## Candidates
CREID | FromBus | ToBus | Ckt | FrBusName | FrBusVolt | ToBusName | ToBusVolt | Type | ContingencyType | InCase | FrClusZone | ToClusZone | QualasCRE
1 | 3429 | 3413 | 1 | SANDOW | 345 | TEMPLE SS | 345 | Line | CSC2 | TRUE | 0 | 0 | FALSE
1 | 3429 | 3414 | 1 | SANDOW | 345 | TEMPLE SS | 345 | Line | CSC2 | TRUE | 0 | 0 | FALSE
2 | 3405 | 3402 | 2 | TRADINGHOUSE SES | 345 | LCRK LS | 345 | Line | CRE2_2 | TRUE | 2 | 4 | TRUE
2 | 3405 | 3409 | 1 | TRADINGHOUSE SES | 345 | LAKE CREEK SES | 345 | Line | CRE2_2 | TRUE | 2 | 4 | TRUE
3 | 3405 | 3409 | 1 | TRADINGHOUSE SES | 345 | LCRK LS | 345 | Line | CRE2_3 | TRUE | 2 | 4 | TRUE
3 | 3405 | 3414 | 1 | TRADINGHOUSE SES | 345 | TEMPLE SS | 345 | Line | CRE2_3 | TRUE | 2 | 4 | TRUE
4 | 3405 | 3414 | 1 | TRADINGHOUSE SES | 345 | TEMPLE SS | 345 | Line | CRE2_4 | TRUE | 2 | 4 | TRUE
4 | 3409 | 3414 | 1 | LAKE CREEK SES | 345 | TEMPLE SS | 345 | Line | CRE2_4 | TRUE | 2 | 4 | TRUE
5 | 3429 | 7040 | 1 | SANDOW | 345 | AUSTROP | 345 | Line | CRE2_5 | TRUE | 2 | 4 | TRUE
5 | 3429 | 7040 | 2 | SANDOW | 345 | AUSTROP | 345 | Line | CRE2_5 | TRUE | 2 | 4 | TRUE
6 | 7041 | 9040 | 1 | LOSTPN34 | 345 | AUSTROP | 345 | Line | CRE2_6 | TRUE | 4 | 2 | TRUE
6 | 7041 | 9040 | 2 | LOSTPN34 | 345 | AUSTROP | 345 | Line | CRE2_6 | TRUE | 4 | 2 | TRUE
7 | 32 | 3682 | 1 | ROBERTSN | 138 | MILANO M | 138 | Line | CRE2_7 | TRUE | 2 | 4 | TRUE
8 | 3409 | 3410 | 1 | LAKE CREEK SES | 345 | LAKE CREEK SES | 138 | Transformer | CRE2_8 | TRUE | 4 | 2 | FALSE
9 | 3410 | 3415 | 1 | LAKE CREEK SES | 138 | TEMPLE SS | 138 | Line | CRE2_9 | TRUE | 2 | 4 | TRUE
10 | 3413 | 3414 | 1 | TEMPLE SS LINE TAP | 345 | TEMPLE SS | 345 | Line | CRE2_10 | TRUE | 4 | 2 | FALSE
11 | 3414 | 3415 | 1 | TEMPLE SS | 345 | TEMPLE SS | 138 | Transformer | CRE2_11 | TRUE | 4 | 2 | FALSE
12 | 3415 | 3675 | 1 | TEMPLE SS | 138 | ROGERS | 138 | Line | CRE2_12 | TRUE | 2 | 4 | FALSE
13 | 3429 | 3430 | 1 | SANDOW | 345 | SANDOW | 138 | Transformer | CRE2_13 | TRUE | 4 | 2 | FALSE
14 | 3430 | 3650 | 1 | SANDOW | 138 | ELGIN SS | 138 | Line | CRE2_14 | TRUE | 2 | 4 | TRUE
15 | 3430 | 3661 | 1 | SANDOW | 138 | SALTY BEC POD | 138 | Line | CRE2_15 | TRUE | 4 | 2 | FALSE
16 | 3430 | 3675 | 1 | SANDOW | 138 | ROGERS | 138 | Line | CRE2_16 | TRUE | 4 | 2 | TRUE
17 | 3430 | 3678 | 1 | SANDOW | 138 | ROCKDALE | 138 | Line | CRE2_17 | TRUE | 4 | 2 | FALSE
18 | 3436 | 3591 | 1 | WACO WEST | 138 | WACO WOODWAY | 138 | Line | CRE2_18 | TRUE | 4 | 2 | FALSE
19 | 3591 | 3592 | 1 | WACO WOODWAY | 138 | WACO ATCO | 138 | Line | CRE2_19 | TRUE | 2 | 4 | FALSE
20 | 3592 | 3593 | 1 | WACO ATCO | 138 | SPRING VALLEY BEC POD | 138 | Line | CRE2_20 | TRUE | 2 | 4 | FALSE
21 | 3593 | 3594 | 1 | SPRING VALLEY BEC POD | 138 | MCGREGOR TAP | 138 | Line | CRE2_21 | TRUE | 4 | 2 | FALSE
22 | 3594 | 3608 | 1 | MCGREGOR TAP | 138 | TEMPLE NORTH | 138 | Line | CRE2_22 | TRUE | 2 | 4 | TRUE
23 | 3650 | 7332 | 1 | ELGIN SS | 138 | ELGIN | 138 | Line | CRE2_23 | TRUE | 2 | 4 | TRUE
24 | 3658 | 3659 | 1 | TAYLOR | 138 | THORNDAL | 138 | Line | CRE2_24 | TRUE | 4 | 2 | TRUE
25 | 3658 | 3673 | 1 | TAYLOR | 138 | TAYLOR W | 138 | Line | CRE2_25 | TRUE | 2 | 4 | FALSE
26 | 3659 | 3661 | 1 | THORNDALE NORTH | 138 | SALTY BEC POD | 138 | Line | CRE2_26 | TRUE | 4 | 2 | FALSE
27 | 3678 | 3679 | 1 | ROCKDALE | 138 | TALBER M | 138 | Line | CRE2_27 | TRUE | 4 | 2 | FALSE
28 | 3679 | 3683 | 1 | TALBER M | 138 | MINERVA | 138 | Line | CRE2_28 | TRUE | 4 | 2 | FALSE
29 | 3682 | 3683 | 1 | MILANO M | 138 | MINERVA | 138 | Line | CRE2_29 | TRUE | 2 | 4 | TRUE
30 | 44230 | 46220 | 25 | FLEWLN 8 | 138 | PETERS 8 | 138 | Line | CRE2_30 | TRUE | 4 | 2 | FALSE
31 | 7270 | 46220 | 1 | BELLSO13 | 138 | PETERS 8 | 138 | Line | CRE2_31 | TRUE | 2 | 4 | FALSE
32 | 7041 | 7056 | 1 | LOSTPN34 | 345 | FPPYD134 | 345 | Line | CRE2_32 | TRUE | 2 | 4 | FALSE
32 | 7041 | 7056 | 2 | LOSTPN34 | 345 | FPPYD134 | 345 | Line | CRE2_32 | TRUE | 2 | 4 | FALSE
33 | 7040 | 7045 | 1 | AUSTRO34 | 345 | ZORN 34 | 345 | Line | CRE2_33 | TRUE | 2 | 4 | FALSE
33 | 7040 | 7048 | 1 | AUSTRO34 | 345 | GARFIE34 | 345 | Line | CRE2_33 | TRUE | 2 | 4 | FALSE
34 | 3650 | 3658 | 1 | ELGIN SS | 138 | TAYLOR | 138 | Line | CRE2_34 | TRUE | 4 | 2 | TRUE
35 | 3413 | 3422 | 1 | TEMPSSLT | 345 | KILL SS | 345 | Line | CRE2_35 | TRUE | 4 | 2 | FALSE
36 | 3666 | 3673 | 1 | HUTTO SS | 138 | TAYLOR W | 138 | Line | CRE2_36 | TRUE | 4 | 2 | TRUE
37 | 3668 | 3672 | 1 | RNDRK | 138 | RNDRK S | 138 | Line | CRE2_37 | TRUE | 2 | 4 | FALSE
38 | 3668 | 7334 | 1 | RNDRK | 138 | MCNEIL13 | 138 | Line | CRE2_38 | TRUE | 2 | 4 | FALSE
39 | 3668 | 3670 | 1 | RNDRK | 138 | RNDRK NE | 138 | Line | CRE2_39 | TRUE | 4 | 2 | FALSE
40 | 3666 | 3670 | 1 | HUTTO SS | 138 | RNDRK NE | 138 | Line | CRE2_40 | TRUE | 2 | 4 | FALSE
41 | 3657 | 7336 | 1 | RR SE ST | 138 | GILLEL13 | 138 | Line | CRE2_41 | TRUE | 2 | 4 | FALSE
42 | 3654 | 3657 | 1 | RNDRK SE | 138 | RR SE ST | 138 | Line | CRE2_42 | TRUE | 4 | 2 | FALSE
43 | 3654 | 3656 | 1 | RNDRK SE | 138 | RR SE NT | 138 | Line | CRE2_43 | TRUE | 4 | 2 | FALSE
44 | 3656 | 3666 | 1 | RR SE NT | 138 | HUTTO SS | 138 | Line | CRE2_44 | TRUE | 4 | 2 | FALSE
45 | 3665 | 7336 | 1 | PFLGRVIL | 138 | GILLEL13 | 138 | Line | CRE2_45 | TRUE | 4 | 2 | FALSE
46 | 3665 | 3666 | 1 | PFLGRVIL | 138 | HUTTO SS | 138 | Line | CRE2_46 | TRUE | 4 | 2 | TRUE
47 | 3415 | 3425 | 1 | TEMP SS | 138 | BELLCTYM | 138 | Line | CRE2_47 | TRUE | 2 | 4 | FALSE
48 | 3640 | 3688 | 1 | SALADO | 138 | JARRELLE | 138 | Line | CRE2_48 | TRUE | 2 | 4 | TRUE
49 | 3688 | 7346 | 1 | JARRELLE | 138 | GABRIE13 | 138 | Line | CRE2_49 | TRUE | 2 | 4 | FALSE
50 | 3665 | 7336 | 1 | PFLGRVIL | 138 | GILLEL13 | 138 | Line | CRE2_50 | TRUE | 2 | 4 | FALSE
51 | 7310 | 7324 | 1 | GIDEON13 | 138 | BUTLER13 | 138 | Line | CRE2_51 | TRUE | 4 | 2 | TRUE
52 | 7064 | 7084 | 1 | LAMPAS13 | 138 | GRAPMI13 | 138 | Line | CRE2_52 | TRUE | 2 | 4 | TRUE
53 | 7084 | 7086 | 1 | GRAPMI13 | 138 | BUCHAN13 | 138 | Line | CRE2_53 | TRUE | 2 | 4 | FALSE
54 | 7086 | 7102 | 1 | BUCHAN13 | 138 | SHERSH13 | 138 | Line | CRE2_54 | TRUE | 2 | 4 | FALSE
55 | 7100 | 7104 | 1 | BURNET13 | 138 | WIRTZ 13 | 138 | Line | CRE2_55 | TRUE | 2 | 4 | FALSE
56 | 7060 | 7100 | 1 | EBABES13 | 138 | BURNET13 | 138 | Line | CRE2_56 | TRUE | 2 | 4 | TRUE
57 | 7060 | 7064 | 1 | EBABES13 | 138 | LAMPAS13 | 138 | Line | CRE2_57 | TRUE | 4 | 2 | FALSE

## CRE2_10
FromBus | FrBusName | FrBusvolt | ToBus | ToBusName | ToBusVolt | Ckt | Sum PMAX
3413 | TEMPLE SS LINE TAP | 345 | 3414 | TEMPLE SS | 345 | 1 | 26209.5001
BusNum | Name | ZoneName | ZoneNameCRE | PMAX | ID
3431 | SANDOW | SOUTH | NORTH | 120 | 2
3431 | SANDOW | SOUTH | NORTH | 120 | 3 |  | Zone | Y | X | a | bz
3431 | SANDOW | SOUTH | NORTH | 120 | 1 |  | West | 0.016187 | 0.019535 | 0.024129 | 0.015715
3432 | SAND 4 G | SOUTH | NORTH | 583 | 4 |  | North | 0.0043297 | 0.0087608 |  | 0.0041183
5026 | VHB1 | SOUTH | NORTH | 220 | 1 |  | Houston | 0.10336 | 0.2045 |  | 0.098425
5027 | VHB2 | SOUTH | NORTH | 230 | 2 |  | South | 0 | 0.38653 |  | -0.0093266
5028 | VHB3 | SOUTH | NORTH | 412 | 3
5111 | JTD1 | SOUTH | NORTH | 405 | 1
5112 | JTD2 | SOUTH | NORTH | 405 | 2
5264 | LCP3 | SOUTH | NORTH | 65 | 3
5265 | LCP4 | SOUTH | NORTH | 95 | 4
5266 | LCPCT1 | SOUTH | NORTH | 46 | 1
5267 | LCPCT2 | SOUTH | NORTH | 46 | 2
5268 | LCPCT3 | SOUTH | NORTH | 46 | 3
5269 | LCPCT4 | SOUTH | NORTH | 46 | 4
5396 | OWS1 | SOUTH | NORTH | 430 | 1
5397 | OWS2 | SOUTH | NORTH | 420 | 2
5401 | JKS1 | SOUTH | NORTH | 585 | 1
5436 | WBT1 | SOUTH | NORTH | 65 | 1
5437 | WBT2 | SOUTH | NORTH | 100 | 2
5438 | WBT3 | SOUTH | NORTH | 100 | 3
5439 | WBT4 | SOUTH | NORTH | 160 | 4
5476 | AVR1-CT1 | SOUTH | NORTH | 155 | 1
5477 | AVR1-ST1 | SOUTH | NORTH | 171 | 1
5478 | AVR1-CT2 | SOUTH | NORTH | 155 | 1
5503 | RAYGEN3 | SOUTH | NORTH | 25 | 1
5505 | RAYGEN1 | SOUTH | NORTH | 10 | 1
5506 | RAYGEN2 | SOUTH | NORTH | 12 | 1
5508 | RAYBRN 9 | SOUTH | NORTH | 52.5 | 1
5509 | RAYBRN10 | SOUTH | NORTH | 42 | 1
5511 | RAYBRN 7 | SOUTH | NORTH | 52.5 | 1
5512 | RAYBRN 8 | SOUTH | NORTH | 52.5 | 1
5728 | FALCON2 | SOUTH | NORTH | 11.5 | 2
5729 | FALCON3 | SOUTH | NORTH | 11.5 | 3
5890 | PRSGN1 | SOUTH | NORTH | 24 | 1
5891 | PRSGN2 | SOUTH | NORTH | 23 | 1
5892 | PRSGN3 | SOUTH | NORTH | 23 | 1
5903 | MIGUEL | SOUTH | NORTH | 391 | 1
5911 | STP1 | SOUTH | NORTH | 1250 | 1
5912 | STP2 | SOUTH | NORTH | 1250 | 2
5932 | SI RAY9 | SOUTH | NORTH | 43 | 9
5933 | SI RAY6 | SOUTH | NORTH | 22 | 6
5934 | SI RAY5 | SOUTH | NORTH | 21 | 5
5935 | SI RAY10 | SOUTH | NORTH | 45 | 10
7000 | FERGUSG1 | SOUTH | NORTH | 420 | 1
7004 | GIDEONG1 | SOUTH | NORTH | 140 | 1
7005 | GIDEONG2 | SOUTH | NORTH | 140 | 2
7006 | GIDEONG3 | SOUTH | NORTH | 342 | 3
7007 | LOSTPN 1 | SOUTH | NORTH | 167 | 1
7008 | LOSTPN 2 | SOUTH | NORTH | 166 | 2
7009 | LOSTPN 3 | SOUTH | NORTH | 183 | 3
7010 | FPP G1 | SOUTH | NORTH | 605 | 1
7011 | FPP G2 | SOUTH | NORTH | 636 | 2
7012 | FPP G3 | SOUTH | NORTH | 450 | 3
7014 | HAYSN 1 | SOUTH | NORTH | 275 | 1
7015 | HAYSN 2 | SOUTH | NORTH | 275 | 2
7016 | HAYSN 3 | SOUTH | NORTH | 275 | 3
7017 | HAYSN 4 | SOUTH | NORTH | 275 | 4
7020 | AUSTING1 | SOUTH | NORTH | 8.4 | 1
7020 | AUSTING1 | SOUTH | NORTH | 8.9 | 2
7022 | BUCHANG1 | SOUTH | NORTH | 18.2 | 1
7023 | BUCHANG2 | SOUTH | NORTH | 18.2 | 2
7024 | BUCHANG3 | SOUTH | NORTH | 14.9 | 3
7026 | INKS G1 | SOUTH | NORTH | 14 | 1
7028 | MARBFAG1 | SOUTH | NORTH | 18.2 | 1
7029 | MARBFAG2 | SOUTH | NORTH | 18.2 | 2
7031 | MARSFOG1 | SOUTH | NORTH | 36 | 1
7032 | MARSFOG2 | SOUTH | NORTH | 34.5 | 2
7033 | MARSFOG3 | SOUTH | NORTH | 36 | 3
7035 | WIRTZ G1 | SOUTH | NORTH | 28 | 1
7036 | WIRTZ G2 | SOUTH | NORTH | 28 | 2
7487 | CANYHY13 | SOUTH | NORTH | 6 | 1
7605 | MCQUEE06 | SOUTH | NORTH | 2.8 | 3
7605 | MCQUEE06 | SOUTH | NORTH | 2.4 | 2
7605 | MCQUEE06 | SOUTH | NORTH | 2.4 | 1
7609 | SCHUMA13 | SOUTH | NORTH | 3.6 | 1
7624 | LAKEWD06 | SOUTH | NORTH | 2.4 | 1
7624 | LAKEWD06 | SOUTH | NORTH | 2.4 | 2
7800 | GUALUP 1 | SOUTH | NORTH | 175 | 1
7801 | GUALUP 2 | SOUTH | NORTH | 175 | 2
7802 | GUALUP 3 | SOUTH | NORTH | 175 | 3
7803 | GUALUP 4 | SOUTH | NORTH | 175 | 4
7804 | GUALUP 5 | SOUTH | NORTH | 205 | 5
7805 | GUALUP 6 | SOUTH | NORTH | 205 | 6
7807 | BEP GT1 | SOUTH | NORTH | 167 | 1
7808 | BEP GT2 | SOUTH | NORTH | 167 | 1
7809 | BEP ST1 | SOUTH | NORTH | 166 | 1
7810 | RIONOGT1 | SOUTH | NORTH | 210 | 1
7811 | RIONOGT2 | SOUTH | NORTH | 210 | 2
7812 | RIONOGT3 | SOUTH | NORTH | 210 | 3
7813 | RIONOST1 | SOUTH | NORTH | 415 | 4
8032 | AMS #1 | SOUTH | NORTH | 33 | 1
8033 | AMS #2 | SOUTH | NORTH | 33 | 2
8048 | FAL #1 | SOUTH | NORTH | 11.5 | 1
8066 | DUP1V#1 | SOUTH | NORTH | 82 | 1
8134 | FOR #1 | SOUTH | NORTH | 67 | 1
8138 | FOR #2 | SOUTH | NORTH | 76 | 2
8139 | JOS #1 | SOUTH | NORTH | 254 | 1
8147 | UCAR #2 | SOUTH | NORTH | 38 | 1
8148 | UCAR #1 | SOUTH | NORTH | 38 | 2
8153 | FOR #3 | SOUTH | NORTH | 76 | 3
8154 | FOR #4 | SOUTH | NORTH | 76 | 4
8155 | FOR #5 | SOUTH | NORTH | 76 | 5
8156 | FOR #6 | SOUTH | NORTH | 32 | 6
8157 | FOR #7 | SOUTH | NORTH | 66 | 7
8161 | CLO #1 | SOUTH | NORTH | 632 | 1
8168 | VIC #4 | SOUTH | NORTH | 69 | 4
8173 | VIC #5 | SOUTH | NORTH | 172 | 5
8174 | VIC #6 | SOUTH | NORTH | 250 | 6
8189 | CUERO 2 | SOUTH | NORTH | 12 | 1
8263 | EPASS H4 | SOUTH | NORTH | 6 | 1
8285 | LAR #1 | SOUTH | NORTH | 35 | 1
8287 | LAR #2 | SOUTH | NORTH | 34 | 2
8288 | LAR #3 | SOUTH | NORTH | 110 | 3
8305 | LAP #4 | SOUTH | NORTH | 25 | 4
8306 | LAP #5 | SOUTH | NORTH | 25 | 5
8307 | LAP #7 | SOUTH | NORTH | 52 | 7
8308 | LAP #6 | SOUTH | NORTH | 159 | 6
8388 | BAT #1 | SOUTH | NORTH | 72 | 1
8393 | BAT #2 | SOUTH | NORTH | 110 | 2
8437 | NBY #5 | SOUTH | NORTH | 30 | 5
8438 | NBY #6 | SOUTH | NORTH | 169 | 6
8442 | NBY #7 | SOUTH | NORTH | 368 | 7
8444 | LCH #1 | SOUTH | NORTH | 75 | 1
8445 | LCH #2 | SOUTH | NORTH | 75 | 2
8446 | LCH #3 | SOUTH | NORTH | 164 | 3
8447 | LCH #4 | SOUTH | NORTH | 247 | 4
8456 | COSW#1 | SOUTH | NORTH | 20 | 1
8457 | COSW#2 | SOUTH | NORTH | 20 | 2
8459 | DAV #1 | SOUTH | NORTH | 344 | 1
8460 | DAV #2 | SOUTH | NORTH | 353 | 2
8461 | KOCHREF2 | SOUTH | NORTH | 38 | 1
8506 | VAL #1 | SOUTH | NORTH | 25 | 1
8507 | VAL #2 | SOUTH | NORTH | 25 | 2
8511 | STARCO#1 | SOUTH | NORTH | 38 | 1
8517 | CEL-B #1 | SOUTH | NORTH | 38 | 1
8560 | CNOPGT1 | SOUTH | NORTH | 199 | 1
8561 | CNOPGT2 | SOUTH | NORTH | 199 | 2
8562 | CNOPST1 | SOUTH | NORTH | 196 | 3
8926 | LGEGN#1 | SOUTH | NORTH | 185 | 1
8927 | LGEGN#2 | SOUTH | NORTH | 185 | 2
8928 | LGEGN#3 | SOUTH | NORTH | 100 | 3
8930 | ICPGN#1 | SOUTH | NORTH | 177 | 1
8931 | ICPGN#2 | SOUTH | NORTH | 177 | 2
8932 | ICPGN#3 | SOUTH | NORTH | 177 | 3
8933 | FGNTS001 | SOUTH | NORTH | 170 | 1
8934 | FGNTS101 | SOUTH | NORTH | 170 | 2
8935 | FGNTS201 | SOUTH | NORTH | 183 | 3
8936 | MVGN#1 | SOUTH | NORTH | 250 | 1
8937 | MVGN#2 | SOUTH | NORTH | 250 | 2
8938 | MVGN#3 | SOUTH | NORTH | 265 | 3
8981 | HECN1 | SOUTH | NORTH | 175 | 1
8982 | HECN2 | SOUTH | NORTH | 175 | 2
8983 | HECN3 | SOUTH | NORTH | 198 | 3
9000 | DECKR G1 | SOUTH | NORTH | 347 | 1
9001 | DECKR G2 | SOUTH | NORTH | 432 | 2
9002 | DECKR G3 | SOUTH | NORTH | 55 | 3
9003 | DECKR G4 | SOUTH | NORTH | 55 | 4
9004 | DECKR G5 | SOUTH | NORTH | 55 | 5
9005 | DECKR G6 | SOUTH | NORTH | 55 | 6
9014 | HOLLY G3 | SOUTH | NORTH | 193 | 3
9015 | HOLLY G4 | SOUTH | NORTH | 194 | 4
9016 | SANDH G1 | SOUTH | NORTH | 48 | 1
9017 | SANDH G2 | SOUTH | NORTH | 48 | 2
9018 | SANDH G3 | SOUTH | NORTH | 48 | 3
9019 | SANDH G4 | SOUTH | NORTH | 48 | 4
9020 | SANDHG5A | SOUTH | NORTH | 151 | 5A
9021 | SANDHG5B | SOUTH | NORTH | 156 | 5B
80003 | MILHWYS | SOUTH | NORTH | 0 | 1
80010 | EPLVT | SOUTH | NORTH | 0 | 1
80012 | LAR | SOUTH | NORTH | 0 | 1
80051 | FOR #8 | SOUTH | NORTH | 33 | 8
80052 | FOR #9 | SOUTH | NORTH | 55 | 9
80053 | FOR #10 | SOUTH | NORTH | 86 | 10

## CRE2_11
FromBus | FrBusName | FrBusvolt | ToBus | ToBusName | ToBusVolt | Ckt | Sum PMAX
3414 | TEMPLE SS | 345 | 3415 | TEMPLE SS | 138 | 1 | 53756.5
BusNum | Name | ZoneName | ZoneNameCRE | PMAX | ID
239 | BSQSUTH2 | NORTH | SOUTH | 150 | 1
244 | WHITNEY1 | NORTH | SOUTH | 15 | 1 |  | Zone | Y | X | a | bz
245 | WHITNEY2 | NORTH | SOUTH | 15 | 2 |  | West | -0.0030838 | 0.019535 | 0.0032175 | -0.0031467
247 | BSQSUTH1 | NORTH | SOUTH | 150 | 2 |  | North | 0 | 0.0087608 |  | -2.8188e-05
251 | BSQSUTH3 | NORTH | SOUTH | 150 | 2 |  | Houston | -0.002195 | 0.2045 |  | -0.0028529
253 | BSQSUTH4 | NORTH | SOUTH | 100 | 2 |  | South | 0 | 0.38653 |  | -0.0012436
332 | MILLER1 | NORTH | SOUTH | 75 | 1
333 | MILLER2 | NORTH | SOUTH | 120 | 2
334 | MILLER3 | NORTH | SOUTH | 205 | 3
335 | MILLER4 | NORTH | SOUTH | 104 | 4
336 | MILLER5 | NORTH | SOUTH | 104 | 5
366 | TENASKA | NORTH | SOUTH | 172 | 1
367 | TENASKA | NORTH | SOUTH | 86 | 2
503 | NTEXAS1 | NORTH | SOUTH | 17 | 1
504 | NTEXAS2 | NORTH | SOUTH | 17 | 2
505 | NTEXAS3 | NORTH | SOUTH | 35 | 3
798 | TAMUGEN1 | NORTH | SOUTH | 32 | 1
837 | NEWMAN5 | NORTH | SOUTH | 40 | 1
842 | OLINGR1 | NORTH | SOUTH | 80 | 1
843 | OLINGR2 | NORTH | SOUTH | 110 | 1
844 | OLINGR3 | NORTH | SOUTH | 150 | 1
845 | OLINGR4 | NORTH | SOUTH | 75 | 1
884 | DANSBY2 | NORTH | SOUTH | 49 | 1
886 | ATKINS3 | NORTH | SOUTH | 12 | 1
887 | ATKINS6 | NORTH | SOUTH | 50 | 1
888 | ATKINS7 | NORTH | SOUTH | 20 | 1
890 | ATKINS4 | NORTH | SOUTH | 22 | 1
891 | ATKINS5 | NORTH | SOUTH | 25 | 1
892 | DANSBY14 | NORTH | SOUTH | 114 | 1
920 | SPNCER1 | NORTH | SOUTH | 12 | 1
921 | SPNCER2 | NORTH | SOUTH | 12 | 1
923 | SPNCER4 | NORTH | SOUTH | 61 | 1
924 | SPNCER5 | NORTH | SOUTH | 66 | 1
948 | STEAM1 | NORTH | SOUTH | 20 | 1
949 | STEAM2 | NORTH | SOUTH | 26 | 1
950 | STEAM3 | NORTH | SOUTH | 41 | 1
990 | GIBCRK | NORTH | SOUTH | 462 | 1
1453 | WCPC 1 G | NORTH | SOUTH | 216 | 1
1454 | WCPC 2 G | NORTH | SOUTH | 216 | 2
1455 | WCPC 3 G | NORTH | SOUTH | 268 | 3
1861 | EGMT1 G | NORTH | SOUTH | 115 | 1
1862 | EGMT2 G | NORTH | SOUTH | 175 | 2
1863 | EGMT3 G | NORTH | SOUTH | 375 | 3
1877 | WLFHOL1G | NORTH | SOUTH | 255 | 1
1878 | WLFHOL2G | NORTH | SOUTH | 300 | 2
1879 | WLFHOL3G | NORTH | SOUTH | 255 | 3
1889 | DEC 1 G | NORTH | SOUTH | 818 | 1
1892 | DECT A G | NORTH | SOUTH | 70 | A
1893 | DECT B G | NORTH | SOUTH | 70 | B
1894 | DECT C G | NORTH | SOUTH | 70 | C
1895 | DECT D G | NORTH | SOUTH | 70 | D
1898 | CMPK 1 G | NORTH | SOUTH | 1150 | 1
1899 | CMPK 2 G | NORTH | SOUTH | 1150 | 2
1937 | MELP 5 G | NORTH | SOUTH | 262 | 5
1938 | MELP 6 G | NORTH | SOUTH | 262 | 6
1941 | MELP 1 G | NORTH | SOUTH | 262 | 1
1942 | MELP 2 G | NORTH | SOUTH | 262 | 2
1943 | MELP 3 G | NORTH | SOUTH | 262 | 3
1944 | MELP 4 G | NORTH | SOUTH | 262 | 4
1945 | HAND 1 G | NORTH | SOUTH | 45 | 1
1946 | HAND 2 G | NORTH | SOUTH | 80 | 2
1947 | HAND 3 G | NORTH | SOUTH | 400 | 3
1948 | HAND 4 G | NORTH | SOUTH | 458 | 4
1949 | HAND 5 G | NORTH | SOUTH | 458 | 5
1960 | NMAIN4G | NORTH | SOUTH | 80 | 4
2381 | NLK 1 G | NORTH | SOUTH | 175 | 1
2382 | NLK 2 G | NORTH | SOUTH | 175 | 2
2383 | NLK 3 G | NORTH | SOUTH | 365 | 3
2413 | MTCK 6 G | NORTH | SOUTH | 115 | 6
2414 | MTCK 7 G | NORTH | SOUTH | 125 | 7
2417 | MTCK 8 G | NORTH | SOUTH | 550 | 8
2418 | MTCK 2 G | NORTH | SOUTH | 33 | 2
2419 | MTCK 3 G | NORTH | SOUTH | 70 | 3
2446 | PARK 1 G | NORTH | SOUTH | 87 | 1
2447 | PARK 2 G | NORTH | SOUTH | 115 | 2
2448 | PARK 3 G | NORTH | SOUTH | 125 | 3
2451 | LKHB 1 G | NORTH | SOUTH | 393 | 1
2452 | LKHB 2 G | NORTH | SOUTH | 528 | 2
3097 | MTNLK 1G | NORTH | SOUTH | 750 | 1
3098 | MTNLK 2G | NORTH | SOUTH | 785 | 2
3099 | MTNLK 3G | NORTH | SOUTH | 750 | 3
3107 | STRYK 1G | NORTH | SOUTH | 175 | 1
3108 | STRYK 2G | NORTH | SOUTH | 500 | 2
3126 | TDAD 6 G | NORTH | SOUTH | 240 | 1
3348 | CHAMPN G | NORTH | SOUTH | 42 | 1
3381 | BBRN 1 G | NORTH | SOUTH | 575 | 1
3382 | BBRN 2 G | NORTH | SOUTH | 587 | 2
3403 | THSE 1 G | NORTH | SOUTH | 565 | 1
3404 | THSE 2 G | NORTH | SOUTH | 818 | 2
3416 | LCRK 1 G | NORTH | SOUTH | 87 | 1
3417 | LCRK 2 G | NORTH | SOUTH | 230 | 2
3431 | SANDOW | SOUTH | NORTH | 120 | 3
3431 | SANDOW | SOUTH | NORTH | 120 | 2
3431 | SANDOW | SOUTH | NORTH | 120 | 1
3432 | SAND 4 G | SOUTH | NORTH | 583 | 4
5026 | VHB1 | SOUTH | NORTH | 220 | 1
5027 | VHB2 | SOUTH | NORTH | 230 | 2
5028 | VHB3 | SOUTH | NORTH | 412 | 3
5111 | JTD1 | SOUTH | NORTH | 405 | 1
5112 | JTD2 | SOUTH | NORTH | 405 | 2
5264 | LCP3 | SOUTH | NORTH | 65 | 3
5265 | LCP4 | SOUTH | NORTH | 95 | 4
5266 | LCPCT1 | SOUTH | NORTH | 46 | 1
5267 | LCPCT2 | SOUTH | NORTH | 46 | 2
5268 | LCPCT3 | SOUTH | NORTH | 46 | 3
5269 | LCPCT4 | SOUTH | NORTH | 46 | 4
5396 | OWS1 | SOUTH | NORTH | 430 | 1
5397 | OWS2 | SOUTH | NORTH | 420 | 2
5401 | JKS1 | SOUTH | NORTH | 585 | 1
5436 | WBT1 | SOUTH | NORTH | 65 | 1
5437 | WBT2 | SOUTH | NORTH | 100 | 2
5438 | WBT3 | SOUTH | NORTH | 100 | 3
5439 | WBT4 | SOUTH | NORTH | 160 | 4
5476 | AVR1-CT1 | SOUTH | NORTH | 155 | 1
5477 | AVR1-ST1 | SOUTH | NORTH | 171 | 1
5478 | AVR1-CT2 | SOUTH | NORTH | 155 | 1
5503 | RAYGEN3 | SOUTH | NORTH | 25 | 1
5505 | RAYGEN1 | SOUTH | NORTH | 10 | 1
5506 | RAYGEN2 | SOUTH | NORTH | 12 | 1
5508 | RAYBRN 9 | SOUTH | NORTH | 52.5 | 1
5509 | RAYBRN10 | SOUTH | NORTH | 42 | 1
5511 | RAYBRN 7 | SOUTH | NORTH | 52.5 | 1
5512 | RAYBRN 8 | SOUTH | NORTH | 52.5 | 1
5728 | FALCON2 | SOUTH | NORTH | 11.5 | 2
5729 | FALCON3 | SOUTH | NORTH | 11.5 | 3
5890 | PRSGN1 | SOUTH | NORTH | 24 | 1
5891 | PRSGN2 | SOUTH | NORTH | 23 | 1
5892 | PRSGN3 | SOUTH | NORTH | 23 | 1
5903 | MIGUEL | SOUTH | NORTH | 391 | 1
5911 | STP1 | SOUTH | NORTH | 1250 | 1
5912 | STP2 | SOUTH | NORTH | 1250 | 2
5932 | SI RAY9 | SOUTH | NORTH | 43 | 9
5933 | SI RAY6 | SOUTH | NORTH | 22 | 6
5934 | SI RAY5 | SOUTH | NORTH | 21 | 5
5935 | SI RAY10 | SOUTH | NORTH | 45 | 10
6694 | WFORD1G | NORTH | SOUTH | 5 | 1
7000 | FERGUSG1 | SOUTH | NORTH | 420 | 1
7004 | GIDEONG1 | SOUTH | NORTH | 140 | 1
7005 | GIDEONG2 | SOUTH | NORTH | 140 | 2
7006 | GIDEONG3 | SOUTH | NORTH | 342 | 3
7007 | LOSTPN 1 | SOUTH | NORTH | 167 | 1
7008 | LOSTPN 2 | SOUTH | NORTH | 166 | 2
7009 | LOSTPN 3 | SOUTH | NORTH | 183 | 3
7010 | FPP G1 | SOUTH | NORTH | 605 | 1
7011 | FPP G2 | SOUTH | NORTH | 636 | 2
7012 | FPP G3 | SOUTH | NORTH | 450 | 3
7014 | HAYSN 1 | SOUTH | NORTH | 275 | 1
7015 | HAYSN 2 | SOUTH | NORTH | 275 | 2
7016 | HAYSN 3 | SOUTH | NORTH | 275 | 3
7017 | HAYSN 4 | SOUTH | NORTH | 275 | 4
7020 | AUSTING1 | SOUTH | NORTH | 8.4 | 1
7020 | AUSTING1 | SOUTH | NORTH | 8.9 | 2
7022 | BUCHANG1 | SOUTH | NORTH | 18.2 | 1
7023 | BUCHANG2 | SOUTH | NORTH | 18.2 | 2
7024 | BUCHANG3 | SOUTH | NORTH | 14.9 | 3
7026 | INKS G1 | SOUTH | NORTH | 14 | 1
7028 | MARBFAG1 | SOUTH | NORTH | 18.2 | 1
7029 | MARBFAG2 | SOUTH | NORTH | 18.2 | 2
7031 | MARSFOG1 | SOUTH | NORTH | 36 | 1
7032 | MARSFOG2 | SOUTH | NORTH | 34.5 | 2
7033 | MARSFOG3 | SOUTH | NORTH | 36 | 3
7035 | WIRTZ G1 | SOUTH | NORTH | 28 | 1
7036 | WIRTZ G2 | SOUTH | NORTH | 28 | 2
7487 | CANYHY13 | SOUTH | NORTH | 6 | 1
7605 | MCQUEE06 | SOUTH | NORTH | 2.8 | 3
7605 | MCQUEE06 | SOUTH | NORTH | 2.4 | 1
7605 | MCQUEE06 | SOUTH | NORTH | 2.4 | 2
7609 | SCHUMA13 | SOUTH | NORTH | 3.6 | 1
7624 | LAKEWD06 | SOUTH | NORTH | 2.4 | 1
7624 | LAKEWD06 | SOUTH | NORTH | 2.4 | 2
7800 | GUALUP 1 | SOUTH | NORTH | 175 | 1
7801 | GUALUP 2 | SOUTH | NORTH | 175 | 2
7802 | GUALUP 3 | SOUTH | NORTH | 175 | 3
7803 | GUALUP 4 | SOUTH | NORTH | 175 | 4
7804 | GUALUP 5 | SOUTH | NORTH | 205 | 5
7805 | GUALUP 6 | SOUTH | NORTH | 205 | 6
7807 | BEP GT1 | SOUTH | NORTH | 167 | 1
7808 | BEP GT2 | SOUTH | NORTH | 167 | 1
7809 | BEP ST1 | SOUTH | NORTH | 166 | 1
7810 | RIONOGT1 | SOUTH | NORTH | 210 | 1
7811 | RIONOGT2 | SOUTH | NORTH | 210 | 2
7812 | RIONOGT3 | SOUTH | NORTH | 210 | 3
7813 | RIONOST1 | SOUTH | NORTH | 415 | 4
8032 | AMS #1 | SOUTH | NORTH | 33 | 1
8033 | AMS #2 | SOUTH | NORTH | 33 | 2
8048 | FAL #1 | SOUTH | NORTH | 11.5 | 1
8066 | DUP1V#1 | SOUTH | NORTH | 82 | 1
8134 | FOR #1 | SOUTH | NORTH | 67 | 1
8138 | FOR #2 | SOUTH | NORTH | 76 | 2
8139 | JOS #1 | SOUTH | NORTH | 254 | 1
8147 | UCAR #2 | SOUTH | NORTH | 38 | 1
8148 | UCAR #1 | SOUTH | NORTH | 38 | 2
8153 | FOR #3 | SOUTH | NORTH | 76 | 3
8154 | FOR #4 | SOUTH | NORTH | 76 | 4
8155 | FOR #5 | SOUTH | NORTH | 76 | 5
8156 | FOR #6 | SOUTH | NORTH | 32 | 6
8157 | FOR #7 | SOUTH | NORTH | 66 | 7
8161 | CLO #1 | SOUTH | NORTH | 632 | 1
8168 | VIC #4 | SOUTH | NORTH | 69 | 4
8173 | VIC #5 | SOUTH | NORTH | 172 | 5
8174 | VIC #6 | SOUTH | NORTH | 250 | 6
8189 | CUERO 2 | SOUTH | NORTH | 12 | 1
8263 | EPASS H4 | SOUTH | NORTH | 6 | 1
8285 | LAR #1 | SOUTH | NORTH | 35 | 1
8287 | LAR #2 | SOUTH | NORTH | 34 | 2
8288 | LAR #3 | SOUTH | NORTH | 110 | 3
8305 | LAP #4 | SOUTH | NORTH | 25 | 4
8306 | LAP #5 | SOUTH | NORTH | 25 | 5
8307 | LAP #7 | SOUTH | NORTH | 52 | 7
8308 | LAP #6 | SOUTH | NORTH | 159 | 6
8388 | BAT #1 | SOUTH | NORTH | 72 | 1
8393 | BAT #2 | SOUTH | NORTH | 110 | 2
8437 | NBY #5 | SOUTH | NORTH | 30 | 5
8438 | NBY #6 | SOUTH | NORTH | 169 | 6
8442 | NBY #7 | SOUTH | NORTH | 368 | 7
8444 | LCH #1 | SOUTH | NORTH | 75 | 1
8445 | LCH #2 | SOUTH | NORTH | 75 | 2
8446 | LCH #3 | SOUTH | NORTH | 164 | 3
8447 | LCH #4 | SOUTH | NORTH | 247 | 4
8456 | COSW#1 | SOUTH | NORTH | 20 | 1
8457 | COSW#2 | SOUTH | NORTH | 20 | 2
8459 | DAV #1 | SOUTH | NORTH | 344 | 1
8460 | DAV #2 | SOUTH | NORTH | 353 | 2
8461 | KOCHREF2 | SOUTH | NORTH | 38 | 1
8506 | VAL #1 | SOUTH | NORTH | 25 | 1
8507 | VAL #2 | SOUTH | NORTH | 25 | 2
8511 | STARCO#1 | SOUTH | NORTH | 38 | 1
8517 | CEL-B #1 | SOUTH | NORTH | 38 | 1
8560 | CNOPGT1 | SOUTH | NORTH | 199 | 1
8561 | CNOPGT2 | SOUTH | NORTH | 199 | 2
8562 | CNOPST1 | SOUTH | NORTH | 196 | 3
8926 | LGEGN#1 | SOUTH | NORTH | 185 | 1
8927 | LGEGN#2 | SOUTH | NORTH | 185 | 2
8928 | LGEGN#3 | SOUTH | NORTH | 100 | 3
8930 | ICPGN#1 | SOUTH | NORTH | 177 | 1
8931 | ICPGN#2 | SOUTH | NORTH | 177 | 2
8932 | ICPGN#3 | SOUTH | NORTH | 177 | 3
8933 | FGNTS001 | SOUTH | NORTH | 170 | 1
8934 | FGNTS101 | SOUTH | NORTH | 170 | 2
8935 | FGNTS201 | SOUTH | NORTH | 183 | 3
8936 | MVGN#1 | SOUTH | NORTH | 250 | 1
8937 | MVGN#2 | SOUTH | NORTH | 250 | 2
8938 | MVGN#3 | SOUTH | NORTH | 265 | 3
8981 | HECN1 | SOUTH | NORTH | 175 | 1
8982 | HECN2 | SOUTH | NORTH | 175 | 2
8983 | HECN3 | SOUTH | NORTH | 198 | 3
9000 | DECKR G1 | SOUTH | NORTH | 347 | 1
9001 | DECKR G2 | SOUTH | NORTH | 432 | 2
9002 | DECKR G3 | SOUTH | NORTH | 55 | 3
9003 | DECKR G4 | SOUTH | NORTH | 55 | 4
9004 | DECKR G5 | SOUTH | NORTH | 55 | 5
9005 | DECKR G6 | SOUTH | NORTH | 55 | 6
9014 | HOLLY G3 | SOUTH | NORTH | 193 | 3
9015 | HOLLY G4 | SOUTH | NORTH | 194 | 4
9016 | SANDH G1 | SOUTH | NORTH | 48 | 1
9017 | SANDH G2 | SOUTH | NORTH | 48 | 2
9018 | SANDH G3 | SOUTH | NORTH | 48 | 3
9019 | SANDH G4 | SOUTH | NORTH | 48 | 4
9020 | SANDHG5A | SOUTH | NORTH | 151 | 5A
9021 | SANDHG5B | SOUTH | NORTH | 156 | 5B
12322 | ENTRAC11 | NORTH | SOUTH | 213 | 1
12323 | ENTRAC12 | NORTH | SOUTH | 106 | 2
12411 | FPLEFR1A | NORTH | SOUTH | 160 | 1
12412 | FPLEFR1B | NORTH | SOUTH | 160 | 2
12413 | FPLEFR1C | NORTH | SOUTH | 160 | 3
12414 | FPLEFR1S | NORTH | SOUTH | 408 | 4
12421 | FPLEFR2A | NORTH | SOUTH | 160 | 1
12422 | FPLEFR2B | NORTH | SOUTH | 160 | 2
12423 | FPLEFR2C | NORTH | SOUTH | 160 | 3
12424 | FPLEFR2S | NORTH | SOUTH | 407 | 4
13116 | GATEWY1G | NORTH | SOUTH | 179 | 1
13117 | GATEWY2G | NORTH | SOUTH | 179 | 2
13118 | GATEWY3G | NORTH | SOUTH | 179 | 3
13119 | GATEWY4G | NORTH | SOUTH | 417 | 4
13131 | CALFRE1G | NORTH | SOUTH | 189 | 1
13132 | CALFRE2G | NORTH | SOUTH | 189 | 2
13133 | CALFRE3G | NORTH | SOUTH | 189 | 3
13134 | CALFRE4G | NORTH | SOUTH | 189 | 4
13135 | CALFRE5G | NORTH | SOUTH | 189 | 5
13136 | CALFRE6G | NORTH | SOUTH | 189 | 6
39960 | TNPONE#1 | NORTH | SOUTH | 153 | 1
39970 | TNPONE#2 | NORTH | SOUTH | 155 | 1
48671 | FTR1 | NORTH | SOUTH | 150 | 1
48672 | FTR2 | NORTH | SOUTH | 150 | 2
48673 | FTR3 | NORTH | SOUTH | 150 | 3
48674 | FTR4 | NORTH | SOUTH | 380 | 4
48721 | LIM1 | NORTH | SOUTH | 836 | 1
48722 | LIM2 | NORTH | SOUTH | 766 | 2
80003 | MILHWYS | SOUTH | NORTH | 0 | 1
80010 | EPLVT | SOUTH | NORTH | 0 | 1
80012 | LAR | SOUTH | NORTH | 0 | 1
80051 | FOR #8 | SOUTH | NORTH | 33 | 8
80052 | FOR #9 | SOUTH | NORTH | 55 | 9
80053 | FOR #10 | SOUTH | NORTH | 86 | 10

## CRE2_12
FromBus | FrBusName | FrBusvolt | ToBus | ToBusName | ToBusVolt | Ckt | Sum PMAX
3415 | TEMPLE SS | 138 | 3675 | ROGERS | 138 | 1 | 26209.5001
BusNum | Name | ZoneName | ZoneNameCRE | PMAX | ID
3431 | SANDOW | SOUTH | NORTH | 120 | 2
3431 | SANDOW | SOUTH | NORTH | 120 | 3 |  | Zone | Y | X | a | bz
3431 | SANDOW | SOUTH | NORTH | 120 | 1 |  | West | 0.00065345 | 0.019535 | 0.0049074 | 0.00055758
3432 | SAND 4 G | SOUTH | NORTH | 583 | 4 |  | North | 0.00073053 | 0.0087608 |  | 0.00068754
5026 | VHB1 | SOUTH | NORTH | 220 | 1 |  | Houston | 0.013393 | 0.2045 |  | 0.012389
5027 | VHB2 | SOUTH | NORTH | 230 | 2 |  | South | 0 | 0.38653 |  | -0.0018968
5028 | VHB3 | SOUTH | NORTH | 412 | 3
5111 | JTD1 | SOUTH | NORTH | 405 | 1
5112 | JTD2 | SOUTH | NORTH | 405 | 2
5264 | LCP3 | SOUTH | NORTH | 65 | 3
5265 | LCP4 | SOUTH | NORTH | 95 | 4
5266 | LCPCT1 | SOUTH | NORTH | 46 | 1
5267 | LCPCT2 | SOUTH | NORTH | 46 | 2
5268 | LCPCT3 | SOUTH | NORTH | 46 | 3
5269 | LCPCT4 | SOUTH | NORTH | 46 | 4
5396 | OWS1 | SOUTH | NORTH | 430 | 1
5397 | OWS2 | SOUTH | NORTH | 420 | 2
5401 | JKS1 | SOUTH | NORTH | 585 | 1
5436 | WBT1 | SOUTH | NORTH | 65 | 1
5437 | WBT2 | SOUTH | NORTH | 100 | 2
5438 | WBT3 | SOUTH | NORTH | 100 | 3
5439 | WBT4 | SOUTH | NORTH | 160 | 4
5476 | AVR1-CT1 | SOUTH | NORTH | 155 | 1
5477 | AVR1-ST1 | SOUTH | NORTH | 171 | 1
5478 | AVR1-CT2 | SOUTH | NORTH | 155 | 1
5503 | RAYGEN3 | SOUTH | NORTH | 25 | 1
5505 | RAYGEN1 | SOUTH | NORTH | 10 | 1
5506 | RAYGEN2 | SOUTH | NORTH | 12 | 1
5508 | RAYBRN 9 | SOUTH | NORTH | 52.5 | 1
5509 | RAYBRN10 | SOUTH | NORTH | 42 | 1
5511 | RAYBRN 7 | SOUTH | NORTH | 52.5 | 1
5512 | RAYBRN 8 | SOUTH | NORTH | 52.5 | 1
5728 | FALCON2 | SOUTH | NORTH | 11.5 | 2
5729 | FALCON3 | SOUTH | NORTH | 11.5 | 3
5890 | PRSGN1 | SOUTH | NORTH | 24 | 1
5891 | PRSGN2 | SOUTH | NORTH | 23 | 1
5892 | PRSGN3 | SOUTH | NORTH | 23 | 1
5903 | MIGUEL | SOUTH | NORTH | 391 | 1
5911 | STP1 | SOUTH | NORTH | 1250 | 1
5912 | STP2 | SOUTH | NORTH | 1250 | 2
5932 | SI RAY9 | SOUTH | NORTH | 43 | 9
5933 | SI RAY6 | SOUTH | NORTH | 22 | 6
5934 | SI RAY5 | SOUTH | NORTH | 21 | 5
5935 | SI RAY10 | SOUTH | NORTH | 45 | 10
7000 | FERGUSG1 | SOUTH | NORTH | 420 | 1
7004 | GIDEONG1 | SOUTH | NORTH | 140 | 1
7005 | GIDEONG2 | SOUTH | NORTH | 140 | 2
7006 | GIDEONG3 | SOUTH | NORTH | 342 | 3
7007 | LOSTPN 1 | SOUTH | NORTH | 167 | 1
7008 | LOSTPN 2 | SOUTH | NORTH | 166 | 2
7009 | LOSTPN 3 | SOUTH | NORTH | 183 | 3
7010 | FPP G1 | SOUTH | NORTH | 605 | 1
7011 | FPP G2 | SOUTH | NORTH | 636 | 2
7012 | FPP G3 | SOUTH | NORTH | 450 | 3
7014 | HAYSN 1 | SOUTH | NORTH | 275 | 1
7015 | HAYSN 2 | SOUTH | NORTH | 275 | 2
7016 | HAYSN 3 | SOUTH | NORTH | 275 | 3
7017 | HAYSN 4 | SOUTH | NORTH | 275 | 4
7020 | AUSTING1 | SOUTH | NORTH | 8.4 | 1
7020 | AUSTING1 | SOUTH | NORTH | 8.9 | 2
7022 | BUCHANG1 | SOUTH | NORTH | 18.2 | 1
7023 | BUCHANG2 | SOUTH | NORTH | 18.2 | 2
7024 | BUCHANG3 | SOUTH | NORTH | 14.9 | 3
7026 | INKS G1 | SOUTH | NORTH | 14 | 1
7028 | MARBFAG1 | SOUTH | NORTH | 18.2 | 1
7029 | MARBFAG2 | SOUTH | NORTH | 18.2 | 2
7031 | MARSFOG1 | SOUTH | NORTH | 36 | 1
7032 | MARSFOG2 | SOUTH | NORTH | 34.5 | 2
7033 | MARSFOG3 | SOUTH | NORTH | 36 | 3
7035 | WIRTZ G1 | SOUTH | NORTH | 28 | 1
7036 | WIRTZ G2 | SOUTH | NORTH | 28 | 2
7487 | CANYHY13 | SOUTH | NORTH | 6 | 1
7605 | MCQUEE06 | SOUTH | NORTH | 2.8 | 3
7605 | MCQUEE06 | SOUTH | NORTH | 2.4 | 2
7605 | MCQUEE06 | SOUTH | NORTH | 2.4 | 1
7609 | SCHUMA13 | SOUTH | NORTH | 3.6 | 1
7624 | LAKEWD06 | SOUTH | NORTH | 2.4 | 1
7624 | LAKEWD06 | SOUTH | NORTH | 2.4 | 2
7800 | GUALUP 1 | SOUTH | NORTH | 175 | 1
7801 | GUALUP 2 | SOUTH | NORTH | 175 | 2
7802 | GUALUP 3 | SOUTH | NORTH | 175 | 3
7803 | GUALUP 4 | SOUTH | NORTH | 175 | 4
7804 | GUALUP 5 | SOUTH | NORTH | 205 | 5
7805 | GUALUP 6 | SOUTH | NORTH | 205 | 6
7807 | BEP GT1 | SOUTH | NORTH | 167 | 1
7808 | BEP GT2 | SOUTH | NORTH | 167 | 1
7809 | BEP ST1 | SOUTH | NORTH | 166 | 1
7810 | RIONOGT1 | SOUTH | NORTH | 210 | 1
7811 | RIONOGT2 | SOUTH | NORTH | 210 | 2
7812 | RIONOGT3 | SOUTH | NORTH | 210 | 3
7813 | RIONOST1 | SOUTH | NORTH | 415 | 4
8032 | AMS #1 | SOUTH | NORTH | 33 | 1
8033 | AMS #2 | SOUTH | NORTH | 33 | 2
8048 | FAL #1 | SOUTH | NORTH | 11.5 | 1
8066 | DUP1V#1 | SOUTH | NORTH | 82 | 1
8134 | FOR #1 | SOUTH | NORTH | 67 | 1
8138 | FOR #2 | SOUTH | NORTH | 76 | 2
8139 | JOS #1 | SOUTH | NORTH | 254 | 1
8147 | UCAR #2 | SOUTH | NORTH | 38 | 1
8148 | UCAR #1 | SOUTH | NORTH | 38 | 2
8153 | FOR #3 | SOUTH | NORTH | 76 | 3
8154 | FOR #4 | SOUTH | NORTH | 76 | 4
8155 | FOR #5 | SOUTH | NORTH | 76 | 5
8156 | FOR #6 | SOUTH | NORTH | 32 | 6
8157 | FOR #7 | SOUTH | NORTH | 66 | 7
8161 | CLO #1 | SOUTH | NORTH | 632 | 1
8168 | VIC #4 | SOUTH | NORTH | 69 | 4
8173 | VIC #5 | SOUTH | NORTH | 172 | 5
8174 | VIC #6 | SOUTH | NORTH | 250 | 6
8189 | CUERO 2 | SOUTH | NORTH | 12 | 1
8263 | EPASS H4 | SOUTH | NORTH | 6 | 1
8285 | LAR #1 | SOUTH | NORTH | 35 | 1
8287 | LAR #2 | SOUTH | NORTH | 34 | 2
8288 | LAR #3 | SOUTH | NORTH | 110 | 3
8305 | LAP #4 | SOUTH | NORTH | 25 | 4
8306 | LAP #5 | SOUTH | NORTH | 25 | 5
8307 | LAP #7 | SOUTH | NORTH | 52 | 7
8308 | LAP #6 | SOUTH | NORTH | 159 | 6
8388 | BAT #1 | SOUTH | NORTH | 72 | 1
8393 | BAT #2 | SOUTH | NORTH | 110 | 2
8437 | NBY #5 | SOUTH | NORTH | 30 | 5
8438 | NBY #6 | SOUTH | NORTH | 169 | 6
8442 | NBY #7 | SOUTH | NORTH | 368 | 7
8444 | LCH #1 | SOUTH | NORTH | 75 | 1
8445 | LCH #2 | SOUTH | NORTH | 75 | 2
8446 | LCH #3 | SOUTH | NORTH | 164 | 3
8447 | LCH #4 | SOUTH | NORTH | 247 | 4
8456 | COSW#1 | SOUTH | NORTH | 20 | 1
8457 | COSW#2 | SOUTH | NORTH | 20 | 2
8459 | DAV #1 | SOUTH | NORTH | 344 | 1
8460 | DAV #2 | SOUTH | NORTH | 353 | 2
8461 | KOCHREF2 | SOUTH | NORTH | 38 | 1
8506 | VAL #1 | SOUTH | NORTH | 25 | 1
8507 | VAL #2 | SOUTH | NORTH | 25 | 2
8511 | STARCO#1 | SOUTH | NORTH | 38 | 1
8517 | CEL-B #1 | SOUTH | NORTH | 38 | 1
8560 | CNOPGT1 | SOUTH | NORTH | 199 | 1
8561 | CNOPGT2 | SOUTH | NORTH | 199 | 2
8562 | CNOPST1 | SOUTH | NORTH | 196 | 3
8926 | LGEGN#1 | SOUTH | NORTH | 185 | 1
8927 | LGEGN#2 | SOUTH | NORTH | 185 | 2
8928 | LGEGN#3 | SOUTH | NORTH | 100 | 3
8930 | ICPGN#1 | SOUTH | NORTH | 177 | 1
8931 | ICPGN#2 | SOUTH | NORTH | 177 | 2
8932 | ICPGN#3 | SOUTH | NORTH | 177 | 3
8933 | FGNTS001 | SOUTH | NORTH | 170 | 1
8934 | FGNTS101 | SOUTH | NORTH | 170 | 2
8935 | FGNTS201 | SOUTH | NORTH | 183 | 3
8936 | MVGN#1 | SOUTH | NORTH | 250 | 1
8937 | MVGN#2 | SOUTH | NORTH | 250 | 2
8938 | MVGN#3 | SOUTH | NORTH | 265 | 3
8981 | HECN1 | SOUTH | NORTH | 175 | 1
8982 | HECN2 | SOUTH | NORTH | 175 | 2
8983 | HECN3 | SOUTH | NORTH | 198 | 3
9000 | DECKR G1 | SOUTH | NORTH | 347 | 1
9001 | DECKR G2 | SOUTH | NORTH | 432 | 2
9002 | DECKR G3 | SOUTH | NORTH | 55 | 3
9003 | DECKR G4 | SOUTH | NORTH | 55 | 4
9004 | DECKR G5 | SOUTH | NORTH | 55 | 5
9005 | DECKR G6 | SOUTH | NORTH | 55 | 6
9014 | HOLLY G3 | SOUTH | NORTH | 193 | 3
9015 | HOLLY G4 | SOUTH | NORTH | 194 | 4
9016 | SANDH G1 | SOUTH | NORTH | 48 | 1
9017 | SANDH G2 | SOUTH | NORTH | 48 | 2
9018 | SANDH G3 | SOUTH | NORTH | 48 | 3
9019 | SANDH G4 | SOUTH | NORTH | 48 | 4
9020 | SANDHG5A | SOUTH | NORTH | 151 | 5A
9021 | SANDHG5B | SOUTH | NORTH | 156 | 5B
80003 | MILHWYS | SOUTH | NORTH | 0 | 1
80010 | EPLVT | SOUTH | NORTH | 0 | 1
80012 | LAR | SOUTH | NORTH | 0 | 1
80051 | FOR #8 | SOUTH | NORTH | 33 | 8
80052 | FOR #9 | SOUTH | NORTH | 55 | 9
80053 | FOR #10 | SOUTH | NORTH | 86 | 10

## CRE2_13
FromBus | FrBusName | FrBusvolt | ToBus | ToBusName | ToBusVolt | Ckt | Sum PMAX
3429 | SANDOW | 345 | 3430 | SANDOW | 138 | 1 | 28490
BusNum | Name | ZoneName | ZoneNameCRE | PMAX | ID
239 | BSQSUTH2 | NORTH | SOUTH | 150 | 1
244 | WHITNEY1 | NORTH | SOUTH | 15 | 1 |  | Zone | Y | X | a | bz
245 | WHITNEY2 | NORTH | SOUTH | 15 | 2 |  | West | 4.0476e-06 | 0.019535 | 0.0041202 | -7.6441e-05
247 | BSQSUTH1 | NORTH | SOUTH | 150 | 2 |  | North | 0 | 0.0087608 |  | -3.6096e-05
251 | BSQSUTH3 | NORTH | SOUTH | 150 | 2 |  | Houston | -0.0036449 | 0.2045 |  | -0.0044875
253 | BSQSUTH4 | NORTH | SOUTH | 100 | 2 |  | South | 0.0024872 | 0.38653 |  | 0.0008946
332 | MILLER1 | NORTH | SOUTH | 75 | 1
333 | MILLER2 | NORTH | SOUTH | 120 | 2
334 | MILLER3 | NORTH | SOUTH | 205 | 3
335 | MILLER4 | NORTH | SOUTH | 104 | 4
336 | MILLER5 | NORTH | SOUTH | 104 | 5
366 | TENASKA | NORTH | SOUTH | 172 | 1
367 | TENASKA | NORTH | SOUTH | 86 | 2
503 | NTEXAS1 | NORTH | SOUTH | 17 | 1
504 | NTEXAS2 | NORTH | SOUTH | 17 | 2
505 | NTEXAS3 | NORTH | SOUTH | 35 | 3
798 | TAMUGEN1 | NORTH | SOUTH | 32 | 1
837 | NEWMAN5 | NORTH | SOUTH | 40 | 1
842 | OLINGR1 | NORTH | SOUTH | 80 | 1
843 | OLINGR2 | NORTH | SOUTH | 110 | 1
844 | OLINGR3 | NORTH | SOUTH | 150 | 1
845 | OLINGR4 | NORTH | SOUTH | 75 | 1
884 | DANSBY2 | NORTH | SOUTH | 49 | 1
886 | ATKINS3 | NORTH | SOUTH | 12 | 1
887 | ATKINS6 | NORTH | SOUTH | 50 | 1
888 | ATKINS7 | NORTH | SOUTH | 20 | 1
890 | ATKINS4 | NORTH | SOUTH | 22 | 1
891 | ATKINS5 | NORTH | SOUTH | 25 | 1
892 | DANSBY14 | NORTH | SOUTH | 114 | 1
920 | SPNCER1 | NORTH | SOUTH | 12 | 1
921 | SPNCER2 | NORTH | SOUTH | 12 | 1
923 | SPNCER4 | NORTH | SOUTH | 61 | 1
924 | SPNCER5 | NORTH | SOUTH | 66 | 1
948 | STEAM1 | NORTH | SOUTH | 20 | 1
949 | STEAM2 | NORTH | SOUTH | 26 | 1
950 | STEAM3 | NORTH | SOUTH | 41 | 1
990 | GIBCRK | NORTH | SOUTH | 462 | 1
1453 | WCPC 1 G | NORTH | SOUTH | 216 | 1
1454 | WCPC 2 G | NORTH | SOUTH | 216 | 2
1455 | WCPC 3 G | NORTH | SOUTH | 268 | 3
1861 | EGMT1 G | NORTH | SOUTH | 115 | 1
1862 | EGMT2 G | NORTH | SOUTH | 175 | 2
1863 | EGMT3 G | NORTH | SOUTH | 375 | 3
1877 | WLFHOL1G | NORTH | SOUTH | 255 | 1
1878 | WLFHOL2G | NORTH | SOUTH | 300 | 2
1879 | WLFHOL3G | NORTH | SOUTH | 255 | 3
1889 | DEC 1 G | NORTH | SOUTH | 818 | 1
1892 | DECT A G | NORTH | SOUTH | 70 | A
1893 | DECT B G | NORTH | SOUTH | 70 | B
1894 | DECT C G | NORTH | SOUTH | 70 | C
1895 | DECT D G | NORTH | SOUTH | 70 | D
1898 | CMPK 1 G | NORTH | SOUTH | 1150 | 1
1899 | CMPK 2 G | NORTH | SOUTH | 1150 | 2
1937 | MELP 5 G | NORTH | SOUTH | 262 | 5
1938 | MELP 6 G | NORTH | SOUTH | 262 | 6
1941 | MELP 1 G | NORTH | SOUTH | 262 | 1
1942 | MELP 2 G | NORTH | SOUTH | 262 | 2
1943 | MELP 3 G | NORTH | SOUTH | 262 | 3
1944 | MELP 4 G | NORTH | SOUTH | 262 | 4
1945 | HAND 1 G | NORTH | SOUTH | 45 | 1
1946 | HAND 2 G | NORTH | SOUTH | 80 | 2
1947 | HAND 3 G | NORTH | SOUTH | 400 | 3
1948 | HAND 4 G | NORTH | SOUTH | 458 | 4
1949 | HAND 5 G | NORTH | SOUTH | 458 | 5
1960 | NMAIN4G | NORTH | SOUTH | 80 | 4
2381 | NLK 1 G | NORTH | SOUTH | 175 | 1
2382 | NLK 2 G | NORTH | SOUTH | 175 | 2
2383 | NLK 3 G | NORTH | SOUTH | 365 | 3
2413 | MTCK 6 G | NORTH | SOUTH | 115 | 6
2414 | MTCK 7 G | NORTH | SOUTH | 125 | 7
2417 | MTCK 8 G | NORTH | SOUTH | 550 | 8
2418 | MTCK 2 G | NORTH | SOUTH | 33 | 2
2419 | MTCK 3 G | NORTH | SOUTH | 70 | 3
2446 | PARK 1 G | NORTH | SOUTH | 87 | 1
2447 | PARK 2 G | NORTH | SOUTH | 115 | 2
2448 | PARK 3 G | NORTH | SOUTH | 125 | 3
2451 | LKHB 1 G | NORTH | SOUTH | 393 | 1
2452 | LKHB 2 G | NORTH | SOUTH | 528 | 2
3097 | MTNLK 1G | NORTH | SOUTH | 750 | 1
3098 | MTNLK 2G | NORTH | SOUTH | 785 | 2
3099 | MTNLK 3G | NORTH | SOUTH | 750 | 3
3107 | STRYK 1G | NORTH | SOUTH | 175 | 1
3108 | STRYK 2G | NORTH | SOUTH | 500 | 2
3126 | TDAD 6 G | NORTH | SOUTH | 240 | 1
3348 | CHAMPN G | NORTH | SOUTH | 42 | 1
3381 | BBRN 1 G | NORTH | SOUTH | 575 | 1
3382 | BBRN 2 G | NORTH | SOUTH | 587 | 2
3403 | THSE 1 G | NORTH | SOUTH | 565 | 1
3404 | THSE 2 G | NORTH | SOUTH | 818 | 2
3416 | LCRK 1 G | NORTH | SOUTH | 87 | 1
3417 | LCRK 2 G | NORTH | SOUTH | 230 | 2
3431 | SANDOW | SOUTH | NORTH | 120 | 3
3431 | SANDOW | SOUTH | NORTH | 120 | 2
3431 | SANDOW | SOUTH | NORTH | 120 | 1
3432 | SAND 4 G | SOUTH | NORTH | 583 | 4
6694 | WFORD1G | NORTH | SOUTH | 5 | 1
12322 | ENTRAC11 | NORTH | SOUTH | 213 | 1
12323 | ENTRAC12 | NORTH | SOUTH | 106 | 2
12411 | FPLEFR1A | NORTH | SOUTH | 160 | 1
12412 | FPLEFR1B | NORTH | SOUTH | 160 | 2
12413 | FPLEFR1C | NORTH | SOUTH | 160 | 3
12414 | FPLEFR1S | NORTH | SOUTH | 408 | 4
12421 | FPLEFR2A | NORTH | SOUTH | 160 | 1
12422 | FPLEFR2B | NORTH | SOUTH | 160 | 2
12423 | FPLEFR2C | NORTH | SOUTH | 160 | 3
12424 | FPLEFR2S | NORTH | SOUTH | 407 | 4
13116 | GATEWY1G | NORTH | SOUTH | 179 | 1
13117 | GATEWY2G | NORTH | SOUTH | 179 | 2
13118 | GATEWY3G | NORTH | SOUTH | 179 | 3
13119 | GATEWY4G | NORTH | SOUTH | 417 | 4
13131 | CALFRE1G | NORTH | SOUTH | 189 | 1
13132 | CALFRE2G | NORTH | SOUTH | 189 | 2
13133 | CALFRE3G | NORTH | SOUTH | 189 | 3
13134 | CALFRE4G | NORTH | SOUTH | 189 | 4
13135 | CALFRE5G | NORTH | SOUTH | 189 | 5
13136 | CALFRE6G | NORTH | SOUTH | 189 | 6
39960 | TNPONE#1 | NORTH | SOUTH | 153 | 1
39970 | TNPONE#2 | NORTH | SOUTH | 155 | 1
48671 | FTR1 | NORTH | SOUTH | 150 | 1
48672 | FTR2 | NORTH | SOUTH | 150 | 2
48673 | FTR3 | NORTH | SOUTH | 150 | 3
48674 | FTR4 | NORTH | SOUTH | 380 | 4
48721 | LIM1 | NORTH | SOUTH | 836 | 1
48722 | LIM2 | NORTH | SOUTH | 766 | 2

## CRE2_14
FromBus | FrBusName | FrBusvolt | ToBus | ToBusName | ToBusVolt | Ckt | Sum PMAX
3430 | SANDOW | 138 | 3650 | ELGIN SS | 138 | 1 | 943
BusNum | Name | ZoneName | ZoneNameCRE | PMAX | ID
3431 | SANDOW | SOUTH | NORTH | 120 | 3
3431 | SANDOW | SOUTH | NORTH | 120 | 2 |  | Zone | Y | X | a | bz
3431 | SANDOW | SOUTH | NORTH | 120 | 1 |  | West | 0.0017427 | 0.019535 | 0.057872 | 0.00061219
3432 | SAND 4 G | SOUTH | NORTH | 583 | 4 |  | North | 6.4935e-05 | 0.0087608 |  | -0.00044207
[7 empty] | Houston | 0.0094145 | 0.2045 |  | -0.0024202
[7 empty] | South | 0.022967 | 0.38653 |  | 0.00059762

## CRE2_15
FromBus | FrBusName | FrBusvolt | ToBus | ToBusName | ToBusVolt | Ckt | Sum PMAX
3430 | SANDOW | 138 | 3661 | SALTY BEC POD | 138 | 1 | 27547
BusNum | Name | ZoneName | ZoneNameCRE | PMAX | ID
239 | BSQSUTH2 | NORTH | SOUTH | 150 | 1
244 | WHITNEY1 | NORTH | SOUTH | 15 | 1 |  | Zone | Y | X | a | bz
245 | WHITNEY2 | NORTH | SOUTH | 15 | 2 |  | West | -0.0018659 | 0.019535 | -0.043078 | -0.0010244
247 | BSQSUTH1 | NORTH | SOUTH | 150 | 2 |  | North | 0 | 0.0087608 |  | 0.0003774
251 | BSQSUTH3 | NORTH | SOUTH | 150 | 2 |  | Houston | -0.0092154 | 0.2045 |  | -0.00040587
253 | BSQSUTH4 | NORTH | SOUTH | 100 | 2 |  | South | -0.016924 | 0.38653 |  | -0.00027323
332 | MILLER1 | NORTH | SOUTH | 75 | 1
333 | MILLER2 | NORTH | SOUTH | 120 | 2
334 | MILLER3 | NORTH | SOUTH | 205 | 3
335 | MILLER4 | NORTH | SOUTH | 104 | 4
336 | MILLER5 | NORTH | SOUTH | 104 | 5
366 | TENASKA | NORTH | SOUTH | 172 | 1
367 | TENASKA | NORTH | SOUTH | 86 | 2
503 | NTEXAS1 | NORTH | SOUTH | 17 | 1
504 | NTEXAS2 | NORTH | SOUTH | 17 | 2
505 | NTEXAS3 | NORTH | SOUTH | 35 | 3
798 | TAMUGEN1 | NORTH | SOUTH | 32 | 1
837 | NEWMAN5 | NORTH | SOUTH | 40 | 1
842 | OLINGR1 | NORTH | SOUTH | 80 | 1
843 | OLINGR2 | NORTH | SOUTH | 110 | 1
844 | OLINGR3 | NORTH | SOUTH | 150 | 1
845 | OLINGR4 | NORTH | SOUTH | 75 | 1
884 | DANSBY2 | NORTH | SOUTH | 49 | 1
886 | ATKINS3 | NORTH | SOUTH | 12 | 1
887 | ATKINS6 | NORTH | SOUTH | 50 | 1
888 | ATKINS7 | NORTH | SOUTH | 20 | 1
890 | ATKINS4 | NORTH | SOUTH | 22 | 1
891 | ATKINS5 | NORTH | SOUTH | 25 | 1
892 | DANSBY14 | NORTH | SOUTH | 114 | 1
920 | SPNCER1 | NORTH | SOUTH | 12 | 1
921 | SPNCER2 | NORTH | SOUTH | 12 | 1
923 | SPNCER4 | NORTH | SOUTH | 61 | 1
924 | SPNCER5 | NORTH | SOUTH | 66 | 1
948 | STEAM1 | NORTH | SOUTH | 20 | 1
949 | STEAM2 | NORTH | SOUTH | 26 | 1
950 | STEAM3 | NORTH | SOUTH | 41 | 1
990 | GIBCRK | NORTH | SOUTH | 462 | 1
1453 | WCPC 1 G | NORTH | SOUTH | 216 | 1
1454 | WCPC 2 G | NORTH | SOUTH | 216 | 2
1455 | WCPC 3 G | NORTH | SOUTH | 268 | 3
1861 | EGMT1 G | NORTH | SOUTH | 115 | 1
1862 | EGMT2 G | NORTH | SOUTH | 175 | 2
1863 | EGMT3 G | NORTH | SOUTH | 375 | 3
1877 | WLFHOL1G | NORTH | SOUTH | 255 | 1
1878 | WLFHOL2G | NORTH | SOUTH | 300 | 2
1879 | WLFHOL3G | NORTH | SOUTH | 255 | 3
1889 | DEC 1 G | NORTH | SOUTH | 818 | 1
1892 | DECT A G | NORTH | SOUTH | 70 | A
1893 | DECT B G | NORTH | SOUTH | 70 | B
1894 | DECT C G | NORTH | SOUTH | 70 | C
1895 | DECT D G | NORTH | SOUTH | 70 | D
1898 | CMPK 1 G | NORTH | SOUTH | 1150 | 1
1899 | CMPK 2 G | NORTH | SOUTH | 1150 | 2
1937 | MELP 5 G | NORTH | SOUTH | 262 | 5
1938 | MELP 6 G | NORTH | SOUTH | 262 | 6
1941 | MELP 1 G | NORTH | SOUTH | 262 | 1
1942 | MELP 2 G | NORTH | SOUTH | 262 | 2
1943 | MELP 3 G | NORTH | SOUTH | 262 | 3
1944 | MELP 4 G | NORTH | SOUTH | 262 | 4
1945 | HAND 1 G | NORTH | SOUTH | 45 | 1
1946 | HAND 2 G | NORTH | SOUTH | 80 | 2
1947 | HAND 3 G | NORTH | SOUTH | 400 | 3
1948 | HAND 4 G | NORTH | SOUTH | 458 | 4
1949 | HAND 5 G | NORTH | SOUTH | 458 | 5
1960 | NMAIN4G | NORTH | SOUTH | 80 | 4
2381 | NLK 1 G | NORTH | SOUTH | 175 | 1
2382 | NLK 2 G | NORTH | SOUTH | 175 | 2
2383 | NLK 3 G | NORTH | SOUTH | 365 | 3
2413 | MTCK 6 G | NORTH | SOUTH | 115 | 6
2414 | MTCK 7 G | NORTH | SOUTH | 125 | 7
2417 | MTCK 8 G | NORTH | SOUTH | 550 | 8
2418 | MTCK 2 G | NORTH | SOUTH | 33 | 2
2419 | MTCK 3 G | NORTH | SOUTH | 70 | 3
2446 | PARK 1 G | NORTH | SOUTH | 87 | 1
2447 | PARK 2 G | NORTH | SOUTH | 115 | 2
2448 | PARK 3 G | NORTH | SOUTH | 125 | 3
2451 | LKHB 1 G | NORTH | SOUTH | 393 | 1
2452 | LKHB 2 G | NORTH | SOUTH | 528 | 2
3097 | MTNLK 1G | NORTH | SOUTH | 750 | 1
3098 | MTNLK 2G | NORTH | SOUTH | 785 | 2
3099 | MTNLK 3G | NORTH | SOUTH | 750 | 3
3107 | STRYK 1G | NORTH | SOUTH | 175 | 1
3108 | STRYK 2G | NORTH | SOUTH | 500 | 2
3126 | TDAD 6 G | NORTH | SOUTH | 240 | 1
3348 | CHAMPN G | NORTH | SOUTH | 42 | 1
3381 | BBRN 1 G | NORTH | SOUTH | 575 | 1
3382 | BBRN 2 G | NORTH | SOUTH | 587 | 2
3403 | THSE 1 G | NORTH | SOUTH | 565 | 1
3404 | THSE 2 G | NORTH | SOUTH | 818 | 2
3416 | LCRK 1 G | NORTH | SOUTH | 87 | 1
3417 | LCRK 2 G | NORTH | SOUTH | 230 | 2
6694 | WFORD1G | NORTH | SOUTH | 5 | 1
12322 | ENTRAC11 | NORTH | SOUTH | 213 | 1
12323 | ENTRAC12 | NORTH | SOUTH | 106 | 2
12411 | FPLEFR1A | NORTH | SOUTH | 160 | 1
12412 | FPLEFR1B | NORTH | SOUTH | 160 | 2
12413 | FPLEFR1C | NORTH | SOUTH | 160 | 3
12414 | FPLEFR1S | NORTH | SOUTH | 408 | 4
12421 | FPLEFR2A | NORTH | SOUTH | 160 | 1
12422 | FPLEFR2B | NORTH | SOUTH | 160 | 2
12423 | FPLEFR2C | NORTH | SOUTH | 160 | 3
12424 | FPLEFR2S | NORTH | SOUTH | 407 | 4
13116 | GATEWY1G | NORTH | SOUTH | 179 | 1
13117 | GATEWY2G | NORTH | SOUTH | 179 | 2
13118 | GATEWY3G | NORTH | SOUTH | 179 | 3
13119 | GATEWY4G | NORTH | SOUTH | 417 | 4
13131 | CALFRE1G | NORTH | SOUTH | 189 | 1
13132 | CALFRE2G | NORTH | SOUTH | 189 | 2
13133 | CALFRE3G | NORTH | SOUTH | 189 | 3
13134 | CALFRE4G | NORTH | SOUTH | 189 | 4
13135 | CALFRE5G | NORTH | SOUTH | 189 | 5
13136 | CALFRE6G | NORTH | SOUTH | 189 | 6
39960 | TNPONE#1 | NORTH | SOUTH | 153 | 1
39970 | TNPONE#2 | NORTH | SOUTH | 155 | 1
48671 | FTR1 | NORTH | SOUTH | 150 | 1
48672 | FTR2 | NORTH | SOUTH | 150 | 2
48673 | FTR3 | NORTH | SOUTH | 150 | 3
48674 | FTR4 | NORTH | SOUTH | 380 | 4
48721 | LIM1 | NORTH | SOUTH | 836 | 1
48722 | LIM2 | NORTH | SOUTH | 766 | 2

## CRE2_16
FromBus | FrBusName | FrBusvolt | ToBus | ToBusName | ToBusVolt | Ckt | Sum PMAX
3430 | SANDOW | 138 | 3675 | ROGERS | 138 | 1
BusNum | Name | ZoneName | ZoneNameCRE | PMAX | ID
[7 empty] | Zone | Y | X | a | bz
[7 empty] | West | 0.00065345 | 0.019535 | 0.073459 | -0.00078161
[7 empty] | North | 0.00073053 | 0.0087608 |  | 8.6962e-05
[7 empty] | Houston | 0.013393 | 0.2045 |  | -0.0016299
[7 empty] | South | 0.028342 | 0.38653 |  | -5.2173e-05

## CRE2_17
FromBus | FrBusName | FrBusvolt | ToBus | ToBusName | ToBusVolt | Ckt | Sum PMAX
3430 | SANDOW | 138 | 3678 | ROCKDALE | 138 | 1 | 27547
BusNum | Name | ZoneName | ZoneNameCRE | PMAX | ID
239 | BSQSUTH2 | NORTH | SOUTH | 150 | 1
244 | WHITNEY1 | NORTH | SOUTH | 15 | 1 |  | Zone | Y | X | a | bz
245 | WHITNEY2 | NORTH | SOUTH | 15 | 2 |  | West | 0.0029594 | 0.019535 | 0.066952 | 0.0016514
247 | BSQSUTH1 | NORTH | SOUTH | 150 | 2 |  | North | 0 | 0.0087608 |  | -0.00058655
251 | BSQSUTH3 | NORTH | SOUTH | 150 | 2 |  | Houston | 0.0015922 | 0.2045 |  | -0.012099
253 | BSQSUTH4 | NORTH | SOUTH | 100 | 2 |  | South | 0.029067 | 0.38653 |  | 0.0031883
332 | MILLER1 | NORTH | SOUTH | 75 | 1
333 | MILLER2 | NORTH | SOUTH | 120 | 2
334 | MILLER3 | NORTH | SOUTH | 205 | 3
335 | MILLER4 | NORTH | SOUTH | 104 | 4
336 | MILLER5 | NORTH | SOUTH | 104 | 5
366 | TENASKA | NORTH | SOUTH | 172 | 1
367 | TENASKA | NORTH | SOUTH | 86 | 2
503 | NTEXAS1 | NORTH | SOUTH | 17 | 1
504 | NTEXAS2 | NORTH | SOUTH | 17 | 2
505 | NTEXAS3 | NORTH | SOUTH | 35 | 3
798 | TAMUGEN1 | NORTH | SOUTH | 32 | 1
837 | NEWMAN5 | NORTH | SOUTH | 40 | 1
842 | OLINGR1 | NORTH | SOUTH | 80 | 1
843 | OLINGR2 | NORTH | SOUTH | 110 | 1
844 | OLINGR3 | NORTH | SOUTH | 150 | 1
845 | OLINGR4 | NORTH | SOUTH | 75 | 1
884 | DANSBY2 | NORTH | SOUTH | 49 | 1
886 | ATKINS3 | NORTH | SOUTH | 12 | 1
887 | ATKINS6 | NORTH | SOUTH | 50 | 1
888 | ATKINS7 | NORTH | SOUTH | 20 | 1
890 | ATKINS4 | NORTH | SOUTH | 22 | 1
891 | ATKINS5 | NORTH | SOUTH | 25 | 1
892 | DANSBY14 | NORTH | SOUTH | 114 | 1
920 | SPNCER1 | NORTH | SOUTH | 12 | 1
921 | SPNCER2 | NORTH | SOUTH | 12 | 1
923 | SPNCER4 | NORTH | SOUTH | 61 | 1
924 | SPNCER5 | NORTH | SOUTH | 66 | 1
948 | STEAM1 | NORTH | SOUTH | 20 | 1
949 | STEAM2 | NORTH | SOUTH | 26 | 1
950 | STEAM3 | NORTH | SOUTH | 41 | 1
990 | GIBCRK | NORTH | SOUTH | 462 | 1
1453 | WCPC 1 G | NORTH | SOUTH | 216 | 1
1454 | WCPC 2 G | NORTH | SOUTH | 216 | 2
1455 | WCPC 3 G | NORTH | SOUTH | 268 | 3
1861 | EGMT1 G | NORTH | SOUTH | 115 | 1
1862 | EGMT2 G | NORTH | SOUTH | 175 | 2
1863 | EGMT3 G | NORTH | SOUTH | 375 | 3
1877 | WLFHOL1G | NORTH | SOUTH | 255 | 1
1878 | WLFHOL2G | NORTH | SOUTH | 300 | 2
1879 | WLFHOL3G | NORTH | SOUTH | 255 | 3
1889 | DEC 1 G | NORTH | SOUTH | 818 | 1
1892 | DECT A G | NORTH | SOUTH | 70 | A
1893 | DECT B G | NORTH | SOUTH | 70 | B
1894 | DECT C G | NORTH | SOUTH | 70 | C
1895 | DECT D G | NORTH | SOUTH | 70 | D
1898 | CMPK 1 G | NORTH | SOUTH | 1150 | 1
1899 | CMPK 2 G | NORTH | SOUTH | 1150 | 2
1937 | MELP 5 G | NORTH | SOUTH | 262 | 5
1938 | MELP 6 G | NORTH | SOUTH | 262 | 6
1941 | MELP 1 G | NORTH | SOUTH | 262 | 1
1942 | MELP 2 G | NORTH | SOUTH | 262 | 2
1943 | MELP 3 G | NORTH | SOUTH | 262 | 3
1944 | MELP 4 G | NORTH | SOUTH | 262 | 4
1945 | HAND 1 G | NORTH | SOUTH | 45 | 1
1946 | HAND 2 G | NORTH | SOUTH | 80 | 2
1947 | HAND 3 G | NORTH | SOUTH | 400 | 3
1948 | HAND 4 G | NORTH | SOUTH | 458 | 4
1949 | HAND 5 G | NORTH | SOUTH | 458 | 5
1960 | NMAIN4G | NORTH | SOUTH | 80 | 4
2381 | NLK 1 G | NORTH | SOUTH | 175 | 1
2382 | NLK 2 G | NORTH | SOUTH | 175 | 2
2383 | NLK 3 G | NORTH | SOUTH | 365 | 3
2413 | MTCK 6 G | NORTH | SOUTH | 115 | 6
2414 | MTCK 7 G | NORTH | SOUTH | 125 | 7
2417 | MTCK 8 G | NORTH | SOUTH | 550 | 8
2418 | MTCK 2 G | NORTH | SOUTH | 33 | 2
2419 | MTCK 3 G | NORTH | SOUTH | 70 | 3
2446 | PARK 1 G | NORTH | SOUTH | 87 | 1
2447 | PARK 2 G | NORTH | SOUTH | 115 | 2
2448 | PARK 3 G | NORTH | SOUTH | 125 | 3
2451 | LKHB 1 G | NORTH | SOUTH | 393 | 1
2452 | LKHB 2 G | NORTH | SOUTH | 528 | 2
3097 | MTNLK 1G | NORTH | SOUTH | 750 | 1
3098 | MTNLK 2G | NORTH | SOUTH | 785 | 2
3099 | MTNLK 3G | NORTH | SOUTH | 750 | 3
3107 | STRYK 1G | NORTH | SOUTH | 175 | 1
3108 | STRYK 2G | NORTH | SOUTH | 500 | 2
3126 | TDAD 6 G | NORTH | SOUTH | 240 | 1
3348 | CHAMPN G | NORTH | SOUTH | 42 | 1
3381 | BBRN 1 G | NORTH | SOUTH | 575 | 1
3382 | BBRN 2 G | NORTH | SOUTH | 587 | 2
3403 | THSE 1 G | NORTH | SOUTH | 565 | 1
3404 | THSE 2 G | NORTH | SOUTH | 818 | 2
3416 | LCRK 1 G | NORTH | SOUTH | 87 | 1
3417 | LCRK 2 G | NORTH | SOUTH | 230 | 2
6694 | WFORD1G | NORTH | SOUTH | 5 | 1
12322 | ENTRAC11 | NORTH | SOUTH | 213 | 1
12323 | ENTRAC12 | NORTH | SOUTH | 106 | 2
12411 | FPLEFR1A | NORTH | SOUTH | 160 | 1
12412 | FPLEFR1B | NORTH | SOUTH | 160 | 2
12413 | FPLEFR1C | NORTH | SOUTH | 160 | 3
12414 | FPLEFR1S | NORTH | SOUTH | 408 | 4
12421 | FPLEFR2A | NORTH | SOUTH | 160 | 1
12422 | FPLEFR2B | NORTH | SOUTH | 160 | 2
12423 | FPLEFR2C | NORTH | SOUTH | 160 | 3
12424 | FPLEFR2S | NORTH | SOUTH | 407 | 4
13116 | GATEWY1G | NORTH | SOUTH | 179 | 1
13117 | GATEWY2G | NORTH | SOUTH | 179 | 2
13118 | GATEWY3G | NORTH | SOUTH | 179 | 3
13119 | GATEWY4G | NORTH | SOUTH | 417 | 4
13131 | CALFRE1G | NORTH | SOUTH | 189 | 1
13132 | CALFRE2G | NORTH | SOUTH | 189 | 2
13133 | CALFRE3G | NORTH | SOUTH | 189 | 3
13134 | CALFRE4G | NORTH | SOUTH | 189 | 4
13135 | CALFRE5G | NORTH | SOUTH | 189 | 5
13136 | CALFRE6G | NORTH | SOUTH | 189 | 6
39960 | TNPONE#1 | NORTH | SOUTH | 153 | 1
39970 | TNPONE#2 | NORTH | SOUTH | 155 | 1
48671 | FTR1 | NORTH | SOUTH | 150 | 1
48672 | FTR2 | NORTH | SOUTH | 150 | 2
48673 | FTR3 | NORTH | SOUTH | 150 | 3
48674 | FTR4 | NORTH | SOUTH | 380 | 4
48721 | LIM1 | NORTH | SOUTH | 836 | 1
48722 | LIM2 | NORTH | SOUTH | 766 | 2

## CRE2_18
FromBus | FrBusName | FrBusvolt | ToBus | ToBusName | ToBusVolt | Ckt | Sum PMAX
3436 | WACO WEST | 138 | 3591 | WACO WOODWAY | 138 | 1 | 27547
BusNum | Name | ZoneName | ZoneNameCRE | PMAX | ID
239 | BSQSUTH2 | NORTH | SOUTH | 150 | 1
244 | WHITNEY1 | NORTH | SOUTH | 15 | 1 |  | Zone | Y | X | a | bz
245 | WHITNEY2 | NORTH | SOUTH | 15 | 2 |  | West | -0.0017169 | 0.019535 | -0.050893 | -0.00072268
247 | BSQSUTH1 | NORTH | SOUTH | 150 | 2 |  | North | 0 | 0.0087608 |  | 0.00044586
251 | BSQSUTH3 | NORTH | SOUTH | 150 | 2 |  | Houston | -0.0098411 | 0.2045 |  | 0.00056653
253 | BSQSUTH4 | NORTH | SOUTH | 100 | 2 |  | South | -0.019934 | 0.38653 |  | -0.00026236
332 | MILLER1 | NORTH | SOUTH | 75 | 1
333 | MILLER2 | NORTH | SOUTH | 120 | 2
334 | MILLER3 | NORTH | SOUTH | 205 | 3
335 | MILLER4 | NORTH | SOUTH | 104 | 4
336 | MILLER5 | NORTH | SOUTH | 104 | 5
366 | TENASKA | NORTH | SOUTH | 172 | 1
367 | TENASKA | NORTH | SOUTH | 86 | 2
503 | NTEXAS1 | NORTH | SOUTH | 17 | 1
504 | NTEXAS2 | NORTH | SOUTH | 17 | 2
505 | NTEXAS3 | NORTH | SOUTH | 35 | 3
798 | TAMUGEN1 | NORTH | SOUTH | 32 | 1
837 | NEWMAN5 | NORTH | SOUTH | 40 | 1
842 | OLINGR1 | NORTH | SOUTH | 80 | 1
843 | OLINGR2 | NORTH | SOUTH | 110 | 1
844 | OLINGR3 | NORTH | SOUTH | 150 | 1
845 | OLINGR4 | NORTH | SOUTH | 75 | 1
884 | DANSBY2 | NORTH | SOUTH | 49 | 1
886 | ATKINS3 | NORTH | SOUTH | 12 | 1
887 | ATKINS6 | NORTH | SOUTH | 50 | 1
888 | ATKINS7 | NORTH | SOUTH | 20 | 1
890 | ATKINS4 | NORTH | SOUTH | 22 | 1
891 | ATKINS5 | NORTH | SOUTH | 25 | 1
892 | DANSBY14 | NORTH | SOUTH | 114 | 1
920 | SPNCER1 | NORTH | SOUTH | 12 | 1
921 | SPNCER2 | NORTH | SOUTH | 12 | 1
923 | SPNCER4 | NORTH | SOUTH | 61 | 1
924 | SPNCER5 | NORTH | SOUTH | 66 | 1
948 | STEAM1 | NORTH | SOUTH | 20 | 1
949 | STEAM2 | NORTH | SOUTH | 26 | 1
950 | STEAM3 | NORTH | SOUTH | 41 | 1
990 | GIBCRK | NORTH | SOUTH | 462 | 1
1453 | WCPC 1 G | NORTH | SOUTH | 216 | 1
1454 | WCPC 2 G | NORTH | SOUTH | 216 | 2
1455 | WCPC 3 G | NORTH | SOUTH | 268 | 3
1861 | EGMT1 G | NORTH | SOUTH | 115 | 1
1862 | EGMT2 G | NORTH | SOUTH | 175 | 2
1863 | EGMT3 G | NORTH | SOUTH | 375 | 3
1877 | WLFHOL1G | NORTH | SOUTH | 255 | 1
1878 | WLFHOL2G | NORTH | SOUTH | 300 | 2
1879 | WLFHOL3G | NORTH | SOUTH | 255 | 3
1889 | DEC 1 G | NORTH | SOUTH | 818 | 1
1892 | DECT A G | NORTH | SOUTH | 70 | A
1893 | DECT B G | NORTH | SOUTH | 70 | B
1894 | DECT C G | NORTH | SOUTH | 70 | C
1895 | DECT D G | NORTH | SOUTH | 70 | D
1898 | CMPK 1 G | NORTH | SOUTH | 1150 | 1
1899 | CMPK 2 G | NORTH | SOUTH | 1150 | 2
1937 | MELP 5 G | NORTH | SOUTH | 262 | 5
1938 | MELP 6 G | NORTH | SOUTH | 262 | 6
1941 | MELP 1 G | NORTH | SOUTH | 262 | 1
1942 | MELP 2 G | NORTH | SOUTH | 262 | 2
1943 | MELP 3 G | NORTH | SOUTH | 262 | 3
1944 | MELP 4 G | NORTH | SOUTH | 262 | 4
1945 | HAND 1 G | NORTH | SOUTH | 45 | 1
1946 | HAND 2 G | NORTH | SOUTH | 80 | 2
1947 | HAND 3 G | NORTH | SOUTH | 400 | 3
1948 | HAND 4 G | NORTH | SOUTH | 458 | 4
1949 | HAND 5 G | NORTH | SOUTH | 458 | 5
1960 | NMAIN4G | NORTH | SOUTH | 80 | 4
2381 | NLK 1 G | NORTH | SOUTH | 175 | 1
2382 | NLK 2 G | NORTH | SOUTH | 175 | 2
2383 | NLK 3 G | NORTH | SOUTH | 365 | 3
2413 | MTCK 6 G | NORTH | SOUTH | 115 | 6
2414 | MTCK 7 G | NORTH | SOUTH | 125 | 7
2417 | MTCK 8 G | NORTH | SOUTH | 550 | 8
2418 | MTCK 2 G | NORTH | SOUTH | 33 | 2
2419 | MTCK 3 G | NORTH | SOUTH | 70 | 3
2446 | PARK 1 G | NORTH | SOUTH | 87 | 1
2447 | PARK 2 G | NORTH | SOUTH | 115 | 2
2448 | PARK 3 G | NORTH | SOUTH | 125 | 3
2451 | LKHB 1 G | NORTH | SOUTH | 393 | 1
2452 | LKHB 2 G | NORTH | SOUTH | 528 | 2
3097 | MTNLK 1G | NORTH | SOUTH | 750 | 1
3098 | MTNLK 2G | NORTH | SOUTH | 785 | 2
3099 | MTNLK 3G | NORTH | SOUTH | 750 | 3
3107 | STRYK 1G | NORTH | SOUTH | 175 | 1
3108 | STRYK 2G | NORTH | SOUTH | 500 | 2
3126 | TDAD 6 G | NORTH | SOUTH | 240 | 1
3348 | CHAMPN G | NORTH | SOUTH | 42 | 1
3381 | BBRN 1 G | NORTH | SOUTH | 575 | 1
3382 | BBRN 2 G | NORTH | SOUTH | 587 | 2
3403 | THSE 1 G | NORTH | SOUTH | 565 | 1
3404 | THSE 2 G | NORTH | SOUTH | 818 | 2
3416 | LCRK 1 G | NORTH | SOUTH | 87 | 1
3417 | LCRK 2 G | NORTH | SOUTH | 230 | 2
6694 | WFORD1G | NORTH | SOUTH | 5 | 1
12322 | ENTRAC11 | NORTH | SOUTH | 213 | 1
12323 | ENTRAC12 | NORTH | SOUTH | 106 | 2
12411 | FPLEFR1A | NORTH | SOUTH | 160 | 1
12412 | FPLEFR1B | NORTH | SOUTH | 160 | 2
12413 | FPLEFR1C | NORTH | SOUTH | 160 | 3
12414 | FPLEFR1S | NORTH | SOUTH | 408 | 4
12421 | FPLEFR2A | NORTH | SOUTH | 160 | 1
12422 | FPLEFR2B | NORTH | SOUTH | 160 | 2
12423 | FPLEFR2C | NORTH | SOUTH | 160 | 3
12424 | FPLEFR2S | NORTH | SOUTH | 407 | 4
13116 | GATEWY1G | NORTH | SOUTH | 179 | 1
13117 | GATEWY2G | NORTH | SOUTH | 179 | 2
13118 | GATEWY3G | NORTH | SOUTH | 179 | 3
13119 | GATEWY4G | NORTH | SOUTH | 417 | 4
13131 | CALFRE1G | NORTH | SOUTH | 189 | 1
13132 | CALFRE2G | NORTH | SOUTH | 189 | 2
13133 | CALFRE3G | NORTH | SOUTH | 189 | 3
13134 | CALFRE4G | NORTH | SOUTH | 189 | 4
13135 | CALFRE5G | NORTH | SOUTH | 189 | 5
13136 | CALFRE6G | NORTH | SOUTH | 189 | 6
39960 | TNPONE#1 | NORTH | SOUTH | 153 | 1
39970 | TNPONE#2 | NORTH | SOUTH | 155 | 1
48671 | FTR1 | NORTH | SOUTH | 150 | 1
48672 | FTR2 | NORTH | SOUTH | 150 | 2
48673 | FTR3 | NORTH | SOUTH | 150 | 3
48674 | FTR4 | NORTH | SOUTH | 380 | 4
48721 | LIM1 | NORTH | SOUTH | 836 | 1
48722 | LIM2 | NORTH | SOUTH | 766 | 2

## CRE2_19
FromBus | FrBusName | FrBusvolt | ToBus | ToBusName | ToBusVolt | Ckt | Sum PMAX
3591 | WACO WOODWAY | 138 | 3592 | WACO ATCO | 138 | 1 | 26209.5001
BusNum | Name | ZoneName | ZoneNameCRE | PMAX | ID
3431 | SANDOW | SOUTH | NORTH | 120 | 2
3431 | SANDOW | SOUTH | NORTH | 120 | 3 |  | Zone | Y | X | a | bz
3431 | SANDOW | SOUTH | NORTH | 120 | 1 |  | West | 0.0017169 | 0.019535 | 0.0022151 | 0.0016736
3432 | SAND 4 G | SOUTH | NORTH | 583 | 4 |  | North | 0.00030344 | 0.0087608 |  | 0.00028403
5026 | VHB1 | SOUTH | NORTH | 220 | 1 |  | Houston | 0.0098411 | 0.2045 |  | 0.0093881
5027 | VHB2 | SOUTH | NORTH | 230 | 2 |  | South | 0 | 0.38653 |  | -0.0008562
5028 | VHB3 | SOUTH | NORTH | 412 | 3
5111 | JTD1 | SOUTH | NORTH | 405 | 1
5112 | JTD2 | SOUTH | NORTH | 405 | 2
5264 | LCP3 | SOUTH | NORTH | 65 | 3
5265 | LCP4 | SOUTH | NORTH | 95 | 4
5266 | LCPCT1 | SOUTH | NORTH | 46 | 1
5267 | LCPCT2 | SOUTH | NORTH | 46 | 2
5268 | LCPCT3 | SOUTH | NORTH | 46 | 3
5269 | LCPCT4 | SOUTH | NORTH | 46 | 4
5396 | OWS1 | SOUTH | NORTH | 430 | 1
5397 | OWS2 | SOUTH | NORTH | 420 | 2
5401 | JKS1 | SOUTH | NORTH | 585 | 1
5436 | WBT1 | SOUTH | NORTH | 65 | 1
5437 | WBT2 | SOUTH | NORTH | 100 | 2
5438 | WBT3 | SOUTH | NORTH | 100 | 3
5439 | WBT4 | SOUTH | NORTH | 160 | 4
5476 | AVR1-CT1 | SOUTH | NORTH | 155 | 1
5477 | AVR1-ST1 | SOUTH | NORTH | 171 | 1
5478 | AVR1-CT2 | SOUTH | NORTH | 155 | 1
5503 | RAYGEN3 | SOUTH | NORTH | 25 | 1
5505 | RAYGEN1 | SOUTH | NORTH | 10 | 1
5506 | RAYGEN2 | SOUTH | NORTH | 12 | 1
5508 | RAYBRN 9 | SOUTH | NORTH | 52.5 | 1
5509 | RAYBRN10 | SOUTH | NORTH | 42 | 1
5511 | RAYBRN 7 | SOUTH | NORTH | 52.5 | 1
5512 | RAYBRN 8 | SOUTH | NORTH | 52.5 | 1
5728 | FALCON2 | SOUTH | NORTH | 11.5 | 2
5729 | FALCON3 | SOUTH | NORTH | 11.5 | 3
5890 | PRSGN1 | SOUTH | NORTH | 24 | 1
5891 | PRSGN2 | SOUTH | NORTH | 23 | 1
5892 | PRSGN3 | SOUTH | NORTH | 23 | 1
5903 | MIGUEL | SOUTH | NORTH | 391 | 1
5911 | STP1 | SOUTH | NORTH | 1250 | 1
5912 | STP2 | SOUTH | NORTH | 1250 | 2
5932 | SI RAY9 | SOUTH | NORTH | 43 | 9
5933 | SI RAY6 | SOUTH | NORTH | 22 | 6
5934 | SI RAY5 | SOUTH | NORTH | 21 | 5
5935 | SI RAY10 | SOUTH | NORTH | 45 | 10
7000 | FERGUSG1 | SOUTH | NORTH | 420 | 1
7004 | GIDEONG1 | SOUTH | NORTH | 140 | 1
7005 | GIDEONG2 | SOUTH | NORTH | 140 | 2
7006 | GIDEONG3 | SOUTH | NORTH | 342 | 3
7007 | LOSTPN 1 | SOUTH | NORTH | 167 | 1
7008 | LOSTPN 2 | SOUTH | NORTH | 166 | 2
7009 | LOSTPN 3 | SOUTH | NORTH | 183 | 3
7010 | FPP G1 | SOUTH | NORTH | 605 | 1
7011 | FPP G2 | SOUTH | NORTH | 636 | 2
7012 | FPP G3 | SOUTH | NORTH | 450 | 3
7014 | HAYSN 1 | SOUTH | NORTH | 275 | 1
7015 | HAYSN 2 | SOUTH | NORTH | 275 | 2
7016 | HAYSN 3 | SOUTH | NORTH | 275 | 3
7017 | HAYSN 4 | SOUTH | NORTH | 275 | 4
7020 | AUSTING1 | SOUTH | NORTH | 8.4 | 1
7020 | AUSTING1 | SOUTH | NORTH | 8.9 | 2
7022 | BUCHANG1 | SOUTH | NORTH | 18.2 | 1
7023 | BUCHANG2 | SOUTH | NORTH | 18.2 | 2
7024 | BUCHANG3 | SOUTH | NORTH | 14.9 | 3
7026 | INKS G1 | SOUTH | NORTH | 14 | 1
7028 | MARBFAG1 | SOUTH | NORTH | 18.2 | 1
7029 | MARBFAG2 | SOUTH | NORTH | 18.2 | 2
7031 | MARSFOG1 | SOUTH | NORTH | 36 | 1
7032 | MARSFOG2 | SOUTH | NORTH | 34.5 | 2
7033 | MARSFOG3 | SOUTH | NORTH | 36 | 3
7035 | WIRTZ G1 | SOUTH | NORTH | 28 | 1
7036 | WIRTZ G2 | SOUTH | NORTH | 28 | 2
7487 | CANYHY13 | SOUTH | NORTH | 6 | 1
7605 | MCQUEE06 | SOUTH | NORTH | 2.8 | 3
7605 | MCQUEE06 | SOUTH | NORTH | 2.4 | 2
7605 | MCQUEE06 | SOUTH | NORTH | 2.4 | 1
7609 | SCHUMA13 | SOUTH | NORTH | 3.6 | 1
7624 | LAKEWD06 | SOUTH | NORTH | 2.4 | 1
7624 | LAKEWD06 | SOUTH | NORTH | 2.4 | 2
7800 | GUALUP 1 | SOUTH | NORTH | 175 | 1
7801 | GUALUP 2 | SOUTH | NORTH | 175 | 2
7802 | GUALUP 3 | SOUTH | NORTH | 175 | 3
7803 | GUALUP 4 | SOUTH | NORTH | 175 | 4
7804 | GUALUP 5 | SOUTH | NORTH | 205 | 5
7805 | GUALUP 6 | SOUTH | NORTH | 205 | 6
7807 | BEP GT1 | SOUTH | NORTH | 167 | 1
7808 | BEP GT2 | SOUTH | NORTH | 167 | 1
7809 | BEP ST1 | SOUTH | NORTH | 166 | 1
7810 | RIONOGT1 | SOUTH | NORTH | 210 | 1
7811 | RIONOGT2 | SOUTH | NORTH | 210 | 2
7812 | RIONOGT3 | SOUTH | NORTH | 210 | 3
7813 | RIONOST1 | SOUTH | NORTH | 415 | 4
8032 | AMS #1 | SOUTH | NORTH | 33 | 1
8033 | AMS #2 | SOUTH | NORTH | 33 | 2
8048 | FAL #1 | SOUTH | NORTH | 11.5 | 1
8066 | DUP1V#1 | SOUTH | NORTH | 82 | 1
8134 | FOR #1 | SOUTH | NORTH | 67 | 1
8138 | FOR #2 | SOUTH | NORTH | 76 | 2
8139 | JOS #1 | SOUTH | NORTH | 254 | 1
8147 | UCAR #2 | SOUTH | NORTH | 38 | 1
8148 | UCAR #1 | SOUTH | NORTH | 38 | 2
8153 | FOR #3 | SOUTH | NORTH | 76 | 3
8154 | FOR #4 | SOUTH | NORTH | 76 | 4
8155 | FOR #5 | SOUTH | NORTH | 76 | 5
8156 | FOR #6 | SOUTH | NORTH | 32 | 6
8157 | FOR #7 | SOUTH | NORTH | 66 | 7
8161 | CLO #1 | SOUTH | NORTH | 632 | 1
8168 | VIC #4 | SOUTH | NORTH | 69 | 4
8173 | VIC #5 | SOUTH | NORTH | 172 | 5
8174 | VIC #6 | SOUTH | NORTH | 250 | 6
8189 | CUERO 2 | SOUTH | NORTH | 12 | 1
8263 | EPASS H4 | SOUTH | NORTH | 6 | 1
8285 | LAR #1 | SOUTH | NORTH | 35 | 1
8287 | LAR #2 | SOUTH | NORTH | 34 | 2
8288 | LAR #3 | SOUTH | NORTH | 110 | 3
8305 | LAP #4 | SOUTH | NORTH | 25 | 4
8306 | LAP #5 | SOUTH | NORTH | 25 | 5
8307 | LAP #7 | SOUTH | NORTH | 52 | 7
8308 | LAP #6 | SOUTH | NORTH | 159 | 6
8388 | BAT #1 | SOUTH | NORTH | 72 | 1
8393 | BAT #2 | SOUTH | NORTH | 110 | 2
8437 | NBY #5 | SOUTH | NORTH | 30 | 5
8438 | NBY #6 | SOUTH | NORTH | 169 | 6
8442 | NBY #7 | SOUTH | NORTH | 368 | 7
8444 | LCH #1 | SOUTH | NORTH | 75 | 1
8445 | LCH #2 | SOUTH | NORTH | 75 | 2
8446 | LCH #3 | SOUTH | NORTH | 164 | 3
8447 | LCH #4 | SOUTH | NORTH | 247 | 4
8456 | COSW#1 | SOUTH | NORTH | 20 | 1
8457 | COSW#2 | SOUTH | NORTH | 20 | 2
8459 | DAV #1 | SOUTH | NORTH | 344 | 1
8460 | DAV #2 | SOUTH | NORTH | 353 | 2
8461 | KOCHREF2 | SOUTH | NORTH | 38 | 1
8506 | VAL #1 | SOUTH | NORTH | 25 | 1
8507 | VAL #2 | SOUTH | NORTH | 25 | 2
8511 | STARCO#1 | SOUTH | NORTH | 38 | 1
8517 | CEL-B #1 | SOUTH | NORTH | 38 | 1
8560 | CNOPGT1 | SOUTH | NORTH | 199 | 1
8561 | CNOPGT2 | SOUTH | NORTH | 199 | 2
8562 | CNOPST1 | SOUTH | NORTH | 196 | 3
8926 | LGEGN#1 | SOUTH | NORTH | 185 | 1
8927 | LGEGN#2 | SOUTH | NORTH | 185 | 2
8928 | LGEGN#3 | SOUTH | NORTH | 100 | 3
8930 | ICPGN#1 | SOUTH | NORTH | 177 | 1
8931 | ICPGN#2 | SOUTH | NORTH | 177 | 2
8932 | ICPGN#3 | SOUTH | NORTH | 177 | 3
8933 | FGNTS001 | SOUTH | NORTH | 170 | 1
8934 | FGNTS101 | SOUTH | NORTH | 170 | 2
8935 | FGNTS201 | SOUTH | NORTH | 183 | 3
8936 | MVGN#1 | SOUTH | NORTH | 250 | 1
8937 | MVGN#2 | SOUTH | NORTH | 250 | 2
8938 | MVGN#3 | SOUTH | NORTH | 265 | 3
8981 | HECN1 | SOUTH | NORTH | 175 | 1
8982 | HECN2 | SOUTH | NORTH | 175 | 2
8983 | HECN3 | SOUTH | NORTH | 198 | 3
9000 | DECKR G1 | SOUTH | NORTH | 347 | 1
9001 | DECKR G2 | SOUTH | NORTH | 432 | 2
9002 | DECKR G3 | SOUTH | NORTH | 55 | 3
9003 | DECKR G4 | SOUTH | NORTH | 55 | 4
9004 | DECKR G5 | SOUTH | NORTH | 55 | 5
9005 | DECKR G6 | SOUTH | NORTH | 55 | 6
9014 | HOLLY G3 | SOUTH | NORTH | 193 | 3
9015 | HOLLY G4 | SOUTH | NORTH | 194 | 4
9016 | SANDH G1 | SOUTH | NORTH | 48 | 1
9017 | SANDH G2 | SOUTH | NORTH | 48 | 2
9018 | SANDH G3 | SOUTH | NORTH | 48 | 3
9019 | SANDH G4 | SOUTH | NORTH | 48 | 4
9020 | SANDHG5A | SOUTH | NORTH | 151 | 5A
9021 | SANDHG5B | SOUTH | NORTH | 156 | 5B
80003 | MILHWYS | SOUTH | NORTH | 0 | 1
80010 | EPLVT | SOUTH | NORTH | 0 | 1
80012 | LAR | SOUTH | NORTH | 0 | 1
80051 | FOR #8 | SOUTH | NORTH | 33 | 8
80052 | FOR #9 | SOUTH | NORTH | 55 | 9
80053 | FOR #10 | SOUTH | NORTH | 86 | 10

## CRE2_2
FromBus | FrBusName | FrBusvolt | ToBus | ToBusName | ToBusVolt | Ckt | Sum PMAX
3405 | TRADINGHOUSE SES | 345 | 3402 | LCRK LS | 345 | 2 | 317
3405 | TRADINGHOUSE SES | 345 | 3409 | LAKE CREEK SES | 345 | 1
BusNum | Name | ZoneName | ZoneNameCRE | PMAX | ID
3416 | LCRK 1 G | NORTH | SOUTH | 87 | 1 |  | Zone | Y | X | a | bz
3417 | LCRK 2 G | NORTH | SOUTH | 230 | 2 |  | West | -0.00055497 | 0.019535 | 0.48035 | -0.0099386
[7 empty] | North | 0.017533 | 0.0087608 |  | 0.013324
[7 empty] | Houston | 0.16894 | 0.2045 |  | 0.070709
[7 empty] | South | 0.17311 | 0.38653 |  | -0.012562

## CRE2_20
FromBus | FrBusName | FrBusvolt | ToBus | ToBusName | ToBusVolt | Ckt | Sum PMAX
3592 | WACO ATCO | 138 | 3593 | SPRING VALLEY BEC POD | 138 | 1 | 26209.5001
BusNum | Name | ZoneName | ZoneNameCRE | PMAX | ID
3431 | SANDOW | SOUTH | NORTH | 120 | 2
3431 | SANDOW | SOUTH | NORTH | 120 | 3 |  | Zone | Y | X | a | bz
3431 | SANDOW | SOUTH | NORTH | 120 | 1 |  | West | 0.0017169 | 0.019535 | 0.0022151 | 0.0016736
3432 | SAND 4 G | SOUTH | NORTH | 583 | 4 |  | North | 0.00030344 | 0.0087608 |  | 0.00028403
5026 | VHB1 | SOUTH | NORTH | 220 | 1 |  | Houston | 0.0098411 | 0.2045 |  | 0.0093881
5027 | VHB2 | SOUTH | NORTH | 230 | 2 |  | South | 0 | 0.38653 |  | -0.0008562
5028 | VHB3 | SOUTH | NORTH | 412 | 3
5111 | JTD1 | SOUTH | NORTH | 405 | 1
5112 | JTD2 | SOUTH | NORTH | 405 | 2
5264 | LCP3 | SOUTH | NORTH | 65 | 3
5265 | LCP4 | SOUTH | NORTH | 95 | 4
5266 | LCPCT1 | SOUTH | NORTH | 46 | 1
5267 | LCPCT2 | SOUTH | NORTH | 46 | 2
5268 | LCPCT3 | SOUTH | NORTH | 46 | 3
5269 | LCPCT4 | SOUTH | NORTH | 46 | 4
5396 | OWS1 | SOUTH | NORTH | 430 | 1
5397 | OWS2 | SOUTH | NORTH | 420 | 2
5401 | JKS1 | SOUTH | NORTH | 585 | 1
5436 | WBT1 | SOUTH | NORTH | 65 | 1
5437 | WBT2 | SOUTH | NORTH | 100 | 2
5438 | WBT3 | SOUTH | NORTH | 100 | 3
5439 | WBT4 | SOUTH | NORTH | 160 | 4
5476 | AVR1-CT1 | SOUTH | NORTH | 155 | 1
5477 | AVR1-ST1 | SOUTH | NORTH | 171 | 1
5478 | AVR1-CT2 | SOUTH | NORTH | 155 | 1
5503 | RAYGEN3 | SOUTH | NORTH | 25 | 1
5505 | RAYGEN1 | SOUTH | NORTH | 10 | 1
5506 | RAYGEN2 | SOUTH | NORTH | 12 | 1
5508 | RAYBRN 9 | SOUTH | NORTH | 52.5 | 1
5509 | RAYBRN10 | SOUTH | NORTH | 42 | 1
5511 | RAYBRN 7 | SOUTH | NORTH | 52.5 | 1
5512 | RAYBRN 8 | SOUTH | NORTH | 52.5 | 1
5728 | FALCON2 | SOUTH | NORTH | 11.5 | 2
5729 | FALCON3 | SOUTH | NORTH | 11.5 | 3
5890 | PRSGN1 | SOUTH | NORTH | 24 | 1
5891 | PRSGN2 | SOUTH | NORTH | 23 | 1
5892 | PRSGN3 | SOUTH | NORTH | 23 | 1
5903 | MIGUEL | SOUTH | NORTH | 391 | 1
5911 | STP1 | SOUTH | NORTH | 1250 | 1
5912 | STP2 | SOUTH | NORTH | 1250 | 2
5932 | SI RAY9 | SOUTH | NORTH | 43 | 9
5933 | SI RAY6 | SOUTH | NORTH | 22 | 6
5934 | SI RAY5 | SOUTH | NORTH | 21 | 5
5935 | SI RAY10 | SOUTH | NORTH | 45 | 10
7000 | FERGUSG1 | SOUTH | NORTH | 420 | 1
7004 | GIDEONG1 | SOUTH | NORTH | 140 | 1
7005 | GIDEONG2 | SOUTH | NORTH | 140 | 2
7006 | GIDEONG3 | SOUTH | NORTH | 342 | 3
7007 | LOSTPN 1 | SOUTH | NORTH | 167 | 1
7008 | LOSTPN 2 | SOUTH | NORTH | 166 | 2
7009 | LOSTPN 3 | SOUTH | NORTH | 183 | 3
7010 | FPP G1 | SOUTH | NORTH | 605 | 1
7011 | FPP G2 | SOUTH | NORTH | 636 | 2
7012 | FPP G3 | SOUTH | NORTH | 450 | 3
7014 | HAYSN 1 | SOUTH | NORTH | 275 | 1
7015 | HAYSN 2 | SOUTH | NORTH | 275 | 2
7016 | HAYSN 3 | SOUTH | NORTH | 275 | 3
7017 | HAYSN 4 | SOUTH | NORTH | 275 | 4
7020 | AUSTING1 | SOUTH | NORTH | 8.4 | 1
7020 | AUSTING1 | SOUTH | NORTH | 8.9 | 2
7022 | BUCHANG1 | SOUTH | NORTH | 18.2 | 1
7023 | BUCHANG2 | SOUTH | NORTH | 18.2 | 2
7024 | BUCHANG3 | SOUTH | NORTH | 14.9 | 3
7026 | INKS G1 | SOUTH | NORTH | 14 | 1
7028 | MARBFAG1 | SOUTH | NORTH | 18.2 | 1
7029 | MARBFAG2 | SOUTH | NORTH | 18.2 | 2
7031 | MARSFOG1 | SOUTH | NORTH | 36 | 1
7032 | MARSFOG2 | SOUTH | NORTH | 34.5 | 2
7033 | MARSFOG3 | SOUTH | NORTH | 36 | 3
7035 | WIRTZ G1 | SOUTH | NORTH | 28 | 1
7036 | WIRTZ G2 | SOUTH | NORTH | 28 | 2
7487 | CANYHY13 | SOUTH | NORTH | 6 | 1
7605 | MCQUEE06 | SOUTH | NORTH | 2.8 | 3
7605 | MCQUEE06 | SOUTH | NORTH | 2.4 | 2
7605 | MCQUEE06 | SOUTH | NORTH | 2.4 | 1
7609 | SCHUMA13 | SOUTH | NORTH | 3.6 | 1
7624 | LAKEWD06 | SOUTH | NORTH | 2.4 | 1
7624 | LAKEWD06 | SOUTH | NORTH | 2.4 | 2
7800 | GUALUP 1 | SOUTH | NORTH | 175 | 1
7801 | GUALUP 2 | SOUTH | NORTH | 175 | 2
7802 | GUALUP 3 | SOUTH | NORTH | 175 | 3
7803 | GUALUP 4 | SOUTH | NORTH | 175 | 4
7804 | GUALUP 5 | SOUTH | NORTH | 205 | 5
7805 | GUALUP 6 | SOUTH | NORTH | 205 | 6
7807 | BEP GT1 | SOUTH | NORTH | 167 | 1
7808 | BEP GT2 | SOUTH | NORTH | 167 | 1
7809 | BEP ST1 | SOUTH | NORTH | 166 | 1
7810 | RIONOGT1 | SOUTH | NORTH | 210 | 1
7811 | RIONOGT2 | SOUTH | NORTH | 210 | 2
7812 | RIONOGT3 | SOUTH | NORTH | 210 | 3
7813 | RIONOST1 | SOUTH | NORTH | 415 | 4
8032 | AMS #1 | SOUTH | NORTH | 33 | 1
8033 | AMS #2 | SOUTH | NORTH | 33 | 2
8048 | FAL #1 | SOUTH | NORTH | 11.5 | 1
8066 | DUP1V#1 | SOUTH | NORTH | 82 | 1
8134 | FOR #1 | SOUTH | NORTH | 67 | 1
8138 | FOR #2 | SOUTH | NORTH | 76 | 2
8139 | JOS #1 | SOUTH | NORTH | 254 | 1
8147 | UCAR #2 | SOUTH | NORTH | 38 | 1
8148 | UCAR #1 | SOUTH | NORTH | 38 | 2
8153 | FOR #3 | SOUTH | NORTH | 76 | 3
8154 | FOR #4 | SOUTH | NORTH | 76 | 4
8155 | FOR #5 | SOUTH | NORTH | 76 | 5
8156 | FOR #6 | SOUTH | NORTH | 32 | 6
8157 | FOR #7 | SOUTH | NORTH | 66 | 7
8161 | CLO #1 | SOUTH | NORTH | 632 | 1
8168 | VIC #4 | SOUTH | NORTH | 69 | 4
8173 | VIC #5 | SOUTH | NORTH | 172 | 5
8174 | VIC #6 | SOUTH | NORTH | 250 | 6
8189 | CUERO 2 | SOUTH | NORTH | 12 | 1
8263 | EPASS H4 | SOUTH | NORTH | 6 | 1
8285 | LAR #1 | SOUTH | NORTH | 35 | 1
8287 | LAR #2 | SOUTH | NORTH | 34 | 2
8288 | LAR #3 | SOUTH | NORTH | 110 | 3
8305 | LAP #4 | SOUTH | NORTH | 25 | 4
8306 | LAP #5 | SOUTH | NORTH | 25 | 5
8307 | LAP #7 | SOUTH | NORTH | 52 | 7
8308 | LAP #6 | SOUTH | NORTH | 159 | 6
8388 | BAT #1 | SOUTH | NORTH | 72 | 1
8393 | BAT #2 | SOUTH | NORTH | 110 | 2
8437 | NBY #5 | SOUTH | NORTH | 30 | 5
8438 | NBY #6 | SOUTH | NORTH | 169 | 6
8442 | NBY #7 | SOUTH | NORTH | 368 | 7
8444 | LCH #1 | SOUTH | NORTH | 75 | 1
8445 | LCH #2 | SOUTH | NORTH | 75 | 2
8446 | LCH #3 | SOUTH | NORTH | 164 | 3
8447 | LCH #4 | SOUTH | NORTH | 247 | 4
8456 | COSW#1 | SOUTH | NORTH | 20 | 1
8457 | COSW#2 | SOUTH | NORTH | 20 | 2
8459 | DAV #1 | SOUTH | NORTH | 344 | 1
8460 | DAV #2 | SOUTH | NORTH | 353 | 2
8461 | KOCHREF2 | SOUTH | NORTH | 38 | 1
8506 | VAL #1 | SOUTH | NORTH | 25 | 1
8507 | VAL #2 | SOUTH | NORTH | 25 | 2
8511 | STARCO#1 | SOUTH | NORTH | 38 | 1
8517 | CEL-B #1 | SOUTH | NORTH | 38 | 1
8560 | CNOPGT1 | SOUTH | NORTH | 199 | 1
8561 | CNOPGT2 | SOUTH | NORTH | 199 | 2
8562 | CNOPST1 | SOUTH | NORTH | 196 | 3
8926 | LGEGN#1 | SOUTH | NORTH | 185 | 1
8927 | LGEGN#2 | SOUTH | NORTH | 185 | 2
8928 | LGEGN#3 | SOUTH | NORTH | 100 | 3
8930 | ICPGN#1 | SOUTH | NORTH | 177 | 1
8931 | ICPGN#2 | SOUTH | NORTH | 177 | 2
8932 | ICPGN#3 | SOUTH | NORTH | 177 | 3
8933 | FGNTS001 | SOUTH | NORTH | 170 | 1
8934 | FGNTS101 | SOUTH | NORTH | 170 | 2
8935 | FGNTS201 | SOUTH | NORTH | 183 | 3
8936 | MVGN#1 | SOUTH | NORTH | 250 | 1
8937 | MVGN#2 | SOUTH | NORTH | 250 | 2
8938 | MVGN#3 | SOUTH | NORTH | 265 | 3
8981 | HECN1 | SOUTH | NORTH | 175 | 1
8982 | HECN2 | SOUTH | NORTH | 175 | 2
8983 | HECN3 | SOUTH | NORTH | 198 | 3
9000 | DECKR G1 | SOUTH | NORTH | 347 | 1
9001 | DECKR G2 | SOUTH | NORTH | 432 | 2
9002 | DECKR G3 | SOUTH | NORTH | 55 | 3
9003 | DECKR G4 | SOUTH | NORTH | 55 | 4
9004 | DECKR G5 | SOUTH | NORTH | 55 | 5
9005 | DECKR G6 | SOUTH | NORTH | 55 | 6
9014 | HOLLY G3 | SOUTH | NORTH | 193 | 3
9015 | HOLLY G4 | SOUTH | NORTH | 194 | 4
9016 | SANDH G1 | SOUTH | NORTH | 48 | 1
9017 | SANDH G2 | SOUTH | NORTH | 48 | 2
9018 | SANDH G3 | SOUTH | NORTH | 48 | 3
9019 | SANDH G4 | SOUTH | NORTH | 48 | 4
9020 | SANDHG5A | SOUTH | NORTH | 151 | 5A
9021 | SANDHG5B | SOUTH | NORTH | 156 | 5B
80003 | MILHWYS | SOUTH | NORTH | 0 | 1
80010 | EPLVT | SOUTH | NORTH | 0 | 1
80012 | LAR | SOUTH | NORTH | 0 | 1
80051 | FOR #8 | SOUTH | NORTH | 33 | 8
80052 | FOR #9 | SOUTH | NORTH | 55 | 9
80053 | FOR #10 | SOUTH | NORTH | 86 | 10

## CRE2_21
FromBus | FrBusName | FrBusvolt | ToBus | ToBusName | ToBusVolt | Ckt | Sum PMAX
3593 | SPRING VALLEY BEC POD | 138 | 3594 | MCGREGOR TAP | 138 | 1 | 53756.5
BusNum | Name | ZoneName | ZoneNameCRE | PMAX | ID
239 | BSQSUTH2 | NORTH | SOUTH | 150 | 1
244 | WHITNEY1 | NORTH | SOUTH | 15 | 1 |  | Zone | Y | X | a | bz
245 | WHITNEY2 | NORTH | SOUTH | 15 | 2 |  | West | -0.0017169 | 0.019535 | -0.0026778 | -0.0016646
247 | BSQSUTH1 | NORTH | SOUTH | 150 | 2 |  | North | 0 | 0.0087608 |  | 2.346e-05
251 | BSQSUTH3 | NORTH | SOUTH | 150 | 2 |  | Houston | -0.0098411 | 0.2045 |  | -0.0092934
253 | BSQSUTH4 | NORTH | SOUTH | 100 | 2 |  | South | 0 | 0.38653 |  | 0.001035
332 | MILLER1 | NORTH | SOUTH | 75 | 1
333 | MILLER2 | NORTH | SOUTH | 120 | 2
334 | MILLER3 | NORTH | SOUTH | 205 | 3
335 | MILLER4 | NORTH | SOUTH | 104 | 4
336 | MILLER5 | NORTH | SOUTH | 104 | 5
366 | TENASKA | NORTH | SOUTH | 172 | 1
367 | TENASKA | NORTH | SOUTH | 86 | 2
503 | NTEXAS1 | NORTH | SOUTH | 17 | 1
504 | NTEXAS2 | NORTH | SOUTH | 17 | 2
505 | NTEXAS3 | NORTH | SOUTH | 35 | 3
798 | TAMUGEN1 | NORTH | SOUTH | 32 | 1
837 | NEWMAN5 | NORTH | SOUTH | 40 | 1
842 | OLINGR1 | NORTH | SOUTH | 80 | 1
843 | OLINGR2 | NORTH | SOUTH | 110 | 1
844 | OLINGR3 | NORTH | SOUTH | 150 | 1
845 | OLINGR4 | NORTH | SOUTH | 75 | 1
884 | DANSBY2 | NORTH | SOUTH | 49 | 1
886 | ATKINS3 | NORTH | SOUTH | 12 | 1
887 | ATKINS6 | NORTH | SOUTH | 50 | 1
888 | ATKINS7 | NORTH | SOUTH | 20 | 1
890 | ATKINS4 | NORTH | SOUTH | 22 | 1
891 | ATKINS5 | NORTH | SOUTH | 25 | 1
892 | DANSBY14 | NORTH | SOUTH | 114 | 1
920 | SPNCER1 | NORTH | SOUTH | 12 | 1
921 | SPNCER2 | NORTH | SOUTH | 12 | 1
923 | SPNCER4 | NORTH | SOUTH | 61 | 1
924 | SPNCER5 | NORTH | SOUTH | 66 | 1
948 | STEAM1 | NORTH | SOUTH | 20 | 1
949 | STEAM2 | NORTH | SOUTH | 26 | 1
950 | STEAM3 | NORTH | SOUTH | 41 | 1
990 | GIBCRK | NORTH | SOUTH | 462 | 1
1453 | WCPC 1 G | NORTH | SOUTH | 216 | 1
1454 | WCPC 2 G | NORTH | SOUTH | 216 | 2
1455 | WCPC 3 G | NORTH | SOUTH | 268 | 3
1861 | EGMT1 G | NORTH | SOUTH | 115 | 1
1862 | EGMT2 G | NORTH | SOUTH | 175 | 2
1863 | EGMT3 G | NORTH | SOUTH | 375 | 3
1877 | WLFHOL1G | NORTH | SOUTH | 255 | 1
1878 | WLFHOL2G | NORTH | SOUTH | 300 | 2
1879 | WLFHOL3G | NORTH | SOUTH | 255 | 3
1889 | DEC 1 G | NORTH | SOUTH | 818 | 1
1892 | DECT A G | NORTH | SOUTH | 70 | A
1893 | DECT B G | NORTH | SOUTH | 70 | B
1894 | DECT C G | NORTH | SOUTH | 70 | C
1895 | DECT D G | NORTH | SOUTH | 70 | D
1898 | CMPK 1 G | NORTH | SOUTH | 1150 | 1
1899 | CMPK 2 G | NORTH | SOUTH | 1150 | 2
1937 | MELP 5 G | NORTH | SOUTH | 262 | 5
1938 | MELP 6 G | NORTH | SOUTH | 262 | 6
1941 | MELP 1 G | NORTH | SOUTH | 262 | 1
1942 | MELP 2 G | NORTH | SOUTH | 262 | 2
1943 | MELP 3 G | NORTH | SOUTH | 262 | 3
1944 | MELP 4 G | NORTH | SOUTH | 262 | 4
1945 | HAND 1 G | NORTH | SOUTH | 45 | 1
1946 | HAND 2 G | NORTH | SOUTH | 80 | 2
1947 | HAND 3 G | NORTH | SOUTH | 400 | 3
1948 | HAND 4 G | NORTH | SOUTH | 458 | 4
1949 | HAND 5 G | NORTH | SOUTH | 458 | 5
1960 | NMAIN4G | NORTH | SOUTH | 80 | 4
2381 | NLK 1 G | NORTH | SOUTH | 175 | 1
2382 | NLK 2 G | NORTH | SOUTH | 175 | 2
2383 | NLK 3 G | NORTH | SOUTH | 365 | 3
2413 | MTCK 6 G | NORTH | SOUTH | 115 | 6
2414 | MTCK 7 G | NORTH | SOUTH | 125 | 7
2417 | MTCK 8 G | NORTH | SOUTH | 550 | 8
2418 | MTCK 2 G | NORTH | SOUTH | 33 | 2
2419 | MTCK 3 G | NORTH | SOUTH | 70 | 3
2446 | PARK 1 G | NORTH | SOUTH | 87 | 1
2447 | PARK 2 G | NORTH | SOUTH | 115 | 2
2448 | PARK 3 G | NORTH | SOUTH | 125 | 3
2451 | LKHB 1 G | NORTH | SOUTH | 393 | 1
2452 | LKHB 2 G | NORTH | SOUTH | 528 | 2
3097 | MTNLK 1G | NORTH | SOUTH | 750 | 1
3098 | MTNLK 2G | NORTH | SOUTH | 785 | 2
3099 | MTNLK 3G | NORTH | SOUTH | 750 | 3
3107 | STRYK 1G | NORTH | SOUTH | 175 | 1
3108 | STRYK 2G | NORTH | SOUTH | 500 | 2
3126 | TDAD 6 G | NORTH | SOUTH | 240 | 1
3348 | CHAMPN G | NORTH | SOUTH | 42 | 1
3381 | BBRN 1 G | NORTH | SOUTH | 575 | 1
3382 | BBRN 2 G | NORTH | SOUTH | 587 | 2
3403 | THSE 1 G | NORTH | SOUTH | 565 | 1
3404 | THSE 2 G | NORTH | SOUTH | 818 | 2
3416 | LCRK 1 G | NORTH | SOUTH | 87 | 1
3417 | LCRK 2 G | NORTH | SOUTH | 230 | 2
3431 | SANDOW | SOUTH | NORTH | 120 | 3
3431 | SANDOW | SOUTH | NORTH | 120 | 2
3431 | SANDOW | SOUTH | NORTH | 120 | 1
3432 | SAND 4 G | SOUTH | NORTH | 583 | 4
5026 | VHB1 | SOUTH | NORTH | 220 | 1
5027 | VHB2 | SOUTH | NORTH | 230 | 2
5028 | VHB3 | SOUTH | NORTH | 412 | 3
5111 | JTD1 | SOUTH | NORTH | 405 | 1
5112 | JTD2 | SOUTH | NORTH | 405 | 2
5264 | LCP3 | SOUTH | NORTH | 65 | 3
5265 | LCP4 | SOUTH | NORTH | 95 | 4
5266 | LCPCT1 | SOUTH | NORTH | 46 | 1
5267 | LCPCT2 | SOUTH | NORTH | 46 | 2
5268 | LCPCT3 | SOUTH | NORTH | 46 | 3
5269 | LCPCT4 | SOUTH | NORTH | 46 | 4
5396 | OWS1 | SOUTH | NORTH | 430 | 1
5397 | OWS2 | SOUTH | NORTH | 420 | 2
5401 | JKS1 | SOUTH | NORTH | 585 | 1
5436 | WBT1 | SOUTH | NORTH | 65 | 1
5437 | WBT2 | SOUTH | NORTH | 100 | 2
5438 | WBT3 | SOUTH | NORTH | 100 | 3
5439 | WBT4 | SOUTH | NORTH | 160 | 4
5476 | AVR1-CT1 | SOUTH | NORTH | 155 | 1
5477 | AVR1-ST1 | SOUTH | NORTH | 171 | 1
5478 | AVR1-CT2 | SOUTH | NORTH | 155 | 1
5503 | RAYGEN3 | SOUTH | NORTH | 25 | 1
5505 | RAYGEN1 | SOUTH | NORTH | 10 | 1
5506 | RAYGEN2 | SOUTH | NORTH | 12 | 1
5508 | RAYBRN 9 | SOUTH | NORTH | 52.5 | 1
5509 | RAYBRN10 | SOUTH | NORTH | 42 | 1
5511 | RAYBRN 7 | SOUTH | NORTH | 52.5 | 1
5512 | RAYBRN 8 | SOUTH | NORTH | 52.5 | 1
5728 | FALCON2 | SOUTH | NORTH | 11.5 | 2
5729 | FALCON3 | SOUTH | NORTH | 11.5 | 3
5890 | PRSGN1 | SOUTH | NORTH | 24 | 1
5891 | PRSGN2 | SOUTH | NORTH | 23 | 1
5892 | PRSGN3 | SOUTH | NORTH | 23 | 1
5903 | MIGUEL | SOUTH | NORTH | 391 | 1
5911 | STP1 | SOUTH | NORTH | 1250 | 1
5912 | STP2 | SOUTH | NORTH | 1250 | 2
5932 | SI RAY9 | SOUTH | NORTH | 43 | 9
5933 | SI RAY6 | SOUTH | NORTH | 22 | 6
5934 | SI RAY5 | SOUTH | NORTH | 21 | 5
5935 | SI RAY10 | SOUTH | NORTH | 45 | 10
6694 | WFORD1G | NORTH | SOUTH | 5 | 1
7000 | FERGUSG1 | SOUTH | NORTH | 420 | 1
7004 | GIDEONG1 | SOUTH | NORTH | 140 | 1
7005 | GIDEONG2 | SOUTH | NORTH | 140 | 2
7006 | GIDEONG3 | SOUTH | NORTH | 342 | 3
7007 | LOSTPN 1 | SOUTH | NORTH | 167 | 1
7008 | LOSTPN 2 | SOUTH | NORTH | 166 | 2
7009 | LOSTPN 3 | SOUTH | NORTH | 183 | 3
7010 | FPP G1 | SOUTH | NORTH | 605 | 1
7011 | FPP G2 | SOUTH | NORTH | 636 | 2
7012 | FPP G3 | SOUTH | NORTH | 450 | 3
7014 | HAYSN 1 | SOUTH | NORTH | 275 | 1
7015 | HAYSN 2 | SOUTH | NORTH | 275 | 2
7016 | HAYSN 3 | SOUTH | NORTH | 275 | 3
7017 | HAYSN 4 | SOUTH | NORTH | 275 | 4
7020 | AUSTING1 | SOUTH | NORTH | 8.4 | 1
7020 | AUSTING1 | SOUTH | NORTH | 8.9 | 2
7022 | BUCHANG1 | SOUTH | NORTH | 18.2 | 1
7023 | BUCHANG2 | SOUTH | NORTH | 18.2 | 2
7024 | BUCHANG3 | SOUTH | NORTH | 14.9 | 3
7026 | INKS G1 | SOUTH | NORTH | 14 | 1
7028 | MARBFAG1 | SOUTH | NORTH | 18.2 | 1
7029 | MARBFAG2 | SOUTH | NORTH | 18.2 | 2
7031 | MARSFOG1 | SOUTH | NORTH | 36 | 1
7032 | MARSFOG2 | SOUTH | NORTH | 34.5 | 2
7033 | MARSFOG3 | SOUTH | NORTH | 36 | 3
7035 | WIRTZ G1 | SOUTH | NORTH | 28 | 1
7036 | WIRTZ G2 | SOUTH | NORTH | 28 | 2
7487 | CANYHY13 | SOUTH | NORTH | 6 | 1
7605 | MCQUEE06 | SOUTH | NORTH | 2.8 | 3
7605 | MCQUEE06 | SOUTH | NORTH | 2.4 | 1
7605 | MCQUEE06 | SOUTH | NORTH | 2.4 | 2
7609 | SCHUMA13 | SOUTH | NORTH | 3.6 | 1
7624 | LAKEWD06 | SOUTH | NORTH | 2.4 | 1
7624 | LAKEWD06 | SOUTH | NORTH | 2.4 | 2
7800 | GUALUP 1 | SOUTH | NORTH | 175 | 1
7801 | GUALUP 2 | SOUTH | NORTH | 175 | 2
7802 | GUALUP 3 | SOUTH | NORTH | 175 | 3
7803 | GUALUP 4 | SOUTH | NORTH | 175 | 4
7804 | GUALUP 5 | SOUTH | NORTH | 205 | 5
7805 | GUALUP 6 | SOUTH | NORTH | 205 | 6
7807 | BEP GT1 | SOUTH | NORTH | 167 | 1
7808 | BEP GT2 | SOUTH | NORTH | 167 | 1
7809 | BEP ST1 | SOUTH | NORTH | 166 | 1
7810 | RIONOGT1 | SOUTH | NORTH | 210 | 1
7811 | RIONOGT2 | SOUTH | NORTH | 210 | 2
7812 | RIONOGT3 | SOUTH | NORTH | 210 | 3
7813 | RIONOST1 | SOUTH | NORTH | 415 | 4
8032 | AMS #1 | SOUTH | NORTH | 33 | 1
8033 | AMS #2 | SOUTH | NORTH | 33 | 2
8048 | FAL #1 | SOUTH | NORTH | 11.5 | 1
8066 | DUP1V#1 | SOUTH | NORTH | 82 | 1
8134 | FOR #1 | SOUTH | NORTH | 67 | 1
8138 | FOR #2 | SOUTH | NORTH | 76 | 2
8139 | JOS #1 | SOUTH | NORTH | 254 | 1
8147 | UCAR #2 | SOUTH | NORTH | 38 | 1
8148 | UCAR #1 | SOUTH | NORTH | 38 | 2
8153 | FOR #3 | SOUTH | NORTH | 76 | 3
8154 | FOR #4 | SOUTH | NORTH | 76 | 4
8155 | FOR #5 | SOUTH | NORTH | 76 | 5
8156 | FOR #6 | SOUTH | NORTH | 32 | 6
8157 | FOR #7 | SOUTH | NORTH | 66 | 7
8161 | CLO #1 | SOUTH | NORTH | 632 | 1
8168 | VIC #4 | SOUTH | NORTH | 69 | 4
8173 | VIC #5 | SOUTH | NORTH | 172 | 5
8174 | VIC #6 | SOUTH | NORTH | 250 | 6
8189 | CUERO 2 | SOUTH | NORTH | 12 | 1
8263 | EPASS H4 | SOUTH | NORTH | 6 | 1
8285 | LAR #1 | SOUTH | NORTH | 35 | 1
8287 | LAR #2 | SOUTH | NORTH | 34 | 2
8288 | LAR #3 | SOUTH | NORTH | 110 | 3
8305 | LAP #4 | SOUTH | NORTH | 25 | 4
8306 | LAP #5 | SOUTH | NORTH | 25 | 5
8307 | LAP #7 | SOUTH | NORTH | 52 | 7
8308 | LAP #6 | SOUTH | NORTH | 159 | 6
8388 | BAT #1 | SOUTH | NORTH | 72 | 1
8393 | BAT #2 | SOUTH | NORTH | 110 | 2
8437 | NBY #5 | SOUTH | NORTH | 30 | 5
8438 | NBY #6 | SOUTH | NORTH | 169 | 6
8442 | NBY #7 | SOUTH | NORTH | 368 | 7
8444 | LCH #1 | SOUTH | NORTH | 75 | 1
8445 | LCH #2 | SOUTH | NORTH | 75 | 2
8446 | LCH #3 | SOUTH | NORTH | 164 | 3
8447 | LCH #4 | SOUTH | NORTH | 247 | 4
8456 | COSW#1 | SOUTH | NORTH | 20 | 1
8457 | COSW#2 | SOUTH | NORTH | 20 | 2
8459 | DAV #1 | SOUTH | NORTH | 344 | 1
8460 | DAV #2 | SOUTH | NORTH | 353 | 2
8461 | KOCHREF2 | SOUTH | NORTH | 38 | 1
8506 | VAL #1 | SOUTH | NORTH | 25 | 1
8507 | VAL #2 | SOUTH | NORTH | 25 | 2
8511 | STARCO#1 | SOUTH | NORTH | 38 | 1
8517 | CEL-B #1 | SOUTH | NORTH | 38 | 1
8560 | CNOPGT1 | SOUTH | NORTH | 199 | 1
8561 | CNOPGT2 | SOUTH | NORTH | 199 | 2
8562 | CNOPST1 | SOUTH | NORTH | 196 | 3
8926 | LGEGN#1 | SOUTH | NORTH | 185 | 1
8927 | LGEGN#2 | SOUTH | NORTH | 185 | 2
8928 | LGEGN#3 | SOUTH | NORTH | 100 | 3
8930 | ICPGN#1 | SOUTH | NORTH | 177 | 1
8931 | ICPGN#2 | SOUTH | NORTH | 177 | 2
8932 | ICPGN#3 | SOUTH | NORTH | 177 | 3
8933 | FGNTS001 | SOUTH | NORTH | 170 | 1
8934 | FGNTS101 | SOUTH | NORTH | 170 | 2
8935 | FGNTS201 | SOUTH | NORTH | 183 | 3
8936 | MVGN#1 | SOUTH | NORTH | 250 | 1
8937 | MVGN#2 | SOUTH | NORTH | 250 | 2
8938 | MVGN#3 | SOUTH | NORTH | 265 | 3
8981 | HECN1 | SOUTH | NORTH | 175 | 1
8982 | HECN2 | SOUTH | NORTH | 175 | 2
8983 | HECN3 | SOUTH | NORTH | 198 | 3
9000 | DECKR G1 | SOUTH | NORTH | 347 | 1
9001 | DECKR G2 | SOUTH | NORTH | 432 | 2
9002 | DECKR G3 | SOUTH | NORTH | 55 | 3
9003 | DECKR G4 | SOUTH | NORTH | 55 | 4
9004 | DECKR G5 | SOUTH | NORTH | 55 | 5
9005 | DECKR G6 | SOUTH | NORTH | 55 | 6
9014 | HOLLY G3 | SOUTH | NORTH | 193 | 3
9015 | HOLLY G4 | SOUTH | NORTH | 194 | 4
9016 | SANDH G1 | SOUTH | NORTH | 48 | 1
9017 | SANDH G2 | SOUTH | NORTH | 48 | 2
9018 | SANDH G3 | SOUTH | NORTH | 48 | 3
9019 | SANDH G4 | SOUTH | NORTH | 48 | 4
9020 | SANDHG5A | SOUTH | NORTH | 151 | 5A
9021 | SANDHG5B | SOUTH | NORTH | 156 | 5B
12322 | ENTRAC11 | NORTH | SOUTH | 213 | 1
12323 | ENTRAC12 | NORTH | SOUTH | 106 | 2
12411 | FPLEFR1A | NORTH | SOUTH | 160 | 1
12412 | FPLEFR1B | NORTH | SOUTH | 160 | 2
12413 | FPLEFR1C | NORTH | SOUTH | 160 | 3
12414 | FPLEFR1S | NORTH | SOUTH | 408 | 4
12421 | FPLEFR2A | NORTH | SOUTH | 160 | 1
12422 | FPLEFR2B | NORTH | SOUTH | 160 | 2
12423 | FPLEFR2C | NORTH | SOUTH | 160 | 3
12424 | FPLEFR2S | NORTH | SOUTH | 407 | 4
13116 | GATEWY1G | NORTH | SOUTH | 179 | 1
13117 | GATEWY2G | NORTH | SOUTH | 179 | 2
13118 | GATEWY3G | NORTH | SOUTH | 179 | 3
13119 | GATEWY4G | NORTH | SOUTH | 417 | 4
13131 | CALFRE1G | NORTH | SOUTH | 189 | 1
13132 | CALFRE2G | NORTH | SOUTH | 189 | 2
13133 | CALFRE3G | NORTH | SOUTH | 189 | 3
13134 | CALFRE4G | NORTH | SOUTH | 189 | 4
13135 | CALFRE5G | NORTH | SOUTH | 189 | 5
13136 | CALFRE6G | NORTH | SOUTH | 189 | 6
39960 | TNPONE#1 | NORTH | SOUTH | 153 | 1
39970 | TNPONE#2 | NORTH | SOUTH | 155 | 1
48671 | FTR1 | NORTH | SOUTH | 150 | 1
48672 | FTR2 | NORTH | SOUTH | 150 | 2
48673 | FTR3 | NORTH | SOUTH | 150 | 3
48674 | FTR4 | NORTH | SOUTH | 380 | 4
48721 | LIM1 | NORTH | SOUTH | 836 | 1
48722 | LIM2 | NORTH | SOUTH | 766 | 2
80003 | MILHWYS | SOUTH | NORTH | 0 | 1
80010 | EPLVT | SOUTH | NORTH | 0 | 1
80012 | LAR | SOUTH | NORTH | 0 | 1
80051 | FOR #8 | SOUTH | NORTH | 33 | 8
80052 | FOR #9 | SOUTH | NORTH | 55 | 9
80053 | FOR #10 | SOUTH | NORTH | 86 | 10

## CRE2_22
FromBus | FrBusName | FrBusvolt | ToBus | ToBusName | ToBusVolt | Ckt | Sum PMAX
3594 | MCGREGOR TAP | 138 | 3608 | TEMPLE NORTH | 138 | 1
BusNum | Name | ZoneName | ZoneNameCRE | PMAX | ID
[7 empty] | Zone | Y | X | a | bz
[7 empty] | West | 0.0018021 | 0.019535 | 0.051684 | 0.0007925
[7 empty] | North | 0.00029746 | 0.0087608 |  | -0.00015533
[7 empty] | Houston | 0.010046 | 0.2045 |  | -0.00052303
[7 empty] | South | 0.020454 | 0.38653 |  | 0.00047697

## CRE2_23
FromBus | FrBusName | FrBusvolt | ToBus | ToBusName | ToBusVolt | Ckt | Sum PMAX
3650 | ELGIN SS | 138 | 7332 | ELGIN | 138 | 1 | 943
BusNum | Name | ZoneName | ZoneNameCRE | PMAX | ID
3431 | SANDOW | SOUTH | NORTH | 120 | 3
3431 | SANDOW | SOUTH | NORTH | 120 | 2 |  | Zone | Y | X | a | bz
3431 | SANDOW | SOUTH | NORTH | 120 | 1 |  | West | 0.0020957 | 0.019535 | 0.084348 | 0.00044791
3432 | SAND 4 G | SOUTH | NORTH | 583 | 4 |  | North | 0.00020999 | 0.0087608 |  | -0.00052897
[7 empty] | Houston | 0.014622 | 0.2045 |  | -0.0026272
[7 empty] | South | 0.033094 | 0.38653 |  | 0.00049128

## CRE2_24
FromBus | FrBusName | FrBusvolt | ToBus | ToBusName | ToBusVolt | Ckt | Sum PMAX
3658 | TAYLOR | 138 | 3659 | THORNDAL | 138 | 1 | 943
BusNum | Name | ZoneName | ZoneNameCRE | PMAX | ID
3431 | SANDOW | SOUTH | NORTH | 120 | 3
3431 | SANDOW | SOUTH | NORTH | 120 | 2 |  | Zone | Y | X | a | bz
3431 | SANDOW | SOUTH | NORTH | 120 | 1 |  | West | 0.0018659 | 0.019535 | 0.057904 | 0.00073474
3432 | SAND 4 G | SOUTH | NORTH | 583 | 4 |  | North | 4.3617e-05 | 0.0087608 |  | -0.00046367
[7 empty] | Houston | 0.0092154 | 0.2045 |  | -0.002626
[7 empty] | South | 0.023081 | 0.38653 |  | 0.00069966

## CRE2_25
FromBus | FrBusName | FrBusvolt | ToBus | ToBusName | ToBusVolt | Ckt | Sum PMAX
3658 | TAYLOR | 138 | 3673 | TAYLOR W | 138 | 1 | 53756.5
BusNum | Name | ZoneName | ZoneNameCRE | PMAX | ID
239 | BSQSUTH2 | NORTH | SOUTH | 150 | 1
244 | WHITNEY1 | NORTH | SOUTH | 15 | 1 |  | Zone | Y | X | a | bz
245 | WHITNEY2 | NORTH | SOUTH | 15 | 2 |  | West | 0.0017799 | 0.019535 | 0.0008004 | 0.0017643
247 | BSQSUTH1 | NORTH | SOUTH | 150 | 2 |  | North | 0 | 0.0087608 |  | -7.0122e-06
251 | BSQSUTH3 | NORTH | SOUTH | 150 | 2 |  | Houston | 0.0063921 | 0.2045 |  | 0.0062284
253 | BSQSUTH4 | NORTH | SOUTH | 100 | 2 |  | South | 0 | 0.38653 |  | -0.00030938
332 | MILLER1 | NORTH | SOUTH | 75 | 1
333 | MILLER2 | NORTH | SOUTH | 120 | 2
334 | MILLER3 | NORTH | SOUTH | 205 | 3
335 | MILLER4 | NORTH | SOUTH | 104 | 4
336 | MILLER5 | NORTH | SOUTH | 104 | 5
366 | TENASKA | NORTH | SOUTH | 172 | 1
367 | TENASKA | NORTH | SOUTH | 86 | 2
503 | NTEXAS1 | NORTH | SOUTH | 17 | 1
504 | NTEXAS2 | NORTH | SOUTH | 17 | 2
505 | NTEXAS3 | NORTH | SOUTH | 35 | 3
798 | TAMUGEN1 | NORTH | SOUTH | 32 | 1
837 | NEWMAN5 | NORTH | SOUTH | 40 | 1
842 | OLINGR1 | NORTH | SOUTH | 80 | 1
843 | OLINGR2 | NORTH | SOUTH | 110 | 1
844 | OLINGR3 | NORTH | SOUTH | 150 | 1
845 | OLINGR4 | NORTH | SOUTH | 75 | 1
884 | DANSBY2 | NORTH | SOUTH | 49 | 1
886 | ATKINS3 | NORTH | SOUTH | 12 | 1
887 | ATKINS6 | NORTH | SOUTH | 50 | 1
888 | ATKINS7 | NORTH | SOUTH | 20 | 1
890 | ATKINS4 | NORTH | SOUTH | 22 | 1
891 | ATKINS5 | NORTH | SOUTH | 25 | 1
892 | DANSBY14 | NORTH | SOUTH | 114 | 1
920 | SPNCER1 | NORTH | SOUTH | 12 | 1
921 | SPNCER2 | NORTH | SOUTH | 12 | 1
923 | SPNCER4 | NORTH | SOUTH | 61 | 1
924 | SPNCER5 | NORTH | SOUTH | 66 | 1
948 | STEAM1 | NORTH | SOUTH | 20 | 1
949 | STEAM2 | NORTH | SOUTH | 26 | 1
950 | STEAM3 | NORTH | SOUTH | 41 | 1
990 | GIBCRK | NORTH | SOUTH | 462 | 1
1453 | WCPC 1 G | NORTH | SOUTH | 216 | 1
1454 | WCPC 2 G | NORTH | SOUTH | 216 | 2
1455 | WCPC 3 G | NORTH | SOUTH | 268 | 3
1861 | EGMT1 G | NORTH | SOUTH | 115 | 1
1862 | EGMT2 G | NORTH | SOUTH | 175 | 2
1863 | EGMT3 G | NORTH | SOUTH | 375 | 3
1877 | WLFHOL1G | NORTH | SOUTH | 255 | 1
1878 | WLFHOL2G | NORTH | SOUTH | 300 | 2
1879 | WLFHOL3G | NORTH | SOUTH | 255 | 3
1889 | DEC 1 G | NORTH | SOUTH | 818 | 1
1892 | DECT A G | NORTH | SOUTH | 70 | A
1893 | DECT B G | NORTH | SOUTH | 70 | B
1894 | DECT C G | NORTH | SOUTH | 70 | C
1895 | DECT D G | NORTH | SOUTH | 70 | D
1898 | CMPK 1 G | NORTH | SOUTH | 1150 | 1
1899 | CMPK 2 G | NORTH | SOUTH | 1150 | 2
1937 | MELP 5 G | NORTH | SOUTH | 262 | 5
1938 | MELP 6 G | NORTH | SOUTH | 262 | 6
1941 | MELP 1 G | NORTH | SOUTH | 262 | 1
1942 | MELP 2 G | NORTH | SOUTH | 262 | 2
1943 | MELP 3 G | NORTH | SOUTH | 262 | 3
1944 | MELP 4 G | NORTH | SOUTH | 262 | 4
1945 | HAND 1 G | NORTH | SOUTH | 45 | 1
1946 | HAND 2 G | NORTH | SOUTH | 80 | 2
1947 | HAND 3 G | NORTH | SOUTH | 400 | 3
1948 | HAND 4 G | NORTH | SOUTH | 458 | 4
1949 | HAND 5 G | NORTH | SOUTH | 458 | 5
1960 | NMAIN4G | NORTH | SOUTH | 80 | 4
2381 | NLK 1 G | NORTH | SOUTH | 175 | 1
2382 | NLK 2 G | NORTH | SOUTH | 175 | 2
2383 | NLK 3 G | NORTH | SOUTH | 365 | 3
2413 | MTCK 6 G | NORTH | SOUTH | 115 | 6
2414 | MTCK 7 G | NORTH | SOUTH | 125 | 7
2417 | MTCK 8 G | NORTH | SOUTH | 550 | 8
2418 | MTCK 2 G | NORTH | SOUTH | 33 | 2
2419 | MTCK 3 G | NORTH | SOUTH | 70 | 3
2446 | PARK 1 G | NORTH | SOUTH | 87 | 1
2447 | PARK 2 G | NORTH | SOUTH | 115 | 2
2448 | PARK 3 G | NORTH | SOUTH | 125 | 3
2451 | LKHB 1 G | NORTH | SOUTH | 393 | 1
2452 | LKHB 2 G | NORTH | SOUTH | 528 | 2
3097 | MTNLK 1G | NORTH | SOUTH | 750 | 1
3098 | MTNLK 2G | NORTH | SOUTH | 785 | 2
3099 | MTNLK 3G | NORTH | SOUTH | 750 | 3
3107 | STRYK 1G | NORTH | SOUTH | 175 | 1
3108 | STRYK 2G | NORTH | SOUTH | 500 | 2
3126 | TDAD 6 G | NORTH | SOUTH | 240 | 1
3348 | CHAMPN G | NORTH | SOUTH | 42 | 1
3381 | BBRN 1 G | NORTH | SOUTH | 575 | 1
3382 | BBRN 2 G | NORTH | SOUTH | 587 | 2
3403 | THSE 1 G | NORTH | SOUTH | 565 | 1
3404 | THSE 2 G | NORTH | SOUTH | 818 | 2
3416 | LCRK 1 G | NORTH | SOUTH | 87 | 1
3417 | LCRK 2 G | NORTH | SOUTH | 230 | 2
3431 | SANDOW | SOUTH | NORTH | 120 | 3
3431 | SANDOW | SOUTH | NORTH | 120 | 2
3431 | SANDOW | SOUTH | NORTH | 120 | 1
3432 | SAND 4 G | SOUTH | NORTH | 583 | 4
5026 | VHB1 | SOUTH | NORTH | 220 | 1
5027 | VHB2 | SOUTH | NORTH | 230 | 2
5028 | VHB3 | SOUTH | NORTH | 412 | 3
5111 | JTD1 | SOUTH | NORTH | 405 | 1
5112 | JTD2 | SOUTH | NORTH | 405 | 2
5264 | LCP3 | SOUTH | NORTH | 65 | 3
5265 | LCP4 | SOUTH | NORTH | 95 | 4
5266 | LCPCT1 | SOUTH | NORTH | 46 | 1
5267 | LCPCT2 | SOUTH | NORTH | 46 | 2
5268 | LCPCT3 | SOUTH | NORTH | 46 | 3
5269 | LCPCT4 | SOUTH | NORTH | 46 | 4
5396 | OWS1 | SOUTH | NORTH | 430 | 1
5397 | OWS2 | SOUTH | NORTH | 420 | 2
5401 | JKS1 | SOUTH | NORTH | 585 | 1
5436 | WBT1 | SOUTH | NORTH | 65 | 1
5437 | WBT2 | SOUTH | NORTH | 100 | 2
5438 | WBT3 | SOUTH | NORTH | 100 | 3
5439 | WBT4 | SOUTH | NORTH | 160 | 4
5476 | AVR1-CT1 | SOUTH | NORTH | 155 | 1
5477 | AVR1-ST1 | SOUTH | NORTH | 171 | 1
5478 | AVR1-CT2 | SOUTH | NORTH | 155 | 1
5503 | RAYGEN3 | SOUTH | NORTH | 25 | 1
5505 | RAYGEN1 | SOUTH | NORTH | 10 | 1
5506 | RAYGEN2 | SOUTH | NORTH | 12 | 1
5508 | RAYBRN 9 | SOUTH | NORTH | 52.5 | 1
5509 | RAYBRN10 | SOUTH | NORTH | 42 | 1
5511 | RAYBRN 7 | SOUTH | NORTH | 52.5 | 1
5512 | RAYBRN 8 | SOUTH | NORTH | 52.5 | 1
5728 | FALCON2 | SOUTH | NORTH | 11.5 | 2
5729 | FALCON3 | SOUTH | NORTH | 11.5 | 3
5890 | PRSGN1 | SOUTH | NORTH | 24 | 1
5891 | PRSGN2 | SOUTH | NORTH | 23 | 1
5892 | PRSGN3 | SOUTH | NORTH | 23 | 1
5903 | MIGUEL | SOUTH | NORTH | 391 | 1
5911 | STP1 | SOUTH | NORTH | 1250 | 1
5912 | STP2 | SOUTH | NORTH | 1250 | 2
5932 | SI RAY9 | SOUTH | NORTH | 43 | 9
5933 | SI RAY6 | SOUTH | NORTH | 22 | 6
5934 | SI RAY5 | SOUTH | NORTH | 21 | 5
5935 | SI RAY10 | SOUTH | NORTH | 45 | 10
6694 | WFORD1G | NORTH | SOUTH | 5 | 1
7000 | FERGUSG1 | SOUTH | NORTH | 420 | 1
7004 | GIDEONG1 | SOUTH | NORTH | 140 | 1
7005 | GIDEONG2 | SOUTH | NORTH | 140 | 2
7006 | GIDEONG3 | SOUTH | NORTH | 342 | 3
7007 | LOSTPN 1 | SOUTH | NORTH | 167 | 1
7008 | LOSTPN 2 | SOUTH | NORTH | 166 | 2
7009 | LOSTPN 3 | SOUTH | NORTH | 183 | 3
7010 | FPP G1 | SOUTH | NORTH | 605 | 1
7011 | FPP G2 | SOUTH | NORTH | 636 | 2
7012 | FPP G3 | SOUTH | NORTH | 450 | 3
7014 | HAYSN 1 | SOUTH | NORTH | 275 | 1
7015 | HAYSN 2 | SOUTH | NORTH | 275 | 2
7016 | HAYSN 3 | SOUTH | NORTH | 275 | 3
7017 | HAYSN 4 | SOUTH | NORTH | 275 | 4
7020 | AUSTING1 | SOUTH | NORTH | 8.4 | 1
7020 | AUSTING1 | SOUTH | NORTH | 8.9 | 2
7022 | BUCHANG1 | SOUTH | NORTH | 18.2 | 1
7023 | BUCHANG2 | SOUTH | NORTH | 18.2 | 2
7024 | BUCHANG3 | SOUTH | NORTH | 14.9 | 3
7026 | INKS G1 | SOUTH | NORTH | 14 | 1
7028 | MARBFAG1 | SOUTH | NORTH | 18.2 | 1
7029 | MARBFAG2 | SOUTH | NORTH | 18.2 | 2
7031 | MARSFOG1 | SOUTH | NORTH | 36 | 1
7032 | MARSFOG2 | SOUTH | NORTH | 34.5 | 2
7033 | MARSFOG3 | SOUTH | NORTH | 36 | 3
7035 | WIRTZ G1 | SOUTH | NORTH | 28 | 1
7036 | WIRTZ G2 | SOUTH | NORTH | 28 | 2
7487 | CANYHY13 | SOUTH | NORTH | 6 | 1
7605 | MCQUEE06 | SOUTH | NORTH | 2.8 | 3
7605 | MCQUEE06 | SOUTH | NORTH | 2.4 | 1
7605 | MCQUEE06 | SOUTH | NORTH | 2.4 | 2
7609 | SCHUMA13 | SOUTH | NORTH | 3.6 | 1
7624 | LAKEWD06 | SOUTH | NORTH | 2.4 | 1
7624 | LAKEWD06 | SOUTH | NORTH | 2.4 | 2
7800 | GUALUP 1 | SOUTH | NORTH | 175 | 1
7801 | GUALUP 2 | SOUTH | NORTH | 175 | 2
7802 | GUALUP 3 | SOUTH | NORTH | 175 | 3
7803 | GUALUP 4 | SOUTH | NORTH | 175 | 4
7804 | GUALUP 5 | SOUTH | NORTH | 205 | 5
7805 | GUALUP 6 | SOUTH | NORTH | 205 | 6
7807 | BEP GT1 | SOUTH | NORTH | 167 | 1
7808 | BEP GT2 | SOUTH | NORTH | 167 | 1
7809 | BEP ST1 | SOUTH | NORTH | 166 | 1
7810 | RIONOGT1 | SOUTH | NORTH | 210 | 1
7811 | RIONOGT2 | SOUTH | NORTH | 210 | 2
7812 | RIONOGT3 | SOUTH | NORTH | 210 | 3
7813 | RIONOST1 | SOUTH | NORTH | 415 | 4
8032 | AMS #1 | SOUTH | NORTH | 33 | 1
8033 | AMS #2 | SOUTH | NORTH | 33 | 2
8048 | FAL #1 | SOUTH | NORTH | 11.5 | 1
8066 | DUP1V#1 | SOUTH | NORTH | 82 | 1
8134 | FOR #1 | SOUTH | NORTH | 67 | 1
8138 | FOR #2 | SOUTH | NORTH | 76 | 2
8139 | JOS #1 | SOUTH | NORTH | 254 | 1
8147 | UCAR #2 | SOUTH | NORTH | 38 | 1
8148 | UCAR #1 | SOUTH | NORTH | 38 | 2
8153 | FOR #3 | SOUTH | NORTH | 76 | 3
8154 | FOR #4 | SOUTH | NORTH | 76 | 4
8155 | FOR #5 | SOUTH | NORTH | 76 | 5
8156 | FOR #6 | SOUTH | NORTH | 32 | 6
8157 | FOR #7 | SOUTH | NORTH | 66 | 7
8161 | CLO #1 | SOUTH | NORTH | 632 | 1
8168 | VIC #4 | SOUTH | NORTH | 69 | 4
8173 | VIC #5 | SOUTH | NORTH | 172 | 5
8174 | VIC #6 | SOUTH | NORTH | 250 | 6
8189 | CUERO 2 | SOUTH | NORTH | 12 | 1
8263 | EPASS H4 | SOUTH | NORTH | 6 | 1
8285 | LAR #1 | SOUTH | NORTH | 35 | 1
8287 | LAR #2 | SOUTH | NORTH | 34 | 2
8288 | LAR #3 | SOUTH | NORTH | 110 | 3
8305 | LAP #4 | SOUTH | NORTH | 25 | 4
8306 | LAP #5 | SOUTH | NORTH | 25 | 5
8307 | LAP #7 | SOUTH | NORTH | 52 | 7
8308 | LAP #6 | SOUTH | NORTH | 159 | 6
8388 | BAT #1 | SOUTH | NORTH | 72 | 1
8393 | BAT #2 | SOUTH | NORTH | 110 | 2
8437 | NBY #5 | SOUTH | NORTH | 30 | 5
8438 | NBY #6 | SOUTH | NORTH | 169 | 6
8442 | NBY #7 | SOUTH | NORTH | 368 | 7
8444 | LCH #1 | SOUTH | NORTH | 75 | 1
8445 | LCH #2 | SOUTH | NORTH | 75 | 2
8446 | LCH #3 | SOUTH | NORTH | 164 | 3
8447 | LCH #4 | SOUTH | NORTH | 247 | 4
8456 | COSW#1 | SOUTH | NORTH | 20 | 1
8457 | COSW#2 | SOUTH | NORTH | 20 | 2
8459 | DAV #1 | SOUTH | NORTH | 344 | 1
8460 | DAV #2 | SOUTH | NORTH | 353 | 2
8461 | KOCHREF2 | SOUTH | NORTH | 38 | 1
8506 | VAL #1 | SOUTH | NORTH | 25 | 1
8507 | VAL #2 | SOUTH | NORTH | 25 | 2
8511 | STARCO#1 | SOUTH | NORTH | 38 | 1
8517 | CEL-B #1 | SOUTH | NORTH | 38 | 1
8560 | CNOPGT1 | SOUTH | NORTH | 199 | 1
8561 | CNOPGT2 | SOUTH | NORTH | 199 | 2
8562 | CNOPST1 | SOUTH | NORTH | 196 | 3
8926 | LGEGN#1 | SOUTH | NORTH | 185 | 1
8927 | LGEGN#2 | SOUTH | NORTH | 185 | 2
8928 | LGEGN#3 | SOUTH | NORTH | 100 | 3
8930 | ICPGN#1 | SOUTH | NORTH | 177 | 1
8931 | ICPGN#2 | SOUTH | NORTH | 177 | 2
8932 | ICPGN#3 | SOUTH | NORTH | 177 | 3
8933 | FGNTS001 | SOUTH | NORTH | 170 | 1
8934 | FGNTS101 | SOUTH | NORTH | 170 | 2
8935 | FGNTS201 | SOUTH | NORTH | 183 | 3
8936 | MVGN#1 | SOUTH | NORTH | 250 | 1
8937 | MVGN#2 | SOUTH | NORTH | 250 | 2
8938 | MVGN#3 | SOUTH | NORTH | 265 | 3
8981 | HECN1 | SOUTH | NORTH | 175 | 1
8982 | HECN2 | SOUTH | NORTH | 175 | 2
8983 | HECN3 | SOUTH | NORTH | 198 | 3
9000 | DECKR G1 | SOUTH | NORTH | 347 | 1
9001 | DECKR G2 | SOUTH | NORTH | 432 | 2
9002 | DECKR G3 | SOUTH | NORTH | 55 | 3
9003 | DECKR G4 | SOUTH | NORTH | 55 | 4
9004 | DECKR G5 | SOUTH | NORTH | 55 | 5
9005 | DECKR G6 | SOUTH | NORTH | 55 | 6
9014 | HOLLY G3 | SOUTH | NORTH | 193 | 3
9015 | HOLLY G4 | SOUTH | NORTH | 194 | 4
9016 | SANDH G1 | SOUTH | NORTH | 48 | 1
9017 | SANDH G2 | SOUTH | NORTH | 48 | 2
9018 | SANDH G3 | SOUTH | NORTH | 48 | 3
9019 | SANDH G4 | SOUTH | NORTH | 48 | 4
9020 | SANDHG5A | SOUTH | NORTH | 151 | 5A
9021 | SANDHG5B | SOUTH | NORTH | 156 | 5B
12322 | ENTRAC11 | NORTH | SOUTH | 213 | 1
12323 | ENTRAC12 | NORTH | SOUTH | 106 | 2
12411 | FPLEFR1A | NORTH | SOUTH | 160 | 1
12412 | FPLEFR1B | NORTH | SOUTH | 160 | 2
12413 | FPLEFR1C | NORTH | SOUTH | 160 | 3
12414 | FPLEFR1S | NORTH | SOUTH | 408 | 4
12421 | FPLEFR2A | NORTH | SOUTH | 160 | 1
12422 | FPLEFR2B | NORTH | SOUTH | 160 | 2
12423 | FPLEFR2C | NORTH | SOUTH | 160 | 3
12424 | FPLEFR2S | NORTH | SOUTH | 407 | 4
13116 | GATEWY1G | NORTH | SOUTH | 179 | 1
13117 | GATEWY2G | NORTH | SOUTH | 179 | 2
13118 | GATEWY3G | NORTH | SOUTH | 179 | 3
13119 | GATEWY4G | NORTH | SOUTH | 417 | 4
13131 | CALFRE1G | NORTH | SOUTH | 189 | 1
13132 | CALFRE2G | NORTH | SOUTH | 189 | 2
13133 | CALFRE3G | NORTH | SOUTH | 189 | 3
13134 | CALFRE4G | NORTH | SOUTH | 189 | 4
13135 | CALFRE5G | NORTH | SOUTH | 189 | 5
13136 | CALFRE6G | NORTH | SOUTH | 189 | 6
39960 | TNPONE#1 | NORTH | SOUTH | 153 | 1
39970 | TNPONE#2 | NORTH | SOUTH | 155 | 1
48671 | FTR1 | NORTH | SOUTH | 150 | 1
48672 | FTR2 | NORTH | SOUTH | 150 | 2
48673 | FTR3 | NORTH | SOUTH | 150 | 3
48674 | FTR4 | NORTH | SOUTH | 380 | 4
48721 | LIM1 | NORTH | SOUTH | 836 | 1
48722 | LIM2 | NORTH | SOUTH | 766 | 2
80003 | MILHWYS | SOUTH | NORTH | 0 | 1
80010 | EPLVT | SOUTH | NORTH | 0 | 1
80012 | LAR | SOUTH | NORTH | 0 | 1
80051 | FOR #8 | SOUTH | NORTH | 33 | 8
80052 | FOR #9 | SOUTH | NORTH | 55 | 9
80053 | FOR #10 | SOUTH | NORTH | 86 | 10

## CRE2_26
FromBus | FrBusName | FrBusvolt | ToBus | ToBusName | ToBusVolt | Ckt | Sum PMAX
3659 | THORNDALE NORTH | 138 | 3661 | SALTY BEC POD | 138 | 1 | 26209.5001
BusNum | Name | ZoneName | ZoneNameCRE | PMAX | ID
3431 | SANDOW | SOUTH | NORTH | 120 | 2
3431 | SANDOW | SOUTH | NORTH | 120 | 3 |  | Zone | Y | X | a | bz
3431 | SANDOW | SOUTH | NORTH | 120 | 1 |  | West | 0.0018659 | 0.019535 | 0.0020764 | 0.0018253
3432 | SAND 4 G | SOUTH | NORTH | 583 | 4 |  | North | 4.3617e-05 | 0.0087608 |  | 2.5426e-05
5026 | VHB1 | SOUTH | NORTH | 220 | 1 |  | Houston | 0.0092154 | 0.2045 |  | 0.0087907
5027 | VHB2 | SOUTH | NORTH | 230 | 2 |  | South | 0 | 0.38653 |  | -0.00080258
5028 | VHB3 | SOUTH | NORTH | 412 | 3
5111 | JTD1 | SOUTH | NORTH | 405 | 1
5112 | JTD2 | SOUTH | NORTH | 405 | 2
5264 | LCP3 | SOUTH | NORTH | 65 | 3
5265 | LCP4 | SOUTH | NORTH | 95 | 4
5266 | LCPCT1 | SOUTH | NORTH | 46 | 1
5267 | LCPCT2 | SOUTH | NORTH | 46 | 2
5268 | LCPCT3 | SOUTH | NORTH | 46 | 3
5269 | LCPCT4 | SOUTH | NORTH | 46 | 4
5396 | OWS1 | SOUTH | NORTH | 430 | 1
5397 | OWS2 | SOUTH | NORTH | 420 | 2
5401 | JKS1 | SOUTH | NORTH | 585 | 1
5436 | WBT1 | SOUTH | NORTH | 65 | 1
5437 | WBT2 | SOUTH | NORTH | 100 | 2
5438 | WBT3 | SOUTH | NORTH | 100 | 3
5439 | WBT4 | SOUTH | NORTH | 160 | 4
5476 | AVR1-CT1 | SOUTH | NORTH | 155 | 1
5477 | AVR1-ST1 | SOUTH | NORTH | 171 | 1
5478 | AVR1-CT2 | SOUTH | NORTH | 155 | 1
5503 | RAYGEN3 | SOUTH | NORTH | 25 | 1
5505 | RAYGEN1 | SOUTH | NORTH | 10 | 1
5506 | RAYGEN2 | SOUTH | NORTH | 12 | 1
5508 | RAYBRN 9 | SOUTH | NORTH | 52.5 | 1
5509 | RAYBRN10 | SOUTH | NORTH | 42 | 1
5511 | RAYBRN 7 | SOUTH | NORTH | 52.5 | 1
5512 | RAYBRN 8 | SOUTH | NORTH | 52.5 | 1
5728 | FALCON2 | SOUTH | NORTH | 11.5 | 2
5729 | FALCON3 | SOUTH | NORTH | 11.5 | 3
5890 | PRSGN1 | SOUTH | NORTH | 24 | 1
5891 | PRSGN2 | SOUTH | NORTH | 23 | 1
5892 | PRSGN3 | SOUTH | NORTH | 23 | 1
5903 | MIGUEL | SOUTH | NORTH | 391 | 1
5911 | STP1 | SOUTH | NORTH | 1250 | 1
5912 | STP2 | SOUTH | NORTH | 1250 | 2
5932 | SI RAY9 | SOUTH | NORTH | 43 | 9
5933 | SI RAY6 | SOUTH | NORTH | 22 | 6
5934 | SI RAY5 | SOUTH | NORTH | 21 | 5
5935 | SI RAY10 | SOUTH | NORTH | 45 | 10
7000 | FERGUSG1 | SOUTH | NORTH | 420 | 1
7004 | GIDEONG1 | SOUTH | NORTH | 140 | 1
7005 | GIDEONG2 | SOUTH | NORTH | 140 | 2
7006 | GIDEONG3 | SOUTH | NORTH | 342 | 3
7007 | LOSTPN 1 | SOUTH | NORTH | 167 | 1
7008 | LOSTPN 2 | SOUTH | NORTH | 166 | 2
7009 | LOSTPN 3 | SOUTH | NORTH | 183 | 3
7010 | FPP G1 | SOUTH | NORTH | 605 | 1
7011 | FPP G2 | SOUTH | NORTH | 636 | 2
7012 | FPP G3 | SOUTH | NORTH | 450 | 3
7014 | HAYSN 1 | SOUTH | NORTH | 275 | 1
7015 | HAYSN 2 | SOUTH | NORTH | 275 | 2
7016 | HAYSN 3 | SOUTH | NORTH | 275 | 3
7017 | HAYSN 4 | SOUTH | NORTH | 275 | 4
7020 | AUSTING1 | SOUTH | NORTH | 8.4 | 1
7020 | AUSTING1 | SOUTH | NORTH | 8.9 | 2
7022 | BUCHANG1 | SOUTH | NORTH | 18.2 | 1
7023 | BUCHANG2 | SOUTH | NORTH | 18.2 | 2
7024 | BUCHANG3 | SOUTH | NORTH | 14.9 | 3
7026 | INKS G1 | SOUTH | NORTH | 14 | 1
7028 | MARBFAG1 | SOUTH | NORTH | 18.2 | 1
7029 | MARBFAG2 | SOUTH | NORTH | 18.2 | 2
7031 | MARSFOG1 | SOUTH | NORTH | 36 | 1
7032 | MARSFOG2 | SOUTH | NORTH | 34.5 | 2
7033 | MARSFOG3 | SOUTH | NORTH | 36 | 3
7035 | WIRTZ G1 | SOUTH | NORTH | 28 | 1
7036 | WIRTZ G2 | SOUTH | NORTH | 28 | 2
7487 | CANYHY13 | SOUTH | NORTH | 6 | 1
7605 | MCQUEE06 | SOUTH | NORTH | 2.8 | 3
7605 | MCQUEE06 | SOUTH | NORTH | 2.4 | 2
7605 | MCQUEE06 | SOUTH | NORTH | 2.4 | 1
7609 | SCHUMA13 | SOUTH | NORTH | 3.6 | 1
7624 | LAKEWD06 | SOUTH | NORTH | 2.4 | 1
7624 | LAKEWD06 | SOUTH | NORTH | 2.4 | 2
7800 | GUALUP 1 | SOUTH | NORTH | 175 | 1
7801 | GUALUP 2 | SOUTH | NORTH | 175 | 2
7802 | GUALUP 3 | SOUTH | NORTH | 175 | 3
7803 | GUALUP 4 | SOUTH | NORTH | 175 | 4
7804 | GUALUP 5 | SOUTH | NORTH | 205 | 5
7805 | GUALUP 6 | SOUTH | NORTH | 205 | 6
7807 | BEP GT1 | SOUTH | NORTH | 167 | 1
7808 | BEP GT2 | SOUTH | NORTH | 167 | 1
7809 | BEP ST1 | SOUTH | NORTH | 166 | 1
7810 | RIONOGT1 | SOUTH | NORTH | 210 | 1
7811 | RIONOGT2 | SOUTH | NORTH | 210 | 2
7812 | RIONOGT3 | SOUTH | NORTH | 210 | 3
7813 | RIONOST1 | SOUTH | NORTH | 415 | 4
8032 | AMS #1 | SOUTH | NORTH | 33 | 1
8033 | AMS #2 | SOUTH | NORTH | 33 | 2
8048 | FAL #1 | SOUTH | NORTH | 11.5 | 1
8066 | DUP1V#1 | SOUTH | NORTH | 82 | 1
8134 | FOR #1 | SOUTH | NORTH | 67 | 1
8138 | FOR #2 | SOUTH | NORTH | 76 | 2
8139 | JOS #1 | SOUTH | NORTH | 254 | 1
8147 | UCAR #2 | SOUTH | NORTH | 38 | 1
8148 | UCAR #1 | SOUTH | NORTH | 38 | 2
8153 | FOR #3 | SOUTH | NORTH | 76 | 3
8154 | FOR #4 | SOUTH | NORTH | 76 | 4
8155 | FOR #5 | SOUTH | NORTH | 76 | 5
8156 | FOR #6 | SOUTH | NORTH | 32 | 6
8157 | FOR #7 | SOUTH | NORTH | 66 | 7
8161 | CLO #1 | SOUTH | NORTH | 632 | 1
8168 | VIC #4 | SOUTH | NORTH | 69 | 4
8173 | VIC #5 | SOUTH | NORTH | 172 | 5
8174 | VIC #6 | SOUTH | NORTH | 250 | 6
8189 | CUERO 2 | SOUTH | NORTH | 12 | 1
8263 | EPASS H4 | SOUTH | NORTH | 6 | 1
8285 | LAR #1 | SOUTH | NORTH | 35 | 1
8287 | LAR #2 | SOUTH | NORTH | 34 | 2
8288 | LAR #3 | SOUTH | NORTH | 110 | 3
8305 | LAP #4 | SOUTH | NORTH | 25 | 4
8306 | LAP #5 | SOUTH | NORTH | 25 | 5
8307 | LAP #7 | SOUTH | NORTH | 52 | 7
8308 | LAP #6 | SOUTH | NORTH | 159 | 6
8388 | BAT #1 | SOUTH | NORTH | 72 | 1
8393 | BAT #2 | SOUTH | NORTH | 110 | 2
8437 | NBY #5 | SOUTH | NORTH | 30 | 5
8438 | NBY #6 | SOUTH | NORTH | 169 | 6
8442 | NBY #7 | SOUTH | NORTH | 368 | 7
8444 | LCH #1 | SOUTH | NORTH | 75 | 1
8445 | LCH #2 | SOUTH | NORTH | 75 | 2
8446 | LCH #3 | SOUTH | NORTH | 164 | 3
8447 | LCH #4 | SOUTH | NORTH | 247 | 4
8456 | COSW#1 | SOUTH | NORTH | 20 | 1
8457 | COSW#2 | SOUTH | NORTH | 20 | 2
8459 | DAV #1 | SOUTH | NORTH | 344 | 1
8460 | DAV #2 | SOUTH | NORTH | 353 | 2
8461 | KOCHREF2 | SOUTH | NORTH | 38 | 1
8506 | VAL #1 | SOUTH | NORTH | 25 | 1
8507 | VAL #2 | SOUTH | NORTH | 25 | 2
8511 | STARCO#1 | SOUTH | NORTH | 38 | 1
8517 | CEL-B #1 | SOUTH | NORTH | 38 | 1
8560 | CNOPGT1 | SOUTH | NORTH | 199 | 1
8561 | CNOPGT2 | SOUTH | NORTH | 199 | 2
8562 | CNOPST1 | SOUTH | NORTH | 196 | 3
8926 | LGEGN#1 | SOUTH | NORTH | 185 | 1
8927 | LGEGN#2 | SOUTH | NORTH | 185 | 2
8928 | LGEGN#3 | SOUTH | NORTH | 100 | 3
8930 | ICPGN#1 | SOUTH | NORTH | 177 | 1
8931 | ICPGN#2 | SOUTH | NORTH | 177 | 2
8932 | ICPGN#3 | SOUTH | NORTH | 177 | 3
8933 | FGNTS001 | SOUTH | NORTH | 170 | 1
8934 | FGNTS101 | SOUTH | NORTH | 170 | 2
8935 | FGNTS201 | SOUTH | NORTH | 183 | 3
8936 | MVGN#1 | SOUTH | NORTH | 250 | 1
8937 | MVGN#2 | SOUTH | NORTH | 250 | 2
8938 | MVGN#3 | SOUTH | NORTH | 265 | 3
8981 | HECN1 | SOUTH | NORTH | 175 | 1
8982 | HECN2 | SOUTH | NORTH | 175 | 2
8983 | HECN3 | SOUTH | NORTH | 198 | 3
9000 | DECKR G1 | SOUTH | NORTH | 347 | 1
9001 | DECKR G2 | SOUTH | NORTH | 432 | 2
9002 | DECKR G3 | SOUTH | NORTH | 55 | 3
9003 | DECKR G4 | SOUTH | NORTH | 55 | 4
9004 | DECKR G5 | SOUTH | NORTH | 55 | 5
9005 | DECKR G6 | SOUTH | NORTH | 55 | 6
9014 | HOLLY G3 | SOUTH | NORTH | 193 | 3
9015 | HOLLY G4 | SOUTH | NORTH | 194 | 4
9016 | SANDH G1 | SOUTH | NORTH | 48 | 1
9017 | SANDH G2 | SOUTH | NORTH | 48 | 2
9018 | SANDH G3 | SOUTH | NORTH | 48 | 3
9019 | SANDH G4 | SOUTH | NORTH | 48 | 4
9020 | SANDHG5A | SOUTH | NORTH | 151 | 5A
9021 | SANDHG5B | SOUTH | NORTH | 156 | 5B
80003 | MILHWYS | SOUTH | NORTH | 0 | 1
80010 | EPLVT | SOUTH | NORTH | 0 | 1
80012 | LAR | SOUTH | NORTH | 0 | 1
80051 | FOR #8 | SOUTH | NORTH | 33 | 8
80052 | FOR #9 | SOUTH | NORTH | 55 | 9
80053 | FOR #10 | SOUTH | NORTH | 86 | 10

## CRE2_27
FromBus | FrBusName | FrBusvolt | ToBus | ToBusName | ToBusVolt | Ckt | Sum PMAX
3678 | ROCKDALE | 138 | 3679 | TALBER M | 138 | 1 | 27547
BusNum | Name | ZoneName | ZoneNameCRE | PMAX | ID
239 | BSQSUTH2 | NORTH | SOUTH | 150 | 1
244 | WHITNEY1 | NORTH | SOUTH | 15 | 1 |  | Zone | Y | X | a | bz
245 | WHITNEY2 | NORTH | SOUTH | 15 | 2 |  | West | 0.0029594 | 0.019535 | 0.066952 | 0.0016514
247 | BSQSUTH1 | NORTH | SOUTH | 150 | 2 |  | North | 0 | 0.0087608 |  | -0.00058655
251 | BSQSUTH3 | NORTH | SOUTH | 150 | 2 |  | Houston | 0.0015922 | 0.2045 |  | -0.012099
253 | BSQSUTH4 | NORTH | SOUTH | 100 | 2 |  | South | 0.029067 | 0.38653 |  | 0.0031883
332 | MILLER1 | NORTH | SOUTH | 75 | 1
333 | MILLER2 | NORTH | SOUTH | 120 | 2
334 | MILLER3 | NORTH | SOUTH | 205 | 3
335 | MILLER4 | NORTH | SOUTH | 104 | 4
336 | MILLER5 | NORTH | SOUTH | 104 | 5
366 | TENASKA | NORTH | SOUTH | 172 | 1
367 | TENASKA | NORTH | SOUTH | 86 | 2
503 | NTEXAS1 | NORTH | SOUTH | 17 | 1
504 | NTEXAS2 | NORTH | SOUTH | 17 | 2
505 | NTEXAS3 | NORTH | SOUTH | 35 | 3
798 | TAMUGEN1 | NORTH | SOUTH | 32 | 1
837 | NEWMAN5 | NORTH | SOUTH | 40 | 1
842 | OLINGR1 | NORTH | SOUTH | 80 | 1
843 | OLINGR2 | NORTH | SOUTH | 110 | 1
844 | OLINGR3 | NORTH | SOUTH | 150 | 1
845 | OLINGR4 | NORTH | SOUTH | 75 | 1
884 | DANSBY2 | NORTH | SOUTH | 49 | 1
886 | ATKINS3 | NORTH | SOUTH | 12 | 1
887 | ATKINS6 | NORTH | SOUTH | 50 | 1
888 | ATKINS7 | NORTH | SOUTH | 20 | 1
890 | ATKINS4 | NORTH | SOUTH | 22 | 1
891 | ATKINS5 | NORTH | SOUTH | 25 | 1
892 | DANSBY14 | NORTH | SOUTH | 114 | 1
920 | SPNCER1 | NORTH | SOUTH | 12 | 1
921 | SPNCER2 | NORTH | SOUTH | 12 | 1
923 | SPNCER4 | NORTH | SOUTH | 61 | 1
924 | SPNCER5 | NORTH | SOUTH | 66 | 1
948 | STEAM1 | NORTH | SOUTH | 20 | 1
949 | STEAM2 | NORTH | SOUTH | 26 | 1
950 | STEAM3 | NORTH | SOUTH | 41 | 1
990 | GIBCRK | NORTH | SOUTH | 462 | 1
1453 | WCPC 1 G | NORTH | SOUTH | 216 | 1
1454 | WCPC 2 G | NORTH | SOUTH | 216 | 2
1455 | WCPC 3 G | NORTH | SOUTH | 268 | 3
1861 | EGMT1 G | NORTH | SOUTH | 115 | 1
1862 | EGMT2 G | NORTH | SOUTH | 175 | 2
1863 | EGMT3 G | NORTH | SOUTH | 375 | 3
1877 | WLFHOL1G | NORTH | SOUTH | 255 | 1
1878 | WLFHOL2G | NORTH | SOUTH | 300 | 2
1879 | WLFHOL3G | NORTH | SOUTH | 255 | 3
1889 | DEC 1 G | NORTH | SOUTH | 818 | 1
1892 | DECT A G | NORTH | SOUTH | 70 | A
1893 | DECT B G | NORTH | SOUTH | 70 | B
1894 | DECT C G | NORTH | SOUTH | 70 | C
1895 | DECT D G | NORTH | SOUTH | 70 | D
1898 | CMPK 1 G | NORTH | SOUTH | 1150 | 1
1899 | CMPK 2 G | NORTH | SOUTH | 1150 | 2
1937 | MELP 5 G | NORTH | SOUTH | 262 | 5
1938 | MELP 6 G | NORTH | SOUTH | 262 | 6
1941 | MELP 1 G | NORTH | SOUTH | 262 | 1
1942 | MELP 2 G | NORTH | SOUTH | 262 | 2
1943 | MELP 3 G | NORTH | SOUTH | 262 | 3
1944 | MELP 4 G | NORTH | SOUTH | 262 | 4
1945 | HAND 1 G | NORTH | SOUTH | 45 | 1
1946 | HAND 2 G | NORTH | SOUTH | 80 | 2
1947 | HAND 3 G | NORTH | SOUTH | 400 | 3
1948 | HAND 4 G | NORTH | SOUTH | 458 | 4
1949 | HAND 5 G | NORTH | SOUTH | 458 | 5
1960 | NMAIN4G | NORTH | SOUTH | 80 | 4
2381 | NLK 1 G | NORTH | SOUTH | 175 | 1
2382 | NLK 2 G | NORTH | SOUTH | 175 | 2
2383 | NLK 3 G | NORTH | SOUTH | 365 | 3
2413 | MTCK 6 G | NORTH | SOUTH | 115 | 6
2414 | MTCK 7 G | NORTH | SOUTH | 125 | 7
2417 | MTCK 8 G | NORTH | SOUTH | 550 | 8
2418 | MTCK 2 G | NORTH | SOUTH | 33 | 2
2419 | MTCK 3 G | NORTH | SOUTH | 70 | 3
2446 | PARK 1 G | NORTH | SOUTH | 87 | 1
2447 | PARK 2 G | NORTH | SOUTH | 115 | 2
2448 | PARK 3 G | NORTH | SOUTH | 125 | 3
2451 | LKHB 1 G | NORTH | SOUTH | 393 | 1
2452 | LKHB 2 G | NORTH | SOUTH | 528 | 2
3097 | MTNLK 1G | NORTH | SOUTH | 750 | 1
3098 | MTNLK 2G | NORTH | SOUTH | 785 | 2
3099 | MTNLK 3G | NORTH | SOUTH | 750 | 3
3107 | STRYK 1G | NORTH | SOUTH | 175 | 1
3108 | STRYK 2G | NORTH | SOUTH | 500 | 2
3126 | TDAD 6 G | NORTH | SOUTH | 240 | 1
3348 | CHAMPN G | NORTH | SOUTH | 42 | 1
3381 | BBRN 1 G | NORTH | SOUTH | 575 | 1
3382 | BBRN 2 G | NORTH | SOUTH | 587 | 2
3403 | THSE 1 G | NORTH | SOUTH | 565 | 1
3404 | THSE 2 G | NORTH | SOUTH | 818 | 2
3416 | LCRK 1 G | NORTH | SOUTH | 87 | 1
3417 | LCRK 2 G | NORTH | SOUTH | 230 | 2
6694 | WFORD1G | NORTH | SOUTH | 5 | 1
12322 | ENTRAC11 | NORTH | SOUTH | 213 | 1
12323 | ENTRAC12 | NORTH | SOUTH | 106 | 2
12411 | FPLEFR1A | NORTH | SOUTH | 160 | 1
12412 | FPLEFR1B | NORTH | SOUTH | 160 | 2
12413 | FPLEFR1C | NORTH | SOUTH | 160 | 3
12414 | FPLEFR1S | NORTH | SOUTH | 408 | 4
12421 | FPLEFR2A | NORTH | SOUTH | 160 | 1
12422 | FPLEFR2B | NORTH | SOUTH | 160 | 2
12423 | FPLEFR2C | NORTH | SOUTH | 160 | 3
12424 | FPLEFR2S | NORTH | SOUTH | 407 | 4
13116 | GATEWY1G | NORTH | SOUTH | 179 | 1
13117 | GATEWY2G | NORTH | SOUTH | 179 | 2
13118 | GATEWY3G | NORTH | SOUTH | 179 | 3
13119 | GATEWY4G | NORTH | SOUTH | 417 | 4
13131 | CALFRE1G | NORTH | SOUTH | 189 | 1
13132 | CALFRE2G | NORTH | SOUTH | 189 | 2
13133 | CALFRE3G | NORTH | SOUTH | 189 | 3
13134 | CALFRE4G | NORTH | SOUTH | 189 | 4
13135 | CALFRE5G | NORTH | SOUTH | 189 | 5
13136 | CALFRE6G | NORTH | SOUTH | 189 | 6
39960 | TNPONE#1 | NORTH | SOUTH | 153 | 1
39970 | TNPONE#2 | NORTH | SOUTH | 155 | 1
48671 | FTR1 | NORTH | SOUTH | 150 | 1
48672 | FTR2 | NORTH | SOUTH | 150 | 2
48673 | FTR3 | NORTH | SOUTH | 150 | 3
48674 | FTR4 | NORTH | SOUTH | 380 | 4
48721 | LIM1 | NORTH | SOUTH | 836 | 1
48722 | LIM2 | NORTH | SOUTH | 766 | 2

## CRE2_28
FromBus | FrBusName | FrBusvolt | ToBus | ToBusName | ToBusVolt | Ckt | Sum PMAX
3679 | TALBER M | 138 | 3683 | MINERVA | 138 | 1 | 27547
BusNum | Name | ZoneName | ZoneNameCRE | PMAX | ID
239 | BSQSUTH2 | NORTH | SOUTH | 150 | 1
244 | WHITNEY1 | NORTH | SOUTH | 15 | 1 |  | Zone | Y | X | a | bz
245 | WHITNEY2 | NORTH | SOUTH | 15 | 2 |  | West | 0.0029594 | 0.019535 | 0.066952 | 0.0016514
247 | BSQSUTH1 | NORTH | SOUTH | 150 | 2 |  | North | 0 | 0.0087608 |  | -0.00058655
251 | BSQSUTH3 | NORTH | SOUTH | 150 | 2 |  | Houston | 0.0015922 | 0.2045 |  | -0.012099
253 | BSQSUTH4 | NORTH | SOUTH | 100 | 2 |  | South | 0.029067 | 0.38653 |  | 0.0031883
332 | MILLER1 | NORTH | SOUTH | 75 | 1
333 | MILLER2 | NORTH | SOUTH | 120 | 2
334 | MILLER3 | NORTH | SOUTH | 205 | 3
335 | MILLER4 | NORTH | SOUTH | 104 | 4
336 | MILLER5 | NORTH | SOUTH | 104 | 5
366 | TENASKA | NORTH | SOUTH | 172 | 1
367 | TENASKA | NORTH | SOUTH | 86 | 2
503 | NTEXAS1 | NORTH | SOUTH | 17 | 1
504 | NTEXAS2 | NORTH | SOUTH | 17 | 2
505 | NTEXAS3 | NORTH | SOUTH | 35 | 3
798 | TAMUGEN1 | NORTH | SOUTH | 32 | 1
837 | NEWMAN5 | NORTH | SOUTH | 40 | 1
842 | OLINGR1 | NORTH | SOUTH | 80 | 1
843 | OLINGR2 | NORTH | SOUTH | 110 | 1
844 | OLINGR3 | NORTH | SOUTH | 150 | 1
845 | OLINGR4 | NORTH | SOUTH | 75 | 1
884 | DANSBY2 | NORTH | SOUTH | 49 | 1
886 | ATKINS3 | NORTH | SOUTH | 12 | 1
887 | ATKINS6 | NORTH | SOUTH | 50 | 1
888 | ATKINS7 | NORTH | SOUTH | 20 | 1
890 | ATKINS4 | NORTH | SOUTH | 22 | 1
891 | ATKINS5 | NORTH | SOUTH | 25 | 1
892 | DANSBY14 | NORTH | SOUTH | 114 | 1
920 | SPNCER1 | NORTH | SOUTH | 12 | 1
921 | SPNCER2 | NORTH | SOUTH | 12 | 1
923 | SPNCER4 | NORTH | SOUTH | 61 | 1
924 | SPNCER5 | NORTH | SOUTH | 66 | 1
948 | STEAM1 | NORTH | SOUTH | 20 | 1
949 | STEAM2 | NORTH | SOUTH | 26 | 1
950 | STEAM3 | NORTH | SOUTH | 41 | 1
990 | GIBCRK | NORTH | SOUTH | 462 | 1
1453 | WCPC 1 G | NORTH | SOUTH | 216 | 1
1454 | WCPC 2 G | NORTH | SOUTH | 216 | 2
1455 | WCPC 3 G | NORTH | SOUTH | 268 | 3
1861 | EGMT1 G | NORTH | SOUTH | 115 | 1
1862 | EGMT2 G | NORTH | SOUTH | 175 | 2
1863 | EGMT3 G | NORTH | SOUTH | 375 | 3
1877 | WLFHOL1G | NORTH | SOUTH | 255 | 1
1878 | WLFHOL2G | NORTH | SOUTH | 300 | 2
1879 | WLFHOL3G | NORTH | SOUTH | 255 | 3
1889 | DEC 1 G | NORTH | SOUTH | 818 | 1
1892 | DECT A G | NORTH | SOUTH | 70 | A
1893 | DECT B G | NORTH | SOUTH | 70 | B
1894 | DECT C G | NORTH | SOUTH | 70 | C
1895 | DECT D G | NORTH | SOUTH | 70 | D
1898 | CMPK 1 G | NORTH | SOUTH | 1150 | 1
1899 | CMPK 2 G | NORTH | SOUTH | 1150 | 2
1937 | MELP 5 G | NORTH | SOUTH | 262 | 5
1938 | MELP 6 G | NORTH | SOUTH | 262 | 6
1941 | MELP 1 G | NORTH | SOUTH | 262 | 1
1942 | MELP 2 G | NORTH | SOUTH | 262 | 2
1943 | MELP 3 G | NORTH | SOUTH | 262 | 3
1944 | MELP 4 G | NORTH | SOUTH | 262 | 4
1945 | HAND 1 G | NORTH | SOUTH | 45 | 1
1946 | HAND 2 G | NORTH | SOUTH | 80 | 2
1947 | HAND 3 G | NORTH | SOUTH | 400 | 3
1948 | HAND 4 G | NORTH | SOUTH | 458 | 4
1949 | HAND 5 G | NORTH | SOUTH | 458 | 5
1960 | NMAIN4G | NORTH | SOUTH | 80 | 4
2381 | NLK 1 G | NORTH | SOUTH | 175 | 1
2382 | NLK 2 G | NORTH | SOUTH | 175 | 2
2383 | NLK 3 G | NORTH | SOUTH | 365 | 3
2413 | MTCK 6 G | NORTH | SOUTH | 115 | 6
2414 | MTCK 7 G | NORTH | SOUTH | 125 | 7
2417 | MTCK 8 G | NORTH | SOUTH | 550 | 8
2418 | MTCK 2 G | NORTH | SOUTH | 33 | 2
2419 | MTCK 3 G | NORTH | SOUTH | 70 | 3
2446 | PARK 1 G | NORTH | SOUTH | 87 | 1
2447 | PARK 2 G | NORTH | SOUTH | 115 | 2
2448 | PARK 3 G | NORTH | SOUTH | 125 | 3
2451 | LKHB 1 G | NORTH | SOUTH | 393 | 1
2452 | LKHB 2 G | NORTH | SOUTH | 528 | 2
3097 | MTNLK 1G | NORTH | SOUTH | 750 | 1
3098 | MTNLK 2G | NORTH | SOUTH | 785 | 2
3099 | MTNLK 3G | NORTH | SOUTH | 750 | 3
3107 | STRYK 1G | NORTH | SOUTH | 175 | 1
3108 | STRYK 2G | NORTH | SOUTH | 500 | 2
3126 | TDAD 6 G | NORTH | SOUTH | 240 | 1
3348 | CHAMPN G | NORTH | SOUTH | 42 | 1
3381 | BBRN 1 G | NORTH | SOUTH | 575 | 1
3382 | BBRN 2 G | NORTH | SOUTH | 587 | 2
3403 | THSE 1 G | NORTH | SOUTH | 565 | 1
3404 | THSE 2 G | NORTH | SOUTH | 818 | 2
3416 | LCRK 1 G | NORTH | SOUTH | 87 | 1
3417 | LCRK 2 G | NORTH | SOUTH | 230 | 2
6694 | WFORD1G | NORTH | SOUTH | 5 | 1
12322 | ENTRAC11 | NORTH | SOUTH | 213 | 1
12323 | ENTRAC12 | NORTH | SOUTH | 106 | 2
12411 | FPLEFR1A | NORTH | SOUTH | 160 | 1
12412 | FPLEFR1B | NORTH | SOUTH | 160 | 2
12413 | FPLEFR1C | NORTH | SOUTH | 160 | 3
12414 | FPLEFR1S | NORTH | SOUTH | 408 | 4
12421 | FPLEFR2A | NORTH | SOUTH | 160 | 1
12422 | FPLEFR2B | NORTH | SOUTH | 160 | 2
12423 | FPLEFR2C | NORTH | SOUTH | 160 | 3
12424 | FPLEFR2S | NORTH | SOUTH | 407 | 4
13116 | GATEWY1G | NORTH | SOUTH | 179 | 1
13117 | GATEWY2G | NORTH | SOUTH | 179 | 2
13118 | GATEWY3G | NORTH | SOUTH | 179 | 3
13119 | GATEWY4G | NORTH | SOUTH | 417 | 4
13131 | CALFRE1G | NORTH | SOUTH | 189 | 1
13132 | CALFRE2G | NORTH | SOUTH | 189 | 2
13133 | CALFRE3G | NORTH | SOUTH | 189 | 3
13134 | CALFRE4G | NORTH | SOUTH | 189 | 4
13135 | CALFRE5G | NORTH | SOUTH | 189 | 5
13136 | CALFRE6G | NORTH | SOUTH | 189 | 6
39960 | TNPONE#1 | NORTH | SOUTH | 153 | 1
39970 | TNPONE#2 | NORTH | SOUTH | 155 | 1
48671 | FTR1 | NORTH | SOUTH | 150 | 1
48672 | FTR2 | NORTH | SOUTH | 150 | 2
48673 | FTR3 | NORTH | SOUTH | 150 | 3
48674 | FTR4 | NORTH | SOUTH | 380 | 4
48721 | LIM1 | NORTH | SOUTH | 836 | 1
48722 | LIM2 | NORTH | SOUTH | 766 | 2

## CRE2_29
FromBus | FrBusName | FrBusvolt | ToBus | ToBusName | ToBusVolt | Ckt | Sum PMAX
3682 | MILANO M | 138 | 3683 | MINERVA | 138 | 1
BusNum | Name | ZoneName | ZoneNameCRE | PMAX | ID
[7 empty] | Zone | Y | X | a | bz
[7 empty] | West | 0.0030501 | 0.019535 | 0.063855 | 0.0018027
[7 empty] | North | -0.002413 | 0.0087608 |  | -0.0029724
[7 empty] | Houston | -0.00040125 | 0.2045 |  | -0.01346
[7 empty] | South | 0.026746 | 0.38653 |  | 0.0020641

## CRE2_3
FromBus | FrBusName | FrBusvolt | ToBus | ToBusName | ToBusVolt | Ckt | Sum PMAX
3405 | TRADINGHOUSE SES | 345 | 3409 | LCRK LS | 345 | 1
3405 | TRADINGHOUSE SES | 345 | 3414 | TEMPLE SS | 345 | 1
BusNum | Name | ZoneName | ZoneNameCRE | PMAX | ID
[7 empty] | Zone | Y | X | a | bz
[7 empty] | West | 0.012679 | 0.019535 | 0.70062 | -0.0010076
[7 empty] | North | 0.013185 | 0.0087608 |  | 0.0070465
[7 empty] | Houston | 0.17926 | 0.2045 |  | 0.035985
[7 empty] | South | 0.26695 | 0.38653 |  | -0.0038602

## CRE2_30
FromBus | FrBusName | FrBusvolt | ToBus | ToBusName | ToBusVolt | Ckt | Sum PMAX
44230 | FLEWLN 8 | 138 | 46220 | PETERS 8 | 138 | 25 | 26209.5001
BusNum | Name | ZoneName | ZoneNameCRE | PMAX | ID
3431 | SANDOW | SOUTH | NORTH | 120 | 2
3431 | SANDOW | SOUTH | NORTH | 120 | 3 |  | Zone | Y | X | a | bz
3431 | SANDOW | SOUTH | NORTH | 120 | 1 |  | West | -0.002226 | 0.019535 | 0.012833 | -0.0024767
3432 | SAND 4 G | SOUTH | NORTH | 583 | 4 |  | North | 0.0011924 | 0.0087608 |  | 0.00108
5026 | VHB1 | SOUTH | NORTH | 220 | 1 |  | Houston | 0.022194 | 0.2045 |  | 0.019569
5027 | VHB2 | SOUTH | NORTH | 230 | 2 |  | South | 0 | 0.38653 |  | -0.0049605
5028 | VHB3 | SOUTH | NORTH | 412 | 3
5111 | JTD1 | SOUTH | NORTH | 405 | 1
5112 | JTD2 | SOUTH | NORTH | 405 | 2
5264 | LCP3 | SOUTH | NORTH | 65 | 3
5265 | LCP4 | SOUTH | NORTH | 95 | 4
5266 | LCPCT1 | SOUTH | NORTH | 46 | 1
5267 | LCPCT2 | SOUTH | NORTH | 46 | 2
5268 | LCPCT3 | SOUTH | NORTH | 46 | 3
5269 | LCPCT4 | SOUTH | NORTH | 46 | 4
5396 | OWS1 | SOUTH | NORTH | 430 | 1
5397 | OWS2 | SOUTH | NORTH | 420 | 2
5401 | JKS1 | SOUTH | NORTH | 585 | 1
5436 | WBT1 | SOUTH | NORTH | 65 | 1
5437 | WBT2 | SOUTH | NORTH | 100 | 2
5438 | WBT3 | SOUTH | NORTH | 100 | 3
5439 | WBT4 | SOUTH | NORTH | 160 | 4
5476 | AVR1-CT1 | SOUTH | NORTH | 155 | 1
5477 | AVR1-ST1 | SOUTH | NORTH | 171 | 1
5478 | AVR1-CT2 | SOUTH | NORTH | 155 | 1
5503 | RAYGEN3 | SOUTH | NORTH | 25 | 1
5505 | RAYGEN1 | SOUTH | NORTH | 10 | 1
5506 | RAYGEN2 | SOUTH | NORTH | 12 | 1
5508 | RAYBRN 9 | SOUTH | NORTH | 52.5 | 1
5509 | RAYBRN10 | SOUTH | NORTH | 42 | 1
5511 | RAYBRN 7 | SOUTH | NORTH | 52.5 | 1
5512 | RAYBRN 8 | SOUTH | NORTH | 52.5 | 1
5728 | FALCON2 | SOUTH | NORTH | 11.5 | 2
5729 | FALCON3 | SOUTH | NORTH | 11.5 | 3
5890 | PRSGN1 | SOUTH | NORTH | 24 | 1
5891 | PRSGN2 | SOUTH | NORTH | 23 | 1
5892 | PRSGN3 | SOUTH | NORTH | 23 | 1
5903 | MIGUEL | SOUTH | NORTH | 391 | 1
5911 | STP1 | SOUTH | NORTH | 1250 | 1
5912 | STP2 | SOUTH | NORTH | 1250 | 2
5932 | SI RAY9 | SOUTH | NORTH | 43 | 9
5933 | SI RAY6 | SOUTH | NORTH | 22 | 6
5934 | SI RAY5 | SOUTH | NORTH | 21 | 5
5935 | SI RAY10 | SOUTH | NORTH | 45 | 10
7000 | FERGUSG1 | SOUTH | NORTH | 420 | 1
7004 | GIDEONG1 | SOUTH | NORTH | 140 | 1
7005 | GIDEONG2 | SOUTH | NORTH | 140 | 2
7006 | GIDEONG3 | SOUTH | NORTH | 342 | 3
7007 | LOSTPN 1 | SOUTH | NORTH | 167 | 1
7008 | LOSTPN 2 | SOUTH | NORTH | 166 | 2
7009 | LOSTPN 3 | SOUTH | NORTH | 183 | 3
7010 | FPP G1 | SOUTH | NORTH | 605 | 1
7011 | FPP G2 | SOUTH | NORTH | 636 | 2
7012 | FPP G3 | SOUTH | NORTH | 450 | 3
7014 | HAYSN 1 | SOUTH | NORTH | 275 | 1
7015 | HAYSN 2 | SOUTH | NORTH | 275 | 2
7016 | HAYSN 3 | SOUTH | NORTH | 275 | 3
7017 | HAYSN 4 | SOUTH | NORTH | 275 | 4
7020 | AUSTING1 | SOUTH | NORTH | 8.4 | 1
7020 | AUSTING1 | SOUTH | NORTH | 8.9 | 2
7022 | BUCHANG1 | SOUTH | NORTH | 18.2 | 1
7023 | BUCHANG2 | SOUTH | NORTH | 18.2 | 2
7024 | BUCHANG3 | SOUTH | NORTH | 14.9 | 3
7026 | INKS G1 | SOUTH | NORTH | 14 | 1
7028 | MARBFAG1 | SOUTH | NORTH | 18.2 | 1
7029 | MARBFAG2 | SOUTH | NORTH | 18.2 | 2
7031 | MARSFOG1 | SOUTH | NORTH | 36 | 1
7032 | MARSFOG2 | SOUTH | NORTH | 34.5 | 2
7033 | MARSFOG3 | SOUTH | NORTH | 36 | 3
7035 | WIRTZ G1 | SOUTH | NORTH | 28 | 1
7036 | WIRTZ G2 | SOUTH | NORTH | 28 | 2
7487 | CANYHY13 | SOUTH | NORTH | 6 | 1
7605 | MCQUEE06 | SOUTH | NORTH | 2.8 | 3
7605 | MCQUEE06 | SOUTH | NORTH | 2.4 | 2
7605 | MCQUEE06 | SOUTH | NORTH | 2.4 | 1
7609 | SCHUMA13 | SOUTH | NORTH | 3.6 | 1
7624 | LAKEWD06 | SOUTH | NORTH | 2.4 | 1
7624 | LAKEWD06 | SOUTH | NORTH | 2.4 | 2
7800 | GUALUP 1 | SOUTH | NORTH | 175 | 1
7801 | GUALUP 2 | SOUTH | NORTH | 175 | 2
7802 | GUALUP 3 | SOUTH | NORTH | 175 | 3
7803 | GUALUP 4 | SOUTH | NORTH | 175 | 4
7804 | GUALUP 5 | SOUTH | NORTH | 205 | 5
7805 | GUALUP 6 | SOUTH | NORTH | 205 | 6
7807 | BEP GT1 | SOUTH | NORTH | 167 | 1
7808 | BEP GT2 | SOUTH | NORTH | 167 | 1
7809 | BEP ST1 | SOUTH | NORTH | 166 | 1
7810 | RIONOGT1 | SOUTH | NORTH | 210 | 1
7811 | RIONOGT2 | SOUTH | NORTH | 210 | 2
7812 | RIONOGT3 | SOUTH | NORTH | 210 | 3
7813 | RIONOST1 | SOUTH | NORTH | 415 | 4
8032 | AMS #1 | SOUTH | NORTH | 33 | 1
8033 | AMS #2 | SOUTH | NORTH | 33 | 2
8048 | FAL #1 | SOUTH | NORTH | 11.5 | 1
8066 | DUP1V#1 | SOUTH | NORTH | 82 | 1
8134 | FOR #1 | SOUTH | NORTH | 67 | 1
8138 | FOR #2 | SOUTH | NORTH | 76 | 2
8139 | JOS #1 | SOUTH | NORTH | 254 | 1
8147 | UCAR #2 | SOUTH | NORTH | 38 | 1
8148 | UCAR #1 | SOUTH | NORTH | 38 | 2
8153 | FOR #3 | SOUTH | NORTH | 76 | 3
8154 | FOR #4 | SOUTH | NORTH | 76 | 4
8155 | FOR #5 | SOUTH | NORTH | 76 | 5
8156 | FOR #6 | SOUTH | NORTH | 32 | 6
8157 | FOR #7 | SOUTH | NORTH | 66 | 7
8161 | CLO #1 | SOUTH | NORTH | 632 | 1
8168 | VIC #4 | SOUTH | NORTH | 69 | 4
8173 | VIC #5 | SOUTH | NORTH | 172 | 5
8174 | VIC #6 | SOUTH | NORTH | 250 | 6
8189 | CUERO 2 | SOUTH | NORTH | 12 | 1
8263 | EPASS H4 | SOUTH | NORTH | 6 | 1
8285 | LAR #1 | SOUTH | NORTH | 35 | 1
8287 | LAR #2 | SOUTH | NORTH | 34 | 2
8288 | LAR #3 | SOUTH | NORTH | 110 | 3
8305 | LAP #4 | SOUTH | NORTH | 25 | 4
8306 | LAP #5 | SOUTH | NORTH | 25 | 5
8307 | LAP #7 | SOUTH | NORTH | 52 | 7
8308 | LAP #6 | SOUTH | NORTH | 159 | 6
8388 | BAT #1 | SOUTH | NORTH | 72 | 1
8393 | BAT #2 | SOUTH | NORTH | 110 | 2
8437 | NBY #5 | SOUTH | NORTH | 30 | 5
8438 | NBY #6 | SOUTH | NORTH | 169 | 6
8442 | NBY #7 | SOUTH | NORTH | 368 | 7
8444 | LCH #1 | SOUTH | NORTH | 75 | 1
8445 | LCH #2 | SOUTH | NORTH | 75 | 2
8446 | LCH #3 | SOUTH | NORTH | 164 | 3
8447 | LCH #4 | SOUTH | NORTH | 247 | 4
8456 | COSW#1 | SOUTH | NORTH | 20 | 1
8457 | COSW#2 | SOUTH | NORTH | 20 | 2
8459 | DAV #1 | SOUTH | NORTH | 344 | 1
8460 | DAV #2 | SOUTH | NORTH | 353 | 2
8461 | KOCHREF2 | SOUTH | NORTH | 38 | 1
8506 | VAL #1 | SOUTH | NORTH | 25 | 1
8507 | VAL #2 | SOUTH | NORTH | 25 | 2
8511 | STARCO#1 | SOUTH | NORTH | 38 | 1
8517 | CEL-B #1 | SOUTH | NORTH | 38 | 1
8560 | CNOPGT1 | SOUTH | NORTH | 199 | 1
8561 | CNOPGT2 | SOUTH | NORTH | 199 | 2
8562 | CNOPST1 | SOUTH | NORTH | 196 | 3
8926 | LGEGN#1 | SOUTH | NORTH | 185 | 1
8927 | LGEGN#2 | SOUTH | NORTH | 185 | 2
8928 | LGEGN#3 | SOUTH | NORTH | 100 | 3
8930 | ICPGN#1 | SOUTH | NORTH | 177 | 1
8931 | ICPGN#2 | SOUTH | NORTH | 177 | 2
8932 | ICPGN#3 | SOUTH | NORTH | 177 | 3
8933 | FGNTS001 | SOUTH | NORTH | 170 | 1
8934 | FGNTS101 | SOUTH | NORTH | 170 | 2
8935 | FGNTS201 | SOUTH | NORTH | 183 | 3
8936 | MVGN#1 | SOUTH | NORTH | 250 | 1
8937 | MVGN#2 | SOUTH | NORTH | 250 | 2
8938 | MVGN#3 | SOUTH | NORTH | 265 | 3
8981 | HECN1 | SOUTH | NORTH | 175 | 1
8982 | HECN2 | SOUTH | NORTH | 175 | 2
8983 | HECN3 | SOUTH | NORTH | 198 | 3
9000 | DECKR G1 | SOUTH | NORTH | 347 | 1
9001 | DECKR G2 | SOUTH | NORTH | 432 | 2
9002 | DECKR G3 | SOUTH | NORTH | 55 | 3
9003 | DECKR G4 | SOUTH | NORTH | 55 | 4
9004 | DECKR G5 | SOUTH | NORTH | 55 | 5
9005 | DECKR G6 | SOUTH | NORTH | 55 | 6
9014 | HOLLY G3 | SOUTH | NORTH | 193 | 3
9015 | HOLLY G4 | SOUTH | NORTH | 194 | 4
9016 | SANDH G1 | SOUTH | NORTH | 48 | 1
9017 | SANDH G2 | SOUTH | NORTH | 48 | 2
9018 | SANDH G3 | SOUTH | NORTH | 48 | 3
9019 | SANDH G4 | SOUTH | NORTH | 48 | 4
9020 | SANDHG5A | SOUTH | NORTH | 151 | 5A
9021 | SANDHG5B | SOUTH | NORTH | 156 | 5B
80003 | MILHWYS | SOUTH | NORTH | 0 | 1
80010 | EPLVT | SOUTH | NORTH | 0 | 1
80012 | LAR | SOUTH | NORTH | 0 | 1
80051 | FOR #8 | SOUTH | NORTH | 33 | 8
80052 | FOR #9 | SOUTH | NORTH | 55 | 9
80053 | FOR #10 | SOUTH | NORTH | 86 | 10

## CRE2_31
FromBus | FrBusName | FrBusvolt | ToBus | ToBusName | ToBusVolt | Ckt | Sum PMAX
7270 | BELLSO13 | 138 | 46220 | PETERS 8 | 138 | 1 | 26209.5001
BusNum | Name | ZoneName | ZoneNameCRE | PMAX | ID
3431 | SANDOW | SOUTH | NORTH | 120 | 2
3431 | SANDOW | SOUTH | NORTH | 120 | 3 |  | Zone | Y | X | a | bz
3431 | SANDOW | SOUTH | NORTH | 120 | 1 |  | West | -0.0031494 | 0.019535 | 0.021545 | -0.0035703
3432 | SAND 4 G | SOUTH | NORTH | 583 | 4 |  | North | 0.0017992 | 0.0087608 |  | 0.0016105
5026 | VHB1 | SOUTH | NORTH | 220 | 1 |  | Houston | 0.038265 | 0.2045 |  | 0.033859
5027 | VHB2 | SOUTH | NORTH | 230 | 2 |  | South | 0 | 0.38653 |  | -0.0083279
5028 | VHB3 | SOUTH | NORTH | 412 | 3
5111 | JTD1 | SOUTH | NORTH | 405 | 1
5112 | JTD2 | SOUTH | NORTH | 405 | 2
5264 | LCP3 | SOUTH | NORTH | 65 | 3
5265 | LCP4 | SOUTH | NORTH | 95 | 4
5266 | LCPCT1 | SOUTH | NORTH | 46 | 1
5267 | LCPCT2 | SOUTH | NORTH | 46 | 2
5268 | LCPCT3 | SOUTH | NORTH | 46 | 3
5269 | LCPCT4 | SOUTH | NORTH | 46 | 4
5396 | OWS1 | SOUTH | NORTH | 430 | 1
5397 | OWS2 | SOUTH | NORTH | 420 | 2
5401 | JKS1 | SOUTH | NORTH | 585 | 1
5436 | WBT1 | SOUTH | NORTH | 65 | 1
5437 | WBT2 | SOUTH | NORTH | 100 | 2
5438 | WBT3 | SOUTH | NORTH | 100 | 3
5439 | WBT4 | SOUTH | NORTH | 160 | 4
5476 | AVR1-CT1 | SOUTH | NORTH | 155 | 1
5477 | AVR1-ST1 | SOUTH | NORTH | 171 | 1
5478 | AVR1-CT2 | SOUTH | NORTH | 155 | 1
5503 | RAYGEN3 | SOUTH | NORTH | 25 | 1
5505 | RAYGEN1 | SOUTH | NORTH | 10 | 1
5506 | RAYGEN2 | SOUTH | NORTH | 12 | 1
5508 | RAYBRN 9 | SOUTH | NORTH | 52.5 | 1
5509 | RAYBRN10 | SOUTH | NORTH | 42 | 1
5511 | RAYBRN 7 | SOUTH | NORTH | 52.5 | 1
5512 | RAYBRN 8 | SOUTH | NORTH | 52.5 | 1
5728 | FALCON2 | SOUTH | NORTH | 11.5 | 2
5729 | FALCON3 | SOUTH | NORTH | 11.5 | 3
5890 | PRSGN1 | SOUTH | NORTH | 24 | 1
5891 | PRSGN2 | SOUTH | NORTH | 23 | 1
5892 | PRSGN3 | SOUTH | NORTH | 23 | 1
5903 | MIGUEL | SOUTH | NORTH | 391 | 1
5911 | STP1 | SOUTH | NORTH | 1250 | 1
5912 | STP2 | SOUTH | NORTH | 1250 | 2
5932 | SI RAY9 | SOUTH | NORTH | 43 | 9
5933 | SI RAY6 | SOUTH | NORTH | 22 | 6
5934 | SI RAY5 | SOUTH | NORTH | 21 | 5
5935 | SI RAY10 | SOUTH | NORTH | 45 | 10
7000 | FERGUSG1 | SOUTH | NORTH | 420 | 1
7004 | GIDEONG1 | SOUTH | NORTH | 140 | 1
7005 | GIDEONG2 | SOUTH | NORTH | 140 | 2
7006 | GIDEONG3 | SOUTH | NORTH | 342 | 3
7007 | LOSTPN 1 | SOUTH | NORTH | 167 | 1
7008 | LOSTPN 2 | SOUTH | NORTH | 166 | 2
7009 | LOSTPN 3 | SOUTH | NORTH | 183 | 3
7010 | FPP G1 | SOUTH | NORTH | 605 | 1
7011 | FPP G2 | SOUTH | NORTH | 636 | 2
7012 | FPP G3 | SOUTH | NORTH | 450 | 3
7014 | HAYSN 1 | SOUTH | NORTH | 275 | 1
7015 | HAYSN 2 | SOUTH | NORTH | 275 | 2
7016 | HAYSN 3 | SOUTH | NORTH | 275 | 3
7017 | HAYSN 4 | SOUTH | NORTH | 275 | 4
7020 | AUSTING1 | SOUTH | NORTH | 8.4 | 1
7020 | AUSTING1 | SOUTH | NORTH | 8.9 | 2
7022 | BUCHANG1 | SOUTH | NORTH | 18.2 | 1
7023 | BUCHANG2 | SOUTH | NORTH | 18.2 | 2
7024 | BUCHANG3 | SOUTH | NORTH | 14.9 | 3
7026 | INKS G1 | SOUTH | NORTH | 14 | 1
7028 | MARBFAG1 | SOUTH | NORTH | 18.2 | 1
7029 | MARBFAG2 | SOUTH | NORTH | 18.2 | 2
7031 | MARSFOG1 | SOUTH | NORTH | 36 | 1
7032 | MARSFOG2 | SOUTH | NORTH | 34.5 | 2
7033 | MARSFOG3 | SOUTH | NORTH | 36 | 3
7035 | WIRTZ G1 | SOUTH | NORTH | 28 | 1
7036 | WIRTZ G2 | SOUTH | NORTH | 28 | 2
7487 | CANYHY13 | SOUTH | NORTH | 6 | 1
7605 | MCQUEE06 | SOUTH | NORTH | 2.8 | 3
7605 | MCQUEE06 | SOUTH | NORTH | 2.4 | 2
7605 | MCQUEE06 | SOUTH | NORTH | 2.4 | 1
7609 | SCHUMA13 | SOUTH | NORTH | 3.6 | 1
7624 | LAKEWD06 | SOUTH | NORTH | 2.4 | 1
7624 | LAKEWD06 | SOUTH | NORTH | 2.4 | 2
7800 | GUALUP 1 | SOUTH | NORTH | 175 | 1
7801 | GUALUP 2 | SOUTH | NORTH | 175 | 2
7802 | GUALUP 3 | SOUTH | NORTH | 175 | 3
7803 | GUALUP 4 | SOUTH | NORTH | 175 | 4
7804 | GUALUP 5 | SOUTH | NORTH | 205 | 5
7805 | GUALUP 6 | SOUTH | NORTH | 205 | 6
7807 | BEP GT1 | SOUTH | NORTH | 167 | 1
7808 | BEP GT2 | SOUTH | NORTH | 167 | 1
7809 | BEP ST1 | SOUTH | NORTH | 166 | 1
7810 | RIONOGT1 | SOUTH | NORTH | 210 | 1
7811 | RIONOGT2 | SOUTH | NORTH | 210 | 2
7812 | RIONOGT3 | SOUTH | NORTH | 210 | 3
7813 | RIONOST1 | SOUTH | NORTH | 415 | 4
8032 | AMS #1 | SOUTH | NORTH | 33 | 1
8033 | AMS #2 | SOUTH | NORTH | 33 | 2
8048 | FAL #1 | SOUTH | NORTH | 11.5 | 1
8066 | DUP1V#1 | SOUTH | NORTH | 82 | 1
8134 | FOR #1 | SOUTH | NORTH | 67 | 1
8138 | FOR #2 | SOUTH | NORTH | 76 | 2
8139 | JOS #1 | SOUTH | NORTH | 254 | 1
8147 | UCAR #2 | SOUTH | NORTH | 38 | 1
8148 | UCAR #1 | SOUTH | NORTH | 38 | 2
8153 | FOR #3 | SOUTH | NORTH | 76 | 3
8154 | FOR #4 | SOUTH | NORTH | 76 | 4
8155 | FOR #5 | SOUTH | NORTH | 76 | 5
8156 | FOR #6 | SOUTH | NORTH | 32 | 6
8157 | FOR #7 | SOUTH | NORTH | 66 | 7
8161 | CLO #1 | SOUTH | NORTH | 632 | 1
8168 | VIC #4 | SOUTH | NORTH | 69 | 4
8173 | VIC #5 | SOUTH | NORTH | 172 | 5
8174 | VIC #6 | SOUTH | NORTH | 250 | 6
8189 | CUERO 2 | SOUTH | NORTH | 12 | 1
8263 | EPASS H4 | SOUTH | NORTH | 6 | 1
8285 | LAR #1 | SOUTH | NORTH | 35 | 1
8287 | LAR #2 | SOUTH | NORTH | 34 | 2
8288 | LAR #3 | SOUTH | NORTH | 110 | 3
8305 | LAP #4 | SOUTH | NORTH | 25 | 4
8306 | LAP #5 | SOUTH | NORTH | 25 | 5
8307 | LAP #7 | SOUTH | NORTH | 52 | 7
8308 | LAP #6 | SOUTH | NORTH | 159 | 6
8388 | BAT #1 | SOUTH | NORTH | 72 | 1
8393 | BAT #2 | SOUTH | NORTH | 110 | 2
8437 | NBY #5 | SOUTH | NORTH | 30 | 5
8438 | NBY #6 | SOUTH | NORTH | 169 | 6
8442 | NBY #7 | SOUTH | NORTH | 368 | 7
8444 | LCH #1 | SOUTH | NORTH | 75 | 1
8445 | LCH #2 | SOUTH | NORTH | 75 | 2
8446 | LCH #3 | SOUTH | NORTH | 164 | 3
8447 | LCH #4 | SOUTH | NORTH | 247 | 4
8456 | COSW#1 | SOUTH | NORTH | 20 | 1
8457 | COSW#2 | SOUTH | NORTH | 20 | 2
8459 | DAV #1 | SOUTH | NORTH | 344 | 1
8460 | DAV #2 | SOUTH | NORTH | 353 | 2
8461 | KOCHREF2 | SOUTH | NORTH | 38 | 1
8506 | VAL #1 | SOUTH | NORTH | 25 | 1
8507 | VAL #2 | SOUTH | NORTH | 25 | 2
8511 | STARCO#1 | SOUTH | NORTH | 38 | 1
8517 | CEL-B #1 | SOUTH | NORTH | 38 | 1
8560 | CNOPGT1 | SOUTH | NORTH | 199 | 1
8561 | CNOPGT2 | SOUTH | NORTH | 199 | 2
8562 | CNOPST1 | SOUTH | NORTH | 196 | 3
8926 | LGEGN#1 | SOUTH | NORTH | 185 | 1
8927 | LGEGN#2 | SOUTH | NORTH | 185 | 2
8928 | LGEGN#3 | SOUTH | NORTH | 100 | 3
8930 | ICPGN#1 | SOUTH | NORTH | 177 | 1
8931 | ICPGN#2 | SOUTH | NORTH | 177 | 2
8932 | ICPGN#3 | SOUTH | NORTH | 177 | 3
8933 | FGNTS001 | SOUTH | NORTH | 170 | 1
8934 | FGNTS101 | SOUTH | NORTH | 170 | 2
8935 | FGNTS201 | SOUTH | NORTH | 183 | 3
8936 | MVGN#1 | SOUTH | NORTH | 250 | 1
8937 | MVGN#2 | SOUTH | NORTH | 250 | 2
8938 | MVGN#3 | SOUTH | NORTH | 265 | 3
8981 | HECN1 | SOUTH | NORTH | 175 | 1
8982 | HECN2 | SOUTH | NORTH | 175 | 2
8983 | HECN3 | SOUTH | NORTH | 198 | 3
9000 | DECKR G1 | SOUTH | NORTH | 347 | 1
9001 | DECKR G2 | SOUTH | NORTH | 432 | 2
9002 | DECKR G3 | SOUTH | NORTH | 55 | 3
9003 | DECKR G4 | SOUTH | NORTH | 55 | 4
9004 | DECKR G5 | SOUTH | NORTH | 55 | 5
9005 | DECKR G6 | SOUTH | NORTH | 55 | 6
9014 | HOLLY G3 | SOUTH | NORTH | 193 | 3
9015 | HOLLY G4 | SOUTH | NORTH | 194 | 4
9016 | SANDH G1 | SOUTH | NORTH | 48 | 1
9017 | SANDH G2 | SOUTH | NORTH | 48 | 2
9018 | SANDH G3 | SOUTH | NORTH | 48 | 3
9019 | SANDH G4 | SOUTH | NORTH | 48 | 4
9020 | SANDHG5A | SOUTH | NORTH | 151 | 5A
9021 | SANDHG5B | SOUTH | NORTH | 156 | 5B
80003 | MILHWYS | SOUTH | NORTH | 0 | 1
80010 | EPLVT | SOUTH | NORTH | 0 | 1
80012 | LAR | SOUTH | NORTH | 0 | 1
80051 | FOR #8 | SOUTH | NORTH | 33 | 8
80052 | FOR #9 | SOUTH | NORTH | 55 | 9
80053 | FOR #10 | SOUTH | NORTH | 86 | 10

## CRE2_32
FromBus | FrBusName | FrBusvolt | ToBus | ToBusName | ToBusVolt | Ckt | Sum PMAX
7041 | LOSTPN34 | 345 | 7056 | FPPYD134 | 345 | 1 | 52813.5
7041 | LOSTPN34 | 345 | 7056 | FPPYD134 | 345 | 2
BusNum | Name | ZoneName | ZoneNameCRE | PMAX | ID
239 | BSQSUTH2 | NORTH | SOUTH | 150 | 1 |  | Zone | Y | X | a | bz
244 | WHITNEY1 | NORTH | SOUTH | 15 | 1 |  | West | -0.0014986 | 0.019535 | -0.098221 | 0.00042022
245 | WHITNEY2 | NORTH | SOUTH | 15 | 2 |  | North | 0 | 0.0087608 |  | 0.0008605
247 | BSQSUTH1 | NORTH | SOUTH | 150 | 2 |  | Houston | 0.084501 | 0.2045 |  | 0.10459
251 | BSQSUTH3 | NORTH | SOUTH | 150 | 2 |  | South | -0.059598 | 0.38653 |  | -0.021633
253 | BSQSUTH4 | NORTH | SOUTH | 100 | 2
332 | MILLER1 | NORTH | SOUTH | 75 | 1
333 | MILLER2 | NORTH | SOUTH | 120 | 2
334 | MILLER3 | NORTH | SOUTH | 205 | 3
335 | MILLER4 | NORTH | SOUTH | 104 | 4
336 | MILLER5 | NORTH | SOUTH | 104 | 5
366 | TENASKA | NORTH | SOUTH | 172 | 1
367 | TENASKA | NORTH | SOUTH | 86 | 2
503 | NTEXAS1 | NORTH | SOUTH | 17 | 1
504 | NTEXAS2 | NORTH | SOUTH | 17 | 2
505 | NTEXAS3 | NORTH | SOUTH | 35 | 3
798 | TAMUGEN1 | NORTH | SOUTH | 32 | 1
837 | NEWMAN5 | NORTH | SOUTH | 40 | 1
842 | OLINGR1 | NORTH | SOUTH | 80 | 1
843 | OLINGR2 | NORTH | SOUTH | 110 | 1
844 | OLINGR3 | NORTH | SOUTH | 150 | 1
845 | OLINGR4 | NORTH | SOUTH | 75 | 1
884 | DANSBY2 | NORTH | SOUTH | 49 | 1
886 | ATKINS3 | NORTH | SOUTH | 12 | 1
887 | ATKINS6 | NORTH | SOUTH | 50 | 1
888 | ATKINS7 | NORTH | SOUTH | 20 | 1
890 | ATKINS4 | NORTH | SOUTH | 22 | 1
891 | ATKINS5 | NORTH | SOUTH | 25 | 1
892 | DANSBY14 | NORTH | SOUTH | 114 | 1
920 | SPNCER1 | NORTH | SOUTH | 12 | 1
921 | SPNCER2 | NORTH | SOUTH | 12 | 1
923 | SPNCER4 | NORTH | SOUTH | 61 | 1
924 | SPNCER5 | NORTH | SOUTH | 66 | 1
948 | STEAM1 | NORTH | SOUTH | 20 | 1
949 | STEAM2 | NORTH | SOUTH | 26 | 1
950 | STEAM3 | NORTH | SOUTH | 41 | 1
990 | GIBCRK | NORTH | SOUTH | 462 | 1
1453 | WCPC 1 G | NORTH | SOUTH | 216 | 1
1454 | WCPC 2 G | NORTH | SOUTH | 216 | 2
1455 | WCPC 3 G | NORTH | SOUTH | 268 | 3
1861 | EGMT1 G | NORTH | SOUTH | 115 | 1
1862 | EGMT2 G | NORTH | SOUTH | 175 | 2
1863 | EGMT3 G | NORTH | SOUTH | 375 | 3
1877 | WLFHOL1G | NORTH | SOUTH | 255 | 1
1878 | WLFHOL2G | NORTH | SOUTH | 300 | 2
1879 | WLFHOL3G | NORTH | SOUTH | 255 | 3
1889 | DEC 1 G | NORTH | SOUTH | 818 | 1
1892 | DECT A G | NORTH | SOUTH | 70 | A
1893 | DECT B G | NORTH | SOUTH | 70 | B
1894 | DECT C G | NORTH | SOUTH | 70 | C
1895 | DECT D G | NORTH | SOUTH | 70 | D
1898 | CMPK 1 G | NORTH | SOUTH | 1150 | 1
1899 | CMPK 2 G | NORTH | SOUTH | 1150 | 2
1937 | MELP 5 G | NORTH | SOUTH | 262 | 5
1938 | MELP 6 G | NORTH | SOUTH | 262 | 6
1941 | MELP 1 G | NORTH | SOUTH | 262 | 1
1942 | MELP 2 G | NORTH | SOUTH | 262 | 2
1943 | MELP 3 G | NORTH | SOUTH | 262 | 3
1944 | MELP 4 G | NORTH | SOUTH | 262 | 4
1945 | HAND 1 G | NORTH | SOUTH | 45 | 1
1946 | HAND 2 G | NORTH | SOUTH | 80 | 2
1947 | HAND 3 G | NORTH | SOUTH | 400 | 3
1948 | HAND 4 G | NORTH | SOUTH | 458 | 4
1949 | HAND 5 G | NORTH | SOUTH | 458 | 5
1960 | NMAIN4G | NORTH | SOUTH | 80 | 4
2381 | NLK 1 G | NORTH | SOUTH | 175 | 1
2382 | NLK 2 G | NORTH | SOUTH | 175 | 2
2383 | NLK 3 G | NORTH | SOUTH | 365 | 3
2413 | MTCK 6 G | NORTH | SOUTH | 115 | 6
2414 | MTCK 7 G | NORTH | SOUTH | 125 | 7
2417 | MTCK 8 G | NORTH | SOUTH | 550 | 8
2418 | MTCK 2 G | NORTH | SOUTH | 33 | 2
2419 | MTCK 3 G | NORTH | SOUTH | 70 | 3
2446 | PARK 1 G | NORTH | SOUTH | 87 | 1
2447 | PARK 2 G | NORTH | SOUTH | 115 | 2
2448 | PARK 3 G | NORTH | SOUTH | 125 | 3
2451 | LKHB 1 G | NORTH | SOUTH | 393 | 1
2452 | LKHB 2 G | NORTH | SOUTH | 528 | 2
3097 | MTNLK 1G | NORTH | SOUTH | 750 | 1
3098 | MTNLK 2G | NORTH | SOUTH | 785 | 2
3099 | MTNLK 3G | NORTH | SOUTH | 750 | 3
3107 | STRYK 1G | NORTH | SOUTH | 175 | 1
3108 | STRYK 2G | NORTH | SOUTH | 500 | 2
3126 | TDAD 6 G | NORTH | SOUTH | 240 | 1
3348 | CHAMPN G | NORTH | SOUTH | 42 | 1
3381 | BBRN 1 G | NORTH | SOUTH | 575 | 1
3382 | BBRN 2 G | NORTH | SOUTH | 587 | 2
3403 | THSE 1 G | NORTH | SOUTH | 565 | 1
3404 | THSE 2 G | NORTH | SOUTH | 818 | 2
3416 | LCRK 1 G | NORTH | SOUTH | 87 | 1
3417 | LCRK 2 G | NORTH | SOUTH | 230 | 2
5026 | VHB1 | SOUTH | NORTH | 220 | 1
5027 | VHB2 | SOUTH | NORTH | 230 | 2
5028 | VHB3 | SOUTH | NORTH | 412 | 3
5111 | JTD1 | SOUTH | NORTH | 405 | 1
5112 | JTD2 | SOUTH | NORTH | 405 | 2
5264 | LCP3 | SOUTH | NORTH | 65 | 3
5265 | LCP4 | SOUTH | NORTH | 95 | 4
5266 | LCPCT1 | SOUTH | NORTH | 46 | 1
5267 | LCPCT2 | SOUTH | NORTH | 46 | 2
5268 | LCPCT3 | SOUTH | NORTH | 46 | 3
5269 | LCPCT4 | SOUTH | NORTH | 46 | 4
5396 | OWS1 | SOUTH | NORTH | 430 | 1
5397 | OWS2 | SOUTH | NORTH | 420 | 2
5401 | JKS1 | SOUTH | NORTH | 585 | 1
5436 | WBT1 | SOUTH | NORTH | 65 | 1
5437 | WBT2 | SOUTH | NORTH | 100 | 2
5438 | WBT3 | SOUTH | NORTH | 100 | 3
5439 | WBT4 | SOUTH | NORTH | 160 | 4
5476 | AVR1-CT1 | SOUTH | NORTH | 155 | 1
5477 | AVR1-ST1 | SOUTH | NORTH | 171 | 1
5478 | AVR1-CT2 | SOUTH | NORTH | 155 | 1
5503 | RAYGEN3 | SOUTH | NORTH | 25 | 1
5505 | RAYGEN1 | SOUTH | NORTH | 10 | 1
5506 | RAYGEN2 | SOUTH | NORTH | 12 | 1
5508 | RAYBRN 9 | SOUTH | NORTH | 52.5 | 1
5509 | RAYBRN10 | SOUTH | NORTH | 42 | 1
5511 | RAYBRN 7 | SOUTH | NORTH | 52.5 | 1
5512 | RAYBRN 8 | SOUTH | NORTH | 52.5 | 1
5728 | FALCON2 | SOUTH | NORTH | 11.5 | 2
5729 | FALCON3 | SOUTH | NORTH | 11.5 | 3
5890 | PRSGN1 | SOUTH | NORTH | 24 | 1
5891 | PRSGN2 | SOUTH | NORTH | 23 | 1
5892 | PRSGN3 | SOUTH | NORTH | 23 | 1
5903 | MIGUEL | SOUTH | NORTH | 391 | 1
5911 | STP1 | SOUTH | NORTH | 1250 | 1
5912 | STP2 | SOUTH | NORTH | 1250 | 2
5932 | SI RAY9 | SOUTH | NORTH | 43 | 9
5933 | SI RAY6 | SOUTH | NORTH | 22 | 6
5934 | SI RAY5 | SOUTH | NORTH | 21 | 5
5935 | SI RAY10 | SOUTH | NORTH | 45 | 10
6694 | WFORD1G | NORTH | SOUTH | 5 | 1
7000 | FERGUSG1 | SOUTH | NORTH | 420 | 1
7004 | GIDEONG1 | SOUTH | NORTH | 140 | 1
7005 | GIDEONG2 | SOUTH | NORTH | 140 | 2
7006 | GIDEONG3 | SOUTH | NORTH | 342 | 3
7007 | LOSTPN 1 | SOUTH | NORTH | 167 | 1
7008 | LOSTPN 2 | SOUTH | NORTH | 166 | 2
7009 | LOSTPN 3 | SOUTH | NORTH | 183 | 3
7010 | FPP G1 | SOUTH | NORTH | 605 | 1
7011 | FPP G2 | SOUTH | NORTH | 636 | 2
7012 | FPP G3 | SOUTH | NORTH | 450 | 3
7014 | HAYSN 1 | SOUTH | NORTH | 275 | 1
7015 | HAYSN 2 | SOUTH | NORTH | 275 | 2
7016 | HAYSN 3 | SOUTH | NORTH | 275 | 3
7017 | HAYSN 4 | SOUTH | NORTH | 275 | 4
7020 | AUSTING1 | SOUTH | NORTH | 8.4 | 1
7020 | AUSTING1 | SOUTH | NORTH | 8.9 | 2
7022 | BUCHANG1 | SOUTH | NORTH | 18.2 | 1
7023 | BUCHANG2 | SOUTH | NORTH | 18.2 | 2
7024 | BUCHANG3 | SOUTH | NORTH | 14.9 | 3
7026 | INKS G1 | SOUTH | NORTH | 14 | 1
7028 | MARBFAG1 | SOUTH | NORTH | 18.2 | 1
7029 | MARBFAG2 | SOUTH | NORTH | 18.2 | 2
7031 | MARSFOG1 | SOUTH | NORTH | 36 | 1
7032 | MARSFOG2 | SOUTH | NORTH | 34.5 | 2
7033 | MARSFOG3 | SOUTH | NORTH | 36 | 3
7035 | WIRTZ G1 | SOUTH | NORTH | 28 | 1
7036 | WIRTZ G2 | SOUTH | NORTH | 28 | 2
7487 | CANYHY13 | SOUTH | NORTH | 6 | 1
7605 | MCQUEE06 | SOUTH | NORTH | 2.4 | 1
7605 | MCQUEE06 | SOUTH | NORTH | 2.8 | 3
7605 | MCQUEE06 | SOUTH | NORTH | 2.4 | 2
7609 | SCHUMA13 | SOUTH | NORTH | 3.6 | 1
7624 | LAKEWD06 | SOUTH | NORTH | 2.4 | 1
7624 | LAKEWD06 | SOUTH | NORTH | 2.4 | 2
7800 | GUALUP 1 | SOUTH | NORTH | 175 | 1
7801 | GUALUP 2 | SOUTH | NORTH | 175 | 2
7802 | GUALUP 3 | SOUTH | NORTH | 175 | 3
7803 | GUALUP 4 | SOUTH | NORTH | 175 | 4
7804 | GUALUP 5 | SOUTH | NORTH | 205 | 5
7805 | GUALUP 6 | SOUTH | NORTH | 205 | 6
7807 | BEP GT1 | SOUTH | NORTH | 167 | 1
7808 | BEP GT2 | SOUTH | NORTH | 167 | 1
7809 | BEP ST1 | SOUTH | NORTH | 166 | 1
7810 | RIONOGT1 | SOUTH | NORTH | 210 | 1
7811 | RIONOGT2 | SOUTH | NORTH | 210 | 2
7812 | RIONOGT3 | SOUTH | NORTH | 210 | 3
7813 | RIONOST1 | SOUTH | NORTH | 415 | 4
8032 | AMS #1 | SOUTH | NORTH | 33 | 1
8033 | AMS #2 | SOUTH | NORTH | 33 | 2
8048 | FAL #1 | SOUTH | NORTH | 11.5 | 1
8066 | DUP1V#1 | SOUTH | NORTH | 82 | 1
8134 | FOR #1 | SOUTH | NORTH | 67 | 1
8138 | FOR #2 | SOUTH | NORTH | 76 | 2
8139 | JOS #1 | SOUTH | NORTH | 254 | 1
8147 | UCAR #2 | SOUTH | NORTH | 38 | 1
8148 | UCAR #1 | SOUTH | NORTH | 38 | 2
8153 | FOR #3 | SOUTH | NORTH | 76 | 3
8154 | FOR #4 | SOUTH | NORTH | 76 | 4
8155 | FOR #5 | SOUTH | NORTH | 76 | 5
8156 | FOR #6 | SOUTH | NORTH | 32 | 6
8157 | FOR #7 | SOUTH | NORTH | 66 | 7
8161 | CLO #1 | SOUTH | NORTH | 632 | 1
8168 | VIC #4 | SOUTH | NORTH | 69 | 4
8173 | VIC #5 | SOUTH | NORTH | 172 | 5
8174 | VIC #6 | SOUTH | NORTH | 250 | 6
8189 | CUERO 2 | SOUTH | NORTH | 12 | 1
8263 | EPASS H4 | SOUTH | NORTH | 6 | 1
8285 | LAR #1 | SOUTH | NORTH | 35 | 1
8287 | LAR #2 | SOUTH | NORTH | 34 | 2
8288 | LAR #3 | SOUTH | NORTH | 110 | 3
8305 | LAP #4 | SOUTH | NORTH | 25 | 4
8306 | LAP #5 | SOUTH | NORTH | 25 | 5
8307 | LAP #7 | SOUTH | NORTH | 52 | 7
8308 | LAP #6 | SOUTH | NORTH | 159 | 6
8388 | BAT #1 | SOUTH | NORTH | 72 | 1
8393 | BAT #2 | SOUTH | NORTH | 110 | 2
8437 | NBY #5 | SOUTH | NORTH | 30 | 5
8438 | NBY #6 | SOUTH | NORTH | 169 | 6
8442 | NBY #7 | SOUTH | NORTH | 368 | 7
8444 | LCH #1 | SOUTH | NORTH | 75 | 1
8445 | LCH #2 | SOUTH | NORTH | 75 | 2
8446 | LCH #3 | SOUTH | NORTH | 164 | 3
8447 | LCH #4 | SOUTH | NORTH | 247 | 4
8456 | COSW#1 | SOUTH | NORTH | 20 | 1
8457 | COSW#2 | SOUTH | NORTH | 20 | 2
8459 | DAV #1 | SOUTH | NORTH | 344 | 1
8460 | DAV #2 | SOUTH | NORTH | 353 | 2
8461 | KOCHREF2 | SOUTH | NORTH | 38 | 1
8506 | VAL #1 | SOUTH | NORTH | 25 | 1
8507 | VAL #2 | SOUTH | NORTH | 25 | 2
8511 | STARCO#1 | SOUTH | NORTH | 38 | 1
8517 | CEL-B #1 | SOUTH | NORTH | 38 | 1
8560 | CNOPGT1 | SOUTH | NORTH | 199 | 1
8561 | CNOPGT2 | SOUTH | NORTH | 199 | 2
8562 | CNOPST1 | SOUTH | NORTH | 196 | 3
8926 | LGEGN#1 | SOUTH | NORTH | 185 | 1
8927 | LGEGN#2 | SOUTH | NORTH | 185 | 2
8928 | LGEGN#3 | SOUTH | NORTH | 100 | 3
8930 | ICPGN#1 | SOUTH | NORTH | 177 | 1
8931 | ICPGN#2 | SOUTH | NORTH | 177 | 2
8932 | ICPGN#3 | SOUTH | NORTH | 177 | 3
8933 | FGNTS001 | SOUTH | NORTH | 170 | 1
8934 | FGNTS101 | SOUTH | NORTH | 170 | 2
8935 | FGNTS201 | SOUTH | NORTH | 183 | 3
8936 | MVGN#1 | SOUTH | NORTH | 250 | 1
8937 | MVGN#2 | SOUTH | NORTH | 250 | 2
8938 | MVGN#3 | SOUTH | NORTH | 265 | 3
8981 | HECN1 | SOUTH | NORTH | 175 | 1
8982 | HECN2 | SOUTH | NORTH | 175 | 2
8983 | HECN3 | SOUTH | NORTH | 198 | 3
9000 | DECKR G1 | SOUTH | NORTH | 347 | 1
9001 | DECKR G2 | SOUTH | NORTH | 432 | 2
9002 | DECKR G3 | SOUTH | NORTH | 55 | 3
9003 | DECKR G4 | SOUTH | NORTH | 55 | 4
9004 | DECKR G5 | SOUTH | NORTH | 55 | 5
9005 | DECKR G6 | SOUTH | NORTH | 55 | 6
9014 | HOLLY G3 | SOUTH | NORTH | 193 | 3
9015 | HOLLY G4 | SOUTH | NORTH | 194 | 4
9016 | SANDH G1 | SOUTH | NORTH | 48 | 1
9017 | SANDH G2 | SOUTH | NORTH | 48 | 2
9018 | SANDH G3 | SOUTH | NORTH | 48 | 3
9019 | SANDH G4 | SOUTH | NORTH | 48 | 4
9020 | SANDHG5A | SOUTH | NORTH | 151 | 5A
9021 | SANDHG5B | SOUTH | NORTH | 156 | 5B
12322 | ENTRAC11 | NORTH | SOUTH | 213 | 1
12323 | ENTRAC12 | NORTH | SOUTH | 106 | 2
12411 | FPLEFR1A | NORTH | SOUTH | 160 | 1
12412 | FPLEFR1B | NORTH | SOUTH | 160 | 2
12413 | FPLEFR1C | NORTH | SOUTH | 160 | 3
12414 | FPLEFR1S | NORTH | SOUTH | 408 | 4
12421 | FPLEFR2A | NORTH | SOUTH | 160 | 1
12422 | FPLEFR2B | NORTH | SOUTH | 160 | 2
12423 | FPLEFR2C | NORTH | SOUTH | 160 | 3
12424 | FPLEFR2S | NORTH | SOUTH | 407 | 4
13116 | GATEWY1G | NORTH | SOUTH | 179 | 1
13117 | GATEWY2G | NORTH | SOUTH | 179 | 2
13118 | GATEWY3G | NORTH | SOUTH | 179 | 3
13119 | GATEWY4G | NORTH | SOUTH | 417 | 4
13131 | CALFRE1G | NORTH | SOUTH | 189 | 1
13132 | CALFRE2G | NORTH | SOUTH | 189 | 2
13133 | CALFRE3G | NORTH | SOUTH | 189 | 3
13134 | CALFRE4G | NORTH | SOUTH | 189 | 4
13135 | CALFRE5G | NORTH | SOUTH | 189 | 5
13136 | CALFRE6G | NORTH | SOUTH | 189 | 6
39960 | TNPONE#1 | NORTH | SOUTH | 153 | 1
39970 | TNPONE#2 | NORTH | SOUTH | 155 | 1
48671 | FTR1 | NORTH | SOUTH | 150 | 1
48672 | FTR2 | NORTH | SOUTH | 150 | 2
48673 | FTR3 | NORTH | SOUTH | 150 | 3
48674 | FTR4 | NORTH | SOUTH | 380 | 4
48721 | LIM1 | NORTH | SOUTH | 836 | 1
48722 | LIM2 | NORTH | SOUTH | 766 | 2
80003 | MILHWYS | SOUTH | NORTH | 0 | 1
80010 | EPLVT | SOUTH | NORTH | 0 | 1
80012 | LAR | SOUTH | NORTH | 0 | 1
80051 | FOR #8 | SOUTH | NORTH | 33 | 8
80052 | FOR #9 | SOUTH | NORTH | 55 | 9
80053 | FOR #10 | SOUTH | NORTH | 86 | 10

## CRE2_33
FromBus | FrBusName | FrBusvolt | ToBus | ToBusName | ToBusVolt | Ckt | Sum PMAX
7040 | AUSTRO34 | 345 | 7045 | ZORN 34 | 345 | 1 | 1679
7040 | AUSTRO34 | 345 | 7048 | GARFIE34 | 345 | 1
BusNum | Name | ZoneName | ZoneNameCRE | PMAX | ID
3431 | SANDOW | SOUTH | NORTH | 120 | 3 |  | Zone | Y | X | a | bz
3431 | SANDOW | SOUTH | NORTH | 120 | 2 |  | West | 0.016247 | 0.019535 | 0.69707 | 0.0026292
3431 | SANDOW | SOUTH | NORTH | 120 | 1 |  | North | 0.0037145 | 0.0087608 |  | -0.0023925
3432 | SAND 4 G | SOUTH | NORTH | 583 | 4 |  | Houston | 0.11346 | 0.2045 |  | -0.029088
7007 | LOSTPN 1 | SOUTH | NORTH | 167 | 1 |  | South | 0.2757 | 0.38653 |  | 0.0062627
7008 | LOSTPN 2 | SOUTH | NORTH | 166 | 2
7009 | LOSTPN 3 | SOUTH | NORTH | 183 | 3
9002 | DECKR G3 | SOUTH | NORTH | 55 | 3
9003 | DECKR G4 | SOUTH | NORTH | 55 | 4
9004 | DECKR G5 | SOUTH | NORTH | 55 | 5
9005 | DECKR G6 | SOUTH | NORTH | 55 | 6

## CRE2_34
FromBus | FrBusName | FrBusvolt | ToBus | ToBusName | ToBusVolt | Ckt | Sum PMAX
3650 | ELGIN SS | 138 | 3658 | TAYLOR | 138 | 1
BusNum | Name | ZoneName | ZoneNameCRE | PMAX | ID
[7 empty] | Zone | Y | X | a | bz
[7 empty] | West | 8.584e-05 | 0.019535 | 0.011073 | -0.00013048
[7 empty] | North | 7.3881e-05 | 0.0087608 |  | -2.3132e-05
[7 empty] | Houston | 0.0028232 | 0.2045 |  | 0.00055871
[7 empty] | South | 0.0040696 | 0.38653 |  | -0.00021055

## CRE2_35
FromBus | FrBusName | FrBusvolt | ToBus | ToBusName | ToBusVolt | Ckt | Sum PMAX
3413 | TEMPSSLT | 345 | 3422 | KILL SS | 345 | 1 | 27547
BusNum | Name | ZoneName | ZoneNameCRE | PMAX | ID
239 | BSQSUTH2 | NORTH | SOUTH | 150 | 1
244 | WHITNEY1 | NORTH | SOUTH | 15 | 1 |  | Zone | Y | X | a | bz
245 | WHITNEY2 | NORTH | SOUTH | 15 | 2 |  | West | -0.0064641 | 0.019535 | -0.009248 | -0.0062835
247 | BSQSUTH1 | NORTH | SOUTH | 150 | 2 |  | North | 0 | 0.0087608 |  | 8.102e-05
251 | BSQSUTH3 | NORTH | SOUTH | 150 | 2 |  | Houston | -0.0013961 | 0.2045 |  | 0.00049513
253 | BSQSUTH4 | NORTH | SOUTH | 100 | 2 |  | South | -0.0072988 | 0.38653 |  | -0.0037242
332 | MILLER1 | NORTH | SOUTH | 75 | 1
333 | MILLER2 | NORTH | SOUTH | 120 | 2
334 | MILLER3 | NORTH | SOUTH | 205 | 3
335 | MILLER4 | NORTH | SOUTH | 104 | 4
336 | MILLER5 | NORTH | SOUTH | 104 | 5
366 | TENASKA | NORTH | SOUTH | 172 | 1
367 | TENASKA | NORTH | SOUTH | 86 | 2
503 | NTEXAS1 | NORTH | SOUTH | 17 | 1
504 | NTEXAS2 | NORTH | SOUTH | 17 | 2
505 | NTEXAS3 | NORTH | SOUTH | 35 | 3
798 | TAMUGEN1 | NORTH | SOUTH | 32 | 1
837 | NEWMAN5 | NORTH | SOUTH | 40 | 1
842 | OLINGR1 | NORTH | SOUTH | 80 | 1
843 | OLINGR2 | NORTH | SOUTH | 110 | 1
844 | OLINGR3 | NORTH | SOUTH | 150 | 1
845 | OLINGR4 | NORTH | SOUTH | 75 | 1
884 | DANSBY2 | NORTH | SOUTH | 49 | 1
886 | ATKINS3 | NORTH | SOUTH | 12 | 1
887 | ATKINS6 | NORTH | SOUTH | 50 | 1
888 | ATKINS7 | NORTH | SOUTH | 20 | 1
890 | ATKINS4 | NORTH | SOUTH | 22 | 1
891 | ATKINS5 | NORTH | SOUTH | 25 | 1
892 | DANSBY14 | NORTH | SOUTH | 114 | 1
920 | SPNCER1 | NORTH | SOUTH | 12 | 1
921 | SPNCER2 | NORTH | SOUTH | 12 | 1
923 | SPNCER4 | NORTH | SOUTH | 61 | 1
924 | SPNCER5 | NORTH | SOUTH | 66 | 1
948 | STEAM1 | NORTH | SOUTH | 20 | 1
949 | STEAM2 | NORTH | SOUTH | 26 | 1
950 | STEAM3 | NORTH | SOUTH | 41 | 1
990 | GIBCRK | NORTH | SOUTH | 462 | 1
1453 | WCPC 1 G | NORTH | SOUTH | 216 | 1
1454 | WCPC 2 G | NORTH | SOUTH | 216 | 2
1455 | WCPC 3 G | NORTH | SOUTH | 268 | 3
1861 | EGMT1 G | NORTH | SOUTH | 115 | 1
1862 | EGMT2 G | NORTH | SOUTH | 175 | 2
1863 | EGMT3 G | NORTH | SOUTH | 375 | 3
1877 | WLFHOL1G | NORTH | SOUTH | 255 | 1
1878 | WLFHOL2G | NORTH | SOUTH | 300 | 2
1879 | WLFHOL3G | NORTH | SOUTH | 255 | 3
1889 | DEC 1 G | NORTH | SOUTH | 818 | 1
1892 | DECT A G | NORTH | SOUTH | 70 | A
1893 | DECT B G | NORTH | SOUTH | 70 | B
1894 | DECT C G | NORTH | SOUTH | 70 | C
1895 | DECT D G | NORTH | SOUTH | 70 | D
1898 | CMPK 1 G | NORTH | SOUTH | 1150 | 1
1899 | CMPK 2 G | NORTH | SOUTH | 1150 | 2
1937 | MELP 5 G | NORTH | SOUTH | 262 | 5
1938 | MELP 6 G | NORTH | SOUTH | 262 | 6
1941 | MELP 1 G | NORTH | SOUTH | 262 | 1
1942 | MELP 2 G | NORTH | SOUTH | 262 | 2
1943 | MELP 3 G | NORTH | SOUTH | 262 | 3
1944 | MELP 4 G | NORTH | SOUTH | 262 | 4
1945 | HAND 1 G | NORTH | SOUTH | 45 | 1
1946 | HAND 2 G | NORTH | SOUTH | 80 | 2
1947 | HAND 3 G | NORTH | SOUTH | 400 | 3
1948 | HAND 4 G | NORTH | SOUTH | 458 | 4
1949 | HAND 5 G | NORTH | SOUTH | 458 | 5
1960 | NMAIN4G | NORTH | SOUTH | 80 | 4
2381 | NLK 1 G | NORTH | SOUTH | 175 | 1
2382 | NLK 2 G | NORTH | SOUTH | 175 | 2
2383 | NLK 3 G | NORTH | SOUTH | 365 | 3
2413 | MTCK 6 G | NORTH | SOUTH | 115 | 6
2414 | MTCK 7 G | NORTH | SOUTH | 125 | 7
2417 | MTCK 8 G | NORTH | SOUTH | 550 | 8
2418 | MTCK 2 G | NORTH | SOUTH | 33 | 2
2419 | MTCK 3 G | NORTH | SOUTH | 70 | 3
2446 | PARK 1 G | NORTH | SOUTH | 87 | 1
2447 | PARK 2 G | NORTH | SOUTH | 115 | 2
2448 | PARK 3 G | NORTH | SOUTH | 125 | 3
2451 | LKHB 1 G | NORTH | SOUTH | 393 | 1
2452 | LKHB 2 G | NORTH | SOUTH | 528 | 2
3097 | MTNLK 1G | NORTH | SOUTH | 750 | 1
3098 | MTNLK 2G | NORTH | SOUTH | 785 | 2
3099 | MTNLK 3G | NORTH | SOUTH | 750 | 3
3107 | STRYK 1G | NORTH | SOUTH | 175 | 1
3108 | STRYK 2G | NORTH | SOUTH | 500 | 2
3126 | TDAD 6 G | NORTH | SOUTH | 240 | 1
3348 | CHAMPN G | NORTH | SOUTH | 42 | 1
3381 | BBRN 1 G | NORTH | SOUTH | 575 | 1
3382 | BBRN 2 G | NORTH | SOUTH | 587 | 2
3403 | THSE 1 G | NORTH | SOUTH | 565 | 1
3404 | THSE 2 G | NORTH | SOUTH | 818 | 2
3416 | LCRK 1 G | NORTH | SOUTH | 87 | 1
3417 | LCRK 2 G | NORTH | SOUTH | 230 | 2
6694 | WFORD1G | NORTH | SOUTH | 5 | 1
12322 | ENTRAC11 | NORTH | SOUTH | 213 | 1
12323 | ENTRAC12 | NORTH | SOUTH | 106 | 2
12411 | FPLEFR1A | NORTH | SOUTH | 160 | 1
12412 | FPLEFR1B | NORTH | SOUTH | 160 | 2
12413 | FPLEFR1C | NORTH | SOUTH | 160 | 3
12414 | FPLEFR1S | NORTH | SOUTH | 408 | 4
12421 | FPLEFR2A | NORTH | SOUTH | 160 | 1
12422 | FPLEFR2B | NORTH | SOUTH | 160 | 2
12423 | FPLEFR2C | NORTH | SOUTH | 160 | 3
12424 | FPLEFR2S | NORTH | SOUTH | 407 | 4
13116 | GATEWY1G | NORTH | SOUTH | 179 | 1
13117 | GATEWY2G | NORTH | SOUTH | 179 | 2
13118 | GATEWY3G | NORTH | SOUTH | 179 | 3
13119 | GATEWY4G | NORTH | SOUTH | 417 | 4
13131 | CALFRE1G | NORTH | SOUTH | 189 | 1
13132 | CALFRE2G | NORTH | SOUTH | 189 | 2
13133 | CALFRE3G | NORTH | SOUTH | 189 | 3
13134 | CALFRE4G | NORTH | SOUTH | 189 | 4
13135 | CALFRE5G | NORTH | SOUTH | 189 | 5
13136 | CALFRE6G | NORTH | SOUTH | 189 | 6
39960 | TNPONE#1 | NORTH | SOUTH | 153 | 1
39970 | TNPONE#2 | NORTH | SOUTH | 155 | 1
48671 | FTR1 | NORTH | SOUTH | 150 | 1
48672 | FTR2 | NORTH | SOUTH | 150 | 2
48673 | FTR3 | NORTH | SOUTH | 150 | 3
48674 | FTR4 | NORTH | SOUTH | 380 | 4
48721 | LIM1 | NORTH | SOUTH | 836 | 1
48722 | LIM2 | NORTH | SOUTH | 766 | 2

## CRE2_36
FromBus | FrBusName | FrBusvolt | ToBus | ToBusName | ToBusVolt | Ckt | Sum PMAX
3666 | HUTTO SS | 138 | 3673 | TAYLOR W | 138 | 1
BusNum | Name | ZoneName | ZoneNameCRE | PMAX | ID
[7 empty] | Zone | Y | X | a | bz
[7 empty] | West | 0.0017799 | 0.019535 | 0.031938 | 0.001156
[7 empty] | North | -2.9981e-05 | 0.0087608 |  | -0.00030978
[7 empty] | Houston | 0.0063921 | 0.2045 |  | -0.00013926
[7 empty] | South | 0.012854 | 0.38653 |  | 0.00050959

## CRE2_37
FromBus | FrBusName | FrBusvolt | ToBus | ToBusName | ToBusVolt | Ckt | Sum PMAX
3668 | RNDRK | 138 | 3672 | RNDRK S | 138 | 1 | 27547
BusNum | Name | ZoneName | ZoneNameCRE | PMAX | ID
239 | BSQSUTH2 | NORTH | SOUTH | 150 | 1
244 | WHITNEY1 | NORTH | SOUTH | 15 | 1 |  | Zone | Y | X | a | bz
245 | WHITNEY2 | NORTH | SOUTH | 15 | 2 |  | West | 0.0017389 | 0.019535 | 0.060049 | 0.00056579
247 | BSQSUTH1 | NORTH | SOUTH | 150 | 2 |  | North | 0 | 0.0087608 |  | -0.00052608
251 | BSQSUTH3 | NORTH | SOUTH | 150 | 2 |  | Houston | 0.011411 | 0.2045 |  | -0.00086886
253 | BSQSUTH4 | NORTH | SOUTH | 100 | 2 |  | South | 0.023396 | 0.38653 |  | 0.00018498
332 | MILLER1 | NORTH | SOUTH | 75 | 1
333 | MILLER2 | NORTH | SOUTH | 120 | 2
334 | MILLER3 | NORTH | SOUTH | 205 | 3
335 | MILLER4 | NORTH | SOUTH | 104 | 4
336 | MILLER5 | NORTH | SOUTH | 104 | 5
366 | TENASKA | NORTH | SOUTH | 172 | 1
367 | TENASKA | NORTH | SOUTH | 86 | 2
503 | NTEXAS1 | NORTH | SOUTH | 17 | 1
504 | NTEXAS2 | NORTH | SOUTH | 17 | 2
505 | NTEXAS3 | NORTH | SOUTH | 35 | 3
798 | TAMUGEN1 | NORTH | SOUTH | 32 | 1
837 | NEWMAN5 | NORTH | SOUTH | 40 | 1
842 | OLINGR1 | NORTH | SOUTH | 80 | 1
843 | OLINGR2 | NORTH | SOUTH | 110 | 1
844 | OLINGR3 | NORTH | SOUTH | 150 | 1
845 | OLINGR4 | NORTH | SOUTH | 75 | 1
884 | DANSBY2 | NORTH | SOUTH | 49 | 1
886 | ATKINS3 | NORTH | SOUTH | 12 | 1
887 | ATKINS6 | NORTH | SOUTH | 50 | 1
888 | ATKINS7 | NORTH | SOUTH | 20 | 1
890 | ATKINS4 | NORTH | SOUTH | 22 | 1
891 | ATKINS5 | NORTH | SOUTH | 25 | 1
892 | DANSBY14 | NORTH | SOUTH | 114 | 1
920 | SPNCER1 | NORTH | SOUTH | 12 | 1
921 | SPNCER2 | NORTH | SOUTH | 12 | 1
923 | SPNCER4 | NORTH | SOUTH | 61 | 1
924 | SPNCER5 | NORTH | SOUTH | 66 | 1
948 | STEAM1 | NORTH | SOUTH | 20 | 1
949 | STEAM2 | NORTH | SOUTH | 26 | 1
950 | STEAM3 | NORTH | SOUTH | 41 | 1
990 | GIBCRK | NORTH | SOUTH | 462 | 1
1453 | WCPC 1 G | NORTH | SOUTH | 216 | 1
1454 | WCPC 2 G | NORTH | SOUTH | 216 | 2
1455 | WCPC 3 G | NORTH | SOUTH | 268 | 3
1861 | EGMT1 G | NORTH | SOUTH | 115 | 1
1862 | EGMT2 G | NORTH | SOUTH | 175 | 2
1863 | EGMT3 G | NORTH | SOUTH | 375 | 3
1877 | WLFHOL1G | NORTH | SOUTH | 255 | 1
1878 | WLFHOL2G | NORTH | SOUTH | 300 | 2
1879 | WLFHOL3G | NORTH | SOUTH | 255 | 3
1889 | DEC 1 G | NORTH | SOUTH | 818 | 1
1892 | DECT A G | NORTH | SOUTH | 70 | A
1893 | DECT B G | NORTH | SOUTH | 70 | B
1894 | DECT C G | NORTH | SOUTH | 70 | C
1895 | DECT D G | NORTH | SOUTH | 70 | D
1898 | CMPK 1 G | NORTH | SOUTH | 1150 | 1
1899 | CMPK 2 G | NORTH | SOUTH | 1150 | 2
1937 | MELP 5 G | NORTH | SOUTH | 262 | 5
1938 | MELP 6 G | NORTH | SOUTH | 262 | 6
1941 | MELP 1 G | NORTH | SOUTH | 262 | 1
1942 | MELP 2 G | NORTH | SOUTH | 262 | 2
1943 | MELP 3 G | NORTH | SOUTH | 262 | 3
1944 | MELP 4 G | NORTH | SOUTH | 262 | 4
1945 | HAND 1 G | NORTH | SOUTH | 45 | 1
1946 | HAND 2 G | NORTH | SOUTH | 80 | 2
1947 | HAND 3 G | NORTH | SOUTH | 400 | 3
1948 | HAND 4 G | NORTH | SOUTH | 458 | 4
1949 | HAND 5 G | NORTH | SOUTH | 458 | 5
1960 | NMAIN4G | NORTH | SOUTH | 80 | 4
2381 | NLK 1 G | NORTH | SOUTH | 175 | 1
2382 | NLK 2 G | NORTH | SOUTH | 175 | 2
2383 | NLK 3 G | NORTH | SOUTH | 365 | 3
2413 | MTCK 6 G | NORTH | SOUTH | 115 | 6
2414 | MTCK 7 G | NORTH | SOUTH | 125 | 7
2417 | MTCK 8 G | NORTH | SOUTH | 550 | 8
2418 | MTCK 2 G | NORTH | SOUTH | 33 | 2
2419 | MTCK 3 G | NORTH | SOUTH | 70 | 3
2446 | PARK 1 G | NORTH | SOUTH | 87 | 1
2447 | PARK 2 G | NORTH | SOUTH | 115 | 2
2448 | PARK 3 G | NORTH | SOUTH | 125 | 3
2451 | LKHB 1 G | NORTH | SOUTH | 393 | 1
2452 | LKHB 2 G | NORTH | SOUTH | 528 | 2
3097 | MTNLK 1G | NORTH | SOUTH | 750 | 1
3098 | MTNLK 2G | NORTH | SOUTH | 785 | 2
3099 | MTNLK 3G | NORTH | SOUTH | 750 | 3
3107 | STRYK 1G | NORTH | SOUTH | 175 | 1
3108 | STRYK 2G | NORTH | SOUTH | 500 | 2
3126 | TDAD 6 G | NORTH | SOUTH | 240 | 1
3348 | CHAMPN G | NORTH | SOUTH | 42 | 1
3381 | BBRN 1 G | NORTH | SOUTH | 575 | 1
3382 | BBRN 2 G | NORTH | SOUTH | 587 | 2
3403 | THSE 1 G | NORTH | SOUTH | 565 | 1
3404 | THSE 2 G | NORTH | SOUTH | 818 | 2
3416 | LCRK 1 G | NORTH | SOUTH | 87 | 1
3417 | LCRK 2 G | NORTH | SOUTH | 230 | 2
6694 | WFORD1G | NORTH | SOUTH | 5 | 1
12322 | ENTRAC11 | NORTH | SOUTH | 213 | 1
12323 | ENTRAC12 | NORTH | SOUTH | 106 | 2
12411 | FPLEFR1A | NORTH | SOUTH | 160 | 1
12412 | FPLEFR1B | NORTH | SOUTH | 160 | 2
12413 | FPLEFR1C | NORTH | SOUTH | 160 | 3
12414 | FPLEFR1S | NORTH | SOUTH | 408 | 4
12421 | FPLEFR2A | NORTH | SOUTH | 160 | 1
12422 | FPLEFR2B | NORTH | SOUTH | 160 | 2
12423 | FPLEFR2C | NORTH | SOUTH | 160 | 3
12424 | FPLEFR2S | NORTH | SOUTH | 407 | 4
13116 | GATEWY1G | NORTH | SOUTH | 179 | 1
13117 | GATEWY2G | NORTH | SOUTH | 179 | 2
13118 | GATEWY3G | NORTH | SOUTH | 179 | 3
13119 | GATEWY4G | NORTH | SOUTH | 417 | 4
13131 | CALFRE1G | NORTH | SOUTH | 189 | 1
13132 | CALFRE2G | NORTH | SOUTH | 189 | 2
13133 | CALFRE3G | NORTH | SOUTH | 189 | 3
13134 | CALFRE4G | NORTH | SOUTH | 189 | 4
13135 | CALFRE5G | NORTH | SOUTH | 189 | 5
13136 | CALFRE6G | NORTH | SOUTH | 189 | 6
39960 | TNPONE#1 | NORTH | SOUTH | 153 | 1
39970 | TNPONE#2 | NORTH | SOUTH | 155 | 1
48671 | FTR1 | NORTH | SOUTH | 150 | 1
48672 | FTR2 | NORTH | SOUTH | 150 | 2
48673 | FTR3 | NORTH | SOUTH | 150 | 3
48674 | FTR4 | NORTH | SOUTH | 380 | 4
48721 | LIM1 | NORTH | SOUTH | 836 | 1
48722 | LIM2 | NORTH | SOUTH | 766 | 2

## CRE2_38
FromBus | FrBusName | FrBusvolt | ToBus | ToBusName | ToBusVolt | Ckt | Sum PMAX
3668 | RNDRK | 138 | 7334 | MCNEIL13 | 138 | 1 | 53756.5
BusNum | Name | ZoneName | ZoneNameCRE | PMAX | ID
239 | BSQSUTH2 | NORTH | SOUTH | 150 | 1
244 | WHITNEY1 | NORTH | SOUTH | 15 | 1 |  | Zone | Y | X | a | bz
245 | WHITNEY2 | NORTH | SOUTH | 15 | 2 |  | West | 0.0013618 | 0.019535 | 0.0029003 | 0.0013052
247 | BSQSUTH1 | NORTH | SOUTH | 150 | 2 |  | North | 0 | 0.0087608 |  | -2.5409e-05
251 | BSQSUTH3 | NORTH | SOUTH | 150 | 2 |  | Houston | 0.009303 | 0.2045 |  | 0.0087099
253 | BSQSUTH4 | NORTH | SOUTH | 100 | 2 |  | South | 0 | 0.38653 |  | -0.001121
332 | MILLER1 | NORTH | SOUTH | 75 | 1
333 | MILLER2 | NORTH | SOUTH | 120 | 2
334 | MILLER3 | NORTH | SOUTH | 205 | 3
335 | MILLER4 | NORTH | SOUTH | 104 | 4
336 | MILLER5 | NORTH | SOUTH | 104 | 5
366 | TENASKA | NORTH | SOUTH | 172 | 1
367 | TENASKA | NORTH | SOUTH | 86 | 2
503 | NTEXAS1 | NORTH | SOUTH | 17 | 1
504 | NTEXAS2 | NORTH | SOUTH | 17 | 2
505 | NTEXAS3 | NORTH | SOUTH | 35 | 3
798 | TAMUGEN1 | NORTH | SOUTH | 32 | 1
837 | NEWMAN5 | NORTH | SOUTH | 40 | 1
842 | OLINGR1 | NORTH | SOUTH | 80 | 1
843 | OLINGR2 | NORTH | SOUTH | 110 | 1
844 | OLINGR3 | NORTH | SOUTH | 150 | 1
845 | OLINGR4 | NORTH | SOUTH | 75 | 1
884 | DANSBY2 | NORTH | SOUTH | 49 | 1
886 | ATKINS3 | NORTH | SOUTH | 12 | 1
887 | ATKINS6 | NORTH | SOUTH | 50 | 1
888 | ATKINS7 | NORTH | SOUTH | 20 | 1
890 | ATKINS4 | NORTH | SOUTH | 22 | 1
891 | ATKINS5 | NORTH | SOUTH | 25 | 1
892 | DANSBY14 | NORTH | SOUTH | 114 | 1
920 | SPNCER1 | NORTH | SOUTH | 12 | 1
921 | SPNCER2 | NORTH | SOUTH | 12 | 1
923 | SPNCER4 | NORTH | SOUTH | 61 | 1
924 | SPNCER5 | NORTH | SOUTH | 66 | 1
948 | STEAM1 | NORTH | SOUTH | 20 | 1
949 | STEAM2 | NORTH | SOUTH | 26 | 1
950 | STEAM3 | NORTH | SOUTH | 41 | 1
990 | GIBCRK | NORTH | SOUTH | 462 | 1
1453 | WCPC 1 G | NORTH | SOUTH | 216 | 1
1454 | WCPC 2 G | NORTH | SOUTH | 216 | 2
1455 | WCPC 3 G | NORTH | SOUTH | 268 | 3
1861 | EGMT1 G | NORTH | SOUTH | 115 | 1
1862 | EGMT2 G | NORTH | SOUTH | 175 | 2
1863 | EGMT3 G | NORTH | SOUTH | 375 | 3
1877 | WLFHOL1G | NORTH | SOUTH | 255 | 1
1878 | WLFHOL2G | NORTH | SOUTH | 300 | 2
1879 | WLFHOL3G | NORTH | SOUTH | 255 | 3
1889 | DEC 1 G | NORTH | SOUTH | 818 | 1
1892 | DECT A G | NORTH | SOUTH | 70 | A
1893 | DECT B G | NORTH | SOUTH | 70 | B
1894 | DECT C G | NORTH | SOUTH | 70 | C
1895 | DECT D G | NORTH | SOUTH | 70 | D
1898 | CMPK 1 G | NORTH | SOUTH | 1150 | 1
1899 | CMPK 2 G | NORTH | SOUTH | 1150 | 2
1937 | MELP 5 G | NORTH | SOUTH | 262 | 5
1938 | MELP 6 G | NORTH | SOUTH | 262 | 6
1941 | MELP 1 G | NORTH | SOUTH | 262 | 1
1942 | MELP 2 G | NORTH | SOUTH | 262 | 2
1943 | MELP 3 G | NORTH | SOUTH | 262 | 3
1944 | MELP 4 G | NORTH | SOUTH | 262 | 4
1945 | HAND 1 G | NORTH | SOUTH | 45 | 1
1946 | HAND 2 G | NORTH | SOUTH | 80 | 2
1947 | HAND 3 G | NORTH | SOUTH | 400 | 3
1948 | HAND 4 G | NORTH | SOUTH | 458 | 4
1949 | HAND 5 G | NORTH | SOUTH | 458 | 5
1960 | NMAIN4G | NORTH | SOUTH | 80 | 4
2381 | NLK 1 G | NORTH | SOUTH | 175 | 1
2382 | NLK 2 G | NORTH | SOUTH | 175 | 2
2383 | NLK 3 G | NORTH | SOUTH | 365 | 3
2413 | MTCK 6 G | NORTH | SOUTH | 115 | 6
2414 | MTCK 7 G | NORTH | SOUTH | 125 | 7
2417 | MTCK 8 G | NORTH | SOUTH | 550 | 8
2418 | MTCK 2 G | NORTH | SOUTH | 33 | 2
2419 | MTCK 3 G | NORTH | SOUTH | 70 | 3
2446 | PARK 1 G | NORTH | SOUTH | 87 | 1
2447 | PARK 2 G | NORTH | SOUTH | 115 | 2
2448 | PARK 3 G | NORTH | SOUTH | 125 | 3
2451 | LKHB 1 G | NORTH | SOUTH | 393 | 1
2452 | LKHB 2 G | NORTH | SOUTH | 528 | 2
3097 | MTNLK 1G | NORTH | SOUTH | 750 | 1
3098 | MTNLK 2G | NORTH | SOUTH | 785 | 2
3099 | MTNLK 3G | NORTH | SOUTH | 750 | 3
3107 | STRYK 1G | NORTH | SOUTH | 175 | 1
3108 | STRYK 2G | NORTH | SOUTH | 500 | 2
3126 | TDAD 6 G | NORTH | SOUTH | 240 | 1
3348 | CHAMPN G | NORTH | SOUTH | 42 | 1
3381 | BBRN 1 G | NORTH | SOUTH | 575 | 1
3382 | BBRN 2 G | NORTH | SOUTH | 587 | 2
3403 | THSE 1 G | NORTH | SOUTH | 565 | 1
3404 | THSE 2 G | NORTH | SOUTH | 818 | 2
3416 | LCRK 1 G | NORTH | SOUTH | 87 | 1
3417 | LCRK 2 G | NORTH | SOUTH | 230 | 2
3431 | SANDOW | SOUTH | NORTH | 120 | 3
3431 | SANDOW | SOUTH | NORTH | 120 | 2
3431 | SANDOW | SOUTH | NORTH | 120 | 1
3432 | SAND 4 G | SOUTH | NORTH | 583 | 4
5026 | VHB1 | SOUTH | NORTH | 220 | 1
5027 | VHB2 | SOUTH | NORTH | 230 | 2
5028 | VHB3 | SOUTH | NORTH | 412 | 3
5111 | JTD1 | SOUTH | NORTH | 405 | 1
5112 | JTD2 | SOUTH | NORTH | 405 | 2
5264 | LCP3 | SOUTH | NORTH | 65 | 3
5265 | LCP4 | SOUTH | NORTH | 95 | 4
5266 | LCPCT1 | SOUTH | NORTH | 46 | 1
5267 | LCPCT2 | SOUTH | NORTH | 46 | 2
5268 | LCPCT3 | SOUTH | NORTH | 46 | 3
5269 | LCPCT4 | SOUTH | NORTH | 46 | 4
5396 | OWS1 | SOUTH | NORTH | 430 | 1
5397 | OWS2 | SOUTH | NORTH | 420 | 2
5401 | JKS1 | SOUTH | NORTH | 585 | 1
5436 | WBT1 | SOUTH | NORTH | 65 | 1
5437 | WBT2 | SOUTH | NORTH | 100 | 2
5438 | WBT3 | SOUTH | NORTH | 100 | 3
5439 | WBT4 | SOUTH | NORTH | 160 | 4
5476 | AVR1-CT1 | SOUTH | NORTH | 155 | 1
5477 | AVR1-ST1 | SOUTH | NORTH | 171 | 1
5478 | AVR1-CT2 | SOUTH | NORTH | 155 | 1
5503 | RAYGEN3 | SOUTH | NORTH | 25 | 1
5505 | RAYGEN1 | SOUTH | NORTH | 10 | 1
5506 | RAYGEN2 | SOUTH | NORTH | 12 | 1
5508 | RAYBRN 9 | SOUTH | NORTH | 52.5 | 1
5509 | RAYBRN10 | SOUTH | NORTH | 42 | 1
5511 | RAYBRN 7 | SOUTH | NORTH | 52.5 | 1
5512 | RAYBRN 8 | SOUTH | NORTH | 52.5 | 1
5728 | FALCON2 | SOUTH | NORTH | 11.5 | 2
5729 | FALCON3 | SOUTH | NORTH | 11.5 | 3
5890 | PRSGN1 | SOUTH | NORTH | 24 | 1
5891 | PRSGN2 | SOUTH | NORTH | 23 | 1
5892 | PRSGN3 | SOUTH | NORTH | 23 | 1
5903 | MIGUEL | SOUTH | NORTH | 391 | 1
5911 | STP1 | SOUTH | NORTH | 1250 | 1
5912 | STP2 | SOUTH | NORTH | 1250 | 2
5932 | SI RAY9 | SOUTH | NORTH | 43 | 9
5933 | SI RAY6 | SOUTH | NORTH | 22 | 6
5934 | SI RAY5 | SOUTH | NORTH | 21 | 5
5935 | SI RAY10 | SOUTH | NORTH | 45 | 10
6694 | WFORD1G | NORTH | SOUTH | 5 | 1
7000 | FERGUSG1 | SOUTH | NORTH | 420 | 1
7004 | GIDEONG1 | SOUTH | NORTH | 140 | 1
7005 | GIDEONG2 | SOUTH | NORTH | 140 | 2
7006 | GIDEONG3 | SOUTH | NORTH | 342 | 3
7007 | LOSTPN 1 | SOUTH | NORTH | 167 | 1
7008 | LOSTPN 2 | SOUTH | NORTH | 166 | 2
7009 | LOSTPN 3 | SOUTH | NORTH | 183 | 3
7010 | FPP G1 | SOUTH | NORTH | 605 | 1
7011 | FPP G2 | SOUTH | NORTH | 636 | 2
7012 | FPP G3 | SOUTH | NORTH | 450 | 3
7014 | HAYSN 1 | SOUTH | NORTH | 275 | 1
7015 | HAYSN 2 | SOUTH | NORTH | 275 | 2
7016 | HAYSN 3 | SOUTH | NORTH | 275 | 3
7017 | HAYSN 4 | SOUTH | NORTH | 275 | 4
7020 | AUSTING1 | SOUTH | NORTH | 8.4 | 1
7020 | AUSTING1 | SOUTH | NORTH | 8.9 | 2
7022 | BUCHANG1 | SOUTH | NORTH | 18.2 | 1
7023 | BUCHANG2 | SOUTH | NORTH | 18.2 | 2
7024 | BUCHANG3 | SOUTH | NORTH | 14.9 | 3
7026 | INKS G1 | SOUTH | NORTH | 14 | 1
7028 | MARBFAG1 | SOUTH | NORTH | 18.2 | 1
7029 | MARBFAG2 | SOUTH | NORTH | 18.2 | 2
7031 | MARSFOG1 | SOUTH | NORTH | 36 | 1
7032 | MARSFOG2 | SOUTH | NORTH | 34.5 | 2
7033 | MARSFOG3 | SOUTH | NORTH | 36 | 3
7035 | WIRTZ G1 | SOUTH | NORTH | 28 | 1
7036 | WIRTZ G2 | SOUTH | NORTH | 28 | 2
7487 | CANYHY13 | SOUTH | NORTH | 6 | 1
7605 | MCQUEE06 | SOUTH | NORTH | 2.8 | 3
7605 | MCQUEE06 | SOUTH | NORTH | 2.4 | 1
7605 | MCQUEE06 | SOUTH | NORTH | 2.4 | 2
7609 | SCHUMA13 | SOUTH | NORTH | 3.6 | 1
7624 | LAKEWD06 | SOUTH | NORTH | 2.4 | 1
7624 | LAKEWD06 | SOUTH | NORTH | 2.4 | 2
7800 | GUALUP 1 | SOUTH | NORTH | 175 | 1
7801 | GUALUP 2 | SOUTH | NORTH | 175 | 2
7802 | GUALUP 3 | SOUTH | NORTH | 175 | 3
7803 | GUALUP 4 | SOUTH | NORTH | 175 | 4
7804 | GUALUP 5 | SOUTH | NORTH | 205 | 5
7805 | GUALUP 6 | SOUTH | NORTH | 205 | 6
7807 | BEP GT1 | SOUTH | NORTH | 167 | 1
7808 | BEP GT2 | SOUTH | NORTH | 167 | 1
7809 | BEP ST1 | SOUTH | NORTH | 166 | 1
7810 | RIONOGT1 | SOUTH | NORTH | 210 | 1
7811 | RIONOGT2 | SOUTH | NORTH | 210 | 2
7812 | RIONOGT3 | SOUTH | NORTH | 210 | 3
7813 | RIONOST1 | SOUTH | NORTH | 415 | 4
8032 | AMS #1 | SOUTH | NORTH | 33 | 1
8033 | AMS #2 | SOUTH | NORTH | 33 | 2
8048 | FAL #1 | SOUTH | NORTH | 11.5 | 1
8066 | DUP1V#1 | SOUTH | NORTH | 82 | 1
8134 | FOR #1 | SOUTH | NORTH | 67 | 1
8138 | FOR #2 | SOUTH | NORTH | 76 | 2
8139 | JOS #1 | SOUTH | NORTH | 254 | 1
8147 | UCAR #2 | SOUTH | NORTH | 38 | 1
8148 | UCAR #1 | SOUTH | NORTH | 38 | 2
8153 | FOR #3 | SOUTH | NORTH | 76 | 3
8154 | FOR #4 | SOUTH | NORTH | 76 | 4
8155 | FOR #5 | SOUTH | NORTH | 76 | 5
8156 | FOR #6 | SOUTH | NORTH | 32 | 6
8157 | FOR #7 | SOUTH | NORTH | 66 | 7
8161 | CLO #1 | SOUTH | NORTH | 632 | 1
8168 | VIC #4 | SOUTH | NORTH | 69 | 4
8173 | VIC #5 | SOUTH | NORTH | 172 | 5
8174 | VIC #6 | SOUTH | NORTH | 250 | 6
8189 | CUERO 2 | SOUTH | NORTH | 12 | 1
8263 | EPASS H4 | SOUTH | NORTH | 6 | 1
8285 | LAR #1 | SOUTH | NORTH | 35 | 1
8287 | LAR #2 | SOUTH | NORTH | 34 | 2
8288 | LAR #3 | SOUTH | NORTH | 110 | 3
8305 | LAP #4 | SOUTH | NORTH | 25 | 4
8306 | LAP #5 | SOUTH | NORTH | 25 | 5
8307 | LAP #7 | SOUTH | NORTH | 52 | 7
8308 | LAP #6 | SOUTH | NORTH | 159 | 6
8388 | BAT #1 | SOUTH | NORTH | 72 | 1
8393 | BAT #2 | SOUTH | NORTH | 110 | 2
8437 | NBY #5 | SOUTH | NORTH | 30 | 5
8438 | NBY #6 | SOUTH | NORTH | 169 | 6
8442 | NBY #7 | SOUTH | NORTH | 368 | 7
8444 | LCH #1 | SOUTH | NORTH | 75 | 1
8445 | LCH #2 | SOUTH | NORTH | 75 | 2
8446 | LCH #3 | SOUTH | NORTH | 164 | 3
8447 | LCH #4 | SOUTH | NORTH | 247 | 4
8456 | COSW#1 | SOUTH | NORTH | 20 | 1
8457 | COSW#2 | SOUTH | NORTH | 20 | 2
8459 | DAV #1 | SOUTH | NORTH | 344 | 1
8460 | DAV #2 | SOUTH | NORTH | 353 | 2
8461 | KOCHREF2 | SOUTH | NORTH | 38 | 1
8506 | VAL #1 | SOUTH | NORTH | 25 | 1
8507 | VAL #2 | SOUTH | NORTH | 25 | 2
8511 | STARCO#1 | SOUTH | NORTH | 38 | 1
8517 | CEL-B #1 | SOUTH | NORTH | 38 | 1
8560 | CNOPGT1 | SOUTH | NORTH | 199 | 1
8561 | CNOPGT2 | SOUTH | NORTH | 199 | 2
8562 | CNOPST1 | SOUTH | NORTH | 196 | 3
8926 | LGEGN#1 | SOUTH | NORTH | 185 | 1
8927 | LGEGN#2 | SOUTH | NORTH | 185 | 2
8928 | LGEGN#3 | SOUTH | NORTH | 100 | 3
8930 | ICPGN#1 | SOUTH | NORTH | 177 | 1
8931 | ICPGN#2 | SOUTH | NORTH | 177 | 2
8932 | ICPGN#3 | SOUTH | NORTH | 177 | 3
8933 | FGNTS001 | SOUTH | NORTH | 170 | 1
8934 | FGNTS101 | SOUTH | NORTH | 170 | 2
8935 | FGNTS201 | SOUTH | NORTH | 183 | 3
8936 | MVGN#1 | SOUTH | NORTH | 250 | 1
8937 | MVGN#2 | SOUTH | NORTH | 250 | 2
8938 | MVGN#3 | SOUTH | NORTH | 265 | 3
8981 | HECN1 | SOUTH | NORTH | 175 | 1
8982 | HECN2 | SOUTH | NORTH | 175 | 2
8983 | HECN3 | SOUTH | NORTH | 198 | 3
9000 | DECKR G1 | SOUTH | NORTH | 347 | 1
9001 | DECKR G2 | SOUTH | NORTH | 432 | 2
9002 | DECKR G3 | SOUTH | NORTH | 55 | 3
9003 | DECKR G4 | SOUTH | NORTH | 55 | 4
9004 | DECKR G5 | SOUTH | NORTH | 55 | 5
9005 | DECKR G6 | SOUTH | NORTH | 55 | 6
9014 | HOLLY G3 | SOUTH | NORTH | 193 | 3
9015 | HOLLY G4 | SOUTH | NORTH | 194 | 4
9016 | SANDH G1 | SOUTH | NORTH | 48 | 1
9017 | SANDH G2 | SOUTH | NORTH | 48 | 2
9018 | SANDH G3 | SOUTH | NORTH | 48 | 3
9019 | SANDH G4 | SOUTH | NORTH | 48 | 4
9020 | SANDHG5A | SOUTH | NORTH | 151 | 5A
9021 | SANDHG5B | SOUTH | NORTH | 156 | 5B
12322 | ENTRAC11 | NORTH | SOUTH | 213 | 1
12323 | ENTRAC12 | NORTH | SOUTH | 106 | 2
12411 | FPLEFR1A | NORTH | SOUTH | 160 | 1
12412 | FPLEFR1B | NORTH | SOUTH | 160 | 2
12413 | FPLEFR1C | NORTH | SOUTH | 160 | 3
12414 | FPLEFR1S | NORTH | SOUTH | 408 | 4
12421 | FPLEFR2A | NORTH | SOUTH | 160 | 1
12422 | FPLEFR2B | NORTH | SOUTH | 160 | 2
12423 | FPLEFR2C | NORTH | SOUTH | 160 | 3
12424 | FPLEFR2S | NORTH | SOUTH | 407 | 4
13116 | GATEWY1G | NORTH | SOUTH | 179 | 1
13117 | GATEWY2G | NORTH | SOUTH | 179 | 2
13118 | GATEWY3G | NORTH | SOUTH | 179 | 3
13119 | GATEWY4G | NORTH | SOUTH | 417 | 4
13131 | CALFRE1G | NORTH | SOUTH | 189 | 1
13132 | CALFRE2G | NORTH | SOUTH | 189 | 2
13133 | CALFRE3G | NORTH | SOUTH | 189 | 3
13134 | CALFRE4G | NORTH | SOUTH | 189 | 4
13135 | CALFRE5G | NORTH | SOUTH | 189 | 5
13136 | CALFRE6G | NORTH | SOUTH | 189 | 6
39960 | TNPONE#1 | NORTH | SOUTH | 153 | 1
39970 | TNPONE#2 | NORTH | SOUTH | 155 | 1
48671 | FTR1 | NORTH | SOUTH | 150 | 1
48672 | FTR2 | NORTH | SOUTH | 150 | 2
48673 | FTR3 | NORTH | SOUTH | 150 | 3
48674 | FTR4 | NORTH | SOUTH | 380 | 4
48721 | LIM1 | NORTH | SOUTH | 836 | 1
48722 | LIM2 | NORTH | SOUTH | 766 | 2
80003 | MILHWYS | SOUTH | NORTH | 0 | 1
80010 | EPLVT | SOUTH | NORTH | 0 | 1
80012 | LAR | SOUTH | NORTH | 0 | 1
80051 | FOR #8 | SOUTH | NORTH | 33 | 8
80052 | FOR #9 | SOUTH | NORTH | 55 | 9
80053 | FOR #10 | SOUTH | NORTH | 86 | 10

## CRE2_39
FromBus | FrBusName | FrBusvolt | ToBus | ToBusName | ToBusVolt | Ckt | Sum PMAX
3668 | RNDRK | 138 | 3670 | RNDRK NE | 138 | 1 | 27547
BusNum | Name | ZoneName | ZoneNameCRE | PMAX | ID
239 | BSQSUTH2 | NORTH | SOUTH | 150 | 1
244 | WHITNEY1 | NORTH | SOUTH | 15 | 1 |  | Zone | Y | X | a | bz
245 | WHITNEY2 | NORTH | SOUTH | 15 | 2 |  | West | 0.0012154 | 0.019535 | 0.014045 | 0.00094104
247 | BSQSUTH1 | NORTH | SOUTH | 150 | 2 |  | North | 0 | 0.0087608 |  | -0.00012305
251 | BSQSUTH3 | NORTH | SOUTH | 150 | 2 |  | Houston | 0.0028363 | 0.2045 |  | -3.5983e-05
253 | BSQSUTH4 | NORTH | SOUTH | 100 | 2 |  | South | 0.0059086 | 0.38653 |  | 0.00047965
332 | MILLER1 | NORTH | SOUTH | 75 | 1
333 | MILLER2 | NORTH | SOUTH | 120 | 2
334 | MILLER3 | NORTH | SOUTH | 205 | 3
335 | MILLER4 | NORTH | SOUTH | 104 | 4
336 | MILLER5 | NORTH | SOUTH | 104 | 5
366 | TENASKA | NORTH | SOUTH | 172 | 1
367 | TENASKA | NORTH | SOUTH | 86 | 2
503 | NTEXAS1 | NORTH | SOUTH | 17 | 1
504 | NTEXAS2 | NORTH | SOUTH | 17 | 2
505 | NTEXAS3 | NORTH | SOUTH | 35 | 3
798 | TAMUGEN1 | NORTH | SOUTH | 32 | 1
837 | NEWMAN5 | NORTH | SOUTH | 40 | 1
842 | OLINGR1 | NORTH | SOUTH | 80 | 1
843 | OLINGR2 | NORTH | SOUTH | 110 | 1
844 | OLINGR3 | NORTH | SOUTH | 150 | 1
845 | OLINGR4 | NORTH | SOUTH | 75 | 1
884 | DANSBY2 | NORTH | SOUTH | 49 | 1
886 | ATKINS3 | NORTH | SOUTH | 12 | 1
887 | ATKINS6 | NORTH | SOUTH | 50 | 1
888 | ATKINS7 | NORTH | SOUTH | 20 | 1
890 | ATKINS4 | NORTH | SOUTH | 22 | 1
891 | ATKINS5 | NORTH | SOUTH | 25 | 1
892 | DANSBY14 | NORTH | SOUTH | 114 | 1
920 | SPNCER1 | NORTH | SOUTH | 12 | 1
921 | SPNCER2 | NORTH | SOUTH | 12 | 1
923 | SPNCER4 | NORTH | SOUTH | 61 | 1
924 | SPNCER5 | NORTH | SOUTH | 66 | 1
948 | STEAM1 | NORTH | SOUTH | 20 | 1
949 | STEAM2 | NORTH | SOUTH | 26 | 1
950 | STEAM3 | NORTH | SOUTH | 41 | 1
990 | GIBCRK | NORTH | SOUTH | 462 | 1
1453 | WCPC 1 G | NORTH | SOUTH | 216 | 1
1454 | WCPC 2 G | NORTH | SOUTH | 216 | 2
1455 | WCPC 3 G | NORTH | SOUTH | 268 | 3
1861 | EGMT1 G | NORTH | SOUTH | 115 | 1
1862 | EGMT2 G | NORTH | SOUTH | 175 | 2
1863 | EGMT3 G | NORTH | SOUTH | 375 | 3
1877 | WLFHOL1G | NORTH | SOUTH | 255 | 1
1878 | WLFHOL2G | NORTH | SOUTH | 300 | 2
1879 | WLFHOL3G | NORTH | SOUTH | 255 | 3
1889 | DEC 1 G | NORTH | SOUTH | 818 | 1
1892 | DECT A G | NORTH | SOUTH | 70 | A
1893 | DECT B G | NORTH | SOUTH | 70 | B
1894 | DECT C G | NORTH | SOUTH | 70 | C
1895 | DECT D G | NORTH | SOUTH | 70 | D
1898 | CMPK 1 G | NORTH | SOUTH | 1150 | 1
1899 | CMPK 2 G | NORTH | SOUTH | 1150 | 2
1937 | MELP 5 G | NORTH | SOUTH | 262 | 5
1938 | MELP 6 G | NORTH | SOUTH | 262 | 6
1941 | MELP 1 G | NORTH | SOUTH | 262 | 1
1942 | MELP 2 G | NORTH | SOUTH | 262 | 2
1943 | MELP 3 G | NORTH | SOUTH | 262 | 3
1944 | MELP 4 G | NORTH | SOUTH | 262 | 4
1945 | HAND 1 G | NORTH | SOUTH | 45 | 1
1946 | HAND 2 G | NORTH | SOUTH | 80 | 2
1947 | HAND 3 G | NORTH | SOUTH | 400 | 3
1948 | HAND 4 G | NORTH | SOUTH | 458 | 4
1949 | HAND 5 G | NORTH | SOUTH | 458 | 5
1960 | NMAIN4G | NORTH | SOUTH | 80 | 4
2381 | NLK 1 G | NORTH | SOUTH | 175 | 1
2382 | NLK 2 G | NORTH | SOUTH | 175 | 2
2383 | NLK 3 G | NORTH | SOUTH | 365 | 3
2413 | MTCK 6 G | NORTH | SOUTH | 115 | 6
2414 | MTCK 7 G | NORTH | SOUTH | 125 | 7
2417 | MTCK 8 G | NORTH | SOUTH | 550 | 8
2418 | MTCK 2 G | NORTH | SOUTH | 33 | 2
2419 | MTCK 3 G | NORTH | SOUTH | 70 | 3
2446 | PARK 1 G | NORTH | SOUTH | 87 | 1
2447 | PARK 2 G | NORTH | SOUTH | 115 | 2
2448 | PARK 3 G | NORTH | SOUTH | 125 | 3
2451 | LKHB 1 G | NORTH | SOUTH | 393 | 1
2452 | LKHB 2 G | NORTH | SOUTH | 528 | 2
3097 | MTNLK 1G | NORTH | SOUTH | 750 | 1
3098 | MTNLK 2G | NORTH | SOUTH | 785 | 2
3099 | MTNLK 3G | NORTH | SOUTH | 750 | 3
3107 | STRYK 1G | NORTH | SOUTH | 175 | 1
3108 | STRYK 2G | NORTH | SOUTH | 500 | 2
3126 | TDAD 6 G | NORTH | SOUTH | 240 | 1
3348 | CHAMPN G | NORTH | SOUTH | 42 | 1
3381 | BBRN 1 G | NORTH | SOUTH | 575 | 1
3382 | BBRN 2 G | NORTH | SOUTH | 587 | 2
3403 | THSE 1 G | NORTH | SOUTH | 565 | 1
3404 | THSE 2 G | NORTH | SOUTH | 818 | 2
3416 | LCRK 1 G | NORTH | SOUTH | 87 | 1
3417 | LCRK 2 G | NORTH | SOUTH | 230 | 2
6694 | WFORD1G | NORTH | SOUTH | 5 | 1
12322 | ENTRAC11 | NORTH | SOUTH | 213 | 1
12323 | ENTRAC12 | NORTH | SOUTH | 106 | 2
12411 | FPLEFR1A | NORTH | SOUTH | 160 | 1
12412 | FPLEFR1B | NORTH | SOUTH | 160 | 2
12413 | FPLEFR1C | NORTH | SOUTH | 160 | 3
12414 | FPLEFR1S | NORTH | SOUTH | 408 | 4
12421 | FPLEFR2A | NORTH | SOUTH | 160 | 1
12422 | FPLEFR2B | NORTH | SOUTH | 160 | 2
12423 | FPLEFR2C | NORTH | SOUTH | 160 | 3
12424 | FPLEFR2S | NORTH | SOUTH | 407 | 4
13116 | GATEWY1G | NORTH | SOUTH | 179 | 1
13117 | GATEWY2G | NORTH | SOUTH | 179 | 2
13118 | GATEWY3G | NORTH | SOUTH | 179 | 3
13119 | GATEWY4G | NORTH | SOUTH | 417 | 4
13131 | CALFRE1G | NORTH | SOUTH | 189 | 1
13132 | CALFRE2G | NORTH | SOUTH | 189 | 2
13133 | CALFRE3G | NORTH | SOUTH | 189 | 3
13134 | CALFRE4G | NORTH | SOUTH | 189 | 4
13135 | CALFRE5G | NORTH | SOUTH | 189 | 5
13136 | CALFRE6G | NORTH | SOUTH | 189 | 6
39960 | TNPONE#1 | NORTH | SOUTH | 153 | 1
39970 | TNPONE#2 | NORTH | SOUTH | 155 | 1
48671 | FTR1 | NORTH | SOUTH | 150 | 1
48672 | FTR2 | NORTH | SOUTH | 150 | 2
48673 | FTR3 | NORTH | SOUTH | 150 | 3
48674 | FTR4 | NORTH | SOUTH | 380 | 4
48721 | LIM1 | NORTH | SOUTH | 836 | 1
48722 | LIM2 | NORTH | SOUTH | 766 | 2

## CRE2_4
FromBus | FrBusName | FrBusvolt | ToBus | ToBusName | ToBusVolt | Ckt | Sum PMAX
3405 | TRADINGHOUSE SES | 345 | 3414 | TEMPLE SS | 345 | 1
3409 | LAKE CREEK SES | 345 | 3414 | TEMPLE SS | 345 | 1
BusNum | Name | ZoneName | ZoneNameCRE | PMAX | ID
[7 empty] | Zone | Y | X | a | bz
[7 empty] | West | 0.029083 | 0.019535 | 1.0199 | 0.0091591
[7 empty] | North | 0.009443 | 0.0087608 |  | 0.00050774
[7 empty] | Houston | 0.20809 | 0.2045 |  | -0.00048054
[7 empty] | South | 0.4 | 0.38653 |  | 0.0057714

## CRE2_40
FromBus | FrBusName | FrBusvolt | ToBus | ToBusName | ToBusVolt | Ckt | Sum PMAX
3666 | HUTTO SS | 138 | 3670 | RNDRK NE | 138 | 1 | 53756.5
BusNum | Name | ZoneName | ZoneNameCRE | PMAX | ID
239 | BSQSUTH2 | NORTH | SOUTH | 150 | 1
244 | WHITNEY1 | NORTH | SOUTH | 15 | 1 |  | Zone | Y | X | a | bz
245 | WHITNEY2 | NORTH | SOUTH | 15 | 2 |  | West | 0.0012154 | 0.019535 | -0.00024599 | 0.0012202
247 | BSQSUTH1 | NORTH | SOUTH | 150 | 2 |  | North | 0 | 0.0087608 |  | 2.155e-06
251 | BSQSUTH3 | NORTH | SOUTH | 150 | 2 |  | Houston | 0.0028363 | 0.2045 |  | 0.0028866
253 | BSQSUTH4 | NORTH | SOUTH | 100 | 2 |  | South | 0 | 0.38653 |  | 9.5081e-05
332 | MILLER1 | NORTH | SOUTH | 75 | 1
333 | MILLER2 | NORTH | SOUTH | 120 | 2
334 | MILLER3 | NORTH | SOUTH | 205 | 3
335 | MILLER4 | NORTH | SOUTH | 104 | 4
336 | MILLER5 | NORTH | SOUTH | 104 | 5
366 | TENASKA | NORTH | SOUTH | 172 | 1
367 | TENASKA | NORTH | SOUTH | 86 | 2
503 | NTEXAS1 | NORTH | SOUTH | 17 | 1
504 | NTEXAS2 | NORTH | SOUTH | 17 | 2
505 | NTEXAS3 | NORTH | SOUTH | 35 | 3
798 | TAMUGEN1 | NORTH | SOUTH | 32 | 1
837 | NEWMAN5 | NORTH | SOUTH | 40 | 1
842 | OLINGR1 | NORTH | SOUTH | 80 | 1
843 | OLINGR2 | NORTH | SOUTH | 110 | 1
844 | OLINGR3 | NORTH | SOUTH | 150 | 1
845 | OLINGR4 | NORTH | SOUTH | 75 | 1
884 | DANSBY2 | NORTH | SOUTH | 49 | 1
886 | ATKINS3 | NORTH | SOUTH | 12 | 1
887 | ATKINS6 | NORTH | SOUTH | 50 | 1
888 | ATKINS7 | NORTH | SOUTH | 20 | 1
890 | ATKINS4 | NORTH | SOUTH | 22 | 1
891 | ATKINS5 | NORTH | SOUTH | 25 | 1
892 | DANSBY14 | NORTH | SOUTH | 114 | 1
920 | SPNCER1 | NORTH | SOUTH | 12 | 1
921 | SPNCER2 | NORTH | SOUTH | 12 | 1
923 | SPNCER4 | NORTH | SOUTH | 61 | 1
924 | SPNCER5 | NORTH | SOUTH | 66 | 1
948 | STEAM1 | NORTH | SOUTH | 20 | 1
949 | STEAM2 | NORTH | SOUTH | 26 | 1
950 | STEAM3 | NORTH | SOUTH | 41 | 1
990 | GIBCRK | NORTH | SOUTH | 462 | 1
1453 | WCPC 1 G | NORTH | SOUTH | 216 | 1
1454 | WCPC 2 G | NORTH | SOUTH | 216 | 2
1455 | WCPC 3 G | NORTH | SOUTH | 268 | 3
1861 | EGMT1 G | NORTH | SOUTH | 115 | 1
1862 | EGMT2 G | NORTH | SOUTH | 175 | 2
1863 | EGMT3 G | NORTH | SOUTH | 375 | 3
1877 | WLFHOL1G | NORTH | SOUTH | 255 | 1
1878 | WLFHOL2G | NORTH | SOUTH | 300 | 2
1879 | WLFHOL3G | NORTH | SOUTH | 255 | 3
1889 | DEC 1 G | NORTH | SOUTH | 818 | 1
1892 | DECT A G | NORTH | SOUTH | 70 | A
1893 | DECT B G | NORTH | SOUTH | 70 | B
1894 | DECT C G | NORTH | SOUTH | 70 | C
1895 | DECT D G | NORTH | SOUTH | 70 | D
1898 | CMPK 1 G | NORTH | SOUTH | 1150 | 1
1899 | CMPK 2 G | NORTH | SOUTH | 1150 | 2
1937 | MELP 5 G | NORTH | SOUTH | 262 | 5
1938 | MELP 6 G | NORTH | SOUTH | 262 | 6
1941 | MELP 1 G | NORTH | SOUTH | 262 | 1
1942 | MELP 2 G | NORTH | SOUTH | 262 | 2
1943 | MELP 3 G | NORTH | SOUTH | 262 | 3
1944 | MELP 4 G | NORTH | SOUTH | 262 | 4
1945 | HAND 1 G | NORTH | SOUTH | 45 | 1
1946 | HAND 2 G | NORTH | SOUTH | 80 | 2
1947 | HAND 3 G | NORTH | SOUTH | 400 | 3
1948 | HAND 4 G | NORTH | SOUTH | 458 | 4
1949 | HAND 5 G | NORTH | SOUTH | 458 | 5
1960 | NMAIN4G | NORTH | SOUTH | 80 | 4
2381 | NLK 1 G | NORTH | SOUTH | 175 | 1
2382 | NLK 2 G | NORTH | SOUTH | 175 | 2
2383 | NLK 3 G | NORTH | SOUTH | 365 | 3
2413 | MTCK 6 G | NORTH | SOUTH | 115 | 6
2414 | MTCK 7 G | NORTH | SOUTH | 125 | 7
2417 | MTCK 8 G | NORTH | SOUTH | 550 | 8
2418 | MTCK 2 G | NORTH | SOUTH | 33 | 2
2419 | MTCK 3 G | NORTH | SOUTH | 70 | 3
2446 | PARK 1 G | NORTH | SOUTH | 87 | 1
2447 | PARK 2 G | NORTH | SOUTH | 115 | 2
2448 | PARK 3 G | NORTH | SOUTH | 125 | 3
2451 | LKHB 1 G | NORTH | SOUTH | 393 | 1
2452 | LKHB 2 G | NORTH | SOUTH | 528 | 2
3097 | MTNLK 1G | NORTH | SOUTH | 750 | 1
3098 | MTNLK 2G | NORTH | SOUTH | 785 | 2
3099 | MTNLK 3G | NORTH | SOUTH | 750 | 3
3107 | STRYK 1G | NORTH | SOUTH | 175 | 1
3108 | STRYK 2G | NORTH | SOUTH | 500 | 2
3126 | TDAD 6 G | NORTH | SOUTH | 240 | 1
3348 | CHAMPN G | NORTH | SOUTH | 42 | 1
3381 | BBRN 1 G | NORTH | SOUTH | 575 | 1
3382 | BBRN 2 G | NORTH | SOUTH | 587 | 2
3403 | THSE 1 G | NORTH | SOUTH | 565 | 1
3404 | THSE 2 G | NORTH | SOUTH | 818 | 2
3416 | LCRK 1 G | NORTH | SOUTH | 87 | 1
3417 | LCRK 2 G | NORTH | SOUTH | 230 | 2
3431 | SANDOW | SOUTH | NORTH | 120 | 3
3431 | SANDOW | SOUTH | NORTH | 120 | 2
3431 | SANDOW | SOUTH | NORTH | 120 | 1
3432 | SAND 4 G | SOUTH | NORTH | 583 | 4
5026 | VHB1 | SOUTH | NORTH | 220 | 1
5027 | VHB2 | SOUTH | NORTH | 230 | 2
5028 | VHB3 | SOUTH | NORTH | 412 | 3
5111 | JTD1 | SOUTH | NORTH | 405 | 1
5112 | JTD2 | SOUTH | NORTH | 405 | 2
5264 | LCP3 | SOUTH | NORTH | 65 | 3
5265 | LCP4 | SOUTH | NORTH | 95 | 4
5266 | LCPCT1 | SOUTH | NORTH | 46 | 1
5267 | LCPCT2 | SOUTH | NORTH | 46 | 2
5268 | LCPCT3 | SOUTH | NORTH | 46 | 3
5269 | LCPCT4 | SOUTH | NORTH | 46 | 4
5396 | OWS1 | SOUTH | NORTH | 430 | 1
5397 | OWS2 | SOUTH | NORTH | 420 | 2
5401 | JKS1 | SOUTH | NORTH | 585 | 1
5436 | WBT1 | SOUTH | NORTH | 65 | 1
5437 | WBT2 | SOUTH | NORTH | 100 | 2
5438 | WBT3 | SOUTH | NORTH | 100 | 3
5439 | WBT4 | SOUTH | NORTH | 160 | 4
5476 | AVR1-CT1 | SOUTH | NORTH | 155 | 1
5477 | AVR1-ST1 | SOUTH | NORTH | 171 | 1
5478 | AVR1-CT2 | SOUTH | NORTH | 155 | 1
5503 | RAYGEN3 | SOUTH | NORTH | 25 | 1
5505 | RAYGEN1 | SOUTH | NORTH | 10 | 1
5506 | RAYGEN2 | SOUTH | NORTH | 12 | 1
5508 | RAYBRN 9 | SOUTH | NORTH | 52.5 | 1
5509 | RAYBRN10 | SOUTH | NORTH | 42 | 1
5511 | RAYBRN 7 | SOUTH | NORTH | 52.5 | 1
5512 | RAYBRN 8 | SOUTH | NORTH | 52.5 | 1
5728 | FALCON2 | SOUTH | NORTH | 11.5 | 2
5729 | FALCON3 | SOUTH | NORTH | 11.5 | 3
5890 | PRSGN1 | SOUTH | NORTH | 24 | 1
5891 | PRSGN2 | SOUTH | NORTH | 23 | 1
5892 | PRSGN3 | SOUTH | NORTH | 23 | 1
5903 | MIGUEL | SOUTH | NORTH | 391 | 1
5911 | STP1 | SOUTH | NORTH | 1250 | 1
5912 | STP2 | SOUTH | NORTH | 1250 | 2
5932 | SI RAY9 | SOUTH | NORTH | 43 | 9
5933 | SI RAY6 | SOUTH | NORTH | 22 | 6
5934 | SI RAY5 | SOUTH | NORTH | 21 | 5
5935 | SI RAY10 | SOUTH | NORTH | 45 | 10
6694 | WFORD1G | NORTH | SOUTH | 5 | 1
7000 | FERGUSG1 | SOUTH | NORTH | 420 | 1
7004 | GIDEONG1 | SOUTH | NORTH | 140 | 1
7005 | GIDEONG2 | SOUTH | NORTH | 140 | 2
7006 | GIDEONG3 | SOUTH | NORTH | 342 | 3
7007 | LOSTPN 1 | SOUTH | NORTH | 167 | 1
7008 | LOSTPN 2 | SOUTH | NORTH | 166 | 2
7009 | LOSTPN 3 | SOUTH | NORTH | 183 | 3
7010 | FPP G1 | SOUTH | NORTH | 605 | 1
7011 | FPP G2 | SOUTH | NORTH | 636 | 2
7012 | FPP G3 | SOUTH | NORTH | 450 | 3
7014 | HAYSN 1 | SOUTH | NORTH | 275 | 1
7015 | HAYSN 2 | SOUTH | NORTH | 275 | 2
7016 | HAYSN 3 | SOUTH | NORTH | 275 | 3
7017 | HAYSN 4 | SOUTH | NORTH | 275 | 4
7020 | AUSTING1 | SOUTH | NORTH | 8.4 | 1
7020 | AUSTING1 | SOUTH | NORTH | 8.9 | 2
7022 | BUCHANG1 | SOUTH | NORTH | 18.2 | 1
7023 | BUCHANG2 | SOUTH | NORTH | 18.2 | 2
7024 | BUCHANG3 | SOUTH | NORTH | 14.9 | 3
7026 | INKS G1 | SOUTH | NORTH | 14 | 1
7028 | MARBFAG1 | SOUTH | NORTH | 18.2 | 1
7029 | MARBFAG2 | SOUTH | NORTH | 18.2 | 2
7031 | MARSFOG1 | SOUTH | NORTH | 36 | 1
7032 | MARSFOG2 | SOUTH | NORTH | 34.5 | 2
7033 | MARSFOG3 | SOUTH | NORTH | 36 | 3
7035 | WIRTZ G1 | SOUTH | NORTH | 28 | 1
7036 | WIRTZ G2 | SOUTH | NORTH | 28 | 2
7487 | CANYHY13 | SOUTH | NORTH | 6 | 1
7605 | MCQUEE06 | SOUTH | NORTH | 2.8 | 3
7605 | MCQUEE06 | SOUTH | NORTH | 2.4 | 1
7605 | MCQUEE06 | SOUTH | NORTH | 2.4 | 2
7609 | SCHUMA13 | SOUTH | NORTH | 3.6 | 1
7624 | LAKEWD06 | SOUTH | NORTH | 2.4 | 1
7624 | LAKEWD06 | SOUTH | NORTH | 2.4 | 2
7800 | GUALUP 1 | SOUTH | NORTH | 175 | 1
7801 | GUALUP 2 | SOUTH | NORTH | 175 | 2
7802 | GUALUP 3 | SOUTH | NORTH | 175 | 3
7803 | GUALUP 4 | SOUTH | NORTH | 175 | 4
7804 | GUALUP 5 | SOUTH | NORTH | 205 | 5
7805 | GUALUP 6 | SOUTH | NORTH | 205 | 6
7807 | BEP GT1 | SOUTH | NORTH | 167 | 1
7808 | BEP GT2 | SOUTH | NORTH | 167 | 1
7809 | BEP ST1 | SOUTH | NORTH | 166 | 1
7810 | RIONOGT1 | SOUTH | NORTH | 210 | 1
7811 | RIONOGT2 | SOUTH | NORTH | 210 | 2
7812 | RIONOGT3 | SOUTH | NORTH | 210 | 3
7813 | RIONOST1 | SOUTH | NORTH | 415 | 4
8032 | AMS #1 | SOUTH | NORTH | 33 | 1
8033 | AMS #2 | SOUTH | NORTH | 33 | 2
8048 | FAL #1 | SOUTH | NORTH | 11.5 | 1
8066 | DUP1V#1 | SOUTH | NORTH | 82 | 1
8134 | FOR #1 | SOUTH | NORTH | 67 | 1
8138 | FOR #2 | SOUTH | NORTH | 76 | 2
8139 | JOS #1 | SOUTH | NORTH | 254 | 1
8147 | UCAR #2 | SOUTH | NORTH | 38 | 1
8148 | UCAR #1 | SOUTH | NORTH | 38 | 2
8153 | FOR #3 | SOUTH | NORTH | 76 | 3
8154 | FOR #4 | SOUTH | NORTH | 76 | 4
8155 | FOR #5 | SOUTH | NORTH | 76 | 5
8156 | FOR #6 | SOUTH | NORTH | 32 | 6
8157 | FOR #7 | SOUTH | NORTH | 66 | 7
8161 | CLO #1 | SOUTH | NORTH | 632 | 1
8168 | VIC #4 | SOUTH | NORTH | 69 | 4
8173 | VIC #5 | SOUTH | NORTH | 172 | 5
8174 | VIC #6 | SOUTH | NORTH | 250 | 6
8189 | CUERO 2 | SOUTH | NORTH | 12 | 1
8263 | EPASS H4 | SOUTH | NORTH | 6 | 1
8285 | LAR #1 | SOUTH | NORTH | 35 | 1
8287 | LAR #2 | SOUTH | NORTH | 34 | 2
8288 | LAR #3 | SOUTH | NORTH | 110 | 3
8305 | LAP #4 | SOUTH | NORTH | 25 | 4
8306 | LAP #5 | SOUTH | NORTH | 25 | 5
8307 | LAP #7 | SOUTH | NORTH | 52 | 7
8308 | LAP #6 | SOUTH | NORTH | 159 | 6
8388 | BAT #1 | SOUTH | NORTH | 72 | 1
8393 | BAT #2 | SOUTH | NORTH | 110 | 2
8437 | NBY #5 | SOUTH | NORTH | 30 | 5
8438 | NBY #6 | SOUTH | NORTH | 169 | 6
8442 | NBY #7 | SOUTH | NORTH | 368 | 7
8444 | LCH #1 | SOUTH | NORTH | 75 | 1
8445 | LCH #2 | SOUTH | NORTH | 75 | 2
8446 | LCH #3 | SOUTH | NORTH | 164 | 3
8447 | LCH #4 | SOUTH | NORTH | 247 | 4
8456 | COSW#1 | SOUTH | NORTH | 20 | 1
8457 | COSW#2 | SOUTH | NORTH | 20 | 2
8459 | DAV #1 | SOUTH | NORTH | 344 | 1
8460 | DAV #2 | SOUTH | NORTH | 353 | 2
8461 | KOCHREF2 | SOUTH | NORTH | 38 | 1
8506 | VAL #1 | SOUTH | NORTH | 25 | 1
8507 | VAL #2 | SOUTH | NORTH | 25 | 2
8511 | STARCO#1 | SOUTH | NORTH | 38 | 1
8517 | CEL-B #1 | SOUTH | NORTH | 38 | 1
8560 | CNOPGT1 | SOUTH | NORTH | 199 | 1
8561 | CNOPGT2 | SOUTH | NORTH | 199 | 2
8562 | CNOPST1 | SOUTH | NORTH | 196 | 3
8926 | LGEGN#1 | SOUTH | NORTH | 185 | 1
8927 | LGEGN#2 | SOUTH | NORTH | 185 | 2
8928 | LGEGN#3 | SOUTH | NORTH | 100 | 3
8930 | ICPGN#1 | SOUTH | NORTH | 177 | 1
8931 | ICPGN#2 | SOUTH | NORTH | 177 | 2
8932 | ICPGN#3 | SOUTH | NORTH | 177 | 3
8933 | FGNTS001 | SOUTH | NORTH | 170 | 1
8934 | FGNTS101 | SOUTH | NORTH | 170 | 2
8935 | FGNTS201 | SOUTH | NORTH | 183 | 3
8936 | MVGN#1 | SOUTH | NORTH | 250 | 1
8937 | MVGN#2 | SOUTH | NORTH | 250 | 2
8938 | MVGN#3 | SOUTH | NORTH | 265 | 3
8981 | HECN1 | SOUTH | NORTH | 175 | 1
8982 | HECN2 | SOUTH | NORTH | 175 | 2
8983 | HECN3 | SOUTH | NORTH | 198 | 3
9000 | DECKR G1 | SOUTH | NORTH | 347 | 1
9001 | DECKR G2 | SOUTH | NORTH | 432 | 2
9002 | DECKR G3 | SOUTH | NORTH | 55 | 3
9003 | DECKR G4 | SOUTH | NORTH | 55 | 4
9004 | DECKR G5 | SOUTH | NORTH | 55 | 5
9005 | DECKR G6 | SOUTH | NORTH | 55 | 6
9014 | HOLLY G3 | SOUTH | NORTH | 193 | 3
9015 | HOLLY G4 | SOUTH | NORTH | 194 | 4
9016 | SANDH G1 | SOUTH | NORTH | 48 | 1
9017 | SANDH G2 | SOUTH | NORTH | 48 | 2
9018 | SANDH G3 | SOUTH | NORTH | 48 | 3
9019 | SANDH G4 | SOUTH | NORTH | 48 | 4
9020 | SANDHG5A | SOUTH | NORTH | 151 | 5A
9021 | SANDHG5B | SOUTH | NORTH | 156 | 5B
12322 | ENTRAC11 | NORTH | SOUTH | 213 | 1
12323 | ENTRAC12 | NORTH | SOUTH | 106 | 2
12411 | FPLEFR1A | NORTH | SOUTH | 160 | 1
12412 | FPLEFR1B | NORTH | SOUTH | 160 | 2
12413 | FPLEFR1C | NORTH | SOUTH | 160 | 3
12414 | FPLEFR1S | NORTH | SOUTH | 408 | 4
12421 | FPLEFR2A | NORTH | SOUTH | 160 | 1
12422 | FPLEFR2B | NORTH | SOUTH | 160 | 2
12423 | FPLEFR2C | NORTH | SOUTH | 160 | 3
12424 | FPLEFR2S | NORTH | SOUTH | 407 | 4
13116 | GATEWY1G | NORTH | SOUTH | 179 | 1
13117 | GATEWY2G | NORTH | SOUTH | 179 | 2
13118 | GATEWY3G | NORTH | SOUTH | 179 | 3
13119 | GATEWY4G | NORTH | SOUTH | 417 | 4
13131 | CALFRE1G | NORTH | SOUTH | 189 | 1
13132 | CALFRE2G | NORTH | SOUTH | 189 | 2
13133 | CALFRE3G | NORTH | SOUTH | 189 | 3
13134 | CALFRE4G | NORTH | SOUTH | 189 | 4
13135 | CALFRE5G | NORTH | SOUTH | 189 | 5
13136 | CALFRE6G | NORTH | SOUTH | 189 | 6
39960 | TNPONE#1 | NORTH | SOUTH | 153 | 1
39970 | TNPONE#2 | NORTH | SOUTH | 155 | 1
48671 | FTR1 | NORTH | SOUTH | 150 | 1
48672 | FTR2 | NORTH | SOUTH | 150 | 2
48673 | FTR3 | NORTH | SOUTH | 150 | 3
48674 | FTR4 | NORTH | SOUTH | 380 | 4
48721 | LIM1 | NORTH | SOUTH | 836 | 1
48722 | LIM2 | NORTH | SOUTH | 766 | 2
80003 | MILHWYS | SOUTH | NORTH | 0 | 1
80010 | EPLVT | SOUTH | NORTH | 0 | 1
80012 | LAR | SOUTH | NORTH | 0 | 1
80051 | FOR #8 | SOUTH | NORTH | 33 | 8
80052 | FOR #9 | SOUTH | NORTH | 55 | 9
80053 | FOR #10 | SOUTH | NORTH | 86 | 10

## CRE2_41
FromBus | FrBusName | FrBusvolt | ToBus | ToBusName | ToBusVolt | Ckt | Sum PMAX
3657 | RR SE ST | 138 | 7336 | GILLEL13 | 138 | 1 | 27547
BusNum | Name | ZoneName | ZoneNameCRE | PMAX | ID
239 | BSQSUTH2 | NORTH | SOUTH | 150 | 1
244 | WHITNEY1 | NORTH | SOUTH | 15 | 1 |  | Zone | Y | X | a | bz
245 | WHITNEY2 | NORTH | SOUTH | 15 | 2 |  | West | 0.00018954 | 0.019535 | 0.0059963 | 7.2404e-05
247 | BSQSUTH1 | NORTH | SOUTH | 150 | 2 |  | North | 0 | 0.0087608 |  | -5.2533e-05
251 | BSQSUTH3 | NORTH | SOUTH | 150 | 2 |  | Houston | 0.0011947 | 0.2045 |  | -3.1566e-05
253 | BSQSUTH4 | NORTH | SOUTH | 100 | 2 |  | South | 0.0023337 | 0.38653 |  | 1.5928e-05
332 | MILLER1 | NORTH | SOUTH | 75 | 1
333 | MILLER2 | NORTH | SOUTH | 120 | 2
334 | MILLER3 | NORTH | SOUTH | 205 | 3
335 | MILLER4 | NORTH | SOUTH | 104 | 4
336 | MILLER5 | NORTH | SOUTH | 104 | 5
366 | TENASKA | NORTH | SOUTH | 172 | 1
367 | TENASKA | NORTH | SOUTH | 86 | 2
503 | NTEXAS1 | NORTH | SOUTH | 17 | 1
504 | NTEXAS2 | NORTH | SOUTH | 17 | 2
505 | NTEXAS3 | NORTH | SOUTH | 35 | 3
798 | TAMUGEN1 | NORTH | SOUTH | 32 | 1
837 | NEWMAN5 | NORTH | SOUTH | 40 | 1
842 | OLINGR1 | NORTH | SOUTH | 80 | 1
843 | OLINGR2 | NORTH | SOUTH | 110 | 1
844 | OLINGR3 | NORTH | SOUTH | 150 | 1
845 | OLINGR4 | NORTH | SOUTH | 75 | 1
884 | DANSBY2 | NORTH | SOUTH | 49 | 1
886 | ATKINS3 | NORTH | SOUTH | 12 | 1
887 | ATKINS6 | NORTH | SOUTH | 50 | 1
888 | ATKINS7 | NORTH | SOUTH | 20 | 1
890 | ATKINS4 | NORTH | SOUTH | 22 | 1
891 | ATKINS5 | NORTH | SOUTH | 25 | 1
892 | DANSBY14 | NORTH | SOUTH | 114 | 1
920 | SPNCER1 | NORTH | SOUTH | 12 | 1
921 | SPNCER2 | NORTH | SOUTH | 12 | 1
923 | SPNCER4 | NORTH | SOUTH | 61 | 1
924 | SPNCER5 | NORTH | SOUTH | 66 | 1
948 | STEAM1 | NORTH | SOUTH | 20 | 1
949 | STEAM2 | NORTH | SOUTH | 26 | 1
950 | STEAM3 | NORTH | SOUTH | 41 | 1
990 | GIBCRK | NORTH | SOUTH | 462 | 1
1453 | WCPC 1 G | NORTH | SOUTH | 216 | 1
1454 | WCPC 2 G | NORTH | SOUTH | 216 | 2
1455 | WCPC 3 G | NORTH | SOUTH | 268 | 3
1861 | EGMT1 G | NORTH | SOUTH | 115 | 1
1862 | EGMT2 G | NORTH | SOUTH | 175 | 2
1863 | EGMT3 G | NORTH | SOUTH | 375 | 3
1877 | WLFHOL1G | NORTH | SOUTH | 255 | 1
1878 | WLFHOL2G | NORTH | SOUTH | 300 | 2
1879 | WLFHOL3G | NORTH | SOUTH | 255 | 3
1889 | DEC 1 G | NORTH | SOUTH | 818 | 1
1892 | DECT A G | NORTH | SOUTH | 70 | A
1893 | DECT B G | NORTH | SOUTH | 70 | B
1894 | DECT C G | NORTH | SOUTH | 70 | C
1895 | DECT D G | NORTH | SOUTH | 70 | D
1898 | CMPK 1 G | NORTH | SOUTH | 1150 | 1
1899 | CMPK 2 G | NORTH | SOUTH | 1150 | 2
1937 | MELP 5 G | NORTH | SOUTH | 262 | 5
1938 | MELP 6 G | NORTH | SOUTH | 262 | 6
1941 | MELP 1 G | NORTH | SOUTH | 262 | 1
1942 | MELP 2 G | NORTH | SOUTH | 262 | 2
1943 | MELP 3 G | NORTH | SOUTH | 262 | 3
1944 | MELP 4 G | NORTH | SOUTH | 262 | 4
1945 | HAND 1 G | NORTH | SOUTH | 45 | 1
1946 | HAND 2 G | NORTH | SOUTH | 80 | 2
1947 | HAND 3 G | NORTH | SOUTH | 400 | 3
1948 | HAND 4 G | NORTH | SOUTH | 458 | 4
1949 | HAND 5 G | NORTH | SOUTH | 458 | 5
1960 | NMAIN4G | NORTH | SOUTH | 80 | 4
2381 | NLK 1 G | NORTH | SOUTH | 175 | 1
2382 | NLK 2 G | NORTH | SOUTH | 175 | 2
2383 | NLK 3 G | NORTH | SOUTH | 365 | 3
2413 | MTCK 6 G | NORTH | SOUTH | 115 | 6
2414 | MTCK 7 G | NORTH | SOUTH | 125 | 7
2417 | MTCK 8 G | NORTH | SOUTH | 550 | 8
2418 | MTCK 2 G | NORTH | SOUTH | 33 | 2
2419 | MTCK 3 G | NORTH | SOUTH | 70 | 3
2446 | PARK 1 G | NORTH | SOUTH | 87 | 1
2447 | PARK 2 G | NORTH | SOUTH | 115 | 2
2448 | PARK 3 G | NORTH | SOUTH | 125 | 3
2451 | LKHB 1 G | NORTH | SOUTH | 393 | 1
2452 | LKHB 2 G | NORTH | SOUTH | 528 | 2
3097 | MTNLK 1G | NORTH | SOUTH | 750 | 1
3098 | MTNLK 2G | NORTH | SOUTH | 785 | 2
3099 | MTNLK 3G | NORTH | SOUTH | 750 | 3
3107 | STRYK 1G | NORTH | SOUTH | 175 | 1
3108 | STRYK 2G | NORTH | SOUTH | 500 | 2
3126 | TDAD 6 G | NORTH | SOUTH | 240 | 1
3348 | CHAMPN G | NORTH | SOUTH | 42 | 1
3381 | BBRN 1 G | NORTH | SOUTH | 575 | 1
3382 | BBRN 2 G | NORTH | SOUTH | 587 | 2
3403 | THSE 1 G | NORTH | SOUTH | 565 | 1
3404 | THSE 2 G | NORTH | SOUTH | 818 | 2
3416 | LCRK 1 G | NORTH | SOUTH | 87 | 1
3417 | LCRK 2 G | NORTH | SOUTH | 230 | 2
6694 | WFORD1G | NORTH | SOUTH | 5 | 1
12322 | ENTRAC11 | NORTH | SOUTH | 213 | 1
12323 | ENTRAC12 | NORTH | SOUTH | 106 | 2
12411 | FPLEFR1A | NORTH | SOUTH | 160 | 1
12412 | FPLEFR1B | NORTH | SOUTH | 160 | 2
12413 | FPLEFR1C | NORTH | SOUTH | 160 | 3
12414 | FPLEFR1S | NORTH | SOUTH | 408 | 4
12421 | FPLEFR2A | NORTH | SOUTH | 160 | 1
12422 | FPLEFR2B | NORTH | SOUTH | 160 | 2
12423 | FPLEFR2C | NORTH | SOUTH | 160 | 3
12424 | FPLEFR2S | NORTH | SOUTH | 407 | 4
13116 | GATEWY1G | NORTH | SOUTH | 179 | 1
13117 | GATEWY2G | NORTH | SOUTH | 179 | 2
13118 | GATEWY3G | NORTH | SOUTH | 179 | 3
13119 | GATEWY4G | NORTH | SOUTH | 417 | 4
13131 | CALFRE1G | NORTH | SOUTH | 189 | 1
13132 | CALFRE2G | NORTH | SOUTH | 189 | 2
13133 | CALFRE3G | NORTH | SOUTH | 189 | 3
13134 | CALFRE4G | NORTH | SOUTH | 189 | 4
13135 | CALFRE5G | NORTH | SOUTH | 189 | 5
13136 | CALFRE6G | NORTH | SOUTH | 189 | 6
39960 | TNPONE#1 | NORTH | SOUTH | 153 | 1
39970 | TNPONE#2 | NORTH | SOUTH | 155 | 1
48671 | FTR1 | NORTH | SOUTH | 150 | 1
48672 | FTR2 | NORTH | SOUTH | 150 | 2
48673 | FTR3 | NORTH | SOUTH | 150 | 3
48674 | FTR4 | NORTH | SOUTH | 380 | 4
48721 | LIM1 | NORTH | SOUTH | 836 | 1
48722 | LIM2 | NORTH | SOUTH | 766 | 2

## CRE2_42
FromBus | FrBusName | FrBusvolt | ToBus | ToBusName | ToBusVolt | Ckt | Sum PMAX
3654 | RNDRK SE | 138 | 3657 | RR SE ST | 138 | 1 | 26209.5001
BusNum | Name | ZoneName | ZoneNameCRE | PMAX | ID
3431 | SANDOW | SOUTH | NORTH | 120 | 2
3431 | SANDOW | SOUTH | NORTH | 120 | 3 |  | Zone | Y | X | a | bz
3431 | SANDOW | SOUTH | NORTH | 120 | 1 |  | West | -0.00018954 | 0.019535 | -0.00031844 | -0.00018332
3432 | SAND 4 G | SOUTH | NORTH | 583 | 4 |  | North | -2.1846e-05 | 0.0087608 |  | -1.9056e-05
5026 | VHB1 | SOUTH | NORTH | 220 | 1 |  | Houston | -0.0011947 | 0.2045 |  | -0.0011296
5027 | VHB2 | SOUTH | NORTH | 230 | 2 |  | South | 0 | 0.38653 |  | 0.00012308
5028 | VHB3 | SOUTH | NORTH | 412 | 3
5111 | JTD1 | SOUTH | NORTH | 405 | 1
5112 | JTD2 | SOUTH | NORTH | 405 | 2
5264 | LCP3 | SOUTH | NORTH | 65 | 3
5265 | LCP4 | SOUTH | NORTH | 95 | 4
5266 | LCPCT1 | SOUTH | NORTH | 46 | 1
5267 | LCPCT2 | SOUTH | NORTH | 46 | 2
5268 | LCPCT3 | SOUTH | NORTH | 46 | 3
5269 | LCPCT4 | SOUTH | NORTH | 46 | 4
5396 | OWS1 | SOUTH | NORTH | 430 | 1
5397 | OWS2 | SOUTH | NORTH | 420 | 2
5401 | JKS1 | SOUTH | NORTH | 585 | 1
5436 | WBT1 | SOUTH | NORTH | 65 | 1
5437 | WBT2 | SOUTH | NORTH | 100 | 2
5438 | WBT3 | SOUTH | NORTH | 100 | 3
5439 | WBT4 | SOUTH | NORTH | 160 | 4
5476 | AVR1-CT1 | SOUTH | NORTH | 155 | 1
5477 | AVR1-ST1 | SOUTH | NORTH | 171 | 1
5478 | AVR1-CT2 | SOUTH | NORTH | 155 | 1
5503 | RAYGEN3 | SOUTH | NORTH | 25 | 1
5505 | RAYGEN1 | SOUTH | NORTH | 10 | 1
5506 | RAYGEN2 | SOUTH | NORTH | 12 | 1
5508 | RAYBRN 9 | SOUTH | NORTH | 52.5 | 1
5509 | RAYBRN10 | SOUTH | NORTH | 42 | 1
5511 | RAYBRN 7 | SOUTH | NORTH | 52.5 | 1
5512 | RAYBRN 8 | SOUTH | NORTH | 52.5 | 1
5728 | FALCON2 | SOUTH | NORTH | 11.5 | 2
5729 | FALCON3 | SOUTH | NORTH | 11.5 | 3
5890 | PRSGN1 | SOUTH | NORTH | 24 | 1
5891 | PRSGN2 | SOUTH | NORTH | 23 | 1
5892 | PRSGN3 | SOUTH | NORTH | 23 | 1
5903 | MIGUEL | SOUTH | NORTH | 391 | 1
5911 | STP1 | SOUTH | NORTH | 1250 | 1
5912 | STP2 | SOUTH | NORTH | 1250 | 2
5932 | SI RAY9 | SOUTH | NORTH | 43 | 9
5933 | SI RAY6 | SOUTH | NORTH | 22 | 6
5934 | SI RAY5 | SOUTH | NORTH | 21 | 5
5935 | SI RAY10 | SOUTH | NORTH | 45 | 10
7000 | FERGUSG1 | SOUTH | NORTH | 420 | 1
7004 | GIDEONG1 | SOUTH | NORTH | 140 | 1
7005 | GIDEONG2 | SOUTH | NORTH | 140 | 2
7006 | GIDEONG3 | SOUTH | NORTH | 342 | 3
7007 | LOSTPN 1 | SOUTH | NORTH | 167 | 1
7008 | LOSTPN 2 | SOUTH | NORTH | 166 | 2
7009 | LOSTPN 3 | SOUTH | NORTH | 183 | 3
7010 | FPP G1 | SOUTH | NORTH | 605 | 1
7011 | FPP G2 | SOUTH | NORTH | 636 | 2
7012 | FPP G3 | SOUTH | NORTH | 450 | 3
7014 | HAYSN 1 | SOUTH | NORTH | 275 | 1
7015 | HAYSN 2 | SOUTH | NORTH | 275 | 2
7016 | HAYSN 3 | SOUTH | NORTH | 275 | 3
7017 | HAYSN 4 | SOUTH | NORTH | 275 | 4
7020 | AUSTING1 | SOUTH | NORTH | 8.4 | 1
7020 | AUSTING1 | SOUTH | NORTH | 8.9 | 2
7022 | BUCHANG1 | SOUTH | NORTH | 18.2 | 1
7023 | BUCHANG2 | SOUTH | NORTH | 18.2 | 2
7024 | BUCHANG3 | SOUTH | NORTH | 14.9 | 3
7026 | INKS G1 | SOUTH | NORTH | 14 | 1
7028 | MARBFAG1 | SOUTH | NORTH | 18.2 | 1
7029 | MARBFAG2 | SOUTH | NORTH | 18.2 | 2
7031 | MARSFOG1 | SOUTH | NORTH | 36 | 1
7032 | MARSFOG2 | SOUTH | NORTH | 34.5 | 2
7033 | MARSFOG3 | SOUTH | NORTH | 36 | 3
7035 | WIRTZ G1 | SOUTH | NORTH | 28 | 1
7036 | WIRTZ G2 | SOUTH | NORTH | 28 | 2
7487 | CANYHY13 | SOUTH | NORTH | 6 | 1
7605 | MCQUEE06 | SOUTH | NORTH | 2.8 | 3
7605 | MCQUEE06 | SOUTH | NORTH | 2.4 | 2
7605 | MCQUEE06 | SOUTH | NORTH | 2.4 | 1
7609 | SCHUMA13 | SOUTH | NORTH | 3.6 | 1
7624 | LAKEWD06 | SOUTH | NORTH | 2.4 | 1
7624 | LAKEWD06 | SOUTH | NORTH | 2.4 | 2
7800 | GUALUP 1 | SOUTH | NORTH | 175 | 1
7801 | GUALUP 2 | SOUTH | NORTH | 175 | 2
7802 | GUALUP 3 | SOUTH | NORTH | 175 | 3
7803 | GUALUP 4 | SOUTH | NORTH | 175 | 4
7804 | GUALUP 5 | SOUTH | NORTH | 205 | 5
7805 | GUALUP 6 | SOUTH | NORTH | 205 | 6
7807 | BEP GT1 | SOUTH | NORTH | 167 | 1
7808 | BEP GT2 | SOUTH | NORTH | 167 | 1
7809 | BEP ST1 | SOUTH | NORTH | 166 | 1
7810 | RIONOGT1 | SOUTH | NORTH | 210 | 1
7811 | RIONOGT2 | SOUTH | NORTH | 210 | 2
7812 | RIONOGT3 | SOUTH | NORTH | 210 | 3
7813 | RIONOST1 | SOUTH | NORTH | 415 | 4
8032 | AMS #1 | SOUTH | NORTH | 33 | 1
8033 | AMS #2 | SOUTH | NORTH | 33 | 2
8048 | FAL #1 | SOUTH | NORTH | 11.5 | 1
8066 | DUP1V#1 | SOUTH | NORTH | 82 | 1
8134 | FOR #1 | SOUTH | NORTH | 67 | 1
8138 | FOR #2 | SOUTH | NORTH | 76 | 2
8139 | JOS #1 | SOUTH | NORTH | 254 | 1
8147 | UCAR #2 | SOUTH | NORTH | 38 | 1
8148 | UCAR #1 | SOUTH | NORTH | 38 | 2
8153 | FOR #3 | SOUTH | NORTH | 76 | 3
8154 | FOR #4 | SOUTH | NORTH | 76 | 4
8155 | FOR #5 | SOUTH | NORTH | 76 | 5
8156 | FOR #6 | SOUTH | NORTH | 32 | 6
8157 | FOR #7 | SOUTH | NORTH | 66 | 7
8161 | CLO #1 | SOUTH | NORTH | 632 | 1
8168 | VIC #4 | SOUTH | NORTH | 69 | 4
8173 | VIC #5 | SOUTH | NORTH | 172 | 5
8174 | VIC #6 | SOUTH | NORTH | 250 | 6
8189 | CUERO 2 | SOUTH | NORTH | 12 | 1
8263 | EPASS H4 | SOUTH | NORTH | 6 | 1
8285 | LAR #1 | SOUTH | NORTH | 35 | 1
8287 | LAR #2 | SOUTH | NORTH | 34 | 2
8288 | LAR #3 | SOUTH | NORTH | 110 | 3
8305 | LAP #4 | SOUTH | NORTH | 25 | 4
8306 | LAP #5 | SOUTH | NORTH | 25 | 5
8307 | LAP #7 | SOUTH | NORTH | 52 | 7
8308 | LAP #6 | SOUTH | NORTH | 159 | 6
8388 | BAT #1 | SOUTH | NORTH | 72 | 1
8393 | BAT #2 | SOUTH | NORTH | 110 | 2
8437 | NBY #5 | SOUTH | NORTH | 30 | 5
8438 | NBY #6 | SOUTH | NORTH | 169 | 6
8442 | NBY #7 | SOUTH | NORTH | 368 | 7
8444 | LCH #1 | SOUTH | NORTH | 75 | 1
8445 | LCH #2 | SOUTH | NORTH | 75 | 2
8446 | LCH #3 | SOUTH | NORTH | 164 | 3
8447 | LCH #4 | SOUTH | NORTH | 247 | 4
8456 | COSW#1 | SOUTH | NORTH | 20 | 1
8457 | COSW#2 | SOUTH | NORTH | 20 | 2
8459 | DAV #1 | SOUTH | NORTH | 344 | 1
8460 | DAV #2 | SOUTH | NORTH | 353 | 2
8461 | KOCHREF2 | SOUTH | NORTH | 38 | 1
8506 | VAL #1 | SOUTH | NORTH | 25 | 1
8507 | VAL #2 | SOUTH | NORTH | 25 | 2
8511 | STARCO#1 | SOUTH | NORTH | 38 | 1
8517 | CEL-B #1 | SOUTH | NORTH | 38 | 1
8560 | CNOPGT1 | SOUTH | NORTH | 199 | 1
8561 | CNOPGT2 | SOUTH | NORTH | 199 | 2
8562 | CNOPST1 | SOUTH | NORTH | 196 | 3
8926 | LGEGN#1 | SOUTH | NORTH | 185 | 1
8927 | LGEGN#2 | SOUTH | NORTH | 185 | 2
8928 | LGEGN#3 | SOUTH | NORTH | 100 | 3
8930 | ICPGN#1 | SOUTH | NORTH | 177 | 1
8931 | ICPGN#2 | SOUTH | NORTH | 177 | 2
8932 | ICPGN#3 | SOUTH | NORTH | 177 | 3
8933 | FGNTS001 | SOUTH | NORTH | 170 | 1
8934 | FGNTS101 | SOUTH | NORTH | 170 | 2
8935 | FGNTS201 | SOUTH | NORTH | 183 | 3
8936 | MVGN#1 | SOUTH | NORTH | 250 | 1
8937 | MVGN#2 | SOUTH | NORTH | 250 | 2
8938 | MVGN#3 | SOUTH | NORTH | 265 | 3
8981 | HECN1 | SOUTH | NORTH | 175 | 1
8982 | HECN2 | SOUTH | NORTH | 175 | 2
8983 | HECN3 | SOUTH | NORTH | 198 | 3
9000 | DECKR G1 | SOUTH | NORTH | 347 | 1
9001 | DECKR G2 | SOUTH | NORTH | 432 | 2
9002 | DECKR G3 | SOUTH | NORTH | 55 | 3
9003 | DECKR G4 | SOUTH | NORTH | 55 | 4
9004 | DECKR G5 | SOUTH | NORTH | 55 | 5
9005 | DECKR G6 | SOUTH | NORTH | 55 | 6
9014 | HOLLY G3 | SOUTH | NORTH | 193 | 3
9015 | HOLLY G4 | SOUTH | NORTH | 194 | 4
9016 | SANDH G1 | SOUTH | NORTH | 48 | 1
9017 | SANDH G2 | SOUTH | NORTH | 48 | 2
9018 | SANDH G3 | SOUTH | NORTH | 48 | 3
9019 | SANDH G4 | SOUTH | NORTH | 48 | 4
9020 | SANDHG5A | SOUTH | NORTH | 151 | 5A
9021 | SANDHG5B | SOUTH | NORTH | 156 | 5B
80003 | MILHWYS | SOUTH | NORTH | 0 | 1
80010 | EPLVT | SOUTH | NORTH | 0 | 1
80012 | LAR | SOUTH | NORTH | 0 | 1
80051 | FOR #8 | SOUTH | NORTH | 33 | 8
80052 | FOR #9 | SOUTH | NORTH | 55 | 9
80053 | FOR #10 | SOUTH | NORTH | 86 | 10

## CRE2_43
FromBus | FrBusName | FrBusvolt | ToBus | ToBusName | ToBusVolt | Ckt | Sum PMAX
3654 | RNDRK SE | 138 | 3656 | RR SE NT | 138 | 1 | 26209.5001
BusNum | Name | ZoneName | ZoneNameCRE | PMAX | ID
3431 | SANDOW | SOUTH | NORTH | 120 | 2
3431 | SANDOW | SOUTH | NORTH | 120 | 3 |  | Zone | Y | X | a | bz
3431 | SANDOW | SOUTH | NORTH | 120 | 1 |  | West | 0.00018954 | 0.019535 | 0.00031844 | 0.00018332
3432 | SAND 4 G | SOUTH | NORTH | 583 | 4 |  | North | 2.1846e-05 | 0.0087608 |  | 1.9056e-05
5026 | VHB1 | SOUTH | NORTH | 220 | 1 |  | Houston | 0.0011947 | 0.2045 |  | 0.0011296
5027 | VHB2 | SOUTH | NORTH | 230 | 2 |  | South | 0 | 0.38653 |  | -0.00012308
5028 | VHB3 | SOUTH | NORTH | 412 | 3
5111 | JTD1 | SOUTH | NORTH | 405 | 1
5112 | JTD2 | SOUTH | NORTH | 405 | 2
5264 | LCP3 | SOUTH | NORTH | 65 | 3
5265 | LCP4 | SOUTH | NORTH | 95 | 4
5266 | LCPCT1 | SOUTH | NORTH | 46 | 1
5267 | LCPCT2 | SOUTH | NORTH | 46 | 2
5268 | LCPCT3 | SOUTH | NORTH | 46 | 3
5269 | LCPCT4 | SOUTH | NORTH | 46 | 4
5396 | OWS1 | SOUTH | NORTH | 430 | 1
5397 | OWS2 | SOUTH | NORTH | 420 | 2
5401 | JKS1 | SOUTH | NORTH | 585 | 1
5436 | WBT1 | SOUTH | NORTH | 65 | 1
5437 | WBT2 | SOUTH | NORTH | 100 | 2
5438 | WBT3 | SOUTH | NORTH | 100 | 3
5439 | WBT4 | SOUTH | NORTH | 160 | 4
5476 | AVR1-CT1 | SOUTH | NORTH | 155 | 1
5477 | AVR1-ST1 | SOUTH | NORTH | 171 | 1
5478 | AVR1-CT2 | SOUTH | NORTH | 155 | 1
5503 | RAYGEN3 | SOUTH | NORTH | 25 | 1
5505 | RAYGEN1 | SOUTH | NORTH | 10 | 1
5506 | RAYGEN2 | SOUTH | NORTH | 12 | 1
5508 | RAYBRN 9 | SOUTH | NORTH | 52.5 | 1
5509 | RAYBRN10 | SOUTH | NORTH | 42 | 1
5511 | RAYBRN 7 | SOUTH | NORTH | 52.5 | 1
5512 | RAYBRN 8 | SOUTH | NORTH | 52.5 | 1
5728 | FALCON2 | SOUTH | NORTH | 11.5 | 2
5729 | FALCON3 | SOUTH | NORTH | 11.5 | 3
5890 | PRSGN1 | SOUTH | NORTH | 24 | 1
5891 | PRSGN2 | SOUTH | NORTH | 23 | 1
5892 | PRSGN3 | SOUTH | NORTH | 23 | 1
5903 | MIGUEL | SOUTH | NORTH | 391 | 1
5911 | STP1 | SOUTH | NORTH | 1250 | 1
5912 | STP2 | SOUTH | NORTH | 1250 | 2
5932 | SI RAY9 | SOUTH | NORTH | 43 | 9
5933 | SI RAY6 | SOUTH | NORTH | 22 | 6
5934 | SI RAY5 | SOUTH | NORTH | 21 | 5
5935 | SI RAY10 | SOUTH | NORTH | 45 | 10
7000 | FERGUSG1 | SOUTH | NORTH | 420 | 1
7004 | GIDEONG1 | SOUTH | NORTH | 140 | 1
7005 | GIDEONG2 | SOUTH | NORTH | 140 | 2
7006 | GIDEONG3 | SOUTH | NORTH | 342 | 3
7007 | LOSTPN 1 | SOUTH | NORTH | 167 | 1
7008 | LOSTPN 2 | SOUTH | NORTH | 166 | 2
7009 | LOSTPN 3 | SOUTH | NORTH | 183 | 3
7010 | FPP G1 | SOUTH | NORTH | 605 | 1
7011 | FPP G2 | SOUTH | NORTH | 636 | 2
7012 | FPP G3 | SOUTH | NORTH | 450 | 3
7014 | HAYSN 1 | SOUTH | NORTH | 275 | 1
7015 | HAYSN 2 | SOUTH | NORTH | 275 | 2
7016 | HAYSN 3 | SOUTH | NORTH | 275 | 3
7017 | HAYSN 4 | SOUTH | NORTH | 275 | 4
7020 | AUSTING1 | SOUTH | NORTH | 8.4 | 1
7020 | AUSTING1 | SOUTH | NORTH | 8.9 | 2
7022 | BUCHANG1 | SOUTH | NORTH | 18.2 | 1
7023 | BUCHANG2 | SOUTH | NORTH | 18.2 | 2
7024 | BUCHANG3 | SOUTH | NORTH | 14.9 | 3
7026 | INKS G1 | SOUTH | NORTH | 14 | 1
7028 | MARBFAG1 | SOUTH | NORTH | 18.2 | 1
7029 | MARBFAG2 | SOUTH | NORTH | 18.2 | 2
7031 | MARSFOG1 | SOUTH | NORTH | 36 | 1
7032 | MARSFOG2 | SOUTH | NORTH | 34.5 | 2
7033 | MARSFOG3 | SOUTH | NORTH | 36 | 3
7035 | WIRTZ G1 | SOUTH | NORTH | 28 | 1
7036 | WIRTZ G2 | SOUTH | NORTH | 28 | 2
7487 | CANYHY13 | SOUTH | NORTH | 6 | 1
7605 | MCQUEE06 | SOUTH | NORTH | 2.8 | 3
7605 | MCQUEE06 | SOUTH | NORTH | 2.4 | 2
7605 | MCQUEE06 | SOUTH | NORTH | 2.4 | 1
7609 | SCHUMA13 | SOUTH | NORTH | 3.6 | 1
7624 | LAKEWD06 | SOUTH | NORTH | 2.4 | 1
7624 | LAKEWD06 | SOUTH | NORTH | 2.4 | 2
7800 | GUALUP 1 | SOUTH | NORTH | 175 | 1
7801 | GUALUP 2 | SOUTH | NORTH | 175 | 2
7802 | GUALUP 3 | SOUTH | NORTH | 175 | 3
7803 | GUALUP 4 | SOUTH | NORTH | 175 | 4
7804 | GUALUP 5 | SOUTH | NORTH | 205 | 5
7805 | GUALUP 6 | SOUTH | NORTH | 205 | 6
7807 | BEP GT1 | SOUTH | NORTH | 167 | 1
7808 | BEP GT2 | SOUTH | NORTH | 167 | 1
7809 | BEP ST1 | SOUTH | NORTH | 166 | 1
7810 | RIONOGT1 | SOUTH | NORTH | 210 | 1
7811 | RIONOGT2 | SOUTH | NORTH | 210 | 2
7812 | RIONOGT3 | SOUTH | NORTH | 210 | 3
7813 | RIONOST1 | SOUTH | NORTH | 415 | 4
8032 | AMS #1 | SOUTH | NORTH | 33 | 1
8033 | AMS #2 | SOUTH | NORTH | 33 | 2
8048 | FAL #1 | SOUTH | NORTH | 11.5 | 1
8066 | DUP1V#1 | SOUTH | NORTH | 82 | 1
8134 | FOR #1 | SOUTH | NORTH | 67 | 1
8138 | FOR #2 | SOUTH | NORTH | 76 | 2
8139 | JOS #1 | SOUTH | NORTH | 254 | 1
8147 | UCAR #2 | SOUTH | NORTH | 38 | 1
8148 | UCAR #1 | SOUTH | NORTH | 38 | 2
8153 | FOR #3 | SOUTH | NORTH | 76 | 3
8154 | FOR #4 | SOUTH | NORTH | 76 | 4
8155 | FOR #5 | SOUTH | NORTH | 76 | 5
8156 | FOR #6 | SOUTH | NORTH | 32 | 6
8157 | FOR #7 | SOUTH | NORTH | 66 | 7
8161 | CLO #1 | SOUTH | NORTH | 632 | 1
8168 | VIC #4 | SOUTH | NORTH | 69 | 4
8173 | VIC #5 | SOUTH | NORTH | 172 | 5
8174 | VIC #6 | SOUTH | NORTH | 250 | 6
8189 | CUERO 2 | SOUTH | NORTH | 12 | 1
8263 | EPASS H4 | SOUTH | NORTH | 6 | 1
8285 | LAR #1 | SOUTH | NORTH | 35 | 1
8287 | LAR #2 | SOUTH | NORTH | 34 | 2
8288 | LAR #3 | SOUTH | NORTH | 110 | 3
8305 | LAP #4 | SOUTH | NORTH | 25 | 4
8306 | LAP #5 | SOUTH | NORTH | 25 | 5
8307 | LAP #7 | SOUTH | NORTH | 52 | 7
8308 | LAP #6 | SOUTH | NORTH | 159 | 6
8388 | BAT #1 | SOUTH | NORTH | 72 | 1
8393 | BAT #2 | SOUTH | NORTH | 110 | 2
8437 | NBY #5 | SOUTH | NORTH | 30 | 5
8438 | NBY #6 | SOUTH | NORTH | 169 | 6
8442 | NBY #7 | SOUTH | NORTH | 368 | 7
8444 | LCH #1 | SOUTH | NORTH | 75 | 1
8445 | LCH #2 | SOUTH | NORTH | 75 | 2
8446 | LCH #3 | SOUTH | NORTH | 164 | 3
8447 | LCH #4 | SOUTH | NORTH | 247 | 4
8456 | COSW#1 | SOUTH | NORTH | 20 | 1
8457 | COSW#2 | SOUTH | NORTH | 20 | 2
8459 | DAV #1 | SOUTH | NORTH | 344 | 1
8460 | DAV #2 | SOUTH | NORTH | 353 | 2
8461 | KOCHREF2 | SOUTH | NORTH | 38 | 1
8506 | VAL #1 | SOUTH | NORTH | 25 | 1
8507 | VAL #2 | SOUTH | NORTH | 25 | 2
8511 | STARCO#1 | SOUTH | NORTH | 38 | 1
8517 | CEL-B #1 | SOUTH | NORTH | 38 | 1
8560 | CNOPGT1 | SOUTH | NORTH | 199 | 1
8561 | CNOPGT2 | SOUTH | NORTH | 199 | 2
8562 | CNOPST1 | SOUTH | NORTH | 196 | 3
8926 | LGEGN#1 | SOUTH | NORTH | 185 | 1
8927 | LGEGN#2 | SOUTH | NORTH | 185 | 2
8928 | LGEGN#3 | SOUTH | NORTH | 100 | 3
8930 | ICPGN#1 | SOUTH | NORTH | 177 | 1
8931 | ICPGN#2 | SOUTH | NORTH | 177 | 2
8932 | ICPGN#3 | SOUTH | NORTH | 177 | 3
8933 | FGNTS001 | SOUTH | NORTH | 170 | 1
8934 | FGNTS101 | SOUTH | NORTH | 170 | 2
8935 | FGNTS201 | SOUTH | NORTH | 183 | 3
8936 | MVGN#1 | SOUTH | NORTH | 250 | 1
8937 | MVGN#2 | SOUTH | NORTH | 250 | 2
8938 | MVGN#3 | SOUTH | NORTH | 265 | 3
8981 | HECN1 | SOUTH | NORTH | 175 | 1
8982 | HECN2 | SOUTH | NORTH | 175 | 2
8983 | HECN3 | SOUTH | NORTH | 198 | 3
9000 | DECKR G1 | SOUTH | NORTH | 347 | 1
9001 | DECKR G2 | SOUTH | NORTH | 432 | 2
9002 | DECKR G3 | SOUTH | NORTH | 55 | 3
9003 | DECKR G4 | SOUTH | NORTH | 55 | 4
9004 | DECKR G5 | SOUTH | NORTH | 55 | 5
9005 | DECKR G6 | SOUTH | NORTH | 55 | 6
9014 | HOLLY G3 | SOUTH | NORTH | 193 | 3
9015 | HOLLY G4 | SOUTH | NORTH | 194 | 4
9016 | SANDH G1 | SOUTH | NORTH | 48 | 1
9017 | SANDH G2 | SOUTH | NORTH | 48 | 2
9018 | SANDH G3 | SOUTH | NORTH | 48 | 3
9019 | SANDH G4 | SOUTH | NORTH | 48 | 4
9020 | SANDHG5A | SOUTH | NORTH | 151 | 5A
9021 | SANDHG5B | SOUTH | NORTH | 156 | 5B
80003 | MILHWYS | SOUTH | NORTH | 0 | 1
80010 | EPLVT | SOUTH | NORTH | 0 | 1
80012 | LAR | SOUTH | NORTH | 0 | 1
80051 | FOR #8 | SOUTH | NORTH | 33 | 8
80052 | FOR #9 | SOUTH | NORTH | 55 | 9
80053 | FOR #10 | SOUTH | NORTH | 86 | 10

## CRE2_44
FromBus | FrBusName | FrBusvolt | ToBus | ToBusName | ToBusVolt | Ckt | Sum PMAX
3656 | RR SE NT | 138 | 3666 | HUTTO SS | 138 | 1 | 26209.5001
BusNum | Name | ZoneName | ZoneNameCRE | PMAX | ID
3431 | SANDOW | SOUTH | NORTH | 120 | 2
3431 | SANDOW | SOUTH | NORTH | 120 | 3 |  | Zone | Y | X | a | bz
3431 | SANDOW | SOUTH | NORTH | 120 | 1 |  | West | 0.00018954 | 0.019535 | 0.00031844 | 0.00018332
3432 | SAND 4 G | SOUTH | NORTH | 583 | 4 |  | North | 2.1846e-05 | 0.0087608 |  | 1.9056e-05
5026 | VHB1 | SOUTH | NORTH | 220 | 1 |  | Houston | 0.0011947 | 0.2045 |  | 0.0011296
5027 | VHB2 | SOUTH | NORTH | 230 | 2 |  | South | 0 | 0.38653 |  | -0.00012308
5028 | VHB3 | SOUTH | NORTH | 412 | 3
5111 | JTD1 | SOUTH | NORTH | 405 | 1
5112 | JTD2 | SOUTH | NORTH | 405 | 2
5264 | LCP3 | SOUTH | NORTH | 65 | 3
5265 | LCP4 | SOUTH | NORTH | 95 | 4
5266 | LCPCT1 | SOUTH | NORTH | 46 | 1
5267 | LCPCT2 | SOUTH | NORTH | 46 | 2
5268 | LCPCT3 | SOUTH | NORTH | 46 | 3
5269 | LCPCT4 | SOUTH | NORTH | 46 | 4
5396 | OWS1 | SOUTH | NORTH | 430 | 1
5397 | OWS2 | SOUTH | NORTH | 420 | 2
5401 | JKS1 | SOUTH | NORTH | 585 | 1
5436 | WBT1 | SOUTH | NORTH | 65 | 1
5437 | WBT2 | SOUTH | NORTH | 100 | 2
5438 | WBT3 | SOUTH | NORTH | 100 | 3
5439 | WBT4 | SOUTH | NORTH | 160 | 4
5476 | AVR1-CT1 | SOUTH | NORTH | 155 | 1
5477 | AVR1-ST1 | SOUTH | NORTH | 171 | 1
5478 | AVR1-CT2 | SOUTH | NORTH | 155 | 1
5503 | RAYGEN3 | SOUTH | NORTH | 25 | 1
5505 | RAYGEN1 | SOUTH | NORTH | 10 | 1
5506 | RAYGEN2 | SOUTH | NORTH | 12 | 1
5508 | RAYBRN 9 | SOUTH | NORTH | 52.5 | 1
5509 | RAYBRN10 | SOUTH | NORTH | 42 | 1
5511 | RAYBRN 7 | SOUTH | NORTH | 52.5 | 1
5512 | RAYBRN 8 | SOUTH | NORTH | 52.5 | 1
5728 | FALCON2 | SOUTH | NORTH | 11.5 | 2
5729 | FALCON3 | SOUTH | NORTH | 11.5 | 3
5890 | PRSGN1 | SOUTH | NORTH | 24 | 1
5891 | PRSGN2 | SOUTH | NORTH | 23 | 1
5892 | PRSGN3 | SOUTH | NORTH | 23 | 1
5903 | MIGUEL | SOUTH | NORTH | 391 | 1
5911 | STP1 | SOUTH | NORTH | 1250 | 1
5912 | STP2 | SOUTH | NORTH | 1250 | 2
5932 | SI RAY9 | SOUTH | NORTH | 43 | 9
5933 | SI RAY6 | SOUTH | NORTH | 22 | 6
5934 | SI RAY5 | SOUTH | NORTH | 21 | 5
5935 | SI RAY10 | SOUTH | NORTH | 45 | 10
7000 | FERGUSG1 | SOUTH | NORTH | 420 | 1
7004 | GIDEONG1 | SOUTH | NORTH | 140 | 1
7005 | GIDEONG2 | SOUTH | NORTH | 140 | 2
7006 | GIDEONG3 | SOUTH | NORTH | 342 | 3
7007 | LOSTPN 1 | SOUTH | NORTH | 167 | 1
7008 | LOSTPN 2 | SOUTH | NORTH | 166 | 2
7009 | LOSTPN 3 | SOUTH | NORTH | 183 | 3
7010 | FPP G1 | SOUTH | NORTH | 605 | 1
7011 | FPP G2 | SOUTH | NORTH | 636 | 2
7012 | FPP G3 | SOUTH | NORTH | 450 | 3
7014 | HAYSN 1 | SOUTH | NORTH | 275 | 1
7015 | HAYSN 2 | SOUTH | NORTH | 275 | 2
7016 | HAYSN 3 | SOUTH | NORTH | 275 | 3
7017 | HAYSN 4 | SOUTH | NORTH | 275 | 4
7020 | AUSTING1 | SOUTH | NORTH | 8.4 | 1
7020 | AUSTING1 | SOUTH | NORTH | 8.9 | 2
7022 | BUCHANG1 | SOUTH | NORTH | 18.2 | 1
7023 | BUCHANG2 | SOUTH | NORTH | 18.2 | 2
7024 | BUCHANG3 | SOUTH | NORTH | 14.9 | 3
7026 | INKS G1 | SOUTH | NORTH | 14 | 1
7028 | MARBFAG1 | SOUTH | NORTH | 18.2 | 1
7029 | MARBFAG2 | SOUTH | NORTH | 18.2 | 2
7031 | MARSFOG1 | SOUTH | NORTH | 36 | 1
7032 | MARSFOG2 | SOUTH | NORTH | 34.5 | 2
7033 | MARSFOG3 | SOUTH | NORTH | 36 | 3
7035 | WIRTZ G1 | SOUTH | NORTH | 28 | 1
7036 | WIRTZ G2 | SOUTH | NORTH | 28 | 2
7487 | CANYHY13 | SOUTH | NORTH | 6 | 1
7605 | MCQUEE06 | SOUTH | NORTH | 2.8 | 3
7605 | MCQUEE06 | SOUTH | NORTH | 2.4 | 2
7605 | MCQUEE06 | SOUTH | NORTH | 2.4 | 1
7609 | SCHUMA13 | SOUTH | NORTH | 3.6 | 1
7624 | LAKEWD06 | SOUTH | NORTH | 2.4 | 1
7624 | LAKEWD06 | SOUTH | NORTH | 2.4 | 2
7800 | GUALUP 1 | SOUTH | NORTH | 175 | 1
7801 | GUALUP 2 | SOUTH | NORTH | 175 | 2
7802 | GUALUP 3 | SOUTH | NORTH | 175 | 3
7803 | GUALUP 4 | SOUTH | NORTH | 175 | 4
7804 | GUALUP 5 | SOUTH | NORTH | 205 | 5
7805 | GUALUP 6 | SOUTH | NORTH | 205 | 6
7807 | BEP GT1 | SOUTH | NORTH | 167 | 1
7808 | BEP GT2 | SOUTH | NORTH | 167 | 1
7809 | BEP ST1 | SOUTH | NORTH | 166 | 1
7810 | RIONOGT1 | SOUTH | NORTH | 210 | 1
7811 | RIONOGT2 | SOUTH | NORTH | 210 | 2
7812 | RIONOGT3 | SOUTH | NORTH | 210 | 3
7813 | RIONOST1 | SOUTH | NORTH | 415 | 4
8032 | AMS #1 | SOUTH | NORTH | 33 | 1
8033 | AMS #2 | SOUTH | NORTH | 33 | 2
8048 | FAL #1 | SOUTH | NORTH | 11.5 | 1
8066 | DUP1V#1 | SOUTH | NORTH | 82 | 1
8134 | FOR #1 | SOUTH | NORTH | 67 | 1
8138 | FOR #2 | SOUTH | NORTH | 76 | 2
8139 | JOS #1 | SOUTH | NORTH | 254 | 1
8147 | UCAR #2 | SOUTH | NORTH | 38 | 1
8148 | UCAR #1 | SOUTH | NORTH | 38 | 2
8153 | FOR #3 | SOUTH | NORTH | 76 | 3
8154 | FOR #4 | SOUTH | NORTH | 76 | 4
8155 | FOR #5 | SOUTH | NORTH | 76 | 5
8156 | FOR #6 | SOUTH | NORTH | 32 | 6
8157 | FOR #7 | SOUTH | NORTH | 66 | 7
8161 | CLO #1 | SOUTH | NORTH | 632 | 1
8168 | VIC #4 | SOUTH | NORTH | 69 | 4
8173 | VIC #5 | SOUTH | NORTH | 172 | 5
8174 | VIC #6 | SOUTH | NORTH | 250 | 6
8189 | CUERO 2 | SOUTH | NORTH | 12 | 1
8263 | EPASS H4 | SOUTH | NORTH | 6 | 1
8285 | LAR #1 | SOUTH | NORTH | 35 | 1
8287 | LAR #2 | SOUTH | NORTH | 34 | 2
8288 | LAR #3 | SOUTH | NORTH | 110 | 3
8305 | LAP #4 | SOUTH | NORTH | 25 | 4
8306 | LAP #5 | SOUTH | NORTH | 25 | 5
8307 | LAP #7 | SOUTH | NORTH | 52 | 7
8308 | LAP #6 | SOUTH | NORTH | 159 | 6
8388 | BAT #1 | SOUTH | NORTH | 72 | 1
8393 | BAT #2 | SOUTH | NORTH | 110 | 2
8437 | NBY #5 | SOUTH | NORTH | 30 | 5
8438 | NBY #6 | SOUTH | NORTH | 169 | 6
8442 | NBY #7 | SOUTH | NORTH | 368 | 7
8444 | LCH #1 | SOUTH | NORTH | 75 | 1
8445 | LCH #2 | SOUTH | NORTH | 75 | 2
8446 | LCH #3 | SOUTH | NORTH | 164 | 3
8447 | LCH #4 | SOUTH | NORTH | 247 | 4
8456 | COSW#1 | SOUTH | NORTH | 20 | 1
8457 | COSW#2 | SOUTH | NORTH | 20 | 2
8459 | DAV #1 | SOUTH | NORTH | 344 | 1
8460 | DAV #2 | SOUTH | NORTH | 353 | 2
8461 | KOCHREF2 | SOUTH | NORTH | 38 | 1
8506 | VAL #1 | SOUTH | NORTH | 25 | 1
8507 | VAL #2 | SOUTH | NORTH | 25 | 2
8511 | STARCO#1 | SOUTH | NORTH | 38 | 1
8517 | CEL-B #1 | SOUTH | NORTH | 38 | 1
8560 | CNOPGT1 | SOUTH | NORTH | 199 | 1
8561 | CNOPGT2 | SOUTH | NORTH | 199 | 2
8562 | CNOPST1 | SOUTH | NORTH | 196 | 3
8926 | LGEGN#1 | SOUTH | NORTH | 185 | 1
8927 | LGEGN#2 | SOUTH | NORTH | 185 | 2
8928 | LGEGN#3 | SOUTH | NORTH | 100 | 3
8930 | ICPGN#1 | SOUTH | NORTH | 177 | 1
8931 | ICPGN#2 | SOUTH | NORTH | 177 | 2
8932 | ICPGN#3 | SOUTH | NORTH | 177 | 3
8933 | FGNTS001 | SOUTH | NORTH | 170 | 1
8934 | FGNTS101 | SOUTH | NORTH | 170 | 2
8935 | FGNTS201 | SOUTH | NORTH | 183 | 3
8936 | MVGN#1 | SOUTH | NORTH | 250 | 1
8937 | MVGN#2 | SOUTH | NORTH | 250 | 2
8938 | MVGN#3 | SOUTH | NORTH | 265 | 3
8981 | HECN1 | SOUTH | NORTH | 175 | 1
8982 | HECN2 | SOUTH | NORTH | 175 | 2
8983 | HECN3 | SOUTH | NORTH | 198 | 3
9000 | DECKR G1 | SOUTH | NORTH | 347 | 1
9001 | DECKR G2 | SOUTH | NORTH | 432 | 2
9002 | DECKR G3 | SOUTH | NORTH | 55 | 3
9003 | DECKR G4 | SOUTH | NORTH | 55 | 4
9004 | DECKR G5 | SOUTH | NORTH | 55 | 5
9005 | DECKR G6 | SOUTH | NORTH | 55 | 6
9014 | HOLLY G3 | SOUTH | NORTH | 193 | 3
9015 | HOLLY G4 | SOUTH | NORTH | 194 | 4
9016 | SANDH G1 | SOUTH | NORTH | 48 | 1
9017 | SANDH G2 | SOUTH | NORTH | 48 | 2
9018 | SANDH G3 | SOUTH | NORTH | 48 | 3
9019 | SANDH G4 | SOUTH | NORTH | 48 | 4
9020 | SANDHG5A | SOUTH | NORTH | 151 | 5A
9021 | SANDHG5B | SOUTH | NORTH | 156 | 5B
80003 | MILHWYS | SOUTH | NORTH | 0 | 1
80010 | EPLVT | SOUTH | NORTH | 0 | 1
80012 | LAR | SOUTH | NORTH | 0 | 1
80051 | FOR #8 | SOUTH | NORTH | 33 | 8
80052 | FOR #9 | SOUTH | NORTH | 55 | 9
80053 | FOR #10 | SOUTH | NORTH | 86 | 10

## CRE2_45
FromBus | FrBusName | FrBusvolt | ToBus | ToBusName | ToBusVolt | Ckt | Sum PMAX
3665 | PFLGRVIL | 138 | 7336 | GILLEL13 | 138 | 1 | 26209.5001
BusNum | Name | ZoneName | ZoneNameCRE | PMAX | ID
3431 | SANDOW | SOUTH | NORTH | 120 | 2
3431 | SANDOW | SOUTH | NORTH | 120 | 3 |  | Zone | Y | X | a | bz
3431 | SANDOW | SOUTH | NORTH | 120 | 1 |  | West | -0.00037486 | 0.019535 | -0.00062898 | -0.00036258
3432 | SAND 4 G | SOUTH | NORTH | 583 | 4 |  | North | -4.3107e-05 | 0.0087608 |  | -3.7597e-05
5026 | VHB1 | SOUTH | NORTH | 220 | 1 |  | Houston | -0.0023609 | 0.2045 |  | -0.0022323
5027 | VHB2 | SOUTH | NORTH | 230 | 2 |  | South | 0 | 0.38653 |  | 0.00024312
5028 | VHB3 | SOUTH | NORTH | 412 | 3
5111 | JTD1 | SOUTH | NORTH | 405 | 1
5112 | JTD2 | SOUTH | NORTH | 405 | 2
5264 | LCP3 | SOUTH | NORTH | 65 | 3
5265 | LCP4 | SOUTH | NORTH | 95 | 4
5266 | LCPCT1 | SOUTH | NORTH | 46 | 1
5267 | LCPCT2 | SOUTH | NORTH | 46 | 2
5268 | LCPCT3 | SOUTH | NORTH | 46 | 3
5269 | LCPCT4 | SOUTH | NORTH | 46 | 4
5396 | OWS1 | SOUTH | NORTH | 430 | 1
5397 | OWS2 | SOUTH | NORTH | 420 | 2
5401 | JKS1 | SOUTH | NORTH | 585 | 1
5436 | WBT1 | SOUTH | NORTH | 65 | 1
5437 | WBT2 | SOUTH | NORTH | 100 | 2
5438 | WBT3 | SOUTH | NORTH | 100 | 3
5439 | WBT4 | SOUTH | NORTH | 160 | 4
5476 | AVR1-CT1 | SOUTH | NORTH | 155 | 1
5477 | AVR1-ST1 | SOUTH | NORTH | 171 | 1
5478 | AVR1-CT2 | SOUTH | NORTH | 155 | 1
5503 | RAYGEN3 | SOUTH | NORTH | 25 | 1
5505 | RAYGEN1 | SOUTH | NORTH | 10 | 1
5506 | RAYGEN2 | SOUTH | NORTH | 12 | 1
5508 | RAYBRN 9 | SOUTH | NORTH | 52.5 | 1
5509 | RAYBRN10 | SOUTH | NORTH | 42 | 1
5511 | RAYBRN 7 | SOUTH | NORTH | 52.5 | 1
5512 | RAYBRN 8 | SOUTH | NORTH | 52.5 | 1
5728 | FALCON2 | SOUTH | NORTH | 11.5 | 2
5729 | FALCON3 | SOUTH | NORTH | 11.5 | 3
5890 | PRSGN1 | SOUTH | NORTH | 24 | 1
5891 | PRSGN2 | SOUTH | NORTH | 23 | 1
5892 | PRSGN3 | SOUTH | NORTH | 23 | 1
5903 | MIGUEL | SOUTH | NORTH | 391 | 1
5911 | STP1 | SOUTH | NORTH | 1250 | 1
5912 | STP2 | SOUTH | NORTH | 1250 | 2
5932 | SI RAY9 | SOUTH | NORTH | 43 | 9
5933 | SI RAY6 | SOUTH | NORTH | 22 | 6
5934 | SI RAY5 | SOUTH | NORTH | 21 | 5
5935 | SI RAY10 | SOUTH | NORTH | 45 | 10
7000 | FERGUSG1 | SOUTH | NORTH | 420 | 1
7004 | GIDEONG1 | SOUTH | NORTH | 140 | 1
7005 | GIDEONG2 | SOUTH | NORTH | 140 | 2
7006 | GIDEONG3 | SOUTH | NORTH | 342 | 3
7007 | LOSTPN 1 | SOUTH | NORTH | 167 | 1
7008 | LOSTPN 2 | SOUTH | NORTH | 166 | 2
7009 | LOSTPN 3 | SOUTH | NORTH | 183 | 3
7010 | FPP G1 | SOUTH | NORTH | 605 | 1
7011 | FPP G2 | SOUTH | NORTH | 636 | 2
7012 | FPP G3 | SOUTH | NORTH | 450 | 3
7014 | HAYSN 1 | SOUTH | NORTH | 275 | 1
7015 | HAYSN 2 | SOUTH | NORTH | 275 | 2
7016 | HAYSN 3 | SOUTH | NORTH | 275 | 3
7017 | HAYSN 4 | SOUTH | NORTH | 275 | 4
7020 | AUSTING1 | SOUTH | NORTH | 8.4 | 1
7020 | AUSTING1 | SOUTH | NORTH | 8.9 | 2
7022 | BUCHANG1 | SOUTH | NORTH | 18.2 | 1
7023 | BUCHANG2 | SOUTH | NORTH | 18.2 | 2
7024 | BUCHANG3 | SOUTH | NORTH | 14.9 | 3
7026 | INKS G1 | SOUTH | NORTH | 14 | 1
7028 | MARBFAG1 | SOUTH | NORTH | 18.2 | 1
7029 | MARBFAG2 | SOUTH | NORTH | 18.2 | 2
7031 | MARSFOG1 | SOUTH | NORTH | 36 | 1
7032 | MARSFOG2 | SOUTH | NORTH | 34.5 | 2
7033 | MARSFOG3 | SOUTH | NORTH | 36 | 3
7035 | WIRTZ G1 | SOUTH | NORTH | 28 | 1
7036 | WIRTZ G2 | SOUTH | NORTH | 28 | 2
7487 | CANYHY13 | SOUTH | NORTH | 6 | 1
7605 | MCQUEE06 | SOUTH | NORTH | 2.8 | 3
7605 | MCQUEE06 | SOUTH | NORTH | 2.4 | 2
7605 | MCQUEE06 | SOUTH | NORTH | 2.4 | 1
7609 | SCHUMA13 | SOUTH | NORTH | 3.6 | 1
7624 | LAKEWD06 | SOUTH | NORTH | 2.4 | 1
7624 | LAKEWD06 | SOUTH | NORTH | 2.4 | 2
7800 | GUALUP 1 | SOUTH | NORTH | 175 | 1
7801 | GUALUP 2 | SOUTH | NORTH | 175 | 2
7802 | GUALUP 3 | SOUTH | NORTH | 175 | 3
7803 | GUALUP 4 | SOUTH | NORTH | 175 | 4
7804 | GUALUP 5 | SOUTH | NORTH | 205 | 5
7805 | GUALUP 6 | SOUTH | NORTH | 205 | 6
7807 | BEP GT1 | SOUTH | NORTH | 167 | 1
7808 | BEP GT2 | SOUTH | NORTH | 167 | 1
7809 | BEP ST1 | SOUTH | NORTH | 166 | 1
7810 | RIONOGT1 | SOUTH | NORTH | 210 | 1
7811 | RIONOGT2 | SOUTH | NORTH | 210 | 2
7812 | RIONOGT3 | SOUTH | NORTH | 210 | 3
7813 | RIONOST1 | SOUTH | NORTH | 415 | 4
8032 | AMS #1 | SOUTH | NORTH | 33 | 1
8033 | AMS #2 | SOUTH | NORTH | 33 | 2
8048 | FAL #1 | SOUTH | NORTH | 11.5 | 1
8066 | DUP1V#1 | SOUTH | NORTH | 82 | 1
8134 | FOR #1 | SOUTH | NORTH | 67 | 1
8138 | FOR #2 | SOUTH | NORTH | 76 | 2
8139 | JOS #1 | SOUTH | NORTH | 254 | 1
8147 | UCAR #2 | SOUTH | NORTH | 38 | 1
8148 | UCAR #1 | SOUTH | NORTH | 38 | 2
8153 | FOR #3 | SOUTH | NORTH | 76 | 3
8154 | FOR #4 | SOUTH | NORTH | 76 | 4
8155 | FOR #5 | SOUTH | NORTH | 76 | 5
8156 | FOR #6 | SOUTH | NORTH | 32 | 6
8157 | FOR #7 | SOUTH | NORTH | 66 | 7
8161 | CLO #1 | SOUTH | NORTH | 632 | 1
8168 | VIC #4 | SOUTH | NORTH | 69 | 4
8173 | VIC #5 | SOUTH | NORTH | 172 | 5
8174 | VIC #6 | SOUTH | NORTH | 250 | 6
8189 | CUERO 2 | SOUTH | NORTH | 12 | 1
8263 | EPASS H4 | SOUTH | NORTH | 6 | 1
8285 | LAR #1 | SOUTH | NORTH | 35 | 1
8287 | LAR #2 | SOUTH | NORTH | 34 | 2
8288 | LAR #3 | SOUTH | NORTH | 110 | 3
8305 | LAP #4 | SOUTH | NORTH | 25 | 4
8306 | LAP #5 | SOUTH | NORTH | 25 | 5
8307 | LAP #7 | SOUTH | NORTH | 52 | 7
8308 | LAP #6 | SOUTH | NORTH | 159 | 6
8388 | BAT #1 | SOUTH | NORTH | 72 | 1
8393 | BAT #2 | SOUTH | NORTH | 110 | 2
8437 | NBY #5 | SOUTH | NORTH | 30 | 5
8438 | NBY #6 | SOUTH | NORTH | 169 | 6
8442 | NBY #7 | SOUTH | NORTH | 368 | 7
8444 | LCH #1 | SOUTH | NORTH | 75 | 1
8445 | LCH #2 | SOUTH | NORTH | 75 | 2
8446 | LCH #3 | SOUTH | NORTH | 164 | 3
8447 | LCH #4 | SOUTH | NORTH | 247 | 4
8456 | COSW#1 | SOUTH | NORTH | 20 | 1
8457 | COSW#2 | SOUTH | NORTH | 20 | 2
8459 | DAV #1 | SOUTH | NORTH | 344 | 1
8460 | DAV #2 | SOUTH | NORTH | 353 | 2
8461 | KOCHREF2 | SOUTH | NORTH | 38 | 1
8506 | VAL #1 | SOUTH | NORTH | 25 | 1
8507 | VAL #2 | SOUTH | NORTH | 25 | 2
8511 | STARCO#1 | SOUTH | NORTH | 38 | 1
8517 | CEL-B #1 | SOUTH | NORTH | 38 | 1
8560 | CNOPGT1 | SOUTH | NORTH | 199 | 1
8561 | CNOPGT2 | SOUTH | NORTH | 199 | 2
8562 | CNOPST1 | SOUTH | NORTH | 196 | 3
8926 | LGEGN#1 | SOUTH | NORTH | 185 | 1
8927 | LGEGN#2 | SOUTH | NORTH | 185 | 2
8928 | LGEGN#3 | SOUTH | NORTH | 100 | 3
8930 | ICPGN#1 | SOUTH | NORTH | 177 | 1
8931 | ICPGN#2 | SOUTH | NORTH | 177 | 2
8932 | ICPGN#3 | SOUTH | NORTH | 177 | 3
8933 | FGNTS001 | SOUTH | NORTH | 170 | 1
8934 | FGNTS101 | SOUTH | NORTH | 170 | 2
8935 | FGNTS201 | SOUTH | NORTH | 183 | 3
8936 | MVGN#1 | SOUTH | NORTH | 250 | 1
8937 | MVGN#2 | SOUTH | NORTH | 250 | 2
8938 | MVGN#3 | SOUTH | NORTH | 265 | 3
8981 | HECN1 | SOUTH | NORTH | 175 | 1
8982 | HECN2 | SOUTH | NORTH | 175 | 2
8983 | HECN3 | SOUTH | NORTH | 198 | 3
9000 | DECKR G1 | SOUTH | NORTH | 347 | 1
9001 | DECKR G2 | SOUTH | NORTH | 432 | 2
9002 | DECKR G3 | SOUTH | NORTH | 55 | 3
9003 | DECKR G4 | SOUTH | NORTH | 55 | 4
9004 | DECKR G5 | SOUTH | NORTH | 55 | 5
9005 | DECKR G6 | SOUTH | NORTH | 55 | 6
9014 | HOLLY G3 | SOUTH | NORTH | 193 | 3
9015 | HOLLY G4 | SOUTH | NORTH | 194 | 4
9016 | SANDH G1 | SOUTH | NORTH | 48 | 1
9017 | SANDH G2 | SOUTH | NORTH | 48 | 2
9018 | SANDH G3 | SOUTH | NORTH | 48 | 3
9019 | SANDH G4 | SOUTH | NORTH | 48 | 4
9020 | SANDHG5A | SOUTH | NORTH | 151 | 5A
9021 | SANDHG5B | SOUTH | NORTH | 156 | 5B
80003 | MILHWYS | SOUTH | NORTH | 0 | 1
80010 | EPLVT | SOUTH | NORTH | 0 | 1
80012 | LAR | SOUTH | NORTH | 0 | 1
80051 | FOR #8 | SOUTH | NORTH | 33 | 8
80052 | FOR #9 | SOUTH | NORTH | 55 | 9
80053 | FOR #10 | SOUTH | NORTH | 86 | 10

## CRE2_46
FromBus | FrBusName | FrBusvolt | ToBus | ToBusName | ToBusVolt | Ckt | Sum PMAX
3665 | PFLGRVIL | 138 | 3666 | HUTTO SS | 138 | 1
BusNum | Name | ZoneName | ZoneNameCRE | PMAX | ID
[7 empty] | Zone | Y | X | a | bz
[7 empty] | West | 0.00037486 | 0.019535 | 0.011784 | 0.00014465
[7 empty] | North | 4.3107e-05 | 0.0087608 |  | -6.0135e-05
[7 empty] | Houston | 0.0023609 | 0.2045 |  | -4.902e-05
[7 empty] | South | 0.0046121 | 0.38653 |  | 5.7063e-05

## CRE2_47
FromBus | FrBusName | FrBusvolt | ToBus | ToBusName | ToBusVolt | Ckt | Sum PMAX
3415 | TEMP SS | 138 | 3425 | BELLCTYM | 138 | 1 | 26209.5001
BusNum | Name | ZoneName | ZoneNameCRE | PMAX | ID
3431 | SANDOW | SOUTH | NORTH | 120 | 2
3431 | SANDOW | SOUTH | NORTH | 120 | 3 |  | Zone | Y | X | a | bz
3431 | SANDOW | SOUTH | NORTH | 120 | 1 |  | West | 0.0023928 | 0.019535 | 0.0033105 | 0.0023281
3432 | SAND 4 G | SOUTH | NORTH | 583 | 4 |  | North | 0.00054372 | 0.0087608 |  | 0.00051472
5026 | VHB1 | SOUTH | NORTH | 220 | 1 |  | Houston | 0.014501 | 0.2045 |  | 0.013824
5027 | VHB2 | SOUTH | NORTH | 230 | 2 |  | South | 0 | 0.38653 |  | -0.0012796
5028 | VHB3 | SOUTH | NORTH | 412 | 3
5111 | JTD1 | SOUTH | NORTH | 405 | 1
5112 | JTD2 | SOUTH | NORTH | 405 | 2
5264 | LCP3 | SOUTH | NORTH | 65 | 3
5265 | LCP4 | SOUTH | NORTH | 95 | 4
5266 | LCPCT1 | SOUTH | NORTH | 46 | 1
5267 | LCPCT2 | SOUTH | NORTH | 46 | 2
5268 | LCPCT3 | SOUTH | NORTH | 46 | 3
5269 | LCPCT4 | SOUTH | NORTH | 46 | 4
5396 | OWS1 | SOUTH | NORTH | 430 | 1
5397 | OWS2 | SOUTH | NORTH | 420 | 2
5401 | JKS1 | SOUTH | NORTH | 585 | 1
5436 | WBT1 | SOUTH | NORTH | 65 | 1
5437 | WBT2 | SOUTH | NORTH | 100 | 2
5438 | WBT3 | SOUTH | NORTH | 100 | 3
5439 | WBT4 | SOUTH | NORTH | 160 | 4
5476 | AVR1-CT1 | SOUTH | NORTH | 155 | 1
5477 | AVR1-ST1 | SOUTH | NORTH | 171 | 1
5478 | AVR1-CT2 | SOUTH | NORTH | 155 | 1
5503 | RAYGEN3 | SOUTH | NORTH | 25 | 1
5505 | RAYGEN1 | SOUTH | NORTH | 10 | 1
5506 | RAYGEN2 | SOUTH | NORTH | 12 | 1
5508 | RAYBRN 9 | SOUTH | NORTH | 52.5 | 1
5509 | RAYBRN10 | SOUTH | NORTH | 42 | 1
5511 | RAYBRN 7 | SOUTH | NORTH | 52.5 | 1
5512 | RAYBRN 8 | SOUTH | NORTH | 52.5 | 1
5728 | FALCON2 | SOUTH | NORTH | 11.5 | 2
5729 | FALCON3 | SOUTH | NORTH | 11.5 | 3
5890 | PRSGN1 | SOUTH | NORTH | 24 | 1
5891 | PRSGN2 | SOUTH | NORTH | 23 | 1
5892 | PRSGN3 | SOUTH | NORTH | 23 | 1
5903 | MIGUEL | SOUTH | NORTH | 391 | 1
5911 | STP1 | SOUTH | NORTH | 1250 | 1
5912 | STP2 | SOUTH | NORTH | 1250 | 2
5932 | SI RAY9 | SOUTH | NORTH | 43 | 9
5933 | SI RAY6 | SOUTH | NORTH | 22 | 6
5934 | SI RAY5 | SOUTH | NORTH | 21 | 5
5935 | SI RAY10 | SOUTH | NORTH | 45 | 10
7000 | FERGUSG1 | SOUTH | NORTH | 420 | 1
7004 | GIDEONG1 | SOUTH | NORTH | 140 | 1
7005 | GIDEONG2 | SOUTH | NORTH | 140 | 2
7006 | GIDEONG3 | SOUTH | NORTH | 342 | 3
7007 | LOSTPN 1 | SOUTH | NORTH | 167 | 1
7008 | LOSTPN 2 | SOUTH | NORTH | 166 | 2
7009 | LOSTPN 3 | SOUTH | NORTH | 183 | 3
7010 | FPP G1 | SOUTH | NORTH | 605 | 1
7011 | FPP G2 | SOUTH | NORTH | 636 | 2
7012 | FPP G3 | SOUTH | NORTH | 450 | 3
7014 | HAYSN 1 | SOUTH | NORTH | 275 | 1
7015 | HAYSN 2 | SOUTH | NORTH | 275 | 2
7016 | HAYSN 3 | SOUTH | NORTH | 275 | 3
7017 | HAYSN 4 | SOUTH | NORTH | 275 | 4
7020 | AUSTING1 | SOUTH | NORTH | 8.4 | 1
7020 | AUSTING1 | SOUTH | NORTH | 8.9 | 2
7022 | BUCHANG1 | SOUTH | NORTH | 18.2 | 1
7023 | BUCHANG2 | SOUTH | NORTH | 18.2 | 2
7024 | BUCHANG3 | SOUTH | NORTH | 14.9 | 3
7026 | INKS G1 | SOUTH | NORTH | 14 | 1
7028 | MARBFAG1 | SOUTH | NORTH | 18.2 | 1
7029 | MARBFAG2 | SOUTH | NORTH | 18.2 | 2
7031 | MARSFOG1 | SOUTH | NORTH | 36 | 1
7032 | MARSFOG2 | SOUTH | NORTH | 34.5 | 2
7033 | MARSFOG3 | SOUTH | NORTH | 36 | 3
7035 | WIRTZ G1 | SOUTH | NORTH | 28 | 1
7036 | WIRTZ G2 | SOUTH | NORTH | 28 | 2
7487 | CANYHY13 | SOUTH | NORTH | 6 | 1
7605 | MCQUEE06 | SOUTH | NORTH | 2.8 | 3
7605 | MCQUEE06 | SOUTH | NORTH | 2.4 | 2
7605 | MCQUEE06 | SOUTH | NORTH | 2.4 | 1
7609 | SCHUMA13 | SOUTH | NORTH | 3.6 | 1
7624 | LAKEWD06 | SOUTH | NORTH | 2.4 | 1
7624 | LAKEWD06 | SOUTH | NORTH | 2.4 | 2
7800 | GUALUP 1 | SOUTH | NORTH | 175 | 1
7801 | GUALUP 2 | SOUTH | NORTH | 175 | 2
7802 | GUALUP 3 | SOUTH | NORTH | 175 | 3
7803 | GUALUP 4 | SOUTH | NORTH | 175 | 4
7804 | GUALUP 5 | SOUTH | NORTH | 205 | 5
7805 | GUALUP 6 | SOUTH | NORTH | 205 | 6
7807 | BEP GT1 | SOUTH | NORTH | 167 | 1
7808 | BEP GT2 | SOUTH | NORTH | 167 | 1
7809 | BEP ST1 | SOUTH | NORTH | 166 | 1
7810 | RIONOGT1 | SOUTH | NORTH | 210 | 1
7811 | RIONOGT2 | SOUTH | NORTH | 210 | 2
7812 | RIONOGT3 | SOUTH | NORTH | 210 | 3
7813 | RIONOST1 | SOUTH | NORTH | 415 | 4
8032 | AMS #1 | SOUTH | NORTH | 33 | 1
8033 | AMS #2 | SOUTH | NORTH | 33 | 2
8048 | FAL #1 | SOUTH | NORTH | 11.5 | 1
8066 | DUP1V#1 | SOUTH | NORTH | 82 | 1
8134 | FOR #1 | SOUTH | NORTH | 67 | 1
8138 | FOR #2 | SOUTH | NORTH | 76 | 2
8139 | JOS #1 | SOUTH | NORTH | 254 | 1
8147 | UCAR #2 | SOUTH | NORTH | 38 | 1
8148 | UCAR #1 | SOUTH | NORTH | 38 | 2
8153 | FOR #3 | SOUTH | NORTH | 76 | 3
8154 | FOR #4 | SOUTH | NORTH | 76 | 4
8155 | FOR #5 | SOUTH | NORTH | 76 | 5
8156 | FOR #6 | SOUTH | NORTH | 32 | 6
8157 | FOR #7 | SOUTH | NORTH | 66 | 7
8161 | CLO #1 | SOUTH | NORTH | 632 | 1
8168 | VIC #4 | SOUTH | NORTH | 69 | 4
8173 | VIC #5 | SOUTH | NORTH | 172 | 5
8174 | VIC #6 | SOUTH | NORTH | 250 | 6
8189 | CUERO 2 | SOUTH | NORTH | 12 | 1
8263 | EPASS H4 | SOUTH | NORTH | 6 | 1
8285 | LAR #1 | SOUTH | NORTH | 35 | 1
8287 | LAR #2 | SOUTH | NORTH | 34 | 2
8288 | LAR #3 | SOUTH | NORTH | 110 | 3
8305 | LAP #4 | SOUTH | NORTH | 25 | 4
8306 | LAP #5 | SOUTH | NORTH | 25 | 5
8307 | LAP #7 | SOUTH | NORTH | 52 | 7
8308 | LAP #6 | SOUTH | NORTH | 159 | 6
8388 | BAT #1 | SOUTH | NORTH | 72 | 1
8393 | BAT #2 | SOUTH | NORTH | 110 | 2
8437 | NBY #5 | SOUTH | NORTH | 30 | 5
8438 | NBY #6 | SOUTH | NORTH | 169 | 6
8442 | NBY #7 | SOUTH | NORTH | 368 | 7
8444 | LCH #1 | SOUTH | NORTH | 75 | 1
8445 | LCH #2 | SOUTH | NORTH | 75 | 2
8446 | LCH #3 | SOUTH | NORTH | 164 | 3
8447 | LCH #4 | SOUTH | NORTH | 247 | 4
8456 | COSW#1 | SOUTH | NORTH | 20 | 1
8457 | COSW#2 | SOUTH | NORTH | 20 | 2
8459 | DAV #1 | SOUTH | NORTH | 344 | 1
8460 | DAV #2 | SOUTH | NORTH | 353 | 2
8461 | KOCHREF2 | SOUTH | NORTH | 38 | 1
8506 | VAL #1 | SOUTH | NORTH | 25 | 1
8507 | VAL #2 | SOUTH | NORTH | 25 | 2
8511 | STARCO#1 | SOUTH | NORTH | 38 | 1
8517 | CEL-B #1 | SOUTH | NORTH | 38 | 1
8560 | CNOPGT1 | SOUTH | NORTH | 199 | 1
8561 | CNOPGT2 | SOUTH | NORTH | 199 | 2
8562 | CNOPST1 | SOUTH | NORTH | 196 | 3
8926 | LGEGN#1 | SOUTH | NORTH | 185 | 1
8927 | LGEGN#2 | SOUTH | NORTH | 185 | 2
8928 | LGEGN#3 | SOUTH | NORTH | 100 | 3
8930 | ICPGN#1 | SOUTH | NORTH | 177 | 1
8931 | ICPGN#2 | SOUTH | NORTH | 177 | 2
8932 | ICPGN#3 | SOUTH | NORTH | 177 | 3
8933 | FGNTS001 | SOUTH | NORTH | 170 | 1
8934 | FGNTS101 | SOUTH | NORTH | 170 | 2
8935 | FGNTS201 | SOUTH | NORTH | 183 | 3
8936 | MVGN#1 | SOUTH | NORTH | 250 | 1
8937 | MVGN#2 | SOUTH | NORTH | 250 | 2
8938 | MVGN#3 | SOUTH | NORTH | 265 | 3
8981 | HECN1 | SOUTH | NORTH | 175 | 1
8982 | HECN2 | SOUTH | NORTH | 175 | 2
8983 | HECN3 | SOUTH | NORTH | 198 | 3
9000 | DECKR G1 | SOUTH | NORTH | 347 | 1
9001 | DECKR G2 | SOUTH | NORTH | 432 | 2
9002 | DECKR G3 | SOUTH | NORTH | 55 | 3
9003 | DECKR G4 | SOUTH | NORTH | 55 | 4
9004 | DECKR G5 | SOUTH | NORTH | 55 | 5
9005 | DECKR G6 | SOUTH | NORTH | 55 | 6
9014 | HOLLY G3 | SOUTH | NORTH | 193 | 3
9015 | HOLLY G4 | SOUTH | NORTH | 194 | 4
9016 | SANDH G1 | SOUTH | NORTH | 48 | 1
9017 | SANDH G2 | SOUTH | NORTH | 48 | 2
9018 | SANDH G3 | SOUTH | NORTH | 48 | 3
9019 | SANDH G4 | SOUTH | NORTH | 48 | 4
9020 | SANDHG5A | SOUTH | NORTH | 151 | 5A
9021 | SANDHG5B | SOUTH | NORTH | 156 | 5B
80003 | MILHWYS | SOUTH | NORTH | 0 | 1
80010 | EPLVT | SOUTH | NORTH | 0 | 1
80012 | LAR | SOUTH | NORTH | 0 | 1
80051 | FOR #8 | SOUTH | NORTH | 33 | 8
80052 | FOR #9 | SOUTH | NORTH | 55 | 9
80053 | FOR #10 | SOUTH | NORTH | 86 | 10

## CRE2_48
FromBus | FrBusName | FrBusvolt | ToBus | ToBusName | ToBusVolt | Ckt | Sum PMAX
3640 | SALADO | 138 | 3688 | JARRELLE | 138 | 1
BusNum | Name | ZoneName | ZoneNameCRE | PMAX | ID
[7 empty] | Zone | Y | X | a | bz
[7 empty] | West | 0.0017263 | 0.019535 | 0.080507 | 0.00015354
[7 empty] | North | 0.00051007 | 0.0087608 |  | -0.00019524
[7 empty] | Houston | 0.015378 | 0.2045 |  | -0.0010861
[7 empty] | South | 0.031318 | 0.38653 |  | 0.0001994

## CRE2_49
FromBus | FrBusName | FrBusvolt | ToBus | ToBusName | ToBusVolt | Ckt | Sum PMAX
3688 | JARRELLE | 138 | 7346 | GABRIE13 | 138 | 1 | 27547
BusNum | Name | ZoneName | ZoneNameCRE | PMAX | ID
239 | BSQSUTH2 | NORTH | SOUTH | 150 | 1
244 | WHITNEY1 | NORTH | SOUTH | 15 | 1 |  | Zone | Y | X | a | bz
245 | WHITNEY2 | NORTH | SOUTH | 15 | 2 |  | West | 0.0017263 | 0.019535 | 0.081285 | 0.00013835
247 | BSQSUTH1 | NORTH | SOUTH | 150 | 2 |  | North | 0 | 0.0087608 |  | -0.00071213
251 | BSQSUTH3 | NORTH | SOUTH | 150 | 2 |  | Houston | 0.015378 | 0.2045 |  | -0.0012452
253 | BSQSUTH4 | NORTH | SOUTH | 100 | 2 |  | South | 0.031318 | 0.38653 |  | -0.00010124
332 | MILLER1 | NORTH | SOUTH | 75 | 1
333 | MILLER2 | NORTH | SOUTH | 120 | 2
334 | MILLER3 | NORTH | SOUTH | 205 | 3
335 | MILLER4 | NORTH | SOUTH | 104 | 4
336 | MILLER5 | NORTH | SOUTH | 104 | 5
366 | TENASKA | NORTH | SOUTH | 172 | 1
367 | TENASKA | NORTH | SOUTH | 86 | 2
503 | NTEXAS1 | NORTH | SOUTH | 17 | 1
504 | NTEXAS2 | NORTH | SOUTH | 17 | 2
505 | NTEXAS3 | NORTH | SOUTH | 35 | 3
798 | TAMUGEN1 | NORTH | SOUTH | 32 | 1
837 | NEWMAN5 | NORTH | SOUTH | 40 | 1
842 | OLINGR1 | NORTH | SOUTH | 80 | 1
843 | OLINGR2 | NORTH | SOUTH | 110 | 1
844 | OLINGR3 | NORTH | SOUTH | 150 | 1
845 | OLINGR4 | NORTH | SOUTH | 75 | 1
884 | DANSBY2 | NORTH | SOUTH | 49 | 1
886 | ATKINS3 | NORTH | SOUTH | 12 | 1
887 | ATKINS6 | NORTH | SOUTH | 50 | 1
888 | ATKINS7 | NORTH | SOUTH | 20 | 1
890 | ATKINS4 | NORTH | SOUTH | 22 | 1
891 | ATKINS5 | NORTH | SOUTH | 25 | 1
892 | DANSBY14 | NORTH | SOUTH | 114 | 1
920 | SPNCER1 | NORTH | SOUTH | 12 | 1
921 | SPNCER2 | NORTH | SOUTH | 12 | 1
923 | SPNCER4 | NORTH | SOUTH | 61 | 1
924 | SPNCER5 | NORTH | SOUTH | 66 | 1
948 | STEAM1 | NORTH | SOUTH | 20 | 1
949 | STEAM2 | NORTH | SOUTH | 26 | 1
950 | STEAM3 | NORTH | SOUTH | 41 | 1
990 | GIBCRK | NORTH | SOUTH | 462 | 1
1453 | WCPC 1 G | NORTH | SOUTH | 216 | 1
1454 | WCPC 2 G | NORTH | SOUTH | 216 | 2
1455 | WCPC 3 G | NORTH | SOUTH | 268 | 3
1861 | EGMT1 G | NORTH | SOUTH | 115 | 1
1862 | EGMT2 G | NORTH | SOUTH | 175 | 2
1863 | EGMT3 G | NORTH | SOUTH | 375 | 3
1877 | WLFHOL1G | NORTH | SOUTH | 255 | 1
1878 | WLFHOL2G | NORTH | SOUTH | 300 | 2
1879 | WLFHOL3G | NORTH | SOUTH | 255 | 3
1889 | DEC 1 G | NORTH | SOUTH | 818 | 1
1892 | DECT A G | NORTH | SOUTH | 70 | A
1893 | DECT B G | NORTH | SOUTH | 70 | B
1894 | DECT C G | NORTH | SOUTH | 70 | C
1895 | DECT D G | NORTH | SOUTH | 70 | D
1898 | CMPK 1 G | NORTH | SOUTH | 1150 | 1
1899 | CMPK 2 G | NORTH | SOUTH | 1150 | 2
1937 | MELP 5 G | NORTH | SOUTH | 262 | 5
1938 | MELP 6 G | NORTH | SOUTH | 262 | 6
1941 | MELP 1 G | NORTH | SOUTH | 262 | 1
1942 | MELP 2 G | NORTH | SOUTH | 262 | 2
1943 | MELP 3 G | NORTH | SOUTH | 262 | 3
1944 | MELP 4 G | NORTH | SOUTH | 262 | 4
1945 | HAND 1 G | NORTH | SOUTH | 45 | 1
1946 | HAND 2 G | NORTH | SOUTH | 80 | 2
1947 | HAND 3 G | NORTH | SOUTH | 400 | 3
1948 | HAND 4 G | NORTH | SOUTH | 458 | 4
1949 | HAND 5 G | NORTH | SOUTH | 458 | 5
1960 | NMAIN4G | NORTH | SOUTH | 80 | 4
2381 | NLK 1 G | NORTH | SOUTH | 175 | 1
2382 | NLK 2 G | NORTH | SOUTH | 175 | 2
2383 | NLK 3 G | NORTH | SOUTH | 365 | 3
2413 | MTCK 6 G | NORTH | SOUTH | 115 | 6
2414 | MTCK 7 G | NORTH | SOUTH | 125 | 7
2417 | MTCK 8 G | NORTH | SOUTH | 550 | 8
2418 | MTCK 2 G | NORTH | SOUTH | 33 | 2
2419 | MTCK 3 G | NORTH | SOUTH | 70 | 3
2446 | PARK 1 G | NORTH | SOUTH | 87 | 1
2447 | PARK 2 G | NORTH | SOUTH | 115 | 2
2448 | PARK 3 G | NORTH | SOUTH | 125 | 3
2451 | LKHB 1 G | NORTH | SOUTH | 393 | 1
2452 | LKHB 2 G | NORTH | SOUTH | 528 | 2
3097 | MTNLK 1G | NORTH | SOUTH | 750 | 1
3098 | MTNLK 2G | NORTH | SOUTH | 785 | 2
3099 | MTNLK 3G | NORTH | SOUTH | 750 | 3
3107 | STRYK 1G | NORTH | SOUTH | 175 | 1
3108 | STRYK 2G | NORTH | SOUTH | 500 | 2
3126 | TDAD 6 G | NORTH | SOUTH | 240 | 1
3348 | CHAMPN G | NORTH | SOUTH | 42 | 1
3381 | BBRN 1 G | NORTH | SOUTH | 575 | 1
3382 | BBRN 2 G | NORTH | SOUTH | 587 | 2
3403 | THSE 1 G | NORTH | SOUTH | 565 | 1
3404 | THSE 2 G | NORTH | SOUTH | 818 | 2
3416 | LCRK 1 G | NORTH | SOUTH | 87 | 1
3417 | LCRK 2 G | NORTH | SOUTH | 230 | 2
6694 | WFORD1G | NORTH | SOUTH | 5 | 1
12322 | ENTRAC11 | NORTH | SOUTH | 213 | 1
12323 | ENTRAC12 | NORTH | SOUTH | 106 | 2
12411 | FPLEFR1A | NORTH | SOUTH | 160 | 1
12412 | FPLEFR1B | NORTH | SOUTH | 160 | 2
12413 | FPLEFR1C | NORTH | SOUTH | 160 | 3
12414 | FPLEFR1S | NORTH | SOUTH | 408 | 4
12421 | FPLEFR2A | NORTH | SOUTH | 160 | 1
12422 | FPLEFR2B | NORTH | SOUTH | 160 | 2
12423 | FPLEFR2C | NORTH | SOUTH | 160 | 3
12424 | FPLEFR2S | NORTH | SOUTH | 407 | 4
13116 | GATEWY1G | NORTH | SOUTH | 179 | 1
13117 | GATEWY2G | NORTH | SOUTH | 179 | 2
13118 | GATEWY3G | NORTH | SOUTH | 179 | 3
13119 | GATEWY4G | NORTH | SOUTH | 417 | 4
13131 | CALFRE1G | NORTH | SOUTH | 189 | 1
13132 | CALFRE2G | NORTH | SOUTH | 189 | 2
13133 | CALFRE3G | NORTH | SOUTH | 189 | 3
13134 | CALFRE4G | NORTH | SOUTH | 189 | 4
13135 | CALFRE5G | NORTH | SOUTH | 189 | 5
13136 | CALFRE6G | NORTH | SOUTH | 189 | 6
39960 | TNPONE#1 | NORTH | SOUTH | 153 | 1
39970 | TNPONE#2 | NORTH | SOUTH | 155 | 1
48671 | FTR1 | NORTH | SOUTH | 150 | 1
48672 | FTR2 | NORTH | SOUTH | 150 | 2
48673 | FTR3 | NORTH | SOUTH | 150 | 3
48674 | FTR4 | NORTH | SOUTH | 380 | 4
48721 | LIM1 | NORTH | SOUTH | 836 | 1
48722 | LIM2 | NORTH | SOUTH | 766 | 2

## CRE2_5
FromBus | FrBusName | FrBusvolt | ToBus | ToBusName | ToBusVolt | Ckt | Sum PMAX
3429 | SANDOW | 345 | 7040 | AUSTROP | 345 | 1 | 943
3429 | SANDOW | 345 | 7040 | AUSTROP | 345 | 2
BusNum | Name | ZoneName | ZoneNameCRE | PMAX | ID
3431 | SANDOW | SOUTH | NORTH | 120 | 3 |  | Zone | Y | X | a | bz
3431 | SANDOW | SOUTH | NORTH | 120 | 2 |  | West | 0.019539 | 0.019535 | 0.99903 | 2.2949e-05
3431 | SANDOW | SOUTH | NORTH | 120 | 1 |  | North | 0.0072379 | 0.0087608 |  | -0.0015144
3432 | SAND 4 G | SOUTH | NORTH | 583 | 4 |  | Houston | 0.20086 | 0.2045 |  | -0.0034465
[7 empty] | South | 0.38595 | 0.38653 |  | -0.00020251

## CRE2_50
FromBus | FrBusName | FrBusvolt | ToBus | ToBusName | ToBusVolt | Ckt | Sum PMAX
3665 | PFLGRVIL | 138 | 7336 | GILLEL13 | 138 | 1 | 27547
BusNum | Name | ZoneName | ZoneNameCRE | PMAX | ID
239 | BSQSUTH2 | NORTH | SOUTH | 150 | 1
244 | WHITNEY1 | NORTH | SOUTH | 15 | 1 |  | Zone | Y | X | a | bz
245 | WHITNEY2 | NORTH | SOUTH | 15 | 2 |  | West | 0.00037486 | 0.019535 | 0.01185 | 0.00014337
247 | BSQSUTH1 | NORTH | SOUTH | 150 | 2 |  | North | 0 | 0.0087608 |  | -0.00010382
251 | BSQSUTH3 | NORTH | SOUTH | 150 | 2 |  | Houston | 0.0023609 | 0.2045 |  | -6.2462e-05
253 | BSQSUTH4 | NORTH | SOUTH | 100 | 2 |  | South | 0.0046121 | 0.38653 |  | 3.1656e-05
332 | MILLER1 | NORTH | SOUTH | 75 | 1
333 | MILLER2 | NORTH | SOUTH | 120 | 2
334 | MILLER3 | NORTH | SOUTH | 205 | 3
335 | MILLER4 | NORTH | SOUTH | 104 | 4
336 | MILLER5 | NORTH | SOUTH | 104 | 5
366 | TENASKA | NORTH | SOUTH | 172 | 1
367 | TENASKA | NORTH | SOUTH | 86 | 2
503 | NTEXAS1 | NORTH | SOUTH | 17 | 1
504 | NTEXAS2 | NORTH | SOUTH | 17 | 2
505 | NTEXAS3 | NORTH | SOUTH | 35 | 3
798 | TAMUGEN1 | NORTH | SOUTH | 32 | 1
837 | NEWMAN5 | NORTH | SOUTH | 40 | 1
842 | OLINGR1 | NORTH | SOUTH | 80 | 1
843 | OLINGR2 | NORTH | SOUTH | 110 | 1
844 | OLINGR3 | NORTH | SOUTH | 150 | 1
845 | OLINGR4 | NORTH | SOUTH | 75 | 1
884 | DANSBY2 | NORTH | SOUTH | 49 | 1
886 | ATKINS3 | NORTH | SOUTH | 12 | 1
887 | ATKINS6 | NORTH | SOUTH | 50 | 1
888 | ATKINS7 | NORTH | SOUTH | 20 | 1
890 | ATKINS4 | NORTH | SOUTH | 22 | 1
891 | ATKINS5 | NORTH | SOUTH | 25 | 1
892 | DANSBY14 | NORTH | SOUTH | 114 | 1
920 | SPNCER1 | NORTH | SOUTH | 12 | 1
921 | SPNCER2 | NORTH | SOUTH | 12 | 1
923 | SPNCER4 | NORTH | SOUTH | 61 | 1
924 | SPNCER5 | NORTH | SOUTH | 66 | 1
948 | STEAM1 | NORTH | SOUTH | 20 | 1
949 | STEAM2 | NORTH | SOUTH | 26 | 1
950 | STEAM3 | NORTH | SOUTH | 41 | 1
990 | GIBCRK | NORTH | SOUTH | 462 | 1
1453 | WCPC 1 G | NORTH | SOUTH | 216 | 1
1454 | WCPC 2 G | NORTH | SOUTH | 216 | 2
1455 | WCPC 3 G | NORTH | SOUTH | 268 | 3
1861 | EGMT1 G | NORTH | SOUTH | 115 | 1
1862 | EGMT2 G | NORTH | SOUTH | 175 | 2
1863 | EGMT3 G | NORTH | SOUTH | 375 | 3
1877 | WLFHOL1G | NORTH | SOUTH | 255 | 1
1878 | WLFHOL2G | NORTH | SOUTH | 300 | 2
1879 | WLFHOL3G | NORTH | SOUTH | 255 | 3
1889 | DEC 1 G | NORTH | SOUTH | 818 | 1
1892 | DECT A G | NORTH | SOUTH | 70 | A
1893 | DECT B G | NORTH | SOUTH | 70 | B
1894 | DECT C G | NORTH | SOUTH | 70 | C
1895 | DECT D G | NORTH | SOUTH | 70 | D
1898 | CMPK 1 G | NORTH | SOUTH | 1150 | 1
1899 | CMPK 2 G | NORTH | SOUTH | 1150 | 2
1937 | MELP 5 G | NORTH | SOUTH | 262 | 5
1938 | MELP 6 G | NORTH | SOUTH | 262 | 6
1941 | MELP 1 G | NORTH | SOUTH | 262 | 1
1942 | MELP 2 G | NORTH | SOUTH | 262 | 2
1943 | MELP 3 G | NORTH | SOUTH | 262 | 3
1944 | MELP 4 G | NORTH | SOUTH | 262 | 4
1945 | HAND 1 G | NORTH | SOUTH | 45 | 1
1946 | HAND 2 G | NORTH | SOUTH | 80 | 2
1947 | HAND 3 G | NORTH | SOUTH | 400 | 3
1948 | HAND 4 G | NORTH | SOUTH | 458 | 4
1949 | HAND 5 G | NORTH | SOUTH | 458 | 5
1960 | NMAIN4G | NORTH | SOUTH | 80 | 4
2381 | NLK 1 G | NORTH | SOUTH | 175 | 1
2382 | NLK 2 G | NORTH | SOUTH | 175 | 2
2383 | NLK 3 G | NORTH | SOUTH | 365 | 3
2413 | MTCK 6 G | NORTH | SOUTH | 115 | 6
2414 | MTCK 7 G | NORTH | SOUTH | 125 | 7
2417 | MTCK 8 G | NORTH | SOUTH | 550 | 8
2418 | MTCK 2 G | NORTH | SOUTH | 33 | 2
2419 | MTCK 3 G | NORTH | SOUTH | 70 | 3
2446 | PARK 1 G | NORTH | SOUTH | 87 | 1
2447 | PARK 2 G | NORTH | SOUTH | 115 | 2
2448 | PARK 3 G | NORTH | SOUTH | 125 | 3
2451 | LKHB 1 G | NORTH | SOUTH | 393 | 1
2452 | LKHB 2 G | NORTH | SOUTH | 528 | 2
3097 | MTNLK 1G | NORTH | SOUTH | 750 | 1
3098 | MTNLK 2G | NORTH | SOUTH | 785 | 2
3099 | MTNLK 3G | NORTH | SOUTH | 750 | 3
3107 | STRYK 1G | NORTH | SOUTH | 175 | 1
3108 | STRYK 2G | NORTH | SOUTH | 500 | 2
3126 | TDAD 6 G | NORTH | SOUTH | 240 | 1
3348 | CHAMPN G | NORTH | SOUTH | 42 | 1
3381 | BBRN 1 G | NORTH | SOUTH | 575 | 1
3382 | BBRN 2 G | NORTH | SOUTH | 587 | 2
3403 | THSE 1 G | NORTH | SOUTH | 565 | 1
3404 | THSE 2 G | NORTH | SOUTH | 818 | 2
3416 | LCRK 1 G | NORTH | SOUTH | 87 | 1
3417 | LCRK 2 G | NORTH | SOUTH | 230 | 2
6694 | WFORD1G | NORTH | SOUTH | 5 | 1
12322 | ENTRAC11 | NORTH | SOUTH | 213 | 1
12323 | ENTRAC12 | NORTH | SOUTH | 106 | 2
12411 | FPLEFR1A | NORTH | SOUTH | 160 | 1
12412 | FPLEFR1B | NORTH | SOUTH | 160 | 2
12413 | FPLEFR1C | NORTH | SOUTH | 160 | 3
12414 | FPLEFR1S | NORTH | SOUTH | 408 | 4
12421 | FPLEFR2A | NORTH | SOUTH | 160 | 1
12422 | FPLEFR2B | NORTH | SOUTH | 160 | 2
12423 | FPLEFR2C | NORTH | SOUTH | 160 | 3
12424 | FPLEFR2S | NORTH | SOUTH | 407 | 4
13116 | GATEWY1G | NORTH | SOUTH | 179 | 1
13117 | GATEWY2G | NORTH | SOUTH | 179 | 2
13118 | GATEWY3G | NORTH | SOUTH | 179 | 3
13119 | GATEWY4G | NORTH | SOUTH | 417 | 4
13131 | CALFRE1G | NORTH | SOUTH | 189 | 1
13132 | CALFRE2G | NORTH | SOUTH | 189 | 2
13133 | CALFRE3G | NORTH | SOUTH | 189 | 3
13134 | CALFRE4G | NORTH | SOUTH | 189 | 4
13135 | CALFRE5G | NORTH | SOUTH | 189 | 5
13136 | CALFRE6G | NORTH | SOUTH | 189 | 6
39960 | TNPONE#1 | NORTH | SOUTH | 153 | 1
39970 | TNPONE#2 | NORTH | SOUTH | 155 | 1
48671 | FTR1 | NORTH | SOUTH | 150 | 1
48672 | FTR2 | NORTH | SOUTH | 150 | 2
48673 | FTR3 | NORTH | SOUTH | 150 | 3
48674 | FTR4 | NORTH | SOUTH | 380 | 4
48721 | LIM1 | NORTH | SOUTH | 836 | 1
48722 | LIM2 | NORTH | SOUTH | 766 | 2

## CRE2_51
FromBus | FrBusName | FrBusvolt | ToBus | ToBusName | ToBusVolt | Ckt | Sum PMAX
7310 | GIDEON13 | 138 | 7324 | BUTLER13 | 138 | 1
BusNum | Name | ZoneName | ZoneNameCRE | PMAX | ID
[7 empty] | Zone | Y | X | a | bz
[7 empty] | West | 0.00049336 | 0.019535 | 0.040011 | -0.00028827
[7 empty] | North | 0.00024239 | 0.0087608 |  | -0.00010814
[7 empty] | Houston | 0.00958 | 0.2045 |  | 0.0013977
[7 empty] | South | 0.014929 | 0.38653 |  | -0.00053613

## CRE2_52
FromBus | FrBusName | FrBusvolt | ToBus | ToBusName | ToBusVolt | Ckt | Sum PMAX
7064 | LAMPAS13 | 138 | 7084 | GRAPMI13 | 138 | 1
BusNum | Name | ZoneName | ZoneNameCRE | PMAX | ID
[7 empty] | Zone | Y | X | a | bz
[7 empty] | West | -0.0022904 | 0.019535 | 0.06665 | -0.0035924
[7 empty] | North | 0.00074391 | 0.0087608 |  | 0.00016
[7 empty] | Houston | 0.012091 | 0.2045 |  | -0.0015386
[7 empty] | South | 0.024095 | 0.38653 |  | -0.0016671

## CRE2_53
FromBus | FrBusName | FrBusvolt | ToBus | ToBusName | ToBusVolt | Ckt | Sum PMAX
7084 | GRAPMI13 | 138 | 7086 | BUCHAN13 | 138 | 1 | 27547
BusNum | Name | ZoneName | ZoneNameCRE | PMAX | ID
239 | BSQSUTH2 | NORTH | SOUTH | 150 | 1
244 | WHITNEY1 | NORTH | SOUTH | 15 | 1 |  | Zone | Y | X | a | bz
245 | WHITNEY2 | NORTH | SOUTH | 15 | 2 |  | West | -0.0022904 | 0.019535 | 0.067785 | -0.0036146
247 | BSQSUTH1 | NORTH | SOUTH | 150 | 2 |  | North | 0 | 0.0087608 |  | -0.00059385
251 | BSQSUTH3 | NORTH | SOUTH | 150 | 2 |  | Houston | 0.012091 | 0.2045 |  | -0.0017706
253 | BSQSUTH4 | NORTH | SOUTH | 100 | 2 |  | South | 0.024095 | 0.38653 |  | -0.0021055
332 | MILLER1 | NORTH | SOUTH | 75 | 1
333 | MILLER2 | NORTH | SOUTH | 120 | 2
334 | MILLER3 | NORTH | SOUTH | 205 | 3
335 | MILLER4 | NORTH | SOUTH | 104 | 4
336 | MILLER5 | NORTH | SOUTH | 104 | 5
366 | TENASKA | NORTH | SOUTH | 172 | 1
367 | TENASKA | NORTH | SOUTH | 86 | 2
503 | NTEXAS1 | NORTH | SOUTH | 17 | 1
504 | NTEXAS2 | NORTH | SOUTH | 17 | 2
505 | NTEXAS3 | NORTH | SOUTH | 35 | 3
798 | TAMUGEN1 | NORTH | SOUTH | 32 | 1
837 | NEWMAN5 | NORTH | SOUTH | 40 | 1
842 | OLINGR1 | NORTH | SOUTH | 80 | 1
843 | OLINGR2 | NORTH | SOUTH | 110 | 1
844 | OLINGR3 | NORTH | SOUTH | 150 | 1
845 | OLINGR4 | NORTH | SOUTH | 75 | 1
884 | DANSBY2 | NORTH | SOUTH | 49 | 1
886 | ATKINS3 | NORTH | SOUTH | 12 | 1
887 | ATKINS6 | NORTH | SOUTH | 50 | 1
888 | ATKINS7 | NORTH | SOUTH | 20 | 1
890 | ATKINS4 | NORTH | SOUTH | 22 | 1
891 | ATKINS5 | NORTH | SOUTH | 25 | 1
892 | DANSBY14 | NORTH | SOUTH | 114 | 1
920 | SPNCER1 | NORTH | SOUTH | 12 | 1
921 | SPNCER2 | NORTH | SOUTH | 12 | 1
923 | SPNCER4 | NORTH | SOUTH | 61 | 1
924 | SPNCER5 | NORTH | SOUTH | 66 | 1
948 | STEAM1 | NORTH | SOUTH | 20 | 1
949 | STEAM2 | NORTH | SOUTH | 26 | 1
950 | STEAM3 | NORTH | SOUTH | 41 | 1
990 | GIBCRK | NORTH | SOUTH | 462 | 1
1453 | WCPC 1 G | NORTH | SOUTH | 216 | 1
1454 | WCPC 2 G | NORTH | SOUTH | 216 | 2
1455 | WCPC 3 G | NORTH | SOUTH | 268 | 3
1861 | EGMT1 G | NORTH | SOUTH | 115 | 1
1862 | EGMT2 G | NORTH | SOUTH | 175 | 2
1863 | EGMT3 G | NORTH | SOUTH | 375 | 3
1877 | WLFHOL1G | NORTH | SOUTH | 255 | 1
1878 | WLFHOL2G | NORTH | SOUTH | 300 | 2
1879 | WLFHOL3G | NORTH | SOUTH | 255 | 3
1889 | DEC 1 G | NORTH | SOUTH | 818 | 1
1892 | DECT A G | NORTH | SOUTH | 70 | A
1893 | DECT B G | NORTH | SOUTH | 70 | B
1894 | DECT C G | NORTH | SOUTH | 70 | C
1895 | DECT D G | NORTH | SOUTH | 70 | D
1898 | CMPK 1 G | NORTH | SOUTH | 1150 | 1
1899 | CMPK 2 G | NORTH | SOUTH | 1150 | 2
1937 | MELP 5 G | NORTH | SOUTH | 262 | 5
1938 | MELP 6 G | NORTH | SOUTH | 262 | 6
1941 | MELP 1 G | NORTH | SOUTH | 262 | 1
1942 | MELP 2 G | NORTH | SOUTH | 262 | 2
1943 | MELP 3 G | NORTH | SOUTH | 262 | 3
1944 | MELP 4 G | NORTH | SOUTH | 262 | 4
1945 | HAND 1 G | NORTH | SOUTH | 45 | 1
1946 | HAND 2 G | NORTH | SOUTH | 80 | 2
1947 | HAND 3 G | NORTH | SOUTH | 400 | 3
1948 | HAND 4 G | NORTH | SOUTH | 458 | 4
1949 | HAND 5 G | NORTH | SOUTH | 458 | 5
1960 | NMAIN4G | NORTH | SOUTH | 80 | 4
2381 | NLK 1 G | NORTH | SOUTH | 175 | 1
2382 | NLK 2 G | NORTH | SOUTH | 175 | 2
2383 | NLK 3 G | NORTH | SOUTH | 365 | 3
2413 | MTCK 6 G | NORTH | SOUTH | 115 | 6
2414 | MTCK 7 G | NORTH | SOUTH | 125 | 7
2417 | MTCK 8 G | NORTH | SOUTH | 550 | 8
2418 | MTCK 2 G | NORTH | SOUTH | 33 | 2
2419 | MTCK 3 G | NORTH | SOUTH | 70 | 3
2446 | PARK 1 G | NORTH | SOUTH | 87 | 1
2447 | PARK 2 G | NORTH | SOUTH | 115 | 2
2448 | PARK 3 G | NORTH | SOUTH | 125 | 3
2451 | LKHB 1 G | NORTH | SOUTH | 393 | 1
2452 | LKHB 2 G | NORTH | SOUTH | 528 | 2
3097 | MTNLK 1G | NORTH | SOUTH | 750 | 1
3098 | MTNLK 2G | NORTH | SOUTH | 785 | 2
3099 | MTNLK 3G | NORTH | SOUTH | 750 | 3
3107 | STRYK 1G | NORTH | SOUTH | 175 | 1
3108 | STRYK 2G | NORTH | SOUTH | 500 | 2
3126 | TDAD 6 G | NORTH | SOUTH | 240 | 1
3348 | CHAMPN G | NORTH | SOUTH | 42 | 1
3381 | BBRN 1 G | NORTH | SOUTH | 575 | 1
3382 | BBRN 2 G | NORTH | SOUTH | 587 | 2
3403 | THSE 1 G | NORTH | SOUTH | 565 | 1
3404 | THSE 2 G | NORTH | SOUTH | 818 | 2
3416 | LCRK 1 G | NORTH | SOUTH | 87 | 1
3417 | LCRK 2 G | NORTH | SOUTH | 230 | 2
6694 | WFORD1G | NORTH | SOUTH | 5 | 1
12322 | ENTRAC11 | NORTH | SOUTH | 213 | 1
12323 | ENTRAC12 | NORTH | SOUTH | 106 | 2
12411 | FPLEFR1A | NORTH | SOUTH | 160 | 1
12412 | FPLEFR1B | NORTH | SOUTH | 160 | 2
12413 | FPLEFR1C | NORTH | SOUTH | 160 | 3
12414 | FPLEFR1S | NORTH | SOUTH | 408 | 4
12421 | FPLEFR2A | NORTH | SOUTH | 160 | 1
12422 | FPLEFR2B | NORTH | SOUTH | 160 | 2
12423 | FPLEFR2C | NORTH | SOUTH | 160 | 3
12424 | FPLEFR2S | NORTH | SOUTH | 407 | 4
13116 | GATEWY1G | NORTH | SOUTH | 179 | 1
13117 | GATEWY2G | NORTH | SOUTH | 179 | 2
13118 | GATEWY3G | NORTH | SOUTH | 179 | 3
13119 | GATEWY4G | NORTH | SOUTH | 417 | 4
13131 | CALFRE1G | NORTH | SOUTH | 189 | 1
13132 | CALFRE2G | NORTH | SOUTH | 189 | 2
13133 | CALFRE3G | NORTH | SOUTH | 189 | 3
13134 | CALFRE4G | NORTH | SOUTH | 189 | 4
13135 | CALFRE5G | NORTH | SOUTH | 189 | 5
13136 | CALFRE6G | NORTH | SOUTH | 189 | 6
39960 | TNPONE#1 | NORTH | SOUTH | 153 | 1
39970 | TNPONE#2 | NORTH | SOUTH | 155 | 1
48671 | FTR1 | NORTH | SOUTH | 150 | 1
48672 | FTR2 | NORTH | SOUTH | 150 | 2
48673 | FTR3 | NORTH | SOUTH | 150 | 3
48674 | FTR4 | NORTH | SOUTH | 380 | 4
48721 | LIM1 | NORTH | SOUTH | 836 | 1
48722 | LIM2 | NORTH | SOUTH | 766 | 2

## CRE2_54
FromBus | FrBusName | FrBusvolt | ToBus | ToBusName | ToBusVolt | Ckt | Sum PMAX
7086 | BUCHAN13 | 138 | 7102 | SHERSH13 | 138 | 1 | 53756.5
BusNum | Name | ZoneName | ZoneNameCRE | PMAX | ID
239 | BSQSUTH2 | NORTH | SOUTH | 150 | 1
244 | WHITNEY1 | NORTH | SOUTH | 15 | 1 |  | Zone | Y | X | a | bz
245 | WHITNEY2 | NORTH | SOUTH | 15 | 2 |  | West | -0.00016353 | 0.019535 | 0.0032819 | -0.00022764
247 | BSQSUTH1 | NORTH | SOUTH | 150 | 2 |  | North | 0 | 0.0087608 |  | -2.8752e-05
251 | BSQSUTH3 | NORTH | SOUTH | 150 | 2 |  | Houston | 0.0058839 | 0.2045 |  | 0.0052128
253 | BSQSUTH4 | NORTH | SOUTH | 100 | 2 |  | South | 0 | 0.38653 |  | -0.0012685
332 | MILLER1 | NORTH | SOUTH | 75 | 1
333 | MILLER2 | NORTH | SOUTH | 120 | 2
334 | MILLER3 | NORTH | SOUTH | 205 | 3
335 | MILLER4 | NORTH | SOUTH | 104 | 4
336 | MILLER5 | NORTH | SOUTH | 104 | 5
366 | TENASKA | NORTH | SOUTH | 172 | 1
367 | TENASKA | NORTH | SOUTH | 86 | 2
503 | NTEXAS1 | NORTH | SOUTH | 17 | 1
504 | NTEXAS2 | NORTH | SOUTH | 17 | 2
505 | NTEXAS3 | NORTH | SOUTH | 35 | 3
798 | TAMUGEN1 | NORTH | SOUTH | 32 | 1
837 | NEWMAN5 | NORTH | SOUTH | 40 | 1
842 | OLINGR1 | NORTH | SOUTH | 80 | 1
843 | OLINGR2 | NORTH | SOUTH | 110 | 1
844 | OLINGR3 | NORTH | SOUTH | 150 | 1
845 | OLINGR4 | NORTH | SOUTH | 75 | 1
884 | DANSBY2 | NORTH | SOUTH | 49 | 1
886 | ATKINS3 | NORTH | SOUTH | 12 | 1
887 | ATKINS6 | NORTH | SOUTH | 50 | 1
888 | ATKINS7 | NORTH | SOUTH | 20 | 1
890 | ATKINS4 | NORTH | SOUTH | 22 | 1
891 | ATKINS5 | NORTH | SOUTH | 25 | 1
892 | DANSBY14 | NORTH | SOUTH | 114 | 1
920 | SPNCER1 | NORTH | SOUTH | 12 | 1
921 | SPNCER2 | NORTH | SOUTH | 12 | 1
923 | SPNCER4 | NORTH | SOUTH | 61 | 1
924 | SPNCER5 | NORTH | SOUTH | 66 | 1
948 | STEAM1 | NORTH | SOUTH | 20 | 1
949 | STEAM2 | NORTH | SOUTH | 26 | 1
950 | STEAM3 | NORTH | SOUTH | 41 | 1
990 | GIBCRK | NORTH | SOUTH | 462 | 1
1453 | WCPC 1 G | NORTH | SOUTH | 216 | 1
1454 | WCPC 2 G | NORTH | SOUTH | 216 | 2
1455 | WCPC 3 G | NORTH | SOUTH | 268 | 3
1861 | EGMT1 G | NORTH | SOUTH | 115 | 1
1862 | EGMT2 G | NORTH | SOUTH | 175 | 2
1863 | EGMT3 G | NORTH | SOUTH | 375 | 3
1877 | WLFHOL1G | NORTH | SOUTH | 255 | 1
1878 | WLFHOL2G | NORTH | SOUTH | 300 | 2
1879 | WLFHOL3G | NORTH | SOUTH | 255 | 3
1889 | DEC 1 G | NORTH | SOUTH | 818 | 1
1892 | DECT A G | NORTH | SOUTH | 70 | A
1893 | DECT B G | NORTH | SOUTH | 70 | B
1894 | DECT C G | NORTH | SOUTH | 70 | C
1895 | DECT D G | NORTH | SOUTH | 70 | D
1898 | CMPK 1 G | NORTH | SOUTH | 1150 | 1
1899 | CMPK 2 G | NORTH | SOUTH | 1150 | 2
1937 | MELP 5 G | NORTH | SOUTH | 262 | 5
1938 | MELP 6 G | NORTH | SOUTH | 262 | 6
1941 | MELP 1 G | NORTH | SOUTH | 262 | 1
1942 | MELP 2 G | NORTH | SOUTH | 262 | 2
1943 | MELP 3 G | NORTH | SOUTH | 262 | 3
1944 | MELP 4 G | NORTH | SOUTH | 262 | 4
1945 | HAND 1 G | NORTH | SOUTH | 45 | 1
1946 | HAND 2 G | NORTH | SOUTH | 80 | 2
1947 | HAND 3 G | NORTH | SOUTH | 400 | 3
1948 | HAND 4 G | NORTH | SOUTH | 458 | 4
1949 | HAND 5 G | NORTH | SOUTH | 458 | 5
1960 | NMAIN4G | NORTH | SOUTH | 80 | 4
2381 | NLK 1 G | NORTH | SOUTH | 175 | 1
2382 | NLK 2 G | NORTH | SOUTH | 175 | 2
2383 | NLK 3 G | NORTH | SOUTH | 365 | 3
2413 | MTCK 6 G | NORTH | SOUTH | 115 | 6
2414 | MTCK 7 G | NORTH | SOUTH | 125 | 7
2417 | MTCK 8 G | NORTH | SOUTH | 550 | 8
2418 | MTCK 2 G | NORTH | SOUTH | 33 | 2
2419 | MTCK 3 G | NORTH | SOUTH | 70 | 3
2446 | PARK 1 G | NORTH | SOUTH | 87 | 1
2447 | PARK 2 G | NORTH | SOUTH | 115 | 2
2448 | PARK 3 G | NORTH | SOUTH | 125 | 3
2451 | LKHB 1 G | NORTH | SOUTH | 393 | 1
2452 | LKHB 2 G | NORTH | SOUTH | 528 | 2
3097 | MTNLK 1G | NORTH | SOUTH | 750 | 1
3098 | MTNLK 2G | NORTH | SOUTH | 785 | 2
3099 | MTNLK 3G | NORTH | SOUTH | 750 | 3
3107 | STRYK 1G | NORTH | SOUTH | 175 | 1
3108 | STRYK 2G | NORTH | SOUTH | 500 | 2
3126 | TDAD 6 G | NORTH | SOUTH | 240 | 1
3348 | CHAMPN G | NORTH | SOUTH | 42 | 1
3381 | BBRN 1 G | NORTH | SOUTH | 575 | 1
3382 | BBRN 2 G | NORTH | SOUTH | 587 | 2
3403 | THSE 1 G | NORTH | SOUTH | 565 | 1
3404 | THSE 2 G | NORTH | SOUTH | 818 | 2
3416 | LCRK 1 G | NORTH | SOUTH | 87 | 1
3417 | LCRK 2 G | NORTH | SOUTH | 230 | 2
3431 | SANDOW | SOUTH | NORTH | 120 | 3
3431 | SANDOW | SOUTH | NORTH | 120 | 2
3431 | SANDOW | SOUTH | NORTH | 120 | 1
3432 | SAND 4 G | SOUTH | NORTH | 583 | 4
5026 | VHB1 | SOUTH | NORTH | 220 | 1
5027 | VHB2 | SOUTH | NORTH | 230 | 2
5028 | VHB3 | SOUTH | NORTH | 412 | 3
5111 | JTD1 | SOUTH | NORTH | 405 | 1
5112 | JTD2 | SOUTH | NORTH | 405 | 2
5264 | LCP3 | SOUTH | NORTH | 65 | 3
5265 | LCP4 | SOUTH | NORTH | 95 | 4
5266 | LCPCT1 | SOUTH | NORTH | 46 | 1
5267 | LCPCT2 | SOUTH | NORTH | 46 | 2
5268 | LCPCT3 | SOUTH | NORTH | 46 | 3
5269 | LCPCT4 | SOUTH | NORTH | 46 | 4
5396 | OWS1 | SOUTH | NORTH | 430 | 1
5397 | OWS2 | SOUTH | NORTH | 420 | 2
5401 | JKS1 | SOUTH | NORTH | 585 | 1
5436 | WBT1 | SOUTH | NORTH | 65 | 1
5437 | WBT2 | SOUTH | NORTH | 100 | 2
5438 | WBT3 | SOUTH | NORTH | 100 | 3
5439 | WBT4 | SOUTH | NORTH | 160 | 4
5476 | AVR1-CT1 | SOUTH | NORTH | 155 | 1
5477 | AVR1-ST1 | SOUTH | NORTH | 171 | 1
5478 | AVR1-CT2 | SOUTH | NORTH | 155 | 1
5503 | RAYGEN3 | SOUTH | NORTH | 25 | 1
5505 | RAYGEN1 | SOUTH | NORTH | 10 | 1
5506 | RAYGEN2 | SOUTH | NORTH | 12 | 1
5508 | RAYBRN 9 | SOUTH | NORTH | 52.5 | 1
5509 | RAYBRN10 | SOUTH | NORTH | 42 | 1
5511 | RAYBRN 7 | SOUTH | NORTH | 52.5 | 1
5512 | RAYBRN 8 | SOUTH | NORTH | 52.5 | 1
5728 | FALCON2 | SOUTH | NORTH | 11.5 | 2
5729 | FALCON3 | SOUTH | NORTH | 11.5 | 3
5890 | PRSGN1 | SOUTH | NORTH | 24 | 1
5891 | PRSGN2 | SOUTH | NORTH | 23 | 1
5892 | PRSGN3 | SOUTH | NORTH | 23 | 1
5903 | MIGUEL | SOUTH | NORTH | 391 | 1
5911 | STP1 | SOUTH | NORTH | 1250 | 1
5912 | STP2 | SOUTH | NORTH | 1250 | 2
5932 | SI RAY9 | SOUTH | NORTH | 43 | 9
5933 | SI RAY6 | SOUTH | NORTH | 22 | 6
5934 | SI RAY5 | SOUTH | NORTH | 21 | 5
5935 | SI RAY10 | SOUTH | NORTH | 45 | 10
6694 | WFORD1G | NORTH | SOUTH | 5 | 1
7000 | FERGUSG1 | SOUTH | NORTH | 420 | 1
7004 | GIDEONG1 | SOUTH | NORTH | 140 | 1
7005 | GIDEONG2 | SOUTH | NORTH | 140 | 2
7006 | GIDEONG3 | SOUTH | NORTH | 342 | 3
7007 | LOSTPN 1 | SOUTH | NORTH | 167 | 1
7008 | LOSTPN 2 | SOUTH | NORTH | 166 | 2
7009 | LOSTPN 3 | SOUTH | NORTH | 183 | 3
7010 | FPP G1 | SOUTH | NORTH | 605 | 1
7011 | FPP G2 | SOUTH | NORTH | 636 | 2
7012 | FPP G3 | SOUTH | NORTH | 450 | 3
7014 | HAYSN 1 | SOUTH | NORTH | 275 | 1
7015 | HAYSN 2 | SOUTH | NORTH | 275 | 2
7016 | HAYSN 3 | SOUTH | NORTH | 275 | 3
7017 | HAYSN 4 | SOUTH | NORTH | 275 | 4
7020 | AUSTING1 | SOUTH | NORTH | 8.4 | 1
7020 | AUSTING1 | SOUTH | NORTH | 8.9 | 2
7022 | BUCHANG1 | SOUTH | NORTH | 18.2 | 1
7023 | BUCHANG2 | SOUTH | NORTH | 18.2 | 2
7024 | BUCHANG3 | SOUTH | NORTH | 14.9 | 3
7026 | INKS G1 | SOUTH | NORTH | 14 | 1
7028 | MARBFAG1 | SOUTH | NORTH | 18.2 | 1
7029 | MARBFAG2 | SOUTH | NORTH | 18.2 | 2
7031 | MARSFOG1 | SOUTH | NORTH | 36 | 1
7032 | MARSFOG2 | SOUTH | NORTH | 34.5 | 2
7033 | MARSFOG3 | SOUTH | NORTH | 36 | 3
7035 | WIRTZ G1 | SOUTH | NORTH | 28 | 1
7036 | WIRTZ G2 | SOUTH | NORTH | 28 | 2
7487 | CANYHY13 | SOUTH | NORTH | 6 | 1
7605 | MCQUEE06 | SOUTH | NORTH | 2.8 | 3
7605 | MCQUEE06 | SOUTH | NORTH | 2.4 | 1
7605 | MCQUEE06 | SOUTH | NORTH | 2.4 | 2
7609 | SCHUMA13 | SOUTH | NORTH | 3.6 | 1
7624 | LAKEWD06 | SOUTH | NORTH | 2.4 | 1
7624 | LAKEWD06 | SOUTH | NORTH | 2.4 | 2
7800 | GUALUP 1 | SOUTH | NORTH | 175 | 1
7801 | GUALUP 2 | SOUTH | NORTH | 175 | 2
7802 | GUALUP 3 | SOUTH | NORTH | 175 | 3
7803 | GUALUP 4 | SOUTH | NORTH | 175 | 4
7804 | GUALUP 5 | SOUTH | NORTH | 205 | 5
7805 | GUALUP 6 | SOUTH | NORTH | 205 | 6
7807 | BEP GT1 | SOUTH | NORTH | 167 | 1
7808 | BEP GT2 | SOUTH | NORTH | 167 | 1
7809 | BEP ST1 | SOUTH | NORTH | 166 | 1
7810 | RIONOGT1 | SOUTH | NORTH | 210 | 1
7811 | RIONOGT2 | SOUTH | NORTH | 210 | 2
7812 | RIONOGT3 | SOUTH | NORTH | 210 | 3
7813 | RIONOST1 | SOUTH | NORTH | 415 | 4
8032 | AMS #1 | SOUTH | NORTH | 33 | 1
8033 | AMS #2 | SOUTH | NORTH | 33 | 2
8048 | FAL #1 | SOUTH | NORTH | 11.5 | 1
8066 | DUP1V#1 | SOUTH | NORTH | 82 | 1
8134 | FOR #1 | SOUTH | NORTH | 67 | 1
8138 | FOR #2 | SOUTH | NORTH | 76 | 2
8139 | JOS #1 | SOUTH | NORTH | 254 | 1
8147 | UCAR #2 | SOUTH | NORTH | 38 | 1
8148 | UCAR #1 | SOUTH | NORTH | 38 | 2
8153 | FOR #3 | SOUTH | NORTH | 76 | 3
8154 | FOR #4 | SOUTH | NORTH | 76 | 4
8155 | FOR #5 | SOUTH | NORTH | 76 | 5
8156 | FOR #6 | SOUTH | NORTH | 32 | 6
8157 | FOR #7 | SOUTH | NORTH | 66 | 7
8161 | CLO #1 | SOUTH | NORTH | 632 | 1
8168 | VIC #4 | SOUTH | NORTH | 69 | 4
8173 | VIC #5 | SOUTH | NORTH | 172 | 5
8174 | VIC #6 | SOUTH | NORTH | 250 | 6
8189 | CUERO 2 | SOUTH | NORTH | 12 | 1
8263 | EPASS H4 | SOUTH | NORTH | 6 | 1
8285 | LAR #1 | SOUTH | NORTH | 35 | 1
8287 | LAR #2 | SOUTH | NORTH | 34 | 2
8288 | LAR #3 | SOUTH | NORTH | 110 | 3
8305 | LAP #4 | SOUTH | NORTH | 25 | 4
8306 | LAP #5 | SOUTH | NORTH | 25 | 5
8307 | LAP #7 | SOUTH | NORTH | 52 | 7
8308 | LAP #6 | SOUTH | NORTH | 159 | 6
8388 | BAT #1 | SOUTH | NORTH | 72 | 1
8393 | BAT #2 | SOUTH | NORTH | 110 | 2
8437 | NBY #5 | SOUTH | NORTH | 30 | 5
8438 | NBY #6 | SOUTH | NORTH | 169 | 6
8442 | NBY #7 | SOUTH | NORTH | 368 | 7
8444 | LCH #1 | SOUTH | NORTH | 75 | 1
8445 | LCH #2 | SOUTH | NORTH | 75 | 2
8446 | LCH #3 | SOUTH | NORTH | 164 | 3
8447 | LCH #4 | SOUTH | NORTH | 247 | 4
8456 | COSW#1 | SOUTH | NORTH | 20 | 1
8457 | COSW#2 | SOUTH | NORTH | 20 | 2
8459 | DAV #1 | SOUTH | NORTH | 344 | 1
8460 | DAV #2 | SOUTH | NORTH | 353 | 2
8461 | KOCHREF2 | SOUTH | NORTH | 38 | 1
8506 | VAL #1 | SOUTH | NORTH | 25 | 1
8507 | VAL #2 | SOUTH | NORTH | 25 | 2
8511 | STARCO#1 | SOUTH | NORTH | 38 | 1
8517 | CEL-B #1 | SOUTH | NORTH | 38 | 1
8560 | CNOPGT1 | SOUTH | NORTH | 199 | 1
8561 | CNOPGT2 | SOUTH | NORTH | 199 | 2
8562 | CNOPST1 | SOUTH | NORTH | 196 | 3
8926 | LGEGN#1 | SOUTH | NORTH | 185 | 1
8927 | LGEGN#2 | SOUTH | NORTH | 185 | 2
8928 | LGEGN#3 | SOUTH | NORTH | 100 | 3
8930 | ICPGN#1 | SOUTH | NORTH | 177 | 1
8931 | ICPGN#2 | SOUTH | NORTH | 177 | 2
8932 | ICPGN#3 | SOUTH | NORTH | 177 | 3
8933 | FGNTS001 | SOUTH | NORTH | 170 | 1
8934 | FGNTS101 | SOUTH | NORTH | 170 | 2
8935 | FGNTS201 | SOUTH | NORTH | 183 | 3
8936 | MVGN#1 | SOUTH | NORTH | 250 | 1
8937 | MVGN#2 | SOUTH | NORTH | 250 | 2
8938 | MVGN#3 | SOUTH | NORTH | 265 | 3
8981 | HECN1 | SOUTH | NORTH | 175 | 1
8982 | HECN2 | SOUTH | NORTH | 175 | 2
8983 | HECN3 | SOUTH | NORTH | 198 | 3
9000 | DECKR G1 | SOUTH | NORTH | 347 | 1
9001 | DECKR G2 | SOUTH | NORTH | 432 | 2
9002 | DECKR G3 | SOUTH | NORTH | 55 | 3
9003 | DECKR G4 | SOUTH | NORTH | 55 | 4
9004 | DECKR G5 | SOUTH | NORTH | 55 | 5
9005 | DECKR G6 | SOUTH | NORTH | 55 | 6
9014 | HOLLY G3 | SOUTH | NORTH | 193 | 3
9015 | HOLLY G4 | SOUTH | NORTH | 194 | 4
9016 | SANDH G1 | SOUTH | NORTH | 48 | 1
9017 | SANDH G2 | SOUTH | NORTH | 48 | 2
9018 | SANDH G3 | SOUTH | NORTH | 48 | 3
9019 | SANDH G4 | SOUTH | NORTH | 48 | 4
9020 | SANDHG5A | SOUTH | NORTH | 151 | 5A
9021 | SANDHG5B | SOUTH | NORTH | 156 | 5B
12322 | ENTRAC11 | NORTH | SOUTH | 213 | 1
12323 | ENTRAC12 | NORTH | SOUTH | 106 | 2
12411 | FPLEFR1A | NORTH | SOUTH | 160 | 1
12412 | FPLEFR1B | NORTH | SOUTH | 160 | 2
12413 | FPLEFR1C | NORTH | SOUTH | 160 | 3
12414 | FPLEFR1S | NORTH | SOUTH | 408 | 4
12421 | FPLEFR2A | NORTH | SOUTH | 160 | 1
12422 | FPLEFR2B | NORTH | SOUTH | 160 | 2
12423 | FPLEFR2C | NORTH | SOUTH | 160 | 3
12424 | FPLEFR2S | NORTH | SOUTH | 407 | 4
13116 | GATEWY1G | NORTH | SOUTH | 179 | 1
13117 | GATEWY2G | NORTH | SOUTH | 179 | 2
13118 | GATEWY3G | NORTH | SOUTH | 179 | 3
13119 | GATEWY4G | NORTH | SOUTH | 417 | 4
13131 | CALFRE1G | NORTH | SOUTH | 189 | 1
13132 | CALFRE2G | NORTH | SOUTH | 189 | 2
13133 | CALFRE3G | NORTH | SOUTH | 189 | 3
13134 | CALFRE4G | NORTH | SOUTH | 189 | 4
13135 | CALFRE5G | NORTH | SOUTH | 189 | 5
13136 | CALFRE6G | NORTH | SOUTH | 189 | 6
39960 | TNPONE#1 | NORTH | SOUTH | 153 | 1
39970 | TNPONE#2 | NORTH | SOUTH | 155 | 1
48671 | FTR1 | NORTH | SOUTH | 150 | 1
48672 | FTR2 | NORTH | SOUTH | 150 | 2
48673 | FTR3 | NORTH | SOUTH | 150 | 3
48674 | FTR4 | NORTH | SOUTH | 380 | 4
48721 | LIM1 | NORTH | SOUTH | 836 | 1
48722 | LIM2 | NORTH | SOUTH | 766 | 2
80003 | MILHWYS | SOUTH | NORTH | 0 | 1
80010 | EPLVT | SOUTH | NORTH | 0 | 1
80012 | LAR | SOUTH | NORTH | 0 | 1
80051 | FOR #8 | SOUTH | NORTH | 33 | 8
80052 | FOR #9 | SOUTH | NORTH | 55 | 9
80053 | FOR #10 | SOUTH | NORTH | 86 | 10

## CRE2_55
FromBus | FrBusName | FrBusvolt | ToBus | ToBusName | ToBusVolt | Ckt | Sum PMAX
7100 | BURNET13 | 138 | 7104 | WIRTZ 13 | 138 | 1 | 27561
BusNum | Name | ZoneName | ZoneNameCRE | PMAX | ID
239 | BSQSUTH2 | NORTH | SOUTH | 150 | 1
244 | WHITNEY1 | NORTH | SOUTH | 15 | 1 |  | Zone | Y | X | a | bz
245 | WHITNEY2 | NORTH | SOUTH | 15 | 2 |  | West | -0.0022888 | 0.019535 | 0.064473 | -0.0035483
247 | BSQSUTH1 | NORTH | SOUTH | 150 | 2 |  | North | 0 | 0.0087608 |  | -0.00056484
251 | BSQSUTH3 | NORTH | SOUTH | 150 | 2 |  | Houston | 0.011299 | 0.2045 |  | -0.0018859
253 | BSQSUTH4 | NORTH | SOUTH | 100 | 2 |  | South | 0.022897 | 0.38653 |  | -0.0020238
332 | MILLER1 | NORTH | SOUTH | 75 | 1
333 | MILLER2 | NORTH | SOUTH | 120 | 2
334 | MILLER3 | NORTH | SOUTH | 205 | 3
335 | MILLER4 | NORTH | SOUTH | 104 | 4
336 | MILLER5 | NORTH | SOUTH | 104 | 5
366 | TENASKA | NORTH | SOUTH | 172 | 1
367 | TENASKA | NORTH | SOUTH | 86 | 2
503 | NTEXAS1 | NORTH | SOUTH | 17 | 1
504 | NTEXAS2 | NORTH | SOUTH | 17 | 2
505 | NTEXAS3 | NORTH | SOUTH | 35 | 3
798 | TAMUGEN1 | NORTH | SOUTH | 32 | 1
837 | NEWMAN5 | NORTH | SOUTH | 40 | 1
842 | OLINGR1 | NORTH | SOUTH | 80 | 1
843 | OLINGR2 | NORTH | SOUTH | 110 | 1
844 | OLINGR3 | NORTH | SOUTH | 150 | 1
845 | OLINGR4 | NORTH | SOUTH | 75 | 1
884 | DANSBY2 | NORTH | SOUTH | 49 | 1
886 | ATKINS3 | NORTH | SOUTH | 12 | 1
887 | ATKINS6 | NORTH | SOUTH | 50 | 1
888 | ATKINS7 | NORTH | SOUTH | 20 | 1
890 | ATKINS4 | NORTH | SOUTH | 22 | 1
891 | ATKINS5 | NORTH | SOUTH | 25 | 1
892 | DANSBY14 | NORTH | SOUTH | 114 | 1
920 | SPNCER1 | NORTH | SOUTH | 12 | 1
921 | SPNCER2 | NORTH | SOUTH | 12 | 1
923 | SPNCER4 | NORTH | SOUTH | 61 | 1
924 | SPNCER5 | NORTH | SOUTH | 66 | 1
948 | STEAM1 | NORTH | SOUTH | 20 | 1
949 | STEAM2 | NORTH | SOUTH | 26 | 1
950 | STEAM3 | NORTH | SOUTH | 41 | 1
990 | GIBCRK | NORTH | SOUTH | 462 | 1
1453 | WCPC 1 G | NORTH | SOUTH | 216 | 1
1454 | WCPC 2 G | NORTH | SOUTH | 216 | 2
1455 | WCPC 3 G | NORTH | SOUTH | 268 | 3
1861 | EGMT1 G | NORTH | SOUTH | 115 | 1
1862 | EGMT2 G | NORTH | SOUTH | 175 | 2
1863 | EGMT3 G | NORTH | SOUTH | 375 | 3
1877 | WLFHOL1G | NORTH | SOUTH | 255 | 1
1878 | WLFHOL2G | NORTH | SOUTH | 300 | 2
1879 | WLFHOL3G | NORTH | SOUTH | 255 | 3
1889 | DEC 1 G | NORTH | SOUTH | 818 | 1
1892 | DECT A G | NORTH | SOUTH | 70 | A
1893 | DECT B G | NORTH | SOUTH | 70 | B
1894 | DECT C G | NORTH | SOUTH | 70 | C
1895 | DECT D G | NORTH | SOUTH | 70 | D
1898 | CMPK 1 G | NORTH | SOUTH | 1150 | 1
1899 | CMPK 2 G | NORTH | SOUTH | 1150 | 2
1937 | MELP 5 G | NORTH | SOUTH | 262 | 5
1938 | MELP 6 G | NORTH | SOUTH | 262 | 6
1941 | MELP 1 G | NORTH | SOUTH | 262 | 1
1942 | MELP 2 G | NORTH | SOUTH | 262 | 2
1943 | MELP 3 G | NORTH | SOUTH | 262 | 3
1944 | MELP 4 G | NORTH | SOUTH | 262 | 4
1945 | HAND 1 G | NORTH | SOUTH | 45 | 1
1946 | HAND 2 G | NORTH | SOUTH | 80 | 2
1947 | HAND 3 G | NORTH | SOUTH | 400 | 3
1948 | HAND 4 G | NORTH | SOUTH | 458 | 4
1949 | HAND 5 G | NORTH | SOUTH | 458 | 5
1960 | NMAIN4G | NORTH | SOUTH | 80 | 4
2381 | NLK 1 G | NORTH | SOUTH | 175 | 1
2382 | NLK 2 G | NORTH | SOUTH | 175 | 2
2383 | NLK 3 G | NORTH | SOUTH | 365 | 3
2413 | MTCK 6 G | NORTH | SOUTH | 115 | 6
2414 | MTCK 7 G | NORTH | SOUTH | 125 | 7
2417 | MTCK 8 G | NORTH | SOUTH | 550 | 8
2418 | MTCK 2 G | NORTH | SOUTH | 33 | 2
2419 | MTCK 3 G | NORTH | SOUTH | 70 | 3
2446 | PARK 1 G | NORTH | SOUTH | 87 | 1
2447 | PARK 2 G | NORTH | SOUTH | 115 | 2
2448 | PARK 3 G | NORTH | SOUTH | 125 | 3
2451 | LKHB 1 G | NORTH | SOUTH | 393 | 1
2452 | LKHB 2 G | NORTH | SOUTH | 528 | 2
3097 | MTNLK 1G | NORTH | SOUTH | 750 | 1
3098 | MTNLK 2G | NORTH | SOUTH | 785 | 2
3099 | MTNLK 3G | NORTH | SOUTH | 750 | 3
3107 | STRYK 1G | NORTH | SOUTH | 175 | 1
3108 | STRYK 2G | NORTH | SOUTH | 500 | 2
3126 | TDAD 6 G | NORTH | SOUTH | 240 | 1
3348 | CHAMPN G | NORTH | SOUTH | 42 | 1
3381 | BBRN 1 G | NORTH | SOUTH | 575 | 1
3382 | BBRN 2 G | NORTH | SOUTH | 587 | 2
3403 | THSE 1 G | NORTH | SOUTH | 565 | 1
3404 | THSE 2 G | NORTH | SOUTH | 818 | 2
3416 | LCRK 1 G | NORTH | SOUTH | 87 | 1
3417 | LCRK 2 G | NORTH | SOUTH | 230 | 2
6694 | WFORD1G | NORTH | SOUTH | 5 | 1
7026 | INKS G1 | SOUTH | NORTH | 14 | 1
12322 | ENTRAC11 | NORTH | SOUTH | 213 | 1
12323 | ENTRAC12 | NORTH | SOUTH | 106 | 2
12411 | FPLEFR1A | NORTH | SOUTH | 160 | 1
12412 | FPLEFR1B | NORTH | SOUTH | 160 | 2
12413 | FPLEFR1C | NORTH | SOUTH | 160 | 3
12414 | FPLEFR1S | NORTH | SOUTH | 408 | 4
12421 | FPLEFR2A | NORTH | SOUTH | 160 | 1
12422 | FPLEFR2B | NORTH | SOUTH | 160 | 2
12423 | FPLEFR2C | NORTH | SOUTH | 160 | 3
12424 | FPLEFR2S | NORTH | SOUTH | 407 | 4
13116 | GATEWY1G | NORTH | SOUTH | 179 | 1
13117 | GATEWY2G | NORTH | SOUTH | 179 | 2
13118 | GATEWY3G | NORTH | SOUTH | 179 | 3
13119 | GATEWY4G | NORTH | SOUTH | 417 | 4
13131 | CALFRE1G | NORTH | SOUTH | 189 | 1
13132 | CALFRE2G | NORTH | SOUTH | 189 | 2
13133 | CALFRE3G | NORTH | SOUTH | 189 | 3
13134 | CALFRE4G | NORTH | SOUTH | 189 | 4
13135 | CALFRE5G | NORTH | SOUTH | 189 | 5
13136 | CALFRE6G | NORTH | SOUTH | 189 | 6
39960 | TNPONE#1 | NORTH | SOUTH | 153 | 1
39970 | TNPONE#2 | NORTH | SOUTH | 155 | 1
48671 | FTR1 | NORTH | SOUTH | 150 | 1
48672 | FTR2 | NORTH | SOUTH | 150 | 2
48673 | FTR3 | NORTH | SOUTH | 150 | 3
48674 | FTR4 | NORTH | SOUTH | 380 | 4
48721 | LIM1 | NORTH | SOUTH | 836 | 1
48722 | LIM2 | NORTH | SOUTH | 766 | 2

## CRE2_56
FromBus | FrBusName | FrBusvolt | ToBus | ToBusName | ToBusVolt | Ckt | Sum PMAX
7060 | EBABES13 | 138 | 7100 | BURNET13 | 138 | 1
BusNum | Name | ZoneName | ZoneNameCRE | PMAX | ID
[7 empty] | Zone | Y | X | a | bz
[7 empty] | West | -0.0016819 | 0.019535 | 0.063891 | -0.0029301
[7 empty] | North | 0.00067938 | 0.0087608 |  | 0.00011963
[7 empty] | Houston | 0.011489 | 0.2045 |  | -0.0015768
[7 empty] | South | 0.023398 | 0.38653 |  | -0.0012975

## CRE2_57
FromBus | FrBusName | FrBusvolt | ToBus | ToBusName | ToBusVolt | Ckt | Sum PMAX
7060 | EBABES13 | 138 | 7064 | LAMPAS13 | 138 | 1 | 26209.5001
BusNum | Name | ZoneName | ZoneNameCRE | PMAX | ID
3431 | SANDOW | SOUTH | NORTH | 120 | 2
3431 | SANDOW | SOUTH | NORTH | 120 | 3 |  | Zone | Y | X | a | bz
3431 | SANDOW | SOUTH | NORTH | 120 | 1 |  | West | -0.0016819 | 0.019535 | 0.0072969 | -0.0018245
3432 | SAND 4 G | SOUTH | NORTH | 583 | 4 |  | North | 0.00067938 | 0.0087608 |  | 0.00061545
5026 | VHB1 | SOUTH | NORTH | 220 | 1 |  | Houston | 0.011489 | 0.2045 |  | 0.0099969
5027 | VHB2 | SOUTH | NORTH | 230 | 2 |  | South | 0 | 0.38653 |  | -0.0028204
5028 | VHB3 | SOUTH | NORTH | 412 | 3
5111 | JTD1 | SOUTH | NORTH | 405 | 1
5112 | JTD2 | SOUTH | NORTH | 405 | 2
5264 | LCP3 | SOUTH | NORTH | 65 | 3
5265 | LCP4 | SOUTH | NORTH | 95 | 4
5266 | LCPCT1 | SOUTH | NORTH | 46 | 1
5267 | LCPCT2 | SOUTH | NORTH | 46 | 2
5268 | LCPCT3 | SOUTH | NORTH | 46 | 3
5269 | LCPCT4 | SOUTH | NORTH | 46 | 4
5396 | OWS1 | SOUTH | NORTH | 430 | 1
5397 | OWS2 | SOUTH | NORTH | 420 | 2
5401 | JKS1 | SOUTH | NORTH | 585 | 1
5436 | WBT1 | SOUTH | NORTH | 65 | 1
5437 | WBT2 | SOUTH | NORTH | 100 | 2
5438 | WBT3 | SOUTH | NORTH | 100 | 3
5439 | WBT4 | SOUTH | NORTH | 160 | 4
5476 | AVR1-CT1 | SOUTH | NORTH | 155 | 1
5477 | AVR1-ST1 | SOUTH | NORTH | 171 | 1
5478 | AVR1-CT2 | SOUTH | NORTH | 155 | 1
5503 | RAYGEN3 | SOUTH | NORTH | 25 | 1
5505 | RAYGEN1 | SOUTH | NORTH | 10 | 1
5506 | RAYGEN2 | SOUTH | NORTH | 12 | 1
5508 | RAYBRN 9 | SOUTH | NORTH | 52.5 | 1
5509 | RAYBRN10 | SOUTH | NORTH | 42 | 1
5511 | RAYBRN 7 | SOUTH | NORTH | 52.5 | 1
5512 | RAYBRN 8 | SOUTH | NORTH | 52.5 | 1
5728 | FALCON2 | SOUTH | NORTH | 11.5 | 2
5729 | FALCON3 | SOUTH | NORTH | 11.5 | 3
5890 | PRSGN1 | SOUTH | NORTH | 24 | 1
5891 | PRSGN2 | SOUTH | NORTH | 23 | 1
5892 | PRSGN3 | SOUTH | NORTH | 23 | 1
5903 | MIGUEL | SOUTH | NORTH | 391 | 1
5911 | STP1 | SOUTH | NORTH | 1250 | 1
5912 | STP2 | SOUTH | NORTH | 1250 | 2
5932 | SI RAY9 | SOUTH | NORTH | 43 | 9
5933 | SI RAY6 | SOUTH | NORTH | 22 | 6
5934 | SI RAY5 | SOUTH | NORTH | 21 | 5
5935 | SI RAY10 | SOUTH | NORTH | 45 | 10
7000 | FERGUSG1 | SOUTH | NORTH | 420 | 1
7004 | GIDEONG1 | SOUTH | NORTH | 140 | 1
7005 | GIDEONG2 | SOUTH | NORTH | 140 | 2
7006 | GIDEONG3 | SOUTH | NORTH | 342 | 3
7007 | LOSTPN 1 | SOUTH | NORTH | 167 | 1
7008 | LOSTPN 2 | SOUTH | NORTH | 166 | 2
7009 | LOSTPN 3 | SOUTH | NORTH | 183 | 3
7010 | FPP G1 | SOUTH | NORTH | 605 | 1
7011 | FPP G2 | SOUTH | NORTH | 636 | 2
7012 | FPP G3 | SOUTH | NORTH | 450 | 3
7014 | HAYSN 1 | SOUTH | NORTH | 275 | 1
7015 | HAYSN 2 | SOUTH | NORTH | 275 | 2
7016 | HAYSN 3 | SOUTH | NORTH | 275 | 3
7017 | HAYSN 4 | SOUTH | NORTH | 275 | 4
7020 | AUSTING1 | SOUTH | NORTH | 8.4 | 1
7020 | AUSTING1 | SOUTH | NORTH | 8.9 | 2
7022 | BUCHANG1 | SOUTH | NORTH | 18.2 | 1
7023 | BUCHANG2 | SOUTH | NORTH | 18.2 | 2
7024 | BUCHANG3 | SOUTH | NORTH | 14.9 | 3
7026 | INKS G1 | SOUTH | NORTH | 14 | 1
7028 | MARBFAG1 | SOUTH | NORTH | 18.2 | 1
7029 | MARBFAG2 | SOUTH | NORTH | 18.2 | 2
7031 | MARSFOG1 | SOUTH | NORTH | 36 | 1
7032 | MARSFOG2 | SOUTH | NORTH | 34.5 | 2
7033 | MARSFOG3 | SOUTH | NORTH | 36 | 3
7035 | WIRTZ G1 | SOUTH | NORTH | 28 | 1
7036 | WIRTZ G2 | SOUTH | NORTH | 28 | 2
7487 | CANYHY13 | SOUTH | NORTH | 6 | 1
7605 | MCQUEE06 | SOUTH | NORTH | 2.8 | 3
7605 | MCQUEE06 | SOUTH | NORTH | 2.4 | 2
7605 | MCQUEE06 | SOUTH | NORTH | 2.4 | 1
7609 | SCHUMA13 | SOUTH | NORTH | 3.6 | 1
7624 | LAKEWD06 | SOUTH | NORTH | 2.4 | 1
7624 | LAKEWD06 | SOUTH | NORTH | 2.4 | 2
7800 | GUALUP 1 | SOUTH | NORTH | 175 | 1
7801 | GUALUP 2 | SOUTH | NORTH | 175 | 2
7802 | GUALUP 3 | SOUTH | NORTH | 175 | 3
7803 | GUALUP 4 | SOUTH | NORTH | 175 | 4
7804 | GUALUP 5 | SOUTH | NORTH | 205 | 5
7805 | GUALUP 6 | SOUTH | NORTH | 205 | 6
7807 | BEP GT1 | SOUTH | NORTH | 167 | 1
7808 | BEP GT2 | SOUTH | NORTH | 167 | 1
7809 | BEP ST1 | SOUTH | NORTH | 166 | 1
7810 | RIONOGT1 | SOUTH | NORTH | 210 | 1
7811 | RIONOGT2 | SOUTH | NORTH | 210 | 2
7812 | RIONOGT3 | SOUTH | NORTH | 210 | 3
7813 | RIONOST1 | SOUTH | NORTH | 415 | 4
8032 | AMS #1 | SOUTH | NORTH | 33 | 1
8033 | AMS #2 | SOUTH | NORTH | 33 | 2
8048 | FAL #1 | SOUTH | NORTH | 11.5 | 1
8066 | DUP1V#1 | SOUTH | NORTH | 82 | 1
8134 | FOR #1 | SOUTH | NORTH | 67 | 1
8138 | FOR #2 | SOUTH | NORTH | 76 | 2
8139 | JOS #1 | SOUTH | NORTH | 254 | 1
8147 | UCAR #2 | SOUTH | NORTH | 38 | 1
8148 | UCAR #1 | SOUTH | NORTH | 38 | 2
8153 | FOR #3 | SOUTH | NORTH | 76 | 3
8154 | FOR #4 | SOUTH | NORTH | 76 | 4
8155 | FOR #5 | SOUTH | NORTH | 76 | 5
8156 | FOR #6 | SOUTH | NORTH | 32 | 6
8157 | FOR #7 | SOUTH | NORTH | 66 | 7
8161 | CLO #1 | SOUTH | NORTH | 632 | 1
8168 | VIC #4 | SOUTH | NORTH | 69 | 4
8173 | VIC #5 | SOUTH | NORTH | 172 | 5
8174 | VIC #6 | SOUTH | NORTH | 250 | 6
8189 | CUERO 2 | SOUTH | NORTH | 12 | 1
8263 | EPASS H4 | SOUTH | NORTH | 6 | 1
8285 | LAR #1 | SOUTH | NORTH | 35 | 1
8287 | LAR #2 | SOUTH | NORTH | 34 | 2
8288 | LAR #3 | SOUTH | NORTH | 110 | 3
8305 | LAP #4 | SOUTH | NORTH | 25 | 4
8306 | LAP #5 | SOUTH | NORTH | 25 | 5
8307 | LAP #7 | SOUTH | NORTH | 52 | 7
8308 | LAP #6 | SOUTH | NORTH | 159 | 6
8388 | BAT #1 | SOUTH | NORTH | 72 | 1
8393 | BAT #2 | SOUTH | NORTH | 110 | 2
8437 | NBY #5 | SOUTH | NORTH | 30 | 5
8438 | NBY #6 | SOUTH | NORTH | 169 | 6
8442 | NBY #7 | SOUTH | NORTH | 368 | 7
8444 | LCH #1 | SOUTH | NORTH | 75 | 1
8445 | LCH #2 | SOUTH | NORTH | 75 | 2
8446 | LCH #3 | SOUTH | NORTH | 164 | 3
8447 | LCH #4 | SOUTH | NORTH | 247 | 4
8456 | COSW#1 | SOUTH | NORTH | 20 | 1
8457 | COSW#2 | SOUTH | NORTH | 20 | 2
8459 | DAV #1 | SOUTH | NORTH | 344 | 1
8460 | DAV #2 | SOUTH | NORTH | 353 | 2
8461 | KOCHREF2 | SOUTH | NORTH | 38 | 1
8506 | VAL #1 | SOUTH | NORTH | 25 | 1
8507 | VAL #2 | SOUTH | NORTH | 25 | 2
8511 | STARCO#1 | SOUTH | NORTH | 38 | 1
8517 | CEL-B #1 | SOUTH | NORTH | 38 | 1
8560 | CNOPGT1 | SOUTH | NORTH | 199 | 1
8561 | CNOPGT2 | SOUTH | NORTH | 199 | 2
8562 | CNOPST1 | SOUTH | NORTH | 196 | 3
8926 | LGEGN#1 | SOUTH | NORTH | 185 | 1
8927 | LGEGN#2 | SOUTH | NORTH | 185 | 2
8928 | LGEGN#3 | SOUTH | NORTH | 100 | 3
8930 | ICPGN#1 | SOUTH | NORTH | 177 | 1
8931 | ICPGN#2 | SOUTH | NORTH | 177 | 2
8932 | ICPGN#3 | SOUTH | NORTH | 177 | 3
8933 | FGNTS001 | SOUTH | NORTH | 170 | 1
8934 | FGNTS101 | SOUTH | NORTH | 170 | 2
8935 | FGNTS201 | SOUTH | NORTH | 183 | 3
8936 | MVGN#1 | SOUTH | NORTH | 250 | 1
8937 | MVGN#2 | SOUTH | NORTH | 250 | 2
8938 | MVGN#3 | SOUTH | NORTH | 265 | 3
8981 | HECN1 | SOUTH | NORTH | 175 | 1
8982 | HECN2 | SOUTH | NORTH | 175 | 2
8983 | HECN3 | SOUTH | NORTH | 198 | 3
9000 | DECKR G1 | SOUTH | NORTH | 347 | 1
9001 | DECKR G2 | SOUTH | NORTH | 432 | 2
9002 | DECKR G3 | SOUTH | NORTH | 55 | 3
9003 | DECKR G4 | SOUTH | NORTH | 55 | 4
9004 | DECKR G5 | SOUTH | NORTH | 55 | 5
9005 | DECKR G6 | SOUTH | NORTH | 55 | 6
9014 | HOLLY G3 | SOUTH | NORTH | 193 | 3
9015 | HOLLY G4 | SOUTH | NORTH | 194 | 4
9016 | SANDH G1 | SOUTH | NORTH | 48 | 1
9017 | SANDH G2 | SOUTH | NORTH | 48 | 2
9018 | SANDH G3 | SOUTH | NORTH | 48 | 3
9019 | SANDH G4 | SOUTH | NORTH | 48 | 4
9020 | SANDHG5A | SOUTH | NORTH | 151 | 5A
9021 | SANDHG5B | SOUTH | NORTH | 156 | 5B
80003 | MILHWYS | SOUTH | NORTH | 0 | 1
80010 | EPLVT | SOUTH | NORTH | 0 | 1
80012 | LAR | SOUTH | NORTH | 0 | 1
80051 | FOR #8 | SOUTH | NORTH | 33 | 8
80052 | FOR #9 | SOUTH | NORTH | 55 | 9
80053 | FOR #10 | SOUTH | NORTH | 86 | 10

## CRE2_6
FromBus | FrBusName | FrBusvolt | ToBus | ToBusName | ToBusVolt | Ckt | Sum PMAX
7041 | LOSTPN34 | 345 | 9040 | AUSTROP | 345 | 1 | 943
7041 | LOSTPN34 | 345 | 9040 | AUSTROP | 345 | 2
BusNum | Name | ZoneName | ZoneNameCRE | PMAX | ID
3431 | SANDOW | SOUTH | NORTH | 120 | 3 |  | Zone | Y | X | a | bz
3431 | SANDOW | SOUTH | NORTH | 120 | 2 |  | West | -0.0014986 | 0.019535 | 0.26191 | -0.006615
3431 | SANDOW | SOUTH | NORTH | 120 | 1 |  | North | 0.0035224 | 0.0087608 |  | 0.0012279
3432 | SAND 4 G | SOUTH | NORTH | 583 | 4 |  | Houston | 0.084501 | 0.2045 |  | 0.030941
[7 empty] | South | 0.091513 | 0.38653 |  | -0.0097216

## CRE2_7
FromBus | FrBusName | FrBusvolt | ToBus | ToBusName | ToBusVolt | Ckt | Sum PMAX
32 | ROBERTSN | 138 | 3682 | MILANO M | 138 | 1
BusNum | Name | ZoneName | ZoneNameCRE | PMAX | ID
[7 empty] | Zone | Y | X | a | bz
[7 empty] | West | 0.0030501 | 0.019535 | 0.063855 | 0.0018027
[7 empty] | North | -0.002413 | 0.0087608 |  | -0.0029724
[7 empty] | Houston | -0.00040125 | 0.2045 |  | -0.01346
[7 empty] | South | 0.026746 | 0.38653 |  | 0.0020641

## CRE2_8
FromBus | FrBusName | FrBusvolt | ToBus | ToBusName | ToBusVolt | Ckt | Sum PMAX
3409 | LAKE CREEK SES | 345 | 3410 | LAKE CREEK SES | 138 | 1 | 53756.5
BusNum | Name | ZoneName | ZoneNameCRE | PMAX | ID
239 | BSQSUTH2 | NORTH | SOUTH | 150 | 1
244 | WHITNEY1 | NORTH | SOUTH | 15 | 1 |  | Zone | Y | X | a | bz
245 | WHITNEY2 | NORTH | SOUTH | 15 | 2 |  | West | -0.0015982 | 0.019535 | -5.9452e-05 | -0.0015971
247 | BSQSUTH1 | NORTH | SOUTH | 150 | 2 |  | North | 0 | 0.0087608 |  | 5.2085e-07
251 | BSQSUTH3 | NORTH | SOUTH | 150 | 2 |  | Houston | -0.0044681 | 0.2045 |  | -0.0044559
253 | BSQSUTH4 | NORTH | SOUTH | 100 | 2 |  | South | 0 | 0.38653 |  | 2.298e-05
332 | MILLER1 | NORTH | SOUTH | 75 | 1
333 | MILLER2 | NORTH | SOUTH | 120 | 2
334 | MILLER3 | NORTH | SOUTH | 205 | 3
335 | MILLER4 | NORTH | SOUTH | 104 | 4
336 | MILLER5 | NORTH | SOUTH | 104 | 5
366 | TENASKA | NORTH | SOUTH | 172 | 1
367 | TENASKA | NORTH | SOUTH | 86 | 2
503 | NTEXAS1 | NORTH | SOUTH | 17 | 1
504 | NTEXAS2 | NORTH | SOUTH | 17 | 2
505 | NTEXAS3 | NORTH | SOUTH | 35 | 3
798 | TAMUGEN1 | NORTH | SOUTH | 32 | 1
837 | NEWMAN5 | NORTH | SOUTH | 40 | 1
842 | OLINGR1 | NORTH | SOUTH | 80 | 1
843 | OLINGR2 | NORTH | SOUTH | 110 | 1
844 | OLINGR3 | NORTH | SOUTH | 150 | 1
845 | OLINGR4 | NORTH | SOUTH | 75 | 1
884 | DANSBY2 | NORTH | SOUTH | 49 | 1
886 | ATKINS3 | NORTH | SOUTH | 12 | 1
887 | ATKINS6 | NORTH | SOUTH | 50 | 1
888 | ATKINS7 | NORTH | SOUTH | 20 | 1
890 | ATKINS4 | NORTH | SOUTH | 22 | 1
891 | ATKINS5 | NORTH | SOUTH | 25 | 1
892 | DANSBY14 | NORTH | SOUTH | 114 | 1
920 | SPNCER1 | NORTH | SOUTH | 12 | 1
921 | SPNCER2 | NORTH | SOUTH | 12 | 1
923 | SPNCER4 | NORTH | SOUTH | 61 | 1
924 | SPNCER5 | NORTH | SOUTH | 66 | 1
948 | STEAM1 | NORTH | SOUTH | 20 | 1
949 | STEAM2 | NORTH | SOUTH | 26 | 1
950 | STEAM3 | NORTH | SOUTH | 41 | 1
990 | GIBCRK | NORTH | SOUTH | 462 | 1
1453 | WCPC 1 G | NORTH | SOUTH | 216 | 1
1454 | WCPC 2 G | NORTH | SOUTH | 216 | 2
1455 | WCPC 3 G | NORTH | SOUTH | 268 | 3
1861 | EGMT1 G | NORTH | SOUTH | 115 | 1
1862 | EGMT2 G | NORTH | SOUTH | 175 | 2
1863 | EGMT3 G | NORTH | SOUTH | 375 | 3
1877 | WLFHOL1G | NORTH | SOUTH | 255 | 1
1878 | WLFHOL2G | NORTH | SOUTH | 300 | 2
1879 | WLFHOL3G | NORTH | SOUTH | 255 | 3
1889 | DEC 1 G | NORTH | SOUTH | 818 | 1
1892 | DECT A G | NORTH | SOUTH | 70 | A
1893 | DECT B G | NORTH | SOUTH | 70 | B
1894 | DECT C G | NORTH | SOUTH | 70 | C
1895 | DECT D G | NORTH | SOUTH | 70 | D
1898 | CMPK 1 G | NORTH | SOUTH | 1150 | 1
1899 | CMPK 2 G | NORTH | SOUTH | 1150 | 2
1937 | MELP 5 G | NORTH | SOUTH | 262 | 5
1938 | MELP 6 G | NORTH | SOUTH | 262 | 6
1941 | MELP 1 G | NORTH | SOUTH | 262 | 1
1942 | MELP 2 G | NORTH | SOUTH | 262 | 2
1943 | MELP 3 G | NORTH | SOUTH | 262 | 3
1944 | MELP 4 G | NORTH | SOUTH | 262 | 4
1945 | HAND 1 G | NORTH | SOUTH | 45 | 1
1946 | HAND 2 G | NORTH | SOUTH | 80 | 2
1947 | HAND 3 G | NORTH | SOUTH | 400 | 3
1948 | HAND 4 G | NORTH | SOUTH | 458 | 4
1949 | HAND 5 G | NORTH | SOUTH | 458 | 5
1960 | NMAIN4G | NORTH | SOUTH | 80 | 4
2381 | NLK 1 G | NORTH | SOUTH | 175 | 1
2382 | NLK 2 G | NORTH | SOUTH | 175 | 2
2383 | NLK 3 G | NORTH | SOUTH | 365 | 3
2413 | MTCK 6 G | NORTH | SOUTH | 115 | 6
2414 | MTCK 7 G | NORTH | SOUTH | 125 | 7
2417 | MTCK 8 G | NORTH | SOUTH | 550 | 8
2418 | MTCK 2 G | NORTH | SOUTH | 33 | 2
2419 | MTCK 3 G | NORTH | SOUTH | 70 | 3
2446 | PARK 1 G | NORTH | SOUTH | 87 | 1
2447 | PARK 2 G | NORTH | SOUTH | 115 | 2
2448 | PARK 3 G | NORTH | SOUTH | 125 | 3
2451 | LKHB 1 G | NORTH | SOUTH | 393 | 1
2452 | LKHB 2 G | NORTH | SOUTH | 528 | 2
3097 | MTNLK 1G | NORTH | SOUTH | 750 | 1
3098 | MTNLK 2G | NORTH | SOUTH | 785 | 2
3099 | MTNLK 3G | NORTH | SOUTH | 750 | 3
3107 | STRYK 1G | NORTH | SOUTH | 175 | 1
3108 | STRYK 2G | NORTH | SOUTH | 500 | 2
3126 | TDAD 6 G | NORTH | SOUTH | 240 | 1
3348 | CHAMPN G | NORTH | SOUTH | 42 | 1
3381 | BBRN 1 G | NORTH | SOUTH | 575 | 1
3382 | BBRN 2 G | NORTH | SOUTH | 587 | 2
3403 | THSE 1 G | NORTH | SOUTH | 565 | 1
3404 | THSE 2 G | NORTH | SOUTH | 818 | 2
3416 | LCRK 1 G | NORTH | SOUTH | 87 | 1
3417 | LCRK 2 G | NORTH | SOUTH | 230 | 2
3431 | SANDOW | SOUTH | NORTH | 120 | 3
3431 | SANDOW | SOUTH | NORTH | 120 | 2
3431 | SANDOW | SOUTH | NORTH | 120 | 1
3432 | SAND 4 G | SOUTH | NORTH | 583 | 4
5026 | VHB1 | SOUTH | NORTH | 220 | 1
5027 | VHB2 | SOUTH | NORTH | 230 | 2
5028 | VHB3 | SOUTH | NORTH | 412 | 3
5111 | JTD1 | SOUTH | NORTH | 405 | 1
5112 | JTD2 | SOUTH | NORTH | 405 | 2
5264 | LCP3 | SOUTH | NORTH | 65 | 3
5265 | LCP4 | SOUTH | NORTH | 95 | 4
5266 | LCPCT1 | SOUTH | NORTH | 46 | 1
5267 | LCPCT2 | SOUTH | NORTH | 46 | 2
5268 | LCPCT3 | SOUTH | NORTH | 46 | 3
5269 | LCPCT4 | SOUTH | NORTH | 46 | 4
5396 | OWS1 | SOUTH | NORTH | 430 | 1
5397 | OWS2 | SOUTH | NORTH | 420 | 2
5401 | JKS1 | SOUTH | NORTH | 585 | 1
5436 | WBT1 | SOUTH | NORTH | 65 | 1
5437 | WBT2 | SOUTH | NORTH | 100 | 2
5438 | WBT3 | SOUTH | NORTH | 100 | 3
5439 | WBT4 | SOUTH | NORTH | 160 | 4
5476 | AVR1-CT1 | SOUTH | NORTH | 155 | 1
5477 | AVR1-ST1 | SOUTH | NORTH | 171 | 1
5478 | AVR1-CT2 | SOUTH | NORTH | 155 | 1
5503 | RAYGEN3 | SOUTH | NORTH | 25 | 1
5505 | RAYGEN1 | SOUTH | NORTH | 10 | 1
5506 | RAYGEN2 | SOUTH | NORTH | 12 | 1
5508 | RAYBRN 9 | SOUTH | NORTH | 52.5 | 1
5509 | RAYBRN10 | SOUTH | NORTH | 42 | 1
5511 | RAYBRN 7 | SOUTH | NORTH | 52.5 | 1
5512 | RAYBRN 8 | SOUTH | NORTH | 52.5 | 1
5728 | FALCON2 | SOUTH | NORTH | 11.5 | 2
5729 | FALCON3 | SOUTH | NORTH | 11.5 | 3
5890 | PRSGN1 | SOUTH | NORTH | 24 | 1
5891 | PRSGN2 | SOUTH | NORTH | 23 | 1
5892 | PRSGN3 | SOUTH | NORTH | 23 | 1
5903 | MIGUEL | SOUTH | NORTH | 391 | 1
5911 | STP1 | SOUTH | NORTH | 1250 | 1
5912 | STP2 | SOUTH | NORTH | 1250 | 2
5932 | SI RAY9 | SOUTH | NORTH | 43 | 9
5933 | SI RAY6 | SOUTH | NORTH | 22 | 6
5934 | SI RAY5 | SOUTH | NORTH | 21 | 5
5935 | SI RAY10 | SOUTH | NORTH | 45 | 10
6694 | WFORD1G | NORTH | SOUTH | 5 | 1
7000 | FERGUSG1 | SOUTH | NORTH | 420 | 1
7004 | GIDEONG1 | SOUTH | NORTH | 140 | 1
7005 | GIDEONG2 | SOUTH | NORTH | 140 | 2
7006 | GIDEONG3 | SOUTH | NORTH | 342 | 3
7007 | LOSTPN 1 | SOUTH | NORTH | 167 | 1
7008 | LOSTPN 2 | SOUTH | NORTH | 166 | 2
7009 | LOSTPN 3 | SOUTH | NORTH | 183 | 3
7010 | FPP G1 | SOUTH | NORTH | 605 | 1
7011 | FPP G2 | SOUTH | NORTH | 636 | 2
7012 | FPP G3 | SOUTH | NORTH | 450 | 3
7014 | HAYSN 1 | SOUTH | NORTH | 275 | 1
7015 | HAYSN 2 | SOUTH | NORTH | 275 | 2
7016 | HAYSN 3 | SOUTH | NORTH | 275 | 3
7017 | HAYSN 4 | SOUTH | NORTH | 275 | 4
7020 | AUSTING1 | SOUTH | NORTH | 8.4 | 1
7020 | AUSTING1 | SOUTH | NORTH | 8.9 | 2
7022 | BUCHANG1 | SOUTH | NORTH | 18.2 | 1
7023 | BUCHANG2 | SOUTH | NORTH | 18.2 | 2
7024 | BUCHANG3 | SOUTH | NORTH | 14.9 | 3
7026 | INKS G1 | SOUTH | NORTH | 14 | 1
7028 | MARBFAG1 | SOUTH | NORTH | 18.2 | 1
7029 | MARBFAG2 | SOUTH | NORTH | 18.2 | 2
7031 | MARSFOG1 | SOUTH | NORTH | 36 | 1
7032 | MARSFOG2 | SOUTH | NORTH | 34.5 | 2
7033 | MARSFOG3 | SOUTH | NORTH | 36 | 3
7035 | WIRTZ G1 | SOUTH | NORTH | 28 | 1
7036 | WIRTZ G2 | SOUTH | NORTH | 28 | 2
7487 | CANYHY13 | SOUTH | NORTH | 6 | 1
7605 | MCQUEE06 | SOUTH | NORTH | 2.8 | 3
7605 | MCQUEE06 | SOUTH | NORTH | 2.4 | 1
7605 | MCQUEE06 | SOUTH | NORTH | 2.4 | 2
7609 | SCHUMA13 | SOUTH | NORTH | 3.6 | 1
7624 | LAKEWD06 | SOUTH | NORTH | 2.4 | 1
7624 | LAKEWD06 | SOUTH | NORTH | 2.4 | 2
7800 | GUALUP 1 | SOUTH | NORTH | 175 | 1
7801 | GUALUP 2 | SOUTH | NORTH | 175 | 2
7802 | GUALUP 3 | SOUTH | NORTH | 175 | 3
7803 | GUALUP 4 | SOUTH | NORTH | 175 | 4
7804 | GUALUP 5 | SOUTH | NORTH | 205 | 5
7805 | GUALUP 6 | SOUTH | NORTH | 205 | 6
7807 | BEP GT1 | SOUTH | NORTH | 167 | 1
7808 | BEP GT2 | SOUTH | NORTH | 167 | 1
7809 | BEP ST1 | SOUTH | NORTH | 166 | 1
7810 | RIONOGT1 | SOUTH | NORTH | 210 | 1
7811 | RIONOGT2 | SOUTH | NORTH | 210 | 2
7812 | RIONOGT3 | SOUTH | NORTH | 210 | 3
7813 | RIONOST1 | SOUTH | NORTH | 415 | 4
8032 | AMS #1 | SOUTH | NORTH | 33 | 1
8033 | AMS #2 | SOUTH | NORTH | 33 | 2
8048 | FAL #1 | SOUTH | NORTH | 11.5 | 1
8066 | DUP1V#1 | SOUTH | NORTH | 82 | 1
8134 | FOR #1 | SOUTH | NORTH | 67 | 1
8138 | FOR #2 | SOUTH | NORTH | 76 | 2
8139 | JOS #1 | SOUTH | NORTH | 254 | 1
8147 | UCAR #2 | SOUTH | NORTH | 38 | 1
8148 | UCAR #1 | SOUTH | NORTH | 38 | 2
8153 | FOR #3 | SOUTH | NORTH | 76 | 3
8154 | FOR #4 | SOUTH | NORTH | 76 | 4
8155 | FOR #5 | SOUTH | NORTH | 76 | 5
8156 | FOR #6 | SOUTH | NORTH | 32 | 6
8157 | FOR #7 | SOUTH | NORTH | 66 | 7
8161 | CLO #1 | SOUTH | NORTH | 632 | 1
8168 | VIC #4 | SOUTH | NORTH | 69 | 4
8173 | VIC #5 | SOUTH | NORTH | 172 | 5
8174 | VIC #6 | SOUTH | NORTH | 250 | 6
8189 | CUERO 2 | SOUTH | NORTH | 12 | 1
8263 | EPASS H4 | SOUTH | NORTH | 6 | 1
8285 | LAR #1 | SOUTH | NORTH | 35 | 1
8287 | LAR #2 | SOUTH | NORTH | 34 | 2
8288 | LAR #3 | SOUTH | NORTH | 110 | 3
8305 | LAP #4 | SOUTH | NORTH | 25 | 4
8306 | LAP #5 | SOUTH | NORTH | 25 | 5
8307 | LAP #7 | SOUTH | NORTH | 52 | 7
8308 | LAP #6 | SOUTH | NORTH | 159 | 6
8388 | BAT #1 | SOUTH | NORTH | 72 | 1
8393 | BAT #2 | SOUTH | NORTH | 110 | 2
8437 | NBY #5 | SOUTH | NORTH | 30 | 5
8438 | NBY #6 | SOUTH | NORTH | 169 | 6
8442 | NBY #7 | SOUTH | NORTH | 368 | 7
8444 | LCH #1 | SOUTH | NORTH | 75 | 1
8445 | LCH #2 | SOUTH | NORTH | 75 | 2
8446 | LCH #3 | SOUTH | NORTH | 164 | 3
8447 | LCH #4 | SOUTH | NORTH | 247 | 4
8456 | COSW#1 | SOUTH | NORTH | 20 | 1
8457 | COSW#2 | SOUTH | NORTH | 20 | 2
8459 | DAV #1 | SOUTH | NORTH | 344 | 1
8460 | DAV #2 | SOUTH | NORTH | 353 | 2
8461 | KOCHREF2 | SOUTH | NORTH | 38 | 1
8506 | VAL #1 | SOUTH | NORTH | 25 | 1
8507 | VAL #2 | SOUTH | NORTH | 25 | 2
8511 | STARCO#1 | SOUTH | NORTH | 38 | 1
8517 | CEL-B #1 | SOUTH | NORTH | 38 | 1
8560 | CNOPGT1 | SOUTH | NORTH | 199 | 1
8561 | CNOPGT2 | SOUTH | NORTH | 199 | 2
8562 | CNOPST1 | SOUTH | NORTH | 196 | 3
8926 | LGEGN#1 | SOUTH | NORTH | 185 | 1
8927 | LGEGN#2 | SOUTH | NORTH | 185 | 2
8928 | LGEGN#3 | SOUTH | NORTH | 100 | 3
8930 | ICPGN#1 | SOUTH | NORTH | 177 | 1
8931 | ICPGN#2 | SOUTH | NORTH | 177 | 2
8932 | ICPGN#3 | SOUTH | NORTH | 177 | 3
8933 | FGNTS001 | SOUTH | NORTH | 170 | 1
8934 | FGNTS101 | SOUTH | NORTH | 170 | 2
8935 | FGNTS201 | SOUTH | NORTH | 183 | 3
8936 | MVGN#1 | SOUTH | NORTH | 250 | 1
8937 | MVGN#2 | SOUTH | NORTH | 250 | 2
8938 | MVGN#3 | SOUTH | NORTH | 265 | 3
8981 | HECN1 | SOUTH | NORTH | 175 | 1
8982 | HECN2 | SOUTH | NORTH | 175 | 2
8983 | HECN3 | SOUTH | NORTH | 198 | 3
9000 | DECKR G1 | SOUTH | NORTH | 347 | 1
9001 | DECKR G2 | SOUTH | NORTH | 432 | 2
9002 | DECKR G3 | SOUTH | NORTH | 55 | 3
9003 | DECKR G4 | SOUTH | NORTH | 55 | 4
9004 | DECKR G5 | SOUTH | NORTH | 55 | 5
9005 | DECKR G6 | SOUTH | NORTH | 55 | 6
9014 | HOLLY G3 | SOUTH | NORTH | 193 | 3
9015 | HOLLY G4 | SOUTH | NORTH | 194 | 4
9016 | SANDH G1 | SOUTH | NORTH | 48 | 1
9017 | SANDH G2 | SOUTH | NORTH | 48 | 2
9018 | SANDH G3 | SOUTH | NORTH | 48 | 3
9019 | SANDH G4 | SOUTH | NORTH | 48 | 4
9020 | SANDHG5A | SOUTH | NORTH | 151 | 5A
9021 | SANDHG5B | SOUTH | NORTH | 156 | 5B
12322 | ENTRAC11 | NORTH | SOUTH | 213 | 1
12323 | ENTRAC12 | NORTH | SOUTH | 106 | 2
12411 | FPLEFR1A | NORTH | SOUTH | 160 | 1
12412 | FPLEFR1B | NORTH | SOUTH | 160 | 2
12413 | FPLEFR1C | NORTH | SOUTH | 160 | 3
12414 | FPLEFR1S | NORTH | SOUTH | 408 | 4
12421 | FPLEFR2A | NORTH | SOUTH | 160 | 1
12422 | FPLEFR2B | NORTH | SOUTH | 160 | 2
12423 | FPLEFR2C | NORTH | SOUTH | 160 | 3
12424 | FPLEFR2S | NORTH | SOUTH | 407 | 4
13116 | GATEWY1G | NORTH | SOUTH | 179 | 1
13117 | GATEWY2G | NORTH | SOUTH | 179 | 2
13118 | GATEWY3G | NORTH | SOUTH | 179 | 3
13119 | GATEWY4G | NORTH | SOUTH | 417 | 4
13131 | CALFRE1G | NORTH | SOUTH | 189 | 1
13132 | CALFRE2G | NORTH | SOUTH | 189 | 2
13133 | CALFRE3G | NORTH | SOUTH | 189 | 3
13134 | CALFRE4G | NORTH | SOUTH | 189 | 4
13135 | CALFRE5G | NORTH | SOUTH | 189 | 5
13136 | CALFRE6G | NORTH | SOUTH | 189 | 6
39960 | TNPONE#1 | NORTH | SOUTH | 153 | 1
39970 | TNPONE#2 | NORTH | SOUTH | 155 | 1
48671 | FTR1 | NORTH | SOUTH | 150 | 1
48672 | FTR2 | NORTH | SOUTH | 150 | 2
48673 | FTR3 | NORTH | SOUTH | 150 | 3
48674 | FTR4 | NORTH | SOUTH | 380 | 4
48721 | LIM1 | NORTH | SOUTH | 836 | 1
48722 | LIM2 | NORTH | SOUTH | 766 | 2
80003 | MILHWYS | SOUTH | NORTH | 0 | 1
80010 | EPLVT | SOUTH | NORTH | 0 | 1
80012 | LAR | SOUTH | NORTH | 0 | 1
80051 | FOR #8 | SOUTH | NORTH | 33 | 8
80052 | FOR #9 | SOUTH | NORTH | 55 | 9
80053 | FOR #10 | SOUTH | NORTH | 86 | 10

## CRE2_9
FromBus | FrBusName | FrBusvolt | ToBus | ToBusName | ToBusVolt | Ckt | Sum PMAX
3410 | LAKE CREEK SES | 138 | 3415 | TEMPLE SS | 138 | 1
BusNum | Name | ZoneName | ZoneNameCRE | PMAX | ID
[7 empty] | Zone | Y | X | a | bz
[7 empty] | West | 0.0022128 | 0.019535 | 0.063443 | 0.00097338
[7 empty] | North | 0.00042029 | 0.0087608 |  | -0.00013553
[7 empty] | Houston | 0.01212 | 0.2045 |  | -0.00085459
[7 empty] | South | 0.025189 | 0.38653 |  | 0.00066615