## Sheet1
Data Point | Frequency | Frequency | MW
|  | Error | Response
1 | 59.5 | -0.5 | 25
2 | 59.6 | -0.4 | 20
3 | 59.7 | -0.3 | 15
4 | 59.8 | -0.2 | 10
5 | 59.9 | -0.1 | 5
6 | 60 | 0 | 0
7 | 60.1 | 0.1 | -5
8 | 60.2 | 0.2 | -10
9 | 60.3 | 0.3 | -15
10 | 60.4 | 0.4 | -20
11 | 60.5 | 0.5 | -25

## Sheet2
Probability |  |  |  |  | Frequency Error |  |  |  |  | No Dead-Band Response |  |  |  |  | Step Dead-Band Response | [5 empty] | Ramp Dead-Band Response
[14 empty] | Estimated | [5 empty] | Estimated | [5 empty] | Estimated
[5 empty] | Random | Random |  | Random | Normal | Pure No | Random | Normal | No | No |  |  | Random | Normal | No | No |  |  | Random | Normal | No | No
Frequency | Cumulative | Cumulative | Probability | Probability | Number | Number | Data | Number | Inverse | Dead-Band | Number | Inverse | Dead-Band | Dead-Band | Dead-band | Dead-Band | Number | Inverse | Dead-Band | Dead-Band | Dead-band | Dead-Band | Number | Inverse | Dead-Band | Dead-Band
Error | Probability | Probability | Density | Density | Values | Values | Points | Values | Frequency | Response | Values | Megawatt | Response | Response | Test | Response | Values | Megawatt | Response | Response | Test | Response | Values | Megawatt | Response | Response
|  |  |  | x 50 |  |  |  | Sorted | Error | MW |  | Error | MW | MW | 0.03 | MW |  | Error | MW | MW | 0.03 | MW |  | Error | MW | MW
[11 empty] | 0.2 | MW
0.5 | 1 | 0 | 0 | 0 | 0.39831 | 0.42705 | 1 | 0.00079153 | -0.09477 | 4.7385 | 0.008359 | -0.47857 | 4.2599 | 4.75 | TRUE | 4.7385 | 0.096047 | -0.26088 | 4.4776 | 3.8267 | TRUE | 3.2385 | 0.42705 | -0.036776 | 3.2017 | 1.4524
0.499 | 1 | 0 | 0 | 0 | 0.90564 | 0.30229 | 2 | 0.0021837 | -0.08551 | 4.2755 | 0.30489 | -0.10208 | 4.1734 | 4.2858 | TRUE | 4.2755 | 0.48788 | -0.0060754 | 4.2694 | 3.4528 | TRUE | 2.7755 | 0.30229 | -0.10356 | 2.6719 | 1.3105
0.498 | 1 | 0 | 0 | 0 | 0.77452 | 0.04772 | 3 | 0.0036726 | -0.080423 | 4.0212 | 0.49643 | -0.0017874 | 4.0194 | 4.0309 | TRUE | 4.0212 | 0.7119 | 0.11179 | 4.1329 | 3.2474 | TRUE | 2.5212 | 0.04772 | -0.33347 | 2.1877 | 1.2325
0.497 | 1 | 0 | 0 | 0 | 0.03297 | 0.87273 | 4 | 0.0044354 | -0.07851 | 3.9255 | 0.69734 | 0.10335 | 4.0288 | 3.935 | TRUE | 3.9255 | 0.77183 | 0.14898 | 4.0745 | 3.1701 | TRUE | 2.4255 | 0.87273 | 0.22788 | 2.6534 | 1.2032
0.496 | 1 | 0 | 0 | 0 | 0.057098 | 0.30892 | 5 | 0.0048323 | -0.077628 | 3.8814 | 0.76277 | 0.14305 | 4.0245 | 3.8908 | TRUE | 3.8814 | 0.40089 | -0.050206 | 3.8312 | 3.1345 | TRUE | 2.3814 | 0.30892 | -0.099781 | 2.2816 | 1.1897
0.495 | 1 | 0 | 0 | 0 | 0.65643 | 0.14572 | 6 | 0.0058762 | -0.075585 | 3.7792 | 0.38152 | -0.060299 | 3.7189 | 3.7884 | TRUE | 3.7792 | 0.39977 | -0.050791 | 3.7284 | 3.052 | TRUE | 2.2792 | 0.14572 | -0.21099 | 2.0682 | 1.1584
0.494 | 1 | 0 | 0 | 0 | 0.066688 | 0.33445 | 7 | 0.0059559 | -0.075442 | 3.7721 | 0.10864 | -0.24676 | 3.5254 | 3.7813 | TRUE | 3.7721 | 0.31053 | -0.09887 | 3.6733 | 3.0463 | TRUE | 2.2721 | 0.33445 | -0.085529 | 2.1866 | 1.1562
0.493 | 1 | 0 | 0 | 0 | 0.61452 | 0.89082 | 8 | 0.0091034 | -0.070842 | 3.5421 | 0.1631 | -0.19636 | 3.3457 | 3.5507 | TRUE | 3.5421 | 0.92454 | 0.28726 | 3.8293 | 2.8605 | TRUE | 2.0421 | 0.89082 | 0.24618 | 2.2883 | 1.0857
0.492 | 1 | 0 | 0 | 0 | 0.17858 | 0.91055 | 9 | 0.011847 | -0.067861 | 3.3931 | 0.028292 | -0.3813 | 3.0118 | 3.4013 | TRUE | 3.3931 | 0.11876 | -0.23624 | 3.1568 | 2.7402 | TRUE | 1.8931 | 0.91055 | 0.26883 | 2.1619 | 1.04
0.491 | 1 | 0 | 0 | 0 | 0.94647 | 0.71765 | 10 | 0.012002 | -0.067712 | 3.3856 | 0.067536 | -0.29888 | 3.0867 | 3.3938 | TRUE | 3.3856 | 0.52079 | 0.010425 | 3.396 | 2.7341 | TRUE | 1.8856 | 0.71765 | 0.11518 | 2.0008 | 1.0377
0.49 | 1 | 0 | 0 | 0 | 0.49901 | 0.27069 | 11 | 0.01364 | -0.066225 | 3.3113 | 0.48484 | -0.0076038 | 3.3036 | 3.3193 | TRUE | 3.3113 | 0.85328 | 0.21013 | 3.5214 | 2.6741 | TRUE | 1.8113 | 0.27069 | -0.12215 | 1.6891 | 1.0149
0.489 | 1 | 0 | 0 | 0 | 0.97644 | 0.63251 | 12 | 0.016342 | -0.064078 | 3.2039 | 0.78813 | 0.15999 | 3.3639 | 3.2117 | TRUE | 3.2039 | 0.32116 | -0.092892 | 3.111 | 2.5874 | TRUE | 1.7039 | 0.63251 | 0.0677 | 1.7716 | 0.98202
0.488 | 1 | 0 | 0 | 0 | 0.092137 | 0.055719 | 13 | 0.017225 | -0.063443 | 3.1721 | 0.4758 | -0.012137 | 3.16 | 3.1798 | TRUE | 3.1721 | 0.31642 | -0.095544 | 3.0766 | 2.5617 | TRUE | 1.6721 | 0.055719 | -0.31835 | 1.3538 | 0.97229
0.487 | 1 | 0 | 0 | 0 | 0.56187 | 0.43211 | 14 | 0.01732 | -0.063376 | 3.1688 | 0.090319 | -0.26776 | 2.901 | 3.1765 | TRUE | 3.1688 | 0.81856 | 0.18197 | 3.3508 | 2.559 | TRUE | 1.6688 | 0.43211 | -0.034199 | 1.6346 | 0.97126
0.486 | 1 | 0 | 0 | 0 | 0.049091 | 0.0014689 | 15 | 0.017731 | -0.063091 | 3.1546 | 0.2352 | -0.14437 | 3.0102 | 3.1622 | TRUE | 3.1546 | 0.24024 | -0.14111 | 3.0134 | 2.5475 | TRUE | 1.6546 | 0.0014689 | -0.59483 | 1.0597 | 0.9669
0.485 | 1 | 0 | 0 | 0 | 0.12667 | 0.63781 | 16 | 0.018632 | -0.062486 | 3.1243 | 0.10657 | -0.24899 | 2.8753 | 3.1319 | TRUE | 3.1243 | 0.56444 | 0.032448 | 3.1567 | 2.5231 | TRUE | 1.6243 | 0.63781 | 0.07052 | 1.6948 | 0.95762
0.484 | 1 | 0 | 0 | 0 | 0.28561 | 0.10086 | 17 | 0.019867 | -0.061695 | 3.0847 | 0.86384 | 0.21955 | 3.3043 | 3.0922 | TRUE | 3.0847 | 0.59302 | 0.047062 | 3.1318 | 2.4912 | TRUE | 1.5847 | 0.10086 | -0.25533 | 1.3294 | 0.9455
0.483 | 1 | 0 | 0 | 0 | 0.21086 | 0.80362 | 18 | 0.020137 | -0.061528 | 3.0764 | 0.97506 | 0.3922 | 3.4686 | 3.0838 | TRUE | 3.0764 | 0.22067 | -0.15398 | 2.9224 | 2.4844 | TRUE | 1.5764 | 0.80362 | 0.17092 | 1.7473 | 0.94294
0.482 | 1 | 0 | 0 | 0 | 0.15393 | 0.55844 | 19 | 0.020172 | -0.061506 | 3.0753 | 0.29146 | -0.10982 | 2.9655 | 3.0828 | TRUE | 3.0753 | 0.43778 | -0.031319 | 3.044 | 2.4835 | TRUE | 1.5753 | 0.55844 | 0.029404 | 1.6047 | 0.94261
0.481 | 1 | 0 | 0 | 0 | 0.47422 | 0.66414 | 20 | 0.021468 | -0.06073 | 3.0365 | 0.65827 | 0.081547 | 3.118 | 3.0439 | TRUE | 3.0365 | 0.66819 | 0.086987 | 3.1235 | 2.4522 | TRUE | 1.5365 | 0.66414 | 0.084756 | 1.6213 | 0.93072
0.48 | 1 | 0 | 0 | 0 | 0.53563 | 0.6967 | 21 | 0.022302 | -0.060251 | 3.0125 | 0.039402 | -0.35153 | 2.661 | 3.0198 | TRUE | 3.0125 | 0.54922 | 0.024737 | 3.0373 | 2.4329 | TRUE | 1.5125 | 0.6967 | 0.10299 | 1.6155 | 0.92337
0.479 | 1 | 0 | 0 | 0 | 0.79336 | 0.52978 | 22 | 0.023305 | -0.059695 | 2.9848 | 0.17691 | -0.18544 | 2.7993 | 2.992 | TRUE | 2.9848 | 0.079351 | -0.28189 | 2.7029 | 2.4104 | TRUE | 1.4848 | 0.52978 | 0.014941 | 1.4997 | 0.91485
0.478 | 1 | 0 | 0 | 0 | 0.50729 | 0.13339 | 23 | 0.023539 | -0.059568 | 2.9784 | 0.65264 | 0.078493 | 3.0569 | 2.9856 | TRUE | 2.9784 | 0.5211 | 0.010582 | 2.989 | 2.4053 | TRUE | 1.4784 | 0.13339 | -0.2221 | 1.2563 | 0.91291
0.477 | 1 | 0 | 0 | 0 | 0.22841 | 0.2217 | 24 | 0.025665 | -0.058461 | 2.9231 | 0.81195 | 0.17702 | 3.1001 | 2.9302 | TRUE | 2.9231 | 0.91182 | 0.27041 | 3.1935 | 2.3606 | TRUE | 1.4231 | 0.2217 | -0.15329 | 1.2698 | 0.89595
0.476 | 1 | 0 | 0 | 0 | 0.70166 | 0.50983 | 25 | 0.027325 | -0.05765 | 2.8825 | 0.35192 | -0.076028 | 2.8065 | 2.8895 | TRUE | 2.8825 | 0.19092 | -0.1749 | 2.7076 | 2.3278 | TRUE | 1.3825 | 0.50983 | 0.004931 | 1.3874 | 0.88351
0.475 | 1 | 0 | 0 | 0 | 0.62841 | 0.29984 | 26 | 0.028306 | -0.057189 | 2.8594 | 0.42607 | -0.037277 | 2.8222 | 2.8664 | TRUE | 2.8594 | 0.23942 | -0.14164 | 2.7178 | 2.3092 | TRUE | 1.3594 | 0.29984 | -0.10497 | 1.2545 | 0.87645
0.474 | 1 | 0 | 0 | 0 | 0.67633 | 0.9403 | 27 | 0.029478 | -0.056656 | 2.8328 | 0.65756 | 0.081163 | 2.9139 | 2.8396 | TRUE | 2.8328 | 0.53792 | 0.019041 | 2.8518 | 2.2877 | TRUE | 1.3328 | 0.9403 | 0.31145 | 1.6442 | 0.86827
0.473 | 1 | 0 | 0 | 0 | 0.45078 | 0.86731 | 28 | 0.029857 | -0.056487 | 2.8244 | 0.1113 | -0.24393 | 2.5804 | 2.8312 | TRUE | 2.8244 | 0.15715 | -0.20125 | 2.6231 | 2.2809 | TRUE | 1.3244 | 0.86731 | 0.22275 | 1.5471 | 0.86569
0.472 | 1 | 0 | 0 | 0 | 0.11983 | 0.073169 | 29 | 0.029938 | -0.056451 | 2.8226 | 0.29254 | -0.1092 | 2.7134 | 2.8294 | TRUE | 2.8226 | 0.56823 | 0.034375 | 2.8569 | 2.2794 | TRUE | 1.3226 | 0.073169 | -0.29052 | 1.032 | 0.86514
0.471 | 1 | 0 | 0 | 0 | 0.10854 | 0.80625 | 30 | 0.030378 | -0.056258 | 2.8129 | 0.25192 | -0.13369 | 2.6792 | 2.8197 | TRUE | 2.8129 | 0.81724 | 0.18098 | 2.9939 | 2.2716 | TRUE | 1.3129 | 0.80625 | 0.17283 | 1.4857 | 0.86218
0.47 | 1 | 0 | 0 | 0 | 0.5477 | 0.42924 | 31 | 0.030414 | -0.056242 | 2.8121 | 0.31446 | -0.096652 | 2.7155 | 2.8189 | TRUE | 2.8121 | 0.3345 | -0.085507 | 2.7266 | 2.271 | TRUE | 1.3121 | 0.42924 | -0.035664 | 1.2764 | 0.86194
0.469 | 1 | 0 | 0 | 0 | 0.28642 | 0.74074 | 32 | 0.031675 | -0.055702 | 2.7851 | 0.47856 | -0.010755 | 2.7743 | 2.7918 | TRUE | 2.7851 | 0.29109 | -0.11004 | 2.6751 | 2.2492 | TRUE | 1.2851 | 0.74074 | 0.12913 | 1.4142 | 0.85366
0.468 | 1 | 0 | 0 | 0 | 0.30451 | 0.026579 | 33 | 0.032015 | -0.055559 | 2.778 | 0.13118 | -0.22416 | 2.5538 | 2.7847 | TRUE | 2.778 | 0.014604 | -0.43613 | 2.3418 | 2.2434 | TRUE | 1.278 | 0.026579 | -0.38673 | 0.89123 | 0.85147
0.467 | 1 | 0 | 0 | 0 | 0.45252 | 0.2436 | 34 | 0.032264 | -0.055456 | 2.7728 | 0.54505 | 0.022635 | 2.7954 | 2.7795 | TRUE | 2.7728 | 0.64129 | 0.072383 | 2.8452 | 2.2392 | TRUE | 1.2728 | 0.2436 | -0.13895 | 1.1338 | 0.84988
0.466 | 1 | 0 | 0 | 0 | 0.17963 | 0.58916 | 35 | 0.033286 | -0.055037 | 2.7518 | 0.17836 | -0.18433 | 2.5675 | 2.7585 | TRUE | 2.7518 | 0.34786 | -0.078223 | 2.6736 | 2.2223 | TRUE | 1.2518 | 0.58916 | 0.045075 | 1.2969 | 0.84346
0.465 | 1 | 0 | 0 | 0 | 0.8596 | 0.30888 | 36 | 0.033368 | -0.055004 | 2.7502 | 0.88666 | 0.24179 | 2.992 | 2.7568 | TRUE | 2.7502 | 0.50969 | 0.0048588 | 2.755 | 2.221 | TRUE | 1.2502 | 0.30888 | -0.099807 | 1.1504 | 0.84295
0.464 | 1 | 0 | 0 | 0 | 0.67594 | 0.69325 | 37 | 0.034307 | -0.054629 | 2.7314 | 0.074234 | -0.28899 | 2.4424 | 2.7381 | TRUE | 2.7314 | 0.88615 | 0.24126 | 2.9727 | 2.2058 | TRUE | 1.2314 | 0.69325 | 0.10102 | 1.3325 | 0.83721
0.463 | 1 | 0 | 0 | 0 | 0.097494 | 0.6482 | 38 | 0.035046 | -0.054339 | 2.717 | 0.26006 | -0.12863 | 2.5883 | 2.7236 | TRUE | 2.717 | 0.087408 | -0.27138 | 2.4456 | 2.1942 | TRUE | 1.217 | 0.6482 | 0.076094 | 1.2931 | 0.83278
0.462 | 1 | 0 | 0 | 0 | 0.47915 | 0.20787 | 39 | 0.035059 | -0.054335 | 2.7167 | 0.274 | -0.12015 | 2.5966 | 2.7233 | TRUE | 2.7167 | 0.64049 | 0.071954 | 2.7887 | 2.194 | TRUE | 1.2167 | 0.20787 | -0.16277 | 1.054 | 0.8327
0.461 | 1 | 0 | 0 | 0 | 0.75346 | 0.70891 | 40 | 0.035257 | -0.054258 | 2.7129 | 0.18261 | -0.18109 | 2.5318 | 2.7195 | TRUE | 2.7129 | 0.46027 | -0.01995 | 2.6929 | 2.1909 | TRUE | 1.2129 | 0.70891 | 0.11004 | 1.3229 | 0.83153
0.46 | 1 | 0 | 0 | 0 | 0.0024382 | 0.38949 | 41 | 0.035381 | -0.05421 | 2.7105 | 0.6449 | 0.074316 | 2.7848 | 2.7171 | TRUE | 2.7105 | 0.54364 | 0.021924 | 2.7324 | 2.1889 | TRUE | 1.2105 | 0.38949 | -0.056132 | 1.1544 | 0.83079
0.459 | 1 | 0 | 0 | 0 | 0.80479 | 0.35149 | 42 | 0.035749 | -0.054069 | 2.7035 | 0.74683 | 0.13291 | 2.8364 | 2.71 | TRUE | 2.7035 | 0.34529 | -0.079612 | 2.6238 | 2.1832 | TRUE | 1.2035 | 0.35149 | -0.076258 | 1.1272 | 0.82863
0.458 | 1 | 0 | 0 | 0 | 0.88278 | 0.23572 | 43 | 0.038413 | -0.053082 | 2.6541 | 0.84062 | 0.1994 | 2.8535 | 2.6605 | TRUE | 2.6541 | 0.33347 | -0.086073 | 2.568 | 2.1434 | TRUE | 1.1541 | 0.23572 | -0.14403 | 1.0101 | 0.81351
0.457 | 1 | 0 | 0 | 0 | 0.39133 | 0.18777 | 44 | 0.038701 | -0.052979 | 2.6489 | 0.96842 | 0.37162 | 3.0206 | 2.6554 | TRUE | 2.6489 | 0.17246 | -0.1889 | 2.46 | 2.1392 | TRUE | 1.1489 | 0.18777 | -0.17723 | 0.97172 | 0.81193
0.456 | 1 | 0 | 0 | 0 | 0.024928 | 0.31354 | 45 | 0.038888 | -0.052912 | 2.6456 | 0.080309 | -0.2806 | 2.365 | 2.652 | TRUE | 2.6456 | 0.95597 | 0.34114 | 2.9867 | 2.1365 | TRUE | 1.1456 | 0.31354 | -0.097168 | 1.0484 | 0.8109
0.455 | 1 | 0 | 0 | 0 | 0.27319 | 0.49749 | 46 | 0.039035 | -0.05286 | 2.643 | 0.92774 | 0.29183 | 2.9348 | 2.6494 | TRUE | 2.643 | 0.77067 | 0.14821 | 2.7912 | 2.1344 | TRUE | 1.143 | 0.49749 | -0.0012594 | 1.1417 | 0.8101
0.454 | 1 | 0 | 0 | 0 | 0.17655 | 0.040728 | 47 | 0.039273 | -0.052776 | 2.6388 | 0.55019 | 0.025226 | 2.664 | 2.6452 | TRUE | 2.6388 | 0.95031 | 0.32958 | 2.9684 | 2.131 | TRUE | 1.1388 | 0.040728 | -0.34846 | 0.79033 | 0.80881
0.453 | 1 | 0 | 0 | 0 | 0.064863 | 0.20362 | 48 | 0.040162 | -0.052464 | 2.6232 | 0.58681 | 0.043869 | 2.6671 | 2.6296 | TRUE | 2.6232 | 0.25277 | -0.13316 | 2.49 | 2.1184 | TRUE | 1.1232 | 0.20362 | -0.16575 | 0.95745 | 0.80404
0.452 | 1 | 0 | 0 | 0 | 0.91939 | 0.98109 | 49 | 0.04033 | -0.052406 | 2.6203 | 0.26459 | -0.12585 | 2.4944 | 2.6266 | TRUE | 2.6203 | 0.65104 | 0.077624 | 2.6979 | 2.1161 | TRUE | 1.1203 | 0.98109 | 0.41536 | 1.5357 | 0.80314
0.451 | 1 | 0 | 0 | 0 | 0.35975 | 0.50293 | 50 | 0.042728 | -0.051596 | 2.5798 | 0.73099 | 0.12316 | 2.703 | 2.5861 | TRUE | 2.5798 | 0.03734 | -0.35649 | 2.2233 | 2.0834 | TRUE | 1.0798 | 0.50293 | 0.0014697 | 1.0813 | 0.79074
0.45 | 1 | 0 | 0 | 0 | 0.22033 | 0.50199 | 51 | 0.044236 | -0.051106 | 2.5553 | 0.28068 | -0.11616 | 2.4391 | 2.5615 | TRUE | 2.5553 | 0.92384 | 0.28627 | 2.8415 | 2.0636 | TRUE | 1.0553 | 0.50199 | 0.00099756 | 1.0563 | 0.78322
0.449 | 1 | 0 | 0 | 0 | 0.71551 | 0.25349 | 52 | 0.045174 | -0.050807 | 2.5403 | 0.80784 | 0.17399 | 2.7143 | 2.5465 | TRUE | 2.5403 | 0.21693 | -0.15652 | 2.3838 | 2.0515 | TRUE | 1.0403 | 0.25349 | -0.13271 | 0.90763 | 0.77864
0.448 | 1 | 0 | 0 | 0 | 0.61361 | 0.70158 | 53 | 0.045517 | -0.050699 | 2.535 | 0.96051 | 0.35134 | 2.8863 | 2.5411 | TRUE | 2.535 | 0.69113 | 0.099813 | 2.6348 | 2.0472 | TRUE | 1.035 | 0.70158 | 0.10579 | 1.1407 | 0.77699
0.447 | 1 | 0 | 0 | 0 | 0.30245 | 0.42284 | 54 | 0.046662 | -0.050344 | 2.5172 | 0.42063 | -0.040055 | 2.4771 | 2.5233 | TRUE | 2.5172 | 0.82759 | 0.18894 | 2.7061 | 2.0328 | TRUE | 1.0172 | 0.42284 | -0.038928 | 0.97825 | 0.77154
0.446 | 1 | 0 | 0 | 0 | 0.47392 | 0.89075 | 55 | 0.047176 | -0.050186 | 2.5093 | 0.24647 | -0.13713 | 2.3722 | 2.5154 | TRUE | 2.5093 | 0.99085 | 0.47192 | 2.9812 | 2.0265 | TRUE | 1.0093 | 0.89075 | 0.2461 | 1.2554 | 0.76913
0.445 | 1 | 0 | 0 | 0 | 0.96605 | 0.23443 | 56 | 0.047402 | -0.050118 | 2.5059 | 0.81343 | 0.17812 | 2.684 | 2.5119 | TRUE | 2.5059 | 0.37251 | -0.065043 | 2.4408 | 2.0237 | TRUE | 1.0059 | 0.23443 | -0.14487 | 0.86101 | 0.76808
0.444 | 1 | 0 | 0 | 0 | 0.85135 | 0.50569 | 57 | 0.047413 | -0.050114 | 2.5057 | 0.95255 | 0.33402 | 2.8397 | 2.5118 | TRUE | 2.5057 | 0.62704 | 0.064805 | 2.5705 | 2.0235 | TRUE | 1.0057 | 0.50569 | 0.0028518 | 1.0086 | 0.76802
0.443 | 1 | 0 | 0 | 0 | 0.31885 | 0.57704 | 58 | 0.047446 | -0.050104 | 2.5052 | 0.20077 | -0.16778 | 2.3374 | 2.5113 | TRUE | 2.5052 | 0.38303 | -0.059508 | 2.4457 | 2.0231 | TRUE | 1.0052 | 0.57704 | 0.038865 | 1.0441 | 0.76787
0.442 | 1 | 0 | 0 | 0 | 0.16759 | 0.30566 | 59 | 0.048665 | -0.049738 | 2.4869 | 0.94204 | 0.31443 | 2.8013 | 2.4929 | TRUE | 2.4869 | 0.91459 | 0.27391 | 2.7608 | 2.0084 | TRUE | 0.98691 | 0.30566 | -0.10164 | 0.88527 | 0.76226
0.441 | 1 | 0 | 0 | 0 | 0.26327 | 0.10193 | 60 | 0.049981 | -0.049351 | 2.4676 | 0.029895 | -0.37647 | 2.0911 | 2.4735 | TRUE | 2.4676 | 0.36553 | -0.068741 | 2.3988 | 1.9927 | TRUE | 0.96756 | 0.10193 | -0.25412 | 0.71343 | 0.75633
0.44 | 1 | 0 | 0 | 0 | 0.51363 | 0.29447 | 61 | 0.050238 | -0.049276 | 2.4638 | 0.81141 | 0.17662 | 2.6404 | 2.4698 | TRUE | 2.4638 | 0.11796 | -0.23705 | 2.2268 | 1.9897 | TRUE | 0.96382 | 0.29447 | -0.10807 | 0.85575 | 0.75518
0.439 | 1 | 0 | 0 | 0 | 0.18053 | 0.23495 | 62 | 0.050606 | -0.04917 | 2.4585 | 0.053034 | -0.32322 | 2.1353 | 2.4645 | TRUE | 2.4585 | 0.65843 | 0.081637 | 2.5401 | 1.9854 | TRUE | 0.95851 | 0.23495 | -0.14453 | 0.81398 | 0.75355
0.438 | 1 | 0 | 0 | 0 | 0.46459 | 0.6236 | 63 | 0.052176 | -0.048723 | 2.4362 | 0.059764 | -0.31135 | 2.1248 | 2.4421 | TRUE | 2.4362 | 0.66684 | 0.086243 | 2.5224 | 1.9674 | TRUE | 0.93617 | 0.6236 | 0.062989 | 0.99916 | 0.74671
0.437 | 1 | 0 | 0 | 0 | 0.18909 | 0.57745 | 64 | 0.053195 | -0.048439 | 2.422 | 0.15117 | -0.20629 | 2.2157 | 2.4278 | TRUE | 2.422 | 0.29012 | -0.11061 | 2.3113 | 1.9559 | TRUE | 0.92195 | 0.57745 | 0.039075 | 0.96103 | 0.74235
0.436 | 1 | 0 | 0 | 0 | 0.60861 | 0.35828 | 65 | 0.05579 | -0.047734 | 2.3867 | 0.85073 | 0.20792 | 2.5946 | 2.3925 | TRUE | 2.3867 | 0.50543 | 0.0027202 | 2.3894 | 1.9274 | TRUE | 0.8867 | 0.35828 | -0.072611 | 0.81409 | 0.73155
0.435 | 1 | 0 | 0 | 0 | 0.30119 | 0.89241 | 66 | 0.060027 | -0.046636 | 2.3318 | 0.2709 | -0.12202 | 2.2098 | 2.3375 | TRUE | 2.3318 | 0.99762 | 0.56462 | 2.8964 | 1.8831 | TRUE | 0.83182 | 0.89241 | 0.24789 | 1.0797 | 0.71472
0.434 | 1 | 0 | 0 | 0 | 0.10282 | 0.60102 | 67 | 0.060633 | -0.046484 | 2.3242 | 0.75243 | 0.13643 | 2.4606 | 2.3298 | TRUE | 2.3242 | 0.85532 | 0.2119 | 2.5361 | 1.877 | TRUE | 0.82422 | 0.60102 | 0.051198 | 0.87541 | 0.71239
0.433 | 1 | 0 | 0 | 0 | 0.76234 | 0.82792 | 68 | 0.063153 | -0.045865 | 2.2933 | 0.80879 | 0.17469 | 2.4679 | 2.2988 | TRUE | 2.2933 | 0.3015 | -0.10402 | 2.1892 | 1.852 | TRUE | 0.79325 | 0.82792 | 0.1892 | 0.98245 | 0.7029
0.432 | 1 | 0 | 0 | 0 | 0.29816 | 0.21052 | 69 | 0.063722 | -0.045728 | 2.2864 | 0.29742 | -0.10637 | 2.18 | 2.2919 | TRUE | 2.2864 | 0.21612 | -0.15707 | 2.1293 | 1.8464 | TRUE | 0.78639 | 0.21052 | -0.16093 | 0.62547 | 0.7008
0.431 | 1 | 0 | 0 | 0 | 0.76993 | 0.7001 | 70 | 0.065912 | -0.045208 | 2.2604 | 0.20677 | -0.16354 | 2.0969 | 2.2659 | TRUE | 2.2604 | 0.74076 | 0.12914 | 2.3896 | 1.8255 | TRUE | 0.76042 | 0.7001 | 0.10494 | 0.86536 | 0.69284
0.43 | 1 | 0 | 0 | 0 | 0.96446 | 0.90499 | 71 | 0.068208 | -0.044678 | 2.2339 | 0.87492 | 0.23 | 2.4639 | 2.2393 | TRUE | 2.2339 | 0.20108 | -0.16755 | 2.0664 | 1.8041 | TRUE | 0.73391 | 0.90499 | 0.2621 | 0.99601 | 0.68471
0.429 | 1 | 0 | 0 | 0 | 0.8203 | 0.11565 | 72 | 0.070307 | -0.044205 | 2.2103 | 0.84697 | 0.2047 | 2.415 | 2.2156 | TRUE | 2.2103 | 0.051995 | -0.32516 | 1.8851 | 1.785 | TRUE | 0.71026 | 0.11565 | -0.2394 | 0.47086 | 0.67747
0.428 | 1 | 0 | 0 | 0 | 0.71403 | 0.033298 | 73 | 0.070703 | -0.044117 | 2.2059 | 0.27623 | -0.11881 | 2.0871 | 2.2112 | TRUE | 2.2059 | 0.85613 | 0.21262 | 2.4185 | 1.7814 | TRUE | 0.70587 | 0.033298 | -0.36688 | 0.33899 | 0.67612
0.427 | 1 | 0 | 0 | 0 | 0.15616 | 0.2303 | 74 | 0.072611 | -0.043699 | 2.1849 | 0.084649 | -0.27489 | 1.91 | 2.1902 | TRUE | 2.1849 | 0.25372 | -0.13257 | 2.0524 | 1.7645 | TRUE | 0.68493 | 0.2303 | -0.14757 | 0.53736 | 0.6697
0.426 | 1 | 0 | 0 | 0 | 0.74358 | 0.0035886 | 75 | 0.073204 | -0.04357 | 2.1785 | 0.5463 | 0.023263 | 2.2018 | 2.1838 | TRUE | 2.1785 | 0.95649 | 0.34227 | 2.5208 | 1.7593 | TRUE | 0.6785 | 0.0035886 | -0.5377 | 0.1408 | 0.66773
0.425 | 1 | 0 | 0 | 0 | 0.95222 | 0.45481 | 76 | 0.073343 | -0.04354 | 2.177 | 0.40294 | -0.049149 | 2.1279 | 2.1823 | TRUE | 2.177 | 0.93387 | 0.30104 | 2.478 | 1.7581 | TRUE | 0.677 | 0.45481 | -0.022705 | 0.6543 | 0.66727
0.424 | 1 | 0 | 0 | 0 | 0.86722 | 0.8785 | 77 | 0.073653 | -0.043473 | 2.1737 | 0.48882 | -0.0056068 | 2.1681 | 2.1789 | TRUE | 2.1737 | 0.71214 | 0.11193 | 2.2856 | 1.7554 | TRUE | 0.67367 | 0.8785 | 0.2335 | 0.90717 | 0.66625
0.423 | 1 | 0 | 0 | 0 | 0.56771 | 0.94447 | 78 | 0.074813 | -0.043226 | 2.1613 | 0.88739 | 0.24255 | 2.4038 | 2.1665 | TRUE | 2.1613 | 0.13264 | -0.2228 | 1.9385 | 1.7454 | TRUE | 0.66128 | 0.94447 | 0.31869 | 0.97997 | 0.66245
0.422 | 1 | 0 | 0 | 0 | 0.19139 | 0.84118 | 79 | 0.075121 | -0.04316 | 2.158 | 0.27526 | -0.1194 | 2.0386 | 2.1632 | TRUE | 2.158 | 0.85406 | 0.2108 | 2.3688 | 1.7428 | TRUE | 0.65802 | 0.84118 | 0.19986 | 0.85788 | 0.66145
0.421 | 1 | 0 | 0 | 0 | 0.15633 | 0.41162 | 80 | 0.075165 | -0.043151 | 2.1575 | 0.53227 | 0.016193 | 2.1737 | 2.1628 | TRUE | 2.1575 | 0.9577 | 0.34493 | 2.5025 | 1.7424 | TRUE | 0.65755 | 0.41162 | -0.044677 | 0.61287 | 0.66131
0.42 | 1 | 0 | 0 | 0 | 0.16476 | 0.70313 | 81 | 0.076427 | -0.042886 | 2.1443 | 0.58678 | 0.043853 | 2.1881 | 2.1495 | TRUE | 2.1443 | 0.82245 | 0.18495 | 2.3292 | 1.7317 | TRUE | 0.64428 | 0.70313 | 0.10669 | 0.75097 | 0.65724
0.419 | 1 | 0 | 0 | 0 | 0.6932 | 0.67764 | 82 | 0.077005 | -0.042765 | 2.1383 | 0.96451 | 0.36111 | 2.4994 | 2.1434 | TRUE | 2.1383 | 0.5085 | 0.0042603 | 2.1425 | 1.7268 | TRUE | 0.63827 | 0.67764 | 0.092222 | 0.73049 | 0.6554
0.418 | 1 | 0 | 0 | 0 | 0.94396 | 0.3175 | 83 | 0.079687 | -0.042215 | 2.1108 | 0.61782 | 0.059954 | 2.1707 | 2.1159 | TRUE | 2.1108 | 0.16533 | -0.19455 | 1.9162 | 1.7046 | TRUE | 0.61077 | 0.3175 | -0.094943 | 0.51583 | 0.64697
0.417 | 1 | 0 | 0 | 0 | 0.79093 | 0.33129 | 84 | 0.081784 | -0.041795 | 2.0898 | 0.85336 | 0.21019 | 2.2999 | 2.0948 | TRUE | 2.0898 | 0.96076 | 0.35191 | 2.4417 | 1.6876 | TRUE | 0.58976 | 0.33129 | -0.087272 | 0.50248 | 0.64053
0.416 | 1 | 0 | 0 | 0 | 0.68817 | 0.78489 | 85 | 0.082277 | -0.041698 | 2.0849 | 0.071001 | -0.29368 | 1.7912 | 2.0899 | TRUE | 2.0849 | 0.80143 | 0.16934 | 2.2542 | 1.6837 | TRUE | 0.58488 | 0.78489 | 0.15776 | 0.74264 | 0.63903
0.415 | 1 | 0 | 0 | 0 | 0.69029 | 0.58497 | 86 | 0.082786 | -0.041597 | 2.0799 | 0.50766 | 0.0038398 | 2.0837 | 2.0849 | TRUE | 2.0799 | 0.006869 | -0.49281 | 1.587 | 1.6796 | TRUE | 0.57986 | 0.58497 | 0.042927 | 0.62278 | 0.6375
0.414 | 1 | 0 | 0 | 0 | 0.44027 | 0.24362 | 87 | 0.083636 | -0.041431 | 2.0715 | 0.92931 | 0.29414 | 2.3657 | 2.0766 | TRUE | 2.0715 | 0.67217 | 0.089182 | 2.1607 | 1.6729 | TRUE | 0.57154 | 0.24362 | -0.13894 | 0.4326 | 0.63495
0.413 | 1 | 0 | 0 | 0 | 0.22922 | 0.82279 | 88 | 0.084157 | -0.041329 | 2.0665 | 0.012565 | -0.44788 | 1.6186 | 2.0715 | TRUE | 2.0665 | 0.58029 | 0.040527 | 2.107 | 1.6688 | TRUE | 0.56646 | 0.82279 | 0.18521 | 0.75167 | 0.63339
0.412 | 1 | 0 | 0 | 0 | 0.53777 | 0.86011 | 89 | 0.085595 | -0.041052 | 2.0526 | 0.60866 | 0.055166 | 2.1078 | 2.0576 | TRUE | 2.0526 | 0.24567 | -0.13764 | 1.9149 | 1.6576 | TRUE | 0.55259 | 0.86011 | 0.21617 | 0.76875 | 0.62914
0.411 | 1 | 0 | 0 | 0 | 0.36596 | 0.39549 | 90 | 0.085955 | -0.040983 | 2.0491 | 0.86381 | 0.21952 | 2.2687 | 2.0541 | TRUE | 2.0491 | 0.88949 | 0.24477 | 2.2939 | 1.6548 | TRUE | 0.54914 | 0.39549 | -0.053006 | 0.49613 | 0.62808
0.41 | 1 | 0 | 0 | 0 | 0.65641 | 0.35756 | 91 | 0.086064 | -0.040962 | 2.0481 | 0.72668 | 0.12056 | 2.1687 | 2.0531 | TRUE | 2.0481 | 0.93247 | 0.29888 | 2.347 | 1.654 | TRUE | 0.54809 | 0.35756 | -0.072996 | 0.4751 | 0.62776
0.409 | 1 | 0 | 0 | 0 | 0.90176 | 0.83818 | 92 | 0.087201 | -0.040746 | 2.0373 | 0.89412 | 0.24975 | 2.287 | 2.0422 | TRUE | 2.0373 | 0.95108 | 0.33108 | 2.3684 | 1.6453 | TRUE | 0.53729 | 0.83818 | 0.1974 | 0.7347 | 0.62445
0.408 | 1 | 0 | 0 | 0 | 0.19704 | 0.0095505 | 93 | 0.087415 | -0.040705 | 2.0353 | 0.37387 | -0.064323 | 1.9709 | 2.0402 | TRUE | 2.0353 | 0.75859 | 0.14036 | 2.1756 | 1.6436 | TRUE | 0.53527 | 0.0095505 | -0.46871 | 0.066561 | 0.62383
0.407 | 1 | 0 | 0 | 0 | 0.21705 | 0.0068492 | 94 | 0.088837 | -0.040439 | 2.0219 | 0.0023318 | -0.56588 | 1.4561 | 2.0268 | TRUE | 2.0219 | 0.33698 | -0.084146 | 1.9378 | 1.6329 | TRUE | 0.52193 | 0.0068492 | -0.49302 | 0.028916 | 0.61974
0.406 | 1 | 0 | 0 | 0 | 0.39504 | 0.47718 | 95 | 0.089309 | -0.040351 | 2.0175 | 0.11171 | -0.2435 | 1.774 | 2.0224 | TRUE | 2.0175 | 0.65824 | 0.081533 | 2.0991 | 1.6293 | TRUE | 0.51753 | 0.47718 | -0.011448 | 0.50608 | 0.61839
0.405 | 1 | 0 | 0 | 0 | 0.22208 | 0.55784 | 96 | 0.089752 | -0.040268 | 2.0134 | 0.30442 | -0.10235 | 1.9111 | 2.0183 | TRUE | 2.0134 | 0.78985 | 0.16118 | 2.1746 | 1.626 | TRUE | 0.51342 | 0.55784 | 0.029098 | 0.54252 | 0.61713
0.404 | 1 | 0 | 0 | 0 | 0.58927 | 0.74164 | 97 | 0.093 | -0.039675 | 1.9838 | 0.87526 | 0.23032 | 2.2141 | 1.9886 | TRUE | 1.9838 | 0.32613 | -0.090125 | 1.8936 | 1.602 | TRUE | 0.48376 | 0.74164 | 0.12968 | 0.61344 | 0.60804
0.403 | 1 | 0 | 0 | 0 | 0.31841 | 0.88041 | 98 | 0.094425 | -0.03942 | 1.971 | 0.1511 | -0.20635 | 1.7646 | 1.9758 | TRUE | 1.971 | 0.1373 | -0.21851 | 1.7525 | 1.5917 | TRUE | 0.47098 | 0.88041 | 0.2354 | 0.70638 | 0.60412
0.402 | 1 | 0 | 0 | 0 | 0.46487 | 0.68393 | 99 | 0.094729 | -0.039365 | 1.9683 | 0.14837 | -0.20869 | 1.7596 | 1.973 | TRUE | 1.9683 | 0.62563 | 0.06406 | 2.0323 | 1.5895 | TRUE | 0.46827 | 0.68393 | 0.095743 | 0.56402 | 0.60329
0.401 | 1 | 0 | 0 | 0 | 0.83729 | 0.084228 | 100 | 0.095016 | -0.039314 | 1.9657 | 0.39257 | -0.054528 | 1.9112 | 1.9705 | TRUE | 1.9657 | 0.51436 | 0.007199 | 1.9729 | 1.5875 | TRUE | 0.46572 | 0.084228 | -0.27544 | 0.19029 | 0.60251
0.4 | 1 | 0 | 0 | 0 | 0.89742 | 0.40986 | 101 | 0.095674 | -0.039198 | 1.9599 | 0.60053 | 0.050942 | 2.0108 | 1.9646 | TRUE | 1.9599 | 0.7103 | 0.11085 | 2.0708 | 1.5828 | TRUE | 0.4599 | 0.40986 | -0.045583 | 0.41432 | 0.60073
0.399 | 1 | 0 | 0 | 0 | 0.84248 | 0.40391 | 102 | 0.095808 | -0.039174 | 1.9587 | 0.98071 | 0.41373 | 2.3725 | 1.9635 | TRUE | 1.9587 | 0.071802 | -0.2925 | 1.6662 | 1.5818 | TRUE | 0.45872 | 0.40391 | -0.048649 | 0.41007 | 0.60037
0.398 | 1 | 0 | 0 | 0 | 0.47361 | 0.98465 | 103 | 0.096759 | -0.039007 | 1.9504 | 0.77004 | 0.1478 | 2.0982 | 1.9551 | TRUE | 1.9504 | 0.38122 | -0.060455 | 1.8899 | 1.5751 | TRUE | 0.45036 | 0.98465 | 0.43217 | 0.88253 | 0.5978
0.397 | 1 | 0 | 0 | 0 | 0.20914 | 0.42763 | 104 | 0.099552 | -0.038523 | 1.9262 | 0.76973 | 0.14759 | 2.0738 | 1.9308 | TRUE | 1.9262 | 0.18735 | -0.17754 | 1.7486 | 1.5555 | TRUE | 0.42616 | 0.42763 | -0.036483 | 0.38968 | 0.59039
0.396 | 1 | 0 | 0 | 0 | 0.12629 | 0.94936 | 105 | 0.10027 | -0.0384 | 1.92 | 0.76132 | 0.14211 | 2.0621 | 1.9247 | TRUE | 1.92 | 0.13451 | -0.22107 | 1.6989 | 1.5506 | TRUE | 0.42002 | 0.94936 | 0.32774 | 0.74775 | 0.5885
0.395 | 1 | 0 | 0 | 0 | 0.25652 | 0.87772 | 106 | 0.10088 | -0.038297 | 1.9148 | 0.16809 | -0.19235 | 1.7225 | 1.9195 | TRUE | 1.9148 | 0.19263 | -0.17365 | 1.7412 | 1.5464 | TRUE | 0.41484 | 0.87772 | 0.23273 | 0.64757 | 0.58691
0.394 | 1 | 0 | 0 | 0 | 0.45871 | 0.29284 | 107 | 0.10122 | -0.038239 | 1.9119 | 0.9749 | 0.39165 | 2.3036 | 1.9166 | TRUE | 1.9119 | 0.035279 | -0.36166 | 1.5503 | 1.544 | TRUE | 0.41193 | 0.29284 | -0.10902 | 0.30291 | 0.58602
0.393 | 1 | 0 | 0 | 0 | 0.14847 | 0.20313 | 108 | 0.10546 | -0.03753 | 1.8765 | 0.70108 | 0.1055 | 1.982 | 1.8811 | TRUE | 1.8765 | 0.69074 | 0.099587 | 1.9761 | 1.5154 | TRUE | 0.37652 | 0.20313 | -0.1661 | 0.21043 | 0.57517
0.392 | 1 | 0 | 0 | 0 | 0.41117 | 0.19032 | 109 | 0.10622 | -0.037406 | 1.8703 | 0.55653 | 0.028437 | 1.8987 | 1.8748 | TRUE | 1.8703 | 0.92896 | 0.29362 | 2.1639 | 1.5104 | TRUE | 0.37029 | 0.19032 | -0.17535 | 0.19494 | 0.57326
0.391 | 1 | 0 | 0 | 0 | 0.70695 | 0.32236 | 110 | 0.10828 | -0.037072 | 1.8536 | 0.91379 | 0.2729 | 2.1265 | 1.8581 | TRUE | 1.8536 | 0.55029 | 0.025277 | 1.8789 | 1.4969 | TRUE | 0.35359 | 0.32236 | -0.092222 | 0.26137 | 0.56814
0.39 | 1 | 0 | 0 | 0 | 0.061289 | 0.098964 | 111 | 0.10897 | -0.036961 | 1.848 | 0.5633 | 0.03187 | 1.8799 | 1.8525 | TRUE | 1.848 | 0.57309 | 0.03685 | 1.8849 | 1.4924 | TRUE | 0.34803 | 0.098964 | -0.2575 | 0.090533 | 0.56644
0.389 | 1 | 0 | 0 | 0 | 0.50271 | 0.14055 | 112 | 0.111 | -0.036637 | 1.8319 | 0.42251 | -0.039097 | 1.7928 | 1.8363 | TRUE | 1.8319 | 0.53465 | 0.017393 | 1.8493 | 1.4794 | TRUE | 0.33187 | 0.14055 | -0.21557 | 0.1163 | 0.56149
0.388 | 1 | 0 | 0 | 0 | 0.82104 | 0.50915 | 113 | 0.11325 | -0.036283 | 1.8141 | 0.65833 | 0.081582 | 1.8957 | 1.8185 | TRUE | 1.8141 | 0.013212 | -0.44399 | 1.3702 | 1.4651 | TRUE | 0.31414 | 0.50915 | 0.004586 | 0.31873 | 0.55605
0.387 | 1 | 0 | 0 | 0 | 0.46877 | 0.54432 | 114 | 0.11431 | -0.036117 | 1.8059 | 0.66588 | 0.085715 | 1.8916 | 1.8102 | TRUE | 1.8059 | 0.96175 | 0.35427 | 2.1601 | 1.4584 | TRUE | 0.30585 | 0.54432 | 0.022265 | 0.32812 | 0.55351
0.386 | 1 | 0 | 0 | 0 | 0.26176 | 0.99082 | 115 | 0.11433 | -0.036115 | 1.8057 | 0.85031 | 0.20755 | 2.0133 | 1.8101 | TRUE | 1.8057 | 0.53741 | 0.018784 | 1.8245 | 1.4583 | TRUE | 0.30573 | 0.99082 | 0.47163 | 0.77735 | 0.55347
0.385 | 1 | 0 | 0 | 0 | 0.1025 | 0.018641 | 116 | 0.11672 | -0.035746 | 1.7873 | 0.079303 | -0.28196 | 1.5053 | 1.7916 | TRUE | 1.7873 | 0.14286 | -0.21351 | 1.5738 | 1.4434 | TRUE | 0.28728 | 0.018641 | -0.41653 | -0.12926 | 0.54782
0.384 | 1 | 0 | 0 | 0 | 0.1781 | 0.27999 | 117 | 0.11712 | -0.035685 | 1.7842 | 0.045451 | -0.33813 | 1.4461 | 1.7886 | TRUE | 1.7842 | 0.20893 | -0.16203 | 1.6222 | 1.4409 | TRUE | 0.28424 | 0.27999 | -0.11657 | 0.16767 | 0.54689
0.383 | 1 | 0 | 0 | 0 | 0.82535 | 0.024355 | 118 | 0.11751 | -0.035626 | 1.7813 | 0.58649 | 0.043706 | 1.825 | 1.7856 | TRUE | 1.7813 | 0.13525 | -0.22038 | 1.5609 | 1.4385 | TRUE | 0.28129 | 0.024355 | -0.39423 | -0.11294 | 0.54598
0.382 | 1 | 0 | 0 | 0 | 0.6054 | 0.39733 | 119 | 0.11918 | -0.035372 | 1.7686 | 0.14863 | -0.20846 | 1.5602 | 1.7729 | TRUE | 1.7686 | 0.535 | 0.017567 | 1.7862 | 1.4283 | TRUE | 0.26862 | 0.39733 | -0.05205 | 0.21657 | 0.5421
0.381 | 1 | 0 | 0 | 0 | 0.5321 | 0.43485 | 120 | 0.12022 | -0.035217 | 1.7608 | 0.91869 | 0.27926 | 2.0401 | 1.7651 | TRUE | 1.7608 | 0.40689 | -0.047111 | 1.7137 | 1.422 | TRUE | 0.26083 | 0.43485 | -0.03281 | 0.22802 | 0.53971
0.38 | 1 | 0 | 0 | 0 | 0.20164 | 0.83554 | 121 | 0.12136 | -0.035047 | 1.7523 | 0.61853 | 0.060324 | 1.8126 | 1.7566 | TRUE | 1.7523 | 0.2745 | -0.11985 | 1.6325 | 1.4151 | TRUE | 0.25233 | 0.83554 | 0.19526 | 0.44758 | 0.5371
0.379 | 1 | 0 | 0 | 0 | 0.39632 | 0.059376 | 122 | 0.12301 | -0.034802 | 1.7401 | 0.77796 | 0.15306 | 1.8932 | 1.7443 | TRUE | 1.7401 | 0.030081 | -0.37592 | 1.3642 | 1.4053 | TRUE | 0.24012 | 0.059376 | -0.31201 | -0.07189 | 0.53336
0.378 | 1 | 0 | 0 | 0 | 0.80537 | 0.34202 | 123 | 0.12365 | -0.034708 | 1.7354 | 0.55532 | 0.027825 | 1.7632 | 1.7396 | TRUE | 1.7354 | 0.63968 | 0.07152 | 1.8069 | 1.4015 | TRUE | 0.23539 | 0.34202 | -0.081392 | 0.154 | 0.53191
0.377 | 1 | 0 | 0 | 0 | 0.042183 | 0.1756 | 124 | 0.12447 | -0.034587 | 1.7294 | 0.045137 | -0.33879 | 1.3906 | 1.7336 | TRUE | 1.7294 | 0.49028 | -0.0048744 | 1.7245 | 1.3966 | TRUE | 0.22937 | 0.1756 | -0.18645 | 0.042921 | 0.53007
0.376 | 1 | 0 | 0 | 0 | 0.27982 | 0.77368 | 125 | 0.1245 | -0.034584 | 1.7292 | 0.50515 | 0.0025819 | 1.7318 | 1.7334 | TRUE | 1.7292 | 0.23098 | -0.14712 | 1.5821 | 1.3965 | TRUE | 0.2292 | 0.77368 | 0.1502 | 0.37941 | 0.53002
0.375 | 1 | 0 | 0 | 0 | 0.38959 | 0.5118 | 126 | 0.12454 | -0.034578 | 1.7289 | 0.28909 | -0.11121 | 1.6177 | 1.7331 | TRUE | 1.7289 | 0.67957 | 0.093298 | 1.8222 | 1.3962 | TRUE | 0.2289 | 0.5118 | 0.0059186 | 0.23482 | 0.52992
0.374 | 1 | 0 | 0 | 0 | 0.38993 | 0.63991 | 127 | 0.12489 | -0.034526 | 1.7263 | 0.36335 | -0.069904 | 1.6564 | 1.7305 | TRUE | 1.7263 | 0.24202 | -0.13996 | 1.5864 | 1.3941 | TRUE | 0.22632 | 0.63991 | 0.071645 | 0.29796 | 0.52913
0.373 | 1 | 0 | 0 | 0 | 0.21085 | 0.78504 | 128 | 0.12736 | -0.034168 | 1.7084 | 0.67577 | 0.091182 | 1.7996 | 1.7126 | TRUE | 1.7084 | 0.082811 | -0.27728 | 1.4311 | 1.3797 | TRUE | 0.20842 | 0.78504 | 0.15786 | 0.36628 | 0.52364
0.372 | 1 | 0 | 0 | 0 | 0.66182 | 0.053133 | 129 | 0.12803 | -0.034072 | 1.7036 | 0.96988 | 0.37579 | 2.0794 | 1.7077 | TRUE | 1.7036 | 0.50003 | 1.4976e-05 | 1.7036 | 1.3758 | TRUE | 0.20362 | 0.053133 | -0.32304 | -0.11942 | 0.52217
0.371 | 1 | 0 | 0 | 0 | 0.92995 | 0.02683 | 130 | 0.12839 | -0.034022 | 1.7011 | 0.35394 | -0.074939 | 1.6261 | 1.7052 | TRUE | 1.7011 | 0.004717 | -0.51918 | 1.1819 | 1.3738 | TRUE | 0.20108 | 0.02683 | -0.38591 | -0.18483 | 0.5214
0.37 | 1 | 0 | 0 | 0 | 0.55457 | 0.71113 | 131 | 0.12915 | -0.033912 | 1.6956 | 0.29879 | -0.10558 | 1.59 | 1.6997 | TRUE | 1.6956 | 0.53716 | 0.018654 | 1.7142 | 1.3693 | TRUE | 0.19559 | 0.71113 | 0.11134 | 0.30693 | 0.51972
0.369 | 1 | 0 | 0 | 0 | 0.89943 | 0.2017 | 132 | 0.1312 | -0.033623 | 1.6811 | 0.62727 | 0.064927 | 1.7461 | 1.6852 | TRUE | 1.6811 | 0.62426 | 0.063337 | 1.7445 | 1.3576 | TRUE | 0.18113 | 0.2017 | -0.16711 | 0.014014 | 0.51528
0.368 | 1 | 0 | 0 | 0 | 0.38648 | 0.10727 | 133 | 0.13164 | -0.033561 | 1.678 | 0.64597 | 0.074895 | 1.7529 | 1.6821 | TRUE | 1.678 | 0.055348 | -0.31901 | 1.359 | 1.3551 | TRUE | 0.17803 | 0.10727 | -0.24824 | -0.070213 | 0.51433
0.367 | 1 | 0 | 0 | 0 | 0.43254 | 0.67854 | 134 | 0.13387 | -0.033248 | 1.6624 | 0.32612 | -0.09013 | 1.5723 | 1.6664 | TRUE | 1.6624 | 0.78474 | 0.15766 | 1.8201 | 1.3425 | TRUE | 0.16242 | 0.67854 | 0.092727 | 0.25515 | 0.50955
0.366 | 1 | 0 | 0 | 0 | 0.59768 | 0.19798 | 135 | 0.13411 | -0.033214 | 1.6607 | 0.046509 | -0.33594 | 1.3248 | 1.6647 | TRUE | 1.6607 | 0.17372 | -0.18791 | 1.4728 | 1.3412 | TRUE | 0.16072 | 0.19798 | -0.16977 | -0.009047 | 0.50903
0.365 | 1 | 0 | 0 | 0 | 0.93177 | 0.57641 | 136 | 0.13581 | -0.03298 | 1.649 | 0.9724 | 0.38347 | 2.0325 | 1.653 | TRUE | 1.649 | 0.34598 | -0.079238 | 1.5698 | 1.3317 | TRUE | 0.14902 | 0.57641 | 0.038545 | 0.18757 | 0.50544
0.364 | 1 | 0 | 0 | 0 | 0.92565 | 0.16726 | 137 | 0.13598 | -0.032957 | 1.6479 | 0.19485 | -0.17203 | 1.4758 | 1.6519 | TRUE | 1.6479 | 0.1042 | -0.25159 | 1.3963 | 1.3308 | TRUE | 0.14787 | 0.16726 | -0.19301 | -0.04514 | 0.50509
0.363 | 1 | 0 | 0 | 0 | 0.85391 | 0.8667 | 138 | 0.13608 | -0.032944 | 1.6472 | 0.83238 | 0.19273 | 1.8399 | 1.6512 | TRUE | 1.6472 | 0.59831 | 0.049795 | 1.697 | 1.3302 | TRUE | 0.14718 | 0.8667 | 0.22218 | 0.36936 | 0.50488
0.362 | 1 | 0 | 0 | 0 | 0.86722 | 0.043829 | 139 | 0.13774 | -0.032716 | 1.6358 | 0.059166 | -0.31236 | 1.3234 | 1.6397 | TRUE | 1.6358 | 0.20861 | -0.16225 | 1.4735 | 1.321 | TRUE | 0.13579 | 0.043829 | -0.34158 | -0.20579 | 0.50138
0.361 | 1 | 0 | 0 | 0 | 0.46325 | 0.65818 | 140 | 0.13837 | -0.03263 | 1.6315 | 0.27861 | -0.1174 | 1.5141 | 1.6355 | TRUE | 1.6315 | 0.99738 | 0.55843 | 2.1899 | 1.3176 | TRUE | 0.13152 | 0.65818 | 0.081498 | 0.21302 | 0.50008
0.36 | 1 | 0 | 0 | 0 | 0.71069 | 0.15483 | 141 | 0.13865 | -0.032592 | 1.6296 | 0.43223 | -0.034138 | 1.5955 | 1.6336 | TRUE | 1.6296 | 0.49843 | -0.00078466 | 1.6288 | 1.316 | TRUE | 0.12961 | 0.15483 | -0.20319 | -0.07358 | 0.49949
0.359 | 1 | 0 | 0 | 0 | 0.66819 | 0.76669 | 142 | 0.13949 | -0.032479 | 1.6239 | 0.1785 | -0.18422 | 1.4397 | 1.6279 | TRUE | 1.6239 | 0.33988 | -0.082556 | 1.5414 | 1.3115 | TRUE | 0.12394 | 0.76669 | 0.1456 | 0.26954 | 0.49775
0.358 | 1 | 0 | 0 | 0 | 0.61401 | 0.86925 | 143 | 0.14102 | -0.032273 | 1.6136 | 0.24656 | -0.13707 | 1.4766 | 1.6176 | TRUE | 1.6136 | 0.21852 | -0.15544 | 1.4582 | 1.3031 | TRUE | 0.11364 | 0.86925 | 0.22457 | 0.33821 | 0.4946
0.357 | 1 | 0 | 0 | 0 | 0.34759 | 0.10556 | 144 | 0.14103 | -0.032271 | 1.6136 | 0.64158 | 0.072539 | 1.6861 | 1.6175 | TRUE | 1.6136 | 0.28489 | -0.11367 | 1.4999 | 1.3031 | TRUE | 0.11356 | 0.10556 | -0.2501 | -0.13654 | 0.49457
0.356 | 1 | 0 | 0 | 0 | 0.37388 | 0.9232 | 145 | 0.14192 | -0.032152 | 1.6076 | 0.21116 | -0.16048 | 1.4471 | 1.6115 | TRUE | 1.6076 | 0.16202 | -0.19724 | 1.4104 | 1.2983 | TRUE | 0.10762 | 0.9232 | 0.28538 | 0.393 | 0.49275
0.355 | 1 | 0 | 0 | 0 | 0.95695 | 0.92085 | 146 | 0.14429 | -0.031837 | 1.5918 | 0.026156 | -0.38811 | 1.2037 | 1.5957 | TRUE | 1.5918 | 0.43971 | -0.030339 | 1.5615 | 1.2855 | TRUE | 0.091849 | 0.92085 | 0.28217 | 0.37401 | 0.48792
0.354 | 1 | 0 | 0 | 0 | 0.60542 | 0.89918 | 147 | 0.14442 | -0.03182 | 1.591 | 0.09097 | -0.26696 | 1.324 | 1.5948 | TRUE | 1.591 | 0.63086 | 0.066827 | 1.6578 | 1.2848 | TRUE | 0.090987 | 0.89918 | 0.25538 | 0.34637 | 0.48765
0.353 | 1 | 0 | 0 | 0 | 0.73176 | 0.076614 | 148 | 0.14656 | -0.031539 | 1.577 | 0.63185 | 0.067351 | 1.6443 | 1.5808 | TRUE | 1.577 | 0.90223 | 0.25888 | 1.8358 | 1.2735 | TRUE | 0.076958 | 0.076614 | -0.28564 | -0.20869 | 0.48335
0.352 | 1 | 0 | 0 | 0 | 0.34814 | 0.63957 | 149 | 0.14764 | -0.031398 | 1.5699 | 0.60668 | 0.054135 | 1.624 | 1.5737 | TRUE | 1.5699 | 0.046759 | -0.33543 | 1.2345 | 1.2678 | TRUE | 0.069896 | 0.63957 | 0.07146 | 0.14136 | 0.48119
0.351 | 1 | 0 | 0 | 0 | 0.076064 | 0.40169 | 150 | 0.14925 | -0.03119 | 1.5595 | 0.4128 | -0.044069 | 1.5154 | 1.5633 | TRUE | 1.5595 | 0.42809 | -0.036249 | 1.5233 | 1.2594 | TRUE | 0.059506 | 0.40169 | -0.049795 | 0.0097112 | 0.478
0.35 | 1 | 0 | 0 | 0 | 0.97189 | 0.21591 | 151 | 0.15001 | -0.031091 | 1.5546 | 0.32994 | -0.088018 | 1.4666 | 1.5583 | TRUE | 1.5546 | 0.4578 | -0.021196 | 1.5334 | 1.2554 | TRUE | 0.054574 | 0.21591 | -0.15722 | -0.10264 | 0.47649
0.349 | 1 | 0 | 0 | 0 | 0.72172 | 0.64423 | 152 | 0.15227 | -0.030803 | 1.5401 | 0.51919 | 0.0096257 | 1.5498 | 1.5439 | TRUE | 1.5401 | 0.26255 | -0.1271 | 1.413 | 1.2438 | TRUE | 0.04014 | 0.64423 | 0.073957 | 0.1141 | 0.47207
0.348 | 1 | 0 | 0 | 0 | 0.61625 | 0.17395 | 153 | 0.15234 | -0.030793 | 1.5397 | 0.20581 | -0.16421 | 1.3754 | 1.5434 | TRUE | 1.5397 | 0.75334 | 0.13701 | 1.6767 | 1.2434 | TRUE | 0.039658 | 0.17395 | -0.18773 | -0.14807 | 0.47192
0.347 | 1 | 0 | 0 | 0 | 0.668 | 0.60116 | 154 | 0.1529 | -0.030722 | 1.5361 | 0.47193 | -0.014085 | 1.522 | 1.5398 | TRUE | 1.5361 | 0.79964 | 0.16807 | 1.7042 | 1.2405 | TRUE | 0.03612 | 0.60116 | 0.051271 | 0.087391 | 0.47083
0.346 | 1 | 0 | 0 | 0 | 0.13343 | 0.22091 | 155 | 0.15315 | -0.03069 | 1.5345 | 0.01593 | -0.42923 | 1.1053 | 1.5382 | TRUE | 1.5345 | 0.48167 | -0.009195 | 1.5253 | 1.2392 | TRUE | 0.0345 | 0.22091 | -0.15382 | -0.11932 | 0.47034
0.345 | 1 | 0 | 0 | 0 | 0.8492 | 0.79403 | 156 | 0.15432 | -0.030542 | 1.5271 | 0.66261 | 0.083917 | 1.611 | 1.5308 | TRUE | 1.5271 | 0.64499 | 0.074365 | 1.6015 | 1.2333 | TRUE | 0.027114 | 0.79403 | 0.1641 | 0.19121 | 0.46807
0.344 | 1 | 0 | 0 | 0 | 0.66059 | 0.35409 | 157 | 0.15447 | -0.030524 | 1.5262 | 0.66848 | 0.087146 | 1.6133 | 1.5299 | TRUE | 1.5262 | 0.6352 | 0.069133 | 1.5953 | 1.2325 | TRUE | 0.026192 | 0.35409 | -0.07486 | -0.048668 | 0.46779
0.343 | 1 | 0 | 0 | 0 | 0.80739 | 0.74185 | 158 | 0.15464 | -0.030502 | 1.5251 | 0.3968 | -0.052329 | 1.4728 | 1.5288 | TRUE | 1.5251 | 0.52959 | 0.014849 | 1.5399 | 1.2316 | TRUE | 0.025089 | 0.74185 | 0.12981 | 0.1549 | 0.46745
0.342 | 1 | 0 | 0 | 0 | 0.65471 | 0.89579 | 159 | 0.15542 | -0.030404 | 1.5202 | 0.16189 | -0.19735 | 1.3228 | 1.5239 | TRUE | 1.5202 | 0.33178 | -0.087 | 1.4332 | 1.2277 | TRUE | 0.020176 | 0.89579 | 0.25159 | 0.27177 | 0.46595
0.341 | 1 | 0 | 0 | 0 | 0.0041731 | 0.81166 | 160 | 0.15605 | -0.030325 | 1.5163 | 0.11219 | -0.24299 | 1.2733 | 1.5199 | TRUE | 1.5163 | 0.62699 | 0.064776 | 1.581 | 1.2245 | TRUE | 0.016251 | 0.81166 | 0.1768 | 0.19305 | 0.46474
0.34 | 1 | 0 | 0 | 0 | 0.35848 | 0.49089 | 161 | 0.15606 | -0.030324 | 1.5162 | 0.032085 | -0.3702 | 1.146 | 1.5198 | TRUE | 1.5162 | 0.83346 | 0.19358 | 1.7098 | 1.2244 | TRUE | 0.016179 | 0.49089 | -0.0045684 | 0.01161 | 0.46472
0.339 | 1 | 0 | 0 | 0 | 0.17522 | 0.22364 | 162 | 0.15612 | -0.030316 | 1.5158 | 0.31875 | -0.094239 | 1.4215 | 1.5194 | TRUE | 1.5158 | 0.58414 | 0.042501 | 1.5583 | 1.2241 | TRUE | 0.015777 | 0.22364 | -0.15199 | -0.13622 | 0.4646
0.338 | 1 | 0 | 0 | 0 | 0.33481 | 0.53767 | 163 | 0.15627 | -0.030298 | 1.5149 | 0.66985 | 0.087901 | 1.6028 | 1.5186 | TRUE | 1.5149 | 0.084802 | -0.2747 | 1.2402 | 1.2234 | TRUE | 0.014884 | 0.53767 | 0.018913 | 0.033797 | 0.46433
0.337 | 1 | 0 | 0 | 0 | 0.53204 | 0.66812 | 164 | 0.15666 | -0.030248 | 1.5124 | 0.82333 | 0.18563 | 1.698 | 1.5161 | TRUE | 1.5124 | 0.048212 | -0.33249 | 1.1799 | 1.2214 | TRUE | 0.012397 | 0.66812 | 0.086947 | 0.099344 | 0.46356
0.336 | 1 | 0 | 0 | 0 | 0.79039 | 0.85037 | 165 | 0.16117 | -0.029689 | 1.4845 | 0.15244 | -0.2052 | 1.2793 | 1.4881 | FALSE | 0 | 0.70182 | 0.10593 | 0.10593 | 1.1988 | FALSE | 0 | 0.85037 | 0.20761 | 0.20761 | 0.455
0.335 | 1 | 0 | 0 | 0 | 0.06818 | 0.73275 | 166 | 0.16223 | -0.029561 | 1.478 | 0.34499 | -0.079776 | 1.3983 | 1.4816 | FALSE | 0 | 0.80211 | 0.16983 | 0.16983 | 1.1936 | FALSE | 0 | 0.73275 | 0.12423 | 0.12423 | 0.45303
0.334 | 1 | 0 | 0 | 0 | 0.63815 | 0.54244 | 167 | 0.16226 | -0.029556 | 1.4778 | 0.37143 | -0.065616 | 1.4122 | 1.4814 | FALSE | 0 | 0.68656 | 0.097225 | 0.097225 | 1.1935 | FALSE | 0 | 0.54244 | 0.021315 | 0.021315 | 0.45297
0.333 | 1 | 0 | 0 | 0 | 0.47989 | 0.48444 | 168 | 0.16329 | -0.029431 | 1.4716 | 0.97897 | 0.40659 | 1.8781 | 1.4751 | FALSE | 0 | 0.92753 | 0.29153 | 0.29153 | 1.1884 | FALSE | 0 | 0.48444 | -0.0078025 | -0.0078025 | 0.45105
0.332 | 1 | 0 | 0 | 0 | 0.18204 | 0.89902 | 169 | 0.16462 | -0.029269 | 1.4635 | 0.68878 | 0.098477 | 1.5619 | 1.467 | FALSE | 0 | 0.52633 | 0.013211 | 0.013211 | 1.1819 | FALSE | 0 | 0.89902 | 0.2552 | 0.2552 | 0.44856
0.331 | 1 | 0 | 0 | 0 | 0.82727 | 0.51289 | 170 | 0.16499 | -0.029225 | 1.4612 | 0.67947 | 0.093245 | 1.5545 | 1.4648 | FALSE | 0 | 0.32155 | -0.092675 | -0.092675 | 1.1801 | FALSE | 0 | 0.51289 | 0.0064646 | 0.0064646 | 0.44788
0.33 | 1 | 0 | 0 | 0 | 0.16984 | 0.33165 | 171 | 0.16802 | -0.02886 | 1.443 | 0.3078 | -0.10042 | 1.3426 | 1.4465 | FALSE | 0 | 0.1373 | -0.21851 | -0.21851 | 1.1653 | FALSE | 0 | 0.33165 | -0.087074 | -0.087074 | 0.4423
0.329 | 1 | 0 | 0 | 0 | 0.97452 | 0.31073 | 172 | 0.16992 | -0.028634 | 1.4317 | 0.1207 | -0.2343 | 1.1974 | 1.4352 | FALSE | 0 | 0.59199 | 0.046535 | 0.046535 | 1.1562 | FALSE | 0 | 0.31073 | -0.098755 | -0.098755 | 0.43884
0.328 | 1 | 0 | 0 | 0 | 0.30257 | 0.92308 | 173 | 0.171 | -0.028507 | 1.4254 | 0.58363 | 0.042237 | 1.4676 | 1.4288 | FALSE | 0 | 0.16863 | -0.19192 | -0.19192 | 1.1511 | FALSE | 0 | 0.92308 | 0.28523 | 0.28523 | 0.43689
0.327 | 1 | 0 | 0 | 0 | 0.30983 | 0.82818 | 174 | 0.17201 | -0.028388 | 1.4194 | 0.020513 | -0.40865 | 1.0107 | 1.4228 | FALSE | 0 | 0.35179 | -0.076098 | -0.076098 | 1.1463 | FALSE | 0 | 0.82818 | 0.1894 | 0.1894 | 0.43505
0.326 | 1 | 0 | 0 | 0 | 0.58309 | 0.8113 | 175 | 0.17305 | -0.028265 | 1.4133 | 0.67332 | 0.08982 | 1.5031 | 1.4167 | FALSE | 0 | 0.156 | -0.20221 | -0.20221 | 1.1413 | FALSE | 0 | 0.8113 | 0.17654 | 0.17654 | 0.43317
0.325 | 1 | 0 | 0 | 0 | 0.62762 | 0.98049 | 176 | 0.17325 | -0.028242 | 1.4121 | 0.88185 | 0.23686 | 1.6489 | 1.4155 | FALSE | 0 | 0.24889 | -0.1356 | -0.1356 | 1.1404 | FALSE | 0 | 0.98049 | 0.41281 | 0.41281 | 0.43281
0.324 | 1 | 0 | 0 | 0 | 0.19453 | 0.64356 | 177 | 0.17636 | -0.02788 | 1.394 | 0.89831 | 0.25439 | 1.6484 | 1.3974 | FALSE | 0 | 0.55702 | 0.028684 | 0.028684 | 1.1258 | FALSE | 0 | 0.64356 | 0.073598 | 0.073598 | 0.42727
0.323 | 1 | 0 | 0 | 0 | 0.77559 | 0.61376 | 178 | 0.17714 | -0.02779 | 1.3895 | 0.49963 | -0.00018666 | 1.3893 | 1.3929 | FALSE | 0 | 0.71177 | 0.11171 | 0.11171 | 1.1221 | FALSE | 0 | 0.61376 | 0.057826 | 0.057826 | 0.42589
0.322 | 1 | 0 | 0 | 0 | 0.21957 | 0.93062 | 179 | 0.17725 | -0.027777 | 1.3889 | 0.05474 | -0.32011 | 1.0688 | 1.3922 | FALSE | 0 | 0.46974 | -0.015186 | -0.015186 | 1.1216 | FALSE | 0 | 0.93062 | 0.29608 | 0.29608 | 0.4257
0.321 | 1 | 0 | 0 | 0 | 0.17367 | 0.80851 | 180 | 0.17898 | -0.027578 | 1.3789 | 0.80958 | 0.17527 | 1.5542 | 1.3822 | FALSE | 0 | 0.50615 | 0.003082 | 0.003082 | 1.1136 | FALSE | 0 | 0.80851 | 0.17448 | 0.17448 | 0.42265
0.32 | 1 | 0 | 0 | 0 | 0.21312 | 0.57849 | 181 | 0.18056 | -0.027397 | 1.3698 | 0.082025 | -0.27832 | 1.0915 | 1.3731 | FALSE | 0 | 0.085359 | -0.27398 | -0.27398 | 1.1062 | FALSE | 0 | 0.57849 | 0.039607 | 0.039607 | 0.41986
0.319 | 1 | 0 | 0 | 0 | 0.016346 | 0.56576 | 182 | 0.18183 | -0.027253 | 1.3626 | 0.78012 | 0.15452 | 1.5171 | 1.3659 | FALSE | 0 | 0.51924 | 0.0096499 | 0.0096499 | 1.1004 | FALSE | 0 | 0.56576 | 0.03312 | 0.03312 | 0.41766
0.318 | 1 | 0 | 0 | 0 | 0.72315 | 0.58657 | 183 | 0.1834 | -0.027075 | 1.3537 | 0.73321 | 0.12451 | 1.4783 | 1.357 | FALSE | 0 | 0.68025 | 0.093678 | 0.093678 | 1.0932 | FALSE | 0 | 0.58657 | 0.043744 | 0.043744 | 0.41493
0.317 | 1 | 0 | 0 | 0 | 0.50643 | 0.87299 | 184 | 0.18894 | -0.026454 | 1.3227 | 0.093455 | -0.26395 | 1.0588 | 1.3259 | FALSE | 0 | 0.91041 | 0.26866 | 0.26866 | 1.0682 | FALSE | 0 | 0.87299 | 0.22813 | 0.22813 | 0.40542
0.316 | 1 | 0 | 0 | 0 | 0.76437 | 0.83698 | 185 | 0.18968 | -0.026372 | 1.3186 | 0.034596 | -0.36343 | 0.95518 | 1.3218 | FALSE | 0 | 0.35867 | -0.072405 | -0.072405 | 1.0649 | FALSE | 0 | 0.83698 | 0.19642 | 0.19642 | 0.40417
0.315 | 1 | 0 | 0 | 0 | 0.78758 | 0.17756 | 186 | 0.18977 | -0.026363 | 1.3181 | 0.97518 | 0.39261 | 1.7107 | 1.3213 | FALSE | 0 | 0.68466 | 0.096155 | 0.096155 | 1.0645 | FALSE | 0 | 0.17756 | -0.18494 | -0.18494 | 0.40402
0.314 | 1 | 0 | 0 | 0 | 0.45002 | 0.045642 | 187 | 0.19014 | -0.026321 | 1.316 | 0.44213 | -0.029114 | 1.2869 | 1.3192 | FALSE | 0 | 0.2834 | -0.11456 | -0.11456 | 1.0628 | FALSE | 0 | 0.045642 | -0.33773 | -0.33773 | 0.40338
0.313 | 1 | 0 | 0 | 0 | 0.99027 | 0.46414 | 188 | 0.192 | -0.026116 | 1.3058 | 0.37765 | -0.06233 | 1.2435 | 1.309 | FALSE | 0 | 0.44837 | -0.025956 | -0.025956 | 1.0545 | FALSE | 0 | 0.46414 | -0.018001 | -0.018001 | 0.40024
0.312 | 1 | 0 | 0 | 0 | 0.60857 | 0.54447 | 189 | 0.19214 | -0.026101 | 1.3051 | 0.14747 | -0.20947 | 1.0956 | 1.3082 | FALSE | 0 | 0.65261 | 0.078475 | 0.078475 | 1.0539 | FALSE | 0 | 0.54447 | 0.022342 | 0.022342 | 0.40001
0.311 | 1 | 0 | 0 | 0 | 0.99584 | 0.48146 | 190 | 0.19314 | -0.025991 | 1.2996 | 0.49614 | -0.0019348 | 1.2976 | 1.3027 | FALSE | 0 | 0.49224 | -0.0038887 | -0.0038887 | 1.0495 | FALSE | 0 | 0.48146 | -0.0092968 | -0.0092968 | 0.39833
0.31 | 1 | 0 | 0 | 0 | 0.98292 | 0.65294 | 191 | 0.19352 | -0.02595 | 1.2975 | 0.80924 | 0.17502 | 1.4725 | 1.3006 | FALSE | 0 | 0.53723 | 0.018689 | 0.018689 | 1.0478 | FALSE | 0 | 0.65294 | 0.078653 | 0.078653 | 0.39769
0.309 | 1 | 0 | 0 | 0 | 0.02096 | 0.71513 | 192 | 0.19353 | -0.025949 | 1.2974 | 0.73812 | 0.12751 | 1.4249 | 1.3006 | FALSE | 0 | 0.30244 | -0.10348 | -0.10348 | 1.0478 | FALSE | 0 | 0.71513 | 0.11368 | 0.11368 | 0.39767
0.308 | 1 | 0 | 0 | 0 | 0.5667 | 0.46834 | 193 | 0.19643 | -0.025633 | 1.2816 | 0.28924 | -0.11112 | 1.1705 | 1.2848 | FALSE | 0 | 0.52028 | 0.010169 | 0.010169 | 1.035 | FALSE | 0 | 0.46834 | -0.015891 | -0.015891 | 0.39284
0.307 | 1 | 0 | 0 | 0 | 0.092582 | 0.73309 | 194 | 0.19725 | -0.025545 | 1.2772 | 0.81823 | 0.18173 | 1.459 | 1.2803 | FALSE | 0 | 0.83722 | 0.19662 | 0.19662 | 1.0315 | FALSE | 0 | 0.73309 | 0.12444 | 0.12444 | 0.39149
0.306 | 1 | 0 | 0 | 0 | 0.088852 | 0.93322 | 195 | 0.19795 | -0.025469 | 1.2734 | 0.060021 | -0.31092 | 0.96251 | 1.2765 | FALSE | 0 | 0.53352 | 0.016826 | 0.016826 | 1.0284 | FALSE | 0 | 0.93322 | 0.30004 | 0.30004 | 0.39032
0.305 | 1 | 0 | 0 | 0 | 0.89203 | 0.322 | 196 | 0.19898 | -0.025358 | 1.2679 | 0.67829 | 0.092585 | 1.3605 | 1.271 | FALSE | 0 | 0.94827 | 0.32566 | 0.32566 | 1.0239 | FALSE | 0 | 0.322 | -0.092421 | -0.092421 | 0.38863
0.304 | 1 | 0 | 0 | 0 | 0.13353 | 0.60083 | 197 | 0.19906 | -0.02535 | 1.2675 | 0.71346 | 0.1127 | 1.3802 | 1.2706 | FALSE | 0 | 0.18504 | -0.17927 | -0.17927 | 1.0236 | FALSE | 0 | 0.60083 | 0.051099 | 0.051099 | 0.3885
0.303 | 1 | 0 | 0 | 0 | 0.34378 | 0.95946 | 198 | 0.201 | -0.025142 | 1.2571 | 0.073174 | -0.29051 | 0.96658 | 1.2601 | FALSE | 0 | 0.44593 | -0.027189 | -0.027189 | 1.0152 | FALSE | 0 | 0.95946 | 0.3489 | 0.3489 | 0.38531
0.302 | 1 | 0 | 0 | 0 | 0.0051876 | 0.1038 | 199 | 0.20316 | -0.024911 | 1.2456 | 0.85411 | 0.21084 | 1.4564 | 1.2486 | FALSE | 0 | 0.71832 | 0.11557 | 0.11557 | 1.0059 | FALSE | 0 | 0.1038 | -0.25204 | -0.25204 | 0.38178
0.301 | 1 | 0 | 0 | 0 | 0.67414 | 0.58618 | 200 | 0.2043 | -0.024791 | 1.2395 | 0.41222 | -0.044367 | 1.1952 | 1.2425 | FALSE | 0 | 0.82711 | 0.18856 | 0.18856 | 1.001 | FALSE | 0 | 0.58618 | 0.043545 | 0.043545 | 0.37993
0.3 | 1 | 0 | 0 | 0 | 0.3115 | 0.06959 | 201 | 0.20705 | -0.024501 | 1.2251 | 0.62779 | 0.065201 | 1.2903 | 1.228 | FALSE | 0 | 0.28116 | -0.11588 | -0.11588 | 0.98934 | FALSE | 0 | 0.06959 | -0.29577 | -0.29577 | 0.37549
0.299 | 1 | 0 | 0 | 0 | 0.17213 | 0.65641 | 202 | 0.20772 | -0.024431 | 1.2215 | 0.72899 | 0.12195 | 1.3435 | 1.2245 | FALSE | 0 | 0.47901 | -0.010528 | -0.010528 | 0.98649 | FALSE | 0 | 0.65641 | 0.080537 | 0.080537 | 0.37441
0.298 | 1 | 0 | 0 | 0 | 0.68363 | 0.81856 | 203 | 0.20782 | -0.02442 | 1.221 | 0.65147 | 0.07786 | 1.2988 | 1.2239 | FALSE | 0 | 0.55505 | 0.027686 | 0.027686 | 0.98604 | FALSE | 0 | 0.81856 | 0.18198 | 0.18198 | 0.37424
0.297 | 1 | 0 | 0 | 0 | 0.25574 | 0.27781 | 204 | 0.20816 | -0.024384 | 1.2192 | 0.33429 | -0.085622 | 1.1336 | 1.2222 | FALSE | 0 | 0.35614 | -0.07376 | -0.07376 | 0.98461 | FALSE | 0 | 0.27781 | -0.11787 | -0.11787 | 0.3737
0.296 | 1 | 0 | 0 | 0 | 0.16084 | 0.57859 | 205 | 0.20934 | -0.024262 | 1.2131 | 0.22879 | -0.14857 | 1.0645 | 1.216 | FALSE | 0 | 0.84238 | 0.20086 | 0.20086 | 0.97966 | FALSE | 0 | 0.57859 | 0.039657 | 0.039657 | 0.37182
0.295 | 1 | 0 | 0 | 0 | 0.92996 | 0.53893 | 206 | 0.2097 | -0.024224 | 1.2112 | 0.11871 | -0.23629 | 0.9749 | 1.2141 | FALSE | 0 | 0.24931 | -0.13533 | -0.13533 | 0.97813 | FALSE | 0 | 0.53893 | 0.019547 | 0.019547 | 0.37124
0.294 | 1 | 0 | 0 | 0 | 0.68004 | 0.023273 | 207 | 0.21338 | -0.023843 | 1.1921 | 0.03434 | -0.3641 | 0.82804 | 1.195 | FALSE | 0 | 0.71289 | 0.11237 | 0.11237 | 0.96274 | FALSE | 0 | 0.023273 | -0.39808 | -0.39808 | 0.3654
0.293 | 1 | 0 | 0 | 0 | 0.67012 | 0.77765 | 208 | 0.21398 | -0.023781 | 1.189 | 0.46808 | -0.016019 | 1.173 | 1.1919 | FALSE | 0 | 0.48432 | -0.007862 | -0.007862 | 0.96025 | FALSE | 0 | 0.77765 | 0.15286 | 0.15286 | 0.36445
0.292 | 1 | 0 | 0 | 0 | 0.40193 | 0.51555 | 209 | 0.21408 | -0.023771 | 1.1885 | 0.23131 | -0.14691 | 1.0416 | 1.1914 | FALSE | 0 | 0.73361 | 0.12475 | 0.12475 | 0.95983 | FALSE | 0 | 0.51555 | 0.0077971 | 0.0077971 | 0.3643
0.291 | 1 | 0 | 0 | 0 | 0.71833 | 0.41903 | 210 | 0.21489 | -0.023687 | 1.1844 | 0.88133 | 0.23633 | 1.4207 | 1.1872 | FALSE | 0 | 0.98586 | 0.43868 | 0.43868 | 0.95647 | FALSE | 0 | 0.41903 | -0.040875 | -0.040875 | 0.36302
0.29 | 1 | 0 | 0 | 0 | 0.95221 | 0.51256 | 211 | 0.21517 | -0.023658 | 1.1829 | 0.73253 | 0.12409 | 1.307 | 1.1858 | FALSE | 0 | 0.35007 | -0.077027 | -0.077027 | 0.95529 | FALSE | 0 | 0.51256 | 0.0062976 | 0.0062976 | 0.36257
0.289 | 1 | 0 | 0 | 0 | 0.7537 | 0.061586 | 212 | 0.21725 | -0.023446 | 1.1723 | 0.36024 | -0.071564 | 1.1007 | 1.1751 | FALSE | 0 | 0.23861 | -0.14216 | -0.14216 | 0.94672 | FALSE | 0 | 0.061586 | -0.30832 | -0.30832 | 0.35932
0.288 | 1 | 0 | 0 | 0 | 0.13848 | 0.045849 | 213 | 0.21786 | -0.023384 | 1.1692 | 0.11301 | -0.24213 | 0.92705 | 1.172 | FALSE | 0 | 0.57144 | 0.036006 | 0.036006 | 0.9442 | FALSE | 0 | 0.045849 | -0.3373 | -0.3373 | 0.35836
0.287 | 1 | 0 | 0 | 0 | 0.012589 | 0.49435 | 214 | 0.21878 | -0.02329 | 1.1645 | 0.10122 | -0.25493 | 0.90958 | 1.1673 | FALSE | 0 | 0.28302 | -0.11478 | -0.11478 | 0.94043 | FALSE | 0 | 0.49435 | -0.0028337 | -0.0028337 | 0.35693
0.286 | 1 | 0 | 0 | 0 | 0.7004 | 0.20016 | 215 | 0.22024 | -0.023142 | 1.1571 | 0.29574 | -0.10734 | 1.0498 | 1.1599 | FALSE | 0 | 0.79405 | 0.16411 | 0.16411 | 0.93445 | FALSE | 0 | 0.20016 | -0.16821 | -0.16821 | 0.35466
0.285 | 1 | 0 | 0 | 0 | 0.64243 | 0.95974 | 216 | 0.22033 | -0.023132 | 1.1566 | 0.66717 | 0.086423 | 1.243 | 1.1594 | FALSE | 0 | 0.53947 | 0.019819 | 0.019819 | 0.93404 | FALSE | 0 | 0.95974 | 0.34953 | 0.34953 | 0.35451
0.284 | 1 | 0 | 0 | 0 | 0.12344 | 0.77879 | 217 | 0.22048 | -0.023118 | 1.1559 | 0.49266 | -0.0036805 | 1.1522 | 1.1587 | FALSE | 0 | 0.32969 | -0.088155 | -0.088155 | 0.93346 | FALSE | 0 | 0.77879 | 0.15362 | 0.15362 | 0.35429
0.283 | 1 | 0 | 0 | 0 | 0.28331 | 0.72276 | 218 | 0.22663 | -0.0225 | 1.125 | 0.61364 | 0.057766 | 1.1828 | 1.1277 | FALSE | 0 | 0.083114 | -0.27689 | -0.27689 | 0.90853 | FALSE | 0 | 0.72276 | 0.11821 | 0.11821 | 0.34482
0.282 | 1 | 0 | 0 | 0 | 0.90704 | 0.39235 | 219 | 0.22914 | -0.022251 | 1.1125 | 0.80655 | 0.17305 | 1.2856 | 1.1152 | FALSE | 0 | 0.47249 | -0.013803 | -0.013803 | 0.89846 | FALSE | 0 | 0.39235 | -0.054637 | -0.054637 | 0.341
0.281 | 1 | 0 | 0 | 0 | 0.35456 | 0.52941 | 220 | 0.23022 | -0.022144 | 1.1072 | 0.31692 | -0.095268 | 1.0119 | 1.1099 | FALSE | 0 | 0.52423 | 0.012154 | 0.012154 | 0.89415 | FALSE | 0 | 0.52941 | 0.014758 | 0.014758 | 0.33937
0.28 | 1 | 0 | 0 | 0 | 0.054916 | 0.55133 | 221 | 0.23073 | -0.022093 | 1.1046 | 0.6443 | 0.073995 | 1.1786 | 1.1073 | FALSE | 0 | 0.67065 | 0.088343 | 0.088343 | 0.89209 | FALSE | 0 | 0.55133 | 0.025806 | 0.025806 | 0.33858
0.279 | 1 | 0 | 0 | 0 | 0.40699 | 0.85382 | 222 | 0.23101 | -0.022065 | 1.1033 | 0.87096 | 0.22618 | 1.3295 | 1.1059 | FALSE | 0 | 0.68867 | 0.098414 | 0.098414 | 0.89098 | FALSE | 0 | 0.85382 | 0.21059 | 0.21059 | 0.33816
0.278 | 1 | 0 | 0 | 0 | 0.92013 | 0.52959 | 223 | 0.23194 | -0.021975 | 1.0987 | 0.86898 | 0.22431 | 1.323 | 1.1014 | FALSE | 0 | 0.59408 | 0.04761 | 0.04761 | 0.88731 | FALSE | 0 | 0.52959 | 0.014846 | 0.014846 | 0.33677
0.277 | 1 | 0 | 0 | 0 | 0.96601 | 0.28176 | 224 | 0.23201 | -0.021967 | 1.0984 | 0.44633 | -0.026987 | 1.0714 | 1.101 | FALSE | 0 | 0.65274 | 0.078548 | 0.078548 | 0.88702 | FALSE | 0 | 0.28176 | -0.11552 | -0.11552 | 0.33666
0.276 | 1 | 0 | 0 | 0 | 0.6186 | 0.39971 | 225 | 0.23241 | -0.021928 | 1.0964 | 0.64214 | 0.072836 | 1.1693 | 1.0991 | FALSE | 0 | 0.81148 | 0.17667 | 0.17667 | 0.88544 | FALSE | 0 | 0.39971 | -0.050821 | -0.050821 | 0.33606
0.275 | 1 | 0 | 0 | 0 | 0.72013 | 0.7383 | 226 | 0.23336 | -0.021835 | 1.0917 | 0.65213 | 0.078214 | 1.17 | 1.0944 | FALSE | 0 | 0.76791 | 0.1464 | 0.1464 | 0.88167 | FALSE | 0 | 0.7383 | 0.12762 | 0.12762 | 0.33463
0.274 | 1 | 0 | 0 | 0 | 0.87823 | 0.041794 | 227 | 0.23466 | -0.021708 | 1.0854 | 0.75356 | 0.13715 | 1.2225 | 1.088 | FALSE | 0 | 0.86451 | 0.22016 | 0.22016 | 0.87654 | FALSE | 0 | 0.041794 | -0.34605 | -0.34605 | 0.33268
0.273 | 1 | 0 | 0 | 0 | 0.090982 | 0.67206 | 228 | 0.23511 | -0.021664 | 1.0832 | 0.8975 | 0.25349 | 1.3367 | 1.0858 | FALSE | 0 | 0.56766 | 0.034083 | 0.034083 | 0.87475 | FALSE | 0 | 0.67206 | 0.089119 | 0.089119 | 0.332
0.272 | 1 | 0 | 0 | 0 | 0.9378 | 0.46934 | 229 | 0.2352 | -0.021655 | 1.0827 | 0.55738 | 0.028866 | 1.1116 | 1.0854 | FALSE | 0 | 0.18776 | -0.17723 | -0.17723 | 0.8744 | FALSE | 0 | 0.46934 | -0.015384 | -0.015384 | 0.33187
0.271 | 1 | 0 | 0 | 0 | 0.42529 | 0.63463 | 230 | 0.23528 | -0.021647 | 1.0824 | 0.24897 | -0.13555 | 0.94681 | 1.085 | FALSE | 0 | 0.23314 | -0.14571 | -0.14571 | 0.87409 | FALSE | 0 | 0.63463 | 0.068831 | 0.068831 | 0.33175
0.27 | 1 | 0 | 0 | 0 | 0.42275 | 0.96121 | 231 | 0.23637 | -0.021541 | 1.0771 | 0.35152 | -0.076243 | 1.0008 | 1.0797 | FALSE | 0 | 0.88333 | 0.23836 | 0.23836 | 0.86981 | FALSE | 0 | 0.96121 | 0.35298 | 0.35298 | 0.33013
0.269 | 1 | 0 | 0 | 0 | 0.534 | 0.23323 | 232 | 0.23665 | -0.021513 | 1.0757 | 0.50427 | 0.0021386 | 1.0778 | 1.0783 | FALSE | 0 | 0.4269 | -0.036856 | -0.036856 | 0.86868 | FALSE | 0 | 0.23323 | -0.14565 | -0.14565 | 0.3297
0.268 | 1 | 0 | 0 | 0 | 0.27739 | 0.80345 | 233 | 0.2372 | -0.02146 | 1.073 | 0.60661 | 0.054097 | 1.1271 | 1.0756 | FALSE | 0 | 0.76166 | 0.14233 | 0.14233 | 0.86652 | FALSE | 0 | 0.80345 | 0.1708 | 0.1708 | 0.32888
0.267 | 1 | 0 | 0 | 0 | 0.40606 | 0.85857 | 234 | 0.23744 | -0.021437 | 1.0718 | 0.68535 | 0.096543 | 1.1684 | 1.0744 | FALSE | 0 | 0.46314 | -0.018505 | -0.018505 | 0.86559 | FALSE | 0 | 0.85857 | 0.21478 | 0.21478 | 0.32853
0.266 | 1 | 0 | 0 | 0 | 0.12907 | 0.24039 | 235 | 0.23813 | -0.02137 | 1.0685 | 0.038651 | -0.35331 | 0.71517 | 1.0711 | FALSE | 0 | 0.72222 | 0.11789 | 0.11789 | 0.86288 | FALSE | 0 | 0.24039 | -0.14101 | -0.14101 | 0.3275
0.265 | 1 | 0 | 0 | 0 | 0.74881 | 0.075874 | 236 | 0.23837 | -0.021347 | 1.0674 | 0.80671 | 0.17317 | 1.2405 | 1.0699 | FALSE | 0 | 0.092218 | -0.26544 | -0.26544 | 0.86197 | FALSE | 0 | 0.075874 | -0.28668 | -0.28668 | 0.32715
0.264 | 1 | 0 | 0 | 0 | 0.46751 | 0.37433 | 237 | 0.23943 | -0.021244 | 1.0622 | 0.88752 | 0.24268 | 1.3049 | 1.0648 | FALSE | 0 | 0.88215 | 0.23716 | 0.23716 | 0.85779 | FALSE | 0 | 0.37433 | -0.064079 | -0.064079 | 0.32557
0.263 | 1 | 0 | 0 | 0 | 0.3948 | 0.54132 | 238 | 0.24029 | -0.021161 | 1.0581 | 0.49965 | -0.00017338 | 1.0579 | 1.0606 | FALSE | 0 | 0.78332 | 0.15669 | 0.15669 | 0.85446 | FALSE | 0 | 0.54132 | 0.020754 | 0.020754 | 0.3243
0.262 | 1 | 0 | 0 | 0 | 0.81629 | 0.54567 | 239 | 0.24175 | -0.021021 | 1.051 | 0.31476 | -0.096482 | 0.95455 | 1.0536 | FALSE | 0 | 0.15179 | -0.20575 | -0.20575 | 0.84879 | FALSE | 0 | 0.54567 | 0.022946 | 0.022946 | 0.32215
0.261 | 1 | 0 | 0 | 0 | 0.74234 | 0.24483 | 240 | 0.24385 | -0.02082 | 1.041 | 0.45123 | -0.024513 | 1.0165 | 1.0435 | FALSE | 0 | 0.96994 | 0.37599 | 0.37599 | 0.84067 | FALSE | 0 | 0.24483 | -0.13817 | -0.13817 | 0.31907
0.26 | 1 | 0 | 0 | 0 | 0.29602 | 0.67336 | 241 | 0.2439 | -0.020814 | 1.0407 | 0.69729 | 0.10333 | 1.144 | 1.0432 | FALSE | 0 | 0.0078289 | -0.48336 | -0.48336 | 0.84046 | FALSE | 0 | 0.67336 | 0.089845 | 0.089845 | 0.31899
0.259 | 1 | 0 | 0 | 0 | 0.31254 | 0.32565 | 242 | 0.24404 | -0.020801 | 1.0401 | 0.32137 | -0.092777 | 0.94728 | 1.0426 | FALSE | 0 | 0.099275 | -0.25714 | -0.25714 | 0.83993 | FALSE | 0 | 0.32565 | -0.090393 | -0.090393 | 0.31879
0.258 | 1 | 0 | 0 | 0 | 0.054824 | 0.39795 | 243 | 0.24477 | -0.020731 | 1.0365 | 0.33982 | -0.082589 | 0.95395 | 1.039 | FALSE | 0 | 0.19251 | -0.17374 | -0.17374 | 0.83708 | FALSE | 0 | 0.39795 | -0.05173 | -0.05173 | 0.31771
0.257 | 1 | 0 | 0 | 0 | 0.10255 | 0.50695 | 244 | 0.24545 | -0.020666 | 1.0333 | 0.60853 | 0.055099 | 1.0884 | 1.0358 | FALSE | 0 | 0.83589 | 0.19554 | 0.19554 | 0.83448 | FALSE | 0 | 0.50695 | 0.0034827 | 0.0034827 | 0.31672
0.256 | 1 | 0 | 0 | 0 | 0.92329 | 0.93449 | 245 | 0.24689 | -0.020529 | 1.0265 | 0.60222 | 0.051821 | 1.0783 | 1.0289 | FALSE | 0 | 0.47349 | -0.013302 | -0.013302 | 0.82894 | FALSE | 0 | 0.93449 | 0.30202 | 0.30202 | 0.31462
0.255 | 1 | 0 | 0 | 0 | 0.12469 | 0.86511 | 246 | 0.24974 | -0.020259 | 1.013 | 0.64524 | 0.0745 | 1.0875 | 1.0154 | FALSE | 0 | 0.31037 | -0.098959 | -0.098959 | 0.81805 | FALSE | 0 | 0.86511 | 0.22072 | 0.22072 | 0.31048
0.254 | 1 | 0 | 0 | 0 | 0.1915 | 0.47753 | 247 | 0.25018 | -0.020218 | 1.0109 | 0.11548 | -0.23958 | 0.7713 | 1.0133 | FALSE | 0 | 0.38194 | -0.060076 | -0.060076 | 0.81636 | FALSE | 0 | 0.47753 | -0.01127 | -0.01127 | 0.30984
0.253 | 1 | 0 | 0 | 0 | 0.73443 | 0.048969 | 248 | 0.25102 | -0.020138 | 1.0069 | 0.35965 | -0.071881 | 0.93503 | 1.0094 | FALSE | 0 | 0.2824 | -0.11515 | -0.11515 | 0.81316 | FALSE | 0 | 0.048969 | -0.33099 | -0.33099 | 0.30863
0.252 | 1 | 0 | 0 | 0 | 0.77284 | 0.13568 | 249 | 0.25179 | -0.020066 | 1.0033 | 0.29001 | -0.11067 | 0.89266 | 1.0058 | FALSE | 0 | 0.64671 | 0.075288 | 0.075288 | 0.81026 | FALSE | 0 | 0.13568 | -0.21998 | -0.21998 | 0.30753
0.251 | 1 | 0 | 0 | 0 | 0.004778 | 0.76405 | 250 | 0.25261 | -0.019989 | 0.99946 | 0.44231 | -0.029023 | 0.97044 | 1.0019 | FALSE | 0 | 0.51049 | 0.0052581 | 0.0052581 | 0.80714 | FALSE | 0 | 0.76405 | 0.14388 | 0.14388 | 0.30634
0.25 | 1 | 0 | 0 | 0 | 0.84999 | 0.96542 | 251 | 0.25312 | -0.019941 | 0.99704 | 0.14771 | -0.20927 | 0.78777 | 0.99945 | FALSE | 0 | 0.70647 | 0.10862 | 0.10862 | 0.80519 | FALSE | 0 | 0.96542 | 0.36348 | 0.36348 | 0.3056
0.249 | 1 | 0 | 0 | 0 | 0.57911 | 0.63841 | 252 | 0.25402 | -0.019857 | 0.99286 | 0.82254 | 0.18502 | 1.1779 | 0.99526 | FALSE | 0 | 0.44971 | -0.025278 | -0.025278 | 0.80181 | FALSE | 0 | 0.63841 | 0.070843 | 0.070843 | 0.30432
0.248 | 1 | 0 | 0 | 0 | 0.2269 | 0.050763 | 253 | 0.25407 | -0.019852 | 0.99261 | 0.40173 | -0.049774 | 0.94283 | 0.99501 | FALSE | 0 | 0.83443 | 0.19436 | 0.19436 | 0.80161 | FALSE | 0 | 0.050763 | -0.3275 | -0.3275 | 0.30424
0.247 | 1 | 0 | 0 | 0 | 0.7929 | 0.75733 | 254 | 0.25425 | -0.019836 | 0.99178 | 0.60468 | 0.053098 | 1.0449 | 0.99419 | FALSE | 0 | 0.13662 | -0.21912 | -0.21912 | 0.80094 | FALSE | 0 | 0.75733 | 0.13955 | 0.13955 | 0.30399
0.246 | 1 | 0 | 0 | 0 | 0.20128 | 0.95301 | 255 | 0.25437 | -0.019824 | 0.99122 | 0.8143 | 0.17877 | 1.17 | 0.99362 | FALSE | 0 | 0.97441 | 0.38998 | 0.38998 | 0.80048 | FALSE | 0 | 0.95301 | 0.33496 | 0.33496 | 0.30382
0.245 | 1 | 0 | 0 | 0 | 0.85709 | 0.74847 | 256 | 0.25467 | -0.019796 | 0.9898 | 0.44317 | -0.028586 | 0.96122 | 0.9922 | FALSE | 0 | 0.85809 | 0.21435 | 0.21435 | 0.79934 | FALSE | 0 | 0.74847 | 0.13394 | 0.13394 | 0.30338
0.244 | 1 | 0 | 0 | 0 | 0.16119 | 0.97104 | 257 | 0.25469 | -0.019795 | 0.98973 | 0.60288 | 0.052159 | 1.0419 | 0.99212 | FALSE | 0 | 0.49052 | -0.0047555 | -0.0047555 | 0.79928 | FALSE | 0 | 0.97104 | 0.37927 | 0.37927 | 0.30336
0.243 | 1 | 0 | 0 | 0 | 0.049524 | 0.82196 | 258 | 0.25487 | -0.019777 | 0.98885 | 0.047013 | -0.33491 | 0.65394 | 0.99124 | FALSE | 0 | 0.55978 | 0.030083 | 0.030083 | 0.79857 | FALSE | 0 | 0.82196 | 0.18458 | 0.18458 | 0.30309
0.242 | 1 | 0 | 0 | 0 | 0.40864 | 0.71997 | 259 | 0.25493 | -0.019772 | 0.9886 | 0.92184 | 0.28351 | 1.2721 | 0.99099 | FALSE | 0 | 0.81658 | 0.18048 | 0.18048 | 0.79837 | FALSE | 0 | 0.71997 | 0.11655 | 0.11655 | 0.30301
0.241 | 1 | 0 | 0 | 0 | 0.19459 | 0.0054127 | 260 | 0.25531 | -0.019736 | 0.98682 | 0.57612 | 0.038393 | 1.0252 | 0.98921 | FALSE | 0 | 0.87569 | 0.23074 | 0.23074 | 0.79693 | FALSE | 0 | 0.0054127 | -0.50966 | -0.50966 | 0.30247
0.24 | 1 | 0 | 0 | 0 | 0.94175 | 0.36968 | 261 | 0.25556 | -0.019713 | 0.98567 | 0.23892 | -0.14196 | 0.84371 | 0.98805 | FALSE | 0 | 0.32617 | -0.090105 | -0.090105 | 0.796 | FALSE | 0 | 0.36968 | -0.066541 | -0.066541 | 0.30212
0.239 | 1 | 0 | 0 | 0 | 0.56458 | 0.82553 | 262 | 0.25688 | -0.019589 | 0.97947 | 0.61508 | 0.058515 | 1.038 | 0.98184 | FALSE | 0 | 0.48259 | -0.0087303 | -0.0087303 | 0.791 | FALSE | 0 | 0.82553 | 0.18733 | 0.18733 | 0.30022
0.238 | 1 | 0 | 0 | 0 | 0.51158 | 0.74836 | 263 | 0.25841 | -0.019447 | 0.97236 | 0.87416 | 0.22925 | 1.2016 | 0.97472 | FALSE | 0 | 0.73789 | 0.12737 | 0.12737 | 0.78526 | FALSE | 0 | 0.74836 | 0.13387 | 0.13387 | 0.29804
0.237 | 1 | 0 | 0 | 0 | 0.36727 | 0.88807 | 264 | 0.25903 | -0.01939 | 0.96952 | 0.28835 | -0.11164 | 0.85787 | 0.97186 | FALSE | 0 | 0.038722 | -0.35314 | -0.35314 | 0.78296 | FALSE | 0 | 0.88807 | 0.24327 | 0.24327 | 0.29717
0.236 | 1 | 0 | 0 | 0 | 0.47313 | 0.97472 | 265 | 0.2593 | -0.019365 | 0.96824 | 0.075808 | -0.28677 | 0.68147 | 0.97058 | FALSE | 0 | 0.49582 | -0.0020939 | -0.0020939 | 0.78193 | FALSE | 0 | 0.97472 | 0.39105 | 0.39105 | 0.29677
0.235 | 1 | 0 | 0 | 0 | 0.078204 | 0.9704 | 266 | 0.25938 | -0.019358 | 0.9679 | 0.71887 | 0.1159 | 1.0838 | 0.97024 | FALSE | 0 | 0.69218 | 0.10041 | 0.10041 | 0.78165 | FALSE | 0 | 0.9704 | 0.37733 | 0.37733 | 0.29667
0.234 | 1 | 0 | 0 | 0 | 0.90881 | 0.48027 | 267 | 0.26101 | -0.019207 | 0.96036 | 0.27716 | -0.11826 | 0.8421 | 0.96269 | FALSE | 0 | 0.11472 | -0.24036 | -0.24036 | 0.77557 | FALSE | 0 | 0.48027 | -0.0098957 | -0.0098957 | 0.29436
0.233 | 1 | 3.9968e-15 | 0 | 0 | 0.64108 | 0.93216 | 268 | 0.26154 | -0.019158 | 0.95792 | 0.20145 | -0.16729 | 0.79063 | 0.96024 | FALSE | 0 | 0.87432 | 0.22941 | 0.22941 | 0.77359 | FALSE | 0 | 0.93216 | 0.29841 | 0.29841 | 0.29361
0.232 | 1 | 5.218e-15 | 0 | 0 | 0.22717 | 0.92247 | 269 | 0.26239 | -0.019079 | 0.95397 | 0.65754 | 0.081154 | 1.0351 | 0.95628 | FALSE | 0 | 0.87219 | 0.22736 | 0.22736 | 0.7704 | FALSE | 0 | 0.92247 | 0.28438 | 0.28438 | 0.2924
0.231 | 1 | 6.7724e-15 | 0 | 0 | 0.42402 | 0.78606 | 270 | 0.26398 | -0.018934 | 0.94669 | 0.94646 | 0.32229 | 1.269 | 0.94899 | FALSE | 0 | 0.97732 | 0.40026 | 0.40026 | 0.76453 | FALSE | 0 | 0.78606 | 0.15857 | 0.15857 | 0.29017
0.23 | 1 | 8.7708e-15 | 0 | 0 | 0.99142 | 0.13194 | 271 | 0.26411 | -0.018922 | 0.94609 | 0.37979 | -0.061205 | 0.88488 | 0.94838 | FALSE | 0 | 0.46865 | -0.015731 | -0.015731 | 0.76404 | FALSE | 0 | 0.13194 | -0.22345 | -0.22345 | 0.28998
0.229 | 1 | 1.1435e-14 | 0 | 0 | 0.52012 | 0.027329 | 272 | 0.26727 | -0.018632 | 0.93162 | 0.15989 | -0.19898 | 0.73264 | 0.93388 | FALSE | 0 | 0.85489 | 0.21153 | 0.21153 | 0.75236 | FALSE | 0 | 0.027329 | -0.38432 | -0.38432 | 0.28555
0.228 | 1 | 1.4766e-14 | 0 | 0 | 0.43116 | 0.61033 | 273 | 0.26874 | -0.018499 | 0.92494 | 0.48911 | -0.0054621 | 0.91948 | 0.92718 | FALSE | 0 | 0.095727 | -0.26126 | -0.26126 | 0.74696 | FALSE | 0 | 0.61033 | 0.056035 | 0.056035 | 0.2835
0.227 | 1 | 1.9096e-14 | 4.3299e-15 | 2.1649e-13 | 0.45159 | 0.24862 | 274 | 0.26897 | -0.018478 | 0.92391 | 0.7221 | 0.11782 | 1.0417 | 0.92615 | FALSE | 0 | 0.35091 | -0.076575 | -0.076575 | 0.74613 | FALSE | 0 | 0.24862 | -0.13577 | -0.13577 | 0.28319
0.226 | 1 | 2.4758e-14 | 5.6621e-15 | 2.8311e-13 | 0.06623 | 0.89316 | 275 | 0.26963 | -0.018418 | 0.9209 | 0.94512 | 0.31986 | 1.2408 | 0.92313 | FALSE | 0 | 0.46481 | -0.017663 | -0.017663 | 0.7437 | FALSE | 0 | 0.89316 | 0.2487 | 0.2487 | 0.28226
0.225 | 1 | 3.1863e-14 | 7.1054e-15 | 3.5527e-13 | 0.33686 | 0.9318 | 276 | 0.27045 | -0.018344 | 0.91719 | 0.24204 | -0.13995 | 0.77724 | 0.91942 | FALSE | 0 | 0.14847 | -0.2086 | -0.2086 | 0.7407 | FALSE | 0 | 0.9318 | 0.29787 | 0.29787 | 0.28113
0.224 | 1 | 4.1078e-14 | 9.2149e-15 | 4.6074e-13 | 0.22174 | 0.44387 | 277 | 0.27082 | -0.01831 | 0.91552 | 0.25533 | -0.13156 | 0.78396 | 0.91774 | FALSE | 0 | 0.36525 | -0.068892 | -0.068892 | 0.73935 | FALSE | 0 | 0.44387 | -0.028234 | -0.028234 | 0.28062
0.223 | 1 | 5.2958e-14 | 1.1879e-14 | 5.9397e-13 | 0.84618 | 0.43354 | 278 | 0.27213 | -0.018191 | 0.90955 | 0.78938 | 0.16086 | 1.0704 | 0.91176 | FALSE | 0 | 0.3329 | -0.086384 | -0.086384 | 0.73453 | FALSE | 0 | 0.43354 | -0.033476 | -0.033476 | 0.27879
0.222 | 1 | 6.8057e-14 | 1.5099e-14 | 7.5495e-13 | 0.63669 | 0.95901 | 279 | 0.27255 | -0.018154 | 0.90768 | 0.72346 | 0.11863 | 1.0263 | 0.90988 | FALSE | 0 | 0.62386 | 0.063129 | 0.063129 | 0.73302 | FALSE | 0 | 0.95901 | 0.34787 | 0.34787 | 0.27821
0.221 | 1 | 8.7486e-14 | 1.9429e-14 | 9.7145e-13 | 0.89841 | 0.6652 | 280 | 0.27264 | -0.018145 | 0.90727 | 0.32695 | -0.089672 | 0.8176 | 0.90947 | FALSE | 0 | 0.18367 | -0.18029 | -0.18029 | 0.73269 | FALSE | 0 | 0.6652 | 0.085341 | 0.085341 | 0.27809
0.22 | 1 | 1.1224e-13 | 2.4758e-14 | 1.2379e-12 | 0.30923 | 0.16623 | 281 | 0.27319 | -0.018095 | 0.90477 | 0.15345 | -0.20435 | 0.70042 | 0.90696 | FALSE | 0 | 0.081111 | -0.27953 | -0.27953 | 0.73067 | FALSE | 0 | 0.16623 | -0.19384 | -0.19384 | 0.27732
0.219 | 1 | 1.4388e-13 | 3.1641e-14 | 1.5821e-12 | 0.4324 | 0.72965 | 282 | 0.27468 | -0.017962 | 0.89808 | 0.22018 | -0.15432 | 0.74376 | 0.90025 | FALSE | 0 | 0.80431 | 0.17143 | 0.17143 | 0.72527 | FALSE | 0 | 0.72965 | 0.12235 | 0.12235 | 0.27527
0.218 | 1 | 1.8419e-13 | 4.0301e-14 | 2.0151e-12 | 0.090857 | 0.09992 | 283 | 0.27609 | -0.017835 | 0.89174 | 0.55127 | 0.025774 | 0.91751 | 0.8939 | FALSE | 0 | 0.37026 | -0.066232 | -0.066232 | 0.72015 | FALSE | 0 | 0.09992 | -0.2564 | -0.2564 | 0.27333
0.217 | 1 | 2.3559e-13 | 5.1403e-14 | 2.5702e-12 | 0.32149 | 0.52638 | 284 | 0.27612 | -0.017833 | 0.89163 | 0.22879 | -0.14857 | 0.74306 | 0.89379 | FALSE | 0 | 0.55342 | 0.026861 | 0.026861 | 0.72006 | FALSE | 0 | 0.52638 | 0.013236 | 0.013236 | 0.27329
0.216 | 1 | 3.0109e-13 | 6.5503e-14 | 3.2752e-12 | 0.35442 | 0.81704 | 285 | 0.2779 | -0.017672 | 0.88362 | 0.14353 | -0.21292 | 0.6707 | 0.88576 | FALSE | 0 | 0.34114 | -0.081871 | -0.081871 | 0.71359 | FALSE | 0 | 0.81704 | 0.18083 | 0.18083 | 0.27084
0.215 | 1 | 3.8425e-13 | 8.3156e-14 | 4.1578e-12 | 0.15487 | 0.34666 | 286 | 0.27801 | -0.017663 | 0.88316 | 0.80344 | 0.1708 | 1.054 | 0.8853 | FALSE | 0 | 0.54691 | 0.02357 | 0.02357 | 0.71322 | FALSE | 0 | 0.34666 | -0.07887 | -0.07887 | 0.2707
0.214 | 1 | 4.8983e-13 | 1.0558e-13 | 5.2791e-12 | 0.47653 | 0.76853 | 287 | 0.27811 | -0.017654 | 0.8827 | 0.81101 | 0.17633 | 1.059 | 0.88483 | FALSE | 0 | 0.38043 | -0.060869 | -0.060869 | 0.71285 | FALSE | 0 | 0.76853 | 0.1468 | 0.1468 | 0.27055
0.213 | 1 | 6.2383e-13 | 1.34e-13 | 6.7002e-12 | 0.13412 | 0.91634 | 288 | 0.27903 | -0.017572 | 0.8786 | 0.14313 | -0.21327 | 0.66532 | 0.88072 | FALSE | 0 | 0.43734 | -0.031545 | -0.031545 | 0.70953 | FALSE | 0 | 0.91634 | 0.27617 | 0.27617 | 0.2693
0.212 | 1 | 7.9348e-13 | 1.6964e-13 | 8.4821e-12 | 0.90054 | 0.59358 | 289 | 0.2795 | -0.01753 | 0.87651 | 0.87015 | 0.22542 | 1.1019 | 0.87863 | FALSE | 0 | 0.2978 | -0.10615 | -0.10615 | 0.70785 | FALSE | 0 | 0.59358 | 0.04735 | 0.04735 | 0.26866
0.211 | 1 | 1.0083e-12 | 2.1483e-13 | 1.0741e-11 | 0.060737 | 0.71569 | 290 | 0.28017 | -0.01747 | 0.87349 | 0.98472 | 0.43253 | 1.306 | 0.8756 | FALSE | 0 | 0.89826 | 0.25434 | 0.25434 | 0.70541 | FALSE | 0 | 0.71569 | 0.11402 | 0.11402 | 0.26773
0.21 | 1 | 1.2799e-12 | 2.7156e-13 | 1.3578e-11 | 0.93249 | 0.040205 | 291 | 0.28151 | -0.017351 | 0.86756 | 0.11308 | -0.24206 | 0.6255 | 0.86966 | FALSE | 0 | 0.03903 | -0.35241 | -0.35241 | 0.70062 | FALSE | 0 | 0.040205 | -0.34966 | -0.34966 | 0.26592
0.209 | 1 | 1.6227e-12 | 3.4284e-13 | 1.7142e-11 | 0.60689 | 0.059829 | 292 | 0.28173 | -0.017331 | 0.86655 | 0.77901 | 0.15377 | 1.0203 | 0.86865 | FALSE | 0 | 0.52766 | 0.013877 | 0.013877 | 0.6998 | FALSE | 0 | 0.059829 | -0.31124 | -0.31124 | 0.26561
0.208 | 1 | 2.0552e-12 | 4.3254e-13 | 2.1627e-11 | 0.108 | 0.7957 | 293 | 0.28216 | -0.017293 | 0.86465 | 0.85025 | 0.20751 | 1.0722 | 0.86674 | FALSE | 0 | 0.35182 | -0.076081 | -0.076081 | 0.69827 | FALSE | 0 | 0.7957 | 0.16527 | 0.16527 | 0.26502
0.207 | 1 | 2.6001e-12 | 5.449e-13 | 2.7245e-11 | 0.2497 | 0.80705 | 294 | 0.2835 | -0.017174 | 0.85871 | 0.56031 | 0.030349 | 0.88906 | 0.86079 | FALSE | 0 | 0.46472 | -0.017708 | -0.017708 | 0.69348 | FALSE | 0 | 0.80705 | 0.17341 | 0.17341 | 0.2632
0.206 | 1 | 3.2859e-12 | 6.8578e-13 | 3.4289e-11 | 0.3575 | 0.22928 | 295 | 0.28508 | -0.017034 | 0.8517 | 0.97999 | 0.41071 | 1.2624 | 0.85376 | FALSE | 0 | 0.26175 | -0.12759 | -0.12759 | 0.68782 | FALSE | 0 | 0.22928 | -0.14824 | -0.14824 | 0.26105
0.205 | 1 | 4.1482e-12 | 8.6231e-13 | 4.3116e-11 | 0.82786 | 0.012739 | 296 | 0.28719 | -0.016848 | 0.84241 | 0.70625 | 0.10849 | 0.9509 | 0.84445 | FALSE | 0 | 0.83903 | 0.19809 | 0.19809 | 0.68031 | FALSE | 0 | 0.012739 | -0.44682 | -0.44682 | 0.25821
0.204 | 1 | 5.2309e-12 | 1.0827e-12 | 5.4134e-11 | 0.99907 | 0.31637 | 297 | 0.28736 | -0.016834 | 0.84168 | 0.25006 | -0.13486 | 0.70683 | 0.84372 | FALSE | 0 | 0.30615 | -0.10136 | -0.10136 | 0.67972 | FALSE | 0 | 0.31637 | -0.095572 | -0.095572 | 0.25798
0.203 | 1 | 6.5892e-12 | 1.3582e-12 | 6.7912e-11 | 0.26937 | 0.32543 | 298 | 0.28761 | -0.016811 | 0.84056 | 0.082181 | -0.27811 | 0.56245 | 0.84259 | FALSE | 0 | 0.92559 | 0.28874 | 0.28874 | 0.67881 | FALSE | 0 | 0.32543 | -0.090514 | -0.090514 | 0.25764
0.202 | 1 | 8.291e-12 | 1.7019e-12 | 8.5093e-11 | 0.48044 | 0.25572 | 299 | 0.28817 | -0.016762 | 0.83809 | 0.30836 | -0.1001 | 0.73799 | 0.84012 | FALSE | 0 | 0.41856 | -0.041114 | -0.041114 | 0.67682 | FALSE | 0 | 0.25572 | -0.13132 | -0.13132 | 0.25688
0.201 | 1 | 1.0421e-11 | 2.13e-12 | 1.065e-10 | 0.90636 | 0.65119 | 300 | 0.28974 | -0.016625 | 0.83123 | 0.64232 | 0.072933 | 0.90417 | 0.83325 | FALSE | 0 | 0.92858 | 0.29306 | 0.29306 | 0.67129 | FALSE | 0 | 0.65119 | 0.077707 | 0.077707 | 0.25478
0.2 | 1 | 1.3084e-11 | 2.663e-12 | 1.3315e-10 | 0.65835 | 0.54085 | 301 | 0.29002 | -0.0166 | 0.83001 | 0.43563 | -0.032411 | 0.7976 | 0.83202 | FALSE | 0 | 0.77104 | 0.14845 | 0.14845 | 0.6703 | FALSE | 0 | 0.54085 | 0.020515 | 0.020515 | 0.25441
0.199 | 1 | 1.6409e-11 | 3.3255e-12 | 1.6627e-10 | 0.25026 | 0.90395 | 302 | 0.29087 | -0.016526 | 0.82628 | 0.54666 | 0.023446 | 0.84972 | 0.82828 | FALSE | 0 | 0.5527 | 0.0265 | 0.0265 | 0.66728 | FALSE | 0 | 0.90395 | 0.26087 | 0.26087 | 0.25326
0.198 | 1 | 2.0558e-11 | 4.1485e-12 | 2.0742e-10 | 0.95778 | 0.86838 | 303 | 0.29216 | -0.016412 | 0.82062 | 0.96456 | 0.36125 | 1.1819 | 0.82261 | FALSE | 0 | 0.32357 | -0.091549 | -0.091549 | 0.66272 | FALSE | 0 | 0.86838 | 0.22375 | 0.22375 | 0.25153
0.197 | 1 | 2.5727e-11 | 5.1691e-12 | 2.5845e-10 | 0.26862 | 0.54841 | 304 | 0.29284 | -0.016353 | 0.81765 | 0.15958 | -0.19924 | 0.61841 | 0.81963 | FALSE | 0 | 0.9698 | 0.37558 | 0.37558 | 0.66031 | FALSE | 0 | 0.54841 | 0.02433 | 0.02433 | 0.25062
0.196 | 1 | 3.2161e-11 | 6.4339e-12 | 3.2169e-10 | 0.30058 | 0.16086 | 305 | 0.29333 | -0.01631 | 0.81551 | 0.43759 | -0.031417 | 0.78409 | 0.81748 | FALSE | 0 | 0.63791 | 0.070574 | 0.070574 | 0.65858 | FALSE | 0 | 0.16086 | -0.19819 | -0.19819 | 0.24996
0.195 | 1 | 4.016e-11 | 7.9992e-12 | 3.9996e-10 | 0.56402 | 0.010404 | 306 | 0.29337 | -0.016307 | 0.81535 | 0.7716 | 0.14883 | 0.96417 | 0.81732 | FALSE | 0 | 0.10388 | -0.25195 | -0.25195 | 0.65846 | FALSE | 0 | 0.010404 | -0.46229 | -0.46229 | 0.24991
0.194 | 1 | 5.0094e-11 | 9.9342e-12 | 4.9671e-10 | 0.41617 | 0.38976 | 307 | 0.29346 | -0.016299 | 0.81497 | 0.10206 | -0.25398 | 0.56099 | 0.81694 | FALSE | 0 | 0.44646 | -0.026922 | -0.026922 | 0.65815 | FALSE | 0 | 0.38976 | -0.055991 | -0.055991 | 0.2498
0.193 | 1 | 6.2418e-11 | 1.2324e-11 | 6.1618e-10 | 0.22841 | 0.012143 | 308 | 0.29445 | -0.016213 | 0.81064 | 0.52868 | 0.01439 | 0.82503 | 0.81261 | FALSE | 0 | 0.89254 | 0.24803 | 0.24803 | 0.65466 | FALSE | 0 | 0.012143 | -0.45052 | -0.45052 | 0.24847
0.192 | 1 | 7.7689e-11 | 1.5271e-11 | 7.6354e-10 | 0.46075 | 0.46661 | 309 | 0.29456 | -0.016203 | 0.81017 | 0.36654 | -0.068207 | 0.74196 | 0.81213 | FALSE | 0 | 0.86513 | 0.22074 | 0.22074 | 0.65427 | FALSE | 0 | 0.46661 | -0.016758 | -0.016758 | 0.24832
0.191 | 1 | 9.659e-11 | 1.8902e-11 | 9.4508e-10 | 0.18681 | 0.8108 | 310 | 0.29485 | -0.016178 | 0.80889 | 0.99364 | 0.49832 | 1.3072 | 0.81085 | FALSE | 0 | 0.70125 | 0.1056 | 0.1056 | 0.65324 | FALSE | 0 | 0.8108 | 0.17617 | 0.17617 | 0.24793
0.19 | 1 | 1.1996e-10 | 2.337e-11 | 1.1685e-09 | 0.85946 | 0.12634 | 311 | 0.29508 | -0.016159 | 0.80793 | 0.7637 | 0.14365 | 0.95158 | 0.80988 | FALSE | 0 | 0.16798 | -0.19243 | -0.19243 | 0.65246 | FALSE | 0 | 0.12634 | -0.22877 | -0.22877 | 0.24764
0.189 | 1 | 1.4882e-10 | 2.8863e-11 | 1.4431e-09 | 0.82461 | 0.9906 | 312 | 0.29513 | -0.016153 | 0.80767 | 0.54998 | 0.02512 | 0.83279 | 0.80963 | FALSE | 0 | 0.97737 | 0.40043 | 0.40043 | 0.65226 | FALSE | 0 | 0.9906 | 0.4699 | 0.4699 | 0.24756
0.188 | 1 | 1.8443e-10 | 3.5606e-11 | 1.7803e-09 | 0.26936 | 0.90493 | 313 | 0.29587 | -0.016089 | 0.80447 | 0.51889 | 0.0094726 | 0.81394 | 0.80642 | FALSE | 0 | 0.92826 | 0.29259 | 0.29259 | 0.64967 | FALSE | 0 | 0.90493 | 0.26204 | 0.26204 | 0.24658
0.187 | 1 | 2.2831e-10 | 4.3877e-11 | 2.1939e-09 | 0.22271 | 0.56283 | 314 | 0.29625 | -0.016057 | 0.80284 | 0.21085 | -0.1607 | 0.64214 | 0.80478 | FALSE | 0 | 0.67399 | 0.09019 | 0.09019 | 0.64835 | FALSE | 0 | 0.56283 | 0.031631 | 0.031631 | 0.24608
0.186 | 1 | 2.8232e-10 | 5.4009e-11 | 2.7005e-09 | 0.57147 | 0.78672 | 315 | 0.29977 | -0.015751 | 0.78757 | 0.93042 | 0.29578 | 1.0834 | 0.78948 | FALSE | 0 | 0.44588 | -0.027217 | -0.027217 | 0.63603 | FALSE | 0 | 0.78672 | 0.15902 | 0.15902 | 0.2414
0.185 | 1 | 3.4872e-10 | 6.6407e-11 | 3.3203e-09 | 0.1966 | 0.59129 | 316 | 0.29995 | -0.015737 | 0.78683 | 0.83267 | 0.19295 | 0.97978 | 0.78873 | FALSE | 0 | 0.16171 | -0.19749 | -0.19749 | 0.63542 | FALSE | 0 | 0.59129 | 0.046175 | 0.046175 | 0.24117
0.184 | 1 | 4.3028e-10 | 8.156e-11 | 4.078e-09 | 0.54786 | 0.3104 | 317 | 0.30298 | -0.015476 | 0.77379 | 0.82987 | 0.19073 | 0.96452 | 0.77566 | FALSE | 0 | 0.3969 | -0.052275 | -0.052275 | 0.62489 | FALSE | 0 | 0.3104 | -0.098942 | -0.098942 | 0.23717
0.183 | 1 | 5.3034e-10 | 1.0006e-10 | 5.003e-09 | 0.62756 | 0.66672 | 318 | 0.30444 | -0.01535 | 0.76752 | 0.33485 | -0.08531 | 0.68221 | 0.76938 | FALSE | 0 | 0.17405 | -0.18765 | -0.18765 | 0.61983 | FALSE | 0 | 0.66672 | 0.086174 | 0.086174 | 0.23525
0.182 | 1 | 6.5296e-10 | 1.2262e-10 | 6.1309e-09 | 0.79915 | 0.058187 | 319 | 0.30469 | -0.015329 | 0.76645 | 0.81403 | 0.17857 | 0.94502 | 0.76831 | FALSE | 0 | 0.57813 | 0.039423 | 0.039423 | 0.61897 | FALSE | 0 | 0.058187 | -0.31404 | -0.31404 | 0.23492
0.181 | 1 | 8.0306e-10 | 1.501e-10 | 7.5049e-09 | 0.35049 | 0.66157 | 320 | 0.30852 | -0.015002 | 0.75008 | 0.79027 | 0.16147 | 0.91155 | 0.7519 | FALSE | 0 | 0.045866 | -0.33727 | -0.33727 | 0.60575 | FALSE | 0 | 0.66157 | 0.083351 | 0.083351 | 0.22991
0.18 | 1 | 9.8659e-10 | 1.8353e-10 | 9.1765e-09 | 0.61132 | 0.49576 | 321 | 0.30855 | -0.014999 | 0.74995 | 0.40848 | -0.046291 | 0.70366 | 0.75177 | FALSE | 0 | 0.66066 | 0.082853 | 0.082853 | 0.60564 | FALSE | 0 | 0.49576 | -0.0021235 | -0.0021235 | 0.22987
0.179 | 1 | 1.2107e-09 | 2.2416e-10 | 1.1208e-08 | 0.56254 | 0.11284 | 322 | 0.31157 | -0.014742 | 0.73709 | 0.89222 | 0.24769 | 0.98478 | 0.73887 | FALSE | 0 | 0.55689 | 0.028616 | 0.028616 | 0.59525 | FALSE | 0 | 0.11284 | -0.24231 | -0.24231 | 0.22592
0.178 | 1 | 1.4842e-09 | 2.7348e-10 | 1.3674e-08 | 0.88782 | 0.41699 | 323 | 0.3123 | -0.01468 | 0.73401 | 0.75144 | 0.1358 | 0.86982 | 0.73579 | FALSE | 0 | 0.39886 | -0.051258 | -0.051258 | 0.59277 | FALSE | 0 | 0.41699 | -0.041922 | -0.041922 | 0.22498
0.177 | 1 | 1.8175e-09 | 3.3328e-10 | 1.6664e-08 | 0.77752 | 0.42779 | 324 | 0.31271 | -0.014646 | 0.73228 | 0.087037 | -0.27185 | 0.46044 | 0.73406 | FALSE | 0 | 0.44444 | -0.027942 | -0.027942 | 0.59138 | FALSE | 0 | 0.42779 | -0.036403 | -0.036403 | 0.22445
0.176 | 1 | 2.2232e-09 | 4.0571e-10 | 2.0285e-08 | 0.14763 | 0.49416 | 325 | 0.31567 | -0.014395 | 0.71977 | 0.00064404 | -0.64372 | 0.076044 | 0.72151 | FALSE | 0 | 0.1009 | -0.25529 | -0.25529 | 0.58127 | FALSE | 0 | 0.49416 | -0.0029271 | -0.0029271 | 0.22062
0.175 | 1 | 2.7165e-09 | 4.9333e-10 | 2.4666e-08 | 0.1555 | 0.37068 | 326 | 0.31675 | -0.014304 | 0.7152 | 0.53646 | 0.018303 | 0.73351 | 0.71693 | FALSE | 0 | 0.12733 | -0.22782 | -0.22782 | 0.57758 | FALSE | 0 | 0.37068 | -0.066013 | -0.066013 | 0.21922
0.174 | 1 | 3.3157e-09 | 5.992e-10 | 2.996e-08 | 0.40992 | 0.61497 | 327 | 0.3178 | -0.014216 | 0.71079 | 0.77173 | 0.14891 | 0.8597 | 0.71251 | FALSE | 0 | 0.74644 | 0.13267 | 0.13267 | 0.57402 | FALSE | 0 | 0.61497 | 0.058457 | 0.058457 | 0.21786
0.173 | 1 | 4.0427e-09 | 7.2699e-10 | 3.635e-08 | 0.053141 | 0.78958 | 328 | 0.31827 | -0.014176 | 0.70881 | 0.34999 | -0.077072 | 0.63174 | 0.71053 | FALSE | 0 | 0.021999 | -0.40282 | -0.40282 | 0.57242 | FALSE | 0 | 0.78958 | 0.16099 | 0.16099 | 0.21726
0.172 | 1 | 4.9238e-09 | 8.8105e-10 | 4.4053e-08 | 0.8206 | 0.63779 | 329 | 0.31878 | -0.014133 | 0.70665 | 0.41793 | -0.041438 | 0.66522 | 0.70837 | FALSE | 0 | 0.26721 | -0.12426 | -0.12426 | 0.57068 | FALSE | 0 | 0.63779 | 0.070513 | 0.070513 | 0.2166
0.171 | 1 | 5.9904e-09 | 1.0666e-09 | 5.3329e-08 | 0.21169 | 0.97235 | 330 | 0.31904 | -0.014112 | 0.70559 | 0.69978 | 0.10475 | 0.81034 | 0.7073 | FALSE | 0 | 0.46821 | -0.015952 | -0.015952 | 0.56982 | FALSE | 0 | 0.97235 | 0.38331 | 0.38331 | 0.21627
0.17 | 1 | 7.2801e-09 | 1.2897e-09 | 6.4487e-08 | 0.91984 | 0.67857 | 331 | 0.32028 | -0.014007 | 0.70037 | 0.72237 | 0.11798 | 0.81835 | 0.70206 | FALSE | 0 | 0.54774 | 0.023989 | 0.023989 | 0.5656 | FALSE | 0 | 0.67857 | 0.09274 | 0.09274 | 0.21467
0.169 | 1 | 8.838e-09 | 1.5579e-09 | 7.7893e-08 | 0.44435 | 0.43549 | 332 | 0.32119 | -0.013931 | 0.69656 | 0.656 | 0.080312 | 0.77687 | 0.69825 | FALSE | 0 | 0.52419 | 0.012132 | 0.012132 | 0.56253 | FALSE | 0 | 0.43549 | -0.032483 | -0.032483 | 0.2135
0.168 | 1 | 1.0718e-08 | 1.8796e-09 | 9.3981e-08 | 0.26577 | 0.16092 | 333 | 0.32204 | -0.01386 | 0.693 | 0.74113 | 0.12937 | 0.82237 | 0.69468 | FALSE | 0 | 0.23613 | -0.14376 | -0.14376 | 0.55965 | FALSE | 0 | 0.16092 | -0.19814 | -0.19814 | 0.21241
0.167 | 1 | 1.2983e-08 | 2.2653e-09 | 1.1327e-07 | 0.40885 | 0.61505 | 334 | 0.32221 | -0.013846 | 0.69229 | 0.86869 | 0.22404 | 0.91633 | 0.69396 | FALSE | 0 | 0.20491 | -0.16484 | -0.16484 | 0.55907 | FALSE | 0 | 0.61505 | 0.058503 | 0.058503 | 0.21219
0.166 | 1 | 1.571e-08 | 2.7272e-09 | 1.3636e-07 | 0.017513 | 0.64994 | 335 | 0.32228 | -0.01384 | 0.69202 | 0.57083 | 0.035695 | 0.72771 | 0.69369 | FALSE | 0 | 0.63344 | 0.068194 | 0.068194 | 0.55886 | FALSE | 0 | 0.64994 | 0.077032 | 0.077032 | 0.21211
0.165 | 1 | 1.899e-08 | 3.2795e-09 | 1.6397e-07 | 0.86563 | 0.27641 | 336 | 0.32251 | -0.01382 | 0.69102 | 0.28859 | -0.1115 | 0.57952 | 0.69269 | FALSE | 0 | 0.1935 | -0.17302 | -0.17302 | 0.55805 | FALSE | 0 | 0.27641 | -0.11871 | -0.11871 | 0.2118
0.164 | 1 | 2.2929e-08 | 3.9393e-09 | 1.9696e-07 | 0.83564 | 0.78593 | 337 | 0.3231 | -0.013771 | 0.68857 | 0.43409 | -0.033192 | 0.65537 | 0.69023 | FALSE | 0 | 0.54377 | 0.021985 | 0.021985 | 0.55607 | FALSE | 0 | 0.78593 | 0.15848 | 0.15848 | 0.21105
0.163 | 1 | 2.7655e-08 | 4.7266e-09 | 2.3633e-07 | 0.26566 | 0.8715 | 338 | 0.324 | -0.013696 | 0.68479 | 0.44245 | -0.028955 | 0.65584 | 0.68645 | FALSE | 0 | 0.54221 | 0.021202 | 0.021202 | 0.55302 | FALSE | 0 | 0.8715 | 0.2267 | 0.2267 | 0.2099
0.162 | 1 | 3.332e-08 | 5.665e-09 | 2.8325e-07 | 0.24945 | 0.17243 | 339 | 0.32419 | -0.013681 | 0.68404 | 0.46609 | -0.017021 | 0.66702 | 0.6857 | FALSE | 0 | 0.28916 | -0.11117 | -0.11117 | 0.55241 | FALSE | 0 | 0.17243 | -0.18892 | -0.18892 | 0.20966
0.161 | 1 | 4.0103e-08 | 6.7821e-09 | 3.391e-07 | 0.12489 | 0.60415 | 340 | 0.32477 | -0.013632 | 0.68162 | 0.67883 | 0.092885 | 0.77451 | 0.68327 | FALSE | 0 | 0.049015 | -0.3309 | -0.3309 | 0.55046 | FALSE | 0 | 0.60415 | 0.052821 | 0.052821 | 0.20892
0.16 | 1 | 4.8213e-08 | 8.1105e-09 | 4.0552e-07 | 0.36774 | 0.56764 | 341 | 0.32545 | -0.013575 | 0.67876 | 0.98222 | 0.4204 | 1.0992 | 0.6804 | FALSE | 0 | 0.5905 | 0.045768 | 0.045768 | 0.54815 | FALSE | 0 | 0.56764 | 0.034076 | 0.034076 | 0.20805
0.159 | 1 | 5.7901e-08 | 9.6883e-09 | 4.8442e-07 | 0.085558 | 0.037961 | 342 | 0.326 | -0.013529 | 0.67647 | 0.61934 | 0.060752 | 0.73722 | 0.67811 | FALSE | 0 | 0.53654 | 0.018344 | 0.018344 | 0.5463 | FALSE | 0 | 0.037961 | -0.35497 | -0.35497 | 0.20734
0.158 | 1 | 6.9462e-08 | 1.156e-08 | 5.7801e-07 | 0.49855 | 0.030764 | 343 | 0.32726 | -0.013425 | 0.67124 | 0.78979 | 0.16114 | 0.83238 | 0.67286 | FALSE | 0 | 0.57172 | 0.036149 | 0.036149 | 0.54208 | FALSE | 0 | 0.030764 | -0.37394 | -0.37394 | 0.20574
0.157 | 1 | 8.324e-08 | 1.3778e-08 | 6.8892e-07 | 0.29298 | 0.34074 | 344 | 0.32876 | -0.0133 | 0.66499 | 0.75693 | 0.13929 | 0.80429 | 0.6666 | FALSE | 0 | 0.028525 | -0.38059 | -0.38059 | 0.53703 | FALSE | 0 | 0.34074 | -0.082088 | -0.082088 | 0.20383
0.156 | 1 | 9.9644e-08 | 1.6404e-08 | 8.2021e-07 | 0.98871 | 0.62709 | 345 | 0.32994 | -0.013202 | 0.66012 | 0.01583 | -0.42974 | 0.23039 | 0.66172 | FALSE | 0 | 0.3555 | -0.074101 | -0.074101 | 0.5331 | FALSE | 0 | 0.62709 | 0.064829 | 0.064829 | 0.20233
0.155 | 1 | 1.1915e-07 | 1.9509e-08 | 9.7543e-07 | 0.43448 | 0.82611 | 346 | 0.33143 | -0.013079 | 0.65397 | 0.67362 | 0.089988 | 0.74396 | 0.65556 | FALSE | 0 | 0.61365 | 0.057771 | 0.057771 | 0.52813 | FALSE | 0 | 0.82611 | 0.18778 | 0.18778 | 0.20045
0.154 | 1 | 1.4233e-07 | 2.3175e-08 | 1.1587e-06 | 0.7532 | 0.42334 | 347 | 0.33546 | -0.012746 | 0.63731 | 0.8642 | 0.21988 | 0.85719 | 0.63885 | FALSE | 0 | 0.90628 | 0.26364 | 0.26364 | 0.51468 | FALSE | 0 | 0.42334 | -0.038672 | -0.038672 | 0.19534
0.153 | 1 | 1.6983e-07 | 2.7499e-08 | 1.375e-06 | 0.063848 | 0.82829 | 348 | 0.33735 | -0.012591 | 0.62957 | 0.55468 | 0.027497 | 0.65707 | 0.6311 | FALSE | 0 | 0.78149 | 0.15545 | 0.15545 | 0.50843 | FALSE | 0 | 0.82829 | 0.18949 | 0.18949 | 0.19297
0.152 | 1 | 2.0242e-07 | 3.2594e-08 | 1.6297e-06 | 0.39766 | 0.8454 | 349 | 0.33903 | -0.012454 | 0.62268 | 0.68161 | 0.09444 | 0.71712 | 0.62418 | FALSE | 0 | 0.27215 | -0.12126 | -0.12126 | 0.50286 | FALSE | 0 | 0.8454 | 0.20338 | 0.20338 | 0.19086
0.151 | 1 | 2.4101e-07 | 3.8591e-08 | 1.9295e-06 | 0.22007 | 0.84024 | 350 | 0.34155 | -0.012247 | 0.61236 | 0.27919 | -0.11705 | 0.49531 | 0.61385 | FALSE | 0 | 0.99872 | 0.60311 | 0.60311 | 0.49453 | FALSE | 0 | 0.84024 | 0.19909 | 0.19909 | 0.1877
0.15 | 1 | 2.8665e-07 | 4.564e-08 | 2.282e-06 | 0.5081 | 0.17736 | 351 | 0.34381 | -0.012062 | 0.60311 | 0.12173 | -0.23328 | 0.36984 | 0.60457 | FALSE | 0 | 0.61495 | 0.058448 | 0.058448 | 0.48706 | FALSE | 0 | 0.17736 | -0.18509 | -0.18509 | 0.18486
0.149 | 1 | 3.4057e-07 | 5.3916e-08 | 2.6958e-06 | 0.97508 | 0.07536 | 352 | 0.34396 | -0.012051 | 0.60253 | 0.71717 | 0.11489 | 0.71742 | 0.60399 | FALSE | 0 | 0.61845 | 0.060283 | 0.060283 | 0.48659 | FALSE | 0 | 0.07536 | -0.2874 | -0.2874 | 0.18468
0.148 | 1 | 4.0419e-07 | 6.3623e-08 | 3.1811e-06 | 0.78911 | 0.31909 | 353 | 0.34521 | -0.011948 | 0.59741 | 0.49868 | -0.00065932 | 0.59675 | 0.59886 | FALSE | 0 | 0.02684 | -0.38588 | -0.38588 | 0.48245 | FALSE | 0 | 0.31909 | -0.09405 | -0.09405 | 0.18311
0.147 | 1 | 4.7918e-07 | 7.4993e-08 | 3.7497e-06 | 0.66724 | 0.98281 | 354 | 0.34726 | -0.011782 | 0.5891 | 0.79533 | 0.16501 | 0.7541 | 0.59052 | FALSE | 0 | 0.81065 | 0.17606 | 0.17606 | 0.47574 | FALSE | 0 | 0.98281 | 0.42311 | 0.42311 | 0.18056
0.146 | 1 | 5.6748e-07 | 8.8298e-08 | 4.4149e-06 | 0.59541 | 0.37297 | 355 | 0.34726 | -0.011782 | 0.58908 | 0.099699 | -0.25665 | 0.33243 | 0.59051 | FALSE | 0 | 0.6217 | 0.06199 | 0.06199 | 0.47573 | FALSE | 0 | 0.37297 | -0.064801 | -0.064801 | 0.18056
0.145 | 1 | 6.7133e-07 | 1.0385e-07 | 5.1924e-06 | 0.60323 | 0.11942 | 356 | 0.34767 | -0.011749 | 0.58745 | 0.35997 | -0.071706 | 0.51574 | 0.58887 | FALSE | 0 | 0.93496 | 0.30275 | 0.30275 | 0.47441 | FALSE | 0 | 0.11942 | -0.23558 | -0.23558 | 0.18006
0.144 | 1 | 7.9333e-07 | 1.22e-07 | 6.1e-06 | 0.53112 | 0.01205 | 357 | 0.34816 | -0.011709 | 0.58545 | 0.50674 | 0.0033812 | 0.58883 | 0.58687 | FALSE | 0 | 0.42271 | -0.038994 | -0.038994 | 0.4728 | FALSE | 0 | 0.01205 | -0.45111 | -0.45111 | 0.17945
0.143 | 1 | 9.3649e-07 | 1.4317e-07 | 7.1583e-06 | 0.18419 | 0.55467 | 358 | 0.34862 | -0.011671 | 0.58356 | 0.94687 | 0.32305 | 0.90662 | 0.58497 | FALSE | 0 | 0.63376 | 0.068364 | 0.068364 | 0.47127 | FALSE | 0 | 0.55467 | 0.027494 | 0.027494 | 0.17887
0.142 | 1 | 1.1043e-06 | 1.6782e-07 | 8.3909e-06 | 0.45621 | 0.63273 | 359 | 0.34926 | -0.01162 | 0.581 | 0.46066 | -0.019753 | 0.56124 | 0.5824 | FALSE | 0 | 0.34149 | -0.081682 | -0.081682 | 0.4692 | FALSE | 0 | 0.63273 | 0.06782 | 0.06782 | 0.17808
0.141 | 1 | 1.3008e-06 | 1.965e-07 | 9.8248e-06 | 0.4301 | 0.27958 | 360 | 0.34957 | -0.011594 | 0.57972 | 0.37983 | -0.061187 | 0.51853 | 0.58113 | FALSE | 0 | 0.94081 | 0.31233 | 0.31233 | 0.46817 | FALSE | 0 | 0.27958 | -0.11682 | -0.11682 | 0.17769
0.14 | 1 | 1.5306e-06 | 2.2982e-07 | 1.1491e-05 | 0.1411 | 0.0070455 | 361 | 0.35094 | -0.011483 | 0.57416 | 0.48546 | -0.0072911 | 0.56687 | 0.57555 | FALSE | 0 | 0.94189 | 0.31417 | 0.31417 | 0.46368 | FALSE | 0 | 0.0070455 | -0.49099 | -0.49099 | 0.17599
0.139 | 1 | 1.7991e-06 | 2.685e-07 | 1.3425e-05 | 0.90865 | 0.40519 | 362 | 0.35485 | -0.011168 | 0.55838 | 0.91042 | 0.26867 | 0.82704 | 0.55973 | FALSE | 0 | 0.52799 | 0.014042 | 0.014042 | 0.45093 | FALSE | 0 | 0.40519 | -0.047989 | -0.047989 | 0.17115
0.138 | 1 | 2.1125e-06 | 3.1333e-07 | 1.5667e-05 | 0.61913 | 0.5469 | 363 | 0.35518 | -0.011141 | 0.55707 | 0.4325 | -0.034002 | 0.52307 | 0.55842 | FALSE | 0 | 0.57079 | 0.035679 | 0.035679 | 0.44988 | FALSE | 0 | 0.5469 | 0.023565 | 0.023565 | 0.17075
0.137 | 1 | 2.4777e-06 | 3.6525e-07 | 1.8263e-05 | 0.55041 | 0.28943 | 364 | 0.35676 | -0.011014 | 0.55068 | 0.79818 | 0.16703 | 0.71771 | 0.55202 | FALSE | 0 | 0.97878 | 0.40584 | 0.40584 | 0.44472 | FALSE | 0 | 0.28943 | -0.11101 | -0.11101 | 0.16879
0.136 | 1 | 2.903e-06 | 4.253e-07 | 2.1265e-05 | 0.41263 | 0.68386 | 365 | 0.35965 | -0.010782 | 0.53911 | 0.12969 | -0.22557 | 0.31353 | 0.54041 | FALSE | 0 | 0.82494 | 0.18687 | 0.18687 | 0.43537 | FALSE | 0 | 0.68386 | 0.095702 | 0.095702 | 0.16524
0.135 | 1 | 3.3977e-06 | 4.9467e-07 | 2.4733e-05 | 0.79412 | 0.36851 | 366 | 0.35987 | -0.010764 | 0.53822 | 0.86849 | 0.22386 | 0.76208 | 0.53953 | FALSE | 0 | 0.98949 | 0.46151 | 0.46151 | 0.43466 | FALSE | 0 | 0.36851 | -0.06716 | -0.06716 | 0.16497
0.134 | 1 | 3.9724e-06 | 5.7472e-07 | 2.8736e-05 | 0.686 | 0.34812 | 367 | 0.36018 | -0.010739 | 0.53695 | 0.67926 | 0.093126 | 0.63008 | 0.53825 | FALSE | 0 | 0.96798 | 0.37039 | 0.37039 | 0.43363 | FALSE | 0 | 0.34812 | -0.078081 | -0.078081 | 0.16458
0.133 | 1 | 4.6394e-06 | 6.6697e-07 | 3.3349e-05 | 0.70132 | 0.091792 | 368 | 0.36184 | -0.010606 | 0.53031 | 0.2264 | -0.15015 | 0.38016 | 0.5316 | FALSE | 0 | 0.76086 | 0.14182 | 0.14182 | 0.42827 | FALSE | 0 | 0.091792 | -0.26596 | -0.26596 | 0.16255
0.132 | 0.99999 | 5.4125e-06 | 7.7318e-07 | 3.8659e-05 | 0.29126 | 0.70193 | 369 | 0.36382 | -0.010448 | 0.5224 | 0.69422 | 0.10157 | 0.62398 | 0.52367 | FALSE | 0 | 0.64008 | 0.071737 | 0.071737 | 0.42188 | FALSE | 0 | 0.70193 | 0.10599 | 0.10599 | 0.16012
0.131 | 0.99999 | 6.3079e-06 | 8.9531e-07 | 4.4765e-05 | 0.24731 | 0.86975 | 370 | 0.36566 | -0.010301 | 0.51507 | 0.19107 | -0.17479 | 0.34027 | 0.51631 | FALSE | 0 | 0.47656 | -0.011756 | -0.011756 | 0.41596 | FALSE | 0 | 0.86975 | 0.22504 | 0.22504 | 0.15787
0.13 | 0.99999 | 7.3434e-06 | 1.0356e-06 | 5.1779e-05 | 0.34356 | 0.039208 | 371 | 0.36628 | -0.010252 | 0.5126 | 0.70114 | 0.10554 | 0.61814 | 0.51384 | FALSE | 0 | 0.54979 | 0.025026 | 0.025026 | 0.41396 | FALSE | 0 | 0.039208 | -0.35199 | -0.35199 | 0.15712
0.129 | 0.99999 | 8.5399e-06 | 1.1965e-06 | 5.9824e-05 | 0.80535 | 0.2693 | 372 | 0.36635 | -0.010246 | 0.51232 | 0.13972 | -0.21632 | 0.296 | 0.51356 | FALSE | 0 | 0.69842 | 0.10397 | 0.10397 | 0.41374 | FALSE | 0 | 0.2693 | -0.12299 | -0.12299 | 0.15703
0.128 | 0.99999 | 9.9208e-06 | 1.3809e-06 | 6.9043e-05 | 0.42757 | 0.97177 | 373 | 0.36741 | -0.010161 | 0.50806 | 0.37782 | -0.062241 | 0.44582 | 0.50929 | FALSE | 0 | 0.35052 | -0.076785 | -0.076785 | 0.4103 | FALSE | 0 | 0.97177 | 0.38149 | 0.38149 | 0.15573
0.127 | 0.99999 | 1.1513e-05 | 1.5919e-06 | 7.9594e-05 | 0.29725 | 0.95894 | 374 | 0.37043 | -0.0099218 | 0.49609 | 0.7983 | 0.16711 | 0.6632 | 0.49729 | FALSE | 0 | 0.6391 | 0.07121 | 0.07121 | 0.40063 | FALSE | 0 | 0.95894 | 0.34771 | 0.34771 | 0.15206
0.126 | 0.99999 | 1.3346e-05 | 1.8331e-06 | 9.1655e-05 | 0.80853 | 0.9786 | 375 | 0.37116 | -0.0098632 | 0.49316 | 0.29504 | -0.10774 | 0.38542 | 0.49436 | FALSE | 0 | 0.79241 | 0.16296 | 0.16296 | 0.39827 | FALSE | 0 | 0.9786 | 0.40513 | 0.40513 | 0.15116
0.125 | 0.99998 | 1.5454e-05 | 2.1085e-06 | 0.00010543 | 0.69514 | 0.046358 | 376 | 0.37177 | -0.0098151 | 0.49076 | 0.84486 | 0.20293 | 0.69368 | 0.49194 | FALSE | 0 | 0.47669 | -0.011693 | -0.011693 | 0.39632 | FALSE | 0 | 0.046358 | -0.33625 | -0.33625 | 0.15042
0.124 | 0.99998 | 1.7877e-05 | 2.4227e-06 | 0.00012113 | 0.91561 | 0.49562 | 377 | 0.37261 | -0.0097482 | 0.48741 | 0.55885 | 0.029609 | 0.51702 | 0.48859 | FALSE | 0 | 0.77506 | 0.15113 | 0.15113 | 0.39362 | FALSE | 0 | 0.49562 | -0.0021957 | -0.0021957 | 0.1494
0.123 | 0.99998 | 2.0658e-05 | 2.7805e-06 | 0.00013903 | 0.8282 | 0.69893 | 378 | 0.37506 | -0.0095542 | 0.47771 | 0.6486 | 0.076306 | 0.55401 | 0.47887 | FALSE | 0 | 0.11849 | -0.23652 | -0.23652 | 0.38579 | FALSE | 0 | 0.69893 | 0.10426 | 0.10426 | 0.14642
0.122 | 0.99998 | 2.3845e-05 | 3.1877e-06 | 0.00015938 | 0.43824 | 0.36604 | 379 | 0.37623 | -0.0094623 | 0.47311 | 0.064897 | -0.30298 | 0.17013 | 0.47426 | FALSE | 0 | 0.88021 | 0.2352 | 0.2352 | 0.38207 | FALSE | 0 | 0.36604 | -0.068471 | -0.068471 | 0.14501
0.121 | 0.99997 | 2.7496e-05 | 3.6504e-06 | 0.00018252 | 0.032713 | 0.10246 | 380 | 0.3769 | -0.009409 | 0.47045 | 0.56755 | 0.034027 | 0.50448 | 0.47159 | FALSE | 0 | 0.71151 | 0.11156 | 0.11156 | 0.37992 | FALSE | 0 | 0.10246 | -0.25353 | -0.25353 | 0.1442
0.12 | 0.99997 | 3.1671e-05 | 4.1756e-06 | 0.00020878 | 0.46493 | 0.4452 | 381 | 0.37844 | -0.0092874 | 0.46437 | 0.10523 | -0.25046 | 0.21391 | 0.46549 | FALSE | 0 | 0.97699 | 0.39904 | 0.39904 | 0.37501 | FALSE | 0 | 0.4452 | -0.027559 | -0.027559 | 0.14233
0.119 | 0.99996 | 3.6442e-05 | 4.7712e-06 | 0.00023856 | 0.75957 | 0.52446 | 382 | 0.37868 | -0.0092684 | 0.46342 | 0.70543 | 0.10802 | 0.57144 | 0.46454 | FALSE | 0 | 0.21267 | -0.15944 | -0.15944 | 0.37425 | FALSE | 0 | 0.52446 | 0.01227 | 0.01227 | 0.14204
0.118 | 0.99996 | 4.1888e-05 | 5.4456e-06 | 0.00027228 | 0.72029 | 0.93026 | 383 | 0.37888 | -0.0092529 | 0.46264 | 0.26094 | -0.12809 | 0.33455 | 0.46376 | FALSE | 0 | 0.80003 | 0.16834 | 0.16834 | 0.37362 | FALSE | 0 | 0.93026 | 0.29554 | 0.29554 | 0.1418
0.117 | 0.99995 | 4.8096e-05 | 6.2084e-06 | 0.00031042 | 0.70588 | 0.25702 | 384 | 0.37898 | -0.0092445 | 0.46222 | 0.92355 | 0.28588 | 0.7481 | 0.46334 | FALSE | 0 | 0.2933 | -0.10876 | -0.10876 | 0.37328 | FALSE | 0 | 0.25702 | -0.13051 | -0.13051 | 0.14168
0.116 | 0.99994 | 5.5167e-05 | 7.0702e-06 | 0.00035351 | 0.81571 | 0.40862 | 385 | 0.37955 | -0.0092002 | 0.46001 | 0.43879 | -0.030809 | 0.4292 | 0.46112 | FALSE | 0 | 0.66402 | 0.084693 | 0.084693 | 0.37149 | FALSE | 0 | 0.40862 | -0.046218 | -0.046218 | 0.141
0.115 | 0.99994 | 6.3209e-05 | 8.0427e-06 | 0.00040213 | 0.67815 | 0.29478 | 386 | 0.3799 | -0.0091725 | 0.45862 | 0.53944 | 0.019803 | 0.47843 | 0.45973 | FALSE | 0 | 0.57251 | 0.036552 | 0.036552 | 0.37037 | FALSE | 0 | 0.29478 | -0.10789 | -0.10789 | 0.14057
0.114 | 0.99993 | 7.2348e-05 | 9.1388e-06 | 0.00045694 | 0.8091 | 0.24816 | 387 | 0.38026 | -0.0091441 | 0.45721 | 0.018933 | -0.41526 | 0.041945 | 0.45831 | FALSE | 0 | 0.79503 | 0.1648 | 0.1648 | 0.36923 | FALSE | 0 | 0.24816 | -0.13606 | -0.13606 | 0.14014
0.113 | 0.99992 | 8.2721e-05 | 1.0373e-05 | 0.00051864 | 0.56556 | 0.36034 | 388 | 0.38363 | -0.0088786 | 0.44393 | 0.15111 | -0.20633 | 0.2376 | 0.445 | FALSE | 0 | 0.20919 | -0.16185 | -0.16185 | 0.35851 | FALSE | 0 | 0.36034 | -0.07151 | -0.07151 | 0.13607
0.112 | 0.99991 | 9.4481e-05 | 1.176e-05 | 0.00058801 | 0.65804 | 0.10719 | 389 | 0.38499 | -0.008772 | 0.4386 | 0.3041 | -0.10253 | 0.33607 | 0.43966 | FALSE | 0 | 0.63128 | 0.067049 | 0.067049 | 0.3542 | FALSE | 0 | 0.10719 | -0.24833 | -0.24833 | 0.13444
0.111 | 0.99989 | 0.0001078 | 1.3319e-05 | 0.00066593 | 0.53251 | 0.87627 | 390 | 0.38734 | -0.0085878 | 0.42939 | 0.78254 | 0.15616 | 0.58555 | 0.43043 | FALSE | 0 | 0.011034 | -0.45784 | -0.45784 | 0.34677 | FALSE | 0 | 0.87627 | 0.23131 | 0.23131 | 0.13161
0.11 | 0.99988 | 0.00012287 | 1.5067e-05 | 0.00075333 | 0.14232 | 0.041593 | 391 | 0.38749 | -0.0085762 | 0.42881 | 0.54091 | 0.020543 | 0.44935 | 0.42985 | FALSE | 0 | 0.57184 | 0.036215 | 0.036215 | 0.3463 | FALSE | 0 | 0.041593 | -0.3465 | -0.3465 | 0.13143
0.109 | 0.99986 | 0.00013989 | 1.7025e-05 | 0.00085126 | 0.56622 | 0.69986 | 392 | 0.38766 | -0.0085627 | 0.42814 | 0.45239 | -0.023926 | 0.40421 | 0.42917 | FALSE | 0 | 0.29879 | -0.10558 | -0.10558 | 0.34575 | FALSE | 0 | 0.69986 | 0.1048 | 0.1048 | 0.13123
0.108 | 0.99984 | 0.00015911 | 1.9217e-05 | 0.00096085 | 0.40237 | 0.57077 | 393 | 0.38922 | -0.0084404 | 0.42202 | 0.12424 | -0.23081 | 0.19122 | 0.42304 | FALSE | 0 | 0.65555 | 0.080069 | 0.080069 | 0.34081 | FALSE | 0 | 0.57077 | 0.035667 | 0.035667 | 0.12935
0.107 | 0.99982 | 0.00018078 | 2.1667e-05 | 0.0010833 | 0.50106 | 0.74222 | 394 | 0.38937 | -0.0084289 | 0.42144 | 0.42002 | -0.040368 | 0.38108 | 0.42247 | FALSE | 0 | 0.35544 | -0.074136 | -0.074136 | 0.34035 | FALSE | 0 | 0.74222 | 0.13004 | 0.13004 | 0.12918
0.106 | 0.99979 | 0.00020518 | 2.4402e-05 | 0.0012201 | 0.0029553 | 0.50708 | 395 | 0.39127 | -0.0082806 | 0.41403 | 0.23405 | -0.14512 | 0.26892 | 0.41503 | FALSE | 0 | 0.97125 | 0.37991 | 0.37991 | 0.33436 | FALSE | 0 | 0.50708 | 0.003549 | 0.003549 | 0.1269
0.105 | 0.99977 | 0.00023263 | 2.7452e-05 | 0.0013726 | 0.92885 | 0.23277 | 396 | 0.39288 | -0.0081544 | 0.40772 | 0.78038 | 0.1547 | 0.56242 | 0.40871 | FALSE | 0 | 0.89002 | 0.24532 | 0.24532 | 0.32926 | FALSE | 0 | 0.23277 | -0.14595 | -0.14595 | 0.12497
0.104 | 0.99974 | 0.00026348 | 3.0848e-05 | 0.0015424 | 0.64026 | 0.24898 | 397 | 0.39326 | -0.0081252 | 0.40626 | 0.34401 | -0.080308 | 0.32595 | 0.40724 | FALSE | 0 | 0.07662 | -0.28564 | -0.28564 | 0.32808 | FALSE | 0 | 0.24898 | -0.13554 | -0.13554 | 0.12452
0.103 | 0.9997 | 0.0002981 | 3.4627e-05 | 0.0017313 | 0.68185 | 0.4375 | 398 | 0.39409 | -0.0080602 | 0.40301 | 0.74849 | 0.13395 | 0.53695 | 0.40398 | FALSE | 0 | 0.70113 | 0.10553 | 0.10553 | 0.32546 | FALSE | 0 | 0.4375 | -0.031463 | -0.031463 | 0.12353
0.102 | 0.99966 | 0.00033693 | 3.8825e-05 | 0.0019412 | 0.11677 | 0.87763 | 399 | 0.39427 | -0.0080463 | 0.40232 | 0.085181 | -0.27421 | 0.12811 | 0.40329 | FALSE | 0 | 0.020398 | -0.40912 | -0.40912 | 0.3249 | FALSE | 0 | 0.87763 | 0.23264 | 0.23264 | 0.12331
0.101 | 0.99962 | 0.00038041 | 4.3484e-05 | 0.0021742 | 0.34718 | 0.41536 | 400 | 0.39573 | -0.0079325 | 0.39662 | 0.77125 | 0.14859 | 0.54521 | 0.39758 | FALSE | 0 | 0.5419 | 0.021042 | 0.021042 | 0.3203 | FALSE | 0 | 0.41536 | -0.042757 | -0.042757 | 0.12157
0.1 | 0.99957 | 0.00042906 | 4.8647e-05 | 0.0024324 | 0.090454 | 0.4454 | 401 | 0.39704 | -0.0078304 | 0.39152 | 0.61667 | 0.05935 | 0.45087 | 0.39247 | FALSE | 0 | 0.16916 | -0.1915 | -0.1915 | 0.31618 | FALSE | 0 | 0.4454 | -0.027461 | -0.027461 | 0.12
0.099 | 0.99952 | 0.00048342 | 5.4364e-05 | 0.0027182 | 0.51423 | 0.43871 | 402 | 0.3972 | -0.0078184 | 0.39092 | 0.53517 | 0.017653 | 0.40857 | 0.39186 | FALSE | 0 | 0.53039 | 0.015248 | 0.015248 | 0.3157 | FALSE | 0 | 0.43871 | -0.03085 | -0.03085 | 0.11982
0.098 | 0.99946 | 0.00054411 | 6.0685e-05 | 0.0030342 | 0.7602 | 0.73774 | 403 | 0.39725 | -0.0078138 | 0.39069 | 0.08537 | -0.27397 | 0.11672 | 0.39163 | FALSE | 0 | 0.12314 | -0.23189 | -0.23189 | 0.31551 | FALSE | 0 | 0.73774 | 0.12728 | 0.12728 | 0.11975
0.097 | 0.99939 | 0.00061177 | 6.7665e-05 | 0.0033832 | 0.35263 | 0.52801 | 404 | 0.39764 | -0.0077838 | 0.38919 | 0.62986 | 0.066295 | 0.45549 | 0.39013 | FALSE | 0 | 0.55919 | 0.029781 | 0.029781 | 0.3143 | FALSE | 0 | 0.52801 | 0.014053 | 0.014053 | 0.11929
0.096 | 0.99931 | 0.00068714 | 7.5364e-05 | 0.0037682 | 0.92477 | 0.78473 | 405 | 0.3983 | -0.0077324 | 0.38662 | 0.030498 | -0.3747 | 0.011918 | 0.38756 | FALSE | 0 | 0.97121 | 0.37978 | 0.37978 | 0.31223 | FALSE | 0 | 0.78473 | 0.15766 | 0.15766 | 0.1185
0.095 | 0.99923 | 0.00077098 | 8.3847e-05 | 0.0041923 | 0.17406 | 0.091223 | 406 | 0.39854 | -0.007714 | 0.3857 | 0.7356 | 0.12597 | 0.51167 | 0.38663 | FALSE | 0 | 0.48893 | -0.0055491 | -0.0055491 | 0.31148 | FALSE | 0 | 0.091223 | -0.26665 | -0.26665 | 0.11822
0.094 | 0.99914 | 0.00086417 | 9.318e-05 | 0.004659 | 0.1208 | 0.10859 | 407 | 0.39867 | -0.0077036 | 0.38518 | 0.5385 | 0.019332 | 0.40451 | 0.38611 | FALSE | 0 | 0.018144 | -0.41874 | -0.41874 | 0.31106 | FALSE | 0 | 0.10859 | -0.24681 | -0.24681 | 0.11806
0.093 | 0.99903 | 0.0009676 | 0.00010344 | 0.0051719 | 0.32574 | 0.67301 | 408 | 0.39902 | -0.0076766 | 0.38383 | 0.84446 | 0.20259 | 0.58642 | 0.38476 | FALSE | 0 | 0.40615 | -0.047493 | -0.047493 | 0.30997 | FALSE | 0 | 0.67301 | 0.08965 | 0.08965 | 0.11765
0.092 | 0.99892 | 0.0010823 | 0.0001147 | 0.0057349 | 0.50949 | 0.87204 | 409 | 0.39967 | -0.007626 | 0.3813 | 0.61428 | 0.058101 | 0.4394 | 0.38222 | FALSE | 0 | 0.99661 | 0.54144 | 0.54144 | 0.30793 | FALSE | 0 | 0.87204 | 0.22722 | 0.22722 | 0.11687
0.091 | 0.99879 | 0.0012093 | 0.00012704 | 0.006352 | 0.81796 | 0.51015 | 410 | 0.40034 | -0.007574 | 0.3787 | 0.10403 | -0.25178 | 0.12692 | 0.37961 | FALSE | 0 | 0.89275 | 0.24826 | 0.24826 | 0.30583 | FALSE | 0 | 0.51015 | 0.005089 | 0.005089 | 0.11607
0.09 | 0.99865 | 0.0013499 | 0.00014056 | 0.0070278 | 0.68378 | 0.39521 | 411 | 0.40127 | -0.007502 | 0.3751 | 0.90347 | 0.26031 | 0.63541 | 0.37601 | FALSE | 0 | 0.92554 | 0.28867 | 0.28867 | 0.30292 | FALSE | 0 | 0.39521 | -0.053151 | -0.053151 | 0.11497
0.089 | 0.99849 | 0.0015052 | 0.00015534 | 0.0077669 | 0.93499 | 0.60499 | 412 | 0.40301 | -0.0073671 | 0.36835 | 0.15488 | -0.20315 | 0.1652 | 0.36925 | FALSE | 0 | 0.93146 | 0.29734 | 0.29734 | 0.29747 | FALSE | 0 | 0.60499 | 0.05326 | 0.05326 | 0.1129
0.088 | 0.99832 | 0.0016767 | 0.00017148 | 0.0085741 | 0.88955 | 0.86675 | 413 | 0.40436 | -0.0072621 | 0.36311 | 0.24727 | -0.13662 | 0.22648 | 0.36398 | FALSE | 0 | 0.042415 | -0.34466 | -0.34466 | 0.29324 | FALSE | 0 | 0.86675 | 0.22224 | 0.22224 | 0.1113
0.087 | 0.99813 | 0.0018658 | 0.0001891 | 0.0094548 | 0.050443 | 0.59932 | 414 | 0.40437 | -0.0072614 | 0.36307 | 0.65567 | 0.080133 | 0.4432 | 0.36395 | FALSE | 0 | 0.77153 | 0.14878 | 0.14878 | 0.29321 | FALSE | 0 | 0.59932 | 0.050316 | 0.050316 | 0.11128
0.086 | 0.99793 | 0.0020741 | 0.00020829 | 0.010414 | 0.20214 | 0.11229 | 415 | 0.40534 | -0.0071866 | 0.35933 | 0.51458 | 0.0073086 | 0.36664 | 0.3602 | FALSE | 0 | 0.42362 | -0.038526 | -0.038526 | 0.29019 | FALSE | 0 | 0.11229 | -0.24289 | -0.24289 | 0.11014
0.085 | 0.9977 | 0.0023033 | 0.00022917 | 0.011458 | 0.89006 | 0.96298 | 416 | 0.40589 | -0.0071439 | 0.3572 | 0.85525 | 0.21184 | 0.56904 | 0.35806 | FALSE | 0 | 0.62027 | 0.06124 | 0.06124 | 0.28846 | FALSE | 0 | 0.96298 | 0.35726 | 0.35726 | 0.10948
0.084 | 0.99744 | 0.0025551 | 0.00025186 | 0.012593 | 0.94882 | 0.59472 | 417 | 0.40749 | -0.00702 | 0.351 | 0.60536 | 0.053448 | 0.40445 | 0.35185 | FALSE | 0 | 0.91501 | 0.27446 | 0.27446 | 0.28346 | FALSE | 0 | 0.59472 | 0.04794 | 0.04794 | 0.10758
0.083 | 0.99717 | 0.0028316 | 0.0002765 | 0.013825 | 0.12917 | 0.93923 | 418 | 0.40897 | -0.0069056 | 0.34528 | 0.4373 | -0.031564 | 0.31372 | 0.34612 | FALSE | 0 | 0.54535 | 0.022785 | 0.022785 | 0.27884 | FALSE | 0 | 0.93923 | 0.30966 | 0.30966 | 0.10583
0.082 | 0.99687 | 0.0031348 | 0.00030321 | 0.015161 | 0.68233 | 0.35393 | 419 | 0.40972 | -0.0068477 | 0.34238 | 0.92176 | 0.2834 | 0.62578 | 0.34321 | FALSE | 0 | 0.11511 | -0.23995 | -0.23995 | 0.2765 | FALSE | 0 | 0.35393 | -0.074949 | -0.074949 | 0.10494
0.081 | 0.99653 | 0.003467 | 0.00033213 | 0.016607 | 0.81037 | 0.11832 | 420 | 0.41116 | -0.0067365 | 0.33682 | 0.81442 | 0.17886 | 0.51569 | 0.33764 | FALSE | 0 | 0.74095 | 0.12926 | 0.12926 | 0.27201 | FALSE | 0 | 0.11832 | -0.23669 | -0.23669 | 0.10324
0.08 | 0.99617 | 0.0038304 | 0.00036341 | 0.01817 | 0.44227 | 0.21147 | 421 | 0.41193 | -0.0066778 | 0.33389 | 0.67304 | 0.089663 | 0.42355 | 0.3347 | FALSE | 0 | 0.089544 | -0.26871 | -0.26871 | 0.26964 | FALSE | 0 | 0.21147 | -0.16027 | -0.16027 | 0.10234
0.079 | 0.99577 | 0.0042276 | 0.00039719 | 0.019859 | 0.39331 | 0.022253 | 422 | 0.41463 | -0.0064698 | 0.32349 | 0.11525 | -0.23982 | 0.083671 | 0.32427 | FALSE | 0 | 0.62689 | 0.064728 | 0.064728 | 0.26124 | FALSE | 0 | 0.022253 | -0.40186 | -0.40186 | 0.099153
0.078 | 0.99534 | 0.0046612 | 0.00043362 | 0.021681 | 0.62582 | 0.76156 | 423 | 0.41666 | -0.0063131 | 0.31566 | 0.033017 | -0.36764 | -0.051981 | 0.31642 | FALSE | 0 | 0.93933 | 0.30983 | 0.30983 | 0.25492 | FALSE | 0 | 0.76156 | 0.14226 | 0.14226 | 0.096752
0.077 | 0.99487 | 0.0051341 | 0.00047288 | 0.023644 | 0.017788 | 0.46444 | 424 | 0.41733 | -0.0062615 | 0.31307 | 0.47351 | -0.013289 | 0.29979 | 0.31383 | FALSE | 0 | 0.35449 | -0.074643 | -0.074643 | 0.25283 | FALSE | 0 | 0.46444 | -0.017851 | -0.017851 | 0.09596
0.076 | 0.99435 | 0.0056492 | 0.00051511 | 0.025755 | 0.6618 | 0.4732 | 425 | 0.41828 | -0.0061885 | 0.30943 | 0.5796 | 0.040175 | 0.3496 | 0.31018 | FALSE | 0 | 0.69863 | 0.10409 | 0.10409 | 0.24989 | FALSE | 0 | 0.4732 | -0.013445 | -0.013445 | 0.094842
0.075 | 0.99379 | 0.0062097 | 0.00056049 | 0.028025 | 0.071884 | 0.51509 | 426 | 0.41846 | -0.0061748 | 0.30874 | 0.47747 | -0.011302 | 0.29744 | 0.30949 | FALSE | 0 | 0.45992 | -0.020129 | -0.020129 | 0.24933 | FALSE | 0 | 0.51509 | 0.0075646 | 0.0075646 | 0.094632
0.074 | 0.99318 | 0.0068189 | 0.0006092 | 0.03046 | 0.95639 | 0.86778 | 427 | 0.41941 | -0.0061018 | 0.30509 | 0.42135 | -0.039687 | 0.2654 | 0.30583 | FALSE | 0 | 0.049304 | -0.33033 | -0.33033 | 0.24638 | FALSE | 0 | 0.86778 | 0.22319 | 0.22319 | 0.093513
0.073 | 0.99252 | 0.0074803 | 0.0006614 | 0.03307 | 0.15895 | 0.68368 | 428 | 0.41978 | -0.0060739 | 0.30369 | 0.31899 | -0.094107 | 0.20959 | 0.30443 | FALSE | 0 | 0.42589 | -0.03737 | -0.03737 | 0.24526 | FALSE | 0 | 0.68368 | 0.095605 | 0.095605 | 0.093085
0.072 | 0.9918 | 0.0081975 | 0.00071728 | 0.035864 | 0.93327 | 0.66826 | 429 | 0.42196 | -0.0059067 | 0.29533 | 0.97292 | 0.3851 | 0.68043 | 0.29605 | FALSE | 0 | 0.85924 | 0.21538 | 0.21538 | 0.2385 | FALSE | 0 | 0.66826 | 0.087021 | 0.087021 | 0.090522
0.071 | 0.99103 | 0.0089745 | 0.00077701 | 0.03885 | 0.083326 | 0.1608 | 430 | 0.42345 | -0.0057922 | 0.28961 | 0.21971 | -0.15464 | 0.13498 | 0.29031 | FALSE | 0 | 0.79623 | 0.16564 | 0.16564 | 0.23388 | FALSE | 0 | 0.1608 | -0.19824 | -0.19824 | 0.088769
0.07 | 0.99018 | 0.0098153 | 0.00084078 | 0.042039 | 0.24725 | 0.38414 | 431 | 0.42374 | -0.0057699 | 0.28849 | 0.97708 | 0.39938 | 0.68787 | 0.28919 | FALSE | 0 | 0.95171 | 0.33234 | 0.33234 | 0.23298 | FALSE | 0 | 0.38414 | -0.058926 | -0.058926 | 0.088426
0.069 | 0.98928 | 0.010724 | 0.00090878 | 0.045439 | 0.87436 | 0.82906 | 432 | 0.42424 | -0.0057319 | 0.2866 | 0.13156 | -0.22381 | 0.06279 | 0.28729 | FALSE | 0 | 0.98544 | 0.43636 | 0.43636 | 0.23145 | FALSE | 0 | 0.82906 | 0.19009 | 0.19009 | 0.087844
0.068 | 0.98829 | 0.011705 | 0.00098119 | 0.049059 | 0.60635 | 0.43069 | 433 | 0.42494 | -0.0056785 | 0.28393 | 0.301 | -0.10431 | 0.17962 | 0.28461 | FALSE | 0 | 0.18999 | -0.17558 | -0.17558 | 0.22929 | FALSE | 0 | 0.43069 | -0.034922 | -0.034922 | 0.087026
0.067 | 0.98724 | 0.012763 | 0.0010582 | 0.052909 | 0.11393 | 0.038127 | 434 | 0.4258 | -0.005612 | 0.2806 | 0.33347 | -0.086068 | 0.19453 | 0.28128 | FALSE | 0 | 0.13367 | -0.22185 | -0.22185 | 0.22661 | FALSE | 0 | 0.038127 | -0.35457 | -0.35457 | 0.086007
0.066 | 0.9861 | 0.013903 | 0.00114 | 0.056998 | 0.80216 | 0.66115 | 435 | 0.42669 | -0.0055441 | 0.2772 | 0.25364 | -0.13261 | 0.14459 | 0.27787 | FALSE | 0 | 0.94548 | 0.3205 | 0.3205 | 0.22386 | FALSE | 0 | 0.66115 | 0.083122 | 0.083122 | 0.084965
0.065 | 0.98487 | 0.01513 | 0.0012267 | 0.061335 | 0.034445 | 0.38741 | 436 | 0.42855 | -0.0054019 | 0.27009 | 0.25857 | -0.12955 | 0.14054 | 0.27075 | FALSE | 0 | 0.72841 | 0.1216 | 0.1216 | 0.21812 | FALSE | 0 | 0.38741 | -0.057214 | -0.057214 | 0.082786
0.064 | 0.98355 | 0.016449 | 0.0013186 | 0.065928 | 0.26102 | 0.99418 | 437 | 0.42949 | -0.0053301 | 0.2665 | 0.63382 | 0.068396 | 0.3349 | 0.26715 | FALSE | 0 | 0.89385 | 0.24945 | 0.24945 | 0.21522 | FALSE | 0 | 0.99418 | 0.50454 | 0.50454 | 0.081686
0.063 | 0.98214 | 0.017864 | 0.0014157 | 0.070786 | 0.28949 | 0.022511 | 438 | 0.42974 | -0.005311 | 0.26555 | 0.92956 | 0.29451 | 0.56006 | 0.26619 | FALSE | 0 | 0.70141 | 0.10569 | 0.10569 | 0.21445 | FALSE | 0 | 0.022511 | -0.40089 | -0.40089 | 0.081393
0.062 | 0.98062 | 0.019383 | 0.0015184 | 0.075918 | 0.049675 | 0.29516 | 439 | 0.43059 | -0.0052461 | 0.26231 | 0.46765 | -0.016236 | 0.24607 | 0.26294 | FALSE | 0 | 0.80357 | 0.17089 | 0.17089 | 0.21183 | FALSE | 0 | 0.29516 | -0.10767 | -0.10767 | 0.080399
0.061 | 0.97899 | 0.021009 | 0.0016266 | 0.081332 | 0.18416 | 0.98378 | 440 | 0.43082 | -0.0052289 | 0.26145 | 0.99227 | 0.48425 | 0.7457 | 0.26208 | FALSE | 0 | 0.10997 | -0.24534 | -0.24534 | 0.21114 | FALSE | 0 | 0.98378 | 0.42778 | 0.42778 | 0.080136
0.06 | 0.97725 | 0.02275 | 0.0017407 | 0.087035 | 0.28128 | 0.89772 | 441 | 0.43273 | -0.0050826 | 0.25413 | 0.25888 | -0.12936 | 0.12477 | 0.25474 | FALSE | 0 | 0.20196 | -0.16693 | -0.16693 | 0.20523 | FALSE | 0 | 0.89772 | 0.25374 | 0.25374 | 0.077893
0.059 | 0.97539 | 0.024611 | 0.0018607 | 0.093035 | 0.15581 | 0.74678 | 442 | 0.43307 | -0.0050569 | 0.25285 | 0.69419 | 0.10155 | 0.3544 | 0.25346 | FALSE | 0 | 0.68865 | 0.098405 | 0.098405 | 0.20419 | FALSE | 0 | 0.74678 | 0.13288 | 0.13288 | 0.0775
0.058 | 0.9734 | 0.026598 | 0.0019867 | 0.099337 | 0.29608 | 0.31195 | 443 | 0.43317 | -0.0050489 | 0.25245 | 0.80973 | 0.17538 | 0.42783 | 0.25306 | FALSE | 0 | 0.43633 | -0.032058 | -0.032058 | 0.20387 | FALSE | 0 | 0.31195 | -0.098067 | -0.098067 | 0.077377
0.057 | 0.97128 | 0.028717 | 0.002119 | 0.10595 | 0.45654 | 0.85838 | 444 | 0.4332 | -0.0050472 | 0.25236 | 0.57994 | 0.040348 | 0.29271 | 0.25297 | FALSE | 0 | 0.36623 | -0.068372 | -0.068372 | 0.2038 | FALSE | 0 | 0.85838 | 0.21461 | 0.21461 | 0.077351
0.056 | 0.96903 | 0.030974 | 0.0022575 | 0.11288 | 0.15745 | 0.32041 | 445 | 0.43502 | -0.0049081 | 0.24541 | 0.80106 | 0.16908 | 0.41449 | 0.246 | FALSE | 0 | 0.92886 | 0.29347 | 0.29347 | 0.19818 | FALSE | 0 | 0.32041 | -0.093308 | -0.093308 | 0.075219
0.055 | 0.96662 | 0.033377 | 0.0024024 | 0.12012 | 0.63542 | 0.99475 | 446 | 0.4353 | -0.004887 | 0.24435 | 0.4496 | -0.025335 | 0.21902 | 0.24494 | FALSE | 0 | 0.55659 | 0.028464 | 0.028464 | 0.19733 | FALSE | 0 | 0.99475 | 0.51182 | 0.51182 | 0.074896
0.054 | 0.96407 | 0.03593 | 0.0025538 | 0.12769 | 0.30216 | 0.68014 | 447 | 0.43779 | -0.0046975 | 0.23488 | 0.71277 | 0.1123 | 0.34717 | 0.23545 | FALSE | 0 | 0.43842 | -0.030996 | -0.030996 | 0.18968 | FALSE | 0 | 0.68014 | 0.093616 | 0.093616 | 0.071992
0.053 | 0.96136 | 0.038642 | 0.0027117 | 0.13559 | 0.36472 | 0.83852 | 448 | 0.43865 | -0.0046316 | 0.23158 | 0.31264 | -0.097677 | 0.1339 | 0.23214 | FALSE | 0 | 0.91213 | 0.27079 | 0.27079 | 0.18702 | FALSE | 0 | 0.83852 | 0.19768 | 0.19768 | 0.070982
0.052 | 0.95848 | 0.041518 | 0.0028762 | 0.14381 | 0.82947 | 0.30128 | 449 | 0.43982 | -0.0045431 | 0.22715 | 0.63865 | 0.070973 | 0.29813 | 0.2277 | FALSE | 0 | 0.20492 | -0.16483 | -0.16483 | 0.18344 | FALSE | 0 | 0.30128 | -0.10415 | -0.10415 | 0.069625
0.051 | 0.95543 | 0.044565 | 0.0030472 | 0.15236 | 0.16402 | 0.0471 | 450 | 0.44148 | -0.0044167 | 0.22083 | 0.43341 | -0.033539 | 0.1873 | 0.22137 | FALSE | 0 | 0.74974 | 0.13473 | 0.13473 | 0.17834 | FALSE | 0 | 0.0471 | -0.33473 | -0.33473 | 0.067688
0.05 | 0.95221 | 0.04779 | 0.0032249 | 0.16124 | 0.61863 | 0.78255 | 451 | 0.44256 | -0.0043345 | 0.21672 | 0.7393 | 0.12824 | 0.34496 | 0.21725 | FALSE | 0 | 0.39175 | -0.054954 | -0.054954 | 0.17502 | FALSE | 0 | 0.78255 | 0.15617 | 0.15617 | 0.066428
0.049 | 0.9488 | 0.051199 | 0.0034091 | 0.17046 | 0.04149 | 0.62199 | 452 | 0.44343 | -0.0042686 | 0.21343 | 0.88499 | 0.24006 | 0.45349 | 0.21395 | FALSE | 0 | 0.56216 | 0.031292 | 0.031292 | 0.17236 | FALSE | 0 | 0.62199 | 0.062142 | 0.062142 | 0.065419
0.048 | 0.9452 | 0.054799 | 0.0035998 | 0.17999 | 0.99623 | 0.76278 | 453 | 0.44438 | -0.004196 | 0.2098 | 0.69923 | 0.10444 | 0.31424 | 0.21031 | FALSE | 0 | 0.22523 | -0.15093 | -0.15093 | 0.16943 | FALSE | 0 | 0.76278 | 0.14306 | 0.14306 | 0.064305
0.047 | 0.9414 | 0.058596 | 0.003797 | 0.18985 | 0.54897 | 0.50415 | 454 | 0.44578 | -0.0040897 | 0.20449 | 0.35628 | -0.073685 | 0.1308 | 0.20498 | FALSE | 0 | 0.24388 | -0.13877 | -0.13877 | 0.16514 | FALSE | 0 | 0.50415 | 0.0020816 | 0.0020816 | 0.062677
0.046 | 0.9374 | 0.062597 | 0.0040006 | 0.20003 | 0.5812 | 0.48952 | 455 | 0.44903 | -0.003843 | 0.19215 | 0.21264 | -0.15946 | 0.032696 | 0.19262 | FALSE | 0 | 0.37478 | -0.063846 | -0.063846 | 0.15518 | FALSE | 0 | 0.48952 | -0.0052564 | -0.0052564 | 0.058896
0.045 | 0.93319 | 0.066807 | 0.0042103 | 0.21052 | 0.62108 | 0.74995 | 456 | 0.4503 | -0.0037474 | 0.18737 | 0.58347 | 0.042156 | 0.22953 | 0.18783 | FALSE | 0 | 0.88448 | 0.23954 | 0.23954 | 0.15132 | FALSE | 0 | 0.74995 | 0.13487 | 0.13487 | 0.057431
0.044 | 0.92877 | 0.071233 | 0.0044262 | 0.22131 | 0.92606 | 0.45516 | 457 | 0.45049 | -0.0037326 | 0.18663 | 0.46653 | -0.016797 | 0.16983 | 0.18708 | FALSE | 0 | 0.70024 | 0.10502 | 0.10502 | 0.15072 | FALSE | 0 | 0.45516 | -0.022528 | -0.022528 | 0.057204
0.043 | 0.92412 | 0.075881 | 0.0046479 | 0.2324 | 0.62261 | 0.31734 | 458 | 0.45285 | -0.003554 | 0.1777 | 0.041604 | -0.34647 | -0.16877 | 0.17813 | FALSE | 0 | 0.30801 | -0.1003 | -0.1003 | 0.14351 | FALSE | 0 | 0.31734 | -0.09503 | -0.09503 | 0.054467
0.042 | 0.91924 | 0.080757 | 0.0048754 | 0.24377 | 0.51849 | 0.80075 | 459 | 0.45498 | -0.0033924 | 0.16962 | 0.80299 | 0.17047 | 0.34009 | 0.17003 | FALSE | 0 | 0.14964 | -0.2076 | -0.2076 | 0.13698 | FALSE | 0 | 0.80075 | 0.16886 | 0.16886 | 0.05199
0.041 | 0.91414 | 0.085865 | 0.0051082 | 0.25541 | 0.070489 | 0.38066 | 460 | 0.45833 | -0.0031391 | 0.15695 | 0.33757 | -0.083819 | 0.073134 | 0.15733 | FALSE | 0 | 0.78331 | 0.15668 | 0.15668 | 0.12675 | FALSE | 0 | 0.38066 | -0.06075 | -0.06075 | 0.048108
0.04 | 0.90879 | 0.091211 | 0.0053463 | 0.26732 | 0.26674 | 0.67102 | 461 | 0.46084 | -0.0029497 | 0.14749 | 0.51552 | 0.0077844 | 0.15527 | 0.14784 | FALSE | 0 | 0.089289 | -0.26903 | -0.26903 | 0.11911 | FALSE | 0 | 0.67102 | 0.088544 | 0.088544 | 0.045206
0.039 | 0.9032 | 0.0968 | 0.0055893 | 0.27946 | 0.99116 | 0.2629 | 462 | 0.46116 | -0.002925 | 0.14625 | 0.16932 | -0.19137 | -0.045118 | 0.1466 | FALSE | 0 | 0.11621 | -0.23882 | -0.23882 | 0.11811 | FALSE | 0 | 0.2629 | -0.12689 | -0.12689 | 0.044827
0.038 | 0.89736 | 0.10264 | 0.0058368 | 0.29184 | 0.16113 | 0.11053 | 463 | 0.46119 | -0.0029232 | 0.14616 | 0.15035 | -0.20699 | -0.060828 | 0.14652 | FALSE | 0 | 0.55749 | 0.028924 | 0.028924 | 0.11804 | FALSE | 0 | 0.11053 | -0.24474 | -0.24474 | 0.0448
0.037 | 0.89127 | 0.10873 | 0.0060885 | 0.30442 | 0.2462 | 0.74502 | 464 | 0.46137 | -0.0029095 | 0.14548 | 0.76305 | 0.14323 | 0.2887 | 0.14583 | FALSE | 0 | 0.35808 | -0.072718 | -0.072718 | 0.11748 | FALSE | 0 | 0.74502 | 0.13178 | 0.13178 | 0.04459
0.036 | 0.88493 | 0.11507 | 0.006344 | 0.3172 | 0.99831 | 0.058092 | 465 | 0.46167 | -0.0028867 | 0.14434 | 0.091416 | -0.26642 | -0.12208 | 0.14469 | FALSE | 0 | 0.92777 | 0.29188 | 0.29188 | 0.11656 | FALSE | 0 | 0.058092 | -0.3142 | -0.3142 | 0.044241
0.035 | 0.87833 | 0.12167 | 0.0066028 | 0.33014 | 0.88836 | 0.72859 | 466 | 0.46187 | -0.0028717 | 0.14358 | 0.0087679 | -0.47505 | -0.33147 | 0.14393 | FALSE | 0 | 0.88412 | 0.23917 | 0.23917 | 0.11596 | FALSE | 0 | 0.72859 | 0.12171 | 0.12171 | 0.04401
0.034 | 0.87146 | 0.12854 | 0.0068646 | 0.34323 | 0.34926 | 0.70765 | 467 | 0.46384 | -0.002723 | 0.13615 | 0.32131 | -0.092807 | 0.043341 | 0.13648 | FALSE | 0 | 0.1758 | -0.1863 | -0.1863 | 0.10995 | FALSE | 0 | 0.70765 | 0.10931 | 0.10931 | 0.041731
0.033 | 0.86433 | 0.13567 | 0.0071289 | 0.35645 | 0.14933 | 0.075816 | 468 | 0.46423 | -0.0026934 | 0.13467 | 0.80445 | 0.17152 | 0.30619 | 0.135 | FALSE | 0 | 0.76362 | 0.1436 | 0.1436 | 0.10876 | FALSE | 0 | 0.075816 | -0.28676 | -0.28676 | 0.041277
0.032 | 0.85694 | 0.14306 | 0.0073951 | 0.36976 | 0.71539 | 0.79786 | 469 | 0.46483 | -0.0026482 | 0.13241 | 0.6976 | 0.1035 | 0.23591 | 0.13273 | FALSE | 0 | 0.68083 | 0.094003 | 0.094003 | 0.10693 | FALSE | 0 | 0.79786 | 0.1668 | 0.1668 | 0.040585
0.031 | 0.84928 | 0.15072 | 0.0076628 | 0.38314 | 0.3569 | 0.95456 | 470 | 0.46775 | -0.002428 | 0.1214 | 0.33003 | -0.087968 | 0.033432 | 0.12169 | FALSE | 0 | 0.62946 | 0.066086 | 0.066086 | 0.09804 | FALSE | 0 | 0.95456 | 0.33816 | 0.33816 | 0.03721
0.03 | 0.84134 | 0.15866 | 0.0079313 | 0.39656 | 0.42936 | 0.98741 | 471 | 0.4682 | -0.0023939 | 0.1197 | 0.39804 | -0.051685 | 0.068011 | 0.11999 | FALSE | 0 | 0.157 | -0.20138 | -0.20138 | 0.096664 | FALSE | 0 | 0.98741 | 0.44771 | 0.44771 | 0.036688
0.029 | 0.83314 | 0.16686 | 0.0082001 | 0.41 | 0.10981 | 0.54069 | 472 | 0.46925 | -0.0023148 | 0.11574 | 0.3511 | -0.076473 | 0.039269 | 0.11602 | FALSE | 0 | 0.074113 | -0.28916 | -0.28916 | 0.09347 | FALSE | 0 | 0.54069 | 0.020434 | 0.020434 | 0.035476
0.028 | 0.82468 | 0.17532 | 0.0084686 | 0.42343 | 0.73682 | 0.31123 | 473 | 0.4693 | -0.002311 | 0.11555 | 0.3158 | -0.095897 | 0.019654 | 0.11583 | FALSE | 0 | 0.079698 | -0.28142 | -0.28142 | 0.093316 | FALSE | 0 | 0.31123 | -0.098473 | -0.098473 | 0.035417
0.027 | 0.81594 | 0.18406 | 0.0087362 | 0.43681 | 0.10088 | 0.80936 | 474 | 0.46965 | -0.0022846 | 0.11423 | 0.65901 | 0.081953 | 0.19618 | 0.1145 | FALSE | 0 | 0.92573 | 0.28894 | 0.28894 | 0.092248 | FALSE | 0 | 0.80936 | 0.17511 | 0.17511 | 0.035012
0.026 | 0.80694 | 0.19306 | 0.0090022 | 0.45011 | 0.32648 | 0.97696 | 475 | 0.47183 | -0.0021204 | 0.10602 | 0.34839 | -0.077932 | 0.028087 | 0.10628 | FALSE | 0 | 0.76396 | 0.14382 | 0.14382 | 0.085619 | FALSE | 0 | 0.97696 | 0.39893 | 0.39893 | 0.032496
0.025 | 0.79767 | 0.20233 | 0.009266 | 0.4633 | 0.90637 | 0.92671 | 476 | 0.47379 | -0.0019725 | 0.098625 | 0.79123 | 0.16214 | 0.26076 | 0.098864 | FALSE | 0 | 0.091665 | -0.26611 | -0.26611 | 0.079647 | FALSE | 0 | 0.92671 | 0.29034 | 0.29034 | 0.030229
0.024 | 0.78814 | 0.21186 | 0.009527 | 0.47635 | 0.36545 | 0.41911 | 477 | 0.47432 | -0.0019322 | 0.096611 | 0.84184 | 0.20041 | 0.29702 | 0.096845 | FALSE | 0 | 0.44925 | -0.025514 | -0.025514 | 0.078021 | FALSE | 0 | 0.41911 | -0.040835 | -0.040835 | 0.029612
0.023 | 0.77836 | 0.22164 | 0.0097845 | 0.48922 | 0.56555 | 0.26998 | 478 | 0.47568 | -0.0018298 | 0.09149 | 0.91557 | 0.27518 | 0.36667 | 0.091711 | FALSE | 0 | 0.24954 | -0.13519 | -0.13519 | 0.073885 | FALSE | 0 | 0.26998 | -0.12258 | -0.12258 | 0.028042
0.022 | 0.76832 | 0.23168 | 0.010038 | 0.50189 | 0.02293 | 0.66376 | 479 | 0.47682 | -0.0017438 | 0.087191 | 0.038764 | -0.35304 | -0.26585 | 0.087402 | FALSE | 0 | 0.95252 | 0.33396 | 0.33396 | 0.070413 | FALSE | 0 | 0.66376 | 0.08455 | 0.08455 | 0.026725
0.021 | 0.75804 | 0.24196 | 0.010286 | 0.5143 | 0.14322 | 0.01348 | 480 | 0.47711 | -0.0017221 | 0.086103 | 0.91602 | 0.27576 | 0.36187 | 0.086312 | FALSE | 0 | 0.89294 | 0.24846 | 0.24846 | 0.069535 | FALSE | 0 | 0.01348 | -0.44242 | -0.44242 | 0.026391
0.02 | 0.74751 | 0.25249 | 0.010529 | 0.52644 | 0.49403 | 0.60192 | 481 | 0.47727 | -0.0017101 | 0.085504 | 0.49 | -0.0050148 | 0.080489 | 0.085711 | FALSE | 0 | 0.76153 | 0.14225 | 0.14225 | 0.069051 | FALSE | 0 | 0.60192 | 0.051662 | 0.051662 | 0.026208
0.019 | 0.73674 | 0.26326 | 0.010765 | 0.53827 | 0.064257 | 0.62837 | 482 | 0.48163 | -0.0013819 | 0.069097 | 0.48053 | -0.0097666 | 0.05933 | 0.069264 | FALSE | 0 | 0.18623 | -0.17838 | -0.17838 | 0.055801 | FALSE | 0 | 0.62837 | 0.065508 | 0.065508 | 0.021179
0.018 | 0.72575 | 0.27425 | 0.010995 | 0.54976 | 0.70778 | 0.4331 | 483 | 0.48263 | -0.0013066 | 0.065328 | 0.45927 | -0.020455 | 0.044873 | 0.065486 | FALSE | 0 | 0.13309 | -0.22238 | -0.22238 | 0.052758 | FALSE | 0 | 0.4331 | -0.033697 | -0.033697 | 0.020024
0.017 | 0.71453 | 0.28547 | 0.011217 | 0.56086 | 0.23655 | 0.68792 | 484 | 0.48387 | -0.0012136 | 0.060681 | 0.69077 | 0.099606 | 0.16029 | 0.060828 | FALSE | 0 | 0.2818 | -0.1155 | -0.1155 | 0.049005 | FALSE | 0 | 0.68792 | 0.097993 | 0.097993 | 0.018599
0.016 | 0.7031 | 0.2969 | 0.011431 | 0.57155 | 0.81958 | 0.27708 | 485 | 0.48899 | -0.00082794 | 0.041397 | 0.25566 | -0.13136 | -0.089962 | 0.041497 | FALSE | 0 | 0.72023 | 0.11671 | 0.11671 | 0.033431 | FALSE | 0 | 0.27708 | -0.11831 | -0.11831 | 0.012689
0.015 | 0.69146 | 0.30854 | 0.011636 | 0.58181 | 0.63254 | 0.41333 | 486 | 0.48949 | -0.00079033 | 0.039517 | 0.02088 | -0.40718 | -0.36766 | 0.039612 | FALSE | 0 | 0.60006 | 0.050702 | 0.050702 | 0.031913 | FALSE | 0 | 0.41333 | -0.043795 | -0.043795 | 0.012112
0.014 | 0.67963 | 0.32037 | 0.011832 | 0.59158 | 0.858 | 0.57111 | 487 | 0.48999 | -0.00075319 | 0.037659 | 0.27612 | -0.11888 | -0.08122 | 0.037751 | FALSE | 0 | 0.42542 | -0.037609 | -0.037609 | 0.030413 | FALSE | 0 | 0.57111 | 0.035838 | 0.035838 | 0.011543
0.013 | 0.66761 | 0.33239 | 0.012017 | 0.60086 | 0.36057 | 0.047546 | 488 | 0.49062 | -0.00070524 | 0.035262 | 0.026386 | -0.38736 | -0.35209 | 0.035347 | FALSE | 0 | 0.27158 | -0.12161 | -0.12161 | 0.028477 | FALSE | 0 | 0.047546 | -0.33383 | -0.33383 | 0.010808
0.012 | 0.65542 | 0.34458 | 0.012192 | 0.6096 | 0.76209 | 0.16242 | 489 | 0.49207 | -0.00059618 | 0.029809 | 0.34895 | -0.077633 | -0.047824 | 0.029881 | FALSE | 0 | 0.44421 | -0.028061 | -0.028061 | 0.024073 | FALSE | 0 | 0.16242 | -0.19691 | -0.19691 | 0.0091367
0.011 | 0.64307 | 0.35693 | 0.012356 | 0.61778 | 0.92819 | 0.33803 | 490 | 0.4933 | -0.00050369 | 0.025185 | 0.21703 | -0.15645 | -0.13127 | 0.025246 | FALSE | 0 | 0.78623 | 0.15868 | 0.15868 | 0.020339 | FALSE | 0 | 0.33803 | -0.08357 | -0.08357 | 0.0077194
0.01 | 0.63056 | 0.36944 | 0.012508 | 0.62538 | 0.92669 | 0.98075 | 491 | 0.49398 | -0.00045274 | 0.022637 | 0.64582 | 0.07481 | 0.097447 | 0.022692 | FALSE | 0 | 0.73722 | 0.12696 | 0.12696 | 0.018281 | FALSE | 0 | 0.98075 | 0.41389 | 0.41389 | 0.0069384
0.009 | 0.61791 | 0.38209 | 0.012647 | 0.63236 | 0.21276 | 0.13226 | 492 | 0.49473 | -0.00039651 | 0.019825 | 0.78077 | 0.15496 | 0.17479 | 0.019873 | FALSE | 0 | 0.41061 | -0.045193 | -0.045193 | 0.016011 | FALSE | 0 | 0.13226 | -0.22316 | -0.22316 | 0.0060767
0.008 | 0.60514 | 0.39486 | 0.012774 | 0.63872 | 0.93993 | 0.114 | 493 | 0.49493 | -0.00038157 | 0.019079 | 0.18364 | -0.18032 | -0.16124 | 0.019125 | FALSE | 0 | 0.86078 | 0.21676 | 0.21676 | 0.015407 | FALSE | 0 | 0.114 | -0.2411 | -0.2411 | 0.0058478
0.007 | 0.59225 | 0.40775 | 0.012888 | 0.64442 | 0.2993 | 0.84788 | 494 | 0.49589 | -0.00030911 | 0.015456 | 0.7183 | 0.11556 | 0.13101 | 0.015493 | FALSE | 0 | 0.915 | 0.27445 | 0.27445 | 0.012482 | FALSE | 0 | 0.84788 | 0.20548 | 0.20548 | 0.0047373
0.006 | 0.57926 | 0.42074 | 0.012989 | 0.64945 | 0.16226 | 0.28076 | 495 | 0.49691 | -0.00023206 | 0.011603 | 0.60913 | 0.055408 | 0.067011 | 0.011631 | FALSE | 0 | 0.47361 | -0.013241 | -0.013241 | 0.0093704 | FALSE | 0 | 0.28076 | -0.11612 | -0.11612 | 0.0035564
0.005 | 0.56618 | 0.43382 | 0.013076 | 0.65379 | 0.52571 | 0.54814 | 496 | 0.49702 | -0.00022429 | 0.011214 | 0.43849 | -0.030961 | -0.019747 | 0.011241 | FALSE | 0 | 0.51715 | 0.0085994 | 0.0085994 | 0.0090564 | FALSE | 0 | 0.54814 | 0.024194 | 0.024194 | 0.0034373
0.004 | 0.55304 | 0.44696 | 0.013149 | 0.65744 | 0.29232 | 0.52873 | 497 | 0.49804 | -0.00014768 | 0.007384 | 0.59935 | 0.050333 | 0.057717 | 0.0074019 | FALSE | 0 | 0.12292 | -0.2321 | -0.2321 | 0.0059632 | FALSE | 0 | 0.52873 | 0.014416 | 0.014416 | 0.0022633
0.003 | 0.53983 | 0.46017 | 0.013207 | 0.66036 | 0.33676 | 0.88389 | 498 | 0.49903 | -7.3009e-05 | 0.0036504 | 0.42246 | -0.03912 | -0.035469 | 0.0036593 | FALSE | 0 | 0.41397 | -0.04347 | -0.04347 | 0.002948 | FALSE | 0 | 0.88389 | 0.23893 | 0.23893 | 0.0011189
0.002 | 0.52658 | 0.47342 | 0.013251 | 0.66257 | 0.25299 | 0.87874 | 499 | 0.50065 | 4.9232e-05 | -0.0024616 | 0.21271 | -0.15941 | -0.16187 | -0.0024676 | FALSE | 0 | 0.79247 | 0.16301 | 0.16301 | -0.0019879 | FALSE | 0 | 0.87874 | 0.23374 | 0.23374 | -0.0007545
0.001 | 0.5133 | 0.4867 | 0.013281 | 0.66404 | 0.23689 | 0.28828 | 500 | 0.50115 | 8.6705e-05 | -0.0043353 | 0.23746 | -0.1429 | -0.14723 | -0.0043458 | FALSE | 0 | 0.074544 | -0.28855 | -0.28855 | -0.0035011 | FALSE | 0 | 0.28828 | -0.11168 | -0.11168 | -0.0013288
-4.3715e-16 | 0.5 | 0.5 | 0.013296 | 0.66478 | 0.80213 | 0.39718 | 501 | 0.5017 | 0.00012762 | -0.0063812 | 0.35422 | -0.07479 | -0.081172 | -0.0063966 | FALSE | 0 | 0.30718 | -0.10077 | -0.10077 | -0.0051533 | FALSE | 0 | 0.39718 | -0.052131 | -0.052131 | -0.0019559
-0.001 | 0.4867 | 0.5133 | 0.013296 | 0.66478 | 0.44143 | 0.9183 | 502 | 0.50193 | 0.00014533 | -0.0072666 | 0.005363 | -0.5103 | -0.51757 | -0.0072842 | FALSE | 0 | 0.0028064 | -0.55392 | -0.55392 | -0.0058684 | FALSE | 0 | 0.9183 | 0.27875 | 0.27875 | -0.0022273
-0.002 | 0.47342 | 0.52658 | 0.013281 | 0.66404 | 0.39468 | 0.87453 | 503 | 0.50205 | 0.00015426 | -0.007713 | 0.88127 | 0.23627 | 0.22856 | -0.0077317 | FALSE | 0 | 0.77321 | 0.14989 | 0.14989 | -0.0062289 | FALSE | 0 | 0.87453 | 0.22961 | 0.22961 | -0.0023641
-0.003 | 0.46017 | 0.53983 | 0.013251 | 0.66257 | 0.47856 | 0.9501 | 504 | 0.50362 | 0.00027244 | -0.013622 | 0.15064 | -0.20674 | -0.22036 | -0.013655 | FALSE | 0 | 0.9304 | 0.29576 | 0.29576 | -0.011001 | FALSE | 0 | 0.9501 | 0.32916 | 0.32916 | -0.0041753
-0.004 | 0.44696 | 0.55304 | 0.013207 | 0.66036 | 0.65012 | 0.12827 | 505 | 0.50518 | 0.00038953 | -0.019476 | 0.68113 | 0.094174 | 0.074697 | -0.019524 | FALSE | 0 | 0.67038 | 0.088192 | 0.088192 | -0.015729 | FALSE | 0 | 0.12827 | -0.22692 | -0.22692 | -0.0059697
-0.005 | 0.43382 | 0.56618 | 0.013149 | 0.65744 | 0.1914 | 0.95842 | 506 | 0.50542 | 0.00040734 | -0.020367 | 0.61669 | 0.05936 | 0.038993 | -0.020416 | FALSE | 0 | 0.99919 | 0.63074 | 0.63074 | -0.016448 | FALSE | 0 | 0.95842 | 0.34653 | 0.34653 | -0.0062426
-0.006 | 0.42074 | 0.57926 | 0.013076 | 0.65379 | 0.347 | 0.866 | 507 | 0.50871 | 0.00065491 | -0.032746 | 0.72607 | 0.1202 | 0.08745 | -0.032825 | FALSE | 0 | 0.29439 | -0.10812 | -0.10812 | -0.026445 | FALSE | 0 | 0.866 | 0.22153 | 0.22153 | -0.010037
-0.007 | 0.40775 | 0.59225 | 0.012989 | 0.64945 | 0.13945 | 0.18575 | 508 | 0.50953 | 0.00071647 | -0.035823 | 0.96525 | 0.36303 | 0.32721 | -0.03591 | FALSE | 0 | 0.446 | -0.027154 | -0.027154 | -0.02893 | FALSE | 0 | 0.18575 | -0.17873 | -0.17873 | -0.01098
-0.008 | 0.39486 | 0.60514 | 0.012888 | 0.64442 | 0.11363 | 0.45131 | 509 | 0.51152 | 0.00086651 | -0.043325 | 0.92559 | 0.28874 | 0.24542 | -0.04343 | FALSE | 0 | 0.40088 | -0.050216 | -0.050216 | -0.034988 | FALSE | 0 | 0.45131 | -0.024472 | -0.024472 | -0.01328
-0.009 | 0.38209 | 0.61791 | 0.012774 | 0.63872 | 0.87919 | 0.50398 | 510 | 0.51164 | 0.00087538 | -0.043769 | 0.41674 | -0.042047 | -0.085816 | -0.043875 | FALSE | 0 | 0.22086 | -0.15386 | -0.15386 | -0.035347 | FALSE | 0 | 0.50398 | 0.0019953 | 0.0019953 | -0.013416
-0.01 | 0.36944 | 0.63056 | 0.012647 | 0.63236 | 0.5122 | 0.79828 | 511 | 0.51279 | 0.00096174 | -0.048087 | 0.035687 | -0.36062 | -0.40871 | -0.048203 | FALSE | 0 | 0.25494 | -0.13181 | -0.13181 | -0.038834 | FALSE | 0 | 0.79828 | 0.1671 | 0.1671 | -0.014739
-0.011 | 0.35693 | 0.64307 | 0.012508 | 0.62538 | 0.63708 | 0.14309 | 512 | 0.51359 | 0.0010221 | -0.051105 | 0.69201 | 0.10031 | 0.049205 | -0.051229 | FALSE | 0 | 0.9732 | 0.38602 | 0.38602 | -0.041271 | FALSE | 0 | 0.14309 | -0.21331 | -0.21331 | -0.015664
-0.012 | 0.34458 | 0.65542 | 0.012356 | 0.61778 | 0.5789 | 0.50578 | 513 | 0.51445 | 0.0010871 | -0.054355 | 0.41291 | -0.044012 | -0.098367 | -0.054487 | FALSE | 0 | 0.041074 | -0.34767 | -0.34767 | -0.043896 | FALSE | 0 | 0.50578 | 0.0028964 | 0.0028964 | -0.01666
-0.013 | 0.33239 | 0.66761 | 0.012192 | 0.6096 | 0.63367 | 0.44906 | 514 | 0.51554 | 0.0011687 | -0.058436 | 0.41381 | -0.043549 | -0.10199 | -0.058578 | FALSE | 0 | 0.60366 | 0.052568 | 0.052568 | -0.047192 | FALSE | 0 | 0.44906 | -0.025606 | -0.025606 | -0.017911
-0.014 | 0.32037 | 0.67963 | 0.012017 | 0.60086 | 0.4241 | 0.46285 | 515 | 0.51845 | 0.0013882 | -0.069408 | 0.26915 | -0.12308 | -0.19248 | -0.069576 | FALSE | 0 | 0.78996 | 0.16125 | 0.16125 | -0.056053 | FALSE | 0 | 0.46285 | -0.018654 | -0.018654 | -0.021274
-0.015 | 0.30854 | 0.69146 | 0.011832 | 0.59158 | 0.55521 | 0.8146 | 516 | 0.51976 | 0.0014864 | -0.074319 | 0.56259 | 0.031506 | -0.042813 | -0.074499 | FALSE | 0 | 0.36719 | -0.067859 | -0.067859 | -0.060018 | FALSE | 0 | 0.8146 | 0.17899 | 0.17899 | -0.022779
-0.016 | 0.2969 | 0.7031 | 0.011636 | 0.58181 | 0.489 | 0.38553 | 517 | 0.5203 | 0.0015275 | -0.076375 | 0.38075 | -0.060704 | -0.13708 | -0.07656 | FALSE | 0 | 0.42616 | -0.037232 | -0.037232 | -0.061679 | FALSE | 0 | 0.38553 | -0.058199 | -0.058199 | -0.02341
-0.017 | 0.28547 | 0.71453 | 0.011431 | 0.57155 | 0.94667 | 0.47917 | 518 | 0.52044 | 0.0015377 | -0.076884 | 0.51641 | 0.008231 | -0.068653 | -0.07707 | FALSE | 0 | 0.52973 | 0.014916 | 0.014916 | -0.06209 | FALSE | 0 | 0.47917 | -0.010446 | -0.010446 | -0.023566
-0.018 | 0.27425 | 0.72575 | 0.011217 | 0.56086 | 0.82382 | 0.16375 | 519 | 0.52189 | 0.0016467 | -0.082334 | 0.91064 | 0.26894 | 0.1866 | -0.082533 | FALSE | 0 | 0.65474 | 0.079628 | 0.079628 | -0.066491 | FALSE | 0 | 0.16375 | -0.19583 | -0.19583 | -0.025236
-0.019 | 0.26326 | 0.73674 | 0.010995 | 0.54976 | 0.29093 | 0.42966 | 520 | 0.52321 | 0.0017462 | -0.087312 | 0.58197 | 0.041385 | -0.045927 | -0.087523 | FALSE | 0 | 0.38734 | -0.05725 | -0.05725 | -0.070511 | FALSE | 0 | 0.42966 | -0.035446 | -0.035446 | -0.026762
-0.02 | 0.25249 | 0.74751 | 0.010765 | 0.53827 | 0.13304 | 0.93308 | 521 | 0.52439 | 0.0018354 | -0.091771 | 0.70209 | 0.10608 | 0.014313 | -0.091993 | FALSE | 0 | 0.30615 | -0.10136 | -0.10136 | -0.074112 | FALSE | 0 | 0.93308 | 0.29983 | 0.29983 | -0.028129
-0.021 | 0.24196 | 0.75804 | 0.010529 | 0.52644 | 0.65933 | 0.99493 | 522 | 0.5264 | 0.0019866 | -0.099328 | 0.4337 | -0.033395 | -0.13272 | -0.099569 | FALSE | 0 | 0.86852 | 0.22388 | 0.22388 | -0.080215 | FALSE | 0 | 0.99493 | 0.51414 | 0.51414 | -0.030445
-0.022 | 0.23168 | 0.76832 | 0.010286 | 0.5143 | 0.47132 | 0.37245 | 523 | 0.52669 | 0.0020088 | -0.10044 | 0.53456 | 0.017346 | -0.083097 | -0.10069 | FALSE | 0 | 0.91065 | 0.26895 | 0.26895 | -0.081115 | FALSE | 0 | 0.37245 | -0.065077 | -0.065077 | -0.030786
-0.023 | 0.22164 | 0.77836 | 0.010038 | 0.50189 | 0.57385 | 0.99664 | 524 | 0.52784 | 0.0020955 | -0.10478 | 0.090436 | -0.26762 | -0.37239 | -0.10503 | FALSE | 0 | 0.70261 | 0.10638 | 0.10638 | -0.084614 | FALSE | 0 | 0.99664 | 0.54216 | 0.54216 | -0.032114
-0.024 | 0.21186 | 0.78814 | 0.0097845 | 0.48922 | 0.84131 | 0.25248 | 525 | 0.52905 | 0.0021865 | -0.10933 | 0.38097 | -0.060589 | -0.16991 | -0.10959 | FALSE | 0 | 0.52712 | 0.013608 | 0.013608 | -0.088289 | FALSE | 0 | 0.25248 | -0.13334 | -0.13334 | -0.033509
-0.025 | 0.20233 | 0.79767 | 0.009527 | 0.47635 | 0.73837 | 0.84055 | 526 | 0.5307 | 0.0023112 | -0.11556 | 0.66906 | 0.087461 | -0.0281 | -0.11584 | FALSE | 0 | 0.079043 | -0.28231 | -0.28231 | -0.093324 | FALSE | 0 | 0.84055 | 0.19934 | 0.19934 | -0.03542
-0.026 | 0.19306 | 0.80694 | 0.009266 | 0.4633 | 0.029363 | 0.25891 | 527 | 0.53137 | 0.0023612 | -0.11806 | 0.00087504 | -0.62593 | -0.74399 | -0.11835 | FALSE | 0 | 0.48906 | -0.0054856 | -0.0054856 | -0.095343 | FALSE | 0 | 0.25891 | -0.12934 | -0.12934 | -0.036187
-0.027 | 0.18406 | 0.81594 | 0.0090022 | 0.45011 | 0.049354 | 0.97267 | 528 | 0.53178 | 0.0023927 | -0.11963 | 0.80512 | 0.17201 | 0.052376 | -0.11992 | FALSE | 0 | 0.26119 | -0.12794 | -0.12794 | -0.096614 | FALSE | 0 | 0.97267 | 0.3843 | 0.3843 | -0.036669
-0.028 | 0.17532 | 0.82468 | 0.0087362 | 0.43681 | 0.43295 | 0.7724 | 529 | 0.53316 | 0.0024967 | -0.12483 | 0.30457 | -0.10226 | -0.22709 | -0.12514 | FALSE | 0 | 0.3733 | -0.064623 | -0.064623 | -0.10081 | FALSE | 0 | 0.7724 | 0.14935 | 0.14935 | -0.038263
-0.029 | 0.16686 | 0.83314 | 0.0084686 | 0.42343 | 0.040777 | 0.9413 | 530 | 0.53375 | 0.0025413 | -0.12707 | 0.44166 | -0.029353 | -0.15642 | -0.12737 | FALSE | 0 | 0.4359 | -0.032274 | -0.032274 | -0.10262 | FALSE | 0 | 0.9413 | 0.31315 | 0.31315 | -0.038947
-0.03 | 0.15866 | 0.84134 | 0.0082001 | 0.41 | 0.96739 | 0.67618 | 531 | 0.53591 | 0.0027041 | -0.13521 | 0.74432 | 0.13134 | -0.0038641 | -0.13553 | FALSE | 0 | 0.20144 | -0.1673 | -0.1673 | -0.10919 | FALSE | 0 | 0.67618 | 0.091408 | 0.091408 | -0.041442
-0.031 | 0.15072 | 0.84928 | 0.0079313 | 0.39656 | 0.4624 | 0.96375 | 532 | 0.53678 | 0.0027698 | -0.13849 | 0.13107 | -0.22427 | -0.36276 | -0.13883 | FALSE | 0 | 0.5636 | 0.032022 | 0.032022 | -0.11184 | FALSE | 0 | 0.96375 | 0.35918 | 0.35918 | -0.042448
-0.032 | 0.14306 | 0.85694 | 0.0076628 | 0.38314 | 0.44231 | 0.15726 | 533 | 0.53683 | 0.0027734 | -0.13867 | 0.44776 | -0.026264 | -0.16493 | -0.139 | FALSE | 0 | 0.35782 | -0.072861 | -0.072861 | -0.11198 | FALSE | 0 | 0.15726 | -0.20116 | -0.20116 | -0.042503
-0.033 | 0.13567 | 0.86433 | 0.0073951 | 0.36976 | 0.72294 | 0.65081 | 534 | 0.5378 | 0.0028467 | -0.14233 | 0.67223 | 0.089214 | -0.05312 | -0.14268 | FALSE | 0 | 0.31301 | -0.097469 | -0.097469 | -0.11495 | FALSE | 0 | 0.65081 | 0.077502 | 0.077502 | -0.043627
-0.034 | 0.12854 | 0.87146 | 0.0071289 | 0.35645 | 0.43303 | 0.82767 | 535 | 0.53915 | 0.0029485 | -0.14743 | 0.15115 | -0.2063 | -0.35373 | -0.14778 | FALSE | 0 | 0.25208 | -0.13359 | -0.13359 | -0.11906 | FALSE | 0 | 0.82767 | 0.189 | 0.189 | -0.045187
-0.035 | 0.12167 | 0.87833 | 0.0068646 | 0.34323 | 0.46256 | 0.78362 | 536 | 0.54104 | 0.0030916 | -0.15458 | 0.66006 | 0.082525 | -0.072053 | -0.15495 | FALSE | 0 | 0.89335 | 0.24891 | 0.24891 | -0.12483 | FALSE | 0 | 0.78362 | 0.1569 | 0.1569 | -0.04738
-0.036 | 0.11507 | 0.88493 | 0.0066028 | 0.33014 | 0.90233 | 0.17215 | 537 | 0.54175 | 0.003145 | -0.15725 | 0.65301 | 0.07869 | -0.078559 | -0.15763 | FALSE | 0 | 0.7798 | 0.1543 | 0.1543 | -0.12699 | FALSE | 0 | 0.17215 | -0.18914 | -0.18914 | -0.048198
-0.037 | 0.10873 | 0.89127 | 0.006344 | 0.3172 | 0.10882 | 0.85694 | 538 | 0.54423 | 0.0033327 | -0.16664 | 0.39308 | -0.054261 | -0.2209 | -0.16704 | FALSE | 0 | 0.63786 | 0.07055 | 0.07055 | -0.13457 | FALSE | 0 | 0.85694 | 0.21333 | 0.21333 | -0.051076
-0.038 | 0.10264 | 0.89736 | 0.0060885 | 0.30442 | 0.55924 | 0.21278 | 539 | 0.54665 | 0.0035163 | -0.17581 | 0.62514 | 0.0638 | -0.11201 | -0.17624 | FALSE | 0 | 0.65541 | 0.079996 | 0.079996 | -0.14198 | FALSE | 0 | 0.21278 | -0.15936 | -0.15936 | -0.053888
-0.039 | 0.0968 | 0.9032 | 0.0058368 | 0.29184 | 0.13606 | 0.94562 | 540 | 0.54668 | 0.0035182 | -0.17591 | 0.68312 | 0.095288 | -0.080622 | -0.17634 | FALSE | 0 | 0.038004 | -0.35487 | -0.35487 | -0.14206 | FALSE | 0 | 0.94562 | 0.32075 | 0.32075 | -0.053918
-0.04 | 0.091211 | 0.90879 | 0.0055893 | 0.27946 | 0.77635 | 0.11267 | 541 | 0.54697 | 0.0035405 | -0.17702 | 0.12549 | -0.22959 | -0.40662 | -0.17745 | FALSE | 0 | 0.44943 | -0.02542 | -0.02542 | -0.14296 | FALSE | 0 | 0.11267 | -0.24249 | -0.24249 | -0.05426
-0.041 | 0.085865 | 0.91414 | 0.0053463 | 0.26732 | 0.93849 | 0.74073 | 542 | 0.54728 | 0.0035636 | -0.17818 | 0.64332 | 0.07347 | -0.10471 | -0.17861 | FALSE | 0 | 0.075486 | -0.28722 | -0.28722 | -0.1439 | FALSE | 0 | 0.74073 | 0.12912 | 0.12912 | -0.054614
-0.042 | 0.080757 | 0.91924 | 0.0051082 | 0.25541 | 0.48939 | 0.88441 | 543 | 0.54739 | 0.0035719 | -0.17859 | 0.26993 | -0.12261 | -0.3012 | -0.17903 | FALSE | 0 | 0.56219 | 0.031306 | 0.031306 | -0.14423 | FALSE | 0 | 0.88441 | 0.23947 | 0.23947 | -0.054741
-0.043 | 0.075881 | 0.92412 | 0.0048754 | 0.24377 | 0.22058 | 0.020871 | 544 | 0.54851 | 0.0036571 | -0.18286 | 0.15322 | -0.20454 | -0.3874 | -0.1833 | FALSE | 0 | 0.5069 | 0.0034593 | 0.0034593 | -0.14767 | FALSE | 0 | 0.020871 | -0.40722 | -0.40722 | -0.056047
-0.044 | 0.071233 | 0.92877 | 0.0046479 | 0.2324 | 0.52295 | 0.1813 | 545 | 0.5514 | 0.0038759 | -0.19379 | 0.018166 | -0.41864 | -0.61243 | -0.19426 | FALSE | 0 | 0.47582 | -0.012129 | -0.012129 | -0.1565 | FALSE | 0 | 0.1813 | -0.18209 | -0.18209 | -0.0594
-0.045 | 0.066807 | 0.93319 | 0.0044262 | 0.22131 | 0.0041382 | 0.73318 | 546 | 0.55364 | 0.0040458 | -0.20229 | 0.62203 | 0.062165 | -0.14013 | -0.20278 | FALSE | 0 | 0.2457 | -0.13762 | -0.13762 | -0.16337 | FALSE | 0 | 0.73318 | 0.12449 | 0.12449 | -0.062004
-0.046 | 0.062597 | 0.9374 | 0.0042103 | 0.21052 | 0.5463 | 0.74376 | 547 | 0.55446 | 0.0041085 | -0.20542 | 0.19689 | -0.17055 | -0.37598 | -0.20592 | FALSE | 0 | 0.18319 | -0.18066 | -0.18066 | -0.1659 | FALSE | 0 | 0.74376 | 0.131 | 0.131 | -0.062965
-0.047 | 0.058596 | 0.9414 | 0.0040006 | 0.20003 | 0.14706 | 0.66457 | 548 | 0.55514 | 0.0041601 | -0.208 | 0.89319 | 0.24873 | 0.040727 | -0.20851 | FALSE | 0 | 0.28139 | -0.11575 | -0.11575 | -0.16798 | FALSE | 0 | 0.66457 | 0.084994 | 0.084994 | -0.063755
-0.048 | 0.054799 | 0.9452 | 0.003797 | 0.18985 | 0.69331 | 0.96524 | 549 | 0.55565 | 0.0041988 | -0.20994 | 0.19408 | -0.17259 | -0.38253 | -0.21045 | FALSE | 0 | 0.71224 | 0.11199 | 0.11199 | -0.16954 | FALSE | 0 | 0.96524 | 0.36299 | 0.36299 | -0.064348
-0.049 | 0.051199 | 0.9488 | 0.0035998 | 0.17999 | 0.97779 | 0.79425 | 550 | 0.55644 | 0.0042587 | -0.21293 | 0.23295 | -0.14583 | -0.35877 | -0.21345 | FALSE | 0 | 0.16626 | -0.19381 | -0.19381 | -0.17196 | FALSE | 0 | 0.79425 | 0.16425 | 0.16425 | -0.065266
-0.05 | 0.04779 | 0.95221 | 0.0034091 | 0.17046 | 0.050321 | 0.55086 | 551 | 0.55646 | 0.0042602 | -0.21301 | 0.99456 | 0.50928 | 0.29627 | -0.21353 | FALSE | 0 | 0.057677 | -0.31491 | -0.31491 | -0.17202 | FALSE | 0 | 0.55086 | 0.025567 | 0.025567 | -0.06529
-0.051 | 0.044565 | 0.95543 | 0.0032249 | 0.16124 | 0.33131 | 0.20896 | 552 | 0.5566 | 0.0042708 | -0.21354 | 0.76519 | 0.14462 | -0.068924 | -0.21406 | FALSE | 0 | 0.66028 | 0.082646 | 0.082646 | -0.17245 | FALSE | 0 | 0.20896 | -0.16201 | -0.16201 | -0.065453
-0.052 | 0.041518 | 0.95848 | 0.0030472 | 0.15236 | 0.03082 | 0.42546 | 553 | 0.5571 | 0.0043087 | -0.21544 | 0.12617 | -0.22894 | -0.44437 | -0.21596 | FALSE | 0 | 0.83689 | 0.19635 | 0.19635 | -0.17398 | FALSE | 0 | 0.42546 | -0.037588 | -0.037588 | -0.066033
-0.053 | 0.038642 | 0.96136 | 0.0028762 | 0.14381 | 0.022195 | 0.67953 | 554 | 0.55729 | 0.0043234 | -0.21617 | 0.3378 | -0.083696 | -0.29986 | -0.21669 | FALSE | 0 | 0.26654 | -0.12466 | -0.12466 | -0.17457 | FALSE | 0 | 0.67953 | 0.093278 | 0.093278 | -0.066258
-0.054 | 0.03593 | 0.96407 | 0.0027117 | 0.13559 | 0.39488 | 0.9018 | 555 | 0.562 | 0.0046816 | -0.23408 | 0.73272 | 0.12421 | -0.10987 | -0.23465 | FALSE | 0 | 0.9319 | 0.29801 | 0.29801 | -0.18904 | FALSE | 0 | 0.9018 | 0.25837 | 0.25837 | -0.071748
-0.055 | 0.033377 | 0.96662 | 0.0025538 | 0.12769 | 0.1301 | 0.74887 | 556 | 0.56201 | 0.0046823 | -0.23412 | 0.22019 | -0.15431 | -0.38843 | -0.23468 | FALSE | 0 | 0.3606 | -0.07137 | -0.07137 | -0.18907 | FALSE | 0 | 0.74887 | 0.13419 | 0.13419 | -0.071759
-0.056 | 0.030974 | 0.96903 | 0.0024024 | 0.12012 | 0.57436 | 0.83461 | 557 | 0.56242 | 0.0047135 | -0.23567 | 0.70259 | 0.10637 | -0.1293 | -0.23624 | FALSE | 0 | 0.6927 | 0.1007 | 0.1007 | -0.19032 | FALSE | 0 | 0.83461 | 0.19451 | 0.19451 | -0.072236
-0.057 | 0.028717 | 0.97128 | 0.0022575 | 0.11288 | 0.39571 | 0.90907 | 558 | 0.56245 | 0.0047156 | -0.23578 | 0.35667 | -0.073473 | -0.30925 | -0.23635 | FALSE | 0 | 0.2242 | -0.15162 | -0.15162 | -0.19041 | FALSE | 0 | 0.90907 | 0.26701 | 0.26701 | -0.072269
-0.058 | 0.026598 | 0.9734 | 0.002119 | 0.10595 | 0.36524 | 0.15324 | 559 | 0.56349 | 0.0047949 | -0.23974 | 0.10145 | -0.25467 | -0.49441 | -0.24032 | FALSE | 0 | 0.080205 | -0.28074 | -0.28074 | -0.19361 | FALSE | 0 | 0.15324 | -0.20453 | -0.20453 | -0.073484
-0.059 | 0.024611 | 0.97539 | 0.0019867 | 0.099337 | 0.13295 | 0.14893 | 560 | 0.56433 | 0.004859 | -0.24295 | 0.52365 | 0.011862 | -0.23109 | -0.24354 | FALSE | 0 | 0.90021 | 0.25655 | 0.25655 | -0.1962 | FALSE | 0 | 0.14893 | -0.20821 | -0.20821 | -0.074466
-0.06 | 0.02275 | 0.97725 | 0.0018607 | 0.093035 | 0.7733 | 0.82626 | 561 | 0.56434 | 0.0048597 | -0.24298 | 0.95457 | 0.33818 | 0.095194 | -0.24357 | FALSE | 0 | 0.20946 | -0.16166 | -0.16166 | -0.19623 | FALSE | 0 | 0.82626 | 0.1879 | 0.1879 | -0.074477
-0.061 | 0.021009 | 0.97899 | 0.0017407 | 0.087035 | 0.71956 | 0.89277 | 562 | 0.56446 | 0.0048687 | -0.24343 | 0.052529 | -0.32416 | -0.5676 | -0.24402 | FALSE | 0 | 0.31695 | -0.09525 | -0.09525 | -0.19659 | FALSE | 0 | 0.89277 | 0.24828 | 0.24828 | -0.074614
-0.062 | 0.019383 | 0.98062 | 0.0016266 | 0.081332 | 0.73475 | 0.11842 | 563 | 0.56494 | 0.0049055 | -0.24528 | 0.099265 | -0.25715 | -0.50243 | -0.24587 | FALSE | 0 | 0.95601 | 0.34123 | 0.34123 | -0.19808 | FALSE | 0 | 0.11842 | -0.23658 | -0.23658 | -0.07518
-0.063 | 0.017864 | 0.98214 | 0.0015184 | 0.075918 | 0.33932 | 0.24021 | 564 | 0.56558 | 0.0049541 | -0.2477 | 0.088785 | -0.26966 | -0.51736 | -0.2483 | FALSE | 0 | 0.19321 | -0.17322 | -0.17322 | -0.20004 | FALSE | 0 | 0.24021 | -0.14112 | -0.14112 | -0.075924
-0.064 | 0.016449 | 0.98355 | 0.0014157 | 0.070786 | 0.60448 | 0.32146 | 565 | 0.56586 | 0.0049751 | -0.24875 | 0.16514 | -0.19471 | -0.44346 | -0.24936 | FALSE | 0 | 0.7407 | 0.1291 | 0.1291 | -0.20089 | FALSE | 0 | 0.32146 | -0.092722 | -0.092722 | -0.076245
-0.065 | 0.01513 | 0.98487 | 0.0013186 | 0.065928 | 0.91903 | 0.30927 | 566 | 0.56691 | 0.0050557 | -0.25278 | 0.049491 | -0.32996 | -0.58275 | -0.2534 | FALSE | 0 | 0.63679 | 0.069976 | 0.069976 | -0.20414 | FALSE | 0 | 0.30927 | -0.099581 | -0.099581 | -0.077481
-0.066 | 0.013903 | 0.9861 | 0.0012267 | 0.061335 | 0.16209 | 0.601 | 567 | 0.56822 | 0.0051552 | -0.25776 | 0.26428 | -0.12604 | -0.3838 | -0.25838 | FALSE | 0 | 0.089486 | -0.26879 | -0.26879 | -0.20816 | FALSE | 0 | 0.601 | 0.051185 | 0.051185 | -0.079006
-0.067 | 0.012763 | 0.98724 | 0.00114 | 0.056998 | 0.57863 | 0.59156 | 568 | 0.5697 | 0.0052684 | -0.26342 | 0.6628 | 0.084021 | -0.1794 | -0.26406 | FALSE | 0 | 0.056287 | -0.31735 | -0.31735 | -0.21273 | FALSE | 0 | 0.59156 | 0.046312 | 0.046312 | -0.080741
-0.068 | 0.011705 | 0.98829 | 0.0010582 | 0.052909 | 0.5058 | 0.92159 | 569 | 0.57053 | 0.0053318 | -0.26659 | 0.52793 | 0.014015 | -0.25258 | -0.26724 | FALSE | 0 | 0.0015019 | -0.59347 | -0.59347 | -0.21529 | FALSE | 0 | 0.92159 | 0.28317 | 0.28317 | -0.081712
-0.069 | 0.010724 | 0.98928 | 0.00098119 | 0.049059 | 0.044655 | 0.13869 | 570 | 0.57163 | 0.0054157 | -0.27078 | 0.041031 | -0.34777 | -0.61855 | -0.27144 | FALSE | 0 | 0.96142 | 0.35347 | 0.35347 | -0.21868 | FALSE | 0 | 0.13869 | -0.21724 | -0.21724 | -0.082998
-0.07 | 0.0098153 | 0.99018 | 0.00090878 | 0.045439 | 0.94085 | 0.28963 | 571 | 0.57181 | 0.0054295 | -0.27148 | 0.17436 | -0.18741 | -0.45889 | -0.27213 | FALSE | 0 | 0.27716 | -0.11826 | -0.11826 | -0.21924 | FALSE | 0 | 0.28963 | -0.1109 | -0.1109 | -0.08321
-0.071 | 0.0089745 | 0.99103 | 0.00084078 | 0.042039 | 0.35421 | 0.62597 | 572 | 0.57662 | 0.0057977 | -0.28988 | 0.63366 | 0.068312 | -0.22157 | -0.29058 | FALSE | 0 | 0.1523 | -0.20533 | -0.20533 | -0.2341 | FALSE | 0 | 0.62597 | 0.064238 | 0.064238 | -0.088852
-0.072 | 0.0081975 | 0.9918 | 0.00077701 | 0.03885 | 0.74286 | 0.82471 | 573 | 0.57718 | 0.0058409 | -0.29205 | 0.3727 | -0.064941 | -0.35699 | -0.29275 | FALSE | 0 | 0.92105 | 0.28243 | 0.28243 | -0.23585 | FALSE | 0 | 0.82471 | 0.18669 | 0.18669 | -0.089515
-0.073 | 0.0074803 | 0.99252 | 0.00071728 | 0.035864 | 0.15157 | 0.70683 | 574 | 0.57778 | 0.0058868 | -0.29434 | 0.51958 | 0.0098212 | -0.28452 | -0.29505 | FALSE | 0 | 0.83251 | 0.19283 | 0.19283 | -0.2377 | FALSE | 0 | 0.70683 | 0.10883 | 0.10883 | -0.090218
-0.074 | 0.0068189 | 0.99318 | 0.0006614 | 0.03307 | 0.25242 | 0.034667 | 575 | 0.57824 | 0.005922 | -0.2961 | 0.032416 | -0.36928 | -0.66538 | -0.29682 | FALSE | 0 | 0.33321 | -0.086214 | -0.086214 | -0.23912 | FALSE | 0 | 0.034667 | -0.36325 | -0.36325 | -0.090757
-0.075 | 0.0062097 | 0.99379 | 0.0006092 | 0.03046 | 0.53506 | 0.67324 | 576 | 0.57868 | 0.0059555 | -0.29777 | 0.56466 | 0.032557 | -0.26522 | -0.2985 | FALSE | 0 | 0.65784 | 0.081316 | 0.081316 | -0.24048 | FALSE | 0 | 0.67324 | 0.089776 | 0.089776 | -0.091271
-0.076 | 0.0056492 | 0.99435 | 0.00056049 | 0.028025 | 0.16623 | 0.10489 | 577 | 0.57951 | 0.0060193 | -0.30096 | 0.70851 | 0.10981 | -0.19115 | -0.30169 | FALSE | 0 | 0.87493 | 0.23 | 0.23 | -0.24305 | FALSE | 0 | 0.10489 | -0.25083 | -0.25083 | -0.092248
-0.077 | 0.0051341 | 0.99487 | 0.00051511 | 0.025755 | 0.065777 | 0.38143 | 578 | 0.58015 | 0.0060682 | -0.30341 | 0.52308 | 0.011576 | -0.29183 | -0.30414 | FALSE | 0 | 0.85403 | 0.21077 | 0.21077 | -0.24503 | FALSE | 0 | 0.38143 | -0.060344 | -0.060344 | -0.092998
-0.078 | 0.0046612 | 0.99534 | 0.00047288 | 0.023644 | 0.22958 | 0.26527 | 579 | 0.58036 | 0.0060842 | -0.30421 | 0.36757 | -0.067657 | -0.37187 | -0.30495 | FALSE | 0 | 0.62435 | 0.063383 | 0.063383 | -0.24567 | FALSE | 0 | 0.26527 | -0.12543 | -0.12543 | -0.093243
-0.079 | 0.0042276 | 0.99577 | 0.00043362 | 0.021681 | 0.94369 | 0.46574 | 580 | 0.58084 | 0.0061211 | -0.30605 | 0.15782 | -0.20069 | -0.50674 | -0.30679 | FALSE | 0 | 0.9206 | 0.28182 | 0.28182 | -0.24716 | FALSE | 0 | 0.46574 | -0.017195 | -0.017195 | -0.093808
-0.08 | 0.0038304 | 0.99617 | 0.00039719 | 0.019859 | 0.71584 | 0.27572 | 581 | 0.58088 | 0.0061245 | -0.30622 | 0.17859 | -0.18415 | -0.49038 | -0.30697 | FALSE | 0 | 0.42267 | -0.039013 | -0.039013 | -0.2473 | FALSE | 0 | 0.27572 | -0.11912 | -0.11912 | -0.09386
-0.081 | 0.003467 | 0.99653 | 0.00036341 | 0.01817 | 0.81173 | 0.020922 | 582 | 0.58197 | 0.0062081 | -0.3104 | 0.13248 | -0.22295 | -0.53335 | -0.31115 | FALSE | 0 | 0.26344 | -0.12656 | -0.12656 | -0.25067 | FALSE | 0 | 0.020922 | -0.40701 | -0.40701 | -0.095141
-0.082 | 0.0031348 | 0.99687 | 0.00033213 | 0.016607 | 0.46624 | 0.68535 | 583 | 0.58231 | 0.0062339 | -0.31169 | 0.32366 | -0.091497 | -0.40319 | -0.31245 | FALSE | 0 | 0.45253 | -0.023853 | -0.023853 | -0.25172 | FALSE | 0 | 0.68535 | 0.096542 | 0.096542 | -0.095537
-0.083 | 0.0028316 | 0.99717 | 0.00030321 | 0.015161 | 0.19559 | 0.027329 | 584 | 0.58512 | 0.0064502 | -0.32251 | 0.88009 | 0.23508 | -0.087425 | -0.32329 | FALSE | 0 | 0.53118 | 0.015647 | 0.015647 | -0.26045 | FALSE | 0 | 0.027329 | -0.38432 | -0.38432 | -0.098852
-0.084 | 0.0025551 | 0.99744 | 0.0002765 | 0.013825 | 0.51965 | 0.6077 | 585 | 0.58585 | 0.0065061 | -0.32531 | 0.53286 | 0.016494 | -0.30881 | -0.32609 | FALSE | 0 | 0.91583 | 0.27552 | 0.27552 | -0.26271 | FALSE | 0 | 0.6077 | 0.054668 | 0.054668 | -0.099709
-0.085 | 0.0023033 | 0.9977 | 0.00025186 | 0.012593 | 0.45073 | 0.47417 | 586 | 0.58635 | 0.0065451 | -0.32725 | 0.46848 | -0.01582 | -0.34307 | -0.32805 | FALSE | 0 | 0.62642 | 0.064475 | 0.064475 | -0.26428 | FALSE | 0 | 0.47417 | -0.01296 | -0.01296 | -0.10031
-0.086 | 0.0020741 | 0.99793 | 0.00022917 | 0.011458 | 0.45719 | 0.99409 | 587 | 0.58732 | 0.0066198 | -0.33099 | 0.129 | -0.22622 | -0.55721 | -0.33179 | FALSE | 0 | 0.24361 | -0.13895 | -0.13895 | -0.2673 | FALSE | 0 | 0.99409 | 0.50347 | 0.50347 | -0.10145
-0.087 | 0.0018658 | 0.99813 | 0.00020829 | 0.010414 | 0.38616 | 0.14919 | 588 | 0.58764 | 0.006644 | -0.3322 | 0.1656 | -0.19434 | -0.52654 | -0.333 | FALSE | 0 | 0.67069 | 0.088365 | 0.088365 | -0.26828 | FALSE | 0 | 0.14919 | -0.20798 | -0.20798 | -0.10182
-0.088 | 0.0016767 | 0.99832 | 0.0001891 | 0.0094548 | 0.92363 | 0.41523 | 589 | 0.58981 | 0.0068115 | -0.34058 | 0.57609 | 0.038381 | -0.30219 | -0.3414 | FALSE | 0 | 0.073278 | -0.29036 | -0.29036 | -0.27504 | FALSE | 0 | 0.41523 | -0.042822 | -0.042822 | -0.10439
-0.089 | 0.0015052 | 0.99849 | 0.00017148 | 0.0085741 | 0.40866 | 0.197 | 590 | 0.59004 | 0.0068294 | -0.34147 | 0.0091385 | -0.47199 | -0.81346 | -0.3423 | FALSE | 0 | 0.87355 | 0.22867 | 0.22867 | -0.27576 | FALSE | 0 | 0.197 | -0.17048 | -0.17048 | -0.10466
-0.09 | 0.0013499 | 0.99865 | 0.00015534 | 0.0077669 | 0.37582 | 0.9089 | 591 | 0.59124 | 0.0069217 | -0.34609 | 0.96021 | 0.35062 | 0.0045389 | -0.34692 | FALSE | 0 | 0.35722 | -0.07318 | -0.07318 | -0.27949 | FALSE | 0 | 0.9089 | 0.2668 | 0.2668 | -0.10608
-0.091 | 0.0012093 | 0.99879 | 0.00014056 | 0.0070278 | 0.97992 | 0.4925 | 592 | 0.59177 | 0.0069633 | -0.34816 | 0.42757 | -0.036514 | -0.38468 | -0.34901 | FALSE | 0 | 0.46543 | -0.017354 | -0.017354 | -0.28117 | FALSE | 0 | 0.4925 | -0.0037613 | -0.0037613 | -0.10672
-0.092 | 0.0010823 | 0.99892 | 0.00012704 | 0.006352 | 0.90844 | 0.031352 | 593 | 0.59199 | 0.00698 | -0.349 | 0.3619 | -0.070679 | -0.41968 | -0.34984 | FALSE | 0 | 0.1656 | -0.19434 | -0.19434 | -0.28184 | FALSE | 0 | 0.031352 | -0.37226 | -0.37226 | -0.10697
-0.093 | 0.0009676 | 0.99903 | 0.0001147 | 0.0057349 | 0.14753 | 0.12165 | 594 | 0.59438 | 0.0071647 | -0.35824 | 0.39519 | -0.053164 | -0.4114 | -0.3591 | FALSE | 0 | 0.59083 | 0.045935 | 0.045935 | -0.2893 | FALSE | 0 | 0.12165 | -0.23336 | -0.23336 | -0.1098
-0.094 | 0.00086417 | 0.99914 | 0.00010344 | 0.0051719 | 0.64475 | 0.9378 | 595 | 0.59583 | 0.0072772 | -0.36386 | 0.3614 | -0.070946 | -0.43481 | -0.36474 | FALSE | 0 | 0.7332 | 0.1245 | 0.1245 | -0.29384 | FALSE | 0 | 0.9378 | 0.30732 | 0.30732 | -0.11153
-0.095 | 0.00077098 | 0.99923 | 9.318e-05 | 0.004659 | 0.58295 | 0.38056 | 596 | 0.59587 | 0.0072799 | -0.364 | 0.47437 | -0.012857 | -0.37685 | -0.36488 | FALSE | 0 | 0.96586 | 0.36464 | 0.36464 | -0.29395 | FALSE | 0 | 0.38056 | -0.060804 | -0.060804 | -0.11157
-0.096 | 0.00068714 | 0.99931 | 8.3847e-05 | 0.0041923 | 0.84189 | 0.64891 | 597 | 0.59838 | 0.0074746 | -0.37373 | 0.012682 | -0.44717 | -0.82089 | -0.37463 | FALSE | 0 | 0.954 | 0.33698 | 0.33698 | -0.30181 | FALSE | 0 | 0.64891 | 0.076474 | 0.076474 | -0.11455
-0.097 | 0.00061177 | 0.99939 | 7.5364e-05 | 0.0037682 | 0.96489 | 0.11421 | 598 | 0.59955 | 0.0075656 | -0.37828 | 0.75683 | 0.13923 | -0.23905 | -0.3792 | FALSE | 0 | 0.40876 | -0.046147 | -0.046147 | -0.30549 | FALSE | 0 | 0.11421 | -0.24089 | -0.24089 | -0.11595
-0.098 | 0.00054411 | 0.99946 | 6.7665e-05 | 0.0033832 | 0.10044 | 0.87766 | 599 | 0.60302 | 0.0078349 | -0.39175 | 0.067292 | -0.29925 | -0.691 | -0.3927 | FALSE | 0 | 0.64282 | 0.073203 | 0.073203 | -0.31637 | FALSE | 0 | 0.87766 | 0.23268 | 0.23268 | -0.12007
-0.099 | 0.00048342 | 0.99952 | 6.0685e-05 | 0.0030342 | 0.45456 | 0.73199 | 600 | 0.60332 | 0.0078582 | -0.39291 | 0.081366 | -0.27919 | -0.6721 | -0.39386 | FALSE | 0 | 0.37115 | -0.065761 | -0.065761 | -0.3173 | FALSE | 0 | 0.73199 | 0.12377 | 0.12377 | -0.12043
-0.1 | 0.00042906 | 0.99957 | 5.4364e-05 | 0.0027182 | 0.039676 | 0.046114 | 601 | 0.60518 | 0.008003 | -0.40015 | 0.31074 | -0.098749 | -0.4989 | -0.40112 | FALSE | 0 | 0.29107 | -0.11005 | -0.11005 | -0.32315 | FALSE | 0 | 0.046114 | -0.33675 | -0.33675 | -0.12265
-0.101 | 0.00038041 | 0.99962 | 4.8647e-05 | 0.0024324 | 0.15711 | 0.096808 | 602 | 0.60521 | 0.0080057 | -0.40028 | 0.015629 | -0.43076 | -0.83104 | -0.40125 | FALSE | 0 | 0.79195 | 0.16264 | 0.16264 | -0.32326 | FALSE | 0 | 0.096808 | -0.25999 | -0.25999 | -0.12269
-0.102 | 0.00033693 | 0.99966 | 4.3484e-05 | 0.0021742 | 0.58011 | 0.96648 | 603 | 0.60653 | 0.0081083 | -0.40541 | 0.69984 | 0.10479 | -0.30062 | -0.40639 | FALSE | 0 | 0.982 | 0.4194 | 0.4194 | -0.3274 | FALSE | 0 | 0.96648 | 0.36627 | 0.36627 | -0.12426
-0.103 | 0.0002981 | 0.9997 | 3.8825e-05 | 0.0019412 | 0.37509 | 0.98013 | 604 | 0.60692 | 0.0081387 | -0.40694 | 0.35645 | -0.073594 | -0.48053 | -0.40792 | FALSE | 0 | 0.46726 | -0.01643 | -0.01643 | -0.32863 | FALSE | 0 | 0.98013 | 0.41129 | 0.41129 | -0.12473
-0.104 | 0.00026348 | 0.99974 | 3.4627e-05 | 0.0017313 | 0.7194 | 0.070506 | 605 | 0.60769 | 0.0081993 | -0.40997 | 0.88779 | 0.24297 | -0.16699 | -0.41096 | FALSE | 0 | 0.20695 | -0.16341 | -0.16341 | -0.33108 | FALSE | 0 | 0.070506 | -0.29441 | -0.29441 | -0.12566
-0.105 | 0.00023263 | 0.99977 | 3.0848e-05 | 0.0015424 | 0.14505 | 0.64798 | 606 | 0.60771 | 0.0082005 | -0.41003 | 0.20567 | -0.16431 | -0.57434 | -0.41102 | FALSE | 0 | 0.63575 | 0.069424 | 0.069424 | -0.33113 | FALSE | 0 | 0.64798 | 0.075972 | 0.075972 | -0.12568
-0.106 | 0.00020518 | 0.99979 | 2.7452e-05 | 0.0013726 | 0.044319 | 0.98246 | 607 | 0.60936 | 0.0083298 | -0.41649 | 0.074268 | -0.28894 | -0.70543 | -0.4175 | FALSE | 0 | 0.91115 | 0.26958 | 0.26958 | -0.33635 | FALSE | 0 | 0.98246 | 0.42147 | 0.42147 | -0.12766
-0.107 | 0.00018078 | 0.99982 | 2.4402e-05 | 0.0012201 | 0.67993 | 0.90982 | 608 | 0.60957 | 0.0083463 | -0.41731 | 0.59379 | 0.047459 | -0.36985 | -0.41832 | FALSE | 0 | 0.64901 | 0.076531 | 0.076531 | -0.33701 | FALSE | 0 | 0.90982 | 0.26793 | 0.26793 | -0.12791
-0.108 | 0.00015911 | 0.99984 | 2.1667e-05 | 0.0010833 | 0.54784 | 0.54824 | 609 | 0.60967 | 0.008354 | -0.4177 | 0.77571 | 0.15156 | -0.26614 | -0.41871 | FALSE | 0 | 0.15443 | -0.20352 | -0.20352 | -0.33732 | FALSE | 0 | 0.54824 | 0.024243 | 0.024243 | -0.12803
-0.109 | 0.00013989 | 0.99986 | 1.9217e-05 | 0.00096085 | 0.24836 | 0.46593 | 610 | 0.6097 | 0.0083564 | -0.41782 | 0.47811 | -0.010979 | -0.4288 | -0.41883 | FALSE | 0 | 0.8972 | 0.25315 | 0.25315 | -0.33742 | FALSE | 0 | 0.46593 | -0.017102 | -0.017102 | -0.12807
-0.11 | 0.00012287 | 0.99988 | 1.7025e-05 | 0.00085126 | 0.030322 | 0.098334 | 611 | 0.60982 | 0.0083655 | -0.41827 | 0.73476 | 0.12546 | -0.29282 | -0.41929 | FALSE | 0 | 0.6402 | 0.071797 | 0.071797 | -0.33779 | FALSE | 0 | 0.098334 | -0.25822 | -0.25822 | -0.1282
-0.111 | 0.0001078 | 0.99989 | 1.5067e-05 | 0.00075333 | 0.47473 | 0.95055 | 612 | 0.60992 | 0.0083732 | -0.41866 | 0.29682 | -0.10672 | -0.52537 | -0.41967 | FALSE | 0 | 0.58425 | 0.042554 | 0.042554 | -0.3381 | FALSE | 0 | 0.95055 | 0.33004 | 0.33004 | -0.12832
-0.112 | 9.4481e-05 | 0.99991 | 1.3319e-05 | 0.00066593 | 0.52316 | 0.53576 | 613 | 0.6116 | 0.0085046 | -0.42523 | 0.25141 | -0.13401 | -0.55924 | -0.42626 | FALSE | 0 | 0.10127 | -0.25487 | -0.25487 | -0.34341 | FALSE | 0 | 0.53576 | 0.017953 | 0.017953 | -0.13034
-0.113 | 8.2721e-05 | 0.99992 | 1.176e-05 | 0.00058801 | 0.4152 | 0.94284 | 614 | 0.61387 | 0.0086829 | -0.43415 | 0.34193 | -0.081441 | -0.51559 | -0.4352 | FALSE | 0 | 0.79766 | 0.16666 | 0.16666 | -0.35061 | FALSE | 0 | 0.94284 | 0.31581 | 0.31581 | -0.13307
-0.114 | 7.2348e-05 | 0.99993 | 1.0373e-05 | 0.00051864 | 0.053499 | 0.83724 | 615 | 0.61479 | 0.0087545 | -0.43773 | 0.29029 | -0.11051 | -0.54824 | -0.43879 | FALSE | 0 | 0.99906 | 0.62141 | 0.62141 | -0.3535 | FALSE | 0 | 0.83724 | 0.19663 | 0.19663 | -0.13417
-0.115 | 6.3209e-05 | 0.99994 | 9.1388e-06 | 0.00045694 | 0.33808 | 0.71835 | 616 | 0.61483 | 0.0087578 | -0.43789 | 0.11298 | -0.24216 | -0.68005 | -0.43895 | FALSE | 0 | 0.93275 | 0.29932 | 0.29932 | -0.35363 | FALSE | 0 | 0.71835 | 0.11559 | 0.11559 | -0.13422
-0.116 | 5.5167e-05 | 0.99994 | 8.0427e-06 | 0.00040213 | 0.77924 | 0.15704 | 617 | 0.61545 | 0.0088062 | -0.44031 | 0.82145 | 0.18418 | -0.25613 | -0.44138 | FALSE | 0 | 0.75898 | 0.14061 | 0.14061 | -0.35558 | FALSE | 0 | 0.15704 | -0.20134 | -0.20134 | -0.13496
-0.117 | 4.8096e-05 | 0.99995 | 7.0702e-06 | 0.00035351 | 0.11783 | 0.53018 | 618 | 0.61563 | 0.0088211 | -0.44105 | 0.65281 | 0.078581 | -0.36247 | -0.44212 | FALSE | 0 | 0.15855 | -0.20009 | -0.20009 | -0.35619 | FALSE | 0 | 0.53018 | 0.015143 | 0.015143 | -0.13519
-0.118 | 4.1888e-05 | 0.99996 | 6.2084e-06 | 0.00031042 | 0.74251 | 0.089421 | 619 | 0.61582 | 0.0088357 | -0.44179 | 0.41243 | -0.044262 | -0.48605 | -0.44286 | FALSE | 0 | 0.2823 | -0.1152 | -0.1152 | -0.35678 | FALSE | 0 | 0.089421 | -0.26887 | -0.26887 | -0.13541
-0.119 | 3.6442e-05 | 0.99996 | 5.4456e-06 | 0.00027228 | 0.15218 | 0.41949 | 620 | 0.61637 | 0.0088785 | -0.44392 | 0.63749 | 0.070353 | -0.37357 | -0.445 | FALSE | 0 | 0.68238 | 0.094874 | 0.094874 | -0.3585 | FALSE | 0 | 0.41949 | -0.040637 | -0.040637 | -0.13607
-0.12 | 3.1671e-05 | 0.99997 | 4.7712e-06 | 0.00023856 | 0.85394 | 0.069915 | 621 | 0.62037 | 0.0091934 | -0.45967 | 0.022034 | -0.40269 | -0.86236 | -0.46078 | FALSE | 0 | 0.8835 | 0.23854 | 0.23854 | -0.37122 | FALSE | 0 | 0.069915 | -0.29528 | -0.29528 | -0.14089
-0.121 | 2.7496e-05 | 0.99997 | 4.1756e-06 | 0.00020878 | 0.019456 | 0.84814 | 622 | 0.62067 | 0.0092171 | -0.46086 | 0.60285 | 0.052148 | -0.40871 | -0.46197 | FALSE | 0 | 0.10312 | -0.25279 | -0.25279 | -0.37218 | FALSE | 0 | 0.84814 | 0.2057 | 0.2057 | -0.14126
-0.122 | 2.3845e-05 | 0.99998 | 3.6504e-06 | 0.00018252 | 0.37069 | 0.82934 | 623 | 0.6212 | 0.0092587 | -0.46294 | 0.83058 | 0.19129 | -0.27164 | -0.46406 | FALSE | 0 | 0.95244 | 0.33379 | 0.33379 | -0.37386 | FALSE | 0 | 0.82934 | 0.19032 | 0.19032 | -0.14189
-0.123 | 2.0658e-05 | 0.99998 | 3.1877e-06 | 0.00015938 | 0.86583 | 0.19612 | 624 | 0.62149 | 0.0092816 | -0.46408 | 0.34722 | -0.078565 | -0.54264 | -0.4652 | FALSE | 0 | 0.083369 | -0.27655 | -0.27655 | -0.37478 | FALSE | 0 | 0.19612 | -0.17111 | -0.17111 | -0.14224
-0.124 | 1.7877e-05 | 0.99998 | 2.7805e-06 | 0.00013903 | 0.49275 | 0.28454 | 625 | 0.62162 | 0.0092923 | -0.46461 | 0.30228 | -0.10357 | -0.56819 | -0.46574 | FALSE | 0 | 0.97874 | 0.40569 | 0.40569 | -0.37521 | FALSE | 0 | 0.28454 | -0.11388 | -0.11388 | -0.14241
-0.125 | 1.5454e-05 | 0.99998 | 2.4227e-06 | 0.00012113 | 0.12326 | 0.67849 | 626 | 0.62275 | 0.0093816 | -0.46908 | 0.85999 | 0.21606 | -0.25302 | -0.47022 | FALSE | 0 | 0.4566 | -0.021801 | -0.021801 | -0.37882 | FALSE | 0 | 0.67849 | 0.092696 | 0.092696 | -0.14378
-0.126 | 1.3346e-05 | 0.99999 | 2.1085e-06 | 0.00010543 | 0.40885 | 0.65426 | 627 | 0.62355 | 0.0094443 | -0.47221 | 0.18197 | -0.18158 | -0.65379 | -0.47336 | FALSE | 0 | 0.46876 | -0.015678 | -0.015678 | -0.38135 | FALSE | 0 | 0.65426 | 0.079369 | 0.079369 | -0.14474
-0.127 | 1.1513e-05 | 0.99999 | 1.8331e-06 | 9.1655e-05 | 0.20057 | 0.69231 | 628 | 0.62412 | 0.0094897 | -0.47448 | 0.35308 | -0.075404 | -0.54989 | -0.47563 | FALSE | 0 | 0.89194 | 0.24738 | 0.24738 | -0.38318 | FALSE | 0 | 0.69231 | 0.10048 | 0.10048 | -0.14543
-0.128 | 9.9208e-06 | 0.99999 | 1.5919e-06 | 7.9594e-05 | 0.58866 | 0.42274 | 629 | 0.62469 | 0.0095349 | -0.47675 | 0.79799 | 0.16689 | -0.30986 | -0.4779 | FALSE | 0 | 0.92722 | 0.29108 | 0.29108 | -0.38501 | FALSE | 0 | 0.42274 | -0.038979 | -0.038979 | -0.14613
-0.129 | 8.5399e-06 | 0.99999 | 1.3809e-06 | 6.9043e-05 | 0.67416 | 0.92242 | 630 | 0.62627 | 0.0096598 | -0.48299 | 0.24172 | -0.14016 | -0.62315 | -0.48416 | FALSE | 0 | 0.47752 | -0.011274 | -0.011274 | -0.39005 | FALSE | 0 | 0.92242 | 0.28431 | 0.28431 | -0.14804
-0.13 | 7.3434e-06 | 0.99999 | 1.1965e-06 | 5.9824e-05 | 0.1225 | 0.33584 | 631 | 0.62678 | 0.0096997 | -0.48499 | 0.11288 | -0.24227 | -0.72725 | -0.48616 | FALSE | 0 | 0.97483 | 0.3914 | 0.3914 | -0.39166 | FALSE | 0 | 0.33584 | -0.084768 | -0.084768 | -0.14865
-0.131 | 6.3079e-06 | 0.99999 | 1.0356e-06 | 5.1779e-05 | 0.35429 | 0.50069 | 632 | 0.62826 | 0.0098177 | -0.49089 | 0.82884 | 0.18992 | -0.30097 | -0.49208 | FALSE | 0 | 0.99144 | 0.47683 | 0.47683 | -0.39643 | FALSE | 0 | 0.50069 | 0.00034373 | 0.00034373 | -0.15046
-0.132 | 5.4125e-06 | 0.99999 | 8.9531e-07 | 4.4765e-05 | 0.019634 | 0.44508 | 633 | 0.62859 | 0.0098436 | -0.49218 | 0.25219 | -0.13352 | -0.6257 | -0.49337 | FALSE | 0 | 0.15033 | -0.207 | -0.207 | -0.39747 | FALSE | 0 | 0.44508 | -0.027622 | -0.027622 | -0.15086
-0.133 | 4.6394e-06 | 1 | 7.7318e-07 | 3.8659e-05 | 0.90073 | 0.30603 | 634 | 0.62894 | 0.0098712 | -0.49356 | 0.96619 | 0.36549 | -0.12807 | -0.49475 | FALSE | 0 | 0.64735 | 0.075634 | 0.075634 | -0.39859 | FALSE | 0 | 0.30603 | -0.10143 | -0.10143 | -0.15128
-0.134 | 3.9724e-06 | 1 | 6.6697e-07 | 3.3349e-05 | 0.31257 | 0.68604 | 635 | 0.63034 | 0.0099824 | -0.49912 | 0.11603 | -0.23901 | -0.73813 | -0.50033 | FALSE | 0 | 0.81056 | 0.17599 | 0.17599 | -0.40308 | FALSE | 0 | 0.68604 | 0.096931 | 0.096931 | -0.15298
-0.135 | 3.3977e-06 | 1 | 5.7472e-07 | 2.8736e-05 | 0.31735 | 0.79748 | 636 | 0.63141 | 0.010068 | -0.50339 | 0.75365 | 0.13721 | -0.36618 | -0.5046 | FALSE | 0 | 0.6923 | 0.10048 | 0.10048 | -0.40652 | FALSE | 0 | 0.79748 | 0.16653 | 0.16653 | -0.15429
-0.136 | 2.903e-06 | 1 | 4.9467e-07 | 2.4733e-05 | 0.22936 | 0.30834 | 637 | 0.63187 | 0.010104 | -0.5052 | 0.83629 | 0.19587 | -0.30933 | -0.50642 | FALSE | 0 | 0.31429 | -0.096743 | -0.096743 | -0.40799 | FALSE | 0 | 0.30834 | -0.10011 | -0.10011 | -0.15485
-0.137 | 2.4777e-06 | 1 | 4.253e-07 | 2.1265e-05 | 0.16763 | 0.39228 | 638 | 0.63187 | 0.010105 | -0.50523 | 0.43826 | -0.031077 | -0.53631 | -0.50645 | FALSE | 0 | 0.88736 | 0.24253 | 0.24253 | -0.40801 | FALSE | 0 | 0.39228 | -0.054679 | -0.054679 | -0.15486
-0.138 | 2.1125e-06 | 1 | 3.6525e-07 | 1.8263e-05 | 0.8361 | 0.75063 | 639 | 0.63289 | 0.010186 | -0.50928 | 0.34999 | -0.077072 | -0.58635 | -0.51051 | FALSE | 0 | 0.010921 | -0.45862 | -0.45862 | -0.41128 | FALSE | 0 | 0.75063 | 0.1353 | 0.1353 | -0.1561
-0.139 | 1.7991e-06 | 1 | 3.1333e-07 | 1.5667e-05 | 0.43854 | 0.16012 | 640 | 0.63362 | 0.010244 | -0.5122 | 0.41503 | -0.042924 | -0.55512 | -0.51344 | FALSE | 0 | 0.46494 | -0.017601 | -0.017601 | -0.41364 | FALSE | 0 | 0.16012 | -0.19879 | -0.19879 | -0.15699
-0.14 | 1.5306e-06 | 1 | 2.685e-07 | 1.3425e-05 | 0.66605 | 0.7624 | 641 | 0.63568 | 0.010408 | -0.52039 | 0.24665 | -0.13701 | -0.6574 | -0.52165 | FALSE | 0 | 0.35476 | -0.074498 | -0.074498 | -0.42025 | FALSE | 0 | 0.7624 | 0.14281 | 0.14281 | -0.1595
-0.141 | 1.3008e-06 | 1 | 2.2982e-07 | 1.1491e-05 | 0.2511 | 0.77146 | 642 | 0.636 | 0.010434 | -0.52169 | 0.57973 | 0.040242 | -0.48145 | -0.52295 | FALSE | 0 | 0.34357 | -0.080547 | -0.080547 | -0.4213 | FALSE | 0 | 0.77146 | 0.14874 | 0.14874 | -0.1599
-0.142 | 1.1043e-06 | 1 | 1.965e-07 | 9.8248e-06 | 0.7177 | 0.76899 | 643 | 0.63606 | 0.010438 | -0.52192 | 0.77027 | 0.14795 | -0.37398 | -0.52319 | FALSE | 0 | 0.42079 | -0.039972 | -0.039972 | -0.42149 | FALSE | 0 | 0.76899 | 0.1471 | 0.1471 | -0.15997
-0.143 | 9.3649e-07 | 1 | 1.6782e-07 | 8.3909e-06 | 0.80395 | 0.45476 | 644 | 0.63665 | 0.010486 | -0.52429 | 0.03206 | -0.37027 | -0.89456 | -0.52556 | FALSE | 0 | 0.83765 | 0.19697 | 0.19697 | -0.4234 | FALSE | 0 | 0.45476 | -0.022731 | -0.022731 | -0.1607
-0.144 | 7.9333e-07 | 1 | 1.4317e-07 | 7.1583e-06 | 0.77072 | 0.36391 | 645 | 0.63704 | 0.010517 | -0.52584 | 0.075089 | -0.28778 | -0.81362 | -0.52711 | FALSE | 0 | 0.74023 | 0.12881 | 0.12881 | -0.42465 | FALSE | 0 | 0.36391 | -0.069605 | -0.069605 | -0.16117
-0.145 | 6.7133e-07 | 1 | 1.22e-07 | 6.1e-06 | 0.17297 | 0.17258 | 646 | 0.63811 | 0.010602 | -0.5301 | 0.65995 | 0.082464 | -0.44764 | -0.53139 | FALSE | 0 | 0.028674 | -0.38013 | -0.38013 | -0.4281 | FALSE | 0 | 0.17258 | -0.18881 | -0.18881 | -0.16248
-0.146 | 5.6748e-07 | 1 | 1.0385e-07 | 5.1924e-06 | 0.55372 | 0.085852 | 647 | 0.63858 | 0.01064 | -0.53201 | 0.55467 | 0.027495 | -0.50452 | -0.5333 | FALSE | 0 | 0.82246 | 0.18496 | 0.18496 | -0.42964 | FALSE | 0 | 0.085852 | -0.27335 | -0.27335 | -0.16307
-0.147 | 4.7918e-07 | 1 | 8.8298e-08 | 4.4149e-06 | 0.57349 | 0.35947 | 648 | 0.63866 | 0.010647 | -0.53233 | 0.64341 | 0.073517 | -0.45882 | -0.53362 | FALSE | 0 | 0.63253 | 0.06771 | 0.06771 | -0.4299 | FALSE | 0 | 0.35947 | -0.071975 | -0.071975 | -0.16317
-0.148 | 4.0419e-07 | 1 | 7.4993e-08 | 3.7497e-06 | 0.19144 | 0.57829 | 649 | 0.63965 | 0.010726 | -0.5363 | 0.11906 | -0.23594 | -0.77224 | -0.5376 | FALSE | 0 | 0.25414 | -0.1323 | -0.1323 | -0.43311 | FALSE | 0 | 0.57829 | 0.039502 | 0.039502 | -0.16438
-0.149 | 3.4057e-07 | 1 | 6.3623e-08 | 3.1811e-06 | 0.49402 | 0.55056 | 650 | 0.6417 | 0.01089 | -0.54452 | 0.47313 | -0.013481 | -0.558 | -0.54584 | FALSE | 0 | 0.11469 | -0.24039 | -0.24039 | -0.43974 | FALSE | 0 | 0.55056 | 0.025416 | 0.025416 | -0.1669
-0.15 | 2.8665e-07 | 1 | 5.3916e-08 | 2.6958e-06 | 0.86637 | 0.27466 | 651 | 0.6423 | 0.010938 | -0.5469 | 0.813 | 0.1778 | -0.3691 | -0.54823 | FALSE | 0 | 0.62847 | 0.065559 | 0.065559 | -0.44166 | FALSE | 0 | 0.27466 | -0.11975 | -0.11975 | -0.16763
-0.151 | 2.4101e-07 | 1 | 4.564e-08 | 2.282e-06 | 0.30567 | 0.67903 | 652 | 0.64242 | 0.010948 | -0.54742 | 0.72966 | 0.12236 | -0.42507 | -0.54875 | FALSE | 0 | 0.37826 | -0.06201 | -0.06201 | -0.44208 | FALSE | 0 | 0.67903 | 0.093 | 0.093 | -0.16779
-0.152 | 2.0242e-07 | 1 | 3.8591e-08 | 1.9295e-06 | 0.4371 | 0.0066858 | 653 | 0.64268 | 0.010969 | -0.54846 | 0.19039 | -0.17529 | -0.72375 | -0.54979 | FALSE | 0 | 0.1195 | -0.2355 | -0.2355 | -0.44292 | FALSE | 0 | 0.0066858 | -0.49474 | -0.49474 | -0.16811
-0.153 | 1.6983e-07 | 1 | 3.2594e-08 | 1.6297e-06 | 0.45269 | 0.87223 | 654 | 0.64428 | 0.011098 | -0.5549 | 0.021859 | -0.40336 | -0.95826 | -0.55624 | FALSE | 0 | 0.79925 | 0.16779 | 0.16779 | -0.44812 | FALSE | 0 | 0.87223 | 0.2274 | 0.2274 | -0.17008
-0.154 | 1.4233e-07 | 1 | 2.7499e-08 | 1.375e-06 | 0.29532 | 0.41483 | 655 | 0.64495 | 0.011151 | -0.55757 | 0.88615 | 0.24127 | -0.31631 | -0.55892 | FALSE | 0 | 0.67888 | 0.092916 | 0.092916 | -0.45028 | FALSE | 0 | 0.41483 | -0.043026 | -0.043026 | -0.1709
-0.155 | 1.1915e-07 | 1 | 2.3175e-08 | 1.1587e-06 | 0.39547 | 0.27994 | 656 | 0.64569 | 0.011211 | -0.56056 | 0.13365 | -0.22186 | -0.78241 | -0.56191 | FALSE | 0 | 0.53489 | 0.017512 | 0.017512 | -0.45269 | FALSE | 0 | 0.27994 | -0.11661 | -0.11661 | -0.17182
-0.156 | 9.9644e-08 | 1 | 1.9509e-08 | 9.7543e-07 | 0.60786 | 0.46452 | 657 | 0.64701 | 0.011318 | -0.5659 | 0.81911 | 0.18239 | -0.38351 | -0.56727 | FALSE | 0 | 0.33999 | -0.082498 | -0.082498 | -0.45701 | FALSE | 0 | 0.46452 | -0.017811 | -0.017811 | -0.17345
-0.157 | 8.324e-08 | 1 | 1.6404e-08 | 8.2021e-07 | 0.84142 | 0.24648 | 658 | 0.64848 | 0.011437 | -0.57183 | 0.64589 | 0.074851 | -0.49698 | -0.57321 | FALSE | 0 | 0.25418 | -0.13228 | -0.13228 | -0.4618 | FALSE | 0 | 0.24648 | -0.13712 | -0.13712 | -0.17527
-0.158 | 6.9462e-08 | 1 | 1.3778e-08 | 6.8892e-07 | 0.038891 | 0.90592 | 659 | 0.64948 | 0.011518 | -0.57588 | 0.53093 | 0.015523 | -0.56036 | -0.57728 | FALSE | 0 | 0.48974 | -0.0051434 | -0.0051434 | -0.46507 | FALSE | 0 | 0.90592 | 0.26321 | 0.26321 | -0.17651
-0.159 | 5.7901e-08 | 1 | 1.156e-08 | 5.7801e-07 | 0.53621 | 0.27141 | 660 | 0.64992 | 0.011553 | -0.57766 | 0.50926 | 0.0046446 | -0.57302 | -0.57906 | FALSE | 0 | 0.96357 | 0.35875 | 0.35875 | -0.4665 | FALSE | 0 | 0.27141 | -0.12171 | -0.12171 | -0.17706
-0.16 | 4.8213e-08 | 1 | 9.6883e-09 | 4.8442e-07 | 0.56622 | 0.74156 | 661 | 0.65031 | 0.011585 | -0.57925 | 0.69052 | 0.099465 | -0.47979 | -0.58066 | FALSE | 0 | 0.46681 | -0.016658 | -0.016658 | -0.46779 | FALSE | 0 | 0.74156 | 0.12963 | 0.12963 | -0.17755
-0.161 | 4.0103e-08 | 1 | 8.1105e-09 | 4.0552e-07 | 0.09697 | 0.073514 | 662 | 0.65128 | 0.011663 | -0.58317 | 0.80076 | 0.16887 | -0.4143 | -0.58458 | FALSE | 0 | 0.7534 | 0.13705 | 0.13705 | -0.47095 | FALSE | 0 | 0.073514 | -0.29002 | -0.29002 | -0.17875
-0.162 | 3.332e-08 | 1 | 6.7821e-09 | 3.391e-07 | 0.080769 | 0.18866 | 663 | 0.65246 | 0.011759 | -0.58796 | 0.48969 | -0.0051702 | -0.59313 | -0.58939 | FALSE | 0 | 0.36371 | -0.069709 | -0.069709 | -0.47482 | FALSE | 0 | 0.18866 | -0.17657 | -0.17657 | -0.18022
-0.163 | 2.7655e-08 | 1 | 5.665e-09 | 2.8325e-07 | 0.50726 | 0.034942 | 664 | 0.65339 | 0.011835 | -0.59173 | 0.43881 | -0.030797 | -0.62253 | -0.59317 | FALSE | 0 | 0.25445 | -0.13211 | -0.13211 | -0.47787 | FALSE | 0 | 0.034942 | -0.36253 | -0.36253 | -0.18137
-0.164 | 2.2929e-08 | 1 | 4.7266e-09 | 2.3633e-07 | 0.89429 | 0.37729 | 665 | 0.65404 | 0.011888 | -0.59438 | 0.7671 | 0.14587 | -0.44852 | -0.59582 | FALSE | 0 | 0.17474 | -0.18712 | -0.18712 | -0.48001 | FALSE | 0 | 0.37729 | -0.062522 | -0.062522 | -0.18218
-0.165 | 1.899e-08 | 1 | 3.9393e-09 | 1.9696e-07 | 0.88579 | 0.5656 | 666 | 0.65503 | 0.011968 | -0.59841 | 0.92052 | 0.28172 | -0.31669 | -0.59986 | FALSE | 0 | 0.29185 | -0.1096 | -0.1096 | -0.48326 | FALSE | 0 | 0.5656 | 0.033036 | 0.033036 | -0.18342
-0.166 | 1.571e-08 | 1 | 3.2795e-09 | 1.6397e-07 | 0.80763 | 0.95844 | 667 | 0.65594 | 0.012042 | -0.60211 | 0.64779 | 0.075872 | -0.52624 | -0.60357 | FALSE | 0 | 0.44134 | -0.029515 | -0.029515 | -0.48625 | FALSE | 0 | 0.95844 | 0.34657 | 0.34657 | -0.18455
-0.167 | 1.2983e-08 | 1 | 2.7272e-09 | 1.3636e-07 | 0.91387 | 0.045713 | 668 | 0.6574 | 0.012162 | -0.60808 | 0.15491 | -0.20312 | -0.8112 | -0.60956 | FALSE | 0 | 0.59814 | 0.049707 | 0.049707 | -0.49108 | FALSE | 0 | 0.045713 | -0.33759 | -0.33759 | -0.18638
-0.168 | 1.0718e-08 | 1 | 2.2653e-09 | 1.1327e-07 | 0.29685 | 0.1542 | 669 | 0.65883 | 0.012278 | -0.61389 | 0.62643 | 0.064482 | -0.54941 | -0.61538 | FALSE | 0 | 0.53422 | 0.017178 | 0.017178 | -0.49577 | FALSE | 0 | 0.1542 | -0.20372 | -0.20372 | -0.18816
-0.169 | 8.838e-09 | 1 | 1.8796e-09 | 9.3981e-08 | 0.90482 | 0.61949 | 670 | 0.65976 | 0.012354 | -0.6177 | 0.37777 | -0.062268 | -0.67997 | -0.6192 | FALSE | 0 | 0.82452 | 0.18654 | 0.18654 | -0.49884 | FALSE | 0 | 0.61949 | 0.060828 | 0.060828 | -0.18933
-0.17 | 7.2801e-09 | 1 | 1.5579e-09 | 7.7893e-08 | 0.52175 | 0.20781 | 671 | 0.65982 | 0.01236 | -0.61798 | 0.29446 | -0.10808 | -0.72606 | -0.61947 | FALSE | 0 | 0.79952 | 0.16798 | 0.16798 | -0.49906 | FALSE | 0 | 0.20781 | -0.16281 | -0.16281 | -0.18942
-0.171 | 5.9904e-09 | 1 | 1.2897e-09 | 6.4487e-08 | 0.91253 | 0.11775 | 672 | 0.66048 | 0.012413 | -0.62065 | 0.078461 | -0.2831 | -0.90375 | -0.62215 | FALSE | 0 | 0.27168 | -0.12155 | -0.12155 | -0.50122 | FALSE | 0 | 0.11775 | -0.23726 | -0.23726 | -0.19024
-0.172 | 4.9238e-09 | 1 | 1.0666e-09 | 5.3329e-08 | 0.05066 | 0.65054 | 673 | 0.66197 | 0.012535 | -0.62677 | 0.77846 | 0.1534 | -0.47337 | -0.62829 | FALSE | 0 | 0.38319 | -0.05942 | -0.05942 | -0.50617 | FALSE | 0 | 0.65054 | 0.077356 | 0.077356 | -0.19211
-0.173 | 4.0427e-09 | 1 | 8.8105e-10 | 4.4053e-08 | 0.54296 | 0.16086 | 674 | 0.66765 | 0.013003 | -0.65014 | 0.43587 | -0.032291 | -0.68243 | -0.65171 | FALSE | 0 | 0.56306 | 0.031747 | 0.031747 | -0.52504 | FALSE | 0 | 0.16086 | -0.19819 | -0.19819 | -0.19927
-0.174 | 3.3157e-09 | 1 | 7.2699e-10 | 3.635e-08 | 0.47082 | 0.97725 | 675 | 0.66894 | 0.01311 | -0.6555 | 0.86055 | 0.21656 | -0.43894 | -0.65708 | FALSE | 0 | 0.028788 | -0.37978 | -0.37978 | -0.52936 | FALSE | 0 | 0.97725 | 0.40001 | 0.40001 | -0.20092
-0.175 | 2.7165e-09 | 1 | 5.992e-10 | 2.996e-08 | 0.55634 | 0.81821 | 676 | 0.66932 | 0.013141 | -0.65706 | 0.66908 | 0.087477 | -0.56958 | -0.65865 | FALSE | 0 | 0.94263 | 0.31546 | 0.31546 | -0.53063 | FALSE | 0 | 0.81821 | 0.18171 | 0.18171 | -0.20139
-0.176 | 2.2232e-09 | 1 | 4.9333e-10 | 2.4666e-08 | 0.92756 | 0.84462 | 677 | 0.66958 | 0.013162 | -0.65811 | 0.27632 | -0.11876 | -0.77687 | -0.65971 | FALSE | 0 | 0.82196 | 0.18457 | 0.18457 | -0.53148 | FALSE | 0 | 0.84462 | 0.20272 | 0.20272 | -0.20172
-0.177 | 1.8175e-09 | 1 | 4.0571e-10 | 2.0285e-08 | 0.24593 | 0.19201 | 678 | 0.67099 | 0.013279 | -0.66396 | 0.98823 | 0.4529 | -0.21106 | -0.66557 | FALSE | 0 | 0.654 | 0.079228 | 0.079228 | -0.5362 | FALSE | 0 | 0.19201 | -0.1741 | -0.1741 | -0.20351
-0.178 | 1.4842e-09 | 1 | 3.3328e-10 | 1.6664e-08 | 0.88134 | 0.96195 | 679 | 0.67342 | 0.013481 | -0.67405 | 0.59883 | 0.050064 | -0.62399 | -0.67568 | FALSE | 0 | 0.13496 | -0.22065 | -0.22065 | -0.54435 | FALSE | 0 | 0.96195 | 0.35476 | 0.35476 | -0.2066
-0.179 | 1.2107e-09 | 1 | 2.7348e-10 | 1.3674e-08 | 0.53492 | 0.53965 | 680 | 0.674 | 0.01353 | -0.67648 | 0.31685 | -0.095304 | -0.77178 | -0.67812 | FALSE | 0 | 0.69218 | 0.10041 | 0.10041 | -0.54631 | FALSE | 0 | 0.53965 | 0.019912 | 0.019912 | -0.20735
-0.18 | 9.8659e-10 | 1 | 2.2416e-10 | 1.1208e-08 | 0.1376 | 0.14137 | 681 | 0.67472 | 0.01359 | -0.67949 | 0.022261 | -0.40183 | -1.0813 | -0.68114 | FALSE | 0 | 0.075017 | -0.28788 | -0.28788 | -0.54874 | FALSE | 0 | 0.14137 | -0.21484 | -0.21484 | -0.20827
-0.181 | 8.0306e-10 | 1 | 1.8353e-10 | 9.1765e-09 | 0.57187 | 0.55912 | 682 | 0.6748 | 0.013596 | -0.6798 | 0.83476 | 0.19463 | -0.48517 | -0.68145 | FALSE | 0 | 0.95749 | 0.34446 | 0.34446 | -0.54899 | FALSE | 0 | 0.55912 | 0.029747 | 0.029747 | -0.20836
-0.182 | 6.5296e-10 | 1 | 1.501e-10 | 7.5049e-09 | 0.24575 | 0.30632 | 683 | 0.67499 | 0.013612 | -0.68061 | 0.36477 | -0.069147 | -0.74976 | -0.68226 | FALSE | 0 | 0.73288 | 0.12431 | 0.12431 | -0.54964 | FALSE | 0 | 0.30632 | -0.10126 | -0.10126 | -0.20861
-0.183 | 5.3034e-10 | 1 | 1.2262e-10 | 6.1309e-09 | 0.52361 | 0.5817 | 684 | 0.67947 | 0.013987 | -0.69934 | 0.62475 | 0.063595 | -0.63575 | -0.70104 | FALSE | 0 | 0.87266 | 0.22781 | 0.22781 | -0.56477 | FALSE | 0 | 0.5817 | 0.041247 | 0.041247 | -0.21435
-0.184 | 4.3028e-10 | 1 | 1.0006e-10 | 5.003e-09 | 0.33809 | 0.057226 | 685 | 0.68182 | 0.014184 | -0.7092 | 0.86711 | 0.22257 | -0.48663 | -0.71091 | FALSE | 0 | 0.59407 | 0.047606 | 0.047606 | -0.57273 | FALSE | 0 | 0.057226 | -0.3157 | -0.3157 | -0.21738
-0.185 | 3.4872e-10 | 1 | 8.156e-11 | 4.078e-09 | 0.09237 | 0.2265 | 686 | 0.68543 | 0.014488 | -0.72439 | 0.10947 | -0.24587 | -0.97025 | -0.72614 | FALSE | 0 | 0.58133 | 0.041061 | 0.041061 | -0.585 | FALSE | 0 | 0.2265 | -0.15009 | -0.15009 | -0.22203
-0.186 | 2.8232e-10 | 1 | 6.6407e-11 | 3.3204e-09 | 0.30139 | 0.63504 | 687 | 0.68753 | 0.014666 | -0.73331 | 0.33188 | -0.086945 | -0.82026 | -0.73509 | FALSE | 0 | 0.48891 | -0.0055616 | -0.0055616 | -0.59221 | FALSE | 0 | 0.63504 | 0.069047 | 0.069047 | -0.22477
-0.187 | 2.2831e-10 | 1 | 5.4009e-11 | 2.7005e-09 | 0.47121 | 0.9477 | 688 | 0.68757 | 0.014669 | -0.73347 | 0.61181 | 0.05681 | -0.67666 | -0.73525 | FALSE | 0 | 0.77422 | 0.15056 | 0.15056 | -0.59234 | FALSE | 0 | 0.9477 | 0.32459 | 0.32459 | -0.22482
-0.188 | 1.8443e-10 | 1 | 4.3877e-11 | 2.1939e-09 | 0.19497 | 0.57849 | 689 | 0.68794 | 0.0147 | -0.73501 | 0.845 | 0.20304 | -0.53197 | -0.73679 | FALSE | 0 | 0.83565 | 0.19534 | 0.19534 | -0.59358 | FALSE | 0 | 0.57849 | 0.039608 | 0.039608 | -0.22529
-0.189 | 1.4882e-10 | 1 | 3.5606e-11 | 1.7803e-09 | 0.95747 | 0.59836 | 690 | 0.68816 | 0.014719 | -0.73596 | 0.92125 | 0.2827 | -0.45325 | -0.73774 | FALSE | 0 | 0.092119 | -0.26556 | -0.26556 | -0.59434 | FALSE | 0 | 0.59836 | 0.049823 | 0.049823 | -0.22558
-0.19 | 1.1996e-10 | 1 | 2.8863e-11 | 1.4431e-09 | 0.98489 | 0.7407 | 691 | 0.68884 | 0.014777 | -0.73885 | 0.78652 | 0.15888 | -0.57998 | -0.74064 | FALSE | 0 | 0.91129 | 0.26975 | 0.26975 | -0.59668 | FALSE | 0 | 0.7407 | 0.1291 | 0.1291 | -0.22647
-0.191 | 9.659e-11 | 1 | 2.337e-11 | 1.1685e-09 | 0.40178 | 0.64258 | 692 | 0.69178 | 0.015027 | -0.75135 | 0.59391 | 0.047523 | -0.70382 | -0.75316 | FALSE | 0 | 0.0083397 | -0.47874 | -0.47874 | -0.60677 | FALSE | 0 | 0.64258 | 0.073075 | 0.073075 | -0.23029
-0.192 | 7.7688e-11 | 1 | 1.8902e-11 | 9.4509e-10 | 0.66726 | 0.028941 | 693 | 0.69229 | 0.015071 | -0.75354 | 0.99535 | 0.5201 | -0.23344 | -0.75536 | FALSE | 0 | 0.11521 | -0.23986 | -0.23986 | -0.60854 | FALSE | 0 | 0.028941 | -0.37932 | -0.37932 | -0.23097
-0.193 | 6.2418e-11 | 1 | 1.5271e-11 | 7.6354e-10 | 0.37573 | 0.43992 | 694 | 0.69276 | 0.015111 | -0.75554 | 0.49977 | -0.00011347 | -0.75566 | -0.75737 | FALSE | 0 | 0.65895 | 0.081917 | 0.081917 | -0.61016 | FALSE | 0 | 0.43992 | -0.030236 | -0.030236 | -0.23158
-0.194 | 5.0094e-11 | 1 | 1.2324e-11 | 6.1618e-10 | 0.19334 | 0.63815 | 695 | 0.69399 | 0.015216 | -0.76078 | 0.48847 | -0.0057808 | -0.76656 | -0.76262 | FALSE | 0 | 0.71336 | 0.11264 | 0.11264 | -0.61439 | FALSE | 0 | 0.63815 | 0.070704 | 0.070704 | -0.23318
-0.195 | 4.016e-11 | 1 | 9.9342e-12 | 4.9671e-10 | 0.22587 | 0.49067 | 696 | 0.69543 | 0.015339 | -0.76695 | 0.48137 | -0.0093432 | -0.77629 | -0.76881 | FALSE | 0 | 0.080857 | -0.27987 | -0.27987 | -0.61937 | FALSE | 0 | 0.49067 | -0.004676 | -0.004676 | -0.23508
-0.196 | 3.2161e-11 | 1 | 7.9991e-12 | 3.9996e-10 | 0.91889 | 0.11611 | 697 | 0.69555 | 0.01535 | -0.76748 | 0.74367 | 0.13094 | -0.63654 | -0.76934 | FALSE | 0 | 0.30412 | -0.10252 | -0.10252 | -0.6198 | FALSE | 0 | 0.11611 | -0.23893 | -0.23893 | -0.23524
-0.197 | 2.5727e-11 | 1 | 6.4339e-12 | 3.2169e-10 | 0.65849 | 0.55334 | 698 | 0.69654 | 0.015434 | -0.77169 | 0.76895 | 0.14708 | -0.62462 | -0.77356 | FALSE | 0 | 0.98182 | 0.41856 | 0.41856 | -0.6232 | FALSE | 0 | 0.55334 | 0.026822 | 0.026822 | -0.23653
-0.198 | 2.0558e-11 | 1 | 5.1691e-12 | 2.5846e-10 | 0.013682 | 0.58159 | 699 | 0.69931 | 0.015673 | -0.78364 | 0.064038 | -0.30435 | -1.088 | -0.78553 | FALSE | 0 | 0.64144 | 0.072465 | 0.072465 | -0.63285 | FALSE | 0 | 0.58159 | 0.041193 | 0.041193 | -0.24019
-0.199 | 1.6409e-11 | 1 | 4.1484e-12 | 2.0742e-10 | 0.9206 | 0.0059194 | 700 | 0.7 | 0.015732 | -0.78662 | 0.12745 | -0.22771 | -1.0143 | -0.78853 | FALSE | 0 | 0.83863 | 0.19777 | 0.19777 | -0.63526 | FALSE | 0 | 0.0059194 | -0.50338 | -0.50338 | -0.24111
-0.2 | 1.3084e-11 | 1 | 3.3256e-12 | 1.6628e-10 | 0.54385 | 0.34541 | 701 | 0.70351 | 0.016036 | -0.80178 | 0.8607 | 0.21669 | -0.58509 | -0.80372 | FALSE | 0 | 0.39473 | -0.053402 | -0.053402 | -0.6475 | FALSE | 0 | 0.34541 | -0.079549 | -0.079549 | -0.24575
-0.201 | 1.0421e-11 | 1 | 2.6629e-12 | 1.3315e-10 | 0.74602 | 0.46588 | 702 | 0.70352 | 0.016037 | -0.80184 | 0.15108 | -0.20636 | -1.0082 | -0.80379 | FALSE | 0 | 0.85751 | 0.21384 | 0.21384 | -0.64755 | FALSE | 0 | 0.46588 | -0.017124 | -0.017124 | -0.24577
-0.202 | 8.291e-12 | 1 | 2.13e-12 | 1.065e-10 | 0.086014 | 0.66639 | 703 | 0.70383 | 0.016063 | -0.80317 | 0.98004 | 0.41091 | -0.39226 | -0.80511 | FALSE | 0 | 0.77426 | 0.15059 | 0.15059 | -0.64862 | FALSE | 0 | 0.66639 | 0.085991 | 0.085991 | -0.24618
-0.203 | 6.5892e-12 | 1 | 1.7018e-12 | 8.5091e-11 | 0.44714 | 0.78472 | 704 | 0.70461 | 0.016132 | -0.80658 | 0.17725 | -0.18518 | -0.99176 | -0.80853 | FALSE | 0 | 0.26093 | -0.1281 | -0.1281 | -0.65138 | FALSE | 0 | 0.78472 | 0.15765 | 0.15765 | -0.24722
-0.204 | 5.231e-12 | 1 | 1.3582e-12 | 6.791e-11 | 0.82775 | 0.97491 | 705 | 0.70487 | 0.016154 | -0.80768 | 0.94906 | 0.32717 | -0.48052 | -0.80964 | FALSE | 0 | 0.78432 | 0.15737 | 0.15737 | -0.65227 | FALSE | 0 | 0.97491 | 0.3917 | 0.3917 | -0.24756
-0.205 | 4.1482e-12 | 1 | 1.0828e-12 | 5.4138e-11 | 0.1107 | 0.85049 | 706 | 0.70491 | 0.016157 | -0.80784 | 0.95261 | 0.33413 | -0.47371 | -0.8098 | FALSE | 0 | 0.0071895 | -0.48953 | -0.48953 | -0.6524 | FALSE | 0 | 0.85049 | 0.20771 | 0.20771 | -0.24761
-0.206 | 3.286e-12 | 1 | 8.6222e-13 | 4.3111e-11 | 0.96422 | 0.89238 | 707 | 0.70596 | 0.016249 | -0.81243 | 0.7502 | 0.13503 | -0.6774 | -0.8144 | FALSE | 0 | 0.81965 | 0.1828 | 0.1828 | -0.6561 | FALSE | 0 | 0.89238 | 0.24785 | 0.24785 | -0.24902
-0.207 | 2.6001e-12 | 1 | 6.8584e-13 | 3.4292e-11 | 0.33779 | 0.23502 | 708 | 0.70651 | 0.016297 | -0.81483 | 0.97214 | 0.38266 | -0.43217 | -0.8168 | FALSE | 0 | 0.96611 | 0.36529 | 0.36529 | -0.65804 | FALSE | 0 | 0.23502 | -0.14448 | -0.14448 | -0.24975
-0.208 | 2.0552e-12 | 1 | 5.4494e-13 | 2.7247e-11 | 0.44445 | 0.3481 | 709 | 0.70781 | 0.01641 | -0.82048 | 0.63967 | 0.071513 | -0.74897 | -0.82247 | FALSE | 0 | 0.36619 | -0.068392 | -0.068392 | -0.6626 | FALSE | 0 | 0.3481 | -0.078089 | -0.078089 | -0.25148
-0.209 | 1.6227e-12 | 1 | 4.325e-13 | 2.1625e-11 | 0.20234 | 0.94214 | 710 | 0.70858 | 0.016477 | -0.82386 | 0.36648 | -0.068238 | -0.89209 | -0.82585 | FALSE | 0 | 0.57561 | 0.038135 | 0.038135 | -0.66533 | FALSE | 0 | 0.94214 | 0.3146 | 0.3146 | -0.25252
-0.21 | 1.2798e-12 | 1 | 3.4288e-13 | 1.7144e-11 | 0.75699 | 0.96376 | 711 | 0.70971 | 0.016576 | -0.8288 | 0.42002 | -0.040367 | -0.86917 | -0.83081 | FALSE | 0 | 0.27192 | -0.1214 | -0.1214 | -0.66932 | FALSE | 0 | 0.96376 | 0.35922 | 0.35922 | -0.25403
-0.211 | 1.0083e-12 | 1 | 2.7153e-13 | 1.3576e-11 | 0.4273 | 0.2986 | 712 | 0.71007 | 0.016608 | -0.83038 | 0.25743 | -0.13026 | -0.96063 | -0.83239 | FALSE | 0 | 0.77376 | 0.15026 | 0.15026 | -0.67059 | FALSE | 0 | 0.2986 | -0.10569 | -0.10569 | -0.25452
-0.212 | 7.935e-13 | 1 | 2.1479e-13 | 1.0739e-11 | 0.081227 | 0.74136 | 713 | 0.71067 | 0.01666 | -0.833 | 0.43929 | -0.030556 | -0.86356 | -0.83502 | FALSE | 0 | 0.29723 | -0.10648 | -0.10648 | -0.67271 | FALSE | 0 | 0.74136 | 0.12951 | 0.12951 | -0.25532
-0.213 | 6.2378e-13 | 1 | 1.6971e-13 | 8.4857e-12 | 0.15664 | 0.14259 | 714 | 0.71165 | 0.016746 | -0.8373 | 0.43816 | -0.031127 | -0.86843 | -0.83933 | FALSE | 0 | 0.33134 | -0.087243 | -0.087243 | -0.67618 | FALSE | 0 | 0.14259 | -0.21375 | -0.21375 | -0.25664
-0.214 | 4.8983e-13 | 1 | 1.3395e-13 | 6.6975e-12 | 0.020803 | 0.56269 | 715 | 0.71223 | 0.016797 | -0.83987 | 0.37761 | -0.06235 | -0.90222 | -0.84191 | FALSE | 0 | 0.29909 | -0.1054 | -0.1054 | -0.67826 | FALSE | 0 | 0.56269 | 0.031556 | 0.031556 | -0.25743
-0.215 | 3.8423e-13 | 1 | 1.0561e-13 | 5.2803e-12 | 0.51595 | 0.34693 | 716 | 0.7131 | 0.016874 | -0.84368 | 0.76571 | 0.14496 | -0.69872 | -0.84572 | FALSE | 0 | 0.59264 | 0.046866 | 0.046866 | -0.68133 | FALSE | 0 | 0.34693 | -0.078726 | -0.078726 | -0.25859
-0.216 | 3.0106e-13 | 1 | 8.3166e-14 | 4.1583e-12 | 0.19273 | 0.38387 | 717 | 0.71404 | 0.016956 | -0.84782 | 0.2007 | -0.16782 | -1.0156 | -0.84988 | FALSE | 0 | 0.48187 | -0.0090899 | -0.0090899 | -0.68468 | FALSE | 0 | 0.38387 | -0.059065 | -0.059065 | -0.25987
-0.217 | 2.3564e-13 | 1 | 6.5422e-14 | 3.2711e-12 | 0.67087 | 0.22354 | 718 | 0.71477 | 0.017021 | -0.85107 | 0.32495 | -0.090781 | -0.94185 | -0.85313 | FALSE | 0 | 0.70108 | 0.1055 | 0.1055 | -0.6873 | FALSE | 0 | 0.22354 | -0.15206 | -0.15206 | -0.26086
-0.218 | 1.8423e-13 | 1 | 5.1407e-14 | 2.5704e-12 | 0.98105 | 0.5585 | 719 | 0.71545 | 0.017082 | -0.85408 | 0.52577 | 0.012926 | -0.84115 | -0.85615 | FALSE | 0 | 0.50686 | 0.0034377 | 0.0034377 | -0.68973 | FALSE | 0 | 0.5585 | 0.029436 | 0.029436 | -0.26178
-0.219 | 1.4388e-13 | 1 | 4.0349e-14 | 2.0175e-12 | 0.72704 | 0.28597 | 720 | 0.71603 | 0.017133 | -0.85664 | 0.75694 | 0.1393 | -0.71734 | -0.85871 | FALSE | 0 | 0.05263 | -0.32397 | -0.32397 | -0.6918 | FALSE | 0 | 0.28597 | -0.11304 | -0.11304 | -0.26257
-0.22 | 1.1225e-13 | 1 | 3.1635e-14 | 1.5818e-12 | 0.72397 | 0.74487 | 721 | 0.71675 | 0.017196 | -0.8598 | 0.10422 | -0.25157 | -1.1114 | -0.86188 | FALSE | 0 | 0.088617 | -0.26986 | -0.26986 | -0.69436 | FALSE | 0 | 0.74487 | 0.13168 | 0.13168 | -0.26354
-0.221 | 8.7474e-14 | 1 | 2.4775e-14 | 1.2388e-12 | 0.99241 | 0.53153 | 722 | 0.71706 | 0.017224 | -0.86119 | 0.74815 | 0.13373 | -0.72745 | -0.86327 | FALSE | 0 | 0.52287 | 0.01147 | 0.01147 | -0.69547 | FALSE | 0 | 0.53153 | 0.015826 | 0.015826 | -0.26396
-0.222 | 6.8092e-14 | 1 | 1.9381e-14 | 9.6907e-13 | 0.71584 | 0.41393 | 723 | 0.71758 | 0.01727 | -0.86351 | 0.7683 | 0.14665 | -0.71685 | -0.8656 | FALSE | 0 | 0.28346 | -0.11452 | -0.11452 | -0.69735 | FALSE | 0 | 0.41393 | -0.043489 | -0.043489 | -0.26467
-0.223 | 5.2947e-14 | 1 | 1.5145e-14 | 7.5725e-13 | 0.29217 | 0.42903 | 724 | 0.71894 | 0.017391 | -0.86953 | 0.7092 | 0.11021 | -0.75932 | -0.87163 | FALSE | 0 | 0.091501 | -0.26631 | -0.26631 | -0.70221 | FALSE | 0 | 0.42903 | -0.03577 | -0.03577 | -0.26652
-0.224 | 4.1126e-14 | 1 | 1.1821e-14 | 5.9107e-13 | 0.23129 | 0.68695 | 725 | 0.71936 | 0.017429 | -0.87143 | 0.25512 | -0.13169 | -1.0031 | -0.87354 | FALSE | 0 | 0.84004 | 0.19892 | 0.19892 | -0.70375 | FALSE | 0 | 0.68695 | 0.097446 | 0.097446 | -0.2671
-0.225 | 3.1909e-14 | 1 | 9.217e-15 | 4.6085e-13 | 0.26016 | 0.772 | 726 | 0.72017 | 0.017501 | -0.87504 | 0.76886 | 0.14702 | -0.72802 | -0.87716 | FALSE | 0 | 0.21343 | -0.15892 | -0.15892 | -0.70666 | FALSE | 0 | 0.772 | 0.14909 | 0.14909 | -0.26821
-0.226 | 2.4731e-14 | 1 | 7.1784e-15 | 3.5892e-13 | 0.48663 | 0.041865 | 727 | 0.7219 | 0.017655 | -0.88274 | 0.14466 | -0.21192 | -1.0947 | -0.88488 | FALSE | 0 | 0.27219 | -0.12124 | -0.12124 | -0.71288 | FALSE | 0 | 0.041865 | -0.34589 | -0.34589 | -0.27057
-0.227 | 1.9146e-14 | 1 | 5.5844e-15 | 2.7922e-13 | 0.16151 | 0.36414 | 728 | 0.72231 | 0.017692 | -0.88459 | 0.89588 | 0.25168 | -0.6329 | -0.88673 | FALSE | 0 | 0.43484 | -0.032813 | -0.032813 | -0.71437 | FALSE | 0 | 0.36414 | -0.069483 | -0.069483 | -0.27113
-0.228 | 1.4807e-14 | 1 | 4.3396e-15 | 2.1698e-13 | 0.7427 | 0.42415 | 729 | 0.72296 | 0.01775 | -0.88749 | 0.63274 | 0.067823 | -0.81967 | -0.88964 | FALSE | 0 | 0.77176 | 0.14893 | 0.14893 | -0.71672 | FALSE | 0 | 0.42415 | -0.038255 | -0.038255 | -0.27202
-0.229 | 1.1438e-14 | 1 | 3.3685e-15 | 1.6843e-13 | 0.62631 | 0.83036 | 730 | 0.7255 | 0.017978 | -0.89889 | 0.34259 | -0.081079 | -0.97997 | -0.90107 | FALSE | 0 | 0.63841 | 0.070845 | 0.070845 | -0.72592 | FALSE | 0 | 0.83036 | 0.19112 | 0.19112 | -0.27552
-0.23 | 8.8262e-15 | 1 | 2.6118e-15 | 1.3059e-13 | 0.92867 | 0.16087 | 731 | 0.72716 | 0.018127 | -0.90635 | 0.81415 | 0.17866 | -0.72769 | -0.90854 | FALSE | 0 | 0.084609 | -0.27494 | -0.27494 | -0.73195 | FALSE | 0 | 0.16087 | -0.19818 | -0.19818 | -0.2778
-0.231 | 6.8033e-15 | 1 | 2.0229e-15 | 1.0114e-13 | 0.7092 | 0.12241 | 732 | 0.72957 | 0.018345 | -0.91726 | 0.98157 | 0.41745 | -0.49981 | -0.91948 | FALSE | 0 | 0.16084 | -0.1982 | -0.1982 | -0.74075 | FALSE | 0 | 0.12241 | -0.23261 | -0.23261 | -0.28115
-0.232 | 5.2383e-15 | 1 | 1.565e-15 | 7.8249e-14 | 0.34816 | 0.38878 | 733 | 0.72998 | 0.018382 | -0.91912 | 0.1786 | -0.18415 | -1.1033 | -0.92134 | FALSE | 0 | 0.86615 | 0.22167 | 0.22167 | -0.74226 | FALSE | 0 | 0.38878 | -0.056499 | -0.056499 | -0.28172
-0.233 | 4.0289e-15 | 1 | 1.2094e-15 | 6.047e-14 | 0.68086 | 0.43257 | 734 | 0.73143 | 0.018514 | -0.92572 | 0.20763 | -0.16294 | -1.0887 | -0.92796 | FALSE | 0 | 0.62982 | 0.066274 | 0.066274 | -0.74759 | FALSE | 0 | 0.43257 | -0.033965 | -0.033965 | -0.28374
-0.234 | 3.0954e-15 | 1 | 9.3357e-16 | 4.6678e-14 | 0.66116 | 0.50979 | 735 | 0.7315 | 0.01852 | -0.92602 | 0.33295 | -0.086357 | -1.0124 | -0.92826 | FALSE | 0 | 0.63974 | 0.07155 | 0.07155 | -0.74783 | FALSE | 0 | 0.50979 | 0.0049082 | 0.0049082 | -0.28383
-0.235 | 2.3755e-15 | 1 | 7.1985e-16 | 3.5992e-14 | 0.73492 | 0.85346 | 736 | 0.73223 | 0.018587 | -0.92936 | 0.10098 | -0.2552 | -1.1846 | -0.93161 | FALSE | 0 | 0.050423 | -0.32815 | -0.32815 | -0.75053 | FALSE | 0 | 0.85346 | 0.21028 | 0.21028 | -0.28486
-0.236 | 1.8211e-15 | 1 | 5.5444e-16 | 2.7722e-14 | 0.65736 | 0.08847 | 737 | 0.73402 | 0.01875 | -0.93751 | 0.90131 | 0.25782 | -0.6797 | -0.93978 | FALSE | 0 | 0.41075 | -0.045122 | -0.045122 | -0.75711 | FALSE | 0 | 0.08847 | -0.27005 | -0.27005 | -0.28736
-0.237 | 1.3945e-15 | 1 | 4.2656e-16 | 2.1328e-14 | 0.26898 | 0.074887 | 738 | 0.73581 | 0.018915 | -0.94574 | 0.024692 | -0.39305 | -1.3388 | -0.94803 | FALSE | 0 | 0.21735 | -0.15624 | -0.15624 | -0.76375 | FALSE | 0 | 0.074887 | -0.28807 | -0.28807 | -0.28988
-0.238 | 1.0667e-15 | 1 | 3.2781e-16 | 1.6391e-14 | 0.12011 | 0.67807 | 739 | 0.73602 | 0.018934 | -0.94669 | 0.71089 | 0.1112 | -0.83549 | -0.94898 | FALSE | 0 | 0.78215 | 0.1559 | 0.1559 | -0.76452 | FALSE | 0 | 0.67807 | 0.092462 | 0.092462 | -0.29017
-0.239 | 8.1506e-16 | 1 | 2.5165e-16 | 1.2582e-14 | 0.24087 | 0.54065 | 740 | 0.73672 | 0.018998 | -0.94991 | 0.8842 | 0.23924 | -0.71067 | -0.95221 | FALSE | 0 | 0.74031 | 0.12886 | 0.12886 | -0.76713 | FALSE | 0 | 0.54065 | 0.020416 | 0.020416 | -0.29116
-0.24 | 6.221e-16 | 1 | 1.9296e-16 | 9.6481e-15 | 0.34796 | 0.96661 | 741 | 0.73817 | 0.019131 | -0.95656 | 0.89246 | 0.24794 | -0.70862 | -0.95888 | FALSE | 0 | 0.75078 | 0.13539 | 0.13539 | -0.7725 | FALSE | 0 | 0.96661 | 0.36664 | 0.36664 | -0.2932
-0.241 | 4.743e-16 | 1 | 1.478e-16 | 7.3899e-15 | 0.67503 | 0.30914 | 742 | 0.7384 | 0.019152 | -0.95762 | 0.047274 | -0.33438 | -1.292 | -0.95994 | FALSE | 0 | 0.64742 | 0.075672 | 0.075672 | -0.77335 | FALSE | 0 | 0.30914 | -0.09966 | -0.09966 | -0.29352
-0.242 | 3.6122e-16 | 1 | 1.1308e-16 | 5.654e-15 | 0.68709 | 0.24432 | 743 | 0.73862 | 0.019173 | -0.95863 | 0.48921 | -0.0054081 | -0.96403 | -0.96095 | FALSE | 0 | 0.51419 | 0.0071128 | 0.0071128 | -0.77416 | FALSE | 0 | 0.24432 | -0.13849 | -0.13849 | -0.29383
-0.243 | 2.748e-16 | 1 | 8.6421e-17 | 4.3211e-15 | 0.90267 | 0.68431 | 744 | 0.73899 | 0.019207 | -0.96037 | 0.78001 | 0.15445 | -0.80592 | -0.96269 | FALSE | 0 | 0.02307 | -0.39882 | -0.39882 | -0.77557 | FALSE | 0 | 0.68431 | 0.095956 | 0.095956 | -0.29436
-0.244 | 2.0882e-16 | 1 | 6.5974e-17 | 3.2987e-15 | 0.12882 | 0.79577 | 745 | 0.73954 | 0.019258 | -0.96291 | 0.68377 | 0.095651 | -0.86725 | -0.96524 | FALSE | 0 | 0.78642 | 0.15881 | 0.15881 | -0.77762 | FALSE | 0 | 0.79577 | 0.16532 | 0.16532 | -0.29514
-0.245 | 1.5851e-16 | 1 | 5.0308e-17 | 2.5154e-15 | 0.072494 | 0.46785 | 746 | 0.73987 | 0.019288 | -0.9644 | 0.47841 | -0.010829 | -0.97523 | -0.96673 | FALSE | 0 | 0.66512 | 0.085297 | 0.085297 | -0.77883 | FALSE | 0 | 0.46785 | -0.016135 | -0.016135 | -0.2956
-0.246 | 1.2019e-16 | 1 | 3.832e-17 | 1.916e-15 | 0.43426 | 0.97066 | 747 | 0.74186 | 0.019472 | -0.97362 | 0.68206 | 0.094693 | -0.87893 | -0.97598 | FALSE | 0 | 0.37582 | -0.063294 | -0.063294 | -0.78627 | FALSE | 0 | 0.97066 | 0.37813 | 0.37813 | -0.29842
-0.247 | 9.1037e-17 | 1 | 2.9156e-17 | 1.4578e-15 | 0.51811 | 0.11129 | 748 | 0.74514 | 0.019779 | -0.98893 | 0.7113 | 0.11143 | -0.8775 | -0.99133 | FALSE | 0 | 0.17345 | -0.18813 | -0.18813 | -0.79864 | FALSE | 0 | 0.11129 | -0.24394 | -0.24394 | -0.30312
-0.248 | 6.8878e-17 | 1 | 2.2159e-17 | 1.108e-15 | 0.22481 | 0.17143 | 749 | 0.74576 | 0.019836 | -0.99179 | 0.84271 | 0.20114 | -0.79066 | -0.99419 | FALSE | 0 | 0.64559 | 0.074686 | 0.074686 | -0.80095 | FALSE | 0 | 0.17143 | -0.18971 | -0.18971 | -0.30399
-0.249 | 5.2056e-17 | 1 | 1.6823e-17 | 8.4113e-16 | 0.74526 | 0.80119 | 750 | 0.74696 | 0.019949 | -0.99745 | 0.51481 | 0.0074272 | -0.99003 | -0.99987 | FALSE | 0 | 0.51819 | 0.0091222 | 0.0091222 | -0.80552 | FALSE | 0 | 0.80119 | 0.16918 | 0.16918 | -0.30573
-0.25 | 3.9299e-17 | 1 | 1.2757e-17 | 6.3785e-16 | 0.98643 | 0.73807 | 751 | 0.7487 | 0.020112 | -1.0056 | 0.17734 | -0.18511 | -1.1907 | -1.008 | FALSE | 0 | 0.35398 | -0.074921 | -0.074921 | -0.81209 | FALSE | 0 | 0.73807 | 0.12748 | 0.12748 | -0.30822
-0.251 | 2.9636e-17 | 1 | 9.6632e-18 | 4.8316e-16 | 0.21327 | 0.84551 | 752 | 0.75127 | 0.020355 | -1.0178 | 0.86544 | 0.22102 | -0.79673 | -1.0202 | FALSE | 0 | 0.62766 | 0.065134 | 0.065134 | -0.82191 | FALSE | 0 | 0.84551 | 0.20347 | 0.20347 | -0.31195
-0.252 | 2.2324e-17 | 1 | 7.3116e-18 | 3.6558e-16 | 0.12929 | 0.96611 | 753 | 0.75253 | 0.020475 | -1.0237 | 0.71708 | 0.11484 | -0.90889 | -1.0262 | FALSE | 0 | 0.49304 | -0.00349 | -0.00349 | -0.82674 | FALSE | 0 | 0.96611 | 0.36529 | 0.36529 | -0.31378
-0.253 | 1.6798e-17 | 1 | 5.5261e-18 | 2.7631e-16 | 0.59376 | 0.3721 | 754 | 0.75312 | 0.02053 | -1.0265 | 0.61108 | 0.056425 | -0.9701 | -1.029 | FALSE | 0 | 0.34512 | -0.079704 | -0.079704 | -0.829 | FALSE | 0 | 0.3721 | -0.065261 | -0.065261 | -0.31464
-0.254 | 1.2626e-17 | 1 | 4.172e-18 | 2.086e-16 | 0.45413 | 0.58157 | 755 | 0.75378 | 0.020593 | -1.0296 | 0.58555 | 0.043222 | -0.98641 | -1.0321 | FALSE | 0 | 0.66401 | 0.084684 | 0.084684 | -0.8315 | FALSE | 0 | 0.58157 | 0.04118 | 0.04118 | -0.31559
-0.255 | 9.4795e-18 | 1 | 3.1462e-18 | 1.5731e-16 | 0.8687 | 0.76579 | 756 | 0.7544 | 0.020652 | -1.0326 | 0.88844 | 0.24366 | -0.78894 | -1.0351 | FALSE | 0 | 0.41076 | -0.045117 | -0.045117 | -0.8339 | FALSE | 0 | 0.76579 | 0.14501 | 0.14501 | -0.3165
-0.256 | 7.1095e-18 | 1 | 2.37e-18 | 1.185e-16 | 0.13074 | 0.0034029 | 757 | 0.75703 | 0.020903 | -1.0452 | 0.59973 | 0.050531 | -0.99464 | -1.0477 | FALSE | 0 | 0.30123 | -0.10417 | -0.10417 | -0.84406 | FALSE | 0 | 0.0034029 | -0.54124 | -0.54124 | -0.32035
-0.257 | 5.3262e-18 | 1 | 1.7833e-18 | 8.9166e-17 | 0.84045 | 0.6308 | 758 | 0.75866 | 0.021059 | -1.053 | 0.19027 | -0.17538 | -1.2284 | -1.0555 | FALSE | 0 | 0.59458 | 0.047869 | 0.047869 | -0.85036 | FALSE | 0 | 0.6308 | 0.066794 | 0.066794 | -0.32275
-0.258 | 3.9858e-18 | 1 | 1.3404e-18 | 6.7019e-17 | 0.64877 | 0.29177 | 759 | 0.75932 | 0.021123 | -1.0562 | 0.8238 | 0.18599 | -0.87017 | -1.0587 | FALSE | 0 | 0.59542 | 0.0483 | 0.0483 | -0.85293 | FALSE | 0 | 0.29177 | -0.10964 | -0.10964 | -0.32372
-0.259 | 2.9795e-18 | 1 | 1.0063e-18 | 5.0317e-17 | 0.67489 | 0.67571 | 760 | 0.7614 | 0.021325 | -1.0662 | 0.73446 | 0.12527 | -0.94096 | -1.0688 | FALSE | 0 | 0.78444 | 0.15746 | 0.15746 | -0.86106 | FALSE | 0 | 0.67571 | 0.091148 | 0.091148 | -0.32681
-0.26 | 2.2248e-18 | 1 | 7.547e-19 | 3.7735e-17 | 0.99872 | 0.37941 | 761 | 0.76204 | 0.021387 | -1.0693 | 0.31829 | -0.094499 | -1.1638 | -1.0719 | FALSE | 0 | 0.21406 | -0.15848 | -0.15848 | -0.86357 | FALSE | 0 | 0.37941 | -0.061406 | -0.061406 | -0.32776
-0.261 | 1.6594e-18 | 1 | 5.6536e-19 | 2.8268e-17 | 0.42211 | 0.4087 | 762 | 0.76225 | 0.021406 | -1.0703 | 0.10831 | -0.24711 | -1.3174 | -1.0729 | FALSE | 0 | 0.47152 | -0.014292 | -0.014292 | -0.86437 | FALSE | 0 | 0.4087 | -0.046179 | -0.046179 | -0.32806
-0.262 | 1.2364e-18 | 1 | 4.2305e-19 | 2.1152e-17 | 0.035073 | 0.043214 | 763 | 0.76238 | 0.021419 | -1.071 | 0.91057 | 0.26885 | -0.80212 | -1.0736 | FALSE | 0 | 0.96219 | 0.35534 | 0.35534 | -0.86489 | FALSE | 0 | 0.043214 | -0.34291 | -0.34291 | -0.32826
-0.263 | 9.2017e-19 | 1 | 3.1621e-19 | 1.581e-17 | 0.41394 | 0.61429 | 764 | 0.76398 | 0.021575 | -1.0787 | 0.89037 | 0.2457 | -0.83304 | -1.0814 | FALSE | 0 | 0.87136 | 0.22657 | 0.22657 | -0.87117 | FALSE | 0 | 0.61429 | 0.058102 | 0.058102 | -0.33064
-0.264 | 6.8408e-19 | 1 | 2.3609e-19 | 1.1804e-17 | 0.86678 | 0.11742 | 765 | 0.76502 | 0.021677 | -1.0838 | 0.56736 | 0.033932 | -1.0499 | -1.0865 | FALSE | 0 | 0.83469 | 0.19458 | 0.19458 | -0.87528 | FALSE | 0 | 0.11742 | -0.2376 | -0.2376 | -0.3322
-0.265 | 5.0801e-19 | 1 | 1.7607e-19 | 8.8036e-18 | 0.56793 | 0.40694 | 766 | 0.76682 | 0.021852 | -1.0926 | 0.25707 | -0.13048 | -1.2231 | -1.0953 | FALSE | 0 | 0.74724 | 0.13317 | 0.13317 | -0.88237 | FALSE | 0 | 0.40694 | -0.047084 | -0.047084 | -0.3349
-0.266 | 3.7684e-19 | 1 | 1.3117e-19 | 6.5584e-18 | 0.71672 | 0.77469 | 767 | 0.76707 | 0.021877 | -1.0938 | 0.87435 | 0.22944 | -0.8644 | -1.0965 | FALSE | 0 | 0.85184 | 0.20887 | 0.20887 | -0.88337 | FALSE | 0 | 0.77469 | 0.15088 | 0.15088 | -0.33527
-0.267 | 2.7923e-19 | 1 | 9.7607e-20 | 4.8804e-18 | 0.41259 | 0.48681 | 768 | 0.7671 | 0.02188 | -1.094 | 0.25125 | -0.13411 | -1.2281 | -1.0967 | FALSE | 0 | 0.12812 | -0.22706 | -0.22706 | -0.8835 | FALSE | 0 | 0.48681 | -0.0066124 | -0.0066124 | -0.33533
-0.268 | 2.0668e-19 | 1 | 7.2553e-20 | 3.6276e-18 | 0.36507 | 0.19773 | 769 | 0.76823 | 0.021991 | -1.0995 | 0.73138 | 0.1234 | -0.97615 | -1.1022 | FALSE | 0 | 0.50519 | 0.0026043 | 0.0026043 | -0.88797 | FALSE | 0 | 0.19773 | -0.16995 | -0.16995 | -0.33702
-0.269 | 1.5281e-19 | 1 | 5.3869e-20 | 2.6935e-18 | 0.4874 | 0.12166 | 770 | 0.76827 | 0.021995 | -1.0998 | 0.069895 | -0.29532 | -1.3951 | -1.1024 | FALSE | 0 | 0.72785 | 0.12126 | 0.12126 | -0.88814 | FALSE | 0 | 0.12166 | -0.23335 | -0.23335 | -0.33709
-0.27 | 1.1286e-19 | 1 | 3.9953e-20 | 1.9976e-18 | 0.77387 | 0.037015 | 771 | 0.76906 | 0.022072 | -1.1036 | 0.64535 | 0.074557 | -1.0291 | -1.1063 | FALSE | 0 | 0.38465 | -0.058659 | -0.058659 | -0.89126 | FALSE | 0 | 0.037015 | -0.35729 | -0.35729 | -0.33827
-0.271 | 8.326e-20 | 1 | 2.9599e-20 | 1.4799e-18 | 0.47696 | 0.73443 | 772 | 0.76916 | 0.022082 | -1.1041 | 0.14953 | -0.20769 | -1.3118 | -1.1068 | FALSE | 0 | 0.84135 | 0.20001 | 0.20001 | -0.89167 | FALSE | 0 | 0.73443 | 0.12526 | 0.12526 | -0.33842
-0.272 | 6.1357e-20 | 1 | 2.1903e-20 | 1.0952e-18 | 0.62404 | 0.080718 | 773 | 0.76984 | 0.02215 | -1.1075 | 0.72483 | 0.11945 | -0.98804 | -1.1102 | FALSE | 0 | 0.13124 | -0.22411 | -0.22411 | -0.89438 | FALSE | 0 | 0.080718 | -0.28005 | -0.28005 | -0.33945
-0.273 | 4.5166e-20 | 1 | 1.6191e-20 | 8.0954e-19 | 0.69366 | 0.94701 | 774 | 0.77016 | 0.022181 | -1.109 | 0.80452 | 0.17157 | -0.93747 | -1.1117 | FALSE | 0 | 0.13184 | -0.22355 | -0.22355 | -0.89564 | FALSE | 0 | 0.94701 | 0.32331 | 0.32331 | -0.33993
-0.274 | 3.3211e-20 | 1 | 1.1955e-20 | 5.9775e-19 | 0.23719 | 0.82965 | 775 | 0.77048 | 0.022213 | -1.1106 | 0.38322 | -0.059407 | -1.17 | -1.1133 | FALSE | 0 | 0.0029002 | -0.55177 | -0.55177 | -0.89692 | FALSE | 0 | 0.82965 | 0.19055 | 0.19055 | -0.34042
-0.275 | 2.4394e-20 | 1 | 8.8174e-21 | 4.4087e-19 | 0.21335 | 0.15992 | 776 | 0.77055 | 0.02222 | -1.111 | 0.80624 | 0.17282 | -0.93818 | -1.1137 | FALSE | 0 | 0.69389 | 0.10138 | 0.10138 | -0.89722 | FALSE | 0 | 0.15992 | -0.19896 | -0.19896 | -0.34053
-0.276 | 1.7897e-20 | 1 | 6.4961e-21 | 3.248e-19 | 0.80812 | 0.74706 | 777 | 0.7712 | 0.022284 | -1.1142 | 0.25849 | -0.1296 | -1.2438 | -1.1169 | FALSE | 0 | 0.86106 | 0.21702 | 0.21702 | -0.8998 | FALSE | 0 | 0.74706 | 0.13305 | 0.13305 | -0.34151
-0.277 | 1.3117e-20 | 1 | 4.7806e-21 | 2.3903e-19 | 0.59741 | 0.053418 | 778 | 0.77236 | 0.022399 | -1.1199 | 0.85407 | 0.21081 | -0.90914 | -1.1227 | FALSE | 0 | 0.70701 | 0.10894 | 0.10894 | -0.90444 | FALSE | 0 | 0.053418 | -0.32252 | -0.32252 | -0.34327
-0.278 | 9.6027e-21 | 1 | 3.5142e-21 | 1.7571e-19 | 0.46137 | 0.82743 | 779 | 0.7726 | 0.022423 | -1.1212 | 0.0037417 | -0.53491 | -1.6561 | -1.1239 | FALSE | 0 | 0.79232 | 0.1629 | 0.1629 | -0.90542 | FALSE | 0 | 0.82743 | 0.18881 | 0.18881 | -0.34364
-0.279 | 7.0223e-21 | 1 | 2.5804e-21 | 1.2902e-19 | 0.32846 | 0.40568 | 780 | 0.7728 | 0.022443 | -1.1222 | 0.95884 | 0.34748 | -0.77469 | -1.1249 | FALSE | 0 | 0.60317 | 0.052311 | 0.052311 | -0.90624 | FALSE | 0 | 0.40568 | -0.047733 | -0.047733 | -0.34396
-0.28 | 5.1296e-21 | 1 | 1.8927e-21 | 9.4633e-20 | 0.2452 | 0.41642 | 781 | 0.77368 | 0.02253 | -1.1265 | 0.97921 | 0.40754 | -0.71898 | -1.1292 | FALSE | 0 | 0.93093 | 0.29656 | 0.29656 | -0.90975 | FALSE | 0 | 0.41642 | -0.042213 | -0.042213 | -0.34529
-0.281 | 3.743e-21 | 1 | 1.3867e-21 | 6.9333e-20 | 0.11236 | 0.84792 | 782 | 0.77386 | 0.022549 | -1.1274 | 0.039877 | -0.35042 | -1.4779 | -1.1302 | FALSE | 0 | 0.9185 | 0.27901 | 0.27901 | -0.91049 | FALSE | 0 | 0.84792 | 0.20551 | 0.20551 | -0.34557
-0.282 | 2.7282e-21 | 1 | 1.0148e-21 | 5.0741e-20 | 0.51244 | 0.61082 | 783 | 0.77798 | 0.022961 | -1.1481 | 0.8441 | 0.20229 | -0.94577 | -1.1508 | FALSE | 0 | 0.77536 | 0.15132 | 0.15132 | -0.92715 | FALSE | 0 | 0.61082 | 0.056292 | 0.056292 | -0.35189
-0.283 | 1.9863e-21 | 1 | 7.4186e-22 | 3.7093e-20 | 0.037705 | 0.093652 | 784 | 0.77853 | 0.023017 | -1.1508 | 0.10613 | -0.24947 | -1.4003 | -1.1536 | FALSE | 0 | 0.018288 | -0.41809 | -0.41809 | -0.92939 | FALSE | 0 | 0.093652 | -0.26372 | -0.26372 | -0.35274
-0.284 | 1.4446e-21 | 1 | 5.4172e-22 | 2.7086e-20 | 0.53875 | 0.9712 | 785 | 0.77862 | 0.023027 | -1.1513 | 0.52487 | 0.012476 | -1.1389 | -1.1541 | FALSE | 0 | 0.81565 | 0.17978 | 0.17978 | -0.92979 | FALSE | 0 | 0.9712 | 0.37976 | 0.37976 | -0.35289
-0.285 | 1.0495e-21 | 1 | 3.9513e-22 | 1.9756e-20 | 0.5104 | 0.40964 | 786 | 0.77992 | 0.023157 | -1.1579 | 0.96741 | 0.3688 | -0.78907 | -1.1607 | FALSE | 0 | 0.73251 | 0.12409 | 0.12409 | -0.93507 | FALSE | 0 | 0.40964 | -0.045693 | -0.045693 | -0.3549
-0.286 | 7.6156e-22 | 1 | 2.8789e-22 | 1.4394e-20 | 0.61433 | 0.3034 | 787 | 0.7808 | 0.023246 | -1.1623 | 0.11867 | -0.23634 | -1.3987 | -1.1651 | FALSE | 0 | 0.23267 | -0.14602 | -0.14602 | -0.93867 | FALSE | 0 | 0.3034 | -0.10293 | -0.10293 | -0.35626
-0.287 | 5.5204e-22 | 1 | 2.0952e-22 | 1.0476e-20 | 0.049075 | 0.91372 | 788 | 0.78141 | 0.023309 | -1.1655 | 0.62298 | 0.062666 | -1.1028 | -1.1683 | FALSE | 0 | 0.28364 | -0.11441 | -0.11441 | -0.9412 | FALSE | 0 | 0.91372 | 0.27281 | 0.27281 | -0.35722
-0.288 | 3.9972e-22 | 1 | 1.5232e-22 | 7.6159e-21 | 0.84183 | 0.87272 | 789 | 0.78167 | 0.023335 | -1.1668 | 0.54518 | 0.0227 | -1.1441 | -1.1696 | FALSE | 0 | 0.87434 | 0.22943 | 0.22943 | -0.94224 | FALSE | 0 | 0.87272 | 0.22786 | 0.22786 | -0.35762
-0.289 | 2.8911e-22 | 1 | 1.1061e-22 | 5.5304e-21 | 0.1791 | 0.15271 | 790 | 0.7818 | 0.023348 | -1.1674 | 0.44604 | -0.027134 | -1.1945 | -1.1702 | FALSE | 0 | 0.061915 | -0.30778 | -0.30778 | -0.94277 | FALSE | 0 | 0.15271 | -0.20497 | -0.20497 | -0.35782
-0.29 | 2.0888e-22 | 1 | 8.0232e-23 | 4.0116e-21 | 0.14271 | 0.0065018 | 791 | 0.78189 | 0.023358 | -1.1679 | 0.77238 | 0.14934 | -1.0186 | -1.1707 | FALSE | 0 | 0.27929 | -0.11699 | -0.11699 | -0.94318 | FALSE | 0 | 0.0065018 | -0.49673 | -0.49673 | -0.35798
-0.291 | 1.5075e-22 | 1 | 5.8133e-23 | 2.9066e-21 | 0.016131 | 0.065324 | 792 | 0.78424 | 0.023598 | -1.1799 | 0.75148 | 0.13583 | -1.044 | -1.1827 | FALSE | 0 | 0.12595 | -0.22915 | -0.22915 | -0.95284 | FALSE | 0 | 0.065324 | -0.30231 | -0.30231 | -0.36164
-0.292 | 1.0868e-22 | 1 | 4.2074e-23 | 2.1037e-21 | 0.93353 | 0.75659 | 793 | 0.7864 | 0.02382 | -1.191 | 0.47142 | -0.01434 | -1.2053 | -1.1939 | FALSE | 0 | 0.15047 | -0.20688 | -0.20688 | -0.96182 | FALSE | 0 | 0.75659 | 0.13907 | 0.13907 | -0.36505
-0.293 | 7.8259e-23 | 1 | 3.0417e-23 | 1.5209e-21 | 0.99224 | 0.64944 | 794 | 0.78645 | 0.023825 | -1.1913 | 0.036143 | -0.35946 | -1.5507 | -1.1941 | FALSE | 0 | 0.99121 | 0.47489 | 0.47489 | -0.96203 | FALSE | 0 | 0.64944 | 0.076759 | 0.076759 | -0.36513
-0.294 | 5.6293e-23 | 1 | 2.1966e-23 | 1.0983e-21 | 0.50229 | 0.31496 | 795 | 0.78885 | 0.024073 | -1.2036 | 0.17239 | -0.18895 | -1.3926 | -1.2065 | FALSE | 0 | 0.91157 | 0.27009 | 0.27009 | -0.97203 | FALSE | 0 | 0.31496 | -0.096366 | -0.096366 | -0.36893
-0.295 | 4.0448e-23 | 1 | 1.5845e-23 | 7.9224e-22 | 0.93057 | 0.47364 | 796 | 0.79047 | 0.024241 | -1.2121 | 0.27401 | -0.12015 | -1.3322 | -1.215 | FALSE | 0 | 0.69369 | 0.10127 | 0.10127 | -0.97884 | FALSE | 0 | 0.47364 | -0.013225 | -0.013225 | -0.37151
-0.296 | 2.9031e-23 | 1 | 1.1417e-23 | 5.7085e-22 | 0.39399 | 0.81199 | 797 | 0.79141 | 0.02434 | -1.217 | 0.25561 | -0.13138 | -1.3484 | -1.2199 | FALSE | 0 | 0.92411 | 0.28666 | 0.28666 | -0.9828 | FALSE | 0 | 0.81199 | 0.17705 | 0.17705 | -0.37302
-0.297 | 2.0814e-23 | 1 | 8.2173e-24 | 4.1086e-22 | 0.010246 | 0.77186 | 798 | 0.79646 | 0.024872 | -1.2436 | 0.60274 | 0.052088 | -1.1915 | -1.2466 | FALSE | 0 | 0.92685 | 0.29055 | 0.29055 | -1.0043 | FALSE | 0 | 0.77186 | 0.149 | 0.149 | -0.38117
-0.298 | 1.4906e-23 | 1 | 5.9078e-24 | 2.9539e-22 | 0.90703 | 0.67301 | 799 | 0.7974 | 0.024971 | -1.2486 | 0.69571 | 0.10242 | -1.1461 | -1.2516 | FALSE | 0 | 0.82374 | 0.18594 | 0.18594 | -1.0083 | FALSE | 0 | 0.67301 | 0.089646 | 0.089646 | -0.3827
-0.299 | 1.0663e-23 | 1 | 4.2427e-24 | 2.1213e-22 | 0.10667 | 0.81245 | 800 | 0.79899 | 0.02514 | -1.257 | 0.76529 | 0.14469 | -1.1123 | -1.26 | FALSE | 0 | 0.13528 | -0.22036 | -0.22036 | -1.0151 | FALSE | 0 | 0.81245 | 0.17739 | 0.17739 | -0.38528
-0.3 | 7.6199e-24 | 1 | 3.0435e-24 | 1.5217e-22 | 0.97716 | 0.30845 | 801 | 0.79942 | 0.025186 | -1.2593 | 0.14248 | -0.21385 | -1.4732 | -1.2624 | FALSE | 0 | 0.79295 | 0.16334 | 0.16334 | -1.017 | FALSE | 0 | 0.30845 | -0.10005 | -0.10005 | -0.38599
-0.301 | 5.439e-24 | 1 | 2.1808e-24 | 1.0904e-22 | 0.38077 | 0.49421 | 802 | 0.80109 | 0.025365 | -1.2683 | 0.5185 | 0.0092761 | -1.259 | -1.2713 | FALSE | 0 | 0.80639 | 0.17294 | 0.17294 | -1.0242 | FALSE | 0 | 0.49421 | -0.0029016 | -0.0029016 | -0.38874
-0.302 | 3.8781e-24 | 1 | 1.5609e-24 | 7.8046e-23 | 0.8376 | 0.87065 | 803 | 0.80146 | 0.025406 | -1.2703 | 0.36606 | -0.068459 | -1.3388 | -1.2734 | FALSE | 0 | 0.79368 | 0.16385 | 0.16385 | -1.0259 | FALSE | 0 | 0.87065 | 0.22589 | 0.22589 | -0.38936
-0.303 | 2.7621e-24 | 1 | 1.116e-24 | 5.58e-23 | 0.49098 | 0.81966 | 804 | 0.80192 | 0.025455 | -1.2728 | 0.32426 | -0.091162 | -1.3639 | -1.2758 | FALSE | 0 | 0.92211 | 0.28388 | 0.28388 | -1.0279 | FALSE | 0 | 0.81966 | 0.18281 | 0.18281 | -0.39011
-0.304 | 1.9651e-24 | 1 | 7.9702e-25 | 3.9851e-23 | 0.096787 | 0.047707 | 805 | 0.80356 | 0.025632 | -1.2816 | 0.79726 | 0.16637 | -1.1152 | -1.2847 | FALSE | 0 | 0.23831 | -0.14235 | -0.14235 | -1.035 | FALSE | 0 | 0.047707 | -0.3335 | -0.3335 | -0.39283
-0.305 | 1.3965e-24 | 1 | 5.6857e-25 | 2.8429e-23 | 0.405 | 0.74476 | 806 | 0.80408 | 0.025688 | -1.2844 | 0.063226 | -0.30565 | -1.5901 | -1.2875 | FALSE | 0 | 0.64977 | 0.076942 | 0.076942 | -1.0373 | FALSE | 0 | 0.74476 | 0.13162 | 0.13162 | -0.39369
-0.306 | 9.9136e-25 | 1 | 4.0516e-25 | 2.0258e-23 | 0.08781 | 0.48038 | 807 | 0.80422 | 0.025703 | -1.2852 | 0.1524 | -0.20524 | -1.4904 | -1.2883 | FALSE | 0 | 0.63446 | 0.06874 | 0.06874 | -1.0379 | FALSE | 0 | 0.48038 | -0.0098376 | -0.0098376 | -0.39392
-0.307 | 7.0298e-25 | 1 | 2.8839e-25 | 1.4419e-23 | 0.009034 | 0.069199 | 808 | 0.80559 | 0.025852 | -1.2926 | 0.97489 | 0.3916 | -0.90101 | -1.2957 | FALSE | 0 | 0.27808 | -0.11771 | -0.11771 | -1.0439 | FALSE | 0 | 0.069199 | -0.29636 | -0.29636 | -0.3962
-0.308 | 4.9793e-25 | 1 | 2.0504e-25 | 1.0252e-23 | 0.26533 | 0.81302 | 809 | 0.80586 | 0.025883 | -1.2941 | 0.5698 | 0.035173 | -1.259 | -1.2973 | FALSE | 0 | 0.18775 | -0.17725 | -0.17725 | -1.0451 | FALSE | 0 | 0.81302 | 0.17781 | 0.17781 | -0.39666
-0.309 | 3.5231e-25 | 1 | 1.4562e-25 | 7.2812e-24 | 0.12321 | 0.8352 | 810 | 0.80637 | 0.025938 | -1.2969 | 0.22082 | -0.15388 | -1.4508 | -1.3001 | FALSE | 0 | 0.060179 | -0.31066 | -0.31066 | -1.0474 | FALSE | 0 | 0.8352 | 0.19499 | 0.19499 | -0.39752
-0.31 | 2.49e-25 | 1 | 1.0331e-25 | 5.1655e-24 | 0.5985 | 0.73593 | 811 | 0.80917 | 0.026245 | -1.3123 | 0.90503 | 0.26215 | -1.0501 | -1.3154 | FALSE | 0 | 0.22542 | -0.1508 | -0.1508 | -1.0598 | FALSE | 0 | 0.73593 | 0.12617 | 0.12617 | -0.40222
-0.311 | 1.7579e-25 | 1 | 7.3209e-26 | 3.6605e-24 | 0.32577 | 0.74052 | 812 | 0.81019 | 0.026358 | -1.3179 | 0.51801 | 0.0090326 | -1.3089 | -1.3211 | FALSE | 0 | 0.092202 | -0.26546 | -0.26546 | -1.0643 | FALSE | 0 | 0.74052 | 0.12899 | 0.12899 | -0.40395
-0.312 | 1.2397e-25 | 1 | 5.1821e-26 | 2.5911e-24 | 0.5884 | 0.82031 | 813 | 0.81029 | 0.026368 | -1.3184 | 0.59988 | 0.050605 | -1.2678 | -1.3216 | FALSE | 0 | 0.7297 | 0.12238 | 0.12238 | -1.0647 | FALSE | 0 | 0.82031 | 0.18331 | 0.18331 | -0.40411
-0.313 | 8.7326e-26 | 1 | 3.6641e-26 | 1.832e-24 | 0.13298 | 0.49278 | 814 | 0.81037 | 0.026378 | -1.3189 | 0.59839 | 0.049839 | -1.2691 | -1.3221 | FALSE | 0 | 0.58526 | 0.043072 | 0.043072 | -1.0651 | FALSE | 0 | 0.49278 | -0.0036217 | -0.0036217 | -0.40426
-0.314 | 6.1447e-26 | 1 | 2.5879e-26 | 1.2939e-24 | 0.63173 | 0.76585 | 815 | 0.81163 | 0.026518 | -1.3259 | 0.048111 | -0.33269 | -1.6586 | -1.3291 | FALSE | 0 | 0.012594 | -0.4477 | -0.4477 | -1.0708 | FALSE | 0 | 0.76585 | 0.14505 | 0.14505 | -0.4064
-0.315 | 4.319e-26 | 1 | 1.8257e-26 | 9.1286e-25 | 0.79515 | 0.5946 | 816 | 0.81208 | 0.026568 | -1.3284 | 0.71104 | 0.11129 | -1.2171 | -1.3316 | FALSE | 0 | 0.89686 | 0.25278 | 0.25278 | -1.0728 | FALSE | 0 | 0.5946 | 0.047878 | 0.047878 | -0.40716
-0.316 | 3.0324e-26 | 1 | 1.2866e-26 | 6.433e-25 | 0.50165 | 0.76552 | 817 | 0.81467 | 0.026858 | -1.3429 | 0.34273 | -0.081003 | -1.4239 | -1.3461 | FALSE | 0 | 0.31297 | -0.097491 | -0.097491 | -1.0845 | FALSE | 0 | 0.76552 | 0.14484 | 0.14484 | -0.41161
-0.317 | 2.1267e-26 | 1 | 9.0568e-27 | 4.5284e-25 | 0.93601 | 0.41806 | 818 | 0.81643 | 0.027055 | -1.3528 | 0.19594 | -0.17125 | -1.524 | -1.356 | FALSE | 0 | 0.86759 | 0.22302 | 0.22302 | -1.0924 | FALSE | 0 | 0.41806 | -0.04137 | -0.04137 | -0.41463
-0.318 | 1.4899e-26 | 1 | 6.3682e-27 | 3.1841e-25 | 0.2684 | 0.011531 | 819 | 0.81843 | 0.027283 | -1.3641 | 0.49681 | -0.0015972 | -1.3657 | -1.3674 | FALSE | 0 | 0.82619 | 0.18784 | 0.18784 | -1.1016 | FALSE | 0 | 0.011531 | -0.45448 | -0.45448 | -0.41812
-0.319 | 1.0426e-26 | 1 | 4.4728e-27 | 2.2364e-25 | 0.55091 | 0.46073 | 820 | 0.82179 | 0.027667 | -1.3833 | 0.42322 | -0.038733 | -1.4221 | -1.3867 | FALSE | 0 | 0.18144 | -0.18198 | -0.18198 | -1.1171 | FALSE | 0 | 0.46073 | -0.019721 | -0.019721 | -0.424
-0.32 | 7.2881e-27 | 1 | 3.1381e-27 | 1.569e-25 | 0.92699 | 0.0078287 | 821 | 0.82321 | 0.02783 | -1.3915 | 0.6481 | 0.076041 | -1.3155 | -1.3949 | FALSE | 0 | 0.12882 | -0.22639 | -0.22639 | -1.1237 | FALSE | 0 | 0.0078287 | -0.48336 | -0.48336 | -0.42651
-0.321 | 5.0889e-27 | 1 | 2.1992e-27 | 1.0996e-25 | 0.12278 | 0.096744 | 822 | 0.8243 | 0.027956 | -1.3978 | 0.23753 | -0.14285 | -1.5407 | -1.4012 | FALSE | 0 | 0.39386 | -0.053853 | -0.053853 | -1.1288 | FALSE | 0 | 0.096744 | -0.26007 | -0.26007 | -0.42844
-0.322 | 3.5494e-27 | 1 | 1.5395e-27 | 7.6975e-26 | 0.638 | 0.33154 | 823 | 0.82477 | 0.02801 | -1.4005 | 0.029814 | -0.37671 | -1.7772 | -1.4039 | FALSE | 0 | 0.34557 | -0.079462 | -0.079462 | -1.131 | FALSE | 0 | 0.33154 | -0.087132 | -0.087132 | -0.42927
-0.323 | 2.4729e-27 | 1 | 1.0765e-27 | 5.3825e-26 | 0.29866 | 0.28022 | 824 | 0.82612 | 0.028168 | -1.4084 | 0.013508 | -0.44226 | -1.8507 | -1.4118 | FALSE | 0 | 0.047507 | -0.3339 | -0.3339 | -1.1374 | FALSE | 0 | 0.28022 | -0.11644 | -0.11644 | -0.43169
-0.324 | 1.721e-27 | 1 | 7.519e-28 | 3.7595e-26 | 0.64613 | 0.27693 | 825 | 0.82638 | 0.028199 | -1.4099 | 0.87315 | 0.22828 | -1.1816 | -1.4133 | FALSE | 0 | 0.77877 | 0.15361 | 0.15361 | -1.1386 | FALSE | 0 | 0.27693 | -0.1184 | -0.1184 | -0.43216
-0.325 | 1.1964e-27 | 1 | 5.246e-28 | 2.623e-26 | 0.11279 | 0.94993 | 826 | 0.82944 | 0.028559 | -1.4279 | 0.40583 | -0.047655 | -1.4756 | -1.4314 | FALSE | 0 | 0.46973 | -0.015191 | -0.015191 | -1.1532 | FALSE | 0 | 0.94993 | 0.32884 | 0.32884 | -0.43768
-0.326 | 8.3081e-28 | 1 | 3.6561e-28 | 1.828e-26 | 0.34201 | 0.50148 | 827 | 0.82962 | 0.02858 | -1.429 | 0.89688 | 0.2528 | -1.1762 | -1.4324 | FALSE | 0 | 0.40846 | -0.046304 | -0.046304 | -1.154 | FALSE | 0 | 0.50148 | 0.00073992 | 0.00073992 | -0.438
-0.327 | 5.7629e-28 | 1 | 2.5452e-28 | 1.2726e-26 | 0.098863 | 0.20642 | 828 | 0.83011 | 0.028638 | -1.4319 | 0.50687 | 0.0034453 | -1.4284 | -1.4354 | FALSE | 0 | 0.64802 | 0.075996 | 0.075996 | -1.1564 | FALSE | 0 | 0.20642 | -0.16378 | -0.16378 | -0.43889
-0.328 | 3.993e-28 | 1 | 1.7699e-28 | 8.8493e-27 | 0.19131 | 0.48403 | 829 | 0.83043 | 0.028676 | -1.4338 | 0.20152 | -0.16724 | -1.6011 | -1.4373 | FALSE | 0 | 0.41241 | -0.044268 | -0.044268 | -1.1579 | FALSE | 0 | 0.48403 | -0.0080087 | -0.0080087 | -0.43948
-0.329 | 2.7636e-28 | 1 | 1.2294e-28 | 6.1468e-27 | 0.30235 | 0.86206 | 830 | 0.83194 | 0.028856 | -1.4428 | 0.31862 | -0.094315 | -1.5371 | -1.4463 | FALSE | 0 | 0.53095 | 0.015533 | 0.015533 | -1.1652 | FALSE | 0 | 0.86206 | 0.21793 | 0.21793 | -0.44223
-0.33 | 1.9107e-28 | 1 | 8.5297e-29 | 4.2649e-27 | 0.92456 | 0.51654 | 831 | 0.83195 | 0.028857 | -1.4428 | 0.33385 | -0.085859 | -1.5287 | -1.4463 | FALSE | 0 | 0.705 | 0.10777 | 0.10777 | -1.1652 | FALSE | 0 | 0.51654 | 0.0082927 | 0.0082927 | -0.44224
-0.331 | 1.3195e-28 | 1 | 5.9117e-29 | 2.9558e-27 | 0.31345 | 0.11839 | 832 | 0.83201 | 0.028864 | -1.4432 | 0.99032 | 0.46768 | -0.97551 | -1.4467 | FALSE | 0 | 0.044046 | -0.34111 | -0.34111 | -1.1655 | FALSE | 0 | 0.11839 | -0.23662 | -0.23662 | -0.44235
-0.332 | 9.1023e-29 | 1 | 4.0926e-29 | 2.0463e-27 | 0.049579 | 0.89696 | 833 | 0.83261 | 0.028935 | -1.4468 | 0.11403 | -0.24107 | -1.6878 | -1.4503 | FALSE | 0 | 0.78495 | 0.15781 | 0.15781 | -1.1684 | FALSE | 0 | 0.89696 | 0.25289 | 0.25289 | -0.44345
-0.333 | 6.2722e-29 | 1 | 2.8301e-29 | 1.4151e-27 | 0.12356 | 0.29191 | 834 | 0.83311 | 0.028996 | -1.4498 | 0.13623 | -0.21948 | -1.6693 | -1.4533 | FALSE | 0 | 0.2428 | -0.13946 | -0.13946 | -1.1708 | FALSE | 0 | 0.29191 | -0.10956 | -0.10956 | -0.44438
-0.334 | 4.3173e-29 | 1 | 1.9549e-29 | 9.7747e-28 | 0.48631 | 0.05424 | 835 | 0.83751 | 0.029528 | -1.4764 | 0.16482 | -0.19497 | -1.6714 | -1.48 | FALSE | 0 | 0.78703 | 0.15923 | 0.15923 | -1.1923 | FALSE | 0 | 0.05424 | -0.32101 | -0.32101 | -0.45253
-0.335 | 2.9684e-29 | 1 | 1.3489e-29 | 6.7445e-28 | 0.8923 | 0.90114 | 836 | 0.83766 | 0.029546 | -1.4773 | 0.87052 | 0.22577 | -1.2515 | -1.4809 | FALSE | 0 | 0.64434 | 0.074015 | 0.074015 | -1.193 | FALSE | 0 | 0.90114 | 0.25762 | 0.25762 | -0.45281
-0.336 | 2.0387e-29 | 1 | 9.2969e-30 | 4.6485e-28 | 0.42584 | 0.35024 | 837 | 0.83825 | 0.029619 | -1.481 | 0.54916 | 0.024709 | -1.4563 | -1.4845 | FALSE | 0 | 0.24329 | -0.13915 | -0.13915 | -1.196 | FALSE | 0 | 0.35024 | -0.076935 | -0.076935 | -0.45393
-0.337 | 1.3986e-29 | 1 | 6.4005e-30 | 3.2003e-28 | 0.41242 | 0.91312 | 838 | 0.839 | 0.029711 | -1.4855 | 0.53839 | 0.019274 | -1.4663 | -1.4891 | FALSE | 0 | 0.53709 | 0.018621 | 0.018621 | -1.1997 | FALSE | 0 | 0.91312 | 0.27204 | 0.27204 | -0.45533
-0.338 | 9.5845e-30 | 1 | 4.4016e-30 | 2.2008e-28 | 0.64874 | 0.947 | 839 | 0.83908 | 0.02972 | -1.486 | 0.70014 | 0.10496 | -1.381 | -1.4896 | FALSE | 0 | 0.97239 | 0.38343 | 0.38343 | -1.2001 | FALSE | 0 | 0.947 | 0.32329 | 0.32329 | -0.45547
-0.339 | 6.5609e-30 | 1 | 3.0236e-30 | 1.5118e-28 | 0.74242 | 0.72322 | 840 | 0.84198 | 0.030079 | -1.5039 | 0.26593 | -0.12504 | -1.629 | -1.5076 | TRUE | -1.5039 | 0.050745 | -0.32753 | -1.8315 | -1.2145 | TRUE | -0.0039417 | 0.72322 | 0.11849 | 0.11454 | -0.46097
-0.34 | 4.4862e-30 | 1 | 2.0747e-30 | 1.0374e-28 | 0.072985 | 0.95028 | 841 | 0.84382 | 0.030308 | -1.5154 | 0.86178 | 0.21767 | -1.2977 | -1.5191 | TRUE | -1.5154 | 0.582 | 0.041403 | -1.474 | -1.2238 | TRUE | -0.015396 | 0.95028 | 0.32952 | 0.31412 | -0.46448
-0.341 | 3.0642e-30 | 1 | 1.422e-30 | 7.1101e-29 | 0.038033 | 0.92887 | 842 | 0.84444 | 0.030386 | -1.5193 | 0.77433 | 0.15064 | -1.3687 | -1.523 | TRUE | -1.5193 | 0.050307 | -0.32838 | -1.8477 | -1.227 | TRUE | -0.019308 | 0.92887 | 0.29349 | 0.27418 | -0.46568
-0.342 | 2.0906e-30 | 1 | 9.7358e-31 | 4.8679e-29 | 0.1843 | 0.6566 | 843 | 0.84633 | 0.030625 | -1.5312 | 0.92239 | 0.28427 | -1.247 | -1.5349 | TRUE | -1.5312 | 0.27597 | -0.11897 | -1.6502 | -1.2366 | TRUE | -0.031225 | 0.6566 | 0.080639 | 0.049414 | -0.46933
-0.343 | 1.4248e-30 | 1 | 6.6582e-31 | 3.3291e-29 | 0.33518 | 0.65782 | 844 | 0.84652 | 0.030649 | -1.5324 | 0.03769 | -0.35563 | -1.8881 | -1.5361 | TRUE | -1.5324 | 0.52526 | 0.01267 | -1.5198 | -1.2376 | TRUE | -0.032429 | 0.65782 | 0.081302 | 0.048873 | -0.4697
-0.344 | 9.6994e-31 | 1 | 4.5484e-31 | 2.2742e-29 | 0.62027 | 0.62222 | 845 | 0.84678 | 0.030681 | -1.5341 | 0.36411 | -0.069499 | -1.6036 | -1.5378 | TRUE | -1.5341 | 0.75122 | 0.13567 | -1.3984 | -1.2389 | TRUE | -0.034052 | 0.62222 | 0.062263 | 0.028211 | -0.4702
-0.345 | 6.5958e-31 | 1 | 3.1037e-31 | 1.5518e-29 | 0.84542 | 0.03233 | 846 | 0.84743 | 0.030765 | -1.5382 | 0.13552 | -0.22013 | -1.7584 | -1.542 | TRUE | -1.5382 | 0.96633 | 0.36587 | -1.1724 | -1.2422 | TRUE | -0.038227 | 0.03233 | -0.36952 | -0.40775 | -0.47148
-0.346 | 4.4803e-31 | 1 | 2.1155e-31 | 1.0577e-29 | 0.57771 | 0.72473 | 847 | 0.84855 | 0.030907 | -1.5453 | 0.15883 | -0.19985 | -1.7452 | -1.5491 | TRUE | -1.5453 | 0.49179 | -0.0041172 | -1.5495 | -1.248 | TRUE | -0.045345 | 0.72473 | 0.11939 | 0.074044 | -0.47366
-0.347 | 3.04e-31 | 1 | 1.4403e-31 | 7.2017e-30 | 0.19094 | 0.75513 | 848 | 0.84864 | 0.030919 | -1.546 | 0.11605 | -0.23899 | -1.7849 | -1.5497 | TRUE | -1.546 | 0.061352 | -0.3087 | -1.8547 | -1.2485 | TRUE | -0.045954 | 0.75513 | 0.13814 | 0.092187 | -0.47385
-0.348 | 2.0604e-31 | 1 | 9.7957e-32 | 4.8978e-30 | 0.48152 | 0.29811 | 849 | 0.85122 | 0.03125 | -1.5625 | 0.93642 | 0.30509 | -1.2574 | -1.5663 | TRUE | -1.5625 | 0.74775 | 0.13349 | -1.429 | -1.2618 | TRUE | -0.062511 | 0.29811 | -0.10597 | -0.16848 | -0.47892
-0.349 | 1.3949e-31 | 1 | 6.6546e-32 | 3.3273e-30 | 0.74693 | 0.93003 | 850 | 0.85198 | 0.031348 | -1.5674 | 0.84113 | 0.19983 | -1.3676 | -1.5712 | TRUE | -1.5674 | 0.89297 | 0.2485 | -1.3189 | -1.2658 | TRUE | -0.067414 | 0.93003 | 0.2952 | 0.22778 | -0.48043
-0.35 | 9.4336e-32 | 1 | 4.5157e-32 | 2.2579e-30 | 0.52915 | 0.99889 | 851 | 0.85301 | 0.031483 | -1.5742 | 0.97834 | 0.40412 | -1.17 | -1.578 | TRUE | -1.5742 | 0.10298 | -0.25295 | -1.8271 | -1.2713 | TRUE | -0.074161 | 0.99889 | 0.61165 | 0.53749 | -0.48249
-0.351 | 6.3727e-32 | 1 | 3.0609e-32 | 1.5305e-30 | 0.74332 | 0.27977 | 852 | 0.85483 | 0.031721 | -1.5861 | 0.47541 | -0.012334 | -1.5984 | -1.5899 | TRUE | -1.5861 | 0.55417 | 0.02724 | -1.5588 | -1.2809 | TRUE | -0.086062 | 0.27977 | -0.1167 | -0.20277 | -0.48614
-0.352 | 4.3002e-32 | 1 | 2.0725e-32 | 1.0362e-30 | 0.10786 | 0.84245 | 853 | 0.85518 | 0.031767 | -1.5883 | 0.2396 | -0.14152 | -1.7299 | -1.5922 | TRUE | -1.5883 | 0.69339 | 0.1011 | -1.4872 | -1.2827 | TRUE | -0.088337 | 0.84245 | 0.20091 | 0.11258 | -0.48684
-0.353 | 2.8985e-32 | 1 | 1.4017e-32 | 7.0084e-31 | 0.25224 | 0.90331 | 854 | 0.85576 | 0.031843 | -1.5922 | 0.29302 | -0.10892 | -1.7011 | -1.596 | TRUE | -1.5922 | 0.98425 | 0.43016 | -1.162 | -1.2858 | TRUE | -0.092172 | 0.90331 | 0.26013 | 0.16796 | -0.48801
-0.354 | 1.9516e-32 | 1 | 9.4695e-33 | 4.7347e-31 | 0.83865 | 0.60533 | 855 | 0.85777 | 0.032111 | -1.6055 | 0.95982 | 0.34972 | -1.2558 | -1.6094 | TRUE | -1.6055 | 0.57933 | 0.040034 | -1.5655 | -1.2966 | TRUE | -0.10554 | 0.60533 | 0.053431 | -0.052106 | -0.49211
-0.355 | 1.3125e-32 | 1 | 6.3903e-33 | 3.1951e-31 | 0.34894 | 0.11529 | 856 | 0.8583 | 0.032182 | -1.6091 | 0.58346 | 0.042151 | -1.5669 | -1.613 | TRUE | -1.6091 | 0.77069 | 0.14822 | -1.4609 | -1.2995 | TRUE | -0.10909 | 0.11529 | -0.23978 | -0.34886 | -0.4932
-0.356 | 8.8178e-33 | 1 | 4.3075e-33 | 2.1538e-31 | 0.22291 | 0.45688 | 857 | 0.85877 | 0.032244 | -1.6122 | 0.37716 | -0.062591 | -1.6748 | -1.6161 | TRUE | -1.6122 | 0.11632 | -0.23872 | -1.8509 | -1.302 | TRUE | -0.11221 | 0.45688 | -0.02166 | -0.13387 | -0.49416
-0.357 | 5.9174e-33 | 1 | 2.9004e-33 | 1.4502e-31 | 0.76594 | 0.21828 | 858 | 0.85966 | 0.032364 | -1.6182 | 0.27272 | -0.12092 | -1.7391 | -1.6221 | TRUE | -1.6182 | 0.58231 | 0.041559 | -1.5766 | -1.3068 | TRUE | -0.11818 | 0.21828 | -0.15561 | -0.27379 | -0.49599
-0.358 | 3.9666e-33 | 1 | 1.9508e-33 | 9.7538e-32 | 0.11091 | 0.89652 | 859 | 0.85996 | 0.032404 | -1.6202 | 0.58535 | 0.043118 | -1.5771 | -1.6241 | TRUE | -1.6202 | 0.038772 | -0.35302 | -1.9732 | -1.3084 | TRUE | -0.12019 | 0.89652 | 0.25239 | 0.1322 | -0.4966
-0.359 | 2.656e-33 | 1 | 1.3106e-33 | 6.553e-32 | 0.48153 | 0.92702 | 860 | 0.86158 | 0.032623 | -1.6312 | 0.89459 | 0.25027 | -1.3809 | -1.6351 | TRUE | -1.6312 | 0.98921 | 0.45951 | -1.1717 | -1.3173 | TRUE | -0.13117 | 0.92702 | 0.2908 | 0.15962 | -0.49997
-0.36 | 1.7765e-33 | 1 | 8.7952e-34 | 4.3976e-32 | 0.33626 | 0.51355 | 861 | 0.86301 | 0.032819 | -1.6409 | 0.0046138 | -0.5207 | -2.1616 | -1.6449 | TRUE | -1.6409 | 0.20855 | -0.16229 | -1.8032 | -1.3252 | TRUE | -0.14095 | 0.51355 | 0.0067964 | -0.13415 | -0.50297
-0.361 | 1.1869e-33 | 1 | 5.8958e-34 | 2.9479e-32 | 0.31748 | 0.82829 | 862 | 0.86422 | 0.032984 | -1.6492 | 0.52353 | 0.011804 | -1.6374 | -1.6532 | TRUE | -1.6492 | 0.39522 | -0.053149 | -1.7024 | -1.3319 | TRUE | -0.14922 | 0.82829 | 0.18949 | 0.040268 | -0.5055
-0.362 | 7.9211e-34 | 1 | 3.9479e-34 | 1.9739e-32 | 0.36015 | 0.85926 | 863 | 0.86706 | 0.033378 | -1.6689 | 0.80989 | 0.1755 | -1.4934 | -1.6729 | TRUE | -1.6689 | 0.63779 | 0.070512 | -1.5984 | -1.3477 | TRUE | -0.16888 | 0.85926 | 0.2154 | 0.046521 | -0.51153
-0.363 | 5.2806e-34 | 1 | 2.6406e-34 | 1.3203e-32 | 0.21571 | 0.032449 | 864 | 0.86788 | 0.033492 | -1.6746 | 0.11232 | -0.24285 | -1.9175 | -1.6787 | TRUE | -1.6746 | 0.94725 | 0.32375 | -1.3509 | -1.3524 | TRUE | -0.17461 | 0.032449 | -0.36919 | -0.5438 | -0.51328
-0.364 | 3.5164e-34 | 1 | 1.7642e-34 | 8.821e-33 | 0.65467 | 0.89485 | 865 | 0.86789 | 0.033494 | -1.6747 | 0.35457 | -0.074601 | -1.7493 | -1.6787 | TRUE | -1.6747 | 0.15279 | -0.20491 | -1.8796 | -1.3524 | TRUE | -0.17469 | 0.89485 | 0.25055 | 0.075855 | -0.51331
-0.365 | 2.339e-34 | 1 | 1.1774e-34 | 5.8869e-33 | 0.40596 | 0.5144 | 866 | 0.86834 | 0.033558 | -1.6779 | 0.46921 | -0.015451 | -1.6933 | -1.6819 | TRUE | -1.6779 | 0.71408 | 0.11307 | -1.5648 | -1.355 | TRUE | -0.17788 | 0.5144 | 0.0072228 | -0.17066 | -0.51429
-0.366 | 1.5541e-34 | 1 | 7.8487e-35 | 3.9244e-33 | 0.045552 | 0.17538 | 867 | 0.8695 | 0.03372 | -1.686 | 0.3224 | -0.0922 | -1.7782 | -1.6901 | TRUE | -1.686 | 0.23296 | -0.14582 | -1.8318 | -1.3616 | TRUE | -0.18602 | 0.17538 | -0.18662 | -0.37265 | -0.51678
-0.367 | 1.0315e-34 | 1 | 5.2264e-35 | 2.6132e-33 | 0.80724 | 0.6117 | 868 | 0.87055 | 0.03387 | -1.6935 | 0.49545 | -0.0022804 | -1.6958 | -1.6976 | TRUE | -1.6935 | 0.15204 | -0.20554 | -1.8991 | -1.3676 | TRUE | -0.19351 | 0.6117 | 0.056753 | -0.13676 | -0.51908
-0.368 | 6.8384e-35 | 1 | 3.4764e-35 | 1.7382e-33 | 0.99588 | 0.76198 | 869 | 0.87164 | 0.034025 | -1.7012 | 0.038909 | -0.3527 | -2.0539 | -1.7054 | TRUE | -1.7012 | 0.3997 | -0.050826 | -1.7521 | -1.3739 | TRUE | -0.20125 | 0.76198 | 0.14254 | -0.05871 | -0.52145
-0.369 | 4.5287e-35 | 1 | 2.3097e-35 | 1.1549e-33 | 0.61897 | 0.62367 | 870 | 0.87168 | 0.03403 | -1.7015 | 0.34066 | -0.082134 | -1.7837 | -1.7056 | TRUE | -1.7015 | 0.64744 | 0.075683 | -1.6258 | -1.3741 | TRUE | -0.20152 | 0.62367 | 0.063028 | -0.13849 | -0.52153
-0.37 | 2.9958e-35 | 1 | 1.5329e-35 | 7.6646e-34 | 0.87776 | 0.2955 | 871 | 0.87257 | 0.034159 | -1.7079 | 0.80249 | 0.17011 | -1.5378 | -1.7121 | TRUE | -1.7079 | 0.71098 | 0.11125 | -1.5967 | -1.3793 | TRUE | -0.20793 | 0.2955 | -0.10748 | -0.31541 | -0.5235
-0.371 | 1.9796e-35 | 1 | 1.0162e-35 | 5.0811e-34 | 0.34184 | 0.34014 | 872 | 0.87306 | 0.034229 | -1.7114 | 0.45773 | -0.021231 | -1.7327 | -1.7156 | TRUE | -1.7114 | 0.77551 | 0.15142 | -1.56 | -1.3821 | TRUE | -0.21144 | 0.34014 | -0.082419 | -0.29386 | -0.52457
-0.372 | 1.3066e-35 | 1 | 6.7295e-36 | 3.3647e-34 | 0.29125 | 0.68249 | 873 | 0.87501 | 0.034512 | -1.7256 | 0.57788 | 0.039293 | -1.6863 | -1.7298 | TRUE | -1.7256 | 0.48744 | -0.0062956 | -1.7319 | -1.3936 | TRUE | -0.22561 | 0.68249 | 0.094935 | -0.13068 | -0.52892
-0.373 | 8.6149e-36 | 1 | 4.4513e-36 | 2.2257e-34 | 0.62766 | 0.95356 | 874 | 0.87584 | 0.034634 | -1.7317 | 0.53607 | 0.018108 | -1.7136 | -1.7359 | TRUE | -1.7317 | 0.40069 | -0.05031 | -1.782 | -1.3985 | TRUE | -0.23168 | 0.95356 | 0.33608 | 0.10439 | -0.53078
-0.374 | 5.6737e-36 | 1 | 2.9411e-36 | 1.4706e-34 | 0.42194 | 0.1047 | 875 | 0.87641 | 0.034716 | -1.7358 | 0.96024 | 0.3507 | -1.3851 | -1.74 | TRUE | -1.7358 | 0.42605 | -0.037288 | -1.7731 | -1.4018 | TRUE | -0.23581 | 0.1047 | -0.25104 | -0.48685 | -0.53204
-0.375 | 3.7326e-36 | 1 | 1.9411e-36 | 9.7057e-35 | 0.098515 | 0.46535 | 876 | 0.87859 | 0.035038 | -1.7519 | 0.76616 | 0.14525 | -1.6067 | -1.7562 | TRUE | -1.7519 | 0.44054 | -0.029919 | -1.7818 | -1.4148 | TRUE | -0.25192 | 0.46535 | -0.017391 | -0.26932 | -0.53698
-0.376 | 2.4528e-36 | 1 | 1.2797e-36 | 6.3987e-35 | 0.031546 | 0.44782 | 877 | 0.87902 | 0.035104 | -1.7552 | 0.68951 | 0.098892 | -1.6563 | -1.7594 | TRUE | -1.7552 | 0.76849 | 0.14678 | -1.6084 | -1.4174 | TRUE | -0.25518 | 0.44782 | -0.026232 | -0.28141 | -0.53798
-0.377 | 1.6101e-36 | 1 | 8.4275e-37 | 4.2137e-35 | 0.099544 | 0.28894 | 878 | 0.8793 | 0.035145 | -1.7572 | 0.88939 | 0.24466 | -1.5126 | -1.7615 | TRUE | -1.7572 | 0.54105 | 0.020617 | -1.7366 | -1.4191 | TRUE | -0.25723 | 0.28894 | -0.1113 | -0.36853 | -0.53861
-0.378 | 1.0557e-36 | 1 | 5.5436e-37 | 2.7718e-35 | 0.1903 | 0.90216 | 879 | 0.87956 | 0.035183 | -1.7592 | 0.89596 | 0.25177 | -1.5074 | -1.7634 | TRUE | -1.7592 | 0.89427 | 0.24991 | -1.5092 | -1.4207 | TRUE | -0.25915 | 0.90216 | 0.25879 | -0.00036087 | -0.5392
-0.379 | 6.9147e-37 | 1 | 3.6426e-37 | 1.8213e-35 | 0.95768 | 0.34255 | 880 | 0.88135 | 0.035453 | -1.7727 | 0.42678 | -0.036916 | -1.8096 | -1.7769 | TRUE | -1.7727 | 0.85762 | 0.21394 | -1.5587 | -1.4316 | TRUE | -0.27265 | 0.34255 | -0.081104 | -0.35376 | -0.54333
-0.38 | 4.5239e-37 | 1 | 2.3908e-37 | 1.1954e-35 | 0.83727 | 0.37631 | 881 | 0.88228 | 0.035593 | -1.7797 | 0.60532 | 0.053428 | -1.7262 | -1.784 | TRUE | -1.7797 | 0.89324 | 0.24879 | -1.5309 | -1.4372 | TRUE | -0.27967 | 0.37631 | -0.063039 | -0.34271 | -0.54548
-0.381 | 2.9565e-37 | 1 | 1.5674e-37 | 7.8371e-36 | 0.13664 | 0.91131 | 882 | 0.8829 | 0.035688 | -1.7844 | 0.058459 | -0.31357 | -2.098 | -1.7887 | TRUE | -1.7844 | 0.72323 | 0.11849 | -1.6659 | -1.441 | TRUE | -0.2844 | 0.91131 | 0.26978 | -0.014619 | -0.54693
-0.382 | 1.93e-37 | 1 | 1.0265e-37 | 5.1324e-36 | 0.76295 | 0.22101 | 883 | 0.88574 | 0.036126 | -1.8063 | 0.33557 | -0.084918 | -1.8912 | -1.8107 | TRUE | -1.8063 | 0.08315 | -0.27684 | -2.0831 | -1.4587 | TRUE | -0.30628 | 0.22101 | -0.15376 | -0.46004 | -0.55364
-0.383 | 1.2585e-37 | 1 | 6.7148e-38 | 3.3574e-36 | 0.83586 | 0.75757 | 884 | 0.88628 | 0.036209 | -1.8104 | 0.82796 | 0.18923 | -1.6212 | -1.8148 | TRUE | -1.8104 | 0.82499 | 0.18691 | -1.6235 | -1.4621 | TRUE | -0.31044 | 0.75757 | 0.1397 | -0.17074 | -0.55492
-0.384 | 8.1976e-38 | 1 | 4.3877e-38 | 2.1938e-36 | 0.64433 | 0.2612 | 885 | 0.88696 | 0.036315 | -1.8158 | 0.63212 | 0.067495 | -1.7483 | -1.8202 | TRUE | -1.8158 | 0.43488 | -0.032795 | -1.8486 | -1.4664 | TRUE | -0.31577 | 0.2612 | -0.12793 | -0.4437 | -0.55655
-0.385 | 5.3337e-38 | 1 | 2.8639e-38 | 1.4319e-36 | 0.087255 | 0.41647 | 886 | 0.88745 | 0.036392 | -1.8196 | 0.27607 | -0.11891 | -1.9385 | -1.824 | TRUE | -1.8196 | 0.12128 | -0.23372 | -2.0533 | -1.4695 | TRUE | -0.3196 | 0.41647 | -0.042187 | -0.36178 | -0.55772
-0.386 | 3.4665e-38 | 1 | 1.8672e-38 | 9.3359e-37 | 0.4151 | 0.35551 | 887 | 0.88752 | 0.036403 | -1.8201 | 0.45744 | -0.021375 | -1.8415 | -1.8246 | TRUE | -1.8201 | 0.34744 | -0.078449 | -1.8986 | -1.4699 | TRUE | -0.32015 | 0.35551 | -0.074097 | -0.39424 | -0.55789
-0.387 | 2.2505e-38 | 1 | 1.216e-38 | 6.0801e-37 | 0.99948 | 0.68048 | 888 | 0.88773 | 0.036437 | -1.8218 | 0.76921 | 0.14725 | -1.6746 | -1.8262 | TRUE | -1.8218 | 0.41487 | -0.043008 | -1.8648 | -1.4713 | TRUE | -0.32184 | 0.68048 | 0.093808 | -0.22803 | -0.55841
-0.388 | 1.4594e-38 | 1 | 7.9106e-39 | 3.9553e-37 | 0.18346 | 0.20225 | 889 | 0.88814 | 0.036501 | -1.825 | 0.64067 | 0.072052 | -1.753 | -1.8295 | TRUE | -1.825 | 0.63477 | 0.0689 | -1.7561 | -1.4739 | TRUE | -0.32504 | 0.20225 | -0.16672 | -0.49176 | -0.55939
-0.389 | 9.4538e-39 | 1 | 5.1404e-39 | 2.5702e-37 | 0.84744 | 0.50459 | 890 | 0.88852 | 0.036561 | -1.828 | 0.26426 | -0.12605 | -1.9541 | -1.8325 | TRUE | -1.828 | 0.24069 | -0.14081 | -1.9689 | -1.4763 | TRUE | -0.32804 | 0.50459 | 0.0022992 | -0.32574 | -0.56031
-0.39 | 6.1172e-39 | 1 | 3.3366e-39 | 1.6683e-37 | 0.87431 | 0.7527 | 891 | 0.88858 | 0.03657 | -1.8285 | 0.53828 | 0.01922 | -1.8093 | -1.8329 | TRUE | -1.8285 | 0.063884 | -0.30459 | -2.1331 | -1.4766 | TRUE | -0.32849 | 0.7527 | 0.1366 | -0.19189 | -0.56045
-0.391 | 3.9538e-39 | 1 | 2.1634e-39 | 1.0817e-37 | 0.7599 | 0.46325 | 892 | 0.88954 | 0.036722 | -1.8361 | 0.64705 | 0.075473 | -1.7606 | -1.8406 | TRUE | -1.8361 | 0.61587 | 0.05893 | -1.7772 | -1.4828 | TRUE | -0.33611 | 0.46325 | -0.018448 | -0.35455 | -0.56278
-0.392 | 2.5527e-39 | 1 | 1.4011e-39 | 7.0055e-38 | 0.59771 | 0.83487 | 893 | 0.88997 | 0.03679 | -1.8395 | 0.88157 | 0.23657 | -1.603 | -1.844 | TRUE | -1.8395 | 0.66085 | 0.082957 | -1.7566 | -1.4856 | TRUE | -0.33952 | 0.83487 | 0.19472 | -0.14481 | -0.56383
-0.393 | 1.6463e-39 | 1 | 9.0642e-40 | 4.5321e-38 | 0.61082 | 0.43734 | 894 | 0.89228 | 0.037163 | -1.8581 | 0.064852 | -0.30305 | -2.1612 | -1.8626 | TRUE | -1.8581 | 0.42161 | -0.039556 | -1.8977 | -1.5006 | TRUE | -0.35814 | 0.43734 | -0.031544 | -0.38968 | -0.56954
-0.394 | 1.0606e-39 | 1 | 5.8574e-40 | 2.9287e-38 | 0.66976 | 0.31942 | 895 | 0.89231 | 0.037167 | -1.8583 | 0.1266 | -0.22852 | -2.0869 | -1.8628 | TRUE | -1.8583 | 0.82757 | 0.18892 | -1.6694 | -1.5007 | TRUE | -0.35833 | 0.31942 | -0.093864 | -0.4522 | -0.5696
-0.395 | 6.8246e-40 | 1 | 3.7809e-40 | 1.8905e-38 | 0.55643 | 0.23144 | 896 | 0.89293 | 0.037268 | -1.8634 | 0.55125 | 0.025762 | -1.8376 | -1.8679 | TRUE | -1.8634 | 0.72846 | 0.12163 | -1.7418 | -1.5048 | TRUE | -0.3634 | 0.23144 | -0.14682 | -0.51022 | -0.57115
-0.396 | 4.3868e-40 | 1 | 2.4378e-40 | 1.2189e-38 | 0.84594 | 0.17016 | 897 | 0.89299 | 0.037277 | -1.8639 | 0.0047677 | -0.51845 | -2.3823 | -1.8684 | TRUE | -1.8639 | 0.38172 | -0.060191 | -1.9241 | -1.5052 | TRUE | -0.36387 | 0.17016 | -0.19071 | -0.55458 | -0.57129
-0.397 | 2.8166e-40 | 1 | 1.5701e-40 | 7.8506e-39 | 0.098411 | 0.35472 | 898 | 0.89598 | 0.037769 | -1.8884 | 0.03492 | -0.36259 | -2.251 | -1.893 | TRUE | -1.8884 | 0.12226 | -0.23275 | -2.1212 | -1.5251 | TRUE | -0.38844 | 0.35472 | -0.074523 | -0.46296 | -0.57882
-0.398 | 1.8065e-40 | 1 | 1.0101e-40 | 5.0507e-39 | 0.38622 | 0.8835 | 899 | 0.89668 | 0.037885 | -1.8943 | 0.16362 | -0.19593 | -2.0902 | -1.8988 | TRUE | -1.8943 | 0.9338 | 0.30094 | -1.5933 | -1.5298 | TRUE | -0.39425 | 0.8835 | 0.23854 | -0.15572 | -0.58061
-0.399 | 1.1573e-40 | 1 | 6.4915e-41 | 3.2457e-39 | 0.4702 | 0.099648 | 900 | 0.89694 | 0.037928 | -1.8964 | 0.16758 | -0.19276 | -2.0892 | -1.901 | TRUE | -1.8964 | 0.052207 | -0.32476 | -2.2212 | -1.5315 | TRUE | -0.39642 | 0.099648 | -0.25671 | -0.65314 | -0.58127
-0.4 | 7.4064e-41 | 1 | 4.167e-41 | 2.0835e-39 | 0.77245 | 0.85036 | 901 | 0.8986 | 0.038208 | -1.9104 | 0.0063189 | -0.49876 | -2.4092 | -1.915 | TRUE | -1.9104 | 0.9372 | 0.30634 | -1.6041 | -1.5428 | TRUE | -0.4104 | 0.85036 | 0.20759 | -0.20281 | -0.58556
-0.401 | 4.7345e-41 | 1 | 2.6719e-41 | 1.336e-39 | 0.30499 | 0.58087 | 902 | 0.90061 | 0.038551 | -1.9275 | 0.26878 | -0.1233 | -2.0508 | -1.9322 | TRUE | -1.9275 | 0.47317 | -0.013461 | -1.941 | -1.5566 | TRUE | -0.42753 | 0.58087 | 0.040825 | -0.3867 | -0.5908
-0.402 | 3.0232e-41 | 1 | 1.7113e-41 | 8.5567e-40 | 0.86642 | 0.95833 | 903 | 0.90128 | 0.038667 | -1.9333 | 0.87144 | 0.22664 | -1.7067 | -1.938 | TRUE | -1.9333 | 0.19905 | -0.169 | -2.1024 | -1.5613 | TRUE | -0.43335 | 0.95833 | 0.34633 | -0.087015 | -0.59259
-0.403 | 1.9283e-41 | 1 | 1.0949e-41 | 5.4744e-40 | 0.35824 | 0.0096618 | 904 | 0.90129 | 0.038668 | -1.9334 | 0.58365 | 0.04225 | -1.8912 | -1.9381 | TRUE | -1.9334 | 0.11642 | -0.23861 | -2.172 | -1.5614 | TRUE | -0.43342 | 0.0096618 | -0.46785 | -0.90127 | -0.59261
-0.404 | 1.2286e-41 | 1 | 6.9971e-42 | 3.4986e-40 | 0.91124 | 0.10008 | 905 | 0.90137 | 0.038681 | -1.9341 | 0.28066 | -0.11618 | -2.0502 | -1.9388 | TRUE | -1.9341 | 0.60672 | 0.054156 | -1.8799 | -1.5619 | TRUE | -0.43407 | 0.10008 | -0.25622 | -0.69029 | -0.59281
-0.405 | 7.8188e-42 | 1 | 4.4667e-42 | 2.2334e-40 | 0.46399 | 0.070894 | 906 | 0.9014 | 0.038687 | -1.9343 | 0.57077 | 0.035667 | -1.8987 | -1.939 | TRUE | -1.9343 | 0.8088 | 0.1747 | -1.7596 | -1.5621 | TRUE | -0.43433 | 0.070894 | -0.29383 | -0.72816 | -0.59289
-0.406 | 4.9706e-42 | 1 | 2.8482e-42 | 1.4241e-40 | 0.10392 | 0.46099 | 907 | 0.90178 | 0.038753 | -1.9377 | 0.7365 | 0.12652 | -1.8112 | -1.9424 | TRUE | -1.9377 | 0.48041 | -0.0098249 | -1.9475 | -1.5648 | TRUE | -0.43767 | 0.46099 | -0.019586 | -0.45725 | -0.59391
-0.407 | 3.1564e-42 | 1 | 1.8142e-42 | 9.0708e-41 | 0.67355 | 0.626 | 908 | 0.9019 | 0.038774 | -1.9387 | 0.35447 | -0.074659 | -2.0133 | -1.9434 | TRUE | -1.9387 | 0.31841 | -0.094428 | -2.0331 | -1.5656 | TRUE | -0.43869 | 0.626 | 0.064257 | -0.37443 | -0.59423
-0.408 | 2.0022e-42 | 1 | 1.1542e-42 | 5.7712e-41 | 0.77967 | 0.18296 | 909 | 0.90375 | 0.039097 | -1.9549 | 0.41354 | -0.043687 | -1.9986 | -1.9596 | TRUE | -1.9549 | 0.3526 | -0.075661 | -2.0305 | -1.5787 | TRUE | -0.45487 | 0.18296 | -0.18083 | -0.6357 | -0.59919
-0.409 | 1.2686e-42 | 1 | 7.3356e-43 | 3.6678e-41 | 0.53586 | 0.044862 | 910 | 0.9061 | 0.039513 | -1.9757 | 0.6321 | 0.067483 | -1.9082 | -1.9804 | TRUE | -1.9757 | 0.12099 | -0.23401 | -2.2097 | -1.5955 | TRUE | -0.47566 | 0.044862 | -0.33937 | -0.81503 | -0.60556
-0.41 | 8.0292e-43 | 1 | 4.6568e-43 | 2.3284e-41 | 0.37165 | 0.80084 | 911 | 0.90754 | 0.039773 | -1.9886 | 0.047964 | -0.33298 | -2.3216 | -1.9935 | TRUE | -1.9886 | 0.44822 | -0.02603 | -2.0147 | -1.606 | TRUE | -0.48864 | 0.80084 | 0.16892 | -0.31972 | -0.60954
-0.411 | 5.0762e-43 | 1 | 2.953e-43 | 1.4765e-41 | 0.67453 | 0.22734 | 912 | 0.908 | 0.039857 | -1.9928 | 0.26582 | -0.1251 | -2.1179 | -1.9977 | TRUE | -1.9928 | 0.22383 | -0.15187 | -2.1447 | -1.6094 | TRUE | -0.49284 | 0.22734 | -0.14953 | -0.64236 | -0.61082
-0.412 | 3.2057e-43 | 1 | 1.8705e-43 | 9.3524e-42 | 0.20815 | 0.94322 | 913 | 0.90968 | 0.040164 | -2.0082 | 0.8031 | 0.17055 | -1.8377 | -2.0131 | TRUE | -2.0082 | 0.43483 | -0.03282 | -2.041 | -1.6218 | TRUE | -0.50821 | 0.94322 | 0.31647 | -0.19174 | -0.61554
-0.413 | 2.0222e-43 | 1 | 1.1835e-43 | 5.9174e-42 | 0.70815 | 0.55468 | 914 | 0.90975 | 0.040176 | -2.0088 | 0.4209 | -0.039918 | -2.0487 | -2.0137 | TRUE | -2.0088 | 0.6425 | 0.073032 | -1.9358 | -1.6223 | TRUE | -0.50879 | 0.55468 | 0.027499 | -0.48129 | -0.61571
-0.414 | 1.2743e-43 | 1 | 7.4798e-44 | 3.7399e-42 | 0.82235 | 0.73481 | 915 | 0.91017 | 0.040254 | -2.0127 | 0.88527 | 0.24035 | -1.7724 | -2.0176 | TRUE | -2.0127 | 0.24722 | -0.13665 | -2.1494 | -1.6254 | TRUE | -0.51271 | 0.73481 | 0.12549 | -0.38722 | -0.61691
-0.415 | 8.0206e-44 | 1 | 4.7221e-44 | 2.361e-42 | 0.79928 | 0.79694 | 916 | 0.91299 | 0.040781 | -2.0391 | 0.43658 | -0.031929 | -2.071 | -2.044 | TRUE | -2.0391 | 0.13865 | -0.21728 | -2.2564 | -1.6467 | TRUE | -0.53907 | 0.79694 | 0.16615 | -0.37293 | -0.62499
-0.416 | 5.0428e-44 | 1 | 2.9778e-44 | 1.4889e-42 | 0.50922 | 0.92454 | 917 | 0.91632 | 0.041421 | -2.0711 | 0.86315 | 0.21892 | -1.8521 | -2.0761 | TRUE | -2.0711 | 0.923 | 0.28512 | -1.7859 | -1.6725 | TRUE | -0.57106 | 0.92454 | 0.28726 | -0.2838 | -0.6348
-0.417 | 3.1671e-44 | 1 | 1.8757e-44 | 9.3786e-43 | 0.34315 | 0.14823 | 918 | 0.91684 | 0.041524 | -2.0762 | 0.21291 | -0.15927 | -2.2355 | -2.0812 | TRUE | -2.0762 | 0.040576 | -0.34881 | -2.425 | -1.6767 | TRUE | -0.57622 | 0.14823 | -0.20881 | -0.78503 | -0.63638
-0.418 | 1.9868e-44 | 1 | 1.1802e-44 | 5.9011e-43 | 0.94739 | 0.95418 | 919 | 0.91852 | 0.041856 | -2.0928 | 0.18523 | -0.17912 | -2.2719 | -2.0979 | TRUE | -2.0928 | 0.71074 | 0.11111 | -1.9817 | -1.6901 | TRUE | -0.59281 | 0.95418 | 0.33737 | -0.25545 | -0.64147
-0.419 | 1.2451e-44 | 1 | 7.4179e-45 | 3.7089e-43 | 0.87971 | 0.22807 | 920 | 0.92007 | 0.042167 | -2.1083 | 0.40101 | -0.050146 | -2.1585 | -2.1134 | TRUE | -2.1083 | 0.3795 | -0.061359 | -2.1697 | -1.7026 | TRUE | -0.60833 | 0.22807 | -0.14904 | -0.75737 | -0.64622
-0.42 | 7.7935e-45 | 1 | 4.657e-45 | 2.3285e-43 | 0.91134 | 0.11217 | 921 | 0.92016 | 0.042184 | -2.1092 | 0.54384 | 0.022023 | -2.0872 | -2.1143 | TRUE | -2.1092 | 0.26885 | -0.12326 | -2.2325 | -1.7033 | TRUE | -0.60921 | 0.11217 | -0.24302 | -0.85223 | -0.64649
-0.421 | 4.873e-45 | 1 | 2.9205e-45 | 1.4602e-43 | 0.47737 | 0.7997 | 922 | 0.92045 | 0.042243 | -2.1122 | 0.28071 | -0.11615 | -2.2283 | -2.1173 | TRUE | -2.1122 | 0.56849 | 0.034508 | -2.0777 | -1.7057 | TRUE | -0.61216 | 0.7997 | 0.16811 | -0.44405 | -0.6474
-0.422 | 3.0436e-45 | 1 | 1.8295e-45 | 9.1473e-44 | 0.15511 | 0.033519 | 923 | 0.92053 | 0.042259 | -2.113 | 0.070025 | -0.29512 | -2.4081 | -2.1181 | TRUE | -2.113 | 0.38562 | -0.058151 | -2.1711 | -1.7064 | TRUE | -0.61296 | 0.033519 | -0.36628 | -0.97925 | -0.64764
-0.423 | 1.8988e-45 | 1 | 1.1447e-45 | 5.7237e-44 | 0.4128 | 0.399 | 924 | 0.92141 | 0.04244 | -2.122 | 0.92237 | 0.28424 | -1.8377 | -2.1271 | TRUE | -2.122 | 0.37262 | -0.064983 | -2.187 | -1.7137 | TRUE | -0.62198 | 0.399 | -0.051189 | -0.67317 | -0.65041
-0.424 | 1.1834e-45 | 1 | 7.1549e-46 | 3.5775e-44 | 0.73656 | 0.76631 | 925 | 0.92184 | 0.042526 | -2.1263 | 0.79026 | 0.16147 | -1.9648 | -2.1314 | TRUE | -2.1263 | 0.73644 | 0.12648 | -1.9998 | -1.7171 | TRUE | -0.62629 | 0.76631 | 0.14535 | -0.48094 | -0.65173
-0.425 | 7.3665e-46 | 1 | 4.4671e-46 | 2.2335e-44 | 0.47859 | 0.1196 | 926 | 0.92197 | 0.042554 | -2.1277 | 0.37657 | -0.062898 | -2.1906 | -2.1328 | TRUE | -2.1277 | 0.74427 | 0.13131 | -1.9964 | -1.7183 | TRUE | -0.62768 | 0.1196 | -0.23539 | -0.86308 | -0.65215
-0.426 | 4.5806e-46 | 1 | 2.7859e-46 | 1.3929e-44 | 0.80658 | 0.84235 | 927 | 0.9228 | 0.042725 | -2.1363 | 0.55418 | 0.027246 | -2.109 | -2.1414 | TRUE | -2.1363 | 0.69504 | 0.10204 | -2.0342 | -1.7252 | TRUE | -0.63627 | 0.84235 | 0.20083 | -0.43543 | -0.65478
-0.427 | 2.8452e-46 | 1 | 1.7354e-46 | 8.6772e-45 | 0.60904 | 0.91114 | 928 | 0.92461 | 0.043103 | -2.1551 | 0.81351 | 0.17818 | -1.977 | -2.1604 | TRUE | -2.1551 | 0.17996 | -0.1831 | -2.3382 | -1.7404 | TRUE | -0.65513 | 0.91114 | 0.26956 | -0.38557 | -0.66057
-0.428 | 1.7653e-46 | 1 | 1.0799e-46 | 5.3995e-45 | 0.63743 | 0.53629 | 929 | 0.92848 | 0.043936 | -2.1968 | 0.66883 | 0.087338 | -2.1095 | -2.2021 | TRUE | -2.1968 | 0.61537 | 0.058669 | -2.1381 | -1.7741 | TRUE | -0.6968 | 0.53629 | 0.018219 | -0.67858 | -0.67334
-0.429 | 1.094e-46 | 1 | 6.7123e-47 | 3.3561e-45 | 0.60843 | 0.12072 | 930 | 0.9302 | 0.04432 | -2.216 | 0.80773 | 0.17391 | -2.0421 | -2.2213 | TRUE | -2.216 | 0.76165 | 0.14232 | -2.0737 | -1.7896 | TRUE | -0.71598 | 0.12072 | -0.23428 | -0.95025 | -0.67922
-0.43 | 6.773e-47 | 1 | 4.1675e-47 | 2.0837e-45 | 0.8764 | 0.83367 | 931 | 0.93145 | 0.0446 | -2.23 | 0.88267 | 0.23769 | -1.9923 | -2.2354 | TRUE | -2.23 | 0.33055 | -0.087678 | -2.3177 | -1.8009 | TRUE | -0.72998 | 0.83367 | 0.19376 | -0.53623 | -0.68351
-0.431 | 4.1884e-47 | 1 | 2.5846e-47 | 1.2923e-45 | 0.61752 | 0.71618 | 932 | 0.93166 | 0.044648 | -2.2324 | 0.9156 | 0.27522 | -1.9572 | -2.2378 | TRUE | -2.2324 | 0.55536 | 0.027841 | -2.2046 | -1.8028 | TRUE | -0.73242 | 0.71618 | 0.11431 | -0.61811 | -0.68426
-0.432 | 2.5872e-47 | 1 | 1.6012e-47 | 8.0059e-46 | 0.67935 | 0.82866 | 933 | 0.93193 | 0.04471 | -2.2355 | 0.3599 | -0.071745 | -2.3072 | -2.2409 | TRUE | -2.2355 | 0.35368 | -0.075079 | -2.3106 | -1.8053 | TRUE | -0.7355 | 0.82866 | 0.18977 | -0.54573 | -0.6852
-0.433 | 1.5964e-47 | 1 | 9.9082e-48 | 4.9541e-46 | 0.25084 | 0.45865 | 934 | 0.93288 | 0.044928 | -2.2464 | 0.80079 | 0.16889 | -2.0775 | -2.2518 | TRUE | -2.2464 | 0.74395 | 0.13112 | -2.1153 | -1.8141 | TRUE | -0.7464 | 0.45865 | -0.020768 | -0.76717 | -0.68854
-0.434 | 9.839e-48 | 1 | 6.1245e-48 | 3.0623e-46 | 0.96502 | 0.60138 | 935 | 0.93447 | 0.045298 | -2.2649 | 0.81746 | 0.18115 | -2.0837 | -2.2704 | TRUE | -2.2649 | 0.57121 | 0.03589 | -2.229 | -1.8291 | TRUE | -0.76488 | 0.60138 | 0.051386 | -0.7135 | -0.69421
-0.435 | 6.0575e-48 | 1 | 3.7815e-48 | 1.8908e-46 | 0.067423 | 0.39261 | 936 | 0.93598 | 0.045657 | -2.2828 | 0.5327 | 0.016413 | -2.2664 | -2.2884 | TRUE | -2.2828 | 0.040574 | -0.34881 | -2.6316 | -1.8436 | TRUE | -0.78284 | 0.39261 | -0.054506 | -0.83734 | -0.69971
-0.436 | 3.7252e-48 | 1 | 2.3323e-48 | 1.1661e-46 | 0.34456 | 0.012362 | 937 | 0.9384 | 0.046244 | -2.3122 | 0.8859 | 0.241 | -2.0712 | -2.3178 | TRUE | -2.3122 | 0.68993 | 0.099129 | -2.2131 | -1.8673 | TRUE | -0.81221 | 0.012362 | -0.44914 | -1.2614 | -0.70871
-0.437 | 2.2884e-48 | 1 | 1.4368e-48 | 7.1841e-47 | 0.7954 | 0.61743 | 938 | 0.93917 | 0.046436 | -2.3218 | 0.60859 | 0.055129 | -2.2667 | -2.3274 | TRUE | -2.3218 | 0.99371 | 0.49904 | -1.8228 | -1.875 | TRUE | -0.82181 | 0.61743 | 0.059746 | -0.76207 | -0.71166
-0.438 | 1.4042e-48 | 1 | 8.842e-49 | 4.421e-47 | 0.40613 | 0.96445 | 939 | 0.94009 | 0.046665 | -2.3333 | 0.17297 | -0.1885 | -2.5218 | -2.3389 | TRUE | -2.3333 | 0.39449 | -0.053529 | -2.3868 | -1.8843 | TRUE | -0.83327 | 0.96445 | 0.36098 | -0.47229 | -0.71517
-0.439 | 8.6071e-49 | 1 | 5.4351e-49 | 2.7176e-47 | 0.030143 | 0.10986 | 940 | 0.94187 | 0.047119 | -2.356 | 0.97614 | 0.39596 | -1.96 | -2.3617 | TRUE | -2.356 | 0.46418 | -0.017983 | -2.374 | -1.9026 | TRUE | -0.85597 | 0.10986 | -0.24546 | -1.1014 | -0.72213
-0.44 | 5.2699e-49 | 1 | 3.3373e-49 | 1.6686e-47 | 0.85817 | 0.10905 | 941 | 0.94194 | 0.047137 | -2.3568 | 0.85104 | 0.20818 | -2.1487 | -2.3625 | TRUE | -2.3568 | 0.90183 | 0.25841 | -2.0984 | -1.9033 | TRUE | -0.85684 | 0.10905 | -0.24632 | -1.1032 | -0.72239
-0.441 | 3.223e-49 | 1 | 2.0469e-49 | 1.0234e-47 | 0.083504 | 0.17534 | 942 | 0.94271 | 0.047339 | -2.3669 | 0.27276 | -0.12089 | -2.4878 | -2.3727 | TRUE | -2.3669 | 0.049544 | -0.32986 | -2.6968 | -1.9115 | TRUE | -0.86694 | 0.17534 | -0.18665 | -1.0536 | -0.72549
-0.442 | 1.969e-49 | 1 | 1.254e-49 | 6.2701e-48 | 0.9218 | 0.25627 | 943 | 0.94551 | 0.048084 | -2.4042 | 0.028707 | -0.38003 | -2.7842 | -2.41 | TRUE | -2.4042 | 0.77858 | 0.15348 | -2.2507 | -1.9416 | TRUE | -0.90421 | 0.25627 | -0.13098 | -1.0352 | -0.73691
-0.443 | 1.2015e-49 | 1 | 7.6743e-50 | 3.8371e-48 | 0.32868 | 0.00090908 | 944 | 0.94688 | 0.048461 | -2.423 | 0.14549 | -0.2112 | -2.6342 | -2.4289 | TRUE | -2.423 | 0.59691 | 0.049072 | -2.374 | -1.9568 | TRUE | -0.92303 | 0.00090908 | -0.62369 | -1.5467 | -0.74268
-0.444 | 7.3241e-50 | 1 | 4.6912e-50 | 2.3456e-48 | 0.59819 | 0.13944 | 945 | 0.94692 | 0.048471 | -2.4235 | 0.066777 | -0.30005 | -2.7236 | -2.4294 | TRUE | -2.4235 | 0.48514 | -0.0074536 | -2.431 | -1.9572 | TRUE | -0.92353 | 0.13944 | -0.21657 | -1.1401 | -0.74283
-0.445 | 4.4596e-50 | 1 | 2.8645e-50 | 1.4323e-48 | 0.57998 | 0.62022 | 946 | 0.94957 | 0.04922 | -2.461 | 0.026177 | -0.38804 | -2.8491 | -2.467 | TRUE | -2.461 | 0.72854 | 0.12168 | -2.3393 | -1.9875 | TRUE | -0.96101 | 0.62022 | 0.06121 | -0.8998 | -0.75432
-0.446 | 2.7124e-50 | 1 | 1.7472e-50 | 8.736e-49 | 0.044381 | 0.35437 | 947 | 0.9497 | 0.04926 | -2.463 | 0.29398 | -0.10836 | -2.5713 | -2.469 | TRUE | -2.463 | 0.20143 | -0.1673 | -2.6303 | -1.9891 | TRUE | -0.96299 | 0.35437 | -0.074712 | -1.0377 | -0.75493
-0.447 | 1.6479e-50 | 1 | 1.0645e-50 | 5.3225e-49 | 0.73473 | 0.4309 | 948 | 0.94996 | 0.049333 | -2.4666 | 0.4241 | -0.038281 | -2.5049 | -2.4726 | TRUE | -2.4666 | 0.46346 | -0.018345 | -2.485 | -1.992 | TRUE | -0.96663 | 0.4309 | -0.034817 | -1.0014 | -0.75604
-0.448 | 1.0001e-50 | 1 | 6.4783e-51 | 3.2392e-49 | 0.45594 | 0.075759 | 949 | 0.95003 | 0.049353 | -2.4677 | 0.33287 | -0.0864 | -2.5541 | -2.4736 | TRUE | -2.4677 | 0.83348 | 0.1936 | -2.2741 | -1.9928 | TRUE | -0.96766 | 0.075759 | -0.28684 | -1.2545 | -0.75636
-0.449 | 6.0624e-51 | 1 | 3.9382e-51 | 1.9691e-49 | 0.47472 | 0.23622 | 950 | 0.9516 | 0.049817 | -2.4908 | 0.33055 | -0.08768 | -2.5785 | -2.4969 | TRUE | -2.4908 | 0.83761 | 0.19694 | -2.2939 | -2.0116 | TRUE | -0.99085 | 0.23622 | -0.1437 | -1.1345 | -0.76347
-0.45 | 3.671e-51 | 1 | 2.3914e-51 | 1.1957e-49 | 0.19838 | 0.14314 | 951 | 0.95253 | 0.050098 | -2.5049 | 0.52757 | 0.013831 | -2.491 | -2.5109 | TRUE | -2.5049 | 0.42073 | -0.040005 | -2.5449 | -2.0229 | TRUE | -1.0049 | 0.14314 | -0.21327 | -1.2181 | -0.76777
-0.451 | 2.2204e-51 | 1 | 1.4505e-51 | 7.2527e-50 | 0.4164 | 0.95138 | 952 | 0.95354 | 0.050407 | -2.5204 | 0.44328 | -0.028529 | -2.5489 | -2.5265 | TRUE | -2.5204 | 0.21267 | -0.15944 | -2.6798 | -2.0354 | TRUE | -1.0204 | 0.95138 | 0.33168 | -0.68867 | -0.77251
-0.452 | 1.3416e-51 | 1 | 8.7886e-52 | 4.3943e-50 | 0.60863 | 0.74498 | 953 | 0.9536 | 0.050424 | -2.5212 | 0.71144 | 0.11152 | -2.4097 | -2.5273 | TRUE | -2.5212 | 0.82385 | 0.18603 | -2.3352 | -2.0361 | TRUE | -1.0212 | 0.74498 | 0.13175 | -0.88946 | -0.77278
-0.453 | 8.0967e-52 | 1 | 5.319e-52 | 2.6595e-50 | 0.0059845 | 0.64882 | 954 | 0.95453 | 0.050714 | -2.5357 | 0.2645 | -0.12591 | -2.6616 | -2.5418 | TRUE | -2.5357 | 0.24729 | -0.13661 | -2.6723 | -2.0478 | TRUE | -1.0357 | 0.64882 | 0.076425 | -0.95927 | -0.77721
-0.454 | 4.8811e-52 | 1 | 3.2155e-52 | 1.6078e-50 | 0.95532 | 0.23345 | 955 | 0.95523 | 0.050934 | -2.5467 | 0.85749 | 0.21382 | -2.3329 | -2.5529 | TRUE | -2.5467 | 0.85988 | 0.21596 | -2.3307 | -2.0566 | TRUE | -1.0467 | 0.23345 | -0.14551 | -1.1922 | -0.78058
-0.455 | 2.9394e-52 | 1 | 1.9418e-52 | 9.7088e-51 | 0.75019 | 0.90914 | 956 | 0.95525 | 0.05094 | -2.547 | 0.60365 | 0.052564 | -2.4944 | -2.5532 | TRUE | -2.547 | 0.10821 | -0.24722 | -2.7942 | -2.0569 | TRUE | -1.047 | 0.90914 | 0.26709 | -0.77991 | -0.78068
-0.456 | 1.7681e-52 | 1 | 1.1713e-52 | 5.8563e-51 | 0.38445 | 0.84445 | 957 | 0.95608 | 0.051207 | -2.5603 | 0.70267 | 0.10642 | -2.4539 | -2.5665 | TRUE | -2.5603 | 0.98896 | 0.45783 | -2.1025 | -2.0677 | TRUE | -1.0603 | 0.84445 | 0.20259 | -0.85775 | -0.78477
-0.457 | 1.0624e-52 | 1 | 7.0572e-53 | 3.5286e-51 | 0.20649 | 0.57536 | 958 | 0.95782 | 0.051779 | -2.589 | 0.18107 | -0.18226 | -2.7712 | -2.5952 | TRUE | -2.589 | 0.82916 | 0.19017 | -2.3988 | -2.0908 | TRUE | -1.089 | 0.57536 | 0.038006 | -1.051 | -0.79354
-0.458 | 6.3764e-53 | 1 | 4.2475e-53 | 2.1237e-51 | 0.40233 | 0.79976 | 959 | 0.9583 | 0.051937 | -2.5969 | 0.53 | 0.015056 | -2.5818 | -2.6032 | TRUE | -2.5969 | 0.34457 | -0.080004 | -2.6769 | -2.0972 | TRUE | -1.0969 | 0.79976 | 0.16816 | -0.92871 | -0.79596
-0.459 | 3.8228e-53 | 1 | 2.5535e-53 | 1.2768e-51 | 0.91521 | 0.68829 | 960 | 0.95882 | 0.052114 | -2.6057 | 0.39018 | -0.055772 | -2.6615 | -2.612 | TRUE | -2.6057 | 0.24338 | -0.13909 | -2.7448 | -2.1043 | TRUE | -1.1057 | 0.68829 | 0.0982 | -1.0075 | -0.79868
-0.46 | 2.2894e-53 | 1 | 1.5335e-53 | 7.6673e-52 | 0.3346 | 0.8686 | 961 | 0.95905 | 0.052192 | -2.6096 | 0.13597 | -0.21972 | -2.8293 | -2.6159 | TRUE | -2.6096 | 0.44099 | -0.029693 | -2.6393 | -2.1074 | TRUE | -1.1096 | 0.8686 | 0.22396 | -0.88563 | -0.79986
-0.461 | 1.3695e-53 | 1 | 9.1986e-54 | 4.5993e-52 | 0.35103 | 0.71945 | 962 | 0.96015 | 0.052574 | -2.6287 | 0.53813 | 0.019146 | -2.6096 | -2.6351 | TRUE | -2.6287 | 0.15929 | -0.19947 | -2.8282 | -2.1229 | TRUE | -1.1287 | 0.71945 | 0.11624 | -1.0125 | -0.80572
-0.462 | 8.1835e-54 | 1 | 5.5117e-54 | 2.7558e-52 | 0.55308 | 0.92344 | 963 | 0.9604 | 0.05266 | -2.633 | 0.20214 | -0.1668 | -2.7998 | -2.6394 | TRUE | -2.633 | 0.63871 | 0.071004 | -2.562 | -2.1263 | TRUE | -1.133 | 0.92344 | 0.28572 | -0.84727 | -0.80703
-0.463 | 4.8846e-54 | 1 | 3.2989e-54 | 1.6494e-52 | 0.38879 | 0.3059 | 964 | 0.96112 | 0.052916 | -2.6458 | 0.42866 | -0.035958 | -2.6818 | -2.6522 | TRUE | -2.6458 | 0.013766 | -0.44078 | -3.0866 | -2.1367 | TRUE | -1.1458 | 0.3059 | -0.1015 | -1.2473 | -0.81097
-0.464 | 2.9123e-54 | 1 | 1.9723e-54 | 9.8614e-53 | 0.045591 | 0.44918 | 965 | 0.9637 | 0.053861 | -2.6931 | 0.076915 | -0.28523 | -2.9783 | -2.6996 | TRUE | -2.6931 | 0.40369 | -0.048761 | -2.7418 | -2.1749 | TRUE | -1.1931 | 0.44918 | -0.025548 | -1.2186 | -0.82545
-0.465 | 1.7345e-54 | 1 | 1.1778e-54 | 5.8892e-53 | 0.18643 | 0.5911 | 966 | 0.96377 | 0.053886 | -2.6943 | 0.5954 | 0.048292 | -2.646 | -2.7008 | TRUE | -2.6943 | 0.85239 | 0.20934 | -2.4849 | -2.1758 | TRUE | -1.1943 | 0.5911 | 0.046076 | -1.1482 | -0.82582
-0.466 | 1.0318e-54 | 1 | 7.0262e-55 | 3.5131e-53 | 0.33797 | 0.42343 | 967 | 0.96396 | 0.053959 | -2.698 | 0.63272 | 0.067813 | -2.6301 | -2.7045 | TRUE | -2.698 | 0.48678 | -0.0066286 | -2.7046 | -2.1788 | TRUE | -1.198 | 0.42343 | -0.038625 | -1.2366 | -0.82695
-0.467 | 6.1317e-55 | 1 | 4.1867e-55 | 2.0934e-53 | 0.79734 | 0.73146 | 968 | 0.96552 | 0.054561 | -2.728 | 0.14987 | -0.2074 | -2.9354 | -2.7346 | TRUE | -2.728 | 0.87987 | 0.23487 | -2.4932 | -2.2031 | TRUE | -1.228 | 0.73146 | 0.12345 | -1.1046 | -0.83617
-0.468 | 3.6397e-55 | 1 | 2.492e-55 | 1.246e-53 | 0.27831 | 0.85255 | 969 | 0.96649 | 0.054948 | -2.7474 | 0.036243 | -0.35921 | -3.1066 | -2.7541 | TRUE | -2.7474 | 0.44301 | -0.02867 | -2.7761 | -2.2187 | TRUE | -1.2474 | 0.85255 | 0.20949 | -1.0379 | -0.8421
-0.469 | 2.1581e-55 | 1 | 1.4816e-55 | 7.408e-54 | 0.75597 | 0.11807 | 970 | 0.96754 | 0.055375 | -2.7687 | 0.15823 | -0.20035 | -2.9691 | -2.7754 | TRUE | -2.7687 | 0.98762 | 0.44905 | -2.3197 | -2.236 | TRUE | -1.2687 | 0.11807 | -0.23694 | -1.5057 | -0.84864
-0.47 | 1.2782e-55 | 1 | 8.7991e-56 | 4.3995e-54 | 0.52722 | 0.73443 | 971 | 0.96763 | 0.05541 | -2.7705 | 0.21019 | -0.16115 | -2.9317 | -2.7772 | TRUE | -2.7705 | 0.66029 | 0.082651 | -2.6879 | -2.2374 | TRUE | -1.2705 | 0.73443 | 0.12525 | -1.1453 | -0.84919
-0.471 | 7.5621e-56 | 1 | 5.2199e-56 | 2.6099e-54 | 0.55073 | 0.068163 | 972 | 0.96769 | 0.055434 | -2.7717 | 0.4577 | -0.021247 | -2.793 | -2.7784 | TRUE | -2.7717 | 0.92364 | 0.286 | -2.4857 | -2.2384 | TRUE | -1.2717 | 0.068163 | -0.29792 | -1.5696 | -0.84956
-0.472 | 4.469e-56 | 1 | 3.0931e-56 | 1.5466e-54 | 0.80099 | 0.64362 | 973 | 0.96853 | 0.055788 | -2.7894 | 0.25565 | -0.13136 | -2.9207 | -2.7961 | TRUE | -2.7894 | 0.28661 | -0.11266 | -2.902 | -2.2526 | TRUE | -1.2894 | 0.64362 | 0.07363 | -1.2157 | -0.85497
-0.473 | 2.6381e-56 | 1 | 1.8309e-56 | 9.1543e-55 | 0.78475 | 0.19038 | 974 | 0.96929 | 0.056114 | -2.8057 | 0.95533 | 0.33979 | -2.4659 | -2.8125 | TRUE | -2.8057 | 0.014615 | -0.43607 | -3.2418 | -2.2658 | TRUE | -1.3057 | 0.19038 | -0.1753 | -1.481 | -0.85997
-0.474 | 1.5556e-56 | 1 | 1.0825e-56 | 5.4126e-55 | 0.36054 | 0.94056 | 975 | 0.97004 | 0.056443 | -2.8222 | 0.55198 | 0.026134 | -2.796 | -2.829 | TRUE | -2.8222 | 0.74383 | 0.13104 | -2.6911 | -2.2791 | TRUE | -1.3222 | 0.94056 | 0.3119 | -1.0103 | -0.86502
-0.475 | 9.1625e-57 | 1 | 6.3933e-57 | 3.1966e-55 | 0.95419 | 0.46055 | 976 | 0.97209 | 0.057373 | -2.8686 | 0.2321 | -0.14639 | -3.015 | -2.8756 | TRUE | -2.8686 | 0.38592 | -0.057995 | -2.9266 | -2.3166 | TRUE | -1.3686 | 0.46055 | -0.019811 | -1.3884 | -0.87926
-0.476 | 5.3908e-57 | 1 | 3.7717e-57 | 1.8858e-55 | 0.68607 | 0.24594 | 977 | 0.97287 | 0.057743 | -2.8872 | 0.6858 | 0.096797 | -2.7904 | -2.8942 | TRUE | -2.8872 | 0.30557 | -0.10169 | -2.9889 | -2.3316 | TRUE | -1.3872 | 0.24594 | -0.13746 | -1.5246 | -0.88494
-0.477 | 3.1682e-57 | 1 | 2.2226e-57 | 1.1113e-55 | 0.10773 | 0.62248 | 978 | 0.9753 | 0.058954 | -2.9477 | 0.46933 | -0.015391 | -2.9631 | -2.9548 | TRUE | -2.9477 | 0.23448 | -0.14484 | -3.0925 | -2.3805 | TRUE | -1.4477 | 0.62248 | 0.062399 | -1.3853 | -0.90349
-0.478 | 1.8599e-57 | 1 | 1.3083e-57 | 6.5415e-56 | 0.062098 | 0.5668 | 979 | 0.97538 | 0.058995 | -2.9497 | 0.49008 | -0.0049752 | -2.9547 | -2.9569 | TRUE | -2.9497 | 0.015719 | -0.43029 | -3.38 | -2.3821 | TRUE | -1.4497 | 0.5668 | 0.033647 | -1.4161 | -0.90412
-0.479 | 1.0907e-57 | 1 | 7.6926e-58 | 3.8463e-56 | 0.93002 | 0.76637 | 980 | 0.97619 | 0.059421 | -2.971 | 0.25735 | -0.13031 | -3.1014 | -2.9782 | TRUE | -2.971 | 0.59249 | 0.046789 | -2.9243 | -2.3993 | TRUE | -1.471 | 0.76637 | 0.14539 | -1.3257 | -0.91065
-0.48 | 6.3888e-58 | 1 | 4.518e-58 | 2.259e-56 | 0.54541 | 0.73272 | 981 | 0.97654 | 0.059611 | -2.9805 | 0.60601 | 0.053787 | -2.9267 | -2.9878 | TRUE | -2.9805 | 0.017575 | -0.42133 | -3.4019 | -2.407 | TRUE | -1.4805 | 0.73272 | 0.12421 | -1.3563 | -0.91356
-0.481 | 3.7381e-58 | 1 | 2.6506e-58 | 1.3253e-56 | 0.82096 | 0.20642 | 982 | 0.9781 | 0.060481 | -3.0241 | 0.83874 | 0.19786 | -2.8262 | -3.0314 | TRUE | -3.0241 | 0.81523 | 0.17947 | -2.8446 | -2.4422 | TRUE | -1.5241 | 0.20642 | -0.16378 | -1.6878 | -0.9269
-0.482 | 2.1848e-58 | 1 | 1.5533e-58 | 7.7666e-57 | 0.34979 | 0.50563 | 983 | 0.9784 | 0.060656 | -3.0328 | 0.47613 | -0.011973 | -3.0448 | -3.0401 | TRUE | -3.0328 | 0.63231 | 0.067596 | -2.9652 | -2.4492 | TRUE | -1.5328 | 0.50563 | 0.0028248 | -1.53 | -0.92958
-0.483 | 1.2755e-58 | 1 | 9.0928e-59 | 4.5464e-57 | 0.97536 | 0.047551 | 984 | 0.97868 | 0.060816 | -3.0408 | 0.30491 | -0.10207 | -3.1429 | -3.0482 | TRUE | -3.0408 | 0.1408 | -0.21534 | -3.2561 | -2.4557 | TRUE | -1.5408 | 0.047551 | -0.33382 | -1.8746 | -0.93203
-0.484 | 7.4385e-59 | 1 | 5.3167e-59 | 2.6584e-57 | 0.39309 | 0.21105 | 985 | 0.97909 | 0.061062 | -3.0531 | 0.72409 | 0.11901 | -2.9341 | -3.0605 | TRUE | -3.0531 | 0.055217 | -0.31925 | -3.3723 | -2.4656 | TRUE | -1.5531 | 0.21105 | -0.16056 | -1.7136 | -0.9358
-0.485 | 4.3331e-59 | 1 | 3.1054e-59 | 1.5527e-57 | 0.30057 | 0.95459 | 986 | 0.97981 | 0.061498 | -3.0749 | 0.53278 | 0.016451 | -3.0584 | -3.0823 | TRUE | -3.0749 | 0.49974 | -0.00013095 | -3.075 | -2.4832 | TRUE | -1.5749 | 0.95459 | 0.33822 | -1.2367 | -0.94248
-0.486 | 2.5214e-59 | 1 | 1.8118e-59 | 9.0588e-58 | 0.57175 | 0.25161 | 987 | 0.97996 | 0.061589 | -3.0795 | 0.61961 | 0.060893 | -3.0186 | -3.0869 | TRUE | -3.0795 | 0.14602 | -0.21073 | -3.2902 | -2.4869 | TRUE | -1.5795 | 0.25161 | -0.13389 | -1.7133 | -0.94388
-0.487 | 1.4655e-59 | 1 | 1.0558e-59 | 5.2792e-58 | 0.84683 | 0.27221 | 988 | 0.98494 | 0.065052 | -3.2526 | 0.42625 | -0.037187 | -3.2898 | -3.2605 | TRUE | -3.2526 | 0.27165 | -0.12157 | -3.3742 | -2.6267 | TRUE | -1.7526 | 0.27221 | -0.12123 | -1.8738 | -0.99696
-0.488 | 8.5086e-60 | 1 | 6.1464e-60 | 3.0732e-58 | 0.62273 | 0.56172 | 989 | 0.98562 | 0.065605 | -3.2803 | 0.39627 | -0.052602 | -3.3329 | -3.2882 | TRUE | -3.2803 | 0.076835 | -0.28534 | -3.5656 | -2.6491 | TRUE | -1.7803 | 0.56172 | 0.031068 | -1.7492 | -1.0054
-0.489 | 4.9346e-60 | 1 | 3.574e-60 | 1.787e-58 | 0.67095 | 0.9017 | 990 | 0.98582 | 0.065766 | -3.2883 | 0.0023423 | -0.56559 | -3.8539 | -3.2963 | TRUE | -3.2883 | 0.80422 | 0.17136 | -3.1169 | -2.6555 | TRUE | -1.7883 | 0.9017 | 0.25826 | -1.53 | -1.0079
-0.49 | 2.8587e-60 | 1 | 2.0759e-60 | 1.038e-58 | 0.98265 | 0.79558 | 991 | 0.98715 | 0.066925 | -3.3463 | 0.21483 | -0.15795 | -3.5042 | -3.3544 | TRUE | -3.3463 | 0.49078 | -0.004625 | -3.3509 | -2.7024 | TRUE | -1.8463 | 0.79558 | 0.16519 | -1.6811 | -1.0257
-0.491 | 1.6542e-60 | 1 | 1.2044e-60 | 6.0222e-59 | 0.71658 | 0.58451 | 992 | 0.9878 | 0.067519 | -3.3759 | 0.060992 | -0.3093 | -3.6852 | -3.3841 | TRUE | -3.3759 | 0.11523 | -0.23983 | -3.6158 | -2.7263 | TRUE | -1.8759 | 0.58451 | 0.042688 | -1.8332 | -1.0348
-0.492 | 9.5619e-61 | 1 | 6.9803e-61 | 3.4902e-59 | 0.97438 | 0.66188 | 993 | 0.98905 | 0.068762 | -3.4381 | 0.21079 | -0.16074 | -3.5988 | -3.4464 | TRUE | -3.4381 | 0.886 | 0.2411 | -3.197 | -2.7765 | TRUE | -1.9381 | 0.66188 | 0.083522 | -1.8546 | -1.0538
-0.493 | 5.5209e-61 | 1 | 4.041e-61 | 2.0205e-59 | 0.3415 | 0.57173 | 994 | 0.99035 | 0.070192 | -3.5096 | 0.3744 | -0.064045 | -3.5737 | -3.5181 | TRUE | -3.5096 | 0.56854 | 0.034533 | -3.4751 | -2.8343 | TRUE | -2.0096 | 0.57173 | 0.036155 | -1.9735 | -1.0757
-0.494 | 3.1842e-61 | 1 | 2.3367e-61 | 1.1684e-59 | 0.12467 | 0.15041 | 995 | 0.9932 | 0.074029 | -3.7014 | 0.18771 | -0.17727 | -3.8787 | -3.7104 | TRUE | -3.7014 | 0.86369 | 0.21941 | -3.482 | -2.9892 | TRUE | -2.2014 | 0.15041 | -0.20693 | -2.4084 | -1.1345
-0.495 | 1.8345e-61 | 1 | 1.3497e-61 | 6.7487e-60 | 0.82127 | 0.41952 | 996 | 0.99325 | 0.074116 | -3.7058 | 0.71395 | 0.11299 | -3.5928 | -3.7148 | TRUE | -3.7058 | 0.53445 | 0.017293 | -3.6885 | -2.9927 | TRUE | -2.2058 | 0.41952 | -0.040625 | -2.2464 | -1.1359
-0.496 | 1.0557e-61 | 1 | 7.7878e-62 | 3.8939e-60 | 0.060249 | 0.30355 | 997 | 0.99343 | 0.074391 | -3.7195 | 0.92219 | 0.28399 | -3.4355 | -3.7285 | TRUE | -3.7195 | 0.060878 | -0.30949 | -4.029 | -3.0038 | TRUE | -2.2195 | 0.30355 | -0.10284 | -2.3224 | -1.1401
-0.497 | 6.0685e-62 | 1 | 4.4884e-62 | 2.2442e-60 | 0.81076 | 0.36964 | 998 | 0.99373 | 0.074896 | -3.7448 | 0.00018819 | -0.71122 | -4.456 | -3.7538 | TRUE | -3.7448 | 0.094739 | -0.26243 | -4.0072 | -3.0242 | TRUE | -2.2448 | 0.36964 | -0.066561 | -2.3113 | -1.1478
-0.498 | 3.4845e-62 | 1 | 2.584e-62 | 1.292e-60 | 0.61876 | 0.4445 | 999 | 0.99417 | 0.075666 | -3.7833 | 0.059566 | -0.31169 | -4.095 | -3.7925 | TRUE | -3.7833 | 0.63878 | 0.071038 | -3.7123 | -3.0553 | TRUE | -2.2833 | 0.4445 | -0.027914 | -2.3112 | -1.1596
-0.499 | 1.9986e-62 | 1 | 1.4859e-62 | 7.4296e-61 | 0.92739 | 0.64684 | 1000 | 0.99695 | 0.082265 | -4.1132 | 0.20732 | -0.16315 | -4.2764 | -4.1232 | TRUE | -4.1132 | 0.63708 | 0.070133 | -4.0431 | -3.3218 | TRUE | -2.6132 | 0.64684 | 0.075362 | -2.5379 | -1.2607
-0.5 | 1.1451e-62 | 1 | 8.5355e-63 | 4.2677e-61 | 0.75103 | 0.84987 | 1001 | 0.99777 | 0.085309 | -4.2654 | 0.27196 | -0.12138 | -4.3868 | -4.2758 | TRUE | -4.2654 | 0.96664 | 0.36672 | -3.8987 | -3.4447 | TRUE | -2.7654 | 0.84987 | 0.20717 | -2.5583 | -1.3074

## Sheet3
Frequency Error | [5 empty] | No Dead-Band Response | [5 empty] | Step Dead-Band Response | [6 empty] | Ramp Dead-Band Response
[10 empty] | No | Estimated | [5 empty] | Step | Estimated | [5 empty] | Ramp | Estimated
Random | Random |  | Random | Normal |  | Pure No | Random | Normal | No | Dead-Band | No |  | Step | Random | Normal | Step | Dead-Band | Step |  | Ramp | Random | Normal | Ramp | Dead-Band | Ramp
Number | Number | Data | Number | Inverse | Contracted | Dead-Band | Number | Inverse | Dead-Band | Response | Dead-Band | Dead-band | Dead-Band | Number | Inverse | Dead-Band | Response | Dead-Band | Dead-band | Dead-Band | Number | Inverse | Dead-Band | Response | Dead-Band
Values | Values | Points | Values | Frequency | Response | Response | Values | Megawatt | Response | Error | Error | Test | Response | Values | Megawatt | Response | Error | Error | Test | Response | Values | Megawatt | Response | Error | Error
|  |  | Sorted | Error | MW | MW |  | Error | MW | MW | MW | 0.03 | MW |  | Error | MW | MW | MW | 0.03 | MW |  | Error | MW | MW | MW
[7 empty] | 0.2 | MW
0.063693 | 0.42705 | 1 | 0.00079153 | -0.09477 | 4.7385 | 4.7385 | 0.008359 | -0.47857 | 4.2599 | -0.47857 | 0.011473 | TRUE | 4.7385 | 0.096047 | -0.26088 | 4.4776 | -0.26088 | -0.9118 | TRUE | 3.2385 | 0.42705 | -0.036776 | 3.2017 | -1.5368 | -3.2861
0.65104 | 0.30229 | 2 | 0.0021837 | -0.08551 | 4.2755 | 4.2755 | 0.30489 | -0.10208 | 4.1734 | -0.10208 | 0.010352 | TRUE | 4.2755 | 0.48788 | -0.0060754 | 4.2694 | -0.0060754 | -0.8227 | TRUE | 2.7755 | 0.30229 | -0.10356 | 2.6719 | -1.6036 | -2.965
0.78992 | 0.04772 | 3 | 0.0036726 | -0.080423 | 4.0212 | 4.0212 | 0.49643 | -0.0017874 | 4.0194 | -0.0017874 | 0.0097362 | TRUE | 4.0212 | 0.7119 | 0.11179 | 4.1329 | 0.11179 | -0.77376 | TRUE | 2.5212 | 0.04772 | -0.33347 | 2.1877 | -1.8335 | -2.7886
0.72753 | 0.87273 | 4 | 0.0044354 | -0.07851 | 3.9255 | 3.9255 | 0.69734 | 0.10335 | 4.0288 | 0.10335 | 0.0095046 | TRUE | 3.9255 | 0.77183 | 0.14898 | 4.0745 | 0.14898 | -0.75536 | TRUE | 2.4255 | 0.87273 | 0.22788 | 2.6534 | -1.2721 | -2.7223
0.44425 | 0.30892 | 5 | 0.0048323 | -0.077628 | 3.8814 | 3.8814 | 0.76277 | 0.14305 | 4.0245 | 0.14305 | 0.0093978 | TRUE | 3.8814 | 0.40089 | -0.050206 | 3.8312 | -0.050206 | -0.74687 | TRUE | 2.3814 | 0.30892 | -0.099781 | 2.2816 | -1.5998 | -2.6917
0.75724 | 0.14572 | 6 | 0.0058762 | -0.075585 | 3.7792 | 3.7792 | 0.38152 | -0.060299 | 3.7189 | -0.060299 | 0.0091505 | TRUE | 3.7792 | 0.39977 | -0.050791 | 3.7284 | -0.050791 | -0.72721 | TRUE | 2.2792 | 0.14572 | -0.21099 | 2.0682 | -1.711 | -2.6209
0.25297 | 0.33445 | 7 | 0.0059559 | -0.075442 | 3.7721 | 3.7721 | 0.10864 | -0.24676 | 3.5254 | -0.24676 | 0.0091332 | TRUE | 3.7721 | 0.31053 | -0.09887 | 3.6733 | -0.09887 | -0.72584 | TRUE | 2.2721 | 0.33445 | -0.085529 | 2.1866 | -1.5855 | -2.6159
0.74894 | 0.89082 | 8 | 0.0091034 | -0.070842 | 3.5421 | 3.5421 | 0.1631 | -0.19636 | 3.3457 | -0.19636 | 0.0085762 | TRUE | 3.5421 | 0.92454 | 0.28726 | 3.8293 | 0.28726 | -0.68158 | TRUE | 2.0421 | 0.89082 | 0.24618 | 2.2883 | -1.2538 | -2.4564
0.8341 | 0.91055 | 9 | 0.011847 | -0.067861 | 3.3931 | 3.3931 | 0.028292 | -0.3813 | 3.0118 | -0.3813 | 0.0082154 | TRUE | 3.3931 | 0.11876 | -0.23624 | 3.1568 | -0.23624 | -0.6529 | TRUE | 1.8931 | 0.91055 | 0.26883 | 2.1619 | -1.2312 | -2.3531
0.22394 | 0.71765 | 10 | 0.012002 | -0.067712 | 3.3856 | 3.3856 | 0.067536 | -0.29888 | 3.0867 | -0.29888 | 0.0081973 | TRUE | 3.3856 | 0.52079 | 0.010425 | 3.396 | 0.010425 | -0.65146 | TRUE | 1.8856 | 0.71765 | 0.11518 | 2.0008 | -1.3848 | -2.3479
0.13766 | 0.27069 | 11 | 0.01364 | -0.066225 | 3.3113 | 3.3113 | 0.48484 | -0.0076038 | 3.3036 | -0.0076038 | 0.0080173 | TRUE | 3.3113 | 0.85328 | 0.21013 | 3.5214 | 0.21013 | -0.63716 | TRUE | 1.8113 | 0.27069 | -0.12215 | 1.6891 | -1.6221 | -2.2963
0.2263 | 0.63251 | 12 | 0.016342 | -0.064078 | 3.2039 | 3.2039 | 0.78813 | 0.15999 | 3.3639 | 0.15999 | 0.0077574 | TRUE | 3.2039 | 0.32116 | -0.092892 | 3.111 | -0.092892 | -0.6165 | TRUE | 1.7039 | 0.63251 | 0.0677 | 1.7716 | -1.4323 | -2.2219
0.96263 | 0.055719 | 13 | 0.017225 | -0.063443 | 3.1721 | 3.1721 | 0.4758 | -0.012137 | 3.16 | -0.012137 | 0.0076805 | TRUE | 3.1721 | 0.31642 | -0.095544 | 3.0766 | -0.095544 | -0.61039 | TRUE | 1.6721 | 0.055719 | -0.31835 | 1.3538 | -1.8184 | -2.1999
0.1646 | 0.43211 | 14 | 0.01732 | -0.063376 | 3.1688 | 3.1688 | 0.090319 | -0.26776 | 2.901 | -0.26776 | 0.0076724 | TRUE | 3.1688 | 0.81856 | 0.18197 | 3.3508 | 0.18197 | -0.60975 | TRUE | 1.6688 | 0.43211 | -0.034199 | 1.6346 | -1.5342 | -2.1975
0.76669 | 0.0014689 | 15 | 0.017731 | -0.063091 | 3.1546 | 3.1546 | 0.2352 | -0.14437 | 3.0102 | -0.14437 | 0.0076379 | TRUE | 3.1546 | 0.24024 | -0.14111 | 3.0134 | -0.14111 | -0.60701 | TRUE | 1.6546 | 0.0014689 | -0.59483 | 1.0597 | -2.0948 | -2.1877
0.45631 | 0.63781 | 16 | 0.018632 | -0.062486 | 3.1243 | 3.1243 | 0.10657 | -0.24899 | 2.8753 | -0.24899 | 0.0075646 | TRUE | 3.1243 | 0.56444 | 0.032448 | 3.1567 | 0.032448 | -0.60119 | TRUE | 1.6243 | 0.63781 | 0.07052 | 1.6948 | -1.4295 | -2.1667
0.22944 | 0.10086 | 17 | 0.019867 | -0.061695 | 3.0847 | 3.0847 | 0.86384 | 0.21955 | 3.3043 | 0.21955 | 0.0074689 | TRUE | 3.0847 | 0.59302 | 0.047062 | 3.1318 | 0.047062 | -0.59358 | TRUE | 1.5847 | 0.10086 | -0.25533 | 1.3294 | -1.7553 | -2.1392
0.029418 | 0.80362 | 18 | 0.020137 | -0.061528 | 3.0764 | 3.0764 | 0.97506 | 0.3922 | 3.4686 | 0.3922 | 0.0074487 | TRUE | 3.0764 | 0.22067 | -0.15398 | 2.9224 | -0.15398 | -0.59197 | TRUE | 1.5764 | 0.80362 | 0.17092 | 1.7473 | -1.3291 | -2.1335
0.33161 | 0.55844 | 19 | 0.020172 | -0.061506 | 3.0753 | 3.0753 | 0.29146 | -0.10982 | 2.9655 | -0.10982 | 0.0074461 | TRUE | 3.0753 | 0.43778 | -0.031319 | 3.044 | -0.031319 | -0.59176 | TRUE | 1.5753 | 0.55844 | 0.029404 | 1.6047 | -1.4706 | -2.1327
0.091646 | 0.66414 | 20 | 0.021468 | -0.06073 | 3.0365 | 3.0365 | 0.65827 | 0.081547 | 3.118 | 0.081547 | 0.0073521 | TRUE | 3.0365 | 0.66819 | 0.086987 | 3.1235 | 0.086987 | -0.58429 | TRUE | 1.5365 | 0.66414 | 0.084756 | 1.6213 | -1.4152 | -2.1058
0.19922 | 0.6967 | 21 | 0.022302 | -0.060251 | 3.0125 | 3.0125 | 0.039402 | -0.35153 | 2.661 | -0.35153 | 0.0072941 | TRUE | 3.0125 | 0.54922 | 0.024737 | 3.0373 | 0.024737 | -0.57968 | TRUE | 1.5125 | 0.6967 | 0.10299 | 1.6155 | -1.397 | -2.0892
0.62874 | 0.52978 | 22 | 0.023305 | -0.059695 | 2.9848 | 2.9848 | 0.17691 | -0.18544 | 2.7993 | -0.18544 | 0.0072268 | TRUE | 2.9848 | 0.079351 | -0.28189 | 2.7029 | -0.28189 | -0.57434 | TRUE | 1.4848 | 0.52978 | 0.014941 | 1.4997 | -1.4851 | -2.0699
0.029326 | 0.13339 | 23 | 0.023539 | -0.059568 | 2.9784 | 2.9784 | 0.65264 | 0.078493 | 3.0569 | 0.078493 | 0.0072114 | TRUE | 2.9784 | 0.5211 | 0.010582 | 2.989 | 0.010582 | -0.57311 | TRUE | 1.4784 | 0.13339 | -0.2221 | 1.2563 | -1.7221 | -2.0655
0.74744 | 0.2217 | 24 | 0.025665 | -0.058461 | 2.9231 | 2.9231 | 0.81195 | 0.17702 | 3.1001 | 0.17702 | 0.0070775 | TRUE | 2.9231 | 0.91182 | 0.27041 | 3.1935 | 0.27041 | -0.56247 | TRUE | 1.4231 | 0.2217 | -0.15329 | 1.2698 | -1.6533 | -2.0271
0.084907 | 0.50983 | 25 | 0.027325 | -0.05765 | 2.8825 | 2.8825 | 0.35192 | -0.076028 | 2.8065 | -0.076028 | 0.0069792 | TRUE | 2.8825 | 0.19092 | -0.1749 | 2.7076 | -0.1749 | -0.55466 | TRUE | 1.3825 | 0.50983 | 0.004931 | 1.3874 | -1.4951 | -1.999
0.38378 | 0.29984 | 26 | 0.028306 | -0.057189 | 2.8594 | 2.8594 | 0.42607 | -0.037277 | 2.8222 | -0.037277 | 0.0069234 | TRUE | 2.8594 | 0.23942 | -0.14164 | 2.7178 | -0.14164 | -0.55022 | TRUE | 1.3594 | 0.29984 | -0.10497 | 1.2545 | -1.605 | -1.983
0.97327 | 0.9403 | 27 | 0.029478 | -0.056656 | 2.8328 | 2.8328 | 0.65756 | 0.081163 | 2.9139 | 0.081163 | 0.0068588 | TRUE | 2.8328 | 0.53792 | 0.019041 | 2.8518 | 0.019041 | -0.54509 | TRUE | 1.3328 | 0.9403 | 0.31145 | 1.6442 | -1.1885 | -1.9645
0.1841 | 0.86731 | 28 | 0.029857 | -0.056487 | 2.8244 | 2.8244 | 0.1113 | -0.24393 | 2.5804 | -0.24393 | 0.0068385 | TRUE | 2.8244 | 0.15715 | -0.20125 | 2.6231 | -0.20125 | -0.54347 | TRUE | 1.3244 | 0.86731 | 0.22275 | 1.5471 | -1.2772 | -1.9587
0.84609 | 0.073169 | 29 | 0.029938 | -0.056451 | 2.8226 | 2.8226 | 0.29254 | -0.1092 | 2.7134 | -0.1092 | 0.0068341 | TRUE | 2.8226 | 0.56823 | 0.034375 | 2.8569 | 0.034375 | -0.54313 | TRUE | 1.3226 | 0.073169 | -0.29052 | 1.032 | -1.7905 | -1.9574
0.83956 | 0.80625 | 30 | 0.030378 | -0.056258 | 2.8129 | 2.8129 | 0.25192 | -0.13369 | 2.6792 | -0.13369 | 0.0068107 | TRUE | 2.8129 | 0.81724 | 0.18098 | 2.9939 | 0.18098 | -0.54127 | TRUE | 1.3129 | 0.80625 | 0.17283 | 1.4857 | -1.3272 | -1.9507
0.84414 | 0.42924 | 31 | 0.030414 | -0.056242 | 2.8121 | 2.8121 | 0.31446 | -0.096652 | 2.7155 | -0.096652 | 0.0068088 | TRUE | 2.8121 | 0.3345 | -0.085507 | 2.7266 | -0.085507 | -0.54112 | TRUE | 1.3121 | 0.42924 | -0.035664 | 1.2764 | -1.5357 | -1.9502
0.1442 | 0.74074 | 32 | 0.031675 | -0.055702 | 2.7851 | 2.7851 | 0.47856 | -0.010755 | 2.7743 | -0.010755 | 0.0067434 | TRUE | 2.7851 | 0.29109 | -0.11004 | 2.6751 | -0.11004 | -0.53592 | TRUE | 1.2851 | 0.74074 | 0.12913 | 1.4142 | -1.3709 | -1.9314
0.6752 | 0.026579 | 33 | 0.032015 | -0.055559 | 2.778 | 2.778 | 0.13118 | -0.22416 | 2.5538 | -0.22416 | 0.0067261 | TRUE | 2.778 | 0.014604 | -0.43613 | 2.3418 | -0.43613 | -0.53454 | TRUE | 1.278 | 0.026579 | -0.38673 | 0.89123 | -1.8867 | -1.9265
0.11417 | 0.2436 | 34 | 0.032264 | -0.055456 | 2.7728 | 2.7728 | 0.54505 | 0.022635 | 2.7954 | 0.022635 | 0.0067136 | TRUE | 2.7728 | 0.64129 | 0.072383 | 2.8452 | 0.072383 | -0.53355 | TRUE | 1.2728 | 0.2436 | -0.13895 | 1.1338 | -1.639 | -1.9229
0.68748 | 0.58916 | 35 | 0.033286 | -0.055037 | 2.7518 | 2.7518 | 0.17836 | -0.18433 | 2.5675 | -0.18433 | 0.0066629 | TRUE | 2.7518 | 0.34786 | -0.078223 | 2.6736 | -0.078223 | -0.52952 | TRUE | 1.2518 | 0.58916 | 0.045075 | 1.2969 | -1.4549 | -1.9084
0.38787 | 0.30888 | 36 | 0.033368 | -0.055004 | 2.7502 | 2.7502 | 0.88666 | 0.24179 | 2.992 | 0.24179 | 0.0066588 | TRUE | 2.7502 | 0.50969 | 0.0048588 | 2.755 | 0.0048588 | -0.5292 | TRUE | 1.2502 | 0.30888 | -0.099807 | 1.1504 | -1.5998 | -1.9072
0.77783 | 0.69325 | 37 | 0.034307 | -0.054629 | 2.7314 | 2.7314 | 0.074234 | -0.28899 | 2.4424 | -0.28899 | 0.0066135 | TRUE | 2.7314 | 0.88615 | 0.24126 | 2.9727 | 0.24126 | -0.52559 | TRUE | 1.2314 | 0.69325 | 0.10102 | 1.3325 | -1.399 | -1.8942
0.36486 | 0.6482 | 38 | 0.035046 | -0.054339 | 2.717 | 2.717 | 0.26006 | -0.12863 | 2.5883 | -0.12863 | 0.0065784 | TRUE | 2.717 | 0.087408 | -0.27138 | 2.4456 | -0.27138 | -0.52281 | TRUE | 1.217 | 0.6482 | 0.076094 | 1.2931 | -1.4239 | -1.8842
0.20348 | 0.20787 | 39 | 0.035059 | -0.054335 | 2.7167 | 2.7167 | 0.274 | -0.12015 | 2.5966 | -0.12015 | 0.0065779 | TRUE | 2.7167 | 0.64049 | 0.071954 | 2.7887 | 0.071954 | -0.52276 | TRUE | 1.2167 | 0.20787 | -0.16277 | 1.054 | -1.6628 | -1.884
0.035586 | 0.70891 | 40 | 0.035257 | -0.054258 | 2.7129 | 2.7129 | 0.18261 | -0.18109 | 2.5318 | -0.18109 | 0.0065686 | TRUE | 2.7129 | 0.46027 | -0.01995 | 2.6929 | -0.01995 | -0.52202 | TRUE | 1.2129 | 0.70891 | 0.11004 | 1.3229 | -1.39 | -1.8814
0.034049 | 0.38949 | 41 | 0.035381 | -0.05421 | 2.7105 | 2.7105 | 0.6449 | 0.074316 | 2.7848 | 0.074316 | 0.0065628 | TRUE | 2.7105 | 0.54364 | 0.021924 | 2.7324 | 0.021924 | -0.52156 | TRUE | 1.2105 | 0.38949 | -0.056132 | 1.1544 | -1.5561 | -1.8797
0.28336 | 0.35149 | 42 | 0.035749 | -0.054069 | 2.7035 | 2.7035 | 0.74683 | 0.13291 | 2.8364 | 0.13291 | 0.0065457 | TRUE | 2.7035 | 0.34529 | -0.079612 | 2.6238 | -0.079612 | -0.52021 | TRUE | 1.2035 | 0.35149 | -0.076258 | 1.1272 | -1.5763 | -1.8748
0.88217 | 0.23572 | 43 | 0.038413 | -0.053082 | 2.6541 | 2.6541 | 0.84062 | 0.1994 | 2.8535 | 0.1994 | 0.0064262 | TRUE | 2.6541 | 0.33347 | -0.086073 | 2.568 | -0.086073 | -0.51071 | TRUE | 1.1541 | 0.23572 | -0.14403 | 1.0101 | -1.644 | -1.8406
0.42946 | 0.18777 | 44 | 0.038701 | -0.052979 | 2.6489 | 2.6489 | 0.96842 | 0.37162 | 3.0206 | 0.37162 | 0.0064137 | TRUE | 2.6489 | 0.17246 | -0.1889 | 2.46 | -0.1889 | -0.50972 | TRUE | 1.1489 | 0.18777 | -0.17723 | 0.97172 | -1.6772 | -1.837
0.65576 | 0.31354 | 45 | 0.038888 | -0.052912 | 2.6456 | 2.6456 | 0.080309 | -0.2806 | 2.365 | -0.2806 | 0.0064056 | TRUE | 2.6456 | 0.95597 | 0.34114 | 2.9867 | 0.34114 | -0.50908 | TRUE | 1.1456 | 0.31354 | -0.097168 | 1.0484 | -1.5972 | -1.8347
0.52269 | 0.49749 | 46 | 0.039035 | -0.05286 | 2.643 | 2.643 | 0.92774 | 0.29183 | 2.9348 | 0.29183 | 0.0063993 | TRUE | 2.643 | 0.77067 | 0.14821 | 2.7912 | 0.14821 | -0.50857 | TRUE | 1.143 | 0.49749 | -0.0012594 | 1.1417 | -1.5013 | -1.8329
0.1052 | 0.040728 | 47 | 0.039273 | -0.052776 | 2.6388 | 2.6388 | 0.55019 | 0.025226 | 2.664 | 0.025226 | 0.0063891 | TRUE | 2.6388 | 0.95031 | 0.32958 | 2.9684 | 0.32958 | -0.50776 | TRUE | 1.1388 | 0.040728 | -0.34846 | 0.79033 | -1.8485 | -1.83
0.68724 | 0.20362 | 48 | 0.040162 | -0.052464 | 2.6232 | 2.6232 | 0.58681 | 0.043869 | 2.6671 | 0.043869 | 0.0063514 | TRUE | 2.6232 | 0.25277 | -0.13316 | 2.49 | -0.13316 | -0.50477 | TRUE | 1.1232 | 0.20362 | -0.16575 | 0.95745 | -1.6658 | -1.8192
0.90959 | 0.98109 | 49 | 0.04033 | -0.052406 | 2.6203 | 2.6203 | 0.26459 | -0.12585 | 2.4944 | -0.12585 | 0.0063444 | TRUE | 2.6203 | 0.65104 | 0.077624 | 2.6979 | 0.077624 | -0.50421 | TRUE | 1.1203 | 0.98109 | 0.41536 | 1.5357 | -1.0846 | -1.8172
0.58947 | 0.50293 | 50 | 0.042728 | -0.051596 | 2.5798 | 2.5798 | 0.73099 | 0.12316 | 2.703 | 0.12316 | 0.0062464 | TRUE | 2.5798 | 0.03734 | -0.35649 | 2.2233 | -0.35649 | -0.49642 | TRUE | 1.0798 | 0.50293 | 0.0014697 | 1.0813 | -1.4985 | -1.7891
0.94435 | 0.50199 | 51 | 0.044236 | -0.051106 | 2.5553 | 2.5553 | 0.28068 | -0.11616 | 2.4391 | -0.11616 | 0.0061869 | TRUE | 2.5553 | 0.92384 | 0.28627 | 2.8415 | 0.28627 | -0.49169 | TRUE | 1.0553 | 0.50199 | 0.00099756 | 1.0563 | -1.499 | -1.7721
0.42472 | 0.25349 | 52 | 0.045174 | -0.050807 | 2.5403 | 2.5403 | 0.80784 | 0.17399 | 2.7143 | 0.17399 | 0.0061508 | TRUE | 2.5403 | 0.21693 | -0.15652 | 2.3838 | -0.15652 | -0.48882 | TRUE | 1.0403 | 0.25349 | -0.13271 | 0.90763 | -1.6327 | -1.7617
0.30621 | 0.70158 | 53 | 0.045517 | -0.050699 | 2.535 | 2.535 | 0.96051 | 0.35134 | 2.8863 | 0.35134 | 0.0061377 | TRUE | 2.535 | 0.69113 | 0.099813 | 2.6348 | 0.099813 | -0.48778 | TRUE | 1.035 | 0.70158 | 0.10579 | 1.1407 | -1.3942 | -1.758
0.77887 | 0.42284 | 54 | 0.046662 | -0.050344 | 2.5172 | 2.5172 | 0.42063 | -0.040055 | 2.4771 | -0.040055 | 0.0060947 | TRUE | 2.5172 | 0.82759 | 0.18894 | 2.7061 | 0.18894 | -0.48436 | TRUE | 1.0172 | 0.42284 | -0.038928 | 0.97825 | -1.5389 | -1.7456
0.73649 | 0.89075 | 55 | 0.047176 | -0.050186 | 2.5093 | 2.5093 | 0.24647 | -0.13713 | 2.3722 | -0.13713 | 0.0060757 | TRUE | 2.5093 | 0.99085 | 0.47192 | 2.9812 | 0.47192 | -0.48285 | TRUE | 1.0093 | 0.89075 | 0.2461 | 1.2554 | -1.2539 | -1.7402
0.35998 | 0.23443 | 56 | 0.047402 | -0.050118 | 2.5059 | 2.5059 | 0.81343 | 0.17812 | 2.684 | 0.17812 | 0.0060673 | TRUE | 2.5059 | 0.37251 | -0.065043 | 2.4408 | -0.065043 | -0.48219 | TRUE | 1.0059 | 0.23443 | -0.14487 | 0.86101 | -1.6449 | -1.7378
0.89513 | 0.50569 | 57 | 0.047413 | -0.050114 | 2.5057 | 2.5057 | 0.95255 | 0.33402 | 2.8397 | 0.33402 | 0.0060669 | TRUE | 2.5057 | 0.62704 | 0.064805 | 2.5705 | 0.064805 | -0.48216 | TRUE | 1.0057 | 0.50569 | 0.0028518 | 1.0086 | -1.4971 | -1.7377
0.9207 | 0.57704 | 58 | 0.047446 | -0.050104 | 2.5052 | 2.5052 | 0.20077 | -0.16778 | 2.3374 | -0.16778 | 0.0060657 | TRUE | 2.5052 | 0.38303 | -0.059508 | 2.4457 | -0.059508 | -0.48206 | TRUE | 1.0052 | 0.57704 | 0.038865 | 1.0441 | -1.4611 | -1.7373
0.50599 | 0.30566 | 59 | 0.048665 | -0.049738 | 2.4869 | 2.4869 | 0.94204 | 0.31443 | 2.8013 | 0.31443 | 0.0060214 | TRUE | 2.4869 | 0.91459 | 0.27391 | 2.7608 | 0.27391 | -0.47854 | TRUE | 0.98691 | 0.30566 | -0.10164 | 0.88527 | -1.6016 | -1.7247
0.39039 | 0.10193 | 60 | 0.049981 | -0.049351 | 2.4676 | 2.4676 | 0.029895 | -0.37647 | 2.0911 | -0.37647 | 0.0059745 | TRUE | 2.4676 | 0.36553 | -0.068741 | 2.3988 | -0.068741 | -0.47482 | TRUE | 0.96756 | 0.10193 | -0.25412 | 0.71343 | -1.7541 | -1.7112
0.5453 | 0.29447 | 61 | 0.050238 | -0.049276 | 2.4638 | 2.4638 | 0.81141 | 0.17662 | 2.6404 | 0.17662 | 0.0059655 | TRUE | 2.4638 | 0.11796 | -0.23705 | 2.2268 | -0.23705 | -0.4741 | TRUE | 0.96382 | 0.29447 | -0.10807 | 0.85575 | -1.6081 | -1.7086
0.27254 | 0.23495 | 62 | 0.050606 | -0.04917 | 2.4585 | 2.4585 | 0.053034 | -0.32322 | 2.1353 | -0.32322 | 0.0059526 | TRUE | 2.4585 | 0.65843 | 0.081637 | 2.5401 | 0.081637 | -0.47307 | TRUE | 0.95851 | 0.23495 | -0.14453 | 0.81398 | -1.6445 | -1.705
0.37407 | 0.6236 | 63 | 0.052176 | -0.048723 | 2.4362 | 2.4362 | 0.059764 | -0.31135 | 2.1248 | -0.31135 | 0.0058986 | TRUE | 2.4362 | 0.66684 | 0.086243 | 2.5224 | 0.086243 | -0.46878 | TRUE | 0.93617 | 0.6236 | 0.062989 | 0.99916 | -1.437 | -1.6895
0.20639 | 0.57745 | 64 | 0.053195 | -0.048439 | 2.422 | 2.422 | 0.15117 | -0.20629 | 2.2157 | -0.20629 | 0.0058641 | TRUE | 2.422 | 0.29012 | -0.11061 | 2.3113 | -0.11061 | -0.46604 | TRUE | 0.92195 | 0.57745 | 0.039075 | 0.96103 | -1.4609 | -1.6796
0.0051846 | 0.35828 | 65 | 0.05579 | -0.047734 | 2.3867 | 2.3867 | 0.85073 | 0.20792 | 2.5946 | 0.20792 | 0.0057788 | TRUE | 2.3867 | 0.50543 | 0.0027202 | 2.3894 | 0.0027202 | -0.45926 | TRUE | 0.8867 | 0.35828 | -0.072611 | 0.81409 | -1.5726 | -1.6552
0.42811 | 0.89241 | 66 | 0.060027 | -0.046636 | 2.3318 | 2.3318 | 0.2709 | -0.12202 | 2.2098 | -0.12202 | 0.0056459 | TRUE | 2.3318 | 0.99762 | 0.56462 | 2.8964 | 0.56462 | -0.4487 | TRUE | 0.83182 | 0.89241 | 0.24789 | 1.0797 | -1.2521 | -1.6171
0.53205 | 0.60102 | 67 | 0.060633 | -0.046484 | 2.3242 | 2.3242 | 0.75243 | 0.13643 | 2.4606 | 0.13643 | 0.0056275 | TRUE | 2.3242 | 0.85532 | 0.2119 | 2.5361 | 0.2119 | -0.44723 | TRUE | 0.82422 | 0.60102 | 0.051198 | 0.87541 | -1.4488 | -1.6118
0.11471 | 0.82792 | 68 | 0.063153 | -0.045865 | 2.2933 | 2.2933 | 0.80879 | 0.17469 | 2.4679 | 0.17469 | 0.0055525 | TRUE | 2.2933 | 0.3015 | -0.10402 | 2.1892 | -0.10402 | -0.44127 | TRUE | 0.79325 | 0.82792 | 0.1892 | 0.98245 | -1.3108 | -1.5903
0.85581 | 0.21052 | 69 | 0.063722 | -0.045728 | 2.2864 | 2.2864 | 0.29742 | -0.10637 | 2.18 | -0.10637 | 0.0055359 | TRUE | 2.2864 | 0.21612 | -0.15707 | 2.1293 | -0.15707 | -0.43996 | TRUE | 0.78639 | 0.21052 | -0.16093 | 0.62547 | -1.6609 | -1.5856
0.18496 | 0.7001 | 70 | 0.065912 | -0.045208 | 2.2604 | 2.2604 | 0.20677 | -0.16354 | 2.0969 | -0.16354 | 0.005473 | TRUE | 2.2604 | 0.74076 | 0.12914 | 2.3896 | 0.12914 | -0.43496 | TRUE | 0.76042 | 0.7001 | 0.10494 | 0.86536 | -1.3951 | -1.5676
0.51108 | 0.90499 | 71 | 0.068208 | -0.044678 | 2.2339 | 2.2339 | 0.87492 | 0.23 | 2.4639 | 0.23 | 0.0054088 | TRUE | 2.2339 | 0.20108 | -0.16755 | 2.0664 | -0.16755 | -0.42986 | TRUE | 0.73391 | 0.90499 | 0.2621 | 0.99601 | -1.2379 | -1.5492
0.16929 | 0.11565 | 72 | 0.070307 | -0.044205 | 2.2103 | 2.2103 | 0.84697 | 0.2047 | 2.415 | 0.2047 | 0.0053516 | TRUE | 2.2103 | 0.051995 | -0.32516 | 1.8851 | -0.32516 | -0.42531 | TRUE | 0.71026 | 0.11565 | -0.2394 | 0.47086 | -1.7394 | -1.5328
0.89014 | 0.033298 | 73 | 0.070703 | -0.044117 | 2.2059 | 2.2059 | 0.27623 | -0.11881 | 2.0871 | -0.11881 | 0.0053409 | TRUE | 2.2059 | 0.85613 | 0.21262 | 2.4185 | 0.21262 | -0.42446 | TRUE | 0.70587 | 0.033298 | -0.36688 | 0.33899 | -1.8669 | -1.5297
0.18741 | 0.2303 | 74 | 0.072611 | -0.043699 | 2.1849 | 2.1849 | 0.084649 | -0.27489 | 1.91 | -0.27489 | 0.0052902 | TRUE | 2.1849 | 0.25372 | -0.13257 | 2.0524 | -0.13257 | -0.42043 | TRUE | 0.68493 | 0.2303 | -0.14757 | 0.53736 | -1.6476 | -1.5152
0.98661 | 0.0035886 | 75 | 0.073204 | -0.04357 | 2.1785 | 2.1785 | 0.5463 | 0.023263 | 2.2018 | 0.023263 | 0.0052747 | TRUE | 2.1785 | 0.95649 | 0.34227 | 2.5208 | 0.34227 | -0.41919 | TRUE | 0.6785 | 0.0035886 | -0.5377 | 0.1408 | -2.0377 | -1.5108
0.18394 | 0.45481 | 76 | 0.073343 | -0.04354 | 2.177 | 2.177 | 0.40294 | -0.049149 | 2.1279 | -0.049149 | 0.0052711 | TRUE | 2.177 | 0.93387 | 0.30104 | 2.478 | 0.30104 | -0.41891 | TRUE | 0.677 | 0.45481 | -0.022705 | 0.6543 | -1.5227 | -1.5097
0.46135 | 0.8785 | 77 | 0.073653 | -0.043473 | 2.1737 | 2.1737 | 0.48882 | -0.0056068 | 2.1681 | -0.0056068 | 0.005263 | TRUE | 2.1737 | 0.71214 | 0.11193 | 2.2856 | 0.11193 | -0.41826 | TRUE | 0.67367 | 0.8785 | 0.2335 | 0.90717 | -1.2665 | -1.5074
0.26194 | 0.94447 | 78 | 0.074813 | -0.043226 | 2.1613 | 2.1613 | 0.88739 | 0.24255 | 2.4038 | 0.24255 | 0.005233 | TRUE | 2.1613 | 0.13264 | -0.2228 | 1.9385 | -0.2228 | -0.41588 | TRUE | 0.66128 | 0.94447 | 0.31869 | 0.97997 | -1.1813 | -1.4988
0.69694 | 0.84118 | 79 | 0.075121 | -0.04316 | 2.158 | 2.158 | 0.27526 | -0.1194 | 2.0386 | -0.1194 | 0.0052251 | TRUE | 2.158 | 0.85406 | 0.2108 | 2.3688 | 0.2108 | -0.41525 | TRUE | 0.65802 | 0.84118 | 0.19986 | 0.85788 | -1.3001 | -1.4966
0.61718 | 0.41162 | 80 | 0.075165 | -0.043151 | 2.1575 | 2.1575 | 0.53227 | 0.016193 | 2.1737 | 0.016193 | 0.0052239 | TRUE | 2.1575 | 0.9577 | 0.34493 | 2.5025 | 0.34493 | -0.41516 | TRUE | 0.65755 | 0.41162 | -0.044677 | 0.61287 | -1.5447 | -1.4962
0.58028 | 0.70313 | 81 | 0.076427 | -0.042886 | 2.1443 | 2.1443 | 0.58678 | 0.043853 | 2.1881 | 0.043853 | 0.0051918 | TRUE | 2.1443 | 0.82245 | 0.18495 | 2.3292 | 0.18495 | -0.41261 | TRUE | 0.64428 | 0.70313 | 0.10669 | 0.75097 | -1.3933 | -1.487
0.64908 | 0.67764 | 82 | 0.077005 | -0.042765 | 2.1383 | 2.1383 | 0.96451 | 0.36111 | 2.4994 | 0.36111 | 0.0051773 | TRUE | 2.1383 | 0.5085 | 0.0042603 | 2.1425 | 0.0042603 | -0.41145 | TRUE | 0.63827 | 0.67764 | 0.092222 | 0.73049 | -1.4078 | -1.4829
0.019953 | 0.3175 | 83 | 0.079687 | -0.042215 | 2.1108 | 2.1108 | 0.61782 | 0.059954 | 2.1707 | 0.059954 | 0.0051107 | TRUE | 2.1108 | 0.16533 | -0.19455 | 1.9162 | -0.19455 | -0.40616 | TRUE | 0.61077 | 0.3175 | -0.094943 | 0.51583 | -1.5949 | -1.4638
0.12042 | 0.33129 | 84 | 0.081784 | -0.041795 | 2.0898 | 2.0898 | 0.85336 | 0.21019 | 2.2999 | 0.21019 | 0.0050598 | TRUE | 2.0898 | 0.96076 | 0.35191 | 2.4417 | 0.35191 | -0.40212 | TRUE | 0.58976 | 0.33129 | -0.087272 | 0.50248 | -1.5873 | -1.4492
0.71814 | 0.78489 | 85 | 0.082277 | -0.041698 | 2.0849 | 2.0849 | 0.071001 | -0.29368 | 1.7912 | -0.29368 | 0.005048 | TRUE | 2.0849 | 0.80143 | 0.16934 | 2.2542 | 0.16934 | -0.40118 | TRUE | 0.58488 | 0.78489 | 0.15776 | 0.74264 | -1.3422 | -1.4458
0.72867 | 0.58497 | 86 | 0.082786 | -0.041597 | 2.0799 | 2.0799 | 0.50766 | 0.0038398 | 2.0837 | 0.0038398 | 0.0050358 | TRUE | 2.0799 | 0.006869 | -0.49281 | 1.587 | -0.49281 | -0.40021 | TRUE | 0.57986 | 0.58497 | 0.042927 | 0.62278 | -1.4571 | -1.4424
0.31729 | 0.24362 | 87 | 0.083636 | -0.041431 | 2.0715 | 2.0715 | 0.92931 | 0.29414 | 2.3657 | 0.29414 | 0.0050157 | TRUE | 2.0715 | 0.67217 | 0.089182 | 2.1607 | 0.089182 | -0.39861 | TRUE | 0.57154 | 0.24362 | -0.13894 | 0.4326 | -1.6389 | -1.4366
0.7803 | 0.82279 | 88 | 0.084157 | -0.041329 | 2.0665 | 2.0665 | 0.012565 | -0.44788 | 1.6186 | -0.44788 | 0.0050034 | TRUE | 2.0665 | 0.58029 | 0.040527 | 2.107 | 0.040527 | -0.39764 | TRUE | 0.56646 | 0.82279 | 0.18521 | 0.75167 | -1.3148 | -1.4331
0.79638 | 0.86011 | 89 | 0.085595 | -0.041052 | 2.0526 | 2.0526 | 0.60866 | 0.055166 | 2.1078 | 0.055166 | 0.0049698 | TRUE | 2.0526 | 0.24567 | -0.13764 | 1.9149 | -0.13764 | -0.39497 | TRUE | 0.55259 | 0.86011 | 0.21617 | 0.76875 | -1.2838 | -1.4234
0.48554 | 0.39549 | 90 | 0.085955 | -0.040983 | 2.0491 | 2.0491 | 0.86381 | 0.21952 | 2.2687 | 0.21952 | 0.0049615 | TRUE | 2.0491 | 0.88949 | 0.24477 | 2.2939 | 0.24477 | -0.3943 | TRUE | 0.54914 | 0.39549 | -0.053006 | 0.49613 | -1.553 | -1.4211
0.51948 | 0.35756 | 91 | 0.086064 | -0.040962 | 2.0481 | 2.0481 | 0.72668 | 0.12056 | 2.1687 | 0.12056 | 0.0049589 | TRUE | 2.0481 | 0.93247 | 0.29888 | 2.347 | 0.29888 | -0.3941 | TRUE | 0.54809 | 0.35756 | -0.072996 | 0.4751 | -1.573 | -1.4203
0.74464 | 0.83818 | 92 | 0.087201 | -0.040746 | 2.0373 | 2.0373 | 0.89412 | 0.24975 | 2.287 | 0.24975 | 0.0049328 | TRUE | 2.0373 | 0.95108 | 0.33108 | 2.3684 | 0.33108 | -0.39202 | TRUE | 0.53729 | 0.83818 | 0.1974 | 0.7347 | -1.3026 | -1.4128
0.67739 | 0.0095505 | 93 | 0.087415 | -0.040705 | 2.0353 | 2.0353 | 0.37387 | -0.064323 | 1.9709 | -0.064323 | 0.0049279 | TRUE | 2.0353 | 0.75859 | 0.14036 | 2.1756 | 0.14036 | -0.39163 | TRUE | 0.53527 | 0.0095505 | -0.46871 | 0.066561 | -1.9687 | -1.4114
0.40442 | 0.0068492 | 94 | 0.088837 | -0.040439 | 2.0219 | 2.0219 | 0.0023318 | -0.56588 | 1.4561 | -0.56588 | 0.0048956 | TRUE | 2.0219 | 0.33698 | -0.084146 | 1.9378 | -0.084146 | -0.38907 | TRUE | 0.52193 | 0.0068492 | -0.49302 | 0.028916 | -1.993 | -1.4022
0.95519 | 0.47718 | 95 | 0.089309 | -0.040351 | 2.0175 | 2.0175 | 0.11171 | -0.2435 | 1.774 | -0.2435 | 0.0048849 | TRUE | 2.0175 | 0.65824 | 0.081533 | 2.0991 | 0.081533 | -0.38822 | TRUE | 0.51753 | 0.47718 | -0.011448 | 0.50608 | -1.5114 | -1.3991
0.35431 | 0.55784 | 96 | 0.089752 | -0.040268 | 2.0134 | 2.0134 | 0.30442 | -0.10235 | 1.9111 | -0.10235 | 0.004875 | TRUE | 2.0134 | 0.78985 | 0.16118 | 2.1746 | 0.16118 | -0.38743 | TRUE | 0.51342 | 0.55784 | 0.029098 | 0.54252 | -1.4709 | -1.3963
0.010411 | 0.74164 | 97 | 0.093 | -0.039675 | 1.9838 | 1.9838 | 0.87526 | 0.23032 | 2.2141 | 0.23032 | 0.0048032 | TRUE | 1.9838 | 0.32613 | -0.090125 | 1.8936 | -0.090125 | -0.38172 | TRUE | 0.48376 | 0.74164 | 0.12968 | 0.61344 | -1.3703 | -1.3757
0.29851 | 0.88041 | 98 | 0.094425 | -0.03942 | 1.971 | 1.971 | 0.1511 | -0.20635 | 1.7646 | -0.20635 | 0.0047722 | TRUE | 1.971 | 0.1373 | -0.21851 | 1.7525 | -0.21851 | -0.37926 | TRUE | 0.47098 | 0.88041 | 0.2354 | 0.70638 | -1.2646 | -1.3669
0.55774 | 0.68393 | 99 | 0.094729 | -0.039365 | 1.9683 | 1.9683 | 0.14837 | -0.20869 | 1.7596 | -0.20869 | 0.0047657 | TRUE | 1.9683 | 0.62563 | 0.06406 | 2.0323 | 0.06406 | -0.37874 | TRUE | 0.46827 | 0.68393 | 0.095743 | 0.56402 | -1.4043 | -1.365
0.99373 | 0.084228 | 100 | 0.095016 | -0.039314 | 1.9657 | 1.9657 | 0.39257 | -0.054528 | 1.9112 | -0.054528 | 0.0047595 | TRUE | 1.9657 | 0.51436 | 0.007199 | 1.9729 | 0.007199 | -0.37825 | TRUE | 0.46572 | 0.084228 | -0.27544 | 0.19029 | -1.7754 | -1.3632
0.69684 | 0.40986 | 101 | 0.095674 | -0.039198 | 1.9599 | 1.9599 | 0.60053 | 0.050942 | 2.0108 | 0.050942 | 0.0047454 | TRUE | 1.9599 | 0.7103 | 0.11085 | 2.0708 | 0.11085 | -0.37713 | TRUE | 0.4599 | 0.40986 | -0.045583 | 0.41432 | -1.5456 | -1.3592
0.14015 | 0.40391 | 102 | 0.095808 | -0.039174 | 1.9587 | 1.9587 | 0.98071 | 0.41373 | 2.3725 | 0.41373 | 0.0047425 | TRUE | 1.9587 | 0.071802 | -0.2925 | 1.6662 | -0.2925 | -0.3769 | TRUE | 0.45872 | 0.40391 | -0.048649 | 0.41007 | -1.5486 | -1.3584
0.064466 | 0.98465 | 103 | 0.096759 | -0.039007 | 1.9504 | 1.9504 | 0.77004 | 0.1478 | 2.0982 | 0.1478 | 0.0047223 | TRUE | 1.9504 | 0.38122 | -0.060455 | 1.8899 | -0.060455 | -0.3753 | TRUE | 0.45036 | 0.98465 | 0.43217 | 0.88253 | -1.0678 | -1.3526
0.84343 | 0.42763 | 104 | 0.099552 | -0.038523 | 1.9262 | 1.9262 | 0.76973 | 0.14759 | 2.0738 | 0.14759 | 0.0046637 | TRUE | 1.9262 | 0.18735 | -0.17754 | 1.7486 | -0.17754 | -0.37064 | TRUE | 0.42616 | 0.42763 | -0.036483 | 0.38968 | -1.5365 | -1.3358
0.59403 | 0.94936 | 105 | 0.10027 | -0.0384 | 1.92 | 1.92 | 0.76132 | 0.14211 | 2.0621 | 0.14211 | 0.0046488 | TRUE | 1.92 | 0.13451 | -0.22107 | 1.6989 | -0.22107 | -0.36946 | TRUE | 0.42002 | 0.94936 | 0.32774 | 0.74775 | -1.1723 | -1.3315
0.63075 | 0.87772 | 106 | 0.10088 | -0.038297 | 1.9148 | 1.9148 | 0.16809 | -0.19235 | 1.7225 | -0.19235 | 0.0046363 | TRUE | 1.9148 | 0.19263 | -0.17365 | 1.7412 | -0.17365 | -0.36846 | TRUE | 0.41484 | 0.87772 | 0.23273 | 0.64757 | -1.2673 | -1.3279
0.32585 | 0.29284 | 107 | 0.10122 | -0.038239 | 1.9119 | 1.9119 | 0.9749 | 0.39165 | 2.3036 | 0.39165 | 0.0046292 | TRUE | 1.9119 | 0.035279 | -0.36166 | 1.5503 | -0.36166 | -0.3679 | TRUE | 0.41193 | 0.29284 | -0.10902 | 0.30291 | -1.609 | -1.3259
0.37711 | 0.20313 | 108 | 0.10546 | -0.03753 | 1.8765 | 1.8765 | 0.70108 | 0.1055 | 1.982 | 0.1055 | 0.0045435 | TRUE | 1.8765 | 0.69074 | 0.099587 | 1.9761 | 0.099587 | -0.36109 | TRUE | 0.37652 | 0.20313 | -0.1661 | 0.21043 | -1.6661 | -1.3014
0.53281 | 0.19032 | 109 | 0.10622 | -0.037406 | 1.8703 | 1.8703 | 0.55653 | 0.028437 | 1.8987 | 0.028437 | 0.0045284 | TRUE | 1.8703 | 0.92896 | 0.29362 | 2.1639 | 0.29362 | -0.35989 | TRUE | 0.37029 | 0.19032 | -0.17535 | 0.19494 | -1.6753 | -1.297
0.2559 | 0.32236 | 110 | 0.10828 | -0.037072 | 1.8536 | 1.8536 | 0.91379 | 0.2729 | 2.1265 | 0.2729 | 0.004488 | TRUE | 1.8536 | 0.55029 | 0.025277 | 1.8789 | 0.025277 | -0.35667 | TRUE | 0.35359 | 0.32236 | -0.092222 | 0.26137 | -1.5922 | -1.2854
0.8959 | 0.098964 | 111 | 0.10897 | -0.036961 | 1.848 | 1.848 | 0.5633 | 0.03187 | 1.8799 | 0.03187 | 0.0044745 | TRUE | 1.848 | 0.57309 | 0.03685 | 1.8849 | 0.03685 | -0.3556 | TRUE | 0.34803 | 0.098964 | -0.2575 | 0.090533 | -1.7575 | -1.2816
0.17345 | 0.14055 | 112 | 0.111 | -0.036637 | 1.8319 | 1.8319 | 0.42251 | -0.039097 | 1.7928 | -0.039097 | 0.0044354 | TRUE | 1.8319 | 0.53465 | 0.017393 | 1.8493 | 0.017393 | -0.35249 | TRUE | 0.33187 | 0.14055 | -0.21557 | 0.1163 | -1.7156 | -1.2704
0.97714 | 0.50915 | 113 | 0.11325 | -0.036283 | 1.8141 | 1.8141 | 0.65833 | 0.081582 | 1.8957 | 0.081582 | 0.0043925 | TRUE | 1.8141 | 0.013212 | -0.44399 | 1.3702 | -0.44399 | -0.34908 | TRUE | 0.31414 | 0.50915 | 0.004586 | 0.31873 | -1.4954 | -1.2581
0.62524 | 0.54432 | 114 | 0.11431 | -0.036117 | 1.8059 | 1.8059 | 0.66588 | 0.085715 | 1.8916 | 0.085715 | 0.0043724 | TRUE | 1.8059 | 0.96175 | 0.35427 | 2.1601 | 0.35427 | -0.34749 | TRUE | 0.30585 | 0.54432 | 0.022265 | 0.32812 | -1.4777 | -1.2523
0.42896 | 0.99082 | 115 | 0.11433 | -0.036115 | 1.8057 | 1.8057 | 0.85031 | 0.20755 | 2.0133 | 0.20755 | 0.0043721 | TRUE | 1.8057 | 0.53741 | 0.018784 | 1.8245 | 0.018784 | -0.34746 | TRUE | 0.30573 | 0.99082 | 0.47163 | 0.77735 | -1.0284 | -1.2523
0.91411 | 0.018641 | 116 | 0.11672 | -0.035746 | 1.7873 | 1.7873 | 0.079303 | -0.28196 | 1.5053 | -0.28196 | 0.0043274 | TRUE | 1.7873 | 0.14286 | -0.21351 | 1.5738 | -0.21351 | -0.34391 | TRUE | 0.28728 | 0.018641 | -0.41653 | -0.12926 | -1.9165 | -1.2395
0.91086 | 0.27999 | 117 | 0.11712 | -0.035685 | 1.7842 | 1.7842 | 0.045451 | -0.33813 | 1.4461 | -0.33813 | 0.0043201 | TRUE | 1.7842 | 0.20893 | -0.16203 | 1.6222 | -0.16203 | -0.34333 | TRUE | 0.28424 | 0.27999 | -0.11657 | 0.16767 | -1.6166 | -1.2374
0.75965 | 0.024355 | 118 | 0.11751 | -0.035626 | 1.7813 | 1.7813 | 0.58649 | 0.043706 | 1.825 | 0.043706 | 0.0043129 | TRUE | 1.7813 | 0.13525 | -0.22038 | 1.5609 | -0.22038 | -0.34276 | TRUE | 0.28129 | 0.024355 | -0.39423 | -0.11294 | -1.8942 | -1.2353
0.39613 | 0.39733 | 119 | 0.11918 | -0.035372 | 1.7686 | 1.7686 | 0.14863 | -0.20846 | 1.5602 | -0.20846 | 0.0042823 | TRUE | 1.7686 | 0.535 | 0.017567 | 1.7862 | 0.017567 | -0.34032 | TRUE | 0.26862 | 0.39733 | -0.05205 | 0.21657 | -1.5521 | -1.2265
0.87507 | 0.43485 | 120 | 0.12022 | -0.035217 | 1.7608 | 1.7608 | 0.91869 | 0.27926 | 2.0401 | 0.27926 | 0.0042634 | TRUE | 1.7608 | 0.40689 | -0.047111 | 1.7137 | -0.047111 | -0.33882 | TRUE | 0.26083 | 0.43485 | -0.03281 | 0.22802 | -1.5328 | -1.2211
0.76765 | 0.83554 | 121 | 0.12136 | -0.035047 | 1.7523 | 1.7523 | 0.61853 | 0.060324 | 1.8126 | 0.060324 | 0.0042428 | TRUE | 1.7523 | 0.2745 | -0.11985 | 1.6325 | -0.11985 | -0.33719 | TRUE | 0.25233 | 0.83554 | 0.19526 | 0.44758 | -1.3047 | -1.2152
0.24328 | 0.059376 | 122 | 0.12301 | -0.034802 | 1.7401 | 1.7401 | 0.77796 | 0.15306 | 1.8932 | 0.15306 | 0.0042132 | TRUE | 1.7401 | 0.030081 | -0.37592 | 1.3642 | -0.37592 | -0.33484 | TRUE | 0.24012 | 0.059376 | -0.31201 | -0.07189 | -1.812 | -1.2068
0.59461 | 0.34202 | 123 | 0.12365 | -0.034708 | 1.7354 | 1.7354 | 0.55532 | 0.027825 | 1.7632 | 0.027825 | 0.0042018 | TRUE | 1.7354 | 0.63968 | 0.07152 | 1.8069 | 0.07152 | -0.33393 | TRUE | 0.23539 | 0.34202 | -0.081392 | 0.154 | -1.5814 | -1.2035
0.0057074 | 0.1756 | 124 | 0.12447 | -0.034587 | 1.7294 | 1.7294 | 0.045137 | -0.33879 | 1.3906 | -0.33879 | 0.0041872 | TRUE | 1.7294 | 0.49028 | -0.0048744 | 1.7245 | -0.0048744 | -0.33277 | TRUE | 0.22937 | 0.1756 | -0.18645 | 0.042921 | -1.6865 | -1.1993
0.72482 | 0.77368 | 125 | 0.1245 | -0.034584 | 1.7292 | 1.7292 | 0.50515 | 0.0025819 | 1.7318 | 0.0025819 | 0.0041868 | TRUE | 1.7292 | 0.23098 | -0.14712 | 1.5821 | -0.14712 | -0.33274 | TRUE | 0.2292 | 0.77368 | 0.1502 | 0.37941 | -1.3498 | -1.1992
0.97365 | 0.5118 | 126 | 0.12454 | -0.034578 | 1.7289 | 1.7289 | 0.28909 | -0.11121 | 1.6177 | -0.11121 | 0.0041861 | TRUE | 1.7289 | 0.67957 | 0.093298 | 1.8222 | 0.093298 | -0.33268 | TRUE | 0.2289 | 0.5118 | 0.0059186 | 0.23482 | -1.4941 | -1.199
0.69964 | 0.63991 | 127 | 0.12489 | -0.034526 | 1.7263 | 1.7263 | 0.36335 | -0.069904 | 1.6564 | -0.069904 | 0.0041798 | TRUE | 1.7263 | 0.24202 | -0.13996 | 1.5864 | -0.13996 | -0.33218 | TRUE | 0.22632 | 0.63991 | 0.071645 | 0.29796 | -1.4284 | -1.1972
0.62025 | 0.78504 | 128 | 0.12736 | -0.034168 | 1.7084 | 1.7084 | 0.67577 | 0.091182 | 1.7996 | 0.091182 | 0.0041365 | TRUE | 1.7084 | 0.082811 | -0.27728 | 1.4311 | -0.27728 | -0.32874 | TRUE | 0.20842 | 0.78504 | 0.15786 | 0.36628 | -1.3421 | -1.1848
0.54331 | 0.053133 | 129 | 0.12803 | -0.034072 | 1.7036 | 1.7036 | 0.96988 | 0.37579 | 2.0794 | 0.37579 | 0.0041249 | TRUE | 1.7036 | 0.50003 | 1.4976e-05 | 1.7036 | 1.4976e-05 | -0.32782 | TRUE | 0.20362 | 0.053133 | -0.32304 | -0.11942 | -1.823 | -1.1814
0.44387 | 0.02683 | 130 | 0.12839 | -0.034022 | 1.7011 | 1.7011 | 0.35394 | -0.074939 | 1.6261 | -0.074939 | 0.0041187 | TRUE | 1.7011 | 0.004717 | -0.51918 | 1.1819 | -0.51918 | -0.32733 | TRUE | 0.20108 | 0.02683 | -0.38591 | -0.18483 | -1.8859 | -1.1797
0.24536 | 0.71113 | 131 | 0.12915 | -0.033912 | 1.6956 | 1.6956 | 0.29879 | -0.10558 | 1.59 | -0.10558 | 0.0041054 | TRUE | 1.6956 | 0.53716 | 0.018654 | 1.7142 | 0.018654 | -0.32627 | TRUE | 0.19559 | 0.71113 | 0.11134 | 0.30693 | -1.3887 | -1.1759
0.81787 | 0.2017 | 132 | 0.1312 | -0.033623 | 1.6811 | 1.6811 | 0.62727 | 0.064927 | 1.7461 | 0.064927 | 0.0040704 | TRUE | 1.6811 | 0.62426 | 0.063337 | 1.7445 | 0.063337 | -0.32349 | TRUE | 0.18113 | 0.2017 | -0.16711 | 0.014014 | -1.6671 | -1.1658
0.20742 | 0.10727 | 133 | 0.13164 | -0.033561 | 1.678 | 1.678 | 0.64597 | 0.074895 | 1.7529 | 0.074895 | 0.0040629 | TRUE | 1.678 | 0.055348 | -0.31901 | 1.359 | -0.31901 | -0.32289 | TRUE | 0.17803 | 0.10727 | -0.24824 | -0.070213 | -1.7482 | -1.1637
0.89508 | 0.67854 | 134 | 0.13387 | -0.033248 | 1.6624 | 1.6624 | 0.32612 | -0.09013 | 1.5723 | -0.09013 | 0.0040251 | TRUE | 1.6624 | 0.78474 | 0.15766 | 1.8201 | 0.15766 | -0.31989 | TRUE | 0.16242 | 0.67854 | 0.092727 | 0.25515 | -1.4073 | -1.1529
0.64246 | 0.19798 | 135 | 0.13411 | -0.033214 | 1.6607 | 1.6607 | 0.046509 | -0.33594 | 1.3248 | -0.33594 | 0.004021 | TRUE | 1.6607 | 0.17372 | -0.18791 | 1.4728 | -0.18791 | -0.31956 | TRUE | 0.16072 | 0.19798 | -0.16977 | -0.009047 | -1.6698 | -1.1517
0.3439 | 0.57641 | 136 | 0.13581 | -0.03298 | 1.649 | 1.649 | 0.9724 | 0.38347 | 2.0325 | 0.38347 | 0.0039927 | TRUE | 1.649 | 0.34598 | -0.079238 | 1.5698 | -0.079238 | -0.31731 | TRUE | 0.14902 | 0.57641 | 0.038545 | 0.18757 | -1.4615 | -1.1436
0.39819 | 0.16726 | 137 | 0.13598 | -0.032957 | 1.6479 | 1.6479 | 0.19485 | -0.17203 | 1.4758 | -0.17203 | 0.0039899 | TRUE | 1.6479 | 0.1042 | -0.25159 | 1.3963 | -0.25159 | -0.31709 | TRUE | 0.14787 | 0.16726 | -0.19301 | -0.04514 | -1.693 | -1.1428
0.68589 | 0.8667 | 138 | 0.13608 | -0.032944 | 1.6472 | 1.6472 | 0.83238 | 0.19273 | 1.8399 | 0.19273 | 0.0039882 | TRUE | 1.6472 | 0.59831 | 0.049795 | 1.697 | 0.049795 | -0.31696 | TRUE | 0.14718 | 0.8667 | 0.22218 | 0.36936 | -1.2778 | -1.1423
0.84771 | 0.043829 | 139 | 0.13774 | -0.032716 | 1.6358 | 1.6358 | 0.059166 | -0.31236 | 1.3234 | -0.31236 | 0.0039606 | TRUE | 1.6358 | 0.20861 | -0.16225 | 1.4735 | -0.16225 | -0.31476 | TRUE | 0.13579 | 0.043829 | -0.34158 | -0.20579 | -1.8416 | -1.1344
0.46537 | 0.65818 | 140 | 0.13837 | -0.03263 | 1.6315 | 1.6315 | 0.27861 | -0.1174 | 1.5141 | -0.1174 | 0.0039503 | TRUE | 1.6315 | 0.99738 | 0.55843 | 2.1899 | 0.55843 | -0.31394 | TRUE | 0.13152 | 0.65818 | 0.081498 | 0.21302 | -1.4185 | -1.1314
0.32467 | 0.15483 | 141 | 0.13865 | -0.032592 | 1.6296 | 1.6296 | 0.43223 | -0.034138 | 1.5955 | -0.034138 | 0.0039457 | TRUE | 1.6296 | 0.49843 | -0.00078466 | 1.6288 | -0.00078466 | -0.31357 | TRUE | 0.12961 | 0.15483 | -0.20319 | -0.07358 | -1.7032 | -1.1301
0.34683 | 0.76669 | 142 | 0.13949 | -0.032479 | 1.6239 | 1.6239 | 0.1785 | -0.18422 | 1.4397 | -0.18422 | 0.003932 | TRUE | 1.6239 | 0.33988 | -0.082556 | 1.5414 | -0.082556 | -0.31248 | TRUE | 0.12394 | 0.76669 | 0.1456 | 0.26954 | -1.3544 | -1.1262
0.51513 | 0.86925 | 143 | 0.14102 | -0.032273 | 1.6136 | 1.6136 | 0.24656 | -0.13707 | 1.4766 | -0.13707 | 0.003907 | TRUE | 1.6136 | 0.21852 | -0.15544 | 1.4582 | -0.15544 | -0.3105 | TRUE | 0.11364 | 0.86925 | 0.22457 | 0.33821 | -1.2754 | -1.119
0.42872 | 0.10556 | 144 | 0.14103 | -0.032271 | 1.6136 | 1.6136 | 0.64158 | 0.072539 | 1.6861 | 0.072539 | 0.0039068 | TRUE | 1.6136 | 0.28489 | -0.11367 | 1.4999 | -0.11367 | -0.31049 | TRUE | 0.11356 | 0.10556 | -0.2501 | -0.13654 | -1.7501 | -1.119
0.47202 | 0.9232 | 145 | 0.14192 | -0.032152 | 1.6076 | 1.6076 | 0.21116 | -0.16048 | 1.4471 | -0.16048 | 0.0038924 | TRUE | 1.6076 | 0.16202 | -0.19724 | 1.4104 | -0.19724 | -0.30934 | TRUE | 0.10762 | 0.9232 | 0.28538 | 0.393 | -1.2146 | -1.1149
0.035846 | 0.92085 | 146 | 0.14429 | -0.031837 | 1.5918 | 1.5918 | 0.026156 | -0.38811 | 1.2037 | -0.38811 | 0.0038542 | TRUE | 1.5918 | 0.43971 | -0.030339 | 1.5615 | -0.030339 | -0.30631 | TRUE | 0.091849 | 0.92085 | 0.28217 | 0.37401 | -1.2178 | -1.1039
0.63268 | 0.89918 | 147 | 0.14442 | -0.03182 | 1.591 | 1.591 | 0.09097 | -0.26696 | 1.324 | -0.26696 | 0.0038522 | TRUE | 1.591 | 0.63086 | 0.066827 | 1.6578 | 0.066827 | -0.30614 | TRUE | 0.090987 | 0.89918 | 0.25538 | 0.34637 | -1.2446 | -1.1033
0.75833 | 0.076614 | 148 | 0.14656 | -0.031539 | 1.577 | 1.577 | 0.63185 | 0.067351 | 1.6443 | 0.067351 | 0.0038182 | TRUE | 1.577 | 0.90223 | 0.25888 | 1.8358 | 0.25888 | -0.30344 | TRUE | 0.076958 | 0.076614 | -0.28564 | -0.20869 | -1.7856 | -1.0936
0.43907 | 0.63957 | 149 | 0.14764 | -0.031398 | 1.5699 | 1.5699 | 0.60668 | 0.054135 | 1.624 | 0.054135 | 0.0038011 | TRUE | 1.5699 | 0.046759 | -0.33543 | 1.2345 | -0.33543 | -0.30208 | TRUE | 0.069896 | 0.63957 | 0.07146 | 0.14136 | -1.4285 | -1.0887
0.38323 | 0.40169 | 150 | 0.14925 | -0.03119 | 1.5595 | 1.5595 | 0.4128 | -0.044069 | 1.5154 | -0.044069 | 0.0037759 | TRUE | 1.5595 | 0.42809 | -0.036249 | 1.5233 | -0.036249 | -0.30009 | TRUE | 0.059506 | 0.40169 | -0.049795 | 0.0097112 | -1.5498 | -1.0815
0.0059264 | 0.21591 | 151 | 0.15001 | -0.031091 | 1.5546 | 1.5546 | 0.32994 | -0.088018 | 1.4666 | -0.088018 | 0.003764 | TRUE | 1.5546 | 0.4578 | -0.021196 | 1.5334 | -0.021196 | -0.29914 | TRUE | 0.054574 | 0.21591 | -0.15722 | -0.10264 | -1.6572 | -1.0781
0.40454 | 0.64423 | 152 | 0.15227 | -0.030803 | 1.5401 | 1.5401 | 0.51919 | 0.0096257 | 1.5498 | 0.0096257 | 0.003729 | TRUE | 1.5401 | 0.26255 | -0.1271 | 1.413 | -0.1271 | -0.29636 | TRUE | 0.04014 | 0.64423 | 0.073957 | 0.1141 | -1.426 | -1.0681
0.26085 | 0.17395 | 153 | 0.15234 | -0.030793 | 1.5397 | 1.5397 | 0.20581 | -0.16421 | 1.3754 | -0.16421 | 0.0037279 | TRUE | 1.5397 | 0.75334 | 0.13701 | 1.6767 | 0.13701 | -0.29627 | TRUE | 0.039658 | 0.17395 | -0.18773 | -0.14807 | -1.6877 | -1.0677
0.95288 | 0.60116 | 154 | 0.1529 | -0.030722 | 1.5361 | 1.5361 | 0.47193 | -0.014085 | 1.522 | -0.014085 | 0.0037193 | TRUE | 1.5361 | 0.79964 | 0.16807 | 1.7042 | 0.16807 | -0.29559 | TRUE | 0.03612 | 0.60116 | 0.051271 | 0.087391 | -1.4487 | -1.0653
0.15033 | 0.22091 | 155 | 0.15315 | -0.03069 | 1.5345 | 1.5345 | 0.01593 | -0.42923 | 1.1053 | -0.42923 | 0.0037154 | TRUE | 1.5345 | 0.48167 | -0.009195 | 1.5253 | -0.009195 | -0.29527 | TRUE | 0.0345 | 0.22091 | -0.15382 | -0.11932 | -1.6538 | -1.0642
0.15776 | 0.79403 | 156 | 0.15432 | -0.030542 | 1.5271 | 1.5271 | 0.66261 | 0.083917 | 1.611 | 0.083917 | 0.0036975 | TRUE | 1.5271 | 0.64499 | 0.074365 | 1.6015 | 0.074365 | -0.29385 | TRUE | 0.027114 | 0.79403 | 0.1641 | 0.19121 | -1.3359 | -1.059
0.77673 | 0.35409 | 157 | 0.15447 | -0.030524 | 1.5262 | 1.5262 | 0.66848 | 0.087146 | 1.6133 | 0.087146 | 0.0036953 | TRUE | 1.5262 | 0.6352 | 0.069133 | 1.5953 | 0.069133 | -0.29367 | TRUE | 0.026192 | 0.35409 | -0.07486 | -0.048668 | -1.5749 | -1.0584
0.25683 | 0.74185 | 158 | 0.15464 | -0.030502 | 1.5251 | 1.5251 | 0.3968 | -0.052329 | 1.4728 | -0.052329 | 0.0036926 | TRUE | 1.5251 | 0.52959 | 0.014849 | 1.5399 | 0.014849 | -0.29346 | TRUE | 0.025089 | 0.74185 | 0.12981 | 0.1549 | -1.3702 | -1.0576
0.2944 | 0.89579 | 159 | 0.15542 | -0.030404 | 1.5202 | 1.5202 | 0.16189 | -0.19735 | 1.3228 | -0.19735 | 0.0036807 | TRUE | 1.5202 | 0.33178 | -0.087 | 1.4332 | -0.087 | -0.29252 | TRUE | 0.020176 | 0.89579 | 0.25159 | 0.27177 | -1.2484 | -1.0542
0.40053 | 0.81166 | 160 | 0.15605 | -0.030325 | 1.5163 | 1.5163 | 0.11219 | -0.24299 | 1.2733 | -0.24299 | 0.0036712 | TRUE | 1.5163 | 0.62699 | 0.064776 | 1.581 | 0.064776 | -0.29176 | TRUE | 0.016251 | 0.81166 | 0.1768 | 0.19305 | -1.3232 | -1.0515
0.24193 | 0.49089 | 161 | 0.15606 | -0.030324 | 1.5162 | 1.5162 | 0.032085 | -0.3702 | 1.146 | -0.3702 | 0.003671 | TRUE | 1.5162 | 0.83346 | 0.19358 | 1.7098 | 0.19358 | -0.29175 | TRUE | 0.016179 | 0.49089 | -0.0045684 | 0.01161 | -1.5046 | -1.0515
0.13509 | 0.22364 | 162 | 0.15612 | -0.030316 | 1.5158 | 1.5158 | 0.31875 | -0.094239 | 1.4215 | -0.094239 | 0.0036701 | TRUE | 1.5158 | 0.58414 | 0.042501 | 1.5583 | 0.042501 | -0.29167 | TRUE | 0.015777 | 0.22364 | -0.15199 | -0.13622 | -1.652 | -1.0512
0.86012 | 0.53767 | 163 | 0.15627 | -0.030298 | 1.5149 | 1.5149 | 0.66985 | 0.087901 | 1.6028 | 0.087901 | 0.0036679 | TRUE | 1.5149 | 0.084802 | -0.2747 | 1.2402 | -0.2747 | -0.2915 | TRUE | 0.014884 | 0.53767 | 0.018913 | 0.033797 | -1.4811 | -1.0506
0.54644 | 0.66812 | 164 | 0.15666 | -0.030248 | 1.5124 | 1.5124 | 0.82333 | 0.18563 | 1.698 | 0.18563 | 0.0036619 | TRUE | 1.5124 | 0.048212 | -0.33249 | 1.1799 | -0.33249 | -0.29102 | TRUE | 0.012397 | 0.66812 | 0.086947 | 0.099344 | -1.4131 | -1.0488
0.75503 | 0.85037 | 165 | 0.16117 | -0.029689 | 1.4845 | 1.4845 | 0.15244 | -0.2052 | 1.2793 | -0.2052 | 0.0035942 | FALSE | 0 | 0.70182 | 0.10593 | 0.10593 | -1.3785 | -0.28565 | FALSE | 0 | 0.85037 | 0.20761 | 0.20761 | -1.2769 | -1.0295
0.043655 | 0.73275 | 166 | 0.16223 | -0.029561 | 1.478 | 1.478 | 0.34499 | -0.079776 | 1.3983 | -0.079776 | 0.0035787 | FALSE | 0 | 0.80211 | 0.16983 | 0.16983 | -1.3082 | -0.28441 | FALSE | 0 | 0.73275 | 0.12423 | 0.12423 | -1.3538 | -1.025
0.09822 | 0.54244 | 167 | 0.16226 | -0.029556 | 1.4778 | 1.4778 | 0.37143 | -0.065616 | 1.4122 | -0.065616 | 0.0035782 | FALSE | 0 | 0.68656 | 0.097225 | 0.097225 | -1.3806 | -0.28437 | FALSE | 0 | 0.54244 | 0.021315 | 0.021315 | -1.4565 | -1.0249
0.0041848 | 0.48444 | 168 | 0.16329 | -0.029431 | 1.4716 | 1.4716 | 0.97897 | 0.40659 | 1.8781 | 0.40659 | 0.003563 | FALSE | 0 | 0.92753 | 0.29153 | 0.29153 | -1.18 | -0.28316 | FALSE | 0 | 0.48444 | -0.0078025 | -0.0078025 | -1.4794 | -1.0205
0.17411 | 0.89902 | 169 | 0.16462 | -0.029269 | 1.4635 | 1.4635 | 0.68878 | 0.098477 | 1.5619 | 0.098477 | 0.0035434 | FALSE | 0 | 0.52633 | 0.013211 | 0.013211 | -1.4503 | -0.2816 | FALSE | 0 | 0.89902 | 0.2552 | 0.2552 | -1.2083 | -1.0149
0.804 | 0.51289 | 170 | 0.16499 | -0.029225 | 1.4612 | 1.4612 | 0.67947 | 0.093245 | 1.5545 | 0.093245 | 0.003538 | FALSE | 0 | 0.32155 | -0.092675 | -0.092675 | -1.5539 | -0.28118 | FALSE | 0 | 0.51289 | 0.0064646 | 0.0064646 | -1.4548 | -1.0134
0.99737 | 0.33165 | 171 | 0.16802 | -0.02886 | 1.443 | 1.443 | 0.3078 | -0.10042 | 1.3426 | -0.10042 | 0.0034939 | FALSE | 0 | 0.1373 | -0.21851 | -0.21851 | -1.6615 | -0.27767 | FALSE | 0 | 0.33165 | -0.087074 | -0.087074 | -1.5301 | -1.0007
0.69095 | 0.31073 | 172 | 0.16992 | -0.028634 | 1.4317 | 1.4317 | 0.1207 | -0.2343 | 1.1974 | -0.2343 | 0.0034665 | FALSE | 0 | 0.59199 | 0.046535 | 0.046535 | -1.3852 | -0.2755 | FALSE | 0 | 0.31073 | -0.098755 | -0.098755 | -1.5305 | -0.99289
0.035424 | 0.92308 | 173 | 0.171 | -0.028507 | 1.4254 | 1.4254 | 0.58363 | 0.042237 | 1.4676 | 0.042237 | 0.0034511 | FALSE | 0 | 0.16863 | -0.19192 | -0.19192 | -1.6173 | -0.27427 | FALSE | 0 | 0.92308 | 0.28523 | 0.28523 | -1.1401 | -0.98847
0.097537 | 0.82818 | 174 | 0.17201 | -0.028388 | 1.4194 | 1.4194 | 0.020513 | -0.40865 | 1.0107 | -0.40865 | 0.0034367 | FALSE | 0 | 0.35179 | -0.076098 | -0.076098 | -1.4955 | -0.27312 | FALSE | 0 | 0.82818 | 0.1894 | 0.1894 | -1.23 | -0.98433
0.4543 | 0.8113 | 175 | 0.17305 | -0.028265 | 1.4133 | 1.4133 | 0.67332 | 0.08982 | 1.5031 | 0.08982 | 0.0034218 | FALSE | 0 | 0.156 | -0.20221 | -0.20221 | -1.6155 | -0.27194 | FALSE | 0 | 0.8113 | 0.17654 | 0.17654 | -1.2367 | -0.98008
0.29773 | 0.98049 | 176 | 0.17325 | -0.028242 | 1.4121 | 1.4121 | 0.88185 | 0.23686 | 1.6489 | 0.23686 | 0.003419 | FALSE | 0 | 0.24889 | -0.1356 | -0.1356 | -1.5477 | -0.27172 | FALSE | 0 | 0.98049 | 0.41281 | 0.41281 | -0.99926 | -0.97926
0.19392 | 0.64356 | 177 | 0.17636 | -0.02788 | 1.394 | 1.394 | 0.89831 | 0.25439 | 1.6484 | 0.25439 | 0.0033752 | FALSE | 0 | 0.55702 | 0.028684 | 0.028684 | -1.3653 | -0.26824 | FALSE | 0 | 0.64356 | 0.073598 | 0.073598 | -1.3204 | -0.96672
0.40567 | 0.61376 | 178 | 0.17714 | -0.02779 | 1.3895 | 1.3895 | 0.49963 | -0.00018666 | 1.3893 | -0.00018666 | 0.0033643 | FALSE | 0 | 0.71177 | 0.11171 | 0.11171 | -1.2778 | -0.26737 | FALSE | 0 | 0.61376 | 0.057826 | 0.057826 | -1.3317 | -0.9636
0.29664 | 0.93062 | 179 | 0.17725 | -0.027777 | 1.3889 | 1.3889 | 0.05474 | -0.32011 | 1.0688 | -0.32011 | 0.0033628 | FALSE | 0 | 0.46974 | -0.015186 | -0.015186 | -1.4041 | -0.26725 | FALSE | 0 | 0.93062 | 0.29608 | 0.29608 | -1.0928 | -0.96317
0.15638 | 0.80851 | 180 | 0.17898 | -0.027578 | 1.3789 | 1.3789 | 0.80958 | 0.17527 | 1.5542 | 0.17527 | 0.0033386 | FALSE | 0 | 0.50615 | 0.003082 | 0.003082 | -1.3758 | -0.26533 | FALSE | 0 | 0.80851 | 0.17448 | 0.17448 | -1.2044 | -0.95625
0.15045 | 0.57849 | 181 | 0.18056 | -0.027397 | 1.3698 | 1.3698 | 0.082025 | -0.27832 | 1.0915 | -0.27832 | 0.0033167 | FALSE | 0 | 0.085359 | -0.27398 | -0.27398 | -1.6438 | -0.26359 | FALSE | 0 | 0.57849 | 0.039607 | 0.039607 | -1.3302 | -0.94996
0.96361 | 0.56576 | 182 | 0.18183 | -0.027253 | 1.3626 | 1.3626 | 0.78012 | 0.15452 | 1.5171 | 0.15452 | 0.0032992 | FALSE | 0 | 0.51924 | 0.0096499 | 0.0096499 | -1.353 | -0.2622 | FALSE | 0 | 0.56576 | 0.03312 | 0.03312 | -1.3295 | -0.94497
0.013117 | 0.58657 | 183 | 0.1834 | -0.027075 | 1.3537 | 1.3537 | 0.73321 | 0.12451 | 1.4783 | 0.12451 | 0.0032777 | FALSE | 0 | 0.68025 | 0.093678 | 0.093678 | -1.2601 | -0.26049 | FALSE | 0 | 0.58657 | 0.043744 | 0.043744 | -1.31 | -0.93881
0.3923 | 0.87299 | 184 | 0.18894 | -0.026454 | 1.3227 | 1.3227 | 0.093455 | -0.26395 | 1.0588 | -0.26395 | 0.0032026 | FALSE | 0 | 0.91041 | 0.26866 | 0.26866 | -1.0541 | -0.25452 | FALSE | 0 | 0.87299 | 0.22813 | 0.22813 | -1.0946 | -0.91729
0.18117 | 0.83698 | 185 | 0.18968 | -0.026372 | 1.3186 | 1.3186 | 0.034596 | -0.36343 | 0.95518 | -0.36343 | 0.0031927 | FALSE | 0 | 0.35867 | -0.072405 | -0.072405 | -1.391 | -0.25373 | FALSE | 0 | 0.83698 | 0.19642 | 0.19642 | -1.1222 | -0.91445
0.65042 | 0.17756 | 186 | 0.18977 | -0.026363 | 1.3181 | 1.3181 | 0.97518 | 0.39261 | 1.7107 | 0.39261 | 0.0031915 | FALSE | 0 | 0.68466 | 0.096155 | 0.096155 | -1.222 | -0.25364 | FALSE | 0 | 0.17756 | -0.18494 | -0.18494 | -1.5031 | -0.91411
0.23234 | 0.045642 | 187 | 0.19014 | -0.026321 | 1.316 | 1.316 | 0.44213 | -0.029114 | 1.2869 | -0.029114 | 0.0031865 | FALSE | 0 | 0.2834 | -0.11456 | -0.11456 | -1.4306 | -0.25324 | FALSE | 0 | 0.045642 | -0.33773 | -0.33773 | -1.6538 | -0.91267
0.53691 | 0.46414 | 188 | 0.192 | -0.026116 | 1.3058 | 1.3058 | 0.37765 | -0.06233 | 1.2435 | -0.06233 | 0.0031616 | FALSE | 0 | 0.44837 | -0.025956 | -0.025956 | -1.3318 | -0.25127 | FALSE | 0 | 0.46414 | -0.018001 | -0.018001 | -1.3238 | -0.90556
0.90093 | 0.54447 | 189 | 0.19214 | -0.026101 | 1.3051 | 1.3051 | 0.14747 | -0.20947 | 1.0956 | -0.20947 | 0.0031599 | FALSE | 0 | 0.65261 | 0.078475 | 0.078475 | -1.2266 | -0.25112 | FALSE | 0 | 0.54447 | 0.022342 | 0.022342 | -1.2827 | -0.90505
0.83271 | 0.48146 | 190 | 0.19314 | -0.025991 | 1.2996 | 1.2996 | 0.49614 | -0.0019348 | 1.2976 | -0.0019348 | 0.0031466 | FALSE | 0 | 0.49224 | -0.0038887 | -0.0038887 | -1.3035 | -0.25007 | FALSE | 0 | 0.48146 | -0.0092968 | -0.0092968 | -1.3089 | -0.90124
0.30426 | 0.65294 | 191 | 0.19352 | -0.02595 | 1.2975 | 1.2975 | 0.80924 | 0.17502 | 1.4725 | 0.17502 | 0.0031415 | FALSE | 0 | 0.53723 | 0.018689 | 0.018689 | -1.2788 | -0.24967 | FALSE | 0 | 0.65294 | 0.078653 | 0.078653 | -1.2188 | -0.8998
0.32648 | 0.71513 | 192 | 0.19353 | -0.025949 | 1.2974 | 1.2974 | 0.73812 | 0.12751 | 1.4249 | 0.12751 | 0.0031414 | FALSE | 0 | 0.30244 | -0.10348 | -0.10348 | -1.4009 | -0.24966 | FALSE | 0 | 0.71513 | 0.11368 | 0.11368 | -1.1837 | -0.89975
0.53239 | 0.46834 | 193 | 0.19643 | -0.025633 | 1.2816 | 1.2816 | 0.28924 | -0.11112 | 1.1705 | -0.11112 | 0.0031032 | FALSE | 0 | 0.52028 | 0.010169 | 0.010169 | -1.2715 | -0.24662 | FALSE | 0 | 0.46834 | -0.015891 | -0.015891 | -1.2975 | -0.88881
0.19797 | 0.73309 | 194 | 0.19725 | -0.025545 | 1.2772 | 1.2772 | 0.81823 | 0.18173 | 1.459 | 0.18173 | 0.0030925 | FALSE | 0 | 0.83722 | 0.19662 | 0.19662 | -1.0806 | -0.24577 | FALSE | 0 | 0.73309 | 0.12444 | 0.12444 | -1.1528 | -0.88575
0.45896 | 0.93322 | 195 | 0.19795 | -0.025469 | 1.2734 | 1.2734 | 0.060021 | -0.31092 | 0.96251 | -0.31092 | 0.0030833 | FALSE | 0 | 0.53352 | 0.016826 | 0.016826 | -1.2566 | -0.24504 | FALSE | 0 | 0.93322 | 0.30004 | 0.30004 | -0.97339 | -0.88311
0.36079 | 0.322 | 196 | 0.19898 | -0.025358 | 1.2679 | 1.2679 | 0.67829 | 0.092585 | 1.3605 | 0.092585 | 0.0030699 | FALSE | 0 | 0.94827 | 0.32566 | 0.32566 | -0.94225 | -0.24398 | FALSE | 0 | 0.322 | -0.092421 | -0.092421 | -1.3603 | -0.87929
0.97984 | 0.60083 | 197 | 0.19906 | -0.02535 | 1.2675 | 1.2675 | 0.71346 | 0.1127 | 1.3802 | 0.1127 | 0.0030689 | FALSE | 0 | 0.18504 | -0.17927 | -0.17927 | -1.4468 | -0.24389 | FALSE | 0 | 0.60083 | 0.051099 | 0.051099 | -1.2164 | -0.87899
0.96482 | 0.95946 | 198 | 0.201 | -0.025142 | 1.2571 | 1.2571 | 0.073174 | -0.29051 | 0.96658 | -0.29051 | 0.0030437 | FALSE | 0 | 0.44593 | -0.027189 | -0.027189 | -1.2843 | -0.24189 | FALSE | 0 | 0.95946 | 0.3489 | 0.3489 | -0.9082 | -0.87178
0.97335 | 0.1038 | 199 | 0.20316 | -0.024911 | 1.2456 | 1.2456 | 0.85411 | 0.21084 | 1.4564 | 0.21084 | 0.0030158 | FALSE | 0 | 0.71832 | 0.11557 | 0.11557 | -1.13 | -0.23968 | FALSE | 0 | 0.1038 | -0.25204 | -0.25204 | -1.4976 | -0.86379
0.73281 | 0.58618 | 200 | 0.2043 | -0.024791 | 1.2395 | 1.2395 | 0.41222 | -0.044367 | 1.1952 | -0.044367 | 0.0030012 | FALSE | 0 | 0.82711 | 0.18856 | 0.18856 | -1.051 | -0.23852 | FALSE | 0 | 0.58618 | 0.043545 | 0.043545 | -1.196 | -0.85961
0.93237 | 0.06959 | 201 | 0.20705 | -0.024501 | 1.2251 | 1.2251 | 0.62779 | 0.065201 | 1.2903 | 0.065201 | 0.0029662 | FALSE | 0 | 0.28116 | -0.11588 | -0.11588 | -1.3409 | -0.23573 | FALSE | 0 | 0.06959 | -0.29577 | -0.29577 | -1.5208 | -0.84957
0.16575 | 0.65641 | 202 | 0.20772 | -0.024431 | 1.2215 | 1.2215 | 0.72899 | 0.12195 | 1.3435 | 0.12195 | 0.0029577 | FALSE | 0 | 0.47901 | -0.010528 | -0.010528 | -1.2321 | -0.23505 | FALSE | 0 | 0.65641 | 0.080537 | 0.080537 | -1.141 | -0.84713
0.21665 | 0.81856 | 203 | 0.20782 | -0.02442 | 1.221 | 1.221 | 0.65147 | 0.07786 | 1.2988 | 0.07786 | 0.0029563 | FALSE | 0 | 0.55505 | 0.027686 | 0.027686 | -1.1933 | -0.23495 | FALSE | 0 | 0.81856 | 0.18198 | 0.18198 | -1.039 | -0.84674
0.20525 | 0.27781 | 204 | 0.20816 | -0.024384 | 1.2192 | 1.2192 | 0.33429 | -0.085622 | 1.1336 | -0.085622 | 0.002952 | FALSE | 0 | 0.35614 | -0.07376 | -0.07376 | -1.293 | -0.23461 | FALSE | 0 | 0.27781 | -0.11787 | -0.11787 | -1.3371 | -0.84552
0.75736 | 0.57859 | 205 | 0.20934 | -0.024262 | 1.2131 | 1.2131 | 0.22879 | -0.14857 | 1.0645 | -0.14857 | 0.0029372 | FALSE | 0 | 0.84238 | 0.20086 | 0.20086 | -1.0122 | -0.23343 | FALSE | 0 | 0.57859 | 0.039657 | 0.039657 | -1.1734 | -0.84126
0.80349 | 0.53893 | 206 | 0.2097 | -0.024224 | 1.2112 | 1.2112 | 0.11871 | -0.23629 | 0.9749 | -0.23629 | 0.0029326 | FALSE | 0 | 0.24931 | -0.13533 | -0.13533 | -1.3465 | -0.23306 | FALSE | 0 | 0.53893 | 0.019547 | 0.019547 | -1.1916 | -0.83995
0.34583 | 0.023273 | 207 | 0.21338 | -0.023843 | 1.1921 | 1.1921 | 0.03434 | -0.3641 | 0.82804 | -0.3641 | 0.0028865 | FALSE | 0 | 0.71289 | 0.11237 | 0.11237 | -1.0798 | -0.2294 | FALSE | 0 | 0.023273 | -0.39808 | -0.39808 | -1.5902 | -0.82674
0.31949 | 0.77765 | 208 | 0.21398 | -0.023781 | 1.189 | 1.189 | 0.46808 | -0.016019 | 1.173 | -0.016019 | 0.002879 | FALSE | 0 | 0.48432 | -0.007862 | -0.007862 | -1.1969 | -0.2288 | FALSE | 0 | 0.77765 | 0.15286 | 0.15286 | -1.0362 | -0.8246
0.88664 | 0.51555 | 209 | 0.21408 | -0.023771 | 1.1885 | 1.1885 | 0.23131 | -0.14691 | 1.0416 | -0.14691 | 0.0028777 | FALSE | 0 | 0.73361 | 0.12475 | 0.12475 | -1.0638 | -0.2287 | FALSE | 0 | 0.51555 | 0.0077971 | 0.0077971 | -1.1807 | -0.82424
0.22986 | 0.41903 | 210 | 0.21489 | -0.023687 | 1.1844 | 1.1844 | 0.88133 | 0.23633 | 1.4207 | 0.23633 | 0.0028676 | FALSE | 0 | 0.98586 | 0.43868 | 0.43868 | -0.74569 | -0.2279 | FALSE | 0 | 0.41903 | -0.040875 | -0.040875 | -1.2252 | -0.82135
0.21003 | 0.51256 | 211 | 0.21517 | -0.023658 | 1.1829 | 1.1829 | 0.73253 | 0.12409 | 1.307 | 0.12409 | 0.0028641 | FALSE | 0 | 0.35007 | -0.077027 | -0.077027 | -1.2599 | -0.22762 | FALSE | 0 | 0.51256 | 0.0062976 | 0.0062976 | -1.1766 | -0.82034
0.59634 | 0.061586 | 212 | 0.21725 | -0.023446 | 1.1723 | 1.1723 | 0.36024 | -0.071564 | 1.1007 | -0.071564 | 0.0028384 | FALSE | 0 | 0.23861 | -0.14216 | -0.14216 | -1.3145 | -0.22558 | FALSE | 0 | 0.061586 | -0.30832 | -0.30832 | -1.4806 | -0.81297
0.84469 | 0.045849 | 213 | 0.21786 | -0.023384 | 1.1692 | 1.1692 | 0.11301 | -0.24213 | 0.92705 | -0.24213 | 0.0028309 | FALSE | 0 | 0.57144 | 0.036006 | 0.036006 | -1.1332 | -0.22498 | FALSE | 0 | 0.045849 | -0.3373 | -0.3373 | -1.5065 | -0.81082
0.12836 | 0.49435 | 214 | 0.21878 | -0.02329 | 1.1645 | 1.1645 | 0.10122 | -0.25493 | 0.90958 | -0.25493 | 0.0028195 | FALSE | 0 | 0.28302 | -0.11478 | -0.11478 | -1.2793 | -0.22408 | FALSE | 0 | 0.49435 | -0.0028337 | -0.0028337 | -1.1673 | -0.80757
0.9646 | 0.20016 | 215 | 0.22024 | -0.023142 | 1.1571 | 1.1571 | 0.29574 | -0.10734 | 1.0498 | -0.10734 | 0.0028016 | FALSE | 0 | 0.79405 | 0.16411 | 0.16411 | -0.99299 | -0.22265 | FALSE | 0 | 0.20016 | -0.16821 | -0.16821 | -1.3253 | -0.80244
0.16649 | 0.95974 | 216 | 0.22033 | -0.023132 | 1.1566 | 1.1566 | 0.66717 | 0.086423 | 1.243 | 0.086423 | 0.0028004 | FALSE | 0 | 0.53947 | 0.019819 | 0.019819 | -1.1368 | -0.22256 | FALSE | 0 | 0.95974 | 0.34953 | 0.34953 | -0.80707 | -0.80209
0.29803 | 0.77879 | 217 | 0.22048 | -0.023118 | 1.1559 | 1.1559 | 0.49266 | -0.0036805 | 1.1522 | -0.0036805 | 0.0027987 | FALSE | 0 | 0.32969 | -0.088155 | -0.088155 | -1.244 | -0.22242 | FALSE | 0 | 0.77879 | 0.15362 | 0.15362 | -1.0023 | -0.80159
0.22903 | 0.72276 | 218 | 0.22663 | -0.0225 | 1.125 | 1.125 | 0.61364 | 0.057766 | 1.1828 | 0.057766 | 0.0027239 | FALSE | 0 | 0.083114 | -0.27689 | -0.27689 | -1.4019 | -0.21648 | FALSE | 0 | 0.72276 | 0.11821 | 0.11821 | -1.0068 | -0.78018
0.42176 | 0.39235 | 219 | 0.22914 | -0.022251 | 1.1125 | 1.1125 | 0.80655 | 0.17305 | 1.2856 | 0.17305 | 0.0026937 | FALSE | 0 | 0.47249 | -0.013803 | -0.013803 | -1.1263 | -0.21408 | FALSE | 0 | 0.39235 | -0.054637 | -0.054637 | -1.1672 | -0.77154
0.3437 | 0.52941 | 220 | 0.23022 | -0.022144 | 1.1072 | 1.1072 | 0.31692 | -0.095268 | 1.0119 | -0.095268 | 0.0026808 | FALSE | 0 | 0.52423 | 0.012154 | 0.012154 | -1.095 | -0.21305 | FALSE | 0 | 0.52941 | 0.014758 | 0.014758 | -1.0924 | -0.76783
0.28072 | 0.55133 | 221 | 0.23073 | -0.022093 | 1.1046 | 1.1046 | 0.6443 | 0.073995 | 1.1786 | 0.073995 | 0.0026746 | FALSE | 0 | 0.67065 | 0.088343 | 0.088343 | -1.0163 | -0.21256 | FALSE | 0 | 0.55133 | 0.025806 | 0.025806 | -1.0788 | -0.76606
0.10564 | 0.85382 | 222 | 0.23101 | -0.022065 | 1.1033 | 1.1033 | 0.87096 | 0.22618 | 1.3295 | 0.22618 | 0.0026713 | FALSE | 0 | 0.68867 | 0.098414 | 0.098414 | -1.0049 | -0.21229 | FALSE | 0 | 0.85382 | 0.21059 | 0.21059 | -0.89268 | -0.76511
0.96557 | 0.52959 | 223 | 0.23194 | -0.021975 | 1.0987 | 1.0987 | 0.86898 | 0.22431 | 1.323 | 0.22431 | 0.0026603 | FALSE | 0 | 0.59408 | 0.04761 | 0.04761 | -1.0511 | -0.21142 | FALSE | 0 | 0.52959 | 0.014846 | 0.014846 | -1.0839 | -0.76196
0.29306 | 0.28176 | 224 | 0.23201 | -0.021967 | 1.0984 | 1.0984 | 0.44633 | -0.026987 | 1.0714 | -0.026987 | 0.0026594 | FALSE | 0 | 0.65274 | 0.078548 | 0.078548 | -1.0198 | -0.21135 | FALSE | 0 | 0.28176 | -0.11552 | -0.11552 | -1.2139 | -0.76171
0.14187 | 0.39971 | 225 | 0.23241 | -0.021928 | 1.0964 | 1.0964 | 0.64214 | 0.072836 | 1.1693 | 0.072836 | 0.0026547 | FALSE | 0 | 0.81148 | 0.17667 | 0.17667 | -0.91975 | -0.21098 | FALSE | 0 | 0.39971 | -0.050821 | -0.050821 | -1.1472 | -0.76036
0.061981 | 0.7383 | 226 | 0.23336 | -0.021835 | 1.0917 | 1.0917 | 0.65213 | 0.078214 | 1.17 | 0.078214 | 0.0026434 | FALSE | 0 | 0.76791 | 0.1464 | 0.1464 | -0.94535 | -0.21008 | FALSE | 0 | 0.7383 | 0.12762 | 0.12762 | -0.96412 | -0.75711
0.65471 | 0.041794 | 227 | 0.23466 | -0.021708 | 1.0854 | 1.0854 | 0.75356 | 0.13715 | 1.2225 | 0.13715 | 0.002628 | FALSE | 0 | 0.86451 | 0.22016 | 0.22016 | -0.86524 | -0.20886 | FALSE | 0 | 0.041794 | -0.34605 | -0.34605 | -1.4314 | -0.75271
0.80081 | 0.67206 | 228 | 0.23511 | -0.021664 | 1.0832 | 1.0832 | 0.8975 | 0.25349 | 1.3367 | 0.25349 | 0.0026226 | FALSE | 0 | 0.56766 | 0.034083 | 0.034083 | -1.0491 | -0.20843 | FALSE | 0 | 0.67206 | 0.089119 | 0.089119 | -0.99406 | -0.75118
0.74248 | 0.46934 | 229 | 0.2352 | -0.021655 | 1.0827 | 1.0827 | 0.55738 | 0.028866 | 1.1116 | 0.028866 | 0.0026216 | FALSE | 0 | 0.18776 | -0.17723 | -0.17723 | -1.26 | -0.20834 | FALSE | 0 | 0.46934 | -0.015384 | -0.015384 | -1.0981 | -0.75087
0.57664 | 0.63463 | 230 | 0.23528 | -0.021647 | 1.0824 | 1.0824 | 0.24897 | -0.13555 | 0.94681 | -0.13555 | 0.0026207 | FALSE | 0 | 0.23314 | -0.14571 | -0.14571 | -1.2281 | -0.20827 | FALSE | 0 | 0.63463 | 0.068831 | 0.068831 | -1.0135 | -0.75061
0.91739 | 0.96121 | 231 | 0.23637 | -0.021541 | 1.0771 | 1.0771 | 0.35152 | -0.076243 | 1.0008 | -0.076243 | 0.0026078 | FALSE | 0 | 0.88333 | 0.23836 | 0.23836 | -0.83869 | -0.20725 | FALSE | 0 | 0.96121 | 0.35298 | 0.35298 | -0.72408 | -0.74693
0.81995 | 0.23323 | 232 | 0.23665 | -0.021513 | 1.0757 | 1.0757 | 0.50427 | 0.0021386 | 1.0778 | 0.0021386 | 0.0026044 | FALSE | 0 | 0.4269 | -0.036856 | -0.036856 | -1.1125 | -0.20698 | FALSE | 0 | 0.23323 | -0.14565 | -0.14565 | -1.2213 | -0.74596
0.65441 | 0.80345 | 233 | 0.2372 | -0.02146 | 1.073 | 1.073 | 0.60661 | 0.054097 | 1.1271 | 0.054097 | 0.002598 | FALSE | 0 | 0.76166 | 0.14233 | 0.14233 | -0.93066 | -0.20647 | FALSE | 0 | 0.80345 | 0.1708 | 0.1708 | -0.90219 | -0.74411
0.39328 | 0.85857 | 234 | 0.23744 | -0.021437 | 1.0718 | 1.0718 | 0.68535 | 0.096543 | 1.1684 | 0.096543 | 0.0025952 | FALSE | 0 | 0.46314 | -0.018505 | -0.018505 | -1.0903 | -0.20625 | FALSE | 0 | 0.85857 | 0.21478 | 0.21478 | -0.85705 | -0.74331
0.27607 | 0.24039 | 235 | 0.23813 | -0.02137 | 1.0685 | 1.0685 | 0.038651 | -0.35331 | 0.71517 | -0.35331 | 0.002587 | FALSE | 0 | 0.72222 | 0.11789 | 0.11789 | -0.95059 | -0.2056 | FALSE | 0 | 0.24039 | -0.14101 | -0.14101 | -1.2095 | -0.74098
0.32493 | 0.075874 | 236 | 0.23837 | -0.021347 | 1.0674 | 1.0674 | 0.80671 | 0.17317 | 1.2405 | 0.17317 | 0.0025843 | FALSE | 0 | 0.092218 | -0.26544 | -0.26544 | -1.3328 | -0.20538 | FALSE | 0 | 0.075874 | -0.28668 | -0.28668 | -1.354 | -0.7402
0.27795 | 0.37433 | 237 | 0.23943 | -0.021244 | 1.0622 | 1.0622 | 0.88752 | 0.24268 | 1.3049 | 0.24268 | 0.0025718 | FALSE | 0 | 0.88215 | 0.23716 | 0.23716 | -0.82503 | -0.20439 | FALSE | 0 | 0.37433 | -0.064079 | -0.064079 | -1.1263 | -0.73661
0.20454 | 0.54132 | 238 | 0.24029 | -0.021161 | 1.0581 | 1.0581 | 0.49965 | -0.00017338 | 1.0579 | -0.00017338 | 0.0025618 | FALSE | 0 | 0.78332 | 0.15669 | 0.15669 | -0.90137 | -0.20359 | FALSE | 0 | 0.54132 | 0.020754 | 0.020754 | -1.0373 | -0.73375
0.7178 | 0.54567 | 239 | 0.24175 | -0.021021 | 1.051 | 1.051 | 0.31476 | -0.096482 | 0.95455 | -0.096482 | 0.0025448 | FALSE | 0 | 0.15179 | -0.20575 | -0.20575 | -1.2568 | -0.20224 | FALSE | 0 | 0.54567 | 0.022946 | 0.022946 | -1.0281 | -0.72888
0.61973 | 0.24483 | 240 | 0.24385 | -0.02082 | 1.041 | 1.041 | 0.45123 | -0.024513 | 1.0165 | -0.024513 | 0.0025205 | FALSE | 0 | 0.96994 | 0.37599 | 0.37599 | -0.66499 | -0.20031 | FALSE | 0 | 0.24483 | -0.13817 | -0.13817 | -1.1791 | -0.72191
0.20031 | 0.67336 | 241 | 0.2439 | -0.020814 | 1.0407 | 1.0407 | 0.69729 | 0.10333 | 1.144 | 0.10333 | 0.0025198 | FALSE | 0 | 0.0078289 | -0.48336 | -0.48336 | -1.5241 | -0.20026 | FALSE | 0 | 0.67336 | 0.089845 | 0.089845 | -0.95087 | -0.72173
0.8137 | 0.32565 | 242 | 0.24404 | -0.020801 | 1.0401 | 1.0401 | 0.32137 | -0.092777 | 0.94728 | -0.092777 | 0.0025182 | FALSE | 0 | 0.099275 | -0.25714 | -0.25714 | -1.2972 | -0.20013 | FALSE | 0 | 0.32565 | -0.090393 | -0.090393 | -1.1305 | -0.72127
0.42076 | 0.39795 | 243 | 0.24477 | -0.020731 | 1.0365 | 1.0365 | 0.33982 | -0.082589 | 0.95395 | -0.082589 | 0.0025097 | FALSE | 0 | 0.19251 | -0.17374 | -0.17374 | -1.2103 | -0.19945 | FALSE | 0 | 0.39795 | -0.05173 | -0.05173 | -1.0883 | -0.71883
0.97694 | 0.50695 | 244 | 0.24545 | -0.020666 | 1.0333 | 1.0333 | 0.60853 | 0.055099 | 1.0884 | 0.055099 | 0.0025019 | FALSE | 0 | 0.83589 | 0.19554 | 0.19554 | -0.83777 | -0.19883 | FALSE | 0 | 0.50695 | 0.0034827 | 0.0034827 | -1.0298 | -0.71659
0.8515 | 0.93449 | 245 | 0.24689 | -0.020529 | 1.0265 | 1.0265 | 0.60222 | 0.051821 | 1.0783 | 0.051821 | 0.0024853 | FALSE | 0 | 0.47349 | -0.013302 | -0.013302 | -1.0398 | -0.19751 | FALSE | 0 | 0.93449 | 0.30202 | 0.30202 | -0.72443 | -0.71184
0.80504 | 0.86511 | 246 | 0.24974 | -0.020259 | 1.013 | 1.013 | 0.64524 | 0.0745 | 1.0875 | 0.0745 | 0.0024526 | FALSE | 0 | 0.31037 | -0.098959 | -0.098959 | -1.1119 | -0.19492 | FALSE | 0 | 0.86511 | 0.22072 | 0.22072 | -0.79225 | -0.70248
0.076548 | 0.47753 | 247 | 0.25018 | -0.020218 | 1.0109 | 1.0109 | 0.11548 | -0.23958 | 0.7713 | -0.23958 | 0.0024476 | FALSE | 0 | 0.38194 | -0.060076 | -0.060076 | -1.071 | -0.19452 | FALSE | 0 | 0.47753 | -0.01127 | -0.01127 | -1.0221 | -0.70103
0.11876 | 0.048969 | 248 | 0.25102 | -0.020138 | 1.0069 | 1.0069 | 0.35965 | -0.071881 | 0.93503 | -0.071881 | 0.002438 | FALSE | 0 | 0.2824 | -0.11515 | -0.11515 | -1.1221 | -0.19375 | FALSE | 0 | 0.048969 | -0.33099 | -0.33099 | -1.3379 | -0.69829
0.90392 | 0.13568 | 249 | 0.25179 | -0.020066 | 1.0033 | 1.0033 | 0.29001 | -0.11067 | 0.89266 | -0.11067 | 0.0024293 | FALSE | 0 | 0.64671 | 0.075288 | 0.075288 | -0.92804 | -0.19306 | FALSE | 0 | 0.13568 | -0.21998 | -0.21998 | -1.2233 | -0.6958
0.18671 | 0.76405 | 250 | 0.25261 | -0.019989 | 0.99946 | 0.99946 | 0.44231 | -0.029023 | 0.97044 | -0.029023 | 0.0024199 | FALSE | 0 | 0.51049 | 0.0052581 | 0.0052581 | -0.9942 | -0.19232 | FALSE | 0 | 0.76405 | 0.14388 | 0.14388 | -0.85558 | -0.69312
0.23789 | 0.96542 | 251 | 0.25312 | -0.019941 | 0.99704 | 0.99704 | 0.14771 | -0.20927 | 0.78777 | -0.20927 | 0.0024141 | FALSE | 0 | 0.70647 | 0.10862 | 0.10862 | -0.88842 | -0.19185 | FALSE | 0 | 0.96542 | 0.36348 | 0.36348 | -0.63356 | -0.69144
0.58001 | 0.63841 | 252 | 0.25402 | -0.019857 | 0.99286 | 0.99286 | 0.82254 | 0.18502 | 1.1779 | 0.18502 | 0.0024039 | FALSE | 0 | 0.44971 | -0.025278 | -0.025278 | -1.0181 | -0.19105 | FALSE | 0 | 0.63841 | 0.070843 | 0.070843 | -0.92202 | -0.68854
0.59762 | 0.050763 | 253 | 0.25407 | -0.019852 | 0.99261 | 0.99261 | 0.40173 | -0.049774 | 0.94283 | -0.049774 | 0.0024033 | FALSE | 0 | 0.83443 | 0.19436 | 0.19436 | -0.79824 | -0.191 | FALSE | 0 | 0.050763 | -0.3275 | -0.3275 | -1.3201 | -0.68836
0.080239 | 0.75733 | 254 | 0.25425 | -0.019836 | 0.99178 | 0.99178 | 0.60468 | 0.053098 | 1.0449 | 0.053098 | 0.0024013 | FALSE | 0 | 0.13662 | -0.21912 | -0.21912 | -1.2109 | -0.19084 | FALSE | 0 | 0.75733 | 0.13955 | 0.13955 | -0.85224 | -0.68779
0.11509 | 0.95301 | 255 | 0.25437 | -0.019824 | 0.99122 | 0.99122 | 0.8143 | 0.17877 | 1.17 | 0.17877 | 0.0024 | FALSE | 0 | 0.97441 | 0.38998 | 0.38998 | -0.60123 | -0.19073 | FALSE | 0 | 0.95301 | 0.33496 | 0.33496 | -0.65626 | -0.6874
0.88587 | 0.74847 | 256 | 0.25467 | -0.019796 | 0.9898 | 0.9898 | 0.44317 | -0.028586 | 0.96122 | -0.028586 | 0.0023965 | FALSE | 0 | 0.85809 | 0.21435 | 0.21435 | -0.77545 | -0.19046 | FALSE | 0 | 0.74847 | 0.13394 | 0.13394 | -0.85586 | -0.68642
0.49589 | 0.97104 | 257 | 0.25469 | -0.019795 | 0.98973 | 0.98973 | 0.60288 | 0.052159 | 1.0419 | 0.052159 | 0.0023964 | FALSE | 0 | 0.49052 | -0.0047555 | -0.0047555 | -0.99448 | -0.19045 | FALSE | 0 | 0.97104 | 0.37927 | 0.37927 | -0.61046 | -0.68637
0.21845 | 0.82196 | 258 | 0.25487 | -0.019777 | 0.98885 | 0.98885 | 0.047013 | -0.33491 | 0.65394 | -0.33491 | 0.0023942 | FALSE | 0 | 0.55978 | 0.030083 | 0.030083 | -0.95876 | -0.19028 | FALSE | 0 | 0.82196 | 0.18458 | 0.18458 | -0.80427 | -0.68576
0.80833 | 0.71997 | 259 | 0.25493 | -0.019772 | 0.9886 | 0.9886 | 0.92184 | 0.28351 | 1.2721 | 0.28351 | 0.0023936 | FALSE | 0 | 0.81658 | 0.18048 | 0.18048 | -0.80811 | -0.19023 | FALSE | 0 | 0.71997 | 0.11655 | 0.11655 | -0.87205 | -0.68558
0.82018 | 0.0054127 | 260 | 0.25531 | -0.019736 | 0.98682 | 0.98682 | 0.57612 | 0.038393 | 1.0252 | 0.038393 | 0.0023893 | FALSE | 0 | 0.87569 | 0.23074 | 0.23074 | -0.75608 | -0.18989 | FALSE | 0 | 0.0054127 | -0.50966 | -0.50966 | -1.4965 | -0.68435
0.81103 | 0.36968 | 261 | 0.25556 | -0.019713 | 0.98567 | 0.98567 | 0.23892 | -0.14196 | 0.84371 | -0.14196 | 0.0023865 | FALSE | 0 | 0.32617 | -0.090105 | -0.090105 | -1.0758 | -0.18966 | FALSE | 0 | 0.36968 | -0.066541 | -0.066541 | -1.0522 | -0.68355
0.5739 | 0.82553 | 262 | 0.25688 | -0.019589 | 0.97947 | 0.97947 | 0.61508 | 0.058515 | 1.038 | 0.058515 | 0.0023715 | FALSE | 0 | 0.48259 | -0.0087303 | -0.0087303 | -0.9882 | -0.18847 | FALSE | 0 | 0.82553 | 0.18733 | 0.18733 | -0.79214 | -0.67925
0.040882 | 0.74836 | 263 | 0.25841 | -0.019447 | 0.97236 | 0.97236 | 0.87416 | 0.22925 | 1.2016 | 0.22925 | 0.0023543 | FALSE | 0 | 0.73789 | 0.12737 | 0.12737 | -0.84499 | -0.18711 | FALSE | 0 | 0.74836 | 0.13387 | 0.13387 | -0.83849 | -0.67433
0.65378 | 0.88807 | 264 | 0.25903 | -0.01939 | 0.96952 | 0.96952 | 0.28835 | -0.11164 | 0.85787 | -0.11164 | 0.0023474 | FALSE | 0 | 0.038722 | -0.35314 | -0.35314 | -1.3227 | -0.18656 | FALSE | 0 | 0.88807 | 0.24327 | 0.24327 | -0.72625 | -0.67235
0.34589 | 0.97472 | 265 | 0.2593 | -0.019365 | 0.96824 | 0.96824 | 0.075808 | -0.28677 | 0.68147 | -0.28677 | 0.0023443 | FALSE | 0 | 0.49582 | -0.0020939 | -0.0020939 | -0.97033 | -0.18631 | FALSE | 0 | 0.97472 | 0.39105 | 0.39105 | -0.57719 | -0.67146
0.49518 | 0.9704 | 266 | 0.25938 | -0.019358 | 0.9679 | 0.9679 | 0.71887 | 0.1159 | 1.0838 | 0.1159 | 0.0023435 | FALSE | 0 | 0.69218 | 0.10041 | 0.10041 | -0.86749 | -0.18625 | FALSE | 0 | 0.9704 | 0.37733 | 0.37733 | -0.59056 | -0.67123
0.018231 | 0.48027 | 267 | 0.26101 | -0.019207 | 0.96036 | 0.96036 | 0.27716 | -0.11826 | 0.8421 | -0.11826 | 0.0023253 | FALSE | 0 | 0.11472 | -0.24036 | -0.24036 | -1.2007 | -0.1848 | FALSE | 0 | 0.48027 | -0.0098957 | -0.0098957 | -0.97026 | -0.666
0.55829 | 0.93216 | 268 | 0.26154 | -0.019158 | 0.95792 | 0.95792 | 0.20145 | -0.16729 | 0.79063 | -0.16729 | 0.0023194 | FALSE | 0 | 0.87432 | 0.22941 | 0.22941 | -0.72851 | -0.18433 | FALSE | 0 | 0.93216 | 0.29841 | 0.29841 | -0.65951 | -0.66431
0.26354 | 0.92247 | 269 | 0.26239 | -0.019079 | 0.95397 | 0.95397 | 0.65754 | 0.081154 | 1.0351 | 0.081154 | 0.0023098 | FALSE | 0 | 0.87219 | 0.22736 | 0.22736 | -0.72661 | -0.18357 | FALSE | 0 | 0.92247 | 0.28438 | 0.28438 | -0.66959 | -0.66157
0.80751 | 0.78606 | 270 | 0.26398 | -0.018934 | 0.94669 | 0.94669 | 0.94646 | 0.32229 | 1.269 | 0.32229 | 0.0022922 | FALSE | 0 | 0.97732 | 0.40026 | 0.40026 | -0.54644 | -0.18217 | FALSE | 0 | 0.78606 | 0.15857 | 0.15857 | -0.78813 | -0.65652
0.44255 | 0.13194 | 271 | 0.26411 | -0.018922 | 0.94609 | 0.94609 | 0.37979 | -0.061205 | 0.88488 | -0.061205 | 0.0022907 | FALSE | 0 | 0.46865 | -0.015731 | -0.015731 | -0.96182 | -0.18205 | FALSE | 0 | 0.13194 | -0.22345 | -0.22345 | -1.1695 | -0.6561
0.76585 | 0.027329 | 272 | 0.26727 | -0.018632 | 0.93162 | 0.93162 | 0.15989 | -0.19898 | 0.73264 | -0.19898 | 0.0022557 | FALSE | 0 | 0.85489 | 0.21153 | 0.21153 | -0.72009 | -0.17927 | FALSE | 0 | 0.027329 | -0.38432 | -0.38432 | -1.3159 | -0.64607
0.42921 | 0.61033 | 273 | 0.26874 | -0.018499 | 0.92494 | 0.92494 | 0.48911 | -0.0054621 | 0.91948 | -0.0054621 | 0.0022395 | FALSE | 0 | 0.095727 | -0.26126 | -0.26126 | -1.1862 | -0.17798 | FALSE | 0 | 0.61033 | 0.056035 | 0.056035 | -0.8689 | -0.64144
0.33497 | 0.24862 | 274 | 0.26897 | -0.018478 | 0.92391 | 0.92391 | 0.7221 | 0.11782 | 1.0417 | 0.11782 | 0.002237 | FALSE | 0 | 0.35091 | -0.076575 | -0.076575 | -1.0005 | -0.17778 | FALSE | 0 | 0.24862 | -0.13577 | -0.13577 | -1.0597 | -0.64073
0.85224 | 0.89316 | 275 | 0.26963 | -0.018418 | 0.9209 | 0.9209 | 0.94512 | 0.31986 | 1.2408 | 0.31986 | 0.0022297 | FALSE | 0 | 0.46481 | -0.017663 | -0.017663 | -0.93856 | -0.1772 | FALSE | 0 | 0.89316 | 0.2487 | 0.2487 | -0.6722 | -0.63863
0.52658 | 0.9318 | 276 | 0.27045 | -0.018344 | 0.91719 | 0.91719 | 0.24204 | -0.13995 | 0.77724 | -0.13995 | 0.0022207 | FALSE | 0 | 0.14847 | -0.2086 | -0.2086 | -1.1258 | -0.17649 | FALSE | 0 | 0.9318 | 0.29787 | 0.29787 | -0.61932 | -0.63607
0.80678 | 0.44387 | 277 | 0.27082 | -0.01831 | 0.91552 | 0.91552 | 0.25533 | -0.13156 | 0.78396 | -0.13156 | 0.0022167 | FALSE | 0 | 0.36525 | -0.068892 | -0.068892 | -0.98441 | -0.17617 | FALSE | 0 | 0.44387 | -0.028234 | -0.028234 | -0.94375 | -0.6349
0.7798 | 0.43354 | 278 | 0.27213 | -0.018191 | 0.90955 | 0.90955 | 0.78938 | 0.16086 | 1.0704 | 0.16086 | 0.0022022 | FALSE | 0 | 0.3329 | -0.086384 | -0.086384 | -0.99594 | -0.17502 | FALSE | 0 | 0.43354 | -0.033476 | -0.033476 | -0.94303 | -0.63077
0.96771 | 0.95901 | 279 | 0.27255 | -0.018154 | 0.90768 | 0.90768 | 0.72346 | 0.11863 | 1.0263 | 0.11863 | 0.0021977 | FALSE | 0 | 0.62386 | 0.063129 | 0.063129 | -0.84455 | -0.17466 | FALSE | 0 | 0.95901 | 0.34787 | 0.34787 | -0.55981 | -0.62947
0.76663 | 0.6652 | 280 | 0.27264 | -0.018145 | 0.90727 | 0.90727 | 0.32695 | -0.089672 | 0.8176 | -0.089672 | 0.0021967 | FALSE | 0 | 0.18367 | -0.18029 | -0.18029 | -1.0876 | -0.17458 | FALSE | 0 | 0.6652 | 0.085341 | 0.085341 | -0.82193 | -0.62918
0.4977 | 0.16623 | 281 | 0.27319 | -0.018095 | 0.90477 | 0.90477 | 0.15345 | -0.20435 | 0.70042 | -0.20435 | 0.0021907 | FALSE | 0 | 0.081111 | -0.27953 | -0.27953 | -1.1843 | -0.1741 | FALSE | 0 | 0.16623 | -0.19384 | -0.19384 | -1.0986 | -0.62745
0.98208 | 0.72965 | 282 | 0.27468 | -0.017962 | 0.89808 | 0.89808 | 0.22018 | -0.15432 | 0.74376 | -0.15432 | 0.0021745 | FALSE | 0 | 0.80431 | 0.17143 | 0.17143 | -0.72665 | -0.17281 | FALSE | 0 | 0.72965 | 0.12235 | 0.12235 | -0.77572 | -0.62281
0.94806 | 0.09992 | 283 | 0.27609 | -0.017835 | 0.89174 | 0.89174 | 0.55127 | 0.025774 | 0.91751 | 0.025774 | 0.0021591 | FALSE | 0 | 0.37026 | -0.066232 | -0.066232 | -0.95797 | -0.17159 | FALSE | 0 | 0.09992 | -0.2564 | -0.2564 | -1.1481 | -0.61841
0.857 | 0.52638 | 284 | 0.27612 | -0.017833 | 0.89163 | 0.89163 | 0.22879 | -0.14857 | 0.74306 | -0.14857 | 0.0021588 | FALSE | 0 | 0.55342 | 0.026861 | 0.026861 | -0.86477 | -0.17157 | FALSE | 0 | 0.52638 | 0.013236 | 0.013236 | -0.87839 | -0.61834
0.90341 | 0.81704 | 285 | 0.2779 | -0.017672 | 0.88362 | 0.88362 | 0.14353 | -0.21292 | 0.6707 | -0.21292 | 0.0021395 | FALSE | 0 | 0.34114 | -0.081871 | -0.081871 | -0.9655 | -0.17003 | FALSE | 0 | 0.81704 | 0.18083 | 0.18083 | -0.7028 | -0.61279
0.84155 | 0.34666 | 286 | 0.27801 | -0.017663 | 0.88316 | 0.88316 | 0.80344 | 0.1708 | 1.054 | 0.1708 | 0.0021383 | FALSE | 0 | 0.54691 | 0.02357 | 0.02357 | -0.85959 | -0.16994 | FALSE | 0 | 0.34666 | -0.07887 | -0.07887 | -0.96203 | -0.61247
0.44527 | 0.76853 | 287 | 0.27811 | -0.017654 | 0.8827 | 0.8827 | 0.81101 | 0.17633 | 1.059 | 0.17633 | 0.0021372 | FALSE | 0 | 0.38043 | -0.060869 | -0.060869 | -0.94357 | -0.16985 | FALSE | 0 | 0.76853 | 0.1468 | 0.1468 | -0.7359 | -0.61214
0.39771 | 0.91634 | 288 | 0.27903 | -0.017572 | 0.8786 | 0.8786 | 0.14313 | -0.21327 | 0.66532 | -0.21327 | 0.0021273 | FALSE | 0 | 0.43734 | -0.031545 | -0.031545 | -0.91014 | -0.16906 | FALSE | 0 | 0.91634 | 0.27617 | 0.27617 | -0.60242 | -0.6093
0.25852 | 0.59358 | 289 | 0.2795 | -0.01753 | 0.87651 | 0.87651 | 0.87015 | 0.22542 | 1.1019 | 0.22542 | 0.0021222 | FALSE | 0 | 0.2978 | -0.10615 | -0.10615 | -0.98266 | -0.16866 | FALSE | 0 | 0.59358 | 0.04735 | 0.04735 | -0.82916 | -0.60785
0.8966 | 0.71569 | 290 | 0.28017 | -0.01747 | 0.87349 | 0.87349 | 0.98472 | 0.43253 | 1.306 | 0.43253 | 0.0021149 | FALSE | 0 | 0.89826 | 0.25434 | 0.25434 | -0.61915 | -0.16808 | FALSE | 0 | 0.71569 | 0.11402 | 0.11402 | -0.75947 | -0.60576
0.68334 | 0.040205 | 291 | 0.28151 | -0.017351 | 0.86756 | 0.86756 | 0.11308 | -0.24206 | 0.6255 | -0.24206 | 0.0021006 | FALSE | 0 | 0.03903 | -0.35241 | -0.35241 | -1.22 | -0.16694 | FALSE | 0 | 0.040205 | -0.34966 | -0.34966 | -1.2172 | -0.60165
0.18919 | 0.059829 | 292 | 0.28173 | -0.017331 | 0.86655 | 0.86655 | 0.77901 | 0.15377 | 1.0203 | 0.15377 | 0.0020981 | FALSE | 0 | 0.52766 | 0.013877 | 0.013877 | -0.85267 | -0.16674 | FALSE | 0 | 0.059829 | -0.31124 | -0.31124 | -1.1778 | -0.60094
0.98301 | 0.7957 | 293 | 0.28216 | -0.017293 | 0.86465 | 0.86465 | 0.85025 | 0.20751 | 1.0722 | 0.20751 | 0.0020935 | FALSE | 0 | 0.35182 | -0.076081 | -0.076081 | -0.94073 | -0.16638 | FALSE | 0 | 0.7957 | 0.16527 | 0.16527 | -0.69937 | -0.59963
0.41044 | 0.80705 | 294 | 0.2835 | -0.017174 | 0.85871 | 0.85871 | 0.56031 | 0.030349 | 0.88906 | 0.030349 | 0.0020792 | FALSE | 0 | 0.46472 | -0.017708 | -0.017708 | -0.87642 | -0.16524 | FALSE | 0 | 0.80705 | 0.17341 | 0.17341 | -0.6853 | -0.59551
0.51983 | 0.22928 | 295 | 0.28508 | -0.017034 | 0.8517 | 0.8517 | 0.97999 | 0.41071 | 1.2624 | 0.41071 | 0.0020622 | FALSE | 0 | 0.26175 | -0.12759 | -0.12759 | -0.9793 | -0.16389 | FALSE | 0 | 0.22928 | -0.14824 | -0.14824 | -0.99994 | -0.59065
0.22795 | 0.012739 | 296 | 0.28719 | -0.016848 | 0.84241 | 0.84241 | 0.70625 | 0.10849 | 0.9509 | 0.10849 | 0.0020397 | FALSE | 0 | 0.83903 | 0.19809 | 0.19809 | -0.64432 | -0.1621 | FALSE | 0 | 0.012739 | -0.44682 | -0.44682 | -1.2892 | -0.58421
0.045747 | 0.31637 | 297 | 0.28736 | -0.016834 | 0.84168 | 0.84168 | 0.25006 | -0.13486 | 0.70683 | -0.13486 | 0.0020379 | FALSE | 0 | 0.30615 | -0.10136 | -0.10136 | -0.94304 | -0.16196 | FALSE | 0 | 0.31637 | -0.095572 | -0.095572 | -0.93726 | -0.5837
0.58702 | 0.32543 | 298 | 0.28761 | -0.016811 | 0.84056 | 0.84056 | 0.082181 | -0.27811 | 0.56245 | -0.27811 | 0.0020352 | FALSE | 0 | 0.92559 | 0.28874 | 0.28874 | -0.55181 | -0.16174 | FALSE | 0 | 0.32543 | -0.090514 | -0.090514 | -0.93107 | -0.58292
0.41326 | 0.25572 | 299 | 0.28817 | -0.016762 | 0.83809 | 0.83809 | 0.30836 | -0.1001 | 0.73799 | -0.1001 | 0.0020292 | FALSE | 0 | 0.41856 | -0.041114 | -0.041114 | -0.87921 | -0.16127 | FALSE | 0 | 0.25572 | -0.13132 | -0.13132 | -0.96941 | -0.58121
0.99683 | 0.65119 | 300 | 0.28974 | -0.016625 | 0.83123 | 0.83123 | 0.64232 | 0.072933 | 0.90417 | 0.072933 | 0.0020126 | FALSE | 0 | 0.92858 | 0.29306 | 0.29306 | -0.53818 | -0.15995 | FALSE | 0 | 0.65119 | 0.077707 | 0.077707 | -0.75353 | -0.57645
0.90245 | 0.54085 | 301 | 0.29002 | -0.0166 | 0.83001 | 0.83001 | 0.43563 | -0.032411 | 0.7976 | -0.032411 | 0.0020097 | FALSE | 0 | 0.77104 | 0.14845 | 0.14845 | -0.68156 | -0.15971 | FALSE | 0 | 0.54085 | 0.020515 | 0.020515 | -0.8095 | -0.5756
0.88395 | 0.90395 | 302 | 0.29087 | -0.016526 | 0.82628 | 0.82628 | 0.54666 | 0.023446 | 0.84972 | 0.023446 | 0.0020006 | FALSE | 0 | 0.5527 | 0.0265 | 0.0265 | -0.79978 | -0.15899 | FALSE | 0 | 0.90395 | 0.26087 | 0.26087 | -0.5654 | -0.57302
0.43467 | 0.86838 | 303 | 0.29216 | -0.016412 | 0.82062 | 0.82062 | 0.96456 | 0.36125 | 1.1819 | 0.36125 | 0.0019869 | FALSE | 0 | 0.32357 | -0.091549 | -0.091549 | -0.91217 | -0.15791 | FALSE | 0 | 0.86838 | 0.22375 | 0.22375 | -0.59687 | -0.56909
0.99347 | 0.54841 | 304 | 0.29284 | -0.016353 | 0.81765 | 0.81765 | 0.15958 | -0.19924 | 0.61841 | -0.19924 | 0.0019797 | FALSE | 0 | 0.9698 | 0.37558 | 0.37558 | -0.44207 | -0.15733 | FALSE | 0 | 0.54841 | 0.02433 | 0.02433 | -0.79332 | -0.56703
0.64453 | 0.16086 | 305 | 0.29333 | -0.01631 | 0.81551 | 0.81551 | 0.43759 | -0.031417 | 0.78409 | -0.031417 | 0.0019745 | FALSE | 0 | 0.63791 | 0.070574 | 0.070574 | -0.74493 | -0.15692 | FALSE | 0 | 0.16086 | -0.19819 | -0.19819 | -1.0137 | -0.56555
0.78524 | 0.010404 | 306 | 0.29337 | -0.016307 | 0.81535 | 0.81535 | 0.7716 | 0.14883 | 0.96417 | 0.14883 | 0.0019742 | FALSE | 0 | 0.10388 | -0.25195 | -0.25195 | -1.0673 | -0.15689 | FALSE | 0 | 0.010404 | -0.46229 | -0.46229 | -1.2776 | -0.56544
0.090691 | 0.38976 | 307 | 0.29346 | -0.016299 | 0.81497 | 0.81497 | 0.10206 | -0.25398 | 0.56099 | -0.25398 | 0.0019732 | FALSE | 0 | 0.44646 | -0.026922 | -0.026922 | -0.84189 | -0.15682 | FALSE | 0 | 0.38976 | -0.055991 | -0.055991 | -0.87096 | -0.56517
0.37062 | 0.012143 | 308 | 0.29445 | -0.016213 | 0.81064 | 0.81064 | 0.52868 | 0.01439 | 0.82503 | 0.01439 | 0.0019628 | FALSE | 0 | 0.89254 | 0.24803 | 0.24803 | -0.56261 | -0.15599 | FALSE | 0 | 0.012143 | -0.45052 | -0.45052 | -1.2612 | -0.56217
0.1566 | 0.46661 | 309 | 0.29456 | -0.016203 | 0.81017 | 0.81017 | 0.36654 | -0.068207 | 0.74196 | -0.068207 | 0.0019616 | FALSE | 0 | 0.86513 | 0.22074 | 0.22074 | -0.58943 | -0.15589 | FALSE | 0 | 0.46661 | -0.016758 | -0.016758 | -0.82692 | -0.56184
0.10928 | 0.8108 | 310 | 0.29485 | -0.016178 | 0.80889 | 0.80889 | 0.99364 | 0.49832 | 1.3072 | 0.49832 | 0.0019585 | FALSE | 0 | 0.70125 | 0.1056 | 0.1056 | -0.70329 | -0.15565 | FALSE | 0 | 0.8108 | 0.17617 | 0.17617 | -0.63272 | -0.56096
0.95839 | 0.12634 | 311 | 0.29508 | -0.016159 | 0.80793 | 0.80793 | 0.7637 | 0.14365 | 0.95158 | 0.14365 | 0.0019562 | FALSE | 0 | 0.16798 | -0.19243 | -0.19243 | -1.0004 | -0.15546 | FALSE | 0 | 0.12634 | -0.22877 | -0.22877 | -1.0367 | -0.56029
0.082033 | 0.9906 | 312 | 0.29513 | -0.016153 | 0.80767 | 0.80767 | 0.54998 | 0.02512 | 0.83279 | 0.02512 | 0.0019556 | FALSE | 0 | 0.97737 | 0.40043 | 0.40043 | -0.40724 | -0.15542 | FALSE | 0 | 0.9906 | 0.4699 | 0.4699 | -0.33777 | -0.56011
0.96035 | 0.90493 | 313 | 0.29587 | -0.016089 | 0.80447 | 0.80447 | 0.51889 | 0.0094726 | 0.81394 | 0.0094726 | 0.0019478 | FALSE | 0 | 0.92826 | 0.29259 | 0.29259 | -0.51188 | -0.1548 | FALSE | 0 | 0.90493 | 0.26204 | 0.26204 | -0.54243 | -0.55789
0.47607 | 0.56283 | 314 | 0.29625 | -0.016057 | 0.80284 | 0.80284 | 0.21085 | -0.1607 | 0.64214 | -0.1607 | 0.0019439 | FALSE | 0 | 0.67399 | 0.09019 | 0.09019 | -0.71265 | -0.15448 | FALSE | 0 | 0.56283 | 0.031631 | 0.031631 | -0.77121 | -0.55676
0.74206 | 0.78672 | 315 | 0.29977 | -0.015751 | 0.78757 | 0.78757 | 0.93042 | 0.29578 | 1.0834 | 0.29578 | 0.0019069 | FALSE | 0 | 0.44588 | -0.027217 | -0.027217 | -0.81479 | -0.15155 | FALSE | 0 | 0.78672 | 0.15902 | 0.15902 | -0.62856 | -0.54618
0.525 | 0.59129 | 316 | 0.29995 | -0.015737 | 0.78683 | 0.78683 | 0.83267 | 0.19295 | 0.97978 | 0.19295 | 0.0019051 | FALSE | 0 | 0.16171 | -0.19749 | -0.19749 | -0.98432 | -0.1514 | FALSE | 0 | 0.59129 | 0.046175 | 0.046175 | -0.74065 | -0.54566
0.0020747 | 0.3104 | 317 | 0.30298 | -0.015476 | 0.77379 | 0.77379 | 0.82987 | 0.19073 | 0.96452 | 0.19073 | 0.0018735 | FALSE | 0 | 0.3969 | -0.052275 | -0.052275 | -0.82606 | -0.14889 | FALSE | 0 | 0.3104 | -0.098942 | -0.098942 | -0.87273 | -0.53661
0.55797 | 0.66672 | 318 | 0.30444 | -0.01535 | 0.76752 | 0.76752 | 0.33485 | -0.08531 | 0.68221 | -0.08531 | 0.0018583 | FALSE | 0 | 0.17405 | -0.18765 | -0.18765 | -0.95517 | -0.14769 | FALSE | 0 | 0.66672 | 0.086174 | 0.086174 | -0.68134 | -0.53227
0.25878 | 0.058187 | 319 | 0.30469 | -0.015329 | 0.76645 | 0.76645 | 0.81403 | 0.17857 | 0.94502 | 0.17857 | 0.0018558 | FALSE | 0 | 0.57813 | 0.039423 | 0.039423 | -0.72703 | -0.14748 | FALSE | 0 | 0.058187 | -0.31404 | -0.31404 | -1.0805 | -0.53153
0.57395 | 0.66157 | 320 | 0.30852 | -0.015002 | 0.75008 | 0.75008 | 0.79027 | 0.16147 | 0.91155 | 0.16147 | 0.0018161 | FALSE | 0 | 0.045866 | -0.33727 | -0.33727 | -1.0873 | -0.14433 | FALSE | 0 | 0.66157 | 0.083351 | 0.083351 | -0.66673 | -0.52017
0.8417 | 0.49576 | 321 | 0.30855 | -0.014999 | 0.74995 | 0.74995 | 0.40848 | -0.046291 | 0.70366 | -0.046291 | 0.0018158 | FALSE | 0 | 0.66066 | 0.082853 | 0.082853 | -0.6671 | -0.14431 | FALSE | 0 | 0.49576 | -0.0021235 | -0.0021235 | -0.75208 | -0.52008
0.98157 | 0.11284 | 322 | 0.31157 | -0.014742 | 0.73709 | 0.73709 | 0.89222 | 0.24769 | 0.98478 | 0.24769 | 0.0017847 | FALSE | 0 | 0.55689 | 0.028616 | 0.028616 | -0.70847 | -0.14183 | FALSE | 0 | 0.11284 | -0.24231 | -0.24231 | -0.9794 | -0.51116
0.23175 | 0.41699 | 323 | 0.3123 | -0.01468 | 0.73401 | 0.73401 | 0.75144 | 0.1358 | 0.86982 | 0.1358 | 0.0017772 | FALSE | 0 | 0.39886 | -0.051258 | -0.051258 | -0.78527 | -0.14124 | FALSE | 0 | 0.41699 | -0.041922 | -0.041922 | -0.77593 | -0.50903
0.41184 | 0.42779 | 324 | 0.31271 | -0.014646 | 0.73228 | 0.73228 | 0.087037 | -0.27185 | 0.46044 | -0.27185 | 0.001773 | FALSE | 0 | 0.44444 | -0.027942 | -0.027942 | -0.76023 | -0.14091 | FALSE | 0 | 0.42779 | -0.036403 | -0.036403 | -0.76869 | -0.50783
0.044519 | 0.49416 | 325 | 0.31567 | -0.014395 | 0.71977 | 0.71977 | 0.00064404 | -0.64372 | 0.076044 | -0.64372 | 0.0017427 | FALSE | 0 | 0.1009 | -0.25529 | -0.25529 | -0.97506 | -0.1385 | FALSE | 0 | 0.49416 | -0.0029271 | -0.0029271 | -0.7227 | -0.49915
0.52602 | 0.37068 | 326 | 0.31675 | -0.014304 | 0.7152 | 0.7152 | 0.53646 | 0.018303 | 0.73351 | 0.018303 | 0.0017317 | FALSE | 0 | 0.12733 | -0.22782 | -0.22782 | -0.94302 | -0.13762 | FALSE | 0 | 0.37068 | -0.066013 | -0.066013 | -0.78122 | -0.49599
0.40567 | 0.61497 | 327 | 0.3178 | -0.014216 | 0.71079 | 0.71079 | 0.77173 | 0.14891 | 0.8597 | 0.14891 | 0.001721 | FALSE | 0 | 0.74644 | 0.13267 | 0.13267 | -0.57812 | -0.13677 | FALSE | 0 | 0.61497 | 0.058457 | 0.058457 | -0.65233 | -0.49293
0.99663 | 0.78958 | 328 | 0.31827 | -0.014176 | 0.70881 | 0.70881 | 0.34999 | -0.077072 | 0.63174 | -0.077072 | 0.0017162 | FALSE | 0 | 0.021999 | -0.40282 | -0.40282 | -1.1116 | -0.13639 | FALSE | 0 | 0.78958 | 0.16099 | 0.16099 | -0.54782 | -0.49155
0.18036 | 0.63779 | 329 | 0.31878 | -0.014133 | 0.70665 | 0.70665 | 0.41793 | -0.041438 | 0.66522 | -0.041438 | 0.001711 | FALSE | 0 | 0.26721 | -0.12426 | -0.12426 | -0.83091 | -0.13598 | FALSE | 0 | 0.63779 | 0.070513 | 0.070513 | -0.63614 | -0.49006
0.32428 | 0.97235 | 330 | 0.31904 | -0.014112 | 0.70559 | 0.70559 | 0.69978 | 0.10475 | 0.81034 | 0.10475 | 0.0017084 | FALSE | 0 | 0.46821 | -0.015952 | -0.015952 | -0.72154 | -0.13577 | FALSE | 0 | 0.97235 | 0.38331 | 0.38331 | -0.32228 | -0.48932
0.86698 | 0.67857 | 331 | 0.32028 | -0.014007 | 0.70037 | 0.70037 | 0.72237 | 0.11798 | 0.81835 | 0.11798 | 0.0016958 | FALSE | 0 | 0.54774 | 0.023989 | 0.023989 | -0.67638 | -0.13477 | FALSE | 0 | 0.67857 | 0.09274 | 0.09274 | -0.60763 | -0.4857
0.98884 | 0.43549 | 332 | 0.32119 | -0.013931 | 0.69656 | 0.69656 | 0.656 | 0.080312 | 0.77687 | 0.080312 | 0.0016865 | FALSE | 0 | 0.52419 | 0.012132 | 0.012132 | -0.68443 | -0.13403 | FALSE | 0 | 0.43549 | -0.032483 | -0.032483 | -0.72904 | -0.48306
0.48482 | 0.16092 | 333 | 0.32204 | -0.01386 | 0.693 | 0.693 | 0.74113 | 0.12937 | 0.82237 | 0.12937 | 0.0016779 | FALSE | 0 | 0.23613 | -0.14376 | -0.14376 | -0.83676 | -0.13335 | FALSE | 0 | 0.16092 | -0.19814 | -0.19814 | -0.89114 | -0.48059
0.54265 | 0.61505 | 334 | 0.32221 | -0.013846 | 0.69229 | 0.69229 | 0.86869 | 0.22404 | 0.91633 | 0.22404 | 0.0016762 | FALSE | 0 | 0.20491 | -0.16484 | -0.16484 | -0.85713 | -0.13321 | FALSE | 0 | 0.61505 | 0.058503 | 0.058503 | -0.63378 | -0.48009
0.67384 | 0.64994 | 335 | 0.32228 | -0.01384 | 0.69202 | 0.69202 | 0.57083 | 0.035695 | 0.72771 | 0.035695 | 0.0016755 | FALSE | 0 | 0.63344 | 0.068194 | 0.068194 | -0.62382 | -0.13316 | FALSE | 0 | 0.64994 | 0.077032 | 0.077032 | -0.61498 | -0.47991
0.31583 | 0.27641 | 336 | 0.32251 | -0.01382 | 0.69102 | 0.69102 | 0.28859 | -0.1115 | 0.57952 | -0.1115 | 0.0016731 | FALSE | 0 | 0.1935 | -0.17302 | -0.17302 | -0.86404 | -0.13297 | FALSE | 0 | 0.27641 | -0.11871 | -0.11871 | -0.80973 | -0.47922
0.84198 | 0.78593 | 337 | 0.3231 | -0.013771 | 0.68857 | 0.68857 | 0.43409 | -0.033192 | 0.65537 | -0.033192 | 0.0016672 | FALSE | 0 | 0.54377 | 0.021985 | 0.021985 | -0.66658 | -0.1325 | FALSE | 0 | 0.78593 | 0.15848 | 0.15848 | -0.53009 | -0.47751
0.63921 | 0.8715 | 338 | 0.324 | -0.013696 | 0.68479 | 0.68479 | 0.44245 | -0.028955 | 0.65584 | -0.028955 | 0.0016581 | FALSE | 0 | 0.54221 | 0.021202 | 0.021202 | -0.66359 | -0.13177 | FALSE | 0 | 0.8715 | 0.2267 | 0.2267 | -0.4581 | -0.4749
0.20265 | 0.17243 | 339 | 0.32419 | -0.013681 | 0.68404 | 0.68404 | 0.46609 | -0.017021 | 0.66702 | -0.017021 | 0.0016562 | FALSE | 0 | 0.28916 | -0.11117 | -0.11117 | -0.79521 | -0.13163 | FALSE | 0 | 0.17243 | -0.18892 | -0.18892 | -0.87296 | -0.47438
0.27076 | 0.60415 | 340 | 0.32477 | -0.013632 | 0.68162 | 0.68162 | 0.67883 | 0.092885 | 0.77451 | 0.092885 | 0.0016504 | FALSE | 0 | 0.049015 | -0.3309 | -0.3309 | -1.0125 | -0.13116 | FALSE | 0 | 0.60415 | 0.052821 | 0.052821 | -0.6288 | -0.4727
0.79819 | 0.56764 | 341 | 0.32545 | -0.013575 | 0.67876 | 0.67876 | 0.98222 | 0.4204 | 1.0992 | 0.4204 | 0.0016434 | FALSE | 0 | 0.5905 | 0.045768 | 0.045768 | -0.63299 | -0.13061 | FALSE | 0 | 0.56764 | 0.034076 | 0.034076 | -0.64468 | -0.47071
0.42599 | 0.037961 | 342 | 0.326 | -0.013529 | 0.67647 | 0.67647 | 0.61934 | 0.060752 | 0.73722 | 0.060752 | 0.0016379 | FALSE | 0 | 0.53654 | 0.018344 | 0.018344 | -0.65812 | -0.13017 | FALSE | 0 | 0.037961 | -0.35497 | -0.35497 | -1.0314 | -0.46912
0.28832 | 0.030764 | 343 | 0.32726 | -0.013425 | 0.67124 | 0.67124 | 0.78979 | 0.16114 | 0.83238 | 0.16114 | 0.0016252 | FALSE | 0 | 0.57172 | 0.036149 | 0.036149 | -0.63509 | -0.12916 | FALSE | 0 | 0.030764 | -0.37394 | -0.37394 | -1.0452 | -0.4655
0.85815 | 0.34074 | 344 | 0.32876 | -0.0133 | 0.66499 | 0.66499 | 0.75693 | 0.13929 | 0.80429 | 0.13929 | 0.0016101 | FALSE | 0 | 0.028525 | -0.38059 | -0.38059 | -1.0456 | -0.12796 | FALSE | 0 | 0.34074 | -0.082088 | -0.082088 | -0.74708 | -0.46117
0.91601 | 0.62709 | 345 | 0.32994 | -0.013202 | 0.66012 | 0.66012 | 0.01583 | -0.42974 | 0.23039 | -0.42974 | 0.0015983 | FALSE | 0 | 0.3555 | -0.074101 | -0.074101 | -0.73422 | -0.12702 | FALSE | 0 | 0.62709 | 0.064829 | 0.064829 | -0.59529 | -0.45779
0.30904 | 0.82611 | 346 | 0.33143 | -0.013079 | 0.65397 | 0.65397 | 0.67362 | 0.089988 | 0.74396 | 0.089988 | 0.0015834 | FALSE | 0 | 0.61365 | 0.057771 | 0.057771 | -0.5962 | -0.12584 | FALSE | 0 | 0.82611 | 0.18778 | 0.18778 | -0.46619 | -0.45352
0.84538 | 0.42334 | 347 | 0.33546 | -0.012746 | 0.63731 | 0.63731 | 0.8642 | 0.21988 | 0.85719 | 0.21988 | 0.0015431 | FALSE | 0 | 0.90628 | 0.26364 | 0.26364 | -0.37367 | -0.12263 | FALSE | 0 | 0.42334 | -0.038672 | -0.038672 | -0.67598 | -0.44197
0.77071 | 0.82829 | 348 | 0.33735 | -0.012591 | 0.62957 | 0.62957 | 0.55468 | 0.027497 | 0.65707 | 0.027497 | 0.0015243 | FALSE | 0 | 0.78149 | 0.15545 | 0.15545 | -0.47412 | -0.12114 | FALSE | 0 | 0.82829 | 0.18949 | 0.18949 | -0.44009 | -0.4366
0.33447 | 0.8454 | 349 | 0.33903 | -0.012454 | 0.62268 | 0.62268 | 0.68161 | 0.09444 | 0.71712 | 0.09444 | 0.0015076 | FALSE | 0 | 0.27215 | -0.12126 | -0.12126 | -0.74394 | -0.11982 | FALSE | 0 | 0.8454 | 0.20338 | 0.20338 | -0.4193 | -0.43182
0.11299 | 0.84024 | 350 | 0.34155 | -0.012247 | 0.61236 | 0.61236 | 0.27919 | -0.11705 | 0.49531 | -0.11705 | 0.0014827 | FALSE | 0 | 0.99872 | 0.60311 | 0.60311 | -0.0092555 | -0.11783 | FALSE | 0 | 0.84024 | 0.19909 | 0.19909 | -0.41328 | -0.42467
0.8617 | 0.17736 | 351 | 0.34381 | -0.012062 | 0.60311 | 0.60311 | 0.12173 | -0.23328 | 0.36984 | -0.23328 | 0.0014603 | FALSE | 0 | 0.61495 | 0.058448 | 0.058448 | -0.54466 | -0.11605 | FALSE | 0 | 0.17736 | -0.18509 | -0.18509 | -0.78821 | -0.41825
0.36522 | 0.07536 | 352 | 0.34396 | -0.012051 | 0.60253 | 0.60253 | 0.71717 | 0.11489 | 0.71742 | 0.11489 | 0.0014589 | FALSE | 0 | 0.61845 | 0.060283 | 0.060283 | -0.54225 | -0.11594 | FALSE | 0 | 0.07536 | -0.2874 | -0.2874 | -0.88993 | -0.41785
0.33765 | 0.31909 | 353 | 0.34521 | -0.011948 | 0.59741 | 0.59741 | 0.49868 | -0.00065932 | 0.59675 | -0.00065932 | 0.0014465 | FALSE | 0 | 0.02684 | -0.38588 | -0.38588 | -0.98329 | -0.11496 | FALSE | 0 | 0.31909 | -0.09405 | -0.09405 | -0.69146 | -0.4143
0.31502 | 0.98281 | 354 | 0.34726 | -0.011782 | 0.5891 | 0.5891 | 0.79533 | 0.16501 | 0.7541 | 0.16501 | 0.0014263 | FALSE | 0 | 0.81065 | 0.17606 | 0.17606 | -0.41304 | -0.11336 | FALSE | 0 | 0.98281 | 0.42311 | 0.42311 | -0.16599 | -0.40853
0.31864 | 0.37297 | 355 | 0.34726 | -0.011782 | 0.58908 | 0.58908 | 0.099699 | -0.25665 | 0.33243 | -0.25665 | 0.0014263 | FALSE | 0 | 0.6217 | 0.06199 | 0.06199 | -0.52709 | -0.11335 | FALSE | 0 | 0.37297 | -0.064801 | -0.064801 | -0.65388 | -0.40852
0.3584 | 0.11942 | 356 | 0.34767 | -0.011749 | 0.58745 | 0.58745 | 0.35997 | -0.071706 | 0.51574 | -0.071706 | 0.0014224 | FALSE | 0 | 0.93496 | 0.30275 | 0.30275 | -0.2847 | -0.11304 | FALSE | 0 | 0.11942 | -0.23558 | -0.23558 | -0.82303 | -0.40739
0.16669 | 0.01205 | 357 | 0.34816 | -0.011709 | 0.58545 | 0.58545 | 0.50674 | 0.0033812 | 0.58883 | 0.0033812 | 0.0014175 | FALSE | 0 | 0.42271 | -0.038994 | -0.038994 | -0.62445 | -0.11265 | FALSE | 0 | 0.01205 | -0.45111 | -0.45111 | -1.0366 | -0.40601
0.59884 | 0.55467 | 358 | 0.34862 | -0.011671 | 0.58356 | 0.58356 | 0.94687 | 0.32305 | 0.90662 | 0.32305 | 0.0014129 | FALSE | 0 | 0.63376 | 0.068364 | 0.068364 | -0.5152 | -0.11229 | FALSE | 0 | 0.55467 | 0.027494 | 0.027494 | -0.55607 | -0.40469
0.088356 | 0.63273 | 359 | 0.34926 | -0.01162 | 0.581 | 0.581 | 0.46066 | -0.019753 | 0.56124 | -0.019753 | 0.0014067 | FALSE | 0 | 0.34149 | -0.081682 | -0.081682 | -0.66268 | -0.1118 | FALSE | 0 | 0.63273 | 0.06782 | 0.06782 | -0.51318 | -0.40291
0.83406 | 0.27958 | 360 | 0.34957 | -0.011594 | 0.57972 | 0.57972 | 0.37983 | -0.061187 | 0.51853 | -0.061187 | 0.0014036 | FALSE | 0 | 0.94081 | 0.31233 | 0.31233 | -0.26739 | -0.11155 | FALSE | 0 | 0.27958 | -0.11682 | -0.11682 | -0.69654 | -0.40203
0.32318 | 0.0070455 | 361 | 0.35094 | -0.011483 | 0.57416 | 0.57416 | 0.48546 | -0.0072911 | 0.56687 | -0.0072911 | 0.0013902 | FALSE | 0 | 0.94189 | 0.31417 | 0.31417 | -0.25999 | -0.11048 | FALSE | 0 | 0.0070455 | -0.49099 | -0.49099 | -1.0651 | -0.39817
0.52956 | 0.40519 | 362 | 0.35485 | -0.011168 | 0.55838 | 0.55838 | 0.91042 | 0.26867 | 0.82704 | 0.26867 | 0.001352 | FALSE | 0 | 0.52799 | 0.014042 | 0.014042 | -0.54434 | -0.10744 | FALSE | 0 | 0.40519 | -0.047989 | -0.047989 | -0.60637 | -0.38723
0.67479 | 0.5469 | 363 | 0.35518 | -0.011141 | 0.55707 | 0.55707 | 0.4325 | -0.034002 | 0.52307 | -0.034002 | 0.0013488 | FALSE | 0 | 0.57079 | 0.035679 | 0.035679 | -0.52139 | -0.10719 | FALSE | 0 | 0.5469 | 0.023565 | 0.023565 | -0.53351 | -0.38632
0.46787 | 0.28943 | 364 | 0.35676 | -0.011014 | 0.55068 | 0.55068 | 0.79818 | 0.16703 | 0.71771 | 0.16703 | 0.0013333 | FALSE | 0 | 0.97878 | 0.40584 | 0.40584 | -0.14484 | -0.10596 | FALSE | 0 | 0.28943 | -0.11101 | -0.11101 | -0.6617 | -0.38189
0.18198 | 0.68386 | 365 | 0.35965 | -0.010782 | 0.53911 | 0.53911 | 0.12969 | -0.22557 | 0.31353 | -0.22557 | 0.0013053 | FALSE | 0 | 0.82494 | 0.18687 | 0.18687 | -0.35223 | -0.10374 | FALSE | 0 | 0.68386 | 0.095702 | 0.095702 | -0.44341 | -0.37387
0.56006 | 0.36851 | 366 | 0.35987 | -0.010764 | 0.53822 | 0.53822 | 0.86849 | 0.22386 | 0.76208 | 0.22386 | 0.0013032 | FALSE | 0 | 0.98949 | 0.46151 | 0.46151 | -0.076716 | -0.10357 | FALSE | 0 | 0.36851 | -0.06716 | -0.06716 | -0.60538 | -0.37325
0.60917 | 0.34812 | 367 | 0.36018 | -0.010739 | 0.53695 | 0.53695 | 0.67926 | 0.093126 | 0.63008 | 0.093126 | 0.0013001 | FALSE | 0 | 0.96798 | 0.37039 | 0.37039 | -0.16657 | -0.10332 | FALSE | 0 | 0.34812 | -0.078081 | -0.078081 | -0.61503 | -0.37237
0.68936 | 0.091792 | 368 | 0.36184 | -0.010606 | 0.53031 | 0.53031 | 0.2264 | -0.15015 | 0.38016 | -0.15015 | 0.001284 | FALSE | 0 | 0.76086 | 0.14182 | 0.14182 | -0.3885 | -0.10204 | FALSE | 0 | 0.091792 | -0.26596 | -0.26596 | -0.79627 | -0.36777
0.75862 | 0.70193 | 369 | 0.36382 | -0.010448 | 0.5224 | 0.5224 | 0.69422 | 0.10157 | 0.62398 | 0.10157 | 0.0012649 | FALSE | 0 | 0.64008 | 0.071737 | 0.071737 | -0.45067 | -0.10052 | FALSE | 0 | 0.70193 | 0.10599 | 0.10599 | -0.41641 | -0.36228
0.55725 | 0.86975 | 370 | 0.36566 | -0.010301 | 0.51507 | 0.51507 | 0.19107 | -0.17479 | 0.34027 | -0.17479 | 0.0012471 | FALSE | 0 | 0.47656 | -0.011756 | -0.011756 | -0.52682 | -0.099111 | FALSE | 0 | 0.86975 | 0.22504 | 0.22504 | -0.29002 | -0.35719
0.88333 | 0.039208 | 371 | 0.36628 | -0.010252 | 0.5126 | 0.5126 | 0.70114 | 0.10554 | 0.61814 | 0.10554 | 0.0012411 | FALSE | 0 | 0.54979 | 0.025026 | 0.025026 | -0.48757 | -0.098636 | FALSE | 0 | 0.039208 | -0.35199 | -0.35199 | -0.86459 | -0.35548
0.78827 | 0.2693 | 372 | 0.36635 | -0.010246 | 0.51232 | 0.51232 | 0.13972 | -0.21632 | 0.296 | -0.21632 | 0.0012405 | FALSE | 0 | 0.69842 | 0.10397 | 0.10397 | -0.40835 | -0.098582 | FALSE | 0 | 0.2693 | -0.12299 | -0.12299 | -0.63531 | -0.35529
0.038879 | 0.97177 | 373 | 0.36741 | -0.010161 | 0.50806 | 0.50806 | 0.37782 | -0.062241 | 0.44582 | -0.062241 | 0.0012301 | FALSE | 0 | 0.35052 | -0.076785 | -0.076785 | -0.58485 | -0.097763 | FALSE | 0 | 0.97177 | 0.38149 | 0.38149 | -0.12657 | -0.35234
0.80158 | 0.95894 | 374 | 0.37043 | -0.0099218 | 0.49609 | 0.49609 | 0.7983 | 0.16711 | 0.6632 | 0.16711 | 0.0012012 | FALSE | 0 | 0.6391 | 0.07121 | 0.07121 | -0.42488 | -0.09546 | FALSE | 0 | 0.95894 | 0.34771 | 0.34771 | -0.14838 | -0.34404
0.75068 | 0.9786 | 375 | 0.37116 | -0.0098632 | 0.49316 | 0.49316 | 0.29504 | -0.10774 | 0.38542 | -0.10774 | 0.0011941 | FALSE | 0 | 0.79241 | 0.16296 | 0.16296 | -0.3302 | -0.094896 | FALSE | 0 | 0.9786 | 0.40513 | 0.40513 | -0.088028 | -0.342
0.80894 | 0.046358 | 376 | 0.37177 | -0.0098151 | 0.49076 | 0.49076 | 0.84486 | 0.20293 | 0.69368 | 0.20293 | 0.0011882 | FALSE | 0 | 0.47669 | -0.011693 | -0.011693 | -0.50245 | -0.094433 | FALSE | 0 | 0.046358 | -0.33625 | -0.33625 | -0.827 | -0.34033
0.80476 | 0.49562 | 377 | 0.37261 | -0.0097482 | 0.48741 | 0.48741 | 0.55885 | 0.029609 | 0.51702 | 0.029609 | 0.0011801 | FALSE | 0 | 0.77506 | 0.15113 | 0.15113 | -0.33628 | -0.093789 | FALSE | 0 | 0.49562 | -0.0021957 | -0.0021957 | -0.4896 | -0.33801
0.76892 | 0.69893 | 378 | 0.37506 | -0.0095542 | 0.47771 | 0.47771 | 0.6486 | 0.076306 | 0.55401 | 0.076306 | 0.0011566 | FALSE | 0 | 0.11849 | -0.23652 | -0.23652 | -0.71422 | -0.091922 | FALSE | 0 | 0.69893 | 0.10426 | 0.10426 | -0.37345 | -0.33129
0.61188 | 0.36604 | 379 | 0.37623 | -0.0094623 | 0.47311 | 0.47311 | 0.064897 | -0.30298 | 0.17013 | -0.30298 | 0.0011455 | FALSE | 0 | 0.88021 | 0.2352 | 0.2352 | -0.23791 | -0.091038 | FALSE | 0 | 0.36604 | -0.068471 | -0.068471 | -0.54158 | -0.3281
0.13561 | 0.10246 | 380 | 0.3769 | -0.009409 | 0.47045 | 0.47045 | 0.56755 | 0.034027 | 0.50448 | 0.034027 | 0.0011391 | FALSE | 0 | 0.71151 | 0.11156 | 0.11156 | -0.35889 | -0.090525 | FALSE | 0 | 0.10246 | -0.25353 | -0.25353 | -0.72398 | -0.32625
0.65398 | 0.4452 | 381 | 0.37844 | -0.0092874 | 0.46437 | 0.46437 | 0.10523 | -0.25046 | 0.21391 | -0.25046 | 0.0011243 | FALSE | 0 | 0.97699 | 0.39904 | 0.39904 | -0.065333 | -0.089355 | FALSE | 0 | 0.4452 | -0.027559 | -0.027559 | -0.49193 | -0.32204
0.8068 | 0.52446 | 382 | 0.37868 | -0.0092684 | 0.46342 | 0.46342 | 0.70543 | 0.10802 | 0.57144 | 0.10802 | 0.0011221 | FALSE | 0 | 0.21267 | -0.15944 | -0.15944 | -0.62286 | -0.089173 | FALSE | 0 | 0.52446 | 0.01227 | 0.01227 | -0.45115 | -0.32138
0.064978 | 0.93026 | 383 | 0.37888 | -0.0092529 | 0.46264 | 0.46264 | 0.26094 | -0.12809 | 0.33455 | -0.12809 | 0.0011202 | FALSE | 0 | 0.80003 | 0.16834 | 0.16834 | -0.2943 | -0.089023 | FALSE | 0 | 0.93026 | 0.29554 | 0.29554 | -0.1671 | -0.32084
0.81403 | 0.25702 | 384 | 0.37898 | -0.0092445 | 0.46222 | 0.46222 | 0.92355 | 0.28588 | 0.7481 | 0.28588 | 0.0011192 | FALSE | 0 | 0.2933 | -0.10876 | -0.10876 | -0.57098 | -0.088943 | FALSE | 0 | 0.25702 | -0.13051 | -0.13051 | -0.59274 | -0.32055
0.24387 | 0.40862 | 385 | 0.37955 | -0.0092002 | 0.46001 | 0.46001 | 0.43879 | -0.030809 | 0.4292 | -0.030809 | 0.0011138 | FALSE | 0 | 0.66402 | 0.084693 | 0.084693 | -0.37532 | -0.088517 | FALSE | 0 | 0.40862 | -0.046218 | -0.046218 | -0.50623 | -0.31901
0.72762 | 0.29478 | 386 | 0.3799 | -0.0091725 | 0.45862 | 0.45862 | 0.53944 | 0.019803 | 0.47843 | 0.019803 | 0.0011104 | FALSE | 0 | 0.57251 | 0.036552 | 0.036552 | -0.42207 | -0.08825 | FALSE | 0 | 0.29478 | -0.10789 | -0.10789 | -0.56652 | -0.31805
0.88288 | 0.24816 | 387 | 0.38026 | -0.0091441 | 0.45721 | 0.45721 | 0.018933 | -0.41526 | 0.041945 | -0.41526 | 0.001107 | FALSE | 0 | 0.79503 | 0.1648 | 0.1648 | -0.29241 | -0.087977 | FALSE | 0 | 0.24816 | -0.13606 | -0.13606 | -0.59327 | -0.31707
0.30413 | 0.36034 | 388 | 0.38363 | -0.0088786 | 0.44393 | 0.44393 | 0.15111 | -0.20633 | 0.2376 | -0.20633 | 0.0010749 | FALSE | 0 | 0.20919 | -0.16185 | -0.16185 | -0.60578 | -0.085422 | FALSE | 0 | 0.36034 | -0.07151 | -0.07151 | -0.51544 | -0.30786
0.2706 | 0.10719 | 389 | 0.38499 | -0.008772 | 0.4386 | 0.4386 | 0.3041 | -0.10253 | 0.33607 | -0.10253 | 0.001062 | FALSE | 0 | 0.63128 | 0.067049 | 0.067049 | -0.37155 | -0.084397 | FALSE | 0 | 0.10719 | -0.24833 | -0.24833 | -0.68693 | -0.30417
0.52902 | 0.87627 | 390 | 0.38734 | -0.0085878 | 0.42939 | 0.42939 | 0.78254 | 0.15616 | 0.58555 | 0.15616 | 0.0010397 | FALSE | 0 | 0.011034 | -0.45784 | -0.45784 | -0.88723 | -0.082625 | FALSE | 0 | 0.87627 | 0.23131 | 0.23131 | -0.19808 | -0.29778
0.063291 | 0.041593 | 391 | 0.38749 | -0.0085762 | 0.42881 | 0.42881 | 0.54091 | 0.020543 | 0.44935 | 0.020543 | 0.0010383 | FALSE | 0 | 0.57184 | 0.036215 | 0.036215 | -0.3926 | -0.082513 | FALSE | 0 | 0.041593 | -0.3465 | -0.3465 | -0.77531 | -0.29738
0.61113 | 0.69986 | 392 | 0.38766 | -0.0085627 | 0.42814 | 0.42814 | 0.45239 | -0.023926 | 0.40421 | -0.023926 | 0.0010366 | FALSE | 0 | 0.29879 | -0.10558 | -0.10558 | -0.53371 | -0.082383 | FALSE | 0 | 0.69986 | 0.1048 | 0.1048 | -0.32334 | -0.29691
0.38834 | 0.57077 | 393 | 0.38922 | -0.0084404 | 0.42202 | 0.42202 | 0.12424 | -0.23081 | 0.19122 | -0.23081 | 0.0010218 | FALSE | 0 | 0.65555 | 0.080069 | 0.080069 | -0.34195 | -0.081207 | FALSE | 0 | 0.57077 | 0.035667 | 0.035667 | -0.38635 | -0.29267
0.77143 | 0.74222 | 394 | 0.38937 | -0.0084289 | 0.42144 | 0.42144 | 0.42002 | -0.040368 | 0.38108 | -0.040368 | 0.0010204 | FALSE | 0 | 0.35544 | -0.074136 | -0.074136 | -0.49558 | -0.081096 | FALSE | 0 | 0.74222 | 0.13004 | 0.13004 | -0.29141 | -0.29227
0.015827 | 0.50708 | 395 | 0.39127 | -0.0082806 | 0.41403 | 0.41403 | 0.23405 | -0.14512 | 0.26892 | -0.14512 | 0.0010025 | FALSE | 0 | 0.97125 | 0.37991 | 0.37991 | -0.034124 | -0.079669 | FALSE | 0 | 0.50708 | 0.003549 | 0.003549 | -0.41048 | -0.28713
0.2519 | 0.23277 | 396 | 0.39288 | -0.0081544 | 0.40772 | 0.40772 | 0.78038 | 0.1547 | 0.56242 | 0.1547 | 0.00098719 | FALSE | 0 | 0.89002 | 0.24532 | 0.24532 | -0.1624 | -0.078455 | FALSE | 0 | 0.23277 | -0.14595 | -0.14595 | -0.55367 | -0.28275
0.40773 | 0.24898 | 397 | 0.39326 | -0.0081252 | 0.40626 | 0.40626 | 0.34401 | -0.080308 | 0.32595 | -0.080308 | 0.00098365 | FALSE | 0 | 0.07662 | -0.28564 | -0.28564 | -0.69189 | -0.078173 | FALSE | 0 | 0.24898 | -0.13554 | -0.13554 | -0.5418 | -0.28174
0.55665 | 0.4375 | 398 | 0.39409 | -0.0080602 | 0.40301 | 0.40301 | 0.74849 | 0.13395 | 0.53695 | 0.13395 | 0.00097578 | FALSE | 0 | 0.70113 | 0.10553 | 0.10553 | -0.29748 | -0.077548 | FALSE | 0 | 0.4375 | -0.031463 | -0.031463 | -0.43447 | -0.27948
0.47539 | 0.87763 | 399 | 0.39427 | -0.0080463 | 0.40232 | 0.40232 | 0.085181 | -0.27421 | 0.12811 | -0.27421 | 0.0009741 | FALSE | 0 | 0.020398 | -0.40912 | -0.40912 | -0.81144 | -0.077415 | FALSE | 0 | 0.87763 | 0.23264 | 0.23264 | -0.16967 | -0.279
0.74408 | 0.41536 | 400 | 0.39573 | -0.0079325 | 0.39662 | 0.39662 | 0.77125 | 0.14859 | 0.54521 | 0.14859 | 0.00096032 | FALSE | 0 | 0.5419 | 0.021042 | 0.021042 | -0.37558 | -0.07632 | FALSE | 0 | 0.41536 | -0.042757 | -0.042757 | -0.43938 | -0.27505
0.65571 | 0.4454 | 401 | 0.39704 | -0.0078304 | 0.39152 | 0.39152 | 0.61667 | 0.05935 | 0.45087 | 0.05935 | 0.00094797 | FALSE | 0 | 0.16916 | -0.1915 | -0.1915 | -0.58302 | -0.075338 | FALSE | 0 | 0.4454 | -0.027461 | -0.027461 | -0.41898 | -0.27152
0.5583 | 0.43871 | 402 | 0.3972 | -0.0078184 | 0.39092 | 0.39092 | 0.53517 | 0.017653 | 0.40857 | 0.017653 | 0.00094651 | FALSE | 0 | 0.53039 | 0.015248 | 0.015248 | -0.37567 | -0.075222 | FALSE | 0 | 0.43871 | -0.03085 | -0.03085 | -0.42177 | -0.2711
0.099978 | 0.73774 | 403 | 0.39725 | -0.0078138 | 0.39069 | 0.39069 | 0.08537 | -0.27397 | 0.11672 | -0.27397 | 0.00094595 | FALSE | 0 | 0.12314 | -0.23189 | -0.23189 | -0.62258 | -0.075178 | FALSE | 0 | 0.73774 | 0.12728 | 0.12728 | -0.26341 | -0.27094
0.28299 | 0.52801 | 404 | 0.39764 | -0.0077838 | 0.38919 | 0.38919 | 0.62986 | 0.066295 | 0.45549 | 0.066295 | 0.00094233 | FALSE | 0 | 0.55919 | 0.029781 | 0.029781 | -0.35941 | -0.07489 | FALSE | 0 | 0.52801 | 0.014053 | 0.014053 | -0.37514 | -0.2699
0.28238 | 0.78473 | 405 | 0.3983 | -0.0077324 | 0.38662 | 0.38662 | 0.030498 | -0.3747 | 0.011918 | -0.3747 | 0.00093611 | FALSE | 0 | 0.97121 | 0.37978 | 0.37978 | -0.0068383 | -0.074395 | FALSE | 0 | 0.78473 | 0.15766 | 0.15766 | -0.22897 | -0.26812
0.91019 | 0.091223 | 406 | 0.39854 | -0.007714 | 0.3857 | 0.3857 | 0.7356 | 0.12597 | 0.51167 | 0.12597 | 0.00093387 | FALSE | 0 | 0.48893 | -0.0055491 | -0.0055491 | -0.39125 | -0.074218 | FALSE | 0 | 0.091223 | -0.26665 | -0.26665 | -0.65235 | -0.26748
0.33354 | 0.10859 | 407 | 0.39867 | -0.0077036 | 0.38518 | 0.38518 | 0.5385 | 0.019332 | 0.40451 | 0.019332 | 0.00093261 | FALSE | 0 | 0.018144 | -0.41874 | -0.41874 | -0.80392 | -0.074117 | FALSE | 0 | 0.10859 | -0.24681 | -0.24681 | -0.63199 | -0.26712
0.24047 | 0.67301 | 408 | 0.39902 | -0.0076766 | 0.38383 | 0.38383 | 0.84446 | 0.20259 | 0.58642 | 0.20259 | 0.00092935 | FALSE | 0 | 0.40615 | -0.047493 | -0.047493 | -0.43132 | -0.073858 | FALSE | 0 | 0.67301 | 0.08965 | 0.08965 | -0.29418 | -0.26618
0.73582 | 0.87204 | 409 | 0.39967 | -0.007626 | 0.3813 | 0.3813 | 0.61428 | 0.058101 | 0.4394 | 0.058101 | 0.00092322 | FALSE | 0 | 0.99661 | 0.54144 | 0.54144 | 0.16014 | -0.073371 | FALSE | 0 | 0.87204 | 0.22722 | 0.22722 | -0.15408 | -0.26443
0.21823 | 0.51015 | 410 | 0.40034 | -0.007574 | 0.3787 | 0.3787 | 0.10403 | -0.25178 | 0.12692 | -0.25178 | 0.00091692 | FALSE | 0 | 0.89275 | 0.24826 | 0.24826 | -0.13044 | -0.07287 | FALSE | 0 | 0.51015 | 0.005089 | 0.005089 | -0.37361 | -0.26262
0.76552 | 0.39521 | 411 | 0.40127 | -0.007502 | 0.3751 | 0.3751 | 0.90347 | 0.26031 | 0.63541 | 0.26031 | 0.0009082 | FALSE | 0 | 0.92554 | 0.28867 | 0.28867 | -0.086429 | -0.072178 | FALSE | 0 | 0.39521 | -0.053151 | -0.053151 | -0.42825 | -0.26013
0.60472 | 0.60499 | 412 | 0.40301 | -0.0073671 | 0.36835 | 0.36835 | 0.15488 | -0.20315 | 0.1652 | -0.20315 | 0.00089187 | FALSE | 0 | 0.93146 | 0.29734 | 0.29734 | -0.071008 | -0.07088 | FALSE | 0 | 0.60499 | 0.05326 | 0.05326 | -0.31509 | -0.25545
0.75197 | 0.86675 | 413 | 0.40436 | -0.0072621 | 0.36311 | 0.36311 | 0.24727 | -0.13662 | 0.22648 | -0.13662 | 0.00087917 | FALSE | 0 | 0.042415 | -0.34466 | -0.34466 | -0.70777 | -0.06987 | FALSE | 0 | 0.86675 | 0.22224 | 0.22224 | -0.14087 | -0.25181
0.86018 | 0.59932 | 414 | 0.40437 | -0.0072614 | 0.36307 | 0.36307 | 0.65567 | 0.080133 | 0.4432 | 0.080133 | 0.00087908 | FALSE | 0 | 0.77153 | 0.14878 | 0.14878 | -0.21429 | -0.069863 | FALSE | 0 | 0.59932 | 0.050316 | 0.050316 | -0.31275 | -0.25179
0.72711 | 0.11229 | 415 | 0.40534 | -0.0071866 | 0.35933 | 0.35933 | 0.51458 | 0.0073086 | 0.36664 | 0.0073086 | 0.00087002 | FALSE | 0 | 0.42362 | -0.038526 | -0.038526 | -0.39786 | -0.069143 | FALSE | 0 | 0.11229 | -0.24289 | -0.24289 | -0.60222 | -0.24919
0.75719 | 0.96298 | 416 | 0.40589 | -0.0071439 | 0.3572 | 0.3572 | 0.85525 | 0.21184 | 0.56904 | 0.21184 | 0.00086486 | FALSE | 0 | 0.62027 | 0.06124 | 0.06124 | -0.29596 | -0.068733 | FALSE | 0 | 0.96298 | 0.35726 | 0.35726 | 6.5192e-05 | -0.24771
0.1707 | 0.59472 | 417 | 0.40749 | -0.00702 | 0.351 | 0.351 | 0.60536 | 0.053448 | 0.40445 | 0.053448 | 0.00084985 | FALSE | 0 | 0.91501 | 0.27446 | 0.27446 | -0.076542 | -0.06754 | FALSE | 0 | 0.59472 | 0.04794 | 0.04794 | -0.30306 | -0.24341
0.0035298 | 0.93923 | 418 | 0.40897 | -0.0069056 | 0.34528 | 0.34528 | 0.4373 | -0.031564 | 0.31372 | -0.031564 | 0.00083601 | FALSE | 0 | 0.54535 | 0.022785 | 0.022785 | -0.3225 | -0.06644 | FALSE | 0 | 0.93923 | 0.30966 | 0.30966 | -0.035619 | -0.23945
0.2591 | 0.35393 | 419 | 0.40972 | -0.0068477 | 0.34238 | 0.34238 | 0.92176 | 0.2834 | 0.62578 | 0.2834 | 0.00082899 | FALSE | 0 | 0.11511 | -0.23995 | -0.23995 | -0.58234 | -0.065882 | FALSE | 0 | 0.35393 | -0.074949 | -0.074949 | -0.41733 | -0.23744
0.60703 | 0.11832 | 420 | 0.41116 | -0.0067365 | 0.33682 | 0.33682 | 0.81442 | 0.17886 | 0.51569 | 0.17886 | 0.00081553 | FALSE | 0 | 0.74095 | 0.12926 | 0.12926 | -0.20757 | -0.064813 | FALSE | 0 | 0.11832 | -0.23669 | -0.23669 | -0.57351 | -0.23358
0.20554 | 0.21147 | 421 | 0.41193 | -0.0066778 | 0.33389 | 0.33389 | 0.67304 | 0.089663 | 0.42355 | 0.089663 | 0.00080843 | FALSE | 0 | 0.089544 | -0.26871 | -0.26871 | -0.6026 | -0.064248 | FALSE | 0 | 0.21147 | -0.16027 | -0.16027 | -0.49416 | -0.23155
0.34252 | 0.022253 | 422 | 0.41463 | -0.0064698 | 0.32349 | 0.32349 | 0.11525 | -0.23982 | 0.083671 | -0.23982 | 0.00078325 | FALSE | 0 | 0.62689 | 0.064728 | 0.064728 | -0.25876 | -0.062247 | FALSE | 0 | 0.022253 | -0.40186 | -0.40186 | -0.72535 | -0.22434
0.65653 | 0.76156 | 423 | 0.41666 | -0.0063131 | 0.31566 | 0.31566 | 0.033017 | -0.36764 | -0.051981 | -0.36764 | 0.00076428 | FALSE | 0 | 0.93933 | 0.30983 | 0.30983 | -0.0058255 | -0.06074 | FALSE | 0 | 0.76156 | 0.14226 | 0.14226 | -0.17339 | -0.21891
0.89712 | 0.46444 | 424 | 0.41733 | -0.0062615 | 0.31307 | 0.31307 | 0.47351 | -0.013289 | 0.29979 | -0.013289 | 0.00075803 | FALSE | 0 | 0.35449 | -0.074643 | -0.074643 | -0.38772 | -0.060243 | FALSE | 0 | 0.46444 | -0.017851 | -0.017851 | -0.33093 | -0.21711
0.57687 | 0.4732 | 425 | 0.41828 | -0.0061885 | 0.30943 | 0.30943 | 0.5796 | 0.040175 | 0.3496 | 0.040175 | 0.0007492 | FALSE | 0 | 0.69863 | 0.10409 | 0.10409 | -0.20533 | -0.059541 | FALSE | 0 | 0.4732 | -0.013445 | -0.013445 | -0.32287 | -0.21458
0.050083 | 0.51509 | 426 | 0.41846 | -0.0061748 | 0.30874 | 0.30874 | 0.47747 | -0.011302 | 0.29744 | -0.011302 | 0.00074754 | FALSE | 0 | 0.45992 | -0.020129 | -0.020129 | -0.32887 | -0.059409 | FALSE | 0 | 0.51509 | 0.0075646 | 0.0075646 | -0.30118 | -0.21411
0.61298 | 0.86778 | 427 | 0.41941 | -0.0061018 | 0.30509 | 0.30509 | 0.42135 | -0.039687 | 0.2654 | -0.039687 | 0.0007387 | FALSE | 0 | 0.049304 | -0.33033 | -0.33033 | -0.63542 | -0.058707 | FALSE | 0 | 0.86778 | 0.22319 | 0.22319 | -0.081899 | -0.21158
0.37861 | 0.68368 | 428 | 0.41978 | -0.0060739 | 0.30369 | 0.30369 | 0.31899 | -0.094107 | 0.20959 | -0.094107 | 0.00073532 | FALSE | 0 | 0.42589 | -0.03737 | -0.03737 | -0.34107 | -0.058438 | FALSE | 0 | 0.68368 | 0.095605 | 0.095605 | -0.20809 | -0.21061
0.4578 | 0.66826 | 429 | 0.42196 | -0.0059067 | 0.29533 | 0.29533 | 0.97292 | 0.3851 | 0.68043 | 0.3851 | 0.00071507 | FALSE | 0 | 0.85924 | 0.21538 | 0.21538 | -0.079952 | -0.056829 | FALSE | 0 | 0.66826 | 0.087021 | 0.087021 | -0.20831 | -0.20481
0.27091 | 0.1608 | 430 | 0.42345 | -0.0057922 | 0.28961 | 0.28961 | 0.21971 | -0.15464 | 0.13498 | -0.15464 | 0.00070122 | FALSE | 0 | 0.79623 | 0.16564 | 0.16564 | -0.12397 | -0.055728 | FALSE | 0 | 0.1608 | -0.19824 | -0.19824 | -0.48785 | -0.20084
0.44835 | 0.38414 | 431 | 0.42374 | -0.0057699 | 0.28849 | 0.28849 | 0.97708 | 0.39938 | 0.68787 | 0.39938 | 0.00069852 | FALSE | 0 | 0.95171 | 0.33234 | 0.33234 | 0.043844 | -0.055513 | FALSE | 0 | 0.38414 | -0.058926 | -0.058926 | -0.34742 | -0.20007
0.13449 | 0.82906 | 432 | 0.42424 | -0.0057319 | 0.2866 | 0.2866 | 0.13156 | -0.22381 | 0.06279 | -0.22381 | 0.00069392 | FALSE | 0 | 0.98544 | 0.43636 | 0.43636 | 0.14976 | -0.055148 | FALSE | 0 | 0.82906 | 0.19009 | 0.19009 | -0.096503 | -0.19875
0.69211 | 0.43069 | 433 | 0.42494 | -0.0056785 | 0.28393 | 0.28393 | 0.301 | -0.10431 | 0.17962 | -0.10431 | 0.00068745 | FALSE | 0 | 0.18999 | -0.17558 | -0.17558 | -0.45951 | -0.054634 | FALSE | 0 | 0.43069 | -0.034922 | -0.034922 | -0.31885 | -0.1969
0.81346 | 0.038127 | 434 | 0.4258 | -0.005612 | 0.2806 | 0.2806 | 0.33347 | -0.086068 | 0.19453 | -0.086068 | 0.0006794 | FALSE | 0 | 0.13367 | -0.22185 | -0.22185 | -0.50245 | -0.053994 | FALSE | 0 | 0.038127 | -0.35457 | -0.35457 | -0.63517 | -0.19459
0.43199 | 0.66115 | 435 | 0.42669 | -0.0055441 | 0.2772 | 0.2772 | 0.25364 | -0.13261 | 0.14459 | -0.13261 | 0.00067118 | FALSE | 0 | 0.94548 | 0.3205 | 0.3205 | 0.043293 | -0.05334 | FALSE | 0 | 0.66115 | 0.083122 | 0.083122 | -0.19408 | -0.19224
0.34525 | 0.38741 | 436 | 0.42855 | -0.0054019 | 0.27009 | 0.27009 | 0.25857 | -0.12955 | 0.14054 | -0.12955 | 0.00065396 | FALSE | 0 | 0.72841 | 0.1216 | 0.1216 | -0.14849 | -0.051972 | FALSE | 0 | 0.38741 | -0.057214 | -0.057214 | -0.32731 | -0.18731
0.60521 | 0.99418 | 437 | 0.42949 | -0.0053301 | 0.2665 | 0.2665 | 0.63382 | 0.068396 | 0.3349 | 0.068396 | 0.00064527 | FALSE | 0 | 0.89385 | 0.24945 | 0.24945 | -0.017053 | -0.051282 | FALSE | 0 | 0.99418 | 0.50454 | 0.50454 | 0.23803 | -0.18482
0.79853 | 0.022511 | 438 | 0.42974 | -0.005311 | 0.26555 | 0.26555 | 0.92956 | 0.29451 | 0.56006 | 0.29451 | 0.00064295 | FALSE | 0 | 0.70141 | 0.10569 | 0.10569 | -0.15985 | -0.051098 | FALSE | 0 | 0.022511 | -0.40089 | -0.40089 | -0.66644 | -0.18415
0.025573 | 0.29516 | 439 | 0.43059 | -0.0052461 | 0.26231 | 0.26231 | 0.46765 | -0.016236 | 0.24607 | -0.016236 | 0.00063511 | FALSE | 0 | 0.80357 | 0.17089 | 0.17089 | -0.091414 | -0.050474 | FALSE | 0 | 0.29516 | -0.10767 | -0.10767 | -0.36998 | -0.18191
0.064507 | 0.98378 | 440 | 0.43082 | -0.0052289 | 0.26145 | 0.26145 | 0.99227 | 0.48425 | 0.7457 | 0.48425 | 0.00063302 | FALSE | 0 | 0.10997 | -0.24534 | -0.24534 | -0.50679 | -0.050308 | FALSE | 0 | 0.98378 | 0.42778 | 0.42778 | 0.16633 | -0.18131
0.71385 | 0.89772 | 441 | 0.43273 | -0.0050826 | 0.25413 | 0.25413 | 0.25888 | -0.12936 | 0.12477 | -0.12936 | 0.00061531 | FALSE | 0 | 0.20196 | -0.16693 | -0.16693 | -0.42105 | -0.0489 | FALSE | 0 | 0.89772 | 0.25374 | 0.25374 | -0.00039215 | -0.17624
0.93744 | 0.74678 | 442 | 0.43307 | -0.0050569 | 0.25285 | 0.25285 | 0.69419 | 0.10155 | 0.3544 | 0.10155 | 0.0006122 | FALSE | 0 | 0.68865 | 0.098405 | 0.098405 | -0.15444 | -0.048654 | FALSE | 0 | 0.74678 | 0.13288 | 0.13288 | -0.11997 | -0.17535
0.43984 | 0.31195 | 443 | 0.43317 | -0.0050489 | 0.25245 | 0.25245 | 0.80973 | 0.17538 | 0.42783 | 0.17538 | 0.00061123 | FALSE | 0 | 0.43633 | -0.032058 | -0.032058 | -0.2845 | -0.048576 | FALSE | 0 | 0.31195 | -0.098067 | -0.098067 | -0.35051 | -0.17507
0.30732 | 0.85838 | 444 | 0.4332 | -0.0050472 | 0.25236 | 0.25236 | 0.57994 | 0.040348 | 0.29271 | 0.040348 | 0.00061103 | FALSE | 0 | 0.36623 | -0.068372 | -0.068372 | -0.32073 | -0.04856 | FALSE | 0 | 0.85838 | 0.21461 | 0.21461 | -0.037752 | -0.17501
0.98177 | 0.32041 | 445 | 0.43502 | -0.0049081 | 0.24541 | 0.24541 | 0.80106 | 0.16908 | 0.41449 | 0.16908 | 0.00059419 | FALSE | 0 | 0.92886 | 0.29347 | 0.29347 | 0.048066 | -0.047222 | FALSE | 0 | 0.32041 | -0.093308 | -0.093308 | -0.33872 | -0.17019
0.80575 | 0.99475 | 446 | 0.4353 | -0.004887 | 0.24435 | 0.24435 | 0.4496 | -0.025335 | 0.21902 | -0.025335 | 0.00059163 | FALSE | 0 | 0.55659 | 0.028464 | 0.028464 | -0.21589 | -0.047019 | FALSE | 0 | 0.99475 | 0.51182 | 0.51182 | 0.26747 | -0.16946
0.7545 | 0.68014 | 447 | 0.43779 | -0.0046975 | 0.23488 | 0.23488 | 0.71277 | 0.1123 | 0.34717 | 0.1123 | 0.00056869 | FALSE | 0 | 0.43842 | -0.030996 | -0.030996 | -0.26587 | -0.045196 | FALSE | 0 | 0.68014 | 0.093616 | 0.093616 | -0.14126 | -0.16288
0.13742 | 0.83852 | 448 | 0.43865 | -0.0046316 | 0.23158 | 0.23158 | 0.31264 | -0.097677 | 0.1339 | -0.097677 | 0.00056071 | FALSE | 0 | 0.91213 | 0.27079 | 0.27079 | 0.039212 | -0.044562 | FALSE | 0 | 0.83852 | 0.19768 | 0.19768 | -0.033904 | -0.1606
0.65546 | 0.30128 | 449 | 0.43982 | -0.0045431 | 0.22715 | 0.22715 | 0.63865 | 0.070973 | 0.29813 | 0.070973 | 0.00054999 | FALSE | 0 | 0.20492 | -0.16483 | -0.16483 | -0.39199 | -0.04371 | FALSE | 0 | 0.30128 | -0.10415 | -0.10415 | -0.3313 | -0.15753
0.27111 | 0.0471 | 450 | 0.44148 | -0.0044167 | 0.22083 | 0.22083 | 0.43341 | -0.033539 | 0.1873 | -0.033539 | 0.00053469 | FALSE | 0 | 0.74974 | 0.13473 | 0.13473 | -0.086102 | -0.042494 | FALSE | 0 | 0.0471 | -0.33473 | -0.33473 | -0.55556 | -0.15315
0.5897 | 0.78255 | 451 | 0.44256 | -0.0043345 | 0.21672 | 0.21672 | 0.7393 | 0.12824 | 0.34496 | 0.12824 | 0.00052474 | FALSE | 0 | 0.39175 | -0.054954 | -0.054954 | -0.27168 | -0.041703 | FALSE | 0 | 0.78255 | 0.15617 | 0.15617 | -0.060557 | -0.1503
0.59033 | 0.62199 | 452 | 0.44343 | -0.0042686 | 0.21343 | 0.21343 | 0.88499 | 0.24006 | 0.45349 | 0.24006 | 0.00051677 | FALSE | 0 | 0.56216 | 0.031292 | 0.031292 | -0.18214 | -0.041069 | FALSE | 0 | 0.62199 | 0.062142 | 0.062142 | -0.15129 | -0.14801
0.35879 | 0.76278 | 453 | 0.44438 | -0.004196 | 0.2098 | 0.2098 | 0.69923 | 0.10444 | 0.31424 | 0.10444 | 0.00050797 | FALSE | 0 | 0.22523 | -0.15093 | -0.15093 | -0.36073 | -0.04037 | FALSE | 0 | 0.76278 | 0.14306 | 0.14306 | -0.066742 | -0.14549
0.0059705 | 0.50415 | 454 | 0.44578 | -0.0040897 | 0.20449 | 0.20449 | 0.35628 | -0.073685 | 0.1308 | -0.073685 | 0.00049511 | FALSE | 0 | 0.24388 | -0.13877 | -0.13877 | -0.34326 | -0.039348 | FALSE | 0 | 0.50415 | 0.0020816 | 0.0020816 | -0.20241 | -0.14181
0.19569 | 0.48952 | 455 | 0.44903 | -0.003843 | 0.19215 | 0.19215 | 0.21264 | -0.15946 | 0.032696 | -0.15946 | 0.00046525 | FALSE | 0 | 0.37478 | -0.063846 | -0.063846 | -0.256 | -0.036975 | FALSE | 0 | 0.48952 | -0.0052564 | -0.0052564 | -0.19741 | -0.13326
0.067718 | 0.74995 | 456 | 0.4503 | -0.0037474 | 0.18737 | 0.18737 | 0.58347 | 0.042156 | 0.22953 | 0.042156 | 0.00045367 | FALSE | 0 | 0.88448 | 0.23954 | 0.23954 | 0.052167 | -0.036055 | FALSE | 0 | 0.74995 | 0.13487 | 0.13487 | -0.052506 | -0.12994
0.57178 | 0.45516 | 457 | 0.45049 | -0.0037326 | 0.18663 | 0.18663 | 0.46653 | -0.016797 | 0.16983 | -0.016797 | 0.00045188 | FALSE | 0 | 0.70024 | 0.10502 | 0.10502 | -0.081611 | -0.035912 | FALSE | 0 | 0.45516 | -0.022528 | -0.022528 | -0.20916 | -0.12943
0.50986 | 0.31734 | 458 | 0.45285 | -0.003554 | 0.1777 | 0.1777 | 0.041604 | -0.34647 | -0.16877 | -0.34647 | 0.00043026 | FALSE | 0 | 0.30801 | -0.1003 | -0.1003 | -0.278 | -0.034194 | FALSE | 0 | 0.31734 | -0.09503 | -0.09503 | -0.27273 | -0.12323
0.86439 | 0.80075 | 459 | 0.45498 | -0.0033924 | 0.16962 | 0.16962 | 0.80299 | 0.17047 | 0.34009 | 0.17047 | 0.00041069 | FALSE | 0 | 0.14964 | -0.2076 | -0.2076 | -0.37722 | -0.032638 | FALSE | 0 | 0.80075 | 0.16886 | 0.16886 | -0.00075731 | -0.11763
0.88781 | 0.38066 | 460 | 0.45833 | -0.0031391 | 0.15695 | 0.15695 | 0.33757 | -0.083819 | 0.073134 | -0.083819 | 0.00038002 | FALSE | 0 | 0.78331 | 0.15668 | 0.15668 | -0.00027014 | -0.030202 | FALSE | 0 | 0.38066 | -0.06075 | -0.06075 | -0.2177 | -0.10885
0.49377 | 0.67102 | 461 | 0.46084 | -0.0029497 | 0.14749 | 0.14749 | 0.51552 | 0.0077844 | 0.15527 | 0.0077844 | 0.0003571 | FALSE | 0 | 0.089289 | -0.26903 | -0.26903 | -0.41652 | -0.02838 | FALSE | 0 | 0.67102 | 0.088544 | 0.088544 | -0.058942 | -0.10228
0.62571 | 0.2629 | 462 | 0.46116 | -0.002925 | 0.14625 | 0.14625 | 0.16932 | -0.19137 | -0.045118 | -0.19137 | 0.0003541 | FALSE | 0 | 0.11621 | -0.23882 | -0.23882 | -0.38507 | -0.028142 | FALSE | 0 | 0.2629 | -0.12689 | -0.12689 | -0.27314 | -0.10142
0.38808 | 0.11053 | 463 | 0.46119 | -0.0029232 | 0.14616 | 0.14616 | 0.15035 | -0.20699 | -0.060828 | -0.20699 | 0.00035389 | FALSE | 0 | 0.55749 | 0.028924 | 0.028924 | -0.11724 | -0.028125 | FALSE | 0 | 0.11053 | -0.24474 | -0.24474 | -0.3909 | -0.10136
0.96471 | 0.74502 | 464 | 0.46137 | -0.0029095 | 0.14548 | 0.14548 | 0.76305 | 0.14323 | 0.2887 | 0.14323 | 0.00035224 | FALSE | 0 | 0.35808 | -0.072718 | -0.072718 | -0.2182 | -0.027993 | FALSE | 0 | 0.74502 | 0.13178 | 0.13178 | -0.013697 | -0.10089
0.89321 | 0.058092 | 465 | 0.46167 | -0.0028867 | 0.14434 | 0.14434 | 0.091416 | -0.26642 | -0.12208 | -0.26642 | 0.00034948 | FALSE | 0 | 0.92777 | 0.29188 | 0.29188 | 0.14755 | -0.027774 | FALSE | 0 | 0.058092 | -0.3142 | -0.3142 | -0.45854 | -0.1001
0.88811 | 0.72859 | 466 | 0.46187 | -0.0028717 | 0.14358 | 0.14358 | 0.0087679 | -0.47505 | -0.33147 | -0.47505 | 0.00034765 | FALSE | 0 | 0.88412 | 0.23917 | 0.23917 | 0.095585 | -0.027629 | FALSE | 0 | 0.72859 | 0.12171 | 0.12171 | -0.021873 | -0.099575
0.64474 | 0.70765 | 467 | 0.46384 | -0.002723 | 0.13615 | 0.13615 | 0.32131 | -0.092807 | 0.043341 | -0.092807 | 0.00032965 | FALSE | 0 | 0.1758 | -0.1863 | -0.1863 | -0.32244 | -0.026198 | FALSE | 0 | 0.70765 | 0.10931 | 0.10931 | -0.02684 | -0.094418
0.2373 | 0.075816 | 468 | 0.46423 | -0.0026934 | 0.13467 | 0.13467 | 0.80445 | 0.17152 | 0.30619 | 0.17152 | 0.00032607 | FALSE | 0 | 0.76362 | 0.1436 | 0.1436 | 0.0089269 | -0.025914 | FALSE | 0 | 0.075816 | -0.28676 | -0.28676 | -0.42143 | -0.093392
0.46314 | 0.79786 | 469 | 0.46483 | -0.0026482 | 0.13241 | 0.13241 | 0.6976 | 0.1035 | 0.23591 | 0.1035 | 0.0003206 | FALSE | 0 | 0.68083 | 0.094003 | 0.094003 | -0.038408 | -0.025479 | FALSE | 0 | 0.79786 | 0.1668 | 0.1668 | 0.034386 | -0.091826
0.21596 | 0.95456 | 470 | 0.46775 | -0.002428 | 0.1214 | 0.1214 | 0.33003 | -0.087968 | 0.033432 | -0.087968 | 0.00029394 | FALSE | 0 | 0.62946 | 0.066086 | 0.066086 | -0.055315 | -0.02336 | FALSE | 0 | 0.95456 | 0.33816 | 0.33816 | 0.21676 | -0.08419
0.64273 | 0.98741 | 471 | 0.4682 | -0.0023939 | 0.1197 | 0.1197 | 0.39804 | -0.051685 | 0.068011 | -0.051685 | 0.00028981 | FALSE | 0 | 0.157 | -0.20138 | -0.20138 | -0.32107 | -0.023032 | FALSE | 0 | 0.98741 | 0.44771 | 0.44771 | 0.32801 | -0.083009
0.20634 | 0.54069 | 472 | 0.46925 | -0.0023148 | 0.11574 | 0.11574 | 0.3511 | -0.076473 | 0.039269 | -0.076473 | 0.00028024 | FALSE | 0 | 0.074113 | -0.28916 | -0.28916 | -0.40491 | -0.022271 | FALSE | 0 | 0.54069 | 0.020434 | 0.020434 | -0.095308 | -0.080266
0.53278 | 0.31123 | 473 | 0.4693 | -0.002311 | 0.11555 | 0.11555 | 0.3158 | -0.095897 | 0.019654 | -0.095897 | 0.00027978 | FALSE | 0 | 0.079698 | -0.28142 | -0.28142 | -0.39697 | -0.022235 | FALSE | 0 | 0.31123 | -0.098473 | -0.098473 | -0.21402 | -0.080134
0.28889 | 0.80936 | 474 | 0.46965 | -0.0022846 | 0.11423 | 0.11423 | 0.65901 | 0.081953 | 0.19618 | 0.081953 | 0.00027657 | FALSE | 0 | 0.92573 | 0.28894 | 0.28894 | 0.17471 | -0.02198 | FALSE | 0 | 0.80936 | 0.17511 | 0.17511 | 0.060884 | -0.079216
0.51601 | 0.97696 | 475 | 0.47183 | -0.0021204 | 0.10602 | 0.10602 | 0.34839 | -0.077932 | 0.028087 | -0.077932 | 0.0002567 | FALSE | 0 | 0.76396 | 0.14382 | 0.14382 | 0.037802 | -0.020401 | FALSE | 0 | 0.97696 | 0.39893 | 0.39893 | 0.29291 | -0.073523
0.14751 | 0.92671 | 476 | 0.47379 | -0.0019725 | 0.098625 | 0.098625 | 0.79123 | 0.16214 | 0.26076 | 0.16214 | 0.0002388 | FALSE | 0 | 0.091665 | -0.26611 | -0.26611 | -0.36474 | -0.018978 | FALSE | 0 | 0.92671 | 0.29034 | 0.29034 | 0.19172 | -0.068396
0.77389 | 0.41911 | 477 | 0.47432 | -0.0019322 | 0.096611 | 0.096611 | 0.84184 | 0.20041 | 0.29702 | 0.20041 | 0.00023392 | FALSE | 0 | 0.44925 | -0.025514 | -0.025514 | -0.12213 | -0.01859 | FALSE | 0 | 0.41911 | -0.040835 | -0.040835 | -0.13745 | -0.066999
0.059708 | 0.26998 | 478 | 0.47568 | -0.0018298 | 0.09149 | 0.09149 | 0.91557 | 0.27518 | 0.36667 | 0.27518 | 0.00022152 | FALSE | 0 | 0.24954 | -0.13519 | -0.13519 | -0.22668 | -0.017605 | FALSE | 0 | 0.26998 | -0.12258 | -0.12258 | -0.21407 | -0.063447
0.78499 | 0.66376 | 479 | 0.47682 | -0.0017438 | 0.087191 | 0.087191 | 0.038764 | -0.35304 | -0.26585 | -0.35304 | 0.00021111 | FALSE | 0 | 0.95252 | 0.33396 | 0.33396 | 0.24676 | -0.016778 | FALSE | 0 | 0.66376 | 0.08455 | 0.08455 | -0.0026408 | -0.060466
0.98251 | 0.01348 | 480 | 0.47711 | -0.0017221 | 0.086103 | 0.086103 | 0.91602 | 0.27576 | 0.36187 | 0.27576 | 0.00020848 | FALSE | 0 | 0.89294 | 0.24846 | 0.24846 | 0.16236 | -0.016568 | FALSE | 0 | 0.01348 | -0.44242 | -0.44242 | -0.52852 | -0.059712
0.67191 | 0.60192 | 481 | 0.47727 | -0.0017101 | 0.085504 | 0.085504 | 0.49 | -0.0050148 | 0.080489 | -0.0050148 | 0.00020703 | FALSE | 0 | 0.76153 | 0.14225 | 0.14225 | 0.056742 | -0.016453 | FALSE | 0 | 0.60192 | 0.051662 | 0.051662 | -0.033842 | -0.059296
0.24769 | 0.62837 | 482 | 0.48163 | -0.0013819 | 0.069097 | 0.069097 | 0.48053 | -0.0097666 | 0.05933 | -0.0097666 | 0.0001673 | FALSE | 0 | 0.18623 | -0.17838 | -0.17838 | -0.24747 | -0.013296 | FALSE | 0 | 0.62837 | 0.065508 | 0.065508 | -0.0035887 | -0.047918
0.54783 | 0.4331 | 483 | 0.48263 | -0.0013066 | 0.065328 | 0.065328 | 0.45927 | -0.020455 | 0.044873 | -0.020455 | 0.00015818 | FALSE | 0 | 0.13309 | -0.22238 | -0.22238 | -0.28771 | -0.012571 | FALSE | 0 | 0.4331 | -0.033697 | -0.033697 | -0.099026 | -0.045305
0.5052 | 0.68792 | 484 | 0.48387 | -0.0012136 | 0.060681 | 0.060681 | 0.69077 | 0.099606 | 0.16029 | 0.099606 | 0.00014692 | FALSE | 0 | 0.2818 | -0.1155 | -0.1155 | -0.17618 | -0.011676 | FALSE | 0 | 0.68792 | 0.097993 | 0.097993 | 0.037312 | -0.042082
0.10986 | 0.27708 | 485 | 0.48899 | -0.00082794 | 0.041397 | 0.041397 | 0.25566 | -0.13136 | -0.089962 | -0.13136 | 0.00010023 | FALSE | 0 | 0.72023 | 0.11671 | 0.11671 | 0.075309 | -0.0079657 | FALSE | 0 | 0.27708 | -0.11831 | -0.11831 | -0.1597 | -0.028708
0.87267 | 0.41333 | 486 | 0.48949 | -0.00079033 | 0.039517 | 0.039517 | 0.02088 | -0.40718 | -0.36766 | -0.40718 | 9.5679e-05 | FALSE | 0 | 0.60006 | 0.050702 | 0.050702 | 0.011185 | -0.0076039 | FALSE | 0 | 0.41333 | -0.043795 | -0.043795 | -0.083312 | -0.027404
0.14634 | 0.57111 | 487 | 0.48999 | -0.00075319 | 0.037659 | 0.037659 | 0.27612 | -0.11888 | -0.08122 | -0.11888 | 9.1182e-05 | FALSE | 0 | 0.42542 | -0.037609 | -0.037609 | -0.075268 | -0.0072465 | FALSE | 0 | 0.57111 | 0.035838 | 0.035838 | -0.001821 | -0.026116
0.1178 | 0.047546 | 488 | 0.49062 | -0.00070524 | 0.035262 | 0.035262 | 0.026386 | -0.38736 | -0.35209 | -0.38736 | 8.5377e-05 | FALSE | 0 | 0.27158 | -0.12161 | -0.12161 | -0.15687 | -0.0067852 | FALSE | 0 | 0.047546 | -0.33383 | -0.33383 | -0.36909 | -0.024454
0.88393 | 0.16242 | 489 | 0.49207 | -0.00059618 | 0.029809 | 0.029809 | 0.34895 | -0.077633 | -0.047824 | -0.077633 | 7.2175e-05 | FALSE | 0 | 0.44421 | -0.028061 | -0.028061 | -0.05787 | -0.0057359 | FALSE | 0 | 0.16242 | -0.19691 | -0.19691 | -0.22672 | -0.020672
0.43442 | 0.33803 | 490 | 0.4933 | -0.00050369 | 0.025185 | 0.025185 | 0.21703 | -0.15645 | -0.13127 | -0.15645 | 6.0978e-05 | FALSE | 0 | 0.78623 | 0.15868 | 0.15868 | 0.13349 | -0.0048461 | FALSE | 0 | 0.33803 | -0.08357 | -0.08357 | -0.10876 | -0.017465
0.7888 | 0.98075 | 491 | 0.49398 | -0.00045274 | 0.022637 | 0.022637 | 0.64582 | 0.07481 | 0.097447 | 0.07481 | 5.4809e-05 | FALSE | 0 | 0.73722 | 0.12696 | 0.12696 | 0.10432 | -0.0043559 | FALSE | 0 | 0.98075 | 0.41389 | 0.41389 | 0.39125 | -0.015698
0.94469 | 0.13226 | 492 | 0.49473 | -0.00039651 | 0.019825 | 0.019825 | 0.78077 | 0.15496 | 0.17479 | 0.15496 | 4.8002e-05 | FALSE | 0 | 0.41061 | -0.045193 | -0.045193 | -0.065018 | -0.0038149 | FALSE | 0 | 0.13226 | -0.22316 | -0.22316 | -0.24298 | -0.013749
0.12828 | 0.114 | 493 | 0.49493 | -0.00038157 | 0.019079 | 0.019079 | 0.18364 | -0.18032 | -0.16124 | -0.18032 | 4.6194e-05 | FALSE | 0 | 0.86078 | 0.21676 | 0.21676 | 0.19769 | -0.0036712 | FALSE | 0 | 0.114 | -0.2411 | -0.2411 | -0.26018 | -0.013231
0.8191 | 0.84788 | 494 | 0.49589 | -0.00030911 | 0.015456 | 0.015456 | 0.7183 | 0.11556 | 0.13101 | 0.11556 | 3.7422e-05 | FALSE | 0 | 0.915 | 0.27445 | 0.27445 | 0.25899 | -0.002974 | FALSE | 0 | 0.84788 | 0.20548 | 0.20548 | 0.19002 | -0.010718
0.036125 | 0.28076 | 495 | 0.49691 | -0.00023206 | 0.011603 | 0.011603 | 0.60913 | 0.055408 | 0.067011 | 0.055408 | 2.8094e-05 | FALSE | 0 | 0.47361 | -0.013241 | -0.013241 | -0.024844 | -0.0022327 | FALSE | 0 | 0.28076 | -0.11612 | -0.11612 | -0.12772 | -0.0080466
0.86226 | 0.54814 | 496 | 0.49702 | -0.00022429 | 0.011214 | 0.011214 | 0.43849 | -0.030961 | -0.019747 | -0.030961 | 2.7153e-05 | FALSE | 0 | 0.51715 | 0.0085994 | 0.0085994 | -0.0026149 | -0.0021579 | FALSE | 0 | 0.54814 | 0.024194 | 0.024194 | 0.01298 | -0.007777
0.61687 | 0.52873 | 497 | 0.49804 | -0.00014768 | 0.007384 | 0.007384 | 0.59935 | 0.050333 | 0.057717 | 0.050333 | 1.7879e-05 | FALSE | 0 | 0.12292 | -0.2321 | -0.2321 | -0.23949 | -0.0014209 | FALSE | 0 | 0.52873 | 0.014416 | 0.014416 | 0.0070323 | -0.0051208
0.23757 | 0.88389 | 498 | 0.49903 | -7.3009e-05 | 0.0036504 | 0.0036504 | 0.42246 | -0.03912 | -0.035469 | -0.03912 | 8.8386e-06 | FALSE | 0 | 0.41397 | -0.04347 | -0.04347 | -0.04712 | -0.00070243 | FALSE | 0 | 0.88389 | 0.23893 | 0.23893 | 0.23528 | -0.0025315
0.097314 | 0.87874 | 499 | 0.50065 | 4.9232e-05 | -0.0024616 | -0.0024616 | 0.21271 | -0.15941 | -0.16187 | -0.15941 | -5.9601e-06 | FALSE | 0 | 0.79247 | 0.16301 | 0.16301 | 0.16547 | 0.00047367 | FALSE | 0 | 0.87874 | 0.23374 | 0.23374 | 0.2362 | 0.0017071
0.56257 | 0.28828 | 500 | 0.50115 | 8.6705e-05 | -0.0043353 | -0.0043353 | 0.23746 | -0.1429 | -0.14723 | -0.1429 | -1.0497e-05 | FALSE | 0 | 0.074544 | -0.28855 | -0.28855 | -0.28422 | 0.0008342 | FALSE | 0 | 0.28828 | -0.11168 | -0.11168 | -0.10735 | 0.0030065
0.037265 | 0.39718 | 501 | 0.5017 | 0.00012762 | -0.0063812 | -0.0063812 | 0.35422 | -0.07479 | -0.081172 | -0.07479 | -1.545e-05 | FALSE | 0 | 0.30718 | -0.10077 | -0.10077 | -0.094392 | 0.0012279 | FALSE | 0 | 0.39718 | -0.052131 | -0.052131 | -0.045749 | 0.0044253
0.79971 | 0.9183 | 502 | 0.50193 | 0.00014533 | -0.0072666 | -0.0072666 | 0.005363 | -0.5103 | -0.51757 | -0.5103 | -1.7594e-05 | FALSE | 0 | 0.0028064 | -0.55392 | -0.55392 | -0.54665 | 0.0013983 | FALSE | 0 | 0.9183 | 0.27875 | 0.27875 | 0.28602 | 0.0050393
0.04147 | 0.87453 | 503 | 0.50205 | 0.00015426 | -0.007713 | -0.007713 | 0.88127 | 0.23627 | 0.22856 | 0.23627 | -1.8675e-05 | FALSE | 0 | 0.77321 | 0.14989 | 0.14989 | 0.15761 | 0.0014842 | FALSE | 0 | 0.87453 | 0.22961 | 0.22961 | 0.23732 | 0.0053489
0.091999 | 0.9501 | 504 | 0.50362 | 0.00027244 | -0.013622 | -0.013622 | 0.15064 | -0.20674 | -0.22036 | -0.20674 | -3.2983e-05 | FALSE | 0 | 0.9304 | 0.29576 | 0.29576 | 0.30938 | 0.0026212 | FALSE | 0 | 0.9501 | 0.32916 | 0.32916 | 0.34278 | 0.0094469
0.04187 | 0.12827 | 505 | 0.50518 | 0.00038953 | -0.019476 | -0.019476 | 0.68113 | 0.094174 | 0.074697 | 0.094174 | -4.7157e-05 | FALSE | 0 | 0.67038 | 0.088192 | 0.088192 | 0.10767 | 0.0037477 | FALSE | 0 | 0.12827 | -0.22692 | -0.22692 | -0.20744 | 0.013507
0.095484 | 0.95842 | 506 | 0.50542 | 0.00040734 | -0.020367 | -0.020367 | 0.61669 | 0.05936 | 0.038993 | 0.05936 | -4.9313e-05 | FALSE | 0 | 0.99919 | 0.63074 | 0.63074 | 0.6511 | 0.0039191 | FALSE | 0 | 0.95842 | 0.34653 | 0.34653 | 0.3669 | 0.014124
0.26774 | 0.866 | 507 | 0.50871 | 0.00065491 | -0.032746 | -0.032746 | 0.72607 | 0.1202 | 0.08745 | 0.1202 | -7.9285e-05 | FALSE | 0 | 0.29439 | -0.10812 | -0.10812 | -0.075373 | 0.006301 | FALSE | 0 | 0.866 | 0.22153 | 0.22153 | 0.25428 | 0.022709
0.78095 | 0.18575 | 508 | 0.50953 | 0.00071647 | -0.035823 | -0.035823 | 0.96525 | 0.36303 | 0.32721 | 0.36303 | -8.6737e-05 | FALSE | 0 | 0.446 | -0.027154 | -0.027154 | 0.0086697 | 0.0068932 | FALSE | 0 | 0.18575 | -0.17873 | -0.17873 | -0.14291 | 0.024843
0.63432 | 0.45131 | 509 | 0.51152 | 0.00086651 | -0.043325 | -0.043325 | 0.92559 | 0.28874 | 0.24542 | 0.28874 | -0.0001049 | FALSE | 0 | 0.40088 | -0.050216 | -0.050216 | -0.0068905 | 0.0083368 | FALSE | 0 | 0.45131 | -0.024472 | -0.024472 | 0.018854 | 0.030046
0.48169 | 0.50398 | 510 | 0.51164 | 0.00087538 | -0.043769 | -0.043769 | 0.41674 | -0.042047 | -0.085816 | -0.042047 | -0.00010598 | FALSE | 0 | 0.22086 | -0.15386 | -0.15386 | -0.11009 | 0.0084222 | FALSE | 0 | 0.50398 | 0.0019953 | 0.0019953 | 0.045764 | 0.030353
0.040998 | 0.79828 | 511 | 0.51279 | 0.00096174 | -0.048087 | -0.048087 | 0.035687 | -0.36062 | -0.40871 | -0.36062 | -0.00011643 | FALSE | 0 | 0.25494 | -0.13181 | -0.13181 | -0.083718 | 0.0092531 | FALSE | 0 | 0.79828 | 0.1671 | 0.1671 | 0.21519 | 0.033348
0.06401 | 0.14309 | 512 | 0.51359 | 0.0010221 | -0.051105 | -0.051105 | 0.69201 | 0.10031 | 0.049205 | 0.10031 | -0.00012374 | FALSE | 0 | 0.9732 | 0.38602 | 0.38602 | 0.43713 | 0.0098338 | FALSE | 0 | 0.14309 | -0.21331 | -0.21331 | -0.1622 | 0.035441
0.76155 | 0.50578 | 513 | 0.51445 | 0.0010871 | -0.054355 | -0.054355 | 0.41291 | -0.044012 | -0.098367 | -0.044012 | -0.00013161 | FALSE | 0 | 0.041074 | -0.34767 | -0.34767 | -0.29332 | 0.010459 | FALSE | 0 | 0.50578 | 0.0028964 | 0.0028964 | 0.057251 | 0.037695
0.27731 | 0.44906 | 514 | 0.51554 | 0.0011687 | -0.058436 | -0.058436 | 0.41381 | -0.043549 | -0.10199 | -0.043549 | -0.00014149 | FALSE | 0 | 0.60366 | 0.052568 | 0.052568 | 0.111 | 0.011244 | FALSE | 0 | 0.44906 | -0.025606 | -0.025606 | 0.032831 | 0.040525
0.42283 | 0.46285 | 515 | 0.51845 | 0.0013882 | -0.069408 | -0.069408 | 0.26915 | -0.12308 | -0.19248 | -0.12308 | -0.00016805 | FALSE | 0 | 0.78996 | 0.16125 | 0.16125 | 0.23066 | 0.013356 | FALSE | 0 | 0.46285 | -0.018654 | -0.018654 | 0.050755 | 0.048134
0.06822 | 0.8146 | 516 | 0.51976 | 0.0014864 | -0.074319 | -0.074319 | 0.56259 | 0.031506 | -0.042813 | 0.031506 | -0.00017994 | FALSE | 0 | 0.36719 | -0.067859 | -0.067859 | 0.0064603 | 0.014301 | FALSE | 0 | 0.8146 | 0.17899 | 0.17899 | 0.25331 | 0.05154
0.77475 | 0.38553 | 517 | 0.5203 | 0.0015275 | -0.076375 | -0.076375 | 0.38075 | -0.060704 | -0.13708 | -0.060704 | -0.00018492 | FALSE | 0 | 0.42616 | -0.037232 | -0.037232 | 0.039143 | 0.014696 | FALSE | 0 | 0.38553 | -0.058199 | -0.058199 | 0.018176 | 0.052965
0.65337 | 0.47917 | 518 | 0.52044 | 0.0015377 | -0.076884 | -0.076884 | 0.51641 | 0.008231 | -0.068653 | 0.008231 | -0.00018615 | FALSE | 0 | 0.52973 | 0.014916 | 0.014916 | 0.0918 | 0.014794 | FALSE | 0 | 0.47917 | -0.010446 | -0.010446 | 0.066438 | 0.053318
0.42818 | 0.16375 | 519 | 0.52189 | 0.0016467 | -0.082334 | -0.082334 | 0.91064 | 0.26894 | 0.1866 | 0.26894 | -0.00019935 | FALSE | 0 | 0.65474 | 0.079628 | 0.079628 | 0.16196 | 0.015843 | FALSE | 0 | 0.16375 | -0.19583 | -0.19583 | -0.1135 | 0.057098
0.97842 | 0.42966 | 520 | 0.52321 | 0.0017462 | -0.087312 | -0.087312 | 0.58197 | 0.041385 | -0.045927 | 0.041385 | -0.0002114 | FALSE | 0 | 0.38734 | -0.05725 | -0.05725 | 0.030062 | 0.016801 | FALSE | 0 | 0.42966 | -0.035446 | -0.035446 | 0.051866 | 0.06055
0.34623 | 0.93308 | 521 | 0.52439 | 0.0018354 | -0.091771 | -0.091771 | 0.70209 | 0.10608 | 0.014313 | 0.10608 | -0.0002222 | FALSE | 0 | 0.30615 | -0.10136 | -0.10136 | -0.0095899 | 0.017659 | FALSE | 0 | 0.93308 | 0.29983 | 0.29983 | 0.3916 | 0.063642
0.55607 | 0.99493 | 522 | 0.5264 | 0.0019866 | -0.099328 | -0.099328 | 0.4337 | -0.033395 | -0.13272 | -0.033395 | -0.0002405 | FALSE | 0 | 0.86852 | 0.22388 | 0.22388 | 0.32321 | 0.019113 | FALSE | 0 | 0.99493 | 0.51414 | 0.51414 | 0.61347 | 0.068883
0.10253 | 0.37245 | 523 | 0.52669 | 0.0020088 | -0.10044 | -0.10044 | 0.53456 | 0.017346 | -0.083097 | 0.017346 | -0.0002432 | FALSE | 0 | 0.91065 | 0.26895 | 0.26895 | 0.3694 | 0.019327 | FALSE | 0 | 0.37245 | -0.065077 | -0.065077 | 0.035366 | 0.069656
0.37026 | 0.99664 | 524 | 0.52784 | 0.0020955 | -0.10478 | -0.10478 | 0.090436 | -0.26762 | -0.37239 | -0.26762 | -0.00025369 | FALSE | 0 | 0.70261 | 0.10638 | 0.10638 | 0.21116 | 0.020161 | FALSE | 0 | 0.99664 | 0.54216 | 0.54216 | 0.64694 | 0.072661
0.3603 | 0.25248 | 525 | 0.52905 | 0.0021865 | -0.10933 | -0.10933 | 0.38097 | -0.060589 | -0.16991 | -0.060589 | -0.0002647 | FALSE | 0 | 0.52712 | 0.013608 | 0.013608 | 0.12293 | 0.021037 | FALSE | 0 | 0.25248 | -0.13334 | -0.13334 | -0.024014 | 0.075816
0.063827 | 0.84055 | 526 | 0.5307 | 0.0023112 | -0.11556 | -0.11556 | 0.66906 | 0.087461 | -0.0281 | 0.087461 | -0.0002798 | FALSE | 0 | 0.079043 | -0.28231 | -0.28231 | -0.16675 | 0.022237 | FALSE | 0 | 0.84055 | 0.19934 | 0.19934 | 0.31491 | 0.08014
0.25282 | 0.25891 | 527 | 0.53137 | 0.0023612 | -0.11806 | -0.11806 | 0.00087504 | -0.62593 | -0.74399 | -0.62593 | -0.00028585 | FALSE | 0 | 0.48906 | -0.0054856 | -0.0054856 | 0.11258 | 0.022718 | FALSE | 0 | 0.25891 | -0.12934 | -0.12934 | -0.011281 | 0.081874
0.53382 | 0.97267 | 528 | 0.53178 | 0.0023927 | -0.11963 | -0.11963 | 0.80512 | 0.17201 | 0.052376 | 0.17201 | -0.00028967 | FALSE | 0 | 0.26119 | -0.12794 | -0.12794 | -0.0083003 | 0.023021 | FALSE | 0 | 0.97267 | 0.3843 | 0.3843 | 0.50394 | 0.082966
0.70413 | 0.7724 | 529 | 0.53316 | 0.0024967 | -0.12483 | -0.12483 | 0.30457 | -0.10226 | -0.22709 | -0.10226 | -0.00030225 | FALSE | 0 | 0.3733 | -0.064623 | -0.064623 | 0.060211 | 0.024021 | FALSE | 0 | 0.7724 | 0.14935 | 0.14935 | 0.27419 | 0.086571
0.35859 | 0.9413 | 530 | 0.53375 | 0.0025413 | -0.12707 | -0.12707 | 0.44166 | -0.029353 | -0.15642 | -0.029353 | -0.00030766 | FALSE | 0 | 0.4359 | -0.032274 | -0.032274 | 0.094793 | 0.024451 | FALSE | 0 | 0.9413 | 0.31315 | 0.31315 | 0.44022 | 0.08812
0.10702 | 0.67618 | 531 | 0.53591 | 0.0027041 | -0.13521 | -0.13521 | 0.74432 | 0.13134 | -0.0038641 | 0.13134 | -0.00032736 | FALSE | 0 | 0.20144 | -0.1673 | -0.1673 | -0.032092 | 0.026017 | FALSE | 0 | 0.67618 | 0.091408 | 0.091408 | 0.22661 | 0.093764
0.74569 | 0.96375 | 532 | 0.53678 | 0.0027698 | -0.13849 | -0.13849 | 0.13107 | -0.22427 | -0.36276 | -0.22427 | -0.00033532 | FALSE | 0 | 0.5636 | 0.032022 | 0.032022 | 0.17051 | 0.026649 | FALSE | 0 | 0.96375 | 0.35918 | 0.35918 | 0.49767 | 0.096041
0.96982 | 0.15726 | 533 | 0.53683 | 0.0027734 | -0.13867 | -0.13867 | 0.44776 | -0.026264 | -0.16493 | -0.026264 | -0.00033575 | FALSE | 0 | 0.35782 | -0.072861 | -0.072861 | 0.065807 | 0.026683 | FALSE | 0 | 0.15726 | -0.20116 | -0.20116 | -0.06249 | 0.096165
0.49538 | 0.65081 | 534 | 0.5378 | 0.0028467 | -0.14233 | -0.14233 | 0.67223 | 0.089214 | -0.05312 | 0.089214 | -0.00034462 | FALSE | 0 | 0.31301 | -0.097469 | -0.097469 | 0.044865 | 0.027388 | FALSE | 0 | 0.65081 | 0.077502 | 0.077502 | 0.21984 | 0.098707
0.75442 | 0.82767 | 535 | 0.53915 | 0.0029485 | -0.14743 | -0.14743 | 0.15115 | -0.2063 | -0.35373 | -0.2063 | -0.00035695 | FALSE | 0 | 0.25208 | -0.13359 | -0.13359 | 0.013835 | 0.028368 | FALSE | 0 | 0.82767 | 0.189 | 0.189 | 0.33643 | 0.10224
0.97564 | 0.78362 | 536 | 0.54104 | 0.0030916 | -0.15458 | -0.15458 | 0.66006 | 0.082525 | -0.072053 | 0.082525 | -0.00037427 | FALSE | 0 | 0.89335 | 0.24891 | 0.24891 | 0.40348 | 0.029744 | FALSE | 0 | 0.78362 | 0.1569 | 0.1569 | 0.31148 | 0.1072
0.76267 | 0.17215 | 537 | 0.54175 | 0.003145 | -0.15725 | -0.15725 | 0.65301 | 0.07869 | -0.078559 | 0.07869 | -0.00038074 | FALSE | 0 | 0.7798 | 0.1543 | 0.1543 | 0.31155 | 0.030258 | FALSE | 0 | 0.17215 | -0.18914 | -0.18914 | -0.031895 | 0.10905
0.3348 | 0.85694 | 538 | 0.54423 | 0.0033327 | -0.16664 | -0.16664 | 0.39308 | -0.054261 | -0.2209 | -0.054261 | -0.00040347 | FALSE | 0 | 0.63786 | 0.07055 | 0.07055 | 0.23719 | 0.032065 | FALSE | 0 | 0.85694 | 0.21333 | 0.21333 | 0.37997 | 0.11556
0.86063 | 0.21278 | 539 | 0.54665 | 0.0035163 | -0.17581 | -0.17581 | 0.62514 | 0.0638 | -0.11201 | 0.0638 | -0.00042569 | FALSE | 0 | 0.65541 | 0.079996 | 0.079996 | 0.25581 | 0.033831 | FALSE | 0 | 0.21278 | -0.15936 | -0.15936 | 0.016452 | 0.12192
0.80972 | 0.94562 | 540 | 0.54668 | 0.0035182 | -0.17591 | -0.17591 | 0.68312 | 0.095288 | -0.080622 | 0.095288 | -0.00042592 | FALSE | 0 | 0.038004 | -0.35487 | -0.35487 | -0.17896 | 0.033849 | FALSE | 0 | 0.94562 | 0.32075 | 0.32075 | 0.49666 | 0.12199
0.75381 | 0.11267 | 541 | 0.54697 | 0.0035405 | -0.17702 | -0.17702 | 0.12549 | -0.22959 | -0.40662 | -0.22959 | -0.00042862 | FALSE | 0 | 0.44943 | -0.02542 | -0.02542 | 0.1516 | 0.034064 | FALSE | 0 | 0.11267 | -0.24249 | -0.24249 | -0.065466 | 0.12276
0.60236 | 0.74073 | 542 | 0.54728 | 0.0035636 | -0.17818 | -0.17818 | 0.64332 | 0.07347 | -0.10471 | 0.07347 | -0.00043142 | FALSE | 0 | 0.075486 | -0.28722 | -0.28722 | -0.10904 | 0.034286 | FALSE | 0 | 0.74073 | 0.12912 | 0.12912 | 0.3073 | 0.12357
0.77987 | 0.88441 | 543 | 0.54739 | 0.0035719 | -0.17859 | -0.17859 | 0.26993 | -0.12261 | -0.3012 | -0.12261 | -0.00043242 | FALSE | 0 | 0.56219 | 0.031306 | 0.031306 | 0.2099 | 0.034366 | FALSE | 0 | 0.88441 | 0.23947 | 0.23947 | 0.41806 | 0.12385
0.55125 | 0.020871 | 544 | 0.54851 | 0.0036571 | -0.18286 | -0.18286 | 0.15322 | -0.20454 | -0.3874 | -0.20454 | -0.00044274 | FALSE | 0 | 0.5069 | 0.0034593 | 0.0034593 | 0.18631 | 0.035186 | FALSE | 0 | 0.020871 | -0.40722 | -0.40722 | -0.22436 | 0.12681
0.45696 | 0.1813 | 545 | 0.5514 | 0.0038759 | -0.19379 | -0.19379 | 0.018166 | -0.41864 | -0.61243 | -0.41864 | -0.00046922 | FALSE | 0 | 0.47582 | -0.012129 | -0.012129 | 0.18166 | 0.03729 | FALSE | 0 | 0.1813 | -0.18209 | -0.18209 | 0.011708 | 0.13439
0.84095 | 0.73318 | 546 | 0.55364 | 0.0040458 | -0.20229 | -0.20229 | 0.62203 | 0.062165 | -0.14013 | 0.062165 | -0.0004898 | FALSE | 0 | 0.2457 | -0.13762 | -0.13762 | 0.064672 | 0.038926 | FALSE | 0 | 0.73318 | 0.12449 | 0.12449 | 0.32678 | 0.14029
0.17469 | 0.74376 | 547 | 0.55446 | 0.0041085 | -0.20542 | -0.20542 | 0.19689 | -0.17055 | -0.37598 | -0.17055 | -0.00049738 | FALSE | 0 | 0.18319 | -0.18066 | -0.18066 | 0.024767 | 0.039529 | FALSE | 0 | 0.74376 | 0.131 | 0.131 | 0.33642 | 0.14246
0.64335 | 0.66457 | 548 | 0.55514 | 0.0041601 | -0.208 | -0.208 | 0.89319 | 0.24873 | 0.040727 | 0.24873 | -0.00050363 | FALSE | 0 | 0.28139 | -0.11575 | -0.11575 | 0.092258 | 0.040025 | FALSE | 0 | 0.66457 | 0.084994 | 0.084994 | 0.293 | 0.14425
0.87076 | 0.96524 | 549 | 0.55565 | 0.0041988 | -0.20994 | -0.20994 | 0.19408 | -0.17259 | -0.38253 | -0.17259 | -0.00050831 | FALSE | 0 | 0.71224 | 0.11199 | 0.11199 | 0.32193 | 0.040397 | FALSE | 0 | 0.96524 | 0.36299 | 0.36299 | 0.57293 | 0.14559
0.35157 | 0.79425 | 550 | 0.55644 | 0.0042587 | -0.21293 | -0.21293 | 0.23295 | -0.14583 | -0.35877 | -0.14583 | -0.00051556 | FALSE | 0 | 0.16626 | -0.19381 | -0.19381 | 0.019124 | 0.040973 | FALSE | 0 | 0.79425 | 0.16425 | 0.16425 | 0.37719 | 0.14767
0.13972 | 0.55086 | 551 | 0.55646 | 0.0042602 | -0.21301 | -0.21301 | 0.99456 | 0.50928 | 0.29627 | 0.50928 | -0.00051575 | FALSE | 0 | 0.057677 | -0.31491 | -0.31491 | -0.1019 | 0.040988 | FALSE | 0 | 0.55086 | 0.025567 | 0.025567 | 0.23858 | 0.14772
0.35803 | 0.20896 | 552 | 0.5566 | 0.0042708 | -0.21354 | -0.21354 | 0.76519 | 0.14462 | -0.068924 | 0.14462 | -0.00051704 | FALSE | 0 | 0.66028 | 0.082646 | 0.082646 | 0.29619 | 0.041091 | FALSE | 0 | 0.20896 | -0.16201 | -0.16201 | 0.051537 | 0.14809
0.42422 | 0.42546 | 553 | 0.5571 | 0.0043087 | -0.21544 | -0.21544 | 0.12617 | -0.22894 | -0.44437 | -0.22894 | -0.00052162 | FALSE | 0 | 0.83689 | 0.19635 | 0.19635 | 0.41178 | 0.041455 | FALSE | 0 | 0.42546 | -0.037588 | -0.037588 | 0.17785 | 0.1494
0.38387 | 0.67953 | 554 | 0.55729 | 0.0043234 | -0.21617 | -0.21617 | 0.3378 | -0.083696 | -0.29986 | -0.083696 | -0.0005234 | FALSE | 0 | 0.26654 | -0.12466 | -0.12466 | 0.091509 | 0.041596 | FALSE | 0 | 0.67953 | 0.093278 | 0.093278 | 0.30945 | 0.14991
0.74339 | 0.9018 | 555 | 0.562 | 0.0046816 | -0.23408 | -0.23408 | 0.73272 | 0.12421 | -0.10987 | 0.12421 | -0.00056677 | FALSE | 0 | 0.9319 | 0.29801 | 0.29801 | 0.53209 | 0.045043 | FALSE | 0 | 0.9018 | 0.25837 | 0.25837 | 0.49245 | 0.16233
0.24764 | 0.74887 | 556 | 0.56201 | 0.0046823 | -0.23412 | -0.23412 | 0.22019 | -0.15431 | -0.38843 | -0.15431 | -0.00056685 | FALSE | 0 | 0.3606 | -0.07137 | -0.07137 | 0.16275 | 0.045049 | FALSE | 0 | 0.74887 | 0.13419 | 0.13419 | 0.3683 | 0.16236
0.99768 | 0.83461 | 557 | 0.56242 | 0.0047135 | -0.23567 | -0.23567 | 0.70259 | 0.10637 | -0.1293 | 0.10637 | -0.00057062 | FALSE | 0 | 0.6927 | 0.1007 | 0.1007 | 0.33638 | 0.045349 | FALSE | 0 | 0.83461 | 0.19451 | 0.19451 | 0.43018 | 0.16344
0.64147 | 0.90907 | 558 | 0.56245 | 0.0047156 | -0.23578 | -0.23578 | 0.35667 | -0.073473 | -0.30925 | -0.073473 | -0.00057088 | FALSE | 0 | 0.2242 | -0.15162 | -0.15162 | 0.084164 | 0.04537 | FALSE | 0 | 0.90907 | 0.26701 | 0.26701 | 0.50279 | 0.16351
0.60589 | 0.15324 | 559 | 0.56349 | 0.0047949 | -0.23974 | -0.23974 | 0.10145 | -0.25467 | -0.49441 | -0.25467 | -0.00058048 | FALSE | 0 | 0.080205 | -0.28074 | -0.28074 | -0.040995 | 0.046132 | FALSE | 0 | 0.15324 | -0.20453 | -0.20453 | 0.035214 | 0.16626
0.061468 | 0.14893 | 560 | 0.56433 | 0.004859 | -0.24295 | -0.24295 | 0.52365 | 0.011862 | -0.23109 | 0.011862 | -0.00058824 | FALSE | 0 | 0.90021 | 0.25655 | 0.25655 | 0.4995 | 0.046749 | FALSE | 0 | 0.14893 | -0.20821 | -0.20821 | 0.03474 | 0.16848
0.99112 | 0.82626 | 561 | 0.56434 | 0.0048597 | -0.24298 | -0.24298 | 0.95457 | 0.33818 | 0.095194 | 0.33818 | -0.00058832 | FALSE | 0 | 0.20946 | -0.16166 | -0.16166 | 0.081324 | 0.046756 | FALSE | 0 | 0.82626 | 0.1879 | 0.1879 | 0.43088 | 0.16851
0.66447 | 0.89277 | 562 | 0.56446 | 0.0048687 | -0.24343 | -0.24343 | 0.052529 | -0.32416 | -0.5676 | -0.32416 | -0.00058941 | FALSE | 0 | 0.31695 | -0.09525 | -0.09525 | 0.14818 | 0.046842 | FALSE | 0 | 0.89277 | 0.24828 | 0.24828 | 0.49171 | 0.16882
0.78118 | 0.11842 | 563 | 0.56494 | 0.0049055 | -0.24528 | -0.24528 | 0.099265 | -0.25715 | -0.50243 | -0.25715 | -0.00059388 | FALSE | 0 | 0.95601 | 0.34123 | 0.34123 | 0.58651 | 0.047197 | FALSE | 0 | 0.11842 | -0.23658 | -0.23658 | 0.0086955 | 0.1701
0.70043 | 0.24021 | 564 | 0.56558 | 0.0049541 | -0.2477 | -0.2477 | 0.088785 | -0.26966 | -0.51736 | -0.26966 | -0.00059975 | FALSE | 0 | 0.19321 | -0.17322 | -0.17322 | 0.07448 | 0.047664 | FALSE | 0 | 0.24021 | -0.14112 | -0.14112 | 0.10658 | 0.17178
0.23827 | 0.32146 | 565 | 0.56586 | 0.0049751 | -0.24875 | -0.24875 | 0.16514 | -0.19471 | -0.44346 | -0.19471 | -0.00060229 | FALSE | 0 | 0.7407 | 0.1291 | 0.1291 | 0.37785 | 0.047866 | FALSE | 0 | 0.32146 | -0.092722 | -0.092722 | 0.15603 | 0.17251
0.0513 | 0.30927 | 566 | 0.56691 | 0.0050557 | -0.25278 | -0.25278 | 0.049491 | -0.32996 | -0.58275 | -0.32996 | -0.00061205 | FALSE | 0 | 0.63679 | 0.069976 | 0.069976 | 0.32276 | 0.048642 | FALSE | 0 | 0.30927 | -0.099581 | -0.099581 | 0.1532 | 0.1753
0.55913 | 0.601 | 567 | 0.56822 | 0.0051552 | -0.25776 | -0.25776 | 0.26428 | -0.12604 | -0.3838 | -0.12604 | -0.0006241 | FALSE | 0 | 0.089486 | -0.26879 | -0.26879 | -0.011024 | 0.049599 | FALSE | 0 | 0.601 | 0.051185 | 0.051185 | 0.30895 | 0.17875
0.36585 | 0.59156 | 568 | 0.5697 | 0.0052684 | -0.26342 | -0.26342 | 0.6628 | 0.084021 | -0.1794 | 0.084021 | -0.00063781 | FALSE | 0 | 0.056287 | -0.31735 | -0.31735 | -0.053925 | 0.050688 | FALSE | 0 | 0.59156 | 0.046312 | 0.046312 | 0.30973 | 0.18268
0.071262 | 0.92159 | 569 | 0.57053 | 0.0053318 | -0.26659 | -0.26659 | 0.52793 | 0.014015 | -0.25258 | 0.014015 | -0.00064548 | FALSE | 0 | 0.0015019 | -0.59347 | -0.59347 | -0.32688 | 0.051298 | FALSE | 0 | 0.92159 | 0.28317 | 0.28317 | 0.54976 | 0.18488
0.8073 | 0.13869 | 570 | 0.57163 | 0.0054157 | -0.27078 | -0.27078 | 0.041031 | -0.34777 | -0.61855 | -0.34777 | -0.00065563 | FALSE | 0 | 0.96142 | 0.35347 | 0.35347 | 0.62426 | 0.052105 | FALSE | 0 | 0.13869 | -0.21724 | -0.21724 | 0.05354 | 0.18779
0.31148 | 0.28963 | 571 | 0.57181 | 0.0054295 | -0.27148 | -0.27148 | 0.17436 | -0.18741 | -0.45889 | -0.18741 | -0.00065731 | FALSE | 0 | 0.27716 | -0.11826 | -0.11826 | 0.15321 | 0.052238 | FALSE | 0 | 0.28963 | -0.1109 | -0.1109 | 0.16058 | 0.18827
0.26174 | 0.62597 | 572 | 0.57662 | 0.0057977 | -0.28988 | -0.28988 | 0.63366 | 0.068312 | -0.22157 | 0.068312 | -0.00070188 | FALSE | 0 | 0.1523 | -0.20533 | -0.20533 | 0.084557 | 0.05578 | FALSE | 0 | 0.62597 | 0.064238 | 0.064238 | 0.35412 | 0.20103
0.74175 | 0.82471 | 573 | 0.57718 | 0.0058409 | -0.29205 | -0.29205 | 0.3727 | -0.064941 | -0.35699 | -0.064941 | -0.00070711 | FALSE | 0 | 0.92105 | 0.28243 | 0.28243 | 0.57448 | 0.056196 | FALSE | 0 | 0.82471 | 0.18669 | 0.18669 | 0.47874 | 0.20253
0.66961 | 0.70683 | 574 | 0.57778 | 0.0058868 | -0.29434 | -0.29434 | 0.51958 | 0.0098212 | -0.28452 | 0.0098212 | -0.00071267 | FALSE | 0 | 0.83251 | 0.19283 | 0.19283 | 0.48717 | 0.056638 | FALSE | 0 | 0.70683 | 0.10883 | 0.10883 | 0.40317 | 0.20412
0.95124 | 0.034667 | 575 | 0.57824 | 0.005922 | -0.2961 | -0.2961 | 0.032416 | -0.36928 | -0.66538 | -0.36928 | -0.00071693 | FALSE | 0 | 0.33321 | -0.086214 | -0.086214 | 0.20989 | 0.056977 | FALSE | 0 | 0.034667 | -0.36325 | -0.36325 | -0.067148 | 0.20534
0.93931 | 0.67324 | 576 | 0.57868 | 0.0059555 | -0.29777 | -0.29777 | 0.56466 | 0.032557 | -0.26522 | 0.032557 | -0.00072098 | FALSE | 0 | 0.65784 | 0.081316 | 0.081316 | 0.37909 | 0.057299 | FALSE | 0 | 0.67324 | 0.089776 | 0.089776 | 0.38755 | 0.2065
0.092925 | 0.10489 | 577 | 0.57951 | 0.0060193 | -0.30096 | -0.30096 | 0.70851 | 0.10981 | -0.19115 | 0.10981 | -0.00072871 | FALSE | 0 | 0.87493 | 0.23 | 0.23 | 0.53096 | 0.057912 | FALSE | 0 | 0.10489 | -0.25083 | -0.25083 | 0.050134 | 0.20872
0.8515 | 0.38143 | 578 | 0.58015 | 0.0060682 | -0.30341 | -0.30341 | 0.52308 | 0.011576 | -0.29183 | 0.011576 | -0.00073463 | FALSE | 0 | 0.85403 | 0.21077 | 0.21077 | 0.51418 | 0.058383 | FALSE | 0 | 0.38143 | -0.060344 | -0.060344 | 0.24307 | 0.21041
0.94902 | 0.26527 | 579 | 0.58036 | 0.0060842 | -0.30421 | -0.30421 | 0.36757 | -0.067657 | -0.37187 | -0.067657 | -0.00073657 | FALSE | 0 | 0.62435 | 0.063383 | 0.063383 | 0.36759 | 0.058537 | FALSE | 0 | 0.26527 | -0.12543 | -0.12543 | 0.17878 | 0.21097
0.53605 | 0.46574 | 580 | 0.58084 | 0.0061211 | -0.30605 | -0.30605 | 0.15782 | -0.20069 | -0.50674 | -0.20069 | -0.00074103 | FALSE | 0 | 0.9206 | 0.28182 | 0.28182 | 0.58788 | 0.058892 | FALSE | 0 | 0.46574 | -0.017195 | -0.017195 | 0.28886 | 0.21225
0.20248 | 0.27572 | 581 | 0.58088 | 0.0061245 | -0.30622 | -0.30622 | 0.17859 | -0.18415 | -0.49038 | -0.18415 | -0.00074144 | FALSE | 0 | 0.42267 | -0.039013 | -0.039013 | 0.26721 | 0.058925 | FALSE | 0 | 0.27572 | -0.11912 | -0.11912 | 0.1871 | 0.21236
0.14889 | 0.020922 | 582 | 0.58197 | 0.0062081 | -0.3104 | -0.3104 | 0.13248 | -0.22295 | -0.53335 | -0.22295 | -0.00075156 | FALSE | 0 | 0.26344 | -0.12656 | -0.12656 | 0.18385 | 0.059729 | FALSE | 0 | 0.020922 | -0.40701 | -0.40701 | -0.096611 | 0.21526
0.21734 | 0.68535 | 583 | 0.58231 | 0.0062339 | -0.31169 | -0.31169 | 0.32366 | -0.091497 | -0.40319 | -0.091497 | -0.00075468 | FALSE | 0 | 0.45253 | -0.023853 | -0.023853 | 0.28784 | 0.059977 | FALSE | 0 | 0.68535 | 0.096542 | 0.096542 | 0.40824 | 0.21616
0.30079 | 0.027329 | 584 | 0.58512 | 0.0064502 | -0.32251 | -0.32251 | 0.88009 | 0.23508 | -0.087425 | 0.23508 | -0.00078087 | FALSE | 0 | 0.53118 | 0.015647 | 0.015647 | 0.33816 | 0.062058 | FALSE | 0 | 0.027329 | -0.38432 | -0.38432 | -0.061809 | 0.22366
0.69029 | 0.6077 | 585 | 0.58585 | 0.0065061 | -0.32531 | -0.32531 | 0.53286 | 0.016494 | -0.30881 | 0.016494 | -0.00078764 | FALSE | 0 | 0.91583 | 0.27552 | 0.27552 | 0.60082 | 0.062596 | FALSE | 0 | 0.6077 | 0.054668 | 0.054668 | 0.37997 | 0.2256
0.54824 | 0.47417 | 586 | 0.58635 | 0.0065451 | -0.32725 | -0.32725 | 0.46848 | -0.01582 | -0.34307 | -0.01582 | -0.00079236 | FALSE | 0 | 0.62642 | 0.064475 | 0.064475 | 0.39173 | 0.062971 | FALSE | 0 | 0.47417 | -0.01296 | -0.01296 | 0.31429 | 0.22695
0.32851 | 0.99409 | 587 | 0.58732 | 0.0066198 | -0.33099 | -0.33099 | 0.129 | -0.22622 | -0.55721 | -0.22622 | -0.0008014 | FALSE | 0 | 0.24361 | -0.13895 | -0.13895 | 0.19204 | 0.06369 | FALSE | 0 | 0.99409 | 0.50347 | 0.50347 | 0.83446 | 0.22954
0.56312 | 0.14919 | 588 | 0.58764 | 0.006644 | -0.3322 | -0.3322 | 0.1656 | -0.19434 | -0.52654 | -0.19434 | -0.00080434 | FALSE | 0 | 0.67069 | 0.088365 | 0.088365 | 0.42056 | 0.063923 | FALSE | 0 | 0.14919 | -0.20798 | -0.20798 | 0.12422 | 0.23038
0.28416 | 0.41523 | 589 | 0.58981 | 0.0068115 | -0.34058 | -0.34058 | 0.57609 | 0.038381 | -0.30219 | 0.038381 | -0.00082461 | FALSE | 0 | 0.073278 | -0.29036 | -0.29036 | 0.050214 | 0.065535 | FALSE | 0 | 0.41523 | -0.042822 | -0.042822 | 0.29775 | 0.23619
0.85923 | 0.197 | 590 | 0.59004 | 0.0068294 | -0.34147 | -0.34147 | 0.0091385 | -0.47199 | -0.81346 | -0.47199 | -0.00082678 | FALSE | 0 | 0.87355 | 0.22867 | 0.22867 | 0.57014 | 0.065706 | FALSE | 0 | 0.197 | -0.17048 | -0.17048 | 0.17099 | 0.23681
0.35469 | 0.9089 | 591 | 0.59124 | 0.0069217 | -0.34609 | -0.34609 | 0.96021 | 0.35062 | 0.0045389 | 0.35062 | -0.00083796 | FALSE | 0 | 0.35722 | -0.07318 | -0.07318 | 0.27291 | 0.066595 | FALSE | 0 | 0.9089 | 0.2668 | 0.2668 | 0.61288 | 0.24001
0.071932 | 0.4925 | 592 | 0.59177 | 0.0069633 | -0.34816 | -0.34816 | 0.42757 | -0.036514 | -0.38468 | -0.036514 | -0.00084299 | FALSE | 0 | 0.46543 | -0.017354 | -0.017354 | 0.33081 | 0.066995 | FALSE | 0 | 0.4925 | -0.0037613 | -0.0037613 | 0.3444 | 0.24145
0.21258 | 0.031352 | 593 | 0.59199 | 0.00698 | -0.349 | -0.349 | 0.3619 | -0.070679 | -0.41968 | -0.070679 | -0.00084501 | FALSE | 0 | 0.1656 | -0.19434 | -0.19434 | 0.15466 | 0.067155 | FALSE | 0 | 0.031352 | -0.37226 | -0.37226 | -0.023258 | 0.24203
0.88334 | 0.12165 | 594 | 0.59438 | 0.0071647 | -0.35824 | -0.35824 | 0.39519 | -0.053164 | -0.4114 | -0.053164 | -0.00086737 | FALSE | 0 | 0.59083 | 0.045935 | 0.045935 | 0.40417 | 0.068933 | FALSE | 0 | 0.12165 | -0.23336 | -0.23336 | 0.12488 | 0.24843
0.68558 | 0.9378 | 595 | 0.59583 | 0.0072772 | -0.36386 | -0.36386 | 0.3614 | -0.070946 | -0.43481 | -0.070946 | -0.00088099 | FALSE | 0 | 0.7332 | 0.1245 | 0.1245 | 0.48836 | 0.070015 | FALSE | 0 | 0.9378 | 0.30732 | 0.30732 | 0.67118 | 0.25233
0.83536 | 0.38056 | 596 | 0.59587 | 0.0072799 | -0.364 | -0.364 | 0.47437 | -0.012857 | -0.37685 | -0.012857 | -0.00088132 | FALSE | 0 | 0.96586 | 0.36464 | 0.36464 | 0.72863 | 0.070041 | FALSE | 0 | 0.38056 | -0.060804 | -0.060804 | 0.30319 | 0.25243
0.52268 | 0.64891 | 597 | 0.59838 | 0.0074746 | -0.37373 | -0.37373 | 0.012682 | -0.44717 | -0.82089 | -0.44717 | -0.00090489 | FALSE | 0 | 0.954 | 0.33698 | 0.33698 | 0.71071 | 0.071914 | FALSE | 0 | 0.64891 | 0.076474 | 0.076474 | 0.4502 | 0.25918
0.95947 | 0.11421 | 598 | 0.59955 | 0.0075656 | -0.37828 | -0.37828 | 0.75683 | 0.13923 | -0.23905 | 0.13923 | -0.00091591 | FALSE | 0 | 0.40876 | -0.046147 | -0.046147 | 0.33213 | 0.07279 | FALSE | 0 | 0.11421 | -0.24089 | -0.24089 | 0.13739 | 0.26233
0.80783 | 0.87766 | 599 | 0.60302 | 0.0078349 | -0.39175 | -0.39175 | 0.067292 | -0.29925 | -0.691 | -0.29925 | -0.00094851 | FALSE | 0 | 0.64282 | 0.073203 | 0.073203 | 0.46495 | 0.075381 | FALSE | 0 | 0.87766 | 0.23268 | 0.23268 | 0.62442 | 0.27167
0.63417 | 0.73199 | 600 | 0.60332 | 0.0078582 | -0.39291 | -0.39291 | 0.081366 | -0.27919 | -0.6721 | -0.27919 | -0.00095133 | FALSE | 0 | 0.37115 | -0.065761 | -0.065761 | 0.32715 | 0.075605 | FALSE | 0 | 0.73199 | 0.12377 | 0.12377 | 0.51668 | 0.27248
0.98469 | 0.046114 | 601 | 0.60518 | 0.008003 | -0.40015 | -0.40015 | 0.31074 | -0.098749 | -0.4989 | -0.098749 | -0.00096886 | FALSE | 0 | 0.29107 | -0.11005 | -0.11005 | 0.2901 | 0.076998 | FALSE | 0 | 0.046114 | -0.33675 | -0.33675 | 0.063397 | 0.2775
0.022218 | 0.096808 | 602 | 0.60521 | 0.0080057 | -0.40028 | -0.40028 | 0.015629 | -0.43076 | -0.83104 | -0.43076 | -0.00096919 | FALSE | 0 | 0.79195 | 0.16264 | 0.16264 | 0.56293 | 0.077024 | FALSE | 0 | 0.096808 | -0.25999 | -0.25999 | 0.14029 | 0.27759
0.70707 | 0.96648 | 603 | 0.60653 | 0.0081083 | -0.40541 | -0.40541 | 0.69984 | 0.10479 | -0.30062 | 0.10479 | -0.0009816 | FALSE | 0 | 0.982 | 0.4194 | 0.4194 | 0.82481 | 0.078011 | FALSE | 0 | 0.96648 | 0.36627 | 0.36627 | 0.77169 | 0.28115
0.79503 | 0.98013 | 604 | 0.60692 | 0.0081387 | -0.40694 | -0.40694 | 0.35645 | -0.073594 | -0.48053 | -0.073594 | -0.00098529 | FALSE | 0 | 0.46726 | -0.01643 | -0.01643 | 0.39051 | 0.078304 | FALSE | 0 | 0.98013 | 0.41129 | 0.41129 | 0.81823 | 0.28221
0.083234 | 0.070506 | 605 | 0.60769 | 0.0081993 | -0.40997 | -0.40997 | 0.88779 | 0.24297 | -0.16699 | 0.24297 | -0.00099262 | FALSE | 0 | 0.20695 | -0.16341 | -0.16341 | 0.24655 | 0.078887 | FALSE | 0 | 0.070506 | -0.29441 | -0.29441 | 0.11556 | 0.28431
0.26112 | 0.64798 | 606 | 0.60771 | 0.0082005 | -0.41003 | -0.41003 | 0.20567 | -0.16431 | -0.57434 | -0.16431 | -0.00099277 | FALSE | 0 | 0.63575 | 0.069424 | 0.069424 | 0.47945 | 0.078899 | FALSE | 0 | 0.64798 | 0.075972 | 0.075972 | 0.486 | 0.28435
0.71803 | 0.98246 | 607 | 0.60936 | 0.0083298 | -0.41649 | -0.41649 | 0.074268 | -0.28894 | -0.70543 | -0.28894 | -0.0010084 | FALSE | 0 | 0.91115 | 0.26958 | 0.26958 | 0.68607 | 0.080142 | FALSE | 0 | 0.98246 | 0.42147 | 0.42147 | 0.83796 | 0.28883
0.29594 | 0.90982 | 608 | 0.60957 | 0.0083463 | -0.41731 | -0.41731 | 0.59379 | 0.047459 | -0.36985 | 0.047459 | -0.0010104 | FALSE | 0 | 0.64901 | 0.076531 | 0.076531 | 0.49384 | 0.080301 | FALSE | 0 | 0.90982 | 0.26793 | 0.26793 | 0.68524 | 0.2894
0.2874 | 0.54824 | 609 | 0.60967 | 0.008354 | -0.4177 | -0.4177 | 0.77571 | 0.15156 | -0.26614 | 0.15156 | -0.0010113 | FALSE | 0 | 0.15443 | -0.20352 | -0.20352 | 0.21418 | 0.080375 | FALSE | 0 | 0.54824 | 0.024243 | 0.024243 | 0.44194 | 0.28967
0.62803 | 0.46593 | 610 | 0.6097 | 0.0083564 | -0.41782 | -0.41782 | 0.47811 | -0.010979 | -0.4288 | -0.010979 | -0.0010116 | FALSE | 0 | 0.8972 | 0.25315 | 0.25315 | 0.67098 | 0.080399 | FALSE | 0 | 0.46593 | -0.017102 | -0.017102 | 0.40072 | 0.28976
0.54161 | 0.098334 | 611 | 0.60982 | 0.0083655 | -0.41827 | -0.41827 | 0.73476 | 0.12546 | -0.29282 | 0.12546 | -0.0010127 | FALSE | 0 | 0.6402 | 0.071797 | 0.071797 | 0.49007 | 0.080486 | FALSE | 0 | 0.098334 | -0.25822 | -0.25822 | 0.16005 | 0.29007
0.79067 | 0.95055 | 612 | 0.60992 | 0.0083732 | -0.41866 | -0.41866 | 0.29682 | -0.10672 | -0.52537 | -0.10672 | -0.0010137 | FALSE | 0 | 0.58425 | 0.042554 | 0.042554 | 0.46121 | 0.08056 | FALSE | 0 | 0.95055 | 0.33004 | 0.33004 | 0.7487 | 0.29034
0.587 | 0.53576 | 613 | 0.6116 | 0.0085046 | -0.42523 | -0.42523 | 0.25141 | -0.13401 | -0.55924 | -0.13401 | -0.0010296 | FALSE | 0 | 0.10127 | -0.25487 | -0.25487 | 0.17036 | 0.081825 | FALSE | 0 | 0.53576 | 0.017953 | 0.017953 | 0.44319 | 0.29489
0.71106 | 0.94284 | 614 | 0.61387 | 0.0086829 | -0.43415 | -0.43415 | 0.34193 | -0.081441 | -0.51559 | -0.081441 | -0.0010512 | FALSE | 0 | 0.79766 | 0.16666 | 0.16666 | 0.6008 | 0.08354 | FALSE | 0 | 0.94284 | 0.31581 | 0.31581 | 0.74996 | 0.30108
0.35244 | 0.83724 | 615 | 0.61479 | 0.0087545 | -0.43773 | -0.43773 | 0.29029 | -0.11051 | -0.54824 | -0.11051 | -0.0010598 | FALSE | 0 | 0.99906 | 0.62141 | 0.62141 | 1.0591 | 0.084229 | FALSE | 0 | 0.83724 | 0.19663 | 0.19663 | 0.63436 | 0.30356
0.51191 | 0.71835 | 616 | 0.61483 | 0.0087578 | -0.43789 | -0.43789 | 0.11298 | -0.24216 | -0.68005 | -0.24216 | -0.0010602 | FALSE | 0 | 0.93275 | 0.29932 | 0.29932 | 0.73721 | 0.08426 | FALSE | 0 | 0.71835 | 0.11559 | 0.11559 | 0.55348 | 0.30367
0.28593 | 0.15704 | 617 | 0.61545 | 0.0088062 | -0.44031 | -0.44031 | 0.82145 | 0.18418 | -0.25613 | 0.18418 | -0.0010661 | FALSE | 0 | 0.75898 | 0.14061 | 0.14061 | 0.58091 | 0.084726 | FALSE | 0 | 0.15704 | -0.20134 | -0.20134 | 0.23897 | 0.30535
0.92532 | 0.53018 | 618 | 0.61563 | 0.0088211 | -0.44105 | -0.44105 | 0.65281 | 0.078581 | -0.36247 | 0.078581 | -0.0010679 | FALSE | 0 | 0.15855 | -0.20009 | -0.20009 | 0.24096 | 0.084869 | FALSE | 0 | 0.53018 | 0.015143 | 0.015143 | 0.4562 | 0.30587
0.8666 | 0.089421 | 619 | 0.61582 | 0.0088357 | -0.44179 | -0.44179 | 0.41243 | -0.044262 | -0.48605 | -0.044262 | -0.0010697 | FALSE | 0 | 0.2823 | -0.1152 | -0.1152 | 0.32658 | 0.08501 | FALSE | 0 | 0.089421 | -0.26887 | -0.26887 | 0.17292 | 0.30637
0.5224 | 0.41949 | 620 | 0.61637 | 0.0088785 | -0.44392 | -0.44392 | 0.63749 | 0.070353 | -0.37357 | 0.070353 | -0.0010748 | FALSE | 0 | 0.68238 | 0.094874 | 0.094874 | 0.5388 | 0.085421 | FALSE | 0 | 0.41949 | -0.040637 | -0.040637 | 0.40329 | 0.30786
0.43478 | 0.069915 | 621 | 0.62037 | 0.0091934 | -0.45967 | -0.45967 | 0.022034 | -0.40269 | -0.86236 | -0.40269 | -0.001113 | FALSE | 0 | 0.8835 | 0.23854 | 0.23854 | 0.69821 | 0.088451 | FALSE | 0 | 0.069915 | -0.29528 | -0.29528 | 0.16439 | 0.31878
0.008625 | 0.84814 | 622 | 0.62067 | 0.0092171 | -0.46086 | -0.46086 | 0.60285 | 0.052148 | -0.40871 | 0.052148 | -0.0011158 | FALSE | 0 | 0.10312 | -0.25279 | -0.25279 | 0.20806 | 0.08868 | FALSE | 0 | 0.84814 | 0.2057 | 0.2057 | 0.66656 | 0.3196
0.12691 | 0.82934 | 623 | 0.6212 | 0.0092587 | -0.46294 | -0.46294 | 0.83058 | 0.19129 | -0.27164 | 0.19129 | -0.0011209 | FALSE | 0 | 0.95244 | 0.33379 | 0.33379 | 0.79673 | 0.08908 | FALSE | 0 | 0.82934 | 0.19032 | 0.19032 | 0.65325 | 0.32104
0.19447 | 0.19612 | 624 | 0.62149 | 0.0092816 | -0.46408 | -0.46408 | 0.34722 | -0.078565 | -0.54264 | -0.078565 | -0.0011236 | FALSE | 0 | 0.083369 | -0.27655 | -0.27655 | 0.18753 | 0.0893 | FALSE | 0 | 0.19612 | -0.17111 | -0.17111 | 0.29297 | 0.32183
0.87122 | 0.28454 | 625 | 0.62162 | 0.0092923 | -0.46461 | -0.46461 | 0.30228 | -0.10357 | -0.56819 | -0.10357 | -0.0011249 | FALSE | 0 | 0.97874 | 0.40569 | 0.40569 | 0.87031 | 0.089402 | FALSE | 0 | 0.28454 | -0.11388 | -0.11388 | 0.35073 | 0.3222
0.15266 | 0.67849 | 626 | 0.62275 | 0.0093816 | -0.46908 | -0.46908 | 0.85999 | 0.21606 | -0.25302 | 0.21606 | -0.0011358 | FALSE | 0 | 0.4566 | -0.021801 | -0.021801 | 0.44728 | 0.090262 | FALSE | 0 | 0.67849 | 0.092696 | 0.092696 | 0.56178 | 0.3253
0.22655 | 0.65426 | 627 | 0.62355 | 0.0094443 | -0.47221 | -0.47221 | 0.18197 | -0.18158 | -0.65379 | -0.18158 | -0.0011433 | FALSE | 0 | 0.46876 | -0.015678 | -0.015678 | 0.45654 | 0.090865 | FALSE | 0 | 0.65426 | 0.079369 | 0.079369 | 0.55158 | 0.32748
0.011413 | 0.69231 | 628 | 0.62412 | 0.0094897 | -0.47448 | -0.47448 | 0.35308 | -0.075404 | -0.54989 | -0.075404 | -0.0011488 | FALSE | 0 | 0.89194 | 0.24738 | 0.24738 | 0.72186 | 0.091302 | FALSE | 0 | 0.69231 | 0.10048 | 0.10048 | 0.57497 | 0.32905
0.63046 | 0.42274 | 629 | 0.62469 | 0.0095349 | -0.47675 | -0.47675 | 0.79799 | 0.16689 | -0.30986 | 0.16689 | -0.0011543 | FALSE | 0 | 0.92722 | 0.29108 | 0.29108 | 0.76783 | 0.091737 | FALSE | 0 | 0.42274 | -0.038979 | -0.038979 | 0.43777 | 0.33062
0.1439 | 0.92242 | 630 | 0.62627 | 0.0096598 | -0.48299 | -0.48299 | 0.24172 | -0.14016 | -0.62315 | -0.14016 | -0.0011694 | FALSE | 0 | 0.47752 | -0.011274 | -0.011274 | 0.47172 | 0.092939 | FALSE | 0 | 0.92242 | 0.28431 | 0.28431 | 0.76731 | 0.33495
0.47304 | 0.33584 | 631 | 0.62678 | 0.0096997 | -0.48499 | -0.48499 | 0.11288 | -0.24227 | -0.72725 | -0.24227 | -0.0011743 | FALSE | 0 | 0.97483 | 0.3914 | 0.3914 | 0.87639 | 0.093323 | FALSE | 0 | 0.33584 | -0.084768 | -0.084768 | 0.40022 | 0.33633
0.14181 | 0.50069 | 632 | 0.62826 | 0.0098177 | -0.49089 | -0.49089 | 0.82884 | 0.18992 | -0.30097 | 0.18992 | -0.0011886 | FALSE | 0 | 0.99144 | 0.47683 | 0.47683 | 0.96772 | 0.094458 | FALSE | 0 | 0.50069 | 0.00034373 | 0.00034373 | 0.49123 | 0.34043
0.80514 | 0.44508 | 633 | 0.62859 | 0.0098436 | -0.49218 | -0.49218 | 0.25219 | -0.13352 | -0.6257 | -0.13352 | -0.0011917 | FALSE | 0 | 0.15033 | -0.207 | -0.207 | 0.28518 | 0.094707 | FALSE | 0 | 0.44508 | -0.027622 | -0.027622 | 0.46456 | 0.34132
0.56164 | 0.30603 | 634 | 0.62894 | 0.0098712 | -0.49356 | -0.49356 | 0.96619 | 0.36549 | -0.12807 | 0.36549 | -0.001195 | FALSE | 0 | 0.64735 | 0.075634 | 0.075634 | 0.56919 | 0.094972 | FALSE | 0 | 0.30603 | -0.10143 | -0.10143 | 0.39213 | 0.34228
0.16909 | 0.68604 | 635 | 0.63034 | 0.0099824 | -0.49912 | -0.49912 | 0.11603 | -0.23901 | -0.73813 | -0.23901 | -0.0012085 | FALSE | 0 | 0.81056 | 0.17599 | 0.17599 | 0.67511 | 0.096042 | FALSE | 0 | 0.68604 | 0.096931 | 0.096931 | 0.59605 | 0.34614
0.93149 | 0.79748 | 636 | 0.63141 | 0.010068 | -0.50339 | -0.50339 | 0.75365 | 0.13721 | -0.36618 | 0.13721 | -0.0012188 | FALSE | 0 | 0.6923 | 0.10048 | 0.10048 | 0.60386 | 0.096863 | FALSE | 0 | 0.79748 | 0.16653 | 0.16653 | 0.66992 | 0.34909
0.93629 | 0.30834 | 637 | 0.63187 | 0.010104 | -0.5052 | -0.5052 | 0.83629 | 0.19587 | -0.30933 | 0.19587 | -0.0012232 | FALSE | 0 | 0.31429 | -0.096743 | -0.096743 | 0.40846 | 0.097213 | FALSE | 0 | 0.30834 | -0.10011 | -0.10011 | 0.40509 | 0.35035
0.61287 | 0.39228 | 638 | 0.63187 | 0.010105 | -0.50523 | -0.50523 | 0.43826 | -0.031077 | -0.53631 | -0.031077 | -0.0012233 | FALSE | 0 | 0.88736 | 0.24253 | 0.24253 | 0.74776 | 0.097218 | FALSE | 0 | 0.39228 | -0.054679 | -0.054679 | 0.45055 | 0.35037
0.58033 | 0.75063 | 639 | 0.63289 | 0.010186 | -0.50928 | -0.50928 | 0.34999 | -0.077072 | -0.58635 | -0.077072 | -0.0012331 | FALSE | 0 | 0.010921 | -0.45862 | -0.45862 | 0.050653 | 0.097996 | FALSE | 0 | 0.75063 | 0.1353 | 0.1353 | 0.64457 | 0.35318
0.12293 | 0.16012 | 640 | 0.63362 | 0.010244 | -0.5122 | -0.5122 | 0.41503 | -0.042924 | -0.55512 | -0.042924 | -0.0012402 | FALSE | 0 | 0.46494 | -0.017601 | -0.017601 | 0.4946 | 0.098559 | FALSE | 0 | 0.16012 | -0.19879 | -0.19879 | 0.31341 | 0.3552
0.78508 | 0.7624 | 641 | 0.63568 | 0.010408 | -0.52039 | -0.52039 | 0.24665 | -0.13701 | -0.6574 | -0.13701 | -0.00126 | FALSE | 0 | 0.35476 | -0.074498 | -0.074498 | 0.44589 | 0.10014 | FALSE | 0 | 0.7624 | 0.14281 | 0.14281 | 0.6632 | 0.36089
0.91221 | 0.77146 | 642 | 0.636 | 0.010434 | -0.52169 | -0.52169 | 0.57973 | 0.040242 | -0.48145 | 0.040242 | -0.0012631 | FALSE | 0 | 0.34357 | -0.080547 | -0.080547 | 0.44114 | 0.10038 | FALSE | 0 | 0.77146 | 0.14874 | 0.14874 | 0.67042 | 0.36179
0.84197 | 0.76899 | 643 | 0.63606 | 0.010438 | -0.52192 | -0.52192 | 0.77027 | 0.14795 | -0.37398 | 0.14795 | -0.0012637 | FALSE | 0 | 0.42079 | -0.039972 | -0.039972 | 0.48195 | 0.10043 | FALSE | 0 | 0.76899 | 0.1471 | 0.1471 | 0.66903 | 0.36195
0.64882 | 0.45476 | 644 | 0.63665 | 0.010486 | -0.52429 | -0.52429 | 0.03206 | -0.37027 | -0.89456 | -0.37027 | -0.0012694 | FALSE | 0 | 0.83765 | 0.19697 | 0.19697 | 0.72126 | 0.10089 | FALSE | 0 | 0.45476 | -0.022731 | -0.022731 | 0.50156 | 0.36359
0.25049 | 0.36391 | 645 | 0.63704 | 0.010517 | -0.52584 | -0.52584 | 0.075089 | -0.28778 | -0.81362 | -0.28778 | -0.0012732 | FALSE | 0 | 0.74023 | 0.12881 | 0.12881 | 0.65465 | 0.10118 | FALSE | 0 | 0.36391 | -0.069605 | -0.069605 | 0.45623 | 0.36466
0.84466 | 0.17258 | 646 | 0.63811 | 0.010602 | -0.5301 | -0.5301 | 0.65995 | 0.082464 | -0.44764 | 0.082464 | -0.0012835 | FALSE | 0 | 0.028674 | -0.38013 | -0.38013 | 0.14997 | 0.102 | FALSE | 0 | 0.17258 | -0.18881 | -0.18881 | 0.3413 | 0.36762
0.11819 | 0.085852 | 647 | 0.63858 | 0.01064 | -0.53201 | -0.53201 | 0.55467 | 0.027495 | -0.50452 | 0.027495 | -0.0012881 | FALSE | 0 | 0.82246 | 0.18496 | 0.18496 | 0.71697 | 0.10237 | FALSE | 0 | 0.085852 | -0.27335 | -0.27335 | 0.25866 | 0.36895
0.71542 | 0.35947 | 648 | 0.63866 | 0.010647 | -0.53233 | -0.53233 | 0.64341 | 0.073517 | -0.45882 | 0.073517 | -0.0012889 | FALSE | 0 | 0.63253 | 0.06771 | 0.06771 | 0.60004 | 0.10243 | FALSE | 0 | 0.35947 | -0.071975 | -0.071975 | 0.46036 | 0.36917
0.32358 | 0.57829 | 649 | 0.63965 | 0.010726 | -0.5363 | -0.5363 | 0.11906 | -0.23594 | -0.77224 | -0.23594 | -0.0012985 | FALSE | 0 | 0.25414 | -0.1323 | -0.1323 | 0.404 | 0.1032 | FALSE | 0 | 0.57829 | 0.039502 | 0.039502 | 0.5758 | 0.37192
0.79528 | 0.55056 | 650 | 0.6417 | 0.01089 | -0.54452 | -0.54452 | 0.47313 | -0.013481 | -0.558 | -0.013481 | -0.0013184 | FALSE | 0 | 0.11469 | -0.24039 | -0.24039 | 0.30413 | 0.10478 | FALSE | 0 | 0.55056 | 0.025416 | 0.025416 | 0.56994 | 0.37762
0.36045 | 0.27466 | 651 | 0.6423 | 0.010938 | -0.5469 | -0.5469 | 0.813 | 0.1778 | -0.3691 | 0.1778 | -0.0013242 | FALSE | 0 | 0.62847 | 0.065559 | 0.065559 | 0.61246 | 0.10524 | FALSE | 0 | 0.27466 | -0.11975 | -0.11975 | 0.42715 | 0.37927
0.6957 | 0.67903 | 652 | 0.64242 | 0.010948 | -0.54742 | -0.54742 | 0.72966 | 0.12236 | -0.42507 | 0.12236 | -0.0013254 | FALSE | 0 | 0.37826 | -0.06201 | -0.06201 | 0.48541 | 0.10534 | FALSE | 0 | 0.67903 | 0.093 | 0.093 | 0.64042 | 0.37963
0.04449 | 0.0066858 | 653 | 0.64268 | 0.010969 | -0.54846 | -0.54846 | 0.19039 | -0.17529 | -0.72375 | -0.17529 | -0.0013279 | FALSE | 0 | 0.1195 | -0.2355 | -0.2355 | 0.31296 | 0.10554 | FALSE | 0 | 0.0066858 | -0.49474 | -0.49474 | 0.053715 | 0.38035
0.23197 | 0.87223 | 654 | 0.64428 | 0.011098 | -0.5549 | -0.5549 | 0.021859 | -0.40336 | -0.95826 | -0.40336 | -0.0013435 | FALSE | 0 | 0.79925 | 0.16779 | 0.16779 | 0.72269 | 0.10678 | FALSE | 0 | 0.87223 | 0.2274 | 0.2274 | 0.7823 | 0.38482
0.10294 | 0.41483 | 655 | 0.64495 | 0.011151 | -0.55757 | -0.55757 | 0.88615 | 0.24127 | -0.31631 | 0.24127 | -0.00135 | FALSE | 0 | 0.67888 | 0.092916 | 0.092916 | 0.65049 | 0.10729 | FALSE | 0 | 0.41483 | -0.043026 | -0.043026 | 0.51455 | 0.38667
0.79016 | 0.27994 | 656 | 0.64569 | 0.011211 | -0.56056 | -0.56056 | 0.13365 | -0.22186 | -0.78241 | -0.22186 | -0.0013572 | FALSE | 0 | 0.53489 | 0.017512 | 0.017512 | 0.57807 | 0.10786 | FALSE | 0 | 0.27994 | -0.11661 | -0.11661 | 0.44395 | 0.38874
0.38527 | 0.46452 | 657 | 0.64701 | 0.011318 | -0.5659 | -0.5659 | 0.81911 | 0.18239 | -0.38351 | 0.18239 | -0.0013702 | FALSE | 0 | 0.33999 | -0.082498 | -0.082498 | 0.4834 | 0.10889 | FALSE | 0 | 0.46452 | -0.017811 | -0.017811 | 0.54809 | 0.39245
0.71253 | 0.24648 | 658 | 0.64848 | 0.011437 | -0.57183 | -0.57183 | 0.64589 | 0.074851 | -0.49698 | 0.074851 | -0.0013845 | FALSE | 0 | 0.25418 | -0.13228 | -0.13228 | 0.43955 | 0.11003 | FALSE | 0 | 0.24648 | -0.13712 | -0.13712 | 0.43471 | 0.39656
0.14574 | 0.90592 | 659 | 0.64948 | 0.011518 | -0.57588 | -0.57588 | 0.53093 | 0.015523 | -0.56036 | 0.015523 | -0.0013943 | FALSE | 0 | 0.48974 | -0.0051434 | -0.0051434 | 0.57074 | 0.11081 | FALSE | 0 | 0.90592 | 0.26321 | 0.26321 | 0.83909 | 0.39937
0.79891 | 0.27141 | 660 | 0.64992 | 0.011553 | -0.57766 | -0.57766 | 0.50926 | 0.0046446 | -0.57302 | 0.0046446 | -0.0013987 | FALSE | 0 | 0.96357 | 0.35875 | 0.35875 | 0.93641 | 0.11116 | FALSE | 0 | 0.27141 | -0.12171 | -0.12171 | 0.45595 | 0.4006
0.82377 | 0.74156 | 661 | 0.65031 | 0.011585 | -0.57925 | -0.57925 | 0.69052 | 0.099465 | -0.47979 | 0.099465 | -0.0014025 | FALSE | 0 | 0.46681 | -0.016658 | -0.016658 | 0.5626 | 0.11146 | FALSE | 0 | 0.74156 | 0.12963 | 0.12963 | 0.70889 | 0.40171
0.10408 | 0.073514 | 662 | 0.65128 | 0.011663 | -0.58317 | -0.58317 | 0.80076 | 0.16887 | -0.4143 | 0.16887 | -0.001412 | FALSE | 0 | 0.7534 | 0.13705 | 0.13705 | 0.72021 | 0.11221 | FALSE | 0 | 0.073514 | -0.29002 | -0.29002 | 0.29314 | 0.40442
0.39497 | 0.18866 | 663 | 0.65246 | 0.011759 | -0.58796 | -0.58796 | 0.48969 | -0.0051702 | -0.59313 | -0.0051702 | -0.0014236 | FALSE | 0 | 0.36371 | -0.069709 | -0.069709 | 0.51825 | 0.11314 | FALSE | 0 | 0.18866 | -0.17657 | -0.17657 | 0.41139 | 0.40775
0.16397 | 0.034942 | 664 | 0.65339 | 0.011835 | -0.59173 | -0.59173 | 0.43881 | -0.030797 | -0.62253 | -0.030797 | -0.0014327 | FALSE | 0 | 0.25445 | -0.13211 | -0.13211 | 0.45962 | 0.11386 | FALSE | 0 | 0.034942 | -0.36253 | -0.36253 | 0.2292 | 0.41036
0.17522 | 0.37729 | 665 | 0.65404 | 0.011888 | -0.59438 | -0.59438 | 0.7671 | 0.14587 | -0.44852 | 0.14587 | -0.0014391 | FALSE | 0 | 0.17474 | -0.18712 | -0.18712 | 0.40726 | 0.11437 | FALSE | 0 | 0.37729 | -0.062522 | -0.062522 | 0.53186 | 0.4122
0.29929 | 0.5656 | 666 | 0.65503 | 0.011968 | -0.59841 | -0.59841 | 0.92052 | 0.28172 | -0.31669 | 0.28172 | -0.0014489 | FALSE | 0 | 0.29185 | -0.1096 | -0.1096 | 0.48881 | 0.11515 | FALSE | 0 | 0.5656 | 0.033036 | 0.033036 | 0.63145 | 0.41499
0.76462 | 0.95844 | 667 | 0.65594 | 0.012042 | -0.60211 | -0.60211 | 0.64779 | 0.075872 | -0.52624 | 0.075872 | -0.0014579 | FALSE | 0 | 0.44134 | -0.029515 | -0.029515 | 0.57259 | 0.11586 | FALSE | 0 | 0.95844 | 0.34657 | 0.34657 | 0.94868 | 0.41756
0.13051 | 0.045713 | 668 | 0.6574 | 0.012162 | -0.60808 | -0.60808 | 0.15491 | -0.20312 | -0.8112 | -0.20312 | -0.0014723 | FALSE | 0 | 0.59814 | 0.049707 | 0.049707 | 0.65779 | 0.11701 | FALSE | 0 | 0.045713 | -0.33759 | -0.33759 | 0.2705 | 0.4217
0.8133 | 0.1542 | 669 | 0.65883 | 0.012278 | -0.61389 | -0.61389 | 0.62643 | 0.064482 | -0.54941 | 0.064482 | -0.0014864 | FALSE | 0 | 0.53422 | 0.017178 | 0.017178 | 0.63107 | 0.11813 | FALSE | 0 | 0.1542 | -0.20372 | -0.20372 | 0.41018 | 0.42573
0.24257 | 0.61949 | 670 | 0.65976 | 0.012354 | -0.6177 | -0.6177 | 0.37777 | -0.062268 | -0.67997 | -0.062268 | -0.0014956 | FALSE | 0 | 0.82452 | 0.18654 | 0.18654 | 0.80425 | 0.11886 | FALSE | 0 | 0.61949 | 0.060828 | 0.060828 | 0.67853 | 0.42837
0.1556 | 0.20781 | 671 | 0.65982 | 0.01236 | -0.61798 | -0.61798 | 0.29446 | -0.10808 | -0.72606 | -0.10808 | -0.0014963 | FALSE | 0 | 0.79952 | 0.16798 | 0.16798 | 0.78595 | 0.11891 | FALSE | 0 | 0.20781 | -0.16281 | -0.16281 | 0.45517 | 0.42856
0.80326 | 0.11775 | 672 | 0.66048 | 0.012413 | -0.62065 | -0.62065 | 0.078461 | -0.2831 | -0.90375 | -0.2831 | -0.0015027 | FALSE | 0 | 0.27168 | -0.12155 | -0.12155 | 0.4991 | 0.11943 | FALSE | 0 | 0.11775 | -0.23726 | -0.23726 | 0.38339 | 0.43042
0.11456 | 0.65054 | 673 | 0.66197 | 0.012535 | -0.62677 | -0.62677 | 0.77846 | 0.1534 | -0.47337 | 0.1534 | -0.0015176 | FALSE | 0 | 0.38319 | -0.05942 | -0.05942 | 0.56735 | 0.12061 | FALSE | 0 | 0.65054 | 0.077356 | 0.077356 | 0.70413 | 0.43466
0.51528 | 0.16086 | 674 | 0.66765 | 0.013003 | -0.65014 | -0.65014 | 0.43587 | -0.032291 | -0.68243 | -0.032291 | -0.0015741 | FALSE | 0 | 0.56306 | 0.031747 | 0.031747 | 0.68188 | 0.1251 | FALSE | 0 | 0.16086 | -0.19819 | -0.19819 | 0.45195 | 0.45086
0.018987 | 0.97725 | 675 | 0.66894 | 0.01311 | -0.6555 | -0.6555 | 0.86055 | 0.21656 | -0.43894 | 0.21656 | -0.0015871 | FALSE | 0 | 0.028788 | -0.37978 | -0.37978 | 0.27571 | 0.12613 | FALSE | 0 | 0.97725 | 0.40001 | 0.40001 | 1.0555 | 0.45458
0.6791 | 0.81821 | 676 | 0.66932 | 0.013141 | -0.65706 | -0.65706 | 0.66908 | 0.087477 | -0.56958 | 0.087477 | -0.0015909 | FALSE | 0 | 0.94263 | 0.31546 | 0.31546 | 0.97252 | 0.12643 | FALSE | 0 | 0.81821 | 0.18171 | 0.18171 | 0.83877 | 0.45567
0.60092 | 0.84462 | 677 | 0.66958 | 0.013162 | -0.65811 | -0.65811 | 0.27632 | -0.11876 | -0.77687 | -0.11876 | -0.0015935 | FALSE | 0 | 0.82196 | 0.18457 | 0.18457 | 0.84268 | 0.12664 | FALSE | 0 | 0.84462 | 0.20272 | 0.20272 | 0.86084 | 0.4564
0.87715 | 0.19201 | 678 | 0.67099 | 0.013279 | -0.66396 | -0.66396 | 0.98823 | 0.4529 | -0.21106 | 0.4529 | -0.0016076 | FALSE | 0 | 0.654 | 0.079228 | 0.079228 | 0.74319 | 0.12776 | FALSE | 0 | 0.19201 | -0.1741 | -0.1741 | 0.48986 | 0.46045
0.42128 | 0.96195 | 679 | 0.67342 | 0.013481 | -0.67405 | -0.67405 | 0.59883 | 0.050064 | -0.62399 | 0.050064 | -0.001632 | FALSE | 0 | 0.13496 | -0.22065 | -0.22065 | 0.4534 | 0.1297 | FALSE | 0 | 0.96195 | 0.35476 | 0.35476 | 1.0288 | 0.46745
0.93619 | 0.53965 | 680 | 0.674 | 0.01353 | -0.67648 | -0.67648 | 0.31685 | -0.095304 | -0.77178 | -0.095304 | -0.0016379 | FALSE | 0 | 0.69218 | 0.10041 | 0.10041 | 0.77689 | 0.13017 | FALSE | 0 | 0.53965 | 0.019912 | 0.019912 | 0.69639 | 0.46913
0.59006 | 0.14137 | 681 | 0.67472 | 0.01359 | -0.67949 | -0.67949 | 0.022261 | -0.40183 | -1.0813 | -0.40183 | -0.0016452 | FALSE | 0 | 0.075017 | -0.28788 | -0.28788 | 0.39161 | 0.13075 | FALSE | 0 | 0.14137 | -0.21484 | -0.21484 | 0.46465 | 0.47122
0.1411 | 0.55912 | 682 | 0.6748 | 0.013596 | -0.6798 | -0.6798 | 0.83476 | 0.19463 | -0.48517 | 0.19463 | -0.001646 | FALSE | 0 | 0.95749 | 0.34446 | 0.34446 | 1.0243 | 0.13081 | FALSE | 0 | 0.55912 | 0.029747 | 0.029747 | 0.70955 | 0.47144
0.8305 | 0.30632 | 683 | 0.67499 | 0.013612 | -0.68061 | -0.68061 | 0.36477 | -0.069147 | -0.74976 | -0.069147 | -0.0016479 | FALSE | 0 | 0.73288 | 0.12431 | 0.12431 | 0.80492 | 0.13096 | FALSE | 0 | 0.30632 | -0.10126 | -0.10126 | 0.57935 | 0.472
0.50582 | 0.5817 | 684 | 0.67947 | 0.013987 | -0.69934 | -0.69934 | 0.62475 | 0.063595 | -0.63575 | 0.063595 | -0.0016933 | FALSE | 0 | 0.87266 | 0.22781 | 0.22781 | 0.92715 | 0.13457 | FALSE | 0 | 0.5817 | 0.041247 | 0.041247 | 0.74059 | 0.48499
0.41471 | 0.057226 | 685 | 0.68182 | 0.014184 | -0.7092 | -0.7092 | 0.86711 | 0.22257 | -0.48663 | 0.22257 | -0.0017171 | FALSE | 0 | 0.59407 | 0.047606 | 0.047606 | 0.7568 | 0.13647 | FALSE | 0 | 0.057226 | -0.3157 | -0.3157 | 0.3935 | 0.49182
0.21936 | 0.2265 | 686 | 0.68543 | 0.014488 | -0.72439 | -0.72439 | 0.10947 | -0.24587 | -0.97025 | -0.24587 | -0.0017539 | FALSE | 0 | 0.58133 | 0.041061 | 0.041061 | 0.76545 | 0.13939 | FALSE | 0 | 0.2265 | -0.15009 | -0.15009 | 0.5743 | 0.50236
0.36616 | 0.63504 | 687 | 0.68753 | 0.014666 | -0.73331 | -0.73331 | 0.33188 | -0.086945 | -0.82026 | -0.086945 | -0.0017755 | FALSE | 0 | 0.48891 | -0.0055616 | -0.0055616 | 0.72775 | 0.14111 | FALSE | 0 | 0.63504 | 0.069047 | 0.069047 | 0.80236 | 0.50854
0.10318 | 0.9477 | 688 | 0.68757 | 0.014669 | -0.73347 | -0.73347 | 0.61181 | 0.05681 | -0.67666 | 0.05681 | -0.0017759 | FALSE | 0 | 0.77422 | 0.15056 | 0.15056 | 0.88404 | 0.14114 | FALSE | 0 | 0.9477 | 0.32459 | 0.32459 | 1.0581 | 0.50866
0.47426 | 0.57849 | 689 | 0.68794 | 0.0147 | -0.73501 | -0.73501 | 0.845 | 0.20304 | -0.53197 | 0.20304 | -0.0017796 | FALSE | 0 | 0.83565 | 0.19534 | 0.19534 | 0.93036 | 0.14143 | FALSE | 0 | 0.57849 | 0.039608 | 0.039608 | 0.77462 | 0.50973
0.6715 | 0.59836 | 690 | 0.68816 | 0.014719 | -0.73596 | -0.73596 | 0.92125 | 0.2827 | -0.45325 | 0.2827 | -0.0017819 | FALSE | 0 | 0.092119 | -0.26556 | -0.26556 | 0.47039 | 0.14162 | FALSE | 0 | 0.59836 | 0.049823 | 0.049823 | 0.78578 | 0.51038
0.80887 | 0.7407 | 691 | 0.68884 | 0.014777 | -0.73885 | -0.73885 | 0.78652 | 0.15888 | -0.57998 | 0.15888 | -0.0017889 | FALSE | 0 | 0.91129 | 0.26975 | 0.26975 | 1.0086 | 0.14217 | FALSE | 0 | 0.7407 | 0.1291 | 0.1291 | 0.86796 | 0.51239
0.067813 | 0.64258 | 692 | 0.69178 | 0.015027 | -0.75135 | -0.75135 | 0.59391 | 0.047523 | -0.70382 | 0.047523 | -0.0018192 | FALSE | 0 | 0.0083397 | -0.47874 | -0.47874 | 0.27261 | 0.14458 | FALSE | 0 | 0.64258 | 0.073075 | 0.073075 | 0.82442 | 0.52105
0.77996 | 0.028941 | 693 | 0.69229 | 0.015071 | -0.75354 | -0.75354 | 0.99535 | 0.5201 | -0.23344 | 0.5201 | -0.0018245 | FALSE | 0 | 0.11521 | -0.23986 | -0.23986 | 0.51368 | 0.145 | FALSE | 0 | 0.028941 | -0.37932 | -0.37932 | 0.37422 | 0.52257
0.49412 | 0.43992 | 694 | 0.69276 | 0.015111 | -0.75554 | -0.75554 | 0.49977 | -0.00011347 | -0.75566 | -0.00011347 | -0.0018294 | FALSE | 0 | 0.65895 | 0.081917 | 0.081917 | 0.83746 | 0.14538 | FALSE | 0 | 0.43992 | -0.030236 | -0.030236 | 0.72531 | 0.52396
0.14412 | 0.63815 | 695 | 0.69399 | 0.015216 | -0.76078 | -0.76078 | 0.48847 | -0.0057808 | -0.76656 | -0.0057808 | -0.001842 | FALSE | 0 | 0.71336 | 0.11264 | 0.11264 | 0.87342 | 0.14639 | FALSE | 0 | 0.63815 | 0.070704 | 0.070704 | 0.83148 | 0.52759
0.75703 | 0.49067 | 696 | 0.69543 | 0.015339 | -0.76695 | -0.76695 | 0.48137 | -0.0093432 | -0.77629 | -0.0093432 | -0.001857 | FALSE | 0 | 0.080857 | -0.27987 | -0.27987 | 0.48708 | 0.14758 | FALSE | 0 | 0.49067 | -0.004676 | -0.004676 | 0.76227 | 0.53187
0.38087 | 0.11611 | 697 | 0.69555 | 0.01535 | -0.76748 | -0.76748 | 0.74367 | 0.13094 | -0.63654 | 0.13094 | -0.0018583 | FALSE | 0 | 0.30412 | -0.10252 | -0.10252 | 0.66496 | 0.14768 | FALSE | 0 | 0.11611 | -0.23893 | -0.23893 | 0.52855 | 0.53224
0.11213 | 0.55334 | 698 | 0.69654 | 0.015434 | -0.77169 | -0.77169 | 0.76895 | 0.14708 | -0.62462 | 0.14708 | -0.0018685 | FALSE | 0 | 0.98182 | 0.41856 | 0.41856 | 1.1903 | 0.14849 | FALSE | 0 | 0.55334 | 0.026822 | 0.026822 | 0.79852 | 0.53516
0.82247 | 0.58159 | 699 | 0.69931 | 0.015673 | -0.78364 | -0.78364 | 0.064038 | -0.30435 | -1.088 | -0.30435 | -0.0018974 | FALSE | 0 | 0.64144 | 0.072465 | 0.072465 | 0.8561 | 0.15079 | FALSE | 0 | 0.58159 | 0.041193 | 0.041193 | 0.82483 | 0.54345
0.21624 | 0.0059194 | 700 | 0.7 | 0.015732 | -0.78662 | -0.78662 | 0.12745 | -0.22771 | -1.0143 | -0.22771 | -0.0019046 | FALSE | 0 | 0.83863 | 0.19777 | 0.19777 | 0.98439 | 0.15136 | FALSE | 0 | 0.0059194 | -0.50338 | -0.50338 | 0.28324 | 0.54552
0.94239 | 0.34541 | 701 | 0.70351 | 0.016036 | -0.80178 | -0.80178 | 0.8607 | 0.21669 | -0.58509 | 0.21669 | -0.0019413 | FALSE | 0 | 0.39473 | -0.053402 | -0.053402 | 0.74838 | 0.15428 | FALSE | 0 | 0.34541 | -0.079549 | -0.079549 | 0.72223 | 0.55603
0.40467 | 0.46588 | 702 | 0.70352 | 0.016037 | -0.80184 | -0.80184 | 0.15108 | -0.20636 | -1.0082 | -0.20636 | -0.0019415 | FALSE | 0 | 0.85751 | 0.21384 | 0.21384 | 1.0157 | 0.15429 | FALSE | 0 | 0.46588 | -0.017124 | -0.017124 | 0.78472 | 0.55607
0.14582 | 0.66639 | 703 | 0.70383 | 0.016063 | -0.80317 | -0.80317 | 0.98004 | 0.41091 | -0.39226 | 0.41091 | -0.0019447 | FALSE | 0 | 0.77426 | 0.15059 | 0.15059 | 0.95376 | 0.15455 | FALSE | 0 | 0.66639 | 0.085991 | 0.085991 | 0.88916 | 0.55699
0.71863 | 0.78472 | 704 | 0.70461 | 0.016132 | -0.80658 | -0.80658 | 0.17725 | -0.18518 | -0.99176 | -0.18518 | -0.0019529 | FALSE | 0 | 0.26093 | -0.1281 | -0.1281 | 0.67848 | 0.1552 | FALSE | 0 | 0.78472 | 0.15765 | 0.15765 | 0.96423 | 0.55936
0.24292 | 0.97491 | 705 | 0.70487 | 0.016154 | -0.80768 | -0.80768 | 0.94906 | 0.32717 | -0.48052 | 0.32717 | -0.0019556 | FALSE | 0 | 0.78432 | 0.15737 | 0.15737 | 0.96506 | 0.15542 | FALSE | 0 | 0.97491 | 0.3917 | 0.3917 | 1.1994 | 0.56012
0.54146 | 0.85049 | 706 | 0.70491 | 0.016157 | -0.80784 | -0.80784 | 0.95261 | 0.33413 | -0.47371 | 0.33413 | -0.001956 | FALSE | 0 | 0.0071895 | -0.48953 | -0.48953 | 0.31831 | 0.15545 | FALSE | 0 | 0.85049 | 0.20771 | 0.20771 | 1.0156 | 0.56023
0.53487 | 0.89238 | 707 | 0.70596 | 0.016249 | -0.81243 | -0.81243 | 0.7502 | 0.13503 | -0.6774 | 0.13503 | -0.0019671 | FALSE | 0 | 0.81965 | 0.1828 | 0.1828 | 0.99523 | 0.15633 | FALSE | 0 | 0.89238 | 0.24785 | 0.24785 | 1.0603 | 0.56341
0.84731 | 0.23502 | 708 | 0.70651 | 0.016297 | -0.81483 | -0.81483 | 0.97214 | 0.38266 | -0.43217 | 0.38266 | -0.0019729 | FALSE | 0 | 0.96611 | 0.36529 | 0.36529 | 1.1801 | 0.15679 | FALSE | 0 | 0.23502 | -0.14448 | -0.14448 | 0.67035 | 0.56508
0.31595 | 0.3481 | 709 | 0.70781 | 0.01641 | -0.82048 | -0.82048 | 0.63967 | 0.071513 | -0.74897 | 0.071513 | -0.0019866 | FALSE | 0 | 0.36619 | -0.068392 | -0.068392 | 0.75209 | 0.15788 | FALSE | 0 | 0.3481 | -0.078089 | -0.078089 | 0.74239 | 0.569
0.91068 | 0.94214 | 710 | 0.70858 | 0.016477 | -0.82386 | -0.82386 | 0.36648 | -0.068238 | -0.89209 | -0.068238 | -0.0019948 | FALSE | 0 | 0.57561 | 0.038135 | 0.038135 | 0.86199 | 0.15853 | FALSE | 0 | 0.94214 | 0.3146 | 0.3146 | 1.1385 | 0.57134
0.54291 | 0.96376 | 711 | 0.70971 | 0.016576 | -0.8288 | -0.8288 | 0.42002 | -0.040367 | -0.86917 | -0.040367 | -0.0020067 | FALSE | 0 | 0.27192 | -0.1214 | -0.1214 | 0.7074 | 0.15948 | FALSE | 0 | 0.96376 | 0.35922 | 0.35922 | 1.188 | 0.57477
0.27236 | 0.2986 | 712 | 0.71007 | 0.016608 | -0.83038 | -0.83038 | 0.25743 | -0.13026 | -0.96063 | -0.13026 | -0.0020105 | FALSE | 0 | 0.77376 | 0.15026 | 0.15026 | 0.98063 | 0.15978 | FALSE | 0 | 0.2986 | -0.10569 | -0.10569 | 0.72469 | 0.57586
0.66165 | 0.74136 | 713 | 0.71067 | 0.01666 | -0.833 | -0.833 | 0.43929 | -0.030556 | -0.86356 | -0.030556 | -0.0020169 | FALSE | 0 | 0.29723 | -0.10648 | -0.10648 | 0.72653 | 0.16029 | FALSE | 0 | 0.74136 | 0.12951 | 0.12951 | 0.96251 | 0.57768
0.0014762 | 0.14259 | 714 | 0.71165 | 0.016746 | -0.8373 | -0.8373 | 0.43816 | -0.031127 | -0.86843 | -0.031127 | -0.0020273 | FALSE | 0 | 0.33134 | -0.087243 | -0.087243 | 0.75006 | 0.16112 | FALSE | 0 | 0.14259 | -0.21375 | -0.21375 | 0.62355 | 0.58066
0.64888 | 0.56269 | 715 | 0.71223 | 0.016797 | -0.83987 | -0.83987 | 0.37761 | -0.06235 | -0.90222 | -0.06235 | -0.0020335 | FALSE | 0 | 0.29909 | -0.1054 | -0.1054 | 0.73447 | 0.16161 | FALSE | 0 | 0.56269 | 0.031556 | 0.031556 | 0.87143 | 0.58244
0.98009 | 0.34693 | 716 | 0.7131 | 0.016874 | -0.84368 | -0.84368 | 0.76571 | 0.14496 | -0.69872 | 0.14496 | -0.0020427 | FALSE | 0 | 0.59264 | 0.046866 | 0.046866 | 0.89054 | 0.16234 | FALSE | 0 | 0.34693 | -0.078726 | -0.078726 | 0.76495 | 0.58508
0.86502 | 0.38387 | 717 | 0.71404 | 0.016956 | -0.84782 | -0.84782 | 0.2007 | -0.16782 | -1.0156 | -0.16782 | -0.0020528 | FALSE | 0 | 0.48187 | -0.0090899 | -0.0090899 | 0.83873 | 0.16314 | FALSE | 0 | 0.38387 | -0.059065 | -0.059065 | 0.78876 | 0.58796
0.27334 | 0.22354 | 718 | 0.71477 | 0.017021 | -0.85107 | -0.85107 | 0.32495 | -0.090781 | -0.94185 | -0.090781 | -0.0020606 | FALSE | 0 | 0.70108 | 0.1055 | 0.1055 | 0.95657 | 0.16376 | FALSE | 0 | 0.22354 | -0.15206 | -0.15206 | 0.699 | 0.59021
0.54135 | 0.5585 | 719 | 0.71545 | 0.017082 | -0.85408 | -0.85408 | 0.52577 | 0.012926 | -0.84115 | 0.012926 | -0.0020679 | FALSE | 0 | 0.50686 | 0.0034377 | 0.0034377 | 0.85752 | 0.16434 | FALSE | 0 | 0.5585 | 0.029436 | 0.029436 | 0.88352 | 0.5923
0.85548 | 0.28597 | 720 | 0.71603 | 0.017133 | -0.85664 | -0.85664 | 0.75694 | 0.1393 | -0.71734 | 0.1393 | -0.0020741 | FALSE | 0 | 0.05263 | -0.32397 | -0.32397 | 0.53266 | 0.16484 | FALSE | 0 | 0.28597 | -0.11304 | -0.11304 | 0.7436 | 0.59407
0.75201 | 0.74487 | 721 | 0.71675 | 0.017196 | -0.8598 | -0.8598 | 0.10422 | -0.25157 | -1.1114 | -0.25157 | -0.0020818 | FALSE | 0 | 0.088617 | -0.26986 | -0.26986 | 0.58994 | 0.16545 | FALSE | 0 | 0.74487 | 0.13168 | 0.13168 | 0.99148 | 0.59626
0.51497 | 0.53153 | 722 | 0.71706 | 0.017224 | -0.86119 | -0.86119 | 0.74815 | 0.13373 | -0.72745 | 0.13373 | -0.0020851 | FALSE | 0 | 0.52287 | 0.01147 | 0.01147 | 0.87266 | 0.16571 | FALSE | 0 | 0.53153 | 0.015826 | 0.015826 | 0.87701 | 0.59723
0.023635 | 0.41393 | 723 | 0.71758 | 0.01727 | -0.86351 | -0.86351 | 0.7683 | 0.14665 | -0.71685 | 0.14665 | -0.0020908 | FALSE | 0 | 0.28346 | -0.11452 | -0.11452 | 0.74899 | 0.16616 | FALSE | 0 | 0.41393 | -0.043489 | -0.043489 | 0.82002 | 0.59883
0.60973 | 0.42903 | 724 | 0.71894 | 0.017391 | -0.86953 | -0.86953 | 0.7092 | 0.11021 | -0.75932 | 0.11021 | -0.0021053 | FALSE | 0 | 0.091501 | -0.26631 | -0.26631 | 0.60321 | 0.16732 | FALSE | 0 | 0.42903 | -0.03577 | -0.03577 | 0.83376 | 0.60301
0.32957 | 0.68695 | 725 | 0.71936 | 0.017429 | -0.87143 | -0.87143 | 0.25512 | -0.13169 | -1.0031 | -0.13169 | -0.00211 | FALSE | 0 | 0.84004 | 0.19892 | 0.19892 | 1.0704 | 0.16768 | FALSE | 0 | 0.68695 | 0.097446 | 0.097446 | 0.96888 | 0.60433
0.61291 | 0.772 | 726 | 0.72017 | 0.017501 | -0.87504 | -0.87504 | 0.76886 | 0.14702 | -0.72802 | 0.14702 | -0.0021187 | FALSE | 0 | 0.21343 | -0.15892 | -0.15892 | 0.71612 | 0.16838 | FALSE | 0 | 0.772 | 0.14909 | 0.14909 | 1.0241 | 0.60683
0.38795 | 0.041865 | 727 | 0.7219 | 0.017655 | -0.88274 | -0.88274 | 0.14466 | -0.21192 | -1.0947 | -0.21192 | -0.0021373 | FALSE | 0 | 0.27219 | -0.12124 | -0.12124 | 0.7615 | 0.16986 | FALSE | 0 | 0.041865 | -0.34589 | -0.34589 | 0.53685 | 0.61217
0.58354 | 0.36414 | 728 | 0.72231 | 0.017692 | -0.88459 | -0.88459 | 0.89588 | 0.25168 | -0.6329 | 0.25168 | -0.0021418 | FALSE | 0 | 0.43484 | -0.032813 | -0.032813 | 0.85177 | 0.17022 | FALSE | 0 | 0.36414 | -0.069483 | -0.069483 | 0.8151 | 0.61345
0.63089 | 0.42415 | 729 | 0.72296 | 0.01775 | -0.88749 | -0.88749 | 0.63274 | 0.067823 | -0.81967 | 0.067823 | -0.0021488 | FALSE | 0 | 0.77176 | 0.14893 | 0.14893 | 1.0364 | 0.17077 | FALSE | 0 | 0.42415 | -0.038255 | -0.038255 | 0.84924 | 0.61547
0.40708 | 0.83036 | 730 | 0.7255 | 0.017978 | -0.89889 | -0.89889 | 0.34259 | -0.081079 | -0.97997 | -0.081079 | -0.0021764 | FALSE | 0 | 0.63841 | 0.070845 | 0.070845 | 0.96973 | 0.17297 | FALSE | 0 | 0.83036 | 0.19112 | 0.19112 | 1.09 | 0.62337
0.27116 | 0.16087 | 731 | 0.72716 | 0.018127 | -0.90635 | -0.90635 | 0.81415 | 0.17866 | -0.72769 | 0.17866 | -0.0021945 | FALSE | 0 | 0.084609 | -0.27494 | -0.27494 | 0.63141 | 0.1744 | FALSE | 0 | 0.16087 | -0.19818 | -0.19818 | 0.70817 | 0.62855
0.1268 | 0.12241 | 732 | 0.72957 | 0.018345 | -0.91726 | -0.91726 | 0.98157 | 0.41745 | -0.49981 | 0.41745 | -0.0022209 | FALSE | 0 | 0.16084 | -0.1982 | -0.1982 | 0.71906 | 0.1765 | FALSE | 0 | 0.12241 | -0.23261 | -0.23261 | 0.68465 | 0.63611
0.12623 | 0.38878 | 733 | 0.72998 | 0.018382 | -0.91912 | -0.91912 | 0.1786 | -0.18415 | -1.1033 | -0.18415 | -0.0022254 | FALSE | 0 | 0.86615 | 0.22167 | 0.22167 | 1.1408 | 0.17686 | FALSE | 0 | 0.38878 | -0.056499 | -0.056499 | 0.86262 | 0.6374
0.39822 | 0.43257 | 734 | 0.73143 | 0.018514 | -0.92572 | -0.92572 | 0.20763 | -0.16294 | -1.0887 | -0.16294 | -0.0022414 | FALSE | 0 | 0.62982 | 0.066274 | 0.066274 | 0.99199 | 0.17813 | FALSE | 0 | 0.43257 | -0.033965 | -0.033965 | 0.89175 | 0.64198
0.84024 | 0.50979 | 735 | 0.7315 | 0.01852 | -0.92602 | -0.92602 | 0.33295 | -0.086357 | -1.0124 | -0.086357 | -0.0022421 | FALSE | 0 | 0.63974 | 0.07155 | 0.07155 | 0.99757 | 0.17819 | FALSE | 0 | 0.50979 | 0.0049082 | 0.0049082 | 0.93093 | 0.64218
0.90469 | 0.85346 | 736 | 0.73223 | 0.018587 | -0.92936 | -0.92936 | 0.10098 | -0.2552 | -1.1846 | -0.2552 | -0.0022502 | FALSE | 0 | 0.050423 | -0.32815 | -0.32815 | 0.6012 | 0.17883 | FALSE | 0 | 0.85346 | 0.21028 | 0.21028 | 1.1396 | 0.6445
0.14486 | 0.08847 | 737 | 0.73402 | 0.01875 | -0.93751 | -0.93751 | 0.90131 | 0.25782 | -0.6797 | 0.25782 | -0.0022699 | FALSE | 0 | 0.41075 | -0.045122 | -0.045122 | 0.89239 | 0.1804 | FALSE | 0 | 0.08847 | -0.27005 | -0.27005 | 0.66747 | 0.65016
0.31709 | 0.074887 | 738 | 0.73581 | 0.018915 | -0.94574 | -0.94574 | 0.024692 | -0.39305 | -1.3388 | -0.39305 | -0.0022899 | FALSE | 0 | 0.21735 | -0.15624 | -0.15624 | 0.7895 | 0.18198 | FALSE | 0 | 0.074887 | -0.28807 | -0.28807 | 0.65767 | 0.65586
0.15116 | 0.67807 | 739 | 0.73602 | 0.018934 | -0.94669 | -0.94669 | 0.71089 | 0.1112 | -0.83549 | 0.1112 | -0.0022922 | FALSE | 0 | 0.78215 | 0.1559 | 0.1559 | 1.1026 | 0.18216 | FALSE | 0 | 0.67807 | 0.092462 | 0.092462 | 1.0391 | 0.65652
0.50882 | 0.54065 | 740 | 0.73672 | 0.018998 | -0.94991 | -0.94991 | 0.8842 | 0.23924 | -0.71067 | 0.23924 | -0.0023 | FALSE | 0 | 0.74031 | 0.12886 | 0.12886 | 1.0788 | 0.18278 | FALSE | 0 | 0.54065 | 0.020416 | 0.020416 | 0.97033 | 0.65875
0.74256 | 0.96661 | 741 | 0.73817 | 0.019131 | -0.95656 | -0.95656 | 0.89246 | 0.24794 | -0.70862 | 0.24794 | -0.0023161 | FALSE | 0 | 0.75078 | 0.13539 | 0.13539 | 1.092 | 0.18406 | FALSE | 0 | 0.96661 | 0.36664 | 0.36664 | 1.3232 | 0.66337
0.7965 | 0.30914 | 742 | 0.7384 | 0.019152 | -0.95762 | -0.95762 | 0.047274 | -0.33438 | -1.292 | -0.33438 | -0.0023186 | FALSE | 0 | 0.64742 | 0.075672 | 0.075672 | 1.0333 | 0.18427 | FALSE | 0 | 0.30914 | -0.09966 | -0.09966 | 0.85796 | 0.6641
0.69173 | 0.24432 | 743 | 0.73862 | 0.019173 | -0.95863 | -0.95863 | 0.48921 | -0.0054081 | -0.96403 | -0.0054081 | -0.0023211 | FALSE | 0 | 0.51419 | 0.0071128 | 0.0071128 | 0.96574 | 0.18446 | FALSE | 0 | 0.24432 | -0.13849 | -0.13849 | 0.82013 | 0.6648
0.29387 | 0.68431 | 744 | 0.73899 | 0.019207 | -0.96037 | -0.96037 | 0.78001 | 0.15445 | -0.80592 | 0.15445 | -0.0023253 | FALSE | 0 | 0.02307 | -0.39882 | -0.39882 | 0.56155 | 0.1848 | FALSE | 0 | 0.68431 | 0.095956 | 0.095956 | 1.0563 | 0.66601
0.65914 | 0.79577 | 745 | 0.73954 | 0.019258 | -0.96291 | -0.96291 | 0.68377 | 0.095651 | -0.86725 | 0.095651 | -0.0023314 | FALSE | 0 | 0.78642 | 0.15881 | 0.15881 | 1.1217 | 0.18529 | FALSE | 0 | 0.79577 | 0.16532 | 0.16532 | 1.1282 | 0.66777
0.49155 | 0.46785 | 746 | 0.73987 | 0.019288 | -0.9644 | -0.9644 | 0.47841 | -0.010829 | -0.97523 | -0.010829 | -0.002335 | FALSE | 0 | 0.66512 | 0.085297 | 0.085297 | 1.0497 | 0.18557 | FALSE | 0 | 0.46785 | -0.016135 | -0.016135 | 0.94826 | 0.6688
0.10884 | 0.97066 | 747 | 0.74186 | 0.019472 | -0.97362 | -0.97362 | 0.68206 | 0.094693 | -0.87893 | 0.094693 | -0.0023574 | FALSE | 0 | 0.37582 | -0.063294 | -0.063294 | 0.91033 | 0.18735 | FALSE | 0 | 0.97066 | 0.37813 | 0.37813 | 1.3518 | 0.6752
0.27688 | 0.11129 | 748 | 0.74514 | 0.019779 | -0.98893 | -0.98893 | 0.7113 | 0.11143 | -0.8775 | 0.11143 | -0.0023944 | FALSE | 0 | 0.17345 | -0.18813 | -0.18813 | 0.80081 | 0.19029 | FALSE | 0 | 0.11129 | -0.24394 | -0.24394 | 0.74499 | 0.68582
0.28647 | 0.17143 | 749 | 0.74576 | 0.019836 | -0.99179 | -0.99179 | 0.84271 | 0.20114 | -0.79066 | 0.20114 | -0.0024014 | FALSE | 0 | 0.64559 | 0.074686 | 0.074686 | 1.0665 | 0.19084 | FALSE | 0 | 0.17143 | -0.18971 | -0.18971 | 0.80208 | 0.6878
0.90156 | 0.80119 | 750 | 0.74696 | 0.019949 | -0.99745 | -0.99745 | 0.51481 | 0.0074272 | -0.99003 | 0.0074272 | -0.0024151 | FALSE | 0 | 0.51819 | 0.0091222 | 0.0091222 | 1.0066 | 0.19193 | FALSE | 0 | 0.80119 | 0.16918 | 0.16918 | 1.1666 | 0.69173
0.064301 | 0.73807 | 751 | 0.7487 | 0.020112 | -1.0056 | -1.0056 | 0.17734 | -0.18511 | -1.1907 | -0.18511 | -0.0024348 | FALSE | 0 | 0.35398 | -0.074921 | -0.074921 | 0.93067 | 0.1935 | FALSE | 0 | 0.73807 | 0.12748 | 0.12748 | 1.1331 | 0.69737
0.12899 | 0.84551 | 752 | 0.75127 | 0.020355 | -1.0178 | -1.0178 | 0.86544 | 0.22102 | -0.79673 | 0.22102 | -0.0024642 | FALSE | 0 | 0.62766 | 0.065134 | 0.065134 | 1.0829 | 0.19584 | FALSE | 0 | 0.84551 | 0.20347 | 0.20347 | 1.2212 | 0.7058
0.82865 | 0.96611 | 753 | 0.75253 | 0.020475 | -1.0237 | -1.0237 | 0.71708 | 0.11484 | -0.90889 | 0.11484 | -0.0024787 | FALSE | 0 | 0.49304 | -0.00349 | -0.00349 | 1.0202 | 0.19699 | FALSE | 0 | 0.96611 | 0.36529 | 0.36529 | 1.389 | 0.70994
0.26946 | 0.3721 | 754 | 0.75312 | 0.02053 | -1.0265 | -1.0265 | 0.61108 | 0.056425 | -0.9701 | 0.056425 | -0.0024855 | FALSE | 0 | 0.34512 | -0.079704 | -0.079704 | 0.94682 | 0.19753 | FALSE | 0 | 0.3721 | -0.065261 | -0.065261 | 0.96126 | 0.71188
0.17765 | 0.58157 | 755 | 0.75378 | 0.020593 | -1.0296 | -1.0296 | 0.58555 | 0.043222 | -0.98641 | 0.043222 | -0.002493 | FALSE | 0 | 0.66401 | 0.084684 | 0.084684 | 1.1143 | 0.19812 | FALSE | 0 | 0.58157 | 0.04118 | 0.04118 | 1.0708 | 0.71404
0.10387 | 0.76579 | 756 | 0.7544 | 0.020652 | -1.0326 | -1.0326 | 0.88844 | 0.24366 | -0.78894 | 0.24366 | -0.0025002 | FALSE | 0 | 0.41076 | -0.045117 | -0.045117 | 0.98748 | 0.19869 | FALSE | 0 | 0.76579 | 0.14501 | 0.14501 | 1.1776 | 0.71609
0.74593 | 0.0034029 | 757 | 0.75703 | 0.020903 | -1.0452 | -1.0452 | 0.59973 | 0.050531 | -0.99464 | 0.050531 | -0.0025306 | FALSE | 0 | 0.30123 | -0.10417 | -0.10417 | 0.941 | 0.20112 | FALSE | 0 | 0.0034029 | -0.54124 | -0.54124 | 0.50393 | 0.72482
0.51172 | 0.6308 | 758 | 0.75866 | 0.021059 | -1.053 | -1.053 | 0.19027 | -0.17538 | -1.2284 | -0.17538 | -0.0025495 | FALSE | 0 | 0.59458 | 0.047869 | 0.047869 | 1.1008 | 0.20262 | FALSE | 0 | 0.6308 | 0.066794 | 0.066794 | 1.1198 | 0.73023
0.79315 | 0.29177 | 759 | 0.75932 | 0.021123 | -1.0562 | -1.0562 | 0.8238 | 0.18599 | -0.87017 | 0.18599 | -0.0025572 | FALSE | 0 | 0.59542 | 0.0483 | 0.0483 | 1.1045 | 0.20323 | FALSE | 0 | 0.29177 | -0.10964 | -0.10964 | 0.94652 | 0.73244
0.013224 | 0.67571 | 760 | 0.7614 | 0.021325 | -1.0662 | -1.0662 | 0.73446 | 0.12527 | -0.94096 | 0.12527 | -0.0025816 | FALSE | 0 | 0.78444 | 0.15746 | 0.15746 | 1.2237 | 0.20517 | FALSE | 0 | 0.67571 | 0.091148 | 0.091148 | 1.1574 | 0.73942
0.80499 | 0.37941 | 761 | 0.76204 | 0.021387 | -1.0693 | -1.0693 | 0.31829 | -0.094499 | -1.1638 | -0.094499 | -0.0025891 | FALSE | 0 | 0.21406 | -0.15848 | -0.15848 | 0.91085 | 0.20576 | FALSE | 0 | 0.37941 | -0.061406 | -0.061406 | 1.0079 | 0.74157
0.88474 | 0.4087 | 762 | 0.76225 | 0.021406 | -1.0703 | -1.0703 | 0.10831 | -0.24711 | -1.3174 | -0.24711 | -0.0025915 | FALSE | 0 | 0.47152 | -0.014292 | -0.014292 | 1.056 | 0.20596 | FALSE | 0 | 0.4087 | -0.046179 | -0.046179 | 1.0241 | 0.74226
0.86407 | 0.043214 | 763 | 0.76238 | 0.021419 | -1.071 | -1.071 | 0.91057 | 0.26885 | -0.80212 | 0.26885 | -0.0025931 | FALSE | 0 | 0.96219 | 0.35534 | 0.35534 | 1.4263 | 0.20608 | FALSE | 0 | 0.043214 | -0.34291 | -0.34291 | 0.72806 | 0.74271
0.92211 | 0.61429 | 764 | 0.76398 | 0.021575 | -1.0787 | -1.0787 | 0.89037 | 0.2457 | -0.83304 | 0.2457 | -0.0026119 | FALSE | 0 | 0.87136 | 0.22657 | 0.22657 | 1.3053 | 0.20758 | FALSE | 0 | 0.61429 | 0.058102 | 0.058102 | 1.1368 | 0.7481
0.78083 | 0.11742 | 765 | 0.76502 | 0.021677 | -1.0838 | -1.0838 | 0.56736 | 0.033932 | -1.0499 | 0.033932 | -0.0026242 | FALSE | 0 | 0.83469 | 0.19458 | 0.19458 | 1.2784 | 0.20855 | FALSE | 0 | 0.11742 | -0.2376 | -0.2376 | 0.84624 | 0.75163
0.87904 | 0.40694 | 766 | 0.76682 | 0.021852 | -1.0926 | -1.0926 | 0.25707 | -0.13048 | -1.2231 | -0.13048 | -0.0026455 | FALSE | 0 | 0.74724 | 0.13317 | 0.13317 | 1.2258 | 0.21025 | FALSE | 0 | 0.40694 | -0.047084 | -0.047084 | 1.0455 | 0.75772
0.5479 | 0.77469 | 767 | 0.76707 | 0.021877 | -1.0938 | -1.0938 | 0.87435 | 0.22944 | -0.8644 | 0.22944 | -0.0026485 | FALSE | 0 | 0.85184 | 0.20887 | 0.20887 | 1.3027 | 0.21048 | FALSE | 0 | 0.77469 | 0.15088 | 0.15088 | 1.2447 | 0.75857
0.70671 | 0.48681 | 768 | 0.7671 | 0.02188 | -1.094 | -1.094 | 0.25125 | -0.13411 | -1.2281 | -0.13411 | -0.0026489 | FALSE | 0 | 0.12812 | -0.22706 | -0.22706 | 0.86695 | 0.21051 | FALSE | 0 | 0.48681 | -0.0066124 | -0.0066124 | 1.0874 | 0.75869
0.054116 | 0.19773 | 769 | 0.76823 | 0.021991 | -1.0995 | -1.0995 | 0.73138 | 0.1234 | -0.97615 | 0.1234 | -0.0026623 | FALSE | 0 | 0.50519 | 0.0026043 | 0.0026043 | 1.1022 | 0.21158 | FALSE | 0 | 0.19773 | -0.16995 | -0.16995 | 0.9296 | 0.76253
0.882 | 0.12166 | 770 | 0.76827 | 0.021995 | -1.0998 | -1.0998 | 0.069895 | -0.29532 | -1.3951 | -0.29532 | -0.0026628 | FALSE | 0 | 0.72785 | 0.12126 | 0.12126 | 1.221 | 0.21162 | FALSE | 0 | 0.12166 | -0.23335 | -0.23335 | 0.86641 | 0.76267
0.57565 | 0.037015 | 771 | 0.76906 | 0.022072 | -1.1036 | -1.1036 | 0.64535 | 0.074557 | -1.0291 | 0.074557 | -0.0026721 | FALSE | 0 | 0.38465 | -0.058659 | -0.058659 | 1.045 | 0.21236 | FALSE | 0 | 0.037015 | -0.35729 | -0.35729 | 0.74633 | 0.76535
0.14369 | 0.73443 | 772 | 0.76916 | 0.022082 | -1.1041 | -1.1041 | 0.14953 | -0.20769 | -1.3118 | -0.20769 | -0.0026734 | FALSE | 0 | 0.84135 | 0.20001 | 0.20001 | 1.3041 | 0.21246 | FALSE | 0 | 0.73443 | 0.12526 | 0.12526 | 1.2294 | 0.7657
0.65534 | 0.080718 | 773 | 0.76984 | 0.02215 | -1.1075 | -1.1075 | 0.72483 | 0.11945 | -0.98804 | 0.11945 | -0.0026815 | FALSE | 0 | 0.13124 | -0.22411 | -0.22411 | 0.88338 | 0.21311 | FALSE | 0 | 0.080718 | -0.28005 | -0.28005 | 0.82744 | 0.76803
0.63013 | 0.94701 | 774 | 0.77016 | 0.022181 | -1.109 | -1.109 | 0.80452 | 0.17157 | -0.93747 | 0.17157 | -0.0026853 | FALSE | 0 | 0.13184 | -0.22355 | -0.22355 | 0.8855 | 0.21341 | FALSE | 0 | 0.94701 | 0.32331 | 0.32331 | 1.4324 | 0.76911
0.30157 | 0.82965 | 775 | 0.77048 | 0.022213 | -1.1106 | -1.1106 | 0.38322 | -0.059407 | -1.17 | -0.059407 | -0.0026891 | FALSE | 0 | 0.0029002 | -0.55177 | -0.55177 | 0.55886 | 0.21371 | FALSE | 0 | 0.82965 | 0.19055 | 0.19055 | 1.3012 | 0.77021
0.096423 | 0.15992 | 776 | 0.77055 | 0.02222 | -1.111 | -1.111 | 0.80624 | 0.17282 | -0.93818 | 0.17282 | -0.00269 | FALSE | 0 | 0.69389 | 0.10138 | 0.10138 | 1.2124 | 0.21378 | FALSE | 0 | 0.15992 | -0.19896 | -0.19896 | 0.91204 | 0.77047
0.84338 | 0.74706 | 777 | 0.7712 | 0.022284 | -1.1142 | -1.1142 | 0.25849 | -0.1296 | -1.2438 | -0.1296 | -0.0026977 | FALSE | 0 | 0.86106 | 0.21702 | 0.21702 | 1.3312 | 0.2144 | FALSE | 0 | 0.74706 | 0.13305 | 0.13305 | 1.2472 | 0.77268
0.19337 | 0.053418 | 778 | 0.77236 | 0.022399 | -1.1199 | -1.1199 | 0.85407 | 0.21081 | -0.90914 | 0.21081 | -0.0027117 | FALSE | 0 | 0.70701 | 0.10894 | 0.10894 | 1.2289 | 0.2155 | FALSE | 0 | 0.053418 | -0.32252 | -0.32252 | 0.79743 | 0.77667
0.39264 | 0.82743 | 779 | 0.7726 | 0.022423 | -1.1212 | -1.1212 | 0.0037417 | -0.53491 | -1.6561 | -0.53491 | -0.0027146 | FALSE | 0 | 0.79232 | 0.1629 | 0.1629 | 1.2841 | 0.21574 | FALSE | 0 | 0.82743 | 0.18881 | 0.18881 | 1.31 | 0.77751
0.53349 | 0.40568 | 780 | 0.7728 | 0.022443 | -1.1222 | -1.1222 | 0.95884 | 0.34748 | -0.77469 | 0.34748 | -0.002717 | FALSE | 0 | 0.60317 | 0.052311 | 0.052311 | 1.1745 | 0.21593 | FALSE | 0 | 0.40568 | -0.047733 | -0.047733 | 1.0744 | 0.77821
0.11326 | 0.41642 | 781 | 0.77368 | 0.02253 | -1.1265 | -1.1265 | 0.97921 | 0.40754 | -0.71898 | 0.40754 | -0.0027276 | FALSE | 0 | 0.93093 | 0.29656 | 0.29656 | 1.4231 | 0.21677 | FALSE | 0 | 0.41642 | -0.042213 | -0.042213 | 1.0843 | 0.78123
0.11089 | 0.84792 | 782 | 0.77386 | 0.022549 | -1.1274 | -1.1274 | 0.039877 | -0.35042 | -1.4779 | -0.35042 | -0.0027298 | FALSE | 0 | 0.9185 | 0.27901 | 0.27901 | 1.4064 | 0.21694 | FALSE | 0 | 0.84792 | 0.20551 | 0.20551 | 1.3329 | 0.78186
0.95953 | 0.61082 | 783 | 0.77798 | 0.022961 | -1.1481 | -1.1481 | 0.8441 | 0.20229 | -0.94577 | 0.20229 | -0.0027797 | FALSE | 0 | 0.77536 | 0.15132 | 0.15132 | 1.2994 | 0.22091 | FALSE | 0 | 0.61082 | 0.056292 | 0.056292 | 1.2044 | 0.79617
0.45286 | 0.093652 | 784 | 0.77853 | 0.023017 | -1.1508 | -1.1508 | 0.10613 | -0.24947 | -1.4003 | -0.24947 | -0.0027865 | FALSE | 0 | 0.018288 | -0.41809 | -0.41809 | 0.73275 | 0.22145 | FALSE | 0 | 0.093652 | -0.26372 | -0.26372 | 0.88712 | 0.7981
0.30214 | 0.9712 | 785 | 0.77862 | 0.023027 | -1.1513 | -1.1513 | 0.52487 | 0.012476 | -1.1389 | 0.012476 | -0.0027877 | FALSE | 0 | 0.81565 | 0.17978 | 0.17978 | 1.3311 | 0.22154 | FALSE | 0 | 0.9712 | 0.37976 | 0.37976 | 1.5311 | 0.79844
0.38955 | 0.40964 | 786 | 0.77992 | 0.023157 | -1.1579 | -1.1579 | 0.96741 | 0.3688 | -0.78907 | 0.3688 | -0.0028035 | FALSE | 0 | 0.73251 | 0.12409 | 0.12409 | 1.282 | 0.2228 | FALSE | 0 | 0.40964 | -0.045693 | -0.045693 | 1.1122 | 0.80297
0.59076 | 0.3034 | 787 | 0.7808 | 0.023246 | -1.1623 | -1.1623 | 0.11867 | -0.23634 | -1.3987 | -0.23634 | -0.0028143 | FALSE | 0 | 0.23267 | -0.14602 | -0.14602 | 1.0163 | 0.22366 | FALSE | 0 | 0.3034 | -0.10293 | -0.10293 | 1.0594 | 0.80606
0.16365 | 0.91372 | 788 | 0.78141 | 0.023309 | -1.1655 | -1.1655 | 0.62298 | 0.062666 | -1.1028 | 0.062666 | -0.0028219 | FALSE | 0 | 0.28364 | -0.11441 | -0.11441 | 1.0511 | 0.22426 | FALSE | 0 | 0.91372 | 0.27281 | 0.27281 | 1.4383 | 0.80824
0.55026 | 0.87272 | 789 | 0.78167 | 0.023335 | -1.1668 | -1.1668 | 0.54518 | 0.0227 | -1.1441 | 0.0227 | -0.002825 | FALSE | 0 | 0.87434 | 0.22943 | 0.22943 | 1.3962 | 0.22451 | FALSE | 0 | 0.87272 | 0.22786 | 0.22786 | 1.3946 | 0.80913
0.15665 | 0.15271 | 790 | 0.7818 | 0.023348 | -1.1674 | -1.1674 | 0.44604 | -0.027134 | -1.1945 | -0.027134 | -0.0028266 | FALSE | 0 | 0.061915 | -0.30778 | -0.30778 | 0.85963 | 0.22464 | FALSE | 0 | 0.15271 | -0.20497 | -0.20497 | 0.96244 | 0.80959
0.86747 | 0.0065018 | 791 | 0.78189 | 0.023358 | -1.1679 | -1.1679 | 0.77238 | 0.14934 | -1.0186 | 0.14934 | -0.0028278 | FALSE | 0 | 0.27929 | -0.11699 | -0.11699 | 1.0509 | 0.22473 | FALSE | 0 | 0.0065018 | -0.49673 | -0.49673 | 0.67118 | 0.80994
0.074032 | 0.065324 | 792 | 0.78424 | 0.023598 | -1.1799 | -1.1799 | 0.75148 | 0.13583 | -1.044 | 0.13583 | -0.0028568 | FALSE | 0 | 0.12595 | -0.22915 | -0.22915 | 0.95073 | 0.22704 | FALSE | 0 | 0.065324 | -0.30231 | -0.30231 | 0.87757 | 0.81823
0.74735 | 0.75659 | 793 | 0.7864 | 0.02382 | -1.191 | -1.191 | 0.47142 | -0.01434 | -1.2053 | -0.01434 | -0.0028837 | FALSE | 0 | 0.15047 | -0.20688 | -0.20688 | 0.98412 | 0.22918 | FALSE | 0 | 0.75659 | 0.13907 | 0.13907 | 1.3301 | 0.82595
0.16183 | 0.64944 | 794 | 0.78645 | 0.023825 | -1.1913 | -1.1913 | 0.036143 | -0.35946 | -1.5507 | -0.35946 | -0.0028843 | FALSE | 0 | 0.99121 | 0.47489 | 0.47489 | 1.6661 | 0.22923 | FALSE | 0 | 0.64944 | 0.076759 | 0.076759 | 1.268 | 0.82613
0.14104 | 0.31496 | 795 | 0.78885 | 0.024073 | -1.2036 | -1.2036 | 0.17239 | -0.18895 | -1.3926 | -0.18895 | -0.0029143 | FALSE | 0 | 0.91157 | 0.27009 | 0.27009 | 1.4737 | 0.23161 | FALSE | 0 | 0.31496 | -0.096366 | -0.096366 | 1.1073 | 0.83471
0.91154 | 0.47364 | 796 | 0.79047 | 0.024241 | -1.2121 | -1.2121 | 0.27401 | -0.12015 | -1.3322 | -0.12015 | -0.0029347 | FALSE | 0 | 0.69369 | 0.10127 | 0.10127 | 1.3133 | 0.23323 | FALSE | 0 | 0.47364 | -0.013225 | -0.013225 | 1.1988 | 0.84056
0.53788 | 0.81199 | 797 | 0.79141 | 0.02434 | -1.217 | -1.217 | 0.25561 | -0.13138 | -1.3484 | -0.13138 | -0.0029466 | FALSE | 0 | 0.92411 | 0.28666 | 0.28666 | 1.5036 | 0.23418 | FALSE | 0 | 0.81199 | 0.17705 | 0.17705 | 1.394 | 0.84396
0.79879 | 0.77186 | 798 | 0.79646 | 0.024872 | -1.2436 | -1.2436 | 0.60274 | 0.052088 | -1.1915 | 0.052088 | -0.003011 | FALSE | 0 | 0.92685 | 0.29055 | 0.29055 | 1.5341 | 0.23929 | FALSE | 0 | 0.77186 | 0.149 | 0.149 | 1.3926 | 0.86241
0.20974 | 0.67301 | 799 | 0.7974 | 0.024971 | -1.2486 | -1.2486 | 0.69571 | 0.10242 | -1.1461 | 0.10242 | -0.0030231 | FALSE | 0 | 0.82374 | 0.18594 | 0.18594 | 1.4345 | 0.24025 | FALSE | 0 | 0.67301 | 0.089646 | 0.089646 | 1.3382 | 0.86587
0.83104 | 0.81245 | 800 | 0.79899 | 0.02514 | -1.257 | -1.257 | 0.76529 | 0.14469 | -1.1123 | 0.14469 | -0.0030435 | FALSE | 0 | 0.13528 | -0.22036 | -0.22036 | 1.0366 | 0.24188 | FALSE | 0 | 0.81245 | 0.17739 | 0.17739 | 1.4344 | 0.87172
0.18733 | 0.30845 | 801 | 0.79942 | 0.025186 | -1.2593 | -1.2593 | 0.14248 | -0.21385 | -1.4732 | -0.21385 | -0.0030491 | FALSE | 0 | 0.79295 | 0.16334 | 0.16334 | 1.4226 | 0.24232 | FALSE | 0 | 0.30845 | -0.10005 | -0.10005 | 1.1593 | 0.87332
0.42797 | 0.49421 | 802 | 0.80109 | 0.025365 | -1.2683 | -1.2683 | 0.5185 | 0.0092761 | -1.259 | 0.0092761 | -0.0030708 | FALSE | 0 | 0.80639 | 0.17294 | 0.17294 | 1.4412 | 0.24404 | FALSE | 0 | 0.49421 | -0.0029016 | -0.0029016 | 1.2654 | 0.87953
0.27627 | 0.87065 | 803 | 0.80146 | 0.025406 | -1.2703 | -1.2703 | 0.36606 | -0.068459 | -1.3388 | -0.068459 | -0.0030757 | FALSE | 0 | 0.79368 | 0.16385 | 0.16385 | 1.4341 | 0.24443 | FALSE | 0 | 0.87065 | 0.22589 | 0.22589 | 1.4962 | 0.88094
0.94081 | 0.81966 | 804 | 0.80192 | 0.025455 | -1.2728 | -1.2728 | 0.32426 | -0.091162 | -1.3639 | -0.091162 | -0.0030817 | FALSE | 0 | 0.92211 | 0.28388 | 0.28388 | 1.5566 | 0.24491 | FALSE | 0 | 0.81966 | 0.18281 | 0.18281 | 1.4556 | 0.88265
0.31883 | 0.047707 | 805 | 0.80356 | 0.025632 | -1.2816 | -1.2816 | 0.79726 | 0.16637 | -1.1152 | 0.16637 | -0.0031031 | FALSE | 0 | 0.23831 | -0.14235 | -0.14235 | 1.1393 | 0.24661 | FALSE | 0 | 0.047707 | -0.3335 | -0.3335 | 0.94811 | 0.88879
0.025643 | 0.74476 | 806 | 0.80408 | 0.025688 | -1.2844 | -1.2844 | 0.063226 | -0.30565 | -1.5901 | -0.30565 | -0.0031099 | FALSE | 0 | 0.64977 | 0.076942 | 0.076942 | 1.3614 | 0.24715 | FALSE | 0 | 0.74476 | 0.13162 | 0.13162 | 1.416 | 0.89074
0.36288 | 0.48038 | 807 | 0.80422 | 0.025703 | -1.2852 | -1.2852 | 0.1524 | -0.20524 | -1.4904 | -0.20524 | -0.0031117 | FALSE | 0 | 0.63446 | 0.06874 | 0.06874 | 1.3539 | 0.2473 | FALSE | 0 | 0.48038 | -0.0098376 | -0.0098376 | 1.2753 | 0.89126
0.090935 | 0.069199 | 808 | 0.80559 | 0.025852 | -1.2926 | -1.2926 | 0.97489 | 0.3916 | -0.90101 | 0.3916 | -0.0031297 | FALSE | 0 | 0.27808 | -0.11771 | -0.11771 | 1.1749 | 0.24873 | FALSE | 0 | 0.069199 | -0.29636 | -0.29636 | 0.99626 | 0.89642
0.054394 | 0.81302 | 809 | 0.80586 | 0.025883 | -1.2941 | -1.2941 | 0.5698 | 0.035173 | -1.259 | 0.035173 | -0.0031334 | FALSE | 0 | 0.18775 | -0.17725 | -0.17725 | 1.1169 | 0.24902 | FALSE | 0 | 0.81302 | 0.17781 | 0.17781 | 1.4719 | 0.89747
7.6935e-05 | 0.8352 | 810 | 0.80637 | 0.025938 | -1.2969 | -1.2969 | 0.22082 | -0.15388 | -1.4508 | -0.15388 | -0.0031401 | FALSE | 0 | 0.060179 | -0.31066 | -0.31066 | 0.98626 | 0.24956 | FALSE | 0 | 0.8352 | 0.19499 | 0.19499 | 1.4919 | 0.8994
0.92841 | 0.73593 | 811 | 0.80917 | 0.026245 | -1.3123 | -1.3123 | 0.90503 | 0.26215 | -1.0501 | 0.26215 | -0.0031773 | FALSE | 0 | 0.22542 | -0.1508 | -0.1508 | 1.1615 | 0.25251 | FALSE | 0 | 0.73593 | 0.12617 | 0.12617 | 1.4384 | 0.91005
0.25871 | 0.74052 | 812 | 0.81019 | 0.026358 | -1.3179 | -1.3179 | 0.51801 | 0.0090326 | -1.3089 | 0.0090326 | -0.0031909 | FALSE | 0 | 0.092202 | -0.26546 | -0.26546 | 1.0524 | 0.25359 | FALSE | 0 | 0.74052 | 0.12899 | 0.12899 | 1.4469 | 0.91395
0.54532 | 0.82031 | 813 | 0.81029 | 0.026368 | -1.3184 | -1.3184 | 0.59988 | 0.050605 | -1.2678 | 0.050605 | -0.0031922 | FALSE | 0 | 0.7297 | 0.12238 | 0.12238 | 1.4408 | 0.25369 | FALSE | 0 | 0.82031 | 0.18331 | 0.18331 | 1.5017 | 0.91431
0.73126 | 0.49278 | 814 | 0.81037 | 0.026378 | -1.3189 | -1.3189 | 0.59839 | 0.049839 | -1.2691 | 0.049839 | -0.0031934 | FALSE | 0 | 0.58526 | 0.043072 | 0.043072 | 1.362 | 0.25379 | FALSE | 0 | 0.49278 | -0.0036217 | -0.0036217 | 1.3153 | 0.91465
0.16423 | 0.76585 | 815 | 0.81163 | 0.026518 | -1.3259 | -1.3259 | 0.048111 | -0.33269 | -1.6586 | -0.33269 | -0.0032103 | FALSE | 0 | 0.012594 | -0.4477 | -0.4477 | 0.87819 | 0.25513 | FALSE | 0 | 0.76585 | 0.14505 | 0.14505 | 1.4709 | 0.91949
0.59322 | 0.5946 | 816 | 0.81208 | 0.026568 | -1.3284 | -1.3284 | 0.71104 | 0.11129 | -1.2171 | 0.11129 | -0.0032163 | FALSE | 0 | 0.89686 | 0.25278 | 0.25278 | 1.5812 | 0.25561 | FALSE | 0 | 0.5946 | 0.047878 | 0.047878 | 1.3763 | 0.92122
0.28939 | 0.76552 | 817 | 0.81467 | 0.026858 | -1.3429 | -1.3429 | 0.34273 | -0.081003 | -1.4239 | -0.081003 | -0.0032514 | FALSE | 0 | 0.31297 | -0.097491 | -0.097491 | 1.2454 | 0.2584 | FALSE | 0 | 0.76552 | 0.14484 | 0.14484 | 1.4877 | 0.93128
0.30719 | 0.41806 | 818 | 0.81643 | 0.027055 | -1.3528 | -1.3528 | 0.19594 | -0.17125 | -1.524 | -0.17125 | -0.0032753 | FALSE | 0 | 0.86759 | 0.22302 | 0.22302 | 1.5758 | 0.2603 | FALSE | 0 | 0.41806 | -0.04137 | -0.04137 | 1.3114 | 0.93812
0.55335 | 0.011531 | 819 | 0.81843 | 0.027283 | -1.3641 | -1.3641 | 0.49681 | -0.0015972 | -1.3657 | -0.0015972 | -0.0033029 | FALSE | 0 | 0.82619 | 0.18784 | 0.18784 | 1.552 | 0.26249 | FALSE | 0 | 0.011531 | -0.45448 | -0.45448 | 0.90965 | 0.94601
0.55503 | 0.46073 | 820 | 0.82179 | 0.027667 | -1.3833 | -1.3833 | 0.42322 | -0.038733 | -1.4221 | -0.038733 | -0.0033494 | FALSE | 0 | 0.18144 | -0.18198 | -0.18198 | 1.2014 | 0.26619 | FALSE | 0 | 0.46073 | -0.019721 | -0.019721 | 1.3636 | 0.95933
0.83415 | 0.0078287 | 821 | 0.82321 | 0.02783 | -1.3915 | -1.3915 | 0.6481 | 0.076041 | -1.3155 | 0.076041 | -0.0033692 | FALSE | 0 | 0.12882 | -0.22639 | -0.22639 | 1.1651 | 0.26776 | FALSE | 0 | 0.0078287 | -0.48336 | -0.48336 | 0.90814 | 0.96499
0.38414 | 0.096744 | 822 | 0.8243 | 0.027956 | -1.3978 | -1.3978 | 0.23753 | -0.14285 | -1.5407 | -0.14285 | -0.0033844 | FALSE | 0 | 0.39386 | -0.053853 | -0.053853 | 1.344 | 0.26897 | FALSE | 0 | 0.096744 | -0.26007 | -0.26007 | 1.1377 | 0.96936
0.64954 | 0.33154 | 823 | 0.82477 | 0.02801 | -1.4005 | -1.4005 | 0.029814 | -0.37671 | -1.7772 | -0.37671 | -0.003391 | FALSE | 0 | 0.34557 | -0.079462 | -0.079462 | 1.3211 | 0.26949 | FALSE | 0 | 0.33154 | -0.087132 | -0.087132 | 1.3134 | 0.97125
0.44065 | 0.28022 | 824 | 0.82612 | 0.028168 | -1.4084 | -1.4084 | 0.013508 | -0.44226 | -1.8507 | -0.44226 | -0.0034101 | FALSE | 0 | 0.047507 | -0.3339 | -0.3339 | 1.0745 | 0.27101 | FALSE | 0 | 0.28022 | -0.11644 | -0.11644 | 1.292 | 0.97671
0.53825 | 0.27693 | 825 | 0.82638 | 0.028199 | -1.4099 | -1.4099 | 0.87315 | 0.22828 | -1.1816 | 0.22828 | -0.0034138 | FALSE | 0 | 0.77877 | 0.15361 | 0.15361 | 1.5635 | 0.2713 | FALSE | 0 | 0.27693 | -0.1184 | -0.1184 | 1.2915 | 0.97777
0.3084 | 0.94993 | 826 | 0.82944 | 0.028559 | -1.4279 | -1.4279 | 0.40583 | -0.047655 | -1.4756 | -0.047655 | -0.0034574 | FALSE | 0 | 0.46973 | -0.015191 | -0.015191 | 1.4128 | 0.27477 | FALSE | 0 | 0.94993 | 0.32884 | 0.32884 | 1.7568 | 0.99027
0.79751 | 0.50148 | 827 | 0.82962 | 0.02858 | -1.429 | -1.429 | 0.89688 | 0.2528 | -1.1762 | 0.2528 | -0.0034599 | FALSE | 0 | 0.40846 | -0.046304 | -0.046304 | 1.3827 | 0.27497 | FALSE | 0 | 0.50148 | 0.00073992 | 0.00073992 | 1.4297 | 0.99099
0.54414 | 0.20642 | 828 | 0.83011 | 0.028638 | -1.4319 | -1.4319 | 0.50687 | 0.0034453 | -1.4284 | 0.0034453 | -0.003467 | FALSE | 0 | 0.64802 | 0.075996 | 0.075996 | 1.5079 | 0.27553 | FALSE | 0 | 0.20642 | -0.16378 | -0.16378 | 1.2681 | 0.993
0.47094 | 0.48403 | 829 | 0.83043 | 0.028676 | -1.4338 | -1.4338 | 0.20152 | -0.16724 | -1.6011 | -0.16724 | -0.0034716 | FALSE | 0 | 0.41241 | -0.044268 | -0.044268 | 1.3896 | 0.2759 | FALSE | 0 | 0.48403 | -0.0080087 | -0.0080087 | 1.4258 | 0.99434
0.27049 | 0.86206 | 830 | 0.83194 | 0.028856 | -1.4428 | -1.4428 | 0.31862 | -0.094315 | -1.5371 | -0.094315 | -0.0034934 | FALSE | 0 | 0.53095 | 0.015533 | 0.015533 | 1.4583 | 0.27763 | FALSE | 0 | 0.86206 | 0.21793 | 0.21793 | 1.6607 | 1.0006
0.11082 | 0.51654 | 831 | 0.83195 | 0.028857 | -1.4428 | -1.4428 | 0.33385 | -0.085859 | -1.5287 | -0.085859 | -0.0034934 | FALSE | 0 | 0.705 | 0.10777 | 0.10777 | 1.5506 | 0.27763 | FALSE | 0 | 0.51654 | 0.0082927 | 0.0082927 | 1.4511 | 1.0006
0.096275 | 0.11839 | 832 | 0.83201 | 0.028864 | -1.4432 | -1.4432 | 0.99032 | 0.46768 | -0.97551 | 0.46768 | -0.0034943 | FALSE | 0 | 0.044046 | -0.34111 | -0.34111 | 1.1021 | 0.2777 | FALSE | 0 | 0.11839 | -0.23662 | -0.23662 | 1.2066 | 1.0008
0.68113 | 0.89696 | 833 | 0.83261 | 0.028935 | -1.4468 | -1.4468 | 0.11403 | -0.24107 | -1.6878 | -0.24107 | -0.003503 | FALSE | 0 | 0.78495 | 0.15781 | 0.15781 | 1.6046 | 0.27839 | FALSE | 0 | 0.89696 | 0.25289 | 0.25289 | 1.6997 | 1.0033
0.65987 | 0.29191 | 834 | 0.83311 | 0.028996 | -1.4498 | -1.4498 | 0.13623 | -0.21948 | -1.6693 | -0.21948 | -0.0035103 | FALSE | 0 | 0.2428 | -0.13946 | -0.13946 | 1.3103 | 0.27897 | FALSE | 0 | 0.29191 | -0.10956 | -0.10956 | 1.3402 | 1.0054
0.69396 | 0.05424 | 835 | 0.83751 | 0.029528 | -1.4764 | -1.4764 | 0.16482 | -0.19497 | -1.6714 | -0.19497 | -0.0035748 | FALSE | 0 | 0.78703 | 0.15923 | 0.15923 | 1.6356 | 0.2841 | FALSE | 0 | 0.05424 | -0.32101 | -0.32101 | 1.1554 | 1.0239
0.31576 | 0.90114 | 836 | 0.83766 | 0.029546 | -1.4773 | -1.4773 | 0.87052 | 0.22577 | -1.2515 | 0.22577 | -0.0035769 | FALSE | 0 | 0.64434 | 0.074015 | 0.074015 | 1.5513 | 0.28427 | FALSE | 0 | 0.90114 | 0.25762 | 0.25762 | 1.7349 | 1.0245
0.72028 | 0.35024 | 837 | 0.83825 | 0.029619 | -1.481 | -1.481 | 0.54916 | 0.024709 | -1.4563 | 0.024709 | -0.0035858 | FALSE | 0 | 0.24329 | -0.13915 | -0.13915 | 1.3418 | 0.28497 | FALSE | 0 | 0.35024 | -0.076935 | -0.076935 | 1.404 | 1.027
0.99186 | 0.91312 | 838 | 0.839 | 0.029711 | -1.4855 | -1.4855 | 0.53839 | 0.019274 | -1.4663 | 0.019274 | -0.0035969 | FALSE | 0 | 0.53709 | 0.018621 | 0.018621 | 1.5042 | 0.28585 | FALSE | 0 | 0.91312 | 0.27204 | 0.27204 | 1.7576 | 1.0302
0.3132 | 0.947 | 839 | 0.83908 | 0.02972 | -1.486 | -1.486 | 0.70014 | 0.10496 | -1.381 | 0.10496 | -0.003598 | FALSE | 0 | 0.97239 | 0.38343 | 0.38343 | 1.8694 | 0.28594 | FALSE | 0 | 0.947 | 0.32329 | 0.32329 | 1.8093 | 1.0305
0.64183 | 0.72322 | 840 | 0.84198 | 0.030079 | -1.5039 | -1.5039 | 0.26593 | -0.12504 | -1.629 | -0.12504 | -0.0036414 | TRUE | -1.5039 | 0.050745 | -0.32753 | -1.8315 | -0.32753 | 0.28939 | TRUE | -0.0039417 | 0.72322 | 0.11849 | 0.11454 | 1.6185 | 1.043
0.23362 | 0.95028 | 841 | 0.84382 | 0.030308 | -1.5154 | -1.5154 | 0.86178 | 0.21767 | -1.2977 | 0.21767 | -0.0036691 | TRUE | -1.5154 | 0.582 | 0.041403 | -1.474 | 0.041403 | 0.2916 | TRUE | -0.015396 | 0.95028 | 0.32952 | 0.31412 | 1.8295 | 1.0509
0.26537 | 0.92887 | 842 | 0.84444 | 0.030386 | -1.5193 | -1.5193 | 0.77433 | 0.15064 | -1.3687 | 0.15064 | -0.0036786 | TRUE | -1.5193 | 0.050307 | -0.32838 | -1.8477 | -0.32838 | 0.29235 | TRUE | -0.019308 | 0.92887 | 0.29349 | 0.27418 | 1.7935 | 1.0536
0.66948 | 0.6566 | 843 | 0.84633 | 0.030625 | -1.5312 | -1.5312 | 0.92239 | 0.28427 | -1.247 | 0.28427 | -0.0037075 | TRUE | -1.5312 | 0.27597 | -0.11897 | -1.6502 | -0.11897 | 0.29464 | TRUE | -0.031225 | 0.6566 | 0.080639 | 0.049414 | 1.5806 | 1.0619
0.62812 | 0.65782 | 844 | 0.84652 | 0.030649 | -1.5324 | -1.5324 | 0.03769 | -0.35563 | -1.8881 | -0.35563 | -0.0037104 | TRUE | -1.5324 | 0.52526 | 0.01267 | -1.5198 | 0.01267 | 0.29487 | TRUE | -0.032429 | 0.65782 | 0.081302 | 0.048873 | 1.5813 | 1.0627
0.91683 | 0.62222 | 845 | 0.84678 | 0.030681 | -1.5341 | -1.5341 | 0.36411 | -0.069499 | -1.6036 | -0.069499 | -0.0037143 | TRUE | -1.5341 | 0.75122 | 0.13567 | -1.3984 | 0.13567 | 0.29519 | TRUE | -0.034052 | 0.62222 | 0.062263 | 0.028211 | 1.5623 | 1.0639
0.84376 | 0.03233 | 846 | 0.84743 | 0.030765 | -1.5382 | -1.5382 | 0.13552 | -0.22013 | -1.7584 | -0.22013 | -0.0037244 | TRUE | -1.5382 | 0.96633 | 0.36587 | -1.1724 | 0.36587 | 0.29599 | TRUE | -0.038227 | 0.03233 | -0.36952 | -0.40775 | 1.1305 | 1.0667
0.7427 | 0.72473 | 847 | 0.84855 | 0.030907 | -1.5453 | -1.5453 | 0.15883 | -0.19985 | -1.7452 | -0.19985 | -0.0037417 | TRUE | -1.5453 | 0.49179 | -0.0041172 | -1.5495 | -0.0041172 | 0.29736 | TRUE | -0.045345 | 0.72473 | 0.11939 | 0.074044 | 1.6194 | 1.0717
0.31934 | 0.75513 | 848 | 0.84864 | 0.030919 | -1.546 | -1.546 | 0.11605 | -0.23899 | -1.7849 | -0.23899 | -0.0037431 | TRUE | -1.546 | 0.061352 | -0.3087 | -1.8547 | -0.3087 | 0.29748 | TRUE | -0.045954 | 0.75513 | 0.13814 | 0.092187 | 1.6381 | 1.0721
0.084743 | 0.29811 | 849 | 0.85122 | 0.03125 | -1.5625 | -1.5625 | 0.93642 | 0.30509 | -1.2574 | 0.30509 | -0.0037832 | TRUE | -1.5625 | 0.74775 | 0.13349 | -1.429 | 0.13349 | 0.30066 | TRUE | -0.062511 | 0.29811 | -0.10597 | -0.16848 | 1.394 | 1.0836
0.16814 | 0.93003 | 850 | 0.85198 | 0.031348 | -1.5674 | -1.5674 | 0.84113 | 0.19983 | -1.3676 | 0.19983 | -0.0037951 | TRUE | -1.5674 | 0.89297 | 0.2485 | -1.3189 | 0.2485 | 0.30161 | TRUE | -0.067414 | 0.93003 | 0.2952 | 0.22778 | 1.7952 | 1.087
0.64182 | 0.99889 | 851 | 0.85301 | 0.031483 | -1.5742 | -1.5742 | 0.97834 | 0.40412 | -1.17 | 0.40412 | -0.0038114 | TRUE | -1.5742 | 0.10298 | -0.25295 | -1.8271 | -0.25295 | 0.30291 | TRUE | -0.074161 | 0.99889 | 0.61165 | 0.53749 | 2.1117 | 1.0917
0.8786 | 0.27977 | 852 | 0.85483 | 0.031721 | -1.5861 | -1.5861 | 0.47541 | -0.012334 | -1.5984 | -0.012334 | -0.0038402 | TRUE | -1.5861 | 0.55417 | 0.02724 | -1.5588 | 0.02724 | 0.3052 | TRUE | -0.086062 | 0.27977 | -0.1167 | -0.20277 | 1.3833 | 1.0999
0.23071 | 0.84245 | 853 | 0.85518 | 0.031767 | -1.5883 | -1.5883 | 0.2396 | -0.14152 | -1.7299 | -0.14152 | -0.0038457 | TRUE | -1.5883 | 0.69339 | 0.1011 | -1.4872 | 0.1011 | 0.30563 | TRUE | -0.088337 | 0.84245 | 0.20091 | 0.11258 | 1.7009 | 1.1015
0.72491 | 0.90331 | 854 | 0.85576 | 0.031843 | -1.5922 | -1.5922 | 0.29302 | -0.10892 | -1.7011 | -0.10892 | -0.003855 | TRUE | -1.5922 | 0.98425 | 0.43016 | -1.162 | 0.43016 | 0.30637 | TRUE | -0.092172 | 0.90331 | 0.26013 | 0.16796 | 1.7601 | 1.1042
0.93038 | 0.60533 | 855 | 0.85777 | 0.032111 | -1.6055 | -1.6055 | 0.95982 | 0.34972 | -1.2558 | 0.34972 | -0.0038874 | TRUE | -1.6055 | 0.57933 | 0.040034 | -1.5655 | 0.040034 | 0.30894 | TRUE | -0.10554 | 0.60533 | 0.053431 | -0.052106 | 1.5534 | 1.1134
0.54789 | 0.11529 | 856 | 0.8583 | 0.032182 | -1.6091 | -1.6091 | 0.58346 | 0.042151 | -1.5669 | 0.042151 | -0.003896 | TRUE | -1.6091 | 0.77069 | 0.14822 | -1.4609 | 0.14822 | 0.30963 | TRUE | -0.10909 | 0.11529 | -0.23978 | -0.34886 | 1.2602 | 1.1159
0.42662 | 0.45688 | 857 | 0.85877 | 0.032244 | -1.6122 | -1.6122 | 0.37716 | -0.062591 | -1.6748 | -0.062591 | -0.0039035 | TRUE | -1.6122 | 0.11632 | -0.23872 | -1.8509 | -0.23872 | 0.31023 | TRUE | -0.11221 | 0.45688 | -0.02166 | -0.13387 | 1.4783 | 1.1181
0.87106 | 0.21828 | 858 | 0.85966 | 0.032364 | -1.6182 | -1.6182 | 0.27272 | -0.12092 | -1.7391 | -0.12092 | -0.003918 | TRUE | -1.6182 | 0.58231 | 0.041559 | -1.5766 | 0.041559 | 0.31138 | TRUE | -0.11818 | 0.21828 | -0.15561 | -0.27379 | 1.3444 | 1.1222
0.05746 | 0.89652 | 859 | 0.85996 | 0.032404 | -1.6202 | -1.6202 | 0.58535 | 0.043118 | -1.5771 | 0.043118 | -0.0039229 | TRUE | -1.6202 | 0.038772 | -0.35302 | -1.9732 | -0.35302 | 0.31176 | TRUE | -0.12019 | 0.89652 | 0.25239 | 0.1322 | 1.7524 | 1.1236
0.59619 | 0.92702 | 860 | 0.86158 | 0.032623 | -1.6312 | -1.6312 | 0.89459 | 0.25027 | -1.3809 | 0.25027 | -0.0039495 | TRUE | -1.6312 | 0.98921 | 0.45951 | -1.1717 | 0.45951 | 0.31388 | TRUE | -0.13117 | 0.92702 | 0.2908 | 0.15962 | 1.7908 | 1.1312
0.17265 | 0.51355 | 861 | 0.86301 | 0.032819 | -1.6409 | -1.6409 | 0.0046138 | -0.5207 | -2.1616 | -0.5207 | -0.0039731 | TRUE | -1.6409 | 0.20855 | -0.16229 | -1.8032 | -0.16229 | 0.31576 | TRUE | -0.14095 | 0.51355 | 0.0067964 | -0.13415 | 1.5068 | 1.138
0.71621 | 0.82829 | 862 | 0.86422 | 0.032984 | -1.6492 | -1.6492 | 0.52353 | 0.011804 | -1.6374 | 0.011804 | -0.0039932 | TRUE | -1.6492 | 0.39522 | -0.053149 | -1.7024 | -0.053149 | 0.31735 | TRUE | -0.14922 | 0.82829 | 0.18949 | 0.040268 | 1.6895 | 1.1437
0.47349 | 0.85926 | 863 | 0.86706 | 0.033378 | -1.6689 | -1.6689 | 0.80989 | 0.1755 | -1.4934 | 0.1755 | -0.0040408 | TRUE | -1.6689 | 0.63779 | 0.070512 | -1.5984 | 0.070512 | 0.32113 | TRUE | -0.16888 | 0.85926 | 0.2154 | 0.046521 | 1.7154 | 1.1574
0.32503 | 0.032449 | 864 | 0.86788 | 0.033492 | -1.6746 | -1.6746 | 0.11232 | -0.24285 | -1.9175 | -0.24285 | -0.0040546 | TRUE | -1.6746 | 0.94725 | 0.32375 | -1.3509 | 0.32375 | 0.32223 | TRUE | -0.17461 | 0.032449 | -0.36919 | -0.5438 | 1.1308 | 1.1613
0.54255 | 0.89485 | 865 | 0.86789 | 0.033494 | -1.6747 | -1.6747 | 0.35457 | -0.074601 | -1.7493 | -0.074601 | -0.0040548 | TRUE | -1.6747 | 0.15279 | -0.20491 | -1.8796 | -0.20491 | 0.32225 | TRUE | -0.17469 | 0.89485 | 0.25055 | 0.075855 | 1.7505 | 1.1614
0.59294 | 0.5144 | 866 | 0.86834 | 0.033558 | -1.6779 | -1.6779 | 0.46921 | -0.015451 | -1.6933 | -0.015451 | -0.0040626 | TRUE | -1.6779 | 0.71408 | 0.11307 | -1.5648 | 0.11307 | 0.32286 | TRUE | -0.17788 | 0.5144 | 0.0072228 | -0.17066 | 1.5072 | 1.1636
0.38113 | 0.17538 | 867 | 0.8695 | 0.03372 | -1.686 | -1.686 | 0.3224 | -0.0922 | -1.7782 | -0.0922 | -0.0040823 | TRUE | -1.686 | 0.23296 | -0.14582 | -1.8318 | -0.14582 | 0.32443 | TRUE | -0.18602 | 0.17538 | -0.18662 | -0.37265 | 1.3134 | 1.1692
0.25421 | 0.6117 | 868 | 0.87055 | 0.03387 | -1.6935 | -1.6935 | 0.49545 | -0.0022804 | -1.6958 | -0.0022804 | -0.0041004 | TRUE | -1.6935 | 0.15204 | -0.20554 | -1.8991 | -0.20554 | 0.32587 | TRUE | -0.19351 | 0.6117 | 0.056753 | -0.13676 | 1.5568 | 1.1744
0.12522 | 0.76198 | 869 | 0.87164 | 0.034025 | -1.7012 | -1.7012 | 0.038909 | -0.3527 | -2.0539 | -0.3527 | -0.0041191 | TRUE | -1.7012 | 0.3997 | -0.050826 | -1.7521 | -0.050826 | 0.32736 | TRUE | -0.20125 | 0.76198 | 0.14254 | -0.05871 | 1.6425 | 1.1798
0.97559 | 0.62367 | 870 | 0.87168 | 0.03403 | -1.7015 | -1.7015 | 0.34066 | -0.082134 | -1.7837 | -0.082134 | -0.0041198 | TRUE | -1.7015 | 0.64744 | 0.075683 | -1.6258 | 0.075683 | 0.32741 | TRUE | -0.20152 | 0.62367 | 0.063028 | -0.13849 | 1.563 | 1.18
0.33023 | 0.2955 | 871 | 0.87257 | 0.034159 | -1.7079 | -1.7079 | 0.80249 | 0.17011 | -1.5378 | 0.17011 | -0.0041353 | TRUE | -1.7079 | 0.71098 | 0.11125 | -1.5967 | 0.11125 | 0.32865 | TRUE | -0.20793 | 0.2955 | -0.10748 | -0.31541 | 1.3925 | 1.1844
0.28439 | 0.34014 | 872 | 0.87306 | 0.034229 | -1.7114 | -1.7114 | 0.45773 | -0.021231 | -1.7327 | -0.021231 | -0.0041438 | TRUE | -1.7114 | 0.77551 | 0.15142 | -1.56 | 0.15142 | 0.32932 | TRUE | -0.21144 | 0.34014 | -0.082419 | -0.29386 | 1.4176 | 1.1869
0.4911 | 0.68249 | 873 | 0.87501 | 0.034512 | -1.7256 | -1.7256 | 0.57788 | 0.039293 | -1.6863 | 0.039293 | -0.0041781 | TRUE | -1.7256 | 0.48744 | -0.0062956 | -1.7319 | -0.0062956 | 0.33205 | TRUE | -0.22561 | 0.68249 | 0.094935 | -0.13068 | 1.5949 | 1.1967
0.7933 | 0.95356 | 874 | 0.87584 | 0.034634 | -1.7317 | -1.7317 | 0.53607 | 0.018108 | -1.7136 | 0.018108 | -0.0041928 | TRUE | -1.7317 | 0.40069 | -0.05031 | -1.782 | -0.05031 | 0.33322 | TRUE | -0.23168 | 0.95356 | 0.33608 | 0.10439 | 1.8361 | 1.2009
0.079505 | 0.1047 | 875 | 0.87641 | 0.034716 | -1.7358 | -1.7358 | 0.96024 | 0.3507 | -1.3851 | 0.3507 | -0.0042028 | TRUE | -1.7358 | 0.42605 | -0.037288 | -1.7731 | -0.037288 | 0.33401 | TRUE | -0.23581 | 0.1047 | -0.25104 | -0.48685 | 1.249 | 1.2038
0.48214 | 0.46535 | 876 | 0.87859 | 0.035038 | -1.7519 | -1.7519 | 0.76616 | 0.14525 | -1.6067 | 0.14525 | -0.0042418 | TRUE | -1.7519 | 0.44054 | -0.029919 | -1.7818 | -0.029919 | 0.33711 | TRUE | -0.25192 | 0.46535 | -0.017391 | -0.26932 | 1.4826 | 1.2149
0.84393 | 0.44782 | 877 | 0.87902 | 0.035104 | -1.7552 | -1.7552 | 0.68951 | 0.098892 | -1.6563 | 0.098892 | -0.0042497 | TRUE | -1.7552 | 0.76849 | 0.14678 | -1.6084 | 0.14678 | 0.33774 | TRUE | -0.25518 | 0.44782 | -0.026232 | -0.28141 | 1.4738 | 1.2172
0.9546 | 0.28894 | 878 | 0.8793 | 0.035145 | -1.7572 | -1.7572 | 0.88939 | 0.24466 | -1.5126 | 0.24466 | -0.0042547 | TRUE | -1.7572 | 0.54105 | 0.020617 | -1.7366 | 0.020617 | 0.33813 | TRUE | -0.25723 | 0.28894 | -0.1113 | -0.36853 | 1.3887 | 1.2186
0.59487 | 0.90216 | 879 | 0.87956 | 0.035183 | -1.7592 | -1.7592 | 0.89596 | 0.25177 | -1.5074 | 0.25177 | -0.0042593 | TRUE | -1.7592 | 0.89427 | 0.24991 | -1.5092 | 0.24991 | 0.3385 | TRUE | -0.25915 | 0.90216 | 0.25879 | -0.00036087 | 1.7588 | 1.22
0.2461 | 0.34255 | 880 | 0.88135 | 0.035453 | -1.7727 | -1.7727 | 0.42678 | -0.036916 | -1.8096 | -0.036916 | -0.004292 | TRUE | -1.7727 | 0.85762 | 0.21394 | -1.5587 | 0.21394 | 0.3411 | TRUE | -0.27265 | 0.34255 | -0.081104 | -0.35376 | 1.4189 | 1.2293
0.029712 | 0.37631 | 881 | 0.88228 | 0.035593 | -1.7797 | -1.7797 | 0.60532 | 0.053428 | -1.7262 | 0.053428 | -0.004309 | TRUE | -1.7797 | 0.89324 | 0.24879 | -1.5309 | 0.24879 | 0.34245 | TRUE | -0.27967 | 0.37631 | -0.063039 | -0.34271 | 1.437 | 1.2342
0.80277 | 0.91131 | 882 | 0.8829 | 0.035688 | -1.7844 | -1.7844 | 0.058459 | -0.31357 | -2.098 | -0.31357 | -0.0043205 | TRUE | -1.7844 | 0.72323 | 0.11849 | -1.6659 | 0.11849 | 0.34336 | TRUE | -0.2844 | 0.91131 | 0.26978 | -0.014619 | 1.7698 | 1.2375
0.89733 | 0.22101 | 883 | 0.88574 | 0.036126 | -1.8063 | -1.8063 | 0.33557 | -0.084918 | -1.8912 | -0.084918 | -0.0043734 | TRUE | -1.8063 | 0.08315 | -0.27684 | -2.0831 | -0.27684 | 0.34757 | TRUE | -0.30628 | 0.22101 | -0.15376 | -0.46004 | 1.3462 | 1.2526
0.4038 | 0.75757 | 884 | 0.88628 | 0.036209 | -1.8104 | -1.8104 | 0.82796 | 0.18923 | -1.6212 | 0.18923 | -0.0043835 | TRUE | -1.8104 | 0.82499 | 0.18691 | -1.6235 | 0.18691 | 0.34837 | TRUE | -0.31044 | 0.75757 | 0.1397 | -0.17074 | 1.6397 | 1.2555
0.09312 | 0.2612 | 885 | 0.88696 | 0.036315 | -1.8158 | -1.8158 | 0.63212 | 0.067495 | -1.7483 | 0.067495 | -0.0043964 | TRUE | -1.8158 | 0.43488 | -0.032795 | -1.8486 | -0.032795 | 0.3494 | TRUE | -0.31577 | 0.2612 | -0.12793 | -0.4437 | 1.3721 | 1.2592
0.67764 | 0.41647 | 886 | 0.88745 | 0.036392 | -1.8196 | -1.8196 | 0.27607 | -0.11891 | -1.9385 | -0.11891 | -0.0044057 | TRUE | -1.8196 | 0.12128 | -0.23372 | -2.0533 | -0.23372 | 0.35013 | TRUE | -0.3196 | 0.41647 | -0.042187 | -0.36178 | 1.4578 | 1.2619
0.92234 | 0.35551 | 887 | 0.88752 | 0.036403 | -1.8201 | -1.8201 | 0.45744 | -0.021375 | -1.8415 | -0.021375 | -0.004407 | TRUE | -1.8201 | 0.34744 | -0.078449 | -1.8986 | -0.078449 | 0.35024 | TRUE | -0.32015 | 0.35551 | -0.074097 | -0.39424 | 1.4259 | 1.2623
0.4263 | 0.68048 | 888 | 0.88773 | 0.036437 | -1.8218 | -1.8218 | 0.76921 | 0.14725 | -1.6746 | 0.14725 | -0.0044111 | TRUE | -1.8218 | 0.41487 | -0.043008 | -1.8648 | -0.043008 | 0.35056 | TRUE | -0.32184 | 0.68048 | 0.093808 | -0.22803 | 1.5938 | 1.2634
0.17287 | 0.20225 | 889 | 0.88814 | 0.036501 | -1.825 | -1.825 | 0.64067 | 0.072052 | -1.753 | 0.072052 | -0.0044189 | TRUE | -1.825 | 0.63477 | 0.0689 | -1.7561 | 0.0689 | 0.35118 | TRUE | -0.32504 | 0.20225 | -0.16672 | -0.49176 | 1.3333 | 1.2656
0.98352 | 0.50459 | 890 | 0.88852 | 0.036561 | -1.828 | -1.828 | 0.26426 | -0.12605 | -1.9541 | -0.12605 | -0.0044261 | TRUE | -1.828 | 0.24069 | -0.14081 | -1.9689 | -0.14081 | 0.35176 | TRUE | -0.32804 | 0.50459 | 0.0022992 | -0.32574 | 1.5023 | 1.2677
0.6081 | 0.7527 | 891 | 0.88858 | 0.03657 | -1.8285 | -1.8285 | 0.53828 | 0.01922 | -1.8093 | 0.01922 | -0.0044272 | TRUE | -1.8285 | 0.063884 | -0.30459 | -2.1331 | -0.30459 | 0.35184 | TRUE | -0.32849 | 0.7527 | 0.1366 | -0.19189 | 1.6366 | 1.268
0.63796 | 0.46325 | 892 | 0.88954 | 0.036722 | -1.8361 | -1.8361 | 0.64705 | 0.075473 | -1.7606 | 0.075473 | -0.0044457 | TRUE | -1.8361 | 0.61587 | 0.05893 | -1.7772 | 0.05893 | 0.35331 | TRUE | -0.33611 | 0.46325 | -0.018448 | -0.35455 | 1.4816 | 1.2733
0.91766 | 0.83487 | 893 | 0.88997 | 0.03679 | -1.8395 | -1.8395 | 0.88157 | 0.23657 | -1.603 | 0.23657 | -0.0044539 | TRUE | -1.8395 | 0.66085 | 0.082957 | -1.7566 | 0.082957 | 0.35397 | TRUE | -0.33952 | 0.83487 | 0.19472 | -0.14481 | 1.6947 | 1.2757
0.94387 | 0.43734 | 894 | 0.89228 | 0.037163 | -1.8581 | -1.8581 | 0.064852 | -0.30305 | -2.1612 | -0.30305 | -0.004499 | TRUE | -1.8581 | 0.42161 | -0.039556 | -1.8977 | -0.039556 | 0.35755 | TRUE | -0.35814 | 0.43734 | -0.031544 | -0.38968 | 1.4685 | 1.2886
0.80759 | 0.31942 | 895 | 0.89231 | 0.037167 | -1.8583 | -1.8583 | 0.1266 | -0.22852 | -2.0869 | -0.22852 | -0.0044995 | TRUE | -1.8583 | 0.82757 | 0.18892 | -1.6694 | 0.18892 | 0.35759 | TRUE | -0.35833 | 0.31942 | -0.093864 | -0.4522 | 1.4061 | 1.2887
0.97893 | 0.23144 | 896 | 0.89293 | 0.037268 | -1.8634 | -1.8634 | 0.55125 | 0.025762 | -1.8376 | 0.025762 | -0.0045117 | TRUE | -1.8634 | 0.72846 | 0.12163 | -1.7418 | 0.12163 | 0.35856 | TRUE | -0.3634 | 0.23144 | -0.14682 | -0.51022 | 1.3532 | 1.2923
0.75323 | 0.17016 | 897 | 0.89299 | 0.037277 | -1.8639 | -1.8639 | 0.0047677 | -0.51845 | -2.3823 | -0.51845 | -0.0045129 | TRUE | -1.8639 | 0.38172 | -0.060191 | -1.9241 | -0.060191 | 0.35865 | TRUE | -0.36387 | 0.17016 | -0.19071 | -0.55458 | 1.3093 | 1.2926
0.38668 | 0.35472 | 898 | 0.89598 | 0.037769 | -1.8884 | -1.8884 | 0.03492 | -0.36259 | -2.251 | -0.36259 | -0.0045724 | TRUE | -1.8884 | 0.12226 | -0.23275 | -2.1212 | -0.23275 | 0.36338 | TRUE | -0.38844 | 0.35472 | -0.074523 | -0.46296 | 1.4255 | 1.3096
0.083521 | 0.8835 | 899 | 0.89668 | 0.037885 | -1.8943 | -1.8943 | 0.16362 | -0.19593 | -2.0902 | -0.19593 | -0.0045864 | TRUE | -1.8943 | 0.9338 | 0.30094 | -1.5933 | 0.30094 | 0.3645 | TRUE | -0.39425 | 0.8835 | 0.23854 | -0.15572 | 1.7385 | 1.3136
0.51118 | 0.099648 | 900 | 0.89694 | 0.037928 | -1.8964 | -1.8964 | 0.16758 | -0.19276 | -2.0892 | -0.19276 | -0.0045917 | TRUE | -1.8964 | 0.052207 | -0.32476 | -2.2212 | -0.32476 | 0.36492 | TRUE | -0.39642 | 0.099648 | -0.25671 | -0.65314 | 1.2433 | 1.3152
0.13918 | 0.85036 | 901 | 0.8986 | 0.038208 | -1.9104 | -1.9104 | 0.0063189 | -0.49876 | -2.4092 | -0.49876 | -0.0046255 | TRUE | -1.9104 | 0.9372 | 0.30634 | -1.6041 | 0.30634 | 0.36761 | TRUE | -0.4104 | 0.85036 | 0.20759 | -0.20281 | 1.7076 | 1.3248
0.93977 | 0.58087 | 902 | 0.90061 | 0.038551 | -1.9275 | -1.9275 | 0.26878 | -0.1233 | -2.0508 | -0.1233 | -0.004667 | TRUE | -1.9275 | 0.47317 | -0.013461 | -1.941 | -0.013461 | 0.3709 | TRUE | -0.42753 | 0.58087 | 0.040825 | -0.3867 | 1.5408 | 1.3367
0.4779 | 0.95833 | 903 | 0.90128 | 0.038667 | -1.9333 | -1.9333 | 0.87144 | 0.22664 | -1.7067 | 0.22664 | -0.0046811 | TRUE | -1.9333 | 0.19905 | -0.169 | -2.1024 | -0.169 | 0.37202 | TRUE | -0.43335 | 0.95833 | 0.34633 | -0.087015 | 1.8463 | 1.3408
0.069697 | 0.0096618 | 904 | 0.90129 | 0.038668 | -1.9334 | -1.9334 | 0.58365 | 0.04225 | -1.8912 | 0.04225 | -0.0046813 | TRUE | -1.9334 | 0.11642 | -0.23861 | -2.172 | -0.23861 | 0.37204 | TRUE | -0.43342 | 0.0096618 | -0.46785 | -0.90127 | 1.0322 | 1.3408
0.27399 | 0.10008 | 905 | 0.90137 | 0.038681 | -1.9341 | -1.9341 | 0.28066 | -0.11618 | -2.0502 | -0.11618 | -0.0046828 | TRUE | -1.9341 | 0.60672 | 0.054156 | -1.8799 | 0.054156 | 0.37216 | TRUE | -0.43407 | 0.10008 | -0.25622 | -0.69029 | 1.2438 | 1.3413
0.33109 | 0.070894 | 906 | 0.9014 | 0.038687 | -1.9343 | -1.9343 | 0.57077 | 0.035667 | -1.8987 | 0.035667 | -0.0046835 | TRUE | -1.9343 | 0.8088 | 0.1747 | -1.7596 | 0.1747 | 0.37221 | TRUE | -0.43433 | 0.070894 | -0.29383 | -0.72816 | 1.2062 | 1.3414
0.44761 | 0.46099 | 907 | 0.90178 | 0.038753 | -1.9377 | -1.9377 | 0.7365 | 0.12652 | -1.8112 | 0.12652 | -0.0046916 | TRUE | -1.9377 | 0.48041 | -0.0098249 | -1.9475 | -0.0098249 | 0.37285 | TRUE | -0.43767 | 0.46099 | -0.019586 | -0.45725 | 1.4804 | 1.3438
0.78137 | 0.626 | 908 | 0.9019 | 0.038774 | -1.9387 | -1.9387 | 0.35447 | -0.074659 | -2.0133 | -0.074659 | -0.004694 | TRUE | -1.9387 | 0.31841 | -0.094428 | -2.0331 | -0.094428 | 0.37305 | TRUE | -0.43869 | 0.626 | 0.064257 | -0.37443 | 1.5643 | 1.3445
0.93823 | 0.18296 | 909 | 0.90375 | 0.039097 | -1.9549 | -1.9549 | 0.41354 | -0.043687 | -1.9986 | -0.043687 | -0.0047332 | TRUE | -1.9549 | 0.3526 | -0.075661 | -2.0305 | -0.075661 | 0.37616 | TRUE | -0.45487 | 0.18296 | -0.18083 | -0.6357 | 1.3192 | 1.3557
0.82869 | 0.044862 | 910 | 0.9061 | 0.039513 | -1.9757 | -1.9757 | 0.6321 | 0.067483 | -1.9082 | 0.067483 | -0.0047835 | TRUE | -1.9757 | 0.12099 | -0.23401 | -2.2097 | -0.23401 | 0.38016 | TRUE | -0.47566 | 0.044862 | -0.33937 | -0.81503 | 1.1606 | 1.3701
0.23657 | 0.80084 | 911 | 0.90754 | 0.039773 | -1.9886 | -1.9886 | 0.047964 | -0.33298 | -2.3216 | -0.33298 | -0.004815 | TRUE | -1.9886 | 0.44822 | -0.02603 | -2.0147 | -0.02603 | 0.38266 | TRUE | -0.48864 | 0.80084 | 0.16892 | -0.31972 | 1.6689 | 1.3791
0.80663 | 0.22734 | 912 | 0.908 | 0.039857 | -1.9928 | -1.9928 | 0.26582 | -0.1251 | -2.1179 | -0.1251 | -0.0048251 | TRUE | -1.9928 | 0.22383 | -0.15187 | -2.1447 | -0.15187 | 0.38347 | TRUE | -0.49284 | 0.22734 | -0.14953 | -0.64236 | 1.3505 | 1.382
0.8134 | 0.94322 | 913 | 0.90968 | 0.040164 | -2.0082 | -2.0082 | 0.8031 | 0.17055 | -1.8377 | 0.17055 | -0.0048624 | TRUE | -2.0082 | 0.43483 | -0.03282 | -2.041 | -0.03282 | 0.38643 | TRUE | -0.50821 | 0.94322 | 0.31647 | -0.19174 | 1.8165 | 1.3927
0.76919 | 0.55468 | 914 | 0.90975 | 0.040176 | -2.0088 | -2.0088 | 0.4209 | -0.039918 | -2.0487 | -0.039918 | -0.0048638 | TRUE | -2.0088 | 0.6425 | 0.073032 | -1.9358 | 0.073032 | 0.38654 | TRUE | -0.50879 | 0.55468 | 0.027499 | -0.48129 | 1.5275 | 1.3931
0.82888 | 0.73481 | 915 | 0.91017 | 0.040254 | -2.0127 | -2.0127 | 0.88527 | 0.24035 | -1.7724 | 0.24035 | -0.0048732 | TRUE | -2.0127 | 0.24722 | -0.13665 | -2.1494 | -0.13665 | 0.38729 | TRUE | -0.51271 | 0.73481 | 0.12549 | -0.38722 | 1.6255 | 1.3958
0.35762 | 0.79694 | 916 | 0.91299 | 0.040781 | -2.0391 | -2.0391 | 0.43658 | -0.031929 | -2.071 | -0.031929 | -0.0049371 | TRUE | -2.0391 | 0.13865 | -0.21728 | -2.2564 | -0.21728 | 0.39237 | TRUE | -0.53907 | 0.79694 | 0.16615 | -0.37293 | 1.6661 | 1.4141
0.12719 | 0.92454 | 917 | 0.91632 | 0.041421 | -2.0711 | -2.0711 | 0.86315 | 0.21892 | -1.8521 | 0.21892 | -0.0050145 | TRUE | -2.0711 | 0.923 | 0.28512 | -1.7859 | 0.28512 | 0.39852 | TRUE | -0.57106 | 0.92454 | 0.28726 | -0.2838 | 1.7873 | 1.4363
0.54641 | 0.14823 | 918 | 0.91684 | 0.041524 | -2.0762 | -2.0762 | 0.21291 | -0.15927 | -2.2355 | -0.15927 | -0.005027 | TRUE | -2.0762 | 0.040576 | -0.34881 | -2.425 | -0.34881 | 0.39951 | TRUE | -0.57622 | 0.14823 | -0.20881 | -0.78503 | 1.2912 | 1.4398
0.58652 | 0.95418 | 919 | 0.91852 | 0.041856 | -2.0928 | -2.0928 | 0.18523 | -0.17912 | -2.2719 | -0.17912 | -0.0050672 | TRUE | -2.0928 | 0.71074 | 0.11111 | -1.9817 | 0.11111 | 0.40271 | TRUE | -0.59281 | 0.95418 | 0.33737 | -0.25545 | 1.8374 | 1.4513
0.19231 | 0.22807 | 920 | 0.92007 | 0.042167 | -2.1083 | -2.1083 | 0.40101 | -0.050146 | -2.1585 | -0.050146 | -0.0051048 | TRUE | -2.1083 | 0.3795 | -0.061359 | -2.1697 | -0.061359 | 0.40569 | TRUE | -0.60833 | 0.22807 | -0.14904 | -0.75737 | 1.351 | 1.4621
0.63429 | 0.11217 | 921 | 0.92016 | 0.042184 | -2.1092 | -2.1092 | 0.54384 | 0.022023 | -2.0872 | 0.022023 | -0.0051069 | TRUE | -2.1092 | 0.26885 | -0.12326 | -2.2325 | -0.12326 | 0.40586 | TRUE | -0.60921 | 0.11217 | -0.24302 | -0.85223 | 1.257 | 1.4627
0.98277 | 0.7997 | 922 | 0.92045 | 0.042243 | -2.1122 | -2.1122 | 0.28071 | -0.11615 | -2.2283 | -0.11615 | -0.005114 | TRUE | -2.1122 | 0.56849 | 0.034508 | -2.0777 | 0.034508 | 0.40643 | TRUE | -0.61216 | 0.7997 | 0.16811 | -0.44405 | 1.6681 | 1.4648
0.238 | 0.033519 | 923 | 0.92053 | 0.042259 | -2.113 | -2.113 | 0.070025 | -0.29512 | -2.4081 | -0.29512 | -0.005116 | TRUE | -2.113 | 0.38562 | -0.058151 | -2.1711 | -0.058151 | 0.40658 | TRUE | -0.61296 | 0.033519 | -0.36628 | -0.97925 | 1.1337 | 1.4653
0.92455 | 0.399 | 924 | 0.92141 | 0.04244 | -2.122 | -2.122 | 0.92237 | 0.28424 | -1.8377 | 0.28424 | -0.0051378 | TRUE | -2.122 | 0.37262 | -0.064983 | -2.187 | -0.064983 | 0.40832 | TRUE | -0.62198 | 0.399 | -0.051189 | -0.67317 | 1.4488 | 1.4716
0.32636 | 0.76631 | 925 | 0.92184 | 0.042526 | -2.1263 | -2.1263 | 0.79026 | 0.16147 | -1.9648 | 0.16147 | -0.0051483 | TRUE | -2.1263 | 0.73644 | 0.12648 | -1.9998 | 0.12648 | 0.40915 | TRUE | -0.62629 | 0.76631 | 0.14535 | -0.48094 | 1.6453 | 1.4746
0.74954 | 0.1196 | 926 | 0.92197 | 0.042554 | -2.1277 | -2.1277 | 0.37657 | -0.062898 | -2.1906 | -0.062898 | -0.0051516 | TRUE | -2.1277 | 0.74427 | 0.13131 | -1.9964 | 0.13131 | 0.40942 | TRUE | -0.62768 | 0.1196 | -0.23539 | -0.86308 | 1.2646 | 1.4755
0.30989 | 0.84235 | 927 | 0.9228 | 0.042725 | -2.1363 | -2.1363 | 0.55418 | 0.027246 | -2.109 | 0.027246 | -0.0051724 | TRUE | -2.1363 | 0.69504 | 0.10204 | -2.0342 | 0.10204 | 0.41107 | TRUE | -0.63627 | 0.84235 | 0.20083 | -0.43543 | 1.7008 | 1.4815
0.68639 | 0.91114 | 928 | 0.92461 | 0.043103 | -2.1551 | -2.1551 | 0.81351 | 0.17818 | -1.977 | 0.17818 | -0.0052181 | TRUE | -2.1551 | 0.17996 | -0.1831 | -2.3382 | -0.1831 | 0.4147 | TRUE | -0.65513 | 0.91114 | 0.26956 | -0.38557 | 1.7696 | 1.4946
0.5822 | 0.53629 | 929 | 0.92848 | 0.043936 | -2.1968 | -2.1968 | 0.66883 | 0.087338 | -2.1095 | 0.087338 | -0.005319 | TRUE | -2.1968 | 0.61537 | 0.058669 | -2.1381 | 0.058669 | 0.42272 | TRUE | -0.6968 | 0.53629 | 0.018219 | -0.67858 | 1.5182 | 1.5235
0.25614 | 0.12072 | 930 | 0.9302 | 0.04432 | -2.216 | -2.216 | 0.80773 | 0.17391 | -2.0421 | 0.17391 | -0.0053654 | TRUE | -2.216 | 0.76165 | 0.14232 | -2.0737 | 0.14232 | 0.42641 | TRUE | -0.71598 | 0.12072 | -0.23428 | -0.95025 | 1.2657 | 1.5368
0.41785 | 0.83367 | 931 | 0.93145 | 0.0446 | -2.23 | -2.23 | 0.88267 | 0.23769 | -1.9923 | 0.23769 | -0.0053993 | TRUE | -2.23 | 0.33055 | -0.087678 | -2.3177 | -0.087678 | 0.4291 | TRUE | -0.72998 | 0.83367 | 0.19376 | -0.53623 | 1.6938 | 1.5465
0.24669 | 0.71618 | 932 | 0.93166 | 0.044648 | -2.2324 | -2.2324 | 0.9156 | 0.27522 | -1.9572 | 0.27522 | -0.0054052 | TRUE | -2.2324 | 0.55536 | 0.027841 | -2.2046 | 0.027841 | 0.42957 | TRUE | -0.73242 | 0.71618 | 0.11431 | -0.61811 | 1.6143 | 1.5482
0.14201 | 0.82866 | 933 | 0.93193 | 0.04471 | -2.2355 | -2.2355 | 0.3599 | -0.071745 | -2.3072 | -0.071745 | -0.0054127 | TRUE | -2.2355 | 0.35368 | -0.075079 | -2.3106 | -0.075079 | 0.43016 | TRUE | -0.7355 | 0.82866 | 0.18977 | -0.54573 | 1.6898 | 1.5503
0.84992 | 0.45865 | 934 | 0.93288 | 0.044928 | -2.2464 | -2.2464 | 0.80079 | 0.16889 | -2.0775 | 0.16889 | -0.0054391 | TRUE | -2.2464 | 0.74395 | 0.13112 | -2.1153 | 0.13112 | 0.43226 | TRUE | -0.7464 | 0.45865 | -0.020768 | -0.76717 | 1.4792 | 1.5579
0.92037 | 0.60138 | 935 | 0.93447 | 0.045298 | -2.2649 | -2.2649 | 0.81746 | 0.18115 | -2.0837 | 0.18115 | -0.0054838 | TRUE | -2.2649 | 0.57121 | 0.03589 | -2.229 | 0.03589 | 0.43582 | TRUE | -0.76488 | 0.60138 | 0.051386 | -0.7135 | 1.5514 | 1.5707
0.91416 | 0.39261 | 936 | 0.93598 | 0.045657 | -2.2828 | -2.2828 | 0.5327 | 0.016413 | -2.2664 | 0.016413 | -0.0055273 | TRUE | -2.2828 | 0.040574 | -0.34881 | -2.6316 | -0.34881 | 0.43927 | TRUE | -0.78284 | 0.39261 | -0.054506 | -0.83734 | 1.4455 | 1.5831
0.25224 | 0.012362 | 937 | 0.9384 | 0.046244 | -2.3122 | -2.3122 | 0.8859 | 0.241 | -2.0712 | 0.241 | -0.0055984 | TRUE | -2.3122 | 0.68993 | 0.099129 | -2.2131 | 0.099129 | 0.44492 | TRUE | -0.81221 | 0.012362 | -0.44914 | -1.2614 | 1.0509 | 1.6035
0.88228 | 0.61743 | 938 | 0.93917 | 0.046436 | -2.3218 | -2.3218 | 0.60859 | 0.055129 | -2.2667 | 0.055129 | -0.0056217 | TRUE | -2.3218 | 0.99371 | 0.49904 | -1.8228 | 0.49904 | 0.44677 | TRUE | -0.82181 | 0.61743 | 0.059746 | -0.76207 | 1.5597 | 1.6102
0.74572 | 0.96445 | 939 | 0.94009 | 0.046665 | -2.3333 | -2.3333 | 0.17297 | -0.1885 | -2.5218 | -0.1885 | -0.0056494 | TRUE | -2.3333 | 0.39449 | -0.053529 | -2.3868 | -0.053529 | 0.44898 | TRUE | -0.83327 | 0.96445 | 0.36098 | -0.47229 | 1.861 | 1.6181
0.43359 | 0.10986 | 940 | 0.94187 | 0.047119 | -2.356 | -2.356 | 0.97614 | 0.39596 | -1.96 | 0.39596 | -0.0057044 | TRUE | -2.356 | 0.46418 | -0.017983 | -2.374 | -0.017983 | 0.45334 | TRUE | -0.85597 | 0.10986 | -0.24546 | -1.1014 | 1.2545 | 1.6338
0.44692 | 0.10905 | 941 | 0.94194 | 0.047137 | -2.3568 | -2.3568 | 0.85104 | 0.20818 | -2.1487 | 0.20818 | -0.0057065 | TRUE | -2.3568 | 0.90183 | 0.25841 | -2.0984 | 0.25841 | 0.45351 | TRUE | -0.85684 | 0.10905 | -0.24632 | -1.1032 | 1.2537 | 1.6344
0.54665 | 0.17534 | 942 | 0.94271 | 0.047339 | -2.3669 | -2.3669 | 0.27276 | -0.12089 | -2.4878 | -0.12089 | -0.0057309 | TRUE | -2.3669 | 0.049544 | -0.32986 | -2.6968 | -0.32986 | 0.45545 | TRUE | -0.86694 | 0.17534 | -0.18665 | -1.0536 | 1.3133 | 1.6415
0.89353 | 0.25627 | 943 | 0.94551 | 0.048084 | -2.4042 | -2.4042 | 0.028707 | -0.38003 | -2.7842 | -0.38003 | -0.0058212 | TRUE | -2.4042 | 0.77858 | 0.15348 | -2.2507 | 0.15348 | 0.46263 | TRUE | -0.90421 | 0.25627 | -0.13098 | -1.0352 | 1.369 | 1.6673
0.82337 | 0.00090908 | 944 | 0.94688 | 0.048461 | -2.423 | -2.423 | 0.14549 | -0.2112 | -2.6342 | -0.2112 | -0.0058667 | TRUE | -2.423 | 0.59691 | 0.049072 | -2.374 | 0.049072 | 0.46625 | TRUE | -0.92303 | 0.00090908 | -0.62369 | -1.5467 | 0.87631 | 1.6803
0.22772 | 0.13944 | 945 | 0.94692 | 0.048471 | -2.4235 | -2.4235 | 0.066777 | -0.30005 | -2.7236 | -0.30005 | -0.0058679 | TRUE | -2.4235 | 0.48514 | -0.0074536 | -2.431 | -0.0074536 | 0.46634 | TRUE | -0.92353 | 0.13944 | -0.21657 | -1.1401 | 1.2834 | 1.6807
0.70522 | 0.62022 | 946 | 0.94957 | 0.04922 | -2.461 | -2.461 | 0.026177 | -0.38804 | -2.8491 | -0.38804 | -0.0059587 | TRUE | -2.461 | 0.72854 | 0.12168 | -2.3393 | 0.12168 | 0.47356 | TRUE | -0.96101 | 0.62022 | 0.06121 | -0.8998 | 1.5612 | 1.7067
0.60791 | 0.35437 | 947 | 0.9497 | 0.04926 | -2.463 | -2.463 | 0.29398 | -0.10836 | -2.5713 | -0.10836 | -0.0059635 | TRUE | -2.463 | 0.20143 | -0.1673 | -2.6303 | -0.1673 | 0.47394 | TRUE | -0.96299 | 0.35437 | -0.074712 | -1.0377 | 1.4253 | 1.7081
0.20414 | 0.4309 | 948 | 0.94996 | 0.049333 | -2.4666 | -2.4666 | 0.4241 | -0.038281 | -2.5049 | -0.038281 | -0.0059723 | TRUE | -2.4666 | 0.46346 | -0.018345 | -2.485 | -0.018345 | 0.47464 | TRUE | -0.96663 | 0.4309 | -0.034817 | -1.0014 | 1.4652 | 1.7106
0.44458 | 0.075759 | 949 | 0.95003 | 0.049353 | -2.4677 | -2.4677 | 0.33287 | -0.0864 | -2.5541 | -0.0864 | -0.0059748 | TRUE | -2.4677 | 0.83348 | 0.1936 | -2.2741 | 0.1936 | 0.47484 | TRUE | -0.96766 | 0.075759 | -0.28684 | -1.2545 | 1.2132 | 1.7113
0.49518 | 0.23622 | 950 | 0.9516 | 0.049817 | -2.4908 | -2.4908 | 0.33055 | -0.08768 | -2.5785 | -0.08768 | -0.0060309 | TRUE | -2.4908 | 0.83761 | 0.19694 | -2.2939 | 0.19694 | 0.4793 | TRUE | -0.99085 | 0.23622 | -0.1437 | -1.1345 | 1.3563 | 1.7274
0.97406 | 0.14314 | 951 | 0.95253 | 0.050098 | -2.5049 | -2.5049 | 0.52757 | 0.013831 | -2.491 | 0.013831 | -0.0060649 | TRUE | -2.5049 | 0.42073 | -0.040005 | -2.5449 | -0.040005 | 0.482 | TRUE | -1.0049 | 0.14314 | -0.21327 | -1.2181 | 1.2867 | 1.7371
0.11792 | 0.95138 | 952 | 0.95354 | 0.050407 | -2.5204 | -2.5204 | 0.44328 | -0.028529 | -2.5489 | -0.028529 | -0.0061024 | TRUE | -2.5204 | 0.21267 | -0.15944 | -2.6798 | -0.15944 | 0.48497 | TRUE | -1.0204 | 0.95138 | 0.33168 | -0.68867 | 1.8317 | 1.7478
0.035421 | 0.74498 | 953 | 0.9536 | 0.050424 | -2.5212 | -2.5212 | 0.71144 | 0.11152 | -2.4097 | 0.11152 | -0.0061045 | TRUE | -2.5212 | 0.82385 | 0.18603 | -2.3352 | 0.18603 | 0.48514 | TRUE | -1.0212 | 0.74498 | 0.13175 | -0.88946 | 1.6318 | 1.7484
0.26515 | 0.64882 | 954 | 0.95453 | 0.050714 | -2.5357 | -2.5357 | 0.2645 | -0.12591 | -2.6616 | -0.12591 | -0.0061395 | TRUE | -2.5357 | 0.24729 | -0.13661 | -2.6723 | -0.13661 | 0.48793 | TRUE | -1.0357 | 0.64882 | 0.076425 | -0.95927 | 1.5764 | 1.7585
0.58038 | 0.23345 | 955 | 0.95523 | 0.050934 | -2.5467 | -2.5467 | 0.85749 | 0.21382 | -2.3329 | 0.21382 | -0.0061662 | TRUE | -2.5467 | 0.85988 | 0.21596 | -2.3307 | 0.21596 | 0.49004 | TRUE | -1.0467 | 0.23345 | -0.14551 | -1.1922 | 1.3545 | 1.7661
0.51781 | 0.90914 | 956 | 0.95525 | 0.05094 | -2.547 | -2.547 | 0.60365 | 0.052564 | -2.4944 | 0.052564 | -0.0061669 | TRUE | -2.547 | 0.10821 | -0.24722 | -2.7942 | -0.24722 | 0.4901 | TRUE | -1.047 | 0.90914 | 0.26709 | -0.77991 | 1.7671 | 1.7663
0.17639 | 0.84445 | 957 | 0.95608 | 0.051207 | -2.5603 | -2.5603 | 0.70267 | 0.10642 | -2.4539 | 0.10642 | -0.0061992 | TRUE | -2.5603 | 0.98896 | 0.45783 | -2.1025 | 0.45783 | 0.49267 | TRUE | -1.0603 | 0.84445 | 0.20259 | -0.85775 | 1.7026 | 1.7756
0.30813 | 0.57536 | 958 | 0.95782 | 0.051779 | -2.589 | -2.589 | 0.18107 | -0.18226 | -2.7712 | -0.18226 | -0.0062685 | TRUE | -2.589 | 0.82916 | 0.19017 | -2.3988 | 0.19017 | 0.49818 | TRUE | -1.089 | 0.57536 | 0.038006 | -1.051 | 1.538 | 1.7954
0.18466 | 0.79976 | 959 | 0.9583 | 0.051937 | -2.5969 | -2.5969 | 0.53 | 0.015056 | -2.5818 | 0.015056 | -0.0062876 | TRUE | -2.5969 | 0.34457 | -0.080004 | -2.6769 | -0.080004 | 0.4997 | TRUE | -1.0969 | 0.79976 | 0.16816 | -0.92871 | 1.6682 | 1.8009
0.70294 | 0.68829 | 960 | 0.95882 | 0.052114 | -2.6057 | -2.6057 | 0.39018 | -0.055772 | -2.6615 | -0.055772 | -0.0063091 | TRUE | -2.6057 | 0.24338 | -0.13909 | -2.7448 | -0.13909 | 0.5014 | TRUE | -1.1057 | 0.68829 | 0.0982 | -1.0075 | 1.5982 | 1.807
0.28873 | 0.8686 | 961 | 0.95905 | 0.052192 | -2.6096 | -2.6096 | 0.13597 | -0.21972 | -2.8293 | -0.21972 | -0.0063184 | TRUE | -2.6096 | 0.44099 | -0.029693 | -2.6393 | -0.029693 | 0.50214 | TRUE | -1.1096 | 0.8686 | 0.22396 | -0.88563 | 1.724 | 1.8097
0.95126 | 0.71945 | 962 | 0.96015 | 0.052574 | -2.6287 | -2.6287 | 0.53813 | 0.019146 | -2.6096 | 0.019146 | -0.0063647 | TRUE | -2.6287 | 0.15929 | -0.19947 | -2.8282 | -0.19947 | 0.50582 | TRUE | -1.1287 | 0.71945 | 0.11624 | -1.0125 | 1.6162 | 1.823
0.23762 | 0.92344 | 963 | 0.9604 | 0.05266 | -2.633 | -2.633 | 0.20214 | -0.1668 | -2.7998 | -0.1668 | -0.0063751 | TRUE | -2.633 | 0.63871 | 0.071004 | -2.562 | 0.071004 | 0.50665 | TRUE | -1.133 | 0.92344 | 0.28572 | -0.84727 | 1.7857 | 1.826
0.90261 | 0.3059 | 964 | 0.96112 | 0.052916 | -2.6458 | -2.6458 | 0.42866 | -0.035958 | -2.6818 | -0.035958 | -0.0064062 | TRUE | -2.6458 | 0.013766 | -0.44078 | -3.0866 | -0.44078 | 0.50912 | TRUE | -1.1458 | 0.3059 | -0.1015 | -1.2473 | 1.3985 | 1.8349
0.94488 | 0.44918 | 965 | 0.9637 | 0.053861 | -2.6931 | -2.6931 | 0.076915 | -0.28523 | -2.9783 | -0.28523 | -0.0065206 | TRUE | -2.6931 | 0.40369 | -0.048761 | -2.7418 | -0.048761 | 0.51821 | TRUE | -1.1931 | 0.44918 | -0.025548 | -1.2186 | 1.4745 | 1.8676
0.88496 | 0.5911 | 966 | 0.96377 | 0.053886 | -2.6943 | -2.6943 | 0.5954 | 0.048292 | -2.646 | 0.048292 | -0.0065235 | TRUE | -2.6943 | 0.85239 | 0.20934 | -2.4849 | 0.20934 | 0.51844 | TRUE | -1.1943 | 0.5911 | 0.046076 | -1.1482 | 1.5461 | 1.8685
0.75686 | 0.42343 | 967 | 0.96396 | 0.053959 | -2.698 | -2.698 | 0.63272 | 0.067813 | -2.6301 | 0.067813 | -0.0065324 | TRUE | -2.698 | 0.48678 | -0.0066286 | -2.7046 | -0.0066286 | 0.51915 | TRUE | -1.198 | 0.42343 | -0.038625 | -1.2366 | 1.4614 | 1.871
0.95109 | 0.73146 | 968 | 0.96552 | 0.054561 | -2.728 | -2.728 | 0.14987 | -0.2074 | -2.9354 | -0.2074 | -0.0066052 | TRUE | -2.728 | 0.87987 | 0.23487 | -2.4932 | 0.23487 | 0.52494 | TRUE | -1.228 | 0.73146 | 0.12345 | -1.1046 | 1.6234 | 1.8919
0.89592 | 0.85255 | 969 | 0.96649 | 0.054948 | -2.7474 | -2.7474 | 0.036243 | -0.35921 | -3.1066 | -0.35921 | -0.0066521 | TRUE | -2.7474 | 0.44301 | -0.02867 | -2.7761 | -0.02867 | 0.52866 | TRUE | -1.2474 | 0.85255 | 0.20949 | -1.0379 | 1.7095 | 1.9053
0.84204 | 0.11807 | 970 | 0.96754 | 0.055375 | -2.7687 | -2.7687 | 0.15823 | -0.20035 | -2.9691 | -0.20035 | -0.0067038 | TRUE | -2.7687 | 0.98762 | 0.44905 | -2.3197 | 0.44905 | 0.53277 | TRUE | -1.2687 | 0.11807 | -0.23694 | -1.5057 | 1.2631 | 1.9201
0.073268 | 0.73443 | 971 | 0.96763 | 0.05541 | -2.7705 | -2.7705 | 0.21019 | -0.16115 | -2.9317 | -0.16115 | -0.0067081 | TRUE | -2.7705 | 0.66029 | 0.082651 | -2.6879 | 0.082651 | 0.53311 | TRUE | -1.2705 | 0.73443 | 0.12525 | -1.1453 | 1.6253 | 1.9213
0.72077 | 0.068163 | 972 | 0.96769 | 0.055434 | -2.7717 | -2.7717 | 0.4577 | -0.021247 | -2.793 | -0.021247 | -0.006711 | TRUE | -2.7717 | 0.92364 | 0.286 | -2.4857 | 0.286 | 0.53334 | TRUE | -1.2717 | 0.068163 | -0.29792 | -1.5696 | 1.2021 | 1.9222
0.88271 | 0.64362 | 973 | 0.96853 | 0.055788 | -2.7894 | -2.7894 | 0.25565 | -0.13136 | -2.9207 | -0.13136 | -0.0067538 | TRUE | -2.7894 | 0.28661 | -0.11266 | -2.902 | -0.11266 | 0.53674 | TRUE | -1.2894 | 0.64362 | 0.07363 | -1.2157 | 1.5736 | 1.9344
0.30435 | 0.19038 | 974 | 0.96929 | 0.056114 | -2.8057 | -2.8057 | 0.95533 | 0.33979 | -2.4659 | 0.33979 | -0.0067932 | TRUE | -2.8057 | 0.014615 | -0.43607 | -3.2418 | -0.43607 | 0.53988 | TRUE | -1.3057 | 0.19038 | -0.1753 | -1.481 | 1.3247 | 1.9457
0.48666 | 0.94056 | 975 | 0.97004 | 0.056443 | -2.8222 | -2.8222 | 0.55198 | 0.026134 | -2.796 | 0.026134 | -0.0068332 | TRUE | -2.8222 | 0.74383 | 0.13104 | -2.6911 | 0.13104 | 0.54305 | TRUE | -1.3222 | 0.94056 | 0.3119 | -1.0103 | 1.8119 | 1.9571
0.34997 | 0.46055 | 976 | 0.97209 | 0.057373 | -2.8686 | -2.8686 | 0.2321 | -0.14639 | -3.015 | -0.14639 | -0.0069456 | TRUE | -2.8686 | 0.38592 | -0.057995 | -2.9266 | -0.057995 | 0.55199 | TRUE | -1.3686 | 0.46055 | -0.019811 | -1.3884 | 1.4802 | 1.9894
0.61656 | 0.24594 | 977 | 0.97287 | 0.057743 | -2.8872 | -2.8872 | 0.6858 | 0.096797 | -2.7904 | 0.096797 | -0.0069905 | TRUE | -2.8872 | 0.30557 | -0.10169 | -2.9889 | -0.10169 | 0.55556 | TRUE | -1.3872 | 0.24594 | -0.13746 | -1.5246 | 1.3625 | 2.0022
0.92413 | 0.62248 | 978 | 0.9753 | 0.058954 | -2.9477 | -2.9477 | 0.46933 | -0.015391 | -2.9631 | -0.015391 | -0.0071371 | TRUE | -2.9477 | 0.23448 | -0.14484 | -3.0925 | -0.14484 | 0.5672 | TRUE | -1.4477 | 0.62248 | 0.062399 | -1.3853 | 1.5624 | 2.0442
0.65513 | 0.5668 | 979 | 0.97538 | 0.058995 | -2.9497 | -2.9497 | 0.49008 | -0.0049752 | -2.9547 | -0.0049752 | -0.007142 | TRUE | -2.9497 | 0.015719 | -0.43029 | -3.38 | -0.43029 | 0.5676 | TRUE | -1.4497 | 0.5668 | 0.033647 | -1.4161 | 1.5336 | 2.0456
0.11681 | 0.76637 | 980 | 0.97619 | 0.059421 | -2.971 | -2.971 | 0.25735 | -0.13031 | -3.1014 | -0.13031 | -0.0071936 | TRUE | -2.971 | 0.59249 | 0.046789 | -2.9243 | 0.046789 | 0.5717 | TRUE | -1.471 | 0.76637 | 0.14539 | -1.3257 | 1.6454 | 2.0604
0.46307 | 0.73272 | 981 | 0.97654 | 0.059611 | -2.9805 | -2.9805 | 0.60601 | 0.053787 | -2.9267 | 0.053787 | -0.0072166 | TRUE | -2.9805 | 0.017575 | -0.42133 | -3.4019 | -0.42133 | 0.57352 | TRUE | -1.4805 | 0.73272 | 0.12421 | -1.3563 | 1.6242 | 2.067
0.94001 | 0.20642 | 982 | 0.9781 | 0.060481 | -3.0241 | -3.0241 | 0.83874 | 0.19786 | -2.8262 | 0.19786 | -0.007322 | TRUE | -3.0241 | 0.81523 | 0.17947 | -2.8446 | 0.17947 | 0.5819 | TRUE | -1.5241 | 0.20642 | -0.16378 | -1.6878 | 1.3362 | 2.0972
0.4378 | 0.50563 | 983 | 0.9784 | 0.060656 | -3.0328 | -3.0328 | 0.47613 | -0.011973 | -3.0448 | -0.011973 | -0.0073431 | TRUE | -3.0328 | 0.63231 | 0.067596 | -2.9652 | 0.067596 | 0.58358 | TRUE | -1.5328 | 0.50563 | 0.0028248 | -1.53 | 1.5028 | 2.1032
0.25208 | 0.047551 | 984 | 0.97868 | 0.060816 | -3.0408 | -3.0408 | 0.30491 | -0.10207 | -3.1429 | -0.10207 | -0.0073625 | TRUE | -3.0408 | 0.1408 | -0.21534 | -3.2561 | -0.21534 | 0.58512 | TRUE | -1.5408 | 0.047551 | -0.33382 | -1.8746 | 1.1662 | 2.1088
0.30588 | 0.21105 | 985 | 0.97909 | 0.061062 | -3.0531 | -3.0531 | 0.72409 | 0.11901 | -2.9341 | 0.11901 | -0.0073922 | TRUE | -3.0531 | 0.055217 | -0.31925 | -3.3723 | -0.31925 | 0.58748 | TRUE | -1.5531 | 0.21105 | -0.16056 | -1.7136 | 1.3394 | 2.1173
0.85187 | 0.95459 | 986 | 0.97981 | 0.061498 | -3.0749 | -3.0749 | 0.53278 | 0.016451 | -3.0584 | 0.016451 | -0.007445 | TRUE | -3.0749 | 0.49974 | -0.00013095 | -3.075 | -0.00013095 | 0.59168 | TRUE | -1.5749 | 0.95459 | 0.33822 | -1.2367 | 1.8382 | 2.1324
0.35173 | 0.25161 | 987 | 0.97996 | 0.061589 | -3.0795 | -3.0795 | 0.61961 | 0.060893 | -3.0186 | 0.060893 | -0.0074561 | TRUE | -3.0795 | 0.14602 | -0.21073 | -3.2902 | -0.21073 | 0.59256 | TRUE | -1.5795 | 0.25161 | -0.13389 | -1.7133 | 1.3661 | 2.1356
0.56488 | 0.27221 | 988 | 0.98494 | 0.065052 | -3.2526 | -3.2526 | 0.42625 | -0.037187 | -3.2898 | -0.037187 | -0.0078754 | TRUE | -3.2526 | 0.27165 | -0.12157 | -3.3742 | -0.12157 | 0.62588 | TRUE | -1.7526 | 0.27221 | -0.12123 | -1.8738 | 1.3788 | 2.2557
0.3643 | 0.56172 | 989 | 0.98562 | 0.065605 | -3.2803 | -3.2803 | 0.39627 | -0.052602 | -3.3329 | -0.052602 | -0.0079423 | TRUE | -3.2803 | 0.076835 | -0.28534 | -3.5656 | -0.28534 | 0.6312 | TRUE | -1.7803 | 0.56172 | 0.031068 | -1.7492 | 1.5311 | 2.2748
0.13158 | 0.9017 | 990 | 0.98582 | 0.065766 | -3.2883 | -3.2883 | 0.0023423 | -0.56559 | -3.8539 | -0.56559 | -0.0079617 | TRUE | -3.2883 | 0.80422 | 0.17136 | -3.1169 | 0.17136 | 0.63274 | TRUE | -1.7883 | 0.9017 | 0.25826 | -1.53 | 1.7583 | 2.2804
0.95724 | 0.79558 | 991 | 0.98715 | 0.066925 | -3.3463 | -3.3463 | 0.21483 | -0.15795 | -3.5042 | -0.15795 | -0.0081021 | TRUE | -3.3463 | 0.49078 | -0.004625 | -3.3509 | -0.004625 | 0.6439 | TRUE | -1.8463 | 0.79558 | 0.16519 | -1.6811 | 1.6652 | 2.3206
0.5908 | 0.58451 | 992 | 0.9878 | 0.067519 | -3.3759 | -3.3759 | 0.060992 | -0.3093 | -3.6852 | -0.3093 | -0.0081739 | TRUE | -3.3759 | 0.11523 | -0.23983 | -3.6158 | -0.23983 | 0.64961 | TRUE | -1.8759 | 0.58451 | 0.042688 | -1.8332 | 1.5427 | 2.3412
0.76474 | 0.66188 | 993 | 0.98905 | 0.068762 | -3.4381 | -3.4381 | 0.21079 | -0.16074 | -3.5988 | -0.16074 | -0.0083245 | TRUE | -3.4381 | 0.886 | 0.2411 | -3.197 | 0.2411 | 0.66157 | TRUE | -1.9381 | 0.66188 | 0.083522 | -1.8546 | 1.5835 | 2.3843
0.52131 | 0.57173 | 994 | 0.99035 | 0.070192 | -3.5096 | -3.5096 | 0.3744 | -0.064045 | -3.5737 | -0.064045 | -0.0084976 | TRUE | -3.5096 | 0.56854 | 0.034533 | -3.4751 | 0.034533 | 0.67533 | TRUE | -2.0096 | 0.57173 | 0.036155 | -1.9735 | 1.5362 | 2.4339
0.62036 | 0.15041 | 995 | 0.9932 | 0.074029 | -3.7014 | -3.7014 | 0.18771 | -0.17727 | -3.8787 | -0.17727 | -0.0089621 | TRUE | -3.7014 | 0.86369 | 0.21941 | -3.482 | 0.21941 | 0.71224 | TRUE | -2.2014 | 0.15041 | -0.20693 | -2.4084 | 1.2931 | 2.5669
0.40587 | 0.41952 | 996 | 0.99325 | 0.074116 | -3.7058 | -3.7058 | 0.71395 | 0.11299 | -3.5928 | 0.11299 | -0.0089726 | TRUE | -3.7058 | 0.53445 | 0.017293 | -3.6885 | 0.017293 | 0.71308 | TRUE | -2.2058 | 0.41952 | -0.040625 | -2.2464 | 1.4594 | 2.5699
0.66728 | 0.30355 | 997 | 0.99343 | 0.074391 | -3.7195 | -3.7195 | 0.92219 | 0.28399 | -3.4355 | 0.28399 | -0.0090059 | TRUE | -3.7195 | 0.060878 | -0.30949 | -4.029 | -0.30949 | 0.71572 | TRUE | -2.2195 | 0.30355 | -0.10284 | -2.3224 | 1.3972 | 2.5795
0.29246 | 0.36964 | 998 | 0.99373 | 0.074896 | -3.7448 | -3.7448 | 0.00018819 | -0.71122 | -4.456 | -0.71122 | -0.009067 | TRUE | -3.7448 | 0.094739 | -0.26243 | -4.0072 | -0.26243 | 0.72058 | TRUE | -2.2448 | 0.36964 | -0.066561 | -2.3113 | 1.4334 | 2.597
0.4969 | 0.4445 | 999 | 0.99417 | 0.075666 | -3.7833 | -3.7833 | 0.059566 | -0.31169 | -4.095 | -0.31169 | -0.0091603 | TRUE | -3.7833 | 0.63878 | 0.071038 | -3.7123 | 0.071038 | 0.72799 | TRUE | -2.2833 | 0.4445 | -0.027914 | -2.3112 | 1.4721 | 2.6237
0.16626 | 0.64684 | 1000 | 0.99695 | 0.082265 | -4.1132 | -4.1132 | 0.20732 | -0.16315 | -4.2764 | -0.16315 | -0.0099591 | TRUE | -4.1132 | 0.63708 | 0.070133 | -4.0431 | 0.070133 | 0.79148 | TRUE | -2.6132 | 0.64684 | 0.075362 | -2.5379 | 1.5754 | 2.8525
0.60895 | 0.84987 | 1001 | 0.99777 | 0.085309 | -4.2654 | -4.2654 | 0.27196 | -0.12138 | -4.3868 | -0.12138 | -0.010328 | TRUE | -4.2654 | 0.96664 | 0.36672 | -3.8987 | 0.36672 | 0.82077 | TRUE | -2.7654 | 0.84987 | 0.20717 | -2.5583 | 1.7072 | 2.958