## AWSF
Summer 2007 CSC Zonal Average Weighting Shift Factors Calculations | [5 empty] | 2006-07-19 11:24
[8 empty] | CM Zone Name | CM Zone Number | Total Number of LF Buses | Number of Load Buses | Load Total MW | Number of Offline Gen Units | Number of Online Gen Units | Online Total Gen MW | Generation Capacity
Self-serve loads are not netted | [7 empty] | West | 1 | 1026 | 1026 | 4070.696 | 8 | 62 | 4895.02 | 7494.3
For the calculations of the weighed shift factors ( WSF ): | [7 empty] | North | 2 | 1967 | 1967 | 26542.392 | 7 | 97 | 25187.9501 | 25871.0001
| WSF = SF * P | [6 empty] | Houston | 3 | 850 | 850 | 21378.524 | 14 | 143 | 17220.5 | 19192.2
| where: SF = shift factor | [6 empty] | South | 4 | 1448 | 1448 | 18229.269 | 32 | 147 | 20830.099 | 23202.9
[8 empty] | Northeast | 5 | 240 | 240 | 1816.776 | 0 | 23 | 5324.6415 | 5552
[9 empty] | ERCOT | 5531 | 5531 | 72037.657 | 61 | 472 | 73458.2105 | 81312.4001
Zonal Average Weighted Shift Factors as calculated from shift factors on the interface consisting of all lines for that CSC
To be loaded into ERCOT Congestion Management System
CM Zone Name | CM Zone Number | AWSF on CSC #1 - West to North | AWSF on CSC #2 - South to North | AWSF on CSC #3 - South to Houston | AWSF on CSC #4 - North to Houston | AWSF on CSC #5 - Northeast to North | AWSF on CSC #6 - North to West | CM Zone Name | CM Zone Number | Min Shift Factors for CSC #1 | Min Shift Factors for CSC #2 | Min Shift Factors for CSC #3 | Min Shift Factors for CSC #4 | Min Shift Factors for CSC #5 | Min Shift Factors for CSC #6
West | 1 | 0.38932 | 0.019526 | 0.011964 | -0.0137 | 0.0080482 | -0.38932 | West | 1 | 0.027485 | 0.004514 | 0.004841 | -0.22477 | -0.02509 | -0.48684
North | 2 | 0.011329 | 0.00015227 | -0.00086795 | -0.002749 | -0.033724 | -0.011329 | North | 2 | -0.059604 | -0.20392 | -0.073434 | -0.14134 | -0.16163 | -0.172
Houston | 3 | 0.010087 | 0.20967 | -0.14344 | -0.35278 | -0.03074 | -0.010087 | Houston | 3 | 0.008294 | 0.16615 | -0.39394 | -0.41787 | -0.03185 | -0.013487
South | 4 | 0.02012 | 0.41126 | 0.18597 | -0.21838 | -0.025545 | -0.02012 | South | 4 | 0.011033 | 0.19046 | -0.28986 | -0.3417 | -0.02936 | -0.17273
Northeast | 5 | 0.0072906 | 0.0050072 | -0.0019754 | 0.002036 | 0.3838 | -0.0072906 | Northeast | 5 | 0.004083 | 0.001698 | -0.00329 | -0.000959 | -0.067636 | -0.036948
[8 empty] | CM Zone Name | CM Zone Number | Max Shift Factors for CSC #1 | Max Shift Factors for CSC #2 | Max Shift Factors for CSC #3 | Max Shift Factors for CSC #4 | Max Shift Factors for CSC #5 | Max Shift Factors for CSC #6
[8 empty] | West | 1 | 0.48684 | 0.39209 | 0.20356 | -0.005531 | 0.028871 | -0.027485
[8 empty] | North | 2 | 0.172 | 0.3315 | 0.11912 | 0.07429 | 0.11466 | 0.059604
[8 empty] | Houston | 3 | 0.013487 | 0.31902 | 0.004811 | -0.18769 | -0.028307 | -0.008294
[8 empty] | South | 4 | 0.17273 | 0.61127 | 0.32945 | -0.061545 | -0.00863 | -0.011033
[8 empty] | Northeast | 5 | 0.036948 | 0.006807 | 0.000757 | 0.003355 | 0.63752 | -0.004083
[8 empty] | CM Zone Name | CM Zone Number | Average Shift Factors for CSC #1 | Average Shift Factors for CSC #2 | Average Shift Factors for CSC #3 | Average Shift Factors for CSC #4 | Average Shift Factors for CSC #5 | Average Shift Factors for CSC #6
[8 empty] | West | 1 | 0.34853 | 0.025797 | 0.014678 | -0.016821 | 0.0075518 | -0.34853
[8 empty] | North | 2 | 0.014157 | 0.0045982 | 0.003111 | -0.0045548 | -0.022518 | -0.014157
[8 empty] | Houston | 3 | 0.010355 | 0.21651 | -0.15731 | -0.35593 | -0.030578 | -0.010355
[8 empty] | South | 4 | 0.024036 | 0.39399 | 0.18316 | -0.22016 | -0.025261 | -0.024036
[8 empty] | Northeast | 5 | 0.010903 | 0.0048213 | -0.001641 | 0.0016625 | 0.25755 | -0.010903
[8 empty] | CM Zone Name | CM Zone Number | Standard Deviation Shift Factors for CSC #1 | Standard Deviation Shift Factors for CSC #2 | Standard Deviation Shift Factors for CSC #3 | Standard Deviation Shift Factors for CSC #4 | Standard Deviation Shift Factors for CSC #5 | Standard Deviation Shift Factors for CSC #6
[8 empty] | West | 1 | 0.040761 | 0.021844 | 0.0094101 | 0.010666 | 0.0035774 | 0.040761
[8 empty] | North | 2 | 0.03171 | 0.046582 | 0.020504 | 0.02296 | 0.037579 | 0.03171
[8 empty] | Houston | 3 | 0.00082507 | 0.020654 | 0.064106 | 0.018702 | 0.00049243 | 0.00082507
[8 empty] | South | 4 | 0.020177 | 0.039744 | 0.047852 | 0.039516 | 0.0025075 | 0.020177
[8 empty] | Northeast | 5 | 0.0080769 | 0.00071801 | 0.00087247 | 0.00094351 | 0.086861 | 0.0080769
Summation of Individual Weighted Shift Factors
[8 empty] | CM Zone Name | CM Zone Number | Summation of Individual Weighted Shift Factors for CSC #1 | Summation of Individual Weighted Shift Factors for CSC #2 | Summation of Individual Weighted Shift Factors for CSC #3 | Summation of Individual Weighted Shift Factors for CSC #4 | Summation of Individual Weighted Shift Factors for CSC #5 | Summation of Individual Weighted Shift Factors for CSC #6
[8 empty] | West | 1 | 1644.8906 | 82.4983 | 50.5479 | -57.884 | 34.0039 | -1644.8906
[8 empty] | North | 2 | 191.1564 | 2.5692 | -14.6449 | -46.3841 | -569.0299 | -191.1564
[8 empty] | Houston | 3 | 138.6461 | 2882.1022 | -1971.736 | -4849.2671 | -422.5428 | -138.6461
[8 empty] | South | 4 | 270.976 | 5539.0127 | 2504.6529 | -2941.2072 | -344.0489 | -270.976
[8 empty] | Northeast | 5 | 26.9386 | 18.5015 | -7.299 | 7.523 | 1418.1409 | -26.9386

## Data_AWSF
BusId | Bname | Pl | Pgen | CSCzone | West-North SF | South-North SF | South-Houston SF | North-Houston SF | NE-North SF | North-West SF | West-North WSF | South-North WSF | South-Houston WSF | North-Houston WSF | NE-North WSF | North-West WSF | CM Zone Name | CM Zone | Summation of Individual Weighted Shift Factors for CSC #1 West to North | Summation of Individual Weighted Shift Factors for CSC #2 South to North | Summation of Individual Weighted Shift Factors for CSC #3 South to Houston | Summation of Individual Weighted Shift Factors for CSC #4 North to Houston | Summation of Individual Weighted Shift Factors for CSC #5 Northeast to North | Summation of Individual Weighted Shift Factors for CSC #6 North to West
5544 | DNVG 9 | 0 | 0 | 4 | 0.015954 | 0.34329 | 0.18269 | -0.28043 | -0.027489 | -0.015954 | 0 | 0 | 0 | 0 | 0 | 0 | [8 empty] | FALSE | FALSE | FALSE | FALSE | FALSE | #N/A
5526 | GANADO 9 | 2.574 | 0 | 4 | 0.016751 | 0.35775 | 0.18644 | -0.26801 | -0.027112 | -0.016751 | 0 | 0 | 0 | 0 | 0 | 0 | [8 empty] | FALSE | FALSE | FALSE | FALSE | FALSE | #N/A
5528 | LOUISE 9 | 0.919 | 0 | 4 | 0.016685 | 0.35724 | 0.18531 | -0.2685 | -0.027131 | -0.016685 | 0 | 0 | 0 | 0 | 0 | 0 | [8 empty] | FALSE | FALSE | FALSE | FALSE | FALSE | #N/A
5530 | RMOTTSW9 | 0 | 0 | 4 | 0.01642 | 0.35515 | 0.18076 | -0.27047 | -0.027208 | -0.01642 | 0 | 0 | 0 | 0 | 0 | 0 | [8 empty] | FALSE | FALSE | FALSE | FALSE | FALSE | #N/A
5532 | HILLJE | 3.09 | 0 | 4 | 0.016605 | 0.35661 | 0.18394 | -0.26909 | -0.027154 | -0.016605 | 0 | 0 | 0 | 0 | 0 | 0 | [8 empty] | FALSE | FALSE | FALSE | FALSE | FALSE | #N/A
5534 | RMOTT 9 | 1.595 | 0 | 4 | 0.01642 | 0.35515 | 0.18076 | -0.27047 | -0.027208 | -0.01642 | 0 | 0 | 0 | 0 | 0 | 0 | [8 empty] | FALSE | FALSE | FALSE | FALSE | FALSE | #N/A
5538 | ELCP 9 | 6.188 | 0 | 4 | 0.016301 | 0.35422 | 0.17872 | -0.27135 | -0.027243 | -0.016301 | 0 | 0 | 0 | 0 | 0 | 0 | [8 empty] | FALSE | FALSE | FALSE | FALSE | FALSE | #N/A
5556 | VNVLKSW9 | 0 | 0 | 4 | 0.015223 | 0.32577 | 0.062622 | -0.29431 | -0.027908 | -0.015223 | 0 | 0 | 0 | 0 | 0 | 0 | [8 empty] | FALSE | FALSE | FALSE | FALSE | FALSE | #N/A
5543 | INDPK 9 | 6.067 | 0 | 4 | 0.01624 | 0.35229 | 0.17942 | -0.27295 | -0.027286 | -0.01624 | 0 | 0 | 0 | 0 | 0 | 0 | [8 empty] | FALSE | FALSE | FALSE | FALSE | FALSE | #N/A
5520 | ELTORO 9 | 2.187 | 0 | 4 | 0.017171 | 0.36105 | 0.19365 | -0.26488 | -0.02699 | -0.017171 | 0 | 0 | 0 | 0 | 0 | 0 | [8 empty] | FALSE | FALSE | FALSE | FALSE | FALSE | #N/A
5546 | DNVG 8 | 0 | 0 | 4 | 0.015942 | 0.3399 | 0.22121 | -0.2834 | -0.027551 | -0.015942 | 0 | 0 | 0 | 0 | 0 | 0 | [8 empty] | FALSE | FALSE | FALSE | FALSE | FALSE | #N/A
5548 | DNVNG 9 | 3.766 | 0 | 4 | 0.015901 | 0.34219 | 0.176 | -0.28133 | -0.027516 | -0.015901 | 0 | 0 | 0 | 0 | 0 | 0 | West_2007 | Zone_1 | 1644.8906 | 82.4983 | 50.5479 | -57.884 | 34.0039 | -1644.8906 | FALSE | FALSE | FALSE | FALSE | FALSE | #N/A
5549 | CLMVLSW9 | 0 | 0 | 4 | 0.015765 | 0.33937 | 0.15896 | -0.2836 | -0.027586 | -0.015765 | 0 | 0 | 0 | 0 | 0 | 0 | North_2007 | Zone_2 | 191.1564 | 2.5692 | -14.6449 | -46.3841 | -569.0299 | -191.1564 | FALSE | FALSE | FALSE | FALSE | FALSE | #N/A
5550 | CLMVLN 9 | 8.686 | 0 | 4 | 0.015777 | 0.33982 | 0.16284 | -0.28325 | -0.027576 | -0.015777 | 0 | 0 | 0 | 0 | 0 | 0 | Houston_2007 | Zone_3 | 138.6461 | 2882.1022 | -1971.736 | -4849.2671 | -422.5428 | -138.6461 | FALSE | FALSE | FALSE | FALSE | FALSE | #N/A
5552 | CLMVLS 9 | 2.384 | 0 | 4 | 0.015777 | 0.33982 | 0.16284 | -0.28325 | -0.027576 | -0.015777 | 0 | 0 | 0 | 0 | 0 | 0 | South_2007 | Zone_4 | 270.976 | 5539.0127 | 2504.6529 | -2941.2072 | -344.0489 | -270.976 | FALSE | FALSE | FALSE | FALSE | FALSE | #N/A
5554 | MRKHAM 9 | 0 | 0 | 4 | 0.015556 | 0.33414 | 0.12188 | -0.28772 | -0.02771 | -0.015556 | 0 | 0 | 0 | 0 | 0 | 0 | NorthEast_2007 | Zone_5 | 26.9386 | 18.5015 | -7.299 | 7.523 | 1418.1409 | -26.9386 | FALSE | FALSE | FALSE | FALSE | FALSE | #N/A
5540 | PLANVW 9 | 2.68 | 0 | 4 | 0.016088 | 0.34752 | 0.18116 | -0.27692 | -0.027394 | -0.016088 | 0 | 0 | 0 | 0 | 0 | 0 | [8 empty] | FALSE | FALSE | FALSE | FALSE | FALSE | #N/A
5508 | RAYBRN 9 | 0 | 49 | 4 | 0.018238 | 0.37605 | 0.20703 | -0.25172 | -0.02656 | -0.018238 | 0.89366 | 18.4264 | 10.1447 | -12.3344 | -1.3014 | -0.89366 | [8 empty] | FALSE | FALSE | FALSE | TRUE | FALSE | #N/A
5735 | MIDWEST | 1.602 | 0 | 4 | 0.015783 | 0.33987 | 0.1679 | -0.28324 | -0.027575 | -0.015783 | 0 | 0 | 0 | 0 | 0 | 0 | CM Zone Name | CM Zone | Average Weighted Shift Factor on Commercially Significant Constraint #1 - West to North | Average Weighted Shift Factor on Commercially Significant Constraint #2 - South to North | Average Weighted Shift Factor on Commercially Significant Constraint #3 - South to Houston | Average Weighted Shift Factor on Commercially Significant Constraint #4 - North to Houston | Average Weighted Shift Factor on Commercially Significant Constraint #5 - Northeast to North | Average Weighted Shift Factor on Commercially Significant Constraint #6 - North to West | FALSE | FALSE | FALSE | FALSE | FALSE | #N/A
5500 | RAYBRN 9 | 0 | 0 | 4 | 0.018253 | 0.37463 | 0.20584 | -0.25282 | -0.026587 | -0.018253 | 0 | 0 | 0 | 0 | 0 | 0 | [8 empty] | FALSE | FALSE | FALSE | FALSE | FALSE | #N/A
5501 | RAYGEN12 | 0 | 0 | 4 | 0.018253 | 0.37463 | 0.20584 | -0.25282 | -0.026587 | -0.018253 | 0 | 0 | 0 | 0 | 0 | 0 | [8 empty] | FALSE | FALSE | FALSE | FALSE | FALSE | #N/A
5502 | RAYBRN 8 | 0 | 0 | 4 | 0.018238 | 0.37605 | 0.20703 | -0.25172 | -0.02656 | -0.018238 | 0 | 0 | 0 | 0 | 0 | 0 | [8 empty] | FALSE | FALSE | FALSE | FALSE | FALSE | #N/A
5503 | RAYGEN3 | 0 | 25 | 4 | 0.018253 | 0.37463 | 0.20584 | -0.25282 | -0.026587 | -0.018253 | 0.45632 | 9.3657 | 5.146 | -6.3205 | -0.66468 | -0.45632 | [8 empty] | FALSE | FALSE | FALSE | TRUE | FALSE | #N/A
5504 | NURSRY 8 | 6.948 | 0 | 4 | 0.017934 | 0.37059 | 0.20228 | -0.25641 | -0.026706 | -0.017934 | 0 | 0 | 0 | 0 | 0 | 0 | [8 empty] | FALSE | FALSE | FALSE | FALSE | FALSE | #N/A
5525 | GANADSW9 | 0 | 0 | 4 | 0.016751 | 0.35775 | 0.18644 | -0.26801 | -0.027112 | -0.016751 | 0 | 0 | 0 | 0 | 0 | 0 | [8 empty] | FALSE | FALSE | FALSE | FALSE | FALSE | #N/A
5506 | RAYGEN2 | 0 | 5.7 | 4 | 0.018253 | 0.37463 | 0.20584 | -0.25282 | -0.026587 | -0.018253 | 0.10404 | 2.1354 | 1.1733 | -1.4411 | -0.15155 | -0.10404 | [8 empty] | FALSE | FALSE | FALSE | TRUE | FALSE | #N/A
5522 | EDNA 9 | 3.629 | 0 | 4 | 0.017034 | 0.35998 | 0.1913 | -0.2659 | -0.02703 | -0.017034 | 0 | 0 | 0 | 0 | 0 | 0 | West_2007 | Zone_1 | 0.38932 | 0.019526 | 0.011964 | -0.0137 | 0.0080482 | -0.38932 | FALSE | FALSE | FALSE | FALSE | FALSE | #N/A
5509 | RAYBRN10 | 0 | 38 | 4 | 0.018238 | 0.37605 | 0.20703 | -0.25172 | -0.02656 | -0.018238 | 0.69304 | 14.2899 | 7.8673 | -9.5654 | -1.0093 | -0.69304 | North_2007 | Zone_2 | 0.011329 | 0.00015227 | -0.00086795 | -0.002749 | -0.033724 | -0.011329 | FALSE | FALSE | FALSE | TRUE | FALSE | #N/A
5510 | FDTRNSW9 | 0 | 0 | 4 | 0.01774 | 0.36815 | 0.20012 | -0.25858 | -0.026779 | -0.01774 | 0 | 0 | 0 | 0 | 0 | 0 | Houston_2007 | Zone_3 | 0.010087 | 0.20967 | -0.14344 | -0.35278 | -0.03074 | -0.010087 | FALSE | FALSE | FALSE | FALSE | FALSE | #N/A
5511 | RAYBRN 7 | 0 | 49 | 4 | 0.018238 | 0.37605 | 0.20703 | -0.25172 | -0.02656 | -0.018238 | 0.89366 | 18.4264 | 10.1447 | -12.3344 | -1.3014 | -0.89366 | South_2007 | Zone_4 | 0.02012 | 0.41126 | 0.18597 | -0.21838 | -0.025545 | -0.02012 | FALSE | FALSE | FALSE | TRUE | FALSE | #N/A
5512 | RAYBRN 8 | 0 | 49 | 4 | 0.018238 | 0.37605 | 0.20703 | -0.25172 | -0.02656 | -0.018238 | 0.89366 | 18.4264 | 10.1447 | -12.3344 | -1.3014 | -0.89366 | NorthEast_2007 | Zone_5 | 0.0072906 | 0.0050072 | -0.0019754 | 0.002036 | 0.3838 | -0.0072906 | FALSE | FALSE | FALSE | TRUE | FALSE | #N/A
5513 | RAYPLT 8 | 0 | 0 | 4 | 0.018238 | 0.37605 | 0.20703 | -0.25172 | -0.02656 | -0.018238 | 0 | 0 | 0 | 0 | 0 | 0 | [8 empty] | FALSE | FALSE | FALSE | FALSE | FALSE | #N/A
5516 | ELTORSW9 | 0 | 0 | 4 | 0.017192 | 0.36122 | 0.19402 | -0.26472 | -0.026984 | -0.017192 | 0 | 0 | 0 | 0 | 0 | 0 | [8 empty] | FALSE | FALSE | FALSE | FALSE | FALSE | #N/A
5518 | ELTOROS9 | 0 | 0 | 4 | 0.017171 | 0.36105 | 0.19365 | -0.26488 | -0.02699 | -0.017171 | 0 | 0 | 0 | 0 | 0 | 0 | [8 empty] | FALSE | FALSE | FALSE | FALSE | FALSE | #N/A
5505 | RAYGEN1 | 0 | 5.7 | 4 | 0.018253 | 0.37463 | 0.20584 | -0.25282 | -0.026587 | -0.018253 | 0.10404 | 2.1354 | 1.1733 | -1.4411 | -0.15155 | -0.10404 | [8 empty] | FALSE | FALSE | FALSE | TRUE | FALSE | #N/A
5605 | WARBURN9 | 0 | 0 | 4 | 0.018387 | 0.37749 | 0.21085 | -0.25041 | -0.026513 | -0.018387 | 0 | 0 | 0 | 0 | 0 | 0 | [8 empty] | FALSE | FALSE | FALSE | FALSE | FALSE | #N/A
5588 | REDBLUFF | 6.085 | 0 | 4 | 0.017115 | 0.35844 | 0.20561 | -0.2671 | -0.027044 | -0.017115 | 0 | 0 | 0 | 0 | 0 | 0 | [8 empty] | FALSE | FALSE | FALSE | FALSE | FALSE | #N/A
5590 | PLACDO 9 | 2.597 | 0 | 4 | 0.017572 | 0.36544 | 0.20273 | -0.26093 | -0.02685 | -0.017572 | 0 | 0 | 0 | 0 | 0 | 0 | [8 empty] | FALSE | FALSE | FALSE | FALSE | FALSE | #N/A
5591 | KAMEY 9 | 0.395 | 0 | 4 | 0.017624 | 0.36647 | 0.20562 | -0.26006 | -0.026823 | -0.017624 | 0 | 0 | 0 | 0 | 0 | 0 | [8 empty] | FALSE | FALSE | FALSE | FALSE | FALSE | #N/A
5592 | PTLAV 9 | 6.864 | 0 | 4 | 0.017673 | 0.36748 | 0.20842 | -0.25921 | -0.026797 | -0.017673 | 0 | 0 | 0 | 0 | 0 | 0 | [8 empty] | FALSE | FALSE | FALSE | FALSE | FALSE | #N/A
5596 | PTOCNR 9 | 9.096 | 0 | 4 | 0.017673 | 0.36748 | 0.20842 | -0.25921 | -0.026797 | -0.017673 | 0 | 0 | 0 | 0 | 0 | 0 | [8 empty] | FALSE | FALSE | FALSE | FALSE | FALSE | #N/A
5601 | AIRPORT9 | 0 | 0 | 4 | 0.01782 | 0.36879 | 0.20386 | -0.25798 | -0.026754 | -0.01782 | 0 | 0 | 0 | 0 | 0 | 0 | [8 empty] | FALSE | FALSE | FALSE | FALSE | FALSE | #N/A
5586 | VANDR 9 | 5.156 | 0 | 4 | 0.017133 | 0.35883 | 0.19543 | -0.26669 | -0.027034 | -0.017133 | 0 | 0 | 0 | 0 | 0 | 0 | [8 empty] | FALSE | FALSE | FALSE | FALSE | FALSE | #N/A
5604 | HILAND 9 | 7.472 | 0 | 4 | 0.017983 | 0.37098 | 0.20461 | -0.25604 | -0.026691 | -0.017983 | 0 | 0 | 0 | 0 | 0 | 0 | [8 empty] | FALSE | FALSE | FALSE | FALSE | FALSE | #N/A
5600 | LONTRE 9 | 6.507 | 0 | 4 | 0.017737 | 0.36766 | 0.20348 | -0.25897 | -0.026786 | -0.017737 | 0 | 0 | 0 | 0 | 0 | 0 | [8 empty] | FALSE | FALSE | FALSE | FALSE | FALSE | #N/A
5606 | ALOE 9 | 4.692 | 0 | 4 | 0.018301 | 0.37566 | 0.20764 | -0.25195 | -0.02656 | -0.018301 | 0 | 0 | 0 | 0 | 0 | 0 | [8 empty] | FALSE | FALSE | FALSE | FALSE | FALSE | #N/A
5608 | MCFADN 9 | 1.222 | 0 | 4 | 0.018393 | 0.37753 | 0.21104 | -0.25038 | -0.026512 | -0.018393 | 0 | 0 | 0 | 0 | 0 | 0 | [8 empty] | FALSE | FALSE | FALSE | FALSE | FALSE | #N/A
5680 | L-463 | 5.148 | 0 | 4 | 0.018262 | 0.37728 | 0.20723 | -0.25066 | -0.026532 | -0.018262 | 0 | 0 | 0 | 0 | 0 | 0 | [8 empty] | FALSE | FALSE | FALSE | FALSE | FALSE | #N/A
5558 | VNVLK 9 | 4.913 | 0 | 4 | 0.015223 | 0.32577 | 0.062622 | -0.29431 | -0.027908 | -0.015223 | 0 | 0 | 0 | 0 | 0 | 0 | [8 empty] | FALSE | FALSE | FALSE | FALSE | FALSE | #N/A
5514 | INEZ 9 | 3.796 | 0 | 4 | 0.01737 | 0.36347 | 0.196 | -0.26273 | -0.026917 | -0.01737 | 0 | 0 | 0 | 0 | 0 | 0 | [8 empty] | FALSE | FALSE | FALSE | FALSE | FALSE | #N/A
5730 | FRCRNR 8 | 4.207 | 0 | 4 | 0.018298 | 0.37684 | 0.20712 | -0.25103 | -0.026538 | -0.018298 | 0 | 0 | 0 | 0 | 0 | 0 | [8 empty] | FALSE | FALSE | FALSE | FALSE | FALSE | #N/A
5603 | TWNPNS 9 | 1.078 | 0 | 4 | 0.017902 | 0.36989 | 0.20424 | -0.257 | -0.026722 | -0.017902 | 0 | 0 | 0 | 0 | 0 | 0 | [8 empty] | FALSE | FALSE | FALSE | FALSE | FALSE | #N/A
5912 | STP2 | 0 | 1267 | 4 | 0.014552 | 0.31604 | 0.32945 | -0.30523 | -0.028189 | -0.014552 | 0 | 0 | 0 | 0 | 0 | 0 | [8 empty] | FALSE | FALSE | FALSE | FALSE | FALSE | #N/A
5560 | BACT 9 | 4.442 | 0 | 4 | 0.015147 | 0.32386 | 0.04907 | -0.29582 | -0.027954 | -0.015147 | 0 | 0 | 0 | 0 | 0 | 0 | [8 empty] | FALSE | FALSE | FALSE | FALSE | FALSE | #N/A
5564 | SARGNT 9 | 6.264 | 0 | 4 | 0.013825 | 0.2954 | -0.12034 | -0.31875 | -0.028657 | -0.013825 | 0 | 0 | 0 | 0 | 0 | 0 | [8 empty] | FALSE | FALSE | FALSE | FALSE | FALSE | #N/A
5602 | TWNPNSW9 | 0 | 0 | 4 | 0.017902 | 0.36989 | 0.20424 | -0.257 | -0.026722 | -0.017902 | 0 | 0 | 0 | 0 | 0 | 0 | [8 empty] | FALSE | FALSE | FALSE | FALSE | FALSE | #N/A
5584 | VAND 8 | 0 | 0 | 4 | 0.017115 | 0.35844 | 0.20561 | -0.2671 | -0.027044 | -0.017115 | 0 | 0 | 0 | 0 | 0 | 0 | [8 empty] | FALSE | FALSE | FALSE | FALSE | FALSE | #N/A
5568 | FRKCMP8 | 0 | 0 | 4 | 0.012501 | 0.26692 | -0.28986 | -0.3417 | -0.02936 | -0.012501 | 0 | 0 | 0 | 0 | 0 | 0 | [8 empty] | FALSE | FALSE | FALSE | FALSE | FALSE | #N/A
5569 | TINTOP 9 | 3.007 | 0 | 4 | 0.015864 | 0.33648 | 0.10193 | -0.28531 | -0.027622 | -0.015864 | 0 | 0 | 0 | 0 | 0 | 0 | [8 empty] | FALSE | FALSE | FALSE | FALSE | FALSE | #N/A
5570 | PALACI 9 | 1.39 | 0 | 4 | 0.01606 | 0.33994 | 0.11639 | -0.28243 | -0.027531 | -0.01606 | 0 | 0 | 0 | 0 | 0 | 0 | [8 empty] | FALSE | FALSE | FALSE | FALSE | FALSE | #N/A
5915 | SO TEX 5 | 0 | 0 | 4 | 0.014552 | 0.31604 | 0.32945 | -0.30523 | -0.028189 | -0.014552 | 0 | 0 | 0 | 0 | 0 | 0 | [8 empty] | FALSE | FALSE | FALSE | FALSE | FALSE | #N/A
5566 | FRNCP 9 | 3.698 | 0 | 4 | 0.01325 | 0.28302 | -0.194 | -0.32872 | -0.028962 | -0.01325 | 0 | 0 | 0 | 0 | 0 | 0 | [8 empty] | FALSE | FALSE | FALSE | FALSE | FALSE | #N/A
5578 | LOLITA 9 | 0 | 0 | 4 | 0.016818 | 0.35329 | 0.17233 | -0.2713 | -0.02718 | -0.016818 | 0 | 0 | 0 | 0 | 0 | 0 | [8 empty] | FALSE | FALSE | FALSE | FALSE | FALSE | #N/A
5582 | VAND 9 | 0 | 0 | 4 | 0.017131 | 0.3588 | 0.19541 | -0.26671 | -0.027035 | -0.017131 | 0 | 0 | 0 | 0 | 0 | 0 | [8 empty] | FALSE | FALSE | FALSE | FALSE | FALSE | #N/A
5573 | CARANC 9 | 3.083 | 0 | 4 | 0.016308 | 0.3443 | 0.13467 | -0.27879 | -0.027416 | -0.016308 | 0 | 0 | 0 | 0 | 0 | 0 | [8 empty] | FALSE | FALSE | FALSE | FALSE | FALSE | #N/A
5574 | OLIVSW 9 | 0 | 0 | 4 | 0.016606 | 0.34955 | 0.15664 | -0.27442 | -0.027278 | -0.016606 | 0 | 0 | 0 | 0 | 0 | 0 | [8 empty] | FALSE | FALSE | FALSE | FALSE | FALSE | #N/A
5576 | OLIVIA 9 | 2.369 | 0 | 4 | 0.016606 | 0.34955 | 0.15664 | -0.27442 | -0.027278 | -0.016606 | 0 | 0 | 0 | 0 | 0 | 0 | [8 empty] | FALSE | FALSE | FALSE | FALSE | FALSE | #N/A
5911 | STP1 | 0 | 1274 | 4 | 0.014552 | 0.31604 | 0.32945 | -0.30523 | -0.028189 | -0.014552 | 0 | 0 | 0 | 0 | 0 | 0 | [8 empty] | FALSE | FALSE | FALSE | FALSE | FALSE | #N/A
5571 | STRU235 | 0 | 0 | 4 | 0.016088 | 0.34044 | 0.11849 | -0.28201 | -0.027518 | -0.016088 | 0 | 0 | 0 | 0 | 0 | 0 | [8 empty] | FALSE | FALSE | FALSE | FALSE | FALSE | #N/A
5580 | VANHUM 9 | 0.304 | 0 | 4 | 0.017098 | 0.35822 | 0.19296 | -0.2672 | -0.02705 | -0.017098 | 0 | 0 | 0 | 0 | 0 | 0 | [8 empty] | FALSE | FALSE | FALSE | FALSE | FALSE | #N/A
42080 | ALVIN 9 | 9.15 | 0 | 3 | 0.010517 | 0.22038 | -0.15387 | -0.36564 | -0.03048 | -0.010517 | 0 | 0 | 0 | 0 | 0 | 0 | [8 empty] | FALSE | FALSE | FALSE | FALSE | FALSE | #N/A
42612 | FAIRMT 8 | 44.44 | 0 | 3 | 0.010147 | 0.21108 | -0.1519 | -0.35302 | -0.030707 | -0.010147 | 0 | 0 | 0 | 0 | 0 | 0 | [8 empty] | FALSE | FALSE | FALSE | FALSE | FALSE | #N/A
42015 | P_H_R_S8 | 0 | 0 | 3 | 0.01046 | 0.2186 | -0.16938 | -0.35933 | -0.030524 | -0.01046 | 0 | 0 | 0 | 0 | 0 | 0 | [8 empty] | FALSE | FALSE | FALSE | FALSE | FALSE | #N/A
42020 | P_H_R_ 8 | 0 | 0 | 3 | 0.010281 | 0.21426 | -0.16077 | -0.35507 | -0.03063 | -0.010281 | 0 | 0 | 0 | 0 | 0 | 0 | [8 empty] | FALSE | FALSE | FALSE | FALSE | FALSE | #N/A
42041 | ALMEDA 8 | 15.78 | 0 | 3 | 0.010484 | 0.21969 | -0.14141 | -0.37401 | -0.030494 | -0.010484 | 0 | 0 | 0 | 0 | 0 | 0 | [8 empty] | FALSE | FALSE | FALSE | FALSE | FALSE | #N/A
42042 | ALMEDA 8 | 26.2 | 0 | 3 | 0.010208 | 0.21261 | -0.1493 | -0.35794 | -0.030669 | -0.010208 | 0 | 0 | 0 | 0 | 0 | 0 | [8 empty] | FALSE | FALSE | FALSE | FALSE | FALSE | #N/A
42013 | PHRDISTR | 10.27 | 0 | 3 | 0.01028 | 0.21426 | -0.16076 | -0.35506 | -0.03063 | -0.01028 | 0 | 0 | 0 | 0 | 0 | 0 | [8 empty] | FALSE | FALSE | FALSE | FALSE | FALSE | #N/A
42062 | ALTA_L98 | 23.96 | 0 | 3 | 0.010458 | 0.21883 | -0.15671 | -0.3626 | -0.030518 | -0.010458 | 0 | 0 | 0 | 0 | 0 | 0 | [8 empty] | FALSE | FALSE | FALSE | FALSE | FALSE | #N/A
42011 | CP_H_RN8 | 0 | 0 | 3 | 0.010281 | 0.21426 | -0.16076 | -0.35507 | -0.03063 | -0.010281 | 0 | 0 | 0 | 0 | 0 | 0 | [8 empty] | FALSE | FALSE | FALSE | FALSE | FALSE | #N/A
42090 | AMKOE_ | 88.1 | 0 | 3 | 0.010954 | 0.23072 | -0.19288 | -0.35667 | -0.030234 | -0.010954 | 0 | 0 | 0 | 0 | 0 | 0 | [8 empty] | FALSE | FALSE | FALSE | FALSE | FALSE | #N/A
42110 | ANGLTN 8 | 8.59 | 0 | 3 | 0.011573 | 0.24578 | -0.22779 | -0.35488 | -0.029872 | -0.011573 | 0 | 0 | 0 | 0 | 0 | 0 | [8 empty] | FALSE | FALSE | FALSE | FALSE | FALSE | #N/A
42120 | ARMAND | 8.7 | 0 | 3 | 0.010148 | 0.21109 | -0.15222 | -0.35292 | -0.030707 | -0.010148 | 0 | 0 | 0 | 0 | 0 | 0 | [8 empty] | FALSE | FALSE | FALSE | FALSE | FALSE | #N/A
42130 | AVAUTO 8 | 0 | 0 | 3 | 0.010424 | 0.21801 | -0.15202 | -0.36535 | -0.030537 | -0.010424 | 0 | 0 | 0 | 0 | 0 | 0 | [8 empty] | FALSE | FALSE | FALSE | FALSE | FALSE | #N/A
42140 | AVAUTO 9 | 0 | 0 | 3 | 0.010491 | 0.21971 | -0.15351 | -0.36545 | -0.030496 | -0.010491 | 0 | 0 | 0 | 0 | 0 | 0 | [8 empty] | FALSE | FALSE | FALSE | FALSE | FALSE | #N/A
42150 | BASF__ | 101.6 | 0 | 3 | 0.012135 | 0.25894 | -0.2921 | -0.34767 | -0.029556 | -0.012135 | 0 | 0 | 0 | 0 | 0 | 0 | [8 empty] | FALSE | FALSE | FALSE | FALSE | FALSE | #N/A
42061 | ALTA_L98 | 26.08 | 0 | 3 | 0.010436 | 0.21806 | -0.1661 | -0.35912 | -0.030537 | -0.010436 | 0 | 0 | 0 | 0 | 0 | 0 | [8 empty] | FALSE | FALSE | FALSE | FALSE | FALSE | #N/A
41681 | WALSVL 9 | 8.16 | 0 | 3 | 0.009836 | 0.20358 | -0.13659 | -0.34564 | -0.030891 | -0.009836 | 0 | 0 | 0 | 0 | 0 | 0 | [8 empty] | FALSE | FALSE | FALSE | FALSE | FALSE | #N/A
41615 | CAPEDUM2 | 0 | 0 | 3 | 0.010086 | 0.20957 | -0.15041 | -0.35094 | -0.030745 | -0.010086 | 0 | 0 | 0 | 0 | 0 | 0 | [8 empty] | FALSE | FALSE | FALSE | FALSE | FALSE | #N/A
41620 | TUCKER | 11.4 | 0 | 3 | 0.009891 | 0.20486 | -0.14096 | -0.3468 | -0.030859 | -0.009891 | 0 | 0 | 0 | 0 | 0 | 0 | [8 empty] | FALSE | FALSE | FALSE | FALSE | FALSE | #N/A
41631 | UNDRWD 8 | 16.42 | 0 | 3 | 0.010035 | 0.20835 | -0.14717 | -0.35023 | -0.030774 | -0.010035 | 0 | 0 | 0 | 0 | 0 | 0 | [8 empty] | FALSE | FALSE | FALSE | FALSE | FALSE | #N/A
41632 | UNDRWD 8 | 20.57 | 0 | 3 | 0.009885 | 0.20472 | -0.14067 | -0.34637 | -0.030863 | -0.009885 | 0 | 0 | 0 | 0 | 0 | 0 | [8 empty] | FALSE | FALSE | FALSE | FALSE | FALSE | #N/A
41651 | UVALDE 8 | 33.27 | 0 | 3 | 0.009655 | 0.1992 | -0.13008 | -0.33976 | -0.031001 | -0.009655 | 0 | 0 | 0 | 0 | 0 | 0 | [8 empty] | FALSE | FALSE | FALSE | FALSE | FALSE | #N/A
42014 | PHRDISTR | 10.27 | 0 | 3 | 0.01028 | 0.21425 | -0.16075 | -0.35506 | -0.03063 | -0.01028 | 0 | 0 | 0 | 0 | 0 | 0 | [8 empty] | FALSE | FALSE | FALSE | FALSE | FALSE | #N/A
41670 | WABURN | 1.5 | 0 | 3 | 0.009882 | 0.20466 | -0.14154 | -0.34559 | -0.030865 | -0.009882 | 0 | 0 | 0 | 0 | 0 | 0 | [8 empty] | FALSE | FALSE | FALSE | FALSE | FALSE | #N/A
42180 | BIGBAY | 81.5 | 0 | 3 | 0.010109 | 0.21013 | -0.15149 | -0.35149 | -0.030731 | -0.010109 | 0 | 0 | 0 | 0 | 0 | 0 | [8 empty] | FALSE | FALSE | FALSE | FALSE | FALSE | #N/A
41682 | WALSVL 9 | 17.97 | 0 | 3 | 0.009886 | 0.20479 | -0.13769 | -0.34803 | -0.030861 | -0.009886 | 0 | 0 | 0 | 0 | 0 | 0 | [8 empty] | FALSE | FALSE | FALSE | FALSE | FALSE | #N/A
41700 | WARVUE | 14.4 | 0 | 3 | 0.009746 | 0.20133 | -0.13621 | -0.34319 | -0.030945 | -0.009746 | 0 | 0 | 0 | 0 | 0 | 0 | [8 empty] | FALSE | FALSE | FALSE | FALSE | FALSE | #N/A
41711 | WITTER 8 | 15.84 | 0 | 3 | 0.010165 | 0.21156 | -0.14959 | -0.35563 | -0.030695 | -0.010165 | 0 | 0 | 0 | 0 | 0 | 0 | [8 empty] | FALSE | FALSE | FALSE | FALSE | FALSE | #N/A
41712 | WITTER 8 | 22.35 | 0 | 3 | 0.009792 | 0.20248 | -0.13629 | -0.34376 | -0.030919 | -0.009792 | 0 | 0 | 0 | 0 | 0 | 0 | [8 empty] | FALSE | FALSE | FALSE | FALSE | FALSE | #N/A
42000 | P_H_R_ 5 | 0 | 0 | 3 | 0.010514 | 0.21986 | -0.17524 | -0.35889 | -0.030494 | -0.010514 | 0 | 0 | 0 | 0 | 0 | 0 | [8 empty] | FALSE | FALSE | FALSE | FALSE | FALSE | #N/A
42010 | P_H_R_N8 | 0 | 0 | 3 | 0.010281 | 0.21426 | -0.16077 | -0.35507 | -0.03063 | -0.010281 | 0 | 0 | 0 | 0 | 0 | 0 | [8 empty] | FALSE | FALSE | FALSE | FALSE | FALSE | #N/A
41652 | UVALDE 8 | 26.14 | 0 | 3 | 0.00968 | 0.1998 | -0.13174 | -0.33954 | -0.030986 | -0.00968 | 0 | 0 | 0 | 0 | 0 | 0 | [8 empty] | FALSE | FALSE | FALSE | FALSE | FALSE | #N/A
42561 | ELDORA 8 | 28.69 | 0 | 3 | 0.010333 | 0.21558 | -0.15798 | -0.36086 | -0.030595 | -0.010333 | 0 | 0 | 0 | 0 | 0 | 0 | [8 empty] | FALSE | FALSE | FALSE | FALSE | FALSE | #N/A
42340 | DAMON 9 | 5.37 | 0 | 3 | 0.011574 | 0.24753 | -0.17856 | -0.35747 | -0.029842 | -0.011574 | 0 | 0 | 0 | 0 | 0 | 0 | [8 empty] | FALSE | FALSE | FALSE | FALSE | FALSE | #N/A
42500 | DOW345 5 | 0 | 0 | 3 | 0.012565 | 0.26882 | -0.39394 | -0.34208 | -0.029318 | -0.012565 | 0 | 0 | 0 | 0 | 0 | 0 | [8 empty] | FALSE | FALSE | FALSE | FALSE | FALSE | #N/A
42501 | DOW_OSTR | 0 | 0 | 3 | 0.012565 | 0.26882 | -0.39394 | -0.34208 | -0.029318 | -0.012565 | 0 | 0 | 0 | 0 | 0 | 0 | [8 empty] | FALSE | FALSE | FALSE | FALSE | FALSE | #N/A
42502 | DOW_OSTR | 0 | 0 | 3 | 0.012565 | 0.26882 | -0.39394 | -0.34208 | -0.029318 | -0.012565 | 0 | 0 | 0 | 0 | 0 | 0 | [8 empty] | FALSE | FALSE | FALSE | FALSE | FALSE | #N/A
42510 | DOW138 8 | 0 | 0 | 3 | 0.012273 | 0.26202 | -0.325 | -0.34574 | -0.029481 | -0.012273 | 0 | 0 | 0 | 0 | 0 | 0 | [8 empty] | FALSE | FALSE | FALSE | FALSE | FALSE | #N/A
42160 | BAYOU_ | 4 | 0 | 3 | 0.010107 | 0.21008 | -0.15141 | -0.35143 | -0.030732 | -0.010107 | 0 | 0 | 0 | 0 | 0 | 0 | [8 empty] | FALSE | FALSE | FALSE | FALSE | FALSE | #N/A
42550 | DROUET 8 | 70.27 | 0 | 3 | 0.010138 | 0.21091 | -0.14651 | -0.35621 | -0.03071 | -0.010138 | 0 | 0 | 0 | 0 | 0 | 0 | [8 empty] | FALSE | FALSE | FALSE | FALSE | FALSE | #N/A
42311 | COLEGE 8 | 25.73 | 0 | 3 | 0.010173 | 0.21177 | -0.14857 | -0.35678 | -0.030689 | -0.010173 | 0 | 0 | 0 | 0 | 0 | 0 | [8 empty] | FALSE | FALSE | FALSE | FALSE | FALSE | #N/A
42562 | ELDORA 8 | 31.17 | 0 | 3 | 0.010235 | 0.21321 | -0.15469 | -0.35637 | -0.030655 | -0.010235 | 0 | 0 | 0 | 0 | 0 | 0 | [8 empty] | FALSE | FALSE | FALSE | FALSE | FALSE | #N/A
42581 | ELLING 9 | 30.76 | 0 | 3 | 0.01032 | 0.21533 | -0.15661 | -0.35816 | -0.030603 | -0.01032 | 0 | 0 | 0 | 0 | 0 | 0 | [8 empty] | FALSE | FALSE | FALSE | FALSE | FALSE | #N/A
42582 | ELLING 9 | 23.63 | 0 | 3 | 0.010303 | 0.21486 | -0.15524 | -0.36123 | -0.030613 | -0.010303 | 0 | 0 | 0 | 0 | 0 | 0 | [8 empty] | FALSE | FALSE | FALSE | FALSE | FALSE | #N/A
42600 | EXTER_ | 2.6 | 0 | 3 | 0.010355 | 0.21619 | -0.15876 | -0.35794 | -0.030583 | -0.010355 | 0 | 0 | 0 | 0 | 0 | 0 | [8 empty] | FALSE | FALSE | FALSE | FALSE | FALSE | #N/A
42610 | FAIRMT28 | 0 | 0 | 3 | 0.010147 | 0.21108 | -0.1519 | -0.35302 | -0.030707 | -0.010147 | 0 | 0 | 0 | 0 | 0 | 0 | [8 empty] | FALSE | FALSE | FALSE | FALSE | FALSE | #N/A
40911 | KINGD 8 | 17.2 | 0 | 3 | 0.009592 | 0.19778 | -0.12743 | -0.3372 | -0.03104 | -0.009592 | 0 | 0 | 0 | 0 | 0 | 0 | [8 empty] | FALSE | FALSE | FALSE | FALSE | FALSE | #N/A
42515 | DOW_A_ | 260 | 0 | 3 | 0.012565 | 0.26882 | -0.39394 | -0.34208 | -0.029318 | -0.012565 | 0 | 0 | 0 | 0 | 0 | 0 | [8 empty] | FALSE | FALSE | FALSE | FALSE | FALSE | #N/A
42242 | CARDIF 8 | 31.35 | 0 | 3 | 0.010085 | 0.20955 | -0.15134 | -0.35042 | -0.030745 | -0.010085 | 0 | 0 | 0 | 0 | 0 | 0 | [8 empty] | FALSE | FALSE | FALSE | FALSE | FALSE | #N/A
41590 | TRAVIS | 41.5 | 0 | 3 | 0.009904 | 0.20519 | -0.14107 | -0.34722 | -0.030851 | -0.009904 | 0 | 0 | 0 | 0 | 0 | 0 | [8 empty] | FALSE | FALSE | FALSE | FALSE | FALSE | #N/A
42190 | BIPORT | 43.5 | 0 | 3 | 0.012196 | 0.26024 | -0.3129 | -0.34674 | -0.029524 | -0.012196 | 0 | 0 | 0 | 0 | 0 | 0 | [8 empty] | FALSE | FALSE | FALSE | FALSE | FALSE | #N/A
42195 | BOOSTR_8 | 4.5 | 0 | 3 | 0.012303 | 0.26265 | -0.31529 | -0.34514 | -0.029466 | -0.012303 | 0 | 0 | 0 | 0 | 0 | 0 | [8 empty] | FALSE | FALSE | FALSE | FALSE | FALSE | #N/A
42200 | BRYAN_ | 8.6 | 0 | 3 | 0.012199 | 0.2604 | -0.30805 | -0.34683 | -0.029521 | -0.012199 | 0 | 0 | 0 | 0 | 0 | 0 | [8 empty] | FALSE | FALSE | FALSE | FALSE | FALSE | #N/A
42210 | BRZPRT 8 | 54.46 | 0 | 3 | 0.012175 | 0.25983 | -0.30162 | -0.3471 | -0.029535 | -0.012175 | 0 | 0 | 0 | 0 | 0 | 0 | [8 empty] | FALSE | FALSE | FALSE | FALSE | FALSE | #N/A
42220 | BYPARK | 13.2 | 0 | 3 | 0.010149 | 0.21111 | -0.15248 | -0.35284 | -0.030707 | -0.010149 | 0 | 0 | 0 | 0 | 0 | 0 | [8 empty] | FALSE | FALSE | FALSE | FALSE | FALSE | #N/A
42330 | CW_COL_8 | 0 | 0 | 3 | 0.01173 | 0.24993 | -0.19542 | -0.3534 | -0.029775 | -0.01173 | 0 | 0 | 0 | 0 | 0 | 0 | [8 empty] | FALSE | FALSE | FALSE | FALSE | FALSE | #N/A
42241 | CARDIF 8 | 32.73 | 0 | 3 | 0.010061 | 0.20896 | -0.15015 | -0.34984 | -0.03076 | -0.010061 | 0 | 0 | 0 | 0 | 0 | 0 | [8 empty] | FALSE | FALSE | FALSE | FALSE | FALSE | #N/A
42312 | COLEGE 8 | 30.31 | 0 | 3 | 0.010016 | 0.20793 | -0.1435 | -0.35153 | -0.030784 | -0.010016 | 0 | 0 | 0 | 0 | 0 | 0 | [8 empty] | FALSE | FALSE | FALSE | FALSE | FALSE | #N/A
42260 | CELNEC | 46.5 | 0 | 3 | 0.01015 | 0.21113 | -0.15279 | -0.35274 | -0.030706 | -0.01015 | 0 | 0 | 0 | 0 | 0 | 0 | [8 empty] | FALSE | FALSE | FALSE | FALSE | FALSE | #N/A
42271 | CHOC_B 8 | 17.37 | 0 | 3 | 0.010484 | 0.21967 | -0.14138 | -0.37402 | -0.030494 | -0.010484 | 0 | 0 | 0 | 0 | 0 | 0 | [8 empty] | FALSE | FALSE | FALSE | FALSE | FALSE | #N/A
42272 | CHOC_B 8 | 20.27 | 0 | 3 | 0.010207 | 0.2126 | -0.14928 | -0.35794 | -0.030669 | -0.010207 | 0 | 0 | 0 | 0 | 0 | 0 | [8 empty] | FALSE | FALSE | FALSE | FALSE | FALSE | #N/A
42291 | CLEAR 8 | 22.95 | 0 | 3 | 0.010145 | 0.211 | -0.15423 | -0.35185 | -0.03071 | -0.010145 | 0 | 0 | 0 | 0 | 0 | 0 | [8 empty] | FALSE | FALSE | FALSE | FALSE | FALSE | #N/A
42292 | CLEAR 8 | 28.02 | 0 | 3 | 0.010162 | 0.21142 | -0.15286 | -0.35324 | -0.030699 | -0.010162 | 0 | 0 | 0 | 0 | 0 | 0 | [8 empty] | FALSE | FALSE | FALSE | FALSE | FALSE | #N/A
42170 | BAYWAY 8 | 78.24 | 0 | 3 | 0.01015 | 0.21114 | -0.15303 | -0.35267 | -0.030706 | -0.01015 | 0 | 0 | 0 | 0 | 0 | 0 | [8 empty] | FALSE | FALSE | FALSE | FALSE | FALSE | #N/A
42230 | CAPTOL | 0 | 0 | 3 | 0.01015 | 0.21113 | -0.15279 | -0.35274 | -0.030706 | -0.01015 | 0 | 0 | 0 | 0 | 0 | 0 | [8 empty] | FALSE | FALSE | FALSE | FALSE | FALSE | #N/A
41171 | NORMDY 8 | 25.95 | 0 | 3 | 0.009759 | 0.2017 | -0.13475 | -0.34201 | -0.030938 | -0.009759 | 0 | 0 | 0 | 0 | 0 | 0 | [8 empty] | FALSE | FALSE | FALSE | FALSE | FALSE | #N/A
41100 | MORGPT 8 | 0 | 0 | 3 | 0.010019 | 0.20796 | -0.14722 | -0.34936 | -0.030784 | -0.010019 | 0 | 0 | 0 | 0 | 0 | 0 | [8 empty] | FALSE | FALSE | FALSE | FALSE | FALSE | #N/A
41111 | MT_BEL 8 | 48.75 | 0 | 3 | 0.009746 | 0.20133 | -0.13618 | -0.34319 | -0.030945 | -0.009746 | 0 | 0 | 0 | 0 | 0 | 0 | [8 empty] | FALSE | FALSE | FALSE | FALSE | FALSE | #N/A
41112 | MT_BEL 9 | 15.38 | 0 | 3 | 0.009744 | 0.20129 | -0.13559 | -0.3433 | -0.030946 | -0.009744 | 0 | 0 | 0 | 0 | 0 | 0 | [8 empty] | FALSE | FALSE | FALSE | FALSE | FALSE | #N/A
41140 | NEEDLE | 5.5 | 0 | 3 | 0.009744 | 0.20128 | -0.1354 | -0.34333 | -0.030947 | -0.009744 | 0 | 0 | 0 | 0 | 0 | 0 | [8 empty] | FALSE | FALSE | FALSE | FALSE | FALSE | #N/A
41150 | NEWPRT 8 | 37.82 | 0 | 3 | 0.009761 | 0.20173 | -0.13278 | -0.34784 | -0.030934 | -0.009761 | 0 | 0 | 0 | 0 | 0 | 0 | [8 empty] | FALSE | FALSE | FALSE | FALSE | FALSE | #N/A
41222 | PARKWY 8 | 26.86 | 0 | 3 | 0.009618 | 0.19832 | -0.1282 | -0.33878 | -0.031023 | -0.009618 | 0 | 0 | 0 | 0 | 0 | 0 | [8 empty] | FALSE | FALSE | FALSE | FALSE | FALSE | #N/A
41165 | NOBEL 8 | 2 | 0 | 3 | 0.009902 | 0.20514 | -0.14149 | -0.34686 | -0.030853 | -0.009902 | 0 | 0 | 0 | 0 | 0 | 0 | [8 empty] | FALSE | FALSE | FALSE | FALSE | FALSE | #N/A
41061 | MINING | 14 | 0 | 3 | 0.009943 | 0.20613 | -0.14223 | -0.34836 | -0.030828 | -0.009943 | 0 | 0 | 0 | 0 | 0 | 0 | [8 empty] | FALSE | FALSE | FALSE | FALSE | FALSE | #N/A
41172 | NORMDY 8 | 17.14 | 0 | 3 | 0.009785 | 0.20233 | -0.13577 | -0.34297 | -0.030923 | -0.009785 | 0 | 0 | 0 | 0 | 0 | 0 | [8 empty] | FALSE | FALSE | FALSE | FALSE | FALSE | #N/A
41191 | OATES 98 | 17.36 | 0 | 3 | 0.010023 | 0.20811 | -0.13349 | -0.36627 | -0.03077 | -0.010023 | 0 | 0 | 0 | 0 | 0 | 0 | [8 empty] | FALSE | FALSE | FALSE | FALSE | FALSE | #N/A
41192 | OATES 98 | 26.95 | 0 | 3 | 0.009826 | 0.20334 | -0.13589 | -0.34546 | -0.030897 | -0.009826 | 0 | 0 | 0 | 0 | 0 | 0 | [8 empty] | FALSE | FALSE | FALSE | FALSE | FALSE | #N/A
41205 | ORION_ | 6.7 | 0 | 3 | 0.010103 | 0.20999 | -0.15124 | -0.35135 | -0.030734 | -0.010103 | 0 | 0 | 0 | 0 | 0 | 0 | [8 empty] | FALSE | FALSE | FALSE | FALSE | FALSE | #N/A
41210 | PAIR__ | 56 | 0 | 3 | 0.009872 | 0.20441 | -0.14006 | -0.34642 | -0.03087 | -0.009872 | 0 | 0 | 0 | 0 | 0 | 0 | [8 empty] | FALSE | FALSE | FALSE | FALSE | FALSE | #N/A
41610 | TRINTY 8 | 23.88 | 0 | 3 | 0.009809 | 0.20284 | -0.13868 | -0.34468 | -0.030908 | -0.009809 | 0 | 0 | 0 | 0 | 0 | 0 | [8 empty] | FALSE | FALSE | FALSE | FALSE | FALSE | #N/A
41160 | NINTH_ | 14 | 0 | 3 | 0.010035 | 0.20843 | -0.13518 | -0.36277 | -0.030765 | -0.010035 | 0 | 0 | 0 | 0 | 0 | 0 | [8 empty] | FALSE | FALSE | FALSE | FALSE | FALSE | #N/A
41000 | LYDELL | 137.4 | 0 | 3 | 0.009842 | 0.20375 | -0.13311 | -0.34973 | -0.030885 | -0.009842 | 0 | 0 | 0 | 0 | 0 | 0 | [8 empty] | FALSE | FALSE | FALSE | FALSE | FALSE | #N/A
44250 | FOSTER_9 | 5 | 0 | 3 | 0.010951 | 0.23554 | -0.10578 | -0.37285 | -0.030152 | -0.010951 | 0 | 0 | 0 | 0 | 0 | 0 | [8 empty] | FALSE | FALSE | FALSE | FALSE | FALSE | #N/A
40930 | KINGWD 8 | 140.63 | 0 | 3 | 0.009608 | 0.19819 | -0.12844 | -0.3375 | -0.031032 | -0.009608 | 0 | 0 | 0 | 0 | 0 | 0 | [8 empty] | FALSE | FALSE | FALSE | FALSE | FALSE | #N/A
40941 | LAPORT 8 | 32.05 | 0 | 3 | 0.010041 | 0.2085 | -0.14829 | -0.34989 | -0.030771 | -0.010041 | 0 | 0 | 0 | 0 | 0 | 0 | [8 empty] | FALSE | FALSE | FALSE | FALSE | FALSE | #N/A
40942 | LAPORT 8 | 27.76 | 0 | 3 | 0.010056 | 0.20886 | -0.14901 | -0.35024 | -0.030762 | -0.010056 | 0 | 0 | 0 | 0 | 0 | 0 | [8 empty] | FALSE | FALSE | FALSE | FALSE | FALSE | #N/A
40961 | LIBRTY 8 | 29.34 | 0 | 3 | 0.01 | 0.20752 | -0.13029 | -0.37287 | -0.030779 | -0.01 | 0 | 0 | 0 | 0 | 0 | 0 | [8 empty] | FALSE | FALSE | FALSE | FALSE | FALSE | #N/A
40962 | LIBRTY 8 | 19.72 | 0 | 3 | 0.009744 | 0.20138 | -0.12989 | -0.34631 | -0.030944 | -0.009744 | 0 | 0 | 0 | 0 | 0 | 0 | [8 empty] | FALSE | FALSE | FALSE | FALSE | FALSE | #N/A
41090 | MOMENT | 58 | 0 | 3 | 0.009909 | 0.2053 | -0.14194 | -0.34715 | -0.030848 | -0.009909 | 0 | 0 | 0 | 0 | 0 | 0 | [8 empty] | FALSE | FALSE | FALSE | FALSE | FALSE | #N/A
40990 | LYCHEM | 52.1 | 0 | 3 | 0.009691 | 0.20006 | -0.13201 | -0.34059 | -0.030979 | -0.009691 | 0 | 0 | 0 | 0 | 0 | 0 | [8 empty] | FALSE | FALSE | FALSE | FALSE | FALSE | #N/A
41080 | MOCHEM | 1.5 | 0 | 3 | 0.009955 | 0.20645 | -0.142 | -0.34908 | -0.03082 | -0.009955 | 0 | 0 | 0 | 0 | 0 | 0 | [8 empty] | FALSE | FALSE | FALSE | FALSE | FALSE | #N/A
41010 | LYNCH_ | 9.4 | 0 | 3 | 0.009802 | 0.2027 | -0.13812 | -0.34384 | -0.030913 | -0.009802 | 0 | 0 | 0 | 0 | 0 | 0 | [8 empty] | FALSE | FALSE | FALSE | FALSE | FALSE | #N/A
41021 | LYONDL 8 | 30.54 | 0 | 3 | 0.009696 | 0.20019 | -0.13242 | -0.34042 | -0.030976 | -0.009696 | 0 | 0 | 0 | 0 | 0 | 0 | [8 empty] | FALSE | FALSE | FALSE | FALSE | FALSE | #N/A
41022 | LYONDL 8 | 21.42 | 0 | 3 | 0.009676 | 0.19971 | -0.13122 | -0.34025 | -0.030988 | -0.009676 | 0 | 0 | 0 | 0 | 0 | 0 | [8 empty] | FALSE | FALSE | FALSE | FALSE | FALSE | #N/A
41040 | MCDONO | 10.6 | 0 | 3 | 0.009909 | 0.20535 | -0.13845 | -0.34891 | -0.030847 | -0.009909 | 0 | 0 | 0 | 0 | 0 | 0 | [8 empty] | FALSE | FALSE | FALSE | FALSE | FALSE | #N/A
41050 | METALS | 4.4 | 0 | 3 | 0.009675 | 0.19971 | -0.13145 | -0.33974 | -0.03099 | -0.009675 | 0 | 0 | 0 | 0 | 0 | 0 | [8 empty] | FALSE | FALSE | FALSE | FALSE | FALSE | #N/A
41240 | JEFFERSN | 0 | 0 | 3 | 0.00991 | 0.20535 | -0.14089 | -0.34748 | -0.030847 | -0.00991 | 0 | 0 | 0 | 0 | 0 | 0 | [8 empty] | FALSE | FALSE | FALSE | FALSE | FALSE | #N/A
40980 | LUBZOL | 14 | 0 | 3 | 0.009897 | 0.20502 | -0.14101 | -0.34701 | -0.030855 | -0.009897 | 0 | 0 | 0 | 0 | 0 | 0 | [8 empty] | FALSE | FALSE | FALSE | FALSE | FALSE | #N/A
41520 | SYLVAN | 4 | 0 | 3 | 0.010067 | 0.20913 | -0.14954 | -0.35051 | -0.030755 | -0.010067 | 0 | 0 | 0 | 0 | 0 | 0 | [8 empty] | FALSE | FALSE | FALSE | FALSE | FALSE | #N/A
41430 | SHELDN 5 | 0 | 0 | 3 | 0.009317 | 0.19095 | -0.12134 | -0.32102 | -0.031208 | -0.009317 | 0 | 0 | 0 | 0 | 0 | 0 | [8 empty] | FALSE | FALSE | FALSE | FALSE | FALSE | #N/A
41450 | SHELL_ | 271 | 0 | 3 | 0.009893 | 0.20493 | -0.14077 | -0.34695 | -0.030858 | -0.009893 | 0 | 0 | 0 | 0 | 0 | 0 | [8 empty] | FALSE | FALSE | FALSE | FALSE | FALSE | #N/A
41460 | SIMSON | 18.5 | 0 | 3 | 0.009964 | 0.20665 | -0.14282 | -0.34902 | -0.030816 | -0.009964 | 0 | 0 | 0 | 0 | 0 | 0 | [8 empty] | FALSE | FALSE | FALSE | FALSE | FALSE | #N/A
41480 | SOLMER | 77.2 | 0 | 3 | 0.009913 | 0.20541 | -0.14211 | -0.34725 | -0.030846 | -0.009913 | 0 | 0 | 0 | 0 | 0 | 0 | [8 empty] | FALSE | FALSE | FALSE | FALSE | FALSE | #N/A
41490 | STATE_ | 12 | 0 | 3 | 0.009904 | 0.20519 | -0.14159 | -0.34692 | -0.030851 | -0.009904 | 0 | 0 | 0 | 0 | 0 | 0 | [8 empty] | FALSE | FALSE | FALSE | FALSE | FALSE | #N/A
41221 | PARKWY 8 | 32.44 | 0 | 3 | 0.009633 | 0.19866 | -0.1283 | -0.34024 | -0.031013 | -0.009633 | 0 | 0 | 0 | 0 | 0 | 0 | [8 empty] | FALSE | FALSE | FALSE | FALSE | FALSE | #N/A
41510 | STRAW T8 | 62.73 | 0 | 3 | 0.009821 | 0.20319 | -0.13767 | -0.34458 | -0.030901 | -0.009821 | 0 | 0 | 0 | 0 | 0 | 0 | [8 empty] | FALSE | FALSE | FALSE | FALSE | FALSE | #N/A
41410 | S_R_B_E9 | 0 | 0 | 3 | 0.009931 | 0.20584 | -0.14255 | -0.34776 | -0.030835 | -0.009931 | 0 | 0 | 0 | 0 | 0 | 0 | [8 empty] | FALSE | FALSE | FALSE | FALSE | FALSE | #N/A
41530 | TAYLOR8 | 10 | 0 | 3 | 0.00986 | 0.20413 | -0.14048 | -0.34507 | -0.030878 | -0.00986 | 0 | 0 | 0 | 0 | 0 | 0 | [8 empty] | FALSE | FALSE | FALSE | FALSE | FALSE | #N/A
41550 | TEXAS_ | 5.9 | 0 | 3 | 0.009742 | 0.20125 | -0.13493 | -0.34341 | -0.030948 | -0.009742 | 0 | 0 | 0 | 0 | 0 | 0 | [8 empty] | FALSE | FALSE | FALSE | FALSE | FALSE | #N/A
41560 | TEXPET | 17 | 0 | 3 | 0.009955 | 0.20644 | -0.14194 | -0.34908 | -0.030821 | -0.009955 | 0 | 0 | 0 | 0 | 0 | 0 | [8 empty] | FALSE | FALSE | FALSE | FALSE | FALSE | #N/A
41570 | TEXWAL | 3.2 | 0 | 3 | 0.009836 | 0.20358 | -0.13659 | -0.34564 | -0.030891 | -0.009836 | 0 | 0 | 0 | 0 | 0 | 0 | [8 empty] | FALSE | FALSE | FALSE | FALSE | FALSE | #N/A
41580 | TIDAL_ | 24.9 | 0 | 3 | 0.009896 | 0.205 | -0.14101 | -0.34698 | -0.030856 | -0.009896 | 0 | 0 | 0 | 0 | 0 | 0 | [8 empty] | FALSE | FALSE | FALSE | FALSE | FALSE | #N/A
42640 | FREEPT 9 | 30.97 | 0 | 3 | 0.012199 | 0.2604 | -0.30805 | -0.34683 | -0.029521 | -0.012199 | 0 | 0 | 0 | 0 | 0 | 0 | [8 empty] | FALSE | FALSE | FALSE | FALSE | FALSE | #N/A
41500 | STRANG | 65 | 0 | 3 | 0.009885 | 0.20471 | -0.14131 | -0.34653 | -0.030862 | -0.009885 | 0 | 0 | 0 | 0 | 0 | 0 | [8 empty] | FALSE | FALSE | FALSE | FALSE | FALSE | #N/A
41370 | S_CHAN 8 | 0 | 0 | 3 | 0.009908 | 0.20529 | -0.14111 | -0.34734 | -0.030849 | -0.009908 | 0 | 0 | 0 | 0 | 0 | 0 | [8 empty] | FALSE | FALSE | FALSE | FALSE | FALSE | #N/A
41250 | PHILIP | 83.3 | 0 | 3 | 0.009919 | 0.20556 | -0.14173 | -0.34755 | -0.030842 | -0.009919 | 0 | 0 | 0 | 0 | 0 | 0 | [8 empty] | FALSE | FALSE | FALSE | FALSE | FALSE | #N/A
41260 | PORT__ | 20 | 0 | 3 | 0.009855 | 0.204 | -0.14022 | -0.34494 | -0.030882 | -0.009855 | 0 | 0 | 0 | 0 | 0 | 0 | [8 empty] | FALSE | FALSE | FALSE | FALSE | FALSE | #N/A
41300 | PSARCO | 80 | 0 | 3 | 0.009706 | 0.20042 | -0.13281 | -0.34092 | -0.030971 | -0.009706 | 0 | 0 | 0 | 0 | 0 | 0 | [8 empty] | FALSE | FALSE | FALSE | FALSE | FALSE | #N/A
41310 | QUANAB | 42 | 0 | 3 | 0.009967 | 0.2067 | -0.14433 | -0.34854 | -0.030814 | -0.009967 | 0 | 0 | 0 | 0 | 0 | 0 | [8 empty] | FALSE | FALSE | FALSE | FALSE | FALSE | #N/A
41330 | QUANUM | 25 | 0 | 3 | 0.009857 | 0.20402 | -0.13994 | -0.34595 | -0.030879 | -0.009857 | 0 | 0 | 0 | 0 | 0 | 0 | [8 empty] | FALSE | FALSE | FALSE | FALSE | FALSE | #N/A
41340 | REED__ | 6 | 0 | 3 | 0.009909 | 0.20535 | -0.13847 | -0.34891 | -0.030847 | -0.009909 | 0 | 0 | 0 | 0 | 0 | 0 | [8 empty] | FALSE | FALSE | FALSE | FALSE | FALSE | #N/A
41420 | SRB MID | 0 | 0 | 3 | 0.009934 | 0.20591 | -0.1426 | -0.34786 | -0.030834 | -0.009934 | 0 | 0 | 0 | 0 | 0 | 0 | [8 empty] | FALSE | FALSE | FALSE | FALSE | FALSE | #N/A
41360 | ROLLEN | 5.5 | 0 | 3 | 0.00989 | 0.20483 | -0.14095 | -0.34677 | -0.03086 | -0.00989 | 0 | 0 | 0 | 0 | 0 | 0 | [8 empty] | FALSE | FALSE | FALSE | FALSE | FALSE | #N/A
41415 | S_R_B_W9 | 0 | 0 | 3 | 0.009933 | 0.20589 | -0.14261 | -0.34782 | -0.030834 | -0.009933 | 0 | 0 | 0 | 0 | 0 | 0 | [8 empty] | FALSE | FALSE | FALSE | FALSE | FALSE | #N/A
41371 | CS_CHAN8 | 0 | 0 | 3 | 0.009908 | 0.20529 | -0.1411 | -0.34735 | -0.030849 | -0.009908 | 0 | 0 | 0 | 0 | 0 | 0 | [8 empty] | FALSE | FALSE | FALSE | FALSE | FALSE | #N/A
41380 | S_CHAN 9 | 0 | 0 | 3 | 0.009932 | 0.20586 | -0.14195 | -0.34801 | -0.030835 | -0.009932 | 0 | 0 | 0 | 0 | 0 | 0 | [8 empty] | FALSE | FALSE | FALSE | FALSE | FALSE | #N/A
41383 | CAPEDUM8 | 0 | 0 | 3 | 0.009931 | 0.20584 | -0.14246 | -0.3478 | -0.030835 | -0.009931 | 0 | 0 | 0 | 0 | 0 | 0 | [8 empty] | FALSE | FALSE | FALSE | FALSE | FALSE | #N/A
41400 | S_R_B_E8 | 0 | 0 | 3 | 0.009927 | 0.20574 | -0.14266 | -0.34756 | -0.030838 | -0.009927 | 0 | 0 | 0 | 0 | 0 | 0 | [8 empty] | FALSE | FALSE | FALSE | FALSE | FALSE | #N/A
41405 | S_R_B_W8 | 0 | 0 | 3 | 0.009883 | 0.20466 | -0.14089 | -0.34655 | -0.030864 | -0.009883 | 0 | 0 | 0 | 0 | 0 | 0 | [8 empty] | FALSE | FALSE | FALSE | FALSE | FALSE | #N/A
41600 | TRIBAY | 11.5 | 0 | 3 | 0.01007 | 0.20919 | -0.14965 | -0.35056 | -0.030754 | -0.01007 | 0 | 0 | 0 | 0 | 0 | 0 | [8 empty] | FALSE | FALSE | FALSE | FALSE | FALSE | #N/A
41350 | ROHMAS | 73 | 0 | 3 | 0.009869 | 0.20433 | -0.13997 | -0.34634 | -0.030872 | -0.009869 | 0 | 0 | 0 | 0 | 0 | 0 | [8 empty] | FALSE | FALSE | FALSE | FALSE | FALSE | #N/A
43400 | W_GALV 8 | 0 | 0 | 3 | 0.01041 | 0.21748 | -0.16258 | -0.3589 | -0.030551 | -0.01041 | 0 | 0 | 0 | 0 | 0 | 0 | [8 empty] | FALSE | FALSE | FALSE | FALSE | FALSE | #N/A
42611 | FAIRMT 8 | 21.01 | 0 | 3 | 0.010125 | 0.2105 | -0.15323 | -0.35135 | -0.030722 | -0.010125 | 0 | 0 | 0 | 0 | 0 | 0 | [8 empty] | FALSE | FALSE | FALSE | FALSE | FALSE | #N/A
43355 | TIKIIS 8 | 5 | 0 | 3 | 0.010403 | 0.21732 | -0.1621 | -0.35872 | -0.030555 | -0.010403 | 0 | 0 | 0 | 0 | 0 | 0 | [8 empty] | FALSE | FALSE | FALSE | FALSE | FALSE | #N/A
43356 | CAPEDUM4 | 0 | 0 | 3 | 0.010149 | 0.21111 | -0.15251 | -0.35283 | -0.030707 | -0.010149 | 0 | 0 | 0 | 0 | 0 | 0 | [8 empty] | FALSE | FALSE | FALSE | FALSE | FALSE | #N/A
43360 | VLASCO 8 | 37.68 | 0 | 3 | 0.012257 | 0.26165 | -0.32122 | -0.34594 | -0.02949 | -0.012257 | 0 | 0 | 0 | 0 | 0 | 0 | [8 empty] | FALSE | FALSE | FALSE | FALSE | FALSE | #N/A
43370 | VLASCO 9 | 0 | 0 | 3 | 0.012199 | 0.2604 | -0.30805 | -0.34683 | -0.029521 | -0.012199 | 0 | 0 | 0 | 0 | 0 | 0 | [8 empty] | FALSE | FALSE | FALSE | FALSE | FALSE | #N/A
43340 | TEXGLF | 0.6 | 0 | 3 | 0.012932 | 0.27958 | -0.052774 | -0.33087 | -0.029072 | -0.012932 | 0 | 0 | 0 | 0 | 0 | 0 | [8 empty] | FALSE | FALSE | FALSE | FALSE | FALSE | #N/A
43390 | W_COL_ 9 | 0.82 | 0 | 3 | 0.011742 | 0.25054 | -0.20457 | -0.35381 | -0.029763 | -0.011742 | 0 | 0 | 0 | 0 | 0 | 0 | [8 empty] | FALSE | FALSE | FALSE | FALSE | FALSE | #N/A
43330 | CAVERN_8 | 9 | 0 | 3 | 0.012089 | 0.25777 | -0.29835 | -0.34813 | -0.029584 | -0.012089 | 0 | 0 | 0 | 0 | 0 | 0 | [8 empty] | FALSE | FALSE | FALSE | FALSE | FALSE | #N/A
43410 | W_GALV 9 | 69.66 | 0 | 3 | 0.010411 | 0.21753 | -0.16185 | -0.35918 | -0.03055 | -0.010411 | 0 | 0 | 0 | 0 | 0 | 0 | [8 empty] | FALSE | FALSE | FALSE | FALSE | FALSE | #N/A
43500 | WEBSTR 8 | 0 | 0 | 3 | 0.010388 | 0.21695 | -0.16097 | -0.35829 | -0.030564 | -0.010388 | 0 | 0 | 0 | 0 | 0 | 0 | [8 empty] | FALSE | FALSE | FALSE | FALSE | FALSE | #N/A
43501 | WEBSTRT8 | 24.48 | 0 | 3 | 0.010394 | 0.21709 | -0.1617 | -0.35838 | -0.030561 | -0.010394 | 0 | 0 | 0 | 0 | 0 | 0 | [8 empty] | FALSE | FALSE | FALSE | FALSE | FALSE | #N/A
43502 | WEBSTRT8 | 36.21 | 0 | 3 | 0.010247 | 0.21349 | -0.15629 | -0.35603 | -0.030648 | -0.010247 | 0 | 0 | 0 | 0 | 0 | 0 | [8 empty] | FALSE | FALSE | FALSE | FALSE | FALSE | #N/A
43503 | WEBSTRD8 | 25.16 | 0 | 3 | 0.010205 | 0.21247 | -0.15577 | -0.35392 | -0.030674 | -0.010205 | 0 | 0 | 0 | 0 | 0 | 0 | [8 empty] | FALSE | FALSE | FALSE | FALSE | FALSE | #N/A
43504 | WEBSTRD8 | 0 | 0 | 3 | 0.010247 | 0.21348 | -0.15627 | -0.35603 | -0.030648 | -0.010247 | 0 | 0 | 0 | 0 | 0 | 0 | [8 empty] | FALSE | FALSE | FALSE | FALSE | FALSE | #N/A
43380 | W_COL_ 8 | 0 | 0 | 3 | 0.011731 | 0.24994 | -0.19535 | -0.35339 | -0.029775 | -0.011731 | 0 | 0 | 0 | 0 | 0 | 0 | [8 empty] | FALSE | FALSE | FALSE | FALSE | FALSE | #N/A
43271 | SPENCR 8 | 23.27 | 0 | 3 | 0.010017 | 0.20795 | -0.14352 | -0.35156 | -0.030783 | -0.010017 | 0 | 0 | 0 | 0 | 0 | 0 | [8 empty] | FALSE | FALSE | FALSE | FALSE | FALSE | #N/A
43202 | SEAWAL 8 | 20.61 | 0 | 3 | 0.010408 | 0.21744 | -0.16246 | -0.35886 | -0.030552 | -0.010408 | 0 | 0 | 0 | 0 | 0 | 0 | [8 empty] | FALSE | FALSE | FALSE | FALSE | FALSE | #N/A
43220 | SEAWAY | 2.8 | 0 | 3 | 0.012352 | 0.26371 | -0.30897 | -0.34429 | -0.029439 | -0.012352 | 0 | 0 | 0 | 0 | 0 | 0 | [8 empty] | FALSE | FALSE | FALSE | FALSE | FALSE | #N/A
43225 | SEPTON 8 | 3.8 | 0 | 3 | 0.010132 | 0.21068 | -0.15233 | -0.35213 | -0.030717 | -0.010132 | 0 | 0 | 0 | 0 | 0 | 0 | [8 empty] | FALSE | FALSE | FALSE | FALSE | FALSE | #N/A
43230 | SHORE_ | 8.2 | 0 | 3 | 0.010124 | 0.2105 | -0.15205 | -0.35192 | -0.030722 | -0.010124 | 0 | 0 | 0 | 0 | 0 | 0 | [8 empty] | FALSE | FALSE | FALSE | FALSE | FALSE | #N/A
43240 | SINTEK | 48.5 | 0 | 3 | 0.012212 | 0.26062 | -0.31514 | -0.34653 | -0.029515 | -0.012212 | 0 | 0 | 0 | 0 | 0 | 0 | [8 empty] | FALSE | FALSE | FALSE | FALSE | FALSE | #N/A
43350 | TEXWES | 0.4 | 0 | 3 | 0.011742 | 0.25054 | -0.20457 | -0.35381 | -0.029763 | -0.011742 | 0 | 0 | 0 | 0 | 0 | 0 | [8 empty] | FALSE | FALSE | FALSE | FALSE | FALSE | #N/A
43260 | SOWYCK 8 | 104.63 | 0 | 3 | 0.010433 | 0.2183 | -0.1457 | -0.37002 | -0.030528 | -0.010433 | 0 | 0 | 0 | 0 | 0 | 0 | [8 empty] | FALSE | FALSE | FALSE | FALSE | FALSE | #N/A
43520 | WESTBY_8 | 3.94 | 0 | 3 | 0.010405 | 0.21736 | -0.16222 | -0.35876 | -0.030554 | -0.010405 | 0 | 0 | 0 | 0 | 0 | 0 | [8 empty] | FALSE | FALSE | FALSE | FALSE | FALSE | #N/A
43272 | SPENCR 8 | 62.76 | 0 | 3 | 0.010222 | 0.21291 | -0.15296 | -0.35674 | -0.030662 | -0.010222 | 0 | 0 | 0 | 0 | 0 | 0 | [8 empty] | FALSE | FALSE | FALSE | FALSE | FALSE | #N/A
43290 | STEWRT 8 | 26.72 | 0 | 3 | 0.010405 | 0.21736 | -0.16222 | -0.35876 | -0.030554 | -0.010405 | 0 | 0 | 0 | 0 | 0 | 0 | [8 empty] | FALSE | FALSE | FALSE | FALSE | FALSE | #N/A
43300 | STRATT | 18.7 | 0 | 3 | 0.012013 | 0.25598 | -0.28786 | -0.34914 | -0.029627 | -0.012013 | 0 | 0 | 0 | 0 | 0 | 0 | [8 empty] | FALSE | FALSE | FALSE | FALSE | FALSE | #N/A
43310 | SURFSI | 4 | 0 | 3 | 0.012199 | 0.2604 | -0.30805 | -0.34683 | -0.029521 | -0.012199 | 0 | 0 | 0 | 0 | 0 | 0 | [8 empty] | FALSE | FALSE | FALSE | FALSE | FALSE | #N/A
43321 | TELPHN 8 | 35.61 | 0 | 3 | 0.010352 | 0.2161 | -0.15496 | -0.3627 | -0.030583 | -0.010352 | 0 | 0 | 0 | 0 | 0 | 0 | [8 empty] | FALSE | FALSE | FALSE | FALSE | FALSE | #N/A
43322 | TELPHN 8 | 27.84 | 0 | 3 | 0.010228 | 0.21308 | -0.14852 | -0.36213 | -0.030655 | -0.010228 | 0 | 0 | 0 | 0 | 0 | 0 | [8 empty] | FALSE | FALSE | FALSE | FALSE | FALSE | #N/A
43250 | SOUTH_ | 4.1 | 0 | 3 | 0.010073 | 0.20926 | -0.15074 | -0.35013 | -0.030753 | -0.010073 | 0 | 0 | 0 | 0 | 0 | 0 | [8 empty] | FALSE | FALSE | FALSE | FALSE | FALSE | #N/A
44212 | ECHO T8 | 39.4 | 0 | 3 | 0.010153 | 0.21137 | -0.12754 | -0.387 | -0.03068 | -0.010153 | 0 | 0 | 0 | 0 | 0 | 0 | [8 empty] | FALSE | FALSE | FALSE | FALSE | FALSE | #N/A
44150 | CCLODIN | 0 | 0 | 3 | 0.010345 | 0.21704 | -0.12228 | -0.39523 | -0.03056 | -0.010345 | 0 | 0 | 0 | 0 | 0 | 0 | [8 empty] | FALSE | FALSE | FALSE | FALSE | FALSE | #N/A
44160 | COLLIN | 9 | 0 | 3 | 0.01116 | 0.24013 | -0.11449 | -0.36651 | -0.030037 | -0.01116 | 0 | 0 | 0 | 0 | 0 | 0 | [8 empty] | FALSE | FALSE | FALSE | FALSE | FALSE | #N/A
44170 | CRABB 8 | 146.04 | 0 | 3 | 0.011007 | 0.2352 | -0.1208 | -0.36769 | -0.030145 | -0.011007 | 0 | 0 | 0 | 0 | 0 | 0 | [8 empty] | FALSE | FALSE | FALSE | FALSE | FALSE | #N/A
44180 | DEWALT 8 | 125.73 | 0 | 3 | 0.01058 | 0.2223 | -0.14112 | -0.37329 | -0.030433 | -0.01058 | 0 | 0 | 0 | 0 | 0 | 0 | [8 empty] | FALSE | FALSE | FALSE | FALSE | FALSE | #N/A
44190 | E_BERN 8 | 12.04 | 0 | 3 | 0.012514 | 0.27865 | -0.041345 | -0.33283 | -0.029157 | -0.012514 | 0 | 0 | 0 | 0 | 0 | 0 | [8 empty] | FALSE | FALSE | FALSE | FALSE | FALSE | #N/A
43507 | CWEBSTR8 | 0 | 0 | 3 | 0.010388 | 0.21695 | -0.16097 | -0.3583 | -0.030564 | -0.010388 | 0 | 0 | 0 | 0 | 0 | 0 | [8 empty] | FALSE | FALSE | FALSE | FALSE | FALSE | #N/A
44211 | ECHO T8 | 23.65 | 0 | 3 | 0.010153 | 0.21137 | -0.12754 | -0.387 | -0.03068 | -0.010153 | 0 | 0 | 0 | 0 | 0 | 0 | [8 empty] | FALSE | FALSE | FALSE | FALSE | FALSE | #N/A
44120 | BRITMR 8 | 56.84 | 0 | 3 | 0.010123 | 0.21067 | -0.12687 | -0.38713 | -0.030696 | -0.010123 | 0 | 0 | 0 | 0 | 0 | 0 | [8 empty] | FALSE | FALSE | FALSE | FALSE | FALSE | #N/A
44213 | ECHO_14 | 15.76 | 0 | 3 | 0.010154 | 0.21138 | -0.12755 | -0.387 | -0.03068 | -0.010154 | 0 | 0 | 0 | 0 | 0 | 0 | [8 empty] | FALSE | FALSE | FALSE | FALSE | FALSE | #N/A
44214 | ECHO_14 | 0 | 0 | 3 | 0.010154 | 0.21138 | -0.12755 | -0.387 | -0.03068 | -0.010154 | 0 | 0 | 0 | 0 | 0 | 0 | [8 empty] | FALSE | FALSE | FALSE | FALSE | FALSE | #N/A
44215 | ECHO_81 | 31.53 | 0 | 3 | 0.010154 | 0.21137 | -0.12755 | -0.387 | -0.03068 | -0.010154 | 0 | 0 | 0 | 0 | 0 | 0 | [8 empty] | FALSE | FALSE | FALSE | FALSE | FALSE | #N/A
44230 | FLEWLN 8 | 100.91 | 0 | 3 | 0.010835 | 0.23299 | -0.10094 | -0.37637 | -0.030215 | -0.010835 | 0 | 0 | 0 | 0 | 0 | 0 | [8 empty] | FALSE | FALSE | FALSE | FALSE | FALSE | #N/A
44231 | CFLEWLN8 | 0 | 0 | 3 | 0.010836 | 0.23301 | -0.10095 | -0.37635 | -0.030215 | -0.010836 | 0 | 0 | 0 | 0 | 0 | 0 | [8 empty] | FALSE | FALSE | FALSE | FALSE | FALSE | #N/A
44240 | FLEWLN 9 | 0 | 0 | 3 | 0.010951 | 0.23554 | -0.10578 | -0.37285 | -0.030152 | -0.010951 | 0 | 0 | 0 | 0 | 0 | 0 | [8 empty] | FALSE | FALSE | FALSE | FALSE | FALSE | #N/A
44210 | ECHO 8 | 0 | 0 | 3 | 0.010154 | 0.21137 | -0.12755 | -0.387 | -0.03068 | -0.010154 | 0 | 0 | 0 | 0 | 0 | 0 | [8 empty] | FALSE | FALSE | FALSE | FALSE | FALSE | #N/A
44052 | BARKER 8 | 57.11 | 0 | 3 | 0.010294 | 0.21557 | -0.12336 | -0.39333 | -0.030591 | -0.010294 | 0 | 0 | 0 | 0 | 0 | 0 | [8 empty] | FALSE | FALSE | FALSE | FALSE | FALSE | #N/A
43174 | S_HOUS9 | 16.17 | 0 | 3 | 0.010091 | 0.20975 | -0.14808 | -0.35189 | -0.03074 | -0.010091 | 0 | 0 | 0 | 0 | 0 | 0 | [8 empty] | FALSE | FALSE | FALSE | FALSE | FALSE | #N/A
43570 | WHARTN 8 | 39.39 | 0 | 4 | 0.013069 | 0.28632 | -0.01461 | -0.3262 | -0.028935 | -0.013069 | 0 | 0 | 0 | 0 | 0 | 0 | [8 empty] | FALSE | FALSE | FALSE | FALSE | FALSE | #N/A
44000 | W_A_P_ 5 | 0 | 0 | 3 | 0.010691 | 0.22425 | -0.13292 | -0.38886 | -0.03038 | -0.010691 | 0 | 0 | 0 | 0 | 0 | 0 | [8 empty] | FALSE | FALSE | FALSE | FALSE | FALSE | #N/A
44010 | W_A_P_ 8 | 0 | 0 | 3 | 0.010756 | 0.22699 | -0.14318 | -0.3716 | -0.030324 | -0.010756 | 0 | 0 | 0 | 0 | 0 | 0 | [8 empty] | FALSE | FALSE | FALSE | FALSE | FALSE | #N/A
44020 | ALIEF 8 | 101.92 | 0 | 3 | 0.010311 | 0.21552 | -0.13171 | -0.38252 | -0.030586 | -0.010311 | 0 | 0 | 0 | 0 | 0 | 0 | [8 empty] | FALSE | FALSE | FALSE | FALSE | FALSE | #N/A
44031 | ARCOLA 8 | 41.18 | 0 | 3 | 0.010782 | 0.22733 | -0.15279 | -0.37005 | -0.030315 | -0.010782 | 0 | 0 | 0 | 0 | 0 | 0 | [8 empty] | FALSE | FALSE | FALSE | FALSE | FALSE | #N/A
44140 | CLODIN 8 | 93.39 | 0 | 3 | 0.010344 | 0.21703 | -0.12231 | -0.39519 | -0.03056 | -0.010344 | 0 | 0 | 0 | 0 | 0 | 0 | [8 empty] | FALSE | FALSE | FALSE | FALSE | FALSE | #N/A
44051 | BARKER 8 | 113.74 | 0 | 3 | 0.010344 | 0.21703 | -0.12231 | -0.39519 | -0.03056 | -0.010344 | 0 | 0 | 0 | 0 | 0 | 0 | [8 empty] | FALSE | FALSE | FALSE | FALSE | FALSE | #N/A
44130 | CANEY_ | 12.1 | 0 | 4 | 0.013037 | 0.28588 | -0.016162 | -0.32658 | -0.028948 | -0.013037 | 0 | 0 | 0 | 0 | 0 | 0 | [8 empty] | FALSE | FALSE | FALSE | FALSE | FALSE | #N/A
44070 | BG_CRK 9 | 6.08 | 0 | 3 | 0.011263 | 0.24196 | -0.13039 | -0.36427 | -0.029989 | -0.011263 | 0 | 0 | 0 | 0 | 0 | 0 | [8 empty] | FALSE | FALSE | FALSE | FALSE | FALSE | #N/A
44081 | BLURIG 8 | 42.08 | 0 | 3 | 0.01051 | 0.22043 | -0.1403 | -0.37396 | -0.030477 | -0.01051 | 0 | 0 | 0 | 0 | 0 | 0 | [8 empty] | FALSE | FALSE | FALSE | FALSE | FALSE | #N/A
44082 | BLURIG 8 | 26.93 | 0 | 3 | 0.010509 | 0.22041 | -0.14029 | -0.37396 | -0.030477 | -0.010509 | 0 | 0 | 0 | 0 | 0 | 0 | [8 empty] | FALSE | FALSE | FALSE | FALSE | FALSE | #N/A
44100 | BRAZOS 8 | 31.91 | 0 | 3 | 0.011001 | 0.23681 | -0.10271 | -0.37096 | -0.030121 | -0.011001 | 0 | 0 | 0 | 0 | 0 | 0 | [8 empty] | FALSE | FALSE | FALSE | FALSE | FALSE | #N/A
44110 | BRISCO | 0.7 | 0 | 3 | 0.010578 | 0.22207 | -0.14814 | -0.37074 | -0.030438 | -0.010578 | 0 | 0 | 0 | 0 | 0 | 0 | [8 empty] | FALSE | FALSE | FALSE | FALSE | FALSE | #N/A
43510 | WEBSTR 9 | 0 | 0 | 3 | 0.010345 | 0.21591 | -0.15872 | -0.35752 | -0.030589 | -0.010345 | 0 | 0 | 0 | 0 | 0 | 0 | [8 empty] | FALSE | FALSE | FALSE | FALSE | FALSE | #N/A
44032 | ARCOLA 8 | 37.89 | 0 | 3 | 0.010782 | 0.22732 | -0.15278 | -0.37005 | -0.030315 | -0.010782 | 0 | 0 | 0 | 0 | 0 | 0 | [8 empty] | FALSE | FALSE | FALSE | FALSE | FALSE | #N/A
42880 | LKJACK 8 | 68.38 | 0 | 3 | 0.011976 | 0.25541 | -0.25415 | -0.34991 | -0.029642 | -0.011976 | 0 | 0 | 0 | 0 | 0 | 0 | [8 empty] | FALSE | FALSE | FALSE | FALSE | FALSE | #N/A
42830 | HUNTER | 47.7 | 0 | 3 | 0.010186 | 0.21201 | -0.15518 | -0.35333 | -0.030685 | -0.010186 | 0 | 0 | 0 | 0 | 0 | 0 | [8 empty] | FALSE | FALSE | FALSE | FALSE | FALSE | #N/A
42841 | KEMAH 8 | 33.66 | 0 | 3 | 0.010246 | 0.21341 | -0.15907 | -0.35423 | -0.030651 | -0.010246 | 0 | 0 | 0 | 0 | 0 | 0 | [8 empty] | FALSE | FALSE | FALSE | FALSE | FALSE | #N/A
42842 | KEMAH 8 | 22.47 | 0 | 3 | 0.010266 | 0.21392 | -0.15882 | -0.35549 | -0.030638 | -0.010266 | 0 | 0 | 0 | 0 | 0 | 0 | [8 empty] | FALSE | FALSE | FALSE | FALSE | FALSE | #N/A
42860 | LAMARQ 9 | 9.58 | 0 | 3 | 0.010417 | 0.21773 | -0.15893 | -0.36029 | -0.030545 | -0.010417 | 0 | 0 | 0 | 0 | 0 | 0 | [8 empty] | FALSE | FALSE | FALSE | FALSE | FALSE | #N/A
42861 | LAMARQ 8 | 0 | 0 | 3 | 0.010399 | 0.21721 | -0.16176 | -0.35859 | -0.030558 | -0.010399 | 0 | 0 | 0 | 0 | 0 | 0 | [8 empty] | FALSE | FALSE | FALSE | FALSE | FALSE | #N/A
42945 | MONSAN34 | 0 | 0 | 3 | 0.011066 | 0.23346 | -0.19922 | -0.35634 | -0.030168 | -0.011066 | 0 | 0 | 0 | 0 | 0 | 0 | [8 empty] | FALSE | FALSE | FALSE | FALSE | FALSE | #N/A
42870 | LIVRPL 8 | 13.51 | 0 | 3 | 0.01125 | 0.23793 | -0.2096 | -0.35581 | -0.030061 | -0.01125 | 0 | 0 | 0 | 0 | 0 | 0 | [8 empty] | FALSE | FALSE | FALSE | FALSE | FALSE | #N/A
42800 | HITCOK 8 | 10.13 | 0 | 3 | 0.010429 | 0.21791 | -0.1652 | -0.35906 | -0.030541 | -0.010429 | 0 | 0 | 0 | 0 | 0 | 0 | [8 empty] | FALSE | FALSE | FALSE | FALSE | FALSE | #N/A
42890 | LOMAX_ | 28.6 | 0 | 3 | 0.010149 | 0.2111 | -0.15242 | -0.35286 | -0.030707 | -0.010149 | 0 | 0 | 0 | 0 | 0 | 0 | [8 empty] | FALSE | FALSE | FALSE | FALSE | FALSE | #N/A
42900 | LUZBAY | 4.2 | 0 | 3 | 0.010149 | 0.21111 | -0.15257 | -0.35281 | -0.030707 | -0.010149 | 0 | 0 | 0 | 0 | 0 | 0 | [8 empty] | FALSE | FALSE | FALSE | FALSE | FALSE | #N/A
42910 | LYNPOL | 20 | 0 | 3 | 0.010148 | 0.21109 | -0.15219 | -0.35293 | -0.030707 | -0.010148 | 0 | 0 | 0 | 0 | 0 | 0 | [8 empty] | FALSE | FALSE | FALSE | FALSE | FALSE | #N/A
42921 | MARYCK 8 | 17.93 | 0 | 3 | 0.010368 | 0.21647 | -0.15711 | -0.3622 | -0.030574 | -0.010368 | 0 | 0 | 0 | 0 | 0 | 0 | [8 empty] | FALSE | FALSE | FALSE | FALSE | FALSE | #N/A
42922 | MARYCK 8 | 53.78 | 0 | 3 | 0.010263 | 0.2139 | -0.15163 | -0.36171 | -0.030635 | -0.010263 | 0 | 0 | 0 | 0 | 0 | 0 | [8 empty] | FALSE | FALSE | FALSE | FALSE | FALSE | #N/A
43201 | SEAWAL 8 | 20.93 | 0 | 3 | 0.010408 | 0.21744 | -0.16246 | -0.35886 | -0.030552 | -0.010408 | 0 | 0 | 0 | 0 | 0 | 0 | [8 empty] | FALSE | FALSE | FALSE | FALSE | FALSE | #N/A
42862 | CAPEDUM3 | 0 | 0 | 3 | 0.010399 | 0.21723 | -0.16181 | -0.35861 | -0.030557 | -0.010399 | 0 | 0 | 0 | 0 | 0 | 0 | [8 empty] | FALSE | FALSE | FALSE | FALSE | FALSE | #N/A
42741 | GULFGT 8 | 16.55 | 0 | 3 | 0.010131 | 0.21077 | -0.1398 | -0.3633 | -0.03071 | -0.010131 | 0 | 0 | 0 | 0 | 0 | 0 | [8 empty] | FALSE | FALSE | FALSE | FALSE | FALSE | #N/A
42651 | FRIEND 8 | 30.25 | 0 | 3 | 0.010393 | 0.21711 | -0.15963 | -0.35935 | -0.03056 | -0.010393 | 0 | 0 | 0 | 0 | 0 | 0 | [8 empty] | FALSE | FALSE | FALSE | FALSE | FALSE | #N/A
42652 | FRIEND 8 | 18.09 | 0 | 3 | 0.010441 | 0.21825 | -0.16397 | -0.35814 | -0.030533 | -0.010441 | 0 | 0 | 0 | 0 | 0 | 0 | [8 empty] | FALSE | FALSE | FALSE | FALSE | FALSE | #N/A
42670 | GALVES 8 | 74.48 | 0 | 3 | 0.010408 | 0.21744 | -0.16246 | -0.35886 | -0.030552 | -0.010408 | 0 | 0 | 0 | 0 | 0 | 0 | [8 empty] | FALSE | FALSE | FALSE | FALSE | FALSE | #N/A
42680 | GARDEN 8 | 5.21 | 0 | 3 | 0.010181 | 0.21198 | -0.14759 | -0.35788 | -0.030684 | -0.010181 | 0 | 0 | 0 | 0 | 0 | 0 | [8 empty] | FALSE | FALSE | FALSE | FALSE | FALSE | #N/A
42690 | GARDEN 9 | 31.23 | 0 | 3 | 0.010173 | 0.21182 | -0.144 | -0.36041 | -0.030687 | -0.010173 | 0 | 0 | 0 | 0 | 0 | 0 | [8 empty] | FALSE | FALSE | FALSE | FALSE | FALSE | #N/A
42700 | CGARDEN8 | 0 | 0 | 3 | 0.010182 | 0.21198 | -0.14761 | -0.35789 | -0.030684 | -0.010182 | 0 | 0 | 0 | 0 | 0 | 0 | [8 empty] | FALSE | FALSE | FALSE | FALSE | FALSE | #N/A
42820 | HS_TAP69 | 0 | 0 | 3 | 0.010509 | 0.22019 | -0.15393 | -0.36547 | -0.030485 | -0.010509 | 0 | 0 | 0 | 0 | 0 | 0 | [8 empty] | FALSE | FALSE | FALSE | FALSE | FALSE | #N/A
42712 | GENOA_ | 14 | 0 | 3 | 0.010161 | 0.21141 | -0.15284 | -0.35324 | -0.030699 | -0.010161 | 0 | 0 | 0 | 0 | 0 | 0 | [8 empty] | FALSE | FALSE | FALSE | FALSE | FALSE | #N/A
42810 | HOFMAN | 6 | 0 | 3 | 0.012074 | 0.25759 | -0.27752 | -0.34853 | -0.029589 | -0.012074 | 0 | 0 | 0 | 0 | 0 | 0 | [8 empty] | FALSE | FALSE | FALSE | FALSE | FALSE | #N/A
42742 | GULFGT 8 | 63.01 | 0 | 3 | 0.010322 | 0.21541 | -0.15096 | -0.36364 | -0.030599 | -0.010322 | 0 | 0 | 0 | 0 | 0 | 0 | [8 empty] | FALSE | FALSE | FALSE | FALSE | FALSE | #N/A
42761 | HALL 8 | 19.36 | 0 | 3 | 0.010368 | 0.21648 | -0.15714 | -0.36219 | -0.030574 | -0.010368 | 0 | 0 | 0 | 0 | 0 | 0 | [8 empty] | FALSE | FALSE | FALSE | FALSE | FALSE | #N/A
42762 | HALL 8 | 58.09 | 0 | 3 | 0.010263 | 0.21391 | -0.15167 | -0.36171 | -0.030635 | -0.010263 | 0 | 0 | 0 | 0 | 0 | 0 | [8 empty] | FALSE | FALSE | FALSE | FALSE | FALSE | #N/A
42780 | HANNA | 9 | 0 | 3 | 0.0102 | 0.21233 | -0.15597 | -0.35358 | -0.030677 | -0.0102 | 0 | 0 | 0 | 0 | 0 | 0 | [8 empty] | FALSE | FALSE | FALSE | FALSE | FALSE | #N/A
42790 | HIMONT | 36 | 0 | 3 | 0.010149 | 0.21112 | -0.15264 | -0.35279 | -0.030706 | -0.010149 | 0 | 0 | 0 | 0 | 0 | 0 | [8 empty] | FALSE | FALSE | FALSE | FALSE | FALSE | #N/A
42950 | MOODY 8 | 24.44 | 0 | 3 | 0.010408 | 0.21742 | -0.1624 | -0.35883 | -0.030553 | -0.010408 | 0 | 0 | 0 | 0 | 0 | 0 | [8 empty] | FALSE | FALSE | FALSE | FALSE | FALSE | #N/A
42711 | GENOA_ | 0 | 0 | 3 | 0.010145 | 0.21099 | -0.15422 | -0.35184 | -0.03071 | -0.010145 | 0 | 0 | 0 | 0 | 0 | 0 | [8 empty] | FALSE | FALSE | FALSE | FALSE | FALSE | #N/A
43140 | RETREV 9 | 5.67 | 0 | 3 | 0.011967 | 0.25539 | -0.2555 | -0.35037 | -0.029644 | -0.011967 | 0 | 0 | 0 | 0 | 0 | 0 | [8 empty] | FALSE | FALSE | FALSE | FALSE | FALSE | #N/A
43081 | PILGRM 8 | 15.09 | 0 | 3 | 0.010397 | 0.21713 | -0.16092 | -0.36131 | -0.030558 | -0.010397 | 0 | 0 | 0 | 0 | 0 | 0 | [8 empty] | FALSE | FALSE | FALSE | FALSE | FALSE | #N/A
43082 | PILGRM 8 | 16.76 | 0 | 3 | 0.01034 | 0.2158 | -0.15787 | -0.3582 | -0.030592 | -0.01034 | 0 | 0 | 0 | 0 | 0 | 0 | [8 empty] | FALSE | FALSE | FALSE | FALSE | FALSE | #N/A
43101 | PLARIS 8 | 24.48 | 0 | 3 | 0.010178 | 0.21178 | -0.1558 | -0.35262 | -0.030691 | -0.010178 | 0 | 0 | 0 | 0 | 0 | 0 | [8 empty] | FALSE | FALSE | FALSE | FALSE | FALSE | #N/A
43102 | PLARIS 8 | 56.82 | 0 | 3 | 0.010184 | 0.21196 | -0.15435 | -0.35359 | -0.030686 | -0.010184 | 0 | 0 | 0 | 0 | 0 | 0 | [8 empty] | FALSE | FALSE | FALSE | FALSE | FALSE | #N/A
43120 | PLEDGR 8 | 0.86 | 0 | 3 | 0.012426 | 0.26709 | -0.11284 | -0.34036 | -0.029368 | -0.012426 | 0 | 0 | 0 | 0 | 0 | 0 | [8 empty] | FALSE | FALSE | FALSE | FALSE | FALSE | #N/A
42940 | MONSAN | 75 | 0 | 3 | 0.011066 | 0.23346 | -0.19922 | -0.35634 | -0.030168 | -0.011066 | 0 | 0 | 0 | 0 | 0 | 0 | [8 empty] | FALSE | FALSE | FALSE | FALSE | FALSE | #N/A
43135 | QNTANA_9 | 37 | 0 | 3 | 0.012199 | 0.2604 | -0.30805 | -0.34683 | -0.029521 | -0.012199 | 0 | 0 | 0 | 0 | 0 | 0 | [8 empty] | FALSE | FALSE | FALSE | FALSE | FALSE | #N/A
43051 | PEARLD 8 | 32.04 | 0 | 3 | 0.010341 | 0.21584 | -0.15348 | -0.36305 | -0.030589 | -0.010341 | 0 | 0 | 0 | 0 | 0 | 0 | [8 empty] | FALSE | FALSE | FALSE | FALSE | FALSE | #N/A
43150 | RIWOOD | 2.1 | 0 | 3 | 0.012012 | 0.25598 | -0.28782 | -0.34914 | -0.029627 | -0.012012 | 0 | 0 | 0 | 0 | 0 | 0 | [8 empty] | FALSE | FALSE | FALSE | FALSE | FALSE | #N/A
43170 | S_HOUS 9 | 25.15 | 0 | 3 | 0.010091 | 0.20975 | -0.14807 | -0.35189 | -0.03074 | -0.010091 | 0 | 0 | 0 | 0 | 0 | 0 | [8 empty] | FALSE | FALSE | FALSE | FALSE | FALSE | #N/A
43171 | S_HOUS98 | 16.17 | 0 | 3 | 0.010091 | 0.20974 | -0.14806 | -0.35189 | -0.03074 | -0.010091 | 0 | 0 | 0 | 0 | 0 | 0 | [8 empty] | FALSE | FALSE | FALSE | FALSE | FALSE | #N/A
43172 | S_HOUS98 | 16.17 | 0 | 3 | 0.010222 | 0.21291 | -0.15297 | -0.35673 | -0.030662 | -0.010222 | 0 | 0 | 0 | 0 | 0 | 0 | [8 empty] | FALSE | FALSE | FALSE | FALSE | FALSE | #N/A
43173 | S_HOUS9 | 16.17 | 0 | 3 | 0.010222 | 0.21291 | -0.15299 | -0.35673 | -0.030662 | -0.010222 | 0 | 0 | 0 | 0 | 0 | 0 | [8 empty] | FALSE | FALSE | FALSE | FALSE | FALSE | #N/A
40900 | KING 5 | 0 | 0 | 3 | 0.009244 | 0.18918 | -0.11951 | -0.31702 | -0.031252 | -0.009244 | 0 | 0 | 0 | 0 | 0 | 0 | [8 empty] | FALSE | FALSE | FALSE | FALSE | FALSE | #N/A
43130 | POWELL | 9.4 | 0 | 3 | 0.010119 | 0.21038 | -0.15188 | -0.35179 | -0.030725 | -0.010119 | 0 | 0 | 0 | 0 | 0 | 0 | [8 empty] | FALSE | FALSE | FALSE | FALSE | FALSE | #N/A
42985 | DYANN 8 | 0 | 0 | 4 | 0.013178 | 0.28783 | -0.009365 | -0.3249 | -0.028891 | -0.013178 | 0 | 0 | 0 | 0 | 0 | 0 | [8 empty] | FALSE | FALSE | FALSE | FALSE | FALSE | #N/A
42951 | TERM_A 8 | 0 | 0 | 3 | 0.010408 | 0.21742 | -0.1624 | -0.35883 | -0.030553 | -0.010408 | 0 | 0 | 0 | 0 | 0 | 0 | [8 empty] | FALSE | FALSE | FALSE | FALSE | FALSE | #N/A
42952 | OPN@T_A8 | 0 | 0 | 3 | 0.010407 | 0.21742 | -0.16239 | -0.35883 | -0.030553 | -0.010407 | 0 | 0 | 0 | 0 | 0 | 0 | [8 empty] | FALSE | FALSE | FALSE | FALSE | FALSE | #N/A
42953 | TERM_B 8 | 0 | 0 | 3 | 0.010407 | 0.21742 | -0.16239 | -0.35883 | -0.030553 | -0.010407 | 0 | 0 | 0 | 0 | 0 | 0 | [8 empty] | FALSE | FALSE | FALSE | FALSE | FALSE | #N/A
42955 | TRMNAL | 7.5 | 0 | 3 | 0.010182 | 0.21191 | -0.15494 | -0.35326 | -0.030687 | -0.010182 | 0 | 0 | 0 | 0 | 0 | 0 | [8 empty] | FALSE | FALSE | FALSE | FALSE | FALSE | #N/A
42960 | MUSTNG 8 | 10.33 | 0 | 3 | 0.010717 | 0.22497 | -0.17955 | -0.35735 | -0.030372 | -0.010717 | 0 | 0 | 0 | 0 | 0 | 0 | [8 empty] | FALSE | FALSE | FALSE | FALSE | FALSE | #N/A
42970 | NASA__ | 27 | 0 | 3 | 0.010282 | 0.21438 | -0.15699 | -0.35598 | -0.030627 | -0.010282 | 0 | 0 | 0 | 0 | 0 | 0 | [8 empty] | FALSE | FALSE | FALSE | FALSE | FALSE | #N/A
43070 | PETSON | 36 | 0 | 3 | 0.011095 | 0.23415 | -0.20083 | -0.35626 | -0.030151 | -0.011095 | 0 | 0 | 0 | 0 | 0 | 0 | [8 empty] | FALSE | FALSE | FALSE | FALSE | FALSE | #N/A
42982 | NASH 98 | 4.92 | 0 | 3 | 0.011635 | 0.24861 | -0.18791 | -0.35616 | -0.029814 | -0.011635 | 0 | 0 | 0 | 0 | 0 | 0 | [8 empty] | FALSE | FALSE | FALSE | FALSE | FALSE | #N/A
43052 | PEARLD 8 | 21.31 | 0 | 3 | 0.010204 | 0.21251 | -0.14637 | -0.36242 | -0.030668 | -0.010204 | 0 | 0 | 0 | 0 | 0 | 0 | [8 empty] | FALSE | FALSE | FALSE | FALSE | FALSE | #N/A
43000 | NEEDVL 9 | 18.97 | 0 | 3 | 0.0114 | 0.2444 | -0.1515 | -0.36129 | -0.029925 | -0.0114 | 0 | 0 | 0 | 0 | 0 | 0 | [8 empty] | FALSE | FALSE | FALSE | FALSE | FALSE | #N/A
43011 | NEWGLF 8 | 1.37 | 0 | 4 | 0.012772 | 0.27561 | -0.071844 | -0.33389 | -0.029166 | -0.012772 | 0 | 0 | 0 | 0 | 0 | 0 | [8 empty] | FALSE | FALSE | FALSE | FALSE | FALSE | #N/A
43012 | NEWGLF 8 | 8.53 | 0 | 4 | 0.013093 | 0.28354 | -0.033705 | -0.32786 | -0.028978 | -0.013093 | 0 | 0 | 0 | 0 | 0 | 0 | [8 empty] | FALSE | FALSE | FALSE | FALSE | FALSE | #N/A
43035 | OASIS_5 | 0 | 0 | 3 | 0.011155 | 0.23525 | -0.21332 | -0.36918 | -0.03012 | -0.011155 | 0 | 0 | 0 | 0 | 0 | 0 | [8 empty] | FALSE | FALSE | FALSE | FALSE | FALSE | #N/A
43040 | PASDNA 8 | 72.74 | 0 | 3 | 0.010018 | 0.20797 | -0.14354 | -0.3516 | -0.030783 | -0.010018 | 0 | 0 | 0 | 0 | 0 | 0 | [8 empty] | FALSE | FALSE | FALSE | FALSE | FALSE | #N/A
43190 | S_LANE 8 | 3.64 | 0 | 4 | 0.013381 | 0.29063 | 0.000398 | -0.32248 | -0.02881 | -0.013381 | 0 | 0 | 0 | 0 | 0 | 0 | [8 empty] | FALSE | FALSE | FALSE | FALSE | FALSE | #N/A
42981 | NASH 98 | 1.09 | 0 | 3 | 0.011428 | 0.24281 | -0.17914 | -0.35905 | -0.029946 | -0.011428 | 0 | 0 | 0 | 0 | 0 | 0 | [8 empty] | FALSE | FALSE | FALSE | FALSE | FALSE | #N/A
38670 | CARBDOCK | 0 | 0 | 3 | 0.01046 | 0.2186 | -0.16938 | -0.35933 | -0.030524 | -0.01046 | 0 | 0 | 0 | 0 | 0 | 0 | [8 empty] | FALSE | FALSE | FALSE | FALSE | FALSE | #N/A
39380 | LINDE | 0.6 | 0 | 3 | 0.01046 | 0.2186 | -0.16938 | -0.35933 | -0.030524 | -0.01046 | 0 | 0 | 0 | 0 | 0 | 0 | [8 empty] | FALSE | FALSE | FALSE | FALSE | FALSE | #N/A
38612 | BPAMCG2 | 0 | 157 | 3 | 0.01046 | 0.2186 | -0.16938 | -0.35933 | -0.030524 | -0.01046 | 1.6422 | 34.32 | -26.5931 | -56.4142 | -4.7923 | -1.6422 | [8 empty] | FALSE | FALSE | TRUE | FALSE | FALSE | #N/A
38613 | BPAMCG3 | 0 | 155 | 3 | 0.01046 | 0.2186 | -0.16938 | -0.35933 | -0.030524 | -0.01046 | 1.6213 | 33.8828 | -26.2544 | -55.6955 | -4.7312 | -1.6213 | [8 empty] | FALSE | FALSE | TRUE | FALSE | FALSE | #N/A
38614 | BPAMCG4 | 0 | 96 | 3 | 0.01046 | 0.2186 | -0.16938 | -0.35933 | -0.030524 | -0.01046 | 1.0042 | 20.9855 | -16.2608 | -34.4953 | -2.9303 | -1.0042 | [8 empty] | FALSE | FALSE | TRUE | FALSE | FALSE | #N/A
38620 | AMOCO | 0 | 0 | 3 | 0.01046 | 0.2186 | -0.16938 | -0.35933 | -0.030524 | -0.01046 | 0 | 0 | 0 | 0 | 0 | 0 | [8 empty] | FALSE | FALSE | FALSE | FALSE | FALSE | #N/A
38600 | AMOLCGN3 | 0 | 53 | 3 | 0.01046 | 0.2186 | -0.16938 | -0.35933 | -0.030524 | -0.01046 | 0.55438 | 11.5857 | -8.9773 | -19.0443 | -1.6178 | -0.55438 | [8 empty] | FALSE | FALSE | TRUE | FALSE | FALSE | #N/A
38660 | BAYVIEW | 25 | 0 | 3 | 0.01046 | 0.2186 | -0.16938 | -0.35933 | -0.030524 | -0.01046 | 0 | 0 | 0 | 0 | 0 | 0 | [8 empty] | FALSE | FALSE | FALSE | FALSE | FALSE | #N/A
38590 | AMOLCGN2 | 0 | 83 | 3 | 0.01046 | 0.2186 | -0.16938 | -0.35933 | -0.030524 | -0.01046 | 0.86818 | 18.1437 | -14.0588 | -29.8241 | -2.5335 | -0.86818 | [8 empty] | FALSE | FALSE | TRUE | FALSE | FALSE | #N/A
38675 | TCPORT | 15 | 0 | 3 | 0.01046 | 0.2186 | -0.16938 | -0.35933 | -0.030524 | -0.01046 | 0 | 0 | 0 | 0 | 0 | 0 | [8 empty] | FALSE | FALSE | FALSE | FALSE | FALSE | #N/A
38690 | AMCHMCGN | 0 | 40 | 3 | 0.01046 | 0.2186 | -0.16938 | -0.35933 | -0.030524 | -0.01046 | 0.4184 | 8.744 | -6.7753 | -14.373 | -1.221 | -0.4184 | [8 empty] | FALSE | FALSE | TRUE | FALSE | FALSE | #N/A
38710 | CADDO | 0 | 0 | 3 | 0.01046 | 0.2186 | -0.16938 | -0.35933 | -0.030524 | -0.01046 | 0 | 0 | 0 | 0 | 0 | 0 | [8 empty] | FALSE | FALSE | FALSE | FALSE | FALSE | #N/A
38711 | TXCTY1CG | 0 | 122 | 3 | 0.01046 | 0.2186 | -0.16938 | -0.35933 | -0.030524 | -0.01046 | 1.2761 | 26.6691 | -20.6647 | -43.8378 | -3.7239 | -1.2761 | [8 empty] | FALSE | FALSE | TRUE | FALSE | FALSE | #N/A
38712 | TXCTY2CG | 0 | 103 | 3 | 0.01046 | 0.2186 | -0.16938 | -0.35933 | -0.030524 | -0.01046 | 1.0774 | 22.5157 | -17.4464 | -37.0106 | -3.144 | -1.0774 | [8 empty] | FALSE | FALSE | TRUE | FALSE | FALSE | #N/A
38713 | TXCTY3CG | 0 | 100 | 3 | 0.01046 | 0.2186 | -0.16938 | -0.35933 | -0.030524 | -0.01046 | 1.046 | 21.8599 | -16.9383 | -35.9326 | -3.0524 | -1.046 | [8 empty] | FALSE | FALSE | TRUE | FALSE | FALSE | #N/A
38650 | AMOCO | 0 | 0 | 3 | 0.01046 | 0.2186 | -0.16938 | -0.35933 | -0.030524 | -0.01046 | 0 | 0 | 0 | 0 | 0 | 0 | [8 empty] | FALSE | FALSE | FALSE | FALSE | FALSE | #N/A
99011 | HLJE 1 | 0 | 0 | 4 | 0.015083 | 0.3422 | 0.29644 | -0.28505 | -0.027658 | -0.015083 | 0 | 0 | 0 | 0 | 0 | 0 | [8 empty] | FALSE | FALSE | FALSE | FALSE | FALSE | #N/A
8565 | DUP2-V 4 | 49 | 0 | 4 | 0.018179 | 0.37628 | 0.20909 | -0.25155 | -0.026562 | -0.018179 | 0 | 0 | 0 | 0 | 0 | 0 | [8 empty] | FALSE | FALSE | FALSE | FALSE | FALSE | #N/A
8572 | WEVR RD2 | 5.708 | 0 | 4 | 0.018181 | 0.37646 | 0.20889 | -0.25139 | -0.026558 | -0.018181 | 0 | 0 | 0 | 0 | 0 | 0 | [8 empty] | FALSE | FALSE | FALSE | FALSE | FALSE | #N/A
7272 | WALLER13 | 22.677 | 0 | 4 | 0.014338 | 0.35089 | 0.046439 | -0.26121 | -0.027629 | -0.014338 | 0 | 0 | 0 | 0 | 0 | 0 | [8 empty] | FALSE | FALSE | FALSE | FALSE | FALSE | #N/A
7240 | FORDTR06 | 3.793 | 0 | 4 | 0.01774 | 0.36815 | 0.20012 | -0.25858 | -0.026779 | -0.01774 | 0 | 0 | 0 | 0 | 0 | 0 | [8 empty] | FALSE | FALSE | FALSE | FALSE | FALSE | #N/A
8907 | WRBRTN4 | 0 | 0 | 4 | 0.018373 | 0.37821 | 0.21085 | -0.24983 | -0.0265 | -0.018373 | 0 | 0 | 0 | 0 | 0 | 0 | [8 empty] | FALSE | FALSE | FALSE | FALSE | FALSE | #N/A
38611 | BPAMCG1 | 0 | 157 | 3 | 0.01046 | 0.2186 | -0.16938 | -0.35933 | -0.030524 | -0.01046 | 1.6422 | 34.32 | -26.5931 | -56.4142 | -4.7923 | -1.6422 | [8 empty] | FALSE | FALSE | TRUE | FALSE | FALSE | #N/A
8984 | MARKHMTP | 0 | 0 | 4 | 0.01579 | 0.33795 | 0.20914 | -0.28505 | -0.027608 | -0.01579 | 0 | 0 | 0 | 0 | 0 | 0 | [8 empty] | FALSE | FALSE | FALSE | FALSE | FALSE | #N/A
38720 | APACHE | 0 | 0 | 3 | 0.01046 | 0.2186 | -0.16938 | -0.35933 | -0.030524 | -0.01046 | 0 | 0 | 0 | 0 | 0 | 0 | [8 empty] | FALSE | FALSE | FALSE | FALSE | FALSE | #N/A
38500 | ISP | 4.6 | 0 | 3 | 0.01046 | 0.2186 | -0.16938 | -0.35933 | -0.030524 | -0.01046 | 0 | 0 | 0 | 0 | 0 | 0 | [8 empty] | FALSE | FALSE | FALSE | FALSE | FALSE | #N/A
38530 | TEJAS | 25.9 | 0 | 3 | 0.01046 | 0.2186 | -0.16938 | -0.35933 | -0.030524 | -0.01046 | 0 | 0 | 0 | 0 | 0 | 0 | [8 empty] | FALSE | FALSE | FALSE | FALSE | FALSE | #N/A
38560 | COMANCHE | 18 | 0 | 3 | 0.01046 | 0.2186 | -0.16938 | -0.35933 | -0.030524 | -0.01046 | 0 | 0 | 0 | 0 | 0 | 0 | [8 empty] | FALSE | FALSE | FALSE | FALSE | FALSE | #N/A
38570 | AMOCOOIL | 340 | 0 | 3 | 0.01046 | 0.2186 | -0.16938 | -0.35933 | -0.030524 | -0.01046 | 0 | 0 | 0 | 0 | 0 | 0 | [8 empty] | FALSE | FALSE | FALSE | FALSE | FALSE | #N/A
38575 | GRENBELT | 0 | 0 | 3 | 0.01046 | 0.2186 | -0.16938 | -0.35933 | -0.030524 | -0.01046 | 0 | 0 | 0 | 0 | 0 | 0 | [8 empty] | FALSE | FALSE | FALSE | FALSE | FALSE | #N/A
38580 | AMOLCGN1 | 0 | 83 | 3 | 0.01046 | 0.2186 | -0.16938 | -0.35933 | -0.030524 | -0.01046 | 0.86818 | 18.1437 | -14.0588 | -29.8241 | -2.5335 | -0.86818 | [8 empty] | FALSE | FALSE | TRUE | FALSE | FALSE | #N/A
8911 | BLCBAYU4 | 2.379 | 0 | 4 | 0.01803 | 0.37319 | 0.21274 | -0.25425 | -0.026641 | -0.01803 | 0 | 0 | 0 | 0 | 0 | 0 | [8 empty] | FALSE | FALSE | FALSE | FALSE | FALSE | #N/A
39200 | STRLNG3 | 29 | 0 | 3 | 0.01046 | 0.2186 | -0.16938 | -0.35933 | -0.030524 | -0.01046 | 0 | 0 | 0 | 0 | 0 | 0 | [8 empty] | FALSE | FALSE | FALSE | FALSE | FALSE | #N/A
39090 | MARTHNOL | 6.5 | 0 | 3 | 0.01046 | 0.2186 | -0.16938 | -0.35933 | -0.030524 | -0.01046 | 0 | 0 | 0 | 0 | 0 | 0 | [8 empty] | FALSE | FALSE | FALSE | FALSE | FALSE | #N/A
39095 | CHOCTAP | 0 | 0 | 3 | 0.01046 | 0.2186 | -0.16938 | -0.35933 | -0.030524 | -0.01046 | 0 | 0 | 0 | 0 | 0 | 0 | [8 empty] | FALSE | FALSE | FALSE | FALSE | FALSE | #N/A
39096 | CHOCTAW | 25 | 0 | 3 | 0.01046 | 0.2186 | -0.16938 | -0.35933 | -0.030524 | -0.01046 | 0 | 0 | 0 | 0 | 0 | 0 | [8 empty] | FALSE | FALSE | FALSE | FALSE | FALSE | #N/A
39110 | VALERO | 127.8 | 0 | 3 | 0.01046 | 0.2186 | -0.16938 | -0.35933 | -0.030524 | -0.01046 | 0 | 0 | 0 | 0 | 0 | 0 | [8 empty] | FALSE | FALSE | FALSE | FALSE | FALSE | #N/A
39140 | TXCITYMN | 0 | 0 | 3 | 0.01046 | 0.2186 | -0.16938 | -0.35933 | -0.030524 | -0.01046 | 0 | 0 | 0 | 0 | 0 | 0 | [8 empty] | FALSE | FALSE | FALSE | FALSE | FALSE | #N/A
38714 | TXCTY4CG | 0 | 101 | 3 | 0.01046 | 0.2186 | -0.16938 | -0.35933 | -0.030524 | -0.01046 | 1.0565 | 22.0785 | -17.1077 | -36.2919 | -3.0829 | -1.0565 | [8 empty] | FALSE | FALSE | TRUE | FALSE | FALSE | #N/A
39190 | S&LCGN1 | 0 | 30 | 3 | 0.01046 | 0.2186 | -0.16938 | -0.35933 | -0.030524 | -0.01046 | 0.3138 | 6.558 | -5.0815 | -10.7798 | -0.91572 | -0.3138 | [8 empty] | FALSE | FALSE | TRUE | FALSE | FALSE | #N/A
39040 | MAINLAND | 4 | 0 | 3 | 0.01046 | 0.2186 | -0.16938 | -0.35933 | -0.030524 | -0.01046 | 0 | 0 | 0 | 0 | 0 | 0 | [8 empty] | FALSE | FALSE | FALSE | FALSE | FALSE | #N/A
39220 | NTHSDTAP | 0 | 0 | 3 | 0.01046 | 0.2186 | -0.16938 | -0.35933 | -0.030524 | -0.01046 | 0 | 0 | 0 | 0 | 0 | 0 | [8 empty] | FALSE | FALSE | FALSE | FALSE | FALSE | #N/A
39250 | NORTHSDE | 32.5 | 0 | 3 | 0.01046 | 0.2186 | -0.16938 | -0.35933 | -0.030524 | -0.01046 | 0 | 0 | 0 | 0 | 0 | 0 | [8 empty] | FALSE | FALSE | FALSE | FALSE | FALSE | #N/A
39280 | TXCITYWT | 1.6 | 0 | 3 | 0.01046 | 0.2186 | -0.16938 | -0.35933 | -0.030524 | -0.01046 | 0 | 0 | 0 | 0 | 0 | 0 | [8 empty] | FALSE | FALSE | FALSE | FALSE | FALSE | #N/A
39310 | INTRCITY | 2 | 0 | 3 | 0.01046 | 0.2186 | -0.16938 | -0.35933 | -0.030524 | -0.01046 | 0 | 0 | 0 | 0 | 0 | 0 | [8 empty] | FALSE | FALSE | FALSE | FALSE | FALSE | #N/A
39340 | LAMARQUE | 23.6 | 0 | 3 | 0.01046 | 0.2186 | -0.16938 | -0.35933 | -0.030524 | -0.01046 | 0 | 0 | 0 | 0 | 0 | 0 | [8 empty] | FALSE | FALSE | FALSE | FALSE | FALSE | #N/A
40912 | KINGD 8 | 17.2 | 0 | 3 | 0.009614 | 0.19833 | -0.12878 | -0.33739 | -0.031028 | -0.009614 | 0 | 0 | 0 | 0 | 0 | 0 | [8 empty] | FALSE | FALSE | FALSE | FALSE | FALSE | #N/A
39180 | S&LCOGEN | 30 | 0 | 3 | 0.01046 | 0.2186 | -0.16938 | -0.35933 | -0.030524 | -0.01046 | 0 | 0 | 0 | 0 | 0 | 0 | [8 empty] | FALSE | FALSE | FALSE | FALSE | FALSE | #N/A
38950 | MAGNOLIA | 49.6 | 0 | 3 | 0.01046 | 0.2186 | -0.16938 | -0.35933 | -0.030524 | -0.01046 | 0 | 0 | 0 | 0 | 0 | 0 | [8 empty] | FALSE | FALSE | FALSE | FALSE | FALSE | #N/A
8559 | STP-CON4 | 0 | 0 | 4 | 0.015397 | 0.33009 | 0.2294 | -0.29186 | -0.027808 | -0.015397 | 0 | 0 | 0 | 0 | 0 | 0 | [8 empty] | FALSE | FALSE | FALSE | FALSE | FALSE | #N/A
38730 | UCC COGN | 50 | 0 | 3 | 0.01046 | 0.2186 | -0.16938 | -0.35933 | -0.030524 | -0.01046 | 0 | 0 | 0 | 0 | 0 | 0 | [8 empty] | FALSE | FALSE | FALSE | FALSE | FALSE | #N/A
38740 | HEIGHTS | 22.9 | 0 | 3 | 0.01046 | 0.2186 | -0.16938 | -0.35933 | -0.030524 | -0.01046 | 0 | 0 | 0 | 0 | 0 | 0 | [8 empty] | FALSE | FALSE | FALSE | FALSE | FALSE | #N/A
38770 | HEIGHTS | 0 | 0 | 3 | 0.01046 | 0.2186 | -0.16938 | -0.35933 | -0.030524 | -0.01046 | 0 | 0 | 0 | 0 | 0 | 0 | [8 empty] | FALSE | FALSE | FALSE | FALSE | FALSE | #N/A
38820 | FRWYPARK | 45.4 | 0 | 3 | 0.01046 | 0.2186 | -0.16938 | -0.35933 | -0.030524 | -0.01046 | 0 | 0 | 0 | 0 | 0 | 0 | [8 empty] | FALSE | FALSE | FALSE | FALSE | FALSE | #N/A
38850 | DICKNSON | 53 | 0 | 3 | 0.01046 | 0.2186 | -0.16938 | -0.35933 | -0.030524 | -0.01046 | 0 | 0 | 0 | 0 | 0 | 0 | [8 empty] | FALSE | FALSE | FALSE | FALSE | FALSE | #N/A
39075 | CHEROKEE | 0 | 0 | 3 | 0.01046 | 0.2186 | -0.16938 | -0.35933 | -0.030524 | -0.01046 | 0 | 0 | 0 | 0 | 0 | 0 | [8 empty] | FALSE | FALSE | FALSE | FALSE | FALSE | #N/A
38920 | LEAGCITY | 56.5 | 0 | 3 | 0.01046 | 0.2186 | -0.16938 | -0.35933 | -0.030524 | -0.01046 | 0 | 0 | 0 | 0 | 0 | 0 | [8 empty] | FALSE | FALSE | FALSE | FALSE | FALSE | #N/A
39070 | TERMINAL | 0 | 0 | 3 | 0.01046 | 0.2186 | -0.16938 | -0.35933 | -0.030524 | -0.01046 | 0 | 0 | 0 | 0 | 0 | 0 | [8 empty] | FALSE | FALSE | FALSE | FALSE | FALSE | #N/A
38980 | FRDSWOOD | 66.1 | 0 | 3 | 0.01046 | 0.2186 | -0.16938 | -0.35933 | -0.030524 | -0.01046 | 0 | 0 | 0 | 0 | 0 | 0 | [8 empty] | FALSE | FALSE | FALSE | FALSE | FALSE | #N/A
38990 | SEMINOLE | 13.4 | 0 | 3 | 0.01046 | 0.2186 | -0.16938 | -0.35933 | -0.030524 | -0.01046 | 0 | 0 | 0 | 0 | 0 | 0 | [8 empty] | FALSE | FALSE | FALSE | FALSE | FALSE | #N/A
39010 | HASTINGS | 2.9 | 0 | 3 | 0.01046 | 0.2186 | -0.16938 | -0.35933 | -0.030524 | -0.01046 | 0 | 0 | 0 | 0 | 0 | 0 | [8 empty] | FALSE | FALSE | FALSE | FALSE | FALSE | #N/A
39015 | HAUTOTN | 0 | 0 | 3 | 0.01046 | 0.2186 | -0.16938 | -0.35933 | -0.030524 | -0.01046 | 0 | 0 | 0 | 0 | 0 | 0 | [8 empty] | FALSE | FALSE | FALSE | FALSE | FALSE | #N/A
39030 | ALVIN | 74 | 0 | 3 | 0.01046 | 0.2186 | -0.16938 | -0.35933 | -0.030524 | -0.01046 | 0 | 0 | 0 | 0 | 0 | 0 | [8 empty] | FALSE | FALSE | FALSE | FALSE | FALSE | #N/A
38715 | CGNR | 0 | 0 | 3 | 0.01046 | 0.2186 | -0.16938 | -0.35933 | -0.030524 | -0.01046 | 0 | 0 | 0 | 0 | 0 | 0 | [8 empty] | FALSE | FALSE | FALSE | FALSE | FALSE | #N/A
38890 | SOUSHORE | 42.2 | 0 | 3 | 0.01046 | 0.2186 | -0.16938 | -0.35933 | -0.030524 | -0.01046 | 0 | 0 | 0 | 0 | 0 | 0 | [8 empty] | FALSE | FALSE | FALSE | FALSE | FALSE | #N/A
8138 | FOR #2 | 0 | 65.8 | 4 | 0.017535 | 0.36529 | 0.21746 | -0.26118 | -0.026856 | -0.017535 | 1.1538 | 24.036 | 14.3092 | -17.1854 | -1.7671 | -1.1538 | [8 empty] | FALSE | FALSE | FALSE | TRUE | FALSE | #N/A
8146 | BIG 3 4 | 37.169 | 0 | 4 | 0.018134 | 0.37535 | 0.21019 | -0.25237 | -0.026585 | -0.018134 | 0 | 0 | 0 | 0 | 0 | 0 | [8 empty] | FALSE | FALSE | FALSE | FALSE | FALSE | #N/A
8145 | VISTRON4 | 37.8 | 0 | 4 | 0.018021 | 0.373 | 0.21296 | -0.25441 | -0.026645 | -0.018021 | 0 | 0 | 0 | 0 | 0 | 0 | [8 empty] | FALSE | FALSE | FALSE | FALSE | FALSE | #N/A
8144 | AIRCO 4 | 8.122 | 0 | 4 | 0.017976 | 0.37185 | 0.21491 | -0.25541 | -0.026674 | -0.017976 | 0 | 0 | 0 | 0 | 0 | 0 | [8 empty] | FALSE | FALSE | FALSE | FALSE | FALSE | #N/A
8143 | DUPSW-V4 | 0 | 0 | 4 | 0.018179 | 0.37628 | 0.20909 | -0.25155 | -0.026562 | -0.018179 | 0 | 0 | 0 | 0 | 0 | 0 | [8 empty] | FALSE | FALSE | FALSE | FALSE | FALSE | #N/A
8141 | GOHLKE 4 | 2.345 | 0 | 4 | 0.017928 | 0.37196 | 0.21248 | -0.25534 | -0.026677 | -0.017928 | 0 | 0 | 0 | 0 | 0 | 0 | [8 empty] | FALSE | FALSE | FALSE | FALSE | FALSE | #N/A
8131 | PALACOS2 | 12.91 | 0 | 4 | 0.016229 | 0.34486 | 0.209 | -0.27901 | -0.027419 | -0.016229 | 0 | 0 | 0 | 0 | 0 | 0 | [8 empty] | FALSE | FALSE | FALSE | FALSE | FALSE | #N/A
8139 | JOS #1 | 0 | 0 | 4 | 0.017621 | 0.36666 | 0.21663 | -0.25998 | -0.026819 | -0.017621 | 0 | 0 | 0 | 0 | 0 | 0 | [8 empty] | FALSE | FALSE | FALSE | FALSE | FALSE | #N/A
8149 | CARB-SD2 | 9.5 | 0 | 4 | 0.017925 | 0.37135 | 0.2128 | -0.25585 | -0.02669 | -0.017925 | 0 | 0 | 0 | 0 | 0 | 0 | [8 empty] | FALSE | FALSE | FALSE | FALSE | FALSE | #N/A
8137 | ALCOA 4 | 48 | 0 | 4 | 0.017621 | 0.36666 | 0.21663 | -0.25998 | -0.026819 | -0.017621 | 0 | 0 | 0 | 0 | 0 | 0 | [8 empty] | FALSE | FALSE | FALSE | FALSE | FALSE | #N/A
8136 | PLACEDO2 | 3.764 | 0 | 4 | 0.017944 | 0.37245 | 0.20804 | -0.25488 | -0.026666 | -0.017944 | 0 | 0 | 0 | 0 | 0 | 0 | [8 empty] | FALSE | FALSE | FALSE | FALSE | FALSE | #N/A
8135 | PTLAVAC2 | 14.179 | 0 | 4 | 0.017635 | 0.36699 | 0.20855 | -0.25964 | -0.026811 | -0.017635 | 0 | 0 | 0 | 0 | 0 | 0 | [8 empty] | FALSE | FALSE | FALSE | FALSE | FALSE | #N/A
8134 | FOR #1 | 0 | 56.4 | 4 | 0.017535 | 0.36529 | 0.21746 | -0.26118 | -0.026856 | -0.017535 | 0.98897 | 20.6023 | 12.265 | -14.7304 | -1.5147 | -0.98897 | [8 empty] | FALSE | FALSE | FALSE | TRUE | FALSE | #N/A
8133 | B.HOLOW2 | 12.418 | 0 | 4 | 0.017544 | 0.36555 | 0.20858 | -0.2609 | -0.026851 | -0.017544 | 0 | 0 | 0 | 0 | 0 | 0 | [8 empty] | FALSE | FALSE | FALSE | FALSE | FALSE | #N/A
8564 | DUP1-V 4 | 49 | 0 | 4 | 0.018179 | 0.37628 | 0.20909 | -0.25155 | -0.026562 | -0.018179 | 0 | 0 | 0 | 0 | 0 | 0 | [8 empty] | FALSE | FALSE | FALSE | FALSE | FALSE | #N/A
8140 | JOSLIN 4 | 0 | 0 | 4 | 0.017621 | 0.36666 | 0.21663 | -0.25998 | -0.026819 | -0.017621 | 0 | 0 | 0 | 0 | 0 | 0 | [8 empty] | FALSE | FALSE | FALSE | FALSE | FALSE | #N/A
8157 | FOR #7 | 0 | 30 | 4 | 0.017535 | 0.36529 | 0.21746 | -0.26118 | -0.026856 | -0.017535 | 0.52605 | 10.9587 | 6.524 | -7.8353 | -0.80568 | -0.52605 | [8 empty] | FALSE | FALSE | FALSE | TRUE | FALSE | #N/A
8180 | FOSTER 2 | 6.609 | 0 | 4 | 0.018281 | 0.37882 | 0.20694 | -0.24934 | -0.026499 | -0.018281 | 0 | 0 | 0 | 0 | 0 | 0 | [8 empty] | FALSE | FALSE | FALSE | FALSE | FALSE | #N/A
8179 | FOSTR T2 | 0 | 0 | 4 | 0.018281 | 0.37882 | 0.20694 | -0.24934 | -0.026499 | -0.018281 | 0 | 0 | 0 | 0 | 0 | 0 | [8 empty] | FALSE | FALSE | FALSE | FALSE | FALSE | #N/A
8178 | N.VICT 2 | 49.731 | 0 | 4 | 0.018281 | 0.37883 | 0.20693 | -0.24934 | -0.026498 | -0.018281 | 0 | 0 | 0 | 0 | 0 | 0 | [8 empty] | FALSE | FALSE | FALSE | FALSE | FALSE | #N/A
8177 | MAGRUDR2 | 37.513 | 0 | 4 | 0.01829 | 0.37943 | 0.2063 | -0.24882 | -0.026485 | -0.01829 | 0 | 0 | 0 | 0 | 0 | 0 | [8 empty] | FALSE | FALSE | FALSE | FALSE | FALSE | #N/A
8172 | VICTRA 4 | 0 | 0 | 4 | 0.018277 | 0.37811 | 0.20736 | -0.24996 | -0.026514 | -0.018277 | 0 | 0 | 0 | 0 | 0 | 0 | [8 empty] | FALSE | FALSE | FALSE | FALSE | FALSE | #N/A
8194 | MGRUDR4 | 0 | 0 | 4 | 0.018322 | 0.38155 | 0.2041 | -0.24701 | -0.026439 | -0.018322 | 0 | 0 | 0 | 0 | 0 | 0 | [8 empty] | FALSE | FALSE | FALSE | FALSE | FALSE | #N/A
8147 | UCAR #2 | 14.1 | 21 | 4 | 0.017925 | 0.37135 | 0.2128 | -0.25585 | -0.02669 | -0.017925 | 0.37642 | 7.7983 | 4.4687 | -5.3729 | -0.56049 | -0.37642 | [8 empty] | FALSE | FALSE | FALSE | TRUE | FALSE | #N/A
8159 | GRNLAKE2 | 6.727 | 0 | 4 | 0.017955 | 0.37195 | 0.21234 | -0.25533 | -0.026674 | -0.017955 | 0 | 0 | 0 | 0 | 0 | 0 | [8 empty] | FALSE | FALSE | FALSE | FALSE | FALSE | #N/A
8148 | UCAR #1 | 16.8 | 7 | 4 | 0.017925 | 0.37135 | 0.2128 | -0.25585 | -0.02669 | -0.017925 | 0.12548 | 2.5994 | 1.4896 | -1.791 | -0.18683 | -0.12548 | [8 empty] | FALSE | FALSE | FALSE | TRUE | FALSE | #N/A
8156 | FOR #6 | 0 | 26 | 4 | 0.017535 | 0.36529 | 0.21746 | -0.26118 | -0.026856 | -0.017535 | 0.45591 | 9.4975 | 5.6541 | -6.7906 | -0.69826 | -0.45591 | [8 empty] | FALSE | FALSE | FALSE | TRUE | FALSE | #N/A
8155 | FOR #5 | 0 | 65.8 | 4 | 0.017535 | 0.36529 | 0.21746 | -0.26118 | -0.026856 | -0.017535 | 1.1538 | 24.036 | 14.3092 | -17.1854 | -1.7671 | -1.1538 | [8 empty] | FALSE | FALSE | FALSE | TRUE | FALSE | #N/A
8154 | FOR #4 | 0 | 65.8 | 4 | 0.017535 | 0.36529 | 0.21746 | -0.26118 | -0.026856 | -0.017535 | 1.1538 | 24.036 | 14.3092 | -17.1854 | -1.7671 | -1.1538 | [8 empty] | FALSE | FALSE | FALSE | TRUE | FALSE | #N/A
8153 | FOR #3 | 0 | 65.8 | 4 | 0.017535 | 0.36529 | 0.21746 | -0.26118 | -0.026856 | -0.017535 | 1.1538 | 24.036 | 14.3092 | -17.1854 | -1.7671 | -1.1538 | [8 empty] | FALSE | FALSE | FALSE | TRUE | FALSE | #N/A
8152 | CARB-SD4 | 0 | 0 | 4 | 0.01796 | 0.37172 | 0.21448 | -0.25554 | -0.026678 | -0.01796 | 0 | 0 | 0 | 0 | 0 | 0 | [8 empty] | FALSE | FALSE | FALSE | FALSE | FALSE | #N/A
8127 | L.CITYM4 | 0 | 0 | 4 | 0.014925 | 0.3213 | 0.13547 | -0.29818 | -0.028033 | -0.014925 | 0 | 0 | 0 | 0 | 0 | 0 | [8 empty] | FALSE | FALSE | FALSE | FALSE | FALSE | #N/A
8169 | VICTRA 2 | 19.821 | 0 | 4 | 0.018273 | 0.37828 | 0.2075 | -0.2498 | -0.02651 | -0.018273 | 0 | 0 | 0 | 0 | 0 | 0 | [8 empty] | FALSE | FALSE | FALSE | FALSE | FALSE | #N/A
8549 | BC PMP32 | 1.736 | 0 | 4 | 0.01579 | 0.33795 | 0.20914 | -0.28505 | -0.027608 | -0.01579 | 0 | 0 | 0 | 0 | 0 | 0 | [8 empty] | FALSE | FALSE | FALSE | FALSE | FALSE | #N/A
7668 | PRAIVI13 | 16.566 | 0 | 4 | 0.013633 | 0.32845 | 0.023869 | -0.27133 | -0.028137 | -0.013633 | 0 | 0 | 0 | 0 | 0 | 0 | [8 empty] | FALSE | FALSE | FALSE | FALSE | FALSE | #N/A
7666 | PRAIVI06 | 0 | 0 | 4 | 0.013633 | 0.32845 | 0.023869 | -0.27133 | -0.028137 | -0.013633 | 0 | 0 | 0 | 0 | 0 | 0 | [8 empty] | FALSE | FALSE | FALSE | FALSE | FALSE | #N/A
7664 | SUNNYS06 | 8.264 | 0 | 4 | 0.013633 | 0.32845 | 0.023869 | -0.27133 | -0.028137 | -0.013633 | 0 | 0 | 0 | 0 | 0 | 0 | [8 empty] | FALSE | FALSE | FALSE | FALSE | FALSE | #N/A
8536 | PTLAVTP2 | 0 | 0 | 4 | 0.017677 | 0.36754 | 0.2086 | -0.25915 | -0.026795 | -0.017677 | 0 | 0 | 0 | 0 | 0 | 0 | [8 empty] | FALSE | FALSE | FALSE | FALSE | FALSE | #N/A
8545 | BC-TP 2 | 0 | 0 | 4 | 0.01579 | 0.33795 | 0.20914 | -0.28505 | -0.027608 | -0.01579 | 0 | 0 | 0 | 0 | 0 | 0 | [8 empty] | FALSE | FALSE | FALSE | FALSE | FALSE | #N/A
8132 | P.CMFT 2 | 2.478 | 0 | 4 | 0.017289 | 0.36154 | 0.20866 | -0.26441 | -0.026961 | -0.017289 | 0 | 0 | 0 | 0 | 0 | 0 | [8 empty] | FALSE | FALSE | FALSE | FALSE | FALSE | #N/A
8547 | BC PMP12 | 0.509 | 0 | 4 | 0.01579 | 0.33795 | 0.20914 | -0.28505 | -0.027608 | -0.01579 | 0 | 0 | 0 | 0 | 0 | 0 | [8 empty] | FALSE | FALSE | FALSE | FALSE | FALSE | #N/A
8066 | DUP1V#1 | 0 | 85 | 4 | 0.018179 | 0.37628 | 0.20909 | -0.25155 | -0.026562 | -0.018179 | 1.5452 | 31.984 | 17.7727 | -21.3818 | -2.2578 | -1.5452 | [8 empty] | FALSE | FALSE | FALSE | TRUE | FALSE | #N/A
8550 | MARKHAM2 | 3.372 | 0 | 4 | 0.01579 | 0.33795 | 0.20914 | -0.28505 | -0.027608 | -0.01579 | 0 | 0 | 0 | 0 | 0 | 0 | [8 empty] | FALSE | FALSE | FALSE | FALSE | FALSE | #N/A
8552 | CST TP 2 | 0 | 0 | 4 | 0.015783 | 0.33987 | 0.1679 | -0.28324 | -0.027575 | -0.015783 | 0 | 0 | 0 | 0 | 0 | 0 | [8 empty] | FALSE | FALSE | FALSE | FALSE | FALSE | #N/A
8555 | CARANCA2 | 1.051 | 0 | 4 | 0.016831 | 0.35433 | 0.20881 | -0.27072 | -0.027159 | -0.016831 | 0 | 0 | 0 | 0 | 0 | 0 | [8 empty] | FALSE | FALSE | FALSE | FALSE | FALSE | #N/A
8557 | CLMVLE 2 | 2.829 | 0 | 4 | 0.015785 | 0.34016 | 0.16449 | -0.28299 | -0.027569 | -0.015785 | 0 | 0 | 0 | 0 | 0 | 0 | [8 empty] | FALSE | FALSE | FALSE | FALSE | FALSE | #N/A
8558 | STP PTP4 | 0 | 0 | 4 | 0.015397 | 0.33009 | 0.2294 | -0.29186 | -0.027808 | -0.015397 | 0 | 0 | 0 | 0 | 0 | 0 | [8 empty] | FALSE | FALSE | FALSE | FALSE | FALSE | #N/A
39400 | GRANTAVE | 0 | 0 | 3 | 0.01046 | 0.2186 | -0.16938 | -0.35933 | -0.030524 | -0.01046 | 0 | 0 | 0 | 0 | 0 | 0 | [8 empty] | FALSE | FALSE | FALSE | FALSE | FALSE | #N/A
8546 | BCPMPTP2 | 0 | 0 | 4 | 0.01579 | 0.33795 | 0.20914 | -0.28505 | -0.027608 | -0.01579 | 0 | 0 | 0 | 0 | 0 | 0 | [8 empty] | FALSE | FALSE | FALSE | FALSE | FALSE | #N/A
8115 | WADSWRT4 | 6.301 | 0 | 4 | 0.015248 | 0.32732 | 0.19974 | -0.29386 | -0.027879 | -0.015248 | 0 | 0 | 0 | 0 | 0 | 0 | [8 empty] | FALSE | FALSE | FALSE | FALSE | FALSE | #N/A
8126 | FORMOSA4 | 45.4 | 0 | 4 | 0.017535 | 0.36529 | 0.21746 | -0.26118 | -0.026856 | -0.017535 | 0 | 0 | 0 | 0 | 0 | 0 | [8 empty] | FALSE | FALSE | FALSE | FALSE | FALSE | #N/A
8125 | LOLITA 4 | 2.754 | 0 | 4 | 0.017128 | 0.35875 | 0.22147 | -0.26691 | -0.027034 | -0.017128 | 0 | 0 | 0 | 0 | 0 | 0 | [8 empty] | FALSE | FALSE | FALSE | FALSE | FALSE | #N/A
8123 | BLESSNG6 | 0 | 0 | 4 | 0.014705 | 0.3186 | 0.31424 | -0.30283 | -0.028119 | -0.014705 | 0 | 0 | 0 | 0 | 0 | 0 | [8 empty] | FALSE | FALSE | FALSE | FALSE | FALSE | #N/A
8121 | BLESSNG4 | 0 | 0 | 4 | 0.015451 | 0.3311 | 0.24018 | -0.29113 | -0.027782 | -0.015451 | 0 | 0 | 0 | 0 | 0 | 0 | [8 empty] | FALSE | FALSE | FALSE | FALSE | FALSE | #N/A
8119 | BLESSNG2 | 3.605 | 0 | 4 | 0.01579 | 0.33795 | 0.20914 | -0.28505 | -0.027608 | -0.01579 | 0 | 0 | 0 | 0 | 0 | 0 | [8 empty] | FALSE | FALSE | FALSE | FALSE | FALSE | #N/A
8118 | EDNA 4 | 12.352 | 0 | 4 | 0.017121 | 0.36004 | 0.1822 | -0.26544 | -0.027011 | -0.017121 | 0 | 0 | 0 | 0 | 0 | 0 | [8 empty] | FALSE | FALSE | FALSE | FALSE | FALSE | #N/A
7670 | SEAWAY13 | 10.792 | 0 | 4 | 0.012908 | 0.30536 | 0.000637 | -0.28175 | -0.02866 | -0.012908 | 0 | 0 | 0 | 0 | 0 | 0 | [8 empty] | FALSE | FALSE | FALSE | FALSE | FALSE | #N/A
8116 | CEL-BAY4 | 11.842 | 0 | 4 | 0.015344 | 0.3291 | 0.21874 | -0.29258 | -0.027833 | -0.015344 | 0 | 0 | 0 | 0 | 0 | 0 | [8 empty] | FALSE | FALSE | FALSE | FALSE | FALSE | #N/A
7671 | MACEDO13 | 11.748 | 0 | 3 | 0.012095 | 0.27948 | -0.025398 | -0.29343 | -0.029245 | -0.012095 | 0 | 0 | 0 | 0 | 0 | 0 | [8 empty] | FALSE | FALSE | FALSE | FALSE | FALSE | #N/A
8114 | CNCO-BC4 | 34.322 | 0 | 4 | 0.015248 | 0.32731 | 0.19963 | -0.29386 | -0.027879 | -0.015248 | 0 | 0 | 0 | 0 | 0 | 0 | [8 empty] | FALSE | FALSE | FALSE | FALSE | FALSE | #N/A
8113 | BAY CTY4 | 44.414 | 0 | 4 | 0.015065 | 0.32392 | 0.16339 | -0.2963 | -0.027966 | -0.015065 | 0 | 0 | 0 | 0 | 0 | 0 | [8 empty] | FALSE | FALSE | FALSE | FALSE | FALSE | #N/A
8104 | L.C.PMP4 | 1.427 | 0 | 4 | 0.014992 | 0.32268 | 0.13684 | -0.29703 | -0.027999 | -0.014992 | 0 | 0 | 0 | 0 | 0 | 0 | [8 empty] | FALSE | FALSE | FALSE | FALSE | FALSE | #N/A
8102 | EL CAMP4 | 19.078 | 0 | 4 | 0.01581 | 0.33954 | 0.15365 | -0.28302 | -0.027575 | -0.01581 | 0 | 0 | 0 | 0 | 0 | 0 | [8 empty] | FALSE | FALSE | FALSE | FALSE | FALSE | #N/A
8100 | EL CAMP2 | 9.505 | 0 | 4 | 0.015965 | 0.35026 | 0.15498 | -0.27472 | -0.027362 | -0.015965 | 0 | 0 | 0 | 0 | 0 | 0 | [8 empty] | FALSE | FALSE | FALSE | FALSE | FALSE | #N/A
8563 | STP PMP4 | 0 | 0 | 4 | 0.015397 | 0.33009 | 0.2294 | -0.29186 | -0.027808 | -0.015397 | 0 | 0 | 0 | 0 | 0 | 0 | [8 empty] | FALSE | FALSE | FALSE | FALSE | FALSE | #N/A
8117 | GANADO 4 | 6.201 | 0 | 4 | 0.016692 | 0.35334 | 0.17286 | -0.27119 | -0.027195 | -0.016692 | 0 | 0 | 0 | 0 | 0 | 0 | [8 empty] | FALSE | FALSE | FALSE | FALSE | FALSE | #N/A
40530 | ESBELT | 8 | 0 | 3 | 0.009899 | 0.20505 | -0.14083 | -0.3471 | -0.030855 | -0.009899 | 0 | 0 | 0 | 0 | 0 | 0 | [8 empty] | FALSE | FALSE | FALSE | FALSE | FALSE | #N/A
39360 | CARBIDE | 0 | 0 | 3 | 0.01046 | 0.2186 | -0.16938 | -0.35933 | -0.030524 | -0.01046 | 0 | 0 | 0 | 0 | 0 | 0 | [8 empty] | FALSE | FALSE | FALSE | FALSE | FALSE | #N/A
40475 | DEUSEN | 15 | 0 | 3 | 0.009599 | 0.19798 | -0.12812 | -0.33681 | -0.031037 | -0.009599 | 0 | 0 | 0 | 0 | 0 | 0 | [8 empty] | FALSE | FALSE | FALSE | FALSE | FALSE | #N/A
40480 | DIABOX | 220 | 0 | 3 | 0.009903 | 0.20515 | -0.14169 | -0.34701 | -0.030852 | -0.009903 | 0 | 0 | 0 | 0 | 0 | 0 | [8 empty] | FALSE | FALSE | FALSE | FALSE | FALSE | #N/A
40490 | DOWLAP | 20 | 0 | 3 | 0.009963 | 0.20661 | -0.14479 | -0.34789 | -0.030817 | -0.009963 | 0 | 0 | 0 | 0 | 0 | 0 | [8 empty] | FALSE | FALSE | FALSE | FALSE | FALSE | #N/A
40500 | EAGLE_ | 47 | 0 | 3 | 0.009746 | 0.20133 | -0.1362 | -0.34319 | -0.030945 | -0.009746 | 0 | 0 | 0 | 0 | 0 | 0 | [8 empty] | FALSE | FALSE | FALSE | FALSE | FALSE | #N/A
40460 | DEPWTR 8 | 0 | 0 | 3 | 0.009858 | 0.20413 | -0.13331 | -0.35069 | -0.030875 | -0.009858 | 0 | 0 | 0 | 0 | 0 | 0 | [8 empty] | FALSE | FALSE | FALSE | FALSE | FALSE | #N/A
40520 | EPOTH_ | 32.2 | 0 | 3 | 0.009866 | 0.20426 | -0.14053 | -0.34532 | -0.030875 | -0.009866 | 0 | 0 | 0 | 0 | 0 | 0 | [8 empty] | FALSE | FALSE | FALSE | FALSE | FALSE | #N/A
40450 | DEPWTR 5 | 0 | 0 | 3 | 0.009317 | 0.19095 | -0.12134 | -0.32102 | -0.031208 | -0.009317 | 0 | 0 | 0 | 0 | 0 | 0 | [8 empty] | FALSE | FALSE | FALSE | FALSE | FALSE | #N/A
40540 | ESFORK | 3 | 0 | 3 | 0.009888 | 0.20478 | -0.14093 | -0.3467 | -0.030861 | -0.009888 | 0 | 0 | 0 | 0 | 0 | 0 | [8 empty] | FALSE | FALSE | FALSE | FALSE | FALSE | #N/A
40550 | ETHYL_ | 36.4 | 0 | 3 | 0.009932 | 0.20586 | -0.14195 | -0.34801 | -0.030835 | -0.009932 | 0 | 0 | 0 | 0 | 0 | 0 | [8 empty] | FALSE | FALSE | FALSE | FALSE | FALSE | #N/A
40551 | ETH_CLR1 | 0 | 0 | 3 | 0.009932 | 0.20586 | -0.14195 | -0.34801 | -0.030835 | -0.009932 | 0 | 0 | 0 | 0 | 0 | 0 | [8 empty] | FALSE | FALSE | FALSE | FALSE | FALSE | #N/A
40552 | ETH_CLR2 | 0 | 0 | 3 | 0.009932 | 0.20586 | -0.14195 | -0.34801 | -0.030835 | -0.009932 | 0 | 0 | 0 | 0 | 0 | 0 | [8 empty] | FALSE | FALSE | FALSE | FALSE | FALSE | #N/A
40560 | EXPLOR | 8.5 | 0 | 3 | 0.009685 | 0.1999 | -0.13192 | -0.33978 | -0.030983 | -0.009685 | 0 | 0 | 0 | 0 | 0 | 0 | [8 empty] | FALSE | FALSE | FALSE | FALSE | FALSE | #N/A
40570 | EXXON_ | 44 | 0 | 3 | 0.009831 | 0.2034 | -0.13911 | -0.3453 | -0.030894 | -0.009831 | 0 | 0 | 0 | 0 | 0 | 0 | [8 empty] | FALSE | FALSE | FALSE | FALSE | FALSE | #N/A
40510 | ENPROD | 34.7 | 0 | 3 | 0.009744 | 0.20129 | -0.13552 | -0.34331 | -0.030946 | -0.009744 | 0 | 0 | 0 | 0 | 0 | 0 | [8 empty] | FALSE | FALSE | FALSE | FALSE | FALSE | #N/A
40400 | CROWN_ | 21 | 0 | 3 | 0.009874 | 0.20448 | -0.13941 | -0.34619 | -0.030869 | -0.009874 | 0 | 0 | 0 | 0 | 0 | 0 | [8 empty] | FALSE | FALSE | FALSE | FALSE | FALSE | #N/A
8182 | LEARY L2 | 46.534 | 0 | 4 | 0.018286 | 0.37917 | 0.20657 | -0.24904 | -0.026491 | -0.018286 | 0 | 0 | 0 | 0 | 0 | 0 | [8 empty] | FALSE | FALSE | FALSE | FALSE | FALSE | #N/A
40340 | CITIES | 11.9 | 0 | 3 | 0.009745 | 0.2013 | -0.13571 | -0.34328 | -0.030946 | -0.009745 | 0 | 0 | 0 | 0 | 0 | 0 | [8 empty] | FALSE | FALSE | FALSE | FALSE | FALSE | #N/A
40352 | CLINTN98 | 27.5 | 0 | 3 | 0.009904 | 0.20523 | -0.13808 | -0.34889 | -0.03085 | -0.009904 | 0 | 0 | 0 | 0 | 0 | 0 | [8 empty] | FALSE | FALSE | FALSE | FALSE | FALSE | #N/A
40370 | CONIAL | 13.3 | 0 | 3 | 0.009927 | 0.20575 | -0.14217 | -0.34769 | -0.030838 | -0.009927 | 0 | 0 | 0 | 0 | 0 | 0 | [8 empty] | FALSE | FALSE | FALSE | FALSE | FALSE | #N/A
40380 | CROSBY 9 | 21.9 | 0 | 3 | 0.009741 | 0.20123 | -0.13462 | -0.34346 | -0.030948 | -0.009741 | 0 | 0 | 0 | 0 | 0 | 0 | [8 empty] | FALSE | FALSE | FALSE | FALSE | FALSE | #N/A
40470 | DEPWTR 9 | 0 | 0 | 3 | 0.009966 | 0.20672 | -0.14283 | -0.34912 | -0.030814 | -0.009966 | 0 | 0 | 0 | 0 | 0 | 0 | [8 empty] | FALSE | FALSE | FALSE | FALSE | FALSE | #N/A
40391 | CCROSBY8 | 0 | 0 | 3 | 0.009738 | 0.20119 | -0.13399 | -0.34356 | -0.03095 | -0.009738 | 0 | 0 | 0 | 0 | 0 | 0 | [8 empty] | FALSE | FALSE | FALSE | FALSE | FALSE | #N/A
40573 | EXXONSTR | 0 | 0 | 3 | 0.009831 | 0.2034 | -0.13911 | -0.3453 | -0.030894 | -0.009831 | 0 | 0 | 0 | 0 | 0 | 0 | [8 empty] | FALSE | FALSE | FALSE | FALSE | FALSE | #N/A
40420 | DAVSON | 17.4 | 0 | 3 | 0.009802 | 0.20272 | -0.13675 | -0.34404 | -0.030913 | -0.009802 | 0 | 0 | 0 | 0 | 0 | 0 | [8 empty] | FALSE | FALSE | FALSE | FALSE | FALSE | #N/A
40425 | OPNDAY 8 | 0 | 0 | 3 | 0.009738 | 0.2012 | -0.134 | -0.34357 | -0.03095 | -0.009738 | 0 | 0 | 0 | 0 | 0 | 0 | [8 empty] | FALSE | FALSE | FALSE | FALSE | FALSE | #N/A
40430 | DECKER | 72 | 0 | 3 | 0.009828 | 0.20332 | -0.13907 | -0.34521 | -0.030896 | -0.009828 | 0 | 0 | 0 | 0 | 0 | 0 | [8 empty] | FALSE | FALSE | FALSE | FALSE | FALSE | #N/A
40431 | CAPEDUM1 | 0 | 0 | 3 | 0.009827 | 0.2033 | -0.13906 | -0.34518 | -0.030897 | -0.009827 | 0 | 0 | 0 | 0 | 0 | 0 | [8 empty] | FALSE | FALSE | FALSE | FALSE | FALSE | #N/A
40441 | DEERPK 8 | 31.07 | 0 | 3 | 0.009858 | 0.20407 | -0.13939 | -0.34561 | -0.030879 | -0.009858 | 0 | 0 | 0 | 0 | 0 | 0 | [8 empty] | FALSE | FALSE | FALSE | FALSE | FALSE | #N/A
40442 | DEERPK 8 | 27.24 | 0 | 3 | 0.009974 | 0.20687 | -0.14473 | -0.34854 | -0.03081 | -0.009974 | 0 | 0 | 0 | 0 | 0 | 0 | [8 empty] | FALSE | FALSE | FALSE | FALSE | FALSE | #N/A
40390 | CROSBY 8 | 0 | 0 | 3 | 0.009738 | 0.2012 | -0.134 | -0.34357 | -0.03095 | -0.009738 | 0 | 0 | 0 | 0 | 0 | 0 | [8 empty] | FALSE | FALSE | FALSE | FALSE | FALSE | #N/A
40830 | HUMBLE 8 | 207.996 | 0 | 3 | 0.009564 | 0.19718 | -0.12657 | -0.33546 | -0.03106 | -0.009564 | 0 | 0 | 0 | 0 | 0 | 0 | [8 empty] | FALSE | FALSE | FALSE | FALSE | FALSE | #N/A
40752 | GYPSUM | 0 | 0 | 3 | 0.00979 | 0.20244 | -0.13556 | -0.3434 | -0.03092 | -0.00979 | 0 | 0 | 0 | 0 | 0 | 0 | [8 empty] | FALSE | FALSE | FALSE | FALSE | FALSE | #N/A
40770 | HACHER | 57 | 0 | 3 | 0.009743 | 0.20128 | -0.13536 | -0.34334 | -0.030947 | -0.009743 | 0 | 0 | 0 | 0 | 0 | 0 | [8 empty] | FALSE | FALSE | FALSE | FALSE | FALSE | #N/A
40780 | HADEN_ | 8 | 0 | 3 | 0.009847 | 0.20379 | -0.13981 | -0.34474 | -0.030887 | -0.009847 | 0 | 0 | 0 | 0 | 0 | 0 | [8 empty] | FALSE | FALSE | FALSE | FALSE | FALSE | #N/A
40790 | HANEY 8 | 33.53 | 0 | 3 | 0.009766 | 0.20184 | -0.13559 | -0.34405 | -0.030934 | -0.009766 | 0 | 0 | 0 | 0 | 0 | 0 | [8 empty] | FALSE | FALSE | FALSE | FALSE | FALSE | #N/A
40800 | HARRIS 9 | 36.95 | 0 | 3 | 0.00995 | 0.20633 | -0.14161 | -0.34906 | -0.030823 | -0.00995 | 0 | 0 | 0 | 0 | 0 | 0 | [8 empty] | FALSE | FALSE | FALSE | FALSE | FALSE | #N/A
40571 | EXXONSTR | 0 | 0 | 3 | 0.009831 | 0.2034 | -0.13911 | -0.3453 | -0.030894 | -0.009831 | 0 | 0 | 0 | 0 | 0 | 0 | [8 empty] | FALSE | FALSE | FALSE | FALSE | FALSE | #N/A
40812 | HILAND98 | 19.22 | 0 | 3 | 0.009742 | 0.20125 | -0.13493 | -0.34341 | -0.030948 | -0.009742 | 0 | 0 | 0 | 0 | 0 | 0 | [8 empty] | FALSE | FALSE | FALSE | FALSE | FALSE | #N/A
40720 | GRNBYUE9 | 0 | 0 | 3 | 0.009735 | 0.20113 | -0.13333 | -0.34144 | -0.030953 | -0.009735 | 0 | 0 | 0 | 0 | 0 | 0 | [8 empty] | FALSE | FALSE | FALSE | FALSE | FALSE | #N/A
40831 | CHUMBLE8 | 0 | 0 | 3 | 0.009564 | 0.19718 | -0.12658 | -0.33547 | -0.031059 | -0.009564 | 0 | 0 | 0 | 0 | 0 | 0 | [8 empty] | FALSE | FALSE | FALSE | FALSE | FALSE | #N/A
40841 | INDUST98 | 6.08 | 0 | 3 | 0.009854 | 0.20398 | -0.14018 | -0.34492 | -0.030882 | -0.009854 | 0 | 0 | 0 | 0 | 0 | 0 | [8 empty] | FALSE | FALSE | FALSE | FALSE | FALSE | #N/A
40842 | INDUST98 | 5.24 | 0 | 3 | 0.009776 | 0.20211 | -0.135 | -0.34291 | -0.030928 | -0.009776 | 0 | 0 | 0 | 0 | 0 | 0 | [8 empty] | FALSE | FALSE | FALSE | FALSE | FALSE | #N/A
40860 | JACNTO 8 | 39.93 | 0 | 3 | 0.009869 | 0.20435 | -0.14069 | -0.34541 | -0.030873 | -0.009869 | 0 | 0 | 0 | 0 | 0 | 0 | [8 empty] | FALSE | FALSE | FALSE | FALSE | FALSE | #N/A
40870 | KENNY_ | 19.5 | 0 | 3 | 0.009749 | 0.20137 | -0.13697 | -0.34306 | -0.030943 | -0.009749 | 0 | 0 | 0 | 0 | 0 | 0 | [8 empty] | FALSE | FALSE | FALSE | FALSE | FALSE | #N/A
40871 | KENNY_ | 0 | 0 | 3 | 0.00981 | 0.20286 | -0.13861 | -0.34472 | -0.030907 | -0.00981 | 0 | 0 | 0 | 0 | 0 | 0 | [8 empty] | FALSE | FALSE | FALSE | FALSE | FALSE | #N/A
40811 | HILAND98 | 20.59 | 0 | 3 | 0.009723 | 0.20082 | -0.13342 | -0.34229 | -0.03096 | -0.009723 | 0 | 0 | 0 | 0 | 0 | 0 | [8 empty] | FALSE | FALSE | FALSE | FALSE | FALSE | #N/A
40650 | GDYEAR | 16 | 0 | 3 | 0.009922 | 0.20569 | -0.13414 | -0.35463 | -0.030836 | -0.009922 | 0 | 0 | 0 | 0 | 0 | 0 | [8 empty] | FALSE | FALSE | FALSE | FALSE | FALSE | #N/A
40300 | CHEVON | 115 | 0 | 3 | 0.009747 | 0.20134 | -0.13639 | -0.34316 | -0.030944 | -0.009747 | 0 | 0 | 0 | 0 | 0 | 0 | [8 empty] | FALSE | FALSE | FALSE | FALSE | FALSE | #N/A
40575 | EXXON_ 9 | 0 | 0 | 3 | 0.009831 | 0.2034 | -0.13911 | -0.3453 | -0.030894 | -0.009831 | 0 | 0 | 0 | 0 | 0 | 0 | [8 empty] | FALSE | FALSE | FALSE | FALSE | FALSE | #N/A
40580 | CAPEDUM5 | 0 | 0 | 3 | 0.009874 | 0.20445 | -0.14113 | -0.34539 | -0.03087 | -0.009874 | 0 | 0 | 0 | 0 | 0 | 0 | [8 empty] | FALSE | FALSE | FALSE | FALSE | FALSE | #N/A
40590 | FDLITY | 8.2 | 0 | 3 | 0.009707 | 0.20045 | -0.13231 | -0.34139 | -0.030969 | -0.009707 | 0 | 0 | 0 | 0 | 0 | 0 | [8 empty] | FALSE | FALSE | FALSE | FALSE | FALSE | #N/A
40610 | GALENA 8 | 0 | 0 | 3 | 0.009802 | 0.20272 | -0.13642 | -0.34359 | -0.030913 | -0.009802 | 0 | 0 | 0 | 0 | 0 | 0 | [8 empty] | FALSE | FALSE | FALSE | FALSE | FALSE | #N/A
40611 | GALENA98 | 16.88 | 0 | 3 | 0.00979 | 0.20244 | -0.13556 | -0.3434 | -0.03092 | -0.00979 | 0 | 0 | 0 | 0 | 0 | 0 | [8 empty] | FALSE | FALSE | FALSE | FALSE | FALSE | #N/A
40751 | GYPSUM | 7.2 | 0 | 3 | 0.00979 | 0.20245 | -0.13557 | -0.34342 | -0.030919 | -0.00979 | 0 | 0 | 0 | 0 | 0 | 0 | [8 empty] | FALSE | FALSE | FALSE | FALSE | FALSE | #N/A
40620 | GLENWD 8 | 34.57 | 0 | 3 | 0.009719 | 0.20073 | -0.12821 | -0.34993 | -0.030956 | -0.009719 | 0 | 0 | 0 | 0 | 0 | 0 | [8 empty] | FALSE | FALSE | FALSE | FALSE | FALSE | #N/A
40725 | GRNBYUW9 | 0 | 0 | 3 | 0.009836 | 0.20358 | -0.13659 | -0.34564 | -0.030891 | -0.009836 | 0 | 0 | 0 | 0 | 0 | 0 | [8 empty] | FALSE | FALSE | FALSE | FALSE | FALSE | #N/A
40700 | GRNBYU 5 | 0 | 0 | 3 | 0.009317 | 0.19095 | -0.12134 | -0.32102 | -0.031208 | -0.009317 | 0 | 0 | 0 | 0 | 0 | 0 | [8 empty] | FALSE | FALSE | FALSE | FALSE | FALSE | #N/A
40710 | GRNBYUE8 | 0 | 0 | 3 | 0.009622 | 0.1984 | -0.12831 | -0.339 | -0.03102 | -0.009622 | 0 | 0 | 0 | 0 | 0 | 0 | [8 empty] | FALSE | FALSE | FALSE | FALSE | FALSE | #N/A
40715 | GRNBYUW8 | 0 | 0 | 3 | 0.010012 | 0.20783 | -0.13198 | -0.36938 | -0.030774 | -0.010012 | 0 | 0 | 0 | 0 | 0 | 0 | [8 empty] | FALSE | FALSE | FALSE | FALSE | FALSE | #N/A
40716 | GBCENT 8 | 0 | 0 | 3 | 0.009655 | 0.19918 | -0.13066 | -0.33816 | -0.031001 | -0.009655 | 0 | 0 | 0 | 0 | 0 | 0 | [8 empty] | FALSE | FALSE | FALSE | FALSE | FALSE | #N/A
40717 | CGBCENT8 | 0 | 0 | 3 | 0.009656 | 0.1992 | -0.13068 | -0.33821 | -0.031001 | -0.009656 | 0 | 0 | 0 | 0 | 0 | 0 | [8 empty] | FALSE | FALSE | FALSE | FALSE | FALSE | #N/A
40572 | EXXONSTR | 0 | 0 | 3 | 0.009831 | 0.2034 | -0.13911 | -0.3453 | -0.030894 | -0.009831 | 0 | 0 | 0 | 0 | 0 | 0 | [8 empty] | FALSE | FALSE | FALSE | FALSE | FALSE | #N/A
40612 | GALENA98 | 28.89 | 0 | 3 | 0.009803 | 0.20275 | -0.13647 | -0.34363 | -0.030912 | -0.009803 | 0 | 0 | 0 | 0 | 0 | 0 | [8 empty] | FALSE | FALSE | FALSE | FALSE | FALSE | #N/A
39880 | SCLPCOGN | 120 | 0 | 3 | 0.011731 | 0.24994 | -0.19535 | -0.35339 | -0.029775 | -0.011731 | 0 | 0 | 0 | 0 | 0 | 0 | [8 empty] | FALSE | FALSE | FALSE | FALSE | FALSE | #N/A
39760 | SCLP1 | 0 | 114 | 3 | 0.011731 | 0.24994 | -0.19535 | -0.35339 | -0.029775 | -0.011731 | 1.3373 | 28.4936 | -22.27 | -40.2869 | -3.3943 | -1.3373 | [8 empty] | FALSE | FALSE | TRUE | FALSE | FALSE | #N/A
39770 | SCLP2 | 0 | 114 | 3 | 0.011731 | 0.24994 | -0.19535 | -0.35339 | -0.029775 | -0.011731 | 1.3373 | 28.4936 | -22.27 | -40.2869 | -3.3943 | -1.3373 | [8 empty] | FALSE | FALSE | TRUE | FALSE | FALSE | #N/A
39775 | SCLP4 | 0 | 114 | 3 | 0.011731 | 0.24994 | -0.19535 | -0.35339 | -0.029775 | -0.011731 | 1.3373 | 28.4936 | -22.27 | -40.2869 | -3.3943 | -1.3373 | [8 empty] | FALSE | FALSE | TRUE | FALSE | FALSE | #N/A
39790 | SCLP3 | 0 | 110 | 3 | 0.011731 | 0.24994 | -0.19535 | -0.35339 | -0.029775 | -0.011731 | 1.2904 | 27.4938 | -21.4886 | -38.8733 | -3.2753 | -1.2904 | [8 empty] | FALSE | FALSE | TRUE | FALSE | FALSE | #N/A
39810 | HILCORP | 1.7 | 0 | 3 | 0.011731 | 0.24994 | -0.19535 | -0.35339 | -0.029775 | -0.011731 | 0 | 0 | 0 | 0 | 0 | 0 | [8 empty] | FALSE | FALSE | FALSE | FALSE | FALSE | #N/A
40011 | CEDARD 8 | 61.08 | 0 | 3 | 0.009759 | 0.20161 | -0.13717 | -0.3432 | -0.030938 | -0.009759 | 0 | 0 | 0 | 0 | 0 | 0 | [8 empty] | FALSE | FALSE | FALSE | FALSE | FALSE | #N/A
39870 | PHILLPS5 | 0 | 0 | 3 | 0.011731 | 0.24994 | -0.19535 | -0.35339 | -0.029775 | -0.011731 | 0 | 0 | 0 | 0 | 0 | 0 | [8 empty] | FALSE | FALSE | FALSE | FALSE | FALSE | #N/A
39720 | P662 | 0 | 0 | 3 | 0.011731 | 0.24994 | -0.19535 | -0.35339 | -0.029775 | -0.011731 | 0 | 0 | 0 | 0 | 0 | 0 | [8 empty] | FALSE | FALSE | FALSE | FALSE | FALSE | #N/A
39890 | PHILLPS2 | 0 | 0 | 3 | 0.011731 | 0.24994 | -0.19535 | -0.35339 | -0.029775 | -0.011731 | 0 | 0 | 0 | 0 | 0 | 0 | [8 empty] | FALSE | FALSE | FALSE | FALSE | FALSE | #N/A
39910 | PHILLPS3 | 0 | 0 | 3 | 0.011731 | 0.24994 | -0.19535 | -0.35339 | -0.029775 | -0.011731 | 0 | 0 | 0 | 0 | 0 | 0 | [8 empty] | FALSE | FALSE | FALSE | FALSE | FALSE | #N/A
39930 | PHLLPSOP | 0 | 0 | 3 | 0.011731 | 0.24994 | -0.19535 | -0.35339 | -0.029775 | -0.011731 | 0 | 0 | 0 | 0 | 0 | 0 | [8 empty] | FALSE | FALSE | FALSE | FALSE | FALSE | #N/A
39940 | PHLLPSTF | 0 | 0 | 3 | 0.011731 | 0.24994 | -0.19535 | -0.35339 | -0.029775 | -0.011731 | 0 | 0 | 0 | 0 | 0 | 0 | [8 empty] | FALSE | FALSE | FALSE | FALSE | FALSE | #N/A
40000 | CEDARP 5 | 0 | 0 | 3 | 0.009719 | 0.20059 | -0.13668 | -0.34223 | -0.030961 | -0.009719 | 0 | 0 | 0 | 0 | 0 | 0 | [8 empty] | FALSE | FALSE | FALSE | FALSE | FALSE | #N/A
40320 | CHORIN | 38.5 | 0 | 3 | 0.009888 | 0.20477 | -0.14138 | -0.34658 | -0.030861 | -0.009888 | 0 | 0 | 0 | 0 | 0 | 0 | [8 empty] | FALSE | FALSE | FALSE | FALSE | FALSE | #N/A
39860 | SCLPCOGN | 0 | 0 | 3 | 0.011731 | 0.24994 | -0.19535 | -0.35339 | -0.029775 | -0.011731 | 0 | 0 | 0 | 0 | 0 | 0 | [8 empty] | FALSE | FALSE | FALSE | FALSE | FALSE | #N/A
39600 | BRAZORIA | 17.3 | 0 | 3 | 0.011731 | 0.24994 | -0.19535 | -0.35339 | -0.029775 | -0.011731 | 0 | 0 | 0 | 0 | 0 | 0 | [8 empty] | FALSE | FALSE | FALSE | FALSE | FALSE | #N/A
39410 | ARCOPL | 0.1 | 0 | 3 | 0.01046 | 0.2186 | -0.16938 | -0.35933 | -0.030524 | -0.01046 | 0 | 0 | 0 | 0 | 0 | 0 | [8 empty] | FALSE | FALSE | FALSE | FALSE | FALSE | #N/A
39430 | LIQDCARB | 0.5 | 0 | 3 | 0.01046 | 0.2186 | -0.16938 | -0.35933 | -0.030524 | -0.01046 | 0 | 0 | 0 | 0 | 0 | 0 | [8 empty] | FALSE | FALSE | FALSE | FALSE | FALSE | #N/A
39440 | MARTHNPL | 2 | 0 | 3 | 0.01046 | 0.2186 | -0.16938 | -0.35933 | -0.030524 | -0.01046 | 0 | 0 | 0 | 0 | 0 | 0 | [8 empty] | FALSE | FALSE | FALSE | FALSE | FALSE | #N/A
39470 | UCCCGNSG | 0 | 32 | 3 | 0.01046 | 0.2186 | -0.16938 | -0.35933 | -0.030524 | -0.01046 | 0.33472 | 6.9952 | -5.4203 | -11.4984 | -0.97677 | -0.33472 | [8 empty] | FALSE | FALSE | TRUE | FALSE | FALSE | #N/A
39480 | UCCCGNGG | 0 | 30 | 3 | 0.01046 | 0.2186 | -0.16938 | -0.35933 | -0.030524 | -0.01046 | 0.3138 | 6.558 | -5.0815 | -10.7798 | -0.91572 | -0.3138 | [8 empty] | FALSE | FALSE | TRUE | FALSE | FALSE | #N/A
39500 | WCOLMAIN | 0 | 0 | 3 | 0.011731 | 0.24994 | -0.19535 | -0.35339 | -0.029775 | -0.011731 | 0 | 0 | 0 | 0 | 0 | 0 | [8 empty] | FALSE | FALSE | FALSE | FALSE | FALSE | #N/A
39750 | OLDOCEAN | 2.5 | 0 | 3 | 0.011731 | 0.24994 | -0.19535 | -0.35339 | -0.029775 | -0.011731 | 0 | 0 | 0 | 0 | 0 | 0 | [8 empty] | FALSE | FALSE | FALSE | FALSE | FALSE | #N/A
39560 | ANGLETON | 63.2 | 0 | 3 | 0.011731 | 0.24994 | -0.19535 | -0.35339 | -0.029775 | -0.011731 | 0 | 0 | 0 | 0 | 0 | 0 | [8 empty] | FALSE | FALSE | FALSE | FALSE | FALSE | #N/A
39730 | P663 | 0 | 0 | 3 | 0.011731 | 0.24994 | -0.19535 | -0.35339 | -0.029775 | -0.011731 | 0 | 0 | 0 | 0 | 0 | 0 | [8 empty] | FALSE | FALSE | FALSE | FALSE | FALSE | #N/A
39630 | BRAZORIA | 0 | 0 | 3 | 0.011731 | 0.24994 | -0.19535 | -0.35339 | -0.029775 | -0.011731 | 0 | 0 | 0 | 0 | 0 | 0 | [8 empty] | FALSE | FALSE | FALSE | FALSE | FALSE | #N/A
39650 | DOW PUMP | 1.2 | 0 | 3 | 0.011731 | 0.24994 | -0.19535 | -0.35339 | -0.029775 | -0.011731 | 0 | 0 | 0 | 0 | 0 | 0 | [8 empty] | FALSE | FALSE | FALSE | FALSE | FALSE | #N/A
39670 | CLMNSTAP | 0 | 0 | 3 | 0.011731 | 0.24994 | -0.19535 | -0.35339 | -0.029775 | -0.011731 | 0 | 0 | 0 | 0 | 0 | 0 | [8 empty] | FALSE | FALSE | FALSE | FALSE | FALSE | #N/A
39680 | CLEMENS | 1.5 | 0 | 3 | 0.011731 | 0.24994 | -0.19535 | -0.35339 | -0.029775 | -0.011731 | 0 | 0 | 0 | 0 | 0 | 0 | [8 empty] | FALSE | FALSE | FALSE | FALSE | FALSE | #N/A
39700 | SWEENY | 9.7 | 0 | 3 | 0.011731 | 0.24994 | -0.19535 | -0.35339 | -0.029775 | -0.011731 | 0 | 0 | 0 | 0 | 0 | 0 | [8 empty] | FALSE | FALSE | FALSE | FALSE | FALSE | #N/A
40012 | CEDARD 8 | 31.92 | 0 | 3 | 0.009749 | 0.20136 | -0.13679 | -0.34309 | -0.030943 | -0.009749 | 0 | 0 | 0 | 0 | 0 | 0 | [8 empty] | FALSE | FALSE | FALSE | FALSE | FALSE | #N/A
39530 | WCOLLOCL | 17.6 | 0 | 3 | 0.011731 | 0.24994 | -0.19535 | -0.35339 | -0.029775 | -0.011731 | 0 | 0 | 0 | 0 | 0 | 0 | [8 empty] | FALSE | FALSE | FALSE | FALSE | FALSE | #N/A
40255 | CHAMBR 5 | 0 | 0 | 3 | 0.009667 | 0.19936 | -0.13482 | -0.3395 | -0.030992 | -0.009667 | 0 | 0 | 0 | 0 | 0 | 0 | [8 empty] | FALSE | FALSE | FALSE | FALSE | FALSE | #N/A
40200 | BIMONT | 14 | 0 | 3 | 0.010083 | 0.2095 | -0.15028 | -0.35087 | -0.030746 | -0.010083 | 0 | 0 | 0 | 0 | 0 | 0 | [8 empty] | FALSE | FALSE | FALSE | FALSE | FALSE | #N/A
40210 | BORDEN | 0.4 | 0 | 3 | 0.009873 | 0.20443 | -0.14084 | -0.34551 | -0.030871 | -0.009873 | 0 | 0 | 0 | 0 | 0 | 0 | [8 empty] | FALSE | FALSE | FALSE | FALSE | FALSE | #N/A
40220 | BRINE_ | 5.5 | 0 | 3 | 0.009745 | 0.20131 | -0.13583 | -0.34326 | -0.030946 | -0.009745 | 0 | 0 | 0 | 0 | 0 | 0 | [8 empty] | FALSE | FALSE | FALSE | FALSE | FALSE | #N/A
40231 | BUSCH 9 | 9.79 | 0 | 3 | 0.009894 | 0.20498 | -0.13786 | -0.34841 | -0.030856 | -0.009894 | 0 | 0 | 0 | 0 | 0 | 0 | [8 empty] | FALSE | FALSE | FALSE | FALSE | FALSE | #N/A
40232 | BUSCH 9 | 9.09 | 0 | 3 | 0.009856 | 0.20405 | -0.13671 | -0.34675 | -0.03088 | -0.009856 | 0 | 0 | 0 | 0 | 0 | 0 | [8 empty] | FALSE | FALSE | FALSE | FALSE | FALSE | #N/A
40010 | CEDARE 8 | 0 | 0 | 3 | 0.009808 | 0.20281 | -0.13881 | -0.34462 | -0.030908 | -0.009808 | 0 | 0 | 0 | 0 | 0 | 0 | [8 empty] | FALSE | FALSE | FALSE | FALSE | FALSE | #N/A
40250 | CASTEN | 7 | 0 | 3 | 0.009887 | 0.2048 | -0.13769 | -0.34804 | -0.030861 | -0.009887 | 0 | 0 | 0 | 0 | 0 | 0 | [8 empty] | FALSE | FALSE | FALSE | FALSE | FALSE | #N/A
40171 | CBAYTWN8 | 0 | 0 | 3 | 0.009811 | 0.20292 | -0.13828 | -0.34485 | -0.030906 | -0.009811 | 0 | 0 | 0 | 0 | 0 | 0 | [8 empty] | FALSE | FALSE | FALSE | FALSE | FALSE | #N/A
40260 | CHAMON | 5 | 0 | 3 | 0.009672 | 0.19964 | -0.13131 | -0.33962 | -0.030992 | -0.009672 | 0 | 0 | 0 | 0 | 0 | 0 | [8 empty] | FALSE | FALSE | FALSE | FALSE | FALSE | #N/A
40270 | CHANEL | 70 | 0 | 3 | 0.009953 | 0.2064 | -0.14181 | -0.34907 | -0.030822 | -0.009953 | 0 | 0 | 0 | 0 | 0 | 0 | [8 empty] | FALSE | FALSE | FALSE | FALSE | FALSE | #N/A
40280 | CHANLV | 0 | 0 | 3 | 0.00982 | 0.20314 | -0.13851 | -0.3441 | -0.030903 | -0.00982 | 0 | 0 | 0 | 0 | 0 | 0 | [8 empty] | FALSE | FALSE | FALSE | FALSE | FALSE | #N/A
40281 | CHANLVL8 | 77.1 | 0 | 3 | 0.009817 | 0.20309 | -0.1384 | -0.34403 | -0.030904 | -0.009817 | 0 | 0 | 0 | 0 | 0 | 0 | [8 empty] | FALSE | FALSE | FALSE | FALSE | FALSE | #N/A
40282 | CCHANLV8 | 0 | 0 | 3 | 0.00982 | 0.20316 | -0.13853 | -0.34411 | -0.030902 | -0.00982 | 0 | 0 | 0 | 0 | 0 | 0 | [8 empty] | FALSE | FALSE | FALSE | FALSE | FALSE | #N/A
40351 | CLINTN98 | 16.46 | 0 | 3 | 0.010033 | 0.20839 | -0.13499 | -0.36317 | -0.030766 | -0.010033 | 0 | 0 | 0 | 0 | 0 | 0 | [8 empty] | FALSE | FALSE | FALSE | FALSE | FALSE | #N/A
40240 | CENTER | 0 | 0 | 3 | 0.010049 | 0.20859 | -0.15268 | -0.34914 | -0.030767 | -0.010049 | 0 | 0 | 0 | 0 | 0 | 0 | [8 empty] | FALSE | FALSE | FALSE | FALSE | FALSE | #N/A
40120 | ARITEK | 31 | 0 | 3 | 0.009912 | 0.20536 | -0.14216 | -0.34718 | -0.030847 | -0.009912 | 0 | 0 | 0 | 0 | 0 | 0 | [8 empty] | FALSE | FALSE | FALSE | FALSE | FALSE | #N/A
40015 | CEDARW | 0 | 0 | 3 | 0.009749 | 0.20137 | -0.13697 | -0.34306 | -0.030943 | -0.009749 | 0 | 0 | 0 | 0 | 0 | 0 | [8 empty] | FALSE | FALSE | FALSE | FALSE | FALSE | #N/A
40051 | AGRI__ | 0.4 | 0 | 3 | 0.009943 | 0.20613 | -0.14222 | -0.34836 | -0.030828 | -0.009943 | 0 | 0 | 0 | 0 | 0 | 0 | [8 empty] | FALSE | FALSE | FALSE | FALSE | FALSE | #N/A
40070 | AIRPRO | 98.2 | 0 | 3 | 0.009868 | 0.20428 | -0.14018 | -0.34624 | -0.030873 | -0.009868 | 0 | 0 | 0 | 0 | 0 | 0 | [8 empty] | FALSE | FALSE | FALSE | FALSE | FALSE | #N/A
40081 | ALEX_I 9 | 10.92 | 0 | 3 | 0.009932 | 0.20586 | -0.14258 | -0.34779 | -0.030835 | -0.009932 | 0 | 0 | 0 | 0 | 0 | 0 | [8 empty] | FALSE | FALSE | FALSE | FALSE | FALSE | #N/A
40082 | ALEX_I 9 | 6.49 | 0 | 3 | 0.009931 | 0.20584 | -0.14246 | -0.34779 | -0.030835 | -0.009931 | 0 | 0 | 0 | 0 | 0 | 0 | [8 empty] | FALSE | FALSE | FALSE | FALSE | FALSE | #N/A
40100 | ANBUSH | 27.5 | 0 | 3 | 0.010027 | 0.20823 | -0.13409 | -0.36502 | -0.030768 | -0.010027 | 0 | 0 | 0 | 0 | 0 | 0 | [8 empty] | FALSE | FALSE | FALSE | FALSE | FALSE | #N/A
40190 | BIGVUE | 29.5 | 0 | 3 | 0.00972 | 0.20076 | -0.13352 | -0.34132 | -0.030962 | -0.00972 | 0 | 0 | 0 | 0 | 0 | 0 | [8 empty] | FALSE | FALSE | FALSE | FALSE | FALSE | #N/A
40111 | OPNAPD 8 | 0 | 0 | 3 | 0.009858 | 0.20413 | -0.13331 | -0.35069 | -0.030875 | -0.009858 | 0 | 0 | 0 | 0 | 0 | 0 | [8 empty] | FALSE | FALSE | FALSE | FALSE | FALSE | #N/A
40180 | BERTWD 8 | 24.91 | 0 | 3 | 0.009775 | 0.20208 | -0.12815 | -0.35625 | -0.030919 | -0.009775 | 0 | 0 | 0 | 0 | 0 | 0 | [8 empty] | FALSE | FALSE | FALSE | FALSE | FALSE | #N/A
40130 | ATASCO 8 | 30.94 | 0 | 3 | 0.009659 | 0.19936 | -0.13061 | -0.33987 | -0.031 | -0.009659 | 0 | 0 | 0 | 0 | 0 | 0 | [8 empty] | FALSE | FALSE | FALSE | FALSE | FALSE | #N/A
40140 | BARBUR | 10.6 | 0 | 3 | 0.010036 | 0.20838 | -0.14805 | -0.34977 | -0.030774 | -0.010036 | 0 | 0 | 0 | 0 | 0 | 0 | [8 empty] | FALSE | FALSE | FALSE | FALSE | FALSE | #N/A
40150 | BARHIL | 9.8 | 0 | 3 | 0.009743 | 0.20127 | -0.13523 | -0.34336 | -0.030947 | -0.009743 | 0 | 0 | 0 | 0 | 0 | 0 | [8 empty] | FALSE | FALSE | FALSE | FALSE | FALSE | #N/A
40160 | BTNENY 8 | 208.3 | 0 | 3 | 0.009667 | 0.19936 | -0.13482 | -0.3395 | -0.030992 | -0.009667 | 0 | 0 | 0 | 0 | 0 | 0 | [8 empty] | FALSE | FALSE | FALSE | FALSE | FALSE | #N/A
40170 | BAYTWN 8 | 54.17 | 0 | 3 | 0.009812 | 0.20293 | -0.1383 | -0.34486 | -0.030906 | -0.009812 | 0 | 0 | 0 | 0 | 0 | 0 | [8 empty] | FALSE | FALSE | FALSE | FALSE | FALSE | #N/A
40310 | CHOATE | 39 | 0 | 3 | 0.010107 | 0.21008 | -0.15141 | -0.35143 | -0.030732 | -0.010107 | 0 | 0 | 0 | 0 | 0 | 0 | [8 empty] | FALSE | FALSE | FALSE | FALSE | FALSE | #N/A
40110 | APLIED | 0.1 | 0 | 3 | 0.009858 | 0.20413 | -0.13331 | -0.35069 | -0.030875 | -0.009858 | 0 | 0 | 0 | 0 | 0 | 0 | [8 empty] | FALSE | FALSE | FALSE | FALSE | FALSE | #N/A
80137 | CSDR89 | 0 | 54 | 4 | 0.017925 | 0.37135 | 0.2128 | -0.25585 | -0.02669 | -0.017925 | 0.96795 | 20.0528 | 11.4909 | -13.816 | -1.4413 | -0.96795 | [8 empty] | FALSE | FALSE | FALSE | TRUE | FALSE | #N/A
47610 | CE_SIDE8 | 0 | 0 | 3 | 0.010149 | 0.21127 | -0.136 | -0.36683 | -0.030696 | -0.010149 | 0 | 0 | 0 | 0 | 0 | 0 | [8 empty] | FALSE | FALSE | FALSE | FALSE | FALSE | #N/A
48791 | PWR1 | 0 | 66 | 3 | 0.009706 | 0.20042 | -0.13281 | -0.34092 | -0.030971 | -0.009706 | 0.6406 | 13.2275 | -8.7651 | -22.5009 | -2.0441 | -0.6406 | [8 empty] | FALSE | FALSE | TRUE | FALSE | FALSE | #N/A
48772 | PHR2 | 0 | 0 | 3 | 0.010281 | 0.21426 | -0.16077 | -0.35507 | -0.03063 | -0.010281 | 0 | 0 | 0 | 0 | 0 | 0 | [8 empty] | FALSE | FALSE | FALSE | FALSE | FALSE | #N/A
48761 | PET1 | 0 | 33.1 | 3 | 0.009955 | 0.20644 | -0.14194 | -0.34908 | -0.030821 | -0.009955 | 0.32951 | 6.833 | -4.6981 | -11.5544 | -1.0202 | -0.32951 | [8 empty] | FALSE | FALSE | TRUE | FALSE | FALSE | #N/A
48742 | PAS2GT3 | 0 | 159 | 3 | 0.00991 | 0.20535 | -0.14089 | -0.34748 | -0.030847 | -0.00991 | 1.5757 | 32.651 | -22.401 | -55.2496 | -4.9047 | -1.5757 | [8 empty] | FALSE | FALSE | TRUE | FALSE | FALSE | #N/A
48741 | PAS2GT2 | 0 | 160 | 3 | 0.00991 | 0.20535 | -0.14089 | -0.34748 | -0.030847 | -0.00991 | 1.5856 | 32.8563 | -22.5419 | -55.5971 | -4.9355 | -1.5856 | [8 empty] | FALSE | FALSE | TRUE | FALSE | FALSE | #N/A
48740 | PAS2ST2 | 0 | 183 | 3 | 0.00991 | 0.20535 | -0.14089 | -0.34748 | -0.030847 | -0.00991 | 1.8135 | 37.5794 | -25.7823 | -63.5892 | -5.645 | -1.8135 | [8 empty] | FALSE | FALSE | TRUE | FALSE | FALSE | #N/A
48733 | CBE ST12 | 0 | 103.5 | 4 | 0.013178 | 0.28783 | -0.009365 | -0.3249 | -0.028891 | -0.013178 | 1.3639 | 29.7902 | -0.96928 | -33.6269 | -2.9902 | -1.3639 | [8 empty] | FALSE | FALSE | FALSE | TRUE | FALSE | #N/A
48732 | CBE GT2 | 0 | 86 | 4 | 0.013178 | 0.28783 | -0.009365 | -0.3249 | -0.028891 | -0.013178 | 1.1333 | 24.7532 | -0.80539 | -27.9412 | -2.4846 | -1.1333 | [8 empty] | FALSE | FALSE | FALSE | TRUE | FALSE | #N/A
48731 | CBE GT1 | 0 | 86 | 4 | 0.013178 | 0.28783 | -0.009365 | -0.3249 | -0.028891 | -0.013178 | 1.1333 | 24.7532 | -0.80539 | -27.9412 | -2.4846 | -1.1333 | [8 empty] | FALSE | FALSE | FALSE | TRUE | FALSE | #N/A
48792 | PWR2 | 0 | 64 | 3 | 0.009706 | 0.20042 | -0.13281 | -0.34092 | -0.030971 | -0.009706 | 0.62118 | 12.8267 | -8.4995 | -21.8191 | -1.9821 | -0.62118 | [8 empty] | FALSE | FALSE | TRUE | FALSE | FALSE | #N/A
80136 | CSDRBUS | 8.4 | 0 | 4 | 0.017925 | 0.37135 | 0.2128 | -0.25585 | -0.02669 | -0.017925 | 0 | 0 | 0 | 0 | 0 | 0 | [8 empty] | FALSE | FALSE | FALSE | FALSE | FALSE | #N/A
48793 | PWR3 | 0 | 70 | 3 | 0.009706 | 0.20042 | -0.13281 | -0.34092 | -0.030971 | -0.009706 | 0.67942 | 14.0292 | -9.2963 | -23.8646 | -2.168 | -0.67942 | [8 empty] | FALSE | FALSE | TRUE | FALSE | FALSE | #N/A
48693 | GB 83 84 | 0 | 66.4 | 3 | 0.010012 | 0.20783 | -0.13198 | -0.36938 | -0.030774 | -0.010012 | 0.6648 | 13.8 | -8.7632 | -24.527 | -2.0434 | -0.6648 | [8 empty] | FALSE | FALSE | TRUE | FALSE | FALSE | #N/A
48692 | GB 81 82 | 0 | 58.4 | 3 | 0.010012 | 0.20783 | -0.13198 | -0.36938 | -0.030774 | -0.010012 | 0.5847 | 12.1374 | -7.7074 | -21.572 | -1.7972 | -0.5847 | [8 empty] | FALSE | FALSE | TRUE | FALSE | FALSE | #N/A
48691 | GB 73 74 | 0 | 58.4 | 3 | 0.010012 | 0.20783 | -0.13198 | -0.36938 | -0.030774 | -0.010012 | 0.5847 | 12.1374 | -7.7074 | -21.572 | -1.7972 | -0.5847 | [8 empty] | FALSE | FALSE | TRUE | FALSE | FALSE | #N/A
48690 | GB 5 | 0 | 413 | 3 | 0.009622 | 0.1984 | -0.12831 | -0.339 | -0.03102 | -0.009622 | 3.9739 | 81.9388 | -52.9916 | -140.0087 | -12.8113 | -3.9739 | [8 empty] | FALSE | FALSE | TRUE | FALSE | FALSE | #N/A
80138 | CSDR7 | 0 | 7 | 4 | 0.017925 | 0.37135 | 0.2128 | -0.25585 | -0.02669 | -0.017925 | 0.12548 | 2.5994 | 1.4896 | -1.791 | -0.18683 | -0.12548 | [8 empty] | FALSE | FALSE | FALSE | TRUE | FALSE | #N/A
80139 | CSDR56 | 0 | 54 | 4 | 0.017925 | 0.37135 | 0.2128 | -0.25585 | -0.02669 | -0.017925 | 0.96795 | 20.0528 | 11.4909 | -13.816 | -1.4413 | -0.96795 | [8 empty] | FALSE | FALSE | FALSE | TRUE | FALSE | #N/A
80140 | CSDR11 | 0 | 39 | 4 | 0.017925 | 0.37135 | 0.2128 | -0.25585 | -0.02669 | -0.017925 | 0.69907 | 14.4826 | 8.299 | -9.9782 | -1.0409 | -0.69907 | [8 empty] | FALSE | FALSE | FALSE | TRUE | FALSE | #N/A
80141 | CSDR11 | 15.7 | 0 | 4 | 0.017925 | 0.37135 | 0.2128 | -0.25585 | -0.02669 | -0.017925 | 0 | 0 | 0 | 0 | 0 | 0 | [8 empty] | FALSE | FALSE | FALSE | FALSE | FALSE | #N/A
48651 | EP1 | 0 | 21.7 | 3 | 0.009744 | 0.20129 | -0.13552 | -0.34331 | -0.030946 | -0.009744 | 0.21144 | 4.3679 | -2.9408 | -7.4498 | -0.67153 | -0.21144 | [8 empty] | FALSE | FALSE | TRUE | FALSE | FALSE | #N/A
48645 | DPEC ST | 0 | 271 | 3 | 0.010049 | 0.20859 | -0.15268 | -0.34914 | -0.030767 | -0.010049 | 2.7233 | 56.5268 | -41.3763 | -94.6169 | -8.3379 | -2.7233 | [8 empty] | FALSE | FALSE | TRUE | FALSE | FALSE | #N/A
48644 | DPEC GT4 | 0 | 182 | 3 | 0.010049 | 0.20859 | -0.15268 | -0.34914 | -0.030767 | -0.010049 | 1.8289 | 37.9627 | -27.7878 | -63.5435 | -5.5996 | -1.8289 | [8 empty] | FALSE | FALSE | TRUE | FALSE | FALSE | #N/A
48730 | MNSN1 | 0 | 43.1 | 3 | 0.011066 | 0.23346 | -0.19922 | -0.35634 | -0.030168 | -0.011066 | 0.47694 | 10.062 | -8.5866 | -15.3583 | -1.3002 | -0.47694 | [8 empty] | FALSE | FALSE | TRUE | FALSE | FALSE | #N/A
48821 | SHELL_ | 0 | 74 | 3 | 0.009893 | 0.20493 | -0.14077 | -0.34695 | -0.030858 | -0.009893 | 0.73208 | 15.1645 | -10.4172 | -25.674 | -2.2835 | -0.73208 | [8 empty] | FALSE | FALSE | TRUE | FALSE | FALSE | #N/A
48875 | THW3 1 2 | 0 | 114 | 3 | 0.009761 | 0.20142 | -0.12227 | -0.3856 | -0.030902 | -0.009761 | 1.1128 | 22.9621 | -13.9389 | -43.9585 | -3.5228 | -1.1128 | [8 empty] | FALSE | FALSE | TRUE | FALSE | FALSE | #N/A
48874 | THW4 | 0 | 108 | 3 | 0.009761 | 0.20142 | -0.12227 | -0.3856 | -0.030902 | -0.009761 | 1.0542 | 21.7536 | -13.2053 | -41.6449 | -3.3374 | -1.0542 | [8 empty] | FALSE | FALSE | TRUE | FALSE | FALSE | #N/A
48873 | THW3 | 0 | 102 | 3 | 0.009761 | 0.20142 | -0.12227 | -0.3856 | -0.030902 | -0.009761 | 0.99562 | 20.545 | -12.4716 | -39.3313 | -3.152 | -0.99562 | [8 empty] | FALSE | FALSE | TRUE | FALSE | FALSE | #N/A
48855 | SRB21 | 0 | 0 | 3 | 0.009934 | 0.20591 | -0.1426 | -0.34786 | -0.030834 | -0.009934 | 0 | 0 | 0 | 0 | 0 | 0 | [8 empty] | FALSE | FALSE | FALSE | FALSE | FALSE | #N/A
48854 | SRB4 | 0 | 215 | 3 | 0.009883 | 0.20466 | -0.14089 | -0.34655 | -0.030864 | -0.009883 | 2.1248 | 44.0017 | -30.2909 | -74.5083 | -6.6358 | -2.1248 | [8 empty] | FALSE | FALSE | TRUE | FALSE | FALSE | #N/A
48853 | SRB3 | 0 | 180 | 3 | 0.009927 | 0.20574 | -0.14266 | -0.34756 | -0.030838 | -0.009927 | 1.7869 | 37.0337 | -25.6795 | -62.5612 | -5.5508 | -1.7869 | [8 empty] | FALSE | FALSE | TRUE | FALSE | FALSE | #N/A
48852 | SRB2 | 0 | 138 | 3 | 0.009933 | 0.20589 | -0.14261 | -0.34782 | -0.030834 | -0.009933 | 1.3708 | 28.4125 | -19.6803 | -47.9994 | -4.2551 | -1.3708 | [8 empty] | FALSE | FALSE | TRUE | FALSE | FALSE | #N/A
48851 | SRB1 | 0 | 150 | 3 | 0.009931 | 0.20584 | -0.14255 | -0.34776 | -0.030835 | -0.009931 | 1.4896 | 30.8754 | -21.382 | -52.1637 | -4.6253 | -1.4896 | [8 empty] | FALSE | FALSE | TRUE | FALSE | FALSE | #N/A
48845 | SOL1 | 0 | 16.2 | 3 | 0.009913 | 0.20541 | -0.14211 | -0.34725 | -0.030846 | -0.009913 | 0.16059 | 3.3276 | -2.3022 | -5.6254 | -0.49971 | -0.16059 | [8 empty] | FALSE | FALSE | TRUE | FALSE | FALSE | #N/A
48842 | SJSES_2 | 0 | 82 | 3 | 0.010019 | 0.20796 | -0.14722 | -0.34936 | -0.030784 | -0.010019 | 0.82156 | 17.0526 | -12.0724 | -28.6475 | -2.5243 | -0.82156 | [8 empty] | FALSE | FALSE | TRUE | FALSE | FALSE | #N/A
80135 | CSDBUS2 | 0 | 0 | 4 | 0.017925 | 0.37135 | 0.21279 | -0.25585 | -0.02669 | -0.017925 | 0 | 0 | 0 | 0 | 0 | 0 | [8 empty] | FALSE | FALSE | FALSE | FALSE | FALSE | #N/A
48822 | SHL_CPS | 0 | 78 | 3 | 0.009893 | 0.20493 | -0.14077 | -0.34695 | -0.030858 | -0.009893 | 0.77165 | 15.9842 | -10.9803 | -27.0618 | -2.4069 | -0.77165 | [8 empty] | FALSE | FALSE | TRUE | FALSE | FALSE | #N/A
48641 | DPEC GT1 | 0 | 172 | 3 | 0.010049 | 0.20859 | -0.15268 | -0.34914 | -0.030767 | -0.010049 | 1.7284 | 35.8768 | -26.261 | -60.0521 | -5.2919 | -1.7284 | [8 empty] | FALSE | FALSE | TRUE | FALSE | FALSE | #N/A
48820 | SHELL_ | 0 | 74 | 3 | 0.009893 | 0.20493 | -0.14077 | -0.34695 | -0.030858 | -0.009893 | 0.73208 | 15.1645 | -10.4172 | -25.674 | -2.2835 | -0.73208 | [8 empty] | FALSE | FALSE | TRUE | FALSE | FALSE | #N/A
48816 | CVC_GSTR | 0 | 0 | 3 | 0.009317 | 0.19095 | -0.12134 | -0.32102 | -0.031208 | -0.009317 | 0 | 0 | 0 | 0 | 0 | 0 | [8 empty] | FALSE | FALSE | FALSE | FALSE | FALSE | #N/A
48815 | SHLDNGT4 | 0 | 165 | 3 | 0.009691 | 0.20006 | -0.13201 | -0.34059 | -0.030979 | -0.009691 | 1.599 | 33.0102 | -21.7823 | -56.1965 | -5.1115 | -1.599 | [8 empty] | FALSE | FALSE | TRUE | FALSE | FALSE | #N/A
48814 | SHLDNST1 | 0 | 131 | 3 | 0.009317 | 0.19095 | -0.12134 | -0.32102 | -0.031208 | -0.009317 | 1.2205 | 25.015 | -15.8962 | -42.054 | -4.0882 | -1.2205 | [8 empty] | FALSE | FALSE | TRUE | FALSE | FALSE | #N/A
48813 | SHLDNGT3 | 0 | 164 | 3 | 0.009317 | 0.19095 | -0.12134 | -0.32102 | -0.031208 | -0.009317 | 1.528 | 31.3165 | -19.9006 | -52.6478 | -5.1181 | -1.528 | [8 empty] | FALSE | FALSE | TRUE | FALSE | FALSE | #N/A
48812 | SHLDNGT2 | 0 | 160 | 3 | 0.009317 | 0.19095 | -0.12134 | -0.32102 | -0.031208 | -0.009317 | 1.4907 | 30.5526 | -19.4152 | -51.3637 | -4.9933 | -1.4907 | [8 empty] | FALSE | FALSE | TRUE | FALSE | FALSE | #N/A
48811 | SHLDNGT1 | 0 | 157 | 3 | 0.009317 | 0.19095 | -0.12134 | -0.32102 | -0.031208 | -0.009317 | 1.4628 | 29.9798 | -19.0512 | -50.4006 | -4.8997 | -1.4628 | [8 empty] | FALSE | FALSE | TRUE | FALSE | FALSE | #N/A
48797 | PWR8 | 0 | 65 | 3 | 0.009706 | 0.20042 | -0.13281 | -0.34092 | -0.030971 | -0.009706 | 0.63089 | 13.0271 | -8.6323 | -22.16 | -2.0131 | -0.63089 | [8 empty] | FALSE | FALSE | TRUE | FALSE | FALSE | #N/A
48796 | PWR6 | 0 | 112 | 3 | 0.009706 | 0.20042 | -0.13281 | -0.34092 | -0.030971 | -0.009706 | 1.0871 | 22.4467 | -14.8742 | -38.1834 | -3.4688 | -1.0871 | [8 empty] | FALSE | FALSE | TRUE | FALSE | FALSE | #N/A
48795 | PWR5 | 0 | 68 | 3 | 0.009706 | 0.20042 | -0.13281 | -0.34092 | -0.030971 | -0.009706 | 0.66001 | 13.6284 | -9.0307 | -23.1828 | -2.106 | -0.66001 | [8 empty] | FALSE | FALSE | TRUE | FALSE | FALSE | #N/A
48794 | PWR4 | 0 | 67 | 3 | 0.009706 | 0.20042 | -0.13281 | -0.34092 | -0.030971 | -0.009706 | 0.6503 | 13.4279 | -8.8979 | -22.8418 | -2.0751 | -0.6503 | [8 empty] | FALSE | FALSE | TRUE | FALSE | FALSE | #N/A
48841 | SJSES_1 | 0 | 75 | 3 | 0.010019 | 0.20796 | -0.14722 | -0.34936 | -0.030784 | -0.010019 | 0.75143 | 15.5968 | -11.0419 | -26.202 | -2.3088 | -0.75143 | [8 empty] | FALSE | FALSE | TRUE | FALSE | FALSE | #N/A
47707 | MIDRCLS8 | 0 | 0 | 3 | 0.010184 | 0.21213 | -0.13614 | -0.36822 | -0.030675 | -0.010184 | 0 | 0 | 0 | 0 | 0 | 0 | [8 empty] | FALSE | FALSE | FALSE | FALSE | FALSE | #N/A
48514 | APRO4 | 0 | 41 | 3 | 0.009868 | 0.20428 | -0.14018 | -0.34624 | -0.030873 | -0.009868 | 0.40459 | 8.3756 | -5.7473 | -14.1958 | -1.2658 | -0.40459 | [8 empty] | FALSE | FALSE | TRUE | FALSE | FALSE | #N/A
48513 | APRO3 | 0 | 41 | 3 | 0.009868 | 0.20428 | -0.14018 | -0.34624 | -0.030873 | -0.009868 | 0.40459 | 8.3756 | -5.7473 | -14.1958 | -1.2658 | -0.40459 | [8 empty] | FALSE | FALSE | TRUE | FALSE | FALSE | #N/A
48512 | APRO2 | 0 | 42 | 3 | 0.009868 | 0.20428 | -0.14018 | -0.34624 | -0.030873 | -0.009868 | 0.41446 | 8.5799 | -5.8875 | -14.5421 | -1.2967 | -0.41446 | [8 empty] | FALSE | FALSE | TRUE | FALSE | FALSE | #N/A
48511 | APRO1 | 0 | 42 | 3 | 0.009868 | 0.20428 | -0.14018 | -0.34624 | -0.030873 | -0.009868 | 0.41446 | 8.5799 | -5.8875 | -14.5421 | -1.2967 | -0.41446 | [8 empty] | FALSE | FALSE | TRUE | FALSE | FALSE | #N/A
48510 | AMO1 | 0 | 33.5 | 3 | 0.010954 | 0.23072 | -0.19288 | -0.35667 | -0.030234 | -0.010954 | 0.36696 | 7.7292 | -6.4616 | -11.9483 | -1.0128 | -0.36696 | [8 empty] | FALSE | FALSE | TRUE | FALSE | FALSE | #N/A
48500 | AES1 | 0 | 141 | 3 | 0.009858 | 0.20413 | -0.13331 | -0.35069 | -0.030875 | -0.009858 | 1.39 | 28.7822 | -18.7967 | -49.4469 | -4.3534 | -1.39 | [8 empty] | FALSE | FALSE | TRUE | FALSE | FALSE | #N/A
47752 | UNIVER98 | 35.3 | 0 | 3 | 0.010089 | 0.20976 | -0.13917 | -0.3604 | -0.030736 | -0.010089 | 0 | 0 | 0 | 0 | 0 | 0 | [8 empty] | FALSE | FALSE | FALSE | FALSE | FALSE | #N/A
47751 | UNIVER98 | 16.24 | 0 | 3 | 0.0101 | 0.21005 | -0.13722 | -0.36358 | -0.030727 | -0.0101 | 0 | 0 | 0 | 0 | 0 | 0 | [8 empty] | FALSE | FALSE | FALSE | FALSE | FALSE | #N/A
47750 | UNIVER 8 | 0 | 0 | 3 | 0.010102 | 0.2101 | -0.13727 | -0.36364 | -0.030726 | -0.010102 | 0 | 0 | 0 | 0 | 0 | 0 | [8 empty] | FALSE | FALSE | FALSE | FALSE | FALSE | #N/A
47730 | POLK 8 | 133.61 | 0 | 3 | 0.010154 | 0.21138 | -0.13588 | -0.36712 | -0.030694 | -0.010154 | 0 | 0 | 0 | 0 | 0 | 0 | [8 empty] | FALSE | FALSE | FALSE | FALSE | FALSE | #N/A
48643 | DPEC GT3 | 0 | 184 | 3 | 0.010049 | 0.20859 | -0.15268 | -0.34914 | -0.030767 | -0.010049 | 1.849 | 38.3798 | -28.0931 | -64.2418 | -5.6611 | -1.849 | [8 empty] | FALSE | FALSE | TRUE | FALSE | FALSE | #N/A
47711 | N_SIDE 8 | 22.1 | 0 | 3 | 0.009934 | 0.20594 | -0.13054 | -0.36419 | -0.030822 | -0.009934 | 0 | 0 | 0 | 0 | 0 | 0 | [8 empty] | FALSE | FALSE | FALSE | FALSE | FALSE | #N/A
48522 | BV GT2 | 0 | 172 | 3 | 0.010688 | 0.22416 | -0.13291 | -0.38882 | -0.030383 | -0.010688 | 1.8383 | 38.5555 | -22.8605 | -66.8764 | -5.2259 | -1.8383 | [8 empty] | FALSE | FALSE | TRUE | FALSE | FALSE | #N/A
47706 | MIDROPN8 | 0 | 0 | 3 | 0.010182 | 0.21208 | -0.13612 | -0.36813 | -0.030677 | -0.010182 | 0 | 0 | 0 | 0 | 0 | 0 | [8 empty] | FALSE | FALSE | FALSE | FALSE | FALSE | #N/A
47705 | MIDTWN 8 | 19.33 | 0 | 3 | 0.010184 | 0.21213 | -0.13614 | -0.36822 | -0.030675 | -0.010184 | 0 | 0 | 0 | 0 | 0 | 0 | [8 empty] | FALSE | FALSE | FALSE | FALSE | FALSE | #N/A
47701 | MAG_PKCF | 8 | 0 | 3 | 0.010038 | 0.20851 | -0.13561 | -0.36189 | -0.030764 | -0.010038 | 0 | 0 | 0 | 0 | 0 | 0 | [8 empty] | FALSE | FALSE | FALSE | FALSE | FALSE | #N/A
47700 | MAG_PK 8 | 67.36 | 0 | 3 | 0.010038 | 0.20852 | -0.13566 | -0.36179 | -0.030764 | -0.010038 | 0 | 0 | 0 | 0 | 0 | 0 | [8 empty] | FALSE | FALSE | FALSE | FALSE | FALSE | #N/A
47690 | HYDEPK 9 | 39.39 | 0 | 3 | 0.010141 | 0.21109 | -0.13546 | -0.36742 | -0.0307 | -0.010141 | 0 | 0 | 0 | 0 | 0 | 0 | [8 empty] | FALSE | FALSE | FALSE | FALSE | FALSE | #N/A
47680 | HIGHTS 9 | 91.79 | 0 | 3 | 0.010184 | 0.21214 | -0.13453 | -0.37275 | -0.030671 | -0.010184 | 0 | 0 | 0 | 0 | 0 | 0 | [8 empty] | FALSE | FALSE | FALSE | FALSE | FALSE | #N/A
47670 | GENRAL | 12 | 0 | 3 | 0.009994 | 0.20744 | -0.13861 | -0.35452 | -0.030794 | -0.009994 | 0 | 0 | 0 | 0 | 0 | 0 | [8 empty] | FALSE | FALSE | FALSE | FALSE | FALSE | #N/A
47660 | GARROT 8 | 82.98 | 0 | 3 | 0.010221 | 0.21305 | -0.13646 | -0.36954 | -0.030653 | -0.010221 | 0 | 0 | 0 | 0 | 0 | 0 | [8 empty] | FALSE | FALSE | FALSE | FALSE | FALSE | #N/A
47640 | GABLE 9 | 54.96 | 0 | 3 | 0.010083 | 0.20966 | -0.13523 | -0.36403 | -0.030736 | -0.010083 | 0 | 0 | 0 | 0 | 0 | 0 | [8 empty] | FALSE | FALSE | FALSE | FALSE | FALSE | #N/A
47630 | GABLE 8 | 0 | 0 | 3 | 0.009964 | 0.20674 | -0.13272 | -0.35941 | -0.030808 | -0.009964 | 0 | 0 | 0 | 0 | 0 | 0 | [8 empty] | FALSE | FALSE | FALSE | FALSE | FALSE | #N/A
47620 | FRAKLN 8 | 59.41 | 0 | 3 | 0.010002 | 0.20766 | -0.13303 | -0.36215 | -0.030784 | -0.010002 | 0 | 0 | 0 | 0 | 0 | 0 | [8 empty] | FALSE | FALSE | FALSE | FALSE | FALSE | #N/A
47712 | N_SIDE 8 | 25.26 | 0 | 3 | 0.009915 | 0.20554 | -0.13209 | -0.35649 | -0.030839 | -0.009915 | 0 | 0 | 0 | 0 | 0 | 0 | [8 empty] | FALSE | FALSE | FALSE | FALSE | FALSE | #N/A
48564 | CAP4 | 0 | 45 | 3 | 0.01015 | 0.21113 | -0.15279 | -0.35274 | -0.030706 | -0.01015 | 0.45675 | 9.5007 | -6.8754 | -15.8735 | -1.3818 | -0.45675 | [8 empty] | FALSE | FALSE | TRUE | FALSE | FALSE | #N/A
48881 | THW4 3 4 | 0 | 114 | 3 | 0.009761 | 0.20142 | -0.12227 | -0.3856 | -0.030902 | -0.009761 | 1.1128 | 22.9621 | -13.9389 | -43.9585 | -3.5228 | -1.1128 | [8 empty] | FALSE | FALSE | TRUE | FALSE | FALSE | #N/A
48614 | DIB4 | 0 | 77.2 | 3 | 0.009903 | 0.20515 | -0.14169 | -0.34701 | -0.030852 | -0.009903 | 0.76451 | 15.8375 | -10.9385 | -26.7889 | -2.3818 | -0.76451 | [8 empty] | FALSE | FALSE | TRUE | FALSE | FALSE | #N/A
48613 | DIB3 | 0 | 71 | 3 | 0.009903 | 0.20515 | -0.14169 | -0.34701 | -0.030852 | -0.009903 | 0.70311 | 14.5656 | -10.06 | -24.6375 | -2.1905 | -0.70311 | [8 empty] | FALSE | FALSE | TRUE | FALSE | FALSE | #N/A
48612 | DIB2 | 0 | 64 | 3 | 0.009903 | 0.20515 | -0.14169 | -0.34701 | -0.030852 | -0.009903 | 0.63379 | 13.1295 | -9.0682 | -22.2084 | -1.9745 | -0.63379 | [8 empty] | FALSE | FALSE | TRUE | FALSE | FALSE | #N/A
48611 | DIB1 | 0 | 63 | 3 | 0.009903 | 0.20515 | -0.14169 | -0.34701 | -0.030852 | -0.009903 | 0.62389 | 12.9244 | -8.9265 | -21.8614 | -1.9437 | -0.62389 | [8 empty] | FALSE | FALSE | TRUE | FALSE | FALSE | #N/A
48598 | BTE ST1 | 0 | 210 | 3 | 0.009667 | 0.19936 | -0.13482 | -0.3395 | -0.030992 | -0.009667 | 2.0301 | 41.865 | -28.3128 | -71.2946 | -6.5083 | -2.0301 | [8 empty] | FALSE | FALSE | TRUE | FALSE | FALSE | #N/A
48597 | BTE GT3 | 0 | 167 | 3 | 0.009667 | 0.19936 | -0.13482 | -0.3395 | -0.030992 | -0.009667 | 1.6144 | 33.2926 | -22.5154 | -56.6962 | -5.1757 | -1.6144 | [8 empty] | FALSE | FALSE | TRUE | FALSE | FALSE | #N/A
48595 | BTE GT1 | 0 | 167 | 3 | 0.009667 | 0.19936 | -0.13482 | -0.3395 | -0.030992 | -0.009667 | 1.6144 | 33.2926 | -22.5154 | -56.6962 | -5.1757 | -1.6144 | [8 empty] | FALSE | FALSE | TRUE | FALSE | FALSE | #N/A
48593 | CEC GT1 | 0 | 185 | 3 | 0.009842 | 0.20375 | -0.13311 | -0.34973 | -0.030885 | -0.009842 | 1.8208 | 37.6934 | -24.6248 | -64.6991 | -5.7137 | -1.8208 | [8 empty] | FALSE | FALSE | TRUE | FALSE | FALSE | #N/A
48591 | CEC GT2 | 0 | 185 | 3 | 0.009317 | 0.19095 | -0.12134 | -0.32102 | -0.031208 | -0.009317 | 1.7236 | 35.3265 | -22.4488 | -59.3893 | -5.7735 | -1.7236 | [8 empty] | FALSE | FALSE | TRUE | FALSE | FALSE | #N/A
48582 | CB 2 | 0 | 753 | 3 | 0.009808 | 0.20281 | -0.13881 | -0.34462 | -0.030908 | -0.009808 | 7.3854 | 152.7167 | -104.5269 | -259.4966 | -23.2737 | -7.3854 | [8 empty] | FALSE | FALSE | TRUE | FALSE | FALSE | #N/A
48520 | BASF1 | 0 | 91.6 | 3 | 0.012135 | 0.25894 | -0.2921 | -0.34767 | -0.029556 | -0.012135 | 1.1116 | 23.719 | -26.756 | -31.8463 | -2.7073 | -1.1116 | [8 empty] | FALSE | FALSE | TRUE | FALSE | FALSE | #N/A
48565 | CAP5 | 0 | 13 | 3 | 0.01015 | 0.21113 | -0.15279 | -0.35274 | -0.030706 | -0.01015 | 0.13195 | 2.7446 | -1.9862 | -4.5857 | -0.39918 | -0.13195 | [8 empty] | FALSE | FALSE | TRUE | FALSE | FALSE | #N/A
48521 | BV GT1 | 0 | 173 | 3 | 0.010688 | 0.22416 | -0.13291 | -0.38882 | -0.030383 | -0.010688 | 1.849 | 38.7797 | -22.9934 | -67.2652 | -5.2563 | -1.849 | [8 empty] | FALSE | FALSE | TRUE | FALSE | FALSE | #N/A
48563 | CAP3 | 0 | 106 | 3 | 0.01015 | 0.21113 | -0.15279 | -0.35274 | -0.030706 | -0.01015 | 1.0759 | 22.3794 | -16.1954 | -37.3909 | -3.2548 | -1.0759 | [8 empty] | FALSE | FALSE | TRUE | FALSE | FALSE | #N/A
48562 | CAP2 | 0 | 100 | 3 | 0.01015 | 0.21113 | -0.15279 | -0.35274 | -0.030706 | -0.01015 | 1.015 | 21.1126 | -15.2787 | -35.2744 | -3.0706 | -1.015 | [8 empty] | FALSE | FALSE | TRUE | FALSE | FALSE | #N/A
48561 | CAP1 | 0 | 103 | 3 | 0.01015 | 0.21113 | -0.15279 | -0.35274 | -0.030706 | -0.01015 | 1.0454 | 21.746 | -15.7371 | -36.3326 | -3.1627 | -1.0454 | [8 empty] | FALSE | FALSE | TRUE | FALSE | FALSE | #N/A
48552 | CALST1 | 0 | 62 | 3 | 0.009919 | 0.20556 | -0.14173 | -0.34755 | -0.030842 | -0.009919 | 0.61498 | 12.7447 | -8.7874 | -21.548 | -1.9122 | -0.61498 | [8 empty] | FALSE | FALSE | TRUE | FALSE | FALSE | #N/A
48551 | CALGT1 | 0 | 146 | 3 | 0.009919 | 0.20556 | -0.14173 | -0.34755 | -0.030842 | -0.009919 | 1.4482 | 30.0118 | -20.693 | -50.7422 | -4.5029 | -1.4482 | [8 empty] | FALSE | FALSE | TRUE | FALSE | FALSE | #N/A
48534 | BYU4 | 0 | 64 | 3 | 0.010107 | 0.21008 | -0.15141 | -0.35143 | -0.030732 | -0.010107 | 0.64685 | 13.4449 | -9.6902 | -22.4915 | -1.9668 | -0.64685 | [8 empty] | FALSE | FALSE | TRUE | FALSE | FALSE | #N/A
48533 | BYU3 | 0 | 67 | 3 | 0.010107 | 0.21008 | -0.15141 | -0.35143 | -0.030732 | -0.010107 | 0.67717 | 14.0751 | -10.1445 | -23.5457 | -2.059 | -0.67717 | [8 empty] | FALSE | FALSE | TRUE | FALSE | FALSE | #N/A
48532 | BYU2 | 0 | 65 | 3 | 0.010107 | 0.21008 | -0.15141 | -0.35143 | -0.030732 | -0.010107 | 0.65695 | 13.6549 | -9.8416 | -22.8429 | -1.9976 | -0.65695 | [8 empty] | FALSE | FALSE | TRUE | FALSE | FALSE | #N/A
48531 | BYU1 | 0 | 66 | 3 | 0.010107 | 0.21008 | -0.15141 | -0.35143 | -0.030732 | -0.010107 | 0.66706 | 13.865 | -9.9931 | -23.1943 | -2.0283 | -0.66706 | [8 empty] | FALSE | FALSE | TRUE | FALSE | FALSE | #N/A
48523 | BV ST1 | 0 | 262 | 3 | 0.010688 | 0.22416 | -0.13291 | -0.38882 | -0.030383 | -0.010688 | 2.8003 | 58.7299 | -34.8224 | -101.8698 | -7.9603 | -2.8003 | [8 empty] | FALSE | FALSE | TRUE | FALSE | FALSE | #N/A
48642 | DPEC GT2 | 0 | 169 | 3 | 0.010049 | 0.20859 | -0.15268 | -0.34914 | -0.030767 | -0.010049 | 1.6983 | 35.251 | -25.8029 | -59.0047 | -5.1996 | -1.6983 | [8 empty] | FALSE | FALSE | TRUE | FALSE | FALSE | #N/A
48581 | CB 1 | 0 | 748 | 3 | 0.009749 | 0.20137 | -0.13697 | -0.34306 | -0.030943 | -0.009749 | 7.2923 | 150.6263 | -102.4506 | -256.6096 | -23.1454 | -7.2923 | [8 empty] | FALSE | FALSE | TRUE | FALSE | FALSE | #N/A
49857 | DOW38000 | 0 | 0 | 3 | 0.012565 | 0.26882 | -0.39394 | -0.34208 | -0.029318 | -0.012565 | 0 | 0 | 0 | 0 | 0 | 0 | [8 empty] | FALSE | FALSE | FALSE | FALSE | FALSE | #N/A
49869 | DOW49000 | 107 | 89.2 | 3 | 0.012565 | 0.26882 | -0.39394 | -0.34208 | -0.029318 | -0.012565 | 0 | 0 | 0 | 0 | 0 | 0 | [8 empty] | FALSE | FALSE | FALSE | FALSE | FALSE | #N/A
49868 | DOW45100 | 0 | 0 | 3 | 0.012565 | 0.26882 | -0.39394 | -0.34208 | -0.029318 | -0.012565 | 0 | 0 | 0 | 0 | 0 | 0 | [8 empty] | FALSE | FALSE | FALSE | FALSE | FALSE | #N/A
49867 | DOW44600 | 0 | 0 | 3 | 0.012565 | 0.26882 | -0.39394 | -0.34208 | -0.029318 | -0.012565 | 0 | 0 | 0 | 0 | 0 | 0 | [8 empty] | FALSE | FALSE | FALSE | FALSE | FALSE | #N/A
49866 | DOW42000 | 0 | 0 | 3 | 0.012565 | 0.26882 | -0.39394 | -0.34208 | -0.029318 | -0.012565 | 0 | 0 | 0 | 0 | 0 | 0 | [8 empty] | FALSE | FALSE | FALSE | FALSE | FALSE | #N/A
49865 | DOW41000 | 0 | 0 | 3 | 0.012565 | 0.26882 | -0.39394 | -0.34208 | -0.029318 | -0.012565 | 0 | 0 | 0 | 0 | 0 | 0 | [8 empty] | FALSE | FALSE | FALSE | FALSE | FALSE | #N/A
49864 | DOW40000 | 0 | 0 | 3 | 0.012565 | 0.26882 | -0.39394 | -0.34208 | -0.029318 | -0.012565 | 0 | 0 | 0 | 0 | 0 | 0 | [8 empty] | FALSE | FALSE | FALSE | FALSE | FALSE | #N/A
49863 | DOW39200 | 107 | 89.2 | 3 | 0.012565 | 0.26882 | -0.39394 | -0.34208 | -0.029318 | -0.012565 | 0 | 0 | 0 | 0 | 0 | 0 | [8 empty] | FALSE | FALSE | FALSE | FALSE | FALSE | #N/A
49862 | DOW39100 | 107 | 89.2 | 3 | 0.012565 | 0.26882 | -0.39394 | -0.34208 | -0.029318 | -0.012565 | 0 | 0 | 0 | 0 | 0 | 0 | [8 empty] | FALSE | FALSE | FALSE | FALSE | FALSE | #N/A
49861 | DOW39000 | 0 | 0 | 3 | 0.012565 | 0.26882 | -0.39394 | -0.34208 | -0.029318 | -0.012565 | 0 | 0 | 0 | 0 | 0 | 0 | [8 empty] | FALSE | FALSE | FALSE | FALSE | FALSE | #N/A
49860 | DOW38300 | 0 | 0 | 3 | 0.012565 | 0.26882 | -0.39394 | -0.34208 | -0.029318 | -0.012565 | 0 | 0 | 0 | 0 | 0 | 0 | [8 empty] | FALSE | FALSE | FALSE | FALSE | FALSE | #N/A
49834 | EXN 947 | 16.2 | 0 | 3 | 0.009831 | 0.2034 | -0.13911 | -0.3453 | -0.030894 | -0.009831 | 0 | 0 | 0 | 0 | 0 | 0 | [8 empty] | FALSE | FALSE | FALSE | FALSE | FALSE | #N/A
49858 | DOW38100 | 0 | 0 | 3 | 0.012565 | 0.26882 | -0.39394 | -0.34208 | -0.029318 | -0.012565 | 0 | 0 | 0 | 0 | 0 | 0 | [8 empty] | FALSE | FALSE | FALSE | FALSE | FALSE | #N/A
49872 | DOW63000 | 0 | 0 | 3 | 0.012565 | 0.26882 | -0.39394 | -0.34208 | -0.029318 | -0.012565 | 0 | 0 | 0 | 0 | 0 | 0 | [8 empty] | FALSE | FALSE | FALSE | FALSE | FALSE | #N/A
49856 | DOW29999 | 0 | 0 | 3 | 0.012565 | 0.26882 | -0.39394 | -0.34208 | -0.029318 | -0.012565 | 0 | 0 | 0 | 0 | 0 | 0 | [8 empty] | FALSE | FALSE | FALSE | FALSE | FALSE | #N/A
49855 | DOW21998 | 0 | 0 | 3 | 0.012565 | 0.26882 | -0.39394 | -0.34208 | -0.029318 | -0.012565 | 0 | 0 | 0 | 0 | 0 | 0 | [8 empty] | FALSE | FALSE | FALSE | FALSE | FALSE | #N/A
49854 | DOW20990 | 0 | 0 | 3 | 0.012565 | 0.26882 | -0.39394 | -0.34208 | -0.029318 | -0.012565 | 0 | 0 | 0 | 0 | 0 | 0 | [8 empty] | FALSE | FALSE | FALSE | FALSE | FALSE | #N/A
49853 | DOW20000 | 0 | 0 | 3 | 0.012565 | 0.26882 | -0.39394 | -0.34208 | -0.029318 | -0.012565 | 0 | 0 | 0 | 0 | 0 | 0 | [8 empty] | FALSE | FALSE | FALSE | FALSE | FALSE | #N/A
49852 | DOW17132 | 0 | 0 | 3 | 0.012565 | 0.26882 | -0.39394 | -0.34208 | -0.029318 | -0.012565 | 0 | 0 | 0 | 0 | 0 | 0 | [8 empty] | FALSE | FALSE | FALSE | FALSE | FALSE | #N/A
49851 | DOW17000 | 0 | 0 | 3 | 0.012565 | 0.26882 | -0.39394 | -0.34208 | -0.029318 | -0.012565 | 0 | 0 | 0 | 0 | 0 | 0 | [8 empty] | FALSE | FALSE | FALSE | FALSE | FALSE | #N/A
49839 | EXN 929 | 0 | 0 | 3 | 0.009831 | 0.2034 | -0.13911 | -0.3453 | -0.030894 | -0.009831 | 0 | 0 | 0 | 0 | 0 | 0 | [8 empty] | FALSE | FALSE | FALSE | FALSE | FALSE | #N/A
49838 | EXN 14GT | 0 | 140.4 | 3 | 0.009831 | 0.2034 | -0.13911 | -0.3453 | -0.030894 | -0.009831 | 1.3803 | 28.5576 | -19.5306 | -48.4805 | -4.3375 | -1.3803 | [8 empty] | FALSE | FALSE | TRUE | FALSE | FALSE | #N/A
49837 | EXN GT | 0 | 77.1 | 3 | 0.009831 | 0.2034 | -0.13911 | -0.3453 | -0.030894 | -0.009831 | 0.75797 | 15.6823 | -10.7251 | -26.6229 | -2.3819 | -0.75797 | [8 empty] | FALSE | FALSE | TRUE | FALSE | FALSE | #N/A
49836 | EXN 949 | 0 | 0 | 3 | 0.009831 | 0.2034 | -0.13911 | -0.3453 | -0.030894 | -0.009831 | 0 | 0 | 0 | 0 | 0 | 0 | [8 empty] | FALSE | FALSE | FALSE | FALSE | FALSE | #N/A
48877 | THW3 3 4 | 0 | 118 | 3 | 0.009761 | 0.20142 | -0.12227 | -0.3856 | -0.030902 | -0.009761 | 1.1518 | 23.7678 | -14.428 | -45.5009 | -3.6464 | -1.1518 | [8 empty] | FALSE | FALSE | TRUE | FALSE | FALSE | #N/A
49859 | DOW38200 | 0 | 0 | 3 | 0.012565 | 0.26882 | -0.39394 | -0.34208 | -0.029318 | -0.012565 | 0 | 0 | 0 | 0 | 0 | 0 | [8 empty] | FALSE | FALSE | FALSE | FALSE | FALSE | #N/A
49883 | DOW81990 | 0 | 0 | 3 | 0.012565 | 0.26882 | -0.39394 | -0.34208 | -0.029318 | -0.012565 | 0 | 0 | 0 | 0 | 0 | 0 | [8 empty] | FALSE | FALSE | FALSE | FALSE | FALSE | #N/A
44261 | FRANZ 8 | 135.9 | 0 | 3 | 0.010835 | 0.23299 | -0.10094 | -0.37637 | -0.030215 | -0.010835 | 0 | 0 | 0 | 0 | 0 | 0 | [8 empty] | FALSE | FALSE | FALSE | FALSE | FALSE | #N/A
40330 | CITFIL | 14 | 0 | 3 | 0.009772 | 0.20201 | -0.13526 | -0.34249 | -0.030931 | -0.009772 | 0 | 0 | 0 | 0 | 0 | 0 | [8 empty] | FALSE | FALSE | FALSE | FALSE | FALSE | #N/A
80051 | FOR #8 | 15 | 28.2 | 4 | 0.017535 | 0.36529 | 0.21746 | -0.26118 | -0.026856 | -0.017535 | 0.49449 | 10.3012 | 6.1325 | -7.3652 | -0.75734 | -0.49449 | [8 empty] | FALSE | FALSE | FALSE | TRUE | FALSE | #N/A
80052 | FOR #9 | 0 | 31 | 4 | 0.017535 | 0.36529 | 0.21746 | -0.26118 | -0.026856 | -0.017535 | 0.54358 | 11.324 | 6.7414 | -8.0965 | -0.83254 | -0.54358 | [8 empty] | FALSE | FALSE | FALSE | TRUE | FALSE | #N/A
49998 | EXXON_ T | 0 | 0 | 3 | 0.009831 | 0.2034 | -0.13911 | -0.3453 | -0.030894 | -0.009831 | 0 | 0 | 0 | 0 | 0 | 0 | [8 empty] | FALSE | FALSE | FALSE | FALSE | FALSE | #N/A
49987 | EXXON_ T | 0 | 0 | 3 | 0.009831 | 0.2034 | -0.13911 | -0.3453 | -0.030894 | -0.009831 | 0 | 0 | 0 | 0 | 0 | 0 | [8 empty] | FALSE | FALSE | FALSE | FALSE | FALSE | #N/A
49986 | EXXON_ T | 0 | 0 | 3 | 0.009831 | 0.2034 | -0.13911 | -0.3453 | -0.030894 | -0.009831 | 0 | 0 | 0 | 0 | 0 | 0 | [8 empty] | FALSE | FALSE | FALSE | FALSE | FALSE | #N/A
49985 | DOW_A4 T | 0 | 0 | 3 | 0.012565 | 0.26882 | -0.39394 | -0.34208 | -0.029318 | -0.012565 | 0 | 0 | 0 | 0 | 0 | 0 | [8 empty] | FALSE | FALSE | FALSE | FALSE | FALSE | #N/A
49984 | DOW_A3 T | 0 | 0 | 3 | 0.012565 | 0.26882 | -0.39394 | -0.34208 | -0.029318 | -0.012565 | 0 | 0 | 0 | 0 | 0 | 0 | [8 empty] | FALSE | FALSE | FALSE | FALSE | FALSE | #N/A
49887 | DOW89996 | 0 | 0 | 3 | 0.012565 | 0.26882 | -0.39394 | -0.34208 | -0.029318 | -0.012565 | 0 | 0 | 0 | 0 | 0 | 0 | [8 empty] | FALSE | FALSE | FALSE | FALSE | FALSE | #N/A
49886 | DOW84000 | 185 | 184.8 | 3 | 0.012565 | 0.26882 | -0.39394 | -0.34208 | -0.029318 | -0.012565 | 0 | 0 | 0 | 0 | 0 | 0 | [8 empty] | FALSE | FALSE | FALSE | FALSE | FALSE | #N/A
49870 | DOW61000 | 0 | 0 | 3 | 0.012565 | 0.26882 | -0.39394 | -0.34208 | -0.029318 | -0.012565 | 0 | 0 | 0 | 0 | 0 | 0 | [8 empty] | FALSE | FALSE | FALSE | FALSE | FALSE | #N/A
49884 | DOW82000 | 90 | 89.8 | 3 | 0.012565 | 0.26882 | -0.39394 | -0.34208 | -0.029318 | -0.012565 | 0 | 0 | 0 | 0 | 0 | 0 | [8 empty] | FALSE | FALSE | FALSE | FALSE | FALSE | #N/A
49871 | DOW62000 | 0 | 0 | 3 | 0.012565 | 0.26882 | -0.39394 | -0.34208 | -0.029318 | -0.012565 | 0 | 0 | 0 | 0 | 0 | 0 | [8 empty] | FALSE | FALSE | FALSE | FALSE | FALSE | #N/A
49882 | DOW81000 | 0 | 89.8 | 3 | 0.012565 | 0.26882 | -0.39394 | -0.34208 | -0.029318 | -0.012565 | 0 | 0 | 0 | 0 | 0 | 0 | [8 empty] | FALSE | FALSE | FALSE | FALSE | FALSE | #N/A
49881 | DOW69099 | 0 | 0 | 3 | 0.012565 | 0.26882 | -0.39394 | -0.34208 | -0.029318 | -0.012565 | 0 | 0 | 0 | 0 | 0 | 0 | [8 empty] | FALSE | FALSE | FALSE | FALSE | FALSE | #N/A
49880 | DOW69000 | 0 | 0 | 3 | 0.012565 | 0.26882 | -0.39394 | -0.34208 | -0.029318 | -0.012565 | 0 | 0 | 0 | 0 | 0 | 0 | [8 empty] | FALSE | FALSE | FALSE | FALSE | FALSE | #N/A
49879 | DOW68000 | 0 | 0 | 3 | 0.012565 | 0.26882 | -0.39394 | -0.34208 | -0.029318 | -0.012565 | 0 | 0 | 0 | 0 | 0 | 0 | [8 empty] | FALSE | FALSE | FALSE | FALSE | FALSE | #N/A
49878 | DOW67000 | 107 | 89.2 | 3 | 0.012565 | 0.26882 | -0.39394 | -0.34208 | -0.029318 | -0.012565 | 0 | 0 | 0 | 0 | 0 | 0 | [8 empty] | FALSE | FALSE | FALSE | FALSE | FALSE | #N/A
49877 | DOW66000 | 107 | 89.2 | 3 | 0.012565 | 0.26882 | -0.39394 | -0.34208 | -0.029318 | -0.012565 | 0 | 0 | 0 | 0 | 0 | 0 | [8 empty] | FALSE | FALSE | FALSE | FALSE | FALSE | #N/A
49876 | DOW65000 | 100 | 100.5 | 3 | 0.012565 | 0.26882 | -0.39394 | -0.34208 | -0.029318 | -0.012565 | 0 | 0 | 0 | 0 | 0 | 0 | [8 empty] | FALSE | FALSE | FALSE | FALSE | FALSE | #N/A
49875 | DOW64110 | 0 | 0 | 3 | 0.012565 | 0.26882 | -0.39394 | -0.34208 | -0.029318 | -0.012565 | 0 | 0 | 0 | 0 | 0 | 0 | [8 empty] | FALSE | FALSE | FALSE | FALSE | FALSE | #N/A
49874 | DOW64100 | 0 | 0 | 3 | 0.012565 | 0.26882 | -0.39394 | -0.34208 | -0.029318 | -0.012565 | 0 | 0 | 0 | 0 | 0 | 0 | [8 empty] | FALSE | FALSE | FALSE | FALSE | FALSE | #N/A
49873 | DOW64000 | 0 | 0 | 3 | 0.012565 | 0.26882 | -0.39394 | -0.34208 | -0.029318 | -0.012565 | 0 | 0 | 0 | 0 | 0 | 0 | [8 empty] | FALSE | FALSE | FALSE | FALSE | FALSE | #N/A
49833 | EXN 946 | 10.9 | 0 | 3 | 0.009831 | 0.2034 | -0.13911 | -0.3453 | -0.030894 | -0.009831 | 0 | 0 | 0 | 0 | 0 | 0 | [8 empty] | FALSE | FALSE | FALSE | FALSE | FALSE | #N/A
49885 | DOW83000 | 90 | 89.9 | 3 | 0.012565 | 0.26882 | -0.39394 | -0.34208 | -0.029318 | -0.012565 | 0 | 0 | 0 | 0 | 0 | 0 | [8 empty] | FALSE | FALSE | FALSE | FALSE | FALSE | #N/A
48925 | WAP5 | 0 | 662 | 3 | 0.010756 | 0.22699 | -0.14318 | -0.3716 | -0.030324 | -0.010756 | 0 | 0 | 0 | 0 | 0 | 0 | [8 empty] | FALSE | FALSE | FALSE | FALSE | FALSE | #N/A
49808 | EXN 129 | 0 | 0 | 3 | 0.009831 | 0.2034 | -0.13911 | -0.3453 | -0.030894 | -0.009831 | 0 | 0 | 0 | 0 | 0 | 0 | [8 empty] | FALSE | FALSE | FALSE | FALSE | FALSE | #N/A
49807 | EXN 121 | 44.3 | 0 | 3 | 0.009831 | 0.2034 | -0.13911 | -0.3453 | -0.030894 | -0.009831 | 0 | 0 | 0 | 0 | 0 | 0 | [8 empty] | FALSE | FALSE | FALSE | FALSE | FALSE | #N/A
49806 | EXN 21 | 0 | 0 | 3 | 0.009831 | 0.2034 | -0.13911 | -0.3453 | -0.030894 | -0.009831 | 0 | 0 | 0 | 0 | 0 | 0 | [8 empty] | FALSE | FALSE | FALSE | FALSE | FALSE | #N/A
49805 | EXN 17GT | 2.7 | 30.2 | 3 | 0.009831 | 0.2034 | -0.13911 | -0.3453 | -0.030894 | -0.009831 | 0.2969 | 6.1427 | -4.201 | -10.4282 | -0.933 | -0.2969 | [8 empty] | FALSE | FALSE | TRUE | FALSE | FALSE | #N/A
49804 | EXN 16GT | 7.2 | 30.2 | 3 | 0.009831 | 0.2034 | -0.13911 | -0.3453 | -0.030894 | -0.009831 | 0.2969 | 6.1427 | -4.201 | -10.4282 | -0.933 | -0.2969 | [8 empty] | FALSE | FALSE | TRUE | FALSE | FALSE | #N/A
49803 | EXN 15GT | 0 | 30.2 | 3 | 0.009831 | 0.2034 | -0.13911 | -0.3453 | -0.030894 | -0.009831 | 0.2969 | 6.1427 | -4.201 | -10.4282 | -0.933 | -0.2969 | [8 empty] | FALSE | FALSE | TRUE | FALSE | FALSE | #N/A
49802 | EXN 11 | 35.2 | 0 | 3 | 0.009831 | 0.2034 | -0.13911 | -0.3453 | -0.030894 | -0.009831 | 0 | 0 | 0 | 0 | 0 | 0 | [8 empty] | FALSE | FALSE | FALSE | FALSE | FALSE | #N/A
49801 | EXN 4 | 72.3 | 0 | 3 | 0.009831 | 0.2034 | -0.13911 | -0.3453 | -0.030894 | -0.009831 | 0 | 0 | 0 | 0 | 0 | 0 | [8 empty] | FALSE | FALSE | FALSE | FALSE | FALSE | #N/A
48929 | WAP21 | 0 | 5.2 | 3 | 0.010756 | 0.22699 | -0.14318 | -0.3716 | -0.030324 | -0.010756 | 0.055931 | 1.1803 | -0.74452 | -1.9323 | -0.15768 | -0.055931 | [8 empty] | FALSE | FALSE | TRUE | FALSE | FALSE | #N/A
48928 | WAP8 | 0 | 604 | 3 | 0.010691 | 0.22425 | -0.13292 | -0.38886 | -0.03038 | -0.010691 | 0 | 0 | 0 | 0 | 0 | 0 | [8 empty] | FALSE | FALSE | FALSE | FALSE | FALSE | #N/A
49835 | EXN 948 | 10.8 | 0 | 3 | 0.009831 | 0.2034 | -0.13911 | -0.3453 | -0.030894 | -0.009831 | 0 | 0 | 0 | 0 | 0 | 0 | [8 empty] | FALSE | FALSE | FALSE | FALSE | FALSE | #N/A
48926 | WAP6 | 0 | 650 | 3 | 0.010691 | 0.22425 | -0.13292 | -0.38886 | -0.03038 | -0.010691 | 0 | 0 | 0 | 0 | 0 | 0 | [8 empty] | FALSE | FALSE | FALSE | FALSE | FALSE | #N/A
49811 | EXN 399 | 0 | 0 | 3 | 0.009831 | 0.2034 | -0.13911 | -0.3453 | -0.030894 | -0.009831 | 0 | 0 | 0 | 0 | 0 | 0 | [8 empty] | FALSE | FALSE | FALSE | FALSE | FALSE | #N/A
48924 | WAP4 | 0 | 553 | 3 | 0.010756 | 0.22699 | -0.14318 | -0.3716 | -0.030324 | -0.010756 | 5.9481 | 125.5233 | -79.1769 | -205.4965 | -16.7692 | -5.9481 | [8 empty] | FALSE | FALSE | TRUE | FALSE | FALSE | #N/A
48923 | WAP3 | 0 | 260 | 3 | 0.010756 | 0.22699 | -0.14318 | -0.3716 | -0.030324 | -0.010756 | 2.7966 | 59.0164 | -37.226 | -96.6168 | -7.8842 | -2.7966 | [8 empty] | FALSE | FALSE | TRUE | FALSE | FALSE | #N/A
48922 | WAP2 | 0 | 141 | 3 | 0.010756 | 0.22699 | -0.14318 | -0.3716 | -0.030324 | -0.010756 | 1.5166 | 32.005 | -20.188 | -52.396 | -4.2757 | -1.5166 | [8 empty] | FALSE | FALSE | TRUE | FALSE | FALSE | #N/A
48921 | WAP1 | 0 | 142 | 3 | 0.010756 | 0.22699 | -0.14318 | -0.3716 | -0.030324 | -0.010756 | 1.5274 | 32.232 | -20.3311 | -52.7676 | -4.306 | -1.5274 | [8 empty] | FALSE | FALSE | TRUE | FALSE | FALSE | #N/A
80124 | BCAT4 | 0 | 0 | 4 | 0.015242 | 0.3272 | 0.19852 | -0.29394 | -0.027882 | -0.015242 | 0 | 0 | 0 | 0 | 0 | 0 | [8 empty] | FALSE | FALSE | FALSE | FALSE | FALSE | #N/A
48911 | TXG1 | 0 | 69.2 | 3 | 0.012932 | 0.27958 | -0.052774 | -0.33087 | -0.029072 | -0.012932 | 0.89489 | 19.3467 | -3.652 | -22.8965 | -2.0118 | -0.89489 | [8 empty] | FALSE | FALSE | TRUE | FALSE | FALSE | #N/A
48887 | THW5 5 6 | 0 | 65 | 3 | 0.009548 | 0.19574 | -0.11934 | -0.39626 | -0.03101 | -0.009548 | 0.62062 | 12.7231 | -7.7568 | -25.7572 | -2.0156 | -0.62062 | [8 empty] | FALSE | FALSE | TRUE | FALSE | FALSE | #N/A
48886 | THW5 3 4 | 0 | 57.2 | 3 | 0.009548 | 0.19574 | -0.11934 | -0.39626 | -0.03101 | -0.009548 | 0.54615 | 11.1963 | -6.826 | -22.6663 | -1.7738 | -0.54615 | [8 empty] | FALSE | FALSE | TRUE | FALSE | FALSE | #N/A
48885 | THW5 1 2 | 0 | 63 | 3 | 0.009548 | 0.19574 | -0.11934 | -0.39626 | -0.03101 | -0.009548 | 0.60152 | 12.3316 | -7.5182 | -24.9646 | -1.9536 | -0.60152 | [8 empty] | FALSE | FALSE | TRUE | FALSE | FALSE | #N/A
48883 | THW21 | 0 | 0 | 3 | 0.009706 | 0.20014 | -0.12288 | -0.3756 | -0.030942 | -0.009706 | 0 | 0 | 0 | 0 | 0 | 0 | [8 empty] | FALSE | FALSE | FALSE | FALSE | FALSE | #N/A
48594 | CEC ST-1 | 0 | 170 | 3 | 0.009842 | 0.20375 | -0.13311 | -0.34973 | -0.030885 | -0.009842 | 1.6731 | 34.6372 | -22.6282 | -59.4533 | -5.2505 | -1.6731 | [8 empty] | FALSE | FALSE | TRUE | FALSE | FALSE | #N/A
48927 | WAP7 | 0 | 558 | 3 | 0.010691 | 0.22425 | -0.13292 | -0.38886 | -0.03038 | -0.010691 | 0 | 0 | 0 | 0 | 0 | 0 | [8 empty] | FALSE | FALSE | FALSE | FALSE | FALSE | #N/A
49822 | EXN 930 | 0 | 0 | 3 | 0.009831 | 0.2034 | -0.13911 | -0.3453 | -0.030894 | -0.009831 | 0 | 0 | 0 | 0 | 0 | 0 | [8 empty] | FALSE | FALSE | FALSE | FALSE | FALSE | #N/A
49832 | EXN945GT | 26.2 | 40.3 | 3 | 0.009831 | 0.2034 | -0.13911 | -0.3453 | -0.030894 | -0.009831 | 0.39619 | 8.1971 | -5.606 | -13.9157 | -1.245 | -0.39619 | [8 empty] | FALSE | FALSE | TRUE | FALSE | FALSE | #N/A
49831 | EXN944GT | 12.6 | 25.4 | 3 | 0.009831 | 0.2034 | -0.13911 | -0.3453 | -0.030894 | -0.009831 | 0.24971 | 5.1664 | -3.5333 | -8.7707 | -0.78471 | -0.24971 | [8 empty] | FALSE | FALSE | TRUE | FALSE | FALSE | #N/A
80053 | FOR #10 | 0 | 71.4 | 4 | 0.017535 | 0.36529 | 0.21746 | -0.26118 | -0.026856 | -0.017535 | 1.252 | 26.0816 | 15.527 | -18.648 | -1.9175 | -1.252 | [8 empty] | FALSE | FALSE | FALSE | TRUE | FALSE | #N/A
80054 | FOR A | 168.4 | 0 | 4 | 0.017535 | 0.36529 | 0.21746 | -0.26118 | -0.026856 | -0.017535 | 0 | 0 | 0 | 0 | 0 | 0 | [8 empty] | FALSE | FALSE | FALSE | FALSE | FALSE | #N/A
80055 | FOR B | 256.5 | 0 | 4 | 0.017535 | 0.36529 | 0.21746 | -0.26118 | -0.026856 | -0.017535 | 0 | 0 | 0 | 0 | 0 | 0 | [8 empty] | FALSE | FALSE | FALSE | FALSE | FALSE | #N/A
49830 | EXN943GT | 10.9 | 19.8 | 3 | 0.009831 | 0.2034 | -0.13911 | -0.3453 | -0.030894 | -0.009831 | 0.19465 | 4.0274 | -2.7543 | -6.837 | -0.6117 | -0.19465 | [8 empty] | FALSE | FALSE | TRUE | FALSE | FALSE | #N/A
49829 | EXN942GT | 11.8 | 19.8 | 3 | 0.009831 | 0.2034 | -0.13911 | -0.3453 | -0.030894 | -0.009831 | 0.19465 | 4.0274 | -2.7543 | -6.837 | -0.6117 | -0.19465 | [8 empty] | FALSE | FALSE | TRUE | FALSE | FALSE | #N/A
49828 | EXN941GT | 11.8 | 19.8 | 3 | 0.009831 | 0.2034 | -0.13911 | -0.3453 | -0.030894 | -0.009831 | 0.19465 | 4.0274 | -2.7543 | -6.837 | -0.6117 | -0.19465 | [8 empty] | FALSE | FALSE | TRUE | FALSE | FALSE | #N/A
49827 | EXN 940 | 0 | 0 | 3 | 0.009831 | 0.2034 | -0.13911 | -0.3453 | -0.030894 | -0.009831 | 0 | 0 | 0 | 0 | 0 | 0 | [8 empty] | FALSE | FALSE | FALSE | FALSE | FALSE | #N/A
49826 | EXN938GT | 23.5 | 38.3 | 3 | 0.009831 | 0.2034 | -0.13911 | -0.3453 | -0.030894 | -0.009831 | 0.37653 | 7.7903 | -5.3278 | -13.2251 | -1.1832 | -0.37653 | [8 empty] | FALSE | FALSE | TRUE | FALSE | FALSE | #N/A
49825 | EXN937GT | 10.9 | 0 | 3 | 0.009831 | 0.2034 | -0.13911 | -0.3453 | -0.030894 | -0.009831 | 0 | 0 | 0 | 0 | 0 | 0 | [8 empty] | FALSE | FALSE | FALSE | FALSE | FALSE | #N/A
49809 | EXN N/A | 0 | 0 | 3 | 0.009831 | 0.2034 | -0.13911 | -0.3453 | -0.030894 | -0.009831 | 0 | 0 | 0 | 0 | 0 | 0 | [8 empty] | FALSE | FALSE | FALSE | FALSE | FALSE | #N/A
49823 | EXN 931 | 9 | 0 | 3 | 0.009831 | 0.2034 | -0.13911 | -0.3453 | -0.030894 | -0.009831 | 0 | 0 | 0 | 0 | 0 | 0 | [8 empty] | FALSE | FALSE | FALSE | FALSE | FALSE | #N/A
49810 | EXN N/A | 0 | 0 | 3 | 0.009831 | 0.2034 | -0.13911 | -0.3453 | -0.030894 | -0.009831 | 0 | 0 | 0 | 0 | 0 | 0 | [8 empty] | FALSE | FALSE | FALSE | FALSE | FALSE | #N/A
49821 | EXN 698 | 0 | 0 | 3 | 0.009831 | 0.2034 | -0.13911 | -0.3453 | -0.030894 | -0.009831 | 0 | 0 | 0 | 0 | 0 | 0 | [8 empty] | FALSE | FALSE | FALSE | FALSE | FALSE | #N/A
49820 | EXN 661 | 29.8 | 0 | 3 | 0.009831 | 0.2034 | -0.13911 | -0.3453 | -0.030894 | -0.009831 | 0 | 0 | 0 | 0 | 0 | 0 | [8 empty] | FALSE | FALSE | FALSE | FALSE | FALSE | #N/A
49819 | EXN 660 | 0 | 0 | 3 | 0.009831 | 0.2034 | -0.13911 | -0.3453 | -0.030894 | -0.009831 | 0 | 0 | 0 | 0 | 0 | 0 | [8 empty] | FALSE | FALSE | FALSE | FALSE | FALSE | #N/A
49818 | EXN 471 | 20.8 | 0 | 3 | 0.009831 | 0.2034 | -0.13911 | -0.3453 | -0.030894 | -0.009831 | 0 | 0 | 0 | 0 | 0 | 0 | [8 empty] | FALSE | FALSE | FALSE | FALSE | FALSE | #N/A
49817 | EXN 470 | 0 | 0 | 3 | 0.009831 | 0.2034 | -0.13911 | -0.3453 | -0.030894 | -0.009831 | 0 | 0 | 0 | 0 | 0 | 0 | [8 empty] | FALSE | FALSE | FALSE | FALSE | FALSE | #N/A
49816 | EXN 461 | 23.5 | 0 | 3 | 0.009831 | 0.2034 | -0.13911 | -0.3453 | -0.030894 | -0.009831 | 0 | 0 | 0 | 0 | 0 | 0 | [8 empty] | FALSE | FALSE | FALSE | FALSE | FALSE | #N/A
49815 | EXN 460 | 0 | 0 | 3 | 0.009831 | 0.2034 | -0.13911 | -0.3453 | -0.030894 | -0.009831 | 0 | 0 | 0 | 0 | 0 | 0 | [8 empty] | FALSE | FALSE | FALSE | FALSE | FALSE | #N/A
49814 | EXN 441 | 4.6 | 0 | 3 | 0.009831 | 0.2034 | -0.13911 | -0.3453 | -0.030894 | -0.009831 | 0 | 0 | 0 | 0 | 0 | 0 | [8 empty] | FALSE | FALSE | FALSE | FALSE | FALSE | #N/A
49813 | EXN 440 | 0 | 0 | 3 | 0.009831 | 0.2034 | -0.13911 | -0.3453 | -0.030894 | -0.009831 | 0 | 0 | 0 | 0 | 0 | 0 | [8 empty] | FALSE | FALSE | FALSE | FALSE | FALSE | #N/A
49812 | EXN 411 | 60.5 | 0 | 3 | 0.009831 | 0.2034 | -0.13911 | -0.3453 | -0.030894 | -0.009831 | 0 | 0 | 0 | 0 | 0 | 0 | [8 empty] | FALSE | FALSE | FALSE | FALSE | FALSE | #N/A
48879 | THW4 1 2 | 0 | 120 | 3 | 0.009761 | 0.20142 | -0.12227 | -0.3856 | -0.030902 | -0.009761 | 1.1713 | 24.1706 | -14.6725 | -46.2721 | -3.7082 | -1.1713 | [8 empty] | FALSE | FALSE | TRUE | FALSE | FALSE | #N/A
49824 | EXN935GT | 14.5 | 0 | 3 | 0.009831 | 0.2034 | -0.13911 | -0.3453 | -0.030894 | -0.009831 | 0 | 0 | 0 | 0 | 0 | 0 | [8 empty] | FALSE | FALSE | FALSE | FALSE | FALSE | #N/A
44792 | WIRT_13 | 16 | 0 | 3 | 0.010168 | 0.21171 | -0.12787 | -0.38694 | -0.030672 | -0.010168 | 0 | 0 | 0 | 0 | 0 | 0 | [8 empty] | FALSE | FALSE | FALSE | FALSE | FALSE | #N/A
45530 | T_H_W_ 9 | 0 | 0 | 3 | 0.009694 | 0.19984 | -0.12265 | -0.37551 | -0.030949 | -0.009694 | 0 | 0 | 0 | 0 | 0 | 0 | [8 empty] | FALSE | FALSE | FALSE | FALSE | FALSE | #N/A
45520 | THW MID | 0 | 0 | 3 | 0.009706 | 0.20014 | -0.12288 | -0.3756 | -0.030942 | -0.009706 | 0 | 0 | 0 | 0 | 0 | 0 | [8 empty] | FALSE | FALSE | FALSE | FALSE | FALSE | #N/A
45515 | T_H_W_W8 | 0 | 0 | 3 | 0.009761 | 0.20142 | -0.12227 | -0.3856 | -0.030902 | -0.009761 | 0 | 0 | 0 | 0 | 0 | 0 | [8 empty] | FALSE | FALSE | FALSE | FALSE | FALSE | #N/A
45512 | T_H_W_D8 | 150.56 | 0 | 3 | 0.009545 | 0.19612 | -0.1199 | -0.37431 | -0.031034 | -0.009545 | 0 | 0 | 0 | 0 | 0 | 0 | [8 empty] | FALSE | FALSE | FALSE | FALSE | FALSE | #N/A
45511 | T_H_W_D8 | 96.56 | 0 | 3 | 0.009545 | 0.19613 | -0.1199 | -0.37443 | -0.031034 | -0.009545 | 0 | 0 | 0 | 0 | 0 | 0 | [8 empty] | FALSE | FALSE | FALSE | FALSE | FALSE | #N/A
45510 | T_H_W_E8 | 0 | 0 | 3 | 0.009545 | 0.19613 | -0.1199 | -0.37448 | -0.031034 | -0.009545 | 0 | 0 | 0 | 0 | 0 | 0 | [8 empty] | FALSE | FALSE | FALSE | FALSE | FALSE | #N/A
45500 | T_H_W_ 5 | 0 | 0 | 3 | 0.009548 | 0.19574 | -0.11934 | -0.39626 | -0.03101 | -0.009548 | 0 | 0 | 0 | 0 | 0 | 0 | [8 empty] | FALSE | FALSE | FALSE | FALSE | FALSE | #N/A
44802 | WOODCK 8 | 50.97 | 0 | 3 | 0.010186 | 0.21246 | -0.12558 | -0.38941 | -0.030658 | -0.010186 | 0 | 0 | 0 | 0 | 0 | 0 | [8 empty] | FALSE | FALSE | FALSE | FALSE | FALSE | #N/A
44801 | WOODCK 8 | 43.11 | 0 | 3 | 0.010123 | 0.21067 | -0.12687 | -0.38713 | -0.030696 | -0.010123 | 0 | 0 | 0 | 0 | 0 | 0 | [8 empty] | FALSE | FALSE | FALSE | FALSE | FALSE | #N/A
44795 | WIRT_81 | 31.99 | 0 | 3 | 0.010168 | 0.21171 | -0.12787 | -0.38693 | -0.030672 | -0.010168 | 0 | 0 | 0 | 0 | 0 | 0 | [8 empty] | FALSE | FALSE | FALSE | FALSE | FALSE | #N/A
45862 | HIDDEN 8 | 28.32 | 0 | 3 | 0.00951 | 0.19542 | -0.12036 | -0.36323 | -0.031064 | -0.00951 | 0 | 0 | 0 | 0 | 0 | 0 | [8 empty] | FALSE | FALSE | FALSE | FALSE | FALSE | #N/A
44793 | WIRT_23 | 0 | 0 | 3 | 0.010169 | 0.21172 | -0.12788 | -0.38693 | -0.030672 | -0.010169 | 0 | 0 | 0 | 0 | 0 | 0 | [8 empty] | FALSE | FALSE | FALSE | FALSE | FALSE | #N/A
45611 | ADICKS 8 | 37.66 | 0 | 3 | 0.010068 | 0.20927 | -0.12617 | -0.3869 | -0.030728 | -0.010068 | 0 | 0 | 0 | 0 | 0 | 0 | [8 empty] | FALSE | FALSE | FALSE | FALSE | FALSE | #N/A
44791 | WIRT_13 | 31.99 | 0 | 3 | 0.010168 | 0.21171 | -0.12787 | -0.38693 | -0.030672 | -0.010168 | 0 | 0 | 0 | 0 | 0 | 0 | [8 empty] | FALSE | FALSE | FALSE | FALSE | FALSE | #N/A
44790 | WIRT 8 | 0 | 0 | 3 | 0.010168 | 0.21171 | -0.12788 | -0.38693 | -0.030672 | -0.010168 | 0 | 0 | 0 | 0 | 0 | 0 | [8 empty] | FALSE | FALSE | FALSE | FALSE | FALSE | #N/A
47600 | E_SIDEB8 | 40.95 | 0 | 3 | 0.01015 | 0.21129 | -0.13598 | -0.36686 | -0.030696 | -0.01015 | 0 | 0 | 0 | 0 | 0 | 0 | [8 empty] | FALSE | FALSE | FALSE | FALSE | FALSE | #N/A
44762 | WCHASET8 | 59.18 | 0 | 3 | 0.01027 | 0.2142 | -0.12985 | -0.38564 | -0.030615 | -0.01027 | 0 | 0 | 0 | 0 | 0 | 0 | [8 empty] | FALSE | FALSE | FALSE | FALSE | FALSE | #N/A
48596 | BTE GT2 | 0 | 167 | 3 | 0.009667 | 0.19936 | -0.13482 | -0.3395 | -0.030992 | -0.009667 | 1.6144 | 33.2926 | -22.5154 | -56.6962 | -5.1757 | -1.6144 | [8 empty] | FALSE | FALSE | TRUE | FALSE | FALSE | #N/A
44760 | WCHASE 8 | 94.83 | 0 | 3 | 0.010453 | 0.21892 | -0.13308 | -0.38308 | -0.03051 | -0.010453 | 0 | 0 | 0 | 0 | 0 | 0 | [8 empty] | FALSE | FALSE | FALSE | FALSE | FALSE | #N/A
80226 | ALCOA G | 0 | 48 | 4 | 0.017621 | 0.36666 | 0.21663 | -0.25998 | -0.026819 | -0.017621 | 0 | 0 | 0 | 0 | 0 | 0 | [8 empty] | FALSE | FALSE | FALSE | FALSE | FALSE | #N/A
44722 | THOMSN 8 | 1.6 | 0 | 3 | 0.010763 | 0.22709 | -0.14599 | -0.37115 | -0.030321 | -0.010763 | 0 | 0 | 0 | 0 | 0 | 0 | [8 empty] | FALSE | FALSE | FALSE | FALSE | FALSE | #N/A
44721 | THOMSN 8 | 1.32 | 0 | 3 | 0.010764 | 0.22709 | -0.146 | -0.37115 | -0.030321 | -0.010764 | 0 | 0 | 0 | 0 | 0 | 0 | [8 empty] | FALSE | FALSE | FALSE | FALSE | FALSE | #N/A
44710 | TEXINS | 19 | 0 | 3 | 0.010567 | 0.22195 | -0.13686 | -0.37877 | -0.03044 | -0.010567 | 0 | 0 | 0 | 0 | 0 | 0 | [8 empty] | FALSE | FALSE | FALSE | FALSE | FALSE | #N/A
44692 | TELVEW 8 | 20.16 | 0 | 3 | 0.010581 | 0.22216 | -0.14572 | -0.37263 | -0.030436 | -0.010581 | 0 | 0 | 0 | 0 | 0 | 0 | [8 empty] | FALSE | FALSE | FALSE | FALSE | FALSE | #N/A
44794 | WIRT_23 | 16 | 0 | 3 | 0.010168 | 0.21172 | -0.12788 | -0.38693 | -0.030672 | -0.010168 | 0 | 0 | 0 | 0 | 0 | 0 | [8 empty] | FALSE | FALSE | FALSE | FALSE | FALSE | #N/A
45730 | DEIHL 8 | 82.81 | 0 | 3 | 0.009899 | 0.20494 | -0.12534 | -0.3817 | -0.030829 | -0.009899 | 0 | 0 | 0 | 0 | 0 | 0 | [8 empty] | FALSE | FALSE | FALSE | FALSE | FALSE | #N/A
45861 | HIDDEN 8 | 30.68 | 0 | 3 | 0.0095 | 0.1952 | -0.1205 | -0.35971 | -0.031073 | -0.0095 | 0 | 0 | 0 | 0 | 0 | 0 | [8 empty] | FALSE | FALSE | FALSE | FALSE | FALSE | #N/A
45850 | CHARDY 8 | 0 | 0 | 3 | 0.009847 | 0.20379 | -0.12807 | -0.36431 | -0.030872 | -0.009847 | 0 | 0 | 0 | 0 | 0 | 0 | [8 empty] | FALSE | FALSE | FALSE | FALSE | FALSE | #N/A
45840 | HARDY 8 | 28.35 | 0 | 3 | 0.009846 | 0.20377 | -0.12808 | -0.36421 | -0.030873 | -0.009846 | 0 | 0 | 0 | 0 | 0 | 0 | [8 empty] | FALSE | FALSE | FALSE | FALSE | FALSE | #N/A
45822 | GREENS 8 | 10.76 | 0 | 3 | 0.009488 | 0.19496 | -0.12066 | -0.35595 | -0.031083 | -0.009488 | 0 | 0 | 0 | 0 | 0 | 0 | [8 empty] | FALSE | FALSE | FALSE | FALSE | FALSE | #N/A
45821 | GREENS 8 | 7.18 | 0 | 3 | 0.009815 | 0.20303 | -0.12978 | -0.35828 | -0.030895 | -0.009815 | 0 | 0 | 0 | 0 | 0 | 0 | [8 empty] | FALSE | FALSE | FALSE | FALSE | FALSE | #N/A
45802 | GERTIE 8 | 162 | 0 | 3 | 0.009743 | 0.20138 | -0.12097 | -0.37306 | -0.030928 | -0.009743 | 0 | 0 | 0 | 0 | 0 | 0 | [8 empty] | FALSE | FALSE | FALSE | FALSE | FALSE | #N/A
45801 | GERTIE 8 | 45.6 | 0 | 3 | 0.009649 | 0.19897 | -0.11984 | -0.37301 | -0.03098 | -0.009649 | 0 | 0 | 0 | 0 | 0 | 0 | [8 empty] | FALSE | FALSE | FALSE | FALSE | FALSE | #N/A
45782 | GEARS 8 | 63.63 | 0 | 3 | 0.009513 | 0.19547 | -0.12033 | -0.36403 | -0.031062 | -0.009513 | 0 | 0 | 0 | 0 | 0 | 0 | [8 empty] | FALSE | FALSE | FALSE | FALSE | FALSE | #N/A
45781 | GEARS 8 | 70.74 | 0 | 3 | 0.009501 | 0.19523 | -0.12049 | -0.36012 | -0.031072 | -0.009501 | 0 | 0 | 0 | 0 | 0 | 0 | [8 empty] | FALSE | FALSE | FALSE | FALSE | FALSE | #N/A
45770 | FREMAN 8 | 9.08 | 0 | 3 | 0.010796 | 0.23509 | -0.083713 | -0.34288 | -0.030211 | -0.010796 | 0 | 0 | 0 | 0 | 0 | 0 | [8 empty] | FALSE | FALSE | FALSE | FALSE | FALSE | #N/A
45760 | FAIRBK 8 | 165.08 | 0 | 3 | 0.00983 | 0.20319 | -0.12381 | -0.38365 | -0.030865 | -0.00983 | 0 | 0 | 0 | 0 | 0 | 0 | [8 empty] | FALSE | FALSE | FALSE | FALSE | FALSE | #N/A
45600 | ADICKS 5 | 0 | 0 | 3 | 0.009956 | 0.20624 | -0.1239 | -0.39678 | -0.03079 | -0.009956 | 0 | 0 | 0 | 0 | 0 | 0 | [8 empty] | FALSE | FALSE | FALSE | FALSE | FALSE | #N/A
45740 | DRILCO | 6.1 | 0 | 3 | 0.009409 | 0.19332 | -0.11825 | -0.34641 | -0.03114 | -0.009409 | 0 | 0 | 0 | 0 | 0 | 0 | [8 empty] | FALSE | FALSE | FALSE | FALSE | FALSE | #N/A
45610 | ADICKS 8 | 75.32 | 0 | 3 | 0.010025 | 0.20813 | -0.12563 | -0.38775 | -0.030754 | -0.010025 | 0 | 0 | 0 | 0 | 0 | 0 | [8 empty] | FALSE | FALSE | FALSE | FALSE | FALSE | #N/A
45712 | CYFAIR 8 | 65.26 | 0 | 3 | 0.009697 | 0.20027 | -0.12021 | -0.37064 | -0.030956 | -0.009697 | 0 | 0 | 0 | 0 | 0 | 0 | [8 empty] | FALSE | FALSE | FALSE | FALSE | FALSE | #N/A
45711 | CYFAIR 8 | 121.2 | 0 | 3 | 0.009623 | 0.19839 | -0.11926 | -0.37001 | -0.030998 | -0.009623 | 0 | 0 | 0 | 0 | 0 | 0 | [8 empty] | FALSE | FALSE | FALSE | FALSE | FALSE | #N/A
45700 | CAMRON | 16 | 0 | 3 | 0.009668 | 0.19938 | -0.12025 | -0.37511 | -0.030967 | -0.009668 | 0 | 0 | 0 | 0 | 0 | 0 | [8 empty] | FALSE | FALSE | FALSE | FALSE | FALSE | #N/A
45682 | CAMBEL 8 | 57.73 | 0 | 3 | 0.010005 | 0.20761 | -0.12624 | -0.38424 | -0.030768 | -0.010005 | 0 | 0 | 0 | 0 | 0 | 0 | [8 empty] | FALSE | FALSE | FALSE | FALSE | FALSE | #N/A
45681 | CAMBEL 8 | 27.46 | 0 | 3 | 0.010004 | 0.20761 | -0.12624 | -0.38423 | -0.030768 | -0.010004 | 0 | 0 | 0 | 0 | 0 | 0 | [8 empty] | FALSE | FALSE | FALSE | FALSE | FALSE | #N/A
45670 | BERRY 8 | 66.69 | 0 | 3 | 0.009776 | 0.20205 | -0.12662 | -0.36259 | -0.030914 | -0.009776 | 0 | 0 | 0 | 0 | 0 | 0 | [8 empty] | FALSE | FALSE | FALSE | FALSE | FALSE | #N/A
45651 | BAMMEL 8 | 199.15 | 0 | 3 | 0.00953 | 0.19582 | -0.1201 | -0.36953 | -0.031047 | -0.00953 | 0 | 0 | 0 | 0 | 0 | 0 | [8 empty] | FALSE | FALSE | FALSE | FALSE | FALSE | #N/A
45640 | ALDINE 8 | 94.47 | 0 | 3 | 0.00983 | 0.20338 | -0.12897 | -0.3611 | -0.030884 | -0.00983 | 0 | 0 | 0 | 0 | 0 | 0 | [8 empty] | FALSE | FALSE | FALSE | FALSE | FALSE | #N/A
45630 | AIRLIN 8 | 85.06 | 0 | 3 | 0.0099 | 0.20508 | -0.12766 | -0.37055 | -0.030837 | -0.0099 | 0 | 0 | 0 | 0 | 0 | 0 | [8 empty] | FALSE | FALSE | FALSE | FALSE | FALSE | #N/A
45620 | CADICKS8 | 0 | 0 | 3 | 0.010025 | 0.20812 | -0.12564 | -0.38772 | -0.030754 | -0.010025 | 0 | 0 | 0 | 0 | 0 | 0 | [8 empty] | FALSE | FALSE | FALSE | FALSE | FALSE | #N/A
44671 | STAFRD 8 | 70.61 | 0 | 3 | 0.01044 | 0.21882 | -0.13502 | -0.37937 | -0.03051 | -0.01044 | 0 | 0 | 0 | 0 | 0 | 0 | [8 empty] | FALSE | FALSE | FALSE | FALSE | FALSE | #N/A
45750 | EUREKA 8 | 89.04 | 0 | 3 | 0.010259 | 0.21388 | -0.12978 | -0.38617 | -0.030622 | -0.010259 | 0 | 0 | 0 | 0 | 0 | 0 | [8 empty] | FALSE | FALSE | FALSE | FALSE | FALSE | #N/A
44380 | JULIFF | 1.6 | 0 | 3 | 0.010594 | 0.22246 | -0.14888 | -0.37049 | -0.030429 | -0.010594 | 0 | 0 | 0 | 0 | 0 | 0 | [8 empty] | FALSE | FALSE | FALSE | FALSE | FALSE | #N/A
44691 | TELVEW 8 | 16.68 | 0 | 3 | 0.010586 | 0.22245 | -0.14118 | -0.37323 | -0.03043 | -0.010586 | 0 | 0 | 0 | 0 | 0 | 0 | [8 empty] | FALSE | FALSE | FALSE | FALSE | FALSE | #N/A
44490 | MULA__ | 7.9 | 0 | 3 | 0.01058 | 0.2223 | -0.14112 | -0.37329 | -0.030433 | -0.01058 | 0 | 0 | 0 | 0 | 0 | 0 | [8 empty] | FALSE | FALSE | FALSE | FALSE | FALSE | #N/A
44482 | MOCITY 8 | 30.17 | 0 | 3 | 0.010627 | 0.22356 | -0.13889 | -0.37647 | -0.030403 | -0.010627 | 0 | 0 | 0 | 0 | 0 | 0 | [8 empty] | FALSE | FALSE | FALSE | FALSE | FALSE | #N/A
44481 | MOCITY 8 | 20.55 | 0 | 3 | 0.010546 | 0.22139 | -0.14072 | -0.37361 | -0.030454 | -0.010546 | 0 | 0 | 0 | 0 | 0 | 0 | [8 empty] | FALSE | FALSE | FALSE | FALSE | FALSE | #N/A
44462 | MEMORL 8 | 47 | 0 | 3 | 0.010212 | 0.21321 | -0.12504 | -0.39036 | -0.030642 | -0.010212 | 0 | 0 | 0 | 0 | 0 | 0 | [8 empty] | FALSE | FALSE | FALSE | FALSE | FALSE | #N/A
44461 | MEMORL 8 | 25.75 | 0 | 3 | 0.010123 | 0.21067 | -0.12687 | -0.38713 | -0.030696 | -0.010123 | 0 | 0 | 0 | 0 | 0 | 0 | [8 empty] | FALSE | FALSE | FALSE | FALSE | FALSE | #N/A
44450 | MASON 8 | 131.51 | 0 | 3 | 0.010516 | 0.22281 | -0.11263 | -0.39319 | -0.030437 | -0.010516 | 0 | 0 | 0 | 0 | 0 | 0 | [8 empty] | FALSE | FALSE | FALSE | FALSE | FALSE | #N/A
44440 | MANVEL 9 | 18.21 | 0 | 3 | 0.010603 | 0.22263 | -0.15316 | -0.36766 | -0.030426 | -0.010603 | 0 | 0 | 0 | 0 | 0 | 0 | [8 empty] | FALSE | FALSE | FALSE | FALSE | FALSE | #N/A
44422 | KATY 8 | 68.43 | 0 | 3 | 0.010819 | 0.23384 | -0.093988 | -0.36286 | -0.030213 | -0.010819 | 0 | 0 | 0 | 0 | 0 | 0 | [8 empty] | FALSE | FALSE | FALSE | FALSE | FALSE | #N/A
44421 | KATY 8 | 76.78 | 0 | 3 | 0.010835 | 0.23299 | -0.10094 | -0.37637 | -0.030215 | -0.010835 | 0 | 0 | 0 | 0 | 0 | 0 | [8 empty] | FALSE | FALSE | FALSE | FALSE | FALSE | #N/A
44410 | CKARSTN8 | 0 | 0 | 3 | 0.010789 | 0.22743 | -0.15499 | -0.36968 | -0.030312 | -0.010789 | 0 | 0 | 0 | 0 | 0 | 0 | [8 empty] | FALSE | FALSE | FALSE | FALSE | FALSE | #N/A
44510 | OBRIEN 8 | 0 | 0 | 3 | 0.010371 | 0.21818 | -0.11794 | -0.40083 | -0.030538 | -0.010371 | 0 | 0 | 0 | 0 | 0 | 0 | [8 empty] | FALSE | FALSE | FALSE | FALSE | FALSE | #N/A
44390 | KARSTN 8 | 0 | 0 | 3 | 0.010788 | 0.2274 | -0.15488 | -0.36971 | -0.030312 | -0.010788 | 0 | 0 | 0 | 0 | 0 | 0 | [8 empty] | FALSE | FALSE | FALSE | FALSE | FALSE | #N/A
44511 | OBRIEND8 | 27.26 | 0 | 3 | 0.010371 | 0.21817 | -0.11798 | -0.40078 | -0.030538 | -0.010371 | 0 | 0 | 0 | 0 | 0 | 0 | [8 empty] | FALSE | FALSE | FALSE | FALSE | FALSE | #N/A
44362 | INTERM 8 | 19.24 | 0 | 3 | 0.010526 | 0.22074 | -0.14325 | -0.37342 | -0.030469 | -0.010526 | 0 | 0 | 0 | 0 | 0 | 0 | [8 empty] | FALSE | FALSE | FALSE | FALSE | FALSE | #N/A
44361 | INTERM 8 | 17.48 | 0 | 3 | 0.010438 | 0.2185 | -0.14155 | -0.37309 | -0.030522 | -0.010438 | 0 | 0 | 0 | 0 | 0 | 0 | [8 empty] | FALSE | FALSE | FALSE | FALSE | FALSE | #N/A
44342 | IMPERL 8 | 65.76 | 0 | 3 | 0.010647 | 0.22408 | -0.13954 | -0.37574 | -0.030391 | -0.010647 | 0 | 0 | 0 | 0 | 0 | 0 | [8 empty] | FALSE | FALSE | FALSE | FALSE | FALSE | #N/A
44341 | IMPERL 8 | 121.48 | 0 | 3 | 0.010756 | 0.22699 | -0.14318 | -0.3716 | -0.030324 | -0.010756 | 0 | 0 | 0 | 0 | 0 | 0 | [8 empty] | FALSE | FALSE | FALSE | FALSE | FALSE | #N/A
44312 | HAYES T8 | 0 | 0 | 3 | 0.01021 | 0.21291 | -0.1291 | -0.385 | -0.030645 | -0.01021 | 0 | 0 | 0 | 0 | 0 | 0 | [8 empty] | FALSE | FALSE | FALSE | FALSE | FALSE | #N/A
44311 | HAYES T8 | 33.78 | 0 | 3 | 0.010201 | 0.21254 | -0.12845 | -0.38634 | -0.030653 | -0.010201 | 0 | 0 | 0 | 0 | 0 | 0 | [8 empty] | FALSE | FALSE | FALSE | FALSE | FALSE | #N/A
44310 | HAYES 8 | 58.38 | 0 | 3 | 0.010209 | 0.21288 | -0.12908 | -0.38502 | -0.030646 | -0.010209 | 0 | 0 | 0 | 0 | 0 | 0 | [8 empty] | FALSE | FALSE | FALSE | FALSE | FALSE | #N/A
44300 | CFTBEND8 | 0 | 0 | 3 | 0.011189 | 0.24116 | -0.10461 | -0.36483 | -0.030014 | -0.011189 | 0 | 0 | 0 | 0 | 0 | 0 | [8 empty] | FALSE | FALSE | FALSE | FALSE | FALSE | #N/A
44290 | FTBEND 9 | 0 | 0 | 3 | 0.011163 | 0.24023 | -0.11349 | -0.36634 | -0.030035 | -0.011163 | 0 | 0 | 0 | 0 | 0 | 0 | [8 empty] | FALSE | FALSE | FALSE | FALSE | FALSE | #N/A
44280 | FTBEND 8 | 0 | 0 | 3 | 0.011188 | 0.24111 | -0.1047 | -0.36487 | -0.030016 | -0.011188 | 0 | 0 | 0 | 0 | 0 | 0 | [8 empty] | FALSE | FALSE | FALSE | FALSE | FALSE | #N/A
44262 | FRANZ 8 | 74.05 | 0 | 3 | 0.01081 | 0.23434 | -0.089857 | -0.35483 | -0.030212 | -0.01081 | 0 | 0 | 0 | 0 | 0 | 0 | [8 empty] | FALSE | FALSE | FALSE | FALSE | FALSE | #N/A
44400 | KARSTN 9 | 0 | 0 | 3 | 0.010672 | 0.22443 | -0.1526 | -0.36927 | -0.030383 | -0.010672 | 0 | 0 | 0 | 0 | 0 | 0 | [8 empty] | FALSE | FALSE | FALSE | FALSE | FALSE | #N/A
44622 | SAUER_14 | 7.63 | 0 | 3 | 0.010141 | 0.21107 | -0.12725 | -0.38706 | -0.030687 | -0.010141 | 0 | 0 | 0 | 0 | 0 | 0 | [8 empty] | FALSE | FALSE | FALSE | FALSE | FALSE | #N/A
44780 | WESTIM 8 | 131.77 | 0 | 3 | 0.010258 | 0.21455 | -0.12409 | -0.39205 | -0.030613 | -0.010258 | 0 | 0 | 0 | 0 | 0 | 0 | [8 empty] | FALSE | FALSE | FALSE | FALSE | FALSE | #N/A
44657 | SLR_DP73 | 0 | 0 | 3 | 0.010175 | 0.21186 | -0.12802 | -0.38691 | -0.030668 | -0.010175 | 0 | 0 | 0 | 0 | 0 | 0 | [8 empty] | FALSE | FALSE | FALSE | FALSE | FALSE | #N/A
44656 | SLR_DP81 | 0 | 0 | 3 | 0.010176 | 0.21189 | -0.12804 | -0.3869 | -0.030668 | -0.010176 | 0 | 0 | 0 | 0 | 0 | 0 | [8 empty] | FALSE | FALSE | FALSE | FALSE | FALSE | #N/A
44652 | SIENNA 8 | 27.16 | 0 | 3 | 0.01069 | 0.22523 | -0.14241 | -0.37223 | -0.030365 | -0.01069 | 0 | 0 | 0 | 0 | 0 | 0 | [8 empty] | FALSE | FALSE | FALSE | FALSE | FALSE | #N/A
44651 | SIENNA 8 | 27.16 | 0 | 3 | 0.01069 | 0.22524 | -0.14241 | -0.37223 | -0.030365 | -0.01069 | 0 | 0 | 0 | 0 | 0 | 0 | [8 empty] | FALSE | FALSE | FALSE | FALSE | FALSE | #N/A
44650 | SMTHRS 5 | 0 | 0 | 3 | 0.010688 | 0.22416 | -0.13291 | -0.38882 | -0.030383 | -0.010688 | 0 | 0 | 0 | 0 | 0 | 0 | [8 empty] | FALSE | FALSE | FALSE | FALSE | FALSE | #N/A
80227 | AIRCO G | 0 | 6.7 | 4 | 0.017976 | 0.37185 | 0.21491 | -0.25541 | -0.026674 | -0.017976 | 0 | 0 | 0 | 0 | 0 | 0 | [8 empty] | FALSE | FALSE | FALSE | FALSE | FALSE | #N/A
44630 | SCOTT_ | 6 | 0 | 3 | 0.011531 | 0.25084 | -0.088276 | -0.35657 | -0.029793 | -0.011531 | 0 | 0 | 0 | 0 | 0 | 0 | [8 empty] | FALSE | FALSE | FALSE | FALSE | FALSE | #N/A
44627 | SAU_DP73 | 0 | 0 | 3 | 0.01014 | 0.21106 | -0.12724 | -0.38706 | -0.030687 | -0.01014 | 0 | 0 | 0 | 0 | 0 | 0 | [8 empty] | FALSE | FALSE | FALSE | FALSE | FALSE | #N/A
44626 | SAU_DP81 | 0 | 0 | 3 | 0.01014 | 0.21105 | -0.12724 | -0.38706 | -0.030687 | -0.01014 | 0 | 0 | 0 | 0 | 0 | 0 | [8 empty] | FALSE | FALSE | FALSE | FALSE | FALSE | #N/A
44625 | SAUER_73 | 30.51 | 0 | 3 | 0.010141 | 0.21108 | -0.12726 | -0.38705 | -0.030687 | -0.010141 | 0 | 0 | 0 | 0 | 0 | 0 | [8 empty] | FALSE | FALSE | FALSE | FALSE | FALSE | #N/A
44500 | OBRIEN 5 | 0 | 0 | 3 | 0.010158 | 0.21163 | -0.12298 | -0.41787 | -0.030684 | -0.010158 | 0 | 0 | 0 | 0 | 0 | 0 | [8 empty] | FALSE | FALSE | FALSE | FALSE | FALSE | #N/A
44623 | SAUER_23 | 15.26 | 0 | 3 | 0.010141 | 0.21108 | -0.12727 | -0.38705 | -0.030687 | -0.010141 | 0 | 0 | 0 | 0 | 0 | 0 | [8 empty] | FALSE | FALSE | FALSE | FALSE | FALSE | #N/A
44672 | STAFRD 8 | 32.94 | 0 | 3 | 0.010599 | 0.2228 | -0.13793 | -0.37756 | -0.03042 | -0.010599 | 0 | 0 | 0 | 0 | 0 | 0 | [8 empty] | FALSE | FALSE | FALSE | FALSE | FALSE | #N/A
44621 | SAUER_14 | 15.26 | 0 | 3 | 0.010141 | 0.21107 | -0.12726 | -0.38706 | -0.030687 | -0.010141 | 0 | 0 | 0 | 0 | 0 | 0 | [8 empty] | FALSE | FALSE | FALSE | FALSE | FALSE | #N/A
44620 | SAUER 8 | 30.51 | 0 | 3 | 0.010141 | 0.21107 | -0.12726 | -0.38705 | -0.030687 | -0.010141 | 0 | 0 | 0 | 0 | 0 | 0 | [8 empty] | FALSE | FALSE | FALSE | FALSE | FALSE | #N/A
44610 | ROSNBG 9 | 48.49 | 0 | 3 | 0.01116 | 0.24013 | -0.11449 | -0.36651 | -0.030037 | -0.01116 | 0 | 0 | 0 | 0 | 0 | 0 | [8 empty] | FALSE | FALSE | FALSE | FALSE | FALSE | #N/A
44600 | ROSHRN 8 | 15.63 | 0 | 3 | 0.011197 | 0.23697 | -0.19282 | -0.36199 | -0.030083 | -0.011197 | 0 | 0 | 0 | 0 | 0 | 0 | [8 empty] | FALSE | FALSE | FALSE | FALSE | FALSE | #N/A
44590 | ROARK 8 | 125.86 | 0 | 3 | 0.010382 | 0.2176 | -0.12653 | -0.39044 | -0.030544 | -0.010382 | 0 | 0 | 0 | 0 | 0 | 0 | [8 empty] | FALSE | FALSE | FALSE | FALSE | FALSE | #N/A
44580 | RICHMN | 0.5 | 0 | 3 | 0.01116 | 0.24013 | -0.11449 | -0.36651 | -0.030037 | -0.01116 | 0 | 0 | 0 | 0 | 0 | 0 | [8 empty] | FALSE | FALSE | FALSE | FALSE | FALSE | #N/A
44570 | READNG 8 | 61.26 | 0 | 3 | 0.011114 | 0.23869 | -0.11129 | -0.36603 | -0.030068 | -0.011114 | 0 | 0 | 0 | 0 | 0 | 0 | [8 empty] | FALSE | FALSE | FALSE | FALSE | FALSE | #N/A
44552 | QUAIL 8 | 34.28 | 0 | 3 | 0.010581 | 0.22214 | -0.14568 | -0.37264 | -0.030436 | -0.010581 | 0 | 0 | 0 | 0 | 0 | 0 | [8 empty] | FALSE | FALSE | FALSE | FALSE | FALSE | #N/A
44551 | QUAIL 8 | 30.11 | 0 | 3 | 0.010586 | 0.22246 | -0.14119 | -0.37323 | -0.030429 | -0.010586 | 0 | 0 | 0 | 0 | 0 | 0 | [8 empty] | FALSE | FALSE | FALSE | FALSE | FALSE | #N/A
44540 | ORCHRD 8 | 7.6 | 0 | 3 | 0.012029 | 0.26494 | -0.064482 | -0.34453 | -0.02947 | -0.012029 | 0 | 0 | 0 | 0 | 0 | 0 | [8 empty] | FALSE | FALSE | FALSE | FALSE | FALSE | #N/A
44512 | OBRIEND8 | 43.18 | 0 | 3 | 0.010371 | 0.21817 | -0.11798 | -0.40078 | -0.030538 | -0.010371 | 0 | 0 | 0 | 0 | 0 | 0 | [8 empty] | FALSE | FALSE | FALSE | FALSE | FALSE | #N/A
44624 | SAUER_23 | 15.26 | 0 | 3 | 0.010141 | 0.21108 | -0.12726 | -0.38705 | -0.030687 | -0.010141 | 0 | 0 | 0 | 0 | 0 | 0 | [8 empty] | FALSE | FALSE | FALSE | FALSE | FALSE | #N/A
47072 | DUNVAL 8 | 61.55 | 0 | 3 | 0.010331 | 0.21568 | -0.1311 | -0.38501 | -0.030581 | -0.010331 | 0 | 0 | 0 | 0 | 0 | 0 | [8 empty] | FALSE | FALSE | FALSE | FALSE | FALSE | #N/A
46615 | WHITOKS8 | 0 | 0 | 3 | 0.010216 | 0.21282 | -0.12895 | -0.38672 | -0.030646 | -0.010216 | 0 | 0 | 0 | 0 | 0 | 0 | [8 empty] | FALSE | FALSE | FALSE | FALSE | FALSE | #N/A
47300 | JENETA 5 | 0 | 0 | 3 | 0.010468 | 0.2189 | -0.13145 | -0.38754 | -0.030505 | -0.010468 | 0 | 0 | 0 | 0 | 0 | 0 | [8 empty] | FALSE | FALSE | FALSE | FALSE | FALSE | #N/A
47210 | HOLMES 8 | 81.61 | 0 | 3 | 0.010236 | 0.21335 | -0.14559 | -0.36231 | -0.030649 | -0.010236 | 0 | 0 | 0 | 0 | 0 | 0 | [8 empty] | FALSE | FALSE | FALSE | FALSE | FALSE | #N/A
47192 | HILCRF 8 | 50.74 | 0 | 3 | 0.010403 | 0.21759 | -0.13311 | -0.3816 | -0.030541 | -0.010403 | 0 | 0 | 0 | 0 | 0 | 0 | [8 empty] | FALSE | FALSE | FALSE | FALSE | FALSE | #N/A
47191 | HILCRF 8 | 25.71 | 0 | 3 | 0.010355 | 0.21626 | -0.13159 | -0.38477 | -0.030568 | -0.010355 | 0 | 0 | 0 | 0 | 0 | 0 | [8 empty] | FALSE | FALSE | FALSE | FALSE | FALSE | #N/A
47170 | CH_O_C_8 | 0 | 0 | 3 | 0.010442 | 0.21862 | -0.13953 | -0.37461 | -0.030519 | -0.010442 | 0 | 0 | 0 | 0 | 0 | 0 | [8 empty] | FALSE | FALSE | FALSE | FALSE | FALSE | #N/A
47165 | H_O_C_S9 | 0 | 0 | 3 | 0.010409 | 0.21779 | -0.14008 | -0.3734 | -0.030538 | -0.010409 | 0 | 0 | 0 | 0 | 0 | 0 | [8 empty] | FALSE | FALSE | FALSE | FALSE | FALSE | #N/A
47160 | H_O_C_N9 | 70 | 0 | 3 | 0.01033 | 0.21579 | -0.13945 | -0.37077 | -0.030587 | -0.01033 | 0 | 0 | 0 | 0 | 0 | 0 | [8 empty] | FALSE | FALSE | FALSE | FALSE | FALSE | #N/A
47150 | H_O_C_ 8 | 0 | 0 | 3 | 0.010441 | 0.2186 | -0.13949 | -0.37462 | -0.030519 | -0.010441 | 0 | 0 | 0 | 0 | 0 | 0 | [8 empty] | FALSE | FALSE | FALSE | FALSE | FALSE | #N/A
47110 | GRANT 8 | 201.41 | 0 | 3 | 0.010286 | 0.21466 | -0.14114 | -0.36813 | -0.030616 | -0.010286 | 0 | 0 | 0 | 0 | 0 | 0 | [8 empty] | FALSE | FALSE | FALSE | FALSE | FALSE | #N/A
47320 | KIRBY 8 | 145.34 | 0 | 3 | 0.010296 | 0.21488 | -0.13517 | -0.37435 | -0.030608 | -0.010296 | 0 | 0 | 0 | 0 | 0 | 0 | [8 empty] | FALSE | FALSE | FALSE | FALSE | FALSE | #N/A
47090 | FANNIN 8 | 49.27 | 0 | 3 | 0.010322 | 0.21556 | -0.14077 | -0.36961 | -0.030594 | -0.010322 | 0 | 0 | 0 | 0 | 0 | 0 | [8 empty] | FALSE | FALSE | FALSE | FALSE | FALSE | #N/A
47331 | KNIGHT 8 | 22.7 | 0 | 3 | 0.010368 | 0.21675 | -0.14027 | -0.37157 | -0.030565 | -0.010368 | 0 | 0 | 0 | 0 | 0 | 0 | [8 empty] | FALSE | FALSE | FALSE | FALSE | FALSE | #N/A
47071 | DUNVAL 8 | 24.55 | 0 | 3 | 0.01042 | 0.21805 | -0.13273 | -0.38285 | -0.03053 | -0.01042 | 0 | 0 | 0 | 0 | 0 | 0 | [8 empty] | FALSE | FALSE | FALSE | FALSE | FALSE | #N/A
47050 | BRAYS 8 | 84.53 | 0 | 3 | 0.010428 | 0.21815 | -0.13638 | -0.37904 | -0.030527 | -0.010428 | 0 | 0 | 0 | 0 | 0 | 0 | [8 empty] | FALSE | FALSE | FALSE | FALSE | FALSE | #N/A
47016 | C_BELAIR | 0 | 0 | 3 | 0.010359 | 0.21643 | -0.13408 | -0.37844 | -0.03057 | -0.010359 | 0 | 0 | 0 | 0 | 0 | 0 | [8 empty] | FALSE | FALSE | FALSE | FALSE | FALSE | #N/A
47015 | BELAIRS8 | 0 | 0 | 3 | 0.01036 | 0.21645 | -0.13406 | -0.37851 | -0.030569 | -0.01036 | 0 | 0 | 0 | 0 | 0 | 0 | [8 empty] | FALSE | FALSE | FALSE | FALSE | FALSE | #N/A
47013 | CBELAIRN | 0 | 0 | 3 | 0.010412 | 0.21764 | -0.13276 | -0.38419 | -0.030536 | -0.010412 | 0 | 0 | 0 | 0 | 0 | 0 | [8 empty] | FALSE | FALSE | FALSE | FALSE | FALSE | #N/A
47012 | BELAIRD8 | 40.6 | 0 | 3 | 0.010408 | 0.21755 | -0.13268 | -0.38423 | -0.030538 | -0.010408 | 0 | 0 | 0 | 0 | 0 | 0 | [8 empty] | FALSE | FALSE | FALSE | FALSE | FALSE | #N/A
47011 | BELAIRD8 | 40.54 | 0 | 3 | 0.010412 | 0.21764 | -0.13276 | -0.38419 | -0.030536 | -0.010412 | 0 | 0 | 0 | 0 | 0 | 0 | [8 empty] | FALSE | FALSE | FALSE | FALSE | FALSE | #N/A
47010 | BELAIRN8 | 71.45 | 0 | 3 | 0.010412 | 0.21764 | -0.13276 | -0.38419 | -0.030536 | -0.010412 | 0 | 0 | 0 | 0 | 0 | 0 | [8 empty] | FALSE | FALSE | FALSE | FALSE | FALSE | #N/A
47000 | BELAIR 5 | 0 | 0 | 3 | 0.010493 | 0.21954 | -0.13223 | -0.38643 | -0.030491 | -0.010493 | 0 | 0 | 0 | 0 | 0 | 0 | [8 empty] | FALSE | FALSE | FALSE | FALSE | FALSE | #N/A
46660 | WILLOW | 35 | 0 | 3 | 0.009557 | 0.19666 | -0.11903 | -0.36943 | -0.031034 | -0.009557 | 0 | 0 | 0 | 0 | 0 | 0 | [8 empty] | FALSE | FALSE | FALSE | FALSE | FALSE | #N/A
46620 | WHITOK 9 | 0 | 0 | 3 | 0.010116 | 0.21039 | -0.13049 | -0.37845 | -0.030707 | -0.010116 | 0 | 0 | 0 | 0 | 0 | 0 | [8 empty] | FALSE | FALSE | FALSE | FALSE | FALSE | #N/A
47100 | FONDRN 8 | 126.64 | 0 | 3 | 0.010438 | 0.2185 | -0.13612 | -0.37901 | -0.03052 | -0.010438 | 0 | 0 | 0 | 0 | 0 | 0 | [8 empty] | FALSE | FALSE | FALSE | FALSE | FALSE | #N/A
47441 | ULRICH 8 | 95.68 | 0 | 3 | 0.010412 | 0.21764 | -0.13276 | -0.38419 | -0.030536 | -0.010412 | 0 | 0 | 0 | 0 | 0 | 0 | [8 empty] | FALSE | FALSE | FALSE | FALSE | FALSE | #N/A
47580 | DUNLVY 9 | 84.51 | 0 | 3 | 0.010177 | 0.21197 | -0.13559 | -0.36959 | -0.030678 | -0.010177 | 0 | 0 | 0 | 0 | 0 | 0 | [8 empty] | FALSE | FALSE | FALSE | FALSE | FALSE | #N/A
47570 | CRCKET 8 | 54.07 | 0 | 3 | 0.01003 | 0.20834 | -0.13325 | -0.36416 | -0.030767 | -0.01003 | 0 | 0 | 0 | 0 | 0 | 0 | [8 empty] | FALSE | FALSE | FALSE | FALSE | FALSE | #N/A
47560 | COUGAR 8 | 27 | 0 | 3 | 0.010104 | 0.21013 | -0.13741 | -0.36362 | -0.030725 | -0.010104 | 0 | 0 | 0 | 0 | 0 | 0 | [8 empty] | FALSE | FALSE | FALSE | FALSE | FALSE | #N/A
47550 | BROWN_ | 5.2 | 0 | 3 | 0.009954 | 0.20644 | -0.13837 | -0.35198 | -0.030819 | -0.009954 | 0 | 0 | 0 | 0 | 0 | 0 | [8 empty] | FALSE | FALSE | FALSE | FALSE | FALSE | #N/A
47540 | BRING 98 | 29.95 | 0 | 3 | 0.009953 | 0.20642 | -0.13836 | -0.35192 | -0.03082 | -0.009953 | 0 | 0 | 0 | 0 | 0 | 0 | [8 empty] | FALSE | FALSE | FALSE | FALSE | FALSE | #N/A
47522 | BLOGET89 | 21.2 | 0 | 3 | 0.010115 | 0.21043 | -0.13834 | -0.36274 | -0.030718 | -0.010115 | 0 | 0 | 0 | 0 | 0 | 0 | [8 empty] | FALSE | FALSE | FALSE | FALSE | FALSE | #N/A
44761 | WCHASET8 | 0 | 0 | 3 | 0.010454 | 0.21893 | -0.13309 | -0.38306 | -0.030509 | -0.010454 | 0 | 0 | 0 | 0 | 0 | 0 | [8 empty] | FALSE | FALSE | FALSE | FALSE | FALSE | #N/A
47510 | DWNTWN 9 | 76.17 | 0 | 3 | 0.010112 | 0.21037 | -0.13535 | -0.36563 | -0.030718 | -0.010112 | 0 | 0 | 0 | 0 | 0 | 0 | [8 empty] | FALSE | FALSE | FALSE | FALSE | FALSE | #N/A
45880 | HOCKLY 8 | 43.83 | 0 | 3 | 0.010761 | 0.23699 | -0.06814 | -0.3126 | -0.030207 | -0.010761 | 0 | 0 | 0 | 0 | 0 | 0 | [8 empty] | FALSE | FALSE | FALSE | FALSE | FALSE | #N/A
47462 | WESTWD 8 | 25.59 | 0 | 3 | 0.010435 | 0.21844 | -0.1339 | -0.38189 | -0.030521 | -0.010435 | 0 | 0 | 0 | 0 | 0 | 0 | [8 empty] | FALSE | FALSE | FALSE | FALSE | FALSE | #N/A
47310 | JENETA 8 | 85.91 | 0 | 3 | 0.010434 | 0.2184 | -0.13243 | -0.38381 | -0.030522 | -0.010434 | 0 | 0 | 0 | 0 | 0 | 0 | [8 empty] | FALSE | FALSE | FALSE | FALSE | FALSE | #N/A
47442 | ULRICH 8 | 98.47 | 0 | 3 | 0.010367 | 0.21657 | -0.13185 | -0.38464 | -0.030561 | -0.010367 | 0 | 0 | 0 | 0 | 0 | 0 | [8 empty] | FALSE | FALSE | FALSE | FALSE | FALSE | #N/A
47500 | DWNTWN 8 | 0 | 0 | 3 | 0.010133 | 0.21087 | -0.13545 | -0.3666 | -0.030706 | -0.010133 | 0 | 0 | 0 | 0 | 0 | 0 | [8 empty] | FALSE | FALSE | FALSE | FALSE | FALSE | #N/A
47430 | TECO__ | 32 | 0 | 3 | 0.010285 | 0.21461 | -0.14102 | -0.36817 | -0.030617 | -0.010285 | 0 | 0 | 0 | 0 | 0 | 0 | [8 empty] | FALSE | FALSE | FALSE | FALSE | FALSE | #N/A
47420 | STADIM 8 | 8 | 0 | 3 | 0.010335 | 0.2159 | -0.14062 | -0.37017 | -0.030585 | -0.010335 | 0 | 0 | 0 | 0 | 0 | 0 | [8 empty] | FALSE | FALSE | FALSE | FALSE | FALSE | #N/A
47412 | SHARPS 8 | 61.36 | 0 | 3 | 0.010439 | 0.21853 | -0.13721 | -0.37759 | -0.03052 | -0.010439 | 0 | 0 | 0 | 0 | 0 | 0 | [8 empty] | FALSE | FALSE | FALSE | FALSE | FALSE | #N/A
47411 | SHARPS 8 | 57.32 | 0 | 3 | 0.010394 | 0.21735 | -0.13331 | -0.38096 | -0.030547 | -0.010394 | 0 | 0 | 0 | 0 | 0 | 0 | [8 empty] | FALSE | FALSE | FALSE | FALSE | FALSE | #N/A
47384 | SANFLP58 | 64.57 | 0 | 3 | 0.010412 | 0.21764 | -0.13276 | -0.38419 | -0.030536 | -0.010412 | 0 | 0 | 0 | 0 | 0 | 0 | [8 empty] | FALSE | FALSE | FALSE | FALSE | FALSE | #N/A
47383 | SANFLP58 | 48.66 | 0 | 3 | 0.010354 | 0.21622 | -0.13163 | -0.38494 | -0.030569 | -0.010354 | 0 | 0 | 0 | 0 | 0 | 0 | [8 empty] | FALSE | FALSE | FALSE | FALSE | FALSE | #N/A
47382 | SANFLP28 | 23.65 | 0 | 3 | 0.010356 | 0.21627 | -0.13167 | -0.38491 | -0.030568 | -0.010356 | 0 | 0 | 0 | 0 | 0 | 0 | [8 empty] | FALSE | FALSE | FALSE | FALSE | FALSE | #N/A
47381 | SANFLP28 | 27.29 | 0 | 3 | 0.010412 | 0.21764 | -0.13276 | -0.38419 | -0.030536 | -0.010412 | 0 | 0 | 0 | 0 | 0 | 0 | [8 empty] | FALSE | FALSE | FALSE | FALSE | FALSE | #N/A
47380 | SANFLP 8 | 48.82 | 0 | 3 | 0.010355 | 0.21624 | -0.13165 | -0.38493 | -0.030568 | -0.010355 | 0 | 0 | 0 | 0 | 0 | 0 | [8 empty] | FALSE | FALSE | FALSE | FALSE | FALSE | #N/A
47350 | PLAZA 8 | 68.4 | 0 | 3 | 0.010271 | 0.21425 | -0.14428 | -0.3652 | -0.030626 | -0.010271 | 0 | 0 | 0 | 0 | 0 | 0 | [8 empty] | FALSE | FALSE | FALSE | FALSE | FALSE | #N/A
47332 | KNIGHT 8 | 28.17 | 0 | 3 | 0.010286 | 0.21459 | -0.14625 | -0.36474 | -0.030618 | -0.010286 | 0 | 0 | 0 | 0 | 0 | 0 | [8 empty] | FALSE | FALSE | FALSE | FALSE | FALSE | #N/A
47461 | WESTWD 8 | 56.55 | 0 | 3 | 0.010413 | 0.21808 | -0.13006 | -0.38647 | -0.030531 | -0.010413 | 0 | 0 | 0 | 0 | 0 | 0 | [8 empty] | FALSE | FALSE | FALSE | FALSE | FALSE | #N/A
46001 | LAUDER 8 | 16.92 | 0 | 3 | 0.009488 | 0.19496 | -0.12066 | -0.35595 | -0.031083 | -0.009488 | 0 | 0 | 0 | 0 | 0 | 0 | [8 empty] | FALSE | FALSE | FALSE | FALSE | FALSE | #N/A
46240 | PINHUR 8 | 145.88 | 0 | 3 | 0.009101 | 0.187 | -0.10657 | -0.31338 | -0.031359 | -0.009101 | 0 | 0 | 0 | 0 | 0 | 0 | [8 empty] | FALSE | FALSE | FALSE | FALSE | FALSE | #N/A
80154 | CSDW | 1 | 0 | 4 | 0.017925 | 0.37135 | 0.2128 | -0.25585 | -0.02669 | -0.017925 | 0 | 0 | 0 | 0 | 0 | 0 | [8 empty] | FALSE | FALSE | FALSE | FALSE | FALSE | #N/A
80224 | VISTRONG | 0 | 15 | 4 | 0.018021 | 0.373 | 0.21296 | -0.25441 | -0.026645 | -0.018021 | 0 | 0 | 0 | 0 | 0 | 0 | [8 empty] | FALSE | FALSE | FALSE | FALSE | FALSE | #N/A
46112 | CN_BELT2 | 0 | 0 | 3 | 0.009488 | 0.19496 | -0.12066 | -0.35595 | -0.031083 | -0.009488 | 0 | 0 | 0 | 0 | 0 | 0 | [8 empty] | FALSE | FALSE | FALSE | FALSE | FALSE | #N/A
46111 | CN_BELT1 | 0 | 0 | 3 | 0.00949 | 0.195 | -0.12069 | -0.35598 | -0.031082 | -0.00949 | 0 | 0 | 0 | 0 | 0 | 0 | [8 empty] | FALSE | FALSE | FALSE | FALSE | FALSE | #N/A
46110 | N_BELT 8 | 125.57 | 0 | 3 | 0.009488 | 0.19496 | -0.12066 | -0.35595 | -0.031083 | -0.009488 | 0 | 0 | 0 | 0 | 0 | 0 | [8 empty] | FALSE | FALSE | FALSE | FALSE | FALSE | #N/A
46100 | N_BELT 5 | 0 | 0 | 3 | 0.009445 | 0.19372 | -0.12112 | -0.35539 | -0.031105 | -0.009445 | 0 | 0 | 0 | 0 | 0 | 0 | [8 empty] | FALSE | FALSE | FALSE | FALSE | FALSE | #N/A
46052 | LOUETA 8 | 55.68 | 0 | 3 | 0.009064 | 0.1861 | -0.10737 | -0.30705 | -0.031385 | -0.009064 | 0 | 0 | 0 | 0 | 0 | 0 | [8 empty] | FALSE | FALSE | FALSE | FALSE | FALSE | #N/A
46051 | LOUETA 8 | 90.65 | 0 | 3 | 0.009063 | 0.18608 | -0.10734 | -0.30697 | -0.031385 | -0.009063 | 0 | 0 | 0 | 0 | 0 | 0 | [8 empty] | FALSE | FALSE | FALSE | FALSE | FALSE | #N/A
46032 | LOCKWD 8 | 45.08 | 0 | 3 | 0.009805 | 0.20278 | -0.13035 | -0.35628 | -0.030902 | -0.009805 | 0 | 0 | 0 | 0 | 0 | 0 | [8 empty] | FALSE | FALSE | FALSE | FALSE | FALSE | #N/A
46031 | LOCKWD 8 | 49.52 | 0 | 3 | 0.009488 | 0.19496 | -0.12066 | -0.35595 | -0.031083 | -0.009488 | 0 | 0 | 0 | 0 | 0 | 0 | [8 empty] | FALSE | FALSE | FALSE | FALSE | FALSE | #N/A
80153 | CSDE | 33.9 | 0 | 4 | 0.017925 | 0.37135 | 0.2128 | -0.25585 | -0.02669 | -0.017925 | 0 | 0 | 0 | 0 | 0 | 0 | [8 empty] | FALSE | FALSE | FALSE | FALSE | FALSE | #N/A
46002 | LAUDER 8 | 19.17 | 0 | 3 | 0.009562 | 0.19677 | -0.12218 | -0.35764 | -0.03104 | -0.009562 | 0 | 0 | 0 | 0 | 0 | 0 | [8 empty] | FALSE | FALSE | FALSE | FALSE | FALSE | #N/A
45952 | KLUGE 8 | 261.65 | 0 | 3 | 0.00957 | 0.19722 | -0.1181 | -0.36399 | -0.031035 | -0.00957 | 0 | 0 | 0 | 0 | 0 | 0 | [8 empty] | FALSE | FALSE | FALSE | FALSE | FALSE | #N/A
45990 | L_YORK 9 | 72.25 | 0 | 3 | 0.009977 | 0.20691 | -0.1279 | -0.37748 | -0.030787 | -0.009977 | 0 | 0 | 0 | 0 | 0 | 0 | [8 empty] | FALSE | FALSE | FALSE | FALSE | FALSE | #N/A
45972 | KUYDAL 5 | 51.32 | 0 | 3 | 0.008294 | 0.16615 | -0.10119 | -0.18769 | -0.03185 | -0.008294 | 0 | 0 | 0 | 0 | 0 | 0 | [8 empty] | FALSE | FALSE | FALSE | FALSE | FALSE | #N/A
45971 | KUYDAL 5 | 40.39 | 0 | 3 | 0.008601 | 0.17457 | -0.10322 | -0.27604 | -0.031703 | -0.008601 | 0 | 0 | 0 | 0 | 0 | 0 | [8 empty] | FALSE | FALSE | FALSE | FALSE | FALSE | #N/A
45953 | CKLUGE 8 | 0 | 0 | 3 | 0.00957 | 0.19722 | -0.11811 | -0.36402 | -0.031035 | -0.00957 | 0 | 0 | 0 | 0 | 0 | 0 | [8 empty] | FALSE | FALSE | FALSE | FALSE | FALSE | #N/A
45940 | KLEIN 8 | 193.58 | 0 | 3 | 0.009562 | 0.19686 | -0.11869 | -0.36743 | -0.031035 | -0.009562 | 0 | 0 | 0 | 0 | 0 | 0 | [8 empty] | FALSE | FALSE | FALSE | FALSE | FALSE | #N/A
45921 | JESTER 8 | 20 | 0 | 3 | 0.009525 | 0.19573 | -0.12016 | -0.36807 | -0.031051 | -0.009525 | 0 | 0 | 0 | 0 | 0 | 0 | [8 empty] | FALSE | FALSE | FALSE | FALSE | FALSE | #N/A
45910 | INTER 8 | 35.6 | 0 | 3 | 0.009325 | 0.19158 | -0.11567 | -0.33625 | -0.0312 | -0.009325 | 0 | 0 | 0 | 0 | 0 | 0 | [8 empty] | FALSE | FALSE | FALSE | FALSE | FALSE | #N/A
46612 | WHITOKD8 | 36.58 | 0 | 3 | 0.009977 | 0.20692 | -0.12706 | -0.37954 | -0.030787 | -0.009977 | 0 | 0 | 0 | 0 | 0 | 0 | [8 empty] | FALSE | FALSE | FALSE | FALSE | FALSE | #N/A
47521 | BLOGET89 | 32.04 | 0 | 3 | 0.010242 | 0.21357 | -0.13798 | -0.36908 | -0.030641 | -0.010242 | 0 | 0 | 0 | 0 | 0 | 0 | [8 empty] | FALSE | FALSE | FALSE | FALSE | FALSE | #N/A
45890 | HOCKLY 9 | 17.97 | 0 | 3 | 0.011347 | 0.25462 | -0.052462 | -0.30957 | -0.029799 | -0.011347 | 0 | 0 | 0 | 0 | 0 | 0 | [8 empty] | FALSE | FALSE | FALSE | FALSE | FALSE | #N/A
45900 | INTEQ_ | 4.5 | 0 | 3 | 0.009372 | 0.19256 | -0.11712 | -0.34196 | -0.031166 | -0.009372 | 0 | 0 | 0 | 0 | 0 | 0 | [8 empty] | FALSE | FALSE | FALSE | FALSE | FALSE | #N/A
80225 | VISTRONG | 0 | 23 | 4 | 0.018021 | 0.373 | 0.21296 | -0.25441 | -0.026645 | -0.018021 | 0 | 0 | 0 | 0 | 0 | 0 | [8 empty] | FALSE | FALSE | FALSE | FALSE | FALSE | #N/A
46560 | WALLER 8 | 15.47 | 0 | 3 | 0.010761 | 0.23699 | -0.06814 | -0.3126 | -0.030207 | -0.010761 | 0 | 0 | 0 | 0 | 0 | 0 | [8 empty] | FALSE | FALSE | FALSE | FALSE | FALSE | #N/A
46571 | CWESFLD8 | 0 | 0 | 3 | 0.00916 | 0.18814 | -0.1106 | -0.31616 | -0.031319 | -0.00916 | 0 | 0 | 0 | 0 | 0 | 0 | [8 empty] | FALSE | FALSE | FALSE | FALSE | FALSE | #N/A
45922 | JESTER 8 | 0 | 0 | 3 | 0.009535 | 0.19591 | -0.12004 | -0.371 | -0.031043 | -0.009535 | 0 | 0 | 0 | 0 | 0 | 0 | [8 empty] | FALSE | FALSE | FALSE | FALSE | FALSE | #N/A
46261 | RAYFRD 8 | 59.48 | 0 | 3 | 0.009013 | 0.18501 | -0.10565 | -0.30218 | -0.03142 | -0.009013 | 0 | 0 | 0 | 0 | 0 | 0 | [8 empty] | FALSE | FALSE | FALSE | FALSE | FALSE | #N/A
46610 | WHITOKN8 | 51.43 | 0 | 3 | 0.009977 | 0.20692 | -0.12707 | -0.37951 | -0.030787 | -0.009977 | 0 | 0 | 0 | 0 | 0 | 0 | [8 empty] | FALSE | FALSE | FALSE | FALSE | FALSE | #N/A
46611 | WHITOKD8 | 23.62 | 0 | 3 | 0.010216 | 0.21282 | -0.12894 | -0.38672 | -0.030646 | -0.010216 | 0 | 0 | 0 | 0 | 0 | 0 | [8 empty] | FALSE | FALSE | FALSE | FALSE | FALSE | #N/A
46600 | WHITOK 5 | 0 | 0 | 3 | 0.010161 | 0.21133 | -0.12737 | -0.3906 | -0.030677 | -0.010161 | 0 | 0 | 0 | 0 | 0 | 0 | [8 empty] | FALSE | FALSE | FALSE | FALSE | FALSE | #N/A
46570 | WESFLD 8 | 144.78 | 0 | 3 | 0.009159 | 0.18813 | -0.11058 | -0.31613 | -0.031319 | -0.009159 | 0 | 0 | 0 | 0 | 0 | 0 | [8 empty] | FALSE | FALSE | FALSE | FALSE | FALSE | #N/A
46552 | VETRAN_8 | 14.4 | 0 | 3 | 0.009534 | 0.19591 | -0.12004 | -0.37096 | -0.031043 | -0.009534 | 0 | 0 | 0 | 0 | 0 | 0 | [8 empty] | FALSE | FALSE | FALSE | FALSE | FALSE | #N/A
46551 | VETRAN_8 | 0 | 0 | 3 | 0.009526 | 0.19573 | -0.12016 | -0.3681 | -0.031051 | -0.009526 | 0 | 0 | 0 | 0 | 0 | 0 | [8 empty] | FALSE | FALSE | FALSE | FALSE | FALSE | #N/A
46550 | TRSWIG 8 | 124.9 | 0 | 3 | 0.009334 | 0.19205 | -0.11751 | -0.32451 | -0.031206 | -0.009334 | 0 | 0 | 0 | 0 | 0 | 0 | [8 empty] | FALSE | FALSE | FALSE | FALSE | FALSE | #N/A
46520 | CTOMBAL8 | 0 | 0 | 3 | 0.008877 | 0.18212 | -0.10107 | -0.28924 | -0.031513 | -0.008877 | 0 | 0 | 0 | 0 | 0 | 0 | [8 empty] | FALSE | FALSE | FALSE | FALSE | FALSE | #N/A
46512 | TOMBALT8 | 55.53 | 0 | 3 | 0.008879 | 0.18216 | -0.10114 | -0.28941 | -0.031512 | -0.008879 | 0 | 0 | 0 | 0 | 0 | 0 | [8 empty] | FALSE | FALSE | FALSE | FALSE | FALSE | #N/A
46331 | SCENIC 8 | 26.09 | 0 | 3 | 0.009805 | 0.20278 | -0.13035 | -0.35629 | -0.030902 | -0.009805 | 0 | 0 | 0 | 0 | 0 | 0 | [8 empty] | FALSE | FALSE | FALSE | FALSE | FALSE | #N/A
46281 | RITTEN 8 | 20.68 | 0 | 3 | 0.009837 | 0.20355 | -0.12859 | -0.36241 | -0.03088 | -0.009837 | 0 | 0 | 0 | 0 | 0 | 0 | [8 empty] | FALSE | FALSE | FALSE | FALSE | FALSE | #N/A
46511 | TOMBALT8 | 47.26 | 0 | 3 | 0.008888 | 0.18243 | -0.10085 | -0.28927 | -0.031506 | -0.008888 | 0 | 0 | 0 | 0 | 0 | 0 | [8 empty] | FALSE | FALSE | FALSE | FALSE | FALSE | #N/A
46300 | SATSUM 8 | 118.18 | 0 | 3 | 0.009951 | 0.20627 | -0.12468 | -0.3864 | -0.030794 | -0.009951 | 0 | 0 | 0 | 0 | 0 | 0 | [8 empty] | FALSE | FALSE | FALSE | FALSE | FALSE | #N/A
46282 | RITTEN 8 | 31.25 | 0 | 3 | 0.009711 | 0.20046 | -0.12529 | -0.3611 | -0.030952 | -0.009711 | 0 | 0 | 0 | 0 | 0 | 0 | [8 empty] | FALSE | FALSE | FALSE | FALSE | FALSE | #N/A
46302 | SATSUMT8 | 144.37 | 0 | 3 | 0.00994 | 0.2061 | -0.12423 | -0.38334 | -0.030806 | -0.00994 | 0 | 0 | 0 | 0 | 0 | 0 | [8 empty] | FALSE | FALSE | FALSE | FALSE | FALSE | #N/A
46262 | RAYFRD 8 | 75.93 | 0 | 3 | 0.009014 | 0.18504 | -0.1057 | -0.30232 | -0.031419 | -0.009014 | 0 | 0 | 0 | 0 | 0 | 0 | [8 empty] | FALSE | FALSE | FALSE | FALSE | FALSE | #N/A
46332 | SCENIC 8 | 24.01 | 0 | 3 | 0.009488 | 0.19496 | -0.12066 | -0.35595 | -0.031083 | -0.009488 | 0 | 0 | 0 | 0 | 0 | 0 | [8 empty] | FALSE | FALSE | FALSE | FALSE | FALSE | #N/A
46351 | TODD 8 | 62.55 | 0 | 3 | 0.00999 | 0.20725 | -0.12668 | -0.38173 | -0.030778 | -0.00999 | 0 | 0 | 0 | 0 | 0 | 0 | [8 empty] | FALSE | FALSE | FALSE | FALSE | FALSE | #N/A
46352 | TODD 8 | 23.32 | 0 | 3 | 0.00999 | 0.20725 | -0.12668 | -0.38174 | -0.030778 | -0.00999 | 0 | 0 | 0 | 0 | 0 | 0 | [8 empty] | FALSE | FALSE | FALSE | FALSE | FALSE | #N/A
46500 | TOMBAL 5 | 0 | 0 | 3 | 0.00843 | 0.17068 | -0.098881 | -0.26513 | -0.031823 | -0.00843 | 0 | 0 | 0 | 0 | 0 | 0 | [8 empty] | FALSE | FALSE | FALSE | FALSE | FALSE | #N/A
46510 | TOMBAL 8 | 0 | 0 | 3 | 0.008876 | 0.1821 | -0.10105 | -0.28913 | -0.031514 | -0.008876 | 0 | 0 | 0 | 0 | 0 | 0 | [8 empty] | FALSE | FALSE | FALSE | FALSE | FALSE | #N/A
46301 | SATSUMT8 | 29.53 | 0 | 3 | 0.00995 | 0.20624 | -0.12467 | -0.3864 | -0.030795 | -0.00995 | 0 | 0 | 0 | 0 | 0 | 0 | [8 empty] | FALSE | FALSE | FALSE | FALSE | FALSE | #N/A
3331 | DIBOL WT | 0 | 0 | 2 | 0.002274 | 0.014229 | -0.008184 | 0.00846 | -0.069673 | -0.002274 | 0 | 0 | 0 | 0 | 0 | 0 | [8 empty] | FALSE | FALSE | FALSE | FALSE | FALSE | #N/A
3330 | LUF PRSH | 9.452 | 0 | 2 | 0.002277 | 0.01422 | -0.008177 | 0.008452 | -0.069733 | -0.002277 | 0 | 0 | 0 | 0 | 0 | 0 | [8 empty] | FALSE | FALSE | FALSE | FALSE | FALSE | #N/A
3322 | ZAVALA W | 0 | 0 | 2 | 0.002302 | 0.014128 | -0.008114 | 0.008379 | -0.070324 | -0.002302 | 0 | 0 | 0 | 0 | 0 | 0 | [8 empty] | FALSE | FALSE | FALSE | FALSE | FALSE | #N/A
3329 | LUFPRS T | 0 | 0 | 2 | 0.002277 | 0.01422 | -0.008177 | 0.008452 | -0.069733 | -0.002277 | 0 | 0 | 0 | 0 | 0 | 0 | [8 empty] | FALSE | FALSE | FALSE | FALSE | FALSE | #N/A
3323 | ETOILE | 0 | 0 | 2 | 0.002302 | 0.014128 | -0.008114 | 0.008379 | -0.070324 | -0.002302 | 0 | 0 | 0 | 0 | 0 | 0 | [8 empty] | FALSE | FALSE | FALSE | FALSE | FALSE | #N/A
3332 | HUDSON | 46.384 | 0 | 2 | 0.00227 | 0.014247 | -0.008196 | 0.008474 | -0.069562 | -0.00227 | 0 | 0 | 0 | 0 | 0 | 0 | [8 empty] | FALSE | FALSE | FALSE | FALSE | FALSE | #N/A
3326 | LUFKIN E | 43.076 | 0 | 2 | 0.002288 | 0.014177 | -0.008148 | 0.008419 | -0.070006 | -0.002288 | 0 | 0 | 0 | 0 | 0 | 0 | [8 empty] | FALSE | FALSE | FALSE | FALSE | FALSE | #N/A
3327 | DIBOL ET | 0 | 0 | 2 | 0.002282 | 0.014201 | -0.008164 | 0.008437 | -0.069857 | -0.002282 | 0 | 0 | 0 | 0 | 0 | 0 | [8 empty] | FALSE | FALSE | FALSE | FALSE | FALSE | #N/A
3328 | LUFKIN S | 60.802 | 0 | 2 | 0.002279 | 0.014212 | -0.008172 | 0.008446 | -0.069782 | -0.002279 | 0 | 0 | 0 | 0 | 0 | 0 | [8 empty] | FALSE | FALSE | FALSE | FALSE | FALSE | #N/A
3333 | TX FND T | 0 | 0 | 2 | 0.002267 | 0.014257 | -0.008203 | 0.008482 | -0.069495 | -0.002267 | 0 | 0 | 0 | 0 | 0 | 0 | [8 empty] | FALSE | FALSE | FALSE | FALSE | FALSE | #N/A
3334 | TX FNDRY | 29.401 | 0 | 2 | 0.002267 | 0.014257 | -0.008203 | 0.008482 | -0.069495 | -0.002267 | 0 | 0 | 0 | 0 | 0 | 0 | [8 empty] | FALSE | FALSE | FALSE | FALSE | FALSE | #N/A
3340 | LUFKIN | 68.017 | 0 | 2 | 0.002289 | 0.014229 | -0.008169 | 0.008423 | -0.069811 | -0.002289 | 0 | 0 | 0 | 0 | 0 | 0 | [8 empty] | FALSE | FALSE | FALSE | FALSE | FALSE | #N/A
3341 | CNTL ANG | 18.392 | 0 | 2 | 0.002317 | 0.014336 | -0.008183 | 0.00836 | -0.069676 | -0.002317 | 0 | 0 | 0 | 0 | 0 | 0 | [8 empty] | FALSE | FALSE | FALSE | FALSE | FALSE | #N/A
3342 | BAYOU LC | 1.311 | 0 | 2 | 0.002361 | 0.014496 | -0.008205 | 0.008264 | -0.069474 | -0.002361 | 0 | 0 | 0 | 0 | 0 | 0 | [8 empty] | FALSE | FALSE | FALSE | FALSE | FALSE | #N/A
3346 | CHAMPN T | 0 | 0 | 2 | 0.002293 | 0.014194 | -0.00815 | 0.008408 | -0.069986 | -0.002293 | 0 | 0 | 0 | 0 | 0 | 0 | [8 empty] | FALSE | FALSE | FALSE | FALSE | FALSE | #N/A
3321 | ZAVPMP T | 0 | 0 | 2 | 0.002302 | 0.014128 | -0.008114 | 0.008379 | -0.070324 | -0.002302 | 0 | 0 | 0 | 0 | 0 | 0 | [8 empty] | FALSE | FALSE | FALSE | FALSE | FALSE | #N/A
3289 | CROCKETT | 0 | 0 | 2 | 0.003783 | 0.03918 | -0.016667 | 0.007097 | -0.044665 | -0.003783 | 0 | 0 | 0 | 0 | 0 | 0 | [8 empty] | FALSE | FALSE | FALSE | FALSE | FALSE | #N/A
3347 | CHAMPION | 3.8 | 0 | 2 | 0.002293 | 0.014194 | -0.00815 | 0.008408 | -0.069986 | -0.002293 | 0 | 0 | 0 | 0 | 0 | 0 | [8 empty] | FALSE | FALSE | FALSE | FALSE | FALSE | #N/A
3348 | CHAMPN G | 0 | 0 | 2 | 0.002293 | 0.014194 | -0.00815 | 0.008408 | -0.069986 | -0.002293 | 0 | 0 | 0 | 0 | 0 | 0 | [8 empty] | FALSE | FALSE | FALSE | FALSE | FALSE | #N/A
3343 | DOUGLAS | 4.78 | 0 | 2 | 0.002384 | 0.014585 | -0.008217 | 0.008212 | -0.069362 | -0.002384 | 0 | 0 | 0 | 0 | 0 | 0 | [8 empty] | FALSE | FALSE | FALSE | FALSE | FALSE | #N/A
3303 | NACGDCHS | 36 | 0 | 2 | 0.002375 | 0.014154 | -0.00805 | 0.008193 | -0.070918 | -0.002375 | 0 | 0 | 0 | 0 | 0 | 0 | [8 empty] | FALSE | FALSE | FALSE | FALSE | FALSE | #N/A
967 | GIBCRK B | 0 | 0 | 2 | 0.006368 | 0.11952 | -0.064087 | 0.07429 | -0.033061 | -0.006368 | 0 | 0 | 0 | 0 | 0 | 0 | [8 empty] | FALSE | FALSE | FALSE | FALSE | FALSE | #N/A
3349 | TMPL INL | 0.938 | 0 | 2 | 0.002266 | 0.014261 | -0.008205 | 0.008485 | -0.06947 | -0.002266 | 0 | 0 | 0 | 0 | 0 | 0 | [8 empty] | FALSE | FALSE | FALSE | FALSE | FALSE | #N/A
3285 | ELKHART | 5.9 | 0 | 2 | 0.003442 | 0.029799 | -0.013179 | 0.006575 | -0.050221 | -0.003442 | 0 | 0 | 0 | 0 | 0 | 0 | [8 empty] | FALSE | FALSE | FALSE | FALSE | FALSE | #N/A
3286 | GRAPELND | 9.049 | 0 | 2 | 0.003639 | 0.035218 | -0.015194 | 0.006876 | -0.047012 | -0.003639 | 0 | 0 | 0 | 0 | 0 | 0 | [8 empty] | FALSE | FALSE | FALSE | FALSE | FALSE | #N/A
3290 | ELK GF T | 0 | 0 | 2 | 0.003527 | 0.032155 | -0.014055 | 0.006706 | -0.048825 | -0.003527 | 0 | 0 | 0 | 0 | 0 | 0 | [8 empty] | FALSE | FALSE | FALSE | FALSE | FALSE | #N/A
3292 | SLOCUM | 0 | 0 | 2 | 0.003527 | 0.032155 | -0.014055 | 0.006706 | -0.048825 | -0.003527 | 0 | 0 | 0 | 0 | 0 | 0 | [8 empty] | FALSE | FALSE | FALSE | FALSE | FALSE | #N/A
3293 | ELK GULF | 1.663 | 0 | 2 | 0.003527 | 0.032155 | -0.014055 | 0.006706 | -0.048825 | -0.003527 | 0 | 0 | 0 | 0 | 0 | 0 | [8 empty] | FALSE | FALSE | FALSE | FALSE | FALSE | #N/A
3296 | NECHES | 3.394 | 0 | 2 | 0.003011 | 0.022166 | -0.010584 | 0.007158 | -0.060046 | -0.003011 | 0 | 0 | 0 | 0 | 0 | 0 | [8 empty] | FALSE | FALSE | FALSE | FALSE | FALSE | #N/A
3291 | SLOCUM T | 0 | 0 | 2 | 0.003527 | 0.032155 | -0.014055 | 0.006706 | -0.048825 | -0.003527 | 0 | 0 | 0 | 0 | 0 | 0 | [8 empty] | FALSE | FALSE | FALSE | FALSE | FALSE | #N/A
3300 | CUSH SE | 0 | 0 | 2 | 0.002411 | 0.01443 | -0.008127 | 0.008128 | -0.070203 | -0.002411 | 0 | 0 | 0 | 0 | 0 | 0 | [8 empty] | FALSE | FALSE | FALSE | FALSE | FALSE | #N/A
3320 | HUNTNGTN | 28.947 | 0 | 2 | 0.002302 | 0.014128 | -0.008114 | 0.008379 | -0.070324 | -0.002302 | 0 | 0 | 0 | 0 | 0 | 0 | [8 empty] | FALSE | FALSE | FALSE | FALSE | FALSE | #N/A
3305 | NACOG SW | 0 | 0 | 2 | 0.002369 | 0.014111 | -0.008038 | 0.008203 | -0.071032 | -0.002369 | 0 | 0 | 0 | 0 | 0 | 0 | [8 empty] | FALSE | FALSE | FALSE | FALSE | FALSE | #N/A
3310 | NACOG N | 40.557 | 0 | 2 | 0.002364 | 0.014067 | -0.008026 | 0.008213 | -0.071145 | -0.002364 | 0 | 0 | 0 | 0 | 0 | 0 | [8 empty] | FALSE | FALSE | FALSE | FALSE | FALSE | #N/A
3311 | NAC SFA | 37.451 | 0 | 2 | 0.002355 | 0.014 | -0.008008 | 0.008229 | -0.071317 | -0.002355 | 0 | 0 | 0 | 0 | 0 | 0 | [8 empty] | FALSE | FALSE | FALSE | FALSE | FALSE | #N/A
3312 | CHIRENO | 4.065 | 0 | 2 | 0.002342 | 0.013901 | -0.007981 | 0.008252 | -0.071574 | -0.002342 | 0 | 0 | 0 | 0 | 0 | 0 | [8 empty] | FALSE | FALSE | FALSE | FALSE | FALSE | #N/A
3314 | NACOG S.W. | 18.5 | 0 | 2 | 0.00233 | 0.013973 | -0.008022 | 0.008289 | -0.071187 | -0.00233 | 0 | 0 | 0 | 0 | 0 | 0 | [8 empty] | FALSE | FALSE | FALSE | FALSE | FALSE | #N/A
3315 | NACOG S | 35.012 | 0 | 2 | 0.002336 | 0.013937 | -0.008001 | 0.008271 | -0.071381 | -0.002336 | 0 | 0 | 0 | 0 | 0 | 0 | [8 empty] | FALSE | FALSE | FALSE | FALSE | FALSE | #N/A
3316 | NACOG ST | 0 | 0 | 2 | 0.002329 | 0.01398 | -0.008026 | 0.008293 | -0.071148 | -0.002329 | 0 | 0 | 0 | 0 | 0 | 0 | [8 empty] | FALSE | FALSE | FALSE | FALSE | FALSE | #N/A
3319 | HERTY N | 0 | 0 | 2 | 0.002302 | 0.014128 | -0.008114 | 0.008379 | -0.070324 | -0.002302 | 0 | 0 | 0 | 0 | 0 | 0 | [8 empty] | FALSE | FALSE | FALSE | FALSE | FALSE | #N/A
3299 | CUSHING | 6.858 | 0 | 2 | 0.002432 | 0.014598 | -0.008173 | 0.008089 | -0.069769 | -0.002432 | 0 | 0 | 0 | 0 | 0 | 0 | [8 empty] | FALSE | FALSE | FALSE | FALSE | FALSE | #N/A
974 | MCCRE125 | 0 | 0 | 2 | 0.004331 | 0.005577 | -0.002664 | 0.002795 | -0.086708 | -0.004331 | 0 | 0 | 0 | 0 | 0 | 0 | [8 empty] | FALSE | FALSE | FALSE | FALSE | FALSE | #N/A
972 | WDENT122 | 0 | 0 | 2 | 0.04693 | 0.003104 | 0.002038 | -0.002367 | 0.041679 | -0.04693 | 0 | 0 | 0 | 0 | 0 | 0 | [8 empty] | FALSE | FALSE | FALSE | FALSE | FALSE | #N/A
3507 | BIGBRNM2 | 0 | 0 | 2 | 0.003122 | 0.019729 | -0.009179 | 0.005025 | -0.04857 | -0.003122 | 0 | 0 | 0 | 0 | 0 | 0 | [8 empty] | FALSE | FALSE | FALSE | FALSE | FALSE | #N/A
3508 | WINKLR M | 0 | 0 | 2 | 0.002935 | 0.013441 | -0.006687 | 0.004044 | -0.047706 | -0.002935 | 0 | 0 | 0 | 0 | 0 | 0 | [8 empty] | FALSE | FALSE | FALSE | FALSE | FALSE | #N/A
3509 | BB OPEN | 0 | 0 | 2 | 0.003122 | 0.019729 | -0.009179 | 0.005025 | -0.04857 | -0.003122 | 0 | 0 | 0 | 0 | 0 | 0 | [8 empty] | FALSE | FALSE | FALSE | FALSE | FALSE | #N/A
3510 | BB OPENT | 0 | 0 | 2 | 0.003047 | 0.017204 | -0.008178 | 0.004631 | -0.048223 | -0.003047 | 0 | 0 | 0 | 0 | 0 | 0 | [8 empty] | FALSE | FALSE | FALSE | FALSE | FALSE | #N/A
3603 | BROWN | 2.95 | 0 | 2 | 0.004215 | 0.039468 | -0.016546 | 0.004862 | -0.036782 | -0.004215 | 0 | 0 | 0 | 0 | 0 | 0 | [8 empty] | FALSE | FALSE | FALSE | FALSE | FALSE | #N/A
990 | GIBCRK | 0 | 462 | 2 | 0.006368 | 0.11952 | -0.064087 | 0.07429 | -0.033061 | -0.006368 | 0 | 0 | 0 | 0 | 0 | 0 | [8 empty] | FALSE | FALSE | FALSE | FALSE | FALSE | #N/A
978 | GIBCRSTR | 0 | 0 | 2 | 0.006497 | 0.12452 | -0.056385 | 0.064348 | -0.032892 | -0.006497 | 0 | 0 | 0 | 0 | 0 | 0 | [8 empty] | FALSE | FALSE | FALSE | FALSE | FALSE | #N/A
3505 | BIGBRN T | 0 | 0 | 2 | 0.003047 | 0.017204 | -0.008178 | 0.004631 | -0.048223 | -0.003047 | 0 | 0 | 0 | 0 | 0 | 0 | [8 empty] | FALSE | FALSE | FALSE | FALSE | FALSE | #N/A
975 | GIBCRSTR | 0 | 0 | 2 | 0.006455 | 0.1229 | -0.058881 | 0.06757 | -0.032947 | -0.006455 | 0 | 0 | 0 | 0 | 0 | 0 | [8 empty] | FALSE | FALSE | FALSE | FALSE | FALSE | #N/A
3504 | FAIRFL M | 0 | 0 | 2 | 0.003047 | 0.017204 | -0.008178 | 0.004631 | -0.048223 | -0.003047 | 0 | 0 | 0 | 0 | 0 | 0 | [8 empty] | FALSE | FALSE | FALSE | FALSE | FALSE | #N/A
973 | MCCREE B | 0 | 0 | 2 | 0.004027 | 0.006141 | -0.003049 | 0.003218 | -0.11178 | -0.004027 | 0 | 0 | 0 | 0 | 0 | 0 | [8 empty] | FALSE | FALSE | FALSE | FALSE | FALSE | #N/A
969 | GBCRK123 | 0 | 0 | 2 | 0.006497 | 0.12452 | -0.056385 | 0.064348 | -0.032892 | -0.006497 | 0 | 0 | 0 | 0 | 0 | 0 | [8 empty] | FALSE | FALSE | FALSE | FALSE | FALSE | #N/A
3282 | BLACKFT | 8.883 | 0 | 2 | 0.00323 | 0.023359 | -0.010617 | 0.005591 | -0.049068 | -0.00323 | 0 | 0 | 0 | 0 | 0 | 0 | [8 empty] | FALSE | FALSE | FALSE | FALSE | FALSE | #N/A
966 | GBCRK222 | 0 | 0 | 2 | 0.006455 | 0.12288 | -0.05891 | 0.067607 | -0.032947 | -0.006455 | 0 | 0 | 0 | 0 | 0 | 0 | [8 empty] | FALSE | FALSE | FALSE | FALSE | FALSE | #N/A
965 | GBCRK221 | 0 | 0 | 2 | 0.006455 | 0.1229 | -0.058881 | 0.06757 | -0.032947 | -0.006455 | 0 | 0 | 0 | 0 | 0 | 0 | [8 empty] | FALSE | FALSE | FALSE | FALSE | FALSE | #N/A
964 | GIBCRK C | 0 | 0 | 2 | 0.006466 | 0.12333 | -0.058222 | 0.066719 | -0.032932 | -0.006466 | 0 | 0 | 0 | 0 | 0 | 0 | [8 empty] | FALSE | FALSE | FALSE | FALSE | FALSE | #N/A
962 | BRY E C | 0 | 0 | 2 | 0.006625 | 0.1285 | -0.052243 | 0.059269 | -0.0327 | -0.006625 | 0 | 0 | 0 | 0 | 0 | 0 | [8 empty] | FALSE | FALSE | FALSE | FALSE | FALSE | #N/A
3681 | FAIRF SE | 24.788 | 0 | 2 | 0.004289 | 0.053112 | -0.021849 | 0.007873 | -0.036418 | -0.004289 | 0 | 0 | 0 | 0 | 0 | 0 | [8 empty] | FALSE | FALSE | FALSE | FALSE | FALSE | #N/A
976 | GIBCRSTR | 0 | 0 | 2 | 0.006455 | 0.12288 | -0.05891 | 0.067607 | -0.032947 | -0.006455 | 0 | 0 | 0 | 0 | 0 | 0 | [8 empty] | FALSE | FALSE | FALSE | FALSE | FALSE | #N/A
3390 | JEWETT S | 0 | 0 | 2 | 0.003726 | 0.03443 | -0.02391 | 0.051924 | -0.033531 | -0.003726 | 0 | 0 | 0 | 0 | 0 | 0 | [8 empty] | FALSE | FALSE | FALSE | FALSE | FALSE | #N/A
3351 | BEREA | 0 | 0 | 2 | 0.002266 | 0.014261 | -0.008205 | 0.008485 | -0.06947 | -0.002266 | 0 | 0 | 0 | 0 | 0 | 0 | [8 empty] | FALSE | FALSE | FALSE | FALSE | FALSE | #N/A
3353 | EXPLRPIP | 0 | 0 | 2 | 0.004146 | 0.049179 | -0.020386 | 0.007653 | -0.038744 | -0.004146 | 0 | 0 | 0 | 0 | 0 | 0 | [8 empty] | FALSE | FALSE | FALSE | FALSE | FALSE | #N/A
3354 | CROCKETT | 37.002 | 0 | 2 | 0.004108 | 0.048119 | -0.019992 | 0.007594 | -0.039372 | -0.004108 | 0 | 0 | 0 | 0 | 0 | 0 | [8 empty] | FALSE | FALSE | FALSE | FALSE | FALSE | #N/A
3355 | GRPLMG T | 0 | 0 | 2 | 0.004146 | 0.049179 | -0.020386 | 0.007653 | -0.038744 | -0.004146 | 0 | 0 | 0 | 0 | 0 | 0 | [8 empty] | FALSE | FALSE | FALSE | FALSE | FALSE | #N/A
3356 | GRPLN MG | 3.544 | 0 | 2 | 0.004146 | 0.049179 | -0.020386 | 0.007653 | -0.038744 | -0.004146 | 0 | 0 | 0 | 0 | 0 | 0 | [8 empty] | FALSE | FALSE | FALSE | FALSE | FALSE | #N/A
3357 | PLSNTSPG | 0 | 0 | 2 | 0.004225 | 0.051345 | -0.021191 | 0.007774 | -0.037461 | -0.004225 | 0 | 0 | 0 | 0 | 0 | 0 | [8 empty] | FALSE | FALSE | FALSE | FALSE | FALSE | #N/A
3358 | CENTVILL | 18.06 | 0 | 2 | 0.004262 | 0.052362 | -0.021569 | 0.00783 | -0.036859 | -0.004262 | 0 | 0 | 0 | 0 | 0 | 0 | [8 empty] | FALSE | FALSE | FALSE | FALSE | FALSE | #N/A
3380 | BIGBRN | 0 | 0 | 2 | 0.001182 | 0.0234 | -0.014808 | 0.01686 | -0.037215 | -0.001182 | 0 | 0 | 0 | 0 | 0 | 0 | [8 empty] | FALSE | FALSE | FALSE | FALSE | FALSE | #N/A
3506 | BIGBRNM1 | 0 | 0 | 2 | 0.003065 | 0.017825 | -0.008425 | 0.004728 | -0.048308 | -0.003065 | 0 | 0 | 0 | 0 | 0 | 0 | [8 empty] | FALSE | FALSE | FALSE | FALSE | FALSE | #N/A
3382 | BBRN 2 G | 0 | 598 | 2 | 0.001182 | 0.0234 | -0.014808 | 0.01686 | -0.037215 | -0.001182 | 0 | 0 | 0 | 0 | 0 | 0 | [8 empty] | FALSE | FALSE | FALSE | FALSE | FALSE | #N/A
3350 | KENNARD | 0 | 0 | 2 | 0.002266 | 0.014261 | -0.008205 | 0.008485 | -0.06947 | -0.002266 | 0 | 0 | 0 | 0 | 0 | 0 | [8 empty] | FALSE | FALSE | FALSE | FALSE | FALSE | #N/A
3392 | JEWETT | 7.256 | 0 | 2 | 0.004289 | 0.053112 | -0.021849 | 0.007873 | -0.036418 | -0.004289 | 0 | 0 | 0 | 0 | 0 | 0 | [8 empty] | FALSE | FALSE | FALSE | FALSE | FALSE | #N/A
3394 | JEWETT A | 0 | 0 | 2 | 0.004289 | 0.053104 | -0.021846 | 0.007872 | -0.036419 | -0.004289 | 0 | 0 | 0 | 0 | 0 | 0 | [8 empty] | FALSE | FALSE | FALSE | FALSE | FALSE | #N/A
3396 | NUCOR | 75.593 | 0 | 2 | 0.003677 | 0.055326 | -0.031665 | 0.011758 | -0.035133 | -0.003677 | 0 | 0 | 0 | 0 | 0 | 0 | [8 empty] | FALSE | FALSE | FALSE | FALSE | FALSE | #N/A
3400 | TWIN OAK | 0 | 0 | 2 | 0.004372 | 0.069322 | -0.039176 | 0.039896 | -0.034398 | -0.004372 | 0 | 0 | 0 | 0 | 0 | 0 | [8 empty] | FALSE | FALSE | FALSE | FALSE | FALSE | #N/A
3499 | BLFT TAP | 0 | 0 | 2 | 0.00323 | 0.023359 | -0.010617 | 0.005591 | -0.049068 | -0.00323 | 0 | 0 | 0 | 0 | 0 | 0 | [8 empty] | FALSE | FALSE | FALSE | FALSE | FALSE | #N/A
3501 | SEATEG T | 0 | 0 | 2 | 0.004289 | 0.053112 | -0.021849 | 0.007873 | -0.036418 | -0.004289 | 0 | 0 | 0 | 0 | 0 | 0 | [8 empty] | FALSE | FALSE | FALSE | FALSE | FALSE | #N/A
3502 | SEATEAG | 1.851 | 0 | 2 | 0.004289 | 0.053112 | -0.021849 | 0.007873 | -0.036418 | -0.004289 | 0 | 0 | 0 | 0 | 0 | 0 | [8 empty] | FALSE | FALSE | FALSE | FALSE | FALSE | #N/A
3503 | FAIRWPOD | 0 | 0 | 2 | 0.004289 | 0.053112 | -0.021849 | 0.007873 | -0.036418 | -0.004289 | 0 | 0 | 0 | 0 | 0 | 0 | [8 empty] | FALSE | FALSE | FALSE | FALSE | FALSE | #N/A
3381 | BBRN 1 G | 0 | 594 | 2 | 0.001182 | 0.0234 | -0.014808 | 0.01686 | -0.037215 | -0.001182 | 0 | 0 | 0 | 0 | 0 | 0 | [8 empty] | FALSE | FALSE | FALSE | FALSE | FALSE | #N/A
3125 | TDADTMOD | 0 | 0 | 2 | 0.002732 | 0.006632 | -0.003989 | 0.002982 | -0.04677 | -0.002732 | 0 | 0 | 0 | 0 | 0 | 0 | [8 empty] | FALSE | FALSE | FALSE | FALSE | FALSE | #N/A
3168 | IRONBR T | 0 | 0 | 2 | 0.004232 | 0.009129 | -0.004844 | 0.004855 | 0.055214 | -0.004232 | 0 | 0 | 0 | 0 | 0 | 0 | [8 empty] | FALSE | FALSE | FALSE | FALSE | FALSE | #N/A
3139 | TYLER W | 58.546 | 0 | 2 | 0.002986 | 0.012441 | -0.00678 | 0.006576 | -0.077613 | -0.002986 | 0 | 0 | 0 | 0 | 0 | 0 | [8 empty] | FALSE | FALSE | FALSE | FALSE | FALSE | #N/A
3134 | RICHLND2 | 0 | 0 | 2 | 0.001313 | 0.021308 | -0.013399 | 0.015168 | -0.041673 | -0.001313 | 0 | 0 | 0 | 0 | 0 | 0 | [8 empty] | FALSE | FALSE | FALSE | FALSE | FALSE | #N/A
3133 | RICHLND1 | 0 | 0 | 2 | 0.001144 | 0.021669 | -0.013647 | 0.015473 | -0.039265 | -0.001144 | 0 | 0 | 0 | 0 | 0 | 0 | [8 empty] | FALSE | FALSE | FALSE | FALSE | FALSE | #N/A
3131 | FOR GROV | 0 | 0 | 2 | 0.002292 | 0.012466 | -0.007488 | 0.007687 | -0.045875 | -0.002292 | 0 | 0 | 0 | 0 | 0 | 0 | [8 empty] | FALSE | FALSE | FALSE | FALSE | FALSE | #N/A
3130 | FOR GROV | 0 | 0 | 2 | 0.001757 | 0.015627 | -0.009582 | 0.010505 | -0.050812 | -0.001757 | 0 | 0 | 0 | 0 | 0 | 0 | [8 empty] | FALSE | FALSE | FALSE | FALSE | FALSE | #N/A
3128 | TRINIDAD | 4.409 | 0 | 2 | 0.002875 | 0.007238 | -0.004263 | 0.002727 | -0.046563 | -0.002875 | 0 | 0 | 0 | 0 | 0 | 0 | [8 empty] | FALSE | FALSE | FALSE | FALSE | FALSE | #N/A
3141 | TYLER NW | 11.298 | 0 | 2 | 0.003017 | 0.012196 | -0.006661 | 0.006519 | -0.081496 | -0.003017 | 0 | 0 | 0 | 0 | 0 | 0 | [8 empty] | FALSE | FALSE | FALSE | FALSE | FALSE | #N/A
3126 | TDAD 6 G | 0 | 236 | 2 | 0.002732 | 0.006632 | -0.003989 | 0.002982 | -0.04677 | -0.002732 | 0.64475 | 1.5652 | -0.9414 | 0.70375 | -11.0377 | -0.64475 | [8 empty] | FALSE | TRUE | FALSE | FALSE | FALSE | #N/A
3142 | TYLER NW | 0 | 0 | 2 | 0.003004 | 0.012301 | -0.006712 | 0.006543 | -0.079834 | -0.003004 | 0 | 0 | 0 | 0 | 0 | 0 | [8 empty] | FALSE | FALSE | FALSE | FALSE | FALSE | #N/A
3124 | TRINDAD2 | 0 | 0 | 2 | 0.001621 | 0.01643 | -0.010114 | 0.011221 | -0.052067 | -0.001621 | 0 | 0 | 0 | 0 | 0 | 0 | [8 empty] | FALSE | FALSE | FALSE | FALSE | FALSE | #N/A
3123 | TRINDAD1 | 0 | 0 | 2 | 0.001056 | 0.017633 | -0.010939 | 0.012237 | -0.044044 | -0.001056 | 0 | 0 | 0 | 0 | 0 | 0 | [8 empty] | FALSE | FALSE | FALSE | FALSE | FALSE | #N/A
3120 | NACOG SE | 0 | 0 | 2 | 0.002342 | 0.013901 | -0.007981 | 0.008252 | -0.071574 | -0.002342 | 0 | 0 | 0 | 0 | 0 | 0 | [8 empty] | FALSE | FALSE | FALSE | FALSE | FALSE | #N/A
3119 | NACOG SE | 0 | 0 | 2 | 0.00236 | 0.013472 | -0.007787 | 0.008163 | -0.073383 | -0.00236 | 0 | 0 | 0 | 0 | 0 | 0 | [8 empty] | FALSE | FALSE | FALSE | FALSE | FALSE | #N/A
3118 | LUFKN SS | 0 | 0 | 2 | 0.002266 | 0.014261 | -0.008205 | 0.008485 | -0.06947 | -0.002266 | 0 | 0 | 0 | 0 | 0 | 0 | [8 empty] | FALSE | FALSE | FALSE | FALSE | FALSE | #N/A
3117 | LUFKN SS | 0 | 0 | 2 | 0.002197 | 0.014385 | -0.008326 | 0.008675 | -0.068343 | -0.002197 | 0 | 0 | 0 | 0 | 0 | 0 | [8 empty] | FALSE | FALSE | FALSE | FALSE | FALSE | #N/A
3116 | MT ENTRP | 0 | 0 | 2 | 0.002369 | 0.013261 | -0.007692 | 0.008119 | -0.074277 | -0.002369 | 0 | 0 | 0 | 0 | 0 | 0 | [8 empty] | FALSE | FALSE | FALSE | FALSE | FALSE | #N/A
3127 | TRINIDAD | 0 | 0 | 2 | 0.002732 | 0.006632 | -0.003989 | 0.002982 | -0.04677 | -0.002732 | 0 | 0 | 0 | 0 | 0 | 0 | [8 empty] | FALSE | FALSE | FALSE | FALSE | FALSE | #N/A
3150 | TROUP M | 0 | 0 | 2 | 0.002704 | 0.013792 | -0.007591 | 0.007369 | -0.073148 | -0.002704 | 0 | 0 | 0 | 0 | 0 | 0 | [8 empty] | FALSE | FALSE | FALSE | FALSE | FALSE | #N/A
3284 | BETO | 6.168 | 0 | 2 | 0.003314 | 0.026188 | -0.011738 | 0.006032 | -0.049457 | -0.003314 | 0 | 0 | 0 | 0 | 0 | 0 | [8 empty] | FALSE | FALSE | FALSE | FALSE | FALSE | #N/A
3162 | RUSK | 23.905 | 0 | 2 | 0.00274 | 0.01851 | -0.009412 | 0.00759 | -0.064533 | -0.00274 | 0 | 0 | 0 | 0 | 0 | 0 | [8 empty] | FALSE | FALSE | FALSE | FALSE | FALSE | #N/A
3161 | DIALVILL | 0 | 0 | 2 | 0.00274 | 0.01851 | -0.009412 | 0.00759 | -0.064533 | -0.00274 | 0 | 0 | 0 | 0 | 0 | 0 | [8 empty] | FALSE | FALSE | FALSE | FALSE | FALSE | #N/A
3160 | DIALVILL | 6.362 | 0 | 2 | 0.00274 | 0.01851 | -0.009412 | 0.00759 | -0.064533 | -0.00274 | 0 | 0 | 0 | 0 | 0 | 0 | [8 empty] | FALSE | FALSE | FALSE | FALSE | FALSE | #N/A
3155 | DIBOLL | 17.201 | 0 | 2 | 0.002274 | 0.014229 | -0.008184 | 0.00846 | -0.069673 | -0.002274 | 0 | 0 | 0 | 0 | 0 | 0 | [8 empty] | FALSE | FALSE | FALSE | FALSE | FALSE | #N/A
3154 | DIBOL SP | 22.312 | 0 | 2 | 0.002274 | 0.014229 | -0.008184 | 0.00846 | -0.069673 | -0.002274 | 0 | 0 | 0 | 0 | 0 | 0 | [8 empty] | FALSE | FALSE | FALSE | FALSE | FALSE | #N/A
3153 | ARP | 5.847 | 0 | 2 | 0.002914 | 0.012772 | -0.006983 | 0.006783 | -0.07696 | -0.002914 | 0 | 0 | 0 | 0 | 0 | 0 | [8 empty] | FALSE | FALSE | FALSE | FALSE | FALSE | #N/A
3140 | TYLER W | 0 | 0 | 2 | 0.002998 | 0.012343 | -0.006732 | 0.006553 | -0.079168 | -0.002998 | 0 | 0 | 0 | 0 | 0 | 0 | [8 empty] | FALSE | FALSE | FALSE | FALSE | FALSE | #N/A
3151 | TROUP | 13.689 | 0 | 2 | 0.002704 | 0.013792 | -0.007591 | 0.007369 | -0.073148 | -0.002704 | 0 | 0 | 0 | 0 | 0 | 0 | [8 empty] | FALSE | FALSE | FALSE | FALSE | FALSE | #N/A
3110 | STRYKER | 1.879 | 0 | 2 | 0.002474 | 0.014917 | -0.008261 | 0.008015 | -0.068944 | -0.002474 | 0 | 0 | 0 | 0 | 0 | 0 | [8 empty] | FALSE | FALSE | FALSE | FALSE | FALSE | #N/A
3149 | MT SELMN | 3.701 | 0 | 2 | 0.002704 | 0.013792 | -0.007591 | 0.007369 | -0.073148 | -0.002704 | 0 | 0 | 0 | 0 | 0 | 0 | [8 empty] | FALSE | FALSE | FALSE | FALSE | FALSE | #N/A
3148 | TROUP SS | 0 | 0 | 2 | 0.002704 | 0.013792 | -0.007591 | 0.007369 | -0.073148 | -0.002704 | 0 | 0 | 0 | 0 | 0 | 0 | [8 empty] | FALSE | FALSE | FALSE | FALSE | FALSE | #N/A
3147 | TROUP SS | 0 | 0 | 2 | 0.002704 | 0.013792 | -0.007591 | 0.007369 | -0.073148 | -0.002704 | 0 | 0 | 0 | 0 | 0 | 0 | [8 empty] | FALSE | FALSE | FALSE | FALSE | FALSE | #N/A
3146 | JAXVL N | 25.221 | 0 | 2 | 0.002704 | 0.013792 | -0.007591 | 0.007369 | -0.073148 | -0.002704 | 0 | 0 | 0 | 0 | 0 | 0 | [8 empty] | FALSE | FALSE | FALSE | FALSE | FALSE | #N/A
3145 | JAXVL NT | 0 | 0 | 2 | 0.002703 | 0.013871 | -0.007618 | 0.007351 | -0.070623 | -0.002703 | 0 | 0 | 0 | 0 | 0 | 0 | [8 empty] | FALSE | FALSE | FALSE | FALSE | FALSE | #N/A
3144 | OVERTON | 0 | 0 | 2 | 0.002914 | 0.012772 | -0.006983 | 0.006783 | -0.07696 | -0.002914 | 0 | 0 | 0 | 0 | 0 | 0 | [8 empty] | FALSE | FALSE | FALSE | FALSE | FALSE | #N/A
3143 | TYLER SE | 0 | 0 | 2 | 0.002914 | 0.012772 | -0.006983 | 0.006783 | -0.07696 | -0.002914 | 0 | 0 | 0 | 0 | 0 | 0 | [8 empty] | FALSE | FALSE | FALSE | FALSE | FALSE | #N/A
3152 | ARPCHIPR | 1.373 | 0 | 2 | 0.002914 | 0.012772 | -0.006983 | 0.006783 | -0.07696 | -0.002914 | 0 | 0 | 0 | 0 | 0 | 0 | [8 empty] | FALSE | FALSE | FALSE | FALSE | FALSE | #N/A
1811 | SULSPG T | 0 | 0 | 5 | 0.005761 | 0.006115 | -0.002814 | 0.00289 | 0.16834 | -0.005761 | 0 | 0 | 0 | 0 | 0 | 0 | [8 empty] | FALSE | FALSE | FALSE | FALSE | FALSE | #N/A
1791 | MOSE MIN | 22.041 | 0 | 5 | 0.005852 | 0.005562 | -0.002446 | 0.002531 | 0.28525 | -0.005852 | 0 | 0 | 0 | 0 | 0 | 0 | [8 empty] | FALSE | FALSE | FALSE | FALSE | FALSE | #N/A
1793 | TALCOPOD | 0 | 0 | 5 | 0.006039 | 0.005646 | -0.002486 | 0.002565 | 0.26549 | -0.006039 | 0 | 0 | 0 | 0 | 0 | 0 | [8 empty] | FALSE | FALSE | FALSE | FALSE | FALSE | #N/A
1794 | MOSES T | 0 | 0 | 5 | 0.005945 | 0.005697 | -0.002527 | 0.002606 | 0.25619 | -0.005945 | 0 | 0 | 0 | 0 | 0 | 0 | [8 empty] | FALSE | FALSE | FALSE | FALSE | FALSE | #N/A
1795 | MOSES | 0 | 0 | 5 | 0.005818 | 0.005511 | -0.002415 | 0.002503 | 0.29614 | -0.005818 | 0 | 0 | 0 | 0 | 0 | 0 | [8 empty] | FALSE | FALSE | FALSE | FALSE | FALSE | #N/A
1796 | SUL BLF | 1.258 | 0 | 5 | 0.005823 | 0.00586 | -0.002642 | 0.002721 | 0.22445 | -0.005823 | 0 | 0 | 0 | 0 | 0 | 0 | [8 empty] | FALSE | FALSE | FALSE | FALSE | FALSE | #N/A
1797 | RKWELL T | 0 | 0 | 5 | 0.005623 | 0.006126 | -0.00283 | 0.002908 | 0.17283 | -0.005623 | 0 | 0 | 0 | 0 | 0 | 0 | [8 empty] | FALSE | FALSE | FALSE | FALSE | FALSE | #N/A
1798 | SULSP E | 20.024 | 0 | 5 | 0.005623 | 0.006126 | -0.00283 | 0.002908 | 0.17283 | -0.005623 | 0 | 0 | 0 | 0 | 0 | 0 | [8 empty] | FALSE | FALSE | FALSE | FALSE | FALSE | #N/A
3114 | PAL ALCO | 0 | 0 | 2 | 0.003098 | 0.020425 | -0.009808 | 0.006801 | -0.062398 | -0.003098 | 0 | 0 | 0 | 0 | 0 | 0 | [8 empty] | FALSE | FALSE | FALSE | FALSE | FALSE | #N/A
1800 | MRTN SPG | 18.607 | 0 | 5 | 0.005583 | 0.006179 | -0.002867 | 0.002946 | 0.16242 | -0.005583 | 0 | 0 | 0 | 0 | 0 | 0 | [8 empty] | FALSE | FALSE | FALSE | FALSE | FALSE | #N/A
1702 | MOSES2 G | 0 | 551 | 5 | 0.005775 | 0.00545 | -0.002379 | 0.002469 | 0.31024 | -0.005775 | 0 | 0 | 0 | 0 | 0 | 0 | [8 empty] | FALSE | FALSE | FALSE | FALSE | FALSE | #N/A
1812 | CUMBY | 3.121 | 0 | 5 | 0.006271 | 0.005831 | -0.002594 | 0.002665 | 0.20879 | -0.006271 | 0 | 0 | 0 | 0 | 0 | 0 | [8 empty] | FALSE | FALSE | FALSE | FALSE | FALSE | #N/A
1813 | CUMBY T | 0 | 0 | 5 | 0.006271 | 0.005831 | -0.002594 | 0.002665 | 0.20879 | -0.006271 | 0 | 0 | 0 | 0 | 0 | 0 | [8 empty] | FALSE | FALSE | FALSE | FALSE | FALSE | #N/A
1814 | SULSPG | 36.981 | 0 | 5 | 0.005686 | 0.006157 | -0.002846 | 0.002923 | 0.16235 | -0.005686 | 0 | 0 | 0 | 0 | 0 | 0 | [8 empty] | FALSE | FALSE | FALSE | FALSE | FALSE | #N/A
1815 | CUMBY T | 0.885 | 0 | 5 | 0.006271 | 0.005831 | -0.002594 | 0.002665 | 0.20879 | -0.006271 | 0 | 0 | 0 | 0 | 0 | 0 | [8 empty] | FALSE | FALSE | FALSE | FALSE | FALSE | #N/A
1822 | COOPLK T | 0 | 0 | 5 | 0.006127 | 0.005912 | -0.002657 | 0.002729 | 0.19732 | -0.006127 | 0 | 0 | 0 | 0 | 0 | 0 | [8 empty] | FALSE | FALSE | FALSE | FALSE | FALSE | #N/A
1823 | COOPLK | 6.021 | 0 | 5 | 0.006127 | 0.005912 | -0.002657 | 0.002729 | 0.19732 | -0.006127 | 0 | 0 | 0 | 0 | 0 | 0 | [8 empty] | FALSE | FALSE | FALSE | FALSE | FALSE | #N/A
1 | ROANSPRA | 8.631 | 0 | 2 | 0.006465 | 0.12362 | -0.055496 | 0.063006 | -0.032943 | -0.006465 | 0 | 0 | 0 | 0 | 0 | 0 | [8 empty] | FALSE | FALSE | FALSE | FALSE | FALSE | #N/A
1799 | RKWELL | 0 | 0 | 5 | 0.005623 | 0.006126 | -0.00283 | 0.002908 | 0.17283 | -0.005623 | 0 | 0 | 0 | 0 | 0 | 0 | [8 empty] | FALSE | FALSE | FALSE | FALSE | FALSE | #N/A
3099 | MTNLK 3G | 0 | 766 | 2 | 0.002518 | 0.012529 | -0.007172 | 0.007497 | -0.07906 | -0.002518 | 0 | 0 | 0 | 0 | 0 | 0 | [8 empty] | FALSE | FALSE | FALSE | FALSE | FALSE | #N/A
3169 | IRONBRG | 11.17 | 0 | 2 | 0.004232 | 0.009129 | -0.004844 | 0.004855 | 0.055214 | -0.004232 | 0 | 0 | 0 | 0 | 0 | 0 | [8 empty] | FALSE | FALSE | FALSE | FALSE | FALSE | #N/A
3109 | STRYKER | 0 | 0 | 2 | 0.00214 | 0.014487 | -0.008426 | 0.008833 | -0.067407 | -0.00214 | 0 | 0 | 0 | 0 | 0 | 0 | [8 empty] | FALSE | FALSE | FALSE | FALSE | FALSE | #N/A
3108 | STRYK 2G | 0 | 510 | 2 | 0.002474 | 0.014917 | -0.008261 | 0.008015 | -0.068944 | -0.002474 | 1.2617 | 7.6077 | -4.2131 | 4.0876 | -35.1614 | -1.2617 | [8 empty] | FALSE | TRUE | FALSE | FALSE | FALSE | #N/A
3107 | STRYK 1G | 0 | 178 | 2 | 0.002474 | 0.014917 | -0.008261 | 0.008015 | -0.068944 | -0.002474 | 0.44037 | 2.6552 | -1.4705 | 1.4267 | -12.272 | -0.44037 | [8 empty] | FALSE | TRUE | FALSE | FALSE | FALSE | #N/A
3106 | ELKTON | 38.427 | 0 | 2 | 0.002943 | 0.012771 | -0.006942 | 0.006653 | -0.07239 | -0.002943 | 0 | 0 | 0 | 0 | 0 | 0 | [8 empty] | FALSE | FALSE | FALSE | FALSE | FALSE | #N/A
3105 | ELKTON | 0 | 0 | 2 | 0.002931 | 0.011392 | -0.006311 | 0.006401 | -0.085103 | -0.002931 | 0 | 0 | 0 | 0 | 0 | 0 | [8 empty] | FALSE | FALSE | FALSE | FALSE | FALSE | #N/A
3104 | SHAMBRGR | 0 | 0 | 2 | 0.003062 | 0.011841 | -0.006487 | 0.006436 | -0.087105 | -0.003062 | 0 | 0 | 0 | 0 | 0 | 0 | [8 empty] | FALSE | FALSE | FALSE | FALSE | FALSE | #N/A
1723 | LIBERTY | 0 | 0 | 5 | 0.005281 | 0.006807 | -0.00329 | 0.003355 | 0.13186 | -0.005281 | 0 | 0 | 0 | 0 | 0 | 0 | [8 empty] | FALSE | FALSE | FALSE | FALSE | FALSE | #N/A
3100 | MARTINLK | 33.426 | 0 | 2 | 0.002518 | 0.012529 | -0.007172 | 0.007497 | -0.07906 | -0.002518 | 0 | 0 | 0 | 0 | 0 | 0 | [8 empty] | FALSE | FALSE | FALSE | FALSE | FALSE | #N/A
1703 | MOSES3 G | 0 | 543.6415 | 5 | 0.005775 | 0.00545 | -0.002379 | 0.002469 | 0.31024 | -0.005775 | 0 | 0 | 0 | 0 | 0 | 0 | [8 empty] | FALSE | FALSE | FALSE | FALSE | FALSE | #N/A
3098 | MTNLK 2G | 0 | 797 | 2 | 0.002518 | 0.012529 | -0.007172 | 0.007497 | -0.07906 | -0.002518 | 0 | 0 | 0 | 0 | 0 | 0 | [8 empty] | FALSE | FALSE | FALSE | FALSE | FALSE | #N/A
3097 | MTNLK 1G | 0 | 790 | 2 | 0.002518 | 0.012529 | -0.007172 | 0.007497 | -0.07906 | -0.002518 | 0 | 0 | 0 | 0 | 0 | 0 | [8 empty] | FALSE | FALSE | FALSE | FALSE | FALSE | #N/A
1695 | MOSES | 0 | 0 | 5 | 0.005775 | 0.00545 | -0.002379 | 0.002469 | 0.31024 | -0.005775 | 0 | 0 | 0 | 0 | 0 | 0 | [8 empty] | FALSE | FALSE | FALSE | FALSE | FALSE | #N/A
1696 | MOSES-T | 0 | 0 | 5 | 0.005775 | 0.005449 | -0.002378 | 0.002468 | 0.3094 | -0.005775 | 0 | 0 | 0 | 0 | 0 | 0 | [8 empty] | FALSE | FALSE | FALSE | FALSE | FALSE | #N/A
1697 | SULSP SS | 0 | 0 | 5 | 0.005425 | 0.005793 | -0.002638 | 0.002737 | 0.11977 | -0.005425 | 0 | 0 | 0 | 0 | 0 | 0 | [8 empty] | FALSE | FALSE | FALSE | FALSE | FALSE | #N/A
1698 | SULSP SS | 5.091 | 0 | 5 | 0.005537 | 0.00624 | -0.00291 | 0.002988 | 0.15057 | -0.005537 | 0 | 0 | 0 | 0 | 0 | 0 | [8 empty] | FALSE | FALSE | FALSE | FALSE | FALSE | #N/A
1701 | MOSES1 G | 0 | 535 | 5 | 0.005775 | 0.00545 | -0.002379 | 0.002469 | 0.31024 | -0.005775 | 0 | 0 | 0 | 0 | 0 | 0 | [8 empty] | FALSE | FALSE | FALSE | FALSE | FALSE | #N/A
3112 | SMRFLD M | 0 | 0 | 2 | 0.002565 | 0.014497 | -0.008003 | 0.007748 | -0.069618 | -0.002565 | 0 | 0 | 0 | 0 | 0 | 0 | [8 empty] | FALSE | FALSE | FALSE | FALSE | FALSE | #N/A
3103 | SHAMBRGR | 0 | 0 | 2 | 0.003213 | 0.010798 | -0.005953 | 0.006115 | -0.10089 | -0.003213 | 0 | 0 | 0 | 0 | 0 | 0 | [8 empty] | FALSE | FALSE | FALSE | FALSE | FALSE | #N/A
3241 | JAXVL ST | 0 | 0 | 2 | 0.002703 | 0.013871 | -0.007618 | 0.007351 | -0.070623 | -0.002703 | 0 | 0 | 0 | 0 | 0 | 0 | [8 empty] | FALSE | FALSE | FALSE | FALSE | FALSE | #N/A
3167 | ENTERP P | 0 | 0 | 2 | 0.004232 | 0.009129 | -0.004844 | 0.004855 | 0.055214 | -0.004232 | 0 | 0 | 0 | 0 | 0 | 0 | [8 empty] | FALSE | FALSE | FALSE | FALSE | FALSE | #N/A
3250 | BEAUMONT | 17.988 | 0 | 2 | 0.002703 | 0.013871 | -0.007618 | 0.007351 | -0.070623 | -0.002703 | 0 | 0 | 0 | 0 | 0 | 0 | [8 empty] | FALSE | FALSE | FALSE | FALSE | FALSE | #N/A
3249 | BEAUMN T | 0 | 0 | 2 | 0.002703 | 0.013871 | -0.007618 | 0.007351 | -0.070623 | -0.002703 | 0 | 0 | 0 | 0 | 0 | 0 | [8 empty] | FALSE | FALSE | FALSE | FALSE | FALSE | #N/A
3248 | ATHNS NW | 45.091 | 0 | 2 | 0.002444 | 0.012287 | -0.007236 | 0.007261 | -0.051035 | -0.002444 | 0 | 0 | 0 | 0 | 0 | 0 | [8 empty] | FALSE | FALSE | FALSE | FALSE | FALSE | #N/A
3247 | ATHENS T | 0 | 0 | 2 | 0.00249 | 0.012233 | -0.00716 | 0.007134 | -0.052582 | -0.00249 | 0 | 0 | 0 | 0 | 0 | 0 | [8 empty] | FALSE | FALSE | FALSE | FALSE | FALSE | #N/A
3245 | REYNLDST | 30.125 | 0 | 2 | 0.002703 | 0.013871 | -0.007618 | 0.007351 | -0.070623 | -0.002703 | 0 | 0 | 0 | 0 | 0 | 0 | [8 empty] | FALSE | FALSE | FALSE | FALSE | FALSE | #N/A
3244 | JAXVL | 6.735 | 0 | 2 | 0.002703 | 0.013871 | -0.007618 | 0.007351 | -0.070623 | -0.002703 | 0 | 0 | 0 | 0 | 0 | 0 | [8 empty] | FALSE | FALSE | FALSE | FALSE | FALSE | #N/A
3252 | JAXVL1SS | 0 | 0 | 2 | 0.002703 | 0.013871 | -0.007618 | 0.007351 | -0.070623 | -0.002703 | 0 | 0 | 0 | 0 | 0 | 0 | [8 empty] | FALSE | FALSE | FALSE | FALSE | FALSE | #N/A
3242 | JAXVLW T | 0 | 0 | 2 | 0.002703 | 0.013871 | -0.007618 | 0.007351 | -0.070623 | -0.002703 | 0 | 0 | 0 | 0 | 0 | 0 | [8 empty] | FALSE | FALSE | FALSE | FALSE | FALSE | #N/A
3253 | JAXVL SS | 0 | 0 | 2 | 0.002703 | 0.013871 | -0.007618 | 0.007351 | -0.070623 | -0.002703 | 0 | 0 | 0 | 0 | 0 | 0 | [8 empty] | FALSE | FALSE | FALSE | FALSE | FALSE | #N/A
3240 | MURCHISN | 1.536 | 0 | 2 | 0.002615 | 0.010613 | -0.006221 | 0.005705 | -0.05063 | -0.002615 | 0 | 0 | 0 | 0 | 0 | 0 | [8 empty] | FALSE | FALSE | FALSE | FALSE | FALSE | #N/A
3239 | ATHENS | 0 | 0 | 2 | 0.002615 | 0.010613 | -0.006221 | 0.005705 | -0.05063 | -0.002615 | 0 | 0 | 0 | 0 | 0 | 0 | [8 empty] | FALSE | FALSE | FALSE | FALSE | FALSE | #N/A
3238 | ATHENS | 20.12 | 0 | 2 | 0.002492 | 0.012212 | -0.007148 | 0.007115 | -0.052556 | -0.002492 | 0 | 0 | 0 | 0 | 0 | 0 | [8 empty] | FALSE | FALSE | FALSE | FALSE | FALSE | #N/A
3237 | MURCHREA | 0 | 0 | 2 | 0.002615 | 0.010613 | -0.006221 | 0.005705 | -0.05063 | -0.002615 | 0 | 0 | 0 | 0 | 0 | 0 | [8 empty] | FALSE | FALSE | FALSE | FALSE | FALSE | #N/A
3236 | BRNSBORO | 0 | 0 | 2 | 0.002998 | 0.012343 | -0.006732 | 0.006553 | -0.079168 | -0.002998 | 0 | 0 | 0 | 0 | 0 | 0 | [8 empty] | FALSE | FALSE | FALSE | FALSE | FALSE | #N/A
3235 | CHADLER | 10.335 | 0 | 2 | 0.002998 | 0.012343 | -0.006732 | 0.006553 | -0.079168 | -0.002998 | 0 | 0 | 0 | 0 | 0 | 0 | [8 empty] | FALSE | FALSE | FALSE | FALSE | FALSE | #N/A
3234 | TYLER SS | 0 | 0 | 2 | 0.002998 | 0.012343 | -0.006732 | 0.006553 | -0.079168 | -0.002998 | 0 | 0 | 0 | 0 | 0 | 0 | [8 empty] | FALSE | FALSE | FALSE | FALSE | FALSE | #N/A
3243 | JAX WEST | 13.643 | 0 | 2 | 0.002703 | 0.013871 | -0.007618 | 0.007351 | -0.070623 | -0.002703 | 0 | 0 | 0 | 0 | 0 | 0 | [8 empty] | FALSE | FALSE | FALSE | FALSE | FALSE | #N/A
3272 | PALESTNE | 42.741 | 0 | 2 | 0.003172 | 0.024043 | -0.011163 | 0.006871 | -0.057676 | -0.003172 | 0 | 0 | 0 | 0 | 0 | 0 | [8 empty] | FALSE | FALSE | FALSE | FALSE | FALSE | #N/A
3393 | JEWETT | 0 | 0 | 2 | 0.004215 | 0.039468 | -0.016546 | 0.004862 | -0.036782 | -0.004215 | 0 | 0 | 0 | 0 | 0 | 0 | [8 empty] | FALSE | FALSE | FALSE | FALSE | FALSE | #N/A
3281 | TEN CLNY | 14.135 | 0 | 2 | 0.003263 | 0.024479 | -0.011061 | 0.005766 | -0.049222 | -0.003263 | 0 | 0 | 0 | 0 | 0 | 0 | [8 empty] | FALSE | FALSE | FALSE | FALSE | FALSE | #N/A
3280 | LONGLAKE | 4.471 | 0 | 2 | 0.00341 | 0.029395 | -0.013009 | 0.006532 | -0.049898 | -0.00341 | 0 | 0 | 0 | 0 | 0 | 0 | [8 empty] | FALSE | FALSE | FALSE | FALSE | FALSE | #N/A
3279 | LONGLK T | 0 | 0 | 2 | 0.003451 | 0.030772 | -0.013555 | 0.006747 | -0.050087 | -0.003451 | 0 | 0 | 0 | 0 | 0 | 0 | [8 empty] | FALSE | FALSE | FALSE | FALSE | FALSE | #N/A
3278 | LAKEVIEW | 0 | 0 | 2 | 0.003325 | 0.027842 | -0.012518 | 0.006815 | -0.053405 | -0.003325 | 0 | 0 | 0 | 0 | 0 | 0 | [8 empty] | FALSE | FALSE | FALSE | FALSE | FALSE | #N/A
3277 | MSSYLK P | 0 | 0 | 2 | 0.00323 | 0.023359 | -0.010617 | 0.005591 | -0.049068 | -0.00323 | 0 | 0 | 0 | 0 | 0 | 0 | [8 empty] | FALSE | FALSE | FALSE | FALSE | FALSE | #N/A
3276 | MALAKOFF | 14.145 | 0 | 2 | 0.002502 | 0.009677 | -0.005815 | 0.005438 | -0.046303 | -0.002502 | 0 | 0 | 0 | 0 | 0 | 0 | [8 empty] | FALSE | FALSE | FALSE | FALSE | FALSE | #N/A
3251 | BULLARD | 0 | 0 | 2 | 0.002814 | 0.013361 | -0.007304 | 0.007027 | -0.071442 | -0.002814 | 0 | 0 | 0 | 0 | 0 | 0 | [8 empty] | FALSE | FALSE | FALSE | FALSE | FALSE | #N/A
3273 | PALESTNE | 0 | 0 | 2 | 0.003269 | 0.025049 | -0.011412 | 0.00631 | -0.053033 | -0.003269 | 0 | 0 | 0 | 0 | 0 | 0 | [8 empty] | FALSE | FALSE | FALSE | FALSE | FALSE | #N/A
3227 | WHITEHSE | 24.486 | 0 | 2 | 0.002858 | 0.013046 | -0.007146 | 0.00694 | -0.075937 | -0.002858 | 0 | 0 | 0 | 0 | 0 | 0 | [8 empty] | FALSE | FALSE | FALSE | FALSE | FALSE | #N/A
3271 | PALSTN S | 36.49 | 0 | 2 | 0.003177 | 0.0244 | -0.011301 | 0.006894 | -0.057303 | -0.003177 | 0 | 0 | 0 | 0 | 0 | 0 | [8 empty] | FALSE | FALSE | FALSE | FALSE | FALSE | #N/A
3270 | CAROLSPG | 0 | 0 | 2 | 0.003067 | 0.015917 | -0.007747 | 0.004473 | -0.049716 | -0.003067 | 0 | 0 | 0 | 0 | 0 | 0 | [8 empty] | FALSE | FALSE | FALSE | FALSE | FALSE | #N/A
3269 | WILOW SP | 1.931 | 0 | 2 | 0.002971 | 0.011554 | -0.005996 | 0.003595 | -0.048131 | -0.002971 | 0 | 0 | 0 | 0 | 0 | 0 | [8 empty] | FALSE | FALSE | FALSE | FALSE | FALSE | #N/A
3267 | MALAKOFF | 0 | 0 | 2 | 0.002766 | 0.008652 | -0.005083 | 0.003974 | -0.048266 | -0.002766 | 0 | 0 | 0 | 0 | 0 | 0 | [8 empty] | FALSE | FALSE | FALSE | FALSE | FALSE | #N/A
3256 | POYNOR | 5.043 | 0 | 2 | 0.002615 | 0.010613 | -0.006221 | 0.005705 | -0.05063 | -0.002615 | 0 | 0 | 0 | 0 | 0 | 0 | [8 empty] | FALSE | FALSE | FALSE | FALSE | FALSE | #N/A
3255 | FRANKSTN | 8.118 | 0 | 2 | 0.002703 | 0.013871 | -0.007618 | 0.007351 | -0.070623 | -0.002703 | 0 | 0 | 0 | 0 | 0 | 0 | [8 empty] | FALSE | FALSE | FALSE | FALSE | FALSE | #N/A
3254 | JAXVL2SS | 0 | 0 | 2 | 0.002703 | 0.013871 | -0.007618 | 0.007351 | -0.070623 | -0.002703 | 0 | 0 | 0 | 0 | 0 | 0 | [8 empty] | FALSE | FALSE | FALSE | FALSE | FALSE | #N/A
3274 | MONTALBA | 0 | 0 | 2 | 0.003164 | 0.020282 | -0.009499 | 0.005351 | -0.051302 | -0.003164 | 0 | 0 | 0 | 0 | 0 | 0 | [8 empty] | FALSE | FALSE | FALSE | FALSE | FALSE | #N/A
3178 | EUSTC SE | 0 | 0 | 2 | 0.002423 | 0.012268 | -0.007316 | 0.007494 | -0.0402 | -0.002423 | 0 | 0 | 0 | 0 | 0 | 0 | [8 empty] | FALSE | FALSE | FALSE | FALSE | FALSE | #N/A
3190 | BRITSTAR | 0 | 0 | 2 | 0.004232 | 0.009129 | -0.004844 | 0.004855 | 0.055214 | -0.004232 | 0 | 0 | 0 | 0 | 0 | 0 | [8 empty] | FALSE | FALSE | FALSE | FALSE | FALSE | #N/A
3189 | BTSTAR T | 0 | 0 | 2 | 0.004232 | 0.009129 | -0.004844 | 0.004855 | 0.055214 | -0.004232 | 0 | 0 | 0 | 0 | 0 | 0 | [8 empty] | FALSE | FALSE | FALSE | FALSE | FALSE | #N/A
3188 | WILLS PT | 14.896 | 0 | 2 | 0.003983 | 0.009682 | -0.005213 | 0.005212 | 0.036969 | -0.003983 | 0 | 0 | 0 | 0 | 0 | 0 | [8 empty] | FALSE | FALSE | FALSE | FALSE | FALSE | #N/A
3187 | IRNBRG T | 0 | 0 | 2 | 0.003983 | 0.009682 | -0.005213 | 0.005212 | 0.036969 | -0.003983 | 0 | 0 | 0 | 0 | 0 | 0 | [8 empty] | FALSE | FALSE | FALSE | FALSE | FALSE | #N/A
3185 | IRONBRG | 0 | 0 | 2 | 0.004232 | 0.009129 | -0.004844 | 0.004855 | 0.055214 | -0.004232 | 0 | 0 | 0 | 0 | 0 | 0 | [8 empty] | FALSE | FALSE | FALSE | FALSE | FALSE | #N/A
3184 | PRIMROSE | 0 | 0 | 2 | 0.0033 | 0.01159 | -0.00632 | 0.006166 | -0.029724 | -0.0033 | 0 | 0 | 0 | 0 | 0 | 0 | [8 empty] | FALSE | FALSE | FALSE | FALSE | FALSE | #N/A
3183 | VAN | 19.343 | 0 | 2 | 0.00345 | 0.011092 | -0.006058 | 0.005961 | -0.011724 | -0.00345 | 0 | 0 | 0 | 0 | 0 | 0 | [8 empty] | FALSE | FALSE | FALSE | FALSE | FALSE | #N/A
3231 | OVERTON | 8.783 | 0 | 2 | 0.002914 | 0.012772 | -0.006983 | 0.006783 | -0.07696 | -0.002914 | 0 | 0 | 0 | 0 | 0 | 0 | [8 empty] | FALSE | FALSE | FALSE | FALSE | FALSE | #N/A
3181 | EDGEWOOD | 11.634 | 0 | 2 | 0.003983 | 0.009682 | -0.005213 | 0.005212 | 0.036969 | -0.003983 | 0 | 0 | 0 | 0 | 0 | 0 | [8 empty] | FALSE | FALSE | FALSE | FALSE | FALSE | #N/A
3198 | TYLR KLY | 14.712 | 0 | 2 | 0.003056 | 0.012398 | -0.006745 | 0.006499 | -0.058915 | -0.003056 | 0 | 0 | 0 | 0 | 0 | 0 | [8 empty] | FALSE | FALSE | FALSE | FALSE | FALSE | #N/A
3177 | EUSTACE | 14.579 | 0 | 2 | 0.002439 | 0.012242 | -0.007294 | 0.00747 | -0.03948 | -0.002439 | 0 | 0 | 0 | 0 | 0 | 0 | [8 empty] | FALSE | FALSE | FALSE | FALSE | FALSE | #N/A
3176 | MABANK | 41.489 | 0 | 2 | 0.002672 | 0.01189 | -0.006988 | 0.007127 | -0.029392 | -0.002672 | 0 | 0 | 0 | 0 | 0 | 0 | [8 empty] | FALSE | FALSE | FALSE | FALSE | FALSE | #N/A
3175 | CANTON | 27.238 | 0 | 2 | 0.003403 | 0.010785 | -0.006028 | 0.006051 | 0.00226 | -0.003403 | 0 | 0 | 0 | 0 | 0 | 0 | [8 empty] | FALSE | FALSE | FALSE | FALSE | FALSE | #N/A
3174 | CANTN SS | 0 | 0 | 2 | 0.003659 | 0.010398 | -0.005692 | 0.005675 | 0.013351 | -0.003659 | 0 | 0 | 0 | 0 | 0 | 0 | [8 empty] | FALSE | FALSE | FALSE | FALSE | FALSE | #N/A
3173 | EXPMTR | 0 | 0 | 2 | 0.002997 | 0.011399 | -0.006561 | 0.006649 | -0.015317 | -0.002997 | 0 | 0 | 0 | 0 | 0 | 0 | [8 empty] | FALSE | FALSE | FALSE | FALSE | FALSE | #N/A
3171 | EMORY N | 0 | 0 | 2 | 0.005046 | 0.007328 | -0.003638 | 0.003691 | 0.11466 | -0.005046 | 0 | 0 | 0 | 0 | 0 | 0 | [8 empty] | FALSE | FALSE | FALSE | FALSE | FALSE | #N/A
3170 | EMORY | 0 | 0 | 2 | 0.004595 | 0.008326 | -0.004306 | 0.004337 | 0.081704 | -0.004595 | 0 | 0 | 0 | 0 | 0 | 0 | [8 empty] | FALSE | FALSE | FALSE | FALSE | FALSE | #N/A
3182 | EDGEWOOD | 0 | 0 | 2 | 0.003983 | 0.009682 | -0.005213 | 0.005212 | 0.036969 | -0.003983 | 0 | 0 | 0 | 0 | 0 | 0 | [8 empty] | FALSE | FALSE | FALSE | FALSE | FALSE | #N/A
3211 | TYLER E | 74.513 | 0 | 2 | 0.002996 | 0.012256 | -0.006708 | 0.00659 | -0.082585 | -0.002996 | 0 | 0 | 0 | 0 | 0 | 0 | [8 empty] | FALSE | FALSE | FALSE | FALSE | FALSE | #N/A
3283 | BUTLER M | 0 | 0 | 2 | 0.003635 | 0.035687 | -0.01538 | 0.006995 | -0.047079 | -0.003635 | 0 | 0 | 0 | 0 | 0 | 0 | [8 empty] | FALSE | FALSE | FALSE | FALSE | FALSE | #N/A
3224 | TEASEL M | 0 | 0 | 2 | 0.002986 | 0.014893 | -0.007736 | 0.006694 | -0.06962 | -0.002986 | 0 | 0 | 0 | 0 | 0 | 0 | [8 empty] | FALSE | FALSE | FALSE | FALSE | FALSE | #N/A
3222 | TEASELVL | 38.935 | 0 | 2 | 0.002972 | 0.014166 | -0.007464 | 0.00668 | -0.070569 | -0.002972 | 0 | 0 | 0 | 0 | 0 | 0 | [8 empty] | FALSE | FALSE | FALSE | FALSE | FALSE | #N/A
3221 | GRESHAM | 0 | 0 | 2 | 0.002957 | 0.013461 | -0.0072 | 0.006666 | -0.071488 | -0.002957 | 0 | 0 | 0 | 0 | 0 | 0 | [8 empty] | FALSE | FALSE | FALSE | FALSE | FALSE | #N/A
3219 | TYLR BUL | 73.685 | 0 | 2 | 0.002936 | 0.012771 | -0.006953 | 0.006687 | -0.073597 | -0.002936 | 0 | 0 | 0 | 0 | 0 | 0 | [8 empty] | FALSE | FALSE | FALSE | FALSE | FALSE | #N/A
3218 | TYLER S | 42.189 | 0 | 2 | 0.002928 | 0.012772 | -0.006963 | 0.00672 | -0.074764 | -0.002928 | 0 | 0 | 0 | 0 | 0 | 0 | [8 empty] | FALSE | FALSE | FALSE | FALSE | FALSE | #N/A
3217 | GRESHAM | 0 | 0 | 2 | 0.002957 | 0.013427 | -0.007188 | 0.006665 | -0.071533 | -0.002957 | 0 | 0 | 0 | 0 | 0 | 0 | [8 empty] | FALSE | FALSE | FALSE | FALSE | FALSE | #N/A
3196 | TYLER SOUTHW | 12.1 | 0 | 2 | 0.00303 | 0.012484 | -0.006791 | 0.006534 | -0.062017 | -0.00303 | 0 | 0 | 0 | 0 | 0 | 0 | [8 empty] | FALSE | FALSE | FALSE | FALSE | FALSE | #N/A
3212 | TYLR OMN | 70.695 | 0 | 2 | 0.002955 | 0.012515 | -0.006846 | 0.006687 | -0.079763 | -0.002955 | 0 | 0 | 0 | 0 | 0 | 0 | [8 empty] | FALSE | FALSE | FALSE | FALSE | FALSE | #N/A
3197 | TYLER SS | 0 | 0 | 2 | 0.003056 | 0.012398 | -0.006745 | 0.006499 | -0.058915 | -0.003056 | 0 | 0 | 0 | 0 | 0 | 0 | [8 empty] | FALSE | FALSE | FALSE | FALSE | FALSE | #N/A
3210 | TYLER NE | 43.693 | 0 | 2 | 0.003038 | 0.011994 | -0.006569 | 0.006493 | -0.085438 | -0.003038 | 0 | 0 | 0 | 0 | 0 | 0 | [8 empty] | FALSE | FALSE | FALSE | FALSE | FALSE | #N/A
3207 | TYLER | 40.063 | 0 | 2 | 0.003 | 0.012328 | -0.006725 | 0.006549 | -0.079402 | -0.003 | 0 | 0 | 0 | 0 | 0 | 0 | [8 empty] | FALSE | FALSE | FALSE | FALSE | FALSE | #N/A
3205 | HIDAWYLK | 16.323 | 0 | 2 | 0.003031 | 0.012083 | -0.006605 | 0.006492 | -0.083282 | -0.003031 | 0 | 0 | 0 | 0 | 0 | 0 | [8 empty] | FALSE | FALSE | FALSE | FALSE | FALSE | #N/A
3204 | TYLER PP | 12.441 | 0 | 2 | 0.003024 | 0.012138 | -0.006632 | 0.006505 | -0.082408 | -0.003024 | 0 | 0 | 0 | 0 | 0 | 0 | [8 empty] | FALSE | FALSE | FALSE | FALSE | FALSE | #N/A
3203 | LNDALE T | 0 | 0 | 2 | 0.003031 | 0.012083 | -0.006605 | 0.006492 | -0.083282 | -0.003031 | 0 | 0 | 0 | 0 | 0 | 0 | [8 empty] | FALSE | FALSE | FALSE | FALSE | FALSE | #N/A
3202 | SWAN 2 | 11.653 | 0 | 2 | 0.003024 | 0.012138 | -0.006632 | 0.006505 | -0.082408 | -0.003024 | 0 | 0 | 0 | 0 | 0 | 0 | [8 empty] | FALSE | FALSE | FALSE | FALSE | FALSE | #N/A
3201 | LINDALE | 26.899 | 0 | 2 | 0.003037 | 0.012043 | -0.006586 | 0.006483 | -0.083916 | -0.003037 | 0 | 0 | 0 | 0 | 0 | 0 | [8 empty] | FALSE | FALSE | FALSE | FALSE | FALSE | #N/A
3230 | SWINYTWN | 0 | 0 | 2 | 0.002914 | 0.012772 | -0.006983 | 0.006783 | -0.07696 | -0.002914 | 0 | 0 | 0 | 0 | 0 | 0 | [8 empty] | FALSE | FALSE | FALSE | FALSE | FALSE | #N/A
3213 | TYLER GE | 52.651 | 0 | 2 | 0.002926 | 0.012698 | -0.006944 | 0.006755 | -0.077772 | -0.002926 | 0 | 0 | 0 | 0 | 0 | 0 | [8 empty] | FALSE | FALSE | FALSE | FALSE | FALSE | #N/A
230 | DWUSSWW | 0 | 0 | 5 | 0.004083 | 0.001698 | -0.000589 | 0.000439 | -0.067636 | -0.004083 | 0 | 0 | 0 | 0 | 0 | 0 | [8 empty] | FALSE | FALSE | FALSE | FALSE | FALSE | #N/A
9 | BEDIAS | 5.755 | 0 | 2 | 0.00641 | 0.12278 | -0.046349 | 0.050338 | -0.033054 | -0.00641 | 0 | 0 | 0 | 0 | 0 | 0 | [8 empty] | FALSE | FALSE | FALSE | FALSE | FALSE | #N/A
13 | KEITH | 4.601 | 0 | 2 | 0.006516 | 0.12531 | -0.055166 | 0.062765 | -0.032868 | -0.006516 | 0 | 0 | 0 | 0 | 0 | 0 | [8 empty] | FALSE | FALSE | FALSE | FALSE | FALSE | #N/A
17 | CARLOSSW | 0 | 0 | 2 | 0.006545 | 0.12625 | -0.05436 | 0.061794 | -0.032825 | -0.006545 | 0 | 0 | 0 | 0 | 0 | 0 | [8 empty] | FALSE | FALSE | FALSE | FALSE | FALSE | #N/A
25 | NTHZULCH | 8.059 | 0 | 2 | 0.006323 | 0.12093 | -0.036475 | 0.036553 | -0.033214 | -0.006323 | 0 | 0 | 0 | 0 | 0 | 0 | [8 empty] | FALSE | FALSE | FALSE | FALSE | FALSE | #N/A
31 | HEARNCTY | 10.991 | 0 | 2 | 0.007588 | 0.10634 | -0.011333 | 0.009881 | -0.030286 | -0.007588 | 0 | 0 | 0 | 0 | 0 | 0 | [8 empty] | FALSE | FALSE | FALSE | FALSE | FALSE | #N/A
32 | ROBERTSN | 0 | 0 | 2 | 0.008278 | 0.21269 | 0.00099 | -0.007242 | -0.03084 | -0.008278 | 0 | 0 | 0 | 0 | 0 | 0 | [8 empty] | FALSE | FALSE | FALSE | FALSE | FALSE | #N/A
33 | WATSONCP | 0 | 0 | 2 | 0.006142 | 0.11918 | -0.020031 | 0.013261 | -0.03361 | -0.006142 | 0 | 0 | 0 | 0 | 0 | 0 | [8 empty] | FALSE | FALSE | FALSE | FALSE | FALSE | #N/A
34 | PHILLIPS | 4.266 | 0 | 2 | 0.008278 | 0.21269 | 0.00099 | -0.007242 | -0.03084 | -0.008278 | 0 | 0 | 0 | 0 | 0 | 0 | [8 empty] | FALSE | FALSE | FALSE | FALSE | FALSE | #N/A
35 | HEARNE | 0 | 0 | 2 | 0.007997 | 0.19379 | -0.007363 | 0.003299 | -0.03107 | -0.007997 | 0 | 0 | 0 | 0 | 0 | 0 | [8 empty] | FALSE | FALSE | FALSE | FALSE | FALSE | #N/A
36 | HEARNE | 0 | 0 | 2 | 0.007711 | 0.10185 | -0.005904 | 0.00336 | -0.029947 | -0.007711 | 0 | 0 | 0 | 0 | 0 | 0 | [8 empty] | FALSE | FALSE | FALSE | FALSE | FALSE | #N/A
38 | SUTTON | 4.142 | 0 | 2 | 0.007365 | 0.11451 | -0.021211 | 0.021745 | -0.030903 | -0.007365 | 0 | 0 | 0 | 0 | 0 | 0 | [8 empty] | FALSE | FALSE | FALSE | FALSE | FALSE | #N/A
4 | IOLA | 0 | 0 | 2 | 0.006464 | 0.12393 | -0.052509 | 0.058939 | -0.032954 | -0.006464 | 0 | 0 | 0 | 0 | 0 | 0 | [8 empty] | FALSE | FALSE | FALSE | FALSE | FALSE | #N/A
43 | HLTPLKSW | 0 | 0 | 2 | 0.007034 | 0.079498 | -0.005501 | 0.002176 | -0.030285 | -0.007034 | 0 | 0 | 0 | 0 | 0 | 0 | [8 empty] | FALSE | FALSE | FALSE | FALSE | FALSE | #N/A
21 | CARLOS | 2.186 | 0 | 2 | 0.006545 | 0.12625 | -0.05436 | 0.061794 | -0.032825 | -0.006545 | 0 | 0 | 0 | 0 | 0 | 0 | [8 empty] | FALSE | FALSE | FALSE | FALSE | FALSE | #N/A
212 | WINKLER | 6.156 | 0 | 2 | 0.002935 | 0.013441 | -0.006687 | 0.004044 | -0.047706 | -0.002935 | 0 | 0 | 0 | 0 | 0 | 0 | [8 empty] | FALSE | FALSE | FALSE | FALSE | FALSE | #N/A
197 | OAKGROV | 0.43 | 0 | 2 | 0.004289 | 0.053112 | -0.021849 | 0.007873 | -0.036418 | -0.004289 | 0 | 0 | 0 | 0 | 0 | 0 | [8 empty] | FALSE | FALSE | FALSE | FALSE | FALSE | #N/A
196 | FARFIELD | 7.166 | 0 | 2 | 0.003047 | 0.017204 | -0.008178 | 0.004631 | -0.048223 | -0.003047 | 0 | 0 | 0 | 0 | 0 | 0 | [8 empty] | FALSE | FALSE | FALSE | FALSE | FALSE | #N/A
3391 | JEWETT N | 0 | 0 | 2 | 0.003677 | 0.055326 | -0.031665 | 0.011758 | -0.035133 | -0.003677 | 0 | 0 | 0 | 0 | 0 | 0 | [8 empty] | FALSE | FALSE | FALSE | FALSE | FALSE | #N/A
47 | HLTOPLKS | 0 | 0 | 2 | 0.006208 | 0.11846 | -0.023318 | 0.018183 | -0.033428 | -0.006208 | 0 | 0 | 0 | 0 | 0 | 0 | [8 empty] | FALSE | FALSE | FALSE | FALSE | FALSE | #N/A
48 | HLTOPLKS | 7.083 | 0 | 2 | 0.006564 | 0.10165 | -0.015633 | 0.011279 | -0.032072 | -0.006564 | 0 | 0 | 0 | 0 | 0 | 0 | [8 empty] | FALSE | FALSE | FALSE | FALSE | FALSE | #N/A
53 | ELLIOTT | 2.54 | 0 | 2 | 0.007421 | 0.09228 | -0.005731 | 0.002853 | -0.030092 | -0.007421 | 0 | 0 | 0 | 0 | 0 | 0 | [8 empty] | FALSE | FALSE | FALSE | FALSE | FALSE | #N/A
57 | FRANKLIN | 8.618 | 0 | 2 | 0.007062 | 0.080427 | -0.005518 | 0.002225 | -0.030271 | -0.007062 | 0 | 0 | 0 | 0 | 0 | 0 | [8 empty] | FALSE | FALSE | FALSE | FALSE | FALSE | #N/A
104 | BUTLER | 3.368 | 0 | 2 | 0.003635 | 0.035687 | -0.01538 | 0.006995 | -0.047079 | -0.003635 | 0 | 0 | 0 | 0 | 0 | 0 | [8 empty] | FALSE | FALSE | FALSE | FALSE | FALSE | #N/A
93 | PETEWAY | 2.571 | 0 | 2 | 0.0069 | 0.057257 | -0.000495 | -0.002754 | -0.029617 | -0.0069 | 0 | 0 | 0 | 0 | 0 | 0 | [8 empty] | FALSE | FALSE | FALSE | FALSE | FALSE | #N/A
2 | KEITHSW | 0 | 0 | 2 | 0.006502 | 0.12487 | -0.055551 | 0.063229 | -0.032889 | -0.006502 | 0 | 0 | 0 | 0 | 0 | 0 | [8 empty] | FALSE | FALSE | FALSE | FALSE | FALSE | #N/A
40 | JEWETT | 1.458 | 0 | 2 | 0.004289 | 0.053112 | -0.021849 | 0.007873 | -0.036418 | -0.004289 | 0 | 0 | 0 | 0 | 0 | 0 | [8 empty] | FALSE | FALSE | FALSE | FALSE | FALSE | #N/A
5925 | DCEAST | 0 | 0 | 5 | 0.005775 | 0.00545 | -0.002379 | 0.002469 | 0.31024 | -0.005775 | 0 | 0 | 0 | 0 | 0 | 0 | [8 empty] | FALSE | FALSE | FALSE | FALSE | FALSE | #N/A
29 | BOONVIL | 0 | 0 | 2 | 0.006934 | 0.13027 | -0.040254 | 0.044617 | -0.032092 | -0.006934 | 0 | 0 | 0 | 0 | 0 | 0 | [8 empty] | FALSE | FALSE | FALSE | FALSE | FALSE | #N/A
32872 | NALL | 24.7 | 0 | 2 | 0.006849 | 0.13279 | -0.043913 | 0.049022 | -0.032314 | -0.006849 | 0 | 0 | 0 | 0 | 0 | 0 | [8 empty] | FALSE | FALSE | FALSE | FALSE | FALSE | #N/A
32871 | BRBUSPRK | 8.4 | 0 | 2 | 0.006912 | 0.13879 | -0.042205 | 0.046812 | -0.032296 | -0.006912 | 0 | 0 | 0 | 0 | 0 | 0 | [8 empty] | FALSE | FALSE | FALSE | FALSE | FALSE | #N/A
32858 | BRCR TAP | 0 | 0 | 2 | 0.006883 | 0.13214 | -0.042513 | 0.04733 | -0.032233 | -0.006883 | 0 | 0 | 0 | 0 | 0 | 0 | [8 empty] | FALSE | FALSE | FALSE | FALSE | FALSE | #N/A
32873 | SHADY | 20.9 | 0 | 2 | 0.006808 | 0.13319 | -0.045602 | 0.051073 | -0.032408 | -0.006808 | 0 | 0 | 0 | 0 | 0 | 0 | [8 empty] | FALSE | FALSE | FALSE | FALSE | FALSE | #N/A
32870 | TABOR | 17.2 | 0 | 2 | 0.006886 | 0.13642 | -0.042942 | 0.047761 | -0.032307 | -0.006886 | 0 | 0 | 0 | 0 | 0 | 0 | [8 empty] | FALSE | FALSE | FALSE | FALSE | FALSE | #N/A
32869 | NORTH | 19.1 | 0 | 2 | 0.006887 | 0.13692 | -0.042937 | 0.047744 | -0.032312 | -0.006887 | 0 | 0 | 0 | 0 | 0 | 0 | [8 empty] | FALSE | FALSE | FALSE | FALSE | FALSE | #N/A
32868 | A&M ANEX | 4.9 | 0 | 2 | 0.006849 | 0.13478 | -0.044165 | 0.049287 | -0.032351 | -0.006849 | 0 | 0 | 0 | 0 | 0 | 0 | [8 empty] | FALSE | FALSE | FALSE | FALSE | FALSE | #N/A
32867 | ATKINS14 | 41.4 | 0 | 2 | 0.006849 | 0.13478 | -0.044165 | 0.049287 | -0.032351 | -0.006849 | 0 | 0 | 0 | 0 | 0 | 0 | [8 empty] | FALSE | FALSE | FALSE | FALSE | FALSE | #N/A
32866 | ST STORE | 5.9 | 0 | 2 | 0.006849 | 0.13478 | -0.044165 | 0.049287 | -0.032351 | -0.006849 | 0 | 0 | 0 | 0 | 0 | 0 | [8 empty] | FALSE | FALSE | FALSE | FALSE | FALSE | #N/A
32865 | SNOOK | 5.2 | 0 | 2 | 0.006849 | 0.13478 | -0.044165 | 0.049287 | -0.032351 | -0.006849 | 0 | 0 | 0 | 0 | 0 | 0 | [8 empty] | FALSE | FALSE | FALSE | FALSE | FALSE | #N/A
32864 | ATKINS69 | 0 | 0 | 2 | 0.006849 | 0.13478 | -0.044165 | 0.049287 | -0.032351 | -0.006849 | 0 | 0 | 0 | 0 | 0 | 0 | [8 empty] | FALSE | FALSE | FALSE | FALSE | FALSE | #N/A
32863 | JONES RD | 12 | 0 | 2 | 0.006987 | 0.14466 | -0.040007 | 0.044006 | -0.032251 | -0.006987 | 0 | 0 | 0 | 0 | 0 | 0 | [8 empty] | FALSE | FALSE | FALSE | FALSE | FALSE | #N/A
32002 | SOUWD CS | 57.2 | 0 | 2 | 0.006678 | 0.13095 | -0.050429 | 0.057002 | -0.032635 | -0.006678 | 0 | 0 | 0 | 0 | 0 | 0 | [8 empty] | FALSE | FALSE | FALSE | FALSE | FALSE | #N/A
32861 | RELIANCE | 16 | 0 | 2 | 0.006864 | 0.13422 | -0.043529 | 0.048524 | -0.032311 | -0.006864 | 0 | 0 | 0 | 0 | 0 | 0 | [8 empty] | FALSE | FALSE | FALSE | FALSE | FALSE | #N/A
32799 | TAMU | 68.1 | 0 | 2 | 0.006755 | 0.13398 | -0.04778 | 0.053708 | -0.032532 | -0.006755 | 0 | 0 | 0 | 0 | 0 | 0 | [8 empty] | FALSE | FALSE | FALSE | FALSE | FALSE | #N/A
32004 | SPCRK CS | 15 | 0 | 2 | 0.006628 | 0.12896 | -0.052165 | 0.05916 | -0.032703 | -0.006628 | 0 | 0 | 0 | 0 | 0 | 0 | [8 empty] | FALSE | FALSE | FALSE | FALSE | FALSE | #N/A
32886 | ATKINS3 | 0 | 0 | 2 | 0.006849 | 0.13478 | -0.044165 | 0.049287 | -0.032351 | -0.006849 | 0 | 0 | 0 | 0 | 0 | 0 | [8 empty] | FALSE | FALSE | FALSE | FALSE | FALSE | #N/A
32001 | POAK CS | 84 | 0 | 2 | 0.006646 | 0.12964 | -0.051476 | 0.058302 | -0.032677 | -0.006646 | 0 | 0 | 0 | 0 | 0 | 0 | [8 empty] | FALSE | FALSE | FALSE | FALSE | FALSE | #N/A
32000 | CSSW CS | 9.4 | 0 | 2 | 0.006631 | 0.129 | -0.051992 | 0.058942 | -0.032697 | -0.006631 | 0 | 0 | 0 | 0 | 0 | 0 | [8 empty] | FALSE | FALSE | FALSE | FALSE | FALSE | #N/A
13136 | CALFRE6G | 0 | 174 | 2 | 0.001313 | 0.021308 | -0.013399 | 0.015168 | -0.041673 | -0.001313 | 0.22846 | 3.7076 | -2.3314 | 2.6392 | -7.2511 | -0.22846 | [8 empty] | FALSE | TRUE | FALSE | FALSE | FALSE | #N/A
32862 | ATKIN138 | 0 | 0 | 2 | 0.006839 | 0.13728 | -0.044899 | 0.050126 | -0.03242 | -0.006839 | 0 | 0 | 0 | 0 | 0 | 0 | [8 empty] | FALSE | FALSE | FALSE | FALSE | FALSE | #N/A
32888 | ATKINS7 | 0 | 12.45 | 2 | 0.006849 | 0.13478 | -0.044165 | 0.049287 | -0.032351 | -0.006849 | 0.08527 | 1.678 | -0.54985 | 0.61362 | -0.40277 | -0.08527 | [8 empty] | FALSE | TRUE | FALSE | FALSE | FALSE | #N/A
37300 | EMORY | 6.5 | 0 | 2 | 0.004595 | 0.008326 | -0.004306 | 0.004337 | 0.081704 | -0.004595 | 0 | 0 | 0 | 0 | 0 | 0 | [8 empty] | FALSE | FALSE | FALSE | FALSE | FALSE | #N/A
6800 | LIBTY RC | 9.157 | 0 | 5 | 0.005281 | 0.006807 | -0.00329 | 0.003355 | 0.13186 | -0.005281 | 0 | 0 | 0 | 0 | 0 | 0 | [8 empty] | FALSE | FALSE | FALSE | FALSE | FALSE | #N/A
37320 | TALCOWST | 0.2 | 0 | 5 | 0.006039 | 0.005646 | -0.002486 | 0.002565 | 0.26549 | -0.006039 | 0 | 0 | 0 | 0 | 0 | 0 | [8 empty] | FALSE | FALSE | FALSE | FALSE | FALSE | #N/A
13135 | CALFRE5G | 0 | 158 | 2 | 0.001313 | 0.021308 | -0.013399 | 0.015168 | -0.041673 | -0.001313 | 0.20745 | 3.3667 | -2.117 | 2.3965 | -6.5843 | -0.20745 | [8 empty] | FALSE | TRUE | FALSE | FALSE | FALSE | #N/A
32897 | DANSBY | 0 | 0 | 2 | 0.006987 | 0.14466 | -0.040007 | 0.044006 | -0.032251 | -0.006987 | 0 | 0 | 0 | 0 | 0 | 0 | [8 empty] | FALSE | FALSE | FALSE | FALSE | FALSE | #N/A
32896 | EAST138 | 0 | 0 | 2 | 0.006628 | 0.1286 | -0.052134 | 0.059133 | -0.032696 | -0.006628 | 0 | 0 | 0 | 0 | 0 | 0 | [8 empty] | FALSE | FALSE | FALSE | FALSE | FALSE | #N/A
32893 | BRSSWTCH | 0 | 0 | 2 | 0.006678 | 0.13096 | -0.050421 | 0.056992 | -0.032635 | -0.006678 | 0 | 0 | 0 | 0 | 0 | 0 | [8 empty] | FALSE | FALSE | FALSE | FALSE | FALSE | #N/A
32892 | DANSBY14 | 0 | 111 | 2 | 0.006935 | 0.14055 | -0.041516 | 0.045934 | -0.032281 | -0.006935 | 0.76979 | 15.6015 | -4.6083 | 5.0987 | -3.5832 | -0.76979 | [8 empty] | FALSE | TRUE | FALSE | FALSE | FALSE | #N/A
32891 | ATKINS5 | 0 | 0 | 2 | 0.006849 | 0.13478 | -0.044165 | 0.049287 | -0.032351 | -0.006849 | 0 | 0 | 0 | 0 | 0 | 0 | [8 empty] | FALSE | FALSE | FALSE | FALSE | FALSE | #N/A
32884 | DANSBY2 | 0 | 49 | 2 | 0.006935 | 0.14055 | -0.041516 | 0.045934 | -0.032281 | -0.006935 | 0.33982 | 6.8871 | -2.0343 | 2.2508 | -1.5818 | -0.33982 | [8 empty] | FALSE | TRUE | FALSE | FALSE | FALSE | #N/A
32889 | MILLICAN | 2.1 | 0 | 2 | 0.006624 | 0.12891 | -0.052349 | 0.059392 | -0.032709 | -0.006624 | 0 | 0 | 0 | 0 | 0 | 0 | [8 empty] | FALSE | FALSE | FALSE | FALSE | FALSE | #N/A
32874 | EAST69 | 16.4 | 0 | 2 | 0.006766 | 0.13159 | -0.047044 | 0.052865 | -0.032464 | -0.006766 | 0 | 0 | 0 | 0 | 0 | 0 | [8 empty] | FALSE | FALSE | FALSE | FALSE | FALSE | #N/A
32887 | ATKINS6 | 0 | 0 | 2 | 0.006849 | 0.13478 | -0.044165 | 0.049287 | -0.032351 | -0.006849 | 0 | 0 | 0 | 0 | 0 | 0 | [8 empty] | FALSE | FALSE | FALSE | FALSE | FALSE | #N/A
32885 | BGRPR69 | 0 | 0 | 2 | 0.006624 | 0.12891 | -0.052349 | 0.059392 | -0.032709 | -0.006624 | 0 | 0 | 0 | 0 | 0 | 0 | [8 empty] | FALSE | FALSE | FALSE | FALSE | FALSE | #N/A
32881 | KURTEN | 7.4 | 0 | 2 | 0.006886 | 0.13642 | -0.042942 | 0.047761 | -0.032307 | -0.006886 | 0 | 0 | 0 | 0 | 0 | 0 | [8 empty] | FALSE | FALSE | FALSE | FALSE | FALSE | #N/A
32880 | BRYSOUTH | 9.1 | 0 | 2 | 0.006677 | 0.13089 | -0.050483 | 0.05707 | -0.032637 | -0.006677 | 0 | 0 | 0 | 0 | 0 | 0 | [8 empty] | FALSE | FALSE | FALSE | FALSE | FALSE | #N/A
32879 | STPHOL | 6.6 | 0 | 2 | 0.006706 | 0.13322 | -0.048993 | 0.055118 | -0.03262 | -0.006706 | 0 | 0 | 0 | 0 | 0 | 0 | [8 empty] | FALSE | FALSE | FALSE | FALSE | FALSE | #N/A
32878 | BGRPR138 | 8.8 | 0 | 2 | 0.006624 | 0.12891 | -0.052349 | 0.059392 | -0.032709 | -0.006624 | 0 | 0 | 0 | 0 | 0 | 0 | [8 empty] | FALSE | FALSE | FALSE | FALSE | FALSE | #N/A
32877 | BRCREST | 16.9 | 0 | 2 | 0.006881 | 0.13218 | -0.042597 | 0.047431 | -0.032238 | -0.006881 | 0 | 0 | 0 | 0 | 0 | 0 | [8 empty] | FALSE | FALSE | FALSE | FALSE | FALSE | #N/A
32876 | IND PARK | 27.7 | 0 | 2 | 0.006864 | 0.13562 | -0.043686 | 0.048684 | -0.032336 | -0.006864 | 0 | 0 | 0 | 0 | 0 | 0 | [8 empty] | FALSE | FALSE | FALSE | FALSE | FALSE | #N/A
32875 | DANSBY69 | 0 | 0 | 2 | 0.006935 | 0.14055 | -0.041516 | 0.045934 | -0.032281 | -0.006935 | 0 | 0 | 0 | 0 | 0 | 0 | [8 empty] | FALSE | FALSE | FALSE | FALSE | FALSE | #N/A
32890 | ATKINS4 | 0 | 0 | 2 | 0.006849 | 0.13478 | -0.044165 | 0.049287 | -0.032351 | -0.006849 | 0 | 0 | 0 | 0 | 0 | 0 | [8 empty] | FALSE | FALSE | FALSE | FALSE | FALSE | #N/A
6930 | WILOW RC | 7.487 | 0 | 2 | 0.002971 | 0.011554 | -0.005996 | 0.003595 | -0.048131 | -0.002971 | 0 | 0 | 0 | 0 | 0 | 0 | [8 empty] | FALSE | FALSE | FALSE | FALSE | FALSE | #N/A
6815 | EXPLORRC | 10.5 | 0 | 2 | 0.002997 | 0.011399 | -0.006561 | 0.006649 | -0.015317 | -0.002997 | 0 | 0 | 0 | 0 | 0 | 0 | [8 empty] | FALSE | FALSE | FALSE | FALSE | FALSE | #N/A
6842 | COMON RC | 3.734 | 0 | 5 | 0.005583 | 0.006179 | -0.002867 | 0.002946 | 0.16242 | -0.005583 | 0 | 0 | 0 | 0 | 0 | 0 | [8 empty] | FALSE | FALSE | FALSE | FALSE | FALSE | #N/A
6844 | COOP RC | 5.181 | 0 | 5 | 0.005623 | 0.006126 | -0.00283 | 0.002908 | 0.17283 | -0.005623 | 0 | 0 | 0 | 0 | 0 | 0 | [8 empty] | FALSE | FALSE | FALSE | FALSE | FALSE | #N/A
6852 | SULBF RC | 8.23 | 0 | 5 | 0.005823 | 0.00586 | -0.002642 | 0.002721 | 0.22445 | -0.005823 | 0 | 0 | 0 | 0 | 0 | 0 | [8 empty] | FALSE | FALSE | FALSE | FALSE | FALSE | #N/A
6861 | CUMBY RC | 4.025 | 0 | 5 | 0.006271 | 0.005831 | -0.002594 | 0.002665 | 0.20879 | -0.006271 | 0 | 0 | 0 | 0 | 0 | 0 | [8 empty] | FALSE | FALSE | FALSE | FALSE | FALSE | #N/A
6868 | COPVL RC | 3.323 | 0 | 2 | 0.00478 | 0.005688 | -0.002661 | 0.002769 | -0.10021 | -0.00478 | 0 | 0 | 0 | 0 | 0 | 0 | [8 empty] | FALSE | FALSE | FALSE | FALSE | FALSE | #N/A
6914 | EMORY RC | 13.317 | 0 | 2 | 0.004595 | 0.008326 | -0.004306 | 0.004337 | 0.081704 | -0.004595 | 0 | 0 | 0 | 0 | 0 | 0 | [8 empty] | FALSE | FALSE | FALSE | FALSE | FALSE | #N/A
6919 | ENTPR RC | 12.968 | 0 | 2 | 0.004232 | 0.009129 | -0.004844 | 0.004855 | 0.055214 | -0.004232 | 0 | 0 | 0 | 0 | 0 | 0 | [8 empty] | FALSE | FALSE | FALSE | FALSE | FALSE | #N/A
6922 | COBSW RC | 3.446 | 0 | 2 | 0.003983 | 0.009682 | -0.005213 | 0.005212 | 0.036969 | -0.003983 | 0 | 0 | 0 | 0 | 0 | 0 | [8 empty] | FALSE | FALSE | FALSE | FALSE | FALSE | #N/A
6738 | CTVL WT4 | 5.096 | 0 | 2 | 0.004262 | 0.052362 | -0.021569 | 0.00783 | -0.036859 | -0.004262 | 0 | 0 | 0 | 0 | 0 | 0 | [8 empty] | FALSE | FALSE | FALSE | FALSE | FALSE | #N/A
6926 | SEVPT RC | 12.752 | 0 | 2 | 0.00302 | 0.00654 | -0.003749 | 0.003143 | -0.060459 | -0.00302 | 0 | 0 | 0 | 0 | 0 | 0 | [8 empty] | FALSE | FALSE | FALSE | FALSE | FALSE | #N/A
6727 | BYLC WT4 | 5.323 | 0 | 2 | 0.002361 | 0.014496 | -0.008205 | 0.008264 | -0.069474 | -0.002361 | 0 | 0 | 0 | 0 | 0 | 0 | [8 empty] | FALSE | FALSE | FALSE | FALSE | FALSE | #N/A
6932 | CRLSP RC | 4.581 | 0 | 2 | 0.003067 | 0.015917 | -0.007747 | 0.004473 | -0.049716 | -0.003067 | 0 | 0 | 0 | 0 | 0 | 0 | [8 empty] | FALSE | FALSE | FALSE | FALSE | FALSE | #N/A
6934 | MNTLB RC | 7.684 | 0 | 2 | 0.003164 | 0.020282 | -0.009499 | 0.005351 | -0.051302 | -0.003164 | 0 | 0 | 0 | 0 | 0 | 0 | [8 empty] | FALSE | FALSE | FALSE | FALSE | FALSE | #N/A
6935 | LKVEW RC | 10.208 | 0 | 2 | 0.003325 | 0.027842 | -0.012518 | 0.006815 | -0.053405 | -0.003325 | 0 | 0 | 0 | 0 | 0 | 0 | [8 empty] | FALSE | FALSE | FALSE | FALSE | FALSE | #N/A
6937 | TCKER RC | 0 | 0 | 2 | 0.003325 | 0.027842 | -0.012518 | 0.006815 | -0.053405 | -0.003325 | 0 | 0 | 0 | 0 | 0 | 0 | [8 empty] | FALSE | FALSE | FALSE | FALSE | FALSE | #N/A
6938 | MALKF RC | 1.967 | 0 | 2 | 0.002502 | 0.009677 | -0.005815 | 0.005438 | -0.046303 | -0.002502 | 0 | 0 | 0 | 0 | 0 | 0 | [8 empty] | FALSE | FALSE | FALSE | FALSE | FALSE | #N/A
6940 | MSYLK RC | 4.976 | 0 | 2 | 0.003263 | 0.024479 | -0.011061 | 0.005766 | -0.049222 | -0.003263 | 0 | 0 | 0 | 0 | 0 | 0 | [8 empty] | FALSE | FALSE | FALSE | FALSE | FALSE | #N/A
6942 | NECHS RC | 0.505 | 0 | 2 | 0.003011 | 0.022166 | -0.010584 | 0.007158 | -0.060046 | -0.003011 | 0 | 0 | 0 | 0 | 0 | 0 | [8 empty] | FALSE | FALSE | FALSE | FALSE | FALSE | #N/A
32798 | TAMUGEN1 | 0 | 28 | 2 | 0.006755 | 0.13398 | -0.04778 | 0.053708 | -0.032532 | -0.006755 | 0.18914 | 3.7516 | -1.3378 | 1.5038 | -0.9109 | -0.18914 | [8 empty] | FALSE | TRUE | FALSE | FALSE | FALSE | #N/A
37360 | LONE OAK | 1.8 | 0 | 5 | 0.006271 | 0.005831 | -0.002594 | 0.002665 | 0.20879 | -0.006271 | 0 | 0 | 0 | 0 | 0 | 0 | [8 empty] | FALSE | FALSE | FALSE | FALSE | FALSE | #N/A
6924 | POYNR RC | 1.449 | 0 | 2 | 0.002615 | 0.010613 | -0.006221 | 0.005705 | -0.05063 | -0.002615 | 0 | 0 | 0 | 0 | 0 | 0 | [8 empty] | FALSE | FALSE | FALSE | FALSE | FALSE | #N/A
6709 | TSLVILLE | 13.967 | 0 | 2 | 0.002986 | 0.014893 | -0.007736 | 0.006694 | -0.06962 | -0.002986 | 0 | 0 | 0 | 0 | 0 | 0 | [8 empty] | FALSE | FALSE | FALSE | FALSE | FALSE | #N/A
13133 | CALFRE3G | 0 | 174 | 2 | 0.001144 | 0.021669 | -0.013647 | 0.015473 | -0.039265 | -0.001144 | 0.19906 | 3.7704 | -2.3746 | 2.6923 | -6.8321 | -0.19906 | [8 empty] | FALSE | TRUE | FALSE | FALSE | FALSE | #N/A
13132 | CALFRE2G | 0 | 154 | 2 | 0.001144 | 0.021669 | -0.013647 | 0.015473 | -0.039265 | -0.001144 | 0.17618 | 3.337 | -2.1016 | 2.3828 | -6.0468 | -0.17618 | [8 empty] | FALSE | TRUE | FALSE | FALSE | FALSE | #N/A
13131 | CALFRE1G | 0 | 144 | 2 | 0.001144 | 0.021669 | -0.013647 | 0.015473 | -0.039265 | -0.001144 | 0.16474 | 3.1203 | -1.9652 | 2.2281 | -5.6542 | -0.16474 | [8 empty] | FALSE | TRUE | FALSE | FALSE | FALSE | #N/A
13119 | GATEWY4G | 0 | 392 | 2 | 0.002369 | 0.013261 | -0.007692 | 0.008119 | -0.074277 | -0.002369 | 0.92865 | 5.1983 | -3.0153 | 3.1826 | -29.1166 | -0.92865 | [8 empty] | FALSE | TRUE | FALSE | FALSE | FALSE | #N/A
13118 | GATEWY3G | 0 | 149 | 2 | 0.002369 | 0.013261 | -0.007692 | 0.008119 | -0.074277 | -0.002369 | 0.35298 | 1.9759 | -1.1461 | 1.2097 | -11.0673 | -0.35298 | [8 empty] | FALSE | TRUE | FALSE | FALSE | FALSE | #N/A
13117 | GATEWY2G | 0 | 149 | 2 | 0.002369 | 0.013261 | -0.007692 | 0.008119 | -0.074277 | -0.002369 | 0.35298 | 1.9759 | -1.1461 | 1.2097 | -11.0673 | -0.35298 | [8 empty] | FALSE | TRUE | FALSE | FALSE | FALSE | #N/A
13116 | GATEWY1G | 0 | 134 | 2 | 0.002369 | 0.013261 | -0.007692 | 0.008119 | -0.074277 | -0.002369 | 0.31745 | 1.777 | -1.0307 | 1.0879 | -9.9531 | -0.31745 | [8 empty] | FALSE | TRUE | FALSE | FALSE | FALSE | #N/A
6700 | DIBL WT4 | 1.878 | 0 | 2 | 0.002274 | 0.014229 | -0.008184 | 0.00846 | -0.069673 | -0.002274 | 0 | 0 | 0 | 0 | 0 | 0 | [8 empty] | FALSE | FALSE | FALSE | FALSE | FALSE | #N/A
6703 | SFIELD | 6.265 | 0 | 2 | 0.002565 | 0.014497 | -0.008003 | 0.007748 | -0.069618 | -0.002565 | 0 | 0 | 0 | 0 | 0 | 0 | [8 empty] | FALSE | FALSE | FALSE | FALSE | FALSE | #N/A
6742 | TROUPWT2 | 14.623 | 0 | 2 | 0.002704 | 0.013792 | -0.007591 | 0.007369 | -0.073148 | -0.002704 | 0 | 0 | 0 | 0 | 0 | 0 | [8 empty] | FALSE | FALSE | FALSE | FALSE | FALSE | #N/A
6707 | BSCM WT4 | 4.299 | 0 | 2 | 0.002926 | 0.012698 | -0.006944 | 0.006755 | -0.077772 | -0.002926 | 0 | 0 | 0 | 0 | 0 | 0 | [8 empty] | FALSE | FALSE | FALSE | FALSE | FALSE | #N/A
6736 | PLST WT4 | 6.614 | 0 | 2 | 0.004225 | 0.051345 | -0.021191 | 0.007774 | -0.037461 | -0.004225 | 0 | 0 | 0 | 0 | 0 | 0 | [8 empty] | FALSE | FALSE | FALSE | FALSE | FALSE | #N/A
6710 | SWTN WT4 | 13.213 | 0 | 2 | 0.002914 | 0.012772 | -0.006983 | 0.006783 | -0.07696 | -0.002914 | 0 | 0 | 0 | 0 | 0 | 0 | [8 empty] | FALSE | FALSE | FALSE | FALSE | FALSE | #N/A
6711 | OKWD WT4 | 1.296 | 0 | 2 | 0.00341 | 0.029395 | -0.013009 | 0.006532 | -0.049898 | -0.00341 | 0 | 0 | 0 | 0 | 0 | 0 | [8 empty] | FALSE | FALSE | FALSE | FALSE | FALSE | #N/A
6717 | CSNG WT4 | 1.925 | 0 | 2 | 0.002432 | 0.014598 | -0.008173 | 0.008089 | -0.069769 | -0.002432 | 0 | 0 | 0 | 0 | 0 | 0 | [8 empty] | FALSE | FALSE | FALSE | FALSE | FALSE | #N/A
6719 | CGSE WT4 | 5.774 | 0 | 2 | 0.002411 | 0.01443 | -0.008127 | 0.008128 | -0.070203 | -0.002411 | 0 | 0 | 0 | 0 | 0 | 0 | [8 empty] | FALSE | FALSE | FALSE | FALSE | FALSE | #N/A
6720 | SHNE WT4 | 1.408 | 0 | 2 | 0.002375 | 0.014154 | -0.00805 | 0.008193 | -0.070918 | -0.002375 | 0 | 0 | 0 | 0 | 0 | 0 | [8 empty] | FALSE | FALSE | FALSE | FALSE | FALSE | #N/A
6722 | OKRD WT4 | 4.377 | 0 | 2 | 0.002336 | 0.013937 | -0.008001 | 0.008271 | -0.071381 | -0.002336 | 0 | 0 | 0 | 0 | 0 | 0 | [8 empty] | FALSE | FALSE | FALSE | FALSE | FALSE | #N/A
6723 | HGTN WT4 | 3.784 | 0 | 2 | 0.002302 | 0.014128 | -0.008114 | 0.008379 | -0.070324 | -0.002302 | 0 | 0 | 0 | 0 | 0 | 0 | [8 empty] | FALSE | FALSE | FALSE | FALSE | FALSE | #N/A
6724 | ZVLA WT4 | 3.022 | 0 | 2 | 0.002302 | 0.014128 | -0.008114 | 0.008379 | -0.070324 | -0.002302 | 0 | 0 | 0 | 0 | 0 | 0 | [8 empty] | FALSE | FALSE | FALSE | FALSE | FALSE | #N/A
6726 | LFKN WT4 | 2.197 | 0 | 2 | 0.00227 | 0.014247 | -0.008196 | 0.008474 | -0.069562 | -0.00227 | 0 | 0 | 0 | 0 | 0 | 0 | [8 empty] | FALSE | FALSE | FALSE | FALSE | FALSE | #N/A
13134 | CALFRE4G | 0 | 152 | 2 | 0.001313 | 0.021308 | -0.013399 | 0.015168 | -0.041673 | -0.001313 | 0.19958 | 3.2388 | -2.0366 | 2.3055 | -6.3343 | -0.19958 | [8 empty] | FALSE | TRUE | FALSE | FALSE | FALSE | #N/A
6705 | OWTN WT4 | 2.695 | 0 | 2 | 0.003038 | 0.011994 | -0.006569 | 0.006493 | -0.085438 | -0.003038 | 0 | 0 | 0 | 0 | 0 | 0 | [8 empty] | FALSE | FALSE | FALSE | FALSE | FALSE | #N/A
40600 | ROANS PR | 0 | 0 | 2 | 0.006853 | 0.13127 | -0.073434 | 0.008297 | -0.032756 | -0.006853 | 0 | 0 | 0 | 0 | 0 | 0 | [8 empty] | FALSE | FALSE | FALSE | FALSE | FALSE | #N/A
48672 | FTR2 | 0 | 143 | 2 | 0.006853 | 0.13127 | -0.073434 | 0.008297 | -0.032756 | -0.006853 | 0.97998 | 18.771 | -10.5011 | 1.1865 | -4.6841 | -0.97998 | [8 empty] | FALSE | TRUE | FALSE | FALSE | FALSE | #N/A
48673 | FTR3 | 0 | 159 | 2 | 0.006853 | 0.13127 | -0.073434 | 0.008297 | -0.032756 | -0.006853 | 1.0896 | 20.8713 | -11.676 | 1.3192 | -5.2082 | -1.0896 | [8 empty] | FALSE | TRUE | FALSE | FALSE | FALSE | #N/A
48671 | FTR1 | 0 | 161 | 2 | 0.006853 | 0.13127 | -0.073434 | 0.008297 | -0.032756 | -0.006853 | 1.1033 | 21.1338 | -11.8229 | 1.3358 | -5.2737 | -1.1033 | [8 empty] | FALSE | TRUE | FALSE | FALSE | FALSE | #N/A
48674 | FTR4 | 0 | 393 | 2 | 0.006853 | 0.13127 | -0.073434 | 0.008297 | -0.032756 | -0.006853 | 2.6932 | 51.5875 | -28.8596 | 3.2607 | -12.8731 | -2.6932 | [8 empty] | FALSE | TRUE | FALSE | FALSE | FALSE | #N/A
39950 | TNP ONE | 0 | 0 | 2 | 0.004372 | 0.069322 | -0.039176 | 0.039896 | -0.034398 | -0.004372 | 0 | 0 | 0 | 0 | 0 | 0 | [8 empty] | FALSE | FALSE | FALSE | FALSE | FALSE | #N/A
39970 | TNPONE#2 | 0 | 154 | 2 | 0.004372 | 0.069322 | -0.039176 | 0.039896 | -0.034398 | -0.004372 | 0 | 0 | 0 | 0 | 0 | 0 | [8 empty] | FALSE | FALSE | FALSE | FALSE | FALSE | #N/A
39960 | TNPONE#1 | 0 | 152 | 2 | 0.004372 | 0.069322 | -0.039176 | 0.039896 | -0.034398 | -0.004372 | 0 | 0 | 0 | 0 | 0 | 0 | [8 empty] | FALSE | FALSE | FALSE | FALSE | FALSE | #N/A
32003 | GRNPR CS | 32 | 0 | 2 | 0.006624 | 0.12892 | -0.052337 | 0.059377 | -0.032709 | -0.006624 | 0 | 0 | 0 | 0 | 0 | 0 | [8 empty] | FALSE | FALSE | FALSE | FALSE | FALSE | #N/A
1176 | GRANDVW | 50.725 | 0 | 1 | 0.37972 | 0.022231 | 0.013094 | -0.014999 | 0.007405 | -0.37972 | 0 | 0 | 0 | 0 | 0 | 0 | [8 empty] | FALSE | FALSE | FALSE | FALSE | FALSE | #N/A
1164 | LAMESA | 28.02 | 0 | 1 | 0.3789 | 0.021507 | 0.012795 | -0.014662 | 0.007515 | -0.3789 | 0 | 0 | 0 | 0 | 0 | 0 | [8 empty] | FALSE | FALSE | FALSE | FALSE | FALSE | #N/A
1165 | EXMEAN T | 0 | 0 | 1 | 0.379 | 0.022204 | 0.013089 | -0.014994 | 0.007417 | -0.379 | 0 | 0 | 0 | 0 | 0 | 0 | [8 empty] | FALSE | FALSE | FALSE | FALSE | FALSE | #N/A
1138 | T.I. | 0.184 | 0 | 1 | 0.37892 | 0.02254 | 0.013228 | -0.015152 | 0.007366 | -0.37892 | 0 | 0 | 0 | 0 | 0 | 0 | [8 empty] | FALSE | FALSE | FALSE | FALSE | FALSE | #N/A
1137 | T.I. T | 0 | 0 | 1 | 0.3786 | 0.022669 | 0.013284 | -0.015216 | 0.00735 | -0.3786 | 0 | 0 | 0 | 0 | 0 | 0 | [8 empty] | FALSE | FALSE | FALSE | FALSE | FALSE | #N/A
1166 | EXMEANS | 18.29 | 0 | 1 | 0.379 | 0.022204 | 0.013089 | -0.014994 | 0.007417 | -0.379 | 0 | 0 | 0 | 0 | 0 | 0 | [8 empty] | FALSE | FALSE | FALSE | FALSE | FALSE | #N/A
1167 | MUSTANG | 6.388 | 0 | 1 | 0.37902 | 0.022022 | 0.013013 | -0.014908 | 0.007443 | -0.37902 | 0 | 0 | 0 | 0 | 0 | 0 | [8 empty] | FALSE | FALSE | FALSE | FALSE | FALSE | #N/A
1169 | PAUL DVS | 8.765 | 0 | 1 | 0.37904 | 0.021817 | 0.012927 | -0.01481 | 0.007473 | -0.37904 | 0 | 0 | 0 | 0 | 0 | 0 | [8 empty] | FALSE | FALSE | FALSE | FALSE | FALSE | #N/A
1161 | UN PKRBK | 9.744 | 0 | 1 | 0.37907 | 0.022279 | 0.01312 | -0.015029 | 0.007406 | -0.37907 | 0 | 0 | 0 | 0 | 0 | 0 | [8 empty] | FALSE | FALSE | FALSE | FALSE | FALSE | #N/A
1177 | TEXMABEE | 0.251 | 0 | 1 | 0.37964 | 0.022233 | 0.013095 | -0.015 | 0.007404 | -0.37964 | 0 | 0 | 0 | 0 | 0 | 0 | [8 empty] | FALSE | FALSE | FALSE | FALSE | FALSE | #N/A
1178 | ADOBE MD | 9.398 | 0 | 1 | 0.37959 | 0.022234 | 0.013095 | -0.015001 | 0.007404 | -0.37959 | 0 | 0 | 0 | 0 | 0 | 0 | [8 empty] | FALSE | FALSE | FALSE | FALSE | FALSE | #N/A
1179 | TEX MA T | 0 | 0 | 1 | 0.37964 | 0.022233 | 0.013095 | -0.015 | 0.007404 | -0.37964 | 0 | 0 | 0 | 0 | 0 | 0 | [8 empty] | FALSE | FALSE | FALSE | FALSE | FALSE | #N/A
1180 | ECTR HIL | 24.759 | 0 | 1 | 0.37978 | 0.022229 | 0.013093 | -0.014999 | 0.007406 | -0.37978 | 0 | 0 | 0 | 0 | 0 | 0 | [8 empty] | FALSE | FALSE | FALSE | FALSE | FALSE | #N/A
1182 | MOCKNBRD | 33.27 | 0 | 1 | 0.37962 | 0.022233 | 0.013095 | -0.015001 | 0.007404 | -0.37962 | 0 | 0 | 0 | 0 | 0 | 0 | [8 empty] | FALSE | FALSE | FALSE | FALSE | FALSE | #N/A
1184 | GODDARD | 72.091 | 0 | 1 | 0.37962 | 0.022233 | 0.013095 | -0.015001 | 0.007404 | -0.37962 | 0 | 0 | 0 | 0 | 0 | 0 | [8 empty] | FALSE | FALSE | FALSE | FALSE | FALSE | #N/A
1132 | MIDL DWN | 25.726 | 0 | 1 | 0.379 | 0.022443 | 0.013186 | -0.015104 | 0.007377 | -0.379 | 0 | 0 | 0 | 0 | 0 | 0 | [8 empty] | FALSE | FALSE | FALSE | FALSE | FALSE | #N/A
1129 | WESTOVER | 36.058 | 0 | 1 | 0.37976 | 0.022266 | 0.01311 | -0.015017 | 0.007401 | -0.37976 | 0 | 0 | 0 | 0 | 0 | 0 | [8 empty] | FALSE | FALSE | FALSE | FALSE | FALSE | #N/A
1168 | PAUL D T | 0 | 0 | 1 | 0.37904 | 0.021817 | 0.012927 | -0.01481 | 0.007473 | -0.37904 | 0 | 0 | 0 | 0 | 0 | 0 | [8 empty] | FALSE | FALSE | FALSE | FALSE | FALSE | #N/A
1144 | AM NCOWD | 0 | 0 | 1 | 0.37939 | 0.022321 | 0.013135 | -0.015046 | 0.007397 | -0.37939 | 0 | 0 | 0 | 0 | 0 | 0 | [8 empty] | FALSE | FALSE | FALSE | FALSE | FALSE | #N/A
1149 | DOLRHIDE | 10.556 | 0 | 1 | 0.37863 | 0.022521 | 0.013225 | -0.015147 | 0.007375 | -0.37863 | 0 | 0 | 0 | 0 | 0 | 0 | [8 empty] | FALSE | FALSE | FALSE | FALSE | FALSE | #N/A
1147 | CHEYEN T | 0 | 0 | 1 | 0.37845 | 0.022666 | 0.013287 | -0.015218 | 0.007355 | -0.37845 | 0 | 0 | 0 | 0 | 0 | 0 | [8 empty] | FALSE | FALSE | FALSE | FALSE | FALSE | #N/A
1150 | AM 3BAR | 1.458 | 0 | 1 | 0.37871 | 0.022462 | 0.013199 | -0.015119 | 0.007383 | -0.37871 | 0 | 0 | 0 | 0 | 0 | 0 | [8 empty] | FALSE | FALSE | FALSE | FALSE | FALSE | #N/A
1152 | UNOCAL | 2.568 | 0 | 1 | 0.37863 | 0.022521 | 0.013225 | -0.015147 | 0.007375 | -0.37863 | 0 | 0 | 0 | 0 | 0 | 0 | [8 empty] | FALSE | FALSE | FALSE | FALSE | FALSE | #N/A
1123 | ODESSA N | 0 | 0 | 1 | 0.37944 | 0.022355 | 0.013149 | -0.015062 | 0.007391 | -0.37944 | 0 | 0 | 0 | 0 | 0 | 0 | [8 empty] | FALSE | FALSE | FALSE | FALSE | FALSE | #N/A
1155 | ANDREW T | 0 | 0 | 1 | 0.37889 | 0.022322 | 0.013139 | -0.015051 | 0.007401 | -0.37889 | 0 | 0 | 0 | 0 | 0 | 0 | [8 empty] | FALSE | FALSE | FALSE | FALSE | FALSE | #N/A
1198 | CRANE | 18.513 | 0 | 1 | 0.36173 | 0.029656 | 0.016334 | -0.018671 | 0.00649 | -0.36173 | 0 | 0 | 0 | 0 | 0 | 0 | [8 empty] | FALSE | FALSE | FALSE | FALSE | FALSE | #N/A
1163 | LAMESA | 1.235 | 0 | 1 | 0.37907 | 0.021486 | 0.012788 | -0.014653 | 0.00752 | -0.37907 | 0 | 0 | 0 | 0 | 0 | 0 | [8 empty] | FALSE | FALSE | FALSE | FALSE | FALSE | #N/A
1145 | AM GLDSM | 3.211 | 0 | 1 | 0.37903 | 0.022449 | 0.013192 | -0.01511 | 0.007382 | -0.37903 | 0 | 0 | 0 | 0 | 0 | 0 | [8 empty] | FALSE | FALSE | FALSE | FALSE | FALSE | #N/A
1162 | LMESA LE | 6.324 | 0 | 1 | 0.37907 | 0.021486 | 0.012788 | -0.014653 | 0.00752 | -0.37907 | 0 | 0 | 0 | 0 | 0 | 0 | [8 empty] | FALSE | FALSE | FALSE | FALSE | FALSE | #N/A
1143 | AMOCNC T | 0 | 0 | 1 | 0.37939 | 0.022321 | 0.013135 | -0.015046 | 0.007397 | -0.37939 | 0 | 0 | 0 | 0 | 0 | 0 | [8 empty] | FALSE | FALSE | FALSE | FALSE | FALSE | #N/A
1142 | HOLT SS | 0 | 0 | 1 | 0.37923 | 0.022352 | 0.013149 | -0.015062 | 0.007394 | -0.37923 | 0 | 0 | 0 | 0 | 0 | 0 | [8 empty] | FALSE | FALSE | FALSE | FALSE | FALSE | #N/A
1141 | HOLT SS | 0 | 0 | 1 | 0.37921 | 0.022358 | 0.013152 | -0.015065 | 0.007393 | -0.37921 | 0 | 0 | 0 | 0 | 0 | 0 | [8 empty] | FALSE | FALSE | FALSE | FALSE | FALSE | #N/A
1158 | SLMSA LE | 2.419 | 0 | 1 | 0.3789 | 0.021507 | 0.012795 | -0.014662 | 0.007515 | -0.3789 | 0 | 0 | 0 | 0 | 0 | 0 | [8 empty] | FALSE | FALSE | FALSE | FALSE | FALSE | #N/A
1159 | N ANDREW | 25.599 | 0 | 1 | 0.379 | 0.022239 | 0.013104 | -0.015011 | 0.007412 | -0.379 | 0 | 0 | 0 | 0 | 0 | 0 | [8 empty] | FALSE | FALSE | FALSE | FALSE | FALSE | #N/A
1160 | N ANDREW | 0 | 0 | 1 | 0.37904 | 0.022258 | 0.013112 | -0.015019 | 0.007409 | -0.37904 | 0 | 0 | 0 | 0 | 0 | 0 | [8 empty] | FALSE | FALSE | FALSE | FALSE | FALSE | #N/A
1148 | CHEYENNE | 20.709 | 0 | 1 | 0.37845 | 0.022666 | 0.013287 | -0.015218 | 0.007355 | -0.37845 | 0 | 0 | 0 | 0 | 0 | 0 | [8 empty] | FALSE | FALSE | FALSE | FALSE | FALSE | #N/A
1156 | ANDREWS | 8.662 | 0 | 1 | 0.37889 | 0.022322 | 0.013139 | -0.015051 | 0.007401 | -0.37889 | 0 | 0 | 0 | 0 | 0 | 0 | [8 empty] | FALSE | FALSE | FALSE | FALSE | FALSE | #N/A
1051 | HUNTSMAN | 2.031 | 0 | 1 | 0.37943 | 0.022425 | 0.013179 | -0.015095 | 0.007381 | -0.37943 | 0 | 0 | 0 | 0 | 0 | 0 | [8 empty] | FALSE | FALSE | FALSE | FALSE | FALSE | #N/A
1026 | ODES EHV | 0 | 0 | 1 | 0.38116 | 0.021775 | 0.012895 | -0.014773 | 0.007461 | -0.38116 | 0 | 0 | 0 | 0 | 0 | 0 | [8 empty] | FALSE | FALSE | FALSE | FALSE | FALSE | #N/A
1027 | ODES EHV | 0 | 0 | 1 | 0.37945 | 0.022416 | 0.013175 | -0.015091 | 0.007382 | -0.37945 | 0 | 0 | 0 | 0 | 0 | 0 | [8 empty] | FALSE | FALSE | FALSE | FALSE | FALSE | #N/A
1028 | ODEHV 1T | 0 | 0 | 1 | 0.38116 | 0.021774 | 0.012894 | -0.014772 | 0.007461 | -0.38116 | 0 | 0 | 0 | 0 | 0 | 0 | [8 empty] | FALSE | FALSE | FALSE | FALSE | FALSE | #N/A
1029 | ODEHV 2T | 0 | 0 | 1 | 0.38116 | 0.021776 | 0.012895 | -0.014773 | 0.007461 | -0.38116 | 0 | 0 | 0 | 0 | 0 | 0 | [8 empty] | FALSE | FALSE | FALSE | FALSE | FALSE | #N/A
1045 | CALENG1G | 0 | 74 | 1 | 0.38378 | 0.020802 | 0.01247 | -0.014291 | 0.007581 | -0.38378 | 28.4001 | 1.5393 | 0.92278 | -1.0575 | 0.56099 | -28.4001 | [8 empty] | TRUE | FALSE | FALSE | FALSE | FALSE | #N/A
1127 | ODESSA 1 | 36.743 | 0 | 1 | 0.37942 | 0.022417 | 0.013175 | -0.015091 | 0.007382 | -0.37942 | 0 | 0 | 0 | 0 | 0 | 0 | [8 empty] | FALSE | FALSE | FALSE | FALSE | FALSE | #N/A
1047 | CALENG3G | 0 | 68 | 1 | 0.38378 | 0.020802 | 0.01247 | -0.014291 | 0.007581 | -0.38378 | 26.0974 | 1.4145 | 0.84796 | -0.97179 | 0.51551 | -26.0974 | [8 empty] | TRUE | FALSE | FALSE | FALSE | FALSE | #N/A
1023 | MIDLND E | 40.834 | 0 | 1 | 0.37957 | 0.022234 | 0.013095 | -0.015001 | 0.007404 | -0.37957 | 0 | 0 | 0 | 0 | 0 | 0 | [8 empty] | FALSE | FALSE | FALSE | FALSE | FALSE | #N/A
1052 | REXALL | 6.46 | 0 | 1 | 0.3794 | 0.022433 | 0.013182 | -0.015099 | 0.00738 | -0.3794 | 0 | 0 | 0 | 0 | 0 | 0 | [8 empty] | FALSE | FALSE | FALSE | FALSE | FALSE | #N/A
1053 | GEN RUBR | 59.82 | 0 | 1 | 0.37939 | 0.022436 | 0.013183 | -0.0151 | 0.00738 | -0.37939 | 0 | 0 | 0 | 0 | 0 | 0 | [8 empty] | FALSE | FALSE | FALSE | FALSE | FALSE | #N/A
1054 | OLFN/SHL | 29.306 | 0 | 1 | 0.3794 | 0.022433 | 0.013182 | -0.015099 | 0.00738 | -0.3794 | 0 | 0 | 0 | 0 | 0 | 0 | [8 empty] | FALSE | FALSE | FALSE | FALSE | FALSE | #N/A
1055 | NYLON T | 0 | 0 | 1 | 0.37941 | 0.022431 | 0.013181 | -0.015098 | 0.00738 | -0.37941 | 0 | 0 | 0 | 0 | 0 | 0 | [8 empty] | FALSE | FALSE | FALSE | FALSE | FALSE | #N/A
1056 | NYLON | 0 | 0 | 1 | 0.37941 | 0.022431 | 0.013181 | -0.015098 | 0.00738 | -0.37941 | 0 | 0 | 0 | 0 | 0 | 0 | [8 empty] | FALSE | FALSE | FALSE | FALSE | FALSE | #N/A
1059 | MIDESSA | 0 | 0 | 1 | 0.37922 | 0.022422 | 0.013177 | -0.015094 | 0.007381 | -0.37922 | 0 | 0 | 0 | 0 | 0 | 0 | [8 empty] | FALSE | FALSE | FALSE | FALSE | FALSE | #N/A
1046 | CALENG2G | 0 | 74 | 1 | 0.38378 | 0.020802 | 0.01247 | -0.014291 | 0.007581 | -0.38378 | 28.4001 | 1.5393 | 0.92278 | -1.0575 | 0.56099 | -28.4001 | [8 empty] | TRUE | FALSE | FALSE | FALSE | FALSE | #N/A
1016 | QUAIL SW | 0 | 275 | 1 | 0.38125 | 0.021743 | 0.012881 | -0.014757 | 0.007465 | -0.38125 | 104.8429 | 5.9793 | 3.5423 | -4.0582 | 2.0529 | -104.8429 | [8 empty] | TRUE | FALSE | FALSE | FALSE | FALSE | #N/A
1003 | PBCT B G | 0 | 69 | 1 | 0.37816 | 0.022879 | 0.013378 | -0.015321 | 0.007327 | -0.37816 | 26.093 | 1.5787 | 0.92308 | -1.0571 | 0.50556 | -26.093 | [8 empty] | TRUE | FALSE | FALSE | FALSE | FALSE | #N/A
1004 | PBCT C G | 0 | 70 | 1 | 0.37816 | 0.022879 | 0.013378 | -0.015321 | 0.007327 | -0.37816 | 26.4712 | 1.6015 | 0.93646 | -1.0725 | 0.51289 | -26.4712 | [8 empty] | TRUE | FALSE | FALSE | FALSE | FALSE | #N/A
1005 | PBCT D G | 0 | 73 | 1 | 0.37816 | 0.022879 | 0.013378 | -0.015321 | 0.007327 | -0.37816 | 27.6057 | 1.6702 | 0.97659 | -1.1184 | 0.53487 | -27.6057 | [8 empty] | TRUE | FALSE | FALSE | FALSE | FALSE | #N/A
1006 | PBCT E G | 0 | 71 | 1 | 0.37816 | 0.022879 | 0.013378 | -0.015321 | 0.007327 | -0.37816 | 26.8494 | 1.6244 | 0.94984 | -1.0878 | 0.52022 | -26.8494 | [8 empty] | TRUE | FALSE | FALSE | FALSE | FALSE | #N/A
1007 | PB5 G | 0 | 116 | 1 | 0.37816 | 0.022879 | 0.013378 | -0.015321 | 0.007327 | -0.37816 | 43.8666 | 2.654 | 1.5518 | -1.7772 | 0.84993 | -43.8666 | [8 empty] | TRUE | FALSE | FALSE | FALSE | FALSE | #N/A
1008 | PB6 G | 0 | 518 | 1 | 0.37816 | 0.022879 | 0.013378 | -0.015321 | 0.007327 | -0.37816 | 195.8869 | 11.8513 | 6.9298 | -7.9363 | 3.7954 | -195.8869 | [8 empty] | TRUE | FALSE | FALSE | FALSE | FALSE | #N/A
1025 | FS COGEN | 0 | 0 | 1 | 0.38378 | 0.020802 | 0.01247 | -0.014291 | 0.007581 | -0.38378 | 0 | 0 | 0 | 0 | 0 | 0 | [8 empty] | FALSE | FALSE | FALSE | FALSE | FALSE | #N/A
1015 | PERMIANB | 0 | 0 | 1 | 0.37822 | 0.022847 | 0.013365 | -0.015306 | 0.007331 | -0.37822 | 0 | 0 | 0 | 0 | 0 | 0 | [8 empty] | FALSE | FALSE | FALSE | FALSE | FALSE | #N/A
1024 | FS COGEN | 0 | 0 | 1 | 0.38378 | 0.020802 | 0.01247 | -0.014291 | 0.007581 | -0.38378 | 0 | 0 | 0 | 0 | 0 | 0 | [8 empty] | FALSE | FALSE | FALSE | FALSE | FALSE | #N/A
1018 | MOSS | 0 | 0 | 1 | 0.38103 | 0.02181 | 0.01291 | -0.01479 | 0.007457 | -0.38103 | 0 | 0 | 0 | 0 | 0 | 0 | [8 empty] | FALSE | FALSE | FALSE | FALSE | FALSE | #N/A
1019 | MOSS | 0 | 0 | 1 | 0.37985 | 0.022227 | 0.013093 | -0.014998 | 0.007406 | -0.37985 | 0 | 0 | 0 | 0 | 0 | 0 | [8 empty] | FALSE | FALSE | FALSE | FALSE | FALSE | #N/A
1020 | EHV TIET | 0 | 0 | 1 | 0.38116 | 0.021775 | 0.012895 | -0.014773 | 0.007461 | -0.38116 | 0 | 0 | 0 | 0 | 0 | 0 | [8 empty] | FALSE | FALSE | FALSE | FALSE | FALSE | #N/A
1021 | MIDL E T | 0 | 0 | 1 | 0.38167 | 0.021552 | 0.012797 | -0.014663 | 0.007488 | -0.38167 | 0 | 0 | 0 | 0 | 0 | 0 | [8 empty] | FALSE | FALSE | FALSE | FALSE | FALSE | #N/A
1022 | MIDLND E | 0 | 0 | 1 | 0.38166 | 0.021553 | 0.012798 | -0.014663 | 0.007488 | -0.38166 | 0 | 0 | 0 | 0 | 0 | 0 | [8 empty] | FALSE | FALSE | FALSE | FALSE | FALSE | #N/A
1087 | WRDGLF T | 0 | 0 | 1 | 0.37816 | 0.022877 | 0.013378 | -0.01532 | 0.007328 | -0.37816 | 0 | 0 | 0 | 0 | 0 | 0 | [8 empty] | FALSE | FALSE | FALSE | FALSE | FALSE | #N/A
1010 | PERMIANB | 0 | 0 | 1 | 0.37816 | 0.022879 | 0.013378 | -0.015321 | 0.007327 | -0.37816 | 0 | 0 | 0 | 0 | 0 | 0 | [8 empty] | FALSE | FALSE | FALSE | FALSE | FALSE | #N/A
1117 | MIDLND W | 111.976 | 0 | 1 | 0.37936 | 0.022346 | 0.013144 | -0.015056 | 0.00739 | -0.37936 | 0 | 0 | 0 | 0 | 0 | 0 | [8 empty] | FALSE | FALSE | FALSE | FALSE | FALSE | #N/A
1074 | WINK SS | 0 | 0 | 1 | 0.37827 | 0.022805 | 0.013346 | -0.015285 | 0.007337 | -0.37827 | 0 | 0 | 0 | 0 | 0 | 0 | [8 empty] | FALSE | FALSE | FALSE | FALSE | FALSE | #N/A
1106 | MONAHN 1 | 13.807 | 0 | 1 | 0.37816 | 0.022878 | 0.013378 | -0.015321 | 0.007328 | -0.37816 | 0 | 0 | 0 | 0 | 0 | 0 | [8 empty] | FALSE | FALSE | FALSE | FALSE | FALSE | #N/A
1107 | MONAH 2T | 0 | 0 | 1 | 0.37827 | 0.02284 | 0.013361 | -0.015302 | 0.007332 | -0.37827 | 0 | 0 | 0 | 0 | 0 | 0 | [8 empty] | FALSE | FALSE | FALSE | FALSE | FALSE | #N/A
1108 | MONAHN 2 | 7.502 | 0 | 1 | 0.37827 | 0.02284 | 0.013361 | -0.015302 | 0.007332 | -0.37827 | 0 | 0 | 0 | 0 | 0 | 0 | [8 empty] | FALSE | FALSE | FALSE | FALSE | FALSE | #N/A
1111 | BIG3OD T | 0 | 0 | 1 | 0.37957 | 0.022358 | 0.01315 | -0.015062 | 0.00739 | -0.37957 | 0 | 0 | 0 | 0 | 0 | 0 | [8 empty] | FALSE | FALSE | FALSE | FALSE | FALSE | #N/A
1112 | BIG 3 OD | 0.188 | 0 | 1 | 0.37957 | 0.022358 | 0.01315 | -0.015062 | 0.00739 | -0.37957 | 0 | 0 | 0 | 0 | 0 | 0 | [8 empty] | FALSE | FALSE | FALSE | FALSE | FALSE | #N/A
1104 | SANDHILL | 9.094 | 0 | 1 | 0.37866 | 0.022701 | 0.0133 | -0.015232 | 0.007348 | -0.37866 | 0 | 0 | 0 | 0 | 0 | 0 | [8 empty] | FALSE | FALSE | FALSE | FALSE | FALSE | #N/A
1116 | WINDWOOD | 29.221 | 0 | 1 | 0.3795 | 0.022272 | 0.013112 | -0.01502 | 0.007399 | -0.3795 | 0 | 0 | 0 | 0 | 0 | 0 | [8 empty] | FALSE | FALSE | FALSE | FALSE | FALSE | #N/A
1103 | SANDHL T | 0 | 0 | 1 | 0.37866 | 0.022701 | 0.0133 | -0.015232 | 0.007348 | -0.37866 | 0 | 0 | 0 | 0 | 0 | 0 | [8 empty] | FALSE | FALSE | FALSE | FALSE | FALSE | #N/A
1118 | CRMWD8 T | 0 | 0 | 1 | 0.3793 | 0.02242 | 0.013176 | -0.015092 | 0.007381 | -0.3793 | 0 | 0 | 0 | 0 | 0 | 0 | [8 empty] | FALSE | FALSE | FALSE | FALSE | FALSE | #N/A
1119 | CRMWD-8 | 0.733 | 0 | 1 | 0.3793 | 0.02242 | 0.013176 | -0.015092 | 0.007381 | -0.3793 | 0 | 0 | 0 | 0 | 0 | 0 | [8 empty] | FALSE | FALSE | FALSE | FALSE | FALSE | #N/A
1120 | MID AIRP | 18.1 | 0 | 1 | 0.37929 | 0.02242 | 0.013176 | -0.015093 | 0.007381 | -0.37929 | 0 | 0 | 0 | 0 | 0 | 0 | [8 empty] | FALSE | FALSE | FALSE | FALSE | FALSE | #N/A
1121 | GLENHAVN | 64.453 | 0 | 1 | 0.37937 | 0.022418 | 0.013176 | -0.015092 | 0.007382 | -0.37937 | 0 | 0 | 0 | 0 | 0 | 0 | [8 empty] | FALSE | FALSE | FALSE | FALSE | FALSE | #N/A
1122 | ODESSA N | 62.197 | 0 | 1 | 0.37963 | 0.022322 | 0.013134 | -0.015045 | 0.007394 | -0.37963 | 0 | 0 | 0 | 0 | 0 | 0 | [8 empty] | FALSE | FALSE | FALSE | FALSE | FALSE | #N/A
1216 | REAGN SH | 0.389 | 0 | 1 | 0.36811 | 0.026222 | 0.014803 | -0.016947 | 0.006879 | -0.36811 | 0 | 0 | 0 | 0 | 0 | 0 | [8 empty] | FALSE | FALSE | FALSE | FALSE | FALSE | #N/A
1113 | ODESA SW | 16.11 | 0 | 1 | 0.37966 | 0.022319 | 0.013133 | -0.015043 | 0.007395 | -0.37966 | 0 | 0 | 0 | 0 | 0 | 0 | [8 empty] | FALSE | FALSE | FALSE | FALSE | FALSE | #N/A
1096 | BLACKRVR | 3.301 | 0 | 1 | 0.37827 | 0.022805 | 0.013346 | -0.015285 | 0.007337 | -0.37827 | 0 | 0 | 0 | 0 | 0 | 0 | [8 empty] | FALSE | FALSE | FALSE | FALSE | FALSE | #N/A
1126 | ODESSA 2 | 31.533 | 0 | 1 | 0.37949 | 0.022393 | 0.013165 | -0.015079 | 0.007385 | -0.37949 | 0 | 0 | 0 | 0 | 0 | 0 | [8 empty] | FALSE | FALSE | FALSE | FALSE | FALSE | #N/A
1088 | WICKETT | 0 | 0 | 1 | 0.37816 | 0.022877 | 0.013378 | -0.01532 | 0.007328 | -0.37816 | 0 | 0 | 0 | 0 | 0 | 0 | [8 empty] | FALSE | FALSE | FALSE | FALSE | FALSE | #N/A
1089 | WICKET T | 0 | 0 | 1 | 0.37816 | 0.022877 | 0.013378 | -0.01532 | 0.007328 | -0.37816 | 0 | 0 | 0 | 0 | 0 | 0 | [8 empty] | FALSE | FALSE | FALSE | FALSE | FALSE | #N/A
1091 | WARDGULF | 0 | 0 | 1 | 0.37816 | 0.022877 | 0.013378 | -0.01532 | 0.007328 | -0.37816 | 0 | 0 | 0 | 0 | 0 | 0 | [8 empty] | FALSE | FALSE | FALSE | FALSE | FALSE | #N/A
1092 | LOVING | 0.831 | 0 | 1 | 0.37827 | 0.022805 | 0.013346 | -0.015285 | 0.007337 | -0.37827 | 0 | 0 | 0 | 0 | 0 | 0 | [8 empty] | FALSE | FALSE | FALSE | FALSE | FALSE | #N/A
1093 | EL MAR | 4.994 | 0 | 1 | 0.37827 | 0.022805 | 0.013346 | -0.015285 | 0.007337 | -0.37827 | 0 | 0 | 0 | 0 | 0 | 0 | [8 empty] | FALSE | FALSE | FALSE | FALSE | FALSE | #N/A
1105 | MONAH 1T | 0 | 0 | 1 | 0.37816 | 0.022878 | 0.013378 | -0.015321 | 0.007328 | -0.37816 | 0 | 0 | 0 | 0 | 0 | 0 | [8 empty] | FALSE | FALSE | FALSE | FALSE | FALSE | #N/A
1095 | SCRWBEAN | 2.082 | 0 | 1 | 0.37827 | 0.022805 | 0.013346 | -0.015285 | 0.007337 | -0.37827 | 0 | 0 | 0 | 0 | 0 | 0 | [8 empty] | FALSE | FALSE | FALSE | FALSE | FALSE | #N/A
1075 | WINK SS | 5.006 | 0 | 1 | 0.37838 | 0.022766 | 0.013329 | -0.015266 | 0.007342 | -0.37838 | 0 | 0 | 0 | 0 | 0 | 0 | [8 empty] | FALSE | FALSE | FALSE | FALSE | FALSE | #N/A
1097 | TWPP MTR | 0 | 0 | 1 | 0.37827 | 0.022805 | 0.013346 | -0.015285 | 0.007337 | -0.37827 | 0 | 0 | 0 | 0 | 0 | 0 | [8 empty] | FALSE | FALSE | FALSE | FALSE | FALSE | #N/A
1098 | KWIND RO | 0.881 | 0 | 1 | 0.37827 | 0.022805 | 0.013346 | -0.015285 | 0.007337 | -0.37827 | 0 | 0 | 0 | 0 | 0 | 0 | [8 empty] | FALSE | FALSE | FALSE | FALSE | FALSE | #N/A
1099 | SWPORT T | 0 | 0 | 1 | 0.37896 | 0.022592 | 0.013252 | -0.015178 | 0.007361 | -0.37896 | 0 | 0 | 0 | 0 | 0 | 0 | [8 empty] | FALSE | FALSE | FALSE | FALSE | FALSE | #N/A
1100 | SW PORTL | 11.723 | 0 | 1 | 0.37896 | 0.022592 | 0.013252 | -0.015178 | 0.007361 | -0.37896 | 0 | 0 | 0 | 0 | 0 | 0 | [8 empty] | FALSE | FALSE | FALSE | FALSE | FALSE | #N/A
1101 | EDWARDS | 10.488 | 0 | 1 | 0.37896 | 0.022592 | 0.013252 | -0.015178 | 0.007361 | -0.37896 | 0 | 0 | 0 | 0 | 0 | 0 | [8 empty] | FALSE | FALSE | FALSE | FALSE | FALSE | #N/A
1102 | JUDKINS | 6.344 | 0 | 1 | 0.37885 | 0.022632 | 0.01327 | -0.015198 | 0.007357 | -0.37885 | 0 | 0 | 0 | 0 | 0 | 0 | [8 empty] | FALSE | FALSE | FALSE | FALSE | FALSE | #N/A
1094 | MASON | 5.315 | 0 | 1 | 0.37827 | 0.022805 | 0.013346 | -0.015285 | 0.007337 | -0.37827 | 0 | 0 | 0 | 0 | 0 | 0 | [8 empty] | FALSE | FALSE | FALSE | FALSE | FALSE | #N/A
1297 | WICKET T | 0 | 0 | 1 | 0.37826 | 0.022825 | 0.013355 | -0.015295 | 0.007334 | -0.37826 | 0 | 0 | 0 | 0 | 0 | 0 | [8 empty] | FALSE | FALSE | FALSE | FALSE | FALSE | #N/A
1214 | CRANE E. | 5 | 0 | 1 | 0.36387 | 0.028713 | 0.01592 | -0.018204 | 0.006605 | -0.36387 | 0 | 0 | 0 | 0 | 0 | 0 | [8 empty] | FALSE | FALSE | FALSE | FALSE | FALSE | #N/A
1332 | COSDEN | 27.62 | 0 | 1 | 0.3788 | 0.021474 | 0.01277 | -0.014637 | 0.007499 | -0.3788 | 0 | 0 | 0 | 0 | 0 | 0 | [8 empty] | FALSE | FALSE | FALSE | FALSE | FALSE | #N/A
1330 | SPRABERY | 0 | 0 | 1 | 0.37495 | 0.023678 | 0.013712 | -0.015706 | 0.007211 | -0.37495 | 0 | 0 | 0 | 0 | 0 | 0 | [8 empty] | FALSE | FALSE | FALSE | FALSE | FALSE | #N/A
1329 | SPRABERY | 0 | 0 | 1 | 0.37639 | 0.02341 | 0.013606 | -0.015582 | 0.007256 | -0.37639 | 0 | 0 | 0 | 0 | 0 | 0 | [8 empty] | FALSE | FALSE | FALSE | FALSE | FALSE | #N/A
1325 | AIR PARK | 14.341 | 0 | 1 | 0.37883 | 0.021611 | 0.012829 | -0.014703 | 0.007482 | -0.37883 | 0 | 0 | 0 | 0 | 0 | 0 | [8 empty] | FALSE | FALSE | FALSE | FALSE | FALSE | #N/A
1324 | BIG SPGW | 38.436 | 0 | 1 | 0.37883 | 0.021611 | 0.012829 | -0.014703 | 0.007482 | -0.37883 | 0 | 0 | 0 | 0 | 0 | 0 | [8 empty] | FALSE | FALSE | FALSE | FALSE | FALSE | #N/A
1323 | BIG SPRG | 15.232 | 0 | 1 | 0.37548 | 0.022442 | 0.013167 | -0.015095 | 0.007354 | -0.37548 | 0 | 0 | 0 | 0 | 0 | 0 | [8 empty] | FALSE | FALSE | FALSE | FALSE | FALSE | #N/A
1322 | BIG SPRG | 14.994 | 0 | 1 | 0.3787 | 0.021505 | 0.012783 | -0.014652 | 0.007495 | -0.3787 | 0 | 0 | 0 | 0 | 0 | 0 | [8 empty] | FALSE | FALSE | FALSE | FALSE | FALSE | #N/A
1321 | CARBONSS | 10 | 19.2 | 1 | 0.37584 | 0.022295 | 0.013107 | -0.015026 | 0.007374 | -0.37584 | 7.2162 | 0.42806 | 0.25165 | -0.2885 | 0.14158 | -7.2162 | [8 empty] | TRUE | FALSE | FALSE | FALSE | FALSE | #N/A
1308 | GAIL LE | 1.95 | 0 | 1 | 0.37941 | 0.020903 | 0.012545 | -0.014378 | 0.007608 | -0.37941 | 0 | 0 | 0 | 0 | 0 | 0 | [8 empty] | FALSE | FALSE | FALSE | FALSE | FALSE | #N/A
1336 | FORSAN | 8.516 | 0 | 1 | 0.37914 | 0.021973 | 0.012991 | -0.014883 | 0.007438 | -0.37914 | 0 | 0 | 0 | 0 | 0 | 0 | [8 empty] | FALSE | FALSE | FALSE | FALSE | FALSE | #N/A
1300 | EX SHARN | 8.999 | 0 | 1 | 0.37955 | 0.020656 | 0.012443 | -0.014262 | 0.007645 | -0.37955 | 0 | 0 | 0 | 0 | 0 | 0 | [8 empty] | FALSE | FALSE | FALSE | FALSE | FALSE | #N/A
1337 | CRMWD7 T | 0 | 0 | 1 | 0.37653 | 0.023334 | 0.013574 | -0.015544 | 0.007265 | -0.37653 | 0 | 0 | 0 | 0 | 0 | 0 | [8 empty] | FALSE | FALSE | FALSE | FALSE | FALSE | #N/A
1296 | NORTHWRD | 1.701 | 0 | 1 | 0.3783 | 0.022805 | 0.013346 | -0.015285 | 0.007337 | -0.3783 | 0 | 0 | 0 | 0 | 0 | 0 | [8 empty] | FALSE | FALSE | FALSE | FALSE | FALSE | #N/A
1295 | WICKETT | 14.95 | 0 | 1 | 0.37816 | 0.022877 | 0.013378 | -0.01532 | 0.007328 | -0.37816 | 0 | 0 | 0 | 0 | 0 | 0 | [8 empty] | FALSE | FALSE | FALSE | FALSE | FALSE | #N/A
1292 | ECTR HRP | 5.651 | 0 | 1 | 0.37973 | 0.022272 | 0.013112 | -0.01502 | 0.007401 | -0.37973 | 0 | 0 | 0 | 0 | 0 | 0 | [8 empty] | FALSE | FALSE | FALSE | FALSE | FALSE | #N/A
1285 | MEANS | 6.197 | 0 | 1 | 0.37905 | 0.022263 | 0.013114 | -0.015022 | 0.007408 | -0.37905 | 0 | 0 | 0 | 0 | 0 | 0 | [8 empty] | FALSE | FALSE | FALSE | FALSE | FALSE | #N/A
1282 | AM MIDFM | 18.547 | 0 | 1 | 0.37917 | 0.022335 | 0.013143 | -0.015055 | 0.007397 | -0.37917 | 0 | 0 | 0 | 0 | 0 | 0 | [8 empty] | FALSE | FALSE | FALSE | FALSE | FALSE | #N/A
1281 | AMMIDF T | 0 | 0 | 1 | 0.37917 | 0.022335 | 0.013143 | -0.015055 | 0.007397 | -0.37917 | 0 | 0 | 0 | 0 | 0 | 0 | [8 empty] | FALSE | FALSE | FALSE | FALSE | FALSE | #N/A
1280 | BAKKE | 8.797 | 0 | 1 | 0.37906 | 0.022272 | 0.013117 | -0.015026 | 0.007407 | -0.37906 | 0 | 0 | 0 | 0 | 0 | 0 | [8 empty] | FALSE | FALSE | FALSE | FALSE | FALSE | #N/A
1277 | BAKKE T | 0 | 0 | 1 | 0.37906 | 0.022272 | 0.013117 | -0.015026 | 0.007407 | -0.37906 | 0 | 0 | 0 | 0 | 0 | 0 | [8 empty] | FALSE | FALSE | FALSE | FALSE | FALSE | #N/A
1275 | EXXONFUL | 11.178 | 0 | 1 | 0.37907 | 0.022274 | 0.013118 | -0.015027 | 0.007406 | -0.37907 | 0 | 0 | 0 | 0 | 0 | 0 | [8 empty] | FALSE | FALSE | FALSE | FALSE | FALSE | #N/A
1274 | FULERTON | 4.742 | 0 | 1 | 0.37907 | 0.022274 | 0.013118 | -0.015027 | 0.007406 | -0.37907 | 0 | 0 | 0 | 0 | 0 | 0 | [8 empty] | FALSE | FALSE | FALSE | FALSE | FALSE | #N/A
1273 | PHIL AND | 0.195 | 0 | 1 | 0.37907 | 0.022274 | 0.013118 | -0.015027 | 0.007406 | -0.37907 | 0 | 0 | 0 | 0 | 0 | 0 | [8 empty] | FALSE | FALSE | FALSE | FALSE | FALSE | #N/A
1307 | KEY LE | 6.73 | 0 | 1 | 0.37916 | 0.021327 | 0.012722 | -0.014578 | 0.007544 | -0.37916 | 0 | 0 | 0 | 0 | 0 | 0 | [8 empty] | FALSE | FALSE | FALSE | FALSE | FALSE | #N/A
1358 | KNOTT | 0.319 | 0 | 1 | 0.37708 | 0.021922 | 0.012956 | -0.014851 | 0.007437 | -0.37708 | 0 | 0 | 0 | 0 | 0 | 0 | [8 empty] | FALSE | FALSE | FALSE | FALSE | FALSE | #N/A
1395 | GETTY VL | 3.086 | 0 | 1 | 0.37882 | 0.021271 | 0.012689 | -0.014545 | 0.007536 | -0.37882 | 0 | 0 | 0 | 0 | 0 | 0 | [8 empty] | FALSE | FALSE | FALSE | FALSE | FALSE | #N/A
1394 | GTTY V T | 0 | 0 | 1 | 0.37902 | 0.021186 | 0.012654 | -0.014504 | 0.007549 | -0.37902 | 0 | 0 | 0 | 0 | 0 | 0 | [8 empty] | FALSE | FALSE | FALSE | FALSE | FALSE | #N/A
1393 | DAWSN LE | 4.531 | 0 | 1 | 0.3789 | 0.021507 | 0.012795 | -0.014662 | 0.007515 | -0.3789 | 0 | 0 | 0 | 0 | 0 | 0 | [8 empty] | FALSE | FALSE | FALSE | FALSE | FALSE | #N/A
1392 | OXY USA | 4.896 | 0 | 1 | 0.3789 | 0.021507 | 0.012795 | -0.014662 | 0.007515 | -0.3789 | 0 | 0 | 0 | 0 | 0 | 0 | [8 empty] | FALSE | FALSE | FALSE | FALSE | FALSE | #N/A
1391 | DAWSON | 0.614 | 0 | 1 | 0.3789 | 0.021507 | 0.012795 | -0.014662 | 0.007515 | -0.3789 | 0 | 0 | 0 | 0 | 0 | 0 | [8 empty] | FALSE | FALSE | FALSE | FALSE | FALSE | #N/A
1390 | WELCH | 8.245 | 0 | 1 | 0.3789 | 0.021507 | 0.012795 | -0.014662 | 0.007515 | -0.3789 | 0 | 0 | 0 | 0 | 0 | 0 | [8 empty] | FALSE | FALSE | FALSE | FALSE | FALSE | #N/A
1389 | WELCH T | 0 | 0 | 1 | 0.3789 | 0.021507 | 0.012795 | -0.014662 | 0.007515 | -0.3789 | 0 | 0 | 0 | 0 | 0 | 0 | [8 empty] | FALSE | FALSE | FALSE | FALSE | FALSE | #N/A
1388 | WELCH LE | 4.041 | 0 | 1 | 0.3789 | 0.021507 | 0.012795 | -0.014662 | 0.007515 | -0.3789 | 0 | 0 | 0 | 0 | 0 | 0 | [8 empty] | FALSE | FALSE | FALSE | FALSE | FALSE | #N/A
1364 | SPARNBRG | 0.213 | 0 | 1 | 0.37849 | 0.021559 | 0.012813 | -0.014684 | 0.007501 | -0.37849 | 0 | 0 | 0 | 0 | 0 | 0 | [8 empty] | FALSE | FALSE | FALSE | FALSE | FALSE | #N/A
1363 | ACKR LE | 4.939 | 0 | 1 | 0.37839 | 0.021572 | 0.012817 | -0.01469 | 0.007498 | -0.37839 | 0 | 0 | 0 | 0 | 0 | 0 | [8 empty] | FALSE | FALSE | FALSE | FALSE | FALSE | #N/A
1335 | FORSAN T | 0 | 0 | 1 | 0.37914 | 0.021973 | 0.012991 | -0.014883 | 0.007438 | -0.37914 | 0 | 0 | 0 | 0 | 0 | 0 | [8 empty] | FALSE | FALSE | FALSE | FALSE | FALSE | #N/A
1359 | ACK CHEV | 0.194 | 0 | 1 | 0.37776 | 0.0217 | 0.012867 | -0.014748 | 0.007473 | -0.37776 | 0 | 0 | 0 | 0 | 0 | 0 | [8 empty] | FALSE | FALSE | FALSE | FALSE | FALSE | #N/A
1266 | MIDFARMS | 5.259 | 0 | 1 | 0.37917 | 0.022325 | 0.013139 | -0.01505 | 0.007398 | -0.37917 | 0 | 0 | 0 | 0 | 0 | 0 | [8 empty] | FALSE | FALSE | FALSE | FALSE | FALSE | #N/A
1357 | CRMWD | 0.586 | 0 | 1 | 0.37577 | 0.022347 | 0.013129 | -0.01505 | 0.007369 | -0.37577 | 0 | 0 | 0 | 0 | 0 | 0 | [8 empty] | FALSE | FALSE | FALSE | FALSE | FALSE | #N/A
1356 | ACKRLY V | 0 | 0 | 1 | 0.37801 | 0.02162 | 0.012834 | -0.01471 | 0.007486 | -0.37801 | 0 | 0 | 0 | 0 | 0 | 0 | [8 empty] | FALSE | FALSE | FALSE | FALSE | FALSE | #N/A
1355 | ACKRLY V | 0 | 0 | 1 | 0.37846 | 0.021425 | 0.012753 | -0.014618 | 0.007514 | -0.37846 | 0 | 0 | 0 | 0 | 0 | 0 | [8 empty] | FALSE | FALSE | FALSE | FALSE | FALSE | #N/A
1353 | NWPWR T | 0 | 0 | 1 | 0.36766 | 0.024699 | 0.014083 | -0.016152 | 0.007007 | -0.36766 | 0 | 0 | 0 | 0 | 0 | 0 | [8 empty] | FALSE | FALSE | FALSE | FALSE | FALSE | #N/A
1352 | CHALK | 9.889 | 0 | 1 | 0.35986 | 0.026948 | 0.014995 | -0.017205 | 0.006662 | -0.35986 | 0 | 0 | 0 | 0 | 0 | 0 | [8 empty] | FALSE | FALSE | FALSE | FALSE | FALSE | #N/A
1351 | BSPGGULF | 0.874 | 0 | 1 | 0.37058 | 0.023855 | 0.01374 | -0.015756 | 0.007137 | -0.37058 | 0 | 0 | 0 | 0 | 0 | 0 | [8 empty] | FALSE | FALSE | FALSE | FALSE | FALSE | #N/A
1350 | NWPWR G1 | 0 | 3.4 | 1 | 0.36766 | 0.024699 | 0.014083 | -0.016152 | 0.007007 | -0.36766 | 1.25 | 0.083977 | 0.047882 | -0.054917 | 0.023824 | -1.25 | [8 empty] | TRUE | FALSE | FALSE | FALSE | FALSE | #N/A
1347 | IATN/HOW | 10.507 | 0 | 1 | 0.3773 | 0.021713 | 0.012869 | -0.014753 | 0.007455 | -0.3773 | 0 | 0 | 0 | 0 | 0 | 0 | [8 empty] | FALSE | FALSE | FALSE | FALSE | FALSE | #N/A
1346 | IA/HOW T | 0 | 0 | 1 | 0.3773 | 0.021713 | 0.012869 | -0.014753 | 0.007455 | -0.3773 | 0 | 0 | 0 | 0 | 0 | 0 | [8 empty] | FALSE | FALSE | FALSE | FALSE | FALSE | #N/A
1345 | COAHOMA | 5.425 | 0 | 1 | 0.37651 | 0.022028 | 0.012998 | -0.014901 | 0.007411 | -0.37651 | 0 | 0 | 0 | 0 | 0 | 0 | [8 empty] | FALSE | FALSE | FALSE | FALSE | FALSE | #N/A
1338 | CRMWD-7 | 1.807 | 0 | 1 | 0.37653 | 0.023334 | 0.013574 | -0.015544 | 0.007265 | -0.37653 | 0 | 0 | 0 | 0 | 0 | 0 | [8 empty] | FALSE | FALSE | FALSE | FALSE | FALSE | #N/A
1362 | ACKERLY | 2.817 | 0 | 1 | 0.37812 | 0.021606 | 0.012829 | -0.014704 | 0.007489 | -0.37812 | 0 | 0 | 0 | 0 | 0 | 0 | [8 empty] | FALSE | FALSE | FALSE | FALSE | FALSE | #N/A
1002 | PBCT A G | 0 | 69 | 1 | 0.37816 | 0.022879 | 0.013378 | -0.015321 | 0.007327 | -0.37816 | 26.093 | 1.5787 | 0.92308 | -1.0571 | 0.50556 | -26.093 | [8 empty] | TRUE | FALSE | FALSE | FALSE | FALSE | #N/A
1232 | CRAN HUM | 0.441 | 0 | 1 | 0.36173 | 0.029656 | 0.016334 | -0.018671 | 0.00649 | -0.36173 | 0 | 0 | 0 | 0 | 0 | 0 | [8 empty] | FALSE | FALSE | FALSE | FALSE | FALSE | #N/A
1229 | STANTON | 8.567 | 0 | 1 | 0.37523 | 0.023022 | 0.013423 | -0.015382 | 0.007287 | -0.37523 | 0 | 0 | 0 | 0 | 0 | 0 | [8 empty] | FALSE | FALSE | FALSE | FALSE | FALSE | #N/A
1228 | MIDBASIN | 2.899 | 0 | 1 | 0.37507 | 0.023408 | 0.013593 | -0.015572 | 0.007242 | -0.37507 | 0 | 0 | 0 | 0 | 0 | 0 | [8 empty] | FALSE | FALSE | FALSE | FALSE | FALSE | #N/A
1227 | MID GULF | 1.927 | 0 | 1 | 0.37507 | 0.023412 | 0.013595 | -0.015574 | 0.007242 | -0.37507 | 0 | 0 | 0 | 0 | 0 | 0 | [8 empty] | FALSE | FALSE | FALSE | FALSE | FALSE | #N/A
1226 | MDGULF T | 0 | 0 | 1 | 0.37507 | 0.023412 | 0.013595 | -0.015574 | 0.007242 | -0.37507 | 0 | 0 | 0 | 0 | 0 | 0 | [8 empty] | FALSE | FALSE | FALSE | FALSE | FALSE | #N/A
1223 | PECK | 7.121 | 0 | 1 | 0.37424 | 0.02388 | 0.013796 | -0.015802 | 0.007182 | -0.37424 | 0 | 0 | 0 | 0 | 0 | 0 | [8 empty] | FALSE | FALSE | FALSE | FALSE | FALSE | #N/A
1222 | PECK T | 0 | 0 | 1 | 0.37424 | 0.02388 | 0.013796 | -0.015802 | 0.007182 | -0.37424 | 0 | 0 | 0 | 0 | 0 | 0 | [8 empty] | FALSE | FALSE | FALSE | FALSE | FALSE | #N/A
1221 | TEX HARV | 6.628 | 0 | 1 | 0.37169 | 0.024598 | 0.014091 | -0.016142 | 0.007076 | -0.37169 | 0 | 0 | 0 | 0 | 0 | 0 | [8 empty] | FALSE | FALSE | FALSE | FALSE | FALSE | #N/A
1218 | GARD CTY | 3.405 | 0 | 1 | 0.36755 | 0.025764 | 0.014572 | -0.016696 | 0.006904 | -0.36755 | 0 | 0 | 0 | 0 | 0 | 0 | [8 empty] | FALSE | FALSE | FALSE | FALSE | FALSE | #N/A
1217 | GLASCOCK | 3.133 | 0 | 1 | 0.36792 | 0.026068 | 0.014725 | -0.016863 | 0.006888 | -0.36792 | 0 | 0 | 0 | 0 | 0 | 0 | [8 empty] | FALSE | FALSE | FALSE | FALSE | FALSE | #N/A
1270 | FRNKLCTY | 9.051 | 0 | 1 | 0.37907 | 0.022275 | 0.013119 | -0.015027 | 0.007406 | -0.37907 | 0 | 0 | 0 | 0 | 0 | 0 | [8 empty] | FALSE | FALSE | FALSE | FALSE | FALSE | #N/A
1215 | PEMBROOK | 3.944 | 0 | 1 | 0.36843 | 0.02648 | 0.014932 | -0.017089 | 0.006865 | -0.36843 | 0 | 0 | 0 | 0 | 0 | 0 | [8 empty] | FALSE | FALSE | FALSE | FALSE | FALSE | #N/A
1234 | PGASUS T | 0 | 0 | 1 | 0.36173 | 0.029656 | 0.016334 | -0.018671 | 0.00649 | -0.36173 | 0 | 0 | 0 | 0 | 0 | 0 | [8 empty] | FALSE | FALSE | FALSE | FALSE | FALSE | #N/A
1213 | PEMBRK T | 0 | 0 | 1 | 0.36843 | 0.02648 | 0.014932 | -0.017089 | 0.006865 | -0.36843 | 0 | 0 | 0 | 0 | 0 | 0 | [8 empty] | FALSE | FALSE | FALSE | FALSE | FALSE | #N/A
1212 | UPTON | 4.883 | 0 | 1 | 0.3662 | 0.027691 | 0.015473 | -0.017697 | 0.006728 | -0.3662 | 0 | 0 | 0 | 0 | 0 | 0 | [8 empty] | FALSE | FALSE | FALSE | FALSE | FALSE | #N/A
1211 | MIDKIFF | 0 | 0 | 1 | 0.36843 | 0.02648 | 0.014933 | -0.017089 | 0.006865 | -0.36843 | 0 | 0 | 0 | 0 | 0 | 0 | [8 empty] | FALSE | FALSE | FALSE | FALSE | FALSE | #N/A
1210 | MIDKIFF | 0 | 0 | 1 | 0.36861 | 0.026628 | 0.015007 | -0.01717 | 0.006857 | -0.36861 | 0 | 0 | 0 | 0 | 0 | 0 | [8 empty] | FALSE | FALSE | FALSE | FALSE | FALSE | #N/A
1207 | CRAN ATL | 0.968 | 0 | 1 | 0.36173 | 0.029656 | 0.016334 | -0.018671 | 0.00649 | -0.36173 | 0 | 0 | 0 | 0 | 0 | 0 | [8 empty] | FALSE | FALSE | FALSE | FALSE | FALSE | #N/A
1206 | CRNATL T | 0 | 0 | 1 | 0.36173 | 0.029656 | 0.016334 | -0.018671 | 0.00649 | -0.36173 | 0 | 0 | 0 | 0 | 0 | 0 | [8 empty] | FALSE | FALSE | FALSE | FALSE | FALSE | #N/A
1205 | EXN JUAN | 1.824 | 0 | 1 | 0.36173 | 0.029656 | 0.016334 | -0.018671 | 0.00649 | -0.36173 | 0 | 0 | 0 | 0 | 0 | 0 | [8 empty] | FALSE | FALSE | FALSE | FALSE | FALSE | #N/A
1204 | EXN JC T | 0 | 0 | 1 | 0.36173 | 0.029656 | 0.016334 | -0.018671 | 0.00649 | -0.36173 | 0 | 0 | 0 | 0 | 0 | 0 | [8 empty] | FALSE | FALSE | FALSE | FALSE | FALSE | #N/A
1203 | BARNSLEY | 5.801 | 0 | 1 | 0.36173 | 0.029656 | 0.016334 | -0.018671 | 0.00649 | -0.36173 | 0 | 0 | 0 | 0 | 0 | 0 | [8 empty] | FALSE | FALSE | FALSE | FALSE | FALSE | #N/A
1202 | WARD SS | 0 | 0 | 1 | 0.37822 | 0.022847 | 0.013365 | -0.015306 | 0.007331 | -0.37822 | 0 | 0 | 0 | 0 | 0 | 0 | [8 empty] | FALSE | FALSE | FALSE | FALSE | FALSE | #N/A
1201 | ARCO CRN | 14.447 | 0 | 1 | 0.36502 | 0.028313 | 0.015747 | -0.018007 | 0.006656 | -0.36502 | 0 | 0 | 0 | 0 | 0 | 0 | [8 empty] | FALSE | FALSE | FALSE | FALSE | FALSE | #N/A
1128 | LIQD AIR | 4.887 | 0 | 1 | 0.37944 | 0.022416 | 0.013175 | -0.015091 | 0.007382 | -0.37944 | 0 | 0 | 0 | 0 | 0 | 0 | [8 empty] | FALSE | FALSE | FALSE | FALSE | FALSE | #N/A
1249 | KEYSTONE | 3.052 | 0 | 1 | 0.37838 | 0.022766 | 0.013329 | -0.015266 | 0.007342 | -0.37838 | 0 | 0 | 0 | 0 | 0 | 0 | [8 empty] | FALSE | FALSE | FALSE | FALSE | FALSE | #N/A
1199 | ARCO C T | 0 | 0 | 1 | 0.36502 | 0.028313 | 0.015747 | -0.018007 | 0.006656 | -0.36502 | 0 | 0 | 0 | 0 | 0 | 0 | [8 empty] | FALSE | FALSE | FALSE | FALSE | FALSE | #N/A
1265 | SAN ANDR | 1.898 | 0 | 1 | 0.37917 | 0.022325 | 0.013139 | -0.01505 | 0.007398 | -0.37917 | 0 | 0 | 0 | 0 | 0 | 0 | [8 empty] | FALSE | FALSE | FALSE | FALSE | FALSE | #N/A
1264 | SAN AN T | 0 | 0 | 1 | 0.37917 | 0.022325 | 0.013139 | -0.01505 | 0.007398 | -0.37917 | 0 | 0 | 0 | 0 | 0 | 0 | [8 empty] | FALSE | FALSE | FALSE | FALSE | FALSE | #N/A
1263 | EMMA | 10.895 | 0 | 1 | 0.37917 | 0.022325 | 0.013139 | -0.01505 | 0.007398 | -0.37917 | 0 | 0 | 0 | 0 | 0 | 0 | [8 empty] | FALSE | FALSE | FALSE | FALSE | FALSE | #N/A
1262 | EMMA T | 0 | 0 | 1 | 0.37917 | 0.022325 | 0.013139 | -0.01505 | 0.007398 | -0.37917 | 0 | 0 | 0 | 0 | 0 | 0 | [8 empty] | FALSE | FALSE | FALSE | FALSE | FALSE | #N/A
1260 | GOLDS CG | 0.53 | 0 | 1 | 0.37923 | 0.022378 | 0.013161 | -0.015075 | 0.00739 | -0.37923 | 0 | 0 | 0 | 0 | 0 | 0 | [8 empty] | FALSE | FALSE | FALSE | FALSE | FALSE | #N/A
1259 | N COWDEN | 16.865 | 0 | 1 | 0.37931 | 0.022353 | 0.013149 | -0.015062 | 0.007393 | -0.37931 | 0 | 0 | 0 | 0 | 0 | 0 | [8 empty] | FALSE | FALSE | FALSE | FALSE | FALSE | #N/A
1257 | ECTR SHL | 0 | 0 | 1 | 0.37923 | 0.02237 | 0.013157 | -0.015071 | 0.007391 | -0.37923 | 0 | 0 | 0 | 0 | 0 | 0 | [8 empty] | FALSE | FALSE | FALSE | FALSE | FALSE | #N/A
1256 | GOLDSMTH | 17.452 | 0 | 1 | 0.37923 | 0.022378 | 0.013161 | -0.015075 | 0.00739 | -0.37923 | 0 | 0 | 0 | 0 | 0 | 0 | [8 empty] | FALSE | FALSE | FALSE | FALSE | FALSE | #N/A
1255 | ODES BSN | 0 | 0 | 1 | 0.37923 | 0.022404 | 0.013172 | -0.015087 | 0.007386 | -0.37923 | 0 | 0 | 0 | 0 | 0 | 0 | [8 empty] | FALSE | FALSE | FALSE | FALSE | FALSE | #N/A
1254 | ODBAS SS | 0 | 0 | 1 | 0.37922 | 0.022412 | 0.013175 | -0.015091 | 0.007385 | -0.37922 | 0 | 0 | 0 | 0 | 0 | 0 | [8 empty] | FALSE | FALSE | FALSE | FALSE | FALSE | #N/A
1233 | GETTY | 6.392 | 0 | 1 | 0.36173 | 0.029656 | 0.016334 | -0.018671 | 0.00649 | -0.36173 | 0 | 0 | 0 | 0 | 0 | 0 | [8 empty] | FALSE | FALSE | FALSE | FALSE | FALSE | #N/A
1252 | VEST | 0.528 | 0 | 1 | 0.37855 | 0.022693 | 0.013297 | -0.015229 | 0.007351 | -0.37855 | 0 | 0 | 0 | 0 | 0 | 0 | [8 empty] | FALSE | FALSE | FALSE | FALSE | FALSE | #N/A
6191 | EXSHRN4 | 0 | 0 | 1 | 0.37955 | 0.020656 | 0.012443 | -0.014262 | 0.007645 | -0.37955 | 0 | 0 | 0 | 0 | 0 | 0 | [8 empty] | FALSE | FALSE | FALSE | FALSE | FALSE | #N/A
1246 | WINK BSN | 6.414 | 0 | 1 | 0.37838 | 0.022766 | 0.013329 | -0.015266 | 0.007342 | -0.37838 | 0 | 0 | 0 | 0 | 0 | 0 | [8 empty] | FALSE | FALSE | FALSE | FALSE | FALSE | #N/A
1245 | WINK BWT | 0 | 0 | 1 | 0.37838 | 0.022766 | 0.013329 | -0.015266 | 0.007342 | -0.37838 | 0 | 0 | 0 | 0 | 0 | 0 | [8 empty] | FALSE | FALSE | FALSE | FALSE | FALSE | #N/A
1242 | NNATURAL | 0.29 | 0 | 1 | 0.37822 | 0.022847 | 0.013365 | -0.015306 | 0.007331 | -0.37822 | 0 | 0 | 0 | 0 | 0 | 0 | [8 empty] | FALSE | FALSE | FALSE | FALSE | FALSE | #N/A
1241 | WOLFCAMP | 0.759 | 0 | 1 | 0.37822 | 0.022847 | 0.013365 | -0.015306 | 0.007331 | -0.37822 | 0 | 0 | 0 | 0 | 0 | 0 | [8 empty] | FALSE | FALSE | FALSE | FALSE | FALSE | #N/A
1240 | WFCAMP T | 0 | 0 | 1 | 0.37822 | 0.022847 | 0.013365 | -0.015306 | 0.007331 | -0.37822 | 0 | 0 | 0 | 0 | 0 | 0 | [8 empty] | FALSE | FALSE | FALSE | FALSE | FALSE | #N/A
1239 | COYANOSA | 7.598 | 0 | 1 | 0.37822 | 0.022847 | 0.013365 | -0.015306 | 0.007331 | -0.37822 | 0 | 0 | 0 | 0 | 0 | 0 | [8 empty] | FALSE | FALSE | FALSE | FALSE | FALSE | #N/A
1238 | ROYALTY | 9.203 | 0 | 1 | 0.37822 | 0.022847 | 0.013365 | -0.015306 | 0.007331 | -0.37822 | 0 | 0 | 0 | 0 | 0 | 0 | [8 empty] | FALSE | FALSE | FALSE | FALSE | FALSE | #N/A
1237 | S PGASUS | 8.655 | 0 | 1 | 0.36173 | 0.029656 | 0.016334 | -0.018671 | 0.00649 | -0.36173 | 0 | 0 | 0 | 0 | 0 | 0 | [8 empty] | FALSE | FALSE | FALSE | FALSE | FALSE | #N/A
1236 | S PEGS T | 0 | 0 | 1 | 0.36173 | 0.029656 | 0.016334 | -0.018671 | 0.00649 | -0.36173 | 0 | 0 | 0 | 0 | 0 | 0 | [8 empty] | FALSE | FALSE | FALSE | FALSE | FALSE | #N/A
1235 | PEGASUS | 7.231 | 0 | 1 | 0.36173 | 0.029656 | 0.016334 | -0.018671 | 0.00649 | -0.36173 | 0 | 0 | 0 | 0 | 0 | 0 | [8 empty] | FALSE | FALSE | FALSE | FALSE | FALSE | #N/A
1267 | ANDREWS | 0 | 0 | 1 | 0.37909 | 0.022282 | 0.013121 | -0.01503 | 0.007405 | -0.37909 | 0 | 0 | 0 | 0 | 0 | 0 | [8 empty] | FALSE | FALSE | FALSE | FALSE | FALSE | #N/A
1253 | MIDWAY | 11.154 | 0 | 1 | 0.37899 | 0.02251 | 0.013218 | -0.015139 | 0.007373 | -0.37899 | 0 | 0 | 0 | 0 | 0 | 0 | [8 empty] | FALSE | FALSE | FALSE | FALSE | FALSE | #N/A
1130 | AM SFOST | 6.014 | 0 | 1 | 0.37974 | 0.022273 | 0.013113 | -0.01502 | 0.0074 | -0.37974 | 0 | 0 | 0 | 0 | 0 | 0 | [8 empty] | FALSE | FALSE | FALSE | FALSE | FALSE | #N/A
6021 | DSKY1_4 | 0 | 0 | 1 | 0.3525 | 0.033835 | 0.018173 | -0.020751 | 0.005998 | -0.3525 | 0 | 0 | 0 | 0 | 0 | 0 | [8 empty] | FALSE | FALSE | FALSE | FALSE | FALSE | #N/A
6019 | ORNNWPT4 | 0 | 0 | 1 | 0.35433 | 0.033013 | 0.017811 | -0.020342 | 0.006095 | -0.35433 | 0 | 0 | 0 | 0 | 0 | 0 | [8 empty] | FALSE | FALSE | FALSE | FALSE | FALSE | #N/A
6016 | SWMESA | 0 | 11.2 | 1 | 0.36013 | 0.030405 | 0.016664 | -0.019045 | 0.006403 | -0.36013 | 4.0335 | 0.34054 | 0.18664 | -0.2133 | 0.071714 | -4.0335 | [8 empty] | TRUE | FALSE | FALSE | FALSE | FALSE | #N/A
6015 | SWMESA4 | 0 | 0 | 1 | 0.36013 | 0.030405 | 0.016664 | -0.019045 | 0.006403 | -0.36013 | 0 | 0 | 0 | 0 | 0 | 0 | [8 empty] | FALSE | FALSE | FALSE | FALSE | FALSE | #N/A
6014 | SWMTP4 | 0 | 0 | 1 | 0.36013 | 0.030405 | 0.016664 | -0.019045 | 0.006403 | -0.36013 | 0 | 0 | 0 | 0 | 0 | 0 | [8 empty] | FALSE | FALSE | FALSE | FALSE | FALSE | #N/A
6022 | DSKY1_T4 | 0 | 0 | 1 | 0.3525 | 0.033835 | 0.018173 | -0.020751 | 0.005998 | -0.3525 | 0 | 0 | 0 | 0 | 0 | 0 | [8 empty] | FALSE | FALSE | FALSE | FALSE | FALSE | #N/A
6002 | MARAIR 2 | 0.039 | 0 | 1 | 0.36646 | 0.027774 | 0.015516 | -0.017744 | 0.006727 | -0.36646 | 0 | 0 | 0 | 0 | 0 | 0 | [8 empty] | FALSE | FALSE | FALSE | FALSE | FALSE | #N/A
6682 | CIENEGA2 | 0.668 | 0 | 1 | 0.36646 | 0.027774 | 0.015516 | -0.017744 | 0.006727 | -0.36646 | 0 | 0 | 0 | 0 | 0 | 0 | [8 empty] | FALSE | FALSE | FALSE | FALSE | FALSE | #N/A
6681 | MARFA 2 | 3.146 | 0 | 1 | 0.36645 | 0.027779 | 0.015518 | -0.017746 | 0.006727 | -0.36645 | 0 | 0 | 0 | 0 | 0 | 0 | [8 empty] | FALSE | FALSE | FALSE | FALSE | FALSE | #N/A
6680 | ALAMITO4 | 0 | 0 | 1 | 0.36683 | 0.027619 | 0.015448 | -0.017667 | 0.006746 | -0.36683 | 0 | 0 | 0 | 0 | 0 | 0 | [8 empty] | FALSE | FALSE | FALSE | FALSE | FALSE | #N/A
6677 | VALTNTP2 | 5.026 | 0 | 1 | 0.36646 | 0.027774 | 0.015516 | -0.017744 | 0.006727 | -0.36646 | 0 | 0 | 0 | 0 | 0 | 0 | [8 empty] | FALSE | FALSE | FALSE | FALSE | FALSE | #N/A
6676 | FTDAVIS2 | 4.196 | 0 | 1 | 0.36646 | 0.027774 | 0.015516 | -0.017744 | 0.006727 | -0.36646 | 0 | 0 | 0 | 0 | 0 | 0 | [8 empty] | FALSE | FALSE | FALSE | FALSE | FALSE | #N/A
6669 | PERSIMR2 | 3.812 | 0 | 1 | 0.36612 | 0.027916 | 0.015578 | -0.017814 | 0.00671 | -0.36612 | 0 | 0 | 0 | 0 | 0 | 0 | [8 empty] | FALSE | FALSE | FALSE | FALSE | FALSE | #N/A
6678 | ALAMITO2 | 0 | 0 | 1 | 0.36646 | 0.027774 | 0.015516 | -0.017744 | 0.006727 | -0.36646 | 0 | 0 | 0 | 0 | 0 | 0 | [8 empty] | FALSE | FALSE | FALSE | FALSE | FALSE | #N/A
6683 | SHAFTER2 | 0.159 | 0 | 1 | 0.36646 | 0.027774 | 0.015516 | -0.017744 | 0.006727 | -0.36646 | 0 | 0 | 0 | 0 | 0 | 0 | [8 empty] | FALSE | FALSE | FALSE | FALSE | FALSE | #N/A
6668 | ALPINER2 | 0.753 | 0 | 1 | 0.36612 | 0.027916 | 0.015578 | -0.017814 | 0.00671 | -0.36612 | 0 | 0 | 0 | 0 | 0 | 0 | [8 empty] | FALSE | FALSE | FALSE | FALSE | FALSE | #N/A
6688 | CHINATI2 | 0 | 0 | 1 | 0.36646 | 0.027774 | 0.015516 | -0.017744 | 0.006727 | -0.36646 | 0 | 0 | 0 | 0 | 0 | 0 | [8 empty] | FALSE | FALSE | FALSE | FALSE | FALSE | #N/A
6663 | CONRGEC2 | 2.343 | 0 | 1 | 0.36438 | 0.028644 | 0.015896 | -0.018174 | 0.00662 | -0.36438 | 0 | 0 | 0 | 0 | 0 | 0 | [8 empty] | FALSE | FALSE | FALSE | FALSE | FALSE | #N/A
6689 | BRYANT2 | 0.039 | 0 | 1 | 0.36646 | 0.027774 | 0.015516 | -0.017744 | 0.006727 | -0.36646 | 0 | 0 | 0 | 0 | 0 | 0 | [8 empty] | FALSE | FALSE | FALSE | FALSE | FALSE | #N/A
6690 | ATKINSN2 | 0.039 | 0 | 1 | 0.36646 | 0.027774 | 0.015516 | -0.017744 | 0.006727 | -0.36646 | 0 | 0 | 0 | 0 | 0 | 0 | [8 empty] | FALSE | FALSE | FALSE | FALSE | FALSE | #N/A
6691 | ESPYWEL2 | 0.101 | 0 | 1 | 0.36646 | 0.027774 | 0.015516 | -0.017744 | 0.006727 | -0.36646 | 0 | 0 | 0 | 0 | 0 | 0 | [8 empty] | FALSE | FALSE | FALSE | FALSE | FALSE | #N/A
6692 | KENPNDR2 | 0.039 | 0 | 1 | 0.36646 | 0.027774 | 0.015516 | -0.017744 | 0.006727 | -0.36646 | 0 | 0 | 0 | 0 | 0 | 0 | [8 empty] | FALSE | FALSE | FALSE | FALSE | FALSE | #N/A
38420 | SWTECTNP | 1.678 | 0 | 1 | 0.36049 | 0.030273 | 0.016607 | -0.01898 | 0.006421 | -0.36049 | 0 | 0 | 0 | 0 | 0 | 0 | [8 empty] | FALSE | FALSE | FALSE | FALSE | FALSE | #N/A
38440 | NRTHNNAT | 4.5 | 0 | 1 | 0.36049 | 0.030273 | 0.016607 | -0.01898 | 0.006421 | -0.36049 | 0 | 0 | 0 | 0 | 0 | 0 | [8 empty] | FALSE | FALSE | FALSE | FALSE | FALSE | #N/A
38460 | PUCKTFLD | 0.8 | 0 | 1 | 0.36049 | 0.030273 | 0.016607 | -0.01898 | 0.006421 | -0.36049 | 0 | 0 | 0 | 0 | 0 | 0 | [8 empty] | FALSE | FALSE | FALSE | FALSE | FALSE | #N/A
38470 | TNPGOMZ2 | 2.6 | 0 | 1 | 0.36376 | 0.028902 | 0.016009 | -0.018302 | 0.006589 | -0.36376 | 0 | 0 | 0 | 0 | 0 | 0 | [8 empty] | FALSE | FALSE | FALSE | FALSE | FALSE | #N/A
6684 | PRSIDIO2 | 4.815 | 0 | 1 | 0.36646 | 0.027774 | 0.015516 | -0.017744 | 0.006727 | -0.36646 | 0 | 0 | 0 | 0 | 0 | 0 | [8 empty] | FALSE | FALSE | FALSE | FALSE | FALSE | #N/A
6643 | PECOVAL2 | 0.679 | 0 | 1 | 0.36265 | 0.029367 | 0.016212 | -0.018532 | 0.006532 | -0.36265 | 0 | 0 | 0 | 0 | 0 | 0 | [8 empty] | FALSE | FALSE | FALSE | FALSE | FALSE | #N/A
6546 | BGLKPHT2 | 0 | 0 | 1 | 0.32457 | 0.04426 | 0.022664 | -0.025858 | 0.004641 | -0.32457 | 0 | 0 | 0 | 0 | 0 | 0 | [8 empty] | FALSE | FALSE | FALSE | FALSE | FALSE | #N/A
6630 | FTSTKPL4 | 0 | 0 | 1 | 0.36322 | 0.02913 | 0.016108 | -0.018415 | 0.006561 | -0.36322 | 0 | 0 | 0 | 0 | 0 | 0 | [8 empty] | FALSE | FALSE | FALSE | FALSE | FALSE | #N/A
6632 | WDWRDTP4 | 0 | 0 | 1 | 0.35997 | 0.030489 | 0.016702 | -0.019087 | 0.006394 | -0.35997 | 0 | 0 | 0 | 0 | 0 | 0 | [8 empty] | FALSE | FALSE | FALSE | FALSE | FALSE | #N/A
6545 | POWLFLD2 | 2.531 | 0 | 1 | 0.32554 | 0.04283 | 0.021983 | -0.025102 | 0.004752 | -0.32554 | 0 | 0 | 0 | 0 | 0 | 0 | [8 empty] | FALSE | FALSE | FALSE | FALSE | FALSE | #N/A
6544 | POWELTP2 | 0 | 0 | 1 | 0.32554 | 0.04283 | 0.021983 | -0.025102 | 0.004752 | -0.32554 | 0 | 0 | 0 | 0 | 0 | 0 | [8 empty] | FALSE | FALSE | FALSE | FALSE | FALSE | #N/A
6633 | WDWRD 4 | 0 | 0 | 1 | 0.35997 | 0.030489 | 0.016702 | -0.019087 | 0.006394 | -0.35997 | 0 | 0 | 0 | 0 | 0 | 0 | [8 empty] | FALSE | FALSE | FALSE | FALSE | FALSE | #N/A
6635 | KM WTP4 | 0 | 0 | 1 | 0.36111 | 0.029948 | 0.016462 | -0.018817 | 0.006456 | -0.36111 | 0 | 0 | 0 | 0 | 0 | 0 | [8 empty] | FALSE | FALSE | FALSE | FALSE | FALSE | #N/A
11025 | TIEHV SG | 0 | 215 | 1 | 0.38116 | 0.021775 | 0.012895 | -0.014773 | 0.007461 | -0.38116 | 81.9492 | 4.6816 | 2.7724 | -3.1762 | 1.6041 | -81.9492 | [8 empty] | TRUE | FALSE | FALSE | FALSE | FALSE | #N/A
11023 | TIEHV CG | 0 | 138 | 1 | 0.38116 | 0.021775 | 0.012895 | -0.014773 | 0.007461 | -0.38116 | 52.5999 | 3.005 | 1.7795 | -2.0387 | 1.0296 | -52.5999 | [8 empty] | TRUE | FALSE | FALSE | FALSE | FALSE | #N/A
6666 | ALPINE 2 | 19.769 | 0 | 1 | 0.36607 | 0.027936 | 0.015587 | -0.017824 | 0.006707 | -0.36607 | 0 | 0 | 0 | 0 | 0 | 0 | [8 empty] | FALSE | FALSE | FALSE | FALSE | FALSE | #N/A
11020 | TIEHV SG | 0 | 214 | 1 | 0.38116 | 0.021775 | 0.012895 | -0.014773 | 0.007461 | -0.38116 | 81.568 | 4.6599 | 2.7595 | -3.1614 | 1.5967 | -81.568 | [8 empty] | TRUE | FALSE | FALSE | FALSE | FALSE | #N/A
6667 | PAISANO2 | 0.236 | 0 | 1 | 0.36622 | 0.027875 | 0.01556 | -0.017794 | 0.006715 | -0.36622 | 0 | 0 | 0 | 0 | 0 | 0 | [8 empty] | FALSE | FALSE | FALSE | FALSE | FALSE | #N/A
6645 | FTSTKSW2 | 2.175 | 0 | 1 | 0.36425 | 0.028697 | 0.015919 | -0.018201 | 0.006614 | -0.36425 | 0 | 0 | 0 | 0 | 0 | 0 | [8 empty] | FALSE | FALSE | FALSE | FALSE | FALSE | #N/A
6649 | VERHALN2 | 2.032 | 0 | 1 | 0.36634 | 0.027822 | 0.015537 | -0.017768 | 0.006721 | -0.36634 | 0 | 0 | 0 | 0 | 0 | 0 | [8 empty] | FALSE | FALSE | FALSE | FALSE | FALSE | #N/A
6650 | CHRYTP2 | 0 | 0 | 1 | 0.36634 | 0.027822 | 0.015537 | -0.017768 | 0.006721 | -0.36634 | 0 | 0 | 0 | 0 | 0 | 0 | [8 empty] | FALSE | FALSE | FALSE | FALSE | FALSE | #N/A
6651 | CHRYCRK2 | 0.837 | 0 | 1 | 0.36634 | 0.027822 | 0.015537 | -0.017768 | 0.006721 | -0.36634 | 0 | 0 | 0 | 0 | 0 | 0 | [8 empty] | FALSE | FALSE | FALSE | FALSE | FALSE | #N/A
6652 | SARAGOS2 | 3.431 | 0 | 1 | 0.36634 | 0.027822 | 0.015537 | -0.017768 | 0.006721 | -0.36634 | 0 | 0 | 0 | 0 | 0 | 0 | [8 empty] | FALSE | FALSE | FALSE | FALSE | FALSE | #N/A
6653 | BARRILA2 | 0 | 0 | 1 | 0.36634 | 0.027822 | 0.015537 | -0.017768 | 0.006721 | -0.36634 | 0 | 0 | 0 | 0 | 0 | 0 | [8 empty] | FALSE | FALSE | FALSE | FALSE | FALSE | #N/A
6655 | BARRILA4 | 0 | 0 | 1 | 0.36739 | 0.027385 | 0.015346 | -0.017551 | 0.006775 | -0.36739 | 0 | 0 | 0 | 0 | 0 | 0 | [8 empty] | FALSE | FALSE | FALSE | FALSE | FALSE | #N/A
6656 | HCKBRYTP | 0 | 0 | 1 | 0.37326 | 0.02493 | 0.014274 | -0.016336 | 0.007076 | -0.37326 | 0 | 0 | 0 | 0 | 0 | 0 | [8 empty] | FALSE | FALSE | FALSE | FALSE | FALSE | #N/A
6606 | TXNMPL 2 | 0 | 0 | 1 | 0.36173 | 0.029656 | 0.016334 | -0.018671 | 0.00649 | -0.36173 | 0 | 0 | 0 | 0 | 0 | 0 | [8 empty] | FALSE | FALSE | FALSE | FALSE | FALSE | #N/A
6665 | RGECAPT2 | 0 | 0 | 1 | 0.36612 | 0.027916 | 0.015578 | -0.017814 | 0.00671 | -0.36612 | 0 | 0 | 0 | 0 | 0 | 0 | [8 empty] | FALSE | FALSE | FALSE | FALSE | FALSE | #N/A
11021 | TIEHV CG | 0 | 147 | 1 | 0.38116 | 0.021775 | 0.012895 | -0.014773 | 0.007461 | -0.38116 | 56.0304 | 3.2009 | 1.8956 | -2.1716 | 1.0968 | -56.0304 | [8 empty] | TRUE | FALSE | FALSE | FALSE | FALSE | #N/A
6611 | DUNEFLD2 | 8.038 | 0 | 1 | 0.36173 | 0.029656 | 0.016334 | -0.018671 | 0.00649 | -0.36173 | 0 | 0 | 0 | 0 | 0 | 0 | [8 empty] | FALSE | FALSE | FALSE | FALSE | FALSE | #N/A
6535 | BIGLAKE4 | 0 | 0 | 1 | 0.3281 | 0.041571 | 0.021442 | -0.024488 | 0.004894 | -0.3281 | 0 | 0 | 0 | 0 | 0 | 0 | [8 empty] | FALSE | FALSE | FALSE | FALSE | FALSE | #N/A
6534 | BIGLAKE2 | 0 | 0 | 1 | 0.32554 | 0.04283 | 0.021983 | -0.025102 | 0.004752 | -0.32554 | 0 | 0 | 0 | 0 | 0 | 0 | [8 empty] | FALSE | FALSE | FALSE | FALSE | FALSE | #N/A
60008 | KM SWP4 | 0 | 0 | 1 | 0.36111 | 0.029948 | 0.016462 | -0.018817 | 0.006456 | -0.36111 | 0 | 0 | 0 | 0 | 0 | 0 | [8 empty] | FALSE | FALSE | FALSE | FALSE | FALSE | #N/A
6601 | RIOPEC14 | 0 | 0 | 1 | 0.35977 | 0.030575 | 0.016739 | -0.01913 | 0.006384 | -0.35977 | 0 | 0 | 0 | 0 | 0 | 0 | [8 empty] | FALSE | FALSE | FALSE | FALSE | FALSE | #N/A
6599 | BOBCAT T | 0 | 0 | 1 | 0.36049 | 0.030273 | 0.016607 | -0.01898 | 0.006421 | -0.36049 | 0 | 0 | 0 | 0 | 0 | 0 | [8 empty] | FALSE | FALSE | FALSE | FALSE | FALSE | #N/A
6533 | BIGLAKE2 | 7.782 | 0 | 1 | 0.32554 | 0.04283 | 0.021984 | -0.025103 | 0.004752 | -0.32554 | 0 | 0 | 0 | 0 | 0 | 0 | [8 empty] | FALSE | FALSE | FALSE | FALSE | FALSE | #N/A
60007 | KM SWP | 0 | 12 | 1 | 0.36111 | 0.029948 | 0.016462 | -0.018817 | 0.006456 | -0.36111 | 4.3333 | 0.35938 | 0.19754 | -0.2258 | 0.077472 | -4.3333 | [8 empty] | TRUE | FALSE | FALSE | FALSE | FALSE | #N/A
6511 | SONORAT2 | 0.995 | 0 | 1 | 0.29887 | 0.071983 | 0.035768 | -0.040436 | 0.002289 | -0.29887 | 0 | 0 | 0 | 0 | 0 | 0 | [8 empty] | FALSE | FALSE | FALSE | FALSE | FALSE | #N/A
6615 | CRANE SS | 0 | 0 | 1 | 0.36173 | 0.029656 | 0.016334 | -0.018671 | 0.00649 | -0.36173 | 0 | 0 | 0 | 0 | 0 | 0 | [8 empty] | FALSE | FALSE | FALSE | FALSE | FALSE | #N/A
6603 | CRANTP2 | 0 | 0 | 1 | 0.36173 | 0.029656 | 0.016334 | -0.018671 | 0.00649 | -0.36173 | 0 | 0 | 0 | 0 | 0 | 0 | [8 empty] | FALSE | FALSE | FALSE | FALSE | FALSE | #N/A
6613 | TNCCRAN2 | 0 | 0 | 1 | 0.36173 | 0.029656 | 0.016334 | -0.018671 | 0.00649 | -0.36173 | 0 | 0 | 0 | 0 | 0 | 0 | [8 empty] | FALSE | FALSE | FALSE | FALSE | FALSE | #N/A
60009 | KM ETP4 | 0 | 0 | 1 | 0.36013 | 0.030405 | 0.016664 | -0.019045 | 0.006403 | -0.36013 | 0 | 0 | 0 | 0 | 0 | 0 | [8 empty] | FALSE | FALSE | FALSE | FALSE | FALSE | #N/A
6610 | CRANGU22 | 0 | 0 | 1 | 0.36173 | 0.029656 | 0.016334 | -0.018671 | 0.00649 | -0.36173 | 0 | 0 | 0 | 0 | 0 | 0 | [8 empty] | FALSE | FALSE | FALSE | FALSE | FALSE | #N/A
6609 | TXNMTP 2 | 0 | 0 | 1 | 0.36173 | 0.029656 | 0.016334 | -0.018671 | 0.00649 | -0.36173 | 0 | 0 | 0 | 0 | 0 | 0 | [8 empty] | FALSE | FALSE | FALSE | FALSE | FALSE | #N/A
60000 | DSKY2 PP | 0 | 11.5 | 1 | 0.35171 | 0.033866 | 0.018173 | -0.020755 | 0.005975 | -0.35171 | 4.0446 | 0.38946 | 0.20899 | -0.23868 | 0.068712 | -4.0446 | [8 empty] | TRUE | FALSE | FALSE | FALSE | FALSE | #N/A
60001 | DSKY2_4 | 0 | 0 | 1 | 0.35171 | 0.033866 | 0.018173 | -0.020755 | 0.005975 | -0.35171 | 0 | 0 | 0 | 0 | 0 | 0 | [8 empty] | FALSE | FALSE | FALSE | FALSE | FALSE | #N/A
6600 | CRNAIR T | 0 | 0 | 1 | 0.36173 | 0.029656 | 0.016334 | -0.018671 | 0.00649 | -0.36173 | 0 | 0 | 0 | 0 | 0 | 0 | [8 empty] | FALSE | FALSE | FALSE | FALSE | FALSE | #N/A
60002 | KM SWP4 | 0 | 0 | 1 | 0.36111 | 0.029948 | 0.016462 | -0.018817 | 0.006456 | -0.36111 | 0 | 0 | 0 | 0 | 0 | 0 | [8 empty] | FALSE | FALSE | FALSE | FALSE | FALSE | #N/A
60003 | KM NEP | 0 | 12 | 1 | 0.36013 | 0.030405 | 0.016664 | -0.019045 | 0.006403 | -0.36013 | 4.3216 | 0.36486 | 0.19997 | -0.22854 | 0.076836 | -4.3216 | [8 empty] | TRUE | FALSE | FALSE | FALSE | FALSE | #N/A
60004 | KM NEP4 | 0 | 0 | 1 | 0.36013 | 0.030405 | 0.016664 | -0.019045 | 0.006403 | -0.36013 | 0 | 0 | 0 | 0 | 0 | 0 | [8 empty] | FALSE | FALSE | FALSE | FALSE | FALSE | #N/A
60005 | KM SEP | 0 | 6 | 1 | 0.36013 | 0.030405 | 0.016664 | -0.019045 | 0.006403 | -0.36013 | 2.1608 | 0.18243 | 0.099984 | -0.11427 | 0.038418 | -2.1608 | [8 empty] | TRUE | FALSE | FALSE | FALSE | FALSE | #N/A
60006 | KM SEP4 | 0 | 0 | 1 | 0.36013 | 0.030405 | 0.016664 | -0.019045 | 0.006403 | -0.36013 | 0 | 0 | 0 | 0 | 0 | 0 | [8 empty] | FALSE | FALSE | FALSE | FALSE | FALSE | #N/A
6614 | DUNEFDT2 | 0 | 0 | 1 | 0.36173 | 0.029656 | 0.016334 | -0.018671 | 0.00649 | -0.36173 | 0 | 0 | 0 | 0 | 0 | 0 | [8 empty] | FALSE | FALSE | FALSE | FALSE | FALSE | #N/A
6639 | NMCAMY4 | 1.342 | 0 | 1 | 0.3525 | 0.033306 | 0.017918 | -0.02047 | 0.006029 | -0.3525 | 0 | 0 | 0 | 0 | 0 | 0 | [8 empty] | FALSE | FALSE | FALSE | FALSE | FALSE | #N/A
6605 | CRANAIR2 | 0.012 | 0 | 1 | 0.36173 | 0.029656 | 0.016334 | -0.018671 | 0.00649 | -0.36173 | 0 | 0 | 0 | 0 | 0 | 0 | [8 empty] | FALSE | FALSE | FALSE | FALSE | FALSE | #N/A
11024 | TIEHV CG | 0 | 149 | 1 | 0.38116 | 0.021775 | 0.012895 | -0.014773 | 0.007461 | -0.38116 | 56.7927 | 3.2445 | 1.9214 | -2.2012 | 1.1117 | -56.7927 | [8 empty] | TRUE | FALSE | FALSE | FALSE | FALSE | #N/A
6607 | MCELROY2 | 20.409 | 0 | 1 | 0.36173 | 0.029656 | 0.016334 | -0.018671 | 0.00649 | -0.36173 | 0 | 0 | 0 | 0 | 0 | 0 | [8 empty] | FALSE | FALSE | FALSE | FALSE | FALSE | #N/A
6608 | CRANGU12 | 6.068 | 0 | 1 | 0.36173 | 0.029656 | 0.016334 | -0.018671 | 0.00649 | -0.36173 | 0 | 0 | 0 | 0 | 0 | 0 | [8 empty] | FALSE | FALSE | FALSE | FALSE | FALSE | #N/A
60041 | BLFTERT2 | 0 | 0 | 1 | 0.34902 | 0.023447 | 0.01363 | -0.015654 | 0.006754 | -0.34902 | 0 | 0 | 0 | 0 | 0 | 0 | [8 empty] | FALSE | FALSE | FALSE | FALSE | FALSE | #N/A
60040 | BLF CRK | 0 | 0 | 1 | 0.35133 | 0.022809 | 0.013352 | -0.015331 | 0.006842 | -0.35133 | 0 | 0 | 0 | 0 | 0 | 0 | [8 empty] | FALSE | FALSE | FALSE | FALSE | FALSE | #N/A
60035 | BLF SVC1 | 0 | 0 | 1 | 0.34902 | 0.023447 | 0.01363 | -0.015654 | 0.006754 | -0.34902 | 0 | 0 | 0 | 0 | 0 | 0 | [8 empty] | FALSE | FALSE | FALSE | FALSE | FALSE | #N/A
60032 | NMC_STH | 0 | 0 | 1 | 0.3525 | 0.033306 | 0.017918 | -0.02047 | 0.006029 | -0.3525 | 0 | 0 | 0 | 0 | 0 | 0 | [8 empty] | FALSE | FALSE | FALSE | FALSE | FALSE | #N/A
60021 | KM NWP4 | 0 | 0 | 1 | 0.36111 | 0.029948 | 0.016462 | -0.018817 | 0.006456 | -0.36111 | 0 | 0 | 0 | 0 | 0 | 0 | [8 empty] | FALSE | FALSE | FALSE | FALSE | FALSE | #N/A
60019 | KM NWP | 0 | 12 | 1 | 0.36111 | 0.029948 | 0.016462 | -0.018817 | 0.006456 | -0.36111 | 4.3333 | 0.35938 | 0.19754 | -0.2258 | 0.077472 | -4.3333 | [8 empty] | TRUE | FALSE | FALSE | FALSE | FALSE | #N/A
6598 | RIOPEC 2 | 1.444 | 0 | 1 | 0.36049 | 0.030273 | 0.016607 | -0.01898 | 0.006421 | -0.36049 | 0 | 0 | 0 | 0 | 0 | 0 | [8 empty] | FALSE | FALSE | FALSE | FALSE | FALSE | #N/A
60017 | ORNNWP1 | 0 | 12 | 1 | 0.35433 | 0.033013 | 0.017811 | -0.020342 | 0.006095 | -0.35433 | 4.252 | 0.39616 | 0.21373 | -0.2441 | 0.07314 | -4.252 | [8 empty] | TRUE | FALSE | FALSE | FALSE | FALSE | #N/A
6538 | TEXON 2 | 8.588 | 0 | 1 | 0.32554 | 0.04283 | 0.021983 | -0.025102 | 0.004752 | -0.32554 | 0 | 0 | 0 | 0 | 0 | 0 | [8 empty] | FALSE | FALSE | FALSE | FALSE | FALSE | #N/A
60016 | WDWDU1 | 0 | 12 | 1 | 0.35997 | 0.030489 | 0.016702 | -0.019087 | 0.006394 | -0.35997 | 4.3197 | 0.36587 | 0.20042 | -0.22904 | 0.076728 | -4.3197 | [8 empty] | TRUE | FALSE | FALSE | FALSE | FALSE | #N/A
6543 | KEMPEXT2 | 0 | 0 | 1 | 0.32554 | 0.04283 | 0.021983 | -0.025102 | 0.004752 | -0.32554 | 0 | 0 | 0 | 0 | 0 | 0 | [8 empty] | FALSE | FALSE | FALSE | FALSE | FALSE | #N/A
60014 | SPFLATS | 0.41 | 0 | 1 | 0.3606 | 0.030184 | 0.016566 | -0.018934 | 0.006429 | -0.3606 | 0 | 0 | 0 | 0 | 0 | 0 | [8 empty] | FALSE | FALSE | FALSE | FALSE | FALSE | #N/A
6542 | ATLBSTT2 | 0 | 0 | 1 | 0.32554 | 0.04283 | 0.021983 | -0.025102 | 0.004752 | -0.32554 | 0 | 0 | 0 | 0 | 0 | 0 | [8 empty] | FALSE | FALSE | FALSE | FALSE | FALSE | #N/A
60013 | WYATES_W | 0 | 0 | 1 | 0.35106 | 0.034322 | 0.01838 | -0.020988 | 0.005931 | -0.35106 | 0 | 0 | 0 | 0 | 0 | 0 | [8 empty] | FALSE | FALSE | FALSE | FALSE | FALSE | #N/A
60011 | DSKY2_T4 | 0 | 0 | 1 | 0.35171 | 0.033866 | 0.018173 | -0.020755 | 0.005975 | -0.35171 | 0 | 0 | 0 | 0 | 0 | 0 | [8 empty] | FALSE | FALSE | FALSE | FALSE | FALSE | #N/A
6541 | TEXONTP2 | 0 | 0 | 1 | 0.32554 | 0.04283 | 0.021983 | -0.025102 | 0.004752 | -0.32554 | 0 | 0 | 0 | 0 | 0 | 0 | [8 empty] | FALSE | FALSE | FALSE | FALSE | FALSE | #N/A
6540 | SHLPOWT2 | 0 | 0 | 1 | 0.32554 | 0.04283 | 0.021983 | -0.025102 | 0.004752 | -0.32554 | 0 | 0 | 0 | 0 | 0 | 0 | [8 empty] | FALSE | FALSE | FALSE | FALSE | FALSE | #N/A
6539 | SHELPOW2 | 0.582 | 0 | 1 | 0.32554 | 0.04283 | 0.021983 | -0.025102 | 0.004752 | -0.32554 | 0 | 0 | 0 | 0 | 0 | 0 | [8 empty] | FALSE | FALSE | FALSE | FALSE | FALSE | #N/A
38490 | TNPBEL2 | 1.6 | 0 | 1 | 0.36439 | 0.02864 | 0.015894 | -0.018172 | 0.006621 | -0.36439 | 0 | 0 | 0 | 0 | 0 | 0 | [8 empty] | FALSE | FALSE | FALSE | FALSE | FALSE | #N/A
60018 | DSKY1 PP | 0 | 12.6 | 1 | 0.3525 | 0.033835 | 0.018173 | -0.020751 | 0.005998 | -0.3525 | 4.4415 | 0.42632 | 0.22898 | -0.26146 | 0.075575 | -4.4415 | [8 empty] | TRUE | FALSE | FALSE | FALSE | FALSE | #N/A
6552 | CROCKHT2 | 0.57 | 0 | 1 | 0.31686 | 0.054512 | 0.027532 | -0.031267 | 0.003819 | -0.31686 | 0 | 0 | 0 | 0 | 0 | 0 | [8 empty] | FALSE | FALSE | FALSE | FALSE | FALSE | #N/A
6574 | MARATYT2 | 0 | 0 | 1 | 0.35106 | 0.034322 | 0.01838 | -0.020988 | 0.005931 | -0.35106 | 0 | 0 | 0 | 0 | 0 | 0 | [8 empty] | FALSE | FALSE | FALSE | FALSE | FALSE | #N/A
6572 | MARYATE2 | 2.673 | 0 | 1 | 0.35106 | 0.034322 | 0.01838 | -0.020988 | 0.005931 | -0.35106 | 0 | 0 | 0 | 0 | 0 | 0 | [8 empty] | FALSE | FALSE | FALSE | FALSE | FALSE | #N/A
6565 | ILLNO4R2 | 1.864 | 0 | 1 | 0.34251 | 0.038629 | 0.020293 | -0.023147 | 0.005448 | -0.34251 | 0 | 0 | 0 | 0 | 0 | 0 | [8 empty] | FALSE | FALSE | FALSE | FALSE | FALSE | #N/A
6562 | FDRAN 4 | 0 | 0 | 1 | 0.3251 | 0.047127 | 0.024059 | -0.027397 | 0.004482 | -0.3251 | 0 | 0 | 0 | 0 | 0 | 0 | [8 empty] | FALSE | FALSE | FALSE | FALSE | FALSE | #N/A
6560 | OZONA 2 | 8.928 | 0 | 1 | 0.31972 | 0.051465 | 0.026092 | -0.029665 | 0.004078 | -0.31972 | 0 | 0 | 0 | 0 | 0 | 0 | [8 empty] | FALSE | FALSE | FALSE | FALSE | FALSE | #N/A
6556 | WYATES | 0 | 0 | 1 | 0.35106 | 0.034322 | 0.01838 | -0.020988 | 0.005931 | -0.35106 | 0 | 0 | 0 | 0 | 0 | 0 | [8 empty] | FALSE | FALSE | FALSE | FALSE | FALSE | #N/A
6555 | ATLBEST2 | 0.157 | 0 | 1 | 0.32554 | 0.04283 | 0.021983 | -0.025102 | 0.004752 | -0.32554 | 0 | 0 | 0 | 0 | 0 | 0 | [8 empty] | FALSE | FALSE | FALSE | FALSE | FALSE | #N/A
38050 | STAFBLVD | 9.5 | 0 | 1 | 0.37824 | 0.022823 | 0.013354 | -0.015294 | 0.007335 | -0.37824 | 0 | 0 | 0 | 0 | 0 | 0 | [8 empty] | FALSE | FALSE | FALSE | FALSE | FALSE | #N/A
6553 | BGLKPHL2 | 0.185 | 0 | 1 | 0.32457 | 0.04426 | 0.022664 | -0.025858 | 0.004641 | -0.32457 | 0 | 0 | 0 | 0 | 0 | 0 | [8 empty] | FALSE | FALSE | FALSE | FALSE | FALSE | #N/A
6577 | SHEFFLD2 | 8.54 | 0 | 1 | 0.34251 | 0.038629 | 0.020293 | -0.023147 | 0.005448 | -0.34251 | 0 | 0 | 0 | 0 | 0 | 0 | [8 empty] | FALSE | FALSE | FALSE | FALSE | FALSE | #N/A
6551 | OZONARE2 | 0.72 | 0 | 1 | 0.31972 | 0.051465 | 0.026092 | -0.029665 | 0.004078 | -0.31972 | 0 | 0 | 0 | 0 | 0 | 0 | [8 empty] | FALSE | FALSE | FALSE | FALSE | FALSE | #N/A
37900 | WINK | 0 | 0 | 1 | 0.37827 | 0.022805 | 0.013347 | -0.015285 | 0.007337 | -0.37827 | 0 | 0 | 0 | 0 | 0 | 0 | [8 empty] | FALSE | FALSE | FALSE | FALSE | FALSE | #N/A
37920 | WINK | 0 | 0 | 1 | 0.37825 | 0.022816 | 0.013351 | -0.01529 | 0.007336 | -0.37825 | 0 | 0 | 0 | 0 | 0 | 0 | [8 empty] | FALSE | FALSE | FALSE | FALSE | FALSE | #N/A
37960 | WNKLRCO6 | 0.2 | 0 | 1 | 0.37824 | 0.02283 | 0.013357 | -0.015297 | 0.007334 | -0.37824 | 0 | 0 | 0 | 0 | 0 | 0 | [8 empty] | FALSE | FALSE | FALSE | FALSE | FALSE | #N/A
6642 | MASTFLD2 | 3.021 | 0 | 1 | 0.3619 | 0.029683 | 0.01635 | -0.018688 | 0.006493 | -0.3619 | 0 | 0 | 0 | 0 | 0 | 0 | [8 empty] | FALSE | FALSE | FALSE | FALSE | FALSE | #N/A
38000 | PYOTE | 4 | 0 | 1 | 0.37823 | 0.022834 | 0.013359 | -0.015299 | 0.007333 | -0.37823 | 0 | 0 | 0 | 0 | 0 | 0 | [8 empty] | FALSE | FALSE | FALSE | FALSE | FALSE | #N/A
38020 | WORSHAM | 1.1 | 0 | 1 | 0.37824 | 0.022828 | 0.013356 | -0.015296 | 0.007334 | -0.37824 | 0 | 0 | 0 | 0 | 0 | 0 | [8 empty] | FALSE | FALSE | FALSE | FALSE | FALSE | #N/A
38040 | IH20 | 1.5 | 0 | 1 | 0.37824 | 0.022823 | 0.013354 | -0.015294 | 0.007335 | -0.37824 | 0 | 0 | 0 | 0 | 0 | 0 | [8 empty] | FALSE | FALSE | FALSE | FALSE | FALSE | #N/A
6554 | KEMPEXX2 | 0.058 | 0 | 1 | 0.32554 | 0.04283 | 0.021983 | -0.025102 | 0.004752 | -0.32554 | 0 | 0 | 0 | 0 | 0 | 0 | [8 empty] | FALSE | FALSE | FALSE | FALSE | FALSE | #N/A
6628 | FTSTKPL2 | 0 | 0 | 1 | 0.36387 | 0.028859 | 0.01599 | -0.018281 | 0.006594 | -0.36387 | 0 | 0 | 0 | 0 | 0 | 0 | [8 empty] | FALSE | FALSE | FALSE | FALSE | FALSE | #N/A
6579 | FTLCSTR2 | 0 | 0 | 1 | 0.34251 | 0.038629 | 0.020293 | -0.023147 | 0.005448 | -0.34251 | 0 | 0 | 0 | 0 | 0 | 0 | [8 empty] | FALSE | FALSE | FALSE | FALSE | FALSE | #N/A
6580 | AIRPDTS2 | 0 | 0 | 1 | 0.35106 | 0.034322 | 0.01838 | -0.020988 | 0.005931 | -0.35106 | 0 | 0 | 0 | 0 | 0 | 0 | [8 empty] | FALSE | FALSE | FALSE | FALSE | FALSE | #N/A
6578 | FTLCSTR2 | 0 | 0 | 1 | 0.34251 | 0.038629 | 0.020293 | -0.023147 | 0.005448 | -0.34251 | 0 | 0 | 0 | 0 | 0 | 0 | [8 empty] | FALSE | FALSE | FALSE | FALSE | FALSE | #N/A
6597 | BOBCAT 2 | 2.137 | 0 | 1 | 0.36049 | 0.030273 | 0.016607 | -0.01898 | 0.006421 | -0.36049 | 0 | 0 | 0 | 0 | 0 | 0 | [8 empty] | FALSE | FALSE | FALSE | FALSE | FALSE | #N/A
6595 | NMC_NRTH | 0 | 0 | 1 | 0.36013 | 0.030405 | 0.016664 | -0.019045 | 0.006403 | -0.36013 | 0 | 0 | 0 | 0 | 0 | 0 | [8 empty] | FALSE | FALSE | FALSE | FALSE | FALSE | #N/A
6627 | COMANCK4 | 0 | 0 | 1 | 0.36141 | 0.029886 | 0.016438 | -0.018789 | 0.006468 | -0.36141 | 0 | 0 | 0 | 0 | 0 | 0 | [8 empty] | FALSE | FALSE | FALSE | FALSE | FALSE | #N/A
6594 | SCROSS 2 | 0 | 0 | 1 | 0.36049 | 0.030273 | 0.016607 | -0.01898 | 0.006421 | -0.36049 | 0 | 0 | 0 | 0 | 0 | 0 | [8 empty] | FALSE | FALSE | FALSE | FALSE | FALSE | #N/A
6592 | MCCAMEY2 | 0 | 0 | 1 | 0.36049 | 0.030273 | 0.016607 | -0.01898 | 0.006421 | -0.36049 | 0 | 0 | 0 | 0 | 0 | 0 | [8 empty] | FALSE | FALSE | FALSE | FALSE | FALSE | #N/A
6575 | IRAAN 2 | 6.638 | 0 | 1 | 0.34251 | 0.038629 | 0.020293 | -0.023147 | 0.005448 | -0.34251 | 0 | 0 | 0 | 0 | 0 | 0 | [8 empty] | FALSE | FALSE | FALSE | FALSE | FALSE | #N/A
6590 | SHLMSAT2 | 0 | 0 | 1 | 0.36049 | 0.030273 | 0.016607 | -0.01898 | 0.006421 | -0.36049 | 0 | 0 | 0 | 0 | 0 | 0 | [8 empty] | FALSE | FALSE | FALSE | FALSE | FALSE | #N/A
6576 | DSCVYTP2 | 0 | 0 | 1 | 0.35106 | 0.034322 | 0.01838 | -0.020988 | 0.005931 | -0.35106 | 0 | 0 | 0 | 0 | 0 | 0 | [8 empty] | FALSE | FALSE | FALSE | FALSE | FALSE | #N/A
6641 | SUNVALY2 | 0.806 | 0 | 1 | 0.36129 | 0.029938 | 0.016461 | -0.018814 | 0.006462 | -0.36129 | 0 | 0 | 0 | 0 | 0 | 0 | [8 empty] | FALSE | FALSE | FALSE | FALSE | FALSE | #N/A
6589 | RANK12 2 | 2.775 | 0 | 1 | 0.36049 | 0.030273 | 0.016607 | -0.01898 | 0.006421 | -0.36049 | 0 | 0 | 0 | 0 | 0 | 0 | [8 empty] | FALSE | FALSE | FALSE | FALSE | FALSE | #N/A
11022 | TIEHV CG | 0 | 136 | 1 | 0.38116 | 0.021775 | 0.012895 | -0.014773 | 0.007461 | -0.38116 | 51.8376 | 2.9614 | 1.7537 | -2.0091 | 1.0147 | -51.8376 | [8 empty] | TRUE | FALSE | FALSE | FALSE | FALSE | #N/A
6588 | SHLMESA2 | 0.452 | 0 | 1 | 0.36049 | 0.030273 | 0.016607 | -0.01898 | 0.006421 | -0.36049 | 0 | 0 | 0 | 0 | 0 | 0 | [8 empty] | FALSE | FALSE | FALSE | FALSE | FALSE | #N/A
7038 | TWPP G1 | 0 | 9.7 | 1 | 0.37827 | 0.022805 | 0.013346 | -0.015285 | 0.007337 | -0.37827 | 3.6692 | 0.22121 | 0.12946 | -0.14826 | 0.071169 | -3.6692 | [8 empty] | TRUE | FALSE | FALSE | FALSE | FALSE | #N/A
6587 | SCROSS2 | 4.766 | 0 | 1 | 0.36049 | 0.030273 | 0.016607 | -0.01898 | 0.006421 | -0.36049 | 0 | 0 | 0 | 0 | 0 | 0 | [8 empty] | FALSE | FALSE | FALSE | FALSE | FALSE | #N/A
60201 | RIO DRCS | 0 | 0 | 1 | 0.36049 | 0.030273 | 0.016607 | -0.01898 | 0.006421 | -0.36049 | 0 | 0 | 0 | 0 | 0 | 0 | [8 empty] | FALSE | FALSE | FALSE | FALSE | FALSE | #N/A
37980 | WICKETT | 0.5 | 0 | 1 | 0.37823 | 0.022839 | 0.013361 | -0.015302 | 0.007333 | -0.37823 | 0 | 0 | 0 | 0 | 0 | 0 | [8 empty] | FALSE | FALSE | FALSE | FALSE | FALSE | #N/A
6591 | RANK4 2 | 0 | 0 | 1 | 0.36049 | 0.030273 | 0.016607 | -0.01898 | 0.006421 | -0.36049 | 0 | 0 | 0 | 0 | 0 | 0 | [8 empty] | FALSE | FALSE | FALSE | FALSE | FALSE | #N/A
6584 | INDMESA2 | 1.719 | 0 | 1 | 0.35661 | 0.031993 | 0.017363 | -0.019835 | 0.006216 | -0.35661 | 0 | 0 | 0 | 0 | 0 | 0 | [8 empty] | FALSE | FALSE | FALSE | FALSE | FALSE | #N/A
38350 | FTSTKTAP | 0 | 0 | 1 | 0.36425 | 0.028698 | 0.015919 | -0.018201 | 0.006614 | -0.36425 | 0 | 0 | 0 | 0 | 0 | 0 | [8 empty] | FALSE | FALSE | FALSE | FALSE | FALSE | #N/A
38360 | FTSTCKTN | 5.5 | 0 | 1 | 0.36273 | 0.029335 | 0.016198 | -0.018516 | 0.006536 | -0.36273 | 0 | 0 | 0 | 0 | 0 | 0 | [8 empty] | FALSE | FALSE | FALSE | FALSE | FALSE | #N/A
38370 | HACKBERY | 3 | 0 | 1 | 0.37326 | 0.02493 | 0.014274 | -0.016336 | 0.007076 | -0.37326 | 0 | 0 | 0 | 0 | 0 | 0 | [8 empty] | FALSE | FALSE | FALSE | FALSE | FALSE | #N/A
60202 | FRNDDRCS | 0 | 0 | 1 | 0.3192 | 0.052242 | 0.026462 | -0.030076 | 0.004017 | -0.3192 | 0 | 0 | 0 | 0 | 0 | 0 | [8 empty] | FALSE | FALSE | FALSE | FALSE | FALSE | #N/A
38070 | FLATTOP | 2.2 | 0 | 1 | 0.37824 | 0.022823 | 0.013354 | -0.015294 | 0.007335 | -0.37824 | 0 | 0 | 0 | 0 | 0 | 0 | [8 empty] | FALSE | FALSE | FALSE | FALSE | FALSE | #N/A
38390 | ARMDLO2 | 0 | 0 | 1 | 0.36273 | 0.029335 | 0.016198 | -0.018516 | 0.006536 | -0.36273 | 0 | 0 | 0 | 0 | 0 | 0 | [8 empty] | FALSE | FALSE | FALSE | FALSE | FALSE | #N/A
37940 | CALIFRNA | 2.4 | 0 | 1 | 0.37825 | 0.022819 | 0.013352 | -0.015292 | 0.007335 | -0.37825 | 0 | 0 | 0 | 0 | 0 | 0 | [8 empty] | FALSE | FALSE | FALSE | FALSE | FALSE | #N/A
38340 | AIRPORT4 | 12 | 0 | 1 | 0.36297 | 0.029233 | 0.016153 | -0.018466 | 0.006548 | -0.36297 | 0 | 0 | 0 | 0 | 0 | 0 | [8 empty] | FALSE | FALSE | FALSE | FALSE | FALSE | #N/A
6585 | DSCVRY 2 | 1.382 | 0 | 1 | 0.35106 | 0.034322 | 0.01838 | -0.020988 | 0.005931 | -0.35106 | 0 | 0 | 0 | 0 | 0 | 0 | [8 empty] | FALSE | FALSE | FALSE | FALSE | FALSE | #N/A
38380 | PUCKTTAP | 0 | 0 | 1 | 0.36273 | 0.029335 | 0.016198 | -0.018516 | 0.006536 | -0.36273 | 0 | 0 | 0 | 0 | 0 | 0 | [8 empty] | FALSE | FALSE | FALSE | FALSE | FALSE | #N/A
6583 | MESAVIEW | 19.561 | 0 | 1 | 0.35071 | 0.034569 | 0.018492 | -0.021114 | 0.005907 | -0.35071 | 0 | 0 | 0 | 0 | 0 | 0 | [8 empty] | FALSE | FALSE | FALSE | FALSE | FALSE | #N/A
38400 | SANDRSON | 1.5 | 0 | 1 | 0.36273 | 0.029335 | 0.016198 | -0.018516 | 0.006536 | -0.36273 | 0 | 0 | 0 | 0 | 0 | 0 | [8 empty] | FALSE | FALSE | FALSE | FALSE | FALSE | #N/A
6582 | MVIEWSW2 | 0 | 0 | 1 | 0.35046 | 0.034751 | 0.018575 | -0.021207 | 0.005889 | -0.35046 | 0 | 0 | 0 | 0 | 0 | 0 | [8 empty] | FALSE | FALSE | FALSE | FALSE | FALSE | #N/A
6549 | MIDWYLN2 | 11.503 | 0 | 1 | 0.32238 | 0.047523 | 0.024217 | -0.027582 | 0.004386 | -0.32238 | 0 | 0 | 0 | 0 | 0 | 0 | [8 empty] | FALSE | FALSE | FALSE | FALSE | FALSE | #N/A
6548 | POWFLDT2 | 0 | 0 | 1 | 0.32358 | 0.045744 | 0.02337 | -0.026642 | 0.004525 | -0.32358 | 0 | 0 | 0 | 0 | 0 | 0 | [8 empty] | FALSE | FALSE | FALSE | FALSE | FALSE | #N/A
6547 | STRSRNR2 | 1.149 | 0 | 1 | 0.32421 | 0.044796 | 0.022919 | -0.026142 | 0.004599 | -0.32421 | 0 | 0 | 0 | 0 | 0 | 0 | [8 empty] | FALSE | FALSE | FALSE | FALSE | FALSE | #N/A
6581 | AIRPDTP2 | 0 | 0 | 1 | 0.35106 | 0.034322 | 0.01838 | -0.020988 | 0.005931 | -0.35106 | 0 | 0 | 0 | 0 | 0 | 0 | [8 empty] | FALSE | FALSE | FALSE | FALSE | FALSE | #N/A
7387 | KUNITZ13 | 0 | 0 | 1 | 0.37827 | 0.022805 | 0.013346 | -0.015285 | 0.007337 | -0.37827 | 0 | 0 | 0 | 0 | 0 | 0 | [8 empty] | FALSE | FALSE | FALSE | FALSE | FALSE | #N/A
6586 | MCCAMY4 | 5.397 | 0 | 1 | 0.35239 | 0.033385 | 0.017954 | -0.02051 | 0.006022 | -0.35239 | 0 | 0 | 0 | 0 | 0 | 0 | [8 empty] | FALSE | FALSE | FALSE | FALSE | FALSE | #N/A
38250 | KERMIT2 | 6.5 | 0 | 1 | 0.37825 | 0.022816 | 0.013351 | -0.01529 | 0.007336 | -0.37825 | 0 | 0 | 0 | 0 | 0 | 0 | [8 empty] | FALSE | FALSE | FALSE | FALSE | FALSE | #N/A
38090 | PECOS | 8.9 | 0 | 1 | 0.37825 | 0.022823 | 0.013354 | -0.015294 | 0.007335 | -0.37825 | 0 | 0 | 0 | 0 | 0 | 0 | [8 empty] | FALSE | FALSE | FALSE | FALSE | FALSE | #N/A
38120 | REEVSCO4 | 2.1 | 0 | 1 | 0.37825 | 0.022823 | 0.013354 | -0.015294 | 0.007335 | -0.37825 | 0 | 0 | 0 | 0 | 0 | 0 | [8 empty] | FALSE | FALSE | FALSE | FALSE | FALSE | #N/A
38140 | TOYAH | 0.1 | 0 | 1 | 0.37825 | 0.022823 | 0.013354 | -0.015294 | 0.007335 | -0.37825 | 0 | 0 | 0 | 0 | 0 | 0 | [8 empty] | FALSE | FALSE | FALSE | FALSE | FALSE | #N/A
38160 | COCHISE | 0.8 | 0 | 1 | 0.37825 | 0.022821 | 0.013353 | -0.015293 | 0.007335 | -0.37825 | 0 | 0 | 0 | 0 | 0 | 0 | [8 empty] | FALSE | FALSE | FALSE | FALSE | FALSE | #N/A
38180 | LNSTRTAP | 0 | 0 | 1 | 0.37825 | 0.022818 | 0.013352 | -0.015292 | 0.007335 | -0.37825 | 0 | 0 | 0 | 0 | 0 | 0 | [8 empty] | FALSE | FALSE | FALSE | FALSE | FALSE | #N/A
38200 | LONESTAR | 2.7 | 0 | 1 | 0.37825 | 0.022818 | 0.013352 | -0.015292 | 0.007335 | -0.37825 | 0 | 0 | 0 | 0 | 0 | 0 | [8 empty] | FALSE | FALSE | FALSE | FALSE | FALSE | #N/A
38230 | AAPIPELN | 0 | 0 | 1 | 0.37825 | 0.022816 | 0.013351 | -0.01529 | 0.007336 | -0.37825 | 0 | 0 | 0 | 0 | 0 | 0 | [8 empty] | FALSE | FALSE | FALSE | FALSE | FALSE | #N/A
38332 | WDWRDU2 | 0 | 12 | 1 | 0.35993 | 0.030505 | 0.016709 | -0.019095 | 0.006392 | -0.35993 | 4.3192 | 0.36606 | 0.20051 | -0.22914 | 0.076704 | -4.3192 | [8 empty] | TRUE | FALSE | FALSE | FALSE | FALSE | #N/A
38280 | KERMIT1 | 2.9 | 0 | 1 | 0.37825 | 0.022816 | 0.013351 | -0.01529 | 0.007336 | -0.37825 | 0 | 0 | 0 | 0 | 0 | 0 | [8 empty] | FALSE | FALSE | FALSE | FALSE | FALSE | #N/A
38331 | WDWRD4 | 0 | 0 | 1 | 0.35993 | 0.030505 | 0.016709 | -0.019095 | 0.006392 | -0.35993 | 0 | 0 | 0 | 0 | 0 | 0 | [8 empty] | FALSE | FALSE | FALSE | FALSE | FALSE | #N/A
38290 | KEYSTONE | 1.6 | 0 | 1 | 0.37825 | 0.022816 | 0.013351 | -0.01529 | 0.007336 | -0.37825 | 0 | 0 | 0 | 0 | 0 | 0 | [8 empty] | FALSE | FALSE | FALSE | FALSE | FALSE | #N/A
38330 | WDWRDTAP | 0 | 0 | 1 | 0.35993 | 0.030505 | 0.016709 | -0.019095 | 0.006392 | -0.35993 | 0 | 0 | 0 | 0 | 0 | 0 | [8 empty] | FALSE | FALSE | FALSE | FALSE | FALSE | #N/A
38310 | 16TH ST | 5.1 | 0 | 1 | 0.36273 | 0.029335 | 0.016198 | -0.018516 | 0.006536 | -0.36273 | 0 | 0 | 0 | 0 | 0 | 0 | [8 empty] | FALSE | FALSE | FALSE | FALSE | FALSE | #N/A
6550 | FDRAN 2 | 0 | 0 | 1 | 0.3192 | 0.052242 | 0.026462 | -0.030076 | 0.004017 | -0.3192 | 0 | 0 | 0 | 0 | 0 | 0 | [8 empty] | FALSE | FALSE | FALSE | FALSE | FALSE | #N/A
38320 | 16TH ST | 0 | 0 | 1 | 0.36273 | 0.029335 | 0.016198 | -0.018516 | 0.006536 | -0.36273 | 0 | 0 | 0 | 0 | 0 | 0 | [8 empty] | FALSE | FALSE | FALSE | FALSE | FALSE | #N/A
1780 | RCST | 0 | 0 | 5 | 0.00615 | 0.005585 | -0.002438 | 0.002515 | 0.27651 | -0.00615 | 0 | 0 | 0 | 0 | 0 | 0 | [8 empty] | FALSE | FALSE | FALSE | FALSE | FALSE | #N/A
1779 | LAMAR CO | 0 | 0 | 5 | 0.006669 | 0.005318 | -0.002231 | 0.002299 | 0.30635 | -0.006669 | 0 | 0 | 0 | 0 | 0 | 0 | [8 empty] | FALSE | FALSE | FALSE | FALSE | FALSE | #N/A
1778 | PARIS | 0 | 0 | 5 | 0.006669 | 0.005318 | -0.002231 | 0.002299 | 0.30635 | -0.006669 | 0 | 0 | 0 | 0 | 0 | 0 | [8 empty] | FALSE | FALSE | FALSE | FALSE | FALSE | #N/A
1777 | PARIS | 40.512 | 0 | 5 | 0.006765 | 0.005247 | -0.002172 | 0.002241 | 0.33675 | -0.006765 | 0 | 0 | 0 | 0 | 0 | 0 | [8 empty] | FALSE | FALSE | FALSE | FALSE | FALSE | #N/A
1776 | PARIS KC | 19.022 | 0 | 5 | 0.006802 | 0.005239 | -0.002164 | 0.002232 | 0.33778 | -0.006802 | 0 | 0 | 0 | 0 | 0 | 0 | [8 empty] | FALSE | FALSE | FALSE | FALSE | FALSE | #N/A
1775 | PARISN T | 0 | 0 | 5 | 0.006909 | 0.005219 | -0.002144 | 0.002211 | 0.33809 | -0.006909 | 0 | 0 | 0 | 0 | 0 | 0 | [8 empty] | FALSE | FALSE | FALSE | FALSE | FALSE | #N/A
1774 | PARIS N | 41.95 | 0 | 5 | 0.006721 | 0.005271 | -0.002191 | 0.00226 | 0.333 | -0.006721 | 0 | 0 | 0 | 0 | 0 | 0 | [8 empty] | FALSE | FALSE | FALSE | FALSE | FALSE | #N/A
1773 | PARIS E | 39.571 | 0 | 5 | 0.006695 | 0.005285 | -0.002202 | 0.002271 | 0.33046 | -0.006695 | 0 | 0 | 0 | 0 | 0 | 0 | [8 empty] | FALSE | FALSE | FALSE | FALSE | FALSE | #N/A
1781 | RCST | 0 | 0 | 5 | 0.00615 | 0.005585 | -0.002438 | 0.002515 | 0.27651 | -0.00615 | 0 | 0 | 0 | 0 | 0 | 0 | [8 empty] | FALSE | FALSE | FALSE | FALSE | FALSE | #N/A
1771 | LAMAR BM | 0 | 0 | 5 | 0.006679 | 0.005294 | -0.002209 | 0.002278 | 0.32892 | -0.006679 | 0 | 0 | 0 | 0 | 0 | 0 | [8 empty] | FALSE | FALSE | FALSE | FALSE | FALSE | #N/A
1786 | E PARISM | 0 | 0 | 5 | 0.006679 | 0.005294 | -0.002209 | 0.002278 | 0.32892 | -0.006679 | 0 | 0 | 0 | 0 | 0 | 0 | [8 empty] | FALSE | FALSE | FALSE | FALSE | FALSE | #N/A
1770 | LAMAR T | 0 | 0 | 5 | 0.006679 | 0.005294 | -0.002209 | 0.002278 | 0.32892 | -0.006679 | 0 | 0 | 0 | 0 | 0 | 0 | [8 empty] | FALSE | FALSE | FALSE | FALSE | FALSE | #N/A
1772 | LMRBM | 0 | 0 | 5 | 0.006679 | 0.005294 | -0.002209 | 0.002278 | 0.32892 | -0.006679 | 0 | 0 | 0 | 0 | 0 | 0 | [8 empty] | FALSE | FALSE | FALSE | FALSE | FALSE | #N/A
1782 | SHERRY P | 0 | 0 | 5 | 0.00615 | 0.005585 | -0.002438 | 0.002515 | 0.27651 | -0.00615 | 0 | 0 | 0 | 0 | 0 | 0 | [8 empty] | FALSE | FALSE | FALSE | FALSE | FALSE | #N/A
1783 | RCST T | 0 | 0 | 5 | 0.00615 | 0.005585 | -0.002438 | 0.002515 | 0.27651 | -0.00615 | 0 | 0 | 0 | 0 | 0 | 0 | [8 empty] | FALSE | FALSE | FALSE | FALSE | FALSE | #N/A
1769 | PARISE T | 0 | 0 | 5 | 0.006668 | 0.0053 | -0.002214 | 0.002283 | 0.32778 | -0.006668 | 0 | 0 | 0 | 0 | 0 | 0 | [8 empty] | FALSE | FALSE | FALSE | FALSE | FALSE | #N/A
1785 | BAGWELL | 0.149 | 0 | 5 | 0.006679 | 0.005294 | -0.002209 | 0.002278 | 0.32892 | -0.006679 | 0 | 0 | 0 | 0 | 0 | 0 | [8 empty] | FALSE | FALSE | FALSE | FALSE | FALSE | #N/A
1763 | PINKHILM | 0 | 0 | 5 | 0.01002 | 0.004711 | -0.001611 | 0.00164 | 0.32242 | -0.01002 | 0 | 0 | 0 | 0 | 0 | 0 | [8 empty] | FALSE | FALSE | FALSE | FALSE | FALSE | #N/A
1788 | BRKSTON | 2.686 | 0 | 5 | 0.006669 | 0.005318 | -0.002231 | 0.002299 | 0.30635 | -0.006669 | 0 | 0 | 0 | 0 | 0 | 0 | [8 empty] | FALSE | FALSE | FALSE | FALSE | FALSE | #N/A
1789 | HONEY GR | 5.775 | 0 | 5 | 0.009367 | 0.004885 | -0.001769 | 0.001805 | 0.30634 | -0.009367 | 0 | 0 | 0 | 0 | 0 | 0 | [8 empty] | FALSE | FALSE | FALSE | FALSE | FALSE | #N/A
1790 | WINDM TU | 0 | 0 | 5 | 0.009367 | 0.004885 | -0.001769 | 0.001805 | 0.30634 | -0.009367 | 0 | 0 | 0 | 0 | 0 | 0 | [8 empty] | FALSE | FALSE | FALSE | FALSE | FALSE | #N/A
622 | BOWIE | 0 | 0 | 2 | 0.12999 | 0.003749 | 0.004088 | -0.004677 | 0.037516 | -0.12999 | 0 | 0 | 0 | 0 | 0 | 0 | [8 empty] | FALSE | FALSE | FALSE | FALSE | FALSE | #N/A
631 | NEWPORT | 1.134 | 0 | 1 | 0.17912 | 0.004673 | 0.004841 | -0.005531 | 0.028871 | -0.17912 | 0 | 0 | 0 | 0 | 0 | 0 | [8 empty] | FALSE | FALSE | FALSE | FALSE | FALSE | #N/A
632 | JOHNSNSW | 0 | 0 | 2 | 0.17159 | 0.004661 | 0.004773 | -0.005456 | 0.03091 | -0.17159 | 0 | 0 | 0 | 0 | 0 | 0 | [8 empty] | FALSE | FALSE | FALSE | FALSE | FALSE | #N/A
633 | MONTAGUE | 0 | 0 | 1 | 0.19853 | 0.005216 | 0.005239 | -0.005984 | 0.025702 | -0.19853 | 0 | 0 | 0 | 0 | 0 | 0 | [8 empty] | FALSE | FALSE | FALSE | FALSE | FALSE | #N/A
636 | JOHNSON | 1.639 | 0 | 2 | 0.17159 | 0.004661 | 0.004773 | -0.005456 | 0.03091 | -0.17159 | 0 | 0 | 0 | 0 | 0 | 0 | [8 empty] | FALSE | FALSE | FALSE | FALSE | FALSE | #N/A
1784 | CLARKVL | 13.822 | 0 | 5 | 0.00615 | 0.005585 | -0.002438 | 0.002515 | 0.27651 | -0.00615 | 0 | 0 | 0 | 0 | 0 | 0 | [8 empty] | FALSE | FALSE | FALSE | FALSE | FALSE | #N/A
1753 | MEMC TE | 0 | 0 | 5 | 0.011183 | 0.004532 | -0.00142 | 0.001434 | 0.28334 | -0.011183 | 0 | 0 | 0 | 0 | 0 | 0 | [8 empty] | FALSE | FALSE | FALSE | FALSE | FALSE | #N/A
1740 | TI TAP | 0 | 0 | 5 | 0.011149 | 0.004532 | -0.001422 | 0.001436 | 0.28321 | -0.011149 | 0 | 0 | 0 | 0 | 0 | 0 | [8 empty] | FALSE | FALSE | FALSE | FALSE | FALSE | #N/A
1741 | L TEXOMA | 3.216 | 0 | 5 | 0.01073 | 0.004633 | -0.001516 | 0.001537 | 0.3062 | -0.01073 | 0 | 0 | 0 | 0 | 0 | 0 | [8 empty] | FALSE | FALSE | FALSE | FALSE | FALSE | #N/A
1742 | LTEXMA T | 0 | 0 | 5 | 0.01073 | 0.004633 | -0.001516 | 0.001537 | 0.3062 | -0.01073 | 0 | 0 | 0 | 0 | 0 | 0 | [8 empty] | FALSE | FALSE | FALSE | FALSE | FALSE | #N/A
1743 | DNSN N | 27.709 | 0 | 5 | 0.010323 | 0.004678 | -0.001571 | 0.001596 | 0.3155 | -0.010323 | 0 | 0 | 0 | 0 | 0 | 0 | [8 empty] | FALSE | FALSE | FALSE | FALSE | FALSE | #N/A
616 | CARTER | 3.461 | 0 | 2 | 0.16042 | 0.004278 | 0.004605 | -0.005262 | 0.030529 | -0.16042 | 0 | 0 | 0 | 0 | 0 | 0 | [8 empty] | FALSE | FALSE | FALSE | FALSE | FALSE | #N/A
1745 | DNSN | 43.281 | 0 | 5 | 0.010599 | 0.004648 | -0.001534 | 0.001556 | 0.30919 | -0.010599 | 0 | 0 | 0 | 0 | 0 | 0 | [8 empty] | FALSE | FALSE | FALSE | FALSE | FALSE | #N/A
1746 | SHER E | 38.402 | 0 | 5 | 0.011239 | 0.004578 | -0.001448 | 0.001464 | 0.29458 | -0.011239 | 0 | 0 | 0 | 0 | 0 | 0 | [8 empty] | FALSE | FALSE | FALSE | FALSE | FALSE | #N/A
1747 | CHERY TU | 0 | 0 | 5 | 0.009719 | 0.004744 | -0.001652 | 0.001684 | 0.32932 | -0.009719 | 0 | 0 | 0 | 0 | 0 | 0 | [8 empty] | FALSE | FALSE | FALSE | FALSE | FALSE | #N/A
1749 | SHRM TI1 | 5.587 | 0 | 5 | 0.011149 | 0.004532 | -0.001422 | 0.001436 | 0.28321 | -0.011149 | 0 | 0 | 0 | 0 | 0 | 0 | [8 empty] | FALSE | FALSE | FALSE | FALSE | FALSE | #N/A
1750 | SHER S | 32.211 | 0 | 5 | 0.011051 | 0.004532 | -0.001427 | 0.001442 | 0.28283 | -0.011051 | 0 | 0 | 0 | 0 | 0 | 0 | [8 empty] | FALSE | FALSE | FALSE | FALSE | FALSE | #N/A
1751 | EVANAL | 0 | 0 | 5 | 0.009558 | 0.004531 | -0.001512 | 0.001537 | 0.27716 | -0.009558 | 0 | 0 | 0 | 0 | 0 | 0 | [8 empty] | FALSE | FALSE | FALSE | FALSE | FALSE | #N/A
1765 | ECTOR | 1.756 | 0 | 5 | 0.009432 | 0.004875 | -0.001758 | 0.001794 | 0.30574 | -0.009432 | 0 | 0 | 0 | 0 | 0 | 0 | [8 empty] | FALSE | FALSE | FALSE | FALSE | FALSE | #N/A
620 | BOWIE | 11.113 | 0 | 2 | 0.12204 | 0.003641 | 0.003917 | -0.004485 | 0.040488 | -0.12204 | 0 | 0 | 0 | 0 | 0 | 0 | [8 empty] | FALSE | FALSE | FALSE | FALSE | FALSE | #N/A
1768 | DEPORT | 0 | 0 | 5 | 0.006446 | 0.005422 | -0.00231 | 0.002383 | 0.30575 | -0.006446 | 0 | 0 | 0 | 0 | 0 | 0 | [8 empty] | FALSE | FALSE | FALSE | FALSE | FALSE | #N/A
1754 | VAN AL | 22.528 | 0 | 5 | 0.008956 | 0.004531 | -0.001546 | 0.001576 | 0.27487 | -0.008956 | 0 | 0 | 0 | 0 | 0 | 0 | [8 empty] | FALSE | FALSE | FALSE | FALSE | FALSE | #N/A
1755 | ECTOR P | 0 | 0 | 5 | 0.008684 | 0.004961 | -0.001861 | 0.001905 | 0.3217 | -0.008684 | 0 | 0 | 0 | 0 | 0 | 0 | [8 empty] | FALSE | FALSE | FALSE | FALSE | FALSE | #N/A
1758 | PAYNE | 33.671 | 0 | 5 | 0.011653 | 0.004532 | -0.001393 | 0.001404 | 0.28512 | -0.011653 | 0 | 0 | 0 | 0 | 0 | 0 | [8 empty] | FALSE | FALSE | FALSE | FALSE | FALSE | #N/A
1759 | PAYNE | 0 | 0 | 5 | 0.011133 | 0.004612 | -0.001478 | 0.001495 | 0.28995 | -0.011133 | 0 | 0 | 0 | 0 | 0 | 0 | [8 empty] | FALSE | FALSE | FALSE | FALSE | FALSE | #N/A
1760 | BONHM SS | 0 | 0 | 5 | 0.008553 | 0.005011 | -0.001903 | 0.001948 | 0.3139 | -0.008553 | 0 | 0 | 0 | 0 | 0 | 0 | [8 empty] | FALSE | FALSE | FALSE | FALSE | FALSE | #N/A
621 | BOWIE | 0 | 0 | 2 | 0.16004 | 0.004423 | 0.004574 | -0.00523 | 0.033142 | -0.16004 | 0 | 0 | 0 | 0 | 0 | 0 | [8 empty] | FALSE | FALSE | FALSE | FALSE | FALSE | #N/A
1761 | BONHM SS | 0 | 0 | 5 | 0.009367 | 0.004885 | -0.001769 | 0.001805 | 0.30634 | -0.009367 | 0 | 0 | 0 | 0 | 0 | 0 | [8 empty] | FALSE | FALSE | FALSE | FALSE | FALSE | #N/A
1762 | BONHM NW | 4.642 | 0 | 5 | 0.008641 | 0.004978 | -0.001875 | 0.001919 | 0.31911 | -0.008641 | 0 | 0 | 0 | 0 | 0 | 0 | [8 empty] | FALSE | FALSE | FALSE | FALSE | FALSE | #N/A
1764 | BELLS | 3.066 | 0 | 5 | 0.010136 | 0.004767 | -0.001642 | 0.00167 | 0.2992 | -0.010136 | 0 | 0 | 0 | 0 | 0 | 0 | [8 empty] | FALSE | FALSE | FALSE | FALSE | FALSE | #N/A
1803 | PARS P T | 0 | 0 | 5 | 0.006565 | 0.005395 | -0.002293 | 0.002361 | 0.27357 | -0.006565 | 0 | 0 | 0 | 0 | 0 | 0 | [8 empty] | FALSE | FALSE | FALSE | FALSE | FALSE | #N/A
1766 | EXPLORER | 8.251 | 0 | 5 | 0.008553 | 0.005011 | -0.001903 | 0.001948 | 0.3139 | -0.008553 | 0 | 0 | 0 | 0 | 0 | 0 | [8 empty] | FALSE | FALSE | FALSE | FALSE | FALSE | #N/A
1752 | WHT MND | 0 | 0 | 5 | 0.010461 | 0.004532 | -0.001461 | 0.00148 | 0.28059 | -0.010461 | 0 | 0 | 0 | 0 | 0 | 0 | [8 empty] | FALSE | FALSE | FALSE | FALSE | FALSE | #N/A
6122 | HASKELL2 | 7.007 | 0 | 1 | 0.3634 | 0.017055 | 0.011087 | -0.01271 | 0.008773 | -0.3634 | 0 | 0 | 0 | 0 | 0 | 0 | [8 empty] | FALSE | FALSE | FALSE | FALSE | FALSE | #N/A
6147 | GIRARD 2 | 0.08 | 0 | 1 | 0.3698 | 0.018573 | 0.011669 | -0.013378 | 0.008228 | -0.3698 | 0 | 0 | 0 | 0 | 0 | 0 | [8 empty] | FALSE | FALSE | FALSE | FALSE | FALSE | #N/A
6143 | ESPULAR2 | 0 | 0 | 1 | 0.37071 | 0.018371 | 0.011568 | -0.013261 | 0.008319 | -0.37071 | 0 | 0 | 0 | 0 | 0 | 0 | [8 empty] | FALSE | FALSE | FALSE | FALSE | FALSE | #N/A
6142 | AFTON 2 | 2.025 | 0 | 1 | 0.36984 | 0.017954 | 0.011392 | -0.013059 | 0.008474 | -0.36984 | 0 | 0 | 0 | 0 | 0 | 0 | [8 empty] | FALSE | FALSE | FALSE | FALSE | FALSE | #N/A
6141 | RNGSPGS2 | 2.218 | 0 | 1 | 0.3691 | 0.017595 | 0.011241 | -0.012885 | 0.008607 | -0.3691 | 0 | 0 | 0 | 0 | 0 | 0 | [8 empty] | FALSE | FALSE | FALSE | FALSE | FALSE | #N/A
6140 | MATADOR2 | 2.223 | 0 | 1 | 0.36859 | 0.017349 | 0.011137 | -0.012765 | 0.008698 | -0.36859 | 0 | 0 | 0 | 0 | 0 | 0 | [8 empty] | FALSE | FALSE | FALSE | FALSE | FALSE | #N/A
6135 | PADCLA 4 | 0 | 0 | 1 | 0.3662 | 0.016224 | 0.010668 | -0.012226 | 0.009103 | -0.3662 | 0 | 0 | 0 | 0 | 0 | 0 | [8 empty] | FALSE | FALSE | FALSE | FALSE | FALSE | #N/A
6133 | PADCLA 2 | 0 | 0 | 1 | 0.36644 | 0.016307 | 0.010698 | -0.012261 | 0.009085 | -0.36644 | 0 | 0 | 0 | 0 | 0 | 0 | [8 empty] | FALSE | FALSE | FALSE | FALSE | FALSE | #N/A
6132 | PADUCAH2 | 2.685 | 0 | 1 | 0.36641 | 0.016291 | 0.010691 | -0.012252 | 0.009092 | -0.36641 | 0 | 0 | 0 | 0 | 0 | 0 | [8 empty] | FALSE | FALSE | FALSE | FALSE | FALSE | #N/A
6131 | PADUCRT2 | 0 | 0 | 1 | 0.36658 | 0.016377 | 0.010728 | -0.012295 | 0.009059 | -0.36658 | 0 | 0 | 0 | 0 | 0 | 0 | [8 empty] | FALSE | FALSE | FALSE | FALSE | FALSE | #N/A
6126 | HASTXCO2 | 4.264 | 0 | 1 | 0.36189 | 0.016675 | 0.010932 | -0.012531 | 0.008944 | -0.36189 | 0 | 0 | 0 | 0 | 0 | 0 | [8 empty] | FALSE | FALSE | FALSE | FALSE | FALSE | #N/A
6125 | WEINERT2 | 1.318 | 0 | 1 | 0.36122 | 0.016505 | 0.010862 | -0.012451 | 0.009021 | -0.36122 | 0 | 0 | 0 | 0 | 0 | 0 | [8 empty] | FALSE | FALSE | FALSE | FALSE | FALSE | #N/A
6197 | CLARMNT2 | 0 | 0 | 1 | 0.36842 | 0.01881 | 0.011784 | -0.013512 | 0.008128 | -0.36842 | 0 | 0 | 0 | 0 | 0 | 0 | [8 empty] | FALSE | FALSE | FALSE | FALSE | FALSE | #N/A
6123 | JOSSELR2 | 0 | 0 | 1 | 0.36209 | 0.016725 | 0.010952 | -0.012555 | 0.008922 | -0.36209 | 0 | 0 | 0 | 0 | 0 | 0 | [8 empty] | FALSE | FALSE | FALSE | FALSE | FALSE | #N/A
6151 | GIRARDT2 | 0 | 0 | 1 | 0.3698 | 0.018573 | 0.011669 | -0.013378 | 0.008228 | -0.3698 | 0 | 0 | 0 | 0 | 0 | 0 | [8 empty] | FALSE | FALSE | FALSE | FALSE | FALSE | #N/A
6121 | CRCENTT2 | 0 | 0 | 1 | 0.36373 | 0.017142 | 0.011119 | -0.012747 | 0.008749 | -0.36373 | 0 | 0 | 0 | 0 | 0 | 0 | [8 empty] | FALSE | FALSE | FALSE | FALSE | FALSE | #N/A
6120 | RULE 2 | 5.056 | 0 | 1 | 0.36383 | 0.01717 | 0.01113 | -0.012759 | 0.008741 | -0.36383 | 0 | 0 | 0 | 0 | 0 | 0 | [8 empty] | FALSE | FALSE | FALSE | FALSE | FALSE | #N/A
6119 | CRNCENT2 | 0 | 0 | 1 | 0.36373 | 0.017142 | 0.011119 | -0.012747 | 0.008749 | -0.36373 | 0 | 0 | 0 | 0 | 0 | 0 | [8 empty] | FALSE | FALSE | FALSE | FALSE | FALSE | #N/A
6117 | EMUNDY14 | 0 | 0 | 1 | 0.36552 | 0.016525 | 0.010831 | -0.012414 | 0.008938 | -0.36552 | 0 | 0 | 0 | 0 | 0 | 0 | [8 empty] | FALSE | FALSE | FALSE | FALSE | FALSE | #N/A
6115 | ROCHEST2 | 3.489 | 0 | 1 | 0.36261 | 0.01686 | 0.011004 | -0.012614 | 0.008875 | -0.36261 | 0 | 0 | 0 | 0 | 0 | 0 | [8 empty] | FALSE | FALSE | FALSE | FALSE | FALSE | #N/A
6114 | KNOXREA | 0 | 0 | 1 | 0.36179 | 0.01665 | 0.010919 | -0.012517 | 0.008966 | -0.36179 | 0 | 0 | 0 | 0 | 0 | 0 | [8 empty] | FALSE | FALSE | FALSE | FALSE | FALSE | #N/A
6113 | KNOXCIT2 | 3.158 | 0 | 1 | 0.36158 | 0.016598 | 0.010898 | -0.012492 | 0.008989 | -0.36158 | 0 | 0 | 0 | 0 | 0 | 0 | [8 empty] | FALSE | FALSE | FALSE | FALSE | FALSE | #N/A
6112 | GILESPR2 | 1.63 | 0 | 1 | 0.36115 | 0.016488 | 0.010854 | -0.012441 | 0.009037 | -0.36115 | 0 | 0 | 0 | 0 | 0 | 0 | [8 empty] | FALSE | FALSE | FALSE | FALSE | FALSE | #N/A
6110 | EMUNDY24 | 0 | 0 | 1 | 0.36552 | 0.016524 | 0.01083 | -0.012414 | 0.008939 | -0.36552 | 0 | 0 | 0 | 0 | 0 | 0 | [8 empty] | FALSE | FALSE | FALSE | FALSE | FALSE | #N/A
6108 | EMUNDAY2 | 0 | 0 | 1 | 0.36018 | 0.016126 | 0.010703 | -0.012268 | 0.009184 | -0.36018 | 0 | 0 | 0 | 0 | 0 | 0 | [8 empty] | FALSE | FALSE | FALSE | FALSE | FALSE | #N/A
6107 | MUNDAY 2 | 7.338 | 0 | 1 | 0.35953 | 0.016078 | 0.010688 | -0.01225 | 0.009214 | -0.35953 | 0 | 0 | 0 | 0 | 0 | 0 | [8 empty] | FALSE | FALSE | FALSE | FALSE | FALSE | #N/A
6005 | STAMFDP2 | 0 | 0 | 1 | 0.36485 | 0.017419 | 0.011241 | -0.012888 | 0.008588 | -0.36485 | 0 | 0 | 0 | 0 | 0 | 0 | [8 empty] | FALSE | FALSE | FALSE | FALSE | FALSE | #N/A
6124 | HASTXTP2 | 0 | 0 | 1 | 0.36189 | 0.016675 | 0.010932 | -0.012531 | 0.008944 | -0.36189 | 0 | 0 | 0 | 0 | 0 | 0 | [8 empty] | FALSE | FALSE | FALSE | FALSE | FALSE | #N/A
6169 | PTCRK2 4 | 0 | 0 | 1 | 0.36653 | 0.017325 | 0.011205 | -0.012846 | 0.008551 | -0.36653 | 0 | 0 | 0 | 0 | 0 | 0 | [8 empty] | FALSE | FALSE | FALSE | FALSE | FALSE | #N/A
6198 | CLARSUN2 | 0.461 | 0 | 1 | 0.36842 | 0.01881 | 0.011784 | -0.013512 | 0.008128 | -0.36842 | 0 | 0 | 0 | 0 | 0 | 0 | [8 empty] | FALSE | FALSE | FALSE | FALSE | FALSE | #N/A
1737 | DNSN W | 24.528 | 0 | 5 | 0.010784 | 0.004627 | -0.001509 | 0.00153 | 0.30497 | -0.010784 | 0 | 0 | 0 | 0 | 0 | 0 | [8 empty] | FALSE | FALSE | FALSE | FALSE | FALSE | #N/A
6196 | ROTAN 2 | 8.436 | 0 | 1 | 0.36771 | 0.01926 | 0.01198 | -0.013739 | 0.00796 | -0.36771 | 0 | 0 | 0 | 0 | 0 | 0 | [8 empty] | FALSE | FALSE | FALSE | FALSE | FALSE | #N/A
1736 | PERRIN | 8.185 | 0 | 5 | 0.01103 | 0.0046 | -0.001476 | 0.001494 | 0.29936 | -0.01103 | 0 | 0 | 0 | 0 | 0 | 0 | [8 empty] | FALSE | FALSE | FALSE | FALSE | FALSE | #N/A
6187 | ASPECON2 | 0.598 | 0 | 1 | 0.36761 | 0.01829 | 0.011577 | -0.013274 | 0.008301 | -0.36761 | 0 | 0 | 0 | 0 | 0 | 0 | [8 empty] | FALSE | FALSE | FALSE | FALSE | FALSE | #N/A
770 | AROWHEAD | 1.59 | 0 | 1 | 0.34989 | 0.008287 | 0.006994 | -0.007989 | 0.013736 | -0.34989 | 0 | 0 | 0 | 0 | 0 | 0 | [8 empty] | FALSE | FALSE | FALSE | FALSE | FALSE | #N/A
6184 | HAMTXTP2 | 0 | 0 | 1 | 0.36755 | 0.018572 | 0.011696 | -0.013412 | 0.008198 | -0.36755 | 0 | 0 | 0 | 0 | 0 | 0 | [8 empty] | FALSE | FALSE | FALSE | FALSE | FALSE | #N/A
6182 | HAMTXCO2 | 6.067 | 0 | 1 | 0.36755 | 0.018572 | 0.011696 | -0.013412 | 0.008198 | -0.36755 | 0 | 0 | 0 | 0 | 0 | 0 | [8 empty] | FALSE | FALSE | FALSE | FALSE | FALSE | #N/A
6177 | SWENSON2 | 0.065 | 0 | 1 | 0.36796 | 0.018263 | 0.011561 | -0.013255 | 0.008316 | -0.36796 | 0 | 0 | 0 | 0 | 0 | 0 | [8 empty] | FALSE | FALSE | FALSE | FALSE | FALSE | #N/A
6174 | HSKREAT2 | 0 | 0 | 1 | 0.36343 | 0.017063 | 0.011091 | -0.012714 | 0.008769 | -0.36343 | 0 | 0 | 0 | 0 | 0 | 0 | [8 empty] | FALSE | FALSE | FALSE | FALSE | FALSE | #N/A
6173 | CORINTH2 | 0.584 | 0 | 1 | 0.36522 | 0.018751 | 0.011795 | -0.013527 | 0.008114 | -0.36522 | 0 | 0 | 0 | 0 | 0 | 0 | [8 empty] | FALSE | FALSE | FALSE | FALSE | FALSE | #N/A
6172 | STAMFRD2 | 12.641 | 0 | 1 | 0.36513 | 0.018423 | 0.011658 | -0.01337 | 0.008231 | -0.36513 | 0 | 0 | 0 | 0 | 0 | 0 | [8 empty] | FALSE | FALSE | FALSE | FALSE | FALSE | #N/A
6148 | SPUR 2 | 2.807 | 0 | 1 | 0.37112 | 0.018572 | 0.011652 | -0.013358 | 0.008244 | -0.37112 | 0 | 0 | 0 | 0 | 0 | 0 | [8 empty] | FALSE | FALSE | FALSE | FALSE | FALSE | #N/A
6170 | HASKELR2 | 1.378 | 0 | 1 | 0.365 | 0.01792 | 0.011449 | -0.013128 | 0.008409 | -0.365 | 0 | 0 | 0 | 0 | 0 | 0 | [8 empty] | FALSE | FALSE | FALSE | FALSE | FALSE | #N/A
6150 | SPUR 4 | 0 | 0 | 1 | 0.37268 | 0.018915 | 0.011786 | -0.013512 | 0.008127 | -0.37268 | 0 | 0 | 0 | 0 | 0 | 0 | [8 empty] | FALSE | FALSE | FALSE | FALSE | FALSE | #N/A
6166 | CAL CRK | 0 | 0 | 1 | 0.36598 | 0.017556 | 0.011305 | -0.012961 | 0.008472 | -0.36598 | 0 | 0 | 0 | 0 | 0 | 0 | [8 empty] | FALSE | FALSE | FALSE | FALSE | FALSE | #N/A
6165 | CALCRKTP | 0 | 0 | 1 | 0.36598 | 0.017556 | 0.011305 | -0.012961 | 0.008472 | -0.36598 | 0 | 0 | 0 | 0 | 0 | 0 | [8 empty] | FALSE | FALSE | FALSE | FALSE | FALSE | #N/A
6161 | PTCRK1 4 | 0 | 0 | 1 | 0.36653 | 0.017328 | 0.011206 | -0.012848 | 0.008551 | -0.36653 | 0 | 0 | 0 | 0 | 0 | 0 | [8 empty] | FALSE | FALSE | FALSE | FALSE | FALSE | #N/A
6160 | PTCRESTR | 0 | 0 | 1 | 0.36544 | 0.01739 | 0.01123 | -0.012875 | 0.008574 | -0.36544 | 0 | 0 | 0 | 0 | 0 | 0 | [8 empty] | FALSE | FALSE | FALSE | FALSE | FALSE | #N/A
6159 | PTCREEK2 | 1.575 | 0 | 1 | 0.36487 | 0.017422 | 0.011242 | -0.012889 | 0.008586 | -0.36487 | 0 | 0 | 0 | 0 | 0 | 0 | [8 empty] | FALSE | FALSE | FALSE | FALSE | FALSE | #N/A
6158 | ASPERMT4 | 0 | 0 | 1 | 0.36869 | 0.018101 | 0.011493 | -0.013176 | 0.008353 | -0.36869 | 0 | 0 | 0 | 0 | 0 | 0 | [8 empty] | FALSE | FALSE | FALSE | FALSE | FALSE | #N/A
6156 | ASPERMT2 | 3.128 | 0 | 1 | 0.36764 | 0.018144 | 0.011515 | -0.013202 | 0.008355 | -0.36764 | 0 | 0 | 0 | 0 | 0 | 0 | [8 empty] | FALSE | FALSE | FALSE | FALSE | FALSE | #N/A
6155 | NASPMNT2 | 0 | 0 | 1 | 0.36771 | 0.018172 | 0.011526 | -0.013215 | 0.008346 | -0.36771 | 0 | 0 | 0 | 0 | 0 | 0 | [8 empty] | FALSE | FALSE | FALSE | FALSE | FALSE | #N/A
6154 | PEACOCK2 | 0.097 | 0 | 1 | 0.36819 | 0.018349 | 0.011594 | -0.013293 | 0.008289 | -0.36819 | 0 | 0 | 0 | 0 | 0 | 0 | [8 empty] | FALSE | FALSE | FALSE | FALSE | FALSE | #N/A
6153 | JAYTON 2 | 1.487 | 0 | 1 | 0.36879 | 0.018575 | 0.011681 | -0.013393 | 0.008216 | -0.36879 | 0 | 0 | 0 | 0 | 0 | 0 | [8 empty] | FALSE | FALSE | FALSE | FALSE | FALSE | #N/A
6152 | JAYTONR2 | 0 | 0 | 1 | 0.36913 | 0.018574 | 0.011677 | -0.013388 | 0.00822 | -0.36913 | 0 | 0 | 0 | 0 | 0 | 0 | [8 empty] | FALSE | FALSE | FALSE | FALSE | FALSE | #N/A
1808 | BONHM | 36.138 | 0 | 5 | 0.008426 | 0.005051 | -0.001938 | 0.001985 | 0.30907 | -0.008426 | 0 | 0 | 0 | 0 | 0 | 0 | [8 empty] | FALSE | FALSE | FALSE | FALSE | FALSE | #N/A
6171 | HSKELTP2 | 0 | 0 | 1 | 0.365 | 0.01792 | 0.011449 | -0.013128 | 0.008409 | -0.365 | 0 | 0 | 0 | 0 | 0 | 0 | [8 empty] | FALSE | FALSE | FALSE | FALSE | FALSE | #N/A
1486 | BOOMTOWN | 16.004 | 0 | 1 | 0.3576 | 0.008515 | 0.007069 | -0.008076 | 0.01311 | -0.3576 | 0 | 0 | 0 | 0 | 0 | 0 | [8 empty] | FALSE | FALSE | FALSE | FALSE | FALSE | #N/A
1509 | PETROL M | 0 | 0 | 1 | 0.34702 | 0.008365 | 0.006996 | -0.007992 | 0.01389 | -0.34702 | 0 | 0 | 0 | 0 | 0 | 0 | [8 empty] | FALSE | FALSE | FALSE | FALSE | FALSE | #N/A
1508 | WF BSN T | 0 | 0 | 1 | 0.34702 | 0.008365 | 0.006996 | -0.007992 | 0.01389 | -0.34702 | 0 | 0 | 0 | 0 | 0 | 0 | [8 empty] | FALSE | FALSE | FALSE | FALSE | FALSE | #N/A
1507 | N WFAL T | 0 | 0 | 1 | 0.34796 | 0.00837 | 0.007 | -0.007996 | 0.013823 | -0.34796 | 0 | 0 | 0 | 0 | 0 | 0 | [8 empty] | FALSE | FALSE | FALSE | FALSE | FALSE | #N/A
1504 | NWF BYPS | 0 | 0 | 1 | 0.34844 | 0.008372 | 0.007001 | -0.007998 | 0.013789 | -0.34844 | 0 | 0 | 0 | 0 | 0 | 0 | [8 empty] | FALSE | FALSE | FALSE | FALSE | FALSE | #N/A
1503 | N WFALLS | 34.777 | 0 | 1 | 0.34853 | 0.008372 | 0.007002 | -0.007998 | 0.013782 | -0.34853 | 0 | 0 | 0 | 0 | 0 | 0 | [8 empty] | FALSE | FALSE | FALSE | FALSE | FALSE | #N/A
1500 | PARKWY W | 24.813 | 0 | 1 | 0.35856 | 0.008385 | 0.007035 | -0.008036 | 0.013067 | -0.35856 | 0 | 0 | 0 | 0 | 0 | 0 | [8 empty] | FALSE | FALSE | FALSE | FALSE | FALSE | #N/A
1499 | PARKWY E | 17.782 | 0 | 1 | 0.35792 | 0.008395 | 0.007014 | -0.008012 | 0.013132 | -0.35792 | 0 | 0 | 0 | 0 | 0 | 0 | [8 empty] | FALSE | FALSE | FALSE | FALSE | FALSE | #N/A
1498 | WF COGEN | 0 | 0 | 1 | 0.35848 | 0.008386 | 0.007035 | -0.008035 | 0.013073 | -0.35848 | 0 | 0 | 0 | 0 | 0 | 0 | [8 empty] | FALSE | FALSE | FALSE | FALSE | FALSE | #N/A
1497 | CERTEEDE | 17.964 | 0 | 1 | 0.35848 | 0.008386 | 0.007035 | -0.008035 | 0.013073 | -0.35848 | 0 | 0 | 0 | 0 | 0 | 0 | [8 empty] | FALSE | FALSE | FALSE | FALSE | FALSE | #N/A
1496 | CERTEEDW | 17.554 | 0 | 1 | 0.35848 | 0.008386 | 0.007035 | -0.008035 | 0.013073 | -0.35848 | 0 | 0 | 0 | 0 | 0 | 0 | [8 empty] | FALSE | FALSE | FALSE | FALSE | FALSE | #N/A
1494 | WF HOSP | 2.906 | 0 | 1 | 0.35335 | 0.008352 | 0.007013 | -0.00801 | 0.01346 | -0.35335 | 0 | 0 | 0 | 0 | 0 | 0 | [8 empty] | FALSE | FALSE | FALSE | FALSE | FALSE | #N/A
1493 | ARTHR ST | 71.732 | 0 | 1 | 0.35417 | 0.008367 | 0.007017 | -0.008016 | 0.013398 | -0.35417 | 0 | 0 | 0 | 0 | 0 | 0 | [8 empty] | FALSE | FALSE | FALSE | FALSE | FALSE | #N/A
1739 | DNSN D T | 0 | 0 | 5 | 0.010476 | 0.004661 | -0.00155 | 0.001574 | 0.312 | -0.010476 | 0 | 0 | 0 | 0 | 0 | 0 | [8 empty] | FALSE | FALSE | FALSE | FALSE | FALSE | #N/A
1489 | SIKES | 15.767 | 0 | 1 | 0.35339 | 0.008352 | 0.007013 | -0.008011 | 0.013458 | -0.35339 | 0 | 0 | 0 | 0 | 0 | 0 | [8 empty] | FALSE | FALSE | FALSE | FALSE | FALSE | #N/A
1514 | SHEP AFB | 31.611 | 0 | 1 | 0.34796 | 0.00837 | 0.007 | -0.007996 | 0.013823 | -0.34796 | 0 | 0 | 0 | 0 | 0 | 0 | [8 empty] | FALSE | FALSE | FALSE | FALSE | FALSE | #N/A
1485 | ACROCH | 2.844 | 0 | 1 | 0.3576 | 0.008515 | 0.007069 | -0.008076 | 0.01311 | -0.3576 | 0 | 0 | 0 | 0 | 0 | 0 | [8 empty] | FALSE | FALSE | FALSE | FALSE | FALSE | #N/A
1484 | PPG | 12.948 | 0 | 1 | 0.35781 | 0.008536 | 0.007077 | -0.008085 | 0.013088 | -0.35781 | 0 | 0 | 0 | 0 | 0 | 0 | [8 empty] | FALSE | FALSE | FALSE | FALSE | FALSE | #N/A
1483 | CITYVIEW | 35.779 | 0 | 1 | 0.35828 | 0.008584 | 0.007095 | -0.008105 | 0.013042 | -0.35828 | 0 | 0 | 0 | 0 | 0 | 0 | [8 empty] | FALSE | FALSE | FALSE | FALSE | FALSE | #N/A
1480 | RATHGBER | 18.87 | 0 | 1 | 0.35244 | 0.008414 | 0.007037 | -0.008039 | 0.013514 | -0.35244 | 0 | 0 | 0 | 0 | 0 | 0 | [8 empty] | FALSE | FALSE | FALSE | FALSE | FALSE | #N/A
1478 | AROHD M | 0 | 0 | 1 | 0.34989 | 0.008287 | 0.006994 | -0.007989 | 0.013736 | -0.34989 | 0 | 0 | 0 | 0 | 0 | 0 | [8 empty] | FALSE | FALSE | FALSE | FALSE | FALSE | #N/A
1475 | WINDTHOR | 0 | 0 | 1 | 0.35725 | 0.008378 | 0.007309 | -0.008348 | 0.012701 | -0.35725 | 0 | 0 | 0 | 0 | 0 | 0 | [8 empty] | FALSE | FALSE | FALSE | FALSE | FALSE | #N/A
1474 | SCOTLD M | 0 | 0 | 1 | 0.35512 | 0.008349 | 0.007219 | -0.008246 | 0.012998 | -0.35512 | 0 | 0 | 0 | 0 | 0 | 0 | [8 empty] | FALSE | FALSE | FALSE | FALSE | FALSE | #N/A
1473 | NAVYK SS | 0 | 0 | 1 | 0.35267 | 0.008586 | 0.007495 | -0.008561 | 0.012385 | -0.35267 | 0 | 0 | 0 | 0 | 0 | 0 | [8 empty] | FALSE | FALSE | FALSE | FALSE | FALSE | #N/A
1472 | NAVYK SS | 0 | 0 | 1 | 0.35618 | 0.008426 | 0.007353 | -0.008398 | 0.012627 | -0.35618 | 0 | 0 | 0 | 0 | 0 | 0 | [8 empty] | FALSE | FALSE | FALSE | FALSE | FALSE | #N/A
1471 | CARTER M | 0 | 0 | 2 | 0.16042 | 0.004278 | 0.004605 | -0.005262 | 0.030529 | -0.16042 | 0 | 0 | 0 | 0 | 0 | 0 | [8 empty] | FALSE | FALSE | FALSE | FALSE | FALSE | #N/A
1470 | NEWPRT M | 0 | 0 | 1 | 0.17912 | 0.004673 | 0.004841 | -0.005531 | 0.028871 | -0.17912 | 0 | 0 | 0 | 0 | 0 | 0 | [8 empty] | FALSE | FALSE | FALSE | FALSE | FALSE | #N/A
1468 | AROWHEAD | 1.071 | 0 | 1 | 0.3192 | 0.007632 | 0.006606 | -0.007546 | 0.016456 | -0.3192 | 0 | 0 | 0 | 0 | 0 | 0 | [8 empty] | FALSE | FALSE | FALSE | FALSE | FALSE | #N/A
1492 | RVR BEND | 31.976 | 0 | 1 | 0.35518 | 0.008385 | 0.007023 | -0.008022 | 0.01332 | -0.35518 | 0 | 0 | 0 | 0 | 0 | 0 | [8 empty] | FALSE | FALSE | FALSE | FALSE | FALSE | #N/A
1532 | SEYMOUR | 0.602 | 0 | 1 | 0.34325 | 0.011982 | 0.008939 | -0.01023 | 0.011459 | -0.34325 | 0 | 0 | 0 | 0 | 0 | 0 | [8 empty] | FALSE | FALSE | FALSE | FALSE | FALSE | #N/A
1604 | ANARENE | 1.01 | 0 | 1 | 0.35146 | 0.008528 | 0.007521 | -0.008592 | 0.012274 | -0.35146 | 0 | 0 | 0 | 0 | 0 | 0 | [8 empty] | FALSE | FALSE | FALSE | FALSE | FALSE | #N/A
1550 | BOWIE | 0.312 | 0 | 1 | 0.18179 | 0.0048 | 0.005057 | -0.005773 | 0.025005 | -0.18179 | 0 | 0 | 0 | 0 | 0 | 0 | [8 empty] | FALSE | FALSE | FALSE | FALSE | FALSE | #N/A
1549 | BOWIESVC | 0.345 | 0 | 1 | 0.18505 | 0.004881 | 0.005093 | -0.005814 | 0.02514 | -0.18505 | 0 | 0 | 0 | 0 | 0 | 0 | [8 empty] | FALSE | FALSE | FALSE | FALSE | FALSE | #N/A
1548 | MONTAG M | 0 | 0 | 1 | 0.19854 | 0.005216 | 0.005239 | -0.005984 | 0.0257 | -0.19854 | 0 | 0 | 0 | 0 | 0 | 0 | [8 empty] | FALSE | FALSE | FALSE | FALSE | FALSE | #N/A
1547 | BELLEVUE | 1.408 | 0 | 1 | 0.21524 | 0.005571 | 0.005437 | -0.00621 | 0.024371 | -0.21524 | 0 | 0 | 0 | 0 | 0 | 0 | [8 empty] | FALSE | FALSE | FALSE | FALSE | FALSE | #N/A
1546 | RNGMAG | 1.79 | 0 | 1 | 0.25225 | 0.006357 | 0.005875 | -0.006712 | 0.021427 | -0.25225 | 0 | 0 | 0 | 0 | 0 | 0 | [8 empty] | FALSE | FALSE | FALSE | FALSE | FALSE | #N/A
1545 | RNGMAG T | 0 | 0 | 1 | 0.25225 | 0.006357 | 0.005875 | -0.006712 | 0.021427 | -0.25225 | 0 | 0 | 0 | 0 | 0 | 0 | [8 empty] | FALSE | FALSE | FALSE | FALSE | FALSE | #N/A
1544 | HENRIETA | 10.141 | 0 | 1 | 0.27898 | 0.006925 | 0.006192 | -0.007074 | 0.0193 | -0.27898 | 0 | 0 | 0 | 0 | 0 | 0 | [8 empty] | FALSE | FALSE | FALSE | FALSE | FALSE | #N/A
1543 | HENRITAW | 0.79 | 0 | 1 | 0.29447 | 0.007254 | 0.006376 | -0.007284 | 0.018067 | -0.29447 | 0 | 0 | 0 | 0 | 0 | 0 | [8 empty] | FALSE | FALSE | FALSE | FALSE | FALSE | #N/A
1541 | ROBNTECH | 1.686 | 0 | 1 | 0.35022 | 0.00838 | 0.007008 | -0.008005 | 0.013663 | -0.35022 | 0 | 0 | 0 | 0 | 0 | 0 | [8 empty] | FALSE | FALSE | FALSE | FALSE | FALSE | #N/A
1538 | ELECTRA | 6.432 | 0 | 1 | 0.35883 | 0.011178 | 0.008376 | -0.009582 | 0.011646 | -0.35883 | 0 | 0 | 0 | 0 | 0 | 0 | [8 empty] | FALSE | FALSE | FALSE | FALSE | FALSE | #N/A
1537 | KMA | 7.436 | 0 | 1 | 0.35552 | 0.010379 | 0.008042 | -0.009197 | 0.012111 | -0.35552 | 0 | 0 | 0 | 0 | 0 | 0 | [8 empty] | FALSE | FALSE | FALSE | FALSE | FALSE | #N/A
1511 | WF BASIN | 4.849 | 0 | 1 | 0.34702 | 0.008365 | 0.006996 | -0.007992 | 0.01389 | -0.34702 | 0 | 0 | 0 | 0 | 0 | 0 | [8 empty] | FALSE | FALSE | FALSE | FALSE | FALSE | #N/A
1533 | BOMARTON | 0.065 | 0 | 1 | 0.35128 | 0.014002 | 0.009801 | -0.011227 | 0.010352 | -0.35128 | 0 | 0 | 0 | 0 | 0 | 0 | [8 empty] | FALSE | FALSE | FALSE | FALSE | FALSE | #N/A
1512 | DIAMNDSH | 1.054 | 0 | 1 | 0.34702 | 0.008365 | 0.006996 | -0.007992 | 0.01389 | -0.34702 | 0 | 0 | 0 | 0 | 0 | 0 | [8 empty] | FALSE | FALSE | FALSE | FALSE | FALSE | #N/A
1531 | SEYMRBAS | 2.037 | 0 | 1 | 0.34688 | 0.01099 | 0.008432 | -0.009646 | 0.011921 | -0.34688 | 0 | 0 | 0 | 0 | 0 | 0 | [8 empty] | FALSE | FALSE | FALSE | FALSE | FALSE | #N/A
1530 | BAYLOR | 0 | 0 | 1 | 0.34688 | 0.01099 | 0.008432 | -0.009646 | 0.011921 | -0.34688 | 0 | 0 | 0 | 0 | 0 | 0 | [8 empty] | FALSE | FALSE | FALSE | FALSE | FALSE | #N/A
1527 | HOLLIDAY | 8.959 | 0 | 1 | 0.35213 | 0.009561 | 0.007701 | -0.008803 | 0.012587 | -0.35213 | 0 | 0 | 0 | 0 | 0 | 0 | [8 empty] | FALSE | FALSE | FALSE | FALSE | FALSE | #N/A
1526 | BLACKWEL | 2.883 | 0 | 1 | 0.35219 | 0.009439 | 0.007675 | -0.008773 | 0.012562 | -0.35219 | 0 | 0 | 0 | 0 | 0 | 0 | [8 empty] | FALSE | FALSE | FALSE | FALSE | FALSE | #N/A
1525 | ARCH CTY | 6.513 | 0 | 1 | 0.35249 | 0.008908 | 0.007563 | -0.008641 | 0.012452 | -0.35249 | 0 | 0 | 0 | 0 | 0 | 0 | [8 empty] | FALSE | FALSE | FALSE | FALSE | FALSE | #N/A
1522 | NAVYKPOO | 2.817 | 0 | 1 | 0.35267 | 0.008586 | 0.007495 | -0.008561 | 0.012385 | -0.35267 | 0 | 0 | 0 | 0 | 0 | 0 | [8 empty] | FALSE | FALSE | FALSE | FALSE | FALSE | #N/A
1520 | CRYVAC T | 0 | 0 | 1 | 0.35153 | 0.008386 | 0.007013 | -0.008011 | 0.01357 | -0.35153 | 0 | 0 | 0 | 0 | 0 | 0 | [8 empty] | FALSE | FALSE | FALSE | FALSE | FALSE | #N/A
1519 | CRYOVAC | 22.1 | 0 | 1 | 0.35153 | 0.008386 | 0.007013 | -0.008011 | 0.01357 | -0.35153 | 0 | 0 | 0 | 0 | 0 | 0 | [8 empty] | FALSE | FALSE | FALSE | FALSE | FALSE | #N/A
1518 | IOWAPARK | 13.106 | 0 | 1 | 0.35153 | 0.008386 | 0.007013 | -0.008011 | 0.01357 | -0.35153 | 0 | 0 | 0 | 0 | 0 | 0 | [8 empty] | FALSE | FALSE | FALSE | FALSE | FALSE | #N/A
1517 | BURKBURN | 14.102 | 0 | 1 | 0.34853 | 0.008372 | 0.007002 | -0.007998 | 0.013782 | -0.34853 | 0 | 0 | 0 | 0 | 0 | 0 | [8 empty] | FALSE | FALSE | FALSE | FALSE | FALSE | #N/A
1516 | IOWA PKT | 0 | 0 | 1 | 0.35153 | 0.008386 | 0.007013 | -0.008011 | 0.01357 | -0.35153 | 0 | 0 | 0 | 0 | 0 | 0 | [8 empty] | FALSE | FALSE | FALSE | FALSE | FALSE | #N/A
1515 | SHPRD T1 | 0 | 0 | 1 | 0.34853 | 0.008372 | 0.007002 | -0.007998 | 0.013782 | -0.34853 | 0 | 0 | 0 | 0 | 0 | 0 | [8 empty] | FALSE | FALSE | FALSE | FALSE | FALSE | #N/A
1452 | LANHAM M | 0 | 0 | 1 | 0.29436 | 0.007252 | 0.006375 | -0.007282 | 0.018077 | -0.29436 | 0 | 0 | 0 | 0 | 0 | 0 | [8 empty] | FALSE | FALSE | FALSE | FALSE | FALSE | #N/A
1536 | KMA T | 0 | 0 | 1 | 0.35552 | 0.010379 | 0.008042 | -0.009197 | 0.012111 | -0.35552 | 0 | 0 | 0 | 0 | 0 | 0 | [8 empty] | FALSE | FALSE | FALSE | FALSE | FALSE | #N/A
1718 | GAINRE T | 0 | 0 | 5 | 0.034516 | 0.003586 | 0.000551 | -0.000733 | 0.14266 | -0.034516 | 0 | 0 | 0 | 0 | 0 | 0 | [8 empty] | FALSE | FALSE | FALSE | FALSE | FALSE | #N/A
1467 | NORTHSTR | 3.407 | 0 | 1 | 0.32767 | 0.007811 | 0.006713 | -0.007668 | 0.015705 | -0.32767 | 0 | 0 | 0 | 0 | 0 | 0 | [8 empty] | FALSE | FALSE | FALSE | FALSE | FALSE | #N/A
1694 | TENASKA | 0 | 0 | 5 | 0.006722 | 0.00527 | -0.002191 | 0.002259 | 0.33315 | -0.006722 | 0 | 0 | 0 | 0 | 0 | 0 | [8 empty] | FALSE | FALSE | FALSE | FALSE | FALSE | #N/A
1704 | SHER LM | 7.097 | 0 | 5 | 0.015472 | 0.004374 | -0.001068 | 0.001047 | 0.26133 | -0.015472 | 0 | 0 | 0 | 0 | 0 | 0 | [8 empty] | FALSE | FALSE | FALSE | FALSE | FALSE | #N/A
1706 | GAIN E T | 0 | 0 | 5 | 0.032322 | 0.003677 | 0.000365 | -0.000528 | 0.15634 | -0.032322 | 0 | 0 | 0 | 0 | 0 | 0 | [8 empty] | FALSE | FALSE | FALSE | FALSE | FALSE | #N/A
1707 | GAIN E | 21.628 | 0 | 5 | 0.032322 | 0.003677 | 0.000365 | -0.000528 | 0.15634 | -0.032322 | 0 | 0 | 0 | 0 | 0 | 0 | [8 empty] | FALSE | FALSE | FALSE | FALSE | FALSE | #N/A
1708 | GAIN | 36.48 | 0 | 5 | 0.034516 | 0.003586 | 0.000551 | -0.000733 | 0.14266 | -0.034516 | 0 | 0 | 0 | 0 | 0 | 0 | [8 empty] | FALSE | FALSE | FALSE | FALSE | FALSE | #N/A
1709 | GAIN | 0 | 0 | 5 | 0.034516 | 0.003586 | 0.000551 | -0.000733 | 0.14266 | -0.034516 | 0 | 0 | 0 | 0 | 0 | 0 | [8 empty] | FALSE | FALSE | FALSE | FALSE | FALSE | #N/A
1710 | GAIN N | 11.285 | 0 | 5 | 0.035468 | 0.003547 | 0.000632 | -0.000822 | 0.13673 | -0.035468 | 0 | 0 | 0 | 0 | 0 | 0 | [8 empty] | FALSE | FALSE | FALSE | FALSE | FALSE | #N/A
1712 | MUENSTER | 6.127 | 0 | 5 | 0.034516 | 0.003586 | 0.000551 | -0.000733 | 0.14266 | -0.034516 | 0 | 0 | 0 | 0 | 0 | 0 | [8 empty] | FALSE | FALSE | FALSE | FALSE | FALSE | #N/A
1713 | MEMC TW | 0 | 0 | 5 | 0.010778 | 0.004532 | -0.001443 | 0.00146 | 0.2818 | -0.010778 | 0 | 0 | 0 | 0 | 0 | 0 | [8 empty] | FALSE | FALSE | FALSE | FALSE | FALSE | #N/A
1714 | SHRM TI2 | 1.93 | 0 | 5 | 0.011149 | 0.004532 | -0.001422 | 0.001436 | 0.28321 | -0.011149 | 0 | 0 | 0 | 0 | 0 | 0 | [8 empty] | FALSE | FALSE | FALSE | FALSE | FALSE | #N/A
1715 | MEMC 1 | 15.987 | 0 | 5 | 0.010778 | 0.004532 | -0.001443 | 0.00146 | 0.2818 | -0.010778 | 0 | 0 | 0 | 0 | 0 | 0 | [8 empty] | FALSE | FALSE | FALSE | FALSE | FALSE | #N/A
1692 | PARIS SS | 0 | 0 | 5 | 0.006592 | 0.005143 | -0.002112 | 0.002183 | 0.37717 | -0.006592 | 0 | 0 | 0 | 0 | 0 | 0 | [8 empty] | FALSE | FALSE | FALSE | FALSE | FALSE | #N/A
1717 | MEMC 2 | 1.3 | 0 | 5 | 0.011183 | 0.004532 | -0.00142 | 0.001434 | 0.28334 | -0.011183 | 0 | 0 | 0 | 0 | 0 | 0 | [8 empty] | FALSE | FALSE | FALSE | FALSE | FALSE | #N/A
1691 | VALLEY | 0 | 0 | 5 | 0.009065 | 0.004816 | -0.001739 | 0.001779 | 0.34425 | -0.009065 | 0 | 0 | 0 | 0 | 0 | 0 | [8 empty] | FALSE | FALSE | FALSE | FALSE | FALSE | #N/A
1719 | GAINCH T | 0 | 0 | 5 | 0.034516 | 0.003586 | 0.000551 | -0.000733 | 0.14266 | -0.034516 | 0 | 0 | 0 | 0 | 0 | 0 | [8 empty] | FALSE | FALSE | FALSE | FALSE | FALSE | #N/A
1720 | GAINNS T | 0 | 0 | 5 | 0.034516 | 0.003586 | 0.000551 | -0.000733 | 0.14266 | -0.034516 | 0 | 0 | 0 | 0 | 0 | 0 | [8 empty] | FALSE | FALSE | FALSE | FALSE | FALSE | #N/A
1721 | GAINNS | 0 | 0 | 5 | 0.034516 | 0.003586 | 0.000551 | -0.000733 | 0.14266 | -0.034516 | 0 | 0 | 0 | 0 | 0 | 0 | [8 empty] | FALSE | FALSE | FALSE | FALSE | FALSE | #N/A
1722 | GAINCH | 0 | 0 | 5 | 0.034516 | 0.003586 | 0.000551 | -0.000733 | 0.14266 | -0.034516 | 0 | 0 | 0 | 0 | 0 | 0 | [8 empty] | FALSE | FALSE | FALSE | FALSE | FALSE | #N/A
1724 | SEWHTBOR | 6.079 | 0 | 5 | 0.023943 | 0.004024 | -0.000348 | 0.000255 | 0.20856 | -0.023943 | 0 | 0 | 0 | 0 | 0 | 0 | [8 empty] | FALSE | FALSE | FALSE | FALSE | FALSE | #N/A
1725 | GORDVL T | 0 | 0 | 5 | 0.011133 | 0.004612 | -0.001478 | 0.001495 | 0.28995 | -0.011133 | 0 | 0 | 0 | 0 | 0 | 0 | [8 empty] | FALSE | FALSE | FALSE | FALSE | FALSE | #N/A
1726 | SADLER | 1.239 | 0 | 5 | 0.011133 | 0.004612 | -0.001478 | 0.001495 | 0.28995 | -0.011133 | 0 | 0 | 0 | 0 | 0 | 0 | [8 empty] | FALSE | FALSE | FALSE | FALSE | FALSE | #N/A
1727 | GORDVL | 0.577 | 0 | 5 | 0.011133 | 0.004612 | -0.001478 | 0.001495 | 0.28995 | -0.011133 | 0 | 0 | 0 | 0 | 0 | 0 | [8 empty] | FALSE | FALSE | FALSE | FALSE | FALSE | #N/A
1728 | WHTBOR | 0 | 0 | 5 | 0.034516 | 0.003586 | 0.000551 | -0.000733 | 0.14266 | -0.034516 | 0 | 0 | 0 | 0 | 0 | 0 | [8 empty] | FALSE | FALSE | FALSE | FALSE | FALSE | #N/A
1732 | SHER NW | 63.249 | 0 | 5 | 0.011262 | 0.004575 | -0.001445 | 0.00146 | 0.29405 | -0.011262 | 0 | 0 | 0 | 0 | 0 | 0 | [8 empty] | FALSE | FALSE | FALSE | FALSE | FALSE | #N/A
1733 | PERRIN T | 0 | 0 | 5 | 0.01103 | 0.0046 | -0.001476 | 0.001494 | 0.29936 | -0.01103 | 0 | 0 | 0 | 0 | 0 | 0 | [8 empty] | FALSE | FALSE | FALSE | FALSE | FALSE | #N/A
1734 | FINK T | 0 | 0 | 5 | 0.01103 | 0.0046 | -0.001476 | 0.001494 | 0.29936 | -0.01103 | 0 | 0 | 0 | 0 | 0 | 0 | [8 empty] | FALSE | FALSE | FALSE | FALSE | FALSE | #N/A
1735 | FINK | 27.594 | 0 | 5 | 0.01103 | 0.0046 | -0.001476 | 0.001494 | 0.29936 | -0.01103 | 0 | 0 | 0 | 0 | 0 | 0 | [8 empty] | FALSE | FALSE | FALSE | FALSE | FALSE | #N/A
1716 | ST JO M | 0 | 0 | 2 | 0.085998 | 0.003463 | 0.002704 | -0.003128 | 0.063815 | -0.085998 | 0 | 0 | 0 | 0 | 0 | 0 | [8 empty] | FALSE | FALSE | FALSE | FALSE | FALSE | #N/A
1424 | BOWMAN B | 0 | 0 | 1 | 0.35973 | 0.00837 | 0.007037 | -0.008038 | 0.012981 | -0.35973 | 0 | 0 | 0 | 0 | 0 | 0 | [8 empty] | FALSE | FALSE | FALSE | FALSE | FALSE | #N/A
6186 | HAMSHEL2 | 0.337 | 0 | 1 | 0.36755 | 0.018567 | 0.011694 | -0.013409 | 0.0082 | -0.36755 | 0 | 0 | 0 | 0 | 0 | 0 | [8 empty] | FALSE | FALSE | FALSE | FALSE | FALSE | #N/A
1451 | PLEASVAL | 0 | 0 | 1 | 0.35153 | 0.008386 | 0.007013 | -0.008011 | 0.01357 | -0.35153 | 0 | 0 | 0 | 0 | 0 | 0 | [8 empty] | FALSE | FALSE | FALSE | FALSE | FALSE | #N/A
1450 | PLEASVAL | 0 | 0 | 1 | 0.35658 | 0.008411 | 0.007031 | -0.008032 | 0.013211 | -0.35658 | 0 | 0 | 0 | 0 | 0 | 0 | [8 empty] | FALSE | FALSE | FALSE | FALSE | FALSE | #N/A
1449 | WFALLS | 0 | 0 | 1 | 0.34667 | 0.008363 | 0.006995 | -0.007991 | 0.013915 | -0.34667 | 0 | 0 | 0 | 0 | 0 | 0 | [8 empty] | FALSE | FALSE | FALSE | FALSE | FALSE | #N/A
1448 | WFALLS | 57.425 | 0 | 1 | 0.35555 | 0.008568 | 0.007089 | -0.008099 | 0.013243 | -0.35555 | 0 | 0 | 0 | 0 | 0 | 0 | [8 empty] | FALSE | FALSE | FALSE | FALSE | FALSE | #N/A
1447 | LK WICH | 0 | 0 | 1 | 0.35087 | 0.008579 | 0.007136 | -0.008153 | 0.013451 | -0.35087 | 0 | 0 | 0 | 0 | 0 | 0 | [8 empty] | FALSE | FALSE | FALSE | FALSE | FALSE | #N/A
1446 | LK WICH | 0 | 0 | 1 | 0.35292 | 0.008344 | 0.00701 | -0.008008 | 0.013494 | -0.35292 | 0 | 0 | 0 | 0 | 0 | 0 | [8 empty] | FALSE | FALSE | FALSE | FALSE | FALSE | #N/A
1675 | TNCG 1 G | 0 | 79 | 5 | 0.006722 | 0.00527 | -0.002191 | 0.002259 | 0.33315 | -0.006722 | 0.53104 | 0.41633 | -0.17309 | 0.17846 | 26.3192 | -0.53104 | [8 empty] | FALSE | FALSE | FALSE | FALSE | TRUE | #N/A
1676 | TNCG 2 G | 0 | 82 | 5 | 0.006722 | 0.00527 | -0.002191 | 0.002259 | 0.33315 | -0.006722 | 0.5512 | 0.43214 | -0.17966 | 0.18524 | 27.3186 | -0.5512 | [8 empty] | FALSE | FALSE | FALSE | FALSE | TRUE | #N/A
1677 | TNCG 3 G | 0 | 95 | 5 | 0.006722 | 0.00527 | -0.002191 | 0.002259 | 0.33315 | -0.006722 | 0.63859 | 0.50065 | -0.20814 | 0.2146 | 31.6496 | -0.63859 | [8 empty] | FALSE | FALSE | FALSE | FALSE | TRUE | #N/A
1429 | JXBRO SS | 0 | 0 | 1 | 0.26931 | 0.006075 | 0.005646 | -0.006439 | 0.013711 | -0.26931 | 0 | 0 | 0 | 0 | 0 | 0 | [8 empty] | FALSE | FALSE | FALSE | FALSE | FALSE | #N/A
1427 | FISHR RD | 13.321 | 0 | 1 | 0.35942 | 0.008721 | 0.007145 | -0.008163 | 0.012922 | -0.35942 | 0 | 0 | 0 | 0 | 0 | 0 | [8 empty] | FALSE | FALSE | FALSE | FALSE | FALSE | #N/A
1693 | PARIS SS | 0 | 0 | 5 | 0.006768 | 0.005245 | -0.002171 | 0.002239 | 0.33768 | -0.006768 | 0 | 0 | 0 | 0 | 0 | 0 | [8 empty] | FALSE | FALSE | FALSE | FALSE | FALSE | #N/A
1425 | FISHRDSS | 0 | 0 | 1 | 0.36985 | 0.009206 | 0.007323 | -0.008368 | 0.012037 | -0.36985 | 0 | 0 | 0 | 0 | 0 | 0 | [8 empty] | FALSE | FALSE | FALSE | FALSE | FALSE | #N/A
1464 | S WFALLS | 0 | 0 | 1 | 0.34964 | 0.008275 | 0.00699 | -0.007984 | 0.013758 | -0.34964 | 0 | 0 | 0 | 0 | 0 | 0 | [8 empty] | FALSE | FALSE | FALSE | FALSE | FALSE | #N/A
1423 | BOWMAN A | 0 | 0 | 1 | 0.35876 | 0.008385 | 0.007004 | -0.008 | 0.013083 | -0.35876 | 0 | 0 | 0 | 0 | 0 | 0 | [8 empty] | FALSE | FALSE | FALSE | FALSE | FALSE | #N/A
1422 | BOWMAN | 0 | 0 | 1 | 0.37166 | 0.00843 | 0.006962 | -0.007951 | 0.0122 | -0.37166 | 0 | 0 | 0 | 0 | 0 | 0 | [8 empty] | FALSE | FALSE | FALSE | FALSE | FALSE | #N/A
1678 | LPP 1 G | 0 | 159 | 5 | 0.006592 | 0.005143 | -0.002112 | 0.002183 | 0.37717 | -0.006592 | 1.0481 | 0.81774 | -0.33581 | 0.3471 | 59.9699 | -1.0481 | [8 empty] | FALSE | FALSE | FALSE | FALSE | TRUE | #N/A
1679 | LPP 2 G | 0 | 157 | 5 | 0.006592 | 0.005143 | -0.002112 | 0.002183 | 0.37717 | -0.006592 | 1.0349 | 0.80745 | -0.33158 | 0.34273 | 59.2155 | -1.0349 | [8 empty] | FALSE | FALSE | FALSE | FALSE | TRUE | #N/A
1680 | LPP 3 G | 0 | 199 | 5 | 0.006592 | 0.005143 | -0.002112 | 0.002183 | 0.37717 | -0.006592 | 1.3118 | 1.0235 | -0.42029 | 0.43442 | 75.0566 | -1.3118 | [8 empty] | FALSE | FALSE | FALSE | FALSE | TRUE | #N/A
1681 | LPP 4 G | 0 | 156 | 5 | 0.006592 | 0.005143 | -0.002112 | 0.002183 | 0.37717 | -0.006592 | 1.0284 | 0.80231 | -0.32947 | 0.34055 | 58.8384 | -1.0284 | [8 empty] | FALSE | FALSE | FALSE | FALSE | TRUE | #N/A
1682 | LPP 5 G | 0 | 163 | 5 | 0.006592 | 0.005143 | -0.002112 | 0.002183 | 0.37717 | -0.006592 | 1.0745 | 0.83831 | -0.34426 | 0.35583 | 61.4785 | -1.0745 | [8 empty] | FALSE | FALSE | FALSE | FALSE | TRUE | #N/A
1683 | LPP 6 G | 0 | 200 | 5 | 0.006592 | 0.005143 | -0.002112 | 0.002183 | 0.37717 | -0.006592 | 1.3184 | 1.0286 | -0.4224 | 0.4366 | 75.4338 | -1.3184 | [8 empty] | FALSE | FALSE | FALSE | FALSE | TRUE | #N/A
1684 | LAMARPWR | 0 | 0 | 5 | 0.006592 | 0.005143 | -0.002112 | 0.002183 | 0.37717 | -0.006592 | 0 | 0 | 0 | 0 | 0 | 0 | [8 empty] | FALSE | FALSE | FALSE | FALSE | FALSE | #N/A
1687 | VAL 1 G | 0 | 175 | 5 | 0.009065 | 0.004816 | -0.001739 | 0.001779 | 0.34425 | -0.009065 | 1.5864 | 0.8428 | -0.30433 | 0.31133 | 60.2446 | -1.5864 | [8 empty] | FALSE | FALSE | FALSE | FALSE | TRUE | #N/A
1688 | VAL 2 G | 0 | 557 | 5 | 0.009065 | 0.004816 | -0.001739 | 0.001779 | 0.34425 | -0.009065 | 5.0492 | 2.6825 | -0.96862 | 0.9909 | 191.75 | -5.0492 | [8 empty] | FALSE | FALSE | FALSE | FALSE | TRUE | #N/A
1689 | VAL 3 G | 0 | 385 | 5 | 0.00686 | 0.004982 | -0.001982 | 0.002046 | 0.41802 | -0.00686 | 2.6411 | 1.9181 | -0.76307 | 0.78771 | 160.9377 | -2.6411 | [8 empty] | FALSE | FALSE | FALSE | FALSE | TRUE | #N/A
1690 | VALLEY | 0 | 0 | 5 | 0.00686 | 0.004982 | -0.001982 | 0.002046 | 0.41802 | -0.00686 | 0 | 0 | 0 | 0 | 0 | 0 | [8 empty] | FALSE | FALSE | FALSE | FALSE | FALSE | #N/A
1426 | FISHRDSS | 0 | 0 | 1 | 0.35972 | 0.008733 | 0.00715 | -0.008168 | 0.012897 | -0.35972 | 0 | 0 | 0 | 0 | 0 | 0 | [8 empty] | FALSE | FALSE | FALSE | FALSE | FALSE | #N/A
737 | SMS | 0.911 | 0 | 1 | 0.37112 | 0.018572 | 0.011652 | -0.013358 | 0.008244 | -0.37112 | 0 | 0 | 0 | 0 | 0 | 0 | [8 empty] | FALSE | FALSE | FALSE | FALSE | FALSE | #N/A
6080 | TRUSEXN2 | 0.383 | 0 | 1 | 0.36294 | 0.015757 | 0.010489 | -0.01202 | 0.009336 | -0.36294 | 0 | 0 | 0 | 0 | 0 | 0 | [8 empty] | FALSE | FALSE | FALSE | FALSE | FALSE | #N/A
725 | SVLBNDTP | 0 | 0 | 5 | 0.029691 | 0.003786 | 0.000141 | -0.000282 | 0.17278 | -0.029691 | 0 | 0 | 0 | 0 | 0 | 0 | [8 empty] | FALSE | FALSE | FALSE | FALSE | FALSE | #N/A
726 | GAINSVIL | 4.805 | 0 | 5 | 0.029691 | 0.003786 | 0.000141 | -0.000282 | 0.17278 | -0.029691 | 0 | 0 | 0 | 0 | 0 | 0 | [8 empty] | FALSE | FALSE | FALSE | FALSE | FALSE | #N/A
727 | SIVLSBND | 2.279 | 0 | 5 | 0.029691 | 0.003786 | 0.000141 | -0.000282 | 0.17278 | -0.029691 | 0 | 0 | 0 | 0 | 0 | 0 | [8 empty] | FALSE | FALSE | FALSE | FALSE | FALSE | #N/A
731 | WSTCHDRS | 0.137 | 0 | 1 | 0.36648 | 0.015696 | 0.010414 | -0.011933 | 0.009334 | -0.36648 | 0 | 0 | 0 | 0 | 0 | 0 | [8 empty] | FALSE | FALSE | FALSE | FALSE | FALSE | #N/A
733 | PADUCAH | 1.448 | 0 | 1 | 0.36658 | 0.016377 | 0.010728 | -0.012295 | 0.009059 | -0.36658 | 0 | 0 | 0 | 0 | 0 | 0 | [8 empty] | FALSE | FALSE | FALSE | FALSE | FALSE | #N/A
722 | JORDAN | 0 | 0 | 5 | 0.025918 | 0.003942 | -0.00018 | 7.1e-05 | 0.19626 | -0.025918 | 0 | 0 | 0 | 0 | 0 | 0 | [8 empty] | FALSE | FALSE | FALSE | FALSE | FALSE | #N/A
735 | REDRIVER | 4.441 | 0 | 5 | 0.029691 | 0.003786 | 0.000141 | -0.000282 | 0.17278 | -0.029691 | 0 | 0 | 0 | 0 | 0 | 0 | [8 empty] | FALSE | FALSE | FALSE | FALSE | FALSE | #N/A
721 | WICHSUTH | 0 | 0 | 1 | 0.35848 | 0.008386 | 0.007035 | -0.008035 | 0.013073 | -0.35848 | 0 | 0 | 0 | 0 | 0 | 0 | [8 empty] | FALSE | FALSE | FALSE | FALSE | FALSE | #N/A
739 | CHILDRES | 1.116 | 0 | 1 | 0.3665 | 0.015663 | 0.010398 | -0.011915 | 0.009349 | -0.3665 | 0 | 0 | 0 | 0 | 0 | 0 | [8 empty] | FALSE | FALSE | FALSE | FALSE | FALSE | #N/A
742 | SINCLAIR | 2.55 | 0 | 5 | 0.029691 | 0.003786 | 0.000141 | -0.000282 | 0.17278 | -0.029691 | 0 | 0 | 0 | 0 | 0 | 0 | [8 empty] | FALSE | FALSE | FALSE | FALSE | FALSE | #N/A
743 | SALTCREK | 44.637 | 0 | 1 | 0.37485 | 0.019367 | 0.011954 | -0.013703 | 0.007992 | -0.37485 | 0 | 0 | 0 | 0 | 0 | 0 | [8 empty] | FALSE | FALSE | FALSE | FALSE | FALSE | #N/A
744 | WALNBEND | 1.79 | 0 | 5 | 0.029691 | 0.003786 | 0.000141 | -0.000282 | 0.17278 | -0.029691 | 0 | 0 | 0 | 0 | 0 | 0 | [8 empty] | FALSE | FALSE | FALSE | FALSE | FALSE | #N/A
745 | KING | 5.638 | 0 | 1 | 0.36764 | 0.018144 | 0.011515 | -0.013202 | 0.008355 | -0.36764 | 0 | 0 | 0 | 0 | 0 | 0 | [8 empty] | FALSE | FALSE | FALSE | FALSE | FALSE | #N/A
746 | STJO | 0 | 0 | 2 | 0.085998 | 0.003463 | 0.002704 | -0.003128 | 0.063815 | -0.085998 | 0 | 0 | 0 | 0 | 0 | 0 | [8 empty] | FALSE | FALSE | FALSE | FALSE | FALSE | #N/A
747 | KALGARY | 2.368 | 0 | 1 | 0.37112 | 0.018572 | 0.011652 | -0.013358 | 0.008244 | -0.37112 | 0 | 0 | 0 | 0 | 0 | 0 | [8 empty] | FALSE | FALSE | FALSE | FALSE | FALSE | #N/A
734 | MCADAMS | 0.453 | 0 | 1 | 0.36567 | 0.015872 | 0.010504 | -0.012038 | 0.009275 | -0.36567 | 0 | 0 | 0 | 0 | 0 | 0 | [8 empty] | FALSE | FALSE | FALSE | FALSE | FALSE | #N/A
704 | MTNSPRGS | 6.058 | 0 | 5 | 0.036948 | 0.003486 | 0.000757 | -0.000959 | 0.12762 | -0.036948 | 0 | 0 | 0 | 0 | 0 | 0 | [8 empty] | FALSE | FALSE | FALSE | FALSE | FALSE | #N/A
6075 | WAGONER2 | 0.782 | 0 | 1 | 0.35951 | 0.011342 | 0.008444 | -0.009661 | 0.011551 | -0.35951 | 0 | 0 | 0 | 0 | 0 | 0 | [8 empty] | FALSE | FALSE | FALSE | FALSE | FALSE | #N/A
789 | SEYMORMP | 1.274 | 0 | 1 | 0.34325 | 0.011982 | 0.008939 | -0.01023 | 0.011459 | -0.34325 | 0 | 0 | 0 | 0 | 0 | 0 | [8 empty] | FALSE | FALSE | FALSE | FALSE | FALSE | #N/A
790 | BENJAMIN | 0.345 | 0 | 1 | 0.36131 | 0.01591 | 0.010584 | -0.01213 | 0.009278 | -0.36131 | 0 | 0 | 0 | 0 | 0 | 0 | [8 empty] | FALSE | FALSE | FALSE | FALSE | FALSE | #N/A
684 | SPRING | 0 | 0 | 2 | 0.042696 | 0.003249 | 0.001246 | -0.001496 | 0.091845 | -0.042696 | 0 | 0 | 0 | 0 | 0 | 0 | [8 empty] | FALSE | FALSE | FALSE | FALSE | FALSE | #N/A
691 | VALYVIEW | 7.701 | 0 | 2 | 0.048004 | 0.003275 | 0.001424 | -0.001696 | 0.088409 | -0.048004 | 0 | 0 | 0 | 0 | 0 | 0 | [8 empty] | FALSE | FALSE | FALSE | FALSE | FALSE | #N/A
695 | MUENSTER | 5.404 | 0 | 2 | 0.068631 | 0.003377 | 0.002119 | -0.002473 | 0.075057 | -0.068631 | 0 | 0 | 0 | 0 | 0 | 0 | [8 empty] | FALSE | FALSE | FALSE | FALSE | FALSE | #N/A
724 | SMS SW | 0 | 0 | 1 | 0.37112 | 0.018572 | 0.011652 | -0.013358 | 0.008244 | -0.37112 | 0 | 0 | 0 | 0 | 0 | 0 | [8 empty] | FALSE | FALSE | FALSE | FALSE | FALSE | #N/A
702 | REDMNDSW | 0 | 0 | 5 | 0.029691 | 0.003786 | 0.000141 | -0.000282 | 0.17278 | -0.029691 | 0 | 0 | 0 | 0 | 0 | 0 | [8 empty] | FALSE | FALSE | FALSE | FALSE | FALSE | #N/A
750 | STJO | 0 | 0 | 2 | 0.085998 | 0.003463 | 0.002704 | -0.003128 | 0.063815 | -0.085998 | 0 | 0 | 0 | 0 | 0 | 0 | [8 empty] | FALSE | FALSE | FALSE | FALSE | FALSE | #N/A
705 | HAWKINS | 0 | 0 | 5 | 0.029691 | 0.003786 | 0.000141 | -0.000282 | 0.17278 | -0.029691 | 0 | 0 | 0 | 0 | 0 | 0 | [8 empty] | FALSE | FALSE | FALSE | FALSE | FALSE | #N/A
706 | WOODBINE | 2.991 | 0 | 5 | 0.029691 | 0.003786 | 0.000141 | -0.000282 | 0.17278 | -0.029691 | 0 | 0 | 0 | 0 | 0 | 0 | [8 empty] | FALSE | FALSE | FALSE | FALSE | FALSE | #N/A
707 | HAWKINS | 4.989 | 0 | 5 | 0.029691 | 0.003786 | 0.000141 | -0.000282 | 0.17278 | -0.029691 | 0 | 0 | 0 | 0 | 0 | 0 | [8 empty] | FALSE | FALSE | FALSE | FALSE | FALSE | #N/A
708 | KIOWA | 4.243 | 0 | 5 | 0.033334 | 0.003635 | 0.00045 | -0.000622 | 0.15011 | -0.033334 | 0 | 0 | 0 | 0 | 0 | 0 | [8 empty] | FALSE | FALSE | FALSE | FALSE | FALSE | #N/A
718 | WHTBORSW | 13.465 | 0 | 5 | 0.026683 | 0.00391 | -0.000115 | -1e-06 | 0.1915 | -0.026683 | 0 | 0 | 0 | 0 | 0 | 0 | [8 empty] | FALSE | FALSE | FALSE | FALSE | FALSE | #N/A
719 | WFEC 12G | 0 | 40 | 1 | 0.35848 | 0.008386 | 0.007035 | -0.008035 | 0.013073 | -0.35848 | 14.3391 | 0.33544 | 0.2814 | -0.3214 | 0.52292 | -14.3391 | [8 empty] | TRUE | FALSE | FALSE | FALSE | FALSE | #N/A
720 | WFEC 34G | 0 | 40 | 1 | 0.35848 | 0.008386 | 0.007035 | -0.008035 | 0.013073 | -0.35848 | 14.3391 | 0.33544 | 0.2814 | -0.3214 | 0.52292 | -14.3391 | [8 empty] | TRUE | FALSE | FALSE | FALSE | FALSE | #N/A
698 | SALEM | 7.972 | 0 | 5 | 0.032411 | 0.003674 | 0.000372 | -0.000536 | 0.15585 | -0.032411 | 0 | 0 | 0 | 0 | 0 | 0 | [8 empty] | FALSE | FALSE | FALSE | FALSE | FALSE | #N/A
6061 | VERNPLT2 | 9.195 | 0 | 1 | 0.37223 | 0.012474 | 0.008803 | -0.010075 | 0.010677 | -0.37223 | 0 | 0 | 0 | 0 | 0 | 0 | [8 empty] | FALSE | FALSE | FALSE | FALSE | FALSE | #N/A
991 | BOWIE-T | 0 | 0 | 2 | 0.12824 | 0.003725 | 0.004051 | -0.004635 | 0.038172 | -0.12824 | 0 | 0 | 0 | 0 | 0 | 0 | [8 empty] | FALSE | FALSE | FALSE | FALSE | FALSE | #N/A
6072 | HARROLD2 | 0.438 | 0 | 1 | 0.36204 | 0.011952 | 0.008699 | -0.009955 | 0.011195 | -0.36204 | 0 | 0 | 0 | 0 | 0 | 0 | [8 empty] | FALSE | FALSE | FALSE | FALSE | FALSE | #N/A
6071 | GRYBACT2 | 0 | 0 | 1 | 0.36351 | 0.012307 | 0.008847 | -0.010125 | 0.010989 | -0.36351 | 0 | 0 | 0 | 0 | 0 | 0 | [8 empty] | FALSE | FALSE | FALSE | FALSE | FALSE | #N/A
6070 | GRAYBAC2 | 0.496 | 0 | 1 | 0.36351 | 0.012307 | 0.008847 | -0.010125 | 0.010989 | -0.36351 | 0 | 0 | 0 | 0 | 0 | 0 | [8 empty] | FALSE | FALSE | FALSE | FALSE | FALSE | #N/A
6066 | SW VERN4 | 0 | 0 | 1 | 0.37223 | 0.012474 | 0.008803 | -0.010075 | 0.010677 | -0.37223 | 0 | 0 | 0 | 0 | 0 | 0 | [8 empty] | FALSE | FALSE | FALSE | FALSE | FALSE | #N/A
6064 | SW VERN2 | 0 | 0 | 1 | 0.37223 | 0.012474 | 0.008803 | -0.010075 | 0.010677 | -0.37223 | 0 | 0 | 0 | 0 | 0 | 0 | [8 empty] | FALSE | FALSE | FALSE | FALSE | FALSE | #N/A
748 | JAYTON | 1.321 | 0 | 1 | 0.36913 | 0.018574 | 0.011677 | -0.013388 | 0.00822 | -0.36913 | 0 | 0 | 0 | 0 | 0 | 0 | [8 empty] | FALSE | FALSE | FALSE | FALSE | FALSE | #N/A
6062 | VERNTAP2 | 0 | 0 | 1 | 0.37223 | 0.012474 | 0.008803 | -0.010075 | 0.010677 | -0.37223 | 0 | 0 | 0 | 0 | 0 | 0 | [8 empty] | FALSE | FALSE | FALSE | FALSE | FALSE | #N/A
769 | POSTOKSW | 0 | 0 | 1 | 0.2414 | 0.006288 | 0.006077 | -0.006942 | 0.021157 | -0.2414 | 0 | 0 | 0 | 0 | 0 | 0 | [8 empty] | FALSE | FALSE | FALSE | FALSE | FALSE | #N/A
6060 | VRNMAIN4 | 0 | 0 | 1 | 0.36933 | 0.013353 | 0.009262 | -0.010605 | 0.01034 | -0.36933 | 0 | 0 | 0 | 0 | 0 | 0 | [8 empty] | FALSE | FALSE | FALSE | FALSE | FALSE | #N/A
6058 | VRNMAIN2 | 18.123 | 0 | 1 | 0.36709 | 0.01317 | 0.009207 | -0.010541 | 0.010486 | -0.36709 | 0 | 0 | 0 | 0 | 0 | 0 | [8 empty] | FALSE | FALSE | FALSE | FALSE | FALSE | #N/A
6057 | CHILE2WT | 4.202 | 0 | 1 | 0.36704 | 0.014094 | 0.009647 | -0.011049 | 0.010053 | -0.36704 | 0 | 0 | 0 | 0 | 0 | 0 | [8 empty] | FALSE | FALSE | FALSE | FALSE | FALSE | #N/A
6056 | VRNMNTP2 | 0 | 0 | 1 | 0.36708 | 0.013384 | 0.009309 | -0.010659 | 0.010386 | -0.36708 | 0 | 0 | 0 | 0 | 0 | 0 | [8 empty] | FALSE | FALSE | FALSE | FALSE | FALSE | #N/A
6053 | KIRKLD 2 | 0.08 | 0 | 1 | 0.36662 | 0.015419 | 0.010281 | -0.01178 | 0.009455 | -0.36662 | 0 | 0 | 0 | 0 | 0 | 0 | [8 empty] | FALSE | FALSE | FALSE | FALSE | FALSE | #N/A
6052 | ACMEBES2 | 3.365 | 0 | 1 | 0.36683 | 0.015035 | 0.010097 | -0.011567 | 0.009622 | -0.36683 | 0 | 0 | 0 | 0 | 0 | 0 | [8 empty] | FALSE | FALSE | FALSE | FALSE | FALSE | #N/A
6024 | TURKEY 2 | 1.925 | 0 | 1 | 0.36859 | 0.017349 | 0.011137 | -0.012765 | 0.008698 | -0.36859 | 0 | 0 | 0 | 0 | 0 | 0 | [8 empty] | FALSE | FALSE | FALSE | FALSE | FALSE | #N/A
6063 | SANDRD 2 | 12.619 | 0 | 1 | 0.37223 | 0.012474 | 0.008803 | -0.010075 | 0.010677 | -0.37223 | 0 | 0 | 0 | 0 | 0 | 0 | [8 empty] | FALSE | FALSE | FALSE | FALSE | FALSE | #N/A
762 | HARDYSW | 0 | 0 | 2 | 0.097173 | 0.003518 | 0.00308 | -0.003549 | 0.056582 | -0.097173 | 0 | 0 | 0 | 0 | 0 | 0 | [8 empty] | FALSE | FALSE | FALSE | FALSE | FALSE | #N/A
736 | LIBERTY | 2.267 | 0 | 1 | 0.36632 | 0.014999 | 0.010085 | -0.011555 | 0.009644 | -0.36632 | 0 | 0 | 0 | 0 | 0 | 0 | [8 empty] | FALSE | FALSE | FALSE | FALSE | FALSE | #N/A
751 | ESPULA | 2.232 | 0 | 1 | 0.37071 | 0.018371 | 0.011568 | -0.013261 | 0.008319 | -0.37071 | 0 | 0 | 0 | 0 | 0 | 0 | [8 empty] | FALSE | FALSE | FALSE | FALSE | FALSE | #N/A
752 | CLARMNT | 0.729 | 0 | 1 | 0.36842 | 0.01881 | 0.011784 | -0.013512 | 0.008128 | -0.36842 | 0 | 0 | 0 | 0 | 0 | 0 | [8 empty] | FALSE | FALSE | FALSE | FALSE | FALSE | #N/A
753 | BISSET | 1.274 | 0 | 1 | 0.36764 | 0.018144 | 0.011515 | -0.013202 | 0.008355 | -0.36764 | 0 | 0 | 0 | 0 | 0 | 0 | [8 empty] | FALSE | FALSE | FALSE | FALSE | FALSE | #N/A
754 | CAPSCRNR | 2.666 | 0 | 2 | 0.085998 | 0.003463 | 0.002704 | -0.003128 | 0.063815 | -0.085998 | 0 | 0 | 0 | 0 | 0 | 0 | [8 empty] | FALSE | FALSE | FALSE | FALSE | FALSE | #N/A
755 | ASPERMNT | 2.277 | 0 | 1 | 0.36764 | 0.018144 | 0.011515 | -0.013202 | 0.008355 | -0.36764 | 0 | 0 | 0 | 0 | 0 | 0 | [8 empty] | FALSE | FALSE | FALSE | FALSE | FALSE | #N/A
756 | NOCONA | 3.392 | 0 | 2 | 0.085998 | 0.003463 | 0.002704 | -0.003128 | 0.063815 | -0.085998 | 0 | 0 | 0 | 0 | 0 | 0 | [8 empty] | FALSE | FALSE | FALSE | FALSE | FALSE | #N/A
1833 | BRKSTNTP | 0 | 0 | 5 | 0.007109 | 0.005181 | -0.002107 | 0.00217 | 0.33866 | -0.007109 | 0 | 0 | 0 | 0 | 0 | 0 | [8 empty] | FALSE | FALSE | FALSE | FALSE | FALSE | #N/A
761 | TRUSCOTT | 0.547 | 0 | 1 | 0.36282 | 0.015767 | 0.010495 | -0.012028 | 0.009332 | -0.36282 | 0 | 0 | 0 | 0 | 0 | 0 | [8 empty] | FALSE | FALSE | FALSE | FALSE | FALSE | #N/A
6051 | QUANAH 2 | 9.497 | 0 | 1 | 0.36691 | 0.014876 | 0.01002 | -0.011479 | 0.009692 | -0.36691 | 0 | 0 | 0 | 0 | 0 | 0 | [8 empty] | FALSE | FALSE | FALSE | FALSE | FALSE | #N/A
763 | ROCHSTER | 2.396 | 0 | 1 | 0.36261 | 0.01686 | 0.011004 | -0.012614 | 0.008875 | -0.36261 | 0 | 0 | 0 | 0 | 0 | 0 | [8 empty] | FALSE | FALSE | FALSE | FALSE | FALSE | #N/A
764 | MUNDAY | 3.005 | 0 | 1 | 0.36004 | 0.016207 | 0.01074 | -0.01231 | 0.009158 | -0.36004 | 0 | 0 | 0 | 0 | 0 | 0 | [8 empty] | FALSE | FALSE | FALSE | FALSE | FALSE | #N/A
765 | KNOX | 2.277 | 0 | 1 | 0.36179 | 0.01665 | 0.010919 | -0.012517 | 0.008966 | -0.36179 | 0 | 0 | 0 | 0 | 0 | 0 | [8 empty] | FALSE | FALSE | FALSE | FALSE | FALSE | #N/A
766 | HARDY | 3.137 | 0 | 2 | 0.097173 | 0.003518 | 0.00308 | -0.003549 | 0.056582 | -0.097173 | 0 | 0 | 0 | 0 | 0 | 0 | [8 empty] | FALSE | FALSE | FALSE | FALSE | FALSE | #N/A
767 | HENRIETA | 0.617 | 0 | 1 | 0.27898 | 0.006925 | 0.006192 | -0.007074 | 0.0193 | -0.27898 | 0 | 0 | 0 | 0 | 0 | 0 | [8 empty] | FALSE | FALSE | FALSE | FALSE | FALSE | #N/A
768 | JOY | 3.251 | 0 | 1 | 0.2307 | 0.00602 | 0.005868 | -0.006702 | 0.022292 | -0.2307 | 0 | 0 | 0 | 0 | 0 | 0 | [8 empty] | FALSE | FALSE | FALSE | FALSE | FALSE | #N/A
749 | GLENN | 1.594 | 0 | 1 | 0.36984 | 0.017954 | 0.011392 | -0.013059 | 0.008474 | -0.36984 | 0 | 0 | 0 | 0 | 0 | 0 | [8 empty] | FALSE | FALSE | FALSE | FALSE | FALSE | #N/A
758 | ALCORN | 3.302 | 0 | 2 | 0.085998 | 0.003463 | 0.002704 | -0.003128 | 0.063815 | -0.085998 | 0 | 0 | 0 | 0 | 0 | 0 | [8 empty] | FALSE | FALSE | FALSE | FALSE | FALSE | #N/A
773 | SCOTLAND | 5.228 | 0 | 1 | 0.35512 | 0.008349 | 0.007219 | -0.008246 | 0.012998 | -0.35512 | 0 | 0 | 0 | 0 | 0 | 0 | [8 empty] | FALSE | FALSE | FALSE | FALSE | FALSE | #N/A
783 | LAKEKEMP | 1.13 | 0 | 1 | 0.33599 | 0.011099 | 0.008603 | -0.009843 | 0.011983 | -0.33599 | 0 | 0 | 0 | 0 | 0 | 0 | [8 empty] | FALSE | FALSE | FALSE | FALSE | FALSE | #N/A
738 | SINCLARS | 0 | 0 | 5 | 0.029691 | 0.003786 | 0.000141 | -0.000282 | 0.17278 | -0.029691 | 0 | 0 | 0 | 0 | 0 | 0 | [8 empty] | FALSE | FALSE | FALSE | FALSE | FALSE | #N/A
6082 | CROWELL2 | 2.868 | 0 | 1 | 0.36511 | 0.015551 | 0.010362 | -0.011873 | 0.009414 | -0.36511 | 0 | 0 | 0 | 0 | 0 | 0 | [8 empty] | FALSE | FALSE | FALSE | FALSE | FALSE | #N/A
6033 | CHLD20T2 | 0 | 0 | 1 | 0.3665 | 0.015666 | 0.0104 | -0.011917 | 0.009347 | -0.3665 | 0 | 0 | 0 | 0 | 0 | 0 | [8 empty] | FALSE | FALSE | FALSE | FALSE | FALSE | #N/A
779 | SEYMOUR | 8.527 | 0 | 1 | 0.34324 | 0.011981 | 0.008939 | -0.01023 | 0.011459 | -0.34324 | 0 | 0 | 0 | 0 | 0 | 0 | [8 empty] | FALSE | FALSE | FALSE | FALSE | FALSE | #N/A
778 | GILESPIE | 1.912 | 0 | 1 | 0.36115 | 0.016488 | 0.010854 | -0.012441 | 0.009037 | -0.36115 | 0 | 0 | 0 | 0 | 0 | 0 | [8 empty] | FALSE | FALSE | FALSE | FALSE | FALSE | #N/A
772 | SHANNON | 2.978 | 0 | 1 | 0.25366 | 0.006594 | 0.006317 | -0.007215 | 0.019858 | -0.25366 | 0 | 0 | 0 | 0 | 0 | 0 | [8 empty] | FALSE | FALSE | FALSE | FALSE | FALSE | #N/A
6028 | CHILD2WT | 0 | 0 | 1 | 0.36648 | 0.015696 | 0.010414 | -0.011933 | 0.009334 | -0.36648 | 0 | 0 | 0 | 0 | 0 | 0 | [8 empty] | FALSE | FALSE | FALSE | FALSE | FALSE | #N/A
777 | GOREE | 0.712 | 0 | 1 | 0.35953 | 0.016078 | 0.010688 | -0.01225 | 0.009214 | -0.35953 | 0 | 0 | 0 | 0 | 0 | 0 | [8 empty] | FALSE | FALSE | FALSE | FALSE | FALSE | #N/A
782 | LKKEMPSW | 0 | 0 | 1 | 0.33599 | 0.011099 | 0.008603 | -0.009843 | 0.011983 | -0.33599 | 0 | 0 | 0 | 0 | 0 | 0 | [8 empty] | FALSE | FALSE | FALSE | FALSE | FALSE | #N/A
774 | KATZP | 3.789 | 0 | 1 | 0.36179 | 0.01665 | 0.010919 | -0.012517 | 0.008966 | -0.36179 | 0 | 0 | 0 | 0 | 0 | 0 | [8 empty] | FALSE | FALSE | FALSE | FALSE | FALSE | #N/A
1988 | VAL VIEW | 3.027 | 0 | 2 | 0.042662 | 0.003249 | 0.001244 | -0.001494 | 0.091888 | -0.042662 | 0 | 0 | 0 | 0 | 0 | 0 | [8 empty] | FALSE | FALSE | FALSE | FALSE | FALSE | #N/A
771 | POSTOAK | 2.254 | 0 | 1 | 0.2414 | 0.006288 | 0.006077 | -0.006942 | 0.021157 | -0.2414 | 0 | 0 | 0 | 0 | 0 | 0 | [8 empty] | FALSE | FALSE | FALSE | FALSE | FALSE | #N/A
775 | LANHAM | 2.349 | 0 | 1 | 0.29436 | 0.007252 | 0.006375 | -0.007282 | 0.018077 | -0.29436 | 0 | 0 | 0 | 0 | 0 | 0 | [8 empty] | FALSE | FALSE | FALSE | FALSE | FALSE | #N/A
6032 | CHILDLD2 | 8.341 | 0 | 1 | 0.3665 | 0.015663 | 0.010398 | -0.011915 | 0.009349 | -0.3665 | 0 | 0 | 0 | 0 | 0 | 0 | [8 empty] | FALSE | FALSE | FALSE | FALSE | FALSE | #N/A
6031 | CHLD20 2 | 4.929 | 0 | 1 | 0.3665 | 0.015666 | 0.0104 | -0.011917 | 0.009347 | -0.3665 | 0 | 0 | 0 | 0 | 0 | 0 | [8 empty] | FALSE | FALSE | FALSE | FALSE | FALSE | #N/A
6030 | CHILD4WT | 0 | 0 | 1 | 0.36632 | 0.015994 | 0.010557 | -0.012099 | 0.009204 | -0.36632 | 0 | 0 | 0 | 0 | 0 | 0 | [8 empty] | FALSE | FALSE | FALSE | FALSE | FALSE | #N/A
776 | BRIDWELL | 1.192 | 0 | 1 | 0.27077 | 0.007022 | 0.006652 | -0.007598 | 0.018043 | -0.27077 | 0 | 0 | 0 | 0 | 0 | 0 | [8 empty] | FALSE | FALSE | FALSE | FALSE | FALSE | #N/A
6042 | FLOMOT 2 | 2.031 | 0 | 1 | 0.36859 | 0.017349 | 0.011137 | -0.012765 | 0.008698 | -0.36859 | 0 | 0 | 0 | 0 | 0 | 0 | [8 empty] | FALSE | FALSE | FALSE | FALSE | FALSE | #N/A
6050 | LKPAULS4 | 0 | 0 | 1 | 0.3676 | 0.014572 | 0.009868 | -0.011303 | 0.00981 | -0.3676 | 0 | 0 | 0 | 0 | 0 | 0 | [8 empty] | FALSE | FALSE | FALSE | FALSE | FALSE | #N/A
6084 | TRUSEXT2 | 0 | 0 | 1 | 0.36294 | 0.015757 | 0.010489 | -0.01202 | 0.009336 | -0.36294 | 0 | 0 | 0 | 0 | 0 | 0 | [8 empty] | FALSE | FALSE | FALSE | FALSE | FALSE | #N/A
6085 | TRUSCOT2 | 0.591 | 0 | 1 | 0.36282 | 0.015767 | 0.010495 | -0.012028 | 0.009332 | -0.36282 | 0 | 0 | 0 | 0 | 0 | 0 | [8 empty] | FALSE | FALSE | FALSE | FALSE | FALSE | #N/A
6044 | TURKREA2 | 2.477 | 0 | 1 | 0.36859 | 0.017349 | 0.011137 | -0.012765 | 0.008698 | -0.36859 | 0 | 0 | 0 | 0 | 0 | 0 | [8 empty] | FALSE | FALSE | FALSE | FALSE | FALSE | #N/A
6086 | BENJTAP2 | 0 | 0 | 1 | 0.36131 | 0.01591 | 0.010584 | -0.01213 | 0.009278 | -0.36131 | 0 | 0 | 0 | 0 | 0 | 0 | [8 empty] | FALSE | FALSE | FALSE | FALSE | FALSE | #N/A
6087 | BENJMN 2 | 0.798 | 0 | 1 | 0.36131 | 0.01591 | 0.010584 | -0.01213 | 0.009278 | -0.36131 | 0 | 0 | 0 | 0 | 0 | 0 | [8 empty] | FALSE | FALSE | FALSE | FALSE | FALSE | #N/A
6048 | LKPAULS2 | 0 | 0 | 1 | 0.36701 | 0.014687 | 0.009929 | -0.011374 | 0.009774 | -0.36701 | 0 | 0 | 0 | 0 | 0 | 0 | [8 empty] | FALSE | FALSE | FALSE | FALSE | FALSE | #N/A
786 | BOMARTON | 0.345 | 0 | 1 | 0.35128 | 0.014002 | 0.009801 | -0.011227 | 0.010352 | -0.35128 | 0 | 0 | 0 | 0 | 0 | 0 | [8 empty] | FALSE | FALSE | FALSE | FALSE | FALSE | #N/A
6041 | FLOMOTT2 | 0 | 0 | 1 | 0.36859 | 0.017349 | 0.011137 | -0.012765 | 0.008698 | -0.36859 | 0 | 0 | 0 | 0 | 0 | 0 | [8 empty] | FALSE | FALSE | FALSE | FALSE | FALSE | #N/A
6097 | OKLEHV14 | 1.147 | 0 | 1 | 0.3706 | 0.012967 | 0.00906 | -0.010372 | 0.010488 | -0.3706 | 0 | 0 | 0 | 0 | 0 | 0 | [8 empty] | FALSE | FALSE | FALSE | FALSE | FALSE | #N/A
6101 | OKLAESTR | 0 | 0 | 1 | 0.3725 | 0.012392 | 0.00876 | -0.010025 | 0.010709 | -0.3725 | 0 | 0 | 0 | 0 | 0 | 0 | [8 empty] | FALSE | FALSE | FALSE | FALSE | FALSE | #N/A
784 | WESTOVER | 0.683 | 0 | 1 | 0.32903 | 0.010251 | 0.008281 | -0.00947 | 0.012486 | -0.32903 | 0 | 0 | 0 | 0 | 0 | 0 | [8 empty] | FALSE | FALSE | FALSE | FALSE | FALSE | #N/A
6098 | OKLEHV24 | 0 | 0 | 1 | 0.37223 | 0.012474 | 0.008803 | -0.010075 | 0.010677 | -0.37223 | 0 | 0 | 0 | 0 | 0 | 0 | [8 empty] | FALSE | FALSE | FALSE | FALSE | FALSE | #N/A
6100 | OKLAEHV7 | 0 | 0 | 1 | 0.37223 | 0.012474 | 0.008803 | -0.010075 | 0.010677 | -0.37223 | 0 | 0 | 0 | 0 | 0 | 0 | [8 empty] | FALSE | FALSE | FALSE | FALSE | FALSE | #N/A
37180 | FRNTRTAP | 0 | 0 | 5 | 0.010136 | 0.004767 | -0.001642 | 0.00167 | 0.2992 | -0.010136 | 0 | 0 | 0 | 0 | 0 | 0 | [8 empty] | FALSE | FALSE | FALSE | FALSE | FALSE | #N/A
6949 | DENISNDM | 0 | 0 | 5 | 0.010476 | 0.004661 | -0.00155 | 0.001574 | 0.312 | -0.010476 | 0 | 0 | 0 | 0 | 0 | 0 | [8 empty] | FALSE | FALSE | FALSE | FALSE | FALSE | #N/A
6948 | DENISNDM | 0 | 80 | 5 | 0.010476 | 0.004661 | -0.00155 | 0.001574 | 0.312 | -0.010476 | 0.83808 | 0.37288 | -0.124 | 0.12592 | 24.9602 | -0.83808 | [8 empty] | FALSE | FALSE | FALSE | FALSE | TRUE | #N/A
6848 | BNHMLKRC | 2.231 | 0 | 5 | 0.008426 | 0.005051 | -0.001938 | 0.001985 | 0.30907 | -0.008426 | 0 | 0 | 0 | 0 | 0 | 0 | [8 empty] | FALSE | FALSE | FALSE | FALSE | FALSE | #N/A
6850 | WLF C RC | 9.747 | 0 | 5 | 0.007492 | 0.005341 | -0.002191 | 0.002249 | 0.27361 | -0.007492 | 0 | 0 | 0 | 0 | 0 | 0 | [8 empty] | FALSE | FALSE | FALSE | FALSE | FALSE | #N/A
37140 | BELLS | 0 | 0 | 5 | 0.010136 | 0.004767 | -0.001642 | 0.00167 | 0.2992 | -0.010136 | 0 | 0 | 0 | 0 | 0 | 0 | [8 empty] | FALSE | FALSE | FALSE | FALSE | FALSE | #N/A
6859 | MARVINRC | 2.043 | 0 | 5 | 0.006695 | 0.005285 | -0.002202 | 0.002271 | 0.33046 | -0.006695 | 0 | 0 | 0 | 0 | 0 | 0 | [8 empty] | FALSE | FALSE | FALSE | FALSE | FALSE | #N/A
37160 | WHITEWRT | 14.2 | 0 | 5 | 0.010136 | 0.004767 | -0.001642 | 0.00167 | 0.2992 | -0.010136 | 0 | 0 | 0 | 0 | 0 | 0 | [8 empty] | FALSE | FALSE | FALSE | FALSE | FALSE | #N/A
37370 | SAINT JO | 2.2 | 0 | 2 | 0.085998 | 0.003463 | 0.002704 | -0.003128 | 0.063815 | -0.085998 | 0 | 0 | 0 | 0 | 0 | 0 | [8 empty] | FALSE | FALSE | FALSE | FALSE | FALSE | #N/A
37190 | FRONTIER | 1.2 | 0 | 5 | 0.010136 | 0.004767 | -0.001642 | 0.00167 | 0.2992 | -0.010136 | 0 | 0 | 0 | 0 | 0 | 0 | [8 empty] | FALSE | FALSE | FALSE | FALSE | FALSE | #N/A
37340 | DEPORT | 7.5 | 0 | 5 | 0.006446 | 0.005422 | -0.00231 | 0.002383 | 0.30575 | -0.006446 | 0 | 0 | 0 | 0 | 0 | 0 | [8 empty] | FALSE | FALSE | FALSE | FALSE | FALSE | #N/A
37350 | RED RIVR | 8.4 | 0 | 5 | 0.00615 | 0.005585 | -0.002438 | 0.002515 | 0.27651 | -0.00615 | 0 | 0 | 0 | 0 | 0 | 0 | [8 empty] | FALSE | FALSE | FALSE | FALSE | FALSE | #N/A
6862 | PAR N RC | 0 | 0 | 5 | 0.006721 | 0.005271 | -0.002191 | 0.00226 | 0.333 | -0.006721 | 0 | 0 | 0 | 0 | 0 | 0 | [8 empty] | FALSE | FALSE | FALSE | FALSE | FALSE | #N/A
37390 | PETROLIA | 4.1 | 0 | 1 | 0.34702 | 0.008365 | 0.006996 | -0.007992 | 0.01389 | -0.34702 | 0 | 0 | 0 | 0 | 0 | 0 | [8 empty] | FALSE | FALSE | FALSE | FALSE | FALSE | #N/A
37380 | NOCONA | 12.2 | 0 | 2 | 0.085998 | 0.003463 | 0.002704 | -0.003128 | 0.063815 | -0.085998 | 0 | 0 | 0 | 0 | 0 | 0 | [8 empty] | FALSE | FALSE | FALSE | FALSE | FALSE | #N/A
6840 | BRKSTNRC | 12.03 | 0 | 5 | 0.007109 | 0.005181 | -0.002107 | 0.00217 | 0.33866 | -0.007109 | 0 | 0 | 0 | 0 | 0 | 0 | [8 empty] | FALSE | FALSE | FALSE | FALSE | FALSE | #N/A
6780 | OK1TERT | 0 | 0 | 1 | 0.3725 | 0.012392 | 0.00876 | -0.010025 | 0.010709 | -0.3725 | 0 | 0 | 0 | 0 | 0 | 0 | [8 empty] | FALSE | FALSE | FALSE | FALSE | FALSE | #N/A
11697 | KPP | 0 | 0 | 5 | 0.00686 | 0.004982 | -0.001982 | 0.002046 | 0.41802 | -0.00686 | 0 | 0 | 0 | 0 | 0 | 0 | [8 empty] | FALSE | FALSE | FALSE | FALSE | FALSE | #N/A
11696 | KMCH ST | 0 | 309 | 5 | 0.00686 | 0.004982 | -0.001982 | 0.002046 | 0.41802 | -0.00686 | 2.1197 | 1.5394 | -0.61244 | 0.63221 | 129.1682 | -2.1197 | [8 empty] | FALSE | FALSE | FALSE | FALSE | TRUE | #N/A
11695 | KMCH CT | 0 | 148 | 5 | 0.00686 | 0.004982 | -0.001982 | 0.002046 | 0.41802 | -0.00686 | 1.0153 | 0.73734 | -0.29334 | 0.30281 | 61.867 | -1.0153 | [8 empty] | FALSE | FALSE | FALSE | FALSE | TRUE | #N/A
11694 | KMCH CT | 0 | 146 | 5 | 0.00686 | 0.004982 | -0.001982 | 0.002046 | 0.41802 | -0.00686 | 1.0016 | 0.72737 | -0.28937 | 0.29872 | 61.0309 | -1.0016 | [8 empty] | FALSE | FALSE | FALSE | FALSE | TRUE | #N/A
11693 | KMCH ST | 0 | 309 | 5 | 0.00686 | 0.004982 | -0.001982 | 0.002046 | 0.41802 | -0.00686 | 2.1197 | 1.5394 | -0.61244 | 0.63221 | 129.1682 | -2.1197 | [8 empty] | FALSE | FALSE | FALSE | FALSE | TRUE | #N/A
11692 | KMCH CT | 0 | 149 | 5 | 0.00686 | 0.004982 | -0.001982 | 0.002046 | 0.41802 | -0.00686 | 1.0221 | 0.74232 | -0.29532 | 0.30485 | 62.285 | -1.0221 | [8 empty] | FALSE | FALSE | FALSE | FALSE | TRUE | #N/A
11691 | KMCH CT | 0 | 147 | 5 | 0.00686 | 0.004982 | -0.001982 | 0.002046 | 0.41802 | -0.00686 | 1.0084 | 0.73235 | -0.29135 | 0.30076 | 61.4489 | -1.0084 | [8 empty] | FALSE | FALSE | FALSE | FALSE | TRUE | #N/A
11690 | KIOWA | 0 | 0 | 5 | 0.00686 | 0.004982 | -0.001982 | 0.002046 | 0.41802 | -0.00686 | 0 | 0 | 0 | 0 | 0 | 0 | [8 empty] | FALSE | FALSE | FALSE | FALSE | FALSE | #N/A
6754 | PTCREK2G | 0 | 0 | 1 | 0.36544 | 0.01739 | 0.01123 | -0.012875 | 0.008574 | -0.36544 | 0 | 0 | 0 | 0 | 0 | 0 | [8 empty] | FALSE | FALSE | FALSE | FALSE | FALSE | #N/A
6838 | WINDM RC | 6.191 | 0 | 5 | 0.009367 | 0.004885 | -0.001769 | 0.001805 | 0.30634 | -0.009367 | 0 | 0 | 0 | 0 | 0 | 0 | [8 empty] | FALSE | FALSE | FALSE | FALSE | FALSE | #N/A
32894 | BOWIE | 16.8 | 0 | 2 | 0.12824 | 0.003725 | 0.004051 | -0.004635 | 0.038172 | -0.12824 | 0 | 0 | 0 | 0 | 0 | 0 | [8 empty] | FALSE | FALSE | FALSE | FALSE | FALSE | #N/A
6752 | OKLAUN1G | 0 | 670 | 1 | 0.37223 | 0.012474 | 0.008803 | -0.010075 | 0.010677 | -0.37223 | 0 | 0 | 0 | 0 | 0 | 0 | [8 empty] | FALSE | FALSE | FALSE | FALSE | FALSE | #N/A
6802 | SHRLM RC | 10.28 | 0 | 5 | 0.015472 | 0.004374 | -0.001068 | 0.001047 | 0.26133 | -0.015472 | 0 | 0 | 0 | 0 | 0 | 0 | [8 empty] | FALSE | FALSE | FALSE | FALSE | FALSE | #N/A
6804 | WHTBR RC | 7.721 | 0 | 5 | 0.023943 | 0.004024 | -0.000348 | 0.000255 | 0.20856 | -0.023943 | 0 | 0 | 0 | 0 | 0 | 0 | [8 empty] | FALSE | FALSE | FALSE | FALSE | FALSE | #N/A
6814 | CHERY RC | 7.744 | 0 | 5 | 0.009719 | 0.004744 | -0.001652 | 0.001684 | 0.32932 | -0.009719 | 0 | 0 | 0 | 0 | 0 | 0 | [8 empty] | FALSE | FALSE | FALSE | FALSE | FALSE | #N/A
6832 | MINTR RC | 1.935 | 0 | 5 | 0.006446 | 0.005422 | -0.00231 | 0.002383 | 0.30575 | -0.006446 | 0 | 0 | 0 | 0 | 0 | 0 | [8 empty] | FALSE | FALSE | FALSE | FALSE | FALSE | #N/A
6830 | ECTOR RC | 18.141 | 0 | 5 | 0.008684 | 0.004961 | -0.001861 | 0.001905 | 0.3217 | -0.008684 | 0 | 0 | 0 | 0 | 0 | 0 | [8 empty] | FALSE | FALSE | FALSE | FALSE | FALSE | #N/A
6824 | RENOS RC | 15.667 | 0 | 5 | 0.006679 | 0.005294 | -0.002209 | 0.002278 | 0.32892 | -0.006679 | 0 | 0 | 0 | 0 | 0 | 0 | [8 empty] | FALSE | FALSE | FALSE | FALSE | FALSE | #N/A
6822 | VAN ALRC | 5.745 | 0 | 5 | 0.008956 | 0.004531 | -0.001546 | 0.001576 | 0.27487 | -0.008956 | 0 | 0 | 0 | 0 | 0 | 0 | [8 empty] | FALSE | FALSE | FALSE | FALSE | FALSE | #N/A
6820 | SHR S RC | 9.786 | 0 | 5 | 0.011051 | 0.004532 | -0.001427 | 0.001442 | 0.28283 | -0.011051 | 0 | 0 | 0 | 0 | 0 | 0 | [8 empty] | FALSE | FALSE | FALSE | FALSE | FALSE | #N/A
6818 | EVANALRC | 18.109 | 0 | 5 | 0.009558 | 0.004531 | -0.001512 | 0.001537 | 0.27716 | -0.009558 | 0 | 0 | 0 | 0 | 0 | 0 | [8 empty] | FALSE | FALSE | FALSE | FALSE | FALSE | #N/A
6816 | WHTMD RC | 10.819 | 0 | 5 | 0.010461 | 0.004532 | -0.001461 | 0.00148 | 0.28059 | -0.010461 | 0 | 0 | 0 | 0 | 0 | 0 | [8 empty] | FALSE | FALSE | FALSE | FALSE | FALSE | #N/A
6806 | SHRWD RC | 10.308 | 0 | 5 | 0.011133 | 0.004612 | -0.001478 | 0.001495 | 0.28995 | -0.011133 | 0 | 0 | 0 | 0 | 0 | 0 | [8 empty] | FALSE | FALSE | FALSE | FALSE | FALSE | #N/A
6812 | DENSE RC | 1.882 | 0 | 5 | 0.010599 | 0.004648 | -0.001534 | 0.001556 | 0.30919 | -0.010599 | 0 | 0 | 0 | 0 | 0 | 0 | [8 empty] | FALSE | FALSE | FALSE | FALSE | FALSE | #N/A
6811 | PNKHL RC | 8.813 | 0 | 5 | 0.01002 | 0.004711 | -0.001611 | 0.00164 | 0.32242 | -0.01002 | 0 | 0 | 0 | 0 | 0 | 0 | [8 empty] | FALSE | FALSE | FALSE | FALSE | FALSE | #N/A
6810 | GORDVLRC | 4.321 | 0 | 5 | 0.011133 | 0.004612 | -0.001478 | 0.001495 | 0.28995 | -0.011133 | 0 | 0 | 0 | 0 | 0 | 0 | [8 empty] | FALSE | FALSE | FALSE | FALSE | FALSE | #N/A
6809 | BELLS RC | 0.881 | 0 | 5 | 0.010136 | 0.004767 | -0.001642 | 0.00167 | 0.2992 | -0.010136 | 0 | 0 | 0 | 0 | 0 | 0 | [8 empty] | FALSE | FALSE | FALSE | FALSE | FALSE | #N/A
6808 | SHERY RC | 13.193 | 0 | 5 | 0.00615 | 0.005585 | -0.002438 | 0.002515 | 0.27651 | -0.00615 | 0 | 0 | 0 | 0 | 0 | 0 | [8 empty] | FALSE | FALSE | FALSE | FALSE | FALSE | #N/A
2180 | EPDC3 | 0 | 0 | 2 | -0.00907 | -0.000583 | 0.002946 | -0.003297 | 0.004386 | 0.00907 | 0 | 0 | 0 | 0 | 0 | 0 | [8 empty] | FALSE | FALSE | FALSE | FALSE | FALSE | #N/A
1889 | DEC 1 G | 0 | 793 | 2 | -0.01712 | -0.001248 | 0.004742 | -0.005304 | -0.002767 | 0.01712 | -13.5762 | -0.98966 | 3.7604 | -4.2061 | -2.1942 | 13.5762 | [8 empty] | FALSE | TRUE | FALSE | FALSE | FALSE | #N/A
1892 | DECT A G | 0 | 68 | 2 | 0.004758 | -0.00377 | 0.006258 | -0.007024 | -0.004433 | -0.004758 | 0.32354 | -0.25636 | 0.42554 | -0.47763 | -0.30144 | -0.32354 | [8 empty] | FALSE | TRUE | FALSE | FALSE | FALSE | #N/A
2182 | BRYT IV1 | 33.402 | 0 | 2 | -0.024189 | -0.001842 | 0.003413 | -0.00379 | -0.002008 | 0.024189 | 0 | 0 | 0 | 0 | 0 | 0 | [8 empty] | FALSE | FALSE | FALSE | FALSE | FALSE | #N/A
1891 | DECORDVA | 0 | 0 | 2 | 0.004758 | -0.00377 | 0.006258 | -0.007024 | -0.004433 | -0.004758 | 0 | 0 | 0 | 0 | 0 | 0 | [8 empty] | FALSE | FALSE | FALSE | FALSE | FALSE | #N/A
2183 | BRYT IV2 | 29.228 | 0 | 2 | -0.023493 | -0.001891 | 0.003383 | -0.003755 | -0.002154 | 0.023493 | 0 | 0 | 0 | 0 | 0 | 0 | [8 empty] | FALSE | FALSE | FALSE | FALSE | FALSE | #N/A
1890 | DECORDVA | 0 | 0 | 2 | -0.01712 | -0.001248 | 0.004742 | -0.005304 | -0.002767 | 0.01712 | 0 | 0 | 0 | 0 | 0 | 0 | [8 empty] | FALSE | FALSE | FALSE | FALSE | FALSE | #N/A
1894 | DECT C G | 0 | 68 | 2 | 0.004758 | -0.00377 | 0.006258 | -0.007024 | -0.004433 | -0.004758 | 0.32354 | -0.25636 | 0.42554 | -0.47763 | -0.30144 | -0.32354 | [8 empty] | FALSE | TRUE | FALSE | FALSE | FALSE | #N/A
1887 | EVER 2BT | 0 | 0 | 2 | -0.012981 | -0.004151 | 0.00301 | -0.00328 | -0.009046 | 0.012981 | 0 | 0 | 0 | 0 | 0 | 0 | [8 empty] | FALSE | FALSE | FALSE | FALSE | FALSE | #N/A
1608 | IVAN | 5.201 | 0 | 1 | 0.33302 | 0.008564 | 0.008633 | -0.009862 | 0.009753 | -0.33302 | 0 | 0 | 0 | 0 | 0 | 0 | [8 empty] | FALSE | FALSE | FALSE | FALSE | FALSE | #N/A
1888 | DEC T | 0 | 0 | 2 | -0.017005 | -0.001276 | 0.004738 | -0.005299 | -0.002811 | 0.017005 | 0 | 0 | 0 | 0 | 0 | 0 | [8 empty] | FALSE | FALSE | FALSE | FALSE | FALSE | #N/A
1893 | DECT B G | 0 | 70 | 2 | 0.004758 | -0.00377 | 0.006258 | -0.007024 | -0.004433 | -0.004758 | 0.33306 | -0.2639 | 0.43806 | -0.49168 | -0.31031 | -0.33306 | [8 empty] | FALSE | TRUE | FALSE | FALSE | FALSE | #N/A
1669 | LBRNWD T | 0 | 0 | 2 | 0.1395 | 0.058857 | 0.027753 | -0.032451 | -0.001852 | -0.1395 | 0 | 0 | 0 | 0 | 0 | 0 | [8 empty] | FALSE | FALSE | FALSE | FALSE | FALSE | #N/A
1906 | VENUS S | 0 | 0 | 2 | -0.005055 | -0.008677 | 0.002832 | -0.00296 | -0.014024 | 0.005055 | 0 | 0 | 0 | 0 | 0 | 0 | [8 empty] | FALSE | FALSE | FALSE | FALSE | FALSE | #N/A
1905 | GRIFTH M | 0 | 0 | 2 | -0.00171 | -0.008349 | 0.004323 | -0.004805 | -0.015396 | 0.00171 | 0 | 0 | 0 | 0 | 0 | 0 | [8 empty] | FALSE | FALSE | FALSE | FALSE | FALSE | #N/A
1904 | WEBB 3 | 58.783 | 0 | 2 | -0.003848 | -0.003385 | 0.000751 | -0.000746 | -0.01703 | 0.003848 | 0 | 0 | 0 | 0 | 0 | 0 | [8 empty] | FALSE | FALSE | FALSE | FALSE | FALSE | #N/A
1902 | JOHN SS | 0 | 0 | 2 | -0.002672 | -0.004775 | 0.004953 | -0.005468 | -0.006474 | 0.002672 | 0 | 0 | 0 | 0 | 0 | 0 | [8 empty] | FALSE | FALSE | FALSE | FALSE | FALSE | #N/A
1900 | COM PEAK | 2.072 | 0 | 2 | -0.002953 | -8.1e-05 | 0.005311 | -0.005962 | -0.002175 | 0.002953 | 0 | 0 | 0 | 0 | 0 | 0 | [8 empty] | FALSE | FALSE | FALSE | FALSE | FALSE | #N/A
1665 | PROCTOR | 1.712 | 0 | 2 | 0.1017 | 0.009251 | 0.01513 | -0.017354 | -0.001536 | -0.1017 | 0 | 0 | 0 | 0 | 0 | 0 | [8 empty] | FALSE | FALSE | FALSE | FALSE | FALSE | #N/A
1615 | BRECK | 12.041 | 0 | 1 | 0.32894 | 0.009219 | 0.009367 | -0.010706 | 0.008629 | -0.32894 | 0 | 0 | 0 | 0 | 0 | 0 | [8 empty] | FALSE | FALSE | FALSE | FALSE | FALSE | #N/A
1671 | BANGS | 5.72 | 0 | 2 | 0.1395 | 0.058857 | 0.027753 | -0.032451 | -0.001852 | -0.1395 | 0 | 0 | 0 | 0 | 0 | 0 | [8 empty] | FALSE | FALSE | FALSE | FALSE | FALSE | #N/A
1614 | BRECK | 32.411 | 0 | 1 | 0.33964 | 0.008965 | 0.009098 | -0.010395 | 0.008889 | -0.33964 | 0 | 0 | 0 | 0 | 0 | 0 | [8 empty] | FALSE | FALSE | FALSE | FALSE | FALSE | #N/A
1895 | DECT D G | 0 | 68 | 2 | 0.004758 | -0.00377 | 0.006258 | -0.007024 | -0.004433 | -0.004758 | 0.32354 | -0.25636 | 0.42554 | -0.47763 | -0.30144 | -0.32354 | [8 empty] | FALSE | TRUE | FALSE | FALSE | FALSE | #N/A
1613 | BRECK T | 0 | 0 | 1 | 0.33144 | 0.009015 | 0.00939 | -0.010729 | 0.008431 | -0.33144 | 0 | 0 | 0 | 0 | 0 | 0 | [8 empty] | FALSE | FALSE | FALSE | FALSE | FALSE | #N/A
1612 | BRECK N | 8.024 | 0 | 1 | 0.34822 | 0.008864 | 0.008821 | -0.010078 | 0.009281 | -0.34822 | 0 | 0 | 0 | 0 | 0 | 0 | [8 empty] | FALSE | FALSE | FALSE | FALSE | FALSE | #N/A
1670 | LBRNWD | 7.953 | 0 | 2 | 0.1395 | 0.058857 | 0.027753 | -0.032451 | -0.001852 | -0.1395 | 0 | 0 | 0 | 0 | 0 | 0 | [8 empty] | FALSE | FALSE | FALSE | FALSE | FALSE | #N/A
1899 | CMPK 2 G | 0 | 1128 | 2 | -0.002953 | -8.1e-05 | 0.005311 | -0.005962 | -0.002175 | 0.002953 | 0 | 0 | 0 | 0 | 0 | 0 | [8 empty] | FALSE | FALSE | FALSE | FALSE | FALSE | #N/A
1607 | S BEND | 1.183 | 0 | 1 | 0.33516 | 0.00822 | 0.008248 | -0.009419 | 0.010345 | -0.33516 | 0 | 0 | 0 | 0 | 0 | 0 | [8 empty] | FALSE | FALSE | FALSE | FALSE | FALSE | #N/A
1898 | CMPK 1 G | 0 | 1157 | 2 | -0.002953 | -8.1e-05 | 0.005311 | -0.005962 | -0.002175 | 0.002953 | 0 | 0 | 0 | 0 | 0 | 0 | [8 empty] | FALSE | FALSE | FALSE | FALSE | FALSE | #N/A
1603 | OLNEY M | 0 | 0 | 1 | 0.34713 | 0.008318 | 0.007618 | -0.0087 | 0.011874 | -0.34713 | 0 | 0 | 0 | 0 | 0 | 0 | [8 empty] | FALSE | FALSE | FALSE | FALSE | FALSE | #N/A
1666 | BLANKET | 1.052 | 0 | 2 | 0.1395 | 0.058857 | 0.027753 | -0.032451 | -0.001852 | -0.1395 | 0 | 0 | 0 | 0 | 0 | 0 | [8 empty] | FALSE | FALSE | FALSE | FALSE | FALSE | #N/A
2135 | BRKHOL 1 | 34.893 | 0 | 2 | -0.003213 | -0.001743 | 0.001432 | -0.001575 | -0.004274 | 0.003213 | 0 | 0 | 0 | 0 | 0 | 0 | [8 empty] | FALSE | FALSE | FALSE | FALSE | FALSE | #N/A
2173 | MIST 34 | 36.895 | 0 | 2 | -0.0163 | -0.001683 | 0.002933 | -0.003257 | -0.001479 | 0.0163 | 0 | 0 | 0 | 0 | 0 | 0 | [8 empty] | FALSE | FALSE | FALSE | FALSE | FALSE | #N/A
2150 | CURRIE | 45.011 | 0 | 2 | -0.011105 | -0.000594 | 0.003018 | -0.003377 | 0.004152 | 0.011105 | 0 | 0 | 0 | 0 | 0 | 0 | [8 empty] | FALSE | FALSE | FALSE | FALSE | FALSE | #N/A
2148 | SPGDL 2T | 0 | 0 | 2 | -0.005748 | -0.000472 | 0.002852 | -0.003195 | 0.005197 | 0.005748 | 0 | 0 | 0 | 0 | 0 | 0 | [8 empty] | FALSE | FALSE | FALSE | FALSE | FALSE | #N/A
2147 | AM MFG | 15.967 | 0 | 2 | -0.002986 | -0.000391 | 0.002771 | -0.003106 | 0.00582 | 0.002986 | 0 | 0 | 0 | 0 | 0 | 0 | [8 empty] | FALSE | FALSE | FALSE | FALSE | FALSE | #N/A
2146 | AM MFG T | 0 | 0 | 2 | -0.002986 | -0.000391 | 0.002771 | -0.003106 | 0.00582 | 0.002986 | 0 | 0 | 0 | 0 | 0 | 0 | [8 empty] | FALSE | FALSE | FALSE | FALSE | FALSE | #N/A
2140 | GEN MOT2 | 0 | 0 | 2 | -0.004322 | -0.002088 | 0.001622 | -0.001779 | -0.005847 | 0.004322 | 0 | 0 | 0 | 0 | 0 | 0 | [8 empty] | FALSE | FALSE | FALSE | FALSE | FALSE | #N/A
2139 | GEN MOT1 | 0 | 0 | 2 | -0.008067 | -0.002858 | 0.002221 | -0.002432 | -0.009374 | 0.008067 | 0 | 0 | 0 | 0 | 0 | 0 | [8 empty] | FALSE | FALSE | FALSE | FALSE | FALSE | #N/A
2138 | GSW 2 | 28.893 | 0 | 2 | -0.008139 | -0.002841 | 0.002235 | -0.002448 | -0.009209 | 0.008139 | 0 | 0 | 0 | 0 | 0 | 0 | [8 empty] | FALSE | FALSE | FALSE | FALSE | FALSE | #N/A
2152 | CARSWELL | 12.059 | 0 | 2 | -0.016724 | -0.000661 | 0.003208 | -0.003587 | 0.003332 | 0.016724 | 0 | 0 | 0 | 0 | 0 | 0 | [8 empty] | FALSE | FALSE | FALSE | FALSE | FALSE | #N/A
2136 | BRKHOL 2 | 31.046 | 0 | 2 | -0.008266 | -0.00281 | 0.002261 | -0.002478 | -0.008918 | 0.008266 | 0 | 0 | 0 | 0 | 0 | 0 | [8 empty] | FALSE | FALSE | FALSE | FALSE | FALSE | #N/A
2157 | DENTN AV | 39.776 | 0 | 2 | -0.005279 | -0.001188 | 0.002718 | -0.003029 | 0.002254 | 0.005279 | 0 | 0 | 0 | 0 | 0 | 0 | [8 empty] | FALSE | FALSE | FALSE | FALSE | FALSE | #N/A
2134 | BRKHOL2T | 0 | 0 | 2 | -0.008266 | -0.00281 | 0.002261 | -0.002478 | -0.008918 | 0.008266 | 0 | 0 | 0 | 0 | 0 | 0 | [8 empty] | FALSE | FALSE | FALSE | FALSE | FALSE | #N/A
2133 | BRKHOL1T | 0 | 0 | 2 | -0.003213 | -0.001743 | 0.001432 | -0.001575 | -0.004274 | 0.003213 | 0 | 0 | 0 | 0 | 0 | 0 | [8 empty] | FALSE | FALSE | FALSE | FALSE | FALSE | #N/A
2128 | WATSON | 55.201 | 0 | 2 | -0.002454 | -0.001507 | 0.001302 | -0.001435 | -0.003198 | 0.002454 | 0 | 0 | 0 | 0 | 0 | 0 | [8 empty] | FALSE | FALSE | FALSE | FALSE | FALSE | #N/A
2125 | INT AIR2 | 57.541 | 0 | 2 | -0.000517 | -0.00095 | 0.001218 | -0.001352 | 0.002876 | 0.000517 | 0 | 0 | 0 | 0 | 0 | 0 | [8 empty] | FALSE | FALSE | FALSE | FALSE | FALSE | #N/A
2124 | INT AIR1 | 33.816 | 0 | 2 | -0.000818 | -0.000998 | 0.001023 | -0.001133 | -0.000877 | 0.000818 | 0 | 0 | 0 | 0 | 0 | 0 | [8 empty] | FALSE | FALSE | FALSE | FALSE | FALSE | #N/A
2123 | PIPELINE | 0 | 0 | 2 | -0.001444 | -0.001089 | 0.001366 | -0.001516 | 0.002228 | 0.001444 | 0 | 0 | 0 | 0 | 0 | 0 | [8 empty] | FALSE | FALSE | FALSE | FALSE | FALSE | #N/A
2121 | EU SOUTH | 79.311 | 0 | 2 | -0.009057 | -0.002617 | 0.002422 | -0.002663 | -0.007102 | 0.009057 | 0 | 0 | 0 | 0 | 0 | 0 | [8 empty] | FALSE | FALSE | FALSE | FALSE | FALSE | #N/A
2117 | DAVIS T | 0 | 0 | 2 | -0.002843 | -0.001299 | 0.00159 | -0.001763 | 0.00125 | 0.002843 | 0 | 0 | 0 | 0 | 0 | 0 | [8 empty] | FALSE | FALSE | FALSE | FALSE | FALSE | #N/A
2137 | GSW 1 | 52.969 | 0 | 2 | -0.003913 | -0.001961 | 0.001552 | -0.001704 | -0.005268 | 0.003913 | 0 | 0 | 0 | 0 | 0 | 0 | [8 empty] | FALSE | FALSE | FALSE | FALSE | FALSE | #N/A
2169 | EPDCSMUD | 0 | 0 | 2 | -0.008607 | -0.002027 | 0.002503 | -0.00277 | -0.002191 | 0.008607 | 0 | 0 | 0 | 0 | 0 | 0 | [8 empty] | FALSE | FALSE | FALSE | FALSE | FALSE | #N/A
2178 | EPDC1 | 0 | 0 | 2 | -0.014325 | -0.00176 | 0.002853 | -0.003166 | -0.001694 | 0.014325 | 0 | 0 | 0 | 0 | 0 | 0 | [8 empty] | FALSE | FALSE | FALSE | FALSE | FALSE | #N/A
2177 | FARON 2 | 33.503 | 0 | 2 | -0.021126 | -0.001478 | 0.003131 | -0.003482 | -0.000878 | 0.021126 | 0 | 0 | 0 | 0 | 0 | 0 | [8 empty] | FALSE | FALSE | FALSE | FALSE | FALSE | #N/A
2176 | FARON 1 | 26.259 | 0 | 2 | -0.032069 | -0.000937 | 0.003588 | -0.004005 | 0.000719 | 0.032069 | 0 | 0 | 0 | 0 | 0 | 0 | [8 empty] | FALSE | FALSE | FALSE | FALSE | FALSE | #N/A
2175 | HORNE 24 | 33.692 | 0 | 2 | -0.032069 | -0.000937 | 0.003588 | -0.004005 | 0.000719 | 0.032069 | 0 | 0 | 0 | 0 | 0 | 0 | [8 empty] | FALSE | FALSE | FALSE | FALSE | FALSE | #N/A
1886 | EV EAST | 0 | 0 | 2 | -0.012471 | -0.004228 | 0.003003 | -0.00327 | -0.009144 | 0.012471 | 0 | 0 | 0 | 0 | 0 | 0 | [8 empty] | FALSE | FALSE | FALSE | FALSE | FALSE | #N/A
2174 | HORNE 13 | 60.893 | 0 | 2 | -0.021126 | -0.001478 | 0.003131 | -0.003482 | -0.000878 | 0.021126 | 0 | 0 | 0 | 0 | 0 | 0 | [8 empty] | FALSE | FALSE | FALSE | FALSE | FALSE | #N/A
1907 | VENUS N | 0 | 0 | 2 | -0.005431 | -0.009092 | 0.00405 | -0.004338 | -0.010821 | 0.005431 | 0 | 0 | 0 | 0 | 0 | 0 | [8 empty] | FALSE | FALSE | FALSE | FALSE | FALSE | #N/A
2172 | MIST 12 | 28.513 | 0 | 2 | -0.032069 | -0.000937 | 0.003588 | -0.004005 | 0.000719 | 0.032069 | 0 | 0 | 0 | 0 | 0 | 0 | [8 empty] | FALSE | FALSE | FALSE | FALSE | FALSE | #N/A
2151 | BLACKSTN | 65.618 | 0 | 2 | -0.014416 | -0.000634 | 0.00313 | -0.003501 | 0.003669 | 0.014416 | 0 | 0 | 0 | 0 | 0 | 0 | [8 empty] | FALSE | FALSE | FALSE | FALSE | FALSE | #N/A
2170 | EPDCFRUD | 0 | 0 | 2 | -0.009059 | -0.000577 | 0.002947 | -0.003299 | 0.004415 | 0.009059 | 0 | 0 | 0 | 0 | 0 | 0 | [8 empty] | FALSE | FALSE | FALSE | FALSE | FALSE | #N/A
2179 | EPDC2 | 0 | 0 | 2 | -0.00862 | -0.002024 | 0.002505 | -0.002772 | -0.002176 | 0.00862 | 0 | 0 | 0 | 0 | 0 | 0 | [8 empty] | FALSE | FALSE | FALSE | FALSE | FALSE | #N/A
2168 | EPDCADUD | 0 | 0 | 2 | -0.014342 | -0.001762 | 0.002854 | -0.003167 | -0.001702 | 0.014342 | 0 | 0 | 0 | 0 | 0 | 0 | [8 empty] | FALSE | FALSE | FALSE | FALSE | FALSE | #N/A
2167 | AYERS | 23.727 | 0 | 2 | -0.011795 | -0.002113 | 0.002742 | -0.003033 | -0.003317 | 0.011795 | 0 | 0 | 0 | 0 | 0 | 0 | [8 empty] | FALSE | FALSE | FALSE | FALSE | FALSE | #N/A
2166 | EPDC | 37.711 | 0 | 2 | -0.010672 | -0.001456 | 0.002768 | -0.003078 | 0.000172 | 0.010672 | 0 | 0 | 0 | 0 | 0 | 0 | [8 empty] | FALSE | FALSE | FALSE | FALSE | FALSE | #N/A
2164 | HEMPHILL | 78.639 | 0 | 2 | -0.014374 | -0.001764 | 0.002855 | -0.003167 | -0.001719 | 0.014374 | 0 | 0 | 0 | 0 | 0 | 0 | [8 empty] | FALSE | FALSE | FALSE | FALSE | FALSE | #N/A
2161 | MCDONUGH | 1.054 | 0 | 2 | -0.010683 | -0.00231 | 0.002855 | -0.003157 | -0.002575 | 0.010683 | 0 | 0 | 0 | 0 | 0 | 0 | [8 empty] | FALSE | FALSE | FALSE | FALSE | FALSE | #N/A
2160 | BRYAN AV | 62.251 | 0 | 2 | -0.010236 | -0.002224 | 0.002831 | -0.003132 | -0.002237 | 0.010236 | 0 | 0 | 0 | 0 | 0 | 0 | [8 empty] | FALSE | FALSE | FALSE | FALSE | FALSE | #N/A
2159 | BRYAN T | 0 | 0 | 2 | -0.009891 | -0.002157 | 0.002813 | -0.003113 | -0.001976 | 0.009891 | 0 | 0 | 0 | 0 | 0 | 0 | [8 empty] | FALSE | FALSE | FALSE | FALSE | FALSE | #N/A
2158 | DUVAL | 56.054 | 0 | 2 | -0.008656 | -0.001918 | 0.002747 | -0.003045 | -0.001042 | 0.008656 | 0 | 0 | 0 | 0 | 0 | 0 | [8 empty] | FALSE | FALSE | FALSE | FALSE | FALSE | #N/A
1914 | MAYFD S | 47.506 | 0 | 2 | -0.001648 | 0.001331 | -0.000681 | 0.000717 | -0.020819 | 0.001648 | 0 | 0 | 0 | 0 | 0 | 0 | [8 empty] | FALSE | FALSE | FALSE | FALSE | FALSE | #N/A
1922 | LIGNORTH | 0 | 0 | 2 | 0.000701 | -0.000525 | 0.000763 | -0.000852 | 0.001278 | -0.000701 | 0 | 0 | 0 | 0 | 0 | 0 | [8 empty] | FALSE | FALSE | FALSE | FALSE | FALSE | #N/A
1645 | JOHNVL M | 0 | 0 | 2 | 0.07496 | -0.017408 | 0.017345 | -0.019552 | -0.006768 | -0.07496 | 0 | 0 | 0 | 0 | 0 | 0 | [8 empty] | FALSE | FALSE | FALSE | FALSE | FALSE | #N/A
1930 | CENTURY3 | 89.443 | 0 | 2 | -0.009358 | -0.005105 | 0.003039 | -0.003293 | -0.009449 | 0.009358 | 0 | 0 | 0 | 0 | 0 | 0 | [8 empty] | FALSE | FALSE | FALSE | FALSE | FALSE | #N/A
1929 | CENTURY1 | 93.065 | 0 | 2 | -0.008108 | -0.005899 | 0.003202 | -0.003459 | -0.009718 | 0.008108 | 0 | 0 | 0 | 0 | 0 | 0 | [8 empty] | FALSE | FALSE | FALSE | FALSE | FALSE | #N/A
1928 | LIGRING | 0 | 0 | 2 | -0.001718 | -0.00327 | 0.001387 | -0.001479 | -0.00394 | 0.001718 | 0 | 0 | 0 | 0 | 0 | 0 | [8 empty] | FALSE | FALSE | FALSE | FALSE | FALSE | #N/A
1927 | LIGRING | 0 | 0 | 2 | -0.001763 | -0.003377 | 0.001429 | -0.001524 | -0.004061 | 0.001763 | 0 | 0 | 0 | 0 | 0 | 0 | [8 empty] | FALSE | FALSE | FALSE | FALSE | FALSE | #N/A
1926 | LIGRING | 0 | 0 | 2 | -0.001824 | -0.00348 | 0.001474 | -0.001572 | -0.004213 | 0.001824 | 0 | 0 | 0 | 0 | 0 | 0 | [8 empty] | FALSE | FALSE | FALSE | FALSE | FALSE | #N/A
1925 | LIGAUTO2 | 0 | 0 | 2 | 0.000792 | -0.000799 | 0.001009 | -0.001121 | 0.003668 | -0.000792 | 0 | 0 | 0 | 0 | 0 | 0 | [8 empty] | FALSE | FALSE | FALSE | FALSE | FALSE | #N/A
1932 | KENNDLE1 | 94.917 | 0 | 2 | -0.011955 | -0.004373 | 0.003009 | -0.003274 | -0.009194 | 0.011955 | 0 | 0 | 0 | 0 | 0 | 0 | [8 empty] | FALSE | FALSE | FALSE | FALSE | FALSE | #N/A
1923 | LIGAUTO1 | 0 | 0 | 2 | 0.000641 | -0.000596 | 0.00078 | -0.00087 | 0.001146 | -0.000641 | 0 | 0 | 0 | 0 | 0 | 0 | [8 empty] | FALSE | FALSE | FALSE | FALSE | FALSE | #N/A
1933 | KENNDLE2 | 0 | 0 | 2 | -0.011716 | -0.003531 | 0.002497 | -0.002715 | -0.010397 | 0.011716 | 0 | 0 | 0 | 0 | 0 | 0 | [8 empty] | FALSE | FALSE | FALSE | FALSE | FALSE | #N/A
1921 | LIGGETT | 0 | 0 | 2 | -0.001861 | -0.003537 | 0.00148 | -0.001577 | -0.004342 | 0.001861 | 0 | 0 | 0 | 0 | 0 | 0 | [8 empty] | FALSE | FALSE | FALSE | FALSE | FALSE | #N/A
1920 | SHERRY B | 17.052 | 0 | 2 | -0.005373 | -0.002415 | 0.001802 | -0.001973 | -0.007338 | 0.005373 | 0 | 0 | 0 | 0 | 0 | 0 | [8 empty] | FALSE | FALSE | FALSE | FALSE | FALSE | #N/A
1650 | CMCHE T | 0 | 0 | 2 | 0.10399 | 0.025963 | 0.017655 | -0.020452 | -0.001514 | -0.10399 | 0 | 0 | 0 | 0 | 0 | 0 | [8 empty] | FALSE | FALSE | FALSE | FALSE | FALSE | #N/A
1649 | HASSE M | 0 | 0 | 2 | 0.10251 | 0.020493 | 0.017138 | -0.019801 | -0.001684 | -0.10251 | 0 | 0 | 0 | 0 | 0 | 0 | [8 empty] | FALSE | FALSE | FALSE | FALSE | FALSE | #N/A
2068 | ROSEN 1 | 31.635 | 0 | 2 | 0.000932 | -9.1e-05 | 0.002827 | -0.003176 | 0.007454 | -0.000932 | 0 | 0 | 0 | 0 | 0 | 0 | [8 empty] | FALSE | FALSE | FALSE | FALSE | FALSE | #N/A
1647 | WALSPTNP | 0 | 0 | 2 | 0.052977 | -0.029932 | 0.021952 | -0.024763 | -0.011396 | -0.052977 | 0 | 0 | 0 | 0 | 0 | 0 | [8 empty] | FALSE | FALSE | FALSE | FALSE | FALSE | #N/A
2116 | HURST S | 0 | 0 | 2 | -0.009292 | -0.00256 | 0.00247 | -0.002718 | -0.006563 | 0.009292 | 0 | 0 | 0 | 0 | 0 | 0 | [8 empty] | FALSE | FALSE | FALSE | FALSE | FALSE | #N/A
1913 | MAYFD N | 39.52 | 0 | 2 | -0.000679 | 0.000558 | -8e-05 | 6.4e-05 | -0.01173 | 0.000679 | 0 | 0 | 0 | 0 | 0 | 0 | [8 empty] | FALSE | FALSE | FALSE | FALSE | FALSE | #N/A
1924 | LIGSOUTH | 42.511 | 0 | 2 | 0.000845 | -0.000746 | 0.001 | -0.001112 | 0.003828 | -0.000845 | 0 | 0 | 0 | 0 | 0 | 0 | [8 empty] | FALSE | FALSE | FALSE | FALSE | FALSE | #N/A
1940 | MELP N | 0 | 0 | 2 | -0.005431 | -0.009092 | 0.00405 | -0.004338 | -0.010821 | 0.005431 | 0 | 0 | 0 | 0 | 0 | 0 | [8 empty] | FALSE | FALSE | FALSE | FALSE | FALSE | #N/A
1947 | HAND 3 G | 0 | 392 | 2 | -0.010303 | -0.002314 | 0.002677 | -0.002955 | -0.004242 | 0.010303 | -4.0388 | -0.90709 | 1.0494 | -1.1584 | -1.6629 | 4.0388 | [8 empty] | FALSE | TRUE | FALSE | FALSE | FALSE | #N/A
1946 | HAND 2 G | 0 | 0 | 2 | -0.008064 | -0.00189 | 0.00264 | -0.002926 | -0.00114 | 0.008064 | 0 | 0 | 0 | 0 | 0 | 0 | [8 empty] | FALSE | FALSE | FALSE | FALSE | FALSE | #N/A
1945 | HAND 1 G | 0 | 0 | 2 | -0.008064 | -0.00189 | 0.00264 | -0.002926 | -0.00114 | 0.008064 | 0 | 0 | 0 | 0 | 0 | 0 | [8 empty] | FALSE | FALSE | FALSE | FALSE | FALSE | #N/A
1948 | HAND 4 G | 0 | 451 | 2 | -0.008289 | -0.002115 | 0.002462 | -0.002723 | -0.002555 | 0.008289 | -3.7383 | -0.95387 | 1.1104 | -1.2281 | -1.1523 | 3.7383 | [8 empty] | FALSE | TRUE | FALSE | FALSE | FALSE | #N/A
1944 | MELP 4 G | 0 | 222 | 2 | -0.005431 | -0.009092 | 0.00405 | -0.004338 | -0.010821 | 0.005431 | -1.2057 | -2.0184 | 0.8991 | -0.96304 | -2.4023 | 1.2057 | [8 empty] | FALSE | TRUE | FALSE | FALSE | FALSE | #N/A
1943 | MELP 3 G | 0 | 217 | 2 | -0.005431 | -0.009092 | 0.00405 | -0.004338 | -0.010821 | 0.005431 | -1.1785 | -1.973 | 0.87885 | -0.94135 | -2.3482 | 1.1785 | [8 empty] | FALSE | TRUE | FALSE | FALSE | FALSE | #N/A
1942 | MELP 2 G | 0 | 214 | 2 | -0.005055 | -0.008677 | 0.002832 | -0.00296 | -0.014024 | 0.005055 | -1.0818 | -1.8569 | 0.60605 | -0.63344 | -3.0011 | 1.0818 | [8 empty] | FALSE | TRUE | FALSE | FALSE | FALSE | #N/A
1931 | COURTLND | 214.754 | 0 | 2 | -0.008004 | -0.00149 | 0.000994 | -0.001071 | -0.014269 | 0.008004 | 0 | 0 | 0 | 0 | 0 | 0 | [8 empty] | FALSE | FALSE | FALSE | FALSE | FALSE | #N/A
1941 | MELP 1 G | 0 | 225 | 2 | -0.005055 | -0.008677 | 0.002832 | -0.00296 | -0.014024 | 0.005055 | -1.1374 | -1.9523 | 0.6372 | -0.666 | -3.1554 | 1.1374 | [8 empty] | FALSE | TRUE | FALSE | FALSE | FALSE | #N/A
1644 | SELDEN M | 0 | 0 | 2 | 0.094044 | -0.004672 | 0.014512 | -0.016467 | -0.002849 | -0.094044 | 0 | 0 | 0 | 0 | 0 | 0 | [8 empty] | FALSE | FALSE | FALSE | FALSE | FALSE | #N/A
1950 | HANDLEYC | 0 | 0 | 2 | -0.010303 | -0.002314 | 0.002677 | -0.002955 | -0.004242 | 0.010303 | 0 | 0 | 0 | 0 | 0 | 0 | [8 empty] | FALSE | FALSE | FALSE | FALSE | FALSE | #N/A
1939 | MELP S | 0 | 0 | 2 | -0.005055 | -0.008677 | 0.002832 | -0.00296 | -0.014024 | 0.005055 | 0 | 0 | 0 | 0 | 0 | 0 | [8 empty] | FALSE | FALSE | FALSE | FALSE | FALSE | #N/A
1938 | MELP 6 G | 0 | 234 | 2 | -0.005055 | -0.008677 | 0.002832 | -0.00296 | -0.014024 | 0.005055 | -1.1829 | -2.0304 | 0.66269 | -0.69264 | -3.2816 | 1.1829 | [8 empty] | FALSE | TRUE | FALSE | FALSE | FALSE | #N/A
1937 | MELP 5 G | 0 | 234 | 2 | -0.005055 | -0.008677 | 0.002832 | -0.00296 | -0.014024 | 0.005055 | -1.1829 | -2.0304 | 0.66269 | -0.69264 | -3.2816 | 1.1829 | [8 empty] | FALSE | TRUE | FALSE | FALSE | FALSE | #N/A
1936 | MELP56NO | 0 | 0 | 2 | -0.005055 | -0.008677 | 0.002832 | -0.00296 | -0.014024 | 0.005055 | 0 | 0 | 0 | 0 | 0 | 0 | [8 empty] | FALSE | FALSE | FALSE | FALSE | FALSE | #N/A
1951 | HANDLEYD | 45.767 | 0 | 2 | -0.008289 | -0.002115 | 0.002462 | -0.002723 | -0.002555 | 0.008289 | 0 | 0 | 0 | 0 | 0 | 0 | [8 empty] | FALSE | FALSE | FALSE | FALSE | FALSE | #N/A
1935 | SYCMR CK | 97.607 | 0 | 2 | -0.028055 | -0.002831 | 0.003339 | -0.003678 | -0.005656 | 0.028055 | 0 | 0 | 0 | 0 | 0 | 0 | [8 empty] | FALSE | FALSE | FALSE | FALSE | FALSE | #N/A
1934 | SHRY 2T | 0 | 0 | 2 | -0.008628 | -0.005311 | 0.003048 | -0.003299 | -0.009521 | 0.008628 | 0 | 0 | 0 | 0 | 0 | 0 | [8 empty] | FALSE | FALSE | FALSE | FALSE | FALSE | #N/A
1949 | HAND 5 G | 0 | 451 | 2 | -0.010303 | -0.002314 | 0.002677 | -0.002955 | -0.004242 | 0.010303 | -4.6467 | -1.0436 | 1.2073 | -1.3327 | -1.9131 | 4.6467 | [8 empty] | FALSE | TRUE | FALSE | FALSE | FALSE | #N/A
1655 | BRNWD SS | 0 | 0 | 2 | 0.12027 | 0.0749 | 0.033332 | -0.039115 | -0.003336 | -0.12027 | 0 | 0 | 0 | 0 | 0 | 0 | [8 empty] | FALSE | FALSE | FALSE | FALSE | FALSE | #N/A
1646 | WALNUTSP | 1.218 | 0 | 2 | 0.056955 | -0.029426 | 0.020017 | -0.022462 | -0.010466 | -0.056955 | 0 | 0 | 0 | 0 | 0 | 0 | [8 empty] | FALSE | FALSE | FALSE | FALSE | FALSE | #N/A
1623 | MORT VAL | 1.929 | 0 | 1 | 0.29549 | 0.010666 | 0.010948 | -0.012524 | 0.006617 | -0.29549 | 0 | 0 | 0 | 0 | 0 | 0 | [8 empty] | FALSE | FALSE | FALSE | FALSE | FALSE | #N/A
1622 | EASTLAND | 15.338 | 0 | 1 | 0.28858 | 0.010965 | 0.011274 | -0.0129 | 0.006201 | -0.28858 | 0 | 0 | 0 | 0 | 0 | 0 | [8 empty] | FALSE | FALSE | FALSE | FALSE | FALSE | #N/A
1654 | ZEPHYR M | 0 | 0 | 2 | 0.1175 | 0.066709 | 0.03056 | -0.035819 | -0.002987 | -0.1175 | 0 | 0 | 0 | 0 | 0 | 0 | [8 empty] | FALSE | FALSE | FALSE | FALSE | FALSE | #N/A
1916 | LIG2 T | 0 | 0 | 2 | -0.001847 | -0.003493 | 0.001484 | -0.001584 | -0.004216 | 0.001847 | 0 | 0 | 0 | 0 | 0 | 0 | [8 empty] | FALSE | FALSE | FALSE | FALSE | FALSE | #N/A
1915 | MAYFD ST | 0 | 0 | 2 | -0.001648 | 0.001331 | -0.000681 | 0.000717 | -0.020819 | 0.001648 | 0 | 0 | 0 | 0 | 0 | 0 | [8 empty] | FALSE | FALSE | FALSE | FALSE | FALSE | #N/A
1619 | COLNY CK | 0.796 | 0 | 1 | 0.28607 | 0.009446 | 0.010911 | -0.012472 | 0.006177 | -0.28607 | 0 | 0 | 0 | 0 | 0 | 0 | [8 empty] | FALSE | FALSE | FALSE | FALSE | FALSE | #N/A
1651 | CMCHE | 13.205 | 0 | 2 | 0.10399 | 0.025963 | 0.017655 | -0.020452 | -0.001514 | -0.10399 | 0 | 0 | 0 | 0 | 0 | 0 | [8 empty] | FALSE | FALSE | FALSE | FALSE | FALSE | #N/A
1912 | MAYFD NT | 0 | 0 | 2 | -0.000679 | 0.000558 | -8e-05 | 6.4e-05 | -0.01173 | 0.000679 | 0 | 0 | 0 | 0 | 0 | 0 | [8 empty] | FALSE | FALSE | FALSE | FALSE | FALSE | #N/A
1625 | LEON 2 | 21.5 | 0 | 1 | 0.28362 | 0.01118 | 0.011508 | -0.013169 | 0.005903 | -0.28362 | 0 | 0 | 0 | 0 | 0 | 0 | [8 empty] | FALSE | FALSE | FALSE | FALSE | FALSE | #N/A
1617 | SUN ECH | 3.124 | 0 | 1 | 0.36227 | 0.008698 | 0.008369 | -0.009559 | 0.009922 | -0.36227 | 0 | 0 | 0 | 0 | 0 | 0 | [8 empty] | FALSE | FALSE | FALSE | FALSE | FALSE | #N/A
1616 | SUNECH T | 0 | 0 | 1 | 0.36227 | 0.008698 | 0.008369 | -0.009559 | 0.009922 | -0.36227 | 0 | 0 | 0 | 0 | 0 | 0 | [8 empty] | FALSE | FALSE | FALSE | FALSE | FALSE | #N/A
1911 | WEBB 1 | 61.912 | 0 | 2 | -0.007261 | -0.00691 | 0.00347 | -0.003737 | -0.010068 | 0.007261 | 0 | 0 | 0 | 0 | 0 | 0 | [8 empty] | FALSE | FALSE | FALSE | FALSE | FALSE | #N/A
1910 | VENSIND2 | 0 | 0 | 2 | -0.005055 | -0.008677 | 0.002832 | -0.00296 | -0.014024 | 0.005055 | 0 | 0 | 0 | 0 | 0 | 0 | [8 empty] | FALSE | FALSE | FALSE | FALSE | FALSE | #N/A
1909 | VENSIND1 | 0 | 0 | 2 | -0.005431 | -0.009092 | 0.00405 | -0.004338 | -0.010821 | 0.005431 | 0 | 0 | 0 | 0 | 0 | 0 | [8 empty] | FALSE | FALSE | FALSE | FALSE | FALSE | #N/A
1656 | BRNWD S | 55.824 | 0 | 2 | 0.1321 | 0.065035 | 0.029901 | -0.035017 | -0.002424 | -0.1321 | 0 | 0 | 0 | 0 | 0 | 0 | [8 empty] | FALSE | FALSE | FALSE | FALSE | FALSE | #N/A
1661 | BRNWD | 42.801 | 0 | 2 | 0.1395 | 0.058857 | 0.027753 | -0.032451 | -0.001852 | -0.1395 | 0 | 0 | 0 | 0 | 0 | 0 | [8 empty] | FALSE | FALSE | FALSE | FALSE | FALSE | #N/A
1662 | BRNWD | 0 | 0 | 2 | 0.1395 | 0.058857 | 0.027753 | -0.032451 | -0.001852 | -0.1395 | 0 | 0 | 0 | 0 | 0 | 0 | [8 empty] | FALSE | FALSE | FALSE | FALSE | FALSE | #N/A
1618 | CADDO | 1.724 | 0 | 1 | 0.3299 | 0.009029 | 0.009441 | -0.010788 | 0.008354 | -0.3299 | 0 | 0 | 0 | 0 | 0 | 0 | [8 empty] | FALSE | FALSE | FALSE | FALSE | FALSE | #N/A
1919 | SHERRY A | 27.306 | 0 | 2 | -0.007883 | -0.002903 | 0.002183 | -0.002388 | -0.009798 | 0.007883 | 0 | 0 | 0 | 0 | 0 | 0 | [8 empty] | FALSE | FALSE | FALSE | FALSE | FALSE | #N/A
1643 | CLIPPER | 0 | 6 | 2 | 0.172 | 0.004042 | 0.01263 | -0.0144 | 0.001436 | -0.172 | 1.032 | 0.024252 | 0.07578 | -0.0864 | 0.008616 | -1.032 | [8 empty] | FALSE | TRUE | FALSE | FALSE | FALSE | #N/A
1642 | CLIP TAP | 0 | 0 | 2 | 0.172 | 0.004042 | 0.01263 | -0.0144 | 0.001436 | -0.172 | 0 | 0 | 0 | 0 | 0 | 0 | [8 empty] | FALSE | FALSE | FALSE | FALSE | FALSE | #N/A
1641 | STPHVIL | 59.772 | 0 | 2 | 0.10103 | -1e-05 | 0.013476 | -0.015338 | -0.001415 | -0.10103 | 0 | 0 | 0 | 0 | 0 | 0 | [8 empty] | FALSE | FALSE | FALSE | FALSE | FALSE | #N/A
1640 | LNGLVL M | 0 | 0 | 2 | 0.17149 | 0.004013 | 0.012636 | -0.014406 | 0.001416 | -0.17149 | 0 | 0 | 0 | 0 | 0 | 0 | [8 empty] | FALSE | FALSE | FALSE | FALSE | FALSE | #N/A
1637 | DUBLIN | 0 | 0 | 2 | 0.1017 | 0.009251 | 0.01513 | -0.017354 | -0.001536 | -0.1017 | 0 | 0 | 0 | 0 | 0 | 0 | [8 empty] | FALSE | FALSE | FALSE | FALSE | FALSE | #N/A
1636 | DUBLIN | 8.683 | 0 | 2 | 0.1017 | 0.009251 | 0.01513 | -0.017354 | -0.001536 | -0.1017 | 0 | 0 | 0 | 0 | 0 | 0 | [8 empty] | FALSE | FALSE | FALSE | FALSE | FALSE | #N/A
1635 | CMYNHM | 0.231 | 0 | 2 | 0.1017 | 0.009251 | 0.01513 | -0.017354 | -0.001536 | -0.1017 | 0 | 0 | 0 | 0 | 0 | 0 | [8 empty] | FALSE | FALSE | FALSE | FALSE | FALSE | #N/A
1624 | LEON | 0 | 0 | 1 | 0.26945 | 0.009605 | 0.011469 | -0.013111 | 0.005351 | -0.26945 | 0 | 0 | 0 | 0 | 0 | 0 | [8 empty] | FALSE | FALSE | FALSE | FALSE | FALSE | #N/A
1633 | DELEON | 8.18 | 0 | 2 | 0.1017 | 0.009251 | 0.01513 | -0.017354 | -0.001536 | -0.1017 | 0 | 0 | 0 | 0 | 0 | 0 | [8 empty] | FALSE | FALSE | FALSE | FALSE | FALSE | #N/A
1908 | VENUS | 19.24 | 0 | 2 | -0.002461 | -0.006724 | 0.00321 | -0.00355 | -0.016731 | 0.002461 | 0 | 0 | 0 | 0 | 0 | 0 | [8 empty] | FALSE | FALSE | FALSE | FALSE | FALSE | #N/A
1632 | DLNMAG | 0.47 | 0 | 1 | 0.28362 | 0.01118 | 0.011508 | -0.013169 | 0.005903 | -0.28362 | 0 | 0 | 0 | 0 | 0 | 0 | [8 empty] | FALSE | FALSE | FALSE | FALSE | FALSE | #N/A
1918 | SHERRY | 0 | 0 | 2 | -0.008579 | -0.005338 | 0.003053 | -0.003304 | -0.009524 | 0.008579 | 0 | 0 | 0 | 0 | 0 | 0 | [8 empty] | FALSE | FALSE | FALSE | FALSE | FALSE | #N/A
1917 | SHERRY T | 0 | 0 | 2 | -0.007688 | -0.006401 | 0.003335 | -0.003597 | -0.009892 | 0.007688 | 0 | 0 | 0 | 0 | 0 | 0 | [8 empty] | FALSE | FALSE | FALSE | FALSE | FALSE | #N/A
1631 | DLNMAG T | 0 | 0 | 1 | 0.28362 | 0.01118 | 0.011508 | -0.013169 | 0.005903 | -0.28362 | 0 | 0 | 0 | 0 | 0 | 0 | [8 empty] | FALSE | FALSE | FALSE | FALSE | FALSE | #N/A
1630 | GORMAN | 5.427 | 0 | 1 | 0.28362 | 0.01118 | 0.011508 | -0.013169 | 0.005903 | -0.28362 | 0 | 0 | 0 | 0 | 0 | 0 | [8 empty] | FALSE | FALSE | FALSE | FALSE | FALSE | #N/A
1628 | RANGER | 7.018 | 0 | 1 | 0.26945 | 0.009605 | 0.011469 | -0.013111 | 0.005351 | -0.26945 | 0 | 0 | 0 | 0 | 0 | 0 | [8 empty] | FALSE | FALSE | FALSE | FALSE | FALSE | #N/A
1627 | RAN GULF | 1.419 | 0 | 1 | 0.26945 | 0.009605 | 0.011469 | -0.013111 | 0.005351 | -0.26945 | 0 | 0 | 0 | 0 | 0 | 0 | [8 empty] | FALSE | FALSE | FALSE | FALSE | FALSE | #N/A
1626 | LEON 5 | 0 | 0 | 1 | 0.26945 | 0.009605 | 0.011469 | -0.013111 | 0.005351 | -0.26945 | 0 | 0 | 0 | 0 | 0 | 0 | [8 empty] | FALSE | FALSE | FALSE | FALSE | FALSE | #N/A
1634 | CMYNHM T | 0 | 0 | 2 | 0.1017 | 0.009251 | 0.01513 | -0.017354 | -0.001536 | -0.1017 | 0 | 0 | 0 | 0 | 0 | 0 | [8 empty] | FALSE | FALSE | FALSE | FALSE | FALSE | #N/A
1970 | HIGHL ME | 0 | 0 | 2 | 0.012743 | 0.002576 | 0.000229 | -0.000337 | 0.033081 | -0.012743 | 0 | 0 | 0 | 0 | 0 | 0 | [8 empty] | FALSE | FALSE | FALSE | FALSE | FALSE | #N/A
1989 | KRUM | 0 | 0 | 2 | 0.10043 | 0.002779 | 0.004175 | -0.00475 | 0.021628 | -0.10043 | 0 | 0 | 0 | 0 | 0 | 0 | [8 empty] | FALSE | FALSE | FALSE | FALSE | FALSE | #N/A
2038 | WPKELLR2 | 0 | 0 | 2 | 0.011729 | 0.001232 | 0.001853 | -0.002116 | 0.017042 | -0.011729 | 0 | 0 | 0 | 0 | 0 | 0 | [8 empty] | FALSE | FALSE | FALSE | FALSE | FALSE | #N/A
2037 | WPKELLR1 | 46.363 | 0 | 2 | 0.011822 | 0.001292 | 0.002275 | -0.002591 | 0.017885 | -0.011822 | 0 | 0 | 0 | 0 | 0 | 0 | [8 empty] | FALSE | FALSE | FALSE | FALSE | FALSE | #N/A
1958 | SAGINAW | 0 | 0 | 2 | -0.004608 | -0.001053 | 0.002717 | -0.003031 | 0.002887 | 0.004608 | 0 | 0 | 0 | 0 | 0 | 0 | [8 empty] | FALSE | FALSE | FALSE | FALSE | FALSE | #N/A
1961 | N MAIN | 55.83 | 0 | 2 | -0.009044 | -0.000569 | 0.002949 | -0.003301 | 0.004454 | 0.009044 | 0 | 0 | 0 | 0 | 0 | 0 | [8 empty] | FALSE | FALSE | FALSE | FALSE | FALSE | #N/A
1962 | ALCON#1 | 0 | 0 | 2 | -0.015968 | -0.002916 | 0.003175 | -0.003505 | -0.004689 | 0.015968 | 0 | 0 | 0 | 0 | 0 | 0 | [8 empty] | FALSE | FALSE | FALSE | FALSE | FALSE | #N/A
1963 | ALCON#2 | 0 | 0 | 2 | -0.015174 | -0.002898 | 0.003085 | -0.003401 | -0.004995 | 0.015174 | 0 | 0 | 0 | 0 | 0 | 0 | [8 empty] | FALSE | FALSE | FALSE | FALSE | FALSE | #N/A
1964 | N MAIN | 0 | 0 | 2 | -0.00687 | -0.001471 | 0.00274 | -0.003047 | 0.000949 | 0.00687 | 0 | 0 | 0 | 0 | 0 | 0 | [8 empty] | FALSE | FALSE | FALSE | FALSE | FALSE | #N/A
1820 | COMM | 20.903 | 0 | 5 | 0.006699 | 0.005582 | -0.002404 | 0.00247 | 0.24197 | -0.006699 | 0 | 0 | 0 | 0 | 0 | 0 | [8 empty] | FALSE | FALSE | FALSE | FALSE | FALSE | #N/A
1968 | FST HILL | 0 | 0 | 2 | -0.01131 | -0.002431 | 0.002889 | -0.003192 | -0.003049 | 0.01131 | 0 | 0 | 0 | 0 | 0 | 0 | [8 empty] | FALSE | FALSE | FALSE | FALSE | FALSE | #N/A
1819 | COMM S | 19.143 | 0 | 5 | 0.006618 | 0.005638 | -0.002445 | 0.002512 | 0.2363 | -0.006618 | 0 | 0 | 0 | 0 | 0 | 0 | [8 empty] | FALSE | FALSE | FALSE | FALSE | FALSE | #N/A
1972 | TU JNS M | 0 | 0 | 2 | 0.011285 | 0.002529 | 0.0002 | -0.000303 | 0.031237 | -0.011285 | 0 | 0 | 0 | 0 | 0 | 0 | [8 empty] | FALSE | FALSE | FALSE | FALSE | FALSE | #N/A
1983 | CORINTHS | 15.279 | 0 | 2 | 0.022325 | 0.002817 | 0.000622 | -0.000783 | 0.046713 | -0.022325 | 0 | 0 | 0 | 0 | 0 | 0 | [8 empty] | FALSE | FALSE | FALSE | FALSE | FALSE | #N/A
1984 | ARGYLE | 0 | 0 | 2 | 0.021168 | 0.002785 | 0.000573 | -0.000727 | 0.045441 | -0.021168 | 0 | 0 | 0 | 0 | 0 | 0 | [8 empty] | FALSE | FALSE | FALSE | FALSE | FALSE | #N/A
1985 | CORINTH | 84.268 | 0 | 2 | 0.024644 | 0.00288 | 0.000722 | -0.000895 | 0.04926 | -0.024644 | 0 | 0 | 0 | 0 | 0 | 0 | [8 empty] | FALSE | FALSE | FALSE | FALSE | FALSE | #N/A
165 | WINDSRSW | 0 | 0 | 2 | 0.013513 | -0.083695 | 0.041493 | -0.047795 | -0.020523 | -0.013513 | 0 | 0 | 0 | 0 | 0 | 0 | [8 empty] | FALSE | FALSE | FALSE | FALSE | FALSE | #N/A
1986 | KRUM T | 0 | 0 | 2 | 0.027483 | 0.002921 | 0.00077 | -0.000952 | 0.059088 | -0.027483 | 0 | 0 | 0 | 0 | 0 | 0 | [8 empty] | FALSE | FALSE | FALSE | FALSE | FALSE | #N/A
1602 | GRAHAM | 18.127 | 0 | 1 | 0.33747 | 0.00785 | 0.007833 | -0.008942 | 0.01098 | -0.33747 | 0 | 0 | 0 | 0 | 0 | 0 | [8 empty] | FALSE | FALSE | FALSE | FALSE | FALSE | #N/A
69 | BARCLAY | 5.801 | 0 | 2 | 0.010979 | -0.017795 | 0.045818 | -0.054887 | -0.024557 | -0.010979 | 0 | 0 | 0 | 0 | 0 | 0 | [8 empty] | FALSE | FALSE | FALSE | FALSE | FALSE | #N/A
1967 | FST HILL | 67.731 | 0 | 2 | -0.014272 | -0.003004 | 0.003047 | -0.003356 | -0.005289 | 0.014272 | 0 | 0 | 0 | 0 | 0 | 0 | [8 empty] | FALSE | FALSE | FALSE | FALSE | FALSE | #N/A
1806 | ENLOE T | 0 | 0 | 5 | 0.006523 | 0.005425 | -0.002318 | 0.002386 | 0.26052 | -0.006523 | 0 | 0 | 0 | 0 | 0 | 0 | [8 empty] | FALSE | FALSE | FALSE | FALSE | FALSE | #N/A
2053 | IVBLT 2T | 0 | 0 | 2 | 0.001116 | -0.000472 | 0.000814 | -0.000911 | 0.004291 | -0.001116 | 0 | 0 | 0 | 0 | 0 | 0 | [8 empty] | FALSE | FALSE | FALSE | FALSE | FALSE | #N/A
2052 | BDWDSN2T | 0 | 0 | 2 | 0.004496 | 0.000192 | 0.001247 | -0.001413 | 0.008847 | -0.004496 | 0 | 0 | 0 | 0 | 0 | 0 | [8 empty] | FALSE | FALSE | FALSE | FALSE | FALSE | #N/A
2051 | BD WDSON | 63.624 | 0 | 2 | 0.003022 | 5e-06 | 0.001305 | -0.001474 | 0.007524 | -0.003022 | 0 | 0 | 0 | 0 | 0 | 0 | [8 empty] | FALSE | FALSE | FALSE | FALSE | FALSE | #N/A
2050 | BEDFORD | 67.199 | 0 | 2 | 0.005693 | 0.000364 | 0.001347 | -0.001529 | 0.010204 | -0.005693 | 0 | 0 | 0 | 0 | 0 | 0 | [8 empty] | FALSE | FALSE | FALSE | FALSE | FALSE | #N/A
2049 | GEMINI 1 | 43.121 | 0 | 2 | -0.002119 | -0.000534 | 0.002697 | -0.00302 | 0.005234 | 0.002119 | 0 | 0 | 0 | 0 | 0 | 0 | [8 empty] | FALSE | FALSE | FALSE | FALSE | FALSE | #N/A
2048 | GEMINI 2 | 33.848 | 0 | 2 | -0.002042 | -0.00055 | 0.002709 | -0.003033 | 0.005115 | 0.002042 | 0 | 0 | 0 | 0 | 0 | 0 | [8 empty] | FALSE | FALSE | FALSE | FALSE | FALSE | #N/A
2047 | HALTOM 1 | 0 | 0 | 2 | 0.000165 | -0.000233 | 0.002298 | -0.002581 | 0.006634 | -0.000165 | 0 | 0 | 0 | 0 | 0 | 0 | [8 empty] | FALSE | FALSE | FALSE | FALSE | FALSE | #N/A
2046 | WATUGA 2 | 31.46 | 0 | 2 | 0.003329 | 0.000218 | 0.002565 | -0.00289 | 0.010204 | -0.003329 | 0 | 0 | 0 | 0 | 0 | 0 | [8 empty] | FALSE | FALSE | FALSE | FALSE | FALSE | #N/A
1821 | COMM | 0 | 0 | 5 | 0.006326 | 0.00557 | -0.002437 | 0.002505 | 0.1983 | -0.006326 | 0 | 0 | 0 | 0 | 0 | 0 | [8 empty] | FALSE | FALSE | FALSE | FALSE | FALSE | #N/A
1805 | COOPER | 8.29 | 0 | 5 | 0.006468 | 0.005466 | -0.002351 | 0.00242 | 0.24302 | -0.006468 | 0 | 0 | 0 | 0 | 0 | 0 | [8 empty] | FALSE | FALSE | FALSE | FALSE | FALSE | #N/A
1990 | KRUM MBZ | 0 | 0 | 2 | 0.027284 | 0.002917 | 0.000764 | -0.000945 | 0.058657 | -0.027284 | 0 | 0 | 0 | 0 | 0 | 0 | [8 empty] | FALSE | FALSE | FALSE | FALSE | FALSE | #N/A
1809 | WOLF CTY | 8.071 | 0 | 5 | 0.007492 | 0.005341 | -0.002191 | 0.002249 | 0.27361 | -0.007492 | 0 | 0 | 0 | 0 | 0 | 0 | [8 empty] | FALSE | FALSE | FALSE | FALSE | FALSE | #N/A
2044 | WATG S T | 0 | 0 | 2 | 0.000782 | -0.000182 | 0.002084 | -0.002341 | 0.006826 | -0.000782 | 0 | 0 | 0 | 0 | 0 | 0 | [8 empty] | FALSE | FALSE | FALSE | FALSE | FALSE | #N/A
2043 | WATG N T | 0 | 0 | 2 | 0.003329 | 0.000218 | 0.002565 | -0.00289 | 0.010204 | -0.003329 | 0 | 0 | 0 | 0 | 0 | 0 | [8 empty] | FALSE | FALSE | FALSE | FALSE | FALSE | #N/A
2042 | SMITHFD2 | 60.586 | 0 | 2 | 0.005851 | 0.000537 | 0.002479 | -0.002801 | 0.012485 | -0.005851 | 0 | 0 | 0 | 0 | 0 | 0 | [8 empty] | FALSE | FALSE | FALSE | FALSE | FALSE | #N/A
2041 | SMITHFD1 | 31.808 | 0 | 2 | 0.001831 | -9.4e-05 | 0.00172 | -0.001935 | 0.007153 | -0.001831 | 0 | 0 | 0 | 0 | 0 | 0 | [8 empty] | FALSE | FALSE | FALSE | FALSE | FALSE | #N/A
2040 | MEADPRK2 | 0 | 0 | 2 | 0.001032 | -0.000161 | 0.001997 | -0.002245 | 0.006904 | -0.001032 | 0 | 0 | 0 | 0 | 0 | 0 | [8 empty] | FALSE | FALSE | FALSE | FALSE | FALSE | #N/A
1816 | COMM SS | 0 | 0 | 5 | 0.006718 | 0.005582 | -0.002402 | 0.002468 | 0.24419 | -0.006718 | 0 | 0 | 0 | 0 | 0 | 0 | [8 empty] | FALSE | FALSE | FALSE | FALSE | FALSE | #N/A
1817 | COMM T 2 | 0 | 0 | 5 | 0.006719 | 0.005575 | -0.002397 | 0.002463 | 0.24633 | -0.006719 | 0 | 0 | 0 | 0 | 0 | 0 | [8 empty] | FALSE | FALSE | FALSE | FALSE | FALSE | #N/A
2045 | WATUGA 1 | 52.859 | 0 | 2 | 0.000782 | -0.000182 | 0.002084 | -0.002341 | 0.006826 | -0.000782 | 0 | 0 | 0 | 0 | 0 | 0 | [8 empty] | FALSE | FALSE | FALSE | FALSE | FALSE | #N/A
2010 | TRIGAS1T | 0 | 0 | 2 | 0.00243 | 0.000499 | 0.000391 | -0.000463 | 0.007591 | -0.00243 | 0 | 0 | 0 | 0 | 0 | 0 | [8 empty] | FALSE | FALSE | FALSE | FALSE | FALSE | #N/A
1987 | KRUM | 15.309 | 0 | 2 | 0.027483 | 0.002921 | 0.00077 | -0.000952 | 0.059088 | -0.027483 | 0 | 0 | 0 | 0 | 0 | 0 | [8 empty] | FALSE | FALSE | FALSE | FALSE | FALSE | #N/A
2021 | GV BALL | 112.479 | 0 | 2 | 0.003158 | 0.000348 | 0.000778 | -0.000892 | 0.007971 | -0.003158 | 0 | 0 | 0 | 0 | 0 | 0 | [8 empty] | FALSE | FALSE | FALSE | FALSE | FALSE | #N/A
2020 | STHLAKE | 20.452 | 0 | 2 | 0.012412 | 0.001509 | 0.001679 | -0.001929 | 0.019865 | -0.012412 | 0 | 0 | 0 | 0 | 0 | 0 | [8 empty] | FALSE | FALSE | FALSE | FALSE | FALSE | #N/A
2019 | KIMBALL1 | 0 | 0 | 2 | 0.010591 | 0.001366 | 0.001389 | -0.001602 | 0.019103 | -0.010591 | 0 | 0 | 0 | 0 | 0 | 0 | [8 empty] | FALSE | FALSE | FALSE | FALSE | FALSE | #N/A
2018 | WROANOKE | 42.239 | 0 | 2 | 0.01428 | 0.001656 | 0.001977 | -0.002265 | 0.020648 | -0.01428 | 0 | 0 | 0 | 0 | 0 | 0 | [8 empty] | FALSE | FALSE | FALSE | FALSE | FALSE | #N/A
2017 | COPELL S | 51.705 | 0 | 2 | 0.003106 | 0.000404 | 0.000708 | -0.000816 | 0.008028 | -0.003106 | 0 | 0 | 0 | 0 | 0 | 0 | [8 empty] | FALSE | FALSE | FALSE | FALSE | FALSE | #N/A
2016 | EULESS | 118.01 | 0 | 2 | 0.003443 | 4.1e-05 | 0.001159 | -0.001311 | 0.007655 | -0.003443 | 0 | 0 | 0 | 0 | 0 | 0 | [8 empty] | FALSE | FALSE | FALSE | FALSE | FALSE | #N/A
2015 | COPPELL | 59.967 | 0 | 2 | 0.010591 | 0.001764 | 0.000916 | -0.001084 | 0.023508 | -0.010591 | 0 | 0 | 0 | 0 | 0 | 0 | [8 empty] | FALSE | FALSE | FALSE | FALSE | FALSE | #N/A
2023 | KIMBALL2 | 71.945 | 0 | 2 | 0.010581 | 0.001366 | 0.001388 | -0.0016 | 0.019099 | -0.010581 | 0 | 0 | 0 | 0 | 0 | 0 | [8 empty] | FALSE | FALSE | FALSE | FALSE | FALSE | #N/A
2011 | TRIGAS | 4.761 | 0 | 2 | 0.00243 | 0.000499 | 0.000391 | -0.000463 | 0.007591 | -0.00243 | 0 | 0 | 0 | 0 | 0 | 0 | [8 empty] | FALSE | FALSE | FALSE | FALSE | FALSE | #N/A
2024 | MCKAMY | 66.714 | 0 | 2 | 0.009695 | 0.001417 | 0.001103 | -0.001283 | 0.020068 | -0.009695 | 0 | 0 | 0 | 0 | 0 | 0 | [8 empty] | FALSE | FALSE | FALSE | FALSE | FALSE | #N/A
2009 | DFW SW | 50.577 | 0 | 2 | 0.002391 | -0.000177 | 0.001007 | -0.001135 | 0.005208 | -0.002391 | 0 | 0 | 0 | 0 | 0 | 0 | [8 empty] | FALSE | FALSE | FALSE | FALSE | FALSE | #N/A
2008 | DFW SE | 12.644 | 0 | 2 | 0.002425 | -0.000268 | 0.001097 | -0.001233 | 0.006154 | -0.002425 | 0 | 0 | 0 | 0 | 0 | 0 | [8 empty] | FALSE | FALSE | FALSE | FALSE | FALSE | #N/A
2007 | DFW NE | 12.644 | 0 | 2 | 0.003131 | 0.000378 | 0.000741 | -0.000852 | 0.008001 | -0.003131 | 0 | 0 | 0 | 0 | 0 | 0 | [8 empty] | FALSE | FALSE | FALSE | FALSE | FALSE | #N/A
2006 | IV VAL V | 42.066 | 0 | 2 | 0.00141 | -0.000575 | 0.001035 | -0.001156 | 0.00466 | -0.00141 | 0 | 0 | 0 | 0 | 0 | 0 | [8 empty] | FALSE | FALSE | FALSE | FALSE | FALSE | #N/A
2004 | IV BELT2 | 45.928 | 0 | 2 | 0.001116 | -0.000472 | 0.000814 | -0.000911 | 0.004291 | -0.001116 | 0 | 0 | 0 | 0 | 0 | 0 | [8 empty] | FALSE | FALSE | FALSE | FALSE | FALSE | #N/A
2003 | IV BELT1 | 0 | 0 | 2 | 0.001321 | -0.000372 | 0.000817 | -0.000917 | 0.004958 | -0.001321 | 0 | 0 | 0 | 0 | 0 | 0 | [8 empty] | FALSE | FALSE | FALSE | FALSE | FALSE | #N/A
2002 | IV BLT T | 0 | 0 | 2 | 0.001321 | -0.000372 | 0.000817 | -0.000917 | 0.004958 | -0.001321 | 0 | 0 | 0 | 0 | 0 | 0 | [8 empty] | FALSE | FALSE | FALSE | FALSE | FALSE | #N/A
2001 | IV NORTH | 135.018 | 0 | 2 | 0.001833 | 2.9e-05 | 0.00062 | -0.000708 | 0.006172 | -0.001833 | 0 | 0 | 0 | 0 | 0 | 0 | [8 empty] | FALSE | FALSE | FALSE | FALSE | FALSE | #N/A
2014 | COPPEL T | 0 | 0 | 2 | 0.009304 | 0.001265 | 0.001184 | -0.00137 | 0.018564 | -0.009304 | 0 | 0 | 0 | 0 | 0 | 0 | [8 empty] | FALSE | FALSE | FALSE | FALSE | FALSE | #N/A
2034 | KEL MAG | 1.336 | 0 | 2 | 0.01265 | 0.001364 | 0.00193 | -0.002205 | 0.018085 | -0.01265 | 0 | 0 | 0 | 0 | 0 | 0 | [8 empty] | FALSE | FALSE | FALSE | FALSE | FALSE | #N/A
1993 | ARCO | 0 | 0 | 2 | 0.030455 | 0.003176 | 0.000846 | -0.001043 | 0.066685 | -0.030455 | 0 | 0 | 0 | 0 | 0 | 0 | [8 empty] | FALSE | FALSE | FALSE | FALSE | FALSE | #N/A
1994 | KRUGRVLE | 17.313 | 0 | 2 | 0.024098 | 0.003391 | 0.000275 | -0.000414 | 0.086051 | -0.024098 | 0 | 0 | 0 | 0 | 0 | 0 | [8 empty] | FALSE | FALSE | FALSE | FALSE | FALSE | #N/A
1996 | ATM T1 | 0 | 0 | 2 | 0.002189 | 0.000403 | 0.000401 | -0.000472 | 0.006397 | -0.002189 | 0 | 0 | 0 | 0 | 0 | 0 | [8 empty] | FALSE | FALSE | FALSE | FALSE | FALSE | #N/A
1997 | ATM T2 | 0 | 0 | 2 | 0.002536 | 0.000582 | 0.00035 | -0.000419 | 0.007842 | -0.002536 | 0 | 0 | 0 | 0 | 0 | 0 | [8 empty] | FALSE | FALSE | FALSE | FALSE | FALSE | #N/A
1998 | ATMEL 1 | 2.688 | 0 | 2 | 0.002189 | 0.000403 | 0.000401 | -0.000472 | 0.006397 | -0.002189 | 0 | 0 | 0 | 0 | 0 | 0 | [8 empty] | FALSE | FALSE | FALSE | FALSE | FALSE | #N/A
1999 | ATMEL 2 | 37.638 | 0 | 2 | 0.002536 | 0.000582 | 0.00035 | -0.000419 | 0.007842 | -0.002536 | 0 | 0 | 0 | 0 | 0 | 0 | [8 empty] | FALSE | FALSE | FALSE | FALSE | FALSE | #N/A
1824 | NEYLAND | 4.145 | 0 | 5 | 0.005947 | 0.005625 | -0.002515 | 0.002585 | 0.13678 | -0.005947 | 0 | 0 | 0 | 0 | 0 | 0 | [8 empty] | FALSE | FALSE | FALSE | FALSE | FALSE | #N/A
1825 | GREENVIL | 0 | 0 | 2 | 0.005661 | 0.005666 | -0.002574 | 0.002645 | 0.090308 | -0.005661 | 0 | 0 | 0 | 0 | 0 | 0 | [8 empty] | FALSE | FALSE | FALSE | FALSE | FALSE | #N/A
2022 | DFW NW | 51.289 | 0 | 2 | 0.003134 | 0.000375 | 0.000745 | -0.000856 | 0.007998 | -0.003134 | 0 | 0 | 0 | 0 | 0 | 0 | [8 empty] | FALSE | FALSE | FALSE | FALSE | FALSE | #N/A
2035 | BEAR CK3 | 47.305 | 0 | 2 | 0.009577 | 0.001008 | 0.002352 | -0.00267 | 0.015855 | -0.009577 | 0 | 0 | 0 | 0 | 0 | 0 | [8 empty] | FALSE | FALSE | FALSE | FALSE | FALSE | #N/A
1955 | CALMONT | 62.641 | 0 | 2 | -0.021361 | -0.000717 | 0.003364 | -0.00376 | 0.002655 | 0.021361 | 0 | 0 | 0 | 0 | 0 | 0 | [8 empty] | FALSE | FALSE | FALSE | FALSE | FALSE | #N/A
2033 | KEL MG T | 0 | 0 | 2 | 0.012708 | 0.001404 | 0.002245 | -0.00256 | 0.018687 | -0.012708 | 0 | 0 | 0 | 0 | 0 | 0 | [8 empty] | FALSE | FALSE | FALSE | FALSE | FALSE | #N/A
2031 | FLWMNDS | 21.954 | 0 | 2 | 0.009695 | 0.001417 | 0.001103 | -0.001283 | 0.020068 | -0.009695 | 0 | 0 | 0 | 0 | 0 | 0 | [8 empty] | FALSE | FALSE | FALSE | FALSE | FALSE | #N/A
2030 | FMPOD TU | 0 | 0 | 2 | 0.011883 | 0.002574 | 0.000141 | -0.000239 | 0.031319 | -0.011883 | 0 | 0 | 0 | 0 | 0 | 0 | [8 empty] | FALSE | FALSE | FALSE | FALSE | FALSE | #N/A
2029 | KELSOU M | 0 | 0 | 2 | 0.010815 | 0.001165 | 0.00231 | -0.002626 | 0.016975 | -0.010815 | 0 | 0 | 0 | 0 | 0 | 0 | [8 empty] | FALSE | FALSE | FALSE | FALSE | FALSE | #N/A
2028 | CLYVIL2T | 0 | 0 | 2 | 0.008558 | 0.000879 | 0.002386 | -0.002706 | 0.014934 | -0.008558 | 0 | 0 | 0 | 0 | 0 | 0 | [8 empty] | FALSE | FALSE | FALSE | FALSE | FALSE | #N/A
2027 | BEAR CK1 | 75.242 | 0 | 2 | 0.009428 | 0.000901 | 0.00166 | -0.001892 | 0.014435 | -0.009428 | 0 | 0 | 0 | 0 | 0 | 0 | [8 empty] | FALSE | FALSE | FALSE | FALSE | FALSE | #N/A
2026 | COLYVILE | 111.642 | 0 | 2 | 0.008318 | 0.000742 | 0.001567 | -0.001784 | 0.013178 | -0.008318 | 0 | 0 | 0 | 0 | 0 | 0 | [8 empty] | FALSE | FALSE | FALSE | FALSE | FALSE | #N/A
2025 | MCK T | 0 | 0 | 2 | 0.009695 | 0.001417 | 0.001103 | -0.001283 | 0.020068 | -0.009695 | 0 | 0 | 0 | 0 | 0 | 0 | [8 empty] | FALSE | FALSE | FALSE | FALSE | FALSE | #N/A
2036 | KELLERT2 | 0 | 0 | 2 | 0.013408 | 0.001493 | 0.002221 | -0.002535 | 0.01932 | -0.013408 | 0 | 0 | 0 | 0 | 0 | 0 | [8 empty] | FALSE | FALSE | FALSE | FALSE | FALSE | #N/A
2071 | BLUE MD1 | 33.735 | 0 | 2 | -0.000145 | -0.000224 | 0.002764 | -0.003103 | 0.006799 | 0.000145 | 0 | 0 | 0 | 0 | 0 | 0 | [8 empty] | FALSE | FALSE | FALSE | FALSE | FALSE | #N/A
1957 | SAGINAW | 0 | 0 | 2 | -0.001029 | -0.000333 | 0.002713 | -0.003043 | 0.006262 | 0.001029 | 0 | 0 | 0 | 0 | 0 | 0 | [8 empty] | FALSE | FALSE | FALSE | FALSE | FALSE | #N/A
2086 | SANSOM 2 | 35.3 | 0 | 2 | -0.003869 | 8.3e-05 | 0.003209 | -0.003607 | 0.007692 | 0.003869 | 0 | 0 | 0 | 0 | 0 | 0 | [8 empty] | FALSE | FALSE | FALSE | FALSE | FALSE | #N/A
2085 | SANSOM 1 | 55.374 | 0 | 2 | -0.004015 | 7.6e-05 | 0.00321 | -0.003608 | 0.00765 | 0.004015 | 0 | 0 | 0 | 0 | 0 | 0 | [8 empty] | FALSE | FALSE | FALSE | FALSE | FALSE | #N/A
2077 | FOSIL CK | 106.696 | 0 | 2 | 0.001691 | 2e-06 | 0.002871 | -0.003228 | 0.007915 | -0.001691 | 0 | 0 | 0 | 0 | 0 | 0 | [8 empty] | FALSE | FALSE | FALSE | FALSE | FALSE | #N/A
2075 | WAGROBT | 27.577 | 0 | 2 | 0.003846 | 0.000268 | 0.002996 | -0.003374 | 0.009224 | -0.003846 | 0 | 0 | 0 | 0 | 0 | 0 | [8 empty] | FALSE | FALSE | FALSE | FALSE | FALSE | #N/A
1885 | EVER 1BT | 0 | 0 | 2 | -0.012678 | -0.00406 | 0.002886 | -0.003142 | -0.009393 | 0.012678 | 0 | 0 | 0 | 0 | 0 | 0 | [8 empty] | FALSE | FALSE | FALSE | FALSE | FALSE | #N/A
1884 | EVERMN B | 0 | 0 | 2 | -0.013354 | -0.003117 | 0.002983 | -0.00328 | -0.005815 | 0.013354 | 0 | 0 | 0 | 0 | 0 | 0 | [8 empty] | FALSE | FALSE | FALSE | FALSE | FALSE | #N/A
1883 | EVERMN A | 0 | 0 | 2 | -0.013247 | -0.003292 | 0.003087 | -0.0034 | -0.005551 | 0.013247 | 0 | 0 | 0 | 0 | 0 | 0 | [8 empty] | FALSE | FALSE | FALSE | FALSE | FALSE | #N/A
2088 | WHILL 24 | 35.909 | 0 | 2 | -0.017862 | -0.000557 | 0.003333 | -0.00373 | 0.003663 | 0.017862 | 0 | 0 | 0 | 0 | 0 | 0 | [8 empty] | FALSE | FALSE | FALSE | FALSE | FALSE | #N/A
1881 | ROCKY CK | 0 | 0 | 2 | -0.018823 | -0.002454 | 0.003384 | -0.003743 | -0.004115 | 0.018823 | 0 | 0 | 0 | 0 | 0 | 0 | [8 empty] | FALSE | FALSE | FALSE | FALSE | FALSE | #N/A
2090 | HRTG | 49.467 | 0 | 2 | -0.008335 | -0.000865 | 0.002881 | -0.003218 | 0.003306 | 0.008335 | 0 | 0 | 0 | 0 | 0 | 0 | [8 empty] | FALSE | FALSE | FALSE | FALSE | FALSE | #N/A
1685 | FARM SW | 0 | 0 | 5 | 0.005591 | 0.005533 | -0.002456 | 0.002559 | 0.63752 | -0.005591 | 0 | 0 | 0 | 0 | 0 | 0 | [8 empty] | FALSE | FALSE | FALSE | FALSE | FALSE | #N/A
1880 | ROCKY CK | 0 | 0 | 2 | -0.011943 | -0.003231 | 0.003455 | -0.003802 | -0.007123 | 0.011943 | 0 | 0 | 0 | 0 | 0 | 0 | [8 empty] | FALSE | FALSE | FALSE | FALSE | FALSE | #N/A
1879 | WLFHOL3G | 0 | 264 | 2 | -0.004473 | -0.000614 | 0.004997 | -0.005597 | -0.003011 | 0.004473 | -1.1809 | -0.1621 | 1.3192 | -1.4776 | -0.7949 | 1.1809 | [8 empty] | FALSE | TRUE | FALSE | FALSE | FALSE | #N/A
2070 | BLUE MD2 | 29.379 | 0 | 2 | -0.000227 | -0.000234 | 0.00276 | -0.003097 | 0.006749 | 0.000227 | 0 | 0 | 0 | 0 | 0 | 0 | [8 empty] | FALSE | FALSE | FALSE | FALSE | FALSE | #N/A
1878 | WLFHOL2G | 0 | 213 | 2 | -0.004473 | -0.000614 | 0.004997 | -0.005597 | -0.003011 | 0.004473 | -0.95275 | -0.13078 | 1.0644 | -1.1922 | -0.64134 | 0.95275 | [8 empty] | FALSE | TRUE | FALSE | FALSE | FALSE | #N/A
1877 | WLFHOL1G | 0 | 214 | 2 | -0.004473 | -0.000614 | 0.004997 | -0.005597 | -0.003011 | 0.004473 | -0.95722 | -0.1314 | 1.0694 | -1.1978 | -0.64435 | 0.95722 | [8 empty] | FALSE | TRUE | FALSE | FALSE | FALSE | #N/A
1876 | WLFHOL | 0 | 0 | 2 | -0.004473 | -0.000614 | 0.004997 | -0.005597 | -0.003011 | 0.004473 | 0 | 0 | 0 | 0 | 0 | 0 | [8 empty] | FALSE | FALSE | FALSE | FALSE | FALSE | #N/A
1875 | BENBRK B | 24.202 | 0 | 2 | -0.029299 | -0.001131 | 0.003466 | -0.003864 | 0.000139 | 0.029299 | 0 | 0 | 0 | 0 | 0 | 0 | [8 empty] | FALSE | FALSE | FALSE | FALSE | FALSE | #N/A
1882 | EV WEST | 0 | 0 | 2 | -0.01337 | -0.00416 | 0.002966 | -0.003229 | -0.009136 | 0.01337 | 0 | 0 | 0 | 0 | 0 | 0 | [8 empty] | FALSE | FALSE | FALSE | FALSE | FALSE | #N/A
2102 | SPGDL2 | 0 | 0 | 2 | -0.005748 | -0.000472 | 0.002852 | -0.003195 | 0.005197 | 0.005748 | 0 | 0 | 0 | 0 | 0 | 0 | [8 empty] | FALSE | FALSE | FALSE | FALSE | FALSE | #N/A
2114 | TRINITY3 | 0 | 0 | 2 | -0.005812 | -0.001744 | 0.002066 | -0.002286 | -0.000825 | 0.005812 | 0 | 0 | 0 | 0 | 0 | 0 | [8 empty] | FALSE | FALSE | FALSE | FALSE | FALSE | #N/A
2113 | TRINITY1 | 30.072 | 0 | 2 | -0.009787 | -0.00244 | 0.002571 | -0.002834 | -0.005426 | 0.009787 | 0 | 0 | 0 | 0 | 0 | 0 | [8 empty] | FALSE | FALSE | FALSE | FALSE | FALSE | #N/A
2112 | WHITE 2 | 17.783 | 0 | 2 | -0.009983 | -0.002392 | 0.002611 | -0.00288 | -0.004975 | 0.009983 | 0 | 0 | 0 | 0 | 0 | 0 | [8 empty] | FALSE | FALSE | FALSE | FALSE | FALSE | #N/A
2111 | WHITE 1 | 27.881 | 0 | 2 | -0.006756 | -0.001885 | 0.002217 | -0.002452 | -0.001484 | 0.006756 | 0 | 0 | 0 | 0 | 0 | 0 | [8 empty] | FALSE | FALSE | FALSE | FALSE | FALSE | #N/A
2110 | WHITE 2T | 0 | 0 | 2 | -0.009983 | -0.002392 | 0.002611 | -0.00288 | -0.004975 | 0.009983 | 0 | 0 | 0 | 0 | 0 | 0 | [8 empty] | FALSE | FALSE | FALSE | FALSE | FALSE | #N/A
2109 | WHITE 1T | 0 | 0 | 2 | -0.006756 | -0.001885 | 0.002217 | -0.002452 | -0.001484 | 0.006756 | 0 | 0 | 0 | 0 | 0 | 0 | [8 empty] | FALSE | FALSE | FALSE | FALSE | FALSE | #N/A
2106 | RANDL 2 | 27.263 | 0 | 2 | -0.007809 | -0.001782 | 0.002686 | -0.002979 | -0.001417 | 0.007809 | 0 | 0 | 0 | 0 | 0 | 0 | [8 empty] | FALSE | FALSE | FALSE | FALSE | FALSE | #N/A
2105 | RANDL 1 | 28.639 | 0 | 2 | -0.009958 | -0.001698 | 0.002675 | -0.002969 | -0.000894 | 0.009958 | 0 | 0 | 0 | 0 | 0 | 0 | [8 empty] | FALSE | FALSE | FALSE | FALSE | FALSE | #N/A
2087 | WHILL 13 | 45.339 | 0 | 2 | -0.017919 | -0.000559 | 0.003333 | -0.00373 | 0.003646 | 0.017919 | 0 | 0 | 0 | 0 | 0 | 0 | [8 empty] | FALSE | FALSE | FALSE | FALSE | FALSE | #N/A
2103 | RANDL WT | 0 | 0 | 2 | -0.008289 | -0.001673 | 0.002607 | -0.002894 | -0.000583 | 0.008289 | 0 | 0 | 0 | 0 | 0 | 0 | [8 empty] | FALSE | FALSE | FALSE | FALSE | FALSE | #N/A
81 | PLSNTGRV | 2.288 | 0 | 2 | 0.008091 | 1.3e-05 | 0.022184 | -0.026838 | -0.026267 | -0.008091 | 0 | 0 | 0 | 0 | 0 | 0 | [8 empty] | FALSE | FALSE | FALSE | FALSE | FALSE | #N/A
2101 | SPGDL1 | 43.168 | 0 | 2 | -0.006807 | -0.001399 | 0.002629 | -0.002924 | 0.000815 | 0.006807 | 0 | 0 | 0 | 0 | 0 | 0 | [8 empty] | FALSE | FALSE | FALSE | FALSE | FALSE | #N/A
2100 | RICHLN 2 | 49.26 | 0 | 2 | -0.006423 | -0.001485 | 0.002692 | -0.002992 | 0.000153 | 0.006423 | 0 | 0 | 0 | 0 | 0 | 0 | [8 empty] | FALSE | FALSE | FALSE | FALSE | FALSE | #N/A
2099 | RICHLN 1 | 26.394 | 0 | 2 | -0.006807 | -0.001399 | 0.002629 | -0.002924 | 0.000815 | 0.006807 | 0 | 0 | 0 | 0 | 0 | 0 | [8 empty] | FALSE | FALSE | FALSE | FALSE | FALSE | #N/A
2098 | HALTOM 2 | 60.814 | 0 | 2 | -0.003442 | -0.000849 | 0.002704 | -0.00302 | 0.003528 | 0.003442 | 0 | 0 | 0 | 0 | 0 | 0 | [8 empty] | FALSE | FALSE | FALSE | FALSE | FALSE | #N/A
2094 | GEN DYN | 2.142 | 0 | 2 | -0.021361 | -0.000717 | 0.003364 | -0.00376 | 0.002655 | 0.021361 | 0 | 0 | 0 | 0 | 0 | 0 | [8 empty] | FALSE | FALSE | FALSE | FALSE | FALSE | #N/A
2093 | HRTG3 | 0 | 0 | 2 | -0.006888 | -0.001473 | 0.00274 | -0.003047 | 0.000942 | 0.006888 | 0 | 0 | 0 | 0 | 0 | 0 | [8 empty] | FALSE | FALSE | FALSE | FALSE | FALSE | #N/A
2092 | HRTG2 | 0 | 0 | 2 | -0.008859 | -0.000565 | 0.002943 | -0.003294 | 0.004493 | 0.008859 | 0 | 0 | 0 | 0 | 0 | 0 | [8 empty] | FALSE | FALSE | FALSE | FALSE | FALSE | #N/A
2091 | HRTG1 | 0 | 0 | 2 | -0.009224 | -0.000572 | 0.002955 | -0.003307 | 0.004425 | 0.009224 | 0 | 0 | 0 | 0 | 0 | 0 | [8 empty] | FALSE | FALSE | FALSE | FALSE | FALSE | #N/A
2104 | RANDL ET | 0 | 0 | 2 | -0.007809 | -0.001782 | 0.002686 | -0.002979 | -0.001417 | 0.007809 | 0 | 0 | 0 | 0 | 0 | 0 | [8 empty] | FALSE | FALSE | FALSE | FALSE | FALSE | #N/A
1830 | ROYSE GN | 0 | 0 | 2 | 0.00487 | 0.005779 | -0.002736 | 0.002811 | -0.038081 | -0.00487 | 0 | 0 | 0 | 0 | 0 | 0 | [8 empty] | FALSE | FALSE | FALSE | FALSE | FALSE | #N/A
1855 | ALLIANCE | 51.62 | 0 | 2 | 0.012013 | 0.002389 | 0.002601 | -0.002978 | 0.023188 | -0.012013 | 0 | 0 | 0 | 0 | 0 | 0 | [8 empty] | FALSE | FALSE | FALSE | FALSE | FALSE | #N/A
1854 | ROANOKE | 36.256 | 0 | 2 | 0.015288 | 0.001744 | 0.00215 | -0.002462 | 0.021074 | -0.015288 | 0 | 0 | 0 | 0 | 0 | 0 | [8 empty] | FALSE | FALSE | FALSE | FALSE | FALSE | #N/A
1853 | ROANOKE | 0 | 0 | 2 | 0.014743 | 0.002465 | 0.002399 | -0.002754 | 0.024968 | -0.014743 | 0 | 0 | 0 | 0 | 0 | 0 | [8 empty] | FALSE | FALSE | FALSE | FALSE | FALSE | #N/A
1852 | ROANOKE2 | 0 | 0 | 2 | 0.015391 | 0.001744 | 0.002154 | -0.002465 | 0.021114 | -0.015391 | 0 | 0 | 0 | 0 | 0 | 0 | [8 empty] | FALSE | FALSE | FALSE | FALSE | FALSE | #N/A
1851 | ROANOKE1 | 0 | 0 | 2 | 0.016054 | 0.002475 | 0.002429 | -0.002788 | 0.024879 | -0.016054 | 0 | 0 | 0 | 0 | 0 | 0 | [8 empty] | FALSE | FALSE | FALSE | FALSE | FALSE | #N/A
1850 | RNKETP12 | 0 | 0 | 2 | 0.015348 | 0.001752 | 0.002155 | -0.002467 | 0.02114 | -0.015348 | 0 | 0 | 0 | 0 | 0 | 0 | [8 empty] | FALSE | FALSE | FALSE | FALSE | FALSE | #N/A
1849 | RNKETP32 | 0 | 0 | 2 | 0.015229 | 0.002478 | 0.002355 | -0.002705 | 0.025369 | -0.015229 | 0 | 0 | 0 | 0 | 0 | 0 | [8 empty] | FALSE | FALSE | FALSE | FALSE | FALSE | #N/A
1848 | RNKETP11 | 0 | 0 | 2 | 0.015334 | 0.00175 | 0.002154 | -0.002466 | 0.021128 | -0.015334 | 0 | 0 | 0 | 0 | 0 | 0 | [8 empty] | FALSE | FALSE | FALSE | FALSE | FALSE | #N/A
1874 | BENBRK A | 37.514 | 0 | 2 | -0.032069 | -0.000937 | 0.003588 | -0.004005 | 0.000719 | 0.032069 | 0 | 0 | 0 | 0 | 0 | 0 | [8 empty] | FALSE | FALSE | FALSE | FALSE | FALSE | #N/A
1845 | RNKETP33 | 0 | 0 | 2 | 0.014247 | 0.002465 | 0.002447 | -0.002808 | 0.024637 | -0.014247 | 0 | 0 | 0 | 0 | 0 | 0 | [8 empty] | FALSE | FALSE | FALSE | FALSE | FALSE | #N/A
1856 | KELLERT1 | 0 | 0 | 2 | 0.013378 | 0.001469 | 0.001991 | -0.002276 | 0.01891 | -0.013378 | 0 | 0 | 0 | 0 | 0 | 0 | [8 empty] | FALSE | FALSE | FALSE | FALSE | FALSE | #N/A
1829 | BURROW T | 0 | 0 | 2 | 0.004991 | 0.005762 | -0.002711 | 0.002785 | -0.018385 | -0.004991 | 0 | 0 | 0 | 0 | 0 | 0 | [8 empty] | FALSE | FALSE | FALSE | FALSE | FALSE | #N/A
1828 | CADMLX | 8.512 | 0 | 2 | 0.005189 | 0.005734 | -0.002671 | 0.002744 | 0.013747 | -0.005189 | 0 | 0 | 0 | 0 | 0 | 0 | [8 empty] | FALSE | FALSE | FALSE | FALSE | FALSE | #N/A
1827 | CADMLX T | 0 | 0 | 2 | 0.005189 | 0.005734 | -0.002671 | 0.002744 | 0.013747 | -0.005189 | 0 | 0 | 0 | 0 | 0 | 0 | [8 empty] | FALSE | FALSE | FALSE | FALSE | FALSE | #N/A
2054 | IRVING | 59.064 | 0 | 2 | 0.001272 | -0.000314 | 0.000707 | -0.000794 | 0.004559 | -0.001272 | 0 | 0 | 0 | 0 | 0 | 0 | [8 empty] | FALSE | FALSE | FALSE | FALSE | FALSE | #N/A
1826 | CADML | 6.358 | 0 | 2 | 0.005227 | 0.005728 | -0.002663 | 0.002736 | 0.019948 | -0.005227 | 0 | 0 | 0 | 0 | 0 | 0 | [8 empty] | FALSE | FALSE | FALSE | FALSE | FALSE | #N/A
1757 | ALHUB TU | 0 | 0 | 5 | 0.01064 | 0.004155 | -0.00117 | 0.00117 | 0.19635 | -0.01064 | 0 | 0 | 0 | 0 | 0 | 0 | [8 empty] | FALSE | FALSE | FALSE | FALSE | FALSE | #N/A
1952 | HANDLEY | 0 | 0 | 2 | -0.008064 | -0.00189 | 0.00264 | -0.002926 | -0.00114 | 0.008064 | 0 | 0 | 0 | 0 | 0 | 0 | [8 empty] | FALSE | FALSE | FALSE | FALSE | FALSE | #N/A
2115 | HURST N | 90.551 | 0 | 2 | -0.003434 | -0.001388 | 0.001685 | -0.001867 | 0.000837 | 0.003434 | 0 | 0 | 0 | 0 | 0 | 0 | [8 empty] | FALSE | FALSE | FALSE | FALSE | FALSE | #N/A
1847 | RNKETP31 | 0 | 0 | 2 | 0.015151 | 0.00247 | 0.002438 | -0.002798 | 0.024758 | -0.015151 | 0 | 0 | 0 | 0 | 0 | 0 | [8 empty] | FALSE | FALSE | FALSE | FALSE | FALSE | #N/A
1862 | EGMT2 G | 0 | 0 | 2 | 0.006001 | 0.000534 | 0.003122 | -0.003521 | 0.010534 | -0.006001 | 0 | 0 | 0 | 0 | 0 | 0 | [8 empty] | FALSE | FALSE | FALSE | FALSE | FALSE | #N/A
1956 | CALMONT | 19.527 | 0 | 2 | -0.021361 | -0.000717 | 0.003364 | -0.00376 | 0.002655 | 0.021361 | 0 | 0 | 0 | 0 | 0 | 0 | [8 empty] | FALSE | FALSE | FALSE | FALSE | FALSE | #N/A
2039 | MEAD PRK | 33.813 | 0 | 2 | 0.003929 | 0.000294 | 0.002544 | -0.002868 | 0.010747 | -0.003929 | 0 | 0 | 0 | 0 | 0 | 0 | [8 empty] | FALSE | FALSE | FALSE | FALSE | FALSE | #N/A
2069 | ROSEN 2 | 35.407 | 0 | 2 | 0.000963 | -8.8e-05 | 0.002829 | -0.003178 | 0.007472 | -0.000963 | 0 | 0 | 0 | 0 | 0 | 0 | [8 empty] | FALSE | FALSE | FALSE | FALSE | FALSE | #N/A
2067 | ROSEN 2T | 0 | 0 | 2 | 0.000963 | -8.8e-05 | 0.002829 | -0.003178 | 0.007472 | -0.000963 | 0 | 0 | 0 | 0 | 0 | 0 | [8 empty] | FALSE | FALSE | FALSE | FALSE | FALSE | #N/A
2066 | ROSEN 1T | 0 | 0 | 2 | 0.000932 | -9.1e-05 | 0.002827 | -0.003176 | 0.007454 | -0.000932 | 0 | 0 | 0 | 0 | 0 | 0 | [8 empty] | FALSE | FALSE | FALSE | FALSE | FALSE | #N/A
46 | FARRAR | 7.191 | 0 | 2 | 0.004636 | 0.028211 | -0.012234 | 0.000322 | -0.034164 | -0.004636 | 0 | 0 | 0 | 0 | 0 | 0 | [8 empty] | FALSE | FALSE | FALSE | FALSE | FALSE | #N/A
1870 | BENB B T | 0 | 0 | 2 | -0.057425 | -0.000173 | 0.004087 | -0.004577 | 0.001304 | 0.057425 | 0 | 0 | 0 | 0 | 0 | 0 | [8 empty] | FALSE | FALSE | FALSE | FALSE | FALSE | #N/A
1869 | BENB A T | 0 | 0 | 2 | -0.057412 | 9.3e-05 | 0.004132 | -0.004633 | 0.002166 | 0.057412 | 0 | 0 | 0 | 0 | 0 | 0 | [8 empty] | FALSE | FALSE | FALSE | FALSE | FALSE | #N/A
2055 | IV GRANT | 67.174 | 0 | 2 | 0.001478 | -1.3e-05 | 0.00048 | -0.000547 | 0.004326 | -0.001478 | 0 | 0 | 0 | 0 | 0 | 0 | [8 empty] | FALSE | FALSE | FALSE | FALSE | FALSE | #N/A
1863 | EGMT3 G | 0 | 0 | 2 | 0.006001 | 0.000534 | 0.003122 | -0.003521 | 0.010534 | -0.006001 | 0 | 0 | 0 | 0 | 0 | 0 | [8 empty] | FALSE | FALSE | FALSE | FALSE | FALSE | #N/A
2062 | AZLE | 51.587 | 0 | 2 | 0.04092 | 0.001097 | 0.00385 | -0.004362 | 0.014611 | -0.04092 | 0 | 0 | 0 | 0 | 0 | 0 | [8 empty] | FALSE | FALSE | FALSE | FALSE | FALSE | #N/A
2065 | EMCS | 2.449 | 0 | 2 | 0.005649 | 0.00049 | 0.003101 | -0.003497 | 0.01032 | -0.005649 | 0 | 0 | 0 | 0 | 0 | 0 | [8 empty] | FALSE | FALSE | FALSE | FALSE | FALSE | #N/A
1861 | EGMT1 G | 0 | 0 | 2 | 0.006001 | 0.000534 | 0.003122 | -0.003521 | 0.010534 | -0.006001 | 0 | 0 | 0 | 0 | 0 | 0 | [8 empty] | FALSE | FALSE | FALSE | FALSE | FALSE | #N/A
1860 | EAGLE MT | 0 | 0 | 2 | 0.006001 | 0.000534 | 0.003122 | -0.003521 | 0.010534 | -0.006001 | 0 | 0 | 0 | 0 | 0 | 0 | [8 empty] | FALSE | FALSE | FALSE | FALSE | FALSE | #N/A
45 | OLETHA | 8.771 | 0 | 2 | 0.004947 | 0.00586 | -0.003604 | -0.006455 | -0.032141 | -0.004947 | 0 | 0 | 0 | 0 | 0 | 0 | [8 empty] | FALSE | FALSE | FALSE | FALSE | FALSE | #N/A
1859 | EAGLE MT | 0 | 0 | 2 | 7.7e-05 | 0.002132 | 0.003109 | -0.003539 | 0.018196 | -7.7e-05 | 0 | 0 | 0 | 0 | 0 | 0 | [8 empty] | FALSE | FALSE | FALSE | FALSE | FALSE | #N/A
1858 | PEDAN T | 0 | 0 | 2 | 0.015689 | 0.00076 | 0.003231 | -0.003649 | 0.011987 | -0.015689 | 0 | 0 | 0 | 0 | 0 | 0 | [8 empty] | FALSE | FALSE | FALSE | FALSE | FALSE | #N/A
1857 | MCPHER M | 0 | 0 | 2 | 0.014333 | 0.001606 | 0.00207 | -0.002369 | 0.019992 | -0.014333 | 0 | 0 | 0 | 0 | 0 | 0 | [8 empty] | FALSE | FALSE | FALSE | FALSE | FALSE | #N/A
1729 | VAL STH | 0 | 0 | 5 | 0.00685 | 0.004984 | -0.001984 | 0.002049 | 0.41902 | -0.00685 | 0 | 0 | 0 | 0 | 0 | 0 | [8 empty] | FALSE | FALSE | FALSE | FALSE | FALSE | #N/A
1873 | BENBRK | 0 | 0 | 2 | -0.059604 | -9e-06 | 0.00414 | -0.00464 | 0.001705 | 0.059604 | 0 | 0 | 0 | 0 | 0 | 0 | [8 empty] | FALSE | FALSE | FALSE | FALSE | FALSE | #N/A
1868 | WLFHMDPT | 0 | 0 | 2 | -0.004473 | -0.000614 | 0.004997 | -0.005597 | -0.003011 | 0.004473 | 0 | 0 | 0 | 0 | 0 | 0 | [8 empty] | FALSE | FALSE | FALSE | FALSE | FALSE | #N/A
680 | NSANGER | 20.861 | 0 | 2 | 0.039478 | 0.003195 | 0.00126 | -0.001508 | 0.074465 | -0.039478 | 0 | 0 | 0 | 0 | 0 | 0 | [8 empty] | FALSE | FALSE | FALSE | FALSE | FALSE | #N/A
658 | MCKAMYA | 62.783 | 0 | 2 | 0.01063 | 0.001779 | 0.000908 | -0.001075 | 0.023657 | -0.01063 | 0 | 0 | 0 | 0 | 0 | 0 | [8 empty] | FALSE | FALSE | FALSE | FALSE | FALSE | #N/A
659 | BRIDGES | 102.758 | 0 | 2 | 0.008893 | 0.003774 | -0.001007 | 0.001003 | 0.098481 | -0.008893 | 0 | 0 | 0 | 0 | 0 | 0 | [8 empty] | FALSE | FALSE | FALSE | FALSE | FALSE | #N/A
660 | LEWISVIL | 10.575 | 0 | 2 | 0.011402 | 0.002505 | 0.000241 | -0.000349 | 0.031333 | -0.011402 | 0 | 0 | 0 | 0 | 0 | 0 | [8 empty] | FALSE | FALSE | FALSE | FALSE | FALSE | #N/A
661 | CRSTMBRS | 29.144 | 0 | 2 | 0.014195 | 0.001753 | 0.001841 | -0.002116 | 0.021753 | -0.014195 | 0 | 0 | 0 | 0 | 0 | 0 | [8 empty] | FALSE | FALSE | FALSE | FALSE | FALSE | #N/A
662 | NAVO | 22.476 | 0 | 2 | 0.02009 | 0.003526 | -8.5e-05 | -1.7e-05 | 0.09826 | -0.02009 | 0 | 0 | 0 | 0 | 0 | 0 | [8 empty] | FALSE | FALSE | FALSE | FALSE | FALSE | #N/A
663 | HEBRON | 73.165 | 0 | 2 | 0.007166 | 0.003017 | -0.000645 | 0.000625 | 0.032327 | -0.007166 | 0 | 0 | 0 | 0 | 0 | 0 | [8 empty] | FALSE | FALSE | FALSE | FALSE | FALSE | #N/A
664 | HIGHLAND | 47.383 | 0 | 2 | 0.01429 | 0.002603 | 0.000324 | -0.000444 | 0.035652 | -0.01429 | 0 | 0 | 0 | 0 | 0 | 0 | [8 empty] | FALSE | FALSE | FALSE | FALSE | FALSE | #N/A
668 | CANYON | 61.061 | 0 | 2 | 0.018845 | 0.002724 | 0.000489 | -0.000631 | 0.042134 | -0.018845 | 0 | 0 | 0 | 0 | 0 | 0 | [8 empty] | FALSE | FALSE | FALSE | FALSE | FALSE | #N/A
670 | KRUM | 15.859 | 0 | 2 | 0.027284 | 0.002917 | 0.000764 | -0.000945 | 0.058657 | -0.027284 | 0 | 0 | 0 | 0 | 0 | 0 | [8 empty] | FALSE | FALSE | FALSE | FALSE | FALSE | #N/A
671 | LKDALLAS | 0.562 | 0 | 2 | 0.024644 | 0.00288 | 0.000722 | -0.000895 | 0.04926 | -0.024644 | 0 | 0 | 0 | 0 | 0 | 0 | [8 empty] | FALSE | FALSE | FALSE | FALSE | FALSE | #N/A
672 | SANGER | 14.841 | 0 | 2 | 0.039349 | 0.003193 | 0.001261 | -0.001508 | 0.073766 | -0.039349 | 0 | 0 | 0 | 0 | 0 | 0 | [8 empty] | FALSE | FALSE | FALSE | FALSE | FALSE | #N/A
792 | MURRAY | 2.686 | 0 | 1 | 0.37568 | 0.011365 | 0.008905 | -0.010185 | 0.010024 | -0.37568 | 0 | 0 | 0 | 0 | 0 | 0 | [8 empty] | FALSE | FALSE | FALSE | FALSE | FALSE | #N/A
679 | MCPHERSN | 19.14 | 0 | 2 | 0.014333 | 0.001606 | 0.00207 | -0.002369 | 0.019992 | -0.014333 | 0 | 0 | 0 | 0 | 0 | 0 | [8 empty] | FALSE | FALSE | FALSE | FALSE | FALSE | #N/A
655 | CUSTER | 71.775 | 0 | 5 | 0.008517 | 0.004034 | -0.001214 | 0.001225 | 0.094236 | -0.008517 | 0 | 0 | 0 | 0 | 0 | 0 | [8 empty] | FALSE | FALSE | FALSE | FALSE | FALSE | #N/A
681 | FRISCO | 72.267 | 0 | 5 | 0.011743 | 0.003807 | -0.000835 | 0.000809 | 0.12369 | -0.011743 | 0 | 0 | 0 | 0 | 0 | 0 | [8 empty] | FALSE | FALSE | FALSE | FALSE | FALSE | #N/A
732 | BRYSON | 0.881 | 0 | 1 | 0.33695 | 0.007717 | 0.007763 | -0.008861 | 0.011027 | -0.33695 | 0 | 0 | 0 | 0 | 0 | 0 | [8 empty] | FALSE | FALSE | FALSE | FALSE | FALSE | #N/A
757 | BUSHKNOB | 1.753 | 0 | 1 | 0.3449 | 0.018144 | 0.01191 | -0.013668 | 0.007927 | -0.3449 | 0 | 0 | 0 | 0 | 0 | 0 | [8 empty] | FALSE | FALSE | FALSE | FALSE | FALSE | #N/A
759 | MORAN | 1.281 | 0 | 1 | 0.31941 | 0.019702 | 0.013185 | -0.015149 | 0.006451 | -0.31941 | 0 | 0 | 0 | 0 | 0 | 0 | [8 empty] | FALSE | FALSE | FALSE | FALSE | FALSE | #N/A
760 | ALBANY | 0.988 | 0 | 1 | 0.33515 | 0.01952 | 0.012725 | -0.014613 | 0.007069 | -0.33515 | 0 | 0 | 0 | 0 | 0 | 0 | [8 empty] | FALSE | FALSE | FALSE | FALSE | FALSE | #N/A
780 | ELBERT | 0.531 | 0 | 1 | 0.31828 | 0.008942 | 0.007783 | -0.008895 | 0.013263 | -0.31828 | 0 | 0 | 0 | 0 | 0 | 0 | [8 empty] | FALSE | FALSE | FALSE | FALSE | FALSE | #N/A
781 | ELBERTSW | 0 | 0 | 1 | 0.31828 | 0.008942 | 0.007783 | -0.008895 | 0.013263 | -0.31828 | 0 | 0 | 0 | 0 | 0 | 0 | [8 empty] | FALSE | FALSE | FALSE | FALSE | FALSE | #N/A
785 | ORAN | 0 | 0 | 2 | 0.16182 | 0.002973 | 0.006608 | -0.007517 | 0.013342 | -0.16182 | 0 | 0 | 0 | 0 | 0 | 0 | [8 empty] | FALSE | FALSE | FALSE | FALSE | FALSE | #N/A
787 | OLNEY | 0 | 0 | 1 | 0.35343 | 0.008318 | 0.00757 | -0.008645 | 0.01214 | -0.35343 | 0 | 0 | 0 | 0 | 0 | 0 | [8 empty] | FALSE | FALSE | FALSE | FALSE | FALSE | #N/A
788 | OLNEY | 9.615 | 0 | 1 | 0.3107 | 0.00802 | 0.007433 | -0.00849 | 0.01381 | -0.3107 | 0 | 0 | 0 | 0 | 0 | 0 | [8 empty] | FALSE | FALSE | FALSE | FALSE | FALSE | #N/A
356 | SPUNKY | 0 | 0 | 2 | 0.011032 | -0.006049 | 0.006592 | -0.007375 | -0.005993 | -0.011032 | 0 | 0 | 0 | 0 | 0 | 0 | [8 empty] | FALSE | FALSE | FALSE | FALSE | FALSE | #N/A
673 | KRUM | 0 | 0 | 2 | 0.027284 | 0.002917 | 0.000764 | -0.000945 | 0.058657 | -0.027284 | 0 | 0 | 0 | 0 | 0 | 0 | [8 empty] | FALSE | FALSE | FALSE | FALSE | FALSE | #N/A
331 | MILLER | 5.76 | 0 | 2 | 0.098883 | -5.7e-05 | 0.008208 | -0.009313 | 0.006442 | -0.098883 | 0 | 0 | 0 | 0 | 0 | 0 | [8 empty] | FALSE | FALSE | FALSE | FALSE | FALSE | #N/A
161 | MCGREGOR | 5.739 | 0 | 2 | 0.013122 | -0.087741 | 0.044088 | -0.050952 | -0.020797 | -0.013122 | 0 | 0 | 0 | 0 | 0 | 0 | [8 empty] | FALSE | FALSE | FALSE | FALSE | FALSE | #N/A
352 | PORTROYL | 12.653 | 0 | 2 | 0.021546 | -0.004699 | 0.006932 | -0.007784 | -0.003756 | -0.021546 | 0 | 0 | 0 | 0 | 0 | 0 | [8 empty] | FALSE | FALSE | FALSE | FALSE | FALSE | #N/A
350 | ABBYBND | 0 | 0 | 2 | 0.012636 | -0.005378 | 0.006624 | -0.007421 | -0.005215 | -0.012636 | 0 | 0 | 0 | 0 | 0 | 0 | [8 empty] | FALSE | FALSE | FALSE | FALSE | FALSE | #N/A
345 | MORSHEP2 | 0 | 12 | 1 | 0.2073 | 0.004514 | 0.00686 | -0.007814 | 0.013485 | -0.2073 | 2.4876 | 0.054168 | 0.08232 | -0.093768 | 0.16182 | -2.4876 | [8 empty] | TRUE | FALSE | FALSE | FALSE | FALSE | #N/A
344 | MORSHEP | 0 | 12 | 1 | 0.2073 | 0.004514 | 0.00686 | -0.007814 | 0.013485 | -0.2073 | 2.4876 | 0.054168 | 0.08232 | -0.093768 | 0.16182 | -2.4876 | [8 empty] | TRUE | FALSE | FALSE | FALSE | FALSE | #N/A
343 | MORSSHEP | 19.037 | 0 | 1 | 0.2073 | 0.004514 | 0.00686 | -0.007814 | 0.013485 | -0.2073 | 0 | 0 | 0 | 0 | 0 | 0 | [8 empty] | FALSE | FALSE | FALSE | FALSE | FALSE | #N/A
340 | WSTWTHFD | 0 | 0 | 2 | 0.10436 | 0.001262 | 0.006274 | -0.007127 | 0.014022 | -0.10436 | 0 | 0 | 0 | 0 | 0 | 0 | [8 empty] | FALSE | FALSE | FALSE | FALSE | FALSE | #N/A
336 | MILLER5 | 0 | 0 | 2 | 0.098883 | -5.7e-05 | 0.008208 | -0.009313 | 0.006442 | -0.098883 | 0 | 0 | 0 | 0 | 0 | 0 | [8 empty] | FALSE | FALSE | FALSE | FALSE | FALSE | #N/A
335 | MILLER4 | 0 | 0 | 2 | 0.098883 | -5.7e-05 | 0.008208 | -0.009313 | 0.006442 | -0.098883 | 0 | 0 | 0 | 0 | 0 | 0 | [8 empty] | FALSE | FALSE | FALSE | FALSE | FALSE | #N/A
334 | MILLER3 | 0 | 208 | 2 | 0.098883 | -5.7e-05 | 0.008208 | -0.009313 | 0.006442 | -0.098883 | 20.5677 | -0.011856 | 1.7073 | -1.9371 | 1.3399 | -20.5677 | [8 empty] | FALSE | TRUE | FALSE | FALSE | FALSE | #N/A
333 | MILLER2 | 0 | 120 | 2 | 0.098883 | -5.7e-05 | 0.008208 | -0.009313 | 0.006442 | -0.098883 | 11.866 | -0.00684 | 0.98496 | -1.1176 | 0.77304 | -11.866 | [8 empty] | FALSE | TRUE | FALSE | FALSE | FALSE | #N/A
657 | KIMBALRD | 19.312 | 0 | 2 | 0.010581 | 0.001366 | 0.001388 | -0.0016 | 0.019099 | -0.010581 | 0 | 0 | 0 | 0 | 0 | 0 | [8 empty] | FALSE | FALSE | FALSE | FALSE | FALSE | #N/A
640 | ROANOKE | 10.898 | 0 | 2 | 0.021038 | 0.001776 | 0.002329 | -0.002665 | 0.022378 | -0.021038 | 0 | 0 | 0 | 0 | 0 | 0 | [8 empty] | FALSE | FALSE | FALSE | FALSE | FALSE | #N/A
656 | MOUND | 27.904 | 0 | 2 | 0.010912 | 0.002044 | 0.000665 | -0.00081 | 0.026459 | -0.010912 | 0 | 0 | 0 | 0 | 0 | 0 | [8 empty] | FALSE | FALSE | FALSE | FALSE | FALSE | #N/A
327 | POWELL | 3.158 | 0 | 2 | 0.024079 | -0.039983 | 0.019197 | -0.021381 | -0.015339 | -0.024079 | 0 | 0 | 0 | 0 | 0 | 0 | [8 empty] | FALSE | FALSE | FALSE | FALSE | FALSE | #N/A
323 | CRANFLGP | 4.764 | 0 | 2 | 0.0294 | -0.032763 | 0.017078 | -0.019047 | -0.012376 | -0.0294 | 0 | 0 | 0 | 0 | 0 | 0 | [8 empty] | FALSE | FALSE | FALSE | FALSE | FALSE | #N/A
322 | LIPAN | 0 | 0 | 2 | 0.099801 | 0.00035 | 0.007449 | -0.008454 | 0.009343 | -0.099801 | 0 | 0 | 0 | 0 | 0 | 0 | [8 empty] | FALSE | FALSE | FALSE | FALSE | FALSE | #N/A
319 | MERIDIAN | 3.565 | 0 | 2 | 0.0294 | -0.032763 | 0.017078 | -0.019047 | -0.012376 | -0.0294 | 0 | 0 | 0 | 0 | 0 | 0 | [8 empty] | FALSE | FALSE | FALSE | FALSE | FALSE | #N/A
315 | GLENROSE | 5.065 | 0 | 2 | 0.040491 | -0.017716 | 0.012661 | -0.014183 | -0.0062 | -0.040491 | 0 | 0 | 0 | 0 | 0 | 0 | [8 empty] | FALSE | FALSE | FALSE | FALSE | FALSE | #N/A
645 | LEWSVLSW | 0 | 0 | 2 | 0.011427 | 0.002528 | 0.00022 | -0.000326 | 0.031577 | -0.011427 | 0 | 0 | 0 | 0 | 0 | 0 | [8 empty] | FALSE | FALSE | FALSE | FALSE | FALSE | #N/A
646 | LWSSWB | 0 | 0 | 2 | 0.009498 | 0.00275 | 0.000353 | -0.000481 | 0.040391 | -0.009498 | 0 | 0 | 0 | 0 | 0 | 0 | [8 empty] | FALSE | FALSE | FALSE | FALSE | FALSE | #N/A
648 | COPPELL | 0 | 0 | 2 | 0.01063 | 0.001779 | 0.000908 | -0.001075 | 0.023657 | -0.01063 | 0 | 0 | 0 | 0 | 0 | 0 | [8 empty] | FALSE | FALSE | FALSE | FALSE | FALSE | #N/A
649 | PNTHRCRK | 27.699 | 0 | 5 | 0.015917 | 0.003666 | -0.00046 | 0.000396 | 0.11097 | -0.015917 | 0 | 0 | 0 | 0 | 0 | 0 | [8 empty] | FALSE | FALSE | FALSE | FALSE | FALSE | #N/A
651 | LEBANON | 86.943 | 0 | 2 | 0.0072 | 0.004193 | -0.001419 | 0.001449 | 0.060213 | -0.0072 | 0 | 0 | 0 | 0 | 0 | 0 | [8 empty] | FALSE | FALSE | FALSE | FALSE | FALSE | #N/A
652 | AUBREY | 36.225 | 0 | 2 | 0.039349 | 0.003193 | 0.001261 | -0.001508 | 0.073766 | -0.039349 | 0 | 0 | 0 | 0 | 0 | 0 | [8 empty] | FALSE | FALSE | FALSE | FALSE | FALSE | #N/A
794 | JACKSBRO | 0.385 | 0 | 1 | 0.34685 | 0.007678 | 0.007649 | -0.00873 | 0.011036 | -0.34685 | 0 | 0 | 0 | 0 | 0 | 0 | [8 empty] | FALSE | FALSE | FALSE | FALSE | FALSE | #N/A
332 | MILLER1 | 0 | 0 | 2 | 0.098883 | -5.7e-05 | 0.008208 | -0.009313 | 0.006442 | -0.098883 | 0 | 0 | 0 | 0 | 0 | 0 | [8 empty] | FALSE | FALSE | FALSE | FALSE | FALSE | #N/A
901 | WOODRO D | 25.29 | 0 | 2 | 0.033516 | 0.003091 | 0.001105 | -0.001328 | 0.058809 | -0.033516 | 0 | 0 | 0 | 0 | 0 | 0 | [8 empty] | FALSE | FALSE | FALSE | FALSE | FALSE | #N/A
831 | OATES C | 18.028 | 0 | 2 | 0.004178 | 0.005654 | -0.002731 | 0.002871 | -0.08657 | -0.004178 | 0 | 0 | 0 | 0 | 0 | 0 | [8 empty] | FALSE | FALSE | FALSE | FALSE | FALSE | #N/A
832 | MCCREE D | 0 | 0 | 2 | 0.004366 | 0.00496 | -0.00232 | 0.002406 | -0.081539 | -0.004366 | 0 | 0 | 0 | 0 | 0 | 0 | [8 empty] | FALSE | FALSE | FALSE | FALSE | FALSE | #N/A
834 | MCCREE C | 18.526 | 0 | 2 | 0.004305 | 0.005625 | -0.002696 | 0.002831 | -0.088826 | -0.004305 | 0 | 0 | 0 | 0 | 0 | 0 | [8 empty] | FALSE | FALSE | FALSE | FALSE | FALSE | #N/A
836 | KRAFT C | 5.976 | 0 | 2 | 0.004407 | 0.00555 | -0.002636 | 0.002764 | -0.086331 | -0.004407 | 0 | 0 | 0 | 0 | 0 | 0 | [8 empty] | FALSE | FALSE | FALSE | FALSE | FALSE | #N/A
837 | NEWMAN5 | 0 | 0 | 2 | 0.004537 | 0.005315 | -0.002479 | 0.00259 | -0.076845 | -0.004537 | 0 | 0 | 0 | 0 | 0 | 0 | [8 empty] | FALSE | FALSE | FALSE | FALSE | FALSE | #N/A
842 | OLINGR1 | 0 | 63.9 | 2 | 0.004783 | 0.00543 | -0.002498 | 0.002611 | -0.075698 | -0.004783 | 0.30563 | 0.34698 | -0.15962 | 0.16684 | -4.8371 | -0.30563 | [8 empty] | FALSE | TRUE | FALSE | FALSE | FALSE | #N/A
843 | OLINGR2 | 0 | 87.9 | 2 | 0.004783 | 0.00543 | -0.002498 | 0.002611 | -0.075698 | -0.004783 | 0.42043 | 0.4773 | -0.21957 | 0.22951 | -6.6539 | -0.42043 | [8 empty] | FALSE | TRUE | FALSE | FALSE | FALSE | #N/A
844 | OLINGR3 | 0 | 119.8 | 2 | 0.004783 | 0.00543 | -0.002498 | 0.002611 | -0.075698 | -0.004783 | 0.573 | 0.65051 | -0.29926 | 0.3128 | -9.0686 | -0.573 | [8 empty] | FALSE | TRUE | FALSE | FALSE | FALSE | #N/A
845 | OLINGR4 | 0 | 59.9 | 2 | 0.004783 | 0.00543 | -0.002498 | 0.002611 | -0.075698 | -0.004783 | 0.2865 | 0.32526 | -0.14963 | 0.1564 | -4.5343 | -0.2865 | [8 empty] | FALSE | TRUE | FALSE | FALSE | FALSE | #N/A
848 | MARQUIS | 15 | 0 | 2 | 0.004386 | 0.005558 | -0.002644 | 0.002773 | -0.086746 | -0.004386 | 0 | 0 | 0 | 0 | 0 | 0 | [8 empty] | FALSE | FALSE | FALSE | FALSE | FALSE | #N/A
850 | CRISTRD | 15 | 0 | 2 | 0.004511 | 0.005582 | -0.002635 | 0.002763 | -0.086222 | -0.004511 | 0 | 0 | 0 | 0 | 0 | 0 | [8 empty] | FALSE | FALSE | FALSE | FALSE | FALSE | #N/A
791 | JEAN | 2.744 | 0 | 1 | 0.27557 | 0.006829 | 0.007238 | -0.00826 | 0.013699 | -0.27557 | 0 | 0 | 0 | 0 | 0 | 0 | [8 empty] | FALSE | FALSE | FALSE | FALSE | FALSE | #N/A
853 | GPLTEMP | 0 | 0 | 2 | 0.004433 | 0.005161 | -0.002416 | 0.002516 | -0.080539 | -0.004433 | 0 | 0 | 0 | 0 | 0 | 0 | [8 empty] | FALSE | FALSE | FALSE | FALSE | FALSE | #N/A
826 | CASTLE D | 16.136 | 0 | 2 | 0.00459 | 0.005274 | -0.002445 | 0.002554 | -0.074074 | -0.00459 | 0 | 0 | 0 | 0 | 0 | 0 | [8 empty] | FALSE | FALSE | FALSE | FALSE | FALSE | #N/A
908 | SPNCER D | 0 | 0 | 2 | 0.033424 | 0.003089 | 0.001101 | -0.001324 | 0.058714 | -0.033424 | 0 | 0 | 0 | 0 | 0 | 0 | [8 empty] | FALSE | FALSE | FALSE | FALSE | FALSE | #N/A
909 | KING D | 20 | 0 | 2 | 0.034841 | 0.003115 | 0.001162 | -0.001394 | 0.060185 | -0.034841 | 0 | 0 | 0 | 0 | 0 | 0 | [8 empty] | FALSE | FALSE | FALSE | FALSE | FALSE | #N/A
910 | HICKRY D | 30.8 | 0 | 2 | 0.034421 | 0.003107 | 0.001144 | -0.001373 | 0.059749 | -0.034421 | 0 | 0 | 0 | 0 | 0 | 0 | [8 empty] | FALSE | FALSE | FALSE | FALSE | FALSE | #N/A
911 | DENARCOC | 19.15 | 0 | 2 | 0.030484 | 0.003175 | 0.000849 | -0.001046 | 0.066598 | -0.030484 | 0 | 0 | 0 | 0 | 0 | 0 | [8 empty] | FALSE | FALSE | FALSE | FALSE | FALSE | #N/A
912 | N DENT D | 0 | 0 | 2 | 0.035452 | 0.003126 | 0.001189 | -0.001424 | 0.060818 | -0.035452 | 0 | 0 | 0 | 0 | 0 | 0 | [8 empty] | FALSE | FALSE | FALSE | FALSE | FALSE | #N/A
913 | INDSTR C | 36.5 | 0 | 2 | 0.030266 | 0.003044 | 0.000953 | -0.001158 | 0.056286 | -0.030266 | 0 | 0 | 0 | 0 | 0 | 0 | [8 empty] | FALSE | FALSE | FALSE | FALSE | FALSE | #N/A
914 | LOCUST D | 49.75 | 0 | 2 | 0.03383 | 0.003097 | 0.001118 | -0.001344 | 0.059135 | -0.03383 | 0 | 0 | 0 | 0 | 0 | 0 | [8 empty] | FALSE | FALSE | FALSE | FALSE | FALSE | #N/A
915 | N.LAKE D | 25 | 0 | 2 | 0.035024 | 0.003118 | 0.00117 | -0.001403 | 0.060374 | -0.035024 | 0 | 0 | 0 | 0 | 0 | 0 | [8 empty] | FALSE | FALSE | FALSE | FALSE | FALSE | #N/A
916 | JMCSTL C | 27.75 | 0 | 2 | 0.04447 | 0.003121 | 0.001837 | -0.002144 | 0.047512 | -0.04447 | 0 | 0 | 0 | 0 | 0 | 0 | [8 empty] | FALSE | FALSE | FALSE | FALSE | FALSE | #N/A
917 | POCKRUSC | 37.6 | 0 | 2 | 0.032944 | 0.003044 | 0.001137 | -0.001362 | 0.053125 | -0.032944 | 0 | 0 | 0 | 0 | 0 | 0 | [8 empty] | FALSE | FALSE | FALSE | FALSE | FALSE | #N/A
918 | TEASLY C | 12.4 | 0 | 2 | 0.036823 | 0.00306 | 0.001388 | -0.001642 | 0.049825 | -0.036823 | 0 | 0 | 0 | 0 | 0 | 0 | [8 empty] | FALSE | FALSE | FALSE | FALSE | FALSE | #N/A
852 | MARQUIS2 | 0 | 0 | 2 | 0.004426 | 0.00522 | -0.00245 | 0.002555 | -0.081463 | -0.004426 | 0 | 0 | 0 | 0 | 0 | 0 | [8 empty] | FALSE | FALSE | FALSE | FALSE | FALSE | #N/A
812 | SWINDALL | 19.821 | 0 | 2 | 0.00478 | 0.005511 | -0.002549 | 0.002661 | -0.083387 | -0.00478 | 0 | 0 | 0 | 0 | 0 | 0 | [8 empty] | FALSE | FALSE | FALSE | FALSE | FALSE | #N/A
795 | STHBNDSW | 0 | 0 | 1 | 0.25067 | 0.005985 | 0.0071 | -0.008098 | 0.013621 | -0.25067 | 0 | 0 | 0 | 0 | 0 | 0 | [8 empty] | FALSE | FALSE | FALSE | FALSE | FALSE | #N/A
796 | SOTHBEND | 2.058 | 0 | 1 | 0.25067 | 0.005985 | 0.0071 | -0.008098 | 0.013621 | -0.25067 | 0 | 0 | 0 | 0 | 0 | 0 | [8 empty] | FALSE | FALSE | FALSE | FALSE | FALSE | #N/A
797 | MARKLEY | 0.57 | 0 | 1 | 0.3629 | 0.0084 | 0.007471 | -0.008532 | 0.012107 | -0.3629 | 0 | 0 | 0 | 0 | 0 | 0 | [8 empty] | FALSE | FALSE | FALSE | FALSE | FALSE | #N/A
800 | APOLLO D | 0 | 0 | 2 | 0.004788 | 0.005158 | -0.00234 | 0.002441 | -0.063755 | -0.004788 | 0 | 0 | 0 | 0 | 0 | 0 | [8 empty] | FALSE | FALSE | FALSE | FALSE | FALSE | #N/A
802 | APOLLO C | 26.793 | 0 | 2 | 0.005407 | 0.004853 | -0.002043 | 0.002123 | -0.031355 | -0.005407 | 0 | 0 | 0 | 0 | 0 | 0 | [8 empty] | FALSE | FALSE | FALSE | FALSE | FALSE | #N/A
803 | FAIRDL D | 28.786 | 0 | 2 | 0.004524 | 0.005274 | -0.002459 | 0.002567 | -0.077528 | -0.004524 | 0 | 0 | 0 | 0 | 0 | 0 | [8 empty] | FALSE | FALSE | FALSE | FALSE | FALSE | #N/A
804 | ESYSTEM | 8.964 | 0 | 2 | 0.004426 | 0.005217 | -0.002448 | 0.002552 | -0.08141 | -0.004426 | 0 | 0 | 0 | 0 | 0 | 0 | [8 empty] | FALSE | FALSE | FALSE | FALSE | FALSE | #N/A
805 | FAIRDL C | 0 | 0 | 2 | 0.004431 | 0.00554 | -0.002626 | 0.002753 | -0.085853 | -0.004431 | 0 | 0 | 0 | 0 | 0 | 0 | [8 empty] | FALSE | FALSE | FALSE | FALSE | FALSE | #N/A
806 | JUPITR D | 28.985 | 0 | 2 | 0.004679 | 0.005206 | -0.002389 | 0.002493 | -0.069426 | -0.004679 | 0 | 0 | 0 | 0 | 0 | 0 | [8 empty] | FALSE | FALSE | FALSE | FALSE | FALSE | #N/A
807 | PRAXAIR | 11.853 | 0 | 2 | 0.00443 | 0.005181 | -0.002428 | 0.00253 | -0.080859 | -0.00443 | 0 | 0 | 0 | 0 | 0 | 0 | [8 empty] | FALSE | FALSE | FALSE | FALSE | FALSE | #N/A
809 | OAKLAN D | 25.499 | 0 | 2 | 0.004382 | 0.005009 | -0.002343 | 0.002433 | -0.081294 | -0.004382 | 0 | 0 | 0 | 0 | 0 | 0 | [8 empty] | FALSE | FALSE | FALSE | FALSE | FALSE | #N/A
830 | SHILOH C | 42.929 | 0 | 2 | 0.004373 | 0.005568 | -0.002652 | 0.002782 | -0.087062 | -0.004373 | 0 | 0 | 0 | 0 | 0 | 0 | [8 empty] | FALSE | FALSE | FALSE | FALSE | FALSE | #N/A
811 | W JOY D | 0 | 0 | 2 | 0.004444 | 0.005474 | -0.002584 | 0.002708 | -0.081734 | -0.004444 | 0 | 0 | 0 | 0 | 0 | 0 | [8 empty] | FALSE | FALSE | FALSE | FALSE | FALSE | #N/A
827 | BRAND C | 33.865 | 0 | 2 | 0.004532 | 0.005561 | -0.002619 | 0.002746 | -0.085564 | -0.004532 | 0 | 0 | 0 | 0 | 0 | 0 | [8 empty] | FALSE | FALSE | FALSE | FALSE | FALSE | #N/A
813 | W JOY C | 29.782 | 0 | 2 | 0.004378 | 0.005587 | -0.002659 | 0.002791 | -0.085194 | -0.004378 | 0 | 0 | 0 | 0 | 0 | 0 | [8 empty] | FALSE | FALSE | FALSE | FALSE | FALSE | #N/A
814 | NEWMAN D | 11.853 | 0 | 2 | 0.004537 | 0.005315 | -0.002479 | 0.00259 | -0.076845 | -0.004537 | 0 | 0 | 0 | 0 | 0 | 0 | [8 empty] | FALSE | FALSE | FALSE | FALSE | FALSE | #N/A
816 | OLINGR D | 0 | 0 | 2 | 0.004783 | 0.00543 | -0.002498 | 0.002611 | -0.075698 | -0.004783 | 0 | 0 | 0 | 0 | 0 | 0 | [8 empty] | FALSE | FALSE | FALSE | FALSE | FALSE | #N/A
817 | ROSEHILL | 7.968 | 0 | 2 | 0.004338 | 0.0056 | -0.002674 | 0.002807 | -0.085469 | -0.004338 | 0 | 0 | 0 | 0 | 0 | 0 | [8 empty] | FALSE | FALSE | FALSE | FALSE | FALSE | #N/A
818 | OLINGR C | 2 | 0 | 2 | 0.004783 | 0.00543 | -0.002498 | 0.002611 | -0.075698 | -0.004783 | 0 | 0 | 0 | 0 | 0 | 0 | [8 empty] | FALSE | FALSE | FALSE | FALSE | FALSE | #N/A
819 | LYONS C | 21.813 | 0 | 2 | 0.004302 | 0.005612 | -0.002687 | 0.002821 | -0.085715 | -0.004302 | 0 | 0 | 0 | 0 | 0 | 0 | [8 empty] | FALSE | FALSE | FALSE | FALSE | FALSE | #N/A
820 | LAWLER D | 21.714 | 0 | 2 | 0.004628 | 0.005228 | -0.002412 | 0.002517 | -0.072086 | -0.004628 | 0 | 0 | 0 | 0 | 0 | 0 | [8 empty] | FALSE | FALSE | FALSE | FALSE | FALSE | #N/A
821 | FIRWHEEL | 25.797 | 0 | 2 | 0.005317 | 0.004937 | -0.002109 | 0.002193 | -0.037793 | -0.005317 | 0 | 0 | 0 | 0 | 0 | 0 | [8 empty] | FALSE | FALSE | FALSE | FALSE | FALSE | #N/A
823 | WALNUT | 26.295 | 0 | 2 | 0.004547 | 0.005299 | -0.002468 | 0.002578 | -0.076352 | -0.004547 | 0 | 0 | 0 | 0 | 0 | 0 | [8 empty] | FALSE | FALSE | FALSE | FALSE | FALSE | #N/A
824 | MILLER D | 17.829 | 0 | 2 | 0.004496 | 0.005385 | -0.002525 | 0.002642 | -0.078985 | -0.004496 | 0 | 0 | 0 | 0 | 0 | 0 | [8 empty] | FALSE | FALSE | FALSE | FALSE | FALSE | #N/A
825 | NAAMAN D | 19.821 | 0 | 2 | 0.004626 | 0.005253 | -0.002426 | 0.002533 | -0.07221 | -0.004626 | 0 | 0 | 0 | 0 | 0 | 0 | [8 empty] | FALSE | FALSE | FALSE | FALSE | FALSE | #N/A
357 | SPUNKY | 0 | 0 | 2 | 0.011032 | -0.006049 | 0.006592 | -0.007375 | -0.005993 | -0.011032 | 0 | 0 | 0 | 0 | 0 | 0 | [8 empty] | FALSE | FALSE | FALSE | FALSE | FALSE | #N/A
810 | CNTRVL D | 34.563 | 0 | 2 | 0.004231 | 0.005642 | -0.002717 | 0.002854 | -0.087519 | -0.004231 | 0 | 0 | 0 | 0 | 0 | 0 | [8 empty] | FALSE | FALSE | FALSE | FALSE | FALSE | #N/A
530 | SPRINGTW | 10.112 | 0 | 2 | 0.073032 | 0.001832 | 0.004257 | -0.004845 | 0.022949 | -0.073032 | 0 | 0 | 0 | 0 | 0 | 0 | [8 empty] | FALSE | FALSE | FALSE | FALSE | FALSE | #N/A
506 | NTTEXAS | 0 | 0 | 2 | 0.091585 | 0.000963 | 0.005827 | -0.006616 | 0.015571 | -0.091585 | 0 | 0 | 0 | 0 | 0 | 0 | [8 empty] | FALSE | FALSE | FALSE | FALSE | FALSE | #N/A
509 | WTHFRDLK | 6.195 | 0 | 2 | 0.092009 | 0.000911 | 0.00589 | -0.006687 | 0.015301 | -0.092009 | 0 | 0 | 0 | 0 | 0 | 0 | [8 empty] | FALSE | FALSE | FALSE | FALSE | FALSE | #N/A
432 | CONLEY | 8.342 | 0 | 2 | 0.007248 | -0.017178 | 0.009267 | -0.010336 | -0.0137 | -0.007248 | 0 | 0 | 0 | 0 | 0 | 0 | [8 empty] | FALSE | FALSE | FALSE | FALSE | FALSE | #N/A
511 | AGNESSW | 0 | 0 | 2 | 0.077588 | 0.001691 | 0.004613 | -0.005243 | 0.018963 | -0.077588 | 0 | 0 | 0 | 0 | 0 | 0 | [8 empty] | FALSE | FALSE | FALSE | FALSE | FALSE | #N/A
430 | TIMBRGRN | 13.153 | 0 | 2 | 0.005489 | -0.009911 | 0.006334 | -0.007091 | -0.013404 | -0.005489 | 0 | 0 | 0 | 0 | 0 | 0 | [8 empty] | FALSE | FALSE | FALSE | FALSE | FALSE | #N/A
512 | NWTHRFRD | 27.329 | 0 | 2 | 0.094472 | 0.001452 | 0.005602 | -0.006365 | 0.016701 | -0.094472 | 0 | 0 | 0 | 0 | 0 | 0 | [8 empty] | FALSE | FALSE | FALSE | FALSE | FALSE | #N/A
515 | SHADYGRV | 11.546 | 0 | 2 | 0.11514 | 0.001588 | 0.00625 | -0.007101 | 0.01421 | -0.11514 | 0 | 0 | 0 | 0 | 0 | 0 | [8 empty] | FALSE | FALSE | FALSE | FALSE | FALSE | #N/A
518 | ADVANCE | 2.976 | 0 | 2 | 0.13677 | 0.002229 | 0.006416 | -0.007294 | 0.013808 | -0.13677 | 0 | 0 | 0 | 0 | 0 | 0 | [8 empty] | FALSE | FALSE | FALSE | FALSE | FALSE | #N/A
519 | WHITT | 3.371 | 0 | 2 | 0.1482 | 0.002568 | 0.006503 | -0.007396 | 0.013595 | -0.1482 | 0 | 0 | 0 | 0 | 0 | 0 | [8 empty] | FALSE | FALSE | FALSE | FALSE | FALSE | #N/A
520 | ALEDOTP | 0 | 0 | 2 | 0.081457 | 0.001691 | 0.004758 | -0.005411 | 0.020389 | -0.081457 | 0 | 0 | 0 | 0 | 0 | 0 | [8 empty] | FALSE | FALSE | FALSE | FALSE | FALSE | #N/A
522 | HDSNOAKS | 5.1 | 0 | 2 | 0.091024 | 0.000604 | 0.006112 | -0.006936 | 0.01429 | -0.091024 | 0 | 0 | 0 | 0 | 0 | 0 | [8 empty] | FALSE | FALSE | FALSE | FALSE | FALSE | #N/A
562 | JOPLIN | 3.914 | 0 | 2 | 0.092446 | 0.002383 | 0.004316 | -0.004917 | 0.02569 | -0.092446 | 0 | 0 | 0 | 0 | 0 | 0 | [8 empty] | FALSE | FALSE | FALSE | FALSE | FALSE | #N/A
527 | ALEDO | 15.689 | 0 | 2 | 0.081457 | 0.001691 | 0.004758 | -0.005411 | 0.020389 | -0.081457 | 0 | 0 | 0 | 0 | 0 | 0 | [8 empty] | FALSE | FALSE | FALSE | FALSE | FALSE | #N/A
503 | NTEXAS1 | 0 | 0 | 2 | 0.092009 | 0.000911 | 0.00589 | -0.006687 | 0.015301 | -0.092009 | 0 | 0 | 0 | 0 | 0 | 0 | [8 empty] | FALSE | FALSE | FALSE | FALSE | FALSE | #N/A
531 | FLATROCK | 11.486 | 0 | 2 | 0.075951 | 0.001783 | 0.00443 | -0.005041 | 0.022062 | -0.075951 | 0 | 0 | 0 | 0 | 0 | 0 | [8 empty] | FALSE | FALSE | FALSE | FALSE | FALSE | #N/A
532 | AGNES | 14.537 | 0 | 2 | 0.077588 | 0.001691 | 0.004613 | -0.005243 | 0.018963 | -0.077588 | 0 | 0 | 0 | 0 | 0 | 0 | [8 empty] | FALSE | FALSE | FALSE | FALSE | FALSE | #N/A
533 | FLTRCKSW | 0 | 0 | 2 | 0.075951 | 0.001783 | 0.00443 | -0.005041 | 0.022062 | -0.075951 | 0 | 0 | 0 | 0 | 0 | 0 | [8 empty] | FALSE | FALSE | FALSE | FALSE | FALSE | #N/A
534 | WETHFORD | 0 | 0 | 2 | 0.077697 | 0.001699 | 0.004606 | -0.005236 | 0.019337 | -0.077697 | 0 | 0 | 0 | 0 | 0 | 0 | [8 empty] | FALSE | FALSE | FALSE | FALSE | FALSE | #N/A
537 | CNTRPT A | 16.568 | 0 | 2 | 0.065688 | 0.001879 | 0.003913 | -0.004458 | 0.025217 | -0.065688 | 0 | 0 | 0 | 0 | 0 | 0 | [8 empty] | FALSE | FALSE | FALSE | FALSE | FALSE | #N/A
541 | RENO | 0 | 0 | 2 | 0.072382 | 0.001843 | 0.004218 | -0.004801 | 0.023146 | -0.072382 | 0 | 0 | 0 | 0 | 0 | 0 | [8 empty] | FALSE | FALSE | FALSE | FALSE | FALSE | #N/A
545 | BRIAR | 9.625 | 0 | 2 | 0.061963 | 0.0019 | 0.003743 | -0.004267 | 0.02637 | -0.061963 | 0 | 0 | 0 | 0 | 0 | 0 | [8 empty] | FALSE | FALSE | FALSE | FALSE | FALSE | #N/A
548 | BOYD | 6.821 | 0 | 2 | 0.059441 | 0.001914 | 0.003628 | -0.004137 | 0.02715 | -0.059441 | 0 | 0 | 0 | 0 | 0 | 0 | [8 empty] | FALSE | FALSE | FALSE | FALSE | FALSE | #N/A
555 | GRAPEVIN | 30.073 | 0 | 2 | 0.01247 | 0.001766 | 0.001389 | -0.001612 | 0.022674 | -0.01247 | 0 | 0 | 0 | 0 | 0 | 0 | [8 empty] | FALSE | FALSE | FALSE | FALSE | FALSE | #N/A
556 | IBM | 54.372 | 0 | 2 | 0.0128 | 0.001763 | 0.001476 | -0.001709 | 0.022497 | -0.0128 | 0 | 0 | 0 | 0 | 0 | 0 | [8 empty] | FALSE | FALSE | FALSE | FALSE | FALSE | #N/A
355 | INDSTRAL | 2.915 | 0 | 2 | 0.006929 | -0.008485 | 0.006724 | -0.007496 | -0.008383 | -0.006929 | 0 | 0 | 0 | 0 | 0 | 0 | [8 empty] | FALSE | FALSE | FALSE | FALSE | FALSE | #N/A
526 | DICEY | 13.341 | 0 | 2 | 0.081457 | 0.001691 | 0.004758 | -0.005411 | 0.020389 | -0.081457 | 0 | 0 | 0 | 0 | 0 | 0 | [8 empty] | FALSE | FALSE | FALSE | FALSE | FALSE | #N/A
475 | STKTNBND | 0 | 0 | 2 | 0.022372 | -0.005683 | 0.007005 | -0.007855 | -0.004604 | -0.022372 | 0 | 0 | 0 | 0 | 0 | 0 | [8 empty] | FALSE | FALSE | FALSE | FALSE | FALSE | #N/A
436 | GRNDVIEW | 0 | 0 | 2 | 0.00752 | -0.017902 | 0.009612 | -0.010715 | -0.013461 | -0.00752 | 0 | 0 | 0 | 0 | 0 | 0 | [8 empty] | FALSE | FALSE | FALSE | FALSE | FALSE | #N/A
440 | GRIFFITH | 7.778 | 0 | 2 | -0.00171 | -0.008349 | 0.004323 | -0.004805 | -0.015396 | 0.00171 | 0 | 0 | 0 | 0 | 0 | 0 | [8 empty] | FALSE | FALSE | FALSE | FALSE | FALSE | #N/A
441 | VENUS | 2.375 | 0 | 2 | -0.002461 | -0.006724 | 0.00321 | -0.00355 | -0.016731 | 0.002461 | 0 | 0 | 0 | 0 | 0 | 0 | [8 empty] | FALSE | FALSE | FALSE | FALSE | FALSE | #N/A
443 | SNDFLTSW | 0 | 0 | 2 | 0.00859 | -0.02302 | 0.011587 | -0.012902 | -0.014138 | -0.00859 | 0 | 0 | 0 | 0 | 0 | 0 | [8 empty] | FALSE | FALSE | FALSE | FALSE | FALSE | #N/A
444 | COVNGTON | 13.137 | 0 | 2 | 0.00927 | -0.026272 | 0.012842 | -0.014292 | -0.014569 | -0.00927 | 0 | 0 | 0 | 0 | 0 | 0 | [8 empty] | FALSE | FALSE | FALSE | FALSE | FALSE | #N/A
447 | SANDFLAT | 7.684 | 0 | 2 | 0.00859 | -0.02302 | 0.011587 | -0.012902 | -0.014138 | -0.00859 | 0 | 0 | 0 | 0 | 0 | 0 | [8 empty] | FALSE | FALSE | FALSE | FALSE | FALSE | #N/A
451 | NASABYSW | 0 | 0 | 2 | 0.017757 | -0.005201 | 0.00681 | -0.007638 | -0.004577 | -0.017757 | 0 | 0 | 0 | 0 | 0 | 0 | [8 empty] | FALSE | FALSE | FALSE | FALSE | FALSE | #N/A
455 | NASAUBAY | 9.463 | 0 | 2 | 0.017757 | -0.005201 | 0.00681 | -0.007638 | -0.004577 | -0.017757 | 0 | 0 | 0 | 0 | 0 | 0 | [8 empty] | FALSE | FALSE | FALSE | FALSE | FALSE | #N/A
466 | WAPLES | 0 | 0 | 2 | 0.018837 | -0.005353 | 0.006857 | -0.00769 | -0.00462 | -0.018837 | 0 | 0 | 0 | 0 | 0 | 0 | [8 empty] | FALSE | FALSE | FALSE | FALSE | FALSE | #N/A
467 | WAPLES | 0 | 0 | 2 | 0.0217 | -0.005757 | 0.006983 | -0.007828 | -0.004735 | -0.0217 | 0 | 0 | 0 | 0 | 0 | 0 | [8 empty] | FALSE | FALSE | FALSE | FALSE | FALSE | #N/A
470 | FAIRVIEW | 15.767 | 0 | 2 | 0.018837 | -0.005353 | 0.006857 | -0.00769 | -0.00462 | -0.018837 | 0 | 0 | 0 | 0 | 0 | 0 | [8 empty] | FALSE | FALSE | FALSE | FALSE | FALSE | #N/A
505 | NTEXAS3 | 0 | 0 | 2 | 0.092009 | 0.000911 | 0.00589 | -0.006687 | 0.015301 | -0.092009 | 0 | 0 | 0 | 0 | 0 | 0 | [8 empty] | FALSE | FALSE | FALSE | FALSE | FALSE | #N/A
473 | THRPSPRG | 12.389 | 0 | 2 | 0.026611 | -0.00522 | 0.007145 | -0.008022 | -0.003777 | -0.026611 | 0 | 0 | 0 | 0 | 0 | 0 | [8 empty] | FALSE | FALSE | FALSE | FALSE | FALSE | #N/A
504 | NTEXAS2 | 0 | 0 | 2 | 0.092009 | 0.000911 | 0.00589 | -0.006687 | 0.015301 | -0.092009 | 0 | 0 | 0 | 0 | 0 | 0 | [8 empty] | FALSE | FALSE | FALSE | FALSE | FALSE | #N/A
477 | FOX | 0 | 0 | 2 | 0.10057 | 0.00069 | 0.006817 | -0.007738 | 0.011763 | -0.10057 | 0 | 0 | 0 | 0 | 0 | 0 | [8 empty] | FALSE | FALSE | FALSE | FALSE | FALSE | #N/A
478 | FOX | 0 | 0 | 2 | 0.091987 | -0.000116 | 0.006904 | -0.007828 | 0.010931 | -0.091987 | 0 | 0 | 0 | 0 | 0 | 0 | [8 empty] | FALSE | FALSE | FALSE | FALSE | FALSE | #N/A
484 | SODASPRG | 9.975 | 0 | 2 | 0.091987 | -0.000116 | 0.006904 | -0.007828 | 0.010931 | -0.091987 | 0 | 0 | 0 | 0 | 0 | 0 | [8 empty] | FALSE | FALSE | FALSE | FALSE | FALSE | #N/A
487 | BROCK | 7.853 | 0 | 2 | 0.087308 | -0.000556 | 0.006952 | -0.007877 | 0.010477 | -0.087308 | 0 | 0 | 0 | 0 | 0 | 0 | [8 empty] | FALSE | FALSE | FALSE | FALSE | FALSE | #N/A
489 | SBROCKSW | 0 | 0 | 2 | 0.079803 | -0.001638 | 0.007401 | -0.008376 | 0.008142 | -0.079803 | 0 | 0 | 0 | 0 | 0 | 0 | [8 empty] | FALSE | FALSE | FALSE | FALSE | FALSE | #N/A
491 | STHBROCK | 1.968 | 0 | 2 | 0.079803 | -0.001638 | 0.007401 | -0.008376 | 0.008142 | -0.079803 | 0 | 0 | 0 | 0 | 0 | 0 | [8 empty] | FALSE | FALSE | FALSE | FALSE | FALSE | #N/A
494 | TINTOP | 14.849 | 0 | 2 | 0.07283 | -0.002644 | 0.007819 | -0.00884 | 0.005972 | -0.07283 | 0 | 0 | 0 | 0 | 0 | 0 | [8 empty] | FALSE | FALSE | FALSE | FALSE | FALSE | #N/A
495 | WRAILRD | 16.215 | 0 | 2 | 0.09004 | 0.000297 | 0.006335 | -0.007186 | 0.01328 | -0.09004 | 0 | 0 | 0 | 0 | 0 | 0 | [8 empty] | FALSE | FALSE | FALSE | FALSE | FALSE | #N/A
498 | LIVEOAK | 26.965 | 0 | 2 | 0.089007 | -2.6e-05 | 0.006568 | -0.007447 | 0.012221 | -0.089007 | 0 | 0 | 0 | 0 | 0 | 0 | [8 empty] | FALSE | FALSE | FALSE | FALSE | FALSE | #N/A
501 | HILTOP | 0 | 0 | 2 | 0.086358 | 0.001609 | 0.005049 | -0.00574 | 0.0189 | -0.086358 | 0 | 0 | 0 | 0 | 0 | 0 | [8 empty] | FALSE | FALSE | FALSE | FALSE | FALSE | #N/A
502 | NTTEXAS | 0 | 0 | 2 | 0.092009 | 0.000911 | 0.00589 | -0.006687 | 0.015301 | -0.092009 | 0 | 0 | 0 | 0 | 0 | 0 | [8 empty] | FALSE | FALSE | FALSE | FALSE | FALSE | #N/A
565 | KELLER | 53.616 | 0 | 2 | 0.013378 | 0.001469 | 0.001991 | -0.002276 | 0.01891 | -0.013378 | 0 | 0 | 0 | 0 | 0 | 0 | [8 empty] | FALSE | FALSE | FALSE | FALSE | FALSE | #N/A
471 | LAKEWOOD | 19.498 | 0 | 2 | 0.023045 | -0.00561 | 0.007027 | -0.007881 | -0.004473 | -0.023045 | 0 | 0 | 0 | 0 | 0 | 0 | [8 empty] | FALSE | FALSE | FALSE | FALSE | FALSE | #N/A
387 | NEWHOPE | 9.447 | 0 | 2 | 0.011032 | -0.006049 | 0.006592 | -0.007375 | -0.005993 | -0.011032 | 0 | 0 | 0 | 0 | 0 | 0 | [8 empty] | FALSE | FALSE | FALSE | FALSE | FALSE | #N/A
635 | AUDUBON | 4.373 | 0 | 2 | 0.048388 | 0.002478 | 0.002468 | -0.002848 | 0.054672 | -0.048388 | 0 | 0 | 0 | 0 | 0 | 0 | [8 empty] | FALSE | FALSE | FALSE | FALSE | FALSE | #N/A
428 | VLYBRNCH | 6.55 | 0 | 2 | 0.005035 | -0.010601 | 0.006277 | -0.007038 | -0.015157 | -0.005035 | 0 | 0 | 0 | 0 | 0 | 0 | [8 empty] | FALSE | FALSE | FALSE | FALSE | FALSE | #N/A
420 | LILLIAN | 6.596 | 0 | 2 | 0.004871 | -0.010851 | 0.006256 | -0.007019 | -0.015791 | -0.004871 | 0 | 0 | 0 | 0 | 0 | 0 | [8 empty] | FALSE | FALSE | FALSE | FALSE | FALSE | #N/A
419 | LILLIAN | 11.901 | 0 | 2 | 0.004871 | -0.010851 | 0.006256 | -0.007019 | -0.015791 | -0.004871 | 0 | 0 | 0 | 0 | 0 | 0 | [8 empty] | FALSE | FALSE | FALSE | FALSE | FALSE | #N/A
415 | KEENE | 10.96 | 0 | 2 | 0.007283 | -0.014125 | 0.008454 | -0.009424 | -0.011425 | -0.007283 | 0 | 0 | 0 | 0 | 0 | 0 | [8 empty] | FALSE | FALSE | FALSE | FALSE | FALSE | #N/A
412 | BURLESON | 16.616 | 0 | 2 | 0.005591 | -0.009756 | 0.006346 | -0.007103 | -0.01301 | -0.005591 | 0 | 0 | 0 | 0 | 0 | 0 | [8 empty] | FALSE | FALSE | FALSE | FALSE | FALSE | #N/A
405 | EGAN | 12.049 | 0 | 2 | 0.005764 | -0.009491 | 0.006368 | -0.007124 | -0.012338 | -0.005764 | 0 | 0 | 0 | 0 | 0 | 0 | [8 empty] | FALSE | FALSE | FALSE | FALSE | FALSE | #N/A
404 | JESSICA | 20.324 | 0 | 2 | 0.003971 | -0.009508 | 0.005403 | -0.006084 | -0.017335 | -0.003971 | 0 | 0 | 0 | 0 | 0 | 0 | [8 empty] | FALSE | FALSE | FALSE | FALSE | FALSE | #N/A
399 | CROWLEY | 14.148 | 0 | 2 | 0.006218 | -0.008801 | 0.006425 | -0.007177 | -0.010586 | -0.006218 | 0 | 0 | 0 | 0 | 0 | 0 | [8 empty] | FALSE | FALSE | FALSE | FALSE | FALSE | #N/A
398 | JOSHUA | 17.126 | 0 | 2 | 0.006401 | -0.008522 | 0.006448 | -0.007199 | -0.009879 | -0.006401 | 0 | 0 | 0 | 0 | 0 | 0 | [8 empty] | FALSE | FALSE | FALSE | FALSE | FALSE | #N/A
394 | CONCORD | 0 | 0 | 2 | 0.006885 | -0.007784 | 0.006509 | -0.007256 | -0.008005 | -0.006885 | 0 | 0 | 0 | 0 | 0 | 0 | [8 empty] | FALSE | FALSE | FALSE | FALSE | FALSE | #N/A
559 | HERITAGE | 35.163 | 0 | 2 | 0.012708 | 0.001404 | 0.002245 | -0.00256 | 0.018687 | -0.012708 | 0 | 0 | 0 | 0 | 0 | 0 | [8 empty] | FALSE | FALSE | FALSE | FALSE | FALSE | #N/A
391 | BONO | 3.575 | 0 | 2 | 0.009203 | -0.006814 | 0.006555 | -0.007323 | -0.006881 | -0.009203 | 0 | 0 | 0 | 0 | 0 | 0 | [8 empty] | FALSE | FALSE | FALSE | FALSE | FALSE | #N/A
625 | SLOANCRK | 18.219 | 0 | 5 | 0.006751 | 0.004366 | -0.00157 | 0.001611 | 0.11869 | -0.006751 | 0 | 0 | 0 | 0 | 0 | 0 | [8 empty] | FALSE | FALSE | FALSE | FALSE | FALSE | #N/A
385 | GODLEY | 5.713 | 0 | 2 | 0.011805 | -0.007111 | 0.006666 | -0.007446 | -0.006919 | -0.011805 | 0 | 0 | 0 | 0 | 0 | 0 | [8 empty] | FALSE | FALSE | FALSE | FALSE | FALSE | #N/A
384 | GEOSCREK | 6.648 | 0 | 2 | 0.011032 | -0.006049 | 0.006592 | -0.007375 | -0.005993 | -0.011032 | 0 | 0 | 0 | 0 | 0 | 0 | [8 empty] | FALSE | FALSE | FALSE | FALSE | FALSE | #N/A
380 | FRENDSHP | 15.9 | 0 | 2 | 0.029036 | -0.004955 | 0.007226 | -0.008118 | -0.003305 | -0.029036 | 0 | 0 | 0 | 0 | 0 | 0 | [8 empty] | FALSE | FALSE | FALSE | FALSE | FALSE | #N/A
377 | FALCREEK | 16.232 | 0 | 2 | 0.016725 | -0.006437 | 0.006824 | -0.007636 | -0.005833 | -0.016725 | 0 | 0 | 0 | 0 | 0 | 0 | [8 empty] | FALSE | FALSE | FALSE | FALSE | FALSE | #N/A
375 | AIRLIQD | 10.749 | 0 | 2 | 0.000519 | -0.009884 | 0.006549 | -0.007325 | -0.010457 | -0.000519 | 0 | 0 | 0 | 0 | 0 | 0 | [8 empty] | FALSE | FALSE | FALSE | FALSE | FALSE | #N/A
373 | ACTON | 17.7 | 0 | 2 | 0.018714 | -0.005336 | 0.006852 | -0.007684 | -0.004615 | -0.018714 | 0 | 0 | 0 | 0 | 0 | 0 | [8 empty] | FALSE | FALSE | FALSE | FALSE | FALSE | #N/A
370 | TENASKA | 11.973 | 0 | 2 | 0.006973 | -0.009186 | 0.006939 | -0.007735 | -0.008761 | -0.006973 | 0 | 0 | 0 | 0 | 0 | 0 | [8 empty] | FALSE | FALSE | FALSE | FALSE | FALSE | #N/A
367 | TENASKA | 0 | 90 | 2 | 0.006973 | -0.009186 | 0.006939 | -0.007735 | -0.008761 | -0.006973 | 0.62757 | -0.82674 | 0.62451 | -0.69615 | -0.78849 | -0.62757 | [8 empty] | FALSE | TRUE | FALSE | FALSE | FALSE | #N/A
366 | TENASKA | 0 | 168 | 2 | 0.006973 | -0.009186 | 0.006939 | -0.007735 | -0.008761 | -0.006973 | 1.1715 | -1.5432 | 1.1658 | -1.2995 | -1.4718 | -1.1715 | [8 empty] | FALSE | TRUE | FALSE | FALSE | FALSE | #N/A
364 | HOOD | 0 | 0 | 2 | 0.016878 | -0.005078 | 0.006772 | -0.007595 | -0.004542 | -0.016878 | 0 | 0 | 0 | 0 | 0 | 0 | [8 empty] | FALSE | FALSE | FALSE | FALSE | FALSE | #N/A
363 | HOOD | 5.739 | 0 | 2 | 0.01424 | -0.004706 | 0.006656 | -0.007468 | -0.004437 | -0.01424 | 0 | 0 | 0 | 0 | 0 | 0 | [8 empty] | FALSE | FALSE | FALSE | FALSE | FALSE | #N/A
393 | CONCORD | 0 | 0 | 2 | -0.002645 | -0.004784 | 0.004958 | -0.005473 | -0.006478 | 0.002645 | 0 | 0 | 0 | 0 | 0 | 0 | [8 empty] | FALSE | FALSE | FALSE | FALSE | FALSE | #N/A
583 | DECATUR | 13.117 | 0 | 2 | 0.049467 | 0.002331 | 0.0027 | -0.003105 | 0.047624 | -0.049467 | 0 | 0 | 0 | 0 | 0 | 0 | [8 empty] | FALSE | FALSE | FALSE | FALSE | FALSE | #N/A
566 | CHRYGROV | 67.433 | 0 | 2 | 0.010815 | 0.001165 | 0.00231 | -0.002626 | 0.016975 | -0.010815 | 0 | 0 | 0 | 0 | 0 | 0 | [8 empty] | FALSE | FALSE | FALSE | FALSE | FALSE | #N/A
567 | WIZRDWLS | 0 | 0 | 2 | 0.10043 | 0.002779 | 0.004175 | -0.00475 | 0.021628 | -0.10043 | 0 | 0 | 0 | 0 | 0 | 0 | [8 empty] | FALSE | FALSE | FALSE | FALSE | FALSE | #N/A
568 | PEDENRD | 17.184 | 0 | 2 | 0.015689 | 0.00076 | 0.003231 | -0.003649 | 0.011987 | -0.015689 | 0 | 0 | 0 | 0 | 0 | 0 | [8 empty] | FALSE | FALSE | FALSE | FALSE | FALSE | #N/A
570 | WISECNTY | 0 | 0 | 2 | 0.097136 | 0.002648 | 0.004153 | -0.00473 | 0.025057 | -0.097136 | 0 | 0 | 0 | 0 | 0 | 0 | [8 empty] | FALSE | FALSE | FALSE | FALSE | FALSE | #N/A
572 | AURORA | 4.373 | 0 | 2 | 0.060298 | 0.001909 | 0.003667 | -0.004181 | 0.026885 | -0.060298 | 0 | 0 | 0 | 0 | 0 | 0 | [8 empty] | FALSE | FALSE | FALSE | FALSE | FALSE | #N/A
573 | NEWARK | 6.682 | 0 | 2 | 0.059441 | 0.001914 | 0.003628 | -0.004137 | 0.02715 | -0.059441 | 0 | 0 | 0 | 0 | 0 | 0 | [8 empty] | FALSE | FALSE | FALSE | FALSE | FALSE | #N/A
576 | RHOME | 0 | 0 | 2 | 0.052262 | 0.001953 | 0.0033 | -0.003769 | 0.029371 | -0.052262 | 0 | 0 | 0 | 0 | 0 | 0 | [8 empty] | FALSE | FALSE | FALSE | FALSE | FALSE | #N/A
429 | RETTA | 9.155 | 0 | 2 | 0.005199 | -0.010351 | 0.006297 | -0.007057 | -0.014522 | -0.005199 | 0 | 0 | 0 | 0 | 0 | 0 | [8 empty] | FALSE | FALSE | FALSE | FALSE | FALSE | #N/A
578 | ALLISON | 8.814 | 0 | 2 | 0.10043 | 0.002779 | 0.004175 | -0.00475 | 0.021628 | -0.10043 | 0 | 0 | 0 | 0 | 0 | 0 | [8 empty] | FALSE | FALSE | FALSE | FALSE | FALSE | #N/A
579 | JACKCNTY | 0 | 0 | 2 | 0.092446 | 0.002383 | 0.004316 | -0.004917 | 0.02569 | -0.092446 | 0 | 0 | 0 | 0 | 0 | 0 | [8 empty] | FALSE | FALSE | FALSE | FALSE | FALSE | #N/A
580 | JKCNTY01 | 0 | 300 | 2 | 0.092446 | 0.002383 | 0.004316 | -0.004917 | 0.02569 | -0.092446 | 27.7338 | 0.7149 | 1.2948 | -1.4751 | 7.707 | -27.7338 | [8 empty] | FALSE | TRUE | FALSE | FALSE | FALSE | #N/A
634 | AUDBONSW | 0 | 0 | 2 | 0.048388 | 0.002478 | 0.002468 | -0.002848 | 0.054672 | -0.048388 | 0 | 0 | 0 | 0 | 0 | 0 | [8 empty] | FALSE | FALSE | FALSE | FALSE | FALSE | #N/A
582 | JKCNTY03 | 0 | 160 | 2 | 0.092446 | 0.002383 | 0.004316 | -0.004917 | 0.02569 | -0.092446 | 14.7914 | 0.38128 | 0.69056 | -0.78672 | 4.1104 | -14.7914 | [8 empty] | FALSE | TRUE | FALSE | FALSE | FALSE | #N/A
626 | BRDGTAP | 0 | 0 | 2 | 0.049257 | 0.00236 | 0.002655 | -0.003055 | 0.049 | -0.049257 | 0 | 0 | 0 | 0 | 0 | 0 | [8 empty] | FALSE | FALSE | FALSE | FALSE | FALSE | #N/A
584 | WOODIE | 5.739 | 0 | 2 | 0.050596 | 0.002179 | 0.002942 | -0.003373 | 0.040253 | -0.050596 | 0 | 0 | 0 | 0 | 0 | 0 | [8 empty] | FALSE | FALSE | FALSE | FALSE | FALSE | #N/A
585 | CHISOLM | 18.182 | 0 | 2 | 0.049494 | 0.001937 | 0.003214 | -0.003671 | 0.028751 | -0.049494 | 0 | 0 | 0 | 0 | 0 | 0 | [8 empty] | FALSE | FALSE | FALSE | FALSE | FALSE | #N/A
587 | GRENWOOD | 6.695 | 0 | 2 | 0.046692 | 0.002707 | 0.002104 | -0.002445 | 0.065747 | -0.046692 | 0 | 0 | 0 | 0 | 0 | 0 | [8 empty] | FALSE | FALSE | FALSE | FALSE | FALSE | #N/A
588 | WILLOW | 0.591 | 0 | 2 | 0.090747 | 0.002167 | 0.004521 | -0.005146 | 0.023795 | -0.090747 | 0 | 0 | 0 | 0 | 0 | 0 | [8 empty] | FALSE | FALSE | FALSE | FALSE | FALSE | #N/A
590 | PRCHHILL | 25.051 | 0 | 2 | 0.10444 | 0.002893 | 0.004155 | -0.004742 | 0.03169 | -0.10444 | 0 | 0 | 0 | 0 | 0 | 0 | [8 empty] | FALSE | FALSE | FALSE | FALSE | FALSE | #N/A
595 | KEETER | 3.734 | 0 | 2 | 0.077807 | 0.001989 | 0.004245 | -0.004833 | 0.023834 | -0.077807 | 0 | 0 | 0 | 0 | 0 | 0 | [8 empty] | FALSE | FALSE | FALSE | FALSE | FALSE | #N/A
596 | COTNDALE | 8.835 | 0 | 2 | 0.080781 | 0.002069 | 0.004259 | -0.00485 | 0.024211 | -0.080781 | 0 | 0 | 0 | 0 | 0 | 0 | [8 empty] | FALSE | FALSE | FALSE | FALSE | FALSE | #N/A
600 | BRIDGEPR | 6.558 | 0 | 2 | 0.097985 | 0.002619 | 0.004242 | -0.004836 | 0.02846 | -0.097985 | 0 | 0 | 0 | 0 | 0 | 0 | [8 empty] | FALSE | FALSE | FALSE | FALSE | FALSE | #N/A
601 | EBRIDGPR | 5.739 | 0 | 2 | 0.049257 | 0.00236 | 0.002655 | -0.003055 | 0.049 | -0.049257 | 0 | 0 | 0 | 0 | 0 | 0 | [8 empty] | FALSE | FALSE | FALSE | FALSE | FALSE | #N/A
608 | CRAFTON | 7.743 | 0 | 2 | 0.1109 | 0.003168 | 0.004067 | -0.004648 | 0.034919 | -0.1109 | 0 | 0 | 0 | 0 | 0 | 0 | [8 empty] | FALSE | FALSE | FALSE | FALSE | FALSE | #N/A
618 | LONESTAR | 7.924 | 0 | 2 | 0.11872 | 0.003236 | 0.00427 | -0.00487 | 0.028135 | -0.11872 | 0 | 0 | 0 | 0 | 0 | 0 | [8 empty] | FALSE | FALSE | FALSE | FALSE | FALSE | #N/A
936 | DIESEL D | 0 | 0 | 2 | 0.004779 | 0.005557 | -0.002578 | 0.00269 | -0.087758 | -0.004779 | 0 | 0 | 0 | 0 | 0 | 0 | [8 empty] | FALSE | FALSE | FALSE | FALSE | FALSE | #N/A
581 | JKCNTY02 | 0 | 160 | 2 | 0.092446 | 0.002383 | 0.004316 | -0.004917 | 0.02569 | -0.092446 | 14.7914 | 0.38128 | 0.69056 | -0.78672 | 4.1104 | -14.7914 | [8 empty] | FALSE | TRUE | FALSE | FALSE | FALSE | #N/A
118 | BARTLETT | 5.254 | 0 | 2 | 0.01657 | 0.11937 | 0.089652 | -0.10756 | -0.023004 | -0.01657 | 0 | 0 | 0 | 0 | 0 | 0 | [8 empty] | FALSE | FALSE | FALSE | FALSE | FALSE | #N/A
146 | SPRINGVL | 8.199 | 0 | 2 | 0.008303 | -0.096158 | 0.046477 | -0.053248 | -0.022728 | -0.008303 | 0 | 0 | 0 | 0 | 0 | 0 | [8 empty] | FALSE | FALSE | FALSE | FALSE | FALSE | #N/A
145 | LEONJNCT | 5.602 | 0 | 2 | 0.026302 | -0.014564 | 0.049586 | -0.058315 | -0.018824 | -0.026302 | 0 | 0 | 0 | 0 | 0 | 0 | [8 empty] | FALSE | FALSE | FALSE | FALSE | FALSE | #N/A
142 | TUGSW | 0 | 0 | 2 | 0.027922 | -0.016629 | 0.046883 | -0.055008 | -0.018292 | -0.027922 | 0 | 0 | 0 | 0 | 0 | 0 | [8 empty] | FALSE | FALSE | FALSE | FALSE | FALSE | #N/A
141 | MOFFAT | 6.832 | 0 | 2 | 0.011399 | -0.10559 | 0.055535 | -0.064877 | -0.022004 | -0.011399 | 0 | 0 | 0 | 0 | 0 | 0 | [8 empty] | FALSE | FALSE | FALSE | FALSE | FALSE | #N/A
139 | BELTNBEC | 0 | 0 | 2 | 0.01098 | -0.10992 | 0.058315 | -0.068259 | -0.022298 | -0.01098 | 0 | 0 | 0 | 0 | 0 | 0 | [8 empty] | FALSE | FALSE | FALSE | FALSE | FALSE | #N/A
137 | MOODY | 4.145 | 0 | 2 | 0.011993 | -0.099434 | 0.051589 | -0.060076 | -0.021588 | -0.011993 | 0 | 0 | 0 | 0 | 0 | 0 | [8 empty] | FALSE | FALSE | FALSE | FALSE | FALSE | #N/A
136 | TRIMMIER | 13.233 | 0 | 2 | 0.010224 | -0.15439 | 0.063816 | -0.074916 | -0.022761 | -0.010224 | 0 | 0 | 0 | 0 | 0 | 0 | [8 empty] | FALSE | FALSE | FALSE | FALSE | FALSE | #N/A
133 | BELCNTY | 0 | 0 | 2 | 0.01506 | 0.023224 | 0.074646 | -0.088928 | -0.022646 | -0.01506 | 0 | 0 | 0 | 0 | 0 | 0 | [8 empty] | FALSE | FALSE | FALSE | FALSE | FALSE | #N/A
132 | BELCNTY | 0 | 0 | 2 | 0.013052 | 0.005552 | 0.077583 | -0.092304 | -0.023016 | -0.013052 | 0 | 0 | 0 | 0 | 0 | 0 | [8 empty] | FALSE | FALSE | FALSE | FALSE | FALSE | #N/A
131 | SEATON | 0 | 0 | 2 | 0.012207 | -0.043658 | 0.060457 | -0.071683 | -0.023195 | -0.012207 | 0 | 0 | 0 | 0 | 0 | 0 | [8 empty] | FALSE | FALSE | FALSE | FALSE | FALSE | #N/A
130 | SEATON | 0 | 0 | 2 | 0.01086 | -0.083529 | 0.065378 | -0.077085 | -0.022916 | -0.01086 | 0 | 0 | 0 | 0 | 0 | 0 | [8 empty] | FALSE | FALSE | FALSE | FALSE | FALSE | #N/A
85 | KOSSESW | 0 | 0 | 2 | 0.00673 | 0.029064 | 0.00585 | -0.009003 | -0.02877 | -0.00673 | 0 | 0 | 0 | 0 | 0 | 0 | [8 empty] | FALSE | FALSE | FALSE | FALSE | FALSE | #N/A
125 | STILHOSE | 0.026 | 0 | 2 | 0.014885 | 0.094392 | 0.090005 | -0.1078 | -0.023236 | -0.014885 | 0 | 0 | 0 | 0 | 0 | 0 | [8 empty] | FALSE | FALSE | FALSE | FALSE | FALSE | #N/A
153 | SANTAFE | 2.004 | 0 | 2 | 0.028277 | -0.017081 | 0.04629 | -0.054283 | -0.018175 | -0.028277 | 0 | 0 | 0 | 0 | 0 | 0 | [8 empty] | FALSE | FALSE | FALSE | FALSE | FALSE | #N/A
117 | CEDARVAL | 3.506 | 0 | 2 | 0.010224 | -0.15439 | 0.063816 | -0.074916 | -0.022761 | -0.010224 | 0 | 0 | 0 | 0 | 0 | 0 | [8 empty] | FALSE | FALSE | FALSE | FALSE | FALSE | #N/A
115 | DINGDONG | 4.753 | 0 | 2 | 0.010224 | -0.15439 | 0.063816 | -0.074916 | -0.022761 | -0.010224 | 0 | 0 | 0 | 0 | 0 | 0 | [8 empty] | FALSE | FALSE | FALSE | FALSE | FALSE | #N/A
114 | BARTLTSW | 0 | 0 | 2 | 0.01657 | 0.11937 | 0.089652 | -0.10756 | -0.023004 | -0.01657 | 0 | 0 | 0 | 0 | 0 | 0 | [8 empty] | FALSE | FALSE | FALSE | FALSE | FALSE | #N/A
107 | PRARIEHL | 5.171 | 0 | 2 | 0.006119 | -0.008471 | 0.012676 | -0.015328 | -0.02888 | -0.006119 | 0 | 0 | 0 | 0 | 0 | 0 | [8 empty] | FALSE | FALSE | FALSE | FALSE | FALSE | #N/A
103 | GROESBEK | 3.948 | 0 | 2 | 0.006503 | -0.008525 | 0.01431 | -0.017335 | -0.027641 | -0.006503 | 0 | 0 | 0 | 0 | 0 | 0 | [8 empty] | FALSE | FALSE | FALSE | FALSE | FALSE | #N/A
99 | BENHUR | 4.201 | 0 | 2 | 0.006503 | -0.008525 | 0.01431 | -0.017335 | -0.027641 | -0.006503 | 0 | 0 | 0 | 0 | 0 | 0 | [8 empty] | FALSE | FALSE | FALSE | FALSE | FALSE | #N/A
95 | HALSBURG | 4.171 | 0 | 2 | 0.006482 | -0.085841 | 0.031855 | -0.034875 | -0.022727 | -0.006482 | 0 | 0 | 0 | 0 | 0 | 0 | [8 empty] | FALSE | FALSE | FALSE | FALSE | FALSE | #N/A
92 | PERRY | 2.768 | 0 | 2 | 0.006712 | -0.041083 | 0.023345 | -0.026651 | -0.025361 | -0.006712 | 0 | 0 | 0 | 0 | 0 | 0 | [8 empty] | FALSE | FALSE | FALSE | FALSE | FALSE | #N/A
91 | PERRY | 0 | 0 | 2 | 0.006433 | -0.077845 | 0.030343 | -0.033434 | -0.023404 | -0.006433 | 0 | 0 | 0 | 0 | 0 | 0 | [8 empty] | FALSE | FALSE | FALSE | FALSE | FALSE | #N/A
89 | KOSSE | 3.118 | 0 | 2 | 0.00673 | 0.029064 | 0.00585 | -0.009003 | -0.02877 | -0.00673 | 0 | 0 | 0 | 0 | 0 | 0 | [8 empty] | FALSE | FALSE | FALSE | FALSE | FALSE | #N/A
923 | SPNCER4 | 0 | 48 | 2 | 0.033424 | 0.003089 | 0.001101 | -0.001324 | 0.058714 | -0.033424 | 1.6044 | 0.14827 | 0.052848 | -0.063552 | 2.8183 | -1.6044 | [8 empty] | FALSE | TRUE | FALSE | FALSE | FALSE | #N/A
126 | POAGE | 0 | 0 | 2 | 0.015821 | -0.001211 | 0.06707 | -0.079699 | -0.022267 | -0.015821 | 0 | 0 | 0 | 0 | 0 | 0 | [8 empty] | FALSE | FALSE | FALSE | FALSE | FALSE | #N/A
186 | NAVROMLS | 0 | 0 | 2 | 0.005414 | -0.008374 | 0.009677 | -0.011644 | -0.031155 | -0.005414 | 0 | 0 | 0 | 0 | 0 | 0 | [8 empty] | FALSE | FALSE | FALSE | FALSE | FALSE | #N/A
208 | EUREKA | 3.975 | 0 | 2 | 0.003147 | 0.00248 | -0.002054 | 0.000869 | -0.043435 | -0.003147 | 0 | 0 | 0 | 0 | 0 | 0 | [8 empty] | FALSE | FALSE | FALSE | FALSE | FALSE | #N/A
207 | SIMSBORO | 0 | 0 | 2 | 0.004289 | 0.053112 | -0.021849 | 0.007873 | -0.036418 | -0.004289 | 0 | 0 | 0 | 0 | 0 | 0 | [8 empty] | FALSE | FALSE | FALSE | FALSE | FALSE | #N/A
206 | POWELLMP | 0 | 0 | 2 | 0.002936 | 0.00434 | -0.002919 | 0.001183 | -0.044426 | -0.002936 | 0 | 0 | 0 | 0 | 0 | 0 | [8 empty] | FALSE | FALSE | FALSE | FALSE | FALSE | #N/A
205 | HIGHWY22 | 1.586 | 0 | 2 | 0.002841 | 0.001375 | -0.001465 | 0.00037 | -0.040966 | -0.002841 | 0 | 0 | 0 | 0 | 0 | 0 | [8 empty] | FALSE | FALSE | FALSE | FALSE | FALSE | #N/A
203 | SARDIS | 5.511 | 0 | 2 | 0.0003 | -0.004032 | 0.001923 | -0.002272 | -0.023629 | -0.0003 | 0 | 0 | 0 | 0 | 0 | 0 | [8 empty] | FALSE | FALSE | FALSE | FALSE | FALSE | #N/A
202 | SARDIS | 0 | 0 | 2 | 0.001611 | -0.005411 | 0.002885 | -0.003404 | -0.027319 | -0.001611 | 0 | 0 | 0 | 0 | 0 | 0 | [8 empty] | FALSE | FALSE | FALSE | FALSE | FALSE | #N/A
200 | CHATFELD | 6.064 | 0 | 2 | 0.00246 | 0.00224 | -0.001815 | 0.000856 | -0.04054 | -0.00246 | 0 | 0 | 0 | 0 | 0 | 0 | [8 empty] | FALSE | FALSE | FALSE | FALSE | FALSE | #N/A
198 | EMMETT | 2.661 | 0 | 2 | 0.005308 | -0.008359 | 0.009227 | -0.011091 | -0.031496 | -0.005308 | 0 | 0 | 0 | 0 | 0 | 0 | [8 empty] | FALSE | FALSE | FALSE | FALSE | FALSE | #N/A
195 | FREESTON | 4.87 | 0 | 2 | 0.004139 | 0.02551 | -0.011121 | 0.001782 | -0.037153 | -0.004139 | 0 | 0 | 0 | 0 | 0 | 0 | [8 empty] | FALSE | FALSE | FALSE | FALSE | FALSE | #N/A
194 | PURDON | 5.189 | 0 | 2 | 0.005308 | -0.008359 | 0.009227 | -0.011091 | -0.031496 | -0.005308 | 0 | 0 | 0 | 0 | 0 | 0 | [8 empty] | FALSE | FALSE | FALSE | FALSE | FALSE | #N/A
193 | BARRY | 4.597 | 0 | 2 | 0.004845 | -0.008295 | 0.007257 | -0.008672 | -0.03299 | -0.004845 | 0 | 0 | 0 | 0 | 0 | 0 | [8 empty] | FALSE | FALSE | FALSE | FALSE | FALSE | #N/A
147 | LORENA | 6.103 | 0 | 2 | 0.008478 | -0.066407 | 0.0478 | -0.055051 | -0.022814 | -0.008478 | 0 | 0 | 0 | 0 | 0 | 0 | [8 empty] | FALSE | FALSE | FALSE | FALSE | FALSE | #N/A
190 | DAWSON | 1.483 | 0 | 2 | 0.005381 | -0.008369 | 0.009539 | -0.011474 | -0.03126 | -0.005381 | 0 | 0 | 0 | 0 | 0 | 0 | [8 empty] | FALSE | FALSE | FALSE | FALSE | FALSE | #N/A
149 | SANTFESW | 0 | 0 | 2 | 0.028277 | -0.017081 | 0.04629 | -0.054283 | -0.018175 | -0.028277 | 0 | 0 | 0 | 0 | 0 | 0 | [8 empty] | FALSE | FALSE | FALSE | FALSE | FALSE | #N/A
185 | MIDWAY | 3.073 | 0 | 2 | 0.0074 | -0.020577 | 0.022766 | -0.026744 | -0.025813 | -0.0074 | 0 | 0 | 0 | 0 | 0 | 0 | [8 empty] | FALSE | FALSE | FALSE | FALSE | FALSE | #N/A
181 | CAYOTE | 1.968 | 0 | 2 | 0.015579 | -0.062306 | 0.027774 | -0.031106 | -0.019076 | -0.015579 | 0 | 0 | 0 | 0 | 0 | 0 | [8 empty] | FALSE | FALSE | FALSE | FALSE | FALSE | #N/A
177 | BOSQUE | 4.828 | 0 | 2 | 0.014722 | -0.07117 | 0.03346 | -0.038022 | -0.019676 | -0.014722 | 0 | 0 | 0 | 0 | 0 | 0 | [8 empty] | FALSE | FALSE | FALSE | FALSE | FALSE | #N/A
175 | CHINASPR | 6.922 | 0 | 2 | 0.014722 | -0.07117 | 0.03346 | -0.038022 | -0.019676 | -0.014722 | 0 | 0 | 0 | 0 | 0 | 0 | [8 empty] | FALSE | FALSE | FALSE | FALSE | FALSE | #N/A
173 | CRAWFORD | 7.924 | 0 | 2 | 0.013767 | -0.08106 | 0.039803 | -0.045739 | -0.020345 | -0.013767 | 0 | 0 | 0 | 0 | 0 | 0 | [8 empty] | FALSE | FALSE | FALSE | FALSE | FALSE | #N/A
169 | WINDSOR | 8.562 | 0 | 2 | 0.013513 | -0.083695 | 0.041493 | -0.047795 | -0.020523 | -0.013513 | 0 | 0 | 0 | 0 | 0 | 0 | [8 empty] | FALSE | FALSE | FALSE | FALSE | FALSE | #N/A
435 | LKALVRDO | 7.564 | 0 | 2 | 0.007413 | -0.016198 | 0.00909 | -0.010133 | -0.012542 | -0.007413 | 0 | 0 | 0 | 0 | 0 | 0 | [8 empty] | FALSE | FALSE | FALSE | FALSE | FALSE | #N/A
164 | PATTON | 0 | 0 | 2 | 0.022588 | -0.048532 | 0.027531 | -0.030992 | -0.017726 | -0.022588 | 0 | 0 | 0 | 0 | 0 | 0 | [8 empty] | FALSE | FALSE | FALSE | FALSE | FALSE | #N/A
160 | MOSHEIM | 0 | 0 | 2 | 0.026406 | -0.042286 | 0.029272 | -0.033222 | -0.017137 | -0.026406 | 0 | 0 | 0 | 0 | 0 | 0 | [8 empty] | FALSE | FALSE | FALSE | FALSE | FALSE | #N/A
158 | PANCAKE | 0 | 0 | 2 | 0.035886 | -0.026775 | 0.033597 | -0.038758 | -0.015676 | -0.035886 | 0 | 0 | 0 | 0 | 0 | 0 | [8 empty] | FALSE | FALSE | FALSE | FALSE | FALSE | #N/A
157 | GATESVIL | 7.786 | 0 | 2 | 0.03384 | -0.024169 | 0.037009 | -0.042932 | -0.016348 | -0.03384 | 0 | 0 | 0 | 0 | 0 | 0 | [8 empty] | FALSE | FALSE | FALSE | FALSE | FALSE | #N/A
1371 | MURRAY M | 0 | 0 | 1 | 0.37568 | 0.011365 | 0.008905 | -0.010185 | 0.010024 | -0.37568 | 0 | 0 | 0 | 0 | 0 | 0 | [8 empty] | FALSE | FALSE | FALSE | FALSE | FALSE | #N/A
192 | TELICO | 5.279 | 0 | 2 | 0.001385 | 0.00222 | -0.001613 | 0.00101 | -0.036433 | -0.001385 | 0 | 0 | 0 | 0 | 0 | 0 | [8 empty] | FALSE | FALSE | FALSE | FALSE | FALSE | #N/A
1583 | LIVE OAK | 8.065 | 0 | 2 | 0.089007 | -2.6e-05 | 0.006568 | -0.007447 | 0.012221 | -0.089007 | 0 | 0 | 0 | 0 | 0 | 0 | [8 empty] | FALSE | FALSE | FALSE | FALSE | FALSE | #N/A
1567 | DECATUR | 0 | 0 | 2 | 0.10043 | 0.002779 | 0.004175 | -0.00475 | 0.021628 | -0.10043 | 0 | 0 | 0 | 0 | 0 | 0 | [8 empty] | FALSE | FALSE | FALSE | FALSE | FALSE | #N/A
1568 | ALLISONT | 0 | 0 | 2 | 0.10043 | 0.002779 | 0.004175 | -0.00475 | 0.021628 | -0.10043 | 0 | 0 | 0 | 0 | 0 | 0 | [8 empty] | FALSE | FALSE | FALSE | FALSE | FALSE | #N/A
1570 | RHOME | 13.23 | 0 | 2 | 0.038301 | 0.001287 | 0.003486 | -0.003948 | 0.015378 | -0.038301 | 0 | 0 | 0 | 0 | 0 | 0 | [8 empty] | FALSE | FALSE | FALSE | FALSE | FALSE | #N/A
1571 | ORAN | 0 | 0 | 2 | 0.15537 | 0.00267 | 0.006614 | -0.007522 | 0.012892 | -0.15537 | 0 | 0 | 0 | 0 | 0 | 0 | [8 empty] | FALSE | FALSE | FALSE | FALSE | FALSE | #N/A
1572 | ORAN | 5.953 | 0 | 2 | 0.16182 | 0.002972 | 0.006608 | -0.007517 | 0.013342 | -0.16182 | 0 | 0 | 0 | 0 | 0 | 0 | [8 empty] | FALSE | FALSE | FALSE | FALSE | FALSE | #N/A
1573 | GRAFORPT | 0 | 0 | 2 | 0.16182 | 0.002972 | 0.006608 | -0.007517 | 0.013342 | -0.16182 | 0 | 0 | 0 | 0 | 0 | 0 | [8 empty] | FALSE | FALSE | FALSE | FALSE | FALSE | #N/A
1575 | MINWL W | 21.614 | 0 | 2 | 0.1328 | 0.001801 | 0.006879 | -0.007817 | 0.01177 | -0.1328 | 0 | 0 | 0 | 0 | 0 | 0 | [8 empty] | FALSE | FALSE | FALSE | FALSE | FALSE | #N/A
1576 | MINWLJCT | 0 | 0 | 2 | 0.12988 | 0.001688 | 0.006913 | -0.007855 | 0.011624 | -0.12988 | 0 | 0 | 0 | 0 | 0 | 0 | [8 empty] | FALSE | FALSE | FALSE | FALSE | FALSE | #N/A
1577 | MINWL 2 | 20.718 | 0 | 2 | 0.12194 | 0.001556 | 0.006714 | -0.007628 | 0.01237 | -0.12194 | 0 | 0 | 0 | 0 | 0 | 0 | [8 empty] | FALSE | FALSE | FALSE | FALSE | FALSE | #N/A
1578 | PALOPT M | 0 | 0 | 2 | 0.11205 | 0.000685 | 0.007657 | -0.008693 | 0.008644 | -0.11205 | 0 | 0 | 0 | 0 | 0 | 0 | [8 empty] | FALSE | FALSE | FALSE | FALSE | FALSE | #N/A
1579 | ALEDO TU | 19.803 | 0 | 2 | 0.081457 | 0.001691 | 0.004758 | -0.005411 | 0.020389 | -0.081457 | 0 | 0 | 0 | 0 | 0 | 0 | [8 empty] | FALSE | FALSE | FALSE | FALSE | FALSE | #N/A
86 | BEARGRAS | 18.758 | 0 | 2 | 0.004444 | 0.042022 | -0.017566 | 0.00451 | -0.035414 | -0.004444 | 0 | 0 | 0 | 0 | 0 | 0 | [8 empty] | FALSE | FALSE | FALSE | FALSE | FALSE | #N/A
1581 | GRAFORD | 0.567 | 0 | 2 | 0.16182 | 0.002972 | 0.006608 | -0.007517 | 0.013342 | -0.16182 | 0 | 0 | 0 | 0 | 0 | 0 | [8 empty] | FALSE | FALSE | FALSE | FALSE | FALSE | #N/A
1564 | CHCO GH | 13.221 | 0 | 2 | 0.10413 | 0.002839 | 0.004191 | -0.004775 | 0.026053 | -0.10413 | 0 | 0 | 0 | 0 | 0 | 0 | [8 empty] | FALSE | FALSE | FALSE | FALSE | FALSE | #N/A
1584 | MINWL E | 14.679 | 0 | 2 | 0.11904 | 0.001507 | 0.006642 | -0.007546 | 0.012642 | -0.11904 | 0 | 0 | 0 | 0 | 0 | 0 | [8 empty] | FALSE | FALSE | FALSE | FALSE | FALSE | #N/A
1585 | WTHFRD W | 0 | 0 | 2 | 0.11055 | 0.001451 | 0.006214 | -0.00706 | 0.014296 | -0.11055 | 0 | 0 | 0 | 0 | 0 | 0 | [8 empty] | FALSE | FALSE | FALSE | FALSE | FALSE | #N/A
1586 | WTHFRD | 9.749 | 0 | 2 | 0.10092 | 0.001171 | 0.006046 | -0.006866 | 0.014818 | -0.10092 | 0 | 0 | 0 | 0 | 0 | 0 | [8 empty] | FALSE | FALSE | FALSE | FALSE | FALSE | #N/A
1587 | WTHFRD E | 6.613 | 0 | 2 | 0.095093 | 0.001001 | 0.005944 | -0.006749 | 0.015133 | -0.095093 | 0 | 0 | 0 | 0 | 0 | 0 | [8 empty] | FALSE | FALSE | FALSE | FALSE | FALSE | #N/A
1588 | LGNVISTA | 18.052 | 0 | 2 | 0.092009 | 0.000911 | 0.00589 | -0.006687 | 0.015301 | -0.092009 | 0 | 0 | 0 | 0 | 0 | 0 | [8 empty] | FALSE | FALSE | FALSE | FALSE | FALSE | #N/A
1591 | SPRGTOWN | 16.409 | 0 | 2 | 0.077566 | 0.001689 | 0.004614 | -0.005244 | 0.018889 | -0.077566 | 0 | 0 | 0 | 0 | 0 | 0 | [8 empty] | FALSE | FALSE | FALSE | FALSE | FALSE | #N/A
1592 | WTHFRD | 0 | 0 | 2 | 0.077566 | 0.001689 | 0.004614 | -0.005244 | 0.018889 | -0.077566 | 0 | 0 | 0 | 0 | 0 | 0 | [8 empty] | FALSE | FALSE | FALSE | FALSE | FALSE | #N/A
1595 | LIPAN | 2.729 | 0 | 2 | 0.099801 | 0.00035 | 0.007449 | -0.008454 | 0.009343 | -0.099801 | 0 | 0 | 0 | 0 | 0 | 0 | [8 empty] | FALSE | FALSE | FALSE | FALSE | FALSE | #N/A
1596 | GRAHAMSS | 0 | 0 | 1 | 0.33575 | 0.007408 | 0.0076 | -0.008673 | 0.011137 | -0.33575 | 0 | 0 | 0 | 0 | 0 | 0 | [8 empty] | FALSE | FALSE | FALSE | FALSE | FALSE | #N/A
1597 | GRAHAMSS | 0 | 0 | 1 | 0.33695 | 0.007717 | 0.007763 | -0.008861 | 0.011027 | -0.33695 | 0 | 0 | 0 | 0 | 0 | 0 | [8 empty] | FALSE | FALSE | FALSE | FALSE | FALSE | #N/A
1598 | BALSORA | 6.994 | 0 | 2 | 0.088272 | 0.002271 | 0.004296 | -0.004893 | 0.025161 | -0.088272 | 0 | 0 | 0 | 0 | 0 | 0 | [8 empty] | FALSE | FALSE | FALSE | FALSE | FALSE | #N/A
1580 | MINWL 1 | 17.388 | 0 | 2 | 0.1219 | 0.001555 | 0.006713 | -0.007627 | 0.012374 | -0.1219 | 0 | 0 | 0 | 0 | 0 | 0 | [8 empty] | FALSE | FALSE | FALSE | FALSE | FALSE | #N/A
1476 | MARKLEY | 0.732 | 0 | 1 | 0.3629 | 0.0084 | 0.007471 | -0.008532 | 0.012107 | -0.3629 | 0 | 0 | 0 | 0 | 0 | 0 | [8 empty] | FALSE | FALSE | FALSE | FALSE | FALSE | #N/A
1421 | WILLOWCK | 0 | 0 | 2 | 0.12606 | 0.004257 | 0.004945 | -0.005624 | 0.01238 | -0.12606 | 0 | 0 | 0 | 0 | 0 | 0 | [8 empty] | FALSE | FALSE | FALSE | FALSE | FALSE | #N/A
1430 | GRAHAM | 0 | 0 | 1 | 0.48684 | 0.008321 | 0.007019 | -0.008009 | 0.010319 | -0.48684 | 0 | 0 | 0 | 0 | 0 | 0 | [8 empty] | FALSE | FALSE | FALSE | FALSE | FALSE | #N/A
1431 | GRAHAM P | 0 | 0 | 1 | 0.3801 | 0.008488 | 0.007795 | -0.008901 | 0.010735 | -0.3801 | 0 | 0 | 0 | 0 | 0 | 0 | [8 empty] | FALSE | FALSE | FALSE | FALSE | FALSE | #N/A
1432 | GRAM 2 G | 0 | 384 | 1 | 0.48684 | 0.008321 | 0.007019 | -0.008009 | 0.010319 | -0.48684 | 186.9481 | 3.1953 | 2.6953 | -3.0755 | 3.9625 | -186.9481 | [8 empty] | TRUE | FALSE | FALSE | FALSE | FALSE | #N/A
1433 | GRAM 1 G | 0 | 229 | 1 | 0.3801 | 0.008488 | 0.007795 | -0.008901 | 0.010735 | -0.3801 | 87.0422 | 1.9438 | 1.7851 | -2.0383 | 2.4583 | -87.0422 | [8 empty] | TRUE | FALSE | FALSE | FALSE | FALSE | #N/A
1434 | WCPC | 0 | 0 | 2 | 0.12606 | 0.004257 | 0.004945 | -0.005624 | 0.01238 | -0.12606 | 0 | 0 | 0 | 0 | 0 | 0 | [8 empty] | FALSE | FALSE | FALSE | FALSE | FALSE | #N/A
1436 | PARKER | 0 | 0 | 2 | -0.028105 | 0.0023 | 0.004191 | -0.004747 | 0.010946 | 0.028105 | 0 | 0 | 0 | 0 | 0 | 0 | [8 empty] | FALSE | FALSE | FALSE | FALSE | FALSE | #N/A
1440 | CMCHE SS | 0 | 0 | 2 | 0.094135 | 0.016437 | 0.012054 | -0.013868 | -0.000571 | -0.094135 | 0 | 0 | 0 | 0 | 0 | 0 | [8 empty] | FALSE | FALSE | FALSE | FALSE | FALSE | #N/A
1441 | CMCHE SS | 0 | 0 | 2 | 0.10497 | 0.029587 | 0.017998 | -0.020884 | -0.001401 | -0.10497 | 0 | 0 | 0 | 0 | 0 | 0 | [8 empty] | FALSE | FALSE | FALSE | FALSE | FALSE | #N/A
1453 | WCPC 1 G | 0 | 216 | 2 | 0.12606 | 0.004257 | 0.004945 | -0.005624 | 0.01238 | -0.12606 | 27.2296 | 0.91951 | 1.0681 | -1.2148 | 2.6741 | -27.2296 | [8 empty] | FALSE | TRUE | FALSE | FALSE | FALSE | #N/A
1454 | WCPC 2 G | 0 | 216 | 2 | 0.12606 | 0.004257 | 0.004945 | -0.005624 | 0.01238 | -0.12606 | 27.2296 | 0.91951 | 1.0681 | -1.2148 | 2.6741 | -27.2296 | [8 empty] | FALSE | TRUE | FALSE | FALSE | FALSE | #N/A
1566 | DECATUR | 35.08 | 0 | 2 | 0.072146 | 0.002077 | 0.003868 | -0.004395 | 0.020454 | -0.072146 | 0 | 0 | 0 | 0 | 0 | 0 | [8 empty] | FALSE | FALSE | FALSE | FALSE | FALSE | #N/A
1469 | SUNSET | 0 | 0 | 2 | 0.14506 | 0.003954 | 0.004412 | -0.005041 | 0.031891 | -0.14506 | 0 | 0 | 0 | 0 | 0 | 0 | [8 empty] | FALSE | FALSE | FALSE | FALSE | FALSE | #N/A
1565 | BRDGPORT | 18.417 | 0 | 2 | 0.097087 | 0.002647 | 0.004153 | -0.004729 | 0.025048 | -0.097087 | 0 | 0 | 0 | 0 | 0 | 0 | [8 empty] | FALSE | FALSE | FALSE | FALSE | FALSE | #N/A
1477 | RICE | 0 | 0 | 1 | 0.36798 | 0.00842 | 0.007616 | -0.008698 | 0.011572 | -0.36798 | 0 | 0 | 0 | 0 | 0 | 0 | [8 empty] | FALSE | FALSE | FALSE | FALSE | FALSE | #N/A
1552 | WIZRDPOD | 0 | 0 | 2 | 0.10043 | 0.002779 | 0.004175 | -0.00475 | 0.021628 | -0.10043 | 0 | 0 | 0 | 0 | 0 | 0 | [8 empty] | FALSE | FALSE | FALSE | FALSE | FALSE | #N/A
1553 | CHCO W | 0 | 0 | 2 | 0.10043 | 0.002779 | 0.004175 | -0.00475 | 0.021628 | -0.10043 | 0 | 0 | 0 | 0 | 0 | 0 | [8 empty] | FALSE | FALSE | FALSE | FALSE | FALSE | #N/A
1554 | CHCO CS1 | 0.294 | 0 | 2 | 0.10043 | 0.002779 | 0.004175 | -0.00475 | 0.021628 | -0.10043 | 0 | 0 | 0 | 0 | 0 | 0 | [8 empty] | FALSE | FALSE | FALSE | FALSE | FALSE | #N/A
1555 | JACKAMCO | 0.49 | 0 | 2 | 0.10043 | 0.002779 | 0.004175 | -0.00475 | 0.021628 | -0.10043 | 0 | 0 | 0 | 0 | 0 | 0 | [8 empty] | FALSE | FALSE | FALSE | FALSE | FALSE | #N/A
1556 | JACK | 12.434 | 0 | 2 | 0.16182 | 0.002972 | 0.006608 | -0.007517 | 0.013342 | -0.16182 | 0 | 0 | 0 | 0 | 0 | 0 | [8 empty] | FALSE | FALSE | FALSE | FALSE | FALSE | #N/A
1557 | JACK TRI | 0.105 | 0 | 2 | 0.16182 | 0.002972 | 0.006608 | -0.007517 | 0.013342 | -0.16182 | 0 | 0 | 0 | 0 | 0 | 0 | [8 empty] | FALSE | FALSE | FALSE | FALSE | FALSE | #N/A
1558 | JACK SIN | 1.444 | 0 | 2 | 0.16182 | 0.002972 | 0.006608 | -0.007517 | 0.013342 | -0.16182 | 0 | 0 | 0 | 0 | 0 | 0 | [8 empty] | FALSE | FALSE | FALSE | FALSE | FALSE | #N/A
1561 | ALVORD | 6.402 | 0 | 2 | 0.11872 | 0.003236 | 0.00427 | -0.00487 | 0.028135 | -0.11872 | 0 | 0 | 0 | 0 | 0 | 0 | [8 empty] | FALSE | FALSE | FALSE | FALSE | FALSE | #N/A
1562 | CHCO W T | 0 | 0 | 2 | 0.10576 | 0.002883 | 0.0042 | -0.004786 | 0.026287 | -0.10576 | 0 | 0 | 0 | 0 | 0 | 0 | [8 empty] | FALSE | FALSE | FALSE | FALSE | FALSE | #N/A
1563 | CHCO W | 8.102 | 0 | 2 | 0.10576 | 0.002883 | 0.0042 | -0.004786 | 0.026287 | -0.10576 | 0 | 0 | 0 | 0 | 0 | 0 | [8 empty] | FALSE | FALSE | FALSE | FALSE | FALSE | #N/A
213 | HANEY | 2.21 | 0 | 2 | 0.004753 | -0.008913 | 0.003189 | -0.004642 | -0.036567 | -0.004753 | 0 | 0 | 0 | 0 | 0 | 0 | [8 empty] | FALSE | FALSE | FALSE | FALSE | FALSE | #N/A
1455 | WCPC 3 G | 0 | 268 | 2 | 0.12606 | 0.004257 | 0.004945 | -0.005624 | 0.01238 | -0.12606 | 33.7849 | 1.1409 | 1.3253 | -1.5072 | 3.3178 | -33.7849 | [8 empty] | FALSE | TRUE | FALSE | FALSE | FALSE | #N/A
311 | HILLCITY | 2.841 | 0 | 2 | 0.043443 | -0.01371 | 0.011485 | -0.012888 | -0.004556 | -0.043443 | 0 | 0 | 0 | 0 | 0 | 0 | [8 empty] | FALSE | FALSE | FALSE | FALSE | FALSE | #N/A
987 | MCCRESTR | 0 | 0 | 2 | 0.004331 | 0.005577 | -0.002664 | 0.002795 | -0.086708 | -0.004331 | 0 | 0 | 0 | 0 | 0 | 0 | [8 empty] | FALSE | FALSE | FALSE | FALSE | FALSE | #N/A
988 | W.DENT B | 0 | 0 | 2 | 0.056849 | 0.003105 | 0.002742 | -0.003149 | 0.027843 | -0.056849 | 0 | 0 | 0 | 0 | 0 | 0 | [8 empty] | FALSE | FALSE | FALSE | FALSE | FALSE | #N/A
989 | GN S STR | 0 | 0 | 2 | 0.004779 | 0.005557 | -0.002578 | 0.00269 | -0.087758 | -0.004779 | 0 | 0 | 0 | 0 | 0 | 0 | [8 empty] | FALSE | FALSE | FALSE | FALSE | FALSE | #N/A
992 | BRDGPORT | 0 | 0 | 2 | 0.049257 | 0.00236 | 0.002655 | -0.003055 | 0.049 | -0.049257 | 0 | 0 | 0 | 0 | 0 | 0 | [8 empty] | FALSE | FALSE | FALSE | FALSE | FALSE | #N/A
993 | BNDVS121 | 0 | 0 | 2 | 0.004653 | 0.005429 | -0.002518 | 0.002637 | -0.074485 | -0.004653 | 0 | 0 | 0 | 0 | 0 | 0 | [8 empty] | FALSE | FALSE | FALSE | FALSE | FALSE | #N/A
994 | BNDVS122 | 0 | 0 | 2 | 0.004597 | 0.005526 | -0.002586 | 0.00271 | -0.082069 | -0.004597 | 0 | 0 | 0 | 0 | 0 | 0 | [8 empty] | FALSE | FALSE | FALSE | FALSE | FALSE | #N/A
995 | GN S STR | 0 | 0 | 2 | 0.004779 | 0.005557 | -0.002578 | 0.00269 | -0.087758 | -0.004779 | 0 | 0 | 0 | 0 | 0 | 0 | [8 empty] | FALSE | FALSE | FALSE | FALSE | FALSE | #N/A
996 | DENTOSTR | 0 | 0 | 2 | 0.033813 | 0.003096 | 0.001117 | -0.001343 | 0.059117 | -0.033813 | 0 | 0 | 0 | 0 | 0 | 0 | [8 empty] | FALSE | FALSE | FALSE | FALSE | FALSE | #N/A
997 | N DENSTR | 0 | 0 | 2 | 0.035168 | 0.00312 | 0.001177 | -0.00141 | 0.060524 | -0.035168 | 0 | 0 | 0 | 0 | 0 | 0 | [8 empty] | FALSE | FALSE | FALSE | FALSE | FALSE | #N/A
998 | W.DENSTR | 0 | 0 | 2 | 0.046955 | 0.003104 | 0.00204 | -0.002369 | 0.041643 | -0.046955 | 0 | 0 | 0 | 0 | 0 | 0 | [8 empty] | FALSE | FALSE | FALSE | FALSE | FALSE | #N/A
999 | W.DENSTR | 0 | 0 | 2 | 0.04693 | 0.003104 | 0.002038 | -0.002367 | 0.041679 | -0.04693 | 0 | 0 | 0 | 0 | 0 | 0 | [8 empty] | FALSE | FALSE | FALSE | FALSE | FALSE | #N/A
210 | REAGRSPG | 3.137 | 0 | 2 | 0.004277 | -0.008216 | 0.004841 | -0.005705 | -0.034822 | -0.004277 | 0 | 0 | 0 | 0 | 0 | 0 | [8 empty] | FALSE | FALSE | FALSE | FALSE | FALSE | #N/A
2184 | WDGWD NT | 0 | 0 | 2 | -0.021561 | -0.002144 | 0.003355 | -0.003719 | -0.002918 | 0.021561 | 0 | 0 | 0 | 0 | 0 | 0 | [8 empty] | FALSE | FALSE | FALSE | FALSE | FALSE | #N/A
984 | W.DENT12 | 0 | 0 | 2 | 0.046955 | 0.003104 | 0.00204 | -0.002369 | 0.041643 | -0.046955 | 0 | 0 | 0 | 0 | 0 | 0 | [8 empty] | FALSE | FALSE | FALSE | FALSE | FALSE | #N/A
310 | IVAN | 4.373 | 0 | 1 | 0.33302 | 0.008564 | 0.008633 | -0.009862 | 0.009753 | -0.33302 | 0 | 0 | 0 | 0 | 0 | 0 | [8 empty] | FALSE | FALSE | FALSE | FALSE | FALSE | #N/A
308 | GRANBURY | 0 | 0 | 2 | 0.048649 | -0.006037 | 0.009195 | -0.010366 | -0.001455 | -0.048649 | 0 | 0 | 0 | 0 | 0 | 0 | [8 empty] | FALSE | FALSE | FALSE | FALSE | FALSE | #N/A
307 | GRANBURY | 6.064 | 0 | 2 | 0.049073 | -0.006071 | 0.009242 | -0.010419 | -0.001421 | -0.049073 | 0 | 0 | 0 | 0 | 0 | 0 | [8 empty] | FALSE | FALSE | FALSE | FALSE | FALSE | #N/A
306 | BUNKER | 0 | 0 | 2 | 0.031462 | -0.00469 | 0.007306 | -0.008214 | -0.002832 | -0.031462 | 0 | 0 | 0 | 0 | 0 | 0 | [8 empty] | FALSE | FALSE | FALSE | FALSE | FALSE | #N/A
304 | WRIGHT | 10.389 | 0 | 2 | 0.083073 | 0.001016 | 0.013037 | -0.014866 | -0.001519 | -0.083073 | 0 | 0 | 0 | 0 | 0 | 0 | [8 empty] | FALSE | FALSE | FALSE | FALSE | FALSE | #N/A
303 | NORFORK | 5.352 | 0 | 2 | 0.084688 | 0.001352 | 0.013218 | -0.015077 | -0.001524 | -0.084688 | 0 | 0 | 0 | 0 | 0 | 0 | [8 empty] | FALSE | FALSE | FALSE | FALSE | FALSE | #N/A
302 | SELDEN | 8.782 | 0 | 2 | 0.094044 | -0.004672 | 0.014512 | -0.016467 | -0.002849 | -0.094044 | 0 | 0 | 0 | 0 | 0 | 0 | [8 empty] | FALSE | FALSE | FALSE | FALSE | FALSE | #N/A
301 | LINGLEVL | 5.421 | 0 | 2 | 0.17149 | 0.004013 | 0.012636 | -0.014406 | 0.001416 | -0.17149 | 0 | 0 | 0 | 0 | 0 | 0 | [8 empty] | FALSE | FALSE | FALSE | FALSE | FALSE | #N/A
300 | JOHNSVIL | 4.171 | 0 | 2 | 0.07496 | -0.017408 | 0.017345 | -0.019552 | -0.006768 | -0.07496 | 0 | 0 | 0 | 0 | 0 | 0 | [8 empty] | FALSE | FALSE | FALSE | FALSE | FALSE | #N/A
299 | STEPHNVL | 7.709 | 0 | 2 | 0.089319 | 0.002318 | 0.013735 | -0.015683 | -0.001537 | -0.089319 | 0 | 0 | 0 | 0 | 0 | 0 | [8 empty] | FALSE | FALSE | FALSE | FALSE | FALSE | #N/A
298 | CARLTON | 7.095 | 0 | 2 | 0.090092 | 0.004668 | 0.014646 | -0.016766 | -0.001772 | -0.090092 | 0 | 0 | 0 | 0 | 0 | 0 | [8 empty] | FALSE | FALSE | FALSE | FALSE | FALSE | #N/A
2381 | NLK 1 G | 0 | 0 | 2 | 0.005046 | 0.002653 | -0.000687 | 0.000688 | 0.007351 | -0.005046 | 0 | 0 | 0 | 0 | 0 | 0 | [8 empty] | FALSE | FALSE | FALSE | FALSE | FALSE | #N/A
957 | GN SI113 | 0 | 0 | 2 | 0.004779 | 0.005557 | -0.002578 | 0.00269 | -0.087758 | -0.004779 | 0 | 0 | 0 | 0 | 0 | 0 | [8 empty] | FALSE | FALSE | FALSE | FALSE | FALSE | #N/A
1601 | GRAHAM E | 19.559 | 0 | 1 | 0.34685 | 0.007678 | 0.007649 | -0.00873 | 0.011036 | -0.34685 | 0 | 0 | 0 | 0 | 0 | 0 | [8 empty] | FALSE | FALSE | FALSE | FALSE | FALSE | #N/A
937 | STEAM D | 0 | 0 | 2 | 0.004779 | 0.005557 | -0.002578 | 0.00269 | -0.087758 | -0.004779 | 0 | 0 | 0 | 0 | 0 | 0 | [8 empty] | FALSE | FALSE | FALSE | FALSE | FALSE | #N/A
938 | LTV D | 12.2 | 0 | 2 | 0.004779 | 0.005557 | -0.002578 | 0.00269 | -0.087758 | -0.004779 | 0 | 0 | 0 | 0 | 0 | 0 | [8 empty] | FALSE | FALSE | FALSE | FALSE | FALSE | #N/A
939 | TERREL D | 23.3 | 0 | 2 | 0.004779 | 0.005557 | -0.002578 | 0.00269 | -0.087758 | -0.004779 | 0 | 0 | 0 | 0 | 0 | 0 | [8 empty] | FALSE | FALSE | FALSE | FALSE | FALSE | #N/A
940 | IND PK D | 14.4 | 0 | 2 | 0.004779 | 0.005557 | -0.002578 | 0.00269 | -0.087758 | -0.004779 | 0 | 0 | 0 | 0 | 0 | 0 | [8 empty] | FALSE | FALSE | FALSE | FALSE | FALSE | #N/A
945 | MAMIE D | 1.1 | 0 | 2 | 0.004779 | 0.005557 | -0.002578 | 0.00269 | -0.087758 | -0.004779 | 0 | 0 | 0 | 0 | 0 | 0 | [8 empty] | FALSE | FALSE | FALSE | FALSE | FALSE | #N/A
946 | DENT RDD | 21.1 | 0 | 2 | 0.004779 | 0.005557 | -0.002578 | 0.00269 | -0.087758 | -0.004779 | 0 | 0 | 0 | 0 | 0 | 0 | [8 empty] | FALSE | FALSE | FALSE | FALSE | FALSE | #N/A
947 | ONEAL D | 19.9 | 0 | 2 | 0.004779 | 0.005557 | -0.002578 | 0.00269 | -0.087758 | -0.004779 | 0 | 0 | 0 | 0 | 0 | 0 | [8 empty] | FALSE | FALSE | FALSE | FALSE | FALSE | #N/A
948 | STEAM1 | 0 | 14 | 2 | 0.004779 | 0.005557 | -0.002578 | 0.00269 | -0.087758 | -0.004779 | 0.066906 | 0.077798 | -0.036092 | 0.03766 | -1.2286 | -0.066906 | [8 empty] | FALSE | TRUE | FALSE | FALSE | FALSE | #N/A
949 | STEAM2 | 0 | 18 | 2 | 0.004779 | 0.005557 | -0.002578 | 0.00269 | -0.087758 | -0.004779 | 0.086022 | 0.10003 | -0.046404 | 0.04842 | -1.5796 | -0.086022 | [8 empty] | FALSE | TRUE | FALSE | FALSE | FALSE | #N/A
950 | STEAM3 | 0 | 28 | 2 | 0.004779 | 0.005557 | -0.002578 | 0.00269 | -0.087758 | -0.004779 | 0.13381 | 0.1556 | -0.072184 | 0.07532 | -2.4572 | -0.13381 | [8 empty] | FALSE | TRUE | FALSE | FALSE | FALSE | #N/A
986 | W.DENT C | 0 | 0 | 2 | 0.047751 | 0.003104 | 0.002097 | -0.002431 | 0.040533 | -0.047751 | 0 | 0 | 0 | 0 | 0 | 0 | [8 empty] | FALSE | FALSE | FALSE | FALSE | FALSE | #N/A
956 | DENTON13 | 0 | 0 | 2 | 0.033813 | 0.003096 | 0.001117 | -0.001343 | 0.059117 | -0.033813 | 0 | 0 | 0 | 0 | 0 | 0 | [8 empty] | FALSE | FALSE | FALSE | FALSE | FALSE | #N/A
985 | N DENT C | 14.75 | 0 | 2 | 0.037308 | 0.003159 | 0.00127 | -0.001515 | 0.062745 | -0.037308 | 0 | 0 | 0 | 0 | 0 | 0 | [8 empty] | FALSE | FALSE | FALSE | FALSE | FALSE | #N/A
958 | GN SI213 | 0 | 0 | 2 | 0.004779 | 0.005557 | -0.002578 | 0.00269 | -0.087758 | -0.004779 | 0 | 0 | 0 | 0 | 0 | 0 | [8 empty] | FALSE | FALSE | FALSE | FALSE | FALSE | #N/A
959 | N DENT12 | 0 | 0 | 2 | 0.035168 | 0.00312 | 0.001177 | -0.00141 | 0.060524 | -0.035168 | 0 | 0 | 0 | 0 | 0 | 0 | [8 empty] | FALSE | FALSE | FALSE | FALSE | FALSE | #N/A
968 | BEN DV C | 16 | 0 | 2 | 0.004572 | 0.00557 | -0.002617 | 0.002743 | -0.085451 | -0.004572 | 0 | 0 | 0 | 0 | 0 | 0 | [8 empty] | FALSE | FALSE | FALSE | FALSE | FALSE | #N/A
970 | BEN DV B | 0 | 0 | 2 | 0.004296 | 0.006051 | -0.002952 | 0.003108 | -0.12291 | -0.004296 | 0 | 0 | 0 | 0 | 0 | 0 | [8 empty] | FALSE | FALSE | FALSE | FALSE | FALSE | #N/A
971 | PRTTCPRK | 10 | 0 | 2 | 0.004779 | 0.005544 | -0.00257 | 0.002682 | -0.086527 | -0.004779 | 0 | 0 | 0 | 0 | 0 | 0 | [8 empty] | FALSE | FALSE | FALSE | FALSE | FALSE | #N/A
977 | GN S I C | 0 | 0 | 2 | 0.004779 | 0.005557 | -0.002578 | 0.00269 | -0.087758 | -0.004779 | 0 | 0 | 0 | 0 | 0 | 0 | [8 empty] | FALSE | FALSE | FALSE | FALSE | FALSE | #N/A
979 | GN S I D | 0 | 0 | 2 | 0.004779 | 0.005557 | -0.002578 | 0.00269 | -0.087758 | -0.004779 | 0 | 0 | 0 | 0 | 0 | 0 | [8 empty] | FALSE | FALSE | FALSE | FALSE | FALSE | #N/A
980 | BEN DSTR | 0 | 0 | 2 | 0.004653 | 0.005429 | -0.002518 | 0.002637 | -0.074485 | -0.004653 | 0 | 0 | 0 | 0 | 0 | 0 | [8 empty] | FALSE | FALSE | FALSE | FALSE | FALSE | #N/A
981 | BEN DSTR | 0 | 0 | 2 | 0.004597 | 0.005526 | -0.002586 | 0.00271 | -0.082069 | -0.004597 | 0 | 0 | 0 | 0 | 0 | 0 | [8 empty] | FALSE | FALSE | FALSE | FALSE | FALSE | #N/A
982 | DENTON C | 0 | 0 | 2 | 0.030248 | 0.003033 | 0.000962 | -0.001167 | 0.055417 | -0.030248 | 0 | 0 | 0 | 0 | 0 | 0 | [8 empty] | FALSE | FALSE | FALSE | FALSE | FALSE | #N/A
983 | ARCO C | 0 | 0 | 2 | 0.030484 | 0.003175 | 0.000849 | -0.001046 | 0.066598 | -0.030484 | 0 | 0 | 0 | 0 | 0 | 0 | [8 empty] | FALSE | FALSE | FALSE | FALSE | FALSE | #N/A
295 | STPHNVL | 0 | 0 | 2 | 0.10039 | 9.7e-05 | 0.013265 | -0.0151 | -0.001089 | -0.10039 | 0 | 0 | 0 | 0 | 0 | 0 | [8 empty] | FALSE | FALSE | FALSE | FALSE | FALSE | #N/A
952 | DIESELA | 18.8 | 0 | 2 | 0.004779 | 0.005557 | -0.002578 | 0.00269 | -0.087758 | -0.004779 | 0 | 0 | 0 | 0 | 0 | 0 | [8 empty] | FALSE | FALSE | FALSE | FALSE | FALSE | #N/A
227 | HOLNAM | 38.36 | 0 | 2 | -0.001549 | -0.002147 | 0.000858 | -0.001002 | -0.02271 | 0.001549 | 0 | 0 | 0 | 0 | 0 | 0 | [8 empty] | FALSE | FALSE | FALSE | FALSE | FALSE | #N/A
297 | CALRTNSW | 0 | 0 | 2 | 0.090092 | 0.004668 | 0.014646 | -0.016766 | -0.001772 | -0.090092 | 0 | 0 | 0 | 0 | 0 | 0 | [8 empty] | FALSE | FALSE | FALSE | FALSE | FALSE | #N/A
246 | BOSQUESW | 0 | 0 | 2 | 0.009311 | -0.078261 | 0.02876 | -0.031225 | -0.02044 | -0.009311 | 0 | 0 | 0 | 0 | 0 | 0 | [8 empty] | FALSE | FALSE | FALSE | FALSE | FALSE | #N/A
245 | WHITNEY2 | 0 | 15 | 2 | 0.018209 | -0.047948 | 0.021536 | -0.023956 | -0.018608 | -0.018209 | 0.27314 | -0.71922 | 0.32304 | -0.35934 | -0.27912 | -0.27314 | [8 empty] | FALSE | TRUE | FALSE | FALSE | FALSE | #N/A
244 | WHITNEY1 | 0 | 15 | 2 | 0.018209 | -0.047948 | 0.021536 | -0.023956 | -0.018608 | -0.018209 | 0.27314 | -0.71922 | 0.32304 | -0.35934 | -0.27912 | -0.27314 | [8 empty] | FALSE | TRUE | FALSE | FALSE | FALSE | #N/A
243 | WHITNYSW | 0 | 0 | 2 | 0.017939 | -0.048314 | 0.021643 | -0.024074 | -0.018758 | -0.017939 | 0 | 0 | 0 | 0 | 0 | 0 | [8 empty] | FALSE | FALSE | FALSE | FALSE | FALSE | #N/A
242 | WHITNEY | 0 | 0 | 2 | 0.018209 | -0.047948 | 0.021536 | -0.023956 | -0.018608 | -0.018209 | 0 | 0 | 0 | 0 | 0 | 0 | [8 empty] | FALSE | FALSE | FALSE | FALSE | FALSE | #N/A
241 | WHITNEY | 0 | 0 | 2 | 0.015966 | -0.058289 | 0.025198 | -0.027971 | -0.018804 | -0.015966 | 0 | 0 | 0 | 0 | 0 | 0 | [8 empty] | FALSE | FALSE | FALSE | FALSE | FALSE | #N/A
240 | WHITNEY | 0 | 0 | 2 | 0.00943 | -0.077905 | 0.028697 | -0.031167 | -0.020411 | -0.00943 | 0 | 0 | 0 | 0 | 0 | 0 | [8 empty] | FALSE | FALSE | FALSE | FALSE | FALSE | #N/A
239 | BSQSUTH2 | 0 | 149 | 2 | 0.009311 | -0.078261 | 0.02876 | -0.031225 | -0.02044 | -0.009311 | 1.3873 | -11.6609 | 4.2852 | -4.6525 | -3.0456 | -1.3873 | [8 empty] | FALSE | TRUE | FALSE | FALSE | FALSE | #N/A
237 | BLANTON | 6.787 | 0 | 2 | 0.005536 | -0.027256 | 0.012536 | -0.01406 | -0.017437 | -0.005536 | 0 | 0 | 0 | 0 | 0 | 0 | [8 empty] | FALSE | FALSE | FALSE | FALSE | FALSE | #N/A
236 | LAMPOST | 11.429 | 0 | 2 | 0.013623 | -0.047082 | 0.020873 | -0.023183 | -0.017322 | -0.013623 | 0 | 0 | 0 | 0 | 0 | 0 | [8 empty] | FALSE | FALSE | FALSE | FALSE | FALSE | #N/A
249 | ROGERSHL | 15.945 | 0 | 2 | 0.006857 | -0.084475 | 0.031561 | -0.03451 | -0.021968 | -0.006857 | 0 | 0 | 0 | 0 | 0 | 0 | [8 empty] | FALSE | FALSE | FALSE | FALSE | FALSE | #N/A
228 | PEORIA | 5.851 | 0 | 2 | 0.015387 | -0.040823 | 0.018504 | -0.020642 | -0.021759 | -0.015387 | 0 | 0 | 0 | 0 | 0 | 0 | [8 empty] | FALSE | FALSE | FALSE | FALSE | FALSE | #N/A
250 | FRTGTSSW | 0 | 0 | 2 | 0.03019 | -0.019518 | 0.043099 | -0.050381 | -0.017547 | -0.03019 | 0 | 0 | 0 | 0 | 0 | 0 | [8 empty] | FALSE | FALSE | FALSE | FALSE | FALSE | #N/A
225 | FORESTON | 7.248 | 0 | 2 | 0.007494 | -0.017659 | 0.008798 | -0.010031 | -0.031039 | -0.007494 | 0 | 0 | 0 | 0 | 0 | 0 | [8 empty] | FALSE | FALSE | FALSE | FALSE | FALSE | #N/A
224 | ITASCA | 5.497 | 0 | 2 | 0.011464 | -0.029309 | 0.013679 | -0.015367 | -0.026372 | -0.011464 | 0 | 0 | 0 | 0 | 0 | 0 | [8 empty] | FALSE | FALSE | FALSE | FALSE | FALSE | #N/A
223 | ST.PAUL | 14.203 | 0 | 2 | 0.003071 | -0.008165 | 0.004549 | -0.005149 | -0.018878 | -0.003071 | 0 | 0 | 0 | 0 | 0 | 0 | [8 empty] | FALSE | FALSE | FALSE | FALSE | FALSE | #N/A
222 | TRUMBULL | 0 | 0 | 2 | 0.001703 | -0.001627 | 0.000838 | -0.001233 | -0.034761 | -0.001703 | 0 | 0 | 0 | 0 | 0 | 0 | [8 empty] | FALSE | FALSE | FALSE | FALSE | FALSE | #N/A
221 | FERRIS | 7.556 | 0 | 2 | 0.000146 | 0.001232 | -0.00097 | 0.000778 | -0.030791 | -0.000146 | 0 | 0 | 0 | 0 | 0 | 0 | [8 empty] | FALSE | FALSE | FALSE | FALSE | FALSE | #N/A
220 | CEDARHIL | 18.187 | 0 | 2 | 0.001446 | -0.005742 | 0.003009 | -0.003462 | -0.021663 | -0.001446 | 0 | 0 | 0 | 0 | 0 | 0 | [8 empty] | FALSE | FALSE | FALSE | FALSE | FALSE | #N/A
218 | ROCKETT | 9.28 | 0 | 2 | 0.002279 | -0.002684 | 0.001507 | -0.001976 | -0.036229 | -0.002279 | 0 | 0 | 0 | 0 | 0 | 0 | [8 empty] | FALSE | FALSE | FALSE | FALSE | FALSE | #N/A
217 | GLENHITS | 11.224 | 0 | 2 | -0.000329 | 0.000488 | -0.000567 | 0.000483 | -0.027815 | 0.000329 | 0 | 0 | 0 | 0 | 0 | 0 | [8 empty] | FALSE | FALSE | FALSE | FALSE | FALSE | #N/A
216 | ENNIS | 0.182 | 0 | 2 | 0.001057 | 0.001703 | -0.001304 | 0.000805 | -0.034575 | -0.001057 | 0 | 0 | 0 | 0 | 0 | 0 | [8 empty] | FALSE | FALSE | FALSE | FALSE | FALSE | #N/A
215 | INDIA | 0 | 0 | 2 | 0.0038 | -0.001565 | 0.001143 | -0.001528 | -0.053733 | -0.0038 | 0 | 0 | 0 | 0 | 0 | 0 | [8 empty] | FALSE | FALSE | FALSE | FALSE | FALSE | #N/A
214 | ROCKETSW | 0 | 0 | 2 | 0.003507 | -0.004938 | 0.002932 | -0.003561 | -0.039359 | -0.003507 | 0 | 0 | 0 | 0 | 0 | 0 | [8 empty] | FALSE | FALSE | FALSE | FALSE | FALSE | #N/A
924 | SPNCER5 | 0 | 52 | 2 | 0.033424 | 0.003089 | 0.001101 | -0.001324 | 0.058714 | -0.033424 | 1.738 | 0.16063 | 0.057252 | -0.068848 | 3.0531 | -1.738 | [8 empty] | FALSE | TRUE | FALSE | FALSE | FALSE | #N/A
234 | CHATT | 5.395 | 0 | 2 | 0.00827 | -0.032136 | 0.013843 | -0.015726 | -0.023764 | -0.00827 | 0 | 0 | 0 | 0 | 0 | 0 | [8 empty] | FALSE | FALSE | FALSE | FALSE | FALSE | #N/A
276 | HGHWY101 | 3.165 | 0 | 1 | 0.28607 | 0.009446 | 0.010911 | -0.012472 | 0.006177 | -0.28607 | 0 | 0 | 0 | 0 | 0 | 0 | [8 empty] | FALSE | FALSE | FALSE | FALSE | FALSE | #N/A
211 | GOODLOE | 13.99 | 0 | 2 | 0.003022 | 0.003732 | -0.002638 | 0.001507 | -0.044441 | -0.003022 | 0 | 0 | 0 | 0 | 0 | 0 | [8 empty] | FALSE | FALSE | FALSE | FALSE | FALSE | #N/A
294 | MOUNTARY | 9.425 | 0 | 2 | 0.091955 | 0.010328 | 0.016839 | -0.019374 | -0.002336 | -0.091955 | 0 | 0 | 0 | 0 | 0 | 0 | [8 empty] | FALSE | FALSE | FALSE | FALSE | FALSE | #N/A
293 | HOLDER | 7.699 | 0 | 2 | 0.11224 | 0.057324 | 0.029229 | -0.034195 | -0.003311 | -0.11224 | 0 | 0 | 0 | 0 | 0 | 0 | [8 empty] | FALSE | FALSE | FALSE | FALSE | FALSE | #N/A
292 | HOLDER | 0 | 0 | 2 | 0.11813 | 0.07023 | 0.032242 | -0.037807 | -0.00333 | -0.11813 | 0 | 0 | 0 | 0 | 0 | 0 | [8 empty] | FALSE | FALSE | FALSE | FALSE | FALSE | #N/A
291 | DELEON | 1.044 | 0 | 2 | 0.1017 | 0.009251 | 0.01513 | -0.017354 | -0.001536 | -0.1017 | 0 | 0 | 0 | 0 | 0 | 0 | [8 empty] | FALSE | FALSE | FALSE | FALSE | FALSE | #N/A
290 | SHILOH | 4.597 | 0 | 2 | 0.10399 | 0.025963 | 0.017655 | -0.020452 | -0.001514 | -0.10399 | 0 | 0 | 0 | 0 | 0 | 0 | [8 empty] | FALSE | FALSE | FALSE | FALSE | FALSE | #N/A
289 | NIMROD | 2.652 | 0 | 2 | 0.10503 | 0.041538 | 0.025544 | -0.029776 | -0.003288 | -0.10503 | 0 | 0 | 0 | 0 | 0 | 0 | [8 empty] | FALSE | FALSE | FALSE | FALSE | FALSE | #N/A
285 | RISNGSTR | 2.019 | 0 | 2 | 0.10503 | 0.041538 | 0.025544 | -0.029776 | -0.003288 | -0.10503 | 0 | 0 | 0 | 0 | 0 | 0 | [8 empty] | FALSE | FALSE | FALSE | FALSE | FALSE | #N/A
284 | EARLY | 0 | 0 | 2 | 0.1192 | 0.072565 | 0.032787 | -0.038461 | -0.003333 | -0.1192 | 0 | 0 | 0 | 0 | 0 | 0 | [8 empty] | FALSE | FALSE | FALSE | FALSE | FALSE | #N/A
283 | ZEPHYR | 4.255 | 0 | 2 | 0.1175 | 0.066709 | 0.03056 | -0.035819 | -0.002987 | -0.1175 | 0 | 0 | 0 | 0 | 0 | 0 | [8 empty] | FALSE | FALSE | FALSE | FALSE | FALSE | #N/A
282 | EOLIANRD | 0.543 | 0 | 1 | 0.33964 | 0.008965 | 0.009098 | -0.010395 | 0.008889 | -0.33964 | 0 | 0 | 0 | 0 | 0 | 0 | [8 empty] | FALSE | FALSE | FALSE | FALSE | FALSE | #N/A
247 | BSQSUTH1 | 0 | 151 | 2 | 0.009311 | -0.078261 | 0.02876 | -0.031225 | -0.02044 | -0.009311 | 1.406 | -11.8174 | 4.3428 | -4.715 | -3.0864 | -1.406 | [8 empty] | FALSE | TRUE | FALSE | FALSE | FALSE | #N/A
277 | HASSE | 2.528 | 0 | 2 | 0.092787 | 0.016059 | 0.020334 | -0.02351 | -0.003721 | -0.092787 | 0 | 0 | 0 | 0 | 0 | 0 | [8 empty] | FALSE | FALSE | FALSE | FALSE | FALSE | #N/A
296 | STPHVLTP | 0 | 0 | 2 | 0.10049 | 7.8e-05 | 0.013261 | -0.015095 | -0.001085 | -0.10049 | 0 | 0 | 0 | 0 | 0 | 0 | [8 empty] | FALSE | FALSE | FALSE | FALSE | FALSE | #N/A
275 | LNPLNTRD | 1.857 | 0 | 1 | 0.26945 | 0.009605 | 0.011469 | -0.013111 | 0.005351 | -0.26945 | 0 | 0 | 0 | 0 | 0 | 0 | [8 empty] | FALSE | FALSE | FALSE | FALSE | FALSE | #N/A
274 | GORMAN | 1 | 0 | 1 | 0.28362 | 0.01118 | 0.011508 | -0.013169 | 0.005903 | -0.28362 | 0 | 0 | 0 | 0 | 0 | 0 | [8 empty] | FALSE | FALSE | FALSE | FALSE | FALSE | #N/A
273 | GUSTINE | 2.181 | 0 | 2 | 0.079723 | 0.006225 | 0.023379 | -0.027011 | -0.006466 | -0.079723 | 0 | 0 | 0 | 0 | 0 | 0 | [8 empty] | FALSE | FALSE | FALSE | FALSE | FALSE | #N/A
270 | MORTNVLY | 0.455 | 0 | 1 | 0.29549 | 0.010666 | 0.010948 | -0.012524 | 0.006617 | -0.29549 | 0 | 0 | 0 | 0 | 0 | 0 | [8 empty] | FALSE | FALSE | FALSE | FALSE | FALSE | #N/A
269 | ENERGY | 2.004 | 0 | 2 | 0.079723 | 0.006225 | 0.023379 | -0.027011 | -0.006466 | -0.079723 | 0 | 0 | 0 | 0 | 0 | 0 | [8 empty] | FALSE | FALSE | FALSE | FALSE | FALSE | #N/A
265 | ENERGYSW | 0 | 0 | 2 | 0.079723 | 0.006225 | 0.023379 | -0.027011 | -0.006466 | -0.079723 | 0 | 0 | 0 | 0 | 0 | 0 | [8 empty] | FALSE | FALSE | FALSE | FALSE | FALSE | #N/A
262 | INDIANGP | 1.811 | 0 | 2 | 0.079723 | 0.006225 | 0.023379 | -0.027011 | -0.006466 | -0.079723 | 0 | 0 | 0 | 0 | 0 | 0 | [8 empty] | FALSE | FALSE | FALSE | FALSE | FALSE | #N/A
258 | HAMILTON | 5.911 | 0 | 2 | 0.060872 | -0.007966 | 0.027773 | -0.032063 | -0.010426 | -0.060872 | 0 | 0 | 0 | 0 | 0 | 0 | [8 empty] | FALSE | FALSE | FALSE | FALSE | FALSE | #N/A
254 | FRTGATES | 5.746 | 0 | 2 | 0.03019 | -0.019518 | 0.043099 | -0.050381 | -0.017547 | -0.03019 | 0 | 0 | 0 | 0 | 0 | 0 | [8 empty] | FALSE | FALSE | FALSE | FALSE | FALSE | #N/A
253 | BSQSUTH4 | 0 | 82 | 2 | 0.016033 | -0.05819 | 0.02522 | -0.028 | -0.018794 | -0.016033 | 1.3147 | -4.7716 | 2.068 | -2.296 | -1.5411 | -1.3147 | [8 empty] | FALSE | TRUE | FALSE | FALSE | FALSE | #N/A
252 | BOSQUESW | 0 | 0 | 2 | 0.016033 | -0.05819 | 0.02522 | -0.028 | -0.018794 | -0.016033 | 0 | 0 | 0 | 0 | 0 | 0 | [8 empty] | FALSE | FALSE | FALSE | FALSE | FALSE | #N/A
251 | BSQSUTH3 | 0 | 144 | 2 | 0.016033 | -0.05819 | 0.02522 | -0.028 | -0.018794 | -0.016033 | 2.3088 | -8.3794 | 3.6317 | -4.032 | -2.7063 | -2.3088 | [8 empty] | FALSE | TRUE | FALSE | FALSE | FALSE | #N/A
281 | DOWNING | 3.526 | 0 | 2 | 0.094988 | 0.019541 | 0.020409 | -0.023619 | -0.003256 | -0.094988 | 0 | 0 | 0 | 0 | 0 | 0 | [8 empty] | FALSE | FALSE | FALSE | FALSE | FALSE | #N/A
2977 | WALL ST1 | 35.426 | 0 | 2 | 0.001199 | 0.005656 | -0.003146 | 0.003402 | -0.040381 | -0.001199 | 0 | 0 | 0 | 0 | 0 | 0 | [8 empty] | FALSE | FALSE | FALSE | FALSE | FALSE | #N/A
2963 | MURDCK2 | 12.179 | 0 | 2 | 0.001556 | 0.005599 | -0.003098 | 0.003322 | -0.050901 | -0.001556 | 0 | 0 | 0 | 0 | 0 | 0 | [8 empty] | FALSE | FALSE | FALSE | FALSE | FALSE | #N/A
2964 | HUTCH | 26.189 | 0 | 2 | 0.001283 | 0.00559 | -0.003139 | 0.003369 | -0.04892 | -0.001283 | 0 | 0 | 0 | 0 | 0 | 0 | [8 empty] | FALSE | FALSE | FALSE | FALSE | FALSE | #N/A
2965 | SSWWT 1T | 0 | 0 | 2 | 0.001098 | 0.005583 | -0.003167 | 0.003401 | -0.047582 | -0.001098 | 0 | 0 | 0 | 0 | 0 | 0 | [8 empty] | FALSE | FALSE | FALSE | FALSE | FALSE | #N/A
2966 | SSWWT 1 | 6.054 | 0 | 2 | 0.001098 | 0.005583 | -0.003167 | 0.003401 | -0.047582 | -0.001098 | 0 | 0 | 0 | 0 | 0 | 0 | [8 empty] | FALSE | FALSE | FALSE | FALSE | FALSE | #N/A
2969 | OAKLND1T | 0 | 0 | 2 | 0.001934 | 0.005798 | -0.003135 | 0.003372 | -0.050766 | -0.001934 | 0 | 0 | 0 | 0 | 0 | 0 | [8 empty] | FALSE | FALSE | FALSE | FALSE | FALSE | #N/A
2970 | OAKLND1 | 19.2 | 0 | 2 | 0.001934 | 0.005798 | -0.003135 | 0.003372 | -0.050766 | -0.001934 | 0 | 0 | 0 | 0 | 0 | 0 | [8 empty] | FALSE | FALSE | FALSE | FALSE | FALSE | #N/A
2971 | OAKLND2 | 15.793 | 0 | 2 | 0.002578 | 0.005635 | -0.002943 | 0.003145 | -0.058327 | -0.002578 | 0 | 0 | 0 | 0 | 0 | 0 | [8 empty] | FALSE | FALSE | FALSE | FALSE | FALSE | #N/A
2972 | SUTHLD 1 | 7.997 | 0 | 2 | 0.001279 | 0.005894 | -0.003287 | 0.003555 | -0.042695 | -0.001279 | 0 | 0 | 0 | 0 | 0 | 0 | [8 empty] | FALSE | FALSE | FALSE | FALSE | FALSE | #N/A
2973 | SUTHLD 2 | 9.965 | 0 | 2 | 0.001269 | 0.005894 | -0.003288 | 0.003557 | -0.042573 | -0.001269 | 0 | 0 | 0 | 0 | 0 | 0 | [8 empty] | FALSE | FALSE | FALSE | FALSE | FALSE | #N/A
2974 | INDUST W | 0 | 0 | 2 | 0.001201 | 0.005664 | -0.003151 | 0.003407 | -0.040453 | -0.001201 | 0 | 0 | 0 | 0 | 0 | 0 | [8 empty] | FALSE | FALSE | FALSE | FALSE | FALSE | #N/A
2927 | FAIROK 1 | 27.025 | 0 | 2 | 0.00326 | 0.005134 | -0.002522 | 0.002681 | -0.051025 | -0.00326 | 0 | 0 | 0 | 0 | 0 | 0 | [8 empty] | FALSE | FALSE | FALSE | FALSE | FALSE | #N/A
2976 | INDUST E | 0 | 0 | 2 | 0.001199 | 0.005656 | -0.003146 | 0.003402 | -0.040381 | -0.001199 | 0 | 0 | 0 | 0 | 0 | 0 | [8 empty] | FALSE | FALSE | FALSE | FALSE | FALSE | #N/A
2960 | PL GRV1T | 0 | 0 | 2 | 0.002155 | 0.005621 | -0.003007 | 0.003219 | -0.055249 | -0.002155 | 0 | 0 | 0 | 0 | 0 | 0 | [8 empty] | FALSE | FALSE | FALSE | FALSE | FALSE | #N/A
2981 | COMPTON1 | 14.365 | 0 | 2 | 0.00106 | 0.005413 | -0.003008 | 0.003252 | -0.03897 | -0.00106 | 0 | 0 | 0 | 0 | 0 | 0 | [8 empty] | FALSE | FALSE | FALSE | FALSE | FALSE | #N/A
2982 | COMPTON2 | 14.835 | 0 | 2 | 0.0009 | 0.005128 | -0.002847 | 0.003075 | -0.037277 | -0.0009 | 0 | 0 | 0 | 0 | 0 | 0 | [8 empty] | FALSE | FALSE | FALSE | FALSE | FALSE | #N/A
2983 | WALL ST2 | 27.632 | 0 | 2 | 0.0009 | 0.005128 | -0.002847 | 0.003075 | -0.037277 | -0.0009 | 0 | 0 | 0 | 0 | 0 | 0 | [8 empty] | FALSE | FALSE | FALSE | FALSE | FALSE | #N/A
2984 | BUNTIN 1 | 11.63 | 0 | 2 | 0.0009 | 0.005128 | -0.002847 | 0.003075 | -0.037277 | -0.0009 | 0 | 0 | 0 | 0 | 0 | 0 | [8 empty] | FALSE | FALSE | FALSE | FALSE | FALSE | #N/A
2985 | BUNTIN 2 | 15.706 | 0 | 2 | 0.000843 | 0.005218 | -0.002926 | 0.003158 | -0.038518 | -0.000843 | 0 | 0 | 0 | 0 | 0 | 0 | [8 empty] | FALSE | FALSE | FALSE | FALSE | FALSE | #N/A
2986 | SMP ST2T | 0 | 0 | 2 | 0.000766 | 0.005339 | -0.003032 | 0.003269 | -0.040197 | -0.000766 | 0 | 0 | 0 | 0 | 0 | 0 | [8 empty] | FALSE | FALSE | FALSE | FALSE | FALSE | #N/A
2987 | SMP ST2 | 16.369 | 0 | 2 | 0.000766 | 0.005339 | -0.003032 | 0.003269 | -0.040197 | -0.000766 | 0 | 0 | 0 | 0 | 0 | 0 | [8 empty] | FALSE | FALSE | FALSE | FALSE | FALSE | #N/A
2988 | SMP ST1 | 17.96 | 0 | 2 | -0.000588 | 0.003348 | -0.0019 | 0.002036 | -0.031692 | 0.000588 | 0 | 0 | 0 | 0 | 0 | 0 | [8 empty] | FALSE | FALSE | FALSE | FALSE | FALSE | #N/A
2989 | S CLIFF | 3.731 | 0 | 2 | -0.000776 | 0.002991 | -0.001684 | 0.001803 | -0.029766 | 0.000776 | 0 | 0 | 0 | 0 | 0 | 0 | [8 empty] | FALSE | FALSE | FALSE | FALSE | FALSE | #N/A
2990 | CP WSD 2 | 28.512 | 0 | 2 | -0.000877 | 0.002798 | -0.001568 | 0.001677 | -0.028728 | 0.000877 | 0 | 0 | 0 | 0 | 0 | 0 | [8 empty] | FALSE | FALSE | FALSE | FALSE | FALSE | #N/A
2992 | S HMP 1 | 31.476 | 0 | 2 | -0.001101 | 0.002373 | -0.001311 | 0.001399 | -0.026434 | 0.001101 | 0 | 0 | 0 | 0 | 0 | 0 | [8 empty] | FALSE | FALSE | FALSE | FALSE | FALSE | #N/A
2975 | INDUST T | 0 | 0 | 2 | 0.001201 | 0.005661 | -0.00315 | 0.003406 | -0.040429 | -0.001201 | 0 | 0 | 0 | 0 | 0 | 0 | [8 empty] | FALSE | FALSE | FALSE | FALSE | FALSE | #N/A
2947 | SARGT T1 | 0 | 0 | 2 | 0.001298 | 0.00595 | -0.00332 | 0.003591 | -0.043235 | -0.001298 | 0 | 0 | 0 | 0 | 0 | 0 | [8 empty] | FALSE | FALSE | FALSE | FALSE | FALSE | #N/A
3264 | SEVENPTS | 0 | 0 | 2 | 0.00302 | 0.00654 | -0.003749 | 0.003143 | -0.060459 | -0.00302 | 0 | 0 | 0 | 0 | 0 | 0 | [8 empty] | FALSE | FALSE | FALSE | FALSE | FALSE | #N/A
2929 | FORSTV2T | 0 | 0 | 2 | 0.003269 | 0.005175 | -0.002547 | 0.002707 | -0.052893 | -0.003269 | 0 | 0 | 0 | 0 | 0 | 0 | [8 empty] | FALSE | FALSE | FALSE | FALSE | FALSE | #N/A
2930 | FORSTV 2 | 28.338 | 0 | 2 | 0.003269 | 0.005175 | -0.002547 | 0.002707 | -0.052893 | -0.003269 | 0 | 0 | 0 | 0 | 0 | 0 | [8 empty] | FALSE | FALSE | FALSE | FALSE | FALSE | #N/A
2931 | JUDD 2 | 21.508 | 0 | 2 | 0.003269 | 0.005175 | -0.002547 | 0.002707 | -0.052893 | -0.003269 | 0 | 0 | 0 | 0 | 0 | 0 | [8 empty] | FALSE | FALSE | FALSE | FALSE | FALSE | #N/A
2934 | DUCKCK T | 0 | 0 | 2 | 0.003398 | 0.006062 | -0.003096 | 0.003281 | -0.08475 | -0.003398 | 0 | 0 | 0 | 0 | 0 | 0 | [8 empty] | FALSE | FALSE | FALSE | FALSE | FALSE | #N/A
2935 | DUCK CK | 1.847 | 0 | 2 | 0.003398 | 0.006062 | -0.003096 | 0.003281 | -0.08475 | -0.003398 | 0 | 0 | 0 | 0 | 0 | 0 | [8 empty] | FALSE | FALSE | FALSE | FALSE | FALSE | #N/A
2936 | LHUB PMP | 4.749 | 0 | 2 | 0.003398 | 0.006062 | -0.003096 | 0.003281 | -0.08475 | -0.003398 | 0 | 0 | 0 | 0 | 0 | 0 | [8 empty] | FALSE | FALSE | FALSE | FALSE | FALSE | #N/A
2939 | ST AUG1T | 0 | 0 | 2 | 0.003131 | 0.00584 | -0.002996 | 0.003183 | -0.073275 | -0.003131 | 0 | 0 | 0 | 0 | 0 | 0 | [8 empty] | FALSE | FALSE | FALSE | FALSE | FALSE | #N/A
2940 | SARGT T3 | 0 | 0 | 2 | 0.001285 | 0.00595 | -0.003321 | 0.003593 | -0.043085 | -0.001285 | 0 | 0 | 0 | 0 | 0 | 0 | [8 empty] | FALSE | FALSE | FALSE | FALSE | FALSE | #N/A
2941 | SARGT T4 | 0 | 0 | 2 | 0.001284 | 0.005955 | -0.003325 | 0.003597 | -0.043112 | -0.001284 | 0 | 0 | 0 | 0 | 0 | 0 | [8 empty] | FALSE | FALSE | FALSE | FALSE | FALSE | #N/A
2944 | ST AUG1 | 15.406 | 0 | 2 | 0.003131 | 0.00584 | -0.002996 | 0.003183 | -0.073275 | -0.003131 | 0 | 0 | 0 | 0 | 0 | 0 | [8 empty] | FALSE | FALSE | FALSE | FALSE | FALSE | #N/A
2962 | MURDCK2T | 0 | 0 | 2 | 0.001556 | 0.005599 | -0.003098 | 0.003322 | -0.050901 | -0.001556 | 0 | 0 | 0 | 0 | 0 | 0 | [8 empty] | FALSE | FALSE | FALSE | FALSE | FALSE | #N/A
2946 | SARGT SS | 0 | 0 | 2 | 0.000433 | 0.007781 | -0.004607 | 0.005029 | -0.039871 | -0.000433 | 0 | 0 | 0 | 0 | 0 | 0 | [8 empty] | FALSE | FALSE | FALSE | FALSE | FALSE | #N/A
2961 | PL GRV1 | 12.483 | 0 | 2 | 0.002155 | 0.005621 | -0.003007 | 0.003219 | -0.055249 | -0.002155 | 0 | 0 | 0 | 0 | 0 | 0 | [8 empty] | FALSE | FALSE | FALSE | FALSE | FALSE | #N/A
2948 | SARGT S | 0 | 0 | 2 | 0.001288 | 0.005971 | -0.003335 | 0.003607 | -0.043209 | -0.001288 | 0 | 0 | 0 | 0 | 0 | 0 | [8 empty] | FALSE | FALSE | FALSE | FALSE | FALSE | #N/A
2949 | SARGT N | 0 | 0 | 2 | 0.00129 | 0.005957 | -0.003325 | 0.003597 | -0.043176 | -0.00129 | 0 | 0 | 0 | 0 | 0 | 0 | [8 empty] | FALSE | FALSE | FALSE | FALSE | FALSE | #N/A
2950 | SARGT T2 | 0 | 0 | 2 | 0.00131 | 0.005956 | -0.003322 | 0.003593 | -0.043421 | -0.00131 | 0 | 0 | 0 | 0 | 0 | 0 | [8 empty] | FALSE | FALSE | FALSE | FALSE | FALSE | #N/A
2951 | ST AUG2T | 0 | 0 | 2 | 0.001146 | 0.005658 | -0.003154 | 0.00341 | -0.041032 | -0.001146 | 0 | 0 | 0 | 0 | 0 | 0 | [8 empty] | FALSE | FALSE | FALSE | FALSE | FALSE | #N/A
2952 | PL GRV2T | 0 | 0 | 2 | 0.001146 | 0.005658 | -0.003154 | 0.00341 | -0.041032 | -0.001146 | 0 | 0 | 0 | 0 | 0 | 0 | [8 empty] | FALSE | FALSE | FALSE | FALSE | FALSE | #N/A
2953 | PL GRV2 | 14.524 | 0 | 2 | 0.001146 | 0.005658 | -0.003154 | 0.00341 | -0.041032 | -0.001146 | 0 | 0 | 0 | 0 | 0 | 0 | [8 empty] | FALSE | FALSE | FALSE | FALSE | FALSE | #N/A
2954 | MURDCK1T | 0 | 0 | 2 | 0.001146 | 0.005658 | -0.003154 | 0.00341 | -0.041032 | -0.001146 | 0 | 0 | 0 | 0 | 0 | 0 | [8 empty] | FALSE | FALSE | FALSE | FALSE | FALSE | #N/A
2955 | MURDCK1 | 11.878 | 0 | 2 | 0.001146 | 0.005658 | -0.003154 | 0.00341 | -0.041032 | -0.001146 | 0 | 0 | 0 | 0 | 0 | 0 | [8 empty] | FALSE | FALSE | FALSE | FALSE | FALSE | #N/A
2956 | ST AUG2 | 32.388 | 0 | 2 | 0.001146 | 0.005658 | -0.003154 | 0.00341 | -0.041032 | -0.001146 | 0 | 0 | 0 | 0 | 0 | 0 | [8 empty] | FALSE | FALSE | FALSE | FALSE | FALSE | #N/A
2957 | LKJUNE 2 | 3.262 | 0 | 2 | 0.001146 | 0.005658 | -0.003154 | 0.00341 | -0.041032 | -0.001146 | 0 | 0 | 0 | 0 | 0 | 0 | [8 empty] | FALSE | FALSE | FALSE | FALSE | FALSE | #N/A
2995 | LVBRD 1 | 25.435 | 0 | 2 | -0.00121 | 0.002164 | -0.001185 | 0.001262 | -0.02531 | 0.00121 | 0 | 0 | 0 | 0 | 0 | 0 | [8 empty] | FALSE | FALSE | FALSE | FALSE | FALSE | #N/A
2945 | LKJUNE 1 | 3.262 | 0 | 2 | 0.003131 | 0.00584 | -0.002996 | 0.003183 | -0.073275 | -0.003131 | 0 | 0 | 0 | 0 | 0 | 0 | [8 empty] | FALSE | FALSE | FALSE | FALSE | FALSE | #N/A
3077 | KLEBRG T | 0 | 0 | 2 | 0.002377 | 0.006482 | -0.003571 | 0.003775 | -0.075414 | -0.002377 | 0 | 0 | 0 | 0 | 0 | 0 | [8 empty] | FALSE | FALSE | FALSE | FALSE | FALSE | #N/A
2993 | S HMP 2 | 26.298 | 0 | 2 | -0.001111 | 0.002352 | -0.001298 | 0.001385 | -0.026323 | 0.001111 | 0 | 0 | 0 | 0 | 0 | 0 | [8 empty] | FALSE | FALSE | FALSE | FALSE | FALSE | #N/A
3052 | DVIL S | 70.02 | 0 | 2 | -0.001047 | 0.001317 | -0.00086 | 0.000871 | -0.025654 | 0.001047 | 0 | 0 | 0 | 0 | 0 | 0 | [8 empty] | FALSE | FALSE | FALSE | FALSE | FALSE | #N/A
3053 | CHILLTPL | 36.358 | 0 | 2 | -0.000859 | 0.00132 | -0.000924 | 0.000927 | -0.027239 | 0.000859 | 0 | 0 | 0 | 0 | 0 | 0 | [8 empty] | FALSE | FALSE | FALSE | FALSE | FALSE | #N/A
3054 | CHCLRK1 | 42.662 | 0 | 2 | -0.001117 | 2.3e-05 | -0.000257 | 0.000206 | -0.025545 | 0.001117 | 0 | 0 | 0 | 0 | 0 | 0 | [8 empty] | FALSE | FALSE | FALSE | FALSE | FALSE | #N/A
3055 | CHCLRDT1 | 0 | 0 | 2 | -0.000867 | 0.00132 | -0.000921 | 0.000925 | -0.027168 | 0.000867 | 0 | 0 | 0 | 0 | 0 | 0 | [8 empty] | FALSE | FALSE | FALSE | FALSE | FALSE | #N/A
3056 | CHCLRK2 | 28.693 | 0 | 2 | -0.000867 | 0.00132 | -0.000921 | 0.000925 | -0.027168 | 0.000867 | 0 | 0 | 0 | 0 | 0 | 0 | [8 empty] | FALSE | FALSE | FALSE | FALSE | FALSE | #N/A
3057 | CHILTPL3 | 25.928 | 0 | 2 | -0.000852 | 0.001327 | -0.000929 | 0.000933 | -0.027269 | 0.000852 | 0 | 0 | 0 | 0 | 0 | 0 | [8 empty] | FALSE | FALSE | FALSE | FALSE | FALSE | #N/A
3058 | CHILTPL4 | 0 | 0 | 2 | -0.000846 | 0.001356 | -0.000943 | 0.000949 | -0.027383 | 0.000846 | 0 | 0 | 0 | 0 | 0 | 0 | [8 empty] | FALSE | FALSE | FALSE | FALSE | FALSE | #N/A
3059 | DES HP T | 44.58 | 0 | 2 | -0.000448 | 0.002502 | -0.001569 | 0.001639 | -0.031933 | 0.000448 | 0 | 0 | 0 | 0 | 0 | 0 | [8 empty] | FALSE | FALSE | FALSE | FALSE | FALSE | #N/A
3060 | DES PLS | 71.512 | 0 | 2 | -0.000248 | 0.003078 | -0.001882 | 0.001986 | -0.034216 | 0.000248 | 0 | 0 | 0 | 0 | 0 | 0 | [8 empty] | FALSE | FALSE | FALSE | FALSE | FALSE | #N/A
2185 | WDGWD ST | 0 | 0 | 2 | -0.021556 | -0.002145 | 0.003355 | -0.003719 | -0.002919 | 0.021556 | 0 | 0 | 0 | 0 | 0 | 0 | [8 empty] | FALSE | FALSE | FALSE | FALSE | FALSE | #N/A
3050 | SORCEY 1 | 14.386 | 0 | 2 | -0.001292 | 0.001313 | -0.000778 | 0.000799 | -0.023603 | 0.001292 | 0 | 0 | 0 | 0 | 0 | 0 | [8 empty] | FALSE | FALSE | FALSE | FALSE | FALSE | #N/A
2377 | AUSRNCH1 | 0 | 0 | 2 | 0.007201 | 0.003325 | -0.000837 | 0.000829 | 0.039598 | -0.007201 | 0 | 0 | 0 | 0 | 0 | 0 | [8 empty] | FALSE | FALSE | FALSE | FALSE | FALSE | #N/A
3049 | EGL FD 2 | 0 | 0 | 2 | -0.001484 | 0.00131 | -0.000714 | 0.000742 | -0.021985 | 0.001484 | 0 | 0 | 0 | 0 | 0 | 0 | [8 empty] | FALSE | FALSE | FALSE | FALSE | FALSE | #N/A
3078 | KLEBRG 1 | 27.287 | 0 | 2 | 0.002377 | 0.006482 | -0.003571 | 0.003775 | -0.075414 | -0.002377 | 0 | 0 | 0 | 0 | 0 | 0 | [8 empty] | FALSE | FALSE | FALSE | FALSE | FALSE | #N/A
3079 | SSWWT2T | 0 | 0 | 2 | 0.001745 | 0.005942 | -0.003357 | 0.003555 | -0.063455 | -0.001745 | 0 | 0 | 0 | 0 | 0 | 0 | [8 empty] | FALSE | FALSE | FALSE | FALSE | FALSE | #N/A
3080 | SSWWT 2 | 6.18 | 0 | 2 | 0.001745 | 0.005942 | -0.003357 | 0.003555 | -0.063455 | -0.001745 | 0 | 0 | 0 | 0 | 0 | 0 | [8 empty] | FALSE | FALSE | FALSE | FALSE | FALSE | #N/A
3083 | WILMER | 0 | 0 | 2 | 0.001302 | 0.005564 | -0.003207 | 0.003401 | -0.055085 | -0.001302 | 0 | 0 | 0 | 0 | 0 | 0 | [8 empty] | FALSE | FALSE | FALSE | FALSE | FALSE | #N/A
3084 | WILMER | 0 | 0 | 2 | 0.001844 | 4e-06 | -0.000664 | 0.000288 | -0.045316 | -0.001844 | 0 | 0 | 0 | 0 | 0 | 0 | [8 empty] | FALSE | FALSE | FALSE | FALSE | FALSE | #N/A
3191 | DUCKCV T | 0 | 0 | 2 | 0.004232 | 0.009129 | -0.004844 | 0.004855 | 0.055214 | -0.004232 | 0 | 0 | 0 | 0 | 0 | 0 | [8 empty] | FALSE | FALSE | FALSE | FALSE | FALSE | #N/A
3192 | DUCKCOVE | 0 | 0 | 2 | 0.004232 | 0.009129 | -0.004844 | 0.004855 | 0.055214 | -0.004232 | 0 | 0 | 0 | 0 | 0 | 0 | [8 empty] | FALSE | FALSE | FALSE | FALSE | FALSE | #N/A
3260 | NIPAK T | 0 | 0 | 2 | 0.00277 | 0.00662 | -0.003957 | 0.003003 | -0.048577 | -0.00277 | 0 | 0 | 0 | 0 | 0 | 0 | [8 empty] | FALSE | FALSE | FALSE | FALSE | FALSE | #N/A
3261 | NIPAK | 0.446 | 0 | 2 | 0.00277 | 0.00662 | -0.003957 | 0.003003 | -0.048577 | -0.00277 | 0 | 0 | 0 | 0 | 0 | 0 | [8 empty] | FALSE | FALSE | FALSE | FALSE | FALSE | #N/A
3262 | CEDR CRK | 5.914 | 0 | 2 | 0.002897 | 0.006579 | -0.003851 | 0.003074 | -0.054619 | -0.002897 | 0 | 0 | 0 | 0 | 0 | 0 | [8 empty] | FALSE | FALSE | FALSE | FALSE | FALSE | #N/A
2780 | MORSON 1 | 27.466 | 0 | 2 | 0.003067 | 0.003627 | -0.001609 | 0.001706 | -0.017988 | -0.003067 | 0 | 0 | 0 | 0 | 0 | 0 | [8 empty] | FALSE | FALSE | FALSE | FALSE | FALSE | #N/A
3067 | WITT RD | 29.761 | 0 | 2 | 0.000703 | 0.005436 | -0.003117 | 0.003358 | -0.041548 | -0.000703 | 0 | 0 | 0 | 0 | 0 | 0 | [8 empty] | FALSE | FALSE | FALSE | FALSE | FALSE | #N/A
3020 | POLK 1 | 32.607 | 0 | 2 | 0.000511 | 0.004378 | -0.002406 | 0.002595 | -0.033465 | -0.000511 | 0 | 0 | 0 | 0 | 0 | 0 | [8 empty] | FALSE | FALSE | FALSE | FALSE | FALSE | #N/A
2926 | L HLDS2 | 32.215 | 0 | 2 | 0.003285 | 0.005252 | -0.002593 | 0.002756 | -0.056316 | -0.003285 | 0 | 0 | 0 | 0 | 0 | 0 | [8 empty] | FALSE | FALSE | FALSE | FALSE | FALSE | #N/A
2997 | WATMLBT2 | 0 | 0 | 2 | 3.1e-05 | 0.008877 | -0.005357 | 0.005864 | -0.040189 | -3.1e-05 | 0 | 0 | 0 | 0 | 0 | 0 | [8 empty] | FALSE | FALSE | FALSE | FALSE | FALSE | #N/A
2999 | DVIL | 41.292 | 0 | 2 | -0.00136 | 0.001879 | -0.001012 | 0.001075 | -0.023769 | 0.00136 | 0 | 0 | 0 | 0 | 0 | 0 | [8 empty] | FALSE | FALSE | FALSE | FALSE | FALSE | #N/A
3004 | WMRLND 2 | 32.636 | 0 | 2 | -0.000148 | 0.003102 | -0.001657 | 0.001779 | -0.026901 | 0.000148 | 0 | 0 | 0 | 0 | 0 | 0 | [8 empty] | FALSE | FALSE | FALSE | FALSE | FALSE | #N/A
3009 | HRTG3 T | 0 | 0 | 2 | -0.009225 | -0.000572 | 0.002955 | -0.003307 | 0.004426 | 0.009225 | 0 | 0 | 0 | 0 | 0 | 0 | [8 empty] | FALSE | FALSE | FALSE | FALSE | FALSE | #N/A
3010 | HRTG2 T | 0 | 0 | 2 | -0.008859 | -0.000564 | 0.002943 | -0.003295 | 0.004494 | 0.008859 | 0 | 0 | 0 | 0 | 0 | 0 | [8 empty] | FALSE | FALSE | FALSE | FALSE | FALSE | #N/A
3011 | HRTG1 T | 0 | 0 | 2 | -0.006885 | -0.001474 | 0.00274 | -0.003047 | 0.000937 | 0.006885 | 0 | 0 | 0 | 0 | 0 | 0 | [8 empty] | FALSE | FALSE | FALSE | FALSE | FALSE | #N/A
3014 | CKRELL 1 | 27.853 | 0 | 2 | 0.000187 | 0.003751 | -0.002039 | 0.002195 | -0.030241 | -0.000187 | 0 | 0 | 0 | 0 | 0 | 0 | [8 empty] | FALSE | FALSE | FALSE | FALSE | FALSE | #N/A
3015 | CKRELL 2 | 32.08 | 0 | 2 | 0.000185 | 0.003748 | -0.002037 | 0.002193 | -0.030201 | -0.000185 | 0 | 0 | 0 | 0 | 0 | 0 | [8 empty] | FALSE | FALSE | FALSE | FALSE | FALSE | #N/A
3016 | HMPTON 1 | 13.668 | 0 | 2 | 0.000396 | 0.004156 | -0.002276 | 0.002453 | -0.032324 | -0.000396 | 0 | 0 | 0 | 0 | 0 | 0 | [8 empty] | FALSE | FALSE | FALSE | FALSE | FALSE | #N/A
3017 | HMPTON 2 | 18.217 | 0 | 2 | 0.000394 | 0.00415 | -0.002273 | 0.00245 | -0.032248 | -0.000394 | 0 | 0 | 0 | 0 | 0 | 0 | [8 empty] | FALSE | FALSE | FALSE | FALSE | FALSE | #N/A
3051 | SORCEY 2 | 9.341 | 0 | 2 | -0.001275 | 0.001314 | -0.000784 | 0.000804 | -0.023744 | 0.001275 | 0 | 0 | 0 | 0 | 0 | 0 | [8 empty] | FALSE | FALSE | FALSE | FALSE | FALSE | #N/A
3019 | POLK 2T | 0 | 0 | 2 | 0.000508 | 0.004371 | -0.002402 | 0.002591 | -0.033369 | -0.000508 | 0 | 0 | 0 | 0 | 0 | 0 | [8 empty] | FALSE | FALSE | FALSE | FALSE | FALSE | #N/A
2994 | LVBRD 1T | 0 | 0 | 2 | -0.00121 | 0.002164 | -0.001185 | 0.001262 | -0.02531 | 0.00121 | 0 | 0 | 0 | 0 | 0 | 0 | [8 empty] | FALSE | FALSE | FALSE | FALSE | FALSE | #N/A
3021 | POLK 2 | 28.957 | 0 | 2 | 0.000508 | 0.004371 | -0.002402 | 0.002591 | -0.033369 | -0.000508 | 0 | 0 | 0 | 0 | 0 | 0 | [8 empty] | FALSE | FALSE | FALSE | FALSE | FALSE | #N/A
3022 | DAV ST 2 | 30.681 | 0 | 2 | 0.000508 | 0.004371 | -0.002402 | 0.002591 | -0.033369 | -0.000508 | 0 | 0 | 0 | 0 | 0 | 0 | [8 empty] | FALSE | FALSE | FALSE | FALSE | FALSE | #N/A
3023 | S OKCF 1 | 20.925 | 0 | 2 | 0.000607 | 0.004564 | -0.002516 | 0.002715 | -0.034426 | -0.000607 | 0 | 0 | 0 | 0 | 0 | 0 | [8 empty] | FALSE | FALSE | FALSE | FALSE | FALSE | #N/A
3024 | S OKCF 2 | 27.174 | 0 | 2 | 0.000605 | 0.004556 | -0.002511 | 0.002709 | -0.034313 | -0.000605 | 0 | 0 | 0 | 0 | 0 | 0 | [8 empty] | FALSE | FALSE | FALSE | FALSE | FALSE | #N/A
3032 | LVBRD 2T | 0 | 0 | 2 | 0.000196 | 0.003769 | -0.002049 | 0.002206 | -0.030305 | -0.000196 | 0 | 0 | 0 | 0 | 0 | 0 | [8 empty] | FALSE | FALSE | FALSE | FALSE | FALSE | #N/A
3035 | LVBRD 2 | 21.885 | 0 | 2 | 0.000196 | 0.003769 | -0.002049 | 0.002206 | -0.030305 | -0.000196 | 0 | 0 | 0 | 0 | 0 | 0 | [8 empty] | FALSE | FALSE | FALSE | FALSE | FALSE | #N/A
3042 | WMRLND 1 | 23.89 | 0 | 2 | -0.000149 | 0.003103 | -0.001659 | 0.001781 | -0.026919 | 0.000149 | 0 | 0 | 0 | 0 | 0 | 0 | [8 empty] | FALSE | FALSE | FALSE | FALSE | FALSE | #N/A
3043 | LTV 1 | 20.256 | 0 | 2 | -0.003009 | 0.000703 | -0.000166 | 0.00016 | -0.019777 | 0.003009 | 0 | 0 | 0 | 0 | 0 | 0 | [8 empty] | FALSE | FALSE | FALSE | FALSE | FALSE | #N/A
3044 | LTV 2 | 0 | 0 | 2 | -0.003009 | 0.000703 | -0.000166 | 0.00016 | -0.019777 | 0.003009 | 0 | 0 | 0 | 0 | 0 | 0 | [8 empty] | FALSE | FALSE | FALSE | FALSE | FALSE | #N/A
3046 | EGL FD T | 0 | 0 | 2 | -0.001648 | 0.001331 | -0.000681 | 0.000717 | -0.020819 | 0.001648 | 0 | 0 | 0 | 0 | 0 | 0 | [8 empty] | FALSE | FALSE | FALSE | FALSE | FALSE | #N/A
3048 | EGL FD 1 | 15.63 | 0 | 2 | -0.001648 | 0.001331 | -0.000681 | 0.000717 | -0.020819 | 0.001648 | 0 | 0 | 0 | 0 | 0 | 0 | [8 empty] | FALSE | FALSE | FALSE | FALSE | FALSE | #N/A
3018 | POLK 1T | 0 | 0 | 2 | 0.000511 | 0.004378 | -0.002406 | 0.002595 | -0.033465 | -0.000511 | 0 | 0 | 0 | 0 | 0 | 0 | [8 empty] | FALSE | FALSE | FALSE | FALSE | FALSE | #N/A
2824 | UTSW MC2 | 0 | 0 | 2 | 0.001632 | 0.003513 | -0.001766 | 0.001893 | -0.02185 | -0.001632 | 0 | 0 | 0 | 0 | 0 | 0 | [8 empty] | FALSE | FALSE | FALSE | FALSE | FALSE | #N/A
2812 | CHNLR 2 | 27.949 | 0 | 2 | 0.001632 | 0.003513 | -0.001766 | 0.001893 | -0.02185 | -0.001632 | 0 | 0 | 0 | 0 | 0 | 0 | [8 empty] | FALSE | FALSE | FALSE | FALSE | FALSE | #N/A
2813 | REC CR 1 | 24.11 | 0 | 2 | 0.001474 | 0.004458 | -0.002371 | 0.002556 | -0.029166 | -0.001474 | 0 | 0 | 0 | 0 | 0 | 0 | [8 empty] | FALSE | FALSE | FALSE | FALSE | FALSE | #N/A
2814 | REC CR 2 | 15.464 | 0 | 2 | 0.00148 | 0.004428 | -0.002352 | 0.002534 | -0.02893 | -0.00148 | 0 | 0 | 0 | 0 | 0 | 0 | [8 empty] | FALSE | FALSE | FALSE | FALSE | FALSE | #N/A
2815 | AMELIA 1 | 23.188 | 0 | 2 | 0.001406 | 0.004852 | -0.002624 | 0.002832 | -0.032225 | -0.001406 | 0 | 0 | 0 | 0 | 0 | 0 | [8 empty] | FALSE | FALSE | FALSE | FALSE | FALSE | #N/A
2816 | AMELIA 2 | 19.294 | 0 | 2 | 0.001632 | 0.003513 | -0.001766 | 0.001893 | -0.02185 | -0.001632 | 0 | 0 | 0 | 0 | 0 | 0 | [8 empty] | FALSE | FALSE | FALSE | FALSE | FALSE | #N/A
2817 | MAPLE 1 | 28.461 | 0 | 2 | 0.001632 | 0.003513 | -0.001766 | 0.001893 | -0.02185 | -0.001632 | 0 | 0 | 0 | 0 | 0 | 0 | [8 empty] | FALSE | FALSE | FALSE | FALSE | FALSE | #N/A
2818 | COLVLE 1 | 16.745 | 0 | 2 | 0.001632 | 0.003513 | -0.001766 | 0.001893 | -0.02185 | -0.001632 | 0 | 0 | 0 | 0 | 0 | 0 | [8 empty] | FALSE | FALSE | FALSE | FALSE | FALSE | #N/A
2819 | REAGAN 1 | 21.161 | 0 | 2 | 0.001352 | 0.005165 | -0.002824 | 0.003051 | -0.034651 | -0.001352 | 0 | 0 | 0 | 0 | 0 | 0 | [8 empty] | FALSE | FALSE | FALSE | FALSE | FALSE | #N/A
2820 | REAGAN 2 | 17.135 | 0 | 2 | 0.001285 | 0.00555 | -0.003071 | 0.003322 | -0.037648 | -0.001285 | 0 | 0 | 0 | 0 | 0 | 0 | [8 empty] | FALSE | FALSE | FALSE | FALSE | FALSE | #N/A
2821 | LEMMON 1 | 28.097 | 0 | 2 | 0.001889 | 0.00546 | -0.002926 | 0.003151 | -0.041638 | -0.001889 | 0 | 0 | 0 | 0 | 0 | 0 | [8 empty] | FALSE | FALSE | FALSE | FALSE | FALSE | #N/A
2928 | FAIROK 2 | 32.679 | 0 | 2 | 0.003261 | 0.005135 | -0.002522 | 0.002682 | -0.051132 | -0.003261 | 0 | 0 | 0 | 0 | 0 | 0 | [8 empty] | FALSE | FALSE | FALSE | FALSE | FALSE | #N/A
2823 | UTSW MC1 | 29.773 | 0 | 2 | 0.001436 | 0.004682 | -0.002514 | 0.002713 | -0.030901 | -0.001436 | 0 | 0 | 0 | 0 | 0 | 0 | [8 empty] | FALSE | FALSE | FALSE | FALSE | FALSE | #N/A
2809 | 800/9002 | 0 | 0 | 2 | 0.001459 | 0.00559 | -0.00307 | 0.003317 | -0.039097 | -0.001459 | 0 | 0 | 0 | 0 | 0 | 0 | [8 empty] | FALSE | FALSE | FALSE | FALSE | FALSE | #N/A
2828 | LOMO A 2 | 67.614 | 0 | 2 | 0.001285 | 0.00555 | -0.003071 | 0.003322 | -0.037648 | -0.001285 | 0 | 0 | 0 | 0 | 0 | 0 | [8 empty] | FALSE | FALSE | FALSE | FALSE | FALSE | #N/A
2829 | LOMO A 1 | 57.506 | 0 | 2 | 0.002571 | 0.005305 | -0.002731 | 0.002923 | -0.045884 | -0.002571 | 0 | 0 | 0 | 0 | 0 | 0 | [8 empty] | FALSE | FALSE | FALSE | FALSE | FALSE | #N/A
2832 | W DAL 2T | 0 | 0 | 2 | 0.000491 | 0.004162 | -0.002268 | 0.002446 | -0.031365 | -0.000491 | 0 | 0 | 0 | 0 | 0 | 0 | [8 empty] | FALSE | FALSE | FALSE | FALSE | FALSE | #N/A
2833 | W DAL 2 | 12.366 | 0 | 2 | 0.000491 | 0.004162 | -0.002268 | 0.002446 | -0.031365 | -0.000491 | 0 | 0 | 0 | 0 | 0 | 0 | [8 empty] | FALSE | FALSE | FALSE | FALSE | FALSE | #N/A
2836 | TRA 2 | 9.939 | 0 | 2 | 0.00025 | 0.003764 | -0.002039 | 0.002196 | -0.029696 | -0.00025 | 0 | 0 | 0 | 0 | 0 | 0 | [8 empty] | FALSE | FALSE | FALSE | FALSE | FALSE | #N/A
2837 | CALUMT2T | 0 | 0 | 2 | -7e-06 | 0.00334 | -0.001795 | 0.001929 | -0.027911 | 7e-06 | 0 | 0 | 0 | 0 | 0 | 0 | [8 empty] | FALSE | FALSE | FALSE | FALSE | FALSE | #N/A
2838 | CALUMT2 | 13.299 | 0 | 2 | -7e-06 | 0.00334 | -0.001795 | 0.001929 | -0.027911 | 7e-06 | 0 | 0 | 0 | 0 | 0 | 0 | [8 empty] | FALSE | FALSE | FALSE | FALSE | FALSE | #N/A
2842 | DEALEY1 | 46.653 | 0 | 2 | 0.00115 | 0.005458 | -0.003027 | 0.003274 | -0.037636 | -0.00115 | 0 | 0 | 0 | 0 | 0 | 0 | [8 empty] | FALSE | FALSE | FALSE | FALSE | FALSE | #N/A
2845 | W DAL 1 | 13.829 | 0 | 2 | -0.000148 | 0.003102 | -0.001657 | 0.001779 | -0.026901 | 0.000148 | 0 | 0 | 0 | 0 | 0 | 0 | [8 empty] | FALSE | FALSE | FALSE | FALSE | FALSE | #N/A
2846 | WMRLD N | 41.31 | 0 | 2 | -0.000148 | 0.003102 | -0.001657 | 0.001779 | -0.026901 | 0.000148 | 0 | 0 | 0 | 0 | 0 | 0 | [8 empty] | FALSE | FALSE | FALSE | FALSE | FALSE | #N/A
2849 | DAV ST1T | 0 | 0 | 2 | -0.000148 | 0.003102 | -0.001657 | 0.001779 | -0.026901 | 0.000148 | 0 | 0 | 0 | 0 | 0 | 0 | [8 empty] | FALSE | FALSE | FALSE | FALSE | FALSE | #N/A
2822 | LEMMON 2 | 0 | 0 | 2 | 0.001895 | 0.005478 | -0.002937 | 0.003163 | -0.041757 | -0.001895 | 0 | 0 | 0 | 0 | 0 | 0 | [8 empty] | FALSE | FALSE | FALSE | FALSE | FALSE | #N/A
2796 | EP CNT1T | 0 | 0 | 2 | 0.002306 | 0.003567 | -0.001692 | 0.001805 | -0.020037 | -0.002306 | 0 | 0 | 0 | 0 | 0 | 0 | [8 empty] | FALSE | FALSE | FALSE | FALSE | FALSE | #N/A
2781 | MORSON 2 | 27.838 | 0 | 2 | 0.003067 | 0.003628 | -0.00161 | 0.001706 | -0.01799 | -0.003067 | 0 | 0 | 0 | 0 | 0 | 0 | [8 empty] | FALSE | FALSE | FALSE | FALSE | FALSE | #N/A
2782 | MORSON E | 0 | 0 | 2 | 0.003123 | 0.003632 | -0.001604 | 0.001699 | -0.017843 | -0.003123 | 0 | 0 | 0 | 0 | 0 | 0 | [8 empty] | FALSE | FALSE | FALSE | FALSE | FALSE | #N/A
2783 | MORSON W | 0 | 0 | 2 | 0.003123 | 0.003631 | -0.001603 | 0.001698 | -0.01783 | -0.003123 | 0 | 0 | 0 | 0 | 0 | 0 | [8 empty] | FALSE | FALSE | FALSE | FALSE | FALSE | #N/A
2784 | LOMBRY 1 | 19.929 | 0 | 2 | 0.002827 | 0.003608 | -0.001635 | 0.001737 | -0.018633 | -0.002827 | 0 | 0 | 0 | 0 | 0 | 0 | [8 empty] | FALSE | FALSE | FALSE | FALSE | FALSE | #N/A
2785 | LOMBRY 2 | 8.112 | 0 | 2 | 0.002831 | 0.003611 | -0.001637 | 0.001739 | -0.018641 | -0.002831 | 0 | 0 | 0 | 0 | 0 | 0 | [8 empty] | FALSE | FALSE | FALSE | FALSE | FALSE | #N/A
2786 | L MNT 1T | 0 | 0 | 2 | 0.002588 | 0.003589 | -0.001662 | 0.001768 | -0.019277 | -0.002588 | 0 | 0 | 0 | 0 | 0 | 0 | [8 empty] | FALSE | FALSE | FALSE | FALSE | FALSE | #N/A
2787 | L MNT 2T | 0 | 0 | 2 | 0.002595 | 0.003595 | -0.001664 | 0.001771 | -0.019291 | -0.002595 | 0 | 0 | 0 | 0 | 0 | 0 | [8 empty] | FALSE | FALSE | FALSE | FALSE | FALSE | #N/A
2788 | L MNT 1 | 32.923 | 0 | 2 | 0.002588 | 0.003589 | -0.001662 | 0.001768 | -0.019277 | -0.002588 | 0 | 0 | 0 | 0 | 0 | 0 | [8 empty] | FALSE | FALSE | FALSE | FALSE | FALSE | #N/A
2789 | L MNT 2 | 28.012 | 0 | 2 | 0.002595 | 0.003595 | -0.001664 | 0.001771 | -0.019291 | -0.002595 | 0 | 0 | 0 | 0 | 0 | 0 | [8 empty] | FALSE | FALSE | FALSE | FALSE | FALSE | #N/A
2792 | MAPLE 2 | 20.631 | 0 | 2 | 0.002408 | 0.003575 | -0.001681 | 0.001792 | -0.019761 | -0.002408 | 0 | 0 | 0 | 0 | 0 | 0 | [8 empty] | FALSE | FALSE | FALSE | FALSE | FALSE | #N/A
2793 | COLVLE 2 | 7.939 | 0 | 2 | 0.002408 | 0.003575 | -0.001681 | 0.001792 | -0.019761 | -0.002408 | 0 | 0 | 0 | 0 | 0 | 0 | [8 empty] | FALSE | FALSE | FALSE | FALSE | FALSE | #N/A
2811 | CHNLR 1 | 20.247 | 0 | 2 | 0.001553 | 0.004007 | -0.002082 | 0.002239 | -0.025658 | -0.001553 | 0 | 0 | 0 | 0 | 0 | 0 | [8 empty] | FALSE | FALSE | FALSE | FALSE | FALSE | #N/A
2795 | MORSN T2 | 0 | 0 | 2 | 0.003105 | 0.00363 | -0.001605 | 0.001701 | -0.017887 | -0.003105 | 0 | 0 | 0 | 0 | 0 | 0 | [8 empty] | FALSE | FALSE | FALSE | FALSE | FALSE | #N/A
2810 | 800/9003 | 0 | 0 | 2 | 0.001286 | 0.005551 | -0.003071 | 0.003322 | -0.037654 | -0.001286 | 0 | 0 | 0 | 0 | 0 | 0 | [8 empty] | FALSE | FALSE | FALSE | FALSE | FALSE | #N/A
2797 | EP CNT2T | 0 | 0 | 2 | 0.002079 | 0.003559 | -0.001724 | 0.001842 | -0.020715 | -0.002079 | 0 | 0 | 0 | 0 | 0 | 0 | [8 empty] | FALSE | FALSE | FALSE | FALSE | FALSE | #N/A
2798 | EP CNT1 | 18.101 | 0 | 2 | 0.002306 | 0.003567 | -0.001692 | 0.001805 | -0.020037 | -0.002306 | 0 | 0 | 0 | 0 | 0 | 0 | [8 empty] | FALSE | FALSE | FALSE | FALSE | FALSE | #N/A
2799 | EP CNT2 | 11.271 | 0 | 2 | 0.002079 | 0.003559 | -0.001724 | 0.001842 | -0.020715 | -0.002079 | 0 | 0 | 0 | 0 | 0 | 0 | [8 empty] | FALSE | FALSE | FALSE | FALSE | FALSE | #N/A
2800 | REG RW 1 | 16.596 | 0 | 2 | 0.002102 | 0.00355 | -0.001714 | 0.001832 | -0.020586 | -0.002102 | 0 | 0 | 0 | 0 | 0 | 0 | [8 empty] | FALSE | FALSE | FALSE | FALSE | FALSE | #N/A
2801 | REG RW 2 | 27.174 | 0 | 2 | 0.002116 | 0.003561 | -0.001719 | 0.001837 | -0.020613 | -0.002116 | 0 | 0 | 0 | 0 | 0 | 0 | [8 empty] | FALSE | FALSE | FALSE | FALSE | FALSE | #N/A
2804 | TRA 1 | 12.505 | 0 | 2 | 0.000648 | 0.003286 | -0.001706 | 0.00183 | -0.024642 | -0.000648 | 0 | 0 | 0 | 0 | 0 | 0 | [8 empty] | FALSE | FALSE | FALSE | FALSE | FALSE | #N/A
2805 | IVHNT 2T | 0 | 0 | 2 | 0.001175 | 0.003407 | -0.001738 | 0.001864 | -0.023147 | -0.001175 | 0 | 0 | 0 | 0 | 0 | 0 | [8 empty] | FALSE | FALSE | FALSE | FALSE | FALSE | #N/A
2806 | 800 NET | 49.703 | 0 | 2 | 0.001398 | 0.005569 | -0.003066 | 0.003314 | -0.038571 | -0.001398 | 0 | 0 | 0 | 0 | 0 | 0 | [8 empty] | FALSE | FALSE | FALSE | FALSE | FALSE | #N/A
2807 | 900 NET | 46.402 | 0 | 2 | 0.001398 | 0.005569 | -0.003066 | 0.003314 | -0.038571 | -0.001398 | 0 | 0 | 0 | 0 | 0 | 0 | [8 empty] | FALSE | FALSE | FALSE | FALSE | FALSE | #N/A
2808 | 800/9001 | 0 | 0 | 2 | 0.00145 | 0.005566 | -0.003056 | 0.003302 | -0.038961 | -0.00145 | 0 | 0 | 0 | 0 | 0 | 0 | [8 empty] | FALSE | FALSE | FALSE | FALSE | FALSE | #N/A
2852 | CALUMT1 | 15.468 | 0 | 2 | -0.000148 | 0.003102 | -0.001657 | 0.001779 | -0.026901 | 0.000148 | 0 | 0 | 0 | 0 | 0 | 0 | [8 empty] | FALSE | FALSE | FALSE | FALSE | FALSE | #N/A
2794 | MORSN T1 | 0 | 0 | 2 | 0.003104 | 0.00363 | -0.001605 | 0.001701 | -0.017887 | -0.003104 | 0 | 0 | 0 | 0 | 0 | 0 | [8 empty] | FALSE | FALSE | FALSE | FALSE | FALSE | #N/A
2914 | WHROCK2 | 24.969 | 0 | 2 | 0.002889 | 0.005662 | -0.002914 | 0.003106 | -0.065401 | -0.002889 | 0 | 0 | 0 | 0 | 0 | 0 | [8 empty] | FALSE | FALSE | FALSE | FALSE | FALSE | #N/A
2850 | DAV ST 1 | 28.416 | 0 | 2 | -0.000148 | 0.003102 | -0.001657 | 0.001779 | -0.026901 | 0.000148 | 0 | 0 | 0 | 0 | 0 | 0 | [8 empty] | FALSE | FALSE | FALSE | FALSE | FALSE | #N/A
2897 | LAWTHR 2 | 14.558 | 0 | 2 | 0.002576 | 0.00546 | -0.00283 | 0.003027 | -0.051868 | -0.002576 | 0 | 0 | 0 | 0 | 0 | 0 | [8 empty] | FALSE | FALSE | FALSE | FALSE | FALSE | #N/A
2898 | HSKEL 1T | 0 | 0 | 2 | 0.002573 | 0.005605 | -0.002924 | 0.003126 | -0.05714 | -0.002573 | 0 | 0 | 0 | 0 | 0 | 0 | [8 empty] | FALSE | FALSE | FALSE | FALSE | FALSE | #N/A
2899 | HSKEL 1 | 34.624 | 0 | 2 | 0.002573 | 0.005605 | -0.002924 | 0.003126 | -0.05714 | -0.002573 | 0 | 0 | 0 | 0 | 0 | 0 | [8 empty] | FALSE | FALSE | FALSE | FALSE | FALSE | #N/A
2900 | HSKEL 2 | 26.65 | 0 | 2 | 0.002574 | 0.005636 | -0.002944 | 0.003147 | -0.058285 | -0.002574 | 0 | 0 | 0 | 0 | 0 | 0 | [8 empty] | FALSE | FALSE | FALSE | FALSE | FALSE | #N/A
2902 | E NET13 | 28.85 | 0 | 2 | 0.002561 | 0.005633 | -0.002944 | 0.003147 | -0.058044 | -0.002561 | 0 | 0 | 0 | 0 | 0 | 0 | [8 empty] | FALSE | FALSE | FALSE | FALSE | FALSE | #N/A
2903 | E NET 1 | 28.328 | 0 | 2 | 0.002525 | 0.00563 | -0.002947 | 0.003151 | -0.0575 | -0.002525 | 0 | 0 | 0 | 0 | 0 | 0 | [8 empty] | FALSE | FALSE | FALSE | FALSE | FALSE | #N/A
2904 | E NET 2 | 30.406 | 0 | 2 | 0.00258 | 0.005633 | -0.002941 | 0.003144 | -0.058315 | -0.00258 | 0 | 0 | 0 | 0 | 0 | 0 | [8 empty] | FALSE | FALSE | FALSE | FALSE | FALSE | #N/A
2905 | E NET 3 | 0 | 0 | 2 | 0.002577 | 0.005635 | -0.002943 | 0.003145 | -0.058318 | -0.002577 | 0 | 0 | 0 | 0 | 0 | 0 | [8 empty] | FALSE | FALSE | FALSE | FALSE | FALSE | #N/A
2906 | N NET 1T | 0 | 0 | 2 | 0.002522 | 0.005629 | -0.002947 | 0.003152 | -0.057443 | -0.002522 | 0 | 0 | 0 | 0 | 0 | 0 | [8 empty] | FALSE | FALSE | FALSE | FALSE | FALSE | #N/A
2907 | BRYN ST1 | 30.823 | 0 | 2 | 0.002522 | 0.005629 | -0.002947 | 0.003152 | -0.057443 | -0.002522 | 0 | 0 | 0 | 0 | 0 | 0 | [8 empty] | FALSE | FALSE | FALSE | FALSE | FALSE | #N/A
2895 | ABRAMS 2 | 29.705 | 0 | 2 | 0.002572 | 0.005347 | -0.002758 | 0.002951 | -0.04769 | -0.002572 | 0 | 0 | 0 | 0 | 0 | 0 | [8 empty] | FALSE | FALSE | FALSE | FALSE | FALSE | #N/A
2913 | WHROCK1 | 27.053 | 0 | 2 | 0.002891 | 0.005658 | -0.002911 | 0.003103 | -0.065252 | -0.002891 | 0 | 0 | 0 | 0 | 0 | 0 | [8 empty] | FALSE | FALSE | FALSE | FALSE | FALSE | #N/A
2894 | ABRAMS 1 | 23.25 | 0 | 2 | 0.002571 | 0.005351 | -0.00276 | 0.002954 | -0.047601 | -0.002571 | 0 | 0 | 0 | 0 | 0 | 0 | [8 empty] | FALSE | FALSE | FALSE | FALSE | FALSE | #N/A
2915 | E ZACH1 | 22.601 | 0 | 2 | 0.003078 | 0.005673 | -0.002893 | 0.003078 | -0.069453 | -0.003078 | 0 | 0 | 0 | 0 | 0 | 0 | [8 empty] | FALSE | FALSE | FALSE | FALSE | FALSE | #N/A
2916 | E ZACH2 | 24.311 | 0 | 2 | 0.00308 | 0.005678 | -0.002896 | 0.003081 | -0.069715 | -0.00308 | 0 | 0 | 0 | 0 | 0 | 0 | [8 empty] | FALSE | FALSE | FALSE | FALSE | FALSE | #N/A
2917 | CNVIL 1 | 11.754 | 0 | 2 | 0.003373 | 0.005707 | -0.002871 | 0.003047 | -0.076434 | -0.003373 | 0 | 0 | 0 | 0 | 0 | 0 | [8 empty] | FALSE | FALSE | FALSE | FALSE | FALSE | #N/A
2918 | CNVIL 2 | 11.12 | 0 | 2 | 0.003367 | 0.005701 | -0.002868 | 0.003043 | -0.076007 | -0.003367 | 0 | 0 | 0 | 0 | 0 | 0 | [8 empty] | FALSE | FALSE | FALSE | FALSE | FALSE | #N/A
2919 | GARLDPL1 | 14.454 | 0 | 2 | 0.003344 | 0.005569 | -0.002787 | 0.002959 | -0.070332 | -0.003344 | 0 | 0 | 0 | 0 | 0 | 0 | [8 empty] | FALSE | FALSE | FALSE | FALSE | FALSE | #N/A
2920 | GARLDPL2 | 13.697 | 0 | 2 | 0.00335 | 0.005575 | -0.00279 | 0.002962 | -0.0707 | -0.00335 | 0 | 0 | 0 | 0 | 0 | 0 | [8 empty] | FALSE | FALSE | FALSE | FALSE | FALSE | #N/A
2921 | PLANO 1 | 48.107 | 0 | 2 | 0.0033 | 0.005341 | -0.002648 | 0.002813 | -0.060191 | -0.0033 | 0 | 0 | 0 | 0 | 0 | 0 | [8 empty] | FALSE | FALSE | FALSE | FALSE | FALSE | #N/A
2922 | PLANO 2 | 29.572 | 0 | 2 | 0.003303 | 0.005344 | -0.00265 | 0.002815 | -0.060431 | -0.003303 | 0 | 0 | 0 | 0 | 0 | 0 | [8 empty] | FALSE | FALSE | FALSE | FALSE | FALSE | #N/A
2923 | L HLDS1T | 0 | 0 | 2 | 0.003282 | 0.005249 | -0.002592 | 0.002754 | -0.056128 | -0.003282 | 0 | 0 | 0 | 0 | 0 | 0 | [8 empty] | FALSE | FALSE | FALSE | FALSE | FALSE | #N/A
2924 | L HLDS2T | 0 | 0 | 2 | 0.003285 | 0.005252 | -0.002593 | 0.002756 | -0.056316 | -0.003285 | 0 | 0 | 0 | 0 | 0 | 0 | [8 empty] | FALSE | FALSE | FALSE | FALSE | FALSE | #N/A
2925 | L HLDS1 | 30.673 | 0 | 2 | 0.003282 | 0.005249 | -0.002592 | 0.002754 | -0.056128 | -0.003282 | 0 | 0 | 0 | 0 | 0 | 0 | [8 empty] | FALSE | FALSE | FALSE | FALSE | FALSE | #N/A
2908 | BRYN ST2 | 26.643 | 0 | 2 | 0.00258 | 0.005633 | -0.002941 | 0.003144 | -0.058315 | -0.00258 | 0 | 0 | 0 | 0 | 0 | 0 | [8 empty] | FALSE | FALSE | FALSE | FALSE | FALSE | #N/A
2873 | W NET13 | 66.548 | 0 | 2 | 0.001228 | 0.005561 | -0.003084 | 0.003335 | -0.03875 | -0.001228 | 0 | 0 | 0 | 0 | 0 | 0 | [8 empty] | FALSE | FALSE | FALSE | FALSE | FALSE | #N/A
3402 | LCRK LS | 0 | 0 | 2 | 0.00574 | -0.092745 | 0.030743 | -0.032051 | -0.022359 | -0.00574 | 0 | 0 | 0 | 0 | 0 | 0 | [8 empty] | FALSE | FALSE | FALSE | FALSE | FALSE | #N/A
2857 | DRAGON 2 | 25.683 | 0 | 2 | 0.001434 | 0.005596 | -0.003078 | 0.003326 | -0.038942 | -0.001434 | 0 | 0 | 0 | 0 | 0 | 0 | [8 empty] | FALSE | FALSE | FALSE | FALSE | FALSE | #N/A
2858 | DRAGON 1 | 22.504 | 0 | 2 | 0.001424 | 0.005572 | -0.003064 | 0.003311 | -0.038805 | -0.001424 | 0 | 0 | 0 | 0 | 0 | 0 | [8 empty] | FALSE | FALSE | FALSE | FALSE | FALSE | #N/A
2859 | FLYNN N | 0 | 0 | 2 | 0.001485 | 0.005583 | -0.003062 | 0.003308 | -0.039252 | -0.001485 | 0 | 0 | 0 | 0 | 0 | 0 | [8 empty] | FALSE | FALSE | FALSE | FALSE | FALSE | #N/A
2860 | FLYNN S | 0 | 0 | 2 | 0.001476 | 0.00556 | -0.003049 | 0.003293 | -0.039117 | -0.001476 | 0 | 0 | 0 | 0 | 0 | 0 | [8 empty] | FALSE | FALSE | FALSE | FALSE | FALSE | #N/A
2861 | N NET 1 | 0 | 0 | 2 | 0.002518 | 0.005629 | -0.002948 | 0.003152 | -0.057385 | -0.002518 | 0 | 0 | 0 | 0 | 0 | 0 | [8 empty] | FALSE | FALSE | FALSE | FALSE | FALSE | #N/A
2862 | N NET 2 | 0 | 0 | 2 | 0.00129 | 0.00555 | -0.00307 | 0.003321 | -0.037727 | -0.00129 | 0 | 0 | 0 | 0 | 0 | 0 | [8 empty] | FALSE | FALSE | FALSE | FALSE | FALSE | #N/A
2863 | N NET 3 | 0 | 0 | 2 | 0.00125 | 0.005411 | -0.002986 | 0.003229 | -0.036698 | -0.00125 | 0 | 0 | 0 | 0 | 0 | 0 | [8 empty] | FALSE | FALSE | FALSE | FALSE | FALSE | #N/A
2864 | FAIRMNT1 | 55.837 | 0 | 2 | 0.00167 | 0.005513 | -0.002991 | 0.003226 | -0.040303 | -0.00167 | 0 | 0 | 0 | 0 | 0 | 0 | [8 empty] | FALSE | FALSE | FALSE | FALSE | FALSE | #N/A
2865 | FAIRMNT2 | 43.439 | 0 | 2 | 0.001678 | 0.005534 | -0.003003 | 0.00324 | -0.040431 | -0.001678 | 0 | 0 | 0 | 0 | 0 | 0 | [8 empty] | FALSE | FALSE | FALSE | FALSE | FALSE | #N/A
2866 | N NET13 | 52.158 | 0 | 2 | 0.001687 | 0.00553 | -0.003001 | 0.003234 | -0.043949 | -0.001687 | 0 | 0 | 0 | 0 | 0 | 0 | [8 empty] | FALSE | FALSE | FALSE | FALSE | FALSE | #N/A
2896 | LAWTHR 1 | 14.088 | 0 | 2 | 0.002572 | 0.005463 | -0.002832 | 0.00303 | -0.051798 | -0.002572 | 0 | 0 | 0 | 0 | 0 | 0 | [8 empty] | FALSE | FALSE | FALSE | FALSE | FALSE | #N/A
2869 | ARMSTG 2 | 67.108 | 0 | 2 | 0.002112 | 0.005422 | -0.002871 | 0.003086 | -0.043083 | -0.002112 | 0 | 0 | 0 | 0 | 0 | 0 | [8 empty] | FALSE | FALSE | FALSE | FALSE | FALSE | #N/A
2851 | T P C | 0 | 0 | 2 | -0.000148 | 0.003102 | -0.001657 | 0.001779 | -0.026901 | 0.000148 | 0 | 0 | 0 | 0 | 0 | 0 | [8 empty] | FALSE | FALSE | FALSE | FALSE | FALSE | #N/A
2874 | W NET 1 | 0 | 0 | 2 | 0.001245 | 0.005412 | -0.002988 | 0.003231 | -0.036646 | -0.001245 | 0 | 0 | 0 | 0 | 0 | 0 | [8 empty] | FALSE | FALSE | FALSE | FALSE | FALSE | #N/A
2875 | W NET 2 | 0 | 0 | 2 | 0.001237 | 0.005609 | -0.003113 | 0.003367 | -0.039177 | -0.001237 | 0 | 0 | 0 | 0 | 0 | 0 | [8 empty] | FALSE | FALSE | FALSE | FALSE | FALSE | #N/A
2876 | W NET 3 | 0 | 0 | 2 | 0.001202 | 0.005662 | -0.00315 | 0.003406 | -0.040428 | -0.001202 | 0 | 0 | 0 | 0 | 0 | 0 | [8 empty] | FALSE | FALSE | FALSE | FALSE | FALSE | #N/A
2882 | GRNVL W | 48.929 | 0 | 2 | 0.002571 | 0.005296 | -0.002725 | 0.002917 | -0.04579 | -0.002571 | 0 | 0 | 0 | 0 | 0 | 0 | [8 empty] | FALSE | FALSE | FALSE | FALSE | FALSE | #N/A
2883 | GRNVL E | 43.018 | 0 | 2 | 0.002571 | 0.005305 | -0.002731 | 0.002923 | -0.045884 | -0.002571 | 0 | 0 | 0 | 0 | 0 | 0 | [8 empty] | FALSE | FALSE | FALSE | FALSE | FALSE | #N/A
2884 | BLKWEL 1 | 28.486 | 0 | 2 | 0.002897 | 0.00512 | -0.002565 | 0.002738 | -0.04419 | -0.002897 | 0 | 0 | 0 | 0 | 0 | 0 | [8 empty] | FALSE | FALSE | FALSE | FALSE | FALSE | #N/A
2885 | BLKWEL 2 | 25.096 | 0 | 2 | 0.002896 | 0.005125 | -0.002569 | 0.002741 | -0.044254 | -0.002896 | 0 | 0 | 0 | 0 | 0 | 0 | [8 empty] | FALSE | FALSE | FALSE | FALSE | FALSE | #N/A
2886 | JENKNS 1 | 24.274 | 0 | 2 | 0.003052 | 0.005036 | -0.00249 | 0.002653 | -0.043432 | -0.003052 | 0 | 0 | 0 | 0 | 0 | 0 | [8 empty] | FALSE | FALSE | FALSE | FALSE | FALSE | #N/A
2887 | JENKNS 2 | 27.73 | 0 | 2 | 0.003051 | 0.005039 | -0.002492 | 0.002655 | -0.043482 | -0.003051 | 0 | 0 | 0 | 0 | 0 | 0 | [8 empty] | FALSE | FALSE | FALSE | FALSE | FALSE | #N/A
2890 | MATILDA1 | 34.61 | 0 | 2 | 0.002571 | 0.005296 | -0.002725 | 0.002917 | -0.04579 | -0.002571 | 0 | 0 | 0 | 0 | 0 | 0 | [8 empty] | FALSE | FALSE | FALSE | FALSE | FALSE | #N/A
2891 | MATILDA2 | 26.966 | 0 | 2 | 0.002571 | 0.005305 | -0.002731 | 0.002923 | -0.045884 | -0.002571 | 0 | 0 | 0 | 0 | 0 | 0 | [8 empty] | FALSE | FALSE | FALSE | FALSE | FALSE | #N/A
2868 | ARMSTG 1 | 34.854 | 0 | 2 | 0.002108 | 0.005408 | -0.002862 | 0.003076 | -0.042973 | -0.002108 | 0 | 0 | 0 | 0 | 0 | 0 | [8 empty] | FALSE | FALSE | FALSE | FALSE | FALSE | #N/A
3614 | MEX NOSE | 0 | 0 | 2 | 0.004627 | -0.014071 | 0.00417 | -0.009955 | -0.033947 | -0.004627 | 0 | 0 | 0 | 0 | 0 | 0 | [8 empty] | FALSE | FALSE | FALSE | FALSE | FALSE | #N/A
3601 | OLETHA M | 0 | 0 | 2 | 0.004947 | 0.00586 | -0.003604 | -0.006455 | -0.032141 | -0.004947 | 0 | 0 | 0 | 0 | 0 | 0 | [8 empty] | FALSE | FALSE | FALSE | FALSE | FALSE | #N/A
3602 | SCOTWH T | 0 | 0 | 2 | 0.010617 | -0.099423 | 0.064067 | -0.075354 | -0.022785 | -0.010617 | 0 | 0 | 0 | 0 | 0 | 0 | [8 empty] | FALSE | FALSE | FALSE | FALSE | FALSE | #N/A
3604 | WTXGF SE | 1.114 | 0 | 2 | 0.004027 | 0.005064 | -0.003175 | -0.00273 | -0.037697 | -0.004027 | 0 | 0 | 0 | 0 | 0 | 0 | [8 empty] | FALSE | FALSE | FALSE | FALSE | FALSE | #N/A
3605 | WRTHM SE | 4.04 | 0 | 2 | 0.004311 | -0.007088 | 0.001502 | -0.006904 | -0.035904 | -0.004311 | 0 | 0 | 0 | 0 | 0 | 0 | [8 empty] | FALSE | FALSE | FALSE | FALSE | FALSE | #N/A
3606 | MEX2 TSE | 0 | 0 | 2 | 0.004556 | -0.012498 | 0.003569 | -0.009268 | -0.034388 | -0.004556 | 0 | 0 | 0 | 0 | 0 | 0 | [8 empty] | FALSE | FALSE | FALSE | FALSE | FALSE | #N/A
3607 | TEMPL | 46.775 | 0 | 2 | 0.010544 | -0.094688 | 0.064558 | -0.075959 | -0.02285 | -0.010544 | 0 | 0 | 0 | 0 | 0 | 0 | [8 empty] | FALSE | FALSE | FALSE | FALSE | FALSE | #N/A
3608 | TEMP N | 73.94 | 0 | 2 | 0.010121 | -0.11255 | 0.061226 | -0.07174 | -0.022752 | -0.010121 | 0 | 0 | 0 | 0 | 0 | 0 | [8 empty] | FALSE | FALSE | FALSE | FALSE | FALSE | #N/A
3609 | TEMP NW | 42.96 | 0 | 2 | 0.010325 | -0.114 | 0.061459 | -0.072058 | -0.022693 | -0.010325 | 0 | 0 | 0 | 0 | 0 | 0 | [8 empty] | FALSE | FALSE | FALSE | FALSE | FALSE | #N/A
3610 | BELTON | 46.408 | 0 | 2 | 0.01048 | -0.1151 | 0.061636 | -0.072299 | -0.022648 | -0.01048 | 0 | 0 | 0 | 0 | 0 | 0 | [8 empty] | FALSE | FALSE | FALSE | FALSE | FALSE | #N/A
3611 | TEMP S | 60.639 | 0 | 2 | 0.01061 | -0.10026 | 0.063937 | -0.075191 | -0.022777 | -0.01061 | 0 | 0 | 0 | 0 | 0 | 0 | [8 empty] | FALSE | FALSE | FALSE | FALSE | FALSE | #N/A
3568 | ROBSONNW | 22.841 | 0 | 2 | 0.006918 | -0.086643 | 0.03537 | -0.039308 | -0.022749 | -0.006918 | 0 | 0 | 0 | 0 | 0 | 0 | [8 empty] | FALSE | FALSE | FALSE | FALSE | FALSE | #N/A
3613 | COOLG SE | 11.646 | 0 | 2 | 0.004556 | -0.012498 | 0.003569 | -0.009268 | -0.034388 | -0.004556 | 0 | 0 | 0 | 0 | 0 | 0 | [8 empty] | FALSE | FALSE | FALSE | FALSE | FALSE | #N/A
3598 | BEARGR M | 0 | 0 | 2 | 0.004444 | 0.042022 | -0.017566 | 0.00451 | -0.035414 | -0.004444 | 0 | 0 | 0 | 0 | 0 | 0 | [8 empty] | FALSE | FALSE | FALSE | FALSE | FALSE | #N/A
3615 | SIMSBECM | 0 | 0 | 2 | 0.004289 | 0.053112 | -0.021849 | 0.007873 | -0.036418 | -0.004289 | 0 | 0 | 0 | 0 | 0 | 0 | [8 empty] | FALSE | FALSE | FALSE | FALSE | FALSE | #N/A
3616 | KILLTAFD | 0 | 0 | 2 | 0.010296 | -0.14334 | 0.063203 | -0.07418 | -0.022729 | -0.010296 | 0 | 0 | 0 | 0 | 0 | 0 | [8 empty] | FALSE | FALSE | FALSE | FALSE | FALSE | #N/A
3617 | NOLANVIL | 28.078 | 0 | 2 | 0.010415 | -0.12512 | 0.062193 | -0.072967 | -0.022677 | -0.010415 | 0 | 0 | 0 | 0 | 0 | 0 | [8 empty] | FALSE | FALSE | FALSE | FALSE | FALSE | #N/A
3618 | HARKHT | 57.957 | 0 | 2 | 0.010325 | -0.13889 | 0.062956 | -0.073884 | -0.022716 | -0.010325 | 0 | 0 | 0 | 0 | 0 | 0 | [8 empty] | FALSE | FALSE | FALSE | FALSE | FALSE | #N/A
3619 | KILLTAFT | 42.664 | 0 | 2 | 0.010224 | -0.15439 | 0.063816 | -0.074916 | -0.022761 | -0.010224 | 0 | 0 | 0 | 0 | 0 | 0 | [8 empty] | FALSE | FALSE | FALSE | FALSE | FALSE | #N/A
3621 | KILL | 44.484 | 0 | 2 | 0.010224 | -0.15439 | 0.063816 | -0.074916 | -0.022761 | -0.010224 | 0 | 0 | 0 | 0 | 0 | 0 | [8 empty] | FALSE | FALSE | FALSE | FALSE | FALSE | #N/A
3622 | KILLPK T | 0 | 0 | 2 | 0.010224 | -0.15439 | 0.063816 | -0.074916 | -0.022761 | -0.010224 | 0 | 0 | 0 | 0 | 0 | 0 | [8 empty] | FALSE | FALSE | FALSE | FALSE | FALSE | #N/A
3623 | KILLPARK | 51.592 | 0 | 2 | 0.010224 | -0.15439 | 0.063816 | -0.074916 | -0.022761 | -0.010224 | 0 | 0 | 0 | 0 | 0 | 0 | [8 empty] | FALSE | FALSE | FALSE | FALSE | FALSE | #N/A
3624 | LBELTONM | 27.244 | 0 | 2 | 0.01098 | -0.10992 | 0.058315 | -0.068259 | -0.022298 | -0.01098 | 0 | 0 | 0 | 0 | 0 | 0 | [8 empty] | FALSE | FALSE | FALSE | FALSE | FALSE | #N/A
3625 | TEAG SE | 16.476 | 0 | 2 | 0.004289 | 0.053112 | -0.021849 | 0.007873 | -0.036418 | -0.004289 | 0 | 0 | 0 | 0 | 0 | 0 | [8 empty] | FALSE | FALSE | FALSE | FALSE | FALSE | #N/A
3626 | KILLFTHD | 81.563 | 0 | 2 | 0.010224 | -0.15439 | 0.063816 | -0.074916 | -0.022761 | -0.010224 | 0 | 0 | 0 | 0 | 0 | 0 | [8 empty] | FALSE | FALSE | FALSE | FALSE | FALSE | #N/A
3612 | TEMP SE | 20.713 | 0 | 2 | 0.010622 | -0.09883 | 0.064159 | -0.07547 | -0.02279 | -0.010622 | 0 | 0 | 0 | 0 | 0 | 0 | [8 empty] | FALSE | FALSE | FALSE | FALSE | FALSE | #N/A
3586 | MCGREG | 10.04 | 0 | 2 | 0.00837 | -0.086463 | 0.046991 | -0.05394 | -0.022756 | -0.00837 | 0 | 0 | 0 | 0 | 0 | 0 | [8 empty] | FALSE | FALSE | FALSE | FALSE | FALSE | #N/A
3263 | CEDR CKP | 5.926 | 0 | 2 | 0.002897 | 0.006579 | -0.003851 | 0.003074 | -0.054619 | -0.002897 | 0 | 0 | 0 | 0 | 0 | 0 | [8 empty] | FALSE | FALSE | FALSE | FALSE | FALSE | #N/A
3571 | WACOKATY | 13.057 | 0 | 2 | 0.00683 | -0.080763 | 0.031477 | -0.034707 | -0.022378 | -0.00683 | 0 | 0 | 0 | 0 | 0 | 0 | [8 empty] | FALSE | FALSE | FALSE | FALSE | FALSE | #N/A
3572 | WACOKT T | 0 | 0 | 2 | 0.00683 | -0.080763 | 0.031477 | -0.034707 | -0.022378 | -0.00683 | 0 | 0 | 0 | 0 | 0 | 0 | [8 empty] | FALSE | FALSE | FALSE | FALSE | FALSE | #N/A
3573 | KATYTNEW | 0 | 0 | 2 | 0.00683 | -0.080763 | 0.031477 | -0.034707 | -0.022378 | -0.00683 | 0 | 0 | 0 | 0 | 0 | 0 | [8 empty] | FALSE | FALSE | FALSE | FALSE | FALSE | #N/A
3574 | NCREST | 32.158 | 0 | 2 | 0.00686 | -0.084986 | 0.032475 | -0.035665 | -0.022183 | -0.00686 | 0 | 0 | 0 | 0 | 0 | 0 | [8 empty] | FALSE | FALSE | FALSE | FALSE | FALSE | #N/A
3575 | NCREST T | 0 | 0 | 2 | 0.00686 | -0.084986 | 0.032475 | -0.035665 | -0.022183 | -0.00686 | 0 | 0 | 0 | 0 | 0 | 0 | [8 empty] | FALSE | FALSE | FALSE | FALSE | FALSE | #N/A
3577 | LORENA M | 0 | 0 | 2 | 0.008478 | -0.066407 | 0.0478 | -0.055051 | -0.022814 | -0.008478 | 0 | 0 | 0 | 0 | 0 | 0 | [8 empty] | FALSE | FALSE | FALSE | FALSE | FALSE | #N/A
3578 | LORENA | 9.225 | 0 | 2 | 0.008449 | -0.066986 | 0.047566 | -0.054755 | -0.022811 | -0.008449 | 0 | 0 | 0 | 0 | 0 | 0 | [8 empty] | FALSE | FALSE | FALSE | FALSE | FALSE | #N/A
3580 | EDDY | 12.159 | 0 | 2 | 0.009301 | -0.049928 | 0.054456 | -0.063507 | -0.02289 | -0.009301 | 0 | 0 | 0 | 0 | 0 | 0 | [8 empty] | FALSE | FALSE | FALSE | FALSE | FALSE | #N/A
3581 | TROY | 11.808 | 0 | 2 | 0.010236 | -0.031194 | 0.062024 | -0.07312 | -0.022978 | -0.010236 | 0 | 0 | 0 | 0 | 0 | 0 | [8 empty] | FALSE | FALSE | FALSE | FALSE | FALSE | #N/A
3583 | GATETDCT | 0 | 0 | 2 | 0.027922 | -0.016629 | 0.046883 | -0.055008 | -0.018292 | -0.027922 | 0 | 0 | 0 | 0 | 0 | 0 | [8 empty] | FALSE | FALSE | FALSE | FALSE | FALSE | #N/A
3600 | AMERIGAS | 0 | 0 | 2 | 0.004317 | 0.051141 | -0.021087 | 0.007275 | -0.036239 | -0.004317 | 0 | 0 | 0 | 0 | 0 | 0 | [8 empty] | FALSE | FALSE | FALSE | FALSE | FALSE | #N/A
3585 | WACOATLS | 3.025 | 0 | 2 | 0.008252 | -0.077657 | 0.045992 | -0.052724 | -0.022775 | -0.008252 | 0 | 0 | 0 | 0 | 0 | 0 | [8 empty] | FALSE | FALSE | FALSE | FALSE | FALSE | #N/A
3599 | AMERGS T | 0 | 0 | 2 | 0.004317 | 0.051141 | -0.021087 | 0.007275 | -0.036239 | -0.004317 | 0 | 0 | 0 | 0 | 0 | 0 | [8 empty] | FALSE | FALSE | FALSE | FALSE | FALSE | #N/A
3587 | GATESVIL | 1.602 | 0 | 2 | 0.027922 | -0.016629 | 0.046883 | -0.055008 | -0.018292 | -0.027922 | 0 | 0 | 0 | 0 | 0 | 0 | [8 empty] | FALSE | FALSE | FALSE | FALSE | FALSE | #N/A
3588 | GROESPOD | 0 | 0 | 2 | 0.005489 | -0.0331 | 0.011439 | -0.018269 | -0.028615 | -0.005489 | 0 | 0 | 0 | 0 | 0 | 0 | [8 empty] | FALSE | FALSE | FALSE | FALSE | FALSE | #N/A
3589 | HERCULES | 6.407 | 0 | 2 | 0.008406 | -0.089084 | 0.047288 | -0.054302 | -0.022751 | -0.008406 | 0 | 0 | 0 | 0 | 0 | 0 | [8 empty] | FALSE | FALSE | FALSE | FALSE | FALSE | #N/A
3590 | WACOSANG | 18.145 | 0 | 2 | 0.007009 | -0.08656 | 0.035739 | -0.039776 | -0.02267 | -0.007009 | 0 | 0 | 0 | 0 | 0 | 0 | [8 empty] | FALSE | FALSE | FALSE | FALSE | FALSE | #N/A
3591 | WACOWOOD | 35.823 | 0 | 2 | 0.007337 | -0.088929 | 0.038559 | -0.043315 | -0.022708 | -0.007337 | 0 | 0 | 0 | 0 | 0 | 0 | [8 empty] | FALSE | FALSE | FALSE | FALSE | FALSE | #N/A
3592 | WACOATCO | 33.777 | 0 | 2 | 0.007569 | -0.090669 | 0.040465 | -0.045706 | -0.022713 | -0.007569 | 0 | 0 | 0 | 0 | 0 | 0 | [8 empty] | FALSE | FALSE | FALSE | FALSE | FALSE | #N/A
3593 | SPGVAL M | 0 | 0 | 2 | 0.008303 | -0.096158 | 0.046477 | -0.053248 | -0.022728 | -0.008303 | 0 | 0 | 0 | 0 | 0 | 0 | [8 empty] | FALSE | FALSE | FALSE | FALSE | FALSE | #N/A
3594 | MCGREG T | 0 | 0 | 2 | 0.008523 | -0.097801 | 0.048277 | -0.055505 | -0.022733 | -0.008523 | 0 | 0 | 0 | 0 | 0 | 0 | [8 empty] | FALSE | FALSE | FALSE | FALSE | FALSE | #N/A
3595 | CHINASPG | 14.837 | 0 | 2 | 0.014722 | -0.07117 | 0.03346 | -0.038022 | -0.019676 | -0.014722 | 0 | 0 | 0 | 0 | 0 | 0 | [8 empty] | FALSE | FALSE | FALSE | FALSE | FALSE | #N/A
3597 | GROESPOD | 0 | 0 | 2 | 0.005489 | -0.0331 | 0.011439 | -0.018269 | -0.028615 | -0.005489 | 0 | 0 | 0 | 0 | 0 | 0 | [8 empty] | FALSE | FALSE | FALSE | FALSE | FALSE | #N/A
3629 | KILL FHW | 37.037 | 0 | 2 | 0.010224 | -0.15439 | 0.063816 | -0.074916 | -0.022761 | -0.010224 | 0 | 0 | 0 | 0 | 0 | 0 | [8 empty] | FALSE | FALSE | FALSE | FALSE | FALSE | #N/A
3584 | WACOAT T | 0 | 0 | 2 | 0.008252 | -0.077657 | 0.045992 | -0.052724 | -0.022775 | -0.008252 | 0 | 0 | 0 | 0 | 0 | 0 | [8 empty] | FALSE | FALSE | FALSE | FALSE | FALSE | #N/A
6305 | CLYDE 2 | 14.208 | 0 | 1 | 0.33228 | 0.020842 | 0.013305 | -0.015285 | 0.006617 | -0.33228 | 0 | 0 | 0 | 0 | 0 | 0 | [8 empty] | FALSE | FALSE | FALSE | FALSE | FALSE | #N/A
3627 | KILLFH T | 0 | 0 | 2 | 0.010224 | -0.15439 | 0.063816 | -0.074916 | -0.022761 | -0.010224 | 0 | 0 | 0 | 0 | 0 | 0 | [8 empty] | FALSE | FALSE | FALSE | FALSE | FALSE | #N/A
6206 | BUSHKNB2 | 2.55 | 0 | 1 | 0.3449 | 0.018144 | 0.01191 | -0.013668 | 0.007927 | -0.3449 | 0 | 0 | 0 | 0 | 0 | 0 | [8 empty] | FALSE | FALSE | FALSE | FALSE | FALSE | #N/A
6207 | ALBANY 2 | 6.406 | 0 | 1 | 0.33515 | 0.01952 | 0.012725 | -0.014613 | 0.007069 | -0.33515 | 0 | 0 | 0 | 0 | 0 | 0 | [8 empty] | FALSE | FALSE | FALSE | FALSE | FALSE | #N/A
6208 | WCTMWDT2 | 0 | 0 | 1 | 0.33688 | 0.019614 | 0.012722 | -0.01461 | 0.007095 | -0.33688 | 0 | 0 | 0 | 0 | 0 | 0 | [8 empty] | FALSE | FALSE | FALSE | FALSE | FALSE | #N/A
6209 | MORAN 2 | 2.466 | 0 | 1 | 0.31941 | 0.019702 | 0.013185 | -0.015149 | 0.006451 | -0.31941 | 0 | 0 | 0 | 0 | 0 | 0 | [8 empty] | FALSE | FALSE | FALSE | FALSE | FALSE | #N/A
6210 | WCTMWD22 | 1.878 | 0 | 1 | 0.3412 | 0.019847 | 0.012715 | -0.0146 | 0.007158 | -0.3412 | 0 | 0 | 0 | 0 | 0 | 0 | [8 empty] | FALSE | FALSE | FALSE | FALSE | FALSE | #N/A
6212 | WCTMWD12 | 1.795 | 0 | 1 | 0.33688 | 0.019614 | 0.012722 | -0.01461 | 0.007095 | -0.33688 | 0 | 0 | 0 | 0 | 0 | 0 | [8 empty] | FALSE | FALSE | FALSE | FALSE | FALSE | #N/A
6213 | WCTMWDT | 0 | 0 | 1 | 0.33239 | 0.019552 | 0.012806 | -0.014707 | 0.006961 | -0.33239 | 0 | 0 | 0 | 0 | 0 | 0 | [8 empty] | FALSE | FALSE | FALSE | FALSE | FALSE | #N/A
6214 | ALBANYT1 | 0 | 0 | 1 | 0.33688 | 0.019614 | 0.012722 | -0.01461 | 0.007095 | -0.33688 | 0 | 0 | 0 | 0 | 0 | 0 | [8 empty] | FALSE | FALSE | FALSE | FALSE | FALSE | #N/A
6300 | DENTONR2 | 2.861 | 0 | 1 | 0.33966 | 0.021119 | 0.013229 | -0.015195 | 0.006811 | -0.33966 | 0 | 0 | 0 | 0 | 0 | 0 | [8 empty] | FALSE | FALSE | FALSE | FALSE | FALSE | #N/A
6302 | CLYDMGT2 | 0 | 0 | 1 | 0.33966 | 0.021119 | 0.013229 | -0.015195 | 0.006811 | -0.33966 | 0 | 0 | 0 | 0 | 0 | 0 | [8 empty] | FALSE | FALSE | FALSE | FALSE | FALSE | #N/A
6204 | WOODSON2 | 0.536 | 0 | 1 | 0.34823 | 0.017674 | 0.011632 | -0.013346 | 0.00822 | -0.34823 | 0 | 0 | 0 | 0 | 0 | 0 | [8 empty] | FALSE | FALSE | FALSE | FALSE | FALSE | #N/A
6304 | CLYDMAG2 | 1.298 | 0 | 1 | 0.33966 | 0.021119 | 0.013229 | -0.015195 | 0.006811 | -0.33966 | 0 | 0 | 0 | 0 | 0 | 0 | [8 empty] | FALSE | FALSE | FALSE | FALSE | FALSE | #N/A
6202 | ALFNDRY2 | 14.982 | 0 | 1 | 0.32954 | 0.019585 | 0.012889 | -0.014805 | 0.006849 | -0.32954 | 0 | 0 | 0 | 0 | 0 | 0 | [8 empty] | FALSE | FALSE | FALSE | FALSE | FALSE | #N/A
6306 | BAIRD 2 | 3.176 | 0 | 1 | 0.32255 | 0.020476 | 0.013405 | -0.015404 | 0.00636 | -0.32255 | 0 | 0 | 0 | 0 | 0 | 0 | [8 empty] | FALSE | FALSE | FALSE | FALSE | FALSE | #N/A
6307 | PUT138 2 | 0 | 0 | 1 | 0.30603 | 0.019856 | 0.013576 | -0.015605 | 0.005925 | -0.30603 | 0 | 0 | 0 | 0 | 0 | 0 | [8 empty] | FALSE | FALSE | FALSE | FALSE | FALSE | #N/A
6309 | PUTNAM 4 | 0 | 0 | 1 | 0.30856 | 0.016393 | 0.01254 | -0.014381 | 0.006141 | -0.30856 | 0 | 0 | 0 | 0 | 0 | 0 | [8 empty] | FALSE | FALSE | FALSE | FALSE | FALSE | #N/A
6311 | CISCO 2 | 8.386 | 0 | 1 | 0.29501 | 0.01559 | 0.012559 | -0.014407 | 0.005914 | -0.29501 | 0 | 0 | 0 | 0 | 0 | 0 | [8 empty] | FALSE | FALSE | FALSE | FALSE | FALSE | #N/A
6312 | PUT69 2 | 2.905 | 0 | 1 | 0.30436 | 0.020446 | 0.013786 | -0.015852 | 0.005834 | -0.30436 | 0 | 0 | 0 | 0 | 0 | 0 | [8 empty] | FALSE | FALSE | FALSE | FALSE | FALSE | #N/A
6313 | POTOSITP | 0 | 0 | 1 | 0.3449 | 0.019895 | 0.012741 | -0.014622 | 0.006993 | -0.3449 | 0 | 0 | 0 | 0 | 0 | 0 | [8 empty] | FALSE | FALSE | FALSE | FALSE | FALSE | #N/A
6314 | POTOSI | 3.321 | 0 | 1 | 0.3449 | 0.019895 | 0.012741 | -0.014622 | 0.006993 | -0.3449 | 0 | 0 | 0 | 0 | 0 | 0 | [8 empty] | FALSE | FALSE | FALSE | FALSE | FALSE | #N/A
6350 | DRESSY9 | 1.722 | 0 | 1 | 0.27076 | 0.032284 | 0.018002 | -0.020819 | 0.004008 | -0.27076 | 0 | 0 | 0 | 0 | 0 | 0 | [8 empty] | FALSE | FALSE | FALSE | FALSE | FALSE | #N/A
6356 | DRESSYR2 | 0 | 0 | 1 | 0.27076 | 0.032284 | 0.018002 | -0.020819 | 0.004008 | -0.27076 | 0 | 0 | 0 | 0 | 0 | 0 | [8 empty] | FALSE | FALSE | FALSE | FALSE | FALSE | #N/A
6357 | CROSSPL2 | 4.989 | 0 | 1 | 0.27297 | 0.031506 | 0.017725 | -0.020493 | 0.004128 | -0.27297 | 0 | 0 | 0 | 0 | 0 | 0 | [8 empty] | FALSE | FALSE | FALSE | FALSE | FALSE | #N/A
6358 | RISNGST2 | 3.181 | 0 | 1 | 0.27297 | 0.031506 | 0.017725 | -0.020493 | 0.004128 | -0.27297 | 0 | 0 | 0 | 0 | 0 | 0 | [8 empty] | FALSE | FALSE | FALSE | FALSE | FALSE | #N/A
6303 | DENTONT2 | 0 | 0 | 1 | 0.33966 | 0.021119 | 0.013229 | -0.015195 | 0.006811 | -0.33966 | 0 | 0 | 0 | 0 | 0 | 0 | [8 empty] | FALSE | FALSE | FALSE | FALSE | FALSE | #N/A
3642 | LOTT SE | 9.05 | 0 | 2 | 0.005489 | -0.0331 | 0.011439 | -0.018269 | -0.028615 | -0.005489 | 0 | 0 | 0 | 0 | 0 | 0 | [8 empty] | FALSE | FALSE | FALSE | FALSE | FALSE | #N/A
3567 | ROBINSON | 41.773 | 0 | 2 | 0.006751 | -0.086524 | 0.034328 | -0.037993 | -0.022812 | -0.006751 | 0 | 0 | 0 | 0 | 0 | 0 | [8 empty] | FALSE | FALSE | FALSE | FALSE | FALSE | #N/A
3630 | COPPERCV | 60.976 | 0 | 2 | 0.053075 | 0.3315 | 0.11912 | -0.14134 | -0.018564 | -0.053075 | 0 | 0 | 0 | 0 | 0 | 0 | [8 empty] | FALSE | FALSE | FALSE | FALSE | FALSE | #N/A
3631 | MEX1 SE | 17.238 | 0 | 2 | 0.004289 | 0.053112 | -0.021849 | 0.007873 | -0.036418 | -0.004289 | 0 | 0 | 0 | 0 | 0 | 0 | [8 empty] | FALSE | FALSE | FALSE | FALSE | FALSE | #N/A
3632 | MEX2 SE | 22.753 | 0 | 2 | 0.005234 | -0.027467 | 0.009287 | -0.015808 | -0.030193 | -0.005234 | 0 | 0 | 0 | 0 | 0 | 0 | [8 empty] | FALSE | FALSE | FALSE | FALSE | FALSE | #N/A
3633 | HARKHT S | 33.527 | 0 | 2 | 0.010308 | -0.14146 | 0.063098 | -0.074055 | -0.022724 | -0.010308 | 0 | 0 | 0 | 0 | 0 | 0 | [8 empty] | FALSE | FALSE | FALSE | FALSE | FALSE | #N/A
3634 | GROES SE | 16.015 | 0 | 2 | 0.005375 | -0.030577 | 0.010475 | -0.017167 | -0.029322 | -0.005375 | 0 | 0 | 0 | 0 | 0 | 0 | [8 empty] | FALSE | FALSE | FALSE | FALSE | FALSE | #N/A
3635 | ONPOAG M | 0 | 0 | 2 | 0.015819 | -0.001208 | 0.067075 | -0.079705 | -0.022267 | -0.015819 | 0 | 0 | 0 | 0 | 0 | 0 | [8 empty] | FALSE | FALSE | FALSE | FALSE | FALSE | #N/A
3636 | TEMPTAYV | 25.036 | 0 | 2 | 0.015415 | 0.011801 | 0.071106 | -0.084616 | -0.022469 | -0.015415 | 0 | 0 | 0 | 0 | 0 | 0 | [8 empty] | FALSE | FALSE | FALSE | FALSE | FALSE | #N/A
3637 | OTTO SE | 3.048 | 0 | 2 | 0.005489 | -0.0331 | 0.011439 | -0.018269 | -0.028615 | -0.005489 | 0 | 0 | 0 | 0 | 0 | 0 | [8 empty] | FALSE | FALSE | FALSE | FALSE | FALSE | #N/A
3638 | MARL SE | 11.582 | 0 | 2 | 0.006369 | -0.086252 | 0.031943 | -0.034985 | -0.022956 | -0.006369 | 0 | 0 | 0 | 0 | 0 | 0 | [8 empty] | FALSE | FALSE | FALSE | FALSE | FALSE | #N/A
3639 | MARLNOSE | 17.779 | 0 | 2 | 0.005489 | -0.0331 | 0.011439 | -0.018269 | -0.028615 | -0.005489 | 0 | 0 | 0 | 0 | 0 | 0 | [8 empty] | FALSE | FALSE | FALSE | FALSE | FALSE | #N/A
6205 | THROKMT2 | 2.594 | 0 | 1 | 0.34651 | 0.017917 | 0.011776 | -0.013512 | 0.008068 | -0.34651 | 0 | 0 | 0 | 0 | 0 | 0 | [8 empty] | FALSE | FALSE | FALSE | FALSE | FALSE | #N/A
3641 | SMARL SE | 9.843 | 0 | 2 | 0.005489 | -0.0331 | 0.011439 | -0.018269 | -0.028615 | -0.005489 | 0 | 0 | 0 | 0 | 0 | 0 | [8 empty] | FALSE | FALSE | FALSE | FALSE | FALSE | #N/A
3628 | KILLCLCK | 69.737 | 0 | 2 | 0.010224 | -0.15439 | 0.063816 | -0.074916 | -0.022761 | -0.010224 | 0 | 0 | 0 | 0 | 0 | 0 | [8 empty] | FALSE | FALSE | FALSE | FALSE | FALSE | #N/A
3643 | TEMP SS | 0 | 0 | 2 | 0.010529 | -0.033051 | 0.064391 | -0.076082 | -0.022989 | -0.010529 | 0 | 0 | 0 | 0 | 0 | 0 | [8 empty] | FALSE | FALSE | FALSE | FALSE | FALSE | #N/A
3644 | TEMP | 0 | 0 | 2 | 0.010504 | -0.025824 | 0.064193 | -0.075875 | -0.023003 | -0.010504 | 0 | 0 | 0 | 0 | 0 | 0 | [8 empty] | FALSE | FALSE | FALSE | FALSE | FALSE | #N/A
3645 | LITRIVER | 6.444 | 0 | 2 | 0.011368 | 0.032377 | 0.071218 | -0.085036 | -0.023167 | -0.011368 | 0 | 0 | 0 | 0 | 0 | 0 | [8 empty] | FALSE | FALSE | FALSE | FALSE | FALSE | #N/A
3646 | HOLLAND | 3.966 | 0 | 2 | 0.012452 | 0.10539 | 0.080032 | -0.096529 | -0.023374 | -0.012452 | 0 | 0 | 0 | 0 | 0 | 0 | [8 empty] | FALSE | FALSE | FALSE | FALSE | FALSE | #N/A
3647 | BARTLETT | 0.425 | 0 | 2 | 0.013206 | 0.15619 | 0.086163 | -0.10452 | -0.023517 | -0.013206 | 0 | 0 | 0 | 0 | 0 | 0 | [8 empty] | FALSE | FALSE | FALSE | FALSE | FALSE | #N/A
3648 | GRANGER | 4.196 | 0 | 2 | 0.013795 | 0.19587 | 0.090953 | -0.11077 | -0.023629 | -0.013795 | 0 | 0 | 0 | 0 | 0 | 0 | [8 empty] | FALSE | FALSE | FALSE | FALSE | FALSE | #N/A
3653 | BRTLT CB | 0 | 0 | 2 | 0.013206 | 0.15619 | 0.086163 | -0.10452 | -0.023517 | -0.013206 | 0 | 0 | 0 | 0 | 0 | 0 | [8 empty] | FALSE | FALSE | FALSE | FALSE | FALSE | #N/A
3671 | LOTT TSE | 0 | 0 | 2 | 0.005489 | -0.0331 | 0.011439 | -0.018269 | -0.028615 | -0.005489 | 0 | 0 | 0 | 0 | 0 | 0 | [8 empty] | FALSE | FALSE | FALSE | FALSE | FALSE | #N/A
3688 | JARRELLE | 11.299 | 0 | 4 | 0.017966 | 0.24353 | 0.11085 | -0.13381 | -0.023605 | -0.017966 | 0 | 0 | 0 | 0 | 0 | 0 | [8 empty] | FALSE | FALSE | FALSE | FALSE | FALSE | #N/A
3697 | WACOMMP2 | 0 | 0 | 2 | 0.007012 | -0.08671 | 0.035962 | -0.040056 | -0.022713 | -0.007012 | 0 | 0 | 0 | 0 | 0 | 0 | [8 empty] | FALSE | FALSE | FALSE | FALSE | FALSE | #N/A
3698 | WACOMMP1 | 11.654 | 0 | 2 | 0.007029 | -0.086687 | 0.036029 | -0.040141 | -0.022699 | -0.007029 | 0 | 0 | 0 | 0 | 0 | 0 | [8 empty] | FALSE | FALSE | FALSE | FALSE | FALSE | #N/A
3640 | SALADO | 20.294 | 0 | 2 | 0.014885 | 0.094392 | 0.090005 | -0.1078 | -0.023236 | -0.014885 | 0 | 0 | 0 | 0 | 0 | 0 | [8 empty] | FALSE | FALSE | FALSE | FALSE | FALSE | #N/A
3459 | CORS MAG | 4.373 | 0 | 2 | 0.003052 | 0.000896 | -0.001271 | 0.000102 | -0.041201 | -0.003052 | 0 | 0 | 0 | 0 | 0 | 0 | [8 empty] | FALSE | FALSE | FALSE | FALSE | FALSE | #N/A
3437 | WACO W | 0 | 0 | 2 | 0.008181 | -0.072367 | 0.045392 | -0.051993 | -0.022786 | -0.008181 | 0 | 0 | 0 | 0 | 0 | 0 | [8 empty] | FALSE | FALSE | FALSE | FALSE | FALSE | #N/A
3438 | WACO E | 72.365 | 0 | 2 | 0.006809 | -0.085936 | 0.033999 | -0.037597 | -0.022648 | -0.006809 | 0 | 0 | 0 | 0 | 0 | 0 | [8 empty] | FALSE | FALSE | FALSE | FALSE | FALSE | #N/A
3439 | WACO E | 0 | 0 | 2 | 0.006828 | -0.081307 | 0.031742 | -0.035011 | -0.022406 | -0.006828 | 0 | 0 | 0 | 0 | 0 | 0 | [8 empty] | FALSE | FALSE | FALSE | FALSE | FALSE | #N/A
3440 | MCGREGPH | 0 | 0 | 2 | 0.008508 | -0.096672 | 0.048149 | -0.05535 | -0.022735 | -0.008508 | 0 | 0 | 0 | 0 | 0 | 0 | [8 empty] | FALSE | FALSE | FALSE | FALSE | FALSE | #N/A
3441 | MCGREGPH | 0 | 0 | 2 | 0.008406 | -0.089084 | 0.047288 | -0.054302 | -0.022751 | -0.008406 | 0 | 0 | 0 | 0 | 0 | 0 | [8 empty] | FALSE | FALSE | FALSE | FALSE | FALSE | #N/A
3452 | LASALLE | 0 | 0 | 2 | 0.006661 | -0.086042 | 0.033307 | -0.036717 | -0.022752 | -0.006661 | 0 | 0 | 0 | 0 | 0 | 0 | [8 empty] | FALSE | FALSE | FALSE | FALSE | FALSE | #N/A
3453 | CHATF M | 0 | 0 | 2 | 0.00246 | 0.00224 | -0.001815 | 0.000856 | -0.04054 | -0.00246 | 0 | 0 | 0 | 0 | 0 | 0 | [8 empty] | FALSE | FALSE | FALSE | FALSE | FALSE | #N/A
3454 | MONTFTSS | 0 | 0 | 2 | 0.002024 | 0.003228 | -0.002215 | 0.00141 | -0.040055 | -0.002024 | 0 | 0 | 0 | 0 | 0 | 0 | [8 empty] | FALSE | FALSE | FALSE | FALSE | FALSE | #N/A
3455 | CORS | 48.006 | 0 | 2 | 0.002605 | 0.00191 | -0.001681 | 0.000671 | -0.040702 | -0.002605 | 0 | 0 | 0 | 0 | 0 | 0 | [8 empty] | FALSE | FALSE | FALSE | FALSE | FALSE | #N/A
3456 | CORS W | 31.575 | 0 | 2 | 0.002841 | 0.001375 | -0.001465 | 0.00037 | -0.040966 | -0.002841 | 0 | 0 | 0 | 0 | 0 | 0 | [8 empty] | FALSE | FALSE | FALSE | FALSE | FALSE | #N/A
3570 | WACOTIRE | 0.357 | 0 | 2 | 0.00683 | -0.080763 | 0.031477 | -0.034707 | -0.022378 | -0.00683 | 0 | 0 | 0 | 0 | 0 | 0 | [8 empty] | FALSE | FALSE | FALSE | FALSE | FALSE | #N/A
3458 | CORS MB | 1.295 | 0 | 2 | 0.003012 | 0.000986 | -0.001307 | 0.000153 | -0.041156 | -0.003012 | 0 | 0 | 0 | 0 | 0 | 0 | [8 empty] | FALSE | FALSE | FALSE | FALSE | FALSE | #N/A
3434 | BAYLOR T | 0 | 0 | 2 | 0.00685 | -0.086076 | 0.034378 | -0.038072 | -0.022658 | -0.00685 | 0 | 0 | 0 | 0 | 0 | 0 | [8 empty] | FALSE | FALSE | FALSE | FALSE | FALSE | #N/A
3460 | CORSGL T | 0 | 0 | 2 | 0.003058 | 0.000883 | -0.001266 | 9.5e-05 | -0.041207 | -0.003058 | 0 | 0 | 0 | 0 | 0 | 0 | [8 empty] | FALSE | FALSE | FALSE | FALSE | FALSE | #N/A
3461 | CORSGLAS | 39.052 | 0 | 2 | 0.003058 | 0.000883 | -0.001266 | 9.5e-05 | -0.041207 | -0.003058 | 0 | 0 | 0 | 0 | 0 | 0 | [8 empty] | FALSE | FALSE | FALSE | FALSE | FALSE | #N/A
3462 | CORSGR T | 0 | 0 | 2 | 0.00313 | 0.000719 | -0.001199 | 3e-06 | -0.041288 | -0.00313 | 0 | 0 | 0 | 0 | 0 | 0 | [8 empty] | FALSE | FALSE | FALSE | FALSE | FALSE | #N/A
3463 | CORSGUAR | 9.928 | 0 | 2 | 0.00313 | 0.000719 | -0.001199 | 3e-06 | -0.041288 | -0.00313 | 0 | 0 | 0 | 0 | 0 | 0 | [8 empty] | FALSE | FALSE | FALSE | FALSE | FALSE | #N/A
3464 | EQUIPIPE | 1.271 | 0 | 2 | 0.006876 | -0.037296 | 0.015616 | -0.017448 | -0.021972 | -0.006876 | 0 | 0 | 0 | 0 | 0 | 0 | [8 empty] | FALSE | FALSE | FALSE | FALSE | FALSE | #N/A
3466 | KERENS | 5.207 | 0 | 2 | 0.002921 | 0.005047 | -0.003247 | 0.00156 | -0.044948 | -0.002921 | 0 | 0 | 0 | 0 | 0 | 0 | [8 empty] | FALSE | FALSE | FALSE | FALSE | FALSE | #N/A
3467 | POWELL | 2.347 | 0 | 2 | 0.002936 | 0.00434 | -0.002919 | 0.001183 | -0.044426 | -0.002936 | 0 | 0 | 0 | 0 | 0 | 0 | [8 empty] | FALSE | FALSE | FALSE | FALSE | FALSE | #N/A
3468 | CORS | 0 | 0 | 2 | 0.002976 | 0.002365 | -0.002003 | 0.000131 | -0.042971 | -0.002976 | 0 | 0 | 0 | 0 | 0 | 0 | [8 empty] | FALSE | FALSE | FALSE | FALSE | FALSE | #N/A
3470 | BLOOMGRV | 3.066 | 0 | 2 | 0.002976 | 0.002365 | -0.002003 | 0.000131 | -0.042971 | -0.002976 | 0 | 0 | 0 | 0 | 0 | 0 | [8 empty] | FALSE | FALSE | FALSE | FALSE | FALSE | #N/A
3471 | BARRY | 1.928 | 0 | 2 | 0.002976 | 0.002365 | -0.002003 | 0.000131 | -0.042971 | -0.002976 | 0 | 0 | 0 | 0 | 0 | 0 | [8 empty] | FALSE | FALSE | FALSE | FALSE | FALSE | #N/A
3475 | CORSMGSS | 0 | 0 | 2 | 0.003081 | 0.002203 | -0.00195 | -8.9e-05 | -0.042631 | -0.003081 | 0 | 0 | 0 | 0 | 0 | 0 | [8 empty] | FALSE | FALSE | FALSE | FALSE | FALSE | #N/A
3457 | CORSMB T | 0 | 0 | 2 | 0.003012 | 0.000986 | -0.001307 | 0.000153 | -0.041156 | -0.003012 | 0 | 0 | 0 | 0 | 0 | 0 | [8 empty] | FALSE | FALSE | FALSE | FALSE | FALSE | #N/A
3416 | LCRK 1 G | 0 | 81 | 2 | 0.006369 | -0.086252 | 0.031943 | -0.034985 | -0.022956 | -0.006369 | 0.51589 | -6.9864 | 2.5874 | -2.8338 | -1.8594 | -0.51589 | [8 empty] | FALSE | TRUE | FALSE | FALSE | FALSE | #N/A
3403 | THSE 1 G | 0 | 558 | 2 | 0.005253 | -0.090713 | 0.030578 | -0.032711 | -0.021218 | -0.005253 | 2.9312 | -50.6179 | 17.0625 | -18.2527 | -11.8396 | -2.9312 | [8 empty] | FALSE | TRUE | FALSE | FALSE | FALSE | #N/A
3404 | THSE 2 G | 0 | 810 | 2 | 0.005253 | -0.090713 | 0.030578 | -0.032711 | -0.021218 | -0.005253 | 4.2549 | -73.4775 | 24.7682 | -26.4959 | -17.1866 | -4.2549 | [8 empty] | FALSE | TRUE | FALSE | FALSE | FALSE | #N/A
3405 | T HOUSE | 0 | 0 | 2 | 0.005253 | -0.090713 | 0.030578 | -0.032711 | -0.021218 | -0.005253 | 0 | 0 | 0 | 0 | 0 | 0 | [8 empty] | FALSE | FALSE | FALSE | FALSE | FALSE | #N/A
3406 | ELM MOTT | 0 | 0 | 2 | 0.007065 | -0.085002 | 0.029962 | -0.032323 | -0.020992 | -0.007065 | 0 | 0 | 0 | 0 | 0 | 0 | [8 empty] | FALSE | FALSE | FALSE | FALSE | FALSE | #N/A
3407 | ELM MOTT | 0 | 0 | 2 | 0.006857 | -0.084475 | 0.031561 | -0.03451 | -0.021968 | -0.006857 | 0 | 0 | 0 | 0 | 0 | 0 | [8 empty] | FALSE | FALSE | FALSE | FALSE | FALSE | #N/A
3408 | ELM MOTT | 0 | 0 | 2 | 0.006851 | -0.075706 | 0.02901 | -0.031882 | -0.022113 | -0.006851 | 0 | 0 | 0 | 0 | 0 | 0 | [8 empty] | FALSE | FALSE | FALSE | FALSE | FALSE | #N/A
3409 | LAKE CRK | 0 | 0 | 2 | 0.005757 | -0.093355 | 0.030961 | -0.032354 | -0.02234 | -0.005757 | 0 | 0 | 0 | 0 | 0 | 0 | [8 empty] | FALSE | FALSE | FALSE | FALSE | FALSE | #N/A
3410 | LAKE CRK | 0 | 0 | 2 | 0.006369 | -0.086252 | 0.031943 | -0.034985 | -0.022956 | -0.006369 | 0 | 0 | 0 | 0 | 0 | 0 | [8 empty] | FALSE | FALSE | FALSE | FALSE | FALSE | #N/A
3411 | LKCK POD | 0 | 0 | 2 | 0.006369 | -0.086252 | 0.031943 | -0.034985 | -0.022956 | -0.006369 | 0 | 0 | 0 | 0 | 0 | 0 | [8 empty] | FALSE | FALSE | FALSE | FALSE | FALSE | #N/A
3412 | TEMP PEC | 0 | 0 | 2 | 0.009279 | -0.17906 | 0.061087 | -0.071315 | -0.022666 | -0.009279 | 0 | 0 | 0 | 0 | 0 | 0 | [8 empty] | FALSE | FALSE | FALSE | FALSE | FALSE | #N/A
3413 | TEMPSSLT | 0 | 0 | 2 | 0.009901 | -0.20392 | 0.066563 | -0.078215 | -0.022903 | -0.009901 | 0 | 0 | 0 | 0 | 0 | 0 | [8 empty] | FALSE | FALSE | FALSE | FALSE | FALSE | #N/A
3436 | WACO W | 76.907 | 0 | 2 | 0.007043 | -0.086732 | 0.036152 | -0.040296 | -0.022702 | -0.007043 | 0 | 0 | 0 | 0 | 0 | 0 | [8 empty] | FALSE | FALSE | FALSE | FALSE | FALSE | #N/A
3415 | TEMP SS | 0 | 0 | 2 | 0.01072 | -0.087667 | 0.065889 | -0.077645 | -0.022887 | -0.01072 | 0 | 0 | 0 | 0 | 0 | 0 | [8 empty] | FALSE | FALSE | FALSE | FALSE | FALSE | #N/A
3435 | BAYLOR | 11.061 | 0 | 2 | 0.00685 | -0.086076 | 0.034378 | -0.038072 | -0.022658 | -0.00685 | 0 | 0 | 0 | 0 | 0 | 0 | [8 empty] | FALSE | FALSE | FALSE | FALSE | FALSE | #N/A
3417 | LCRK 2 G | 0 | 229 | 2 | 0.006369 | -0.086252 | 0.031943 | -0.034985 | -0.022956 | -0.006369 | 1.4585 | -19.7517 | 7.3149 | -8.0116 | -5.2569 | -1.4585 | [8 empty] | FALSE | TRUE | FALSE | FALSE | FALSE | #N/A
3418 | LCTMOD 1 | 0 | 0 | 2 | 0.006369 | -0.086252 | 0.031943 | -0.034985 | -0.022956 | -0.006369 | 0 | 0 | 0 | 0 | 0 | 0 | [8 empty] | FALSE | FALSE | FALSE | FALSE | FALSE | #N/A
3419 | LCTMOD 2 | 0 | 0 | 2 | 0.006369 | -0.086252 | 0.031943 | -0.034985 | -0.022956 | -0.006369 | 0 | 0 | 0 | 0 | 0 | 0 | [8 empty] | FALSE | FALSE | FALSE | FALSE | FALSE | #N/A
3420 | TEMP PEC | 0 | 0 | 2 | 0.009835 | -0.12423 | 0.060796 | -0.071142 | -0.022768 | -0.009835 | 0 | 0 | 0 | 0 | 0 | 0 | [8 empty] | FALSE | FALSE | FALSE | FALSE | FALSE | #N/A
3421 | SCOTWHIT | 15 | 0 | 2 | 0.010617 | -0.099423 | 0.064067 | -0.075354 | -0.022785 | -0.010617 | 0 | 0 | 0 | 0 | 0 | 0 | [8 empty] | FALSE | FALSE | FALSE | FALSE | FALSE | #N/A
3422 | KILL SS | 0 | 0 | 2 | 0.010012 | -0.18699 | 0.065624 | -0.077088 | -0.022854 | -0.010012 | 0 | 0 | 0 | 0 | 0 | 0 | [8 empty] | FALSE | FALSE | FALSE | FALSE | FALSE | #N/A
3423 | KILL SS | 0 | 0 | 2 | 0.010224 | -0.15439 | 0.063816 | -0.074916 | -0.022761 | -0.010224 | 0 | 0 | 0 | 0 | 0 | 0 | [8 empty] | FALSE | FALSE | FALSE | FALSE | FALSE | #N/A
3425 | BELLCTYM | 0 | 0 | 2 | 0.01305 | 0.00554 | 0.077585 | -0.092307 | -0.023016 | -0.01305 | 0 | 0 | 0 | 0 | 0 | 0 | [8 empty] | FALSE | FALSE | FALSE | FALSE | FALSE | #N/A
3426 | KILELMR1 | 27.1 | 0 | 2 | 0.010224 | -0.15439 | 0.063816 | -0.074916 | -0.022761 | -0.010224 | 0 | 0 | 0 | 0 | 0 | 0 | [8 empty] | FALSE | FALSE | FALSE | FALSE | FALSE | #N/A
3427 | KILELMR2 | 27.1 | 0 | 2 | 0.010267 | -0.14782 | 0.063451 | -0.074478 | -0.022742 | -0.010267 | 0 | 0 | 0 | 0 | 0 | 0 | [8 empty] | FALSE | FALSE | FALSE | FALSE | FALSE | #N/A
3479 | NAVARRO | 1.293 | 0 | 2 | 0.003353 | 0.001783 | -0.001814 | -0.000656 | -0.041754 | -0.003353 | 0 | 0 | 0 | 0 | 0 | 0 | [8 empty] | FALSE | FALSE | FALSE | FALSE | FALSE | #N/A
3414 | TEMP SS | 0 | 0 | 2 | 0.009879 | -0.20301 | 0.066363 | -0.07796 | -0.022897 | -0.009879 | 0 | 0 | 0 | 0 | 0 | 0 | [8 empty] | FALSE | FALSE | FALSE | FALSE | FALSE | #N/A
3553 | WACO NW | 43.767 | 0 | 2 | 0.006964 | -0.086332 | 0.035193 | -0.039091 | -0.022628 | -0.006964 | 0 | 0 | 0 | 0 | 0 | 0 | [8 empty] | FALSE | FALSE | FALSE | FALSE | FALSE | #N/A
3477 | EUREKA M | 0 | 0 | 2 | 0.003147 | 0.00248 | -0.002054 | 0.000869 | -0.043435 | -0.003147 | 0 | 0 | 0 | 0 | 0 | 0 | [8 empty] | FALSE | FALSE | FALSE | FALSE | FALSE | #N/A
3533 | FILESS T | 0 | 0 | 2 | 0.003521 | -0.025598 | 0.011258 | -0.012573 | -0.018585 | -0.003521 | 0 | 0 | 0 | 0 | 0 | 0 | [8 empty] | FALSE | FALSE | FALSE | FALSE | FALSE | #N/A
3534 | GRANDVGF | 3.134 | 0 | 2 | 0.003521 | -0.025598 | 0.011258 | -0.012573 | -0.018585 | -0.003521 | 0 | 0 | 0 | 0 | 0 | 0 | [8 empty] | FALSE | FALSE | FALSE | FALSE | FALSE | #N/A
3535 | FILESSIN | 0.096 | 0 | 2 | 0.003521 | -0.025598 | 0.011258 | -0.012573 | -0.018585 | -0.003521 | 0 | 0 | 0 | 0 | 0 | 0 | [8 empty] | FALSE | FALSE | FALSE | FALSE | FALSE | #N/A
3536 | MAYPEARL | 7.957 | 0 | 2 | 0.003521 | -0.025598 | 0.011258 | -0.012573 | -0.018585 | -0.003521 | 0 | 0 | 0 | 0 | 0 | 0 | [8 empty] | FALSE | FALSE | FALSE | FALSE | FALSE | #N/A
3537 | GRANDV | 8.843 | 0 | 2 | 0.003072 | -0.024029 | 0.010673 | -0.011919 | -0.018131 | -0.003072 | 0 | 0 | 0 | 0 | 0 | 0 | [8 empty] | FALSE | FALSE | FALSE | FALSE | FALSE | #N/A
3538 | TXCOPUMP | 0.862 | 0 | 2 | 0.003521 | -0.025598 | 0.011258 | -0.012573 | -0.018585 | -0.003521 | 0 | 0 | 0 | 0 | 0 | 0 | [8 empty] | FALSE | FALSE | FALSE | FALSE | FALSE | #N/A
3543 | MERTENS | 7.108 | 0 | 2 | 0.006876 | -0.037296 | 0.015616 | -0.017448 | -0.021972 | -0.006876 | 0 | 0 | 0 | 0 | 0 | 0 | [8 empty] | FALSE | FALSE | FALSE | FALSE | FALSE | #N/A
3546 | WHITNYON | 0 | 0 | 2 | 0.015993 | -0.058229 | 0.02518 | -0.027952 | -0.0188 | -0.015993 | 0 | 0 | 0 | 0 | 0 | 0 | [8 empty] | FALSE | FALSE | FALSE | FALSE | FALSE | #N/A
3547 | ROGERS M | 0 | 0 | 2 | 0.006857 | -0.084475 | 0.031561 | -0.03451 | -0.021968 | -0.006857 | 0 | 0 | 0 | 0 | 0 | 0 | [8 empty] | FALSE | FALSE | FALSE | FALSE | FALSE | #N/A
3550 | BELLMEAD | 51.242 | 0 | 2 | 0.006861 | -0.085362 | 0.033148 | -0.036516 | -0.022341 | -0.006861 | 0 | 0 | 0 | 0 | 0 | 0 | [8 empty] | FALSE | FALSE | FALSE | FALSE | FALSE | #N/A
3529 | TOURS | 1.011 | 0 | 2 | 0.006853 | -0.072742 | 0.027977 | -0.030769 | -0.022102 | -0.006853 | 0 | 0 | 0 | 0 | 0 | 0 | [8 empty] | FALSE | FALSE | FALSE | FALSE | FALSE | #N/A
3552 | WACO N | 47.92 | 0 | 2 | 0.006902 | -0.08602 | 0.034445 | -0.038151 | -0.022571 | -0.006902 | 0 | 0 | 0 | 0 | 0 | 0 | [8 empty] | FALSE | FALSE | FALSE | FALSE | FALSE | #N/A
3528 | TOURS T | 0 | 0 | 2 | 0.006853 | -0.072742 | 0.027977 | -0.030769 | -0.022102 | -0.006853 | 0 | 0 | 0 | 0 | 0 | 0 | [8 empty] | FALSE | FALSE | FALSE | FALSE | FALSE | #N/A
3554 | HALBRG M | 0 | 0 | 2 | 0.006482 | -0.085841 | 0.031855 | -0.034875 | -0.022727 | -0.006482 | 0 | 0 | 0 | 0 | 0 | 0 | [8 empty] | FALSE | FALSE | FALSE | FALSE | FALSE | #N/A
3555 | THOUSE T | 0 | 0 | 2 | 0.006542 | -0.085625 | 0.031809 | -0.034818 | -0.022607 | -0.006542 | 0 | 0 | 0 | 0 | 0 | 0 | [8 empty] | FALSE | FALSE | FALSE | FALSE | FALSE | #N/A
3556 | THOUSE | 8.778 | 0 | 2 | 0.006542 | -0.085625 | 0.031809 | -0.034818 | -0.022607 | -0.006542 | 0 | 0 | 0 | 0 | 0 | 0 | [8 empty] | FALSE | FALSE | FALSE | FALSE | FALSE | #N/A
3559 | WACOCOLO | 58.515 | 0 | 2 | 0.006931 | -0.086352 | 0.035124 | -0.039007 | -0.022676 | -0.006931 | 0 | 0 | 0 | 0 | 0 | 0 | [8 empty] | FALSE | FALSE | FALSE | FALSE | FALSE | #N/A
3560 | WACO S | 51.488 | 0 | 2 | 0.006974 | -0.086496 | 0.035515 | -0.039497 | -0.022686 | -0.006974 | 0 | 0 | 0 | 0 | 0 | 0 | [8 empty] | FALSE | FALSE | FALSE | FALSE | FALSE | #N/A
3561 | WACOM1PT | 0 | 0 | 2 | 0.007029 | -0.086687 | 0.036029 | -0.040141 | -0.022699 | -0.007029 | 0 | 0 | 0 | 0 | 0 | 0 | [8 empty] | FALSE | FALSE | FALSE | FALSE | FALSE | #N/A
3562 | WACOM2PT | 0 | 0 | 2 | 0.007012 | -0.08671 | 0.035962 | -0.040056 | -0.022713 | -0.007012 | 0 | 0 | 0 | 0 | 0 | 0 | [8 empty] | FALSE | FALSE | FALSE | FALSE | FALSE | #N/A
3563 | WACOMM1T | 0 | 0 | 2 | 0.007029 | -0.086687 | 0.036029 | -0.040141 | -0.022699 | -0.007029 | 0 | 0 | 0 | 0 | 0 | 0 | [8 empty] | FALSE | FALSE | FALSE | FALSE | FALSE | #N/A
3564 | WACO MM1 | 42.339 | 0 | 2 | 0.007029 | -0.086687 | 0.036029 | -0.040141 | -0.022699 | -0.007029 | 0 | 0 | 0 | 0 | 0 | 0 | [8 empty] | FALSE | FALSE | FALSE | FALSE | FALSE | #N/A
3565 | WACOMM2T | 0 | 0 | 2 | 0.007012 | -0.08671 | 0.035962 | -0.040056 | -0.022713 | -0.007012 | 0 | 0 | 0 | 0 | 0 | 0 | [8 empty] | FALSE | FALSE | FALSE | FALSE | FALSE | #N/A
3566 | WACO MM2 | 38.997 | 0 | 2 | 0.007012 | -0.08671 | 0.035962 | -0.040056 | -0.022713 | -0.007012 | 0 | 0 | 0 | 0 | 0 | 0 | [8 empty] | FALSE | FALSE | FALSE | FALSE | FALSE | #N/A
3551 | WACO NE | 0 | 0 | 2 | 0.006863 | -0.085823 | 0.033972 | -0.037557 | -0.022534 | -0.006863 | 0 | 0 | 0 | 0 | 0 | 0 | [8 empty] | FALSE | FALSE | FALSE | FALSE | FALSE | #N/A
3511 | NAVMILLS | 0.949 | 0 | 2 | 0.005414 | -0.008374 | 0.009677 | -0.011644 | -0.031155 | -0.005414 | 0 | 0 | 0 | 0 | 0 | 0 | [8 empty] | FALSE | FALSE | FALSE | FALSE | FALSE | #N/A
3066 | LNCST | 34.922 | 0 | 2 | 0.000114 | 0.004118 | -0.00245 | 0.002612 | -0.038345 | -0.000114 | 0 | 0 | 0 | 0 | 0 | 0 | [8 empty] | FALSE | FALSE | FALSE | FALSE | FALSE | #N/A
3480 | MILDRD#2 | 4.478 | 0 | 2 | 0.003265 | 0.001919 | -0.001858 | -0.000473 | -0.042038 | -0.003265 | 0 | 0 | 0 | 0 | 0 | 0 | [8 empty] | FALSE | FALSE | FALSE | FALSE | FALSE | #N/A
3483 | GOODLW M | 0 | 0 | 2 | 0.003022 | 0.003732 | -0.002638 | 0.001507 | -0.044441 | -0.003022 | 0 | 0 | 0 | 0 | 0 | 0 | [8 empty] | FALSE | FALSE | FALSE | FALSE | FALSE | #N/A
3486 | RICHLAND | 2.454 | 0 | 2 | 0.003707 | 0.000701 | -0.001441 | -0.00243 | -0.039606 | -0.003707 | 0 | 0 | 0 | 0 | 0 | 0 | [8 empty] | FALSE | FALSE | FALSE | FALSE | FALSE | #N/A
3487 | WRTHMPOD | 0 | 0 | 2 | 0.003998 | -0.00019 | -0.001133 | -0.00389 | -0.037837 | -0.003998 | 0 | 0 | 0 | 0 | 0 | 0 | [8 empty] | FALSE | FALSE | FALSE | FALSE | FALSE | #N/A
3488 | WTXGFPOD | 0 | 0 | 2 | 0.004027 | 0.005064 | -0.003175 | -0.00273 | -0.037697 | -0.004027 | 0 | 0 | 0 | 0 | 0 | 0 | [8 empty] | FALSE | FALSE | FALSE | FALSE | FALSE | #N/A
3489 | SIMSMAG | 0.111 | 0 | 2 | 0.004069 | 0.012727 | -0.006153 | -0.001039 | -0.037493 | -0.004069 | 0 | 0 | 0 | 0 | 0 | 0 | [8 empty] | FALSE | FALSE | FALSE | FALSE | FALSE | #N/A
3492 | FRESTN | 0 | 0 | 2 | 0.004139 | 0.02551 | -0.011121 | 0.001782 | -0.037153 | -0.004139 | 0 | 0 | 0 | 0 | 0 | 0 | [8 empty] | FALSE | FALSE | FALSE | FALSE | FALSE | #N/A
3493 | TEAGUE | 0 | 0 | 2 | 0.004099 | 0.018312 | -0.008324 | 0.000193 | -0.037345 | -0.004099 | 0 | 0 | 0 | 0 | 0 | 0 | [8 empty] | FALSE | FALSE | FALSE | FALSE | FALSE | #N/A
3496 | STSUPR T | 0 | 0 | 2 | 0.003351 | 0.001799 | -0.001821 | -0.000647 | -0.041768 | -0.003351 | 0 | 0 | 0 | 0 | 0 | 0 | [8 empty] | FALSE | FALSE | FALSE | FALSE | FALSE | #N/A
3497 | STSUPRCK | 2.872 | 0 | 2 | 0.003351 | 0.001799 | -0.001821 | -0.000647 | -0.041768 | -0.003351 | 0 | 0 | 0 | 0 | 0 | 0 | [8 empty] | FALSE | FALSE | FALSE | FALSE | FALSE | #N/A
3532 | ITASCA | 5.174 | 0 | 2 | 0.004718 | -0.029771 | 0.012813 | -0.014312 | -0.019794 | -0.004718 | 0 | 0 | 0 | 0 | 0 | 0 | [8 empty] | FALSE | FALSE | FALSE | FALSE | FALSE | #N/A
3500 | FARRAR M | 0 | 0 | 2 | 0.004636 | 0.028211 | -0.012234 | 0.000322 | -0.034164 | -0.004636 | 0 | 0 | 0 | 0 | 0 | 0 | [8 empty] | FALSE | FALSE | FALSE | FALSE | FALSE | #N/A
3478 | NAVARRO | 0 | 0 | 2 | 0.003379 | 0.000154 | -0.00097 | -0.000314 | -0.041565 | -0.003379 | 0 | 0 | 0 | 0 | 0 | 0 | [8 empty] | FALSE | FALSE | FALSE | FALSE | FALSE | #N/A
3514 | HANEY M | 0 | 0 | 2 | 0.004753 | -0.008913 | 0.003189 | -0.004642 | -0.036567 | -0.004753 | 0 | 0 | 0 | 0 | 0 | 0 | [8 empty] | FALSE | FALSE | FALSE | FALSE | FALSE | #N/A
3515 | HUBBARD | 9.955 | 0 | 2 | 0.006581 | -0.020981 | 0.008726 | -0.010402 | -0.029914 | -0.006581 | 0 | 0 | 0 | 0 | 0 | 0 | [8 empty] | FALSE | FALSE | FALSE | FALSE | FALSE | #N/A
3516 | CHATT M | 0 | 0 | 2 | 0.00827 | -0.032136 | 0.013843 | -0.015726 | -0.023764 | -0.00827 | 0 | 0 | 0 | 0 | 0 | 0 | [8 empty] | FALSE | FALSE | FALSE | FALSE | FALSE | #N/A
3518 | BLUM | 2.73 | 0 | 2 | 0.004562 | -0.024503 | 0.011533 | -0.012931 | -0.016437 | -0.004562 | 0 | 0 | 0 | 0 | 0 | 0 | [8 empty] | FALSE | FALSE | FALSE | FALSE | FALSE | #N/A
3521 | BLANTONM | 0 | 0 | 2 | 0.005536 | -0.027256 | 0.012536 | -0.01406 | -0.017437 | -0.005536 | 0 | 0 | 0 | 0 | 0 | 0 | [8 empty] | FALSE | FALSE | FALSE | FALSE | FALSE | #N/A
3522 | HILLBR | 16.714 | 0 | 2 | 0.009025 | -0.037118 | 0.016129 | -0.018104 | -0.021018 | -0.009025 | 0 | 0 | 0 | 0 | 0 | 0 | [8 empty] | FALSE | FALSE | FALSE | FALSE | FALSE | #N/A
3523 | HILLBR | 0 | 0 | 2 | 0.006876 | -0.037296 | 0.015616 | -0.017448 | -0.021972 | -0.006876 | 0 | 0 | 0 | 0 | 0 | 0 | [8 empty] | FALSE | FALSE | FALSE | FALSE | FALSE | #N/A
3524 | ABBOTT | 1.336 | 0 | 2 | 0.006863 | -0.056885 | 0.022447 | -0.02481 | -0.022044 | -0.006863 | 0 | 0 | 0 | 0 | 0 | 0 | [8 empty] | FALSE | FALSE | FALSE | FALSE | FALSE | #N/A
3525 | WEST | 12.019 | 0 | 2 | 0.006855 | -0.069186 | 0.026737 | -0.029432 | -0.022089 | -0.006855 | 0 | 0 | 0 | 0 | 0 | 0 | [8 empty] | FALSE | FALSE | FALSE | FALSE | FALSE | #N/A
3526 | ROSSSI T | 0 | 0 | 2 | 0.006853 | -0.072208 | 0.027791 | -0.030568 | -0.0221 | -0.006853 | 0 | 0 | 0 | 0 | 0 | 0 | [8 empty] | FALSE | FALSE | FALSE | FALSE | FALSE | #N/A
3527 | ROSSSINC | 1.517 | 0 | 2 | 0.006853 | -0.072208 | 0.027791 | -0.030568 | -0.0221 | -0.006853 | 0 | 0 | 0 | 0 | 0 | 0 | [8 empty] | FALSE | FALSE | FALSE | FALSE | FALSE | #N/A
3498 | EUREKA | 0 | 0 | 2 | 0.003194 | 0.003601 | -0.00263 | 0.000472 | -0.043357 | -0.003194 | 0 | 0 | 0 | 0 | 0 | 0 | [8 empty] | FALSE | FALSE | FALSE | FALSE | FALSE | #N/A
2415 | MT CRK T | 0 | 0 | 2 | -0.000149 | 0.003102 | -0.001658 | 0.00178 | -0.026909 | 0.000149 | 0 | 0 | 0 | 0 | 0 | 0 | [8 empty] | FALSE | FALSE | FALSE | FALSE | FALSE | #N/A
2429 | WATMLL E | 0 | 0 | 2 | 0.000617 | 0.005566 | -0.00324 | 0.003484 | -0.044094 | -0.000617 | 0 | 0 | 0 | 0 | 0 | 0 | [8 empty] | FALSE | FALSE | FALSE | FALSE | FALSE | #N/A
2402 | L HUB E | 0 | 0 | 2 | 0.003328 | 0.005821 | -0.002952 | 0.003132 | -0.077727 | -0.003328 | 0 | 0 | 0 | 0 | 0 | 0 | [8 empty] | FALSE | FALSE | FALSE | FALSE | FALSE | #N/A
2403 | L HUB T | 0 | 0 | 2 | 0.003327 | 0.005819 | -0.00295 | 0.00313 | -0.077666 | -0.003327 | 0 | 0 | 0 | 0 | 0 | 0 | [8 empty] | FALSE | FALSE | FALSE | FALSE | FALSE | #N/A
2404 | NORWDTIE | 0 | 0 | 2 | 0.001631 | 0.003514 | -0.001767 | 0.001894 | -0.021853 | -0.001631 | 0 | 0 | 0 | 0 | 0 | 0 | [8 empty] | FALSE | FALSE | FALSE | FALSE | FALSE | #N/A
2405 | NORWDPLW | 0 | 0 | 2 | 0.001636 | 0.003528 | -0.001775 | 0.001903 | -0.021937 | -0.001636 | 0 | 0 | 0 | 0 | 0 | 0 | [8 empty] | FALSE | FALSE | FALSE | FALSE | FALSE | #N/A
2406 | NORWD | 0 | 0 | 2 | 0 | 0 | 0 | 0 | 0 | 0 | 0 | 0 | 0 | 0 | 0 | 0 | [8 empty] | FALSE | FALSE | FALSE | FALSE | FALSE | #N/A
2407 | NORWDPLE | 0 | 0 | 2 | 0.001632 | 0.003513 | -0.001766 | 0.001893 | -0.02185 | -0.001632 | 0 | 0 | 0 | 0 | 0 | 0 | [8 empty] | FALSE | FALSE | FALSE | FALSE | FALSE | #N/A
2408 | NORWOD 1 | 57.837 | 0 | 2 | 0.001742 | 0.000162 | 0.000384 | -0.000443 | 0.005364 | -0.001742 | 0 | 0 | 0 | 0 | 0 | 0 | [8 empty] | FALSE | FALSE | FALSE | FALSE | FALSE | #N/A
2409 | NORWOD 2 | 0 | 0 | 2 | 0.001867 | 0.000233 | 0.000351 | -0.000409 | 0.005734 | -0.001867 | 0 | 0 | 0 | 0 | 0 | 0 | [8 empty] | FALSE | FALSE | FALSE | FALSE | FALSE | #N/A
2410 | NORWOODT | 0 | 0 | 2 | -4.1e-05 | 3.7e-05 | -2.6e-05 | 2.8e-05 | -0.000416 | 4.1e-05 | 0 | 0 | 0 | 0 | 0 | 0 | [8 empty] | FALSE | FALSE | FALSE | FALSE | FALSE | #N/A
2411 | MT CRK W | 0 | 0 | 2 | -0.000149 | 0.003103 | -0.001659 | 0.001781 | -0.026919 | 0.000149 | 0 | 0 | 0 | 0 | 0 | 0 | [8 empty] | FALSE | FALSE | FALSE | FALSE | FALSE | #N/A
2412 | MT CRK E | 0 | 0 | 2 | -0.000148 | 0.003102 | -0.001657 | 0.001779 | -0.026901 | 0.000148 | 0 | 0 | 0 | 0 | 0 | 0 | [8 empty] | FALSE | FALSE | FALSE | FALSE | FALSE | #N/A
2400 | WLEVEE W | 0 | 0 | 2 | 0.001265 | 0.005611 | -0.003111 | 0.003366 | -0.037836 | -0.001265 | 0 | 0 | 0 | 0 | 0 | 0 | [8 empty] | FALSE | FALSE | FALSE | FALSE | FALSE | #N/A
2414 | MTCK 7 G | 0 | 118 | 2 | -0.000149 | 0.003102 | -0.001658 | 0.00178 | -0.026909 | 0.000149 | -0.017582 | 0.36604 | -0.19564 | 0.21004 | -3.1753 | 0.017582 | [8 empty] | FALSE | TRUE | FALSE | FALSE | FALSE | #N/A
2399 | WLEVEE E | 0 | 0 | 2 | 0.001276 | 0.005637 | -0.003126 | 0.003383 | -0.037981 | -0.001276 | 0 | 0 | 0 | 0 | 0 | 0 | [8 empty] | FALSE | FALSE | FALSE | FALSE | FALSE | #N/A
2416 | MT CREEK | 0 | 0 | 2 | -0.001465 | 0.001998 | -0.000971 | 0.001034 | -0.023626 | 0.001465 | 0 | 0 | 0 | 0 | 0 | 0 | [8 empty] | FALSE | FALSE | FALSE | FALSE | FALSE | #N/A
2417 | MTCK 8 G | 0 | 568 | 2 | -0.000149 | 0.003102 | -0.001658 | 0.00178 | -0.026909 | 0.000149 | -0.084632 | 1.7619 | -0.94174 | 1.011 | -15.2843 | 0.084632 | [8 empty] | FALSE | TRUE | FALSE | FALSE | FALSE | #N/A
2418 | MTCK 2 G | 0 | 23 | 2 | -0.001465 | 0.001998 | -0.000971 | 0.001034 | -0.023626 | 0.001465 | -0.033695 | 0.045954 | -0.022333 | 0.023782 | -0.5434 | 0.033695 | [8 empty] | FALSE | TRUE | FALSE | FALSE | FALSE | #N/A
2419 | MTCK 3 G | 0 | 0 | 2 | -0.001465 | 0.001998 | -0.000971 | 0.001034 | -0.023626 | 0.001465 | 0 | 0 | 0 | 0 | 0 | 0 | [8 empty] | FALSE | FALSE | FALSE | FALSE | FALSE | #N/A
2420 | C HILL | 0 | 0 | 2 | -0.002757 | 0.001395 | -0.001129 | 0.001255 | -0.019744 | 0.002757 | 0 | 0 | 0 | 0 | 0 | 0 | [8 empty] | FALSE | FALSE | FALSE | FALSE | FALSE | #N/A
2421 | C HILL S | 0 | 0 | 2 | -0.001648 | 0.001331 | -0.000681 | 0.000717 | -0.020819 | 0.001648 | 0 | 0 | 0 | 0 | 0 | 0 | [8 empty] | FALSE | FALSE | FALSE | FALSE | FALSE | #N/A
2422 | C HILL N | 0 | 0 | 2 | -0.001634 | 0.001308 | -0.000664 | 0.000697 | -0.020729 | 0.001634 | 0 | 0 | 0 | 0 | 0 | 0 | [8 empty] | FALSE | FALSE | FALSE | FALSE | FALSE | #N/A
2423 | NRWDTPLT | 0 | 0 | 2 | 0.001783 | 0.000195 | 0.000363 | -0.000421 | 0.005481 | -0.001783 | 0 | 0 | 0 | 0 | 0 | 0 | [8 empty] | FALSE | FALSE | FALSE | FALSE | FALSE | #N/A
2424 | DESOTO | 0 | 0 | 2 | -0.000521 | 0.001655 | -0.001199 | 0.00119 | -0.028717 | 0.000521 | 0 | 0 | 0 | 0 | 0 | 0 | [8 empty] | FALSE | FALSE | FALSE | FALSE | FALSE | #N/A
2425 | DES PKVL | 45.964 | 0 | 2 | -0.000623 | 0.001554 | -0.001117 | 0.001111 | -0.028273 | 0.000623 | 0 | 0 | 0 | 0 | 0 | 0 | [8 empty] | FALSE | FALSE | FALSE | FALSE | FALSE | #N/A
2426 | GL HGHTM | 0 | 0 | 2 | -0.000329 | 0.000488 | -0.000567 | 0.000483 | -0.027815 | 0.000329 | 0 | 0 | 0 | 0 | 0 | 0 | [8 empty] | FALSE | FALSE | FALSE | FALSE | FALSE | #N/A
2427 | WATMILLW | 0 | 0 | 2 | -9e-06 | 0.008782 | -0.005307 | 0.00581 | -0.039655 | 9e-06 | 0 | 0 | 0 | 0 | 0 | 0 | [8 empty] | FALSE | FALSE | FALSE | FALSE | FALSE | #N/A
2518 | COLONY | 76.158 | 0 | 2 | 0.008421 | 0.003728 | -0.00101 | 0.001007 | 0.083663 | -0.008421 | 0 | 0 | 0 | 0 | 0 | 0 | [8 empty] | FALSE | FALSE | FALSE | FALSE | FALSE | #N/A
2413 | MTCK 6 G | 0 | 122 | 2 | -0.000149 | 0.003102 | -0.001658 | 0.00178 | -0.026909 | 0.000149 | -0.018178 | 0.37844 | -0.20228 | 0.21716 | -3.2829 | 0.018178 | [8 empty] | FALSE | TRUE | FALSE | FALSE | FALSE | #N/A
2376 | HEBRN SS | 0 | 0 | 2 | 0.007166 | 0.003017 | -0.000645 | 0.000625 | 0.032327 | -0.007166 | 0 | 0 | 0 | 0 | 0 | 0 | [8 empty] | FALSE | FALSE | FALSE | FALSE | FALSE | #N/A
2361 | CLT NW | 0 | 0 | 2 | 0.006723 | 0.002908 | -0.000459 | 0.000419 | 0.048403 | -0.006723 | 0 | 0 | 0 | 0 | 0 | 0 | [8 empty] | FALSE | FALSE | FALSE | FALSE | FALSE | #N/A
2362 | CLT NW E | 0 | 0 | 2 | 0.007114 | 0.002564 | -0.000362 | 0.000324 | 0.021609 | -0.007114 | 0 | 0 | 0 | 0 | 0 | 0 | [8 empty] | FALSE | FALSE | FALSE | FALSE | FALSE | #N/A
2363 | CLT NW W | 0 | 0 | 2 | 0.006934 | 0.002567 | -0.000386 | 0.000352 | 0.020712 | -0.006934 | 0 | 0 | 0 | 0 | 0 | 0 | [8 empty] | FALSE | FALSE | FALSE | FALSE | FALSE | #N/A
2364 | COLLIN 1 | 18.577 | 0 | 5 | 0.009884 | 0.003873 | -0.001004 | 0.000996 | 0.12999 | -0.009884 | 0 | 0 | 0 | 0 | 0 | 0 | [8 empty] | FALSE | FALSE | FALSE | FALSE | FALSE | #N/A
2365 | COLLIN 2 | 0 | 0 | 5 | 0.00985 | 0.003868 | -0.001003 | 0.000994 | 0.12855 | -0.00985 | 0 | 0 | 0 | 0 | 0 | 0 | [8 empty] | FALSE | FALSE | FALSE | FALSE | FALSE | #N/A
2366 | WLSNCRKM | 0 | 0 | 5 | 0.010332 | 0.00404 | -0.001103 | 0.001099 | 0.16931 | -0.010332 | 0 | 0 | 0 | 0 | 0 | 0 | [8 empty] | FALSE | FALSE | FALSE | FALSE | FALSE | #N/A
2367 | N LAKE T | 0 | 0 | 2 | 0.005046 | 0.002653 | -0.000687 | 0.000688 | 0.007351 | -0.005046 | 0 | 0 | 0 | 0 | 0 | 0 | [8 empty] | FALSE | FALSE | FALSE | FALSE | FALSE | #N/A
2368 | ROLATER2 | 44.305 | 0 | 2 | 0.007608 | 0.004144 | -0.001356 | 0.001379 | 0.070752 | -0.007608 | 0 | 0 | 0 | 0 | 0 | 0 | [8 empty] | FALSE | FALSE | FALSE | FALSE | FALSE | #N/A
2369 | ROLATER1 | 29.939 | 0 | 2 | 0.00881 | 0.003766 | -0.001008 | 0.001004 | 0.095858 | -0.00881 | 0 | 0 | 0 | 0 | 0 | 0 | [8 empty] | FALSE | FALSE | FALSE | FALSE | FALSE | #N/A
2370 | COLLIN | 0 | 0 | 5 | 0.009876 | 0.00387 | -0.001002 | 0.000994 | 0.12937 | -0.009876 | 0 | 0 | 0 | 0 | 0 | 0 | [8 empty] | FALSE | FALSE | FALSE | FALSE | FALSE | #N/A
2371 | COLL1 G | 0 | 0 | 5 | 0.009876 | 0.00387 | -0.001002 | 0.000994 | 0.12937 | -0.009876 | 0 | 0 | 0 | 0 | 0 | 0 | [8 empty] | FALSE | FALSE | FALSE | FALSE | FALSE | #N/A
2372 | COLLINSS | 0 | 0 | 5 | 0.007296 | 0.003956 | -0.001204 | 0.001215 | 0.22373 | -0.007296 | 0 | 0 | 0 | 0 | 0 | 0 | [8 empty] | FALSE | FALSE | FALSE | FALSE | FALSE | #N/A
2401 | L HUB W | 0 | 0 | 2 | 0.003326 | 0.005816 | -0.002949 | 0.003129 | -0.077606 | -0.003326 | 0 | 0 | 0 | 0 | 0 | 0 | [8 empty] | FALSE | FALSE | FALSE | FALSE | FALSE | #N/A
2374 | ANNA SS | 0 | 0 | 5 | 0.007418 | 0.004531 | -0.001633 | 0.001674 | 0.26902 | -0.007418 | 0 | 0 | 0 | 0 | 0 | 0 | [8 empty] | FALSE | FALSE | FALSE | FALSE | FALSE | #N/A
2430 | WATMLL W | 0 | 0 | 2 | 0.000598 | 0.005602 | -0.003263 | 0.003511 | -0.043845 | -0.000598 | 0 | 0 | 0 | 0 | 0 | 0 | [8 empty] | FALSE | FALSE | FALSE | FALSE | FALSE | #N/A
2378 | AUSRNCH2 | 37.182 | 0 | 2 | 0.007695 | 0.003656 | -0.001013 | 0.001014 | 0.060855 | -0.007695 | 0 | 0 | 0 | 0 | 0 | 0 | [8 empty] | FALSE | FALSE | FALSE | FALSE | FALSE | #N/A
2382 | NLK 2 G | 0 | 0 | 2 | 0.005046 | 0.002653 | -0.000687 | 0.000688 | 0.007351 | -0.005046 | 0 | 0 | 0 | 0 | 0 | 0 | [8 empty] | FALSE | FALSE | FALSE | FALSE | FALSE | #N/A
2383 | NLK 3 G | 0 | 322 | 2 | 0.005046 | 0.002653 | -0.000687 | 0.000688 | 0.007351 | -0.005046 | 1.6248 | 0.85427 | -0.22121 | 0.22154 | 2.367 | -1.6248 | [8 empty] | FALSE | TRUE | FALSE | FALSE | FALSE | #N/A
2385 | N LAKE S | 0 | 0 | 2 | 0.005066 | 0.002668 | -0.000695 | 0.000697 | 0.007359 | -0.005066 | 0 | 0 | 0 | 0 | 0 | 0 | [8 empty] | FALSE | FALSE | FALSE | FALSE | FALSE | #N/A
2386 | N LAKE N | 0 | 0 | 2 | 0.005042 | 0.002629 | -0.000672 | 0.000672 | 0.00755 | -0.005042 | 0 | 0 | 0 | 0 | 0 | 0 | [8 empty] | FALSE | FALSE | FALSE | FALSE | FALSE | #N/A
2387 | HACKBRY | 0 | 0 | 2 | 0.004255 | 0.001812 | -0.00026 | 0.000232 | 0.029864 | -0.004255 | 0 | 0 | 0 | 0 | 0 | 0 | [8 empty] | FALSE | FALSE | FALSE | FALSE | FALSE | #N/A
2388 | HACKBRY | 184.856 | 0 | 2 | 0.002771 | 0.000766 | 0.00026 | -0.000323 | 0.0084 | -0.002771 | 0 | 0 | 0 | 0 | 0 | 0 | [8 empty] | FALSE | FALSE | FALSE | FALSE | FALSE | #N/A
2389 | IV VR | 0 | 0 | 2 | 0.003661 | 0.001559 | -0.000224 | 0.0002 | 0.025691 | -0.003661 | 0 | 0 | 0 | 0 | 0 | 0 | [8 empty] | FALSE | FALSE | FALSE | FALSE | FALSE | #N/A
2390 | IV VR1 | 43.941 | 0 | 2 | 0.004586 | 0.002907 | -0.000919 | 0.000944 | 0.001129 | -0.004586 | 0 | 0 | 0 | 0 | 0 | 0 | [8 empty] | FALSE | FALSE | FALSE | FALSE | FALSE | #N/A
2393 | IV VR2 | 64.179 | 0 | 2 | 0.003993 | 0.001768 | -0.000241 | 0.000212 | 0.007943 | -0.003993 | 0 | 0 | 0 | 0 | 0 | 0 | [8 empty] | FALSE | FALSE | FALSE | FALSE | FALSE | #N/A
2394 | IV LBJ-W | 0 | 0 | 2 | 0.004105 | 0.003145 | -0.001144 | 0.001192 | -0.0051 | -0.004105 | 0 | 0 | 0 | 0 | 0 | 0 | [8 empty] | FALSE | FALSE | FALSE | FALSE | FALSE | #N/A
2395 | IV LBJ-E | 53.896 | 0 | 2 | 0.004142 | 0.003113 | -0.001118 | 0.001163 | -0.004484 | -0.004142 | 0 | 0 | 0 | 0 | 0 | 0 | [8 empty] | FALSE | FALSE | FALSE | FALSE | FALSE | #N/A
2398 | W LEVEE | 0 | 0 | 2 | 0.000519 | 0.00757 | -0.00446 | 0.004866 | -0.039552 | -0.000519 | 0 | 0 | 0 | 0 | 0 | 0 | [8 empty] | FALSE | FALSE | FALSE | FALSE | FALSE | #N/A
2373 | ANNA SS | 0 | 0 | 5 | 0.006892 | 0.004633 | -0.001726 | 0.001774 | 0.36045 | -0.006892 | 0 | 0 | 0 | 0 | 0 | 0 | [8 empty] | FALSE | FALSE | FALSE | FALSE | FALSE | #N/A
2491 | FSHCRK | 0 | 0 | 2 | -0.004816 | -0.000813 | 0.000777 | -0.000864 | -0.015268 | 0.004816 | 0 | 0 | 0 | 0 | 0 | 0 | [8 empty] | FALSE | FALSE | FALSE | FALSE | FALSE | #N/A
2428 | WATMILLE | 0 | 0 | 2 | 4.1e-05 | 0.009051 | -0.005461 | 0.005977 | -0.040762 | -4.1e-05 | 0 | 0 | 0 | 0 | 0 | 0 | [8 empty] | FALSE | FALSE | FALSE | FALSE | FALSE | #N/A
2476 | LAVON SW | 0 | 0 | 2 | 0.005665 | 0.00479 | -0.001925 | 0.001993 | -0.035214 | -0.005665 | 0 | 0 | 0 | 0 | 0 | 0 | [8 empty] | FALSE | FALSE | FALSE | FALSE | FALSE | #N/A
2478 | ROYSE S | 0 | 0 | 2 | 0.004759 | 0.006051 | -0.002881 | 0.003018 | -0.16163 | -0.004759 | 0 | 0 | 0 | 0 | 0 | 0 | [8 empty] | FALSE | FALSE | FALSE | FALSE | FALSE | #N/A
2479 | WLEVEE T | 0 | 0 | 2 | 0.001259 | 0.005653 | -0.003139 | 0.003397 | -0.037933 | -0.001259 | 0 | 0 | 0 | 0 | 0 | 0 | [8 empty] | FALSE | FALSE | FALSE | FALSE | FALSE | #N/A
2480 | WLEVEE2T | 0 | 0 | 2 | 0.001259 | 0.005655 | -0.00314 | 0.003398 | -0.037934 | -0.001259 | 0 | 0 | 0 | 0 | 0 | 0 | [8 empty] | FALSE | FALSE | FALSE | FALSE | FALSE | #N/A
2481 | E LEVEEW | 0 | 0 | 2 | 0.001245 | 0.005409 | -0.002986 | 0.003229 | -0.036606 | -0.001245 | 0 | 0 | 0 | 0 | 0 | 0 | [8 empty] | FALSE | FALSE | FALSE | FALSE | FALSE | #N/A
2482 | E LEVEEE | 0 | 0 | 2 | 0.001285 | 0.00555 | -0.003071 | 0.003322 | -0.037648 | -0.001285 | 0 | 0 | 0 | 0 | 0 | 0 | [8 empty] | FALSE | FALSE | FALSE | FALSE | FALSE | #N/A
2483 | ROYSETIE | 0 | 0 | 2 | 0.004823 | 0.00597 | -0.00282 | 0.002953 | -0.15475 | -0.004823 | 0 | 0 | 0 | 0 | 0 | 0 | [8 empty] | FALSE | FALSE | FALSE | FALSE | FALSE | #N/A
2484 | CREST B1 | 0 | 0 | 2 | 0.001023 | 0.005289 | -0.002934 | 0.003172 | -0.037413 | -0.001023 | 0 | 0 | 0 | 0 | 0 | 0 | [8 empty] | FALSE | FALSE | FALSE | FALSE | FALSE | #N/A
2486 | C CREST | 36.798 | 0 | 2 | 0.0009 | 0.005128 | -0.002847 | 0.003075 | -0.037277 | -0.0009 | 0 | 0 | 0 | 0 | 0 | 0 | [8 empty] | FALSE | FALSE | FALSE | FALSE | FALSE | #N/A
2487 | DEN DR E | 0 | 0 | 2 | 0.002408 | 0.003575 | -0.001681 | 0.001792 | -0.019761 | -0.002408 | 0 | 0 | 0 | 0 | 0 | 0 | [8 empty] | FALSE | FALSE | FALSE | FALSE | FALSE | #N/A
2488 | DEN DR W | 0 | 0 | 2 | 0.002418 | 0.003582 | -0.001684 | 0.001795 | -0.01978 | -0.002418 | 0 | 0 | 0 | 0 | 0 | 0 | [8 empty] | FALSE | FALSE | FALSE | FALSE | FALSE | #N/A
2474 | ROYSE T | 0 | 0 | 2 | 0.004874 | 0.005906 | -0.002773 | 0.002903 | -0.14838 | -0.004874 | 0 | 0 | 0 | 0 | 0 | 0 | [8 empty] | FALSE | FALSE | FALSE | FALSE | FALSE | #N/A
2490 | DEN DR 2 | 18.48 | 0 | 2 | 0.002418 | 0.003582 | -0.001684 | 0.001795 | -0.01978 | -0.002418 | 0 | 0 | 0 | 0 | 0 | 0 | [8 empty] | FALSE | FALSE | FALSE | FALSE | FALSE | #N/A
2473 | ROYSE T2 | 0 | 0 | 2 | 0.004778 | 0.005693 | -0.002663 | 0.002773 | -0.10099 | -0.004778 | 0 | 0 | 0 | 0 | 0 | 0 | [8 empty] | FALSE | FALSE | FALSE | FALSE | FALSE | #N/A
2492 | FSHCRK | 0 | 0 | 2 | -0.003009 | 0.000703 | -0.000166 | 0.00016 | -0.019777 | 0.003009 | 0 | 0 | 0 | 0 | 0 | 0 | [8 empty] | FALSE | FALSE | FALSE | FALSE | FALSE | #N/A
2493 | C CRST W | 0 | 0 | 2 | 0.000898 | 0.005122 | -0.002843 | 0.003071 | -0.037195 | -0.000898 | 0 | 0 | 0 | 0 | 0 | 0 | [8 empty] | FALSE | FALSE | FALSE | FALSE | FALSE | #N/A
2494 | C CRST E | 0 | 0 | 2 | 0.000901 | 0.005135 | -0.002851 | 0.003079 | -0.037359 | -0.000901 | 0 | 0 | 0 | 0 | 0 | 0 | [8 empty] | FALSE | FALSE | FALSE | FALSE | FALSE | #N/A
2495 | C CRST T | 0 | 0 | 2 | 0.000898 | 0.00513 | -0.002849 | 0.003077 | -0.037307 | -0.000898 | 0 | 0 | 0 | 0 | 0 | 0 | [8 empty] | FALSE | FALSE | FALSE | FALSE | FALSE | #N/A
2509 | ALLENSSW | 43.385 | 0 | 2 | 0.006416 | 0.004288 | -0.001542 | 0.001582 | 0.039945 | -0.006416 | 0 | 0 | 0 | 0 | 0 | 0 | [8 empty] | FALSE | FALSE | FALSE | FALSE | FALSE | #N/A
2510 | ALLENSSE | 46.394 | 0 | 2 | 0.006402 | 0.004279 | -0.001537 | 0.001577 | 0.039964 | -0.006402 | 0 | 0 | 0 | 0 | 0 | 0 | [8 empty] | FALSE | FALSE | FALSE | FALSE | FALSE | #N/A
2511 | ALLEN1SS | 0 | 0 | 2 | 0.006405 | 0.004283 | -0.001539 | 0.001579 | 0.039561 | -0.006405 | 0 | 0 | 0 | 0 | 0 | 0 | [8 empty] | FALSE | FALSE | FALSE | FALSE | FALSE | #N/A
2512 | ALLEN2SS | 0 | 0 | 2 | 0.006406 | 0.00428 | -0.001537 | 0.001577 | 0.039441 | -0.006406 | 0 | 0 | 0 | 0 | 0 | 0 | [8 empty] | FALSE | FALSE | FALSE | FALSE | FALSE | #N/A
2513 | ALLEN1SS | 0 | 0 | 2 | 0.005926 | 0.004242 | -0.001521 | 0.001562 | -0.00448 | -0.005926 | 0 | 0 | 0 | 0 | 0 | 0 | [8 empty] | FALSE | FALSE | FALSE | FALSE | FALSE | #N/A
2514 | ALLEN2SS | 0 | 0 | 2 | 0.006212 | 0.004072 | -0.001368 | 0.001395 | 0.007513 | -0.006212 | 0 | 0 | 0 | 0 | 0 | 0 | [8 empty] | FALSE | FALSE | FALSE | FALSE | FALSE | #N/A
2515 | LEBANON | 0 | 0 | 2 | 0.0072 | 0.004193 | -0.001419 | 0.001449 | 0.060213 | -0.0072 | 0 | 0 | 0 | 0 | 0 | 0 | [8 empty] | FALSE | FALSE | FALSE | FALSE | FALSE | #N/A
2516 | MCDERM | 110.771 | 0 | 2 | 0.008242 | 0.00371 | -0.001011 | 0.001009 | 0.078021 | -0.008242 | 0 | 0 | 0 | 0 | 0 | 0 | [8 empty] | FALSE | FALSE | FALSE | FALSE | FALSE | #N/A
2517 | BRIDGESM | 0 | 0 | 2 | 0.008893 | 0.003774 | -0.001007 | 0.001003 | 0.098481 | -0.008893 | 0 | 0 | 0 | 0 | 0 | 0 | [8 empty] | FALSE | FALSE | FALSE | FALSE | FALSE | #N/A
2489 | DEN DR 1 | 16.514 | 0 | 2 | 0.002408 | 0.003575 | -0.001681 | 0.001792 | -0.019761 | -0.002408 | 0 | 0 | 0 | 0 | 0 | 0 | [8 empty] | FALSE | FALSE | FALSE | FALSE | FALSE | #N/A
2450 | CNVIL E | 0 | 0 | 2 | 0.003369 | 0.005696 | -0.002864 | 0.00304 | -0.075939 | -0.003369 | 0 | 0 | 0 | 0 | 0 | 0 | [8 empty] | FALSE | FALSE | FALSE | FALSE | FALSE | #N/A
2431 | DESOTOSW | 0 | 0 | 2 | -0.001044 | 0.00549 | -0.003438 | 0.00376 | -0.031514 | 0.001044 | 0 | 0 | 0 | 0 | 0 | 0 | [8 empty] | FALSE | FALSE | FALSE | FALSE | FALSE | #N/A
2432 | TRICORN | 0 | 0 | 2 | 0.001579 | 0.009478 | -0.005534 | 0.006018 | -0.068325 | -0.001579 | 0 | 0 | 0 | 0 | 0 | 0 | [8 empty] | FALSE | FALSE | FALSE | FALSE | FALSE | #N/A
2433 | SGVL SS | 0 | 0 | 2 | 0.002754 | 0.007986 | -0.004411 | 0.004736 | -0.093775 | -0.002754 | 0 | 0 | 0 | 0 | 0 | 0 | [8 empty] | FALSE | FALSE | FALSE | FALSE | FALSE | #N/A
2434 | SGVL SS | 0 | 0 | 2 | 0.002759 | 0.006808 | -0.0037 | 0.003907 | -0.082635 | -0.002759 | 0 | 0 | 0 | 0 | 0 | 0 | [8 empty] | FALSE | FALSE | FALSE | FALSE | FALSE | #N/A
2435 | WATMLLDB | 0 | 0 | 2 | 3.8e-05 | 0.009159 | -0.005528 | 0.006052 | -0.040176 | -3.8e-05 | 0 | 0 | 0 | 0 | 0 | 0 | [8 empty] | FALSE | FALSE | FALSE | FALSE | FALSE | #N/A
2437 | FORNEY | 0 | 0 | 2 | 0.003738 | 0.006955 | -0.003602 | 0.003816 | -0.11717 | -0.003738 | 0 | 0 | 0 | 0 | 0 | 0 | [8 empty] | FALSE | FALSE | FALSE | FALSE | FALSE | #N/A
2438 | FORNEY | 66.787 | 0 | 2 | 0.003483 | 0.006355 | -0.003272 | 0.003462 | -0.093295 | -0.003483 | 0 | 0 | 0 | 0 | 0 | 0 | [8 empty] | FALSE | FALSE | FALSE | FALSE | FALSE | #N/A
2439 | CNVIL W | 0 | 0 | 2 | 0.003375 | 0.005703 | -0.002867 | 0.003043 | -0.076378 | -0.003375 | 0 | 0 | 0 | 0 | 0 | 0 | [8 empty] | FALSE | FALSE | FALSE | FALSE | FALSE | #N/A
2440 | PARKD T | 0 | 0 | 2 | 0.002576 | 0.005635 | -0.002943 | 0.003146 | -0.058311 | -0.002576 | 0 | 0 | 0 | 0 | 0 | 0 | [8 empty] | FALSE | FALSE | FALSE | FALSE | FALSE | #N/A
2441 | PR CREEK | 0 | 0 | 2 | 0.003128 | 0.00584 | -0.002997 | 0.003183 | -0.07321 | -0.003128 | 0 | 0 | 0 | 0 | 0 | 0 | [8 empty] | FALSE | FALSE | FALSE | FALSE | FALSE | #N/A
2442 | PARKD B1 | 0 | 0 | 2 | 0.002578 | 0.005635 | -0.002943 | 0.003145 | -0.058337 | -0.002578 | 0 | 0 | 0 | 0 | 0 | 0 | [8 empty] | FALSE | FALSE | FALSE | FALSE | FALSE | #N/A
2443 | PARKD B3 | 0 | 0 | 2 | 0.002581 | 0.005633 | -0.002941 | 0.003144 | -0.058325 | -0.002581 | 0 | 0 | 0 | 0 | 0 | 0 | [8 empty] | FALSE | FALSE | FALSE | FALSE | FALSE | #N/A
2475 | LAVON | 0 | 0 | 2 | 0.005658 | 0.004853 | -0.001992 | 0.002063 | -0.025832 | -0.005658 | 0 | 0 | 0 | 0 | 0 | 0 | [8 empty] | FALSE | FALSE | FALSE | FALSE | FALSE | #N/A
2445 | PARKD B2 | 0 | 0 | 2 | 0.002574 | 0.005636 | -0.002944 | 0.003147 | -0.058285 | -0.002574 | 0 | 0 | 0 | 0 | 0 | 0 | [8 empty] | FALSE | FALSE | FALSE | FALSE | FALSE | #N/A
2358 | RENERDPL | 0 | 0 | 2 | 0.00434 | 0.004318 | -0.001829 | 0.001924 | -0.018726 | -0.00434 | 0 | 0 | 0 | 0 | 0 | 0 | [8 empty] | FALSE | FALSE | FALSE | FALSE | FALSE | #N/A
2451 | LKHB 1 G | 0 | 304 | 2 | 0.003327 | 0.005819 | -0.00295 | 0.00313 | -0.077666 | -0.003327 | 1.0114 | 1.769 | -0.8968 | 0.95152 | -23.6105 | -1.0114 | [8 empty] | FALSE | TRUE | FALSE | FALSE | FALSE | #N/A
2452 | LKHB 2 G | 0 | 515 | 2 | 0.003327 | 0.005819 | -0.00295 | 0.00313 | -0.077666 | -0.003327 | 1.7134 | 2.9968 | -1.5193 | 1.612 | -39.998 | -1.7134 | [8 empty] | FALSE | TRUE | FALSE | FALSE | FALSE | #N/A
2453 | CNVIL | 0 | 0 | 2 | 0.003959 | 0.006173 | -0.003079 | 0.003252 | -0.10971 | -0.003959 | 0 | 0 | 0 | 0 | 0 | 0 | [8 empty] | FALSE | FALSE | FALSE | FALSE | FALSE | #N/A
2456 | KRKLD E | 0 | 0 | 2 | 0.003224 | 0.004943 | -0.002405 | 0.002559 | -0.042589 | -0.003224 | 0 | 0 | 0 | 0 | 0 | 0 | [8 empty] | FALSE | FALSE | FALSE | FALSE | FALSE | #N/A
2457 | KRKLD W | 0 | 0 | 2 | 0.003222 | 0.004945 | -0.002406 | 0.00256 | -0.042624 | -0.003222 | 0 | 0 | 0 | 0 | 0 | 0 | [8 empty] | FALSE | FALSE | FALSE | FALSE | FALSE | #N/A
2458 | KIRKTIE1 | 0 | 0 | 2 | 0.003225 | 0.004953 | -0.002412 | 0.002565 | -0.043018 | -0.003225 | 0 | 0 | 0 | 0 | 0 | 0 | [8 empty] | FALSE | FALSE | FALSE | FALSE | FALSE | #N/A
2459 | KIRKTIE2 | 0 | 0 | 2 | 0.003225 | 0.004953 | -0.002412 | 0.002565 | -0.043013 | -0.003225 | 0 | 0 | 0 | 0 | 0 | 0 | [8 empty] | FALSE | FALSE | FALSE | FALSE | FALSE | #N/A
2460 | ROYSE T1 | 0 | 0 | 2 | 0.004777 | 0.005693 | -0.002664 | 0.002773 | -0.10103 | -0.004777 | 0 | 0 | 0 | 0 | 0 | 0 | [8 empty] | FALSE | FALSE | FALSE | FALSE | FALSE | #N/A
2461 | ROYSE S | 0 | 0 | 2 | 0.004888 | 0.005895 | -0.002763 | 0.002892 | -0.14896 | -0.004888 | 0 | 0 | 0 | 0 | 0 | 0 | [8 empty] | FALSE | FALSE | FALSE | FALSE | FALSE | #N/A
2462 | ROYSE | 0 | 0 | 2 | 0.00478 | 0.005688 | -0.002661 | 0.002769 | -0.10021 | -0.00478 | 0 | 0 | 0 | 0 | 0 | 0 | [8 empty] | FALSE | FALSE | FALSE | FALSE | FALSE | #N/A
2463 | ROYSE | 0 | 0 | 2 | 0.004773 | 0.005793 | -0.002756 | 0.002831 | -0.053755 | -0.004773 | 0 | 0 | 0 | 0 | 0 | 0 | [8 empty] | FALSE | FALSE | FALSE | FALSE | FALSE | #N/A
2471 | ROYSE A | 0 | 0 | 2 | 0.004774 | 0.005693 | -0.002664 | 0.002773 | -0.10062 | -0.004774 | 0 | 0 | 0 | 0 | 0 | 0 | [8 empty] | FALSE | FALSE | FALSE | FALSE | FALSE | #N/A
2472 | ROYSE B | 26.919 | 0 | 2 | 0.00478 | 0.005688 | -0.00266 | 0.002769 | -0.10034 | -0.00478 | 0 | 0 | 0 | 0 | 0 | 0 | [8 empty] | FALSE | FALSE | FALSE | FALSE | FALSE | #N/A
2444 | PARKDALE | 0 | 0 | 2 | 0.002576 | 0.005635 | -0.002943 | 0.003146 | -0.058311 | -0.002576 | 0 | 0 | 0 | 0 | 0 | 0 | [8 empty] | FALSE | FALSE | FALSE | FALSE | FALSE | #N/A
2259 | LTV | 29.262 | 0 | 2 | -0.004436 | -0.001472 | 0.001177 | -0.001296 | -0.01073 | 0.004436 | 0 | 0 | 0 | 0 | 0 | 0 | [8 empty] | FALSE | FALSE | FALSE | FALSE | FALSE | #N/A
2360 | CLT NW T | 0 | 0 | 2 | 0.007021 | 0.002568 | -0.000375 | 0.000339 | 0.0214 | -0.007021 | 0 | 0 | 0 | 0 | 0 | 0 | [8 empty] | FALSE | FALSE | FALSE | FALSE | FALSE | #N/A
2234 | VILGCRK | 23.953 | 0 | 2 | -0.01058 | -0.002387 | 0.002704 | -0.002985 | -0.004385 | 0.01058 | 0 | 0 | 0 | 0 | 0 | 0 | [8 empty] | FALSE | FALSE | FALSE | FALSE | FALSE | #N/A
2239 | DAVIS 1 | 32.48 | 0 | 2 | -0.01058 | -0.002387 | 0.002704 | -0.002985 | -0.004385 | 0.01058 | 0 | 0 | 0 | 0 | 0 | 0 | [8 empty] | FALSE | FALSE | FALSE | FALSE | FALSE | #N/A
3076 | SGVL | 50.644 | 0 | 2 | 0.002738 | 0.00679 | -0.003693 | 0.0039 | -0.082237 | -0.002738 | 0 | 0 | 0 | 0 | 0 | 0 | [8 empty] | FALSE | FALSE | FALSE | FALSE | FALSE | #N/A
2241 | ENNIS W | 0 | 0 | 2 | 0.000635 | 0.000261 | -0.000484 | 0.000104 | -0.031083 | -0.000635 | 0 | 0 | 0 | 0 | 0 | 0 | [8 empty] | FALSE | FALSE | FALSE | FALSE | FALSE | #N/A
2779 | LAWSON | 62.376 | 0 | 2 | 0.002921 | 0.006644 | -0.003563 | 0.003765 | -0.08374 | -0.002921 | 0 | 0 | 0 | 0 | 0 | 0 | [8 empty] | FALSE | FALSE | FALSE | FALSE | FALSE | #N/A
2246 | LAKEWD 2 | 10.932 | 0 | 2 | -0.007618 | -0.002184 | 0.00231 | -0.00255 | -0.003656 | 0.007618 | 0 | 0 | 0 | 0 | 0 | 0 | [8 empty] | FALSE | FALSE | FALSE | FALSE | FALSE | #N/A
2247 | PANTEGO | 47.438 | 0 | 2 | -0.009263 | -0.002567 | 0.002464 | -0.002712 | -0.00663 | 0.009263 | 0 | 0 | 0 | 0 | 0 | 0 | [8 empty] | FALSE | FALSE | FALSE | FALSE | FALSE | #N/A
2248 | BOWEN 1 | 30.801 | 0 | 2 | -0.009146 | -0.002596 | 0.00244 | -0.002684 | -0.006899 | 0.009146 | 0 | 0 | 0 | 0 | 0 | 0 | [8 empty] | FALSE | FALSE | FALSE | FALSE | FALSE | #N/A
2250 | BOWEN 1T | 0 | 0 | 2 | -0.009146 | -0.002596 | 0.00244 | -0.002684 | -0.006899 | 0.009146 | 0 | 0 | 0 | 0 | 0 | 0 | [8 empty] | FALSE | FALSE | FALSE | FALSE | FALSE | #N/A
2251 | ARLTON 1 | 46.935 | 0 | 2 | -0.008597 | -0.002729 | 0.002329 | -0.002556 | -0.008158 | 0.008597 | 0 | 0 | 0 | 0 | 0 | 0 | [8 empty] | FALSE | FALSE | FALSE | FALSE | FALSE | #N/A
2252 | ARLTON 2 | 31.968 | 0 | 2 | -0.006234 | -0.002326 | 0.001997 | -0.002195 | -0.005927 | 0.006234 | 0 | 0 | 0 | 0 | 0 | 0 | [8 empty] | FALSE | FALSE | FALSE | FALSE | FALSE | #N/A
2232 | BOWEN 2T | 0 | 0 | 2 | -0.01058 | -0.002387 | 0.002704 | -0.002985 | -0.004385 | 0.01058 | 0 | 0 | 0 | 0 | 0 | 0 | [8 empty] | FALSE | FALSE | FALSE | FALSE | FALSE | #N/A
2258 | PK ROW 2 | 38.042 | 0 | 2 | -0.004958 | -0.001997 | 0.001525 | -0.001673 | -0.008841 | 0.004958 | 0 | 0 | 0 | 0 | 0 | 0 | [8 empty] | FALSE | FALSE | FALSE | FALSE | FALSE | #N/A
2227 | OAK HIL2 | 36.903 | 0 | 2 | -0.012279 | -0.002834 | 0.002875 | -0.003166 | -0.005261 | 0.012279 | 0 | 0 | 0 | 0 | 0 | 0 | [8 empty] | FALSE | FALSE | FALSE | FALSE | FALSE | #N/A
2260 | POLY AM | 22.563 | 0 | 2 | -0.006299 | -0.001824 | 0.001457 | -0.001601 | -0.012623 | 0.006299 | 0 | 0 | 0 | 0 | 0 | 0 | [8 empty] | FALSE | FALSE | FALSE | FALSE | FALSE | #N/A
2262 | GRD PRIE | 59.342 | 0 | 2 | -0.003704 | -0.000736 | 0.000689 | -0.000767 | -0.01338 | 0.003704 | 0 | 0 | 0 | 0 | 0 | 0 | [8 empty] | FALSE | FALSE | FALSE | FALSE | FALSE | #N/A
2265 | GPWEST | 7.988 | 0 | 2 | -0.000455 | 0.000382 | 5.6e-05 | -8.5e-05 | -0.009619 | 0.000455 | 0 | 0 | 0 | 0 | 0 | 0 | [8 empty] | FALSE | FALSE | FALSE | FALSE | FALSE | #N/A
2270 | SHDY GRV | 72.751 | 0 | 2 | 0.000276 | -0.000191 | 0.000503 | -0.00057 | -0.002731 | -0.000276 | 0 | 0 | 0 | 0 | 0 | 0 | [8 empty] | FALSE | FALSE | FALSE | FALSE | FALSE | #N/A
2271 | IV HUN T | 0 | 0 | 2 | 0.000395 | -0.000285 | 0.000576 | -0.000649 | -0.001608 | -0.000395 | 0 | 0 | 0 | 0 | 0 | 0 | [8 empty] | FALSE | FALSE | FALSE | FALSE | FALSE | #N/A
2272 | BIG 3 GP | 0 | 0 | 2 | 0.000395 | -0.000285 | 0.000576 | -0.000649 | -0.001608 | -0.000395 | 0 | 0 | 0 | 0 | 0 | 0 | [8 empty] | FALSE | FALSE | FALSE | FALSE | FALSE | #N/A
2273 | IV HUNTF | 0 | 0 | 2 | 0.000395 | -0.000285 | 0.000576 | -0.000649 | -0.001608 | -0.000395 | 0 | 0 | 0 | 0 | 0 | 0 | [8 empty] | FALSE | FALSE | FALSE | FALSE | FALSE | #N/A
2274 | DALWORTH | 63.969 | 0 | 2 | -0.000181 | 0.000167 | 0.000224 | -0.000267 | -0.007035 | 0.000181 | 0 | 0 | 0 | 0 | 0 | 0 | [8 empty] | FALSE | FALSE | FALSE | FALSE | FALSE | #N/A
2275 | BIG3FW T | 0 | 0 | 2 | 0.000395 | -0.000285 | 0.000576 | -0.000649 | -0.001608 | -0.000395 | 0 | 0 | 0 | 0 | 0 | 0 | [8 empty] | FALSE | FALSE | FALSE | FALSE | FALSE | #N/A
2276 | IV HNT 2 | 25.586 | 0 | 2 | 0.001175 | 0.003407 | -0.001738 | 0.001864 | -0.023147 | -0.001175 | 0 | 0 | 0 | 0 | 0 | 0 | [8 empty] | FALSE | FALSE | FALSE | FALSE | FALSE | #N/A
2277 | DECRD SB | 19.557 | 0 | 2 | 0.009415 | -0.00423 | 0.006454 | -0.007242 | -0.004435 | -0.009415 | 0 | 0 | 0 | 0 | 0 | 0 | [8 empty] | FALSE | FALSE | FALSE | FALSE | FALSE | #N/A
2278 | CPK STUP | 4.057 | 0 | 2 | 0.03703 | -0.00251 | 0.008678 | -0.009811 | -0.003421 | -0.03703 | 0 | 0 | 0 | 0 | 0 | 0 | [8 empty] | FALSE | FALSE | FALSE | FALSE | FALSE | #N/A
2279 | CLEB SS | 0 | 0 | 2 | -0.000229 | -0.010963 | 0.006601 | -0.007378 | -0.01152 | 0.000229 | 0 | 0 | 0 | 0 | 0 | 0 | [8 empty] | FALSE | FALSE | FALSE | FALSE | FALSE | #N/A
2257 | PK ROW 1 | 25.109 | 0 | 2 | -0.007123 | -0.002385 | 0.001834 | -0.00201 | -0.011154 | 0.007123 | 0 | 0 | 0 | 0 | 0 | 0 | [8 empty] | FALSE | FALSE | FALSE | FALSE | FALSE | #N/A
2210 | JOSHUA | 13.118 | 0 | 2 | -0.003185 | -0.009221 | 0.005803 | -0.006475 | -0.010165 | 0.003185 | 0 | 0 | 0 | 0 | 0 | 0 | [8 empty] | FALSE | FALSE | FALSE | FALSE | FALSE | #N/A
2186 | WDGWD 1 | 28.99 | 0 | 2 | -0.021556 | -0.002145 | 0.003355 | -0.003719 | -0.002919 | 0.021556 | 0 | 0 | 0 | 0 | 0 | 0 | [8 empty] | FALSE | FALSE | FALSE | FALSE | FALSE | #N/A
2187 | WDGWD 23 | 63.33 | 0 | 2 | -0.021561 | -0.002144 | 0.003355 | -0.003719 | -0.002918 | 0.021561 | 0 | 0 | 0 | 0 | 0 | 0 | [8 empty] | FALSE | FALSE | FALSE | FALSE | FALSE | #N/A
2188 | PAFFRD 1 | 24.459 | 0 | 2 | -0.021561 | -0.002144 | 0.003355 | -0.003719 | -0.002918 | 0.021561 | 0 | 0 | 0 | 0 | 0 | 0 | [8 empty] | FALSE | FALSE | FALSE | FALSE | FALSE | #N/A
2189 | PAFFRD 2 | 43.187 | 0 | 2 | -0.021556 | -0.002145 | 0.003355 | -0.003719 | -0.002919 | 0.021556 | 0 | 0 | 0 | 0 | 0 | 0 | [8 empty] | FALSE | FALSE | FALSE | FALSE | FALSE | #N/A
2190 | EDGCLF13 | 57.124 | 0 | 2 | -0.018355 | -0.002587 | 0.003252 | -0.003596 | -0.003933 | 0.018355 | 0 | 0 | 0 | 0 | 0 | 0 | [8 empty] | FALSE | FALSE | FALSE | FALSE | FALSE | #N/A
2191 | EDGCLF 2 | 26.759 | 0 | 2 | -0.017902 | -0.002576 | 0.003201 | -0.003537 | -0.004108 | 0.017902 | 0 | 0 | 0 | 0 | 0 | 0 | [8 empty] | FALSE | FALSE | FALSE | FALSE | FALSE | #N/A
2194 | ALCONTP1 | 0 | 0 | 2 | -0.015968 | -0.002916 | 0.003175 | -0.003505 | -0.004689 | 0.015968 | 0 | 0 | 0 | 0 | 0 | 0 | [8 empty] | FALSE | FALSE | FALSE | FALSE | FALSE | #N/A
2195 | ALCONTP2 | 0 | 0 | 2 | -0.015174 | -0.002898 | 0.003085 | -0.003401 | -0.004995 | 0.015174 | 0 | 0 | 0 | 0 | 0 | 0 | [8 empty] | FALSE | FALSE | FALSE | FALSE | FALSE | #N/A
2196 | PRIMRSE1 | 68.586 | 0 | 2 | -0.020247 | -0.002293 | 0.003369 | -0.00373 | -0.003492 | 0.020247 | 0 | 0 | 0 | 0 | 0 | 0 | [8 empty] | FALSE | FALSE | FALSE | FALSE | FALSE | #N/A
2197 | PRIMRSE3 | 0 | 0 | 2 | -0.020245 | -0.002293 | 0.003369 | -0.00373 | -0.003492 | 0.020245 | 0 | 0 | 0 | 0 | 0 | 0 | [8 empty] | FALSE | FALSE | FALSE | FALSE | FALSE | #N/A
2204 | CRESSON | 4.688 | 0 | 2 | -0.01131 | -0.002431 | 0.002889 | -0.003192 | -0.003049 | 0.01131 | 0 | 0 | 0 | 0 | 0 | 0 | [8 empty] | FALSE | FALSE | FALSE | FALSE | FALSE | #N/A
2205 | CROWLEY | 2.6 | 0 | 2 | -0.01131 | -0.002431 | 0.002889 | -0.003192 | -0.003049 | 0.01131 | 0 | 0 | 0 | 0 | 0 | 0 | [8 empty] | FALSE | FALSE | FALSE | FALSE | FALSE | #N/A
2233 | BOWEN 2 | 29.315 | 0 | 2 | -0.01058 | -0.002387 | 0.002704 | -0.002985 | -0.004385 | 0.01058 | 0 | 0 | 0 | 0 | 0 | 0 | [8 empty] | FALSE | FALSE | FALSE | FALSE | FALSE | #N/A
2209 | BURLSON | 93.036 | 0 | 2 | -0.006551 | -0.007237 | 0.004894 | -0.005446 | -0.008621 | 0.006551 | 0 | 0 | 0 | 0 | 0 | 0 | [8 empty] | FALSE | FALSE | FALSE | FALSE | FALSE | #N/A
2283 | AIRLQD M | 0 | 0 | 2 | 0.000519 | -0.009884 | 0.006549 | -0.007325 | -0.010457 | -0.000519 | 0 | 0 | 0 | 0 | 0 | 0 | [8 empty] | FALSE | FALSE | FALSE | FALSE | FALSE | #N/A
2211 | ROLLHL1T | 0 | 0 | 2 | -0.014133 | -0.003021 | 0.003037 | -0.003344 | -0.005368 | 0.014133 | 0 | 0 | 0 | 0 | 0 | 0 | [8 empty] | FALSE | FALSE | FALSE | FALSE | FALSE | #N/A
2212 | ROLLHL2T | 0 | 0 | 2 | -0.014272 | -0.003004 | 0.003047 | -0.003356 | -0.005289 | 0.014272 | 0 | 0 | 0 | 0 | 0 | 0 | [8 empty] | FALSE | FALSE | FALSE | FALSE | FALSE | #N/A
2213 | TX STL | 0 | 0 | 2 | -0.014272 | -0.003004 | 0.003047 | -0.003356 | -0.005289 | 0.014272 | 0 | 0 | 0 | 0 | 0 | 0 | [8 empty] | FALSE | FALSE | FALSE | FALSE | FALSE | #N/A
2214 | ROLL HL1 | 2.972 | 0 | 2 | -0.014133 | -0.003021 | 0.003037 | -0.003344 | -0.005368 | 0.014133 | 0 | 0 | 0 | 0 | 0 | 0 | [8 empty] | FALSE | FALSE | FALSE | FALSE | FALSE | #N/A
2215 | ROLL HL2 | 2.285 | 0 | 2 | -0.014272 | -0.003004 | 0.003047 | -0.003356 | -0.005289 | 0.014272 | 0 | 0 | 0 | 0 | 0 | 0 | [8 empty] | FALSE | FALSE | FALSE | FALSE | FALSE | #N/A
2219 | BW/TAT T | 0 | 0 | 2 | -0.01058 | -0.002387 | 0.002704 | -0.002985 | -0.004385 | 0.01058 | 0 | 0 | 0 | 0 | 0 | 0 | [8 empty] | FALSE | FALSE | FALSE | FALSE | FALSE | #N/A
2220 | TATE W T | 0 | 0 | 2 | -0.009905 | -0.002499 | 0.002666 | -0.002944 | -0.003532 | 0.009905 | 0 | 0 | 0 | 0 | 0 | 0 | [8 empty] | FALSE | FALSE | FALSE | FALSE | FALSE | #N/A
2221 | TATE E T | 0 | 0 | 2 | -0.011273 | -0.00257 | 0.002774 | -0.003059 | -0.004742 | 0.011273 | 0 | 0 | 0 | 0 | 0 | 0 | [8 empty] | FALSE | FALSE | FALSE | FALSE | FALSE | #N/A
2222 | TAT SPG1 | 66.315 | 0 | 2 | -0.009905 | -0.002499 | 0.002666 | -0.002944 | -0.003532 | 0.009905 | 0 | 0 | 0 | 0 | 0 | 0 | [8 empty] | FALSE | FALSE | FALSE | FALSE | FALSE | #N/A
2223 | TAT SPG3 | 35.882 | 0 | 2 | -0.011273 | -0.00257 | 0.002774 | -0.003059 | -0.004742 | 0.011273 | 0 | 0 | 0 | 0 | 0 | 0 | [8 empty] | FALSE | FALSE | FALSE | FALSE | FALSE | #N/A
2224 | OAK H 1T | 0 | 0 | 2 | -0.011521 | -0.002882 | 0.002869 | -0.003164 | -0.004508 | 0.011521 | 0 | 0 | 0 | 0 | 0 | 0 | [8 empty] | FALSE | FALSE | FALSE | FALSE | FALSE | #N/A
2225 | OAK H 2T | 0 | 0 | 2 | -0.012279 | -0.002834 | 0.002875 | -0.003166 | -0.005261 | 0.012279 | 0 | 0 | 0 | 0 | 0 | 0 | [8 empty] | FALSE | FALSE | FALSE | FALSE | FALSE | #N/A
2226 | OAK HIL1 | 30.889 | 0 | 2 | -0.011521 | -0.002882 | 0.002869 | -0.003164 | -0.004508 | 0.011521 | 0 | 0 | 0 | 0 | 0 | 0 | [8 empty] | FALSE | FALSE | FALSE | FALSE | FALSE | #N/A
2208 | MANSFLD | 65.879 | 0 | 2 | -0.010205 | -0.005085 | 0.003908 | -0.00433 | -0.006946 | 0.010205 | 0 | 0 | 0 | 0 | 0 | 0 | [8 empty] | FALSE | FALSE | FALSE | FALSE | FALSE | #N/A
2343 | WAX OCF | 18.648 | 0 | 2 | 0.002268 | -0.009462 | 0.003759 | -0.004472 | -0.031056 | -0.002268 | 0 | 0 | 0 | 0 | 0 | 0 | [8 empty] | FALSE | FALSE | FALSE | FALSE | FALSE | #N/A
2326 | ENNIS SE | 21.702 | 0 | 2 | 0.000682 | 0.000649 | -0.000699 | 0.000309 | -0.031795 | -0.000682 | 0 | 0 | 0 | 0 | 0 | 0 | [8 empty] | FALSE | FALSE | FALSE | FALSE | FALSE | #N/A
2327 | TRUMBULL | 0 | 0 | 2 | 0.000145 | 0.001234 | -0.000971 | 0.000779 | -0.030788 | -0.000145 | 0 | 0 | 0 | 0 | 0 | 0 | [8 empty] | FALSE | FALSE | FALSE | FALSE | FALSE | #N/A
2328 | RED OAK | 65.157 | 0 | 2 | -0.000268 | 0.001495 | -0.001113 | 0.001034 | -0.029503 | 0.000268 | 0 | 0 | 0 | 0 | 0 | 0 | [8 empty] | FALSE | FALSE | FALSE | FALSE | FALSE | #N/A
2329 | ENNIS SS | 0 | 0 | 2 | 0.000752 | 0.001222 | -0.001016 | 0.000614 | -0.032849 | -0.000752 | 0 | 0 | 0 | 0 | 0 | 0 | [8 empty] | FALSE | FALSE | FALSE | FALSE | FALSE | #N/A
2330 | CRISP | 4.569 | 0 | 2 | 0.000845 | 0.001368 | -0.001104 | 0.000672 | -0.033374 | -0.000845 | 0 | 0 | 0 | 0 | 0 | 0 | [8 empty] | FALSE | FALSE | FALSE | FALSE | FALSE | #N/A
2331 | ENIS PMP | 0 | 0 | 2 | 0.001057 | 0.001703 | -0.001304 | 0.000805 | -0.034575 | -0.001057 | 0 | 0 | 0 | 0 | 0 | 0 | [8 empty] | FALSE | FALSE | FALSE | FALSE | FALSE | #N/A
2332 | TELICO M | 0 | 0 | 2 | 0.001385 | 0.00222 | -0.001613 | 0.00101 | -0.036433 | -0.001385 | 0 | 0 | 0 | 0 | 0 | 0 | [8 empty] | FALSE | FALSE | FALSE | FALSE | FALSE | #N/A
2335 | WAXAHCHE | 0 | 0 | 2 | 0.003585 | -0.017416 | 0.007148 | -0.00818 | -0.02846 | -0.003585 | 0 | 0 | 0 | 0 | 0 | 0 | [8 empty] | FALSE | FALSE | FALSE | FALSE | FALSE | #N/A
2336 | FORESTON | 8.292 | 0 | 2 | 0.004422 | -0.022471 | 0.009301 | -0.010537 | -0.026811 | -0.004422 | 0 | 0 | 0 | 0 | 0 | 0 | [8 empty] | FALSE | FALSE | FALSE | FALSE | FALSE | #N/A
2337 | ITALY | 3.302 | 0 | 2 | 0.004958 | -0.025711 | 0.010681 | -0.012048 | -0.025753 | -0.004958 | 0 | 0 | 0 | 0 | 0 | 0 | [8 empty] | FALSE | FALSE | FALSE | FALSE | FALSE | #N/A
2338 | MILEXN T | 0 | 0 | 2 | 0.005451 | -0.02869 | 0.01195 | -0.013436 | -0.024781 | -0.005451 | 0 | 0 | 0 | 0 | 0 | 0 | [8 empty] | FALSE | FALSE | FALSE | FALSE | FALSE | #N/A
2339 | MIL EXXN | 1.121 | 0 | 2 | 0.005451 | -0.02869 | 0.01195 | -0.013436 | -0.024781 | -0.005451 | 0 | 0 | 0 | 0 | 0 | 0 | [8 empty] | FALSE | FALSE | FALSE | FALSE | FALSE | #N/A
2280 | CLEB N | 53.709 | 0 | 2 | 0.000455 | -0.009976 | 0.006554 | -0.00733 | -0.010548 | -0.000455 | 0 | 0 | 0 | 0 | 0 | 0 | [8 empty] | FALSE | FALSE | FALSE | FALSE | FALSE | #N/A
2342 | FERRIS | 14.649 | 0 | 2 | 0.002018 | -0.001788 | 0.000155 | -0.000716 | -0.042167 | -0.002018 | 0 | 0 | 0 | 0 | 0 | 0 | [8 empty] | FALSE | FALSE | FALSE | FALSE | FALSE | #N/A
2323 | MG IND | 9.862 | 0 | 2 | 0.000242 | -0.002969 | 0.001306 | -0.001612 | -0.025145 | -0.000242 | 0 | 0 | 0 | 0 | 0 | 0 | [8 empty] | FALSE | FALSE | FALSE | FALSE | FALSE | #N/A
2344 | PALMER | 6.107 | 0 | 2 | 0.002195 | -0.001024 | -0.000242 | -0.00056 | -0.042315 | -0.002195 | 0 | 0 | 0 | 0 | 0 | 0 | [8 empty] | FALSE | FALSE | FALSE | FALSE | FALSE | #N/A
2345 | ENNIS | 0 | 0 | 2 | 0.002394 | -0.000159 | -0.000691 | -0.000384 | -0.042482 | -0.002394 | 0 | 0 | 0 | 0 | 0 | 0 | [8 empty] | FALSE | FALSE | FALSE | FALSE | FALSE | #N/A
2347 | RICE TPL | 5.215 | 0 | 2 | 0.002696 | 0.001149 | -0.001371 | -0.000117 | -0.042735 | -0.002696 | 0 | 0 | 0 | 0 | 0 | 0 | [8 empty] | FALSE | FALSE | FALSE | FALSE | FALSE | #N/A
2348 | RICE REA | 0 | 0 | 2 | 0.002791 | 0.001561 | -0.001585 | -3.3e-05 | -0.042815 | -0.002791 | 0 | 0 | 0 | 0 | 0 | 0 | [8 empty] | FALSE | FALSE | FALSE | FALSE | FALSE | #N/A
2350 | CELINASE | 0 | 0 | 5 | 0.010486 | 0.004097 | -0.001136 | 0.001135 | 0.18283 | -0.010486 | 0 | 0 | 0 | 0 | 0 | 0 | [8 empty] | FALSE | FALSE | FALSE | FALSE | FALSE | #N/A
2351 | INDIA | 4.452 | 0 | 2 | 0.0038 | -0.001565 | 0.001143 | -0.001528 | -0.053733 | -0.0038 | 0 | 0 | 0 | 0 | 0 | 0 | [8 empty] | FALSE | FALSE | FALSE | FALSE | FALSE | #N/A
2352 | RNRTPL W | 17.476 | 0 | 2 | 0.006169 | 0.003909 | -0.001326 | 0.001357 | 0.021671 | -0.006169 | 0 | 0 | 0 | 0 | 0 | 0 | [8 empty] | FALSE | FALSE | FALSE | FALSE | FALSE | #N/A
2353 | RNRTPL E | 33.593 | 0 | 2 | 0.006194 | 0.003899 | -0.001317 | 0.001346 | 0.022049 | -0.006194 | 0 | 0 | 0 | 0 | 0 | 0 | [8 empty] | FALSE | FALSE | FALSE | FALSE | FALSE | #N/A
2354 | RENERTPL | 0 | 0 | 2 | 0.00618 | 0.003904 | -0.001321 | 0.001351 | 0.021752 | -0.00618 | 0 | 0 | 0 | 0 | 0 | 0 | [8 empty] | FALSE | FALSE | FALSE | FALSE | FALSE | #N/A
2355 | RENERTPL | 0 | 0 | 2 | 0.006039 | 0.003873 | -0.001251 | 0.001274 | 0.010333 | -0.006039 | 0 | 0 | 0 | 0 | 0 | 0 | [8 empty] | FALSE | FALSE | FALSE | FALSE | FALSE | #N/A
2356 | RNRDPL N | 0 | 0 | 2 | 0.004336 | 0.004316 | -0.001829 | 0.001923 | -0.018787 | -0.004336 | 0 | 0 | 0 | 0 | 0 | 0 | [8 empty] | FALSE | FALSE | FALSE | FALSE | FALSE | #N/A
2357 | RNRDPL S | 0 | 0 | 2 | 0.004334 | 0.004321 | -0.001832 | 0.001926 | -0.018831 | -0.004334 | 0 | 0 | 0 | 0 | 0 | 0 | [8 empty] | FALSE | FALSE | FALSE | FALSE | FALSE | #N/A
2245 | LAKEWD 1 | 13.611 | 0 | 2 | -0.009746 | -0.00245 | 0.002563 | -0.002825 | -0.005521 | 0.009746 | 0 | 0 | 0 | 0 | 0 | 0 | [8 empty] | FALSE | FALSE | FALSE | FALSE | FALSE | #N/A
2340 | MLSSA T | 0 | 0 | 5 | 0.007964 | 0.004531 | -0.001602 | 0.001639 | 0.2711 | -0.007964 | 0 | 0 | 0 | 0 | 0 | 0 | [8 empty] | FALSE | FALSE | FALSE | FALSE | FALSE | #N/A
2310 | MIDL2TXI | 0 | 0 | 2 | -0.002215 | -0.005489 | 0.002575 | -0.002863 | -0.018345 | 0.002215 | 0 | 0 | 0 | 0 | 0 | 0 | [8 empty] | FALSE | FALSE | FALSE | FALSE | FALSE | #N/A
2359 | RENERDPL | 0 | 0 | 2 | 0.006052 | 0.00382 | -0.001211 | 0.001231 | 0.012209 | -0.006052 | 0 | 0 | 0 | 0 | 0 | 0 | [8 empty] | FALSE | FALSE | FALSE | FALSE | FALSE | #N/A
2290 | CLEBURNE | 44.26 | 0 | 2 | -0.000109 | -0.011302 | 0.006724 | -0.007517 | -0.011643 | 0.000109 | 0 | 0 | 0 | 0 | 0 | 0 | [8 empty] | FALSE | FALSE | FALSE | FALSE | FALSE | #N/A
2291 | CLEB W | 24.017 | 0 | 2 | 0.001298 | -0.015278 | 0.008173 | -0.009148 | -0.013087 | -0.001298 | 0 | 0 | 0 | 0 | 0 | 0 | [8 empty] | FALSE | FALSE | FALSE | FALSE | FALSE | #N/A
2294 | KEENE | 15.428 | 0 | 2 | -0.00041 | -0.010717 | 0.006312 | -0.007051 | -0.01215 | 0.00041 | 0 | 0 | 0 | 0 | 0 | 0 | [8 empty] | FALSE | FALSE | FALSE | FALSE | FALSE | #N/A
2297 | ALVARADO | 13.306 | 0 | 2 | -0.000959 | -0.009973 | 0.005436 | -0.00606 | -0.014062 | 0.000959 | 0 | 0 | 0 | 0 | 0 | 0 | [8 empty] | FALSE | FALSE | FALSE | FALSE | FALSE | #N/A
2298 | ALVARADO | 0 | 0 | 2 | 0.001103 | -0.017163 | 0.008115 | -0.009057 | -0.016143 | -0.001103 | 0 | 0 | 0 | 0 | 0 | 0 | [8 empty] | FALSE | FALSE | FALSE | FALSE | FALSE | #N/A
2300 | CHAPST T | 0 | 0 | 2 | -0.002322 | -0.006025 | 0.002851 | -0.003161 | -0.017644 | 0.002322 | 0 | 0 | 0 | 0 | 0 | 0 | [8 empty] | FALSE | FALSE | FALSE | FALSE | FALSE | #N/A
2301 | CHAPSTF1 | 0 | 0 | 2 | -0.005055 | -0.008677 | 0.002832 | -0.00296 | -0.014024 | 0.005055 | 0 | 0 | 0 | 0 | 0 | 0 | [8 empty] | FALSE | FALSE | FALSE | FALSE | FALSE | #N/A
2302 | CHAPSTF2 | 71.096 | 0 | 2 | -0.005431 | -0.009092 | 0.00405 | -0.004338 | -0.010821 | 0.005431 | 0 | 0 | 0 | 0 | 0 | 0 | [8 empty] | FALSE | FALSE | FALSE | FALSE | FALSE | #N/A
2304 | CHAPSTML | 50.01 | 0 | 2 | -0.002322 | -0.006025 | 0.002851 | -0.003161 | -0.017644 | 0.002322 | 0 | 0 | 0 | 0 | 0 | 0 | [8 empty] | FALSE | FALSE | FALSE | FALSE | FALSE | #N/A
2305 | AIRPRD T | 0 | 0 | 2 | -0.00192 | -0.006197 | 0.002958 | -0.0033 | -0.018081 | 0.00192 | 0 | 0 | 0 | 0 | 0 | 0 | [8 empty] | FALSE | FALSE | FALSE | FALSE | FALSE | #N/A
2306 | AIRPRD | 13.195 | 0 | 2 | -0.00192 | -0.006197 | 0.002958 | -0.0033 | -0.018081 | 0.00192 | 0 | 0 | 0 | 0 | 0 | 0 | [8 empty] | FALSE | FALSE | FALSE | FALSE | FALSE | #N/A
2307 | MIDL TXI | 47.625 | 0 | 2 | -0.001768 | -0.006049 | 0.002887 | -0.00323 | -0.018461 | 0.001768 | 0 | 0 | 0 | 0 | 0 | 0 | [8 empty] | FALSE | FALSE | FALSE | FALSE | FALSE | #N/A
2325 | ENNIS | 50.53 | 0 | 2 | 0.000699 | 0.000785 | -0.000774 | 0.000382 | -0.032045 | -0.000699 | 0 | 0 | 0 | 0 | 0 | 0 | [8 empty] | FALSE | FALSE | FALSE | FALSE | FALSE | #N/A
2316 | MG IND T | 0 | 0 | 2 | 0.000242 | -0.002969 | 0.001306 | -0.001612 | -0.025145 | -0.000242 | 0 | 0 | 0 | 0 | 0 | 0 | [8 empty] | FALSE | FALSE | FALSE | FALSE | FALSE | #N/A
2281 | GODLEY | 4.634 | 0 | 2 | 0.001045 | -0.009126 | 0.006513 | -0.007288 | -0.00971 | -0.001045 | 0 | 0 | 0 | 0 | 0 | 0 | [8 empty] | FALSE | FALSE | FALSE | FALSE | FALSE | #N/A
2322 | BARDWELL | 0 | 0 | 2 | 0.004277 | -0.008216 | 0.004841 | -0.005705 | -0.034822 | -0.004277 | 0 | 0 | 0 | 0 | 0 | 0 | [8 empty] | FALSE | FALSE | FALSE | FALSE | FALSE | #N/A
2321 | WAXAHCHE | 47.616 | 0 | 2 | 0.000392 | -0.001739 | 0.000624 | -0.000959 | -0.027406 | -0.000392 | 0 | 0 | 0 | 0 | 0 | 0 | [8 empty] | FALSE | FALSE | FALSE | FALSE | FALSE | #N/A
2320 | WAX N | 58.284 | 0 | 2 | 0.000286 | -0.002604 | 0.001104 | -0.001418 | -0.025816 | -0.000286 | 0 | 0 | 0 | 0 | 0 | 0 | [8 empty] | FALSE | FALSE | FALSE | FALSE | FALSE | #N/A
2319 | WAX PMP1 | 3.035 | 0 | 2 | 0.000253 | -0.002876 | 0.001255 | -0.001563 | -0.025316 | -0.000253 | 0 | 0 | 0 | 0 | 0 | 0 | [8 empty] | FALSE | FALSE | FALSE | FALSE | FALSE | #N/A
2308 | MIDL S | 22.116 | 0 | 2 | -0.001271 | -0.005563 | 0.002655 | -0.002999 | -0.019704 | 0.001271 | 0 | 0 | 0 | 0 | 0 | 0 | [8 empty] | FALSE | FALSE | FALSE | FALSE | FALSE | #N/A
2317 | STERRET | 41.578 | 0 | 2 | 0.000241 | -0.002973 | 0.001308 | -0.001614 | -0.025138 | -0.000241 | 0 | 0 | 0 | 0 | 0 | 0 | [8 empty] | FALSE | FALSE | FALSE | FALSE | FALSE | #N/A
2309 | WAX NW | 2.847 | 0 | 2 | -0.000127 | -0.004448 | 0.002122 | -0.00247 | -0.022561 | 0.000127 | 0 | 0 | 0 | 0 | 0 | 0 | [8 empty] | FALSE | FALSE | FALSE | FALSE | FALSE | #N/A
2315 | WAX PMP2 | 3.827 | 0 | 2 | 0.000258 | -0.002836 | 0.001232 | -0.001541 | -0.025389 | -0.000258 | 0 | 0 | 0 | 0 | 0 | 0 | [8 empty] | FALSE | FALSE | FALSE | FALSE | FALSE | #N/A
2314 | MIDL BOX | 0 | 0 | 2 | -0.001549 | -0.002147 | 0.000858 | -0.001002 | -0.02271 | 0.001549 | 0 | 0 | 0 | 0 | 0 | 0 | [8 empty] | FALSE | FALSE | FALSE | FALSE | FALSE | #N/A
2313 | MIDL N | 40.739 | 0 | 2 | -0.001727 | -0.003037 | 0.001316 | -0.001498 | -0.021547 | 0.001727 | 0 | 0 | 0 | 0 | 0 | 0 | [8 empty] | FALSE | FALSE | FALSE | FALSE | FALSE | #N/A
2312 | TRAILWD | 61.269 | 0 | 2 | -0.001648 | 0.001331 | -0.000681 | 0.000717 | -0.020819 | 0.001648 | 0 | 0 | 0 | 0 | 0 | 0 | [8 empty] | FALSE | FALSE | FALSE | FALSE | FALSE | #N/A
2311 | MIDL N T | 0 | 0 | 2 | -0.001931 | -0.004066 | 0.001844 | -0.002071 | -0.020203 | 0.001931 | 0 | 0 | 0 | 0 | 0 | 0 | [8 empty] | FALSE | FALSE | FALSE | FALSE | FALSE | #N/A
2324 | ENNIS S | 34.88 | 0 | 2 | 0.000682 | 0.000649 | -0.000699 | 0.000309 | -0.031795 | -0.000682 | 0 | 0 | 0 | 0 | 0 | 0 | [8 empty] | FALSE | FALSE | FALSE | FALSE | FALSE | #N/A
2318 | STERRET | 0 | 0 | 2 | 0.002131 | -0.009024 | 0.003594 | -0.004279 | -0.030656 | -0.002131 | 0 | 0 | 0 | 0 | 0 | 0 | [8 empty] | FALSE | FALSE | FALSE | FALSE | FALSE | #N/A
2647 | CENEXP 1 | 31.268 | 0 | 2 | 0.00326 | 0.004859 | -0.002347 | 0.002496 | -0.040608 | -0.00326 | 0 | 0 | 0 | 0 | 0 | 0 | [8 empty] | FALSE | FALSE | FALSE | FALSE | FALSE | #N/A
2580 | ELMFK N1 | 0 | 0 | 2 | 0.005261 | 0.002983 | -0.000868 | 0.00088 | 0.007495 | -0.005261 | 0 | 0 | 0 | 0 | 0 | 0 | [8 empty] | FALSE | FALSE | FALSE | FALSE | FALSE | #N/A
2733 | RKWLAL T | 0 | 0 | 2 | 0.004569 | 0.005676 | -0.002685 | 0.002805 | -0.095528 | -0.004569 | 0 | 0 | 0 | 0 | 0 | 0 | [8 empty] | FALSE | FALSE | FALSE | FALSE | FALSE | #N/A
2519 | CLT FK | 100.116 | 0 | 2 | 0.007121 | 0.002627 | -0.000401 | 0.000365 | 0.023086 | -0.007121 | 0 | 0 | 0 | 0 | 0 | 0 | [8 empty] | FALSE | FALSE | FALSE | FALSE | FALSE | #N/A
2240 | DAVIS 2 | 45.261 | 0 | 2 | -0.002843 | -0.001299 | 0.00159 | -0.001763 | 0.00125 | 0.002843 | 0 | 0 | 0 | 0 | 0 | 0 | [8 empty] | FALSE | FALSE | FALSE | FALSE | FALSE | #N/A
2628 | BLTLIN 2 | 18.081 | 0 | 2 | 0.003712 | 0.004668 | -0.002152 | 0.00228 | -0.032133 | -0.003712 | 0 | 0 | 0 | 0 | 0 | 0 | [8 empty] | FALSE | FALSE | FALSE | FALSE | FALSE | #N/A
2633 | TI DPL 1 | 125.011 | 0 | 2 | 0.003435 | 0.004825 | -0.002296 | 0.002439 | -0.038076 | -0.003435 | 0 | 0 | 0 | 0 | 0 | 0 | [8 empty] | FALSE | FALSE | FALSE | FALSE | FALSE | #N/A
2634 | TI DPL 2 | 0 | 0 | 2 | 0.003433 | 0.004826 | -0.002297 | 0.00244 | -0.038113 | -0.003433 | 0 | 0 | 0 | 0 | 0 | 0 | [8 empty] | FALSE | FALSE | FALSE | FALSE | FALSE | #N/A
2636 | SCHDR 1 | 22.996 | 0 | 2 | 0.003416 | 0.004835 | -0.002306 | 0.002449 | -0.038465 | -0.003416 | 0 | 0 | 0 | 0 | 0 | 0 | [8 empty] | FALSE | FALSE | FALSE | FALSE | FALSE | #N/A
2637 | SCHDR 2 | 15.227 | 0 | 2 | 0.003407 | 0.004841 | -0.002311 | 0.002455 | -0.038673 | -0.003407 | 0 | 0 | 0 | 0 | 0 | 0 | [8 empty] | FALSE | FALSE | FALSE | FALSE | FALSE | #N/A
2638 | COIT 2 | 17.256 | 0 | 2 | 0.00337 | 0.004861 | -0.00233 | 0.002476 | -0.039467 | -0.00337 | 0 | 0 | 0 | 0 | 0 | 0 | [8 empty] | FALSE | FALSE | FALSE | FALSE | FALSE | #N/A
2639 | COIT 1 | 25.826 | 0 | 2 | 0.003355 | 0.00487 | -0.002338 | 0.002484 | -0.039786 | -0.003355 | 0 | 0 | 0 | 0 | 0 | 0 | [8 empty] | FALSE | FALSE | FALSE | FALSE | FALSE | #N/A
2624 | FRNKFD 2 | 26.446 | 0 | 2 | 0.004194 | 0.004396 | -0.001903 | 0.002004 | -0.021816 | -0.004194 | 0 | 0 | 0 | 0 | 0 | 0 | [8 empty] | FALSE | FALSE | FALSE | FALSE | FALSE | #N/A
2642 | JUDD 1 | 17.882 | 0 | 2 | 0.00333 | 0.004884 | -0.002351 | 0.002498 | -0.04032 | -0.00333 | 0 | 0 | 0 | 0 | 0 | 0 | [8 empty] | FALSE | FALSE | FALSE | FALSE | FALSE | #N/A
2623 | FRNKFD 1 | 33.206 | 0 | 2 | 0.004193 | 0.0044 | -0.001905 | 0.002007 | -0.021848 | -0.004193 | 0 | 0 | 0 | 0 | 0 | 0 | [8 empty] | FALSE | FALSE | FALSE | FALSE | FALSE | #N/A
2648 | CENEXP 2 | 29.887 | 0 | 2 | 0.00326 | 0.004858 | -0.002347 | 0.002495 | -0.040596 | -0.00326 | 0 | 0 | 0 | 0 | 0 | 0 | [8 empty] | FALSE | FALSE | FALSE | FALSE | FALSE | #N/A
2651 | BANDRA1T | 0 | 0 | 2 | 0.003352 | 0.004645 | -0.002199 | 0.002336 | -0.035614 | -0.003352 | 0 | 0 | 0 | 0 | 0 | 0 | [8 empty] | FALSE | FALSE | FALSE | FALSE | FALSE | #N/A
2652 | BANDRA2T | 0 | 0 | 2 | 0.003355 | 0.004644 | -0.002198 | 0.002334 | -0.035568 | -0.003355 | 0 | 0 | 0 | 0 | 0 | 0 | [8 empty] | FALSE | FALSE | FALSE | FALSE | FALSE | #N/A
2653 | BANDRA1 | 27.466 | 0 | 2 | 0.003352 | 0.004645 | -0.002199 | 0.002336 | -0.035614 | -0.003352 | 0 | 0 | 0 | 0 | 0 | 0 | [8 empty] | FALSE | FALSE | FALSE | FALSE | FALSE | #N/A
2654 | BANDRA2 | 21.332 | 0 | 2 | 0.003355 | 0.004644 | -0.002198 | 0.002334 | -0.035568 | -0.003355 | 0 | 0 | 0 | 0 | 0 | 0 | [8 empty] | FALSE | FALSE | FALSE | FALSE | FALSE | #N/A
2657 | NOHAVN W | 0 | 0 | 2 | 0.003424 | 0.004486 | -0.002089 | 0.002216 | -0.031871 | -0.003424 | 0 | 0 | 0 | 0 | 0 | 0 | [8 empty] | FALSE | FALSE | FALSE | FALSE | FALSE | #N/A
2658 | NOHAVN E | 59.379 | 0 | 2 | 0.00342 | 0.004489 | -0.002091 | 0.002219 | -0.031961 | -0.00342 | 0 | 0 | 0 | 0 | 0 | 0 | [8 empty] | FALSE | FALSE | FALSE | FALSE | FALSE | #N/A
2659 | NOHAVN T | 0 | 0 | 2 | 0.003423 | 0.004487 | -0.00209 | 0.002217 | -0.031899 | -0.003423 | 0 | 0 | 0 | 0 | 0 | 0 | [8 empty] | FALSE | FALSE | FALSE | FALSE | FALSE | #N/A
2660 | WELCH 1 | 22.218 | 0 | 2 | 0.003352 | 0.00428 | -0.001972 | 0.002091 | -0.028484 | -0.003352 | 0 | 0 | 0 | 0 | 0 | 0 | [8 empty] | FALSE | FALSE | FALSE | FALSE | FALSE | #N/A
2661 | WELCH 2 | 25.322 | 0 | 2 | 0.003352 | 0.004294 | -0.001981 | 0.002101 | -0.02876 | -0.003352 | 0 | 0 | 0 | 0 | 0 | 0 | [8 empty] | FALSE | FALSE | FALSE | FALSE | FALSE | #N/A
2662 | MARSH 1 | 30.939 | 0 | 2 | 0.003275 | 0.004072 | -0.001854 | 0.001966 | -0.025088 | -0.003275 | 0 | 0 | 0 | 0 | 0 | 0 | [8 empty] | FALSE | FALSE | FALSE | FALSE | FALSE | #N/A
2640 | JUDD T | 0 | 0 | 2 | 0.00333 | 0.004884 | -0.002351 | 0.002498 | -0.04032 | -0.00333 | 0 | 0 | 0 | 0 | 0 | 0 | [8 empty] | FALSE | FALSE | FALSE | FALSE | FALSE | #N/A
2607 | WALNT 1T | 0 | 0 | 2 | 0.003429 | 0.004828 | -0.002299 | 0.002442 | -0.038192 | -0.003429 | 0 | 0 | 0 | 0 | 0 | 0 | [8 empty] | FALSE | FALSE | FALSE | FALSE | FALSE | #N/A
2581 | ELMFK N2 | 0 | 0 | 2 | 0.005272 | 0.003002 | -0.000879 | 0.000892 | 0.007404 | -0.005272 | 0 | 0 | 0 | 0 | 0 | 0 | [8 empty] | FALSE | FALSE | FALSE | FALSE | FALSE | #N/A
2582 | FB GILLS | 128.353 | 0 | 2 | 0.00518 | 0.003553 | -0.001239 | 0.00128 | 0.000945 | -0.00518 | 0 | 0 | 0 | 0 | 0 | 0 | [8 empty] | FALSE | FALSE | FALSE | FALSE | FALSE | #N/A
2583 | FB | 85.819 | 0 | 2 | 0.004455 | 0.003886 | -0.001559 | 0.001634 | -0.011943 | -0.004455 | 0 | 0 | 0 | 0 | 0 | 0 | [8 empty] | FALSE | FALSE | FALSE | FALSE | FALSE | #N/A
2586 | ELMFK 1T | 0 | 0 | 2 | 0.005261 | 0.002983 | -0.000868 | 0.00088 | 0.007495 | -0.005261 | 0 | 0 | 0 | 0 | 0 | 0 | [8 empty] | FALSE | FALSE | FALSE | FALSE | FALSE | #N/A
2587 | ELMFK 2T | 0 | 0 | 2 | 0.005272 | 0.003002 | -0.000879 | 0.000892 | 0.007404 | -0.005272 | 0 | 0 | 0 | 0 | 0 | 0 | [8 empty] | FALSE | FALSE | FALSE | FALSE | FALSE | #N/A
2588 | ELMFK 1 | 0 | 0 | 2 | 0.005261 | 0.002983 | -0.000868 | 0.00088 | 0.007495 | -0.005261 | 0 | 0 | 0 | 0 | 0 | 0 | [8 empty] | FALSE | FALSE | FALSE | FALSE | FALSE | #N/A
2589 | ELMFK 2 | 0 | 0 | 2 | 0.005272 | 0.003002 | -0.000879 | 0.000892 | 0.007404 | -0.005272 | 0 | 0 | 0 | 0 | 0 | 0 | [8 empty] | FALSE | FALSE | FALSE | FALSE | FALSE | #N/A
2590 | NL PMP T | 0 | 0 | 2 | 0.005144 | 0.002793 | -0.000763 | 0.000769 | 0.007524 | -0.005144 | 0 | 0 | 0 | 0 | 0 | 0 | [8 empty] | FALSE | FALSE | FALSE | FALSE | FALSE | #N/A
2595 | AIR LQ T | 0 | 0 | 2 | 0.003429 | 0.004828 | -0.002299 | 0.002442 | -0.038192 | -0.003429 | 0 | 0 | 0 | 0 | 0 | 0 | [8 empty] | FALSE | FALSE | FALSE | FALSE | FALSE | #N/A
2596 | ALPHA 1 | 61.946 | 0 | 2 | 0.00385 | 0.004238 | -0.00187 | 0.001976 | -0.023634 | -0.00385 | 0 | 0 | 0 | 0 | 0 | 0 | [8 empty] | FALSE | FALSE | FALSE | FALSE | FALSE | #N/A
2735 | GRL DAL | 81.587 | 0 | 2 | 0.004452 | 0.005669 | -0.002699 | 0.002825 | -0.09284 | -0.004452 | 0 | 0 | 0 | 0 | 0 | 0 | [8 empty] | FALSE | FALSE | FALSE | FALSE | FALSE | #N/A
2627 | BLTLIN 1 | 29.991 | 0 | 2 | 0.003713 | 0.004669 | -0.002153 | 0.00228 | -0.032121 | -0.003713 | 0 | 0 | 0 | 0 | 0 | 0 | [8 empty] | FALSE | FALSE | FALSE | FALSE | FALSE | #N/A
2606 | AIR LIQD | 12.178 | 0 | 2 | 0.003429 | 0.004828 | -0.002299 | 0.002442 | -0.038192 | -0.003429 | 0 | 0 | 0 | 0 | 0 | 0 | [8 empty] | FALSE | FALSE | FALSE | FALSE | FALSE | #N/A
2672 | TWN STAR | 0 | 0 | 2 | 0.006116 | 0.004254 | -0.001558 | 0.001602 | 0.018052 | -0.006116 | 0 | 0 | 0 | 0 | 0 | 0 | [8 empty] | FALSE | FALSE | FALSE | FALSE | FALSE | #N/A
2608 | WALNT 1 | 14.399 | 0 | 2 | 0.003429 | 0.004828 | -0.002299 | 0.002442 | -0.038192 | -0.003429 | 0 | 0 | 0 | 0 | 0 | 0 | [8 empty] | FALSE | FALSE | FALSE | FALSE | FALSE | #N/A
2609 | WALNT 2T | 0 | 0 | 2 | 0.005476 | 0.004855 | -0.002032 | 0.002109 | -0.030981 | -0.005476 | 0 | 0 | 0 | 0 | 0 | 0 | [8 empty] | FALSE | FALSE | FALSE | FALSE | FALSE | #N/A
2610 | WALNT 2 | 20.136 | 0 | 2 | 0.005476 | 0.004855 | -0.002032 | 0.002109 | -0.030981 | -0.005476 | 0 | 0 | 0 | 0 | 0 | 0 | [8 empty] | FALSE | FALSE | FALSE | FALSE | FALSE | #N/A
2611 | KNL TR2T | 0 | 0 | 2 | 0.004697 | 0.00399 | -0.001576 | 0.001648 | -0.010335 | -0.004697 | 0 | 0 | 0 | 0 | 0 | 0 | [8 empty] | FALSE | FALSE | FALSE | FALSE | FALSE | #N/A
2612 | KNL TR1T | 0 | 0 | 2 | 0.003973 | 0.004387 | -0.001934 | 0.002041 | -0.024008 | -0.003973 | 0 | 0 | 0 | 0 | 0 | 0 | [8 empty] | FALSE | FALSE | FALSE | FALSE | FALSE | #N/A
2613 | KNL TR2 | 26.576 | 0 | 2 | 0.004851 | 0.00385 | -0.001469 | 0.00153 | -0.006735 | -0.004851 | 0 | 0 | 0 | 0 | 0 | 0 | [8 empty] | FALSE | FALSE | FALSE | FALSE | FALSE | #N/A
2614 | KNL TR1 | 24.851 | 0 | 2 | 0.00383 | 0.004413 | -0.001975 | 0.002087 | -0.026065 | -0.00383 | 0 | 0 | 0 | 0 | 0 | 0 | [8 empty] | FALSE | FALSE | FALSE | FALSE | FALSE | #N/A
2615 | PRSTN N1 | 29.838 | 0 | 2 | 0.004697 | 0.00399 | -0.001576 | 0.001648 | -0.010335 | -0.004697 | 0 | 0 | 0 | 0 | 0 | 0 | [8 empty] | FALSE | FALSE | FALSE | FALSE | FALSE | #N/A
2616 | PRSTN N2 | 32.945 | 0 | 2 | 0.003973 | 0.004387 | -0.001934 | 0.002041 | -0.024008 | -0.003973 | 0 | 0 | 0 | 0 | 0 | 0 | [8 empty] | FALSE | FALSE | FALSE | FALSE | FALSE | #N/A
2617 | MEDWCK 1 | 34.009 | 0 | 2 | 0.004697 | 0.00399 | -0.001576 | 0.001648 | -0.010335 | -0.004697 | 0 | 0 | 0 | 0 | 0 | 0 | [8 empty] | FALSE | FALSE | FALSE | FALSE | FALSE | #N/A
2618 | MEDWCK 2 | 26.141 | 0 | 2 | 0.003973 | 0.004387 | -0.001934 | 0.002041 | -0.024008 | -0.003973 | 0 | 0 | 0 | 0 | 0 | 0 | [8 empty] | FALSE | FALSE | FALSE | FALSE | FALSE | #N/A
2597 | ALPHA 2 | 60.166 | 0 | 2 | 0.003633 | 0.004449 | -0.00203 | 0.00215 | -0.028892 | -0.003633 | 0 | 0 | 0 | 0 | 0 | 0 | [8 empty] | FALSE | FALSE | FALSE | FALSE | FALSE | #N/A
2721 | TERRL SS | 27.033 | 0 | 2 | 0.00426 | 0.005975 | -0.002959 | 0.003001 | -0.087688 | -0.00426 | 0 | 0 | 0 | 0 | 0 | 0 | [8 empty] | FALSE | FALSE | FALSE | FALSE | FALSE | #N/A
2705 | ELM GRVE | 41.378 | 0 | 2 | 0.004678 | 0.0055 | -0.002557 | 0.002677 | -0.080575 | -0.004678 | 0 | 0 | 0 | 0 | 0 | 0 | [8 empty] | FALSE | FALSE | FALSE | FALSE | FALSE | #N/A
2707 | PRINCPOD | 0 | 0 | 2 | 0.00478 | 0.005688 | -0.00266 | 0.002769 | -0.10034 | -0.00478 | 0 | 0 | 0 | 0 | 0 | 0 | [8 empty] | FALSE | FALSE | FALSE | FALSE | FALSE | #N/A
2708 | CLIMAX M | 0 | 0 | 5 | 0.00851 | 0.004531 | -0.001571 | 0.001604 | 0.27317 | -0.00851 | 0 | 0 | 0 | 0 | 0 | 0 | [8 empty] | FALSE | FALSE | FALSE | FALSE | FALSE | #N/A
2710 | RKWL E | 36.429 | 0 | 2 | 0.00436 | 0.005905 | -0.002859 | 0.002994 | -0.09827 | -0.00436 | 0 | 0 | 0 | 0 | 0 | 0 | [8 empty] | FALSE | FALSE | FALSE | FALSE | FALSE | #N/A
2711 | RKWL S | 53.689 | 0 | 2 | 0.00406 | 0.006059 | -0.003 | 0.003154 | -0.096569 | -0.00406 | 0 | 0 | 0 | 0 | 0 | 0 | [8 empty] | FALSE | FALSE | FALSE | FALSE | FALSE | #N/A
2712 | FORNYW M | 0 | 0 | 2 | 0.003576 | 0.006307 | -0.003228 | 0.003412 | -0.093824 | -0.003576 | 0 | 0 | 0 | 0 | 0 | 0 | [8 empty] | FALSE | FALSE | FALSE | FALSE | FALSE | #N/A
2713 | BLACKLND | 0 | 0 | 2 | 0.004687 | 0.005739 | -0.002714 | 0.00281 | -0.098083 | -0.004687 | 0 | 0 | 0 | 0 | 0 | 0 | [8 empty] | FALSE | FALSE | FALSE | FALSE | FALSE | #N/A
2715 | TERRL NT | 0 | 0 | 2 | 0.004472 | 0.005858 | -0.002837 | 0.002907 | -0.092848 | -0.004472 | 0 | 0 | 0 | 0 | 0 | 0 | [8 empty] | FALSE | FALSE | FALSE | FALSE | FALSE | #N/A
2716 | TER ARCO | 0 | 0 | 2 | 0.004472 | 0.005858 | -0.002837 | 0.002907 | -0.092848 | -0.004472 | 0 | 0 | 0 | 0 | 0 | 0 | [8 empty] | FALSE | FALSE | FALSE | FALSE | FALSE | #N/A
2717 | TERARC T | 0 | 0 | 2 | 0.004472 | 0.005858 | -0.002837 | 0.002907 | -0.092848 | -0.004472 | 0 | 0 | 0 | 0 | 0 | 0 | [8 empty] | FALSE | FALSE | FALSE | FALSE | FALSE | #N/A
2718 | TERRL N | 30.464 | 0 | 2 | 0.004357 | 0.005921 | -0.002903 | 0.002958 | -0.090055 | -0.004357 | 0 | 0 | 0 | 0 | 0 | 0 | [8 empty] | FALSE | FALSE | FALSE | FALSE | FALSE | #N/A
2663 | MARSH 2 | 28.372 | 0 | 2 | 0.003275 | 0.004062 | -0.001848 | 0.001959 | -0.024901 | -0.003275 | 0 | 0 | 0 | 0 | 0 | 0 | [8 empty] | FALSE | FALSE | FALSE | FALSE | FALSE | #N/A
2720 | TERAIRCO | 4.816 | 0 | 2 | 0.003731 | 0.00625 | -0.003247 | 0.003228 | -0.082369 | -0.003731 | 0 | 0 | 0 | 0 | 0 | 0 | [8 empty] | FALSE | FALSE | FALSE | FALSE | FALSE | #N/A
2700 | GARL W | 10.435 | 0 | 2 | 0.005364 | 0.004989 | -0.002134 | 0.002215 | -0.042143 | -0.005364 | 0 | 0 | 0 | 0 | 0 | 0 | [8 empty] | FALSE | FALSE | FALSE | FALSE | FALSE | #N/A
2722 | TERRL SS | 0 | 0 | 2 | 0.004727 | 0.00581 | -0.002774 | 0.002846 | -0.056786 | -0.004727 | 0 | 0 | 0 | 0 | 0 | 0 | [8 empty] | FALSE | FALSE | FALSE | FALSE | FALSE | #N/A
2723 | ROSEHILL | 0 | 0 | 2 | 0.003731 | 0.00625 | -0.003247 | 0.003228 | -0.082369 | -0.003731 | 0 | 0 | 0 | 0 | 0 | 0 | [8 empty] | FALSE | FALSE | FALSE | FALSE | FALSE | #N/A
2724 | KAUFMAN | 13.878 | 0 | 2 | 0.003413 | 0.006415 | -0.003421 | 0.003364 | -0.079171 | -0.003413 | 0 | 0 | 0 | 0 | 0 | 0 | [8 empty] | FALSE | FALSE | FALSE | FALSE | FALSE | #N/A
2725 | OAKGROVE | 0 | 0 | 2 | 0.00333 | 0.006441 | -0.00349 | 0.003317 | -0.075219 | -0.00333 | 0 | 0 | 0 | 0 | 0 | 0 | [8 empty] | FALSE | FALSE | FALSE | FALSE | FALSE | #N/A
2726 | KEMP S | 8.159 | 0 | 2 | 0.003136 | 0.006503 | -0.003652 | 0.003208 | -0.065988 | -0.003136 | 0 | 0 | 0 | 0 | 0 | 0 | [8 empty] | FALSE | FALSE | FALSE | FALSE | FALSE | #N/A
2727 | CRANDL | 10.903 | 0 | 2 | 0.003047 | 0.006635 | -0.003577 | 0.003668 | -0.081112 | -0.003047 | 0 | 0 | 0 | 0 | 0 | 0 | [8 empty] | FALSE | FALSE | FALSE | FALSE | FALSE | #N/A
2728 | KAUF S | 10.511 | 0 | 2 | 0.003349 | 0.006435 | -0.003474 | 0.003328 | -0.076121 | -0.003349 | 0 | 0 | 0 | 0 | 0 | 0 | [8 empty] | FALSE | FALSE | FALSE | FALSE | FALSE | #N/A
2729 | MUNSON | 0 | 0 | 2 | 0.004757 | 0.005799 | -0.002762 | 0.002836 | -0.05481 | -0.004757 | 0 | 0 | 0 | 0 | 0 | 0 | [8 empty] | FALSE | FALSE | FALSE | FALSE | FALSE | #N/A
2730 | QUINLAN | 6.8 | 0 | 2 | 0.004757 | 0.005799 | -0.002762 | 0.002836 | -0.05481 | -0.004757 | 0 | 0 | 0 | 0 | 0 | 0 | [8 empty] | FALSE | FALSE | FALSE | FALSE | FALSE | #N/A
2731 | TERRL S | 22.65 | 0 | 2 | 0.004067 | 0.006075 | -0.003064 | 0.003084 | -0.085747 | -0.004067 | 0 | 0 | 0 | 0 | 0 | 0 | [8 empty] | FALSE | FALSE | FALSE | FALSE | FALSE | #N/A
2732 | MARSHL M | 0 | 0 | 2 | 0.002992 | 0.006668 | -0.003601 | 0.003714 | -0.081404 | -0.002992 | 0 | 0 | 0 | 0 | 0 | 0 | [8 empty] | FALSE | FALSE | FALSE | FALSE | FALSE | #N/A
2719 | TERAIR T | 0 | 0 | 2 | 0.003731 | 0.00625 | -0.003247 | 0.003228 | -0.082369 | -0.003731 | 0 | 0 | 0 | 0 | 0 | 0 | [8 empty] | FALSE | FALSE | FALSE | FALSE | FALSE | #N/A
2687 | PL JUP | 34.232 | 0 | 2 | 0.005214 | 0.005036 | -0.002185 | 0.002277 | -0.044238 | -0.005214 | 0 | 0 | 0 | 0 | 0 | 0 | [8 empty] | FALSE | FALSE | FALSE | FALSE | FALSE | #N/A
2591 | NL PMP | 0 | 0 | 2 | 0.005144 | 0.002793 | -0.000763 | 0.000769 | 0.007524 | -0.005144 | 0 | 0 | 0 | 0 | 0 | 0 | [8 empty] | FALSE | FALSE | FALSE | FALSE | FALSE | #N/A
2673 | PL W | 122.954 | 0 | 2 | 0.006116 | 0.004254 | -0.001558 | 0.001602 | 0.018052 | -0.006116 | 0 | 0 | 0 | 0 | 0 | 0 | [8 empty] | FALSE | FALSE | FALSE | FALSE | FALSE | #N/A
2674 | PL | 42.668 | 0 | 2 | 0.006178 | 0.004261 | -0.001555 | 0.001598 | 0.022567 | -0.006178 | 0 | 0 | 0 | 0 | 0 | 0 | [8 empty] | FALSE | FALSE | FALSE | FALSE | FALSE | #N/A
2675 | W PL TI2 | 0 | 0 | 2 | 0.006104 | 0.004265 | -0.001567 | 0.001611 | 0.017182 | -0.006104 | 0 | 0 | 0 | 0 | 0 | 0 | [8 empty] | FALSE | FALSE | FALSE | FALSE | FALSE | #N/A
2676 | W PL TI1 | 0 | 0 | 2 | 0.006119 | 0.004254 | -0.001558 | 0.001602 | 0.018284 | -0.006119 | 0 | 0 | 0 | 0 | 0 | 0 | [8 empty] | FALSE | FALSE | FALSE | FALSE | FALSE | #N/A
2677 | PL ALMA | 64.067 | 0 | 2 | 0.00622 | 0.004263 | -0.00155 | 0.001593 | 0.026034 | -0.00622 | 0 | 0 | 0 | 0 | 0 | 0 | [8 empty] | FALSE | FALSE | FALSE | FALSE | FALSE | #N/A
2678 | PL PARK | 69.63 | 0 | 2 | 0.00631 | 0.004276 | -0.001547 | 0.001589 | 0.032203 | -0.00631 | 0 | 0 | 0 | 0 | 0 | 0 | [8 empty] | FALSE | FALSE | FALSE | FALSE | FALSE | #N/A
2679 | WPLTI1 T | 0 | 0 | 2 | 0.006119 | 0.004254 | -0.001558 | 0.001602 | 0.018284 | -0.006119 | 0 | 0 | 0 | 0 | 0 | 0 | [8 empty] | FALSE | FALSE | FALSE | FALSE | FALSE | #N/A
2680 | WPLTI2 T | 0 | 0 | 2 | 0.006104 | 0.004265 | -0.001567 | 0.001611 | 0.017182 | -0.006104 | 0 | 0 | 0 | 0 | 0 | 0 | [8 empty] | FALSE | FALSE | FALSE | FALSE | FALSE | #N/A
2683 | RICH | 62.449 | 0 | 2 | 0.005961 | 0.004392 | -0.001668 | 0.00172 | 0.006865 | -0.005961 | 0 | 0 | 0 | 0 | 0 | 0 | [8 empty] | FALSE | FALSE | FALSE | FALSE | FALSE | #N/A
2684 | RICH SV | 34.963 | 0 | 2 | 0.005961 | 0.004392 | -0.001668 | 0.00172 | 0.006865 | -0.005961 | 0 | 0 | 0 | 0 | 0 | 0 | [8 empty] | FALSE | FALSE | FALSE | FALSE | FALSE | #N/A
2702 | RKWL | 62.94 | 0 | 2 | 0.004987 | 0.005438 | -0.002472 | 0.002571 | -0.07946 | -0.004987 | 0 | 0 | 0 | 0 | 0 | 0 | [8 empty] | FALSE | FALSE | FALSE | FALSE | FALSE | #N/A
2686 | RICHCOL | 75.26 | 0 | 2 | 0.005731 | 0.004596 | -0.001832 | 0.001895 | -0.00977 | -0.005731 | 0 | 0 | 0 | 0 | 0 | 0 | [8 empty] | FALSE | FALSE | FALSE | FALSE | FALSE | #N/A
2701 | GARL | 33.814 | 0 | 2 | 0.00531 | 0.005053 | -0.002182 | 0.002266 | -0.047433 | -0.00531 | 0 | 0 | 0 | 0 | 0 | 0 | [8 empty] | FALSE | FALSE | FALSE | FALSE | FALSE | #N/A
2689 | RICH SC | 86.604 | 0 | 2 | 0.005783 | 0.004551 | -0.001795 | 0.001856 | -0.006062 | -0.005783 | 0 | 0 | 0 | 0 | 0 | 0 | [8 empty] | FALSE | FALSE | FALSE | FALSE | FALSE | #N/A
2690 | RICH E | 67.323 | 0 | 2 | 0.00558 | 0.004731 | -0.001939 | 0.00201 | -0.020694 | -0.00558 | 0 | 0 | 0 | 0 | 0 | 0 | [8 empty] | FALSE | FALSE | FALSE | FALSE | FALSE | #N/A
2691 | PL SHIL | 76.994 | 0 | 2 | 0.006201 | 0.004261 | -0.001552 | 0.001595 | 0.024565 | -0.006201 | 0 | 0 | 0 | 0 | 0 | 0 | [8 empty] | FALSE | FALSE | FALSE | FALSE | FALSE | #N/A
2692 | LV2NTMWD | 2.581 | 0 | 2 | 0.005608 | 0.004886 | -0.00202 | 0.002094 | -0.028562 | -0.005608 | 0 | 0 | 0 | 0 | 0 | 0 | [8 empty] | FALSE | FALSE | FALSE | FALSE | FALSE | #N/A
2693 | WYLIE M | 0 | 0 | 2 | 0.005639 | 0.004871 | -0.002006 | 0.002078 | -0.027392 | -0.005639 | 0 | 0 | 0 | 0 | 0 | 0 | [8 empty] | FALSE | FALSE | FALSE | FALSE | FALSE | #N/A
2694 | LAVON | 90.277 | 0 | 2 | 0.00564 | 0.004865 | -0.002002 | 0.002074 | -0.026797 | -0.00564 | 0 | 0 | 0 | 0 | 0 | 0 | [8 empty] | FALSE | FALSE | FALSE | FALSE | FALSE | #N/A
2695 | LV1NTMWD | 14.597 | 0 | 2 | 0.005627 | 0.004873 | -0.002009 | 0.002082 | -0.027501 | -0.005627 | 0 | 0 | 0 | 0 | 0 | 0 | [8 empty] | FALSE | FALSE | FALSE | FALSE | FALSE | #N/A
2696 | MURPHY | 89.008 | 0 | 2 | 0.004847 | 0.005388 | -0.002458 | 0.002571 | -0.070332 | -0.004847 | 0 | 0 | 0 | 0 | 0 | 0 | [8 empty] | FALSE | FALSE | FALSE | FALSE | FALSE | #N/A
2697 | NW WYL M | 0 | 0 | 2 | 0.004949 | 0.005321 | -0.0024 | 0.002507 | -0.064745 | -0.004949 | 0 | 0 | 0 | 0 | 0 | 0 | [8 empty] | FALSE | FALSE | FALSE | FALSE | FALSE | #N/A
2698 | RICH WD | 71.008 | 0 | 2 | 0.005518 | 0.004805 | -0.001995 | 0.002069 | -0.026871 | -0.005518 | 0 | 0 | 0 | 0 | 0 | 0 | [8 empty] | FALSE | FALSE | FALSE | FALSE | FALSE | #N/A
2699 | FORSTV 1 | 26.814 | 0 | 2 | 0.005456 | 0.004879 | -0.002051 | 0.002128 | -0.033036 | -0.005456 | 0 | 0 | 0 | 0 | 0 | 0 | [8 empty] | FALSE | FALSE | FALSE | FALSE | FALSE | #N/A
2671 | PL ARCO | 4.73 | 0 | 2 | 0.006147 | 0.004113 | -0.001462 | 0.0015 | 0.019641 | -0.006147 | 0 | 0 | 0 | 0 | 0 | 0 | [8 empty] | FALSE | FALSE | FALSE | FALSE | FALSE | #N/A
2685 | RICHCL T | 0 | 0 | 2 | 0.005961 | 0.004392 | -0.001668 | 0.00172 | 0.006865 | -0.005961 | 0 | 0 | 0 | 0 | 0 | 0 | [8 empty] | FALSE | FALSE | FALSE | FALSE | FALSE | #N/A
2766 | MSQT N | 71.06 | 0 | 2 | 0.003228 | 0.006331 | -0.003302 | 0.003495 | -0.085841 | -0.003228 | 0 | 0 | 0 | 0 | 0 | 0 | [8 empty] | FALSE | FALSE | FALSE | FALSE | FALSE | #N/A
2750 | THRN E1 | 31.292 | 0 | 2 | 0.0035 | 0.005774 | -0.002903 | 0.003072 | -0.077953 | -0.0035 | 0 | 0 | 0 | 0 | 0 | 0 | [8 empty] | FALSE | FALSE | FALSE | FALSE | FALSE | #N/A
2543 | HENSTL | 7.17 | 0 | 2 | 0.004582 | 0.001483 | -4.4e-05 | -1e-06 | 0.013759 | -0.004582 | 0 | 0 | 0 | 0 | 0 | 0 | [8 empty] | FALSE | FALSE | FALSE | FALSE | FALSE | #N/A
2544 | CHMBVL M | 0 | 0 | 5 | 0.007172 | 0.00447 | -0.00161 | 0.001651 | 0.21356 | -0.007172 | 0 | 0 | 0 | 0 | 0 | 0 | [8 empty] | FALSE | FALSE | FALSE | FALSE | FALSE | #N/A
2546 | MCKIN 2 | 66.286 | 0 | 5 | 0.007046 | 0.004439 | -0.001598 | 0.001639 | 0.18512 | -0.007046 | 0 | 0 | 0 | 0 | 0 | 0 | [8 empty] | FALSE | FALSE | FALSE | FALSE | FALSE | #N/A
2769 | E SIDE1T | 0 | 0 | 2 | 0.003281 | 0.006336 | -0.003296 | 0.003488 | -0.087381 | -0.003281 | 0 | 0 | 0 | 0 | 0 | 0 | [8 empty] | FALSE | FALSE | FALSE | FALSE | FALSE | #N/A
2547 | MCKINSW2 | 31.705 | 0 | 5 | 0.006899 | 0.004402 | -0.001584 | 0.001625 | 0.15201 | -0.006899 | 0 | 0 | 0 | 0 | 0 | 0 | [8 empty] | FALSE | FALSE | FALSE | FALSE | FALSE | #N/A
2548 | ALLEN N2 | 67.853 | 0 | 5 | 0.006701 | 0.004353 | -0.001565 | 0.001606 | 0.10738 | -0.006701 | 0 | 0 | 0 | 0 | 0 | 0 | [8 empty] | FALSE | FALSE | FALSE | FALSE | FALSE | #N/A
2549 | ALLEN 2 | 42.764 | 0 | 2 | 0.006552 | 0.004316 | -0.001551 | 0.001592 | 0.07363 | -0.006552 | 0 | 0 | 0 | 0 | 0 | 0 | [8 empty] | FALSE | FALSE | FALSE | FALSE | FALSE | #N/A
2550 | LASCOL 1 | 35.835 | 0 | 2 | 0.003338 | 0.000911 | 0.000137 | -0.000188 | 0.010082 | -0.003338 | 0 | 0 | 0 | 0 | 0 | 0 | [8 empty] | FALSE | FALSE | FALSE | FALSE | FALSE | #N/A
2551 | LASCOL 2 | 24.636 | 0 | 2 | 0.003391 | 0.00091 | 0.000144 | -0.000196 | 0.010343 | -0.003391 | 0 | 0 | 0 | 0 | 0 | 0 | [8 empty] | FALSE | FALSE | FALSE | FALSE | FALSE | #N/A
2552 | IV NE | 55.109 | 0 | 2 | 0.002974 | 0.000743 | 0.00019 | -0.000243 | 0.009006 | -0.002974 | 0 | 0 | 0 | 0 | 0 | 0 | [8 empty] | FALSE | FALSE | FALSE | FALSE | FALSE | #N/A
2771 | E SIDE2T | 0 | 0 | 2 | 0.003184 | 0.006376 | -0.003339 | 0.003534 | -0.085541 | -0.003184 | 0 | 0 | 0 | 0 | 0 | 0 | [8 empty] | FALSE | FALSE | FALSE | FALSE | FALSE | #N/A
2555 | CLT JOSY | 68.192 | 0 | 2 | 0.006045 | 0.003009 | -0.000782 | 0.000783 | 0.012725 | -0.006045 | 0 | 0 | 0 | 0 | 0 | 0 | [8 empty] | FALSE | FALSE | FALSE | FALSE | FALSE | #N/A
2542 | HENSTL T | 0 | 0 | 2 | 0.004582 | 0.001483 | -4.4e-05 | -1e-06 | 0.013759 | -0.004582 | 0 | 0 | 0 | 0 | 0 | 0 | [8 empty] | FALSE | FALSE | FALSE | FALSE | FALSE | #N/A
2765 | MSQT TE | 101.756 | 0 | 2 | 0.003228 | 0.006331 | -0.003302 | 0.003495 | -0.085841 | -0.003228 | 0 | 0 | 0 | 0 | 0 | 0 | [8 empty] | FALSE | FALSE | FALSE | FALSE | FALSE | #N/A
2763 | PR CRK 1 | 15.629 | 0 | 2 | 0.003116 | 0.005836 | -0.002996 | 0.003183 | -0.072887 | -0.003116 | 0 | 0 | 0 | 0 | 0 | 0 | [8 empty] | FALSE | FALSE | FALSE | FALSE | FALSE | #N/A
2762 | PR CRK 2 | 12.254 | 0 | 2 | 0.003116 | 0.005836 | -0.002996 | 0.003183 | -0.072886 | -0.003116 | 0 | 0 | 0 | 0 | 0 | 0 | [8 empty] | FALSE | FALSE | FALSE | FALSE | FALSE | #N/A
2558 | CLT TAR1 | 61.074 | 0 | 2 | 0.005513 | 0.003349 | -0.001066 | 0.00109 | 0.008537 | -0.005513 | 0 | 0 | 0 | 0 | 0 | 0 | [8 empty] | FALSE | FALSE | FALSE | FALSE | FALSE | #N/A
2578 | CLT E E | 0 | 0 | 2 | 0.005458 | 0.003302 | -0.001044 | 0.001068 | 0.007446 | -0.005458 | 0 | 0 | 0 | 0 | 0 | 0 | [8 empty] | FALSE | FALSE | FALSE | FALSE | FALSE | #N/A
2560 | MCKTI TP | 0 | 0 | 5 | 0.006981 | 0.004425 | -0.001593 | 0.001634 | 0.16905 | -0.006981 | 0 | 0 | 0 | 0 | 0 | 0 | [8 empty] | FALSE | FALSE | FALSE | FALSE | FALSE | #N/A
2759 | MSQT WE | 31.44 | 0 | 2 | 0.003151 | 0.005955 | -0.003069 | 0.003257 | -0.076173 | -0.003151 | 0 | 0 | 0 | 0 | 0 | 0 | [8 empty] | FALSE | FALSE | FALSE | FALSE | FALSE | #N/A
2756 | MSQT E | 0 | 0 | 2 | 0.003228 | 0.006331 | -0.003302 | 0.003495 | -0.085841 | -0.003228 | 0 | 0 | 0 | 0 | 0 | 0 | [8 empty] | FALSE | FALSE | FALSE | FALSE | FALSE | #N/A
2754 | MSQT W | 76.829 | 0 | 2 | 0.003178 | 0.006088 | -0.003151 | 0.003341 | -0.079598 | -0.003178 | 0 | 0 | 0 | 0 | 0 | 0 | [8 empty] | FALSE | FALSE | FALSE | FALSE | FALSE | #N/A
2752 | MSQT FR | 42.661 | 0 | 2 | 0.003238 | 0.005821 | -0.002969 | 0.003151 | -0.074607 | -0.003238 | 0 | 0 | 0 | 0 | 0 | 0 | [8 empty] | FALSE | FALSE | FALSE | FALSE | FALSE | #N/A
2561 | MCKWT TP | 0 | 0 | 5 | 0.006975 | 0.004421 | -0.001591 | 0.001632 | 0.16906 | -0.006975 | 0 | 0 | 0 | 0 | 0 | 0 | [8 empty] | FALSE | FALSE | FALSE | FALSE | FALSE | #N/A
2751 | THRN E2 | 21.373 | 0 | 2 | 0.002581 | 0.005633 | -0.002941 | 0.003144 | -0.058325 | -0.002581 | 0 | 0 | 0 | 0 | 0 | 0 | [8 empty] | FALSE | FALSE | FALSE | FALSE | FALSE | #N/A
2553 | MCKIN WT | 42.266 | 0 | 5 | 0.006975 | 0.004421 | -0.001591 | 0.001632 | 0.16906 | -0.006975 | 0 | 0 | 0 | 0 | 0 | 0 | [8 empty] | FALSE | FALSE | FALSE | FALSE | FALSE | #N/A
2775 | MSQT | 59.295 | 0 | 2 | 0.003162 | 0.006398 | -0.003358 | 0.003553 | -0.085391 | -0.003162 | 0 | 0 | 0 | 0 | 0 | 0 | [8 empty] | FALSE | FALSE | FALSE | FALSE | FALSE | #N/A
2520 | MLSSA GC | 0 | 0 | 5 | 0.008237 | 0.004531 | -0.001587 | 0.001622 | 0.27214 | -0.008237 | 0 | 0 | 0 | 0 | 0 | 0 | [8 empty] | FALSE | FALSE | FALSE | FALSE | FALSE | #N/A
2521 | PL COIT2 | 83.444 | 0 | 2 | 0.006658 | 0.003771 | -0.001182 | 0.0012 | 0.032895 | -0.006658 | 0 | 0 | 0 | 0 | 0 | 0 | [8 empty] | FALSE | FALSE | FALSE | FALSE | FALSE | #N/A
2522 | PL TEN | 0 | 0 | 2 | 0.006465 | 0.003654 | -0.001042 | 0.001046 | 0.024092 | -0.006465 | 0 | 0 | 0 | 0 | 0 | 0 | [8 empty] | FALSE | FALSE | FALSE | FALSE | FALSE | #N/A
2523 | PL TEN | 91.969 | 0 | 2 | 0.007234 | 0.003611 | -0.001016 | 0.001018 | 0.046369 | -0.007234 | 0 | 0 | 0 | 0 | 0 | 0 | [8 empty] | FALSE | FALSE | FALSE | FALSE | FALSE | #N/A
2524 | PL COIT1 | 76.243 | 0 | 2 | 0.006236 | 0.004016 | -0.001387 | 0.00142 | 0.026917 | -0.006236 | 0 | 0 | 0 | 0 | 0 | 0 | [8 empty] | FALSE | FALSE | FALSE | FALSE | FALSE | #N/A
2525 | PL CUST1 | 76.151 | 0 | 2 | 0.007024 | 0.004215 | -0.001447 | 0.001479 | 0.055662 | -0.007024 | 0 | 0 | 0 | 0 | 0 | 0 | [8 empty] | FALSE | FALSE | FALSE | FALSE | FALSE | #N/A
2526 | PL CUST2 | 70.282 | 0 | 2 | 0.006342 | 0.004183 | -0.001482 | 0.00152 | 0.035213 | -0.006342 | 0 | 0 | 0 | 0 | 0 | 0 | [8 empty] | FALSE | FALSE | FALSE | FALSE | FALSE | #N/A
2527 | STONEYPT | 0 | 0 | 5 | 0.00851 | 0.004531 | -0.001571 | 0.001604 | 0.27317 | -0.00851 | 0 | 0 | 0 | 0 | 0 | 0 | [8 empty] | FALSE | FALSE | FALSE | FALSE | FALSE | #N/A
2528 | ANNASS1T | 0 | 0 | 5 | 0.00851 | 0.004531 | -0.001571 | 0.001604 | 0.27317 | -0.00851 | 0 | 0 | 0 | 0 | 0 | 0 | [8 empty] | FALSE | FALSE | FALSE | FALSE | FALSE | #N/A
2777 | BCHSPG | 36.851 | 0 | 2 | 0.003089 | 0.006472 | -0.00342 | 0.003618 | -0.08489 | -0.003089 | 0 | 0 | 0 | 0 | 0 | 0 | [8 empty] | FALSE | FALSE | FALSE | FALSE | FALSE | #N/A
2776 | BCHSPG T | 0 | 0 | 2 | 0.003089 | 0.006472 | -0.00342 | 0.003618 | -0.08489 | -0.003089 | 0 | 0 | 0 | 0 | 0 | 0 | [8 empty] | FALSE | FALSE | FALSE | FALSE | FALSE | #N/A
2770 | E SIDE1 | 7.664 | 0 | 2 | 0.003281 | 0.006336 | -0.003296 | 0.003488 | -0.087381 | -0.003281 | 0 | 0 | 0 | 0 | 0 | 0 | [8 empty] | FALSE | FALSE | FALSE | FALSE | FALSE | #N/A
2530 | MCKINSW1 | 75.748 | 0 | 5 | 0.006906 | 0.004407 | -0.001586 | 0.001627 | 0.152 | -0.006906 | 0 | 0 | 0 | 0 | 0 | 0 | [8 empty] | FALSE | FALSE | FALSE | FALSE | FALSE | #N/A
2559 | CLT TAR2 | 69.793 | 0 | 2 | 0.00549 | 0.003328 | -0.001056 | 0.00108 | 0.00808 | -0.00549 | 0 | 0 | 0 | 0 | 0 | 0 | [8 empty] | FALSE | FALSE | FALSE | FALSE | FALSE | #N/A
2772 | E SIDE2 | 3.866 | 0 | 2 | 0.003184 | 0.006376 | -0.003339 | 0.003534 | -0.085541 | -0.003184 | 0 | 0 | 0 | 0 | 0 | 0 | [8 empty] | FALSE | FALSE | FALSE | FALSE | FALSE | #N/A
2531 | ALLEN 1 | 78.34 | 0 | 2 | 0.006563 | 0.004324 | -0.001555 | 0.001596 | 0.073614 | -0.006563 | 0 | 0 | 0 | 0 | 0 | 0 | [8 empty] | FALSE | FALSE | FALSE | FALSE | FALSE | #N/A
2532 | MCKIN TI | 7.697 | 0 | 5 | 0.006981 | 0.004425 | -0.001593 | 0.001634 | 0.16905 | -0.006981 | 0 | 0 | 0 | 0 | 0 | 0 | [8 empty] | FALSE | FALSE | FALSE | FALSE | FALSE | #N/A
2533 | ALLEN N1 | 43.886 | 0 | 5 | 0.006711 | 0.004359 | -0.001569 | 0.001609 | 0.10737 | -0.006711 | 0 | 0 | 0 | 0 | 0 | 0 | [8 empty] | FALSE | FALSE | FALSE | FALSE | FALSE | #N/A
2534 | SLOANCK | 0 | 0 | 5 | 0.006751 | 0.004366 | -0.00157 | 0.001611 | 0.11869 | -0.006751 | 0 | 0 | 0 | 0 | 0 | 0 | [8 empty] | FALSE | FALSE | FALSE | FALSE | FALSE | #N/A
2535 | CLT UPF | 10.298 | 0 | 2 | 0.006012 | 0.002142 | -0.000252 | 0.000213 | 0.017987 | -0.006012 | 0 | 0 | 0 | 0 | 0 | 0 | [8 empty] | FALSE | FALSE | FALSE | FALSE | FALSE | #N/A
2536 | CLT UPF2 | 32.418 | 0 | 2 | 0.006159 | 0.00214 | -0.000232 | 0.000191 | 0.01872 | -0.006159 | 0 | 0 | 0 | 0 | 0 | 0 | [8 empty] | FALSE | FALSE | FALSE | FALSE | FALSE | #N/A
2537 | CLT | 131.228 | 0 | 2 | 0.005648 | 0.001913 | -0.000162 | 0.000119 | 0.017173 | -0.005648 | 0 | 0 | 0 | 0 | 0 | 0 | [8 empty] | FALSE | FALSE | FALSE | FALSE | FALSE | #N/A
2538 | MONETY1 | 9.538 | 0 | 2 | 0.005845 | 0.002065 | -0.000228 | 0.000188 | 0.017494 | -0.005845 | 0 | 0 | 0 | 0 | 0 | 0 | [8 empty] | FALSE | FALSE | FALSE | FALSE | FALSE | #N/A
2539 | MONETY2 | 14.421 | 0 | 2 | 0.005986 | 0.002063 | -0.000208 | 0.000167 | 0.018198 | -0.005986 | 0 | 0 | 0 | 0 | 0 | 0 | [8 empty] | FALSE | FALSE | FALSE | FALSE | FALSE | #N/A
2540 | CROWN 1 | 26.712 | 0 | 2 | 0.004742 | 0.001557 | -6.7e-05 | 2.3e-05 | 0.014232 | -0.004742 | 0 | 0 | 0 | 0 | 0 | 0 | [8 empty] | FALSE | FALSE | FALSE | FALSE | FALSE | #N/A
2541 | CROWN 2 | 26.047 | 0 | 2 | 0.004844 | 0.001556 | -5.3e-05 | 7e-06 | 0.01474 | -0.004844 | 0 | 0 | 0 | 0 | 0 | 0 | [8 empty] | FALSE | FALSE | FALSE | FALSE | FALSE | #N/A
2529 | MCKIN 1 | 39.936 | 0 | 5 | 0.007051 | 0.004442 | -0.0016 | 0.00164 | 0.18511 | -0.007051 | 0 | 0 | 0 | 0 | 0 | 0 | [8 empty] | FALSE | FALSE | FALSE | FALSE | FALSE | #N/A
2562 | CLT RM 1 | 93.818 | 0 | 2 | 0.005745 | 0.003535 | -0.00115 | 0.001176 | 0.013142 | -0.005745 | 0 | 0 | 0 | 0 | 0 | 0 | [8 empty] | FALSE | FALSE | FALSE | FALSE | FALSE | #N/A
2576 | ADD TAP1 | 0 | 0 | 2 | 0.005489 | 0.003286 | -0.00103 | 0.001052 | 0.007726 | -0.005489 | 0 | 0 | 0 | 0 | 0 | 0 | [8 empty] | FALSE | FALSE | FALSE | FALSE | FALSE | #N/A
2557 | MCKINS2 | 0 | 0 | 5 | 0.006802 | 0.004378 | -0.001575 | 0.001615 | 0.13 | -0.006802 | 0 | 0 | 0 | 0 | 0 | 0 | [8 empty] | FALSE | FALSE | FALSE | FALSE | FALSE | #N/A
2748 | J MILLER | 5.247 | 0 | 2 | 0.002581 | 0.005633 | -0.002941 | 0.003144 | -0.058325 | -0.002581 | 0 | 0 | 0 | 0 | 0 | 0 | [8 empty] | FALSE | FALSE | FALSE | FALSE | FALSE | #N/A
2571 | CLT CC 1 | 27.366 | 0 | 2 | 0.004957 | 0.003594 | -0.001302 | 0.001351 | -0.002249 | -0.004957 | 0 | 0 | 0 | 0 | 0 | 0 | [8 empty] | FALSE | FALSE | FALSE | FALSE | FALSE | #N/A
2569 | ADD | 58.128 | 0 | 2 | 0.005489 | 0.003286 | -0.00103 | 0.001052 | 0.007726 | -0.005489 | 0 | 0 | 0 | 0 | 0 | 0 | [8 empty] | FALSE | FALSE | FALSE | FALSE | FALSE | #N/A
2567 | PVLGCRK2 | 0 | 0 | 2 | 0.005966 | 0.003714 | -0.001232 | 0.00126 | 0.01753 | -0.005966 | 0 | 0 | 0 | 0 | 0 | 0 | [8 empty] | FALSE | FALSE | FALSE | FALSE | FALSE | #N/A
2566 | PVLGCRK1 | 33.659 | 0 | 2 | 0.005895 | 0.003675 | -0.001218 | 0.001245 | 0.016193 | -0.005895 | 0 | 0 | 0 | 0 | 0 | 0 | [8 empty] | FALSE | FALSE | FALSE | FALSE | FALSE | #N/A
2565 | N PRK 2 | 52.826 | 0 | 2 | 0.005885 | 0.003648 | -0.001202 | 0.001229 | 0.015916 | -0.005885 | 0 | 0 | 0 | 0 | 0 | 0 | [8 empty] | FALSE | FALSE | FALSE | FALSE | FALSE | #N/A
2564 | N PRK 1 | 43.985 | 0 | 2 | 0.00579 | 0.003586 | -0.001176 | 0.001203 | 0.014086 | -0.00579 | 0 | 0 | 0 | 0 | 0 | 0 | [8 empty] | FALSE | FALSE | FALSE | FALSE | FALSE | #N/A
2739 | GRL BT T | 0 | 0 | 2 | 0.004228 | 0.005657 | -0.002725 | 0.002862 | -0.087722 | -0.004228 | 0 | 0 | 0 | 0 | 0 | 0 | [8 empty] | FALSE | FALSE | FALSE | FALSE | FALSE | #N/A
2577 | ADD TAP2 | 0 | 0 | 2 | 0.005472 | 0.003314 | -0.00105 | 0.001073 | 0.007717 | -0.005472 | 0 | 0 | 0 | 0 | 0 | 0 | [8 empty] | FALSE | FALSE | FALSE | FALSE | FALSE | #N/A
2736 | ROWLETT | 71.453 | 0 | 2 | 0.004363 | 0.005664 | -0.002709 | 0.00284 | -0.090805 | -0.004363 | 0 | 0 | 0 | 0 | 0 | 0 | [8 empty] | FALSE | FALSE | FALSE | FALSE | FALSE | #N/A
2747 | THRN E1T | 0 | 0 | 2 | 0.0035 | 0.005774 | -0.002903 | 0.003072 | -0.077953 | -0.0035 | 0 | 0 | 0 | 0 | 0 | 0 | [8 empty] | FALSE | FALSE | FALSE | FALSE | FALSE | #N/A
2746 | SCYENE2 | 13.583 | 0 | 2 | 0.002581 | 0.005633 | -0.002941 | 0.003144 | -0.058325 | -0.002581 | 0 | 0 | 0 | 0 | 0 | 0 | [8 empty] | FALSE | FALSE | FALSE | FALSE | FALSE | #N/A
2745 | SCYENE1 | 13.184 | 0 | 2 | 0.002872 | 0.005746 | -0.002973 | 0.003166 | -0.066328 | -0.002872 | 0 | 0 | 0 | 0 | 0 | 0 | [8 empty] | FALSE | FALSE | FALSE | FALSE | FALSE | #N/A
2744 | SCYENE2T | 0 | 0 | 2 | 0.002581 | 0.005633 | -0.002941 | 0.003144 | -0.058325 | -0.002581 | 0 | 0 | 0 | 0 | 0 | 0 | [8 empty] | FALSE | FALSE | FALSE | FALSE | FALSE | #N/A
2743 | SCYENE1T | 0 | 0 | 2 | 0.002872 | 0.005746 | -0.002973 | 0.003166 | -0.066328 | -0.002872 | 0 | 0 | 0 | 0 | 0 | 0 | [8 empty] | FALSE | FALSE | FALSE | FALSE | FALSE | #N/A
2740 | GRL BT | 35.814 | 0 | 2 | 0.004228 | 0.005657 | -0.002725 | 0.002862 | -0.087722 | -0.004228 | 0 | 0 | 0 | 0 | 0 | 0 | [8 empty] | FALSE | FALSE | FALSE | FALSE | FALSE | #N/A
2742 | MSQT N T | 0 | 0 | 2 | 0.003907 | 0.005702 | -0.0028 | 0.002952 | -0.083126 | -0.003907 | 0 | 0 | 0 | 0 | 0 | 0 | [8 empty] | FALSE | FALSE | FALSE | FALSE | FALSE | #N/A
6911 | MSQTV RC | 0.132 | 0 | 2 | 0.003162 | 0.006398 | -0.003358 | 0.003553 | -0.085391 | -0.003162 | 0 | 0 | 0 | 0 | 0 | 0 | [8 empty] | FALSE | FALSE | FALSE | FALSE | FALSE | #N/A
6910 | MSQT RC | 1.255 | 0 | 2 | 0.003162 | 0.006398 | -0.003358 | 0.003553 | -0.085391 | -0.003162 | 0 | 0 | 0 | 0 | 0 | 0 | [8 empty] | FALSE | FALSE | FALSE | FALSE | FALSE | #N/A
6909 | ALNN RC | 18.727 | 0 | 5 | 0.006701 | 0.004353 | -0.001565 | 0.001606 | 0.10738 | -0.006701 | 0 | 0 | 0 | 0 | 0 | 0 | [8 empty] | FALSE | FALSE | FALSE | FALSE | FALSE | #N/A
6920 | DCKCV RC | 10.216 | 0 | 2 | 0.004232 | 0.009129 | -0.004844 | 0.004855 | 0.055214 | -0.004232 | 0 | 0 | 0 | 0 | 0 | 0 | [8 empty] | FALSE | FALSE | FALSE | FALSE | FALSE | #N/A
7073 | GOLDTH06 | 0 | 0 | 2 | 0.083954 | 0.21358 | 0.079695 | -0.094363 | -0.011566 | -0.083954 | 0 | 0 | 0 | 0 | 0 | 0 | [8 empty] | FALSE | FALSE | FALSE | FALSE | FALSE | #N/A
48721 | LIM1 | 0 | 842 | 2 | 0.003616 | 0.049152 | -0.029353 | 0.032186 | -0.034815 | -0.003616 | 0 | 0 | 0 | 0 | 0 | 0 | [8 empty] | FALSE | FALSE | FALSE | FALSE | FALSE | #N/A
7386 | CAMPBO13 | 2.943 | 0 | 2 | 0.12672 | 0.069518 | 0.031461 | -0.036879 | -0.002839 | -0.12672 | 0 | 0 | 0 | 0 | 0 | 0 | [8 empty] | FALSE | FALSE | FALSE | FALSE | FALSE | #N/A
6912 | COMMS RC | 1.216 | 0 | 5 | 0.006618 | 0.005638 | -0.002445 | 0.002512 | 0.2363 | -0.006618 | 0 | 0 | 0 | 0 | 0 | 0 | [8 empty] | FALSE | FALSE | FALSE | FALSE | FALSE | #N/A
48722 | LIM2 | 0 | 875 | 2 | 0.003616 | 0.049152 | -0.029353 | 0.032186 | -0.034815 | -0.003616 | 0 | 0 | 0 | 0 | 0 | 0 | [8 empty] | FALSE | FALSE | FALSE | FALSE | FALSE | #N/A
46020 | LIMEST 5 | 0 | 0 | 2 | 0.003616 | 0.049152 | -0.029353 | 0.032186 | -0.034815 | -0.003616 | 0 | 0 | 0 | 0 | 0 | 0 | [8 empty] | FALSE | FALSE | FALSE | FALSE | FALSE | #N/A
6928 | TOOL RC | 2.648 | 0 | 2 | 0.002897 | 0.006579 | -0.003851 | 0.003074 | -0.054619 | -0.002897 | 0 | 0 | 0 | 0 | 0 | 0 | [8 empty] | FALSE | FALSE | FALSE | FALSE | FALSE | #N/A
6900 | KEMP RC | 13.182 | 0 | 2 | 0.003136 | 0.006503 | -0.003652 | 0.003208 | -0.065988 | -0.003136 | 0 | 0 | 0 | 0 | 0 | 0 | [8 empty] | FALSE | FALSE | FALSE | FALSE | FALSE | #N/A
6908 | SCURY RC | 0 | 0 | 2 | 0.00333 | 0.006441 | -0.00349 | 0.003317 | -0.075219 | -0.00333 | 0 | 0 | 0 | 0 | 0 | 0 | [8 empty] | FALSE | FALSE | FALSE | FALSE | FALSE | #N/A
7070 | GOLDTH13 | 10.578 | 0 | 2 | 0.093842 | 0.17581 | 0.06707 | -0.079319 | -0.009325 | -0.093842 | 0 | 0 | 0 | 0 | 0 | 0 | [8 empty] | FALSE | FALSE | FALSE | FALSE | FALSE | #N/A
37510 | VLLYMILS | 5.8 | 0 | 2 | 0.022588 | -0.048532 | 0.027531 | -0.030992 | -0.017726 | -0.022588 | 0 | 0 | 0 | 0 | 0 | 0 | [8 empty] | FALSE | FALSE | FALSE | FALSE | FALSE | #N/A
6943 | WLSNCRK | 10.699 | 0 | 5 | 0.010332 | 0.00404 | -0.001103 | 0.001099 | 0.16931 | -0.010332 | 0 | 0 | 0 | 0 | 0 | 0 | [8 empty] | FALSE | FALSE | FALSE | FALSE | FALSE | #N/A
37790 | HAMILTON | 7 | 0 | 2 | 0.040484 | -0.031524 | 0.028028 | -0.031989 | -0.014318 | -0.040484 | 0 | 0 | 0 | 0 | 0 | 0 | [8 empty] | FALSE | FALSE | FALSE | FALSE | FALSE | #N/A
37490 | HNDLYTAP | 0 | 0 | 2 | 0.022588 | -0.048532 | 0.027531 | -0.030992 | -0.017726 | -0.022588 | 0 | 0 | 0 | 0 | 0 | 0 | [8 empty] | FALSE | FALSE | FALSE | FALSE | FALSE | #N/A
37500 | HANDLEY | 5.7 | 0 | 2 | 0.022588 | -0.048532 | 0.027531 | -0.030992 | -0.017726 | -0.022588 | 0 | 0 | 0 | 0 | 0 | 0 | [8 empty] | FALSE | FALSE | FALSE | FALSE | FALSE | #N/A
32895 | BDGPRT | 12.6 | 0 | 2 | 0.049257 | 0.00236 | 0.002655 | -0.003055 | 0.049 | -0.049257 | 0 | 0 | 0 | 0 | 0 | 0 | [8 empty] | FALSE | FALSE | FALSE | FALSE | FALSE | #N/A
37620 | CLFTNTAP | 0 | 0 | 2 | 0.022588 | -0.048532 | 0.027531 | -0.030992 | -0.017726 | -0.022588 | 0 | 0 | 0 | 0 | 0 | 0 | [8 empty] | FALSE | FALSE | FALSE | FALSE | FALSE | #N/A
37630 | CLIFTON2 | 6.5 | 0 | 2 | 0.022588 | -0.048532 | 0.027531 | -0.030992 | -0.017726 | -0.022588 | 0 | 0 | 0 | 0 | 0 | 0 | [8 empty] | FALSE | FALSE | FALSE | FALSE | FALSE | #N/A
37650 | MERDNTAP | 0 | 0 | 2 | 0.052975 | -0.029933 | 0.021953 | -0.024764 | -0.011397 | -0.052975 | 0 | 0 | 0 | 0 | 0 | 0 | [8 empty] | FALSE | FALSE | FALSE | FALSE | FALSE | #N/A
37660 | MERIDIAN | 4.3 | 0 | 2 | 0.052975 | -0.029933 | 0.021953 | -0.024764 | -0.011397 | -0.052975 | 0 | 0 | 0 | 0 | 0 | 0 | [8 empty] | FALSE | FALSE | FALSE | FALSE | FALSE | #N/A
37680 | WALNTSPR | 2.8 | 0 | 2 | 0.052975 | -0.029933 | 0.021953 | -0.024764 | -0.011397 | -0.052975 | 0 | 0 | 0 | 0 | 0 | 0 | [8 empty] | FALSE | FALSE | FALSE | FALSE | FALSE | #N/A
37700 | GLENROSE | 17.5 | 0 | 2 | 0.052975 | -0.029933 | 0.021953 | -0.024764 | -0.011397 | -0.052975 | 0 | 0 | 0 | 0 | 0 | 0 | [8 empty] | FALSE | FALSE | FALSE | FALSE | FALSE | #N/A
37740 | HICOTAP | 0 | 0 | 2 | 0.049051 | -0.030432 | 0.023861 | -0.027034 | -0.012315 | -0.049051 | 0 | 0 | 0 | 0 | 0 | 0 | [8 empty] | FALSE | FALSE | FALSE | FALSE | FALSE | #N/A
12421 | FPLEFR2A | 0 | 160 | 2 | 0.003738 | 0.006955 | -0.003602 | 0.003816 | -0.11717 | -0.003738 | 0.59808 | 1.1128 | -0.57632 | 0.61056 | -18.7474 | -0.59808 | [8 empty] | FALSE | TRUE | FALSE | FALSE | FALSE | #N/A
37770 | HAMLTNCO | 3.3 | 0 | 2 | 0.040484 | -0.031524 | 0.028028 | -0.031989 | -0.014318 | -0.040484 | 0 | 0 | 0 | 0 | 0 | 0 | [8 empty] | FALSE | FALSE | FALSE | FALSE | FALSE | #N/A
37011 | BIOEG | -4 | 0 | 2 | 0.008788 | 0.002557 | -0.000155 | 9.3e-05 | 0.025256 | -0.008788 | 0 | 0 | 0 | 0 | 0 | 0 | [8 empty] | FALSE | FALSE | FALSE | FALSE | FALSE | #N/A
37810 | HILL CO | 4.8 | 0 | 2 | 0.003708 | -0.02209 | 0.010654 | -0.011941 | -0.015561 | -0.003708 | 0 | 0 | 0 | 0 | 0 | 0 | [8 empty] | FALSE | FALSE | FALSE | FALSE | FALSE | #N/A
37830 | OLNEY | 8.9 | 0 | 1 | 0.34713 | 0.008318 | 0.007618 | -0.0087 | 0.011874 | -0.34713 | 0 | 0 | 0 | 0 | 0 | 0 | [8 empty] | FALSE | FALSE | FALSE | FALSE | FALSE | #N/A
37850 | THURBER | 6.3 | 0 | 1 | 0.26945 | 0.009605 | 0.011469 | -0.013111 | 0.005351 | -0.26945 | 0 | 0 | 0 | 0 | 0 | 0 | [8 empty] | FALSE | FALSE | FALSE | FALSE | FALSE | #N/A
37860 | SBENDTNP | 0.5 | 0 | 1 | 0.33516 | 0.00822 | 0.008248 | -0.009419 | 0.010345 | -0.33516 | 0 | 0 | 0 | 0 | 0 | 0 | [8 empty] | FALSE | FALSE | FALSE | FALSE | FALSE | #N/A
37870 | GRAHAM | 0.9 | 0 | 1 | 0.33695 | 0.007717 | 0.007763 | -0.008861 | 0.011027 | -0.33695 | 0 | 0 | 0 | 0 | 0 | 0 | [8 empty] | FALSE | FALSE | FALSE | FALSE | FALSE | #N/A
37890 | BRYSON | 2.5 | 0 | 1 | 0.33695 | 0.007717 | 0.007763 | -0.008861 | 0.011027 | -0.33695 | 0 | 0 | 0 | 0 | 0 | 0 | [8 empty] | FALSE | FALSE | FALSE | FALSE | FALSE | #N/A
13662 | TELMC SS | 0 | 0 | 2 | 0.010099 | -0.1124 | 0.061202 | -0.071707 | -0.022758 | -0.010099 | 0 | 0 | 0 | 0 | 0 | 0 | [8 empty] | FALSE | FALSE | FALSE | FALSE | FALSE | #N/A
12424 | FPLEFR2S | 0 | 401 | 2 | 0.003738 | 0.006955 | -0.003602 | 0.003816 | -0.11717 | -0.003738 | 1.4989 | 2.789 | -1.4444 | 1.5302 | -46.9856 | -1.4989 | [8 empty] | FALSE | TRUE | FALSE | FALSE | FALSE | #N/A
12423 | FPLEFR2C | 0 | 156 | 2 | 0.003738 | 0.006955 | -0.003602 | 0.003816 | -0.11717 | -0.003738 | 0.58313 | 1.085 | -0.56191 | 0.5953 | -18.2787 | -0.58313 | [8 empty] | FALSE | TRUE | FALSE | FALSE | FALSE | #N/A
12422 | FPLEFR2B | 0 | 158 | 2 | 0.003738 | 0.006955 | -0.003602 | 0.003816 | -0.11717 | -0.003738 | 0.5906 | 1.0989 | -0.56912 | 0.60293 | -18.513 | -0.5906 | [8 empty] | FALSE | TRUE | FALSE | FALSE | FALSE | #N/A
37750 | HICO | 3.1 | 0 | 2 | 0.049051 | -0.030432 | 0.023861 | -0.027034 | -0.012315 | -0.049051 | 0 | 0 | 0 | 0 | 0 | 0 | [8 empty] | FALSE | FALSE | FALSE | FALSE | FALSE | #N/A
37410 | LKWHITNY | 0 | 0 | 2 | 0.016013 | -0.0582 | 0.025188 | -0.027962 | -0.018797 | -0.016013 | 0 | 0 | 0 | 0 | 0 | 0 | [8 empty] | FALSE | FALSE | FALSE | FALSE | FALSE | #N/A
37120 | KRUGRVLE | 20.4 | 0 | 2 | 0.024098 | 0.003391 | 0.000275 | -0.000414 | 0.086051 | -0.024098 | 0 | 0 | 0 | 0 | 0 | 0 | [8 empty] | FALSE | FALSE | FALSE | FALSE | FALSE | #N/A
37200 | TRENTON | 1.3 | 0 | 5 | 0.010136 | 0.004767 | -0.001642 | 0.00167 | 0.2992 | -0.010136 | 0 | 0 | 0 | 0 | 0 | 0 | [8 empty] | FALSE | FALSE | FALSE | FALSE | FALSE | #N/A
37220 | LEONARD | 7.9 | 0 | 2 | 0.00478 | 0.005688 | -0.00266 | 0.002769 | -0.10034 | -0.00478 | 0 | 0 | 0 | 0 | 0 | 0 | [8 empty] | FALSE | FALSE | FALSE | FALSE | FALSE | #N/A
37100 | SOUTH TN | 60.5 | 0 | 2 | 0.008567 | 0.002565 | -0.000201 | 0.000144 | 0.024411 | -0.008567 | 0 | 0 | 0 | 0 | 0 | 0 | [8 empty] | FALSE | FALSE | FALSE | FALSE | FALSE | #N/A
37240 | BLUERDGE | 2.5 | 0 | 2 | 0.00478 | 0.005688 | -0.00266 | 0.002769 | -0.10034 | -0.00478 | 0 | 0 | 0 | 0 | 0 | 0 | [8 empty] | FALSE | FALSE | FALSE | FALSE | FALSE | #N/A
37250 | LONGNECK | 4.7 | 0 | 2 | 0.00478 | 0.005688 | -0.00266 | 0.002769 | -0.10034 | -0.00478 | 0 | 0 | 0 | 0 | 0 | 0 | [8 empty] | FALSE | FALSE | FALSE | FALSE | FALSE | #N/A
37260 | CLIMAX | 12.1 | 0 | 2 | 0.00478 | 0.005688 | -0.00266 | 0.002769 | -0.10034 | -0.00478 | 0 | 0 | 0 | 0 | 0 | 0 | [8 empty] | FALSE | FALSE | FALSE | FALSE | FALSE | #N/A
37280 | CLIMAX | 0 | 0 | 2 | 0.00478 | 0.005688 | -0.00266 | 0.002769 | -0.10034 | -0.00478 | 0 | 0 | 0 | 0 | 0 | 0 | [8 empty] | FALSE | FALSE | FALSE | FALSE | FALSE | #N/A
37290 | FRMRSVLE | 0 | 0 | 2 | 0.00478 | 0.005688 | -0.00266 | 0.002769 | -0.10034 | -0.00478 | 0 | 0 | 0 | 0 | 0 | 0 | [8 empty] | FALSE | FALSE | FALSE | FALSE | FALSE | #N/A
37550 | GATESVL1 | 2.3 | 0 | 2 | 0.03341 | -0.030826 | 0.032467 | -0.037312 | -0.016057 | -0.03341 | 0 | 0 | 0 | 0 | 0 | 0 | [8 empty] | FALSE | FALSE | FALSE | FALSE | FALSE | #N/A
37570 | GATESVL2 | 8.7 | 0 | 2 | 0.03341 | -0.030826 | 0.032467 | -0.037312 | -0.016057 | -0.03341 | 0 | 0 | 0 | 0 | 0 | 0 | [8 empty] | FALSE | FALSE | FALSE | FALSE | FALSE | #N/A
37520 | SYCAMORE | 4 | 0 | 2 | 0.032649 | -0.032071 | 0.03212 | -0.036868 | -0.016175 | -0.032649 | 0 | 0 | 0 | 0 | 0 | 0 | [8 empty] | FALSE | FALSE | FALSE | FALSE | FALSE | #N/A
37010 | LAKEPNTE | 49.7 | 0 | 2 | 0.008788 | 0.002557 | -0.000155 | 9.3e-05 | 0.025256 | -0.008788 | 0 | 0 | 0 | 0 | 0 | 0 | [8 empty] | FALSE | FALSE | FALSE | FALSE | FALSE | #N/A
37420 | LKWHITNY | 4.1 | 0 | 2 | 0.018317 | -0.054811 | 0.026009 | -0.029024 | -0.018422 | -0.018317 | 0 | 0 | 0 | 0 | 0 | 0 | [8 empty] | FALSE | FALSE | FALSE | FALSE | FALSE | #N/A
6904 | COMBINRC | 0 | 0 | 2 | 0.003731 | 0.00625 | -0.003247 | 0.003228 | -0.082369 | -0.003731 | 0 | 0 | 0 | 0 | 0 | 0 | [8 empty] | FALSE | FALSE | FALSE | FALSE | FALSE | #N/A
37440 | WHITNEY | 10.2 | 0 | 2 | 0.018317 | -0.054811 | 0.026009 | -0.029024 | -0.018422 | -0.018317 | 0 | 0 | 0 | 0 | 0 | 0 | [8 empty] | FALSE | FALSE | FALSE | FALSE | FALSE | #N/A
6906 | RAND RC | 0 | 0 | 2 | 0.00333 | 0.006441 | -0.00349 | 0.003317 | -0.075219 | -0.00333 | 0 | 0 | 0 | 0 | 0 | 0 | [8 empty] | FALSE | FALSE | FALSE | FALSE | FALSE | #N/A
37460 | OLSEN | 0 | 0 | 2 | 0.018135 | -0.055093 | 0.025961 | -0.02896 | -0.018451 | -0.018135 | 0 | 0 | 0 | 0 | 0 | 0 | [8 empty] | FALSE | FALSE | FALSE | FALSE | FALSE | #N/A
37470 | OLSEN | 0 | 0 | 2 | 0.022588 | -0.048532 | 0.027531 | -0.030992 | -0.017726 | -0.022588 | 0 | 0 | 0 | 0 | 0 | 0 | [8 empty] | FALSE | FALSE | FALSE | FALSE | FALSE | #N/A
37080 | LEWTI TN | 39.3 | 0 | 2 | 0.009381 | 0.002564 | -0.000108 | 4e-05 | 0.026256 | -0.009381 | 0 | 0 | 0 | 0 | 0 | 0 | [8 empty] | FALSE | FALSE | FALSE | FALSE | FALSE | #N/A
37060 | WEST TN | 80.7 | 0 | 2 | 0.011883 | 0.002574 | 0.000141 | -0.000239 | 0.031319 | -0.011883 | 0 | 0 | 0 | 0 | 0 | 0 | [8 empty] | FALSE | FALSE | FALSE | FALSE | FALSE | #N/A
37050 | HIGHL TN | 0 | 0 | 2 | 0.012766 | 0.002577 | 0.000229 | -0.000337 | 0.033107 | -0.012766 | 0 | 0 | 0 | 0 | 0 | 0 | [8 empty] | FALSE | FALSE | FALSE | FALSE | FALSE | #N/A
37030 | JONES ST | 44.4 | 0 | 2 | 0.011285 | 0.002529 | 0.0002 | -0.000303 | 0.031237 | -0.011285 | 0 | 0 | 0 | 0 | 0 | 0 | [8 empty] | FALSE | FALSE | FALSE | FALSE | FALSE | #N/A
37600 | CLIFTON1 | 6.1 | 0 | 2 | 0.022588 | -0.048532 | 0.027531 | -0.030992 | -0.017726 | -0.022588 | 0 | 0 | 0 | 0 | 0 | 0 | [8 empty] | FALSE | FALSE | FALSE | FALSE | FALSE | #N/A
37530 | CORYELCO | 10.1 | 0 | 2 | 0.03341 | -0.030826 | 0.032467 | -0.037312 | -0.016057 | -0.03341 | 0 | 0 | 0 | 0 | 0 | 0 | [8 empty] | FALSE | FALSE | FALSE | FALSE | FALSE | #N/A
6897 | NWTER RC | 20.79 | 0 | 2 | 0.004472 | 0.005858 | -0.002837 | 0.002907 | -0.092848 | -0.004472 | 0 | 0 | 0 | 0 | 0 | 0 | [8 empty] | FALSE | FALSE | FALSE | FALSE | FALSE | #N/A
6853 | CLIMAX | 11.528 | 0 | 5 | 0.00851 | 0.004531 | -0.001571 | 0.001604 | 0.27317 | -0.00851 | 0 | 0 | 0 | 0 | 0 | 0 | [8 empty] | FALSE | FALSE | FALSE | FALSE | FALSE | #N/A
37590 | JNESBORO | 0 | 0 | 2 | 0.034809 | -0.032246 | 0.030788 | -0.035271 | -0.015646 | -0.034809 | 0 | 0 | 0 | 0 | 0 | 0 | [8 empty] | FALSE | FALSE | FALSE | FALSE | FALSE | #N/A
6854 | COMME RC | 3.562 | 0 | 5 | 0.006699 | 0.005582 | -0.002404 | 0.00247 | 0.24197 | -0.006699 | 0 | 0 | 0 | 0 | 0 | 0 | [8 empty] | FALSE | FALSE | FALSE | FALSE | FALSE | #N/A
6880 | LUCAS RC | 6.713 | 0 | 2 | 0.00564 | 0.004865 | -0.002002 | 0.002074 | -0.026797 | -0.00564 | 0 | 0 | 0 | 0 | 0 | 0 | [8 empty] | FALSE | FALSE | FALSE | FALSE | FALSE | #N/A
6879 | PARKR RC | 0 | 0 | 2 | 0.006416 | 0.004288 | -0.001542 | 0.001582 | 0.039945 | -0.006416 | 0 | 0 | 0 | 0 | 0 | 0 | [8 empty] | FALSE | FALSE | FALSE | FALSE | FALSE | #N/A
6878 | ALLEN RC | 8.423 | 0 | 2 | 0.006563 | 0.004324 | -0.001555 | 0.001596 | 0.073614 | -0.006563 | 0 | 0 | 0 | 0 | 0 | 0 | [8 empty] | FALSE | FALSE | FALSE | FALSE | FALSE | #N/A
6877 | STONYRC | 8.606 | 0 | 5 | 0.00851 | 0.004531 | -0.001571 | 0.001604 | 0.27317 | -0.00851 | 0 | 0 | 0 | 0 | 0 | 0 | [8 empty] | FALSE | FALSE | FALSE | FALSE | FALSE | #N/A
6856 | CADML RC | 0 | 0 | 2 | 0.004991 | 0.005762 | -0.002711 | 0.002785 | -0.018385 | -0.004991 | 0 | 0 | 0 | 0 | 0 | 0 | [8 empty] | FALSE | FALSE | FALSE | FALSE | FALSE | #N/A
6857 | COMMW RC | 0.449 | 0 | 5 | 0.006618 | 0.005638 | -0.002445 | 0.002512 | 0.2363 | -0.006618 | 0 | 0 | 0 | 0 | 0 | 0 | [8 empty] | FALSE | FALSE | FALSE | FALSE | FALSE | #N/A
6896 | OAKGV RC | 41.062 | 0 | 2 | 0.00333 | 0.006441 | -0.00349 | 0.003317 | -0.075219 | -0.00333 | 0 | 0 | 0 | 0 | 0 | 0 | [8 empty] | FALSE | FALSE | FALSE | FALSE | FALSE | #N/A
6884 | QUINL RC | 0 | 0 | 2 | 0.004687 | 0.005739 | -0.002714 | 0.00281 | -0.098083 | -0.004687 | 0 | 0 | 0 | 0 | 0 | 0 | [8 empty] | FALSE | FALSE | FALSE | FALSE | FALSE | #N/A
6865 | FRNYW RC | 6.893 | 0 | 2 | 0.003576 | 0.006307 | -0.003228 | 0.003412 | -0.093824 | -0.003576 | 0 | 0 | 0 | 0 | 0 | 0 | [8 empty] | FALSE | FALSE | FALSE | FALSE | FALSE | #N/A
6882 | WIELD RC | 0 | 0 | 2 | 0.004687 | 0.005739 | -0.002714 | 0.00281 | -0.098083 | -0.004687 | 0 | 0 | 0 | 0 | 0 | 0 | [8 empty] | FALSE | FALSE | FALSE | FALSE | FALSE | #N/A
6866 | FORNY RC | 0 | 0 | 2 | 0.003483 | 0.006355 | -0.003272 | 0.003462 | -0.093295 | -0.003483 | 0 | 0 | 0 | 0 | 0 | 0 | [8 empty] | FALSE | FALSE | FALSE | FALSE | FALSE | #N/A
6898 | TERRL RC | 3.861 | 0 | 2 | 0.00426 | 0.005975 | -0.002959 | 0.003001 | -0.087688 | -0.00426 | 0 | 0 | 0 | 0 | 0 | 0 | [8 empty] | FALSE | FALSE | FALSE | FALSE | FALSE | #N/A
6876 | MCKINERC | 5.499 | 0 | 5 | 0.007051 | 0.004442 | -0.0016 | 0.00164 | 0.18511 | -0.007051 | 0 | 0 | 0 | 0 | 0 | 0 | [8 empty] | FALSE | FALSE | FALSE | FALSE | FALSE | #N/A
6902 | TALTY RC | 0 | 0 | 2 | 0.003731 | 0.00625 | -0.003247 | 0.003228 | -0.082369 | -0.003731 | 0 | 0 | 0 | 0 | 0 | 0 | [8 empty] | FALSE | FALSE | FALSE | FALSE | FALSE | #N/A
6870 | MCKINWRC | 2.776 | 0 | 5 | 0.006906 | 0.004407 | -0.001586 | 0.001627 | 0.152 | -0.006906 | 0 | 0 | 0 | 0 | 0 | 0 | [8 empty] | FALSE | FALSE | FALSE | FALSE | FALSE | #N/A
6871 | MLSSA | 0 | 0 | 5 | 0.007964 | 0.004531 | -0.001602 | 0.001639 | 0.2711 | -0.007964 | 0 | 0 | 0 | 0 | 0 | 0 | [8 empty] | FALSE | FALSE | FALSE | FALSE | FALSE | #N/A
6873 | MLSSA RC | 5.707 | 0 | 5 | 0.007046 | 0.004439 | -0.001598 | 0.001639 | 0.18512 | -0.007046 | 0 | 0 | 0 | 0 | 0 | 0 | [8 empty] | FALSE | FALSE | FALSE | FALSE | FALSE | #N/A
6874 | MCK121RC | 6.972 | 0 | 5 | 0.006701 | 0.004353 | -0.001565 | 0.001606 | 0.10738 | -0.006701 | 0 | 0 | 0 | 0 | 0 | 0 | [8 empty] | FALSE | FALSE | FALSE | FALSE | FALSE | #N/A
6875 | CHAMB RC | 8.003 | 0 | 5 | 0.007172 | 0.00447 | -0.00161 | 0.001651 | 0.21356 | -0.007172 | 0 | 0 | 0 | 0 | 0 | 0 | [8 empty] | FALSE | FALSE | FALSE | FALSE | FALSE | #N/A
12420 | FPLEFRB2 | 0 | 0 | 2 | 0.003738 | 0.006955 | -0.003602 | 0.003816 | -0.11717 | -0.003738 | 0 | 0 | 0 | 0 | 0 | 0 | [8 empty] | FALSE | FALSE | FALSE | FALSE | FALSE | #N/A
6894 | ROSHILRC | 41.249 | 0 | 2 | 0.003731 | 0.00625 | -0.003247 | 0.003228 | -0.082369 | -0.003731 | 0 | 0 | 0 | 0 | 0 | 0 | [8 empty] | FALSE | FALSE | FALSE | FALSE | FALSE | #N/A
12033 | HRTAGTP1 | 0 | 0 | 2 | 0.012708 | 0.001404 | 0.002245 | -0.00256 | 0.018687 | -0.012708 | 0 | 0 | 0 | 0 | 0 | 0 | [8 empty] | FALSE | FALSE | FALSE | FALSE | FALSE | #N/A
12414 | FPLEFR1S | 0 | 404 | 2 | 0.003738 | 0.006955 | -0.003602 | 0.003816 | -0.11717 | -0.003738 | 1.5102 | 2.8098 | -1.4552 | 1.5417 | -47.3371 | -1.5102 | [8 empty] | FALSE | TRUE | FALSE | FALSE | FALSE | #N/A
12413 | FPLEFR1C | 0 | 165 | 2 | 0.003738 | 0.006955 | -0.003602 | 0.003816 | -0.11717 | -0.003738 | 0.61677 | 1.1476 | -0.59433 | 0.62964 | -19.3332 | -0.61677 | [8 empty] | FALSE | TRUE | FALSE | FALSE | FALSE | #N/A
12412 | FPLEFR1B | 0 | 164 | 2 | 0.003738 | 0.006955 | -0.003602 | 0.003816 | -0.11717 | -0.003738 | 0.61303 | 1.1406 | -0.59073 | 0.62582 | -19.216 | -0.61303 | [8 empty] | FALSE | TRUE | FALSE | FALSE | FALSE | #N/A
6888 | WMUNS RC | 0 | 0 | 2 | 0.004687 | 0.005739 | -0.002714 | 0.00281 | -0.098083 | -0.004687 | 0 | 0 | 0 | 0 | 0 | 0 | [8 empty] | FALSE | FALSE | FALSE | FALSE | FALSE | #N/A
12411 | FPLEFR1A | 0 | 162 | 2 | 0.003738 | 0.006955 | -0.003602 | 0.003816 | -0.11717 | -0.003738 | 0.60556 | 1.1267 | -0.58352 | 0.61819 | -18.9817 | -0.60556 | [8 empty] | FALSE | TRUE | FALSE | FALSE | FALSE | #N/A
12410 | FPLEFRB1 | 0 | 0 | 2 | 0.003738 | 0.006955 | -0.003602 | 0.003816 | -0.11717 | -0.003738 | 0 | 0 | 0 | 0 | 0 | 0 | [8 empty] | FALSE | FALSE | FALSE | FALSE | FALSE | #N/A
12323 | ENTRAC12 | 0 | 119 | 2 | 0.000635 | 0.000261 | -0.000484 | 0.000104 | -0.031083 | -0.000635 | 0.075565 | 0.031059 | -0.057596 | 0.012376 | -3.6989 | -0.075565 | [8 empty] | FALSE | TRUE | FALSE | FALSE | FALSE | #N/A
12322 | ENTRAC11 | 0 | 216 | 2 | 0.000635 | 0.000261 | -0.000484 | 0.000104 | -0.031083 | -0.000635 | 0.13716 | 0.056376 | -0.10454 | 0.022464 | -6.7139 | -0.13716 | [8 empty] | FALSE | TRUE | FALSE | FALSE | FALSE | #N/A
12052 | BDWDSON2 | 0 | 0 | 2 | 0.004496 | 0.000192 | 0.001247 | -0.001413 | 0.008847 | -0.004496 | 0 | 0 | 0 | 0 | 0 | 0 | [8 empty] | FALSE | FALSE | FALSE | FALSE | FALSE | #N/A
12051 | BDWDSON1 | 0 | 0 | 2 | 0.003022 | 5e-06 | 0.001305 | -0.001474 | 0.007524 | -0.003022 | 0 | 0 | 0 | 0 | 0 | 0 | [8 empty] | FALSE | FALSE | FALSE | FALSE | FALSE | #N/A
6881 | WYLIE RC | 24.085 | 0 | 2 | 0.005639 | 0.004871 | -0.002006 | 0.002078 | -0.027392 | -0.005639 | 0 | 0 | 0 | 0 | 0 | 0 | [8 empty] | FALSE | FALSE | FALSE | FALSE | FALSE | #N/A
12034 | HRTAGTP2 | 0 | 0 | 2 | 0.01265 | 0.001364 | 0.00193 | -0.002205 | 0.018085 | -0.01265 | 0 | 0 | 0 | 0 | 0 | 0 | [8 empty] | FALSE | FALSE | FALSE | FALSE | FALSE | #N/A
6885 | CHIES RC | 0.101 | 0 | 2 | 0.004452 | 0.005669 | -0.002699 | 0.002825 | -0.09284 | -0.004452 | 0 | 0 | 0 | 0 | 0 | 0 | [8 empty] | FALSE | FALSE | FALSE | FALSE | FALSE | #N/A
6826 | ALHUB RC | 16.102 | 0 | 5 | 0.01064 | 0.004155 | -0.00117 | 0.00117 | 0.19635 | -0.01064 | 0 | 0 | 0 | 0 | 0 | 0 | [8 empty] | FALSE | FALSE | FALSE | FALSE | FALSE | #N/A
6886 | BLDSW RC | 69.166 | 0 | 2 | 0.004687 | 0.005739 | -0.002714 | 0.00281 | -0.098083 | -0.004687 | 0 | 0 | 0 | 0 | 0 | 0 | [8 empty] | FALSE | FALSE | FALSE | FALSE | FALSE | #N/A
6887 | CARTR RC | 3.036 | 0 | 2 | 0.004067 | 0.006075 | -0.003064 | 0.003084 | -0.085747 | -0.004067 | 0 | 0 | 0 | 0 | 0 | 0 | [8 empty] | FALSE | FALSE | FALSE | FALSE | FALSE | #N/A
6851 | NW WYLIC | 66.437 | 0 | 2 | 0.004949 | 0.005321 | -0.0024 | 0.002507 | -0.064745 | -0.004949 | 0 | 0 | 0 | 0 | 0 | 0 | [8 empty] | FALSE | FALSE | FALSE | FALSE | FALSE | #N/A
12036 | KEL MAG2 | 0 | 0 | 2 | 0.01265 | 0.001364 | 0.00193 | -0.002205 | 0.018085 | -0.01265 | 0 | 0 | 0 | 0 | 0 | 0 | [8 empty] | FALSE | FALSE | FALSE | FALSE | FALSE | #N/A
6845 | MARSHL | 11.802 | 0 | 2 | 0.002992 | 0.006668 | -0.003601 | 0.003714 | -0.081404 | -0.002992 | 0 | 0 | 0 | 0 | 0 | 0 | [8 empty] | FALSE | FALSE | FALSE | FALSE | FALSE | #N/A
12028 | COLYVIL2 | 0 | 0 | 2 | 0.008558 | 0.000879 | 0.002386 | -0.002706 | 0.014934 | -0.008558 | 0 | 0 | 0 | 0 | 0 | 0 | [8 empty] | FALSE | FALSE | FALSE | FALSE | FALSE | #N/A
6801 | ROSHILRC | 0 | 0 | 2 | 0.003731 | 0.00625 | -0.003247 | 0.003228 | -0.082369 | -0.003731 | 0 | 0 | 0 | 0 | 0 | 0 | [8 empty] | FALSE | FALSE | FALSE | FALSE | FALSE | #N/A
6773 | PCANBYU4 | 5.282 | 0 | 1 | 0.34137 | 0.019555 | 0.012722 | -0.014599 | 0.006911 | -0.34137 | 0 | 0 | 0 | 0 | 0 | 0 | [8 empty] | FALSE | FALSE | FALSE | FALSE | FALSE | #N/A
12026 | COLYVIL1 | 0 | 0 | 2 | 0.008318 | 0.000742 | 0.001567 | -0.001784 | 0.013178 | -0.008318 | 0 | 0 | 0 | 0 | 0 | 0 | [8 empty] | FALSE | FALSE | FALSE | FALSE | FALSE | #N/A
6846 | COPEN RC | 3.108 | 0 | 5 | 0.006523 | 0.005425 | -0.002318 | 0.002386 | 0.26052 | -0.006523 | 0 | 0 | 0 | 0 | 0 | 0 | [8 empty] | FALSE | FALSE | FALSE | FALSE | FALSE | #N/A
5261 | LEON STR | 0 | 0 | 4 | 0.021393 | 0.41334 | 0.19617 | -0.21796 | -0.025429 | -0.021393 | 0 | 0 | 0 | 0 | 0 | 0 | [8 empty] | FALSE | FALSE | FALSE | FALSE | FALSE | #N/A
5257 | LASIERRA | 64.345 | 0 | 4 | 0.021051 | 0.41567 | 0.19576 | -0.21685 | -0.02543 | -0.021051 | 0 | 0 | 0 | 0 | 0 | 0 | [8 empty] | FALSE | FALSE | FALSE | FALSE | FALSE | #N/A
5395 | SOMMERS | 0 | 0 | 4 | 0.021168 | 0.41441 | 0.19578 | -0.21754 | -0.025439 | -0.021168 | 0 | 0 | 0 | 0 | 0 | 0 | [8 empty] | FALSE | FALSE | FALSE | FALSE | FALSE | #N/A
5185 | GRISSOM | 122.914 | 0 | 4 | 0.02126 | 0.41514 | 0.19542 | -0.21677 | -0.025409 | -0.02126 | 0 | 0 | 0 | 0 | 0 | 0 | [8 empty] | FALSE | FALSE | FALSE | FALSE | FALSE | #N/A
5180 | GREEN MT | 55.979 | 0 | 4 | 0.020812 | 0.41724 | 0.19456 | -0.21607 | -0.025434 | -0.020812 | 0 | 0 | 0 | 0 | 0 | 0 | [8 empty] | FALSE | FALSE | FALSE | FALSE | FALSE | #N/A
5175 | GRANDVEW | 54.684 | 0 | 4 | 0.021034 | 0.41534 | 0.19552 | -0.21711 | -0.02544 | -0.021034 | 0 | 0 | 0 | 0 | 0 | 0 | [8 empty] | FALSE | FALSE | FALSE | FALSE | FALSE | #N/A
5396 | OWS1 | 0 | 427 | 4 | 0.021168 | 0.41441 | 0.19578 | -0.21754 | -0.025439 | -0.021168 | 9.0387 | 176.9539 | 83.5976 | -92.8913 | -10.8625 | -9.0387 | [8 empty] | FALSE | FALSE | FALSE | TRUE | FALSE | #N/A
5170 | FRED RD | 47.412 | 0 | 4 | 0.02108 | 0.41555 | 0.19559 | -0.21687 | -0.025428 | -0.02108 | 0 | 0 | 0 | 0 | 0 | 0 | [8 empty] | FALSE | FALSE | FALSE | FALSE | FALSE | #N/A
5285 | L A HT-A | 46.018 | 0 | 4 | 0.02104 | 0.4156 | 0.19562 | -0.21691 | -0.025433 | -0.02104 | 0 | 0 | 0 | 0 | 0 | 0 | [8 empty] | FALSE | FALSE | FALSE | FALSE | FALSE | #N/A
5165 | FRATT | 112.754 | 0 | 4 | 0.020822 | 0.41809 | 0.19332 | -0.21528 | -0.025415 | -0.020822 | 0 | 0 | 0 | 0 | 0 | 0 | [8 empty] | FALSE | FALSE | FALSE | FALSE | FALSE | #N/A
5160 | FT SAM | 33.866 | 0 | 4 | 0.020999 | 0.41565 | 0.19532 | -0.21693 | -0.025439 | -0.020999 | 0 | 0 | 0 | 0 | 0 | 0 | [8 empty] | FALSE | FALSE | FALSE | FALSE | FALSE | #N/A
5262 | LEON STR | 0 | 0 | 4 | 0.021393 | 0.41334 | 0.19617 | -0.21796 | -0.025429 | -0.021393 | 0 | 0 | 0 | 0 | 0 | 0 | [8 empty] | FALSE | FALSE | FALSE | FALSE | FALSE | #N/A
5260 | LEON | 0 | 0 | 4 | 0.021393 | 0.41334 | 0.19617 | -0.21796 | -0.025429 | -0.021393 | 0 | 0 | 0 | 0 | 0 | 0 | [8 empty] | FALSE | FALSE | FALSE | FALSE | FALSE | #N/A
5265 | LCP4 | 0 | 0 | 4 | 0.021393 | 0.41334 | 0.19617 | -0.21796 | -0.025429 | -0.021393 | 0 | 0 | 0 | 0 | 0 | 0 | [8 empty] | FALSE | FALSE | FALSE | FALSE | FALSE | #N/A
5269 | LCPCT4 | 0 | 46 | 4 | 0.021393 | 0.41334 | 0.19617 | -0.21796 | -0.025429 | -0.021393 | 0.98408 | 19.0135 | 9.0238 | -10.0262 | -1.1697 | -0.98408 | [8 empty] | FALSE | FALSE | FALSE | TRUE | FALSE | #N/A
5264 | LCP3 | 0 | 0 | 4 | 0.021393 | 0.41334 | 0.19617 | -0.21796 | -0.025429 | -0.021393 | 0 | 0 | 0 | 0 | 0 | 0 | [8 empty] | FALSE | FALSE | FALSE | FALSE | FALSE | #N/A
5268 | LCPCT3 | 0 | 46 | 4 | 0.021393 | 0.41334 | 0.19617 | -0.21796 | -0.025429 | -0.021393 | 0.98408 | 19.0135 | 9.0238 | -10.0262 | -1.1697 | -0.98408 | [8 empty] | FALSE | FALSE | FALSE | TRUE | FALSE | #N/A
5267 | LCPCT2 | 0 | 46 | 4 | 0.021393 | 0.41334 | 0.19617 | -0.21796 | -0.025429 | -0.021393 | 0.98408 | 19.0135 | 9.0238 | -10.0262 | -1.1697 | -0.98408 | [8 empty] | FALSE | FALSE | FALSE | TRUE | FALSE | #N/A
5400 | SPRUCE | 0 | 0 | 4 | 0.020648 | 0.41249 | 0.19884 | -0.22009 | -0.025548 | -0.020648 | 0 | 0 | 0 | 0 | 0 | 0 | [8 empty] | FALSE | FALSE | FALSE | FALSE | FALSE | #N/A
5397 | OWS2 | 0 | 337 | 4 | 0.021168 | 0.41441 | 0.19578 | -0.21754 | -0.025439 | -0.021168 | 7.1336 | 139.6568 | 65.9775 | -73.3123 | -8.5729 | -7.1336 | [8 empty] | FALSE | FALSE | FALSE | TRUE | FALSE | #N/A
5401 | JKS1 | 0 | 570 | 4 | 0.020648 | 0.41249 | 0.19884 | -0.22009 | -0.025548 | -0.020648 | 0 | 0 | 0 | 0 | 0 | 0 | [8 empty] | FALSE | FALSE | FALSE | FALSE | FALSE | #N/A
5255 | LAREDO | 81.776 | 0 | 4 | 0.02116 | 0.41511 | 0.19561 | -0.21702 | -0.025425 | -0.02116 | 0 | 0 | 0 | 0 | 0 | 0 | [8 empty] | FALSE | FALSE | FALSE | FALSE | FALSE | #N/A
5266 | LCPCT1 | 0 | 46 | 4 | 0.021393 | 0.41334 | 0.19617 | -0.21796 | -0.025429 | -0.021393 | 0.98408 | 19.0135 | 9.0238 | -10.0262 | -1.1697 | -0.98408 | [8 empty] | FALSE | FALSE | FALSE | TRUE | FALSE | #N/A
5305 | MEDINABS | 44.424 | 0 | 4 | 0.021348 | 0.41404 | 0.19581 | -0.21746 | -0.025419 | -0.021348 | 0 | 0 | 0 | 0 | 0 | 0 | [8 empty] | FALSE | FALSE | FALSE | FALSE | FALSE | #N/A
5439 | WBT4 | 0 | 0 | 4 | 0.020905 | 0.41579 | 0.19569 | -0.21707 | -0.025451 | -0.020905 | 0 | 0 | 0 | 0 | 0 | 0 | [8 empty] | FALSE | FALSE | FALSE | FALSE | FALSE | #N/A
5155 | FLORESVI | 29.384 | 0 | 4 | 0.020956 | 0.40953 | 0.19795 | -0.22156 | -0.02556 | -0.020956 | 0 | 0 | 0 | 0 | 0 | 0 | [8 empty] | FALSE | FALSE | FALSE | FALSE | FALSE | #N/A
5325 | OLMOS | 53.887 | 0 | 4 | 0.021 | 0.41566 | 0.19564 | -0.21695 | -0.025438 | -0.021 | 0 | 0 | 0 | 0 | 0 | 0 | [8 empty] | FALSE | FALSE | FALSE | FALSE | FALSE | #N/A
5390 | SOMERSET | 28.288 | 0 | 4 | 0.021824 | 0.41097 | 0.19721 | -0.21913 | -0.025423 | -0.021824 | 0 | 0 | 0 | 0 | 0 | 0 | [8 empty] | FALSE | FALSE | FALSE | FALSE | FALSE | #N/A
5385 | SO SAN | 56.975 | 0 | 4 | 0.021351 | 0.41365 | 0.19603 | -0.21779 | -0.025428 | -0.021351 | 0 | 0 | 0 | 0 | 0 | 0 | [8 empty] | FALSE | FALSE | FALSE | FALSE | FALSE | #N/A
5371 | SKYLINE | 0 | 0 | 4 | 0.020412 | 0.41602 | 0.19745 | -0.21812 | -0.025523 | -0.020412 | 0 | 0 | 0 | 0 | 0 | 0 | [8 empty] | FALSE | FALSE | FALSE | FALSE | FALSE | #N/A
5370 | SKYLIN-S | 145.026 | 0 | 4 | 0.020832 | 0.41581 | 0.19609 | -0.21724 | -0.025462 | -0.020832 | 0 | 0 | 0 | 0 | 0 | 0 | [8 empty] | FALSE | FALSE | FALSE | FALSE | FALSE | #N/A
5286 | L A HT-B | 23.208 | 0 | 4 | 0.020915 | 0.41579 | 0.19592 | -0.21707 | -0.025449 | -0.020915 | 0 | 0 | 0 | 0 | 0 | 0 | [8 empty] | FALSE | FALSE | FALSE | FALSE | FALSE | #N/A
5360 | RANDOLPH | 43.329 | 0 | 4 | 0.020878 | 0.4158 | 0.19584 | -0.21713 | -0.025455 | -0.020878 | 0 | 0 | 0 | 0 | 0 | 0 | [8 empty] | FALSE | FALSE | FALSE | FALSE | FALSE | #N/A
5211 | HILL CTY | 0 | 0 | 4 | 0.020616 | 0.41608 | 0.19682 | -0.21757 | -0.02549 | -0.020616 | 0 | 0 | 0 | 0 | 0 | 0 | [8 empty] | FALSE | FALSE | FALSE | FALSE | FALSE | #N/A
5350 | QUINTANA | 24.503 | 0 | 4 | 0.021351 | 0.4137 | 0.196 | -0.21774 | -0.025427 | -0.021351 | 0 | 0 | 0 | 0 | 0 | 0 | [8 empty] | FALSE | FALSE | FALSE | FALSE | FALSE | #N/A
5345 | PINN RD | 47.213 | 0 | 4 | 0.021315 | 0.41465 | 0.19551 | -0.21702 | -0.02541 | -0.021315 | 0 | 0 | 0 | 0 | 0 | 0 | [8 empty] | FALSE | FALSE | FALSE | FALSE | FALSE | #N/A
5335 | PEARSALL | 25.898 | 0 | 4 | 0.021376 | 0.4136 | 0.19603 | -0.21777 | -0.025425 | -0.021376 | 0 | 0 | 0 | 0 | 0 | 0 | [8 empty] | FALSE | FALSE | FALSE | FALSE | FALSE | #N/A
5332 | PARSONS | 87.056 | 0 | 4 | 0.021022 | 0.41543 | 0.19557 | -0.21707 | -0.02544 | -0.021022 | 0 | 0 | 0 | 0 | 0 | 0 | [8 empty] | FALSE | FALSE | FALSE | FALSE | FALSE | #N/A
5220 | HOLLYWD | 137.556 | 0 | 4 | 0.020851 | 0.41604 | 0.19589 | -0.21701 | -0.025454 | -0.020851 | 0 | 0 | 0 | 0 | 0 | 0 | [8 empty] | FALSE | FALSE | FALSE | FALSE | FALSE | #N/A
5190 | HARLANDA | 50.998 | 0 | 4 | 0.021322 | 0.41377 | 0.19599 | -0.21775 | -0.02543 | -0.021322 | 0 | 0 | 0 | 0 | 0 | 0 | [8 empty] | FALSE | FALSE | FALSE | FALSE | FALSE | #N/A
5230 | HOWARD | 0 | 0 | 4 | 0.021453 | 0.41307 | 0.19628 | -0.21808 | -0.025427 | -0.021453 | 0 | 0 | 0 | 0 | 0 | 0 | [8 empty] | FALSE | FALSE | FALSE | FALSE | FALSE | #N/A
5250 | KIRBY | 74.107 | 0 | 4 | 0.020987 | 0.41575 | 0.19525 | -0.21687 | -0.025438 | -0.020987 | 0 | 0 | 0 | 0 | 0 | 0 | [8 empty] | FALSE | FALSE | FALSE | FALSE | FALSE | #N/A
5210 | HILL CTY | 0 | 0 | 4 | 0.020961 | 0.41581 | 0.19584 | -0.21695 | -0.025442 | -0.020961 | 0 | 0 | 0 | 0 | 0 | 0 | [8 empty] | FALSE | FALSE | FALSE | FALSE | FALSE | #N/A
5209 | HILLCTYE | 0 | 0 | 4 | 0.020898 | 0.41583 | 0.19607 | -0.21709 | -0.025451 | -0.020898 | 0 | 0 | 0 | 0 | 0 | 0 | [8 empty] | FALSE | FALSE | FALSE | FALSE | FALSE | #N/A
5205 | HIGHLAND | 50.401 | 0 | 4 | 0.021094 | 0.41485 | 0.19568 | -0.21736 | -0.025441 | -0.021094 | 0 | 0 | 0 | 0 | 0 | 0 | [8 empty] | FALSE | FALSE | FALSE | FALSE | FALSE | #N/A
5200 | HELOTES | 117.236 | 0 | 4 | 0.021542 | 0.41514 | 0.19477 | -0.2161 | -0.025365 | -0.021542 | 0 | 0 | 0 | 0 | 0 | 0 | [8 empty] | FALSE | FALSE | FALSE | FALSE | FALSE | #N/A
5195 | HARMONY | 123.013 | 0 | 4 | 0.020923 | 0.41585 | 0.19587 | -0.217 | -0.025447 | -0.020923 | 0 | 0 | 0 | 0 | 0 | 0 | [8 empty] | FALSE | FALSE | FALSE | FALSE | FALSE | #N/A
5315 | NACDCH | 87.354 | 0 | 4 | 0.020901 | 0.41579 | 0.19572 | -0.21708 | -0.025451 | -0.020901 | 0 | 0 | 0 | 0 | 0 | 0 | [8 empty] | FALSE | FALSE | FALSE | FALSE | FALSE | #N/A
5310 | MERIDA | 73.41 | 0 | 4 | 0.021261 | 0.41454 | 0.19566 | -0.21724 | -0.025422 | -0.021261 | 0 | 0 | 0 | 0 | 0 | 0 | [8 empty] | FALSE | FALSE | FALSE | FALSE | FALSE | #N/A
5300 | MED CTR | 121.619 | 0 | 4 | 0.021059 | 0.41561 | 0.1957 | -0.21688 | -0.02543 | -0.021059 | 0 | 0 | 0 | 0 | 0 | 0 | [8 empty] | FALSE | FALSE | FALSE | FALSE | FALSE | #N/A
5187 | HAMILTON | 32.372 | 0 | 4 | 0.021119 | 0.41551 | 0.19559 | -0.21681 | -0.025423 | -0.021119 | 0 | 0 | 0 | 0 | 0 | 0 | [8 empty] | FALSE | FALSE | FALSE | FALSE | FALSE | #N/A
5295 | MARBACH | 91.837 | 0 | 4 | 0.021336 | 0.41462 | 0.19548 | -0.217 | -0.025408 | -0.021336 | 0 | 0 | 0 | 0 | 0 | 0 | [8 empty] | FALSE | FALSE | FALSE | FALSE | FALSE | #N/A
5290 | LYTLE | 25.101 | 0 | 4 | 0.02228 | 0.40902 | 0.19798 | -0.21993 | -0.025405 | -0.02228 | 0 | 0 | 0 | 0 | 0 | 0 | [8 empty] | FALSE | FALSE | FALSE | FALSE | FALSE | #N/A
5245 | KELLY | 42.333 | 0 | 4 | 0.021287 | 0.41439 | 0.19571 | -0.21731 | -0.025421 | -0.021287 | 0 | 0 | 0 | 0 | 0 | 0 | [8 empty] | FALSE | FALSE | FALSE | FALSE | FALSE | #N/A
5249 | KIRBY-2 | 0 | 0 | 4 | 0.020956 | 0.41576 | 0.19542 | -0.21695 | -0.025443 | -0.020956 | 0 | 0 | 0 | 0 | 0 | 0 | [8 empty] | FALSE | FALSE | FALSE | FALSE | FALSE | #N/A
5225 | HONDO | 15.041 | 0 | 4 | 0.023286 | 0.40492 | 0.19954 | -0.22152 | -0.025361 | -0.023286 | 0 | 0 | 0 | 0 | 0 | 0 | [8 empty] | FALSE | FALSE | FALSE | FALSE | FALSE | #N/A
2193 | ROGERS 2 | 19.177 | 0 | 2 | -0.015787 | -0.002825 | 0.003111 | -0.003431 | -0.004796 | 0.015787 | 0 | 0 | 0 | 0 | 0 | 0 | [8 empty] | FALSE | FALSE | FALSE | FALSE | FALSE | #N/A
5437 | WBT2 | 0 | 0 | 4 | 0.020905 | 0.41579 | 0.19569 | -0.21707 | -0.025451 | -0.020905 | 0 | 0 | 0 | 0 | 0 | 0 | [8 empty] | FALSE | FALSE | FALSE | FALSE | FALSE | #N/A
5490 | WESTSIDE | 71.318 | 0 | 4 | 0.021257 | 0.41474 | 0.19558 | -0.21709 | -0.025418 | -0.021257 | 0 | 0 | 0 | 0 | 0 | 0 | [8 empty] | FALSE | FALSE | FALSE | FALSE | FALSE | #N/A
5536 | NADA 9 | 2.825 | 0 | 4 | 0.016337 | 0.36434 | 0.16744 | -0.26329 | -0.027059 | -0.016337 | 0 | 0 | 0 | 0 | 0 | 0 | [8 empty] | FALSE | FALSE | FALSE | FALSE | FALSE | #N/A
5805 | QUIHSW9 | 0 | 0 | 4 | 0.023159 | 0.40474 | 0.19988 | -0.22188 | -0.025381 | -0.023159 | 0 | 0 | 0 | 0 | 0 | 0 | [8 empty] | FALSE | FALSE | FALSE | FALSE | FALSE | #N/A
5807 | CSTRSW9 | 0 | 0 | 4 | 0.023044 | 0.40524 | 0.19968 | -0.22167 | -0.025385 | -0.023044 | 0 | 0 | 0 | 0 | 0 | 0 | [8 empty] | FALSE | FALSE | FALSE | FALSE | FALSE | #N/A
5808 | CSTRVL9 | 8.44 | 0 | 4 | 0.023044 | 0.40524 | 0.19968 | -0.22167 | -0.025385 | -0.023044 | 0 | 0 | 0 | 0 | 0 | 0 | [8 empty] | FALSE | FALSE | FALSE | FALSE | FALSE | #N/A
5810 | BADER | 5.83 | 0 | 4 | 0.02301 | 0.40539 | 0.19962 | -0.22161 | -0.025387 | -0.02301 | 0 | 0 | 0 | 0 | 0 | 0 | [8 empty] | FALSE | FALSE | FALSE | FALSE | FALSE | #N/A
5811 | PEARSON9 | 0 | 0 | 4 | 0.022945 | 0.40568 | 0.1995 | -0.22149 | -0.025389 | -0.022945 | 0 | 0 | 0 | 0 | 0 | 0 | [8 empty] | FALSE | FALSE | FALSE | FALSE | FALSE | #N/A
5814 | DHANIS9 | 7.43 | 0 | 4 | 0.023312 | 0.40407 | 0.20015 | -0.22216 | -0.025376 | -0.023312 | 0 | 0 | 0 | 0 | 0 | 0 | [8 empty] | FALSE | FALSE | FALSE | FALSE | FALSE | #N/A
5816 | HONDO 9 | 7.52 | 0 | 4 | 0.023312 | 0.40407 | 0.20015 | -0.22216 | -0.025376 | -0.023312 | 0 | 0 | 0 | 0 | 0 | 0 | [8 empty] | FALSE | FALSE | FALSE | FALSE | FALSE | #N/A
5819 | HNC1388 | 0 | 0 | 4 | 0.023683 | 0.40334 | 0.20013 | -0.22212 | -0.025343 | -0.023683 | 0 | 0 | 0 | 0 | 0 | 0 | [8 empty] | FALSE | FALSE | FALSE | FALSE | FALSE | #N/A
5821 | HNCK699 | 0 | 0 | 4 | 0.023312 | 0.40407 | 0.20015 | -0.22216 | -0.025376 | -0.023312 | 0 | 0 | 0 | 0 | 0 | 0 | [8 empty] | FALSE | FALSE | FALSE | FALSE | FALSE | #N/A
5828 | DEVINE9 | 10.6 | 0 | 4 | 0.023196 | 0.4032 | 0.201 | -0.22305 | -0.025408 | -0.023196 | 0 | 0 | 0 | 0 | 0 | 0 | [8 empty] | FALSE | FALSE | FALSE | FALSE | FALSE | #N/A
5479 | AVR1-M | 0 | 0 | 4 | 0.020887 | 0.41356 | 0.1974 | -0.21872 | -0.025491 | -0.020887 | 0 | 0 | 0 | 0 | 0 | 0 | [8 empty] | FALSE | FALSE | FALSE | FALSE | FALSE | #N/A
116 | SALTY | 2.799 | 0 | 4 | 0.014844 | 0.50353 | 0.10434 | -0.12736 | -0.024317 | -0.014844 | 0 | 0 | 0 | 0 | 0 | 0 | [8 empty] | FALSE | FALSE | FALSE | FALSE | FALSE | #N/A
61 | BRANCHVL | 1.908 | 0 | 2 | 0.00828 | 0.066327 | 0.006786 | -0.010691 | -0.028499 | -0.00828 | 0 | 0 | 0 | 0 | 0 | 0 | [8 empty] | FALSE | FALSE | FALSE | FALSE | FALSE | #N/A
64 | MILANO | 2.398 | 0 | 4 | 0.011033 | 0.35676 | 0.047949 | -0.061545 | -0.02774 | -0.011033 | 0 | 0 | 0 | 0 | 0 | 0 | [8 empty] | FALSE | FALSE | FALSE | FALSE | FALSE | #N/A
65 | SILVRCTY | 2.516 | 0 | 2 | 0.008938 | 0.025217 | 0.021472 | -0.026952 | -0.026822 | -0.008938 | 0 | 0 | 0 | 0 | 0 | 0 | [8 empty] | FALSE | FALSE | FALSE | FALSE | FALSE | #N/A
73 | CALVRTSW | 0 | 0 | 2 | 0.008533 | 0.01316 | 0.021813 | -0.026898 | -0.026557 | -0.008533 | 0 | 0 | 0 | 0 | 0 | 0 | [8 empty] | FALSE | FALSE | FALSE | FALSE | FALSE | #N/A
75 | PETTIBON | 0.289 | 0 | 4 | 0.011882 | 0.40116 | 0.062422 | -0.078282 | -0.026785 | -0.011882 | 0 | 0 | 0 | 0 | 0 | 0 | [8 empty] | FALSE | FALSE | FALSE | FALSE | FALSE | #N/A
5857 | DEVINESW | 0 | 0 | 4 | 0.023176 | 0.40402 | 0.20041 | -0.22243 | -0.025394 | -0.023176 | 0 | 0 | 0 | 0 | 0 | 0 | [8 empty] | FALSE | FALSE | FALSE | FALSE | FALSE | #N/A
110 | BUCKHLTS | 4.168 | 0 | 2 | 0.008938 | 0.025217 | 0.021472 | -0.026952 | -0.026822 | -0.008938 | 0 | 0 | 0 | 0 | 0 | 0 | [8 empty] | FALSE | FALSE | FALSE | FALSE | FALSE | #N/A
5858 | NATLSW9 | 5.71 | 0 | 4 | 0.023092 | 0.40462 | 0.20008 | -0.22209 | -0.025392 | -0.023092 | 0 | 0 | 0 | 0 | 0 | 0 | [8 empty] | FALSE | FALSE | FALSE | FALSE | FALSE | #N/A
120 | TALBTRDG | 5.212 | 0 | 4 | 0.012452 | 0.43097 | 0.07214 | -0.08952 | -0.026144 | -0.012452 | 0 | 0 | 0 | 0 | 0 | 0 | [8 empty] | FALSE | FALSE | FALSE | FALSE | FALSE | #N/A
122 | SCHWRTNR | 4.828 | 0 | 2 | 0.017195 | 0.15924 | 0.095874 | -0.11529 | -0.023152 | -0.017195 | 0 | 0 | 0 | 0 | 0 | 0 | [8 empty] | FALSE | FALSE | FALSE | FALSE | FALSE | #N/A
123 | JARREL | 0 | 0 | 4 | 0.017686 | 0.19046 | 0.10075 | -0.12134 | -0.023268 | -0.017686 | 0 | 0 | 0 | 0 | 0 | 0 | [8 empty] | FALSE | FALSE | FALSE | FALSE | FALSE | #N/A
127 | THRNDLNT | 0.277 | 0 | 4 | 0.01572 | 0.48957 | 0.10952 | -0.13404 | -0.024314 | -0.01572 | 0 | 0 | 0 | 0 | 0 | 0 | [8 empty] | FALSE | FALSE | FALSE | FALSE | FALSE | #N/A
2192 | ROGERS 1 | 16.332 | 0 | 2 | -0.016504 | -0.002842 | 0.003192 | -0.003525 | -0.004519 | 0.016504 | 0 | 0 | 0 | 0 | 0 | 0 | [8 empty] | FALSE | FALSE | FALSE | FALSE | FALSE | #N/A
5478 | AVR1-CT2 | 0 | 144 | 4 | 0.020887 | 0.41356 | 0.1974 | -0.21872 | -0.025491 | -0.020887 | 3.0077 | 59.5528 | 28.4259 | -31.4955 | -3.6707 | -3.0077 | [8 empty] | FALSE | FALSE | FALSE | TRUE | FALSE | #N/A
77 | CALVERT | 2.839 | 0 | 2 | 0.008533 | 0.01316 | 0.021813 | -0.026898 | -0.026557 | -0.008533 | 0 | 0 | 0 | 0 | 0 | 0 | [8 empty] | FALSE | FALSE | FALSE | FALSE | FALSE | #N/A
5451 | USAA-A | 0 | 0 | 4 | 0.021043 | 0.41563 | 0.19574 | -0.2169 | -0.025432 | -0.021043 | 0 | 0 | 0 | 0 | 0 | 0 | [8 empty] | FALSE | FALSE | FALSE | FALSE | FALSE | #N/A
5412 | STCKDALE | 0 | 0 | 4 | 0.020936 | 0.40914 | 0.19812 | -0.22189 | -0.02557 | -0.020936 | 0 | 0 | 0 | 0 | 0 | 0 | [8 empty] | FALSE | FALSE | FALSE | FALSE | FALSE | #N/A
5415 | STONE GT | 71.218 | 0 | 4 | 0.020891 | 0.41647 | 0.19524 | -0.21654 | -0.025438 | -0.020891 | 0 | 0 | 0 | 0 | 0 | 0 | [8 empty] | FALSE | FALSE | FALSE | FALSE | FALSE | #N/A
5417 | STREICH | 10.359 | 0 | 4 | 0.021184 | 0.41415 | 0.1959 | -0.21772 | -0.025442 | -0.021184 | 0 | 0 | 0 | 0 | 0 | 0 | [8 empty] | FALSE | FALSE | FALSE | FALSE | FALSE | #N/A
5418 | SUTHRLND | 13.447 | 0 | 4 | 0.020936 | 0.40914 | 0.19812 | -0.22189 | -0.02557 | -0.020936 | 0 | 0 | 0 | 0 | 0 | 0 | [8 empty] | FALSE | FALSE | FALSE | FALSE | FALSE | #N/A
5419 | SW RSRCH | 15.738 | 0 | 4 | 0.021296 | 0.41468 | 0.19553 | -0.21704 | -0.025413 | -0.021296 | 0 | 0 | 0 | 0 | 0 | 0 | [8 empty] | FALSE | FALSE | FALSE | FALSE | FALSE | #N/A
5420 | TENTH ST | 139.847 | 0 | 4 | 0.021014 | 0.41552 | 0.1954 | -0.217 | -0.025439 | -0.021014 | 0 | 0 | 0 | 0 | 0 | 0 | [8 empty] | FALSE | FALSE | FALSE | FALSE | FALSE | #N/A
5425 | TERREL-A | 35.36 | 0 | 4 | 0.020926 | 0.41578 | 0.19558 | -0.21702 | -0.025448 | -0.020926 | 0 | 0 | 0 | 0 | 0 | 0 | [8 empty] | FALSE | FALSE | FALSE | FALSE | FALSE | #N/A
5426 | TERREL-B | 36.755 | 0 | 4 | 0.020926 | 0.41578 | 0.19558 | -0.21702 | -0.025448 | -0.020926 | 0 | 0 | 0 | 0 | 0 | 0 | [8 empty] | FALSE | FALSE | FALSE | FALSE | FALSE | #N/A
5428 | TOYOTA | 25.3 | 0 | 4 | 0.021393 | 0.4133 | 0.1962 | -0.21801 | -0.025431 | -0.021393 | 0 | 0 | 0 | 0 | 0 | 0 | [8 empty] | FALSE | FALSE | FALSE | FALSE | FALSE | #N/A
5435 | TUTTLE | 0 | 0 | 4 | 0.020905 | 0.41579 | 0.19569 | -0.21707 | -0.025451 | -0.020905 | 0 | 0 | 0 | 0 | 0 | 0 | [8 empty] | FALSE | FALSE | FALSE | FALSE | FALSE | #N/A
5436 | WBT1 | 0 | 0 | 4 | 0.020905 | 0.41579 | 0.19569 | -0.21707 | -0.025451 | -0.020905 | 0 | 0 | 0 | 0 | 0 | 0 | [8 empty] | FALSE | FALSE | FALSE | FALSE | FALSE | #N/A
5150 | FIVE PTS | 97.016 | 0 | 4 | 0.021186 | 0.41505 | 0.19559 | -0.21701 | -0.025422 | -0.021186 | 0 | 0 | 0 | 0 | 0 | 0 | [8 empty] | FALSE | FALSE | FALSE | FALSE | FALSE | #N/A
5438 | WBT3 | 0 | 0 | 4 | 0.020905 | 0.41579 | 0.19569 | -0.21707 | -0.025451 | -0.020905 | 0 | 0 | 0 | 0 | 0 | 0 | [8 empty] | FALSE | FALSE | FALSE | FALSE | FALSE | #N/A
5485 | WALZEM | 150.505 | 0 | 4 | 0.020883 | 0.41573 | 0.19597 | -0.21718 | -0.025455 | -0.020883 | 0 | 0 | 0 | 0 | 0 | 0 | [8 empty] | FALSE | FALSE | FALSE | FALSE | FALSE | #N/A
5461 | UTSA-ATP | 0 | 0 | 4 | 0.021211 | 0.41552 | 0.19539 | -0.21659 | -0.025408 | -0.021211 | 0 | 0 | 0 | 0 | 0 | 0 | [8 empty] | FALSE | FALSE | FALSE | FALSE | FALSE | #N/A
5477 | AVR1-ST1 | 0 | 164 | 4 | 0.020887 | 0.41356 | 0.1974 | -0.21872 | -0.025491 | -0.020887 | 3.4255 | 67.824 | 32.3739 | -35.8699 | -4.1805 | -3.4255 | [8 empty] | FALSE | FALSE | FALSE | TRUE | FALSE | #N/A
5476 | AVR1-CT1 | 0 | 143 | 4 | 0.020887 | 0.41356 | 0.1974 | -0.21872 | -0.025491 | -0.020887 | 2.9868 | 59.1392 | 28.2285 | -31.2768 | -3.6452 | -2.9868 | [8 empty] | FALSE | FALSE | FALSE | TRUE | FALSE | #N/A
5475 | VON ROSE | 0 | 0 | 4 | 0.020887 | 0.41356 | 0.1974 | -0.21872 | -0.025491 | -0.020887 | 0 | 0 | 0 | 0 | 0 | 0 | [8 empty] | FALSE | FALSE | FALSE | FALSE | FALSE | #N/A
5470 | FAIROAKS | 26.894 | 0 | 4 | 0.025483 | 0.42307 | 0.17082 | -0.1963 | -0.024459 | -0.025483 | 0 | 0 | 0 | 0 | 0 | 0 | [8 empty] | FALSE | FALSE | FALSE | FALSE | FALSE | #N/A
5467 | VLSI | 12.252 | 0 | 4 | 0.021287 | 0.41496 | 0.19544 | -0.21685 | -0.025408 | -0.021287 | 0 | 0 | 0 | 0 | 0 | 0 | [8 empty] | FALSE | FALSE | FALSE | FALSE | FALSE | #N/A
5369 | SKYLIN-N | 0 | 0 | 4 | 0.020828 | 0.41614 | 0.1958 | -0.21698 | -0.025455 | -0.020828 | 0 | 0 | 0 | 0 | 0 | 0 | [8 empty] | FALSE | FALSE | FALSE | FALSE | FALSE | #N/A
5462 | UTSA-BTP | 0 | 0 | 4 | 0.021195 | 0.41552 | 0.19546 | -0.21663 | -0.025411 | -0.021195 | 0 | 0 | 0 | 0 | 0 | 0 | [8 empty] | FALSE | FALSE | FALSE | FALSE | FALSE | #N/A
5450 | USAA-ATP | 0 | 0 | 4 | 0.021043 | 0.41563 | 0.19574 | -0.2169 | -0.025432 | -0.021043 | 0 | 0 | 0 | 0 | 0 | 0 | [8 empty] | FALSE | FALSE | FALSE | FALSE | FALSE | #N/A
5460 | UTSA | 93.331 | 0 | 4 | 0.021203 | 0.41552 | 0.19542 | -0.21661 | -0.02541 | -0.021203 | 0 | 0 | 0 | 0 | 0 | 0 | [8 empty] | FALSE | FALSE | FALSE | FALSE | FALSE | #N/A
5456 | USAA #2 | 6.375 | 0 | 4 | 0.021045 | 0.41563 | 0.19572 | -0.21689 | -0.025432 | -0.021045 | 0 | 0 | 0 | 0 | 0 | 0 | [8 empty] | FALSE | FALSE | FALSE | FALSE | FALSE | #N/A
5455 | USAA#2TP | 0 | 0 | 4 | 0.021045 | 0.41563 | 0.19572 | -0.21689 | -0.025432 | -0.021045 | 0 | 0 | 0 | 0 | 0 | 0 | [8 empty] | FALSE | FALSE | FALSE | FALSE | FALSE | #N/A
5453 | USAA-B | 14.044 | 0 | 4 | 0.021038 | 0.41564 | 0.19568 | -0.2169 | -0.025433 | -0.021038 | 0 | 0 | 0 | 0 | 0 | 0 | [8 empty] | FALSE | FALSE | FALSE | FALSE | FALSE | #N/A
5452 | USAA-BTP | 0 | 0 | 4 | 0.021038 | 0.41564 | 0.19568 | -0.2169 | -0.025433 | -0.021038 | 0 | 0 | 0 | 0 | 0 | 0 | [8 empty] | FALSE | FALSE | FALSE | FALSE | FALSE | #N/A
5410 | ST HEDWG | 85.163 | 0 | 4 | 0.021006 | 0.41559 | 0.19536 | -0.21696 | -0.025439 | -0.021006 | 0 | 0 | 0 | 0 | 0 | 0 | [8 empty] | FALSE | FALSE | FALSE | FALSE | FALSE | #N/A
5465 | VALLEY | 35.161 | 0 | 4 | 0.021213 | 0.41414 | 0.19586 | -0.21765 | -0.025437 | -0.021213 | 0 | 0 | 0 | 0 | 0 | 0 | [8 empty] | FALSE | FALSE | FALSE | FALSE | FALSE | #N/A
3678 | ROCKDALE | 14.856 | 0 | 4 | 0.012858 | 0.45219 | 0.079054 | -0.097515 | -0.025687 | -0.012858 | 0 | 0 | 0 | 0 | 0 | 0 | [8 empty] | FALSE | FALSE | FALSE | FALSE | FALSE | #N/A
3689 | MARAK | 6.685 | 0 | 2 | 0.010529 | -0.033051 | 0.064391 | -0.076082 | -0.022989 | -0.010529 | 0 | 0 | 0 | 0 | 0 | 0 | [8 empty] | FALSE | FALSE | FALSE | FALSE | FALSE | #N/A
3668 | RNDRK | 103.55 | 0 | 4 | 0.020505 | 0.41225 | 0.13379 | -0.16268 | -0.024133 | -0.020505 | 0 | 0 | 0 | 0 | 0 | 0 | [8 empty] | FALSE | FALSE | FALSE | FALSE | FALSE | #N/A
3669 | RNDRK WH | 14.818 | 0 | 4 | 0.02045 | 0.3988 | 0.13207 | -0.16046 | -0.024074 | -0.02045 | 0 | 0 | 0 | 0 | 0 | 0 | [8 empty] | FALSE | FALSE | FALSE | FALSE | FALSE | #N/A
3670 | RNDRK NE | 115.163 | 0 | 4 | 0.020007 | 0.42251 | 0.13186 | -0.16071 | -0.024176 | -0.020007 | 0 | 0 | 0 | 0 | 0 | 0 | [8 empty] | FALSE | FALSE | FALSE | FALSE | FALSE | #N/A
3672 | RNDRK S | 157.728 | 0 | 4 | 0.020811 | 0.42357 | 0.13674 | -0.16621 | -0.024182 | -0.020811 | 0 | 0 | 0 | 0 | 0 | 0 | [8 empty] | FALSE | FALSE | FALSE | FALSE | FALSE | #N/A
3673 | TAYLOR W | 4.894 | 0 | 4 | 0.018034 | 0.45366 | 0.12287 | -0.15093 | -0.024292 | -0.018034 | 0 | 0 | 0 | 0 | 0 | 0 | [8 empty] | FALSE | FALSE | FALSE | FALSE | FALSE | #N/A
3665 | PFLGRVIL | 99.241 | 0 | 4 | 0.019487 | 0.43904 | 0.13067 | -0.15986 | -0.024255 | -0.019487 | 0 | 0 | 0 | 0 | 0 | 0 | [8 empty] | FALSE | FALSE | FALSE | FALSE | FALSE | #N/A
3675 | ROGERS | 2.659 | 0 | 2 | 0.01183 | 0.11191 | 0.0771 | -0.092146 | -0.023361 | -0.01183 | 0 | 0 | 0 | 0 | 0 | 0 | [8 empty] | FALSE | FALSE | FALSE | FALSE | FALSE | #N/A
3661 | SALTY M | 0 | 0 | 4 | 0.014844 | 0.50353 | 0.10434 | -0.12736 | -0.024317 | -0.014844 | 0 | 0 | 0 | 0 | 0 | 0 | [8 empty] | FALSE | FALSE | FALSE | FALSE | FALSE | #N/A
3679 | TALBER M | 0 | 0 | 4 | 0.012452 | 0.43097 | 0.07214 | -0.08952 | -0.026144 | -0.012452 | 0 | 0 | 0 | 0 | 0 | 0 | [8 empty] | FALSE | FALSE | FALSE | FALSE | FALSE | #N/A
3682 | MILANO M | 0 | 0 | 4 | 0.011033 | 0.35676 | 0.047949 | -0.061545 | -0.02774 | -0.011033 | 0 | 0 | 0 | 0 | 0 | 0 | [8 empty] | FALSE | FALSE | FALSE | FALSE | FALSE | #N/A
3683 | MINERVA | 0 | 0 | 4 | 0.011882 | 0.40116 | 0.062422 | -0.078282 | -0.026785 | -0.011882 | 0 | 0 | 0 | 0 | 0 | 0 | [8 empty] | FALSE | FALSE | FALSE | FALSE | FALSE | #N/A
3684 | MINERVA | 1.994 | 0 | 4 | 0.011882 | 0.40116 | 0.062422 | -0.078282 | -0.026785 | -0.011882 | 0 | 0 | 0 | 0 | 0 | 0 | [8 empty] | FALSE | FALSE | FALSE | FALSE | FALSE | #N/A
3685 | CAMERON | 22.802 | 0 | 4 | 0.011882 | 0.40116 | 0.062422 | -0.078282 | -0.026785 | -0.011882 | 0 | 0 | 0 | 0 | 0 | 0 | [8 empty] | FALSE | FALSE | FALSE | FALSE | FALSE | #N/A
3686 | ROCKDALN | 4.463 | 0 | 4 | 0.011882 | 0.40116 | 0.062422 | -0.078282 | -0.026785 | -0.011882 | 0 | 0 | 0 | 0 | 0 | 0 | [8 empty] | FALSE | FALSE | FALSE | FALSE | FALSE | #N/A
3674 | ELGIN ET | 30.164 | 0 | 4 | 0.01828 | 0.45272 | 0.13876 | -0.18403 | -0.024953 | -0.01828 | 0 | 0 | 0 | 0 | 0 | 0 | [8 empty] | FALSE | FALSE | FALSE | FALSE | FALSE | #N/A
3654 | RNDRK SE | 68.004 | 0 | 4 | 0.019451 | 0.43857 | 0.13036 | -0.15946 | -0.024252 | -0.019451 | 0 | 0 | 0 | 0 | 0 | 0 | [8 empty] | FALSE | FALSE | FALSE | FALSE | FALSE | #N/A
5147 | FERN | 0 | 0 | 4 | 0.021022 | 0.41543 | 0.19557 | -0.21707 | -0.02544 | -0.021022 | 0 | 0 | 0 | 0 | 0 | 0 | [8 empty] | FALSE | FALSE | FALSE | FALSE | FALSE | #N/A
3432 | SAND 4 G | 0 | 579 | 4 | 0.014075 | 0.5158 | 0.099789 | -0.12149 | -0.024319 | -0.014075 | 0 | 0 | 0 | 0 | 0 | 0 | [8 empty] | FALSE | FALSE | FALSE | FALSE | FALSE | #N/A
3430 | SANDOW | 324.5 | 0 | 4 | 0.014075 | 0.5158 | 0.099789 | -0.12149 | -0.024319 | -0.014075 | 0 | 0 | 0 | 0 | 0 | 0 | [8 empty] | FALSE | FALSE | FALSE | FALSE | FALSE | #N/A
3429 | SANDOW | 0 | 0 | 4 | 0.013759 | 0.61127 | 0.10374 | -0.12548 | -0.023972 | -0.013759 | 0 | 0 | 0 | 0 | 0 | 0 | [8 empty] | FALSE | FALSE | FALSE | FALSE | FALSE | #N/A
3649 | TAYLOR | 0 | 0 | 4 | 0.015259 | 0.29445 | 0.10285 | -0.12629 | -0.023908 | -0.015259 | 0 | 0 | 0 | 0 | 0 | 0 | [8 empty] | FALSE | FALSE | FALSE | FALSE | FALSE | #N/A
3650 | ELGIN SS | 0 | 0 | 4 | 0.017645 | 0.45517 | 0.12225 | -0.15159 | -0.024362 | -0.017645 | 0 | 0 | 0 | 0 | 0 | 0 | [8 empty] | FALSE | FALSE | FALSE | FALSE | FALSE | #N/A
3666 | HUTTO SS | 34.512 | 0 | 4 | 0.019313 | 0.43679 | 0.12917 | -0.15796 | -0.024236 | -0.019313 | 0 | 0 | 0 | 0 | 0 | 0 | [8 empty] | FALSE | FALSE | FALSE | FALSE | FALSE | #N/A
3652 | COUPLAND | 4.033 | 0 | 4 | 0.016145 | 0.35414 | 0.11006 | -0.13568 | -0.024077 | -0.016145 | 0 | 0 | 0 | 0 | 0 | 0 | [8 empty] | FALSE | FALSE | FALSE | FALSE | FALSE | #N/A
3431 | SANDOW | 219.5 | 120 | 4 | 0.014075 | 0.5158 | 0.099789 | -0.12149 | -0.024319 | -0.014075 | 0 | 0 | 0 | 0 | 0 | 0 | [8 empty] | FALSE | FALSE | FALSE | FALSE | FALSE | #N/A
3655 | ELGIN | 0 | 0 | 4 | 0.016547 | 0.38124 | 0.11333 | -0.13995 | -0.024153 | -0.016547 | 0 | 0 | 0 | 0 | 0 | 0 | [8 empty] | FALSE | FALSE | FALSE | FALSE | FALSE | #N/A
3656 | RR SE NT | 0 | 0 | 4 | 0.019384 | 0.43771 | 0.12978 | -0.15873 | -0.024244 | -0.019384 | 0 | 0 | 0 | 0 | 0 | 0 | [8 empty] | FALSE | FALSE | FALSE | FALSE | FALSE | #N/A
3657 | RR SE ST | 0 | 0 | 4 | 0.019517 | 0.43943 | 0.13093 | -0.16019 | -0.024259 | -0.019517 | 0 | 0 | 0 | 0 | 0 | 0 | [8 empty] | FALSE | FALSE | FALSE | FALSE | FALSE | #N/A
3658 | TAYLOR | 46.449 | 0 | 4 | 0.017674 | 0.45842 | 0.12109 | -0.14894 | -0.024308 | -0.017674 | 0 | 0 | 0 | 0 | 0 | 0 | [8 empty] | FALSE | FALSE | FALSE | FALSE | FALSE | #N/A
3659 | THORNDAL | 7.047 | 0 | 4 | 0.01572 | 0.48957 | 0.10952 | -0.13404 | -0.024314 | -0.01572 | 0 | 0 | 0 | 0 | 0 | 0 | [8 empty] | FALSE | FALSE | FALSE | FALSE | FALSE | #N/A
3660 | GEORGETS | 6.26 | 0 | 4 | 0.020408 | 0.38835 | 0.13072 | -0.15874 | -0.024028 | -0.020408 | 0 | 0 | 0 | 0 | 0 | 0 | [8 empty] | FALSE | FALSE | FALSE | FALSE | FALSE | #N/A
3651 | ELGIN SS | 0 | 0 | 4 | 0.016547 | 0.38124 | 0.11333 | -0.13995 | -0.024153 | -0.016547 | 0 | 0 | 0 | 0 | 0 | 0 | [8 empty] | FALSE | FALSE | FALSE | FALSE | FALSE | #N/A
5112 | JTD2 | 0 | 413 | 4 | 0.020986 | 0.41557 | 0.19573 | -0.21706 | -0.025443 | -0.020986 | 0 | 0 | 0 | 0 | 0 | 0 | [8 empty] | FALSE | FALSE | FALSE | FALSE | FALSE | #N/A
5075 | CAPITOL | 16.734 | 0 | 4 | 0.020905 | 0.41579 | 0.19569 | -0.21707 | -0.025451 | -0.020905 | 0 | 0 | 0 | 0 | 0 | 0 | [8 empty] | FALSE | FALSE | FALSE | FALSE | FALSE | #N/A
5080 | CASTLEHL | 53.887 | 0 | 4 | 0.020957 | 0.41577 | 0.19584 | -0.21698 | -0.025443 | -0.020957 | 0 | 0 | 0 | 0 | 0 | 0 | [8 empty] | FALSE | FALSE | FALSE | FALSE | FALSE | #N/A
5085 | CHAVANEA | 67.433 | 0 | 4 | 0.021331 | 0.41356 | 0.1961 | -0.2179 | -0.025433 | -0.021331 | 0 | 0 | 0 | 0 | 0 | 0 | [8 empty] | FALSE | FALSE | FALSE | FALSE | FALSE | #N/A
5090 | CHULIE | 133.87 | 0 | 4 | 0.020957 | 0.41578 | 0.19568 | -0.21696 | -0.025443 | -0.020957 | 0 | 0 | 0 | 0 | 0 | 0 | [8 empty] | FALSE | FALSE | FALSE | FALSE | FALSE | #N/A
5140 | ENCINO | 119.029 | 0 | 4 | 0.020886 | 0.41581 | 0.19598 | -0.21712 | -0.025453 | -0.020886 | 0 | 0 | 0 | 0 | 0 | 0 | [8 empty] | FALSE | FALSE | FALSE | FALSE | FALSE | #N/A
5056 | CAGNON | 0 | 0 | 4 | 0.021272 | 0.41528 | 0.1951 | -0.21651 | -0.025399 | -0.021272 | 0 | 0 | 0 | 0 | 0 | 0 | [8 empty] | FALSE | FALSE | FALSE | FALSE | FALSE | #N/A
5000 | ALAMO TP | 0 | 0 | 4 | 0.020818 | 0.41677 | 0.19509 | -0.21646 | -0.025443 | -0.020818 | 0 | 0 | 0 | 0 | 0 | 0 | [8 empty] | FALSE | FALSE | FALSE | FALSE | FALSE | #N/A
5095 | COLISEUM | 52.094 | 0 | 4 | 0.021007 | 0.41558 | 0.19537 | -0.21697 | -0.025439 | -0.021007 | 0 | 0 | 0 | 0 | 0 | 0 | [8 empty] | FALSE | FALSE | FALSE | FALSE | FALSE | #N/A
5125 | DEZAVALA | 175.306 | 0 | 4 | 0.021 | 0.41572 | 0.19576 | -0.21692 | -0.025437 | -0.021 | 0 | 0 | 0 | 0 | 0 | 0 | [8 empty] | FALSE | FALSE | FALSE | FALSE | FALSE | #N/A
5130 | DRESDEN | 48.707 | 0 | 4 | 0.020915 | 0.41579 | 0.19592 | -0.21707 | -0.025449 | -0.020915 | 0 | 0 | 0 | 0 | 0 | 0 | [8 empty] | FALSE | FALSE | FALSE | FALSE | FALSE | #N/A
5132 | EAGLECRK | 12.65 | 0 | 4 | 0.021062 | 0.41158 | 0.19703 | -0.21984 | -0.025507 | -0.021062 | 0 | 0 | 0 | 0 | 0 | 0 | [8 empty] | FALSE | FALSE | FALSE | FALSE | FALSE | #N/A
5133 | ELMCREEK | 0 | 0 | 4 | 0.019817 | 0.41178 | 0.20436 | -0.22268 | -0.025692 | -0.019817 | 0 | 0 | 0 | 0 | 0 | 0 | [8 empty] | FALSE | FALSE | FALSE | FALSE | FALSE | #N/A
5135 | ELMENDRF | 15.24 | 0 | 4 | 0.021124 | 0.41278 | 0.1965 | -0.21885 | -0.025476 | -0.021124 | 0 | 0 | 0 | 0 | 0 | 0 | [8 empty] | FALSE | FALSE | FALSE | FALSE | FALSE | #N/A
5145 | FALLSCTY | 3.387 | 0 | 4 | 0.020777 | 0.40604 | 0.1995 | -0.22448 | -0.025651 | -0.020777 | 0 | 0 | 0 | 0 | 0 | 0 | [8 empty] | FALSE | FALSE | FALSE | FALSE | FALSE | #N/A
5110 | JT DEELY | 0 | 0 | 4 | 0.020986 | 0.41557 | 0.19573 | -0.21706 | -0.025443 | -0.020986 | 0 | 0 | 0 | 0 | 0 | 0 | [8 empty] | FALSE | FALSE | FALSE | FALSE | FALSE | #N/A
5011 | BALL PRK | 69.625 | 0 | 4 | 0.021017 | 0.41547 | 0.19559 | -0.21705 | -0.02544 | -0.021017 | 0 | 0 | 0 | 0 | 0 | 0 | [8 empty] | FALSE | FALSE | FALSE | FALSE | FALSE | #N/A
5001 | ALAMO CM | 13.447 | 0 | 4 | 0.020818 | 0.41677 | 0.19509 | -0.21646 | -0.025443 | -0.020818 | 0 | 0 | 0 | 0 | 0 | 0 | [8 empty] | FALSE | FALSE | FALSE | FALSE | FALSE | #N/A
5111 | JTD1 | 0 | 403 | 4 | 0.020986 | 0.41557 | 0.19573 | -0.21706 | -0.025443 | -0.020986 | 0 | 0 | 0 | 0 | 0 | 0 | [8 empty] | FALSE | FALSE | FALSE | FALSE | FALSE | #N/A
5055 | CAGNON | 51.994 | 0 | 4 | 0.021361 | 0.41489 | 0.19525 | -0.2167 | -0.025397 | -0.021361 | 0 | 0 | 0 | 0 | 0 | 0 | [8 empty] | FALSE | FALSE | FALSE | FALSE | FALSE | #N/A
5003 | ANDERSON | 43.827 | 0 | 4 | 0.021439 | 0.415 | 0.19504 | -0.21645 | -0.025383 | -0.021439 | 0 | 0 | 0 | 0 | 0 | 0 | [8 empty] | FALSE | FALSE | FALSE | FALSE | FALSE | #N/A
5006 | AUSTIN-2 | 0 | 0 | 4 | 0.020928 | 0.41578 | 0.19557 | -0.21701 | -0.025447 | -0.020928 | 0 | 0 | 0 | 0 | 0 | 0 | [8 empty] | FALSE | FALSE | FALSE | FALSE | FALSE | #N/A
5002 | AMD_SA | 9.463 | 0 | 4 | 0.021336 | 0.41462 | 0.19548 | -0.217 | -0.025408 | -0.021336 | 0 | 0 | 0 | 0 | 0 | 0 | [8 empty] | FALSE | FALSE | FALSE | FALSE | FALSE | #N/A
5020 | BANDERA | 82.474 | 0 | 4 | 0.021231 | 0.41534 | 0.19539 | -0.21668 | -0.025409 | -0.021231 | 0 | 0 | 0 | 0 | 0 | 0 | [8 empty] | FALSE | FALSE | FALSE | FALSE | FALSE | #N/A
5025 | BRAUNIG | 0 | 0 | 4 | 0.02119 | 0.41406 | 0.19593 | -0.21777 | -0.025443 | -0.02119 | 0 | 0 | 0 | 0 | 0 | 0 | [8 empty] | FALSE | FALSE | FALSE | FALSE | FALSE | #N/A
5026 | VHB1 | 0 | 176 | 4 | 0.02119 | 0.41406 | 0.19593 | -0.21777 | -0.025443 | -0.02119 | 3.7294 | 72.874 | 34.4846 | -38.3282 | -4.478 | -3.7294 | [8 empty] | FALSE | FALSE | FALSE | TRUE | FALSE | #N/A
5027 | VHB2 | 0 | 140.5 | 4 | 0.02119 | 0.41406 | 0.19593 | -0.21777 | -0.025443 | -0.02119 | 2.9772 | 58.175 | 27.5289 | -30.5972 | -3.5747 | -2.9772 | [8 empty] | FALSE | FALSE | FALSE | TRUE | FALSE | #N/A
5028 | VHB3 | 0 | 358 | 4 | 0.02119 | 0.41406 | 0.19593 | -0.21777 | -0.025443 | -0.02119 | 7.586 | 148.2324 | 70.1447 | -77.9631 | -9.1086 | -7.586 | [8 empty] | FALSE | FALSE | FALSE | TRUE | FALSE | #N/A
5035 | BECK RD | 26.296 | 0 | 4 | 0.021112 | 0.41483 | 0.19561 | -0.21734 | -0.025439 | -0.021112 | 0 | 0 | 0 | 0 | 0 | 0 | [8 empty] | FALSE | FALSE | FALSE | FALSE | FALSE | #N/A
5040 | BROADVEW | 117.435 | 0 | 4 | 0.021165 | 0.4154 | 0.19549 | -0.21679 | -0.025418 | -0.021165 | 0 | 0 | 0 | 0 | 0 | 0 | [8 empty] | FALSE | FALSE | FALSE | FALSE | FALSE | #N/A
5045 | BROOKS | 53.488 | 0 | 4 | 0.02128 | 0.41374 | 0.19604 | -0.21786 | -0.025436 | -0.02128 | 0 | 0 | 0 | 0 | 0 | 0 | [8 empty] | FALSE | FALSE | FALSE | FALSE | FALSE | #N/A
5050 | BUCKEYE | 31.376 | 0 | 4 | 0.02104 | 0.4156 | 0.19562 | -0.21691 | -0.025433 | -0.02104 | 0 | 0 | 0 | 0 | 0 | 0 | [8 empty] | FALSE | FALSE | FALSE | FALSE | FALSE | #N/A
5005 | AUSTIN | 39.643 | 0 | 4 | 0.020926 | 0.41578 | 0.19558 | -0.21702 | -0.025448 | -0.020926 | 0 | 0 | 0 | 0 | 0 | 0 | [8 empty] | FALSE | FALSE | FALSE | FALSE | FALSE | #N/A
7462 | FREIHE13 | 35.245 | 0 | 4 | 0.020442 | 0.43072 | 0.18037 | -0.20523 | -0.025201 | -0.020442 | 0 | 0 | 0 | 0 | 0 | 0 | [8 empty] | FALSE | FALSE | FALSE | FALSE | FALSE | #N/A
7518 | FAIRLA13 | 14.847 | 0 | 4 | 0.035748 | 0.39002 | 0.1357 | -0.16207 | -0.022044 | -0.035748 | 0 | 0 | 0 | 0 | 0 | 0 | [8 empty] | FALSE | FALSE | FALSE | FALSE | FALSE | #N/A
7521 | ANDICE06 | 0 | 0 | 4 | 0.029892 | 0.38194 | 0.133 | -0.15981 | -0.022831 | -0.029892 | 0 | 0 | 0 | 0 | 0 | 0 | [8 empty] | FALSE | FALSE | FALSE | FALSE | FALSE | #N/A
7520 | BERTRA06 | 17.082 | 0 | 4 | 0.035175 | 0.37769 | 0.13283 | -0.15887 | -0.02213 | -0.035175 | 0 | 0 | 0 | 0 | 0 | 0 | [8 empty] | FALSE | FALSE | FALSE | FALSE | FALSE | #N/A
7534 | AVERYR13 | 45.196 | 0 | 4 | 0.022454 | 0.42684 | 0.13959 | -0.16909 | -0.024042 | -0.022454 | 0 | 0 | 0 | 0 | 0 | 0 | [8 empty] | FALSE | FALSE | FALSE | FALSE | FALSE | #N/A
7540 | BEECRE13 | 20.632 | 0 | 4 | 0.027499 | 0.4173 | 0.14316 | -0.1714 | -0.023483 | -0.027499 | 0 | 0 | 0 | 0 | 0 | 0 | [8 empty] | FALSE | FALSE | FALSE | FALSE | FALSE | #N/A
7560 | REDROC13 | 13.304 | 0 | 4 | 0.019151 | 0.44583 | 0.14715 | -0.18765 | -0.02493 | -0.019151 | 0 | 0 | 0 | 0 | 0 | 0 | [8 empty] | FALSE | FALSE | FALSE | FALSE | FALSE | #N/A
7559 | ROSANP06 | 0 | 0 | 4 | 0.017945 | 0.44677 | 0.13762 | -0.19131 | -0.025173 | -0.017945 | 0 | 0 | 0 | 0 | 0 | 0 | [8 empty] | FALSE | FALSE | FALSE | FALSE | FALSE | #N/A
7558 | ROSANK06 | 7.458 | 0 | 4 | 0.017945 | 0.44677 | 0.13762 | -0.19131 | -0.025173 | -0.017945 | 0 | 0 | 0 | 0 | 0 | 0 | [8 empty] | FALSE | FALSE | FALSE | FALSE | FALSE | #N/A
7557 | ROSANT06 | 0 | 0 | 4 | 0.017945 | 0.44677 | 0.13762 | -0.19131 | -0.025173 | -0.017945 | 0 | 0 | 0 | 0 | 0 | 0 | [8 empty] | FALSE | FALSE | FALSE | FALSE | FALSE | #N/A
7556 | BLUEBO13 | 25.409 | 0 | 4 | 0.018884 | 0.44926 | 0.14279 | -0.18496 | -0.024898 | -0.018884 | 0 | 0 | 0 | 0 | 0 | 0 | [8 empty] | FALSE | FALSE | FALSE | FALSE | FALSE | #N/A
7555 | BASWES13 | 22.417 | 0 | 4 | 0.018593 | 0.45093 | 0.14084 | -0.18451 | -0.024925 | -0.018593 | 0 | 0 | 0 | 0 | 0 | 0 | [8 empty] | FALSE | FALSE | FALSE | FALSE | FALSE | #N/A
7554 | MARTIN06 | 13.796 | 0 | 4 | 0.020488 | 0.43518 | 0.16361 | -0.1956 | -0.024956 | -0.020488 | 0 | 0 | 0 | 0 | 0 | 0 | [8 empty] | FALSE | FALSE | FALSE | FALSE | FALSE | #N/A
7546 | HIGH3213 | 11.673 | 0 | 4 | 0.021378 | 0.4351 | 0.1659 | -0.19387 | -0.024812 | -0.021378 | 0 | 0 | 0 | 0 | 0 | 0 | [8 empty] | FALSE | FALSE | FALSE | FALSE | FALSE | #N/A
7531 | BUTTER13 | 56.5 | 0 | 4 | 0.023412 | 0.42217 | 0.1396 | -0.16878 | -0.023911 | -0.023412 | 0 | 0 | 0 | 0 | 0 | 0 | [8 empty] | FALSE | FALSE | FALSE | FALSE | FALSE | #N/A
7542 | SPICEW13 | 30.033 | 0 | 4 | 0.023271 | 0.42849 | 0.14067 | -0.17013 | -0.023971 | -0.023271 | 0 | 0 | 0 | 0 | 0 | 0 | [8 empty] | FALSE | FALSE | FALSE | FALSE | FALSE | #N/A
7522 | ANDICE13 | 19.801 | 0 | 4 | 0.023559 | 0.38703 | 0.1332 | -0.16092 | -0.02367 | -0.023559 | 0 | 0 | 0 | 0 | 0 | 0 | [8 empty] | FALSE | FALSE | FALSE | FALSE | FALSE | #N/A
7538 | LAKEWY13 | 14.785 | 0 | 4 | 0.027927 | 0.41619 | 0.14169 | -0.16996 | -0.023395 | -0.027927 | 0 | 0 | 0 | 0 | 0 | 0 | [8 empty] | FALSE | FALSE | FALSE | FALSE | FALSE | #N/A
7502 | KYLE 06 | 15.712 | 0 | 4 | 0.021269 | 0.43649 | 0.16178 | -0.19062 | -0.024738 | -0.021269 | 0 | 0 | 0 | 0 | 0 | 0 | [8 empty] | FALSE | FALSE | FALSE | FALSE | FALSE | #N/A
7533 | BALCON13 | 77.681 | 0 | 4 | 0.023782 | 0.42217 | 0.14004 | -0.16915 | -0.023875 | -0.023782 | 0 | 0 | 0 | 0 | 0 | 0 | [8 empty] | FALSE | FALSE | FALSE | FALSE | FALSE | #N/A
7529 | WHITES13 | 54.611 | 0 | 4 | 0.023733 | 0.41817 | 0.13903 | -0.16799 | -0.023846 | -0.023733 | 0 | 0 | 0 | 0 | 0 | 0 | [8 empty] | FALSE | FALSE | FALSE | FALSE | FALSE | #N/A
7527 | BLOCKH13 | 33.094 | 0 | 4 | 0.024004 | 0.41478 | 0.13854 | -0.16733 | -0.023792 | -0.024004 | 0 | 0 | 0 | 0 | 0 | 0 | [8 empty] | FALSE | FALSE | FALSE | FALSE | FALSE | #N/A
7526 | NAMELS13 | 21.525 | 0 | 4 | 0.025835 | 0.41153 | 0.13886 | -0.16728 | -0.023548 | -0.025835 | 0 | 0 | 0 | 0 | 0 | 0 | [8 empty] | FALSE | FALSE | FALSE | FALSE | FALSE | #N/A
7525 | LEANDE13 | 30.566 | 0 | 4 | 0.024413 | 0.40966 | 0.1378 | -0.16633 | -0.023709 | -0.024413 | 0 | 0 | 0 | 0 | 0 | 0 | [8 empty] | FALSE | FALSE | FALSE | FALSE | FALSE | #N/A
7524 | SEWARD13 | 18.316 | 0 | 4 | 0.023986 | 0.39835 | 0.1355 | -0.16362 | -0.02369 | -0.023986 | 0 | 0 | 0 | 0 | 0 | 0 | [8 empty] | FALSE | FALSE | FALSE | FALSE | FALSE | #N/A
7523 | GLASSC13 | 35.951 | 0 | 4 | 0.0215 | 0.3671 | 0.12898 | -0.15613 | -0.023803 | -0.0215 | 0 | 0 | 0 | 0 | 0 | 0 | [8 empty] | FALSE | FALSE | FALSE | FALSE | FALSE | #N/A
7461 | WEIDER13 | 17.783 | 0 | 4 | 0.020863 | 0.4158 | 0.19592 | -0.21717 | -0.025457 | -0.020863 | 0 | 0 | 0 | 0 | 0 | 0 | [8 empty] | FALSE | FALSE | FALSE | FALSE | FALSE | #N/A
7638 | SHELPL06 | 0 | 0 | 4 | 0.016387 | 0.37837 | 0.15177 | -0.2521 | -0.026804 | -0.016387 | 0 | 0 | 0 | 0 | 0 | 0 | [8 empty] | FALSE | FALSE | FALSE | FALSE | FALSE | #N/A
7506 | CEDAVA13 | 30.373 | 0 | 4 | 0.024459 | 0.42679 | 0.14804 | -0.17709 | -0.024004 | -0.024459 | 0 | 0 | 0 | 0 | 0 | 0 | [8 empty] | FALSE | FALSE | FALSE | FALSE | FALSE | #N/A
7490 | CRANMI13 | 27.032 | 0 | 4 | 0.022731 | 0.43048 | 0.16913 | -0.19588 | -0.024722 | -0.022731 | 0 | 0 | 0 | 0 | 0 | 0 | [8 empty] | FALSE | FALSE | FALSE | FALSE | FALSE | #N/A
7488 | SATTLE13 | 18.197 | 0 | 4 | 0.02182 | 0.43305 | 0.16896 | -0.1961 | -0.024823 | -0.02182 | 0 | 0 | 0 | 0 | 0 | 0 | [8 empty] | FALSE | FALSE | FALSE | FALSE | FALSE | #N/A
7487 | CANYHY13 | 0 | 0 | 4 | 0.021772 | 0.43327 | 0.16863 | -0.19586 | -0.024822 | -0.021772 | 0 | 0 | 0 | 0 | 0 | 0 | [8 empty] | FALSE | FALSE | FALSE | FALSE | FALSE | #N/A
7484 | DEVIHI06 | 0 | 0 | 4 | 0.025754 | 0.42267 | 0.16402 | -0.19045 | -0.024227 | -0.025754 | 0 | 0 | 0 | 0 | 0 | 0 | [8 empty] | FALSE | FALSE | FALSE | FALSE | FALSE | #N/A
7492 | FISCHE13 | 18.923 | 0 | 4 | 0.021679 | 0.4337 | 0.16799 | -0.19539 | -0.02482 | -0.021679 | 0 | 0 | 0 | 0 | 0 | 0 | [8 empty] | FALSE | FALSE | FALSE | FALSE | FALSE | #N/A
7564 | GUYBUR13 | 21.589 | 0 | 4 | 0.016486 | 0.42273 | 0.12229 | -0.21834 | -0.026034 | -0.016486 | 0 | 0 | 0 | 0 | 0 | 0 | [8 empty] | FALSE | FALSE | FALSE | FALSE | FALSE | #N/A
7493 | DEVIHI13 | 13.522 | 0 | 4 | 0.02364 | 0.42791 | 0.1693 | -0.19567 | -0.02462 | -0.02364 | 0 | 0 | 0 | 0 | 0 | 0 | [8 empty] | FALSE | FALSE | FALSE | FALSE | FALSE | #N/A
7480 | MOUNTO06 | 0 | 0 | 4 | 0.029761 | 0.41273 | 0.154 | -0.18056 | -0.023481 | -0.029761 | 0 | 0 | 0 | 0 | 0 | 0 | [8 empty] | FALSE | FALSE | FALSE | FALSE | FALSE | #N/A
7479 | MILLER13 | 0 | 0 | 4 | 0.028013 | 0.41758 | 0.15214 | -0.17952 | -0.023671 | -0.028013 | 0 | 0 | 0 | 0 | 0 | 0 | [8 empty] | FALSE | FALSE | FALSE | FALSE | FALSE | #N/A
7478 | PHILJC13 | 0.004 | 0 | 4 | 0.028481 | 0.41616 | 0.15046 | -0.17786 | -0.023563 | -0.028481 | 0 | 0 | 0 | 0 | 0 | 0 | [8 empty] | FALSE | FALSE | FALSE | FALSE | FALSE | #N/A
7477 | PALPEC13 | 21.153 | 0 | 4 | 0.031399 | 0.40747 | 0.14114 | -0.16857 | -0.022926 | -0.031399 | 0 | 0 | 0 | 0 | 0 | 0 | [8 empty] | FALSE | FALSE | FALSE | FALSE | FALSE | #N/A
7476 | PALEFA13 | 0 | 0 | 4 | 0.030102 | 0.41123 | 0.14466 | -0.17213 | -0.023191 | -0.030102 | 0 | 0 | 0 | 0 | 0 | 0 | [8 empty] | FALSE | FALSE | FALSE | FALSE | FALSE | #N/A
7474 | GRANMT13 | 26.234 | 0 | 4 | 0.036063 | 0.39686 | 0.14081 | -0.16717 | -0.022352 | -0.036063 | 0 | 0 | 0 | 0 | 0 | 0 | [8 empty] | FALSE | FALSE | FALSE | FALSE | FALSE | #N/A
7482 | BLANCO06 | 17.12 | 0 | 4 | 0.027892 | 0.41737 | 0.15868 | -0.18517 | -0.023829 | -0.027892 | 0 | 0 | 0 | 0 | 0 | 0 | [8 empty] | FALSE | FALSE | FALSE | FALSE | FALSE | #N/A
7507 | FRIEND13 | 27.772 | 0 | 4 | 0.024174 | 0.42817 | 0.14984 | -0.17894 | -0.024089 | -0.024174 | 0 | 0 | 0 | 0 | 0 | 0 | [8 empty] | FALSE | FALSE | FALSE | FALSE | FALSE | #N/A
7515 | ROHR 13 | 8.855 | 0 | 4 | 0.02115 | 0.43678 | 0.16231 | -0.19113 | -0.024765 | -0.02115 | 0 | 0 | 0 | 0 | 0 | 0 | [8 empty] | FALSE | FALSE | FALSE | FALSE | FALSE | #N/A
7514 | BLANTA06 | 0 | 0 | 4 | 0.030949 | 0.40964 | 0.15207 | -0.17852 | -0.023277 | -0.030949 | 0 | 0 | 0 | 0 | 0 | 0 | [8 empty] | FALSE | FALSE | FALSE | FALSE | FALSE | #N/A
7513 | HENLY 13 | 11.175 | 0 | 4 | 0.026738 | 0.42128 | 0.15199 | -0.17992 | -0.023827 | -0.026738 | 0 | 0 | 0 | 0 | 0 | 0 | [8 empty] | FALSE | FALSE | FALSE | FALSE | FALSE | #N/A
7512 | DRIPSP13 | 27.01 | 0 | 4 | 0.025462 | 0.42498 | 0.15184 | -0.18032 | -0.023983 | -0.025462 | 0 | 0 | 0 | 0 | 0 | 0 | [8 empty] | FALSE | FALSE | FALSE | FALSE | FALSE | #N/A
7510 | MILLER06 | 0 | 0 | 4 | 0.030949 | 0.40964 | 0.15207 | -0.17852 | -0.023277 | -0.030949 | 0 | 0 | 0 | 0 | 0 | 0 | [8 empty] | FALSE | FALSE | FALSE | FALSE | FALSE | #N/A
7491 | HUNTER13 | 15.942 | 0 | 4 | 0.020964 | 0.43499 | 0.17056 | -0.19768 | -0.024955 | -0.020964 | 0 | 0 | 0 | 0 | 0 | 0 | [8 empty] | FALSE | FALSE | FALSE | FALSE | FALSE | #N/A
7508 | CXXXXX06 | 21.941 | 0 | 4 | 0.02159 | 0.43702 | 0.15631 | -0.1861 | -0.024584 | -0.02159 | 0 | 0 | 0 | 0 | 0 | 0 | [8 empty] | FALSE | FALSE | FALSE | FALSE | FALSE | #N/A
7516 | JOHNCI06 | 15.373 | 0 | 4 | 0.031734 | 0.4076 | 0.15078 | -0.17716 | -0.023141 | -0.031734 | 0 | 0 | 0 | 0 | 0 | 0 | [8 empty] | FALSE | FALSE | FALSE | FALSE | FALSE | #N/A
7504 | MANCHA13 | 30.603 | 0 | 4 | 0.021659 | 0.43713 | 0.15513 | -0.18512 | -0.024551 | -0.021659 | 0 | 0 | 0 | 0 | 0 | 0 | [8 empty] | FALSE | FALSE | FALSE | FALSE | FALSE | #N/A
7501 | GOFORT13 | 31.269 | 0 | 4 | 0.021191 | 0.43777 | 0.15881 | -0.18834 | -0.024689 | -0.021191 | 0 | 0 | 0 | 0 | 0 | 0 | [8 empty] | FALSE | FALSE | FALSE | FALSE | FALSE | #N/A
7500 | TURNER13 | 16.231 | 0 | 4 | 0.021249 | 0.4392 | 0.15374 | -0.18431 | -0.024579 | -0.021249 | 0 | 0 | 0 | 0 | 0 | 0 | [8 empty] | FALSE | FALSE | FALSE | FALSE | FALSE | #N/A
7499 | BUDA 06 | 0 | 0 | 4 | 0.021597 | 0.43703 | 0.1562 | -0.186 | -0.024581 | -0.021597 | 0 | 0 | 0 | 0 | 0 | 0 | [8 empty] | FALSE | FALSE | FALSE | FALSE | FALSE | #N/A
7498 | BUDA 13 | 44.75 | 0 | 4 | 0.021659 | 0.43713 | 0.15513 | -0.18512 | -0.024551 | -0.021659 | 0 | 0 | 0 | 0 | 0 | 0 | [8 empty] | FALSE | FALSE | FALSE | FALSE | FALSE | #N/A
7496 | WIMBER06 | 38.138 | 0 | 4 | 0.021457 | 0.43473 | 0.16645 | -0.19427 | -0.024814 | -0.021457 | 0 | 0 | 0 | 0 | 0 | 0 | [8 empty] | FALSE | FALSE | FALSE | FALSE | FALSE | #N/A
7509 | RUTHER13 | 15.085 | 0 | 4 | 0.023885 | 0.42956 | 0.15165 | -0.18081 | -0.024176 | -0.023885 | 0 | 0 | 0 | 0 | 0 | 0 | [8 empty] | FALSE | FALSE | FALSE | FALSE | FALSE | #N/A
7654 | BERNAR06 | 6.76 | 0 | 4 | 0.016065 | 0.39013 | 0.11285 | -0.24213 | -0.02665 | -0.016065 | 0 | 0 | 0 | 0 | 0 | 0 | [8 empty] | FALSE | FALSE | FALSE | FALSE | FALSE | #N/A
7626 | GONZAL06 | 0 | 0 | 4 | 0.019513 | 0.4221 | 0.17375 | -0.21141 | -0.025458 | -0.019513 | 0 | 0 | 0 | 0 | 0 | 0 | [8 empty] | FALSE | FALSE | FALSE | FALSE | FALSE | #N/A
7800 | GUALUP 1 | 0 | 150 | 4 | 0.020015 | 0.42102 | 0.1944 | -0.21544 | -0.025497 | -0.020015 | 3.0023 | 63.1536 | 29.1598 | -32.3165 | -3.8245 | -3.0023 | [8 empty] | FALSE | FALSE | FALSE | TRUE | FALSE | #N/A
7680 | CLRSPG13 | 0 | 0 | 4 | 0.020303 | 0.43054 | 0.18164 | -0.2062 | -0.02524 | -0.020303 | 0 | 0 | 0 | 0 | 0 | 0 | [8 empty] | FALSE | FALSE | FALSE | FALSE | FALSE | #N/A
7665 | MENGCR13 | 16.387 | 0 | 4 | 0.025277 | 0.41307 | 0.18702 | -0.20907 | -0.024829 | -0.025277 | 0 | 0 | 0 | 0 | 0 | 0 | [8 empty] | FALSE | FALSE | FALSE | FALSE | FALSE | #N/A
7663 | MECRTP13 | 0 | 0 | 4 | 0.025277 | 0.41307 | 0.18702 | -0.20907 | -0.024829 | -0.025277 | 0 | 0 | 0 | 0 | 0 | 0 | [8 empty] | FALSE | FALSE | FALSE | FALSE | FALSE | #N/A
7662 | Q-XXXX06 | 9.307 | 0 | 4 | 0.015377 | 0.37621 | 0.083022 | -0.25217 | -0.02701 | -0.015377 | 0 | 0 | 0 | 0 | 0 | 0 | [8 empty] | FALSE | FALSE | FALSE | FALSE | FALSE | #N/A
7660 | Q-SXXX06 | 0 | 0 | 4 | 0.015377 | 0.37621 | 0.083022 | -0.25217 | -0.02701 | -0.015377 | 0 | 0 | 0 | 0 | 0 | 0 | [8 empty] | FALSE | FALSE | FALSE | FALSE | FALSE | #N/A
7802 | GUALUP 3 | 0 | 158 | 4 | 0.020015 | 0.42102 | 0.1944 | -0.21544 | -0.025497 | -0.020015 | 3.1624 | 66.5218 | 30.715 | -34.04 | -4.0285 | -3.1624 | [8 empty] | FALSE | FALSE | FALSE | TRUE | FALSE | #N/A
7656 | BELSBE06 | 0 | 0 | 4 | 0.015377 | 0.37621 | 0.083022 | -0.25217 | -0.02701 | -0.015377 | 0 | 0 | 0 | 0 | 0 | 0 | [8 empty] | FALSE | FALSE | FALSE | FALSE | FALSE | #N/A
7803 | GUALUP 4 | 0 | 155 | 4 | 0.020015 | 0.42102 | 0.1944 | -0.21544 | -0.025497 | -0.020015 | 3.1023 | 65.2587 | 30.1318 | -33.3937 | -3.952 | -3.1023 | [8 empty] | FALSE | FALSE | FALSE | TRUE | FALSE | #N/A
7650 | THOR2 06 | 1.096 | 0 | 4 | 0.016432 | 0.39107 | 0.13761 | -0.24198 | -0.026573 | -0.016432 | 0 | 0 | 0 | 0 | 0 | 0 | [8 empty] | FALSE | FALSE | FALSE | FALSE | FALSE | #N/A
7648 | PARKER06 | 0 | 0 | 4 | 0.016429 | 0.39019 | 0.13859 | -0.24268 | -0.026589 | -0.016429 | 0 | 0 | 0 | 0 | 0 | 0 | [8 empty] | FALSE | FALSE | FALSE | FALSE | FALSE | #N/A
7646 | THOR1 06 | 0 | 0 | 4 | 0.016435 | 0.39194 | 0.13663 | -0.24128 | -0.026557 | -0.016435 | 0 | 0 | 0 | 0 | 0 | 0 | [8 empty] | FALSE | FALSE | FALSE | FALSE | FALSE | #N/A
7644 | THORSW06 | 0 | 0 | 4 | 0.016432 | 0.39107 | 0.13761 | -0.24198 | -0.026573 | -0.016432 | 0 | 0 | 0 | 0 | 0 | 0 | [8 empty] | FALSE | FALSE | FALSE | FALSE | FALSE | #N/A
7642 | SBECTP06 | 0 | 0 | 4 | 0.016429 | 0.39019 | 0.13859 | -0.24268 | -0.026589 | -0.016429 | 0 | 0 | 0 | 0 | 0 | 0 | [8 empty] | FALSE | FALSE | FALSE | FALSE | FALSE | #N/A
7640 | ROCKIS06 | 2.859 | 0 | 4 | 0.016422 | 0.38836 | 0.14063 | -0.24414 | -0.026622 | -0.016422 | 0 | 0 | 0 | 0 | 0 | 0 | [8 empty] | FALSE | FALSE | FALSE | FALSE | FALSE | #N/A
7639 | SHERID06 | 4.668 | 0 | 4 | 0.016402 | 0.38259 | 0.14707 | -0.24874 | -0.026727 | -0.016402 | 0 | 0 | 0 | 0 | 0 | 0 | [8 empty] | FALSE | FALSE | FALSE | FALSE | FALSE | #N/A
7658 | BELLTA06 | 0 | 0 | 4 | 0.015377 | 0.37621 | 0.083022 | -0.25217 | -0.02701 | -0.015377 | 0 | 0 | 0 | 0 | 0 | 0 | [8 empty] | FALSE | FALSE | FALSE | FALSE | FALSE | #N/A
7812 | RIONOGT3 | 0 | 150 | 4 | 0.019907 | 0.43108 | 0.18503 | -0.20839 | -0.025338 | -0.019907 | 2.9861 | 64.6619 | 27.7542 | -31.2593 | -3.8007 | -2.9861 | [8 empty] | FALSE | FALSE | FALSE | TRUE | FALSE | #N/A
7460 | SHERPO13 | 27.661 | 0 | 4 | 0.020402 | 0.42516 | 0.1869 | -0.21024 | -0.02533 | -0.020402 | 0 | 0 | 0 | 0 | 0 | 0 | [8 empty] | FALSE | FALSE | FALSE | FALSE | FALSE | #N/A
7174 | HENNE 13 | 0 | 0 | 4 | 0.02053 | 0.4337 | 0.17575 | -0.2018 | -0.025106 | -0.02053 | 0 | 0 | 0 | 0 | 0 | 0 | [8 empty] | FALSE | FALSE | FALSE | FALSE | FALSE | #N/A
9020 | SANDHG5A | 0 | 140 | 4 | 0.020396 | 0.4461 | 0.14426 | -0.17477 | -0.024439 | -0.020396 | 2.8554 | 62.4536 | 20.1963 | -24.4671 | -3.4215 | -2.8554 | [8 empty] | FALSE | FALSE | FALSE | TRUE | FALSE | #N/A
8111 | COLUMBS2 | 12.569 | 0 | 4 | 0.016787 | 0.40339 | 0.14471 | -0.23286 | -0.026295 | -0.016787 | 0 | 0 | 0 | 0 | 0 | 0 | [8 empty] | FALSE | FALSE | FALSE | FALSE | FALSE | #N/A
8109 | CPL-GLN4 | 0 | 0 | 4 | 0.017053 | 0.42059 | 0.14138 | -0.21931 | -0.025949 | -0.017053 | 0 | 0 | 0 | 0 | 0 | 0 | [8 empty] | FALSE | FALSE | FALSE | FALSE | FALSE | #N/A
8107 | CPL-GLN2 | 0 | 0 | 4 | 0.016835 | 0.4065 | 0.1441 | -0.23041 | -0.026232 | -0.016835 | 0 | 0 | 0 | 0 | 0 | 0 | [8 empty] | FALSE | FALSE | FALSE | FALSE | FALSE | #N/A
8106 | ALTAIR 2 | 0 | 0 | 4 | 0.016466 | 0.38264 | 0.14872 | -0.24921 | -0.026712 | -0.016466 | 0 | 0 | 0 | 0 | 0 | 0 | [8 empty] | FALSE | FALSE | FALSE | FALSE | FALSE | #N/A
7801 | GUALUP 2 | 0 | 154 | 4 | 0.020015 | 0.42102 | 0.1944 | -0.21544 | -0.025497 | -0.020015 | 3.0823 | 64.8377 | 29.9374 | -33.1782 | -3.9265 | -3.0823 | [8 empty] | FALSE | FALSE | FALSE | TRUE | FALSE | #N/A
7813 | RIONOST1 | 0 | 296 | 4 | 0.019907 | 0.43108 | 0.18503 | -0.20839 | -0.025338 | -0.019907 | 5.8925 | 127.5994 | 54.7683 | -61.6849 | -7.5 | -5.8925 | [8 empty] | FALSE | FALSE | FALSE | TRUE | FALSE | #N/A
7624 | LAKEWD06 | 1.639 | 4.8 | 4 | 0.019571 | 0.42184 | 0.17464 | -0.21159 | -0.025456 | -0.019571 | 0.093941 | 2.0248 | 0.83827 | -1.0156 | -0.12219 | -0.093941 | [8 empty] | FALSE | FALSE | FALSE | TRUE | FALSE | #N/A
7811 | RIONOGT2 | 0 | 149 | 4 | 0.019907 | 0.43108 | 0.18503 | -0.20839 | -0.025338 | -0.019907 | 2.9661 | 64.2308 | 27.5692 | -31.0509 | -3.7754 | -2.9661 | [8 empty] | FALSE | FALSE | FALSE | TRUE | FALSE | #N/A
7810 | RIONOGT1 | 0 | 152 | 4 | 0.019907 | 0.43108 | 0.18503 | -0.20839 | -0.025338 | -0.019907 | 3.0259 | 65.524 | 28.1243 | -31.676 | -3.8514 | -3.0259 | [8 empty] | FALSE | FALSE | FALSE | TRUE | FALSE | #N/A
7809 | BEP ST1 | 0 | 231 | 4 | 0.017819 | 0.4833 | 0.14702 | -0.17826 | -0.024825 | -0.017819 | 4.1162 | 111.6435 | 33.9628 | -41.1785 | -5.7346 | -4.1162 | [8 empty] | FALSE | FALSE | FALSE | TRUE | FALSE | #N/A
7808 | BEP GT2 | 0 | 152 | 4 | 0.017819 | 0.4833 | 0.14702 | -0.17826 | -0.024825 | -0.017819 | 2.7085 | 73.4624 | 22.3478 | -27.0958 | -3.7734 | -2.7085 | [8 empty] | FALSE | FALSE | FALSE | TRUE | FALSE | #N/A
7807 | BEP GT1 | 0 | 153 | 4 | 0.017819 | 0.4833 | 0.14702 | -0.17826 | -0.024825 | -0.017819 | 2.7263 | 73.9457 | 22.4948 | -27.2741 | -3.7982 | -2.7263 | [8 empty] | FALSE | FALSE | FALSE | TRUE | FALSE | #N/A
7805 | GUALUP 6 | 0 | 203 | 4 | 0.020015 | 0.42102 | 0.1944 | -0.21544 | -0.025497 | -0.020015 | 4.063 | 85.4679 | 39.463 | -43.7349 | -5.1759 | -4.063 | [8 empty] | FALSE | FALSE | FALSE | TRUE | FALSE | #N/A
7804 | GUALUP 5 | 0 | 199 | 4 | 0.020015 | 0.42102 | 0.1944 | -0.21544 | -0.025497 | -0.020015 | 3.983 | 83.7838 | 38.6854 | -42.8732 | -5.0739 | -3.983 | [8 empty] | FALSE | FALSE | FALSE | TRUE | FALSE | #N/A
8105 | E.LAKE 2 | 10.783 | 0 | 4 | 0.016378 | 0.37694 | 0.14982 | -0.25369 | -0.026826 | -0.016378 | 0 | 0 | 0 | 0 | 0 | 0 | [8 empty] | FALSE | FALSE | FALSE | FALSE | FALSE | #N/A
7574 | CHAPHI13 | 15.617 | 0 | 4 | 0.015481 | 0.38859 | 0.08604 | -0.23885 | -0.026786 | -0.015481 | 0 | 0 | 0 | 0 | 0 | 0 | [8 empty] | FALSE | FALSE | FALSE | FALSE | FALSE | #N/A
7598 | CAPOTE06 | 10.956 | 0 | 4 | 0.020098 | 0.42648 | 0.17966 | -0.20859 | -0.025323 | -0.020098 | 0 | 0 | 0 | 0 | 0 | 0 | [8 empty] | FALSE | FALSE | FALSE | FALSE | FALSE | #N/A
7596 | NASHCR06 | 2.681 | 0 | 4 | 0.019958 | 0.42546 | 0.17824 | -0.20926 | -0.025355 | -0.019958 | 0 | 0 | 0 | 0 | 0 | 0 | [8 empty] | FALSE | FALSE | FALSE | FALSE | FALSE | #N/A
7594 | OTTINE06 | 3.983 | 0 | 4 | 0.019633 | 0.42311 | 0.17497 | -0.21081 | -0.02543 | -0.019633 | 0 | 0 | 0 | 0 | 0 | 0 | [8 empty] | FALSE | FALSE | FALSE | FALSE | FALSE | #N/A
7592 | GONZGV06 | 13.938 | 0 | 4 | 0.019505 | 0.42218 | 0.17367 | -0.21142 | -0.02546 | -0.019505 | 0 | 0 | 0 | 0 | 0 | 0 | [8 empty] | FALSE | FALSE | FALSE | FALSE | FALSE | #N/A
7590 | SHINGV06 | 4.303 | 0 | 4 | 0.019023 | 0.42126 | 0.16891 | -0.21322 | -0.025561 | -0.019023 | 0 | 0 | 0 | 0 | 0 | 0 | [8 empty] | FALSE | FALSE | FALSE | FALSE | FALSE | #N/A
7588 | MOULGV06 | 2.724 | 0 | 4 | 0.018815 | 0.42087 | 0.16685 | -0.21399 | -0.025605 | -0.018815 | 0 | 0 | 0 | 0 | 0 | 0 | [8 empty] | FALSE | FALSE | FALSE | FALSE | FALSE | #N/A
7586 | HALLGV06 | 4.434 | 0 | 4 | 0.018495 | 0.42026 | 0.16368 | -0.21519 | -0.025672 | -0.018495 | 0 | 0 | 0 | 0 | 0 | 0 | [8 empty] | FALSE | FALSE | FALSE | FALSE | FALSE | #N/A
7636 | COLORA06 | 3.018 | 0 | 4 | 0.016385 | 0.37799 | 0.15221 | -0.25241 | -0.026811 | -0.016385 | 0 | 0 | 0 | 0 | 0 | 0 | [8 empty] | FALSE | FALSE | FALSE | FALSE | FALSE | #N/A
7576 | HILBIG13 | 3.114 | 0 | 4 | 0.018946 | 0.44746 | 0.14517 | -0.1868 | -0.024935 | -0.018946 | 0 | 0 | 0 | 0 | 0 | 0 | [8 empty] | FALSE | FALSE | FALSE | FALSE | FALSE | #N/A
7604 | GERONI13 | 22.648 | 0 | 4 | 0.020339 | 0.43017 | 0.18138 | -0.20617 | -0.025236 | -0.020339 | 0 | 0 | 0 | 0 | 0 | 0 | [8 empty] | FALSE | FALSE | FALSE | FALSE | FALSE | #N/A
7573 | LYONS 13 | 10.436 | 0 | 4 | 0.016534 | 0.4189 | 0.117 | -0.21837 | -0.026053 | -0.016534 | 0 | 0 | 0 | 0 | 0 | 0 | [8 empty] | FALSE | FALSE | FALSE | FALSE | FALSE | #N/A
7572 | GAYHIL13 | 6.654 | 0 | 4 | 0.016312 | 0.41433 | 0.1128 | -0.22243 | -0.02619 | -0.016312 | 0 | 0 | 0 | 0 | 0 | 0 | [8 empty] | FALSE | FALSE | FALSE | FALSE | FALSE | #N/A
7571 | LEXING13 | 9.803 | 0 | 4 | 0.017043 | 0.42932 | 0.12658 | -0.20911 | -0.025742 | -0.017043 | 0 | 0 | 0 | 0 | 0 | 0 | [8 empty] | FALSE | FALSE | FALSE | FALSE | FALSE | #N/A
7570 | SANDHI13 | 12.11 | 0 | 4 | 0.016053 | 0.4067 | 0.10493 | -0.22759 | -0.026372 | -0.016053 | 0 | 0 | 0 | 0 | 0 | 0 | [8 empty] | FALSE | FALSE | FALSE | FALSE | FALSE | #N/A
7568 | BURTON06 | 10.724 | 0 | 4 | 0.016397 | 0.41845 | 0.11746 | -0.22043 | -0.026113 | -0.016397 | 0 | 0 | 0 | 0 | 0 | 0 | [8 empty] | FALSE | FALSE | FALSE | FALSE | FALSE | #N/A
7567 | DEANVI13 | 14.643 | 0 | 4 | 0.016806 | 0.42447 | 0.12212 | -0.21342 | -0.025887 | -0.016806 | 0 | 0 | 0 | 0 | 0 | 0 | [8 empty] | FALSE | FALSE | FALSE | FALSE | FALSE | #N/A
7566 | MILLCR06 | 0 | 0 | 4 | 0.016397 | 0.41845 | 0.11746 | -0.22043 | -0.026113 | -0.016397 | 0 | 0 | 0 | 0 | 0 | 0 | [8 empty] | FALSE | FALSE | FALSE | FALSE | FALSE | #N/A
7577 | WELCOM06 | 5.473 | 0 | 4 | 0.016604 | 0.42635 | 0.12672 | -0.21607 | -0.025953 | -0.016604 | 0 | 0 | 0 | 0 | 0 | 0 | [8 empty] | FALSE | FALSE | FALSE | FALSE | FALSE | #N/A
7613 | WILSGO06 | 0 | 0 | 4 | 0.020154 | 0.42538 | 0.18091 | -0.2093 | -0.025335 | -0.020154 | 0 | 0 | 0 | 0 | 0 | 0 | [8 empty] | FALSE | FALSE | FALSE | FALSE | FALSE | #N/A
7565 | MILLCR13 | 0 | 0 | 4 | 0.016397 | 0.41845 | 0.11746 | -0.22043 | -0.026113 | -0.016397 | 0 | 0 | 0 | 0 | 0 | 0 | [8 empty] | FALSE | FALSE | FALSE | FALSE | FALSE | #N/A
7622 | COST 06 | 6.301 | 0 | 4 | 0.019623 | 0.4216 | 0.17544 | -0.21175 | -0.025455 | -0.019623 | 0 | 0 | 0 | 0 | 0 | 0 | [8 empty] | FALSE | FALSE | FALSE | FALSE | FALSE | #N/A
7620 | SMILEY06 | 1.731 | 0 | 4 | 0.019778 | 0.4209 | 0.17783 | -0.21222 | -0.025449 | -0.019778 | 0 | 0 | 0 | 0 | 0 | 0 | [8 empty] | FALSE | FALSE | FALSE | FALSE | FALSE | #N/A
7619 | NEWBER06 | 0 | 0 | 4 | 0.020237 | 0.42677 | 0.18141 | -0.2084 | -0.025303 | -0.020237 | 0 | 0 | 0 | 0 | 0 | 0 | [8 empty] | FALSE | FALSE | FALSE | FALSE | FALSE | #N/A
7618 | SMILGO06 | 0 | 0 | 4 | 0.019778 | 0.4209 | 0.17783 | -0.21222 | -0.025449 | -0.019778 | 0 | 0 | 0 | 0 | 0 | 0 | [8 empty] | FALSE | FALSE | FALSE | FALSE | FALSE | #N/A
7617 | NIXON 06 | 0 | 0 | 4 | 0.019862 | 0.42051 | 0.17914 | -0.21248 | -0.025447 | -0.019862 | 0 | 0 | 0 | 0 | 0 | 0 | [8 empty] | FALSE | FALSE | FALSE | FALSE | FALSE | #N/A
7616 | NIXOGV06 | 5.167 | 0 | 4 | 0.019886 | 0.42091 | 0.17928 | -0.21222 | -0.025438 | -0.019886 | 0 | 0 | 0 | 0 | 0 | 0 | [8 empty] | FALSE | FALSE | FALSE | FALSE | FALSE | #N/A
7600 | SEGUIN06 | 0 | 0 | 4 | 0.020201 | 0.42722 | 0.1807 | -0.2081 | -0.025299 | -0.020201 | 0 | 0 | 0 | 0 | 0 | 0 | [8 empty] | FALSE | FALSE | FALSE | FALSE | FALSE | #N/A
7614 | LAVERN06 | 8.258 | 0 | 4 | 0.020089 | 0.42429 | 0.18051 | -0.21002 | -0.02536 | -0.020089 | 0 | 0 | 0 | 0 | 0 | 0 | [8 empty] | FALSE | FALSE | FALSE | FALSE | FALSE | #N/A
7602 | S-XXXX13 | 80.452 | 0 | 4 | 0.020398 | 0.42753 | 0.18382 | -0.20812 | -0.025278 | -0.020398 | 0 | 0 | 0 | 0 | 0 | 0 | [8 empty] | FALSE | FALSE | FALSE | FALSE | FALSE | #N/A
7612 | NEWBER06 | 17.785 | 0 | 4 | 0.020315 | 0.42866 | 0.18128 | -0.20704 | -0.02526 | -0.020315 | 0 | 0 | 0 | 0 | 0 | 0 | [8 empty] | FALSE | FALSE | FALSE | FALSE | FALSE | #N/A
7611 | PARKWA13 | 21.773 | 0 | 4 | 0.020733 | 0.41935 | 0.19228 | -0.21442 | -0.025402 | -0.020733 | 0 | 0 | 0 | 0 | 0 | 0 | [8 empty] | FALSE | FALSE | FALSE | FALSE | FALSE | #N/A
7610 | SCHERT13 | 21.855 | 0 | 4 | 0.020636 | 0.4211 | 0.19065 | -0.21316 | -0.02538 | -0.020636 | 0 | 0 | 0 | 0 | 0 | 0 | [8 empty] | FALSE | FALSE | FALSE | FALSE | FALSE | #N/A
7609 | SCHUMA13 | 11.208 | 0 | 4 | 0.020406 | 0.42595 | 0.18581 | -0.20952 | -0.025312 | -0.020406 | 0 | 0 | 0 | 0 | 0 | 0 | [8 empty] | FALSE | FALSE | FALSE | FALSE | FALSE | #N/A
7608 | CIBOLO13 | 25.102 | 0 | 4 | 0.020512 | 0.42332 | 0.18857 | -0.21155 | -0.025352 | -0.020512 | 0 | 0 | 0 | 0 | 0 | 0 | [8 empty] | FALSE | FALSE | FALSE | FALSE | FALSE | #N/A
7606 | MCQUEE13 | 30.316 | 0 | 4 | 0.020409 | 0.42674 | 0.18469 | -0.20878 | -0.025293 | -0.020409 | 0 | 0 | 0 | 0 | 0 | 0 | [8 empty] | FALSE | FALSE | FALSE | FALSE | FALSE | #N/A
7605 | MCQUEE06 | 0 | 0 | 4 | 0.020272 | 0.42692 | 0.18206 | -0.2084 | -0.025299 | -0.020272 | 0 | 0 | 0 | 0 | 0 | 0 | [8 empty] | FALSE | FALSE | FALSE | FALSE | FALSE | #N/A
7625 | LKWDTP06 | 0 | 0 | 4 | 0.019571 | 0.42184 | 0.17464 | -0.21159 | -0.025456 | -0.019571 | 0 | 0 | 0 | 0 | 0 | 0 | [8 empty] | FALSE | FALSE | FALSE | FALSE | FALSE | #N/A
7615 | WILSON06 | 10.419 | 0 | 4 | 0.020154 | 0.42538 | 0.18091 | -0.2093 | -0.025335 | -0.020154 | 0 | 0 | 0 | 0 | 0 | 0 | [8 empty] | FALSE | FALSE | FALSE | FALSE | FALSE | #N/A
7168 | BOERNE13 | 34.783 | 0 | 4 | 0.02732 | 0.41865 | 0.17096 | -0.19582 | -0.024264 | -0.02732 | 0 | 0 | 0 | 0 | 0 | 0 | [8 empty] | FALSE | FALSE | FALSE | FALSE | FALSE | #N/A
7182 | MCCALA13 | 16.393 | 0 | 4 | 0.020785 | 0.4354 | 0.17091 | -0.19802 | -0.024983 | -0.020785 | 0 | 0 | 0 | 0 | 0 | 0 | [8 empty] | FALSE | FALSE | FALSE | FALSE | FALSE | #N/A
7181 | ZORN 13 | 0 | 0 | 4 | 0.020477 | 0.43597 | 0.17308 | -0.19985 | -0.025063 | -0.020477 | 0 | 0 | 0 | 0 | 0 | 0 | [8 empty] | FALSE | FALSE | FALSE | FALSE | FALSE | #N/A
7180 | ZORN 13 | 0 | 0 | 4 | 0.020475 | 0.436 | 0.17309 | -0.19986 | -0.025064 | -0.020475 | 0 | 0 | 0 | 0 | 0 | 0 | [8 empty] | FALSE | FALSE | FALSE | FALSE | FALSE | #N/A
7178 | MARION13 | 0 | 0 | 4 | 0.0204 | 0.42463 | 0.18764 | -0.21073 | -0.025342 | -0.0204 | 0 | 0 | 0 | 0 | 0 | 0 | [8 empty] | FALSE | FALSE | FALSE | FALSE | FALSE | #N/A
7177 | HWY46W13 | 5.288 | 0 | 4 | 0.022462 | 0.42971 | 0.17268 | -0.19873 | -0.024827 | -0.022462 | 0 | 0 | 0 | 0 | 0 | 0 | [8 empty] | FALSE | FALSE | FALSE | FALSE | FALSE | #N/A
7175 | HORTON13 | 23.046 | 0 | 4 | 0.020465 | 0.43075 | 0.18017 | -0.20507 | -0.025195 | -0.020465 | 0 | 0 | 0 | 0 | 0 | 0 | [8 empty] | FALSE | FALSE | FALSE | FALSE | FALSE | #N/A
7173 | RIVERO13 | 10.186 | 0 | 4 | 0.021442 | 0.43181 | 0.17381 | -0.19996 | -0.024964 | -0.021442 | 0 | 0 | 0 | 0 | 0 | 0 | [8 empty] | FALSE | FALSE | FALSE | FALSE | FALSE | #N/A
7172 | HENNE 13 | 0 | 0 | 4 | 0.021039 | 0.43263 | 0.17426 | -0.20044 | -0.025018 | -0.021039 | 0 | 0 | 0 | 0 | 0 | 0 | [8 empty] | FALSE | FALSE | FALSE | FALSE | FALSE | #N/A
7171 | ANTLER13 | 22.046 | 0 | 4 | 0.023483 | 0.42762 | 0.17154 | -0.1975 | -0.024691 | -0.023483 | 0 | 0 | 0 | 0 | 0 | 0 | [8 empty] | FALSE | FALSE | FALSE | FALSE | FALSE | #N/A
7111 | FLATRO13 | 8.363 | 0 | 4 | 0.034558 | 0.39972 | 0.1407 | -0.16738 | -0.022508 | -0.034558 | 0 | 0 | 0 | 0 | 0 | 0 | [8 empty] | FALSE | FALSE | FALSE | FALSE | FALSE | #N/A
7169 | FAIROA13 | 16.144 | 0 | 4 | 0.024857 | 0.42457 | 0.17078 | -0.19646 | -0.024525 | -0.024857 | 0 | 0 | 0 | 0 | 0 | 0 | [8 empty] | FALSE | FALSE | FALSE | FALSE | FALSE | #N/A
7188 | REDWOO13 | 30.845 | 0 | 4 | 0.020894 | 0.43567 | 0.16872 | -0.19628 | -0.024926 | -0.020894 | 0 | 0 | 0 | 0 | 0 | 0 | [8 empty] | FALSE | FALSE | FALSE | FALSE | FALSE | #N/A
7155 | COMFOR13 | 0 | 0 | 4 | 0.027375 | 0.41346 | 0.18039 | -0.20325 | -0.024471 | -0.027375 | 0 | 0 | 0 | 0 | 0 | 0 | [8 empty] | FALSE | FALSE | FALSE | FALSE | FALSE | #N/A
7153 | WELFAR13 | 11.593 | 0 | 4 | 0.028835 | 0.41501 | 0.17107 | -0.19543 | -0.024104 | -0.028835 | 0 | 0 | 0 | 0 | 0 | 0 | [8 empty] | FALSE | FALSE | FALSE | FALSE | FALSE | #N/A
7152 | KENDAL13 | 0 | 0 | 4 | 0.03037 | 0.41132 | 0.17118 | -0.19503 | -0.023942 | -0.03037 | 0 | 0 | 0 | 0 | 0 | 0 | [8 empty] | FALSE | FALSE | FALSE | FALSE | FALSE | #N/A
7151 | CICO 13 | 8.931 | 0 | 4 | 0.025491 | 0.41295 | 0.18657 | -0.20867 | -0.024799 | -0.025491 | 0 | 0 | 0 | 0 | 0 | 0 | [8 empty] | FALSE | FALSE | FALSE | FALSE | FALSE | #N/A
7150 | KENDAL13 | 0 | 0 | 4 | 0.027186 | 0.41389 | 0.18047 | -0.20335 | -0.024491 | -0.027186 | 0 | 0 | 0 | 0 | 0 | 0 | [8 empty] | FALSE | FALSE | FALSE | FALSE | FALSE | #N/A
7148 | MOUNTO13 | 0 | 0 | 4 | 0.028412 | 0.4165 | 0.15438 | -0.1813 | -0.023685 | -0.028412 | 0 | 0 | 0 | 0 | 0 | 0 | [8 empty] | FALSE | FALSE | FALSE | FALSE | FALSE | #N/A
7147 | KENDCT13 | 7.066 | 0 | 4 | 0.030366 | 0.41134 | 0.17114 | -0.195 | -0.023942 | -0.030366 | 0 | 0 | 0 | 0 | 0 | 0 | [8 empty] | FALSE | FALSE | FALSE | FALSE | FALSE | #N/A
7129 | HWY71 06 | 0 | 0 | 4 | 0.037444 | 0.39275 | 0.14146 | -0.16734 | -0.022157 | -0.037444 | 0 | 0 | 0 | 0 | 0 | 0 | [8 empty] | FALSE | FALSE | FALSE | FALSE | FALSE | #N/A
7226 | CUSHMA13 | 16.773 | 0 | 4 | 0.020367 | 0.4299 | 0.18119 | -0.20614 | -0.025232 | -0.020367 | 0 | 0 | 0 | 0 | 0 | 0 | [8 empty] | FALSE | FALSE | FALSE | FALSE | FALSE | #N/A
7170 | BERGHE13 | 12.652 | 0 | 4 | 0.024215 | 0.42612 | 0.17073 | -0.19662 | -0.024593 | -0.024215 | 0 | 0 | 0 | 0 | 0 | 0 | [8 empty] | FALSE | FALSE | FALSE | FALSE | FALSE | #N/A
7202 | HICROS13 | 0 | 0 | 4 | 0.020853 | 0.4442 | 0.14734 | -0.17781 | -0.024458 | -0.020853 | 0 | 0 | 0 | 0 | 0 | 0 | [8 empty] | FALSE | FALSE | FALSE | FALSE | FALSE | #N/A
7176 | COMAL 13 | 42.778 | 0 | 4 | 0.020593 | 0.43092 | 0.17901 | -0.20417 | -0.025159 | -0.020593 | 0 | 0 | 0 | 0 | 0 | 0 | [8 empty] | FALSE | FALSE | FALSE | FALSE | FALSE | #N/A
7224 | LULING13 | 23.71 | 0 | 4 | 0.019887 | 0.43201 | 0.16519 | -0.20034 | -0.025143 | -0.019887 | 0 | 0 | 0 | 0 | 0 | 0 | [8 empty] | FALSE | FALSE | FALSE | FALSE | FALSE | #N/A
7223 | LULING06 | 0 | 0 | 4 | 0.019676 | 0.42825 | 0.16633 | -0.20425 | -0.025264 | -0.019676 | 0 | 0 | 0 | 0 | 0 | 0 | [8 empty] | FALSE | FALSE | FALSE | FALSE | FALSE | #N/A
7220 | LULIMA06 | 14.007 | 0 | 4 | 0.019795 | 0.4301 | 0.16491 | -0.20199 | -0.025195 | -0.019795 | 0 | 0 | 0 | 0 | 0 | 0 | [8 empty] | FALSE | FALSE | FALSE | FALSE | FALSE | #N/A
7218 | MAGNME06 | 2.744 | 0 | 4 | 0.019873 | 0.43131 | 0.16398 | -0.20052 | -0.025149 | -0.019873 | 0 | 0 | 0 | 0 | 0 | 0 | [8 empty] | FALSE | FALSE | FALSE | FALSE | FALSE | #N/A
7216 | LOCKHA13 | 39.366 | 0 | 4 | 0.020003 | 0.4391 | 0.15536 | -0.1912 | -0.024906 | -0.020003 | 0 | 0 | 0 | 0 | 0 | 0 | [8 empty] | FALSE | FALSE | FALSE | FALSE | FALSE | #N/A
7215 | LOCKHA06 | 0 | 0 | 4 | 0.020084 | 0.43458 | 0.16148 | -0.19652 | -0.025027 | -0.020084 | 0 | 0 | 0 | 0 | 0 | 0 | [8 empty] | FALSE | FALSE | FALSE | FALSE | FALSE | #N/A
7212 | WOLFLA13 | 17.653 | 0 | 4 | 0.019273 | 0.44702 | 0.14538 | -0.18555 | -0.024863 | -0.019273 | 0 | 0 | 0 | 0 | 0 | 0 | [8 empty] | FALSE | FALSE | FALSE | FALSE | FALSE | #N/A
7208 | COLTON13 | 10.388 | 0 | 4 | 0.020021 | 0.44273 | 0.15037 | -0.1867 | -0.024795 | -0.020021 | 0 | 0 | 0 | 0 | 0 | 0 | [8 empty] | FALSE | FALSE | FALSE | FALSE | FALSE | #N/A
7184 | MCCALA13 | 0 | 0 | 4 | 0.020788 | 0.43539 | 0.17089 | -0.19801 | -0.024982 | -0.020788 | 0 | 0 | 0 | 0 | 0 | 0 | [8 empty] | FALSE | FALSE | FALSE | FALSE | FALSE | #N/A
7204 | DUMPHI06 | 0 | 0 | 4 | 0.020084 | 0.43458 | 0.16148 | -0.19652 | -0.025027 | -0.020084 | 0 | 0 | 0 | 0 | 0 | 0 | [8 empty] | FALSE | FALSE | FALSE | FALSE | FALSE | #N/A
7186 | RNRD1213 | 17.275 | 0 | 4 | 0.020904 | 0.4357 | 0.16848 | -0.1961 | -0.02492 | -0.020904 | 0 | 0 | 0 | 0 | 0 | 0 | [8 empty] | FALSE | FALSE | FALSE | FALSE | FALSE | #N/A
7200 | CANYON13 | 0 | 0 | 4 | 0.021128 | 0.43625 | 0.16417 | -0.19261 | -0.024805 | -0.021128 | 0 | 0 | 0 | 0 | 0 | 0 | [8 empty] | FALSE | FALSE | FALSE | FALSE | FALSE | #N/A
7198 | KOHLKR13 | 0 | 0 | 4 | 0.02152 | 0.4369 | 0.1575 | -0.18708 | -0.024617 | -0.02152 | 0 | 0 | 0 | 0 | 0 | 0 | [8 empty] | FALSE | FALSE | FALSE | FALSE | FALSE | #N/A
7197 | KOHLKR06 | 0 | 0 | 4 | 0.021583 | 0.43701 | 0.15643 | -0.18619 | -0.024587 | -0.021583 | 0 | 0 | 0 | 0 | 0 | 0 | [8 empty] | FALSE | FALSE | FALSE | FALSE | FALSE | #N/A
7196 | CAMPGA06 | 4.272 | 0 | 4 | 0.020527 | 0.43524 | 0.16381 | -0.19551 | -0.024949 | -0.020527 | 0 | 0 | 0 | 0 | 0 | 0 | [8 empty] | FALSE | FALSE | FALSE | FALSE | FALSE | #N/A
7194 | REEDVI06 | 0 | 0 | 4 | 0.020488 | 0.43518 | 0.16361 | -0.1956 | -0.024956 | -0.020488 | 0 | 0 | 0 | 0 | 0 | 0 | [8 empty] | FALSE | FALSE | FALSE | FALSE | FALSE | #N/A
7193 | STRAHA13 | 25.154 | 0 | 4 | 0.020988 | 0.43591 | 0.16678 | -0.19475 | -0.024876 | -0.020988 | 0 | 0 | 0 | 0 | 0 | 0 | [8 empty] | FALSE | FALSE | FALSE | FALSE | FALSE | #N/A
7192 | SANMAR13 | 32.013 | 0 | 4 | 0.021009 | 0.43596 | 0.16636 | -0.19441 | -0.024865 | -0.021009 | 0 | 0 | 0 | 0 | 0 | 0 | [8 empty] | FALSE | FALSE | FALSE | FALSE | FALSE | #N/A
7191 | SANMAR06 | 0 | 0 | 4 | 0.020635 | 0.4354 | 0.16438 | -0.19526 | -0.02493 | -0.020635 | 0 | 0 | 0 | 0 | 0 | 0 | [8 empty] | FALSE | FALSE | FALSE | FALSE | FALSE | #N/A
7190 | HILLTO13 | 9.711 | 0 | 4 | 0.020974 | 0.43587 | 0.16708 | -0.19498 | -0.024884 | -0.020974 | 0 | 0 | 0 | 0 | 0 | 0 | [8 empty] | FALSE | FALSE | FALSE | FALSE | FALSE | #N/A
7110 | WIRTZ N1 | 0 | 0 | 4 | 0.037859 | 0.39166 | 0.14078 | -0.16662 | -0.022085 | -0.037859 | 0 | 0 | 0 | 0 | 0 | 0 | [8 empty] | FALSE | FALSE | FALSE | FALSE | FALSE | #N/A
7206 | DALE 06 | 5.381 | 0 | 4 | 0.020084 | 0.43458 | 0.16148 | -0.19652 | -0.025027 | -0.020084 | 0 | 0 | 0 | 0 | 0 | 0 | [8 empty] | FALSE | FALSE | FALSE | FALSE | FALSE | #N/A
7014 | HAYSN 1 | 0 | 227 | 4 | 0.019829 | 0.44125 | 0.17584 | -0.20142 | -0.025177 | -0.019829 | 4.5012 | 100.1635 | 39.9152 | -45.7228 | -5.7152 | -4.5012 | [8 empty] | FALSE | FALSE | FALSE | TRUE | FALSE | #N/A
7035 | WIRTZ G1 | 0 | 0 | 4 | 0.037859 | 0.39166 | 0.14078 | -0.16662 | -0.022085 | -0.037859 | 0 | 0 | 0 | 0 | 0 | 0 | [8 empty] | FALSE | FALSE | FALSE | FALSE | FALSE | #N/A
7033 | MARSFOG3 | 0 | 22 | 4 | 0.025427 | 0.42214 | 0.14196 | -0.17082 | -0.023716 | -0.025427 | 0.55939 | 9.287 | 3.1231 | -3.758 | -0.52175 | -0.55939 | [8 empty] | FALSE | FALSE | FALSE | TRUE | FALSE | #N/A
7032 | MARSFOG2 | 0 | 16 | 4 | 0.025427 | 0.42214 | 0.14196 | -0.17082 | -0.023716 | -0.025427 | 0.40683 | 6.7542 | 2.2714 | -2.7331 | -0.37946 | -0.40683 | [8 empty] | FALSE | FALSE | FALSE | TRUE | FALSE | #N/A
7031 | MARSFOG1 | 0 | 22 | 4 | 0.025427 | 0.42214 | 0.14196 | -0.17082 | -0.023716 | -0.025427 | 0.55939 | 9.287 | 3.1231 | -3.758 | -0.52175 | -0.55939 | [8 empty] | FALSE | FALSE | FALSE | TRUE | FALSE | #N/A
7029 | MARBFAG2 | 0 | 13 | 4 | 0.034711 | 0.40008 | 0.14096 | -0.16763 | -0.022525 | -0.034711 | 0.45124 | 5.201 | 1.8324 | -2.1792 | -0.29283 | -0.45124 | [8 empty] | FALSE | FALSE | FALSE | TRUE | FALSE | #N/A
7028 | MARBFAG1 | 0 | 0 | 4 | 0.034711 | 0.40008 | 0.14096 | -0.16763 | -0.022525 | -0.034711 | 0 | 0 | 0 | 0 | 0 | 0 | [8 empty] | FALSE | FALSE | FALSE | FALSE | FALSE | #N/A
7026 | INKS G1 | 0 | 10 | 4 | 0.045389 | 0.37213 | 0.13317 | -0.15801 | -0.020987 | -0.045389 | 0.45389 | 3.7213 | 1.3317 | -1.5801 | -0.20987 | -0.45389 | [8 empty] | FALSE | FALSE | FALSE | TRUE | FALSE | #N/A
7020 | AUSTING1 | 0 | 14 | 4 | 0.020874 | 0.43957 | 0.14258 | -0.17285 | -0.024336 | -0.020874 | 0.29224 | 6.154 | 1.9961 | -2.4199 | -0.3407 | -0.29224 | [8 empty] | FALSE | FALSE | FALSE | TRUE | FALSE | #N/A
7017 | HAYSN 4 | 0 | 224 | 4 | 0.019829 | 0.44125 | 0.17584 | -0.20142 | -0.025177 | -0.019829 | 4.4417 | 98.8398 | 39.3877 | -45.1185 | -5.6396 | -4.4417 | [8 empty] | FALSE | FALSE | FALSE | TRUE | FALSE | #N/A
7112 | WIRTZ N2 | 0 | 0 | 4 | 0.037565 | 0.39243 | 0.14126 | -0.16713 | -0.022136 | -0.037565 | 0 | 0 | 0 | 0 | 0 | 0 | [8 empty] | FALSE | FALSE | FALSE | FALSE | FALSE | #N/A
7015 | HAYSN 2 | 0 | 224 | 4 | 0.019829 | 0.44125 | 0.17584 | -0.20142 | -0.025177 | -0.019829 | 4.4417 | 98.8398 | 39.3877 | -45.1185 | -5.6396 | -4.4417 | [8 empty] | FALSE | FALSE | FALSE | TRUE | FALSE | #N/A
7041 | LOSTPN34 | 0 | 0 | 4 | 0.017096 | 0.4868 | 0.14454 | -0.18024 | -0.024958 | -0.017096 | 0 | 0 | 0 | 0 | 0 | 0 | [8 empty] | FALSE | FALSE | FALSE | FALSE | FALSE | #N/A
7012 | FPP G3 | 0 | 427.5 | 4 | 0.017123 | 0.45221 | 0.15493 | -0.20086 | -0.025469 | -0.017123 | 0 | 0 | 0 | 0 | 0 | 0 | [8 empty] | FALSE | FALSE | FALSE | FALSE | FALSE | #N/A
7011 | FPP G2 | 0 | 593.2 | 4 | 0.017118 | 0.45243 | 0.15452 | -0.20072 | -0.025466 | -0.017118 | 0 | 0 | 0 | 0 | 0 | 0 | [8 empty] | FALSE | FALSE | FALSE | FALSE | FALSE | #N/A
7010 | FPP G1 | 0 | 589.4 | 4 | 0.017118 | 0.45243 | 0.15452 | -0.20072 | -0.025466 | -0.017118 | 0 | 0 | 0 | 0 | 0 | 0 | [8 empty] | FALSE | FALSE | FALSE | FALSE | FALSE | #N/A
7009 | LOSTPN 3 | 0 | 174.734 | 4 | 0.017096 | 0.4868 | 0.14454 | -0.18024 | -0.024958 | -0.017096 | 2.9873 | 85.0612 | 25.2562 | -31.4941 | -4.361 | -2.9873 | [8 empty] | FALSE | FALSE | FALSE | TRUE | FALSE | #N/A
7008 | LOSTPN 2 | 0 | 156.788 | 4 | 0.017096 | 0.4868 | 0.14454 | -0.18024 | -0.024958 | -0.017096 | 2.6804 | 76.325 | 22.6623 | -28.2595 | -3.9131 | -2.6804 | [8 empty] | FALSE | FALSE | FALSE | TRUE | FALSE | #N/A
7007 | LOSTPN 1 | 0 | 158.677 | 4 | 0.017096 | 0.4868 | 0.14454 | -0.18024 | -0.024958 | -0.017096 | 2.7127 | 77.2446 | 22.9353 | -28.5999 | -3.9603 | -2.7127 | [8 empty] | FALSE | FALSE | FALSE | TRUE | FALSE | #N/A
7006 | GIDEONG3 | 0 | 324.9 | 4 | 0.01828 | 0.45272 | 0.13876 | -0.18403 | -0.024953 | -0.01828 | 5.9392 | 147.0903 | 45.0821 | -59.7907 | -8.1072 | -5.9392 | [8 empty] | FALSE | FALSE | FALSE | TRUE | FALSE | #N/A
7005 | GIDEONG2 | 0 | 133 | 4 | 0.01828 | 0.45272 | 0.13876 | -0.18403 | -0.024953 | -0.01828 | 2.4312 | 60.2124 | 18.4547 | -24.4757 | -3.3187 | -2.4312 | [8 empty] | FALSE | FALSE | FALSE | TRUE | FALSE | #N/A
7004 | GIDEONG1 | 0 | 133 | 4 | 0.01828 | 0.45272 | 0.13876 | -0.18403 | -0.024953 | -0.01828 | 2.4312 | 60.2124 | 18.4547 | -24.4757 | -3.3187 | -2.4312 | [8 empty] | FALSE | FALSE | FALSE | TRUE | FALSE | #N/A
7016 | HAYSN 3 | 0 | 230 | 4 | 0.019829 | 0.44125 | 0.17584 | -0.20142 | -0.025177 | -0.019829 | 4.5607 | 101.4873 | 40.4427 | -46.3271 | -5.7907 | -4.5607 | [8 empty] | FALSE | FALSE | FALSE | TRUE | FALSE | #N/A
7051 | RIONO 34 | 0 | 0 | 4 | 0.019907 | 0.43108 | 0.18503 | -0.20839 | -0.025338 | -0.019907 | 0 | 0 | 0 | 0 | 0 | 0 | [8 empty] | FALSE | FALSE | FALSE | FALSE | FALSE | #N/A
7107 | WIRTZ 06 | 17.108 | 0 | 4 | 0.037444 | 0.39275 | 0.14146 | -0.16734 | -0.022157 | -0.037444 | 0 | 0 | 0 | 0 | 0 | 0 | [8 empty] | FALSE | FALSE | FALSE | FALSE | FALSE | #N/A
7104 | WIRTZ 13 | 0 | 0 | 4 | 0.038219 | 0.39073 | 0.1402 | -0.166 | -0.022023 | -0.038219 | 0 | 0 | 0 | 0 | 0 | 0 | [8 empty] | FALSE | FALSE | FALSE | FALSE | FALSE | #N/A
7102 | SHERSH13 | 14.677 | 0 | 4 | 0.040044 | 0.38362 | 0.13735 | -0.16278 | -0.021624 | -0.040044 | 0 | 0 | 0 | 0 | 0 | 0 | [8 empty] | FALSE | FALSE | FALSE | FALSE | FALSE | #N/A
7100 | BURNET13 | 20.269 | 0 | 4 | 0.043944 | 0.3672 | 0.13168 | -0.15612 | -0.020692 | -0.043944 | 0 | 0 | 0 | 0 | 0 | 0 | [8 empty] | FALSE | FALSE | FALSE | FALSE | FALSE | #N/A
7097 | BURNET06 | 11.8 | 0 | 4 | 0.041293 | 0.37278 | 0.13264 | -0.1578 | -0.021319 | -0.041293 | 0 | 0 | 0 | 0 | 0 | 0 | [8 empty] | FALSE | FALSE | FALSE | FALSE | FALSE | #N/A
7094 | INKSDA06 | 4.292 | 0 | 4 | 0.045389 | 0.37213 | 0.13317 | -0.15801 | -0.020987 | -0.045389 | 0 | 0 | 0 | 0 | 0 | 0 | [8 empty] | FALSE | FALSE | FALSE | FALSE | FALSE | #N/A
7060 | EBABES13 | 5.013 | 0 | 4 | 0.050377 | 0.34205 | 0.12283 | -0.14571 | -0.019193 | -0.050377 | 0 | 0 | 0 | 0 | 0 | 0 | [8 empty] | FALSE | FALSE | FALSE | FALSE | FALSE | #N/A
7058 | SALEM 34 | 0 | 0 | 4 | 0.016814 | 0.43815 | 0.13905 | -0.20925 | -0.02574 | -0.016814 | 0 | 0 | 0 | 0 | 0 | 0 | [8 empty] | FALSE | FALSE | FALSE | FALSE | FALSE | #N/A
7057 | FAYETT34 | 0 | 0 | 4 | 0.017069 | 0.44843 | 0.15059 | -0.20291 | -0.025532 | -0.017069 | 0 | 0 | 0 | 0 | 0 | 0 | [8 empty] | FALSE | FALSE | FALSE | FALSE | FALSE | #N/A
7036 | WIRTZ G2 | 0 | 18 | 4 | 0.037565 | 0.39243 | 0.14126 | -0.16713 | -0.022136 | -0.037565 | 0.67617 | 7.0637 | 2.5428 | -3.0083 | -0.39845 | -0.67617 | [8 empty] | FALSE | FALSE | FALSE | TRUE | FALSE | #N/A
7055 | FPPYD234 | 0 | 0 | 4 | 0.017123 | 0.45221 | 0.15493 | -0.20086 | -0.025469 | -0.017123 | 0 | 0 | 0 | 0 | 0 | 0 | [8 empty] | FALSE | FALSE | FALSE | FALSE | FALSE | #N/A
7040 | AUSTRO34 | 0 | 0 | 4 | 0.017076 | 0.50244 | 0.14006 | -0.17103 | -0.024731 | -0.017076 | 0 | 0 | 0 | 0 | 0 | 0 | [8 empty] | FALSE | FALSE | FALSE | FALSE | FALSE | #N/A
7050 | CRLSPG34 | 0 | 0 | 4 | 0.019907 | 0.43108 | 0.18503 | -0.20839 | -0.025338 | -0.019907 | 0 | 0 | 0 | 0 | 0 | 0 | [8 empty] | FALSE | FALSE | FALSE | FALSE | FALSE | #N/A
7049 | MAHA 34 | 0 | 0 | 4 | 0.017819 | 0.4833 | 0.14702 | -0.17826 | -0.024825 | -0.017819 | 0 | 0 | 0 | 0 | 0 | 0 | [8 empty] | FALSE | FALSE | FALSE | FALSE | FALSE | #N/A
7048 | GARFIE34 | 0 | 0 | 4 | 0.017819 | 0.4833 | 0.14702 | -0.17826 | -0.024825 | -0.017819 | 0 | 0 | 0 | 0 | 0 | 0 | [8 empty] | FALSE | FALSE | FALSE | FALSE | FALSE | #N/A
7047 | GPP 34 | 0 | 0 | 4 | 0.020015 | 0.42102 | 0.1944 | -0.21544 | -0.025497 | -0.020015 | 0 | 0 | 0 | 0 | 0 | 0 | [8 empty] | FALSE | FALSE | FALSE | FALSE | FALSE | #N/A
7046 | KENDAL34 | 0 | 0 | 4 | 0.024183 | 0.42065 | 0.18176 | -0.20509 | -0.024825 | -0.024183 | 0 | 0 | 0 | 0 | 0 | 0 | [8 empty] | FALSE | FALSE | FALSE | FALSE | FALSE | #N/A
7045 | ZORN 34 | 0 | 0 | 4 | 0.019727 | 0.44178 | 0.1757 | -0.20132 | -0.025185 | -0.019727 | 0 | 0 | 0 | 0 | 0 | 0 | [8 empty] | FALSE | FALSE | FALSE | FALSE | FALSE | #N/A
7044 | MARION34 | 0 | 0 | 4 | 0.020015 | 0.42102 | 0.1944 | -0.21544 | -0.025497 | -0.020015 | 0 | 0 | 0 | 0 | 0 | 0 | [8 empty] | FALSE | FALSE | FALSE | FALSE | FALSE | #N/A
7043 | HAYSN 34 | 0 | 0 | 4 | 0.019829 | 0.44125 | 0.17584 | -0.20142 | -0.025177 | -0.019829 | 0 | 0 | 0 | 0 | 0 | 0 | [8 empty] | FALSE | FALSE | FALSE | FALSE | FALSE | #N/A
7042 | ZORN 34 | 0 | 0 | 4 | 0.019734 | 0.4417 | 0.17571 | -0.20134 | -0.025185 | -0.019734 | 0 | 0 | 0 | 0 | 0 | 0 | [8 empty] | FALSE | FALSE | FALSE | FALSE | FALSE | #N/A
7228 | SEGUIN13 | 28.317 | 0 | 4 | 0.020367 | 0.4299 | 0.18119 | -0.20614 | -0.025232 | -0.020367 | 0 | 0 | 0 | 0 | 0 | 0 | [8 empty] | FALSE | FALSE | FALSE | FALSE | FALSE | #N/A
7056 | FPPYD134 | 0 | 0 | 4 | 0.017118 | 0.45243 | 0.15452 | -0.20072 | -0.025466 | -0.017118 | 0 | 0 | 0 | 0 | 0 | 0 | [8 empty] | FALSE | FALSE | FALSE | FALSE | FALSE | #N/A
7330 | MANOR 13 | 17.181 | 0 | 4 | 0.020995 | 0.4352 | 0.13932 | -0.1694 | -0.02424 | -0.020995 | 0 | 0 | 0 | 0 | 0 | 0 | [8 empty] | FALSE | FALSE | FALSE | FALSE | FALSE | #N/A
7346 | GABRIE13 | 59.072 | 0 | 4 | 0.020272 | 0.35522 | 0.12646 | -0.15328 | -0.023882 | -0.020272 | 0 | 0 | 0 | 0 | 0 | 0 | [8 empty] | FALSE | FALSE | FALSE | FALSE | FALSE | #N/A
7345 | GABRIE06 | 0 | 0 | 4 | 0.018582 | 0.24753 | 0.10965 | -0.13241 | -0.023481 | -0.018582 | 0 | 0 | 0 | 0 | 0 | 0 | [8 empty] | FALSE | FALSE | FALSE | FALSE | FALSE | #N/A
7343 | GEORGE13 | 25.327 | 0 | 4 | 0.020347 | 0.37346 | 0.12881 | -0.15629 | -0.023962 | -0.020347 | 0 | 0 | 0 | 0 | 0 | 0 | [8 empty] | FALSE | FALSE | FALSE | FALSE | FALSE | #N/A
7339 | AUSTIN13 | 0 | 0 | 4 | 0.020874 | 0.43957 | 0.14258 | -0.17285 | -0.024336 | -0.020874 | 0 | 0 | 0 | 0 | 0 | 0 | [8 empty] | FALSE | FALSE | FALSE | FALSE | FALSE | #N/A
7337 | MCNEIL06 | 0 | 0 | 4 | 0.025427 | 0.42214 | 0.14196 | -0.17082 | -0.023716 | -0.025427 | 0 | 0 | 0 | 0 | 0 | 0 | [8 empty] | FALSE | FALSE | FALSE | FALSE | FALSE | #N/A
7336 | GILLEL13 | 0 | 0 | 4 | 0.019583 | 0.44028 | 0.1315 | -0.16091 | -0.024266 | -0.019583 | 0 | 0 | 0 | 0 | 0 | 0 | [8 empty] | FALSE | FALSE | FALSE | FALSE | FALSE | #N/A
7335 | HOWARD13 | 0 | 0 | 4 | 0.021033 | 0.43177 | 0.13887 | -0.16876 | -0.024218 | -0.021033 | 0 | 0 | 0 | 0 | 0 | 0 | [8 empty] | FALSE | FALSE | FALSE | FALSE | FALSE | #N/A
7334 | MCNEIL13 | 0 | 0 | 4 | 0.020995 | 0.4352 | 0.13932 | -0.1694 | -0.02424 | -0.020995 | 0 | 0 | 0 | 0 | 0 | 0 | [8 empty] | FALSE | FALSE | FALSE | FALSE | FALSE | #N/A
7333 | HARRIS13 | 8.391 | 0 | 4 | 0.020995 | 0.4352 | 0.13932 | -0.1694 | -0.02424 | -0.020995 | 0 | 0 | 0 | 0 | 0 | 0 | [8 empty] | FALSE | FALSE | FALSE | FALSE | FALSE | #N/A
7314 | SMITHV13 | 20.196 | 0 | 4 | 0.017945 | 0.44677 | 0.13762 | -0.19131 | -0.025173 | -0.017945 | 0 | 0 | 0 | 0 | 0 | 0 | [8 empty] | FALSE | FALSE | FALSE | FALSE | FALSE | #N/A
7331 | CEDARH13 | 6.273 | 0 | 4 | 0.01828 | 0.45272 | 0.13876 | -0.18403 | -0.024953 | -0.01828 | 0 | 0 | 0 | 0 | 0 | 0 | [8 empty] | FALSE | FALSE | FALSE | FALSE | FALSE | #N/A
7350 | MORMMI13 | 0 | 0 | 4 | 0.034385 | 0.39354 | 0.13631 | -0.16298 | -0.022257 | -0.034385 | 0 | 0 | 0 | 0 | 0 | 0 | [8 empty] | FALSE | FALSE | FALSE | FALSE | FALSE | #N/A
7329 | WEBBER13 | 9.55 | 0 | 4 | 0.01846 | 0.47193 | 0.13973 | -0.17376 | -0.024648 | -0.01846 | 0 | 0 | 0 | 0 | 0 | 0 | [8 empty] | FALSE | FALSE | FALSE | FALSE | FALSE | #N/A
7328 | AUSTRO13 | 0 | 0 | 4 | 0.018463 | 0.47219 | 0.13974 | -0.17362 | -0.024644 | -0.018463 | 0 | 0 | 0 | 0 | 0 | 0 | [8 empty] | FALSE | FALSE | FALSE | FALSE | FALSE | #N/A
7327 | ELGINT13 | 0 | 0 | 4 | 0.01828 | 0.45272 | 0.13876 | -0.18403 | -0.024953 | -0.01828 | 0 | 0 | 0 | 0 | 0 | 0 | [8 empty] | FALSE | FALSE | FALSE | FALSE | FALSE | #N/A
7326 | SWIFTE13 | 12.73 | 0 | 4 | 0.01828 | 0.45272 | 0.13876 | -0.18403 | -0.024953 | -0.01828 | 0 | 0 | 0 | 0 | 0 | 0 | [8 empty] | FALSE | FALSE | FALSE | FALSE | FALSE | #N/A
7325 | MENDOZ13 | 8.711 | 0 | 4 | 0.020454 | 0.44024 | 0.15327 | -0.18737 | -0.024755 | -0.020454 | 0 | 0 | 0 | 0 | 0 | 0 | [8 empty] | FALSE | FALSE | FALSE | FALSE | FALSE | #N/A
7324 | BUTLER13 | 13.402 | 0 | 4 | 0.017713 | 0.4549 | 0.12394 | -0.15489 | -0.024422 | -0.017713 | 0 | 0 | 0 | 0 | 0 | 0 | [8 empty] | FALSE | FALSE | FALSE | FALSE | FALSE | #N/A
7322 | BASTCI13 | 25.671 | 0 | 4 | 0.018321 | 0.45706 | 0.13898 | -0.18171 | -0.024884 | -0.018321 | 0 | 0 | 0 | 0 | 0 | 0 | [8 empty] | FALSE | FALSE | FALSE | FALSE | FALSE | #N/A
7318 | ALUMCR13 | 6.216 | 0 | 4 | 0.018089 | 0.44933 | 0.13811 | -0.18818 | -0.025079 | -0.018089 | 0 | 0 | 0 | 0 | 0 | 0 | [8 empty] | FALSE | FALSE | FALSE | FALSE | FALSE | #N/A
7225 | HICKOR06 | 7.751 | 0 | 4 | 0.020336 | 0.42917 | 0.18124 | -0.20667 | -0.025249 | -0.020336 | 0 | 0 | 0 | 0 | 0 | 0 | [8 empty] | FALSE | FALSE | FALSE | FALSE | FALSE | #N/A
7332 | ELGIN 13 | 0 | 0 | 4 | 0.017649 | 0.45514 | 0.12229 | -0.15163 | -0.024363 | -0.017649 | 0 | 0 | 0 | 0 | 0 | 0 | [8 empty] | FALSE | FALSE | FALSE | FALSE | FALSE | #N/A
7428 | UTOPIA06 | 4.403 | 0 | 4 | 0.065932 | 0.35908 | 0.16526 | -0.18505 | -0.020791 | -0.065932 | 0 | 0 | 0 | 0 | 0 | 0 | [8 empty] | FALSE | FALSE | FALSE | FALSE | FALSE | #N/A
7458 | G-2XXX13 | 21.221 | 0 | 4 | 0.02047 | 0.42692 | 0.1845 | -0.20835 | -0.025275 | -0.02047 | 0 | 0 | 0 | 0 | 0 | 0 | [8 empty] | FALSE | FALSE | FALSE | FALSE | FALSE | #N/A
7456 | LOP33713 | 24.39 | 0 | 4 | 0.02056 | 0.42983 | 0.1805 | -0.20531 | -0.02519 | -0.02056 | 0 | 0 | 0 | 0 | 0 | 0 | [8 empty] | FALSE | FALSE | FALSE | FALSE | FALSE | #N/A
7454 | T-XXXX13 | 22.648 | 0 | 4 | 0.02053 | 0.4337 | 0.17575 | -0.2018 | -0.025106 | -0.02053 | 0 | 0 | 0 | 0 | 0 | 0 | [8 empty] | FALSE | FALSE | FALSE | FALSE | FALSE | #N/A
7441 | MASONC13 | 12.932 | 0 | 4 | 0.02873 | 0.4096 | 0.18209 | -0.20441 | -0.024391 | -0.02873 | 0 | 0 | 0 | 0 | 0 | 0 | [8 empty] | FALSE | FALSE | FALSE | FALSE | FALSE | #N/A
7440 | TARPLE06 | 1.743 | 0 | 4 | 0.05235 | 0.37772 | 0.17085 | -0.19164 | -0.022088 | -0.05235 | 0 | 0 | 0 | 0 | 0 | 0 | [8 empty] | FALSE | FALSE | FALSE | FALSE | FALSE | #N/A
7439 | BANDER06 | 0 | 0 | 4 | 0.042634 | 0.39106 | 0.17484 | -0.19636 | -0.023016 | -0.042634 | 0 | 0 | 0 | 0 | 0 | 0 | [8 empty] | FALSE | FALSE | FALSE | FALSE | FALSE | #N/A
7438 | BANDER13 | 12.971 | 0 | 4 | 0.030302 | 0.40798 | 0.17992 | -0.20235 | -0.024194 | -0.030302 | 0 | 0 | 0 | 0 | 0 | 0 | [8 empty] | FALSE | FALSE | FALSE | FALSE | FALSE | #N/A
7437 | PIPECR13 | 8.301 | 0 | 4 | 0.027158 | 0.41123 | 0.18427 | -0.20648 | -0.024589 | -0.027158 | 0 | 0 | 0 | 0 | 0 | 0 | [8 empty] | FALSE | FALSE | FALSE | FALSE | FALSE | #N/A
7436 | PIPECR06 | 0 | 0 | 4 | 0.027158 | 0.41123 | 0.18427 | -0.20648 | -0.024589 | -0.027158 | 0 | 0 | 0 | 0 | 0 | 0 | [8 empty] | FALSE | FALSE | FALSE | FALSE | FALSE | #N/A
7347 | RIVERY13 | 25.014 | 0 | 4 | 0.020322 | 0.36744 | 0.12803 | -0.15529 | -0.023935 | -0.020322 | 0 | 0 | 0 | 0 | 0 | 0 | [8 empty] | FALSE | FALSE | FALSE | FALSE | FALSE | #N/A
7430 | MEDINA06 | 5.588 | 0 | 4 | 0.042634 | 0.39106 | 0.17484 | -0.19636 | -0.023016 | -0.042634 | 0 | 0 | 0 | 0 | 0 | 0 | [8 empty] | FALSE | FALSE | FALSE | FALSE | FALSE | #N/A
7348 | MARBFA13 | 9.546 | 0 | 4 | 0.034711 | 0.40008 | 0.14096 | -0.16763 | -0.022525 | -0.034711 | 0 | 0 | 0 | 0 | 0 | 0 | [8 empty] | FALSE | FALSE | FALSE | FALSE | FALSE | #N/A
7366 | CHIEBR13 | 19.581 | 0 | 4 | 0.020408 | 0.38851 | 0.13074 | -0.15877 | -0.024028 | -0.020408 | 0 | 0 | 0 | 0 | 0 | 0 | [8 empty] | FALSE | FALSE | FALSE | FALSE | FALSE | #N/A
7362 | MARSFON3 | 0 | 0 | 4 | 0.025427 | 0.42214 | 0.14196 | -0.17082 | -0.023716 | -0.025427 | 0 | 0 | 0 | 0 | 0 | 0 | [8 empty] | FALSE | FALSE | FALSE | FALSE | FALSE | #N/A
7360 | MARSFON2 | 0 | 0 | 4 | 0.025427 | 0.42214 | 0.14196 | -0.17082 | -0.023716 | -0.025427 | 0 | 0 | 0 | 0 | 0 | 0 | [8 empty] | FALSE | FALSE | FALSE | FALSE | FALSE | #N/A
7359 | MARSFON1 | 0 | 0 | 4 | 0.025427 | 0.42214 | 0.14196 | -0.17082 | -0.023716 | -0.025427 | 0 | 0 | 0 | 0 | 0 | 0 | [8 empty] | FALSE | FALSE | FALSE | FALSE | FALSE | #N/A
7356 | MARSFO13 | 0 | 0 | 4 | 0.025427 | 0.42214 | 0.14196 | -0.17082 | -0.023716 | -0.025427 | 0 | 0 | 0 | 0 | 0 | 0 | [8 empty] | FALSE | FALSE | FALSE | FALSE | FALSE | #N/A
7354 | MARSFO06 | 0 | 0 | 4 | 0.025427 | 0.42214 | 0.14196 | -0.17082 | -0.023716 | -0.025427 | 0 | 0 | 0 | 0 | 0 | 0 | [8 empty] | FALSE | FALSE | FALSE | FALSE | FALSE | #N/A
7353 | VISTA 13 | 0 | 0 | 4 | 0.024358 | 0.42216 | 0.14071 | -0.16973 | -0.023819 | -0.024358 | 0 | 0 | 0 | 0 | 0 | 0 | [8 empty] | FALSE | FALSE | FALSE | FALSE | FALSE | #N/A
7352 | LAGOVI13 | 34.765 | 0 | 4 | 0.02688 | 0.41291 | 0.13964 | -0.16798 | -0.023429 | -0.02688 | 0 | 0 | 0 | 0 | 0 | 0 | [8 empty] | FALSE | FALSE | FALSE | FALSE | FALSE | #N/A
7351 | MAFPEC13 | 0 | 0 | 4 | 0.034711 | 0.40008 | 0.14096 | -0.16763 | -0.022525 | -0.034711 | 0 | 0 | 0 | 0 | 0 | 0 | [8 empty] | FALSE | FALSE | FALSE | FALSE | FALSE | #N/A
7312 | WARDA 13 | 8.983 | 0 | 4 | 0.017435 | 0.438 | 0.13479 | -0.20184 | -0.025495 | -0.017435 | 0 | 0 | 0 | 0 | 0 | 0 | [8 empty] | FALSE | FALSE | FALSE | FALSE | FALSE | #N/A
7432 | MEDILA06 | 19.992 | 0 | 4 | 0.027158 | 0.41123 | 0.18427 | -0.20648 | -0.024589 | -0.027158 | 0 | 0 | 0 | 0 | 0 | 0 | [8 empty] | FALSE | FALSE | FALSE | FALSE | FALSE | #N/A
7242 | YOAKUM13 | 27.338 | 0 | 4 | 0.01838 | 0.4126 | 0.17036 | -0.22144 | -0.025832 | -0.01838 | 0 | 0 | 0 | 0 | 0 | 0 | [8 empty] | FALSE | FALSE | FALSE | FALSE | FALSE | #N/A
7263 | FRELSB13 | 4.5 | 0 | 4 | 0.016969 | 0.42762 | 0.1388 | -0.21486 | -0.025854 | -0.016969 | 0 | 0 | 0 | 0 | 0 | 0 | [8 empty] | FALSE | FALSE | FALSE | FALSE | FALSE | #N/A
7258 | GLIDDE13 | 0 | 0 | 4 | 0.017053 | 0.4206 | 0.14138 | -0.2193 | -0.025949 | -0.017053 | 0 | 0 | 0 | 0 | 0 | 0 | [8 empty] | FALSE | FALSE | FALSE | FALSE | FALSE | #N/A
7257 | GLIDDE06 | 6.095 | 0 | 4 | 0.016456 | 0.39805 | 0.12982 | -0.23642 | -0.026446 | -0.016456 | 0 | 0 | 0 | 0 | 0 | 0 | [8 empty] | FALSE | FALSE | FALSE | FALSE | FALSE | #N/A
7254 | WEIMAR13 | 15.114 | 0 | 4 | 0.017183 | 0.42127 | 0.14314 | -0.21826 | -0.025908 | -0.017183 | 0 | 0 | 0 | 0 | 0 | 0 | [8 empty] | FALSE | FALSE | FALSE | FALSE | FALSE | #N/A
7252 | SCHULE13 | 22.077 | 0 | 4 | 0.017458 | 0.4227 | 0.14688 | -0.21605 | -0.025822 | -0.017458 | 0 | 0 | 0 | 0 | 0 | 0 | [8 empty] | FALSE | FALSE | FALSE | FALSE | FALSE | #N/A
7250 | ENGLE 13 | 0.259 | 0 | 4 | 0.017599 | 0.42344 | 0.14881 | -0.21492 | -0.025777 | -0.017599 | 0 | 0 | 0 | 0 | 0 | 0 | [8 empty] | FALSE | FALSE | FALSE | FALSE | FALSE | #N/A
7248 | FLATON13 | 11.281 | 0 | 4 | 0.01772 | 0.42407 | 0.15045 | -0.21395 | -0.025739 | -0.01772 | 0 | 0 | 0 | 0 | 0 | 0 | [8 empty] | FALSE | FALSE | FALSE | FALSE | FALSE | #N/A
7247 | FLATON06 | 0 | 0 | 4 | 0.018379 | 0.42329 | 0.15826 | -0.2125 | -0.025622 | -0.018379 | 0 | 0 | 0 | 0 | 0 | 0 | [8 empty] | FALSE | FALSE | FALSE | FALSE | FALSE | #N/A
7246 | HALLET13 | 15.151 | 0 | 4 | 0.01804 | 0.41939 | 0.15918 | -0.21689 | -0.025768 | -0.01804 | 0 | 0 | 0 | 0 | 0 | 0 | [8 empty] | FALSE | FALSE | FALSE | FALSE | FALSE | #N/A
7315 | SMITHV06 | 0 | 0 | 4 | 0.017945 | 0.44677 | 0.13762 | -0.19131 | -0.025173 | -0.017945 | 0 | 0 | 0 | 0 | 0 | 0 | [8 empty] | FALSE | FALSE | FALSE | FALSE | FALSE | #N/A
7244 | CUERO 13 | 34.557 | 0 | 4 | 0.018654 | 0.40649 | 0.18009 | -0.22564 | -0.025896 | -0.018654 | 0 | 0 | 0 | 0 | 0 | 0 | [8 empty] | FALSE | FALSE | FALSE | FALSE | FALSE | #N/A
7271 | NEWBRE13 | 4.301 | 0 | 4 | 0.015716 | 0.39482 | 0.092419 | -0.23889 | -0.026638 | -0.015716 | 0 | 0 | 0 | 0 | 0 | 0 | [8 empty] | FALSE | FALSE | FALSE | FALSE | FALSE | #N/A
7241 | YOAKUM06 | 0 | 0 | 4 | 0.018379 | 0.41708 | 0.16529 | -0.21769 | -0.025744 | -0.018379 | 0 | 0 | 0 | 0 | 0 | 0 | [8 empty] | FALSE | FALSE | FALSE | FALSE | FALSE | #N/A
7238 | SHINER06 | 10.671 | 0 | 4 | 0.018379 | 0.41944 | 0.16263 | -0.21573 | -0.025698 | -0.018379 | 0 | 0 | 0 | 0 | 0 | 0 | [8 empty] | FALSE | FALSE | FALSE | FALSE | FALSE | #N/A
7237 | HANKHA06 | 0 | 0 | 4 | 0.018379 | 0.421 | 0.16087 | -0.21443 | -0.025667 | -0.018379 | 0 | 0 | 0 | 0 | 0 | 0 | [8 empty] | FALSE | FALSE | FALSE | FALSE | FALSE | #N/A
7236 | MOULTO06 | 2.573 | 0 | 4 | 0.018379 | 0.42159 | 0.16019 | -0.21393 | -0.025656 | -0.018379 | 0 | 0 | 0 | 0 | 0 | 0 | [8 empty] | FALSE | FALSE | FALSE | FALSE | FALSE | #N/A
7235 | SWHOME13 | 1.552 | 0 | 4 | 0.018165 | 0.41689 | 0.1633 | -0.21857 | -0.025792 | -0.018165 | 0 | 0 | 0 | 0 | 0 | 0 | [8 empty] | FALSE | FALSE | FALSE | FALSE | FALSE | #N/A
7232 | WAELDE06 | 7.516 | 0 | 4 | 0.018857 | 0.42512 | 0.16123 | -0.20946 | -0.02549 | -0.018857 | 0 | 0 | 0 | 0 | 0 | 0 | [8 empty] | FALSE | FALSE | FALSE | FALSE | FALSE | #N/A
7231 | THOMPS06 | 2.645 | 0 | 4 | 0.019067 | 0.42592 | 0.16254 | -0.20813 | -0.025432 | -0.019067 | 0 | 0 | 0 | 0 | 0 | 0 | [8 empty] | FALSE | FALSE | FALSE | FALSE | FALSE | #N/A
7230 | HARWOO06 | 0.282 | 0 | 4 | 0.019341 | 0.42697 | 0.16424 | -0.20638 | -0.025357 | -0.019341 | 0 | 0 | 0 | 0 | 0 | 0 | [8 empty] | FALSE | FALSE | FALSE | FALSE | FALSE | #N/A
7229 | SEGUINW8 | 30.359 | 0 | 4 | 0.020384 | 0.42864 | 0.18258 | -0.20719 | -0.025257 | -0.020384 | 0 | 0 | 0 | 0 | 0 | 0 | [8 empty] | FALSE | FALSE | FALSE | FALSE | FALSE | #N/A
7245 | GONZAL13 | 19.726 | 0 | 4 | 0.019417 | 0.42194 | 0.17152 | -0.21053 | -0.025444 | -0.019417 | 0 | 0 | 0 | 0 | 0 | 0 | [8 empty] | FALSE | FALSE | FALSE | FALSE | FALSE | #N/A
7287 | BELLVI13 | 9.779 | 0 | 4 | 0.014982 | 0.37056 | 0.065072 | -0.25618 | -0.027178 | -0.014982 | 0 | 0 | 0 | 0 | 0 | 0 | [8 empty] | FALSE | FALSE | FALSE | FALSE | FALSE | #N/A
7310 | GIDEON13 | 0 | 0 | 4 | 0.01828 | 0.45272 | 0.13876 | -0.18403 | -0.024953 | -0.01828 | 0 | 0 | 0 | 0 | 0 | 0 | [8 empty] | FALSE | FALSE | FALSE | FALSE | FALSE | #N/A
7308 | PAIGE 13 | 9.256 | 0 | 4 | 0.018015 | 0.448 | 0.13785 | -0.1898 | -0.025127 | -0.018015 | 0 | 0 | 0 | 0 | 0 | 0 | [8 empty] | FALSE | FALSE | FALSE | FALSE | FALSE | #N/A
7306 | WINCHE13 | 0 | 0 | 4 | 0.01756 | 0.43991 | 0.13631 | -0.1997 | -0.025425 | -0.01756 | 0 | 0 | 0 | 0 | 0 | 0 | [8 empty] | FALSE | FALSE | FALSE | FALSE | FALSE | #N/A
7302 | GIDDIN13 | 32.389 | 0 | 4 | 0.017374 | 0.43611 | 0.13281 | -0.20308 | -0.025539 | -0.017374 | 0 | 0 | 0 | 0 | 0 | 0 | [8 empty] | FALSE | FALSE | FALSE | FALSE | FALSE | #N/A
7299 | ROUNTO13 | 5.763 | 0 | 4 | 0.016892 | 0.43404 | 0.13644 | -0.21079 | -0.025767 | -0.016892 | 0 | 0 | 0 | 0 | 0 | 0 | [8 empty] | FALSE | FALSE | FALSE | FALSE | FALSE | #N/A
7297 | RTOPTA13 | 0 | 0 | 4 | 0.017083 | 0.43259 | 0.13048 | -0.20791 | -0.025692 | -0.017083 | 0 | 0 | 0 | 0 | 0 | 0 | [8 empty] | FALSE | FALSE | FALSE | FALSE | FALSE | #N/A
7296 | PISEK 06 | 3.224 | 0 | 4 | 0.016759 | 0.4305 | 0.13196 | -0.21322 | -0.025853 | -0.016759 | 0 | 0 | 0 | 0 | 0 | 0 | [8 empty] | FALSE | FALSE | FALSE | FALSE | FALSE | #N/A
7294 | BRENNO13 | 18.891 | 0 | 4 | 0.015837 | 0.4003 | 0.098337 | -0.23191 | -0.026524 | -0.015837 | 0 | 0 | 0 | 0 | 0 | 0 | [8 empty] | FALSE | FALSE | FALSE | FALSE | FALSE | #N/A
7292 | BRENHA13 | 50.645 | 0 | 4 | 0.016351 | 0.4183 | 0.11752 | -0.22151 | -0.026134 | -0.016351 | 0 | 0 | 0 | 0 | 0 | 0 | [8 empty] | FALSE | FALSE | FALSE | FALSE | FALSE | #N/A
7269 | BELLSO06 | 0 | 0 | 4 | 0.015377 | 0.37621 | 0.083022 | -0.25217 | -0.02701 | -0.015377 | 0 | 0 | 0 | 0 | 0 | 0 | [8 empty] | FALSE | FALSE | FALSE | FALSE | FALSE | #N/A
7289 | SALEM 13 | 0 | 0 | 4 | 0.016507 | 0.42375 | 0.12345 | -0.21784 | -0.026015 | -0.016507 | 0 | 0 | 0 | 0 | 0 | 0 | [8 empty] | FALSE | FALSE | FALSE | FALSE | FALSE | #N/A
7270 | BELLSO13 | 13.869 | 0 | 4 | 0.01482 | 0.36494 | 0.058879 | -0.26029 | -0.027301 | -0.01482 | 0 | 0 | 0 | 0 | 0 | 0 | [8 empty] | FALSE | FALSE | FALSE | FALSE | FALSE | #N/A
7286 | FAYETT13 | 4.25 | 0 | 4 | 0.016892 | 0.43404 | 0.13644 | -0.21079 | -0.025767 | -0.016892 | 0 | 0 | 0 | 0 | 0 | 0 | [8 empty] | FALSE | FALSE | FALSE | FALSE | FALSE | #N/A
7282 | FAYSHP13 | 0 | 0 | 4 | 0.016892 | 0.43404 | 0.13644 | -0.21079 | -0.025767 | -0.016892 | 0 | 0 | 0 | 0 | 0 | 0 | [8 empty] | FALSE | FALSE | FALSE | FALSE | FALSE | #N/A
7280 | FPPRIP13 | 0 | 0 | 4 | 0.017058 | 0.43438 | 0.13732 | -0.20913 | -0.025708 | -0.017058 | 0 | 0 | 0 | 0 | 0 | 0 | [8 empty] | FALSE | FALSE | FALSE | FALSE | FALSE | #N/A
7278 | FPP 13 | 0 | 0 | 4 | 0.017058 | 0.43438 | 0.13732 | -0.20913 | -0.025708 | -0.017058 | 0 | 0 | 0 | 0 | 0 | 0 | [8 empty] | FALSE | FALSE | FALSE | FALSE | FALSE | #N/A
7277 | MULDOO13 | 0 | 0 | 4 | 0.017588 | 0.42964 | 0.14495 | -0.20954 | -0.025652 | -0.017588 | 0 | 0 | 0 | 0 | 0 | 0 | [8 empty] | FALSE | FALSE | FALSE | FALSE | FALSE | #N/A
7276 | LAGRAN13 | 29.063 | 0 | 4 | 0.017251 | 0.43478 | 0.13836 | -0.20719 | -0.025639 | -0.017251 | 0 | 0 | 0 | 0 | 0 | 0 | [8 empty] | FALSE | FALSE | FALSE | FALSE | FALSE | #N/A
7275 | RIVERS13 | 10.55 | 0 | 4 | 0.017319 | 0.43492 | 0.13872 | -0.20652 | -0.025615 | -0.017319 | 0 | 0 | 0 | 0 | 0 | 0 | [8 empty] | FALSE | FALSE | FALSE | FALSE | FALSE | #N/A
7274 | PLUM 13 | 4.163 | 0 | 4 | 0.017457 | 0.43521 | 0.13945 | -0.20514 | -0.025565 | -0.017457 | 0 | 0 | 0 | 0 | 0 | 0 | [8 empty] | FALSE | FALSE | FALSE | FALSE | FALSE | #N/A
7273 | WILLSP13 | 3.841 | 0 | 4 | 0.01659 | 0.42396 | 0.12512 | -0.21802 | -0.025991 | -0.01659 | 0 | 0 | 0 | 0 | 0 | 0 | [8 empty] | FALSE | FALSE | FALSE | FALSE | FALSE | #N/A
7459 | G-1XXX13 | 0 | 0 | 4 | 0.02047 | 0.42692 | 0.1845 | -0.20835 | -0.025275 | -0.02047 | 0 | 0 | 0 | 0 | 0 | 0 | [8 empty] | FALSE | FALSE | FALSE | FALSE | FALSE | #N/A
7291 | HWY36 13 | 0 | 0 | 4 | 0.016241 | 0.41449 | 0.11337 | -0.22408 | -0.026217 | -0.016241 | 0 | 0 | 0 | 0 | 0 | 0 | [8 empty] | FALSE | FALSE | FALSE | FALSE | FALSE | #N/A
9121 | BURLESON | 0 | 0 | 4 | 0.020794 | 0.44076 | 0.14307 | -0.17339 | -0.024359 | -0.020794 | 0 | 0 | 0 | 0 | 0 | 0 | [8 empty] | FALSE | FALSE | FALSE | FALSE | FALSE | #N/A
9147 | HICRSMB2 | 83.747 | 0 | 4 | 0.020842 | 0.44427 | 0.14731 | -0.17778 | -0.024459 | -0.020842 | 0 | 0 | 0 | 0 | 0 | 0 | [8 empty] | FALSE | FALSE | FALSE | FALSE | FALSE | #N/A
9139 | AUSTNDAM | 23.017 | 0 | 4 | 0.020874 | 0.43957 | 0.14258 | -0.17285 | -0.024336 | -0.020874 | 0 | 0 | 0 | 0 | 0 | 0 | [8 empty] | FALSE | FALSE | FALSE | FALSE | FALSE | #N/A
9134 | SEAHMMB3 | 0 | 0 | 4 | 0.02082 | 0.44049 | 0.14306 | -0.17337 | -0.024355 | -0.02082 | 0 | 0 | 0 | 0 | 0 | 0 | [8 empty] | FALSE | FALSE | FALSE | FALSE | FALSE | #N/A
9132 | SEAHM8 | 86.932 | 0 | 4 | 0.020835 | 0.44034 | 0.14305 | -0.17336 | -0.024353 | -0.020835 | 0 | 0 | 0 | 0 | 0 | 0 | [8 empty] | FALSE | FALSE | FALSE | FALSE | FALSE | #N/A
9131 | NORTHSTR | 0 | 0 | 4 | 0.0209 | 0.43889 | 0.14205 | -0.17229 | -0.02432 | -0.0209 | 0 | 0 | 0 | 0 | 0 | 0 | [8 empty] | FALSE | FALSE | FALSE | FALSE | FALSE | #N/A
9130 | NL NEUT | 0 | 0 | 4 | 0.0209 | 0.43889 | 0.14205 | -0.17229 | -0.02432 | -0.0209 | 0 | 0 | 0 | 0 | 0 | 0 | [8 empty] | FALSE | FALSE | FALSE | FALSE | FALSE | #N/A
9129 | NORTHLND | 41.452 | 0 | 4 | 0.020908 | 0.43875 | 0.14198 | -0.17221 | -0.024317 | -0.020908 | 0 | 0 | 0 | 0 | 0 | 0 | [8 empty] | FALSE | FALSE | FALSE | FALSE | FALSE | #N/A
9128 | NORTHLND | 24.311 | 0 | 4 | 0.020959 | 0.43789 | 0.14154 | -0.17173 | -0.024299 | -0.020959 | 0 | 0 | 0 | 0 | 0 | 0 | [8 empty] | FALSE | FALSE | FALSE | FALSE | FALSE | #N/A
9125 | KINGSBRY | 0 | 0 | 4 | 0.020736 | 0.44133 | 0.14307 | -0.17342 | -0.024367 | -0.020736 | 0 | 0 | 0 | 0 | 0 | 0 | [8 empty] | FALSE | FALSE | FALSE | FALSE | FALSE | #N/A
9213 | HOLLYMB2 | 0 | 0 | 4 | 0.020783 | 0.44087 | 0.14307 | -0.1734 | -0.024361 | -0.020783 | 0 | 0 | 0 | 0 | 0 | 0 | [8 empty] | FALSE | FALSE | FALSE | FALSE | FALSE | #N/A
9122 | KINGSMB1 | 0 | 0 | 4 | 0.020643 | 0.44224 | 0.14306 | -0.17345 | -0.024378 | -0.020643 | 0 | 0 | 0 | 0 | 0 | 0 | [8 empty] | FALSE | FALSE | FALSE | FALSE | FALSE | #N/A
9155 | ANGUSVAL | 23.942 | 0 | 4 | 0.021076 | 0.4364 | 0.14092 | -0.17104 | -0.024268 | -0.021076 | 0 | 0 | 0 | 0 | 0 | 0 | [8 empty] | FALSE | FALSE | FALSE | FALSE | FALSE | #N/A
9120 | BURLESON | 58.467 | 0 | 4 | 0.02069 | 0.44331 | 0.14496 | -0.1754 | -0.02442 | -0.02069 | 0 | 0 | 0 | 0 | 0 | 0 | [8 empty] | FALSE | FALSE | FALSE | FALSE | FALSE | #N/A
9119 | PE_MB1 | 0 | 0 | 4 | 0.020782 | 0.44088 | 0.14308 | -0.17341 | -0.024361 | -0.020782 | 0 | 0 | 0 | 0 | 0 | 0 | [8 empty] | FALSE | FALSE | FALSE | FALSE | FALSE | #N/A
9118 | PE_MB2 | 0 | 0 | 4 | 0.020784 | 0.44135 | 0.14369 | -0.17403 | -0.024376 | -0.020784 | 0 | 0 | 0 | 0 | 0 | 0 | [8 empty] | FALSE | FALSE | FALSE | FALSE | FALSE | #N/A
9080 | MCNEIL | 0 | 0 | 4 | 0.020874 | 0.43933 | 0.14228 | -0.17254 | -0.024329 | -0.020874 | 0 | 0 | 0 | 0 | 0 | 0 | [8 empty] | FALSE | FALSE | FALSE | FALSE | FALSE | #N/A
9079 | MCNEILN | 75.321 | 0 | 4 | 0.020983 | 0.4354 | 0.13937 | -0.16948 | -0.024243 | -0.020983 | 0 | 0 | 0 | 0 | 0 | 0 | [8 empty] | FALSE | FALSE | FALSE | FALSE | FALSE | #N/A
9077 | MCNEILS | 0 | 0 | 4 | 0.020977 | 0.43552 | 0.13942 | -0.16953 | -0.024245 | -0.020977 | 0 | 0 | 0 | 0 | 0 | 0 | [8 empty] | FALSE | FALSE | FALSE | FALSE | FALSE | #N/A
9076 | MCNEILW | 0 | 0 | 4 | 0.020978 | 0.4355 | 0.13939 | -0.16951 | -0.024245 | -0.020978 | 0 | 0 | 0 | 0 | 0 | 0 | [8 empty] | FALSE | FALSE | FALSE | FALSE | FALSE | #N/A
9075 | LYTTON | 0 | 0 | 4 | 0.019397 | 0.45456 | 0.1527 | -0.18391 | -0.024782 | -0.019397 | 0 | 0 | 0 | 0 | 0 | 0 | [8 empty] | FALSE | FALSE | FALSE | FALSE | FALSE | #N/A
9074 | LYTTON | 0 | 0 | 4 | 0.018391 | 0.46224 | 0.15756 | -0.18933 | -0.025034 | -0.018391 | 0 | 0 | 0 | 0 | 0 | 0 | [8 empty] | FALSE | FALSE | FALSE | FALSE | FALSE | #N/A
9123 | KINGS DB | 39.972 | 0 | 4 | 0.020643 | 0.44223 | 0.14305 | -0.17344 | -0.024378 | -0.020643 | 0 | 0 | 0 | 0 | 0 | 0 | [8 empty] | FALSE | FALSE | FALSE | FALSE | FALSE | #N/A
9184 | DAFFIN G | 32.356 | 0 | 4 | 0.019788 | 0.453 | 0.13992 | -0.17179 | -0.024441 | -0.019788 | 0 | 0 | 0 | 0 | 0 | 0 | [8 empty] | FALSE | FALSE | FALSE | FALSE | FALSE | #N/A
9212 | HOLLYMB1 | 0 | 0 | 4 | 0.020783 | 0.44087 | 0.14307 | -0.1734 | -0.024361 | -0.020783 | 0 | 0 | 0 | 0 | 0 | 0 | [8 empty] | FALSE | FALSE | FALSE | FALSE | FALSE | #N/A
9207 | HIDDENVL | 28.772 | 0 | 4 | 0.020982 | 0.43925 | 0.14321 | -0.17346 | -0.024338 | -0.020982 | 0 | 0 | 0 | 0 | 0 | 0 | [8 empty] | FALSE | FALSE | FALSE | FALSE | FALSE | #N/A
9204 | HARRIS | 0 | 0 | 4 | 0.020782 | 0.44088 | 0.14307 | -0.1734 | -0.024361 | -0.020782 | 0 | 0 | 0 | 0 | 0 | 0 | [8 empty] | FALSE | FALSE | FALSE | FALSE | FALSE | #N/A
9203 | HAMILMB1 | 41.189 | 0 | 4 | 0.021087 | 0.43605 | 0.14064 | -0.17075 | -0.02426 | -0.021087 | 0 | 0 | 0 | 0 | 0 | 0 | [8 empty] | FALSE | FALSE | FALSE | FALSE | FALSE | #N/A
9202 | HAMILMB2 | 37.111 | 0 | 4 | 0.021088 | 0.43604 | 0.14063 | -0.17074 | -0.024259 | -0.021088 | 0 | 0 | 0 | 0 | 0 | 0 | [8 empty] | FALSE | FALSE | FALSE | FALSE | FALSE | #N/A
9200 | GROVE | 31.341 | 0 | 4 | 0.020645 | 0.44325 | 0.14427 | -0.1747 | -0.024408 | -0.020645 | 0 | 0 | 0 | 0 | 0 | 0 | [8 empty] | FALSE | FALSE | FALSE | FALSE | FALSE | #N/A
9199 | FISKVILL | 39.562 | 0 | 4 | 0.020894 | 0.4372 | 0.14033 | -0.17051 | -0.024278 | -0.020894 | 0 | 0 | 0 | 0 | 0 | 0 | [8 empty] | FALSE | FALSE | FALSE | FALSE | FALSE | #N/A
9196 | ED BLUE | 35.143 | 0 | 4 | 0.020629 | 0.44221 | 0.14287 | -0.17326 | -0.024376 | -0.020629 | 0 | 0 | 0 | 0 | 0 | 0 | [8 empty] | FALSE | FALSE | FALSE | FALSE | FALSE | #N/A
9193 | DESSAU | 50.968 | 0 | 4 | 0.020691 | 0.43992 | 0.14005 | -0.17054 | -0.024303 | -0.020691 | 0 | 0 | 0 | 0 | 0 | 0 | [8 empty] | FALSE | FALSE | FALSE | FALSE | FALSE | #N/A
9148 | HICRSMB1 | 0 | 0 | 4 | 0.020839 | 0.44426 | 0.14728 | -0.17775 | -0.024459 | -0.020839 | 0 | 0 | 0 | 0 | 0 | 0 | [8 empty] | FALSE | FALSE | FALSE | FALSE | FALSE | #N/A
9188 | DECK MB2 | 0 | 0 | 4 | 0.019714 | 0.45394 | 0.13957 | -0.17157 | -0.024445 | -0.019714 | 0 | 0 | 0 | 0 | 0 | 0 | [8 empty] | FALSE | FALSE | FALSE | FALSE | FALSE | #N/A
9151 | AMD | 30.827 | 0 | 4 | 0.020666 | 0.44328 | 0.14459 | -0.17502 | -0.024414 | -0.020666 | 0 | 0 | 0 | 0 | 0 | 0 | [8 empty] | FALSE | FALSE | FALSE | FALSE | FALSE | #N/A
9179 | CARDINAL | 62.749 | 0 | 4 | 0.020808 | 0.44061 | 0.14306 | -0.17338 | -0.024357 | -0.020808 | 0 | 0 | 0 | 0 | 0 | 0 | [8 empty] | FALSE | FALSE | FALSE | FALSE | FALSE | #N/A
9175 | CARSON | 16.441 | 0 | 4 | 0.020561 | 0.4448 | 0.14581 | -0.17633 | -0.024458 | -0.020561 | 0 | 0 | 0 | 0 | 0 | 0 | [8 empty] | FALSE | FALSE | FALSE | FALSE | FALSE | #N/A
9171 | CAMERON | 53.022 | 0 | 4 | 0.020831 | 0.43846 | 0.14101 | -0.17124 | -0.024303 | -0.020831 | 0 | 0 | 0 | 0 | 0 | 0 | [8 empty] | FALSE | FALSE | FALSE | FALSE | FALSE | #N/A
9169 | BRODIE | 49.323 | 0 | 4 | 0.020763 | 0.44443 | 0.14725 | -0.17775 | -0.024468 | -0.020763 | 0 | 0 | 0 | 0 | 0 | 0 | [8 empty] | FALSE | FALSE | FALSE | FALSE | FALSE | #N/A
9166 | BRACK | 40.383 | 0 | 4 | 0.020782 | 0.44088 | 0.14308 | -0.1734 | -0.024361 | -0.020782 | 0 | 0 | 0 | 0 | 0 | 0 | [8 empty] | FALSE | FALSE | FALSE | FALSE | FALSE | #N/A
9164 | METCENTR | 3.469 | 0 | 4 | 0.020596 | 0.44363 | 0.14406 | -0.1745 | -0.024409 | -0.020596 | 0 | 0 | 0 | 0 | 0 | 0 | [8 empty] | FALSE | FALSE | FALSE | FALSE | FALSE | #N/A
9163 | BERGSTRM | 18.702 | 0 | 4 | 0.020558 | 0.44392 | 0.1439 | -0.17434 | -0.02441 | -0.020558 | 0 | 0 | 0 | 0 | 0 | 0 | [8 empty] | FALSE | FALSE | FALSE | FALSE | FALSE | #N/A
9160 | BEECREEK | 48.296 | 0 | 4 | 0.020878 | 0.43949 | 0.14253 | -0.17279 | -0.024334 | -0.020878 | 0 | 0 | 0 | 0 | 0 | 0 | [8 empty] | FALSE | FALSE | FALSE | FALSE | FALSE | #N/A
9158 | BARTON | 78.609 | 0 | 4 | 0.020859 | 0.44297 | 0.14619 | -0.17661 | -0.024429 | -0.020859 | 0 | 0 | 0 | 0 | 0 | 0 | [8 empty] | FALSE | FALSE | FALSE | FALSE | FALSE | #N/A
9040 | AUSTROP | 0 | 0 | 4 | 0.017086 | 0.50187 | 0.14017 | -0.17126 | -0.024735 | -0.017086 | 0 | 0 | 0 | 0 | 0 | 0 | [8 empty] | FALSE | FALSE | FALSE | FALSE | FALSE | #N/A
9190 | TECHRIDG | 32.882 | 0 | 4 | 0.020983 | 0.43309 | 0.13933 | -0.16929 | -0.024237 | -0.020983 | 0 | 0 | 0 | 0 | 0 | 0 | [8 empty] | FALSE | FALSE | FALSE | FALSE | FALSE | #N/A
8532 | IDL TP 2 | 0 | 0 | 4 | 0.016466 | 0.38264 | 0.14872 | -0.24921 | -0.026712 | -0.016466 | 0 | 0 | 0 | 0 | 0 | 0 | [8 empty] | FALSE | FALSE | FALSE | FALSE | FALSE | #N/A
9073 | HOLMAN | 0 | 0 | 4 | 0.01709 | 0.44127 | 0.17144 | -0.20862 | -0.025649 | -0.01709 | 0 | 0 | 0 | 0 | 0 | 0 | [8 empty] | FALSE | FALSE | FALSE | FALSE | FALSE | #N/A
8573 | RUNGE 2 | 1.644 | 0 | 4 | 0.019923 | 0.40515 | 0.19369 | -0.22559 | -0.025764 | -0.019923 | 0 | 0 | 0 | 0 | 0 | 0 | [8 empty] | FALSE | FALSE | FALSE | FALSE | FALSE | #N/A
8543 | LAKSIDE2 | 1.686 | 0 | 4 | 0.01636 | 0.37579 | 0.15004 | -0.2546 | -0.026849 | -0.01636 | 0 | 0 | 0 | 0 | 0 | 0 | [8 empty] | FALSE | FALSE | FALSE | FALSE | FALSE | #N/A
8542 | MATHEWS2 | 0.626 | 0 | 4 | 0.016316 | 0.37292 | 0.1506 | -0.25686 | -0.026907 | -0.016316 | 0 | 0 | 0 | 0 | 0 | 0 | [8 empty] | FALSE | FALSE | FALSE | FALSE | FALSE | #N/A
8541 | L.STAR 2 | 2.437 | 0 | 4 | 0.016256 | 0.36908 | 0.15134 | -0.25988 | -0.026984 | -0.016256 | 0 | 0 | 0 | 0 | 0 | 0 | [8 empty] | FALSE | FALSE | FALSE | FALSE | FALSE | #N/A
8539 | L STR T2 | 0 | 0 | 4 | 0.016256 | 0.36908 | 0.15134 | -0.25988 | -0.026984 | -0.016256 | 0 | 0 | 0 | 0 | 0 | 0 | [8 empty] | FALSE | FALSE | FALSE | FALSE | FALSE | #N/A
8538 | GARWOD 2 | 1.802 | 0 | 4 | 0.016246 | 0.36843 | 0.15147 | -0.2604 | -0.026997 | -0.016246 | 0 | 0 | 0 | 0 | 0 | 0 | [8 empty] | FALSE | FALSE | FALSE | FALSE | FALSE | #N/A
8537 | IDEAL C2 | 1.119 | 0 | 4 | 0.016466 | 0.38264 | 0.14872 | -0.24921 | -0.026712 | -0.016466 | 0 | 0 | 0 | 0 | 0 | 0 | [8 empty] | FALSE | FALSE | FALSE | FALSE | FALSE | #N/A
8535 | PIONEER | 1.747 | 0 | 4 | 0.016466 | 0.38264 | 0.14872 | -0.24921 | -0.026712 | -0.016466 | 0 | 0 | 0 | 0 | 0 | 0 | [8 empty] | FALSE | FALSE | FALSE | FALSE | FALSE | #N/A
8575 | YRKTOWN2 | 8.746 | 0 | 4 | 0.019497 | 0.40753 | 0.18704 | -0.2238 | -0.025764 | -0.019497 | 0 | 0 | 0 | 0 | 0 | 0 | [8 empty] | FALSE | FALSE | FALSE | FALSE | FALSE | #N/A
8533 | GARWD R2 | 0.2 | 0 | 4 | 0.016466 | 0.38264 | 0.14872 | -0.24921 | -0.026712 | -0.016466 | 0 | 0 | 0 | 0 | 0 | 0 | [8 empty] | FALSE | FALSE | FALSE | FALSE | FALSE | #N/A
8577 | HOCH.TP2 | 0 | 0 | 4 | 0.019246 | 0.41344 | 0.17824 | -0.21853 | -0.02566 | -0.019246 | 0 | 0 | 0 | 0 | 0 | 0 | [8 empty] | FALSE | FALSE | FALSE | FALSE | FALSE | #N/A
8531 | GAR PMP2 | 1.711 | 0 | 4 | 0.016466 | 0.38264 | 0.14872 | -0.24921 | -0.026712 | -0.016466 | 0 | 0 | 0 | 0 | 0 | 0 | [8 empty] | FALSE | FALSE | FALSE | FALSE | FALSE | #N/A
8530 | GARRLTP2 | 0 | 0 | 4 | 0.016466 | 0.38264 | 0.14872 | -0.24921 | -0.026712 | -0.016466 | 0 | 0 | 0 | 0 | 0 | 0 | [8 empty] | FALSE | FALSE | FALSE | FALSE | FALSE | #N/A
8529 | PARKER 2 | 1.653 | 0 | 4 | 0.01641 | 0.37904 | 0.14941 | -0.25204 | -0.026784 | -0.01641 | 0 | 0 | 0 | 0 | 0 | 0 | [8 empty] | FALSE | FALSE | FALSE | FALSE | FALSE | #N/A
8528 | PKR TP 2 | 0 | 0 | 4 | 0.01641 | 0.37904 | 0.14941 | -0.25204 | -0.026784 | -0.01641 | 0 | 0 | 0 | 0 | 0 | 0 | [8 empty] | FALSE | FALSE | FALSE | FALSE | FALSE | #N/A
8924 | BBGRVEL | 0.96 | 0 | 4 | 0.016466 | 0.38264 | 0.14872 | -0.24921 | -0.026712 | -0.016466 | 0 | 0 | 0 | 0 | 0 | 0 | [8 empty] | FALSE | FALSE | FALSE | FALSE | FALSE | #N/A
8527 | RVRSPMP2 | 1.952 | 0 | 4 | 0.016417 | 0.37949 | 0.14933 | -0.25169 | -0.026775 | -0.016417 | 0 | 0 | 0 | 0 | 0 | 0 | [8 empty] | FALSE | FALSE | FALSE | FALSE | FALSE | #N/A
8526 | R.SIDET2 | 0 | 0 | 4 | 0.016417 | 0.37949 | 0.14933 | -0.25169 | -0.026775 | -0.016417 | 0 | 0 | 0 | 0 | 0 | 0 | [8 empty] | FALSE | FALSE | FALSE | FALSE | FALSE | #N/A
8524 | P.PMP T2 | 0 | 0 | 4 | 0.016414 | 0.37927 | 0.14937 | -0.25186 | -0.026779 | -0.016414 | 0 | 0 | 0 | 0 | 0 | 0 | [8 empty] | FALSE | FALSE | FALSE | FALSE | FALSE | #N/A
8523 | PRARPMP2 | 1.144 | 0 | 4 | 0.016414 | 0.37927 | 0.14937 | -0.25186 | -0.026779 | -0.016414 | 0 | 0 | 0 | 0 | 0 | 0 | [8 empty] | FALSE | FALSE | FALSE | FALSE | FALSE | #N/A
8520 | STAFORD2 | 1.952 | 0 | 4 | 0.016672 | 0.39597 | 0.14614 | -0.23871 | -0.026444 | -0.016672 | 0 | 0 | 0 | 0 | 0 | 0 | [8 empty] | FALSE | FALSE | FALSE | FALSE | FALSE | #N/A
8534 | TXI TP 2 | 0 | 0 | 4 | 0.016466 | 0.38264 | 0.14872 | -0.24921 | -0.026712 | -0.016466 | 0 | 0 | 0 | 0 | 0 | 0 | [8 empty] | FALSE | FALSE | FALSE | FALSE | FALSE | #N/A
9002 | DECKR G3 | 0 | 0 | 4 | 0.019714 | 0.45394 | 0.13957 | -0.17157 | -0.024445 | -0.019714 | 0 | 0 | 0 | 0 | 0 | 0 | [8 empty] | FALSE | FALSE | FALSE | FALSE | FALSE | #N/A
9187 | DECKER | 0 | 0 | 4 | 0.020604 | 0.44216 | 0.14253 | -0.17293 | -0.02437 | -0.020604 | 0 | 0 | 0 | 0 | 0 | 0 | [8 empty] | FALSE | FALSE | FALSE | FALSE | FALSE | #N/A
9025 | HP STATC | 0 | 0 | 4 | 0.020784 | 0.44135 | 0.14369 | -0.17403 | -0.024376 | -0.020784 | 0 | 0 | 0 | 0 | 0 | 0 | [8 empty] | FALSE | FALSE | FALSE | FALSE | FALSE | #N/A
9021 | SANDHG5B | 0 | 130 | 4 | 0.020396 | 0.4461 | 0.14426 | -0.17477 | -0.024439 | -0.020396 | 2.6515 | 57.9926 | 18.7537 | -22.7194 | -3.1771 | -2.6515 | [8 empty] | FALSE | FALSE | FALSE | TRUE | FALSE | #N/A
9019 | SANDH G4 | 0 | 47 | 4 | 0.020396 | 0.4461 | 0.14426 | -0.17477 | -0.024439 | -0.020396 | 0.95861 | 20.9666 | 6.7802 | -8.214 | -1.1486 | -0.95861 | [8 empty] | FALSE | FALSE | FALSE | TRUE | FALSE | #N/A
9017 | SANDH G2 | 0 | 47 | 4 | 0.020396 | 0.4461 | 0.14426 | -0.17477 | -0.024439 | -0.020396 | 0.95861 | 20.9666 | 6.7802 | -8.214 | -1.1486 | -0.95861 | [8 empty] | FALSE | FALSE | FALSE | TRUE | FALSE | #N/A
9016 | SANDH G1 | 0 | 48 | 4 | 0.020396 | 0.4461 | 0.14426 | -0.17477 | -0.024439 | -0.020396 | 0.97901 | 21.4127 | 6.9244 | -8.3887 | -1.1731 | -0.97901 | [8 empty] | FALSE | FALSE | FALSE | TRUE | FALSE | #N/A
9015 | HOLLY G4 | 0 | 150 | 4 | 0.020782 | 0.44088 | 0.14308 | -0.1734 | -0.024361 | -0.020782 | 3.1173 | 66.1314 | 21.4612 | -26.0104 | -3.6542 | -3.1173 | [8 empty] | FALSE | FALSE | FALSE | TRUE | FALSE | #N/A
9014 | HOLLY G3 | 0 | 135 | 4 | 0.020782 | 0.44088 | 0.14307 | -0.1734 | -0.024361 | -0.020782 | 2.8056 | 59.5181 | 19.315 | -23.4093 | -3.2887 | -2.8056 | [8 empty] | FALSE | FALSE | FALSE | TRUE | FALSE | #N/A
9005 | DECKR G6 | 0 | 0 | 4 | 0.019714 | 0.45394 | 0.13957 | -0.17157 | -0.024445 | -0.019714 | 0 | 0 | 0 | 0 | 0 | 0 | [8 empty] | FALSE | FALSE | FALSE | FALSE | FALSE | #N/A
8574 | NRDHEIM2 | 1.519 | 0 | 4 | 0.019702 | 0.40639 | 0.19023 | -0.22466 | -0.025764 | -0.019702 | 0 | 0 | 0 | 0 | 0 | 0 | [8 empty] | FALSE | FALSE | FALSE | FALSE | FALSE | #N/A
9003 | DECKR G4 | 0 | 0 | 4 | 0.019714 | 0.45394 | 0.13957 | -0.17157 | -0.024445 | -0.019714 | 0 | 0 | 0 | 0 | 0 | 0 | [8 empty] | FALSE | FALSE | FALSE | FALSE | FALSE | #N/A
9071 | GARFIELD | 0 | 0 | 4 | 0.019175 | 0.46473 | 0.14635 | -0.17722 | -0.024641 | -0.019175 | 0 | 0 | 0 | 0 | 0 | 0 | [8 empty] | FALSE | FALSE | FALSE | FALSE | FALSE | #N/A
9001 | DECKR G2 | 0 | 372 | 4 | 0.020604 | 0.44216 | 0.14253 | -0.17293 | -0.02437 | -0.020604 | 7.6647 | 164.482 | 53.0215 | -64.3303 | -9.0656 | -7.6647 | [8 empty] | FALSE | FALSE | FALSE | TRUE | FALSE | #N/A
9000 | DECKR G1 | 0 | 300 | 4 | 0.020604 | 0.44216 | 0.14253 | -0.17293 | -0.02437 | -0.020604 | 6.1812 | 132.6468 | 42.7593 | -51.8793 | -7.311 | -6.1812 | [8 empty] | FALSE | FALSE | FALSE | TRUE | FALSE | #N/A
8183 | THOMSTN4 | 0.693 | 0 | 4 | 0.018508 | 0.39549 | 0.19068 | -0.23506 | -0.026136 | -0.018508 | 0 | 0 | 0 | 0 | 0 | 0 | [8 empty] | FALSE | FALSE | FALSE | FALSE | FALSE | #N/A
9018 | SANDH G3 | 0 | 47 | 4 | 0.020396 | 0.4461 | 0.14426 | -0.17477 | -0.024439 | -0.020396 | 0.95861 | 20.9666 | 6.7802 | -8.214 | -1.1486 | -0.95861 | [8 empty] | FALSE | FALSE | FALSE | TRUE | FALSE | #N/A
8583 | MAGNOLA2 | 0.092 | 0 | 4 | 0.020058 | 0.4106 | 0.19018 | -0.22085 | -0.025633 | -0.020058 | 0 | 0 | 0 | 0 | 0 | 0 | [8 empty] | FALSE | FALSE | FALSE | FALSE | FALSE | #N/A
8582 | NIXTAP 2 | 0 | 0 | 4 | 0.019862 | 0.42051 | 0.17914 | -0.21248 | -0.025447 | -0.019862 | 0 | 0 | 0 | 0 | 0 | 0 | [8 empty] | FALSE | FALSE | FALSE | FALSE | FALSE | #N/A
8581 | MAG.TP 2 | 0 | 0 | 4 | 0.020058 | 0.4106 | 0.19018 | -0.22085 | -0.025633 | -0.020058 | 0 | 0 | 0 | 0 | 0 | 0 | [8 empty] | FALSE | FALSE | FALSE | FALSE | FALSE | #N/A
8580 | NIXON 2 | 7.703 | 0 | 4 | 0.019883 | 0.41948 | 0.18028 | -0.21335 | -0.025466 | -0.019883 | 0 | 0 | 0 | 0 | 0 | 0 | [8 empty] | FALSE | FALSE | FALSE | FALSE | FALSE | #N/A
8579 | MALONE 2 | 0.934 | 0 | 4 | 0.019742 | 0.4255 | 0.17088 | -0.20717 | -0.025329 | -0.019742 | 0 | 0 | 0 | 0 | 0 | 0 | [8 empty] | FALSE | FALSE | FALSE | FALSE | FALSE | #N/A
8578 | HOCHEIM2 | 0.125 | 0 | 4 | 0.019246 | 0.41344 | 0.17824 | -0.21853 | -0.02566 | -0.019246 | 0 | 0 | 0 | 0 | 0 | 0 | [8 empty] | FALSE | FALSE | FALSE | FALSE | FALSE | #N/A
9004 | DECKR G5 | 0 | 0 | 4 | 0.019714 | 0.45394 | 0.13957 | -0.17157 | -0.024445 | -0.019714 | 0 | 0 | 0 | 0 | 0 | 0 | [8 empty] | FALSE | FALSE | FALSE | FALSE | FALSE | #N/A
8223 | DEVINE 2 | 14.104 | 0 | 4 | 0.023808 | 0.40038 | 0.20219 | -0.22425 | -0.025388 | -0.023808 | 0 | 0 | 0 | 0 | 0 | 0 | [8 empty] | FALSE | FALSE | FALSE | FALSE | FALSE | #N/A
9282 | TRADPOST | 53.742 | 0 | 4 | 0.024874 | 0.4248 | 0.14544 | -0.1744 | -0.023881 | -0.024874 | 0 | 0 | 0 | 0 | 0 | 0 | [8 empty] | FALSE | FALSE | FALSE | FALSE | FALSE | #N/A
9283 | UTBALC | 16.441 | 0 | 4 | 0.021051 | 0.43657 | 0.1409 | -0.17103 | -0.024271 | -0.021051 | 0 | 0 | 0 | 0 | 0 | 0 | [8 empty] | FALSE | FALSE | FALSE | FALSE | FALSE | #N/A
9284 | WALNUTCK | 34.629 | 0 | 4 | 0.020627 | 0.44221 | 0.14284 | -0.17323 | -0.024375 | -0.020627 | 0 | 0 | 0 | 0 | 0 | 0 | [8 empty] | FALSE | FALSE | FALSE | FALSE | FALSE | #N/A
46250 | RACOON 9 | 1.23 | 0 | 3 | 0.012309 | 0.28357 | -0.026717 | -0.3046 | -0.029128 | -0.012309 | 0 | 0 | 0 | 0 | 0 | 0 | [8 empty] | FALSE | FALSE | FALSE | FALSE | FALSE | #N/A
9291 | WHELESS | 60.01 | 0 | 4 | 0.020758 | 0.43993 | 0.1418 | -0.1721 | -0.024333 | -0.020758 | 0 | 0 | 0 | 0 | 0 | 0 | [8 empty] | FALSE | FALSE | FALSE | FALSE | FALSE | #N/A
8192 | C.LCRA 4 | 0 | 0 | 4 | 0.018654 | 0.40647 | 0.18012 | -0.22565 | -0.025897 | -0.018654 | 0 | 0 | 0 | 0 | 0 | 0 | [8 empty] | FALSE | FALSE | FALSE | FALSE | FALSE | #N/A
9295 | WILIAMSN | 82 | 0 | 4 | 0.021366 | 0.43371 | 0.14013 | -0.17009 | -0.024208 | -0.021366 | 0 | 0 | 0 | 0 | 0 | 0 | [8 empty] | FALSE | FALSE | FALSE | FALSE | FALSE | #N/A
9299 | ZILKER | 17.094 | 0 | 4 | 0.020818 | 0.44052 | 0.14306 | -0.17337 | -0.024356 | -0.020818 | 0 | 0 | 0 | 0 | 0 | 0 | [8 empty] | FALSE | FALSE | FALSE | FALSE | FALSE | #N/A
44640 | SEALY 8 | 40.49 | 0 | 3 | 0.013293 | 0.31095 | -0.004416 | -0.30537 | -0.028477 | -0.013293 | 0 | 0 | 0 | 0 | 0 | 0 | [8 empty] | FALSE | FALSE | FALSE | FALSE | FALSE | #N/A
44740 | WALLIS 8 | 13.75 | 0 | 3 | 0.012826 | 0.2916 | -0.026541 | -0.32182 | -0.028884 | -0.012826 | 0 | 0 | 0 | 0 | 0 | 0 | [8 empty] | FALSE | FALSE | FALSE | FALSE | FALSE | #N/A
9280 | SUMMITS | 47.383 | 0 | 4 | 0.021074 | 0.43565 | 0.14017 | -0.17027 | -0.02425 | -0.021074 | 0 | 0 | 0 | 0 | 0 | 0 | [8 empty] | FALSE | FALSE | FALSE | FALSE | FALSE | #N/A
46230 | PETERS 9 | 2.11 | 0 | 3 | 0.012892 | 0.3011 | -0.011125 | -0.30158 | -0.028722 | -0.012892 | 0 | 0 | 0 | 0 | 0 | 0 | [8 empty] | FALSE | FALSE | FALSE | FALSE | FALSE | #N/A
9286 | WARREN | 31.135 | 0 | 4 | 0.020918 | 0.4387 | 0.14204 | -0.17227 | -0.024317 | -0.020918 | 0 | 0 | 0 | 0 | 0 | 0 | [8 empty] | FALSE | FALSE | FALSE | FALSE | FALSE | #N/A
8199 | LULNG M4 | 0 | 0 | 4 | 0.019676 | 0.42824 | 0.16633 | -0.20425 | -0.025264 | -0.019676 | 0 | 0 | 0 | 0 | 0 | 0 | [8 empty] | FALSE | FALSE | FALSE | FALSE | FALSE | #N/A
8622 | LYTLE 2 | 1.744 | 0 | 4 | 0.023808 | 0.40038 | 0.20219 | -0.22425 | -0.025388 | -0.023808 | 0 | 0 | 0 | 0 | 0 | 0 | [8 empty] | FALSE | FALSE | FALSE | FALSE | FALSE | #N/A
8184 | KENDYSW2 | 2.921 | 0 | 4 | 0.020196 | 0.40363 | 0.19795 | -0.22673 | -0.025764 | -0.020196 | 0 | 0 | 0 | 0 | 0 | 0 | [8 empty] | FALSE | FALSE | FALSE | FALSE | FALSE | #N/A
8186 | KENDYSW4 | 6.901 | 0 | 4 | 0.020583 | 0.40228 | 0.20117 | -0.22762 | -0.025748 | -0.020583 | 0 | 0 | 0 | 0 | 0 | 0 | [8 empty] | FALSE | FALSE | FALSE | FALSE | FALSE | #N/A
8188 | KENEDY 2 | 8.68 | 0 | 4 | 0.020153 | 0.40274 | 0.19889 | -0.22753 | -0.025788 | -0.020153 | 0 | 0 | 0 | 0 | 0 | 0 | [8 empty] | FALSE | FALSE | FALSE | FALSE | FALSE | #N/A
8195 | DARST 2 | 7.528 | 0 | 4 | 0.019748 | 0.42528 | 0.17124 | -0.20741 | -0.025334 | -0.019748 | 0 | 0 | 0 | 0 | 0 | 0 | [8 empty] | FALSE | FALSE | FALSE | FALSE | FALSE | #N/A
8189 | CUERO 2 | 0 | 12 | 4 | 0.019134 | 0.40957 | 0.18136 | -0.22227 | -0.025764 | -0.019134 | 0.22961 | 4.9148 | 2.1763 | -2.6673 | -0.30917 | -0.22961 | [8 empty] | FALSE | FALSE | FALSE | TRUE | FALSE | #N/A
9214 | HOLLYMB3 | 0 | 0 | 4 | 0.020782 | 0.44088 | 0.14307 | -0.1734 | -0.024361 | -0.020782 | 0 | 0 | 0 | 0 | 0 | 0 | [8 empty] | FALSE | FALSE | FALSE | FALSE | FALSE | #N/A
8190 | C.LCRA 2 | 0 | 0 | 4 | 0.019039 | 0.40895 | 0.18111 | -0.22294 | -0.02579 | -0.019039 | 0 | 0 | 0 | 0 | 0 | 0 | [8 empty] | FALSE | FALSE | FALSE | FALSE | FALSE | #N/A
9183 | COMMONFD | 45.726 | 0 | 4 | 0.02091 | 0.44143 | 0.14496 | -0.17531 | -0.024391 | -0.02091 | 0 | 0 | 0 | 0 | 0 | 0 | [8 empty] | FALSE | FALSE | FALSE | FALSE | FALSE | #N/A
46220 | PETERS 8 | 0 | 0 | 3 | 0.013487 | 0.31902 | 0.004811 | -0.29851 | -0.028307 | -0.013487 | 0 | 0 | 0 | 0 | 0 | 0 | [8 empty] | FALSE | FALSE | FALSE | FALSE | FALSE | #N/A
9247 | OAKHILL | 64.018 | 0 | 4 | 0.020804 | 0.44381 | 0.1468 | -0.17726 | -0.024451 | -0.020804 | 0 | 0 | 0 | 0 | 0 | 0 | [8 empty] | FALSE | FALSE | FALSE | FALSE | FALSE | #N/A
9235 | LAKEWAY | 28.258 | 0 | 4 | 0.026172 | 0.4204 | 0.14239 | -0.17103 | -0.023632 | -0.026172 | 0 | 0 | 0 | 0 | 0 | 0 | [8 empty] | FALSE | FALSE | FALSE | FALSE | FALSE | #N/A
9228 | LAKESHOR | 37.506 | 0 | 4 | 0.020901 | 0.43904 | 0.14225 | -0.17249 | -0.024324 | -0.020901 | 0 | 0 | 0 | 0 | 0 | 0 | [8 empty] | FALSE | FALSE | FALSE | FALSE | FALSE | #N/A
9292 | HC_TAP | 0 | 0 | 4 | 0.020725 | 0.44501 | 0.14767 | -0.1782 | -0.024483 | -0.020725 | 0 | 0 | 0 | 0 | 0 | 0 | [8 empty] | FALSE | FALSE | FALSE | FALSE | FALSE | #N/A
9227 | KOENIG | 55.181 | 0 | 4 | 0.020874 | 0.43933 | 0.14228 | -0.17254 | -0.024329 | -0.020874 | 0 | 0 | 0 | 0 | 0 | 0 | [8 empty] | FALSE | FALSE | FALSE | FALSE | FALSE | #N/A
9279 | SUMMITN | 24.547 | 0 | 4 | 0.021074 | 0.43563 | 0.14016 | -0.17025 | -0.024249 | -0.021074 | 0 | 0 | 0 | 0 | 0 | 0 | [8 empty] | FALSE | FALSE | FALSE | FALSE | FALSE | #N/A
9245 | NORTHWES | 16.441 | 0 | 4 | 0.021776 | 0.43067 | 0.13977 | -0.16953 | -0.024141 | -0.021776 | 0 | 0 | 0 | 0 | 0 | 0 | [8 empty] | FALSE | FALSE | FALSE | FALSE | FALSE | #N/A
9223 | JOLLYVIL | 55.489 | 0 | 4 | 0.02198 | 0.42915 | 0.13958 | -0.16925 | -0.024108 | -0.02198 | 0 | 0 | 0 | 0 | 0 | 0 | [8 empty] | FALSE | FALSE | FALSE | FALSE | FALSE | #N/A
9220 | JETT | 35.451 | 0 | 4 | 0.02106 | 0.4369 | 0.14132 | -0.17147 | -0.02428 | -0.02106 | 0 | 0 | 0 | 0 | 0 | 0 | [8 empty] | FALSE | FALSE | FALSE | FALSE | FALSE | #N/A
9238 | MAGPLANT | 61.859 | 0 | 4 | 0.021021 | 0.43604 | 0.14018 | -0.1703 | -0.024258 | -0.021021 | 0 | 0 | 0 | 0 | 0 | 0 | [8 empty] | FALSE | FALSE | FALSE | FALSE | FALSE | #N/A
9216 | SANDHSYD | 0 | 0 | 4 | 0.020396 | 0.4461 | 0.14426 | -0.17477 | -0.024439 | -0.020396 | 0 | 0 | 0 | 0 | 0 | 0 | [8 empty] | FALSE | FALSE | FALSE | FALSE | FALSE | #N/A
9244 | FIESTA | 32.369 | 0 | 4 | 0.020825 | 0.44016 | 0.1427 | -0.173 | -0.024346 | -0.020825 | 0 | 0 | 0 | 0 | 0 | 0 | [8 empty] | FALSE | FALSE | FALSE | FALSE | FALSE | #N/A
9215 | HOLLYMB4 | 0 | 0 | 4 | 0.020782 | 0.44088 | 0.14308 | -0.1734 | -0.024361 | -0.020782 | 0 | 0 | 0 | 0 | 0 | 0 | [8 empty] | FALSE | FALSE | FALSE | FALSE | FALSE | #N/A
9251 | ONION CK | 17.459 | 0 | 4 | 0.020393 | 0.44615 | 0.14428 | -0.17479 | -0.02444 | -0.020393 | 0 | 0 | 0 | 0 | 0 | 0 | [8 empty] | FALSE | FALSE | FALSE | FALSE | FALSE | #N/A
9253 | PATTON | 71.93 | 0 | 4 | 0.020811 | 0.4437 | 0.14672 | -0.17718 | -0.024448 | -0.020811 | 0 | 0 | 0 | 0 | 0 | 0 | [8 empty] | FALSE | FALSE | FALSE | FALSE | FALSE | #N/A
9257 | PEDERNAL | 40.589 | 0 | 4 | 0.020782 | 0.44088 | 0.14308 | -0.17341 | -0.024361 | -0.020782 | 0 | 0 | 0 | 0 | 0 | 0 | [8 empty] | FALSE | FALSE | FALSE | FALSE | FALSE | #N/A
9259 | PILOT KB | 0 | 0 | 4 | 0.020447 | 0.44612 | 0.14656 | -0.17715 | -0.024491 | -0.020447 | 0 | 0 | 0 | 0 | 0 | 0 | [8 empty] | FALSE | FALSE | FALSE | FALSE | FALSE | #N/A
9260 | RIVERPLS | 13.872 | 0 | 4 | 0.021029 | 0.43782 | 0.14206 | -0.17225 | -0.024303 | -0.021029 | 0 | 0 | 0 | 0 | 0 | 0 | [8 empty] | FALSE | FALSE | FALSE | FALSE | FALSE | #N/A
9263 | SALEMWLK | 73.985 | 0 | 4 | 0.020843 | 0.44396 | 0.14703 | -0.17748 | -0.024452 | -0.020843 | 0 | 0 | 0 | 0 | 0 | 0 | [8 empty] | FALSE | FALSE | FALSE | FALSE | FALSE | #N/A
9267 | SLAUGHTR | 40.281 | 0 | 4 | 0.02074 | 0.44479 | 0.14751 | -0.17802 | -0.024477 | -0.02074 | 0 | 0 | 0 | 0 | 0 | 0 | [8 empty] | FALSE | FALSE | FALSE | FALSE | FALSE | #N/A
9269 | CENTAUS | 29.08 | 0 | 4 | 0.020852 | 0.4397 | 0.14247 | -0.17274 | -0.024336 | -0.020852 | 0 | 0 | 0 | 0 | 0 | 0 | [8 empty] | FALSE | FALSE | FALSE | FALSE | FALSE | #N/A
9271 | SPRINKLE | 22.503 | 0 | 4 | 0.020668 | 0.44051 | 0.14071 | -0.17117 | -0.024321 | -0.020668 | 0 | 0 | 0 | 0 | 0 | 0 | [8 empty] | FALSE | FALSE | FALSE | FALSE | FALSE | #N/A
9275 | STECK | 53.639 | 0 | 4 | 0.021011 | 0.43715 | 0.14118 | -0.17134 | -0.024283 | -0.021011 | 0 | 0 | 0 | 0 | 0 | 0 | [8 empty] | FALSE | FALSE | FALSE | FALSE | FALSE | #N/A
9217 | HOWARD | 40.075 | 0 | 4 | 0.021036 | 0.43184 | 0.13889 | -0.16878 | -0.024218 | -0.021036 | 0 | 0 | 0 | 0 | 0 | 0 | [8 empty] | FALSE | FALSE | FALSE | FALSE | FALSE | #N/A
5832 | FRIOTW9 | 3.42 | 0 | 4 | 0.023265 | 0.40043 | 0.20302 | -0.22515 | -0.025456 | -0.023265 | 0 | 0 | 0 | 0 | 0 | 0 | [8 empty] | FALSE | FALSE | FALSE | FALSE | FALSE | #N/A
5729 | FALCON3 | 0 | 2.8 | 4 | 0.020077 | 0.38349 | 0.22418 | -0.24349 | -0.026188 | -0.020077 | 0.056216 | 1.0738 | 0.62769 | -0.68176 | -0.073326 | -0.056216 | [8 empty] | FALSE | FALSE | FALSE | TRUE | FALSE | #N/A
5732 | CHARCO 9 | 1.329 | 0 | 4 | 0.019412 | 0.38486 | 0.20547 | -0.24322 | -0.026244 | -0.019412 | 0 | 0 | 0 | 0 | 0 | 0 | [8 empty] | FALSE | FALSE | FALSE | FALSE | FALSE | #N/A
5736 | FAN.CPL2 | 4.518 | 0 | 4 | 0.018581 | 0.38103 | 0.20891 | -0.24725 | -0.026419 | -0.018581 | 0 | 0 | 0 | 0 | 0 | 0 | [8 empty] | FALSE | FALSE | FALSE | FALSE | FALSE | #N/A
5827 | MOORE138 | 0 | 0 | 4 | 0.024412 | 0.40064 | 0.20105 | -0.22306 | -0.025306 | -0.024412 | 0 | 0 | 0 | 0 | 0 | 0 | [8 empty] | FALSE | FALSE | FALSE | FALSE | FALSE | #N/A
5830 | MOORE 9 | 2.59 | 0 | 4 | 0.023223 | 0.40213 | 0.20178 | -0.22386 | -0.025427 | -0.023223 | 0 | 0 | 0 | 0 | 0 | 0 | [8 empty] | FALSE | FALSE | FALSE | FALSE | FALSE | #N/A
5836 | N.BATS9 | 5.64 | 0 | 4 | 0.029027 | 0.39209 | 0.20091 | -0.22225 | -0.024896 | -0.029027 | 0 | 0 | 0 | 0 | 0 | 0 | [8 empty] | FALSE | FALSE | FALSE | FALSE | FALSE | #N/A
5842 | DERBY 9 | 4.35 | 0 | 4 | 0.023266 | 0.39858 | 0.20478 | -0.2266 | -0.025493 | -0.023266 | 0 | 0 | 0 | 0 | 0 | 0 | [8 empty] | FALSE | FALSE | FALSE | FALSE | FALSE | #N/A
5848 | S.BATS9 | 5.21 | 0 | 4 | 0.029027 | 0.39209 | 0.20091 | -0.22225 | -0.024896 | -0.029027 | 0 | 0 | 0 | 0 | 0 | 0 | [8 empty] | FALSE | FALSE | FALSE | FALSE | FALSE | #N/A
5849 | BATS699 | 0 | 0 | 4 | 0.029027 | 0.39209 | 0.20091 | -0.22225 | -0.024896 | -0.029027 | 0 | 0 | 0 | 0 | 0 | 0 | [8 empty] | FALSE | FALSE | FALSE | FALSE | FALSE | #N/A
5851 | BATS388 | 0 | 0 | 4 | 0.027581 | 0.39403 | 0.20164 | -0.22309 | -0.025039 | -0.027581 | 0 | 0 | 0 | 0 | 0 | 0 | [8 empty] | FALSE | FALSE | FALSE | FALSE | FALSE | #N/A
5852 | BIGFOT9 | 3.5 | 0 | 4 | 0.02247 | 0.40007 | 0.20445 | -0.22678 | -0.025565 | -0.02247 | 0 | 0 | 0 | 0 | 0 | 0 | [8 empty] | FALSE | FALSE | FALSE | FALSE | FALSE | #N/A
5856 | CRYSUB9 | 1.01 | 0 | 4 | 0.0314 | 0.38889 | 0.19973 | -0.22086 | -0.02466 | -0.0314 | 0 | 0 | 0 | 0 | 0 | 0 | [8 empty] | FALSE | FALSE | FALSE | FALSE | FALSE | #N/A
5855 | CRCTSW9 | 0 | 0 | 4 | 0.0314 | 0.38889 | 0.19973 | -0.22086 | -0.02466 | -0.0314 | 0 | 0 | 0 | 0 | 0 | 0 | [8 empty] | FALSE | FALSE | FALSE | FALSE | FALSE | #N/A
5714 | PLSNTN 9 | 6.819 | 0 | 4 | 0.021484 | 0.40133 | 0.20266 | -0.22728 | -0.025661 | -0.021484 | 0 | 0 | 0 | 0 | 0 | 0 | [8 empty] | FALSE | FALSE | FALSE | FALSE | FALSE | #N/A
5902 | MIGUEL 8 | 0 | 0 | 4 | 0.020601 | 0.4012 | 0.20766 | -0.22915 | -0.025785 | -0.020601 | 0 | 0 | 0 | 0 | 0 | 0 | [8 empty] | FALSE | FALSE | FALSE | FALSE | FALSE | #N/A
5702 | SMIGL 9 | 0 | 0 | 4 | 0.020823 | 0.39932 | 0.20741 | -0.23014 | -0.025791 | -0.020823 | 0 | 0 | 0 | 0 | 0 | 0 | [8 empty] | FALSE | FALSE | FALSE | FALSE | FALSE | #N/A
5859 | TURTLECK | 0 | 0 | 4 | 0.032009 | 0.38807 | 0.19942 | -0.22051 | -0.0246 | -0.032009 | 0 | 0 | 0 | 0 | 0 | 0 | [8 empty] | FALSE | FALSE | FALSE | FALSE | FALSE | #N/A
5706 | SMDB 8 | 0 | 0 | 4 | 0.020617 | 0.40113 | 0.20768 | -0.22917 | -0.025784 | -0.020617 | 0 | 0 | 0 | 0 | 0 | 0 | [8 empty] | FALSE | FALSE | FALSE | FALSE | FALSE | #N/A
5708 | CHARLT 9 | 4.039 | 0 | 4 | 0.021826 | 0.39977 | 0.20561 | -0.22809 | -0.025654 | -0.021826 | 0 | 0 | 0 | 0 | 0 | 0 | [8 empty] | FALSE | FALSE | FALSE | FALSE | FALSE | #N/A
5710 | POTEET 9 | 5.224 | 0 | 4 | 0.021902 | 0.4039 | 0.20118 | -0.22459 | -0.025557 | -0.021902 | 0 | 0 | 0 | 0 | 0 | 0 | [8 empty] | FALSE | FALSE | FALSE | FALSE | FALSE | #N/A
5704 | SMIGL 8 | 0 | 0 | 4 | 0.020627 | 0.40113 | 0.20766 | -0.22916 | -0.025783 | -0.020627 | 0 | 0 | 0 | 0 | 0 | 0 | [8 empty] | FALSE | FALSE | FALSE | FALSE | FALSE | #N/A
5713 | OAKS 8 | 0 | 0 | 4 | 0.021839 | 0.40957 | 0.19799 | -0.22021 | -0.025449 | -0.021839 | 0 | 0 | 0 | 0 | 0 | 0 | [8 empty] | FALSE | FALSE | FALSE | FALSE | FALSE | #N/A
5728 | FALCON2 | 0 | 3 | 4 | 0.020077 | 0.38349 | 0.22418 | -0.24349 | -0.026188 | -0.020077 | 0.060231 | 1.1505 | 0.67253 | -0.73046 | -0.078564 | -0.060231 | [8 empty] | FALSE | FALSE | FALSE | TRUE | FALSE | #N/A
5716 | FASHNG 9 | 3.364 | 0 | 4 | 0.02081 | 0.3972 | 0.20503 | -0.23163 | -0.025829 | -0.02081 | 0 | 0 | 0 | 0 | 0 | 0 | [8 empty] | FALSE | FALSE | FALSE | FALSE | FALSE | #N/A
5718 | ROSSVILL | 4.381 | 0 | 4 | 0.021831 | 0.41032 | 0.19757 | -0.21963 | -0.025435 | -0.021831 | 0 | 0 | 0 | 0 | 0 | 0 | [8 empty] | FALSE | FALSE | FALSE | FALSE | FALSE | #N/A
5720 | COYCTY 9 | 2.855 | 0 | 4 | 0.020369 | 0.39331 | 0.20517 | -0.23528 | -0.02596 | -0.020369 | 0 | 0 | 0 | 0 | 0 | 0 | [8 empty] | FALSE | FALSE | FALSE | FALSE | FALSE | #N/A
5722 | KENEDY 9 | 3.926 | 0 | 4 | 0.020002 | 0.39007 | 0.20529 | -0.23832 | -0.026069 | -0.020002 | 0 | 0 | 0 | 0 | 0 | 0 | [8 empty] | FALSE | FALSE | FALSE | FALSE | FALSE | #N/A
5723 | VERDI | 4.1 | 0 | 4 | 0.021484 | 0.40133 | 0.20266 | -0.22728 | -0.025661 | -0.021484 | 0 | 0 | 0 | 0 | 0 | 0 | [8 empty] | FALSE | FALSE | FALSE | FALSE | FALSE | #N/A
5725 | PAWNESW6 | 0 | 0 | 4 | 0.019762 | 0.39832 | 0.21035 | -0.23258 | -0.025941 | -0.019762 | 0 | 0 | 0 | 0 | 0 | 0 | [8 empty] | FALSE | FALSE | FALSE | FALSE | FALSE | #N/A
5727 | PAWNESW8 | 0 | 0 | 4 | 0.01962 | 0.39422 | 0.20907 | -0.2359 | -0.026039 | -0.01962 | 0 | 0 | 0 | 0 | 0 | 0 | [8 empty] | FALSE | FALSE | FALSE | FALSE | FALSE | #N/A
5712 | OAKS 9 | 4.875 | 0 | 4 | 0.021876 | 0.40621 | 0.19988 | -0.2228 | -0.025513 | -0.021876 | 0 | 0 | 0 | 0 | 0 | 0 | [8 empty] | FALSE | FALSE | FALSE | FALSE | FALSE | #N/A
5946 | AIRPORT | 28.91 | 0 | 4 | 0.019023 | 0.38097 | 0.22838 | -0.24715 | -0.026369 | -0.019023 | 0 | 0 | 0 | 0 | 0 | 0 | [8 empty] | FALSE | FALSE | FALSE | FALSE | FALSE | #N/A
5932 | SI RAY9 | 0 | 38 | 4 | 0.019023 | 0.38097 | 0.22838 | -0.24715 | -0.026369 | -0.019023 | 0.72287 | 14.4768 | 8.6784 | -9.3918 | -1.002 | -0.72287 | [8 empty] | FALSE | FALSE | FALSE | TRUE | FALSE | #N/A
5933 | SI RAY6 | 0 | 16 | 4 | 0.019023 | 0.38097 | 0.22838 | -0.24715 | -0.026369 | -0.019023 | 0.30437 | 6.0955 | 3.6541 | -3.9544 | -0.4219 | -0.30437 | [8 empty] | FALSE | FALSE | FALSE | TRUE | FALSE | #N/A
5934 | SI RAY5 | 0 | 16 | 4 | 0.019023 | 0.38097 | 0.22838 | -0.24715 | -0.026369 | -0.019023 | 0.30437 | 6.0955 | 3.6541 | -3.9544 | -0.4219 | -0.30437 | [8 empty] | FALSE | FALSE | FALSE | TRUE | FALSE | #N/A
5935 | SI RAY10 | 0 | 45 | 4 | 0.019023 | 0.38097 | 0.22838 | -0.24715 | -0.026369 | -0.019023 | 0.85603 | 17.1436 | 10.2771 | -11.1219 | -1.1866 | -0.85603 | [8 empty] | FALSE | FALSE | FALSE | TRUE | FALSE | #N/A
5943 | LOMAALTA | 0 | 0 | 4 | 0.019023 | 0.38097 | 0.22838 | -0.24715 | -0.026369 | -0.019023 | 0 | 0 | 0 | 0 | 0 | 0 | [8 empty] | FALSE | FALSE | FALSE | FALSE | FALSE | #N/A
5895 | PRS1388 | 5.3 | 0 | 4 | 0.024269 | 0.39952 | 0.20237 | -0.22423 | -0.025348 | -0.024269 | 0 | 0 | 0 | 0 | 0 | 0 | [8 empty] | FALSE | FALSE | FALSE | FALSE | FALSE | #N/A
5945 | WATERPRT | 12.09 | 0 | 4 | 0.019023 | 0.38097 | 0.22838 | -0.24715 | -0.026369 | -0.019023 | 0 | 0 | 0 | 0 | 0 | 0 | [8 empty] | FALSE | FALSE | FALSE | FALSE | FALSE | #N/A
5901 | MIGUEL 5 | 0 | 0 | 4 | 0.020015 | 0.40446 | 0.20723 | -0.22771 | -0.025799 | -0.020015 | 0 | 0 | 0 | 0 | 0 | 0 | [8 empty] | FALSE | FALSE | FALSE | FALSE | FALSE | #N/A
5961 | LAREDO | 0 | 0 | 4 | 0.019031 | 0.38099 | 0.22835 | -0.24712 | -0.026367 | -0.019031 | 0 | 0 | 0 | 0 | 0 | 0 | [8 empty] | FALSE | FALSE | FALSE | FALSE | FALSE | #N/A
5962 | LOMA 138 | 0 | 0 | 4 | 0.019023 | 0.38097 | 0.22838 | -0.24716 | -0.026369 | -0.019023 | 0 | 0 | 0 | 0 | 0 | 0 | [8 empty] | FALSE | FALSE | FALSE | FALSE | FALSE | #N/A
5963 | TITAN | 3.41 | 0 | 4 | 0.019023 | 0.38097 | 0.22838 | -0.24715 | -0.026369 | -0.019023 | 0 | 0 | 0 | 0 | 0 | 0 | [8 empty] | FALSE | FALSE | FALSE | FALSE | FALSE | #N/A
5964 | MILH DUM | 24.23 | 0 | 4 | 0.019023 | 0.38097 | 0.22838 | -0.24715 | -0.026369 | -0.019023 | 0 | 0 | 0 | 0 | 0 | 0 | [8 empty] | FALSE | FALSE | FALSE | FALSE | FALSE | #N/A
5700 | TILDEN 9 | 2.506 | 0 | 4 | 0.020135 | 0.39356 | 0.21282 | -0.23564 | -0.025988 | -0.020135 | 0 | 0 | 0 | 0 | 0 | 0 | [8 empty] | FALSE | FALSE | FALSE | FALSE | FALSE | #N/A
5888 | BRUNI 9 | 2.48 | 0 | 4 | 0.020866 | 0.38533 | 0.22081 | -0.24078 | -0.026053 | -0.020866 | 0 | 0 | 0 | 0 | 0 | 0 | [8 empty] | FALSE | FALSE | FALSE | FALSE | FALSE | #N/A
5944 | CARBIDE | 6.15 | 0 | 4 | 0.019023 | 0.38097 | 0.22838 | -0.24715 | -0.026369 | -0.019023 | 0 | 0 | 0 | 0 | 0 | 0 | [8 empty] | FALSE | FALSE | FALSE | FALSE | FALSE | #N/A
5880 | FREER 9 | 1.34 | 0 | 4 | 0.020866 | 0.38533 | 0.22081 | -0.24078 | -0.026053 | -0.020866 | 0 | 0 | 0 | 0 | 0 | 0 | [8 empty] | FALSE | FALSE | FALSE | FALSE | FALSE | #N/A
5861 | DILLEY8 | 0 | 0 | 4 | 0.023316 | 0.39581 | 0.2074 | -0.22873 | -0.025543 | -0.023316 | 0 | 0 | 0 | 0 | 0 | 0 | [8 empty] | FALSE | FALSE | FALSE | FALSE | FALSE | #N/A
5863 | DILLEY9 | 2.03 | 0 | 4 | 0.023266 | 0.39744 | 0.20586 | -0.22751 | -0.025516 | -0.023266 | 0 | 0 | 0 | 0 | 0 | 0 | [8 empty] | FALSE | FALSE | FALSE | FALSE | FALSE | #N/A
5864 | W.CRYS9 | 0 | 0 | 4 | 0.032009 | 0.38807 | 0.19942 | -0.22051 | -0.0246 | -0.032009 | 0 | 0 | 0 | 0 | 0 | 0 | [8 empty] | FALSE | FALSE | FALSE | FALSE | FALSE | #N/A
5868 | BIGWLS9 | 1.54 | 0 | 4 | 0.032009 | 0.38807 | 0.19942 | -0.22051 | -0.0246 | -0.032009 | 0 | 0 | 0 | 0 | 0 | 0 | [8 empty] | FALSE | FALSE | FALSE | FALSE | FALSE | #N/A
5870 | BRUND 9 | 0 | 0 | 4 | 0.032009 | 0.38807 | 0.19942 | -0.22051 | -0.0246 | -0.032009 | 0 | 0 | 0 | 0 | 0 | 0 | [8 empty] | FALSE | FALSE | FALSE | FALSE | FALSE | #N/A
5872 | CRZSPS9 | 0 | 0 | 4 | 0.032009 | 0.38807 | 0.19942 | -0.22051 | -0.0246 | -0.032009 | 0 | 0 | 0 | 0 | 0 | 0 | [8 empty] | FALSE | FALSE | FALSE | FALSE | FALSE | #N/A
5930 | PWRPLANT | 19.63 | 0 | 4 | 0.019023 | 0.38097 | 0.22838 | -0.24715 | -0.026369 | -0.019023 | 0 | 0 | 0 | 0 | 0 | 0 | [8 empty] | FALSE | FALSE | FALSE | FALSE | FALSE | #N/A
5878 | HOLAND9 | 3.13 | 0 | 4 | 0.023266 | 0.39744 | 0.20586 | -0.22751 | -0.025516 | -0.023266 | 0 | 0 | 0 | 0 | 0 | 0 | [8 empty] | FALSE | FALSE | FALSE | FALSE | FALSE | #N/A
5903 | MIGUEL | 0 | 396 | 4 | 0.020015 | 0.40446 | 0.20723 | -0.22771 | -0.025799 | -0.020015 | 0 | 0 | 0 | 0 | 0 | 0 | [8 empty] | FALSE | FALSE | FALSE | FALSE | FALSE | #N/A
5887 | BRUNI 8 | 0 | 0 | 4 | 0.020866 | 0.38533 | 0.22081 | -0.24078 | -0.026053 | -0.020866 | 0 | 0 | 0 | 0 | 0 | 0 | [8 empty] | FALSE | FALSE | FALSE | FALSE | FALSE | #N/A
5890 | PRSGN1 | 0 | 23 | 4 | 0.023265 | 0.40043 | 0.20302 | -0.22515 | -0.025456 | -0.023265 | 0.53509 | 9.2098 | 4.6695 | -5.1784 | -0.58549 | -0.53509 | [8 empty] | FALSE | FALSE | FALSE | TRUE | FALSE | #N/A
5892 | PRSGN3 | 0 | 25 | 4 | 0.023265 | 0.40043 | 0.20302 | -0.22515 | -0.025456 | -0.023265 | 0.58162 | 10.0107 | 5.0755 | -5.6288 | -0.6364 | -0.58162 | [8 empty] | FALSE | FALSE | FALSE | TRUE | FALSE | #N/A
5893 | PRSL699 | 0 | 0 | 4 | 0.023265 | 0.40043 | 0.20302 | -0.22515 | -0.025456 | -0.023265 | 0 | 0 | 0 | 0 | 0 | 0 | [8 empty] | FALSE | FALSE | FALSE | FALSE | FALSE | #N/A
5965 | PALOALT8 | 12.26 | 0 | 4 | 0.019023 | 0.38097 | 0.22838 | -0.24715 | -0.026369 | -0.019023 | 0 | 0 | 0 | 0 | 0 | 0 | [8 empty] | FALSE | FALSE | FALSE | FALSE | FALSE | #N/A
5860 | DILSUB9 | 5.94 | 0 | 4 | 0.023266 | 0.39755 | 0.20576 | -0.22742 | -0.025514 | -0.023266 | 0 | 0 | 0 | 0 | 0 | 0 | [8 empty] | FALSE | FALSE | FALSE | FALSE | FALSE | #N/A
5876 | COTULA9 | 1.51 | 0 | 4 | 0.023266 | 0.39744 | 0.20586 | -0.22751 | -0.025516 | -0.023266 | 0 | 0 | 0 | 0 | 0 | 0 | [8 empty] | FALSE | FALSE | FALSE | FALSE | FALSE | #N/A
5632 | RVRSD 9 | 6.203 | 0 | 4 | 0.018907 | 0.38063 | 0.22653 | -0.24754 | -0.026389 | -0.018907 | 0 | 0 | 0 | 0 | 0 | 0 | [8 empty] | FALSE | FALSE | FALSE | FALSE | FALSE | #N/A
5654 | SNDEGO 9 | 9.522 | 0 | 4 | 0.019351 | 0.38275 | 0.22461 | -0.24521 | -0.026293 | -0.019351 | 0 | 0 | 0 | 0 | 0 | 0 | [8 empty] | FALSE | FALSE | FALSE | FALSE | FALSE | #N/A
5652 | CENTRL 9 | 2.248 | 0 | 4 | 0.019148 | 0.38177 | 0.22583 | -0.24629 | -0.026337 | -0.019148 | 0 | 0 | 0 | 0 | 0 | 0 | [8 empty] | FALSE | FALSE | FALSE | FALSE | FALSE | #N/A
5650 | LOYOLA69 | 0 | 0 | 4 | 0.018978 | 0.38091 | 0.22772 | -0.24725 | -0.026375 | -0.018978 | 0 | 0 | 0 | 0 | 0 | 0 | [8 empty] | FALSE | FALSE | FALSE | FALSE | FALSE | #N/A
5648 | LOYOLA8 | 0 | 0 | 4 | 0.018946 | 0.38075 | 0.22828 | -0.24744 | -0.026383 | -0.018946 | 0 | 0 | 0 | 0 | 0 | 0 | [8 empty] | FALSE | FALSE | FALSE | FALSE | FALSE | #N/A
5646 | RIVERA 9 | 2.597 | 0 | 4 | 0.018984 | 0.38095 | 0.2276 | -0.24721 | -0.026374 | -0.018984 | 0 | 0 | 0 | 0 | 0 | 0 | [8 empty] | FALSE | FALSE | FALSE | FALSE | FALSE | #N/A
5645 | RICRDO 9 | 5.816 | 0 | 4 | 0.019001 | 0.38104 | 0.22729 | -0.24711 | -0.02637 | -0.019001 | 0 | 0 | 0 | 0 | 0 | 0 | [8 empty] | FALSE | FALSE | FALSE | FALSE | FALSE | #N/A
5640 | DRISCL 9 | 3.014 | 0 | 4 | 0.01905 | 0.38129 | 0.22642 | -0.24682 | -0.026359 | -0.01905 | 0 | 0 | 0 | 0 | 0 | 0 | [8 empty] | FALSE | FALSE | FALSE | FALSE | FALSE | #N/A
5658 | ORNGRV 9 | 0 | 0 | 4 | 0.019312 | 0.38467 | 0.22208 | -0.24377 | -0.026261 | -0.019312 | 0 | 0 | 0 | 0 | 0 | 0 | [8 empty] | FALSE | FALSE | FALSE | FALSE | FALSE | #N/A
5891 | PRSGN2 | 0 | 25 | 4 | 0.023265 | 0.40043 | 0.20302 | -0.22515 | -0.025456 | -0.023265 | 0.58162 | 10.0107 | 5.0755 | -5.6288 | -0.6364 | -0.58162 | [8 empty] | FALSE | FALSE | FALSE | TRUE | FALSE | #N/A
5638 | CORCHR 9 | 3.842 | 0 | 4 | 0.018974 | 0.38094 | 0.22642 | -0.2472 | -0.026375 | -0.018974 | 0 | 0 | 0 | 0 | 0 | 0 | [8 empty] | FALSE | FALSE | FALSE | FALSE | FALSE | #N/A
5626 | CALALN 9 | 13.417 | 0 | 4 | 0.018911 | 0.38065 | 0.22643 | -0.24752 | -0.026389 | -0.018911 | 0 | 0 | 0 | 0 | 0 | 0 | [8 empty] | FALSE | FALSE | FALSE | FALSE | FALSE | #N/A
5622 | WSINT 9 | 5.027 | 0 | 4 | 0.018843 | 0.38023 | 0.22439 | -0.2479 | -0.026405 | -0.018843 | 0 | 0 | 0 | 0 | 0 | 0 | [8 empty] | FALSE | FALSE | FALSE | FALSE | FALSE | #N/A
5620 | WSINTSW9 | 0 | 0 | 4 | 0.018843 | 0.38023 | 0.22439 | -0.2479 | -0.026405 | -0.018843 | 0 | 0 | 0 | 0 | 0 | 0 | [8 empty] | FALSE | FALSE | FALSE | FALSE | FALSE | #N/A
5618 | SODVIL 9 | 1.025 | 0 | 4 | 0.018771 | 0.3798 | 0.22227 | -0.24829 | -0.026422 | -0.018771 | 0 | 0 | 0 | 0 | 0 | 0 | [8 empty] | FALSE | FALSE | FALSE | FALSE | FALSE | #N/A
5616 | TAFT 9 | 1.002 | 0 | 4 | 0.018709 | 0.37943 | 0.22043 | -0.24863 | -0.026437 | -0.018709 | 0 | 0 | 0 | 0 | 0 | 0 | [8 empty] | FALSE | FALSE | FALSE | FALSE | FALSE | #N/A
5614 | BONEVW 9 | 0.486 | 0 | 4 | 0.018624 | 0.37892 | 0.21789 | -0.2491 | -0.026457 | -0.018624 | 0 | 0 | 0 | 0 | 0 | 0 | [8 empty] | FALSE | FALSE | FALSE | FALSE | FALSE | #N/A
5610 | REFU 9 | 1.511 | 0 | 4 | 0.01854 | 0.37841 | 0.21538 | -0.24957 | -0.026477 | -0.01854 | 0 | 0 | 0 | 0 | 0 | 0 | [8 empty] | FALSE | FALSE | FALSE | FALSE | FALSE | #N/A
5699 | CHOKCN 9 | 2.103 | 0 | 4 | 0.020135 | 0.39356 | 0.21282 | -0.23564 | -0.025988 | -0.020135 | 0 | 0 | 0 | 0 | 0 | 0 | [8 empty] | FALSE | FALSE | FALSE | FALSE | FALSE | #N/A
5636 | CCSW 9 | 0 | 0 | 4 | 0.018974 | 0.38094 | 0.22642 | -0.2472 | -0.026375 | -0.018974 | 0 | 0 | 0 | 0 | 0 | 0 | [8 empty] | FALSE | FALSE | FALSE | FALSE | FALSE | #N/A
5686 | GEOWST 9 | 0 | 0 | 4 | 0.019972 | 0.3922 | 0.21411 | -0.23694 | -0.026034 | -0.019972 | 0 | 0 | 0 | 0 | 0 | 0 | [8 empty] | FALSE | FALSE | FALSE | FALSE | FALSE | #N/A
5666 | SANDIA 9 | 2.642 | 0 | 4 | 0.019309 | 0.38515 | 0.22007 | -0.24335 | -0.026251 | -0.019309 | 0 | 0 | 0 | 0 | 0 | 0 | [8 empty] | FALSE | FALSE | FALSE | FALSE | FALSE | #N/A
5668 | MATHIS 9 | 2.392 | 0 | 4 | 0.019341 | 0.38581 | 0.21744 | -0.24276 | -0.026234 | -0.019341 | 0 | 0 | 0 | 0 | 0 | 0 | [8 empty] | FALSE | FALSE | FALSE | FALSE | FALSE | #N/A
5672 | OLMOS 9 | 2.384 | 0 | 4 | 0.01923 | 0.38467 | 0.21626 | -0.24379 | -0.02627 | -0.01923 | 0 | 0 | 0 | 0 | 0 | 0 | [8 empty] | FALSE | FALSE | FALSE | FALSE | FALSE | #N/A
5673 | BEEPRIS | 2.635 | 0 | 4 | 0.019126 | 0.3836 | 0.21515 | -0.24474 | -0.026304 | -0.019126 | 0 | 0 | 0 | 0 | 0 | 0 | [8 empty] | FALSE | FALSE | FALSE | FALSE | FALSE | #N/A
5674 | BEEVIL 9 | 5.528 | 0 | 4 | 0.019037 | 0.38269 | 0.21421 | -0.24557 | -0.026333 | -0.019037 | 0 | 0 | 0 | 0 | 0 | 0 | [8 empty] | FALSE | FALSE | FALSE | FALSE | FALSE | #N/A
5676 | GOLIADS9 | 0 | 0 | 4 | 0.018645 | 0.37865 | 0.21002 | -0.2492 | -0.02646 | -0.018645 | 0 | 0 | 0 | 0 | 0 | 0 | [8 empty] | FALSE | FALSE | FALSE | FALSE | FALSE | #N/A
5678 | SCHRDR 9 | 2.179 | 0 | 4 | 0.018369 | 0.37581 | 0.20707 | -0.25175 | -0.026549 | -0.018369 | 0 | 0 | 0 | 0 | 0 | 0 | [8 empty] | FALSE | FALSE | FALSE | FALSE | FALSE | #N/A
5664 | AGUADLCE | 3.89 | 0 | 4 | 0.019312 | 0.38468 | 0.22204 | -0.24376 | -0.026261 | -0.019312 | 0 | 0 | 0 | 0 | 0 | 0 | [8 empty] | FALSE | FALSE | FALSE | FALSE | FALSE | #N/A
5685 | WGWTAP9 | 0 | 0 | 4 | 0.019895 | 0.39142 | 0.21451 | -0.23764 | -0.026058 | -0.019895 | 0 | 0 | 0 | 0 | 0 | 0 | [8 empty] | FALSE | FALSE | FALSE | FALSE | FALSE | #N/A
5695 | SIMMONS | 0.296 | 0 | 4 | 0.020065 | 0.39297 | 0.21337 | -0.2362 | -0.026007 | -0.020065 | 0 | 0 | 0 | 0 | 0 | 0 | [8 empty] | FALSE | FALSE | FALSE | FALSE | FALSE | #N/A
5688 | GEOWST 8 | 0 | 0 | 4 | 0.019976 | 0.39264 | 0.21467 | -0.23662 | -0.026025 | -0.019976 | 0 | 0 | 0 | 0 | 0 | 0 | [8 empty] | FALSE | FALSE | FALSE | FALSE | FALSE | #N/A
5690 | WGWST 9 | 1.207 | 0 | 4 | 0.019895 | 0.39142 | 0.21451 | -0.23764 | -0.026058 | -0.019895 | 0 | 0 | 0 | 0 | 0 | 0 | [8 empty] | FALSE | FALSE | FALSE | FALSE | FALSE | #N/A
5692 | CLEGG | 4.486 | 0 | 4 | 0.019895 | 0.39142 | 0.21451 | -0.23764 | -0.026058 | -0.019895 | 0 | 0 | 0 | 0 | 0 | 0 | [8 empty] | FALSE | FALSE | FALSE | FALSE | FALSE | #N/A
5660 | ORNGRV 8 | 0 | 0 | 4 | 0.019302 | 0.38497 | 0.22258 | -0.24359 | -0.026257 | -0.019302 | 0 | 0 | 0 | 0 | 0 | 0 | [8 empty] | FALSE | FALSE | FALSE | FALSE | FALSE | #N/A
5696 | CALHMSW9 | 0 | 0 | 4 | 0.020135 | 0.39356 | 0.21282 | -0.23564 | -0.025988 | -0.020135 | 0 | 0 | 0 | 0 | 0 | 0 | [8 empty] | FALSE | FALSE | FALSE | FALSE | FALSE | #N/A
5634 | ROBSTN 9 | 5.201 | 0 | 4 | 0.01895 | 0.38083 | 0.22642 | -0.24732 | -0.02638 | -0.01895 | 0 | 0 | 0 | 0 | 0 | 0 | [8 empty] | FALSE | FALSE | FALSE | FALSE | FALSE | #N/A
5698 | CALHMN 9 | 0.767 | 0 | 4 | 0.020393 | 0.39572 | 0.21079 | -0.23357 | -0.025914 | -0.020393 | 0 | 0 | 0 | 0 | 0 | 0 | [8 empty] | FALSE | FALSE | FALSE | FALSE | FALSE | #N/A
5684 | GWEST 9 | 3.06 | 0 | 4 | 0.019751 | 0.38997 | 0.21527 | -0.23897 | -0.026104 | -0.019751 | 0 | 0 | 0 | 0 | 0 | 0 | [8 empty] | FALSE | FALSE | FALSE | FALSE | FALSE | #N/A
5662 | OG 9 | 8.899 | 0 | 4 | 0.019312 | 0.38468 | 0.22204 | -0.24376 | -0.026261 | -0.019312 | 0 | 0 | 0 | 0 | 0 | 0 | [8 empty] | FALSE | FALSE | FALSE | FALSE | FALSE | #N/A
5697 | CALHMS 9 | 2.02 | 0 | 4 | 0.020135 | 0.39356 | 0.21282 | -0.23564 | -0.025988 | -0.020135 | 0 | 0 | 0 | 0 | 0 | 0 | [8 empty] | FALSE | FALSE | FALSE | FALSE | FALSE | #N/A
8754 | MVADRHD2 | 13.465 | 0 | 4 | 0.019107 | 0.38117 | 0.22805 | -0.24686 | -0.026354 | -0.019107 | 0 | 0 | 0 | 0 | 0 | 0 | [8 empty] | FALSE | FALSE | FALSE | FALSE | FALSE | #N/A
8755 | MVGANDY | 19.559 | 0 | 4 | 0.0191 | 0.38115 | 0.22807 | -0.24688 | -0.026355 | -0.0191 | 0 | 0 | 0 | 0 | 0 | 0 | [8 empty] | FALSE | FALSE | FALSE | FALSE | FALSE | #N/A
8756 | MVLAURL | 4.986 | 0 | 4 | 0.019024 | 0.38097 | 0.22838 | -0.24715 | -0.026369 | -0.019024 | 0 | 0 | 0 | 0 | 0 | 0 | [8 empty] | FALSE | FALSE | FALSE | FALSE | FALSE | #N/A
8757 | HIDALGO2 | 13.091 | 0 | 4 | 0.019149 | 0.38127 | 0.22788 | -0.24671 | -0.026347 | -0.019149 | 0 | 0 | 0 | 0 | 0 | 0 | [8 empty] | FALSE | FALSE | FALSE | FALSE | FALSE | #N/A
8758 | MVLASMI4 | 17.79 | 0 | 4 | 0.01916 | 0.3813 | 0.22784 | -0.24668 | -0.026345 | -0.01916 | 0 | 0 | 0 | 0 | 0 | 0 | [8 empty] | FALSE | FALSE | FALSE | FALSE | FALSE | #N/A
8759 | MVABRTP4 | 0 | 0 | 4 | 0.019112 | 0.38118 | 0.22803 | -0.24684 | -0.026353 | -0.019112 | 0 | 0 | 0 | 0 | 0 | 0 | [8 empty] | FALSE | FALSE | FALSE | FALSE | FALSE | #N/A
8760 | H.ACRES4 | 72.711 | 0 | 4 | 0.01916 | 0.3813 | 0.22784 | -0.24668 | -0.026345 | -0.01916 | 0 | 0 | 0 | 0 | 0 | 0 | [8 empty] | FALSE | FALSE | FALSE | FALSE | FALSE | #N/A
8763 | MVBURNS4 | 10.386 | 0 | 4 | 0.019047 | 0.38102 | 0.22829 | -0.24707 | -0.026365 | -0.019047 | 0 | 0 | 0 | 0 | 0 | 0 | [8 empty] | FALSE | FALSE | FALSE | FALSE | FALSE | #N/A
8764 | MVERIOH4 | 7.692 | 0 | 4 | 0.019015 | 0.38095 | 0.22841 | -0.24718 | -0.02637 | -0.019015 | 0 | 0 | 0 | 0 | 0 | 0 | [8 empty] | FALSE | FALSE | FALSE | FALSE | FALSE | #N/A
8765 | MV.HBRG4 | 7.397 | 0 | 4 | 0.019075 | 0.38109 | 0.22817 | -0.24697 | -0.02636 | -0.019075 | 0 | 0 | 0 | 0 | 0 | 0 | [8 empty] | FALSE | FALSE | FALSE | FALSE | FALSE | #N/A
8859 | VALRO E2 | 27.393 | 0 | 4 | 0.018825 | 0.37985 | 0.22831 | -0.2483 | -0.026415 | -0.018825 | 0 | 0 | 0 | 0 | 0 | 0 | [8 empty] | FALSE | FALSE | FALSE | FALSE | FALSE | #N/A
8856 | N PADRE2 | 20.772 | 0 | 4 | 0.018739 | 0.37888 | 0.22933 | -0.24919 | -0.026444 | -0.018739 | 0 | 0 | 0 | 0 | 0 | 0 | [8 empty] | FALSE | FALSE | FALSE | FALSE | FALSE | #N/A
8858 | MCKENZE4 | 15.322 | 0 | 4 | 0.018825 | 0.3799 | 0.22852 | -0.24827 | -0.026414 | -0.018825 | 0 | 0 | 0 | 0 | 0 | 0 | [8 empty] | FALSE | FALSE | FALSE | FALSE | FALSE | #N/A
8762 | MV.PHAR4 | 25.326 | 0 | 4 | 0.019117 | 0.38119 | 0.22801 | -0.24683 | -0.026353 | -0.019117 | 0 | 0 | 0 | 0 | 0 | 0 | [8 empty] | FALSE | FALSE | FALSE | FALSE | FALSE | #N/A
8869 | KARON 2 | 0.092 | 0 | 4 | 0.019997 | 0.39267 | 0.21183 | -0.23634 | -0.026018 | -0.019997 | 0 | 0 | 0 | 0 | 0 | 0 | [8 empty] | FALSE | FALSE | FALSE | FALSE | FALSE | #N/A
8885 | CORUS 9 | 21.348 | 0 | 4 | 0.018901 | 0.38062 | 0.22666 | -0.24756 | -0.02639 | -0.018901 | 0 | 0 | 0 | 0 | 0 | 0 | [8 empty] | FALSE | FALSE | FALSE | FALSE | FALSE | #N/A
8884 | RBSTN T2 | 0 | 0 | 4 | 0.0189 | 0.38061 | 0.22667 | -0.24757 | -0.026391 | -0.0189 | 0 | 0 | 0 | 0 | 0 | 0 | [8 empty] | FALSE | FALSE | FALSE | FALSE | FALSE | #N/A
8793 | RG CTY 4 | 0 | 0 | 4 | 0.019678 | 0.38254 | 0.22577 | -0.24488 | -0.026256 | -0.019678 | 0 | 0 | 0 | 0 | 0 | 0 | [8 empty] | FALSE | FALSE | FALSE | FALSE | FALSE | #N/A
8883 | R.FIELD4 | 42.678 | 0 | 4 | 0.018807 | 0.37968 | 0.22884 | -0.24847 | -0.026421 | -0.018807 | 0 | 0 | 0 | 0 | 0 | 0 | [8 empty] | FALSE | FALSE | FALSE | FALSE | FALSE | #N/A
8766 | MVCENTR4 | 18.15 | 0 | 4 | 0.019021 | 0.38096 | 0.22839 | -0.24716 | -0.026369 | -0.019021 | 0 | 0 | 0 | 0 | 0 | 0 | [8 empty] | FALSE | FALSE | FALSE | FALSE | FALSE | #N/A
8878 | N ELLA | 0.793 | 0 | 4 | 0.019322 | 0.38194 | 0.22586 | -0.24589 | -0.026312 | -0.019322 | 0 | 0 | 0 | 0 | 0 | 0 | [8 empty] | FALSE | FALSE | FALSE | FALSE | FALSE | #N/A
8882 | CABINES4 | 22.942 | 0 | 4 | 0.018805 | 0.37965 | 0.22883 | -0.2485 | -0.026421 | -0.018805 | 0 | 0 | 0 | 0 | 0 | 0 | [8 empty] | FALSE | FALSE | FALSE | FALSE | FALSE | #N/A
8870 | AVRYP2-2 | 0 | 0 | 4 | 0.018805 | 0.37962 | 0.22873 | -0.24851 | -0.026422 | -0.018805 | 0 | 0 | 0 | 0 | 0 | 0 | [8 empty] | FALSE | FALSE | FALSE | FALSE | FALSE | #N/A
8860 | HERN RD2 | 30.937 | 0 | 4 | 0.018897 | 0.38061 | 0.22672 | -0.24757 | -0.026391 | -0.018897 | 0 | 0 | 0 | 0 | 0 | 0 | [8 empty] | FALSE | FALSE | FALSE | FALSE | FALSE | #N/A
8868 | KARON T2 | 0 | 0 | 4 | 0.019997 | 0.39267 | 0.21183 | -0.23634 | -0.026018 | -0.019997 | 0 | 0 | 0 | 0 | 0 | 0 | [8 empty] | FALSE | FALSE | FALSE | FALSE | FALSE | #N/A
8867 | W WORKS2 | 0 | 0 | 4 | 0.018896 | 0.38066 | 0.22654 | -0.24753 | -0.02639 | -0.018896 | 0 | 0 | 0 | 0 | 0 | 0 | [8 empty] | FALSE | FALSE | FALSE | FALSE | FALSE | #N/A
8866 | SMITH 2 | 0 | 0 | 4 | 0.018946 | 0.38118 | 0.2258 | -0.24704 | -0.026374 | -0.018946 | 0 | 0 | 0 | 0 | 0 | 0 | [8 empty] | FALSE | FALSE | FALSE | FALSE | FALSE | #N/A
8865 | WWORKTP2 | 0 | 0 | 4 | 0.018896 | 0.38063 | 0.22665 | -0.24756 | -0.026391 | -0.018896 | 0 | 0 | 0 | 0 | 0 | 0 | [8 empty] | FALSE | FALSE | FALSE | FALSE | FALSE | #N/A
8864 | STEVEN12 | 0 | 0 | 4 | 0.018946 | 0.38118 | 0.2258 | -0.24704 | -0.026374 | -0.018946 | 0 | 0 | 0 | 0 | 0 | 0 | [8 empty] | FALSE | FALSE | FALSE | FALSE | FALSE | #N/A
8862 | STEVEN22 | 0 | 0 | 4 | 0.018896 | 0.38063 | 0.22665 | -0.24756 | -0.026391 | -0.018896 | 0 | 0 | 0 | 0 | 0 | 0 | [8 empty] | FALSE | FALSE | FALSE | FALSE | FALSE | #N/A
8753 | MVDOEYN4 | 20.819 | 0 | 4 | 0.01911 | 0.38118 | 0.22803 | -0.24685 | -0.026354 | -0.01911 | 0 | 0 | 0 | 0 | 0 | 0 | [8 empty] | FALSE | FALSE | FALSE | FALSE | FALSE | #N/A
8871 | AVRYP1-2 | 0 | 0 | 4 | 0.018807 | 0.37965 | 0.22869 | -0.24849 | -0.026421 | -0.018807 | 0 | 0 | 0 | 0 | 0 | 0 | [8 empty] | FALSE | FALSE | FALSE | FALSE | FALSE | #N/A
8810 | ODEM 2 | 7.728 | 0 | 4 | 0.018894 | 0.38077 | 0.22607 | -0.24743 | -0.026388 | -0.018894 | 0 | 0 | 0 | 0 | 0 | 0 | [8 empty] | FALSE | FALSE | FALSE | FALSE | FALSE | #N/A
8787 | MV.COOK4 | 0 | 0 | 4 | 0.019268 | 0.38153 | 0.2273 | -0.24632 | -0.026327 | -0.019268 | 0 | 0 | 0 | 0 | 0 | 0 | [8 empty] | FALSE | FALSE | FALSE | FALSE | FALSE | #N/A
8798 | LAGRULA4 | 17.786 | 0 | 4 | 0.019499 | 0.38211 | 0.22648 | -0.2455 | -0.026287 | -0.019499 | 0 | 0 | 0 | 0 | 0 | 0 | [8 empty] | FALSE | FALSE | FALSE | FALSE | FALSE | #N/A
8799 | CONTINL2 | 1.217 | 0 | 4 | 0.019693 | 0.38257 | 0.22571 | -0.24482 | -0.026254 | -0.019693 | 0 | 0 | 0 | 0 | 0 | 0 | [8 empty] | FALSE | FALSE | FALSE | FALSE | FALSE | #N/A
8800 | TATTON 2 | 4.824 | 0 | 4 | 0.01849 | 0.37788 | 0.22101 | -0.25011 | -0.026493 | -0.01849 | 0 | 0 | 0 | 0 | 0 | 0 | [8 empty] | FALSE | FALSE | FALSE | FALSE | FALSE | #N/A
8802 | HEARD T2 | 0 | 0 | 4 | 0.018504 | 0.37785 | 0.2219 | -0.25014 | -0.026492 | -0.018504 | 0 | 0 | 0 | 0 | 0 | 0 | [8 empty] | FALSE | FALSE | FALSE | FALSE | FALSE | #N/A
8803 | HEARD 2 | 0.375 | 0 | 4 | 0.018504 | 0.37785 | 0.2219 | -0.25014 | -0.026492 | -0.018504 | 0 | 0 | 0 | 0 | 0 | 0 | [8 empty] | FALSE | FALSE | FALSE | FALSE | FALSE | #N/A
8804 | WDSBRO 2 | 3.547 | 0 | 4 | 0.01852 | 0.37782 | 0.2229 | -0.25016 | -0.026491 | -0.01852 | 0 | 0 | 0 | 0 | 0 | 0 | [8 empty] | FALSE | FALSE | FALSE | FALSE | FALSE | #N/A
8796 | ROMA 4 | 9.816 | 0 | 4 | 0.019848 | 0.38294 | 0.22509 | -0.24428 | -0.026227 | -0.019848 | 0 | 0 | 0 | 0 | 0 | 0 | [8 empty] | FALSE | FALSE | FALSE | FALSE | FALSE | #N/A
8808 | HOMPRT 4 | 7.244 | 0 | 4 | 0.018594 | 0.3771 | 0.23086 | -0.25079 | -0.026497 | -0.018594 | 0 | 0 | 0 | 0 | 0 | 0 | [8 empty] | FALSE | FALSE | FALSE | FALSE | FALSE | #N/A
8795 | ROMA TP4 | 0 | 0 | 4 | 0.019947 | 0.38318 | 0.2247 | -0.24394 | -0.02621 | -0.019947 | 0 | 0 | 0 | 0 | 0 | 0 | [8 empty] | FALSE | FALSE | FALSE | FALSE | FALSE | #N/A
8812 | TAFT 2 | 10.114 | 0 | 4 | 0.018725 | 0.37888 | 0.22796 | -0.24916 | -0.026446 | -0.018725 | 0 | 0 | 0 | 0 | 0 | 0 | [8 empty] | FALSE | FALSE | FALSE | FALSE | FALSE | #N/A
8814 | MIDWY T2 | 0 | 0 | 4 | 0.018663 | 0.37811 | 0.2289 | -0.24987 | -0.026469 | -0.018663 | 0 | 0 | 0 | 0 | 0 | 0 | [8 empty] | FALSE | FALSE | FALSE | FALSE | FALSE | #N/A
8815 | MIDWAY 2 | 0.592 | 0 | 4 | 0.018663 | 0.37811 | 0.2289 | -0.24987 | -0.026469 | -0.018663 | 0 | 0 | 0 | 0 | 0 | 0 | [8 empty] | FALSE | FALSE | FALSE | FALSE | FALSE | #N/A
8817 | DUP1-I2 | 8 | 0 | 4 | 0.018592 | 0.37706 | 0.23097 | -0.25083 | -0.026498 | -0.018592 | 0 | 0 | 0 | 0 | 0 | 0 | [8 empty] | FALSE | FALSE | FALSE | FALSE | FALSE | #N/A
8818 | OXYCHEM4 | 142 | 0 | 4 | 0.018592 | 0.37706 | 0.23097 | -0.25083 | -0.026498 | -0.018592 | 0 | 0 | 0 | 0 | 0 | 0 | [8 empty] | FALSE | FALSE | FALSE | FALSE | FALSE | #N/A
8819 | DPTP1-I4 | 8 | 0 | 4 | 0.018592 | 0.37706 | 0.23097 | -0.25083 | -0.026498 | -0.018592 | 0 | 0 | 0 | 0 | 0 | 0 | [8 empty] | FALSE | FALSE | FALSE | FALSE | FALSE | #N/A
8886 | ROB.CPL2 | 4.005 | 0 | 4 | 0.0189 | 0.38061 | 0.22667 | -0.24757 | -0.026391 | -0.0189 | 0 | 0 | 0 | 0 | 0 | 0 | [8 empty] | FALSE | FALSE | FALSE | FALSE | FALSE | #N/A
8999 | FRTTS201 | 0 | 0 | 4 | 0.019255 | 0.38153 | 0.22745 | -0.24635 | -0.026329 | -0.019255 | 0 | 0 | 0 | 0 | 0 | 0 | [8 empty] | FALSE | FALSE | FALSE | FALSE | FALSE | #N/A
8805 | BONEVEW2 | 2.103 | 0 | 4 | 0.018551 | 0.37776 | 0.22484 | -0.2502 | -0.026489 | -0.018551 | 0 | 0 | 0 | 0 | 0 | 0 | [8 empty] | FALSE | FALSE | FALSE | FALSE | FALSE | #N/A
8839 | FULTN2 2 | 35.918 | 0 | 4 | 0.018596 | 0.37719 | 0.23026 | -0.25071 | -0.026495 | -0.018596 | 0 | 0 | 0 | 0 | 0 | 0 | [8 empty] | FALSE | FALSE | FALSE | FALSE | FALSE | #N/A
8768 | MV.WESL4 | 21.019 | 0 | 4 | 0.019091 | 0.38113 | 0.22811 | -0.24692 | -0.026357 | -0.019091 | 0 | 0 | 0 | 0 | 0 | 0 | [8 empty] | FALSE | FALSE | FALSE | FALSE | FALSE | #N/A
8769 | MV.VALV4 | 21.424 | 0 | 4 | 0.019106 | 0.38117 | 0.22805 | -0.24687 | -0.026355 | -0.019106 | 0 | 0 | 0 | 0 | 0 | 0 | [8 empty] | FALSE | FALSE | FALSE | FALSE | FALSE | #N/A
8771 | MV.WEDN4 | 18.909 | 0 | 4 | 0.019137 | 0.38124 | 0.22793 | -0.24676 | -0.026349 | -0.019137 | 0 | 0 | 0 | 0 | 0 | 0 | [8 empty] | FALSE | FALSE | FALSE | FALSE | FALSE | #N/A
8772 | MV.ALTON | 27.895 | 0 | 4 | 0.019172 | 0.38133 | 0.22779 | -0.24663 | -0.026343 | -0.019172 | 0 | 0 | 0 | 0 | 0 | 0 | [8 empty] | FALSE | FALSE | FALSE | FALSE | FALSE | #N/A
8773 | KEYSS4 | 0 | 0 | 4 | 0.019177 | 0.38134 | 0.22777 | -0.24662 | -0.026342 | -0.019177 | 0 | 0 | 0 | 0 | 0 | 0 | [8 empty] | FALSE | FALSE | FALSE | FALSE | FALSE | #N/A
8774 | MV.PALM4 | 21.405 | 0 | 4 | 0.019115 | 0.38119 | 0.22802 | -0.24683 | -0.026353 | -0.019115 | 0 | 0 | 0 | 0 | 0 | 0 | [8 empty] | FALSE | FALSE | FALSE | FALSE | FALSE | #N/A
8776 | MVSHAR4 | 0 | 0 | 4 | 0.019036 | 0.381 | 0.22833 | -0.24711 | -0.026367 | -0.019036 | 0 | 0 | 0 | 0 | 0 | 0 | [8 empty] | FALSE | FALSE | FALSE | FALSE | FALSE | #N/A
8797 | RG CTY 2 | 36.333 | 0 | 4 | 0.019686 | 0.38256 | 0.22574 | -0.24485 | -0.026255 | -0.019686 | 0 | 0 | 0 | 0 | 0 | 0 | [8 empty] | FALSE | FALSE | FALSE | FALSE | FALSE | #N/A
8841 | FULTN1 2 | 0 | 0 | 4 | 0.018596 | 0.37719 | 0.23026 | -0.25071 | -0.026495 | -0.018596 | 0 | 0 | 0 | 0 | 0 | 0 | [8 empty] | FALSE | FALSE | FALSE | FALSE | FALSE | #N/A
8767 | MVHW5114 | 12.855 | 0 | 4 | 0.019022 | 0.38096 | 0.22839 | -0.24716 | -0.026369 | -0.019022 | 0 | 0 | 0 | 0 | 0 | 0 | [8 empty] | FALSE | FALSE | FALSE | FALSE | FALSE | #N/A
8832 | REYSHR 4 | 56 | 0 | 4 | 0.018592 | 0.37706 | 0.23097 | -0.25083 | -0.026498 | -0.018592 | 0 | 0 | 0 | 0 | 0 | 0 | [8 empty] | FALSE | FALSE | FALSE | FALSE | FALSE | #N/A
8824 | SLURR4 | 2.709 | 0 | 4 | 0.019213 | 0.38142 | 0.22763 | -0.24649 | -0.026336 | -0.019213 | 0 | 0 | 0 | 0 | 0 | 0 | [8 empty] | FALSE | FALSE | FALSE | FALSE | FALSE | #N/A
8778 | HILINE2 | 11.607 | 0 | 4 | 0.019144 | 0.38126 | 0.2279 | -0.24673 | -0.026348 | -0.019144 | 0 | 0 | 0 | 0 | 0 | 0 | [8 empty] | FALSE | FALSE | FALSE | FALSE | FALSE | #N/A
8821 | SLUTALR4 | 12.913 | 0 | 4 | 0.019194 | 0.38138 | 0.2277 | -0.24656 | -0.026339 | -0.019194 | 0 | 0 | 0 | 0 | 0 | 0 | [8 empty] | FALSE | FALSE | FALSE | FALSE | FALSE | #N/A
8783 | MV.COOK1 | 2.638 | 0 | 4 | 0.019268 | 0.38153 | 0.2273 | -0.24632 | -0.026327 | -0.019268 | 0 | 0 | 0 | 0 | 0 | 0 | [8 empty] | FALSE | FALSE | FALSE | FALSE | FALSE | #N/A
8785 | MV.COOK2 | 1.983 | 0 | 4 | 0.019268 | 0.38153 | 0.2273 | -0.24632 | -0.026327 | -0.019268 | 0 | 0 | 0 | 0 | 0 | 0 | [8 empty] | FALSE | FALSE | FALSE | FALSE | FALSE | #N/A
8786 | MV.FAYVL | 5.801 | 0 | 4 | 0.019162 | 0.38129 | 0.2278 | -0.24668 | -0.026345 | -0.019162 | 0 | 0 | 0 | 0 | 0 | 0 | [8 empty] | FALSE | FALSE | FALSE | FALSE | FALSE | #N/A
8790 | MV.RAYTP | 10.456 | 0 | 4 | 0.018998 | 0.3809 | 0.22844 | -0.24724 | -0.026373 | -0.018998 | 0 | 0 | 0 | 0 | 0 | 0 | [8 empty] | FALSE | FALSE | FALSE | FALSE | FALSE | #N/A
8847 | M.ISLND2 | 4.24 | 0 | 4 | 0.018694 | 0.37835 | 0.22966 | -0.24967 | -0.02646 | -0.018694 | 0 | 0 | 0 | 0 | 0 | 0 | [8 empty] | FALSE | FALSE | FALSE | FALSE | FALSE | #N/A
80000 | EPLV | 0 | 0 | 4 | 0.027485 | 0.39209 | 0.20356 | -0.22477 | -0.02509 | -0.027485 | 0 | 0 | 0 | 0 | 0 | 0 | [8 empty] | FALSE | FALSE | FALSE | FALSE | FALSE | #N/A
8985 | YGNACIO | 1.377 | 0 | 4 | 0.021226 | 0.38625 | 0.21959 | -0.23949 | -0.02599 | -0.021226 | 0 | 0 | 0 | 0 | 0 | 0 | [8 empty] | FALSE | FALSE | FALSE | FALSE | FALSE | #N/A
80078 | AMAC1 | 0 | 0 | 4 | 0.01897 | 0.38083 | 0.2285 | -0.24734 | -0.026378 | -0.01897 | 0 | 0 | 0 | 0 | 0 | 0 | [8 empty] | FALSE | FALSE | FALSE | FALSE | FALSE | #N/A
80077 | ARMSTSTR | 0 | 0 | 4 | 0.01897 | 0.38083 | 0.22849 | -0.24734 | -0.026378 | -0.01897 | 0 | 0 | 0 | 0 | 0 | 0 | [8 empty] | FALSE | FALSE | FALSE | FALSE | FALSE | #N/A
80076 | ARMSTRNG | 0 | 0 | 4 | 0.01897 | 0.38084 | 0.22859 | -0.24734 | -0.026378 | -0.01897 | 0 | 0 | 0 | 0 | 0 | 0 | [8 empty] | FALSE | FALSE | FALSE | FALSE | FALSE | #N/A
80021 | LARSTCOM | 0 | 0 | 4 | 0.021997 | 0.3881 | 0.21647 | -0.2368 | -0.025857 | -0.021997 | 0 | 0 | 0 | 0 | 0 | 0 | [8 empty] | FALSE | FALSE | FALSE | FALSE | FALSE | #N/A
80020 | HEIGHTS4 | 62.425 | 0 | 4 | 0.021997 | 0.3881 | 0.21647 | -0.2368 | -0.025857 | -0.021997 | 0 | 0 | 0 | 0 | 0 | 0 | [8 empty] | FALSE | FALSE | FALSE | FALSE | FALSE | #N/A
80015 | ROSITA 4 | 4.593 | 0 | 4 | 0.027327 | 0.39215 | 0.20377 | -0.22498 | -0.025109 | -0.027327 | 0 | 0 | 0 | 0 | 0 | 0 | [8 empty] | FALSE | FALSE | FALSE | FALSE | FALSE | #N/A
80014 | LARBTB | 0 | 0 | 4 | 0.021998 | 0.3881 | 0.21647 | -0.2368 | -0.025857 | -0.021998 | 0 | 0 | 0 | 0 | 0 | 0 | [8 empty] | FALSE | FALSE | FALSE | FALSE | FALSE | #N/A
80013 | LARBTB | 0 | 0 | 4 | 0.021998 | 0.3881 | 0.21647 | -0.2368 | -0.025857 | -0.021998 | 0 | 0 | 0 | 0 | 0 | 0 | [8 empty] | FALSE | FALSE | FALSE | FALSE | FALSE | #N/A
80012 | LAR | 0 | 0 | 4 | 0.021997 | 0.3881 | 0.21647 | -0.2368 | -0.025857 | -0.021997 | 0 | 0 | 0 | 0 | 0 | 0 | [8 empty] | FALSE | FALSE | FALSE | FALSE | FALSE | #N/A
80082 | AMAC1 | 0.8 | 0 | 4 | 0.01897 | 0.38083 | 0.2285 | -0.24734 | -0.026378 | -0.01897 | 0 | 0 | 0 | 0 | 0 | 0 | [8 empty] | FALSE | FALSE | FALSE | FALSE | FALSE | #N/A
80003 | MILHWYS | 0 | 0 | 4 | 0.019023 | 0.38097 | 0.22838 | -0.24715 | -0.026369 | -0.019023 | 0 | 0 | 0 | 0 | 0 | 0 | [8 empty] | FALSE | FALSE | FALSE | FALSE | FALSE | #N/A
80083 | AMAC1 | 0 | 0 | 4 | 0.01897 | 0.38083 | 0.2285 | -0.24734 | -0.026378 | -0.01897 | 0 | 0 | 0 | 0 | 0 | 0 | [8 empty] | FALSE | FALSE | FALSE | FALSE | FALSE | #N/A
59490 | MIDTOWN8 | 35.94 | 0 | 4 | 0.019023 | 0.38097 | 0.22838 | -0.24715 | -0.026369 | -0.019023 | 0 | 0 | 0 | 0 | 0 | 0 | [8 empty] | FALSE | FALSE | FALSE | FALSE | FALSE | #N/A
59480 | 6TH ST 8 | 30.91 | 0 | 4 | 0.019023 | 0.38097 | 0.22838 | -0.24715 | -0.026369 | -0.019023 | 0 | 0 | 0 | 0 | 0 | 0 | [8 empty] | FALSE | FALSE | FALSE | FALSE | FALSE | #N/A
59470 | FTBROWN8 | 28.17 | 0 | 4 | 0.019023 | 0.38097 | 0.22838 | -0.24715 | -0.026369 | -0.019023 | 0 | 0 | 0 | 0 | 0 | 0 | [8 empty] | FALSE | FALSE | FALSE | FALSE | FALSE | #N/A
59460 | AIRPORT8 | 0 | 0 | 4 | 0.019023 | 0.38097 | 0.22838 | -0.24715 | -0.026369 | -0.019023 | 0 | 0 | 0 | 0 | 0 | 0 | [8 empty] | FALSE | FALSE | FALSE | FALSE | FALSE | #N/A
59420 | FILTERP8 | 22.48 | 0 | 4 | 0.019023 | 0.38097 | 0.22838 | -0.24715 | -0.026369 | -0.019023 | 0 | 0 | 0 | 0 | 0 | 0 | [8 empty] | FALSE | FALSE | FALSE | FALSE | FALSE | #N/A
59410 | PRICE R8 | 22.76 | 0 | 4 | 0.019023 | 0.38097 | 0.22838 | -0.24715 | -0.026369 | -0.019023 | 0 | 0 | 0 | 0 | 0 | 0 | [8 empty] | FALSE | FALSE | FALSE | FALSE | FALSE | #N/A
59400 | FM 802 8 | 34.06 | 0 | 4 | 0.019023 | 0.38097 | 0.22838 | -0.24715 | -0.026369 | -0.019023 | 0 | 0 | 0 | 0 | 0 | 0 | [8 empty] | FALSE | FALSE | FALSE | FALSE | FALSE | #N/A
59300 | PWRPLAN8 | 0 | 0 | 4 | 0.019023 | 0.38097 | 0.22838 | -0.24715 | -0.026369 | -0.019023 | 0 | 0 | 0 | 0 | 0 | 0 | [8 empty] | FALSE | FALSE | FALSE | FALSE | FALSE | #N/A
8820 | OXY1 4 | 100 | 0 | 4 | 0.018592 | 0.37706 | 0.23097 | -0.25083 | -0.026498 | -0.018592 | 0 | 0 | 0 | 0 | 0 | 0 | [8 empty] | FALSE | FALSE | FALSE | FALSE | FALSE | #N/A
8998 | FRTTS101 | 0 | 0 | 4 | 0.019255 | 0.38153 | 0.22745 | -0.24635 | -0.026329 | -0.019255 | 0 | 0 | 0 | 0 | 0 | 0 | [8 empty] | FALSE | FALSE | FALSE | FALSE | FALSE | #N/A
8997 | FRTTS001 | 0 | 0 | 4 | 0.019255 | 0.38153 | 0.22745 | -0.24635 | -0.026329 | -0.019255 | 0 | 0 | 0 | 0 | 0 | 0 | [8 empty] | FALSE | FALSE | FALSE | FALSE | FALSE | #N/A
80010 | EPLVT | 0 | 0 | 4 | 0.027485 | 0.39209 | 0.20356 | -0.22477 | -0.02509 | -0.027485 | 0 | 0 | 0 | 0 | 0 | 0 | [8 empty] | FALSE | FALSE | FALSE | FALSE | FALSE | #N/A
80129 | WHPTR2 | 0 | 0 | 4 | 0.018708 | 0.37844 | 0.23007 | -0.24959 | -0.026457 | -0.018708 | 0 | 0 | 0 | 0 | 0 | 0 | [8 empty] | FALSE | FALSE | FALSE | FALSE | FALSE | #N/A
88909 | NLARSSL | 0 | 0 | 4 | 0.023016 | 0.38968 | 0.21334 | -0.23392 | -0.025699 | -0.023016 | 0 | 0 | 0 | 0 | 0 | 0 | [8 empty] | FALSE | FALSE | FALSE | FALSE | FALSE | #N/A
88508 | FALFURRI | 0 | 0 | 4 | 0.019593 | 0.38233 | 0.2254 | -0.24515 | -0.026271 | -0.019593 | 0 | 0 | 0 | 0 | 0 | 0 | [8 empty] | FALSE | FALSE | FALSE | FALSE | FALSE | #N/A
88299 | ZAPATA | 0 | 0 | 4 | 0.020863 | 0.38538 | 0.22104 | -0.24075 | -0.026052 | -0.020863 | 0 | 0 | 0 | 0 | 0 | 0 | [8 empty] | FALSE | FALSE | FALSE | FALSE | FALSE | #N/A
88241 | SLURR | 0 | 0 | 4 | 0.019213 | 0.38142 | 0.22763 | -0.24649 | -0.026336 | -0.019213 | 0 | 0 | 0 | 0 | 0 | 0 | [8 empty] | FALSE | FALSE | FALSE | FALSE | FALSE | #N/A
88198 | BEEVILLE | 0 | 0 | 4 | 0.01951 | 0.38934 | 0.21316 | -0.23955 | -0.026141 | -0.01951 | 0 | 0 | 0 | 0 | 0 | 0 | [8 empty] | FALSE | FALSE | FALSE | FALSE | FALSE | #N/A
85002 | SHARPE4 | 0 | 0 | 4 | 0.018849 | 0.38023 | 0.22889 | -0.24799 | -0.026405 | -0.018849 | 0 | 0 | 0 | 0 | 0 | 0 | [8 empty] | FALSE | FALSE | FALSE | FALSE | FALSE | #N/A
85001 | SHARPE4 | 0 | 0 | 4 | 0.018871 | 0.38053 | 0.22891 | -0.24774 | -0.026396 | -0.018871 | 0 | 0 | 0 | 0 | 0 | 0 | [8 empty] | FALSE | FALSE | FALSE | FALSE | FALSE | #N/A
85000 | SHARPE6 | 0 | 0 | 4 | 0.018864 | 0.38058 | 0.22906 | -0.24771 | -0.026396 | -0.018864 | 0 | 0 | 0 | 0 | 0 | 0 | [8 empty] | FALSE | FALSE | FALSE | FALSE | FALSE | #N/A
80228 | KRGP | 0 | 0 | 4 | 0.019438 | 0.38172 | 0.22621 | -0.24588 | -0.026302 | -0.019438 | 0 | 0 | 0 | 0 | 0 | 0 | [8 empty] | FALSE | FALSE | FALSE | FALSE | FALSE | #N/A
80223 | REYSHR G | 0 | 12 | 4 | 0.018592 | 0.37706 | 0.23097 | -0.25083 | -0.026498 | -0.018592 | 0 | 0 | 0 | 0 | 0 | 0 | [8 empty] | FALSE | FALSE | FALSE | FALSE | FALSE | #N/A
80080 | AM2TERT | 0 | 0 | 4 | 0.01897 | 0.38083 | 0.22849 | -0.24734 | -0.026378 | -0.01897 | 0 | 0 | 0 | 0 | 0 | 0 | [8 empty] | FALSE | FALSE | FALSE | FALSE | FALSE | #N/A
80148 | RH2TERT | 0 | 0 | 4 | 0.018999 | 0.38091 | 0.22848 | -0.24724 | -0.026373 | -0.018999 | 0 | 0 | 0 | 0 | 0 | 0 | [8 empty] | FALSE | FALSE | FALSE | FALSE | FALSE | #N/A
8983 | HECN3 | 0 | 164 | 4 | 0.019113 | 0.38118 | 0.22803 | -0.24684 | -0.026353 | -0.019113 | 3.1345 | 62.514 | 37.3961 | -40.4819 | -4.3219 | -3.1345 | [8 empty] | FALSE | FALSE | FALSE | TRUE | FALSE | #N/A
80128 | WHPTR1 | 0 | 0 | 4 | 0.018701 | 0.37834 | 0.23017 | -0.24967 | -0.02646 | -0.018701 | 0 | 0 | 0 | 0 | 0 | 0 | [8 empty] | FALSE | FALSE | FALSE | FALSE | FALSE | #N/A
80123 | CITCTY | 14.85 | 0 | 4 | 0.019198 | 0.38139 | 0.22768 | -0.24654 | -0.026339 | -0.019198 | 0 | 0 | 0 | 0 | 0 | 0 | [8 empty] | FALSE | FALSE | FALSE | FALSE | FALSE | #N/A
80121 | MISSION | 43.154 | 0 | 4 | 0.019232 | 0.38147 | 0.22755 | -0.24643 | -0.026333 | -0.019232 | 0 | 0 | 0 | 0 | 0 | 0 | [8 empty] | FALSE | FALSE | FALSE | FALSE | FALSE | #N/A
80118 | PALMHST4 | 42.828 | 0 | 4 | 0.019224 | 0.38145 | 0.22758 | -0.24645 | -0.026334 | -0.019224 | 0 | 0 | 0 | 0 | 0 | 0 | [8 empty] | FALSE | FALSE | FALSE | FALSE | FALSE | #N/A
80117 | MOORE F | 13.241 | 0 | 4 | 0.019166 | 0.38131 | 0.22781 | -0.24666 | -0.026344 | -0.019166 | 0 | 0 | 0 | 0 | 0 | 0 | [8 empty] | FALSE | FALSE | FALSE | FALSE | FALSE | #N/A
80108 | PLMHSTT2 | 0 | 0 | 4 | 0.019198 | 0.38139 | 0.22768 | -0.24654 | -0.026339 | -0.019198 | 0 | 0 | 0 | 0 | 0 | 0 | [8 empty] | FALSE | FALSE | FALSE | FALSE | FALSE | #N/A
80107 | PLMHSTT1 | 0 | 0 | 4 | 0.019224 | 0.38145 | 0.22758 | -0.24645 | -0.026334 | -0.019224 | 0 | 0 | 0 | 0 | 0 | 0 | [8 empty] | FALSE | FALSE | FALSE | FALSE | FALSE | #N/A
80106 | FALCONSS | 0 | 0 | 4 | 0.020077 | 0.38349 | 0.22418 | -0.24349 | -0.026188 | -0.020077 | 0 | 0 | 0 | 0 | 0 | 0 | [8 empty] | FALSE | FALSE | FALSE | FALSE | FALSE | #N/A
80086 | AMAC4 | 0 | 0 | 4 | 0.01897 | 0.38083 | 0.2285 | -0.24734 | -0.026378 | -0.01897 | 0 | 0 | 0 | 0 | 0 | 0 | [8 empty] | FALSE | FALSE | FALSE | FALSE | FALSE | #N/A
80085 | AMAC3 | 0 | 0 | 4 | 0.01897 | 0.38083 | 0.2285 | -0.24734 | -0.026378 | -0.01897 | 0 | 0 | 0 | 0 | 0 | 0 | [8 empty] | FALSE | FALSE | FALSE | FALSE | FALSE | #N/A
80084 | AMAC2 | 0 | 0 | 4 | 0.01897 | 0.38083 | 0.2285 | -0.24734 | -0.026378 | -0.01897 | 0 | 0 | 0 | 0 | 0 | 0 | [8 empty] | FALSE | FALSE | FALSE | FALSE | FALSE | #N/A
80155 | MHSTCOM | 0 | 0 | 4 | 0.019023 | 0.38097 | 0.22838 | -0.24715 | -0.026369 | -0.019023 | 0 | 0 | 0 | 0 | 0 | 0 | [8 empty] | FALSE | FALSE | FALSE | FALSE | FALSE | #N/A
8905 | LHEDL | 0 | 0 | 4 | 0.019146 | 0.38125 | 0.22785 | -0.24673 | -0.026348 | -0.019146 | 0 | 0 | 0 | 0 | 0 | 0 | [8 empty] | FALSE | FALSE | FALSE | FALSE | FALSE | #N/A
8752 | MVMERET4 | 11.636 | 0 | 4 | 0.019116 | 0.38119 | 0.22801 | -0.24683 | -0.026353 | -0.019116 | 0 | 0 | 0 | 0 | 0 | 0 | [8 empty] | FALSE | FALSE | FALSE | FALSE | FALSE | #N/A
8927 | LGEGN#2 | 0 | 185 | 4 | 0.018592 | 0.37706 | 0.23097 | -0.25083 | -0.026498 | -0.018592 | 3.4395 | 69.7559 | 42.7285 | -46.4036 | -4.9021 | -3.4395 | [8 empty] | FALSE | FALSE | FALSE | TRUE | FALSE | #N/A
8926 | LGEGN#1 | 0 | 185 | 4 | 0.018592 | 0.37706 | 0.23097 | -0.25083 | -0.026498 | -0.018592 | 3.4395 | 69.7559 | 42.7285 | -46.4036 | -4.9021 | -3.4395 | [8 empty] | FALSE | FALSE | FALSE | TRUE | FALSE | #N/A
8925 | LGE | 0 | 0 | 4 | 0.018592 | 0.37706 | 0.23097 | -0.25083 | -0.026498 | -0.018592 | 0 | 0 | 0 | 0 | 0 | 0 | [8 empty] | FALSE | FALSE | FALSE | FALSE | FALSE | #N/A
8923 | GARCEN 4 | 14.861 | 0 | 4 | 0.019776 | 0.38277 | 0.22537 | -0.24453 | -0.026239 | -0.019776 | 0 | 0 | 0 | 0 | 0 | 0 | [8 empty] | FALSE | FALSE | FALSE | FALSE | FALSE | #N/A
8918 | MILO 4 | 26.508 | 0 | 4 | 0.022099 | 0.38834 | 0.21609 | -0.23645 | -0.02584 | -0.022099 | 0 | 0 | 0 | 0 | 0 | 0 | [8 empty] | FALSE | FALSE | FALSE | FALSE | FALSE | #N/A
8917 | SUNCHSE4 | 14.79 | 0 | 4 | 0.019023 | 0.38097 | 0.22838 | -0.24715 | -0.026369 | -0.019023 | 0 | 0 | 0 | 0 | 0 | 0 | [8 empty] | FALSE | FALSE | FALSE | FALSE | FALSE | #N/A
8914 | COFEPRT4 | 7.277 | 0 | 4 | 0.019021 | 0.38096 | 0.22839 | -0.24716 | -0.026369 | -0.019021 | 0 | 0 | 0 | 0 | 0 | 0 | [8 empty] | FALSE | FALSE | FALSE | FALSE | FALSE | #N/A
8912 | MEDIOCK4 | 2.996 | 0 | 4 | 0.018577 | 0.379 | 0.21863 | -0.2491 | -0.026461 | -0.018577 | 0 | 0 | 0 | 0 | 0 | 0 | [8 empty] | FALSE | FALSE | FALSE | FALSE | FALSE | #N/A
8909 | NLARSWW4 | 0 | 0 | 4 | 0.022408 | 0.38908 | 0.21492 | -0.23538 | -0.025787 | -0.022408 | 0 | 0 | 0 | 0 | 0 | 0 | [8 empty] | FALSE | FALSE | FALSE | FALSE | FALSE | #N/A
8930 | ICPGN#1 | 0 | 143 | 4 | 0.018592 | 0.37706 | 0.23097 | -0.25083 | -0.026498 | -0.018592 | 2.6587 | 53.9194 | 33.028 | -35.8687 | -3.7892 | -2.6587 | [8 empty] | FALSE | FALSE | FALSE | TRUE | FALSE | #N/A
8906 | ALAMO | 25.97 | 0 | 4 | 0.019116 | 0.38119 | 0.22801 | -0.24683 | -0.026353 | -0.019116 | 0 | 0 | 0 | 0 | 0 | 0 | [8 empty] | FALSE | FALSE | FALSE | FALSE | FALSE | #N/A
8931 | ICPGN#2 | 0 | 141 | 4 | 0.018592 | 0.37706 | 0.23097 | -0.25083 | -0.026498 | -0.018592 | 2.6215 | 53.1653 | 32.5661 | -35.367 | -3.7362 | -2.6215 | [8 empty] | FALSE | FALSE | FALSE | TRUE | FALSE | #N/A
8904 | CFLD2TP2 | 0 | 0 | 4 | 0.019454 | 0.38858 | 0.21428 | -0.24025 | -0.026163 | -0.019454 | 0 | 0 | 0 | 0 | 0 | 0 | [8 empty] | FALSE | FALSE | FALSE | FALSE | FALSE | #N/A
8903 | LHRHM | 0 | 0 | 4 | 0.019 | 0.38091 | 0.22848 | -0.24724 | -0.026373 | -0.019 | 0 | 0 | 0 | 0 | 0 | 0 | [8 empty] | FALSE | FALSE | FALSE | FALSE | FALSE | #N/A
8902 | LHRHL | 0 | 0 | 4 | 0.019087 | 0.38113 | 0.22814 | -0.24693 | -0.026358 | -0.019087 | 0 | 0 | 0 | 0 | 0 | 0 | [8 empty] | FALSE | FALSE | FALSE | FALSE | FALSE | #N/A
8901 | LHEDM | 0 | 0 | 4 | 0.019147 | 0.38125 | 0.22785 | -0.24673 | -0.026348 | -0.019147 | 0 | 0 | 0 | 0 | 0 | 0 | [8 empty] | FALSE | FALSE | FALSE | FALSE | FALSE | #N/A
8899 | ARMSTNG4 | 0.367 | 0 | 4 | 0.01897 | 0.38083 | 0.2285 | -0.24734 | -0.026378 | -0.01897 | 0 | 0 | 0 | 0 | 0 | 0 | [8 empty] | FALSE | FALSE | FALSE | FALSE | FALSE | #N/A
8896 | RACHAL 4 | 1.903 | 0 | 4 | 0.01948 | 0.38199 | 0.22631 | -0.24561 | -0.026292 | -0.01948 | 0 | 0 | 0 | 0 | 0 | 0 | [8 empty] | FALSE | FALSE | FALSE | FALSE | FALSE | #N/A
8894 | PREMONT2 | 8.487 | 0 | 4 | 0.019456 | 0.38214 | 0.22563 | -0.24552 | -0.026292 | -0.019456 | 0 | 0 | 0 | 0 | 0 | 0 | [8 empty] | FALSE | FALSE | FALSE | FALSE | FALSE | #N/A
8891 | G.WELLS | 4.498 | 0 | 4 | 0.020065 | 0.38418 | 0.22243 | -0.24295 | -0.026176 | -0.020065 | 0 | 0 | 0 | 0 | 0 | 0 | [8 empty] | FALSE | FALSE | FALSE | FALSE | FALSE | #N/A
8890 | S.DIEGOX | 11.908 | 0 | 4 | 0.019354 | 0.38274 | 0.22463 | -0.24521 | -0.026293 | -0.019354 | 0 | 0 | 0 | 0 | 0 | 0 | [8 empty] | FALSE | FALSE | FALSE | FALSE | FALSE | #N/A
8889 | STADIUM2 | 33.281 | 0 | 4 | 0.019158 | 0.38163 | 0.22613 | -0.24639 | -0.026339 | -0.019158 | 0 | 0 | 0 | 0 | 0 | 0 | [8 empty] | FALSE | FALSE | FALSE | FALSE | FALSE | #N/A
8888 | BANQUTE2 | 5.232 | 0 | 4 | 0.019017 | 0.38107 | 0.2263 | -0.24704 | -0.026367 | -0.019017 | 0 | 0 | 0 | 0 | 0 | 0 | [8 empty] | FALSE | FALSE | FALSE | FALSE | FALSE | #N/A
8908 | MCCOLL 4 | 45.353 | 0 | 4 | 0.019113 | 0.38118 | 0.22803 | -0.24684 | -0.026353 | -0.019113 | 0 | 0 | 0 | 0 | 0 | 0 | [8 empty] | FALSE | FALSE | FALSE | FALSE | FALSE | #N/A
8959 | AIRLIQ2 | 1.156 | 0 | 4 | 0.018824 | 0.37984 | 0.22832 | -0.24831 | -0.026415 | -0.018824 | 0 | 0 | 0 | 0 | 0 | 0 | [8 empty] | FALSE | FALSE | FALSE | FALSE | FALSE | #N/A
8982 | HECN2 | 0 | 149 | 4 | 0.019113 | 0.38118 | 0.22803 | -0.24684 | -0.026353 | -0.019113 | 2.8478 | 56.7963 | 33.9757 | -36.7793 | -3.9266 | -2.8478 | [8 empty] | FALSE | FALSE | FALSE | TRUE | FALSE | #N/A
8981 | HECN1 | 0 | 147 | 4 | 0.019113 | 0.38118 | 0.22803 | -0.24684 | -0.026353 | -0.019113 | 2.8096 | 56.0339 | 33.5197 | -36.2856 | -3.8739 | -2.8096 | [8 empty] | FALSE | FALSE | FALSE | TRUE | FALSE | #N/A
8980 | FRONT | 0 | 0 | 4 | 0.019255 | 0.38153 | 0.22745 | -0.24635 | -0.026329 | -0.019255 | 0 | 0 | 0 | 0 | 0 | 0 | [8 empty] | FALSE | FALSE | FALSE | FALSE | FALSE | #N/A
8979 | AIRLQ 2 | 32.043 | 0 | 4 | 0.018592 | 0.37706 | 0.23097 | -0.25083 | -0.026498 | -0.018592 | 0 | 0 | 0 | 0 | 0 | 0 | [8 empty] | FALSE | FALSE | FALSE | FALSE | FALSE | #N/A
8978 | AIRLQT 2 | 0 | 0 | 4 | 0.018592 | 0.37706 | 0.23097 | -0.25083 | -0.026498 | -0.018592 | 0 | 0 | 0 | 0 | 0 | 0 | [8 empty] | FALSE | FALSE | FALSE | FALSE | FALSE | #N/A
8971 | MVGN#3 | 0 | 0 | 4 | 0.019113 | 0.38118 | 0.22803 | -0.24684 | -0.026353 | -0.019113 | 0 | 0 | 0 | 0 | 0 | 0 | [8 empty] | FALSE | FALSE | FALSE | FALSE | FALSE | #N/A
8970 | MVGN#2 | 0 | 0 | 4 | 0.019113 | 0.38118 | 0.22803 | -0.24684 | -0.026353 | -0.019113 | 0 | 0 | 0 | 0 | 0 | 0 | [8 empty] | FALSE | FALSE | FALSE | FALSE | FALSE | #N/A
8969 | MVGN#1 | 0 | 0 | 4 | 0.019113 | 0.38118 | 0.22803 | -0.24684 | -0.026353 | -0.019113 | 0 | 0 | 0 | 0 | 0 | 0 | [8 empty] | FALSE | FALSE | FALSE | FALSE | FALSE | #N/A
8968 | ICP | 0 | 0 | 4 | 0.018592 | 0.37706 | 0.23097 | -0.25083 | -0.026498 | -0.018592 | 0 | 0 | 0 | 0 | 0 | 0 | [8 empty] | FALSE | FALSE | FALSE | FALSE | FALSE | #N/A
8963 | HEC 4 | 0 | 0 | 4 | 0.019113 | 0.38118 | 0.22803 | -0.24684 | -0.026353 | -0.019113 | 0 | 0 | 0 | 0 | 0 | 0 | [8 empty] | FALSE | FALSE | FALSE | FALSE | FALSE | #N/A
8928 | LGEGN#3 | 0 | 100 | 4 | 0.018592 | 0.37706 | 0.23097 | -0.25083 | -0.026498 | -0.018592 | 1.8592 | 37.7059 | 23.0965 | -25.083 | -2.6498 | -1.8592 | [8 empty] | FALSE | FALSE | FALSE | TRUE | FALSE | #N/A
8960 | WHITEPT2 | 0 | 0 | 4 | 0.018658 | 0.37805 | 0.22896 | -0.24992 | -0.02647 | -0.018658 | 0 | 0 | 0 | 0 | 0 | 0 | [8 empty] | FALSE | FALSE | FALSE | FALSE | FALSE | #N/A
8887 | LOYOLA 4 | 5.466 | 0 | 4 | 0.018946 | 0.38075 | 0.22828 | -0.24744 | -0.026383 | -0.018946 | 0 | 0 | 0 | 0 | 0 | 0 | [8 empty] | FALSE | FALSE | FALSE | FALSE | FALSE | #N/A
8958 | MECBRUTP | 0 | 0 | 4 | 0.020866 | 0.38533 | 0.22081 | -0.24078 | -0.026053 | -0.020866 | 0 | 0 | 0 | 0 | 0 | 0 | [8 empty] | FALSE | FALSE | FALSE | FALSE | FALSE | #N/A
8957 | MECLOPN4 | 9.42 | 0 | 4 | 0.020319 | 0.38407 | 0.22321 | -0.24264 | -0.026146 | -0.020319 | 0 | 0 | 0 | 0 | 0 | 0 | [8 empty] | FALSE | FALSE | FALSE | FALSE | FALSE | #N/A
8956 | WHITEPT | 0 | 0 | 4 | 0.018352 | 0.37342 | 0.23974 | -0.25414 | -0.026599 | -0.018352 | 0 | 0 | 0 | 0 | 0 | 0 | [8 empty] | FALSE | FALSE | FALSE | FALSE | FALSE | #N/A
8952 | HARBOR | 1.836 | 0 | 4 | 0.018796 | 0.37953 | 0.2289 | -0.2486 | -0.026425 | -0.018796 | 0 | 0 | 0 | 0 | 0 | 0 | [8 empty] | FALSE | FALSE | FALSE | FALSE | FALSE | #N/A
8938 | MVGN#3 | 0 | 250 | 4 | 0.019113 | 0.38118 | 0.22803 | -0.24684 | -0.026353 | -0.019113 | 4.7782 | 95.296 | 57.0063 | -61.71 | -6.5883 | -4.7782 | [8 empty] | FALSE | FALSE | FALSE | TRUE | FALSE | #N/A
8937 | MVGN#2 | 0 | 227 | 4 | 0.019113 | 0.38118 | 0.22803 | -0.24684 | -0.026353 | -0.019113 | 4.3387 | 86.5288 | 51.7617 | -56.0327 | -5.9821 | -4.3387 | [8 empty] | FALSE | FALSE | FALSE | TRUE | FALSE | #N/A
8936 | MVGN#1 | 0 | 232 | 4 | 0.019113 | 0.38118 | 0.22803 | -0.24684 | -0.026353 | -0.019113 | 4.4342 | 88.4347 | 52.9018 | -57.2669 | -6.1139 | -4.4342 | [8 empty] | FALSE | FALSE | FALSE | TRUE | FALSE | #N/A
8935 | FGNTS201 | 0 | 172 | 4 | 0.019255 | 0.38153 | 0.22745 | -0.24635 | -0.026329 | -0.019255 | 3.3119 | 65.6223 | 39.1223 | -42.3713 | -4.5286 | -3.3119 | [8 empty] | FALSE | FALSE | FALSE | TRUE | FALSE | #N/A
8934 | FGNTS101 | 0 | 150 | 4 | 0.019255 | 0.38153 | 0.22745 | -0.24635 | -0.026329 | -0.019255 | 2.8883 | 57.2287 | 34.1183 | -36.9517 | -3.9493 | -2.8883 | [8 empty] | FALSE | FALSE | FALSE | TRUE | FALSE | #N/A
8933 | FGNTS001 | 0 | 150 | 4 | 0.019255 | 0.38153 | 0.22745 | -0.24635 | -0.026329 | -0.019255 | 2.8883 | 57.2287 | 34.1183 | -36.9517 | -3.9493 | -2.8883 | [8 empty] | FALSE | FALSE | FALSE | TRUE | FALSE | #N/A
8932 | ICPGN#3 | 0 | 122 | 4 | 0.018592 | 0.37706 | 0.23097 | -0.25083 | -0.026498 | -0.018592 | 2.2682 | 46.0012 | 28.1777 | -30.6013 | -3.2328 | -2.2682 | [8 empty] | FALSE | FALSE | FALSE | TRUE | FALSE | #N/A
8961 | WHITEPT2 | 0 | 0 | 4 | 0.018602 | 0.37711 | 0.23148 | -0.25078 | -0.026496 | -0.018602 | 0 | 0 | 0 | 0 | 0 | 0 | [8 empty] | FALSE | FALSE | FALSE | FALSE | FALSE | #N/A
8405 | SKIDMOR2 | 2.478 | 0 | 4 | 0.019288 | 0.38632 | 0.21758 | -0.24233 | -0.026228 | -0.019288 | 0 | 0 | 0 | 0 | 0 | 0 | [8 empty] | FALSE | FALSE | FALSE | FALSE | FALSE | #N/A
8391 | SHLND 4 | 0 | 0 | 4 | 0.019203 | 0.3814 | 0.22766 | -0.24653 | -0.026338 | -0.019203 | 0 | 0 | 0 | 0 | 0 | 0 | [8 empty] | FALSE | FALSE | FALSE | FALSE | FALSE | #N/A
8392 | BATES 4 | 0 | 0 | 4 | 0.019257 | 0.38153 | 0.22745 | -0.24634 | -0.026329 | -0.019257 | 0 | 0 | 0 | 0 | 0 | 0 | [8 empty] | FALSE | FALSE | FALSE | FALSE | FALSE | #N/A
8393 | BAT #2 | 0 | 0 | 4 | 0.019257 | 0.38153 | 0.22745 | -0.24634 | -0.026329 | -0.019257 | 0 | 0 | 0 | 0 | 0 | 0 | [8 empty] | FALSE | FALSE | FALSE | FALSE | FALSE | #N/A
8395 | FALCON 4 | 0 | 0 | 4 | 0.020077 | 0.38349 | 0.22418 | -0.24349 | -0.026188 | -0.020077 | 0 | 0 | 0 | 0 | 0 | 0 | [8 empty] | FALSE | FALSE | FALSE | FALSE | FALSE | #N/A
8397 | GARZA 2 | 7.39 | 0 | 4 | 0.019693 | 0.38257 | 0.22571 | -0.24482 | -0.026254 | -0.019693 | 0 | 0 | 0 | 0 | 0 | 0 | [8 empty] | FALSE | FALSE | FALSE | FALSE | FALSE | #N/A
8399 | GARZA 4 | 0 | 0 | 4 | 0.019703 | 0.3826 | 0.22567 | -0.24479 | -0.026252 | -0.019703 | 0 | 0 | 0 | 0 | 0 | 0 | [8 empty] | FALSE | FALSE | FALSE | FALSE | FALSE | #N/A
8400 | T.RIVR 2 | 7.953 | 0 | 4 | 0.020302 | 0.39475 | 0.211 | -0.23433 | -0.025941 | -0.020302 | 0 | 0 | 0 | 0 | 0 | 0 | [8 empty] | FALSE | FALSE | FALSE | FALSE | FALSE | #N/A
8418 | RINCON 4 | 0 | 0 | 4 | 0.018568 | 0.37689 | 0.23017 | -0.25098 | -0.026504 | -0.018568 | 0 | 0 | 0 | 0 | 0 | 0 | [8 empty] | FALSE | FALSE | FALSE | FALSE | FALSE | #N/A
8404 | SIGMOR 4 | 47.968 | 0 | 4 | 0.02018 | 0.39506 | 0.21243 | -0.23444 | -0.025953 | -0.02018 | 0 | 0 | 0 | 0 | 0 | 0 | [8 empty] | FALSE | FALSE | FALSE | FALSE | FALSE | #N/A
8387 | PALMVW 4 | 17.12 | 0 | 4 | 0.019238 | 0.38148 | 0.22753 | -0.24641 | -0.026332 | -0.019238 | 0 | 0 | 0 | 0 | 0 | 0 | [8 empty] | FALSE | FALSE | FALSE | FALSE | FALSE | #N/A
8407 | MATHIS 2 | 13.845 | 0 | 4 | 0.019307 | 0.38547 | 0.2187 | -0.24307 | -0.026245 | -0.019307 | 0 | 0 | 0 | 0 | 0 | 0 | [8 empty] | FALSE | FALSE | FALSE | FALSE | FALSE | #N/A
8408 | EDROY 2 | 3.731 | 0 | 4 | 0.019084 | 0.38283 | 0.22307 | -0.24552 | -0.026324 | -0.019084 | 0 | 0 | 0 | 0 | 0 | 0 | [8 empty] | FALSE | FALSE | FALSE | FALSE | FALSE | #N/A
8409 | GRETA 2 | 4.331 | 0 | 4 | 0.01845 | 0.37795 | 0.21853 | -0.25006 | -0.026497 | -0.01845 | 0 | 0 | 0 | 0 | 0 | 0 | [8 empty] | FALSE | FALSE | FALSE | FALSE | FALSE | #N/A
8410 | REFUGIO2 | 9.53 | 0 | 4 | 0.01849 | 0.37788 | 0.22101 | -0.25011 | -0.026493 | -0.01849 | 0 | 0 | 0 | 0 | 0 | 0 | [8 empty] | FALSE | FALSE | FALSE | FALSE | FALSE | #N/A
8413 | SINTON 2 | 14.563 | 0 | 4 | 0.018891 | 0.38092 | 0.22545 | -0.24729 | -0.026385 | -0.018891 | 0 | 0 | 0 | 0 | 0 | 0 | [8 empty] | FALSE | FALSE | FALSE | FALSE | FALSE | #N/A
8414 | PORTLND4 | 31.912 | 0 | 4 | 0.018598 | 0.37709 | 0.23127 | -0.2508 | -0.026497 | -0.018598 | 0 | 0 | 0 | 0 | 0 | 0 | [8 empty] | FALSE | FALSE | FALSE | FALSE | FALSE | #N/A
8354 | WESLCSW4 | 0 | 0 | 4 | 0.019098 | 0.38115 | 0.22808 | -0.24689 | -0.026356 | -0.019098 | 0 | 0 | 0 | 0 | 0 | 0 | [8 empty] | FALSE | FALSE | FALSE | FALSE | FALSE | #N/A
8403 | T.RIVR 4 | 0 | 0 | 4 | 0.020188 | 0.39504 | 0.21234 | -0.23443 | -0.025953 | -0.020188 | 0 | 0 | 0 | 0 | 0 | 0 | [8 empty] | FALSE | FALSE | FALSE | FALSE | FALSE | #N/A
8371 | SMCALN 4 | 37.103 | 0 | 4 | 0.019179 | 0.38134 | 0.22776 | -0.24661 | -0.026342 | -0.019179 | 0 | 0 | 0 | 0 | 0 | 0 | [8 empty] | FALSE | FALSE | FALSE | FALSE | FALSE | #N/A
8471 | LNHILSTR | 0 | 0 | 4 | 0.018834 | 0.37997 | 0.22834 | -0.2482 | -0.026412 | -0.018834 | 0 | 0 | 0 | 0 | 0 | 0 | [8 empty] | FALSE | FALSE | FALSE | FALSE | FALSE | #N/A
8356 | HECB 4 | 0 | 0 | 4 | 0.019113 | 0.38118 | 0.22803 | -0.24684 | -0.026353 | -0.019113 | 0 | 0 | 0 | 0 | 0 | 0 | [8 empty] | FALSE | FALSE | FALSE | FALSE | FALSE | #N/A
8357 | NWESLCO | 9.501 | 0 | 4 | 0.019095 | 0.38114 | 0.22809 | -0.2469 | -0.026356 | -0.019095 | 0 | 0 | 0 | 0 | 0 | 0 | [8 empty] | FALSE | FALSE | FALSE | FALSE | FALSE | #N/A
8822 | SLUBENT4 | 8.578 | 0 | 4 | 0.019197 | 0.38138 | 0.22769 | -0.24655 | -0.026339 | -0.019197 | 0 | 0 | 0 | 0 | 0 | 0 | [8 empty] | FALSE | FALSE | FALSE | FALSE | FALSE | #N/A
8359 | SS.ROSA | 20.929 | 0 | 4 | 0.019032 | 0.38099 | 0.22834 | -0.24712 | -0.026367 | -0.019032 | 0 | 0 | 0 | 0 | 0 | 0 | [8 empty] | FALSE | FALSE | FALSE | FALSE | FALSE | #N/A
8751 | RIORICO2 | 12.435 | 0 | 4 | 0.01908 | 0.3811 | 0.22815 | -0.24696 | -0.026359 | -0.01908 | 0 | 0 | 0 | 0 | 0 | 0 | [8 empty] | FALSE | FALSE | FALSE | FALSE | FALSE | #N/A
8367 | WMCALN 4 | 73.47 | 0 | 4 | 0.019173 | 0.38133 | 0.22779 | -0.24663 | -0.026343 | -0.019173 | 0 | 0 | 0 | 0 | 0 | 0 | [8 empty] | FALSE | FALSE | FALSE | FALSE | FALSE | #N/A
8390 | BATES 2 | 0 | 0 | 4 | 0.019257 | 0.38153 | 0.22745 | -0.24634 | -0.026329 | -0.019257 | 0 | 0 | 0 | 0 | 0 | 0 | [8 empty] | FALSE | FALSE | FALSE | FALSE | FALSE | #N/A
8369 | SMCALN 2 | 0 | 0 | 4 | 0.019159 | 0.38129 | 0.22784 | -0.24668 | -0.026345 | -0.019159 | 0 | 0 | 0 | 0 | 0 | 0 | [8 empty] | FALSE | FALSE | FALSE | FALSE | FALSE | #N/A
8388 | BAT #1 | 0 | 0 | 4 | 0.019257 | 0.38153 | 0.22745 | -0.24634 | -0.026329 | -0.019257 | 0 | 0 | 0 | 0 | 0 | 0 | [8 empty] | FALSE | FALSE | FALSE | FALSE | FALSE | #N/A
8372 | PHARR 4 | 69.477 | 0 | 4 | 0.019127 | 0.38122 | 0.22797 | -0.24679 | -0.026351 | -0.019127 | 0 | 0 | 0 | 0 | 0 | 0 | [8 empty] | FALSE | FALSE | FALSE | FALSE | FALSE | #N/A
8373 | POLK 4 | 68.19 | 0 | 4 | 0.019146 | 0.38126 | 0.22789 | -0.24673 | -0.026348 | -0.019146 | 0 | 0 | 0 | 0 | 0 | 0 | [8 empty] | FALSE | FALSE | FALSE | FALSE | FALSE | #N/A
8374 | SE EDNB4 | 39.152 | 0 | 4 | 0.019116 | 0.38119 | 0.22801 | -0.24683 | -0.026353 | -0.019116 | 0 | 0 | 0 | 0 | 0 | 0 | [8 empty] | FALSE | FALSE | FALSE | FALSE | FALSE | #N/A
8377 | EDNBRG 2 | 16.104 | 0 | 4 | 0.019113 | 0.38118 | 0.22803 | -0.24684 | -0.026353 | -0.019113 | 0 | 0 | 0 | 0 | 0 | 0 | [8 empty] | FALSE | FALSE | FALSE | FALSE | FALSE | #N/A
8380 | EDNBRG 4 | 0 | 0 | 4 | 0.019113 | 0.38118 | 0.22803 | -0.24684 | -0.026353 | -0.019113 | 0 | 0 | 0 | 0 | 0 | 0 | [8 empty] | FALSE | FALSE | FALSE | FALSE | FALSE | #N/A
8383 | EDNBRG 6 | 0 | 0 | 4 | 0.019039 | 0.38101 | 0.22834 | -0.2471 | -0.026366 | -0.019039 | 0 | 0 | 0 | 0 | 0 | 0 | [8 empty] | FALSE | FALSE | FALSE | FALSE | FALSE | #N/A
8384 | EDNBRSTR | 0 | 0 | 4 | 0.019054 | 0.38105 | 0.22827 | -0.24704 | -0.026363 | -0.019054 | 0 | 0 | 0 | 0 | 0 | 0 | [8 empty] | FALSE | FALSE | FALSE | FALSE | FALSE | #N/A
8421 | GREGORY2 | 7.478 | 0 | 4 | 0.018611 | 0.3775 | 0.22945 | -0.25043 | -0.026487 | -0.018611 | 0 | 0 | 0 | 0 | 0 | 0 | [8 empty] | FALSE | FALSE | FALSE | FALSE | FALSE | #N/A
8368 | NMCALN 4 | 73.453 | 0 | 4 | 0.019163 | 0.3813 | 0.22782 | -0.24667 | -0.026345 | -0.019163 | 0 | 0 | 0 | 0 | 0 | 0 | [8 empty] | FALSE | FALSE | FALSE | FALSE | FALSE | #N/A
8463 | COSTL E2 | 15 | 0 | 4 | 0.018798 | 0.37956 | 0.22888 | -0.24858 | -0.026424 | -0.018798 | 0 | 0 | 0 | 0 | 0 | 0 | [8 empty] | FALSE | FALSE | FALSE | FALSE | FALSE | #N/A
8452 | LNHILL 4 | 0 | 0 | 4 | 0.018834 | 0.38001 | 0.2284 | -0.24818 | -0.026411 | -0.018834 | 0 | 0 | 0 | 0 | 0 | 0 | [8 empty] | FALSE | FALSE | FALSE | FALSE | FALSE | #N/A
8455 | LNHILL 6 | 0 | 0 | 4 | 0.018821 | 0.38052 | 0.22933 | -0.24783 | -0.026403 | -0.018821 | 0 | 0 | 0 | 0 | 0 | 0 | [8 empty] | FALSE | FALSE | FALSE | FALSE | FALSE | #N/A
8456 | COSW#1 | 0 | 20 | 4 | 0.018798 | 0.37956 | 0.22888 | -0.24858 | -0.026424 | -0.018798 | 0.37596 | 7.5911 | 4.5775 | -4.9716 | -0.52848 | -0.37596 | [8 empty] | FALSE | FALSE | FALSE | TRUE | FALSE | #N/A
8457 | COSW#2 | 0 | 20 | 4 | 0.018798 | 0.37956 | 0.22888 | -0.24858 | -0.026424 | -0.018798 | 0.37596 | 7.5911 | 4.5775 | -4.9716 | -0.52848 | -0.37596 | [8 empty] | FALSE | FALSE | FALSE | TRUE | FALSE | #N/A
8458 | DAVIS 4 | 0 | 0 | 4 | 0.01881 | 0.37972 | 0.22885 | -0.24844 | -0.026419 | -0.01881 | 0 | 0 | 0 | 0 | 0 | 0 | [8 empty] | FALSE | FALSE | FALSE | FALSE | FALSE | #N/A
8459 | DAV #1 | 0 | 335 | 4 | 0.01881 | 0.37972 | 0.22885 | -0.24844 | -0.026419 | -0.01881 | 6.3013 | 127.2065 | 76.6658 | -83.2264 | -8.8504 | -6.3013 | [8 empty] | FALSE | FALSE | FALSE | TRUE | FALSE | #N/A
8460 | DAV #2 | 0 | 0 | 4 | 0.01881 | 0.37972 | 0.22885 | -0.24844 | -0.026419 | -0.01881 | 0 | 0 | 0 | 0 | 0 | 0 | [8 empty] | FALSE | FALSE | FALSE | FALSE | FALSE | #N/A
8416 | RINCON 2 | 0 | 0 | 4 | 0.018615 | 0.37764 | 0.22882 | -0.2503 | -0.026484 | -0.018615 | 0 | 0 | 0 | 0 | 0 | 0 | [8 empty] | FALSE | FALSE | FALSE | FALSE | FALSE | #N/A
8462 | ASARCO2 | 0 | 0 | 4 | 0.018818 | 0.37977 | 0.22847 | -0.24838 | -0.026418 | -0.018818 | 0 | 0 | 0 | 0 | 0 | 0 | [8 empty] | FALSE | FALSE | FALSE | FALSE | FALSE | #N/A
8446 | LCH #3 | 0 | 0 | 4 | 0.018834 | 0.38001 | 0.2284 | -0.24818 | -0.026411 | -0.018834 | 0 | 0 | 0 | 0 | 0 | 0 | [8 empty] | FALSE | FALSE | FALSE | FALSE | FALSE | #N/A
8464 | COSTL W2 | 0 | 0 | 4 | 0.018798 | 0.37956 | 0.22888 | -0.24858 | -0.026424 | -0.018798 | 0 | 0 | 0 | 0 | 0 | 0 | [8 empty] | FALSE | FALSE | FALSE | FALSE | FALSE | #N/A
8465 | INDSTRL2 | 1.444 | 0 | 4 | 0.018805 | 0.37964 | 0.22871 | -0.2485 | -0.026422 | -0.018805 | 0 | 0 | 0 | 0 | 0 | 0 | [8 empty] | FALSE | FALSE | FALSE | FALSE | FALSE | #N/A
8466 | LNHILSTR | 50 | 0 | 4 | 0.018798 | 0.37956 | 0.22888 | -0.24858 | -0.026424 | -0.018798 | 0 | 0 | 0 | 0 | 0 | 0 | [8 empty] | FALSE | FALSE | FALSE | FALSE | FALSE | #N/A
8467 | UPRIVER4 | 0 | 0 | 4 | 0.018815 | 0.37976 | 0.22862 | -0.24839 | -0.026418 | -0.018815 | 0 | 0 | 0 | 0 | 0 | 0 | [8 empty] | FALSE | FALSE | FALSE | FALSE | FALSE | #N/A
8468 | HIWAY9 2 | 40.583 | 0 | 4 | 0.018807 | 0.37965 | 0.22869 | -0.24849 | -0.026421 | -0.018807 | 0 | 0 | 0 | 0 | 0 | 0 | [8 empty] | FALSE | FALSE | FALSE | FALSE | FALSE | #N/A
8469 | UPRIVER2 | 38 | 0 | 4 | 0.018841 | 0.38002 | 0.22799 | -0.24814 | -0.02641 | -0.018841 | 0 | 0 | 0 | 0 | 0 | 0 | [8 empty] | FALSE | FALSE | FALSE | FALSE | FALSE | #N/A
8470 | HIWAY9 4 | 0 | 0 | 4 | 0.018797 | 0.37955 | 0.22889 | -0.24859 | -0.026424 | -0.018797 | 0 | 0 | 0 | 0 | 0 | 0 | [8 empty] | FALSE | FALSE | FALSE | FALSE | FALSE | #N/A
8461 | KOCHREF2 | 0 | 38 | 4 | 0.018841 | 0.38002 | 0.22799 | -0.24814 | -0.02641 | -0.018841 | 0.71596 | 14.4406 | 8.6636 | -9.4294 | -1.0036 | -0.71596 | [8 empty] | FALSE | FALSE | FALSE | TRUE | FALSE | #N/A
8436 | P ARANS2 | 22.241 | 0 | 4 | 0.018658 | 0.37792 | 0.22991 | -0.25005 | -0.026473 | -0.018658 | 0 | 0 | 0 | 0 | 0 | 0 | [8 empty] | FALSE | FALSE | FALSE | FALSE | FALSE | #N/A
8422 | DUPSW-I4 | 0 | 0 | 4 | 0.018592 | 0.37706 | 0.23097 | -0.25083 | -0.026498 | -0.018592 | 0 | 0 | 0 | 0 | 0 | 0 | [8 empty] | FALSE | FALSE | FALSE | FALSE | FALSE | #N/A
8425 | INGLSDE4 | 24.427 | 0 | 4 | 0.018594 | 0.3771 | 0.23086 | -0.25079 | -0.026497 | -0.018594 | 0 | 0 | 0 | 0 | 0 | 0 | [8 empty] | FALSE | FALSE | FALSE | FALSE | FALSE | #N/A
8426 | CITNOP4 | 83.537 | 0 | 4 | 0.018796 | 0.37953 | 0.2289 | -0.2486 | -0.026425 | -0.018796 | 0 | 0 | 0 | 0 | 0 | 0 | [8 empty] | FALSE | FALSE | FALSE | FALSE | FALSE | #N/A
8427 | A PASS 2 | 12.552 | 0 | 4 | 0.018606 | 0.3773 | 0.23029 | -0.25061 | -0.026492 | -0.018606 | 0 | 0 | 0 | 0 | 0 | 0 | [8 empty] | FALSE | FALSE | FALSE | FALSE | FALSE | #N/A
8430 | A PASS 4 | 0 | 0 | 4 | 0.018598 | 0.37716 | 0.23069 | -0.25074 | -0.026496 | -0.018598 | 0 | 0 | 0 | 0 | 0 | 0 | [8 empty] | FALSE | FALSE | FALSE | FALSE | FALSE | #N/A
8431 | LVEOAK2 | 10.073 | 0 | 4 | 0.018596 | 0.37719 | 0.23026 | -0.25071 | -0.026495 | -0.018596 | 0 | 0 | 0 | 0 | 0 | 0 | [8 empty] | FALSE | FALSE | FALSE | FALSE | FALSE | #N/A
8432 | ROCKPRT2 | 7.402 | 0 | 4 | 0.018596 | 0.37719 | 0.23026 | -0.25071 | -0.026495 | -0.018596 | 0 | 0 | 0 | 0 | 0 | 0 | [8 empty] | FALSE | FALSE | FALSE | FALSE | FALSE | #N/A
8448 | LNHILL 2 | 0 | 0 | 4 | 0.018897 | 0.3806 | 0.22676 | -0.24758 | -0.026391 | -0.018897 | 0 | 0 | 0 | 0 | 0 | 0 | [8 empty] | FALSE | FALSE | FALSE | FALSE | FALSE | #N/A
8435 | SEAWALL2 | 13.678 | 0 | 4 | 0.018621 | 0.37748 | 0.23018 | -0.25045 | -0.026486 | -0.018621 | 0 | 0 | 0 | 0 | 0 | 0 | [8 empty] | FALSE | FALSE | FALSE | FALSE | FALSE | #N/A
8447 | LCH #4 | 0 | 0 | 4 | 0.018834 | 0.38001 | 0.2284 | -0.24818 | -0.026411 | -0.018834 | 0 | 0 | 0 | 0 | 0 | 0 | [8 empty] | FALSE | FALSE | FALSE | FALSE | FALSE | #N/A
8437 | NBY #5 | 0 | 0 | 4 | 0.018804 | 0.37962 | 0.22874 | -0.24852 | -0.026422 | -0.018804 | 0 | 0 | 0 | 0 | 0 | 0 | [8 empty] | FALSE | FALSE | FALSE | FALSE | FALSE | #N/A
8438 | NBY #6 | 0 | 0 | 4 | 0.018804 | 0.37962 | 0.22874 | -0.24852 | -0.026422 | -0.018804 | 0 | 0 | 0 | 0 | 0 | 0 | [8 empty] | FALSE | FALSE | FALSE | FALSE | FALSE | #N/A
8439 | N BAY 2 | 14.547 | 0 | 4 | 0.018804 | 0.37962 | 0.22874 | -0.24852 | -0.026422 | -0.018804 | 0 | 0 | 0 | 0 | 0 | 0 | [8 empty] | FALSE | FALSE | FALSE | FALSE | FALSE | #N/A
8441 | N BAY 4 | 0 | 0 | 4 | 0.018795 | 0.37952 | 0.22892 | -0.24862 | -0.026425 | -0.018795 | 0 | 0 | 0 | 0 | 0 | 0 | [8 empty] | FALSE | FALSE | FALSE | FALSE | FALSE | #N/A
8442 | NBY #7 | 0 | 0 | 4 | 0.018795 | 0.37952 | 0.22892 | -0.24862 | -0.026425 | -0.018795 | 0 | 0 | 0 | 0 | 0 | 0 | [8 empty] | FALSE | FALSE | FALSE | FALSE | FALSE | #N/A
8444 | LCH #1 | 0 | 0 | 4 | 0.018897 | 0.3806 | 0.22676 | -0.24758 | -0.026391 | -0.018897 | 0 | 0 | 0 | 0 | 0 | 0 | [8 empty] | FALSE | FALSE | FALSE | FALSE | FALSE | #N/A
8445 | LCH #2 | 0 | 0 | 4 | 0.018897 | 0.3806 | 0.22676 | -0.24758 | -0.026391 | -0.018897 | 0 | 0 | 0 | 0 | 0 | 0 | [8 empty] | FALSE | FALSE | FALSE | FALSE | FALSE | #N/A
8348 | WES UNT4 | 57.673 | 0 | 4 | 0.019112 | 0.38118 | 0.22803 | -0.24684 | -0.026353 | -0.019112 | 0 | 0 | 0 | 0 | 0 | 0 | [8 empty] | FALSE | FALSE | FALSE | FALSE | FALSE | #N/A
8434 | ROCKPRT4 | 0 | 0 | 4 | 0.018577 | 0.37698 | 0.2302 | -0.25089 | -0.026501 | -0.018577 | 0 | 0 | 0 | 0 | 0 | 0 | [8 empty] | FALSE | FALSE | FALSE | FALSE | FALSE | #N/A
8274 | CNC.W T4 | 0 | 0 | 4 | 0.026821 | 0.39237 | 0.20444 | -0.22564 | -0.025168 | -0.026821 | 0 | 0 | 0 | 0 | 0 | 0 | [8 empty] | FALSE | FALSE | FALSE | FALSE | FALSE | #N/A
8229 | BATSVL 4 | 0 | 0 | 4 | 0.027621 | 0.39396 | 0.20163 | -0.22308 | -0.025036 | -0.027621 | 0 | 0 | 0 | 0 | 0 | 0 | [8 empty] | FALSE | FALSE | FALSE | FALSE | FALSE | #N/A
8236 | W.BATSV4 | 0 | 0 | 4 | 0.028173 | 0.39295 | 0.20159 | -0.22296 | -0.024986 | -0.028173 | 0 | 0 | 0 | 0 | 0 | 0 | [8 empty] | FALSE | FALSE | FALSE | FALSE | FALSE | #N/A
8242 | CRYSTAL2 | 13.96 | 0 | 4 | 0.03176 | 0.38826 | 0.19967 | -0.22076 | -0.024627 | -0.03176 | 0 | 0 | 0 | 0 | 0 | 0 | [8 empty] | FALSE | FALSE | FALSE | FALSE | FALSE | #N/A
8243 | TURTLCR2 | 0 | 0 | 4 | 0.032009 | 0.38807 | 0.19942 | -0.2205 | -0.0246 | -0.032009 | 0 | 0 | 0 | 0 | 0 | 0 | [8 empty] | FALSE | FALSE | FALSE | FALSE | FALSE | #N/A
8244 | CARRIZO2 | 12.176 | 0 | 4 | 0.029493 | 0.39002 | 0.20198 | -0.2231 | -0.024878 | -0.029493 | 0 | 0 | 0 | 0 | 0 | 0 | [8 empty] | FALSE | FALSE | FALSE | FALSE | FALSE | #N/A
8263 | EPASS H4 | 0 | 6 | 4 | 0.027763 | 0.39197 | 0.20318 | -0.22441 | -0.025057 | -0.027763 | 0.16658 | 2.3518 | 1.2191 | -1.3464 | -0.15034 | -0.16658 | [8 empty] | FALSE | FALSE | FALSE | TRUE | FALSE | #N/A
8264 | EP.H TP4 | 0 | 0 | 4 | 0.027763 | 0.39197 | 0.20318 | -0.22441 | -0.025057 | -0.027763 | 0 | 0 | 0 | 0 | 0 | 0 | [8 empty] | FALSE | FALSE | FALSE | FALSE | FALSE | #N/A
8295 | WORMSR 4 | 0 | 0 | 4 | 0.021949 | 0.38798 | 0.2167 | -0.23697 | -0.025866 | -0.021949 | 0 | 0 | 0 | 0 | 0 | 0 | [8 empty] | FALSE | FALSE | FALSE | FALSE | FALSE | #N/A
8273 | PUEBLO 4 | 17.565 | 0 | 4 | 0.027209 | 0.3922 | 0.20393 | -0.22513 | -0.025123 | -0.027209 | 0 | 0 | 0 | 0 | 0 | 0 | [8 empty] | FALSE | FALSE | FALSE | FALSE | FALSE | #N/A
8218 | BIGFOOT2 | 0 | 0 | 4 | 0.023808 | 0.40038 | 0.20219 | -0.22425 | -0.025388 | -0.023808 | 0 | 0 | 0 | 0 | 0 | 0 | [8 empty] | FALSE | FALSE | FALSE | FALSE | FALSE | #N/A
8280 | ASHERTN2 | 1.903 | 0 | 4 | 0.028031 | 0.39115 | 0.20347 | -0.22461 | -0.02504 | -0.028031 | 0 | 0 | 0 | 0 | 0 | 0 | [8 empty] | FALSE | FALSE | FALSE | FALSE | FALSE | #N/A
8283 | ASHERTN4 | 0 | 0 | 4 | 0.026039 | 0.3927 | 0.20549 | -0.22667 | -0.02526 | -0.026039 | 0 | 0 | 0 | 0 | 0 | 0 | [8 empty] | FALSE | FALSE | FALSE | FALSE | FALSE | #N/A
8285 | LAR #1 | 0 | 33 | 4 | 0.021933 | 0.38797 | 0.21667 | -0.237 | -0.025868 | -0.021933 | 0.72379 | 12.8031 | 7.1501 | -7.8212 | -0.85364 | -0.72379 | [8 empty] | FALSE | FALSE | FALSE | TRUE | FALSE | #N/A
8287 | LAR #2 | 0 | 32 | 4 | 0.021997 | 0.3881 | 0.21647 | -0.2368 | -0.025857 | -0.021997 | 0.7039 | 12.4193 | 6.9271 | -7.5776 | -0.82742 | -0.7039 | [8 empty] | FALSE | FALSE | FALSE | TRUE | FALSE | #N/A
8288 | LAR #3 | 0 | 105 | 4 | 0.021997 | 0.3881 | 0.21647 | -0.2368 | -0.025857 | -0.021997 | 2.3097 | 40.7508 | 22.7295 | -24.8641 | -2.715 | -2.3097 | [8 empty] | FALSE | FALSE | FALSE | TRUE | FALSE | #N/A
8290 | LAREDO 2 | 0 | 0 | 4 | 0.021933 | 0.38797 | 0.21667 | -0.237 | -0.025868 | -0.021933 | 0 | 0 | 0 | 0 | 0 | 0 | [8 empty] | FALSE | FALSE | FALSE | FALSE | FALSE | #N/A
8355 | GOODWIN4 | 23.88 | 0 | 4 | 0.019306 | 0.38165 | 0.22725 | -0.24617 | -0.02632 | -0.019306 | 0 | 0 | 0 | 0 | 0 | 0 | [8 empty] | FALSE | FALSE | FALSE | FALSE | FALSE | #N/A
8270 | EPASS C4 | 43.127 | 0 | 4 | 0.027485 | 0.39209 | 0.20356 | -0.22477 | -0.02509 | -0.027485 | 0 | 0 | 0 | 0 | 0 | 0 | [8 empty] | FALSE | FALSE | FALSE | FALSE | FALSE | #N/A
8198 | BEEVLLE2 | 25.036 | 0 | 4 | 0.01951 | 0.38934 | 0.21316 | -0.23955 | -0.026141 | -0.01951 | 0 | 0 | 0 | 0 | 0 | 0 | [8 empty] | FALSE | FALSE | FALSE | FALSE | FALSE | #N/A
8181 | CC2TERT | 0 | 0 | 4 | 0.018979 | 0.38623 | 0.21174 | -0.24285 | -0.02627 | -0.018979 | 0 | 0 | 0 | 0 | 0 | 0 | [8 empty] | FALSE | FALSE | FALSE | FALSE | FALSE | #N/A
8168 | VIC #4 | 0 | 0 | 4 | 0.018979 | 0.38623 | 0.21174 | -0.24285 | -0.02627 | -0.018979 | 0 | 0 | 0 | 0 | 0 | 0 | [8 empty] | FALSE | FALSE | FALSE | FALSE | FALSE | #N/A
8167 | GWEST2 | 6.293 | 0 | 4 | 0.019857 | 0.39129 | 0.21606 | -0.23784 | -0.026066 | -0.019857 | 0 | 0 | 0 | 0 | 0 | 0 | [8 empty] | FALSE | FALSE | FALSE | FALSE | FALSE | #N/A
8166 | CSABLK 9 | 8.529 | 0 | 4 | 0.01931 | 0.38499 | 0.22076 | -0.2435 | -0.026255 | -0.01931 | 0 | 0 | 0 | 0 | 0 | 0 | [8 empty] | FALSE | FALSE | FALSE | FALSE | FALSE | #N/A
8165 | COLETSTR | 0 | 0 | 4 | 0.019066 | 0.38732 | 0.21294 | -0.24193 | -0.026239 | -0.019066 | 0 | 0 | 0 | 0 | 0 | 0 | [8 empty] | FALSE | FALSE | FALSE | FALSE | FALSE | #N/A
8164 | COLETO 6 | 0 | 0 | 4 | 0.019163 | 0.38853 | 0.21428 | -0.24092 | -0.026204 | -0.019163 | 0 | 0 | 0 | 0 | 0 | 0 | [8 empty] | FALSE | FALSE | FALSE | FALSE | FALSE | #N/A
8162 | COLETO 4 | 0 | 0 | 4 | 0.018993 | 0.38641 | 0.21193 | -0.2427 | -0.026265 | -0.018993 | 0 | 0 | 0 | 0 | 0 | 0 | [8 empty] | FALSE | FALSE | FALSE | FALSE | FALSE | #N/A
8225 | MOORE138 | 0 | 0 | 4 | 0.024414 | 0.40064 | 0.20105 | -0.22306 | -0.025306 | -0.024414 | 0 | 0 | 0 | 0 | 0 | 0 | [8 empty] | FALSE | FALSE | FALSE | FALSE | FALSE | #N/A
8160 | CC1TERT | 0 | 0 | 4 | 0.019066 | 0.38732 | 0.21294 | -0.24193 | -0.026239 | -0.019066 | 0 | 0 | 0 | 0 | 0 | 0 | [8 empty] | FALSE | FALSE | FALSE | FALSE | FALSE | #N/A
8221 | BIGFOOT4 | 0 | 0 | 4 | 0.024003 | 0.40131 | 0.201 | -0.22319 | -0.025344 | -0.024003 | 0 | 0 | 0 | 0 | 0 | 0 | [8 empty] | FALSE | FALSE | FALSE | FALSE | FALSE | #N/A
8200 | PLESTN 2 | 1.03 | 0 | 4 | 0.021945 | 0.40213 | 0.20286 | -0.22583 | -0.025585 | -0.021945 | 0 | 0 | 0 | 0 | 0 | 0 | [8 empty] | FALSE | FALSE | FALSE | FALSE | FALSE | #N/A
8203 | PLESTN 4 | 27.607 | 0 | 4 | 0.022102 | 0.40517 | 0.19999 | -0.22315 | -0.025503 | -0.022102 | 0 | 0 | 0 | 0 | 0 | 0 | [8 empty] | FALSE | FALSE | FALSE | FALSE | FALSE | #N/A
8206 | CHARLOT2 | 3.288 | 0 | 4 | 0.022342 | 0.40079 | 0.20369 | -0.22628 | -0.025563 | -0.022342 | 0 | 0 | 0 | 0 | 0 | 0 | [8 empty] | FALSE | FALSE | FALSE | FALSE | FALSE | #N/A
8208 | DILLEY 2 | 4.916 | 0 | 4 | 0.02325 | 0.39773 | 0.20559 | -0.22729 | -0.025512 | -0.02325 | 0 | 0 | 0 | 0 | 0 | 0 | [8 empty] | FALSE | FALSE | FALSE | FALSE | FALSE | #N/A
8210 | DILYSW 2 | 0 | 0 | 4 | 0.023266 | 0.39744 | 0.20586 | -0.22751 | -0.025516 | -0.023266 | 0 | 0 | 0 | 0 | 0 | 0 | [8 empty] | FALSE | FALSE | FALSE | FALSE | FALSE | #N/A
8212 | DILYSW 4 | 0 | 0 | 4 | 0.023316 | 0.39581 | 0.2074 | -0.22873 | -0.025543 | -0.023316 | 0 | 0 | 0 | 0 | 0 | 0 | [8 empty] | FALSE | FALSE | FALSE | FALSE | FALSE | #N/A
8216 | PEARSAL2 | 12.944 | 0 | 4 | 0.023554 | 0.39917 | 0.20374 | -0.22564 | -0.025444 | -0.023554 | 0 | 0 | 0 | 0 | 0 | 0 | [8 empty] | FALSE | FALSE | FALSE | FALSE | FALSE | #N/A
8297 | BRUNI 4 | 3.615 | 0 | 4 | 0.020853 | 0.38529 | 0.22085 | -0.24083 | -0.026055 | -0.020853 | 0 | 0 | 0 | 0 | 0 | 0 | [8 empty] | FALSE | FALSE | FALSE | FALSE | FALSE | #N/A
8161 | CLO #1 | 0 | 625 | 4 | 0.018993 | 0.38641 | 0.21193 | -0.2427 | -0.026265 | -0.018993 | 0 | 0 | 0 | 0 | 0 | 0 | [8 empty] | FALSE | FALSE | FALSE | FALSE | FALSE | #N/A
8334 | CAVAZOS2 | 10.841 | 0 | 4 | 0.019031 | 0.38099 | 0.22835 | -0.24712 | -0.026367 | -0.019031 | 0 | 0 | 0 | 0 | 0 | 0 | [8 empty] | FALSE | FALSE | FALSE | FALSE | FALSE | #N/A
8324 | LAPALSTR | 0 | 0 | 4 | 0.01901 | 0.38094 | 0.22843 | -0.2472 | -0.026371 | -0.01901 | 0 | 0 | 0 | 0 | 0 | 0 | [8 empty] | FALSE | FALSE | FALSE | FALSE | FALSE | #N/A
8325 | HGN SW 2 | 32.943 | 0 | 4 | 0.019033 | 0.38099 | 0.22834 | -0.24712 | -0.026367 | -0.019033 | 0 | 0 | 0 | 0 | 0 | 0 | [8 empty] | FALSE | FALSE | FALSE | FALSE | FALSE | #N/A
8326 | RIOHNSTR | 0 | 0 | 4 | 0.019007 | 0.38093 | 0.22844 | -0.24721 | -0.026372 | -0.019007 | 0 | 0 | 0 | 0 | 0 | 0 | [8 empty] | FALSE | FALSE | FALSE | FALSE | FALSE | #N/A
8327 | HGN SW 4 | 0 | 0 | 4 | 0.019039 | 0.38101 | 0.22831 | -0.2471 | -0.026366 | -0.019039 | 0 | 0 | 0 | 0 | 0 | 0 | [8 empty] | FALSE | FALSE | FALSE | FALSE | FALSE | #N/A
8328 | LP3TERT | 0 | 0 | 4 | 0.01901 | 0.38094 | 0.22843 | -0.2472 | -0.026371 | -0.01901 | 0 | 0 | 0 | 0 | 0 | 0 | [8 empty] | FALSE | FALSE | FALSE | FALSE | FALSE | #N/A
8329 | L.FRES 2 | 0 | 0 | 4 | 0.018999 | 0.38091 | 0.22848 | -0.24724 | -0.026373 | -0.018999 | 0 | 0 | 0 | 0 | 0 | 0 | [8 empty] | FALSE | FALSE | FALSE | FALSE | FALSE | #N/A
8331 | BRWN CY2 | 14.546 | 0 | 4 | 0.019031 | 0.38099 | 0.22835 | -0.24712 | -0.026367 | -0.019031 | 0 | 0 | 0 | 0 | 0 | 0 | [8 empty] | FALSE | FALSE | FALSE | FALSE | FALSE | #N/A
8293 | LAREDO 4 | 42.89 | 0 | 4 | 0.021997 | 0.3881 | 0.21647 | -0.2368 | -0.025857 | -0.021997 | 0 | 0 | 0 | 0 | 0 | 0 | [8 empty] | FALSE | FALSE | FALSE | FALSE | FALSE | #N/A
8333 | L.FRES 4 | 31.201 | 0 | 4 | 0.019024 | 0.38097 | 0.22838 | -0.24715 | -0.026369 | -0.019024 | 0 | 0 | 0 | 0 | 0 | 0 | [8 empty] | FALSE | FALSE | FALSE | FALSE | FALSE | #N/A
8321 | HGN-1 2 | 35.475 | 0 | 4 | 0.019032 | 0.38099 | 0.22834 | -0.24712 | -0.026367 | -0.019032 | 0 | 0 | 0 | 0 | 0 | 0 | [8 empty] | FALSE | FALSE | FALSE | FALSE | FALSE | #N/A
8335 | S.PADRE4 | 20.158 | 0 | 4 | 0.019023 | 0.38097 | 0.22838 | -0.24715 | -0.026369 | -0.019023 | 0 | 0 | 0 | 0 | 0 | 0 | [8 empty] | FALSE | FALSE | FALSE | FALSE | FALSE | #N/A
8336 | RH1TERT | 0 | 0 | 4 | 0.019007 | 0.38093 | 0.22844 | -0.24721 | -0.026372 | -0.019007 | 0 | 0 | 0 | 0 | 0 | 0 | [8 empty] | FALSE | FALSE | FALSE | FALSE | FALSE | #N/A
8337 | CARB-VL4 | 0 | 0 | 4 | 0.019023 | 0.38097 | 0.22838 | -0.24716 | -0.026369 | -0.019023 | 0 | 0 | 0 | 0 | 0 | 0 | [8 empty] | FALSE | FALSE | FALSE | FALSE | FALSE | #N/A
8338 | P.ISABL4 | 10.281 | 0 | 4 | 0.019023 | 0.38097 | 0.22838 | -0.24715 | -0.026369 | -0.019023 | 0 | 0 | 0 | 0 | 0 | 0 | [8 empty] | FALSE | FALSE | FALSE | FALSE | FALSE | #N/A
8339 | MIL.HWY4 | 0 | 0 | 4 | 0.019023 | 0.38097 | 0.22838 | -0.24715 | -0.026369 | -0.019023 | 0 | 0 | 0 | 0 | 0 | 0 | [8 empty] | FALSE | FALSE | FALSE | FALSE | FALSE | #N/A
8341 | ED1TERT | 0 | 0 | 4 | 0.019054 | 0.38105 | 0.22827 | -0.24704 | -0.026363 | -0.019054 | 0 | 0 | 0 | 0 | 0 | 0 | [8 empty] | FALSE | FALSE | FALSE | FALSE | FALSE | #N/A
8347 | WESMER 4 | 35.79 | 0 | 4 | 0.019095 | 0.38114 | 0.22809 | -0.2469 | -0.026356 | -0.019095 | 0 | 0 | 0 | 0 | 0 | 0 | [8 empty] | FALSE | FALSE | FALSE | FALSE | FALSE | #N/A
8332 | BRWN SW2 | 0 | 0 | 4 | 0.019031 | 0.38099 | 0.22835 | -0.24712 | -0.026367 | -0.019031 | 0 | 0 | 0 | 0 | 0 | 0 | [8 empty] | FALSE | FALSE | FALSE | FALSE | FALSE | #N/A
8307 | LAP #7 | 0 | 0 | 4 | 0.019031 | 0.38099 | 0.22835 | -0.24712 | -0.026367 | -0.019031 | 0 | 0 | 0 | 0 | 0 | 0 | [8 empty] | FALSE | FALSE | FALSE | FALSE | FALSE | #N/A
8064 | NBRE#3 | 0 | 0 | 4 | 0.018804 | 0.37962 | 0.22874 | -0.24852 | -0.026422 | -0.018804 | 0 | 0 | 0 | 0 | 0 | 0 | [8 empty] | FALSE | FALSE | FALSE | FALSE | FALSE | #N/A
8063 | NBRE#2 | 0 | 0 | 4 | 0.018804 | 0.37962 | 0.22874 | -0.24852 | -0.026422 | -0.018804 | 0 | 0 | 0 | 0 | 0 | 0 | [8 empty] | FALSE | FALSE | FALSE | FALSE | FALSE | #N/A
8062 | NBRE#1 | 0 | 0 | 4 | 0.018804 | 0.37962 | 0.22874 | -0.24852 | -0.026422 | -0.018804 | 0 | 0 | 0 | 0 | 0 | 0 | [8 empty] | FALSE | FALSE | FALSE | FALSE | FALSE | #N/A
8048 | FAL #1 | 0 | 3 | 4 | 0.020077 | 0.38349 | 0.22418 | -0.24349 | -0.026188 | -0.020077 | 0.060231 | 1.1505 | 0.67253 | -0.73046 | -0.078564 | -0.060231 | [8 empty] | FALSE | FALSE | FALSE | TRUE | FALSE | #N/A
8299 | ZAPATA 4 | 18.995 | 0 | 4 | 0.020863 | 0.38538 | 0.22104 | -0.24075 | -0.026052 | -0.020863 | 0 | 0 | 0 | 0 | 0 | 0 | [8 empty] | FALSE | FALSE | FALSE | FALSE | FALSE | #N/A
8300 | RAYVILE2 | 18.539 | 0 | 4 | 0.019007 | 0.38093 | 0.22842 | -0.24721 | -0.026372 | -0.019007 | 0 | 0 | 0 | 0 | 0 | 0 | [8 empty] | FALSE | FALSE | FALSE | FALSE | FALSE | #N/A
8302 | RAYVILE4 | 0 | 0 | 4 | 0.018998 | 0.3809 | 0.22844 | -0.24724 | -0.026373 | -0.018998 | 0 | 0 | 0 | 0 | 0 | 0 | [8 empty] | FALSE | FALSE | FALSE | FALSE | FALSE | #N/A
8323 | HARRISN2 | 52.638 | 0 | 4 | 0.019032 | 0.38099 | 0.22834 | -0.24712 | -0.026367 | -0.019032 | 0 | 0 | 0 | 0 | 0 | 0 | [8 empty] | FALSE | FALSE | FALSE | FALSE | FALSE | #N/A
8306 | LAP #5 | 0 | 0 | 4 | 0.019031 | 0.38099 | 0.22835 | -0.24712 | -0.026367 | -0.019031 | 0 | 0 | 0 | 0 | 0 | 0 | [8 empty] | FALSE | FALSE | FALSE | FALSE | FALSE | #N/A
8322 | HAINEDR4 | 30.71 | 0 | 4 | 0.019028 | 0.38098 | 0.22836 | -0.24714 | -0.026368 | -0.019028 | 0 | 0 | 0 | 0 | 0 | 0 | [8 empty] | FALSE | FALSE | FALSE | FALSE | FALSE | #N/A
8308 | LAP #6 | 0 | 0 | 4 | 0.019025 | 0.38097 | 0.22837 | -0.24715 | -0.026368 | -0.019025 | 0 | 0 | 0 | 0 | 0 | 0 | [8 empty] | FALSE | FALSE | FALSE | FALSE | FALSE | #N/A
8310 | LAPALM 2 | 0 | 0 | 4 | 0.019031 | 0.38099 | 0.22835 | -0.24712 | -0.026367 | -0.019031 | 0 | 0 | 0 | 0 | 0 | 0 | [8 empty] | FALSE | FALSE | FALSE | FALSE | FALSE | #N/A
8314 | LAPALM 4 | 0 | 0 | 4 | 0.019025 | 0.38097 | 0.22837 | -0.24715 | -0.026368 | -0.019025 | 0 | 0 | 0 | 0 | 0 | 0 | [8 empty] | FALSE | FALSE | FALSE | FALSE | FALSE | #N/A
8317 | LAPALM 6 | 0 | 0 | 4 | 0.019005 | 0.38092 | 0.22845 | -0.24722 | -0.026372 | -0.019005 | 0 | 0 | 0 | 0 | 0 | 0 | [8 empty] | FALSE | FALSE | FALSE | FALSE | FALSE | #N/A
8318 | RIOHND 6 | 0 | 0 | 4 | 0.019 | 0.38091 | 0.22847 | -0.24723 | -0.026373 | -0.019 | 0 | 0 | 0 | 0 | 0 | 0 | [8 empty] | FALSE | FALSE | FALSE | FALSE | FALSE | #N/A
8319 | RIOHND 4 | 0 | 0 | 4 | 0.019013 | 0.38094 | 0.22842 | -0.24719 | -0.026371 | -0.019013 | 0 | 0 | 0 | 0 | 0 | 0 | [8 empty] | FALSE | FALSE | FALSE | FALSE | FALSE | #N/A
8320 | W HGN 2 | 32.33 | 0 | 4 | 0.019032 | 0.38099 | 0.22834 | -0.24712 | -0.026367 | -0.019032 | 0 | 0 | 0 | 0 | 0 | 0 | [8 empty] | FALSE | FALSE | FALSE | FALSE | FALSE | #N/A
8360 | ELSA 4 | 27.173 | 0 | 4 | 0.019102 | 0.38116 | 0.22807 | -0.24688 | -0.026355 | -0.019102 | 0 | 0 | 0 | 0 | 0 | 0 | [8 empty] | FALSE | FALSE | FALSE | FALSE | FALSE | #N/A
8305 | LAP #4 | 0 | 0 | 4 | 0.019031 | 0.38099 | 0.22835 | -0.24712 | -0.026367 | -0.019031 | 0 | 0 | 0 | 0 | 0 | 0 | [8 empty] | FALSE | FALSE | FALSE | FALSE | FALSE | #N/A
8613 | B WELLS4 | 1.377 | 0 | 4 | 0.024888 | 0.39401 | 0.2063 | -0.22754 | -0.02538 | -0.024888 | 0 | 0 | 0 | 0 | 0 | 0 | [8 empty] | FALSE | FALSE | FALSE | FALSE | FALSE | #N/A
8610 | COTULLA4 | 8.245 | 0 | 4 | 0.023098 | 0.39419 | 0.20921 | -0.23033 | -0.025602 | -0.023098 | 0 | 0 | 0 | 0 | 0 | 0 | [8 empty] | FALSE | FALSE | FALSE | FALSE | FALSE | #N/A
8603 | IMOG.TP2 | 0 | 0 | 4 | 0.021857 | 0.40173 | 0.2033 | -0.22629 | -0.025604 | -0.021857 | 0 | 0 | 0 | 0 | 0 | 0 | [8 empty] | FALSE | FALSE | FALSE | FALSE | FALSE | #N/A
8604 | IMOGNE 2 | 0.008 | 0 | 4 | 0.021857 | 0.40173 | 0.2033 | -0.22629 | -0.025604 | -0.021857 | 0 | 0 | 0 | 0 | 0 | 0 | [8 empty] | FALSE | FALSE | FALSE | FALSE | FALSE | #N/A
8472 | LNHILSTR | 0 | 0 | 4 | 0.018834 | 0.37998 | 0.22835 | -0.2482 | -0.026411 | -0.018834 | 0 | 0 | 0 | 0 | 0 | 0 | [8 empty] | FALSE | FALSE | FALSE | FALSE | FALSE | #N/A
8586 | BERCLAR2 | 0.551 | 0 | 4 | 0.019256 | 0.38707 | 0.212 | -0.24166 | -0.026217 | -0.019256 | 0 | 0 | 0 | 0 | 0 | 0 | [8 empty] | FALSE | FALSE | FALSE | FALSE | FALSE | #N/A
8585 | C.FLD 2 | 5.275 | 0 | 4 | 0.019454 | 0.38858 | 0.21428 | -0.24025 | -0.026163 | -0.019454 | 0 | 0 | 0 | 0 | 0 | 0 | [8 empty] | FALSE | FALSE | FALSE | FALSE | FALSE | #N/A
8584 | C.FLDT12 | 0 | 0 | 4 | 0.019426 | 0.38859 | 0.21278 | -0.24025 | -0.026166 | -0.019426 | 0 | 0 | 0 | 0 | 0 | 0 | [8 empty] | FALSE | FALSE | FALSE | FALSE | FALSE | #N/A
8562 | CNOPST1 | 0 | 151 | 4 | 0.018796 | 0.37953 | 0.2289 | -0.2486 | -0.026425 | -0.018796 | 2.8382 | 57.3093 | 34.5644 | -37.5389 | -3.9902 | -2.8382 | [8 empty] | FALSE | FALSE | FALSE | TRUE | FALSE | #N/A
8672 | LA PRYR2 | 3.254 | 0 | 4 | 0.036857 | 0.3831 | 0.19559 | -0.21645 | -0.024087 | -0.036857 | 0 | 0 | 0 | 0 | 0 | 0 | [8 empty] | FALSE | FALSE | FALSE | FALSE | FALSE | #N/A
8560 | CNOPGT1 | 0 | 131 | 4 | 0.018796 | 0.37953 | 0.2289 | -0.2486 | -0.026425 | -0.018796 | 2.4623 | 49.7187 | 29.9863 | -32.5669 | -3.4617 | -2.4623 | [8 empty] | FALSE | FALSE | FALSE | TRUE | FALSE | #N/A
8653 | S.NINO 4 | 40.953 | 0 | 4 | 0.021959 | 0.38801 | 0.21665 | -0.23694 | -0.025864 | -0.021959 | 0 | 0 | 0 | 0 | 0 | 0 | [8 empty] | FALSE | FALSE | FALSE | FALSE | FALSE | #N/A
8519 | KLEBERG4 | 33.549 | 0 | 4 | 0.018925 | 0.38066 | 0.22834 | -0.24754 | -0.026387 | -0.018925 | 0 | 0 | 0 | 0 | 0 | 0 | [8 empty] | FALSE | FALSE | FALSE | FALSE | FALSE | #N/A
8518 | KINGSVL4 | 29.918 | 0 | 4 | 0.018934 | 0.38066 | 0.22818 | -0.24752 | -0.026386 | -0.018934 | 0 | 0 | 0 | 0 | 0 | 0 | [8 empty] | FALSE | FALSE | FALSE | FALSE | FALSE | #N/A
8517 | CEL-B #1 | 0 | 29 | 4 | 0.018905 | 0.38061 | 0.22855 | -0.24761 | -0.02639 | -0.018905 | 0.54824 | 11.0377 | 6.6279 | -7.1808 | -0.76531 | -0.54824 | [8 empty] | FALSE | FALSE | FALSE | TRUE | FALSE | #N/A
8708 | MV-MCRIS | 12.358 | 0 | 4 | 0.01911 | 0.38118 | 0.22804 | -0.24685 | -0.026354 | -0.01911 | 0 | 0 | 0 | 0 | 0 | 0 | [8 empty] | FALSE | FALSE | FALSE | FALSE | FALSE | #N/A
8619 | ENCINL 4 | 3.038 | 0 | 4 | 0.022736 | 0.39151 | 0.2122 | -0.23298 | -0.025699 | -0.022736 | 0 | 0 | 0 | 0 | 0 | 0 | [8 empty] | FALSE | FALSE | FALSE | FALSE | FALSE | #N/A
8747 | MV.RNGR | 10.217 | 0 | 4 | 0.019041 | 0.38101 | 0.22831 | -0.24709 | -0.026366 | -0.019041 | 0 | 0 | 0 | 0 | 0 | 0 | [8 empty] | FALSE | FALSE | FALSE | FALSE | FALSE | #N/A
8594 | CHARCO | 8.346 | 0 | 4 | 0.0196 | 0.39121 | 0.21118 | -0.23787 | -0.026091 | -0.0196 | 0 | 0 | 0 | 0 | 0 | 0 | [8 empty] | FALSE | FALSE | FALSE | FALSE | FALSE | #N/A
8635 | ZACATCR2 | 16.216 | 0 | 4 | 0.021997 | 0.3881 | 0.21647 | -0.2368 | -0.025857 | -0.021997 | 0 | 0 | 0 | 0 | 0 | 0 | [8 empty] | FALSE | FALSE | FALSE | FALSE | FALSE | #N/A
8561 | CNOPGT2 | 0 | 133 | 4 | 0.018796 | 0.37953 | 0.2289 | -0.2486 | -0.026425 | -0.018796 | 2.4999 | 50.4778 | 30.4441 | -33.0641 | -3.5145 | -2.4999 | [8 empty] | FALSE | FALSE | FALSE | TRUE | FALSE | #N/A
8646 | RIOBRAV4 | 8.588 | 0 | 4 | 0.021686 | 0.38735 | 0.21775 | -0.23789 | -0.025911 | -0.021686 | 0 | 0 | 0 | 0 | 0 | 0 | [8 empty] | FALSE | FALSE | FALSE | FALSE | FALSE | #N/A
8607 | JOURDTN2 | 12.426 | 0 | 4 | 0.022067 | 0.40171 | 0.20312 | -0.22597 | -0.025578 | -0.022067 | 0 | 0 | 0 | 0 | 0 | 0 | [8 empty] | FALSE | FALSE | FALSE | FALSE | FALSE | #N/A
8593 | PETTUS 2 | 4.74 | 0 | 4 | 0.019857 | 0.39657 | 0.20547 | -0.23307 | -0.02595 | -0.019857 | 0 | 0 | 0 | 0 | 0 | 0 | [8 empty] | FALSE | FALSE | FALSE | FALSE | FALSE | #N/A
8592 | NORMANA2 | 0.501 | 0 | 4 | 0.019726 | 0.39384 | 0.20837 | -0.23551 | -0.026022 | -0.019726 | 0 | 0 | 0 | 0 | 0 | 0 | [8 empty] | FALSE | FALSE | FALSE | FALSE | FALSE | #N/A
8591 | OCONNER2 | 0.985 | 0 | 4 | 0.018378 | 0.37808 | 0.21405 | -0.24995 | -0.026502 | -0.018378 | 0 | 0 | 0 | 0 | 0 | 0 | [8 empty] | FALSE | FALSE | FALSE | FALSE | FALSE | #N/A
8358 | MERCDES | 15.448 | 0 | 4 | 0.019081 | 0.38111 | 0.22815 | -0.24695 | -0.026359 | -0.019081 | 0 | 0 | 0 | 0 | 0 | 0 | [8 empty] | FALSE | FALSE | FALSE | FALSE | FALSE | #N/A
8598 | COY CTY2 | 0 | 0 | 4 | 0.021255 | 0.39903 | 0.20628 | -0.2294 | -0.025734 | -0.021255 | 0 | 0 | 0 | 0 | 0 | 0 | [8 empty] | FALSE | FALSE | FALSE | FALSE | FALSE | #N/A
8599 | FASHNG 2 | 0.684 | 0 | 4 | 0.021255 | 0.39903 | 0.20628 | -0.2294 | -0.025734 | -0.021255 | 0 | 0 | 0 | 0 | 0 | 0 | [8 empty] | FALSE | FALSE | FALSE | FALSE | FALSE | #N/A
8600 | COY C.T2 | 0 | 0 | 4 | 0.021255 | 0.39903 | 0.20628 | -0.2294 | -0.025734 | -0.021255 | 0 | 0 | 0 | 0 | 0 | 0 | [8 empty] | FALSE | FALSE | FALSE | FALSE | FALSE | #N/A
8587 | GOLIAD 2 | 7.619 | 0 | 4 | 0.018846 | 0.3834 | 0.21012 | -0.24505 | -0.026339 | -0.018846 | 0 | 0 | 0 | 0 | 0 | 0 | [8 empty] | FALSE | FALSE | FALSE | FALSE | FALSE | #N/A
8647 | UNIVERS4 | 22.574 | 0 | 4 | 0.021981 | 0.38806 | 0.21655 | -0.23686 | -0.02586 | -0.021981 | 0 | 0 | 0 | 0 | 0 | 0 | [8 empty] | FALSE | FALSE | FALSE | FALSE | FALSE | #N/A
8589 | FAN.CPL2 | 0.167 | 0 | 4 | 0.018583 | 0.38105 | 0.20892 | -0.24723 | -0.026418 | -0.018583 | 0 | 0 | 0 | 0 | 0 | 0 | [8 empty] | FALSE | FALSE | FALSE | FALSE | FALSE | #N/A
8645 | DEL MAR4 | 45.67 | 0 | 4 | 0.021989 | 0.38808 | 0.21651 | -0.23683 | -0.025859 | -0.021989 | 0 | 0 | 0 | 0 | 0 | 0 | [8 empty] | FALSE | FALSE | FALSE | FALSE | FALSE | #N/A
8643 | MINESRD4 | 13.229 | 0 | 4 | 0.022203 | 0.38859 | 0.21569 | -0.23609 | -0.025822 | -0.022203 | 0 | 0 | 0 | 0 | 0 | 0 | [8 empty] | FALSE | FALSE | FALSE | FALSE | FALSE | #N/A
8642 | WASH ST2 | 43.751 | 0 | 4 | 0.021933 | 0.38797 | 0.21667 | -0.237 | -0.025868 | -0.021933 | 0 | 0 | 0 | 0 | 0 | 0 | [8 empty] | FALSE | FALSE | FALSE | FALSE | FALSE | #N/A
8641 | SIEVISTA | 16.547 | 0 | 4 | 0.021949 | 0.38798 | 0.2167 | -0.23697 | -0.025866 | -0.021949 | 0 | 0 | 0 | 0 | 0 | 0 | [8 empty] | FALSE | FALSE | FALSE | FALSE | FALSE | #N/A
8637 | ANNA ST4 | 34.748 | 0 | 4 | 0.021997 | 0.3881 | 0.21647 | -0.2368 | -0.025857 | -0.021997 | 0 | 0 | 0 | 0 | 0 | 0 | [8 empty] | FALSE | FALSE | FALSE | FALSE | FALSE | #N/A
8748 | RNGRVLE2 | 14.011 | 0 | 4 | 0.01906 | 0.38105 | 0.22823 | -0.24703 | -0.026362 | -0.01906 | 0 | 0 | 0 | 0 | 0 | 0 | [8 empty] | FALSE | FALSE | FALSE | FALSE | FALSE | #N/A
8649 | GATETPE4 | 0 | 0 | 4 | 0.02197 | 0.38804 | 0.2166 | -0.2369 | -0.025862 | -0.02197 | 0 | 0 | 0 | 0 | 0 | 0 | [8 empty] | FALSE | FALSE | FALSE | FALSE | FALSE | #N/A
8650 | GATETPW4 | 0 | 0 | 4 | 0.022028 | 0.38817 | 0.2164 | -0.2367 | -0.025852 | -0.022028 | 0 | 0 | 0 | 0 | 0 | 0 | [8 empty] | FALSE | FALSE | FALSE | FALSE | FALSE | #N/A
7239 | WESER 06 | 3.034 | 0 | 4 | 0.018814 | 0.37958 | 0.20566 | -0.24817 | -0.026421 | -0.018814 | 0 | 0 | 0 | 0 | 0 | 0 | [8 empty] | FALSE | FALSE | FALSE | FALSE | FALSE | #N/A
8648 | GATEWAY4 | 30.008 | 0 | 4 | 0.02197 | 0.38804 | 0.2166 | -0.2369 | -0.025862 | -0.02197 | 0 | 0 | 0 | 0 | 0 | 0 | [8 empty] | FALSE | FALSE | FALSE | FALSE | FALSE | #N/A
8484 | WESTOSO4 | 20.705 | 0 | 4 | 0.018802 | 0.37961 | 0.22884 | -0.24853 | -0.026423 | -0.018802 | 0 | 0 | 0 | 0 | 0 | 0 | [8 empty] | FALSE | FALSE | FALSE | FALSE | FALSE | #N/A
8744 | CAUSWAY4 | 16.752 | 0 | 4 | 0.019023 | 0.38097 | 0.22838 | -0.24715 | -0.026369 | -0.019023 | 0 | 0 | 0 | 0 | 0 | 0 | [8 empty] | FALSE | FALSE | FALSE | FALSE | FALSE | #N/A
8496 | ARCADIA4 | 60.847 | 0 | 4 | 0.018803 | 0.37962 | 0.22883 | -0.24852 | -0.026422 | -0.018803 | 0 | 0 | 0 | 0 | 0 | 0 | [8 empty] | FALSE | FALSE | FALSE | FALSE | FALSE | #N/A
8495 | N BASE 2 | 35.71 | 0 | 4 | 0.01878 | 0.37936 | 0.22904 | -0.24876 | -0.02643 | -0.01878 | 0 | 0 | 0 | 0 | 0 | 0 | [8 empty] | FALSE | FALSE | FALSE | FALSE | FALSE | #N/A
8494 | LAGUNA 2 | 16.398 | 0 | 4 | 0.018787 | 0.37944 | 0.22899 | -0.24869 | -0.026428 | -0.018787 | 0 | 0 | 0 | 0 | 0 | 0 | [8 empty] | FALSE | FALSE | FALSE | FALSE | FALSE | #N/A
8704 | MV.LASR4 | 5.661 | 0 | 4 | 0.018998 | 0.3809 | 0.22844 | -0.24724 | -0.026373 | -0.018998 | 0 | 0 | 0 | 0 | 0 | 0 | [8 empty] | FALSE | FALSE | FALSE | FALSE | FALSE | #N/A
8493 | PHARAOH4 | 32.221 | 0 | 4 | 0.018806 | 0.37967 | 0.22886 | -0.24848 | -0.026421 | -0.018806 | 0 | 0 | 0 | 0 | 0 | 0 | [8 empty] | FALSE | FALSE | FALSE | FALSE | FALSE | #N/A
8492 | WOOLDRI4 | 17.008 | 0 | 4 | 0.018806 | 0.37967 | 0.22886 | -0.24849 | -0.026421 | -0.018806 | 0 | 0 | 0 | 0 | 0 | 0 | [8 empty] | FALSE | FALSE | FALSE | FALSE | FALSE | #N/A
8490 | AIRLINE4 | 0 | 0 | 4 | 0.018806 | 0.37966 | 0.22886 | -0.24849 | -0.026421 | -0.018806 | 0 | 0 | 0 | 0 | 0 | 0 | [8 empty] | FALSE | FALSE | FALSE | FALSE | FALSE | #N/A
8487 | AIRLINE2 | 61.213 | 0 | 4 | 0.018799 | 0.37959 | 0.2289 | -0.24856 | -0.026423 | -0.018799 | 0 | 0 | 0 | 0 | 0 | 0 | [8 empty] | FALSE | FALSE | FALSE | FALSE | FALSE | #N/A
8499 | LH3TERT | 0 | 0 | 4 | 0.018834 | 0.37997 | 0.22834 | -0.2482 | -0.026412 | -0.018834 | 0 | 0 | 0 | 0 | 0 | 0 | [8 empty] | FALSE | FALSE | FALSE | FALSE | FALSE | #N/A
8485 | WSTSIDE4 | 0 | 0 | 4 | 0.018805 | 0.37965 | 0.22881 | -0.2485 | -0.026422 | -0.018805 | 0 | 0 | 0 | 0 | 0 | 0 | [8 empty] | FALSE | FALSE | FALSE | FALSE | FALSE | #N/A
8500 | ALICE 2 | 20.321 | 0 | 4 | 0.019187 | 0.38175 | 0.22609 | -0.24625 | -0.026333 | -0.019187 | 0 | 0 | 0 | 0 | 0 | 0 | [8 empty] | FALSE | FALSE | FALSE | FALSE | FALSE | #N/A
8483 | S.SIDE 4 | 67.598 | 0 | 4 | 0.018804 | 0.37964 | 0.22883 | -0.24851 | -0.026422 | -0.018804 | 0 | 0 | 0 | 0 | 0 | 0 | [8 empty] | FALSE | FALSE | FALSE | FALSE | FALSE | #N/A
8482 | WEIL 4 | 17.976 | 0 | 4 | 0.01881 | 0.3797 | 0.22873 | -0.24845 | -0.02642 | -0.01881 | 0 | 0 | 0 | 0 | 0 | 0 | [8 empty] | FALSE | FALSE | FALSE | FALSE | FALSE | #N/A
8481 | HEARNSF4 | 16.513 | 0 | 4 | 0.018817 | 0.37979 | 0.2286 | -0.24837 | -0.026417 | -0.018817 | 0 | 0 | 0 | 0 | 0 | 0 | [8 empty] | FALSE | FALSE | FALSE | FALSE | FALSE | #N/A
8479 | CLARKWD4 | 24.052 | 0 | 4 | 0.018819 | 0.37983 | 0.2286 | -0.24834 | -0.026416 | -0.018819 | 0 | 0 | 0 | 0 | 0 | 0 | [8 empty] | FALSE | FALSE | FALSE | FALSE | FALSE | #N/A
8478 | CCPETRO4 | 31.069 | 0 | 4 | 0.018828 | 0.37993 | 0.22849 | -0.24824 | -0.026413 | -0.018828 | 0 | 0 | 0 | 0 | 0 | 0 | [8 empty] | FALSE | FALSE | FALSE | FALSE | FALSE | #N/A
8477 | VALEROW2 | 50 | 0 | 4 | 0.018826 | 0.37986 | 0.22829 | -0.24829 | -0.026415 | -0.018826 | 0 | 0 | 0 | 0 | 0 | 0 | [8 empty] | FALSE | FALSE | FALSE | FALSE | FALSE | #N/A
8476 | CHMPLNP4 | 24.998 | 0 | 4 | 0.018813 | 0.37974 | 0.22869 | -0.24841 | -0.026419 | -0.018813 | 0 | 0 | 0 | 0 | 0 | 0 | [8 empty] | FALSE | FALSE | FALSE | FALSE | FALSE | #N/A
8475 | JAVELIN4 | 46.154 | 0 | 4 | 0.018799 | 0.37958 | 0.22887 | -0.24856 | -0.026424 | -0.018799 | 0 | 0 | 0 | 0 | 0 | 0 | [8 empty] | FALSE | FALSE | FALSE | FALSE | FALSE | #N/A
8474 | MORRIS 4 | 81.459 | 0 | 4 | 0.018798 | 0.37956 | 0.22888 | -0.24858 | -0.026424 | -0.018798 | 0 | 0 | 0 | 0 | 0 | 0 | [8 empty] | FALSE | FALSE | FALSE | FALSE | FALSE | #N/A
8705 | MV.ERAY4 | 3.937 | 0 | 4 | 0.018998 | 0.3809 | 0.22844 | -0.24724 | -0.026373 | -0.018998 | 0 | 0 | 0 | 0 | 0 | 0 | [8 empty] | FALSE | FALSE | FALSE | FALSE | FALSE | #N/A
8486 | HOLLY 4 | 57.508 | 0 | 4 | 0.018805 | 0.37965 | 0.22883 | -0.2485 | -0.026421 | -0.018805 | 0 | 0 | 0 | 0 | 0 | 0 | [8 empty] | FALSE | FALSE | FALSE | FALSE | FALSE | #N/A
8699 | RANDADO4 | 6.086 | 0 | 4 | 0.020863 | 0.38538 | 0.22104 | -0.24075 | -0.026052 | -0.020863 | 0 | 0 | 0 | 0 | 0 | 0 | [8 empty] | FALSE | FALSE | FALSE | FALSE | FALSE | #N/A
8692 | MAVRICK4 | 1.581 | 0 | 4 | 0.027826 | 0.39194 | 0.2031 | -0.22432 | -0.02505 | -0.027826 | 0 | 0 | 0 | 0 | 0 | 0 | [8 empty] | FALSE | FALSE | FALSE | FALSE | FALSE | #N/A
8516 | CEL-BIS4 | 35 | 0 | 4 | 0.018905 | 0.38061 | 0.22855 | -0.24761 | -0.02639 | -0.018905 | 0 | 0 | 0 | 0 | 0 | 0 | [8 empty] | FALSE | FALSE | FALSE | FALSE | FALSE | #N/A
8515 | ALAZAN 4 | 2.103 | 0 | 4 | 0.018831 | 0.38 | 0.22887 | -0.24819 | -0.026411 | -0.018831 | 0 | 0 | 0 | 0 | 0 | 0 | [8 empty] | FALSE | FALSE | FALSE | FALSE | FALSE | #N/A
8514 | STRATN 4 | 0 | 0 | 4 | 0.019223 | 0.38111 | 0.22699 | -0.2467 | -0.026341 | -0.019223 | 0 | 0 | 0 | 0 | 0 | 0 | [8 empty] | FALSE | FALSE | FALSE | FALSE | FALSE | #N/A
8512 | STRATN 2 | 0 | 0 | 4 | 0.019223 | 0.38111 | 0.22699 | -0.2467 | -0.026341 | -0.019223 | 0 | 0 | 0 | 0 | 0 | 0 | [8 empty] | FALSE | FALSE | FALSE | FALSE | FALSE | #N/A
8511 | STARCO#1 | 0 | 38 | 4 | 0.018828 | 0.37993 | 0.22849 | -0.24824 | -0.026413 | -0.018828 | 0.71546 | 14.4374 | 8.6825 | -9.4332 | -1.0037 | -0.71546 | [8 empty] | FALSE | FALSE | FALSE | TRUE | FALSE | #N/A
8498 | BISHOP 2 | 6.86 | 0 | 4 | 0.019223 | 0.38111 | 0.22699 | -0.2467 | -0.026341 | -0.019223 | 0 | 0 | 0 | 0 | 0 | 0 | [8 empty] | FALSE | FALSE | FALSE | FALSE | FALSE | #N/A
8695 | CRSTNIO4 | 10.991 | 0 | 4 | 0.020477 | 0.38437 | 0.22229 | -0.24215 | -0.02612 | -0.020477 | 0 | 0 | 0 | 0 | 0 | 0 | [8 empty] | FALSE | FALSE | FALSE | FALSE | FALSE | #N/A
8710 | SBENITO2 | 42.2 | 0 | 4 | 0.019031 | 0.38099 | 0.22835 | -0.24712 | -0.026367 | -0.019031 | 0 | 0 | 0 | 0 | 0 | 0 | [8 empty] | FALSE | FALSE | FALSE | FALSE | FALSE | #N/A
8700 | RAYVL1-2 | 12.618 | 0 | 4 | 0.019012 | 0.38094 | 0.2284 | -0.24719 | -0.026371 | -0.019012 | 0 | 0 | 0 | 0 | 0 | 0 | [8 empty] | FALSE | FALSE | FALSE | FALSE | FALSE | #N/A
8510 | FALF 4 | 7.561 | 0 | 4 | 0.019724 | 0.38253 | 0.22518 | -0.2448 | -0.026251 | -0.019724 | 0 | 0 | 0 | 0 | 0 | 0 | [8 empty] | FALSE | FALSE | FALSE | FALSE | FALSE | #N/A
8508 | FALF 2 | 7.586 | 0 | 4 | 0.019593 | 0.38233 | 0.2254 | -0.24515 | -0.026271 | -0.019593 | 0 | 0 | 0 | 0 | 0 | 0 | [8 empty] | FALSE | FALSE | FALSE | FALSE | FALSE | #N/A
8507 | VAL #2 | 0 | 25 | 4 | 0.018826 | 0.37986 | 0.22829 | -0.24829 | -0.026415 | -0.018826 | 0.47065 | 9.4965 | 5.7072 | -6.2073 | -0.66038 | -0.47065 | [8 empty] | FALSE | FALSE | FALSE | TRUE | FALSE | #N/A
8506 | VAL #1 | 0 | 25 | 4 | 0.018826 | 0.37986 | 0.22829 | -0.24829 | -0.026415 | -0.018826 | 0.47065 | 9.4965 | 5.7072 | -6.2073 | -0.66038 | -0.47065 | [8 empty] | FALSE | FALSE | FALSE | TRUE | FALSE | #N/A
8702 | MVYTRA4 | 0.399 | 0 | 4 | 0.018988 | 0.38088 | 0.22847 | -0.24728 | -0.026375 | -0.018988 | 0 | 0 | 0 | 0 | 0 | 0 | [8 empty] | FALSE | FALSE | FALSE | FALSE | FALSE | #N/A
8505 | FREER 2 | 6.367 | 0 | 4 | 0.020065 | 0.38418 | 0.22243 | -0.24295 | -0.026176 | -0.020065 | 0 | 0 | 0 | 0 | 0 | 0 | [8 empty] | FALSE | FALSE | FALSE | FALSE | FALSE | #N/A
8503 | ALICE 4 | 0 | 0 | 4 | 0.019038 | 0.38111 | 0.22732 | -0.247 | -0.026364 | -0.019038 | 0 | 0 | 0 | 0 | 0 | 0 | [8 empty] | FALSE | FALSE | FALSE | FALSE | FALSE | #N/A
8502 | LH4TERT | 0 | 0 | 4 | 0.018834 | 0.37998 | 0.22835 | -0.2482 | -0.026411 | -0.018834 | 0 | 0 | 0 | 0 | 0 | 0 | [8 empty] | FALSE | FALSE | FALSE | FALSE | FALSE | #N/A
8694 | CNCO.W 4 | 0.996 | 0 | 4 | 0.026821 | 0.39237 | 0.20444 | -0.22564 | -0.025168 | -0.026821 | 0 | 0 | 0 | 0 | 0 | 0 | [8 empty] | FALSE | FALSE | FALSE | FALSE | FALSE | #N/A
1031 | MRGN 6 G | 0 | 0 | 1 | 0.38536 | 0.020242 | 0.012225 | -0.014013 | 0.00765 | -0.38536 | 0 | 0 | 0 | 0 | 0 | 0 | [8 empty] | FALSE | FALSE | FALSE | FALSE | FALSE | #N/A
6286 | ABOILML2 | 9.398 | 0 | 1 | 0.35079 | 0.021664 | 0.013156 | -0.015109 | 0.007095 | -0.35079 | 0 | 0 | 0 | 0 | 0 | 0 | [8 empty] | FALSE | FALSE | FALSE | FALSE | FALSE | #N/A
6287 | MULBW RL | 0 | 0 | 1 | 0.368 | 0.020041 | 0.012268 | -0.014077 | 0.007626 | -0.368 | 0 | 0 | 0 | 0 | 0 | 0 | [8 empty] | FALSE | FALSE | FALSE | FALSE | FALSE | #N/A
6288 | MULBE RL | 0 | 0 | 1 | 0.36535 | 0.020333 | 0.012405 | -0.014236 | 0.007572 | -0.36535 | 0 | 0 | 0 | 0 | 0 | 0 | [8 empty] | FALSE | FALSE | FALSE | FALSE | FALSE | #N/A
6290 | ABMAPLE4 | 11.06 | 0 | 1 | 0.35552 | 0.020827 | 0.012769 | -0.014658 | 0.007272 | -0.35552 | 0 | 0 | 0 | 0 | 0 | 0 | [8 empty] | FALSE | FALSE | FALSE | FALSE | FALSE | #N/A
6291 | ABAILEN4 | 12.72 | 0 | 1 | 0.35684 | 0.020711 | 0.012696 | -0.014573 | 0.007352 | -0.35684 | 0 | 0 | 0 | 0 | 0 | 0 | [8 empty] | FALSE | FALSE | FALSE | FALSE | FALSE | #N/A
6292 | ABCOCLB4 | 14.418 | 0 | 1 | 0.35573 | 0.020781 | 0.012749 | -0.014634 | 0.007275 | -0.35573 | 0 | 0 | 0 | 0 | 0 | 0 | [8 empty] | FALSE | FALSE | FALSE | FALSE | FALSE | #N/A
6293 | ABCNYRK4 | 13.031 | 0 | 1 | 0.35541 | 0.020813 | 0.012768 | -0.014656 | 0.007257 | -0.35541 | 0 | 0 | 0 | 0 | 0 | 0 | [8 empty] | FALSE | FALSE | FALSE | FALSE | FALSE | #N/A
6295 | SRC1TERT | 0 | 0 | 1 | 0.30467 | 0.020638 | 0.012744 | -0.014626 | 0.005452 | -0.30467 | 0 | 0 | 0 | 0 | 0 | 0 | [8 empty] | FALSE | FALSE | FALSE | FALSE | FALSE | #N/A
1369 | LKTHOMAS | 9.09 | 0 | 1 | 0.37931 | 0.020446 | 0.012359 | -0.014167 | 0.007668 | -0.37931 | 0 | 0 | 0 | 0 | 0 | 0 | [8 empty] | FALSE | FALSE | FALSE | FALSE | FALSE | #N/A
6301 | ABELMDL2 | 5.661 | 0 | 1 | 0.34395 | 0.02128 | 0.013184 | -0.015143 | 0.006924 | -0.34395 | 0 | 0 | 0 | 0 | 0 | 0 | [8 empty] | FALSE | FALSE | FALSE | FALSE | FALSE | #N/A
1368 | SCURRY | 3.279 | 0 | 1 | 0.37931 | 0.020446 | 0.012359 | -0.014167 | 0.007668 | -0.37931 | 0 | 0 | 0 | 0 | 0 | 0 | [8 empty] | FALSE | FALSE | FALSE | FALSE | FALSE | #N/A
1367 | IRA | 1.836 | 0 | 1 | 0.37927 | 0.020465 | 0.012367 | -0.014176 | 0.007662 | -0.37927 | 0 | 0 | 0 | 0 | 0 | 0 | [8 empty] | FALSE | FALSE | FALSE | FALSE | FALSE | #N/A
1032 | MRGN CRK | 0 | 0 | 1 | 0.38199 | 0.020487 | 0.012354 | -0.014161 | 0.007627 | -0.38199 | 0 | 0 | 0 | 0 | 0 | 0 | [8 empty] | FALSE | FALSE | FALSE | FALSE | FALSE | #N/A
6283 | ABOLMLT2 | 0 | 0 | 1 | 0.35079 | 0.021664 | 0.013156 | -0.015109 | 0.007095 | -0.35079 | 0 | 0 | 0 | 0 | 0 | 0 | [8 empty] | FALSE | FALSE | FALSE | FALSE | FALSE | #N/A
1030 | MRGN CRK | 0 | 0 | 1 | 0.38536 | 0.020242 | 0.012225 | -0.014013 | 0.00765 | -0.38536 | 0 | 0 | 0 | 0 | 0 | 0 | [8 empty] | FALSE | FALSE | FALSE | FALSE | FALSE | #N/A
1349 | WESTXWIN | 0 | 1 | 1 | 0.36766 | 0.024699 | 0.014083 | -0.016152 | 0.007007 | -0.36766 | 0.36766 | 0.024699 | 0.014083 | -0.016152 | 0.007007 | -0.36766 | [8 empty] | TRUE | FALSE | FALSE | FALSE | FALSE | #N/A
1348 | WSTBROOK | 5.828 | 0 | 1 | 0.37868 | 0.021163 | 0.012645 | -0.014495 | 0.007532 | -0.37868 | 0 | 0 | 0 | 0 | 0 | 0 | [8 empty] | FALSE | FALSE | FALSE | FALSE | FALSE | #N/A
1344 | ESKOT TA | 0.821 | 0 | 1 | 0.36676 | 0.020413 | 0.012471 | -0.014307 | 0.007545 | -0.36676 | 0 | 0 | 0 | 0 | 0 | 0 | [8 empty] | FALSE | FALSE | FALSE | FALSE | FALSE | #N/A
1343 | TRENTIPP | 0.658 | 22.5 | 1 | 0.36552 | 0.020621 | 0.01258 | -0.014432 | 0.007431 | -0.36552 | 8.2242 | 0.46397 | 0.28305 | -0.32472 | 0.1672 | -8.2242 | [8 empty] | TRUE | FALSE | FALSE | FALSE | FALSE | #N/A
1342 | SWWTR DT | 27.863 | 0 | 1 | 0.36956 | 0.020588 | 0.012525 | -0.014366 | 0.007479 | -0.36956 | 0 | 0 | 0 | 0 | 0 | 0 | [8 empty] | FALSE | FALSE | FALSE | FALSE | FALSE | #N/A
6317 | POTTERTP | 0 | 0 | 1 | 0.35616 | 0.020832 | 0.012771 | -0.014659 | 0.007252 | -0.35616 | 0 | 0 | 0 | 0 | 0 | 0 | [8 empty] | FALSE | FALSE | FALSE | FALSE | FALSE | #N/A
6318 | POTTER | 2.967 | 0 | 1 | 0.35616 | 0.020832 | 0.012771 | -0.014659 | 0.007252 | -0.35616 | 0 | 0 | 0 | 0 | 0 | 0 | [8 empty] | FALSE | FALSE | FALSE | FALSE | FALSE | #N/A
6319 | MCELMUR | 1.971 | 0 | 1 | 0.35554 | 0.020846 | 0.012784 | -0.014674 | 0.00724 | -0.35554 | 0 | 0 | 0 | 0 | 0 | 0 | [8 empty] | FALSE | FALSE | FALSE | FALSE | FALSE | #N/A
6320 | SCHKADE | 0 | 0 | 1 | 0.29693 | 0.047939 | 0.023347 | -0.026856 | 0.003724 | -0.29693 | 0 | 0 | 0 | 0 | 0 | 0 | [8 empty] | FALSE | FALSE | FALSE | FALSE | FALSE | #N/A
6324 | FTCHAD | 3.313 | 0 | 1 | 0.3184 | 0.032975 | 0.01741 | -0.020054 | 0.005279 | -0.3184 | 0 | 0 | 0 | 0 | 0 | 0 | [8 empty] | FALSE | FALSE | FALSE | FALSE | FALSE | #N/A
1033 | MRGN CRK | 0 | 0 | 1 | 0.3798 | 0.020716 | 0.012462 | -0.014286 | 0.007594 | -0.3798 | 0 | 0 | 0 | 0 | 0 | 0 | [8 empty] | FALSE | FALSE | FALSE | FALSE | FALSE | #N/A
6260 | ABSOUTH4 | 0 | 0 | 1 | 0.35492 | 0.02086 | 0.012797 | -0.014689 | 0.007228 | -0.35492 | 0 | 0 | 0 | 0 | 0 | 0 | [8 empty] | FALSE | FALSE | FALSE | FALSE | FALSE | #N/A
6273 | ABDYTP32 | 0 | 0 | 1 | 0.35457 | 0.021809 | 0.013123 | -0.01507 | 0.007188 | -0.35457 | 0 | 0 | 0 | 0 | 0 | 0 | [8 empty] | FALSE | FALSE | FALSE | FALSE | FALSE | #N/A
6272 | ABOVER 2 | 15.747 | 0 | 1 | 0.35315 | 0.021665 | 0.013104 | -0.015049 | 0.007164 | -0.35315 | 0 | 0 | 0 | 0 | 0 | 0 | [8 empty] | FALSE | FALSE | FALSE | FALSE | FALSE | #N/A
6271 | ABMCMRY2 | 29.897 | 0 | 1 | 0.35425 | 0.021488 | 0.013021 | -0.014952 | 0.00721 | -0.35425 | 0 | 0 | 0 | 0 | 0 | 0 | [8 empty] | FALSE | FALSE | FALSE | FALSE | FALSE | #N/A
6270 | ABSHLTN2 | 28.918 | 0 | 1 | 0.35558 | 0.021275 | 0.01292 | -0.014835 | 0.007265 | -0.35558 | 0 | 0 | 0 | 0 | 0 | 0 | [8 empty] | FALSE | FALSE | FALSE | FALSE | FALSE | #N/A
6269 | ABDYES12 | 5.774 | 0 | 1 | 0.35457 | 0.021809 | 0.013123 | -0.01507 | 0.007188 | -0.35457 | 0 | 0 | 0 | 0 | 0 | 0 | [8 empty] | FALSE | FALSE | FALSE | FALSE | FALSE | #N/A
6268 | ABDYTP12 | 0 | 0 | 1 | 0.35457 | 0.021809 | 0.013123 | -0.01507 | 0.007188 | -0.35457 | 0 | 0 | 0 | 0 | 0 | 0 | [8 empty] | FALSE | FALSE | FALSE | FALSE | FALSE | #N/A
6341 | BALEXTP2 | 0 | 0 | 1 | 0.26276 | 0.055991 | 0.026329 | -0.030469 | 0.002296 | -0.26276 | 0 | 0 | 0 | 0 | 0 | 0 | [8 empty] | FALSE | FALSE | FALSE | FALSE | FALSE | #N/A
6267 | ABHARTF2 | 12.957 | 0 | 1 | 0.35544 | 0.021626 | 0.013043 | -0.014978 | 0.007225 | -0.35544 | 0 | 0 | 0 | 0 | 0 | 0 | [8 empty] | FALSE | FALSE | FALSE | FALSE | FALSE | #N/A
6325 | FTCHADTP | 0 | 0 | 1 | 0.3184 | 0.032975 | 0.01741 | -0.020054 | 0.005279 | -0.3184 | 0 | 0 | 0 | 0 | 0 | 0 | [8 empty] | FALSE | FALSE | FALSE | FALSE | FALSE | #N/A
6266 | ABDYTP22 | 0 | 0 | 1 | 0.3565 | 0.021406 | 0.012947 | -0.014866 | 0.007271 | -0.3565 | 0 | 0 | 0 | 0 | 0 | 0 | [8 empty] | FALSE | FALSE | FALSE | FALSE | FALSE | #N/A
6275 | ABEAST24 | 14.815 | 0 | 1 | 0.35608 | 0.020796 | 0.012744 | -0.014628 | 0.007313 | -0.35608 | 0 | 0 | 0 | 0 | 0 | 0 | [8 empty] | FALSE | FALSE | FALSE | FALSE | FALSE | #N/A
6285 | ABWTXGU2 | 0.593 | 0 | 1 | 0.35104 | 0.022248 | 0.013345 | -0.015329 | 0.007058 | -0.35104 | 0 | 0 | 0 | 0 | 0 | 0 | [8 empty] | FALSE | FALSE | FALSE | FALSE | FALSE | #N/A
6261 | ABWYLIE4 | 12.369 | 0 | 1 | 0.35613 | 0.020806 | 0.012753 | -0.014639 | 0.007269 | -0.35613 | 0 | 0 | 0 | 0 | 0 | 0 | [8 empty] | FALSE | FALSE | FALSE | FALSE | FALSE | #N/A
6284 | ABWTGUT2 | 0 | 0 | 1 | 0.35104 | 0.022248 | 0.013345 | -0.015329 | 0.007058 | -0.35104 | 0 | 0 | 0 | 0 | 0 | 0 | [8 empty] | FALSE | FALSE | FALSE | FALSE | FALSE | #N/A
6258 | ABSOUTH2 | 0 | 0 | 1 | 0.35116 | 0.022525 | 0.013435 | -0.015433 | 0.007041 | -0.35116 | 0 | 0 | 0 | 0 | 0 | 0 | [8 empty] | FALSE | FALSE | FALSE | FALSE | FALSE | #N/A
6257 | ABREBLN4 | 17.554 | 0 | 1 | 0.35767 | 0.020739 | 0.012699 | -0.014576 | 0.00732 | -0.35767 | 0 | 0 | 0 | 0 | 0 | 0 | [8 empty] | FALSE | FALSE | FALSE | FALSE | FALSE | #N/A
6256 | ABTWILT4 | 15.91 | 0 | 1 | 0.35901 | 0.020679 | 0.012651 | -0.014521 | 0.007365 | -0.35901 | 0 | 0 | 0 | 0 | 0 | 0 | [8 empty] | FALSE | FALSE | FALSE | FALSE | FALSE | #N/A
6255 | ABELMCK4 | 25.493 | 0 | 1 | 0.36244 | 0.020528 | 0.012529 | -0.01438 | 0.00748 | -0.36244 | 0 | 0 | 0 | 0 | 0 | 0 | [8 empty] | FALSE | FALSE | FALSE | FALSE | FALSE | #N/A
6254 | ABMULSTR | 0 | 0 | 1 | 0.3654 | 0.020269 | 0.01239 | -0.014219 | 0.007558 | -0.3654 | 0 | 0 | 0 | 0 | 0 | 0 | [8 empty] | FALSE | FALSE | FALSE | FALSE | FALSE | #N/A
6253 | ABELMCK2 | 0 | 0 | 1 | 0.35771 | 0.02115 | 0.012836 | -0.014736 | 0.007323 | -0.35771 | 0 | 0 | 0 | 0 | 0 | 0 | [8 empty] | FALSE | FALSE | FALSE | FALSE | FALSE | #N/A
6276 | ABEAST12 | 0 | 0 | 1 | 0.35579 | 0.020912 | 0.012788 | -0.014681 | 0.00732 | -0.35579 | 0 | 0 | 0 | 0 | 0 | 0 | [8 empty] | FALSE | FALSE | FALSE | FALSE | FALSE | #N/A
6277 | ABEAST22 | 0 | 0 | 1 | 0.35166 | 0.021407 | 0.01305 | -0.014986 | 0.007139 | -0.35166 | 0 | 0 | 0 | 0 | 0 | 0 | [8 empty] | FALSE | FALSE | FALSE | FALSE | FALSE | #N/A
6278 | ABPLTTP2 | 0 | 0 | 1 | 0.35573 | 0.02102 | 0.012827 | -0.014727 | 0.007303 | -0.35573 | 0 | 0 | 0 | 0 | 0 | 0 | [8 empty] | FALSE | FALSE | FALSE | FALSE | FALSE | #N/A
6281 | ABWALN 2 | 13.415 | 0 | 1 | 0.35579 | 0.020912 | 0.012788 | -0.014681 | 0.00732 | -0.35579 | 0 | 0 | 0 | 0 | 0 | 0 | [8 empty] | FALSE | FALSE | FALSE | FALSE | FALSE | #N/A
6282 | ABILPLT2 | 18.882 | 0 | 1 | 0.35073 | 0.021535 | 0.013114 | -0.015061 | 0.007103 | -0.35073 | 0 | 0 | 0 | 0 | 0 | 0 | [8 empty] | FALSE | FALSE | FALSE | FALSE | FALSE | #N/A
6274 | ABDYES32 | 9.13 | 0 | 1 | 0.35457 | 0.021809 | 0.013123 | -0.01507 | 0.007188 | -0.35457 | 0 | 0 | 0 | 0 | 0 | 0 | [8 empty] | FALSE | FALSE | FALSE | FALSE | FALSE | #N/A
6265 | ABDYES22 | 6.753 | 0 | 1 | 0.3565 | 0.021406 | 0.012947 | -0.014866 | 0.007271 | -0.3565 | 0 | 0 | 0 | 0 | 0 | 0 | [8 empty] | FALSE | FALSE | FALSE | FALSE | FALSE | #N/A
6362 | IVEYBST4 | 0.77 | 0 | 1 | 0.25423 | 0.047041 | 0.022976 | -0.026619 | 0.00247 | -0.25423 | 0 | 0 | 0 | 0 | 0 | 0 | [8 empty] | FALSE | FALSE | FALSE | FALSE | FALSE | #N/A
6338 | BALNGR 2 | 9.508 | 0 | 1 | 0.2714 | 0.057546 | 0.026857 | -0.031056 | 0.002485 | -0.2714 | 0 | 0 | 0 | 0 | 0 | 0 | [8 empty] | FALSE | FALSE | FALSE | FALSE | FALSE | #N/A
1313 | ENISCK T | 0 | 0 | 1 | 0.37933 | 0.020351 | 0.01232 | -0.014122 | 0.007704 | -0.37933 | 0 | 0 | 0 | 0 | 0 | 0 | [8 empty] | FALSE | FALSE | FALSE | FALSE | FALSE | #N/A
1312 | SCURY CH | 6.114 | 0 | 1 | 0.37935 | 0.020366 | 0.012326 | -0.014128 | 0.007701 | -0.37935 | 0 | 0 | 0 | 0 | 0 | 0 | [8 empty] | FALSE | FALSE | FALSE | FALSE | FALSE | #N/A
1311 | SACROC | 26.761 | 0 | 1 | 0.37927 | 0.020296 | 0.012298 | -0.014096 | 0.007715 | -0.37927 | 0 | 0 | 0 | 0 | 0 | 0 | [8 empty] | FALSE | FALSE | FALSE | FALSE | FALSE | #N/A
6349 | NOVICE9 | 2.493 | 0 | 1 | 0.25023 | 0.053739 | 0.025564 | -0.029619 | 0.002022 | -0.25023 | 0 | 0 | 0 | 0 | 0 | 0 | [8 empty] | FALSE | FALSE | FALSE | FALSE | FALSE | #N/A
1310 | KNAPP | 4.914 | 0 | 1 | 0.37954 | 0.020508 | 0.012382 | -0.014193 | 0.007671 | -0.37954 | 0 | 0 | 0 | 0 | 0 | 0 | [8 empty] | FALSE | FALSE | FALSE | FALSE | FALSE | #N/A
6352 | SANNA TP | 0 | 0 | 1 | 0.22559 | 0.048204 | 0.023673 | -0.027499 | 0.001552 | -0.22559 | 0 | 0 | 0 | 0 | 0 | 0 | [8 empty] | FALSE | FALSE | FALSE | FALSE | FALSE | #N/A
6353 | SANANNA2 | 3.832 | 0 | 1 | 0.22351 | 0.048936 | 0.023933 | -0.027807 | 0.001439 | -0.22351 | 0 | 0 | 0 | 0 | 0 | 0 | [8 empty] | FALSE | FALSE | FALSE | FALSE | FALSE | #N/A
6355 | SANANNA4 | 0 | 0 | 1 | 0.19752 | 0.052566 | 0.025257 | -0.029408 | 0.000365 | -0.19752 | 0 | 0 | 0 | 0 | 0 | 0 | [8 empty] | FALSE | FALSE | FALSE | FALSE | FALSE | #N/A
1309 | BLUFCK T | 0 | 0 | 1 | 0.37961 | 0.020558 | 0.012402 | -0.014215 | 0.00766 | -0.37961 | 0 | 0 | 0 | 0 | 0 | 0 | [8 empty] | FALSE | FALSE | FALSE | FALSE | FALSE | #N/A
1306 | SNYDER | 19.241 | 0 | 1 | 0.37939 | 0.020413 | 0.012345 | -0.01415 | 0.00768 | -0.37939 | 0 | 0 | 0 | 0 | 0 | 0 | [8 empty] | FALSE | FALSE | FALSE | FALSE | FALSE | #N/A
1305 | SNYDER | 11.896 | 0 | 1 | 0.37951 | 0.020375 | 0.012328 | -0.014131 | 0.007692 | -0.37951 | 0 | 0 | 0 | 0 | 0 | 0 | [8 empty] | FALSE | FALSE | FALSE | FALSE | FALSE | #N/A
1314 | ENNIS CK | 8.408 | 0 | 1 | 0.37933 | 0.020352 | 0.01232 | -0.014122 | 0.007704 | -0.37933 | 0 | 0 | 0 | 0 | 0 | 0 | [8 empty] | FALSE | FALSE | FALSE | FALSE | FALSE | #N/A
6361 | IVEYPMP4 | 1.206 | 0 | 1 | 0.25423 | 0.047041 | 0.022976 | -0.026619 | 0.00247 | -0.25423 | 0 | 0 | 0 | 0 | 0 | 0 | [8 empty] | FALSE | FALSE | FALSE | FALSE | FALSE | #N/A
1315 | BRAND | 0.876 | 0 | 1 | 0.37928 | 0.02032 | 0.012307 | -0.014107 | 0.007711 | -0.37928 | 0 | 0 | 0 | 0 | 0 | 0 | [8 empty] | FALSE | FALSE | FALSE | FALSE | FALSE | #N/A
6368 | HEXT 2 | 0.674 | 0 | 4 | 0.16011 | 0.22684 | 0.090274 | -0.10463 | -0.009931 | -0.16011 | 0 | 0 | 0 | 0 | 0 | 0 | [8 empty] | FALSE | FALSE | FALSE | FALSE | FALSE | #N/A
6369 | PTROCK 2 | 0.97 | 0 | 1 | 0.23858 | 0.10788 | 0.045736 | -0.052951 | -0.0012 | -0.23858 | 0 | 0 | 0 | 0 | 0 | 0 | [8 empty] | FALSE | FALSE | FALSE | FALSE | FALSE | #N/A
6370 | EOLATAP2 | 0 | 0 | 1 | 0.23668 | 0.11079 | 0.046826 | -0.054216 | -0.001413 | -0.23668 | 0 | 0 | 0 | 0 | 0 | 0 | [8 empty] | FALSE | FALSE | FALSE | FALSE | FALSE | #N/A
6371 | EOLA 2 | 3.761 | 0 | 1 | 0.23668 | 0.11079 | 0.046826 | -0.054216 | -0.001413 | -0.23668 | 0 | 0 | 0 | 0 | 0 | 0 | [8 empty] | FALSE | FALSE | FALSE | FALSE | FALSE | #N/A
6372 | EDEN 2 | 3.396 | 0 | 1 | 0.19648 | 0.17243 | 0.069942 | -0.081025 | -0.005925 | -0.19648 | 0 | 0 | 0 | 0 | 0 | 0 | [8 empty] | FALSE | FALSE | FALSE | FALSE | FALSE | #N/A
6373 | MENARD 2 | 4.719 | 0 | 1 | 0.18109 | 0.19811 | 0.07969 | -0.092289 | -0.007769 | -0.18109 | 0 | 0 | 0 | 0 | 0 | 0 | [8 empty] | FALSE | FALSE | FALSE | FALSE | FALSE | #N/A
6375 | MENARD 4 | 0 | 0 | 1 | 0.1934 | 0.18412 | 0.074709 | -0.086415 | -0.006661 | -0.1934 | 0 | 0 | 0 | 0 | 0 | 0 | [8 empty] | FALSE | FALSE | FALSE | FALSE | FALSE | #N/A
6376 | CRMW1TP2 | 0 | 0 | 1 | 0.20734 | 0.15578 | 0.063698 | -0.073783 | -0.004706 | -0.20734 | 0 | 0 | 0 | 0 | 0 | 0 | [8 empty] | FALSE | FALSE | FALSE | FALSE | FALSE | #N/A
6377 | CRMWD1 2 | 4.418 | 0 | 1 | 0.20734 | 0.15578 | 0.063698 | -0.073783 | -0.004706 | -0.20734 | 0 | 0 | 0 | 0 | 0 | 0 | [8 empty] | FALSE | FALSE | FALSE | FALSE | FALSE | #N/A
6378 | BRDYSE 2 | 0 | 0 | 4 | 0.16096 | 0.22353 | 0.088923 | -0.10311 | -0.009723 | -0.16096 | 0 | 0 | 0 | 0 | 0 | 0 | [8 empty] | FALSE | FALSE | FALSE | FALSE | FALSE | #N/A
6379 | BRDYSET2 | 0 | 0 | 4 | 0.16096 | 0.22353 | 0.088923 | -0.10311 | -0.009723 | -0.16096 | 0 | 0 | 0 | 0 | 0 | 0 | [8 empty] | FALSE | FALSE | FALSE | FALSE | FALSE | #N/A
6380 | MELVIN 2 | 1.049 | 0 | 1 | 0.18031 | 0.1957 | 0.078584 | -0.091078 | -0.007654 | -0.18031 | 0 | 0 | 0 | 0 | 0 | 0 | [8 empty] | FALSE | FALSE | FALSE | FALSE | FALSE | #N/A
6360 | IVEYPTP4 | 0 | 0 | 1 | 0.25423 | 0.047041 | 0.022976 | -0.026619 | 0.00247 | -0.25423 | 0 | 0 | 0 | 0 | 0 | 0 | [8 empty] | FALSE | FALSE | FALSE | FALSE | FALSE | #N/A
6335 | OAKCK1 4 | 0 | 0 | 1 | 0.32255 | 0.031801 | 0.016949 | -0.019514 | 0.005475 | -0.32255 | 0 | 0 | 0 | 0 | 0 | 0 | [8 empty] | FALSE | FALSE | FALSE | FALSE | FALSE | #N/A
6327 | CEDARGP2 | 3.679 | 0 | 1 | 0.34508 | 0.025195 | 0.014458 | -0.016624 | 0.006694 | -0.34508 | 0 | 0 | 0 | 0 | 0 | 0 | [8 empty] | FALSE | FALSE | FALSE | FALSE | FALSE | #N/A
6328 | TUSCOLA2 | 10.581 | 0 | 1 | 0.33181 | 0.031022 | 0.016692 | -0.019224 | 0.005935 | -0.33181 | 0 | 0 | 0 | 0 | 0 | 0 | [8 empty] | FALSE | FALSE | FALSE | FALSE | FALSE | #N/A
1341 | SWTRDT T | 0 | 0 | 1 | 0.36956 | 0.020588 | 0.012525 | -0.014366 | 0.007479 | -0.36956 | 0 | 0 | 0 | 0 | 0 | 0 | [8 empty] | FALSE | FALSE | FALSE | FALSE | FALSE | #N/A
6329 | GLDBSK9 | 2.12 | 0 | 1 | 0.23478 | 0.050962 | 0.024621 | -0.028571 | 0.001685 | -0.23478 | 0 | 0 | 0 | 0 | 0 | 0 | [8 empty] | FALSE | FALSE | FALSE | FALSE | FALSE | #N/A
6330 | HAPVAL2 | 1.418 | 0 | 1 | 0.31608 | 0.03793 | 0.019339 | -0.022306 | 0.005037 | -0.31608 | 0 | 0 | 0 | 0 | 0 | 0 | [8 empty] | FALSE | FALSE | FALSE | FALSE | FALSE | #N/A
1340 | ESKOTA | 0.562 | 0 | 1 | 0.36676 | 0.020413 | 0.012471 | -0.014307 | 0.007545 | -0.36676 | 0 | 0 | 0 | 0 | 0 | 0 | [8 empty] | FALSE | FALSE | FALSE | FALSE | FALSE | #N/A
1339 | ESKOTA | 0 | 0 | 1 | 0.36552 | 0.020621 | 0.01258 | -0.014432 | 0.007431 | -0.36552 | 0 | 0 | 0 | 0 | 0 | 0 | [8 empty] | FALSE | FALSE | FALSE | FALSE | FALSE | #N/A
1334 | CHGOWNER | 0 | 0 | 1 | 0.36311 | 0.020675 | 0.012629 | -0.014491 | 0.007385 | -0.36311 | 0 | 0 | 0 | 0 | 0 | 0 | [8 empty] | FALSE | FALSE | FALSE | FALSE | FALSE | #N/A
6331 | BRADSHW2 | 0.15 | 0 | 1 | 0.31616 | 0.037893 | 0.019325 | -0.022289 | 0.005041 | -0.31616 | 0 | 0 | 0 | 0 | 0 | 0 | [8 empty] | FALSE | FALSE | FALSE | FALSE | FALSE | #N/A
6332 | HAPVALT2 | 0 | 0 | 1 | 0.31608 | 0.03793 | 0.019339 | -0.022306 | 0.005037 | -0.31608 | 0 | 0 | 0 | 0 | 0 | 0 | [8 empty] | FALSE | FALSE | FALSE | FALSE | FALSE | #N/A
1333 | MCDONALD SW | 0 | 21.42 | 1 | 0.37954 | 0.021765 | 0.012901 | -0.014782 | 0.007465 | -0.37954 | 8.1298 | 0.46621 | 0.27634 | -0.31663 | 0.1599 | -8.1298 | [8 empty] | TRUE | FALSE | FALSE | FALSE | FALSE | #N/A
6333 | WINTERS2 | 9.425 | 0 | 1 | 0.29924 | 0.045323 | 0.022172 | -0.025604 | 0.004075 | -0.29924 | 0 | 0 | 0 | 0 | 0 | 0 | [8 empty] | FALSE | FALSE | FALSE | FALSE | FALSE | #N/A
6348 | COLEMAN4 | 6.242 | 0 | 1 | 0.20865 | 0.051481 | 0.024809 | -0.02886 | 0.000778 | -0.20865 | 0 | 0 | 0 | 0 | 0 | 0 | [8 empty] | FALSE | FALSE | FALSE | FALSE | FALSE | #N/A
1319 | CHINAGRV | 0 | 0 | 1 | 0.37921 | 0.020489 | 0.012377 | -0.014188 | 0.007654 | -0.37921 | 0 | 0 | 0 | 0 | 0 | 0 | [8 empty] | FALSE | FALSE | FALSE | FALSE | FALSE | #N/A
6326 | ROBRTSR2 | 2.989 | 0 | 1 | 0.34329 | 0.025982 | 0.01476 | -0.016975 | 0.006591 | -0.34329 | 0 | 0 | 0 | 0 | 0 | 0 | [8 empty] | FALSE | FALSE | FALSE | FALSE | FALSE | #N/A
6336 | MECSNYDR | 0.634 | 0 | 1 | 0.37939 | 0.020413 | 0.012345 | -0.01415 | 0.00768 | -0.37939 | 0 | 0 | 0 | 0 | 0 | 0 | [8 empty] | FALSE | FALSE | FALSE | FALSE | FALSE | #N/A
6337 | BALEXXN2 | 0.073 | 0 | 1 | 0.26276 | 0.055991 | 0.026329 | -0.030469 | 0.002296 | -0.26276 | 0 | 0 | 0 | 0 | 0 | 0 | [8 empty] | FALSE | FALSE | FALSE | FALSE | FALSE | #N/A
6252 | SCOTT9 | 1.748 | 0 | 1 | 0.36347 | 0.020658 | 0.01259 | -0.014447 | 0.007473 | -0.36347 | 0 | 0 | 0 | 0 | 0 | 0 | [8 empty] | FALSE | FALSE | FALSE | FALSE | FALSE | #N/A
6340 | BALNGR 4 | 0 | 0 | 1 | 0.27616 | 0.044904 | 0.022094 | -0.02554 | 0.003284 | -0.27616 | 0 | 0 | 0 | 0 | 0 | 0 | [8 empty] | FALSE | FALSE | FALSE | FALSE | FALSE | #N/A
6229 | CALHNTP | 0 | 0 | 1 | 0.34645 | 0.02507 | 0.014303 | -0.016441 | 0.006691 | -0.34645 | 0 | 0 | 0 | 0 | 0 | 0 | [8 empty] | FALSE | FALSE | FALSE | FALSE | FALSE | #N/A
6342 | NOVICER2 | 0 | 0 | 1 | 0.25023 | 0.053739 | 0.025564 | -0.029619 | 0.002022 | -0.25023 | 0 | 0 | 0 | 0 | 0 | 0 | [8 empty] | FALSE | FALSE | FALSE | FALSE | FALSE | #N/A
6343 | TALPATL2 | 1.808 | 0 | 1 | 0.24601 | 0.05298 | 0.025306 | -0.029333 | 0.00193 | -0.24601 | 0 | 0 | 0 | 0 | 0 | 0 | [8 empty] | FALSE | FALSE | FALSE | FALSE | FALSE | #N/A
6344 | VALEREX2 | 0.191 | 0 | 1 | 0.23961 | 0.051831 | 0.024916 | -0.028899 | 0.001791 | -0.23961 | 0 | 0 | 0 | 0 | 0 | 0 | [8 empty] | FALSE | FALSE | FALSE | FALSE | FALSE | #N/A
6345 | GLDBSKR2 | 0 | 0 | 1 | 0.23478 | 0.050962 | 0.024621 | -0.028571 | 0.001685 | -0.23478 | 0 | 0 | 0 | 0 | 0 | 0 | [8 empty] | FALSE | FALSE | FALSE | FALSE | FALSE | #N/A
6346 | COLJNC 2 | 1.914 | 0 | 1 | 0.23105 | 0.050292 | 0.024394 | -0.028318 | 0.001604 | -0.23105 | 0 | 0 | 0 | 0 | 0 | 0 | [8 empty] | FALSE | FALSE | FALSE | FALSE | FALSE | #N/A
6347 | COLETAP4 | 13.43 | 0 | 1 | 0.20865 | 0.051481 | 0.024809 | -0.02886 | 0.000778 | -0.20865 | 0 | 0 | 0 | 0 | 0 | 0 | [8 empty] | FALSE | FALSE | FALSE | FALSE | FALSE | #N/A
1318 | CHINAGRV | 0 | 0 | 1 | 0.37994 | 0.020472 | 0.012364 | -0.014172 | 0.007664 | -0.37994 | 0 | 0 | 0 | 0 | 0 | 0 | [8 empty] | FALSE | FALSE | FALSE | FALSE | FALSE | #N/A
6334 | HATCHLR2 | 3.043 | 0 | 1 | 0.28042 | 0.053587 | 0.025339 | -0.02929 | 0.003 | -0.28042 | 0 | 0 | 0 | 0 | 0 | 0 | [8 empty] | FALSE | FALSE | FALSE | FALSE | FALSE | #N/A
1044 | MRGN F G | 0 | 67 | 1 | 0.38199 | 0.020487 | 0.012354 | -0.014161 | 0.007627 | -0.38199 | 25.5937 | 1.3726 | 0.82772 | -0.94879 | 0.51101 | -25.5937 | [8 empty] | TRUE | FALSE | FALSE | FALSE | FALSE | #N/A
6231 | ABMULC24 | 0 | 0 | 1 | 0.36803 | 0.020039 | 0.012267 | -0.014076 | 0.007626 | -0.36803 | 0 | 0 | 0 | 0 | 0 | 0 | [8 empty] | FALSE | FALSE | FALSE | FALSE | FALSE | #N/A
1419 | SWTWTR4G | 0 | 65 | 1 | 0.40965 | 0.017389 | 0.010979 | -0.012576 | 0.008289 | -0.40965 | 26.6274 | 1.1303 | 0.71363 | -0.81744 | 0.53878 | -26.6274 | [8 empty] | TRUE | FALSE | FALSE | FALSE | FALSE | #N/A
1420 | SWEETWTR | 0 | 0 | 1 | 0.40965 | 0.017389 | 0.010979 | -0.012576 | 0.008289 | -0.40965 | 0 | 0 | 0 | 0 | 0 | 0 | [8 empty] | FALSE | FALSE | FALSE | FALSE | FALSE | #N/A
6381 | BRADYRE2 | 5.143 | 0 | 4 | 0.16152 | 0.22273 | 0.088624 | -0.10276 | -0.009663 | -0.16152 | 0 | 0 | 0 | 0 | 0 | 0 | [8 empty] | FALSE | FALSE | FALSE | FALSE | FALSE | #N/A
1435 | MESQUITEW | 0 | 0 | 1 | 0.40851 | 0.016146 | 0.010458 | -0.011984 | 0.008571 | -0.40851 | 0 | 0 | 0 | 0 | 0 | 0 | [8 empty] | FALSE | FALSE | FALSE | FALSE | FALSE | #N/A
1437 | MESQUITEWG | 0 | 20 | 1 | 0.40851 | 0.016146 | 0.010458 | -0.011984 | 0.008571 | -0.40851 | 8.1701 | 0.32292 | 0.20916 | -0.23968 | 0.17142 | -8.1701 | [8 empty] | TRUE | FALSE | FALSE | FALSE | FALSE | #N/A
1066 | KINDERMG | 0 | 90 | 1 | 0.37923 | 0.020281 | 0.012292 | -0.01409 | 0.00772 | -0.37923 | 34.1305 | 1.8253 | 1.1063 | -1.2681 | 0.6948 | -34.1305 | [8 empty] | TRUE | FALSE | FALSE | FALSE | FALSE | #N/A
1065 | KINDERML | 0 | 0 | 1 | 0.37923 | 0.020281 | 0.012292 | -0.01409 | 0.00772 | -0.37923 | 0 | 0 | 0 | 0 | 0 | 0 | [8 empty] | FALSE | FALSE | FALSE | FALSE | FALSE | #N/A
1064 | SUN | 62.352 | 0 | 1 | 0.37923 | 0.020281 | 0.012292 | -0.01409 | 0.00772 | -0.37923 | 0 | 0 | 0 | 0 | 0 | 0 | [8 empty] | FALSE | FALSE | FALSE | FALSE | FALSE | #N/A
1063 | CIELOWIN | 0 | 0 | 1 | 0.37923 | 0.020281 | 0.012292 | -0.01409 | 0.00772 | -0.37923 | 0 | 0 | 0 | 0 | 0 | 0 | [8 empty] | FALSE | FALSE | FALSE | FALSE | FALSE | #N/A
1062 | CIELOG#2 | 0 | 6.1 | 1 | 0.37923 | 0.020281 | 0.012292 | -0.01409 | 0.00772 | -0.37923 | 2.3133 | 0.12371 | 0.074981 | -0.085949 | 0.047092 | -2.3133 | [8 empty] | TRUE | FALSE | FALSE | FALSE | FALSE | #N/A
1418 | SWTWTR3G | 0 | 65 | 1 | 0.40965 | 0.017389 | 0.010979 | -0.012576 | 0.008289 | -0.40965 | 26.6274 | 1.1303 | 0.71363 | -0.81744 | 0.53878 | -26.6274 | [8 empty] | TRUE | FALSE | FALSE | FALSE | FALSE | #N/A
1050 | BITTERCK | 0 | 16.6 | 1 | 0.38245 | 0.019637 | 0.011976 | -0.013732 | 0.007789 | -0.38245 | 6.3486 | 0.32597 | 0.1988 | -0.22795 | 0.1293 | -6.3486 | [8 empty] | TRUE | FALSE | FALSE | FALSE | FALSE | #N/A
1417 | SWTWTR2G | 0 | 69 | 1 | 0.40965 | 0.017389 | 0.010979 | -0.012576 | 0.008289 | -0.40965 | 28.266 | 1.1998 | 0.75755 | -0.86774 | 0.57194 | -28.266 | [8 empty] | TRUE | FALSE | FALSE | FALSE | FALSE | #N/A
1043 | MRGN E G | 0 | 72 | 1 | 0.38199 | 0.020487 | 0.012354 | -0.014161 | 0.007627 | -0.38199 | 27.5036 | 1.4751 | 0.88949 | -1.0196 | 0.54914 | -27.5036 | [8 empty] | TRUE | FALSE | FALSE | FALSE | FALSE | #N/A
1042 | MRGN D G | 0 | 70 | 1 | 0.38199 | 0.020487 | 0.012354 | -0.014161 | 0.007627 | -0.38199 | 26.7396 | 1.4341 | 0.86478 | -0.99127 | 0.53389 | -26.7396 | [8 empty] | TRUE | FALSE | FALSE | FALSE | FALSE | #N/A
1041 | MRGN C G | 0 | 69 | 1 | 0.38199 | 0.020487 | 0.012354 | -0.014161 | 0.007627 | -0.38199 | 26.3577 | 1.4136 | 0.85243 | -0.97711 | 0.52626 | -26.3577 | [8 empty] | TRUE | FALSE | FALSE | FALSE | FALSE | #N/A
1040 | MRGN B G | 0 | 70 | 1 | 0.38199 | 0.020487 | 0.012354 | -0.014161 | 0.007627 | -0.38199 | 26.7396 | 1.4341 | 0.86478 | -0.99127 | 0.53389 | -26.7396 | [8 empty] | TRUE | FALSE | FALSE | FALSE | FALSE | #N/A
1039 | MRGN A G | 0 | 69 | 1 | 0.38199 | 0.020487 | 0.012354 | -0.014161 | 0.007627 | -0.38199 | 26.3577 | 1.4136 | 0.85243 | -0.97711 | 0.52626 | -26.3577 | [8 empty] | TRUE | FALSE | FALSE | FALSE | FALSE | #N/A
1037 | MORGAN5G | 0 | 0 | 1 | 0.38199 | 0.020487 | 0.012354 | -0.014161 | 0.007627 | -0.38199 | 0 | 0 | 0 | 0 | 0 | 0 | [8 empty] | FALSE | FALSE | FALSE | FALSE | FALSE | #N/A
1034 | MCTMODEL | 0 | 0 | 1 | 0.37993 | 0.020703 | 0.012456 | -0.014279 | 0.007596 | -0.37993 | 0 | 0 | 0 | 0 | 0 | 0 | [8 empty] | FALSE | FALSE | FALSE | FALSE | FALSE | #N/A
6000 | SILVRTP1 | 0 | 0 | 1 | 0.3204 | 0.035756 | 0.018495 | -0.02129 | 0.005136 | -0.3204 | 0 | 0 | 0 | 0 | 0 | 0 | [8 empty] | FALSE | FALSE | FALSE | FALSE | FALSE | #N/A
6001 | SAJACKT2 | 0 | 0 | 1 | 0.29816 | 0.04615 | 0.022682 | -0.026087 | 0.003859 | -0.29816 | 0 | 0 | 0 | 0 | 0 | 0 | [8 empty] | FALSE | FALSE | FALSE | FALSE | FALSE | #N/A
6003 | BRNHRTP2 | 0 | 0 | 1 | 0.31656 | 0.04383 | 0.02218 | -0.025388 | 0.004464 | -0.31656 | 0 | 0 | 0 | 0 | 0 | 0 | [8 empty] | FALSE | FALSE | FALSE | FALSE | FALSE | #N/A
6004 | CCTPATL2 | 0 | 0 | 1 | 0.24838 | 0.053408 | 0.025452 | -0.029494 | 0.001982 | -0.24838 | 0 | 0 | 0 | 0 | 0 | 0 | [8 empty] | FALSE | FALSE | FALSE | FALSE | FALSE | #N/A
6006 | NBRADY2 | 0 | 0 | 4 | 0.16341 | 0.22001 | 0.087614 | -0.10158 | -0.009461 | -0.16341 | 0 | 0 | 0 | 0 | 0 | 0 | [8 empty] | FALSE | FALSE | FALSE | FALSE | FALSE | #N/A
1061 | CIELOG#1 | 0 | 9.9 | 1 | 0.37923 | 0.020281 | 0.012292 | -0.01409 | 0.00772 | -0.37923 | 3.7544 | 0.20078 | 0.12169 | -0.13949 | 0.076428 | -3.7544 | [8 empty] | TRUE | FALSE | FALSE | FALSE | FALSE | #N/A
1387 | USGYP T | 0 | 0 | 1 | 0.36805 | 0.020434 | 0.012467 | -0.0143 | 0.007552 | -0.36805 | 0 | 0 | 0 | 0 | 0 | 0 | [8 empty] | FALSE | FALSE | FALSE | FALSE | FALSE | #N/A
1409 | NOLAN WT | 0 | 0 | 1 | 0.36676 | 0.020413 | 0.012471 | -0.014307 | 0.007545 | -0.36676 | 0 | 0 | 0 | 0 | 0 | 0 | [8 empty] | FALSE | FALSE | FALSE | FALSE | FALSE | #N/A
1408 | NOLANWTA | 4.331 | 0 | 1 | 0.36676 | 0.020413 | 0.012471 | -0.014307 | 0.007545 | -0.36676 | 0 | 0 | 0 | 0 | 0 | 0 | [8 empty] | FALSE | FALSE | FALSE | FALSE | FALSE | #N/A
1407 | LONESTAR | 8.786 | 0 | 1 | 0.36676 | 0.020413 | 0.012471 | -0.014307 | 0.007545 | -0.36676 | 0 | 0 | 0 | 0 | 0 | 0 | [8 empty] | FALSE | FALSE | FALSE | FALSE | FALSE | #N/A
1406 | OAKCREEK | 0.631 | 0 | 1 | 0.36676 | 0.020413 | 0.012471 | -0.014307 | 0.007545 | -0.36676 | 0 | 0 | 0 | 0 | 0 | 0 | [8 empty] | FALSE | FALSE | FALSE | FALSE | FALSE | #N/A
1402 | COGDELL | 19.173 | 0 | 1 | 0.37938 | 0.020399 | 0.012339 | -0.014144 | 0.007685 | -0.37938 | 0 | 0 | 0 | 0 | 0 | 0 | [8 empty] | FALSE | FALSE | FALSE | FALSE | FALSE | #N/A
5812 | SABNAL9 | 2.45 | 0 | 4 | 0.036391 | 0.38442 | 0.19519 | -0.21617 | -0.02412 | -0.036391 | 0 | 0 | 0 | 0 | 0 | 0 | [8 empty] | FALSE | FALSE | FALSE | FALSE | FALSE | #N/A
5813 | PEARSON8 | 0 | 0 | 4 | 0.022643 | 0.40748 | 0.1986 | -0.22056 | -0.025391 | -0.022643 | 0 | 0 | 0 | 0 | 0 | 0 | [8 empty] | FALSE | FALSE | FALSE | FALSE | FALSE | #N/A
1401 | COGDEL T | 0 | 0 | 1 | 0.37938 | 0.020399 | 0.012339 | -0.014144 | 0.007685 | -0.37938 | 0 | 0 | 0 | 0 | 0 | 0 | [8 empty] | FALSE | FALSE | FALSE | FALSE | FALSE | #N/A
1400 | TXCO COG | 10.941 | 0 | 1 | 0.37938 | 0.020399 | 0.012339 | -0.014144 | 0.007685 | -0.37938 | 0 | 0 | 0 | 0 | 0 | 0 | [8 empty] | FALSE | FALSE | FALSE | FALSE | FALSE | #N/A
5817 | FERRSW9 | 0 | 0 | 4 | 0.032791 | 0.3887 | 0.1975 | -0.21872 | -0.024488 | -0.032791 | 0 | 0 | 0 | 0 | 0 | 0 | [8 empty] | FALSE | FALSE | FALSE | FALSE | FALSE | #N/A
5818 | FERSUB9 | 6.52 | 0 | 4 | 0.032791 | 0.3887 | 0.1975 | -0.21872 | -0.024488 | -0.032791 | 0 | 0 | 0 | 0 | 0 | 0 | [8 empty] | FALSE | FALSE | FALSE | FALSE | FALSE | #N/A
729 | SCURRYSW | 0 | 0 | 1 | 0.37801 | 0.020027 | 0.012198 | -0.013982 | 0.007795 | -0.37801 | 0 | 0 | 0 | 0 | 0 | 0 | [8 empty] | FALSE | FALSE | FALSE | FALSE | FALSE | #N/A
5820 | UVALDE9 | 3.49 | 0 | 4 | 0.032731 | 0.38877 | 0.19754 | -0.21876 | -0.024494 | -0.032731 | 0 | 0 | 0 | 0 | 0 | 0 | [8 empty] | FALSE | FALSE | FALSE | FALSE | FALSE | #N/A
6012 | TWBT4STR | 0 | 0 | 1 | 0.30675 | 0.040594 | 0.020523 | -0.023584 | 0.004396 | -0.30675 | 0 | 0 | 0 | 0 | 0 | 0 | [8 empty] | FALSE | FALSE | FALSE | FALSE | FALSE | #N/A
5822 | LEONA 9 | 2.65 | 0 | 4 | 0.032731 | 0.38877 | 0.19754 | -0.21876 | -0.024494 | -0.032731 | 0 | 0 | 0 | 0 | 0 | 0 | [8 empty] | FALSE | FALSE | FALSE | FALSE | FALSE | #N/A
5823 | UVLDSW9 | 0 | 0 | 4 | 0.032731 | 0.38877 | 0.19754 | -0.21876 | -0.024494 | -0.032731 | 0 | 0 | 0 | 0 | 0 | 0 | [8 empty] | FALSE | FALSE | FALSE | FALSE | FALSE | #N/A
5824 | W.UVAL9 | 0 | 0 | 4 | 0.032731 | 0.38877 | 0.19754 | -0.21876 | -0.024494 | -0.032731 | 0 | 0 | 0 | 0 | 0 | 0 | [8 empty] | FALSE | FALSE | FALSE | FALSE | FALSE | #N/A
1386 | FLINT ST | 0 | 0 | 1 | 0.3678 | 0.02043 | 0.012468 | -0.014302 | 0.007551 | -0.3678 | 0 | 0 | 0 | 0 | 0 | 0 | [8 empty] | FALSE | FALSE | FALSE | FALSE | FALSE | #N/A
1385 | FLINTKOT | 1.657 | 0 | 1 | 0.3678 | 0.02043 | 0.012468 | -0.014302 | 0.007551 | -0.3678 | 0 | 0 | 0 | 0 | 0 | 0 | [8 empty] | FALSE | FALSE | FALSE | FALSE | FALSE | #N/A
1384 | USGYP 1 | 4.399 | 0 | 1 | 0.36805 | 0.020434 | 0.012467 | -0.0143 | 0.007552 | -0.36805 | 0 | 0 | 0 | 0 | 0 | 0 | [8 empty] | FALSE | FALSE | FALSE | FALSE | FALSE | #N/A
1410 | ENSCRKSS | 0 | 0 | 1 | 0.37933 | 0.020352 | 0.01232 | -0.014122 | 0.007704 | -0.37933 | 0 | 0 | 0 | 0 | 0 | 0 | [8 empty] | FALSE | FALSE | FALSE | FALSE | FALSE | #N/A
1411 | ENSCRKSS | 0 | 0 | 1 | 0.37938 | 0.020397 | 0.012338 | -0.014143 | 0.007686 | -0.37938 | 0 | 0 | 0 | 0 | 0 | 0 | [8 empty] | FALSE | FALSE | FALSE | FALSE | FALSE | #N/A
1412 | PLAINV T | 0 | 0 | 1 | 0.37939 | 0.02041 | 0.012343 | -0.014149 | 0.007681 | -0.37939 | 0 | 0 | 0 | 0 | 0 | 0 | [8 empty] | FALSE | FALSE | FALSE | FALSE | FALSE | #N/A
5883 | DOWNIE 9 | 0 | 0 | 4 | 0.032731 | 0.38877 | 0.19754 | -0.21876 | -0.024494 | -0.032731 | 0 | 0 | 0 | 0 | 0 | 0 | [8 empty] | FALSE | FALSE | FALSE | FALSE | FALSE | #N/A
5885 | DOWNIE | 0 | 0 | 4 | 0.029943 | 0.39208 | 0.19933 | -0.22074 | -0.02478 | -0.029943 | 0 | 0 | 0 | 0 | 0 | 0 | [8 empty] | FALSE | FALSE | FALSE | FALSE | FALSE | #N/A
1416 | SWTWTR1G | 0 | 29 | 1 | 0.40965 | 0.017389 | 0.010979 | -0.012576 | 0.008289 | -0.40965 | 11.8799 | 0.50428 | 0.31839 | -0.3647 | 0.24038 | -11.8799 | [8 empty] | TRUE | FALSE | FALSE | FALSE | FALSE | #N/A
1398 | RADIUM M | 0 | 0 | 1 | 0.36989 | 0.018615 | 0.011699 | -0.013414 | 0.008175 | -0.36989 | 0 | 0 | 0 | 0 | 0 | 0 | [8 empty] | FALSE | FALSE | FALSE | FALSE | FALSE | #N/A
6238 | HAWEXTP2 | 0 | 0 | 1 | 0.36214 | 0.01974 | 0.012233 | -0.014037 | 0.00775 | -0.36214 | 0 | 0 | 0 | 0 | 0 | 0 | [8 empty] | FALSE | FALSE | FALSE | FALSE | FALSE | #N/A
6221 | ABRAINY2 | 0 | 0 | 1 | 0.35584 | 0.02064 | 0.012691 | -0.014568 | 0.007372 | -0.35584 | 0 | 0 | 0 | 0 | 0 | 0 | [8 empty] | FALSE | FALSE | FALSE | FALSE | FALSE | #N/A
6222 | PHATM W4 | 0 | 0 | 1 | 0.35902 | 0.020464 | 0.012559 | -0.014415 | 0.007464 | -0.35902 | 0 | 0 | 0 | 0 | 0 | 0 | [8 empty] | FALSE | FALSE | FALSE | FALSE | FALSE | #N/A
6223 | ABRAINY4 | 14.278 | 0 | 1 | 0.36082 | 0.020547 | 0.012555 | -0.01441 | 0.007481 | -0.36082 | 0 | 0 | 0 | 0 | 0 | 0 | [8 empty] | FALSE | FALSE | FALSE | FALSE | FALSE | #N/A
6224 | ABILNW 2 | 0 | 0 | 1 | 0.35914 | 0.020427 | 0.012546 | -0.0144 | 0.007494 | -0.35914 | 0 | 0 | 0 | 0 | 0 | 0 | [8 empty] | FALSE | FALSE | FALSE | FALSE | FALSE | #N/A
6225 | ABLNW2 2 | 0 | 0 | 1 | 0.35964 | 0.020942 | 0.012727 | -0.014609 | 0.007389 | -0.35964 | 0 | 0 | 0 | 0 | 0 | 0 | [8 empty] | FALSE | FALSE | FALSE | FALSE | FALSE | #N/A
6226 | ABEASTP | 0 | 0 | 1 | 0.35711 | 0.020648 | 0.01267 | -0.014542 | 0.007354 | -0.35711 | 0 | 0 | 0 | 0 | 0 | 0 | [8 empty] | FALSE | FALSE | FALSE | FALSE | FALSE | #N/A
6228 | ABILNW14 | 0 | 0 | 1 | 0.36227 | 0.020614 | 0.012552 | -0.014407 | 0.007495 | -0.36227 | 0 | 0 | 0 | 0 | 0 | 0 | [8 empty] | FALSE | FALSE | FALSE | FALSE | FALSE | #N/A
6230 | ABMULCE7 | 0 | 0 | 1 | 0.37955 | 0.019038 | 0.011729 | -0.013453 | 0.007925 | -0.37955 | 0 | 0 | 0 | 0 | 0 | 0 | [8 empty] | FALSE | FALSE | FALSE | FALSE | FALSE | #N/A
6232 | ABMULCK4 | 0 | 0 | 1 | 0.36539 | 0.02033 | 0.012403 | -0.014234 | 0.007573 | -0.36539 | 0 | 0 | 0 | 0 | 0 | 0 | [8 empty] | FALSE | FALSE | FALSE | FALSE | FALSE | #N/A
6233 | ABMULSTR | 0 | 0 | 1 | 0.38179 | 0.018834 | 0.011623 | -0.013329 | 0.007981 | -0.38179 | 0 | 0 | 0 | 0 | 0 | 0 | [8 empty] | FALSE | FALSE | FALSE | FALSE | FALSE | #N/A
6235 | ABMULCW7 | 0 | 0 | 1 | 0.37953 | 0.019033 | 0.011727 | -0.01345 | 0.007929 | -0.37953 | 0 | 0 | 0 | 0 | 0 | 0 | [8 empty] | FALSE | FALSE | FALSE | FALSE | FALSE | #N/A
6009 | TWBT7 | 0 | 0 | 1 | 0.31713 | 0.028414 | 0.015699 | -0.018036 | 0.005358 | -0.31713 | 0 | 0 | 0 | 0 | 0 | 0 | [8 empty] | FALSE | FALSE | FALSE | FALSE | FALSE | #N/A
6237 | CLRGKTP2 | 6.012 | 0 | 1 | 0.36056 | 0.020102 | 0.012398 | -0.014228 | 0.007615 | -0.36056 | 0 | 0 | 0 | 0 | 0 | 0 | [8 empty] | FALSE | FALSE | FALSE | FALSE | FALSE | #N/A
6218 | NUGENTR2 | 2.547 | 0 | 1 | 0.35062 | 0.020357 | 0.012699 | -0.01458 | 0.007296 | -0.35062 | 0 | 0 | 0 | 0 | 0 | 0 | [8 empty] | FALSE | FALSE | FALSE | FALSE | FALSE | #N/A
6239 | EASTVGT2 | 0 | 0 | 1 | 0.35814 | 0.020492 | 0.01259 | -0.014451 | 0.007457 | -0.35814 | 0 | 0 | 0 | 0 | 0 | 0 | [8 empty] | FALSE | FALSE | FALSE | FALSE | FALSE | #N/A
6240 | EASTVGL2 | 16.109 | 0 | 1 | 0.35814 | 0.020492 | 0.01259 | -0.014451 | 0.007457 | -0.35814 | 0 | 0 | 0 | 0 | 0 | 0 | [8 empty] | FALSE | FALSE | FALSE | FALSE | FALSE | #N/A
6241 | ELYTAP 2 | 0 | 0 | 1 | 0.36148 | 0.020805 | 0.012661 | -0.014531 | 0.007429 | -0.36148 | 0 | 0 | 0 | 0 | 0 | 0 | [8 empty] | FALSE | FALSE | FALSE | FALSE | FALSE | #N/A
6242 | MERKEL 2 | 5.212 | 0 | 1 | 0.36251 | 0.020729 | 0.012624 | -0.014487 | 0.007452 | -0.36251 | 0 | 0 | 0 | 0 | 0 | 0 | [8 empty] | FALSE | FALSE | FALSE | FALSE | FALSE | #N/A
6243 | CLRFKPM | 0 | 0 | 1 | 0.35062 | 0.020357 | 0.012699 | -0.01458 | 0.007296 | -0.35062 | 0 | 0 | 0 | 0 | 0 | 0 | [8 empty] | FALSE | FALSE | FALSE | FALSE | FALSE | #N/A
6244 | ABWALTP2 | 0 | 0 | 1 | 0.35691 | 0.020571 | 0.012644 | -0.014514 | 0.007412 | -0.35691 | 0 | 0 | 0 | 0 | 0 | 0 | [8 empty] | FALSE | FALSE | FALSE | FALSE | FALSE | #N/A
6245 | ABRBPRS2 | 5.327 | 0 | 1 | 0.35327 | 0.020501 | 0.012695 | -0.014574 | 0.007334 | -0.35327 | 0 | 0 | 0 | 0 | 0 | 0 | [8 empty] | FALSE | FALSE | FALSE | FALSE | FALSE | #N/A
6246 | SCOTTR 2 | 0 | 0 | 1 | 0.36347 | 0.020658 | 0.01259 | -0.014447 | 0.007473 | -0.36347 | 0 | 0 | 0 | 0 | 0 | 0 | [8 empty] | FALSE | FALSE | FALSE | FALSE | FALSE | #N/A
6247 | TRENT 2 | 2.734 | 0 | 1 | 0.36411 | 0.02061 | 0.012566 | -0.014419 | 0.007487 | -0.36411 | 0 | 0 | 0 | 0 | 0 | 0 | [8 empty] | FALSE | FALSE | FALSE | FALSE | FALSE | #N/A
6248 | HAWEXXN2 | 2.526 | 0 | 1 | 0.36214 | 0.01974 | 0.012233 | -0.014037 | 0.00775 | -0.36214 | 0 | 0 | 0 | 0 | 0 | 0 | [8 empty] | FALSE | FALSE | FALSE | FALSE | FALSE | #N/A
6249 | DELKREA2 | 0 | 0 | 1 | 0.36087 | 0.020031 | 0.012366 | -0.01419 | 0.007642 | -0.36087 | 0 | 0 | 0 | 0 | 0 | 0 | [8 empty] | FALSE | FALSE | FALSE | FALSE | FALSE | #N/A
6250 | DELK 2 | 4.813 | 0 | 1 | 0.36087 | 0.020031 | 0.012366 | -0.01419 | 0.007642 | -0.36087 | 0 | 0 | 0 | 0 | 0 | 0 | [8 empty] | FALSE | FALSE | FALSE | FALSE | FALSE | #N/A
6236 | ONYXREA2 | 1.407 | 0 | 1 | 0.36013 | 0.020201 | 0.012443 | -0.01428 | 0.007579 | -0.36013 | 0 | 0 | 0 | 0 | 0 | 0 | [8 empty] | FALSE | FALSE | FALSE | FALSE | FALSE | #N/A
1380 | ROSCOE | 3.937 | 0 | 1 | 0.37125 | 0.020486 | 0.012456 | -0.014285 | 0.007571 | -0.37125 | 0 | 0 | 0 | 0 | 0 | 0 | [8 empty] | FALSE | FALSE | FALSE | FALSE | FALSE | #N/A
6251 | ELY9 | 8.418 | 0 | 1 | 0.36148 | 0.020805 | 0.012661 | -0.014531 | 0.007429 | -0.36148 | 0 | 0 | 0 | 0 | 0 | 0 | [8 empty] | FALSE | FALSE | FALSE | FALSE | FALSE | #N/A
6013 | TWB4TERT | 0 | 0 | 1 | 0.30675 | 0.040594 | 0.020523 | -0.023584 | 0.004396 | -0.30675 | 0 | 0 | 0 | 0 | 0 | 0 | [8 empty] | FALSE | FALSE | FALSE | FALSE | FALSE | #N/A
6175 | ANSON 2 | 3.042 | 0 | 1 | 0.36529 | 0.019016 | 0.011905 | -0.013654 | 0.00802 | -0.36529 | 0 | 0 | 0 | 0 | 0 | 0 | [8 empty] | FALSE | FALSE | FALSE | FALSE | FALSE | #N/A
6176 | ANSONRE2 | 7.381 | 0 | 1 | 0.36458 | 0.019179 | 0.011979 | -0.01374 | 0.007959 | -0.36458 | 0 | 0 | 0 | 0 | 0 | 0 | [8 empty] | FALSE | FALSE | FALSE | FALSE | FALSE | #N/A
6180 | RADIUM 2 | 0 | 0 | 1 | 0.36744 | 0.018819 | 0.011804 | -0.013536 | 0.008098 | -0.36744 | 0 | 0 | 0 | 0 | 0 | 0 | [8 empty] | FALSE | FALSE | FALSE | FALSE | FALSE | #N/A
6183 | HAMLINR2 | 0.727 | 0 | 1 | 0.3675 | 0.018775 | 0.011782 | -0.013511 | 0.008123 | -0.3675 | 0 | 0 | 0 | 0 | 0 | 0 | [8 empty] | FALSE | FALSE | FALSE | FALSE | FALSE | #N/A
6185 | HAMLIN 2 | 5.109 | 0 | 1 | 0.3675 | 0.018771 | 0.01178 | -0.013509 | 0.008125 | -0.3675 | 0 | 0 | 0 | 0 | 0 | 0 | [8 empty] | FALSE | FALSE | FALSE | FALSE | FALSE | #N/A
6192 | RONDTOP2 | 2.935 | 0 | 1 | 0.36747 | 0.019106 | 0.01192 | -0.013669 | 0.008009 | -0.36747 | 0 | 0 | 0 | 0 | 0 | 0 | [8 empty] | FALSE | FALSE | FALSE | FALSE | FALSE | #N/A
6193 | PLASTCO2 | 4.008 | 0 | 1 | 0.36749 | 0.018965 | 0.011861 | -0.013602 | 0.008058 | -0.36749 | 0 | 0 | 0 | 0 | 0 | 0 | [8 empty] | FALSE | FALSE | FALSE | FALSE | FALSE | #N/A
6194 | RONDTPT2 | 0 | 0 | 1 | 0.36747 | 0.019106 | 0.01192 | -0.013669 | 0.008009 | -0.36747 | 0 | 0 | 0 | 0 | 0 | 0 | [8 empty] | FALSE | FALSE | FALSE | FALSE | FALSE | #N/A
6195 | ROBY 2 | 2.22 | 0 | 1 | 0.36744 | 0.019432 | 0.012056 | -0.013826 | 0.007895 | -0.36744 | 0 | 0 | 0 | 0 | 0 | 0 | [8 empty] | FALSE | FALSE | FALSE | FALSE | FALSE | #N/A
1383 | USGYP 2 | 0 | 0 | 1 | 0.36805 | 0.020434 | 0.012467 | -0.0143 | 0.007552 | -0.36805 | 0 | 0 | 0 | 0 | 0 | 0 | [8 empty] | FALSE | FALSE | FALSE | FALSE | FALSE | #N/A
6220 | FTPHPMT2 | 0 | 0 | 1 | 0.35182 | 0.020422 | 0.012697 | -0.014577 | 0.007313 | -0.35182 | 0 | 0 | 0 | 0 | 0 | 0 | [8 empty] | FALSE | FALSE | FALSE | FALSE | FALSE | #N/A
1381 | SWEETWTR | 6.178 | 0 | 1 | 0.36906 | 0.02045 | 0.012463 | -0.014296 | 0.007558 | -0.36906 | 0 | 0 | 0 | 0 | 0 | 0 | [8 empty] | FALSE | FALSE | FALSE | FALSE | FALSE | #N/A
6219 | NUGENTT2 | 0 | 0 | 1 | 0.35062 | 0.020357 | 0.012699 | -0.01458 | 0.007296 | -0.35062 | 0 | 0 | 0 | 0 | 0 | 0 | [8 empty] | FALSE | FALSE | FALSE | FALSE | FALSE | #N/A
1379 | LORAINE | 1.171 | 0 | 1 | 0.37511 | 0.020548 | 0.012442 | -0.014266 | 0.007593 | -0.37511 | 0 | 0 | 0 | 0 | 0 | 0 | [8 empty] | FALSE | FALSE | FALSE | FALSE | FALSE | #N/A
1378 | COLO CTY | 14.87 | 0 | 1 | 0.37801 | 0.020595 | 0.012432 | -0.014252 | 0.00761 | -0.37801 | 0 | 0 | 0 | 0 | 0 | 0 | [8 empty] | FALSE | FALSE | FALSE | FALSE | FALSE | #N/A
1376 | AMOCO T | 0 | 0 | 1 | 0.37922 | 0.020487 | 0.012377 | -0.014187 | 0.007654 | -0.37922 | 0 | 0 | 0 | 0 | 0 | 0 | [8 empty] | FALSE | FALSE | FALSE | FALSE | FALSE | #N/A
1375 | AMOCO | 0.548 | 0 | 1 | 0.37921 | 0.020489 | 0.012377 | -0.014188 | 0.007654 | -0.37921 | 0 | 0 | 0 | 0 | 0 | 0 | [8 empty] | FALSE | FALSE | FALSE | FALSE | FALSE | #N/A
6211 | ALBANYT2 | 0 | 0 | 1 | 0.35062 | 0.020357 | 0.012699 | -0.01458 | 0.007296 | -0.35062 | 0 | 0 | 0 | 0 | 0 | 0 | [8 empty] | FALSE | FALSE | FALSE | FALSE | FALSE | #N/A
1374 | CHGRGULF | 1.248 | 0 | 1 | 0.37921 | 0.020489 | 0.012377 | -0.014188 | 0.007654 | -0.37921 | 0 | 0 | 0 | 0 | 0 | 0 | [8 empty] | FALSE | FALSE | FALSE | FALSE | FALSE | #N/A
1373 | COLBASIN | 6.213 | 0 | 1 | 0.37921 | 0.020489 | 0.012377 | -0.014188 | 0.007654 | -0.37921 | 0 | 0 | 0 | 0 | 0 | 0 | [8 empty] | FALSE | FALSE | FALSE | FALSE | FALSE | #N/A
1370 | SANTA FE | 2.416 | 0 | 1 | 0.37936 | 0.020427 | 0.012351 | -0.014157 | 0.007675 | -0.37936 | 0 | 0 | 0 | 0 | 0 | 0 | [8 empty] | FALSE | FALSE | FALSE | FALSE | FALSE | #N/A
6215 | ABRBRSN2 | 0 | 0 | 1 | 0.35327 | 0.020501 | 0.012695 | -0.014574 | 0.007334 | -0.35327 | 0 | 0 | 0 | 0 | 0 | 0 | [8 empty] | FALSE | FALSE | FALSE | FALSE | FALSE | #N/A
6216 | BLF CRK | 0 | 0 | 1 | 0.34933 | 0.02336 | 0.013592 | -0.01561 | 0.006766 | -0.34933 | 0 | 0 | 0 | 0 | 0 | 0 | [8 empty] | FALSE | FALSE | FALSE | FALSE | FALSE | #N/A
6217 | FTPHPMP2 | 0.636 | 0 | 1 | 0.35182 | 0.020422 | 0.012697 | -0.014577 | 0.007313 | -0.35182 | 0 | 0 | 0 | 0 | 0 | 0 | [8 empty] | FALSE | FALSE | FALSE | FALSE | FALSE | #N/A
6011 | TWBT4 | 0 | 0 | 1 | 0.30807 | 0.039039 | 0.019907 | -0.022875 | 0.004519 | -0.30807 | 0 | 0 | 0 | 0 | 0 | 0 | [8 empty] | FALSE | FALSE | FALSE | FALSE | FALSE | #N/A
1382 | USGYP ST | 0 | 0 | 1 | 0.36805 | 0.020434 | 0.012467 | -0.0143 | 0.007552 | -0.36805 | 0 | 0 | 0 | 0 | 0 | 0 | [8 empty] | FALSE | FALSE | FALSE | FALSE | FALSE | #N/A
6479 | SAPS TIE | 0 | 0 | 1 | 0.29623 | 0.048493 | 0.023561 | -0.027104 | 0.003674 | -0.29623 | 0 | 0 | 0 | 0 | 0 | 0 | [8 empty] | FALSE | FALSE | FALSE | FALSE | FALSE | #N/A
6480 | SAPS1 4 | 0 | 0 | 1 | 0.29623 | 0.048504 | 0.023565 | -0.027108 | 0.003673 | -0.29623 | 0 | 0 | 0 | 0 | 0 | 0 | [8 empty] | FALSE | FALSE | FALSE | FALSE | FALSE | #N/A
6481 | SASLAND4 | 17.858 | 0 | 1 | 0.29634 | 0.04822 | 0.023455 | -0.026982 | 0.003693 | -0.29634 | 0 | 0 | 0 | 0 | 0 | 0 | [8 empty] | FALSE | FALSE | FALSE | FALSE | FALSE | #N/A
6478 | SAPS 2 | 0 | 0 | 1 | 0.29805 | 0.046444 | 0.022788 | -0.02621 | 0.00384 | -0.29805 | 0 | 0 | 0 | 0 | 0 | 0 | [8 empty] | FALSE | FALSE | FALSE | FALSE | FALSE | #N/A
6477 | SAMTFLD2 | 2.714 | 0 | 1 | 0.30206 | 0.045445 | 0.022498 | -0.025849 | 0.003999 | -0.30206 | 0 | 0 | 0 | 0 | 0 | 0 | [8 empty] | FALSE | FALSE | FALSE | FALSE | FALSE | #N/A
6473 | SABENFK4 | 10.356 | 0 | 1 | 0.29678 | 0.046582 | 0.022817 | -0.026248 | 0.003797 | -0.29678 | 0 | 0 | 0 | 0 | 0 | 0 | [8 empty] | FALSE | FALSE | FALSE | FALSE | FALSE | #N/A
6471 | SAAVE N2 | 15.084 | 0 | 1 | 0.29874 | 0.045925 | 0.022583 | -0.025975 | 0.003889 | -0.29874 | 0 | 0 | 0 | 0 | 0 | 0 | [8 empty] | FALSE | FALSE | FALSE | FALSE | FALSE | #N/A
6470 | SACHWST4 | 34.726 | 0 | 1 | 0.29678 | 0.047155 | 0.023041 | -0.026506 | 0.003765 | -0.29678 | 0 | 0 | 0 | 0 | 0 | 0 | [8 empty] | FALSE | FALSE | FALSE | FALSE | FALSE | #N/A
6468 | SACHWST2 | 0 | 0 | 1 | 0.29899 | 0.045737 | 0.022509 | -0.025889 | 0.003907 | -0.29899 | 0 | 0 | 0 | 0 | 0 | 0 | [8 empty] | FALSE | FALSE | FALSE | FALSE | FALSE | #N/A
6467 | SAWALN 2 | 19.283 | 0 | 1 | 0.29869 | 0.045514 | 0.022425 | -0.025793 | 0.003911 | -0.29869 | 0 | 0 | 0 | 0 | 0 | 0 | [8 empty] | FALSE | FALSE | FALSE | FALSE | FALSE | #N/A
6466 | SAWALTP2 | 0 | 0 | 1 | 0.29869 | 0.045514 | 0.022425 | -0.025793 | 0.003911 | -0.29869 | 0 | 0 | 0 | 0 | 0 | 0 | [8 empty] | FALSE | FALSE | FALSE | FALSE | FALSE | #N/A
6464 | SANORTH4 | 0 | 0 | 1 | 0.29793 | 0.043347 | 0.02156 | -0.024802 | 0.004011 | -0.29793 | 0 | 0 | 0 | 0 | 0 | 0 | [8 empty] | FALSE | FALSE | FALSE | FALSE | FALSE | #N/A
6526 | MERTZNR2 | 0 | 0 | 1 | 0.31059 | 0.044494 | 0.022311 | -0.025578 | 0.004273 | -0.31059 | 0 | 0 | 0 | 0 | 0 | 0 | [8 empty] | FALSE | FALSE | FALSE | FALSE | FALSE | #N/A
6463 | SAREDSTR | 0 | 0 | 1 | 0.2988 | 0.039393 | 0.020012 | -0.023026 | 0.004259 | -0.2988 | 0 | 0 | 0 | 0 | 0 | 0 | [8 empty] | FALSE | FALSE | FALSE | FALSE | FALSE | #N/A
6465 | GRAPECK2 | 7.925 | 0 | 1 | 0.29839 | 0.045292 | 0.022342 | -0.025698 | 0.003914 | -0.29839 | 0 | 0 | 0 | 0 | 0 | 0 | [8 empty] | FALSE | FALSE | FALSE | FALSE | FALSE | #N/A
6508 | FTMCKAV2 | 0.613 | 0 | 1 | 0.3015 | 0.052678 | 0.026005 | -0.029721 | 0.003545 | -0.3015 | 0 | 0 | 0 | 0 | 0 | 0 | [8 empty] | FALSE | FALSE | FALSE | FALSE | FALSE | #N/A
88253 | HAMILTON | 0 | 0 | 4 | 0.028932 | 0.39148 | 0.20162 | -0.22287 | -0.02492 | -0.028932 | 0 | 0 | 0 | 0 | 0 | 0 | [8 empty] | FALSE | FALSE | FALSE | FALSE | FALSE | #N/A
6532 | BARNHCV2 | 2.718 | 0 | 1 | 0.31871 | 0.04359 | 0.022133 | -0.02532 | 0.004533 | -0.31871 | 0 | 0 | 0 | 0 | 0 | 0 | [8 empty] | FALSE | FALSE | FALSE | FALSE | FALSE | #N/A
6531 | BRNHRPH2 | 0.477 | 0 | 1 | 0.31656 | 0.04383 | 0.02218 | -0.025388 | 0.004464 | -0.31656 | 0 | 0 | 0 | 0 | 0 | 0 | [8 empty] | FALSE | FALSE | FALSE | FALSE | FALSE | #N/A
6530 | BARNHAR2 | 0 | 0 | 1 | 0.31911 | 0.043545 | 0.022124 | -0.025307 | 0.004546 | -0.31911 | 0 | 0 | 0 | 0 | 0 | 0 | [8 empty] | FALSE | FALSE | FALSE | FALSE | FALSE | #N/A
6529 | MERTZON2 | 2.932 | 0 | 1 | 0.3102 | 0.044538 | 0.022319 | -0.02559 | 0.00426 | -0.3102 | 0 | 0 | 0 | 0 | 0 | 0 | [8 empty] | FALSE | FALSE | FALSE | FALSE | FALSE | #N/A
6528 | TNKRSLY2 | 4.254 | 0 | 1 | 0.30573 | 0.045035 | 0.022417 | -0.025732 | 0.004117 | -0.30573 | 0 | 0 | 0 | 0 | 0 | 0 | [8 empty] | FALSE | FALSE | FALSE | FALSE | FALSE | #N/A
6527 | NSWTHYR2 | 4.701 | 0 | 1 | 0.29872 | 0.046834 | 0.023067 | -0.026502 | 0.00383 | -0.29872 | 0 | 0 | 0 | 0 | 0 | 0 | [8 empty] | FALSE | FALSE | FALSE | FALSE | FALSE | #N/A
6434 | PANAMRC2 | 0 | 0 | 1 | 0.32324 | 0.035473 | 0.018386 | -0.021157 | 0.005219 | -0.32324 | 0 | 0 | 0 | 0 | 0 | 0 | [8 empty] | FALSE | FALSE | FALSE | FALSE | FALSE | #N/A
6524 | MERTZON9 | 1.399 | 0 | 1 | 0.31059 | 0.044494 | 0.022311 | -0.025578 | 0.004273 | -0.31059 | 0 | 0 | 0 | 0 | 0 | 0 | [8 empty] | FALSE | FALSE | FALSE | FALSE | FALSE | #N/A
6462 | SANORTH2 | 13.839 | 0 | 1 | 0.29839 | 0.045292 | 0.022342 | -0.025698 | 0.003914 | -0.29839 | 0 | 0 | 0 | 0 | 0 | 0 | [8 empty] | FALSE | FALSE | FALSE | FALSE | FALSE | #N/A
6513 | SONORA 2 | 0.369 | 0 | 1 | 0.28863 | 0.081924 | 0.040454 | -0.045653 | 0.001419 | -0.28863 | 0 | 0 | 0 | 0 | 0 | 0 | [8 empty] | FALSE | FALSE | FALSE | FALSE | FALSE | #N/A
6515 | SONORA 4 | 6.472 | 0 | 1 | 0.30601 | 0.058213 | 0.028982 | -0.032949 | 0.003318 | -0.30601 | 0 | 0 | 0 | 0 | 0 | 0 | [8 empty] | FALSE | FALSE | FALSE | FALSE | FALSE | #N/A
6509 | ELDSHEL2 | 0 | 0 | 1 | 0.3015 | 0.052678 | 0.026005 | -0.029721 | 0.003545 | -0.3015 | 0 | 0 | 0 | 0 | 0 | 0 | [8 empty] | FALSE | FALSE | FALSE | FALSE | FALSE | #N/A
6482 | SALKDRV4 | 10.914 | 0 | 1 | 0.29766 | 0.044243 | 0.021909 | -0.025203 | 0.003953 | -0.29766 | 0 | 0 | 0 | 0 | 0 | 0 | [8 empty] | FALSE | FALSE | FALSE | FALSE | FALSE | #N/A
6507 | MIDVALY2 | 0.376 | 0 | 1 | 0.3015 | 0.052678 | 0.026005 | -0.029721 | 0.003545 | -0.3015 | 0 | 0 | 0 | 0 | 0 | 0 | [8 empty] | FALSE | FALSE | FALSE | FALSE | FALSE | #N/A
6506 | ELDCSER2 | 0.066 | 0 | 1 | 0.3015 | 0.052678 | 0.026005 | -0.029721 | 0.003545 | -0.3015 | 0 | 0 | 0 | 0 | 0 | 0 | [8 empty] | FALSE | FALSE | FALSE | FALSE | FALSE | #N/A
6505 | ELDORAD2 | 6.643 | 0 | 1 | 0.3015 | 0.052678 | 0.026005 | -0.029721 | 0.003545 | -0.3015 | 0 | 0 | 0 | 0 | 0 | 0 | [8 empty] | FALSE | FALSE | FALSE | FALSE | FALSE | #N/A
6503 | ELDSHBL2 | 0 | 0 | 1 | 0.3015 | 0.052678 | 0.026005 | -0.029721 | 0.003545 | -0.3015 | 0 | 0 | 0 | 0 | 0 | 0 | [8 empty] | FALSE | FALSE | FALSE | FALSE | FALSE | #N/A
6500 | LIVEOAK4 | 0 | 0 | 1 | 0.3022 | 0.054164 | 0.026752 | -0.03054 | 0.003473 | -0.3022 | 0 | 0 | 0 | 0 | 0 | 0 | [8 empty] | FALSE | FALSE | FALSE | FALSE | FALSE | #N/A
6498 | LIVEOAK2 | 0 | 0 | 1 | 0.3015 | 0.052678 | 0.026005 | -0.029721 | 0.003545 | -0.3015 | 0 | 0 | 0 | 0 | 0 | 0 | [8 empty] | FALSE | FALSE | FALSE | FALSE | FALSE | #N/A
6497 | HULDALR2 | 0.807 | 0 | 1 | 0.30074 | 0.051091 | 0.025207 | -0.028847 | 0.003623 | -0.30074 | 0 | 0 | 0 | 0 | 0 | 0 | [8 empty] | FALSE | FALSE | FALSE | FALSE | FALSE | #N/A
6496 | ARROTT 2 | 1.37 | 0 | 1 | 0.3003 | 0.050151 | 0.024734 | -0.028329 | 0.003669 | -0.3003 | 0 | 0 | 0 | 0 | 0 | 0 | [8 empty] | FALSE | FALSE | FALSE | FALSE | FALSE | #N/A
6495 | CRISTOV2 | 2.831 | 0 | 1 | 0.29964 | 0.04876 | 0.024035 | -0.027563 | 0.003736 | -0.29964 | 0 | 0 | 0 | 0 | 0 | 0 | [8 empty] | FALSE | FALSE | FALSE | FALSE | FALSE | #N/A
6494 | PAVEPAW2 | 0 | 0 | 1 | 0.30085 | 0.051314 | 0.025319 | -0.02897 | 0.003612 | -0.30085 | 0 | 0 | 0 | 0 | 0 | 0 | [8 empty] | FALSE | FALSE | FALSE | FALSE | FALSE | #N/A
6493 | PAVEPAW4 | 0 | 0 | 1 | 0.30107 | 0.053085 | 0.026145 | -0.029886 | 0.003511 | -0.30107 | 0 | 0 | 0 | 0 | 0 | 0 | [8 empty] | FALSE | FALSE | FALSE | FALSE | FALSE | #N/A
6483 | SAPS2 4 | 0 | 0 | 1 | 0.29624 | 0.048482 | 0.023558 | -0.0271 | 0.003675 | -0.29624 | 0 | 0 | 0 | 0 | 0 | 0 | [8 empty] | FALSE | FALSE | FALSE | FALSE | FALSE | #N/A
6510 | SNRCITY2 | 3.758 | 0 | 1 | 0.3015 | 0.052678 | 0.026005 | -0.029721 | 0.003545 | -0.3015 | 0 | 0 | 0 | 0 | 0 | 0 | [8 empty] | FALSE | FALSE | FALSE | FALSE | FALSE | #N/A
6414 | BRONTE 2 | 3.569 | 0 | 1 | 0.30226 | 0.043886 | 0.021668 | -0.024972 | 0.004139 | -0.30226 | 0 | 0 | 0 | 0 | 0 | 0 | [8 empty] | FALSE | FALSE | FALSE | FALSE | FALSE | #N/A
6401 | MENPHTP2 | 0 | 0 | 4 | 0.17273 | 0.20956 | 0.083906 | -0.097206 | -0.00863 | -0.17273 | 0 | 0 | 0 | 0 | 0 | 0 | [8 empty] | FALSE | FALSE | FALSE | FALSE | FALSE | #N/A
6402 | MENRDPH2 | 0.917 | 0 | 4 | 0.17273 | 0.20956 | 0.083906 | -0.097206 | -0.00863 | -0.17273 | 0 | 0 | 0 | 0 | 0 | 0 | [8 empty] | FALSE | FALSE | FALSE | FALSE | FALSE | #N/A
6403 | SHELLON2 | 0.63 | 0 | 4 | 0.15735 | 0.23063 | 0.091669 | -0.10626 | -0.010216 | -0.15735 | 0 | 0 | 0 | 0 | 0 | 0 | [8 empty] | FALSE | FALSE | FALSE | FALSE | FALSE | #N/A
6409 | VERIBST9 | 0 | 0 | 1 | 0.29676 | 0.046506 | 0.022805 | -0.026241 | 0.003803 | -0.29676 | 0 | 0 | 0 | 0 | 0 | 0 | [8 empty] | FALSE | FALSE | FALSE | FALSE | FALSE | #N/A
6410 | MILES 2 | 1.834 | 0 | 1 | 0.2901 | 0.049343 | 0.023798 | -0.027443 | 0.00347 | -0.2901 | 0 | 0 | 0 | 0 | 0 | 0 | [8 empty] | FALSE | FALSE | FALSE | FALSE | FALSE | #N/A
6411 | ROWENA 2 | 5.434 | 0 | 1 | 0.28133 | 0.05319 | 0.025232 | -0.029138 | 0.003008 | -0.28133 | 0 | 0 | 0 | 0 | 0 | 0 | [8 empty] | FALSE | FALSE | FALSE | FALSE | FALSE | #N/A
6436 | STRLGCO2 | 0 | 0 | 1 | 0.33055 | 0.034468 | 0.017992 | -0.020687 | 0.005453 | -0.33055 | 0 | 0 | 0 | 0 | 0 | 0 | [8 empty] | FALSE | FALSE | FALSE | FALSE | FALSE | #N/A
6413 | VERIBST2 | 3.65 | 0 | 1 | 0.29676 | 0.046506 | 0.022805 | -0.026241 | 0.003803 | -0.29676 | 0 | 0 | 0 | 0 | 0 | 0 | [8 empty] | FALSE | FALSE | FALSE | FALSE | FALSE | #N/A
6398 | SHELONT2 | 0 | 0 | 4 | 0.15735 | 0.23063 | 0.091669 | -0.10626 | -0.010216 | -0.15735 | 0 | 0 | 0 | 0 | 0 | 0 | [8 empty] | FALSE | FALSE | FALSE | FALSE | FALSE | #N/A
6416 | GRAPETP2 | 0 | 0 | 1 | 0.30639 | 0.04305 | 0.021432 | -0.024649 | 0.004273 | -0.30639 | 0 | 0 | 0 | 0 | 0 | 0 | [8 empty] | FALSE | FALSE | FALSE | FALSE | FALSE | #N/A
6417 | STRLNG9 | 2.535 | 0 | 1 | 0.33055 | 0.034468 | 0.017992 | -0.020687 | 0.005453 | -0.33055 | 0 | 0 | 0 | 0 | 0 | 0 | [8 empty] | FALSE | FALSE | FALSE | FALSE | FALSE | #N/A
6418 | BRNTATL2 | 0.007 | 0 | 1 | 0.2994 | 0.04517 | 0.022169 | -0.025554 | 0.003982 | -0.2994 | 0 | 0 | 0 | 0 | 0 | 0 | [8 empty] | FALSE | FALSE | FALSE | FALSE | FALSE | #N/A
6419 | BRNTAMB2 | 0.775 | 0 | 1 | 0.3053 | 0.042523 | 0.021136 | -0.024355 | 0.004306 | -0.3053 | 0 | 0 | 0 | 0 | 0 | 0 | [8 empty] | FALSE | FALSE | FALSE | FALSE | FALSE | #N/A
6420 | ROBLEE 2 | 4.947 | 0 | 1 | 0.30828 | 0.041183 | 0.020613 | -0.023748 | 0.00447 | -0.30828 | 0 | 0 | 0 | 0 | 0 | 0 | [8 empty] | FALSE | FALSE | FALSE | FALSE | FALSE | #N/A
6421 | ESPENCT2 | 0 | 0 | 1 | 0.31381 | 0.038704 | 0.019646 | -0.022625 | 0.004774 | -0.31381 | 0 | 0 | 0 | 0 | 0 | 0 | [8 empty] | FALSE | FALSE | FALSE | FALSE | FALSE | #N/A
6412 | HARRIET2 | 2.561 | 0 | 1 | 0.29283 | 0.04818 | 0.023391 | -0.02695 | 0.003607 | -0.29283 | 0 | 0 | 0 | 0 | 0 | 0 | [8 empty] | FALSE | FALSE | FALSE | FALSE | FALSE | #N/A
6391 | FRDONIT2 | 2.948 | 0 | 4 | 0.1233 | 0.27669 | 0.10786 | -0.12538 | -0.013678 | -0.1233 | 0 | 0 | 0 | 0 | 0 | 0 | [8 empty] | FALSE | FALSE | FALSE | FALSE | FALSE | #N/A
6383 | BRADY 2 | 0.467 | 0 | 4 | 0.16536 | 0.21721 | 0.086574 | -0.10037 | -0.009253 | -0.16536 | 0 | 0 | 0 | 0 | 0 | 0 | [8 empty] | FALSE | FALSE | FALSE | FALSE | FALSE | #N/A
6384 | EDENRTP2 | 0 | 0 | 1 | 0.19189 | 0.17903 | 0.072395 | -0.083879 | -0.006415 | -0.19189 | 0 | 0 | 0 | 0 | 0 | 0 | [8 empty] | FALSE | FALSE | FALSE | FALSE | FALSE | #N/A
6385 | EDENREA2 | 2.865 | 0 | 1 | 0.19189 | 0.17903 | 0.072395 | -0.083879 | -0.006415 | -0.19189 | 0 | 0 | 0 | 0 | 0 | 0 | [8 empty] | FALSE | FALSE | FALSE | FALSE | FALSE | #N/A
6386 | CSANSAB2 | 6.646 | 0 | 4 | 0.14812 | 0.242 | 0.095783 | -0.11109 | -0.011096 | -0.14812 | 0 | 0 | 0 | 0 | 0 | 0 | [8 empty] | FALSE | FALSE | FALSE | FALSE | FALSE | #N/A
6387 | FREDKPH2 | 0.428 | 0 | 4 | 0.078262 | 0.34052 | 0.13517 | -0.15607 | -0.018512 | -0.078262 | 0 | 0 | 0 | 0 | 0 | 0 | [8 empty] | FALSE | FALSE | FALSE | FALSE | FALSE | #N/A
6388 | MASON 2 | 5.595 | 0 | 4 | 0.12991 | 0.2682 | 0.1055 | -0.12239 | -0.013043 | -0.12991 | 0 | 0 | 0 | 0 | 0 | 0 | [8 empty] | FALSE | FALSE | FALSE | FALSE | FALSE | #N/A
6400 | JUNCTON2 | 7.086 | 0 | 4 | 0.16562 | 0.2193 | 0.087496 | -0.10139 | -0.009363 | -0.16562 | 0 | 0 | 0 | 0 | 0 | 0 | [8 empty] | FALSE | FALSE | FALSE | FALSE | FALSE | #N/A
6390 | MASON4 | 0 | 0 | 4 | 0.13446 | 0.26357 | 0.1049 | -0.12135 | -0.012683 | -0.13446 | 0 | 0 | 0 | 0 | 0 | 0 | [8 empty] | FALSE | FALSE | FALSE | FALSE | FALSE | #N/A
6399 | KIMJNCR2 | 5.388 | 0 | 4 | 0.16475 | 0.22049 | 0.087934 | -0.1019 | -0.009453 | -0.16475 | 0 | 0 | 0 | 0 | 0 | 0 | [8 empty] | FALSE | FALSE | FALSE | FALSE | FALSE | #N/A
6392 | FREDPHT2 | 0 | 0 | 4 | 0.078262 | 0.34052 | 0.13517 | -0.15607 | -0.018512 | -0.078262 | 0 | 0 | 0 | 0 | 0 | 0 | [8 empty] | FALSE | FALSE | FALSE | FALSE | FALSE | #N/A
6393 | TNCMASN2 | 0 | 0 | 4 | 0.13013 | 0.26789 | 0.1054 | -0.12227 | -0.01302 | -0.13013 | 0 | 0 | 0 | 0 | 0 | 0 | [8 empty] | FALSE | FALSE | FALSE | FALSE | FALSE | #N/A
6394 | MASNPHT2 | 0 | 0 | 4 | 0.13058 | 0.26728 | 0.10517 | -0.12201 | -0.012974 | -0.13058 | 0 | 0 | 0 | 0 | 0 | 0 | [8 empty] | FALSE | FALSE | FALSE | FALSE | FALSE | #N/A
6395 | MASNPH 2 | 0.431 | 0 | 4 | 0.13058 | 0.26728 | 0.10517 | -0.12201 | -0.012974 | -0.13058 | 0 | 0 | 0 | 0 | 0 | 0 | [8 empty] | FALSE | FALSE | FALSE | FALSE | FALSE | #N/A
6396 | MASONSW2 | 0 | 0 | 4 | 0.1478 | 0.2437 | 0.096485 | -0.11188 | -0.011199 | -0.1478 | 0 | 0 | 0 | 0 | 0 | 0 | [8 empty] | FALSE | FALSE | FALSE | FALSE | FALSE | #N/A
6397 | STRETER2 | 1.333 | 0 | 4 | 0.15004 | 0.24063 | 0.095354 | -0.11056 | -0.010968 | -0.15004 | 0 | 0 | 0 | 0 | 0 | 0 | [8 empty] | FALSE | FALSE | FALSE | FALSE | FALSE | #N/A
6425 | CDRHILL4 | 0 | 0 | 1 | 0.32174 | 0.033274 | 0.017525 | -0.020175 | 0.005349 | -0.32174 | 0 | 0 | 0 | 0 | 0 | 0 | [8 empty] | FALSE | FALSE | FALSE | FALSE | FALSE | #N/A
6389 | LCRAFRED | 1.625 | 0 | 4 | 0.1233 | 0.27669 | 0.10786 | -0.12538 | -0.013678 | -0.1233 | 0 | 0 | 0 | 0 | 0 | 0 | [8 empty] | FALSE | FALSE | FALSE | FALSE | FALSE | #N/A
6453 | SASOTAP4 | 0 | 0 | 1 | 0.29697 | 0.046194 | 0.022668 | -0.026076 | 0.003824 | -0.29697 | 0 | 0 | 0 | 0 | 0 | 0 | [8 empty] | FALSE | FALSE | FALSE | FALSE | FALSE | #N/A
6422 | EDITH 2 | 1.89 | 0 | 1 | 0.31383 | 0.038693 | 0.019642 | -0.02262 | 0.004775 | -0.31383 | 0 | 0 | 0 | 0 | 0 | 0 | [8 empty] | FALSE | FALSE | FALSE | FALSE | FALSE | #N/A
6446 | CRMWD5 2 | 2.902 | 0 | 1 | 0.3277 | 0.035313 | 0.01833 | -0.021078 | 0.005327 | -0.3277 | 0 | 0 | 0 | 0 | 0 | 0 | [8 empty] | FALSE | FALSE | FALSE | FALSE | FALSE | #N/A
6447 | SAPLANN4 | 10.253 | 0 | 1 | 0.29832 | 0.041704 | 0.020918 | -0.024064 | 0.004114 | -0.29832 | 0 | 0 | 0 | 0 | 0 | 0 | [8 empty] | FALSE | FALSE | FALSE | FALSE | FALSE | #N/A
6448 | HIGHLAN4 | 17.481 | 0 | 1 | 0.29751 | 0.044512 | 0.022014 | -0.025324 | 0.003934 | -0.29751 | 0 | 0 | 0 | 0 | 0 | 0 | [8 empty] | FALSE | FALSE | FALSE | FALSE | FALSE | #N/A
6449 | SACOKE 4 | 9.609 | 0 | 1 | 0.29777 | 0.04353 | 0.021631 | -0.024884 | 0.003996 | -0.29777 | 0 | 0 | 0 | 0 | 0 | 0 | [8 empty] | FALSE | FALSE | FALSE | FALSE | FALSE | #N/A
6450 | SACONCH2 | 17.436 | 0 | 1 | 0.29826 | 0.045867 | 0.022581 | -0.02597 | 0.003878 | -0.29826 | 0 | 0 | 0 | 0 | 0 | 0 | [8 empty] | FALSE | FALSE | FALSE | FALSE | FALSE | #N/A
6444 | SAREDCK7 | 0 | 0 | 1 | 0.30222 | 0.028465 | 0.015777 | -0.018131 | 0.004954 | -0.30222 | 0 | 0 | 0 | 0 | 0 | 0 | [8 empty] | FALSE | FALSE | FALSE | FALSE | FALSE | #N/A
6452 | SACONCH4 | 0 | 0 | 1 | 0.29748 | 0.044634 | 0.022062 | -0.025379 | 0.003926 | -0.29748 | 0 | 0 | 0 | 0 | 0 | 0 | [8 empty] | FALSE | FALSE | FALSE | FALSE | FALSE | #N/A
6442 | SAREDCK4 | 0 | 0 | 1 | 0.29909 | 0.038459 | 0.019651 | -0.022608 | 0.004318 | -0.29909 | 0 | 0 | 0 | 0 | 0 | 0 | [8 empty] | FALSE | FALSE | FALSE | FALSE | FALSE | #N/A
6454 | SASOUTH4 | 14.163 | 0 | 1 | 0.29697 | 0.046194 | 0.022668 | -0.026076 | 0.003824 | -0.29697 | 0 | 0 | 0 | 0 | 0 | 0 | [8 empty] | FALSE | FALSE | FALSE | FALSE | FALSE | #N/A
6455 | SASOUTH2 | 13.67 | 0 | 1 | 0.29811 | 0.046271 | 0.022725 | -0.026138 | 0.003851 | -0.29811 | 0 | 0 | 0 | 0 | 0 | 0 | [8 empty] | FALSE | FALSE | FALSE | FALSE | FALSE | #N/A
6456 | SAJACKS2 | 21.413 | 0 | 1 | 0.29816 | 0.04615 | 0.022682 | -0.026087 | 0.003859 | -0.29816 | 0 | 0 | 0 | 0 | 0 | 0 | [8 empty] | FALSE | FALSE | FALSE | FALSE | FALSE | #N/A
6457 | SAEMERS2 | 9.361 | 0 | 1 | 0.2983 | 0.045705 | 0.022514 | -0.025893 | 0.003888 | -0.2983 | 0 | 0 | 0 | 0 | 0 | 0 | [8 empty] | FALSE | FALSE | FALSE | FALSE | FALSE | #N/A
6458 | CRMWD2 | 3.7 | 0 | 1 | 0.28963 | 0.04112 | 0.020659 | -0.023818 | 0.003891 | -0.28963 | 0 | 0 | 0 | 0 | 0 | 0 | [8 empty] | FALSE | FALSE | FALSE | FALSE | FALSE | #N/A
6459 | CRMWD3 | 0 | 0 | 1 | 0.29839 | 0.045292 | 0.022342 | -0.025698 | 0.003914 | -0.29839 | 0 | 0 | 0 | 0 | 0 | 0 | [8 empty] | FALSE | FALSE | FALSE | FALSE | FALSE | #N/A
6460 | CRMWDTP4 | 0 | 0 | 1 | 0.31308 | 0.040621 | 0.020458 | -0.023528 | 0.004604 | -0.31308 | 0 | 0 | 0 | 0 | 0 | 0 | [8 empty] | FALSE | FALSE | FALSE | FALSE | FALSE | #N/A
6451 | SAREDSTR | 0 | 0 | 1 | 0.30467 | 0.020638 | 0.012744 | -0.014626 | 0.005452 | -0.30467 | 0 | 0 | 0 | 0 | 0 | 0 | [8 empty] | FALSE | FALSE | FALSE | FALSE | FALSE | #N/A
6433 | SPADRNT2 | 0 | 0 | 1 | 0.32266 | 0.035531 | 0.018409 | -0.021184 | 0.005202 | -0.32266 | 0 | 0 | 0 | 0 | 0 | 0 | [8 empty] | FALSE | FALSE | FALSE | FALSE | FALSE | #N/A
6461 | CRMWD42 | 3.604 | 0 | 1 | 0.31308 | 0.040621 | 0.020458 | -0.023528 | 0.004604 | -0.31308 | 0 | 0 | 0 | 0 | 0 | 0 | [8 empty] | FALSE | FALSE | FALSE | FALSE | FALSE | #N/A
6426 | ESPENCE2 | 0 | 0 | 1 | 0.31381 | 0.038704 | 0.019646 | -0.022625 | 0.004774 | -0.31381 | 0 | 0 | 0 | 0 | 0 | 0 | [8 empty] | FALSE | FALSE | FALSE | FALSE | FALSE | #N/A
6427 | SILVERR2 | 0.768 | 0 | 1 | 0.3204 | 0.035756 | 0.018495 | -0.02129 | 0.005136 | -0.3204 | 0 | 0 | 0 | 0 | 0 | 0 | [8 empty] | FALSE | FALSE | FALSE | FALSE | FALSE | #N/A
6428 | SILVERR2 | 5.622 | 0 | 1 | 0.3204 | 0.035756 | 0.018495 | -0.02129 | 0.005136 | -0.3204 | 0 | 0 | 0 | 0 | 0 | 0 | [8 empty] | FALSE | FALSE | FALSE | FALSE | FALSE | #N/A
6429 | SPADERN2 | 0 | 0 | 1 | 0.32266 | 0.035531 | 0.018409 | -0.021184 | 0.005202 | -0.32266 | 0 | 0 | 0 | 0 | 0 | 0 | [8 empty] | FALSE | FALSE | FALSE | FALSE | FALSE | #N/A
6430 | SILVER 2 | 0 | 0 | 1 | 0.3204 | 0.035756 | 0.018495 | -0.02129 | 0.005136 | -0.3204 | 0 | 0 | 0 | 0 | 0 | 0 | [8 empty] | FALSE | FALSE | FALSE | FALSE | FALSE | #N/A
6445 | CRMW5TP2 | 0 | 0 | 1 | 0.3277 | 0.035313 | 0.01833 | -0.021078 | 0.005327 | -0.3277 | 0 | 0 | 0 | 0 | 0 | 0 | [8 empty] | FALSE | FALSE | FALSE | FALSE | FALSE | #N/A
6432 | PERKINS2 | 0.253 | 0 | 1 | 0.32117 | 0.035679 | 0.018466 | -0.021254 | 0.005158 | -0.32117 | 0 | 0 | 0 | 0 | 0 | 0 | [8 empty] | FALSE | FALSE | FALSE | FALSE | FALSE | #N/A
6423 | CDRHILL2 | 0 | 0 | 1 | 0.32037 | 0.035758 | 0.018496 | -0.021291 | 0.005135 | -0.32037 | 0 | 0 | 0 | 0 | 0 | 0 | [8 empty] | FALSE | FALSE | FALSE | FALSE | FALSE | #N/A
60067 | HRSHOL1 | 0 | 0 | 1 | 0.34933 | 0.02336 | 0.013592 | -0.01561 | 0.006766 | -0.34933 | 0 | 0 | 0 | 0 | 0 | 0 | [8 empty] | FALSE | FALSE | FALSE | FALSE | FALSE | #N/A
6435 | STRCITY2 | 3.319 | 0 | 1 | 0.32877 | 0.034925 | 0.018175 | -0.020899 | 0.005379 | -0.32877 | 0 | 0 | 0 | 0 | 0 | 0 | [8 empty] | FALSE | FALSE | FALSE | FALSE | FALSE | #N/A
6437 | CRBDTP 2 | 0 | 0 | 1 | 0.29839 | 0.045292 | 0.022342 | -0.025698 | 0.003914 | -0.29839 | 0 | 0 | 0 | 0 | 0 | 0 | [8 empty] | FALSE | FALSE | FALSE | FALSE | FALSE | #N/A
6438 | CBDREA 2 | 5.562 | 0 | 1 | 0.29839 | 0.045292 | 0.022342 | -0.025698 | 0.003914 | -0.29839 | 0 | 0 | 0 | 0 | 0 | 0 | [8 empty] | FALSE | FALSE | FALSE | FALSE | FALSE | #N/A
6439 | AMOCOTP2 | 0 | 0 | 1 | 0.31687 | 0.039243 | 0.019906 | -0.022892 | 0.004791 | -0.31687 | 0 | 0 | 0 | 0 | 0 | 0 | [8 empty] | FALSE | FALSE | FALSE | FALSE | FALSE | #N/A
6440 | AMOCO 2 | 0 | 0 | 1 | 0.31687 | 0.039243 | 0.019906 | -0.022892 | 0.004791 | -0.31687 | 0 | 0 | 0 | 0 | 0 | 0 | [8 empty] | FALSE | FALSE | FALSE | FALSE | FALSE | #N/A
6441 | ORIENTR4 | 2.221 | 0 | 1 | 0.30564 | 0.036602 | 0.018897 | -0.021745 | 0.004641 | -0.30564 | 0 | 0 | 0 | 0 | 0 | 0 | [8 empty] | FALSE | FALSE | FALSE | FALSE | FALSE | #N/A
6431 | SILVRTP2 | 0 | 0 | 1 | 0.32051 | 0.035744 | 0.018491 | -0.021284 | 0.005139 | -0.32051 | 0 | 0 | 0 | 0 | 0 | 0 | [8 empty] | FALSE | FALSE | FALSE | FALSE | FALSE | #N/A
7120 | PITSBU13 | 20.485 | 0 | 4 | 0.046635 | 0.37802 | 0.13681 | -0.16168 | -0.021162 | -0.046635 | 0 | 0 | 0 | 0 | 0 | 0 | [8 empty] | FALSE | FALSE | FALSE | FALSE | FALSE | #N/A
7078 | SANSAB06 | 9.141 | 0 | 2 | 0.07489 | 0.24819 | 0.091268 | -0.10816 | -0.01362 | -0.07489 | 0 | 0 | 0 | 0 | 0 | 0 | [8 empty] | FALSE | FALSE | FALSE | FALSE | FALSE | #N/A
6772 | ABINOPK4 | 4.422 | 0 | 1 | 0.36398 | 0.020393 | 0.012457 | -0.014296 | 0.00752 | -0.36398 | 0 | 0 | 0 | 0 | 0 | 0 | [8 empty] | FALSE | FALSE | FALSE | FALSE | FALSE | #N/A
6771 | SABLUFF4 | 0 | 0 | 1 | 0.29658 | 0.047645 | 0.023232 | -0.026725 | 0.003732 | -0.29658 | 0 | 0 | 0 | 0 | 0 | 0 | [8 empty] | FALSE | FALSE | FALSE | FALSE | FALSE | #N/A
6769 | SRC2TERT | 0 | 0 | 1 | 0.2988 | 0.039393 | 0.020012 | -0.023026 | 0.004259 | -0.2988 | 0 | 0 | 0 | 0 | 0 | 0 | [8 empty] | FALSE | FALSE | FALSE | FALSE | FALSE | #N/A
7080 | LOMETA06 | 5.724 | 0 | 2 | 0.066186 | 0.28143 | 0.10238 | -0.1214 | -0.015593 | -0.066186 | 0 | 0 | 0 | 0 | 0 | 0 | [8 empty] | FALSE | FALSE | FALSE | FALSE | FALSE | #N/A
7082 | LAMPAS06 | 0 | 0 | 2 | 0.058761 | 0.30979 | 0.11186 | -0.13269 | -0.017276 | -0.058761 | 0 | 0 | 0 | 0 | 0 | 0 | [8 empty] | FALSE | FALSE | FALSE | FALSE | FALSE | #N/A
7084 | GRAPMI13 | 8.024 | 0 | 4 | 0.043576 | 0.36701 | 0.13041 | -0.15498 | -0.020664 | -0.043576 | 0 | 0 | 0 | 0 | 0 | 0 | [8 empty] | FALSE | FALSE | FALSE | FALSE | FALSE | #N/A
7087 | CORONA13 | 0 | 0 | 4 | 0.041147 | 0.37609 | 0.1333 | -0.15847 | -0.021201 | -0.041147 | 0 | 0 | 0 | 0 | 0 | 0 | [8 empty] | FALSE | FALSE | FALSE | FALSE | FALSE | #N/A
7092 | BUCHAN06 | 0 | 0 | 4 | 0.045389 | 0.37213 | 0.13317 | -0.15801 | -0.020987 | -0.045389 | 0 | 0 | 0 | 0 | 0 | 0 | [8 empty] | FALSE | FALSE | FALSE | FALSE | FALSE | #N/A
7093 | CORONA06 | 0 | 0 | 4 | 0.045346 | 0.37217 | 0.13318 | -0.15802 | -0.020989 | -0.045346 | 0 | 0 | 0 | 0 | 0 | 0 | [8 empty] | FALSE | FALSE | FALSE | FALSE | FALSE | #N/A
7101 | CTECBU06 | 6.264 | 0 | 4 | 0.04719 | 0.37118 | 0.13327 | -0.15797 | -0.020868 | -0.04719 | 0 | 0 | 0 | 0 | 0 | 0 | [8 empty] | FALSE | FALSE | FALSE | FALSE | FALSE | #N/A
7114 | CASTEL06 | 1.803 | 0 | 4 | 0.095788 | 0.31207 | 0.11771 | -0.13785 | -0.016325 | -0.095788 | 0 | 0 | 0 | 0 | 0 | 0 | [8 empty] | FALSE | FALSE | FALSE | FALSE | FALSE | #N/A
7140 | HARPRO13 | 25.603 | 0 | 4 | 0.03367 | 0.40472 | 0.17039 | -0.19365 | -0.023594 | -0.03367 | 0 | 0 | 0 | 0 | 0 | 0 | [8 empty] | FALSE | FALSE | FALSE | FALSE | FALSE | #N/A
7119 | PITSBU06 | 0 | 0 | 4 | 0.060679 | 0.3572 | 0.13028 | -0.15376 | -0.019702 | -0.060679 | 0 | 0 | 0 | 0 | 0 | 0 | [8 empty] | FALSE | FALSE | FALSE | FALSE | FALSE | #N/A
6788 | AMCETERT | 0 | 0 | 1 | 0.38179 | 0.018834 | 0.011623 | -0.013329 | 0.007981 | -0.38179 | 0 | 0 | 0 | 0 | 0 | 0 | [8 empty] | FALSE | FALSE | FALSE | FALSE | FALSE | #N/A
7121 | SANDYC06 | 0 | 0 | 4 | 0.044349 | 0.37831 | 0.13618 | -0.16122 | -0.021278 | -0.044349 | 0 | 0 | 0 | 0 | 0 | 0 | [8 empty] | FALSE | FALSE | FALSE | FALSE | FALSE | #N/A
7122 | ECKERT06 | 0.023 | 0 | 4 | 0.059973 | 0.36613 | 0.14567 | -0.16798 | -0.020448 | -0.059973 | 0 | 0 | 0 | 0 | 0 | 0 | [8 empty] | FALSE | FALSE | FALSE | FALSE | FALSE | #N/A
7124 | NEBO 06 | 0 | 0 | 4 | 0.059973 | 0.36613 | 0.14567 | -0.16798 | -0.020448 | -0.059973 | 0 | 0 | 0 | 0 | 0 | 0 | [8 empty] | FALSE | FALSE | FALSE | FALSE | FALSE | #N/A
7126 | FERGUS13 | 0 | 0 | 4 | 0.039194 | 0.38943 | 0.14047 | -0.16609 | -0.02195 | -0.039194 | 0 | 0 | 0 | 0 | 0 | 0 | [8 empty] | FALSE | FALSE | FALSE | FALSE | FALSE | #N/A
7127 | SANDYC13 | 0 | 0 | 4 | 0.041325 | 0.3859 | 0.13928 | -0.16468 | -0.021714 | -0.041325 | 0 | 0 | 0 | 0 | 0 | 0 | [8 empty] | FALSE | FALSE | FALSE | FALSE | FALSE | #N/A
7128 | HORSBA13 | 13.73 | 0 | 4 | 0.039772 | 0.38901 | 0.14131 | -0.16677 | -0.021937 | -0.039772 | 0 | 0 | 0 | 0 | 0 | 0 | [8 empty] | FALSE | FALSE | FALSE | FALSE | FALSE | #N/A
7130 | GILLES06 | 0 | 0 | 4 | 0.059973 | 0.36613 | 0.14567 | -0.16798 | -0.020448 | -0.059973 | 0 | 0 | 0 | 0 | 0 | 0 | [8 empty] | FALSE | FALSE | FALSE | FALSE | FALSE | #N/A
7132 | GILLES13 | 0 | 0 | 4 | 0.047474 | 0.38348 | 0.15251 | -0.17583 | -0.021757 | -0.047474 | 0 | 0 | 0 | 0 | 0 | 0 | [8 empty] | FALSE | FALSE | FALSE | FALSE | FALSE | #N/A
7133 | NIMITZ13 | 28.366 | 0 | 4 | 0.047474 | 0.38348 | 0.15251 | -0.17583 | -0.021757 | -0.047474 | 0 | 0 | 0 | 0 | 0 | 0 | [8 empty] | FALSE | FALSE | FALSE | FALSE | FALSE | #N/A
7134 | WOLFCR13 | 9.489 | 0 | 4 | 0.037522 | 0.39882 | 0.16534 | -0.18862 | -0.02308 | -0.037522 | 0 | 0 | 0 | 0 | 0 | 0 | [8 empty] | FALSE | FALSE | FALSE | FALSE | FALSE | #N/A
7136 | KERRST06 | 0 | 0 | 4 | 0.032253 | 0.40662 | 0.17285 | -0.19598 | -0.023797 | -0.032253 | 0 | 0 | 0 | 0 | 0 | 0 | [8 empty] | FALSE | FALSE | FALSE | FALSE | FALSE | #N/A
60069 | HRSHOL2 | 0 | 0 | 1 | 0.34933 | 0.02336 | 0.013592 | -0.01561 | 0.006766 | -0.34933 | 0 | 0 | 0 | 0 | 0 | 0 | [8 empty] | FALSE | FALSE | FALSE | FALSE | FALSE | #N/A
7116 | SANDMO06 | 0 | 0 | 4 | 0.056305 | 0.36173 | 0.13125 | -0.15512 | -0.02008 | -0.056305 | 0 | 0 | 0 | 0 | 0 | 0 | [8 empty] | FALSE | FALSE | FALSE | FALSE | FALSE | #N/A
7406 | BLUFFT06 | 5.206 | 0 | 4 | 0.04719 | 0.37118 | 0.13327 | -0.15797 | -0.020868 | -0.04719 | 0 | 0 | 0 | 0 | 0 | 0 | [8 empty] | FALSE | FALSE | FALSE | FALSE | FALSE | #N/A
8942 | COYOTE4 | 0 | 0 | 4 | 0.030063 | 0.39186 | 0.19932 | -0.22071 | -0.024769 | -0.030063 | 0 | 0 | 0 | 0 | 0 | 0 | [8 empty] | FALSE | FALSE | FALSE | FALSE | FALSE | #N/A
7000 | FERGUSG1 | 0 | 400 | 4 | 0.039194 | 0.38943 | 0.14047 | -0.16609 | -0.02195 | -0.039194 | 15.6776 | 155.77 | 56.1888 | -66.4372 | -8.78 | -15.6776 | [8 empty] | FALSE | FALSE | FALSE | TRUE | FALSE | #N/A
7442 | TURTCR13 | 9.809 | 0 | 4 | 0.031212 | 0.40793 | 0.17491 | -0.19792 | -0.023955 | -0.031212 | 0 | 0 | 0 | 0 | 0 | 0 | [8 empty] | FALSE | FALSE | FALSE | FALSE | FALSE | #N/A
7022 | BUCHANG1 | 0 | 14 | 4 | 0.041147 | 0.37609 | 0.1333 | -0.15847 | -0.021201 | -0.041147 | 0.57606 | 5.2652 | 1.8662 | -2.2186 | -0.29681 | -0.57606 | [8 empty] | FALSE | FALSE | FALSE | TRUE | FALSE | #N/A
6382 | BRADYTP2 | 0 | 0 | 4 | 0.16536 | 0.21721 | 0.086574 | -0.10037 | -0.009253 | -0.16536 | 0 | 0 | 0 | 0 | 0 | 0 | [8 empty] | FALSE | FALSE | FALSE | FALSE | FALSE | #N/A
7023 | BUCHANG2 | 0 | 0 | 4 | 0.041147 | 0.37609 | 0.1333 | -0.15847 | -0.021201 | -0.041147 | 0 | 0 | 0 | 0 | 0 | 0 | [8 empty] | FALSE | FALSE | FALSE | FALSE | FALSE | #N/A
7024 | BUCHANG3 | 0 | 11 | 4 | 0.041147 | 0.37609 | 0.1333 | -0.15847 | -0.021201 | -0.041147 | 0.45262 | 4.137 | 1.4663 | -1.7431 | -0.23321 | -0.45262 | [8 empty] | FALSE | FALSE | FALSE | TRUE | FALSE | #N/A
7426 | LEAKEY06 | 12.702 | 0 | 4 | 0.082643 | 0.33615 | 0.15838 | -0.17693 | -0.019195 | -0.082643 | 0 | 0 | 0 | 0 | 0 | 0 | [8 empty] | FALSE | FALSE | FALSE | FALSE | FALSE | #N/A
7415 | FREDER06 | 0 | 0 | 4 | 0.056917 | 0.37046 | 0.14755 | -0.17009 | -0.020777 | -0.056917 | 0 | 0 | 0 | 0 | 0 | 0 | [8 empty] | FALSE | FALSE | FALSE | FALSE | FALSE | #N/A
7414 | GOEHLA06 | 17.311 | 0 | 4 | 0.057081 | 0.37023 | 0.14745 | -0.16998 | -0.020759 | -0.057081 | 0 | 0 | 0 | 0 | 0 | 0 | [8 empty] | FALSE | FALSE | FALSE | FALSE | FALSE | #N/A
7413 | LIVEOT06 | 0 | 0 | 4 | 0.057081 | 0.37023 | 0.14745 | -0.16998 | -0.020759 | -0.057081 | 0 | 0 | 0 | 0 | 0 | 0 | [8 empty] | FALSE | FALSE | FALSE | FALSE | FALSE | #N/A
7412 | LIVEOA06 | 7.004 | 0 | 4 | 0.057978 | 0.36895 | 0.1469 | -0.16936 | -0.020663 | -0.057978 | 0 | 0 | 0 | 0 | 0 | 0 | [8 empty] | FALSE | FALSE | FALSE | FALSE | FALSE | #N/A
6774 | SEGOVTP9 | 0 | 0 | 4 | 0.16317 | 0.22266 | 0.088732 | -0.10283 | -0.009616 | -0.16317 | 0 | 0 | 0 | 0 | 0 | 0 | [8 empty] | FALSE | FALSE | FALSE | FALSE | FALSE | #N/A
7408 | DOSS 06 | 1.83 | 0 | 4 | 0.057978 | 0.36895 | 0.1469 | -0.16936 | -0.020663 | -0.057978 | 0 | 0 | 0 | 0 | 0 | 0 | [8 empty] | FALSE | FALSE | FALSE | FALSE | FALSE | #N/A
7076 | RICHSP06 | 3.661 | 0 | 2 | 0.07937 | 0.23108 | 0.085547 | -0.10134 | -0.012605 | -0.07937 | 0 | 0 | 0 | 0 | 0 | 0 | [8 empty] | FALSE | FALSE | FALSE | FALSE | FALSE | #N/A
7404 | KING#106 | 9.598 | 0 | 4 | 0.046311 | 0.37339 | 0.13417 | -0.15897 | -0.020995 | -0.046311 | 0 | 0 | 0 | 0 | 0 | 0 | [8 empty] | FALSE | FALSE | FALSE | FALSE | FALSE | #N/A
7402 | KING#206 | 9.064 | 0 | 4 | 0.045855 | 0.37453 | 0.13464 | -0.15949 | -0.02106 | -0.045855 | 0 | 0 | 0 | 0 | 0 | 0 | [8 empty] | FALSE | FALSE | FALSE | FALSE | FALSE | #N/A
7400 | SUNRBE06 | 3.642 | 0 | 4 | 0.044795 | 0.37719 | 0.13573 | -0.16071 | -0.021213 | -0.044795 | 0 | 0 | 0 | 0 | 0 | 0 | [8 empty] | FALSE | FALSE | FALSE | FALSE | FALSE | #N/A
7355 | SEGOVIA9 | 0 | 0 | 4 | 0.16317 | 0.22266 | 0.088732 | -0.10283 | -0.009616 | -0.16317 | 0 | 0 | 0 | 0 | 0 | 0 | [8 empty] | FALSE | FALSE | FALSE | FALSE | FALSE | #N/A
7061 | COPPCV13 | 17.659 | 0 | 2 | 0.053075 | 0.3315 | 0.11912 | -0.14134 | -0.018564 | -0.053075 | 0 | 0 | 0 | 0 | 0 | 0 | [8 empty] | FALSE | FALSE | FALSE | FALSE | FALSE | #N/A
7062 | KEMPNE13 | 6.265 | 0 | 2 | 0.053075 | 0.3315 | 0.11912 | -0.14134 | -0.018564 | -0.053075 | 0 | 0 | 0 | 0 | 0 | 0 | [8 empty] | FALSE | FALSE | FALSE | FALSE | FALSE | #N/A
7064 | LAMPAS13 | 23.523 | 0 | 2 | 0.053075 | 0.3315 | 0.11912 | -0.14134 | -0.018564 | -0.053075 | 0 | 0 | 0 | 0 | 0 | 0 | [8 empty] | FALSE | FALSE | FALSE | FALSE | FALSE | #N/A
7066 | ADAMSV13 | 3.92 | 0 | 2 | 0.061862 | 0.29795 | 0.1079 | -0.12798 | -0.016573 | -0.061862 | 0 | 0 | 0 | 0 | 0 | 0 | [8 empty] | FALSE | FALSE | FALSE | FALSE | FALSE | #N/A
7068 | EVANT 13 | 4.789 | 0 | 2 | 0.075164 | 0.24714 | 0.090917 | -0.10774 | -0.013558 | -0.075164 | 0 | 0 | 0 | 0 | 0 | 0 | [8 empty] | FALSE | FALSE | FALSE | FALSE | FALSE | #N/A
7074 | SANSAS06 | 0 | 0 | 2 | 0.07937 | 0.23108 | 0.085547 | -0.10134 | -0.012605 | -0.07937 | 0 | 0 | 0 | 0 | 0 | 0 | [8 empty] | FALSE | FALSE | FALSE | FALSE | FALSE | #N/A
7075 | TERRY 06 | 1.203 | 0 | 2 | 0.07937 | 0.23108 | 0.085547 | -0.10134 | -0.012605 | -0.07937 | 0 | 0 | 0 | 0 | 0 | 0 | [8 empty] | FALSE | FALSE | FALSE | FALSE | FALSE | #N/A
6789 | AMCWTERT | 0 | 0 | 1 | 0.3654 | 0.020269 | 0.01239 | -0.014219 | 0.007558 | -0.3654 | 0 | 0 | 0 | 0 | 0 | 0 | [8 empty] | FALSE | FALSE | FALSE | FALSE | FALSE | #N/A
7142 | INGRAM13 | 16.85 | 0 | 4 | 0.033041 | 0.40554 | 0.17155 | -0.19474 | -0.023686 | -0.033041 | 0 | 0 | 0 | 0 | 0 | 0 | [8 empty] | FALSE | FALSE | FALSE | FALSE | FALSE | #N/A
7410 | HARPER06 | 8.125 | 0 | 4 | 0.057978 | 0.36895 | 0.1469 | -0.16936 | -0.020663 | -0.057978 | 0 | 0 | 0 | 0 | 0 | 0 | [8 empty] | FALSE | FALSE | FALSE | FALSE | FALSE | #N/A
8239 | FRSRNCH2 | 1.904 | 0 | 1 | 0.25067 | 0.12831 | 0.06273 | -0.070359 | -0.002395 | -0.25067 | 0 | 0 | 0 | 0 | 0 | 0 | [8 empty] | FALSE | FALSE | FALSE | FALSE | FALSE | #N/A
60066 | HORSH1 | 0 | 22 | 1 | 0.34933 | 0.02336 | 0.013592 | -0.01561 | 0.006766 | -0.34933 | 7.6853 | 0.51392 | 0.29902 | -0.34342 | 0.14885 | -7.6853 | [8 empty] | TRUE | FALSE | FALSE | FALSE | FALSE | #N/A
60068 | HORSH2 | 0 | 0 | 1 | 0.34933 | 0.02336 | 0.013592 | -0.01561 | 0.006766 | -0.34933 | 0 | 0 | 0 | 0 | 0 | 0 | [8 empty] | FALSE | FALSE | FALSE | FALSE | FALSE | #N/A
60070 | HORSH3 | 0 | 0 | 1 | 0.34933 | 0.02336 | 0.013592 | -0.01561 | 0.006766 | -0.34933 | 0 | 0 | 0 | 0 | 0 | 0 | [8 empty] | FALSE | FALSE | FALSE | FALSE | FALSE | #N/A
60071 | HRSHOL3 | 0 | 0 | 1 | 0.34933 | 0.02336 | 0.013592 | -0.01561 | 0.006766 | -0.34933 | 0 | 0 | 0 | 0 | 0 | 0 | [8 empty] | FALSE | FALSE | FALSE | FALSE | FALSE | #N/A
60072 | HORSH4 | 0 | 0 | 1 | 0.34933 | 0.02336 | 0.013592 | -0.01561 | 0.006766 | -0.34933 | 0 | 0 | 0 | 0 | 0 | 0 | [8 empty] | FALSE | FALSE | FALSE | FALSE | FALSE | #N/A
60073 | HRSHOL4 | 0 | 0 | 1 | 0.34933 | 0.02336 | 0.013592 | -0.01561 | 0.006766 | -0.34933 | 0 | 0 | 0 | 0 | 0 | 0 | [8 empty] | FALSE | FALSE | FALSE | FALSE | FALSE | #N/A
8260 | ESCOND | 12.129 | 0 | 1 | 0.027485 | 0.39209 | 0.20356 | -0.22477 | -0.02509 | -0.027485 | 0 | 0 | 0 | 0 | 0 | 0 | [8 empty] | FALSE | FALSE | FALSE | FALSE | FALSE | #N/A
8259 | CORTHAN4 | 0.846 | 0 | 1 | 0.30601 | 0.058213 | 0.028982 | -0.032949 | 0.003318 | -0.30601 | 0 | 0 | 0 | 0 | 0 | 0 | [8 empty] | FALSE | FALSE | FALSE | FALSE | FALSE | #N/A
8258 | AMISTAD4 | 0 | 0 | 4 | 0.028932 | 0.39148 | 0.20162 | -0.22287 | -0.02492 | -0.028932 | 0 | 0 | 0 | 0 | 0 | 0 | [8 empty] | FALSE | FALSE | FALSE | FALSE | FALSE | #N/A
8255 | HAMILTN4 | 18.544 | 0 | 4 | 0.028932 | 0.39148 | 0.20162 | -0.22287 | -0.02492 | -0.028932 | 0 | 0 | 0 | 0 | 0 | 0 | [8 empty] | FALSE | FALSE | FALSE | FALSE | FALSE | #N/A
8253 | HAMILTN2 | 0 | 0 | 4 | 0.028932 | 0.39148 | 0.20162 | -0.22287 | -0.02492 | -0.028932 | 0 | 0 | 0 | 0 | 0 | 0 | [8 empty] | FALSE | FALSE | FALSE | FALSE | FALSE | #N/A
8252 | BRACKVL4 | 3.371 | 0 | 4 | 0.029778 | 0.39112 | 0.20049 | -0.22176 | -0.02482 | -0.029778 | 0 | 0 | 0 | 0 | 0 | 0 | [8 empty] | FALSE | FALSE | FALSE | FALSE | FALSE | #N/A
7138 | KERRST13 | 23.307 | 0 | 4 | 0.033828 | 0.40452 | 0.17011 | -0.19337 | -0.023571 | -0.033828 | 0 | 0 | 0 | 0 | 0 | 0 | [8 empty] | FALSE | FALSE | FALSE | FALSE | FALSE | #N/A
8246 | ASPHALT4 | 1.924 | 0 | 4 | 0.03036 | 0.39087 | 0.19971 | -0.221 | -0.024752 | -0.03036 | 0 | 0 | 0 | 0 | 0 | 0 | [8 empty] | FALSE | FALSE | FALSE | FALSE | FALSE | #N/A
60060 | CIRELLOA | 0 | 0 | 1 | 0.34933 | 0.02336 | 0.013592 | -0.01561 | 0.006766 | -0.34933 | 0 | 0 | 0 | 0 | 0 | 0 | [8 empty] | FALSE | FALSE | FALSE | FALSE | FALSE | #N/A
8238 | R.SPNGS2 | 2.012 | 0 | 4 | 0.16901 | 0.22808 | 0.11065 | -0.1235 | -0.0106 | -0.16901 | 0 | 0 | 0 | 0 | 0 | 0 | [8 empty] | FALSE | FALSE | FALSE | FALSE | FALSE | #N/A
8237 | KIMCOOP2 | 2.547 | 0 | 4 | 0.16901 | 0.22808 | 0.11065 | -0.1235 | -0.0106 | -0.16901 | 0 | 0 | 0 | 0 | 0 | 0 | [8 empty] | FALSE | FALSE | FALSE | FALSE | FALSE | #N/A
6568 | RGECBVIL | 3.723 | 0 | 4 | 0.029778 | 0.39112 | 0.20049 | -0.22176 | -0.02482 | -0.029778 | 0 | 0 | 0 | 0 | 0 | 0 | [8 empty] | FALSE | FALSE | FALSE | FALSE | FALSE | #N/A
8664 | HUMBPMP2 | 0 | 0 | 4 | 0.16901 | 0.22808 | 0.11065 | -0.1235 | -0.0106 | -0.16901 | 0 | 0 | 0 | 0 | 0 | 0 | [8 empty] | FALSE | FALSE | FALSE | FALSE | FALSE | #N/A
8235 | PE-FINA2 | 0 | 0 | 4 | 0.16901 | 0.22808 | 0.11065 | -0.1235 | -0.0106 | -0.16901 | 0 | 0 | 0 | 0 | 0 | 0 | [8 empty] | FALSE | FALSE | FALSE | FALSE | FALSE | #N/A
8234 | UVALDE 4 | 38.017 | 0 | 4 | 0.030692 | 0.39073 | 0.19926 | -0.22057 | -0.024712 | -0.030692 | 0 | 0 | 0 | 0 | 0 | 0 | [8 empty] | FALSE | FALSE | FALSE | FALSE | FALSE | #N/A
8231 | UVALDE 2 | 0 | 0 | 4 | 0.041577 | 0.37827 | 0.19185 | -0.2125 | -0.023588 | -0.041577 | 0 | 0 | 0 | 0 | 0 | 0 | [8 empty] | FALSE | FALSE | FALSE | FALSE | FALSE | #N/A
8681 | RGERCAN2 | 1.921 | 0 | 4 | 0.028932 | 0.39148 | 0.20162 | -0.22287 | -0.02492 | -0.028932 | 0 | 0 | 0 | 0 | 0 | 0 | [8 empty] | FALSE | FALSE | FALSE | FALSE | FALSE | #N/A
8682 | COMSTOC2 | 2.207 | 0 | 4 | 0.028932 | 0.39148 | 0.20162 | -0.22287 | -0.02492 | -0.028932 | 0 | 0 | 0 | 0 | 0 | 0 | [8 empty] | FALSE | FALSE | FALSE | FALSE | FALSE | #N/A
8684 | AMSTD T4 | 0 | 0 | 4 | 0.028932 | 0.39148 | 0.20162 | -0.22287 | -0.02492 | -0.028932 | 0 | 0 | 0 | 0 | 0 | 0 | [8 empty] | FALSE | FALSE | FALSE | FALSE | FALSE | #N/A
8686 | AMSIBWC4 | 2.752 | 0 | 4 | 0.028932 | 0.39148 | 0.20162 | -0.22287 | -0.02492 | -0.028932 | 0 | 0 | 0 | 0 | 0 | 0 | [8 empty] | FALSE | FALSE | FALSE | FALSE | FALSE | #N/A
8688 | B VISTA4 | 23.203 | 0 | 4 | 0.028932 | 0.39148 | 0.20162 | -0.22287 | -0.02492 | -0.028932 | 0 | 0 | 0 | 0 | 0 | 0 | [8 empty] | FALSE | FALSE | FALSE | FALSE | FALSE | #N/A
8251 | HAMILCP4 | 0 | 0 | 4 | 0.028932 | 0.39148 | 0.20162 | -0.22287 | -0.02492 | -0.028932 | 0 | 0 | 0 | 0 | 0 | 0 | [8 empty] | FALSE | FALSE | FALSE | FALSE | FALSE | #N/A
36999 | RDCANYON | 0 | 0 | 1 | 0.37801 | 0.020027 | 0.012198 | -0.013982 | 0.007795 | -0.37801 | 0 | 0 | 0 | 0 | 0 | 0 | [8 empty] | FALSE | FALSE | FALSE | FALSE | FALSE | #N/A
7143 | RIMROC13 | 17.925 | 0 | 4 | 0.031212 | 0.40793 | 0.17491 | -0.19792 | -0.023955 | -0.031212 | 0 | 0 | 0 | 0 | 0 | 0 | [8 empty] | FALSE | FALSE | FALSE | FALSE | FALSE | #N/A
7144 | HUNT 13 | 8.15 | 0 | 4 | 0.032413 | 0.40636 | 0.1727 | -0.19583 | -0.023779 | -0.032413 | 0 | 0 | 0 | 0 | 0 | 0 | [8 empty] | FALSE | FALSE | FALSE | FALSE | FALSE | #N/A
7146 | VERDCR13 | 0 | 0 | 4 | 0.030209 | 0.40924 | 0.17675 | -0.19966 | -0.024103 | -0.030209 | 0 | 0 | 0 | 0 | 0 | 0 | [8 empty] | FALSE | FALSE | FALSE | FALSE | FALSE | #N/A
6661 | LONGWRT2 | 6.671 | 0 | 1 | 0.36719 | 0.01979 | 0.012207 | -0.014001 | 0.007768 | -0.36719 | 0 | 0 | 0 | 0 | 0 | 0 | [8 empty] | FALSE | FALSE | FALSE | FALSE | FALSE | #N/A
6660 | SYNTX 2 | 1.213 | 0 | 1 | 0.37939 | 0.020413 | 0.012345 | -0.01415 | 0.00768 | -0.37939 | 0 | 0 | 0 | 0 | 0 | 0 | [8 empty] | FALSE | FALSE | FALSE | FALSE | FALSE | #N/A
6659 | SNTXTAP | 0 | 0 | 1 | 0.37939 | 0.020413 | 0.012345 | -0.01415 | 0.00768 | -0.37939 | 0 | 0 | 0 | 0 | 0 | 0 | [8 empty] | FALSE | FALSE | FALSE | FALSE | FALSE | #N/A
6658 | MECPLNVW | 3.752 | 0 | 1 | 0.37939 | 0.020413 | 0.012345 | -0.01415 | 0.00768 | -0.37939 | 0 | 0 | 0 | 0 | 0 | 0 | [8 empty] | FALSE | FALSE | FALSE | FALSE | FALSE | #N/A
7149 | FREDER13 | 12.93 | 0 | 4 | 0.046028 | 0.3859 | 0.15424 | -0.17759 | -0.021948 | -0.046028 | 0 | 0 | 0 | 0 | 0 | 0 | [8 empty] | FALSE | FALSE | FALSE | FALSE | FALSE | #N/A
8032 | AMS #1 | 0 | 16.5 | 4 | 0.028932 | 0.39148 | 0.20162 | -0.22287 | -0.02492 | -0.028932 | 0.47738 | 6.4594 | 3.3267 | -3.6774 | -0.41118 | -0.47738 | [8 empty] | FALSE | FALSE | FALSE | TRUE | FALSE | #N/A
8033 | AMS #2 | 0 | 12.5 | 4 | 0.028932 | 0.39148 | 0.20162 | -0.22287 | -0.02492 | -0.028932 | 0.36165 | 4.8935 | 2.5202 | -2.7859 | -0.3115 | -0.36165 | [8 empty] | FALSE | FALSE | FALSE | TRUE | FALSE | #N/A
8628 | KNIPPA 2 | 1.438 | 0 | 4 | 0.039076 | 0.38123 | 0.19346 | -0.21427 | -0.023845 | -0.039076 | 0 | 0 | 0 | 0 | 0 | 0 | [8 empty] | FALSE | FALSE | FALSE | FALSE | FALSE | #N/A
8630 | SABINAL2 | 2.124 | 0 | 4 | 0.036681 | 0.38408 | 0.195 | -0.21597 | -0.02409 | -0.036681 | 0 | 0 | 0 | 0 | 0 | 0 | [8 empty] | FALSE | FALSE | FALSE | FALSE | FALSE | #N/A
60062 | CIRELLOB | 0 | 0 | 1 | 0.34933 | 0.02336 | 0.013592 | -0.01561 | 0.006766 | -0.34933 | 0 | 0 | 0 | 0 | 0 | 0 | [8 empty] | FALSE | FALSE | FALSE | FALSE | FALSE | #N/A
36998 | RDCNYNG1 | 0 | 8.4 | 1 | 0.37801 | 0.020027 | 0.012198 | -0.013982 | 0.007795 | -0.37801 | 3.1753 | 0.16823 | 0.10246 | -0.11745 | 0.065478 | -3.1753 | [8 empty] | TRUE | FALSE | FALSE | FALSE | FALSE | #N/A
60061 | CIRELLO | 0 | 0 | 1 | 0.34933 | 0.02336 | 0.013592 | -0.01561 | 0.006766 | -0.34933 | 0 | 0 | 0 | 0 | 0 | 0 | [8 empty] | FALSE | FALSE | FALSE | FALSE | FALSE | #N/A
7156 | CYPRCR06 | 10.359 | 0 | 4 | 0.027725 | 0.41294 | 0.17993 | -0.2028 | -0.024425 | -0.027725 | 0 | 0 | 0 | 0 | 0 | 0 | [8 empty] | FALSE | FALSE | FALSE | FALSE | FALSE | #N/A
7158 | WILLOW13 | 5.649 | 0 | 4 | 0.029503 | 0.4103 | 0.17763 | -0.20054 | -0.024194 | -0.029503 | 0 | 0 | 0 | 0 | 0 | 0 | [8 empty] | FALSE | FALSE | FALSE | FALSE | FALSE | #N/A
7159 | RAYBAR06 | 0 | 0 | 4 | 0.031176 | 0.40806 | 0.17472 | -0.19777 | -0.023953 | -0.031176 | 0 | 0 | 0 | 0 | 0 | 0 | [8 empty] | FALSE | FALSE | FALSE | FALSE | FALSE | #N/A
7160 | LEGION06 | 12.274 | 0 | 4 | 0.031673 | 0.4074 | 0.17386 | -0.19694 | -0.023881 | -0.031673 | 0 | 0 | 0 | 0 | 0 | 0 | [8 empty] | FALSE | FALSE | FALSE | FALSE | FALSE | #N/A
7162 | TRAVIS06 | 16.794 | 0 | 4 | 0.0321 | 0.40683 | 0.17311 | -0.19624 | -0.02382 | -0.0321 | 0 | 0 | 0 | 0 | 0 | 0 | [8 empty] | FALSE | FALSE | FALSE | FALSE | FALSE | #N/A
60042 | BLF CSTR | 0 | 0 | 1 | 0.34902 | 0.023447 | 0.01363 | -0.015654 | 0.006754 | -0.34902 | 0 | 0 | 0 | 0 | 0 | 0 | [8 empty] | FALSE | FALSE | FALSE | FALSE | FALSE | #N/A
60043 | BLFTERT1 | 0 | 0 | 1 | 0.34902 | 0.023447 | 0.01363 | -0.015654 | 0.006754 | -0.34902 | 0 | 0 | 0 | 0 | 0 | 0 | [8 empty] | FALSE | FALSE | FALSE | FALSE | FALSE | #N/A
60044 | BLF CSTR | 0 | 0 | 1 | 0.34902 | 0.023447 | 0.01363 | -0.015654 | 0.006754 | -0.34902 | 0 | 0 | 0 | 0 | 0 | 0 | [8 empty] | FALSE | FALSE | FALSE | FALSE | FALSE | #N/A
60056 | CALHN4 | 0 | 0 | 1 | 0.34645 | 0.02507 | 0.014303 | -0.016441 | 0.006691 | -0.34645 | 0 | 0 | 0 | 0 | 0 | 0 | [8 empty] | FALSE | FALSE | FALSE | FALSE | FALSE | #N/A
60057 | CALHN G1 | 0 | 11.4 | 1 | 0.34645 | 0.02507 | 0.014303 | -0.016441 | 0.006691 | -0.34645 | 3.9495 | 0.2858 | 0.16305 | -0.18743 | 0.076277 | -3.9495 | [8 empty] | TRUE | FALSE | FALSE | FALSE | FALSE | #N/A
60058 | BUFLGP | 0 | 12.1 | 1 | 0.34933 | 0.02336 | 0.013592 | -0.01561 | 0.006766 | -0.34933 | 4.2269 | 0.28266 | 0.16446 | -0.18888 | 0.081869 | -4.2269 | [8 empty] | TRUE | FALSE | FALSE | FALSE | FALSE | #N/A
60059 | BUFFGAP | 0 | 0 | 1 | 0.34933 | 0.02336 | 0.013592 | -0.01561 | 0.006766 | -0.34933 | 0 | 0 | 0 | 0 | 0 | 0 | [8 empty] | FALSE | FALSE | FALSE | FALSE | FALSE | #N/A
8690 | DRIOCTY4 | 42.325 | 0 | 4 | 0.028932 | 0.39148 | 0.20162 | -0.22287 | -0.02492 | -0.028932 | 0 | 0 | 0 | 0 | 0 | 0 | [8 empty] | FALSE | FALSE | FALSE | FALSE | FALSE | #N/A
8633 | CMPWOOD2 | 3.539 | 0 | 4 | 0.099466 | 0.31306 | 0.15146 | -0.16877 | -0.017589 | -0.099466 | 0 | 0 | 0 | 0 | 0 | 0 | [8 empty] | FALSE | FALSE | FALSE | FALSE | FALSE | #N/A