## TitlePage
REPORT ON THE CAPACITY, DEMAND, AND RESERVES IN THE ERCOT REGION
Transmission Services
June 2006
ERCOT
2705 West Lake Drive
Taylor, Texas 76574

## Contents
Contents
Tab | Notes
Disclaimer | Please read.
Terminology | Contains definitions of acronyms, explanations of some terms
Changes/Updates | List of items that are different from last year's report.
SummerSummary | Shows load forecast, generation resources, and reserve margin for summer 2006 through summer 2011
WinterSummary | Shows load forecast, generation resources, and reserve margin for winter 2007 through winter 2012
LongTermProjections | Graphs of capacity and demand through 2026
SummerFuelTypes | Lists generation fuel types by MW and by percentage for summer 2006 through summer 2011
WinterFuelTypes | Lists generation fuel types by MW and by percentage for winter 2007 through winter 2012
CMZones | Shows generation and load by CM zone for summer 2005 and winter 2006
SummerCoincidentDemandbyCounty | Shows estimated summer coincident demand by county for 2006 through 2011
SummerLoadbyCounty | Shows estimated summer non-coincident load by county for 2006 through 2011
SummerGenerationbyCounty | Shows summer generation by county for 2006 through 2011
SummerImport-ExportbyCounty | Shows calculated import or export by county for summer 2006 through summer 2011
WinterCoincidentDemandbyCounty | Shows estimated winter coincident demand by county for 2007 through 2012
WinterLoadbyCounty | Shows estimated winter non-coincident load by county for 2007 through 2012
WinterGenerationbyCounty | Shows winter generation by county for 2007 through 2012
WinterImport-ExportbyCounty | Shows calculated import or export by county for winter 2007 through winter 2012
SummerCapacities | Lists units and their capabilities used in determining the generation resources in the Summer Summary
WinterCapacities | Lists units and their capabilities used in determining the generation resources in the Winter Summary

## Disclaimer
Disclaimer
CDR WORKING PAPER
FOR PLANNING PURPOSES ONLY
This ERCOT Working Paper has been prepared for specific ERCOT and market participant purposes and has been developed from data provided by ERCOT market participants. The data may contain errors or become obsolete and thereby affect the conclusions and opinions of the Working Paper. ERCOT MAKES NO WARRANTY, EXPRESS OR IMPLIED, INCLUDING ANY WARRANTY OF MERCHANTABILITY OR FITNESS FOR ANY PARTICULAR PURPOSE, AND DISCLAIMS ANY AND ALL LIABILITY WITH RESPECT TO THE ACCURACY OF SAME OR THE FITNESS OR APPROPRIATENESS OF SAME FOR ANY PARTICULAR USE. THIS ERCOT WORKING PAPER IS SUPPLIED WITH ALL FAULTS. The specific suitability for any use of the Working Paper and its accuracy should be confirmed by each ERCOT market participant that contributed data for this Working Paper.
This Working Paper is based on data submitted by ERCOT market participants as part of their Annual Load Data Request (ALDR) and their generation asset registration and on data in the EIA-411. As such, this data is updated on an ongoing basis, which means that this report can be rendered obsolete without notice.

## Terminology
Terminology
ALDR | Annual Load Data Request. Submitted by Transmission and Distribution Service Providers (TDSP). Includes forecast of each delivery point peak demand, TDSP's demand coincident with ERCOT peak, and TDSP's annual energy.
BUL | Balancing up load. Loads that contract with a scheduling entity to formally submit offer to ERCOT to provide balancing energy by reducing their electricity use.
Capacity | A measure of the amount of service for which a system or system component is rated.
Coincident peak/demand (CP) | The level of demand of an electric customer or class at the time of the peak demand of the electric system (ERCOT).
Congestion zone | A grouping of buses that create a similar shift factor on CSCs.
CSC | Commercially significant constraint. A constraint in the ERCOT transmission grid that is found to result in congestion which limits the free flow of energy within the ERCOT market to a commercially significant degree.
Asynchronous tie | A electrical connection (such as a direct current (DC) tie), which allows the controlled transfer of power between the ERCOT system and another electrical system without the two systems being synchronized
Demand | The amount of electricity consumed at a specified time, used interchangeably with load
Distributed generation (DG) | Generation less than 10 MW and connected to the grid below 69 kV
Dual fuel unit | A generating unit that can burn natural gas and another fuel (usually diesel)
EIA-411 | A report prepared by regional reliability councils and filed with the U.S. Department of Energy (DOE). It provides the DOE with a comprehensive source of information about regional electricity supply and demand projections and information on the transmission system and support facilities.
Interconnection agreement (IA) | An agreement between a generator and a transmission provider for the transmission provider to connect the generating unit to the ERCOT grid.
LAAR | Load acting as a resource. Customers with interruptible load that can meet various performance requirements to provide ancillary services.
Load | The amount of electricity consumed at a specified time, used interchangeably with demand
Mothballed | Refers to a generating unit that is currently out of service but could be returned to service if conditions warrant.
Non-coincident peak (NCP) | The sum of the peaks of the delivery points no matter when they occurred.
Reliability Must-Run (RMR) | Refers to a generating units that has a contract with ERCOT to remain in service. Otherwise, the unit would be mothballed.
Retiring, To be retired | Refers to a generating unit that will be permanently removed from service at a specified future date.
Shift factor | A measure of the flow of a unit injection of the power on the transmission element from a particular bus to a fixed reference bus.
Switchable capacity | Generating capacity that can be electrically connected to either the ERCOT grid or another grid to serve load in either region. Switchable capacity cannot be connected simultaneously to two grids.
TAC | ERCOT Technical Advisory Committee
Winter | Winter is the December from the previous year and January and February of the indicated year. Example: Winter 2005 is December 2004 and January and February 2005.

## Changes-Updates
Changes/Updates from Last Year
1. The latest net dependable capabilities for the units were used. Many of the units were tested in the summer of 2005. If the net dependable capability was not available, the capability from the unit's asset generation registration was used.
2. Capabilities used for the private-use networks were provided by the generating companies in accordance with PRR 593.
2. A new wind analysis was performed. The methodology mandated by the ERCOT Technical Advisory Committee in May 2005 was followed. Wind data from 2002 through 2005 were used in the new analysis. The result is that the percentage of wind used in the reserve margin calcuation is 2.6% instead of the 2.9% used last year.
3. RMR units were reviewed and the latest information used in this report.
4. Planned units with signed interconnection agreements are included in this year's report. Also, units that retired in the last year and those units have been removed from this report.
5. Mothballed units were reviewed and the latest information was used. Probabilities that the units would return to service, provided by the generating companies, were used in the calculations.
6. Although the peak demand forecast was again developed using econometric techniques that consider long-term growth trends, weather patterns and calendar variables, the forecast in this report is higher than in last year's report. The 2006 forecast was developed by weather zones and aggregated by summing across all zones. The forecast in 2005 was based on ERCOT system load data directly. The recent performance of the economy in Texas shows that it is in a recovery period and has improved since the beginning of 2005. The long-term economic outlook for Texas shows an expanding economy for the next ten years with a short slowdown period in 2007. The weather zone models incorporate employment into the forecasting process, a major indicator of economic health in reflecting the pattern of economic expansion.
7. In last year's report two planned units, for a total of 1950 MW in years 2008 through 2011, were included that should not have been included. These units have been removed from this report.

## SummerSummary
2006 Report on the Capacity, Demand, and Reserves in the ERCOT Region | [7 empty] | 2006 Report on the Capacity, Demand, and Reserves in the ERCOT Region
Summer Summary | [7 empty] | Summer Summary
Load Forecast: |  | 2006 | 2007 | 2008 | 2009 | 2010 | 2011 |  | Ask about this
| Total Summer Peak Demand, MW | 61656 | 63222 | 64318 | 65950 | 67548 | 69034
| less LAARs Serving as Responsive Reserve, MW | 1112 | 1112 | 1112 | 1112 | 1112 | 1112
| less LAARs Serving as Non-Spinning Reserve, MW | 0 | 0 | 0 | 0 | 0 | 0
| less BULs, MW | 0 | 0 | 0 | 0 | 0 | 0
| Firm Load Forecast, MW | 60544 | 62110 | 63206 | 64838 | 66436 | 67922
Resources: |  | 2006 | 2007 | 2008 | 2009 | 2010 | 2011
| Installed Capacity, MW | 58573.3 | 58573.3 | 58573.3 | 58573.3 | 58573.3 | 58573.3
| Capacity from Private Networks, MW | 6419 | 6575 | 6279 | 6279 | 6279 | 6279
| Wind Generation, MW | 2383.1 | 2383.1 | 2383.1 | 2383.1 | 2383.1 | 2383.1
| RMR Units under Contract, MW | 267 | 170 | 170 | 170 | 0 | 0
| Operational Generation, MW | 67642.4 | 67701.4 | 67405.4 | 67405.4 | 67235.4 | 67235.4
| Asynchronous Ties, MW | 856 | 1106 | 1106 | 1106 | 1106 | 1106
| Switchable Units, MW | 2810 | 2810 | 2810 | 2810 | 2810 | 2810
| Mothballed Units, MW | 8833 | 8930 | 8930 | 8930 | 9100 | 9100
| Planned Units (not wind) with Signed IA, MW | 0 | 550 | 550 | 550 | 1300 | 1300
| Planned Wind Units with Signed IA, MW | 0 | 1084.8 | 1575.8 | 1575.8 | 1575.8 | 1575.8
| Total Resources, MW | 80141.4 | 82182.2 | 82377.2 | 82377.2 | 83127.2 | 83127.2
| less 97.4% Existing Wind Generation, MW | 2321.1394 | 2321.1394 | 2321.1394 | 2321.1394 | 2321.1394 | 2321.1394
| less 50% of Asynchronous Ties, MW | 428 | 553 | 553 | 553 | 553 | 553
| less Switchable Units Unavailable to ERCOT, MW | 165 | 0 | 0 | 0 | 0 | 0
| less Mothballed Units Unavailable, MW | 6729.05 | 6932.9 | 7140.1 | 7143.5 | 7316.9 | 7279.9
| less 97.4% Planned Wind Generation, MW | 0 | 1056.5952 | 1534.8292 | 1534.8292 | 1534.8292 | 1534.8292
| less Retiring Units, MW | 0 | 0 | 393 | 451 | 451 | 451
| Resources, MW | 70498.2106 | 71318.5654 | 70435.1314 | 70373.7314 | 70950.3314 | 70987.3314
| Reserve Margin | 16.44% | 14.83% | 11.44% | 8.538% | 6.795% | 4.513%
(Resources - Firm Load Forecast)/Firm Load Forecast
| "High" Reserve Margin (all Mothballed Units return) | 16.44% | 25.99% | 22.73% | 19.56% | 17.81% | 15.23%
| "Low" Reserve Margin (no Mothballed Units return) | 16.44% | 11.61% | 8.606% | 5.782% | 4.111% | 1.833%
| Reserve Margin w/ Publicly Announced Thermal Units (net)* | 16.52% | 14.95% | 11.56% | 19.65% | 24.53% | 23.52%
* Air Permit either requested or issued, but no IA signed
| High | 70498.2106 | 78251.4654 | 77575.2314 | 77517.2314 | 78267.2314 | 78267.2314
| Low | 70598.6456 | 69321.4654 | 68645.2314 | 68587.2314 | 69167.2314 | 69167.2314
| Publicly announced | 70756.2106 | 71573.1724 | 70689.7384 | 77753.3384 | 82904.9384 | 84071.9384

## WinterSummary
2006 Report on the Capacity, Demand, and Reserves in the ERCOT Region | [7 empty] | 2006 Report on the Capacity, Demand, and Reserves in the ERCOT Region
Winter Summary | [7 empty] | Winter Summary
Load Forecast: |  | 2007 | 2008 | 2009 | 2010 | 2011 | 2012
| Total Winter Peak Demand, MW | 44715 | 45334 | 46536 | 47564 | 48460 | 49265
| less LAARs Serving as Responsive Reserve, MW | 1112 | 1112 | 1112 | 1112 | 1112 | 1112
| less LAARs Serving as Non-Spinning Reserve, MW | 0 | 0 | 0 | 0 | 0 | 0
| less BULs, MW | 0 | 0 | 0 | 0 | 0 | 0
| Firm Load Forecast, MW | 43603 | 44222 | 45424 | 46452 | 47348 | 48153
Resources: |  | 2007 | 2008 | 2009 | 2010 | 2011 | 2012
| Installed Capacity, MW | 60507.9 | 60507.9 | 60507.9 | 60507.9 | 60507.9 | 60507.9
| Capacity from Private Networks, MW | 7336 | 7486 | 7295 | 7290 | 7135 | 7155
| Wind Generation, MW | 2784.6 | 2784.6 | 2784.6 | 2784.6 | 2784.6 | 2784.6
| RMR Units under Contract, MW | 269 | 172 | 172 | 172 | 0 | 0
| Operational Generation, MW | 70897.5 | 70950.5 | 70759.5 | 70754.5 | 70427.5 | 70447.5
| Asynchronous Ties, MW | 856 | 1106 | 1106 | 1106 | 1106 | 1106
| Switchable Units, MW | 2985 | 2985 | 2985 | 2985 | 2985 | 2985
| Mothballed Units, MW | 9188 | 9188 | 9188 | 9188 | 9360 | 9360
| Planned Units (not wind) with Signed IA, MW | 0 | 550 | 550 | 550 | 1300 | 1300
| Planned Wind Units with Signed IA, MW | 0 | 799.5 | 1174.5 | 1174.5 | 1174.5 | 1174.5
| Total Resources, MW | 83926.5 | 85579 | 85763 | 85758 | 86353 | 86373
| less 97.4% Existing Wind Generation, MW | 2712.2004 | 2712.2004 | 2712.2004 | 2712.2004 | 2712.2004 | 2712.2004
| less 50% of Asynchronous Ties, MW | 428 | 553 | 553 | 553 | 553 | 553
| less Switchable Units Unavailable to ERCOT, MW | 0 | 0 | 0 | 0 | 0 | 0
| less Mothballed Units Unavailable, MW | 8957.5 | 8957.5 | 8957.5 | 8957.5 | 9137.5 | 9098.5
| less 97.4% Planned Wind Generation, MW | 0 | 778.713 | 1143.963 | 1143.963 | 1143.963 | 1143.963
| less Retiring Units, MW | 0 | 397 | 462 | 462 | 462 | 462
| Resources, MW | 71828.7996 | 72180.5866 | 71934.3366 | 71929.3366 | 72344.3366 | 72403.3366
| Reserve Margin | 64.73% | 63.22% | 58.36% | 54.85% | 52.79% | 50.36%
(Resources - Firm Load Forecast)/Firm Load Forecast

## LongTermProjections
Long-Term Projections

## SummerFuelTypes
Summer Fuel Types - ERCOT | [7 empty] | Summer Fuel Types - Houston Zone | [6 empty] | Summer Fuel Types - North Zone | [6 empty] | Summer Fuel Types - Northeast Zone | [6 empty] | Summer Fuel Types - South Zone | [6 empty] | Summer Fuel Types - West Zone
Fuel type is based on the primary fuel. The total capactities of the mothballed units are included. Capacities of the wind units are included at 2.6%. The amounts available for the grid according to information from the owners of the private network (self-serve) units and the distributed generation units that have registered with ERCOT are included. Asynchronous ties are not included. | [7 empty] | Fuel type is based on the primary fuel. The total capactities of the mothballed units are included. Capacities of the wind units are included at 2.6%. The amounts available for the grid according to information from the owners of the private network (self-serve) units and the distributed generation units that have registered with ERCOT are included. Asynchronous ties are not included. | [6 empty] | Fuel type is based on the primary fuel. The total capactities of the mothballed units are included. Capacities of the wind units are included at 2.6%. The amounts available for the grid according to information from the owners of the private network (self-serve) units and the distributed generation units that have registered with ERCOT are included. Asynchronous ties are not included. | [6 empty] | Fuel type is based on the primary fuel. The total capactities of the mothballed units are included. Capacities of the wind units are included at 2.6%. The amounts available for the grid according to information from the owners of the private network (self-serve) units and the distributed generation units that have registered with ERCOT are included. Asynchronous ties are not included. | [6 empty] | Fuel type is based on the primary fuel. The total capactities of the mothballed units are included. Capacities of the wind units are included at 2.6%. The amounts available for the grid according to information from the owners of the private network (self-serve) units and the distributed generation units that have registered with ERCOT are included. Asynchronous ties are not included. | [6 empty] | Fuel type is based on the primary fuel. The total capactities of the mothballed units are included. Capacities of the wind units are included at 2.6%. The amounts available for the grid according to information from the owners of the private network (self-serve) units and the distributed generation units that have registered with ERCOT are included. Asynchronous ties are not included.
| In MW | [7 empty] | In MW | [6 empty] | In MW | [6 empty] | In MW | [6 empty] | In MW | [6 empty] | In MW
Fuel Type | 2006 | 2007 | 2008 | 2009 | 2010 | 2011 |  | Fuel Type | 2006 | 2007 | 2008 | 2009 | 2010 | 2011 | Fuel Type | 2006 | 2007 | 2008 | 2009 | 2010 | 2011 | Fuel Type | 2006 | 2007 | 2008 | 2009 | 2010 | 2011 | Fuel Type | 2006 | 2007 | 2008 | 2009 | 2010 | 2011 | Fuel Type | 2006 | 2007 | 2008 | 2009 | 2010 | 2011
Natural Gas | 55496 | 56204 | 55515 | 55457 | 55457 | 55457 |  | Natural Gas | 14565 | 14721 | 14435 | 14435 | 14435 | 14435 | Natural Gas | 18384 | 18384 | 18384 | 18384 | 18384 | 18384 | Natural Gas | 3648 | 3648 | 3648 | 3648 | 3648 | 3648 | Natural Gas | 14782 | 15057 | 14654 | 14596 | 14596 | 14596 | Natural Gas | 4117 | 4394 | 4394 | 4394 | 4394 | 4394
Coal | 15729 | 15729 | 15729 | 15729 | 16479 | 16479 |  | Coal | 2466 | 2466 | 2466 | 2466 | 2466 | 2466 | Coal | 6132 | 6132 | 6132 | 6132 | 6132 | 6132 | Coal | 1919 | 1919 | 1919 | 1919 | 1919 | 1919 | Coal | 4618 | 4618 | 4618 | 4618 | 5368 | 5368 | Coal | 594 | 594 | 594 | 594 | 594 | 594
Nuclear | 4887 | 4887 | 4887 | 4887 | 4887 | 4887 |  | Nuclear | 0 | 0 | 0 | 0 | 0 | 0 | Nuclear | 2327 | 2327 | 2327 | 2327 | 2327 | 2327 | Nuclear | 0 | 0 | 0 | 0 | 0 | 0 | Nuclear | 2560 | 2560 | 2560 | 2560 | 2560 | 2560 | Nuclear | 0 | 0 | 0 | 0 | 0 | 0
Wind | 62 | 89 | 102 | 102 | 102 | 102 |  | Wind | 0 | 0 | 0 | 0 | 0 | 0 | Wind | 0 | 0 | 0 | 0 | 0 | 0 | Wind | 0 | 0 | 0 | 0 | 0 | 0 | Wind | 0 | 0 | 0 | 0 | 0 | 0 | Wind | 62 | 89 | 102 | 102 | 102 | 102
Water | 552 | 552 | 552 | 552 | 552 | 552 |  | Water | 0 | 0 | 0 | 0 | 0 | 0 | Water | 33 | 33 | 33 | 33 | 33 | 33 | Water | 80 | 80 | 80 | 80 | 80 | 80 | Water | 415 | 415 | 415 | 415 | 415 | 415 | Water | 24 | 24 | 24 | 24 | 24 | 24
Other | 200 | 200 | 200 | 200 | 200 | 200 |  | Other | 165 | 165 | 165 | 165 | 165 | 165 | Other | 11 | 11 | 11 | 11 | 11 | 11 | Other | 0 | 0 | 0 | 0 | 0 | 0 | Other | 25 | 25 | 25 | 25 | 25 | 25 | Other | 0 | 0 | 0 | 0 | 0 | 0
Diesel | 38 | 38 | 38 | 38 | 38 | 38 | 38 | Diesel | 0 | 0 | 0 | 0 | 0 | 0 | Diesel | 24 | 24 | 24 | 24 | 24 | 24 | Diesel | 0 | 0 | 0 | 0 | 0 | 0 | Diesel | 14 | 14 | 14 | 14 | 14 | 14 | Diesel | 0 | 0 | 0 | 0 | 0 | 0
Total | 76964 | 77699 | 77023 | 76965 | 77715 | 77715 |  | Total | 17196 | 17352 | 17066 | 17066 | 17066 | 17066 | Total | 26911 | 26911 | 26911 | 26911 | 26911 | 26911 | Total | 5647 | 5647 | 5647 | 5647 | 5647 | 5647 | Total | 22414 | 22689 | 22286 | 22228 | 22978 | 22978 | Total | 4797 | 5101 | 5114 | 5114 | 5114 | 5114
| In Percentages | [7 empty] | In Percentages | [6 empty] | In Percentages | [6 empty] | In Percentages | [6 empty] | In Percentages | [6 empty] | In Percentages
Fuel Type | 2006 | 2007 | 2008 | 2009 | 2010 | 2011 |  | Fuel Type | 2006 | 2007 | 2008 | 2009 | 2010 | 2011 | Fuel Type | 2006 | 2007 | 2008 | 2009 | 2010 | 2011 | Fuel Type | 2006 | 2007 | 2008 | 2009 | 2010 | 2011 | Fuel Type | 2006 | 2007 | 2008 | 2009 | 2010 | 2011 | Fuel Type | 2006 | 2007 | 2008 | 2009 | 2010 | 2011
Natural Gas | 72.11% | 72.34% | 72.08% | 72.05% | 71.36% | 71.36% |  | Natural Gas | 84.7% | 84.84% | 84.58% | 84.58% | 84.58% | 84.58% | Natural Gas | 68.31% | 68.31% | 68.31% | 68.31% | 68.31% | 68.31% | Natural Gas | 64.6% | 64.6% | 64.6% | 64.6% | 64.6% | 64.6% | Natural Gas | 65.95% | 66.36% | 65.75% | 65.66% | 63.52% | 63.52% | Natural Gas | 85.82% | 86.14% | 85.92% | 85.92% | 85.92% | 85.92%
Coal | 20.44% | 20.24% | 20.42% | 20.44% | 21.2% | 21.2% |  | Coal | 14.34% | 14.21% | 14.45% | 14.45% | 14.45% | 14.45% | Coal | 22.79% | 22.79% | 22.79% | 22.79% | 22.79% | 22.79% | Coal | 33.98% | 33.98% | 33.98% | 33.98% | 33.98% | 33.98% | Coal | 20.6% | 20.35% | 20.72% | 20.78% | 23.36% | 23.36% | Coal | 12.38% | 11.64% | 11.62% | 11.62% | 11.62% | 11.62%
Nuclear | 6.35% | 6.29% | 6.345% | 6.35% | 6.288% | 6.288% |  | Nuclear | 0% | 0% | 0% | 0% | 0% | 0% | Nuclear | 8.647% | 8.647% | 8.647% | 8.647% | 8.647% | 8.647% | Nuclear | 0% | 0% | 0% | 0% | 0% | 0% | Nuclear | 11.42% | 11.28% | 11.49% | 11.52% | 11.14% | 11.14% | Nuclear | 0% | 0% | 0% | 0% | 0% | 0%
Wind | 0.08056% | 0.1145% | 0.1324% | 0.1325% | 0.1312% | 0.1312% |  | Wind | 0% | 0% | 0% | 0% | 0% | 0% | Wind | 0% | 0% | 0% | 0% | 0% | 0% | Wind | 0% | 0% | 0% | 0% | 0% | 0% | Wind | 0% | 0% | 0% | 0% | 0% | 0% | Wind | 1.292% | 1.745% | 1.995% | 1.995% | 1.995% | 1.995%
Water | 0.7172% | 0.7104% | 0.7167% | 0.7172% | 0.7103% | 0.7103% |  | Water | 0% | 0% | 0% | 0% | 0% | 0% | Water | 0.1226% | 0.1226% | 0.1226% | 0.1226% | 0.1226% | 0.1226% | Water | 1.417% | 1.417% | 1.417% | 1.417% | 1.417% | 1.417% | Water | 1.852% | 1.829% | 1.862% | 1.867% | 1.806% | 1.806% | Water | 0.5003% | 0.4705% | 0.4693% | 0.4693% | 0.4693% | 0.4693%
Other | 0.2599% | 0.2574% | 0.2597% | 0.2599% | 0.2574% | 0.2574% |  | Other | 0.9595% | 0.9509% | 0.9668% | 0.9668% | 0.9668% | 0.9668% | Other | 0.04088% | 0.04088% | 0.04088% | 0.04088% | 0.04088% | 0.04088% | Other | 0% | 0% | 0% | 0% | 0% | 0% | Other | 0.1115% | 0.1102% | 0.1122% | 0.1125% | 0.1088% | 0.1088% | Other | 0% | 0% | 0% | 0% | 0% | 0%
Diesel | 0.04937% | 0.04891% | 0.04934% | 0.04937% | 0.0489% | 0.0489% |  | Diesel | 0% | 0% | 0% | 0% | 0% | 0% | Diesel | 0.08918% | 0.08918% | 0.08918% | 0.08918% | 0.08918% | 0.08918% | Diesel | 0% | 0% | 0% | 0% | 0% | 0% | Diesel | 0.06246% | 0.0617% | 0.06282% | 0.06298% | 0.06093% | 0.06093% | Diesel | 0% | 0% | 0% | 0% | 0% | 0%
Summer Fuel Types - ERCOT | [7 empty] | Summer Fuel Types - Houston Zone | [6 empty] | Summer Fuel Types - North Zone | [6 empty] | Summer Fuel Types - Northeast Zone | [6 empty] | Summer Fuel Types - South Zone | [6 empty] | Summer Fuel Types - West Zone
Natural Gas | 72.11% | [6 empty] | Natural Gas | 84.7% | [5 empty] | Natural Gas | 68.31% | [5 empty] | Natural Gas | 64.6% | [5 empty] | Natural Gas | 65.95% | [5 empty] | Natural Gas | 85.82%
Wind | 0.08056% | [6 empty] | Wind | 0% | [5 empty] | Wind | 0 | [5 empty] | Wind | 0 | [5 empty] | Wind | 0 | [5 empty] | Wind | 0.012925
Coal | 20.44% | [6 empty] | Coal | 14.34% | [5 empty] | Coal | 22.79% | [5 empty] | Coal | 33.98% | [5 empty] | Coal | 20.6% | [5 empty] | Coal | 12.38%
Water | 0.7172% | [6 empty] | Water | 0% | [5 empty] | Water | 0.1226% | [5 empty] | Water | 1.417% | [5 empty] | Water | 1.852% | [5 empty] | Water | 0.5003%
Other | 0.2599% | [6 empty] | Other | 0.9595% | [5 empty] | Other | 0.04088% | [5 empty] | Other | 0% | [5 empty] | Other | 0.1115% | [5 empty] | Other | 0%
Nuclear | 6.35% | [6 empty] | Nuclear | 0% | [5 empty] | Nuclear | 8.647% | [5 empty] | Nuclear | 0% | [5 empty] | Nuclear | 11.42% | [5 empty] | Nuclear | 0%
Diesel | 0.04937% | [6 empty] | Diesel | 0% | [5 empty] | Diesel | 0.08918% | [5 empty] | Diesel | 0% | [5 empty] | Diesel | 0.06246% | [5 empty] | Diesel | 0%
| 100% | [7 empty] | 100% | [6 empty] | 1 | [6 empty] | 1 | [6 empty] | 1

## WinterFuelTypes
Winter Fuel Types - ERCOT | [8 empty] | Winter Fuel Types - Houston Zone | [6 empty] | Winter Fuel Types - North Zone | [6 empty] | Winter Fuel Types - Northeast Zone | [6 empty] | Winter Fuel Types - South Zone | [6 empty] | Winter Fuel Types - West Zone
Fuel type is based on the primary fuel. The total capactities of the mothballed units are included. Capacities of the wind units are included at 2.6%. The amounts available for the grid according to information from the owners of the private network (self-serve) units and the distributed generation units that have registered with ERCOT are included. Asynchronous ties are not included. | [8 empty] | Fuel type is based on the primary fuel. The total capactities of the mothballed units are included. Capacities of the wind units are included at 2.6%. The amounts available for the grid according to information from the owners of the private network (self-serve) units and the distributed generation units that have registered with ERCOT are included. Asynchronous ties are not included. | [6 empty] | Fuel type is based on the primary fuel. The total capactities of the mothballed units are included. Capacities of the wind units are included at 2.6%. The amounts available for the grid according to information from the owners of the private network (self-serve) units and the distributed generation units that have registered with ERCOT are included. Asynchronous ties are not included. | [6 empty] | Fuel type is based on the primary fuel. The total capactities of the mothballed units are included. Capacities of the wind units are included at 2.6%. The amounts available for the grid according to information from the owners of the private network (self-serve) units and the distributed generation units that have registered with ERCOT are included. Asynchronous ties are not included. | [6 empty] | Fuel type is based on the primary fuel. The total capactities of the mothballed units are included. Capacities of the wind units are included at 2.6%. The amounts available for the grid according to information from the owners of the private network (self-serve) units and the distributed generation units that have registered with ERCOT are included. Asynchronous ties are not included. | [6 empty] | Fuel type is based on the primary fuel. The total capactities of the mothballed units are included. Capacities of the wind units are included at 2.6%. The amounts available for the grid according to information from the owners of the private network (self-serve) units and the distributed generation units that have registered with ERCOT are included. Asynchronous ties are not included.
| In MW | [8 empty] | In MW | [6 empty] | In MW | [6 empty] | In MW | [6 empty] | In MW | [6 empty] | In MW
Fuel Type | 2007 | 2008 | 2009 | 2010 | 2011 | 2012 |  |  | Fuel Type | 2007 | 2008 | 2009 | 2010 | 2011 | 2012 | Fuel Type | 2007 | 2008 | 2009 | 2010 | 2011 | 2012 | Fuel Type | 2007 | 2008 | 2009 | 2010 | 2011 | 2012 | Fuel Type | 2007 | 2008 | 2009 | 2010 | 2011 | 2012 | Fuel Type | 2007 | 2008 | 2009 | 2010 | 2011 | 2012
Natural Gas | 58644 | 58952 | 58694 | 58689 | 58534 | 58554 |  |  | Natural Gas | 15841 | 16000 | 15822 | 15822 | 15672 | 15692 | Natural Gas | 19212 | 19212 | 19212 | 19212 | 19212 | 19212 | Natural Gas | 3789 | 3789 | 3789 | 3789 | 3789 | 3789 | Natural Gas | 15498 | 15371 | 15291 | 15286 | 15281 | 15281 | Natural Gas | 4303 | 4580 | 4580 | 4580 | 4580 | 4580
Coal | 15842 | 15842 | 15842 | 15842 | 16592 | 16592 |  |  | Coal | 2520 | 2520 | 2520 | 2520 | 2520 | 2520 | Coal | 6147 | 6147 | 6147 | 6147 | 6147 | 6147 | Coal | 1933 | 1933 | 1933 | 1933 | 1933 | 1933 | Coal | 4611 | 4611 | 4611 | 4611 | 5361 | 5361 | Coal | 631 | 631 | 631 | 631 | 631 | 631
Nuclear | 4918 | 4918 | 4918 | 4918 | 4918 | 4918 | 4878 | 4878 | Nuclear | 0 | 0 | 0 | 0 | 0 | 0 | Nuclear | 2352 | 2352 | 2352 | 2352 | 2352 | 2352 | Nuclear | 0 | 0 | 0 | 0 | 0 | 0 | Nuclear | 2566 | 2566 | 2566 | 2566 | 2566 | 2566 | Nuclear | 0 | 0 | 0 | 0 | 0 | 0
Wind | 73 | 92 | 102 | 102 | 102 | 102 |  |  | Wind | 0 | 0 | 0 | 0 | 0 | 0 | Wind | 0 | 0 | 0 | 0 | 0 | 0 | Wind | 0 | 0 | 0 | 0 | 0 | 0 | Wind | 0 | 0 | 0 | 0 | 0 | 0 | Wind | 73 | 92 | 102 | 102 | 102 | 102
Water | 545 | 545 | 545 | 545 | 545 | 545 | 555 | 555 | Water | 0 | 0 | 0 | 0 | 0 | 0 | Water | 33 | 33 | 33 | 33 | 33 | 33 | Water | 80 | 80 | 80 | 80 | 80 | 80 | Water | 408 | 408 | 408 | 408 | 408 | 408 | Water | 24 | 24 | 24 | 24 | 24 | 24
Other | 203 | 203 | 203 | 203 | 203 | 203 |  |  | Other | 167 | 167 | 167 | 167 | 167 | 167 | Other | 12 | 12 | 12 | 12 | 12 | 12 | Other | 0 | 0 | 0 | 0 | 0 | 0 | Other | 25 | 25 | 25 | 25 | 25 | 25 | Other | 0 | 0 | 0 | 0 | 0 | 0
Diesel | 38 | 38 | 38 | 38 | 38 | 38 |  |  | Diesel | 0 | 0 | 0 | 0 | 0 | 0 | Diesel | 24 | 24 | 24 | 24 | 24 | 24 | Diesel | 0 | 0 | 0 | 0 | 0 | 0 | Diesel | 14 | 14 | 14 | 14 | 14 | 14 | Diesel | 0 | 0 | 0 | 0 | 0 | 0
Total | 80263 | 80590 | 80342 | 80337 | 80932 | 80952 |  |  | Total | 18528 | 18687 | 18509 | 18509 | 18359 | 18379 | Total | 27780 | 27780 | 27780 | 27780 | 27780 | 27780 | Total | 5802 | 5802 | 5802 | 5802 | 5802 | 5802 | Total | 23122 | 22995 | 22915 | 22910 | 23655 | 23655 | Total | 5031 | 5327 | 5337 | 5337 | 5337 | 5337
| In Percentages | [8 empty] | In Percentages | [6 empty] | In Percentages | [6 empty] | In Percentages | [6 empty] | In Percentages | [6 empty] | In Percentages
Fuel Type | 2007 | 2008 | 2009 | 2010 | 2011 | 2012 |  |  | Fuel Type | 2007 | 2008 | 2009 | 2010 | 2011 | 2012 | Fuel Type | 2007 | 2008 | 2009 | 2010 | 2011 | 2012 | Fuel Type | 2007 | 2008 | 2009 | 2010 | 2011 | 2012 | Fuel Type | 2007 | 2008 | 2009 | 2010 | 2011 | 2012 | Fuel Type | 2007 | 2008 | 2009 | 2010 | 2011 | 2012
Natural Gas | 73.06% | 73.15% | 73.06% | 73.05% | 72.32% | 72.33% |  |  | Natural Gas | 85.5% | 85.62% | 85.48% | 85.48% | 85.36% | 85.38% | Natural Gas | 69.16% | 69.16% | 69.16% | 69.16% | 69.16% | 69.16% | Natural Gas | 65.31% | 65.31% | 65.31% | 65.31% | 65.31% | 65.31% | Natural Gas | 67.03% | 66.84% | 66.73% | 66.72% | 64.6% | 64.6% | Natural Gas | 85.53% | 85.98% | 85.82% | 85.82% | 85.82% | 85.82%
Coal | 19.74% | 19.66% | 19.72% | 19.72% | 20.5% | 20.5% |  |  | Coal | 13.6% | 13.49% | 13.61% | 13.61% | 13.73% | 13.71% | Coal | 22.13% | 22.13% | 22.13% | 22.13% | 22.13% | 22.13% | Coal | 33.32% | 33.32% | 33.32% | 33.32% | 33.32% | 33.32% | Coal | 19.94% | 20.05% | 20.12% | 20.13% | 22.66% | 22.66% | Coal | 12.54% | 11.85% | 11.82% | 11.82% | 11.82% | 11.82%
Nuclear | 6.127% | 6.102% | 6.121% | 6.122% | 6.077% | 6.075% |  |  | Nuclear | 0% | 0% | 0% | 0% | 0% | 0% | Nuclear | 8.467% | 8.467% | 8.467% | 8.467% | 8.467% | 8.467% | Nuclear | 0% | 0% | 0% | 0% | 0% | 0% | Nuclear | 11.1% | 11.16% | 11.2% | 11.2% | 10.85% | 10.85% | Nuclear | 0% | 0% | 0% | 0% | 0% | 0%
Wind | 0.09095% | 0.1142% | 0.127% | 0.127% | 0.126% | 0.126% |  |  | Wind | 0% | 0% | 0% | 0% | 0% | 0% | Wind | 0% | 0% | 0% | 0% | 0% | 0% | Wind | 0% | 0% | 0% | 0% | 0% | 0% | Wind | 0% | 0% | 0% | 0% | 0% | 0% | Wind | 1.451% | 1.727% | 1.911% | 1.911% | 1.911% | 1.911%
Water | 0.679% | 0.6763% | 0.6784% | 0.6784% | 0.6734% | 0.6732% |  |  | Water | 0% | 0% | 0% | 0% | 0% | 0% | Water | 0.1188% | 0.1188% | 0.1188% | 0.1188% | 0.1188% | 0.1188% | Water | 1.379% | 1.379% | 1.379% | 1.379% | 1.379% | 1.379% | Water | 1.765% | 1.774% | 1.78% | 1.781% | 1.725% | 1.725% | Water | 0.477% | 0.4505% | 0.4497% | 0.4497% | 0.4497% | 0.4497%
Other | 0.2529% | 0.2519% | 0.2527% | 0.2527% | 0.2508% | 0.2508% |  |  | Other | 0.9013% | 0.8937% | 0.9023% | 0.9023% | 0.9096% | 0.9086% | Other | 0.0432% | 0.0432% | 0.0432% | 0.0432% | 0.0432% | 0.0432% | Other | 0% | 0% | 0% | 0% | 0% | 0% | Other | 0.1081% | 0.1087% | 0.1091% | 0.1091% | 0.1057% | 0.1057% | Other | 0% | 0% | 0% | 0% | 0% | 0%
Diesel | 0.04734% | 0.04715% | 0.0473% | 0.0473% | 0.04695% | 0.04694% |  |  | Diesel | 0% | 0% | 0% | 0% | 0% | 0% | Diesel | 0.08639% | 0.08639% | 0.08639% | 0.08639% | 0.08639% | 0.08639% | Diesel | 0% | 0% | 0% | 0% | 0% | 0% | Diesel | 0.06055% | 0.06088% | 0.0611% | 0.06111% | 0.05918% | 0.05918% | Diesel | 0% | 0% | 0% | 0% | 0% | 0%
Natural Gas | 73.06% | [7 empty] | Natural Gas | 85.5% | [5 empty] | Natural Gas | 69.16% | [5 empty] | Natural Gas | 65.31% | [5 empty] | Natural Gas | 67.03% | [5 empty] | Natural Gas | 85.53%
Wind | 0.09095% | [7 empty] | Wind | 0% | [5 empty] | Wind | 0% | [5 empty] | Wind | 0% | [5 empty] | Wind | 0% | [5 empty] | Wind | 1.451%
Coal | 19.74% | [7 empty] | Coal | 13.6% | [5 empty] | Coal | 22.13% | [5 empty] | Coal | 33.32% | [5 empty] | Coal | 19.94% | [5 empty] | Coal | 12.54%
Water | 0.679% | [7 empty] | Water | 0% | [5 empty] | Water | 0.1188% | [5 empty] | Water | 1.379% | [5 empty] | Water | 1.765% | [5 empty] | Water | 0.477%
Other | 0.2529% | [7 empty] | Other | 0.9013% | [5 empty] | Other | 0.0432% | [5 empty] | Other | 0% | [5 empty] | Other | 0.1081% | [5 empty] | Other | 0%
Nuclear | 6.127% | [7 empty] | Nuclear | 0% | [5 empty] | Nuclear | 8.467% | [5 empty] | Nuclear | 0% | [5 empty] | Nuclear | 11.1% | [5 empty] | Nuclear | 0%
Diesel | 0.04734% | [7 empty] | Diesel | 0% | [5 empty] | Diesel | 0.08639% | [5 empty] | Diesel | 0% | [5 empty] | Diesel | 0.06055% | [5 empty] | Diesel | 0%
| 100% | [8 empty] | 100% | [6 empty] | 100% | [6 empty] | 100% | [6 empty] | 100% | [6 empty] | 100%

## CMZones
Congestion Zone Information |  |  |  |  | Congestion Zone Information | Congestion Zone Information | Congestion Zone Information
[10 empty] | 2005 Resources, MW | 2005 Actual Coincident Demand, MW |  |  | 2006 Resources, MW | 2006 Forecasted Non-coincident Demand, MW
Forecasted load is the non-coincident peaks from the Annual Load Data Requests (ALDR). Forecasted ERCOT system peaks are shown for comparison. Neither forecast includes self-serve load. | [7 empty] | Summer | Houston | 14063 | 15507 | Summer | Houston | 14258 | 22099
[9 empty] | North | 23519 | 24195 |  | North | 25667 | 26382
The capacities for mothballed units are not included in the resources. Capacities of wind generation are at 2.6%; asynchronous ties are shown at 50% of their capacities; and switchable units that are available to ERCOT are included. The values include the amount available for the grid according information from the owners of the private network (self-serve) units and the distributed generation units that have registered with ERCOT. | [8 empty] | Northeast | 4537 | 1493 |  | Northeast | 5947 | 1589
Summer | [8 empty] | South | 19769 | 15540 |  | South | 19768 | 18152
Zone | 2005 Resources, MW | 2005 Actual Coincident Demand, MW | 2006 Resources, MW | 2006 Forecasted Non-coincident Demand, MW |  |  |  |  | West | 4213 | 3535 |  | West | 4324 | 4442
Houston | 14063 | 15507 | 14258 | 22099
North | 23519 | 24195 | 25667 | 26382
Northeast | 4537 | 1493 | 5947 | 1589 | [5 empty] | 2006 Resources, MW | 2006 Actual Coincident Demand, MW |  |  | 2007 Resources, MW | 2007 Forecasted Non-coincident Demand, MW
South | 19769 | 15540 | 19768 | 18152 |  |  |  | Winter | Houston | 13487 | 11557 |  | Houston | 15534 | 17506
West | 4213 | 3535 | 4324 | 4442 |  |  |  |  | North | 21161 | 19434 |  | North | 25636 | 22414
Total | 66101 | 60270 | 69964 | 72664 |  |  |  |  | Northeast | 4824 | 1229 |  | Northeast | 5372 | 1406
ERCOT System Peak |  |  |  | 60475 |  |  |  |  | South | 18678 | 12720 |  | South | 20415 | 14580
[9 empty] | West | 3318 | 3195 |  | West | 4545 | 3769
Winter
Zone | 2006 Resources, MW | 2006 Actual Coincident Demand, MW | 2007 Resources, MW | 2007 Forecasted Non-coincident Demand, MW
Houston | 13487 | 11557 | 15534 | 17506
North | 21161 | 19434 | 25636 | 22414
Northeast | 4824 | 1229 | 5372 | 1406
South | 18678 | 12720 | 20415 | 14580
West | 3318 | 3195 | 4545 | 3769
Total | 61468 | 48135 | 71502 | 59675
ERCOT System Peak |  |  |  | 44532

## SummerCoincidentDemandbyCounty
Summer Coincident Demand by County
The demands shown were estimated by using the forecasted non-coincident loads from the 2006 ALDRs to determine a proportion of the total for each county for each year and then applying those proportions to the forecasted ERCOT peak demand.
Summer Coincident Demand, MW
County | 2006 | 2007 | 2008 | 2009 | 2010 | 2011
ANDERSON | 153.0644 | 155.3164 | 156.5948 | 159.2874 | 161.8512 | 164.2615
ANDREWS | 149.5199 | 150.7066 | 150.9448 | 152.3437 | 153.4608 | 154.2247
ANGELINA | 320.2314 | 323.5089 | 324.5624 | 328.3144 | 331.2784 | 333.6678
ARANSAS | 62.8847 | 64.3128 | 65.2945 | 66.812 | 68.1698 | 69.4069
ARCHER | 26.7413 | 27.3396 | 27.7482 | 28.3845 | 28.953 | 29.4857
ATASCOSA | 71.7809 | 73.5714 | 74.8689 | 76.7991 | 78.5111 | 80.0366
AUSTIN | 89.4601 | 90.974 | 91.8993 | 93.6209 | 95.1602 | 96.5346
BANDERA | 54.1403 | 56.9579 | 55.5618 | 58.5296 | 61.5069 | 64.3713
BASTROP | 187.5419 | 191.6724 | 200.6191 | 202.6601 | 212.9059 | 222.8299
BAYLOR | 16.1857 | 16.1971 | 16.184 | 16.2185 | 16.2998 | 16.2668
BEE | 61.9364 | 62.6638 | 62.9658 | 63.7932 | 64.5198 | 65.1155
BELL | 768.3029 | 793.1115 | 810.0571 | 822.8757 | 844.933 | 865.3853
BEXAR | 4230.0053 | 4308.9008 | 4377.414 | 4517.1566 | 4734.1245 | 4908.6608
BLANCO | 28.1482 | 29.077 | 29.9511 | 31.1097 | 32.2362 | 33.3036
BORDEN | 1.6905 | 1.7207 | 1.7154 | 1.7446 | 1.7543 | 1.8037
BOSQUE | 88.635 | 89.6554 | 89.8889 | 90.8572 | 91.5964 | 92.1856
BRAZORIA | 1322.7805 | 1342.8304 | 1352.4996 | 1373.0892 | 1389.8484 | 1404.5841
BRAZOS | 443.9381 | 455.9351 | 464.9986 | 478.2841 | 490.2455 | 476.6363
BREWSTER | 23.7335 | 23.9883 | 24.0687 | 24.3462 | 24.566 | 24.7448
BROOKS | 19.8842 | 20.1577 | 20.2923 | 20.594 | 20.8462 | 21.0618
BROWN | 112.8874 | 114.3457 | 115.0522 | 116.7018 | 121.5639 | 122.8047
BURLESON | 27.8328 | 28.7189 | 29.4044 | 30.3389 | 31.2098 | 34.3795
BURNET | 123.5079 | 128.4059 | 132.6036 | 138.0899 | 143.4691 | 148.5902
CALDWELL | 97.8822 | 101.0767 | 103.5842 | 107.1266 | 110.4382 | 113.5525
CALHOUN | 265.8058 | 268.5012 | 272.3794 | 278.0252 | 282.7286 | 286.7354
CALLAHAN | 32.3503 | 32.8166 | 32.8622 | 33.2839 | 33.6381 | 33.9034
CAMERON | 709.8615 | 743.9991 | 780.5951 | 821.014 | 861.6425 | 896.5914
CHAMBERS | 224.0297 | 226.581 | 227.2 | 229.7533 | 231.8132 | 233.5309
CHEROKEE | 94.9304 | 95.9767 | 96.363 | 97.5622 | 98.5296 | 99.3257
CHILDRESS | 16.6027 | 16.8596 | 17 | 17.2804 | 17.5193 | 17.7277
CLAY | 29.4952 | 30.1441 | 30.6699 | 31.3611 | 31.9775 | 32.5552
COKE | 15.6202 | 15.8303 | 15.928 | 16.1661 | 16.3566 | 16.5246
COLEMAN | 35.2077 | 35.629 | 35.7433 | 36.1538 | 36.4293 | 36.6429
COLLIN | 2134.2769 | 2228.4373 | 2296.1998 | 2385.42 | 2468.0201 | 2561.8333
COLORADO | 83.2382 | 85.0318 | 86.282 | 88.2879 | 90.1319 | 91.8187
COMAL | 323.4781 | 354.132 | 365.8055 | 381.1246 | 396.2053 | 410.5679
COMANCHE | 48.0877 | 49.4198 | 50.2304 | 51.5022 | 52.6665 | 53.8662
CONCHO | 11.2745 | 11.4427 | 11.5256 | 11.717 | 11.8566 | 11.9892
COOKE | 116.628 | 119.5006 | 121.6226 | 124.8277 | 127.668 | 130.3598
CORYELL | 118.4829 | 123.1008 | 123.5654 | 138.3778 | 141.7552 | 144.9974
COTTLE | 4.4654 | 4.5516 | 4.6063 | 4.6988 | 4.7801 | 4.8526
CRANE | 85.9081 | 87.5377 | 88.5639 | 90.305 | 91.8255 | 92.6642
CROCKETT | 38.3191 | 39.1451 | 39.7019 | 40.5733 | 41.336 | 42.0334
CROSBY | 2.2468 | 2.2484 | 2.2346 | 2.2394 | 2.2387 | 2.2342
CULBERSON | 5.5738 | 5.7075 | 5.8015 | 5.9431 | 6.0704 | 6.1871
DALLAS | 7625.2216 | 7775.5502 | 7882.634 | 8052.6562 | 8210.2794 | 8350.5487
DAWSON | 71.0139 | 71.9485 | 71.9842 | 73.05 | 73.59 | 74.7303
DELTA | 9.2803 | 9.4555 | 9.5343 | 9.6347 | 9.7848 | 9.932
DENTON | 1906.989 | 2005.1718 | 2077.6785 | 2185.8339 | 2253.1929 | 2324.3547
DEWITT | 72.024 | 73.7016 | 74.918 | 76.798 | 78.5515 | 80.1664
DICKENS | 9.0019 | 9.2602 | 9.4539 | 9.7249 | 9.9728 | 10.2035
DIMMIT | 20.0913 | 20.5631 | 20.8875 | 21.3827 | 21.8271 | 22.2356
DUVAL | 41.0948 | 41.6276 | 41.8747 | 42.4681 | 42.9999 | 43.4487
EASTLAND | 66.7158 | 67.7107 | 68.4172 | 69.6244 | 70.6825 | 71.6368
ECTOR | 467.6604 | 471.6742 | 472.449 | 477.1268 | 480.6531 | 483.3424
EDWARDS | 10.2888 | 10.4574 | 10.5587 | 10.752 | 10.925 | 11.0602
ELLIS | 811.0751 | 827.2323 | 838.7798 | 866.996 | 894.9775 | 920.5826
ERATH | 116.6781 | 118.9946 | 119.8004 | 121.5627 | 122.9907 | 124.2278
FALLS | 50.6007 | 51.3248 | 51.7208 | 53.0758 | 54.4592 | 55.5135
FANNIN | 84.5156 | 86.4679 | 91.8433 | 93.2056 | 95.1876 | 97.1413
FAYETTE | 85.1713 | 87.1824 | 86.093 | 88.6807 | 90.689 | 92.5336
FISHER | 18.4115 | 18.6529 | 18.7668 | 19.0296 | 19.2447 | 19.4248
FOARD | 4.0537 | 4.0938 | 4.1065 | 4.1524 | 4.1881 | 4.2167
FORT BEND | 1116.3486 | 1138.8781 | 1147.2388 | 1164.5413 | 1179.3431 | 1192.3316
FRANKLIN | 3.1177 | 3.1355 | 3.1319 | 3.1543 | 3.1691 | 3.1786
FREESTONE | 68.8788 | 70.0916 | 67.3371 | 68.3436 | 69.2076 | 69.9723
FRIO | 32.4585 | 33.8451 | 35.0153 | 36.4931 | 37.8806 | 39.2226
GALVESTON | 1601.9032 | 1629.3328 | 1650.6189 | 1683.0476 | 1709.8542 | 1743.2136
GILLESPIE | 65.1533 | 66.992 | 68.3793 | 70.3427 | 72.1541 | 73.8367
GLASSCOCK | 14.9499 | 15.2199 | 15.3846 | 15.6759 | 15.9295 | 16.1551
GOLIAD | 20.5974 | 20.9851 | 21.2321 | 21.6583 | 22.1133 | 22.5149
GONZALES | 62.2469 | 73.0115 | 74.9816 | 77.6568 | 80.2461 | 82.6919
GRAYSON | 459.6476 | 475.5626 | 484.6561 | 501.3939 | 508.3267 | 520.9787
GRIMES | 20.0873 | 21.1522 | 22.1444 | 23.401 | 24.6942 | 26.0407
GUADALUPE | 356.0568 | 367.9302 | 377.9267 | 391.7515 | 405.441 | 418.4023
HALL | 5.3799 | 5.4586 | 5.6873 | 5.7082 | 5.9453 | 6.0315
HAMILTON | 33.4105 | 33.7117 | 33.7836 | 34.1386 | 34.4162 | 34.6364
HARDEMAN | 19.5422 | 19.9875 | 20.2958 | 20.8558 | 21.0227 | 21.1529
HARRIS | 11618.0671 | 11856.221 | 11988.589 | 12211.3226 | 12410.551 | 12593.9372
HASKELL | 25.1412 | 25.4047 | 25.5026 | 25.8091 | 26.0499 | 26.2426
HAYS | 351.7291 | 367.3041 | 384.0186 | 402.8452 | 421.7158 | 439.8147
HENDERSON | 168.4281 | 170.8902 | 182.8356 | 187.1286 | 190.1813 | 192.9902
HIDALGO | 1151.9262 | 1204.1953 | 1257.16 | 1341.7666 | 1417.1929 | 1497.6557
HILL | 113.376 | 116.2098 | 118.192 | 121.3194 | 124.2104 | 126.9827
HOOD | 163.5771 | 166.4964 | 169.763 | 174.464 | 189.6372 | 229.5815
HOPKINS | 85.8897 | 87.7225 | 84.7941 | 86.5168 | 88.6143 | 90.6689
HOUSTON | 39.9308 | 40.2703 | 40.3334 | 40.7296 | 41.0274 | 41.2531
HOWARD | 111.7787 | 112.7225 | 122.1747 | 113.7793 | 114.6926 | 115.406
HUNT | 205.316 | 210.9275 | 224.2921 | 230.2877 | 235.3084 | 240.1468
IRION | 9.6408 | 9.8429 | 9.9876 | 10.2225 | 10.4133 | 10.6005
JACK | 25.038 | 25.5855 | 25.9565 | 26.5416 | 27.0642 | 27.5539
JACKSON | 37.3957 | 37.9365 | 38.2251 | 38.8382 | 39.3524 | 39.7743
JEFF DAVIS | 4.5835 | 4.7573 | 4.8977 | 5.078 | 5.2463 | 5.4051
JIM HOGG | 3.9388 | 4.0338 | 4.1046 | 4.213 | 4.3107 | 4.4048
JIM WELLS | 87.484 | 89.438 | 90.7812 | 92.8794 | 94.7011 | 96.3352
JOHNSON | 353.7763 | 371.3513 | 384.1639 | 399.5981 | 416.7398 | 433.0106
JONES | 39.537 | 39.9352 | 39.9727 | 40.3852 | 40.7111 | 40.9489
KARNES | 26.54 | 26.7991 | 26.8747 | 27.1728 | 27.4959 | 27.7602
KAUFMAN | 325.0215 | 362.1679 | 355.5025 | 372.7738 | 384.8276 | 397.3233
KENDALL | 75.4901 | 80.0611 | 84.2666 | 87.3181 | 92.511 | 97.5331
KENEDY | 1.0716 | 1.0723 | 1.0658 | 1.1542 | 1.1538 | 1.1515
KENT | 47.5645 | 47.7365 | 47.582 | 47.8214 | 47.9449 | 47.9859
KERR | 127.9842 | 131.334 | 133.8232 | 137.4654 | 141.5645 | 145.409
KIMBLE | 19.0735 | 19.4405 | 19.6781 | 20.0808 | 20.4389 | 20.7619
KING | 7.1718 | 7.1769 | 7.133 | 7.1482 | 7.1461 | 7.1315
KINNEY | 7.5753 | 7.6863 | 7.7643 | 7.9011 | 8.0174 | 8.0973
KLEBERG | 104.9923 | 106.358 | 107.0058 | 108.4668 | 109.6686 | 110.6471
KNOX | 21.8601 | 22.3095 | 22.6043 | 23.0847 | 23.5099 | 23.8941
LA SALLE | 13.6922 | 14.2455 | 14.7051 | 15.2912 | 15.84 | 16.3665
LAMAR | 169.2769 | 171.9691 | 173.7328 | 176.3071 | 179.2295 | 182.0004
LAMPASAS | 48.449 | 50.5526 | 52.3783 | 54.7157 | 57.0157 | 59.212
LAVACA | 38.6592 | 39.6905 | 40.4759 | 41.6239 | 42.7369 | 43.7709
LEE | 35.6992 | 36.5209 | 37.095 | 37.9804 | 38.7828 | 39.5147
LEON | 157.7347 | 159.8918 | 161.0295 | 163.6034 | 165.8724 | 167.9428
LIMESTONE | 64.4618 | 65.8893 | 66.9412 | 68.6294 | 70.2449 | 71.8344
LIVE OAK | 79.5122 | 81.1756 | 82.322 | 83.987 | 85.5718 | 86.9782
LLANO | 71.6308 | 73.7855 | 75.4638 | 77.8058 | 80.0033 | 82.0594
LOVING | 4.8738 | 4.9119 | 4.9162 | 4.9612 | 4.9941 | 5.0184
MADISON | 7.6452 | 7.8158 | 7.9424 | 8.142 | 8.3316 | 8.5158
MARTIN | 27.5666 | 27.932 | 28.019 | 28.4233 | 28.6732 | 28.9589
MASON | 10.9701 | 11.0749 | 11.1052 | 11.229 | 11.3275 | 11.4074
MATAGORDA | 152.0041 | 154.7854 | 157.0452 | 159.8983 | 162.2382 | 164.2959
MAVERICK | 86.0397 | 89.5503 | 93.1403 | 97.5408 | 101.7308 | 105.2188
MCCULLOCH | 42.8224 | 43.6781 | 44.2547 | 45.2185 | 46.1014 | 46.9074
MCLENNAN | 708.6331 | 729.8453 | 743.4147 | 761.5547 | 777.5602 | 792.7105
MCMULLEN | 5.6241 | 5.7509 | 5.841 | 5.9822 | 6.118 | 6.2343
MEDINA | 178.0398 | 184.3813 | 203.6636 | 211.5099 | 219.3754 | 226.9065
MENARD | 4.0819 | 4.1376 | 4.1666 | 4.2294 | 4.2814 | 4.3267
MIDLAND | 322.4169 | 325.4122 | 326.2575 | 329.7103 | 332.3675 | 334.4455
MILAM | 73.2672 | 75.2958 | 76.3751 | 78.1126 | 79.7323 | 81.2723
MILLS | 8.8325 | 8.9772 | 9.0615 | 9.2238 | 9.3666 | 9.4929
MITCHELL | 17.9745 | 18.1601 | 18.2209 | 18.4321 | 18.5988 | 18.7331
MONTAGUE | 65.5359 | 67.1616 | 68.3364 | 70.0874 | 71.7732 | 73.3709
MONTGOMERY | 242.4121 | 259.1799 | 269.129 | 281.7014 | 294.1548 | 306.6389
MOTLEY | 4.0985 | 4.2643 | 4.4326 | 4.593 | 4.7822 | 4.9385
NACOGDOCHES | 162.7884 | 166.4015 | 167.1331 | 169.2757 | 171.0164 | 172.4594
NAVARRO | 201.3603 | 217.9298 | 227.6536 | 233.1043 | 238.2744 | 243.2163
NOLAN | 55.4157 | 55.9192 | 56.0417 | 56.5839 | 56.9137 | 57.3
NUECES | 1041.6989 | 1060.4738 | 1072.4457 | 1092.5393 | 1109.0259 | 1123.5305
PALO PINTO | 83.195 | 85.5109 | 88.7565 | 90.896 | 92.7917 | 94.535
PARKER | 297.6275 | 303.4674 | 311.4198 | 317.2004 | 326.888 | 327.6887
PECOS | 105.8775 | 108.461 | 110.2988 | 113.0406 | 115.5117 | 117.831
PRESIDIO | 11.8366 | 12.2527 | 12.5827 | 13.0135 | 13.4135 | 13.7894
RAINS | 22.8267 | 23.1961 | 23.4133 | 23.8312 | 24.4997 | 25.1814
REAGAN | 12.9594 | 13.2535 | 13.4569 | 13.7687 | 14.0456 | 14.299
REAL | 12.3842 | 12.8435 | 13.2342 | 13.7526 | 14.2591 | 14.7398
RED RIVER | 38.5489 | 39.0584 | 37.0184 | 37.9831 | 38.6872 | 39.3721
REEVES | 65.3717 | 66.2783 | 66.7266 | 67.728 | 68.5724 | 69.3055
REFUGIO | 25.7266 | 26.0245 | 26.1436 | 26.4784 | 26.7768 | 27.0255
ROBERTSON | 20.8626 | 21.6236 | 22.3554 | 23.3202 | 24.3023 | 25.3128
ROCKWALL | 247.5809 | 261.1498 | 273.227 | 288.062 | 304.2812 | 309.6233
RUNNELS | 34.1508 | 34.6566 | 34.9095 | 35.4654 | 35.9105 | 36.3061
RUSK | 17.9644 | 18.055 | 18.0218 | 18.1378 | 18.2099 | 18.2501
SAN PATRICIO | 209.7179 | 213.3338 | 215.4948 | 219.3535 | 222.6524 | 225.5204
SAN SABA | 12.2304 | 12.4553 | 12.6017 | 12.8559 | 13.0872 | 13.2953
SCHLEICHER | 9.7042 | 9.735 | 9.7037 | 9.7463 | 9.7584 | 9.7558
SCURRY | 238.3517 | 240.0164 | 240.0348 | 242.0287 | 243.4377 | 244.4236
SHACKELFORD | 23.6123 | 23.9925 | 24.208 | 24.6261 | 24.9923 | 25.3197
SMITH | 619.2849 | 627.3997 | 630.8677 | 639.5873 | 646.7766 | 652.8398
SOMERVELL | 50.8884 | 52.286 | 53.1582 | 54.4816 | 54.8477 | 55.9749
STARR | 92.837 | 96.4167 | 100.1432 | 104.7233 | 109.2733 | 113.4545
STEPHENS | 60.8332 | 62.1907 | 63.1174 | 64.5631 | 65.8544 | 66.9441
STERLING | 9.8731 | 9.9718 | 10.0205 | 10.1681 | 10.2572 | 10.3565
STONEWALL | 7.5763 | 7.8343 | 8.0374 | 8.3061 | 8.5552 | 8.7882
SUTTON | 13.6936 | 13.9262 | 14.0666 | 14.32 | 14.5359 | 14.7244
TARRANT | 4909.9171 | 5050.3143 | 5172.1099 | 5316.5744 | 5460.1191 | 5602.7631
TAYLOR | 364.4702 | 367.3044 | 367.0699 | 370.102 | 372.2954 | 373.7548
TERRELL | 4.2209 | 4.2661 | 4.2824 | 4.3344 | 4.3765 | 4.4117
THROCKMORTON | 8.5903 | 8.7194 | 8.7883 | 8.9305 | 9.0503 | 9.1543
TOM GREEN | 280.0125 | 283.5138 | 284.3398 | 287.5574 | 289.8591 | 291.7306
TRAVIS | 2624.9072 | 2672.108 | 2664.6089 | 2678.9816 | 2694.6212 | 2710.628
UPTON | 26.0989 | 27.0403 | 27.7925 | 28.7701 | 29.679 | 30.5358
UVALDE | 56.8322 | 58.6576 | 60.4793 | 62.8028 | 64.9691 | 66.7361
VAL VERDE | 91.0225 | 93.947 | 96.9385 | 100.7115 | 104.2418 | 107.0337
VAN ZANDT | 88.7633 | 90.0895 | 90.8232 | 92.3401 | 94.2494 | 96.1084
VICTORIA | 341.5175 | 349.7724 | 355.7024 | 364.314 | 371.6506 | 378.1648
WALLER | 208.173 | 215.2481 | 220.356 | 227.5721 | 234.4611 | 241.0559
WARD | 60.0526 | 60.5503 | 60.6338 | 61.2197 | 61.6594 | 61.9919
WASHINGTON | 109.3962 | 108.1782 | 109.6057 | 111.943 | 114.0227 | 115.9027
WEBB | 429.2792 | 443.501 | 454.6324 | 469.49 | 483.2538 | 496.1617
WHARTON | 121.9574 | 123.2583 | 123.7291 | 125.2391 | 126.4634 | 127.4321
WICHITA | 430.8513 | 434.1827 | 435.0501 | 439.252 | 442.3932 | 444.7643
WILBARGER | 47.756 | 48.4301 | 48.7702 | 49.5121 | 50.135 | 50.6704
WILLACY | 39.5249 | 40.9825 | 42.522 | 44.333 | 46.203 | 47.9283
WILLIAMSON | 864.2139 | 897.2268 | 933.2731 | 978.8986 | 1028.5835 | 1073.5596
WILSON | 84.367 | 86.9128 | 88.8523 | 91.6096 | 94.1718 | 96.5767
WINKLER | 69.4226 | 70.1453 | 70.4226 | 71.2494 | 71.9415 | 72.4746
WISE | 238.7743 | 246.7918 | 265.6455 | 274.6716 | 284.0304 | 293.5017
YOUNG | 69.1335 | 70.7595 | 71.9177 | 73.6912 | 75.3158 | 76.8339
ZAPATA | 26.7504 | 27.6782 | 28.4194 | 29.4002 | 30.3098 | 31.1725
ZAVALA | 22.0975 | 22.7835 | 23.4645 | 24.3404 | 25.1557 | 25.8147

## SummerLoadbyCounty
Summer Load by County
The loads shown are the non-coincident loads of the individual delivery points from the 2006 ALDRs and do not include self-serve loads. The values shown here are used in the summer import/export calculations.
Summer Load, MW
County | 2006 | 2007 | 2008 | 2009 | 2010 | 2011
ANDERSON | 177.1257 | 179.6047 | 182.1977 | 184.9357 | 187.9683 | 191.154
ANDREWS | 173.024 | 174.274 | 175.624 | 176.874 | 178.224 | 179.474
ANGELINA | 370.5709 | 374.0991 | 377.6278 | 381.1794 | 384.7352 | 388.295
ARANSAS | 72.77 | 74.37 | 75.97 | 77.57 | 79.17 | 80.77
ARCHER | 30.945 | 31.615 | 32.285 | 32.955 | 33.625 | 34.313
ATASCOSA | 83.0646 | 85.0765 | 87.1098 | 89.1653 | 91.1801 | 93.14
AUSTIN | 103.523 | 105.2005 | 106.9247 | 108.6957 | 110.5158 | 112.339
BANDERA | 62.651 | 65.865 | 64.646 | 67.954 | 71.432 | 74.91
BASTROP | 217.023 | 221.646 | 233.42 | 235.2922 | 247.2614 | 259.311
BAYLOR | 18.73 | 18.73 | 18.83 | 18.83 | 18.93 | 18.93
BEE | 71.6726 | 72.4632 | 73.2606 | 74.0651 | 74.931 | 75.776
BELL | 889.0781 | 917.138 | 942.5 | 955.3745 | 981.2756 | 1007.064
BEXAR | 4894.9509 | 4982.7247 | 5093.1133 | 5244.5055 | 5498.0463 | 5712.294
BLANCO | 32.573 | 33.624 | 34.848 | 36.119 | 37.438 | 38.756
BORDEN | 1.9563 | 1.9898 | 1.9958 | 2.0256 | 2.0374 | 2.099
BOSQUE | 102.5681 | 103.6757 | 104.5856 | 105.4869 | 106.3768 | 107.278
BRAZORIA | 1530.718 | 1552.8216 | 1573.6308 | 1594.1829 | 1614.1212 | 1634.539
BRAZOS | 513.724 | 527.234 | 541.025 | 555.297 | 569.354 | 554.67
BREWSTER | 27.4643 | 27.7396 | 28.0039 | 28.2664 | 28.5301 | 28.796
BROOKS | 23.01 | 23.31 | 23.61 | 23.91 | 24.21 | 24.51
BROWN | 130.633 | 132.227 | 133.863 | 135.493 | 141.18 | 142.91
BURLESON | 32.208 | 33.21 | 34.212 | 35.224 | 36.246 | 40.008
BURNET | 142.923 | 148.486 | 154.284 | 160.325 | 166.62 | 172.917
CALDWELL | 113.269 | 116.883 | 120.52 | 124.376 | 128.259 | 132.143
CALHOUN | 307.5897 | 310.4893 | 316.9129 | 322.7926 | 328.3511 | 333.679
CALLAHAN | 37.4357 | 37.9485 | 38.2352 | 38.6433 | 39.0661 | 39.454
CAMERON | 821.4498 | 860.3454 | 908.2209 | 953.213 | 1000.6815 | 1043.379
CHAMBERS | 259.2465 | 262.0136 | 264.3468 | 266.748 | 269.2197 | 271.764
CHEROKEE | 109.8532 | 110.9855 | 112.1181 | 113.2715 | 114.4288 | 115.587
CHILDRESS | 19.2127 | 19.4961 | 19.7795 | 20.0629 | 20.3463 | 20.63
CLAY | 34.1318 | 34.858 | 35.6843 | 36.4108 | 37.1376 | 37.885
COKE | 18.0756 | 18.3058 | 18.5321 | 18.7691 | 18.996 | 19.23
COLEMAN | 40.7423 | 41.2007 | 41.5873 | 41.9753 | 42.3077 | 42.642
COLLIN | 2469.7796 | 2576.9193 | 2671.6243 | 2769.5183 | 2866.272 | 2981.25
COLORADO | 96.323 | 98.329 | 100.389 | 102.504 | 104.676 | 106.851
COMAL | 374.328 | 409.511 | 425.614 | 442.493 | 460.139 | 477.785
COMANCHE | 55.647 | 57.148 | 58.443 | 59.795 | 61.165 | 62.685
CONCHO | 13.0468 | 13.2321 | 13.41 | 13.6036 | 13.7698 | 13.952
COOKE | 134.9616 | 138.188 | 141.5076 | 144.9273 | 148.2691 | 151.702
CORYELL | 137.1081 | 142.3512 | 143.7681 | 160.6593 | 164.6295 | 168.736
COTTLE | 5.1674 | 5.2634 | 5.3594 | 5.4554 | 5.5514 | 5.647
CRANE | 99.4126 | 101.2268 | 103.0439 | 104.8458 | 106.6429 | 107.835
CROCKETT | 44.3428 | 45.2666 | 46.1931 | 47.1064 | 48.0062 | 48.915
CROSBY | 2.6 | 2.6 | 2.6 | 2.6 | 2.6 | 2.6
CULBERSON | 6.45 | 6.6 | 6.75 | 6.9 | 7.05 | 7.2
DALLAS | 8823.8862 | 8991.4872 | 9171.4303 | 9349.2883 | 9535.1307 | 9717.679
DAWSON | 82.1771 | 83.1997 | 83.7534 | 84.8124 | 85.4648 | 86.965
DELTA | 10.7391 | 10.9341 | 11.0931 | 11.1861 | 11.3637 | 11.558
DENTON | 2206.7627 | 2318.7396 | 2417.3752 | 2537.795 | 2616.7793 | 2704.892
DEWITT | 83.346 | 85.227 | 87.167 | 89.164 | 91.227 | 93.291
DICKENS | 10.417 | 10.7083 | 10.9995 | 11.2908 | 11.5821 | 11.874
DIMMIT | 23.2496 | 23.7787 | 24.3026 | 24.8257 | 25.3493 | 25.876
DUVAL | 47.5548 | 48.1374 | 48.7212 | 49.3062 | 49.9386 | 50.562
EASTLAND | 77.2033 | 78.2993 | 79.6033 | 80.8353 | 82.0882 | 83.365
ECTOR | 541.1754 | 545.4345 | 549.6936 | 553.9534 | 558.2137 | 562.474
EDWARDS | 11.9062 | 12.0927 | 12.285 | 12.4833 | 12.6879 | 12.871
ELLIS | 938.574 | 956.5945 | 975.9188 | 1006.599 | 1039.3955 | 1071.298
ERATH | 135.0196 | 137.6029 | 139.3876 | 141.1366 | 142.8371 | 144.566
FALLS | 58.555 | 59.351 | 60.177 | 61.622 | 63.247 | 64.602
FANNIN | 97.8012 | 99.9897 | 106.8596 | 108.2135 | 110.5476 | 113.045
FAYETTE | 98.56 | 100.816 | 100.169 | 102.96 | 105.323 | 107.683
FISHER | 21.3057 | 21.5698 | 21.8352 | 22.0937 | 22.3501 | 22.605
FOARD | 4.691 | 4.734 | 4.778 | 4.821 | 4.864 | 4.907
FORT BEND | 1291.8356 | 1316.9753 | 1334.8102 | 1352.0548 | 1369.6477 | 1387.537
FRANKLIN | 3.6078 | 3.6258 | 3.644 | 3.6622 | 3.6805 | 3.699
FREESTONE | 79.7064 | 81.0525 | 78.3466 | 79.3483 | 80.3753 | 81.428
FRIO | 37.5609 | 39.1378 | 40.7402 | 42.3692 | 43.9932 | 45.644
GALVESTON | 1853.7181 | 1884.1271 | 1920.492 | 1954.0505 | 1985.7648 | 2028.608
GILLESPIE | 75.3952 | 77.4682 | 79.5592 | 81.6692 | 83.7972 | 85.925
GLASSCOCK | 17.3 | 17.6 | 17.9 | 18.2 | 18.5 | 18.8
GOLIAD | 23.8352 | 24.2667 | 24.7035 | 25.1457 | 25.6816 | 26.201
GONZALES | 72.032 | 84.429 | 87.241 | 90.161 | 93.195 | 96.23
GRAYSON | 531.9029 | 549.9308 | 563.8965 | 582.1279 | 590.3528 | 606.272
GRIMES | 23.245 | 24.46 | 25.765 | 27.169 | 28.679 | 30.304
GUADALUPE | 412.028 | 425.467 | 439.717 | 454.831 | 470.865 | 486.902
HALL | 6.2256 | 6.3122 | 6.6172 | 6.6273 | 6.9047 | 7.019
HAMILTON | 38.6626 | 38.9835 | 39.3072 | 39.6356 | 39.9698 | 40.307
HARDEMAN | 22.6142 | 23.1131 | 23.6141 | 24.214 | 24.415 | 24.616
HARRIS | 13444.3964 | 13710.2914 | 13948.7015 | 14177.5796 | 14413.179 | 14655.784
HASKELL | 29.0933 | 29.3775 | 29.6723 | 29.9648 | 30.2534 | 30.539
HAYS | 407.02 | 424.743 | 446.805 | 467.711 | 489.766 | 511.82
HENDERSON | 194.9046 | 197.6139 | 212.7289 | 217.2599 | 220.8699 | 224.586
HIDALGO | 1333.006 | 1392.5069 | 1462.7034 | 1557.8167 | 1645.8782 | 1742.848
HILL | 131.1985 | 134.3827 | 137.5162 | 140.8542 | 144.2536 | 147.772
HOOD | 189.291 | 192.533 | 197.519 | 202.556 | 220.238 | 267.168
HOPKINS | 99.3913 | 101.4405 | 98.6578 | 100.4476 | 102.9135 | 105.513
HOUSTON | 46.2078 | 46.5678 | 46.9278 | 47.2878 | 47.6478 | 48.007
HOWARD | 129.35 | 130.35 | 142.15 | 132.1 | 133.2 | 134.3
HUNT | 237.5911 | 243.9123 | 260.9635 | 267.3685 | 273.279 | 279.463
IRION | 11.1563 | 11.3821 | 11.6205 | 11.8685 | 12.0936 | 12.336
JACK | 28.9739 | 29.5866 | 30.2004 | 30.8153 | 31.4314 | 32.065
JACKSON | 43.2742 | 43.869 | 44.4748 | 45.0919 | 45.7025 | 46.286
JEFF DAVIS | 5.3041 | 5.5013 | 5.6985 | 5.8957 | 6.0929 | 6.29
JIM HOGG | 4.558 | 4.6646 | 4.7756 | 4.8914 | 5.0062 | 5.126
JIM WELLS | 101.2362 | 103.4243 | 105.6237 | 107.8347 | 109.9825 | 112.107
JOHNSON | 409.389 | 429.423 | 446.974 | 463.941 | 483.987 | 503.902
JONES | 45.7522 | 46.1802 | 46.5081 | 46.888 | 47.2804 | 47.653
KARNES | 30.712 | 30.99 | 31.2687 | 31.5481 | 31.9328 | 32.305
KAUFMAN | 376.114 | 418.8035 | 413.6266 | 432.7976 | 446.9253 | 462.372
KENDALL | 87.357 | 92.581 | 98.044 | 101.378 | 107.439 | 113.501
KENEDY | 1.24 | 1.24 | 1.24 | 1.34 | 1.34 | 1.34
KENT | 55.0415 | 55.2015 | 55.3615 | 55.5215 | 55.6815 | 55.842
KERR | 148.103 | 151.872 | 155.703 | 159.6 | 164.408 | 169.215
KIMBLE | 22.0718 | 22.4806 | 22.8954 | 23.3143 | 23.7371 | 24.161
KING | 8.2992 | 8.2992 | 8.2992 | 8.2992 | 8.2992 | 8.299
KINNEY | 8.7661 | 8.8883 | 9.0338 | 9.1734 | 9.3111 | 9.423
KLEBERG | 121.4968 | 122.9902 | 124.5011 | 125.932 | 127.3652 | 128.762
KNOX | 25.2965 | 25.7982 | 26.3 | 26.8018 | 27.3035 | 27.806
LA SALLE | 15.8445 | 16.4732 | 17.1094 | 17.7534 | 18.396 | 19.046
LAMAR | 195.8868 | 198.8616 | 202.1378 | 204.6959 | 208.1509 | 211.797
LAMPASAS | 56.065 | 58.458 | 60.942 | 63.526 | 66.216 | 68.906
LAVACA | 44.7363 | 45.8973 | 47.0936 | 48.3261 | 49.6331 | 50.937
LEE | 41.311 | 42.232 | 43.16 | 44.096 | 45.041 | 45.984
LEON | 182.5302 | 184.8956 | 187.3575 | 189.9467 | 192.6384 | 195.438
LIMESTONE | 74.595 | 76.193 | 77.886 | 79.68 | 81.58 | 83.595
LIVE OAK | 92.0113 | 93.8698 | 95.7815 | 97.5105 | 99.3801 | 101.218
LLANO | 82.891 | 85.324 | 87.802 | 90.334 | 92.913 | 95.494
LOVING | 5.64 | 5.68 | 5.72 | 5.76 | 5.8 | 5.84
MADISON | 8.847 | 9.038 | 9.241 | 9.453 | 9.676 | 9.91
MARTIN | 31.9 | 32.3 | 32.6 | 33 | 33.3 | 33.7
MASON | 12.6945 | 12.8067 | 12.9209 | 13.0371 | 13.1553 | 13.275
MATAGORDA | 175.8987 | 178.9907 | 182.7219 | 185.6449 | 188.4178 | 191.194
MAVERICK | 99.5649 | 103.5541 | 108.3686 | 113.2468 | 118.1466 | 122.445
MCCULLOCH | 49.554 | 50.5085 | 51.4903 | 52.4996 | 53.5406 | 54.587
MCLENNAN | 820.0284 | 843.9782 | 864.9616 | 884.1796 | 903.0312 | 922.491
MCMULLEN | 6.5082 | 6.6502 | 6.796 | 6.9455 | 7.1052 | 7.255
MEDINA | 206.0272 | 213.2148 | 236.9622 | 245.567 | 254.7749 | 264.055
MENARD | 4.7235 | 4.7846 | 4.8479 | 4.9105 | 4.9723 | 5.035
MIDLAND | 373.1 | 376.3 | 379.6 | 382.8 | 386 | 389.2
MILAM | 84.7846 | 87.0705 | 88.8623 | 90.6902 | 92.5983 | 94.578
MILLS | 10.221 | 10.381 | 10.543 | 10.709 | 10.878 | 11.047
MITCHELL | 20.8 | 21 | 21.2 | 21.4 | 21.6 | 21.8
MONTAGUE | 75.838 | 77.6643 | 79.5093 | 81.3728 | 83.3549 | 85.383
MONTGOMERY | 280.5187 | 299.7103 | 313.1311 | 327.0607 | 341.6211 | 356.841
MOTLEY | 4.7428 | 4.9312 | 5.1573 | 5.3325 | 5.5539 | 5.747
NACOGDOCHES | 188.3783 | 192.4233 | 194.4591 | 196.5323 | 198.6124 | 200.694
NAVARRO | 233.0136 | 252.0096 | 264.8746 | 270.6386 | 276.7236 | 283.035
NOLAN | 64.1269 | 64.6638 | 65.2044 | 65.695 | 66.0976 | 66.681
NUECES | 1205.4512 | 1226.3102 | 1247.7887 | 1268.459 | 1287.9839 | 1307.472
PALO PINTO | 96.273 | 98.883 | 103.268 | 105.532 | 107.765 | 110.012
PARKER | 344.4138 | 350.9235 | 362.3363 | 368.2758 | 379.6363 | 381.337
PECOS | 122.5212 | 125.4221 | 128.3324 | 131.2423 | 134.1512 | 137.122
PRESIDIO | 13.6972 | 14.1688 | 14.64 | 15.1089 | 15.578 | 16.047
RAINS | 26.415 | 26.8235 | 27.2413 | 27.6685 | 28.4531 | 29.304
REAGAN | 14.9966 | 15.326 | 15.657 | 15.9858 | 16.312 | 16.64
REAL | 14.331 | 14.852 | 15.398 | 15.967 | 16.56 | 17.153
RED RIVER | 44.6087 | 45.1664 | 43.0708 | 44.0991 | 44.93 | 45.818
REEVES | 75.6479 | 76.6429 | 77.6363 | 78.6335 | 79.6376 | 80.652
REFUGIO | 29.7707 | 30.0942 | 30.418 | 30.742 | 31.0977 | 31.45
ROBERTSON | 24.1421 | 25.0051 | 26.0104 | 27.0752 | 28.2238 | 29.457
ROCKWALL | 286.5 | 301.9883 | 317.8991 | 334.4455 | 353.3815 | 360.314
RUNNELS | 39.5192 | 40.0762 | 40.6171 | 41.176 | 41.7052 | 42.25
RUSK | 20.7884 | 20.8784 | 20.9684 | 21.0584 | 21.1484 | 21.238
SAN PATRICIO | 242.6849 | 246.6948 | 250.7279 | 254.6737 | 258.5807 | 262.442
SAN SABA | 14.153 | 14.403 | 14.662 | 14.926 | 15.199 | 15.472
SCHLEICHER | 11.2297 | 11.2573 | 11.2902 | 11.3156 | 11.3331 | 11.353
SCURRY | 275.82 | 277.55 | 279.28 | 281 | 282.72 | 284.44
SHACKELFORD | 27.3241 | 27.7444 | 28.166 | 28.5914 | 29.0252 | 29.465
SMITH | 716.6348 | 725.5122 | 734.0134 | 742.5732 | 751.1437 | 759.721
SOMERVELL | 58.8879 | 60.4625 | 61.8495 | 63.2542 | 63.6982 | 65.139
STARR | 107.4307 | 111.4943 | 116.5164 | 121.5858 | 126.9062 | 132.029
STEPHENS | 70.396 | 71.916 | 73.437 | 74.959 | 76.481 | 77.904
STERLING | 11.4252 | 11.5312 | 11.6589 | 11.8053 | 11.9124 | 12.052
STONEWALL | 8.7673 | 9.0594 | 9.3515 | 9.6436 | 9.9357 | 10.227
SUTTON | 15.8462 | 16.104 | 16.3665 | 16.6258 | 16.8814 | 17.135
TARRANT | 5681.743 | 5840.0801 | 6017.7405 | 6172.6448 | 6341.191 | 6520.033
TAYLOR | 421.764 | 424.7433 | 427.0852 | 429.6955 | 432.3708 | 434.945
TERRELL | 4.8844 | 4.9332 | 4.9825 | 5.0324 | 5.0827 | 5.134
THROCKMORTON | 9.9407 | 10.083 | 10.2252 | 10.3685 | 10.5107 | 10.653
TITUS | 0 | 0 | 0 | 0 | 0 | 0
TOM GREEN | 324.0297 | 327.8495 | 330.8288 | 333.8597 | 336.6322 | 339.492
TRAVIS | 3037.5356 | 3089.971 | 3100.2676 | 3110.349 | 3129.4386 | 3154.405
UPTON | 30.2016 | 31.2689 | 32.3365 | 33.4027 | 34.4682 | 35.535
UVALDE | 65.7661 | 67.8304 | 70.3675 | 72.9153 | 75.4528 | 77.662
VAL VERDE | 105.331 | 108.6384 | 112.7878 | 116.928 | 121.0628 | 124.557
VAN ZANDT | 102.7166 | 104.1776 | 105.6726 | 107.2086 | 109.458 | 111.843
VICTORIA | 395.2032 | 404.4697 | 413.8591 | 422.9755 | 431.622 | 440.077
WALLER | 240.8972 | 248.9085 | 256.3839 | 264.2155 | 272.2949 | 280.521
WARD | 69.4927 | 70.0191 | 70.5473 | 71.0773 | 71.609 | 72.141
WASHINGTON | 126.593 | 125.095 | 127.526 | 129.968 | 132.422 | 134.878
WEBB | 496.7607 | 512.8554 | 528.964 | 545.0869 | 561.234 | 577.392
WHARTON | 141.1288 | 142.5334 | 143.9586 | 145.405 | 146.8702 | 148.295
WICHITA | 498.58 | 502.08 | 506.18 | 509.98 | 513.78 | 517.58
WILBARGER | 55.2631 | 56.0036 | 56.7441 | 57.4845 | 58.225 | 58.966
WILLACY | 45.7381 | 47.3913 | 49.4742 | 51.4715 | 53.6586 | 55.775
WILLIAMSON | 1000.066 | 1037.5347 | 1085.8616 | 1136.52 | 1194.5609 | 1249.32
WILSON | 97.6292 | 100.5042 | 103.3795 | 106.3605 | 109.3678 | 112.388
WINKLER | 80.3357 | 81.1146 | 81.9366 | 82.7219 | 83.5504 | 84.34
WISE | 276.309 | 285.385 | 309.078 | 318.899 | 329.863 | 341.553
YOUNG | 80.0011 | 81.8248 | 83.6761 | 85.5569 | 87.4691 | 89.413
ZAPATA | 30.9555 | 32.0065 | 33.066 | 34.1342 | 35.2008 | 36.276
ZAVALA | 25.5711 | 26.3464 | 27.3009 | 28.2597 | 29.2149 | 30.041

## SummerGenerationbyCounty
Summer Generation by County
These values are used in the summer import/export calculations for each county. Capacities for mothballed units are included as the total capacity of the unit. Capacities for the wind units are at 2.6%. Asynchronous ties are shown at 50%. These values include the amount available for the grid according information from the owners of the private network units and the distributed generation units that have registered with ERCOT.
Summer Generation, MW
County | 2006 | 2007 | 2008 | 2009 | 2010 | 2011
ANDERSON | 0 | 0 | 0 | 0 | 0 | 0
ANDREWS | 0 | 0 | 0 | 0 | 0 | 0
ANGELINA | 0 | 0 | 0 | 0 | 0 | 0
ARANSAS | 0 | 0 | 0 | 0 | 0 | 0
ARCHER | 0 | 0 | 0 | 0 | 0 | 0
ATASCOSA | 396 | 396 | 396 | 396 | 396 | 396
AUSTIN | 0 | 0 | 0 | 0 | 0 | 0
BANDERA | 0 | 0 | 0 | 0 | 0 | 0
BASTROP | 1111 | 1111 | 1111 | 1111 | 1111 | 1111
BAYLOR | 0 | 0 | 0 | 0 | 0 | 0
BEE | 0 | 0 | 0 | 0 | 0 | 0
BELL | 0 | 0 | 0 | 0 | 0 | 0
BEXAR | 4322.6 | 4322.6 | 4322.6 | 4264.6 | 5014.6 | 5014.6
BLANCO | 0 | 0 | 0 | 0 | 0 | 0
BORDEN | 2.2 | 2.2 | 2.2 | 2.2 | 2.2 | 2.2
BOSQUE | 556 | 556 | 556 | 556 | 556 | 556
BRAZORIA | 610 | 610 | 325 | 325 | 325 | 325
BRAZOS | 288 | 288 | 288 | 288 | 288 | 288
BREWSTER | 0 | 0 | 0 | 0 | 0 | 0
BROOKS | 0 | 0 | 0 | 0 | 0 | 0
BROWN | 0 | 0 | 0 | 0 | 0 | 0
BURLESON | 0 | 0 | 0 | 0 | 0 | 0
BURNET | 95 | 95 | 95 | 95 | 95 | 95
CALDWELL | 0 | 0 | 0 | 0 | 0 | 0
CALHOUN | 459 | 459 | 459 | 459 | 459 | 459
CALLAHAN | 0 | 0 | 0 | 0 | 0 | 0
CAMERON | 360 | 435 | 435 | 435 | 435 | 435
CHAMBERS | 2829.9 | 2829.9 | 2829.9 | 2829.9 | 2829.9 | 2829.9
CHEROKEE | 693 | 693 | 693 | 693 | 693 | 693
CHILDRESS | 0 | 0 | 0 | 0 | 0 | 0
CLAY | 0 | 0 | 0 | 0 | 0 | 0
COKE | 0 | 0 | 0 | 0 | 0 | 0
COLEMAN | 0 | 0 | 0 | 0 | 0 | 0
COLLIN | 545 | 545 | 545 | 545 | 545 | 545
COLORADO | 0 | 0 | 0 | 0 | 0 | 0
COMAL | 6 | 6 | 6 | 6 | 6 | 6
COMANCHE | 0 | 0 | 0 | 0 | 0 | 0
CONCHO | 0 | 0 | 0 | 0 | 0 | 0
COOKE | 0 | 0 | 0 | 0 | 0 | 0
CORYELL | 0 | 0 | 0 | 0 | 0 | 0
COTTLE | 0 | 0 | 0 | 0 | 0 | 0
CRANE | 0 | 0 | 0 | 0 | 0 | 0
CROCKETT | 0 | 0 | 0 | 0 | 0 | 0
CROSBY | 0 | 0 | 0 | 0 | 0 | 0
CULBERSON | 1.98 | 1.98 | 6.58 | 6.58 | 6.58 | 6.58
DALLAS | 2431 | 2431 | 2431 | 2431 | 2431 | 2431
DAWSON | 0 | 0 | 0 | 0 | 0 | 0
DELTA | 0 | 0 | 0 | 0 | 0 | 0
DENTON | 129.4 | 129.4 | 129.4 | 129.4 | 129.4 | 129.4
DEWITT | 1.2 | 1.2 | 1.2 | 1.2 | 1.2 | 1.2
DICKENS | 0 | 0 | 0 | 0 | 0 | 0
DIMMIT | 0 | 0 | 0 | 0 | 0 | 0
DUVAL | 0 | 0 | 0 | 0 | 0 | 0
EASTLAND | 0 | 1.6 | 1.6 | 1.6 | 1.6 | 1.6
ECTOR | 996 | 1271 | 1271 | 1271 | 1271 | 1271
EDWARDS | 0 | 0 | 0 | 0 | 0 | 0
ELLIS | 1640 | 1640 | 1640 | 1640 | 1640 | 1640
ERATH | 0 | 0 | 0 | 0 | 0 | 0
FALLS | 0 | 0 | 0 | 0 | 0 | 0
FANNIN | 2274 | 2274 | 2274 | 2274 | 2274 | 2274
FAYETTE | 1661 | 1661 | 1661 | 1661 | 1661 | 1661
FISHER | 0 | 0 | 0 | 0 | 0 | 0
FOARD | 0 | 0 | 0 | 0 | 0 | 0
FORT BEND | 4134 | 4134 | 4134 | 4134 | 4134 | 4134
FRANKLIN | 0 | 0 | 0 | 0 | 0 | 0
FREESTONE | 2135 | 2135 | 2135 | 2135 | 2135 | 2135
FRIO | 73 | 73 | 73 | 73 | 73 | 73
GALVESTON | 2994.7 | 3048.7 | 3048.7 | 3048.7 | 3048.7 | 3048.7
GILLESPIE | 0 | 0 | 0 | 0 | 0 | 0
GLASSCOCK | 0 | 0 | 0 | 0 | 0 | 0
GOLIAD | 636 | 636 | 636 | 636 | 636 | 636
GONZALES | 4.8 | 4.8 | 4.8 | 4.8 | 4.8 | 4.8
GRAYSON | 80 | 80 | 80 | 80 | 80 | 80
GRIMES | 1298 | 1298 | 1298 | 1298 | 1298 | 1298
GUADALUPE | 1761.6 | 1761.6 | 1761.6 | 1761.6 | 1761.6 | 1761.6
HALL | 0 | 0 | 0 | 0 | 0 | 0
HAMILTON | 0 | 0 | 0 | 0 | 0 | 0
HARDEMAN | 0 | 0 | 0 | 0 | 0 | 0
HARRIS | 6555 | 6657 | 6656 | 6656 | 6656 | 6656
HASKELL | 0 | 0 | 0 | 0 | 0 | 0
HAYS | 903 | 903 | 903 | 903 | 903 | 903
HENDERSON | 240 | 240 | 240 | 240 | 240 | 240
HIDALGO | 1791 | 1791 | 1791 | 1791 | 1791 | 1791
HILL | 0 | 0 | 0 | 0 | 0 | 0
HOOD | 1744 | 1744 | 1744 | 1744 | 1744 | 1744
HOPKINS | 0 | 0 | 0 | 0 | 0 | 0
HOUSTON | 0 | 0 | 0 | 0 | 0 | 0
HOWARD | 205.06 | 205.06 | 205.06 | 205.06 | 205.06 | 205.06
HUNT | 87 | 87 | 87 | 87 | 87 | 87
IRION | 0 | 0 | 0 | 0 | 0 | 0
JACK | 620 | 620 | 620 | 620 | 620 | 620
JACKSON | 0 | 0 | 0 | 0 | 0 | 0
JEFF DAVIS | 0 | 0 | 0 | 0 | 0 | 0
JIM HOGG | 0 | 0 | 0 | 0 | 0 | 0
JIM WELLS | 0 | 0 | 0 | 0 | 0 | 0
JOHNSON | 258 | 258 | 258 | 258 | 258 | 258
JONES | 0 | 0 | 0 | 0 | 0 | 0
KARNES | 0 | 0 | 0 | 0 | 0 | 0
KAUFMAN | 1770 | 1770 | 1770 | 1770 | 1770 | 1770
KENDALL | 0 | 0 | 0 | 0 | 0 | 0
KENEDY | 0 | 0 | 0 | 0 | 0 | 0
KENT | 0 | 0 | 0 | 0 | 0 | 0
KERR | 0 | 0 | 0 | 0 | 0 | 0
KIMBLE | 0 | 0 | 0 | 0 | 0 | 0
KING | 0 | 0 | 0 | 0 | 0 | 0
KINNEY | 0 | 0 | 0 | 0 | 0 | 0
KLEBERG | 0 | 0 | 0 | 0 | 0 | 0
KNOX | 0 | 0 | 0 | 0 | 0 | 0
LA SALLE | 0 | 0 | 0 | 0 | 0 | 0
LAMAR | 1236 | 1236 | 1236 | 1236 | 1236 | 1236
LAMPASAS | 0 | 0 | 0 | 0 | 0 | 0
LAVACA | 0 | 0 | 0 | 0 | 0 | 0
LEE | 0 | 0 | 0 | 0 | 0 | 0
LEON | 0 | 0 | 0 | 0 | 0 | 0
LIMESTONE | 1761 | 1761 | 1761 | 1761 | 1761 | 1761
LIVE OAK | 0 | 0 | 0 | 0 | 0 | 0
LLANO | 484 | 484 | 484 | 484 | 484 | 484
LOVING | 0 | 0 | 0 | 0 | 0 | 0
MADISON | 0 | 0 | 0 | 0 | 0 | 0
MARTIN | 0 | 0 | 0 | 0 | 0 | 0
MASON | 0 | 0 | 0 | 0 | 0 | 0
MATAGORDA | 2560 | 2560 | 2560 | 2560 | 2560 | 2560
MAVERICK | 24 | 24 | 24 | 24 | 24 | 24
MCCULLOCH | 0 | 0 | 0 | 0 | 0 | 0
MCLENNAN | 1674 | 1674 | 1674 | 1674 | 1674 | 1674
MCMULLEN | 0 | 0 | 0 | 0 | 0 | 0
MEDINA | 0 | 0 | 0 | 0 | 0 | 0
MENARD | 0 | 0 | 0 | 0 | 0 | 0
MIDLAND | 0 | 0 | 0 | 0 | 0 | 0
MILAM | 545 | 545 | 545 | 545 | 545 | 545
MILLS | 0 | 0 | 0 | 0 | 0 | 0
MITCHELL | 989 | 989 | 989 | 989 | 989 | 989
MONTAGUE | 0 | 0 | 0 | 0 | 0 | 0
MONTGOMERY | 0 | 0 | 0 | 0 | 0 | 0
MOTLEY | 0 | 0 | 0 | 0 | 0 | 0
NACOGDOCHES | 0 | 0 | 0 | 0 | 0 | 0
NAVARRO | 0 | 0 | 0 | 0 | 0 | 0
NOLAN | 237.8 | 239.4 | 239.4 | 239.4 | 239.4 | 239.4
NUECES | 1911 | 1911 | 1901 | 1901 | 1901 | 1901
PALO PINTO | 635 | 635 | 635 | 635 | 635 | 635
PARKER | 79.4 | 79.4 | 79.4 | 79.4 | 79.4 | 79.4
PECOS | 10.5 | 10.5 | 10.5 | 10.5 | 10.5 | 10.5
PRESIDIO | 0 | 0 | 0 | 0 | 0 | 0
RAINS | 0 | 0 | 0 | 0 | 0 | 0
REAGAN | 0 | 0 | 0 | 0 | 0 | 0
REAL | 0 | 0 | 0 | 0 | 0 | 0
RED RIVER | 0 | 0 | 0 | 0 | 0 | 0
REEVES | 0 | 0 | 0 | 0 | 0 | 0
REFUGIO | 0 | 0 | 0 | 0 | 0 | 0
ROBERTSON | 306 | 306 | 306 | 306 | 306 | 306
ROCKWALL | 0 | 0 | 0 | 0 | 0 | 0
RUNNELS | 0 | 0 | 0 | 0 | 0 | 0
RUSK | 3231 | 3231 | 3231 | 3231 | 3231 | 3231
SAN PATRICIO | 400 | 400 | 400 | 400 | 400 | 400
SAN SABA | 0 | 0 | 0 | 0 | 0 | 0
SCHLEICHER | 0 | 0 | 0 | 0 | 0 | 0
SCURRY | 4.2 | 7.6 | 7.6 | 7.6 | 7.6 | 7.6
SHACKELFORD | 0 | 5.2 | 10.4 | 10.4 | 10.4 | 10.4
SMITH | 0 | 0 | 0 | 0 | 0 | 0
SOMERVELL | 2327 | 2327 | 2327 | 2327 | 2327 | 2327
STARR | 34 | 34 | 34 | 34 | 34 | 34
STEPHENS | 0 | 0 | 0 | 0 | 0 | 0
STERLING | 0 | 5.6 | 5.6 | 5.6 | 5.6 | 5.6
STONEWALL | 0 | 0 | 0 | 0 | 0 | 0
SUTTON | 0 | 0 | 0 | 0 | 0 | 0
TARRANT | 1958.5 | 1958.5 | 1958.5 | 1958.5 | 1958.5 | 1958.5
TAYLOR | 22.22 | 33.08 | 36.08 | 36.08 | 36.08 | 36.08
TERRELL | 0 | 0 | 0 | 0 | 0 | 0
THROCKMORTON | 0 | 0 | 0 | 0 | 0 | 0
TITUS | 2219 | 2219 | 2219 | 2219 | 2219 | 2219
TOM GREEN | 0 | 0 | 0 | 0 | 0 | 0
TRAVIS | 1958 | 1958 | 1565 | 1565 | 1565 | 1565
UPTON | 9.2 | 9.2 | 9.2 | 9.2 | 9.2 | 9.2
UVALDE | 0 | 0 | 0 | 0 | 0 | 0
VAL VERDE | 70 | 70 | 70 | 70 | 70 | 70
VAN ZANDT | 0 | 0 | 0 | 0 | 0 | 0
VICTORIA | 240.6 | 240.6 | 240.6 | 240.6 | 240.6 | 240.6
WALLER | 0 | 0 | 0 | 0 | 0 | 0
WARD | 995 | 995 | 995 | 995 | 995 | 995
WASHINGTON | 0 | 0 | 0 | 0 | 0 | 0
WEBB | 170 | 220 | 220 | 220 | 220 | 220
WHARTON | 72 | 347 | 347 | 347 | 347 | 347
WICHITA | 75.4 | 75.4 | 75.4 | 75.4 | 75.4 | 75.4
WILBARGER | 704 | 704 | 704 | 704 | 704 | 704
WILLACY | 0 | 0 | 0 | 0 | 0 | 0
WILLIAMSON | 0 | 0 | 0 | 0 | 0 | 0
WILSON | 0 | 0 | 0 | 0 | 0 | 0
WINKLER | 0 | 0 | 0 | 0 | 0 | 0
WISE | 665 | 665 | 665 | 665 | 665 | 665
YOUNG | 631 | 631 | 631 | 631 | 631 | 631
ZAPATA | 0 | 0 | 0 | 0 | 0 | 0
ZAVALA | 0 | 0 | 0 | 0 | 0 | 0

## SummerImport-ExportbyCounty
Summer Import/Export by County
Import: The county has less generation than load and must import generation.
Export: The county has more generation than load and is able to export generation.
This data is presented for example only. It is a calculation of the generation in the county less the non-coincident load in the county. The true values will depend on actual load levels and actual generation dispatch.
Summer Import/Export, MW
County | 2006 | 2007 | 2008 | 2009 | 2010 | 2011
ANDERSON | -177.1257 | -179.6047 | -182.1977 | -184.9357 | -187.9683 | -191.154
ANDREWS | -173.024 | -174.274 | -175.624 | -176.874 | -178.224 | -179.474
ANGELINA | -370.5709 | -374.0991 | -377.6278 | -381.1794 | -384.7352 | -388.295
ARANSAS | -72.77 | -74.37 | -75.97 | -77.57 | -79.17 | -80.77
ARCHER | -30.945 | -31.615 | -32.285 | -32.955 | -33.625 | -34.313
ATASCOSA | 312.9354 | 310.9235 | 308.8902 | 306.8347 | 304.8199 | 302.86
AUSTIN | -103.523 | -105.2005 | -106.9247 | -108.6957 | -110.5158 | -112.339
BANDERA | -62.651 | -65.865 | -64.646 | -67.954 | -71.432 | -74.91
BASTROP | 893.977 | 889.354 | 877.58 | 875.7078 | 863.7386 | 851.689
BAYLOR | -18.73 | -18.73 | -18.83 | -18.83 | -18.93 | -18.93
BEE | -71.6726 | -72.4632 | -73.2606 | -74.0651 | -74.931 | -75.776
BELL | -889.0781 | -917.138 | -942.5 | -955.3745 | -981.2756 | -1007.064
BEXAR | -572.3509 | -660.1247 | -770.5133 | -979.9055 | -483.4463 | -697.694
BLANCO | -32.573 | -33.624 | -34.848 | -36.119 | -37.438 | -38.756
BORDEN | 0.2437 | 0.21024 | 0.20418 | 0.17444 | 0.16261 | 0.101
BOSQUE | 453.4319 | 452.3243 | 451.4144 | 450.5131 | 449.6232 | 448.722
BRAZORIA | -920.718 | -942.8216 | -1248.6308 | -1269.1829 | -1289.1212 | -1309.539
BRAZOS | -225.724 | -239.234 | -253.025 | -267.297 | -281.354 | -266.67
BREWSTER | -27.4643 | -27.7396 | -28.0039 | -28.2664 | -28.5301 | -28.796
BROOKS | -23.01 | -23.31 | -23.61 | -23.91 | -24.21 | -24.51
BROWN | -130.633 | -132.227 | -133.863 | -135.493 | -141.18 | -142.91
BURLESON | -32.208 | -33.21 | -34.212 | -35.224 | -36.246 | -40.008
BURNET | -47.923 | -53.486 | -59.284 | -65.325 | -71.62 | -77.917
CALDWELL | -113.269 | -116.883 | -120.52 | -124.376 | -128.259 | -132.143
CALHOUN | 151.4103 | 148.5107 | 142.0871 | 136.2074 | 130.6489 | 125.321
CALLAHAN | -37.4357 | -37.9485 | -38.2352 | -38.6433 | -39.0661 | -39.454
CAMERON | -461.4498 | -425.3454 | -473.2209 | -518.213 | -565.6815 | -608.379
CHAMBERS | 2570.6535 | 2567.8864 | 2565.5532 | 2563.152 | 2560.6803 | 2558.136
CHEROKEE | 583.1468 | 582.0145 | 580.8819 | 579.7285 | 578.5712 | 577.413
CHILDRESS | -19.2127 | -19.4961 | -19.7795 | -20.0629 | -20.3463 | -20.63
CLAY | -34.1318 | -34.858 | -35.6843 | -36.4108 | -37.1376 | -37.885
COKE | -18.0756 | -18.3058 | -18.5321 | -18.7691 | -18.996 | -19.23
COLEMAN | -40.7423 | -41.2007 | -41.5873 | -41.9753 | -42.3077 | -42.642
COLLIN | -1924.7796 | -2031.9193 | -2126.6243 | -2224.5183 | -2321.272 | -2436.25
COLORADO | -96.323 | -98.329 | -100.389 | -102.504 | -104.676 | -106.851
COMAL | -368.328 | -403.511 | -419.614 | -436.493 | -454.139 | -471.785
COMANCHE | -55.647 | -57.148 | -58.443 | -59.795 | -61.165 | -62.685
CONCHO | -13.0468 | -13.2321 | -13.41 | -13.6036 | -13.7698 | -13.952
COOKE | -134.9616 | -138.188 | -141.5076 | -144.9273 | -148.2691 | -151.702
CORYELL | -137.1081 | -142.3512 | -143.7681 | -160.6593 | -164.6295 | -168.736
COTTLE | -5.1674 | -5.2634 | -5.3594 | -5.4554 | -5.5514 | -5.647
CRANE | -99.4126 | -101.2268 | -103.0439 | -104.8458 | -106.6429 | -107.835
CROCKETT | -44.3428 | -45.2666 | -46.1931 | -47.1064 | -48.0062 | -48.915
CROSBY | -2.6 | -2.6 | -2.6 | -2.6 | -2.6 | -2.6
CULBERSON | -4.47 | -4.62 | -0.17 | -0.32 | -0.47 | -0.62
DALLAS | -6392.8862 | -6560.4872 | -6740.4303 | -6918.2883 | -7104.1307 | -7286.679
DAWSON | -82.1771 | -83.1997 | -83.7534 | -84.8124 | -85.4648 | -86.965
DELTA | -10.7391 | -10.9341 | -11.0931 | -11.1861 | -11.3637 | -11.558
DENTON | -2077.3627 | -2189.3396 | -2287.9752 | -2408.395 | -2487.3793 | -2575.492
DEWITT | -82.146 | -84.027 | -85.967 | -87.964 | -90.027 | -92.091
DICKENS | -10.417 | -10.7083 | -10.9995 | -11.2908 | -11.5821 | -11.874
DIMMIT | -23.2496 | -23.7787 | -24.3026 | -24.8257 | -25.3493 | -25.876
DUVAL | -47.5548 | -48.1374 | -48.7212 | -49.3062 | -49.9386 | -50.562
EASTLAND | -77.2033 | -76.6993 | -78.0033 | -79.2353 | -80.4882 | -81.765
ECTOR | 454.8246 | 725.5655 | 721.3064 | 717.0466 | 712.7863 | 708.526
EDWARDS | -11.9062 | -12.0927 | -12.285 | -12.4833 | -12.6879 | -12.871
ELLIS | 701.426 | 683.4055 | 664.0812 | 633.401 | 600.6045 | 568.702
ERATH | -135.0196 | -137.6029 | -139.3876 | -141.1366 | -142.8371 | -144.566
FALLS | -58.555 | -59.351 | -60.177 | -61.622 | -63.247 | -64.602
FANNIN | 2176.1988 | 2174.0103 | 2167.1404 | 2165.7865 | 2163.4524 | 2160.955
FAYETTE | 1562.44 | 1560.184 | 1560.831 | 1558.04 | 1555.677 | 1553.317
FISHER | -21.3057 | -21.5698 | -21.8352 | -22.0937 | -22.3501 | -22.605
FOARD | -4.691 | -4.734 | -4.778 | -4.821 | -4.864 | -4.907
FORT BEND | 2842.1644 | 2817.0247 | 2799.1898 | 2781.9452 | 2764.3523 | 2746.463
FRANKLIN | -3.6078 | -3.6258 | -3.644 | -3.6622 | -3.6805 | -3.699
FREESTONE | 2055.2936 | 2053.9475 | 2056.6534 | 2055.6517 | 2054.6247 | 2053.572
FRIO | 35.4391 | 33.8622 | 32.2598 | 30.6308 | 29.0068 | 27.356
GALVESTON | 1140.9819 | 1164.5729 | 1128.208 | 1094.6495 | 1062.9352 | 1020.092
GILLESPIE | -75.3952 | -77.4682 | -79.5592 | -81.6692 | -83.7972 | -85.925
GLASSCOCK | -17.3 | -17.6 | -17.9 | -18.2 | -18.5 | -18.8
GOLIAD | 612.1648 | 611.7333 | 611.2965 | 610.8543 | 610.3184 | 609.799
GONZALES | -67.232 | -79.629 | -82.441 | -85.361 | -88.395 | -91.43
GRAYSON | -451.9029 | -469.9308 | -483.8965 | -502.1279 | -510.3528 | -526.272
GRIMES | 1274.755 | 1273.54 | 1272.235 | 1270.831 | 1269.321 | 1267.696
GUADALUPE | 1349.572 | 1336.133 | 1321.883 | 1306.769 | 1290.735 | 1274.698
HALL | -6.2256 | -6.3122 | -6.6172 | -6.6273 | -6.9047 | -7.019
HAMILTON | -38.6626 | -38.9835 | -39.3072 | -39.6356 | -39.9698 | -40.307
HARDEMAN | -22.6142 | -23.1131 | -23.6141 | -24.214 | -24.415 | -24.616
HARRIS | -6889.3964 | -7053.2914 | -7292.7015 | -7521.5796 | -7757.179 | -7999.784
HASKELL | -29.0933 | -29.3775 | -29.6723 | -29.9648 | -30.2534 | -30.539
HAYS | 495.98 | 478.257 | 456.195 | 435.289 | 413.234 | 391.18
HENDERSON | 45.0954 | 42.3861 | 27.2711 | 22.7401 | 19.1301 | 15.414
HIDALGO | 457.994 | 398.4931 | 328.2966 | 233.1833 | 145.1218 | 48.152
HILL | -131.1985 | -134.3827 | -137.5162 | -140.8542 | -144.2536 | -147.772
HOOD | 1554.709 | 1551.467 | 1546.481 | 1541.444 | 1523.762 | 1476.832
HOPKINS | -99.3913 | -101.4405 | -98.6578 | -100.4476 | -102.9135 | -105.513
HOUSTON | -46.2078 | -46.5678 | -46.9278 | -47.2878 | -47.6478 | -48.007
HOWARD | 75.71 | 74.71 | 62.91 | 72.96 | 71.86 | 70.76
HUNT | -150.5911 | -156.9123 | -173.9635 | -180.3685 | -186.279 | -192.463
IRION | -11.1563 | -11.3821 | -11.6205 | -11.8685 | -12.0936 | -12.336
JACK | 591.0261 | 590.4134 | 589.7996 | 589.1847 | 588.5686 | 587.935
JACKSON | -43.2742 | -43.869 | -44.4748 | -45.0919 | -45.7025 | -46.286
JEFF DAVIS | -5.3041 | -5.5013 | -5.6985 | -5.8957 | -6.0929 | -6.29
JIM HOGG | -4.558 | -4.6646 | -4.7756 | -4.8914 | -5.0062 | -5.126
JIM WELLS | -101.2362 | -103.4243 | -105.6237 | -107.8347 | -109.9825 | -112.107
JOHNSON | -151.389 | -171.423 | -188.974 | -205.941 | -225.987 | -245.902
JONES | -45.7522 | -46.1802 | -46.5081 | -46.888 | -47.2804 | -47.653
KARNES | -30.712 | -30.99 | -31.2687 | -31.5481 | -31.9328 | -32.305
KAUFMAN | 1393.886 | 1351.1964 | 1356.3735 | 1337.2024 | 1323.0747 | 1307.628
KENDALL | -87.357 | -92.581 | -98.044 | -101.378 | -107.439 | -113.501
KENEDY | -1.24 | -1.24 | -1.24 | -1.34 | -1.34 | -1.34
KENT | -55.0415 | -55.2015 | -55.3615 | -55.5215 | -55.6815 | -55.842
KERR | -148.103 | -151.872 | -155.703 | -159.6 | -164.408 | -169.215
KIMBLE | -22.0718 | -22.4806 | -22.8954 | -23.3143 | -23.7371 | -24.161
KING | -8.2992 | -8.2992 | -8.2992 | -8.2992 | -8.2992 | -8.299
KINNEY | -8.7661 | -8.8883 | -9.0338 | -9.1734 | -9.3111 | -9.423
KLEBERG | -121.4968 | -122.9902 | -124.5011 | -125.932 | -127.3652 | -128.762
KNOX | -25.2965 | -25.7982 | -26.3 | -26.8018 | -27.3035 | -27.806
LA SALLE | -15.8445 | -16.4732 | -17.1094 | -17.7534 | -18.396 | -19.046
LAMAR | 1040.1132 | 1037.1384 | 1033.8622 | 1031.3041 | 1027.8491 | 1024.203
LAMPASAS | -56.065 | -58.458 | -60.942 | -63.526 | -66.216 | -68.906
LAVACA | -44.7363 | -45.8973 | -47.0936 | -48.3261 | -49.6331 | -50.937
LEE | -41.311 | -42.232 | -43.16 | -44.096 | -45.041 | -45.984
LEON | -182.5302 | -184.8956 | -187.3575 | -189.9467 | -192.6384 | -195.438
LIMESTONE | 1686.405 | 1684.807 | 1683.114 | 1681.32 | 1679.42 | 1677.405
LIVE OAK | -92.0113 | -93.8698 | -95.7815 | -97.5105 | -99.3801 | -101.218
LLANO | 401.109 | 398.676 | 396.198 | 393.666 | 391.087 | 388.506
LOVING | -5.64 | -5.68 | -5.72 | -5.76 | -5.8 | -5.84
MADISON | -8.847 | -9.038 | -9.241 | -9.453 | -9.676 | -9.91
MARTIN | -31.9 | -32.3 | -32.6 | -33 | -33.3 | -33.7
MASON | -12.6945 | -12.8067 | -12.9209 | -13.0371 | -13.1553 | -13.275
MATAGORDA | 2384.1013 | 2381.0093 | 2377.2781 | 2374.3551 | 2371.5822 | 2368.806
MAVERICK | -75.5649 | -79.5541 | -84.3686 | -89.2468 | -94.1466 | -98.445
MCCULLOCH | -49.554 | -50.5085 | -51.4903 | -52.4996 | -53.5406 | -54.587
MCLENNAN | 853.9716 | 830.0218 | 809.0384 | 789.8204 | 770.9688 | 751.509
MCMULLEN | -6.5082 | -6.6502 | -6.796 | -6.9455 | -7.1052 | -7.255
MEDINA | -206.0272 | -213.2148 | -236.9622 | -245.567 | -254.7749 | -264.055
MENARD | -4.7235 | -4.7846 | -4.8479 | -4.9105 | -4.9723 | -5.035
MIDLAND | -373.1 | -376.3 | -379.6 | -382.8 | -386 | -389.2
MILAM | 460.2154 | 457.9295 | 456.1377 | 454.3098 | 452.4017 | 450.422
MILLS | -10.221 | -10.381 | -10.543 | -10.709 | -10.878 | -11.047
MITCHELL | 968.2 | 968 | 967.8 | 967.6 | 967.4 | 967.2
MONTAGUE | -75.838 | -77.6643 | -79.5093 | -81.3728 | -83.3549 | -85.383
MONTGOMERY | -280.5187 | -299.7103 | -313.1311 | -327.0607 | -341.6211 | -356.841
MOTLEY | -4.7428 | -4.9312 | -5.1573 | -5.3325 | -5.5539 | -5.747
NACOGDOCHES | -188.3783 | -192.4233 | -194.4591 | -196.5323 | -198.6124 | -200.694
NAVARRO | -233.0136 | -252.0096 | -264.8746 | -270.6386 | -276.7236 | -283.035
NOLAN | 173.6731 | 174.7362 | 174.1956 | 173.705 | 173.3024 | 172.719
NUECES | 705.5488 | 684.6898 | 653.2113 | 632.541 | 613.0161 | 593.528
PALO PINTO | 538.727 | 536.117 | 531.732 | 529.468 | 527.235 | 524.988
PARKER | -265.0138 | -271.5235 | -282.9363 | -288.8758 | -300.2363 | -301.937
PECOS | -112.0212 | -114.9221 | -117.8324 | -120.7423 | -123.6512 | -126.622
PRESIDIO | -13.6972 | -14.1688 | -14.64 | -15.1089 | -15.578 | -16.047
RAINS | -26.415 | -26.8235 | -27.2413 | -27.6685 | -28.4531 | -29.304
REAGAN | -14.9966 | -15.326 | -15.657 | -15.9858 | -16.312 | -16.64
REAL | -14.331 | -14.852 | -15.398 | -15.967 | -16.56 | -17.153
RED RIVER | -44.6087 | -45.1664 | -43.0708 | -44.0991 | -44.93 | -45.818
REEVES | -75.6479 | -76.6429 | -77.6363 | -78.6335 | -79.6376 | -80.652
REFUGIO | -29.7707 | -30.0942 | -30.418 | -30.742 | -31.0977 | -31.45
ROBERTSON | 281.8579 | 280.9949 | 279.9896 | 278.9248 | 277.7762 | 276.543
ROCKWALL | -286.5 | -301.9883 | -317.8991 | -334.4455 | -353.3815 | -360.314
RUNNELS | -39.5192 | -40.0762 | -40.6171 | -41.176 | -41.7052 | -42.25
RUSK | 3210.2116 | 3210.1216 | 3210.0316 | 3209.9416 | 3209.8516 | 3209.762
SAN PATRICIO | 157.3151 | 153.3052 | 149.2721 | 145.3263 | 141.4193 | 137.558
SAN SABA | -14.153 | -14.403 | -14.662 | -14.926 | -15.199 | -15.472
SCHLEICHER | -11.2297 | -11.2573 | -11.2902 | -11.3156 | -11.3331 | -11.353
SCURRY | -271.62 | -269.95 | -271.68 | -273.4 | -275.12 | -276.84
SHACKELFORD | -27.3241 | -22.5444 | -17.766 | -18.1914 | -18.6252 | -19.065
SMITH | -716.6348 | -725.5122 | -734.0134 | -742.5732 | -751.1437 | -759.721
SOMERVELL | 2268.1121 | 2266.5375 | 2265.1505 | 2263.7458 | 2263.3018 | 2261.861
STARR | -73.4307 | -77.4943 | -82.5164 | -87.5858 | -92.9062 | -98.029
STEPHENS | -70.396 | -71.916 | -73.437 | -74.959 | -76.481 | -77.904
STERLING | -11.4252 | -5.9312 | -6.0589 | -6.2053 | -6.3124 | -6.452
STONEWALL | -8.7673 | -9.0594 | -9.3515 | -9.6436 | -9.9357 | -10.227
SUTTON | -15.8462 | -16.104 | -16.3665 | -16.6258 | -16.8814 | -17.135
TARRANT | -3723.243 | -3881.5801 | -4059.2405 | -4214.1448 | -4382.691 | -4561.533
TAYLOR | -399.544 | -391.6633 | -391.0052 | -393.6155 | -396.2908 | -398.865
TERRELL | -4.8844 | -4.9332 | -4.9825 | -5.0324 | -5.0827 | -5.134
THROCKMORTON | -9.9407 | -10.083 | -10.2252 | -10.3685 | -10.5107 | -10.653
TITUS | 2219 | 2219 | 2219 | 2219 | 2219 | 2219
TOM GREEN | -324.0297 | -327.8495 | -330.8288 | -333.8597 | -336.6322 | -339.492
TRAVIS | -1079.5356 | -1131.971 | -1535.2676 | -1545.349 | -1564.4386 | -1589.405
UPTON | -21.0016 | -22.0689 | -23.1365 | -24.2027 | -25.2682 | -26.335
UVALDE | -65.7661 | -67.8304 | -70.3675 | -72.9153 | -75.4528 | -77.662
VAL VERDE | -35.331 | -38.6384 | -42.7878 | -46.928 | -51.0628 | -54.557
VAN ZANDT | -102.7166 | -104.1776 | -105.6726 | -107.2086 | -109.458 | -111.843
VICTORIA | -154.6032 | -163.8697 | -173.2591 | -182.3755 | -191.022 | -199.477
WALLER | -240.8972 | -248.9085 | -256.3839 | -264.2155 | -272.2949 | -280.521
WARD | 925.5073 | 924.9809 | 924.4527 | 923.9227 | 923.391 | 922.859
WASHINGTON | -126.593 | -125.095 | -127.526 | -129.968 | -132.422 | -134.878
WEBB | -326.7607 | -292.8554 | -308.964 | -325.0869 | -341.234 | -357.392
WHARTON | -69.1288 | 204.4666 | 203.0414 | 201.595 | 200.1298 | 198.705
WICHITA | -423.18 | -426.68 | -430.78 | -434.58 | -438.38 | -442.18
WILBARGER | 648.7369 | 647.9964 | 647.2559 | 646.5155 | 645.775 | 645.034
WILLACY | -45.7381 | -47.3913 | -49.4742 | -51.4715 | -53.6586 | -55.775
WILLIAMSON | -1000.066 | -1037.5347 | -1085.8616 | -1136.52 | -1194.5609 | -1249.32
WILSON | -97.6292 | -100.5042 | -103.3795 | -106.3605 | -109.3678 | -112.388
WINKLER | -80.3357 | -81.1146 | -81.9366 | -82.7219 | -83.5504 | -84.34
WISE | 388.691 | 379.615 | 355.922 | 346.101 | 335.137 | 323.447
YOUNG | 550.9989 | 549.1752 | 547.3239 | 545.4431 | 543.5309 | 541.587
ZAPATA | -30.9555 | -32.0065 | -33.066 | -34.1342 | -35.2008 | -36.276
ZAVALA | -25.5711 | -26.3464 | -27.3009 | -28.2597 | -29.2149 | -30.041

## WinterCoincidentDemandbyCounty
Winter Coincident Demand by County
The demands shown were estimated by using the forecasted non-coincident loads from the ALDRs to determine a proportion of the total for each county for each year and then applying those proportions to the forecasted ERCOT peak demand.
County | 2007 | 2008 | 2009 | 2010 | 2011 | 2012
ANDERSON | 123.2818 | 123.6272 | 125.3715 | 127.9543 | 129.7784 | 132.559
ANDREWS | 130.2961 | 128.6908 | 129.4832 | 130.0462 | 130.3856 | 130.0196
ANGELINA | 256.7338 | 247.6391 | 257.5089 | 259.689 | 261.3417 | 261.6472
ARANSAS | 48.0026 | 48.189 | 49.2584 | 50.2388 | 51.1134 | 51.7171
ARCHER | 22.8743 | 23.0108 | 24.3486 | 24.8616 | 25.322 | 25.6478
ATASCOSA | 59.8709 | 60.2166 | 61.6795 | 63.0473 | 64.2512 | 65.0725
AUSTIN | 66.3346 | 66.5276 | 67.9881 | 69.3731 | 70.6627 | 71.6271
BANDERA | 60.0906 | 61.9815 | 65.1378 | 63.7613 | 66.7468 | 69.5253
BASTROP | 163.1054 | 170.5264 | 172.046 | 180.2532 | 178.7745 | 185.6665
BAYLOR | 12.6441 | 12.4088 | 12.4842 | 12.4596 | 12.4104 | 12.2987
BEE | 49.0704 | 48.6942 | 49.2255 | 49.6749 | 50.069 | 50.1867
BELL | 683.9501 | 700.6285 | 718.7366 | 725.6671 | 742.1492 | 747.0412
BEXAR | 2490.9656 | 2728.3464 | 2774.4089 | 2830.6471 | 2892.3346 | 2993.3145
BLANCO | 33.7736 | 34.3569 | 35.4659 | 36.6917 | 37.8868 | 38.9232
BORDEN | 1.7979 | 1.7946 | 1.7997 | 1.8229 | 1.8263 | 1.8642
BOSQUE | 70.5768 | 69.7575 | 70.3228 | 70.7908 | 71.1066 | 71.0487
BRAZORIA | 990.1707 | 985.6866 | 995.8576 | 1003.4653 | 1008.8051 | 1008.5308
BRAZOS | 266.2005 | 268.2475 | 275.3508 | 282.2005 | 288.6224 | 293.6297
BREWSTER | 18.0026 | 17.8812 | 18.0814 | 18.2477 | 18.3779 | 18.4142
BROOKS | 13.1001 | 13.0555 | 13.2518 | 13.4245 | 13.5693 | 13.6437
BROWN | 88.5296 | 88.1772 | 89.4591 | 90.6548 | 91.7383 | 95.3715
BURLESON | 24.7576 | 25.0401 | 25.778 | 26.4689 | 27.103 | 27.5682
BURNET | 114.5784 | 116.6334 | 120.9639 | 125.1814 | 129.3737 | 133.0435
CALDWELL | 85.2529 | 86.2754 | 88.8807 | 91.2608 | 93.7649 | 95.6991
CALHOUN | 206.4166 | 204.2347 | 208.4725 | 211.978 | 214.8196 | 216.3809
CALLAHAN | 31.7884 | 31.6634 | 31.9126 | 32.2168 | 32.4728 | 32.5247
CAMERON | 529.2737 | 548.6863 | 586.5405 | 612.2314 | 640.9834 | 663.3616
CHAMBERS | 176.9094 | 177.5464 | 179.1567 | 180.0955 | 180.7076 | 180.4316
CHEROKEE | 86.8866 | 82.3453 | 82.8084 | 83.6477 | 83.8231 | 84.0634
CHILDRESS | 10.5576 | 10.5354 | 10.709 | 10.8635 | 10.9953 | 11.0589
CLAY | 24.1147 | 24.3438 | 24.9385 | 25.4881 | 25.9838 | 26.4177
COKE | 12.3945 | 12.3641 | 12.5309 | 12.6852 | 12.816 | 12.8708
COLEMAN | 25.776 | 25.5786 | 25.7891 | 25.961 | 26.0424 | 25.9939
COLLIN | 1416.9243 | 1438.0086 | 1498.4762 | 1545.6459 | 1598.6394 | 1639.7061
COLORADO | 61.9003 | 62.016 | 63.3085 | 64.5266 | 65.651 | 66.4683
COMAL | 296.0462 | 302.2444 | 331.1785 | 344.7176 | 358.2499 | 370.6709
COMANCHE | 34.7698 | 34.2382 | 34.9397 | 35.6002 | 36.2059 | 36.7922
CONCHO | 10.5159 | 10.5275 | 10.7104 | 10.8828 | 11.0246 | 11.1089
COOKE | 103.1137 | 104.3363 | 107.311 | 110.1801 | 112.9076 | 114.9423
CORYELL | 95.7166 | 96.3228 | 100.3451 | 112.1098 | 114.6534 | 115.1415
COTTLE | 3.8217 | 3.8799 | 4.0091 | 4.1302 | 4.2423 | 4.3321
CRANE | 72.1312 | 72.1991 | 73.5958 | 74.8498 | 75.9439 | 76.6344
CROCKETT | 28.7895 | 28.903 | 29.5513 | 30.1372 | 30.6488 | 31.0043
CROSBY | 1.6708 | 1.6397 | 1.6394 | 1.6361 | 1.6297 | 1.615
CULBERSON | 4.8533 | 4.8411 | 4.9181 | 4.9863 | 5.0442 | 5.0757
DALLAS | 5517.7656 | 5538.9838 | 5656.4057 | 5752.5692 | 5854.499 | 5921.1637
DAWSON | 47.4612 | 47.1212 | 47.5265 | 47.863 | 48.1634 | 48.2864
DELTA | 7.7316 | 7.7863 | 7.9747 | 8.1266 | 8.3114 | 8.5072
DENTON | 1350.6191 | 1398.0789 | 1477.4069 | 1540.5304 | 1624.5019 | 1665.6339
DEWITT | 56.6145 | 57.0174 | 58.5131 | 59.9556 | 61.3199 | 62.4146
DICKENS | 6.457 | 6.5805 | 6.8227 | 7.0524 | 7.2667 | 7.4413
DIMMIT | 13.8205 | 13.8756 | 14.1821 | 14.4627 | 14.7147 | 14.8911
DUVAL | 32.5859 | 32.3822 | 32.7789 | 33.1181 | 33.4244 | 33.5506
EASTLAND | 51.2504 | 51.0446 | 51.852 | 52.5369 | 53.0611 | 53.4075
ECTOR | 374.7313 | 372.1417 | 374.7225 | 376.6389 | 377.7943 | 377.0148
EDWARDS | 8.3794 | 8.3577 | 8.4944 | 8.6202 | 8.7325 | 8.7833
ELLIS | 708.3798 | 691.1526 | 706.3588 | 720.9922 | 743.3814 | 761.8278
ERATH | 88.9618 | 90.151 | 91.2903 | 92.3697 | 93.2295 | 93.5696
FALLS | 37.9491 | 38.7357 | 39.3114 | 39.8401 | 40.842 | 41.3311
FANNIN | 73.1961 | 75.1637 | 77.7129 | 77.6346 | 79.9892 | 82.3999
FAYETTE | 68.6938 | 68.8621 | 70.3385 | 69.4566 | 71.0476 | 71.8939
FISHER | 18.2504 | 18.159 | 18.4046 | 18.6113 | 18.7779 | 18.8448
FOARD | 2.0532 | 2.0327 | 2.05 | 2.0636 | 2.0731 | 2.0718
FORT BEND | 686.795 | 721.4136 | 735.2063 | 743.632 | 750.2014 | 753.0621
FRANKLIN | 2.4928 | 2.4586 | 2.4704 | 2.4778 | 2.4804 | 2.4702
FREESTONE | 53.827 | 55.7501 | 56.6314 | 54.0432 | 54.4245 | 54.6987
FRIO | 20.8651 | 21.3683 | 22.2649 | 23.1307 | 23.9559 | 24.6604
GALVESTON | 1038.1814 | 1036.4439 | 1047.4984 | 1056.8337 | 1062.0639 | 1062.0183
GILLESPIE | 55.9302 | 56.7093 | 58.5279 | 60.2497 | 61.8522 | 63.1298
GLASSCOCK | 14.4009 | 14.289 | 14.4421 | 14.5695 | 14.6671 | 14.6889
GOLIAD | 17.4951 | 17.5246 | 17.8816 | 18.2136 | 18.5793 | 18.8394
GONZALES | 50.7238 | 59.2714 | 61.3253 | 63.2653 | 65.1873 | 66.8359
GRAYSON | 406.8403 | 411.4447 | 426.129 | 441.008 | 454.4561 | 464.1436
GRIMES | 17.1259 | 17.6348 | 18.5163 | 19.4288 | 20.3702 | 21.2712
GUADALUPE | 315.2679 | 319.3297 | 330.0177 | 340.7224 | 351.3736 | 360.8271
HALL | 2.8126 | 2.8867 | 2.9803 | 3.1049 | 3.1618 | 3.2615
HAMILTON | 21.9721 | 21.7601 | 21.9545 | 22.1125 | 22.2283 | 22.2325
HARDEMAN | 15.0153 | 14.8424 | 14.9466 | 15.0243 | 15.0716 | 15.0411
HARRIS | 7716.624 | 7787.255 | 7934.5655 | 8054.4013 | 8148.9695 | 8204.5844
HASKELL | 12.68 | 12.782 | 13.126 | 13.4444 | 13.7308 | 13.9414
HAYS | 328.1895 | 335.003 | 351.0149 | 367.9454 | 383.5727 | 397.9314
HENDERSON | 166.261 | 167.0525 | 170.2164 | 155.9084 | 157.8215 | 159.0774
HIDALGO | 889.8361 | 907.1282 | 949.2758 | 1003.2977 | 1043.0694 | 1091.9482
HILL | 88.5546 | 89.5102 | 92.0222 | 94.3033 | 97.7204 | 99.6221
HOOD | 157.9123 | 159.4325 | 159.5532 | 163.6315 | 167.4964 | 170.2109
HOPKINS | 65.5267 | 65.5513 | 66.8137 | 73.3262 | 75.6652 | 78.0671
HOUSTON | 32.5334 | 32.2089 | 32.2021 | 32.4191 | 32.291 | 32.2771
HOWARD | 89.8264 | 88.7792 | 89.3849 | 97.6233 | 90.0201 | 89.902
HUNT | 165.9222 | 168.1459 | 159.3401 | 166.4261 | 170.3748 | 174.1
IRION | 8.7762 | 8.7688 | 8.9331 | 9.0887 | 9.207 | 9.2909
JACK | 19.7833 | 19.9013 | 20.3849 | 20.8324 | 21.2367 | 21.5288
JACKSON | 27.5566 | 27.4562 | 27.8709 | 28.2442 | 28.5541 | 28.6948
JEFF DAVIS | 5.5388 | 5.5851 | 5.7333 | 5.8711 | 5.9964 | 6.0901
JIM HOGG | 3.0455 | 3.0617 | 3.1369 | 3.2096 | 3.2788 | 3.3338
JIM WELLS | 71.8284 | 72.0583 | 73.6179 | 75.0533 | 76.2838 | 77.092
JOHNSON | 307.8644 | 321.9929 | 334.4861 | 347.3339 | 359.3309 | 371.0108
JONES | 34.0729 | 34.7321 | 35.9272 | 37.1034 | 38.2101 | 39.0908
KARNES | 19.6165 | 20.0567 | 20.2336 | 20.3751 | 20.5533 | 20.6152
KAUFMAN | 295.8754 | 343.7291 | 369.4501 | 401.1249 | 422.8166 | 443.8084
KENDALL | 94.1316 | 84.1123 | 89.2522 | 94.4585 | 96.5823 | 101.5485
KENEDY | 0.97601 | 0.95791 | 0.95764 | 0.95576 | 1.0317 | 1.0228
KENT | 43.4741 | 42.7897 | 42.9053 | 42.9452 | 42.8994 | 42.6362
KERR | 129.7137 | 130.7998 | 134.3209 | 137.6535 | 140.7737 | 143.1834
KIMBLE | 18.7738 | 18.8102 | 19.195 | 19.5508 | 19.8701 | 20.0868
KING | 6.2508 | 6.1345 | 6.1332 | 6.1211 | 6.0969 | 6.0417
KINNEY | 6.9591 | 6.9065 | 7.0182 | 7.0962 | 7.2035 | 7.1952
KLEBERG | 79.8057 | 79.3512 | 80.378 | 81.2018 | 81.8606 | 82.0692
KNOX | 10.8935 | 10.9504 | 11.2077 | 11.4447 | 11.6575 | 11.808
LA SALLE | 139.5757 | 139.6632 | 142.2801 | 144.2065 | 129.4936 | 135.1437
LAMAR | 52.517 | 47.7065 | 49.8744 | 52.0239 | 54.1339 | 56.0223
LAMPASAS | 10.9973 | 11.2333 | 11.6768 | 12.1041 | 12.5104 | 12.8539
LAVACA | 30.0641 | 30.2633 | 31.0368 | 31.7784 | 32.5003 | 33.0692
LEE | 26.3162 | 26.4768 | 27.1262 | 27.7303 | 28.2811 | 28.6848
LEON | 137.8162 | 136.9761 | 138.5939 | 140.1975 | 141.4533 | 142.1867
LIMESTONE | 51.2337 | 51.734 | 52.9807 | 54.2047 | 55.3927 | 56.3645
LIVE OAK | 63.1532 | 63.2377 | 64.5203 | 65.5625 | 66.5729 | 67.2089
LLANO | 71.3002 | 72.3906 | 74.8319 | 77.1816 | 79.4086 | 81.2479
LOVING | 4.6544 | 4.6068 | 4.6449 | 4.6747 | 4.695 | 4.6912
MADISON | 22.334 | 22.5764 | 23.2488 | 23.9015 | 24.5243 | 25.0372
MARTIN | 562.5379 | 566.1215 | 580.3126 | 592.1581 | 602.6285 | 611.556
MASON | 4.9503 | 4.9642 | 5.0719 | 5.1732 | 5.2713 | 5.3334
MATAGORDA | 6.7509 | 6.7619 | 6.9025 | 7.0385 | 7.1675 | 7.266
MAVERICK | 21.8002 | 21.7068 | 22.0144 | 22.2827 | 22.505 | 22.6101
MCCULLOCH | 10.0032 | 10.1046 | 10.3922 | 10.664 | 10.9154 | 11.1112
MCLENNAN | 119.7737 | 120.4858 | 123.5024 | 124.808 | 126.3075 | 127.0726
MCMULLEN | 67.929 | 69.699 | 73.0526 | 75.9548 | 79.7065 | 81.271
MEDINA | 122.1649 | 123.7317 | 128.0812 | 139.5638 | 144.1162 | 148.263
MENARD | 3.8959 | 3.8767 | 3.9316 | 3.9783 | 4.0169 | 4.036
MIDLAND | 229.0614 | 226.7891 | 228.8488 | 230.4236 | 231.5303 | 231.3689
MILAM | 60.3317 | 61.9213 | 63.7983 | 65.2568 | 66.6096 | 67.6749
MILLS | 6.4215 | 6.4019 | 6.5036 | 6.5937 | 6.6739 | 6.7192
MITCHELL | 15.6341 | 15.4602 | 15.574 | 15.6602 | 15.7147 | 15.6886
MONTAGUE | 48.8573 | 49.1412 | 50.4154 | 51.6132 | 52.793 | 53.7051
MONTGOMERY | 146.8847 | 155.6459 | 166.2591 | 173.3619 | 180.3579 | 186.6917
MOTLEY | 3.4836 | 3.5941 | 3.7554 | 3.9269 | 4.0665 | 4.2044
NACOGDOCHES | 133.9048 | 131.7268 | 131.1253 | 132.489 | 133.586 | 133.9909
NAVARRO | 164.5912 | 166.7842 | 181.5633 | 182.5387 | 186.2343 | 189.1357
NOLAN | 52.2031 | 51.7726 | 51.9898 | 52.3116 | 52.382 | 52.4008
NUECES | 821.5198 | 821.5045 | 836.9688 | 850.266 | 860.9096 | 869.2396
PALO PINTO | 58.4882 | 58.4779 | 59.4913 | 62.0722 | 62.9497 | 63.4798
PARKER | 280.5266 | 280.2843 | 284.6617 | 292.8948 | 295.4964 | 301.4794
PECOS | 74.8447 | 75.7055 | 77.948 | 80.0476 | 81.974 | 83.4643
PRESIDIO | 10.2366 | 10.4511 | 10.8534 | 11.2337 | 11.5897 | 11.8826
RAINS | 19.5138 | 19.4633 | 19.7791 | 20.0659 | 20.8385 | 21.7011
REAGAN | 9.8213 | 9.9296 | 10.2198 | 10.4895 | 10.7347 | 10.9228
REAL | 10.2453 | 10.3927 | 10.7434 | 11.0876 | 11.4232 | 11.7119
RED RIVER | 25.5082 | 25.7354 | 26.2284 | 36.1245 | 37.353 | 38.6886
REEVES | 38.0313 | 37.9955 | 38.6585 | 39.2539 | 39.7708 | 40.0845
REFUGIO | 19.8053 | 19.641 | 19.8413 | 20.0064 | 20.1543 | 20.1945
ROBERTSON | 14.6803 | 14.9828 | 15.6311 | 16.2928 | 16.9784 | 17.6274
ROCKWALL | 200.8114 | 208.158 | 217.7796 | 227.281 | 239.7025 | 252.4347
RUNNELS | 28.4851 | 28.4232 | 28.8795 | 29.2859 | 29.6255 | 29.8069
RUSK | 11.8165 | 11.6668 | 11.6643 | 11.7115 | 11.6652 | 11.6288
SAN PATRICIO | 147.5055 | 147.2819 | 149.7889 | 151.9637 | 153.7948 | 154.7876
SAN SABA | 9.5038 | 9.5666 | 9.8097 | 10.0444 | 10.2646 | 10.4368
SCHLEICHER | 8.4913 | 8.3519 | 8.3736 | 8.3748 | 8.3529 | 8.2927
SCURRY | 207.4601 | 200.046 | 201.2136 | 201.9469 | 202.2737 | 201.5682
SHACKELFORD | 17.0631 | 17.1026 | 17.4068 | 17.679 | 17.9215 | 18.0727
SMITH | 444.7027 | 456.922 | 463.4222 | 469.2365 | 473.6721 | 476.0601
SOMERVELL | 45.861 | 46.4051 | 47.4484 | 48.459 | 49.3837 | 50.0644
STARR | 67.1049 | 67.8742 | 69.964 | 73.0054 | 75.9157 | 78.5616
STEPHENS | 50.0466 | 49.9108 | 50.6965 | 51.3905 | 51.9796 | 52.297
STERLING | 7.4446 | 7.4019 | 7.4792 | 7.5548 | 7.6024 | 7.6167
STONEWALL | 7.1186 | 7.2802 | 7.5727 | 7.8513 | 8.1126 | 8.3296
SUTTON | 18.4819 | 18.3583 | 18.5877 | 18.7878 | 18.9464 | 18.9979
TARRANT | 3717.6034 | 3788.4369 | 3891.4589 | 4014.6719 | 4098.1571 | 4172.58
TAYLOR | 259.7383 | 257.9562 | 260.4833 | 262.7902 | 264.6187 | 264.988
TERRELL | 2.9608 | 2.9347 | 2.9635 | 2.9872 | 3.0051 | 3.0085
THROCKMORTON | 7.0019 | 6.978 | 7.0836 | 7.1766 | 7.2563 | 7.2991
TOM GREEN | 188.8537 | 187.1156 | 188.8451 | 190.2755 | 191.2607 | 191.3014
TRAVIS | 1765.0583 | 1711.4185 | 1802.2219 | 1796.6105 | 1775.9462 | 1802.2019
UPTON | 19.3796 | 19.8613 | 20.7005 | 21.4982 | 22.2471 | 22.8731
UVALDE | 41.4649 | 41.7868 | 43.3623 | 44.6791 | 46.6137 | 47.2151
VAL VERDE | 69.7094 | 70.2808 | 73.0618 | 75.3439 | 78.461 | 79.4045
VAN ZANDT | 88.5592 | 88.8358 | 90.6866 | 92.3256 | 94.7957 | 97.3134
VICTORIA | 262.4995 | 264.3273 | 270.4181 | 275.8579 | 280.3803 | 283.2929
WALLER | 151.3718 | 154.399 | 159.7273 | 164.5055 | 169.156 | 173.0641
WARD | 47.086 | 46.6467 | 47.0751 | 47.421 | 47.6717 | 47.6781
WASHINGTON | 99.5641 | 92.6115 | 91.6995 | 93.6996 | 95.5199 | 96.8535
WEBB | 261.7216 | 271.7644 | 280.735 | 289.2021 | 297.0731 | 303.3397
WHARTON | 85.0533 | 84.3419 | 85.2101 | 85.9416 | 86.5107 | 86.6005
WICHITA | 315.4102 | 312.3115 | 315.1727 | 318.5642 | 320.5252 | 323.2159
WILBARGER | 26.8891 | 26.7841 | 27.1739 | 27.5151 | 27.7994 | 27.9388
WILLACY | 31.1391 | 31.4833 | 32.4289 | 33.7804 | 34.9868 | 36.1338
WILLIAMSON | 603.1181 | 615.1135 | 638.9734 | 673.3162 | 701.4915 | 737.9664
WILSON | 67.4492 | 68.6247 | 71.2318 | 73.7813 | 76.1966 | 78.3501
WINKLER | 54.8084 | 54.2816 | 54.7261 | 55.1143 | 55.3533 | 55.347
WISE | 219.3858 | 225.4633 | 243.9037 | 251.4262 | 258.6651 | 265.8201
YOUNG | 53.2827 | 53.4686 | 54.6592 | 55.7786 | 56.7877 | 57.5188
ZAPATA | 19.2445 | 19.5444 | 20.2037 | 20.8319 | 21.4207 | 21.8995
ZAVALA | 18.6067 | 18.7573 | 19.4479 | 20.0336 | 20.7878 | 21.0751

## WinterLoadbyCounty
Winter Load by County
The loads shown are the non-coincident loads of the individual delivery points from the 2005 ALDRs and do not include self-serve load. The values shown here are used in the winter import/export calculations.
Winter Load, MW
County | 2007 | 2008 | 2009 | 2010 | 2011 | 2012
ANDERSON | 154.949 | 158.33 | 160.598 | 164.23 | 167.2326 | 172.367
ANDREWS | 163.765 | 164.815 | 165.865 | 166.915 | 168.015 | 169.065
ANGELINA | 322.6805 | 317.1526 | 329.863 | 333.3123 | 336.765 | 340.221
ARANSAS | 60.333 | 61.7159 | 63.0989 | 64.4818 | 65.8648 | 67.248
ARCHER | 28.75 | 29.47 | 31.19 | 31.91 | 32.63 | 33.35
ATASCOSA | 75.2499 | 77.1197 | 79.01 | 80.9215 | 82.7941 | 84.614
AUSTIN | 83.3739 | 85.2022 | 87.0912 | 89.0407 | 91.056 | 93.137
BANDERA | 75.526 | 79.38 | 83.44 | 81.838 | 86.01 | 90.404
BASTROP | 205.002 | 218.394 | 220.387 | 231.356 | 230.3689 | 241.423
BAYLOR | 15.892 | 15.892 | 15.992 | 15.992 | 15.992 | 15.992
BEE | 61.675 | 62.3629 | 63.0567 | 63.758 | 64.5189 | 65.258
BELL | 859.6351 | 897.2986 | 920.6851 | 931.3979 | 956.3338 | 971.381
BEXAR | 3130.8154 | 3494.2072 | 3553.9541 | 3633.1516 | 3727.0639 | 3892.22
BLANCO | 42.449 | 44.001 | 45.431 | 47.094 | 48.821 | 50.612
BORDEN | 2.2597 | 2.2983 | 2.3053 | 2.3397 | 2.3534 | 2.424
BOSQUE | 88.7057 | 89.3387 | 90.0819 | 90.8603 | 91.628 | 92.385
BRAZORIA | 1244.5141 | 1262.3739 | 1275.6707 | 1287.9534 | 1299.9468 | 1311.397
BRAZOS | 334.579 | 343.546 | 352.718 | 362.206 | 371.919 | 381.808
BREWSTER | 22.6269 | 22.9005 | 23.1618 | 23.4211 | 23.6817 | 23.944
BROOKS | 16.4651 | 16.7202 | 16.9753 | 17.2304 | 17.4855 | 17.741
BROWN | 111.27 | 112.929 | 114.595 | 116.356 | 118.214 | 124.012
BURLESON | 31.117 | 32.069 | 33.021 | 33.973 | 34.925 | 35.847
BURNET | 144.01 | 149.373 | 154.952 | 160.671 | 166.711 | 172.997
CALDWELL | 107.1517 | 110.4934 | 113.8541 | 117.1338 | 120.8255 | 124.438
CALHOUN | 259.4384 | 261.5644 | 267.0485 | 272.075 | 276.8167 | 281.361
CALLAHAN | 39.9538 | 40.5515 | 40.8793 | 41.3504 | 41.8444 | 42.292
CAMERON | 665.2273 | 702.7054 | 751.3449 | 785.8024 | 825.9716 | 862.572
CHAMBERS | 222.3518 | 227.3846 | 229.4956 | 231.1536 | 232.8599 | 234.616
CHEROKEE | 109.205 | 105.4601 | 106.0757 | 107.3622 | 108.0144 | 109.308
CHILDRESS | 13.2695 | 13.4928 | 13.718 | 13.9433 | 14.1686 | 14.38
CLAY | 30.309 | 31.1772 | 31.9456 | 32.7141 | 33.4827 | 34.351
COKE | 15.5783 | 15.8347 | 16.0517 | 16.2815 | 16.5147 | 16.736
COLEMAN | 32.397 | 32.7586 | 33.0352 | 33.3211 | 33.5582 | 33.8
COLLIN | 1780.8871 | 1841.665 | 1919.5136 | 1983.8454 | 2060.0075 | 2132.117
COLORADO | 77.8006 | 79.4242 | 81.0967 | 82.8203 | 84.5979 | 86.429
COMAL | 372.091 | 387.086 | 424.232 | 442.447 | 461.641 | 481.985
COMANCHE | 43.701 | 43.849 | 44.757 | 45.693 | 46.655 | 47.841
CONCHO | 13.2171 | 13.4826 | 13.7198 | 13.9681 | 14.2063 | 14.445
COOKE | 129.6003 | 133.624 | 137.4629 | 141.4168 | 145.4928 | 149.46
CORYELL | 120.3031 | 123.3611 | 128.5397 | 143.8936 | 147.7424 | 149.719
COTTLE | 4.8034 | 4.9689 | 5.1355 | 5.3011 | 5.4667 | 5.633
CRANE | 90.6594 | 92.4657 | 94.2746 | 96.0701 | 97.8614 | 99.648
CROCKETT | 36.1846 | 37.0162 | 37.8545 | 38.6812 | 39.494 | 40.315
CROSBY | 2.1 | 2.1 | 2.1 | 2.1 | 2.1 | 2.1
CULBERSON | 6.1 | 6.2 | 6.3 | 6.4 | 6.5 | 6.6
DALLAS | 6935.104 | 7093.8049 | 7245.7259 | 7383.4553 | 7544.1104 | 7699.315
DAWSON | 59.6525 | 60.3483 | 60.8804 | 61.4325 | 62.0634 | 62.787
DELTA | 9.7176 | 9.9719 | 10.2154 | 10.4306 | 10.7101 | 11.062
DENTON | 1697.5501 | 1790.5268 | 1892.5243 | 1977.2795 | 2093.334 | 2165.831
DEWITT | 71.157 | 73.0224 | 74.9539 | 76.9534 | 79.0168 | 81.158
DICKENS | 8.1156 | 8.4277 | 8.7397 | 9.0518 | 9.3639 | 9.676
DIMMIT | 17.3706 | 17.7705 | 18.167 | 18.5629 | 18.9614 | 19.363
DUVAL | 40.9562 | 41.472 | 41.989 | 42.5072 | 43.0707 | 43.626
EASTLAND | 64.415 | 65.3731 | 66.4213 | 67.4314 | 68.3745 | 69.446
ECTOR | 470.9879 | 476.6038 | 480.011 | 483.4181 | 486.8259 | 490.234
EDWARDS | 10.5318 | 10.7038 | 10.8812 | 11.0641 | 11.2528 | 11.421
ELLIS | 890.34 | 885.1627 | 904.8294 | 925.3976 | 957.9217 | 990.608
ERATH | 111.8133 | 115.4569 | 116.9408 | 118.557 | 120.1355 | 121.669
FALLS | 47.697 | 49.609 | 50.357 | 51.135 | 52.629 | 53.743
FANNIN | 91.9979 | 96.2626 | 99.5485 | 99.6445 | 103.0741 | 107.145
FAYETTE | 86.339 | 88.192 | 90.102 | 89.148 | 91.552 | 93.484
FISHER | 22.9383 | 23.2564 | 23.5759 | 23.8877 | 24.1972 | 24.504
FOARD | 2.5806 | 2.6033 | 2.626 | 2.6487 | 2.6714 | 2.694
FORT BEND | 863.2108 | 923.9181 | 941.7824 | 954.4558 | 966.7098 | 979.21
FRANKLIN | 3.1331 | 3.1488 | 3.1645 | 3.1803 | 3.1962 | 3.212
FREESTONE | 67.6535 | 71.3995 | 72.5436 | 69.3648 | 70.1314 | 71.125
FRIO | 26.2247 | 27.3665 | 28.5208 | 29.6883 | 30.8695 | 32.066
GALVESTON | 1304.8571 | 1327.3791 | 1341.8214 | 1356.4521 | 1368.5761 | 1380.947
GILLESPIE | 70.2968 | 72.6278 | 74.9728 | 77.3308 | 79.7028 | 82.088
GLASSCOCK | 18.1 | 18.3 | 18.5 | 18.7 | 18.9 | 19.1
GOLIAD | 21.989 | 22.4438 | 22.9059 | 23.3772 | 23.9413 | 24.497
GONZALES | 63.7531 | 75.9092 | 78.5563 | 81.2013 | 84.0004 | 86.907
GRAYSON | 511.3446 | 526.9393 | 545.8615 | 566.0363 | 585.6123 | 603.528
GRIMES | 21.525 | 22.585 | 23.719 | 24.937 | 26.249 | 27.659
GUADALUPE | 396.2501 | 408.9671 | 422.7451 | 437.3191 | 452.7801 | 469.185
HALL | 3.535 | 3.697 | 3.8176 | 3.9852 | 4.0743 | 4.241
HAMILTON | 27.616 | 27.8683 | 28.1232 | 28.3815 | 28.6434 | 28.909
HARDEMAN | 18.8722 | 19.0087 | 19.1463 | 19.2838 | 19.4213 | 19.558
HARRIS | 9698.7792 | 9973.1774 | 10163.9962 | 10337.8699 | 10500.7663 | 10668.457
HASKELL | 15.9371 | 16.3699 | 16.8141 | 17.256 | 17.6935 | 18.128
HAYS | 412.491 | 429.04 | 449.642 | 472.26 | 494.272 | 517.432
HENDERSON | 208.9681 | 213.945 | 218.0433 | 200.1093 | 203.3689 | 206.849
HIDALGO | 1118.4066 | 1161.7637 | 1216.0005 | 1287.7382 | 1344.0997 | 1419.865
HILL | 111.3015 | 114.6362 | 117.8783 | 121.0388 | 125.9226 | 129.539
HOOD | 198.475 | 204.186 | 204.384 | 210.022 | 215.836 | 221.326
HOPKINS | 82.3584 | 83.9519 | 85.5868 | 94.1146 | 97.5022 | 101.511
HOUSTON | 40.8902 | 41.2502 | 41.2502 | 41.6102 | 41.6102 | 41.97
HOWARD | 112.9 | 113.7 | 114.5 | 125.3 | 116 | 116.9
HUNT | 208.5424 | 215.3454 | 204.111 | 213.6089 | 219.5451 | 226.383
IRION | 11.0305 | 11.2303 | 11.4431 | 11.6653 | 11.8642 | 12.081
JACK | 24.865 | 25.4877 | 26.1125 | 26.7385 | 27.3656 | 27.994
JACKSON | 34.635 | 35.1633 | 35.702 | 36.2515 | 36.7948 | 37.312
JEFF DAVIS | 6.9616 | 7.1529 | 7.3442 | 7.5356 | 7.7269 | 7.919
JIM HOGG | 3.8278 | 3.9211 | 4.0183 | 4.1195 | 4.225 | 4.335
JIM WELLS | 90.2788 | 92.2854 | 94.3028 | 96.3313 | 98.2994 | 100.243
JOHNSON | 386.945 | 412.378 | 428.469 | 445.805 | 463.034 | 482.427
JONES | 42.8251 | 44.4816 | 46.0219 | 47.6225 | 49.2376 | 50.83
KARNES | 24.6553 | 25.6867 | 25.9188 | 26.1516 | 26.485 | 26.806
KAUFMAN | 371.8764 | 440.2156 | 473.2571 | 514.8461 | 544.8417 | 577.086
KENDALL | 118.311 | 107.723 | 114.33 | 121.238 | 124.456 | 132.044
KENEDY | 1.2267 | 1.2268 | 1.2267 | 1.2267 | 1.3295 | 1.33
KENT | 54.6412 | 54.8009 | 54.9607 | 55.1204 | 55.2802 | 55.44
KERR | 163.033 | 167.516 | 172.062 | 176.679 | 181.401 | 186.182
KIMBLE | 23.5962 | 24.0903 | 24.5884 | 25.0935 | 25.6046 | 26.119
KING | 7.8565 | 7.8565 | 7.8565 | 7.8565 | 7.8565 | 7.856
KINNEY | 8.7467 | 8.8452 | 8.9901 | 9.108 | 9.2824 | 9.356
KLEBERG | 100.3052 | 101.6255 | 102.9624 | 104.2229 | 105.4857 | 106.715
KNOX | 13.6917 | 14.0242 | 14.3567 | 14.6893 | 15.0218 | 15.354
LA SALLE | 13.8221 | 14.3866 | 14.9577 | 15.5357 | 16.121 | 16.714
LAMAR | 175.4282 | 178.8674 | 182.2576 | 185.0899 | 166.8656 | 175.728
LAMPASAS | 66.007 | 61.098 | 63.888 | 66.773 | 69.757 | 72.846
LAVACA | 37.7866 | 38.7584 | 39.7574 | 40.7877 | 41.8799 | 43
LEE | 33.076 | 33.909 | 34.748 | 35.592 | 36.443 | 37.299
LEON | 173.2169 | 175.426 | 177.5356 | 179.9443 | 182.2768 | 184.886
LIMESTONE | 64.394 | 66.256 | 67.867 | 69.572 | 71.379 | 73.291
LIVE OAK | 79.3752 | 80.9888 | 82.649 | 84.1499 | 85.7859 | 87.392
LLANO | 89.615 | 92.711 | 95.858 | 99.063 | 102.326 | 105.647
LOVING | 5.85 | 5.9 | 5.95 | 6 | 6.05 | 6.1
MADISON | 8.485 | 8.66 | 8.842 | 9.034 | 9.236 | 9.448
MARTIN | 27.4 | 27.8 | 28.2 | 28.6 | 29 | 29.4
MASON | 12.5728 | 12.941 | 13.3122 | 13.6874 | 14.0656 | 14.448
MATAGORDA | 150.5398 | 154.3068 | 158.2038 | 160.1918 | 162.7599 | 165.233
MAVERICK | 85.3779 | 89.2639 | 93.5786 | 97.4884 | 102.7098 | 105.677
MCCULLOCH | 28.0709 | 28.9137 | 29.7812 | 30.6776 | 31.6021 | 32.556
MCLENNAN | 707.036 | 725.0347 | 743.3671 | 760.0383 | 776.5474 | 795.209
MCMULLEN | 6.2218 | 6.3576 | 6.4969 | 6.6399 | 6.7926 | 6.935
MEDINA | 153.5452 | 158.4639 | 164.069 | 179.131 | 185.7082 | 192.787
MENARD | 4.8967 | 4.9649 | 5.0363 | 5.1061 | 5.1762 | 5.248
MIDLAND | 287.9 | 290.45 | 293.15 | 295.75 | 298.35 | 300.85
MILAM | 75.829 | 79.303 | 81.7241 | 83.7574 | 85.8331 | 87.998
MILLS | 8.071 | 8.199 | 8.331 | 8.463 | 8.6 | 8.737
MITCHELL | 19.65 | 19.8 | 19.95 | 20.1 | 20.25 | 20.4
MONTAGUE | 61.4072 | 62.9354 | 64.5809 | 66.2458 | 68.0291 | 69.833
MONTGOMERY | 184.6147 | 199.3366 | 212.9741 | 222.511 | 232.4093 | 242.756
MOTLEY | 4.3784 | 4.6029 | 4.8106 | 5.0402 | 5.2401 | 5.467
NACOGDOCHES | 168.3006 | 168.7032 | 167.9685 | 170.0504 | 172.139 | 174.229
NAVARRO | 206.8694 | 213.6014 | 232.5784 | 234.2894 | 239.9816 | 245.934
NOLAN | 65.6124 | 66.3054 | 66.5977 | 67.1423 | 67.4995 | 68.137
NUECES | 1032.5422 | 1052.105 | 1072.1378 | 1091.3212 | 1109.3686 | 1130.276
PALO PINTO | 73.512 | 74.893 | 76.207 | 79.67 | 81.117 | 82.543
PARKER | 352.5849 | 358.9615 | 364.6452 | 375.9322 | 380.7768 | 392.015
PECOS | 94.0699 | 96.9564 | 99.8496 | 102.7415 | 105.6318 | 108.529
PRESIDIO | 12.8661 | 13.3848 | 13.9029 | 14.4186 | 14.9345 | 15.451
RAINS | 24.5262 | 24.9268 | 25.3366 | 25.7547 | 26.8525 | 28.218
REAGAN | 12.3441 | 12.7169 | 13.0913 | 13.4633 | 13.8327 | 14.203
REAL | 12.877 | 13.31 | 13.762 | 14.231 | 14.72 | 15.229
RED RIVER | 32.0604 | 32.9595 | 33.598 | 46.366 | 48.133 | 50.307
REEVES | 47.8004 | 48.661 | 49.5207 | 50.3826 | 51.2486 | 52.122
REFUGIO | 24.8927 | 25.1544 | 25.4162 | 25.6784 | 25.9708 | 26.259
ROBERTSON | 18.4512 | 19.1885 | 20.0231 | 20.912 | 21.8783 | 22.921
ROCKWALL | 252.3935 | 266.589 | 278.9707 | 291.7164 | 308.8808 | 328.242
RUNNELS | 35.802 | 36.4017 | 36.994 | 37.5887 | 38.1755 | 38.758
RUSK | 14.8517 | 14.9417 | 14.9417 | 15.0317 | 15.0317 | 15.121
SAN PATRICIO | 185.395 | 188.6247 | 191.8761 | 195.0463 | 198.1801 | 201.271
SAN SABA | 11.945 | 12.252 | 12.566 | 12.892 | 13.227 | 13.571
SCHLEICHER | 10.6725 | 10.6964 | 10.7263 | 10.7491 | 10.7636 | 10.783
SCURRY | 260.75 | 256.2 | 257.75 | 259.2 | 260.65 | 262.1
SHACKELFORD | 21.4461 | 21.9033 | 22.2978 | 22.6911 | 23.0937 | 23.5
SMITH | 558.9327 | 585.1824 | 593.6332 | 602.2678 | 610.3742 | 619.023
SOMERVELL | 57.6412 | 59.4312 | 60.7803 | 62.1974 | 63.6358 | 65.099
STARR | 84.3421 | 86.9268 | 89.6223 | 93.7028 | 97.825 | 102.154
STEPHENS | 62.902 | 63.921 | 64.941 | 65.96 | 66.981 | 68.002
STERLING | 9.3569 | 9.4796 | 9.5807 | 9.6967 | 9.7965 | 9.904
STONEWALL | 8.9471 | 9.3238 | 9.7005 | 10.0772 | 10.4539 | 10.831
SUTTON | 23.2293 | 23.5116 | 23.8104 | 24.1142 | 24.4143 | 24.703
TARRANT | 4672.5374 | 4851.8706 | 4984.8695 | 5152.8542 | 5280.8873 | 5425.624
TAYLOR | 326.4568 | 330.3658 | 333.6732 | 337.2928 | 340.9877 | 344.565
TERRELL | 3.7213 | 3.7585 | 3.7961 | 3.8341 | 3.8724 | 3.912
THROCKMORTON | 8.8005 | 8.9367 | 9.074 | 9.2112 | 9.3504 | 9.491
TITUS | 0 | 0 | 0 | 0 | 0 | 0
TOM GREEN | 237.3642 | 239.64 | 241.9062 | 244.2196 | 246.4587 | 248.75
TRAVIS | 2218.4456 | 2191.8225 | 2308.6049 | 2305.9598 | 2288.4852 | 2343.411
UPTON | 24.3577 | 25.4365 | 26.5168 | 27.593 | 28.6676 | 29.742
UVALDE | 52.1159 | 53.5166 | 55.5461 | 57.3459 | 60.0665 | 61.394
VAL VERDE | 87.6155 | 90.009 | 93.5905 | 96.7044 | 101.1049 | 103.25
VAN ZANDT | 111.3072 | 113.7724 | 116.1674 | 118.5004 | 122.1538 | 126.537
VICTORIA | 329.9272 | 338.5253 | 346.3993 | 354.0651 | 361.2983 | 368.367
WALLER | 190.2544 | 197.7396 | 204.6069 | 211.1437 | 217.9745 | 225.036
WARD | 59.1809 | 59.7407 | 60.3021 | 60.8651 | 61.4298 | 61.996
WASHINGTON | 125.139 | 118.608 | 117.465 | 120.264 | 123.087 | 125.939
WEBB | 328.9495 | 348.0501 | 359.615 | 371.1925 | 382.8086 | 394.434
WHARTON | 106.9007 | 108.0171 | 109.1522 | 110.3065 | 111.4777 | 112.607
WICHITA | 396.429 | 399.979 | 403.729 | 408.879 | 413.029 | 420.279
WILBARGER | 33.796 | 34.3026 | 34.8092 | 35.3157 | 35.8223 | 36.329
WILLACY | 39.1377 | 40.3209 | 41.5406 | 43.3574 | 45.0839 | 46.985
WILLIAMSON | 758.04 | 787.779 | 818.5102 | 864.2052 | 903.9423 | 959.581
WILSON | 84.7748 | 87.888 | 91.2463 | 94.6987 | 98.187 | 101.879
WINKLER | 68.8869 | 69.5187 | 70.1029 | 70.7395 | 71.3284 | 71.968
WISE | 275.739 | 288.752 | 312.435 | 322.707 | 333.316 | 345.647
YOUNG | 66.9693 | 68.4775 | 70.0172 | 71.5922 | 73.1766 | 74.792
ZAPATA | 24.1878 | 25.0306 | 25.8805 | 26.7378 | 27.6028 | 28.476
ZAVALA | 23.3862 | 24.0226 | 24.9123 | 25.7133 | 26.7871 | 27.404

## WinterGenerationbyCounty
Winter Generation by County
These values are used in the summer import/export calculations for each county. Capacities for mothballed units are included as the total capacity of the unit. Capacities for the wind units are at 2.6%. Asynchronous ties are shown at 50%. These values include the amount available for the grid according information from the owners of the private network units and the distributed generation units that have registered with ERCOT.
Winter Generation, MW
County | 2007 | 2008 | 2009 | 2010 | 2011 | 2012
ANDERSON | 0 | 0 | 0 | 0 | 0 | 0
ANDREWS | 0 | 0 | 0 | 0 | 0 | 0
ANGELINA | 0 | 0 | 0 | 0 | 0 | 0
ARANSAS | 0 | 0 | 0 | 0 | 0 | 0
ARCHER | 0 | 0 | 0 | 0 | 0 | 0
ATASCOSA | 397 | 397 | 397 | 397 | 397 | 397
AUSTIN | 0 | 0 | 0 | 0 | 0 | 0
BANDERA | 0 | 0 | 0 | 0 | 0 | 0
BASTROP | 1099 | 1099 | 1099 | 1099 | 1099 | 1099
BAYLOR | 0 | 0 | 0 | 0 | 0 | 0
BEE | 0 | 0 | 0 | 0 | 0 | 0
BELL | 0 | 0 | 0 | 0 | 0 | 0
BEXAR | 4395.6 | 4395.6 | 4330.6 | 4330.6 | 5080.6 | 5080.6
BLANCO | 0 | 0 | 0 | 0 | 0 | 0
BORDEN | 2.2 | 2.2 | 2.2 | 2.2 | 2.2 | 2.2
BOSQUE | 579 | 579 | 579 | 579 | 579 | 579
BRAZORIA | 813 | 813 | 655 | 655 | 505 | 505
BRAZOS | 286 | 286 | 286 | 286 | 286 | 286
BREWSTER | 0 | 0 | 0 | 0 | 0 | 0
BROOKS | 0 | 0 | 0 | 0 | 0 | 0
BROWN | 0 | 0 | 0 | 0 | 0 | 0
BURLESON | 0 | 0 | 0 | 0 | 0 | 0
BURNET | 95 | 95 | 95 | 95 | 95 | 95
CALDWELL | 0 | 0 | 0 | 0 | 0 | 0
CALHOUN | 477 | 477 | 477 | 477 | 477 | 477
CALLAHAN | 0 | 0 | 0 | 0 | 0 | 0
CAMERON | 370 | 445 | 445 | 445 | 445 | 445
CHAMBERS | 2895.9 | 2895.9 | 2895.9 | 2895.9 | 2895.9 | 2895.9
CHEROKEE | 707 | 707 | 707 | 707 | 707 | 707
CHILDRESS | 0 | 0 | 0 | 0 | 0 | 0
CLAY | 0 | 0 | 0 | 0 | 0 | 0
COKE | 0 | 0 | 0 | 0 | 0 | 0
COLEMAN | 0 | 0 | 0 | 0 | 0 | 0
COLLIN | 569 | 569 | 569 | 569 | 569 | 569
COLORADO | 0 | 0 | 0 | 0 | 0 | 0
COMAL | 6 | 6 | 6 | 6 | 6 | 6
COMANCHE | 0 | 0 | 0 | 0 | 0 | 0
CONCHO | 0 | 0 | 0 | 0 | 0 | 0
COOKE | 0 | 0 | 0 | 0 | 0 | 0
CORYELL | 0 | 0 | 0 | 0 | 0 | 0
COTTLE | 0 | 0 | 0 | 0 | 0 | 0
CRANE | 0 | 0 | 0 | 0 | 0 | 0
CROCKETT | 0 | 0 | 0 | 0 | 0 | 0
CROSBY | 0 | 0 | 0 | 0 | 0 | 0
CULBERSON | 2 | 2 | 6.6 | 6.6 | 6.6 | 6.6
DALLAS | 2566 | 2566 | 2566 | 2566 | 2566 | 2566
DAWSON | 0 | 0 | 0 | 0 | 0 | 0
DELTA | 0 | 0 | 0 | 0 | 0 | 0
DENTON | 132.4 | 132.4 | 132.4 | 132.4 | 132.4 | 132.4
DEWITT | 1.2 | 1.2 | 1.2 | 1.2 | 1.2 | 1.2
DICKENS | 0 | 0 | 0 | 0 | 0 | 0
DIMMIT | 0 | 0 | 0 | 0 | 0 | 0
DUVAL | 0 | 0 | 0 | 0 | 0 | 0
EASTLAND | 0 | 1.6 | 1.6 | 1.6 | 1.6 | 1.6
ECTOR | 1082 | 1357 | 1357 | 1357 | 1357 | 1357
EDWARDS | 0 | 0 | 0 | 0 | 0 | 0
ELLIS | 1763 | 1763 | 1763 | 1763 | 1763 | 1763
ERATH | 0 | 0 | 0 | 0 | 0 | 0
FALLS | 0 | 0 | 0 | 0 | 0 | 0
FANNIN | 2293 | 2293 | 2293 | 2293 | 2293 | 2293
FAYETTE | 1669 | 1669 | 1669 | 1669 | 1669 | 1669
FISHER | 0 | 0 | 0 | 0 | 0 | 0
FOARD | 0 | 0 | 0 | 0 | 0 | 0
FORT BEND | 4274 | 4274 | 4274 | 4274 | 4274 | 4274
FRANKLIN | 0 | 0 | 0 | 0 | 0 | 0
FREESTONE | 2263 | 2263 | 2263 | 2263 | 2263 | 2263
FRIO | 74 | 74 | 74 | 74 | 74 | 74
GALVESTON | 3143.7 | 3213.7 | 3213.7 | 3213.7 | 3213.7 | 3213.7
GILLESPIE | 0 | 0 | 0 | 0 | 0 | 0
GLASSCOCK | 0 | 0 | 0 | 0 | 0 | 0
GOLIAD | 634 | 634 | 634 | 634 | 634 | 634
GONZALES | 4.8 | 4.8 | 4.8 | 4.8 | 4.8 | 4.8
GRAYSON | 80 | 80 | 80 | 80 | 80 | 80
GRIMES | 1353 | 1353 | 1353 | 1353 | 1353 | 1353
GUADALUPE | 1891.6 | 1891.6 | 1891.6 | 1891.6 | 1891.6 | 1891.6
HALL | 0 | 0 | 0 | 0 | 0 | 0
HAMILTON | 0 | 0 | 0 | 0 | 0 | 0
HARDEMAN | 0 | 0 | 0 | 0 | 0 | 0
HARRIS | 7321 | 7410 | 7390 | 7390 | 7390 | 7410
HASKELL | 0 | 0 | 0 | 0 | 0 | 0
HAYS | 972 | 972 | 972 | 972 | 972 | 972
HENDERSON | 241 | 241 | 241 | 241 | 241 | 241
HIDALGO | 1913 | 1913 | 1913 | 1913 | 1913 | 1913
HILL | 0 | 0 | 0 | 0 | 0 | 0
HOOD | 1838 | 1838 | 1838 | 1838 | 1838 | 1838
HOPKINS | 0 | 0 | 0 | 0 | 0 | 0
HOUSTON | 0 | 0 | 0 | 0 | 0 | 0
HOWARD | 212.1 | 212.1 | 212.1 | 212.1 | 212.1 | 212.1
HUNT | 88.1 | 88.1 | 88.1 | 88.1 | 88.1 | 88.1
IRION | 0 | 0 | 0 | 0 | 0 | 0
JACK | 630 | 630 | 630 | 630 | 630 | 630
JACKSON | 0 | 0 | 0 | 0 | 0 | 0
JEFF DAVIS | 0 | 0 | 0 | 0 | 0 | 0
JIM HOGG | 0 | 0 | 0 | 0 | 0 | 0
JIM WELLS | 0 | 0 | 0 | 0 | 0 | 0
JOHNSON | 270 | 270 | 270 | 270 | 270 | 270
JONES | 0 | 0 | 0 | 0 | 0 | 0
KARNES | 0 | 0 | 0 | 0 | 0 | 0
KAUFMAN | 1782 | 1782 | 1782 | 1782 | 1782 | 1782
KENDALL | 0 | 0 | 0 | 0 | 0 | 0
KENEDY | 0 | 0 | 0 | 0 | 0 | 0
KENT | 0 | 0 | 0 | 0 | 0 | 0
KERR | 0 | 0 | 0 | 0 | 0 | 0
KIMBLE | 0 | 0 | 0 | 0 | 0 | 0
KING | 0 | 0 | 0 | 0 | 0 | 0
KINNEY | 0 | 0 | 0 | 0 | 0 | 0
KLEBERG | 0 | 0 | 0 | 0 | 0 | 0
KNOX | 0 | 0 | 0 | 0 | 0 | 0
LA SALLE | 0 | 0 | 0 | 0 | 0 | 0
LAMAR | 1347 | 1347 | 1347 | 1347 | 1347 | 1347
LAMPASAS | 0 | 0 | 0 | 0 | 0 | 0
LAVACA | 0 | 0 | 0 | 0 | 0 | 0
LEE | 0 | 0 | 0 | 0 | 0 | 0
LEON | 0 | 0 | 0 | 0 | 0 | 0
LIMESTONE | 1770 | 1770 | 1770 | 1770 | 1770 | 1770
LIVE OAK | 0 | 0 | 0 | 0 | 0 | 0
LLANO | 491 | 491 | 491 | 491 | 491 | 491
LOVING | 0 | 0 | 0 | 0 | 0 | 0
MADISON | 0 | 0 | 0 | 0 | 0 | 0
MARTIN | 0 | 0 | 0 | 0 | 0 | 0
MASON | 0 | 0 | 0 | 0 | 0 | 0
MATAGORDA | 2566 | 2566 | 2566 | 2566 | 2566 | 2566
MAVERICK | 24 | 24 | 24 | 24 | 24 | 24
MCCULLOCH | 0 | 0 | 0 | 0 | 0 | 0
MCLENNAN | 1712 | 1712 | 1712 | 1712 | 1712 | 1712
MCMULLEN | 0 | 0 | 0 | 0 | 0 | 0
MEDINA | 0 | 0 | 0 | 0 | 0 | 0
MENARD | 0 | 0 | 0 | 0 | 0 | 0
MIDLAND | 0 | 0 | 0 | 0 | 0 | 0
MILAM | 545 | 545 | 545 | 545 | 545 | 545
MILLS | 0 | 0 | 0 | 0 | 0 | 0
MITCHELL | 1099 | 1099 | 1099 | 1099 | 1099 | 1099
MONTAGUE | 0 | 0 | 0 | 0 | 0 | 0
MONTGOMERY | 0 | 0 | 0 | 0 | 0 | 0
MOTLEY | 0 | 0 | 0 | 0 | 0 | 0
NACOGDOCHES | 0 | 0 | 0 | 0 | 0 | 0
NAVARRO | 0 | 0 | 0 | 0 | 0 | 0
NOLAN | 265.8 | 267.4 | 267.4 | 267.4 | 267.4 | 267.4
NUECES | 1941 | 1941 | 1931 | 1931 | 1931 | 1931
PALO PINTO | 634 | 634 | 634 | 634 | 634 | 634
PARKER | 80.4 | 80.4 | 80.4 | 80.4 | 80.4 | 80.4
PECOS | 10.6 | 10.6 | 10.6 | 10.6 | 10.6 | 10.6
PRESIDIO | 0 | 0 | 0 | 0 | 0 | 0
RAINS | 0 | 0 | 0 | 0 | 0 | 0
REAGAN | 0 | 0 | 0 | 0 | 0 | 0
REAL | 0 | 0 | 0 | 0 | 0 | 0
RED RIVER | 0 | 0 | 0 | 0 | 0 | 0
REEVES | 0 | 0 | 0 | 0 | 0 | 0
REFUGIO | 0 | 0 | 0 | 0 | 0 | 0
ROBERTSON | 307 | 307 | 307 | 307 | 307 | 307
ROCKWALL | 0 | 0 | 0 | 0 | 0 | 0
RUNNELS | 0 | 0 | 0 | 0 | 0 | 0
RUSK | 3342 | 3342 | 3342 | 3342 | 3342 | 3342
SAN PATRICIO | 420 | 420 | 420 | 420 | 420 | 420
SAN SABA | 0 | 0 | 0 | 0 | 0 | 0
SCHLEICHER | 0 | 0 | 0 | 0 | 0 | 0
SCURRY | 4.2 | 7.6 | 7.6 | 7.6 | 7.6 | 7.6
SHACKELFORD | 0 | 5.2 | 10.4 | 10.4 | 10.4 | 10.4
SMITH | 0 | 0 | 0 | 0 | 0 | 0
SOMERVELL | 2352 | 2352 | 2352 | 2352 | 2352 | 2352
STARR | 34.5 | 34.5 | 34.5 | 34.5 | 34.5 | 34.5
STEPHENS | 0 | 0 | 0 | 0 | 0 | 0
STERLING | 5.6 | 5.6 | 5.6 | 5.6 | 5.6 | 5.6
STONEWALL | 0 | 0 | 0 | 0 | 0 | 0
SUTTON | 0 | 0 | 0 | 0 | 0 | 0
TARRANT | 1980.5 | 1980.5 | 1980.5 | 1980.5 | 1980.5 | 1980.5
TAYLOR | 27 | 36.06 | 36.06 | 36.06 | 36.06 | 36.06
TERRELL | 0 | 0 | 0 | 0 | 0 | 0
THROCKMORTON | 0 | 0 | 0 | 0 | 0 | 0
TITUS | 2233 | 2233 | 2233 | 2233 | 2233 | 2233
TOM GREEN | 0 | 0 | 0 | 0 | 0 | 0
TRAVIS | 2053 | 1656 | 1656 | 1656 | 1656 | 1656
UPTON | 9.2 | 9.2 | 9.2 | 9.2 | 9.2 | 9.2
UVALDE | 0 | 0 | 0 | 0 | 0 | 0
VAL VERDE | 68 | 68 | 68 | 68 | 68 | 68
VAN ZANDT | 0 | 0 | 0 | 0 | 0 | 0
VICTORIA | 268.6 | 263.6 | 258.6 | 253.6 | 248.6 | 248.6
WALLER | 0 | 0 | 0 | 0 | 0 | 0
WARD | 981 | 981 | 981 | 981 | 981 | 981
WASHINGTON | 0 | 0 | 0 | 0 | 0 | 0
WEBB | 172 | 222 | 222 | 222 | 222 | 222
WHARTON | 80 | 355 | 355 | 355 | 355 | 355
WICHITA | 77.4 | 77.4 | 77.4 | 77.4 | 77.4 | 77.4
WILBARGER | 741 | 741 | 741 | 741 | 741 | 741
WILLACY | 0 | 0 | 0 | 0 | 0 | 0
WILLIAMSON | 0 | 0 | 0 | 0 | 0 | 0
WILSON | 0 | 0 | 0 | 0 | 0 | 0
WINKLER | 0 | 0 | 0 | 0 | 0 | 0
WISE | 706 | 706 | 706 | 706 | 706 | 706
YOUNG | 598 | 598 | 598 | 598 | 598 | 598
ZAPATA | 0 | 0 | 0 | 0 | 0 | 0
ZAVALA | 0 | 0 | 0 | 0 | 0 | 0

## WinterImport-ExportbyCounty
Winter Import/Export by County
Import: The county has less generation than load and must import generation.
Export: The county has more generation than load and is able to export generation.
This data is presented for example only. It is a calculation of the generation in the county less the non-coincident load in the county. The true values will depend on actual load levels and actual generation dispatch.
Winter Import/Export, MW
County | 2007 | 2008 | 2009 | 2010 | 2011 | 2012
ANDERSON | -154.949 | -158.33 | -160.598 | -164.23 | -167.2326 | -172.367
ANDREWS | -163.765 | -164.815 | -165.865 | -166.915 | -168.015 | -169.065
ANGELINA | -322.6805 | -317.1526 | -329.863 | -333.3123 | -336.765 | -340.221
ARANSAS | -60.333 | -61.7159 | -63.0989 | -64.4818 | -65.8648 | -67.248
ARCHER | -28.75 | -29.47 | -31.19 | -31.91 | -32.63 | -33.35
ATASCOSA | 321.7501 | 319.8803 | 317.99 | 316.0785 | 314.2059 | 312.386
AUSTIN | -83.3739 | -85.2022 | -87.0912 | -89.0407 | -91.056 | -93.137
BANDERA | -75.526 | -79.38 | -83.44 | -81.838 | -86.01 | -90.404
BASTROP | 893.998 | 880.606 | 878.613 | 867.644 | 868.6311 | 857.577
BAYLOR | -15.892 | -15.892 | -15.992 | -15.992 | -15.992 | -15.992
BEE | -61.675 | -62.3629 | -63.0567 | -63.758 | -64.5189 | -65.258
BELL | -859.6351 | -897.2986 | -920.6851 | -931.3979 | -956.3338 | -971.381
BEXAR | 1264.7846 | 901.3928 | 776.6459 | 697.4484 | 1353.5361 | 1188.38
BLANCO | -42.449 | -44.001 | -45.431 | -47.094 | -48.821 | -50.612
BORDEN | -0.059692 | -0.098346 | -0.10535 | -0.1397 | -0.15336 | -0.224
BOSQUE | 490.2943 | 489.6613 | 488.9181 | 488.1397 | 487.372 | 486.615
BRAZORIA | -431.5141 | -449.3739 | -620.6707 | -632.9534 | -794.9468 | -806.397
BRAZOS | -48.579 | -57.546 | -66.718 | -76.206 | -85.919 | -95.808
BREWSTER | -22.6269 | -22.9005 | -23.1618 | -23.4211 | -23.6817 | -23.944
BROOKS | -16.4651 | -16.7202 | -16.9753 | -17.2304 | -17.4855 | -17.741
BROWN | -111.27 | -112.929 | -114.595 | -116.356 | -118.214 | -124.012
BURLESON | -31.117 | -32.069 | -33.021 | -33.973 | -34.925 | -35.847
BURNET | -49.01 | -54.373 | -59.952 | -65.671 | -71.711 | -77.997
CALDWELL | -107.1517 | -110.4934 | -113.8541 | -117.1338 | -120.8255 | -124.438
CALHOUN | 217.5616 | 215.4356 | 209.9515 | 204.925 | 200.1833 | 195.639
CALLAHAN | -39.9538 | -40.5515 | -40.8793 | -41.3504 | -41.8444 | -42.292
CAMERON | -295.2273 | -257.7054 | -306.3449 | -340.8024 | -380.9716 | -417.572
CHAMBERS | 2673.5482 | 2668.5154 | 2666.4044 | 2664.7464 | 2663.0401 | 2661.284
CHEROKEE | 597.795 | 601.5399 | 600.9243 | 599.6378 | 598.9856 | 597.692
CHILDRESS | -13.2695 | -13.4928 | -13.718 | -13.9433 | -14.1686 | -14.38
CLAY | -30.309 | -31.1772 | -31.9456 | -32.7141 | -33.4827 | -34.351
COKE | -15.5783 | -15.8347 | -16.0517 | -16.2815 | -16.5147 | -16.736
COLEMAN | -32.397 | -32.7586 | -33.0352 | -33.3211 | -33.5582 | -33.8
COLLIN | -1211.8871 | -1272.665 | -1350.5136 | -1414.8454 | -1491.0075 | -1563.117
COLORADO | -77.8006 | -79.4242 | -81.0967 | -82.8203 | -84.5979 | -86.429
COMAL | -366.091 | -381.086 | -418.232 | -436.447 | -455.641 | -475.985
COMANCHE | -43.701 | -43.849 | -44.757 | -45.693 | -46.655 | -47.841
CONCHO | -13.2171 | -13.4826 | -13.7198 | -13.9681 | -14.2063 | -14.445
COOKE | -129.6003 | -133.624 | -137.4629 | -141.4168 | -145.4928 | -149.46
CORYELL | -120.3031 | -123.3611 | -128.5397 | -143.8936 | -147.7424 | -149.719
COTTLE | -4.8034 | -4.9689 | -5.1355 | -5.3011 | -5.4667 | -5.633
CRANE | -90.6594 | -92.4657 | -94.2746 | -96.0701 | -97.8614 | -99.648
CROCKETT | -36.1846 | -37.0162 | -37.8545 | -38.6812 | -39.494 | -40.315
CROSBY | -2.1 | -2.1 | -2.1 | -2.1 | -2.1 | -2.1
CULBERSON | -4.1 | -4.2 | 0.3 | 0.2 | 0.1 | 0
DALLAS | -4369.104 | -4527.8049 | -4679.7259 | -4817.4553 | -4978.1104 | -5133.315
DAWSON | -59.6525 | -60.3483 | -60.8804 | -61.4325 | -62.0634 | -62.787
DELTA | -9.7176 | -9.9719 | -10.2154 | -10.4306 | -10.7101 | -11.062
DENTON | -1565.1501 | -1658.1268 | -1760.1243 | -1844.8795 | -1960.934 | -2033.431
DEWITT | -69.957 | -71.8224 | -73.7539 | -75.7534 | -77.8168 | -79.958
DICKENS | -8.1156 | -8.4277 | -8.7397 | -9.0518 | -9.3639 | -9.676
DIMMIT | -17.3706 | -17.7705 | -18.167 | -18.5629 | -18.9614 | -19.363
DUVAL | -40.9562 | -41.472 | -41.989 | -42.5072 | -43.0707 | -43.626
EASTLAND | -64.415 | -63.7731 | -64.8213 | -65.8314 | -66.7745 | -67.846
ECTOR | 611.0121 | 880.3962 | 876.989 | 873.5819 | 870.1741 | 866.766
EDWARDS | -10.5318 | -10.7038 | -10.8812 | -11.0641 | -11.2528 | -11.421
ELLIS | 872.66 | 877.8373 | 858.1706 | 837.6024 | 805.0783 | 772.392
ERATH | -111.8133 | -115.4569 | -116.9408 | -118.557 | -120.1355 | -121.669
FALLS | -47.697 | -49.609 | -50.357 | -51.135 | -52.629 | -53.743
FANNIN | 2201.0021 | 2196.7374 | 2193.4515 | 2193.3555 | 2189.9259 | 2185.855
FAYETTE | 1582.661 | 1580.808 | 1578.898 | 1579.852 | 1577.448 | 1575.516
FISHER | -22.9383 | -23.2564 | -23.5759 | -23.8877 | -24.1972 | -24.504
FOARD | -2.5806 | -2.6033 | -2.626 | -2.6487 | -2.6714 | -2.694
FORT BEND | 3410.7892 | 3350.0819 | 3332.2176 | 3319.5442 | 3307.2902 | 3294.79
FRANKLIN | -3.1331 | -3.1488 | -3.1645 | -3.1803 | -3.1962 | -3.212
FREESTONE | 2195.3465 | 2191.6005 | 2190.4564 | 2193.6352 | 2192.8686 | 2191.875
FRIO | 47.7753 | 46.6335 | 45.4792 | 44.3117 | 43.1305 | 41.934
GALVESTON | 1838.8429 | 1886.3209 | 1871.8786 | 1857.2479 | 1845.1239 | 1832.753
GILLESPIE | -70.2968 | -72.6278 | -74.9728 | -77.3308 | -79.7028 | -82.088
GLASSCOCK | -18.1 | -18.3 | -18.5 | -18.7 | -18.9 | -19.1
GOLIAD | 612.011 | 611.5562 | 611.0941 | 610.6228 | 610.0587 | 609.503
GONZALES | -58.9531 | -71.1092 | -73.7563 | -76.4013 | -79.2004 | -82.107
GRAYSON | -431.3446 | -446.9393 | -465.8615 | -486.0363 | -505.6123 | -523.528
GRIMES | 1331.475 | 1330.415 | 1329.281 | 1328.063 | 1326.751 | 1325.341
GUADALUPE | 1495.3499 | 1482.6329 | 1468.8549 | 1454.2809 | 1438.8199 | 1422.415
HALL | -3.535 | -3.697 | -3.8176 | -3.9852 | -4.0743 | -4.241
HAMILTON | -27.616 | -27.8683 | -28.1232 | -28.3815 | -28.6434 | -28.909
HARDEMAN | -18.8722 | -19.0087 | -19.1463 | -19.2838 | -19.4213 | -19.558
HARRIS | -2377.7792 | -2563.1774 | -2773.9962 | -2947.8699 | -3110.7663 | -3258.457
HASKELL | -15.9371 | -16.3699 | -16.8141 | -17.256 | -17.6935 | -18.128
HAYS | 559.509 | 542.96 | 522.358 | 499.74 | 477.728 | 454.568
HENDERSON | 32.0319 | 27.055 | 22.9567 | 40.8907 | 37.6311 | 34.151
HIDALGO | 794.5934 | 751.2363 | 696.9995 | 625.2618 | 568.9003 | 493.135
HILL | -111.3015 | -114.6362 | -117.8783 | -121.0388 | -125.9226 | -129.539
HOOD | 1639.525 | 1633.814 | 1633.616 | 1627.978 | 1622.164 | 1616.674
HOPKINS | -82.3584 | -83.9519 | -85.5868 | -94.1146 | -97.5022 | -101.511
HOUSTON | -40.8902 | -41.2502 | -41.2502 | -41.6102 | -41.6102 | -41.97
HOWARD | 99.2 | 98.4 | 97.6 | 86.8 | 96.1 | 95.2
HUNT | -120.4424 | -127.2454 | -116.011 | -125.5089 | -131.4451 | -138.283
IRION | -11.0305 | -11.2303 | -11.4431 | -11.6653 | -11.8642 | -12.081
JACK | 605.135 | 604.5123 | 603.8875 | 603.2615 | 602.6344 | 602.006
JACKSON | -34.635 | -35.1633 | -35.702 | -36.2515 | -36.7948 | -37.312
JEFF DAVIS | -6.9616 | -7.1529 | -7.3442 | -7.5356 | -7.7269 | -7.919
JIM HOGG | -3.8278 | -3.9211 | -4.0183 | -4.1195 | -4.225 | -4.335
JIM WELLS | -90.2788 | -92.2854 | -94.3028 | -96.3313 | -98.2994 | -100.243
JOHNSON | -116.945 | -142.378 | -158.469 | -175.805 | -193.034 | -212.427
JONES | -42.8251 | -44.4816 | -46.0219 | -47.6225 | -49.2376 | -50.83
KARNES | -24.6553 | -25.6867 | -25.9188 | -26.1516 | -26.485 | -26.806
KAUFMAN | 1410.1236 | 1341.7844 | 1308.7429 | 1267.1539 | 1237.1583 | 1204.914
KENDALL | -118.311 | -107.723 | -114.33 | -121.238 | -124.456 | -132.044
KENEDY | -1.2267 | -1.2268 | -1.2267 | -1.2267 | -1.3295 | -1.33
KENT | -54.6412 | -54.8009 | -54.9607 | -55.1204 | -55.2802 | -55.44
KERR | -163.033 | -167.516 | -172.062 | -176.679 | -181.401 | -186.182
KIMBLE | -23.5962 | -24.0903 | -24.5884 | -25.0935 | -25.6046 | -26.119
KING | -7.8565 | -7.8565 | -7.8565 | -7.8565 | -7.8565 | -7.856
KINNEY | -8.7467 | -8.8452 | -8.9901 | -9.108 | -9.2824 | -9.356
KLEBERG | -100.3052 | -101.6255 | -102.9624 | -104.2229 | -105.4857 | -106.715
KNOX | -13.6917 | -14.0242 | -14.3567 | -14.6893 | -15.0218 | -15.354
LA SALLE | -13.8221 | -14.3866 | -14.9577 | -15.5357 | -16.121 | -16.714
LAMAR | 1171.5718 | 1168.1326 | 1164.7424 | 1161.9101 | 1180.1344 | 1171.272
LAMPASAS | -66.007 | -61.098 | -63.888 | -66.773 | -69.757 | -72.846
LAVACA | -37.7866 | -38.7584 | -39.7574 | -40.7877 | -41.8799 | -43
LEE | -33.076 | -33.909 | -34.748 | -35.592 | -36.443 | -37.299
LEON | -173.2169 | -175.426 | -177.5356 | -179.9443 | -182.2768 | -184.886
LIMESTONE | 1705.606 | 1703.744 | 1702.133 | 1700.428 | 1698.621 | 1696.709
LIVE OAK | -79.3752 | -80.9888 | -82.649 | -84.1499 | -85.7859 | -87.392
LLANO | 401.385 | 398.289 | 395.142 | 391.937 | 388.674 | 385.353
LOVING | -5.85 | -5.9 | -5.95 | -6 | -6.05 | -6.1
MADISON | -8.485 | -8.66 | -8.842 | -9.034 | -9.236 | -9.448
MARTIN | -27.4 | -27.8 | -28.2 | -28.6 | -29 | -29.4
MASON | -12.5728 | -12.941 | -13.3122 | -13.6874 | -14.0656 | -14.448
MATAGORDA | 2415.4602 | 2411.6932 | 2407.7962 | 2405.8082 | 2403.2401 | 2400.767
MAVERICK | -61.3779 | -65.2639 | -69.5786 | -73.4884 | -78.7098 | -81.677
MCCULLOCH | -28.0709 | -28.9137 | -29.7812 | -30.6776 | -31.6021 | -32.556
MCLENNAN | 1004.964 | 986.9653 | 968.6329 | 951.9617 | 935.4526 | 916.791
MCMULLEN | -6.2218 | -6.3576 | -6.4969 | -6.6399 | -6.7926 | -6.935
MEDINA | -153.5452 | -158.4639 | -164.069 | -179.131 | -185.7082 | -192.787
MENARD | -4.8967 | -4.9649 | -5.0363 | -5.1061 | -5.1762 | -5.248
MIDLAND | -287.9 | -290.45 | -293.15 | -295.75 | -298.35 | -300.85
MILAM | 469.171 | 465.697 | 463.2759 | 461.2426 | 459.1669 | 457.002
MILLS | -8.071 | -8.199 | -8.331 | -8.463 | -8.6 | -8.737
MITCHELL | 1079.35 | 1079.2 | 1079.05 | 1078.9 | 1078.75 | 1078.6
MONTAGUE | -61.4072 | -62.9354 | -64.5809 | -66.2458 | -68.0291 | -69.833
MONTGOMERY | -184.6147 | -199.3366 | -212.9741 | -222.511 | -232.4093 | -242.756
MOTLEY | -4.3784 | -4.6029 | -4.8106 | -5.0402 | -5.2401 | -5.467
NACOGDOCHES | -168.3006 | -168.7032 | -167.9685 | -170.0504 | -172.139 | -174.229
NAVARRO | -206.8694 | -213.6014 | -232.5784 | -234.2894 | -239.9816 | -245.934
NOLAN | 200.1876 | 201.0946 | 200.8023 | 200.2577 | 199.9005 | 199.263
NUECES | 908.4578 | 888.895 | 858.8622 | 839.6788 | 821.6314 | 800.724
PALO PINTO | 560.488 | 559.107 | 557.793 | 554.33 | 552.883 | 551.457
PARKER | -272.1849 | -278.5615 | -284.2452 | -295.5322 | -300.3768 | -311.615
PECOS | -83.4699 | -86.3564 | -89.2496 | -92.1415 | -95.0318 | -97.929
PRESIDIO | -12.8661 | -13.3848 | -13.9029 | -14.4186 | -14.9345 | -15.451
RAINS | -24.5262 | -24.9268 | -25.3366 | -25.7547 | -26.8525 | -28.218
REAGAN | -12.3441 | -12.7169 | -13.0913 | -13.4633 | -13.8327 | -14.203
REAL | -12.877 | -13.31 | -13.762 | -14.231 | -14.72 | -15.229
RED RIVER | -32.0604 | -32.9595 | -33.598 | -46.366 | -48.133 | -50.307
REEVES | -47.8004 | -48.661 | -49.5207 | -50.3826 | -51.2486 | -52.122
REFUGIO | -24.8927 | -25.1544 | -25.4162 | -25.6784 | -25.9708 | -26.259
ROBERTSON | 288.5488 | 287.8115 | 286.9769 | 286.088 | 285.1217 | 284.079
ROCKWALL | -252.3935 | -266.589 | -278.9707 | -291.7164 | -308.8808 | -328.242
RUNNELS | -35.802 | -36.4017 | -36.994 | -37.5887 | -38.1755 | -38.758
RUSK | 3327.1483 | 3327.0583 | 3327.0583 | 3326.9683 | 3326.9683 | 3326.879
SAN PATRICIO | 234.605 | 231.3753 | 228.1239 | 224.9537 | 221.8199 | 218.729
SAN SABA | -11.945 | -12.252 | -12.566 | -12.892 | -13.227 | -13.571
SCHLEICHER | -10.6725 | -10.6964 | -10.7263 | -10.7491 | -10.7636 | -10.783
SCURRY | -256.55 | -248.6 | -250.15 | -251.6 | -253.05 | -254.5
SHACKELFORD | -21.4461 | -16.7033 | -11.8978 | -12.2911 | -12.6937 | -13.1
SMITH | -558.9327 | -585.1824 | -593.6332 | -602.2678 | -610.3742 | -619.023
SOMERVELL | 2294.3588 | 2292.5688 | 2291.2197 | 2289.8026 | 2288.3642 | 2286.901
STARR | -49.8421 | -52.4268 | -55.1223 | -59.2028 | -63.325 | -67.654
STEPHENS | -62.902 | -63.921 | -64.941 | -65.96 | -66.981 | -68.002
STERLING | -3.7569 | -3.8796 | -3.9807 | -4.0967 | -4.1965 | -4.304
STONEWALL | -8.9471 | -9.3238 | -9.7005 | -10.0772 | -10.4539 | -10.831
SUTTON | -23.2293 | -23.5116 | -23.8104 | -24.1142 | -24.4143 | -24.703
TARRANT | -2692.0374 | -2871.3706 | -3004.3695 | -3172.3542 | -3300.3873 | -3445.124
TAYLOR | -299.4568 | -294.3058 | -297.6132 | -301.2328 | -304.9277 | -308.505
TERRELL | -3.7213 | -3.7585 | -3.7961 | -3.8341 | -3.8724 | -3.912
THROCKMORTON | -8.8005 | -8.9367 | -9.074 | -9.2112 | -9.3504 | -9.491
TITUS | 2233 | 2233 | 2233 | 2233 | 2233 | 2233
TOM GREEN | -237.3642 | -239.64 | -241.9062 | -244.2196 | -246.4587 | -248.75
TRAVIS | -165.4456 | -535.8225 | -652.6049 | -649.9598 | -632.4852 | -687.411
UPTON | -15.1577 | -16.2365 | -17.3168 | -18.393 | -19.4676 | -20.542
UVALDE | -52.1159 | -53.5166 | -55.5461 | -57.3459 | -60.0665 | -61.394
VAL VERDE | -19.6155 | -22.009 | -25.5905 | -28.7044 | -33.1049 | -35.25
VAN ZANDT | -111.3072 | -113.7724 | -116.1674 | -118.5004 | -122.1538 | -126.537
VICTORIA | -61.3272 | -74.9253 | -87.7993 | -100.4651 | -112.6983 | -119.767
WALLER | -190.2544 | -197.7396 | -204.6069 | -211.1437 | -217.9745 | -225.036
WARD | 921.8191 | 921.2593 | 920.6979 | 920.1349 | 919.5702 | 919.004
WASHINGTON | -125.139 | -118.608 | -117.465 | -120.264 | -123.087 | -125.939
WEBB | -156.9495 | -126.0501 | -137.615 | -149.1925 | -160.8086 | -172.434
WHARTON | -26.9007 | 246.9829 | 245.8478 | 244.6935 | 243.5223 | 242.393
WICHITA | -319.029 | -322.579 | -326.329 | -331.479 | -335.629 | -342.879
WILBARGER | 707.204 | 706.6974 | 706.1908 | 705.6843 | 705.1777 | 704.671
WILLACY | -39.1377 | -40.3209 | -41.5406 | -43.3574 | -45.0839 | -46.985
WILLIAMSON | -758.04 | -787.779 | -818.5102 | -864.2052 | -903.9423 | -959.581
WILSON | -84.7748 | -87.888 | -91.2463 | -94.6987 | -98.187 | -101.879
WINKLER | -68.8869 | -69.5187 | -70.1029 | -70.7395 | -71.3284 | -71.968
WISE | 430.261 | 417.248 | 393.565 | 383.293 | 372.684 | 360.353
YOUNG | 531.0307 | 529.5225 | 527.9828 | 526.4078 | 524.8234 | 523.208
ZAPATA | -24.1878 | -25.0306 | -25.8805 | -26.7378 | -27.6028 | -28.476
ZAVALA | -23.3862 | -24.0226 | -24.9123 | -25.7133 | -26.7871 | -27.404

## SummerCapacities
Unit Capacities - Summer
Units used in determining the generation resources in the Summer Summary
Capacities are based on information from the plant owners. This list includes MW available to the grid from private network (self-serve) units. It also includes distributed generation units that have registered with ERCOT. Data without unit names are for private network units.
Summer Capacity, MW
UnitName | 2006 | 2007 | 2008 | 2009 | 2010 | 2011
A von Rosenberg 1-CT1 | 150 | 150 | 150 | 150 | 150 | 150
A von Rosenberg 1-CT2 | 144 | 144 | 144 | 144 | 144 | 144
A von Rosenberg 1-ST1 | 163 | 163 | 163 | 163 | 163 | 163
AEDOMG 1 | 5 | 5 | 5 | 5 | 5 | 5
AES Deepwater 1 | 140 | 140 | 140 | 140 | 140 | 140
Amistad Hydro 1 | 35 | 35 | 35 | 35 | 35 | 35
Amistad Hydro 2 | 35 | 35 | 35 | 35 | 35 | 35
Atascocita 1 | 10.1 | 10.1 | 10.1 | 10.1 | 10.1 | 10.1
Atkins 7 | 20 | 20 | 20 | 20 | 20 | 20
Austin 1 | 8 | 8 | 8 | 8 | 8 | 8
Austin 2 | 9 | 9 | 9 | 9 | 9 | 9
Bastrop Energy Center 1 | 143 | 143 | 143 | 143 | 143 | 143
Bastrop Energy Center 2 | 146 | 146 | 146 | 146 | 146 | 146
Bastrop Energy Center 3 | 165 | 165 | 165 | 165 | 165 | 165
Baytown 1 | 3.9 | 3.9 | 3.9 | 3.9 | 3.9 | 3.9
Big Brown 1 | 597 | 597 | 597 | 597 | 597 | 597
Big Brown 2 | 598 | 598 | 598 | 598 | 598 | 598
Bio Energy Partners 1 | 2.8 | 2.8 | 2.8 | 2.8 | 2.8 | 2.8
Bio Energy Partners 2 | 2.8 | 2.8 | 2.8 | 2.8 | 2.8 | 2.8
Bluebonnet 1 | 3.9 | 3.9 | 3.9 | 3.9 | 3.9 | 3.9
Bosque 1 | 151 | 151 | 151 | 151 | 151 | 151
Bosque 2 | 149 | 149 | 149 | 149 | 149 | 149
Bosque 3 | 144 | 144 | 144 | 144 | 144 | 144
Bosque 4 | 82 | 82 | 82 | 82 | 82 | 82
Brazos Valley 1 | 163 | 163 | 163 | 163 | 163 | 163
Brazos Valley 2 | 167 | 167 | 167 | 167 | 167 | 167
Brazos Valley 3 | 253 | 253 | 253 | 253 | 253 | 253
Buchanan 1 | 18 | 18 | 18 | 18 | 18 | 18
Buchanan 2 | 18 | 18 | 18 | 18 | 18 | 18
Buchanan 3 | 14 | 14 | 14 | 14 | 14 | 14
C E Newman 5 | 36 | 36 | 36 | 36 | 36 | 36
Calenergy 1 | 71 | 71 | 71 | 71 | 71 | 71
Calenergy 2 | 71 | 71 | 71 | 71 | 71 | 71
Calenergy 3 | 62 | 62 | 62 | 62 | 62 | 62
Canyon 1 | 3 | 3 | 3 | 3 | 3 | 3
Canyon 2 | 3 | 3 | 3 | 3 | 3 | 3
Cedar Bayou 1 | 750 | 750 | 750 | 750 | 750 | 750
Cedar Bayou 2 | 745 | 745 | 745 | 745 | 745 | 745
Coastal Plains 1 | 6.7 | 6.7 | 6.7 | 6.7 | 6.7 | 6.7
Coleto Creek 1 | 636 | 636 | 636 | 636 | 636 | 636
Comanche Peak 1 | 1161 | 1161 | 1161 | 1161 | 1161 | 1161
Comanche Peak 2 | 1166 | 1166 | 1166 | 1166 | 1166 | 1166
Covel Gardens LG Power Station 1 | 1.6 | 1.6 | 1.6 | 1.6 | 1.6 | 1.6
Covel Gardens LG Power Station 2 | 1.6 | 1.6 | 1.6 | 1.6 | 1.6 | 1.6
Covel Gardens LG Power Station 3 | 1.6 | 1.6 | 1.6 | 1.6 | 1.6 | 1.6
Covel Gardens LG Power Station 4 | 1.6 | 1.6 | 1.6 | 1.6 | 1.6 | 1.6
Covel Gardens LG Power Station 5 | 1.6 | 1.6 | 1.6 | 1.6 | 1.6 | 1.6
Covel Gardens LG Power Station 6 | 1.6 | 1.6 | 1.6 | 1.6 | 1.6 | 1.6
Dansby 1 | 111 | 111 | 111 | 111 | 111 | 111
Dansby 2 | 48 | 48 | 48 | 48 | 48 | 48
Decker Creek 1 | 327 | 327 | 327 | 327 | 327 | 327
Decker Creek 2 | 422 | 422 | 422 | 422 | 422 | 422
Decker Creek G1 | 47 | 47 | 47 | 47 | 47 | 47
Decker Creek G2 | 49 | 49 | 49 | 49 | 49 | 49
Decker Creek G3 | 48 | 48 | 48 | 48 | 48 | 48
Decker Creek G4 | 44 | 44 | 44 | 44 | 44 | 44
DeCordova 1 | 779 | 779 | 779 | 779 | 779 | 779
DeCordova A | 68 | 68 | 68 | 68 | 68 | 68
DeCordova B | 70 | 70 | 70 | 70 | 70 | 70
DeCordova C | 68 | 68 | 68 | 68 | 68 | 68
DeCordova D | 68 | 68 | 68 | 68 | 68 | 68
Denison Dam 1 | 40 | 40 | 40 | 40 | 40 | 40
Denison Dam 2 | 40 | 40 | 40 | 40 | 40 | 40
Dunlop (Schumansville) 1 | 3.6 | 3.6 | 3.6 | 3.6 | 3.6 | 3.6
Eagle Pass 1 | 2 | 2 | 2 | 2 | 2 | 2
Eagle Pass 2 | 2 | 2 | 2 | 2 | 2 | 2
Eagle Pass 3 | 2 | 2 | 2 | 2 | 2 | 2
Ennis Power Station 1 | 203 | 203 | 203 | 203 | 203 | 203
Ennis Power Station 2 | 115 | 115 | 115 | 115 | 115 | 115
ExTex La Porte Power Sta.1 | 42 | 42 | 42 | 42 | 42 | 42
ExTex La Porte Power Sta.2 | 42 | 42 | 42 | 42 | 42 | 42
ExTex La Porte Power Sta.3 | 41 | 41 | 41 | 41 | 41 | 41
ExTex La Porte Power Sta.4 | 41 | 41 | 41 | 41 | 41 | 41
Falcon Hydro 1 | 11.5 | 11.5 | 11.5 | 11.5 | 11.5 | 11.5
Falcon Hydro 2 | 11.5 | 11.5 | 11.5 | 11.5 | 11.5 | 11.5
Falcon Hydro 3 | 11 | 11 | 11 | 11 | 11 | 11
Fayette Power Project 1 | 608 | 608 | 608 | 608 | 608 | 608
Fayette Power Project 2 | 608 | 608 | 608 | 608 | 608 | 608
Fayette Power Project 3 | 445 | 445 | 445 | 445 | 445 | 445
FPLE Forney CT1 | 162 | 162 | 162 | 162 | 162 | 162
FPLE Forney CT2 | 164 | 164 | 164 | 164 | 164 | 164
FPLE Forney CT3 | 165 | 165 | 165 | 165 | 165 | 165
FPLE Forney CT4 | 160 | 160 | 160 | 160 | 160 | 160
FPLE Forney CT5 | 158 | 158 | 158 | 158 | 158 | 158
FPLE Forney CT6 | 156 | 156 | 156 | 156 | 156 | 156
FPLE Forney STG1 | 404 | 404 | 404 | 404 | 404 | 404
FPLE Forney STG2 | 401 | 401 | 401 | 401 | 401 | 401
Freestone Energy Center 1 | 143 | 143 | 143 | 143 | 143 | 143
Freestone Energy Center 2 | 152 | 152 | 152 | 152 | 152 | 152
Freestone Energy Center 3 | 174 | 174 | 174 | 174 | 174 | 174
Freestone Energy Center 4 | 144 | 144 | 144 | 144 | 144 | 144
Freestone Energy Center 5 | 155 | 155 | 155 | 155 | 155 | 155
Freestone Energy Center 6 | 172 | 172 | 172 | 172 | 172 | 172
Frontera 1 | 145 | 145 | 145 | 145 | 145 | 145
Frontera 2 | 144 | 144 | 144 | 144 | 144 | 144
Frontera 3 | 168 | 168 | 168 | 168 | 168 | 168
FW Regional LFG Generation Facility 1 | 1.5 | 1.5 | 1.5 | 1.5 | 1.5 | 1.5
GBRA H 4 | 2.4 | 2.4 | 2.4 | 2.4 | 2.4 | 2.4
GBRA H 5 | 2.4 | 2.4 | 2.4 | 2.4 | 2.4 | 2.4
GBRA TP 4 | 2.4 | 2.4 | 2.4 | 2.4 | 2.4 | 2.4
Gibbons Creek 1 | 465 | 465 | 465 | 465 | 465 | 465
Graham 1 | 241 | 241 | 241 | 241 | 241 | 241
Graham 2 | 390 | 390 | 390 | 390 | 390 | 390
Granite Shoals 1 | 29 | 29 | 29 | 29 | 29 | 29
Granite Shoals 2 | 30 | 30 | 30 | 30 | 30 | 30
Greens Bayou 5 | 396 | 396 | 396 | 396 | 396 | 396
Greens Bayou 73 | 48 | 48 | 48 | 48 | 48 | 48
Greens Bayou 74 | 47 | 47 | 47 | 47 | 47 | 47
Greens Bayou 81 | 46 | 46 | 46 | 46 | 46 | 46
Greens Bayou 82 | 57 | 57 | 57 | 57 | 57 | 57
Greens Bayou 83 | 58 | 58 | 58 | 58 | 58 | 58
Greens Bayou 84 | 55 | 55 | 55 | 55 | 55 | 55
Guadalupe Power Partners 1 | 152 | 152 | 152 | 152 | 152 | 152
Guadalupe Power Partners 2 | 153 | 153 | 153 | 153 | 153 | 153
Guadalupe Power Partners 3 | 156 | 156 | 156 | 156 | 156 | 156
Guadalupe Power Partners 4 | 151 | 151 | 151 | 151 | 151 | 151
Guadalupe Power Partners 5 | 194 | 194 | 194 | 194 | 194 | 194
Guadalupe Power Partners 6 | 201 | 201 | 201 | 201 | 201 | 201
Handley 3 | 392 | 392 | 392 | 392 | 392 | 392
Handley 4 | 435 | 435 | 435 | 435 | 435 | 435
Handley 5 | 436 | 436 | 436 | 436 | 436 | 436
Hays Energy Facility 1 | 225 | 225 | 225 | 225 | 225 | 225
Hays Energy Facility 2 | 223 | 223 | 223 | 223 | 223 | 223
Hays Energy Facility 3 | 226 | 226 | 226 | 226 | 226 | 226
Hays Energy Facility 4 | 229 | 229 | 229 | 229 | 229 | 229
Hidalgo 1 | 150 | 150 | 150 | 150 | 150 | 150
Hidalgo 2 | 148 | 148 | 148 | 148 | 148 | 148
Hidalgo 3 | 168 | 168 | 168 | 168 | 168 | 168
Holly Street 3 | 196 | 196 | 196 | 196 | 196 | 196
Holly Street 4 | 197 | 197 | 197 | 197 | 197 | 197
Inks 1 | 14 | 14 | 14 | 14 | 14 | 14
J K Spruce 1 | 564 | 564 | 564 | 564 | 564 | 564
J T Deely 1 | 403 | 403 | 403 | 403 | 403 | 403
J T Deely 2 | 413 | 413 | 413 | 413 | 413 | 413
Jack County Generation Facility 1 | 160 | 160 | 160 | 160 | 160 | 160
Jack County Generation Facility 2 | 160 | 160 | 160 | 160 | 160 | 160
Jack County Generation Facility 3 | 300 | 300 | 300 | 300 | 300 | 300
Johnson County Generation Facility 1 | 158 | 158 | 158 | 158 | 158 | 158
Johnson County Generation Facility 2 | 100 | 100 | 100 | 100 | 100 | 100
Lake Creek 1 | 81 | 81 | 81 | 81 | 81 | 81
Lake Creek 2 | 232 | 232 | 232 | 232 | 232 | 232
Lake Creek D1 | 2 | 2 | 2 | 2 | 2 | 2
Lake Creek D2 | 2 | 2 | 2 | 2 | 2 | 2
Lake Creek D3 | 2 | 2 | 2 | 2 | 2 | 2
Lake Hubbard 1 | 390 | 390 | 390 | 390 | 390 | 390
Lake Hubbard 2 | 517 | 517 | 517 | 517 | 517 | 517
Lamar Power Project CT11 | 150 | 150 | 150 | 150 | 150 | 150
Lamar Power Project CT12 | 149 | 149 | 149 | 149 | 149 | 149
Lamar Power Project CT21 | 148 | 148 | 148 | 148 | 148 | 148
Lamar Power Project CT22 | 147 | 147 | 147 | 147 | 147 | 147
Lamar Power Project STG1 | 191 | 191 | 191 | 191 | 191 | 191
Lamar Power Project STG2 | 193 | 193 | 193 | 193 | 193 | 193
Leon Creek 3 | 58 | 58 | 58 | 58 | 58 | 58
Leon Creek Peaking 1 | 46 | 46 | 46 | 46 | 46 | 46
Leon Creek Peaking 2 | 47 | 47 | 47 | 47 | 47 | 47
Leon Creek Peaking 3 | 45 | 45 | 45 | 45 | 45 | 45
Leon Creek Peaking 4 | 46 | 46 | 46 | 46 | 46 | 46
Lewisville 1 | 2.8 | 2.8 | 2.8 | 2.8 | 2.8 | 2.8
Limestone 1 | 831 | 831 | 831 | 831 | 831 | 831
Limestone 2 | 930 | 930 | 930 | 930 | 930 | 930
Lost Pines 1 | 165 | 165 | 165 | 165 | 165 | 165
Lost Pines 2 | 160 | 160 | 160 | 160 | 160 | 160
Lost Pines 3 | 185 | 185 | 185 | 185 | 185 | 185
Magic Valley 1 | 226 | 226 | 226 | 226 | 226 | 226
Magic Valley 2 | 225 | 225 | 225 | 225 | 225 | 225
Magic Valley 3 | 236 | 236 | 236 | 236 | 236 | 236
Marble Falls 1 | 18 | 18 | 18 | 18 | 18 | 18
Marble Falls 2 | 18 | 18 | 18 | 18 | 18 | 18
Marshall Ford 1 | 35 | 35 | 35 | 35 | 35 | 35
Marshall Ford 2 | 35 | 35 | 35 | 35 | 35 | 35
Marshall Ford 3 | 36 | 36 | 36 | 36 | 36 | 36
Martin Lake 1 | 795 | 795 | 795 | 795 | 795 | 795
Martin Lake 2 | 797 | 797 | 797 | 797 | 797 | 797
Martin Lake 3 | 813 | 813 | 813 | 813 | 813 | 813
McQueeney (Abbott) 1 | 1.4 | 1.4 | 1.4 | 1.4 | 1.4 | 1.4
McQueeney (Abbott) 2 | 1.4 | 1.4 | 1.4 | 1.4 | 1.4 | 1.4
Midlothian 1 | 215 | 215 | 215 | 215 | 215 | 215
Midlothian 2 | 215 | 215 | 215 | 215 | 215 | 215
Midlothian 3 | 213 | 213 | 213 | 213 | 213 | 213
Midlothian 4 | 217 | 217 | 217 | 217 | 217 | 217
Midlothian 5 | 230 | 230 | 230 | 230 | 230 | 230
Midlothian 6 | 232 | 232 | 232 | 232 | 232 | 232
Monticello 1 | 597 | 597 | 597 | 597 | 597 | 597
Monticello 2 | 551 | 551 | 551 | 551 | 551 | 551
Monticello 3 | 771 | 771 | 771 | 771 | 771 | 771
Morgan Creek A | 67 | 67 | 67 | 67 | 67 | 67
Morgan Creek B | 69 | 69 | 69 | 69 | 69 | 69
Morgan Creek C | 68 | 68 | 68 | 68 | 68 | 68
Morgan Creek D | 68 | 68 | 68 | 68 | 68 | 68
Morgan Creek E | 67 | 67 | 67 | 67 | 67 | 67
Morgan Creek F | 66 | 66 | 66 | 66 | 66 | 66
Morris Sheppard 1 | 12 | 12 | 12 | 12 | 12 | 12
Morris Sheppard 2 | 12 | 12 | 12 | 12 | 12 | 12
Mountain Creek 2 | 23 | 23 | 23 | 23 | 23 | 23
Mountain Creek 6 | 122 | 122 | 122 | 122 | 122 | 122
Mountain Creek 7 | 95 | 95 | 95 | 95 | 95 | 95
Mountain Creek 8 | 568 | 568 | 568 | 568 | 568 | 568
Nelson Gardens Landfill Power Station 1 | 1.8 | 1.8 | 1.8 | 1.8 | 1.8 | 1.8
Nelson Gardens Landfill Power Station 2 | 1.8 | 1.8 | 1.8 | 1.8 | 1.8 | 1.8
Nolte 1 | 1.2 | 1.2 | 1.2 | 1.2 | 1.2 | 1.2
Nolte 2 | 1.2 | 1.2 | 1.2 | 1.2 | 1.2 | 1.2
North Texas 1 | 18 | 18 | 18 | 18 | 18 | 18
North Texas 2 | 18 | 18 | 18 | 18 | 18 | 18
North Texas 3 | 38 | 38 | 38 | 38 | 38 | 38
O W Sommers 1 | 426 | 426 | 426 | 426 | 426 | 426
O W Sommers 2 | 415 | 415 | 415 | 415 | 415 | 415
O W Sommers 3 | 2.5 | 2.5 | 2.5 | 2.5 | 2.5 | 2.5
O W Sommers 4 | 2.5 | 2.5 | 2.5 | 2.5 | 2.5 | 2.5
O W Sommers 5 | 2.5 | 2.5 | 2.5 | 2.5 | 2.5 | 2.5
O W Sommers 6 | 2.5 | 2.5 | 2.5 | 2.5 | 2.5 | 2.5
Odessa-Ector C11 | 144 | 144 | 144 | 144 | 144 | 144
Odessa-Ector C12 | 141 | 141 | 141 | 141 | 141 | 141
Odessa-Ector C21 | 138 | 138 | 138 | 138 | 138 | 138
Odessa-Ector C22 | 149 | 149 | 149 | 149 | 149 | 149
Odessa-Ector ST1 | 214 | 214 | 214 | 214 | 214 | 214
Odessa-Ector ST2 | 210 | 210 | 210 | 210 | 210 | 210
Oklaunion 1 | 594 | 594 | 594 | 594 | 594 | 594
Pearsall 1 | 24 | 24 | 24 | 24 | 24 | 24
Pearsall 2 | 25 | 25 | 25 | 25 | 25 | 25
Pearsall 3 | 24 | 24 | 24 | 24 | 24 | 24
Permian Basin 5 | 117 | 117 | 117 | 117 | 117 | 117
Permian Basin 6 | 523 | 523 | 523 | 523 | 523 | 523
Permian Basin A | 69 | 69 | 69 | 69 | 69 | 69
Permian Basin B | 69 | 69 | 69 | 69 | 69 | 69
Permian Basin C | 73 | 73 | 73 | 73 | 73 | 73
Permian Basin D | 73 | 73 | 73 | 73 | 73 | 73
Permian Basin E | 71 | 71 | 71 | 71 | 71 | 71
Powerlane Plant 1 | 19 | 19 | 19 | 19 | 19 | 19
Powerlane Plant 2 | 26 | 26 | 26 | 26 | 26 | 26
Powerlane Plant 3 | 42 | 42 | 42 | 42 | 42 | 42
R W Miller 1 | 75 | 75 | 75 | 75 | 75 | 75
R W Miller 2 | 120 | 120 | 120 | 120 | 120 | 120
R W Miller 3 | 208 | 208 | 208 | 208 | 208 | 208
R W Miller 4 | 104 | 104 | 104 | 104 | 104 | 104
R W Miller 5 | 104 | 104 | 104 | 104 | 104 | 104
Ray Olinger 1 | 77 | 77 | 77 | 77 | 77 | 77
Ray Olinger 2 | 112 | 112 | 112 | 112 | 112 | 112
Ray Olinger 3 | 141 | 141 | 141 | 141 | 141 | 141
Ray Olinger 4 | 77 | 77 | 77 | 77 | 77 | 77
Rayburn 1 | 11 | 11 | 11 | 11 | 11 | 11
Rayburn 2 | 11 | 11 | 11 | 11 | 11 | 11
Rayburn 3 | 25 | 25 | 25 | 25 | 25 | 25
Rayburn 4 | 2 | 2 | 2 | 2 | 2 | 2
Rayburn 5 | 2 | 2 | 2 | 2 | 2 | 2
Rayburn 7 | 49 | 49 | 49 | 49 | 49 | 49
Rayburn 8 | 49 | 49 | 49 | 49 | 49 | 49
Rayburn 9 | 48 | 48 | 48 | 48 | 48 | 48
Rayburn 10 | 40 | 40 | 40 | 40 | 40 | 40
Rio Nogales 1 | 152 | 152 | 152 | 152 | 152 | 152
Rio Nogales 2 | 149 | 149 | 149 | 149 | 149 | 149
Rio Nogales 3 | 150 | 150 | 150 | 150 | 150 | 150
Rio Nogales 4 | 296 | 296 | 296 | 296 | 296 | 296
Sam Bertron 3 | 210 | 210 | 210 | 210 | 210 | 210
Sam Bertron 4 | 233 | 233 | 233 | 233 | 233 | 233
Sam Bertron ST1 | 161 | 161 | 161 | 161 | 161 | 161
Sam Bertron ST2 | 168 | 168 | 168 | 168 | 168 | 168
Sam Bertron T1 | 17 | 17 | 17 | 17 | 17 | 17
Sam Bertron T2 | 13 | 13 | 13 | 13 | 13 | 13
San Jacinto SES 1 | 80 | 80 | 80 | 80 | 80 | 80
San Jacinto SES 2 | 82 | 82 | 82 | 82 | 82 | 82
San Miguel 1 | 396 | 396 | 396 | 396 | 396 | 396
Sandhill Energy Center 1 | 48 | 48 | 48 | 48 | 48 | 48
Sandhill Energy Center 2 | 47 | 47 | 47 | 47 | 47 | 47
Sandhill Energy Center 3 | 46 | 46 | 46 | 46 | 46 | 46
Sandhill Energy Center 4 | 47 | 47 | 47 | 47 | 47 | 47
Sandhill Energy Center 5A | 161 | 161 | 161 | 161 | 161 | 161
Sandhill Energy Center 5C | 151 | 151 | 151 | 151 | 151 | 151
Silas Ray 5 | 16 | 16 | 16 | 16 | 16 | 16
Silas Ray 6 | 16 | 16 | 16 | 16 | 16 | 16
Silas Ray 9 | 38 | 38 | 38 | 38 | 38 | 38
Silas Ray 10 | 47 | 47 | 47 | 47 | 47 | 47
Sim Gideon 1 | 134 | 134 | 134 | 134 | 134 | 134
Sim Gideon 2 | 132 | 132 | 132 | 132 | 132 | 132
Sim Gideon 3 | 335 | 335 | 335 | 335 | 335 | 335
Small Hydro of Texas 1 | 1.2 | 1.2 | 1.2 | 1.2 | 1.2 | 1.2
South Texas 1 | 1277 | 1277 | 1277 | 1277 | 1277 | 1277
South Texas 2 | 1283 | 1283 | 1283 | 1283 | 1283 | 1283
Spencer 4 | 60 | 60 | 60 | 60 | 60 | 60
Spencer 5 | 61 | 61 | 61 | 61 | 61 | 61
Stryker Creek 1 | 183 | 183 | 183 | 183 | 183 | 183
Stryker Creek 2 | 499 | 499 | 499 | 499 | 499 | 499
Stryker Creek D1 | 11 | 11 | 11 | 11 | 11 | 11
Sweetwater Generation Plant 1 | 29 | 29 | 29 | 29 | 29 | 29
Sweetwater Generation Plant 2 | 69 | 69 | 69 | 69 | 69 | 69
Sweetwater Generation Plant 3 | 65 | 65 | 65 | 65 | 65 | 65
Sweetwater Generation Plant 4 | 64 | 64 | 64 | 64 | 64 | 64
T H Wharton 3 | 107 | 107 | 107 | 107 | 107 | 107
T H Wharton 31 | 58 | 58 | 58 | 58 | 58 | 58
T H Wharton 32 | 54 | 54 | 54 | 54 | 54 | 54
T H Wharton 33 | 58 | 58 | 58 | 58 | 58 | 58
T H Wharton 34 | 57 | 57 | 57 | 57 | 57 | 57
T H Wharton 4 | 108 | 108 | 108 | 108 | 108 | 108
T H Wharton 41 | 58 | 58 | 58 | 58 | 58 | 58
T H Wharton 42 | 55 | 55 | 55 | 55 | 55 | 55
T H Wharton 43 | 56 | 56 | 56 | 56 | 56 | 56
T H Wharton 44 | 57 | 57 | 57 | 57 | 57 | 57
T H Wharton 51 | 58 | 58 | 58 | 58 | 58 | 58
T H Wharton 52 | 58 | 58 | 58 | 58 | 58 | 58
T H Wharton 53 | 58 | 58 | 58 | 58 | 58 | 58
T H Wharton 54 | 60 | 60 | 60 | 60 | 60 | 60
T H Wharton 55 | 61 | 61 | 61 | 61 | 61 | 61
T H Wharton 56 | 59 | 59 | 59 | 59 | 59 | 59
T H Wharton G1 | 12 | 12 | 12 | 12 | 12 | 12
Tenaska-Lamar 1 | 81 | 81 | 81 | 81 | 81 | 81
Tenaska-Lamar 2 | 82 | 82 | 82 | 82 | 82 | 82
Tenaska-Lamar 3 | 95 | 95 | 95 | 95 | 95 | 95
Tessman Road 1 | 1.4 | 1.4 | 1.4 | 1.4 | 1.4 | 1.4
Tessman Road 2 | 1.4 | 1.4 | 1.4 | 1.4 | 1.4 | 1.4
Tessman Road 3 | 1.4 | 1.4 | 1.4 | 1.4 | 1.4 | 1.4
Tessman Road 4 | 1.4 | 1.4 | 1.4 | 1.4 | 1.4 | 1.4
Tessman Road 5 | 1.4 | 1.4 | 1.4 | 1.4 | 1.4 | 1.4
Tessman Road 6 | 1.4 | 1.4 | 1.4 | 1.4 | 1.4 | 1.4
Texas City 1 | 104 | 104 | 104 | 104 | 104 | 104
Texas City 2 | 101 | 101 | 101 | 101 | 101 | 101
Texas City 3 | 104 | 104 | 104 | 104 | 104 | 104
Texas City 4 | 125 | 125 | 125 | 125 | 125 | 125
Thomas C Ferguson 1 | 420 | 420 | 420 | 420 | 420 | 420
Tradinghouse 1 | 556 | 556 | 556 | 556 | 556 | 556
Tradinghouse 2 | 799 | 799 | 799 | 799 | 799 | 799
Trinidad 6 | 236 | 236 | 236 | 236 | 236 | 236
Trinidad D1 | 4 | 4 | 4 | 4 | 4 | 4
Twin Oaks 1 | 152 | 152 | 152 | 152 | 152 | 152
Twin Oaks 2 | 154 | 154 | 154 | 154 | 154 | 154
V H Braunig 1 | 225 | 225 | 225 | 225 | 225 | 225
V H Braunig 2 | 237 | 237 | 237 | 237 | 237 | 237
V H Braunig 3 | 414 | 414 | 414 | 414 | 414 | 414
W A Parish 1 | 163 | 163 | 163 | 163 | 163 | 163
W A Parish 2 | 165 | 165 | 165 | 165 | 165 | 165
W A Parish 3 | 210 | 210 | 210 | 210 | 210 | 210
W A Parish 4 | 534 | 534 | 534 | 534 | 534 | 534
W A Parish 5 | 662 | 662 | 662 | 662 | 662 | 662
W A Parish 6 | 654 | 654 | 654 | 654 | 654 | 654
W A Parish 7 | 556 | 556 | 556 | 556 | 556 | 556
W A Parish 8 | 594 | 594 | 594 | 594 | 594 | 594
W A Parish T1 | 13 | 13 | 13 | 13 | 13 | 13
W B Tuttle 1 | 61 | 61 | 61 | 61 | 61 | 61
W B Tuttle 3 | 96 | 96 | 96 | 96 | 96 | 96
W B Tuttle 4 | 153 | 153 | 153 | 153 | 153 | 153
Waco LFG 1 | 1.2 | 1.2 | 1.2 | 1.2 | 1.2 | 1.2
Weatherford 1 | 0.3 | 0.3 | 0.3 | 0.3 | 0.3 | 0.3
Weatherford 2 | 0.3 | 0.3 | 0.3 | 0.3 | 0.3 | 0.3
Weatherford 3 | 0.3 | 0.3 | 0.3 | 0.3 | 0.3 | 0.3
Weatherford 4 | 0.5 | 0.5 | 0.5 | 0.5 | 0.5 | 0.5
Weatherford 6 | 1.4 | 1.4 | 1.4 | 1.4 | 1.4 | 1.4
Weatherford 7 | 1.3 | 1.3 | 1.3 | 1.3 | 1.3 | 1.3
Weatherford 8 | 1.3 | 1.3 | 1.3 | 1.3 | 1.3 | 1.3
Whitney 1 | 15 | 15 | 15 | 15 | 15 | 15
Whitney 2 | 15 | 15 | 15 | 15 | 15 | 15
Wichita Falls 1 | 19.6 | 19.6 | 19.6 | 19.6 | 19.6 | 19.6
Wichita Falls 2 | 19.6 | 19.6 | 19.6 | 19.6 | 19.6 | 19.6
Wichita Falls 3 | 19.6 | 19.6 | 19.6 | 19.6 | 19.6 | 19.6
Wichita Falls 4 | 16.6 | 16.6 | 16.6 | 16.6 | 16.6 | 16.6
Wise County Power Proj. 1 | 212 | 212 | 212 | 212 | 212 | 212
Wise County Power Proj. 2 | 212 | 212 | 212 | 212 | 212 | 212
Wise County Power Proj. 3 | 241 | 241 | 241 | 241 | 241 | 241
Wolf Hollow Power Proj. 1 | 214 | 214 | 214 | 214 | 214 | 214
Wolf Hollow Power Proj. 2 | 213 | 213 | 213 | 213 | 213 | 213
Wolf Hollow Power Proj. 3 | 264 | 264 | 264 | 264 | 264 | 264
Operational | 58573.3 | 58573.3 | 58573.3 | 58573.3 | 58573.3 | 58573.3
| 3 | 3 | 3 | 3 | 3 | 3
| 74 | 74 | 74 | 74 | 74 | 74
| 80 | 215 | 215 | 215 | 215 | 215
| 248 | 248 | 248 | 248 | 248 | 248
| 580 | 580 | 580 | 580 | 580 | 580
| 35 | 35 | 35 | 35 | 35 | 35
| 251 | 245 | 245 | 245 | 245 | 245
| 170 | 164 | 164 | 164 | 164 | 164
| 730 | 730 | 730 | 730 | 730 | 730
| 299 | 299 | 299 | 299 | 299 | 299
| 10 | 10 | 0 | 0 | 0 | 0
| 95 | 95 | 95 | 95 | 95 | 95
| 900 | 900 | 900 | 900 | 900 | 900
| 285 | 285 | 0 | 0 | 0 | 0
| 1 | 1 | 1 | 1 | 1 | 1
| 6 | 6 | 6 | 6 | 6 | 6
| 50 | 50 | 50 | 50 | 50 | 50
| 152 | 152 | 152 | 152 | 152 | 152
| 14 | 14 | 14 | 14 | 14 | 14
| 400 | 400 | 400 | 400 | 400 | 400
| 481 | 464 | 464 | 464 | 464 | 464
| 236 | 236 | 236 | 236 | 236 | 236
| 545 | 545 | 545 | 545 | 545 | 545
| 0 | 0 | 0 | 0 | 0 | 0
| 352 | 406 | 406 | 406 | 406 | 406
| 325 | 325 | 325 | 325 | 325 | 325
| 72 | 72 | 72 | 72 | 72 | 72
| 10 | 6 | 5 | 5 | 5 | 5
| 15 | 15 | 15 | 15 | 15 | 15
| 0 | 0 | 0 | 0 | 0 | 0
Generation from private networks | 6419 | 6575 | 6279 | 6279 | 6279 | 6279
Atkins 4 | 22 | 0 | 0 | 0 | 0 | 0
Atkins 5 | 25 | 0 | 0 | 0 | 0 | 0
Atkins 6 | 50 | 0 | 0 | 0 | 0 | 0
Laredo 1 | 33 | 33 | 33 | 33 | 0 | 0
Laredo 2 | 32 | 32 | 32 | 32 | 0 | 0
Laredo 3 | 105 | 105 | 105 | 105 | 0 | 0
RMR | 267 | 170 | 170 | 170 | 0 | 0
Eagle Pass | 36 | 36 | 36 | 36 | 36 | 36
East | 600 | 600 | 600 | 600 | 600 | 600
Laredo | 0 | 100 | 100 | 100 | 100 | 100
North | 220 | 220 | 220 | 220 | 220 | 220
Sharyland | 0 | 150 | 150 | 150 | 150 | 150
Asynchronous ties | 856 | 1106 | 1106 | 1106 | 1106 | 1106
Kiamichi Power Part. 1 | 136 | 136 | 136 | 136 | 136 | 136
Kiamichi Power Part. 2 | 141 | 141 | 141 | 141 | 141 | 141
Kiamichi Power Part. 3 | 300 | 300 | 300 | 300 | 300 | 300
Kiamichi Power Part. 4 | 136 | 136 | 136 | 136 | 136 | 136
Kiamichi Power Part. 5 | 139 | 139 | 139 | 139 | 139 | 139
Kiamichi Power Part. 6 | 299 | 299 | 299 | 299 | 299 | 299
Tenaska-Frontier 1 | 161 | 161 | 161 | 161 | 161 | 161
Tenaska-Frontier 2 | 132 | 132 | 132 | 132 | 132 | 132
Tenaska-Frontier 3 | 151 | 151 | 151 | 151 | 151 | 151
Tenaska-Frontier 4 | 389 | 389 | 389 | 389 | 389 | 389
Tenaska-Gateway 1 | 152 | 152 | 152 | 152 | 152 | 152
Tenaska-Gateway 2 | 128 | 128 | 128 | 128 | 128 | 128
Tenaska-Gateway 3 | 146 | 146 | 146 | 146 | 146 | 146
Tenaska-Gateway 4 | 400 | 400 | 400 | 400 | 400 | 400
SWITCHABLE | 2810 | 2810 | 2810 | 2810 | 2810 | 2810
Big Spring Windpower Fac. E | 40.9 | 40.9 | 40.9 | 40.9 | 40.9 | 40.9
Buffalo Gap Wind Farm 1 | 120 | 120 | 120 | 120 | 120 | 120
Callahan Divide Wind Farm (FPL) | 114 | 114 | 114 | 114 | 114 | 114
Delaware Mt. Wind Farm 1 | 30 | 30 | 30 | 30 | 30 | 30
Desert Sky Wind Farm 1 | 84 | 84 | 84 | 84 | 84 | 84
Desert Sky Wind Farm 2 | 76.5 | 76.5 | 76.5 | 76.5 | 76.5 | 76.5
FPL Energy King NE1 | 79.3 | 79.3 | 79.3 | 79.3 | 79.3 | 79.3
FPL Energy King NW1 | 79.3 | 79.3 | 79.3 | 79.3 | 79.3 | 79.3
FPL Energy King SE1 | 79.3 | 79.3 | 79.3 | 79.3 | 79.3 | 79.3
FPL Energy King SW1 | 40.3 | 40.3 | 40.3 | 40.3 | 40.3 | 40.3
Green Mountain at Brazos 1 | 99 | 99 | 99 | 99 | 99 | 99
Green Mountain at Brazos 2 | 61 | 61 | 61 | 61 | 61 | 61
Horse Hollow Wind Farm 1 | 220.5 | 220.5 | 220.5 | 220.5 | 220.5 | 220.5
Horse Hollow Wind Farm 3 | 400 | 400 | 400 | 400 | 400 | 400
Kunitz 1 | 44.8 | 44.8 | 44.8 | 44.8 | 44.8 | 44.8
Orion NWP Indian Mesa I 1 | 82.5 | 82.5 | 82.5 | 82.5 | 82.5 | 82.5
Red Canyon 1 | 84 | 84 | 84 | 84 | 84 | 84
Southwest Mesa Wind 1 | 74.6 | 74.6 | 74.6 | 74.6 | 74.6 | 74.6
Sweetwater Wind 1 | 36.6 | 36.6 | 36.6 | 36.6 | 36.6 | 36.6
Sweetwater Wind 2 | 97.5 | 97.5 | 97.5 | 97.5 | 97.5 | 97.5
Sweetwater Wind 3 | 129 | 129 | 129 | 129 | 129 | 129
Trent Mesa Wind Farm 1 | 150 | 150 | 150 | 150 | 150 | 150
Woodward Mountain 1 | 80 | 80 | 80 | 80 | 80 | 80
Woodward Mountain 2 | 80 | 80 | 80 | 80 | 80 | 80
WIND | 2383.1 | 2383.1 | 2383.1 | 2383.1 | 2383.1 | 2383.1
Colorado Bend Energy Center 1 | 0 | 86 | 86 | 86 | 86 | 86
Colorado Bend Energy Center 2 | 0 | 86 | 86 | 86 | 86 | 86
Colorado Bend Energy Center 3 | 0 | 103 | 103 | 103 | 103 | 103
J. K. Spruce 2 | 0 | 0 | 0 | 0 | 750 | 750
Quail Run Energy Center 1 | 0 | 85 | 85 | 85 | 85 | 85
Quail Run Energy Center 2 | 0 | 85 | 85 | 85 | 85 | 85
Quail Run Energy Center 3 | 0 | 105 | 105 | 105 | 105 | 105
New Units with Signed IA | 0 | 550 | 550 | 550 | 1300 | 1300
Camp Springs 1 | 0 | 130.5 | 130.5 | 130.5 | 130.5 | 130.5
Cirello (Buffalo Gap 2) | 0 | 233 | 233 | 233 | 233 | 233
Forest Creek 1 | 0 | 215 | 215 | 215 | 215 | 215
Horse Hollow Wind Farm 2 | 0 | 186.3 | 186.3 | 186.3 | 186.3 | 186.3
Horse Hollow Wind Farm 4 | 0 | 0 | 116 | 116 | 116 | 116
Mesquite Wind 1 | 0 | 200 | 200 | 200 | 200 | 200
Mesquite Wind 2 | 0 | 0 | 200 | 200 | 200 | 200
Orion Delaware Mt Wind Farm 1 | 0 | 0 | 175 | 175 | 175 | 175
Silverstar 1 | 0 | 60 | 60 | 60 | 60 | 60
WKN Snyder Wind 1 | 0 | 60 | 60 | 60 | 60 | 60
New Wind Generation | 0 | 1084.8 | 1575.8 | 1575.8 | 1575.8 | 1575.8
Holly Street 3 | 0 | 0 | 196 | 196 | 196 | 196
Holly Street 4 | 0 | 0 | 197 | 197 | 197 | 197
Leon Creek 3 | 0 | 0 | 0 | 58 | 58 | 58
Units to retire | 0 | 0 | 393 | 451 | 451 | 451
Atkins 3 | 12 | 12 | 12 | 12 | 12 | 12
Atkins 4 | 0 | 22 | 22 | 22 | 22 | 22
Atkins 5 | 0 | 25 | 25 | 25 | 25 | 25
Atkins 6 | 0 | 50 | 50 | 50 | 50 | 50
B M Davis 1 | 337 | 337 | 337 | 337 | 337 | 337
B M Davis 2 | 347 | 347 | 347 | 347 | 347 | 347
Cedar Bayou 3 | 751 | 751 | 751 | 751 | 751 | 751
Collin 1 | 138 | 138 | 138 | 138 | 138 | 138
E S Joslin 1 | 255 | 255 | 255 | 255 | 255 | 255
Eagle Mountain 1 | 112 | 112 | 112 | 112 | 112 | 112
Eagle Mountain 2 | 100 | 100 | 100 | 100 | 100 | 100
Eagle Mountain 3 | 378 | 378 | 378 | 378 | 378 | 378
Handley 1 | 36 | 36 | 36 | 36 | 36 | 36
Handley 2 | 68 | 68 | 68 | 68 | 68 | 68
J L Bates 1 | 71 | 71 | 71 | 71 | 71 | 71
J L Bates 2 | 110 | 110 | 110 | 110 | 110 | 110
La Palma 4 | 23 | 23 | 23 | 23 | 23 | 23
La Palma 5 | 23 | 23 | 23 | 23 | 23 | 23
La Palma 6 | 149 | 149 | 149 | 149 | 149 | 149
La Palma 7 | 48 | 48 | 48 | 48 | 48 | 48
Laredo 1 | 0 | 0 | 0 | 0 | 33 | 33
Laredo 2 | 0 | 0 | 0 | 0 | 32 | 32
Laredo 3 | 0 | 0 | 0 | 0 | 105 | 105
Leon Creek 4 | 95 | 95 | 95 | 95 | 95 | 95
Lon C Hill 1 | 75 | 75 | 75 | 75 | 75 | 75
Lon C Hill 2 | 75 | 75 | 75 | 75 | 75 | 75
Lon C Hill 3 | 164 | 164 | 164 | 164 | 164 | 164
Lon C Hill 4 | 243 | 243 | 243 | 243 | 243 | 243
Morgan Creek 5 | 127 | 127 | 127 | 127 | 127 | 127
Morgan Creek 6 | 457 | 457 | 457 | 457 | 457 | 457
Mountain Creek 3 | 63 | 63 | 63 | 63 | 63 | 63
North Lake 1 | 156 | 156 | 156 | 156 | 156 | 156
North Lake 2 | 181 | 181 | 181 | 181 | 181 | 181
North Lake 3 | 280 | 280 | 280 | 280 | 280 | 280
Nueces Bay 5 | 31 | 31 | 31 | 31 | 31 | 31
Nueces Bay 6 | 161 | 161 | 161 | 161 | 161 | 161
Nueces Bay 7 | 367 | 367 | 367 | 367 | 367 | 367
P H Robinson 1 | 444 | 444 | 444 | 444 | 444 | 444
P H Robinson 2 | 459 | 459 | 459 | 459 | 459 | 459
P H Robinson 3 | 551 | 551 | 551 | 551 | 551 | 551
P H Robinson 4 | 733 | 733 | 733 | 733 | 733 | 733
Valley 1 | 181 | 181 | 181 | 181 | 181 | 181
Valley 2 | 557 | 557 | 557 | 557 | 557 | 557
Valley 3 | 385 | 385 | 385 | 385 | 385 | 385
W B Tuttle 2 | 90 | 90 | 90 | 90 | 90 | 90
Mothballed | 8833 | 8930 | 8930 | 8930 | 9100 | 9100

## WinterCapacities
Unit Capacities - Winter
Units used in determining the generation resources in the Winter Summary
Capacities are based on information from the plant owners. This list includes MW available to the grid from private network (self-serve) units. It also includes distributed generation units that have registered with ERCOT. Data without unit names are for private network units.
Winter Capacity, MW
UnitName | 2007 | 2008 | 2009 | 2010 | 2011 | 2012
A von Rosenberg 1-CT1 | 160 | 160 | 160 | 160 | 160 | 160
A von Rosenberg 1-CT2 | 161 | 161 | 161 | 161 | 161 | 161
A von Rosenberg 1-ST1 | 159 | 159 | 159 | 159 | 159 | 159
AEODMG 1 | 5 | 5 | 5 | 5 | 5 | 5
AES Deepwater 1 | 142 | 142 | 142 | 142 | 142 | 142
Amistad Hydro 1 | 34 | 34 | 34 | 34 | 34 | 34
Amistad Hydro 2 | 34 | 34 | 34 | 34 | 34 | 34
Atascocita 1 | 10.1 | 10.1 | 10.1 | 10.1 | 10.1 | 10.1
Atkins 7 | 21 | 21 | 21 | 21 | 21 | 21
Austin 1 | 8 | 8 | 8 | 8 | 8 | 8
Austin 2 | 9 | 9 | 9 | 9 | 9 | 9
Bastrop Energy Center 1 | 162 | 162 | 162 | 162 | 162 | 162
Bastrop Energy Center 2 | 161 | 161 | 161 | 161 | 161 | 161
Bastrop Energy Center 3 | 234 | 234 | 234 | 234 | 234 | 234
Baytown 1 | 3.9 | 3.9 | 3.9 | 3.9 | 3.9 | 3.9
Big Brown 1 | 594 | 594 | 594 | 594 | 594 | 594
Big Brown 2 | 602 | 602 | 602 | 602 | 602 | 602
Bio Energy Partners 1 | 3.3 | 3.3 | 3.3 | 3.3 | 3.3 | 3.3
Bio Energy Partners 2 | 3.3 | 3.3 | 3.3 | 3.3 | 3.3 | 3.3
Bluebonnet 1 | 3.9 | 3.9 | 3.9 | 3.9 | 3.9 | 3.9
Bosque 1 | 164 | 164 | 164 | 164 | 164 | 164
Bosque 2 | 154 | 154 | 154 | 154 | 154 | 154
Bosque 3 | 152 | 152 | 152 | 152 | 152 | 152
Bosque 4 | 79 | 79 | 79 | 79 | 79 | 79
Brazos Valley 1 | 180 | 180 | 180 | 180 | 180 | 180
Brazos Valley 2 | 181 | 181 | 181 | 181 | 181 | 181
Brazos Valley 3 | 264 | 264 | 264 | 264 | 264 | 264
Buchanan 1 | 17 | 17 | 17 | 17 | 17 | 17
Buchanan 2 | 17 | 17 | 17 | 17 | 17 | 17
Buchanan 3 | 13 | 13 | 13 | 13 | 13 | 13
C E Newman 5 | 37 | 37 | 37 | 37 | 37 | 37
Calenergy 1 | 75 | 75 | 75 | 75 | 75 | 75
Calenergy 2 | 75 | 75 | 75 | 75 | 75 | 75
Calenergy 3 | 61 | 61 | 61 | 61 | 61 | 61
Canyon 1 | 3 | 3 | 3 | 3 | 3 | 3
Canyon 2 | 3 | 3 | 3 | 3 | 3 | 3
Cedar Bayou 1 | 750 | 750 | 750 | 750 | 750 | 750
Cedar Bayou 2 | 762 | 762 | 762 | 762 | 762 | 762
Coastal Plains 1 | 6.7 | 6.7 | 6.7 | 6.7 | 6.7 | 6.7
Coleto Creek 1 | 634 | 634 | 634 | 634 | 634 | 634
Comanche Peak 1 | 1176 | 1176 | 1176 | 1176 | 1176 | 1176
Comanche Peak 2 | 1176 | 1176 | 1176 | 1176 | 1176 | 1176
Covel Gardens LG Power Station 1 | 1.6 | 1.6 | 1.6 | 1.6 | 1.6 | 1.6
Covel Gardens LG Power Station 2 | 1.6 | 1.6 | 1.6 | 1.6 | 1.6 | 1.6
Covel Gardens LG Power Station 3 | 1.6 | 1.6 | 1.6 | 1.6 | 1.6 | 1.6
Covel Gardens LG Power Station 4 | 1.6 | 1.6 | 1.6 | 1.6 | 1.6 | 1.6
Covel Gardens LG Power Station 5 | 1.6 | 1.6 | 1.6 | 1.6 | 1.6 | 1.6
Covel Gardens LG Power Station 6 | 1.6 | 1.6 | 1.6 | 1.6 | 1.6 | 1.6
Dansby 1 | 108 | 108 | 108 | 108 | 108 | 108
Dansby 2 | 48 | 48 | 48 | 48 | 48 | 48
Decker Creek 1 | 347 | 347 | 347 | 347 | 347 | 347
Decker Creek 2 | 424 | 424 | 424 | 424 | 424 | 424
Decker Creek G1 | 58 | 58 | 58 | 58 | 58 | 58
Decker Creek G2 | 58 | 58 | 58 | 58 | 58 | 58
Decker Creek G3 | 58 | 58 | 58 | 58 | 58 | 58
Decker Creek G4 | 51 | 51 | 51 | 51 | 51 | 51
DeCordova 1 | 811 | 811 | 811 | 811 | 811 | 811
DeCordova A | 84 | 84 | 84 | 84 | 84 | 84
DeCordova B | 84 | 84 | 84 | 84 | 84 | 84
DeCordova C | 84 | 84 | 84 | 84 | 84 | 84
DeCordova D | 84 | 84 | 84 | 84 | 84 | 84
Denison Dam 1 | 40 | 40 | 40 | 40 | 40 | 40
Denison Dam 2 | 40 | 40 | 40 | 40 | 40 | 40
Dunlop (Schumansville) 1 | 3.6 | 3.6 | 3.6 | 3.6 | 3.6 | 3.6
Eagle Pass 1 | 2 | 2 | 2 | 2 | 2 | 2
Eagle Pass 2 | 2 | 2 | 2 | 2 | 2 | 2
Eagle Pass 3 | 2 | 2 | 2 | 2 | 2 | 2
Ennis Power Station 1 | 243 | 243 | 243 | 243 | 243 | 243
Ennis Power Station 2 | 114 | 114 | 114 | 114 | 114 | 114
ExTex La Porte Power Sta.1 | 41 | 41 | 41 | 41 | 41 | 41
ExTex La Porte Power Sta.2 | 41 | 41 | 41 | 41 | 41 | 41
ExTex La Porte Power Sta.3 | 41 | 41 | 41 | 41 | 41 | 41
ExTex La Porte Power Sta.4 | 41 | 41 | 41 | 41 | 41 | 41
Falcon Hydro 1 | 11.5 | 11.5 | 11.5 | 11.5 | 11.5 | 11.5
Falcon Hydro 2 | 11.5 | 11.5 | 11.5 | 11.5 | 11.5 | 11.5
Falcon Hydro 3 | 11.5 | 11.5 | 11.5 | 11.5 | 11.5 | 11.5
Fayette Power Project 1 | 616 | 616 | 616 | 616 | 616 | 616
Fayette Power Project 2 | 608 | 608 | 608 | 608 | 608 | 608
Fayette Power Project 3 | 445 | 445 | 445 | 445 | 445 | 445
FPLE Forney CT1 | 177 | 177 | 177 | 177 | 177 | 177
FPLE Forney CT2 | 169 | 169 | 169 | 169 | 169 | 169
FPLE Forney CT3 | 173 | 173 | 173 | 173 | 173 | 173
FPLE Forney CT4 | 178 | 178 | 178 | 178 | 178 | 178
FPLE Forney CT5 | 169 | 169 | 169 | 169 | 169 | 169
FPLE Forney CT6 | 173 | 173 | 173 | 173 | 173 | 173
FPLE Forney STG1 | 386 | 386 | 386 | 386 | 386 | 386
FPLE Forney STG2 | 357 | 357 | 357 | 357 | 357 | 357
Freestone Energy Center 1 | 177 | 177 | 177 | 177 | 177 | 177
Freestone Energy Center 2 | 177 | 177 | 177 | 177 | 177 | 177
Freestone Energy Center 3 | 182 | 182 | 182 | 182 | 182 | 182
Freestone Energy Center 4 | 173 | 173 | 173 | 173 | 173 | 173
Freestone Energy Center 5 | 173 | 173 | 173 | 173 | 173 | 173
Freestone Energy Center 6 | 185 | 185 | 185 | 185 | 185 | 185
Frontera 1 | 150 | 150 | 150 | 150 | 150 | 150
Frontera 2 | 150 | 150 | 150 | 150 | 150 | 150
Frontera 3 | 171 | 171 | 171 | 171 | 171 | 171
FW Regional LFG Generation Facility 1 | 1.5 | 1.5 | 1.5 | 1.5 | 1.5 | 1.5
GBRA H 4 | 2.4 | 2.4 | 2.4 | 2.4 | 2.4 | 2.4
GBRA H 5 | 2.4 | 2.4 | 2.4 | 2.4 | 2.4 | 2.4
GBRA TP 4 | 2.4 | 2.4 | 2.4 | 2.4 | 2.4 | 2.4
Gibbons Creek 1 | 464 | 464 | 464 | 464 | 464 | 464
Graham 1 | 225 | 225 | 225 | 225 | 225 | 225
Graham 2 | 373 | 373 | 373 | 373 | 373 | 373
Granite Shoals 1 | 29 | 29 | 29 | 29 | 29 | 29
Granite Shoals 2 | 30 | 30 | 30 | 30 | 30 | 30
Greens Bayou 5 | 406 | 406 | 406 | 406 | 406 | 406
Greens Bayou 73 | 49 | 49 | 49 | 49 | 49 | 49
Greens Bayou 74 | 48 | 48 | 48 | 48 | 48 | 48
Greens Bayou 81 | 49 | 49 | 49 | 49 | 49 | 49
Greens Bayou 82 | 75 | 75 | 75 | 75 | 75 | 75
Greens Bayou 83 | 76 | 76 | 76 | 76 | 76 | 76
Greens Bayou 84 | 72 | 72 | 72 | 72 | 72 | 72
Guadalupe Power Partners 1 | 169 | 169 | 169 | 169 | 169 | 169
Guadalupe Power Partners 2 | 162 | 162 | 162 | 162 | 162 | 162
Guadalupe Power Partners 3 | 155 | 155 | 155 | 155 | 155 | 155
Guadalupe Power Partners 4 | 155 | 155 | 155 | 155 | 155 | 155
Guadalupe Power Partners 5 | 192 | 192 | 192 | 192 | 192 | 192
Guadalupe Power Partners 6 | 204 | 204 | 204 | 204 | 204 | 204
Handley 3 | 396 | 396 | 396 | 396 | 396 | 396
Handley 4 | 435 | 435 | 435 | 435 | 435 | 435
Handley 5 | 435 | 435 | 435 | 435 | 435 | 435
Hays Energy Facility 1 | 245 | 245 | 245 | 245 | 245 | 245
Hays Energy Facility 2 | 243 | 243 | 243 | 243 | 243 | 243
Hays Energy Facility 3 | 251 | 251 | 251 | 251 | 251 | 251
Hays Energy Facility 4 | 233 | 233 | 233 | 233 | 233 | 233
Hidalgo 1 | 163 | 163 | 163 | 163 | 163 | 163
Hidalgo 2 | 163 | 163 | 163 | 163 | 163 | 163
Hidalgo 3 | 180 | 180 | 180 | 180 | 180 | 180
Holly Street 3 | 196 | 196 | 196 | 196 | 196 | 196
Holly Street 4 | 201 | 201 | 201 | 201 | 201 | 201
Inks 1 | 14 | 14 | 14 | 14 | 14 | 14
J K Spruce 1 | 566 | 566 | 566 | 566 | 566 | 566
J T Deely 1 | 399 | 399 | 399 | 399 | 399 | 399
J T Deely 2 | 401 | 401 | 401 | 401 | 401 | 401
Jack County Generation Facility 1 | 165 | 165 | 165 | 165 | 165 | 165
Jack County Generation Facility 2 | 165 | 165 | 165 | 165 | 165 | 165
Jack County Generation Facility 3 | 300 | 300 | 300 | 300 | 300 | 300
Johnson County Generation Facility 1 | 175 | 175 | 175 | 175 | 175 | 175
Johnson County Generation Facility 2 | 95 | 95 | 95 | 95 | 95 | 95
Lake Creek 1 | 91 | 91 | 91 | 91 | 91 | 91
Lake Creek 2 | 235 | 235 | 235 | 235 | 235 | 235
Lake Creek D1 | 2 | 2 | 2 | 2 | 2 | 2
Lake Creek D2 | 2 | 2 | 2 | 2 | 2 | 2
Lake Creek D3 | 2 | 2 | 2 | 2 | 2 | 2
Lake Hubbard 1 | 396 | 396 | 396 | 396 | 396 | 396
Lake Hubbard 2 | 518 | 518 | 518 | 518 | 518 | 518
Lamar Power Project CT11 | 170 | 170 | 170 | 170 | 170 | 170
Lamar Power Project CT12 | 163 | 163 | 163 | 163 | 163 | 163
Lamar Power Project CT21 | 159 | 159 | 159 | 159 | 159 | 159
Lamar Power Project CT22 | 168 | 168 | 168 | 168 | 168 | 168
Lamar Power Project STG1 | 199 | 199 | 199 | 199 | 199 | 199
Lamar Power Project STG2 | 198 | 198 | 198 | 198 | 198 | 198
Leon Creek 3 | 65 | 65 | 65 | 65 | 65 | 65
Leon Creek Peaking 1 | 48.5 | 48.5 | 48.5 | 48.5 | 48.5 | 48.5
Leon Creek Peaking 2 | 48.5 | 48.5 | 48.5 | 48.5 | 48.5 | 48.5
Leon Creek Peaking 3 | 48.5 | 48.5 | 48.5 | 48.5 | 48.5 | 48.5
Leon Creek Peaking 4 | 48.5 | 48.5 | 48.5 | 48.5 | 48.5 | 48.5
Lewisville 1 | 2.8 | 2.8 | 2.8 | 2.8 | 2.8 | 2.8
Limestone 1 | 840 | 840 | 840 | 840 | 840 | 840
Limestone 2 | 930 | 930 | 930 | 930 | 930 | 930
Lost Pines 1 | 126 | 126 | 126 | 126 | 126 | 126
Lost Pines 2 | 178 | 178 | 178 | 178 | 178 | 178
Lost Pines 3 | 193 | 193 | 193 | 193 | 193 | 193
Magic Valley 1 | 250 | 250 | 250 | 250 | 250 | 250
Magic Valley 2 | 245 | 245 | 245 | 245 | 245 | 245
Magic Valley 3 | 259 | 259 | 259 | 259 | 259 | 259
Marble Falls 1 | 18 | 18 | 18 | 18 | 18 | 18
Marble Falls 2 | 18 | 18 | 18 | 18 | 18 | 18
Marshall Ford 1 | 34 | 34 | 34 | 34 | 34 | 34
Marshall Ford 2 | 35 | 35 | 35 | 35 | 35 | 35
Marshall Ford 3 | 34 | 34 | 34 | 34 | 34 | 34
Martin Lake 1 | 798 | 798 | 798 | 798 | 798 | 798
Martin Lake 2 | 800 | 800 | 800 | 800 | 800 | 800
Martin Lake 3 | 812 | 812 | 812 | 812 | 812 | 812
McQueeney (Abbott) 1 | 1.4 | 1.4 | 1.4 | 1.4 | 1.4 | 1.4
McQueeney (Abbott) 2 | 1.4 | 1.4 | 1.4 | 1.4 | 1.4 | 1.4
Midlothian 1 | 238 | 238 | 238 | 238 | 238 | 238
Midlothian 2 | 230 | 230 | 230 | 230 | 230 | 230
Midlothian 3 | 225 | 225 | 225 | 225 | 225 | 225
Midlothian 4 | 231 | 231 | 231 | 231 | 231 | 231
Midlothian 5 | 255 | 255 | 255 | 255 | 255 | 255
Midlothian 6 | 227 | 227 | 227 | 227 | 227 | 227
Monticello 1 | 594 | 594 | 594 | 594 | 594 | 594
Monticello 2 | 545 | 545 | 545 | 545 | 545 | 545
Monticello 3 | 794 | 794 | 794 | 794 | 794 | 794
Morgan Creek A | 83 | 83 | 83 | 83 | 83 | 83
Morgan Creek B | 85 | 85 | 85 | 85 | 85 | 85
Morgan Creek C | 83 | 83 | 83 | 83 | 83 | 83
Morgan Creek D | 85 | 85 | 85 | 85 | 85 | 85
Morgan Creek E | 83 | 83 | 83 | 83 | 83 | 83
Morgan Creek F | 84 | 84 | 84 | 84 | 84 | 84
Morris Sheppard 1 | 12 | 12 | 12 | 12 | 12 | 12
Morris Sheppard 2 | 12 | 12 | 12 | 12 | 12 | 12
Mountain Creek 2 | 24 | 24 | 24 | 24 | 24 | 24
Mountain Creek 6 | 126 | 126 | 126 | 126 | 126 | 126
Mountain Creek 7 | 123 | 123 | 123 | 123 | 123 | 123
Mountain Creek 8 | 568 | 568 | 568 | 568 | 568 | 568
Nelson Gardens Landfill Power Station 1 | 1.8 | 1.8 | 1.8 | 1.8 | 1.8 | 1.8
Nelson Gardens Landfill Power Station 2 | 1.8 | 1.8 | 1.8 | 1.8 | 1.8 | 1.8
Nolte 1 | 1.2 | 1.2 | 1.2 | 1.2 | 1.2 | 1.2
Nolte 2 | 1.2 | 1.2 | 1.2 | 1.2 | 1.2 | 1.2
North Texas 1 | 18 | 18 | 18 | 18 | 18 | 18
North Texas 2 | 18 | 18 | 18 | 18 | 18 | 18
North Texas 3 | 39 | 39 | 39 | 39 | 39 | 39
O W Sommers 1 | 419 | 419 | 419 | 419 | 419 | 419
O W Sommers 2 | 435 | 435 | 435 | 435 | 435 | 435
O W Sommers 3 | 2.5 | 2.5 | 2.5 | 2.5 | 2.5 | 2.5
O W Sommers 4 | 2.5 | 2.5 | 2.5 | 2.5 | 2.5 | 2.5
O W Sommers 5 | 2.5 | 2.5 | 2.5 | 2.5 | 2.5 | 2.5
O W Sommers 6 | 2.5 | 2.5 | 2.5 | 2.5 | 2.5 | 2.5
Odessa-Ector C11 | 162 | 162 | 162 | 162 | 162 | 162
Odessa-Ector C12 | 161 | 161 | 161 | 161 | 161 | 161
Odessa-Ector C21 | 161 | 161 | 161 | 161 | 161 | 161
Odessa-Ector C22 | 168 | 168 | 168 | 168 | 168 | 168
Odessa-Ector ST1 | 215 | 215 | 215 | 215 | 215 | 215
Odessa-Ector ST2 | 215 | 215 | 215 | 215 | 215 | 215
Oklaunion 1 | 631 | 631 | 631 | 631 | 631 | 631
Pearsall 1 | 25 | 25 | 25 | 25 | 25 | 25
Pearsall 2 | 25 | 25 | 25 | 25 | 25 | 25
Pearsall 3 | 24 | 24 | 24 | 24 | 24 | 24
Permian Basin 5 | 117 | 117 | 117 | 117 | 117 | 117
Permian Basin 6 | 494 | 494 | 494 | 494 | 494 | 494
Permian Basin A | 69 | 69 | 69 | 69 | 69 | 69
Permian Basin B | 79 | 79 | 79 | 79 | 79 | 79
Permian Basin C | 71 | 71 | 71 | 71 | 71 | 71
Permian Basin D | 74 | 74 | 74 | 74 | 74 | 74
Permian Basin E | 77 | 77 | 77 | 77 | 77 | 77
Powerlane Plant 1 | 20.4 | 20.4 | 20.4 | 20.4 | 20.4 | 20.4
Powerlane Plant 2 | 26.2 | 26.2 | 26.2 | 26.2 | 26.2 | 26.2
Powerlane Plant 3 | 41.5 | 41.5 | 41.5 | 41.5 | 41.5 | 41.5
R W Miller 1 | 75 | 75 | 75 | 75 | 75 | 75
R W Miller 2 | 120 | 120 | 120 | 120 | 120 | 120
R W Miller 3 | 208 | 208 | 208 | 208 | 208 | 208
R W Miller 4 | 102 | 102 | 102 | 102 | 102 | 102
R W Miller 5 | 105 | 105 | 105 | 105 | 105 | 105
Ray Olinger 1 | 75 | 75 | 75 | 75 | 75 | 75
Ray Olinger 2 | 109 | 109 | 109 | 109 | 109 | 109
Ray Olinger 3 | 146 | 146 | 146 | 146 | 146 | 146
Ray Olinger 4 | 90 | 90 | 90 | 90 | 90 | 90
Rayburn 1 | 13.5 | 13.5 | 13.5 | 13.5 | 13.5 | 13.5
Rayburn 10 | 39 | 39 | 39 | 39 | 39 | 39
Rayburn 2 | 13.5 | 13.5 | 13.5 | 13.5 | 13.5 | 13.5
Rayburn 3 | 25 | 25 | 25 | 25 | 25 | 25
Rayburn 4 | 2 | 2 | 2 | 2 | 2 | 2
Rayburn 5 | 2 | 2 | 2 | 2 | 2 | 2
Rayburn 7 | 50 | 50 | 50 | 50 | 50 | 50
Rayburn 8 | 50 | 50 | 50 | 50 | 50 | 50
Rayburn 9 | 50 | 50 | 50 | 50 | 50 | 50
Rio Nogales 1 | 179 | 179 | 179 | 179 | 179 | 179
Rio Nogales 2 | 180 | 180 | 180 | 180 | 180 | 180
Rio Nogales 3 | 180 | 180 | 180 | 180 | 180 | 180
Rio Nogales 4 | 308 | 308 | 308 | 308 | 308 | 308
Sam Bertron 3 | 232 | 232 | 232 | 232 | 232 | 232
Sam Bertron 4 | 230 | 230 | 230 | 230 | 230 | 230
Sam Bertron ST1 | 174 | 174 | 174 | 174 | 174 | 174
Sam Bertron ST2 | 173 | 173 | 173 | 173 | 173 | 173
Sam Bertron T1 | 23 | 23 | 23 | 23 | 23 | 23
Sam Bertron T2 | 14 | 14 | 14 | 14 | 14 | 14
San Jacinto SES 1 | 83 | 83 | 83 | 83 | 83 | 83
San Jacinto SES 2 | 82 | 82 | 82 | 82 | 82 | 82
San Miguel 1 | 397 | 397 | 397 | 397 | 397 | 397
Sandhill Energy Center 1 | 49 | 49 | 49 | 49 | 49 | 49
Sandhill Energy Center 2 | 48 | 48 | 48 | 48 | 48 | 48
Sandhill Energy Center 3 | 47 | 47 | 47 | 47 | 47 | 47
Sandhill Energy Center 4 | 47 | 47 | 47 | 47 | 47 | 47
Sandhill Energy Center 5A | 180 | 180 | 180 | 180 | 180 | 180
Sandhill Energy Center 5C | 164 | 164 | 164 | 164 | 164 | 164
Silas Ray 10 | 44 | 44 | 44 | 44 | 44 | 44
Silas Ray 5 | 9 | 9 | 9 | 9 | 9 | 9
Silas Ray 6 | 17 | 17 | 17 | 17 | 17 | 17
Silas Ray 9 | 42 | 42 | 42 | 42 | 42 | 42
Sim Gideon 1 | 135 | 135 | 135 | 135 | 135 | 135
Sim Gideon 2 | 133 | 133 | 133 | 133 | 133 | 133
Sim Gideon 3 | 334 | 334 | 334 | 334 | 334 | 334
Small Hydro of Texas 1 | 1.2 | 1.2 | 1.2 | 1.2 | 1.2 | 1.2
South Texas 1 | 1285 | 1285 | 1285 | 1285 | 1285 | 1285
South Texas 2 | 1281 | 1281 | 1281 | 1281 | 1281 | 1281
Spencer 4 | 61 | 61 | 61 | 61 | 61 | 61
Spencer 5 | 62 | 62 | 62 | 62 | 62 | 62
Stryker Creek 1 | 182 | 182 | 182 | 182 | 182 | 182
Stryker Creek 2 | 514 | 514 | 514 | 514 | 514 | 514
Stryker Creek D1 | 11 | 11 | 11 | 11 | 11 | 11
Sweetwater Generation Plant 1 | 34 | 34 | 34 | 34 | 34 | 34
Sweetwater Generation Plant 2 | 77 | 77 | 77 | 77 | 77 | 77
Sweetwater Generation Plant 3 | 74 | 74 | 74 | 74 | 74 | 74
Sweetwater Generation Plant 4 | 70 | 70 | 70 | 70 | 70 | 70
T H Wharton 3 | 115 | 115 | 115 | 115 | 115 | 115
T H Wharton 31 | 61 | 61 | 61 | 61 | 61 | 61
T H Wharton 32 | 60 | 60 | 60 | 60 | 60 | 60
T H Wharton 33 | 62 | 62 | 62 | 62 | 62 | 62
T H Wharton 34 | 62 | 62 | 62 | 62 | 62 | 62
T H Wharton 4 | 111 | 111 | 111 | 111 | 111 | 111
T H Wharton 41 | 66 | 66 | 66 | 66 | 66 | 66
T H Wharton 42 | 63 | 63 | 63 | 63 | 63 | 63
T H Wharton 43 | 59 | 59 | 59 | 59 | 59 | 59
T H Wharton 44 | 65 | 65 | 65 | 65 | 65 | 65
T H Wharton 51 | 62 | 62 | 62 | 62 | 62 | 62
T H Wharton 52 | 74 | 74 | 74 | 74 | 74 | 74
T H Wharton 53 | 65 | 65 | 65 | 65 | 65 | 65
T H Wharton 54 | 65 | 65 | 65 | 65 | 65 | 65
T H Wharton 55 | 64 | 64 | 64 | 64 | 64 | 64
T H Wharton 56 | 64 | 64 | 64 | 64 | 64 | 64
T H Wharton G1 | 13 | 13 | 13 | 13 | 13 | 13
Tenaska-Lamar 1 | 95 | 95 | 95 | 95 | 95 | 95
Tenaska-Lamar 2 | 96 | 96 | 96 | 96 | 96 | 96
Tenaska-Lamar 3 | 99 | 99 | 99 | 99 | 99 | 99
Tessman Road 1 | 1.4 | 1.4 | 1.4 | 1.4 | 1.4 | 1.4
Tessman Road 2 | 1.4 | 1.4 | 1.4 | 1.4 | 1.4 | 1.4
Tessman Road 3 | 1.4 | 1.4 | 1.4 | 1.4 | 1.4 | 1.4
Tessman Road 4 | 1.4 | 1.4 | 1.4 | 1.4 | 1.4 | 1.4
Tessman Road 5 | 1.4 | 1.4 | 1.4 | 1.4 | 1.4 | 1.4
Tessman Road 6 | 1.4 | 1.4 | 1.4 | 1.4 | 1.4 | 1.4
Texas City 1 | 121 | 121 | 121 | 121 | 121 | 121
Texas City 2 | 116 | 116 | 116 | 116 | 116 | 116
Texas City 3 | 117 | 117 | 117 | 117 | 117 | 117
Texas City 4 | 124 | 124 | 124 | 124 | 124 | 124
Thomas C Ferguson 1 | 430 | 430 | 430 | 430 | 430 | 430
Tradinghouse 1 | 562 | 562 | 562 | 562 | 562 | 562
Tradinghouse 2 | 818 | 818 | 818 | 818 | 818 | 818
Trinidad 6 | 237 | 237 | 237 | 237 | 237 | 237
Trinidad D1 | 4 | 4 | 4 | 4 | 4 | 4
Twin Oaks 1 | 153 | 153 | 153 | 153 | 153 | 153
Twin Oaks 2 | 154 | 154 | 154 | 154 | 154 | 154
V H Braunig 1 | 225 | 225 | 225 | 225 | 225 | 225
V H Braunig 2 | 240 | 240 | 240 | 240 | 240 | 240
V H Braunig 3 | 420 | 420 | 420 | 420 | 420 | 420
W A Parish 1 | 163 | 163 | 163 | 163 | 163 | 163
W A Parish 2 | 167 | 167 | 167 | 167 | 167 | 167
W A Parish 3 | 254 | 254 | 254 | 254 | 254 | 254
W A Parish 4 | 532 | 532 | 532 | 532 | 532 | 532
W A Parish 5 | 667 | 667 | 667 | 667 | 667 | 667
W A Parish 6 | 654 | 654 | 654 | 654 | 654 | 654
W A Parish 7 | 590 | 590 | 590 | 590 | 590 | 590
W A Parish 8 | 609 | 609 | 609 | 609 | 609 | 609
W A Parish T1 | 13 | 13 | 13 | 13 | 13 | 13
W B Tuttle 1 | 65 | 65 | 65 | 65 | 65 | 65
W B Tuttle 3 | 100 | 100 | 100 | 100 | 100 | 100
W B Tuttle 4 | 160 | 160 | 160 | 160 | 160 | 160
Waco LFG 1 | 1.2 | 1.2 | 1.2 | 1.2 | 1.2 | 1.2
Weatherford 1 | 0.3 | 0.3 | 0.3 | 0.3 | 0.3 | 0.3
Weatherford 2 | 0.3 | 0.3 | 0.3 | 0.3 | 0.3 | 0.3
Weatherford 3 | 0.3 | 0.3 | 0.3 | 0.3 | 0.3 | 0.3
Weatherford 4 | 0.5 | 0.5 | 0.5 | 0.5 | 0.5 | 0.5
Weatherford 6 | 1.4 | 1.4 | 1.4 | 1.4 | 1.4 | 1.4
Weatherford 7 | 1.3 | 1.3 | 1.3 | 1.3 | 1.3 | 1.3
Weatherford 8 | 1.3 | 1.3 | 1.3 | 1.3 | 1.3 | 1.3
Whitney 1 | 15 | 15 | 15 | 15 | 15 | 15
Whitney 2 | 15 | 15 | 15 | 15 | 15 | 15
Wichita Falls 1 | 20.6 | 20.6 | 20.6 | 20.6 | 20.6 | 20.6
Wichita Falls 2 | 20.6 | 20.6 | 20.6 | 20.6 | 20.6 | 20.6
Wichita Falls 3 | 20.6 | 20.6 | 20.6 | 20.6 | 20.6 | 20.6
Wichita Falls 4 | 15.6 | 15.6 | 15.6 | 15.6 | 15.6 | 15.6
Wise County Power Proj. 1 | 231 | 231 | 231 | 231 | 231 | 231
Wise County Power Proj. 2 | 231 | 231 | 231 | 231 | 231 | 231
Wise County Power Proj. 3 | 244 | 244 | 244 | 244 | 244 | 244
Wolf Hollow Power Proj. 1 | 233 | 233 | 233 | 233 | 233 | 233
Wolf Hollow Power Proj. 2 | 233 | 233 | 233 | 233 | 233 | 233
Wolf Hollow Power Proj. 3 | 225 | 225 | 225 | 225 | 225 | 225
Operational generation | 60507.9 | 60507.9 | 60507.9 | 60507.9 | 60507.9 | 60507.9
| 3 | 3 | 3 | 3 | 3 | 3
| 86 | 86 | 86 | 86 | 86 | 86
| 95 | 225 | 225 | 225 | 225 | 225
| 340 | 340 | 340 | 340 | 340 | 340
| 620 | 620 | 620 | 620 | 620 | 620
| 38 | 38 | 38 | 38 | 38 | 38
| 282 | 276 | 276 | 276 | 276 | 276
| 196 | 192 | 192 | 192 | 192 | 192
| 755 | 755 | 755 | 755 | 755 | 755
| 354 | 354 | 354 | 354 | 354 | 354
| 10 | 10 | 0 | 0 | 0 | 0
| 95 | 95 | 95 | 95 | 95 | 95
| 1000 | 1000 | 1000 | 1000 | 1000 | 1000
| 488 | 488 | 330 | 330 | 180 | 180
| 1 | 1 | 1 | 1 | 1 | 1
| 7 | 7 | 7 | 7 | 7 | 7
| 100 | 100 | 100 | 100 | 100 | 100
| 162 | 162 | 162 | 162 | 162 | 162
| 14 | 14 | 14 | 14 | 14 | 14
| 420 | 420 | 420 | 420 | 420 | 420
| 577 | 546 | 546 | 546 | 546 | 546
| 240 | 240 | 240 | 240 | 240 | 240
| 545 | 545 | 545 | 545 | 545 | 545
| 40 | 40 | 20 | 20 | 20 | 40
| 410 | 480 | 480 | 480 | 480 | 480
| 325 | 325 | 325 | 325 | 325 | 325
| 80 | 80 | 80 | 80 | 80 | 80
| 18 | 14 | 16 | 16 | 16 | 16
| 15 | 15 | 15 | 15 | 15 | 15
| 20 | 15 | 10 | 5 | 0 | 0
Generation from private networks | 7336 | 7486 | 7295 | 7290 | 7135 | 7155
Atkins 4 | 22 | 0 | 0 | 0 | 0 | 0
Atkins 5 | 25 | 0 | 0 | 0 | 0 | 0
Atkins 6 | 50 | 0 | 0 | 0 | 0 | 0
Laredo 1 | 35 | 35 | 35 | 35 | 0 | 0
Laredo 2 | 32 | 32 | 32 | 32 | 0 | 0
Laredo 3 | 105 | 105 | 105 | 105 | 0 | 0
RMR Units | 269 | 172 | 172 | 172 | 0 | 0
Eagle Pass | 36 | 36 | 36 | 36 | 36 | 36
East | 600 | 600 | 600 | 600 | 600 | 600
Laredo | 0 | 100 | 100 | 100 | 100 | 100
North | 220 | 220 | 220 | 220 | 220 | 220
Sharyland | 0 | 150 | 150 | 150 | 150 | 150
Asynchronous ties | 856 | 1106 | 1106 | 1106 | 1106 | 1106
Kiamichi Power Part. 1CT101 | 178 | 178 | 178 | 178 | 178 | 178
Kiamichi Power Part. 1CT201 | 178 | 178 | 178 | 178 | 178 | 178
Kiamichi Power Part. 1ST | 144 | 144 | 144 | 144 | 144 | 144
Kiamichi Power Part. 2CT101 | 176 | 176 | 176 | 176 | 176 | 176
Kiamichi Power Part. 2CT201 | 173 | 173 | 173 | 173 | 173 | 173
Kiamichi Power Part. 2ST | 315 | 315 | 315 | 315 | 315 | 315
Tenaska-Frontier 1 | 172 | 172 | 172 | 172 | 172 | 172
Tenaska-Frontier 2 | 158 | 158 | 158 | 158 | 158 | 158
Tenaska-Frontier 3 | 174 | 174 | 174 | 174 | 174 | 174
Tenaska-Frontier 4 | 385 | 385 | 385 | 385 | 385 | 385
Tenaska-Gateway 1 | 183 | 183 | 183 | 183 | 183 | 183
Tenaska-Gateway 2 | 183 | 183 | 183 | 183 | 183 | 183
Tenaska-Gateway 3 | 179 | 179 | 179 | 179 | 179 | 179
Tenaska-Gateway 4 | 387 | 387 | 387 | 387 | 387 | 387
Switchable Units | 2985 | 2985 | 2985 | 2985 | 2985 | 2985
Big Spring Windpower Fac. E | 40.9 | 40.9 | 40.9 | 40.9 | 40.9 | 40.9
Buffalo Gap Wind Farm 1 | 120 | 120 | 120 | 120 | 120 | 120
Callahan Divide Wind Farm 1 (FPL) | 114 | 114 | 114 | 114 | 114 | 114
Delaware Mt. Wind Farm 1 | 30 | 30 | 30 | 30 | 30 | 30
Desert Sky Wind Farm 1 | 84 | 84 | 84 | 84 | 84 | 84
Desert Sky Wind Farm 2 | 76.5 | 76.5 | 76.5 | 76.5 | 76.5 | 76.5
Forest Creek 1 | 215 | 215 | 215 | 215 | 215 | 215
FPL Energy King NE1 | 79.3 | 79.3 | 79.3 | 79.3 | 79.3 | 79.3
FPL Energy King NW1 | 79.3 | 79.3 | 79.3 | 79.3 | 79.3 | 79.3
FPL Energy King SE1 | 79.3 | 79.3 | 79.3 | 79.3 | 79.3 | 79.3
FPL Energy King SW1 | 40.3 | 40.3 | 40.3 | 40.3 | 40.3 | 40.3
Green Mountain at Brazos 1 | 99 | 99 | 99 | 99 | 99 | 99
Green Mountain at Brazos 2 | 61 | 61 | 61 | 61 | 61 | 61
Horse Hollow Wind Farm 1 | 220.5 | 220.5 | 220.5 | 220.5 | 220.5 | 220.5
Horse Hollow Wind Farm 2 | 186 | 186 | 186 | 186 | 186 | 186
Horse Hollow Wind Farm 3 | 400 | 400 | 400 | 400 | 400 | 400
Kunitz 1 | 44.8 | 44.8 | 44.8 | 44.8 | 44.8 | 44.8
Orion NWP Indian Mesa I 1 | 83 | 83 | 83 | 83 | 83 | 83
Red Canyon 1 | 84 | 84 | 84 | 84 | 84 | 84
Southwest Mesa Wind 1 | 74.6 | 74.6 | 74.6 | 74.6 | 74.6 | 74.6
Sweetwater Wind 1 | 36.6 | 36.6 | 36.6 | 36.6 | 36.6 | 36.6
Sweetwater Wind 2 | 97.5 | 97.5 | 97.5 | 97.5 | 97.5 | 97.5
Sweetwater Wind 3 | 129 | 129 | 129 | 129 | 129 | 129
Trent Mesa Wind Farm 1 | 150 | 150 | 150 | 150 | 150 | 150
Woodward Mountain 1 | 80 | 80 | 80 | 80 | 80 | 80
Woodward Mountain 2 | 80 | 80 | 80 | 80 | 80 | 80
Existing Wind Generation | 2784.6 | 2784.6 | 2784.6 | 2784.6 | 2784.6 | 2784.6
Colorado Bend Energy Center 1 | 0 | 86 | 86 | 86 | 86 | 86
Colorado Bend Energy Center 2 | 0 | 86 | 86 | 86 | 86 | 86
Colorado Bend Energy Center 3 | 0 | 103 | 103 | 103 | 103 | 103
J. K. Spruce 2 | 0 | 0 | 0 | 0 | 750 | 750
Quail Run Energy Center 1 | 0 | 85 | 85 | 85 | 85 | 85
Quail Run Energy Center 2 | 0 | 85 | 85 | 85 | 85 | 85
Quail Run Energy Center 3 | 0 | 105 | 105 | 105 | 105 | 105
New Units with Signed IA | 0 | 550 | 550 | 550 | 1300 | 1300
(Capacity is based on Generation Interconnection Request. Actual capacity after the unit is built may be different.)
Camp Springs 1 | 0 | 130.5 | 130.5 | 130.5 | 130.5 | 130.5
Cirello (Buffalo Gap 2) | 0 | 233 | 233 | 233 | 233 | 233
Horse Hollow Wind Farm 4 | 0 | 116 | 116 | 116 | 116 | 116
Mesquite Wind 1 | 0 | 200 | 200 | 200 | 200 | 200
Mesquite Wind 2 | 0 | 0 | 200 | 200 | 200 | 200
Orion Delaware Mt. Wind Farm 1 | 0 | 0 | 175 | 175 | 175 | 175
Silverstar 1 | 0 | 60 | 60 | 60 | 60 | 60
WKN Snyder Wind 1 | 0 | 60 | 60 | 60 | 60 | 60
New Wind Generation | 0 | 799.5 | 1174.5 | 1174.5 | 1174.5 | 1174.5
(Capacity is based on Generation Interconnection Request. Actual capacity after the unit is built may be different.)
Holly Street 3 | 0 | 196 | 196 | 196 | 196 | 196
Holly Street 4 | 0 | 201 | 201 | 201 | 201 | 201
Leon Creek 3 | 0 | 0 | 65 | 65 | 65 | 65
Units to Retire | 0 | 397 | 462 | 462 | 462 | 462
Atkins 3 | 12 | 12 | 12 | 12 | 12 | 12
Atkins 4 | 22 | 22 | 22 | 22 | 22 | 22
Atkins 5 | 25 | 25 | 25 | 25 | 25 | 25
Atkins 6 | 50 | 50 | 50 | 50 | 50 | 50
B M Davis 1 | 346 | 346 | 346 | 346 | 346 | 346
B M Davis 2 | 355 | 355 | 355 | 355 | 355 | 355
Cedar Bayou 3 | 760 | 760 | 760 | 760 | 760 | 760
Collin 1 | 149 | 149 | 149 | 149 | 149 | 149
E S Joslin 1 | 260 | 260 | 260 | 260 | 260 | 260
Eagle Mountain 1 | 109 | 109 | 109 | 109 | 109 | 109
Eagle Mountain 2 | 95 | 95 | 95 | 95 | 95 | 95
Eagle Mountain 3 | 390 | 390 | 390 | 390 | 390 | 390
Handley 1 | 43 | 43 | 43 | 43 | 43 | 43
Handley 2 | 76 | 76 | 76 | 76 | 76 | 76
J L Bates 1 | 72 | 72 | 72 | 72 | 72 | 72
J L Bates 2 | 110 | 110 | 110 | 110 | 110 | 110
La Palma 4 | 23 | 23 | 23 | 23 | 23 | 23
La Palma 5 | 23 | 23 | 23 | 23 | 23 | 23
La Palma 6 | 155 | 155 | 155 | 155 | 155 | 155
La Palma 7 | 57 | 57 | 57 | 57 | 57 | 57
Laredo 1 | 0 | 0 | 0 | 0 | 35 | 35
Laredo 2 | 0 | 0 | 0 | 0 | 32 | 32
Laredo 3 | 0 | 0 | 0 | 0 | 105 | 105
Leon Creek 4 | 95 | 95 | 95 | 95 | 95 | 95
Lon C Hill 1 | 75 | 75 | 75 | 75 | 75 | 75
Lon C Hill 2 | 75 | 75 | 75 | 75 | 75 | 75
Lon C Hill 3 | 164 | 164 | 164 | 164 | 164 | 164
Lon C Hill 4 | 245 | 245 | 245 | 245 | 245 | 245
Morgan Creek 5 | 84 | 84 | 84 | 84 | 84 | 84
Morgan Creek 6 | 512 | 512 | 512 | 512 | 512 | 512
Mountain Creek 3 | 65 | 65 | 65 | 65 | 65 | 65
North Lake 1 | 176 | 176 | 176 | 176 | 176 | 176
North Lake 2 | 180 | 180 | 180 | 180 | 180 | 180
North Lake 3 | 353 | 353 | 353 | 353 | 353 | 353
Nueces Bay 5 | 31 | 31 | 31 | 31 | 31 | 31
Nueces Bay 6 | 170 | 170 | 170 | 170 | 170 | 170
Nueces Bay 7 | 368 | 368 | 368 | 368 | 368 | 368
P H Robinson 1 | 461 | 461 | 461 | 461 | 461 | 461
P H Robinson 2 | 461 | 461 | 461 | 461 | 461 | 461
P H Robinson 3 | 552 | 552 | 552 | 552 | 552 | 552
P H Robinson 4 | 760 | 760 | 760 | 760 | 760 | 760
Valley 1 | 179 | 179 | 179 | 179 | 179 | 179
Valley 2 | 551 | 551 | 551 | 551 | 551 | 551
Valley 3 | 399 | 399 | 399 | 399 | 399 | 399
W B Tuttle 2 | 100 | 100 | 100 | 100 | 100 | 100
Mothballed | 9188 | 9188 | 9188 | 9188 | 9360 | 9360