## Sheet1
Station | kV | NodeKey | Company | Division | EBName | Connections | Info
ADVANCE | 138 | TOPOLOGY.AENXA.AEN.ADVANCE.138.8309 | AENXA | AEN | AMDU | [CB]AMD_601M_CS, [LD]AMD_T1X | Original Not Confirmed
ADVANCE | 138 | TOPOLOGY.AENXA.AEN.ADVANCE.138.8310 | AENXA | AEN | AMDT | [CB]AMD_603M_CS, [LD]AMD_T1Y | Original Not Confirmed
ADVANCE | 138 | TOPOLOGY.AENXA.AEN.ADVANCE.138.D138 | AENXA | AEN | AMDX | [DSC]AMD_201, [DSC]AMD_301, [DSC]AMD_302 | Original Not Confirmed
ANGUS | 138 | TOPOLOGY.AENXA.AEN.ANGUS.138.3755 | AENXA | AEN | ANGUSVALY | [LD]AG_456, [CB]AG_601CS | Original Not Confirmed
ANGUS | 138 | TOPOLOGY.AENXA.AEN.ANGUS.138.8314 | AENXA | AEN | ANGUSVALX | [LD]AG_123, [CB]AG_600M_CS | Original Not Confirmed
AUSTIN | 138 | TOPOLOGY.AENXA.AEN.AUSTIN.138.3350 | AENXA | AEN | AUSTNDAM | [DSC]AD_301, [DSC]AD_600M, [DSC]AD_650M, [DSC]AD_6 | Original Not Confirmed
AUSTIN | 138 | TOPOLOGY.AENXA.AEN.AUSTIN.138.8174 | AENXA | AEN | AUSTNDAMY | [LD]AD_123, [DSC]AD_600M | Original Not Confirmed
AUSTIN | 138 | TOPOLOGY.AENXA.AEN.AUSTIN.138.8179 | AENXA | AEN | AUSTNDAMU | [LD]AD_456, [DSC]AD_601M | Original Not Confirmed
BALCNRS | 138 | TOPOLOGY.AENXA.AEN.BALCNRS.138.0008 | AENXA | AEN | UTBALCW | [DSC]BAL_1132, [LD]LD2 | Original Not Confirmed
BALCNRS | 138 | TOPOLOGY.AENXA.AEN.BALCNRS.138.0009 | AENXA | AEN | UTBALCV | [DSC]BAL_1082, [LD]LD1 | Original Not Confirmed
BALCNRS | 138 | TOPOLOGY.AENXA.AEN.BALCNRS.138.MB1 | AENXA | AEN | UTBALCY | [DSC]BAL_1082, [DSC]BAL_300, [DSC]BAL_302 | Original Not Confirmed
BARTON | 138 | TOPOLOGY.AENXA.AEN.BARTON.138.3850 | AENXA | AEN | BARTONY | [DSC]BA_302, [DSC]BA_652M, [DSC]BA_653 | Original Not Confirmed
BARTON | 138 | TOPOLOGY.AENXA.AEN.BARTON.138.8321 | AENXA | AEN | BARTONV | [LD]BA_123, [DSC]BA_600M | Original Not Confirmed
BARTON | 138 | TOPOLOGY.AENXA.AEN.BARTON.138.8325 | AENXA | AEN | BARTONR | [LD]BA_456, [DSC]BA_601M | Original Not Confirmed
BARTON | 138 | TOPOLOGY.AENXA.AEN.BARTON.138.8326 | AENXA | AEN | BARTONQ | [CB]BA_603CS, [LD]BA_789 | Original Not Confirmed
BARTON | 138 | TOPOLOGY.AENXA.AEN.BARTON.138.8327 | AENXA | AEN | BARTONP | [LD]BA_101112, [CB]BA_605M_CS | Original Not Confirmed
BEECREEK | 138 | TOPOLOGY.AENXA.AEN.BEECREEK.138.3950 | AENXA | AEN | BEECREEKY | [DSC]BC_301, [DSC]BC_600M, [DSC]BC_653 | Original Not Confirmed
BEECREEK | 138 | TOPOLOGY.AENXA.AEN.BEECREEK.138.3955 | AENXA | AEN | BEECREEK | [CB]BC_602M_CS, [LD]BC_789 | Original Not Confirmed
BEECREEK | 138 | TOPOLOGY.AENXA.AEN.BEECREEK.138.8328 | AENXA | AEN | BEECREEKW | [LD]BC_123, [DSC]BC_600M | Original Not Confirmed
BEECREEK | 138 | TOPOLOGY.AENXA.AEN.BEECREEK.138.8332 | AENXA | AEN | BEECREEKT | [LD]BC_456, [DSC]BC_601M | Original Not Confirmed
BERGSTRO | 138 | TOPOLOGY.AENXA.AEN.BERGSTRO.138.8334 | AENXA | AEN | BERGSTRMW | [LD]BE_123, [CB]BE_600CS | Original Not Confirmed
BERGSTRO | 138 | TOPOLOGY.AENXA.AEN.BERGSTRO.138.8337 | AENXA | AEN | BERGSTRMV | [LD]BE_456, [CB]BE_601CS | Original Not Confirmed
BRACKENR | 69 | TOPOLOGY.AENXA.AEN.BRACKENR.69.0008 | AENXA | AEN | BRACKZ | [DSC]BR_301, [DSC]BR_302, [LD]BR_456 | Original Not Confirmed
BRACKENR | 69 | TOPOLOGY.AENXA.AEN.BRACKENR.69.4151 | AENXA | AEN | BRACKX | [DSC]BR_306, [DSC]BR_307, [LD]BR_789 | Original Not Confirmed
BRACKENR | 69 | TOPOLOGY.AENXA.AEN.BRACKENR.69.4154 | AENXA | AEN | BRACKW | [LD]BR_123, [DSC]BR_300, [DSC]BR_303 | Original Not Confirmed
BRODIE | 138 | TOPOLOGY.AENXA.AEN.BRODIE.138.1000 | AENXA | AEN | BRODIEY | [CB]BL_602M_CS, [LD]BL_788 | Original Not Confirmed
BRODIE | 138 | TOPOLOGY.AENXA.AEN.BRODIE.138.8221 | AENXA | AEN | BRODIEX | [LD]BL_123, [CB]BL_600CS | Original Not Confirmed
BRODIE | 138 | TOPOLOGY.AENXA.AEN.BRODIE.138.8225 | AENXA | AEN | BRODIEU | [LD]BL_456, [CB]BL_601CS | Original Not Confirmed
BRODIE | 138 | TOPOLOGY.AENXA.AEN.BRODIE.138.L138 | AENXA | AEN | BRODIEZ | [DSC]BL_301, [DSC]BL_610, [DSC]BL_650M | Original Not Confirmed
BURLESON | 138 | TOPOLOGY.AENXA.AEN.BURLESON.138.0002 | AENXA | AEN | BURLES13V | [LD]BU_123, [CB]BU_600CS | Original Not Confirmed
BURLESON | 138 | TOPOLOGY.AENXA.AEN.BURLESON.138.0004 | AENXA | AEN | BURLES13U | [LD]BU_456, [CB]BU_601CS | Original Not Confirmed
BURLESON | 138 | TOPOLOGY.AENXA.AEN.BURLESON.138.8211 | AENXA | AEN | BURLES13P | [CB]BU_602CS, [LD]BU_789 | Original Not Confirmed
BURLESON | 138 | TOPOLOGY.AENXA.AEN.BURLESON.138.MB2 | AENXA | AEN | BURLES13W | [DSC]BU_305, [DSC]BU_310, [DSC]BU_652 | Original Not Confirmed
CAMERON | 138 | TOPOLOGY.AENXA.AEN.CAMERON.138.0003 | AENXA | AEN | CAMERONX | [CB]CM_602CS, [LD]CM_789 | Original Not Confirmed
CAMERON | 138 | TOPOLOGY.AENXA.AEN.CAMERON.138.8345 | AENXA | AEN | CAMERONW | [LD]CM_123, [CB]CM_600M_CS | Original Not Confirmed
CAMERON | 138 | TOPOLOGY.AENXA.AEN.CAMERON.138.8349 | AENXA | AEN | CAMERONT | [LD]CM_456, [CB]CM_601M_CS | Original Not Confirmed
CARDINAL | 69 | TOPOLOGY.AENXA.AEN.CARDINAL.69.4450 | AENXA | AEN | CARDINAL | [DSC]CL_303, [DSC]CL_602M, [DSC]CL_604M, [DSC]CL_6 | Original Not Confirmed
CARDINAL | 69 | TOPOLOGY.AENXA.AEN.CARDINAL.69.8357 | AENXA | AEN | CARDINALY | [LD]CL_123, [DSC]CL_602M | Original Not Confirmed
CARDINAL | 69 | TOPOLOGY.AENXA.AEN.CARDINAL.69.8361 | AENXA | AEN | CARDINALV | [LD]CL_456, [CB]CL_800 | Original Not Confirmed
CARDINAL | 69 | TOPOLOGY.AENXA.AEN.CARDINAL.69.8362 | AENXA | AEN | CARDINALU | [DSC]CL_603M, [LD]CL_789 | Original Not Confirmed
CARDINAL | 69 | TOPOLOGY.AENXA.AEN.CARDINAL.69.8363 | AENXA | AEN | CARDINALT | [DSC]CL_604M, [LD]CL101112 | Original Not Confirmed
CARSON | 138 | TOPOLOGY.AENXA.AEN.CARSON.138.4350 | AENXA | AEN | CARSON | [DSC]CC_301, [DSC]CC_600M, [DSC]CC_652 | Original Not Confirmed
CARSON | 138 | TOPOLOGY.AENXA.AEN.CARSON.138.8351 | AENXA | AEN | CARSONY | [LD]CC_123, [DSC]CC_600M | Original Not Confirmed
CARSON | 138 | TOPOLOGY.AENXA.AEN.CARSON.138.8355 | AENXA | AEN | CARSONV | [LD]CC_456, [DSC]CC_601M | Original Not Confirmed
CENAUS | 69 | TOPOLOGY.AENXA.AEN.CENAUS.69.0013 | AENXA | AEN | CENTAUSV | [LD]CA_123, [DSC]CA_600M | Original Not Confirmed
CENAUS | 69 | TOPOLOGY.AENXA.AEN.CENAUS.69.0018 | AENXA | AEN | CENTAUST | [LD]CA_456, [DSC]CA_601M | Original Not Confirmed
COMMON | 138 | TOPOLOGY.AENXA.AEN.COMMON.138.4550 | AENXA | AEN | COMMONFD | [DSC]CF_304, [DSC]CF_601M, [DSC]CF_650M, [DSC]CF_6 | Original Not Confirmed
COMMON | 138 | TOPOLOGY.AENXA.AEN.COMMON.138.8367 | AENXA | AEN | COMMONFDV | [LD]CF_123, [DSC]CF_600M | Original Not Confirmed
COMMON | 138 | TOPOLOGY.AENXA.AEN.COMMON.138.8370 | AENXA | AEN | COMMONFDT | [LD]CF_456, [DSC]CF_601M | Original Not Confirmed
COMMON | 138 | TOPOLOGY.AENXA.AEN.COMMON.138.8371 | AENXA | AEN | COMMONFDS | [DSC]CF_602M, [LD]CF_789 | Original Not Confirmed
DAFFIN | 138 | TOPOLOGY.AENXA.AEN.DAFFIN.138.1000 | AENXA | AEN | DAFFIN_GW | [LD]DG_456, [CB]DG_601M_CS | Original Not Confirmed
DAFFIN | 138 | TOPOLOGY.AENXA.AEN.DAFFIN.138.8372 | AENXA | AEN | DAFFIN_GV | [LD]DG_123, [DSC]DG_600M | Original Not Confirmed
DECKER | 13.8 | TOPOLOGY.AENXA.AEN.DECKER.13.8.4851 | AENXA | AEN | DECKR_G4 | [UN]DPGT_1, [CB]DPN1_GT1_CB | Original Not Confirmed
DECKER | 13.8 | TOPOLOGY.AENXA.AEN.DECKER.13.8.4852 | AENXA | AEN | DECKR_G3 | [UN]DPGT_2, [CB]DPN1_GT2_CB | Original Not Confirmed
DECKER | 13.8 | TOPOLOGY.AENXA.AEN.DECKER.13.8.4951 | AENXA | AEN | DECKR_G6Z | [UN]DPGT_3, [CB]DPN2_GT3_CB | Original Not Confirmed
DECKER | 13.8 | TOPOLOGY.AENXA.AEN.DECKER.13.8.4952 | AENXA | AEN | DECKR_G6Y | [UN]DPGT_4, [CB]DPN2_GT4_CB | Original Not Confirmed
DECKER | 138 | TOPOLOGY.AENXA.AEN.DECKER.138.MB2 | AENXA | AEN | DECK_MB2 | [DSC]DP_303, [DSC]DP_304, [DSC]DP_306, [DSC]DP_311 | Original Not Confirmed
DECKER | 138 | TOPOLOGY.AENXA.AEN.DECKER.138.MB3 | AENXA | AEN | DECK_MB2Z | [DSC]DP_313, [DSC]DP_317, [DSC]DP_321, [DSC]DP_322 | Original Not Confirmed
DECKER | 24 | TOPOLOGY.AENXA.AEN.DECKER.24.8095 | AENXA | AEN | DECKR_G2 | [CB]DP_G1_CB, [UN]DPG1 | Original Not Confirmed
DECKER | 24 | TOPOLOGY.AENXA.AEN.DECKER.24.8097 | AENXA | AEN | DECKR_G1 | [CB]DP_G2_CB, [UN]DPG2 | Original Not Confirmed
DESSAU | 138 | TOPOLOGY.AENXA.AEN.DESSAU.138.0007 | AENXA | AEN | DESSAUU | [LD]DE_131415, [CB]DE_604BK | Original Not Confirmed
DESSAU | 138 | TOPOLOGY.AENXA.AEN.DESSAU.138.0012 | AENXA | AEN | DESSAUT | [LD]DE_101112, [CB]DE_603BK | Original Not Confirmed
DESSAU | 138 | TOPOLOGY.AENXA.AEN.DESSAU.138.8584 | AENXA | AEN | DESSAUS | [LD]DE_123, [CB]DE_600CS | Original Not Confirmed
DESSAU | 138 | TOPOLOGY.AENXA.AEN.DESSAU.138.8585 | AENXA | AEN | DESSAUR | [LD]DE_456, [CB]DE_601CS | Original Not Confirmed
DESSAU | 138 | TOPOLOGY.AENXA.AEN.DESSAU.138.8586 | AENXA | AEN | DESSAUQ | [CB]DE_602CS, [LD]DE_789 | Original Not Confirmed
DESSAU | 138 | TOPOLOGY.AENXA.AEN.DESSAU.138.E138 | AENXA | AEN | DESSAUZ | [DSC]DE_301, [DSC]DE_303, [DSC]DE_304, [DSC]DE_612 | Original Not Confirmed
ED_BLUES | 138 | TOPOLOGY.AENXA.AEN.ED_BLUES.138.8375 | AENXA | AEN | ED_BLUEU | [LD]EB_123, [CB]EB_601M_CS | Original Not Confirmed
ED_BLUES | 138 | TOPOLOGY.AENXA.AEN.ED_BLUES.138.8376 | AENXA | AEN | ED_BLUET | [LD]EB_456, [CB]EB_602M_CS | Original Not Confirmed
ED_BLUES | 138 | TOPOLOGY.AENXA.AEN.ED_BLUES.138.8378 | AENXA | AEN | ED_BLUES | [CB]EB_603M_CS, [LD]EB_789 | Original Not Confirmed
ED_BLUES | 138 | TOPOLOGY.AENXA.AEN.ED_BLUES.138.8379 | AENXA | AEN | ED_BLUER | [CB]EB_604M_CS, [LD]EB101112 | Original Not Confirmed
FIESTA | 69 | TOPOLOGY.AENXA.AEN.FIESTA.69.0023 | AENXA | AEN | FIESTAW | [DSC]FI_600M, [LD]LOAD1 | Original Not Confirmed
FIESTA | 69 | TOPOLOGY.AENXA.AEN.FIESTA.69.0024 | AENXA | AEN | FIESTAV | [DSC]FI_601M, [LD]LOAD2 | Original Not Confirmed
FISKVILL | 138 | TOPOLOGY.AENXA.AEN.FISKVILL.138.8384 | AENXA | AEN | FISKVILLV | [DSC]F_600M, [LD]LD_123 | Original Not Confirmed
FISKVILL | 138 | TOPOLOGY.AENXA.AEN.FISKVILL.138.8387 | AENXA | AEN | FISKVILLS | [DSC]F_601M, [LD]LD_456 | Original Not Confirmed
FISKVILL | 138 | TOPOLOGY.AENXA.AEN.FISKVILL.138.F138 | AENXA | AEN | FISKVILL | [DSC]F_302, [DSC]F_601M, [DSC]F_651, [DSC]F_652 | Original Not Confirmed
GARFIELD | 138 | TOPOLOGY.AENXA.AEN.GARFIELD.138.F138 | AENXA | AEN | GARFIELD | [DSC]GF_302, [DSC]GF_304, [DSC]GF_305, [DSC]GF_309 | Original Not Confirmed
GROVE | 138 | TOPOLOGY.AENXA.AEN.GROVE.138.5250 | AENXA | AEN | GROVE | [DSC]GR_301, [DSC]GR_302, [CB]GR_600CS, [DSC]GR_65 | Original Not Confirmed
GROVE | 138 | TOPOLOGY.AENXA.AEN.GROVE.138.5258 | AENXA | AEN | GROVEW | [CB]GR_602CS, [LD]GR_789 | Original Not Confirmed
GROVE | 138 | TOPOLOGY.AENXA.AEN.GROVE.138.8389 | AENXA | AEN | GROVEV | [LD]GR_12, [CB]GR_600CS | Original Not Confirmed
GROVE | 138 | TOPOLOGY.AENXA.AEN.GROVE.138.8394 | AENXA | AEN | GROVES | [LD]GR_45, [CB]GR_601CS | Original Not Confirmed
HAMILTN | 138 | TOPOLOGY.AENXA.AEN.HAMILTN.138.8398 | AENXA | AEN | HAMILMB1W | [DSC]HM_600M, [LD]LD_123 | Original Not Confirmed
HAMILTN | 138 | TOPOLOGY.AENXA.AEN.HAMILTN.138.8405 | AENXA | AEN | HAMILMB1Q | [DSC]HM_601M, [LD]LD_456 | Original Not Confirmed
HAMILTN | 138 | TOPOLOGY.AENXA.AEN.HAMILTN.138.8406 | AENXA | AEN | HAMILMB1P | [DSC]HM_603M, [LD]LD_789 | Original Not Confirmed
HAMILTN | 138 | TOPOLOGY.AENXA.AEN.HAMILTN.138.8407 | AENXA | AEN | HAMILMB1O | [CB]HM_604CS, [LD]LD101112 | Original Not Confirmed
HAMILTN | 138 | TOPOLOGY.AENXA.AEN.HAMILTN.138.M138 | AENXA | AEN | HAMILMB1Y | [DSC]HM_301, [DSC]HM_305, [DSC]HM_600M, [DSC]HM_65 | Original Not Confirmed
HARRIS | 69 | TOPOLOGY.AENXA.AEN.HARRIS.69.8410 | AENXA | AEN | HARRISS | [DSC]602M, [LD]LD_HT1W | Original Not Confirmed
HARRIS | 69 | TOPOLOGY.AENXA.AEN.HARRIS.69.8414 | AENXA | AEN | HARRISP | [DSC]600M, [LD]LD_HT2E | Original Not Confirmed
HARRIS | 69 | TOPOLOGY.AENXA.AEN.HARRIS.69.8415 | AENXA | AEN | HARRISO | [DSC]603M, [LD]LD_HT45 | Original Not Confirmed
HARRIS | 69 | TOPOLOGY.AENXA.AEN.HARRIS.69.8416 | AENXA | AEN | HARRISN | [DSC]601M, [LD]LD_HT3N | Original Not Confirmed
HARRIS | 69 | TOPOLOGY.AENXA.AEN.HARRIS.69.HA69 | AENXA | AEN | HARRISU | [DSC]308M, [DSC]309M, [DSC]601M | Original Not Confirmed
HICROSS | 138 | TOPOLOGY.AENXA.AEN.HICROSS.138.0003 | AENXA | AEN | HICRSMB1U | [CB]HC_603M_CS, [LD]LD_101112 | Original Not Confirmed
HICROSS | 138 | TOPOLOGY.AENXA.AEN.HICROSS.138.8291 | AENXA | AEN | HICRSMB1T | [DSC]HC_600M, [LD]LD_123 | Original Not Confirmed
HICROSS | 138 | TOPOLOGY.AENXA.AEN.HICROSS.138.8299 | AENXA | AEN | HICRSMB1M | [DSC]HC_601M, [LD]LD_456 | Original Not Confirmed
HICROSS | 138 | TOPOLOGY.AENXA.AEN.HICROSS.138.8301 | AENXA | AEN | HICRSMB1K | [DSC]HC_602M, [LD]LD_789 | Original Not Confirmed
HICROSS | 138 | TOPOLOGY.AENXA.AEN.HICROSS.138.C138 | AENXA | AEN | HICRSMB1 | [DSC]HC_303, [DSC]HC_305, [DSC]HC_306, [DSC]HC_307 | Original Not Confirmed
HICROSS | 138 | TOPOLOGY.AENXA.AEN.HICROSS.138.CDB1 | AENXA | AEN | HICRSMB2 | [DSC]HC_310, [DSC]HC_311, [CB]HC_603M_CS, [DSC]HC_ | Original Not Confirmed
HIDDENVL | 138 | TOPOLOGY.AENXA.AEN.HIDDENVL.138.8309 | AENXA | AEN | HIDDENVLX | [CB]HV_601_CS, [LD]LOAD_T123 | Original Not Confirmed
HOLLY | 18 | TOPOLOGY.AENXA.AEN.HOLLY.18.8951 | AENXA | AEN | HOLLY_G3Z | [CB]HP_G3_CB, [UN]HPG3 | Original Not Confirmed
HOLLY | 20 | TOPOLOGY.AENXA.AEN.HOLLY.20.1051 | AENXA | AEN | HOLLY_G4 | [CB]HP_G4_CB, [UN]HPG4 | Original Not Confirmed
HOLLY | 69 | TOPOLOGY.AENXA.AEN.HOLLY.69.8136 | AENXA | AEN | HOLLYMB4Q | [DSC]HP_204, [LD]HP_ST1 | Original Not Confirmed
HOLLY | 69 | TOPOLOGY.AENXA.AEN.HOLLY.69.8137 | AENXA | AEN | HOLLYMB4P | [DSC]HP_213, [LD]HP_ST2 | Original Not Confirmed
HOLLY | 69 | TOPOLOGY.AENXA.AEN.HOLLY.69.PMB3 | AENXA | AEN | HOLLYMB3 | [DSC]HP_307, [DSC]HP_312, [DSC]HP_313, [DSC]HP_315 | Original Not Confirmed
HOLLY | 69 | TOPOLOGY.AENXA.AEN.HOLLY.69.PMB4 | AENXA | AEN | HOLLYMB4 | [DSC]HP_303, [DSC]HP_316, [DSC]HP_319, [DSC]HP_320 | Original Not Confirmed
HWRDLN | 138 | TOPOLOGY.AENXA.AEN.HWRDLN.138.5950 | AENXA | AEN | HOWARDLNY | [CB]HL_602M_CS, [DSC]HL_651M, [DSC]HL_652, [DSC]HL | Original Not Confirmed
HWRDLN | 138 | TOPOLOGY.AENXA.AEN.HWRDLN.138.8416 | AENXA | AEN | HOWARDLNW | [LD]HL_123, [DSC]HL_600M | Original Not Confirmed
HWRDLN | 138 | TOPOLOGY.AENXA.AEN.HWRDLN.138.8421 | AENXA | AEN | HOWARDLNS | [LD]HL_456, [CB]HL_602M_CS | Original Not Confirmed
JETT | 138 | TOPOLOGY.AENXA.AEN.JETT.138.8424 | AENXA | AEN | JETTY | [LD]JE_123, [DSC]JE_600M | Original Not Confirmed
JETT | 138 | TOPOLOGY.AENXA.AEN.JETT.138.8427 | AENXA | AEN | JETTV | [LD]JE_456, [DSC]JE_601M | Original Not Confirmed
JOLLYVIL | 138 | TOPOLOGY.AENXA.AEN.JOLLYVIL.138.0007 | AENXA | AEN | JOLLYVILW | [CB]JV_602CS, [LD]JV_789 | Original Not Confirmed
JOLLYVIL | 138 | TOPOLOGY.AENXA.AEN.JOLLYVIL.138.6150 | AENXA | AEN | JOLLYVILY | [DSC]JV_612, [DSC]JV_651M, [DSC]JV_652 | Original Not Confirmed
JOLLYVIL | 138 | TOPOLOGY.AENXA.AEN.JOLLYVIL.138.8431 | AENXA | AEN | JOLLYVILU | [LD]JV_123, [CB]JV_600M_CS | Original Not Confirmed
JOLLYVIL | 138 | TOPOLOGY.AENXA.AEN.JOLLYVIL.138.8434 | AENXA | AEN | JOLLYVILS | [LD]JV_456, [CB]JV_601M_CS | Original Not Confirmed
KINGSBER | 138 | TOPOLOGY.AENXA.AEN.KINGSBER.138.8233 | AENXA | AEN | KINGSDBQ | [LD]KB_123, [DSC]KB_600M | Original Not Confirmed
KINGSBER | 138 | TOPOLOGY.AENXA.AEN.KINGSBER.138.8234 | AENXA | AEN | KINGSDBP | [LD]KB_456, [DSC]KB_601M | Original Not Confirmed
KINGSBER | 138 | TOPOLOGY.AENXA.AEN.KINGSBER.138.B138 | AENXA | AEN | KINGSDBX | [DSC]KB_305, [DSC]KB_306, [DSC]KB_652 | Original Not Confirmed
KOENIG | 69 | TOPOLOGY.AENXA.AEN.KOENIG.69.6250 | AENXA | AEN | KOENIGX | [DSC]KL_601M, [DSC]KL_650, [DSC]KL_651M | Original Not Confirmed
KOENIG | 69 | TOPOLOGY.AENXA.AEN.KOENIG.69.8438 | AENXA | AEN | KOENIGV | [LD]KL_123, [DSC]KL_600M | Original Not Confirmed
KOENIG | 69 | TOPOLOGY.AENXA.AEN.KOENIG.69.8443 | AENXA | AEN | KOENIGS | [LD]KL_456, [DSC]KL_601M | Original Not Confirmed
KOENIG | 69 | TOPOLOGY.AENXA.AEN.KOENIG.69.8444 | AENXA | AEN | KOENIGR | [DSC]KL_602M, [LD]KL_789 | Original Not Confirmed
KOENIG | 69 | TOPOLOGY.AENXA.AEN.KOENIG.69.8445 | AENXA | AEN | KOENIGQ | [DSC]KL_603M, [LD]KL101112 | Original Not Confirmed
KOENIG | 69 | TOPOLOGY.AENXA.AEN.KOENIG.69.8446 | AENXA | AEN | KOENIGP | [DSC]KL_604M, [LD]KL131415 | Original Not Confirmed
LAKESHOR | 138 | TOPOLOGY.AENXA.AEN.LAKESHOR.138.6350 | AENXA | AEN | LAKESHOR | [DSC]LS_304, [DSC]LS_600M, [DSC]LS_651M | Original Not Confirmed
LAKESHOR | 138 | TOPOLOGY.AENXA.AEN.LAKESHOR.138.8448 | AENXA | AEN | LAKESHORY | [LD]LS_123, [DSC]LS_600M | Original Not Confirmed
LAKESHOR | 138 | TOPOLOGY.AENXA.AEN.LAKESHOR.138.8450 | AENXA | AEN | LAKESHORX | [LD]LS_456, [CB]LS_601CS | Original Not Confirmed
LAKEWAY | 138 | TOPOLOGY.AENXA.AEN.LAKEWAY.138.8454 | AENXA | AEN | LAKEWAYZ | [LD]LW_123, [CB]LW_600M_CS | Original Not Confirmed
LAKEWAY | 138 | TOPOLOGY.AENXA.AEN.LAKEWAY.138.8456 | AENXA | AEN | LAKEWAYY | [LD]LW_456, [CB]LW_601M_CS | Original Not Confirmed
LYTTON_S | 138 | TOPOLOGY.AENXA.AEN.LYTTON_S.138.Y138 | AENXA | AEN | LYTTON13X | [DSC]LY_308, [DSC]LY_310, [DSC]LY_312 | Original Not Confirmed
LYTTON_S | 345 | TOPOLOGY.AENXA.AEN.LYTTON_S.345.Y345 | AENXA | AEN | LYTTON34Z | [DSC]LY_301, [DSC]LY_303, [DSC]LY_307, [DSC]LY_319 | Original Not Confirmed
MAGPLANT | 138 | TOPOLOGY.AENXA.AEN.MAGPLANT.138.8459 | AENXA | AEN | MAGPLANTT | [LD]MP_456, [CB]MP_602M_CS | Original Not Confirmed
MAGPLANT | 138 | TOPOLOGY.AENXA.AEN.MAGPLANT.138.8463 | AENXA | AEN | MAGPLANTR | [CB]MP_603M_CS, [LD]MP_789 | Original Not Confirmed
MAGPLANT | 138 | TOPOLOGY.AENXA.AEN.MAGPLANT.138.8464 | AENXA | AEN | MAGPLANTQ | [LD]MP_123, [CB]MP_601CS | Original Not Confirmed
MAGPLANT | 138 | TOPOLOGY.AENXA.AEN.MAGPLANT.138.MB1 | AENXA | AEN | MAGPLANTX | [CB]MP_603M_CS, [DSC]MP_651, [DSC]MP_652 | Original Not Confirmed
MCNEIL | 138 | TOPOLOGY.AENXA.AEN.MCNEIL.138.0001 | AENXA | AEN | MCNEILNW | [LD]MC_101112, [CB]MC_605CS | Original Not Confirmed
MCNEIL | 138 | TOPOLOGY.AENXA.AEN.MCNEIL.138.8161 | AENXA | AEN | MCNEILNO | [LD]MC_123, [DSC]MC_601M | Original Not Confirmed
MCNEIL | 138 | TOPOLOGY.AENXA.AEN.MCNEIL.138.8162 | AENXA | AEN | MCNEILNN | [LD]MC_456, [DSC]MC_603M | Original Not Confirmed
MCNEIL | 138 | TOPOLOGY.AENXA.AEN.MCNEIL.138.8163 | AENXA | AEN | MCNEILNM | [DSC]MC_604M, [LD]MC_789 | Original Not Confirmed
MCNEIL | 138 | TOPOLOGY.AENXA.AEN.MCNEIL.138.CMB1 | AENXA | AEN | MCNEILN | [DSC]MC_301, [DSC]MC_302, [DSC]MC_304, [DSC]MC_313 | Original Not Confirmed
MCNEIL | 138 | TOPOLOGY.AENXA.AEN.MCNEIL.138.CMB3 | AENXA | AEN | MCNEILNZ | [DSC]MC_306, [DSC]MC_314, [DSC]MC_319, [DSC]MC_320 | Original Not Confirmed
METCENTR | 138 | TOPOLOGY.AENXA.AEN.METCENTR.138.0004 | AENXA | AEN | METCENTRZ | [LD]LD1, [CB]MT-604CS | Original Not Confirmed
NORTHLAN | 138 | TOPOLOGY.AENXA.AEN.NORTHLAN.138.8240 | AENXA | AEN | NORTHL13X | [DSC]NL_605M, [LD]NL131415 | Original Not Confirmed
NORTHLAN | 138 | TOPOLOGY.AENXA.AEN.NORTHLAN.138.L138 | AENXA | AEN | NORTHL13 | [DSC]NL_305, [DSC]NL_306, [DSC]NL_307, [DSC]NL_309 | Original Not Confirmed
NORTHLAN | 69 | TOPOLOGY.AENXA.AEN.NORTHLAN.69.8249 | AENXA | AEN | NORTHL69W | [LD]NL_123, [DSC]NL_601M | Original Not Confirmed
NORTHLAN | 69 | TOPOLOGY.AENXA.AEN.NORTHLAN.69.8255 | AENXA | AEN | NORTHL69U | [DSC]NL_604M, [LD]NL101112 | Original Not Confirmed
NORTHLAN | 69 | TOPOLOGY.AENXA.AEN.NORTHLAN.69.8257 | AENXA | AEN | NORTHL69T | [DSC]NL_603M, [LD]NL_789 | Original Not Confirmed
NORTHWES | 138 | TOPOLOGY.AENXA.AEN.NORTHWES.138.0003 | AENXA | AEN | NORTHWESX | [LD]NW_123, [CB]NW_600M | Original Not Confirmed
OAKHILL | 138 | TOPOLOGY.AENXA.AEN.OAKHILL.138.0003 | AENXA | AEN | OAKHILLX | [CB]OH_602M_CS, [LD]OH_789 | Original Not Confirmed
OAKHILL | 138 | TOPOLOGY.AENXA.AEN.OAKHILL.138.8472 | AENXA | AEN | OAKHILLW | [LD]OH_123, [CB]OH_600M_CS | Original Not Confirmed
OAKHILL | 138 | TOPOLOGY.AENXA.AEN.OAKHILL.138.8476 | AENXA | AEN | OAKHILLT | [LD]OH_456, [CB]OH_601M_CS | Original Not Confirmed
ONION | 138 | TOPOLOGY.AENXA.AEN.ONION.138.0002 | AENXA | AEN | ONION_CKU | [LD]OC_123, [CB]OC_600M_CS | Original Not Confirmed
ONION | 138 | TOPOLOGY.AENXA.AEN.ONION.138.8483 | AENXA | AEN | ONION_CKR | [LD]OC_456, [CB]OC_601M_CS | Original Not Confirmed
PATTON | 138 | TOPOLOGY.AENXA.AEN.PATTON.138.0200 | AENXA | AEN | PATTON_L_A | [LD]PL_131415, [DSC]PL_604M | New NodeKey
PATTON | 138 | TOPOLOGY.AENXA.AEN.PATTON.138.6950 | AENXA | AEN | PATTONLNZ | [DSC]PL_300, [DSC]PL_303, [CB]PL_600M_CS, [DSC]PL_ | Original Not Confirmed
PATTON | 138 | TOPOLOGY.AENXA.AEN.PATTON.138.8486 | AENXA | AEN | PATTONLNX | [LD]PL_123, [CB]PL_600M_CS | Original Not Confirmed
PATTON | 138 | TOPOLOGY.AENXA.AEN.PATTON.138.8490 | AENXA | AEN | PATTONLNU | [LD]PL_456, [CB]PL_601M_CS | Original Not Confirmed
PATTON | 138 | TOPOLOGY.AENXA.AEN.PATTON.138.8491 | AENXA | AEN | PATTONLNT | [LD]PL_101112, [CB]PL_603M | Original Not Confirmed
PEDERNAL | 69 | TOPOLOGY.AENXA.AEN.PEDERNAL.69.0101 | AENXA | AEN | PEDERNAL_L_A | [LD]PE_5678, [DSC]PE_601M | New NodeKey
PEDERNAL | 69 | TOPOLOGY.AENXA.AEN.PEDERNAL.69.0102 | AENXA | AEN | PEDERNAL_L_B | [LD]PE_1234, [DSC]PE_600M | New NodeKey
PILOT | 138 | TOPOLOGY.AENXA.AEN.PILOT.138.7150 | AENXA | AEN | PILOT_KB | [DSC]PK_300, [DSC]PK_301, [DSC]PK_302, [DSC]PK_303 | Original Not Confirmed
RIVER | 138 | TOPOLOGY.AENXA.AEN.RIVER.138.7250 | AENXA | AEN | RIVERPLS | [DSC]RP_300, [DSC]RP_303, [DSC]RP_600M, [DSC]RP_65 | Original Not Confirmed
RIVER | 138 | TOPOLOGY.AENXA.AEN.RIVER.138.8505 | AENXA | AEN | RIVERPLSX | [LD]RP_123, [DSC]RP_600M | Original Not Confirmed
RIVER | 138 | TOPOLOGY.AENXA.AEN.RIVER.138.8510 | AENXA | AEN | RIVERPLSU | [LD]RP_456, [DSC]RP_601M | Original Not Confirmed
SALEM1 | 138 | TOPOLOGY.AENXA.AEN.SALEM1.138.8199 | AENXA | AEN | SALEMWLKW | [LD]SW_123, [DSC]SW_600M | Original Not Confirmed
SALEM1 | 138 | TOPOLOGY.AENXA.AEN.SALEM1.138.8204 | AENXA | AEN | SALEMWLKS | [LD]SW_456, [DSC]SW_601M | Original Not Confirmed
SALEM1 | 138 | TOPOLOGY.AENXA.AEN.SALEM1.138.8205 | AENXA | AEN | SALEMWLKR | [DSC]SW_602M, [LD]SW_789 | Original Not Confirmed
SANDHSYD | 14 | TOPOLOGY.AENXA.AEN.SANDHSYD.14.0003 | AENXA | AEN | SANDH_G2 | [CB]GT_1, [UN]SH1 | Original Not Confirmed
SANDHSYD | 14 | TOPOLOGY.AENXA.AEN.SANDHSYD.14.0005 | AENXA | AEN | SANDH_G1 | [CB]GT_2, [UN]SH2 | Original Not Confirmed
SANDHSYD | 14 | TOPOLOGY.AENXA.AEN.SANDHSYD.14.0007 | AENXA | AEN | SANDH_G4Z | [CB]GT_3, [UN]SH3 | Original Not Confirmed
SANDHSYD | 14 | TOPOLOGY.AENXA.AEN.SANDHSYD.14.0009 | AENXA | AEN | SANDH_G4Y | [CB]GT_4, [UN]SH4 | Original Not Confirmed
SANDHSYD | 18 | TOPOLOGY.AENXA.AEN.SANDHSYD.18.0013 | AENXA | AEN | SANDHG5A | [CB]GT, [UN]SH_5A | Original Not Confirmed
SANDHSYD | 18 | TOPOLOGY.AENXA.AEN.SANDHSYD.18.0018 | AENXA | AEN | SANDHG5CZ | [UN]SH_5C, [CB]ST | Original Not Confirmed
SEAHOLM | 138 | TOPOLOGY.AENXA.AEN.SEAHOLM.138.0003 | AENXA | AEN | SEAHM8T | [LD]SP_101112, [CB]SP_609CS | Original Not Confirmed
SEAHOLM | 138 | TOPOLOGY.AENXA.AEN.SEAHOLM.138.0004 | AENXA | AEN | SEAHM8S | [LD]SN_T2, [CB]SP_608CS | Original Not Confirmed
SEAHOLM | 138 | TOPOLOGY.AENXA.AEN.SEAHOLM.138.0005 | AENXA | AEN | SEAHM8R | [LD]SN_T1, [CB]SP_607CS | Original Not Confirmed
SEAHOLM | 138 | TOPOLOGY.AENXA.AEN.SEAHOLM.138.0006 | AENXA | AEN | SEAHM8Q | [LD]SP_123, [CB]SP_611M_CS | Original Not Confirmed
SEAHOLM | 138 | TOPOLOGY.AENXA.AEN.SEAHOLM.138.2852 | AENXA | AEN | SEAHM8N | [CB]SP_610CS, [LD]SP_789 | Original Not Confirmed
SEAHOLM | 138 | TOPOLOGY.AENXA.AEN.SEAHOLM.138.8263 | AENXA | AEN | SEAHM8M | [CB]SP_605M_CS, [LD]SP161718 | Original Not Confirmed
SEAHOLM | 138 | TOPOLOGY.AENXA.AEN.SEAHOLM.138.8266 | AENXA | AEN | SEAHM8L | [CB]SP_604M_CS, [LD]SP131415 | Original Not Confirmed
SEAHOLM | 138 | TOPOLOGY.AENXA.AEN.SEAHOLM.138.P138 | AENXA | AEN | SEAHM8W | [DSC]SP_330, [DSC]SP_331, [DSC]SP_338, [DSC]SP_619 | Original Not Confirmed
SLAUGHTE | 138 | TOPOLOGY.AENXA.AEN.SLAUGHTE.138.1000 | AENXA | AEN | SLAUGHTRX | [CB]SL_602M_CS, [LD]SL_789 | Original Not Confirmed
SLAUGHTE | 138 | TOPOLOGY.AENXA.AEN.SLAUGHTE.138.7450 | AENXA | AEN | SLAUGHTRZ | [DSC]SL_301, [DSC]SL_600M, [DSC]SL_650 | Original Not Confirmed
SLAUGHTE | 138 | TOPOLOGY.AENXA.AEN.SLAUGHTE.138.8512 | AENXA | AEN | SLAUGHTRW | [LD]SL_123, [DSC]SL_600M | Original Not Confirmed
SLAUGHTE | 138 | TOPOLOGY.AENXA.AEN.SLAUGHTE.138.8516 | AENXA | AEN | SLAUGHTRT | [LD]SL_456, [DSC]SL_601M | Original Not Confirmed
SPRINKLE | 138 | TOPOLOGY.AENXA.AEN.SPRINKLE.138.0901 | AENXA | AEN | SPRINKLE_L_A | [LD]SK_456, [DSC]SK_601M | New NodeKey
SPRINKLE | 138 | TOPOLOGY.AENXA.AEN.SPRINKLE.138.8518 | AENXA | AEN | SPRINKLEZ | [LD]SK_123, [CB]SK_600M_CS | Original Not Confirmed
STECK | 138 | TOPOLOGY.AENXA.AEN.STECK.138.0001 | AENXA | AEN | STECKX | [CB]ST_600M_CS, [LD]ST_789 | Original Not Confirmed
STECK | 138 | TOPOLOGY.AENXA.AEN.STECK.138.8523 | AENXA | AEN | STECKW | [LD]ST_123, [CB]ST_602M_CS | Original Not Confirmed
STECK | 138 | TOPOLOGY.AENXA.AEN.STECK.138.8527 | AENXA | AEN | STECKT | [LD]ST_456, [CB]ST_601M_CS | Original Not Confirmed
SUMMIT | 138 | TOPOLOGY.AENXA.AEN.SUMMIT.138.0001 | AENXA | AEN | SUMMITSV | [LD]SU_131415, [CB]SU_604CS | Original Not Confirmed
SUMMIT | 138 | TOPOLOGY.AENXA.AEN.SUMMIT.138.8534 | AENXA | AEN | SUMMITSS | [LD]SU_123, [DSC]SU_600M | Original Not Confirmed
SUMMIT | 138 | TOPOLOGY.AENXA.AEN.SUMMIT.138.8537 | AENXA | AEN | SUMMITSR | [LD]SU_456, [CB]SU_601M_CS | Original Not Confirmed
SUMMIT | 138 | TOPOLOGY.AENXA.AEN.SUMMIT.138.8543 | AENXA | AEN | SUMMITSO | [DSC]SU_602M, [LD]SU_789 | Original Not Confirmed
SUMMIT | 138 | TOPOLOGY.AENXA.AEN.SUMMIT.138.8544 | AENXA | AEN | SUMMITSN | [LD]SU_1011, [CB]SU_603CS | Original Not Confirmed
SUMMIT | 138 | TOPOLOGY.AENXA.AEN.SUMMIT.138.UMB1 | AENXA | AEN | SUMMITSX | [DSC]SU_303, [DSC]SU_602M, [DSC]SU_651M | Original Not Confirmed
SWEETWN2 | 34.5 | TOPOLOGY.AENXA.AEN.SWEETWN2.34.5.0008 | AENXA | AEN | SWETWATR_2GZ | [CB]52L1, [CB]PS1, [UN]WND2 | Original Not Confirmed
SWEETWN2 | 34.5 | TOPOLOGY.AENXA.AEN.SWEETWN2.34.5.0100 | AENXA | AEN | SWEETWN2_R_B | [CB]PS1, [UN]WND24 | New NodeKey
TRADPOST | 138 | TOPOLOGY.AENXA.AEN.TRADPOST.138.1000 | AENXA | AEN | TRADPOST | [CB]601CS, [LD]TP_456 | Original Not Confirmed
TRADPOST | 138 | TOPOLOGY.AENXA.AEN.TRADPOST.138.8084 | AENXA | AEN | TRADPOSTY | [CB]600CS, [LD]TP_123 | Original Not Confirmed
TRIDGE | 138 | TOPOLOGY.AENXA.AEN.TRIDGE.138.0015 | AENXA | AEN | TECHRIDGX | [CB]TR_602CS, [LD]TR_789 | Original Not Confirmed
TRIDGE | 138 | TOPOLOGY.AENXA.AEN.TRIDGE.138.8150 | AENXA | AEN | TECHRIDGY | [DSC]TR_301, [DSC]TR_612, [DSC]TR_653 | Original Not Confirmed
TRIDGE | 138 | TOPOLOGY.AENXA.AEN.TRIDGE.138.8590 | AENXA | AEN | TECHRIDGU | [LD]TR_456, [CB]TR_601CS | Original Not Confirmed
TRIDGE | 138 | TOPOLOGY.AENXA.AEN.TRIDGE.138.8591 | AENXA | AEN | TECHRIDGT | [LD]TR_123, [CB]TR_600CS | Original Not Confirmed
WALNUT | 138 | TOPOLOGY.AENXA.AEN.WALNUT.138.8551 | AENXA | AEN | WALNUTCKU | [DSC]WC_602M, [LD]WC_789 | Original Not Confirmed
WALNUT | 138 | TOPOLOGY.AENXA.AEN.WALNUT.138.8552 | AENXA | AEN | WALNUTCKT | [DSC]WC_603M, [LD]WC101112 | Original Not Confirmed
WARREN | 138 | TOPOLOGY.AENXA.AEN.WARREN.138.8554 | AENXA | AEN | WARRENY | [LD]WA_123, [CB]WA_601M_CS | Original Not Confirmed
WARREN | 138 | TOPOLOGY.AENXA.AEN.WARREN.138.8558 | AENXA | AEN | WARRENV | [LD]WA_456, [CB]WA_603M_CS | Original Not Confirmed
WHELESS | 138 | TOPOLOGY.AENXA.AEN.WHELESS.138.0001 | AENXA | AEN | WHELESSX | [CB]WL_602_CS, [LD]WL_789 | Original Not Confirmed
WHELESS | 138 | TOPOLOGY.AENXA.AEN.WHELESS.138.8560 | AENXA | AEN | WHELESSW | [LD]WL_123, [DSC]WL_600M | Original Not Confirmed
WHELESS | 138 | TOPOLOGY.AENXA.AEN.WHELESS.138.8564 | AENXA | AEN | WHELESST | [LD]WL_456, [DSC]WL_601M | Original Not Confirmed
WILLIAMS | 138 | TOPOLOGY.AENXA.AEN.WILLIAMS.138.8250 | AENXA | AEN | WILIAMSNX | [DSC]WI_300, [DSC]WI_600M, [DSC]WI_650 | Original Not Confirmed
WILLIAMS | 138 | TOPOLOGY.AENXA.AEN.WILLIAMS.138.8566 | AENXA | AEN | WILIAMSNW | [LD]WI_123, [DSC]WI_600M | Original Not Confirmed
WILLIAMS | 138 | TOPOLOGY.AENXA.AEN.WILLIAMS.138.8571 | AENXA | AEN | WILIAMSNS | [LD]WI_456, [DSC]WI_601M | Original Not Confirmed
WILLIAMS | 138 | TOPOLOGY.AENXA.AEN.WILLIAMS.138.8572 | AENXA | AEN | WILIAMSNR | [DSC]WI_602M, [LD]WI_789 | Original Not Confirmed
WILLIAMS | 138 | TOPOLOGY.AENXA.AEN.WILLIAMS.138.8573 | AENXA | AEN | WILIAMSNQ | [CB]WI_603CS, [LD]WI101112 | Original Not Confirmed
ZILKER | 69 | TOPOLOGY.AENXA.AEN.ZILKER.69.8575 | AENXA | AEN | ZILKERZ | [LD]ZL_123, [CB]ZL_601BK | Original Not Confirmed
ALAMO_CM | 138 | TOPOLOGY.CPSTA.CPS.ALAMO_CM.138.0771 | CPSTA | CPS | ALAMO_CM_C | [DSC]DSW_11P1, [LD]LXFMR1 | Confirmed
ALAMO_CM | 138 | TOPOLOGY.CPSTA.CPS.ALAMO_CM.138.0772 | CPSTA | CPS | ALAMO_CM_A | [DSC]DSW_12P1, [LD]LXFMR2 | Confirmed
AMD_SA | 138 | TOPOLOGY.CPSTA.CPS.AMD_SA.138.0002 | CPSTA | CPS | AMD_SA_A | [CB]LN10W3_CB, [LD]LXFMR1 | Confirmed
ANDERSON | 138 | TOPOLOGY.CPSTA.CPS.ANDERSON.138.0784 | CPSTA | CPS | ANDERSON_A | [CB]02L0_CS, [LD]ANDER_T2 | Confirmed
AUSTIN1 | 138 | TOPOLOGY.CPSTA.CPS.AUSTIN1.138.0787 | CPSTA | CPS | AUSTIN1_C | [DSC]03D21, [LD]LXFMR3 | Confirmed
AUSTIN1 | 138 | TOPOLOGY.CPSTA.CPS.AUSTIN1.138.0788 | CPSTA | CPS | AUSTIN1_B | [DSC]02D21, [LD]LXFMR2 | Confirmed
AUSTIN1 | 138 | TOPOLOGY.CPSTA.CPS.AUSTIN1.138.0789 | CPSTA | CPS | AUSTIN1_A | [DSC]604, [LD]LXFMR1 | Confirmed
BALL_PRK | 138 | TOPOLOGY.CPSTA.CPS.BALL_PRK.138.0800 | CPSTA | CPS | BALL_PARK_D | [DSC]01Z41, [LD]LXFMR1 | Confirmed
BALL_PRK | 138 | TOPOLOGY.CPSTA.CPS.BALL_PRK.138.0801 | CPSTA | CPS | BALL_PARK_A | [DSC]02Z41, [LD]LXFMR2 | Confirmed
BALL_PRK | 138 | TOPOLOGY.CPSTA.CPS.BALL_PRK.138.0802 | CPSTA | CPS | BALL_PARK_B | [DSC]03Z41, [LD]LXFMR3 | Confirmed
BALL_PRK | 138 | TOPOLOGY.CPSTA.CPS.BALL_PRK.138.0803 | CPSTA | CPS | BALL_PARK_C | [DSC]04Z41, [LD]LXFMR4 | Confirmed
BANDERA | 138 | TOPOLOGY.CPSTA.CPS.BANDERA.138.0820 | CPSTA | CPS | BANDERA_A | [DSC]DSW_55, [LD]LXFMR2 | Confirmed
BANDERA | 138 | TOPOLOGY.CPSTA.CPS.BANDERA.138.0821 | CPSTA | CPS | BANDERA_B | [DSC]DSW_03021, [LD]LXFMR3 | Confirmed
BANDERA | 138 | TOPOLOGY.CPSTA.CPS.BANDERA.138.0822 | CPSTA | CPS | BANDERA_C | [DSC]DSW_04021, [LD]LXFMR4 | Confirmed
BECK_RD | 138 | TOPOLOGY.CPSTA.CPS.BECK_RD.138.0001 | CPSTA | CPS | BECK_RD_L_A | [DSC]DSW_02Z01, [LD]LXFMR2 | New NodeKey
BECK_RD | 138 | TOPOLOGY.CPSTA.CPS.BECK_RD.138.0824 | CPSTA | CPS | BECK_RD_A | [DSC]DSW_01Z01, [LD]LXFMR1 | Confirmed
BRAUNIG | 138 | TOPOLOGY.CPSTA.CPS.BRAUNIG.138.1383 | CPSTA | CPS | BRAUNIG_E | [DSC]1869, [DSC]1889, [DSC]1909, [DSC]1931 | Confirmed
BRAUNIG | 18 | TOPOLOGY.CPSTA.CPS.BRAUNIG.18.0005 | CPSTA | CPS | CPS_AVR1_ST1 | [CB]4GST1, [UN]AVR1_ST | Confirmed
BRAUNIG | 18 | TOPOLOGY.CPSTA.CPS.BRAUNIG.18.0011 | CPSTA | CPS | CPS_AVR1_CT1 | [CB]4GCT1, [UN]AVR1_CT1 | Confirmed
BRAUNIG | 18 | TOPOLOGY.CPSTA.CPS.BRAUNIG.18.0013 | CPSTA | CPS | CPS_AVR1_CT2 | [CB]4GCT2, [UN]AVR1_CT2 | Confirmed
BRAUNIG | 20 | TOPOLOGY.CPSTA.CPS.BRAUNIG.20.0848 | CPSTA | CPS | BRAUNIG_VHB1 | [XF]138_20_1, [UN]VHB1 | Confirmed
BRAUNIG | 22 | TOPOLOGY.CPSTA.CPS.BRAUNIG.22.0851 | CPSTA | CPS | BRAUNIG_VHB2 | [XF]138_22_2, [UN]VHB2 | Confirmed
BRAUNIG | 22 | TOPOLOGY.CPSTA.CPS.BRAUNIG.22.0854 | CPSTA | CPS | BRAUNIG_VHB3 | [XF]138_22_3, [UN]VHB3 | Confirmed
BROADVEW | 138 | TOPOLOGY.CPSTA.CPS.BROADVEW.138.0859 | CPSTA | CPS | BROADVEW_A | [DSC]HS03B31, [LD]LXFMR3 | Confirmed
BROADVEW | 138 | TOPOLOGY.CPSTA.CPS.BROADVEW.138.0860 | CPSTA | CPS | BROADVEW_C | [DSC]HS898, [LD]LXFMR1 | Confirmed
BROADVEW | 138 | TOPOLOGY.CPSTA.CPS.BROADVEW.138.0861 | CPSTA | CPS | BROADVEW_B | [DSC]HS915, [LD]LXFMR2 | Confirmed
BROOKS | 138 | TOPOLOGY.CPSTA.CPS.BROOKS.138.0866 | CPSTA | CPS | BROOKS_B | [DSC]806, [LD]LXFMR1 | Confirmed
BROOKS | 138 | TOPOLOGY.CPSTA.CPS.BROOKS.138.0868 | CPSTA | CPS | BROOKS_A | [DSC]924, [LD]LXFMR2 | Confirmed
BUCKEYE | 138 | TOPOLOGY.CPSTA.CPS.BUCKEYE.138.0872 | CPSTA | CPS | BUCKEYE_A | [DSC]HS03Y41, [LD]LXFMR3 | Confirmed
CAGNON | 138 | TOPOLOGY.CPSTA.CPS.CAGNON.138.0889 | CPSTA | CPS | CAGNON_AA | [LD]LXFMR4, [DSC]SW_04R41 | Confirmed
CAGNON | 138 | TOPOLOGY.CPSTA.CPS.CAGNON.138.1381 | CPSTA | CPS | CAGNON_DD | [DSC]DSW_30R42, [DSC]DSW_31R42, [DSC]DSW_34R42, [D | Confirmed
CAGNON | 138 | TOPOLOGY.CPSTA.CPS.CAGNON.138.1382 | CPSTA | CPS | CAGNON_EE | [DSC]DSW_24R42, [DSC]DSW_25R42, [DSC]DSW_27R42, [D | Confirmed
CAGNON | 345 | TOPOLOGY.CPSTA.CPS.CAGNON.345.0108 | CPSTA | CPS | CAGNON_V_C | [DSC]25R52, [DSC]26R5, [DSC]27R51 | New NodeKey
CALAVERS | 138 | TOPOLOGY.CPSTA.CPS.CALAVERS.138.1040 | CPSTA | CPS | CALAVERS_V_A | [DSC]17N32, [DSC]8399, [DSC]8409, [DSC]8429, [DSC] | New NodeKey
CALAVERS | 22 | TOPOLOGY.CPSTA.CPS.CALAVERS.22.1291 | CPSTA | CPS | CPS_OWS1 | [XF]138_22_1, [UN]OWS1 | Confirmed
CALAVERS | 24 | TOPOLOGY.CPSTA.CPS.CALAVERS.24.0001 | CPSTA | CPS | CPS_JTD1 | [XF]138_24_3, [UN]JTD1 | Confirmed
CALAVERS | 24 | TOPOLOGY.CPSTA.CPS.CALAVERS.24.0002 | CPSTA | CPS | CPS_JTD2 | [XF]138_24_4, [UN]JTD2 | Confirmed
CALAVERS | 24 | TOPOLOGY.CPSTA.CPS.CALAVERS.24.0036 | CPSTA | CPS | CPS_JKS1 | [XF]345_24_5, [UN]JKS1 | Confirmed
CALAVERS | 24 | TOPOLOGY.CPSTA.CPS.CALAVERS.24.1294 | CPSTA | CPS | CPS_OWS2 | [XF]138_24_2, [UN]OWS2 | Confirmed
CALAVERS | 345 | TOPOLOGY.CPSTA.CPS.CALAVERS.345.3453 | CPSTA | CPS | CALAVERS_V_B | [DSC]11N52, [DSC]12N5, [DSC]14N51 | New NodeKey
CALAVERS | 345 | TOPOLOGY.CPSTA.CPS.CALAVERS.345.3455 | CPSTA | CPS | CALAVERS_V_C | [DSC]15N5, [DSC]16N51, [DSC]18N51 | New NodeKey
CALAVERS | 345 | TOPOLOGY.CPSTA.CPS.CALAVERS.345.3457 | CPSTA | CPS | CALAVERS_V_D | [DSC]20N5, [DSC]21N51, [DSC]23N51 | New NodeKey
CAPITOL | 138 | TOPOLOGY.CPSTA.CPS.CAPITOL.138.1384 | CPSTA | CPS | CAPITOL_B | [DSC]HS01L41, [LD]LOAD1 | Confirmed
CAPITOL | 138 | TOPOLOGY.CPSTA.CPS.CAPITOL.138.1385 | CPSTA | CPS | CAPITOL_A | [DSC]HS02L41, [LD]LOAD2 | Confirmed
CASTLE | 138 | TOPOLOGY.CPSTA.CPS.CASTLE.138.0898 | CPSTA | CPS | CASTLE_B | [DSC]HS01J21, [LD]LXFMR1 | Confirmed
CASTLE | 138 | TOPOLOGY.CPSTA.CPS.CASTLE.138.0899 | CPSTA | CPS | CASTLE_A | [DSC]HS02J21, [LD]LXFMR2 | Confirmed
CASTLE | 138 | TOPOLOGY.CPSTA.CPS.CASTLE.138.0900 | CPSTA | CPS | CASTLE_C | [DSC]HS03J21, [LD]LXFMR3 | Confirmed
CHAVANEA | 138 | TOPOLOGY.CPSTA.CPS.CHAVANEA.138.0001 | CPSTA | CPS | CHAVANEA_C | [DSC]HS04B41, [LD]LXFMR4 | Confirmed
CHAVANEA | 138 | TOPOLOGY.CPSTA.CPS.CHAVANEA.138.0906 | CPSTA | CPS | CHAVANEA_B | [DSC]HS934, [LD]LXFMR3 | Confirmed
CHAVANEA | 138 | TOPOLOGY.CPSTA.CPS.CHAVANEA.138.0907 | CPSTA | CPS | CHAVANEA_A | [DSC]HS957, [LD]LXFMR2 | Confirmed
CHULIE | 138 | TOPOLOGY.CPSTA.CPS.CHULIE.138.0009 | CPSTA | CPS | CHULIE_A | [DSC]HS05A01, [LD]LXFMR5 | Confirmed
CHULIE | 138 | TOPOLOGY.CPSTA.CPS.CHULIE.138.0912 | CPSTA | CPS | CHULIE_B | [DSC]HS02A01, [LD]LXFMR2 | Confirmed
CHULIE | 138 | TOPOLOGY.CPSTA.CPS.CHULIE.138.0913 | CPSTA | CPS | CHULIE_C | [DSC]HS03A01, [LD]LXFMR3 | Confirmed
CHULIE | 138 | TOPOLOGY.CPSTA.CPS.CHULIE.138.0914 | CPSTA | CPS | CHULIE_D | [DSC]HS04A01, [LD]LXFMR4 | Confirmed
COLISEUM | 138 | TOPOLOGY.CPSTA.CPS.COLISEUM.138.0005 | CPSTA | CPS | COLISEUM_C | [CB]03M2_CS, [LD]LXFMR3 | Confirmed
COLISEUM | 138 | TOPOLOGY.CPSTA.CPS.COLISEUM.138.0918 | CPSTA | CPS | COLISEUM_B | [DSC]01M21, [LD]LXFMR1 | Confirmed
COLISEUM | 138 | TOPOLOGY.CPSTA.CPS.COLISEUM.138.0919 | CPSTA | CPS | COLISEUM_A | [DSC]02M21, [LD]LXFMR2 | Confirmed
DEZAVALA | 138 | TOPOLOGY.CPSTA.CPS.DEZAVALA.138.0013 | CPSTA | CPS | DEZAVALA_A | [DSC]02W41, [LD]TR02 | Confirmed
DEZAVALA | 138 | TOPOLOGY.CPSTA.CPS.DEZAVALA.138.0941 | CPSTA | CPS | DEZAVALA_B | [DSC]03W41, [LD]LXFMR3 | Confirmed
DEZAVALA | 138 | TOPOLOGY.CPSTA.CPS.DEZAVALA.138.0942 | CPSTA | CPS | DEZAVALA_C | [DSC]04W41, [LD]LXFMR4 | Confirmed
DRESDEN | 138 | TOPOLOGY.CPSTA.CPS.DRESDEN.138.0946 | CPSTA | CPS | DRESDEN_A | [DSC]HS01J31, [LD]LXFMR1 | Confirmed
DRESDEN | 138 | TOPOLOGY.CPSTA.CPS.DRESDEN.138.0947 | CPSTA | CPS | DRESDEN_B | [DSC]HS02J31, [LD]LXFMR2 | Confirmed
DRESDEN | 138 | TOPOLOGY.CPSTA.CPS.DRESDEN.138.0948 | CPSTA | CPS | DRESDEN_C | [DSC]HS03J31, [LD]LXFMR3 | Confirmed
EAGLECK | 138 | TOPOLOGY.CPSTA.CPS.EAGLECK.138.0007 | CPSTA | CPS | EAGLECK_A | [DSC]01G31, [LD]LXFMR1 | Confirmed
ELMCREEK | 345 | TOPOLOGY.CPSTA.CPS.ELMCREEK.345.BB1 | CPSTA | CPS | ELMCREEK_V_A | [DSC]30E51, [DSC]40E51, [DSC]50E51, [DSC]60E51 | New NodeKey
ELMCREEK | 345 | TOPOLOGY.CPSTA.CPS.ELMCREEK.345.BB2 | CPSTA | CPS | ELMCREEK_V_B | [DSC]34E52, [DSC]44E52, [DSC]54E52, [DSC]64E52 | New NodeKey
ELMENDRF | 138 | TOPOLOGY.CPSTA.CPS.ELMENDRF.138.0954 | CPSTA | CPS | ELMENDRF_A | [DSC]HS01D31, [LD]LXFMR1 | Confirmed
ELMENDRF | 138 | TOPOLOGY.CPSTA.CPS.ELMENDRF.138.0955 | CPSTA | CPS | ELMENDRF_B | [DSC]HS03D31, [LD]LXFMR3 | Confirmed
ELMENDRF | 138 | TOPOLOGY.CPSTA.CPS.ELMENDRF.138.1381 | CPSTA | CPS | ELMENDRF_D | [DSC]14D32, [DSC]HS03D31, [DSC]HS14D34 | Confirmed
ENCINO | 138 | TOPOLOGY.CPSTA.CPS.ENCINO.138.0960 | CPSTA | CPS | ENCINO_A | [DSC]02C01, [LD]LXFMR2 | Confirmed
ENCINO | 138 | TOPOLOGY.CPSTA.CPS.ENCINO.138.0961 | CPSTA | CPS | ENCINO_B | [DSC]04C01, [LD]LXFMR4 | Confirmed
FAIRRA | 138 | TOPOLOGY.CPSTA.CPS.FAIRRA.138.0020 | CPSTA | CPS | FAIRRA_L_A | [CB]01R0, [LD]LXFMR1 | New NodeKey
FAIRRA | 138 | TOPOLOGY.CPSTA.CPS.FAIRRA.138.0030 | CPSTA | CPS | FAIRRA_L_B | [CB]03R0, [LD]LXFMR3 | New NodeKey
FALLSCTY | 138 | TOPOLOGY.CPSTA.CPS.FALLSCTY.138.0007 | CPSTA | CPS | FALLSCTY_A | [LD]FALLSL1, [DSC]SW_01F2 | Confirmed
FIVE_PTS | 138 | TOPOLOGY.CPSTA.CPS.FIVE_PTS.138.0971 | CPSTA | CPS | FIVE_PTS_E | [CB]08M1, [LD]LXFMR8 | Confirmed
FIVE_PTS | 138 | TOPOLOGY.CPSTA.CPS.FIVE_PTS.138.0972 | CPSTA | CPS | FIVE_PTS_A | [DSC]06M11, [LD]LXFMR6 | Confirmed
FIVE_PTS | 138 | TOPOLOGY.CPSTA.CPS.FIVE_PTS.138.0973 | CPSTA | CPS | FIVE_PTS_C | [DSC]01M11, [LD]LXFMR1 | Confirmed
FIVE_PTS | 138 | TOPOLOGY.CPSTA.CPS.FIVE_PTS.138.0974 | CPSTA | CPS | FIVE_PTS_B | [DSC]02M11, [LD]LXFMR2 | Confirmed
FIVE_PTS | 138 | TOPOLOGY.CPSTA.CPS.FIVE_PTS.138.0975 | CPSTA | CPS | FIVE_PTS_F | [CB]07M1, [LD]LXFMR7 | Confirmed
FIVE_PTS | 138 | TOPOLOGY.CPSTA.CPS.FIVE_PTS.138.1000 | CPSTA | CPS | FIVE_PTS_D | [CB]09M1, [LD]LXFMR9 | Confirmed
FLORESVI | 138 | TOPOLOGY.CPSTA.CPS.FLORESVI.138.0982 | CPSTA | CPS | FLORESVI_B | [CB]01C3, [LD]LD1 | Confirmed
FLORESVI | 138 | TOPOLOGY.CPSTA.CPS.FLORESVI.138.0983 | CPSTA | CPS | FLORESVI_A | [CB]02C3, [LD]LD2 | Confirmed
FLORESVI | 138 | TOPOLOGY.CPSTA.CPS.FLORESVI.138.0984 | CPSTA | CPS | FLORESVI_C | [CB]03C3, [DSC]FV_H3B_BYP, [LD]LD3 | Confirmed
FORT_SAM | 138 | TOPOLOGY.CPSTA.CPS.FORT_SAM.138.0986 | CPSTA | CPS | FORT_SAM_A | [DSC]HS01T21, [LD]LXFMR1 | Confirmed
FORT_SAM | 138 | TOPOLOGY.CPSTA.CPS.FORT_SAM.138.0987 | CPSTA | CPS | FORT_SAM_B | [DSC]HS02T21, [LD]LXFMR2 | Confirmed
FRATT | 138 | TOPOLOGY.CPSTA.CPS.FRATT.138.0010 | CPSTA | CPS | FRATT_C | [CB]04S4, [LD]LXFMR4 | Confirmed
FRATT | 138 | TOPOLOGY.CPSTA.CPS.FRATT.138.0991 | CPSTA | CPS | FRATT_A | [DSC]HS01S41, [LD]LXFMR1 | Confirmed
FRATT | 138 | TOPOLOGY.CPSTA.CPS.FRATT.138.0992 | CPSTA | CPS | FRATT_B | [DSC]HS03S41, [LD]LXFMR3 | Confirmed
FRED_RD | 138 | TOPOLOGY.CPSTA.CPS.FRED_RD.138.0998 | CPSTA | CPS | FRED_RD_A | [DSC]01T11, [LD]LXFMR1 | Confirmed
FRED_RD | 138 | TOPOLOGY.CPSTA.CPS.FRED_RD.138.0999 | CPSTA | CPS | FRED_RD_B | [DSC]02T11, [LD]LXFMR2 | Confirmed
FRED_RD | 138 | TOPOLOGY.CPSTA.CPS.FRED_RD.138.1000 | CPSTA | CPS | FRED_RD_C | [DSC]03T11, [LD]LXFMR3 | Confirmed
GRANDVEW | 138 | TOPOLOGY.CPSTA.CPS.GRANDVEW.138.1006 | CPSTA | CPS | GRANDVEW_A | [DSC]HS01G01, [LD]LXFMR1 | Confirmed
GRANDVEW | 138 | TOPOLOGY.CPSTA.CPS.GRANDVEW.138.1007 | CPSTA | CPS | GRANDVEW_B | [CB]03G0, [LD]LXFMR3 | Confirmed
GREEN_MT | 138 | TOPOLOGY.CPSTA.CPS.GREEN_MT.138.1014 | CPSTA | CPS | GREEN_MT_A | [DSC]04F01, [LD]LXFMR4 | Confirmed
GRISSOM | 138 | TOPOLOGY.CPSTA.CPS.GRISSOM.138.1018 | CPSTA | CPS | GRISSOM_A | [DSC]02Y21, [LD]LXFMR2 | Confirmed
GRISSOM | 138 | TOPOLOGY.CPSTA.CPS.GRISSOM.138.1019 | CPSTA | CPS | GRISSOM_B | [DSC]03Y21, [LD]LXFMR3 | Confirmed
HAMWOLF | 138 | TOPOLOGY.CPSTA.CPS.HAMWOLF.138.0017 | CPSTA | CPS | HAMWOLF_A | [CB]01G2, [LD]LXFMR1 | Confirmed
HAMWOLF | 138 | TOPOLOGY.CPSTA.CPS.HAMWOLF.138.1173 | CPSTA | CPS | HAMWOLF_B | [CB]02G2, [LD]LXFMR2 | Confirmed
HARLANDA | 138 | TOPOLOGY.CPSTA.CPS.HARLANDA.138.1023 | CPSTA | CPS | HARLANDA_A | [DSC]HS01P01, [LD]LXFMR1 | Confirmed
HARLANDA | 138 | TOPOLOGY.CPSTA.CPS.HARLANDA.138.1024 | CPSTA | CPS | HARLANDA_B | [DSC]HS02P01, [LD]LXFMR2 | Confirmed
HARMONY | 138 | TOPOLOGY.CPSTA.CPS.HARMONY.138.1030 | CPSTA | CPS | HARMONY_A | [DSC]02J41, [LD]LXFMR2 | Confirmed
HARMONY | 138 | TOPOLOGY.CPSTA.CPS.HARMONY.138.1031 | CPSTA | CPS | HARMONY_B | [DSC]03J41, [LD]LXFMR3 | Confirmed
HELOTES | 138 | TOPOLOGY.CPSTA.CPS.HELOTES.138.0003 | CPSTA | CPS | HELOTES_B | [DSC]04H31, [LD]LXFMR4 | Confirmed
HELOTES | 138 | TOPOLOGY.CPSTA.CPS.HELOTES.138.1037 | CPSTA | CPS | HELOTES_A | [DSC]01H31, [LD]LXFMR1 | Confirmed
HIGHLAND | 138 | TOPOLOGY.CPSTA.CPS.HIGHLAND.138.1047 | CPSTA | CPS | HIGHLAND_B | [DSC]HS125, [LD]LXFMR2 | Confirmed
HIGHLAND | 138 | TOPOLOGY.CPSTA.CPS.HIGHLAND.138.1048 | CPSTA | CPS | HIGHLAND_A | [DSC]HS97, [LD]LXFMR1 | Confirmed
HILLCTRY | 138 | TOPOLOGY.CPSTA.CPS.HILLCTRY.138.1382 | CPSTA | CPS | HILLCTRY_Z | [DSC]22T42, [DSC]23T42, [DSC]24T42, [DSC]25T42 | Confirmed
HILLCTRY | 138 | TOPOLOGY.CPSTA.CPS.HILLCTRY.138.3812 | CPSTA | CPS | HILLCTRY_AF | [DSC]19T42, [DSC]20T42, [DSC]21T42, [DSC]22T41 | Confirmed
HILLCTRY | 345 | TOPOLOGY.CPSTA.CPS.HILLCTRY.345.3455 | CPSTA | CPS | HILLCTRY_R | [DSC]28T51, [DSC]LN29T5, [CB]RBT30T5_CB | Confirmed
HILLCTRY | 345 | TOPOLOGY.CPSTA.CPS.HILLCTRY.345.3456 | CPSTA | CPS | HILLCTRY_S | [DSC]34T51, [DSC]LN33T5, [CB]RBT30T5_CB | Confirmed
HOLLYWD | 138 | TOPOLOGY.CPSTA.CPS.HOLLYWD.138.1078 | CPSTA | CPS | HOLLYWD_A | [DSC]01Z21, [LD]LXFMR1 | Confirmed
HOLLYWD | 138 | TOPOLOGY.CPSTA.CPS.HOLLYWD.138.1079 | CPSTA | CPS | HOLLYWD_B | [DSC]04Z21, [LD]LXFMR4 | Confirmed
HONDO | 138 | TOPOLOGY.CPSTA.CPS.HONDO.138.0001 | CPSTA | CPS | HONDO_A | [DSC]01F31, [LD]XFMR1 | Confirmed
HONDO | 138 | TOPOLOGY.CPSTA.CPS.HONDO.138.0002 | CPSTA | CPS | HONDO_B | [DSC]01F33, [LD]XFMR3 | Confirmed
HONDO | 138 | TOPOLOGY.CPSTA.CPS.HONDO.138.1381 | CPSTA | CPS | HONDO_C | [DSC]01F31, [DSC]10F32, [DSC]11F33 | Confirmed
KELLY | 138 | TOPOLOGY.CPSTA.CPS.KELLY.138.1093 | CPSTA | CPS | KELLY_A | [DSC]02I31, [LD]LXFMR2 | Confirmed
KELLY | 138 | TOPOLOGY.CPSTA.CPS.KELLY.138.1094 | CPSTA | CPS | KELLY_B | [DSC]916, [LD]LXFMR1 | Confirmed
KIRBY | 138 | TOPOLOGY.CPSTA.CPS.KIRBY.138.1100 | CPSTA | CPS | KIRBY_A | [DSC]01C41, [LD]LXFMR1 | Confirmed
KIRBY | 138 | TOPOLOGY.CPSTA.CPS.KIRBY.138.1101 | CPSTA | CPS | KIRBY_B | [DSC]01C42, [LD]LXFMR2 | Confirmed
KIRBY | 138 | TOPOLOGY.CPSTA.CPS.KIRBY.138.1102 | CPSTA | CPS | KIRBY_C | [DSC]01C43, [LD]LXFMR3 | Confirmed
KIRBY | 138 | TOPOLOGY.CPSTA.CPS.KIRBY.138.1381 | CPSTA | CPS | KIRBY_E | [DSC]01C42, [DSC]11C43, [DSC]12C42, [DSC]13C41 | Confirmed
KIRBY | 138 | TOPOLOGY.CPSTA.CPS.KIRBY.138.1382 | CPSTA | CPS | KIRBY_F | [DSC]01C43, [DSC]13C42, [DSC]14C42, [DSC]15C42, [D | Confirmed
L_A_HTS | 138 | TOPOLOGY.CPSTA.CPS.L_A_HTS.138.1117 | CPSTA | CPS | L_A_HTS_B | [DSC]DSW_862, [LD]LXFMR2 | Confirmed
L_A_HTS | 138 | TOPOLOGY.CPSTA.CPS.L_A_HTS.138.1118 | CPSTA | CPS | L_A_HTS_A | [DSC]DSW_974, [LD]LXFMR3 | Confirmed
L_A_HTS | 138 | TOPOLOGY.CPSTA.CPS.L_A_HTS.138.1119 | CPSTA | CPS | L_A_HTS_C | [DSC]DSW_864, [LD]LXFMR1 | Confirmed
LAREDO1 | 138 | TOPOLOGY.CPSTA.CPS.LAREDO1.138.1122 | CPSTA | CPS | LAREDO1_A | [DSC]HS01K31, [LD]LXFMR1 | Confirmed
LAREDO1 | 138 | TOPOLOGY.CPSTA.CPS.LAREDO1.138.1123 | CPSTA | CPS | LAREDO1_B | [DSC]HS02K31, [LD]LXFMR2 | Confirmed
LAREDO1 | 138 | TOPOLOGY.CPSTA.CPS.LAREDO1.138.1124 | CPSTA | CPS | LAREDO1_C | [DSC]HS03K31, [LD]LXFMR3 | Confirmed
LAREDO1 | 138 | TOPOLOGY.CPSTA.CPS.LAREDO1.138.1125 | CPSTA | CPS | LAREDO1_D | [DSC]HS04K31, [LD]LXFMR4 | Confirmed
LASIERRA | 138 | TOPOLOGY.CPSTA.CPS.LASIERRA.138.0005 | CPSTA | CPS | LASIERRA_B | [CB]03U1_CS, [LD]LXFMR3 | Confirmed
LASIERRA | 138 | TOPOLOGY.CPSTA.CPS.LASIERRA.138.1129 | CPSTA | CPS | LASIERRA_A | [DSC]01U11, [LD]LXFMR1 | Confirmed
LEON_CRK | 13.8 | TOPOLOGY.CPSTA.CPS.LEON_CRK.13.8.1147 | CPSTA | CPS | LEON_CRK_E | [XF]138_13_1, [UN]LCP3G3 | Confirmed
LEON_CRK | 13.8 | TOPOLOGY.CPSTA.CPS.LEON_CRK.13.8.1150 | CPSTA | CPS | LEON_CRK_F | [XF]138_13_2, [UN]LCP4G4 | Confirmed
LEON_CRK | 13.8 | TOPOLOGY.CPSTA.CPS.LEON_CRK.13.8.CTG1 | CPSTA | CPS | LEON_CRK_A | [CB]10D5, [UN]LCPCT1 | Confirmed
LEON_CRK | 13.8 | TOPOLOGY.CPSTA.CPS.LEON_CRK.13.8.CTG2 | CPSTA | CPS | LEON_CRK_B | [CB]11D5, [UN]LCPCT2 | Confirmed
LEON_CRK | 13.8 | TOPOLOGY.CPSTA.CPS.LEON_CRK.13.8.CTG3 | CPSTA | CPS | LEON_CRK_C | [CB]12D5, [UN]LCPCT3 | Confirmed
LEON_CRK | 13.8 | TOPOLOGY.CPSTA.CPS.LEON_CRK.13.8.CTG4 | CPSTA | CPS | LEON_CRK_D | [CB]13D5, [UN]LCPCT4 | Confirmed
LEON_CRK | 138 | TOPOLOGY.CPSTA.CPS.LEON_CRK.138.1381 | CPSTA | CPS | LEON_CRK_T | [DSC]27D53, [DSC]29D52, [DSC]31D53, [DSC]C1D51 | Confirmed
LEON_CRK | 138 | TOPOLOGY.CPSTA.CPS.LEON_CRK.138.1382 | CPSTA | CPS | LEON_CRK_W | [DSC]22D53, [DSC]24D52, [DSC]28D53, [DSC]C2D51 | Confirmed
LYTLE | 138 | TOPOLOGY.CPSTA.CPS.LYTLE.138.0009 | CPSTA | CPS | LYTLE_B | [CB]03X2_CB, [LD]LXFMR3, [CB]X23C | Confirmed
LYTLE | 138 | TOPOLOGY.CPSTA.CPS.LYTLE.138.1381 | CPSTA | CPS | LYTLE_D | [DSC]11X22, [DSC]12X23, [CB]CPC1X2_CB, [CB]LN12X2_ | Confirmed
LYTLE | 138 | TOPOLOGY.CPSTA.CPS.LYTLE.138.1384 | CPSTA | CPS | LYTLE_A | [DSC]HS01X21, [LD]LXFMR1, [CB]X21C | Confirmed
MARBACH | 138 | TOPOLOGY.CPSTA.CPS.MARBACH.138.1161 | CPSTA | CPS | MARBACH_A | [DSC]02P21, [LD]LXFMR2 | Confirmed
MARBACH | 138 | TOPOLOGY.CPSTA.CPS.MARBACH.138.1162 | CPSTA | CPS | MARBACH_B | [DSC]03P21, [LD]LXFMR3 | Confirmed
MARBACH | 138 | TOPOLOGY.CPSTA.CPS.MARBACH.138.1163 | CPSTA | CPS | MARBACH_C | [DSC]04P21, [LD]LXFMR4 | Confirmed
MED_CTR | 138 | TOPOLOGY.CPSTA.CPS.MED_CTR.138.1173 | CPSTA | CPS | MED_CTR_A | [DSC]HS03M31, [LD]LXFMR3 | Confirmed
MED_CTR | 138 | TOPOLOGY.CPSTA.CPS.MED_CTR.138.1174 | CPSTA | CPS | MED_CTR_B | [LD]LXFMR4, [DSC]MDS4 | Confirmed
MED_CTR | 138 | TOPOLOGY.CPSTA.CPS.MED_CTR.138.1175 | CPSTA | CPS | MED_CTR_C | [DSC]HS922, [LD]LXFMR1 | Confirmed
MED_CTR | 138 | TOPOLOGY.CPSTA.CPS.MED_CTR.138.1176 | CPSTA | CPS | MED_CTR_D | [DSC]HS923, [LD]LXFMR2 | Confirmed
MEDINABS | 138 | TOPOLOGY.CPSTA.CPS.MEDINABS.138.1186 | CPSTA | CPS | MEDINABS_A | [DSC]01X11, [LD]LXFMR1 | Confirmed
MEDINABS | 138 | TOPOLOGY.CPSTA.CPS.MEDINABS.138.1187 | CPSTA | CPS | MEDINABS_B | [DSC]02X11, [LD]LXFMR2 | Confirmed
MEDINABS | 138 | TOPOLOGY.CPSTA.CPS.MEDINABS.138.1188 | CPSTA | CPS | MEDINABS_C | [DSC]03X11, [LD]LXFMR3 | Confirmed
MERIDA | 138 | TOPOLOGY.CPSTA.CPS.MERIDA.138.10R2 | CPSTA | CPS | MERIDA_D | [DSC]03R21, [DSC]10R22, [DSC]10R23 | Confirmed
MERIDA | 138 | TOPOLOGY.CPSTA.CPS.MERIDA.138.11R2 | CPSTA | CPS | MERIDA_E | [DSC]02R21, [DSC]10R23, [DSC]11R22, [DSC]12R21 | Confirmed
MERIDA | 138 | TOPOLOGY.CPSTA.CPS.MERIDA.138.1385 | CPSTA | CPS | MERIDA_A | [DSC]03R21, [LD]LXFMR3 | Confirmed
MERIDA | 138 | TOPOLOGY.CPSTA.CPS.MERIDA.138.1386 | CPSTA | CPS | MERIDA_C | [DSC]01R21, [LD]LXFMR1 | Confirmed
MERIDA | 138 | TOPOLOGY.CPSTA.CPS.MERIDA.138.1387 | CPSTA | CPS | MERIDA_B | [DSC]02R21, [LD]LXFMR2 | Confirmed
MERIDA | 138 | TOPOLOGY.CPSTA.CPS.MERIDA.138.900 | CPSTA | CPS | MERIDA_F | [DSC]01R21, [DSC]12R22, [DSC]899, [DSC]C1R21 | Confirmed
NACDCHES | 138 | TOPOLOGY.CPSTA.CPS.NACDCHES.138.1199 | CPSTA | CPS | NACDCHES_B | [DSC]01K21, [LD]LXFMR1 | Confirmed
NACDCHES | 138 | TOPOLOGY.CPSTA.CPS.NACDCHES.138.1200 | CPSTA | CPS | NACDCHES_A | [DSC]02K21, [LD]LXFMR2 | Confirmed
NACDCHES | 138 | TOPOLOGY.CPSTA.CPS.NACDCHES.138.1201 | CPSTA | CPS | NACDCHES_C | [DSC]04K21, [LD]LXFMR4 | Confirmed
OLMOS | 138 | TOPOLOGY.CPSTA.CPS.OLMOS.138.1207 | CPSTA | CPS | OLMOS_B | [DSC]HS01H11, [LD]LXFMR1 | Confirmed
OLMOS | 138 | TOPOLOGY.CPSTA.CPS.OLMOS.138.1208 | CPSTA | CPS | OLMOS_A | [DSC]HS03H11, [LD]LXFMR3 | Confirmed
OLMOS | 138 | TOPOLOGY.CPSTA.CPS.OLMOS.138.1209 | CPSTA | CPS | OLMOS_C | [DSC]HS04H11, [LD]LXFMR4 | Confirmed
PARSONS | 138 | TOPOLOGY.CPSTA.CPS.PARSONS.138.1214 | CPSTA | CPS | PARSONS_A | [DSC]HS01Y31, [LD]LXFMR1 | Confirmed
PARSONS | 138 | TOPOLOGY.CPSTA.CPS.PARSONS.138.1216 | CPSTA | CPS | PARSONS_B | [DSC]HS02Y31, [LD]LXFMR2 | Confirmed
PEARSAL | 138 | TOPOLOGY.CPSTA.CPS.PEARSAL.138.1220 | CPSTA | CPS | PEARSAL_B | [DSC]04A41, [LD]LXFMR4 | Confirmed
PEARSAL | 138 | TOPOLOGY.CPSTA.CPS.PEARSAL.138.1221 | CPSTA | CPS | PEARSAL_A | [DSC]03A41, [LD]LXFMR3 | Confirmed
PINN_RD | 138 | TOPOLOGY.CPSTA.CPS.PINN_RD.138.1225 | CPSTA | CPS | PINN_RD_A | [DSC]HS02D41, [LD]LXFMR2 | Confirmed
PINN_RD | 138 | TOPOLOGY.CPSTA.CPS.PINN_RD.138.1226 | CPSTA | CPS | PINN_RD_B | [DSC]HS03D41, [LD]LXFMR3 | Confirmed
QUINTANA | 138 | TOPOLOGY.CPSTA.CPS.QUINTANA.138.1231 | CPSTA | CPS | QUINTANA_A | [DSC]01R11, [LD]LXFMR1 | Confirmed
QUINTANA | 138 | TOPOLOGY.CPSTA.CPS.QUINTANA.138.1232 | CPSTA | CPS | QUINTANA_B | [DSC]02R11, [LD]LXFMR2 | Confirmed
RANDOLPH | 138 | TOPOLOGY.CPSTA.CPS.RANDOLPH.138.0003 | CPSTA | CPS | RANDOLPH_A | [CB]HS03W2, [LD]LXFMR3 | Confirmed
RANDOLPH | 138 | TOPOLOGY.CPSTA.CPS.RANDOLPH.138.1237 | CPSTA | CPS | RANDOLPH_B | [CB]CBC1, [DSC]HS01W21, [LD]LXFMR1 | Confirmed
RANDOLPH | 138 | TOPOLOGY.CPSTA.CPS.RANDOLPH.138.1238 | CPSTA | CPS | RANDOLPH_C | [CB]CBC2, [DSC]HS02W21, [LD]LXFMR2 | Confirmed
SKYLINE | 138 | TOPOLOGY.CPSTA.CPS.SKYLINE.138.1262 | CPSTA | CPS | SKYLINE_AA | [DSC]03P31, [LD]LXFMR3 | Confirmed
SKYLINE | 138 | TOPOLOGY.CPSTA.CPS.SKYLINE.138.1263 | CPSTA | CPS | SKYLINE_AB | [DSC]05P31, [LD]LXFMR5 | Confirmed
SKYLINE | 138 | TOPOLOGY.CPSTA.CPS.SKYLINE.138.1382 | CPSTA | CPS | SKYLINE_AH | [DSC]26P33, [DSC]27P32, [DSC]28P32, [DSC]29P32, [D | Confirmed
SKYLINE | 138 | TOPOLOGY.CPSTA.CPS.SKYLINE.138.3815 | CPSTA | CPS | SKYLINE_AF | [DSC]21P32, [DSC]22P32, [DSC]24P32, [DSC]24P34 | Confirmed
SKYLINE | 345 | TOPOLOGY.CPSTA.CPS.SKYLINE.345.4519 | CPSTA | CPS | SKYLINE_P | [DSC]21P42, [DSC]99971, [DSC]LN9994 | Confirmed
SOMERSET | 138 | TOPOLOGY.CPSTA.CPS.SOMERSET.138.0017 | CPSTA | CPS | SOMERSET_A | [DSC]02E31, [LD]LXFMR2 | Confirmed
SOMERSET | 138 | TOPOLOGY.CPSTA.CPS.SOMERSET.138.1273 | CPSTA | CPS | SOMERSET_B | [DSC]HS04E31, [LD]LXFMR4 | Confirmed
SOUTHSAN | 138 | TOPOLOGY.CPSTA.CPS.SOUTHSAN.138.0001 | CPSTA | CPS | SOUTHSAN_B | [DSC]HS03J01, [LD]LXFMR3 | Confirmed
SOUTHSAN | 138 | TOPOLOGY.CPSTA.CPS.SOUTHSAN.138.1297 | CPSTA | CPS | SOUTHSAN_A | [DSC]HS01J01, [LD]LXFMR1 | Confirmed
SOUTHSAN | 138 | TOPOLOGY.CPSTA.CPS.SOUTHSAN.138.1298 | CPSTA | CPS | SOUTHSAN_C | [DSC]HS04J01, [LD]LXFMR4 | Confirmed
ST_HEDWG | 138 | TOPOLOGY.CPSTA.CPS.ST_HEDWG.138.0006 | CPSTA | CPS | ST_HEDWG_C | [CB]04L2, [LD]LXFMR4 | Confirmed
ST_HEDWG | 138 | TOPOLOGY.CPSTA.CPS.ST_HEDWG.138.0300 | CPSTA | CPS | ST_HEDWG_V_A | [DSC]8019, [DSC]8599, [DSC]HS903 | New NodeKey
ST_HEDWG | 138 | TOPOLOGY.CPSTA.CPS.ST_HEDWG.138.0450 | CPSTA | CPS | ST_HEDWG_V_B | [DSC]02L21, [DSC]14L23, [DSC]8601 | New NodeKey
ST_HEDWG | 138 | TOPOLOGY.CPSTA.CPS.ST_HEDWG.138.1315 | CPSTA | CPS | ST_HEDWG_A | [DSC]HS903, [LD]LXFMR1 | Confirmed
ST_HEDWG | 138 | TOPOLOGY.CPSTA.CPS.ST_HEDWG.138.1316 | CPSTA | CPS | ST_HEDWG_B | [DSC]02L21, [LD]LXFMR2 | Confirmed
STCKDALE | 138 | TOPOLOGY.CPSTA.CPS.STCKDALE.138.1383 | CPSTA | CPS | STCKDALE_B | [DSC]BT11F13_DSC, [DSC]BT12F1_DSC, [CB]LN11F12_CB | Confirmed
STONEGAT | 138 | TOPOLOGY.CPSTA.CPS.STONEGAT.138.0014 | CPSTA | CPS | STONEGAT_A | [CB]03V0, [LD]LXFMR3 | Confirmed
STONEGAT | 138 | TOPOLOGY.CPSTA.CPS.STONEGAT.138.0100 | CPSTA | CPS | STONEGAT_L_B | [CB]02V0, [LD]LXFMR2 | New NodeKey
STREICH | 138 | TOPOLOGY.CPSTA.CPS.STREICH.138.1323 | CPSTA | CPS | STREICH_A | [DSC]HS04X31, [LD]LXFMR4 | Confirmed
SUTHRLND | 138 | TOPOLOGY.CPSTA.CPS.SUTHRLND.138.1327 | CPSTA | CPS | SUTHRLND_A | [LD]LD1, [CB]SS_H1_CB | Confirmed
SUTHRLND | 138 | TOPOLOGY.CPSTA.CPS.SUTHRLND.138.1328 | CPSTA | CPS | SUTHRLND_B | [LD]LD2, [CB]SS_H2_CB | Confirmed
SWRI | 138 | TOPOLOGY.CPSTA.CPS.SWRI.138.0014 | CPSTA | CPS | SWRI_A | [CB]CS02X4, [LD]SWRI_XF1 | Confirmed
SWRI | 138 | TOPOLOGY.CPSTA.CPS.SWRI.138.0016 | CPSTA | CPS | SWRI_B | [CB]CS03X4, [LD]SWRI_XF2 | Confirmed
TENTH_ST | 138 | TOPOLOGY.CPSTA.CPS.TENTH_ST.138.1336 | CPSTA | CPS | TENTH_ST_D | [DSC]HS01D01, [LD]LXFMR1 | Confirmed
TENTH_ST | 138 | TOPOLOGY.CPSTA.CPS.TENTH_ST.138.1337 | CPSTA | CPS | TENTH_ST_E | [DSC]HS02D01, [LD]LXFMR2 | Confirmed
TENTH_ST | 138 | TOPOLOGY.CPSTA.CPS.TENTH_ST.138.1338 | CPSTA | CPS | TENTH_ST_B | [DSC]HS03D01, [LD]LXFMR3 | Confirmed
TENTH_ST | 138 | TOPOLOGY.CPSTA.CPS.TENTH_ST.138.1339 | CPSTA | CPS | TENTH_ST_A | [DSC]HS04D01, [LD]LXFMR4 | Confirmed
TENTH_ST | 138 | TOPOLOGY.CPSTA.CPS.TENTH_ST.138.1340 | CPSTA | CPS | TENTH_ST_C | [DSC]HS06D01, [LD]LXFMR6 | Confirmed
TENTH_ST | 138 | TOPOLOGY.CPSTA.CPS.TENTH_ST.138.1341 | CPSTA | CPS | TENTH_ST_F | [DSC]HS07D01, [LD]LXFMR7 | Confirmed
TENTH_ST | 138 | TOPOLOGY.CPSTA.CPS.TENTH_ST.138.1342 | CPSTA | CPS | TENTH_ST_G | [DSC]HS08D01, [LD]LXFMR8 | Confirmed
TENTH_ST | 138 | TOPOLOGY.CPSTA.CPS.TENTH_ST.138.1382 | CPSTA | CPS | TENTH_ST_H | [DSC]10D02, [DSC]HS04D01, [DSC]HS11D01 | Confirmed
TERRELL | 138 | TOPOLOGY.CPSTA.CPS.TERRELL.138.1348 | CPSTA | CPS | TERRELL_D | [DSC]193, [LD]LXFMR3 | Confirmed
TERRELL | 138 | TOPOLOGY.CPSTA.CPS.TERRELL.138.1349 | CPSTA | CPS | TERRELL_A | [DSC]212, [LD]LXFMR4 | Confirmed
TERRELL | 138 | TOPOLOGY.CPSTA.CPS.TERRELL.138.1350 | CPSTA | CPS | TERRELL_B | [DSC]232, [LD]LXFMR1 | Confirmed
TERRELL | 138 | TOPOLOGY.CPSTA.CPS.TERRELL.138.1351 | CPSTA | CPS | TERRELL_C | [DSC]234, [LD]LXFMR2 | Confirmed
TOYOTA | 138 | TOPOLOGY.CPSTA.CPS.TOYOTA.138.0018 | CPSTA | CPS | TOYOTA_A | [CB]02T3, [LD]TR02 | Confirmed
TOYOTA | 138 | TOPOLOGY.CPSTA.CPS.TOYOTA.138.0020 | CPSTA | CPS | TOYOTA_B | [CB]03T3, [LD]TR03 | Confirmed
TUTTLE | 13.8 | TOPOLOGY.CPSTA.CPS.TUTTLE.13.8.1373 | CPSTA | CPS | TUTTLE_A | [XF]138_13_1, [UN]WBT1G1 | Confirmed
TUTTLE | 13.8 | TOPOLOGY.CPSTA.CPS.TUTTLE.13.8.1376 | CPSTA | CPS | TUTTLE_B | [XF]138_13_2, [UN]WBT2G2 | Confirmed
TUTTLE | 13.8 | TOPOLOGY.CPSTA.CPS.TUTTLE.13.8.1379 | CPSTA | CPS | TUTTLE_C | [XF]138_13_3, [UN]WBT3G3 | Confirmed
TUTTLE | 138 | TOPOLOGY.CPSTA.CPS.TUTTLE.138.1381 | CPSTA | CPS | TUTTLE_I | [DSC]10A22, [DSC]11A22, [DSC]15A22, [DSC]16A21 | Confirmed
TUTTLE | 138 | TOPOLOGY.CPSTA.CPS.TUTTLE.138.1382 | CPSTA | CPS | TUTTLE_J | [DSC]13A22, [DSC]17A22, [DSC]18A21, [DSC]19A22 | Confirmed
TUTTLE | 138 | TOPOLOGY.CPSTA.CPS.TUTTLE.138.1383 | CPSTA | CPS | TUTTLE_K | [DSC]16A22, [DSC]22A22, [DSC]23A22, [DSC]24A22, [D | Confirmed
TUTTLE | 138 | TOPOLOGY.CPSTA.CPS.TUTTLE.138.1384 | CPSTA | CPS | TUTTLE_L | [DSC]18A22, [DSC]20A22, [DSC]26A22, [DSC]30A22, [D | Confirmed
TUTTLE | 18 | TOPOLOGY.CPSTA.CPS.TUTTLE.18.0382 | CPSTA | CPS | TUTTLE_D | [XF]138_18_4, [UN]WBT4G4 | Confirmed
USAA | 138 | TOPOLOGY.CPSTA.CPS.USAA.138.0003 | CPSTA | CPS | USAA_H0 | [DSC]10H0, [DSC]11H0, [LD]LXFMR1 | Confirmed
USAA2 | 138 | TOPOLOGY.CPSTA.CPS.USAA2.138.1397 | CPSTA | CPS | USAA2_AA | [DSC]01C21, [LD]LXFMR1 | Confirmed
UTSA | 138 | TOPOLOGY.CPSTA.CPS.UTSA.138.0003 | CPSTA | CPS | UTSA_L_A | [CB]04M4, [LD]LXFMR4 | New NodeKey
UTSA | 138 | TOPOLOGY.CPSTA.CPS.UTSA.138.1404 | CPSTA | CPS | UTSA_A | [CB]01M4, [LD]LXFMR1 | Confirmed
UTSA | 138 | TOPOLOGY.CPSTA.CPS.UTSA.138.1405 | CPSTA | CPS | UTSA_B | [DSC]03M41, [LD]LXFMR3 | Confirmed
VALLEY | 138 | TOPOLOGY.CPSTA.CPS.VALLEY.138.1417 | CPSTA | CPS | VALLEY_A | [DSC]HS01Q11, [LD]LXFMR1 | Confirmed
VALLEY | 138 | TOPOLOGY.CPSTA.CPS.VALLEY.138.1418 | CPSTA | CPS | VALLEY_B | [DSC]HS02Q11, [LD]LXFMR2 | Confirmed
VLSI | 138 | TOPOLOGY.CPSTA.CPS.VLSI.138.1423 | CPSTA | CPS | VLSI_A | [DSC]HS01B21, [LD]LXFMR1 | Confirmed
VLSI | 138 | TOPOLOGY.CPSTA.CPS.VLSI.138.1424 | CPSTA | CPS | VLSI_B | [DSC]HS02B21, [LD]LXFMR2 | Confirmed
WALZEM | 138 | TOPOLOGY.CPSTA.CPS.WALZEM.138.1448 | CPSTA | CPS | WALZEM_A | [DSC]0103, [LD]LXFMR1 | Confirmed
WALZEM | 138 | TOPOLOGY.CPSTA.CPS.WALZEM.138.1449 | CPSTA | CPS | WALZEM_D | [DSC]04031, [LD]LXFMR4 | Confirmed
WALZEM | 138 | TOPOLOGY.CPSTA.CPS.WALZEM.138.1450 | CPSTA | CPS | WALZEM_B | [DSC]933, [LD]LXFMR2 | Confirmed
WALZEM | 138 | TOPOLOGY.CPSTA.CPS.WALZEM.138.1451 | CPSTA | CPS | WALZEM_C | [DSC]948, [LD]LXFMR3 | Confirmed
WSTSIDE | 138 | TOPOLOGY.CPSTA.CPS.WSTSIDE.138.1454 | CPSTA | CPS | WSTSIDE_B | [DSC]2009, [LD]LXFMR1 | Confirmed
WSTSIDE | 138 | TOPOLOGY.CPSTA.CPS.WSTSIDE.138.1455 | CPSTA | CPS | WSTSIDE_C | [DSC]2019, [LD]LXFMR2 | Confirmed
WSTSIDE | 138 | TOPOLOGY.CPSTA.CPS.WSTSIDE.138.1456 | CPSTA | CPS | WSTSIDE_A | [DSC]33, [LD]LXFMR3 | Confirmed
AIR_LIQC | 69 | TOPOLOGY.CSWSA.CBEN.AIR_LIQC.69.0005 | CSWSA | CBEN | AIR_LIQC_L_A | [DSC]1098, [LD]AIR_LIQC_L1 | No Original Name
AIR_LIQI | 138 | TOPOLOGY.CSWSA.CBEN.AIR_LIQI.138.0002 | CSWSA | CBEN | AIR_LIQI_L_A | [DSC]8081, [LD]AIR_LIQI_LD2, [LD]LD01 | No Original Name
AIRCO4 | 138 | TOPOLOGY.CSWSA.CBEN.AIRCO4.138.2441 | CSWSA | CBEN | AIRCO4_L_A | [DSC]5264, [LD]AIRCO4L1 | No Original Name
AIRCO4 | 138 | TOPOLOGY.CSWSA.CBEN.AIRCO4.138.BB1 | CSWSA | CBEN | AIRCO4_V_A | [DSC]2796, [DSC]2831, [DSC]5266 | No Original Name
AIRLINE | 138 | TOPOLOGY.CSWSA.CBEN.AIRLINE.138.BUS1 | CSWSA | CBEN | AIRLINE_V_A | [DSC]3361, [CB]7053_CS, [DSC]8096, [DSC]8404, [DSC | New NodeKey
AIRLINE | 138 | TOPOLOGY.CSWSA.CBEN.AIRLINE.138.BUS2 | CSWSA | CBEN | AIRLINE_V_B | [DSC]4506, [CB]5508_CS, [DSC]6361, [DSC]826, [DSC] | New NodeKey
AIRLINE | 69 | TOPOLOGY.CSWSA.CBEN.AIRLINE.69.1061 | CSWSA | CBEN | AIRLINE_V_C | [DSC]6936, [DSC]6994, [DSC]7476, [DSC]7496, [DSC]8 | No Original Name
AIRLINE | 69 | TOPOLOGY.CSWSA.CBEN.AIRLINE.69.1062 | CSWSA | CBEN | AIRLINE_V_D | [DSC]5256, [DSC]6926, [DSC]6956, [DSC]7026, [DSC]7 | No Original Name
AIRLINE | 69 | TOPOLOGY.CSWSA.CBEN.AIRLINE.69.3003 | CSWSA | CBEN | AIRLINE_L_A | [LD]69_12_3, [DSC]7024 | No Original Name
AIRLINE | 69 | TOPOLOGY.CSWSA.CBEN.AIRLINE.69.3004 | CSWSA | CBEN | AIRLINE_L_B | [LD]69_12_4, [DSC]7524 | No Original Name
AIRLINE | 69 | TOPOLOGY.CSWSA.CBEN.AIRLINE.69.3006 | CSWSA | CBEN | AIRLINE_L_C | [LD]69_12_1, [DSC]7494 | No Original Name
AIRLINE | 69 | TOPOLOGY.CSWSA.CBEN.AIRLINE.69.3008 | CSWSA | CBEN | AIRLINE_L_D | [LD]69_12_2, [DSC]7474 | No Original Name
ALAZAN | 138 | TOPOLOGY.CSWSA.CBEN.ALAZAN.138.0002 | CSWSA | CBEN | ALAZAN_L_A | [DSC]1363, [LD]138_12 | No Original Name
ALCOA | 138 | TOPOLOGY.CSWSA.CBEN.ALCOA.138.0010 | CSWSA | CBEN | ALCOA_L_A | [DSC]1713, [LD]LOAD2 | No Original Name
ALCOA | 138 | TOPOLOGY.CSWSA.CBEN.ALCOA.138.0011 | CSWSA | CBEN | ALCOA_L_B | [DSC]2243, [LD]LOAD1 | No Original Name
ALICE | 69 | TOPOLOGY.CSWSA.CBEN.ALICE.69.1061 | CSWSA | CBEN | ALICE_V_A | [DSC]1638, [DSC]2501, [DSC]2911, [DSC]703, [DSC]92 | No Original Name
ALICE | 69 | TOPOLOGY.CSWSA.CBEN.ALICE.69.3029 | CSWSA | CBEN | ALICE_L_A | [DSC]1184, [LD]2_69_12 | No Original Name
ALICE | 69 | TOPOLOGY.CSWSA.CBEN.ALICE.69.3030 | CSWSA | CBEN | ALICE_L_B | [LD]1_69_12, [DSC]703 | No Original Name
ALTAIR | 69 | TOPOLOGY.CSWSA.CBEN.ALTAIR.69.1061 | CSWSA | CBEN | ALTAIR_V_A | [CB]8655_CB, [CB]8665_CB, [CB]8675_CB, [CB]8685_CB | No Original Name
ANNA_ST | 138 | TOPOLOGY.CSWSA.CBEN.ANNA_ST.138.0016 | CSWSA | CBEN | ANNA_ST_L_A | [LD]1_138_12, [CB]653 | New NodeKey
ANNA_ST | 138 | TOPOLOGY.CSWSA.CBEN.ANNA_ST.138.0017 | CSWSA | CBEN | ANNA_ST_L_B | [LD]2_138_12, [CB]2838 | New NodeKey
ARANSAS | 69 | TOPOLOGY.CSWSA.CBEN.ARANSAS.69.3038 | CSWSA | CBEN | ARANSAS_L_A | [LD]69_12_1, [DSC]8083 | No Original Name
ARANSAS | 69 | TOPOLOGY.CSWSA.CBEN.ARANSAS.69.3039 | CSWSA | CBEN | ARANSAS_L_B | [LD]69_12_2, [DSC]8067 | No Original Name
ARCADIA | 138 | TOPOLOGY.CSWSA.CBEN.ARCADIA.138.0002 | CSWSA | CBEN | ARCADIA_V_A | [DSC]7501, [DSC]7521, [DSC]7541, [DSC]7591 | No Original Name
ARCADIA | 138 | TOPOLOGY.CSWSA.CBEN.ARCADIA.138.0028 | CSWSA | CBEN | ARCADIA_L_A | [LD]69_12_1, [DSC]7500 | No Original Name
ARCADIA | 138 | TOPOLOGY.CSWSA.CBEN.ARCADIA.138.0033 | CSWSA | CBEN | ARCADIA_V_B | [DSC]2971, [DSC]7506, [DSC]7539 | No Original Name
ARCADIA | 138 | TOPOLOGY.CSWSA.CBEN.ARCADIA.138.0045 | CSWSA | CBEN | ARCADIA_L_B | [LD]69_12_2, [DSC]7505 | No Original Name
ARMSTRON | 138 | TOPOLOGY.CSWSA.CBEN.ARMSTRON.138.3756 | CSWSA | CBEN | ARMSTRON_L_A | [LD]138_12, [DSC]6877 | No Original Name
ASHERTON | 138 | TOPOLOGY.CSWSA.CBEN.ASHERTON.138.1131 | CSWSA | CBEN | ASHERTON_V_A | [DSC]2041, [DSC]3406, [DSC]4037, [DSC]568, [DSC]91 | No Original Name
ASHERTON | 138 | TOPOLOGY.CSWSA.CBEN.ASHERTON.138.1132 | CSWSA | CBEN | ASHERTON_V_B | [DSC]1206, [DSC]568, [DSC]9161 | No Original Name
ASHERTON | 69 | TOPOLOGY.CSWSA.CBEN.ASHERTON.69.1061 | CSWSA | CBEN | ASHERTON_V_C | [DSC]2061, [DSC]247, [DSC]776, [DSC]831, [DSC]832, | No Original Name
ASHERTON | 69 | TOPOLOGY.CSWSA.CBEN.ASHERTON.69.4325 | CSWSA | CBEN | ASHERTON_L_A | [LD]1_69_12, [DSC]247 | No Original Name
ASPHALT | 138 | TOPOLOGY.CSWSA.CBEN.ASPHALT.138.4329 | CSWSA | CBEN | ASPHALT_L_A | [LD]138_12, [DSC]507 | No Original Name
B_DAVIS | 138 | TOPOLOGY.CSWSA.CBEN.B_DAVIS.138.1131 | CSWSA | CBEN | B_DAVIS_V_A | [DSC]5001, [DSC]5011, [DSC]5036, [DSC]9511, [DSC]9 | No Original Name
B_DAVIS | 138 | TOPOLOGY.CSWSA.CBEN.B_DAVIS.138.1132 | CSWSA | CBEN | B_DAVIS_V_B | [DSC]5006, [DSC]5046, [DSC]5051, [DSC]5741, [DSC]5 | No Original Name
B_DAVIS | 138 | TOPOLOGY.CSWSA.CBEN.B_DAVIS.138.3059 | CSWSA | CBEN | B_DAVIS_L_A | [LD]1, [DSC]5044, [DSC]9519 | No Original Name
B_DAVIS | 22 | TOPOLOGY.CSWSA.CBEN.B_DAVIS.22.G2H | CSWSA | CBEN | B_DAVIS_R_A | [XF]138_22_2, [UN]B_DAVIG2 | No Original Name
B_DAVIS | 24 | TOPOLOGY.CSWSA.CBEN.B_DAVIS.24.G1H | CSWSA | CBEN | B_DAVIS_R_B | [XF]138_24_1, [UN]B_DAVIG1 | No Original Name
B_GRAVEL | 69 | TOPOLOGY.CSWSA.CBEN.B_GRAVEL.69.2461 | CSWSA | CBEN | B_GRAVEL_L_A | [LD]1, [DSC]3927 | No Original Name
BANQUETE | 69 | TOPOLOGY.CSWSA.CBEN.BANQUETE.69.3070 | CSWSA | CBEN | BANQUETE_L_A | [DSC]133, [LD]69_12 | No Original Name
BAY_CITY | 138 | TOPOLOGY.CSWSA.CBEN.BAY_CITY.138.1131 | CSWSA | CBEN | BAY_CITY_V_A | [DSC]706, [DSC]73_DSC, [DSC]962 | No Original Name
BAY_CITY | 138 | TOPOLOGY.CSWSA.CBEN.BAY_CITY.138.1132 | CSWSA | CBEN | BAY_CITY_V_B | [DSC]1066, [DSC]1682, [DSC]982_DSC | No Original Name
BAY_CITY | 138 | TOPOLOGY.CSWSA.CBEN.BAY_CITY.138.2466 | CSWSA | CBEN | BAY_CITY_L_A | [LD]138_12_1, [CB]973_CS | No Original Name
BAY_CITY | 138 | TOPOLOGY.CSWSA.CBEN.BAY_CITY.138.2467 | CSWSA | CBEN | BAY_CITY_L_B | [CB]1007_CS, [LD]138_12_2 | No Original Name
BEEVILLE | 69 | TOPOLOGY.CSWSA.CBEN.BEEVILLE.69.1061 | CSWSA | CBEN | BEEVILLE_V_A | [DSC]1681, [DSC]1691, [DSC]2071, [DSC]4428, [DSC]5 | No Original Name
BEEVILLE | 69 | TOPOLOGY.CSWSA.CBEN.BEEVILLE.69.2476 | CSWSA | CBEN | BEEVILLE_L_A | [LD]69_12_1, [DSC]8484 | No Original Name
BEEVILLE | 69 | TOPOLOGY.CSWSA.CBEN.BEEVILLE.69.2478 | CSWSA | CBEN | BEEVILLE_L_B | [LD]69_12_2, [DSC]8794 | No Original Name
BERCLAIR | 69 | TOPOLOGY.CSWSA.CBEN.BERCLAIR.69.6301 | CSWSA | CBEN | BERCLAIR_L_A | [DSC]1193, [DSC]1195, [LD]69_12 | No Original Name
BIG_FOOT | 138 | TOPOLOGY.CSWSA.CBEN.BIG_FOOT.138.1131 | CSWSA | CBEN | BIG_FOOT_V_A | [CB]2083_CS, [CB]2093_CS, [DSC]5593, [CB]9462_CS | No Original Name
BIG_FOOT | 69 | TOPOLOGY.CSWSA.CBEN.BIG_FOOT.69.1061 | CSWSA | CBEN | BIG_FOOT_V_B | [DSC]2656, [DSC]6046, [DSC]9026, [DSC]9963, [DSC]D | No Original Name
BIG_WELL | 138 | TOPOLOGY.CSWSA.CBEN.BIG_WELL.138.4343 | CSWSA | CBEN | BIG_WELL_L_A | [LD]1, [DSC]487 | No Original Name
BIGTRE | 138 | TOPOLOGY.CSWSA.CBEN.BIGTRE.138.1131 | CSWSA | CBEN | BIGTRE_V_A | [DSC]1444, [DSC]2681, [DSC]6583 | No Original Name
BIGTRE | 138 | TOPOLOGY.CSWSA.CBEN.BIGTRE.138.1132 | CSWSA | CBEN | BIGTRE_L_A | [DSC]1387, [DSC]1446, [DSC]1518, [DSC]5126, [LD]BI | No Original Name
BIGTRE | 138 | TOPOLOGY.CSWSA.CBEN.BIGTRE.138.2490 | CSWSA | CBEN | BIGTRE_L_B | [LD]138_13_3, [CB]1777_CS | No Original Name
BIGTRE | 138 | TOPOLOGY.CSWSA.CBEN.BIGTRE.138.2492 | CSWSA | CBEN | BIGTRE_L_C | [LD]138_13_2, [CB]1397_CS | No Original Name
BIGTRE | 138 | TOPOLOGY.CSWSA.CBEN.BIGTRE.138.2494 | CSWSA | CBEN | BIGTRE_L_D | [LD]138_4_1, [CB]6987_CS | No Original Name
BISHOP | 69 | TOPOLOGY.CSWSA.CBEN.BISHOP.69.6301 | CSWSA | CBEN | BISHOP_L_A | [DSC]2677, [LD]69_12, [CB]CAP1_CB | No Original Name
BLESSING | 138 | TOPOLOGY.CSWSA.CBEN.BLESSING.138.1138 | CSWSA | CBEN | BLESSING_V_A | [DSC]1311, [DSC]2816, [DSC]3611, [DSC]9821, [DSC]9 | No Original Name
BLESSING | 69 | TOPOLOGY.CSWSA.CBEN.BLESSING.69.1061 | CSWSA | CBEN | BLESSING_V_B | [DSC]1511, [DSC]1521, [DSC]1531, [DSC]7991, [DSC]9 | No Original Name
BLESSING | 69 | TOPOLOGY.CSWSA.CBEN.BLESSING.69.2504 | CSWSA | CBEN | BLESSING_L_A | [LD]69_12, [DSC]95 | No Original Name
BLKBYU | 138 | TOPOLOGY.CSWSA.CBEN.BLKBYU.138.8BB4 | CSWSA | CBEN | BLKBYU_L_A | [DSC]1063_SW, [LD]LD1063 | No Original Name
BONIVIEW | 69 | TOPOLOGY.CSWSA.CBEN.BONIVIEW.69.3079 | CSWSA | CBEN | BONIVIEW_L_A | [DSC]2467, [LD]69_12 | No Original Name
BRACKVL4 | 138 | TOPOLOGY.CSWSA.CBEN.BRACKVL4.138.4347 | CSWSA | CBEN | BRACKVL4_L_A | [LD]138_12, [DSC]587 | No Original Name
BRACKVL4 | 138 | TOPOLOGY.CSWSA.CBEN.BRACKVL4.138.4348 | CSWSA | CBEN | BRACKVL4_L_B | [DSC]567, [LD]LDPOD1 | No Original Name
BROOKHOL | 69 | TOPOLOGY.CSWSA.CBEN.BROOKHOL.69.2518 | CSWSA | CBEN | BROOKHOL_L_A | [DSC]1377, [LD]69_12_2, [CB]SCC1 | No Original Name
BROOKHOL | 69 | TOPOLOGY.CSWSA.CBEN.BROOKHOL.69.2519 | CSWSA | CBEN | BROOKHOL_L_B | [DSC]2897, [LD]69_12_1 | No Original Name
BRUNI4 | 138 | TOPOLOGY.CSWSA.CBEN.BRUNI4.138.4353 | CSWSA | CBEN | BRUNI4_L_A | [LD]1_138_12, [DSC]1097 | No Original Name
BUENA_VI | 138 | TOPOLOGY.CSWSA.CBEN.BUENA_VI.138.4358 | CSWSA | CBEN | BUENA_VI_L_A | [LD]1_138_12, [CB]8387_CS | No Original Name
BYCTYPM1 | 69 | TOPOLOGY.CSWSA.CBEN.BYCTYPM1.69.2470 | CSWSA | CBEN | BYCTYPM1_L_A | [DSC]258, [LD]69_12 | No Original Name
BYCTYPM3 | 69 | TOPOLOGY.CSWSA.CBEN.BYCTYPM3.69.6301 | CSWSA | CBEN | BYCTYPM3_L_A | [DSC]607, [LD]69_12 | No Original Name
CABANISS | 138 | TOPOLOGY.CSWSA.CBEN.CABANISS.138.3734 | CSWSA | CBEN | CABANISS_L_A | [LD]138_12, [CB]50_CS | No Original Name
CAL_WWKS | 69 | TOPOLOGY.CSWSA.CBEN.CAL_WWKS.69.0006 | CSWSA | CBEN | CAL_WWKS_L_A | [DSC]795, [LD]CALWWL2 | No Original Name
CAL_WWKS | 69 | TOPOLOGY.CSWSA.CBEN.CAL_WWKS.69.0008 | CSWSA | CBEN | CAL_WWKS_L_B | [DSC]277, [LD]CALWWL1 | No Original Name
CAL_WWKS | 69 | TOPOLOGY.CSWSA.CBEN.CAL_WWKS.69.0010 | CSWSA | CBEN | CAL_WWKS_L_C | [DSC]6378, [LD]CALWWL3 | No Original Name
CAMPWOOD | 69 | TOPOLOGY.CSWSA.CBEN.CAMPWOOD.69.4365 | CSWSA | CBEN | CAMPWOOD_L_A | [LD]69_12, [DSC]857 | No Original Name
CANTWELL | 138 | TOPOLOGY.CSWSA.CBEN.CANTWELL.138.0024 | CSWSA | CBEN | CANTWELL_L_A | [DSC]3943, [LD]LD01 | No Original Name
CANTWELL | 138 | TOPOLOGY.CSWSA.CBEN.CANTWELL.138.0025 | CSWSA | CBEN | CANTWELL_L_B | [DSC]3953, [LD]LD02 | No Original Name
CANTWELL | 138 | TOPOLOGY.CSWSA.CBEN.CANTWELL.138.0031 | CSWSA | CBEN | CANTWELL_V_A | [DSC]3939, [DSC]3942, [DSC]3966 | No Original Name
CANTWELL | 138 | TOPOLOGY.CSWSA.CBEN.CANTWELL.138.0040 | CSWSA | CBEN | CANTWELL_V_B | [DSC]3946, [DSC]3947, [DSC]3949 | No Original Name
CANTWELL | 138 | TOPOLOGY.CSWSA.CBEN.CANTWELL.138.0047 | CSWSA | CBEN | CANTWELL_V_C | [DSC]3952, [DSC]3956, [DSC]3959 | No Original Name
CANTWELL | 138 | TOPOLOGY.CSWSA.CBEN.CANTWELL.138.0052 | CSWSA | CBEN | CANTWELL_V_D | [DSC]3953, [DSC]3961, [DSC]3964 | No Original Name
CARANCUA | 69 | TOPOLOGY.CSWSA.CBEN.CARANCUA.69.6301 | CSWSA | CBEN | CARANCUA_L_A | [DSC]3967, [DSC]6513, [LD]69_12 | No Original Name
CARRIZO | 69 | TOPOLOGY.CSWSA.CBEN.CARRIZO.69.4368 | CSWSA | CBEN | CARRIZO_L_A | [DSC]337, [LD]69_12_1 | No Original Name
CARRIZO | 69 | TOPOLOGY.CSWSA.CBEN.CARRIZO.69.4370 | CSWSA | CBEN | CARRIZO_L_B | [DSC]2497, [LD]69_12_2 | No Original Name
CCEC | 138 | TOPOLOGY.CSWSA.CBEN.CCEC.138.0006 | CSWSA | CBEN | CCEC_L_A | [DSC]2364, [XF]CTG1, [LD]LD_PN_G1 | No Original Name
CCEC | 138 | TOPOLOGY.CSWSA.CBEN.CCEC.138.0008 | CSWSA | CBEN | CCEC_L_B | [DSC]2369, [XF]CTG2, [LD]LD_PN_G2 | No Original Name
CCEC | 138 | TOPOLOGY.CSWSA.CBEN.CCEC.138.0011 | CSWSA | CBEN | CCEC_L_C | [DSC]2374, [DSC]2379, [LD]LD_PN_ST, [XF]ST1 | No Original Name
CCEC | 138 | TOPOLOGY.CSWSA.CBEN.CCEC.138.0030 | CSWSA | CBEN | CCEC_L_D | [CB]175, [LD]L1 | No Original Name
CCEC | 18 | TOPOLOGY.CSWSA.CBEN.CCEC.18.0001 | CSWSA | CBEN | CCEC_R_A | [XF]ST1, [UN]ST1 | No Original Name
CCEC | 18 | TOPOLOGY.CSWSA.CBEN.CCEC.18.0002 | CSWSA | CBEN | CCEC_R_B | [CB]CTG1, [UN]GT1 | No Original Name
CCEC | 18 | TOPOLOGY.CSWSA.CBEN.CCEC.18.0003 | CSWSA | CBEN | CCEC_R_C | [CB]CTG2, [UN]GT2 | No Original Name
CELANEBC | 138 | TOPOLOGY.CSWSA.CBEN.CELANEBC.138.1131 | CSWSA | CBEN | CELANEBC_V_A | [CB]1700_CB, [CB]2597_CS, [CB]5085_CB | No Original Name
CELANEBC | 138 | TOPOLOGY.CSWSA.CBEN.CELANEBC.138.1132 | CSWSA | CBEN | CELANEBC_V_B | [CB]2267_CS, [CB]4355_CB, [CB]5085_CB | No Original Name
CELANEBC | 138 | TOPOLOGY.CSWSA.CBEN.CELANEBC.138.2528 | CSWSA | CBEN | CELANEBC_L_A | [LD]138_12_1, [CB]2597_CS | No Original Name
CELANEBC | 138 | TOPOLOGY.CSWSA.CBEN.CELANEBC.138.2529 | CSWSA | CBEN | CELANEBC_L_B | [LD]138_12_2, [CB]2267_CS | No Original Name
CELANEBI | 13.8 | TOPOLOGY.CSWSA.CBEN.CELANEBI.13.8.3096 | CSWSA | CBEN | CELANEBI_R_A | [DSC]53, [UN]CELANEG1 | No Original Name
CELANEBI | 138 | TOPOLOGY.CSWSA.CBEN.CELANEBI.138.1131 | CSWSA | CBEN | CELANEBI_V_A | [CB]2992_CS, [DSC]6306, [DSC]8424, [DSC]868 | No Original Name
CELANEBI | 138 | TOPOLOGY.CSWSA.CBEN.CELANEBI.138.1132 | CSWSA | CBEN | CELANEBI_V_B | [DSC]6074, [CB]6502_CS, [DSC]8426 | No Original Name
CELANEBI | 138 | TOPOLOGY.CSWSA.CBEN.CELANEBI.138.1133 | CSWSA | CBEN | CELANEBI_V_C | [CB]1592_CS, [DSC]6076, [DSC]9621 | No Original Name
CELANEBI | 138 | TOPOLOGY.CSWSA.CBEN.CELANEBI.138.3091 | CSWSA | CBEN | CELANEBI_L_A | [LD]138_12_1, [CB]2992_CS | No Original Name
CELANEBI | 138 | TOPOLOGY.CSWSA.CBEN.CELANEBI.138.3092 | CSWSA | CBEN | CELANEBI_L_B | [LD]138_12_2, [CB]6502_CS | No Original Name
CELANEBI | 138 | TOPOLOGY.CSWSA.CBEN.CELANEBI.138.3093 | CSWSA | CBEN | CELANEBI_L_C | [LD]138_12_3, [CB]1592_CS | No Original Name
CHARLOTT | 69 | TOPOLOGY.CSWSA.CBEN.CHARLOTT.69.4376 | CSWSA | CBEN | CHARLOTT_L_A | [DSC]2785, [LD]69_12 | No Original Name
CHASEFLD | 69 | TOPOLOGY.CSWSA.CBEN.CHASEFLD.69.2533 | CSWSA | CBEN | CHASEFLD_L_A | [DSC]2517, [LD]69_12 | No Original Name
CHOCBAYU | 138 | TOPOLOGY.CSWSA.CBEN.CHOCBAYU.138.0701 | CSWSA | CBEN | CHOCBAYU_L_A | [LD]138/12_1, [CB]3433 | New NodeKey
CITGO_NO | 138 | TOPOLOGY.CSWSA.CBEN.CITGO_NO.138.BB1 | CSWSA | CBEN | CITGO_NO_V_A | [DSC]2321, [DSC]2336, [DSC]2346, [DSC]2457 | No Original Name
CITGO_NO | 138 | TOPOLOGY.CSWSA.CBEN.CITGO_NO.138.BB2 | CSWSA | CBEN | CITGO_NO_V_B | [DSC]2331, [DSC]2341, [DSC]2351, [DSC]2458 | No Original Name
CITGO_W | 138 | TOPOLOGY.CSWSA.CBEN.CITGO_W.138.1131 | CSWSA | CBEN | CITGO_W_V_A | [DSC]4324, [DSC]666, [DSC]847 | No Original Name
CITGO_W | 138 | TOPOLOGY.CSWSA.CBEN.CITGO_W.138.1132 | CSWSA | CBEN | CITGO_W_V_B | [DSC]524, [DSC]536, [DSC]727 | No Original Name
CITGO_W | 138 | TOPOLOGY.CSWSA.CBEN.CITGO_W.138.3112 | CSWSA | CBEN | CITGO_W_L_A | [LD]138_12_1, [CB]743_CS | No Original Name
CITGO_W | 138 | TOPOLOGY.CSWSA.CBEN.CITGO_W.138.3113 | CSWSA | CBEN | CITGO_W_L_B | [LD]138_12_2, [CB]663_CS | No Original Name
CLARK_WD | 138 | TOPOLOGY.CSWSA.CBEN.CLARK_WD.138.3118 | CSWSA | CBEN | CLARK_WD_L_A | [LD]138_12_1, [DSC]2397 | No Original Name
CLARK_WD | 138 | TOPOLOGY.CSWSA.CBEN.CLARK_WD.138.3119 | CSWSA | CBEN | CLARK_WD_L_B | [LD]138_12_2, [DSC]2417 | No Original Name
CLEMVILL | 69 | TOPOLOGY.CSWSA.CBEN.CLEMVILL.69.2538 | CSWSA | CBEN | CLEMVILL_L_A | [DSC]5557, [LD]69_12 | No Original Name
COASTAL | 13.8 | TOPOLOGY.CSWSA.CBEN.COASTAL.13.8.3134 | CSWSA | CBEN | COASTAL_R_A | [CB]1445_CB, [UN]COASTAG1 | No Original Name
COASTAL | 13.8 | TOPOLOGY.CSWSA.CBEN.COASTAL.13.8.3137 | CSWSA | CBEN | COASTAL_R_B | [CB]3460_CB, [UN]COASTAG2 | No Original Name
COASTAL | 69 | TOPOLOGY.CSWSA.CBEN.COASTAL.69.1061 | CSWSA | CBEN | COASTAL_V_A | [DSC]116, [DSC]431, [DSC]6141, [DSC]8206, [DSC]821 | No Original Name
COASTAL | 69 | TOPOLOGY.CSWSA.CBEN.COASTAL.69.3128 | CSWSA | CBEN | COASTAL_L_A | [DSC]6139, [LD]69_12_2 | No Original Name
COASTAL | 69 | TOPOLOGY.CSWSA.CBEN.COASTAL.69.3129 | CSWSA | CBEN | COASTAL_L_B | [LD]69_12_1, [DSC]8214 | No Original Name
COASTSTE | 69 | TOPOLOGY.CSWSA.CBEN.COASTSTE.69.1061 | CSWSA | CBEN | COASTSTE_L_A | [LD]1, [DSC]2631, [DSC]2635, [DSC]7083, [DSC]7086 | No Original Name
COASTSTE | 69 | TOPOLOGY.CSWSA.CBEN.COASTSTE.69.1062 | CSWSA | CBEN | COASTSTE_L_B | [LD]2, [DSC]2635, [DSC]2641, [DSC]7093, [DSC]7096 | No Original Name
COASTSTE | 69 | TOPOLOGY.CSWSA.CBEN.COASTSTE.69.2016 | CSWSA | CBEN | COASTSTE_L_C | [LD]3, [DSC]7083, [DSC]7084, [DSC]7093, [DSC]7094 | No Original Name
COLETO | 138 | TOPOLOGY.CSWSA.CBEN.COLETO.138.2546 | CSWSA | CBEN | COLETO_L_A | [LD]1, [DSC]9869 | No Original Name
COLETO | 138 | TOPOLOGY.CSWSA.CBEN.COLETO.138.8BB1 | CSWSA | CBEN | COLETO_V_A | [DSC]31, [DSC]79, [DSC]9871, [DSC]9881, [DSC]9921, | No Original Name
COLETO | 138 | TOPOLOGY.CSWSA.CBEN.COLETO.138.8BB2 | CSWSA | CBEN | COLETO_V_B | [DSC]04, [DSC]21, [DSC]9891, [DSC]9941, [DSC]9951 | No Original Name
COLETO | 24 | TOPOLOGY.CSWSA.CBEN.COLETO.24.0BB1 | CSWSA | CBEN | COLETO_R_A | [XF]138_24_1, [UN]COLETOG1 | No Original Name
COLUMBUS | 69 | TOPOLOGY.CSWSA.CBEN.COLUMBUS.69.2555 | CSWSA | CBEN | COLUMBUS_L_A | [DSC]153, [LD]69_12_2 | No Original Name
COLUMBUS | 69 | TOPOLOGY.CSWSA.CBEN.COLUMBUS.69.2559 | CSWSA | CBEN | COLUMBUS_L_B | [DSC]2667, [LD]69_12_1 | No Original Name
COMSTOCK | 69 | TOPOLOGY.CSWSA.CBEN.COMSTOCK.69.4379 | CSWSA | CBEN | COMSTOCK_L_A | [DSC]455, [LD]69_12_2 | No Original Name
COMSTOCK | 69 | TOPOLOGY.CSWSA.CBEN.COMSTOCK.69.4380 | CSWSA | CBEN | COMSTOCK_L_B | [DSC]463, [LD]69_12_1 | No Original Name
CONOCO | 138 | TOPOLOGY.CSWSA.CBEN.CONOCO.138.1131 | CSWSA | CBEN | CONOCO_V_A | [DSC]241, [DSC]4284, [DSC]4307 | No Original Name
CONOCO | 138 | TOPOLOGY.CSWSA.CBEN.CONOCO.138.1132 | CSWSA | CBEN | CONOCO_V_B | [DSC]4226, [DSC]4286, [DSC]4287 | No Original Name
CONOCO | 138 | TOPOLOGY.CSWSA.CBEN.CONOCO.138.2564 | CSWSA | CBEN | CONOCO_L_A | [CB]A11, [LD]CONOCOL1 | No Original Name
CONOCO | 138 | TOPOLOGY.CSWSA.CBEN.CONOCO.138.2565 | CSWSA | CBEN | CONOCO_L_B | [CB]A12, [LD]CONOCOL2 | No Original Name
CONOCO_L | 138 | TOPOLOGY.CSWSA.CBEN.CONOCO_L.138.1381 | CSWSA | CBEN | CONOCO_L_L_A | [LD]1, [LN]2983 | No Original Name
COTULLA | 138 | TOPOLOGY.CSWSA.CBEN.COTULLA.138.4386 | CSWSA | CBEN | COTULLA_L_A | [LD]1_138_12, [DSC]104 | No Original Name
CRESTONI | 138 | TOPOLOGY.CSWSA.CBEN.CRESTONI.138.4395 | CSWSA | CBEN | CRESTONI_L_A | [LD]1_138_12, [DSC]2687 | No Original Name
CRESTONI | 138 | TOPOLOGY.CSWSA.CBEN.CRESTONI.138.4396 | CSWSA | CBEN | CRESTONI_L_B | [LD]2_138_12, [DSC]623 | No Original Name
CRYSTAL | 69 | TOPOLOGY.CSWSA.CBEN.CRYSTAL.69.1061 | CSWSA | CBEN | CRYSTAL_V_A | [DSC]2126, [DSC]327, [DSC]5287, [DSC]7721, [DSC]77 | No Original Name
CRYSTAL | 69 | TOPOLOGY.CSWSA.CBEN.CRYSTAL.69.4400 | CSWSA | CBEN | CRYSTAL_L_A | [LD]1_69_12, [DSC]327 | No Original Name
CRYSTAL | 69 | TOPOLOGY.CSWSA.CBEN.CRYSTAL.69.4401 | CSWSA | CBEN | CRYSTAL_L_B | [LD]2_69_12, [DSC]5287 | No Original Name
CSABLK | 69 | TOPOLOGY.CSWSA.CBEN.CSABLK.69.4675 | CSWSA | CBEN | CSABLK_L_A | [DSC]793, [LD]CSABLKL1 | No Original Name
CUECPL | 69 | TOPOLOGY.CSWSA.CBEN.CUECPL.69.0009 | CSWSA | CBEN | CUECPL_L_A | [DSC]1737, [LD]LOAD1 | No Original Name
CUECPL | 69 | TOPOLOGY.CSWSA.CBEN.CUECPL.69.1061 | CSWSA | CBEN | CUECPL_V_A | [DSC]1737, [DSC]5571, [DSC]5572, [DSC]5581, [DSC]5 | No Original Name
CUNINGWW | 69 | TOPOLOGY.CSWSA.CBEN.CUNINGWW.69.1061 | CSWSA | CBEN | CUNINGWW_V_A | [CB]276_CB, [CB]277_CB, [CB]278_CB, [CB]6378_CB, [ | No Original Name
CUNINGWW | 69 | TOPOLOGY.CSWSA.CBEN.CUNINGWW.69.3746 | CSWSA | CBEN | CUNINGWW_L_A | [CB]277_CB, [LD]69_12_1 | No Original Name
CUNINGWW | 69 | TOPOLOGY.CSWSA.CBEN.CUNINGWW.69.3747 | CSWSA | CBEN | CUNINGWW_L_B | [LD]69_12_2, [CB]795_CB | No Original Name
CUNINGWW | 69 | TOPOLOGY.CSWSA.CBEN.CUNINGWW.69.3748 | CSWSA | CBEN | CUNINGWW_L_C | [CB]6378_CB, [LD]69_12_3 | No Original Name
DARST_CR | 69 | TOPOLOGY.CSWSA.CBEN.DARST_CR.69.1061 | CSWSA | CBEN | DARST_CR_V_A | [DSC]464, [DSC]495, [DSC]496, [CB]SCC1_CB | No Original Name
DARST_CR | 69 | TOPOLOGY.CSWSA.CBEN.DARST_CR.69.1062 | CSWSA | CBEN | DARST_CR_V_B | [DSC]2686, [DSC]495, [DSC]655 | No Original Name
DARST_CR | 69 | TOPOLOGY.CSWSA.CBEN.DARST_CR.69.2585 | CSWSA | CBEN | DARST_CR_L_A | [DSC]464, [LD]69_12_1, [LD]DARST_CR_LD1 | No Original Name
DARST_CR | 69 | TOPOLOGY.CSWSA.CBEN.DARST_CR.69.2586 | CSWSA | CBEN | DARST_CR_L_B | [DSC]2686, [LD]69_12_2, [LD]DARST_CR_LD2 | No Original Name
DEL_MAR | 138 | TOPOLOGY.CSWSA.CBEN.DEL_MAR.138.1131 | CSWSA | CBEN | DEL_MAR_V_A | [DSC]2432, [DSC]2973, [DSC]3318 | No Original Name
DEL_MAR | 138 | TOPOLOGY.CSWSA.CBEN.DEL_MAR.138.4406 | CSWSA | CBEN | DEL_MAR_L_A | [LD]2_138_12, [DSC]44 | No Original Name
DEL_MAR | 138 | TOPOLOGY.CSWSA.CBEN.DEL_MAR.138.4407 | CSWSA | CBEN | DEL_MAR_L_B | [LD]1_138_12, [DSC]2432 | No Original Name
DEL_RIO | 138 | TOPOLOGY.CSWSA.CBEN.DEL_RIO.138.4414 | CSWSA | CBEN | DEL_RIO_L_A | [LD]1_138_12, [DSC]2807 | No Original Name
DEL_RIO | 138 | TOPOLOGY.CSWSA.CBEN.DEL_RIO.138.4415 | CSWSA | CBEN | DEL_RIO_L_B | [LD]2_138_12, [DSC]8427 | No Original Name
DEVINE | 69 | TOPOLOGY.CSWSA.CBEN.DEVINE.69.4421 | CSWSA | CBEN | DEVINE_L_A | [DSC]1517, [LD]69_12_2 | No Original Name
DEVINE | 69 | TOPOLOGY.CSWSA.CBEN.DEVINE.69.4422 | CSWSA | CBEN | DEVINE_L_B | [DSC]1597, [LD]69_12_1 | No Original Name
DEVINE | 69 | TOPOLOGY.CSWSA.CBEN.DEVINE.69.692 | CSWSA | CBEN | DEVINE_V_A | [DSC]1517, [DSC]1596, [DSC]215, [CB]SCC1_CB | No Original Name
DEVINE | 69 | TOPOLOGY.CSWSA.CBEN.DEVINE.69.693 | CSWSA | CBEN | DEVINE_V_B | [DSC]1594, [DSC]1596, [DSC]1597, [DSC]5657 | No Original Name
DILLEY2 | 69 | TOPOLOGY.CSWSA.CBEN.DILLEY2.69.1061 | CSWSA | CBEN | DILLEY2_V_A | [DSC]1107, [DSC]5371, [DSC]5591, [DSC]5601, [DSC]B | No Original Name
DILLEY2 | 69 | TOPOLOGY.CSWSA.CBEN.DILLEY2.69.4429 | CSWSA | CBEN | DILLEY2_L_A | [LD]1_69_12, [DSC]1107 | No Original Name
DILLEYSW | 138 | TOPOLOGY.CSWSA.CBEN.DILLEYSW.138.1138 | CSWSA | CBEN | DILLEYSW_V_A | [DSC]2716, [DSC]4708, [DSC]5446, [DSC]5966, [DSC]6 | No Original Name
DILLEYSW | 69 | TOPOLOGY.CSWSA.CBEN.DILLEYSW.69.0006 | CSWSA | CBEN | DILLEYSW_V_B | [DSC]1686, [DSC]2026, [DSC]5251, [DSC]6806 | No Original Name
DUP1_V | 138 | TOPOLOGY.CSWSA.CBEN.DUP1_V.138.0001 | CSWSA | CBEN | DUP1_V_L_A | [DSC]7502, [LD]LD2 | No Original Name
DUP1_V | 138 | TOPOLOGY.CSWSA.CBEN.DUP1_V.138.0002 | CSWSA | CBEN | DUP1_V_L_B | [DSC]6146, [LD]LD1 | No Original Name
DUP2_V | 138 | TOPOLOGY.CSWSA.CBEN.DUP2_V.138.0005 | CSWSA | CBEN | DUP2_V_L_A | [LD]2, [DSC]2874 | No Original Name
DUP2_V | 138 | TOPOLOGY.CSWSA.CBEN.DUP2_V.138.0006 | CSWSA | CBEN | DUP2_V_L_B | [LD]1, [DSC]2876 | No Original Name
DUPV1 | 138 | TOPOLOGY.CSWSA.CBEN.DUPV1.138.0002 | CSWSA | CBEN | DUPV1_L_A | [CB]9317_CS, [LD]DUPV1_L1 | No Original Name
DUPV1 | 138 | TOPOLOGY.CSWSA.CBEN.DUPV1.138.0009 | CSWSA | CBEN | DUPV1_L_B | [CB]9107_CS, [LD]DUPV1_L2 | No Original Name
DUPV1 | 138 | TOPOLOGY.CSWSA.CBEN.DUPV1.138.2591 | CSWSA | CBEN | DUPV1_R_A | [CB]CB_1, [CB]CB_2, [UN]DUPV1_G1 | No Original Name
EAGLE_HY | 14 | TOPOLOGY.CSWSA.CBEN.EAGLE_HY.14.0004 | CSWSA | CBEN | EAGLE_HY_R_A | [CB]180A_CB, [UN]EAGLE_HY3 | No Original Name
EAGLE_HY | 14 | TOPOLOGY.CSWSA.CBEN.EAGLE_HY.14.0012 | CSWSA | CBEN | EAGLE_HY_R_B | [CB]160A_CB, [UN]EAGLE_HY1 | No Original Name
EAGLE_HY | 14 | TOPOLOGY.CSWSA.CBEN.EAGLE_HY.14.0014 | CSWSA | CBEN | EAGLE_HY_L_A | [DSC]1343, [LD]LOAD1 | No Original Name
EAGLE_HY | 14 | TOPOLOGY.CSWSA.CBEN.EAGLE_HY.14.0015 | CSWSA | CBEN | EAGLE_HY_R_C | [CB]170A_CB, [UN]EAGLE_HY2 | No Original Name
EAGLE_LK | 69 | TOPOLOGY.CSWSA.CBEN.EAGLE_LK.69.1061 | CSWSA | CBEN | EAGLE_LK_V_A | [DSC]1127, [DSC]7641, [DSC]7651, [DSC]8603, [DSC]B | No Original Name
EAGLE_LK | 69 | TOPOLOGY.CSWSA.CBEN.EAGLE_LK.69.2615 | CSWSA | CBEN | EAGLE_LK_L_A | [DSC]1127, [LD]69_12_1 | No Original Name
EAGLE_LK | 69 | TOPOLOGY.CSWSA.CBEN.EAGLE_LK.69.2616 | CSWSA | CBEN | EAGLE_LK_L_B | [LD]69_12_2, [DSC]8603 | No Original Name
EAGLE_PS | 138 | TOPOLOGY.CSWSA.CBEN.EAGLE_PS.138.1131 | CSWSA | CBEN | EAGLE_PS_V_A | [DSC]168, [DSC]7406, [DSC]7416, [CB]SCC1_CB | No Original Name
EAGLE_PS | 138 | TOPOLOGY.CSWSA.CBEN.EAGLE_PS.138.1132 | CSWSA | CBEN | EAGLE_PS_V_B | [DSC]1434, [DSC]168, [DSC]2705, [DSC]7396 | No Original Name
EAGLE_PS | 138 | TOPOLOGY.CSWSA.CBEN.EAGLE_PS.138.4441 | CSWSA | CBEN | EAGLE_PS_L_A | [CB]1646_CS, [LD]LD01 | No Original Name
EAGLE_PS | 138 | TOPOLOGY.CSWSA.CBEN.EAGLE_PS.138.4442 | CSWSA | CBEN | EAGLE_PS_L_B | [CB]2117_CS, [LD]LD02 | No Original Name
EDNA | 138 | TOPOLOGY.CSWSA.CBEN.EDNA.138.2609 | CSWSA | CBEN | EDNA_L_A | [LD]138_12_1, [DSC]1767 | No Original Name
EDNA | 138 | TOPOLOGY.CSWSA.CBEN.EDNA.138.2610 | CSWSA | CBEN | EDNA_L_B | [LD]138_12_2, [DSC]2697 | No Original Name
EDROY | 69 | TOPOLOGY.CSWSA.CBEN.EDROY.69.3224 | CSWSA | CBEN | EDROY_L_A | [DSC]1987, [LD]69_12 | No Original Name
EL_CAMPO | 138 | TOPOLOGY.CSWSA.CBEN.EL_CAMPO.138.1131 | CSWSA | CBEN | EL_CAMPO_V_A | [DSC]1396, [DSC]3877, [DSC]6196, [DSC]6206, [CB]SC | No Original Name
EL_CAMPO | 138 | TOPOLOGY.CSWSA.CBEN.EL_CAMPO.138.2620 | CSWSA | CBEN | EL_CAMPO_L_A | [CB]1136_CS, [LD]138_12 | No Original Name
EL_CAMPO | 69 | TOPOLOGY.CSWSA.CBEN.EL_CAMPO.69.1061 | CSWSA | CBEN | EL_CAMPO_V_B | [DSC]5541, [DSC]621, [DSC]6236, [DSC]631, [DSC]838 | No Original Name
EL_CAMPO | 69 | TOPOLOGY.CSWSA.CBEN.EL_CAMPO.69.2628 | CSWSA | CBEN | EL_CAMPO_L_B | [LD]69_12, [DSC]8384 | No Original Name
ENCINAL | 138 | TOPOLOGY.CSWSA.CBEN.ENCINAL.138.6301 | CSWSA | CBEN | ENCINAL_L_A | [DSC]102, [DSC]138, [LD]138_12 | No Original Name
ESCONDID | 138 | TOPOLOGY.CSWSA.CBEN.ESCONDID.138.0015 | CSWSA | CBEN | ESCONDID_V_A | [DSC]6223, [DSC]6334, [DSC]6466 | No Original Name
ESCONDID | 138 | TOPOLOGY.CSWSA.CBEN.ESCONDID.138.0017 | CSWSA | CBEN | ESCONDID_V_B | [DSC]6106, [DSC]6151, [DSC]6173 | No Original Name
ESCONDID | 138 | TOPOLOGY.CSWSA.CBEN.ESCONDID.138.0019 | CSWSA | CBEN | ESCONDID_V_C | [DSC]6213, [DSC]6574, [DSC]6626 | No Original Name
ESCONDID | 138 | TOPOLOGY.CSWSA.CBEN.ESCONDID.138.0023 | CSWSA | CBEN | ESCONDID_V_D | [DSC]6248, [DSC]6464, [DSC]6469 | No Original Name
ESCONDID | 138 | TOPOLOGY.CSWSA.CBEN.ESCONDID.138.0100 | CSWSA | CBEN | ESCONDID_L_A | [CB]1415, [LD]LD01 | New NodeKey
FALFUR | 138 | TOPOLOGY.CSWSA.CBEN.FALFUR.138.0105 | CSWSA | CBEN | FALFUR_V_A | [DSC]1871, [DSC]3306, [DSC]5003, [DSC]5499 | No Original Name
FALFUR | 138 | TOPOLOGY.CSWSA.CBEN.FALFUR.138.1131 | CSWSA | CBEN | FALFUR_V_B | [DSC]5413, [DSC]5471, [DSC]5481, [DSC]5511 | No Original Name
FALFUR | 138 | TOPOLOGY.CSWSA.CBEN.FALFUR.138.3230 | CSWSA | CBEN | FALFUR_L_A | [LD]2_138_12, [CB]2147_CS | No Original Name
FALFUR | 69 | TOPOLOGY.CSWSA.CBEN.FALFUR.69.1061 | CSWSA | CBEN | FALFUR_V_C | [DSC]1004, [DSC]1241, [DSC]6461, [DSC]6816 | No Original Name
FALFUR | 69 | TOPOLOGY.CSWSA.CBEN.FALFUR.69.3234 | CSWSA | CBEN | FALFUR_L_B | [LD]1_69_12, [DSC]1004 | No Original Name
FASHING | 69 | TOPOLOGY.CSWSA.CBEN.FASHING.69.0001 | CSWSA | CBEN | FASHING_L_A | [LD]69_12_2, [DSC]897 | No Original Name
FASHING | 69 | TOPOLOGY.CSWSA.CBEN.FASHING.69.4463 | CSWSA | CBEN | FASHING_L_B | [LD]69_12, [DSC]883 | No Original Name
FORMOSA | 12.5 | TOPOLOGY.CSWSA.CBEN.FORMOSA.12.5.0006 | CSWSA | CBEN | FORMOSA_R_A | [CB]300A_CB, [UN]FORMOSG8 | No Original Name
FORMOSA | 13.8 | TOPOLOGY.CSWSA.CBEN.FORMOSA.13.8.0031 | CSWSA | CBEN | FORMOSA_R_B | [CB]52GT9_CB, [UN]FORMOSG10 | No Original Name
FORMOSA | 13.8 | TOPOLOGY.CSWSA.CBEN.FORMOSA.13.8.2687 | CSWSA | CBEN | FORMOSA_R_C | [CB]52GT1_CB, [UN]FORMOSG1 | No Original Name
FORMOSA | 13.8 | TOPOLOGY.CSWSA.CBEN.FORMOSA.13.8.2690 | CSWSA | CBEN | FORMOSA_R_D | [CB]52GT2_CB, [UN]FORMOSG2 | No Original Name
FORMOSA | 13.8 | TOPOLOGY.CSWSA.CBEN.FORMOSA.13.8.2693 | CSWSA | CBEN | FORMOSA_R_E | [CB]52GT3_CB, [UN]FORMOSG3 | No Original Name
FORMOSA | 13.8 | TOPOLOGY.CSWSA.CBEN.FORMOSA.13.8.2696 | CSWSA | CBEN | FORMOSA_R_F | [CB]52GT4_CB, [UN]FORMOSG4 | No Original Name
FORMOSA | 13.8 | TOPOLOGY.CSWSA.CBEN.FORMOSA.13.8.2699 | CSWSA | CBEN | FORMOSA_R_G | [CB]52GT5_CB, [UN]FORMOSG5 | No Original Name
FORMOSA | 13.8 | TOPOLOGY.CSWSA.CBEN.FORMOSA.13.8.2702 | CSWSA | CBEN | FORMOSA_R_H | [CB]52ST1_CB, [UN]FORMOSG6 | No Original Name
FORMOSA | 13.8 | TOPOLOGY.CSWSA.CBEN.FORMOSA.13.8.2705 | CSWSA | CBEN | FORMOSA_R_I | [CB]52ST2_CB, [UN]FORMOSG7 | No Original Name
FORMOSA | 13.8 | TOPOLOGY.CSWSA.CBEN.FORMOSA.13.8.2709 | CSWSA | CBEN | FORMOSA_R_J | [CB]52ST3_CB, [UN]FORMOSG9 | No Original Name
FORMOSA | 138 | TOPOLOGY.CSWSA.CBEN.FORMOSA.138.0023 | CSWSA | CBEN | FORMOSA_L_A | [DSC]107, [LD]XFMR1 | No Original Name
FORMOSA | 138 | TOPOLOGY.CSWSA.CBEN.FORMOSA.138.0024 | CSWSA | CBEN | FORMOSA_L_B | [DSC]207, [LD]XFMR2 | No Original Name
FORMOSA | 138 | TOPOLOGY.CSWSA.CBEN.FORMOSA.138.BUS1 | CSWSA | CBEN | FORMOSA_V_A | [DSC]113, [DSC]4364, [DSC]596, [DSC]7471 | No Original Name
FORMOSA | 138 | TOPOLOGY.CSWSA.CBEN.FORMOSA.138.BUS2 | CSWSA | CBEN | FORMOSA_V_B | [DSC]24, [DSC]4366, [DSC]443 | No Original Name
FORMOSA | 138 | TOPOLOGY.CSWSA.CBEN.FORMOSA.138.BUS3 | CSWSA | CBEN | FORMOSA_V_C | [DSC]26, [DSC]454, [DSC]74, [DSC]961 | No Original Name
FORMOSA | 138 | TOPOLOGY.CSWSA.CBEN.FORMOSA.138.BUS4 | CSWSA | CBEN | FORMOSA_V_D | [DSC]177, [DSC]959, [DSC]9616 | No Original Name
FORMOSA | 138 | TOPOLOGY.CSWSA.CBEN.FORMOSA.138.BUS5 | CSWSA | CBEN | FORMOSA_V_E | [DSC]12, [DSC]594, [DSC]9614 | No Original Name
FORMOSA | 69 | TOPOLOGY.CSWSA.CBEN.FORMOSA.69.2678 | CSWSA | CBEN | FORMOSA_L_C | [DSC]FAKESW1, [DSC]FAKESW2, [LD]FORMOSA_LD3, [LD]L | No Original Name
FOSTER | 69 | TOPOLOGY.CSWSA.CBEN.FOSTER.69.2709 | CSWSA | CBEN | FOSTER_L_A | [DSC]2238, [LD]69_12 | No Original Name
FREER | 69 | TOPOLOGY.CSWSA.CBEN.FREER.69.1061 | CSWSA | CBEN | FREER_V_A | [DSC]2308, [DSC]2903, [DSC]2904, [DSC]4246, [DSC]7 | No Original Name
FREER | 69 | TOPOLOGY.CSWSA.CBEN.FREER.69.3240 | CSWSA | CBEN | FREER_L_A | [LD]1_69_12, [DSC]2903 | No Original Name
FREER | 69 | TOPOLOGY.CSWSA.CBEN.FREER.69.3241 | CSWSA | CBEN | FREER_L_B | [LD]2_69_12, [DSC]6817 | No Original Name
FULTONCP | 69 | TOPOLOGY.CSWSA.CBEN.FULTONCP.69.3247 | CSWSA | CBEN | FULTONCP_L_A | [CB]2386, [LD]69_12_2 | No Original Name
FULTONCP | 69 | TOPOLOGY.CSWSA.CBEN.FULTONCP.69.3248 | CSWSA | CBEN | FULTONCP_L_B | [CB]2566, [LD]69_12_1 | No Original Name
GANADO | 138 | TOPOLOGY.CSWSA.CBEN.GANADO.138.2714 | CSWSA | CBEN | GANADO_L_A | [LD]138_12, [DSC]1787 | No Original Name
GARWDPMP | 69 | TOPOLOGY.CSWSA.CBEN.GARWDPMP.69.0001 | CSWSA | CBEN | GARWDPMP_L_A | [LD]7742, [DSC]DSC_618 | No Original Name
GARWDRLF | 69 | TOPOLOGY.CSWSA.CBEN.GARWDRLF.69.0002 | CSWSA | CBEN | GARWDRLF_L_A | [LD]7744, [DSC]DSC_108 | No Original Name
GARWOOD | 69 | TOPOLOGY.CSWSA.CBEN.GARWOOD.69.2721 | CSWSA | CBEN | GARWOOD_L_A | [LD]69_12, [DSC]867 | No Original Name
GATEWAY4 | 138 | TOPOLOGY.CSWSA.CBEN.GATEWAY4.138.0100 | CSWSA | CBEN | GATEWAY4_L_A | [CB]9008, [LD]LD02 | New NodeKey
GATEWAY4 | 138 | TOPOLOGY.CSWSA.CBEN.GATEWAY4.138.4626 | CSWSA | CBEN | GATEWAY4_L_B | [CB]171, [LD]GATEWAL1 | No Original Name
GEWST | 138 | TOPOLOGY.CSWSA.CBEN.GEWST.138.4679 | CSWSA | CBEN | GEWST_L_A | [CB]3947_CS, [LD]GEWST_L1 | No Original Name
GOHLKE | 138 | TOPOLOGY.CSWSA.CBEN.GOHLKE.138.6301 | CSWSA | CBEN | GOHLKE_L_A | [LD]138_12, [DSC]5273, [DSC]6203, [LD]GOHLKE_LD1 | No Original Name
GOLIAD | 69 | TOPOLOGY.CSWSA.CBEN.GOLIAD.69.1061 | CSWSA | CBEN | GOLIAD_V_A | [DSC]255, [DSC]256, [DSC]9567 | No Original Name
GOLIAD | 69 | TOPOLOGY.CSWSA.CBEN.GOLIAD.69.1062 | CSWSA | CBEN | GOLIAD_V_B | [DSC]254, [DSC]6853, [DSC]9567 | No Original Name
GOLIAD | 69 | TOPOLOGY.CSWSA.CBEN.GOLIAD.69.2730 | CSWSA | CBEN | GOLIAD_L_A | [DSC]255, [LD]69_12_1 | No Original Name
GOLIAD | 69 | TOPOLOGY.CSWSA.CBEN.GOLIAD.69.2732 | CSWSA | CBEN | GOLIAD_L_B | [DSC]6853, [LD]69_12_2 | No Original Name
GOVTWELL | 69 | TOPOLOGY.CSWSA.CBEN.GOVTWELL.69.4455 | CSWSA | CBEN | GOVTWELL_L_A | [LD]1, [DSC]1797 | No Original Name
GOVTWELL | 69 | TOPOLOGY.CSWSA.CBEN.GOVTWELL.69.4456 | CSWSA | CBEN | GOVTWELL_L_B | [LD]2, [DSC]5277 | No Original Name
GREENLK | 69 | TOPOLOGY.CSWSA.CBEN.GREENLK.69.1061 | CSWSA | CBEN | GREENLK_V_A | [DSC]2744, [DSC]2745, [DSC]5637 | No Original Name
GREENLK | 69 | TOPOLOGY.CSWSA.CBEN.GREENLK.69.1062 | CSWSA | CBEN | GREENLK_V_B | [DSC]2746, [DSC]5605, [DSC]5637 | No Original Name
GREENLK | 69 | TOPOLOGY.CSWSA.CBEN.GREENLK.69.2736 | CSWSA | CBEN | GREENLK_L_A | [DSC]5605, [LD]69_12_2 | No Original Name
GREENLK | 69 | TOPOLOGY.CSWSA.CBEN.GREENLK.69.2738 | CSWSA | CBEN | GREENLK_L_B | [DSC]2745, [LD]69_12_1 | No Original Name
GREGORY | 69 | TOPOLOGY.CSWSA.CBEN.GREGORY.69.0203 | CSWSA | CBEN | GREGORY_L_A | [DSC]1048, [LD]TEMP | New NodeKey
GREGORY | 69 | TOPOLOGY.CSWSA.CBEN.GREGORY.69.1061 | CSWSA | CBEN | GREGORY_V_A | [DSC]683, [DSC]8953, [DSC]9046 | No Original Name
GREGORY | 69 | TOPOLOGY.CSWSA.CBEN.GREGORY.69.3253 | CSWSA | CBEN | GREGORY_L_B | [DSC]683, [LD]69_12, [LD]GREGORY_LD1 | No Original Name
GRETA | 69 | TOPOLOGY.CSWSA.CBEN.GRETA.69.3256 | CSWSA | CBEN | GRETA_L_A | [DSC]5597, [LD]69_12 | No Original Name
HAMILRGE | 69 | TOPOLOGY.CSWSA.CBEN.HAMILRGE.69.6301 | CSWSA | CBEN | HAMILRGE_L_A | [DSC]242, [DSC]5143, [LD]69_12 | No Original Name
HAMILTON | 138 | TOPOLOGY.CSWSA.CBEN.HAMILTON.138.1131 | CSWSA | CBEN | HAMILTON_V_A | [CB]1354_CS, [DSC]1606, [DSC]7336, [DSC]9033, [DSC | No Original Name
HAMILTON | 138 | TOPOLOGY.CSWSA.CBEN.HAMILTON.138.1132 | CSWSA | CBEN | HAMILTON_V_B | [DSC]9177, [DSC]9256, [DSC]9466, [DSC]9486 | No Original Name
HAMILTON | 138 | TOPOLOGY.CSWSA.CBEN.HAMILTON.138.4475 | CSWSA | CBEN | HAMILTON_L_A | [LD]2_138_12, [CB]2614_CS | No Original Name
HAMILTON | 138 | TOPOLOGY.CSWSA.CBEN.HAMILTON.138.4476 | CSWSA | CBEN | HAMILTON_L_B | [LD]1_138_12, [CB]9137_CS | No Original Name
HAMILTON | 69 | TOPOLOGY.CSWSA.CBEN.HAMILTON.69.6395 | CSWSA | CBEN | HAMILTON_V_C | [DSC]1671, [DSC]3926, [DSC]6396 | No Original Name
HEARD | 69 | TOPOLOGY.CSWSA.CBEN.HEARD.69.1061 | CSWSA | CBEN | HEARD_V_A | [DSC]1857, [DSC]2987, [DSC]7003 | No Original Name
HEARD | 69 | TOPOLOGY.CSWSA.CBEN.HEARD.69.3259 | CSWSA | CBEN | HEARD_L_A | [DSC]1857, [LD]69_12 | No Original Name
HEARN_RD | 69 | TOPOLOGY.CSWSA.CBEN.HEARN_RD.69.1061 | CSWSA | CBEN | HEARN_RD_V_A | [DSC]2974, [DSC]2977, [DSC]2988 | No Original Name
HEARN_RD | 69 | TOPOLOGY.CSWSA.CBEN.HEARN_RD.69.1062 | CSWSA | CBEN | HEARN_RD_V_B | [DSC]2976, [DSC]2988, [DSC]6727 | No Original Name
HEARN_RD | 69 | TOPOLOGY.CSWSA.CBEN.HEARN_RD.69.3266 | CSWSA | CBEN | HEARN_RD_L_A | [DSC]2977, [LD]69_12_1 | No Original Name
HEARN_RD | 69 | TOPOLOGY.CSWSA.CBEN.HEARN_RD.69.3267 | CSWSA | CBEN | HEARN_RD_L_B | [DSC]6727, [LD]69_12_2 | No Original Name
HEIGHTS | 138 | TOPOLOGY.CSWSA.CBEN.HEIGHTS.138.0005 | CSWSA | CBEN | HEIGHTS_L_A | [LD]1_138_12, [CB]4118 | New NodeKey
HEIGHTS | 138 | TOPOLOGY.CSWSA.CBEN.HEIGHTS.138.0006 | CSWSA | CBEN | HEIGHTS_L_B | [LD]2_138_12, [CB]3838 | New NodeKey
HIWAY_9 | 138 | TOPOLOGY.CSWSA.CBEN.HIWAY_9.138.0012 | CSWSA | CBEN | HIWAY_9_V_A | [DSC]7124, [DSC]7129, [DSC]7187 | No Original Name
HIWAY_9 | 138 | TOPOLOGY.CSWSA.CBEN.HIWAY_9.138.BB1 | CSWSA | CBEN | HIWAY_9_V_B | [DSC]4137, [DSC]5261, [DSC]7111, [DSC]7176 | New NodeKey
HIWAY_9 | 69 | TOPOLOGY.CSWSA.CBEN.HIWAY_9.69.1061 | CSWSA | CBEN | HIWAY_9_V_C | [DSC]5071, [DSC]5081, [DSC]5096, [DSC]6011, [DSC]7 | No Original Name
HIWAY_9 | 69 | TOPOLOGY.CSWSA.CBEN.HIWAY_9.69.1062 | CSWSA | CBEN | HIWAY_9_V_D | [DSC]5069, [DSC]6601, [DSC]6611, [DSC]6641 | No Original Name
HIWAY_9 | 69 | TOPOLOGY.CSWSA.CBEN.HIWAY_9.69.3275 | CSWSA | CBEN | HIWAY_9_L_A | [DSC]6599, [LD]69_12_2 | No Original Name
HIWAY_9 | 69 | TOPOLOGY.CSWSA.CBEN.HIWAY_9.69.3280 | CSWSA | CBEN | HIWAY_9_L_B | [DSC]5094, [LD]69_12_3 | No Original Name
HIWAY_9 | 69 | TOPOLOGY.CSWSA.CBEN.HIWAY_9.69.3284 | CSWSA | CBEN | HIWAY_9_L_C | [LD]69_12_1, [DSC]7169 | No Original Name
HOCHHEIM | 69 | TOPOLOGY.CSWSA.CBEN.HOCHHEIM.69.1061 | CSWSA | CBEN | HOCHHEIM_V_A | [DSC]1393, [DSC]1813, [DSC]2265 | No Original Name
HOCHHEIM | 69 | TOPOLOGY.CSWSA.CBEN.HOCHHEIM.69.2742 | CSWSA | CBEN | HOCHHEIM_L_A | [DSC]2265, [LD]69_12 | No Original Name
HOLLY4 | 138 | TOPOLOGY.CSWSA.CBEN.HOLLY4.138.1131 | CSWSA | CBEN | HOLLY4_V_A | [DSC]1226, [DSC]8911, [DSC]8951, [DSC]8957 | No Original Name
HOLLY4 | 138 | TOPOLOGY.CSWSA.CBEN.HOLLY4.138.1132 | CSWSA | CBEN | HOLLY4_V_B | [DSC]1667, [DSC]8931, [DSC]8949 | No Original Name
HOLLY4 | 138 | TOPOLOGY.CSWSA.CBEN.HOLLY4.138.3290 | CSWSA | CBEN | HOLLY4_L_A | [LD]138_12_1, [CB]8967_CS | No Original Name
HOLLY4 | 138 | TOPOLOGY.CSWSA.CBEN.HOLLY4.138.3292 | CSWSA | CBEN | HOLLY4_L_B | [LD]138_12_2, [CB]8968_CS | No Original Name
HOMEPORT | 138 | TOPOLOGY.CSWSA.CBEN.HOMEPORT.138.3309 | CSWSA | CBEN | HOMEPORT_L_A | [LD]138_12, [DSC]1698 | No Original Name
I_DUPP1 | 138 | TOPOLOGY.CSWSA.CBEN.I_DUPP1.138.1131 | CSWSA | CBEN | I_DUPP1_V_A | [DSC]8783, [CB]8817_CS, [CB]8827_CS | No Original Name
I_DUPP1 | 138 | TOPOLOGY.CSWSA.CBEN.I_DUPP1.138.1132 | CSWSA | CBEN | I_DUPP1_V_B | [DSC]8683, [CB]8818_CS, [CB]8833_CS | No Original Name
I_DUPP1 | 138 | TOPOLOGY.CSWSA.CBEN.I_DUPP1.138.3194 | CSWSA | CBEN | I_DUPP1_L_A | [LD]138_23_1, [CB]8817_CS | No Original Name
I_DUPP1 | 138 | TOPOLOGY.CSWSA.CBEN.I_DUPP1.138.3195 | CSWSA | CBEN | I_DUPP1_L_B | [LD]138_23_2, [CB]8833_CS | No Original Name
I_DUPSW | 138 | TOPOLOGY.CSWSA.CBEN.I_DUPSW.138.1131 | CSWSA | CBEN | I_DUPSW_V_A | [DSC]9911, [DSC]9916, [DSC]9941, [DSC]9966, [DSC]9 | No Original Name
I_DUPSW | 138 | TOPOLOGY.CSWSA.CBEN.I_DUPSW.138.1132 | CSWSA | CBEN | I_DUPSW_V_B | [DSC]9906, [DSC]9921, [DSC]9936, [DSC]9946, [DSC]9 | No Original Name
IDEAL_ | 69 | TOPOLOGY.CSWSA.CBEN.IDEAL_.69.7747 | CSWSA | CBEN | IDEAL__L_A | [DSC]1137, [LD]7747 | No Original Name
INDUSTRI | 69 | TOPOLOGY.CSWSA.CBEN.INDUSTRI.69.1061 | CSWSA | CBEN | INDUSTRI_V_A | [DSC]1647, [DSC]2716, [DSC]5283 | No Original Name
INDUSTRI | 69 | TOPOLOGY.CSWSA.CBEN.INDUSTRI.69.1062 | CSWSA | CBEN | INDUSTRI_V_B | [DSC]1223, [DSC]2714, [DSC]5417 | No Original Name
INDUSTRI | 69 | TOPOLOGY.CSWSA.CBEN.INDUSTRI.69.3298 | CSWSA | CBEN | INDUSTRI_L_A | [DSC]1647, [LD]69_12_1 | No Original Name
INDUSTRI | 69 | TOPOLOGY.CSWSA.CBEN.INDUSTRI.69.3299 | CSWSA | CBEN | INDUSTRI_L_B | [DSC]5417, [LD]69_12_2 | No Original Name
INGLCOSW | 13.8 | TOPOLOGY.CSWSA.CBEN.INGLCOSW.13.8.3185 | CSWSA | CBEN | INGLCOSW_R_A | [CB]52G1_CB, [UN]CTG1 | No Original Name
INGLCOSW | 13.8 | TOPOLOGY.CSWSA.CBEN.INGLCOSW.13.8.3187 | CSWSA | CBEN | INGLCOSW_R_B | [CB]52G2_CB, [UN]CTG2 | No Original Name
INGLCOSW | 13.8 | TOPOLOGY.CSWSA.CBEN.INGLCOSW.13.8.3189 | CSWSA | CBEN | INGLCOSW_R_C | [CB]52G3_CB, [UN]STG | No Original Name
INGLCOSW | 138 | TOPOLOGY.CSWSA.CBEN.INGLCOSW.138.8BB1 | CSWSA | CBEN | INGLCOSW_V_A | [DSC]3401, [DSC]3406, [DSC]3411, [CB]3455 | No Original Name
INGLCOSW | 138 | TOPOLOGY.CSWSA.CBEN.INGLCOSW.138.8BB2 | CSWSA | CBEN | INGLCOSW_V_B | [DSC]3436, [DSC]3441, [DSC]3446, [CB]3460 | No Original Name
INGLESID | 138 | TOPOLOGY.CSWSA.CBEN.INGLESID.138.1131 | CSWSA | CBEN | INGLESID_V_A | [DSC]1487, [DSC]43, [DSC]477 | No Original Name
INGLESID | 138 | TOPOLOGY.CSWSA.CBEN.INGLESID.138.1132 | CSWSA | CBEN | INGLESID_V_B | [CB]1428_CS, [DSC]28, [DSC]477, [DSC]478 | No Original Name
INGLESID | 138 | TOPOLOGY.CSWSA.CBEN.INGLESID.138.3304 | CSWSA | CBEN | INGLESID_L_A | [LD]138_12_2, [DSC]478 | No Original Name
INGLESID | 138 | TOPOLOGY.CSWSA.CBEN.INGLESID.138.3307 | CSWSA | CBEN | INGLESID_L_B | [LD]138_12_1, [DSC]1487 | No Original Name
JAVELINA | 138 | TOPOLOGY.CSWSA.CBEN.JAVELINA.138.1131 | CSWSA | CBEN | JAVELINA_V_A | [DSC]1806, [DSC]3654, [DSC]HVA1 | No Original Name
JAVELINA | 138 | TOPOLOGY.CSWSA.CBEN.JAVELINA.138.1132 | CSWSA | CBEN | JAVELINA_V_B | [DSC]3096, [DSC]3656, [DSC]HVB1 | No Original Name
JAVELINA | 138 | TOPOLOGY.CSWSA.CBEN.JAVELINA.138.3272 | CSWSA | CBEN | JAVELINA_L_A | [LD]138_13_A, [CB]HVA_CB | No Original Name
JAVELINA | 138 | TOPOLOGY.CSWSA.CBEN.JAVELINA.138.3273 | CSWSA | CBEN | JAVELINA_L_B | [LD]138_13_B, [CB]HVB_CB | No Original Name
JOSLIN | 138 | TOPOLOGY.CSWSA.CBEN.JOSLIN.138.1131 | CSWSA | CBEN | JOSLIN_V_A | [DSC]8296, [DSC]8316, [DSC]8336, [DSC]8346, [DSC]8 | No Original Name
JOSLIN | 138 | TOPOLOGY.CSWSA.CBEN.JOSLIN.138.1132 | CSWSA | CBEN | JOSLIN_V_B | [DSC]8306, [DSC]8326, [DSC]8356, [DSC]8376 | No Original Name
JOURDNTN | 69 | TOPOLOGY.CSWSA.CBEN.JOURDNTN.69.1061 | CSWSA | CBEN | JOURDNTN_V_A | [DSC]1677, [DSC]1678, [DSC]5607, [DSC]7683, [CB]CA | No Original Name
JOURDNTN | 69 | TOPOLOGY.CSWSA.CBEN.JOURDNTN.69.4494 | CSWSA | CBEN | JOURDNTN_L_A | [DSC]5607, [LD]69_12_1 | No Original Name
JOURDNTN | 69 | TOPOLOGY.CSWSA.CBEN.JOURDNTN.69.4495 | CSWSA | CBEN | JOURDNTN_L_B | [LD]69_12_2, [DSC]7683 | No Original Name
KENEDY | 69 | TOPOLOGY.CSWSA.CBEN.KENEDY.69.1061 | CSWSA | CBEN | KENEDY_V_A | [DSC]1964, [DSC]223, [DSC]654 | No Original Name
KENEDY | 69 | TOPOLOGY.CSWSA.CBEN.KENEDY.69.2764 | CSWSA | CBEN | KENEDY_L_A | [DSC]1964, [LD]69_12 | No Original Name
KENEDYSW | 138 | TOPOLOGY.CSWSA.CBEN.KENEDYSW.138.1131 | CSWSA | CBEN | KENEDYSW_V_A | [DSC]1835, [DSC]7176, [DSC]7216, [DSC]7236, [DSC]9 | No Original Name
KENEDYSW | 138 | TOPOLOGY.CSWSA.CBEN.KENEDYSW.138.2772 | CSWSA | CBEN | KENEDYSW_L_A | [LD]138_12_2, [DSC]1835 | No Original Name
KENEDYSW | 69 | TOPOLOGY.CSWSA.CBEN.KENEDYSW.69.1061 | CSWSA | CBEN | KENEDYSW_V_B | [DSC]1734, [DSC]5611, [DSC]5621, [DSC]5631, [DSC]6 | No Original Name
KENEDYSW | 69 | TOPOLOGY.CSWSA.CBEN.KENEDYSW.69.2778 | CSWSA | CBEN | KENEDYSW_L_B | [DSC]1734, [LD]69_12_1 | No Original Name
KIMBLE | 69 | TOPOLOGY.CSWSA.CBEN.KIMBLE.69.4499 | CSWSA | CBEN | KIMBLE_L_A | [DSC]188, [LD]69_12 | No Original Name
KINGRNCH | 138 | TOPOLOGY.CSWSA.CBEN.KINGRNCH.138.0003 | CSWSA | CBEN | KINGRNCH_L_A | [DSC]3148, [LD]LD01 | No Original Name
KINGRNCH | 138 | TOPOLOGY.CSWSA.CBEN.KINGRNCH.138.0004 | CSWSA | CBEN | KINGRNCH_L_B | [DSC]1658, [LD]LD02 | No Original Name
KINGRNCH | 138 | TOPOLOGY.CSWSA.CBEN.KINGRNCH.138.0011 | CSWSA | CBEN | KINGRNCH_V_A | [DSC]3148, [DSC]6629, [DSC]7069 | No Original Name
KINGRNCH | 138 | TOPOLOGY.CSWSA.CBEN.KINGRNCH.138.0014 | CSWSA | CBEN | KINGRNCH_V_B | [DSC]1658, [DSC]6694, [DSC]7068 | No Original Name
KINGSVIL | 138 | TOPOLOGY.CSWSA.CBEN.KINGSVIL.138.1131 | CSWSA | CBEN | KINGSVIL_V_A | [DSC]5058, [CB]7563_CS, [DSC]8106 | No Original Name
KINGSVIL | 138 | TOPOLOGY.CSWSA.CBEN.KINGSVIL.138.3316 | CSWSA | CBEN | KINGSVIL_L_A | [LD]138_12_1, [CB]7563_CS | No Original Name
KINGSVIL | 138 | TOPOLOGY.CSWSA.CBEN.KINGSVIL.138.3317 | CSWSA | CBEN | KINGSVIL_L_B | [LD]138_12_2, [CB]7473_CS | No Original Name
KLEBERG | 138 | TOPOLOGY.CSWSA.CBEN.KLEBERG.138.1131 | CSWSA | CBEN | KLEBERG_V_A | [DSC]1846, [DSC]3311, [DSC]6988, [DSC]7646 | No Original Name
KLEBERG | 138 | TOPOLOGY.CSWSA.CBEN.KLEBERG.138.1132 | CSWSA | CBEN | KLEBERG_V_B | [DSC]3309, [DSC]6952, [DSC]7656, [DSC]9136 | No Original Name
KLEBERG | 138 | TOPOLOGY.CSWSA.CBEN.KLEBERG.138.3323 | CSWSA | CBEN | KLEBERG_L_A | [LD]138_12_1, [CB]6993_CS | No Original Name
KLEBERG | 138 | TOPOLOGY.CSWSA.CBEN.KLEBERG.138.3324 | CSWSA | CBEN | KLEBERG_L_B | [LD]138_12_2, [CB]6953_CS | No Original Name
KNIPPA | 69 | TOPOLOGY.CSWSA.CBEN.KNIPPA.69.4503 | CSWSA | CBEN | KNIPPA_L_A | [LD]69_12, [DSC]9942 | No Original Name
KOCH_HF | 138 | TOPOLOGY.CSWSA.CBEN.KOCH_HF.138.1131 | CSWSA | CBEN | KOCH_HF_V_A | [DSC]128, [DSC]86, [DSC]96 | No Original Name
KOCH_HF | 138 | TOPOLOGY.CSWSA.CBEN.KOCH_HF.138.1132 | CSWSA | CBEN | KOCH_HF_V_B | [DSC]123, [DSC]61, [DSC]84 | No Original Name
KOCH_HF | 138 | TOPOLOGY.CSWSA.CBEN.KOCH_HF.138.3657 | CSWSA | CBEN | KOCH_HF_L_A | [LD]138_12_2, [CB]30_CB | No Original Name
KOCH_HF | 138 | TOPOLOGY.CSWSA.CBEN.KOCH_HF.138.3659 | CSWSA | CBEN | KOCH_HF_L_B | [LD]138_12_1, [CB]35_CB | No Original Name
KOCH_UP | 12.5 | TOPOLOGY.CSWSA.CBEN.KOCH_UP.12.5.3676 | CSWSA | CBEN | KOCH_UP_R_A | [UN]KOCHUPG1, [CB]UNSW_1_1_CB | No Original Name
KOCH_UP | 138 | TOPOLOGY.CSWSA.CBEN.KOCH_UP.138.1131 | CSWSA | CBEN | KOCH_UP_V_A | [DSC]221, [DSC]411, [DSC]53 | No Original Name
KOCH_UP | 69 | TOPOLOGY.CSWSA.CBEN.KOCH_UP.69.1064 | CSWSA | CBEN | KOCH_UP_V_B | [DSC]4037, [DSC]4039, [DSC]56 | No Original Name
KOCH_UP | 69 | TOPOLOGY.CSWSA.CBEN.KOCH_UP.69.1066 | CSWSA | CBEN | KOCH_UP_L_A | [DSC]4063, [LD]KOCH_UL1 | No Original Name
KOCH_UP | 69 | TOPOLOGY.CSWSA.CBEN.KOCH_UP.69.1068 | CSWSA | CBEN | KOCH_UP_L_B | [DSC]4043, [LD]KOCH_UL2 | No Original Name
LA_PRYOR | 69 | TOPOLOGY.CSWSA.CBEN.LA_PRYOR.69.4550 | CSWSA | CBEN | LA_PRYOR_L_A | [DSC]347, [LD]69_12 | No Original Name
LAGUNA | 69 | TOPOLOGY.CSWSA.CBEN.LAGUNA.69.3334 | CSWSA | CBEN | LAGUNA_L_A | [LD]69_12, [DSC]8787 | No Original Name
LAKESIDP | 69 | TOPOLOGY.CSWSA.CBEN.LAKESIDP.69.2780 | CSWSA | CBEN | LAKESIDP_L_A | [DSC]197, [LD]69_12 | No Original Name
LAN_CTY | 138 | TOPOLOGY.CSWSA.CBEN.LAN_CTY.138.1131 | CSWSA | CBEN | LAN_CTY_V_A | [DSC]5288, [DSC]5598, [DSC]6486, [DSC]7451, [DSC]7 | No Original Name
LANCTYPM | 138 | TOPOLOGY.CSWSA.CBEN.LANCTYPM.138.2782 | CSWSA | CBEN | LANCTYPM_L_A | [LD]138_12, [CB]2615_CB | No Original Name
LARDVFTN | 138 | TOPOLOGY.CSWSA.CBEN.LARDVFTN.138.0101 | CSWSA | CBEN | LARDVFTN_V_A | [DSC]1123, [DSC]4249, [DSC]9169 | New NodeKey
LARDVFTN | 138 | TOPOLOGY.CSWSA.CBEN.LARDVFTN.138.BB1 | CSWSA | CBEN | LARDVFTN_V_B | [DSC]7186, [DSC]8446, [DSC]9171 | New NodeKey
LARDVFTN | 138 | TOPOLOGY.CSWSA.CBEN.LARDVFTN.138.BB2 | CSWSA | CBEN | LARDVFTN_V_C | [DSC]4251, [DSC]4681, [DSC]5136, [DSC]6736 | New NodeKey
LARDVFTS | 138 | TOPOLOGY.CSWSA.CBEN.LARDVFTS.138.0007 | CSWSA | CBEN | LARDVFTS_V_A | [DSC]2273, [DSC]4264, [DSC]5239 | New NodeKey
LARDVFTS | 138 | TOPOLOGY.CSWSA.CBEN.LARDVFTS.138.0013 | CSWSA | CBEN | LARDVFTS_V_B | [DSC]1118, [DSC]3077, [DSC]4266, [DSC]6094 | New NodeKey
LAREDO | 13.8 | TOPOLOGY.CSWSA.CBEN.LAREDO.13.8.4701 | CSWSA | CBEN | LAREDO_R_A | [XF]069_13_1, [UN]LAREDOG1 | No Original Name
LAREDO | 13.8 | TOPOLOGY.CSWSA.CBEN.LAREDO.13.8.4702 | CSWSA | CBEN | LAREDO_R_B | [XF]138_13_2, [UN]LAREDOG2 | No Original Name
LAREDO | 13.8 | TOPOLOGY.CSWSA.CBEN.LAREDO.13.8.4703 | CSWSA | CBEN | LAREDO_R_C | [XF]138_13_3, [UN]LAREDOG3 | No Original Name
LAREDO | 138 | TOPOLOGY.CSWSA.CBEN.LAREDO.138.1131 | CSWSA | CBEN | LAREDO_V_A | [DSC]6306, [DSC]DSC_1616, [DSC]DSC_2031, [DSC]DSC_ | No Original Name
LAREDO | 138 | TOPOLOGY.CSWSA.CBEN.LAREDO.138.1132 | CSWSA | CBEN | LAREDO_V_B | [DSC]6301, [DSC]DSC_1611, [DSC]DSC_1926, [DSC]DSC_ | No Original Name
LAREDO | 138 | TOPOLOGY.CSWSA.CBEN.LAREDO.138.6535 | CSWSA | CBEN | LAREDO_L_A | [DSC]DSC_8534, [LD]LD2 | No Original Name
LAREDO | 138 | TOPOLOGY.CSWSA.CBEN.LAREDO.138.6545 | CSWSA | CBEN | LAREDO_L_B | [DSC]DSC_8544, [LD]LD1 | No Original Name
LAREDO | 69 | TOPOLOGY.CSWSA.CBEN.LAREDO.69.1061 | CSWSA | CBEN | LAREDO_V_C | [DSC]DSC_2261, [DSC]DSC_2289, [DSC]DSC_2411, [DSC] | No Original Name
LAREDO | 69 | TOPOLOGY.CSWSA.CBEN.LAREDO.69.1062 | CSWSA | CBEN | LAREDO_V_D | [DSC]DSC_1051, [DSC]DSC_2271, [DSC]DSC_2281, [DSC] | No Original Name
LAREDO | 69 | TOPOLOGY.CSWSA.CBEN.LAREDO.69.4526 | CSWSA | CBEN | LAREDO_L_C | [LD]AUXLD, [DSC]DSC_2429 | No Original Name
LEARY_LN | 69 | TOPOLOGY.CSWSA.CBEN.LEARY_LN.69.1061 | CSWSA | CBEN | LEARY_LN_V_A | [DSC]1688, [DSC]2706, [DSC]537 | No Original Name
LEARY_LN | 69 | TOPOLOGY.CSWSA.CBEN.LEARY_LN.69.1062 | CSWSA | CBEN | LEARY_LN_V_B | [DSC]1707, [DSC]2706, [DSC]6073 | No Original Name
LEARY_LN | 69 | TOPOLOGY.CSWSA.CBEN.LEARY_LN.69.2790 | CSWSA | CBEN | LEARY_LN_L_A | [DSC]537, [LD]69_12_1 | No Original Name
LEARY_LN | 69 | TOPOLOGY.CSWSA.CBEN.LEARY_LN.69.2791 | CSWSA | CBEN | LEARY_LN_L_B | [DSC]6073, [LD]69_12_2 | No Original Name
LGE | 13.8 | TOPOLOGY.CSWSA.CBEN.LGE.13.8.3518 | CSWSA | CBEN | LGE_R_A | [CB]52GT1, [UN]LGE_GT1 | No Original Name
LGE | 13.8 | TOPOLOGY.CSWSA.CBEN.LGE.13.8.3521 | CSWSA | CBEN | LGE_R_B | [XF]138_13_3, [UN]LGE_GT2 | No Original Name
LGE | 13.8 | TOPOLOGY.CSWSA.CBEN.LGE.13.8.3524 | CSWSA | CBEN | LGE_R_C | [CB]52STG, [UN]LGE_STG | No Original Name
LIVE_OAK | 69 | TOPOLOGY.CSWSA.CBEN.LIVE_OAK.69.0009 | CSWSA | CBEN | LIVE_OAK_L_A | [CB]1155_CS, [LD]LD1 | No Original Name
LOLITA | 138 | TOPOLOGY.CSWSA.CBEN.LOLITA.138.0001 | CSWSA | CBEN | LOLITA_L_A | [DSC]6218, [LD]LOAD1 | No Original Name
LOLITA | 138 | TOPOLOGY.CSWSA.CBEN.LOLITA.138.1131 | CSWSA | CBEN | LOLITA_V_A | [DSC]6218, [DSC]6566, [DSC]6646, [DSC]7326 | No Original Name
LON_HILL | 13.8 | TOPOLOGY.CSWSA.CBEN.LON_HILL.13.8.4701 | CSWSA | CBEN | LON_HILL_R_A | [XF]069_13_1, [UN]LON_HIG1 | No Original Name
LON_HILL | 13.8 | TOPOLOGY.CSWSA.CBEN.LON_HILL.13.8.4702 | CSWSA | CBEN | LON_HILL_R_B | [XF]069_13_2, [UN]LON_HIG2 | No Original Name
LON_HILL | 138 | TOPOLOGY.CSWSA.CBEN.LON_HILL.138.1131 | CSWSA | CBEN | LON_HILL_V_A | [DSC]5521, [DSC]5661, [DSC]5691, [DSC]6006, [DSC]6 | No Original Name
LON_HILL | 138 | TOPOLOGY.CSWSA.CBEN.LON_HILL.138.1132 | CSWSA | CBEN | LON_HILL_V_B | [DSC]5056, [DSC]5531, [DSC]5671, [DSC]6016, [DSC]6 | No Original Name
LON_HILL | 18 | TOPOLOGY.CSWSA.CBEN.LON_HILL.18.4703 | CSWSA | CBEN | LON_HILL_R_C | [XF]138_18_3, [UN]LON_HIG3 | No Original Name
LON_HILL | 22 | TOPOLOGY.CSWSA.CBEN.LON_HILL.22.4704 | CSWSA | CBEN | LON_HILL_R_D | [XF]138_22_4, [UN]LON_HIG4 | No Original Name
LON_HILL | 345 | TOPOLOGY.CSWSA.CBEN.LON_HILL.345.1341 | CSWSA | CBEN | LON_HILL_V_C | [DSC]6516, [DSC]8897, [DSC]8934, [DSC]9186 | No Original Name
LON_HILL | 345 | TOPOLOGY.CSWSA.CBEN.LON_HILL.345.1342 | CSWSA | CBEN | LON_HILL_V_D | [DSC]5969, [DSC]8914, [DSC]8947, [DSC]9056 | No Original Name
LON_HILL | 69 | TOPOLOGY.CSWSA.CBEN.LON_HILL.69.1061 | CSWSA | CBEN | LON_HILL_V_E | [DSC]5681, [DSC]5801, [DSC]5811, [DSC]5831, [DSC]5 | No Original Name
LON_HILL | 69 | TOPOLOGY.CSWSA.CBEN.LON_HILL.69.1062 | CSWSA | CBEN | LON_HILL_V_F | [DSC]5701, [DSC]5721, [DSC]5731, [DSC]5761, [DSC]5 | No Original Name
LON_HILL | 69 | TOPOLOGY.CSWSA.CBEN.LON_HILL.69.3369 | CSWSA | CBEN | LON_HILL_L_A | [LD]1, [DSC]5679 | No Original Name
LONE_STR | 69 | TOPOLOGY.CSWSA.CBEN.LONE_STR.69.1061 | CSWSA | CBEN | LONE_STR_V_A | [DSC]1947, [DSC]1953, [DSC]285 | No Original Name
LONE_STR | 69 | TOPOLOGY.CSWSA.CBEN.LONE_STR.69.2801 | CSWSA | CBEN | LONE_STR_L_A | [DSC]285, [LD]69_12 | No Original Name
LOYOLA4 | 138 | TOPOLOGY.CSWSA.CBEN.LOYOLA4.138.1131 | CSWSA | CBEN | LOYOLASUB8 | [DSC]248, [DSC]268, [DSC]91 | Original Not Confirmed
LOYOLA4 | 138 | TOPOLOGY.CSWSA.CBEN.LOYOLA4.138.1132 | CSWSA | CBEN | LOYOLASUB8Z | [DSC]11, [DSC]233, [DSC]268 | Original Not Confirmed
LOYOLA4 | 138 | TOPOLOGY.CSWSA.CBEN.LOYOLA4.138.3330 | CSWSA | CBEN | LOYOLASUB8V | [LD]138_12, [DSC]233 | Original Not Confirmed
LYTLE2 | 69 | TOPOLOGY.CSWSA.CBEN.LYTLE2.69.4553 | CSWSA | CBEN | LYTLE2_L_A | [DSC]5567, [LD]69_12 | No Original Name
LYTLE2 | 69 | TOPOLOGY.CSWSA.CBEN.LYTLE2.69.692 | CSWSA | CBEN | LYTLE2_V_A | [DSC]5567, [DSC]7023, [CB]SCC1_CB | No Original Name
MAGNOLIA | 69 | TOPOLOGY.CSWSA.CBEN.MAGNOLIA.69.2803 | CSWSA | CBEN | MAGNOLIA_L_A | [DSC]2477, [LD]69_12 | No Original Name
MAGRUDER | 69 | TOPOLOGY.CSWSA.CBEN.MAGRUDER.69.1061 | CSWSA | CBEN | MAGRUDER_V_A | [DSC]2153, [DSC]356, [DSC]7021, [DSC]7041 | No Original Name
MAGRUDER | 69 | TOPOLOGY.CSWSA.CBEN.MAGRUDER.69.2808 | CSWSA | CBEN | MAGRUDER_L_A | [DSC]354, [LD]69_12_1 | No Original Name
MAGRUDER | 69 | TOPOLOGY.CSWSA.CBEN.MAGRUDER.69.2810 | CSWSA | CBEN | MAGRUDER_L_B | [LD]69_12_2, [DSC]8454 | No Original Name
MALONE | 69 | TOPOLOGY.CSWSA.CBEN.MALONE.69.2817 | CSWSA | CBEN | MALONE_L_A | [DSC]2237, [LD]69_12 | No Original Name
MARKHAM | 69 | TOPOLOGY.CSWSA.CBEN.MARKHAM.69.1061 | CSWSA | CBEN | MARKHAM_V_A | [DSC]1694, [DSC]1696, [DSC]1697 | No Original Name
MARKHAM | 69 | TOPOLOGY.CSWSA.CBEN.MARKHAM.69.2820 | CSWSA | CBEN | MARKHAM_L_A | [DSC]1697, [LD]69_12 | No Original Name
MATHIS | 69 | TOPOLOGY.CSWSA.CBEN.MATHIS.69.0004 | CSWSA | CBEN | MATHIS_V_A | [DSC]2447, [DSC]3024, [DSC]3027, [DSC]3031 | No Original Name
MATHIS | 69 | TOPOLOGY.CSWSA.CBEN.MATHIS.69.0009 | CSWSA | CBEN | MATHIS_V_B | [DSC]1567, [DSC]3021, [DSC]3026, [DSC]3028 | No Original Name
MATHIS | 69 | TOPOLOGY.CSWSA.CBEN.MATHIS.69.0016 | CSWSA | CBEN | MATHIS_V_C | [DSC]3016, [DSC]3018, [DSC]3019 | No Original Name
MATHIS | 69 | TOPOLOGY.CSWSA.CBEN.MATHIS.69.0021 | CSWSA | CBEN | MATHIS_V_D | [DSC]3014, [DSC]3017, [DSC]3029, [CB]SCC1_CB | No Original Name
MATHIS | 69 | TOPOLOGY.CSWSA.CBEN.MATHIS.69.3385 | CSWSA | CBEN | MATHIS_L_A | [DSC]1567, [LD]LD01 | No Original Name
MATHIS | 69 | TOPOLOGY.CSWSA.CBEN.MATHIS.69.3387 | CSWSA | CBEN | MATHIS_L_B | [DSC]2447, [LD]LD02 | No Original Name
MATTHEWS | 69 | TOPOLOGY.CSWSA.CBEN.MATTHEWS.69.2827 | CSWSA | CBEN | MATTHEWS_L_A | [DSC]6687, [LD]69_12 | No Original Name
MAVERICK | 138 | TOPOLOGY.CSWSA.CBEN.MAVERICK.138.6301 | CSWSA | CBEN | MAVERICK_L_A | [LD]1, [DSC]2647, [DSC]2967 | No Original Name
MCKENZIE | 138 | TOPOLOGY.CSWSA.CBEN.MCKENZIE.138.3394 | CSWSA | CBEN | MCKENZIE_L_A | [LD]138_12, [DSC]9902 | No Original Name
MEDIOCR | 138 | TOPOLOGY.CSWSA.CBEN.MEDIOCR.138.8300 | CSWSA | CBEN | MEDIOCR_L_A | [DSC]DS1315_SW, [LD]MEDIO_L1 | No Original Name
MEDIOCR | 138 | TOPOLOGY.CSWSA.CBEN.MEDIOCR.138.8BB1 | CSWSA | CBEN | MEDIOCR_V_A | [DSC]DS1312_SW, [DSC]DS1313_SW, [DSC]DS1315_SW | No Original Name
MIDWPUMP | 69 | TOPOLOGY.CSWSA.CBEN.MIDWPUMP.69.6301 | CSWSA | CBEN | MIDWPUMP_L_A | [DSC]257, [LD]69_12 | No Original Name
MILO | 138 | TOPOLOGY.CSWSA.CBEN.MILO.138.0101 | CSWSA | CBEN | MILO_L_A | [CB]7453, [LD]LD02 | No Original Name
MILO | 138 | TOPOLOGY.CSWSA.CBEN.MILO.138.8BB1 | CSWSA | CBEN | MILO_V_A | [DSC]3027, [DSC]3033, [DSC]3036 | No Original Name
MILO | 138 | TOPOLOGY.CSWSA.CBEN.MILO.138.8BB2 | CSWSA | CBEN | MILO_V_B | [DSC]3028, [DSC]3033, [DSC]4958 | No Original Name
MILO | 138 | TOPOLOGY.CSWSA.CBEN.MILO.138.8BB6 | CSWSA | CBEN | MILO_L_B | [CB]3035_CS, [LD]LD01 | No Original Name
MINES_RD | 138 | TOPOLOGY.CSWSA.CBEN.MINES_RD.138.1131 | CSWSA | CBEN | MINES_RD_V_A | [CB]4298_CS, [DSC]4303, [DSC]4343, [CB]SCC1_CB | No Original Name
MINES_RD | 138 | TOPOLOGY.CSWSA.CBEN.MINES_RD.138.4562 | CSWSA | CBEN | MINES_RD_L_A | [LD]1_138_12, [CB]4353_CS | No Original Name
MOORE | 138 | TOPOLOGY.CSWSA.CBEN.MOORE.138.1131 | CSWSA | CBEN | MOORE_V_A | [CB]5235_CB, [CB]5295_CB, [CB]6655_CB, [CB]7565_CB | No Original Name
MORRIS | 138 | TOPOLOGY.CSWSA.CBEN.MORRIS.138.0001 | CSWSA | CBEN | MORRIS_L_A | [LD]138_12_4, [CB]1955_CS | No Original Name
MORRIS | 138 | TOPOLOGY.CSWSA.CBEN.MORRIS.138.1131 | CSWSA | CBEN | MORRIS_V_A | [CB]1943_CS, [DSC]3051, [DSC]4631, [CB]533_CS, [DS | No Original Name
MORRIS | 138 | TOPOLOGY.CSWSA.CBEN.MORRIS.138.1132 | CSWSA | CBEN | MORRIS_V_B | [DSC]1476, [CB]1955_CS, [DSC]2836, [CB]454_CS, [DS | No Original Name
MORRIS | 138 | TOPOLOGY.CSWSA.CBEN.MORRIS.138.3403 | CSWSA | CBEN | MORRIS_L_B | [LD]138_12_1, [CB]454_CS | No Original Name
MORRIS | 138 | TOPOLOGY.CSWSA.CBEN.MORRIS.138.3404 | CSWSA | CBEN | MORRIS_L_C | [LD]138_12_2, [CB]533_CS | No Original Name
MORRIS | 138 | TOPOLOGY.CSWSA.CBEN.MORRIS.138.6303 | CSWSA | CBEN | MORRIS_L_D | [LD]138_12_3, [CB]1943_CS | No Original Name
MUSTANG | 69 | TOPOLOGY.CSWSA.CBEN.MUSTANG.69.2445 | CSWSA | CBEN | MUSTANG_L_A | [DSC]2142, [LD]69_12 | No Original Name
N_ELLA | 69 | TOPOLOGY.CSWSA.CBEN.N_ELLA.69.3407 | CSWSA | CBEN | N_ELLA_L_A | [DSC]160, [LD]69_12 | No Original Name
N_PADRE | 69 | TOPOLOGY.CSWSA.CBEN.N_PADRE.69.0004 | CSWSA | CBEN | N_PADRE_L_A | [CB]6685, [LD]69_12 | No Original Name
N_PADRE | 69 | TOPOLOGY.CSWSA.CBEN.N_PADRE.69.0007 | CSWSA | CBEN | N_PADRE_L_B | [CB]1390, [LD]PSL2 | No Original Name
N_SHARPE | 138 | TOPOLOGY.CSWSA.CBEN.N_SHARPE.138.0001 | CSWSA | CBEN | N_SHARPE_V_A | [DSC]3608, [DSC]5451, [DSC]6698, [DSC]7941, [DSC]8 | No Original Name
N_SHARPE | 138 | TOPOLOGY.CSWSA.CBEN.N_SHARPE.138.0054 | CSWSA | CBEN | N_SHARPE_V_B | [DSC]1753, [DSC]2681, [DSC]961, [DSC]9706 | No Original Name
N_SHARPE | 345 | TOPOLOGY.CSWSA.CBEN.N_SHARPE.345.0100 | CSWSA | CBEN | N_SHARPE_V_C | [DSC]286, [DSC]4886, [DSC]773, [DSC]891 | No Original Name
N_VICT | 69 | TOPOLOGY.CSWSA.CBEN.N_VICT.69.2831 | CSWSA | CBEN | N_VICT_L_A | [DSC]2067, [LD]69_12_2 | No Original Name
N_VICT | 69 | TOPOLOGY.CSWSA.CBEN.N_VICT.69.2832 | CSWSA | CBEN | N_VICT_L_B | [DSC]2487, [LD]69_12_1, [LD]N_VICT_LD1 | No Original Name
NAVAL_BS | 69 | TOPOLOGY.CSWSA.CBEN.NAVAL_BS.69.1061 | CSWSA | CBEN | NAVAL_BS_V_A | [DSC]1455, [DSC]5341, [DSC]7819 | No Original Name
NAVAL_BS | 69 | TOPOLOGY.CSWSA.CBEN.NAVAL_BS.69.1062 | CSWSA | CBEN | NAVAL_BS_V_B | [DSC]1467, [DSC]5351, [DSC]7256, [DSC]7821, [CB]SC | No Original Name
NAVAL_BS | 69 | TOPOLOGY.CSWSA.CBEN.NAVAL_BS.69.3440 | CSWSA | CBEN | NAVAL_BS_L_A | [DSC]1455, [LD]69_12_1 | No Original Name
NAVAL_BS | 69 | TOPOLOGY.CSWSA.CBEN.NAVAL_BS.69.3441 | CSWSA | CBEN | NAVAL_BS_L_B | [DSC]1467, [LD]69_12_2 | No Original Name
NCARBIDE | 13.8 | TOPOLOGY.CSWSA.CBEN.NCARBIDE.13.8.2836 | CSWSA | CBEN | NCARBIDE_R_A | [UN]NCARBIG1, [CB]UNSW_1_1_CB | No Original Name
NCARBIDE | 13.8 | TOPOLOGY.CSWSA.CBEN.NCARBIDE.13.8.2839 | CSWSA | CBEN | NCARBIDE_R_B | [UN]NCARBIG2, [CB]UNSW_1_2_CB | No Original Name
NCARBIDE | 138 | TOPOLOGY.CSWSA.CBEN.NCARBIDE.138.1131 | CSWSA | CBEN | NCARBIDE_V_A | [CB]2605_CS, [DSC]6894, [DSC]8681, [DSC]8691 | No Original Name
NCARBIDE | 138 | TOPOLOGY.CSWSA.CBEN.NCARBIDE.138.1132 | CSWSA | CBEN | NCARBIDE_V_B | [DSC]5911, [CB]6707_CS, [DSC]6896 | No Original Name
NCARBIDE | 69 | TOPOLOGY.CSWSA.CBEN.NCARBIDE.69.1061 | CSWSA | CBEN | NCARBIDE_V_C | [DSC]5651, [DSC]6421, [DSC]6431, [DSC]6854, [DSC]6 | No Original Name
NCARBIDE | 69 | TOPOLOGY.CSWSA.CBEN.NCARBIDE.69.1062 | CSWSA | CBEN | NCARBIDE_V_D | [DSC]324, [DSC]5641, [DSC]6856, [DSC]6886, [DSC]93 | No Original Name
NCARBIDE | 69 | TOPOLOGY.CSWSA.CBEN.NCARBIDE.69.2845 | CSWSA | CBEN | NCARBIDE_L_A | [DSC]9794, [LD]LD5 | No Original Name
NCARBIDE | 69 | TOPOLOGY.CSWSA.CBEN.NCARBIDE.69.2846 | CSWSA | CBEN | NCARBIDE_L_B | [DSC]9349, [LD]LD8 | No Original Name
NCARBIDE | 69 | TOPOLOGY.CSWSA.CBEN.NCARBIDE.69.2850 | CSWSA | CBEN | NCARBIDE_L_C | [DSC]6429, [LD]LD2 | No Original Name
NCARBIDE | 69 | TOPOLOGY.CSWSA.CBEN.NCARBIDE.69.2851 | CSWSA | CBEN | NCARBIDE_L_D | [DSC]6904, [LD]LD7 | No Original Name
NCARBIDE | 69 | TOPOLOGY.CSWSA.CBEN.NCARBIDE.69.2852 | CSWSA | CBEN | NCARBIDE_L_E | [DSC]8669, [LD]LD3 | No Original Name
NCARBIDE | 69 | TOPOLOGY.CSWSA.CBEN.NCARBIDE.69.2853 | CSWSA | CBEN | NCARBIDE_L_F | [DSC]9144, [LD]LD4 | No Original Name
NCARBIDE | 69 | TOPOLOGY.CSWSA.CBEN.NCARBIDE.69.2855 | CSWSA | CBEN | NCARBIDE_L_G | [DSC]6419, [LD]LD1 | No Original Name
NCARBIDE | 69 | TOPOLOGY.CSWSA.CBEN.NCARBIDE.69.2856 | CSWSA | CBEN | NCARBIDE_L_H | [DSC]326, [LD]LD6 | No Original Name
NIXON | 69 | TOPOLOGY.CSWSA.CBEN.NIXON.69.1061 | CSWSA | CBEN | NIXON_V_A | [DSC]2625, [DSC]2626, [DSC]816 | No Original Name
NIXON | 69 | TOPOLOGY.CSWSA.CBEN.NIXON.69.2868 | CSWSA | CBEN | NIXON_L_A | [DSC]2625, [LD]69_12_1 | No Original Name
NIXON | 69 | TOPOLOGY.CSWSA.CBEN.NIXON.69.2869 | CSWSA | CBEN | NIXON_L_B | [DSC]2773, [LD]69_12_2 | No Original Name
NORDHEIM | 69 | TOPOLOGY.CSWSA.CBEN.NORDHEIM.69.2875 | CSWSA | CBEN | NORDHEIM_L_A | [DSC]227, [LD]69_12_1 | No Original Name
NORMANNA | 69 | TOPOLOGY.CSWSA.CBEN.NORMANNA.69.6301 | CSWSA | CBEN | NORMANNA_L_A | [DSC]2963, [DSC]5658, [LD]69_12 | No Original Name
NUECES_B | 13.8 | TOPOLOGY.CSWSA.CBEN.NUECES_B.13.8.4705 | CSWSA | CBEN | NUECES_B_R_A | [XF]069_13_1, [UN]NUECESG5 | No Original Name
NUECES_B | 138 | TOPOLOGY.CSWSA.CBEN.NUECES_B.138.1131 | CSWSA | CBEN | NUECES_B_V_A | [DSC]1636, [DSC]1676, [DSC]1886, [DSC]2126, [DSC]3 | No Original Name
NUECES_B | 138 | TOPOLOGY.CSWSA.CBEN.NUECES_B.138.1132 | CSWSA | CBEN | NUECES_B_V_B | [DSC]1626, [DSC]1766, [DSC]2116, [DSC]3091, [DSC]5 | No Original Name
NUECES_B | 20 | TOPOLOGY.CSWSA.CBEN.NUECES_B.20.4706 | CSWSA | CBEN | NUECES_B_R_B | [XF]069_20_2, [UN]NUECESG6 | No Original Name
NUECES_B | 22 | TOPOLOGY.CSWSA.CBEN.NUECES_B.22.4707 | CSWSA | CBEN | NUECES_B_R_C | [XF]138_22_3, [UN]NUECESG7 | No Original Name
NUECES_B | 69 | TOPOLOGY.CSWSA.CBEN.NUECES_B.69.1061 | CSWSA | CBEN | NUECES_B_V_C | [DSC]2111, [DSC]2131, [DSC]8526, [DSC]9211, [DSC]9 | No Original Name
NUECES_B | 69 | TOPOLOGY.CSWSA.CBEN.NUECES_B.69.1062 | CSWSA | CBEN | NUECES_B_V_D | [DSC]2121, [DSC]2141, [DSC]561, [DSC]8516, [DSC]92 | No Original Name
NUECES_B | 69 | TOPOLOGY.CSWSA.CBEN.NUECES_B.69.3423 | CSWSA | CBEN | NUECES_B_L_A | [LD]1_CITY, [DSC]2109, [LD]NUECES_B_LD1 | No Original Name
NUECES_B | 69 | TOPOLOGY.CSWSA.CBEN.NUECES_B.69.3430 | CSWSA | CBEN | NUECES_B_L_B | [LD]2_CITY, [DSC]2119 | No Original Name
OCONNER | 69 | TOPOLOGY.CSWSA.CBEN.OCONNER.69.2883 | CSWSA | CBEN | OCONNER_L_A | [DSC]2077, [LD]69_12 | No Original Name
ODEM | 69 | TOPOLOGY.CSWSA.CBEN.ODEM.69.1061 | CSWSA | CBEN | ODEM_V_A | [DSC]2297, [DSC]2404, [DSC]641 | No Original Name
ODEM | 69 | TOPOLOGY.CSWSA.CBEN.ODEM.69.1062 | CSWSA | CBEN | ODEM_V_B | [DSC]641, [DSC]905, [DSC]937 | No Original Name
ODEM | 69 | TOPOLOGY.CSWSA.CBEN.ODEM.69.3464 | CSWSA | CBEN | ODEM_L_A | [DSC]2297, [LD]69_12_1 | No Original Name
ODEM | 69 | TOPOLOGY.CSWSA.CBEN.ODEM.69.3466 | CSWSA | CBEN | ODEM_L_B | [LD]69_12_2, [DSC]937 | No Original Name
OXY_CC | 13.8 | TOPOLOGY.CSWSA.CBEN.OXY_CC.13.8.3461 | CSWSA | CBEN | OXY_CC_R_A | [CB]GCB52, [UN]OXY_CCG1 | No Original Name
OXY_CC | 138 | TOPOLOGY.CSWSA.CBEN.OXY_CC.138.1131 | CSWSA | CBEN | OXY_CC_V_A | [DSC]9033, [DSC]9119, [DSC]9459 | No Original Name
OXY_CC | 138 | TOPOLOGY.CSWSA.CBEN.OXY_CC.138.1132 | CSWSA | CBEN | OXY_CC_V_B | [DSC]9023, [DSC]9121, [DSC]9496 | No Original Name
OXY_CC | 138 | TOPOLOGY.CSWSA.CBEN.OXY_CC.138.3457 | CSWSA | CBEN | OXY_CC_L_A | [LD]138_13_2, [DSC]9152 | No Original Name
OXY_CC | 138 | TOPOLOGY.CSWSA.CBEN.OXY_CC.138.3458 | CSWSA | CBEN | OXY_CC_L_B | [LD]138_13_1, [DSC]9162 | No Original Name
OXY_INGL | 138 | TOPOLOGY.CSWSA.CBEN.OXY_INGL.138.0001 | CSWSA | CBEN | OXY_INGL_L_A | [DSC]FAKE_1, [LD]PN_LD_1 | New NodeKey
OXY_INGL | 138 | TOPOLOGY.CSWSA.CBEN.OXY_INGL.138.0002 | CSWSA | CBEN | OXY_INGL_L_B | [DSC]FAKE_2, [LD]PN_LD_2 | New NodeKey
OXY_INGL | 138 | TOPOLOGY.CSWSA.CBEN.OXY_INGL.138.0011 | CSWSA | CBEN | OXY_INGL_L_C | [LD]138_23_6, [DSC]8064 | No Original Name
OXY_INGL | 138 | TOPOLOGY.CSWSA.CBEN.OXY_INGL.138.1131 | CSWSA | CBEN | OXY_INGL_L_D | [DSC]1103, [DSC]1527, [DSC]2048, [DSC]FAKE_2, [LD] | No Original Name
OXY_INGL | 138 | TOPOLOGY.CSWSA.CBEN.OXY_INGL.138.3144 | CSWSA | CBEN | OXY_INGL_L_E | [LD]138_23_1, [DSC]1527 | No Original Name
OXY_INGL | 138 | TOPOLOGY.CSWSA.CBEN.OXY_INGL.138.3147 | CSWSA | CBEN | OXY_INGL_L_F | [LD]138_23_2, [DSC]1637 | No Original Name
OXY_INGL | 138 | TOPOLOGY.CSWSA.CBEN.OXY_INGL.138.3148 | CSWSA | CBEN | OXY_INGL_L_G | [LD]138_23_3, [DSC]1747 | No Original Name
OXY_INGL | 138 | TOPOLOGY.CSWSA.CBEN.OXY_INGL.138.3150 | CSWSA | CBEN | OXY_INGL_L_H | [LD]138_23_4, [DSC]7956 | No Original Name
OXY_INGL | 138 | TOPOLOGY.CSWSA.CBEN.OXY_INGL.138.3151 | CSWSA | CBEN | OXY_INGL_L_I | [LD]138_23_5, [DSC]8258 | No Original Name
P_LAVACA | 69 | TOPOLOGY.CSWSA.CBEN.P_LAVACA.69.1061 | CSWSA | CBEN | P_LAVACA_V_A | [DSC]1245, [DSC]1277, [DSC]2344, [DSC]6241, [DSC]6 | No Original Name
P_LAVACA | 69 | TOPOLOGY.CSWSA.CBEN.P_LAVACA.69.2912 | CSWSA | CBEN | P_LAVACA_L_A | [DSC]1277, [LD]69_12_1 | No Original Name
P_LAVACA | 69 | TOPOLOGY.CSWSA.CBEN.P_LAVACA.69.2913 | CSWSA | CBEN | P_LAVACA_L_B | [DSC]2344, [LD]69_12_2 | No Original Name
PALACIOS | 69 | TOPOLOGY.CSWSA.CBEN.PALACIOS.69.1061 | CSWSA | CBEN | PALACIOS_V_A | [DSC]1418, [DSC]1494, [DSC]1496, [DSC]1497 | No Original Name
PALACIOS | 69 | TOPOLOGY.CSWSA.CBEN.PALACIOS.69.1062 | CSWSA | CBEN | PALACIOS_V_B | [DSC]1418, [DSC]1897, [DSC]3833 | No Original Name
PALACIOS | 69 | TOPOLOGY.CSWSA.CBEN.PALACIOS.69.2889 | CSWSA | CBEN | PALACIOS_L_A | [DSC]1497, [LD]69_12_1 | No Original Name
PALACIOS | 69 | TOPOLOGY.CSWSA.CBEN.PALACIOS.69.2890 | CSWSA | CBEN | PALACIOS_L_B | [DSC]1897, [LD]69_12_2 | No Original Name
PARKER | 69 | TOPOLOGY.CSWSA.CBEN.PARKER.69.2892 | CSWSA | CBEN | PARKER_L_A | [DSC]1477, [LD]69_12 | No Original Name
PCOMFORT | 69 | TOPOLOGY.CSWSA.CBEN.PCOMFORT.69.0001 | CSWSA | CBEN | PCOMFORT_L_A | [LD]1749, [DSC]DSC_1367 | No Original Name
PCOMFORT | 69 | TOPOLOGY.CSWSA.CBEN.PCOMFORT.69.0004 | CSWSA | CBEN | PCOMFORT_V_A | [DSC]DSC_1366, [DSC]DSC_1367, [DSC]DSC_1368 | No Original Name
PEARSAL1 | 69 | TOPOLOGY.CSWSA.CBEN.PEARSAL1.69.1061 | CSWSA | CBEN | PEARSAL1_V_A | [DSC]1306, [DSC]2184, [DSC]2187, [CB]SCC1_CB | No Original Name
PEARSAL1 | 69 | TOPOLOGY.CSWSA.CBEN.PEARSAL1.69.1062 | CSWSA | CBEN | PEARSAL1_V_B | [DSC]1306, [DSC]1463, [DSC]2607 | No Original Name
PEARSAL1 | 69 | TOPOLOGY.CSWSA.CBEN.PEARSAL1.69.4574 | CSWSA | CBEN | PEARSAL1_L_A | [LD]1, [DSC]2187 | No Original Name
PEARSAL1 | 69 | TOPOLOGY.CSWSA.CBEN.PEARSAL1.69.4575 | CSWSA | CBEN | PEARSAL1_L_B | [LD]2, [DSC]2607 | No Original Name
PETTUS | 69 | TOPOLOGY.CSWSA.CBEN.PETTUS.69.1061 | CSWSA | CBEN | PETTUS_V_A | [DSC]436, [DSC]625, [DSC]627 | No Original Name
PETTUS | 69 | TOPOLOGY.CSWSA.CBEN.PETTUS.69.1062 | CSWSA | CBEN | PETTUS_V_B | [DSC]393, [DSC]436, [DSC]538 | No Original Name
PETTUS | 69 | TOPOLOGY.CSWSA.CBEN.PETTUS.69.2899 | CSWSA | CBEN | PETTUS_L_A | [DSC]538, [LD]69_25 | No Original Name
PETTUS | 69 | TOPOLOGY.CSWSA.CBEN.PETTUS.69.2900 | CSWSA | CBEN | PETTUS_L_B | [DSC]627, [LD]69_12 | No Original Name
PHARAOH | 138 | TOPOLOGY.CSWSA.CBEN.PHARAOH.138.1131 | CSWSA | CBEN | PHARAOH_V_A | [DSC]5152, [DSC]5203, [DSC]7353 | No Original Name
PHARAOH | 138 | TOPOLOGY.CSWSA.CBEN.PHARAOH.138.1132 | CSWSA | CBEN | PHARAOH_V_B | [DSC]5203, [CB]6793_CS, [DSC]7463 | No Original Name
PHARAOH | 138 | TOPOLOGY.CSWSA.CBEN.PHARAOH.138.3471 | CSWSA | CBEN | PHARAOH_L_A | [LD]138_12_2, [DSC]7463 | No Original Name
PHARAOH | 138 | TOPOLOGY.CSWSA.CBEN.PHARAOH.138.3473 | CSWSA | CBEN | PHARAOH_L_B | [LD]138_12_1, [DSC]5152 | No Original Name
PLACEDO | 69 | TOPOLOGY.CSWSA.CBEN.PLACEDO.69.1061 | CSWSA | CBEN | PLACEDO_V_A | [DSC]2554, [DSC]2556, [DSC]2557 | No Original Name
PLACEDO | 69 | TOPOLOGY.CSWSA.CBEN.PLACEDO.69.2904 | CSWSA | CBEN | PLACEDO_L_A | [DSC]2557, [LD]69_12 | No Original Name
PLEASANT | 138 | TOPOLOGY.CSWSA.CBEN.PLEASANT.138.1131 | CSWSA | CBEN | PLEASANT_V_A | [DSC]2113, [DSC]6501, [DSC]6511, [DSC]6521, [DSC]6 | No Original Name
PLEASANT | 138 | TOPOLOGY.CSWSA.CBEN.PLEASANT.138.4583 | CSWSA | CBEN | PLEASANT_L_A | [LD]1_138_12, [CB]9164_CS | No Original Name
PLEASANT | 138 | TOPOLOGY.CSWSA.CBEN.PLEASANT.138.4585 | CSWSA | CBEN | PLEASANT_L_B | [LD]2_138_12, [CB]6967_CS | No Original Name
PLEASANT | 69 | TOPOLOGY.CSWSA.CBEN.PLEASANT.69.1061 | CSWSA | CBEN | PLEASANT_V_B | [DSC]2371, [DSC]5051, [DSC]5091, [DSC]DSC_2372 | No Original Name
PORT_A | 69 | TOPOLOGY.CSWSA.CBEN.PORT_A.69.1061 | CSWSA | CBEN | PORT_A_V_A | [DSC]1587, [DSC]7043, [DSC]8213, [CB]SCC1_CB | No Original Name
PORT_A | 69 | TOPOLOGY.CSWSA.CBEN.PORT_A.69.1062 | CSWSA | CBEN | PORT_A_V_B | [DSC]2694, [DSC]6907, [DSC]8213 | No Original Name
PORT_A | 69 | TOPOLOGY.CSWSA.CBEN.PORT_A.69.3490 | CSWSA | CBEN | PORT_A_L_A | [DSC]1587, [LD]69_12_1 | No Original Name
PORT_A | 69 | TOPOLOGY.CSWSA.CBEN.PORT_A.69.3492 | CSWSA | CBEN | PORT_A_L_B | [LD]69_12_2, [DSC]6907 | No Original Name
PORTLAND | 138 | TOPOLOGY.CSWSA.CBEN.PORTLAND.138.1131 | CSWSA | CBEN | PORTLAND_V_A | [DSC]1104, [DSC]1457, [DSC]5257, [CB]SCC1_CB | No Original Name
PORTLAND | 138 | TOPOLOGY.CSWSA.CBEN.PORTLAND.138.1132 | CSWSA | CBEN | PORTLAND_V_B | [DSC]1104, [DSC]1272, [DSC]1757 | No Original Name
PORTLAND | 138 | TOPOLOGY.CSWSA.CBEN.PORTLAND.138.3479 | CSWSA | CBEN | PORTLAND_L_A | [LD]138_12_2, [CB]8505_CS | No Original Name
PORTLAND | 138 | TOPOLOGY.CSWSA.CBEN.PORTLAND.138.3480 | CSWSA | CBEN | PORTLAND_L_B | [LD]138_12_1, [CB]8500_CS | No Original Name
PRAIRPMP | 69 | TOPOLOGY.CSWSA.CBEN.PRAIRPMP.69.2906 | CSWSA | CBEN | PRAIRPMP_L_A | [DSC]156, [LD]69_12 | No Original Name
PREMONT | 69 | TOPOLOGY.CSWSA.CBEN.PREMONT.69.1061 | CSWSA | CBEN | PREMONT_V_A | [DSC]1864, [DSC]1866, [DSC]1867 | No Original Name
PREMONT | 69 | TOPOLOGY.CSWSA.CBEN.PREMONT.69.1062 | CSWSA | CBEN | PREMONT_V_B | [DSC]1046, [DSC]1217, [DSC]1866 | No Original Name
PREMONT | 69 | TOPOLOGY.CSWSA.CBEN.PREMONT.69.3486 | CSWSA | CBEN | PREMONT_L_A | [CB]3388, [LD]69_12_1, [LD]PREMONT_LD1 | No Original Name
PREMONT | 69 | TOPOLOGY.CSWSA.CBEN.PREMONT.69.3487 | CSWSA | CBEN | PREMONT_L_B | [DSC]1217, [LD]69_12_2 | No Original Name
PUEBLO | 138 | TOPOLOGY.CSWSA.CBEN.PUEBLO.138.1383 | CSWSA | CBEN | PUEBLO_V_A | [DSC]82, [DSC]94, [DSC]96 | No Original Name
PUEBLO | 138 | TOPOLOGY.CSWSA.CBEN.PUEBLO.138.4462 | CSWSA | CBEN | PUEBLO_L_A | [DSC]96, [LD]LD01 | No Original Name
RACHAL | 138 | TOPOLOGY.CSWSA.CBEN.RACHAL.138.1131 | CSWSA | CBEN | RACHAL_V_A | [DSC]5617, [DSC]5618, [DSC]6233 | No Original Name
RACHAL | 138 | TOPOLOGY.CSWSA.CBEN.RACHAL.138.3498 | CSWSA | CBEN | RACHAL_L_A | [LD]138_12, [CB]4128 | No Original Name
RAILROAD | 138 | TOPOLOGY.CSWSA.CBEN.RAILROAD.138.0042 | CSWSA | CBEN | RAILROAD_L_A | [DSC]3831, [LD]LD02 | New NodeKey
RAILROAD | 138 | TOPOLOGY.CSWSA.CBEN.RAILROAD.138.0070 | CSWSA | CBEN | RAILROAD_L_B | [DSC]3832, [LD]LD01 | New NodeKey
RANDADO | 138 | TOPOLOGY.CSWSA.CBEN.RANDADO.138.6301 | CSWSA | CBEN | RANDADO_L_A | [LD]138_12, [DSC]2877 | No Original Name
RBTWNCTY | 69 | TOPOLOGY.CSWSA.CBEN.RBTWNCTY.69.692 | CSWSA | CBEN | CTYOFRBSTWNW | [LD]1, [CB]R3680_CS | Original Not Confirmed
REFUGIO | 69 | TOPOLOGY.CSWSA.CBEN.REFUGIO.69.1061 | CSWSA | CBEN | REFUGIO_V_A | [DSC]753, [DSC]8166, [DSC]8591, [DSC]DSC_8163 | No Original Name
REFUGIO | 69 | TOPOLOGY.CSWSA.CBEN.REFUGIO.69.1062 | CSWSA | CBEN | REFUGIO_V_B | [DSC]746, [DSC]753, [DSC]765, [CB]SCC1_CB | No Original Name
REFUGIO | 69 | TOPOLOGY.CSWSA.CBEN.REFUGIO.69.1063 | CSWSA | CBEN | REFUGIO_V_C | [DSC]2257, [DSC]746, [DSC]8601, [DSC]DSC_8602 | No Original Name
REFUGIO | 69 | TOPOLOGY.CSWSA.CBEN.REFUGIO.69.3506 | CSWSA | CBEN | REFUGIO_L_A | [LD]69_12_1, [DSC]765 | No Original Name
REFUGIO | 69 | TOPOLOGY.CSWSA.CBEN.REFUGIO.69.3507 | CSWSA | CBEN | REFUGIO_L_B | [DSC]2257, [LD]69_12_2 | No Original Name
REYSHERW | 138 | TOPOLOGY.CSWSA.CBEN.REYSHERW.138.1131 | CSWSA | CBEN | REYSHERW_V_A | [DSC]5378, [DSC]5648, [LN]RYNLDS, [CB]SCC1_CB | No Original Name
REYSHERW | 138 | TOPOLOGY.CSWSA.CBEN.REYSHERW.138.3527 | CSWSA | CBEN | REYSHERW_L_A | [LD]138_12_2, [CB]2653_CB | No Original Name
REYSHERW | 138 | TOPOLOGY.CSWSA.CBEN.REYSHERW.138.3528 | CSWSA | CBEN | REYSHERW_L_B | [LD]138_12_1, [CB]4497_CB | No Original Name
RINCON | 138 | TOPOLOGY.CSWSA.CBEN.RINCON.138.1131 | CSWSA | CBEN | RINCON_V_A | [DSC]5751, [DSC]5891, [DSC]9811, [DSC]9884 | No Original Name
RINCON | 138 | TOPOLOGY.CSWSA.CBEN.RINCON.138.1132 | CSWSA | CBEN | RINCON_V_B | [DSC]5711, [DSC]6081, [DSC]9886, [DSC]9961 | No Original Name
RINCON | 69 | TOPOLOGY.CSWSA.CBEN.RINCON.69.1061 | CSWSA | CBEN | RINCON_V_C | [DSC]5461, [DSC]5491, [DSC]5981, [DSC]8921 | No Original Name
RIO_BRAV | 138 | TOPOLOGY.CSWSA.CBEN.RIO_BRAV.138.0400 | CSWSA | CBEN | RIO_BRAV_L_A | [LD]2_138_25, [CB]5095 | New NodeKey
RIO_BRAV | 138 | TOPOLOGY.CSWSA.CBEN.RIO_BRAV.138.4598 | CSWSA | CBEN | RIO_BRAV_L_B | [DSC]1, [LD]1_138_25 | No Original Name
RIVER_SD | 69 | TOPOLOGY.CSWSA.CBEN.RIVER_SD.69.2916 | CSWSA | CBEN | RIVER_SD_L_A | [DSC]195, [LD]69_12 | No Original Name
ROBSTOWN | 69 | TOPOLOGY.CSWSA.CBEN.ROBSTOWN.69.7901 | CSWSA | CBEN | ROBSTOWN_L_A | [DSC]287, [LD]LDO1 | New NodeKey
ROCK_ATL | 69 | TOPOLOGY.CSWSA.CBEN.ROCK_ATL.69.4330 | CSWSA | CBEN | ROCK_ATL_L_A | [LD]69_12, [DSC]907 | No Original Name
ROCKPORT | 69 | TOPOLOGY.CSWSA.CBEN.ROCKPORT.69.1062 | CSWSA | CBEN | ROCKPORT_V_A | [DSC]1601, [DSC]1834, [DSC]6231 | No Original Name
ROCKPORT | 69 | TOPOLOGY.CSWSA.CBEN.ROCKPORT.69.3565 | CSWSA | CBEN | ROCKPORT_L_A | [DSC]1837, [LD]69_12 | No Original Name
ROCKSPRS | 69 | TOPOLOGY.CSWSA.CBEN.ROCKSPRS.69.1061 | CSWSA | CBEN | ROCKSPRS_V_A | [DSC]797, [DSC]863, [DSC]877, [DSC]894 | No Original Name
ROCKSPRS | 69 | TOPOLOGY.CSWSA.CBEN.ROCKSPRS.69.4602 | CSWSA | CBEN | ROCKSPRS_L_A | [LD]69_12, [DSC]877 | No Original Name
RODD_FLD | 138 | TOPOLOGY.CSWSA.CBEN.RODD_FLD.138.0011 | CSWSA | CBEN | RODD_FLD_L_A | [LD]138_12_2, [CB]8975_CS | No Original Name
RODD_FLD | 138 | TOPOLOGY.CSWSA.CBEN.RODD_FLD.138.1131 | CSWSA | CBEN | RODD_FLD_V_A | [DSC]6512, [CB]6983_CS, [DSC]8963 | No Original Name
RODD_FLD | 138 | TOPOLOGY.CSWSA.CBEN.RODD_FLD.138.1132 | CSWSA | CBEN | RODD_FLD_V_B | [DSC]1983, [DSC]6512, [DSC]8973 | No Original Name
RODD_FLD | 138 | TOPOLOGY.CSWSA.CBEN.RODD_FLD.138.3570 | CSWSA | CBEN | RODD_FLD_L_B | [LD]138_12, [CB]8965_CS | No Original Name
RUNGE | 69 | TOPOLOGY.CSWSA.CBEN.RUNGE.69.1061 | CSWSA | CBEN | RUNGE_V_A | [DSC]823, [DSC]825, [DSC]827 | No Original Name
RUNGE | 69 | TOPOLOGY.CSWSA.CBEN.RUNGE.69.2920 | CSWSA | CBEN | RUNGE_L_A | [LD]1, [DSC]825 | No Original Name
S_YGANCI | 138 | TOPOLOGY.CSWSA.CBEN.S_YGANCI.138.0003 | CSWSA | CBEN | S_YGANCI_L_A | [DSC]2433, [LD]LD01 | No Original Name
SABINAL | 69 | TOPOLOGY.CSWSA.CBEN.SABINAL.69.4607 | CSWSA | CBEN | SABINAL_L_A | [DSC]547, [LD]69_12 | No Original Name
SAN_DIEG | 69 | TOPOLOGY.CSWSA.CBEN.SAN_DIEG.69.3573 | CSWSA | CBEN | SAN_DIEG_L_A | [DSC]2118, [LD]69_12_2 | No Original Name
SAN_DIEG | 69 | TOPOLOGY.CSWSA.CBEN.SAN_DIEG.69.3574 | CSWSA | CBEN | SAN_DIEG_L_B | [DSC]2885, [LD]69_12_1 | No Original Name
SEAWALL | 69 | TOPOLOGY.CSWSA.CBEN.SEAWALL.69.1061 | CSWSA | CBEN | SEAWALL_V_A | [DSC]1828, [DSC]8054, [DSC]8057 | No Original Name
SEAWALL | 69 | TOPOLOGY.CSWSA.CBEN.SEAWALL.69.1062 | CSWSA | CBEN | SEAWALL_V_B | [DSC]1828, [DSC]2674, [CB]8058_CS | No Original Name
SEAWALL | 69 | TOPOLOGY.CSWSA.CBEN.SEAWALL.69.3606 | CSWSA | CBEN | SEAWALL_L_A | [LD]69_12_1, [DSC]8054 | No Original Name
SEAWALL | 69 | TOPOLOGY.CSWSA.CBEN.SEAWALL.69.3607 | CSWSA | CBEN | SEAWALL_L_B | [DSC]2674, [LD]69_12_2 | No Original Name
SIEVISTA | 138 | TOPOLOGY.CSWSA.CBEN.SIEVISTA.138.0015 | CSWSA | CBEN | SIEVISTA_L_A | [CB]1883, [LD]LD01 | New NodeKey
SIGMOR | 138 | TOPOLOGY.CSWSA.CBEN.SIGMOR.138.0004 | CSWSA | CBEN | SIGMOR_L_A | [LD]1, [CB]1602_CS | No Original Name
SIGMOR | 138 | TOPOLOGY.CSWSA.CBEN.SIGMOR.138.0005 | CSWSA | CBEN | SIGMOR_L_B | [CB]1522_CS, [LD]2 | No Original Name
SIGMOR | 138 | TOPOLOGY.CSWSA.CBEN.SIGMOR.138.0006 | CSWSA | CBEN | SIGMOR_L_C | [CB]202_CS, [LD]3 | No Original Name
SIGMOR | 138 | TOPOLOGY.CSWSA.CBEN.SIGMOR.138.0007 | CSWSA | CBEN | SIGMOR_L_D | [DSC]1287, [LD]4 | No Original Name
SIGMOR | 138 | TOPOLOGY.CSWSA.CBEN.SIGMOR.138.0008 | CSWSA | CBEN | SIGMOR_L_E | [DSC]1297, [LD]5 | No Original Name
SIGMOR | 138 | TOPOLOGY.CSWSA.CBEN.SIGMOR.138.BB1 | CSWSA | CBEN | SIGMOR_V_A | [DSC]3613, [DSC]4046, [DSC]5381 | No Original Name
SIGMOR | 138 | TOPOLOGY.CSWSA.CBEN.SIGMOR.138.BB2 | CSWSA | CBEN | SIGMOR_V_B | [DSC]1283, [DSC]1963, [DSC]4044, [DSC]4059 | No Original Name
SIGMOR | 138 | TOPOLOGY.CSWSA.CBEN.SIGMOR.138.BB4 | CSWSA | CBEN | SIGMOR_V_C | [DSC]1287, [DSC]4061, [DSC]4064 | No Original Name
SIGMOR | 138 | TOPOLOGY.CSWSA.CBEN.SIGMOR.138.BB5 | CSWSA | CBEN | SIGMOR_V_D | [DSC]1297, [DSC]4056, [DSC]4066 | No Original Name
SIGMOR | 138 | TOPOLOGY.CSWSA.CBEN.SIGMOR.138.BB7 | CSWSA | CBEN | SIGMOR_V_E | [DSC]5021, [DSC]6014, [DSC]6143 | No Original Name
SINTON | 69 | TOPOLOGY.CSWSA.CBEN.SINTON.69.1062 | CSWSA | CBEN | SINTON_V_A | [DSC]1271, [DSC]1967, [DSC]558, [DSC]751 | No Original Name
SINTON | 69 | TOPOLOGY.CSWSA.CBEN.SINTON.69.6301 | CSWSA | CBEN | SINTON_L_A | [DSC]1006, [LD]69_12_1 | No Original Name
SINTON | 69 | TOPOLOGY.CSWSA.CBEN.SINTON.69.6302 | CSWSA | CBEN | SINTON_L_B | [DSC]1967, [LD]69_12_2 | No Original Name
SKIDMORE | 69 | TOPOLOGY.CSWSA.CBEN.SKIDMORE.69.3622 | CSWSA | CBEN | SKIDMORE_L_A | [DSC]2737, [LD]69_12 | No Original Name
SMITH | 69 | TOPOLOGY.CSWSA.CBEN.SMITH.69.3627 | CSWSA | CBEN | SMITH_L_A | [DSC]2167, [LD]69_12_4 | No Original Name
SMITH | 69 | TOPOLOGY.CSWSA.CBEN.SMITH.69.3628 | CSWSA | CBEN | SMITH_L_B | [DSC]2247, [LD]69_12_3 | No Original Name
SOUTH_SI | 138 | TOPOLOGY.CSWSA.CBEN.SOUTH_SI.138.1061 | CSWSA | CBEN | SOUTH_SI_V_A | [DSC]7183, [DSC]7301, [DSC]7411 | No Original Name
SOUTH_SI | 138 | TOPOLOGY.CSWSA.CBEN.SOUTH_SI.138.1064 | CSWSA | CBEN | SOUTH_SI_V_B | [DSC]7263, [DSC]7264, [DSC]7421 | No Original Name
SOUTH_SI | 138 | TOPOLOGY.CSWSA.CBEN.SOUTH_SI.138.3636 | CSWSA | CBEN | SOUTH_SI_L_A | [LD]69_12_1, [DSC]7183 | No Original Name
SOUTH_SI | 138 | TOPOLOGY.CSWSA.CBEN.SOUTH_SI.138.3637 | CSWSA | CBEN | SOUTH_SI_L_B | [DSC]1544, [LD]69_12_2 | No Original Name
SOUTH_SI | 138 | TOPOLOGY.CSWSA.CBEN.SOUTH_SI.138.3638 | CSWSA | CBEN | SOUTH_SI_L_C | [LD]69_12_3, [DSC]7913 | No Original Name
SOUTH_SI | 138 | TOPOLOGY.CSWSA.CBEN.SOUTH_SI.138.3639 | CSWSA | CBEN | SOUTH_SI_L_D | [LD]69_12_4, [DSC]7263 | No Original Name
ST_NINO | 138 | TOPOLOGY.CSWSA.CBEN.ST_NINO.138.4612 | CSWSA | CBEN | ST_NINO_L_A | [DSC]198, [LD]2_138_12 | No Original Name
ST_NINO | 138 | TOPOLOGY.CSWSA.CBEN.ST_NINO.138.4613 | CSWSA | CBEN | ST_NINO_L_B | [LD]1_138_12, [DSC]1993 | No Original Name
STADIUM | 69 | TOPOLOGY.CSWSA.CBEN.STADIUM.69.1061 | CSWSA | CBEN | STADIUM_V_A | [DSC]2376, [DSC]2377, [DSC]5221, [CB]SCC1_CB | No Original Name
STADIUM | 69 | TOPOLOGY.CSWSA.CBEN.STADIUM.69.1062 | CSWSA | CBEN | STADIUM_V_B | [DSC]2376, [DSC]2867, [DSC]7126 | No Original Name
STADIUM | 69 | TOPOLOGY.CSWSA.CBEN.STADIUM.69.3583 | CSWSA | CBEN | STADIUM_L_A | [LD]1_69_12, [DSC]2377 | No Original Name
STADIUM | 69 | TOPOLOGY.CSWSA.CBEN.STADIUM.69.3584 | CSWSA | CBEN | STADIUM_L_B | [LD]2_69_12, [DSC]2867 | No Original Name
STAFFORD | 69 | TOPOLOGY.CSWSA.CBEN.STAFFORD.69.2923 | CSWSA | CBEN | STAFFORD_L_A | [DSC]1554, [LD]69_12 | No Original Name
STEVENS | 69 | TOPOLOGY.CSWSA.CBEN.STEVENS.69.3648 | CSWSA | CBEN | STEVENS_L_A | [DSC]1997, [LD]69_12_2 | No Original Name
STEVENS | 69 | TOPOLOGY.CSWSA.CBEN.STEVENS.69.3649 | CSWSA | CBEN | STEVENS_L_B | [DSC]2007, [LD]69_12_1 | No Original Name
STPFACHL | 138 | TOPOLOGY.CSWSA.CBEN.STPFACHL.138.0001 | CSWSA | CBEN | STPFACHL_L_A | [LD]LD1, [DSC]T1HS | No Original Name
STPFACHL | 138 | TOPOLOGY.CSWSA.CBEN.STPFACHL.138.0002 | CSWSA | CBEN | STPFACHL_L_B | [LD]LD2, [DSC]T2HS | No Original Name
STPFACHL | 138 | TOPOLOGY.CSWSA.CBEN.STPFACHL.138.0003 | CSWSA | CBEN | STPFACHL_L_C | [LD]LD3, [DSC]T3H1 | No Original Name
TAFT | 69 | TOPOLOGY.CSWSA.CBEN.TAFT.69.1061 | CSWSA | CBEN | TAFT_V_A | [DSC]1263, [DSC]1265, [DSC]1267 | No Original Name
TAFT | 69 | TOPOLOGY.CSWSA.CBEN.TAFT.69.1062 | CSWSA | CBEN | TAFT_V_B | [DSC]1265, [DSC]1537, [DSC]1668 | No Original Name
TAFT | 69 | TOPOLOGY.CSWSA.CBEN.TAFT.69.3713 | CSWSA | CBEN | TAFT_L_A | [DSC]1267, [LD]69_12_1 | No Original Name
TAFT | 69 | TOPOLOGY.CSWSA.CBEN.TAFT.69.3714 | CSWSA | CBEN | TAFT_L_B | [DSC]1537, [LD]69_12_2 | No Original Name
TATTON | 69 | TOPOLOGY.CSWSA.CBEN.TATTON.69.6301 | CSWSA | CBEN | TATTON_L_A | [DSC]2727, [LD]69_12, [CB]SCC1_CB | No Original Name
TEMPTAP3 | 69 | TOPOLOGY.CSWSA.CBEN.TEMPTAP3.69.0001 | CSWSA | CBEN | TEMPTAP3_L_A | [LN]LARED_WASHS_2A, [LN]LARED_WASHS_2B, [LD]TEMPLO | New NodeKey
THOMASTN | 138 | TOPOLOGY.CSWSA.CBEN.THOMASTN.138.6301 | CSWSA | CBEN | THOMASTN_L_A | [LD]138_12, [DSC]9027, [DSC]9028 | No Original Name
THREE_RI | 69 | TOPOLOGY.CSWSA.CBEN.THREE_RI.69.1061 | CSWSA | CBEN | THREE_RI_V_A | [DSC]2016, [DSC]2018, [DSC]8223, [DSC]8226, [DSC]8 | No Original Name
THREE_RI | 69 | TOPOLOGY.CSWSA.CBEN.THREE_RI.69.1062 | CSWSA | CBEN | THREE_RI_V_B | [DSC]2016, [DSC]2565, [DSC]4176 | No Original Name
THREE_RI | 69 | TOPOLOGY.CSWSA.CBEN.THREE_RI.69.3706 | CSWSA | CBEN | THREE_RI_L_A | [DSC]2018, [LD]69_12_1 | No Original Name
THREE_RI | 69 | TOPOLOGY.CSWSA.CBEN.THREE_RI.69.3707 | CSWSA | CBEN | THREE_RI_L_B | [DSC]2565, [LD]69_12_2 | No Original Name
UNIV4 | 138 | TOPOLOGY.CSWSA.CBEN.UNIV4.138.0001 | CSWSA | CBEN | UNIV4_L_A | [CB]483_CS, [LD]UNIV4_MEC | No Original Name
UNIV4 | 138 | TOPOLOGY.CSWSA.CBEN.UNIV4.138.4622 | CSWSA | CBEN | UNIV4_L_B | [CB]267_CS, [LD]UNIV4_L1 | No Original Name
UNIV4 | 138 | TOPOLOGY.CSWSA.CBEN.UNIV4.138.8647 | CSWSA | CBEN | UNIV4_V_A | [DSC]159, [DSC]244, [DSC]334, [DSC]91 | No Original Name
UVALDE | 138 | TOPOLOGY.CSWSA.CBEN.UVALDE.138.1131 | CSWSA | CBEN | UVALDE_V_A | [DSC]1227, [DSC]2216, [DSC]6958, [DSC]8056, [DSC]8 | No Original Name
UVALDE | 138 | TOPOLOGY.CSWSA.CBEN.UVALDE.138.4641 | CSWSA | CBEN | UVALDE_L_A | [CB]147_CS, [LD]2_138_12 | No Original Name
UVALDE | 138 | TOPOLOGY.CSWSA.CBEN.UVALDE.138.4643 | CSWSA | CBEN | UVALDE_L_B | [LD]1_138_12, [CB]8034_CS | No Original Name
UVALDE | 69 | TOPOLOGY.CSWSA.CBEN.UVALDE.69.1061 | CSWSA | CBEN | UVALDE_V_B | [DSC]2506, [DSC]521, [DSC]522, [DSC]531, [DSC]532, | No Original Name
V_DUPSW | 138 | TOPOLOGY.CSWSA.CBEN.V_DUPSW.138.1131 | CSWSA | CBEN | V_DUPSW_V_A | [DSC]8807, [DSC]9721, [DSC]9751 | No Original Name
V_DUPSW | 138 | TOPOLOGY.CSWSA.CBEN.V_DUPSW.138.1132 | CSWSA | CBEN | V_DUPSW_V_B | [DSC]1163, [DSC]9741, [DSC]9761 | No Original Name
VALERO | 13.8 | TOPOLOGY.CSWSA.CBEN.VALERO.13.8.3597 | CSWSA | CBEN | VALERO_R_A | [CB]UNSW_1_1_CB, [UN]VALEROG1 | No Original Name
VALERO | 13.8 | TOPOLOGY.CSWSA.CBEN.VALERO.13.8.3600 | CSWSA | CBEN | VALERO_R_B | [CB]UNSW_1_2_CB, [UN]VALEROG2 | No Original Name
VALERO | 69 | TOPOLOGY.CSWSA.CBEN.VALERO.69.3590 | CSWSA | CBEN | VALERO_L_A | [DSC]2603, [LD]69_12_1 | No Original Name
VALERO | 69 | TOPOLOGY.CSWSA.CBEN.VALERO.69.3591 | CSWSA | CBEN | VALERO_L_B | [DSC]5243, [LD]69_12_2 | No Original Name
VALERO_E | 69 | TOPOLOGY.CSWSA.CBEN.VALERO_E.69.1064 | CSWSA | CBEN | VALERO_E_V_A | [DSC]301, [DSC]323, [DSC]399 | No Original Name
VALERO_E | 69 | TOPOLOGY.CSWSA.CBEN.VALERO_E.69.2452 | CSWSA | CBEN | VALERO_E_L_A | [DSC]117, [LD]69_12_3 | No Original Name
VICTORIA | 138 | TOPOLOGY.CSWSA.CBEN.VICTORIA.138.1131 | CSWSA | CBEN | VICTORIA_V_A | [CB]5110_CB, [CB]6100_CB, [CB]6120_CB, [CB]6555_CB | No Original Name
VICTORIA | 138 | TOPOLOGY.CSWSA.CBEN.VICTORIA.138.1132 | CSWSA | CBEN | VICTORIA_V_B | [CB]5560_CB, [CB]6130_CB, [CB]6200_CB, [CB]6295_CB | No Original Name
VICTORIA | 14 | TOPOLOGY.CSWSA.CBEN.VICTORIA.14.2961 | CSWSA | CBEN | VICTORIA_R_A | [UN]VICTORG4, [XF]XF_1_69 | No Original Name
VICTORIA | 22 | TOPOLOGY.CSWSA.CBEN.VICTORIA.22.4705 | CSWSA | CBEN | VICTORIA_R_B | [XF]138_22_4, [UN]VICTORG5 | No Original Name
VICTORIA | 22 | TOPOLOGY.CSWSA.CBEN.VICTORIA.22.4706 | CSWSA | CBEN | VICTORIA_R_C | [XF]138_22_3, [UN]VICTORG6 | No Original Name
VICTORIA | 69 | TOPOLOGY.CSWSA.CBEN.VICTORIA.69.1061 | CSWSA | CBEN | VICTORIA_V_C | [CB]5130_CB, [CB]5300_CB, [CB]6170_CB, [CB]6220_CB | No Original Name
VICTORIA | 69 | TOPOLOGY.CSWSA.CBEN.VICTORIA.69.1062 | CSWSA | CBEN | VICTORIA_V_D | [CB]5140_CB, [CB]5180_CB, [CB]6020_CB, [CB]6160_CB | No Original Name
VICTORIA | 69 | TOPOLOGY.CSWSA.CBEN.VICTORIA.69.2969 | CSWSA | CBEN | VICTORIA_L_A | [DSC]2665, [LD]69_12_1 | No Original Name
VICTORIA | 69 | TOPOLOGY.CSWSA.CBEN.VICTORIA.69.2970 | CSWSA | CBEN | VICTORIA_L_B | [DSC]2157, [LD]69_12_4 | No Original Name
VICTORIA | 69 | TOPOLOGY.CSWSA.CBEN.VICTORIA.69.2971 | CSWSA | CBEN | VICTORIA_L_C | [DSC]2664, [LD]69_12_2 | No Original Name
VICTORIA | 69 | TOPOLOGY.CSWSA.CBEN.VICTORIA.69.2972 | CSWSA | CBEN | VICTORIA_L_D | [LD]69_12_3, [DSC]7793 | No Original Name
VISTRON | 13.8 | TOPOLOGY.CSWSA.CBEN.VISTRON.13.8.0003 | CSWSA | CBEN | VISTRON_R_A | [CB]G1_CB, [UN]TG1 | No Original Name
VISTRON | 13.8 | TOPOLOGY.CSWSA.CBEN.VISTRON.13.8.0004 | CSWSA | CBEN | VISTRON_R_B | [CB]G2_CB, [UN]TG2 | No Original Name
VISTRON | 138 | TOPOLOGY.CSWSA.CBEN.VISTRON.138.1131 | CSWSA | CBEN | VISTRON_V_A | [DSC]1256, [DSC]416, [DSC]713 | No Original Name
VISTRON | 138 | TOPOLOGY.CSWSA.CBEN.VISTRON.138.1132 | CSWSA | CBEN | VISTRON_V_B | [DSC]1254, [DSC]1591, [DSC]923 | No Original Name
W_BATESV | 138 | TOPOLOGY.CSWSA.CBEN.W_BATESV.138.1381 | CSWSA | CBEN | W_BATESV_V_A | [CB]1005_CB, [CB]1365_CB, [CB]1935_CB | No Original Name
WADSWORT | 138 | TOPOLOGY.CSWSA.CBEN.WADSWORT.138.0002 | CSWSA | CBEN | WADSWORT_L_A | [LD]1, [DSC]1627 | No Original Name
WADSWORT | 138 | TOPOLOGY.CSWSA.CBEN.WADSWORT.138.1382 | CSWSA | CBEN | WADSWORT_V_A | [DSC]1627, [CB]33_CS, [DSC]47 | No Original Name
WASH_ST | 69 | TOPOLOGY.CSWSA.CBEN.WASH_ST.69.1062 | CSWSA | CBEN | WASH_ST_V_A | [DSC]1711, [DSC]2315, [DSC]7949 | No Original Name
WASH_ST | 69 | TOPOLOGY.CSWSA.CBEN.WASH_ST.69.1063 | CSWSA | CBEN | WASH_ST_V_B | [DSC]1721, [DSC]3983, [DSC]5536 | No Original Name
WASH_ST | 69 | TOPOLOGY.CSWSA.CBEN.WASH_ST.69.4660 | CSWSA | CBEN | WASH_ST_L_A | [LD]3_69_12, [DSC]3983 | No Original Name
WASH_ST | 69 | TOPOLOGY.CSWSA.CBEN.WASH_ST.69.4661 | CSWSA | CBEN | WASH_ST_L_B | [LD]1_69_12, [DSC]2325 | No Original Name
WASH_ST | 69 | TOPOLOGY.CSWSA.CBEN.WASH_ST.69.4662 | CSWSA | CBEN | WASH_ST_L_C | [LD]2_69_12, [DSC]2315 | No Original Name
WASH_ST | 69 | TOPOLOGY.CSWSA.CBEN.WASH_ST.69.9BB1 | CSWSA | CBEN | WASH_ST_V_C | [DSC]2325, [DSC]5534, [DSC]7951 | No Original Name
WEAVERRD | 69 | TOPOLOGY.CSWSA.CBEN.WEAVERRD.69.1061 | CSWSA | CBEN | WEAVERRD_V_A | [DSC]1858, [DSC]1863, [DSC]1887 | No Original Name
WEAVERRD | 69 | TOPOLOGY.CSWSA.CBEN.WEAVERRD.69.2991 | CSWSA | CBEN | WEAVERRD_L_A | [DSC]1887, [LD]69_12 | No Original Name
WEIL_TRC | 138 | TOPOLOGY.CSWSA.CBEN.WEIL_TRC.138.2600 | CSWSA | CBEN | WEIL_TRC_L_A | [LD]138_12, [CB]5975 | No Original Name
WEIL_TRC | 138 | TOPOLOGY.CSWSA.CBEN.WEIL_TRC.138.BB1 | CSWSA | CBEN | WEIL_TRC_V_A | [DSC]1926, [DSC]5331, [DSC]5976, [DSC]8186, [DSC]8 | New NodeKey
WEIL_TRC | 138 | TOPOLOGY.CSWSA.CBEN.WEIL_TRC.138.BB2 | CSWSA | CBEN | WEIL_TRC_V_B | [DSC]3044, [DSC]3479, [DSC]6316, [DSC]6636, [DSC]7 | New NodeKey
WEST_OSO | 138 | TOPOLOGY.CSWSA.CBEN.WEST_OSO.138.1131 | CSWSA | CBEN | WEST_OSO_V_A | [DSC]8477, [DSC]8797, [DSC]8958 | No Original Name
WEST_OSO | 138 | TOPOLOGY.CSWSA.CBEN.WEST_OSO.138.3729 | CSWSA | CBEN | WEST_OSO_L_A | [LD]138_12, [DSC]8958 | No Original Name
WESTSIDE | 138 | TOPOLOGY.CSWSA.CBEN.WESTSIDE.138.1131 | CSWSA | CBEN | WESTSIDE_V_A | [DSC]1621, [DSC]2951, [DSC]8606, [DSC]8621, [DSC]8 | No Original Name
WESTSIDE | 138 | TOPOLOGY.CSWSA.CBEN.WESTSIDE.138.1132 | CSWSA | CBEN | WESTSIDE_V_B | [DSC]7386, [DSC]8616, [DSC]8626, [DSC]8636, [DSC]8 | No Original Name
WHITEPT | 138 | TOPOLOGY.CSWSA.CBEN.WHITEPT.138.8200 | CSWSA | CBEN | WHITEPT_V_A | [DSC]2878, [DSC]2901, [DSC]2921, [DSC]2941, [DSC]2 | No Original Name
WOODSBOR | 69 | TOPOLOGY.CSWSA.CBEN.WOODSBOR.69.3754 | CSWSA | CBEN | WOODSBOR_L_A | [DSC]396, [LD]69_12 | No Original Name
WOOLRIDG | 138 | TOPOLOGY.CSWSA.CBEN.WOOLRIDG.138.0001 | CSWSA | CBEN | WOOLRIDG_L_A | [CB]1017_CS, [LD]WOOL_L1 | No Original Name
YORKTOWN | 69 | TOPOLOGY.CSWSA.CBEN.YORKTOWN.69.2996 | CSWSA | CBEN | YORKTOWN_L_A | [DSC]2527, [LD]69_12_1 | No Original Name
YORKTOWN | 69 | TOPOLOGY.CSWSA.CBEN.YORKTOWN.69.2997 | CSWSA | CBEN | YORKTOWN_L_B | [LD]69_12_2, [DSC]9267 | No Original Name
ZACATE | 138 | TOPOLOGY.CSWSA.CBEN.ZACATE.138.0011 | CSWSA | CBEN | ZACATE_L_A | [CB]2617, [LD]LD01 | New NodeKey
ZAPATA | 138 | TOPOLOGY.CSWSA.CBEN.ZAPATA.138.0001 | CSWSA | CBEN | ZAPATA_L_A | [LD]1_138_12, [CB]6823 | No Original Name
ZAPATA | 138 | TOPOLOGY.CSWSA.CBEN.ZAPATA.138.0006 | CSWSA | CBEN | ZAPATA_L_B | [LD]2_138_12, [CB]3986 | No Original Name
ZAPATA | 138 | TOPOLOGY.CSWSA.CBEN.ZAPATA.138.0020 | CSWSA | CBEN | ZAPATA_V_A | [DSC]1063, [DSC]4684, [DSC]7196 | No Original Name
ZAPATA | 138 | TOPOLOGY.CSWSA.CBEN.ZAPATA.138.0026 | CSWSA | CBEN | ZAPATA_V_B | [DSC]3987, [DSC]4686, [DSC]9991 | No Original Name
ZAPATA | 138 | TOPOLOGY.CSWSA.CBEN.ZAPATA.138.0031 | CSWSA | CBEN | ZAPATA_V_C | [DSC]1938, [DSC]5281, [DSC]8451, [DSC]9989 | No Original Name
ZAPATA | 138 | TOPOLOGY.CSWSA.CBEN.ZAPATA.138.0038 | CSWSA | CBEN | ZAPATA_V_D | [DSC]1664, [DSC]2574, [DSC]5279 | No Original Name
ZAPATA | 138 | TOPOLOGY.CSWSA.CBEN.ZAPATA.138.0043 | CSWSA | CBEN | ZAPATA_V_E | [DSC]1247, [DSC]2576, [DSC]3976 | No Original Name
ZAPATA | 138 | TOPOLOGY.CSWSA.CBEN.ZAPATA.138.0045 | CSWSA | CBEN | ZAPATA_V_F | [DSC]1666, [DSC]3974, [DSC]7194 | No Original Name
WLSH | 345 | TOPOLOGY.CSWSA.DC_E.WLSH.345.4683 | CSWSA | DC_E | DCEAST_5Z | [CB]BM01, [UN]WLSHG1, [LD]WLSHLD1 | Original Not Confirmed
DCTM | 345 | TOPOLOGY.CSWSA.DC_N.DCTM.345.4686 | CSWSA | DC_N | DCTM_R_A | [DSC]5648_N, [UN]DCTMG1, [LD]DCTMLD1 | No Original Name
DCTM | 345 | TOPOLOGY.CSWSA.DC_N.DCTM.345.6096 | CSWSA | DC_N | DCTM_V_A | [DSC]5598_S, [DSC]5648_N, [CB]SCC1 | No Original Name
BL_BROWN | 69 | TOPOLOGY.CSWSA.MEXE.BL_BROWN.69.0003 | CSWSA | MEXE | BL_BROWN_R_A | [UN]BL_BROWN, [CB]PS2 | No Original Name
BL_BROWN | 69 | TOPOLOGY.CSWSA.MEXE.BL_BROWN.69.0006 | CSWSA | MEXE | BL_BROWN_L_A | [LD]BL_BROWN_BLT, [CB]PS3 | No Original Name
BL_FALCO | 138 | TOPOLOGY.CSWSA.MEXE.BL_FALCO.138.0003 | CSWSA | MEXE | BL_FALCO_R_A | [UN]BL_FALCO, [CB]PS2 | No Original Name
BL_FALCO | 138 | TOPOLOGY.CSWSA.MEXE.BL_FALCO.138.0004 | CSWSA | MEXE | BL_FALCO_L_A | [LD]BL_FALCO_BLT, [CB]PS3 | No Original Name
BL_LARED | 138 | TOPOLOGY.CSWSA.MEXE.BL_LARED.138.0003 | CSWSA | MEXE | BL_LARED_R_A | [UN]BL_LARED, [CB]PS2 | No Original Name
BL_LARED | 138 | TOPOLOGY.CSWSA.MEXE.BL_LARED.138.0004 | CSWSA | MEXE | BL_LARED_L_A | [LD]BL_LARED_BLT, [CB]PS3 | No Original Name
BL_MILIT | 138 | TOPOLOGY.CSWSA.MEXE.BL_MILIT.138.0003 | CSWSA | MEXE | BL_MILIT_R_A | [UN]BL_MILIT, [CB]PS2 | No Original Name
BL_MILIT | 138 | TOPOLOGY.CSWSA.MEXE.BL_MILIT.138.0004 | CSWSA | MEXE | BL_MILIT_L_A | [LD]BL_MILIT_BLT, [CB]PS3 | No Original Name
BL_PRESI | 69 | TOPOLOGY.CSWSA.MEXE.BL_PRESI.69.0003 | CSWSA | MEXE | BL_PRESI_R_A | [UN]BL_PRESI, [CB]PS2 | No Original Name
BL_PRESI | 69 | TOPOLOGY.CSWSA.MEXE.BL_PRESI.69.0004 | CSWSA | MEXE | BL_PRESI_L_A | [LD]BL_PRESI_BLT, [CB]PS3 | No Original Name
BL_REDFO | 69 | TOPOLOGY.CSWSA.MEXE.BL_REDFO.69.0002 | CSWSA | MEXE | BL_REDFO_L_A | [LD]BL_REDFO_BLT, [CB]PS1 | No Original Name
DC_EGPS | 138 | TOPOLOGY.CSWSA.MEXE.DC_EGPS.138.0005 | CSWSA | MEXE | DC_EGPS_L_A | [DSC]2999, [LD]DC_EGPSLD1, [DSC]PS1, [DSC]PS2 | No Original Name
DC_EGPS | 138 | TOPOLOGY.CSWSA.MEXE.DC_EGPS.138.0009 | CSWSA | MEXE | DC_EGPS_L_B | [LD]BL_EAGLE, [DSC]PS1 | No Original Name
DC_EGPS | 138 | TOPOLOGY.CSWSA.MEXE.DC_EGPS.138.0010 | CSWSA | MEXE | DC_EGPS_R_A | [UN]BL_EAGLE, [DSC]PS2 | No Original Name
DC_EGPS | 138 | TOPOLOGY.CSWSA.MEXE.DC_EGPS.138.0011 | CSWSA | MEXE | DC_EGPS_R_B | [CB]3010, [CB]3020, [UN]DC_EGPSG1 | No Original Name
DC_ROAD | 138 | TOPOLOGY.CSWSA.MEXE.DC_ROAD.138.0001 | CSWSA | MEXE | DC_ROAD_R_A | [UN]BL_ROAD, [CB]PS1 | New NodeKey
DC_ROAD | 138 | TOPOLOGY.CSWSA.MEXE.DC_ROAD.138.0003 | CSWSA | MEXE | DC_ROAD_L_A | [LD]DC_ROAD_BLT, [CB]PS2 | New NodeKey
DC_ROAD | 138 | TOPOLOGY.CSWSA.MEXE.DC_ROAD.138.1001 | CSWSA | MEXE | DC_ROAD_R_B | [UN]DC_ROAD, [CB]PS3 | New NodeKey
DC_ROAD | 138 | TOPOLOGY.CSWSA.MEXE.DC_ROAD.138.1003 | CSWSA | MEXE | DC_ROAD_L_B | [LD]DC_ROADLD1, [CB]PS4 | New NodeKey
LARD230 | 230 | TOPOLOGY.CSWSA.MEXE.LARD230.230.0002 | CSWSA | MEXE | LARD230_L_A | [CB]CB_VFT_LD, [LD]VFT_LD | New NodeKey
LARD230 | 230 | TOPOLOGY.CSWSA.MEXE.LARD230.230.0003 | CSWSA | MEXE | LARD230_R_A | [CB]CB_VFT_GEN, [UN]VFT_GEN | New NodeKey
BRKSTNRC | 138 | TOPOLOGY.CSWSA.RAYB.BRKSTNRC.138.6132 | CSWSA | RAYB | BRKSTNRC_L_A | [LD]BRKSTNL1, [CB]LDSW_1_CB | No Original Name
CHERY_RC | 138 | TOPOLOGY.CSWSA.RAYB.CHERY_RC.138.6096 | CSWSA | RAYB | CHERY_RC_L_A | [LD]CHERY_L1, [CB]LDSW_1_CB | No Original Name
CLMX_RC | 138 | TOPOLOGY.CSWSA.RAYB.CLMX_RC.138.6210 | CSWSA | RAYB | CLMX_RC_L_A | [LD]CLMX_L1, [CB]LDSW_1_CB | No Original Name
COMBINRC | 138 | TOPOLOGY.CSWSA.RAYB.COMBINRC.138.6227 | CSWSA | RAYB | COMBINRC_L_A | [LD]COMBINL1, [CB]LDSW_1_CB | No Original Name
EVANALRC | 138 | TOPOLOGY.CSWSA.RAYB.EVANALRC.138.6102 | CSWSA | RAYB | EVANALRC_L_A | [LD]EVANALL1, [CB]LDSW_1_CB | No Original Name
KIOWA_RC | 69 | TOPOLOGY.CSWSA.RAYB.KIOWA_RC.69.6163 | CSWSA | RAYB | KIOWA_RC_L_A | [LD]KIOWA_L1, [CB]LDSW_1_CB | No Original Name
MCKSW_RC | 138 | TOPOLOGY.CSWSA.RAYB.MCKSW_RC.138.6181 | CSWSA | RAYB | MCKSW_RC_L_A | [CB]LDSW_1_CB, [LD]LOAD_1 | No Original Name
MCKSW_RC | 138 | TOPOLOGY.CSWSA.RAYB.MCKSW_RC.138.6182 | CSWSA | RAYB | MCKSW_RC_L_B | [CB]LDSW_2_CB, [LD]LOAD_2 | No Original Name
MLSSARC | 138 | TOPOLOGY.CSWSA.RAYB.MLSSARC.138.0006 | CSWSA | RAYB | MELSSA_T8W | [CB]2720, [LD]MLSSARCLD1 | Original Not Confirmed
MLSSARC | 138 | TOPOLOGY.CSWSA.RAYB.MLSSARC.138.0009 | CSWSA | RAYB | MELSSA_T8V | [CB]2740, [LD]MLSSARCLD2 | Original Not Confirmed
QUINL_RC | 138 | TOPOLOGY.CSWSA.RAYB.QUINL_RC.138.6199 | CSWSA | RAYB | QUINL_RC_L_A | [CB]LDSW_1_CB, [LD]QUINL_L1 | No Original Name
RAND_RC | 138 | TOPOLOGY.CSWSA.RAYB.RAND_RC.138.6230 | CSWSA | RAYB | RAND_RC_L_A | [CB]LDSW_1_CB, [LD]RAND_L1 | No Original Name
ROSHILRC | 138 | TOPOLOGY.CSWSA.RAYB.ROSHILRC.138.6213 | CSWSA | RAYB | ROSHILRC_L_A | [CB]LDSW_1_CB, [LD]ROSHILL1 | No Original Name
S_PAL_RC | 138 | TOPOLOGY.CSWSA.RAYB.S_PAL_RC.138.6275 | CSWSA | RAYB | S_PAL_RC_L_A | [CB]LDSW_1_CB, [LD]S_PAL_L1 | No Original Name
SCURY_RC | 138 | TOPOLOGY.CSWSA.RAYB.SCURY_RC.138.6233 | CSWSA | RAYB | SCURY_RC_L_A | [CB]LDSW_1_CB, [LD]SCURY_L1 | No Original Name
SHRWD_RC | 69 | TOPOLOGY.CSWSA.RAYB.SHRWD_RC.69.6083 | CSWSA | RAYB | SHRWD_RC_L_A | [CB]LDSW_1_CB, [LD]SHRWD_L1 | No Original Name
SUNYP_RC | 69 | TOPOLOGY.CSWSA.RAYB.SUNYP_RC.69.6159 | CSWSA | RAYB | SUNYP_RC_L_A | [CB]LDSW_1_CB, [LD]SUNYP_L1 | No Original Name
TALTY_RC | 138 | TOPOLOGY.CSWSA.RAYB.TALTY_RC.138.6223 | CSWSA | RAYB | TALTY_RC_L_A | [CB]LDSW_1_CB, [LD]TALTY_L1 | No Original Name
WIELD_RC | 138 | TOPOLOGY.CSWSA.RAYB.WIELD_RC.138.6196 | CSWSA | RAYB | WIELD_RC_L_A | [CB]LDSW_1_CB, [LD]WIELD_L1 | No Original Name
WMUNS_RC | 138 | TOPOLOGY.CSWSA.RAYB.WMUNS_RC.138.6206 | CSWSA | RAYB | WMUNS_RC_L_A | [CB]LDSW_1_CB, [LD]WMUNS_L1 | No Original Name
ADERHOLD | 138 | TOPOLOGY.CSWSA.VALC.ADERHOLD.138.0008 | CSWSA | VALC | ADERHOLD_L_A | [CB]AD154_CS, [LD]LD01 | No Original Name
AEPTEMP1 | 138 | TOPOLOGY.CSWSA.VALC.AEPTEMP1.138.0003 | CSWSA | VALC | AEPTEMP1_L_A | [DSC]7153, [LD]LD01 | New NodeKey
ALTON_MV | 138 | TOPOLOGY.CSWSA.VALC.ALTON_MV.138.0011 | CSWSA | VALC | ALTON_MV_L_A | [LD]1, [DSC]AL154 | No Original Name
ALTON_MV | 138 | TOPOLOGY.CSWSA.VALC.ALTON_MV.138.0012 | CSWSA | VALC | ALTON_MV_L_B | [LD]2, [DSC]AL164 | No Original Name
BATES | 13.8 | TOPOLOGY.CSWSA.VALC.BATES.13.8.4701 | CSWSA | VALC | BATES_R_A | [XF]069_13_1, [UN]BATES_G1 | No Original Name
BATES | 13.8 | TOPOLOGY.CSWSA.VALC.BATES.13.8.4702 | CSWSA | VALC | BATES_R_B | [XF]138_13_3, [UN]BATES_G2 | No Original Name
BATES | 138 | TOPOLOGY.CSWSA.VALC.BATES.138.1131 | CSWSA | VALC | BATES_V_A | [DSC]4701, [DSC]4721, [DSC]4751, [DSC]4761, [DSC]4 | No Original Name
BATES | 69 | TOPOLOGY.CSWSA.VALC.BATES.69.1061 | CSWSA | VALC | BATES_V_B | [DSC]4421, [DSC]4441, [DSC]4451, [DSC]4471, [DSC]4 | No Original Name
BATES | 69 | TOPOLOGY.CSWSA.VALC.BATES.69.1062 | CSWSA | VALC | BATES_V_C | [DSC]4411, [DSC]4469, [DSC]4856 | No Original Name
BATES | 69 | TOPOLOGY.CSWSA.VALC.BATES.69.3802 | CSWSA | VALC | BATES_L_A | [DSC]4449, [LD]LOAD_1 | No Original Name
BENTSEN | 138 | TOPOLOGY.CSWSA.VALC.BENTSEN.138.1381 | CSWSA | VALC | BENTSEN_L_A | [DSC]3821, [LD]LD01 | No Original Name
BROWN_SW | 69 | TOPOLOGY.CSWSA.VALC.BROWN_SW.69.691 | CSWSA | VALC | BROWN_SW_V_A | [DSC]1976, [DSC]3106, [DSC]3881, [DSC]4501, [DSC]4 | No Original Name
BROWNSVL | 69 | TOPOLOGY.CSWSA.VALC.BROWNSVL.69.3820 | CSWSA | VALC | BROWNSVL_L_A | [DSC]317, [LD]69_12_1 | No Original Name
BROWNSVL | 69 | TOPOLOGY.CSWSA.VALC.BROWNSVL.69.3821 | CSWSA | VALC | BROWNSVL_L_B | [DSC]3347, [LD]69_12_2 | No Original Name
CAUSEWAY | 138 | TOPOLOGY.CSWSA.VALC.CAUSEWAY.138.0016 | CSWSA | VALC | CAUSEWAY_L_A | [DSC]928, [LD]SUB_4 | No Original Name
CAUSEWAY | 138 | TOPOLOGY.CSWSA.VALC.CAUSEWAY.138.1131 | CSWSA | VALC | CAUSEWAY_V_A | [DSC]3147, [DSC]3268, [DSC]3278 | No Original Name
CAUSEWAY | 138 | TOPOLOGY.CSWSA.VALC.CAUSEWAY.138.3825 | CSWSA | VALC | CAUSEWAY_L_B | [LD]138_12, [DSC]3147, [DSC]3353 | No Original Name
CAVAZOS | 69 | TOPOLOGY.CSWSA.VALC.CAVAZOS.69.3831 | CSWSA | VALC | CAVAZOS_L_A | [DSC]3047, [LD]69_12 | No Original Name
CITRUSCY | 138 | TOPOLOGY.CSWSA.VALC.CITRUSCY.138.8884 | CSWSA | VALC | CITRUSCY_L_A | [CB]728, [LD]LD01 | New NodeKey
COFFPORT | 138 | TOPOLOGY.CSWSA.VALC.COFFPORT.138.0001 | CSWSA | VALC | COFFPORT_L_A | [LD]CPLOAD1, [DSC]SW_1087 | No Original Name
CONTINEN | 69 | TOPOLOGY.CSWSA.VALC.CONTINEN.69.6301 | CSWSA | VALC | CONTINEN_L_A | [DSC]3137, [LD]69_12 | No Original Name
DUKE | 138 | TOPOLOGY.CSWSA.VALC.DUKE.138.8BB1 | CSWSA | VALC | DUKE_V_A | [DSC]DS1388_SW, [DSC]DS1411_SW, [DSC]DS1416_SW | No Original Name
DUKE | 138 | TOPOLOGY.CSWSA.VALC.DUKE.138.8BB2 | CSWSA | VALC | DUKE_V_B | [DSC]DS1393_SW, [DSC]DS1401_SW, [DSC]DS1426_SW | No Original Name
DUKE | 18 | TOPOLOGY.CSWSA.VALC.DUKE.18.8370 | CSWSA | VALC | DUKE_R_A | [CB]52A, [UN]DUKE_GT1 | No Original Name
DUKE | 18 | TOPOLOGY.CSWSA.VALC.DUKE.18.8380 | CSWSA | VALC | DUKE_R_B | [CB]52B, [UN]DUKE_GT2 | No Original Name
DUKE | 18 | TOPOLOGY.CSWSA.VALC.DUKE.18.8390 | CSWSA | VALC | DUKE_R_C | [UN]DUKE_ST1, [CB]UNSW1_CB | No Original Name
E_HARRIS | 69 | TOPOLOGY.CSWSA.VALC.E_HARRIS.69.1062 | CSWSA | VALC | E_HARRIS_V_A | [DSC]3237, [DSC]4131, [DSC]4139, [CB]SCC2_CB | No Original Name
E_HARRIS | 69 | TOPOLOGY.CSWSA.VALC.E_HARRIS.69.3919 | CSWSA | VALC | E_HARRIS_L_A | [DSC]4127, [LD]69_12_1 | No Original Name
E_HARRIS | 69 | TOPOLOGY.CSWSA.VALC.E_HARRIS.69.3920 | CSWSA | VALC | E_HARRIS_L_B | [DSC]3237, [LD]69_12_2 | No Original Name
E_HARRIS | 69 | TOPOLOGY.CSWSA.VALC.E_HARRIS.69.3921 | CSWSA | VALC | E_HARRIS_L_C | [LD]69_12_3, [DSC]81 | No Original Name
ELSA | 138 | TOPOLOGY.CSWSA.VALC.ELSA.138.8BB1 | CSWSA | VALC | ELSA_V_A | [DSC]657, [DSC]667, [DSC]678 | No Original Name
ELSA | 138 | TOPOLOGY.CSWSA.VALC.ELSA.138.8BB2 | CSWSA | VALC | ELSA_V_B | [DSC]658, [DSC]667, [DSC]748 | No Original Name
ELSA | 138 | TOPOLOGY.CSWSA.VALC.ELSA.138.8BB5 | CSWSA | VALC | ELSA_L_A | [CB]747_CS, [LD]ELSA_L2 | No Original Name
ELSA | 138 | TOPOLOGY.CSWSA.VALC.ELSA.138.8BB6 | CSWSA | VALC | ELSA_L_B | [CB]677_CS, [LD]ELSA_L1 | No Original Name
FRONTERA | 138 | TOPOLOGY.CSWSA.VALC.FRONTERA.138.0004 | CSWSA | VALC | FRONTERA_V_A | [DSC]424, [DSC]431, [DSC]433 | No Original Name
FRONTERA | 138 | TOPOLOGY.CSWSA.VALC.FRONTERA.138.0013 | CSWSA | VALC | FRONTERA_V_B | [DSC]334, [DSC]439, [DSC]449 | No Original Name
FRONTERA | 138 | TOPOLOGY.CSWSA.VALC.FRONTERA.138.8200 | CSWSA | VALC | FRONTERA_V_C | [DSC]335, [DSC]394, [DSC]404 | No Original Name
FRONTERA | 18 | TOPOLOGY.CSWSA.VALC.FRONTERA.18.G1LO | CSWSA | VALC | FRONTERA_R_A | [CB]52G1, [UN]FRONTEG1 | No Original Name
FRONTERA | 18 | TOPOLOGY.CSWSA.VALC.FRONTERA.18.G2LO | CSWSA | VALC | FRONTERA_R_B | [CB]52G2, [UN]FRONTEG2 | No Original Name
FRONTERA | 18 | TOPOLOGY.CSWSA.VALC.FRONTERA.18.G3LO | CSWSA | VALC | FRONTERA_R_C | [UN]FRONTEG3, [XF]UXFMR3 | No Original Name
GANDY | 138 | TOPOLOGY.CSWSA.VALC.GANDY.138.0008 | CSWSA | VALC | GANDY_L_A | [DSC]GD105, [LD]LD01 | No Original Name
GARCENO | 138 | TOPOLOGY.CSWSA.VALC.GARCENO.138.0013 | CSWSA | VALC | GARCENO_L_A | [CB]2113_CS, [LD]LD01 | No Original Name
GARZA | 138 | TOPOLOGY.CSWSA.VALC.GARZA.138.1131 | CSWSA | VALC | GARZA_V_A | [DSC]221, [DSC]256, [CB]4207_CS | No Original Name
GARZA | 69 | TOPOLOGY.CSWSA.VALC.GARZA.69.1061 | CSWSA | VALC | GARZA_V_B | [DSC]3511, [DSC]3512, [DSC]4199, [DSC]4631, [DSC]4 | No Original Name
GARZA | 69 | TOPOLOGY.CSWSA.VALC.GARZA.69.3934 | CSWSA | VALC | GARZA_L_A | [LD]1, [DSC]4709, [DSC]4712 | No Original Name
GOODWIN | 138 | TOPOLOGY.CSWSA.VALC.GOODWIN.138.0002 | CSWSA | VALC | GOODWIN_L_A | [CB]3370, [LD]69_12_1 | No Original Name
GOODWIN | 138 | TOPOLOGY.CSWSA.VALC.GOODWIN.138.0009 | CSWSA | VALC | GOODWIN_L_B | [CB]3380, [LD]69_12_2 | No Original Name
HAINE_DR | 138 | TOPOLOGY.CSWSA.VALC.HAINE_DR.138.1131 | CSWSA | VALC | HAINE_DR_V_A | [DSC]1418, [DSC]3602, [DSC]868 | No Original Name
HAINE_DR | 138 | TOPOLOGY.CSWSA.VALC.HAINE_DR.138.1132 | CSWSA | VALC | HAINE_DR_V_B | [CB]313_CS, [DSC]4637, [DSC]868 | No Original Name
HAINE_DR | 138 | TOPOLOGY.CSWSA.VALC.HAINE_DR.138.3950 | CSWSA | VALC | HAINE_DR_L_A | [LD]138_12_2, [DSC]4637 | No Original Name
HAINE_DR | 138 | TOPOLOGY.CSWSA.VALC.HAINE_DR.138.3951 | CSWSA | VALC | HAINE_DR_L_B | [LD]138_12_1, [DSC]1418 | No Original Name
HALL_ACR | 138 | TOPOLOGY.CSWSA.VALC.HALL_ACR.138.0004 | CSWSA | VALC | HALL_ACR_L_A | [LD]138_12_1, [CB]3505_CB | No Original Name
HALL_ACR | 138 | TOPOLOGY.CSWSA.VALC.HALL_ACR.138.3955 | CSWSA | VALC | HALL_ACR_L_B | [LD]138_12_2, [CB]4340_CS | No Original Name
HARLIN_1 | 69 | TOPOLOGY.CSWSA.VALC.HARLIN_1.69.1062 | CSWSA | VALC | HARLIN_1_V_A | [DSC]121, [DSC]3096, [DSC]4001 | No Original Name
HARLIN_1 | 69 | TOPOLOGY.CSWSA.VALC.HARLIN_1.69.3957 | CSWSA | VALC | HARLIN_1_L_A | [LD]69_12_1, [DSC]9779 | No Original Name
HARLIN_1 | 69 | TOPOLOGY.CSWSA.VALC.HARLIN_1.69.3962 | CSWSA | VALC | HARLIN_1_L_B | [DSC]119, [LD]69_12_2 | No Original Name
HARLINSW | 69 | TOPOLOGY.CSWSA.VALC.HARLINSW.69.1061 | CSWSA | VALC | HARLINSW_V_A | [DSC]3261, [DSC]4271, [DSC]4301, [DSC]4321, [DSC]4 | No Original Name
HARLINSW | 69 | TOPOLOGY.CSWSA.VALC.HARLINSW.69.3973 | CSWSA | VALC | HARLINSW_L_A | [CB]3215, [CB]3440, [DSC]4824, [LD]LD01 | No Original Name
HARLINSW | 69 | TOPOLOGY.CSWSA.VALC.HARLINSW.69.3974 | CSWSA | VALC | HARLINSW_L_B | [DSC]49, [LD]LD02 | No Original Name
HIDALGO | 69 | TOPOLOGY.CSWSA.VALC.HIDALGO.69.1061 | CSWSA | VALC | HIDALGO_V_A | [DSC]3027, [DSC]3382, [DSC]4836 | No Original Name
HIDALGO | 69 | TOPOLOGY.CSWSA.VALC.HIDALGO.69.1062 | CSWSA | VALC | HIDALGO_V_B | [DSC]3014, [DSC]4836, [DSC]4857 | No Original Name
HIDALGO | 69 | TOPOLOGY.CSWSA.VALC.HIDALGO.69.3980 | CSWSA | VALC | HIDALGO_L_A | [DSC]3027, [LD]69_12_1 | No Original Name
HIDALGO | 69 | TOPOLOGY.CSWSA.VALC.HIDALGO.69.3981 | CSWSA | VALC | HIDALGO_L_B | [DSC]4857, [LD]69_12_2 | No Original Name
HILINE | 69 | TOPOLOGY.CSWSA.VALC.HILINE.69.0011 | CSWSA | VALC | HILINE_L_A | [CB]HI_150, [LD]LOAD1 | No Original Name
KEY_SW | 138 | TOPOLOGY.CSWSA.VALC.KEY_SW.138.0002 | CSWSA | VALC | KEY_SW_V_A | [DSC]1728, [DSC]1729, [DSC]1734 | No Original Name
KEY_SW | 138 | TOPOLOGY.CSWSA.VALC.KEY_SW.138.0005 | CSWSA | VALC | KEY_SW_V_B | [DSC]1731, [DSC]1741, [DSC]1748 | No Original Name
KEY_SW | 138 | TOPOLOGY.CSWSA.VALC.KEY_SW.138.0009 | CSWSA | VALC | KEY_SW_V_C | [DSC]1736, [DSC]1739, [DSC]1747 | No Original Name
L_FRESNO | 69 | TOPOLOGY.CSWSA.VALC.L_FRESNO.69.4025 | CSWSA | VALC | L_FRESNO_L_A | [LD]1, [CB]4842_CS | No Original Name
L_FRESNO | 69 | TOPOLOGY.CSWSA.VALC.L_FRESNO.69.4026 | CSWSA | VALC | L_FRESNO_L_B | [LD]2, [CB]3236_CS | No Original Name
L_GRULLA | 138 | TOPOLOGY.CSWSA.VALC.L_GRULLA.138.0100 | CSWSA | VALC | L_GRULLA_L_A | [CB]1343, [LD]69_12_1 | No Original Name
L_GRULLA | 138 | TOPOLOGY.CSWSA.VALC.L_GRULLA.138.0150 | CSWSA | VALC | L_GRULLA_L_B | [CB]3068, [LD]69_12_2 | No Original Name
L_MILPAS | 138 | TOPOLOGY.CSWSA.VALC.L_MILPAS.138.0002 | CSWSA | VALC | L_MILPAS_L_A | [LD]138_12_1, [CB]L150_CS | No Original Name
L_MILPAS | 138 | TOPOLOGY.CSWSA.VALC.L_MILPAS.138.0003 | CSWSA | VALC | L_MILPAS_L_B | [LD]138_12_2, [CB]L160_CS | No Original Name
L_MILPAS | 138 | TOPOLOGY.CSWSA.VALC.L_MILPAS.138.1381 | CSWSA | VALC | L_MILPAS_V_A | [DSC]4247, [DSC]4257, [DSC]4267, [DSC]L163 | No Original Name
LA_PALMA | 138 | TOPOLOGY.CSWSA.VALC.LA_PALMA.138.0BB1 | CSWSA | VALC | LA_PALMA_V_A | [DSC]3876, [DSC]3986, [DSC]4921, [DSC]4941, [DSC]4 | No Original Name
LA_PALMA | 138 | TOPOLOGY.CSWSA.VALC.LA_PALMA.138.8BB2 | CSWSA | VALC | LA_PALMA_V_B | [DSC]2016, [DSC]3896, [DSC]4951, [DSC]4961, [DSC]4 | No Original Name
LA_PALMA | 14 | TOPOLOGY.CSWSA.VALC.LA_PALMA.14.4BB4 | CSWSA | VALC | LA_PALMA_R_A | [XF]069_14_4, [UN]LA_PALG4 | No Original Name
LA_PALMA | 14 | TOPOLOGY.CSWSA.VALC.LA_PALMA.14.4BB5 | CSWSA | VALC | LA_PALMA_R_B | [XF]069_14_5, [UN]LA_PALG5 | No Original Name
LA_PALMA | 18 | TOPOLOGY.CSWSA.VALC.LA_PALMA.18.8BB1 | CSWSA | VALC | LA_PALMA_R_C | [XF]138_18_2, [UN]LA_PALG6 | No Original Name
LA_PALMA | 22 | TOPOLOGY.CSWSA.VALC.LA_PALMA.22.2BB1 | CSWSA | VALC | LA_PALMA_R_D | [CB]CB_3255, [UN]LA_PALG7 | No Original Name
LA_PALMA | 69 | TOPOLOGY.CSWSA.VALC.LA_PALMA.69.9BB1 | CSWSA | VALC | LA_PALMA_V_C | [DSC]107, [DSC]29, [DSC]3601, [DSC]3901, [DSC]4801 | No Original Name
LA_PALMA | 69 | TOPOLOGY.CSWSA.VALC.LA_PALMA.69.9BB2 | CSWSA | VALC | LA_PALMA_V_D | [DSC]09, [DSC]19, [DSC]4691, [DSC]4866, [DSC]77, [ | No Original Name
LAURELES | 138 | TOPOLOGY.CSWSA.VALC.LAURELES.138.9995 | CSWSA | VALC | LAURELES_L_A | [CB]LA150, [LD]LD01 | New NodeKey
MCOLL_RD | 138 | TOPOLOGY.CSWSA.VALC.MCOLL_RD.138.0005 | CSWSA | VALC | MCOLL_RD_L_A | [CB]1210_CS, [LD]LD1 | No Original Name
MCOLL_RD | 138 | TOPOLOGY.CSWSA.VALC.MCOLL_RD.138.0010 | CSWSA | VALC | MCOLL_RD_L_B | [CB]1220_CS, [LD]LD2 | No Original Name
MERETT | 138 | TOPOLOGY.CSWSA.VALC.MERETT.138.0014 | CSWSA | VALC | MERETT_L_A | [LD]LD1, [DSC]MT150 | No Original Name
MILITARY | 138 | TOPOLOGY.CSWSA.VALC.MILITARY.138.BUS1 | CSWSA | VALC | MILITARY_V_A | [DSC]6966, [DSC]9503, [DSC]9574 | No Original Name
MILITARY | 138 | TOPOLOGY.CSWSA.VALC.MILITARY.138.BUS2 | CSWSA | VALC | MILITARY_V_B | [DSC]11, [DSC]21, [DSC]5766, [DSC]6486, [DSC]7296 | No Original Name
MOORE_FL | 138 | TOPOLOGY.CSWSA.VALC.MOORE_FL.138.0001 | CSWSA | VALC | MOORE_FL_L_A | [CB]57, [LD]LD1 | No Original Name
MOORE_FL | 138 | TOPOLOGY.CSWSA.VALC.MOORE_FL.138.0002 | CSWSA | VALC | MOORE_FL_L_B | [CB]117, [LD]LD2 | No Original Name
MV_BURNS | 138 | TOPOLOGY.CSWSA.VALC.MV_BURNS.138.1381 | CSWSA | VALC | MV_BURNS_L_A | [LD]1, [CB]N150_CS | No Original Name
MV_CNTRA | 138 | TOPOLOGY.CSWSA.VALC.MV_CNTRA.138.0007 | CSWSA | VALC | MV_CNTRA_L_A | [LD]2, [CB]S150_CS | No Original Name
MV_CNTRA | 138 | TOPOLOGY.CSWSA.VALC.MV_CNTRA.138.1381 | CSWSA | VALC | MV_CNTRA_L_B | [LD]1, [CB]S160_CS | No Original Name
MV_COOK1 | 69 | TOPOLOGY.CSWSA.VALC.MV_COOK1.69.3905 | CSWSA | VALC | MV_COOK1_L_A | [LD]MV_COOL1, [DSC]W103 | No Original Name
MV_COOK2 | 69 | TOPOLOGY.CSWSA.VALC.MV_COOK2.69.3909 | CSWSA | VALC | MV_COOK2_L_A | [LD]MV_COOL1, [DSC]X103 | No Original Name
MV_DOEDN | 138 | TOPOLOGY.CSWSA.VALC.MV_DOEDN.138.0401 | CSWSA | VALC | MV_DOEDN_L_A | [DSC]DD160, [LD]LOAD2 | No Original Name
MV_DOEDN | 138 | TOPOLOGY.CSWSA.VALC.MV_DOEDN.138.4031 | CSWSA | VALC | MV_DOEDN_L_B | [DSC]DD150, [LD]LOAD1 | No Original Name
MV_ERAY2 | 138 | TOPOLOGY.CSWSA.VALC.MV_ERAY2.138.4294 | CSWSA | VALC | MV_ERAY2_L_A | [DSC]H103, [LD]MV_ERAL1 | No Original Name
MV_FAYVL | 69 | TOPOLOGY.CSWSA.VALC.MV_FAYVL.69.3912 | CSWSA | VALC | MV_FAYVL_L_A | [DSC]M153, [LD]MV_FAYL1 | No Original Name
MV_HBRG4 | 138 | TOPOLOGY.CSWSA.VALC.MV_HBRG4.138.0013 | CSWSA | VALC | MV_HBRG4_L_A | [LD]1, [CB]F150_CS | No Original Name
MV_HW511 | 138 | TOPOLOGY.CSWSA.VALC.MV_HW511.138.0004 | CSWSA | VALC | MV_HW511_L_A | [LD]1, [CB]T150_CS | No Original Name
MV_LASAR | 138 | TOPOLOGY.CSWSA.VALC.MV_LASAR.138.4297 | CSWSA | VALC | MV_LASAR_L_A | [DSC]G103, [LD]MV_LASL1 | No Original Name
MV_PALM4 | 138 | TOPOLOGY.CSWSA.VALC.MV_PALM4.138.0007 | CSWSA | VALC | MV_PALM4_L_A | [LD]1, [DSC]C153 | No Original Name
MV_RIOHO | 138 | TOPOLOGY.CSWSA.VALC.MV_RIOHO.138.0005 | CSWSA | VALC | MV_RIOHO_L_A | [LD]1, [CB]R150_CS | No Original Name
MV_VALV4 | 138 | TOPOLOGY.CSWSA.VALC.MV_VALV4.138.1381 | CSWSA | VALC | MV_VALV4_L_A | [LD]1, [CB]V154 | No Original Name
MV_WEDN4 | 138 | TOPOLOGY.CSWSA.VALC.MV_WEDN4.138.0019 | CSWSA | VALC | MV_WEDN4_L_A | [LD]1, [CB]B150 | No Original Name
MV_WESL4 | 138 | TOPOLOGY.CSWSA.VALC.MV_WESL4.138.1381 | CSWSA | VALC | MV_WESL4_L_A | [LD]1, [CB]E150 | No Original Name
MV_YUTT | 138 | TOPOLOGY.CSWSA.VALC.MV_YUTT.138.3816 | CSWSA | VALC | MV_YUTT_L_A | [LD]138_12, [CB]CB_154_CB | No Original Name
MVRANGER | 138 | TOPOLOGY.CSWSA.VALC.MVRANGER.138.3820 | CSWSA | VALC | MVRANGER_V_A | [DSC]387, [DSC]388, [DSC]402 | No Original Name
MVRANGER | 138 | TOPOLOGY.CSWSA.VALC.MVRANGER.138.4262 | CSWSA | VALC | MVRANGER_L_A | [DSC]402, [LD]MVRANGL1 | No Original Name
N_ALAMO | 138 | TOPOLOGY.CSWSA.VALC.N_ALAMO.138.0050 | CSWSA | VALC | N_ALAMO_L_A | [DSC]4807, [LD]LD02 | No Original Name
N_ALAMO | 138 | TOPOLOGY.CSWSA.VALC.N_ALAMO.138.0100 | CSWSA | VALC | N_ALAMO_L_B | [DSC]3007, [LD]LD01 | No Original Name
N_MCALLN | 138 | TOPOLOGY.CSWSA.VALC.N_MCALLN.138.0002 | CSWSA | VALC | N_MCALLN_L_A | [LD]138_12_3, [CB]3785_CS | No Original Name
N_MCALLN | 138 | TOPOLOGY.CSWSA.VALC.N_MCALLN.138.1131 | CSWSA | VALC | N_MCALLN_V_A | [DSC]106, [CB]3235_CB, [DSC]3717, [DSC]3877, [CB]4 | No Original Name
N_MCALLN | 138 | TOPOLOGY.CSWSA.VALC.N_MCALLN.138.1132 | CSWSA | VALC | N_MCALLN_V_B | [DSC]101, [CB]3108, [DSC]3712, [DSC]3717, [DSC]376 | No Original Name
N_MCALLN | 138 | TOPOLOGY.CSWSA.VALC.N_MCALLN.138.4060 | CSWSA | VALC | N_MCALLN_L_B | [LD]138_12_2, [CB]3753_CS | No Original Name
N_MCALLN | 138 | TOPOLOGY.CSWSA.VALC.N_MCALLN.138.4061 | CSWSA | VALC | N_MCALLN_L_C | [LD]138_12_1, [CB]3873_CS | No Original Name
N_MERCED | 138 | TOPOLOGY.CSWSA.VALC.N_MERCED.138.0003 | CSWSA | VALC | N_MERCED_L_A | [CB]5518, [LD]LD02 | New NodeKey
N_MERCED | 138 | TOPOLOGY.CSWSA.VALC.N_MERCED.138.0006 | CSWSA | VALC | N_MERCED_L_B | [CB]2718, [LD]LD01 | New NodeKey
NEDIN | 138 | TOPOLOGY.CSWSA.VALC.NEDIN.138.8BB1 | CSWSA | VALC | NEDIN_V_A | [DSC]1696, [DSC]2006, [DSC]2111, [DSC]3691, [DSC]4 | No Original Name
NEDIN | 138 | TOPOLOGY.CSWSA.VALC.NEDIN.138.8BB2 | CSWSA | VALC | NEDIN_V_B | [DSC]2521, [DSC]3711, [DSC]4346, [DSC]4646, [DSC]5 | No Original Name
NEDIN | 18 | TOPOLOGY.CSWSA.VALC.NEDIN.18.8370 | CSWSA | VALC | NEDIN_R_A | [UN]NEDIN_G2, [CB]UNSW2_CB | No Original Name
NEDIN | 18 | TOPOLOGY.CSWSA.VALC.NEDIN.18.8380 | CSWSA | VALC | NEDIN_R_B | [UN]NEDIN_G3, [CB]UNSW3_CB | No Original Name
NEDIN | 18 | TOPOLOGY.CSWSA.VALC.NEDIN.18.8390 | CSWSA | VALC | NEDIN_R_C | [UN]NEDIN_G1, [CB]UNSW1_CB | No Original Name
NEDIN | 345 | TOPOLOGY.CSWSA.VALC.NEDIN.345.8135 | CSWSA | VALC | NEDIN_V_C | [DSC]126, [DSC]136, [DSC]36 | No Original Name
NEDIN | 345 | TOPOLOGY.CSWSA.VALC.NEDIN.345.9501 | CSWSA | VALC | NEDIN_V_D | [DSC]2156, [DSC]2641, [XF]345_1381, [DSC]4617 | No Original Name
NEDIN | 69 | TOPOLOGY.CSWSA.VALC.NEDIN.69.0005 | CSWSA | VALC | NEDIN_L_A | [CB]6363, [LD]69_11 | No Original Name
NEDIN | 69 | TOPOLOGY.CSWSA.VALC.NEDIN.69.1061 | CSWSA | VALC | NEDIN_V_E | [DSC]3141, [DSC]3181, [DSC]3217, [DSC]3391, [DSC]3 | No Original Name
NEDIN | 69 | TOPOLOGY.CSWSA.VALC.NEDIN.69.1062 | CSWSA | VALC | NEDIN_V_F | [DSC]3167, [DSC]9586, [DSC]9754 | No Original Name
NEDIN | 69 | TOPOLOGY.CSWSA.VALC.NEDIN.69.3879 | CSWSA | VALC | NEDIN_L_B | [DSC]3167, [LD]69_12 | No Original Name
NWESLACO | 138 | TOPOLOGY.CSWSA.VALC.NWESLACO.138.0005 | CSWSA | VALC | NWESLACO_L_A | [LD]138_12, [CB]8517 | New NodeKey
NWESLACO | 69 | TOPOLOGY.CSWSA.VALC.NWESLACO.69.4079 | CSWSA | VALC | NWESLACO_L_B | [DSC]4147, [LD]69_12 | No Original Name
P_ISABEL | 138 | TOPOLOGY.CSWSA.VALC.P_ISABEL.138.0005 | CSWSA | VALC | P_ISABEL_L_A | [CB]5633, [LD]LOAD2 | No Original Name
P_ISABEL | 138 | TOPOLOGY.CSWSA.VALC.P_ISABEL.138.4107 | CSWSA | VALC | P_ISABEL_L_B | [DSC]3087, [LD]LOAD1 | No Original Name
P_ISABEL | 138 | TOPOLOGY.CSWSA.VALC.P_ISABEL.138.8BB1 | CSWSA | VALC | P_ISABEL_V_A | [DSC]3087, [DSC]3152, [DSC]841, [DSC]896, [CB]SCC1 | No Original Name
P_ISABEL | 138 | TOPOLOGY.CSWSA.VALC.P_ISABEL.138.8BB2 | CSWSA | VALC | P_ISABEL_V_B | [DSC]3152, [DSC]566, [DSC]6, [DSC]928 | No Original Name
PALMHURS | 138 | TOPOLOGY.CSWSA.VALC.PALMHURS.138.0003 | CSWSA | VALC | PALMHURS_V_A | [DSC]1893, [DSC]2307, [DSC]2488 | New NodeKey
PALMHURS | 138 | TOPOLOGY.CSWSA.VALC.PALMHURS.138.0009 | CSWSA | VALC | PALMHURS_L_A | [CB]2487, [LD]LD01 | New NodeKey
PALMHURS | 138 | TOPOLOGY.CSWSA.VALC.PALMHURS.138.0013 | CSWSA | VALC | PALMHURS_L_B | [CB]2497, [LD]PALMHURS2 | New NodeKey
PALMVIEW | 138 | TOPOLOGY.CSWSA.VALC.PALMVIEW.138.0002 | CSWSA | VALC | PALMVIEW_L_A | [CB]7163, [LD]LD02 | New NodeKey
PALMVIEW | 138 | TOPOLOGY.CSWSA.VALC.PALMVIEW.138.3760 | CSWSA | VALC | PALMVIEW_L_B | [CB]3832_CS, [LD]LD01 | No Original Name
PALMVIEW | 138 | TOPOLOGY.CSWSA.VALC.PALMVIEW.138.8BB1 | CSWSA | VALC | PALMVIEW_V_A | [DSC]2628, [DSC]3266, [DSC]9617 | No Original Name
PALMVIEW | 138 | TOPOLOGY.CSWSA.VALC.PALMVIEW.138.9BB1 | CSWSA | VALC | PALMVIEW_V_B | [DSC]3266, [DSC]3653, [DSC]4221 | No Original Name
PALOALTO | 138 | TOPOLOGY.CSWSA.VALC.PALOALTO.138.0013 | CSWSA | VALC | PALOALTOX | [LD]L1, [DSC]P222 | Original Not Confirmed
PHARMVEC | 138 | TOPOLOGY.CSWSA.VALC.PHARMVEC.138.1131 | CSWSA | VALC | PHARMVEC_V_A | [DSC]7143, [CB]D100_CB, [CB]D110_CB, [DSC]D153, [D | No Original Name
PHARMVEC | 138 | TOPOLOGY.CSWSA.VALC.PHARMVEC.138.1132 | CSWSA | VALC | PHARMVEC_V_B | [DSC]7143, [DSC]7791, [DSC]7901 | No Original Name
PHARMVEC | 138 | TOPOLOGY.CSWSA.VALC.PHARMVEC.138.4092 | CSWSA | VALC | PHARMVEC_L_A | [LD]138_12_1, [CB]D150_CS | No Original Name
PHARMVEC | 138 | TOPOLOGY.CSWSA.VALC.PHARMVEC.138.4093 | CSWSA | VALC | PHARMVEC_L_B | [LD]138_12_2, [CB]D160_CS | No Original Name
PHARR | 138 | TOPOLOGY.CSWSA.VALC.PHARR.138.0006 | CSWSA | VALC | PHARR_V_A | [DSC]1706, [DSC]1707, [DSC]1716 | No Original Name
PHARR | 138 | TOPOLOGY.CSWSA.VALC.PHARR.138.0010 | CSWSA | VALC | PHARR_V_B | [DSC]1704, [DSC]1709, [DSC]1712 | No Original Name
PHARR | 138 | TOPOLOGY.CSWSA.VALC.PHARR.138.0011 | CSWSA | VALC | PHARR_L_A | [CB]1580_CS, [LD]L1 | No Original Name
PHARR | 138 | TOPOLOGY.CSWSA.VALC.PHARR.138.0012 | CSWSA | VALC | PHARR_L_B | [CB]1590_CS, [LD]L2 | No Original Name
PHARR | 138 | TOPOLOGY.CSWSA.VALC.PHARR.138.0014 | CSWSA | VALC | PHARR_V_C | [DSC]1719, [DSC]1726, [DSC]1727 | No Original Name
PHARR | 138 | TOPOLOGY.CSWSA.VALC.PHARR.138.BB1 | CSWSA | VALC | PHARR_V_D | [DSC]1581, [DSC]1714, [DSC]1721 | New NodeKey
PHARR | 138 | TOPOLOGY.CSWSA.VALC.PHARR.138.BB2 | CSWSA | VALC | PHARR_V_E | [DSC]1591, [DSC]1711, [DSC]1724 | New NodeKey
POLK_AVE | 138 | TOPOLOGY.CSWSA.VALC.POLK_AVE.138.1131 | CSWSA | VALC | POLK_AVE_V_A | [DSC]261, [DSC]3306, [DSC]4086 | No Original Name
POLK_AVE | 138 | TOPOLOGY.CSWSA.VALC.POLK_AVE.138.1132 | CSWSA | VALC | POLK_AVE_V_B | [DSC]3306, [DSC]3366, [DSC]7046, [CB]SCC1_CB | No Original Name
POLK_AVE | 138 | TOPOLOGY.CSWSA.VALC.POLK_AVE.138.4095 | CSWSA | VALC | POLK_AVE_L_A | [LD]138_12_1, [CB]4077_CS | No Original Name
POLK_AVE | 138 | TOPOLOGY.CSWSA.VALC.POLK_AVE.138.4097 | CSWSA | VALC | POLK_AVE_L_B | [LD]138_12_2, [CB]3337_CS | No Original Name
RANGERVL | 69 | TOPOLOGY.CSWSA.VALC.RANGERVL.69.4113 | CSWSA | VALC | RANGERVL_L_A | [DSC]4097, [LD]69_12_2 | No Original Name
RANGERVL | 69 | TOPOLOGY.CSWSA.VALC.RANGERVL.69.4114 | CSWSA | VALC | RANGERVL_L_B | [DSC]3307, [LD]69_12_1 | No Original Name
RANGERVL | 69 | TOPOLOGY.CSWSA.VALC.RANGERVL.69.692 | CSWSA | VALC | RANGERVL_V_A | [DSC]3304, [DSC]4097, [DSC]4733 | No Original Name
RANGERVL | 69 | TOPOLOGY.CSWSA.VALC.RANGERVL.69.693 | CSWSA | VALC | RANGERVL_V_B | [DSC]3302, [DSC]3307, [DSC]4733 | No Original Name
RAYMOND1 | 69 | TOPOLOGY.CSWSA.VALC.RAYMOND1.69.4119 | CSWSA | VALC | RAYMOND1_L_A | [CB]6285, [LD]69_12_1 | No Original Name
RAYMOND1 | 69 | TOPOLOGY.CSWSA.VALC.RAYMOND1.69.4120 | CSWSA | VALC | RAYMOND1_L_B | [DSC]3377, [LD]69_12_2 | No Original Name
RAYMOND1 | 69 | TOPOLOGY.CSWSA.VALC.RAYMOND1.69.692 | CSWSA | VALC | RAYMOND1_V_A | [DSC]172, [DSC]4897, [DSC]4898, [CB]SCC1_CB | No Original Name
RAYMOND1 | 69 | TOPOLOGY.CSWSA.VALC.RAYMOND1.69.693 | CSWSA | VALC | RAYMOND1_V_B | [DSC]174, [DSC]3377, [DSC]4898 | No Original Name
RAYMOND2 | 138 | TOPOLOGY.CSWSA.VALC.RAYMOND2.138.1131 | CSWSA | VALC | RAYMOND2_V_A | [DSC]1021, [DSC]1031, [DSC]1036, [DSC]1041, [DSC]1 | No Original Name
RAYMOND2 | 69 | TOPOLOGY.CSWSA.VALC.RAYMOND2.69.1061 | CSWSA | VALC | RAYMOND2_V_B | [DSC]3197, [DSC]3525, [DSC]4589, [CB]SCC1_CB | No Original Name
RAYMOND2 | 69 | TOPOLOGY.CSWSA.VALC.RAYMOND2.69.4132 | CSWSA | VALC | RAYMOND2_L_A | [DSC]3197, [LD]69_12_1 | No Original Name
RAYMOND2 | 69 | TOPOLOGY.CSWSA.VALC.RAYMOND2.69.4133 | CSWSA | VALC | RAYMOND2_L_B | [DSC]4057, [LD]69_12_2 | No Original Name
RIO_GRAN | 138 | TOPOLOGY.CSWSA.VALC.RIO_GRAN.138.BB1 | CSWSA | VALC | RIO_GRAN_V_A | [DSC]7081, [DSC]7141, [DSC]7237, [DSC]7846 | New NodeKey
RIO_GRAN | 69 | TOPOLOGY.CSWSA.VALC.RIO_GRAN.69.1061 | CSWSA | VALC | RIO_GRAN_V_B | [DSC]1448, [DSC]3207, [DSC]5726, [CB]SCC1_CB | No Original Name
RIO_GRAN | 69 | TOPOLOGY.CSWSA.VALC.RIO_GRAN.69.1062 | CSWSA | VALC | RIO_GRAN_V_C | [DSC]1448, [DSC]2296, [DSC]4387 | No Original Name
RIO_GRAN | 69 | TOPOLOGY.CSWSA.VALC.RIO_GRAN.69.4140 | CSWSA | VALC | RIO_GRAN_L_A | [DSC]4387, [LD]69_12_2 | No Original Name
RIO_GRAN | 69 | TOPOLOGY.CSWSA.VALC.RIO_GRAN.69.4141 | CSWSA | VALC | RIO_GRAN_L_B | [DSC]3207, [LD]69_12_1 | No Original Name
RIO_RICO | 69 | TOPOLOGY.CSWSA.VALC.RIO_RICO.69.0006 | CSWSA | VALC | RIO_RICO_L_A | [DSC]4538, [LD]LD_2 | No Original Name
RIO_RICO | 69 | TOPOLOGY.CSWSA.VALC.RIO_RICO.69.4146 | CSWSA | VALC | RIO_RICO_L_B | [DSC]4532, [LD]69_12 | No Original Name
RIOHONDO | 138 | TOPOLOGY.CSWSA.VALC.RIOHONDO.138.1131 | CSWSA | VALC | RIOHONDO_V_A | [DSC]211, [DSC]216, [DSC]236, [DSC]241, [DSC]316, | No Original Name
RIOHONDO | 138 | TOPOLOGY.CSWSA.VALC.RIOHONDO.138.1132 | CSWSA | VALC | RIOHONDO_V_B | [DSC]306, [DSC]331, [DSC]346, [DSC]366, [DSC]376, | No Original Name
RIOHONDO | 345 | TOPOLOGY.CSWSA.VALC.RIOHONDO.345.3451 | CSWSA | VALC | RIOHONDO_V_C | [DSC]183, [DSC]196, [DSC]201, [CB]SR1_CB | No Original Name
RIOHONDO | 345 | TOPOLOGY.CSWSA.VALC.RIOHONDO.345.3452 | CSWSA | VALC | RIOHONDO_V_D | [DSC]147, [DSC]1614, [DSC]189 | No Original Name
RIOHONDO | 345 | TOPOLOGY.CSWSA.VALC.RIOHONDO.345.3455 | CSWSA | VALC | RIOHONDO_V_E | [DSC]154, [DSC]158, [DSC]194 | No Original Name
RIOHONDO | 345 | TOPOLOGY.CSWSA.VALC.RIOHONDO.345.3456 | CSWSA | VALC | RIOHONDO_V_F | [DSC]153, [DSC]156, [DSC]191 | No Original Name
ROMA | 138 | TOPOLOGY.CSWSA.VALC.ROMA.138.0001 | CSWSA | VALC | ROMA_L_A | [LD]138_12_1, [DSC]1820 | No Original Name
ROMA | 138 | TOPOLOGY.CSWSA.VALC.ROMA.138.0003 | CSWSA | VALC | ROMA_L_B | [LD]138_12_2, [DSC]1825 | No Original Name
ROMA | 138 | TOPOLOGY.CSWSA.VALC.ROMA.138.BB1 | CSWSA | VALC | ROMA_V_A | [DSC]1817, [DSC]1818, [DSC]1821 | No Original Name
ROMA | 138 | TOPOLOGY.CSWSA.VALC.ROMA.138.BB2 | CSWSA | VALC | ROMA_V_B | [DSC]1818, [DSC]1819, [DSC]1826 | No Original Name
S_BENITO | 69 | TOPOLOGY.CSWSA.VALC.S_BENITO.69.4181 | CSWSA | VALC | S_BENITO_L_A | [DSC]4007, [LD]69_12_2 | No Original Name
S_BENITO | 69 | TOPOLOGY.CSWSA.VALC.S_BENITO.69.4183 | CSWSA | VALC | S_BENITO_L_B | [DSC]3107, [LD]69_12_1 | No Original Name
S_MCALLN | 138 | TOPOLOGY.CSWSA.VALC.S_MCALLN.138.0036 | CSWSA | VALC | S_MCALLN_L_A | [DSC]609, [LD]LD01 | No Original Name
S_MCALLN | 138 | TOPOLOGY.CSWSA.VALC.S_MCALLN.138.0037 | CSWSA | VALC | S_MCALLN_L_B | [DSC]2364, [LD]LD02 | No Original Name
S_MCALLN | 138 | TOPOLOGY.CSWSA.VALC.S_MCALLN.138.BB1 | CSWSA | VALC | S_MCALLN_V_A | [DSC]1051, [DSC]1506, [DSC]4237, [DSC]4526, [DSC]4 | No Original Name
S_MCALLN | 138 | TOPOLOGY.CSWSA.VALC.S_MCALLN.138.BB2 | CSWSA | VALC | S_MCALLN_V_B | [DSC]1286, [DSC]2366, [DSC]356, [DSC]421, [DSC]521 | No Original Name
S_MISSIN | 138 | TOPOLOGY.CSWSA.VALC.S_MISSIN.138.0007 | CSWSA | VALC | S_MISSIN_L_A | [CB]5097, [LD]LD2 | No Original Name
S_MISSIN | 138 | TOPOLOGY.CSWSA.VALC.S_MISSIN.138.0008 | CSWSA | VALC | S_MISSIN_L_B | [CB]5087, [LD]LD1 | No Original Name
S_PADRE | 138 | TOPOLOGY.CSWSA.VALC.S_PADRE.138.4226 | CSWSA | VALC | S_PADRE_L_A | [CB]1323_CS, [LD]138_12_2 | No Original Name
S_PADRE | 138 | TOPOLOGY.CSWSA.VALC.S_PADRE.138.4227 | CSWSA | VALC | S_PADRE_L_B | [LD]138_12_1, [CB]3028_CS | No Original Name
S_SNROSA | 138 | TOPOLOGY.CSWSA.VALC.S_SNROSA.138.0021 | CSWSA | VALC | S_SNROSA_L_A | [CB]1177, [LD]LD02 | No Original Name
S_SNROSA | 138 | TOPOLOGY.CSWSA.VALC.S_SNROSA.138.0031 | CSWSA | VALC | S_SNROSA_L_B | [CB]1172, [LD]LD01 | No Original Name
S_SNROSA | 138 | TOPOLOGY.CSWSA.VALC.S_SNROSA.138.BB2 | CSWSA | VALC | S_SNROSA_V_A | [DSC]1163, [DSC]1167, [DSC]1178, [DSC]2696 | New NodeKey
SCARBIDE | 138 | TOPOLOGY.CSWSA.VALC.SCARBIDE.138.1131 | CSWSA | VALC | SCARBIDE_V_A | [DSC]2176, [DSC]516, [DSC]5924 | No Original Name
SCARBIDE | 138 | TOPOLOGY.CSWSA.VALC.SCARBIDE.138.1132 | CSWSA | VALC | SCARBIDE_V_B | [DSC]276, [DSC]2941, [DSC]5926 | No Original Name
SE_EDINB | 138 | TOPOLOGY.CSWSA.VALC.SE_EDINB.138.4198 | CSWSA | VALC | SE_EDINB_L_A | [LD]138_12_1, [CB]3097_CS | No Original Name
SE_EDINB | 138 | TOPOLOGY.CSWSA.VALC.SE_EDINB.138.4199 | CSWSA | VALC | SE_EDINB_L_B | [LD]138_12_2, [CB]6738_CS | No Original Name
SUNCHSE | 138 | TOPOLOGY.CSWSA.VALC.SUNCHSE.138.0005 | CSWSA | VALC | SUNCHSE_L_A | [DSC]1115, [LD]LD1 | No Original Name
W_HARLIN | 69 | TOPOLOGY.CSWSA.VALC.W_HARLIN.69.4270 | CSWSA | VALC | W_HARLIN_L_A | [DSC]3327, [LD]69_12_1 | No Original Name
W_HARLIN | 69 | TOPOLOGY.CSWSA.VALC.W_HARLIN.69.4271 | CSWSA | VALC | W_HARLIN_L_B | [DSC]4867, [LD]69_12_2 | No Original Name
W_HARLIN | 69 | TOPOLOGY.CSWSA.VALC.W_HARLIN.69.692 | CSWSA | VALC | W_HARLIN_V_A | [DSC]3076, [DSC]3254, [DSC]3327, [CB]SCC1_CB | No Original Name
W_HARLIN | 69 | TOPOLOGY.CSWSA.VALC.W_HARLIN.69.693 | CSWSA | VALC | W_HARLIN_V_B | [DSC]3146, [DSC]3254, [DSC]4867 | No Original Name
W_MCALLN | 138 | TOPOLOGY.CSWSA.VALC.W_MCALLN.138.4275 | CSWSA | VALC | W_MCALLN_L_A | [LD]138_12_2, [CB]4605_CS | No Original Name
W_MCALLN | 138 | TOPOLOGY.CSWSA.VALC.W_MCALLN.138.4278 | CSWSA | VALC | W_MCALLN_L_B | [LD]138_12_1, [CB]3737, [CB]4585_CS | No Original Name
WESLACO | 138 | TOPOLOGY.CSWSA.VALC.WESLACO.138.8BB1 | CSWSA | VALC | WESLACO_V_A | [DSC]2067, [DSC]2081, [DSC]2086 | No Original Name
WESLACO | 69 | TOPOLOGY.CSWSA.VALC.WESLACO.69.1061 | CSWSA | VALC | WESLACO_V_B | [DSC]4021, [DSC]4101, [DSC]4211 | No Original Name
WESLACOU | 138 | TOPOLOGY.CSWSA.VALC.WESLACOU.138.1131 | CSWSA | VALC | WESLACOU_V_A | [DSC]2756, [CB]3083_CS, [DSC]5144 | No Original Name
WESLACOU | 138 | TOPOLOGY.CSWSA.VALC.WESLACOU.138.1132 | CSWSA | VALC | WESLACOU_V_B | [DSC]1076, [CB]2803_CS, [DSC]5146, [DSC]6123 | No Original Name
WESLACOU | 138 | TOPOLOGY.CSWSA.VALC.WESLACOU.138.4251 | CSWSA | VALC | WESLACOU_L_A | [LD]138_12_2, [CB]2803_CS | No Original Name
WESLACOU | 138 | TOPOLOGY.CSWSA.VALC.WESLACOU.138.4252 | CSWSA | VALC | WESLACOU_L_B | [LD]138_12_1, [CB]3083_CS | No Original Name
WESMER | 138 | TOPOLOGY.CSWSA.VALC.WESMER.138.0002 | CSWSA | VALC | WESMER_L_A | [LD]138_12_1, [CB]3157_CS | No Original Name
WESMER | 138 | TOPOLOGY.CSWSA.VALC.WESMER.138.0003 | CSWSA | VALC | WESMER_L_B | [LD]138_12_2, [CB]1777_CS | No Original Name
WESMER | 138 | TOPOLOGY.CSWSA.VALC.WESMER.138.1381 | CSWSA | VALC | WESMER_V_A | [CB]3157_CS, [CB]47_CS, [DSC]518, [CB]SCC1_CB | No Original Name
WESMER | 138 | TOPOLOGY.CSWSA.VALC.WESMER.138.1382 | CSWSA | VALC | WESMER_V_B | [DSC]1397, [DSC]3138, [DSC]518 | No Original Name
ABCC | 138 | TOPOLOGY.CSWSA.WTU.ABCC.138.4188 | CSWSA | WTU | ABCC_L_A | [CB]4698_CS, [LD]LOAD1 | No Original Name
ABCG | 69 | TOPOLOGY.CSWSA.WTU.ABCG.69.4192 | CSWSA | WTU | ABCG_L_A | [DSC]4148, [LD]LOAD1 | No Original Name
ABCR | 138 | TOPOLOGY.CSWSA.WTU.ABCR.138.4196 | CSWSA | WTU | ABCR_L_A | [CB]5028_CS, [LD]LOAD1 | No Original Name
ABD1 | 69 | TOPOLOGY.CSWSA.WTU.ABD1.69.4205 | CSWSA | WTU | ABD1_L_A | [DSC]1778, [LD]LOAD1 | No Original Name
ABD2 | 69 | TOPOLOGY.CSWSA.WTU.ABD2.69.4201 | CSWSA | WTU | ABD2_L_A | [CB]4003_CS, [LD]LOAD1 | No Original Name
ABD3 | 69 | TOPOLOGY.CSWSA.WTU.ABD3.69.4210 | CSWSA | WTU | ABD3_L_A | [CB]5762_CS, [LD]LOAD1 | No Original Name
ABEA | 138 | TOPOLOGY.CSWSA.WTU.ABEA.138.4219 | CSWSA | WTU | ABEA_L_A | [CB]4808_CS, [LD]LOAD1 | No Original Name
ABEA | 138 | TOPOLOGY.CSWSA.WTU.ABEA.138.8BB3 | CSWSA | WTU | ABEA_V_A | [DSC]3481, [DSC]4772, [CB]4808_CS | No Original Name
ABEA | 69 | TOPOLOGY.CSWSA.WTU.ABEA.69.9BB1 | CSWSA | WTU | ABEA_V_B | [DSC]2031, [DSC]4024, [DSC]4031, [DSC]4444, [DSC]D | No Original Name
ABEC | 138 | TOPOLOGY.CSWSA.WTU.ABEC.138.4238 | CSWSA | WTU | ABEC_L_A | [CB]5010_CS, [LD]LOAD2 | No Original Name
ABEC | 138 | TOPOLOGY.CSWSA.WTU.ABEC.138.4239 | CSWSA | WTU | ABEC_L_B | [CB]4728_CS, [LD]LOAD1 | No Original Name
ABEC | 138 | TOPOLOGY.CSWSA.WTU.ABEC.138.8BB1 | CSWSA | WTU | ABEC_V_A | [CB]5010_CS, [DSC]5021, [DSC]5984 | No Original Name
ABEC | 69 | TOPOLOGY.CSWSA.WTU.ABEC.69.9BB1 | CSWSA | WTU | ABEC_V_B | [DSC]3274, [DSC]3279, [DSC]3284, [DSC]4739, [DSC]D | No Original Name
ABED | 69 | TOPOLOGY.CSWSA.WTU.ABED.69.4249 | CSWSA | WTU | ABED_L_A | [DSC]4518, [LD]LOAD1 | No Original Name
ABHT | 69 | TOPOLOGY.CSWSA.WTU.ABHT.69.4254 | CSWSA | WTU | ABHT_L_A | [CB]3693_CS, [LD]LOAD1 | No Original Name
ABIP | 138 | TOPOLOGY.CSWSA.WTU.ABIP.138.0013 | CSWSA | WTU | ABIP_L_A | [DSC]6488, [LD]LOAD2 | No Original Name
ABIP | 138 | TOPOLOGY.CSWSA.WTU.ABIP.138.0018 | CSWSA | WTU | ABIP_L_B | [DSC]6582, [LD]LOAD1 | No Original Name
ABMB | 138 | TOPOLOGY.CSWSA.WTU.ABMB.138.8BB1 | CSWSA | WTU | ABMB_V_A | [DSC]5699, [DSC]5883, [DSC]6004 | No Original Name
ABMB | 138 | TOPOLOGY.CSWSA.WTU.ABMB.138.8BB2 | CSWSA | WTU | ABMB_V_B | [DSC]5883, [DSC]5884, [DSC]5889 | No Original Name
ABMB | 345 | TOPOLOGY.CSWSA.WTU.ABMB.345.5BB1 | CSWSA | WTU | ABMB_V_C | [DSC]5888, [DSC]5893, [DSC]6011 | No Original Name
ABMB | 345 | TOPOLOGY.CSWSA.WTU.ABMB.345.5BB2 | CSWSA | WTU | ABMB_V_D | [DSC]5689, [DSC]5882, [DSC]5892, [DSC]6009 | No Original Name
ABMB | 345 | TOPOLOGY.CSWSA.WTU.ABMB.345.5BB3 | CSWSA | WTU | ABMB_V_E | [DSC]5672, [DSC]5893, [DSC]5894 | No Original Name
ABMM | 69 | TOPOLOGY.CSWSA.WTU.ABMM.69.4273 | CSWSA | WTU | ABMM_L_A | [CB]4365_CS, [LD]LOAD2 | No Original Name
ABMM | 69 | TOPOLOGY.CSWSA.WTU.ABMM.69.4274 | CSWSA | WTU | ABMM_L_B | [CB]3228_CS, [LD]LOAD1 | No Original Name
ABMS | 138 | TOPOLOGY.CSWSA.WTU.ABMS.138.4280 | CSWSA | WTU | ABMS_L_A | [CB]5738_CS, [LD]LOAD1 | No Original Name
ABNW | 138 | TOPOLOGY.CSWSA.WTU.ABNW.138.8BB1 | CSWSA | WTU | ABNW_V_A | [DSC]1804, [DSC]1964, [DSC]1993, [DSC]2744, [DSC]4 | No Original Name
ABNW | 138 | TOPOLOGY.CSWSA.WTU.ABNW.138.8BB2 | CSWSA | WTU | ABNW_V_B | [DSC]1957, [DSC]1959, [DSC]1962, [DSC]2746, [DSC]5 | No Original Name
ABNW | 69 | TOPOLOGY.CSWSA.WTU.ABNW.69.9BB1 | CSWSA | WTU | ABNW_V_C | [DSC]1944, [DSC]1947, [DSC]1951, [DSC]1952, [DSC]2 | No Original Name
ABNW | 69 | TOPOLOGY.CSWSA.WTU.ABNW.69.9BB2 | CSWSA | WTU | ABNW_V_D | [DSC]1806, [DSC]1808, [DSC]1939, [DSC]1942, [DSC]2 | No Original Name
ABOM | 69 | TOPOLOGY.CSWSA.WTU.ABOM.69.4301 | CSWSA | WTU | ABOM_L_A | [CB]3908_CS, [LD]LOAD1 | No Original Name
ABON | 69 | TOPOLOGY.CSWSA.WTU.ABON.69.4307 | CSWSA | WTU | ABON_L_A | [DSC]3262, [LD]LOAD1 | No Original Name
ABOV | 69 | TOPOLOGY.CSWSA.WTU.ABOV.69.4311 | CSWSA | WTU | ABOV_L_A | [CB]4083_CS, [LD]LOAD1 | No Original Name
ABOV | 69 | TOPOLOGY.CSWSA.WTU.ABOV.69.9BB1 | CSWSA | WTU | ABOV_V_A | [DSC]3079, [DSC]4229, [DSC]DSW_1487, [DSC]DSW_1489 | No Original Name
ABPG | 69 | TOPOLOGY.CSWSA.WTU.ABPG.69.9BB3 | CSWSA | WTU | ABPG_V_A | [DSC]1673, [DSC]2152, [DSC]2894 | No Original Name
ABPG | 69 | TOPOLOGY.CSWSA.WTU.ABPG.69.UBB1 | CSWSA | WTU | ABPG_L_A | [DSC]2153, [DSC]2154, [LD]ABPG_LD1 | No Original Name
ABPG | 69 | TOPOLOGY.CSWSA.WTU.ABPG.69.UBB2 | CSWSA | WTU | ABPG_L_B | [DSC]2174, [DSC]2199, [LD]ABPG_LD2 | No Original Name
ABRC | 138 | TOPOLOGY.CSWSA.WTU.ABRC.138.4330 | CSWSA | WTU | ABRC_L_A | [CB]4258_CS, [LD]LOAD1 | No Original Name
ABRC | 69 | TOPOLOGY.CSWSA.WTU.ABRC.69.9BB1 | CSWSA | WTU | ABRC_V_A | [DSC]4263, [DSC]5069, [DSC]5144, [DSC]DSC_4268, [D | No Original Name
ABRL | 138 | TOPOLOGY.CSWSA.WTU.ABRL.138.4338 | CSWSA | WTU | ABRL_L_A | [CB]5472_CS, [LD]LOAD1 | No Original Name
ABRL | 138 | TOPOLOGY.CSWSA.WTU.ABRL.138.8BB1 | CSWSA | WTU | ABRL_V_A | [DSC]5467, [DSC]5468, [CB]5472_CS | No Original Name
ABRP | 69 | TOPOLOGY.CSWSA.WTU.ABRP.69.4326 | CSWSA | WTU | ABRP_L_A | [DSC]DSW_6188, [LD]LOAD1 | No Original Name
ABSH | 69 | TOPOLOGY.CSWSA.WTU.ABSH.69.4344 | CSWSA | WTU | ABSH_L_A | [CB]3225_CS, [LD]LOAD1 | No Original Name
ABSH | 69 | TOPOLOGY.CSWSA.WTU.ABSH.69.4345 | CSWSA | WTU | ABSH_L_B | [CB]6058_CS, [LD]LOAD2 | No Original Name
ABSH | 69 | TOPOLOGY.CSWSA.WTU.ABSH.69.9BB1 | CSWSA | WTU | ABSH_V_A | [DSC]3799, [DSC]DSW_3058, [DSC]DSW_3133, [DSC]DSW_ | No Original Name
ABSO | 138 | TOPOLOGY.CSWSA.WTU.ABSO.138.8BB1 | CSWSA | WTU | ABSO_V_A | [DSC]3487, [DSC]3509, [DSC]4209, [DSC]4212, [DSC]4 | No Original Name
ABSO | 69 | TOPOLOGY.CSWSA.WTU.ABSO.69.9BB1 | CSWSA | WTU | ABSO_V_B | [DSC]3449, [DSC]3454, [DSC]3459, [DSC]3464, [DSC]3 | No Original Name
ABTT | 138 | TOPOLOGY.CSWSA.WTU.ABTT.138.4364 | CSWSA | WTU | ABTT_L_A | [CB]4847_CS, [LD]LOAD1 | No Original Name
ABVO | 69 | TOPOLOGY.CSWSA.WTU.ABVO.69.4366 | CSWSA | WTU | ABVO_L_A | [CB]4448_CS, [LD]LOAD1 | No Original Name
ABVT | 69 | TOPOLOGY.CSWSA.WTU.ABVT.69.9BB1 | CSWSA | WTU | ABVT_V_A | [DSC]4413, [DSC]4418, [DSC]6307 | No Original Name
ABWA | 69 | TOPOLOGY.CSWSA.WTU.ABWA.69.4374 | CSWSA | WTU | ABWA_L_A | [CB]3458_CS, [LD]LOAD1 | No Original Name
ABWG | 69 | TOPOLOGY.CSWSA.WTU.ABWG.69.4380 | CSWSA | WTU | ABWG_L_A | [DSC]1482, [LD]LOAD1 | No Original Name
ABWG | 69 | TOPOLOGY.CSWSA.WTU.ABWG.69.4381 | CSWSA | WTU | ABWG_L_B | [DSC]1648, [LD]LOAD2 | No Original Name
ACME | 69 | TOPOLOGY.CSWSA.WTU.ACME.69.4883 | CSWSA | WTU | ACME_L_A | [DSC]4142, [LD]LOAD1 | No Original Name
AFTO | 69 | TOPOLOGY.CSWSA.WTU.AFTO.69.4887 | CSWSA | WTU | AFTO_L_A | [DSC]3099, [LD]LOAD1 | No Original Name
AILN | 138 | TOPOLOGY.CSWSA.WTU.AILN.138.4230 | CSWSA | WTU | AILN_L_A | [CB]4523_CS, [LD]LOAD1 | No Original Name
AIRP | 69 | TOPOLOGY.CSWSA.WTU.AIRP.69.4384 | CSWSA | WTU | AIRP_L_A | [DSC]6246, [LD]LOAD1 | No Original Name
AIRP | 69 | TOPOLOGY.CSWSA.WTU.AIRP.69.9BB1 | CSWSA | WTU | AIRP_V_A | [DSC]6244, [DSC]6247, [DSC]6249 | No Original Name
ALBANY | 69 | TOPOLOGY.CSWSA.WTU.ALBANY.69.4390 | CSWSA | WTU | ALBANY_L_A | [DSC]1809, [LD]LOAD1 | No Original Name
ALBANY | 69 | TOPOLOGY.CSWSA.WTU.ALBANY.69.9BB1 | CSWSA | WTU | ALBANY_V_A | [DSC]1809, [DSC]5094, [DSC]5134, [DSC]5139, [DSC]D | No Original Name
ALBNY_FD | 69 | TOPOLOGY.CSWSA.WTU.ALBNY_FD.69.DBB1 | CSWSA | WTU | ALBNY_FD_L_A | [CB]6403_CS, [LD]LD_1 | No Original Name
ALMC | 69 | TOPOLOGY.CSWSA.WTU.ALMC.69.9BB1 | CSWSA | WTU | ALMC_V_A | [DSC]3359, [DSC]4234, [DSC]4784, [DSC]5279, [DSC]5 | No Original Name
ALPI | 69 | TOPOLOGY.CSWSA.WTU.ALPI.69.0011 | CSWSA | WTU | ALPI_L_A | [DSC]DSW_6768, [LD]LOAD2 | No Original Name
ALPI | 69 | TOPOLOGY.CSWSA.WTU.ALPI.69.5186 | CSWSA | WTU | ALPI_L_B | [DSC]DSW_2833, [LD]LOAD1 | No Original Name
ALPI | 69 | TOPOLOGY.CSWSA.WTU.ALPI.69.9BB1 | CSWSA | WTU | ALPI_V_A | [DSC]3164, [DSC]3309, [DSC]4164, [DSC]4719, [DSC]D | No Original Name
ALPR | 69 | TOPOLOGY.CSWSA.WTU.ALPR.69.0005 | CSWSA | WTU | ALPR_L_A | [DSC]0001, [LD]LOAD2 | No Original Name
ALTUDA | 69 | TOPOLOGY.CSWSA.WTU.ALTUDA.69.8BB1 | CSWSA | WTU | ALTUDA_L_A | [LN]ALPR_ALTU, [LN]ALTU_PER, [LD]LOAD1 | No Original Name
AMBR | 69 | TOPOLOGY.CSWSA.WTU.AMBR.69.5195 | CSWSA | WTU | AMBR_L_A | [DSC]3014, [LD]LOAD1 | No Original Name
AMCO | 69 | TOPOLOGY.CSWSA.WTU.AMCO.69.5199 | CSWSA | WTU | AMCO_L_A | [DSC]4778, [LD]LOAD1 | No Original Name
ANSN | 69 | TOPOLOGY.CSWSA.WTU.ANSN.69.4403 | CSWSA | WTU | ANSN_L_A | [DSC]1572, [LD]LOAD1 | No Original Name
ANSN | 69 | TOPOLOGY.CSWSA.WTU.ANSN.69.9BB1 | CSWSA | WTU | ANSN_V_A | [DSC]1572, [DSC]1869, [DSC]2103, [DSC]2893, [DSC]D | No Original Name
ANSO | 69 | TOPOLOGY.CSWSA.WTU.ANSO.69.4407 | CSWSA | WTU | ANSO_L_A | [DSC]2159, [LD]LOAD1 | No Original Name
AROT | 69 | TOPOLOGY.CSWSA.WTU.AROT.69.5206 | CSWSA | WTU | AROT_L_A | [DSC]4952, [LD]LOAD1 | No Original Name
ASPM | 138 | TOPOLOGY.CSWSA.WTU.ASPM.138.8BB1 | CSWSA | WTU | ASPM_V_A | [DSC]6084, [DSC]6089, [DSC]DSC_4098 | No Original Name
ASPM | 69 | TOPOLOGY.CSWSA.WTU.ASPM.69.4419 | CSWSA | WTU | ASPM_L_A | [DSC]1458, [LD]LOAD1 | No Original Name
ASPM | 69 | TOPOLOGY.CSWSA.WTU.ASPM.69.9BB1 | CSWSA | WTU | ASPM_V_B | [DSC]1458, [DSC]3789, [DSC]4099, [DSC]4109, [DSC]5 | No Original Name
ATBR | 69 | TOPOLOGY.CSWSA.WTU.ATBR.69.5210 | CSWSA | WTU | ATBR_L_A | [DSC]1491, [LD]LOAD1 | No Original Name
ATKN | 69 | TOPOLOGY.CSWSA.WTU.ATKN.69.5212 | CSWSA | WTU | ATKN_L_A | [DSC]3186, [LD]LOAD1 | No Original Name
ATLB | 69 | TOPOLOGY.CSWSA.WTU.ATLB.69.5216 | CSWSA | WTU | ATLB_L_A | [DSC]1403, [LD]ATLB_LD2, [LD]LOAD1 | No Original Name
ATSO | 69 | TOPOLOGY.CSWSA.WTU.ATSO.69.5224 | CSWSA | WTU | ATSO_L_A | [DSC]2273, [LD]LOAD1 | No Original Name
ATTA | 69 | TOPOLOGY.CSWSA.WTU.ATTA.69.4424 | CSWSA | WTU | ATTA_L_A | [DSC]2466, [LD]LOAD1 | No Original Name
ATTA | 69 | TOPOLOGY.CSWSA.WTU.ATTA.69.4425 | CSWSA | WTU | ATTA_L_B | [DSC]2810, [LD]LOAD2 | No Original Name
BAIR | 69 | TOPOLOGY.CSWSA.WTU.BAIR.69.4429 | CSWSA | WTU | BAIR_L_A | [DSC]5118, [LD]LOAD1 | No Original Name
BALG | 138 | TOPOLOGY.CSWSA.WTU.BALG.138.8BB1 | CSWSA | WTU | BALG_V_A | [DSC]DSC_3273, [DSC]DSC_3864, [DSC]DSC_3879, [DSC] | No Original Name
BALG | 69 | TOPOLOGY.CSWSA.WTU.BALG.69.4441 | CSWSA | WTU | BALG_L_A | [DSC]DSC_2191, [LD]LOAD1 | No Original Name
BALG | 69 | TOPOLOGY.CSWSA.WTU.BALG.69.9BB1 | CSWSA | WTU | BALG_V_B | [DSC]DSC_2165, [DSC]DSC_2166, [DSC]DSC_2180, [DSC] | No Original Name
BARL | 138 | TOPOLOGY.CSWSA.WTU.BARL.138.8BB1 | CSWSA | WTU | BARL_V_A | [DSC]DSC_6194, [DSC]DSC_6199, [DSC]DSC_6204 | No Original Name
BARL | 138 | TOPOLOGY.CSWSA.WTU.BARL.138.8BB2 | CSWSA | WTU | BARL_V_B | [DSC]DSC_6197, [DSC]DSC_6201, [DSC]DSC_6209 | No Original Name
BARL | 69 | TOPOLOGY.CSWSA.WTU.BARL.69.9BB1 | CSWSA | WTU | BARL_V_C | [DSC]DSC_1461, [DSC]DSC_1584, [DSC]DSC_1587, [DSC] | No Original Name
BARN | 69 | TOPOLOGY.CSWSA.WTU.BARN.69.5240 | CSWSA | WTU | BARN_L_A | [DSC]2429, [LD]LOAD1 | No Original Name
BELD | 69 | TOPOLOGY.CSWSA.WTU.BELD.69.5244 | CSWSA | WTU | TNBELDING_0X | [DSC]DS_SF6604, [LD]LOAD1 | Original Not Confirmed
BENF | 138 | TOPOLOGY.CSWSA.WTU.BENF.138.5830 | CSWSA | WTU | BENF_L_A | [CB]6163_CS, [LD]LOAD1 | No Original Name
BENJ | 69 | TOPOLOGY.CSWSA.WTU.BENJ.69.4892 | CSWSA | WTU | BENJ_L_A | [DSC]5683, [LD]LOAD1 | No Original Name
BGLK | 138 | TOPOLOGY.CSWSA.WTU.BGLK.138.8BB1 | CSWSA | WTU | BGLK_V_A | [DSC]3564, [DSC]3573, [DSC]6789 | No Original Name
BGLK | 138 | TOPOLOGY.CSWSA.WTU.BGLK.138.8BB2 | CSWSA | WTU | BGLK_V_B | [DSC]3594, [CB]5848_CS, [DSC]S3586 | No Original Name
BGLK | 69 | TOPOLOGY.CSWSA.WTU.BGLK.69.0002 | CSWSA | WTU | BGLK_L_A | [DSC]2456, [LD]LD1 | No Original Name
BGLK | 69 | TOPOLOGY.CSWSA.WTU.BGLK.69.9BB1 | CSWSA | WTU | BGLK_V_C | [DSC]2456, [DSC]2459, [DSC]3576, [DSC]6164, [DSC]D | No Original Name
BGLK | 69 | TOPOLOGY.CSWSA.WTU.BGLK.69.9BB2 | CSWSA | WTU | BGLK_V_D | [DSC]1924, [DSC]2889, [DSC]5851, [DSC]6166, [DSC]D | No Original Name
BLUF_CRK | 138 | TOPOLOGY.CSWSA.WTU.BLUF_CRK.138.0005 | CSWSA | WTU | BLUF_CRK_V_A | [DSC]7166, [DSC]7168, [DSC]7216 | No Original Name
BLUF_CRK | 138 | TOPOLOGY.CSWSA.WTU.BLUF_CRK.138.0041 | CSWSA | WTU | BLUF_CRK_V_B | [DSC]4396, [DSC]6109, [DSC]7174, [DSC]7194, [DSC]7 | No Original Name
BLUF_CRK | 138 | TOPOLOGY.CSWSA.WTU.BLUF_CRK.138.0046 | CSWSA | WTU | BLUF_CRK_V_C | [DSC]2319, [DSC]3666, [DSC]5376, [DSC]7161, [DSC]7 | No Original Name
BLUF_CRK | 138 | TOPOLOGY.CSWSA.WTU.BLUF_CRK.138.0083 | CSWSA | WTU | BLUF_CRK_V_D | [DSC]7187, [DSC]7201, [DSC]7206 | New NodeKey
BLUF_CRK | 138 | TOPOLOGY.CSWSA.WTU.BLUF_CRK.138.0089 | CSWSA | WTU | BLUF_CRK_V_E | [DSC]7188, [DSC]7199, [DSC]7211 | No Original Name
BOBCATH | 69 | TOPOLOGY.CSWSA.WTU.BOBCATH.69.5861 | CSWSA | WTU | BOBCATH_L_A | [DSC]6613, [LD]LOAD1 | No Original Name
BRDC | 69 | TOPOLOGY.CSWSA.WTU.BRDC.69.5262 | CSWSA | WTU | BRDC_L_A | [DSC]5009, [LD]LOAD1 | No Original Name
BRDC | 69 | TOPOLOGY.CSWSA.WTU.BRDC.69.5263 | CSWSA | WTU | BRDC_L_B | [DSC]5020, [LD]LOAD2 | No Original Name
BRDS | 69 | TOPOLOGY.CSWSA.WTU.BRDS.69.5267 | CSWSA | WTU | BRDS_L_A | [DSC]2999, [LD]LOAD1 | No Original Name
BRDY | 69 | TOPOLOGY.CSWSA.WTU.BRDY.69.9BB1 | CSWSA | WTU | BRDY_V_A | [DSC]6267, [DSC]6269, [DSC]6272 | No Original Name
BRNT | 69 | TOPOLOGY.CSWSA.WTU.BRNT.69.5272 | CSWSA | WTU | BRNT_L_A | [DSC]3403, [LD]LOAD1 | No Original Name
BRYR | 69 | TOPOLOGY.CSWSA.WTU.BRYR.69.5278 | CSWSA | WTU | BRYR_L_A | [DSC]2764, [LD]LOAD1 | No Original Name
BUFF_GAP | 34.5 | TOPOLOGY.CSWSA.WTU.BUFF_GAP.34.5.0010 | CSWSA | WTU | BUFF_GAP_R_A | [UN]UNIT1, [XF]UXFMR1 | No Original Name
BUFF_GAP | 34.5 | TOPOLOGY.CSWSA.WTU.BUFF_GAP.34.5.0250 | CSWSA | WTU | BUFF_GAP_R_B | [DSC]89-T1, [DSC]89-T2, [UN]UNIT2 | New NodeKey
BUKB | 69 | TOPOLOGY.CSWSA.WTU.BUKB.69.4445 | CSWSA | WTU | BUKB_L_A | [DSC]5198, [LD]LOAD1 | No Original Name
CALI_CRK | 138 | TOPOLOGY.CSWSA.WTU.CALI_CRK.138.0010 | CSWSA | WTU | CALI_CRK_L_A | [DSC]6968, [LD]LOAD1 | No Original Name
CALLAHAN | 138 | TOPOLOGY.CSWSA.WTU.CALLAHAN.138.WND1 | CSWSA | WTU | CALLAHAN_V_A | [DSC]7113, [DSC]7114, [DSC]7131 | New NodeKey
CALLAHAN | 34.5 | TOPOLOGY.CSWSA.WTU.CALLAHAN.34.5.0008 | CSWSA | WTU | CALLAHAN_R_A | [CB]52_F6, [CB]52_M, [UN]WND1 | No Original Name
CARY | 69 | TOPOLOGY.CSWSA.WTU.CARY.69.4897 | CSWSA | WTU | CARY_L_A | [DSC]27, [LD]LOAD1 | No Original Name
CBRT | 69 | TOPOLOGY.CSWSA.WTU.CBRT.69.5280 | CSWSA | WTU | CBRT_L_A | [DSC]5448, [LD]LOAD1 | No Original Name
CCRK | 69 | TOPOLOGY.CSWSA.WTU.CCRK.69.9BB1 | CSWSA | WTU | CCRK_L_A | [DSC]5243, [LD]LOAD1 | No Original Name
CCRT | 69 | TOPOLOGY.CSWSA.WTU.CCRT.69.9BB1 | CSWSA | WTU | CCRT_V_A | [DSC]5103, [DSC]5128, [DSC]5132 | No Original Name
CEDH | 69 | TOPOLOGY.CSWSA.WTU.CEDH.69.9BB1 | CSWSA | WTU | CEDH_V_A | [DSC]2138, [DSC]5458, [DSC]5539, [DSC]5544, [DSC]5 | No Original Name
CH20 | 69 | TOPOLOGY.CSWSA.WTU.CH20.69.4922 | CSWSA | WTU | CH20_L_A | [DSC]5718, [LD]LOAD1 | No Original Name
CH20 | 69 | TOPOLOGY.CSWSA.WTU.CH20.69.9BB1 | CSWSA | WTU | CH20_V_A | [DSC]5488, [DSC]5527, [DSC]5553 | No Original Name
CHAD | 138 | TOPOLOGY.CSWSA.WTU.CHAD.138.4458 | CSWSA | WTU | CHAD_L_A | [DSC]6483, [LD]CHAD_1 | No Original Name
CHIL | 69 | TOPOLOGY.CSWSA.WTU.CHIL.69.4901 | CSWSA | WTU | CHIL_L_A | [DSC]2598, [LD]LOAD1 | No Original Name
CHIL | 69 | TOPOLOGY.CSWSA.WTU.CHIL.69.9BB1 | CSWSA | WTU | CHIL_V_A | [DSC]2598, [DSC]4923, [DSC]4929, [DSC]DSC_4932 | No Original Name
CHLA | 69 | TOPOLOGY.CSWSA.WTU.CHLA.69.4926 | CSWSA | WTU | CHLA_L_A | [DSC]6158, [LD]LOAD1 | No Original Name
CHLA | 69 | TOPOLOGY.CSWSA.WTU.CHLA.69.9BB1 | CSWSA | WTU | CHLA_V_A | [DSC]6147, [DSC]6153, [DSC]6158 | No Original Name
CHLC | 69 | TOPOLOGY.CSWSA.WTU.CHLC.69.4905 | CSWSA | WTU | CHLC_L_A | [DSC]1618, [LD]LOAD1 | No Original Name
CHLD | 138 | TOPOLOGY.CSWSA.WTU.CHLD.138.1132 | CSWSA | WTU | CHLD_V_A | [DSC]5229, [DSC]6018, [DSC]6464 | No Original Name
CHLD | 69 | TOPOLOGY.CSWSA.WTU.CHLD.69.4908 | CSWSA | WTU | CHLD_V_B | [DSC]2588, [DSC]2593, [DSC]3019, [DSC]3022 | No Original Name
CHLD | 69 | TOPOLOGY.CSWSA.WTU.CHLD.69.9BB1 | CSWSA | WTU | CHLD_V_C | [DSC]2583, [DSC]6023, [DSC]6474, [DSC]6479, [DSC]6 | No Original Name
CIEN | 69 | TOPOLOGY.CSWSA.WTU.CIEN.69.5293 | CSWSA | WTU | CIEN_L_A | [DSC]5343, [LD]LOAD1 | No Original Name
CISC | 69 | TOPOLOGY.CSWSA.WTU.CISC.69.4462 | CSWSA | WTU | CISC_L_A | [DSC]2141, [LD]LOAD1 | No Original Name
CISC | 69 | TOPOLOGY.CSWSA.WTU.CISC.69.9BB1 | CSWSA | WTU | CISC_V_A | [DSC]2006, [DSC]2018, [DSC]2141 | No Original Name
CLAR | 69 | TOPOLOGY.CSWSA.WTU.CLAR.69.4930 | CSWSA | WTU | CLAR_L_A | [DSC]4078, [LD]LOAD1 | No Original Name
CLAR | 69 | TOPOLOGY.CSWSA.WTU.CLAR.69.9BB1 | CSWSA | WTU | CLAR_V_A | [DSC]2093, [DSC]2488, [DSC]2667, [DSC]4078, [DSC]4 | No Original Name
CLAT | 69 | TOPOLOGY.CSWSA.WTU.CLAT.69.9BB1 | CSWSA | WTU | CLAT_V_A | [DSC]1831, [DSC]1886, [DSC]3548 | No Original Name
CLFK | 69 | TOPOLOGY.CSWSA.WTU.CLFK.69.4470 | CSWSA | WTU | CLFK_L_A | [DSC]1562, [LD]LOAD1 | No Original Name
CLFK | 69 | TOPOLOGY.CSWSA.WTU.CLFK.69.9BB1 | CSWSA | WTU | CLFK_V_A | [DSC]1562, [DSC]4393, [DSC]4403 | No Original Name
CLIM | 69 | TOPOLOGY.CSWSA.WTU.CLIM.69.4474 | CSWSA | WTU | CLIM_L_A | [DSC]1723, [LD]LOAD1 | No Original Name
CLIM | 69 | TOPOLOGY.CSWSA.WTU.CLIM.69.9BB1 | CSWSA | WTU | CLIM_V_A | [DSC]1723, [DSC]1728, [DSC]1729, [LN]CLI_HAP | No Original Name
CLRM | 69 | TOPOLOGY.CSWSA.WTU.CLRM.69.4477 | CSWSA | WTU | CLRM_L_A | [DSC]1943, [LD]LOAD2 | No Original Name
CLRR | 69 | TOPOLOGY.CSWSA.WTU.CLRR.69.4956 | CSWSA | WTU | CLRR_L_A | [DSC]5358, [LD]LOAD1 | No Original Name
CLRR | 69 | TOPOLOGY.CSWSA.WTU.CLRR.69.9BB1 | CSWSA | WTU | CLRR_V_A | [DSC]3658, [DSC]5358, [DSC]54 | No Original Name
CLYD | 69 | TOPOLOGY.CSWSA.WTU.CLYD.69.4483 | CSWSA | WTU | CLYD_L_A | [DSC]1762, [LD]LOAD1 | No Original Name
CLYD | 69 | TOPOLOGY.CSWSA.WTU.CLYD.69.9BB1 | CSWSA | WTU | CLYD_V_A | [DSC]1762, [DSC]1764, [DSC]2241, [DSC]5694, [DSC]B | No Original Name
CLYM | 69 | TOPOLOGY.CSWSA.WTU.CLYM.69.4489 | CSWSA | WTU | CLYM_L_A | [DSC]1499, [LD]LOAD1 | No Original Name
CLYM | 69 | TOPOLOGY.CSWSA.WTU.CLYM.69.9BB1 | CSWSA | WTU | CLYM_V_A | [DSC]2134, [DSC]2727, [DSC]2728 | No Original Name
CLYM | 69 | TOPOLOGY.CSWSA.WTU.CLYM.69.9BB2 | CSWSA | WTU | CLYM_V_B | [DSC]1488, [DSC]2728, [DSC]5313 | No Original Name
COCS | 69 | TOPOLOGY.CSWSA.WTU.COCS.69.5297 | CSWSA | WTU | COCS_L_A | [DSC]5183, [LD]LOAD1 | No Original Name
COCS | 69 | TOPOLOGY.CSWSA.WTU.COCS.69.9BB1 | CSWSA | WTU | COCS_V_A | [DSC]5173, [DSC]5178, [DSC]5183 | No Original Name
COLJ | 69 | TOPOLOGY.CSWSA.WTU.COLJ.69.9BB1 | CSWSA | WTU | COLJ_V_A | [DSC]2553, [DSC]5729, [DSC]5732 | No Original Name
CONA | 69 | TOPOLOGY.CSWSA.WTU.CONA.69.9BB1 | CSWSA | WTU | CONA_L_A | [DSC]3827, [DSC]3828, [LD]LOAD1 | No Original Name
CORN | 69 | TOPOLOGY.CSWSA.WTU.CORN.69.4500 | CSWSA | WTU | CORN_L_A | [DSC]2638, [LD]LOAD1 | No Original Name
CORN | 69 | TOPOLOGY.CSWSA.WTU.CORN.69.9BB1 | CSWSA | WTU | CORN_V_A | [DSC]2026, [DSC]2027, [DSC]2638 | No Original Name
CRAN | 69 | TOPOLOGY.CSWSA.WTU.CRAN.69.9BB1 | CSWSA | WTU | CRAN_V_A | [DSC]2211, [DSC]4314, [DSC]4317, [DSC]4319, [DSC]4 | No Original Name
CRAN_AIR | 69 | TOPOLOGY.CSWSA.WTU.CRAN_AIR.69.0001 | CSWSA | WTU | CRAN_AIR_L_A | [DSC]6513, [LD]LD1 | No Original Name
CRIS | 69 | TOPOLOGY.CSWSA.WTU.CRIS.69.5315 | CSWSA | WTU | CRIS_L_A | [DSC]2176, [LD]LOAD1 | No Original Name
CRM1 | 69 | TOPOLOGY.CSWSA.WTU.CRM1.69.4504 | CSWSA | WTU | CRM1_L_A | [DSC]6289, [LD]LOAD1 | No Original Name
CRM1 | 69 | TOPOLOGY.CSWSA.WTU.CRM1.69.9BB1 | CSWSA | WTU | CRM1_V_A | [DSC]6287, [DSC]6288, [DSC]6289 | No Original Name
CRM2 | 138 | TOPOLOGY.CSWSA.WTU.CRM2.138.4508 | CSWSA | WTU | CRM2_L_A | [DSC]6292, [LD]LOAD1 | No Original Name
CRM2 | 138 | TOPOLOGY.CSWSA.WTU.CRM2.138.8BB1 | CSWSA | WTU | CRM2_V_A | [DSC]6292, [DSC]6293, [DSC]6294 | No Original Name
CRM3 | 69 | TOPOLOGY.CSWSA.WTU.CRM3.69.5319 | CSWSA | WTU | CRM3_L_A | [DSC]6298, [LD]LOAD1 | No Original Name
CRM3 | 69 | TOPOLOGY.CSWSA.WTU.CRM3.69.9BB1 | CSWSA | WTU | CRM3_V_A | [DSC]6296, [DSC]6297, [DSC]6298 | No Original Name
CRM4 | 69 | TOPOLOGY.CSWSA.WTU.CRM4.69.5323 | CSWSA | WTU | CRM4_L_A | [DSC]6299, [LD]LOAD1 | No Original Name
CRM4 | 69 | TOPOLOGY.CSWSA.WTU.CRM4.69.9BB1 | CSWSA | WTU | CRM4_V_A | [DSC]6299, [DSC]6301, [DSC]6302 | No Original Name
CRM5 | 69 | TOPOLOGY.CSWSA.WTU.CRM5.69.5325 | CSWSA | WTU | CRM5_L_A | [DSC]6303, [LD]LOAD1 | No Original Name
CRM5 | 69 | TOPOLOGY.CSWSA.WTU.CRM5.69.9BB1 | CSWSA | WTU | CRM5_V_A | [DSC]6303, [DSC]6304, [DSC]6306 | No Original Name
CRPL | 69 | TOPOLOGY.CSWSA.WTU.CRPL.69.1061 | CSWSA | WTU | CRPL_V_A | [DSC]2909, [CB]2912_CB, [DSC]2913, [DSC]5068, [DSC | No Original Name
CRPL | 69 | TOPOLOGY.CSWSA.WTU.CRPL.69.4516 | CSWSA | WTU | CRPL_L_A | [CB]2912_CB, [LD]LOAD1 | No Original Name
CRWL | 69 | TOPOLOGY.CSWSA.WTU.CRWL.69.4935 | CSWSA | WTU | CRWL_L_A | [DSC]3484, [LD]LOAD1 | No Original Name
CRWL | 69 | TOPOLOGY.CSWSA.WTU.CRWL.69.9BB1 | CSWSA | WTU | CRWL_V_A | [DSC]2373, [DSC]2374, [DSC]2376, [DSC]2378, [DSC]3 | No Original Name
CSSB | 69 | TOPOLOGY.CSWSA.WTU.CSSB.69.5331 | CSWSA | WTU | CSSB_L_A | [DSC]4989, [LD]LOAD1 | No Original Name
CSSB | 69 | TOPOLOGY.CSWSA.WTU.CSSB.69.9BB1 | CSWSA | WTU | CSSB_V_A | [DSC]4987, [DSC]4988, [DSC]4989 | No Original Name
CTECMA | 69 | TOPOLOGY.CSWSA.WTU.CTECMA.69.0006 | CSWSA | WTU | CTECMA_L_A | [DSC]DSW_884, [LD]LOAD1 | No Original Name
CTECMA | 69 | TOPOLOGY.CSWSA.WTU.CTECMA.69.4186 | CSWSA | WTU | CTECMA_V_A | [DSC]DSW_881, [DSC]DSW_884, [DSC]DSW_888, [DSC]HSW | No Original Name
CTHR | 138 | TOPOLOGY.CSWSA.WTU.CTHR.138.5335 | CSWSA | WTU | CTHR_L_A | [DSC]5428, [LD]LOAD1 | No Original Name
CTHR | 138 | TOPOLOGY.CSWSA.WTU.CTHR.138.8BB1 | CSWSA | WTU | CTHR_V_A | [DSC]5428, [DSC]5532, [DSC]5533 | No Original Name
DELT | 69 | TOPOLOGY.CSWSA.WTU.DELT.69.4520 | CSWSA | WTU | DELT_L_A | [DSC]2734, [LD]LOAD1 | No Original Name
DELT | 69 | TOPOLOGY.CSWSA.WTU.DELT.69.9BB1 | CSWSA | WTU | DELT_V_A | [DSC]2707, [DSC]2708, [DSC]2734 | No Original Name
DIBLWT4 | 138 | TOPOLOGY.CSWSA.WTU.DIBLWT4.138.6017 | CSWSA | WTU | DIBLWT4_L_A | [LD]DIBLWTL1, [CB]LDSW_1_CB | No Original Name
DKEC | 69 | TOPOLOGY.CSWSA.WTU.DKEC.69.9BB1 | CSWSA | WTU | DKEC_V_A | [DSC]3188, [DSC]3333, [DSC]5378 | No Original Name
DNDAM | 12 | TOPOLOGY.CSWSA.WTU.DNDAM.12.5468 | CSWSA | WTU | DNDAM_R_A | [UN]DENISOG1, [CB]G1_STATUS | No Original Name
DNDAM | 12 | TOPOLOGY.CSWSA.WTU.DNDAM.12.5469 | CSWSA | WTU | DNDAM_R_B | [UN]DENISOG2, [CB]G2_STATUS | No Original Name
DNDAM | 138 | TOPOLOGY.CSWSA.WTU.DNDAM.138.BB1 | CSWSA | WTU | DNDAM_V_A | [DSC]AIRSW_11, [DSC]AIRSW_21, [DSC]AIRSW_29 | No Original Name
DNDAM | 138 | TOPOLOGY.CSWSA.WTU.DNDAM.138.BB4 | CSWSA | WTU | DNDAM_V_B | [DSC]AIRSW_29, [DSC]AIRSW_31, [DSC]AIRSW_41 | No Original Name
DRSY | 69 | TOPOLOGY.CSWSA.WTU.DRSY.69.4526 | CSWSA | WTU | DRSY_L_A | [DSC]5403, [LD]LOAD1 | No Original Name
DRSY | 69 | TOPOLOGY.CSWSA.WTU.DRSY.69.9BB1 | CSWSA | WTU | DRSY_V_A | [DSC]4553, [DSC]4628, [DSC]5403 | No Original Name
DUN2 | 69 | TOPOLOGY.CSWSA.WTU.DUN2.69.5342 | CSWSA | WTU | DUN2_L_A | [DSC]3892, [LD]LOAD1 | No Original Name
ECOLEMAN | 138 | TOPOLOGY.CSWSA.WTU.ECOLEMAN.138.0004 | CSWSA | WTU | ECOLEMAN_V_A | [DSC]6432, [DSC]6433, [DSC]6437 | No Original Name
ECOLEMAN | 138 | TOPOLOGY.CSWSA.WTU.ECOLEMAN.138.4528 | CSWSA | WTU | ECOLEMAN_L_A | [CB]6348_CS, [LD]LOAD1 | No Original Name
EDEN | 69 | TOPOLOGY.CSWSA.WTU.EDEN.69.5348 | CSWSA | WTU | EDEN_L_A | [DSC]3648, [LD]LOAD1 | No Original Name
EDEN | 69 | TOPOLOGY.CSWSA.WTU.EDEN.69.9BB1 | CSWSA | WTU | EDEN_V_A | [DSC]2293, [DSC]2656, [DSC]3648, [DSC]6274, [DSC]B | No Original Name
EDIT | 69 | TOPOLOGY.CSWSA.WTU.EDIT.69.5352 | CSWSA | WTU | EDIT_L_A | [DSC]3097, [LD]LOAD1 | No Original Name
EDIT | 69 | TOPOLOGY.CSWSA.WTU.EDIT.69.9BB1 | CSWSA | WTU | EDIT_V_A | [DSC]3097, [DSC]4323, [DSC]6168 | No Original Name
ELDO | 69 | TOPOLOGY.CSWSA.WTU.ELDO.69.5355 | CSWSA | WTU | ELDO_L_A | [DSC]2864, [LD]LOAD1 | No Original Name
ELYT | 69 | TOPOLOGY.CSWSA.WTU.ELYT.69.4533 | CSWSA | WTU | ELYT_L_A | [DSC]2788, [LD]LOAD1 | No Original Name
ELYT | 69 | TOPOLOGY.CSWSA.WTU.ELYT.69.9BB1 | CSWSA | WTU | ELYT_V_A | [DSC]2788, [DSC]2793, [DSC]2798 | No Original Name
EOLA | 69 | TOPOLOGY.CSWSA.WTU.EOLA.69.5360 | CSWSA | WTU | EOLA_L_A | [DSC]4942, [LD]LOAD1 | No Original Name
EOLA | 69 | TOPOLOGY.CSWSA.WTU.EOLA.69.9BB1 | CSWSA | WTU | EOLA_V_A | [DSC]4964, [DSC]4966, [DSC]4967 | No Original Name
ESPU | 69 | TOPOLOGY.CSWSA.WTU.ESPU.69.9BB1 | CSWSA | WTU | ESPU_V_A | [DSC]3878, [DSC]3883, [DSC]40 | No Original Name
ESPY | 69 | TOPOLOGY.CSWSA.WTU.ESPY.69.9BB1 | CSWSA | WTU | ESPY_L_A | [DSC]5573, [LD]LOAD1 | No Original Name
ESTL | 69 | TOPOLOGY.CSWSA.WTU.ESTL.69.4945 | CSWSA | WTU | ESTL_L_A | [DSC]153, [LD]LOAD1 | No Original Name
ESTL | 69 | TOPOLOGY.CSWSA.WTU.ESTL.69.9BB1 | CSWSA | WTU | ESTL_V_A | [DSC]151, [DSC]152, [DSC]153, [DSC]2804, [DSC]BYP_ | No Original Name
EXHA | 69 | TOPOLOGY.CSWSA.WTU.EXHA.69.4542 | CSWSA | WTU | EXHA_L_A | [DSC]1919, [LD]LOAD1 | No Original Name
EXKE | 69 | TOPOLOGY.CSWSA.WTU.EXKE.69.5367 | CSWSA | WTU | EXKE_L_A | [DSC]3113, [LD]LOAD1 | No Original Name
EXKE | 69 | TOPOLOGY.CSWSA.WTU.EXKE.69.5368 | CSWSA | WTU | EXKE_L_B | [DSC]3108, [LD]LOAD2 | No Original Name
EXPE | 69 | TOPOLOGY.CSWSA.WTU.EXPE.69.5372 | CSWSA | WTU | EXPE_L_A | [DSC]2205, [LD]LOAD1 | No Original Name
EXPE | 69 | TOPOLOGY.CSWSA.WTU.EXPE.69.9BB1 | CSWSA | WTU | EXPE_V_A | [DSC]2205, [DSC]3202, [DSC]3203 | No Original Name
EXTR | 69 | TOPOLOGY.CSWSA.WTU.EXTR.69.4948 | CSWSA | WTU | EXTR_L_A | [DSC]1791, [LD]LOAD1 | No Original Name
EXTR | 69 | TOPOLOGY.CSWSA.WTU.EXTR.69.9BB1 | CSWSA | WTU | EXTR_V_A | [DSC]1772, [DSC]1789, [DSC]6578 | No Original Name
FLOM | 69 | TOPOLOGY.CSWSA.WTU.FLOM.69.4952 | CSWSA | WTU | FLOM_L_A | [DSC]4018, [LD]LOAD1 | No Original Name
FMCK | 69 | TOPOLOGY.CSWSA.WTU.FMCK.69.9BB1 | CSWSA | WTU | FMCK_L_A | [CB]2925_CB, [LD]LOAD1 | No Original Name
FREDPHIL | 69 | TOPOLOGY.CSWSA.WTU.FREDPHIL.69.9BB1 | CSWSA | WTU | FREDPHIL_L_A | [DSC]532, [LD]LOAD1 | No Original Name
FRIR | 69 | TOPOLOGY.CSWSA.WTU.FRIR.69.5382 | CSWSA | WTU | FRIR_L_A | [DSC]4872, [LD]LOAD1 | No Original Name
FRIR | 69 | TOPOLOGY.CSWSA.WTU.FRIR.69.9BB1 | CSWSA | WTU | FRIR_V_A | [DSC]2975, [DSC]4823, [DSC]4872 | No Original Name
FTDA | 69 | TOPOLOGY.CSWSA.WTU.FTDA.69.9BB1 | CSWSA | WTU | FTDA_L_A | [DSC]3348, [DSC]3351, [LD]LOAD1 | No Original Name
FTFP | 69 | TOPOLOGY.CSWSA.WTU.FTFP.69.4546 | CSWSA | WTU | FTFP_L_A | [DSC]3128, [LD]LOAD1 | No Original Name
FTLN | 69 | TOPOLOGY.CSWSA.WTU.FTLN.69.9BB1 | CSWSA | WTU | FTLN_V_A | [DSC]5564, [DSC]5567, [DSC]5569, [DSC]5574, [DSC]5 | No Original Name
FTMA | 138 | TOPOLOGY.CSWSA.WTU.FTMA.138.8BB1 | CSWSA | WTU | FTMA_V_A | [DSC]5919, [DSC]5929, [DSC]5939 | No Original Name
FTMA | 69 | TOPOLOGY.CSWSA.WTU.FTMA.69.4555 | CSWSA | WTU | FTMA_L_A | [DSC]2812, [LD]LOAD1 | No Original Name
FTMA | 69 | TOPOLOGY.CSWSA.WTU.FTMA.69.9BB1 | CSWSA | WTU | FTMA_V_B | [DSC]2799, [DSC]2809, [DSC]2819, [DSC]2827, [DSC]2 | No Original Name
FTPP | 138 | TOPOLOGY.CSWSA.WTU.FTPP.138.8BB1 | CSWSA | WTU | FTPP_V_A | [DSC]4451, [DSC]4752, [DSC]4759, [DSC]4764, [DSC]4 | No Original Name
FTPP | 138 | TOPOLOGY.CSWSA.WTU.FTPP.138.8BB2 | CSWSA | WTU | FTPP_V_B | [DSC]4751, [DSC]4754, [DSC]4757, [DSC]4769 | No Original Name
FTPP | 14.4 | TOPOLOGY.CSWSA.WTU.FTPP.14.4.0BB1 | CSWSA | WTU | FTPP_R_A | [XF]138_14_1, [UN]FTPP_G1 | No Original Name
FTPP | 20 | TOPOLOGY.CSWSA.WTU.FTPP.20._BB1 | CSWSA | WTU | FTPP_R_B | [XF]138_20_2, [UN]FTPP_G2 | No Original Name
FTST | 138 | TOPOLOGY.CSWSA.WTU.FTST.138.8BB1 | CSWSA | WTU | FTST_V_A | [DSC]5449, [DSC]5474, [DSC]5477, [DSC]5479 | No Original Name
FTST | 69 | TOPOLOGY.CSWSA.WTU.FTST.69.9BB1 | CSWSA | WTU | TNFTSTKTAP0 | [DSC]3329, [DSC]3332, [DSC]3859, [DSC]3862, [DSC]3 | Original Not Confirmed
FTSW | 69 | TOPOLOGY.CSWSA.WTU.FTSW.69.5409 | CSWSA | WTU | FTSW_L_A | [DSC]DSC_1628, [LD]LOAD1 | No Original Name
FTSW | 69 | TOPOLOGY.CSWSA.WTU.FTSW.69.9BB1 | CSWSA | WTU | FTSW_V_A | [DSC]DSC_1598, [DSC]DSC_1628, [DSC]DSC_1969, [DSC] | No Original Name
GILL | 69 | TOPOLOGY.CSWSA.WTU.GILL.69.4569 | CSWSA | WTU | GILL_L_A | [DSC]2332, [LD]LOAD1 | No Original Name
GILL | 69 | TOPOLOGY.CSWSA.WTU.GILL.69.9BB1 | CSWSA | WTU | GILL_V_A | [DSC]2308, [DSC]2309, [DSC]2332, [CB]X_LNTMGI_CB, | No Original Name
GIRA | 69 | TOPOLOGY.CSWSA.WTU.GIRA.69.4575 | CSWSA | WTU | GIRA_L_A | [DSC]2631, [LD]LD01 | No Original Name
GLSB | 69 | TOPOLOGY.CSWSA.WTU.GLSB.69.4579 | CSWSA | WTU | GLSB_L_A | [DSC]5433, [LD]LOAD1 | No Original Name
GLSB | 69 | TOPOLOGY.CSWSA.WTU.GLSB.69.9BB1 | CSWSA | WTU | GLSB_V_A | [DSC]5433, [DSC]5438, [DSC]5443 | No Original Name
GOMZ | 69 | TOPOLOGY.CSWSA.WTU.GOMZ.69.5413 | CSWSA | WTU | TNGOMEZ___0X | [DSC]DS_SF6742, [LD]LOAD1 | Original Not Confirmed
GOMZ | 69 | TOPOLOGY.CSWSA.WTU.GOMZ.69.9BB1 | CSWSA | WTU | TNGOMEZ___0 | [DSC]6739, [DSC]6740, [DSC]A6741 | Original Not Confirmed
GRBC | 69 | TOPOLOGY.CSWSA.WTU.GRBC.69.4960 | CSWSA | WTU | GRBC_L_A | [DSC]3318, [LD]LOAD1 | No Original Name
GRBC | 69 | TOPOLOGY.CSWSA.WTU.GRBC.69.9BB1 | CSWSA | WTU | GRBC_V_A | [DSC]3028, [DSC]3033, [DSC]4028 | No Original Name
GUCA | 69 | TOPOLOGY.CSWSA.WTU.GUCA.69.5418 | CSWSA | WTU | GUCA_L_A | [DSC]5678, [LD]LOAD2 | No Original Name
GUCA | 69 | TOPOLOGY.CSWSA.WTU.GUCA.69.5419 | CSWSA | WTU | GUCA_L_B | [DSC]3383, [LD]GUCA_LD2, [LD]GUCA_LD3, [LD]LOAD1 | No Original Name
GUCA | 69 | TOPOLOGY.CSWSA.WTU.GUCA.69.9BB1 | CSWSA | WTU | GUCA_V_A | [DSC]3383, [DSC]4188, [DSC]5702 | No Original Name
GUCA | 69 | TOPOLOGY.CSWSA.WTU.GUCA.69.9BB2 | CSWSA | WTU | GUCA_V_B | [DSC]3418, [DSC]5678, [DSC]5702 | No Original Name
GUCB | 69 | TOPOLOGY.CSWSA.WTU.GUCB.69.5426 | CSWSA | WTU | GUCB_L_A | [DSC]3707, [LD]LOAD1 | No Original Name
GUCB | 69 | TOPOLOGY.CSWSA.WTU.GUCB.69.9BB1 | CSWSA | WTU | GUCB_V_A | [DSC]3707, [DSC]4588, [DSC]4593 | No Original Name
H_HOLLOW | 138 | TOPOLOGY.CSWSA.WTU.H_HOLLOW.138.0004 | CSWSA | WTU | H_HOLLOW_V_A | [DSC]7154, [CB]S1_CAP, [CB]S2_CAP, [CB]S3_CAP, [CB | No Original Name
H_HOLLOW | 34.5 | TOPOLOGY.CSWSA.WTU.H_HOLLOW.34.5.0014 | CSWSA | WTU | H_HOLLOW_R_A | [CB]CB_52_M1, [UN]WND1 | No Original Name
HALL | 69 | TOPOLOGY.CSWSA.WTU.HALL.69.4989 | CSWSA | WTU | HALL_L_A | [DSC]3673, [LD]LOAD1 | No Original Name
HAML | 69 | TOPOLOGY.CSWSA.WTU.HAML.69.4584 | CSWSA | WTU | HAML_L_A | [DSC]1597, [LD]LOAD1 | No Original Name
HAML | 69 | TOPOLOGY.CSWSA.WTU.HAML.69.9BB1 | CSWSA | WTU | HAML_V_A | [DSC]1528, [DSC]1557, [DSC]1597, [DSC]4439, [DSC]B | No Original Name
HAMR | 69 | TOPOLOGY.CSWSA.WTU.HAMR.69.4588 | CSWSA | WTU | HAMR_L_A | [DSC]2526, [LD]LOAD1 | No Original Name
HAPV | 69 | TOPOLOGY.CSWSA.WTU.HAPV.69.9BB1 | CSWSA | WTU | HAPV_L_A | [DSC]5308, [LD]LOAD1 | No Original Name
HARI | 69 | TOPOLOGY.CSWSA.WTU.HARI.69.5430 | CSWSA | WTU | HARI_L_A | [DSC]3184, [LD]LOAD1 | No Original Name
HARI | 69 | TOPOLOGY.CSWSA.WTU.HARI.69.9BB1 | CSWSA | WTU | HARI_V_A | [DSC]3134, [DSC]3136, [DSC]3184 | No Original Name
HARR | 69 | TOPOLOGY.CSWSA.WTU.HARR.69.4964 | CSWSA | WTU | HARR_L_A | [DSC]1496, [LD]LOAD1 | No Original Name
HASR | 69 | TOPOLOGY.CSWSA.WTU.HASR.69.4602 | CSWSA | WTU | HASR_L_A | [DSC]5323, [LD]LOAD1 | No Original Name
HASR | 69 | TOPOLOGY.CSWSA.WTU.HASR.69.9BB1 | CSWSA | WTU | HASR_V_A | [DSC]2239, [DSC]3733, [DSC]5323 | No Original Name
HATC | 69 | TOPOLOGY.CSWSA.WTU.HATC.69.4606 | CSWSA | WTU | HATC_L_A | [DSC]3137, [LD]LOAD1 | No Original Name
HDLY | 69 | TOPOLOGY.CSWSA.WTU.HDLY.69.4968 | CSWSA | WTU | HDLY_L_A | [DSC]1649, [LD]LOAD1 | No Original Name
HHOLLOW2 | 34.5 | TOPOLOGY.CSWSA.WTU.HHOLLOW2.34.5.0002 | CSWSA | WTU | HHOLLOW2_R_A | [XF]TX2W, [UN]WIND1 | No Original Name
HHOLLOW3 | 138 | TOPOLOGY.CSWSA.WTU.HHOLLOW3.138.0004 | CSWSA | WTU | HHOLLOW3_V_A | [DSC]2246, [DSC]4386, [DSC]6014 | No Original Name
HHOLLOW3 | 34.5 | TOPOLOGY.CSWSA.WTU.HHOLLOW3.34.5.0011 | CSWSA | WTU | HHOLLOW3_R_A | [XF]TX3A, [XF]TX3B, [UN]WND_1 | No Original Name
HHOLLOW4 | 34.5 | TOPOLOGY.CSWSA.WTU.HHOLLOW4.34.5.0006 | CSWSA | WTU | HHOLLOW4_R_A | [XF]TX2E, [UN]WND1 | No Original Name
HOLT_WTU | 138 | TOPOLOGY.CSWSA.WTU.HOLT_WTU.138.4610 | CSWSA | WTU | HOLT_WTU_L_A | [DSC]5016, [LD]LOAD1 | No Original Name
HOLT_WTU | 138 | TOPOLOGY.CSWSA.WTU.HOLT_WTU.138.9BB1 | CSWSA | WTU | HOLT_WTU_V_A | [DSC]5016, [DSC]5137, [DSC]5138 | No Original Name
HSKL | 69 | TOPOLOGY.CSWSA.WTU.HSKL.69.4597 | CSWSA | WTU | HSKL_L_A | [DSC]2116, [LD]LOAD1 | No Original Name
HSKL | 69 | TOPOLOGY.CSWSA.WTU.HSKL.69.9BB1 | CSWSA | WTU | HSKL_V_A | [DSC]2116, [DSC]2142, [DSC]6219, [DSC]6224, [DSC]B | No Original Name
HUB1 | 69 | TOPOLOGY.CSWSA.WTU.HUB1.69.4613 | CSWSA | WTU | HUB1_L_A | [DSC]4683, [LD]LOAD1 | No Original Name
HUB2 | 69 | TOPOLOGY.CSWSA.WTU.HUB2.69.4622 | CSWSA | WTU | HUB2_L_A | [DSC]4688, [LD]LOAD1 | No Original Name
HUB2 | 69 | TOPOLOGY.CSWSA.WTU.HUB2.69.9BB1 | CSWSA | WTU | HUB2_V_A | [DSC]4688, [DSC]5943, [DSC]5947 | No Original Name
HUB2 | 69 | TOPOLOGY.CSWSA.WTU.HUB2.69.9BB4 | CSWSA | WTU | HUB2_V_B | [DSC]4732, [DSC]4738, [DSC]6358 | No Original Name
HULD | 69 | TOPOLOGY.CSWSA.WTU.HULD.69.5434 | CSWSA | WTU | HULD_L_A | [DSC]5333, [LD]LOAD1 | No Original Name
HULD | 69 | TOPOLOGY.CSWSA.WTU.HULD.69.9BB1 | CSWSA | WTU | HULD_V_A | [DSC]3083, [DSC]3088, [DSC]5333 | No Original Name
HUMB | 69 | TOPOLOGY.CSWSA.WTU.HUMB.69.4538 | CSWSA | WTU | HUMB_L_A | [DSC]2943, [LD]LOAD1 | No Original Name
HUMB | 69 | TOPOLOGY.CSWSA.WTU.HUMB.69.9BB1 | CSWSA | WTU | HUMB_V_A | [DSC]2221, [DSC]2222, [DSC]2223 | No Original Name
HUMT | 69 | TOPOLOGY.CSWSA.WTU.HUMT.69.9BB1 | CSWSA | WTU | HUMT_V_A | [DSC]2144, [DSC]2145, [DSC]3638, [LN]HUM_EXKE | No Original Name
ILLN | 69 | TOPOLOGY.CSWSA.WTU.ILLN.69.5439 | CSWSA | WTU | ILLN_L_A | [DSC]2482, [LD]LOAD1 | No Original Name
ILLN | 69 | TOPOLOGY.CSWSA.WTU.ILLN.69.9BB1 | CSWSA | WTU | ILLN_V_A | [DSC]2476, [DSC]2479, [DSC]2482, [DSC]3409, [DSC]B | No Original Name
INDN | 138 | TOPOLOGY.CSWSA.WTU.INDN.138.5443 | CSWSA | WTU | INDN_L_A | [DSC]2693, [LD]LOAD1 | No Original Name
INDNENR | 138 | TOPOLOGY.CSWSA.WTU.INDNENR.138.BS1 | CSWSA | WTU | INDNENR_V_A | [DSC]6989, [DSC]DSC_6777, [DSC]DSC_6787 | No Original Name
INDNENR | 138 | TOPOLOGY.CSWSA.WTU.INDNENR.138.BS2 | CSWSA | WTU | INDNENR_V_B | [DSC]6989, [DSC]DSC_6984, [DSC]DSC_6986 | No Original Name
INDNENR | 34.5 | TOPOLOGY.CSWSA.WTU.INDNENR.34.5.0018 | CSWSA | WTU | INDNENR_R_A | [CB]6980, [UN]INDNENR_2 | No Original Name
INDNENR | 34.5 | TOPOLOGY.CSWSA.WTU.INDNENR.34.5.0039 | CSWSA | WTU | INDNENR_R_B | [CB]6792, [UN]INDNENR | No Original Name
INDNNWP | 138 | TOPOLOGY.CSWSA.WTU.INDNNWP.138.B1 | CSWSA | WTU | INDNNWP_V_A | [DSC]6853, [DSC]6858, [DSC]6864 | No Original Name
INDNNWP | 34.5 | TOPOLOGY.CSWSA.WTU.INDNNWP.34.5.0001 | CSWSA | WTU | INDNNWP_R_A | [UN]INDNNWP, [XF]XFMR | No Original Name
IRAN | 69 | TOPOLOGY.CSWSA.WTU.IRAN.69.5448 | CSWSA | WTU | IRAN_L_A | [DSC]2089, [LD]LOAD1 | No Original Name
IRAN | 69 | TOPOLOGY.CSWSA.WTU.IRAN.69.9BB1 | CSWSA | WTU | IRAN_V_A | [DSC]2009, [DSC]2089, [DSC]2137, [DSC]6149, [DSC]B | No Original Name
JATN | 69 | TOPOLOGY.CSWSA.WTU.JATN.69.4624 | CSWSA | WTU | JATN_L_A | [DSC]DSC_2525, [LD]LOAD1 | No Original Name
JATN | 69 | TOPOLOGY.CSWSA.WTU.JATN.69.9BB1 | CSWSA | WTU | JATN_V_A | [DSC]DSC_2519, [DSC]DSC_2522, [DSC]DSC_2523, [DSC] | No Original Name
JRCO | 115 | TOPOLOGY.CSWSA.WTU.JRCO.115.4975 | CSWSA | WTU | JRCO_L_A | [DSC]5158, [LD]LOAD1 | No Original Name
JUNC | 69 | TOPOLOGY.CSWSA.WTU.JUNC.69.5451 | CSWSA | WTU | JUNC_L_A | [DSC]2892, [LD]LOAD1 | No Original Name
JUNC | 69 | TOPOLOGY.CSWSA.WTU.JUNC.69.9BB1 | CSWSA | WTU | JUNC_V_A | [DSC]2892, [DSC]2897, [CB]4055_CB, [DSC]BYP_1583 | No Original Name
KING_NE | 34.5 | TOPOLOGY.CSWSA.WTU.KING_NE.34.5.0008 | CSWSA | WTU | KING_NE_R_A | [UN]KINGNE, [CB]PSEUDO_SW | No Original Name
KING_NW | 34.5 | TOPOLOGY.CSWSA.WTU.KING_NW.34.5.0001 | CSWSA | WTU | KING_NW_R_A | [DSC]6878, [UN]KINGNW | No Original Name
KING_SE | 34.5 | TOPOLOGY.CSWSA.WTU.KING_SE.34.5.0001 | CSWSA | WTU | KING_SE_R_A | [DSC]6907, [UN]KINGSE | No Original Name
KING_SW | 34.5 | TOPOLOGY.CSWSA.WTU.KING_SW.34.5.0001 | CSWSA | WTU | KING_SW_R_A | [UN]KINGSW, [XF]XFMR | No Original Name
KIRK | 69 | TOPOLOGY.CSWSA.WTU.KIRK.69.4972 | CSWSA | WTU | KIRK_L_A | [DSC]164, [LD]LOAD1 | No Original Name
KNXC | 69 | TOPOLOGY.CSWSA.WTU.KNXC.69.4639 | CSWSA | WTU | KNXC_L_A | [DSC]3201, [LD]LOAD1 | No Original Name
LCRAFR | 69 | TOPOLOGY.CSWSA.WTU.LCRAFR.69.4188 | CSWSA | WTU | LCRAFR_L_A | [DSC]542, [LD]LOAD1 | No Original Name
LGHT | 69 | TOPOLOGY.CSWSA.WTU.LGHT.69.4985 | CSWSA | WTU | LGHT_L_A | [DSC]5348, [LD]LOAD1 | No Original Name
LGHT | 69 | TOPOLOGY.CSWSA.WTU.LGHT.69.9BB1 | CSWSA | WTU | LGHT_V_A | [DSC]5022, [DSC]5023, [DSC]5348 | No Original Name
LIBR | 69 | TOPOLOGY.CSWSA.WTU.LIBR.69.9BB1 | CSWSA | WTU | LIBERTY | [DSC]3773, [DSC]3778, [DSC]5373 | Original Not Confirmed
LONGWRTH | 69 | TOPOLOGY.CSWSA.WTU.LONGWRTH.69.4188 | CSWSA | WTU | LONGWRTH_L_A | [DSC]6448, [LD]LOAD1 | No Original Name
LVOK | 138 | TOPOLOGY.CSWSA.WTU.LVOK.138.8BB1 | CSWSA | WTU | LVOK_V_A | [DSC]DSC_5614, [DSC]DSC_5617, [DSC]DSC_5619 | No Original Name
LVOK | 69 | TOPOLOGY.CSWSA.WTU.LVOK.69.9BB1 | CSWSA | WTU | LVOK_V_B | [DSC]DSC_5623, [DSC]DSC_5624, [DSC]DSC_5627, [DSC] | No Original Name
MARF | 69 | TOPOLOGY.CSWSA.WTU.MARF.69.5481 | CSWSA | WTU | MARF_L_A | [DSC]2751, [LD]LOAD1 | No Original Name
MARF | 69 | TOPOLOGY.CSWSA.WTU.MARF.69.9BB1 | CSWSA | WTU | MARF_V_A | [DSC]2751, [DSC]4727, [DSC]5228 | No Original Name
MART | 69 | TOPOLOGY.CSWSA.WTU.MART.69.5486 | CSWSA | WTU | MART_L_A | [DSC]4218, [LD]LOAD1 | No Original Name
MART | 69 | TOPOLOGY.CSWSA.WTU.MART.69.9BB1 | CSWSA | WTU | MART_V_A | [DSC]4213, [DSC]4218, [DSC]5482 | No Original Name
MASN | 69 | TOPOLOGY.CSWSA.WTU.MASN.69.9BB1 | CSWSA | WTU | MASN_V_A | [DSC]2602, [DSC]2603, [DSC]4969, [DSC]4972, [DSC]5 | No Original Name
MAST | 69 | TOPOLOGY.CSWSA.WTU.MAST.69.5495 | CSWSA | WTU | MAST_L_A | [DSC]2143, [LD]LOAD1 | No Original Name
MAST | 69 | TOPOLOGY.CSWSA.WTU.MAST.69.9BB1 | CSWSA | WTU | MAST_V_A | [DSC]2143, [DSC]2251, [DSC]2360 | No Original Name
MASW | 69 | TOPOLOGY.CSWSA.WTU.MASW.69.9BB1 | CSWSA | WTU | MASW_V_A | [DSC]2657, [DSC]2679, [DSC]2684 | No Original Name
MATA | 69 | TOPOLOGY.CSWSA.WTU.MATA.69.4998 | CSWSA | WTU | MATA_L_A | [DSC]3082, [LD]LOAD1 | No Original Name
MATA | 69 | TOPOLOGY.CSWSA.WTU.MATA.69.9BB1 | CSWSA | WTU | MATA_V_A | [DSC]3069, [DSC]3072, [DSC]3074, [DSC]3077, [DSC]3 | No Original Name
MCAD | 69 | TOPOLOGY.CSWSA.WTU.MCAD.69.9BB1 | CSWSA | WTU | MCADAMS | [DSC]2249, [DSC]3277, [DSC]5368 | Original Not Confirmed
MCAM | 138 | TOPOLOGY.CSWSA.WTU.MCAM.138.0006 | CSWSA | WTU | MCAM_L_A | [CB]CS_1546, [LD]LOAD1 | No Original Name
MCAM | 69 | TOPOLOGY.CSWSA.WTU.MCAM.69.9BB1 | CSWSA | WTU | MCAM_V_A | [DSC]2412, [DSC]2532, [DSC]DSC_2413, [DSC]DSC_2534 | No Original Name
MCAN | 138 | TOPOLOGY.CSWSA.WTU.MCAN.138.0003 | CSWSA | WTU | MCAN_L_A | [CB]6538_CS, [LD]MCANL1 | No Original Name
MCAN | 138 | TOPOLOGY.CSWSA.WTU.MCAN.138.8BB1 | CSWSA | WTU | MCAN_V_A | [DSC]4189, [DSC]4192, [DSC]4194, [DSC]4197, [DSC]6 | No Original Name
MCAN_SW | 138 | TOPOLOGY.CSWSA.WTU.MCAN_SW.138.BB1 | CSWSA | WTU | MCAN_SW_V_A | [DSC]11579, [DSC]11619, [DSC]13281 | No Original Name
MCEL | 69 | TOPOLOGY.CSWSA.WTU.MCEL.69.5523 | CSWSA | WTU | MCEL_L_A | [DSC]5942, [LD]LOAD1, [LD]MCEL_LD2, [LD]MCEL_LD3 | No Original Name
MCEL | 69 | TOPOLOGY.CSWSA.WTU.MCEL.69.5524 | CSWSA | WTU | MCEL_L_B | [DSC]5153, [LD]LOAD2 | No Original Name
MCLC | 69 | TOPOLOGY.CSWSA.WTU.MCLC.69.5528 | CSWSA | WTU | MCLC_L_A | [DSC]6207, [LD]LOAD1 | No Original Name
MCLC | 69 | TOPOLOGY.CSWSA.WTU.MCLC.69.9BB1 | CSWSA | WTU | MCLC_V_A | [DSC]6202, [DSC]6203, [DSC]6207 | No Original Name
MDSC | 69 | TOPOLOGY.CSWSA.WTU.MDSC.69.5338 | CSWSA | WTU | MDSC_L_A | [DSC]5867, [LD]LOAD1 | No Original Name
MECPLNVW | 69 | TOPOLOGY.CSWSA.WTU.MECPLNVW.69.5997 | CSWSA | WTU | MECPLNVW_L_A | [CB]LDSW_1_CB, [LD]MECPLNL1 | No Original Name
MELV | 69 | TOPOLOGY.CSWSA.WTU.MELV.69.5532 | CSWSA | WTU | MELV_L_A | [DSC]4959, [LD]LOAD1 | No Original Name
MELV | 69 | TOPOLOGY.CSWSA.WTU.MELV.69.9BB1 | CSWSA | WTU | MELV_V_A | [DSC]2296, [DSC]2642, [DSC]4959 | No Original Name
MEMN | 69 | TOPOLOGY.CSWSA.WTU.MEMN.69.9BB1 | CSWSA | WTU | MEMN_L_A | [DSC]5559, [DSC]5709, [DSC]5712, [DSC]5733, [LD]LO | No Original Name
MENA | 138 | TOPOLOGY.CSWSA.WTU.MENA.138.8BB1 | CSWSA | WTU | MENA_V_A | [DSC]4912, [DSC]5579, [DSC]5584 | No Original Name
MENA | 69 | TOPOLOGY.CSWSA.WTU.MENA.69.5542 | CSWSA | WTU | MENA_L_A | [DSC]2298, [LD]LOAD1 | No Original Name
MENA | 69 | TOPOLOGY.CSWSA.WTU.MENA.69.9BB1 | CSWSA | WTU | MENA_V_B | [DSC]2297, [DSC]2298, [DSC]2299, [DSC]2302, [DSC]2 | No Original Name
MEPH | 69 | TOPOLOGY.CSWSA.WTU.MEPH.69.5010 | CSWSA | WTU | MEPH_L_A | [DSC]2807, [LD]LOAD1 | No Original Name
MEPH | 69 | TOPOLOGY.CSWSA.WTU.MEPH.69.9BB1 | CSWSA | WTU | MEPH_V_A | [DSC]2361, [DSC]2807, [DSC]2809 | No Original Name
MERK | 69 | TOPOLOGY.CSWSA.WTU.MERK.69.4649 | CSWSA | WTU | MERK_L_A | [DSC]1878, [LD]LOAD1 | No Original Name
MERK | 69 | TOPOLOGY.CSWSA.WTU.MERK.69.9BB1 | CSWSA | WTU | MERK_V_A | [DSC]1876, [DSC]1877, [DSC]1878, [DSC]2229 | No Original Name
MERR | 69 | TOPOLOGY.CSWSA.WTU.MERR.69.5568 | CSWSA | WTU | MERR_L_A | [DSC]5658, [LD]LOAD1 | No Original Name
MERR | 69 | TOPOLOGY.CSWSA.WTU.MERR.69.9BB1 | CSWSA | WTU | MERR_V_A | [DSC]5658, [DSC]5667, [DSC]5668 | No Original Name
MERT | 69 | TOPOLOGY.CSWSA.WTU.MERT.69.5546 | CSWSA | WTU | MERT_L_A | [DSC]2432, [LD]LOAD1 | No Original Name
MERT | 69 | TOPOLOGY.CSWSA.WTU.MERT.69.9BB1 | CSWSA | WTU | MERT_V_A | [DSC]2430, [DSC]2431, [DSC]2432 | No Original Name
MESAV_SW | 138 | TOPOLOGY.CSWSA.WTU.MESAV_SW.138.BB1 | CSWSA | WTU | MESAV_SW_V_A | [DSC]12121, [DSC]12122, [DSC]12129 | No Original Name
MESAV_SW | 138 | TOPOLOGY.CSWSA.WTU.MESAV_SW.138.BB2 | CSWSA | WTU | MESAV_SW_V_B | [DSC]12091, [DSC]12101, [DSC]12192 | No Original Name
MESAV_SW | 138 | TOPOLOGY.CSWSA.WTU.MESAV_SW.138.BB3 | CSWSA | WTU | MESAV_SW_V_C | [DSC]12099, [DSC]12111, [DSC]12112 | No Original Name
MESAVIEW | 138 | TOPOLOGY.CSWSA.WTU.MESAVIEW.138.5547 | CSWSA | WTU | MESAVIEW_L_A | [CB]6422_CS, [LD]LOAD1 | No Original Name
MIDV | 69 | TOPOLOGY.CSWSA.WTU.MIDV.69.5552 | CSWSA | WTU | MIDV_L_A | [DSC]5408, [LD]LOAD2 | No Original Name
MIDV | 69 | TOPOLOGY.CSWSA.WTU.MIDV.69.5553 | CSWSA | WTU | MIDV_L_B | [DSC]5413, [LD]LOAD1 | No Original Name
MIDV | 69 | TOPOLOGY.CSWSA.WTU.MIDV.69.9BB1 | CSWSA | WTU | MIDV_V_A | [DSC]5408, [DSC]5413, [DSC]5418, [LN]MID_PAG | No Original Name
MIDW | 69 | TOPOLOGY.CSWSA.WTU.MIDW.69.5557 | CSWSA | WTU | MIDW_L_A | [DSC]3508, [LD]LOAD1 | No Original Name
MIDW | 69 | TOPOLOGY.CSWSA.WTU.MIDW.69.9BB1 | CSWSA | WTU | MIDW_V_A | [DSC]3294, [DSC]3296, [DSC]3508 | No Original Name
MILE | 69 | TOPOLOGY.CSWSA.WTU.MILE.69.5562 | CSWSA | WTU | MILE_L_A | [DSC]3358, [LD]LOAD1 | No Original Name
MILE | 69 | TOPOLOGY.CSWSA.WTU.MILE.69.9BB1 | CSWSA | WTU | MILE_V_A | [DSC]3358, [DSC]3491, [DSC]3493, [DSC]3498, [DSC]3 | No Original Name
MJCY_WTU | 69 | TOPOLOGY.CSWSA.WTU.MJCY_WTU.69.9BB1 | CSWSA | WTU | MJCY_WTU_L_A | [CB]2786_CB, [LD]LOAD1, [LD]LOAD2 | No Original Name
MKLT | 69 | TOPOLOGY.CSWSA.WTU.MKLT.69.4792 | CSWSA | WTU | MKLT_L_A | [DSC]5303, [LD]LOAD1 | No Original Name
MKLT | 69 | TOPOLOGY.CSWSA.WTU.MKLT.69.9BB1 | CSWSA | WTU | MKLT_V_A | [DSC]4944, [DSC]4947, [DSC]5303 | No Original Name
MRAN | 69 | TOPOLOGY.CSWSA.WTU.MRAN.69.4655 | CSWSA | WTU | MRAN_L_A | [DSC]2256, [LD]LOAD1 | No Original Name
MRAN | 69 | TOPOLOGY.CSWSA.WTU.MRAN.69.9BB1 | CSWSA | WTU | MRAN_V_A | [DSC]2255, [DSC]2256, [DSC]2259, [CB]X_LNTMMO_CB | No Original Name
MUND | 69 | TOPOLOGY.CSWSA.WTU.MUND.69.5019 | CSWSA | WTU | MUND_L_A | [DSC]2467, [LD]LOAD1 | No Original Name
MUND | 69 | TOPOLOGY.CSWSA.WTU.MUND.69.9BB1 | CSWSA | WTU | MUND_V_A | [DSC]1441, [DSC]1443, [DSC]2062, [DSC]2063, [DSC]2 | No Original Name
MUNE | 138 | TOPOLOGY.CSWSA.WTU.MUNE.138.8BB1 | CSWSA | WTU | MUNE_V_A | [DSC]3227, [DSC]3248, [DSC]4399, [DSC]4884, [DSC]5 | No Original Name
N_WTH | 138 | TOPOLOGY.CSWSA.WTU.N_WTH.138.6011 | CSWSA | WTU | N_WTH_L_A | [CB]LDSW_1_CB, [LD]N_WTH_L1 | No Original Name
NOVC | 69 | TOPOLOGY.CSWSA.WTU.NOVC.69.4664 | CSWSA | WTU | NOVC_L_A | [DSC]5398, [LD]LOAD1 | No Original Name
NUGE | 69 | TOPOLOGY.CSWSA.WTU.NUGE.69.4668 | CSWSA | WTU | NUGE_L_A | [DSC]5318, [LD]LOAD1 | No Original Name
NUGE | 69 | TOPOLOGY.CSWSA.WTU.NUGE.69.9BB1 | CSWSA | WTU | NUGE_V_A | [DSC]3123, [DSC]4398, [DSC]5318 | No Original Name
OAKC | 138 | TOPOLOGY.CSWSA.WTU.OAKC.138.8BB1 | CSWSA | WTU | OAKC_V_A | [DSC]3214_DSC, [DSC]3219_DSC, [DSC]3514_DSC, [DSC] | No Original Name
OAKC | 138 | TOPOLOGY.CSWSA.WTU.OAKC.138.8BB2 | CSWSA | WTU | OAKC_V_B | [DSC]3204_DSC, [DSC]3209_DSC, [DSC]3222_DSC | No Original Name
OAKC | 138 | TOPOLOGY.CSWSA.WTU.OAKC.138.8BB3 | CSWSA | WTU | OAKC_L_A | [DSC]3221_DSC, [DSC]3222_DSC, [LD]LOAD1 | No Original Name
OKLA | 138 | TOPOLOGY.CSWSA.WTU.OKLA.138.5035 | CSWSA | WTU | OKLA_L_A | [DSC]5607, [LD]LOAD1 | No Original Name
OKLA | 138 | TOPOLOGY.CSWSA.WTU.OKLA.138.8BB1 | CSWSA | WTU | OKLA_V_A | [DSC]5659, [DSC]5876, [DSC]6034 | No Original Name
OKLA | 138 | TOPOLOGY.CSWSA.WTU.OKLA.138.8BB2 | CSWSA | WTU | OKLA_V_B | [DSC]5989, [DSC]6026, [DSC]6036 | No Original Name
OKLA | 24 | TOPOLOGY.CSWSA.WTU.OKLA.24.UBB1 | CSWSA | WTU | OKLA_R_A | [XF]345_24_3, [UN]OKLA_G1 | No Original Name
OKLA | 345 | TOPOLOGY.CSWSA.WTU.OKLA.345.5BB1 | CSWSA | WTU | OKLA_V_C | [DSC]5598, [DSC]5634, [DSC]5646 | No Original Name
OKLA | 345 | TOPOLOGY.CSWSA.WTU.OKLA.345.5BB3 | CSWSA | WTU | OKLA_V_D | [DSC]5599, [DSC]5604, [DSC]5608 | No Original Name
OKLA | 345 | TOPOLOGY.CSWSA.WTU.OKLA.345.5BB5 | CSWSA | WTU | OKLA_V_E | [DSC]5716, [DSC]5717, [DSC]6056 | No Original Name
ONYS | 69 | TOPOLOGY.CSWSA.WTU.ONYS.69.9BB1 | CSWSA | WTU | ONYS_L_A | [DSC]2171, [LN]CLF_ONY, [LD]LOAD1 | No Original Name
ORNT | 138 | TOPOLOGY.CSWSA.WTU.ORNT.138.4682 | CSWSA | WTU | ORNT_L_A | [CB]5788_CB, [LD]LOAD1 | No Original Name
ORNT | 138 | TOPOLOGY.CSWSA.WTU.ORNT.138.8BB1 | CSWSA | WTU | ORNT_V_A | [CB]5788_CB, [DSC]5797, [DSC]5798 | No Original Name
OZNA | 69 | TOPOLOGY.CSWSA.WTU.OZNA.69.5573 | CSWSA | WTU | OZNA_L_A | [DSC]2490, [LD]LOAD1 | No Original Name
OZNA | 69 | TOPOLOGY.CSWSA.WTU.OZNA.69.9BB1 | CSWSA | WTU | OZNA_V_A | [DSC]2490, [DSC]2858, [DSC]3401, [DSC]3404, [DSC]D | No Original Name
OZNC | 69 | TOPOLOGY.CSWSA.WTU.OZNC.69.5577 | CSWSA | WTU | OZNC_L_A | [DSC]1933, [LD]LOAD1 | No Original Name
OZNC | 69 | TOPOLOGY.CSWSA.WTU.OZNC.69.9BB1 | CSWSA | WTU | OZNC_V_A | [DSC]1933, [DSC]1948, [DSC]1953 | No Original Name
OZNR | 69 | TOPOLOGY.CSWSA.WTU.OZNR.69.5581 | CSWSA | WTU | OZNR_L_A | [DSC]2342, [LD]LOAD1 | No Original Name
OZNR | 69 | TOPOLOGY.CSWSA.WTU.OZNR.69.9BB1 | CSWSA | WTU | OZNR_V_A | [DSC]2341, [DSC]2342, [DSC]3185 | No Original Name
PADC | 69 | TOPOLOGY.CSWSA.WTU.PADC.69.5062 | CSWSA | WTU | PADC_L_A | [DSC]2384, [LD]LOAD1 | No Original Name
PADC | 69 | TOPOLOGY.CSWSA.WTU.PADC.69.9BB1 | CSWSA | WTU | PADC_V_A | [DSC]2382, [DSC]2383, [DSC]2384 | No Original Name
PADR | 69 | TOPOLOGY.CSWSA.WTU.PADR.69.9BB1 | CSWSA | WTU | PADR_V_A | [DSC]3073, [DSC]3078, [DSC]5363 | No Original Name
PADU | 138 | TOPOLOGY.CSWSA.WTU.PADU.138.8BB1 | CSWSA | WTU | PADU_V_A | [DSC]5208, [DSC]6059, [DSC]6064 | No Original Name
PADU | 69 | TOPOLOGY.CSWSA.WTU.PADU.69.9BB1 | CSWSA | WTU | PADU_V_B | [DSC]4917, [DSC]4919, [DSC]4922, [DSC]4924, [DSC]4 | No Original Name
PAGE | 69 | TOPOLOGY.CSWSA.WTU.PAGE.69.5592 | CSWSA | WTU | PAGE_L_A | [DSC]3193, [LD]LOAD1 | No Original Name
PAIP | 138 | TOPOLOGY.CSWSA.WTU.PAIP.138.8BB1 | CSWSA | WTU | PAIP_V_A | [DSC]1786, [DSC]1882, [DSC]1984, [DSC]4134, [DSC]4 | No Original Name
PAIP | 138 | TOPOLOGY.CSWSA.WTU.PAIP.138.8BB2 | CSWSA | WTU | PAIP_V_B | [DSC]1641, [DSC]4419, [DSC]4471, [DSC]4874 | No Original Name
PAIP | 69 | TOPOLOGY.CSWSA.WTU.PAIP.69.9BB1 | CSWSA | WTU | PAIP_V_C | [DSC]1621, [DSC]1631, [DSC]1651, [DSC]1788 | No Original Name
PAIS | 69 | TOPOLOGY.CSWSA.WTU.PAIS.69.5585 | CSWSA | WTU | PAIS_L_A | [LD]LOAD1, [CB]PF1_CB | No Original Name
PAIS | 69 | TOPOLOGY.CSWSA.WTU.PAIS.69.9BB1 | CSWSA | WTU | PAIS_V_A | [DSC]2977, [DSC]2978, [CB]PF1_CB | No Original Name
PANA | 69 | TOPOLOGY.CSWSA.WTU.PANA.69.4710 | CSWSA | WTU | PANA_L_A | [DSC]2117, [LD]LOAD1 | No Original Name
PANA | 69 | TOPOLOGY.CSWSA.WTU.PANA.69.9BB1 | CSWSA | WTU | PANA_V_A | [DSC]2117, [DSC]2202, [DSC]4478 | No Original Name
PAUL | 138 | TOPOLOGY.CSWSA.WTU.PAUL.138.5072 | CSWSA | WTU | PAUL_L_A | [DSC]4501, [DSC]4502, [LD]LOAD1 | No Original Name
PAUL | 138 | TOPOLOGY.CSWSA.WTU.PAUL.138.8BB1 | CSWSA | WTU | PAUL_V_A | [DSC]1999, [DSC]3709, [DSC]3712, [DSC]4904, [DSC]4 | No Original Name
PAUL | 138 | TOPOLOGY.CSWSA.WTU.PAUL.138.8BB2 | CSWSA | WTU | PAUL_V_B | [DSC]1998, [DSC]4499, [DSC]4502, [DSC]4504, [DSC]4 | No Original Name
PAUL | 69 | TOPOLOGY.CSWSA.WTU.PAUL.69.5087 | CSWSA | WTU | PAUL_L_B | [DSC]4241, [DSC]4242, [LD]LOAD2 | No Original Name
PAUL | 69 | TOPOLOGY.CSWSA.WTU.PAUL.69.9BB1 | CSWSA | WTU | PAUL_V_C | [DSC]1429, [DSC]1432, [DSC]2539, [DSC]2548, [DSC]2 | No Original Name
PAUL | 69 | TOPOLOGY.CSWSA.WTU.PAUL.69.9BB2 | CSWSA | WTU | PAUL_V_D | [DSC]1989, [DSC]1992, [DSC]2543, [DSC]2549, [DSC]2 | No Original Name
PAULANN | 138 | TOPOLOGY.CSWSA.WTU.PAULANN.138.5094 | CSWSA | WTU | PAULANN_L_A | [CB]6282_CS, [LD]LOAD1 | No Original Name
PAULANN | 138 | TOPOLOGY.CSWSA.WTU.PAULANN.138.8BB1 | CSWSA | WTU | PAULANN_V_A | [DSC]6277, [DSC]6278, [CB]6282_CS | No Original Name
PAVE | 138 | TOPOLOGY.CSWSA.WTU.PAVE.138.5629 | CSWSA | WTU | PAVE_L_A | [DSC]5453, [LD]LOAD1 | No Original Name
PAVE | 138 | TOPOLOGY.CSWSA.WTU.PAVE.138.8BB1 | CSWSA | WTU | PAVE_V_A | [DSC]5453, [DSC]5693, [DSC]5698 | No Original Name
PAW2 | 69 | TOPOLOGY.CSWSA.WTU.PAW2.69.5633 | CSWSA | WTU | PAW2_L_A | [DSC]2777, [LD]LOAD1 | No Original Name
PAW2 | 69 | TOPOLOGY.CSWSA.WTU.PAW2.69.9BB1 | CSWSA | WTU | PAW2_V_A | [DSC]2769, [DSC]2777, [DSC]2778 | No Original Name
PCNBYU | 138 | TOPOLOGY.CSWSA.WTU.PCNBYU.138.4715 | CSWSA | WTU | PCNBYU_L_A | [DSC]DSW_6742, [LD]PCNBYUT1 | No Original Name
PEAC | 69 | TOPOLOGY.CSWSA.WTU.PEAC.69.4719 | CSWSA | WTU | PEAC_L_A | [DSC]2629, [LD]LOAD1 | No Original Name
PEAC | 69 | TOPOLOGY.CSWSA.WTU.PEAC.69.9BB1 | CSWSA | WTU | PEAC_V_A | [DSC]2628, [DSC]2629, [DSC]2630 | No Original Name
PECV | 69 | TOPOLOGY.CSWSA.WTU.PECV.69.5589 | CSWSA | WTU | PECV_L_A | [DSC]4057, [LD]LOAD1 | No Original Name
PECV | 69 | TOPOLOGY.CSWSA.WTU.PECV.69.9BB1 | CSWSA | WTU | PECV_V_A | [DSC]4057, [DSC]4062, [DSC]4072 | No Original Name
PHBA | 69 | TOPOLOGY.CSWSA.WTU.PHBA.69.5595 | CSWSA | WTU | PHBA_L_A | [DSC]5018, [LD]LOAD2 | No Original Name
PHBA | 69 | TOPOLOGY.CSWSA.WTU.PHBA.69.5599 | CSWSA | WTU | PHBA_L_B | [DSC]3172, [LD]LOAD1 | No Original Name
PHBA | 69 | TOPOLOGY.CSWSA.WTU.PHBA.69.9BB1 | CSWSA | WTU | PHBA_V_A | [DSC]3101, [DSC]3102, [DSC]3103 | No Original Name
PHBL | 69 | TOPOLOGY.CSWSA.WTU.PHBL.69.5603 | CSWSA | WTU | PHBL_L_A | [DSC]2819, [LD]LOAD1 | No Original Name
PHMA | 69 | TOPOLOGY.CSWSA.WTU.PHMA.69.5609 | CSWSA | WTU | PHMA_L_A | [DSC]3197, [LD]LOAD1 | No Original Name
PHME | 69 | TOPOLOGY.CSWSA.WTU.PHME.69.5613 | CSWSA | WTU | PHME_L_A | [DSC]2822, [LD]LOAD1 | No Original Name
PHME | 69 | TOPOLOGY.CSWSA.WTU.PHME.69.9BB1 | CSWSA | WTU | PHME_V_A | [DSC]2822, [DSC]2853, [DSC]2854 | No Original Name
PHMT | 69 | TOPOLOGY.CSWSA.WTU.PHMT.69.9BB1 | CSWSA | WTU | PHMT_V_A | [DSC]528, [DSC]533, [DSC]534 | No Original Name
PLST | 69 | TOPOLOGY.CSWSA.WTU.PLST.69.4723 | CSWSA | WTU | PLST_L_A | [DSC]3728, [LD]LOAD1 | No Original Name
PLST | 69 | TOPOLOGY.CSWSA.WTU.PLST.69.9BB1 | CSWSA | WTU | PLST_V_A | [DSC]3288, [DSC]3293, [DSC]3728 | No Original Name
POND | 69 | TOPOLOGY.CSWSA.WTU.POND.69.9BB1 | CSWSA | WTU | POND_L_A | [DSC]5298, [LD]LOAD1 | No Original Name
POWF | 69 | TOPOLOGY.CSWSA.WTU.POWF.69.5621 | CSWSA | WTU | POWF_L_A | [DSC]2391, [LD]LOAD1 | No Original Name
POWT | 69 | TOPOLOGY.CSWSA.WTU.POWT.69.9BB1 | CSWSA | WTU | POWT_V_A | [DSC]2388, [DSC]2389, [DSC]2390 | No Original Name
PRES | 69 | TOPOLOGY.CSWSA.WTU.PRES.69.0001 | CSWSA | WTU | PRES_L_A | [CB]4535, [LD]LOAD1, [DSC]PS1 | No Original Name
PRSMNGAP | 69 | TOPOLOGY.CSWSA.WTU.PRSMNGAP.69.0001 | CSWSA | WTU | PRSMNGAP_L_A | [LN]ALTU_PER, [LD]LOAD1 | No Original Name
PTRK | 69 | TOPOLOGY.CSWSA.WTU.PTRK.69.5639 | CSWSA | WTU | PTRK_L_A | [DSC]2291, [LD]LOAD1 | No Original Name
PTRK | 69 | TOPOLOGY.CSWSA.WTU.PTRK.69.9BB1 | CSWSA | WTU | PTRK_V_A | [DSC]2177, [DSC]2193, [DSC]2291 | No Original Name
PUTM | 69 | TOPOLOGY.CSWSA.WTU.PUTM.69.4729 | CSWSA | WTU | PUTM_L_A | [DSC]2857, [LD]LOAD1 | No Original Name
PUTM | 69 | TOPOLOGY.CSWSA.WTU.PUTM.69.9BB1 | CSWSA | WTU | PUTM_V_A | [DSC]2016, [DSC]2140, [DSC]2857 | No Original Name
PUTN | 138 | TOPOLOGY.CSWSA.WTU.PUTN.138.BB2 | CSWSA | WTU | PUTN_V_A | [DSC]6957, [DSC]6964, [DSC]6976 | New NodeKey
PUTN | 138 | TOPOLOGY.CSWSA.WTU.PUTN.138.BB3 | CSWSA | WTU | PUTN_V_B | [DSC]6291, [DSC]6958, [DSC]6966, [DSC]6971 | New NodeKey
PUTN | 69 | TOPOLOGY.CSWSA.WTU.PUTN.69.9BB1 | CSWSA | WTU | PUTN_V_C | [DSC]2099, [DSC]2125, [DSC]2128, [DSC]2136, [DSC]4 | No Original Name
QUAN | 69 | TOPOLOGY.CSWSA.WTU.QUAN.69.5101 | CSWSA | WTU | QUAN_L_A | [DSC]194, [LD]LOAD1, [LD]QUAN_LD1 | No Original Name
QUAN | 69 | TOPOLOGY.CSWSA.WTU.QUAN.69.9BB1 | CSWSA | WTU | QUAN_V_A | [DSC]194, [DSC]4877, [DSC]4878 | No Original Name
QUAN | 69 | TOPOLOGY.CSWSA.WTU.QUAN.69.9BB3 | CSWSA | WTU | QUAN_V_B | [DSC]182, [DSC]186, [DSC]4837, [DSC]4877 | No Original Name
RADM | 138 | TOPOLOGY.CSWSA.WTU.RADM.138.8BB1 | CSWSA | WTU | RADIUMMT_8 | [DSC]3452, [DSC]3453, [DSC]5914 | Original Not Confirmed
RADM | 69 | TOPOLOGY.CSWSA.WTU.RADM.69.9BB1 | CSWSA | WTU | RADM_V_B | [DSC]5904, [DSC]5907, [DSC]5908, [DSC]5911, [DSC]5 | No Original Name
RANK | 69 | TOPOLOGY.CSWSA.WTU.RANK.69.5647 | CSWSA | WTU | RANK_L_A | [DSC]5548, [LD]LOAD1 | No Original Name
RANK | 69 | TOPOLOGY.CSWSA.WTU.RANK.69.5648 | CSWSA | WTU | RANK_L_B | [DSC]2426, [LD]LOAD2 | No Original Name
RANK | 69 | TOPOLOGY.CSWSA.WTU.RANK.69.9BB1 | CSWSA | WTU | RANK_V_A | [DSC]2423, [DSC]2424, [DSC]2426, [DSC]5548 | No Original Name
RIOP | 138 | TOPOLOGY.CSWSA.WTU.RIOP.138.8BB1 | CSWSA | WTU | RIOP_V_A | [DSC]4004, [DSC]4036, [DSC]5524, [CB]5525_CB, [DSC | No Original Name
RIOP | 138 | TOPOLOGY.CSWSA.WTU.RIOP.138.8BB2 | CSWSA | WTU | RIOP_V_B | [DSC]3854, [DSC]4014, [DSC]4019, [DSC]4061, [DSC]4 | No Original Name
RIOP | 69 | TOPOLOGY.CSWSA.WTU.RIOP.69.5692 | CSWSA | WTU | RIOP_L_A | [DSC]611, [DSC]638, [DSC]661, [LD]LOAD1 | No Original Name
RIOP | 69 | TOPOLOGY.CSWSA.WTU.RIOP.69.5695 | CSWSA | WTU | RIOP_L_B | [DSC]3003, [LD]LOAD2 | No Original Name
RIOP | 69 | TOPOLOGY.CSWSA.WTU.RIOP.69.9BB1 | CSWSA | WTU | RIOP_V_C | [DSC]3002, [DSC]5534, [DSC]612, [DSC]638, [DSC]652 | No Original Name
RIOP | 69 | TOPOLOGY.CSWSA.WTU.RIOP.69.9BB2 | CSWSA | WTU | RIOP_V_D | [DSC]3002, [DSC]3003, [DSC]4011, [DSC]622, [DSC]63 | No Original Name
RIST | 69 | TOPOLOGY.CSWSA.WTU.RIST.69.4753 | CSWSA | WTU | RIST_L_A | [DSC]5078, [LD]LOAD1 | No Original Name
ROAR | 69 | TOPOLOGY.CSWSA.WTU.ROAR.69.5105 | CSWSA | WTU | ROAR_L_A | [DSC]2004, [LD]LOAD1 | No Original Name
ROAR | 69 | TOPOLOGY.CSWSA.WTU.ROAR.69.9BB1 | CSWSA | WTU | ROAR_V_A | [DSC]2004, [DSC]2079, [DSC]2084 | No Original Name
ROBL | 69 | TOPOLOGY.CSWSA.WTU.ROBL.69.5702 | CSWSA | WTU | ROBL_L_A | [DSC]1749, [LD]LOAD1, [LD]ROBL_LD1 | No Original Name
ROBL | 69 | TOPOLOGY.CSWSA.WTU.ROBL.69.9BB1 | CSWSA | WTU | ROBL_V_A | [DSC]1746, [DSC]1748, [DSC]1749 | No Original Name
ROBT | 69 | TOPOLOGY.CSWSA.WTU.ROBT.69.4757 | CSWSA | WTU | ROBT_L_A | [DSC]2387, [LD]LOAD1 | No Original Name
ROBT | 69 | TOPOLOGY.CSWSA.WTU.ROBT.69.9BB1 | CSWSA | WTU | ROBT_V_A | [DSC]2358, [DSC]2364, [DSC]2387 | No Original Name
ROBY | 69 | TOPOLOGY.CSWSA.WTU.ROBY.69.4762 | CSWSA | WTU | ROBY_L_A | [DSC]2670, [LD]LOAD1 | No Original Name
ROBY | 69 | TOPOLOGY.CSWSA.WTU.ROBY.69.9BB1 | CSWSA | WTU | ROBY_V_A | [DSC]2270, [DSC]2272, [DSC]2275, [DSC]2278, [DSC]2 | No Original Name
ROCH | 69 | TOPOLOGY.CSWSA.WTU.ROCH.69.9BB1 | CSWSA | WTU | ROCH_V_A | [DSC]1918, [DSC]3397, [DSC]3398 | No Original Name
ROTN | 69 | TOPOLOGY.CSWSA.WTU.ROTN.69.4771 | CSWSA | WTU | ROTN_L_A | [DSC]2513, [LD]LOAD1 | No Original Name
ROTN | 69 | TOPOLOGY.CSWSA.WTU.ROTN.69.9BB1 | CSWSA | WTU | ROTN_V_A | [DSC]2504, [DSC]2512, [DSC]2513, [DSC]2514 | No Original Name
ROTP | 69 | TOPOLOGY.CSWSA.WTU.ROTP.69.4775 | CSWSA | WTU | ROTP_L_A | [DSC]4487, [LD]LOAD1, [LD]ROTP_LD1 | No Original Name
ROTP | 69 | TOPOLOGY.CSWSA.WTU.ROTP.69.9BB1 | CSWSA | WTU | ROTP_V_A | [DSC]2604, [DSC]2605, [DSC]4487 | No Original Name
ROWE | 69 | TOPOLOGY.CSWSA.WTU.ROWE.69.5706 | CSWSA | WTU | ROWE_L_A | [DSC]2188, [LD]LOAD1 | No Original Name
ROWE | 69 | TOPOLOGY.CSWSA.WTU.ROWE.69.9BB1 | CSWSA | WTU | ROWE_V_A | [DSC]2188, [DSC]2494, [DSC]2599 | No Original Name
RULE | 69 | TOPOLOGY.CSWSA.WTU.RULE.69.4779 | CSWSA | WTU | RULE_L_A | [DSC]1823, [LD]LOAD1 | No Original Name
RULE | 69 | TOPOLOGY.CSWSA.WTU.RULE.69.9BB1 | CSWSA | WTU | RULE_V_A | [DSC]1823, [DSC]3369, [DSC]3372, [DSC]3373, [DSC]3 | No Original Name
SA_HILND | 138 | TOPOLOGY.CSWSA.WTU.SA_HILND.138.0003 | CSWSA | WTU | SA_HILND_L_A | [CB]6378_CS, [LD]LOAD1 | No Original Name
SA_HILND | 138 | TOPOLOGY.CSWSA.WTU.SA_HILND.138.8BB1 | CSWSA | WTU | SA_HILND_V_A | [DSC]6363, [DSC]6368, [DSC]6373 | No Original Name
SAAN | 69 | TOPOLOGY.CSWSA.WTU.SAAN.69.5710 | CSWSA | WTU | SAAN_L_A | [DSC]1654, [LD]LOAD1 | No Original Name
SAAN | 69 | TOPOLOGY.CSWSA.WTU.SAAN.69.9BB1 | CSWSA | WTU | SAAN_V_A | [DSC]1654, [DSC]3263, [DSC]3268 | No Original Name
SACH | 138 | TOPOLOGY.CSWSA.WTU.SACH.138.5715 | CSWSA | WTU | SACH_L_A | [DSC]4007, [LD]LOAD1 | No Original Name
SACH | 138 | TOPOLOGY.CSWSA.WTU.SACH.138.5716 | CSWSA | WTU | SACH_L_B | [DSC]5253, [LD]LOAD2 | No Original Name
SACH | 138 | TOPOLOGY.CSWSA.WTU.SACH.138.8BB1 | CSWSA | WTU | SACH_V_A | [DSC]3038, [DSC]4006, [DSC]4007, [DSC]5152 | No Original Name
SACH | 69 | TOPOLOGY.CSWSA.WTU.SACH.69.9BB1 | CSWSA | WTU | SACH_V_B | [DSC]3034, [DSC]3037, [DSC]4064, [DSC]4709, [DSC]4 | No Original Name
SACK | 138 | TOPOLOGY.CSWSA.WTU.SACK.138.5728 | CSWSA | WTU | SACK_L_A | [CB]4205_CS, [LD]LOAD1 | No Original Name
SACK | 138 | TOPOLOGY.CSWSA.WTU.SACK.138.8BB1 | CSWSA | WTU | SACK_V_A | [CB]4205_CS, [DSC]5722, [DSC]5723 | No Original Name
SACO | 138 | TOPOLOGY.CSWSA.WTU.SACO.138.0003 | CSWSA | WTU | SACO_L_A | [LD]138_12, [DSC]6646 | No Original Name
SACO | 138 | TOPOLOGY.CSWSA.WTU.SACO.138.8BB1 | CSWSA | WTU | SACO_V_A | [DSC]1978, [DSC]3519, [DSC]3524, [DSC]6644, [DSC]D | No Original Name
SACO | 69 | TOPOLOGY.CSWSA.WTU.SACO.69.5744 | CSWSA | WTU | SACO_L_B | [DSC]1611, [DSC]1612, [LD]LOAD1 | No Original Name
SACO | 69 | TOPOLOGY.CSWSA.WTU.SACO.69.9BB2 | CSWSA | WTU | SACO_V_B | [DSC]1988, [DSC]2438, [DSC]2452, [DSC]2499, [DSC]2 | No Original Name
SAEM | 69 | TOPOLOGY.CSWSA.WTU.SAEM.69.5750 | CSWSA | WTU | SAEM_L_A | [DSC]3618, [LD]LOAD1 | No Original Name
SAEM | 69 | TOPOLOGY.CSWSA.WTU.SAEM.69.9BB1 | CSWSA | WTU | SAEM_V_A | [DSC]3609, [DSC]3617, [DSC]3618 | No Original Name
SAGC | 69 | TOPOLOGY.CSWSA.WTU.SAGC.69.5754 | CSWSA | WTU | SAGC_L_A | [DSC]4693, [LD]LOAD1 | No Original Name
SAGC | 69 | TOPOLOGY.CSWSA.WTU.SAGC.69.9BB1 | CSWSA | WTU | SAGC_V_A | [DSC]4693, [DSC]5792, [DSC]5793 | No Original Name
SAGT | 69 | TOPOLOGY.CSWSA.WTU.SAGT.69.9BB1 | CSWSA | WTU | SAGT_V_A | [DSC]4793, [DSC]4798, [DSC]5802 | No Original Name
SAJS | 69 | TOPOLOGY.CSWSA.WTU.SAJS.69.5759 | CSWSA | WTU | SAJS_L_A | [DSC]4658, [LD]LOAD1 | No Original Name
SAJS | 69 | TOPOLOGY.CSWSA.WTU.SAJS.69.5760 | CSWSA | WTU | SAJS_L_B | [DSC]4288, [LD]LOAD2 | No Original Name
SAJS | 69 | TOPOLOGY.CSWSA.WTU.SAJS.69.9BB1 | CSWSA | WTU | SAJS_V_A | [DSC]4547, [DSC]4638, [DSC]4658 | No Original Name
SAJS | 69 | TOPOLOGY.CSWSA.WTU.SAJS.69.9BB2 | CSWSA | WTU | SAJS_V_B | [DSC]4288, [DSC]4547, [DSC]4548 | No Original Name
SALD | 138 | TOPOLOGY.CSWSA.WTU.SALD.138.5767 | CSWSA | WTU | SALD_L_A | [CB]5538_CS, [LD]LOAD1 | No Original Name
SALD | 138 | TOPOLOGY.CSWSA.WTU.SALD.138.8BB1 | CSWSA | WTU | SALD_V_A | [CB]5538_CS, [DSC]5561, [DSC]5562 | No Original Name
SAMF | 69 | TOPOLOGY.CSWSA.WTU.SAMF.69.5771 | CSWSA | WTU | SAMF_L_A | [DSC]2770, [LD]LOAD1 | No Original Name
SAMF | 69 | TOPOLOGY.CSWSA.WTU.SAMF.69.9BB1 | CSWSA | WTU | SAMF_V_A | [DSC]2768, [DSC]2770, [DSC]5649, [DSC]DSC_5652 | No Original Name
SANA | 69 | TOPOLOGY.CSWSA.WTU.SANA.69.4788 | CSWSA | WTU | SANA_L_A | [DSC]3448, [LD]LOAD1 | No Original Name
SANA | 69 | TOPOLOGY.CSWSA.WTU.SANA.69.9BB1 | CSWSA | WTU | SANA_V_A | [DSC]3423, [DSC]3448, [DSC]4939, [DSC]5744, [DSC]D | No Original Name
SAND | 69 | TOPOLOGY.CSWSA.WTU.SAND.69.5165 | CSWSA | WTU | SAND_L_A | [CB]5207_CS, [LD]LOAD1 | No Original Name
SAND | 69 | TOPOLOGY.CSWSA.WTU.SAND.69.9BB1 | CSWSA | WTU | SAND_V_A | [CB]5207_CS, [DSC]5212, [DSC]5271 | No Original Name
SANO | 138 | TOPOLOGY.CSWSA.WTU.SANO.138.8BB1 | CSWSA | WTU | SANO_V_A | [CB]3518_CS, [DSC]5084, [DSC]5087 | No Original Name
SANO | 69 | TOPOLOGY.CSWSA.WTU.SANO.69.5782 | CSWSA | WTU | SANO_L_A | [CB]1, [CB]6068_CS, [LD]LOAD1 | No Original Name
SANO | 69 | TOPOLOGY.CSWSA.WTU.SANO.69.9BB1 | CSWSA | WTU | SANO_V_B | [DSC]3158, [DSC]3167, [DSC]3218, [DSC]4044, [DSC]4 | No Original Name
SANT | 69 | TOPOLOGY.CSWSA.WTU.SANT.69.9BB1 | CSWSA | WTU | SANT_V_A | [DSC]4963, [DSC]5002, [DSC]5003 | No Original Name
SANW | 69 | TOPOLOGY.CSWSA.WTU.SANW.69.5786 | CSWSA | WTU | SANW_L_A | [DSC]5423, [LD]LOAD1 | No Original Name
SANW | 69 | TOPOLOGY.CSWSA.WTU.SANW.69.9BB1 | CSWSA | WTU | SANW_V_A | [DSC]5423, [DSC]5727, [DSC]5833 | No Original Name
SAPS | 138 | TOPOLOGY.CSWSA.WTU.SAPS.138.8BB1 | CSWSA | WTU | SAPS_V_A | [DSC]3616, [DSC]3839, [DSC]3869, [DSC]6121 | No Original Name
SAPS | 138 | TOPOLOGY.CSWSA.WTU.SAPS.138.8BB3 | CSWSA | WTU | SAPS_V_B | [DSC]3644, [DSC]3649, [DSC]4584, [DSC]4589, [DSC]6 | No Original Name
SAPS | 14.4 | TOPOLOGY.CSWSA.WTU.SAPS.14.4.UBB1 | CSWSA | WTU | SAPS_R_A | [XF]069_14_2, [UN]SAPS_G1 | No Original Name
SAPS | 14.4 | TOPOLOGY.CSWSA.WTU.SAPS.14.4.UBB2 | CSWSA | WTU | SAPS_R_B | [XF]138_14_3, [UN]SAPS_G2 | No Original Name
SAPS | 69 | TOPOLOGY.CSWSA.WTU.SAPS.69.9BB1 | CSWSA | WTU | SAPS_V_C | [DSC]3599, [DSC]3604, [DSC]3619, [DSC]3624 | No Original Name
SARC | 138 | TOPOLOGY.CSWSA.WTU.SARC.138.8BB1 | CSWSA | WTU | SARC_V_A | [DSC]5961, [DSC]5966, [DSC]6684, [DSC]6739 | No Original Name
SARC | 138 | TOPOLOGY.CSWSA.WTU.SARC.138.8BB4 | CSWSA | WTU | SARC_V_B | [DSC]5951, [DSC]5969, [DSC]6721, [DSC]6751 | No Original Name
SARC | 138 | TOPOLOGY.CSWSA.WTU.SARC.138.BASA | CSWSA | WTU | SARC_V_C | [DSC]5946, [DSC]5949, [DSC]5952 | No Original Name
SARC | 138 | TOPOLOGY.CSWSA.WTU.SARC.138.OASA | CSWSA | WTU | SARC_V_D | [DSC]5962, [DSC]6741, [DSC]6744 | No Original Name
SARC | 138 | TOPOLOGY.CSWSA.WTU.SARC.138.SASR | CSWSA | WTU | SARC_V_E | [DSC]5954, [DSC]5971, [DSC]5972 | No Original Name
SARC | 138 | TOPOLOGY.CSWSA.WTU.SARC.138.SNSA | CSWSA | WTU | SARC_V_F | [DSC]5956, [DSC]5964, [DSC]5967 | No Original Name
SARC | 138 | TOPOLOGY.CSWSA.WTU.SARC.138.SPSA | CSWSA | WTU | SARC_V_G | [DSC]5957, [DSC]6746, [DSC]6749 | No Original Name
SARC | 345 | TOPOLOGY.CSWSA.WTU.SARC.345.ABSA | CSWSA | WTU | SARC_V_H | [DSC]5941, [DSC]6994, [DSC]7123, [DSC]7126 | No Original Name
SASH | 138 | TOPOLOGY.CSWSA.WTU.SASH.138.5809 | CSWSA | WTU | SASH_L_A | [CB]5052_CS, [LD]LOAD1 | No Original Name
SASH | 138 | TOPOLOGY.CSWSA.WTU.SASH.138.8BB1 | CSWSA | WTU | SASH_V_A | [DSC]5042, [DSC]5043, [CB]5052_CS | No Original Name
SASL | 69 | TOPOLOGY.CSWSA.WTU.SASL.69.5813 | CSWSA | WTU | SASL_L_A | [DSC]3614, [LD]LOAD1 | No Original Name
SASL | 69 | TOPOLOGY.CSWSA.WTU.SASL.69.9BB1 | CSWSA | WTU | SASL_V_A | [DSC]3614, [DSC]4961, [DSC]4962 | No Original Name
SASO | 138 | TOPOLOGY.CSWSA.WTU.SASO.138.8BB1 | CSWSA | WTU | SASO_L_A | [CB]4908_CS, [LD]LOAD1 | No Original Name
SAWA | 69 | TOPOLOGY.CSWSA.WTU.SAWA.69.5822 | CSWSA | WTU | SAWA_L_A | [DSC]3928, [LD]LOAD1 | No Original Name
SAWA | 69 | TOPOLOGY.CSWSA.WTU.SAWA.69.9BB1 | CSWSA | WTU | SAWA_V_A | [DSC]3928, [DSC]4542, [DSC]4543 | No Original Name
SCRS | 69 | TOPOLOGY.CSWSA.WTU.SCRS.69.5854 | CSWSA | WTU | SCRS_L_A | [DSC]5211, [DSC]6264, [LD]LOAD1, [LD]SCRS_LD2 | No Original Name
SFIELD | 138 | TOPOLOGY.CSWSA.WTU.SFIELD.138.6023 | CSWSA | WTU | SFIELD_L_A | [CB]LDSW_1_CB, [LD]SFIELDL1 | No Original Name
SGSA | 69 | TOPOLOGY.CSWSA.WTU.SGSA.69.5834 | CSWSA | WTU | SGSA_L_A | [DSC]1439, [LD]LOAD1 | No Original Name
SGSA | 69 | TOPOLOGY.CSWSA.WTU.SGSA.69.9BB1 | CSWSA | WTU | SGSA_V_A | [DSC]1439, [DSC]1467, [DSC]1469 | No Original Name
SHAF | 69 | TOPOLOGY.CSWSA.WTU.SHAF.69.5838 | CSWSA | WTU | SHAF_L_A | [DSC]5108, [LD]LOAD1 | No Original Name
SHAF | 69 | TOPOLOGY.CSWSA.WTU.SHAF.69.9BB1 | CSWSA | WTU | SHAF_V_A | [DSC]5108, [DSC]5113, [DSC]5114 | No Original Name
SHAM_WTU | 115 | TOPOLOGY.CSWSA.WTU.SHAM_WTU.115.4798 | CSWSA | WTU | SHAM_WTU_L_A | [DSC]4767, [LD]LOAD3 | No Original Name
SHAM_WTU | 69 | TOPOLOGY.CSWSA.WTU.SHAM_WTU.69.4803 | CSWSA | WTU | SHAM_WTU_L_B | [DSC]5356, [DSC]5357, [DSC]6729, [LD]LOAD2 | No Original Name
SHAM_WTU | 69 | TOPOLOGY.CSWSA.WTU.SHAM_WTU.69.4805 | CSWSA | WTU | SHAM_WTU_L_C | [DSC]2887, [LD]LOAD1 | No Original Name
SHAM_WTU | 69 | TOPOLOGY.CSWSA.WTU.SHAM_WTU.69.9BB1 | CSWSA | WTU | SHAM_WTU_V_A | [DSC]2886, [DSC]2887, [DSC]3734, [DSC]4216, [DSC]5 | No Original Name
SHAM_WTU | 69 | TOPOLOGY.CSWSA.WTU.SHAM_WTU.69.9BB2 | CSWSA | WTU | SHAM_WTU_V_B | [DSC]2972, [DSC]4214, [DSC]4217 | No Original Name
SHBA | 69 | TOPOLOGY.CSWSA.WTU.SHBA.69.9BB1 | CSWSA | WTU | SHBA_L_A | [DSC]2863, [LD]LOAD1 | No Original Name
SHEF | 69 | TOPOLOGY.CSWSA.WTU.SHEF.69.5843 | CSWSA | WTU | SHEF_L_A | [DSC]2057, [LD]LOAD1 | No Original Name
SHEF | 69 | TOPOLOGY.CSWSA.WTU.SHEF.69.9BB1 | CSWSA | WTU | SHEF_V_A | [DSC]2057, [DSC]2088, [DSC]2091 | No Original Name
SHHA | 69 | TOPOLOGY.CSWSA.WTU.SHHA.69.4810 | CSWSA | WTU | SHHA_L_A | [DSC]2295, [LD]LOAD1 | No Original Name
SHLO | 69 | TOPOLOGY.CSWSA.WTU.SHLO.69.5852 | CSWSA | WTU | SHLO_L_A | [DSC]4088, [LD]LOAD1 | No Original Name
SHLO | 69 | TOPOLOGY.CSWSA.WTU.SHLO.69.9BB1 | CSWSA | WTU | SHLO_V_A | [DSC]4093, [DSC]4097, [DSC]6712 | No Original Name
SHME | 69 | TOPOLOGY.CSWSA.WTU.SHME.69.5865 | CSWSA | WTU | SHME_L_A | [DSC]1408, [LD]LOAD1 | No Original Name
SHPO | 69 | TOPOLOGY.CSWSA.WTU.SHPO.69.5869 | CSWSA | WTU | SHPO_L_A | [DSC]4047, [LD]LOAD1 | No Original Name
SILR | 69 | TOPOLOGY.CSWSA.WTU.SILR.69.5873 | CSWSA | WTU | SILR_L_A | [DSC]5563, [LD]LOAD1 | No Original Name
SILR | 69 | TOPOLOGY.CSWSA.WTU.SILR.69.9BB1 | CSWSA | WTU | SILR_V_A | [DSC]4298, [DSC]5563, [DSC]6138 | No Original Name
SILT | 69 | TOPOLOGY.CSWSA.WTU.SILT.69.9BB1 | CSWSA | WTU | SILT_V_A | [DSC]2203, [DSC]2204, [DSC]2232 | No Original Name
SILV | 69 | TOPOLOGY.CSWSA.WTU.SILV.69.5880 | CSWSA | WTU | SILV_L_A | [DSC]5939, [LD]LOAD1, [LD]SILV_LD1 | No Original Name
SILV | 69 | TOPOLOGY.CSWSA.WTU.SILV.69.9BB1 | CSWSA | WTU | SILV_V_A | [DSC]4298, [DSC]5926, [DSC]5939 | No Original Name
SNTX1 | 69 | TOPOLOGY.CSWSA.WTU.SNTX1.69.6004 | CSWSA | WTU | SNTX1_L_A | [CB]LDSW_1_CB, [LD]SNTX1_L1 | No Original Name
SONO | 69 | TOPOLOGY.CSWSA.WTU.SONO.69.5885 | CSWSA | WTU | SONO_L_A | [DSC]2873, [LD]LOAD1 | No Original Name
SONO | 69 | TOPOLOGY.CSWSA.WTU.SONO.69.9BB1 | CSWSA | WTU | SONO_V_A | [DSC]2873, [DSC]2881, [DSC]2882, [DSC]4169 | No Original Name
SONR | 138 | TOPOLOGY.CSWSA.WTU.SONR.138.8BB1 | CSWSA | WTU | SONR_V_A | [DSC]3954, [DSC]3957, [DSC]3959, [DSC]3988, [DSC]6 | No Original Name
SONR | 69 | TOPOLOGY.CSWSA.WTU.SONR.69.5896 | CSWSA | WTU | SONR_L_A | [DSC]4762, [LD]LOAD1 | No Original Name
SONR | 69 | TOPOLOGY.CSWSA.WTU.SONR.69.9BB1 | CSWSA | WTU | SONR_V_B | [DSC]2962, [DSC]2963, [DSC]3951, [DSC]3952, [DSC]3 | No Original Name
SPEN | 69 | TOPOLOGY.CSWSA.WTU.SPEN.69.5365 | CSWSA | WTU | SPEN_L_A | [DSC]4329, [LD]LOAD1 | No Original Name
SPRH | 69 | TOPOLOGY.CSWSA.WTU.SPRH.69.4814 | CSWSA | WTU | SPRH_L_A | [DSC]6446, [LD]LOAD1 | No Original Name
SPRH | 69 | TOPOLOGY.CSWSA.WTU.SPRH.69.9BB1 | CSWSA | WTU | SPRH_V_A | [DSC]4333, [DSC]4338, [DSC]6446 | No Original Name
SPUD | 138 | TOPOLOGY.CSWSA.WTU.SPUD.138.LD1 | CSWSA | WTU | SPUD_L_A | [DSC]4171, [LD]LD1 | No Original Name
SPUR | 138 | TOPOLOGY.CSWSA.WTU.SPUR.138.8BB1 | CSWSA | WTU | SPUR_V_A | [DSC]6074, [DSC]6077, [DSC]6079 | No Original Name
SPUR | 69 | TOPOLOGY.CSWSA.WTU.SPUR.69.5119 | CSWSA | WTU | SPUR_L_A | [DSC]1527, [LD]LOAD2 | No Original Name
SPUR | 69 | TOPOLOGY.CSWSA.WTU.SPUR.69.5120 | CSWSA | WTU | SPUR_L_B | [DSC]2516, [LD]LOAD1 | No Original Name
SPUR | 69 | TOPOLOGY.CSWSA.WTU.SPUR.69.9BB1 | CSWSA | WTU | SPUR_V_B | [DSC]2034, [DSC]5494, [DSC]5497, [DSC]5903 | No Original Name
STAM | 69 | TOPOLOGY.CSWSA.WTU.STAM.69.4818 | CSWSA | WTU | STAM_L_A | [DSC]2486, [LD]LOAD1 | No Original Name
STAM | 69 | TOPOLOGY.CSWSA.WTU.STAM.69.9BB1 | CSWSA | WTU | STAM_V_A | [DSC]2484, [DSC]2486, [DSC]2846 | No Original Name
STAN | 69 | TOPOLOGY.CSWSA.WTU.STAN.69.4822 | CSWSA | WTU | STAN_L_A | [DSC]67, [LD]LOAD1 | No Original Name
STAN | 69 | TOPOLOGY.CSWSA.WTU.STAN.69.9BB1 | CSWSA | WTU | STAN_V_A | [DSC]2092, [DSC]2485, [DSC]5997 | No Original Name
STAP | 69 | TOPOLOGY.CSWSA.WTU.STAP.69.4825 | CSWSA | WTU | STAP_L_A | [DSC]3953, [LD]LOAD1 | No Original Name
STCO | 69 | TOPOLOGY.CSWSA.WTU.STCO.69.5927 | CSWSA | WTU | STCO_L_A | [DSC]5593, [LD]LOAD1 | No Original Name
STCO | 69 | TOPOLOGY.CSWSA.WTU.STCO.69.9BB1 | CSWSA | WTU | STCO_V_A | [DSC]5568, [DSC]5582, [DSC]5587 | No Original Name
STER | 69 | TOPOLOGY.CSWSA.WTU.STER.69.5915 | CSWSA | WTU | STER_L_A | [DSC]1448, [LD]LOAD1 | No Original Name
STER | 69 | TOPOLOGY.CSWSA.WTU.STER.69.9BB1 | CSWSA | WTU | STER_V_A | [DSC]1448, [DSC]1449, [DSC]1452, [DSC]1454, [DSC]1 | No Original Name
STRS | 69 | TOPOLOGY.CSWSA.WTU.STRS.69.5919 | CSWSA | WTU | STRS_L_A | [DSC]5328, [LD]LOAD1 | No Original Name
STRS | 69 | TOPOLOGY.CSWSA.WTU.STRS.69.9BB1 | CSWSA | WTU | STRS_V_A | [DSC]3528, [DSC]3533, [DSC]5328 | No Original Name
STRT | 69 | TOPOLOGY.CSWSA.WTU.STRT.69.9BB1 | CSWSA | WTU | STRT_L_A | [DSC]4132, [DSC]4133, [LD]LOAD1 | No Original Name
SUNV | 69 | TOPOLOGY.CSWSA.WTU.SUNV.69.5931 | CSWSA | WTU | SUNV_L_A | [DSC]3888, [LD]LOAD1 | No Original Name
SUNV | 69 | TOPOLOGY.CSWSA.WTU.SUNV.69.9BB1 | CSWSA | WTU | SUNV_V_A | [DSC]3847, [DSC]3848, [DSC]3888 | No Original Name
SW_MESA | 14 | TOPOLOGY.CSWSA.WTU.SW_MESA.14.0001 | CSWSA | WTU | SW_MESA_R_A | [CB]0001, [UN]SW_MESA | No Original Name
SWEN | 69 | TOPOLOGY.CSWSA.WTU.SWEN.69.4829 | CSWSA | WTU | SWEN_L_A | [DSC]2626, [LD]LOAD1 | No Original Name
SWEN | 69 | TOPOLOGY.CSWSA.WTU.SWEN.69.9BB1 | CSWSA | WTU | SWEN_V_A | [DSC]2625, [DSC]2626, [DSC]2627 | No Original Name
TANK | 69 | TOPOLOGY.CSWSA.WTU.TANK.69.5935 | CSWSA | WTU | TANK_L_A | [DSC]2832, [LD]LOAD1 | No Original Name
TANK | 69 | TOPOLOGY.CSWSA.WTU.TANK.69.9BB1 | CSWSA | WTU | TANK_V_A | [DSC]2732, [DSC]2733, [DSC]2832 | No Original Name
TEXN | 69 | TOPOLOGY.CSWSA.WTU.TEXN.69.5944 | CSWSA | WTU | TEXN_L_A | [LD]LOAD1, [DSC]PF1 | No Original Name
TEXN | 69 | TOPOLOGY.CSWSA.WTU.TEXN.69.9BB1 | CSWSA | WTU | TEXN_V_A | [DSC]2772, [DSC]4758, [DSC]PF1 | No Original Name
TEXT | 69 | TOPOLOGY.CSWSA.WTU.TEXT.69.9BB1 | CSWSA | WTU | TEXT_V_A | [DSC]2771, [DSC]3292, [DSC]3328 | No Original Name
THRM | 69 | TOPOLOGY.CSWSA.WTU.THRM.69.4833 | CSWSA | WTU | THRM_L_A | [DSC]2036, [LD]LOAD1 | No Original Name
THRM | 69 | TOPOLOGY.CSWSA.WTU.THRM.69.9BB1 | CSWSA | WTU | THRM_V_A | [DSC]2036, [DSC]2053, [DSC]6099, [DSC]6102 | No Original Name
TNAF | 138 | TOPOLOGY.CSWSA.WTU.TNAF.138.5954 | CSWSA | WTU | TNAIRPORT41Y | [DSC]138_77, [LD]1651 | Original Not Confirmed
TNAF | 138 | TOPOLOGY.CSWSA.WTU.TNAF.138.BS63 | CSWSA | WTU | TNWDWRDTAP1 | [DSC]138_63, [DSC]A138_60, [DSC]A138_64 | Original Not Confirmed
TNAF | 138 | TOPOLOGY.CSWSA.WTU.TNAF.138.BS70 | CSWSA | WTU | TNAIRPORT41Z | [DSC]138_70, [DSC]138_71, [DSC]A138_67 | Original Not Confirmed
TNFS | 69 | TOPOLOGY.CSWSA.WTU.TNFS.69.0007 | CSWSA | WTU | TNFTSTCKTN0Y | [DSC]DS_SF66145, [LD]LOAD2 | Original Not Confirmed
TNFS | 69 | TOPOLOGY.CSWSA.WTU.TNFS.69.5960 | CSWSA | WTU | TNFTSTCKTN0X | [DSC]DS_SF6669, [LD]LOAD1 | Original Not Confirmed
TNFS | 69 | TOPOLOGY.CSWSA.WTU.TNFS.69.9BB2 | CSWSA | WTU | TNFTSTCKTN0 | [DSC]DS_S6664, [DSC]DS_S6672, [DSC]DSW_A66144, [DS | Original Not Confirmed
TNMP | 69 | TOPOLOGY.CSWSA.WTU.TNMP.69.5940 | CSWSA | WTU | TNMP_L_A | [DSC]4173, [LD]LOAD1 | No Original Name
TNMP | 69 | TOPOLOGY.CSWSA.WTU.TNMP.69.9BB1 | CSWSA | WTU | TNMP_V_A | [DSC]4173, [DSC]4568, [DSC]4583 | No Original Name
TRENT | 13.8 | TOPOLOGY.CSWSA.WTU.TRENT.13.8.0001 | CSWSA | WTU | TRENT_R_A | [UN]TRENT, [XF]UT1 | No Original Name
TRNT | 69 | TOPOLOGY.CSWSA.WTU.TRNT.69.4837 | CSWSA | WTU | TRNT_L_A | [DSC]2847, [LD]LOAD1 | No Original Name
TRNT | 69 | TOPOLOGY.CSWSA.WTU.TRNT.69.9BB1 | CSWSA | WTU | TRNT_V_A | [DSC]2841, [DSC]2842, [DSC]2847 | No Original Name
TRUS | 69 | TOPOLOGY.CSWSA.WTU.TRUS.69.5129 | CSWSA | WTU | TRUS_L_A | [DSC]2367, [LD]LOAD1 | No Original Name
TRUS | 69 | TOPOLOGY.CSWSA.WTU.TRUS.69.9BB1 | CSWSA | WTU | TRUS_V_A | [DSC]2365, [DSC]2366, [DSC]2367, [CB]X_LNTMTR_CB | No Original Name
TSLVILLE | 138 | TOPOLOGY.CSWSA.WTU.TSLVILLE.138.6032 | CSWSA | WTU | TSLVILLE_L_A | [CB]LDSW_1_CB, [LD]TSLVILL1 | No Original Name
TURK | 69 | TOPOLOGY.CSWSA.WTU.TURK.69.5134 | CSWSA | WTU | TURK_L_A | [DSC]2985, [LD]LOAD1 | No Original Name
TURL | 69 | TOPOLOGY.CSWSA.WTU.TURL.69.4993 | CSWSA | WTU | TURL_L_A | [DSC]5528, [LD]LOAD1 | No Original Name
TURL | 69 | TOPOLOGY.CSWSA.WTU.TURL.69.9BB1 | CSWSA | WTU | TURL_V_A | [DSC]5498, [DSC]5501, [DSC]5528 | No Original Name
TUSC | 69 | TOPOLOGY.CSWSA.WTU.TUSC.69.0003 | CSWSA | WTU | TUSC_L_A | [DSC]4432, [LD]LOAD2 | No Original Name
TUSC | 69 | TOPOLOGY.CSWSA.WTU.TUSC.69.4842 | CSWSA | WTU | TUSC_L_B | [DSC]3313, [LD]LOAD1 | No Original Name
TUSC | 69 | TOPOLOGY.CSWSA.WTU.TUSC.69.9BB1 | CSWSA | WTU | TUSC_V_A | [DSC]3303, [DSC]3308, [DSC]3313, [DSC]4453 | No Original Name
TWINBUTE | 138 | TOPOLOGY.CSWSA.WTU.TWINBUTE.138.BB1 | CSWSA | WTU | TWINBUTE_V_A | [DSC]10741, [DSC]10751, [DSC]10752 | No Original Name
TWINBUTE | 138 | TOPOLOGY.CSWSA.WTU.TWINBUTE.138.SAPT | CSWSA | WTU | TWINBUTE_V_B | [DSC]10749, [DSC]10761, [DSC]10772 | No Original Name
TXHA | 69 | TOPOLOGY.CSWSA.WTU.TXHA.69.4846 | CSWSA | WTU | TXHA_L_A | [DSC]1837, [LD]LOAD2 | No Original Name
TXHA | 69 | TOPOLOGY.CSWSA.WTU.TXHA.69.4847 | CSWSA | WTU | TXHA_L_B | [DSC]2825, [LD]LOAD1 | No Original Name
TXHS | 69 | TOPOLOGY.CSWSA.WTU.TXHS.69.4851 | CSWSA | WTU | TXHS_L_A | [DSC]2587, [LD]LOAD1 | No Original Name
VALE | 69 | TOPOLOGY.CSWSA.WTU.VALE.69.4855 | CSWSA | WTU | VALE_L_A | [DSC]3008, [LD]LOAD1 | No Original Name
VALT | 69 | TOPOLOGY.CSWSA.WTU.VALT.69.5974 | CSWSA | WTU | VALT_L_A | [DSC]5588, [LD]LOAD1 | No Original Name
VERH | 69 | TOPOLOGY.CSWSA.WTU.VERH.69.5979 | CSWSA | WTU | VERH_L_A | [DSC]4463, [LD]LOAD1 | No Original Name
VERN | 138 | TOPOLOGY.CSWSA.WTU.VERN.138.8BB1 | CSWSA | WTU | VERN_V_A | [DSC]1433, [DSC]5929, [DSC]5932, [DSC]5934, [DSC]5 | No Original Name
VERN | 69 | TOPOLOGY.CSWSA.WTU.VERN.69.5148 | CSWSA | WTU | VERN_L_A | [CB]CS_7708, [LD]LOAD1 | No Original Name
VERN | 69 | TOPOLOGY.CSWSA.WTU.VERN.69.5149 | CSWSA | WTU | VERN_L_B | [DSC]4633, [LD]LOAD2 | No Original Name
VERN | 69 | TOPOLOGY.CSWSA.WTU.VERN.69.9BB1 | CSWSA | WTU | VERN_V_B | [DSC]111, [DSC]118, [DSC]129, [DSC]1534, [DSC]4633 | No Original Name
VRBS | 69 | TOPOLOGY.CSWSA.WTU.VRBS.69.5983 | CSWSA | WTU | VRBS_L_A | [DSC]5393, [LD]LOAD1 | No Original Name
VRCP | 69 | TOPOLOGY.CSWSA.WTU.VRCP.69.5153 | CSWSA | WTU | VRCP_L_A | [CB]5757_CS, [LD]LOAD1 | No Original Name
WAGR | 69 | TOPOLOGY.CSWSA.WTU.WAGR.69.5171 | CSWSA | WTU | WAGR_L_A | [DSC]2705, [LD]LOAD1 | No Original Name
WCTYHRN2 | 69 | TOPOLOGY.CSWSA.WTU.WCTYHRN2.69.6071 | CSWSA | WTU | WCTYHRN2_L_A | [CB]20A_CB, [LD]WCTYHRL1 | No Original Name
WEIN | 69 | TOPOLOGY.CSWSA.WTU.WEIN.69.4859 | CSWSA | WTU | WEIN_L_A | [DSC]3363, [LD]LOAD1 | No Original Name
WELL_WTU | 138 | TOPOLOGY.CSWSA.WTU.WELL_WTU.138.4863 | CSWSA | WTU | WELL_WTU_L_A | [DSC]2885, [LD]LOAD1 | No Original Name
WINT | 69 | TOPOLOGY.CSWSA.WTU.WINT.69.4867 | CSWSA | WTU | WINT_L_A | [DSC]3732, [LD]LOAD1 | No Original Name
WOOD | 69 | TOPOLOGY.CSWSA.WTU.WOOD.69.4871 | CSWSA | WTU | WOOD_L_A | [DSC]2228, [LD]LOAD1 | No Original Name
WOODWRD1 | 34.5 | TOPOLOGY.CSWSA.WTU.WOODWRD1.34.5.0003 | CSWSA | WTU | WOODWRD1_R_A | [UN]WOODWRD1, [XF]XF | No Original Name
WOODWRD2 | 34.5 | TOPOLOGY.CSWSA.WTU.WOODWRD2.34.5.0001 | CSWSA | WTU | TNWDWRDU2_8 | [UN]WOODWRD2, [XF]XF | Original Not Confirmed
WREA_WTU | 138 | TOPOLOGY.CSWSA.WTU.WREA_WTU.138.4875 | CSWSA | WTU | WREA_WTU_L_A | [DSC]5353, [LD]LOAD1 | No Original Name
WTH_LVOK | 69 | TOPOLOGY.CSWSA.WTU.WTH_LVOK.69.0003 | CSWSA | WTU | WTH_LVOK_L_A | [CB]20A_CS, [LD]WTH_LVL1 | No Original Name
WTH_LVOK | 69 | TOPOLOGY.CSWSA.WTU.WTH_LVOK.69.0011 | CSWSA | WTU | WTH_LVOK_L_B | [CB]20B_CS, [LD]WTH_LVL2 | No Original Name
WTH_RAIL | 69 | TOPOLOGY.CSWSA.WTU.WTH_RAIL.69.6014 | CSWSA | WTU | WTH_RAIL_L_A | [CB]M20CSA, [LD]WTH_RAL1 | No Original Name
WTU_DNTV | 69 | TOPOLOGY.CSWSA.WTU.WTU_DNTV.69.9BB1 | CSWSA | WTU | WTU_DNTV_L_A | [LN]1495, [LD]6631 | No Original Name
WTU_TNNG | 69 | TOPOLOGY.CSWSA.WTU.WTU_TNNG.69.0001 | CSWSA | WTU | TNNRTHNNAT0X | [DSC]A6757, [LD]LOAD2 | Original Not Confirmed
WTU_TNNG | 69 | TOPOLOGY.CSWSA.WTU.WTU_TNNG.69.0009 | CSWSA | WTU | TNNRTHNNAT0W | [DSC]A6754, [LD]LOAD1 | Original Not Confirmed
WTU_WHTB | 69 | TOPOLOGY.CSWSA.WTU.WTU_WHTB.69.0002 | CSWSA | WTU | TNWHITEBKR0Z | [CB]CB_20A, [CB]CB_20B, [LD]WHTB | Original Not Confirmed
WYLE | 138 | TOPOLOGY.CSWSA.WTU.WYLE.138.4879 | CSWSA | WTU | WYLE_L_A | [DSC]2622, [LD]LOAD1 | No Original Name
ADAMSV | 138 | TOPOLOGY.LCRAA.LCRA.ADAMSV.138.0005 | LCRAA | LCRA | ADAMSV_L_A | [DSC]DSW_TS_1, [LD]TEMP_T-1 | New NodeKey
ADAMSV | 138 | TOPOLOGY.LCRAA.LCRA.ADAMSV.138.1383 | LCRAA | LCRA | L_ADAMSV8_1X | [LD]ADAMSVT1, [DSC]DSW_2368, [DSC]DSW_2375 | Original Not Confirmed
ALUMCR | 138 | TOPOLOGY.LCRAA.LCRA.ALUMCR.138.1385 | LCRAA | LCRA | L_ALCRSW8_1V | [LD]ALUMCRT1, [CB]CS_1375, [DSC]HSW_1377 | Original Not Confirmed
ANDICE | 138 | TOPOLOGY.LCRAA.LCRA.ANDICE.138.4828 | LCRAA | LCRA | L_ANDICE9_1V | [DSC]10097, [LD]ANDICET1, [CB]CS_10095 | Original Not Confirmed
ANDICE | 138 | TOPOLOGY.LCRAA.LCRA.ANDICE.138.4830 | LCRAA | LCRA | L_ANDICE9_1S | [LD]ANDICET2, [CB]CS_1475 | Original Not Confirmed
ANDICE | 138 | TOPOLOGY.LCRAA.LCRA.ANDICE.138.696 | LCRAA | LCRA | L_ANDICE9_1Y | [DSC]10089, [DSC]10094, [DSC]10109, [DSC]DSW_10098 | Original Not Confirmed
ANTLER | 138 | TOPOLOGY.LCRAA.LCRA.ANTLER.138.0001 | LCRAA | LCRA | L_ANTLER8_1Y | [DSC]9407, [CB]CS9405, [LD]T1 | Original Not Confirmed
ANTLER | 138 | TOPOLOGY.LCRAA.LCRA.ANTLER.138.0102 | LCRAA | LCRA | ANTLER_L_B | [LD]ANTLER_T2, [CB]CS_12075, [DSC]HSW_12077 | New NodeKey
AUSTPL | 11.5 | TOPOLOGY.LCRAA.LCRA.AUSTPL.11.5.4833 | LCRAA | LCRA | L_AUSTPL1_1W | [UN]AUSTING1, [CB]OCBG1AUS_CB | Original Not Confirmed
AUSTPL | 11.5 | TOPOLOGY.LCRAA.LCRA.AUSTPL.11.5.4835 | LCRAA | LCRA | L_AUSTPL1_1V | [UN]AUSTING2, [CB]OCBG2AUS_CB | Original Not Confirmed
AUSTRO | 138 | TOPOLOGY.LCRAA.LCRA.AUSTRO.138.8301 | LCRAA | LCRA | L_AUSTRO8_1Y | [DSC]AU_301, [DSC]AU_303, [DSC]AU_305, [DSC]AU_308 | Original Not Confirmed
AUSTRO | 138 | TOPOLOGY.LCRAA.LCRA.AUSTRO.138.8302 | LCRAA | LCRA | L_AUSTRO8_1Z | [DSC]AU_302, [DSC]AU_304, [DSC]AU_306, [DSC]AU_309 | Original Not Confirmed
AUSTRO | 345 | TOPOLOGY.LCRAA.LCRA.AUSTRO.345.3455 | LCRAA | LCRA | AUSTROP | [DSC]AU_307, [DSC]AU_6169, [DSC]AU_6179 | Original Not Confirmed
AUSTRO | 345 | TOPOLOGY.LCRAA.LCRA.AUSTRO.345.4539 | LCRAA | LCRA | L_AUSTRO5_1Y | [DSC]AU_6161, [DSC]DSW_6189, [DSC]MOS_6162 | Original Not Confirmed
AUSTRO | 345 | TOPOLOGY.LCRAA.LCRA.AUSTRO.345.4543 | LCRAA | LCRA | AUSTROPY | [DSC]AU_6151, [DSC]DSW_6211, [DSC]MOS_6152 | Original Not Confirmed
AUSTRO | 345 | TOPOLOGY.LCRAA.LCRA.AUSTRO.345.4546 | LCRAA | LCRA | AUSTROPX | [DSC]DSW_6209, [DSC]DSW_6219, [DSC]MOS_6222 | Original Not Confirmed
AUSTRO | 345 | TOPOLOGY.LCRAA.LCRA.AUSTRO.345.4549 | LCRAA | LCRA | AUSTROPW | [DSC]AU_310, [DSC]DSW_6201, [DSC]DSW_6221 | Original Not Confirmed
AUSTRO | 345 | TOPOLOGY.LCRAA.LCRA.AUSTRO.345.4552 | LCRAA | LCRA | AUSTROPV | [DSC]DSW_6199, [DSC]DSW_6229, [DSC]MOS_6232 | Original Not Confirmed
AVERRA | 138 | TOPOLOGY.LCRAA.LCRA.AVERRA.138.0001 | LCRAA | LCRA | L_AVERRA8_1Y | [LD]AVERYT1, [CB]CS_10865, [DSC]HSW_10867 | Original Not Confirmed
AVERRA | 138 | TOPOLOGY.LCRAA.LCRA.AVERRA.138.0003 | LCRAA | LCRA | L_AVERRA8_1X | [LD]AVERYT2, [CB]CS_10855, [DSC]HSW_10857 | Original Not Confirmed
BALCON | 138 | TOPOLOGY.LCRAA.LCRA.BALCON.138.3812 | LCRAA | LCRA | L_BALCON8_1Q | [LD]BALCONT1, [CB]CS_5055_INT, [DSC]DSW_5052 | Original Not Confirmed
BALCON | 138 | TOPOLOGY.LCRAA.LCRA.BALCON.138.3814 | LCRAA | LCRA | L_BALCON8_1O | [LD]BALCONT3, [CB]CS_5105, [DSC]HSW_5107 | Original Not Confirmed
BALCON | 138 | TOPOLOGY.LCRAA.LCRA.BALCON.138.3816 | LCRAA | LCRA | L_BALCON8_1M | [LD]BALCONT4, [CB]CS_5125, [DSC]HSW_5127 | Original Not Confirmed
BALCON | 138 | TOPOLOGY.LCRAA.LCRA.BALCON.138.4919 | LCRAA | LCRA | L_BALCON8_1L | [LD]BALCONT2, [CB]CS_5037 | Original Not Confirmed
BALCON | 138 | TOPOLOGY.LCRAA.LCRA.BALCON.138.8301 | LCRAA | LCRA | L_BALCON8_1Y | [DSC]DSW_5029, [DSC]DSW_5034, [DSC]DSW_5039, [DSC] | Original Not Confirmed
BANDER | 138 | TOPOLOGY.LCRAA.LCRA.BANDER.138.1389 | LCRAA | LCRA | L_BANDER8_1V | [LD]BANDERT1, [CB]CS_8605, [DSC]DSW_8607 | Original Not Confirmed
BASTCI | 138 | TOPOLOGY.LCRAA.LCRA.BASTCI.138.1384 | LCRAA | LCRA | L_BASTCI8_1U | [LD]BASTCIT2, [DSC]DSW_5341, [DSC]DSW_5343 | Original Not Confirmed
BASTCI | 138 | TOPOLOGY.LCRAA.LCRA.BASTCI.138.3810 | LCRAA | LCRA | L_BASTCI8_1T | [LD]BASTCIT1, [DSC]DSW_5331, [DSC]DSW_5333 | Original Not Confirmed
BASTCI | 138 | TOPOLOGY.LCRAA.LCRA.BASTCI.138.8301 | LCRAA | LCRA | L_BASTCI8_1Z | [CB]CS_5345, [DSC]DSW_5309, [DSC]DSW_5319, [DSC]DS | Original Not Confirmed
BASTEN | 18 | TOPOLOGY.LCRAA.LCRA.BASTEN.18.0008 | LCRAA | LCRA | L_BASTEN1_3Y | [XF]1EY-TF-A, [UN]GTG1100 | Original Not Confirmed
BASTEN | 18 | TOPOLOGY.LCRAA.LCRA.BASTEN.18.0009 | LCRAA | LCRA | L_BASTEN1_2Y | [XF]1EY-TF-B, [UN]GTG2100 | Original Not Confirmed
BASTEN | 18 | TOPOLOGY.LCRAA.LCRA.BASTEN.18.0010 | LCRAA | LCRA | L_BASTEN1_1Y | [XF]1EY-TF-C, [UN]ST0100 | Original Not Confirmed
BASTWE | 138 | TOPOLOGY.LCRAA.LCRA.BASTWE.138.1381 | LCRAA | LCRA | L_BASTWE8_1X | [LD]BASTWET1, [CB]CS_10235, [DSC]HSW_10237 | Original Not Confirmed
BEECRE | 138 | TOPOLOGY.LCRAA.LCRA.BEECRE.138.0001 | LCRAA | LCRA | L_BEECRE8_1Z | [LD]BEECRET2, [CB]CS_8445, [DSC]DSW_8447 | Original Not Confirmed
BEECRE | 138 | TOPOLOGY.LCRAA.LCRA.BEECRE.138.1381 | LCRAA | LCRA | L_BEECRE8_1Y | [DSC]10539, [DSC]10549, [DSC]DSW_8434, [DSC]DSW_84 | Original Not Confirmed
BEECRE | 138 | TOPOLOGY.LCRAA.LCRA.BEECRE.138.1384 | LCRAA | LCRA | L_BEECRE8_1V | [LD]BEECRET1, [CB]CS_8435, [DSC]DSW_8437 | Original Not Confirmed
BELLNO | 138 | TOPOLOGY.LCRAA.LCRA.BELLNO.138.5029 | LCRAA | LCRA | L_BELLNO8_1W | [LD]BELLVIT1, [CB]CS_1225 | Original Not Confirmed
BELLSO | 138 | TOPOLOGY.LCRAA.LCRA.BELLSO.138.3835 | LCRAA | LCRA | L_BELLSO8_1R | [LD]BELLSOT1, [CB]CS_11715, [DSC]DSW_11717 | Original Not Confirmed
BELLSO | 138 | TOPOLOGY.LCRAA.LCRA.BELLSO.138.8301 | LCRAA | LCRA | L_BELLSO8_1Y | [DSC]DSW_11739, [DSC]DSW_4059, [DSC]DSW_4079, [DSC | Original Not Confirmed
BELLSO | 138 | TOPOLOGY.LCRAA.LCRA.BELLSO.138.8306 | LCRAA | LCRA | L_BELLSO8_1Z | [DSC]DSW_11709, [DSC]DSW_11729, [DSC]DSW_11759, [D | Original Not Confirmed
BELLSO | 69 | TOPOLOGY.LCRAA.LCRA.BELLSO.69.9401 | LCRAA | LCRA | L_BELLSO9_1Y | [DSC]DSW_1302, [DSC]HSW_1849, [DSC]HSW_1859, [DSC] | Original Not Confirmed
BELLTA | 69 | TOPOLOGY.LCRAA.LCRA.BELLTA.69.692 | LCRAA | LCRA | L_BELLTA9_1X | [LD]BELLTAT1, [DSC]DSW_154 | Original Not Confirmed
BERGHE | 138 | TOPOLOGY.LCRAA.LCRA.BERGHE.138.3813 | LCRAA | LCRA | L_BERGHE8_1U | [LD]BERGHET1, [DSC]DSW_5276, [DSC]DSW_5277 | Original Not Confirmed
BERGHE | 138 | TOPOLOGY.LCRAA.LCRA.BERGHE.138.8301 | LCRAA | LCRA | L_BERGHE8_1Y | [CB]CS_5275, [DSC]DSW_5279, [DSC]DSW_5289, [DSC]DS | Original Not Confirmed
BERNAR | 69 | TOPOLOGY.LCRAA.LCRA.BERNAR.69.692 | LCRAA | LCRA | L_BERNAR9_1Z | [LD]BERNART1, [DSC]DSW_1766, [DSC]DSW_1767 | Original Not Confirmed
BERTRA | 69 | TOPOLOGY.LCRAA.LCRA.BERTRA.69.0006 | LCRAA | LCRA | L_BERTRA9_1X | [DSC]1527, [LD]BERTRAT1, [CB]CS_1525 | Original Not Confirmed
BERTRA | 69 | TOPOLOGY.LCRAA.LCRA.BERTRA.69.1000 | LCRAA | LCRA | L_BERTRA9_1U | [DSC]1517, [LD]BERTRAT2 | Original Not Confirmed
BLANCO | 69 | TOPOLOGY.LCRAA.LCRA.BLANCO.69.691 | LCRAA | LCRA | L_BLANCO9_1Y | [LD]BLANCOT1, [CB]CS_615, [DSC]HSW_617 | Original Not Confirmed
BLOCKH | 138 | TOPOLOGY.LCRAA.LCRA.BLOCKH.138.0001 | LCRAA | LCRA | L_BLOCKH8_1Z | [DSC]10477, [LD]BLOCKHT1, [CB]CS10475 | Original Not Confirmed
BLOCKH | 138 | TOPOLOGY.LCRAA.LCRA.BLOCKH.138.0004 | LCRAA | LCRA | L_BLOCKH8_1V | [DSC]10587, [LD]BLOCKHT2, [CB]CS10585 | Original Not Confirmed
BLOCKH | 138 | TOPOLOGY.LCRAA.LCRA.BLOCKH.138.BB1 | LCRAA | LCRA | L_BLOCKH8_1Y | [DSC]10469, [DSC]10474, [DSC]10478, [DSC]10479, [D | Original Not Confirmed
BLUEBO | 138 | TOPOLOGY.LCRAA.LCRA.BLUEBO.138.0011 | LCRAA | LCRA | L_BLUEBO8_1W | [DSC]6787, [LD]BLUEBOT2, [CB]CS_6785 | Original Not Confirmed
BLUEBO | 138 | TOPOLOGY.LCRAA.LCRA.BLUEBO.138.5063 | LCRAA | LCRA | L_BLUEBO8_1U | [LD]BLUEBOT1, [CB]CS_4715 | Original Not Confirmed
BLUFFT | 69 | TOPOLOGY.LCRAA.LCRA.BLUFFT.69.5064 | LCRAA | LCRA | L_BLUFFT9_1Y | [LD]BLUFFTT1, [DSC]DSW_602 | Original Not Confirmed
BOERNE | 138 | TOPOLOGY.LCRAA.LCRA.BOERNE.138.3813 | LCRAA | LCRA | L_BOERNE8_1R | [LD]BOERNET2, [DSC]DSW_5424, [DSC]DSW_5426 | Original Not Confirmed
BOERNE | 138 | TOPOLOGY.LCRAA.LCRA.BOERNE.138.3814 | LCRAA | LCRA | L_BOERNE8_1Q | [LD]BOERNET1, [DSC]DSW_5414, [DSC]DSW_5416 | Original Not Confirmed
BOERNE | 138 | TOPOLOGY.LCRAA.LCRA.BOERNE.138.8301 | LCRAA | LCRA | L_BOERNE8_1Y | [DSC]DSW_10659, [DSC]DSW_5379, [DSC]DSW_5389, [DSC | Original Not Confirmed
BRENHA | 138 | TOPOLOGY.LCRAA.LCRA.BRENHA.138.0005 | LCRAA | LCRA | L_BRENHA8_1X | [LD]BRENHAT2, [CB]CS_2565, [DSC]HSW_2567 | Original Not Confirmed
BRENHA | 138 | TOPOLOGY.LCRAA.LCRA.BRENHA.138.1382 | LCRAA | LCRA | L_BRENHA8_1Y | [LN]199T199, [DSC]DSW_11509, [DSC]DSW_2511, [DSC]D | Original Not Confirmed
BRENHA | 138 | TOPOLOGY.LCRAA.LCRA.BRENHA.138.1388 | LCRAA | LCRA | L_BRENHA8_1Q | [LD]BRENHAT1, [CB]CS_2515 | Original Not Confirmed
BRENHA | 138 | TOPOLOGY.LCRAA.LCRA.BRENHA.138.3810 | LCRAA | LCRA | L_BRENHA8_1S | [LD]BRENHAT3, [CB]CS_2605, [DSC]HSW_2602 | Original Not Confirmed
BRENHA | 138 | TOPOLOGY.LCRAA.LCRA.BRENHA.138.8000 | LCRAA | LCRA | L_BRENHA8_1P | [DSC]DSW_2566, [LD]MOBILE_L1 | Original Not Confirmed
BRENNO | 138 | TOPOLOGY.LCRAA.LCRA.BRENNO.138.0024 | LCRAA | LCRA | L_BRENNO8_1V | [CB]12195_CS, [DSC]12197, [LD]T2 | Original Not Confirmed
BRENNO | 138 | TOPOLOGY.LCRAA.LCRA.BRENNO.138.0056 | LCRAA | LCRA | L_BRENNO8_1R | [CB]12205_CS, [DSC]12207, [LD]T1 | Original Not Confirmed
BUCHAN | 6.9 | TOPOLOGY.LCRAA.LCRA.BUCHAN.6.9.5149 | LCRAA | LCRA | L_BUCHAN1_3Z | [UN]BUCHANG1, [CB]OCB_G1_CB | Original Not Confirmed
BUCHAN | 6.9 | TOPOLOGY.LCRAA.LCRA.BUCHAN.6.9.5150 | LCRAA | LCRA | L_BUCHAN1_3X | [UN]BUCHANG2, [CB]OCB_G2_CB | Original Not Confirmed
BUCHAN | 6.9 | TOPOLOGY.LCRAA.LCRA.BUCHAN.6.9.5151 | LCRAA | LCRA | L_BUCHAN1_3W | [UN]BUCHANG3, [CB]OCB_G3B_CB | Original Not Confirmed
BUCHAN | 69 | TOPOLOGY.LCRAA.LCRA.BUCHAN.69.9401 | LCRAA | LCRA | L_BUCHAN9_1Y | [DSC]DSW_519, [DSC]DSW_571, [DSC]DSW_609 | Original Not Confirmed
BUCHAN | 69 | TOPOLOGY.LCRAA.LCRA.BUCHAN.69.9406 | LCRAA | LCRA | L_BUCHAN9_1Z | [DSC]DSW_569, [DSC]DSW_579, [DSC]DSW_589 | Original Not Confirmed
BUDA | 138 | TOPOLOGY.LCRAA.LCRA.BUDA.138.3824 | LCRAA | LCRA | L_BUDA__8_1T | [LD]BUDA_T3, [CB]CS_5485, [DSC]DSW_5487 | Original Not Confirmed
BUDA | 138 | TOPOLOGY.LCRAA.LCRA.BUDA.138.5172 | LCRAA | LCRA | L_BUDA__8_1R | [LD]BUDA_T1, [CB]CS_5475 | Original Not Confirmed
BUDA | 138 | TOPOLOGY.LCRAA.LCRA.BUDA.138.8301 | LCRAA | LCRA | L_BUDA__8_1Y | [DSC]DSW_5469, [DSC]DSW_5474, [DSC]DSW_5479, [DSC] | Original Not Confirmed
BUDA | 69 | TOPOLOGY.LCRAA.LCRA.BUDA.69.693 | LCRAA | LCRA | L_BUDA__9_1Y | [DSC]DSW_543, [DSC]DSW_588, [DSC]HSW_539 | Original Not Confirmed
BURNET | 138 | TOPOLOGY.LCRAA.LCRA.BURNET.138.0002 | LCRAA | LCRA | L_BURNET8_1X | [DSC]10346, [LD]BURNETT1, [DSC]DSW_10343 | Original Not Confirmed
BURNET | 138 | TOPOLOGY.LCRAA.LCRA.BURNET.138.3824 | LCRAA | LCRA | L_BURNET8_1Q | [LD]BURNETT2, [DSC]DSW_3016, [DSC]DSW_3017 | Original Not Confirmed
BURNET | 138 | TOPOLOGY.LCRAA.LCRA.BURNET.138.8301 | LCRAA | LCRA | L_BURNET8_1Y | [DSC]10344, [DSC]DSW_2999, [DSC]DSW_3009, [DSC]DSW | Original Not Confirmed
BURNET | 69 | TOPOLOGY.LCRAA.LCRA.BURNET.69.9401 | LCRAA | LCRA | L_BURNET9_1U | [DSC]DSW_1554, [DSC]HSW_1549, [DSC]HSW_1579, [DSC] | Original Not Confirmed
BURTON | 69 | TOPOLOGY.LCRAA.LCRA.BURTON.69.5227 | LCRAA | LCRA | L_BURTON9_1Z | [LD]BURTONT1, [DSC]DSW_1298 | Original Not Confirmed
BURTON | 69 | TOPOLOGY.LCRAA.LCRA.BURTON.69.5229 | LCRAA | LCRA | L_BURTON9_1W | [LD]BURTONT2, [DSC]DSW_1246 | Original Not Confirmed
BUTLER | 138 | TOPOLOGY.LCRAA.LCRA.BUTLER.138.5233 | LCRAA | LCRA | L_BUTLER8_1W | [LD]BUTLERT1, [CB]CS_4035, [DSC]HSW_4037 | Original Not Confirmed
BUTTER | 138 | TOPOLOGY.LCRAA.LCRA.BUTTER.138.0007 | LCRAA | LCRA | L_BUTTER8_1Z | [LD]BUTTERT3, [CB]CS_10455, [DSC]HSW_10457 | Original Not Confirmed
BUTTER | 138 | TOPOLOGY.LCRAA.LCRA.BUTTER.138.1388 | LCRAA | LCRA | L_BUTTER8_1T | [LD]BUTTERT1, [CB]CS_8895, [DSC]DSW_8897 | Original Not Confirmed
BUTTER | 138 | TOPOLOGY.LCRAA.LCRA.BUTTER.138.3812 | LCRAA | LCRA | L_BUTTER8_1R | [LD]BUTTERT2, [CB]CS_8905, [DSC]HSW_8907 | Original Not Confirmed
BUTTER | 138 | TOPOLOGY.LCRAA.LCRA.BUTTER.138.8301 | LCRAA | LCRA | L_BUTTER8_1Y | [DSC]DSW_10439, [DSC]DSW_8889, [DSC]DSW_8894, [DSC | Original Not Confirmed
CAMPBO | 138 | TOPOLOGY.LCRAA.LCRA.CAMPBO.138.0001 | LCRAA | LCRA | L_CAMPBO8_1Y | [LD]CAMPBO, [CB]CS_5625 | Original Not Confirmed
CAMPGA | 69 | TOPOLOGY.LCRAA.LCRA.CAMPGA.69.5253 | LCRAA | LCRA | L_CAMPGA9_1Z | [DSC]477, [LD]CAMPGAT1, [CB]CS_475 | Original Not Confirmed
CANYHY | 4.2 | TOPOLOGY.LCRAA.LCRA.CANYHY.4.2.0001 | LCRAA | LCRA | CANYHY_R_A | [UN]CANYHYG1, [CB]G1 | No Original Name
CANYHY | 4.2 | TOPOLOGY.LCRAA.LCRA.CANYHY.4.2.0006 | LCRAA | LCRA | CANYHY_R_B | [UN]CANYHYG2, [CB]G2 | No Original Name
CANYON | 138 | TOPOLOGY.LCRAA.LCRA.CANYON.138.8301 | LCRAA | LCRA | L_CANYON8_1Y | [DSC]DSW_10259, [DSC]DSW_19599, [DSC]DSW_3159, [DS | Original Not Confirmed
CANYON | 69 | TOPOLOGY.LCRAA.LCRA.CANYON.69.9401 | LCRAA | LCRA | L_CANYON9_1Y | [DSC]HSW_1999, [DSC]HSW_2019, [DSC]HSW_2029, [DSC] | Original Not Confirmed
CAPOTE | 69 | TOPOLOGY.LCRAA.LCRA.CAPOTE.69.5294 | LCRAA | LCRA | L_CAPOTE9_1U | [LD]CAPOTET1, [CB]CS_9565 | Original Not Confirmed
CAPRIDGE | 34.5 | TOPOLOGY.LCRAA.LCRA.CAPRIDGE.34.5.0202 | LCRAA | LCRA | CAPRIDGE_R_A | [DSC]89T1_3, [UN]CR2 | New NodeKey
CAPRIDGE | 34.5 | TOPOLOGY.LCRAA.LCRA.CAPRIDGE.34.5.0302 | LCRAA | LCRA | CAPRIDGE_R_B | [DSC]89L3, [UN]CR1 | New NodeKey
CASTEL | 69 | TOPOLOGY.LCRAA.LCRA.CASTEL.69.5297 | LCRAA | LCRA | L_CASTEL9_1X | [DSC]536, [LD]CASTELT1 | Original Not Confirmed
CEDAHI | 138 | TOPOLOGY.LCRAA.LCRA.CEDAHI.138.3811 | LCRAA | LCRA | L_CEDAHI8_1W | [LD]CEDAHIT1, [CB]CS_6445, [DSC]HSW_6447 | Original Not Confirmed
CEDAHI | 138 | TOPOLOGY.LCRAA.LCRA.CEDAHI.138.8301 | LCRAA | LCRA | L_CEDAHI8_1V | [DSC]DSW_6449, [DSC]DSW_6459, [DSC]DSW_6469 | Original Not Confirmed
CEDAVA | 138 | TOPOLOGY.LCRAA.LCRA.CEDAVA.138.1382 | LCRAA | LCRA | L_CEDAVA8_1W | [LD]CEDAVAT2, [CB]CS_3485_INT, [DSC]HSW_3484 | Original Not Confirmed
CEDAVA | 138 | TOPOLOGY.LCRAA.LCRA.CEDAVA.138.1383 | LCRAA | LCRA | L_CEDAVA8_1S | [LD]CEDAVAT1, [CB]CS_3415 | Original Not Confirmed
CEDAVA | 138 | TOPOLOGY.LCRAA.LCRA.CEDAVA.138.8301 | LCRAA | LCRA | L_CEDAVA8_1X | [DSC]DSW_3488, [DSC]DSW_3492, [DSC]DSW_9059, [DSC] | Original Not Confirmed
CENTEX | 69 | TOPOLOGY.LCRAA.LCRA.CENTEX.69.6912 | LCRAA | LCRA | L_CENTEX9_1X | [LD]CENTEXT4, [DSC]DSW_1945, [DSC]HSW_1939 | Original Not Confirmed
CENTEX | 69 | TOPOLOGY.LCRAA.LCRA.CENTEX.69.6913 | LCRAA | LCRA | L_CENTEX9_1W | [LD]CENTEXT3, [DSC]DSW_1945, [DSC]HSW_1949 | Original Not Confirmed
CENTEX | 69 | TOPOLOGY.LCRAA.LCRA.CENTEX.69.6914 | LCRAA | LCRA | L_CENTEX9_1V | [LD]CENTEXT2, [DSC]DSW_2435, [DSC]HSW_2429 | Original Not Confirmed
CENTEX | 69 | TOPOLOGY.LCRAA.LCRA.CENTEX.69.6915 | LCRAA | LCRA | L_CENTEX9_1U | [LD]CENTEXT1, [DSC]DSW_2435, [DSC]HSW_2419 | Original Not Confirmed
CHAPHI | 138 | TOPOLOGY.LCRAA.LCRA.CHAPHI.138.5366 | LCRAA | LCRA | L_CHAPHI8_1V | [LD]CHAPHIT1, [CB]CS2005, [DSC]HSW_2017 | Original Not Confirmed
CHIEBR | 138 | TOPOLOGY.LCRAA.LCRA.CHIEBR.138.0003 | LCRAA | LCRA | CHIEBR_L_A | [LD]CHIEBR_T-2, [DSC]DSW_8674, [DSC]DSW_8676 | New NodeKey
CHIEBR | 138 | TOPOLOGY.LCRAA.LCRA.CHIEBR.138.1385 | LCRAA | LCRA | L_CHIEBR8_1Z | [LD]CHIEBRT1, [DSC]DSW_8666, [DSC]DSW_8667 | Original Not Confirmed
CHIEBR | 138 | TOPOLOGY.LCRAA.LCRA.CHIEBR.138.8301 | LCRAA | LCRA | L_CHIEBR8_1Y | [DSC]DSW_8664, [DSC]DSW_8669, [DSC]DSW_8677, [DSC] | Original Not Confirmed
CIBOLO | 138 | TOPOLOGY.LCRAA.LCRA.CIBOLO.138.0006 | LCRAA | LCRA | L_CIBOLO8_1V | [DSC]10637, [LD]CIBOLOT1, [CB]CS10635 | Original Not Confirmed
CIBOLO | 138 | TOPOLOGY.LCRAA.LCRA.CIBOLO.138.0016 | LCRAA | LCRA | L_CIBOLO8_1U | [DSC]10647, [LD]CIBOLOT2, [CB]CS10645 | Original Not Confirmed
CIBOLO | 138 | TOPOLOGY.LCRAA.LCRA.CIBOLO.138.8301 | LCRAA | LCRA | L_CIBOLO8_1Y | [DSC]10634, [DSC]10644, [DSC]DSW_5709LBW, [DSC]DSW | Original Not Confirmed
CICO | 138 | TOPOLOGY.LCRAA.LCRA.CICO.138.3814 | LCRAA | LCRA | L_CICO__8_1S | [LD]CICO_T4, [DSC]DSW_7071, [DSC]DSW_7073 | Original Not Confirmed
CICO | 138 | TOPOLOGY.LCRAA.LCRA.CICO.138.3817 | LCRAA | LCRA | L_CICO__8_1P | [LD]CICO_T3, [DSC]DSW_7081, [DSC]DSW_7083 | Original Not Confirmed
CICO | 138 | TOPOLOGY.LCRAA.LCRA.CICO.138.8301 | LCRAA | LCRA | L_CICO__8_1Y | [DSC]DSW_5809, [DSC]DSW_5819, [DSC]DSW_7069, [DSC] | Original Not Confirmed
COLORA | 69 | TOPOLOGY.LCRAA.LCRA.COLORA.69.0021 | LCRAA | LCRA | L_SHELCO9_1W | [LD]COLORAT1, [DSC]DSW_9533, [DSC]HSW_9531 | Original Not Confirmed
COLTON | 138 | TOPOLOGY.LCRAA.LCRA.COLTON.138.1387 | LCRAA | LCRA | L_COLTON8_1W | [CB]8745_CS, [DSC]BYP_8747, [LD]COLTONT1 | Original Not Confirmed
COMAL | 138 | TOPOLOGY.LCRAA.LCRA.COMAL.138.5464 | LCRAA | LCRA | L_COMAL_8_1Q | [CB]2524_CS, [LD]COMAL_T1, [DSC]HSW_2527 | Original Not Confirmed
COMAL | 138 | TOPOLOGY.LCRAA.LCRA.COMAL.138.5466 | LCRAA | LCRA | L_COMAL_8_1N | [CB]2532_CS, [LD]COMAL_T3 | Original Not Confirmed
COMAL | 138 | TOPOLOGY.LCRAA.LCRA.COMAL.138.5468 | LCRAA | LCRA | L_COMAL_8_1P | [CB]2548_CS, [LD]COMAL_T2, [DSC]HSW_2547 | Original Not Confirmed
COMAL | 138 | TOPOLOGY.LCRAA.LCRA.COMAL.138.8301 | LCRAA | LCRA | L_COMAL_8_1Y | [DSC]DSW_3306, [DSC]DSW_3749, [DSC]DSW_3859, [DSC] | Original Not Confirmed
COPPCV | 138 | TOPOLOGY.LCRAA.LCRA.COPPCV.138.0010 | LCRAA | LCRA | L_COPPCO8_1V | [CB]6635_CS, [DSC]BYP_6637, [LD]COPPCVT1 | Original Not Confirmed
CORONA | 138 | TOPOLOGY.LCRAA.LCRA.CORONA.138.BB2 | LCRAA | LCRA | CORONA_V_A | [DSC]DSW_13049, [DSC]DSW_13079, [DSC]DSW_13109, [D | New NodeKey
COST | 69 | TOPOLOGY.LCRAA.LCRA.COST.69.5502 | LCRAA | LCRA | L_COST__9_1W | [LD]COST_T1, [DSC]DSW_312 | Original Not Confirmed
CRANMI | 138 | TOPOLOGY.LCRAA.LCRA.CRANMI.138.0002 | LCRAA | LCRA | L_CRANMI8_1X | [LD]CRANMIT2, [CB]CS8695_CS, [DSC]HSW_8697 | Original Not Confirmed
CRANMI | 138 | TOPOLOGY.LCRAA.LCRA.CRANMI.138.1383 | LCRAA | LCRA | L_CRANMI8_1U | [DSC]BYP_8587, [LD]CRANMIT1, [CB]CS8585_CS | Original Not Confirmed
CRANMI | 138 | TOPOLOGY.LCRAA.LCRA.CRANMI.138.8401 | LCRAA | LCRA | L_CRANMI8_1Y | [DSC]DSW_8579, [DSC]DSW_8583, [DSC]DSW_8586, [DSC] | Original Not Confirmed
CTECBU | 69 | TOPOLOGY.LCRAA.LCRA.CTECBU.69.5520 | LCRAA | LCRA | L_CTECBU9_1R | [LD]CTECBUT2, [DSC]DSW_8284 | Original Not Confirmed
CTECBU | 69 | TOPOLOGY.LCRAA.LCRA.CTECBU.69.6914 | LCRAA | LCRA | L_CTECBU9_1T | [LD]CTECBUT1, [DSC]DSW_8254, [DSC]DSW_8257 | Original Not Confirmed
CTECBU | 69 | TOPOLOGY.LCRAA.LCRA.CTECBU.69.9401 | LCRAA | LCRA | L_CTECBU9_1Y | [DSC]DSW_8249, [DSC]DSW_8259, [DSC]DSW_8264, [DSC] | Original Not Confirmed
CUERO | 138 | TOPOLOGY.LCRAA.LCRA.CUERO.138.0300 | LCRAA | LCRA | CUERO_L_A | [CB]CS4255, [LD]CUEROT-4, [DSC]HSW4258 | New NodeKey
CUERO | 138 | TOPOLOGY.LCRAA.LCRA.CUERO.138.3814 | LCRAA | LCRA | L_CUERO_8_1W | [CB]CS4285_CS, [DSC]DSW_4287, [LD]T-1 | Original Not Confirmed
CUERO | 138 | TOPOLOGY.LCRAA.LCRA.CUERO.138.3815 | LCRAA | LCRA | L_CUERO_8_1V | [CB]CS4295_CS, [DSC]DSW_4297, [LD]T-2 | Original Not Confirmed
CUERO | 138 | TOPOLOGY.LCRAA.LCRA.CUERO.138.8301 | LCRAA | LCRA | L_CUERO_8_1Y | [DSC]DSW_4276, [DSC]DSW_4279, [DSC]DSW_4284, [DSC] | Original Not Confirmed
CUSHMA | 138 | TOPOLOGY.LCRAA.LCRA.CUSHMA.138.5554 | LCRAA | LCRA | L_CUSHMA8_1Z | [CB]CS4305_CS, [LD]CUSHMAT1 | Original Not Confirmed
CYPRCR | 138 | TOPOLOGY.LCRAA.LCRA.CYPRCR.138.0001 | LCRAA | LCRA | L_CYPRCR9_1Y | [CB]CS_1445, [LD]CYPRCRT1, [DSC]HSW_1447 | Original Not Confirmed
DALE | 69 | TOPOLOGY.LCRAA.LCRA.DALE.69.691 | LCRAA | LCRA | L_DALE__9_1Z | [LD]DALE_T1, [DSC]DSW_1004 | Original Not Confirmed
DEANVI | 138 | TOPOLOGY.LCRAA.LCRA.DEANVI.138.1383 | LCRAA | LCRA | L_DEANVI8_1W | [LD]DEANVIT1, [DSC]DSW_8144, [DSC]DSW_8147 | Original Not Confirmed
DEANVI | 138 | TOPOLOGY.LCRAA.LCRA.DEANVI.138.8301 | LCRAA | LCRA | L_DEANVI8_1Y | [DSC]DSW_8139, [DSC]DSW_8146, [DSC]DSW_8159, [DSC] | Original Not Confirmed
DELAWARE | 34.5 | TOPOLOGY.LCRAA.LCRA.DELAWARE.34.5.3459 | LCRAA | LCRA | L_DELAWA1_1Y | [ZBR]KUN_DEL, [UN]WIND_NWP | Original Not Confirmed
DEVIHI | 138 | TOPOLOGY.LCRAA.LCRA.DEVIHI.138.1382 | LCRAA | LCRA | L_DEVIHI8_1Z | [CB]CS5685_CS, [LD]DEVIHIT1, [DSC]DSW_5687 | Original Not Confirmed
DOSS | 69 | TOPOLOGY.LCRAA.LCRA.DOSS.69.5585 | LCRAA | LCRA | L_DOSS__9_1Y | [LD]DOSS_T1, [DSC]DSW_914 | Original Not Confirmed
DRIPSP | 138 | TOPOLOGY.LCRAA.LCRA.DRIPSP.138.0007 | LCRAA | LCRA | L_DRIPSP8_1W | [CB]CS2595_CS, [LD]DRIPSPT1, [DSC]DSW_2594 | Original Not Confirmed
DRIPSP | 138 | TOPOLOGY.LCRAA.LCRA.DRIPSP.138.0022 | LCRAA | LCRA | L_DRIPSP8_1T | [CB]CS2585_CS, [LD]DRIPSPT2, [DSC]DSW_2587 | Original Not Confirmed
DUTTON | 69 | TOPOLOGY.LCRAA.LCRA.DUTTON.69.5518 | LCRAA | LCRA | DUTTON_L_A | [DSC]DSW_942, [LD]DUTTONL1 | No Original Name
EBABES | 138 | TOPOLOGY.LCRAA.LCRA.EBABES.138.1382 | LCRAA | LCRA | L_EBABSM8_1Z | [DSC]DSW_3778, [LD]EBABEST1 | Original Not Confirmed
ECKERT | 69 | TOPOLOGY.LCRAA.LCRA.ECKERT.69.5612 | LCRAA | LCRA | L_ECKERT9_1V | [DSC]DSW_576, [LD]ECKERTT1 | Original Not Confirmed
ENGLE | 138 | TOPOLOGY.LCRAA.LCRA.ENGLE.138.0001 | LCRAA | LCRA | ENGLE_L_A | [CB]CS_4695, [LD]ENGLE_T1 | New NodeKey
ENGLE | 138 | TOPOLOGY.LCRAA.LCRA.ENGLE.138.0100 | LCRAA | LCRA | ENGLE_L_B | [DSC]DSW_TS_1, [LD]TEMP_T-1 | New NodeKey
ESCARP | 138 | TOPOLOGY.LCRAA.LCRA.ESCARP.138.0100 | LCRAA | LCRA | ESCARP_L_A | [CB]CS_19645, [LD]ESCARP_T_2, [DSC]HSW_19647 | New NodeKey
ESCARP | 138 | TOPOLOGY.LCRAA.LCRA.ESCARP.138.1383 | LCRAA | LCRA | ESCARP_L_B | [CB]CS_19635, [LD]ESCARP_T_1, [DSC]HSW_19637 | New NodeKey
EVANT | 138 | TOPOLOGY.LCRAA.LCRA.EVANT.138.1382 | LCRAA | LCRA | L_EVANT_8_1Z | [DSC]DSW_2385, [DSC]DSW_2387, [LD]EVANT_T1 | Original Not Confirmed
FAIRLA | 138 | TOPOLOGY.LCRAA.LCRA.FAIRLA.138.1382 | LCRAA | LCRA | L_FAIRLA8_1W | [DSC]10377, [CB]CS10375, [LD]FAIRLAT1 | Original Not Confirmed
FAIRLA | 138 | TOPOLOGY.LCRAA.LCRA.FAIRLA.138.BB1 | LCRAA | LCRA | L_FAIRLA8_1Y | [DSC]10369, [DSC]10373, [DSC]10374, [DSC]10379, [D | Original Not Confirmed
FAIROA | 138 | TOPOLOGY.LCRAA.LCRA.FAIROA.138.1384 | LCRAA | LCRA | L_FAIROA8_1W | [DSC]BYP_9337, [CB]CS9335_CS, [LD]FAIROAT1 | Original Not Confirmed
FAYETT | 138 | TOPOLOGY.LCRAA.LCRA.FAYETT.138.0010 | LCRAA | LCRA | L_FAYETT8_1N | [CB]CS_18915, [LD]FAYETT_T3 | Original Not Confirmed
FAYETT | 138 | TOPOLOGY.LCRAA.LCRA.FAYETT.138.8301 | LCRAA | LCRA | L_FAYETT8_1Y | [DSC]DSW_18909, [DSC]DSW_2389, [DSC]DSW_2629, [DSC | Original Not Confirmed
FAYETT | 138 | TOPOLOGY.LCRAA.LCRA.FAYETT.138.8302 | LCRAA | LCRA | L_FAYETT8_1Z | [DSC]DSW_18919, [DSC]DSW_2399, [DSC]DSW_2539, [DSC | Original Not Confirmed
FERGUS | 22.8 | TOPOLOGY.LCRAA.LCRA.FERGUS.22.8.5729 | LCRAA | LCRA | L_FERGUS1_1Y | [XF]1_GSUT1, [UN]FERGUSG1 | Original Not Confirmed
FISCHE | 138 | TOPOLOGY.LCRAA.LCRA.FISCHE.138.694 | LCRAA | LCRA | L_FISCHE8_1V | [CB]CS_885, [LD]FISCHET1, [DSC]HSW_886 | Original Not Confirmed
FISCHE | 138 | TOPOLOGY.LCRAA.LCRA.FISCHE.138.700 | LCRAA | LCRA | FISCHE_L_B | [CB]CS_8935, [LD]FISCHET-2, [DSC]HSW_8937 | New NodeKey
FLATON | 138 | TOPOLOGY.LCRAA.LCRA.FLATON.138.5736 | LCRAA | LCRA | L_FLATON8_1S | [CB]CS3465_CS, [LD]FLATONT2 | Original Not Confirmed
FLATON | 138 | TOPOLOGY.LCRAA.LCRA.FLATON.138.8301 | LCRAA | LCRA | L_FLATON8_1Y | [DSC]DSW_3419, [DSC]DSW_3449, [DSC]DSW_3459, [DSC] | Original Not Confirmed
FLATON | 69 | TOPOLOGY.LCRAA.LCRA.FLATON.69.9401 | LCRAA | LCRA | L_FLATON9_1W | [DSC]HSW_929, [DSC]HSW_949, [DSC]HSW_959 | Original Not Confirmed
FLATRO | 138 | TOPOLOGY.LCRAA.LCRA.FLATRO.138.1382 | LCRAA | LCRA | L_FLATRO8_1Z | [DSC]DSW_1746, [DSC]DSW_1748, [LD]FLATROT1 | Original Not Confirmed
FPP138 | 138 | TOPOLOGY.LCRAA.LCRA.FPP138.138.3838 | LCRAA | LCRA | L_FAYEPL8_1U | [DSC]DSW_2701, [DSC]DSW_2703, [LD]T1STRT1_2 | Original Not Confirmed
FPP138 | 138 | TOPOLOGY.LCRAA.LCRA.FPP138.138.3842 | LCRAA | LCRA | L_FAYEPL8_1T | [DSC]DSW_2693, [DSC]DSW_2694, [LD]T2CNST | Original Not Confirmed
FPP138 | 138 | TOPOLOGY.LCRAA.LCRA.FPP138.138.3843 | LCRAA | LCRA | L_FAYEPL8_1S | [DSC]DSW_8131, [DSC]DSW_8133, [LD]T3STRT_3 | Original Not Confirmed
FPP138 | 138 | TOPOLOGY.LCRAA.LCRA.FPP138.138.8301 | LCRAA | LCRA | L_FAYEPL8_1Y | [CB]CS2695_CS, [DSC]DSW_2699, [DSC]DSW_2709, [DSC] | Original Not Confirmed
FPPRIP | 138 | TOPOLOGY.LCRAA.LCRA.FPPRIP.138.5786 | LCRAA | LCRA | L_FARIPU8_1Z | [DSC]DSW_2396, [LD]FPPRIPT1 | Original Not Confirmed
FPPYD1 | 22.8 | TOPOLOGY.LCRAA.LCRA.FPPYD1.22.8.0004 | LCRAA | LCRA | L_FPPYD11_2Z | [UN]FPP_G2, [CB]G_GENR2_CB | Original Not Confirmed
FPPYD1 | 22.8 | TOPOLOGY.LCRAA.LCRA.FPPYD1.22.8.0006 | LCRAA | LCRA | L_FPPYD11_2X | [UN]FPP_G1, [CB]G_GENR1_CB | Original Not Confirmed
FPPYD1 | 345 | TOPOLOGY.LCRAA.LCRA.FPPYD1.345.5201 | LCRAA | LCRA | L_FPPYD15_1Y | [DSC]DSW_7109, [DSC]DSW_7119, [DSC]DSW_7129, [DSC] | Original Not Confirmed
FPPYD1 | 345 | TOPOLOGY.LCRAA.LCRA.FPPYD1.345.5202 | LCRAA | LCRA | L_FPPYD15_1Z | [DSC]DSW_7209, [DSC]DSW_7219, [DSC]DSW_7229, [DSC] | Original Not Confirmed
FPPYD2 | 28 | TOPOLOGY.LCRAA.LCRA.FPPYD2.28.0001 | LCRAA | LCRA | L_FPPYD21_3Y | [UN]FPP_G3, [CB]G_GENR3_CB | Original Not Confirmed
FPPYD2 | 345 | TOPOLOGY.LCRAA.LCRA.FPPYD2.345.5BB1 | LCRAA | LCRA | L_FPPYD25_1Y | [DSC]7099, [DSC]7149, [DSC]7159, [DSC]7309 | Original Not Confirmed
FPPYD2 | 345 | TOPOLOGY.LCRAA.LCRA.FPPYD2.345.5BB2 | LCRAA | LCRA | L_FPPYD25_1Z | [DSC]7249, [DSC]7259, [DSC]7269, [DSC]7319 | Original Not Confirmed
FRDTRN | 69 | TOPOLOGY.LCRAA.LCRA.FRDTRN.69.4811 | LCRAA | LCRA | L_FORDTR9_1Y | [DSC]DSW_301, [LD]FRDTRNL1 | Original Not Confirmed
FREDER | 138 | TOPOLOGY.LCRAA.LCRA.FREDER.138.0001 | LCRAA | LCRA | L_FREDER8_1Z | [CB]CS9805, [DSC]DSW_9807, [LD]FREDERT3 | Original Not Confirmed
FREDER | 138 | TOPOLOGY.LCRAA.LCRA.FREDER.138.138A | LCRAA | LCRA | L_FREDER8_1W | [DSC]DSW_9799, [DSC]DSW_9802, [DSC]DSW_9803 | Original Not Confirmed
FREDER | 138 | TOPOLOGY.LCRAA.LCRA.FREDER.138.5850 | LCRAA | LCRA | L_FREDER8_1S | [CB]CS4705, [LD]FREDERT1, [DSC]HSW_4707 | Original Not Confirmed
FREIHE | 138 | TOPOLOGY.LCRAA.LCRA.FREIHE.138.5853 | LCRAA | LCRA | L_FREIHE8_1U | [CB]CS3545, [LD]FREIHIT3, [DSC]HSW3547 | Original Not Confirmed
FREIHE | 138 | TOPOLOGY.LCRAA.LCRA.FREIHE.138.5860 | LCRAA | LCRA | L_FREIHE8_1T | [CB]CS3525, [LD]FREIHIT2 | Original Not Confirmed
FREIHE | 138 | TOPOLOGY.LCRAA.LCRA.FREIHE.138.5861 | LCRAA | LCRA | L_FREIHE8_1S | [CB]CS3515, [LD]FREIHIT1 | Original Not Confirmed
FREIHE | 138 | TOPOLOGY.LCRAA.LCRA.FREIHE.138.8301 | LCRAA | LCRA | L_FREIHE8_1W | [DSC]DSW_8449, [DSC]DSW_8459, [DSC]DSW_8544 | Original Not Confirmed
FRELSB | 138 | TOPOLOGY.LCRAA.LCRA.FRELSB.138.5868 | LCRAA | LCRA | L_FRELSB8_1W | [CB]CS2685, [LD]FRELSBT1 | Original Not Confirmed
FRIEND | 138 | TOPOLOGY.LCRAA.LCRA.FRIEND.138.0106 | LCRAA | LCRA | FRIEND_L_A | [LD]TEMP_T-1, [DSC]TS_1 | New NodeKey
FRIEND | 138 | TOPOLOGY.LCRAA.LCRA.FRIEND.138.1381 | LCRAA | LCRA | L_FRIEND8_1Z | [LD]FRIENDT2, [DSC]TS_2, [DSC]TS_3 | Original Not Confirmed
FRIEND | 138 | TOPOLOGY.LCRAA.LCRA.FRIEND.138.1383 | LCRAA | LCRA | L_FRIEND8_1W | [CB]CS6405, [DSC]DSW_6407, [LD]FRIENDT1 | Original Not Confirmed
FRIEND | 138 | TOPOLOGY.LCRAA.LCRA.FRIEND.138.8401 | LCRAA | LCRA | L_FRIEND8_1Y | [DSC]DSW_6404, [DSC]DSW_6409, [DSC]DSW_6414, [DSC] | Original Not Confirmed
GABRIE | 138 | TOPOLOGY.LCRAA.LCRA.GABRIE.138.3817 | LCRAA | LCRA | L_GABRIE8_1S | [DSC]DSW_5461, [DSC]DSW_5463, [LD]GABRIET2 | Original Not Confirmed
GABRIE | 138 | TOPOLOGY.LCRAA.LCRA.GABRIE.138.3827 | LCRAA | LCRA | L_GABRIE8_1Q | [CB]CS5435, [DSC]DSW_5436, [LD]GABRIET4 | Original Not Confirmed
GABRIE | 138 | TOPOLOGY.LCRAA.LCRA.GABRIE.138.3829 | LCRAA | LCRA | L_GABRIE8_1P | [DSC]DSW_5454, [DSC]DSW_5457, [LD]GABRIET3 | Original Not Confirmed
GABRIE | 138 | TOPOLOGY.LCRAA.LCRA.GABRIE.138.8301 | LCRAA | LCRA | L_GABRIE8_1Y | [CB]CS5455, [CB]CS5465, [DSC]DSW_5194, [DSC]DSW_54 | Original Not Confirmed
GAYHIL | 138 | TOPOLOGY.LCRAA.LCRA.GAYHIL.138.5947 | LCRAA | LCRA | L_GAYHIL8_1V | [DSC]DSW_5064, [DSC]DSW_5067, [LD]GAYHILT1 | Original Not Confirmed
GAYHIL | 138 | TOPOLOGY.LCRAA.LCRA.GAYHIL.138.8301 | LCRAA | LCRA | L_GAYHIL8_1Z | [CB]CS5065, [DSC]DSW_5049, [DSC]DSW_5059, [DSC]DSW | Original Not Confirmed
GEOREA | 138 | TOPOLOGY.LCRAA.LCRA.GEOREA.138.0002 | LCRAA | LCRA | GEOREA_L_A | [CB]CS_19855, [LD]GEOREA_T1 | New NodeKey
GEORGE | 138 | TOPOLOGY.LCRAA.LCRA.GEORGE.138.1384 | LCRAA | LCRA | L_GEORGE8_1X | [CB]CS8645, [DSC]DSW_8647, [LD]GEORGET1 | Original Not Confirmed
GEORGE | 138 | TOPOLOGY.LCRAA.LCRA.GEORGE.138.1388 | LCRAA | LCRA | L_GEORGE8_1V | [CB]CS8655, [DSC]DSW_8657, [LD]GEORGET2 | Original Not Confirmed
GEORSO | 138 | TOPOLOGY.LCRAA.LCRA.GEORSO.138.0002 | LCRAA | LCRA | GEORSO_L_A | [CB]CS_19885, [LD]GEORSO_T1 | New NodeKey
GERONI | 138 | TOPOLOGY.LCRAA.LCRA.GERONI.138.0021 | LCRAA | LCRA | L_GERONI8_1U | [CB]CS_9595, [LD]GERONIT1 | Original Not Confirmed
GERONI | 138 | TOPOLOGY.LCRAA.LCRA.GERONI.138.0025 | LCRAA | LCRA | L_GERONI8_1W | [CB]CS_9585, [LD]GERONIT2, [DSC]HSW_9587 | Original Not Confirmed
GIDDIN | 138 | TOPOLOGY.LCRAA.LCRA.GIDDIN.138.1387 | LCRAA | LCRA | L_GIDDIN8_1V | [DSC]DSW_5361, [DSC]DSW_5363, [LD]GIDDINT3 | Original Not Confirmed
GIDDIN | 138 | TOPOLOGY.LCRAA.LCRA.GIDDIN.138.5973 | LCRAA | LCRA | L_GIDDIN8_1T | [DSC]DSW_5354, [LD]GIDDINT1 | Original Not Confirmed
GIDDIN | 138 | TOPOLOGY.LCRAA.LCRA.GIDDIN.138.8301 | LCRAA | LCRA | L_GIDDIN8_1Y | [CB]CS5355, [CB]CS5385, [DSC]DSW_5349, [DSC]DSW_80 | Original Not Confirmed
GIDEON | 138 | TOPOLOGY.LCRAA.LCRA.GIDEON.138.8301 | LCRAA | LCRA | L_SIMGID8_1X | [DSC]DSW_13659, [DSC]DSW_2099, [DSC]DSW_2109, [DSC | Original Not Confirmed
GIDEON | 138 | TOPOLOGY.LCRAA.LCRA.GIDEON.138.8302 | LCRAA | LCRA | L_SIMGID8_1Z | [DSC]DSW_2009, [DSC]DSW_2199, [DSC]DSW_2209, [DSC] | Original Not Confirmed
GIDEON | 17.2 | TOPOLOGY.LCRAA.LCRA.GIDEON.17.2.0002 | LCRAA | LCRA | L_SIMGID1_2Z | [CB]G_GENR1_CB, [UN]GIDEONG1 | Original Not Confirmed
GIDEON | 17.2 | TOPOLOGY.LCRAA.LCRA.GIDEON.17.2.1000 | LCRAA | LCRA | L_SIMGID1_2X | [CB]G_GENR2_CB, [UN]GIDEONG2 | Original Not Confirmed
GIDEON | 20.9 | TOPOLOGY.LCRAA.LCRA.GIDEON.20.9.6028 | LCRAA | LCRA | GIDEON_R_C | [CB]G_GENR3_CB, [UN]GIDEONG3 | No Original Name
GILLCR | 138 | TOPOLOGY.LCRAA.LCRA.GILLCR.138.0001 | LCRAA | LCRA | L_GILLCR8_1Y | [DSC]10139, [DSC]10149, [DSC]10159, [DSC]10169, [D | Original Not Confirmed
GILLES | 138 | TOPOLOGY.LCRAA.LCRA.GILLES.138.8301 | LCRAA | LCRA | L_GILLES8_1Y | [DSC]2569, [DSC]2579, [DSC]2589, [DSC]2619, [DSC]2 | Original Not Confirmed
GILLES | 138 | TOPOLOGY.LCRAA.LCRA.GILLES.138.8306 | LCRAA | LCRA | L_GILLES8_1Z | [DSC]12319, [DSC]12329, [DSC]12339, [DSC]12349, [D | Original Not Confirmed
GILLES | 69 | TOPOLOGY.LCRAA.LCRA.GILLES.69.9401 | LCRAA | LCRA | L_GILLES9_1Y | [DSC]1769, [DSC]1779, [DSC]1789, [DSC]1799 | Original Not Confirmed
GLASSC | 138 | TOPOLOGY.LCRAA.LCRA.GLASSC.138.0008 | LCRAA | LCRA | L_GLASSC8_1Z | [CB]CS9475, [DSC]DSW_9477, [LD]GLASSCT2 | Original Not Confirmed
GLASSC | 138 | TOPOLOGY.LCRAA.LCRA.GLASSC.138.0019 | LCRAA | LCRA | L_GLASSC8_1X | [DSC]DSW_9471, [DSC]DSW_9491, [DSC]DSW_9492 | Original Not Confirmed
GLASSC | 138 | TOPOLOGY.LCRAA.LCRA.GLASSC.138.0020 | LCRAA | LCRA | L_GLASSC8_1W | [DSC]DSW_9461, [DSC]DSW_9481, [DSC]DSW_9482, [DSC] | Original Not Confirmed
GLASSC | 138 | TOPOLOGY.LCRAA.LCRA.GLASSC.138.1387 | LCRAA | LCRA | L_GLASSC8_1T | [CB]CS9465, [DSC]DSW_9467, [LD]GLASSCT1 | Original Not Confirmed
GLIDDE | 138 | TOPOLOGY.LCRAA.LCRA.GLIDDE.138.8301 | LCRAA | LCRA | L_GLIDDE8_1Y | [DSC]5089, [DSC]5099, [DSC]5246, [DSC]5789 | Original Not Confirmed
GLIDDE | 69 | TOPOLOGY.LCRAA.LCRA.GLIDDE.69.6114 | LCRAA | LCRA | L_GLIDDE9_1R | [DSC]122, [LD]GLIDSBT1 | Original Not Confirmed
GLIDDE | 69 | TOPOLOGY.LCRAA.LCRA.GLIDDE.69.9401 | LCRAA | LCRA | L_GLIDDE9_1Z | [DSC]1201, [DSC]1209, [DSC]1229, [DSC]1759 | Original Not Confirmed
GOEHLA | 69 | TOPOLOGY.LCRAA.LCRA.GOEHLA.69.6117 | LCRAA | LCRA | L_GOEHLA9_1Z | [DSC]DSW_632, [LD]GOEHLAT1 | Original Not Confirmed
GOEHLA | 69 | TOPOLOGY.LCRAA.LCRA.GOEHLA.69.6118 | LCRAA | LCRA | L_GOEHLA9_1X | [DSC]DSW_652, [LD]GOEHLAT2 | Original Not Confirmed
GOFORT | 138 | TOPOLOGY.LCRAA.LCRA.GOFORT.138.0042 | LCRAA | LCRA | L_GOFORT8_1X | [CB]CS_12525, [LD]GOFOR_T2, [DSC]HSW_12527 | Original Not Confirmed
GOFORT | 138 | TOPOLOGY.LCRAA.LCRA.GOFORT.138.8104 | LCRAA | LCRA | L_GOFORT8_1S | [CB]CS5605_CS, [DSC]DSW_5607, [LD]GOFOR_T1 | Original Not Confirmed
GOLDTH | 138 | TOPOLOGY.LCRAA.LCRA.GOLDTH.138.3812 | LCRAA | LCRA | L_GOLDTH8_1U | [DSC]DSW_6511, [DSC]DSW_6513, [LD]GOLDTHT1 | Original Not Confirmed
GOLDTH | 138 | TOPOLOGY.LCRAA.LCRA.GOLDTH.138.8301 | LCRAA | LCRA | L_GOLDTH8_1Z | [CB]CS2415_CS, [DSC]DSW_2439, [DSC]DSW_2449, [DSC] | Original Not Confirmed
GOLDTH | 69 | TOPOLOGY.LCRAA.LCRA.GOLDTH.69.9401 | LCRAA | LCRA | L_GOLDTH9_1Z | [DSC]DSW_1186, [DSC]DSW_1609, [DSC]DSW_1613 | Original Not Confirmed
GONZAL | 138 | TOPOLOGY.LCRAA.LCRA.GONZAL.138.0008 | LCRAA | LCRA | L_GONZAL8_1S | [CB]CS_12395, [LD]GONZALT1 | Original Not Confirmed
GONZAL | 138 | TOPOLOGY.LCRAA.LCRA.GONZAL.138.CVT1 | LCRAA | LCRA | L_GONZAL8_1W | [DSC]DSW_12391, [DSC]DSW_12392, [DSC]DSW_5951 | Original Not Confirmed
GONZAL | 138 | TOPOLOGY.LCRAA.LCRA.GONZAL.138.CVT2 | LCRAA | LCRA | L_GONZAL8_1V | [DSC]DSW_12411, [DSC]DSW_12412, [DSC]DSW_5961 | Original Not Confirmed
GONZAL | 69 | TOPOLOGY.LCRAA.LCRA.GONZAL.69.9401 | LCRAA | LCRA | L_GONZAL9_1W | [DSC]HSW_2739, [DSC]HSW_2749, [DSC]HSW_2759 | Original Not Confirmed
GONZGV | 69 | TOPOLOGY.LCRAA.LCRA.GONZGV.69.6912 | LCRAA | LCRA | L_GONZGV9_1V | [LD]GONZGVT1, [CB]TR_845 | Original Not Confirmed
GONZGV | 69 | TOPOLOGY.LCRAA.LCRA.GONZGV.69.9401 | LCRAA | LCRA | L_GONZGV9_1Y | [DSC]DSW_842, [DSC]DSW_853, [DSC]DSW_873, [DSC]DSW | Original Not Confirmed
GPI | 138 | TOPOLOGY.LCRAA.LCRA.GPI.138.6180 | LCRAA | LCRA | L_GPI___8_1V | [CB]CS2915_CS, [LD]GPI_T1 | Original Not Confirmed
GPI | 138 | TOPOLOGY.LCRAA.LCRA.GPI.138.6181 | LCRAA | LCRA | L_GPI___8_1U | [CB]CS2935_CS, [LD]GPI_T2 | Original Not Confirmed
GPISWI | 138 | TOPOLOGY.LCRAA.LCRA.GPISWI.138.1381 | LCRAA | LCRA | L_GPISWI8_1Y | [DSC]DSW_2909, [DSC]DSW_2919, [DSC]MOS_2924 | Original Not Confirmed
GPISWI | 138 | TOPOLOGY.LCRAA.LCRA.GPISWI.138.3816 | LCRAA | LCRA | L_GPISWI8_1Z | [DSC]DSW_2921, [DSC]DSW_2929, [DSC]MOS_2925 | Original Not Confirmed
GRANMO | 138 | TOPOLOGY.LCRAA.LCRA.GRANMO.138.1385 | LCRAA | LCRA | L_GRANMO8_1U | [CB]CS8615_CS, [LD]GRANMOT1, [DSC]HSW_8617 | Original Not Confirmed
GRANMO | 138 | TOPOLOGY.LCRAA.LCRA.GRANMO.138.1386 | LCRAA | LCRA | L_GRANMO8_1T | [CB]CS8575_CS, [LD]GRANMOT2, [DSC]HSW_8577 | Original Not Confirmed
GRAPMI | 138 | TOPOLOGY.LCRAA.LCRA.GRAPMI.138.6205 | LCRAA | LCRA | L_GRAPMI8_1X | [CB]CS3745_CS, [DSC]DSW_3747, [LD]GRAPMIT1 | Original Not Confirmed
GUADG | 18.1 | TOPOLOGY.LCRAA.LCRA.GUADG.18.1.0006 | LCRAA | LCRA | L_GUADGE1_6Y | [UN]GAS1, [XF]T1 | Original Not Confirmed
GUADG | 18.1 | TOPOLOGY.LCRAA.LCRA.GUADG.18.1.0009 | LCRAA | LCRA | L_GUADGE1_5Y | [UN]GAS2, [XF]T2 | Original Not Confirmed
GUADG | 18.1 | TOPOLOGY.LCRAA.LCRA.GUADG.18.1.0010 | LCRAA | LCRA | L_GUADGE1_4Y | [UN]GAS3, [XF]T3 | Original Not Confirmed
GUADG | 18.1 | TOPOLOGY.LCRAA.LCRA.GUADG.18.1.0011 | LCRAA | LCRA | L_GUADGE1_3Y | [UN]GAS4, [XF]T4 | Original Not Confirmed
GUADG | 18.1 | TOPOLOGY.LCRAA.LCRA.GUADG.18.1.0013 | LCRAA | LCRA | L_GUADGE1_2Y | [UN]STM5, [XF]T5 | Original Not Confirmed
GUADG | 18.1 | TOPOLOGY.LCRAA.LCRA.GUADG.18.1.0014 | LCRAA | LCRA | L_GUADGE1_1Y | [UN]STM6, [XF]T6 | Original Not Confirmed
GUADG | 345 | TOPOLOGY.LCRAA.LCRA.GUADG.345.BB1 | LCRAA | LCRA | GUADG_V_A | [DSC]DSW_89-1, [DSC]DSW_89-2, [DSC]DSW_89-3, [DSC] | New NodeKey
GUADG | 345 | TOPOLOGY.LCRAA.LCRA.GUADG.345.BB2 | LCRAA | LCRA | GUADG_V_B | [DSC]DSW_89-4, [DSC]DSW_89-5, [DSC]DSW_89-6, [DSC] | New NodeKey
GUYBUR | 138 | TOPOLOGY.LCRAA.LCRA.GUYBUR.138.1386 | LCRAA | LCRA | L_GUYBUR9_1W | [CB]CS2795_CS, [DSC]DSW_2797, [LD]GUYBURT1 | Original Not Confirmed
GUYBUR | 138 | TOPOLOGY.LCRAA.LCRA.GUYBUR.138.6210 | LCRAA | LCRA | L_GUYBUR9_1V | [CB]CS2805_CS, [DSC]DSW_2807, [LD]GUYBURT2 | Original Not Confirmed
HALLET | 138 | TOPOLOGY.LCRAA.LCRA.HALLET.138.1387 | LCRAA | LCRA | L_HALLET8_1W | [DSC]DSW_2503, [DSC]DSW_2504, [LD]HALLETT2 | Original Not Confirmed
HALLET | 138 | TOPOLOGY.LCRAA.LCRA.HALLET.138.8301 | LCRAA | LCRA | L_HALLET8_1Y | [CB]CS2535_CS, [DSC]DSW_2329, [DSC]DSW_2469, [DSC] | Original Not Confirmed
HALLGV | 69 | TOPOLOGY.LCRAA.LCRA.HALLGV.69.6237 | LCRAA | LCRA | L_HALLGV9_1W | [DSC]DSW_492, [LD]HALLGVT1 | Original Not Confirmed
HARPER | 69 | TOPOLOGY.LCRAA.LCRA.HARPER.69.6241 | LCRAA | LCRA | L_HARPER9_1W | [DSC]DSW_206, [LD]HARPERT1 | Original Not Confirmed
HARPER | 69 | TOPOLOGY.LCRAA.LCRA.HARPER.69.6242 | LCRAA | LCRA | L_HARPER9_1V | [DSC]DSW_208, [LD]HARPERT2 | Original Not Confirmed
HARPRO | 138 | TOPOLOGY.LCRAA.LCRA.HARPRO.138.0006 | LCRAA | LCRA | L_HARPRO8_1W | [CB]CS9275_CS, [LD]HARPROT2, [DSC]HSW_9277 | Original Not Confirmed
HARPRO | 138 | TOPOLOGY.LCRAA.LCRA.HARPRO.138.6244 | LCRAA | LCRA | L_HARPRO8_1T | [CB]CS5095_CS, [LD]HARPROT1 | Original Not Confirmed
HARPRO | 138 | TOPOLOGY.LCRAA.LCRA.HARPRO.138.8301 | LCRAA | LCRA | L_HARPRO8_1Z | [DSC]DSW_5094, [DSC]DSW_9256, [DSC]DSW_9259, [DSC] | Original Not Confirmed
HARRBR | 138 | TOPOLOGY.LCRAA.LCRA.HARRBR.138.0017 | LCRAA | LCRA | L_HARRBR8_1X | [CB]CS9885_CS, [DSC]DSW_9887, [LD]HARRBR_T1 | Original Not Confirmed
HARWOO | 69 | TOPOLOGY.LCRAA.LCRA.HARWOO.69.6251 | LCRAA | LCRA | L_HARWOO9_1W | [DSC]DSW_9454, [LD]HARWOOT1 | Original Not Confirmed
HAYSEN | 21 | TOPOLOGY.LCRAA.LCRA.HAYSEN.21.0003 | LCRAA | LCRA | L_HAYSEN1_4Y | [UN]HAYSENG3, [XF]UT3 | Original Not Confirmed
HAYSEN | 21 | TOPOLOGY.LCRAA.LCRA.HAYSEN.21.0004 | LCRAA | LCRA | L_HAYSEN1_3Y | [UN]HAYSENG4, [XF]UT4 | Original Not Confirmed
HAYSEN | 21 | TOPOLOGY.LCRAA.LCRA.HAYSEN.21.0005 | LCRAA | LCRA | L_HAYSEN1_2Y | [UN]HAYSENG1, [XF]UT1 | Original Not Confirmed
HAYSEN | 21 | TOPOLOGY.LCRAA.LCRA.HAYSEN.21.0006 | LCRAA | LCRA | L_HAYSEN1_1Y | [UN]HAYSENG2, [XF]UT2 | Original Not Confirmed
HENLY | 138 | TOPOLOGY.LCRAA.LCRA.HENLY.138.0020 | LCRAA | LCRA | L_HENLY_8_1V | [DSC]12277, [CB]CS12275, [LD]HENLYT1 | Original Not Confirmed
HENNE | 138 | TOPOLOGY.LCRAA.LCRA.HENNE.138.0600 | LCRAA | LCRA | L_HENNE_8_1W | [DSC]DSW4443, [DSC]DSW4444, [LD]HENNET1 | Original Not Confirmed
HENNE | 138 | TOPOLOGY.LCRAA.LCRA.HENNE.138.8301 | LCRAA | LCRA | L_HENNE_8_1P | [DSC]DSW_5869, [DSC]DSW_5889, [DSC]DSW_5909 | Original Not Confirmed
HENNE | 138 | TOPOLOGY.LCRAA.LCRA.HENNE.138.8302 | LCRAA | LCRA | L_HENNE_8_2Y | [DSC]DSW_5859, [DSC]DSW_5879, [DSC]DSW_5899, [DSC] | Original Not Confirmed
HEXT | 69 | TOPOLOGY.LCRAA.LCRA.HEXT.69.0006 | LCRAA | LCRA | HEXT_L_A | [DSC]9424, [LD]HEXTL1 | No Original Name
HICKFO | 138 | TOPOLOGY.LCRAA.LCRA.HICKFO.138.8015 | LCRAA | LCRA | HICKFO_L_A | [CB]CS_10405, [LD]PWT_T1 | New NodeKey
HICROS | 138 | TOPOLOGY.LCRAA.LCRA.HICROS.138.8301 | LCRAA | LCRA | L_HICROS8_1X | [DSC]DSW_300, [DSC]DSW_3879, [DSC]DSW_3899 | Original Not Confirmed
HIGH32 | 138 | TOPOLOGY.LCRAA.LCRA.HIGH32.138.6911 | LCRAA | LCRA | L_HIGH328_1W | [DSC]8417, [CB]CS8415, [LD]HIGH32T1 | Original Not Confirmed
HIGH46 | 138 | TOPOLOGY.LCRAA.LCRA.HIGH46.138.0001 | LCRAA | LCRA | L_HI46WE8_1Y | [DSC]12047, [CB]CS_12045, [LD]T1 | Original Not Confirmed
HILBIG | 138 | TOPOLOGY.LCRAA.LCRA.HILBIG.138.6310 | LCRAA | LCRA | L_HILBIG8_1V | [CB]CS_8555, [LD]HILBIGT1 | Original Not Confirmed
HILLTO | 138 | TOPOLOGY.LCRAA.LCRA.HILLTO.138.0008 | LCRAA | LCRA | L_HILLTO8_1Y | [DSC]DSW_2554, [DSC]DSW_9539, [DSC]DSW_9543, [DSC] | Original Not Confirmed
HILLTO | 138 | TOPOLOGY.LCRAA.LCRA.HILLTO.138.6317 | LCRAA | LCRA | L_HILLTO8_1W | [CB]CS2555_CS, [LD]HILLTOT1 | Original Not Confirmed
HORSBA | 138 | TOPOLOGY.LCRAA.LCRA.HORSBA.138.0010 | LCRAA | LCRA | L_HORSBA8_1Z | [CB]CS_12845, [LD]HORSBAT2, [DSC]HSW_12847 | Original Not Confirmed
HORSBA | 138 | TOPOLOGY.LCRAA.LCRA.HORSBA.138.2017 | LCRAA | LCRA | L_HORSBA8_1T | [CB]12855_CS, [DSC]12857, [LD]HORSBAT1 | Original Not Confirmed
HORTON | 138 | TOPOLOGY.LCRAA.LCRA.HORTON.138.1388 | LCRAA | LCRA | L_HORTON8_1V | [CB]CS9295_CS, [DSC]DSW_9297, [LD]HORTONT1 | Original Not Confirmed
HORTON | 138 | TOPOLOGY.LCRAA.LCRA.HORTON.138.3810 | LCRAA | LCRA | L_HORTON8_1T | [CB]CS9305_CS, [LD]HORTONT2, [DSC]HSW9307 | Original Not Confirmed
HUNT | 138 | TOPOLOGY.LCRAA.LCRA.HUNT.138.1383 | LCRAA | LCRA | L_HUNT__8_1Y | [CB]CS1955_CS, [DSC]DSW_1953, [DSC]DSW_1957, [LD]H | Original Not Confirmed
HUNT | 138 | TOPOLOGY.LCRAA.LCRA.HUNT.138.8301 | LCRAA | LCRA | L_HUNT__8_1Z | [DSC]DSW_1954, [DSC]DSW_1959, [DSC]DSW_2456, [DSC] | Original Not Confirmed
HUNTER | 138 | TOPOLOGY.LCRAA.LCRA.HUNTER.138.1385 | LCRAA | LCRA | L_HUNTER8_1X | [CB]CS1805_CS, [DSC]DSW_1807, [LD]HUNTERT1 | Original Not Confirmed
HUNTER | 138 | TOPOLOGY.LCRAA.LCRA.HUNTER.138.9999 | LCRAA | LCRA | HUNTER_L_B | [LD]TEMP_T1, [DSC]TS1 | New NodeKey
INGRAM | 138 | TOPOLOGY.LCRAA.LCRA.INGRAM.138.6358 | LCRAA | LCRA | L_INGRAM8_1W | [CB]CS_12995, [LD]INGRAMT1 | Original Not Confirmed
INKSDA | 6.9 | TOPOLOGY.LCRAA.LCRA.INKSDA.6.9.6366 | LCRAA | LCRA | L_INKSDA1_1Y | [CB]INK_GEN1_CB, [UN]INKS_G1 | Original Not Confirmed
INKSDA | 69 | TOPOLOGY.LCRAA.LCRA.INKSDA.69.6362 | LCRAA | LCRA | L_INKSDA9_1V | [DSC]DSW_587, [LD]INKS_T3 | Original Not Confirmed
JOHNCI | 69 | TOPOLOGY.LCRAA.LCRA.JOHNCI.69.6370 | LCRAA | LCRA | L_JOHNCI9_1X | [DSC]DSW_566, [LD]JOHNCIT1 | Original Not Confirmed
JOHNCI | 69 | TOPOLOGY.LCRAA.LCRA.JOHNCI.69.6372 | LCRAA | LCRA | L_JOHNCI9_1V | [DSC]DSW_582, [LD]JOHNCIT2 | Original Not Confirmed
KEMPNE | 138 | TOPOLOGY.LCRAA.LCRA.KEMPNE.138.1383 | LCRAA | LCRA | L_KEMPNE8_1W | [LD]KEMPNET1, [CB]M20_CS | Original Not Confirmed
KENDAL | 138 | TOPOLOGY.LCRAA.LCRA.KENDAL.138.0015 | LCRAA | LCRA | L_KENDAL8_1Y | [DSC]DSW_12791, [DSC]DSW_12799, [DSC]DSW_12819, [D | Original Not Confirmed
KENDAL | 138 | TOPOLOGY.LCRAA.LCRA.KENDAL.138.0030 | LCRAA | LCRA | L_KENDAL8_2Z | [DSC]DSW_12761, [DSC]DSW_5159, [DSC]DSW_5169, [DSC | Original Not Confirmed
KENDCT | 138 | TOPOLOGY.LCRAA.LCRA.KENDCT.138.1381 | LCRAA | LCRA | L_KENDCT8_1Z | [CB]CS3175_CS, [DSC]HSW_3187, [LD]KENDCTT1 | Original Not Confirmed
KERRST | 138 | TOPOLOGY.LCRAA.LCRA.KERRST.138.3831 | LCRAA | LCRA | L_KERRST8_1M | [CB]CS2845_CS, [LD]KERRSTT3 | Original Not Confirmed
KERRST | 138 | TOPOLOGY.LCRAA.LCRA.KERRST.138.6432 | LCRAA | LCRA | L_KERRST8_1L | [CB]CS2855_CS, [LD]KERRSTT2 | Original Not Confirmed
KERRST | 138 | TOPOLOGY.LCRAA.LCRA.KERRST.138.8301 | LCRAA | LCRA | L_KERRST8_1Y | [DSC]DSW_3629, [DSC]DSW_3679, [DSC]DSW_3689, [DSC] | Original Not Confirmed
KERRST | 138 | TOPOLOGY.LCRAA.LCRA.KERRST.138.8302 | LCRAA | LCRA | L_KERRST8_1V | [DSC]DSW_2084, [DSC]DSW_2769, [DSC]DSW_2839, [DSC] | Original Not Confirmed
KING_1 | 69 | TOPOLOGY.LCRAA.LCRA.KING_1.69.6452 | LCRAA | LCRA | L_KINGS19_1V | [CB]CS_1035, [DSC]HSW_1037, [LD]KING_1T1 | Original Not Confirmed
KING_2 | 69 | TOPOLOGY.LCRAA.LCRA.KING_2.69.6455 | LCRAA | LCRA | L_KINGS29_1X | [DSC]DSW_1664, [LD]KING_2T1 | Original Not Confirmed
KING_2 | 69 | TOPOLOGY.LCRAA.LCRA.KING_2.69.6456 | LCRAA | LCRA | L_KINGS29_1W | [CB]CS_19215, [DSC]HSW_19217, [LD]KING_2T2 | Original Not Confirmed
KUNITZ | 34.5 | TOPOLOGY.LCRAA.LCRA.KUNITZ.34.5.3451 | LCRAA | LCRA | KUNITZ_R_A | [DSC]DSW_301, [DSC]FAKESW, [UN]WIND_LGE | No Original Name
KUNITZ | 34.5 | TOPOLOGY.LCRAA.LCRA.KUNITZ.34.5.3452 | LCRAA | LCRA | KUNITZ_V_A | [DSC]DSW_189, [DSC]DSW_279, [DSC]DSW_299, [XF]TWPP | No Original Name
KYLE | 69 | TOPOLOGY.LCRAA.LCRA.KYLE.69.694 | LCRAA | LCRA | L_KYLE__9_1Z | [CB]CS2245_CS, [DSC]DSW_2244, [LD]KYLE_T1 | Original Not Confirmed
LAGOVI | 138 | TOPOLOGY.LCRAA.LCRA.LAGOVI.138.3814 | LCRAA | LCRA | L_LAGOVI8_1V | [CB]CS3455_CS, [DSC]HSW_3457, [LD]LAGOV1T2 | Original Not Confirmed
LAGOVI | 138 | TOPOLOGY.LCRAA.LCRA.LAGOVI.138.6491 | LCRAA | LCRA | L_LAGOVI8_1S | [CB]CS3442_CS, [LD]LAGOV1T1 | Original Not Confirmed
LAGOVI | 138 | TOPOLOGY.LCRAA.LCRA.LAGOVI.138.8301 | LCRAA | LCRA | L_LAGOVI8_1Y | [DSC]DSW_3444, [DSC]DSW_3454, [DSC]DSW_4999, [DSC] | Original Not Confirmed
LAGRAN | 138 | TOPOLOGY.LCRAA.LCRA.LAGRAN.138.1385 | LCRAA | LCRA | L_LAGRAN8_1W | [DSC]DSW_8404, [DSC]DSW_8407, [LD]LAGRANT2 | Original Not Confirmed
LAGRAN | 138 | TOPOLOGY.LCRAA.LCRA.LAGRAN.138.1386 | LCRAA | LCRA | L_LAGRAN8_1V | [DSC]DSW_8394, [DSC]DSW_8397, [LD]LAGRANT1 | Original Not Confirmed
LAGRAN | 138 | TOPOLOGY.LCRAA.LCRA.LAGRAN.138.8301 | LCRAA | LCRA | L_LAGRAN8_1Y | [CB]CS8405_CS, [DSC]DSW_8392, [DSC]DSW_8399, [DSC] | Original Not Confirmed
LAKEWD | 69 | TOPOLOGY.LCRAA.LCRA.LAKEWD.69.6514 | LCRAA | LCRA | L_LAKEWO9_1Y | [DSC]DSW_86, [LD]LAKEWDT1 | Original Not Confirmed
LAKEWY | 138 | TOPOLOGY.LCRAA.LCRA.LAKEWY.138.0002 | LCRAA | LCRA | L_LAKEWA8_1Z | [CB]CS_3425, [DSC]HSW_3427, [LD]LAKEWYT1 | Original Not Confirmed
LAMPAS | 138 | TOPOLOGY.LCRAA.LCRA.LAMPAS.138.3824 | LCRAA | LCRA | L_LAMPAS8_1S | [DSC]DSW_3723, [DSC]DSW_3724, [LD]LAMPAST2 | Original Not Confirmed
LAMPAS | 138 | TOPOLOGY.LCRAA.LCRA.LAMPAS.138.3839 | LCRAA | LCRA | L_LAMPAS8_1R | [DSC]DSW_3343, [DSC]DSW_3344, [LD]LAMPAST3 | Original Not Confirmed
LAMPAS | 138 | TOPOLOGY.LCRAA.LCRA.LAMPAS.138.8301 | LCRAA | LCRA | L_LAMPAS8_1Y | [DSC]DSW_3342, [DSC]DSW_3519, [DSC]DSW_3699, [DSC] | Original Not Confirmed
LAMPAS | 69 | TOPOLOGY.LCRAA.LCRA.LAMPAS.69.9401 | LCRAA | LCRA | L_LAMPAS9_1X | [DSC]DSW_1072, [DSC]HSW_1059, [DSC]HSW_1559 | Original Not Confirmed
LAVERN | 69 | TOPOLOGY.LCRAA.LCRA.LAVERN.69.0023 | LCRAA | LCRA | L_LAVERN9_1U | [CB]CS9135, [LD]LAVERNT3 | Original Not Confirmed
LAVERN | 69 | TOPOLOGY.LCRAA.LCRA.LAVERN.69.6553 | LCRAA | LCRA | L_LAVERN9_1T | [CB]CS185, [LD]LAVERNT1 | Original Not Confirmed
LCRANE | 138 | TOPOLOGY.LCRAA.LCRA.LCRANE.138.BB1 | LCRAA | LCRA | LCRANE_V_A | [DSC]11009, [DSC]11039, [DSC]11069, [DSC]11099, [D | No Original Name
LCRANE | 138 | TOPOLOGY.LCRAA.LCRA.LCRANE.138.BB2 | LCRAA | LCRA | LCRANE_V_B | [DSC]11021, [DSC]11059, [DSC]11089, [DSC]11119, [D | No Original Name
LEAKEY | 69 | TOPOLOGY.LCRAA.LCRA.LEAKEY.69.6558 | LCRAA | LCRA | L_LEAKEY9_1V | [DSC]DSW_342, [LD]LEAKEYT1 | Original Not Confirmed
LEAKEY | 69 | TOPOLOGY.LCRAA.LCRA.LEAKEY.69.6559 | LCRAA | LCRA | L_LEAKEY9_1U | [DSC]DSW_346, [LD]LEAKEYT2 | Original Not Confirmed
LEAKEY | 69 | TOPOLOGY.LCRAA.LCRA.LEAKEY.69.695 | LCRAA | LCRA | L_LEAKEY9_1Y | [DSC]DSW_342, [DSC]DSW_344L, [DSC]DSW_346, [DSC]DS | Original Not Confirmed
LEANDE | 138 | TOPOLOGY.LCRAA.LCRA.LEANDE.138.0100 | LCRAA | LCRA | LEANDE_L_A | [CB]CS_3035, [DSC]DSW_3036, [DSC]HSW_3037, [LD]LOA | New NodeKey
LEANDE | 138 | TOPOLOGY.LCRAA.LCRA.LEANDE.138.3813 | LCRAA | LCRA | L_LEANDE8_1U | [CB]CS2985_CS, [DSC]DSW_2986, [LD]LEANDET2 | Original Not Confirmed
LEANDE | 138 | TOPOLOGY.LCRAA.LCRA.LEANDE.138.3823 | LCRAA | LCRA | L_LEANDE8_1X | [CB]CS3005_CS, [DSC]DSW_3006, [DSC]DSW_3007, [LD]L | Original Not Confirmed
LEANDE | 138 | TOPOLOGY.LCRAA.LCRA.LEANDE.138.8301 | LCRAA | LCRA | L_LEANDE8_1Y | [DSC]DSW_2979, [DSC]DSW_2984, [DSC]DSW_2989, [DSC] | Original Not Confirmed
LEGION | 69 | TOPOLOGY.LCRAA.LCRA.LEGION.69.691 | LCRAA | LCRA | L_LEGION9_1W | [CB]CS425_CS, [LD]LEGIONT1 | Original Not Confirmed
LEGION | 69 | TOPOLOGY.LCRAA.LCRA.LEGION.69.9401 | LCRAA | LCRA | L_LEGION9_1Y | [DSC]DSW_373, [DSC]DSW_413, [DSC]DSW_424, [DSC]HSW | Original Not Confirmed
LEHIGH | 138 | TOPOLOGY.LCRAA.LCRA.LEHIGH.138.0600 | LCRAA | LCRA | LEHIGH_L_A | [CB]CS_19425, [DSC]HSW_19427, [LD]LEHIGH_T1 | New NodeKey
LEXING | 138 | TOPOLOGY.LCRAA.LCRA.LEXING.138.0003 | LCRAA | LCRA | LEXING_L_A | [DSC]DSWTS_1, [LD]TEMP_T-1 | New NodeKey
LEXING | 138 | TOPOLOGY.LCRAA.LCRA.LEXING.138.6595 | LCRAA | LCRA | L_LEXING8_1W | [CB]CS5725_CS, [LD]LEXINGT1 | Original Not Confirmed
LIVEOA | 69 | TOPOLOGY.LCRAA.LCRA.LIVEOA.69.0010 | LCRAA | LCRA | L_LIVEOA9_1X | [CB]CS755_CS, [DSC]DSW_757, [LD]LIVEOAT1 | Original Not Confirmed
LIVEOA | 69 | TOPOLOGY.LCRAA.LCRA.LIVEOA.69.9401 | LCRAA | LCRA | L_LIVEOA9_1Y | [DSC]DSW_713, [DSC]DSW_753, [DSC]DSW_756, [DSC]DSW | Original Not Confirmed
LOCKHA | 138 | TOPOLOGY.LCRAA.LCRA.LOCKHA.138.1386 | LCRAA | LCRA | L_LOCKHA8_1V | [DSC]DSW_2871, [DSC]DSW_2873, [LD]LOCKHAT2 | Original Not Confirmed
LOCKHA | 138 | TOPOLOGY.LCRAA.LCRA.LOCKHA.138.3836 | LCRAA | LCRA | L_LOCKHA8_1S | [DSC]DSW_3362, [DSC]DSW_3363, [LD]LOCKHAT1 | Original Not Confirmed
LOCKHA | 138 | TOPOLOGY.LCRAA.LCRA.LOCKHA.138.8301 | LCRAA | LCRA | L_LOCKHA8_1Y | [CB]CS2875_CS, [CB]CS3365_CS, [DSC]DSW_2879, [DSC] | Original Not Confirmed
LOCKHA | 69 | TOPOLOGY.LCRAA.LCRA.LOCKHA.69.9401 | LCRAA | LCRA | L_LOCKHA9_1Y | [DSC]HSW_1249, [DSC]HSW_1259, [DSC]HSW_1359, [DSC] | Original Not Confirmed
LOMETA | 69 | TOPOLOGY.LCRAA.LCRA.LOMETA.69.1000 | LCRAA | LCRA | L_LOMETA9_1Z | [CB]CS_1125, [DSC]HSW_1127, [LD]LOMETAT1 | Original Not Confirmed
LOP337 | 138 | TOPOLOGY.LCRAA.LCRA.LOP337.138.1381 | LCRAA | LCRA | L_LOP3378_1Y | [DSC]DSW_3377, [DSC]DSW_3494, [DSC]DSW_3534 | Original Not Confirmed
LOP337 | 138 | TOPOLOGY.LCRAA.LCRA.LOP337.138.6650 | LCRAA | LCRA | L_LOP3378_1U | [CB]CS_3505, [LD]LOP337T1 | Original Not Confirmed
LOP337 | 138 | TOPOLOGY.LCRAA.LCRA.LOP337.138.6656 | LCRAA | LCRA | L_LOP3378_1T | [CB]CS_3527, [LD]LOP337T2 | Original Not Confirmed
LOSTPI | 18.1 | TOPOLOGY.LCRAA.LCRA.LOSTPI.18.1.0004 | LCRAA | LCRA | L_LOSTPI1_3Y | [XF]GSUTA, [UN]LOSTPGT1 | Original Not Confirmed
LOSTPI | 18.1 | TOPOLOGY.LCRAA.LCRA.LOSTPI.18.1.0005 | LCRAA | LCRA | L_LOSTPI1_2Y | [CB]GCB_B101, [UN]LOSTPGT2 | Original Not Confirmed
LOSTPI | 18.1 | TOPOLOGY.LCRAA.LCRA.LOSTPI.18.1.0006 | LCRAA | LCRA | L_LOSTPI1_1Y | [CB]GCB_C101, [UN]LOSTPST1 | Original Not Confirmed
LULIMA | 69 | TOPOLOGY.LCRAA.LCRA.LULIMA.69.6659 | LCRAA | LCRA | L_LULIMA9_1Z | [CB]CS1185_CS, [DSC]DSW_1187, [LD]LULIMAT1 | Original Not Confirmed
LULING1 | 138 | TOPOLOGY.LCRAA.LCRA.LULING1.138.6666 | LCRAA | LCRA | L_LULING8_1S | [CB]CS3665_CS, [LD]LULINGT2 | Original Not Confirmed
LULING1 | 138 | TOPOLOGY.LCRAA.LCRA.LULING1.138.6672 | LCRAA | LCRA | L_LULING8_1R | [CB]CS3675_CS, [LD]LULINGT3 | Original Not Confirmed
LULING1 | 138 | TOPOLOGY.LCRAA.LCRA.LULING1.138.8301 | LCRAA | LCRA | L_LULING8_1Y | [DSC]DSW_3059, [DSC]DSW_3189, [DSC]DSW_3604, [DSC] | Original Not Confirmed
LULING1 | 69 | TOPOLOGY.LCRAA.LCRA.LULING1.69.9401 | LCRAA | LCRA | L_LULING9_1Y | [DSC]DSW_622, [DSC]HSW_1289, [DSC]HSW_499, [DSC]HS | Original Not Confirmed
LYONS | 138 | TOPOLOGY.LCRAA.LCRA.LYONS.138.6700 | LCRAA | LCRA | L_LYONS_8_1W | [CB]CS5135_CS, [LD]LYONS_T1 | Original Not Confirmed
MACEDO | 138 | TOPOLOGY.LCRAA.LCRA.MACEDO.138.0006 | LCRAA | LCRA | L_MACEDO8_1Z | [DSC]11851, [DSC]11852, [DSC]DSW_19621 | Original Not Confirmed
MACEDO | 138 | TOPOLOGY.LCRAA.LCRA.MACEDO.138.0101 | LCRAA | LCRA | MACEDO_L_A | [CB]CS_19625, [DSC]HSW_19627, [LD]MACEDO_T2 | New NodeKey
MACEDO | 138 | TOPOLOGY.LCRAA.LCRA.MACEDO.138.1383 | LCRAA | LCRA | L_MACEDO8_1W | [CB]CS5205_CS, [DSC]HSW_5207, [LD]MACEDOT1 | Original Not Confirmed
MAGNME | 69 | TOPOLOGY.LCRAA.LCRA.MAGNME.69.6712 | LCRAA | LCRA | L_MAGNME9_1W | [DSC]DSW_1266, [LD]MAGNMET1 | Original Not Confirmed
MANCHA | 138 | TOPOLOGY.LCRAA.LCRA.MANCHA.138.1383 | LCRAA | LCRA | L_MANCHA8_1V | [CB]CS5535_CS, [DSC]DSW_5534, [LD]MANCHAT2 | Original Not Confirmed
MANCHA | 138 | TOPOLOGY.LCRAA.LCRA.MANCHA.138.6719 | LCRAA | LCRA | L_MANCHA8_1U | [CB]CS5525_CS, [LD]MANCHAT1 | Original Not Confirmed
MANOR | 138 | TOPOLOGY.LCRAA.LCRA.MANOR.138.0001 | LCRAA | LCRA | L_MANOR_8_1W | [CB]CS1505, [LD]T1 | Original Not Confirmed
MARBFA | 138 | TOPOLOGY.LCRAA.LCRA.MARBFA.138.8301 | LCRAA | LCRA | L_MARBFA8_1Y | [DSC]DSW_3209, [DSC]DSW_3239, [DSC]DSW_3819, [DSC] | Original Not Confirmed
MARBFA | 6.9 | TOPOLOGY.LCRAA.LCRA.MARBFA.6.9.6745 | LCRAA | LCRA | L_MARBFA1_2Z | [UN]MARBFAG1, [CB]MFL_GEN1_CB | Original Not Confirmed
MARBFA | 6.9 | TOPOLOGY.LCRAA.LCRA.MARBFA.6.9.6747 | LCRAA | LCRA | L_MARBFA1_2X | [UN]MARBFAG2, [CB]MFL_GEN2_CB | Original Not Confirmed
MARION | 138 | TOPOLOGY.LCRAA.LCRA.MARION.138.8301 | LCRAA | LCRA | L_MARION8_1U | [DSC]DSW_5599, [DSC]DSW_5629, [DSC]DSW_5679 | Original Not Confirmed
MARION | 138 | TOPOLOGY.LCRAA.LCRA.MARION.138.8302 | LCRAA | LCRA | L_MARION8_1T | [DSC]DSW_5619, [DSC]DSW_5649, [DSC]DSW_5699 | Original Not Confirmed
MARION | 345 | TOPOLOGY.LCRAA.LCRA.MARION.345.5201 | LCRAA | LCRA | L_MARION5_1Y | [DSC]DSW_6909, [DSC]DSW_6929, [DSC]DSW_6949, [DSC] | Original Not Confirmed
MARION | 345 | TOPOLOGY.LCRAA.LCRA.MARION.345.5202 | LCRAA | LCRA | L_MARION5_1Z | [DSC]DSW_6899, [DSC]DSW_6939, [DSC]DSW_6969, [DSC] | Original Not Confirmed
MARSFO | 13.8 | TOPOLOGY.LCRAA.LCRA.MARSFO.13.8.6902 | LCRAA | LCRA | L_MARSFO1G3Z | [UN]MARSFOG1, [CB]MPT_MCG1_CB | Original Not Confirmed
MARSFO | 13.8 | TOPOLOGY.LCRAA.LCRA.MARSFO.13.8.6903 | LCRAA | LCRA | L_MARSFO1G3X | [UN]MARSFOG2, [CB]MPT_MCG2_CB | Original Not Confirmed
MARSFO | 13.8 | TOPOLOGY.LCRAA.LCRA.MARSFO.13.8.6904 | LCRAA | LCRA | L_MARSFO1G3W | [UN]MARSFOG3, [CB]MPT_MCG3_CB | Original Not Confirmed
MARSFO | 138 | TOPOLOGY.LCRAA.LCRA.MARSFO.138.8301 | LCRAA | LCRA | L_MARSFO8_1Y | [DSC]DSW_3199, [DSC]DSW_3203, [DSC]DSW_3217, [DSC] | Original Not Confirmed
MARSFO | 138 | TOPOLOGY.LCRAA.LCRA.MARSFO.138.8302 | LCRAA | LCRA | L_MARSFO8_1Z | [DSC]DSW_3771, [DSC]DSW_3979, [DSC]DSW_3989, [DSC] | Original Not Confirmed
MARSFO | 69 | TOPOLOGY.LCRAA.LCRA.MARSFO.69.9401 | LCRAA | LCRA | L_MARSFO9_1Y | [DSC]DSW_1703, [DSC]DSW_619, [DSC]DSW_629, [DSC]DS | Original Not Confirmed
MASOCR | 138 | TOPOLOGY.LCRAA.LCRA.MASOCR.138.0004 | LCRAA | LCRA | L_MASOCR8_1W | [CB]CS10425_CS, [DSC]DSW_10427, [LD]MASOCR_T1 | Original Not Confirmed
MCCALA | 138 | TOPOLOGY.LCRAA.LCRA.MCCALA.138.0018 | LCRAA | LCRA | L_MCCALA8_2V | [CB]CS_9655, [DSC]HSW_9657, [LD]MCCALAT1 | Original Not Confirmed
MCCALA | 138 | TOPOLOGY.LCRAA.LCRA.MCCALA.138.0301 | LCRAA | LCRA | MCCALA_V_A | [DSC]DSW_4039, [DSC]DSW_4049, [DSC]DSW_4219, [DSC] | New NodeKey
MCCALA | 138 | TOPOLOGY.LCRAA.LCRA.MCCALA.138.0302 | LCRAA | LCRA | MCCALA_V_B | [DSC]DSW_4189, [DSC]DSW_4209, [DSC]DSW_9649, [DSC] | New NodeKey
MCELTA | 138 | TOPOLOGY.LCRAA.LCRA.MCELTA.138.0003 | LCRAA | LCRA | CHNGOWNR_8 | [CB]CS_19115, [DSC]HSW_19117, [LD]MCELTA_T1 | Original Not Confirmed
MCNEIL_ | 138 | TOPOLOGY.LCRAA.LCRA.MCNEIL_.138.8301 | LCRAA | LCRA | MCNEIL__V_A | [DSC]DSW_2949, [DSC]DSW_3109, [DSC]DSW_3119, [DSC] | No Original Name
MCNEIL_ | 138 | TOPOLOGY.LCRAA.LCRA.MCNEIL_.138.8306 | LCRAA | LCRA | MCNEIL__V_B | [DSC]DSW_9419, [DSC]DSW_9429, [DSC]DSW_9439, [DSC] | No Original Name
MCQUEE | 138 | TOPOLOGY.LCRAA.LCRA.MCQUEE.138.0013 | LCRAA | LCRA | L_MCQUEE8_1R | [CB]CS_5835, [LD]MCQUEET5 | Original Not Confirmed
MCQUEE | 138 | TOPOLOGY.LCRAA.LCRA.MCQUEE.138.7000 | LCRAA | LCRA | L_MCQUEE8_1P | [CB]CS5815_CS, [LD]MCQUEET4 | Original Not Confirmed
MCQUEE | 138 | TOPOLOGY.LCRAA.LCRA.MCQUEE.138.8301 | LCRAA | LCRA | L_MCQUEE8_1Y | [DSC]DSW_19199, [DSC]DSW_5818, [DSC]DSW_5824, [DSC | Original Not Confirmed
MEDILA | 69 | TOPOLOGY.LCRAA.LCRA.MEDILA.69.7025 | LCRAA | LCRA | L_MEDILA9_1Y | [CB]CS_1045, [DSC]HSW_1047, [LD]MEDILAT2 | Original Not Confirmed
MEDILA | 69 | TOPOLOGY.LCRAA.LCRA.MEDILA.69.7026 | LCRAA | LCRA | L_MEDILA9_1V | [CB]CS415_CS, [LD]MEDILAT1 | Original Not Confirmed
MEDINA1 | 69 | TOPOLOGY.LCRAA.LCRA.MEDINA1.69.691 | LCRAA | LCRA | L_MEDICI9_1Y | [DSC]DSW_302, [LD]MEDINAT1 | Original Not Confirmed
MENDOZ | 138 | TOPOLOGY.LCRAA.LCRA.MENDOZ.138.0001 | LCRAA | LCRA | L_MENDOZ8_1Y | [DSC]DSW_6649, [DSC]DSW_6653, [DSC]DSW_6659, [DSC] | Original Not Confirmed
MENDOZ | 138 | TOPOLOGY.LCRAA.LCRA.MENDOZ.138.1384 | LCRAA | LCRA | L_MENDOZ8_1U | [CB]CS_8725, [DSC]DSW_8727, [LD]MENDOZT1 | Original Not Confirmed
MENGCR | 138 | TOPOLOGY.LCRAA.LCRA.MENGCR.138.2003 | LCRAA | LCRA | MENGCR_L_A | [CB]CS_18985, [DSC]HSW_18987, [LD]MENGCR_T1 | New NodeKey
MILLCR | 138 | TOPOLOGY.LCRAA.LCRA.MILLCR.138.8BB1 | LCRAA | LCRA | L_MILLCR8_1W | [DSC]DS9349_SW, [DSC]DS9359_SW, [DSC]DS9369_SW, [D | Original Not Confirmed
MILLER | 138 | TOPOLOGY.LCRAA.LCRA.MILLER.138.0301 | LCRAA | LCRA | L_MILLER8_1Y | [DSC]DSW_10309, [DSC]DSW_10313, [DSC]DSW_10319, [D | Original Not Confirmed
MOULGV | 69 | TOPOLOGY.LCRAA.LCRA.MOULGV.69.7056 | LCRAA | LCRA | L_MOULGV9_1X | [DSC]DSW_106, [LD]MOULGVT1 | Original Not Confirmed
MOULTO | 69 | TOPOLOGY.LCRAA.LCRA.MOULTO.69.7061 | LCRAA | LCRA | L_MOULTO9_1W | [DSC]DSW_804, [LD]MOULTOT1 | Original Not Confirmed
MOUNTO | 138 | TOPOLOGY.LCRAA.LCRA.MOUNTO.138.8301 | LCRAA | LCRA | L_MOUNTO8_1W | [DSC]DSW_4869, [DSC]DSW_4879, [DSC]DSW_4889 | Original Not Confirmed
MOUNTO | 69 | TOPOLOGY.LCRAA.LCRA.MOUNTO.69.9401 | LCRAA | LCRA | L_MOUNTO9_1W | [DSC]HSW_1969, [DSC]HSW_1979, [DSC]HSW_1989 | Original Not Confirmed
NAMELE | 138 | TOPOLOGY.LCRAA.LCRA.NAMELE.138.0100 | LCRAA | LCRA | L_NAMELE8_1Z | [CB]CS_19025, [DSC]HSW_19027, [LD]NAMELET2 | Original Not Confirmed
NAMELE | 138 | TOPOLOGY.LCRAA.LCRA.NAMELE.138.1383 | LCRAA | LCRA | L_NAMELE8_1S | [CB]CS_9415, [DSC]DSW_9417, [LD]NAMLET1 | Original Not Confirmed
NARUNA | 138 | TOPOLOGY.LCRAA.LCRA.NARUNA.138.0100 | LCRAA | LCRA | NARUNA_L_A | [CB]CS_19565, [DSC]HSW_19567, [LD]NARUNAT1 | New NodeKey
NASHCR | 69 | TOPOLOGY.LCRAA.LCRA.NASHCR.69.7087 | LCRAA | LCRA | L_NASHCR9_1W | [CB]CS135_CS, [LD]NASHCRT1 | Original Not Confirmed
NEWBER | 138 | TOPOLOGY.LCRAA.LCRA.NEWBER.138.3805 | LCRAA | LCRA | NEWBER_L_A | [CB]CS_255, [LD]NEWBERT1 | New NodeKey
NEWBER | 69 | TOPOLOGY.LCRAA.LCRA.NEWBER.69.0010 | LCRAA | LCRA | L_NEWBER9_1V | [CB]CS955_CS, [DSC]DSW_957, [LD]NEWBERT2 | Original Not Confirmed
NEWBRE | 138 | TOPOLOGY.LCRAA.LCRA.NEWBRE.138.1384 | LCRAA | LCRA | L_NEWBRE8_1W | [CB]CS8965_CS, [DSC]HSW_8967, [LD]NEWBRET1 | Original Not Confirmed
NEWJUNC | 69 | TOPOLOGY.LCRAA.LCRA.NEWJUNC.69.1383 | LCRAA | LCRA | L_NEWJUN9_1Z | [DSC]DSW_1162, [LD]LOAD1 | Original Not Confirmed
NEWROS | 69 | TOPOLOGY.LCRAA.LCRA.NEWROS.69.0001 | LCRAA | LCRA | L_NEWROS9_1Y | [DSC]DSW_637, [LD]LOAD1 | Original Not Confirmed
NIMITZ | 138 | TOPOLOGY.LCRAA.LCRA.NIMITZ.138.1382 | LCRAA | LCRA | L_NIMITZ8_1Z | [CB]CS8985_CS, [DSC]DSW_8987, [LD]NIMITZT1 | Original Not Confirmed
NIXOGV | 69 | TOPOLOGY.LCRAA.LCRA.NIXOGV.69.7117 | LCRAA | LCRA | L_NIXOGV9_1X | [DSC]DSW_66W, [LD]NIXOGVT1 | Original Not Confirmed
NIXON1 | 69 | TOPOLOGY.LCRAA.LCRA.NIXON1.69.9401 | LCRAA | LCRA | L_NIXON19_1Y | [DSC]DSW_9019, [DSC]DSW_9023, [DSC]DSW_9024, [DSC] | Original Not Confirmed
OTTINE | 69 | TOPOLOGY.LCRAA.LCRA.OTTINE.69.7139 | LCRAA | LCRA | L_OTTINE9_1X | [DSC]DSW_176, [LD]OTTINET1 | Original Not Confirmed
PAIGE | 138 | TOPOLOGY.LCRAA.LCRA.PAIGE.138.0001 | LCRAA | LCRA | PAIGE_L_A | [DSC]DSW_TS_1, [LD]TEMP_T-1 | New NodeKey
PAIGE | 138 | TOPOLOGY.LCRAA.LCRA.PAIGE.138.7144 | LCRAA | LCRA | L_PAIGE_8_1W | [CB]CS2465_CS, [LD]PAIGE_T1 | Original Not Confirmed
PALEFA | 138 | TOPOLOGY.LCRAA.LCRA.PALEFA.138.3817 | LCRAA | LCRA | L_PALEPE8_1Y | [CB]CS3915_CS, [DSC]DSW_3912, [DSC]DSW_3917, [LD]P | Original Not Confirmed
PALEFA | 138 | TOPOLOGY.LCRAA.LCRA.PALEFA.138.8301 | LCRAA | LCRA | L_PALEFA8_1Y | [DSC]DSW_3399, [DSC]DSW_3406, [DSC]DSW_3409, [DSC] | Original Not Confirmed
PALEFA | 138 | TOPOLOGY.LCRAA.LCRA.PALEFA.138.8302 | LCRAA | LCRA | L_PALEPE8_1Z | [DSC]DSW_2489, [DSC]DSW_3099, [DSC]DSW_3104, [DSC] | Original Not Confirmed
PALEFA | 138 | TOPOLOGY.LCRAA.LCRA.PALEFA.138.8304 | LCRAA | LCRA | L_PALEPE8_1Q | [CB]CS_3105, [DSC]HSW_3107, [LD]T1 | Original Not Confirmed
PARKWA | 138 | TOPOLOGY.LCRAA.LCRA.PARKWA.138.0102 | LCRAA | LCRA | L_PARKWA8_1V | [DSC]DSW_9098, [DSC]DSW_9103, [LD]PARKWAT2 | Original Not Confirmed
PARKWA | 138 | TOPOLOGY.LCRAA.LCRA.PARKWA.138.3811 | LCRAA | LCRA | L_PARKWA8_1S | [DSC]DSW_9088, [DSC]DSW_9093, [LD]PARKWAT1 | Original Not Confirmed
PARKWA | 138 | TOPOLOGY.LCRAA.LCRA.PARKWA.138.8301 | LCRAA | LCRA | L_PARKWA8_1Y | [DSC]DSW_13L12, [DSC]DSW_18L12, [DSC]DSW_9079, [DS | Original Not Confirmed
PHILJC | 138 | TOPOLOGY.LCRAA.LCRA.PHILJC.138.8301 | LCRAA | LCRA | L_PHJOCI8_1X | [DSC]DSW_3426, [DSC]DSW_3432, [LD]PHILJC_T1 | Original Not Confirmed
PIPECR | 138 | TOPOLOGY.LCRAA.LCRA.PIPECR.138.0004 | LCRAA | LCRA | L_PIPECR8_1Y | [DSC]DSW_6709, [DSC]DSW_6714, [DSC]DSW_6719, [DSC] | Original Not Confirmed
PIPECR | 138 | TOPOLOGY.LCRAA.LCRA.PIPECR.138.0043 | LCRAA | LCRA | L_PIPECR8_1S | [DSC]DSW_6712, [DSC]DSW_6716, [LD]PIPECRT2 | Original Not Confirmed
PIPECR | 69 | TOPOLOGY.LCRAA.LCRA.PIPECR.69.0062 | LCRAA | LCRA | L_PIPECR9_1Y | [DSC]292, [DSC]DSW_6399, [DSC]DSW_6759, [DSC]DSW_6 | Original Not Confirmed
PISEK | 138 | TOPOLOGY.LCRAA.LCRA.PISEK.138.0002 | LCRAA | LCRA | L_PISEK_9_1Y | [CB]CS_1705, [DSC]HSW_1707, [LD]PISEK | Original Not Confirmed
PITSBU | 138 | TOPOLOGY.LCRAA.LCRA.PITSBU.138.0028 | LCRAA | LCRA | L_PITSBU8_1Z | [CB]11835_CS, [DSC]11837, [LD]PITSBU_T4 | Original Not Confirmed
PITSBU | 138 | TOPOLOGY.LCRAA.LCRA.PITSBU.138.0034 | LCRAA | LCRA | L_PITSBU8_1W | [CB]12295_CS, [DSC]12297, [LD]PITSBU_T2 | Original Not Confirmed
PITSBU | 138 | TOPOLOGY.LCRAA.LCRA.PITSBU.138.3814 | LCRAA | LCRA | L_PITSBU8_1T | [DSC]11829, [DSC]12291, [DSC]4926, [LN]515T515 | Original Not Confirmed
PITSBU | 69 | TOPOLOGY.LCRAA.LCRA.PITSBU.69.9401 | LCRAA | LCRA | L_PITSBU9_1Y | [DSC]1899, [DSC]1909, [DSC]1919, [DSC]4924 | Original Not Confirmed
PLUM | 138 | TOPOLOGY.LCRAA.LCRA.PLUM.138.1386 | LCRAA | LCRA | L_PLUM__8_1Z | [DSC]DSW_4939, [DSC]DSW_4949, [LD]PLUM_T1 | Original Not Confirmed
POTTER | 138 | TOPOLOGY.LCRAA.LCRA.POTTER.138.0008 | LCRAA | LCRA | POTTER_L_A | [DSC]13017, [CB]CS_13015, [LD]T1 | No Original Name
PRAIVI | 138 | TOPOLOGY.LCRAA.LCRA.PRAIVI.138.0023 | LCRAA | LCRA | L_PRAIVI8_1Y | [DSC]DSW_10189, [DSC]DSW_10193, [DSC]DSW_10198, [D | Original Not Confirmed
PRAIVI | 138 | TOPOLOGY.LCRAA.LCRA.PRAIVI.138.0047 | LCRAA | LCRA | L_PRAIVI8_1U | [CB]CS_10205, [DSC]DSW_10207, [LD]PRAIVIT2 | Original Not Confirmed
PRAIVI | 138 | TOPOLOGY.LCRAA.LCRA.PRAIVI.138.1381 | LCRAA | LCRA | L_PRAIVI8_1S | [CB]CS_3555, [DSC]DSW_3557, [LD]PRAIVIT1 | Original Not Confirmed
QUANEX | 69 | TOPOLOGY.LCRAA.LCRA.QUANEX.69.7252 | LCRAA | LCRA | L_QUANEX9_1Z | [DSC]777, [CB]CS775, [LD]QUANEXT2 | Original Not Confirmed
RAYBAR | 138 | TOPOLOGY.LCRAA.LCRA.RAYBAR.138.0004 | LCRAA | LCRA | L_RAYMBA8_1T | [CB]CS_11285, [LD]T1 | Original Not Confirmed
RAYBAR | 138 | TOPOLOGY.LCRAA.LCRA.RAYBAR.138.0016 | LCRAA | LCRA | L_RAYMBA8_1X | [DSC]DSW_11251, [DSC]DSW_11252, [DSC]DSW_11261 | Original Not Confirmed
RAYBAR | 138 | TOPOLOGY.LCRAA.LCRA.RAYBAR.138.0020 | LCRAA | LCRA | L_RAYMBA8_1P | [DSC]DSW_11341, [DSC]DSW_11342, [DSC]DSW_11351 | Original Not Confirmed
RAYBAR | 138 | TOPOLOGY.LCRAA.LCRA.RAYBAR.138.0027 | LCRAA | LCRA | L_RAYMBA8_1V | [DSC]DSW_11321, [DSC]DSW_11331, [DSC]DSW_11332 | Original Not Confirmed
REDROC | 138 | TOPOLOGY.LCRAA.LCRA.REDROC.138.7262 | LCRAA | LCRA | L_REDROC8_1W | [CB]CS8545_CS, [LD]REDROCT1 | Original Not Confirmed
REDWOO | 138 | TOPOLOGY.LCRAA.LCRA.REDWOO.138.0003 | LCRAA | LCRA | L_REDWOO8_1T | [CB]CS_19235, [DSC]HSW_19232, [LD]REDWOOT3 | Original Not Confirmed
REDWOO | 138 | TOPOLOGY.LCRAA.LCRA.REDWOO.138.1382 | LCRAA | LCRA | L_REDWOO8_1Q | [CB]CS8235_CS, [DSC]DSW_8237, [DSC]HSW_8236, [LD]R | Original Not Confirmed
REDWOO | 138 | TOPOLOGY.LCRAA.LCRA.REDWOO.138.3810 | LCRAA | LCRA | L_REDWOO8_1O | [CB]CS8225_CS, [DSC]DSW_8227, [DSC]HSW_8226, [LD]R | Original Not Confirmed
REDWOO | 138 | TOPOLOGY.LCRAA.LCRA.REDWOO.138.8301 | LCRAA | LCRA | L_REDWOO8_1Z | [DSC]DSW_19238, [DSC]DSW_8228, [DSC]DSW_8229, [DSC | Original Not Confirmed
REEDVI | 69 | TOPOLOGY.LCRAA.LCRA.REEDVI.69.1201 | LCRAA | LCRA | REEDVI_L_A | [CB]CS_19265, [LD]REEDVI_T1 | New NodeKey
RICHSP | 69 | TOPOLOGY.LCRAA.LCRA.RICHSP.69.691 | LCRAA | LCRA | L_RICHSP9_1Y | [DSC]DSW_1184, [LD]RICHSPT1 | Original Not Confirmed
RIMROC | 138 | TOPOLOGY.LCRAA.LCRA.RIMROC.138.1381 | LCRAA | LCRA | L_RIMROC8_1Y | [CB]CS8855_CS, [DSC]HSW_8857, [LD]RIMROCT1 | Original Not Confirmed
RIONOG | 18 | TOPOLOGY.LCRAA.LCRA.RIONOG.18.0001 | LCRAA | LCRA | L_RIONOG1_3Y | [UN]CT1, [DSC]FAKESW_G1 | Original Not Confirmed
RIONOG | 18 | TOPOLOGY.LCRAA.LCRA.RIONOG.18.0002 | LCRAA | LCRA | L_RIONOG1_2Y | [UN]CT2, [DSC]FAKESW_G2 | Original Not Confirmed
RIONOG | 18 | TOPOLOGY.LCRAA.LCRA.RIONOG.18.0003 | LCRAA | LCRA | L_RIONOG1G1Y | [UN]CT3, [DSC]FAKESW_G3 | Original Not Confirmed
RIONOG | 22 | TOPOLOGY.LCRAA.LCRA.RIONOG.22.0004 | LCRAA | LCRA | L_RIONOG1S1Y | [DSC]FAKESW_ST, [UN]ST1 | Original Not Confirmed
RIVEOA | 138 | TOPOLOGY.LCRAA.LCRA.RIVEOA.138.0002 | LCRAA | LCRA | L_RIVEOA8_1Z | [CB]CS9815, [DSC]DSW_9817, [LD]T1 | Original Not Confirmed
RIVERS | 138 | TOPOLOGY.LCRAA.LCRA.RIVERS.138.1381 | LCRAA | LCRA | L_RIVERS8_1Z | [CB]CS_2870, [DSC]DSW_2877, [LD]RIVERST1 | Original Not Confirmed
RIVERY | 138 | TOPOLOGY.LCRAA.LCRA.RIVERY.138.0001 | LCRAA | LCRA | L_RIVERY8_1Y | [DSC]10567, [CB]CS10565, [LD]RIVERYT1 | Original Not Confirmed
RIVERY | 138 | TOPOLOGY.LCRAA.LCRA.RIVERY.138.BB1 | LCRAA | LCRA | L_RIVERY8_1V | [DSC]10559, [DSC]10564, [DSC]10569 | Original Not Confirmed
RNRD12 | 138 | TOPOLOGY.LCRAA.LCRA.RNRD12.138.7292 | LCRAA | LCRA | L_RARO128_1X | [CB]CS_3955, [LD]RNRD12T1 | Original Not Confirmed
ROCKIS | 69 | TOPOLOGY.LCRAA.LCRA.ROCKIS.69.7297 | LCRAA | LCRA | L_ROCKIS9_1W | [DSC]DSW_252, [LD]ROCKIST1 | Original Not Confirmed
ROHR | 138 | TOPOLOGY.LCRAA.LCRA.ROHR.138.0001 | LCRAA | LCRA | ROHR_L_A | [DSC]DSW_TS_1, [LD]TEMP_T-1 | New NodeKey
ROHR | 138 | TOPOLOGY.LCRAA.LCRA.ROHR.138.1381 | LCRAA | LCRA | L_ROHR__8_1Z | [CB]CS_2255, [DSC]HSW_2257, [LD]ROHR_T1 | Original Not Confirmed
ROSICR | 138 | TOPOLOGY.LCRAA.LCRA.ROSICR.138.BB1 | LCRAA | LCRA | L_ROSICR8_1X | [CB]12665_CS, [DSC]12667, [LD]LD01 | Original Not Confirmed
ROUNTO | 138 | TOPOLOGY.LCRAA.LCRA.ROUNTO.138.1381 | LCRAA | LCRA | L_ROUNTO8_1Y | [CB]CS_3865, [DSC]DSW_3867, [LD]ROUNTOT1 | Original Not Confirmed
RUTHER | 138 | TOPOLOGY.LCRAA.LCRA.RUTHER.138.1003 | LCRAA | LCRA | L_RUTHER8_1U | [DSC]DSW_4133, [DSC]DSW_4136, [LD]RUTHERT1 | Original Not Confirmed
RUTHER | 138 | TOPOLOGY.LCRAA.LCRA.RUTHER.138.1387 | LCRAA | LCRA | L_RUTHER8_1Y | [DSC]10389, [DSC]DSW_3479, [DSC]DSW_3539, [DSC]DSW | Original Not Confirmed
SALEM | 138 | TOPOLOGY.LCRAA.LCRA.SALEM.138.8301 | LCRAA | LCRA | L_SALEM_8_1Y | [DSC]12239, [DSC]DSW_4009, [DSC]DSW_4019, [DSC]DSW | Original Not Confirmed
SALEM | 138 | TOPOLOGY.LCRAA.LCRA.SALEM.138.8302 | LCRAA | LCRA | L_SALEM_8_1Z | [DSC]12249, [DSC]DSW_3999, [DSC]DSW_4029, [DSC]DSW | Original Not Confirmed
SANDHI | 138 | TOPOLOGY.LCRAA.LCRA.SANDHI.138.7374 | LCRAA | LCRA | L_SANDHI8_1W | [CB]CS_3965, [LD]SANDHIT1 | Original Not Confirmed
SANMAR | 138 | TOPOLOGY.LCRAA.LCRA.SANMAR.138.7386 | LCRAA | LCRA | L_SANMAR8_1P | [CB]CS_4975, [LD]SANMART1 | Original Not Confirmed
SANMAR | 138 | TOPOLOGY.LCRAA.LCRA.SANMAR.138.7388 | LCRAA | LCRA | L_SANMAR8_1O | [CB]CS_4985, [LD]SANMART2 | Original Not Confirmed
SANMAR | 138 | TOPOLOGY.LCRAA.LCRA.SANMAR.138.8301 | LCRAA | LCRA | L_SANMAR8_1Y | [DSC]DSW_10799, [DSC]DSW_10809, [DSC]DSW_3904, [DS | Original Not Confirmed
SANSAB | 69 | TOPOLOGY.LCRAA.LCRA.SANSAB.69.693 | LCRAA | LCRA | L_SANSAB9_1Z | [DSC]1153, [CB]CS_1155, [LD]SANSABT3 | Original Not Confirmed
SANSAB | 69 | TOPOLOGY.LCRAA.LCRA.SANSAB.69.BS1 | LCRAA | LCRA | L_SANSAB9_1Y | [DSC]10609, [DSC]10619, [DSC]1156, [DSC]1176 | Original Not Confirmed
SANSAS | 69 | TOPOLOGY.LCRAA.LCRA.SANSAS.69.698 | LCRAA | LCRA | L_SASASW9_1W | [DSC]DSW_1158, [LD]TR1 | Original Not Confirmed
SATTLE | 138 | TOPOLOGY.LCRAA.LCRA.SATTLE.138.3818 | LCRAA | LCRA | L_SATTLE8_1U | [CB]CS_10225, [DSC]DSW_10227, [LD]SATTLET2 | Original Not Confirmed
SCHERT | 138 | TOPOLOGY.LCRAA.LCRA.SCHERT.138.1388 | LCRAA | LCRA | L_SCHERT8_1Z | [DSC]DSW_5712, [DSC]DSW_6479, [DSC]DSW_6482LB, [DS | Original Not Confirmed
SCHERT | 138 | TOPOLOGY.LCRAA.LCRA.SCHERT.138.7441 | LCRAA | LCRA | L_SCHERT8_1U | [CB]CS_5705, [LD]SCHERTT2 | Original Not Confirmed
SCHERT | 138 | TOPOLOGY.LCRAA.LCRA.SCHERT.138.7443 | LCRAA | LCRA | L_SCHERT8_1T | [CB]CS_5715, [LD]SCHERTT1 | Original Not Confirmed
SCHKAD | 138 | TOPOLOGY.LCRAA.LCRA.SCHKAD.138.0500 | LCRAA | LCRA | SCHKAD_L_A | [CB]CS_19385, [DSC]HSW_19387, [LD]SCHKAD_T1 | New NodeKey
SCHULE | 138 | TOPOLOGY.LCRAA.LCRA.SCHULE.138.0007 | LCRAA | LCRA | L_SCHULE8_1Z | [CB]CS_8625, [DSC]HSW_8627, [LD]SCHULET2 | Original Not Confirmed
SCHULE | 138 | TOPOLOGY.LCRAA.LCRA.SCHULE.138.1386 | LCRAA | LCRA | L_SCHULE8_1V | [CB]CS_8635, [DSC]DSW_8637, [LD]SCHULET1 | Original Not Confirmed
SCHUMA | 138 | TOPOLOGY.LCRAA.LCRA.SCHUMA.138.0005 | LCRAA | LCRA | L_SCHUMA8_1S | [UN]DUNLAPG1, [DSC]FAKESW_G1 | Original Not Confirmed
SCHUMA | 138 | TOPOLOGY.LCRAA.LCRA.SCHUMA.138.0008 | LCRAA | LCRA | L_SCHUMA8_1R | [UN]DUNLAPG2, [DSC]FAKESW_G2 | Original Not Confirmed
SCHUMA | 138 | TOPOLOGY.LCRAA.LCRA.SCHUMA.138.1382 | LCRAA | LCRA | L_SCHUMA8_1Y | [CB]CS_8705, [DSC]DSW_8707, [DSC]FAKESW_G1, [DSC]F | Original Not Confirmed
SCHUMA | 138 | TOPOLOGY.LCRAA.LCRA.SCHUMA.138.1386 | LCRAA | LCRA | L_SCHUMA8_1V | [CB]CS_8715, [DSC]DSW_8717, [LD]SCHUMAT2 | Original Not Confirmed
SEAWAY | 138 | TOPOLOGY.LCRAA.LCRA.SEAWAY.138.0009 | LCRAA | LCRA | SEAWAY_L_A | [CB]CS_19965, [DSC]HSW_19967, [LD]LOAD_T-4 | New NodeKey
SEAWAY | 138 | TOPOLOGY.LCRAA.LCRA.SEAWAY.138.1000 | LCRAA | LCRA | L_SEAWAY8_1Y | [CB]CS_8525, [DSC]HSW_8527, [LD]SEAWAYT3 | Original Not Confirmed
SEAWAY | 138 | TOPOLOGY.LCRAA.LCRA.SEAWAY.138.7472 | LCRAA | LCRA | L_SEAWAY8_1V | [CB]CS_8515, [DSC]HSW_8517, [LD]SEAWAYT1 | Original Not Confirmed
SEGOVI | 69 | TOPOLOGY.LCRAA.LCRA.SEGOVI.69.9BB1 | LCRAA | LCRA | L_SEGOVI9_1Z | [DSC]DSW_1384, [LD]SEGOVIL1 | Original Not Confirmed
SEGUIN | 138 | TOPOLOGY.LCRAA.LCRA.SEGUIN.138.3821 | LCRAA | LCRA | L_SEGUIN8_1Q | [DSC]DSW_3526, [DSC]DSW_3542, [LD]SEGUINT4 | Original Not Confirmed
SEGUIN | 138 | TOPOLOGY.LCRAA.LCRA.SEGUIN.138.3822 | LCRAA | LCRA | L_SEGUIN8_1P | [DSC]DSW_3166, [DSC]DSW_3803, [LD]SEGUINT5 | Original Not Confirmed
SEGUWE | 138 | TOPOLOGY.LCRAA.LCRA.SEGUWE.138.0005 | LCRAA | LCRA | L_SEGUWE8_1X | [DSC]9741, [DSC]DSW_9743, [LD]SEGUWET1 | Original Not Confirmed
SEGUWE | 138 | TOPOLOGY.LCRAA.LCRA.SEGUWE.138.699 | LCRAA | LCRA | L_SEGUWE8_1S | [DSC]9751, [DSC]DSW_9753, [LD]SEGUWET2 | Original Not Confirmed
SHERID | 69 | TOPOLOGY.LCRAA.LCRA.SHERID.69.7524 | LCRAA | LCRA | L_SHERID9_1W | [DSC]DSW_162, [LD]SHERIDT1 | Original Not Confirmed
SHERPO | 138 | TOPOLOGY.LCRAA.LCRA.SHERPO.138.7530 | LCRAA | LCRA | L_SHERPO8_1Z | [CB]CS_2975, [LD]SHERPOT1 | Original Not Confirmed
SHERPO | 138 | TOPOLOGY.LCRAA.LCRA.SHERPO.138.7537 | LCRAA | LCRA | L_SHERPO8_1V | [CB]CS_2965, [LD]SHERPOT2 | Original Not Confirmed
SHERPO | 138 | TOPOLOGY.LCRAA.LCRA.SHERPO.138.8301 | LCRAA | LCRA | L_SHERPO8_1Y | [DSC]DSW_2964, [DSC]DSW_2974, [DSC]HSW_2959, [DSC] | Original Not Confirmed
SHERSH | 138 | TOPOLOGY.LCRAA.LCRA.SHERSH.138.7541 | LCRAA | LCRA | L_SHERSH8_1W | [CB]CS_3228, [LD]SHERSHT1 | Original Not Confirmed
SHERSH | 138 | TOPOLOGY.LCRAA.LCRA.SHERSH.138.7544 | LCRAA | LCRA | L_SHERSH8_1V | [CB]CS_3248, [LD]SHERSHT2 | Original Not Confirmed
SHINER | 69 | TOPOLOGY.LCRAA.LCRA.SHINER.69.7548 | LCRAA | LCRA | L_SHINER9_1Z | [CB]CS_805, [DSC]DSW_817, [LD]SHINERT1 | Original Not Confirmed
SHINGV | 69 | TOPOLOGY.LCRAA.LCRA.SHINGV.69.7552 | LCRAA | LCRA | L_SHINGV9_1X | [DSC]DSW_96, [LD]SHINGVT1 | Original Not Confirmed
SMI | 138 | TOPOLOGY.LCRAA.LCRA.SMI.138.3810 | LCRAA | LCRA | L_STMEIN8_1Y | [LN]306T369, [DSC]DSW_5782, [DSC]DSW_5792, [DSC]MO | Original Not Confirmed
SMI | 138 | TOPOLOGY.LCRAA.LCRA.SMI.138.7558 | LCRAA | LCRA | L_STMEIN8_1T | [CB]CS_5785, [LD]SMI_T2 | Original Not Confirmed
SMI | 138 | TOPOLOGY.LCRAA.LCRA.SMI.138.7562 | LCRAA | LCRA | L_STMEIN8_1S | [CB]CS_5775, [LD]SMI_T1 | Original Not Confirmed
SMI | 138 | TOPOLOGY.LCRAA.LCRA.SMI.138.7565 | LCRAA | LCRA | L_STMEIN8_1R | [CB]CS_5795, [LD]SMI_T6 | Original Not Confirmed
SMI | 138 | TOPOLOGY.LCRAA.LCRA.SMI.138.7567 | LCRAA | LCRA | L_STMEIN8_1Q | [CB]CS_5765, [LD]SMI_T7 | Original Not Confirmed
SMI | 138 | TOPOLOGY.LCRAA.LCRA.SMI.138.8301 | LCRAA | LCRA | L_STMEIN8_1Z | [DSC]DSW_5769, [DSC]DSW_5774, [DSC]DSW_5777, [DSC] | Original Not Confirmed
SMILEY | 69 | TOPOLOGY.LCRAA.LCRA.SMILEY.69.7570 | LCRAA | LCRA | L_SMILEY9_1Z | [DSC]DSW_76, [LD]SMILEYT1 | Original Not Confirmed
SMITHV | 138 | TOPOLOGY.LCRAA.LCRA.SMITHV.138.0005 | LCRAA | LCRA | L_SMITHV8_1X | [DSC]DSW_6016, [DSC]DSW_6017, [LD]SMITHVT2 | Original Not Confirmed
SMITHV | 138 | TOPOLOGY.LCRAA.LCRA.SMITHV.138.3811 | LCRAA | LCRA | L_SMITHV8_1T | [DSC]DSW_6006, [DSC]DSW_6007, [LD]SMITHVT1 | Original Not Confirmed
SMITHV | 138 | TOPOLOGY.LCRAA.LCRA.SMITHV.138.8301 | LCRAA | LCRA | L_SMITHV8_1Y | [DSC]DSW_5999, [DSC]DSW_6004, [DSC]DSW_6009, [DSC] | Original Not Confirmed
SPICEW | 138 | TOPOLOGY.LCRAA.LCRA.SPICEW.138.1388 | LCRAA | LCRA | L_SPICEW8_1W | [CB]CS_5255, [DSC]HSW_5257, [LD]SPICEWT2 | Original Not Confirmed
SPICEW | 138 | TOPOLOGY.LCRAA.LCRA.SPICEW.138.1389 | LCRAA | LCRA | L_SPICEW8_1V | [CB]CS_5265, [DSC]HSW_5267, [LD]SPICEWT1 | Original Not Confirmed
SPICEW | 138 | TOPOLOGY.LCRAA.LCRA.SPICEW.138.8301 | LCRAA | LCRA | L_SPICEW8_1Y | [DSC]DSW_5249, [DSC]DSW_5256, [DSC]DSW_5259, [DSC] | Original Not Confirmed
STRAHAT1 | 138 | TOPOLOGY.LCRAA.LCRA.STRAHAT1.138.0013 | LCRAA | LCRA | L_STRAHA8_1W | [CB]CS9515, [DSC]DSW_9517, [LD]L1 | Original Not Confirmed
SUNNYS | 69 | TOPOLOGY.LCRAA.LCRA.SUNNYS.69.0501 | LCRAA | LCRA | SUNNYS_L_A | [CB]CS_1885, [DSC]HSW_1887, [LD]SUNNYS_T2 | New NodeKey
SUNRBE | 69 | TOPOLOGY.LCRAA.LCRA.SUNRBE.69.7613 | LCRAA | LCRA | L_SUNRBE9_1W | [DSC]DSW_466, [LD]SUNRBET1 | Original Not Confirmed
SWEEHO | 138 | TOPOLOGY.LCRAA.LCRA.SWEEHO.138.0001 | LCRAA | LCRA | L_SWEETH8_1Y | [CB]CS_9285, [DSC]HSW_9287, [LD]SWEETH_T1 | Original Not Confirmed
SWEEHO | 138 | TOPOLOGY.LCRAA.LCRA.SWEEHO.138.0102 | LCRAA | LCRA | SWEEHO_L_B | [DSC]DSW_TS_1, [LD]TEMP_T-1 | New NodeKey
SWEETWN3 | 34.5 | TOPOLOGY.LCRAA.LCRA.SWEETWN3.34.5.0008 | LCRAA | LCRA | SWETWATR_3GZ | [CB]52L1, [UN]WND3 | Original Not Confirmed
SWEETWN4 | 34.5 | TOPOLOGY.LCRAA.LCRA.SWEETWN4.34.5.0018 | LCRAA | LCRA | SWEETWN4_R_A | [DSC]89-4, [UN]WND4A | New NodeKey
SWEETWN4 | 34.5 | TOPOLOGY.LCRAA.LCRA.SWEETWN4.34.5.0023 | LCRAA | LCRA | SWEETWN4_R_B | [DSC]89_5, [UN]WND4B | New NodeKey
SWIFTE | 138 | TOPOLOGY.LCRAA.LCRA.SWIFTE.138.1384 | LCRAA | LCRA | L_CAMPSW8_1Z | [CB]CS_8795, [DSC]HSW_8797, [LD]SWIFTET1 | Original Not Confirmed
TARPLE | 69 | TOPOLOGY.LCRAA.LCRA.TARPLE.69.692 | LCRAA | LCRA | L_TARPLE9_1Z | [DSC]DSW_8596, [DSC]DSW_8598, [LD]TARPLET1 | Original Not Confirmed
TERRY | 69 | TOPOLOGY.LCRAA.LCRA.TERRY.69.0003 | LCRAA | LCRA | L_TERRY_9_1Y | [DSC]DSW_1178, [LD]TERRY_T1 | Original Not Confirmed
THOMPS | 69 | TOPOLOGY.LCRAA.LCRA.THOMPS.69.0001 | LCRAA | LCRA | THOMPS_L_A | [DSC]DSW_TS_1, [LD]TEMP_T-1 | New NodeKey
THOMPS | 69 | TOPOLOGY.LCRAA.LCRA.THOMPS.69.7628 | LCRAA | LCRA | L_THOMPS9_1W | [DSC]DSW_1546, [LD]THOMPST1 | Original Not Confirmed
THOR2 | 69 | TOPOLOGY.LCRAA.LCRA.THOR2.69.691 | LCRAA | LCRA | L_THOTA29_1Y | [CB]FAKE_LN_CB, [LD]THOR2_T1 | Original Not Confirmed
TRAVIS | 69 | TOPOLOGY.LCRAA.LCRA.TRAVIS.69.7642 | LCRAA | LCRA | L_TRAVIS9_1W | [CB]CS_665, [LD]TRAVIST1 | Original Not Confirmed
TURNER | 138 | TOPOLOGY.LCRAA.LCRA.TURNER.138.0001 | LCRAA | LCRA | L_TURNER8_1X | [DSC]DSW_9706, [DSC]DSW_9708, [LD]TURNERT1 | Original Not Confirmed
TURTCR | 138 | TOPOLOGY.LCRAA.LCRA.TURTCR.138.3814 | LCRAA | LCRA | L_TURTCR8_1V | [CB]8835_CS, [DSC]8837, [LD]TURTCRT1 | Original Not Confirmed
TURTCR | 138 | TOPOLOGY.LCRAA.LCRA.TURTCR.138.8301 | LCRAA | LCRA | L_TURTCR8_1Y | [DSC]8834, [DSC]DSW_8809, [DSC]DSW_8814, [DSC]DSW_ | Original Not Confirmed
TXI1 | 138 | TOPOLOGY.LCRAA.LCRA.TXI1.138.7661 | LCRAA | LCRA | L_TEXIND8_1Z | [CB]CS_5405, [LD]TXI_T2 | Original Not Confirmed
TXI1 | 138 | TOPOLOGY.LCRAA.LCRA.TXI1.138.7663 | LCRAA | LCRA | L_TEXIND8_1X | [CB]CS_5395, [LD]TXI_T1 | Original Not Confirmed
UTOPIA | 69 | TOPOLOGY.LCRAA.LCRA.UTOPIA.69.7667 | LCRAA | LCRA | L_UTOPIA9_1W | [DSC]DSW_282, [LD]UTOPIAT1 | Original Not Confirmed
VERDCR | 138 | TOPOLOGY.LCRAA.LCRA.VERDCR.138.8301 | LCRAA | LCRA | L_VERDCR8_1Y | [DSC]DSW_2476, [DSC]DSW_5539, [DSC]DSW_5549, [DSC] | Original Not Confirmed
WAELDE | 69 | TOPOLOGY.LCRAA.LCRA.WAELDE.69.0010 | LCRAA | LCRA | WAELDE_L_A | [CB]CS_19155, [DSC]DSW_19157, [LD]T-1 | New NodeKey
WALLER | 138 | TOPOLOGY.LCRAA.LCRA.WALLER.138.0001 | LCRAA | LCRA | L_WALLER8_1X | [DSC]DSW_6861, [DSC]DSW_6863, [LD]WALLERT2 | Original Not Confirmed
WALLER | 138 | TOPOLOGY.LCRAA.LCRA.WALLER.138.3811 | LCRAA | LCRA | L_WALLER8_1R | [DSC]DSW_3084, [DSC]DSW_3087, [LD]WALLERT1 | Original Not Confirmed
WALLER | 138 | TOPOLOGY.LCRAA.LCRA.WALLER.138.3894 | LCRAA | LCRA | L_WALLER8_1Z | [CB]CS_3085, [DSC]DSW_3069, [DSC]DSW_3079, [DSC]DS | Original Not Confirmed
WARDA | 138 | TOPOLOGY.LCRAA.LCRA.WARDA.138.1384 | LCRAA | LCRA | L_WARDA_8_1W | [CB]CS_9235, [DSC]HSW_9237, [LD]WARDA_T1 | Original Not Confirmed
WEBBER | 138 | TOPOLOGY.LCRAA.LCRA.WEBBER.138.0015 | LCRAA | LCRA | L_WEBBER8_1V | [DSC]10677, [CB]CS_10675, [LD]T1 | Original Not Confirmed
WEIDER | 138 | TOPOLOGY.LCRAA.LCRA.WEIDER.138.0015 | LCRAA | LCRA | L_WEIDER8_1V | [CB]CS11415, [LD]T1 | Original Not Confirmed
WEIDER | 138 | TOPOLOGY.LCRAA.LCRA.WEIDER.138.0203 | LCRAA | LCRA | WEIDER_L_B | [CB]CS_11555, [LD]T2 | New NodeKey
WEIMAR | 138 | TOPOLOGY.LCRAA.LCRA.WEIMAR.138.7710 | LCRAA | LCRA | L_WEIMAR8_1W | [CB]CS_2755, [LD]WEIMART1 | Original Not Confirmed
WELCOM | 138 | TOPOLOGY.LCRAA.LCRA.WELCOM.138.0006 | LCRAA | LCRA | L_WELCOM9_1X | [CB]CS_8735, [DSC]HSW_8737, [LD]WELCOME | Original Not Confirmed
WELFAR | 138 | TOPOLOGY.LCRAA.LCRA.WELFAR.138.0008 | LCRAA | LCRA | L_WELFAR8_1W | [CB]CS_9685, [DSC]HSW_9686, [LD]WELFART2 | Original Not Confirmed
WELFAR | 138 | TOPOLOGY.LCRAA.LCRA.WELFAR.138.694 | LCRAA | LCRA | L_WELFAR8_1V | [CB]CS_9675, [DSC]HSW_9676, [LD]WELFART1 | Original Not Confirmed
WELLBR | 138 | TOPOLOGY.LCRAA.LCRA.WELLBR.138.0020 | LCRAA | LCRA | WELLBR_V_A | [DSC]DSW_19731, [DSC]DSW_19732, [DSC]DSW_19741 | New NodeKey
WELLBR | 138 | TOPOLOGY.LCRAA.LCRA.WELLBR.138.0101 | LCRAA | LCRA | WELLBR_V_B | [DSC]DSW_19699, [DSC]DSW_19711, [DSC]DSW_19712 | New NodeKey
WELLBR | 138 | TOPOLOGY.LCRAA.LCRA.WELLBR.138.0333 | LCRAA | LCRA | WELLBR_L_A | [LD]WB_456, [CB]WB_602CS | New NodeKey
WELLBR | 138 | TOPOLOGY.LCRAA.LCRA.WELLBR.138.0335 | LCRAA | LCRA | WELLBR_L_B | [LD]WB_123, [CB]WB_601CS | New NodeKey
WELLBR | 138 | TOPOLOGY.LCRAA.LCRA.WELLBR.138.1400 | LCRAA | LCRA | WELLBR_V_C | [DSC]DSW_19691, [DSC]DSW_19692, [DSC]DSW_19701 | New NodeKey
WELLBR | 138 | TOPOLOGY.LCRAA.LCRA.WELLBR.138.1700 | LCRAA | LCRA | WELLBR_V_D | [DSC]DSW_19721, [DSC]DSW_19722, [DSC]DSW_19729 | New NodeKey
WESSER | 69 | TOPOLOGY.LCRAA.LCRA.WESSER.69.4807 | LCRAA | LCRA | L_WESER_9_1Y | [DSC]DSW_495, [DSC]DSW_521, [LD]WESSERL1 | Original Not Confirmed
WESTYA | 138 | TOPOLOGY.LCRAA.LCRA.WESTYA.138.0001 | LCRAA | LCRA | WESTYA_V_A | [DSC]11991, [DSC]11992, [DSC]12001 | No Original Name
WESTYA | 138 | TOPOLOGY.LCRAA.LCRA.WESTYA.138.0017 | LCRAA | LCRA | WESTYA_V_B | [DSC]11971, [DSC]11972, [DSC]11981 | No Original Name
WHITES | 138 | TOPOLOGY.LCRAA.LCRA.WHITES.138.1381 | LCRAA | LCRA | L_WHITES8_1Y | [DSC]DSW_5227, [DSC]DSW_8869, [DSC]DSW_8873, [DSC] | Original Not Confirmed
WHITES | 138 | TOPOLOGY.LCRAA.LCRA.WHITES.138.1385 | LCRAA | LCRA | L_WHITES8_1V | [CB]CS_5025_INT, [DSC]HSW_5024, [LD]WHITEST1 | Original Not Confirmed
WHITES | 138 | TOPOLOGY.LCRAA.LCRA.WHITES.138.7722 | LCRAA | LCRA | L_WHITES8_1S | [CB]CS_5225, [LD]WHITEST2 | Original Not Confirmed
WILLSP | 138 | TOPOLOGY.LCRAA.LCRA.WILLSP.138.1383 | LCRAA | LCRA | L_WILLSP8_1X | [CB]CS_4735, [DSC]DSW_4737, [LD]WILLSPT1 | Original Not Confirmed
WILSON | 69 | TOPOLOGY.LCRAA.LCRA.WILSON.69.7740 | LCRAA | LCRA | L_WILSON9_1Z | [CB]CS_165, [LD]WILSONT1 | Original Not Confirmed
WIMBER | 69 | TOPOLOGY.LCRAA.LCRA.WIMBER.69.692 | LCRAA | LCRA | L_WIMBER9_1Z | [CB]CS_855, [DSC]DSW_857, [LD]WIMBERT1 | Original Not Confirmed
WIMBER | 69 | TOPOLOGY.LCRAA.LCRA.WIMBER.69.695 | LCRAA | LCRA | L_WIMBER9_1V | [CB]CS_865, [DSC]DSW_867, [LD]WIMBERT2 | Original Not Confirmed
WINCHE | 138 | TOPOLOGY.LCRAA.LCRA.WINCHE.138.8301 | LCRAA | LCRA | L_WINCHE8_1Y | [DSC]DSW_3149, [DSC]DSW_3269, [DSC]DSW_3279, [DSC] | Original Not Confirmed
WIRTZ | 13.8 | TOPOLOGY.LCRAA.LCRA.WIRTZ.13.8.0001 | LCRAA | LCRA | L_WIRTZ_1G2Y | [CB]OCB_GEN1_CB, [UN]WIRTZ_G1 | Original Not Confirmed
WIRTZ | 13.8 | TOPOLOGY.LCRAA.LCRA.WIRTZ.13.8.0002 | LCRAA | LCRA | L_WIRTZ_1G1Y | [CB]OCB_GEN2_CB, [UN]WIRTZ_G2 | Original Not Confirmed
WIRTZ | 138 | TOPOLOGY.LCRAA.LCRA.WIRTZ.138.8301 | LCRAA | LCRA | L_WIRTZ_8_1Y | [DSC]DSW_4809, [DSC]DSW_4819, [DSC]DSW_4829, [DSC] | Original Not Confirmed
WIRTZ | 69 | TOPOLOGY.LCRAA.LCRA.WIRTZ.69.6924 | LCRAA | LCRA | L_WIRTZ_9_1X | [DSC]DSW_1417, [DSC]DSW_1435, [LD]WIRTZ_T4 | Original Not Confirmed
WIRTZ | 69 | TOPOLOGY.LCRAA.LCRA.WIRTZ.69.6940 | LCRAA | LCRA | L_WIRTZ_9_1T | [DSC]DSW_1426, [DSC]DSW_1435, [LD]WIRTZ_T3 | Original Not Confirmed
WIRTZ | 69 | TOPOLOGY.LCRAA.LCRA.WIRTZ.69.9401 | LCRAA | LCRA | L_WIRTZ_9_1Y | [DSC]DSW_1426, [DSC]HSW_1399, [DSC]HSW_1429, [DSC] | Original Not Confirmed
WOLFCR | 138 | TOPOLOGY.LCRAA.LCRA.WOLFCR.138.7844 | LCRAA | LCRA | L_WOLFCR8_1W | [CB]CS_3295, [DSC]DSW_3298, [LD]WOLFCRT1 | Original Not Confirmed
WOLFLA | 138 | TOPOLOGY.LCRAA.LCRA.WOLFLA.138.3815 | LCRAA | LCRA | L_WOLFLA8_1V | [DSC]DSW_4156, [DSC]DSW_4157, [LD]TEMP_T-1, [LD]WO | Original Not Confirmed
WOLFLA | 138 | TOPOLOGY.LCRAA.LCRA.WOLFLA.138.8301 | LCRAA | LCRA | L_WOLFLA8_1Y | [CB]CS_4155, [DSC]DSW_4139, [DSC]DSW_5079, [DSC]DS | Original Not Confirmed
YOAKUM | 138 | TOPOLOGY.LCRAA.LCRA.YOAKUM.138.1387 | LCRAA | LCRA | L_YOAKUM8_1V | [DSC]4273, [CB]CS_4274, [LD]YOAKUMT2 | Original Not Confirmed
YOAKUM | 138 | TOPOLOGY.LCRAA.LCRA.YOAKUM.138.3820 | LCRAA | LCRA | L_YOAKUM8_1T | [DSC]4323, [DSC]4324, [LD]YOAKUMT3 | Original Not Confirmed
YOAKUM | 138 | TOPOLOGY.LCRAA.LCRA.YOAKUM.138.8301 | LCRAA | LCRA | L_YOAKUM8_1Y | [DSC]4216, [DSC]4239, [DSC]4249, [CB]CS_4265, [CB] | Original Not Confirmed
ZORN | 138 | TOPOLOGY.LCRAA.LCRA.ZORN.138.8301 | LCRAA | LCRA | L_ZORN__8_2Y | [DSC]DSW_13319, [DSC]DSW_13349, [DSC]DSW_13359, [D | Original Not Confirmed
ZORN | 138 | TOPOLOGY.LCRAA.LCRA.ZORN.138.8302 | LCRAA | LCRA | L_ZORN__8_1Y | [DSC]DSW_13329, [DSC]DSW_13339, [DSC]DSW_13369, [D | Original Not Confirmed
ZORN | 345 | TOPOLOGY.LCRAA.LCRA.ZORN.345.5201 | LCRAA | LCRA | L_ZORN__5_2Y | [DSC]DSW_6239, [DSC]DSW_6279, [DSC]DSW_6289, [DSC] | Original Not Confirmed
ARPCM | 69 | TOPOLOGY.LCRAA.SESC.ARPCM.69.BB1 | LCRAA | SESC | ARPCHIPR_9 | [DSC]AS_2086, [DSC]AS_2087, [LD]LDARPCM | Original Not Confirmed
ARPMN | 69 | TOPOLOGY.LCRAA.SESC.ARPMN.69.7980 | LCRAA | SESC | ARP_9X | [DSC]FID_2079, [LD]XFMR1 | Original Not Confirmed
BEAST | 69 | TOPOLOGY.LCRAA.SESC.BEAST.69.8072 | LCRAA | SESC | BEAUMONT_9Y | [DSC]AS_2036, [LD]XFMR1 | Original Not Confirmed
BEAST | 69 | TOPOLOGY.LCRAA.SESC.BEAST.69.8073 | LCRAA | SESC | BEAUMONT_9X | [CB]FID_3253, [LD]XFMR2 | Original Not Confirmed
COLDG | 69 | TOPOLOGY.LCRAA.SESC.COLDG.69.0004 | LCRAA | SESC | COOLG_SE1_9Z | [LD]LDSW2, [DSC]TR4197 | Original Not Confirmed
COLDG | 69 | TOPOLOGY.LCRAA.SESC.COLDG.69.BB1 | LCRAA | SESC | COOLG_SE1_9X | [LD]LDSW1, [DSC]TR2027 | Original Not Confirmed
CRYLK | 69 | TOPOLOGY.LCRAA.SESC.CRYLK.69.BB1 | LCRAA | SESC | CRYLK_L_A | [LN]7070_E, [LD]LOAD_1 | No Original Name
FRFWS | 138 | TOPOLOGY.LCRAA.SESC.FRFWS.138.7962 | LCRAA | SESC | FAIRF_SE1_8X | [DSC]DISC_507, [LD]LXFMR1 | Original Not Confirmed
FRFWS | 138 | TOPOLOGY.LCRAA.SESC.FRFWS.138.BB1 | LCRAA | SESC | FAIRF_SE1_8 | [DSC]DISC_471, [DSC]DISC_507, [DSC]MLDB_508, [DSC] | Original Not Confirmed
GRSMN | 138 | TOPOLOGY.LCRAA.SESC.GRSMN.138.7976 | LCRAA | SESC | GROES_SE1_8X | [DSC]DSW_1017, [LD]LXFMR1 | Original Not Confirmed
GRSMN | 138 | TOPOLOGY.LCRAA.SESC.GRSMN.138.BB1 | LCRAA | SESC | GROES_SE1_8 | [DSC]DSW_1010, [DSC]DSW_1011, [DSC]DSW_1017 | Original Not Confirmed
JKSES | 69 | TOPOLOGY.LCRAA.SESC.JKSES.69.2005 | LCRAA | SESC | JAXVL_9X | [DSC]MAS_2005, [LD]XFMR2 | Original Not Confirmed
JKSES | 69 | TOPOLOGY.LCRAA.SESC.JKSES.69.7994 | LCRAA | SESC | JAXVL_9U | [DSC]AS_2006, [LD]XFMR1 | Original Not Confirmed
JKSES | 69 | TOPOLOGY.LCRAA.SESC.JKSES.69.BB1 | LCRAA | SESC | JAXVL_9 | [DSC]AS_2083, [DSC]DIS_2016, [DSC]DIS_2099, [DSC]M | Original Not Confirmed
JKSES | 69 | TOPOLOGY.LCRAA.SESC.JKSES.69.BB2 | LCRAA | SESC | JAXVL_9Y | [DSC]AS_2006, [DSC]AS_2083, [DSC]MAS_2004 | Original Not Confirmed
JKSNR | 69 | TOPOLOGY.LCRAA.SESC.JKSNR.69.2107 | LCRAA | SESC | JAXVLNOR_9Y | [LD]LXFMR1, [DSC]MAS_2050 | Original Not Confirmed
JKSNR | 69 | TOPOLOGY.LCRAA.SESC.JKSNR.69.2109 | LCRAA | SESC | JAXVLNOR_9X | [LD]LXFMR2, [DSC]MAS_2075 | Original Not Confirmed
JKSNR | 69 | TOPOLOGY.LCRAA.SESC.JKSNR.69.BB1 | LCRAA | SESC | JAXVLNOR_9 | [DSC]AS_2049, [DSC]DISC2082, [DSC]MAS_2050 | Original Not Confirmed
JKSNR | 69 | TOPOLOGY.LCRAA.SESC.JKSNR.69.BB2 | LCRAA | SESC | JAXVLNOR_9Z | [DSC]AS_2074, [DSC]DISC2082, [DSC]MAS_2075 | Original Not Confirmed
JKWST | 69 | TOPOLOGY.LCRAA.SESC.JKWST.69.7987 | LCRAA | SESC | JAXWEST_9 | [CB]FID_2121, [LD]JKWST_LD1, [LD]LXFMR1 | Original Not Confirmed
LOT69 | 69 | TOPOLOGY.LCRAA.SESC.LOT69.69.7969 | LCRAA | SESC | LOTT_SE1_9Y | [DSC]AS_2008, [LD]XFMR1 | Original Not Confirmed
MEXIA | 138 | TOPOLOGY.LCRAA.SESC.MEXIA.138.8061 | LCRAA | SESC | MEXIA2_1_8V | [DSC]DSW_1002, [LD]LXFMR2 | Original Not Confirmed
MEXIA | 138 | TOPOLOGY.LCRAA.SESC.MEXIA.138.8062 | LCRAA | SESC | MEXIA2_1_8U | [DSC]DSW_1003, [LD]LXFMR1 | Original Not Confirmed
MEXIA | 138 | TOPOLOGY.LCRAA.SESC.MEXIA.138.BB2 | LCRAA | SESC | MEXIA1_1_8 | [DSC]DSW_1002, [DSC]DSW_1008, [DSC]DSW_1016, [DSC] | Original Not Confirmed
MRLNS | 69 | TOPOLOGY.LCRAA.SESC.MRLNS.69.7958 | LCRAA | SESC | MARLIN_S1_9Z | [DSC]AS_2015, [LD]LXFMR1 | Original Not Confirmed
MRLST | 69 | TOPOLOGY.LCRAA.SESC.MRLST.69.BB1 | LCRAA | SESC | LOTT_TSE_9 | [DSC]LS_2011, [DSC]LS_2012, [DSC]LS_2013 | Original Not Confirmed
MRSES | 69 | TOPOLOGY.LCRAA.SESC.MRSES.69.7948 | LCRAA | SESC | MARLNOSE_9W | [DSC]AS_2004, [LD]XFMR3 | Original Not Confirmed
MRSES | 69 | TOPOLOGY.LCRAA.SESC.MRSES.69.7949 | LCRAA | SESC | MARLNOSE_9V | [DSC]AS_2009, [LD]XFMR1 | Original Not Confirmed
MRSES | 69 | TOPOLOGY.LCRAA.SESC.MRSES.69.7950 | LCRAA | SESC | MARLNOSE_9U | [DSC]AS_2010, [LD]XFMR2 | Original Not Confirmed
MRSES | 69 | TOPOLOGY.LCRAA.SESC.MRSES.69.BB1 | LCRAA | SESC | MARLNOSE_9 | [DSC]AS_2009, [DSC]AS_2010, [DSC]DISC2027, [DSC]DI | Original Not Confirmed
MRSES | 69 | TOPOLOGY.LCRAA.SESC.MRSES.69.BB2 | LCRAA | SESC | MARL_SE1_9 | [LN]7010_D, [DSC]DISC2027, [DSC]DISC2030, [DSC]MAS | Original Not Confirmed
MRSES | 69 | TOPOLOGY.LCRAA.SESC.MRSES.69.BB3 | LCRAA | SESC | MARLNOSE_9Z | [DSC]AS_2004, [DSC]LS_2003, [DSC]MAS_2002, [DSC]MA | Original Not Confirmed
MSLMN | 69 | TOPOLOGY.LCRAA.SESC.MSLMN.69.7999 | LCRAA | SESC | MTSELMAN_9X | [DSC]AS_2057, [LD]XFMR1 | Original Not Confirmed
MSLMN | 69 | TOPOLOGY.LCRAA.SESC.MSLMN.69.BB1 | LCRAA | SESC | MTSELMAN_9 | [DSC]AS_2057, [DSC]MAS_2056, [DSC]MAS_2058 | Original Not Confirmed
MXTAP | 69 | TOPOLOGY.LCRAA.SESC.MXTAP.69.0006 | LCRAA | SESC | MEXIA2_TX | [CB]2027_CB, [LD]MXTAP1 | Original Not Confirmed
OTTO_ | 69 | TOPOLOGY.LCRAA.SESC.OTTO_.69.0005 | LCRAA | SESC | OTTO_SE1_9Z | [DSC]2020, [LD]XFMR2 | Original Not Confirmed
OTTO_ | 69 | TOPOLOGY.LCRAA.SESC.OTTO_.69.8074 | LCRAA | SESC | OTTO_SE1_9Y | [DSC]2019, [LD]XFMR1 | Original Not Confirmed
OTTO_ | 69 | TOPOLOGY.LCRAA.SESC.OTTO_.69.BB1 | LCRAA | SESC | OTTO_SE1_9 | [DSC]2019, [DSC]2020, [DSC]MOAS2018, [DSC]MOAS2021 | Original Not Confirmed
REYST | 69 | TOPOLOGY.LCRAA.SESC.REYST.69.BTR1 | LCRAA | SESC | REYNLDST_9W | [LD]LXFMR1, [DSC]MAS_2055 | Original Not Confirmed
REYST | 69 | TOPOLOGY.LCRAA.SESC.REYST.69.BTR2 | LCRAA | SESC | REYNLDST_9V | [LD]LXFMR2, [DSC]MAS_2073 | Original Not Confirmed
RUSK | 69 | TOPOLOGY.LCRAA.SESC.RUSK.69.BB1 | LCRAA | SESC | RUSK_9 | [DSC]AS_2041, [DSC]MAS_2027, [DSC]MAS_2028, [DSC]M | Original Not Confirmed
RUSK | 69 | TOPOLOGY.LCRAA.SESC.RUSK.69.BB2 | LCRAA | SESC | RUSK_9Z | [DSC]AS_2041, [DSC]MAS_2029, [DSC]MAS_2030 | Original Not Confirmed
RUSK | 69 | TOPOLOGY.LCRAA.SESC.RUSK.69.BB3 | LCRAA | SESC | RUSK_9W | [CB]2513, [LD]XFMR1 | Original Not Confirmed
RUSK | 69 | TOPOLOGY.LCRAA.SESC.RUSK.69.BB4 | LCRAA | SESC | RUSK_9V | [CB]2040, [LD]XFMR2 | Original Not Confirmed
TEGMN | 138 | TOPOLOGY.LCRAA.SESC.TEGMN.138.7967 | LCRAA | SESC | TEAGUE1_8X | [LD]LXFMR1, [DSC]MAS_1014 | Original Not Confirmed
TEGMN | 138 | TOPOLOGY.LCRAA.SESC.TEGMN.138.BB1 | LCRAA | SESC | TEAGUE1_8Y | [DSC]MAS_1012, [DSC]MAS_1014, [DSC]MAS_1018 | Original Not Confirmed
TRPMN | 69 | TOPOLOGY.LCRAA.SESC.TRPMN.69.8014 | LCRAA | SESC | TROUP_9X | [DSC]AS_2043, [LD]XFMR1 | Original Not Confirmed
TRPMN | 69 | TOPOLOGY.LCRAA.SESC.TRPMN.69.8015 | LCRAA | SESC | TROUP_9W | [DSC]AS_2044, [LD]XFMR2 | Original Not Confirmed
TRPMN | 69 | TOPOLOGY.LCRAA.SESC.TRPMN.69.BB1 | LCRAA | SESC | TROUP_9 | [DSC]AS_2043, [DSC]AS_2044, [DSC]AS_2072, [DSC]MAS | Original Not Confirmed
TRREA | 69 | TOPOLOGY.LCRAA.SESC.TRREA.69.BB1 | LCRAA | SESC | TROUPMTR_P9 | [LN]7050_B, [DSC]AS_2061, [LD]LDTRREA | Original Not Confirmed
WORGP | 69 | TOPOLOGY.LCRAA.SESC.WORGP.69.8048 | LCRAA | SESC | WESTTXGF1_9 | [CB]LDSW_1_CB, [LD]LOAD_1 | Original Not Confirmed
WRTHM | 69 | TOPOLOGY.LCRAA.SESC.WRTHM.69.0002 | LCRAA | SESC | WORTHAM1_9Y | [DSC]AS_2007, [LD]XFMR1 | Original Not Confirmed
WRTHM | 69 | TOPOLOGY.LCRAA.SESC.WRTHM.69.8050 | LCRAA | SESC | WORTHAM1_9X | [CB]LDSW_1_CB, [LD]XFMR2 | Original Not Confirmed
802_SUB | 138 | TOPOLOGY.PUBXA.VALP.802_SUB.138.9105 | PUBXA | VALP | FM_802W | [LD]802_S_1A, [DSC]J230 | Original Not Confirmed
802_SUB | 138 | TOPOLOGY.PUBXA.VALP.802_SUB.138.9115 | PUBXA | VALP | FM_802V | [LD]802_S_1B, [DSC]J220 | Original Not Confirmed
AIRPORT | 69 | TOPOLOGY.PUBXA.VALP.AIRPORT.69.9500 | PUBXA | VALP | AIRPRT69T | [LD]AIRPO_1, [DSC]D135 | Original Not Confirmed
FILTER_P | 138 | TOPOLOGY.PUBXA.VALP.FILTER_P.138.0007 | PUBXA | VALP | FILTER_PZ | [CP]CP1, [LD]FILTE_1A, [CB]H220_CS | Original Not Confirmed
FILTER_P | 138 | TOPOLOGY.PUBXA.VALP.FILTER_P.138.0008 | PUBXA | VALP | FILTER_PY | [LD]FILTE_1B, [CB]H230_CS | Original Not Confirmed
FORT_BRO | 69 | TOPOLOGY.PUBXA.VALP.FORT_BRO.69.9500 | PUBXA | VALP | FT_BROWN | [LD]FORT_1, [CB]OCB_C100_CB, [CB]OCB_C110_CB | Original Not Confirmed
LOMA_ALT | 138 | TOPOLOGY.PUBXA.VALP.LOMA_ALT.138.8200 | PUBXA | VALP | LOMAALTAZ | [DSC]DSW_M202, [DSC]DSW_M242, [DSC]DSW_M245 | Original Not Confirmed
LOMA_ALT | 138 | TOPOLOGY.PUBXA.VALP.LOMA_ALT.138.8220 | PUBXA | VALP | LOMAALTAY | [DSC]DSW_M213, [DSC]DSW_M214, [DSC]DSW_M223 | Original Not Confirmed
MIDTOWN | 138 | TOPOLOGY.PUBXA.VALP.MIDTOWN.138.0019 | PUBXA | VALP | MIDTOWNZ | [DSC]L230, [LD]MIDTO_2 | Original Not Confirmed
MIDTOWN | 138 | TOPOLOGY.PUBXA.VALP.MIDTOWN.138.9120 | PUBXA | VALP | MIDTOWNV | [DSC]L220, [LD]MIDTO_1 | Original Not Confirmed
MILHWY | 138 | TOPOLOGY.PUBXA.VALP.MILHWY.138.0007 | PUBXA | VALP | MILH_DUMW | [LD]138LD1, [CB]OCB_N210_CB | Original Not Confirmed
PRICE_RD | 138 | TOPOLOGY.PUBXA.VALP.PRICE_RD.138.0009 | PUBXA | VALP | PRICE_RDY | [CB]G250, [LD]PRICE_2 | Original Not Confirmed
PRICE_RD | 138 | TOPOLOGY.PUBXA.VALP.PRICE_RD.138.0011 | PUBXA | VALP | PRICE_RDZ | [CB]G230, [LD]PRICE_ROAD, [CB]SCC1 | Original Not Confirmed
SILASRAY | 12.5 | TOPOLOGY.PUBXA.VALP.SILASRAY.12.5.0006 | PUBXA | VALP | SI_RAY5 | [UN]SILAS_5, [XF]SILASGT5 | Original Not Confirmed
SILASRAY | 13.8 | TOPOLOGY.PUBXA.VALP.SILASRAY.13.8.0003 | PUBXA | VALP | SI_RAY10 | [UN]SILAS_6, [XF]SILASGT6 | Original Not Confirmed
SILASRAY | 13.8 | TOPOLOGY.PUBXA.VALP.SILASRAY.13.8.0011 | PUBXA | VALP | SI_RAY6 | [UN]SILAS_10, [XF]SILASGT10 | Original Not Confirmed
SILASRAY | 13.8 | TOPOLOGY.PUBXA.VALP.SILASRAY.13.8.0013 | PUBXA | VALP | SI_RAY9 | [UN]SILAS_9, [XF]SILASGT9 | Original Not Confirmed
SILASRAY | 69 | TOPOLOGY.PUBXA.VALP.SILASRAY.69.9500 | PUBXA | VALP | PWRPLT69Y | [DSC]A182, [DSC]A192, [LD]PP_LD1, [LD]SILASRAY_LD1 | Original Not Confirmed
SILASRAY | 69 | TOPOLOGY.PUBXA.VALP.SILASRAY.69.BB1 | PUBXA | VALP | PWRPLT69Z | [DSC]A113, [DSC]A133, [DSC]A152, [DSC]A173, [DSC]A | Original Not Confirmed
SIXTH_ST | 69 | TOPOLOGY.PUBXA.VALP.SIXTH_ST.69.4101 | PUBXA | VALP | SIXTH_ST_L_A | [LD]6ST_1, [CB]B220, [CP]CP_1 | New NodeKey
SIXTH_ST | 69 | TOPOLOGY.PUBXA.VALP.SIXTH_ST.69.4102 | PUBXA | VALP | SIXTH_ST_L_B | [LD]6ST_2, [CB]B230, [CP]CP_2 | New NodeKey
SOUTH_PL | 69 | TOPOLOGY.PUBXA.VALP.SOUTH_PL.69.0010 | PUBXA | VALP | SOUTH_PL_L_A | [CB]S220, [LD]SP_1 | New NodeKey
TITAN_SU | 138 | TOPOLOGY.PUBXA.VALP.TITAN_SU.138.4803 | PUBXA | VALP | TITANX | [DSC]CS_T200, [LD]TITAN_T1 | Original Not Confirmed
TITAN_SU | 138 | TOPOLOGY.PUBXA.VALP.TITAN_SU.138.4805 | PUBXA | VALP | TITANW | [DSC]CS_T210, [LD]TITAN_T2 | Original Not Confirmed
UNION_CA | 69 | TOPOLOGY.PUBXA.VALP.UNION_CA.69.4755 | PUBXA | VALP | U_CARB69 | [CB]OCB_F100_CB, [CB]OCB_F110_CB, [LD]UNION_1 | Original Not Confirmed
WATERPOR | 69 | TOPOLOGY.PUBXA.VALP.WATERPOR.69.9120 | PUBXA | VALP | WATERP69X | [CB]OCB_E120_CB, [LD]WATER_1 | Original Not Confirmed
_AD | 138 | TOPOLOGY.REITA.RHLP._AD.138.8030 | REITA | RHLP | ALDINE__138V | [LD]_AD_L2, [DSC]_ADT2HS | Original Not Confirmed
_AD | 138 | TOPOLOGY.REITA.RHLP._AD.138.8035 | REITA | RHLP | ALDINE__138U | [LD]_AD_L3, [DSC]_ADT3HS | Original Not Confirmed
_AD | 138 | TOPOLOGY.REITA.RHLP._AD.138.8040 | REITA | RHLP | ALDINE__138T | [LD]_AD_L1, [DSC]_ADT1HS | Original Not Confirmed
_AE | 138 | TOPOLOGY.REITA.RHLP._AE.138.138A | REITA | RHLP | ANGLTN__138A | [CB]_AEH540_CB, [CB]_AES240_CB, [DSC]_AET1AH, [DSC | Confirmed
_AE | 138 | TOPOLOGY.REITA.RHLP._AE.138.8015 | REITA | RHLP | ANGLTN__138U | [LD]_AE_L2, [DSC]_AET1AH | Original Not Confirmed
_AE | 138 | TOPOLOGY.REITA.RHLP._AE.138.8020 | REITA | RHLP | ANGLTN__138T | [LD]_AE_L1, [DSC]_AET1BH | Original Not Confirmed
_AF | 138 | TOPOLOGY.REITA.RHLP._AF.138.8020 | REITA | RHLP | ALIEF___138X | [LD]_AF_L1, [DSC]_AFT2HS | Original Not Confirmed
_AF | 138 | TOPOLOGY.REITA.RHLP._AF.138.8025 | REITA | RHLP | ALIEF___138W | [LD]_AF_L3, [DSC]_AFT4HS | Original Not Confirmed
_AF | 138 | TOPOLOGY.REITA.RHLP._AF.138.8030 | REITA | RHLP | ALIEF___138V | [LD]_AF_L2, [DSC]_AFT3HS | Original Not Confirmed
_AI | 69 | TOPOLOGY.REITA.RHLP._AI.69.9035 | REITA | RHLP | ALEX_I16900X | [LD]_AI_L2, [DSC]_AIT4HS | Original Not Confirmed
_AI | 69 | TOPOLOGY.REITA.RHLP._AI.69.9040 | REITA | RHLP | ALEX_I16900W | [LD]_AI_L1, [LD]_AI_LD1, [DSC]_AIT3HS | Original Not Confirmed
_AK | 13.8 | TOPOLOGY.REITA.RHLP._AK.13.8.8005 | REITA | RHLP | AK_GT1__8040 | [UN]_AK_G1, [CB]G010 | Confirmed
_AK | 138 | TOPOLOGY.REITA.RHLP._AK.138.0025 | REITA | RHLP | AMOCO___138T | [LD]_AK_L1, [DSC]_AKT1HS | Original Not Confirmed
_AK | 138 | TOPOLOGY.REITA.RHLP._AK.138.0027 | REITA | RHLP | AMOCO___138S | [LD]_AK_L2, [DSC]_AKT2HS | Original Not Confirmed
_AK | 138 | TOPOLOGY.REITA.RHLP._AK.138.0029 | REITA | RHLP | AMOCO___138R | [LD]_AK_L3, [DSC]_AKT3HS | Original Not Confirmed
_AK | 138 | TOPOLOGY.REITA.RHLP._AK.138.0033 | REITA | RHLP | AMOCO___138P | [LD]_AK_L4, [DSC]_AKT4HS | Original Not Confirmed
_AL | 138 | TOPOLOGY.REITA.RHLP._AL.138.8010 | REITA | RHLP | ALTA_L93800Y | [LD]_AL_L1, [DSC]_ALT1HS | Original Not Confirmed
_AL | 69 | TOPOLOGY.REITA.RHLP._AL.69.9020 | REITA | RHLP | ALTA_L53902Z | [LD]_AL_L2, [DSC]_ALT2HS | Original Not Confirmed
_AM | 138 | TOPOLOGY.REITA.RHLP._AM.138.8010 | REITA | RHLP | ALMEDA07803Y | [LD]_AM_L2, [DSC]_AMT2HS | Original Not Confirmed
_AM | 138 | TOPOLOGY.REITA.RHLP._AM.138.8020 | REITA | RHLP | ALMEDA07803X | [LD]_AM_L1, [DSC]_AMT1HS | Original Not Confirmed
_AN | 138 | TOPOLOGY.REITA.RHLP._AN.138.8030 | REITA | RHLP | AIRLIN__801V | [LD]_AN_L3, [DSC]_ANT3HS | Original Not Confirmed
_AN | 138 | TOPOLOGY.REITA.RHLP._AN.138.8035 | REITA | RHLP | AIRLIN__801U | [LD]_AN_L2, [DSC]_ANT2HS | Original Not Confirmed
_AN | 138 | TOPOLOGY.REITA.RHLP._AN.138.8040 | REITA | RHLP | AIRLIN__801T | [LD]_AN_L1, [DSC]_ANT1HS | Original Not Confirmed
_AR | 138 | TOPOLOGY.REITA.RHLP._AR.138.8010 | REITA | RHLP | ARCOLA82802Z | [LD]_AR_L2, [DSC]_ART2HS | Original Not Confirmed
_AR | 138 | TOPOLOGY.REITA.RHLP._AR.138.8020 | REITA | RHLP | ARCOLA82802Y | [LD]_AR_L1, [LD]_AR_LD1, [DSC]_ART1HS | Original Not Confirmed
_AT | 138 | TOPOLOGY.REITA.RHLP._AT.138.8035 | REITA | RHLP | ATASCO__802X | [LD]_AT_L1, [DSC]_ATT4HS | Original Not Confirmed
_AU | 138 | TOPOLOGY.REITA.RHLP._AU.138.0001 | REITA | RHLP | ANBUSH__138V | [LD]_AU_L3, [DSC]_AUT3HS | Original Not Confirmed
_AU | 138 | TOPOLOGY.REITA.RHLP._AU.138.8025 | REITA | RHLP | ANBUSH__138U | [LD]_AU_L1, [DSC]_AUT1HS | Original Not Confirmed
_AU | 138 | TOPOLOGY.REITA.RHLP._AU.138.8030 | REITA | RHLP | ANBUSH__138T | [LD]_AU_L2, [DSC]_AUT2HS | Original Not Confirmed
_AV | 13.8 | TOPOLOGY.REITA.RHLP._AV.13.8.0002 | REITA | RHLP | _AV_R_A | [UN]DG1, [CB]FAKE_CB | No Original Name
_AV | 69 | TOPOLOGY.REITA.RHLP._AV.69.0001 | REITA | RHLP | ALVIN___69CV | [LD]_AV_L2, [DSC]_AVT3BH | Original Not Confirmed
_AV | 69 | TOPOLOGY.REITA.RHLP._AV.69.9030 | REITA | RHLP | ALVIN___69CW | [LD]_AV_L1, [XF]_AV_MT1, [DSC]_AVT3AH | Original Not Confirmed
_AV | 69 | TOPOLOGY.REITA.RHLP._AV.69.V69C | REITA | RHLP | ALVIN___69C | [CB]_AV6530_CB, [DSC]_AV6533, [CB]_AV7530_CB, [DSC | Confirmed
_AZ | 13.8 | TOPOLOGY.REITA.RHLP._AZ.13.8.0001 | REITA | RHLP | LPE_GT2_8075 | [UN]_AZ_G2, [CB]L200_CB | Confirmed
_AZ | 13.8 | TOPOLOGY.REITA.RHLP._AZ.13.8.0005 | REITA | RHLP | LPE_GT3_8080 | [UN]_AZ_G3, [CB]L300_CB | Original Not Confirmed
_AZ | 13.8 | TOPOLOGY.REITA.RHLP._AZ.13.8.0006 | REITA | RHLP | LPE_GT4_8085 | [UN]_AZ_G4, [CB]L400_CB | Confirmed
_AZ | 13.8 | TOPOLOGY.REITA.RHLP._AZ.13.8.8600 | REITA | RHLP | LPE_GT1_8070 | [UN]_AZ_G1, [CB]L100_CB | Confirmed
_AZ | 138 | TOPOLOGY.REITA.RHLP._AZ.138.0031 | REITA | RHLP | AIRPRO__138X | [CB]A110, [CB]A130, [LD]LD1 | Original Not Confirmed
_AZ | 138 | TOPOLOGY.REITA.RHLP._AZ.138.0033 | REITA | RHLP | AIRPRO__138A | [LD]_AZ_LD3, [LD]_AZ_LD4, [CB]A130, [CB]A140, [LD] | Original Not Confirmed
_AZ | 138 | TOPOLOGY.REITA.RHLP._AZ.138.0034 | REITA | RHLP | AIRPRO__138W | [DSC]A122, [CB]A140, [LD]LD3 | Original Not Confirmed
_BA | 138 | TOPOLOGY.REITA.RHLP._BA.138.138A | REITA | RHLP | BAMMEL__138Z | [DSC]DSS434_SW, [DSC]S214, [DSC]T3H1, [CB]U650 | Original Not Confirmed
_BA | 138 | TOPOLOGY.REITA.RHLP._BA.138.138B | REITA | RHLP | BAMMEL__138Y | [DSC]DSS434_SW, [DSC]DSS544_SW, [DSC]T4H1 | Original Not Confirmed
_BA | 138 | TOPOLOGY.REITA.RHLP._BA.138.8010 | REITA | RHLP | BAMMEL__138R | [LD]_BA_TR4, [DSC]_BAT4HS_SW | Original Not Confirmed
_BA | 138 | TOPOLOGY.REITA.RHLP._BA.138.8015 | REITA | RHLP | BAMMEL__138Q | [LD]_BA_TR3, [DSC]_BAT3HS_SW | Original Not Confirmed
_BA | 138 | TOPOLOGY.REITA.RHLP._BA.138.8020 | REITA | RHLP | BAMMEL__138P | [LD]_BA_TR2, [DSC]_BAT2HS_SW | Original Not Confirmed
_BA | 138 | TOPOLOGY.REITA.RHLP._BA.138.8025 | REITA | RHLP | BAMMEL__138O | [LD]_BA_TR1, [DSC]_BAT1HS_SW | Original Not Confirmed
_BA | 138 | TOPOLOGY.REITA.RHLP._BA.138.8035 | REITA | RHLP | BAMMEL__138N | [LD]_BA_TR5, [DSC]_BAT5HS_SW | Original Not Confirmed
_BC | 69 | TOPOLOGY.REITA.RHLP._BC.69.0001 | REITA | RHLP | BG_CRK__69XY | [LD]_BC_L2, [DSC]_BCT2HS | Original Not Confirmed
_BC | 69 | TOPOLOGY.REITA.RHLP._BC.69.9020 | REITA | RHLP | BG_CRK__69XX | [LD]_BC_L1, [DSC]_BCT1HS | Original Not Confirmed
_BE | 138 | TOPOLOGY.REITA.RHLP._BE.138.8025 | REITA | RHLP | BERTWD__138W | [LD]_BE_L1, [DSC]_BET1HS | Original Not Confirmed
_BE | 138 | TOPOLOGY.REITA.RHLP._BE.138.8030 | REITA | RHLP | BERTWD__138V | [LD]_BE_L2, [DSC]_BET2HS | Original Not Confirmed
_BG | 138 | TOPOLOGY.REITA.RHLP._BG.138.8010 | REITA | RHLP | BLOGET37800Y | [LD]_BG_L2, [DSC]_BGT2HS | Original Not Confirmed
_BG | 69 | TOPOLOGY.REITA.RHLP._BG.69.9045 | REITA | RHLP | BLOGET46900Y | [LD]_BG_L1, [CB]_BGT1H0_CB | Original Not Confirmed
_BH | 69 | TOPOLOGY.REITA.RHLP._BH.69.0007 | REITA | RHLP | BRING___900Y | [LD]_BH_L3, [DSC]_BHT3HS | Original Not Confirmed
_BH | 69 | TOPOLOGY.REITA.RHLP._BH.69.9020 | REITA | RHLP | BRING___900X | [LD]_BH_L4, [DSC]_BHT4HS | Original Not Confirmed
_BI | 138 | TOPOLOGY.REITA.RHLP._BI.138.138A | REITA | RHLP | BELAIR__138E | [CB]_BIW420_CB, [CB]_BIW450_CB, [CB]_BIW480_CB, [C | Original Not Confirmed
_BI | 138 | TOPOLOGY.REITA.RHLP._BI.138.138B | REITA | RHLP | CBELAIR_8085 | [CB]_BIW400_CB, [CB]_BIW430_CB, [CB]_BIW490_CB, [D | Original Not Confirmed
_BI | 138 | TOPOLOGY.REITA.RHLP._BI.138.138E | REITA | RHLP | CBELAIR_817U | [CB]_BIW490_CB, [CB]_BIW500_CB, [DSC]W495 | Original Not Confirmed
_BI | 138 | TOPOLOGY.REITA.RHLP._BI.138.8110 | REITA | RHLP | CBELAIR_817H | [LD]_BI_L1, [DSC]_BIT1HS | Original Not Confirmed
_BI | 138 | TOPOLOGY.REITA.RHLP._BI.138.8115 | REITA | RHLP | CBELAIR_817G | [LD]_BI_L2, [DSC]_BIT2HS | Original Not Confirmed
_BI | 138 | TOPOLOGY.REITA.RHLP._BI.138.8120 | REITA | RHLP | CBELAIR_817F | [LD]_BI_L3, [DSC]_BIT3HS | Original Not Confirmed
_BI | 138 | TOPOLOGY.REITA.RHLP._BI.138.8135 | REITA | RHLP | CBELAIR_817D | [LD]_BI_L5, [DSC]_BIT6HS | Original Not Confirmed
_BI | 138 | TOPOLOGY.REITA.RHLP._BI.138.8145 | REITA | RHLP | CBELAIR_817C | [LD]_BI_L4, [DSC]_BIT5HS | Original Not Confirmed
_BI | 345 | TOPOLOGY.REITA.RHLP._BI.345.345A | REITA | RHLP | BELAIR__345A | [CB]_BIV320_CB, [DSC]_BIV325, [CB]_BIV350_CB, [CB] | Confirmed
_BI | 345 | TOPOLOGY.REITA.RHLP._BI.345.345B | REITA | RHLP | BELAIR__345Z | [CB]_BIV310_CB, [CB]_BIV330_CB, [DSC]_BIV335, [CB] | Original Not Confirmed
_BL | 138 | TOPOLOGY.REITA.RHLP._BL.138.0900 | REITA | RHLP | BLURIG02804W | [DSC]T3HS, [LD]TR3 | Original Not Confirmed
_BL | 138 | TOPOLOGY.REITA.RHLP._BL.138.8010 | REITA | RHLP | BLURIG02804U | [LD]_BL_L2, [DSC]_BLT2HS | Original Not Confirmed
_BL | 138 | TOPOLOGY.REITA.RHLP._BL.138.8020 | REITA | RHLP | BLURIG02804S | [LD]_BL_L1, [DSC]_BLT1HS | Original Not Confirmed
_BM | 138 | TOPOLOGY.REITA.RHLP._BM.138.138A | REITA | RHLP | BRITMR__138A | [CB]_BMCB20_CB, [CB]_BMN420_CB, [CB]_BMN450_CB, [C | Confirmed
_BM | 138 | TOPOLOGY.REITA.RHLP._BM.138.138B | REITA | RHLP | BRITMR__138Z | [CB]_BMCB10_CB, [CB]_BMN400_CB, [CB]_BMN430_CB, [C | Original Not Confirmed
_BM | 138 | TOPOLOGY.REITA.RHLP._BM.138.138X | REITA | RHLP | BRITMR__138O | [LD]_BM_L2, [DSC]_BMT2HS | Original Not Confirmed
_BM | 138 | TOPOLOGY.REITA.RHLP._BM.138.138Y | REITA | RHLP | BRITMR__138N | [LD]_BM_L1, [DSC]_BMT1HS | Original Not Confirmed
_BR | 138 | TOPOLOGY.REITA.RHLP._BR.138.8015 | REITA | RHLP | BRAYS___138V | [LD]_BR_TR4, [DSC]_BRT4HS | Original Not Confirmed
_BR | 138 | TOPOLOGY.REITA.RHLP._BR.138.8025 | REITA | RHLP | BRAYS___138U | [LD]_BR_TR3, [DSC]_BRT3HS | Original Not Confirmed
_BR | 138 | TOPOLOGY.REITA.RHLP._BR.138.8035 | REITA | RHLP | BRAYS___138T | [LD]_BR_TR2, [DSC]_BRT2HS | Original Not Confirmed
_BS | 69 | TOPOLOGY.REITA.RHLP._BS.69.9025 | REITA | RHLP | BRISCO__901Z | [LD]_BS_L1, [DSC]_BS2537 | Original Not Confirmed
_BT | 138 | TOPOLOGY.REITA.RHLP._BT.138.0201 | REITA | RHLP | _BT_L_A | [DSC]_BTT1HS, [LD]TR1 | New NodeKey
_BT | 138 | TOPOLOGY.REITA.RHLP._BT.138.0402 | REITA | RHLP | _BT_L_B | [DSC]T3HS, [LD]TR3 | New NodeKey
_BT | 138 | TOPOLOGY.REITA.RHLP._BT.138.138B | REITA | RHLP | BAYTWN__138C | [DSC]_BT3034, [CB]_BTL970_CB, [CB]L990 | Original Not Confirmed
_BT | 138 | TOPOLOGY.REITA.RHLP._BT.138.138D | REITA | RHLP | BAYTWN888030 | [DSC]_BT2885, [DSC]2886, [DSC]CB11, [DSC]T3HS | Confirmed
_BU | 69 | TOPOLOGY.REITA.RHLP._BU.69.9010 | REITA | RHLP | BUSCH38_901Z | [LD]_BU_L2, [DSC]_BUT2HS | Original Not Confirmed
_BU | 69 | TOPOLOGY.REITA.RHLP._BU.69.9020 | REITA | RHLP | BUSCH38_901Y | [LD]_BU_L1, [DSC]_BUT1HS | Original Not Confirmed
_BV | 138 | TOPOLOGY.REITA.RHLP._BV.138.0004 | REITA | RHLP | _BV_L_A | [LD]L2, [DSC]T2HS | New NodeKey
_BV | 138 | TOPOLOGY.REITA.RHLP._BV.138.8025 | REITA | RHLP | BRAZOS__801X | [DSC]_BVT1HS, [LD]L1 | Original Not Confirmed
_BW | 138 | TOPOLOGY.REITA.RHLP._BW.138.0001 | REITA | RHLP | BAYWAY__138W | [LD]_BW_L3, [DSC]_BWT3HS | Original Not Confirmed
_BW | 138 | TOPOLOGY.REITA.RHLP._BW.138.138B | REITA | RHLP | BAYWAY__138B | [DSC]_BW0798, [CB]_BWF410_CB, [CB]_BWF420_CB, [DSC | Confirmed
_BW | 138 | TOPOLOGY.REITA.RHLP._BW.138.138C | REITA | RHLP | BAYWAY__138Z | [DSC]_BW0797, [CB]_BWF420_CB, [CB]_BWF430_CB, [DSC | Original Not Confirmed
_BW | 138 | TOPOLOGY.REITA.RHLP._BW.138.138D | REITA | RHLP | BAYWAY__138Y | [DSC]_BW1945, [CB]_BWF430_CB, [CB]_BWF440_CB, [DSC | Original Not Confirmed
_BW | 138 | TOPOLOGY.REITA.RHLP._BW.138.8040 | REITA | RHLP | BAYWAY__138S | [LD]_BW_L2, [DSC]_BWT2HS | Original Not Confirmed
_BW | 138 | TOPOLOGY.REITA.RHLP._BW.138.8045 | REITA | RHLP | BAYWAY__138R | [LD]_BW_L1, [DSC]_BWT1HS | Original Not Confirmed
_BY | 138 | TOPOLOGY.REITA.RHLP._BY.138.8010 | REITA | RHLP | BERRY___138V | [LD]_BY_L4, [DSC]_BYT4HS | Original Not Confirmed
_BY | 138 | TOPOLOGY.REITA.RHLP._BY.138.8030 | REITA | RHLP | BERRY___138U | [LD]_BY_L2, [DSC]_BYT2HS | Original Not Confirmed
_BY | 138 | TOPOLOGY.REITA.RHLP._BY.138.8035 | REITA | RHLP | BERRY___138T | [LD]_BY_L3, [DSC]_BYT3HS | Original Not Confirmed
_BZ | 138 | TOPOLOGY.REITA.RHLP._BZ.138.8015 | REITA | RHLP | BRZPRT__138W | [LD]_BZ_L2, [DSC]_BZT2HS | Original Not Confirmed
_BZ | 138 | TOPOLOGY.REITA.RHLP._BZ.138.8020 | REITA | RHLP | BRZPRT__138V | [LD]_BZ_L1, [DSC]_BZT1HS | Original Not Confirmed
_CA | 138 | TOPOLOGY.REITA.RHLP._CA.138.8010 | REITA | RHLP | CARDIF95802X | [LD]_CA_L2, [DSC]_CAT2HS | Original Not Confirmed
_CA | 138 | TOPOLOGY.REITA.RHLP._CA.138.8020 | REITA | RHLP | CARDIF95802W | [LD]_CA_L1, [DSC]_CAT1HS | Original Not Confirmed
_CB | 138 | TOPOLOGY.REITA.RHLP._CB.138.8015 | REITA | RHLP | CAMBEL21805U | [LD]_CB_L3, [DSC]_CBT3HS | Original Not Confirmed
_CB | 138 | TOPOLOGY.REITA.RHLP._CB.138.8025 | REITA | RHLP | CAMBEL21805T | [LD]_CB_L2, [DSC]_CBT2HS | Original Not Confirmed
_CB | 138 | TOPOLOGY.REITA.RHLP._CB.138.8035 | REITA | RHLP | CAMBEL21805S | [LD]_CB_L1, [DSC]_CBT1HS | Original Not Confirmed
_CC | 138 | TOPOLOGY.REITA.RHLP._CC.138.8025 | REITA | RHLP | CHOC_B07903Y | [LD]_CC_L1, [DSC]_CCT1HS | Original Not Confirmed
_CC | 138 | TOPOLOGY.REITA.RHLP._CC.138.8030 | REITA | RHLP | CHOC_B07903X | [LD]_CC_L2, [DSC]_CCT2HS | Original Not Confirmed
_CD | 138 | TOPOLOGY.REITA.RHLP._CD.138.8015 | REITA | RHLP | CEDAR84_805U | [LD]_CD_L3, [DSC]_CDT4HS | Original Not Confirmed
_CD | 138 | TOPOLOGY.REITA.RHLP._CD.138.8025 | REITA | RHLP | CEDAR84_805T | [LD]_CD_L2, [DSC]_CDT3HS | Original Not Confirmed
_CD | 138 | TOPOLOGY.REITA.RHLP._CD.138.8035 | REITA | RHLP | CEDAR84_805S | [LD]_CD_L1, [DSC]_CDT2HS | Original Not Confirmed
_CE | 138 | TOPOLOGY.REITA.RHLP._CE.138.138B | REITA | RHLP | CLODIN__138B | [DSC]_CE1785, [DSC]_CET2HS, [CB]_CEW620_CB, [CB]_C | Confirmed
_CE | 138 | TOPOLOGY.REITA.RHLP._CE.138.138C | REITA | RHLP | CCLODIN_138C | [DSC]_CE3255, [CB]_CECB10_CB, [DSC]_CET3HS, [CB]_C | Confirmed
_CE | 138 | TOPOLOGY.REITA.RHLP._CE.138.138D | REITA | RHLP | CCLODIN_138Z | [DSC]_CE5735, [DSC]_CET4HS, [CB]_CEW630_CB, [CB]_C | Original Not Confirmed
_CE | 138 | TOPOLOGY.REITA.RHLP._CE.138.8065 | REITA | RHLP | CCLODIN_138Q | [LD]_CE_L1, [DSC]_CET2HS | Original Not Confirmed
_CE | 138 | TOPOLOGY.REITA.RHLP._CE.138.8075 | REITA | RHLP | CCLODIN_138P | [LD]_CE_L2, [DSC]_CET3HS | Original Not Confirmed
_CE | 138 | TOPOLOGY.REITA.RHLP._CE.138.8085 | REITA | RHLP | CCLODIN_138O | [LD]_CE_L3, [DSC]_CET4HS | Original Not Confirmed
_CF | 138 | TOPOLOGY.REITA.RHLP._CF.138.138A | REITA | RHLP | CITFIL__138A | [DSC]_CF4777, [CB]_CFC110_CB, [CB]_CFC120_CB | Confirmed
_CF | 138 | TOPOLOGY.REITA.RHLP._CF.138.138B | REITA | RHLP | CITFIL__138Z | [DSC]_CF6947, [CB]_CFC110_CB, [CB]_CFC140_CB | Original Not Confirmed
_CF | 138 | TOPOLOGY.REITA.RHLP._CF.138.8015 | REITA | RHLP | CITFIL__138W | [LD]_CF_L2, [DSC]_CFT2HS | Original Not Confirmed
_CF | 138 | TOPOLOGY.REITA.RHLP._CF.138.8030 | REITA | RHLP | CITFIL__138V | [LD]_CF_L1, [DSC]_CFT1HS | Original Not Confirmed
_CG | 138 | TOPOLOGY.REITA.RHLP._CG.138.8010 | REITA | RHLP | COLEGE06800Y | [LD]_CG_L1, [DSC]_CGT1HS | Original Not Confirmed
_CG | 138 | TOPOLOGY.REITA.RHLP._CG.138.8030 | REITA | RHLP | COLEGE06800X | [LD]_CG_L2, [DSC]_CGT2HS | Original Not Confirmed
_CK | 138 | TOPOLOGY.REITA.RHLP._CK.138.8020 | REITA | RHLP | CLEAR35_800X | [LD]_CK_L2, [DSC]_CKT2HS | Original Not Confirmed
_CK | 138 | TOPOLOGY.REITA.RHLP._CK.138.8025 | REITA | RHLP | CLEAR35_800W | [LD]_CK_L1, [DSC]_CKT1HS | Original Not Confirmed
_CL | 138 | TOPOLOGY.REITA.RHLP._CL.138.8005 | REITA | RHLP | CLINTN__800Y | [LD]_CL_L2, [DSC]_CLT3HS | Original Not Confirmed
_CL | 69 | TOPOLOGY.REITA.RHLP._CL.69.9015 | REITA | RHLP | CLINTN__69AS | [LD]_CL_L1, [CB]_CLT2H0_CB | Original Not Confirmed
_CL | 69 | TOPOLOGY.REITA.RHLP._CL.69.L69A | REITA | RHLP | CLINTN__69A | [CB]_CL1330_CB, [CB]_CL2100_CB, [DSC]_CLS795 | Confirmed
_CN | 138 | TOPOLOGY.REITA.RHLP._CN.138.8030 | REITA | RHLP | CELNEC__138U | [LD]_CN_L2, [DSC]_CNT2HS | Original Not Confirmed
_CN | 138 | TOPOLOGY.REITA.RHLP._CN.138.8035 | REITA | RHLP | CELNEC__138T | [LD]_CN_L1, [DSC]_CNT1HS | Original Not Confirmed
_CN | 138 | TOPOLOGY.REITA.RHLP._CN.138.8045 | REITA | RHLP | CELNEC__138S | [LD]_CN_L3, [DSC]_CNT3HS | Original Not Confirmed
_CO | 138 | TOPOLOGY.REITA.RHLP._CO.138.138X | REITA | RHLP | CONIAL__138X | [DSC]_CO4964, [DSC]_CO4965, [CB]_COC180_CB, [CB]_C | Confirmed
_CO | 138 | TOPOLOGY.REITA.RHLP._CO.138.8015 | REITA | RHLP | CONIAL__138Y | [LD]_CO_L2, [CB]_COC180_CB | Original Not Confirmed
_CO | 138 | TOPOLOGY.REITA.RHLP._CO.138.8030 | REITA | RHLP | CONIAL__138V | [LD]_CO_L1, [CB]_COC190_CB | Original Not Confirmed
_CR | 138 | TOPOLOGY.REITA.RHLP._CR.138.138B | REITA | RHLP | CRCKET__138B | [DSC]_CR7917, [DSC]_CRC312, [CB]_CRC320_CB, [DSC]_ | Confirmed
_CR | 138 | TOPOLOGY.REITA.RHLP._CR.138.138H | REITA | RHLP | _CR_V_B | [DSC]_CR4217, [CB]_CRC320_CB, [CB]_CRC330_CB, [CB] | Old Name Confimed In New Location
_CR | 138 | TOPOLOGY.REITA.RHLP._CR.138.8035 | REITA | RHLP | CRCKET__138U | [LD]_CR_L1, [DSC]_CRT2HS | Original Not Confirmed
_CR | 138 | TOPOLOGY.REITA.RHLP._CR.138.8040 | REITA | RHLP | CRCKET__138T | [LD]_CR_L2, [DSC]_CRT3HS | Original Not Confirmed
_CS | 69 | TOPOLOGY.REITA.RHLP._CS.69.9030 | REITA | RHLP | CROSBY__69AX | [LD]_CS_L2, [DSC]_CST4HS | Original Not Confirmed
_CS | 69 | TOPOLOGY.REITA.RHLP._CS.69.S69A | REITA | RHLP | CROSBY__69A | [CB]_CS7430_CB, [DSC]_CS7433, [CB]_CSK460_CB, [DSC | Confirmed
_CS | 69 | TOPOLOGY.REITA.RHLP._CS.69.S69B | REITA | RHLP | CROSBY__69AZ | [LN]_CS_HL43, [CB]_CS7430_CB, [DSC]_CS7433, [DSC]_ | Original Not Confirmed
_CS | 69 | TOPOLOGY.REITA.RHLP._CS.69.S69C | REITA | RHLP | CROSBY__69AW | [LD]_CS_L1, [CB]_CST3H0_CB | Original Not Confirmed
_CV | 138 | TOPOLOGY.REITA.RHLP._CV.138.0017 | REITA | RHLP | CCHANLV_803V | [DSC]_CVT1HS, [LD]TR1 | Original Not Confirmed
_CV | 138 | TOPOLOGY.REITA.RHLP._CV.138.0022 | REITA | RHLP | CCHANLV_803U | [DSC]_CVT2HS, [LD]TR2 | Original Not Confirmed
_CV | 138 | TOPOLOGY.REITA.RHLP._CV.138.0023 | REITA | RHLP | CCHANLV_803T | [DSC]_CVT3HS, [LD]TR3 | Original Not Confirmed
_CV | 138 | TOPOLOGY.REITA.RHLP._CV.138.138J | REITA | RHLP | CHANLV__138J | [DSC]_CV2035, [CB]_CVG050_CB, [CB]_CVG060_CB | Confirmed
_DA | 69 | TOPOLOGY.REITA.RHLP._DA.69.9025 | REITA | RHLP | DAMON___69AY | [LD]_DA_L2, [DSC]_DAT2HS | Original Not Confirmed
_DA | 69 | TOPOLOGY.REITA.RHLP._DA.69.9030 | REITA | RHLP | DAMON___69AX | [LD]_DA_L1, [LD]_DA_LD1, [DSC]_DAT1HS | Original Not Confirmed
_DE | 138 | TOPOLOGY.REITA.RHLP._DE.138.8010 | REITA | RHLP | DEERPK96801X | [LD]_DE_L1, [DSC]_DET1HS | Original Not Confirmed
_DE | 138 | TOPOLOGY.REITA.RHLP._DE.138.8025 | REITA | RHLP | DEERPK96801V | [LD]_DE_L2, [DSC]_DET2HS | Original Not Confirmed
_DH | 138 | TOPOLOGY.REITA.RHLP._DH.138.8030 | REITA | RHLP | DEIHL___138V | [LD]_DH_L1, [DSC]_DHT1HS | Original Not Confirmed
_DH | 138 | TOPOLOGY.REITA.RHLP._DH.138.8035 | REITA | RHLP | DEIHL___138U | [LD]_DH_L2, [DSC]_DHT2HS | Original Not Confirmed
_DH | 138 | TOPOLOGY.REITA.RHLP._DH.138.8040 | REITA | RHLP | DEIHL___138T | [LD]_DH_L3, [DSC]_DHT3HS | Original Not Confirmed
_DL | 138 | TOPOLOGY.REITA.RHLP._DL.138.0005 | REITA | RHLP | DEWALT__138X | [LD]_DL_L3, [DSC]_DLT3HS | Original Not Confirmed
_DL | 138 | TOPOLOGY.REITA.RHLP._DL.138.8015 | REITA | RHLP | DEWALT__138U | [LD]_DL_L1, [DSC]_DLT1HS | Original Not Confirmed
_DL | 138 | TOPOLOGY.REITA.RHLP._DL.138.8020 | REITA | RHLP | DEWALT__138T | [LD]_DL_L2, [DSC]_DLT2HS | Original Not Confirmed
_DN | 69 | TOPOLOGY.REITA.RHLP._DN.69.9045 | REITA | RHLP | DUNLVY__69AT | [LD]_DN_L2, [CB]_DNT2H0_CB | Original Not Confirmed
_DN | 69 | TOPOLOGY.REITA.RHLP._DN.69.9065 | REITA | RHLP | DUNLVY__69AS | [LD]_DN_L1, [DSC]_DNT1HS | Original Not Confirmed
_DN | 69 | TOPOLOGY.REITA.RHLP._DN.69.9070 | REITA | RHLP | DUNLVY__69AR | [LD]_DN_L3, [CB]_DNT3H0_CB | Original Not Confirmed
_DN | 69 | TOPOLOGY.REITA.RHLP._DN.69.N69A | REITA | RHLP | DUNLVY__69A | [CB]_DN7320_CB, [DSC]_DNS125, [DSC]_DNS325 | Confirmed
_DN | 69 | TOPOLOGY.REITA.RHLP._DN.69.N69C | REITA | RHLP | DUNLVY__69AY | [LN]_DN_HE31, [CB]_DN4310_CB, [DSC]_DN4313, [DSC]_ | Original Not Confirmed
_DQ | 138 | TOPOLOGY.REITA.RHLP._DQ.138.8015 | REITA | RHLP | DRILCO__800W | [LD]_DQ_L1, [DSC]_DQD329 | Original Not Confirmed
_DQ | 138 | TOPOLOGY.REITA.RHLP._DQ.138.8025 | REITA | RHLP | DRILCO__800V | [LD]_DQ_L2, [DSC]_DQD319 | Original Not Confirmed
_DR | 138 | TOPOLOGY.REITA.RHLP._DR.138.8015 | REITA | RHLP | DROUET__138V | [LD]_DR_L3, [DSC]_DRT3HS | Original Not Confirmed
_DR | 138 | TOPOLOGY.REITA.RHLP._DR.138.8035 | REITA | RHLP | DROUET__138U | [LD]_DR_L2, [DSC]_DRT2HS | Original Not Confirmed
_DR | 138 | TOPOLOGY.REITA.RHLP._DR.138.8040 | REITA | RHLP | DROUET__138T | [LD]_DR_L1, [DSC]_DRT1HS | Original Not Confirmed
_DV | 138 | TOPOLOGY.REITA.RHLP._DV.138.8030 | REITA | RHLP | DUNVAL24803U | [LD]_DV_L3, [DSC]_DVT3HS | Original Not Confirmed
_DV | 138 | TOPOLOGY.REITA.RHLP._DV.138.8035 | REITA | RHLP | DUNVAL24803T | [LD]_DV_L2, [DSC]_DVT2HS | Original Not Confirmed
_DV | 138 | TOPOLOGY.REITA.RHLP._DV.138.8040 | REITA | RHLP | DUNVAL24803S | [LD]_DV_L1, [DSC]_DVT1HS | Original Not Confirmed
_EB | 138 | TOPOLOGY.REITA.RHLP._EB.138.138B | REITA | RHLP | E_BERN__138B | [DSC]_EB2605, [CB]_EBG530_CB, [DSC]_EBS799 | Confirmed
_EB | 138 | TOPOLOGY.REITA.RHLP._EB.138.138D | REITA | RHLP | _EB_V_B | [DSC]_EB1655, [CB]_EBG520_CB, [CB]_EBG530_CB, [DSC | Old Name Confimed In New Location
_EB | 138 | TOPOLOGY.REITA.RHLP._EB.138.8040 | REITA | RHLP | E_BERN__138U | [LD]_EB_L2, [DSC]_EBT3HS | Original Not Confirmed
_EB | 138 | TOPOLOGY.REITA.RHLP._EB.138.8045 | REITA | RHLP | E_BERN__138T | [LD]_EB_L1, [DSC]_EBT2HS | Original Not Confirmed
_EC | 138 | TOPOLOGY.REITA.RHLP._EC.138.138A | REITA | RHLP | ECHO_73_138A | [DSC]_EC2734, [DSC]_ECT1HS, [CB]R700 | Confirmed
_EC | 138 | TOPOLOGY.REITA.RHLP._EC.138.138C | REITA | RHLP | ECHO_41_138C | [DSC]_EC2735, [CB]_ECCB10_CB, [CB]R700 | Confirmed
_EC | 138 | TOPOLOGY.REITA.RHLP._EC.138.8010 | REITA | RHLP | ECHO_81_138W | [LD]_EC_L2, [DSC]_ECT3HS | Original Not Confirmed
_EC | 138 | TOPOLOGY.REITA.RHLP._EC.138.8025 | REITA | RHLP | ECHO_81_138V | [LD]_EC_L3, [DSC]_ECT4HS | Original Not Confirmed
_EC | 138 | TOPOLOGY.REITA.RHLP._EC.138.8035 | REITA | RHLP | ECHO_81_138U | [LD]_EC_L1, [DSC]_ECT1HS | Original Not Confirmed
_ED | 138 | TOPOLOGY.REITA.RHLP._ED.138.8010 | REITA | RHLP | ELDORA92803X | [LD]_ED_L1, [DSC]_EDT1HS | Original Not Confirmed
_ED | 138 | TOPOLOGY.REITA.RHLP._ED.138.8020 | REITA | RHLP | ELDORA92803W | [LD]_ED_L2, [DSC]_EDT2HS | Original Not Confirmed
_EL | 138 | TOPOLOGY.REITA.RHLP._EL.138.0006 | REITA | RHLP | ELLING91800Z | [DSC]T3HS, [LD]TR3_ | Original Not Confirmed
_EL | 138 | TOPOLOGY.REITA.RHLP._EL.138.0007 | REITA | RHLP | ELLING91800Y | [DSC]T2HS, [LD]TR2_ | Original Not Confirmed
_EP | 12.5 | TOPOLOGY.REITA.RHLP._EP.12.5.7608 | REITA | RHLP | EP_1_2 | [UN]_EP_G1, [CB]UNSW_1_1_CB | Original Not Confirmed
_EP | 138 | TOPOLOGY.REITA.RHLP._EP.138.138A | REITA | RHLP | ENPROD__8000 | [DSC]_EP3864, [CB]_EPE850_CB, [DSC]_EPE861, [CB]XF | Confirmed
_EP | 138 | TOPOLOGY.REITA.RHLP._EP.138.8030 | REITA | RHLP | ENPROD__800T | [LD]_EP_L1, [DSC]_EPT1HS | Original Not Confirmed
_EP | 138 | TOPOLOGY.REITA.RHLP._EP.138.8035 | REITA | RHLP | ENPROD__800Z | [LD]_EP_LD1, [CB]_EPE870_CB, [DSC]_EPE881, [DSC]_E | Original Not Confirmed
_EP | 138 | TOPOLOGY.REITA.RHLP._EP.138.8040 | REITA | RHLP | ENPROD__800S | [LD]_EP_L2, [DSC]_EPT2HS | Original Not Confirmed
_ES | 138 | TOPOLOGY.REITA.RHLP._ES.138.138A | REITA | RHLP | E_SIDE__138A | [LN]_ES_UN91, [CB]_ES4910_CB, [CB]_ESCB10_CB, [DSC | Confirmed
_ES | 138 | TOPOLOGY.REITA.RHLP._ES.138.138B | REITA | RHLP | _ES_V_B | [DSC]_ES_4915, [CB]_ES4910_CB, [DSC]_EST1H1 | Old Name Confimed In New Location
_ES | 138 | TOPOLOGY.REITA.RHLP._ES.138.8020 | REITA | RHLP | CESTSIDE138X | [LD]_ES_L2, [DSC]_EST2HS | Original Not Confirmed
_ES | 138 | TOPOLOGY.REITA.RHLP._ES.138.8025 | REITA | RHLP | CESTSIDE138W | [LD]_ES_L1, [DSC]_EST1HS | Original Not Confirmed
_ET | 69 | TOPOLOGY.REITA.RHLP._ET.69.9040 | REITA | RHLP | ET_CLR2V | [LD]_ET_TR3, [DSC]_ETP915 | Original Not Confirmed
_ET | 69 | TOPOLOGY.REITA.RHLP._ET.69.9045 | REITA | RHLP | ET_CLR2U | [LD]_ET_TR2, [DSC]_ETP925 | Original Not Confirmed
_ET | 69 | TOPOLOGY.REITA.RHLP._ET.69.9050 | REITA | RHLP | ET_CLR2T | [LD]_ET_TR1, [DSC]_ETP935 | Original Not Confirmed
_EU | 138 | TOPOLOGY.REITA.RHLP._EU.138.8015 | REITA | RHLP | EUREKA__138V | [LD]_EU_L1, [DSC]_EUT1HS | Original Not Confirmed
_EU | 138 | TOPOLOGY.REITA.RHLP._EU.138.8025 | REITA | RHLP | EUREKA__138U | [LD]_EU_L2, [DSC]_EUT2HS | Original Not Confirmed
_EU | 138 | TOPOLOGY.REITA.RHLP._EU.138.8035 | REITA | RHLP | EUREKA__138T | [LD]_EU_L3, [DSC]_EUT3HS | Original Not Confirmed
_EX | 138 | TOPOLOGY.REITA.RHLP._EX.138.8025 | REITA | RHLP | EXPLOR__138X | [CB]_EXB380_CB, [DSC]_EXB383, [LD]TR1, [LD]TR2 | Original Not Confirmed
_FB | 138 | TOPOLOGY.REITA.RHLP._FB.138.138D | REITA | RHLP | FTBEND__138D | [DSC]_FB9095, [CB]_FBE460_CB, [CB]_FBE470_CB | Confirmed
_FD | 138 | TOPOLOGY.REITA.RHLP._FD.138.8015 | REITA | RHLP | FONDRN__138U | [LD]_FD_L1, [DSC]_FDT1HS | Original Not Confirmed
_FD | 138 | TOPOLOGY.REITA.RHLP._FD.138.8025 | REITA | RHLP | FONDRN__138T | [LD]_FD_L2, [DSC]_FDT2HS | Original Not Confirmed
_FD | 138 | TOPOLOGY.REITA.RHLP._FD.138.8035 | REITA | RHLP | FONDRN__138S | [LD]_FD_L3, [DSC]_FDT3HS | Original Not Confirmed
_FD | 138 | TOPOLOGY.REITA.RHLP._FD.138.8050 | REITA | RHLP | FONDRN__138R | [LD]_FD_L4, [DSC]_FDT4HS | Original Not Confirmed
_FL | 138 | TOPOLOGY.REITA.RHLP._FL.138.138A | REITA | RHLP | FLEWLN__138A | [DSC]_FL4255, [CB]_FLH950_CB, [CB]_FLH960_CB | Confirmed
_FL | 138 | TOPOLOGY.REITA.RHLP._FL.138.138C | REITA | RHLP | CFLEWLN_8040 | [DSC]_FL5255, [CB]_FLH920_CB, [CB]_FLH930_CB, [DSC | Original Not Confirmed
_FL | 138 | TOPOLOGY.REITA.RHLP._FL.138.8070 | REITA | RHLP | CFLEWLN_804N | [LD]_FL_L1, [DSC]_FLT1HS | Original Not Confirmed
_FL | 138 | TOPOLOGY.REITA.RHLP._FL.138.8072 | REITA | RHLP | CFLEWLN_804M | [LD]_FL_L2, [DSC]_FLT2HS | Original Not Confirmed
_FL | 69 | TOPOLOGY.REITA.RHLP._FL.69.L69A | REITA | RHLP | FLEWLN__69A | [DSC]_FL3495, [DSC]_FL4499, [CB]_FLK660_CB | Confirmed
_FM | 138 | TOPOLOGY.REITA.RHLP._FM.138.8020 | REITA | RHLP | FREMAN__138W | [LD]_FM_L1, [DSC]_FMT2HS | Original Not Confirmed
_FM | 138 | TOPOLOGY.REITA.RHLP._FM.138.8030 | REITA | RHLP | FREMAN__138V | [LD]_FM_L2, [DSC]_FMT3HS | Original Not Confirmed
_FP | 69 | TOPOLOGY.REITA.RHLP._FP.69.9050 | REITA | RHLP | FREEPT__69AY | [LD]_FP_L1, [DSC]_FPT1HS, [DSC]CB31 | Original Not Confirmed
_FP | 69 | TOPOLOGY.REITA.RHLP._FP.69.9065 | REITA | RHLP | FREEPT__69AX | [LD]_FP_L2, [DSC]_FPT2HS, [CB]SCC1 | Original Not Confirmed
_FR | 138 | TOPOLOGY.REITA.RHLP._FR.138.0006 | REITA | RHLP | FAIRBK__138X | [LD]_FR_L3, [DSC]_FRT3HS | Original Not Confirmed
_FR | 138 | TOPOLOGY.REITA.RHLP._FR.138.8025 | REITA | RHLP | FAIRBK__138U | [LD]_FR_L1, [DSC]_FRT1HS | Original Not Confirmed
_FR | 138 | TOPOLOGY.REITA.RHLP._FR.138.8030 | REITA | RHLP | FAIRBK__138T | [LD]_FR_L2, [DSC]_FRT2HS | Original Not Confirmed
_FT | 138 | TOPOLOGY.REITA.RHLP._FT.138.138A | REITA | RHLP | FAIRMT00138A | [DSC]_FT1068, [CB]_FTF350_CB, [CB]_FTF360_CB, [DSC | Confirmed
_FT | 138 | TOPOLOGY.REITA.RHLP._FT.138.138B | REITA | RHLP | FAIRMT958000 | [DSC]_FT3947, [CB]_FTF370_CB, [CB]_FTF380_CB, [DSC | Original Not Confirmed
_FT | 138 | TOPOLOGY.REITA.RHLP._FT.138.138D | REITA | RHLP | FAIRMT__138D | [DSC]_FT1067, [CB]_FTF340_CB, [CB]_FTF350_CB | Confirmed
_FT | 138 | TOPOLOGY.REITA.RHLP._FT.138.8010 | REITA | RHLP | FAIRMT00138U | [LD]_FT_L2, [DSC]_FTT2HS | Original Not Confirmed
_FT | 138 | TOPOLOGY.REITA.RHLP._FT.138.8020 | REITA | RHLP | FAIRMT00138T | [LD]_FT_L1, [DSC]_FTT1HS | Original Not Confirmed
_FT | 138 | TOPOLOGY.REITA.RHLP._FT.138.8030 | REITA | RHLP | FAIRMT00138S | [LD]_FT_L3, [DSC]_FTT3HS | Original Not Confirmed
_FW | 138 | TOPOLOGY.REITA.RHLP._FW.138.8010 | REITA | RHLP | FRIEND04802X | [LD]_FW_L1, [DSC]_FWT1HS | Original Not Confirmed
_FW | 138 | TOPOLOGY.REITA.RHLP._FW.138.8020 | REITA | RHLP | FRIEND04802W | [LD]_FW_L2, [DSC]_FWT2HS | Original Not Confirmed
_GA | 138 | TOPOLOGY.REITA.RHLP._GA.138.138D | REITA | RHLP | W_GALV__138Y | [CB]_GAM350_CB, [CB]_GAM360_CB, [DSC]7635 | Original Not Confirmed
_GA | 138 | TOPOLOGY.REITA.RHLP._GA.138.138E | REITA | RHLP | W_GALV__138X | [CB]_GAM370_CB, [CB]_GAM380_CB, [DSC]2937 | Original Not Confirmed
_GA | 69 | TOPOLOGY.REITA.RHLP._GA.69.0003 | REITA | RHLP | W_GALV__69AZ | [LD]_GA_L4, [CB]_GAT4H0_CB, [CB]SCC3, [DSC]T4H3 | Original Not Confirmed
_GA | 69 | TOPOLOGY.REITA.RHLP._GA.69.0007 | REITA | RHLP | W_GALV__69AU | [LD]_GA_L3, [CB]_GAT3H0_CB, [DSC]T3H3 | Original Not Confirmed
_GA | 69 | TOPOLOGY.REITA.RHLP._GA.69.0010 | REITA | RHLP | W_GALV__69AT | [LD]_GA_L2, [CB]_GAT2H0_CB, [DSC]T2H3 | Original Not Confirmed
_GA | 69 | TOPOLOGY.REITA.RHLP._GA.69.0011 | REITA | RHLP | W_GALV__69AY | [LD]_GA_L1, [CB]_GAT1H0_CB, [CB]SCC1, [DSC]T1H3 | Original Not Confirmed
_GA | 69 | TOPOLOGY.REITA.RHLP._GA.69.A69A | REITA | RHLP | W_GALV__69AX | [CB]_GA5110_CB, [CB]_GA5130_CB, [CB]_GAS950_CB, [C | Original Not Confirmed
_GA | 69 | TOPOLOGY.REITA.RHLP._GA.69.A69B | REITA | RHLP | W_GALV__69AW | [CB]_GAK030_CB, [CB]_GAS230_CB, [CB]_GAS950_CB, [C | Original Not Confirmed
_GA | 69 | TOPOLOGY.REITA.RHLP._GA.69.A69C | REITA | RHLP | W_GALV__69AV | [CB]_GAS230_CB, [CB]_GAS430_CB, [CB]_GAT010_CB, [C | Original Not Confirmed
_GA | 69 | TOPOLOGY.REITA.RHLP._GA.69.A69D | REITA | RHLP | W_GALV__69AP | [CB]_GAP250_CB, [CB]_GAS430_CB, [CB]_GAT4H0_CB | Original Not Confirmed
_GF | 69 | TOPOLOGY.REITA.RHLP._GF.69.9030 | REITA | RHLP | GENRAL__69AW | [LD]_GF_L2, [DSC]_GFT2HS | Original Not Confirmed
_GF | 69 | TOPOLOGY.REITA.RHLP._GF.69.9035 | REITA | RHLP | GENRAL__69AV | [LD]_GF_L1, [DSC]_GFT1HS | Original Not Confirmed
_GG | 138 | TOPOLOGY.REITA.RHLP._GG.138.8010 | REITA | RHLP | GULFGT06803W | [LD]_GG_L3, [DSC]_GGT3HS | Original Not Confirmed
_GG | 138 | TOPOLOGY.REITA.RHLP._GG.138.8020 | REITA | RHLP | GULFGT06803V | [LD]_GG_L1, [DSC]_GGT1HS | Original Not Confirmed
_GG | 138 | TOPOLOGY.REITA.RHLP._GG.138.8030 | REITA | RHLP | GULFGT06803U | [LD]_GG_L2, [DSC]_GGT2HS | Original Not Confirmed
_GL | 138 | TOPOLOGY.REITA.RHLP._GL.138.138A | REITA | RHLP | GALVES__138A | [CB]_GLG340_CB, [CB]_GLG350_CB, [DSC]_GLT1HS | Confirmed
_GL | 138 | TOPOLOGY.REITA.RHLP._GL.138.138C | REITA | RHLP | _GL_V_B | [DSC]_GL8635, [CB]_GLG320_CB, [CB]_GLG330_CB, [DSC | Old Name Confimed In New Location
_GL | 138 | TOPOLOGY.REITA.RHLP._GL.138.138E | REITA | RHLP | GALVES__138X | [CB]_GLG300_CB, [CB]_GLG310_CB, [DSC]_GLT3HS | Original Not Confirmed
_GL | 138 | TOPOLOGY.REITA.RHLP._GL.138.8020 | REITA | RHLP | GALVES__138T | [LD]_GL_L3, [DSC]_GLT3HS | Original Not Confirmed
_GL | 138 | TOPOLOGY.REITA.RHLP._GL.138.8045 | REITA | RHLP | GALVES__138Q | [LD]_GL_L2, [DSC]_GLT2HS | Original Not Confirmed
_GL | 138 | TOPOLOGY.REITA.RHLP._GL.138.8065 | REITA | RHLP | GALVES__138O | [LD]_GL_L1, [DSC]_GLT1HS | Original Not Confirmed
_GN | 138 | TOPOLOGY.REITA.RHLP._GN.138.138B | REITA | RHLP | GRANT___138B | [DSC]_GN6375, [CB]_GNL870_CB, [CB]_GNL880_CB | Confirmed
_GN | 138 | TOPOLOGY.REITA.RHLP._GN.138.138C | REITA | RHLP | _GN_V_B | [CB]_GNL880_CB, [CB]_GNL890_CB, [DSC]_GNT2HS, [CB] | Old Name Confimed In New Location
_GN | 138 | TOPOLOGY.REITA.RHLP._GN.138.138D | REITA | RHLP | GRANT___138X | [DSC]_GN6086, [CB]_GNL890_CB, [CB]_GNL900_CB | Original Not Confirmed
_GN | 138 | TOPOLOGY.REITA.RHLP._GN.138.138E | REITA | RHLP | GRANT___138W | [CB]_GNL830_CB, [CB]_GNL900_CB, [DSC]_GNT3HS | Original Not Confirmed
_GN | 138 | TOPOLOGY.REITA.RHLP._GN.138.138F | REITA | RHLP | GRANT___138V | [CB]_GNL860_CB, [CB]_GNL870_CB, [DSC]_GNT5H1 | Original Not Confirmed
_GN | 138 | TOPOLOGY.REITA.RHLP._GN.138.138G | REITA | RHLP | GRANT___138Z | [CB]_GNL830_CB, [CB]_GNL840_CB, [DSC]_GNT4HS, [DSC | Original Not Confirmed
_GN | 138 | TOPOLOGY.REITA.RHLP._GN.138.8035 | REITA | RHLP | GRANT___138P | [LD]_GN_TR5, [DSC]_GNT5HS | Original Not Confirmed
_GN | 138 | TOPOLOGY.REITA.RHLP._GN.138.8050 | REITA | RHLP | GRANT___138O | [LD]_GN_TR3, [DSC]_GNT3HS | Original Not Confirmed
_GN | 138 | TOPOLOGY.REITA.RHLP._GN.138.8055 | REITA | RHLP | GRANT___138N | [LD]_GN_TR2, [DSC]_GNT2HS | Original Not Confirmed
_GN | 138 | TOPOLOGY.REITA.RHLP._GN.138.8060 | REITA | RHLP | GRANT___138M | [LD]_GN_TR1, [DSC]_GNT1HS | Original Not Confirmed
_GN | 138 | TOPOLOGY.REITA.RHLP._GN.138.8065 | REITA | RHLP | GRANT___138L | [LD]_GN_TR4, [DSC]_GNT4HS | Original Not Confirmed
_GN | 138 | TOPOLOGY.REITA.RHLP._GN.138.8070 | REITA | RHLP | GRANT___138K | [LD]_GN_TR6, [DSC]_GNT6HS | Original Not Confirmed
_GN | 138 | TOPOLOGY.REITA.RHLP._GN.138.8095 | REITA | RHLP | GRANT___138J | [LD]_GN_TR7, [DSC]_GNT7HS | Original Not Confirmed
_GP | 138 | TOPOLOGY.REITA.RHLP._GP.138.138A | REITA | RHLP | GALENA__138A | [DSC]_GP5946, [DSC]_GP5947, [CB]_GPD990_CB | Confirmed
_GP | 138 | TOPOLOGY.REITA.RHLP._GP.138.8030 | REITA | RHLP | GALENA__138X | [LD]_GP_L2, [DSC]_GPT2HS | Original Not Confirmed
_GP | 69 | TOPOLOGY.REITA.RHLP._GP.69.9055 | REITA | RHLP | GALENA__69BS | [LD]_GP_L1, [CB]_GPT1H0_CB | Original Not Confirmed
_GP | 69 | TOPOLOGY.REITA.RHLP._GP.69.P69B | REITA | RHLP | GALENA__69B | [CB]_GP0170_CB, [CB]_GP1200_CB, [CB]_GPD120_CB, [C | Confirmed
_GR | 138 | TOPOLOGY.REITA.RHLP._GR.138.8015 | REITA | RHLP | GREENS90802X | [LD]_GR_L1, [DSC]_GRT1HS | Original Not Confirmed
_GR | 138 | TOPOLOGY.REITA.RHLP._GR.138.8030 | REITA | RHLP | GREENS90802W | [LD]_GR_L2, [DSC]_GRT2HS | Original Not Confirmed
_GS | 138 | TOPOLOGY.REITA.RHLP._GS.138.138A | REITA | RHLP | GABLE___138A | [DSC]_GSG059, [CB]_GSG810_CB, [CB]_GSG830_CB | Confirmed
_GS | 69 | TOPOLOGY.REITA.RHLP._GS.69.0004 | REITA | RHLP | GABLE___69AN | [LD]_GS_L7, [CB]_GST7H0_CB | Original Not Confirmed
_GS | 69 | TOPOLOGY.REITA.RHLP._GS.69.9010 | REITA | RHLP | GABLE___69AU | [LD]_GS_L1, [CB]_GST1H0_CB, [DSC]_GST1H3 | Original Not Confirmed
_GS | 69 | TOPOLOGY.REITA.RHLP._GS.69.9025 | REITA | RHLP | GABLE___69AS | [LD]_GS_L2, [CB]_GST2H0_CB, [DSC]_GST2H3 | Original Not Confirmed
_GS | 69 | TOPOLOGY.REITA.RHLP._GS.69.9040 | REITA | RHLP | GABLE___69AR | [LD]_GS_L3, [CB]_GST3H0_CB, [DSC]_GST3H3 | Original Not Confirmed
_GS | 69 | TOPOLOGY.REITA.RHLP._GS.69.9050 | REITA | RHLP | GABLE___69AQ | [LD]_GS_L4, [CB]_GST4H0_CB, [DSC]_GST4H3 | Original Not Confirmed
_GS | 69 | TOPOLOGY.REITA.RHLP._GS.69.9085 | REITA | RHLP | GABLE___69AW | [LD]_GS_L5, [CB]_GST5H0_CB, [DSC]_GST5H3, [CB]CB10 | Original Not Confirmed
_GS | 69 | TOPOLOGY.REITA.RHLP._GS.69.S69A | REITA | RHLP | GABLE___69A | [CB]_GS6150_CB, [DSC]_GSS365, [CB]_GST1H0_CB, [CB] | Confirmed
_GS | 69 | TOPOLOGY.REITA.RHLP._GS.69.S69B | REITA | RHLP | GABLE___69AY | [DSC]_GS3153, [CB]_GS4460_CB, [DSC]_GSS367, [CB]_G | Original Not Confirmed
_GT | 138 | TOPOLOGY.REITA.RHLP._GT.138.138B | REITA | RHLP | GARROT__138B | [DSC]_GT6374, [CB]_GTE410_CB, [CB]_GTE420_CB, [DSC | Confirmed
_GT | 138 | TOPOLOGY.REITA.RHLP._GT.138.138C | REITA | RHLP | GARROT__138Y | [DSC]_GT2905, [CB]_GTE400_CB, [CB]_GTE410_CB | Original Not Confirmed
_GT | 138 | TOPOLOGY.REITA.RHLP._GT.138.138D | REITA | RHLP | GARROT__138Z | [DSC]_GT5376, [CB]_GTE400_CB, [CB]_GTE430_CB, [DSC | Original Not Confirmed
_GT | 138 | TOPOLOGY.REITA.RHLP._GT.138.8040 | REITA | RHLP | GARROT__138U | [LD]_GT_L1, [DSC]_GTT1HS | Original Not Confirmed
_GT | 138 | TOPOLOGY.REITA.RHLP._GT.138.8045 | REITA | RHLP | GARROT__138T | [LD]_GT_L2, [DSC]_GTT2HS | Original Not Confirmed
_GT | 138 | TOPOLOGY.REITA.RHLP._GT.138.8050 | REITA | RHLP | GARROT__138S | [LD]_GT_L3, [DSC]_GTT4HS | Original Not Confirmed
_GV | 138 | TOPOLOGY.REITA.RHLP._GV.138.138C | REITA | RHLP | CGARDEN_138C | [DSC]_GV2075, [CB]_GVD140_CB, [CB]_GVD170_CB, [DSC | Confirmed
_GV | 138 | TOPOLOGY.REITA.RHLP._GV.138.8045 | REITA | RHLP | GARDEN__138A | [CB]_GV0060_CB, [CB]_GVD160_CB, [CB]_GVD180_CB, [D | Confirmed
_GV | 138 | TOPOLOGY.REITA.RHLP._GV.138.8060 | REITA | RHLP | CGARDEN_138P | [LD]_GV_TR5, [DSC]_GVT5HS | Original Not Confirmed
_GV | 69 | TOPOLOGY.REITA.RHLP._GV.69.0003 | REITA | RHLP | _GV_L_B | [DSC]M3HS, [LD]TRM3 | New NodeKey
_GV | 69 | TOPOLOGY.REITA.RHLP._GV.69.9055 | REITA | RHLP | GARDEN__69AR | [LD]_GV_L4, [DSC]_GVT2BH | Original Not Confirmed
_GV | 69 | TOPOLOGY.REITA.RHLP._GV.69.9060 | REITA | RHLP | GARDEN__69AQ | [LD]_GV_L3, [DSC]_GVT2CH | Original Not Confirmed
_GV | 69 | TOPOLOGY.REITA.RHLP._GV.69.9065 | REITA | RHLP | GARDEN__69AP | [LD]_GV_L2, [DSC]_GVT2AH | Original Not Confirmed
_GV | 69 | TOPOLOGY.REITA.RHLP._GV.69.9070 | REITA | RHLP | GARDEN__69AO | [LD]_GV_L1, [DSC]_GVT1CH | Original Not Confirmed
_GV | 69 | TOPOLOGY.REITA.RHLP._GV.69.9075 | REITA | RHLP | GARDEN__69AN | [LD]_GV_L5, [DSC]_GVT1BH | Original Not Confirmed
_GV | 69 | TOPOLOGY.REITA.RHLP._GV.69.9080 | REITA | RHLP | GARDEN__69AM | [LD]_GV_L6, [DSC]_GVT1AH | Original Not Confirmed
_GV | 69 | TOPOLOGY.REITA.RHLP._GV.69.V69A | REITA | RHLP | GARDEN__69A | [CB]_GV0460_CB, [CB]_GVP470_CB, [CB]_GVS310_CB, [C | Confirmed
_GV | 69 | TOPOLOGY.REITA.RHLP._GV.69.V69B | REITA | RHLP | GARDEN__69AW | [CB]_GV1190_CB, [CB]_GV1300_CB, [CB]_GVP480_CB, [C | Original Not Confirmed
_GW | 138 | TOPOLOGY.REITA.RHLP._GW.138.138X | REITA | RHLP | GLENWD__138X | [DSC]_GW2957, [DSC]_GWT2HS, [DSC]S9591 | Confirmed
_GW | 138 | TOPOLOGY.REITA.RHLP._GW.138.8025 | REITA | RHLP | GLENWD__138V | [LD]_GW_L1, [DSC]_GWT1HS | Original Not Confirmed
_GW | 138 | TOPOLOGY.REITA.RHLP._GW.138.8030 | REITA | RHLP | GLENWD__138U | [LD]_GW_L2, [DSC]_GWT2HS | Original Not Confirmed
_GZ | 138 | TOPOLOGY.REITA.RHLP._GZ.138.8010 | REITA | RHLP | GEARS95_803X | [LD]_GZ_L2, [DSC]_GZT2HS | Original Not Confirmed
_GZ | 138 | TOPOLOGY.REITA.RHLP._GZ.138.8020 | REITA | RHLP | GEARS95_803W | [LD]_GZ_L1, [DSC]_GZT1HS | Original Not Confirmed
_HA | 138 | TOPOLOGY.REITA.RHLP._HA.138.0001 | REITA | RHLP | HALL_91_802W | [DSC]_HAT2HS, [LD]TR2 | Original Not Confirmed
_HA | 138 | TOPOLOGY.REITA.RHLP._HA.138.8010 | REITA | RHLP | HALL_91_802V | [DSC]_HAT4HS, [LD]TR4 | Original Not Confirmed
_HA | 138 | TOPOLOGY.REITA.RHLP._HA.138.8020 | REITA | RHLP | HALL_91_802U | [DSC]_HAT3HS, [LD]TR3 | Original Not Confirmed
_HB | 13.8 | TOPOLOGY.REITA.RHLP._HB.13.8.0005 | REITA | RHLP | CHUMBLE_138X | [CB]10B0, [CB]11A0, [LD]HB49 | Original Not Confirmed
_HB | 13.8 | TOPOLOGY.REITA.RHLP._HB.13.8.0006 | REITA | RHLP | CHUMBLE_138Z | [CB]09A0, [CB]10B0, [LD]HB44, [CB]L100 | Original Not Confirmed
_HB | 13.8 | TOPOLOGY.REITA.RHLP._HB.13.8.0024 | REITA | RHLP | CHUMBLE_138V | [CB]01A0, [CB]02B0, [LD]HB47 | Original Not Confirmed
_HB | 13.8 | TOPOLOGY.REITA.RHLP._HB.13.8.0025 | REITA | RHLP | CHUMBLE_138U | [CB]02B0, [CB]03A0, [LD]HB48 | Original Not Confirmed
_HB | 13.8 | TOPOLOGY.REITA.RHLP._HB.13.8.0027 | REITA | RHLP | CHUMBLE_138T | [CB]06B0, [CB]07A0, [LD]HB46 | Original Not Confirmed
_HB | 13.8 | TOPOLOGY.REITA.RHLP._HB.13.8.0028 | REITA | RHLP | CHUMBLE_138S | [CB]05A0, [CB]06B0, [LD]HB43 | Original Not Confirmed
_HB | 13.8 | TOPOLOGY.REITA.RHLP._HB.13.8.0029 | REITA | RHLP | CHUMBLE_138R | [CB]12A0, [CB]13B0, [LD]HB45 | Original Not Confirmed
_HB | 13.8 | TOPOLOGY.REITA.RHLP._HB.13.8.DG1L | REITA | RHLP | CHUMBLE_138P | [UN]DG1, [CB]L100 | Original Not Confirmed
_HB | 138 | TOPOLOGY.REITA.RHLP._HB.138.138D | REITA | RHLP | CHUMBLE_138D | [DSC]_HB6946, [CB]_HBA460_CB, [CB]_HBA490_CB, [DSC | Confirmed
_HB | 138 | TOPOLOGY.REITA.RHLP._HB.138.138F | REITA | RHLP | HUMBLE__138F | [DSC]_HB1665, [CB]_HBA480_CB, [CB]_HBA490_CB, [DSC | Confirmed
_HB | 138 | TOPOLOGY.REITA.RHLP._HB.138.138H | REITA | RHLP | HUMBLE__138Y | [DSC]_HB2665, [CB]_HBA470_CB, [CB]_HBA480_CB, [DSC | Original Not Confirmed
_HB | 138 | TOPOLOGY.REITA.RHLP._HB.138.8050 | REITA | RHLP | HUMBLE__138Q | [LD]_HB_L2, [DSC]_HBT2HS | Original Not Confirmed
_HB | 138 | TOPOLOGY.REITA.RHLP._HB.138.8055 | REITA | RHLP | HUMBLE__138P | [LD]_HB_L1, [DSC]_HBT1HS | Original Not Confirmed
_HE | 69 | TOPOLOGY.REITA.RHLP._HE.69.9040 | REITA | RHLP | HIGHTS__69AV | [LD]_HE_TR4, [CB]_HET4H0_CB | Original Not Confirmed
_HE | 69 | TOPOLOGY.REITA.RHLP._HE.69.9045 | REITA | RHLP | HIGHTS__69AU | [LD]_HE_TR3, [DSC]_HET3HS | Original Not Confirmed
_HE | 69 | TOPOLOGY.REITA.RHLP._HE.69.9050 | REITA | RHLP | HIGHTS__69AT | [LD]_HE_TR1, [CB]_HET1H0_CB | Original Not Confirmed
_HE | 69 | TOPOLOGY.REITA.RHLP._HE.69.E69A | REITA | RHLP | HIGHTS__69A | [CB]_HE4340_CB, [DSC]_HE4343, [CB]_HE5310_CB, [DSC | Confirmed
_HG | 69 | TOPOLOGY.REITA.RHLP._HG.69.0201 | REITA | RHLP | _HG_L_A | [CB]T5HO, [LD]TR5 | New NodeKey
_HG | 69 | TOPOLOGY.REITA.RHLP._HG.69.9020 | REITA | RHLP | HARRIS__69AU | [LD]_HG_L4, [CB]_HGT4H0_CB | Original Not Confirmed
_HG | 69 | TOPOLOGY.REITA.RHLP._HG.69.9040 | REITA | RHLP | HARRIS__69AT | [LD]_HG_L3, [CB]_HGT3H0_CB | Original Not Confirmed
_HG | 69 | TOPOLOGY.REITA.RHLP._HG.69.G69A | REITA | RHLP | HARRIS__69A | [CB]_HG2330_CB, [DSC]_HGS595, [CB]_HGT3H0_CB | Confirmed
_HK | 138 | TOPOLOGY.REITA.RHLP._HK.138.0101 | REITA | RHLP | _HK_L_A | [LD]L5, [DSC]T5HS | New NodeKey
_HK | 138 | TOPOLOGY.REITA.RHLP._HK.138.0102 | REITA | RHLP | _HK_L_B | [LD]L6, [DSC]T6HS | New NodeKey
_HK | 138 | TOPOLOGY.REITA.RHLP._HK.138.138D | REITA | RHLP | HOCKLY__138D | [DSC]_HKA751, [CB]_HKA760_CB, [DSC]T5HS | Confirmed
_HK | 69 | TOPOLOGY.REITA.RHLP._HK.69.9020 | REITA | RHLP | HOCKLY__69BX | [LD]_HK_L3, [DSC]_HKT3HS | Original Not Confirmed
_HK | 69 | TOPOLOGY.REITA.RHLP._HK.69.9035 | REITA | RHLP | HOCKLY__69BW | [LD]_HK_L2, [DSC]_HKT2HS | Original Not Confirmed
_HL | 138 | TOPOLOGY.REITA.RHLP._HL.138.0002 | REITA | RHLP | HILAND08800Z | [LD]_HL_L1, [DSC]_HLT1HS | Original Not Confirmed
_HL | 69 | TOPOLOGY.REITA.RHLP._HL.69.9025 | REITA | RHLP | HILAND43902Z | [LD]_HL_L2, [DSC]_HLT2HS, [CB]CB11 | Original Not Confirmed
_HM | 138 | TOPOLOGY.REITA.RHLP._HM.138.8015 | REITA | RHLP | HOLMES__138V | [LD]_HM_L3, [DSC]_HMT3HS | Original Not Confirmed
_HM | 138 | TOPOLOGY.REITA.RHLP._HM.138.8025 | REITA | RHLP | HOLMES__138U | [LD]_HM_L2, [DSC]_HMT2HS | Original Not Confirmed
_HM | 138 | TOPOLOGY.REITA.RHLP._HM.138.8035 | REITA | RHLP | HOLMES__138T | [LD]_HM_L1, [DSC]_HMT1HS | Original Not Confirmed
_HN | 138 | TOPOLOGY.REITA.RHLP._HN.138.8050 | REITA | RHLP | HOFMAN__138V | [LD]_HN_L2, [DSC]_HNT2HS | Original Not Confirmed
_HN | 138 | TOPOLOGY.REITA.RHLP._HN.138.8055 | REITA | RHLP | HOFMAN__138U | [LD]_HN_L1, [DSC]_HNT1HS | Original Not Confirmed
_HP | 69 | TOPOLOGY.REITA.RHLP._HP.69.9015 | REITA | RHLP | HYDEPK__69AX | [LD]_HP_L1, [DSC]_HPT1HS | Original Not Confirmed
_HP | 69 | TOPOLOGY.REITA.RHLP._HP.69.9020 | REITA | RHLP | HYDEPK__69AZ | [LD]_HP_L2, [DSC]_HPT2HS, [CB]CB10 | Original Not Confirmed
_HR | 138 | TOPOLOGY.REITA.RHLP._HR.138.138C | REITA | RHLP | HARDY___138C | [DSC]_HR1956, [CB]_HRP480_CB, [CB]_HRP650_CB, [DSC | Confirmed
_HR | 138 | TOPOLOGY.REITA.RHLP._HR.138.138F | REITA | RHLP | _HR_V_B | [DSC]_HR1955, [CB]_HRP120_CB, [CB]_HRP270_CB, [DSC | Old Name Confimed In New Location
_HR | 138 | TOPOLOGY.REITA.RHLP._HR.138.8045 | REITA | RHLP | C_HARDY_800T | [LD]_HR_L1, [DSC]_HRT1HS | Original Not Confirmed
_HR | 138 | TOPOLOGY.REITA.RHLP._HR.138.8050 | REITA | RHLP | C_HARDY_800S | [LD]_HR_L2, [DSC]_HRT2HS | Original Not Confirmed
_HV | 138 | TOPOLOGY.REITA.RHLP._HV.138.8010 | REITA | RHLP | HIDDEN95801X | [LD]_HV_L2, [DSC]_HVT2HS | Original Not Confirmed
_HV | 138 | TOPOLOGY.REITA.RHLP._HV.138.8020 | REITA | RHLP | HIDDEN95801W | [LD]_HV_L1, [DSC]_HVT1HS | Original Not Confirmed
_HX | 138 | TOPOLOGY.REITA.RHLP._HX.138.0001 | REITA | RHLP | HITCOK__138Y | [LD]_HX_L2, [DSC]_HXT2HS | Original Not Confirmed
_HX | 138 | TOPOLOGY.REITA.RHLP._HX.138.8025 | REITA | RHLP | HITCOK__138V | [LD]_HX_L1, [DSC]_HXT1HS | Original Not Confirmed
_HY | 138 | TOPOLOGY.REITA.RHLP._HY.138.8010 | REITA | RHLP | HAYES09_138W | [LD]_HY_L3, [DSC]_HYT3HS | Original Not Confirmed
_HY | 138 | TOPOLOGY.REITA.RHLP._HY.138.8035 | REITA | RHLP | HAYES09_138V | [LD]_HY_L1, [DSC]_HYT1HS | Original Not Confirmed
_HY | 138 | TOPOLOGY.REITA.RHLP._HY.138.8040 | REITA | RHLP | HAYES09_138U | [LD]_HY_L2, [DSC]_HYT2HS | Original Not Confirmed
_IR | 138 | TOPOLOGY.REITA.RHLP._IR.138.8010 | REITA | RHLP | INTERM26803X | [LD]_IR_L2, [DSC]_IRT2HS | Original Not Confirmed
_IR | 138 | TOPOLOGY.REITA.RHLP._IR.138.8015 | REITA | RHLP | INTERM26803W | [LD]_IR_L1, [DSC]_IRT1HS | Original Not Confirmed
_IT | 138 | TOPOLOGY.REITA.RHLP._IT.138.8020 | REITA | RHLP | INTER___138W | [LD]_IT_L4, [DSC]_ITT4HS | Original Not Confirmed
_IT | 138 | TOPOLOGY.REITA.RHLP._IT.138.8025 | REITA | RHLP | INTER___138V | [LD]_IT_L2, [DSC]_ITT2HS | Original Not Confirmed
_IT | 138 | TOPOLOGY.REITA.RHLP._IT.138.8030 | REITA | RHLP | INTER___138U | [LD]_IT_L3, [DSC]_ITT3HS | Original Not Confirmed
_JN | 138 | TOPOLOGY.REITA.RHLP._JN.138.138A | REITA | RHLP | JENETA__138A | [DSC]_JN6055, [CB]_JNJ410_CB, [CB]_JNJ420_CB, [DSC | Confirmed
_JN | 138 | TOPOLOGY.REITA.RHLP._JN.138.138B | REITA | RHLP | JENETA__138Z | [DSC]_JN0256, [CB]_JNJ430_CB, [CB]_JNJ440_CB, [DSC | Original Not Confirmed
_JN | 138 | TOPOLOGY.REITA.RHLP._JN.138.138C | REITA | RHLP | JENETA__138Y | [CB]_JNJ420_CB, [CB]_JNJ450_CB, [DSC]_JNJ635, [CB] | Original Not Confirmed
_JN | 138 | TOPOLOGY.REITA.RHLP._JN.138.138D | REITA | RHLP | JENETA__138X | [DSC]_JN0257, [CB]_JNJ440_CB, [CB]_JNJ450_CB, [DSC | Original Not Confirmed
_JN | 138 | TOPOLOGY.REITA.RHLP._JN.138.138E | REITA | RHLP | JENETA__138W | [CB]_JN020_CB, [CB]_JNJ400_CB, [CB]_JNJ430_CB, [CB | Original Not Confirmed
_JN | 138 | TOPOLOGY.REITA.RHLP._JN.138.8065 | REITA | RHLP | JENETA__138N | [LD]_JN_L3, [DSC]_JNT3HS | Original Not Confirmed
_JN | 138 | TOPOLOGY.REITA.RHLP._JN.138.8070 | REITA | RHLP | JENETA__138M | [LD]_JN_L1, [DSC]_JNT1HS | Original Not Confirmed
_JN | 138 | TOPOLOGY.REITA.RHLP._JN.138.8080 | REITA | RHLP | JENETA__138L | [LD]_JN_L2, [DSC]_JNT2HS | Original Not Confirmed
_JN | 345 | TOPOLOGY.REITA.RHLP._JN.345.345B | REITA | RHLP | JENETA__345B | [CB]_JNJ820_CB, [CB]_JNJ850_CB, [DSC]_JNJ855 | Confirmed
_JN | 345 | TOPOLOGY.REITA.RHLP._JN.345.345D | REITA | RHLP | JENETA__345Z | [CB]_JNJ800_CB, [CB]_JNJ830_CB, [DSC]_JNJ891 | Original Not Confirmed
_JP | 138 | TOPOLOGY.REITA.RHLP._JP.138.8015 | REITA | RHLP | JACNTO__138W | [LD]_JP_L2, [DSC]_JPT2HS | Original Not Confirmed
_JP | 138 | TOPOLOGY.REITA.RHLP._JP.138.8030 | REITA | RHLP | JACNTO__138V | [LD]_JP_L1, [DSC]_JPT1HS | Original Not Confirmed
_JU | 69 | TOPOLOGY.REITA.RHLP._JU.69.9010 | REITA | RHLP | JULIFF__69XZ | [LD]_JU_L1, [DSC]_JU3539 | Original Not Confirmed
_KB | 138 | TOPOLOGY.REITA.RHLP._KB.138.0002 | REITA | RHLP | KIRBY___138V | [LD]_KB_L5, [DSC]_KBT5HS | Original Not Confirmed
_KB | 138 | TOPOLOGY.REITA.RHLP._KB.138.8015 | REITA | RHLP | KIRBY___138T | [LD]_KB_L4, [DSC]_KBT4HS | Original Not Confirmed
_KB | 138 | TOPOLOGY.REITA.RHLP._KB.138.8025 | REITA | RHLP | KIRBY___138S | [LD]_KB_L3, [DSC]_KBT3HS | Original Not Confirmed
_KB | 138 | TOPOLOGY.REITA.RHLP._KB.138.8035 | REITA | RHLP | KIRBY___138R | [LD]_KB_L2, [DSC]_KBT2HS | Original Not Confirmed
_KB | 138 | TOPOLOGY.REITA.RHLP._KB.138.8045 | REITA | RHLP | KIRBY___138Q | [LD]_KB_L1, [DSC]_KBT1HS | Original Not Confirmed
_KG | 138 | TOPOLOGY.REITA.RHLP._KG.138.0002 | REITA | RHLP | KING_T4_802Z | [DSC]_KGT3HS, [LD]TR3 | Original Not Confirmed
_KG | 138 | TOPOLOGY.REITA.RHLP._KG.138.0022 | REITA | RHLP | KING_T4_802W | [DSC]_KGT4HS, [LD]TR4 | Original Not Confirmed
_KG | 345 | TOPOLOGY.REITA.RHLP._KG.345.345A | REITA | RHLP | KING____345A | [CB]_KGK880_CB, [CB]_KGK910_CB, [CB]_KGK940_CB | Confirmed
_KG | 345 | TOPOLOGY.REITA.RHLP._KG.345.345B | REITA | RHLP | KING____345Z | [CB]_KGK900_CB, [CB]_KGK930_CB, [CB]_KGK960_CB | Original Not Confirmed
_KM | 138 | TOPOLOGY.REITA.RHLP._KM.138.8010 | REITA | RHLP | KEMAH92_803X | [LD]_KM_L1, [DSC]_KMT3HS | Original Not Confirmed
_KM | 138 | TOPOLOGY.REITA.RHLP._KM.138.8020 | REITA | RHLP | KEMAH92_803W | [LD]_KM_L2, [DSC]_KMT4HS | Original Not Confirmed
_KN | 138 | TOPOLOGY.REITA.RHLP._KN.138.8015 | REITA | RHLP | KNIGHT06800X | [LD]_KN_L1, [DSC]_KNT1HS | Original Not Confirmed
_KN | 138 | TOPOLOGY.REITA.RHLP._KN.138.8020 | REITA | RHLP | KNIGHT06800W | [LD]_KN_L2, [DSC]_KNT2HS | Original Not Confirmed
_KR | 138 | TOPOLOGY.REITA.RHLP._KR.138.138A | REITA | RHLP | KARSTN__138A | [DSC]_KR1267, [CB]_KRCB10_CB, [CB]_KRH710_CB, [CB] | Confirmed
_KR | 69 | TOPOLOGY.REITA.RHLP._KR.69.R69E | REITA | RHLP | KARSTN__69E | [CB]_KR2530_CB, [DSC]_KR2533, [CB]_KR3530_CB, [DSC | Confirmed
_KT | 138 | TOPOLOGY.REITA.RHLP._KT.138.138B | REITA | RHLP | KATY_66_138A | [DSC]_KT7098, [DSC]_KTS346, [DSC]_KTT2HS, [DSC]_KT | Original Not Confirmed
_KT | 138 | TOPOLOGY.REITA.RHLP._KT.138.8015 | REITA | RHLP | KATY_66_138Z | [LD]_KT_L1, [LD]_KT_LD1, [DSC]_KTT1HS | Original Not Confirmed
_KT | 138 | TOPOLOGY.REITA.RHLP._KT.138.8025 | REITA | RHLP | KATY_66_138Y | [LD]_KT_L2, [LD]_KT_LD2, [DSC]_KTT2HS | Original Not Confirmed
_KT | 138 | TOPOLOGY.REITA.RHLP._KT.138.8030 | REITA | RHLP | KATY_66_138T | [LD]_KT_L3, [DSC]_KTT3HS | Original Not Confirmed
_KT | 138 | TOPOLOGY.REITA.RHLP._KT.138.8040 | REITA | RHLP | KATY_66_138S | [LD]_KT_L4, [DSC]_KTT4HS | Original Not Confirmed
_KW | 138 | TOPOLOGY.REITA.RHLP._KW.138.0007 | REITA | RHLP | KINGWD__138X | [LD]_KW_L3, [DSC]_KWT3HS | Original Not Confirmed
_KW | 138 | TOPOLOGY.REITA.RHLP._KW.138.8025 | REITA | RHLP | KINGWD__138U | [LD]_KW_L2, [DSC]_KWT2HS | Original Not Confirmed
_KW | 138 | TOPOLOGY.REITA.RHLP._KW.138.8030 | REITA | RHLP | KINGWD__138T | [LD]_KW_L1, [DSC]_KWT1HS | Original Not Confirmed
_LA | 138 | TOPOLOGY.REITA.RHLP._LA.138.8010 | REITA | RHLP | LAUDER95800X | [LD]_LA_L1, [DSC]_LAT1HS | Original Not Confirmed
_LA | 138 | TOPOLOGY.REITA.RHLP._LA.138.8020 | REITA | RHLP | LAUDER95800W | [LD]_LA_L2, [DSC]_LAT2HS | Original Not Confirmed
_LB | 13.8 | TOPOLOGY.REITA.RHLP._LB.13.8.0001 | REITA | RHLP | _LB_R_A | [UN]DG1, [CB]F_LB_DG1 | No Original Name
_LB | 138 | TOPOLOGY.REITA.RHLP._LB.138.8010 | REITA | RHLP | LIBRTY218025 | [LD]_LB_L1, [XF]_LB_MT1, [DSC]_LBT1HS | Original Not Confirmed
_LB | 138 | TOPOLOGY.REITA.RHLP._LB.138.8020 | REITA | RHLP | LIBRTY21802W | [LD]_LB_L2, [DSC]_LBT2HS | Original Not Confirmed
_LC | 138 | TOPOLOGY.REITA.RHLP._LC.138.138A | REITA | RHLP | S_LANE__138Z | [CB]_LCL470_CB, [CB]_LCL480_CB, [CB]_LCT030_CB | Original Not Confirmed
_LC | 138 | TOPOLOGY.REITA.RHLP._LC.138.8020 | REITA | RHLP | S_LANE__138W | [LD]_LC_L1, [DSC]T2HS | Original Not Confirmed
_LH | 138 | TOPOLOGY.REITA.RHLP._LH.138.8021 | REITA | RHLP | LYNCH___138U | [LD]LOAD_4, [DSC]T4HS | Original Not Confirmed
_LH | 138 | TOPOLOGY.REITA.RHLP._LH.138.8035 | REITA | RHLP | LYNCH___138T | [LD]_LH_L1, [DSC]_LHT1HS | Original Not Confirmed
_LH | 138 | TOPOLOGY.REITA.RHLP._LH.138.8040 | REITA | RHLP | LYNCH___138S | [LD]_LH_L2, [DSC]_LHT2HS | Original Not Confirmed
_LH | 138 | TOPOLOGY.REITA.RHLP._LH.138.8050 | REITA | RHLP | LYNCH___138R | [LD]_LH_L3, [DSC]_LHT3HS | Original Not Confirmed
_LJ | 138 | TOPOLOGY.REITA.RHLP._LJ.138.8020 | REITA | RHLP | LKJACK__138V | [LD]_LJ_L4, [DSC]_LJT4HS | Original Not Confirmed
_LJ | 138 | TOPOLOGY.REITA.RHLP._LJ.138.8025 | REITA | RHLP | LKJACK__138U | [LD]_LJ_L3, [DSC]_LJT3HS | Original Not Confirmed
_LJ | 138 | TOPOLOGY.REITA.RHLP._LJ.138.8040 | REITA | RHLP | LKJACK__138T | [LD]_LJ_L2, [DSC]_LJT2HS | Original Not Confirmed
_LK | 69 | TOPOLOGY.REITA.RHLP._LK.69.9030 | REITA | RHLP | L_YORK__69AW | [LD]_LK_L1, [DSC]_LKT1HS | Original Not Confirmed
_LK | 69 | TOPOLOGY.REITA.RHLP._LK.69.9035 | REITA | RHLP | L_YORK__69AV | [LD]_LK_L2, [DSC]_LKT2HS | Original Not Confirmed
_LK | 69 | TOPOLOGY.REITA.RHLP._LK.69.9040 | REITA | RHLP | L_YORK__69AU | [LD]_LK_L3, [DSC]_LKT3HS | Original Not Confirmed
_LM | 69 | TOPOLOGY.REITA.RHLP._LM.69.9060 | REITA | RHLP | LAMARQ__69AR | [DSC]_LMT1BH, [LD]_LMTR1B | Original Not Confirmed
_LM | 69 | TOPOLOGY.REITA.RHLP._LM.69.9065 | REITA | RHLP | LAMARQ__69AQ | [LD]_LM_L1, [DSC]_LMT1AH | Original Not Confirmed
_LM | 69 | TOPOLOGY.REITA.RHLP._LM.69.M69A | REITA | RHLP | LAMARQ__69A | [CB]_LM1360_CB, [CB]_LM3130_CB, [CB]_LM4130_CB, [D | Confirmed
_LM | 69 | TOPOLOGY.REITA.RHLP._LM.69.M69B | REITA | RHLP | LAMARQ__69AZ | [CB]_LM8530_CB, [CB]_LMS260_CB, [CB]_LMT140_CB | Original Not Confirmed
_LP | 138 | TOPOLOGY.REITA.RHLP._LP.138.8010 | REITA | RHLP | LAPORT79802W | [LD]_LP_L2, [DSC]_LPT2HS | Original Not Confirmed
_LP | 138 | TOPOLOGY.REITA.RHLP._LP.138.8020 | REITA | RHLP | LAPORT798025 | [LD]_LP_L1, [LD]_LP_LD1, [DSC]_LPT1HS | Original Not Confirmed
_LU | 138 | TOPOLOGY.REITA.RHLP._LU.138.8015 | REITA | RHLP | LOUETA81800W | [LD]_LU_L2, [DSC]_LUT2HS | Original Not Confirmed
_LU | 138 | TOPOLOGY.REITA.RHLP._LU.138.8030 | REITA | RHLP | LOUETA81800V | [LD]_LU_L1, [DSC]_LUT1HS | Original Not Confirmed
_LU | 138 | TOPOLOGY.REITA.RHLP._LU.138.8040 | REITA | RHLP | LOUETA81800U | [LD]_LU_L3, [DSC]_LUT3HS | Original Not Confirmed
_LU | 138 | TOPOLOGY.REITA.RHLP._LU.138.8045 | REITA | RHLP | LOUETA81800T | [LD]_LU_L4, [DSC]_LUT4HS | Original Not Confirmed
_LV | 138 | TOPOLOGY.REITA.RHLP._LV.138.0007 | REITA | RHLP | LIVRPL__138X | [LD]_LV_L2, [DSC]_LVT2HS | Original Not Confirmed
_LV | 138 | TOPOLOGY.REITA.RHLP._LV.138.138X | REITA | RHLP | LIVRPL__138W | [LD]_LV_L1, [DSC]_LVT1HS | Original Not Confirmed
_LW | 138 | TOPOLOGY.REITA.RHLP._LW.138.8010 | REITA | RHLP | LOCKWD86801X | [LD]_LW_L2, [DSC]_LWT2HS | Original Not Confirmed
_LW | 138 | TOPOLOGY.REITA.RHLP._LW.138.8020 | REITA | RHLP | LOCKWD86801W | [LD]_LW_L1, [DSC]_LWT1HS | Original Not Confirmed
_LY | 138 | TOPOLOGY.REITA.RHLP._LY.138.8010 | REITA | RHLP | LYONDL08800Y | [LD]_LY_L1, [DSC]_LYT1HS | Original Not Confirmed
_LY | 138 | TOPOLOGY.REITA.RHLP._LY.138.8015 | REITA | RHLP | LYONDL08800X | [LD]_LY_L2, [DSC]_LYT2HS | Original Not Confirmed
_LZ | 138 | TOPOLOGY.REITA.RHLP._LZ.138.8030 | REITA | RHLP | LUBZOL__138V | [LD]_LZ_L1, [DSC]_LZX409 | Original Not Confirmed
_LZ | 138 | TOPOLOGY.REITA.RHLP._LZ.138.8035 | REITA | RHLP | LUBZOL__138U | [LD]_LZ_L2, [DSC]_LZX408 | Original Not Confirmed
_MB | 138 | TOPOLOGY.REITA.RHLP._MB.138.0002 | REITA | RHLP | MT_BEL__138W | [LD]_L4, [DSC]T4HS | Original Not Confirmed
_MB | 138 | TOPOLOGY.REITA.RHLP._MB.138.138A | REITA | RHLP | MT_BEL__138A | [DSC]_MBK599, [CB]_MBM160_CB, [CB]_MBM170_CB | Confirmed
_MB | 138 | TOPOLOGY.REITA.RHLP._MB.138.138D | REITA | RHLP | _MB_V_B | [DSC]_MB2865, [CB]_MBM160_CB, [CB]_MBM190_CB, [DSC | Old Name Confimed In New Location
_MB | 138 | TOPOLOGY.REITA.RHLP._MB.138.9025 | REITA | RHLP | MT_BEL__138R | [LD]_MB_L3, [DSC]_MBT3HS | Original Not Confirmed
_MB | 69 | TOPOLOGY.REITA.RHLP._MB.69.9035 | REITA | RHLP | MT_BEL__69AW | [LD]_MB_L2, [DSC]_MBT2HS | Original Not Confirmed
_MB | 69 | TOPOLOGY.REITA.RHLP._MB.69.B69A | REITA | RHLP | MT_BEL__69A | [CB]_MB6430_CB, [DSC]_MB6433, [DSC]_MBB679, [CB]_M | Confirmed
_MB | 69 | TOPOLOGY.REITA.RHLP._MB.69.B69B | REITA | RHLP | MT_BEL__69AZ | [CB]_MBK650_CB, [DSC]_MBK653, [DSC]_MBK654 | Original Not Confirmed
_MC | 138 | TOPOLOGY.REITA.RHLP._MC.138.8010 | REITA | RHLP | MOCITY__803X | [LD]_MC_L2, [DSC]_MCT3HS | Original Not Confirmed
_MC | 138 | TOPOLOGY.REITA.RHLP._MC.138.8020 | REITA | RHLP | MOCITY__803W | [LD]_MC_L1, [DSC]_MCT2HS | Original Not Confirmed
_MD | 69 | TOPOLOGY.REITA.RHLP._MD.69.9015 | REITA | RHLP | MCDONO__69XZ | [LD]_MD_L1, [LD]_MD_L2, [DSC]_MD0339 | Original Not Confirmed
_ME | 138 | TOPOLOGY.REITA.RHLP._ME.138.8015 | REITA | RHLP | MEMORL73800V | [LD]_ME_L3, [DSC]_MET3HS | Original Not Confirmed
_ME | 138 | TOPOLOGY.REITA.RHLP._ME.138.8025 | REITA | RHLP | MEMORL73800U | [LD]_ME_L1, [DSC]_MET1HS | Original Not Confirmed
_ME | 138 | TOPOLOGY.REITA.RHLP._ME.138.8040 | REITA | RHLP | MEMORL73800T | [LD]_ME_L2, [DSC]_MET2HS | Original Not Confirmed
_MP | 138 | TOPOLOGY.REITA.RHLP._MP.138.0601 | REITA | RHLP | MAG_PK__800U | [CB]T5HS, [LD]TR5 | Original Not Confirmed
_MP | 138 | TOPOLOGY.REITA.RHLP._MP.138.138B | REITA | RHLP | MAG_PK__8005 | [DSC]_MP1705, [CB]_MPM400_CB, [CB]_MPM430_CB, [DSC | Original Not Confirmed
_MP | 138 | TOPOLOGY.REITA.RHLP._MP.138.138D | REITA | RHLP | MAG_PK__138A | [DSC]_MP6084, [CB]_MPM410_CB, [DSC]_MPT4HS, [CB]M4 | Original Not Confirmed
_MP | 138 | TOPOLOGY.REITA.RHLP._MP.138.138F | REITA | RHLP | MAG_PK__800Z | [DSC]_MP2705, [CB]_MPM410_CB, [CB]_MPM430_CB, [DSC | Original Not Confirmed
_MP | 138 | TOPOLOGY.REITA.RHLP._MP.138.8035 | REITA | RHLP | MAG_PK__800R | [LD]_MP_TR4, [DSC]_MPT4HS | Original Not Confirmed
_MP | 138 | TOPOLOGY.REITA.RHLP._MP.138.8040 | REITA | RHLP | MAG_PK__800Q | [LD]_MP_TR3, [DSC]_MPT3HS | Original Not Confirmed
_MP | 138 | TOPOLOGY.REITA.RHLP._MP.138.8045 | REITA | RHLP | MAG_PK__800P | [LD]_MP_TR2, [DSC]_MPT2HS | Original Not Confirmed
_MU | 138 | TOPOLOGY.REITA.RHLP._MU.138.8015 | REITA | RHLP | MUSTNG__138W | [LD]_MU_L1, [DSC]_MUT1HS | Original Not Confirmed
_MU | 138 | TOPOLOGY.REITA.RHLP._MU.138.8025 | REITA | RHLP | MUSTNG__138V | [LD]_MU_L2, [DSC]_MUT2HS | Original Not Confirmed
_MV | 69 | TOPOLOGY.REITA.RHLP._MV.69.9025 | REITA | RHLP | MANVEL__69BW | [LD]_MV_L2, [DSC]_MVT3HS | Original Not Confirmed
_MV | 69 | TOPOLOGY.REITA.RHLP._MV.69.9030 | REITA | RHLP | MANVEL__69BV | [LD]_MV_L1, [DSC]_MVT2HS | Original Not Confirmed
_MV | 69 | TOPOLOGY.REITA.RHLP._MV.69.V69B | REITA | RHLP | MANVEL__69B | [CB]_MV5530_CB, [DSC]_MVS537, [DSC]_MVT2HS | Confirmed
_MV | 69 | TOPOLOGY.REITA.RHLP._MV.69.V69C | REITA | RHLP | MANVEL__69BZ | [CB]_MV4530_CB, [DSC]_MVS537, [DSC]_MVT3HS | Original Not Confirmed
_MY | 138 | TOPOLOGY.REITA.RHLP._MY.138.8010 | REITA | RHLP | MARYCK91138W | [DSC]T2HS, [LD]TR2 | Original Not Confirmed
_MY | 138 | TOPOLOGY.REITA.RHLP._MY.138.8020 | REITA | RHLP | MARYCK91138V | [DSC]T1HS, [LD]TR1 | Original Not Confirmed
_MY | 138 | TOPOLOGY.REITA.RHLP._MY.138.8030 | REITA | RHLP | MARYCK91138U | [DSC]T3HS, [LD]TR3 | Original Not Confirmed
_NA | 138 | TOPOLOGY.REITA.RHLP._NA.138.8015 | REITA | RHLP | NASA____804U | [LD]_NA_L2, [DSC]_NAT2HS | Original Not Confirmed
_NA | 138 | TOPOLOGY.REITA.RHLP._NA.138.8020 | REITA | RHLP | NASA____804T | [LD]_NA_L4, [DSC]_NAT4HS | Original Not Confirmed
_NA | 138 | TOPOLOGY.REITA.RHLP._NA.138.8040 | REITA | RHLP | NASA____804S | [LD]_NA_L1, [DSC]_NAT1HS | Original Not Confirmed
_NA | 138 | TOPOLOGY.REITA.RHLP._NA.138.8060 | REITA | RHLP | NASA____804R | [LD]_NA_L5, [DSC]_NAT5HS | Original Not Confirmed
_NB | 138 | TOPOLOGY.REITA.RHLP._NB.138.138A | REITA | RHLP | N_BELT__138A | [CB]_NBN240_CB, [CB]_NBN270_CB, [CB]_NBN390_CB, [C | Confirmed
_NB | 138 | TOPOLOGY.REITA.RHLP._NB.138.138B | REITA | RHLP | _NB_V_B | [CB]_NBN260_CB, [CB]_NBN290_CB, [CB]_NBN370_CB, [C | Old Name Confimed In New Location
_NB | 138 | TOPOLOGY.REITA.RHLP._NB.138.8060 | REITA | RHLP | CN_BEL90800W | [LD]_NB_L2, [LD]_NB_LD1, [DSC]_NBT4HS | Original Not Confirmed
_NB | 138 | TOPOLOGY.REITA.RHLP._NB.138.8065 | REITA | RHLP | CN_BEL90800M | [LD]_NB_L1, [DSC]_NBT3HS | Original Not Confirmed
_NB | 345 | TOPOLOGY.REITA.RHLP._NB.345.345A | REITA | RHLP | N_BELT__345A | [DSC]_NBN275, [CB]_NBN310_CB, [CB]_NBN340_CB, [CB] | Confirmed
_NB | 345 | TOPOLOGY.REITA.RHLP._NB.345.345B | REITA | RHLP | N_BELT__345Z | [DSC]_NBN331, [CB]_NBN360_CB, [DSC]_NBN375, [CB]_N | Original Not Confirmed
_NM | 138 | TOPOLOGY.REITA.RHLP._NM.138.8015 | REITA | RHLP | NORMDY94800X | [LD]_NM_L2, [DSC]_NMT2HS | Original Not Confirmed
_NM | 138 | TOPOLOGY.REITA.RHLP._NM.138.8030 | REITA | RHLP | NORMDY94800W | [LD]_NM_L1, [DSC]_NMT1HS | Original Not Confirmed
_NP | 138 | TOPOLOGY.REITA.RHLP._NP.138.8025 | REITA | RHLP | NEWPRT__138W | [LD]_NP_L1, [DSC]_NPT1HS | Original Not Confirmed
_NP | 138 | TOPOLOGY.REITA.RHLP._NP.138.8030 | REITA | RHLP | NEWPRT__138V | [LD]_NP_L2, [DSC]_NPT2HS | Original Not Confirmed
_NS | 138 | TOPOLOGY.REITA.RHLP._NS.138.8015 | REITA | RHLP | N_SIDE21800Z | [LD]_NS_L1, [DSC]_NST1HS | Original Not Confirmed
_NS | 138 | TOPOLOGY.REITA.RHLP._NS.138.8025 | REITA | RHLP | N_SIDE21800Y | [LD]_NS_L2, [DSC]_NST2HS | Original Not Confirmed
_NV | 69 | TOPOLOGY.REITA.RHLP._NV.69.9025 | REITA | RHLP | NEEDVL__69AW | [LD]_NV_L2, [DSC]_NVT2HS | Original Not Confirmed
_NV | 69 | TOPOLOGY.REITA.RHLP._NV.69.9030 | REITA | RHLP | NEEDVL__69AY | [LD]_NV_L1, [DSC]_NVT1HS, [DSC]CB11 | Original Not Confirmed
_OA | 138 | TOPOLOGY.REITA.RHLP._OA.138.8010 | REITA | RHLP | OATES08_800Y | [LD]_OA_L2, [DSC]_OAT2HS | Original Not Confirmed
_OA | 69 | TOPOLOGY.REITA.RHLP._OA.69.9015 | REITA | RHLP | OATES38_900Z | [LD]_OA_L1, [DSC]_OAT1HS | Original Not Confirmed
_OB | 138 | TOPOLOGY.REITA.RHLP._OB.138.0001 | REITA | RHLP | OBRIEN73138T | [LD]_OB_L1, [DSC]_OBT1HS | Original Not Confirmed
_OB | 138 | TOPOLOGY.REITA.RHLP._OB.138.0002 | REITA | RHLP | OBRIEN73138S | [LD]_OB_L2, [DSC]_OBT2HS | Original Not Confirmed
_OB | 138 | TOPOLOGY.REITA.RHLP._OB.138.138A | REITA | RHLP | OBRIEN__138A | [CB]_OB10_CB, [CB]_OBG110_CB, [CB]_OBG140_CB, [DSC | Confirmed
_OB | 138 | TOPOLOGY.REITA.RHLP._OB.138.138B | REITA | RHLP | OBRIEN25138C | [CB]_OBG130_CB, [DSC]_OBG181, [CB]G090, [DSC]G161 | Original Not Confirmed
_OB | 345 | TOPOLOGY.REITA.RHLP._OB.345.345A | REITA | RHLP | OBRIEN__345A | [CB]_OBF260_CB, [CB]_OBF290_CB, [DSC]_OBF331, [CB] | Confirmed
_OB | 345 | TOPOLOGY.REITA.RHLP._OB.345.345B | REITA | RHLP | OBRIEN__345Z | [CB]_OBF240_CB, [CB]_OBF270_CB, [DSC]_OBF461, [CB] | Original Not Confirmed
_OR | 138 | TOPOLOGY.REITA.RHLP._OR.138.138B | REITA | RHLP | ORCHRD__138B | [DSC]_OR1607, [DSC]_ORS607, [DSC]_ORT2HS | Original Not Confirmed
_OR | 138 | TOPOLOGY.REITA.RHLP._OR.138.138C | REITA | RHLP | ORCHRD__138Z | [DSC]_OR1605, [DSC]_ORS607, [DSC]_ORT3HS | Original Not Confirmed
_OR | 138 | TOPOLOGY.REITA.RHLP._OR.138.8015 | REITA | RHLP | ORCHRD__138X | [LD]_OR_L1, [DSC]_ORT2HS | Original Not Confirmed
_OR | 138 | TOPOLOGY.REITA.RHLP._OR.138.8025 | REITA | RHLP | ORCHRD__138W | [LD]_OR_L2, [DSC]_ORT3HS | Original Not Confirmed
_PA | 138 | TOPOLOGY.REITA.RHLP._PA.138.8015 | REITA | RHLP | PASDNA__803V | [LD]_PA_L3, [DSC]_PAT4HS | Original Not Confirmed
_PA | 138 | TOPOLOGY.REITA.RHLP._PA.138.8020 | REITA | RHLP | PASDNA__803U | [LD]_PA_L2, [DSC]_PAT3HS | Original Not Confirmed
_PA | 138 | TOPOLOGY.REITA.RHLP._PA.138.8040 | REITA | RHLP | PASDNA__803T | [LD]_PA_L1, [DSC]_PAT2HS | Original Not Confirmed
_PE | 138 | TOPOLOGY.REITA.RHLP._PE.138.8010 | REITA | RHLP | PEARLD91803X | [LD]_PE_L1, [DSC]_PET1HS | Original Not Confirmed
_PE | 138 | TOPOLOGY.REITA.RHLP._PE.138.8020 | REITA | RHLP | PEARLD91803W | [LD]_PE_L2, [DSC]_PET2HS | Original Not Confirmed
_PG | 138 | TOPOLOGY.REITA.RHLP._PG.138.8010 | REITA | RHLP | PLEDGR__800Y | [LD]_PG_L1, [DSC]_PGT1HS | Original Not Confirmed
_PI | 138 | TOPOLOGY.REITA.RHLP._PI.138.0003 | REITA | RHLP | PINHUR__138X | [LD]L3, [DSC]T3HS | Original Not Confirmed
_PI | 138 | TOPOLOGY.REITA.RHLP._PI.138.8015 | REITA | RHLP | PINHUR__138U | [LD]_PI_L2, [DSC]_PIT2HS | Original Not Confirmed
_PI | 138 | TOPOLOGY.REITA.RHLP._PI.138.8025 | REITA | RHLP | PINHUR__138T | [LD]_PI_L1, [DSC]_PIT1HS | Original Not Confirmed
_PJ | 138 | TOPOLOGY.REITA.RHLP._PJ.138.8010 | REITA | RHLP | PILGRM07800X | [LD]_PJ_L1, [DSC]_PJT1HS | Original Not Confirmed
_PJ | 138 | TOPOLOGY.REITA.RHLP._PJ.138.8020 | REITA | RHLP | PILGRM07800W | [LD]_PJ_L2, [DSC]_PJT2HS | Original Not Confirmed
_PK | 138 | TOPOLOGY.REITA.RHLP._PK.138.138A | REITA | RHLP | POLK____138A | [CB]_PK5910_CB, [DSC]_PK5915, [CB]_PKCB10_CB, [DSC | Original Not Confirmed
_PK | 138 | TOPOLOGY.REITA.RHLP._PK.138.138B | REITA | RHLP | POLK____138Z | [CB]_PK5910_CB, [DSC]_PK6905, [CB]_PK6910_CB, [DSC | Original Not Confirmed
_PK | 138 | TOPOLOGY.REITA.RHLP._PK.138.8015 | REITA | RHLP | POLK____138U | [LD]_PK_L1, [DSC]_PKT1HS | Original Not Confirmed
_PK | 138 | TOPOLOGY.REITA.RHLP._PK.138.8020 | REITA | RHLP | POLK____138T | [LD]_PK_L5, [DSC]_PKT5HS | Original Not Confirmed
_PK | 138 | TOPOLOGY.REITA.RHLP._PK.138.8030 | REITA | RHLP | POLK____138R | [LD]_PK_L2, [DSC]_PKT2HS | Original Not Confirmed
_PK | 138 | TOPOLOGY.REITA.RHLP._PK.138.8040 | REITA | RHLP | POLK____138Q | [LD]_PK_L6, [DSC]_PKT6HS | Original Not Confirmed
_PK | 138 | TOPOLOGY.REITA.RHLP._PK.138.8050 | REITA | RHLP | POLK____138P | [LD]_PK_L7, [DSC]_PKT7HS | Original Not Confirmed
_PK | 138 | TOPOLOGY.REITA.RHLP._PK.138.8055 | REITA | RHLP | POLK____138O | [LD]_PK_L3, [DSC]_PKT3HS | Original Not Confirmed
_PR | 13.8 | TOPOLOGY.REITA.RHLP._PR.13.8.0543 | REITA | RHLP | PR_GT1__9040 | [UN]_PR_G2, [XF]XF_2_69 | Original Not Confirmed
_PR | 69 | TOPOLOGY.REITA.RHLP._PR.69.9035 | REITA | RHLP | TXPET___69XV | [LD]_PR_L1, [CB]D290 | Original Not Confirmed
_PT | 138 | TOPOLOGY.REITA.RHLP._PT.138.138B | REITA | RHLP | PETERS__138B | [DSC]_PT3877, [CB]_PTA650_CB, [CB]_PTA660_CB | Original Not Confirmed
_PT | 69 | TOPOLOGY.REITA.RHLP._PT.69.9015 | REITA | RHLP | PETERS__69AX | [LD]_PT_L1, [DSC]_PTT1HS | Original Not Confirmed
_PT | 69 | TOPOLOGY.REITA.RHLP._PT.69.T69A | REITA | RHLP | PETERS__69A | [CB]_PT1580_CB, [CB]_PTK540_CB, [DSC]_PTT1HS | Original Not Confirmed
_PW | 138 | TOPOLOGY.REITA.RHLP._PW.138.8005 | REITA | RHLP | PARKWY94800X | [LD]_PW_L2, [DSC]_PWT8HS | Original Not Confirmed
_PW | 138 | TOPOLOGY.REITA.RHLP._PW.138.8015 | REITA | RHLP | PARKWY94800W | [LD]_PW_L1, [DSC]_PWT7HS | Original Not Confirmed
_PZ | 138 | TOPOLOGY.REITA.RHLP._PZ.138.138B | REITA | RHLP | PLAZA___138B | [DSC]_PZ4086, [DSC]_PZT1HS, [CB]_PZZ030_CB, [CB]_P | Original Not Confirmed
_PZ | 138 | TOPOLOGY.REITA.RHLP._PZ.138.138D | REITA | RHLP | PLAZA___138Z | [DSC]_PZ6064, [DSC]_PZT2HS, [CB]_PZZ020_CB, [CB]_P | Original Not Confirmed
_PZ | 138 | TOPOLOGY.REITA.RHLP._PZ.138.8035 | REITA | RHLP | PLAZA___138U | [LD]_PZ_L1, [DSC]_PZT1HS | Original Not Confirmed
_PZ | 138 | TOPOLOGY.REITA.RHLP._PZ.138.8040 | REITA | RHLP | PLAZA___138T | [LD]_PZ_L2, [DSC]_PZT2HS | Original Not Confirmed
_QV | 138 | TOPOLOGY.REITA.RHLP._QV.138.8010 | REITA | RHLP | QUAIL26_138Y | [LD]_QV_L2, [DSC]_QVT2HS | Original Not Confirmed
_QV | 138 | TOPOLOGY.REITA.RHLP._QV.138.8020 | REITA | RHLP | QUAIL26_138X | [LD]_QV_L1, [DSC]_QVT1HS | Original Not Confirmed
_RA | 138 | TOPOLOGY.REITA.RHLP._RA.138.8015 | REITA | RHLP | RAYFRD81800V | [LD]_RA_L1, [DSC]_RAT1HS | Original Not Confirmed
_RA | 138 | TOPOLOGY.REITA.RHLP._RA.138.8030 | REITA | RHLP | RAYFRD81800U | [LD]_RA_L2, [DSC]_RAT2HS | Original Not Confirmed
_RA | 138 | TOPOLOGY.REITA.RHLP._RA.138.8035 | REITA | RHLP | RAYFRD81800T | [LD]_RA_L6, [DSC]_RAT6HS | Original Not Confirmed
_RA | 138 | TOPOLOGY.REITA.RHLP._RA.138.8040 | REITA | RHLP | RAYFRD81800S | [LD]_RA_L5, [DSC]_RAT5HS | Original Not Confirmed
_RB | 69 | TOPOLOGY.REITA.RHLP._RB.69.0001 | REITA | RHLP | RACOON__69XY | [LD]_RB_L2, [DSC]_RBT2HS | Original Not Confirmed
_RB | 69 | TOPOLOGY.REITA.RHLP._RB.69.9020 | REITA | RHLP | RACOON__69XW | [LD]_RB_L1, [DSC]_RBT1HS | Original Not Confirmed
_RD | 69 | TOPOLOGY.REITA.RHLP._RD.69.9025 | REITA | RHLP | REED____69XW | [LD]_RD_L2, [DSC]_RDB566 | Original Not Confirmed
_RD | 69 | TOPOLOGY.REITA.RHLP._RD.69.9030 | REITA | RHLP | REED____69XV | [LD]_RD_L1, [DSC]_RDB565 | Original Not Confirmed
_RE | 138 | TOPOLOGY.REITA.RHLP._RE.138.8015 | REITA | RHLP | READNG__138W | [LD]_RE_L1, [DSC]_RET2HS | Original Not Confirmed
_RE | 138 | TOPOLOGY.REITA.RHLP._RE.138.8020 | REITA | RHLP | READNG__138V | [LD]_RE_L2, [DSC]_RET3HS | Original Not Confirmed
_RH | 138 | TOPOLOGY.REITA.RHLP._RH.138.8035 | REITA | RHLP | ROHMAS__138Q | [LD]_RH_L1, [DSC]_RHT1HS | Original Not Confirmed
_RH | 138 | TOPOLOGY.REITA.RHLP._RH.138.8045 | REITA | RHLP | ROHMAS__138P | [LD]_RH_L3, [DSC]_RHT3HS | Original Not Confirmed
_RH | 138 | TOPOLOGY.REITA.RHLP._RH.138.8060 | REITA | RHLP | ROHMAS__138O | [LD]_RH_L5, [DSC]_RHT5HS | Original Not Confirmed
_RH | 138 | TOPOLOGY.REITA.RHLP._RH.138.8065 | REITA | RHLP | ROHMAS__138N | [LD]_RH_L6, [DSC]_RHT6HS | Original Not Confirmed
_RH | 138 | TOPOLOGY.REITA.RHLP._RH.138.8080 | REITA | RHLP | ROHMAS__138M | [LD]_RH_L4, [DSC]_RHT4HS | Original Not Confirmed
_RH | 138 | TOPOLOGY.REITA.RHLP._RH.138.Z | REITA | RHLP | ROHMAS__138L | [LD]_RH_L7, [DSC]_RHT7HS | Original Not Confirmed
_RI | 69 | TOPOLOGY.REITA.RHLP._RI.69.9020 | REITA | RHLP | RICHMN__69XY | [DSC]_RIP067, [LD]RI_L1 | Original Not Confirmed
_RO | 138 | TOPOLOGY.REITA.RHLP._RO.138.8010 | REITA | RHLP | ROARK___138W | [LD]_RO_L4, [DSC]_ROT8HS | Original Not Confirmed
_RO | 138 | TOPOLOGY.REITA.RHLP._RO.138.8020 | REITA | RHLP | ROARK___138V | [LD]_RO_L2, [DSC]_ROT3HS | Original Not Confirmed
_RO | 138 | TOPOLOGY.REITA.RHLP._RO.138.8040 | REITA | RHLP | ROARK___138U | [LD]_RO_L1, [DSC]_ROT2HS | Original Not Confirmed
_RO | 138 | TOPOLOGY.REITA.RHLP._RO.138.8045 | REITA | RHLP | ROARK___138T | [LD]_RO_L3, [DSC]_ROT7HS | Original Not Confirmed
_RS | 69 | TOPOLOGY.REITA.RHLP._RS.69.69A | REITA | RHLP | ROSNBG__69AZ | [CB]_RS0450_CB, [CB]_RS0490_CB, [CB]_RS1450_CB, [C | Original Not Confirmed
_RS | 69 | TOPOLOGY.REITA.RHLP._RS.69.69B | REITA | RHLP | ROSNBG__69A | [DSC]_RS0453, [DSC]_RS0493, [DSC]_RS1453, [DSC]_RS | Original Not Confirmed
_RS | 69 | TOPOLOGY.REITA.RHLP._RS.69.69C | REITA | RHLP | ROSNBG__69AY | [LN]_FL_RS49, [CB]_RS1490_CB, [DSC]_RS1493, [DSC]_ | Original Not Confirmed
_RS | 69 | TOPOLOGY.REITA.RHLP._RS.69.9050 | REITA | RHLP | ROSNBG__69AU | [LD]_RS_L2, [DSC]_RST2HS | Original Not Confirmed
_RS | 69 | TOPOLOGY.REITA.RHLP._RS.69.9055 | REITA | RHLP | ROSNBG__69AT | [LD]_RS_L1, [DSC]_RST1HS | Original Not Confirmed
_RT | 69 | TOPOLOGY.REITA.RHLP._RT.69.9015 | REITA | RHLP | RETREV__69XZ | [LD]_RT_L1, [DSC]_RT4475, [DSC]_RT5475 | Original Not Confirmed
_RU | 138 | TOPOLOGY.REITA.RHLP._RU.138.8010 | REITA | RHLP | RITTEN95801X | [LD]_RU_L2, [DSC]_RUT2HS | Original Not Confirmed
_RU | 138 | TOPOLOGY.REITA.RHLP._RU.138.8020 | REITA | RHLP | RITTEN95801W | [LD]_RU_L1, [DSC]_RUT1HS | Original Not Confirmed
_RZ | 138 | TOPOLOGY.REITA.RHLP._RZ.138.138A | REITA | RHLP | ROSHRN__138A | [DSC]_RZ2264, [DSC]_RZS267, [DSC]_RZT1HS | Original Not Confirmed
_RZ | 138 | TOPOLOGY.REITA.RHLP._RZ.138.138B | REITA | RHLP | ROSHRN__138Z | [DSC]_RZ1268, [DSC]_RZS267, [DSC]_RZT2HS | Original Not Confirmed
_RZ | 138 | TOPOLOGY.REITA.RHLP._RZ.138.8020 | REITA | RHLP | ROSHRN__138X | [LD]_RZ_L1, [DSC]_RZT1HS | Original Not Confirmed
_RZ | 138 | TOPOLOGY.REITA.RHLP._RZ.138.8025 | REITA | RHLP | ROSHRN__138W | [LD]_RZ_L2, [DSC]_RZT2HS | Original Not Confirmed
_SA | 138 | TOPOLOGY.REITA.RHLP._SA.138.0002 | REITA | RHLP | SATSUM76802X | [LD]_SA_L8, [DSC]_SAT8HS | Original Not Confirmed
_SA | 138 | TOPOLOGY.REITA.RHLP._SA.138.8010 | REITA | RHLP | SATSUM76802T | [LD]_SA_L7, [DSC]_SAT7HS | Original Not Confirmed
_SA | 138 | TOPOLOGY.REITA.RHLP._SA.138.8025 | REITA | RHLP | SATSUM76802S | [LD]_SA_L6, [DSC]_SAT6HS | Original Not Confirmed
_SA | 138 | TOPOLOGY.REITA.RHLP._SA.138.8040 | REITA | RHLP | SATSUM76802R | [LD]_SA_L5, [DSC]_SAT5HS | Original Not Confirmed
_SB | 138 | TOPOLOGY.REITA.RHLP._SB.138.8015 | REITA | RHLP | STRAW___801W | [LD]_SB_L1, [DSC]_SBT1HS | Original Not Confirmed
_SB | 138 | TOPOLOGY.REITA.RHLP._SB.138.8030 | REITA | RHLP | STRAW___801V | [LD]_SB_L2, [DSC]_SBT2HS | Original Not Confirmed
_SC | 138 | TOPOLOGY.REITA.RHLP._SC.138.138C | REITA | RHLP | S_CHAN__138C | [CB]_SCD500_CB, [CB]_SCD860_CB, [DSC]_SCK815 | Confirmed
_SC | 69 | TOPOLOGY.REITA.RHLP._SC.69.C69A | REITA | RHLP | S_CHAN__69A | [CB]_SC1160_CB, [CB]_SC4160_CB, [CB]_SC6280_CB, [D | Confirmed
_SC | 69 | TOPOLOGY.REITA.RHLP._SC.69.C69B | REITA | RHLP | S_CHAN__69AS | [CB]_SC3160_CB, [CB]_SCK810_CB, [CB]_SCS500_CB | Original Not Confirmed
_SD | 138 | TOPOLOGY.REITA.RHLP._SD.138.8030 | REITA | RHLP | STADIM__802V | [LD]_SD_TR2B, [DSC]_SDT2BH | Original Not Confirmed
_SD | 138 | TOPOLOGY.REITA.RHLP._SD.138.8035 | REITA | RHLP | STADIM__802U | [LD]_SD_TR1B, [DSC]_SDT1BH | Original Not Confirmed
_SD | 138 | TOPOLOGY.REITA.RHLP._SD.138.8040 | REITA | RHLP | STADIM__802T | [LD]_SD_TR1A, [DSC]_SDT1AH | Original Not Confirmed
_SE | 138 | TOPOLOGY.REITA.RHLP._SE.138.0001 | REITA | RHLP | SEALY___802X | [LD]_SE_L3, [DSC]_SET7HS | Original Not Confirmed
_SE | 138 | TOPOLOGY.REITA.RHLP._SE.138.8015 | REITA | RHLP | SEALY___802U | [LD]_SE_L2, [DSC]_SET4HS | Original Not Confirmed
_SE | 138 | TOPOLOGY.REITA.RHLP._SE.138.8025 | REITA | RHLP | SEALY___802T | [LD]_SE_L1, [DSC]_SET3HS | Original Not Confirmed
_SF | 138 | TOPOLOGY.REITA.RHLP._SF.138.138C | REITA | RHLP | SANFLP87138E | [DSC]_SFK805, [DSC]_SFT1HS, [CB]_SFU090_CB | Original Not Confirmed
_SF | 138 | TOPOLOGY.REITA.RHLP._SF.138.8010 | REITA | RHLP | SANFLP63138X | [LD]_SF_L3, [DSC]_SFT3HS | Original Not Confirmed
_SF | 138 | TOPOLOGY.REITA.RHLP._SF.138.8020 | REITA | RHLP | SANFLP63138W | [LD]_SF_L1, [DSC]_SFT1HS | Original Not Confirmed
_SF | 138 | TOPOLOGY.REITA.RHLP._SF.138.8030 | REITA | RHLP | SANFLP63138V | [LD]_SF_L4, [DSC]_SFT4HS | Original Not Confirmed
_SF | 138 | TOPOLOGY.REITA.RHLP._SF.138.8040 | REITA | RHLP | SANFLP63138U | [LD]_SF_L2, [DSC]_SFT2HS | Original Not Confirmed
_SF | 138 | TOPOLOGY.REITA.RHLP._SF.138.8050 | REITA | RHLP | SANFLP63138T | [LD]_SF_L7, [DSC]_SFT7HS | Original Not Confirmed
_SF | 138 | TOPOLOGY.REITA.RHLP._SF.138.8051 | REITA | RHLP | SANFLP63138S | [LD]_SF_L6, [DSC]_SFT6HS | Original Not Confirmed
_SF | 138 | TOPOLOGY.REITA.RHLP._SF.138.8075 | REITA | RHLP | SANFLP63138R | [LD]_SF_L8, [DSC]_SFT8HS | Original Not Confirmed
_SH | 138 | TOPOLOGY.REITA.RHLP._SH.138.8010 | REITA | RHLP | S_HOUS12800Z | [LD]_SH_L1, [DSC]_SHT1HS | Original Not Confirmed
_SH | 69 | TOPOLOGY.REITA.RHLP._SH.69.9015 | REITA | RHLP | S_HOUS__9010 | [LD]_SH_L3, [DSC]_SHT3HS | Original Not Confirmed
_SH | 69 | TOPOLOGY.REITA.RHLP._SH.69.9025 | REITA | RHLP | S_HOUS2169BZ | [LD]_SH_L2, [DSC]_SHT2HS | Original Not Confirmed
_SI | 138 | TOPOLOGY.REITA.RHLP._SI.138.8010 | REITA | RHLP | _SI_L_A | [LD]_SI_L1, [CB]_SI6020_CB | No Original Name
_SL | 12.5 | TOPOLOGY.REITA.RHLP._SL.12.5.0017 | REITA | RHLP | SHELLG3_302Y | [UN]_SL_G3, [CB]F_SL_G3 | Original Not Confirmed
_SL | 12.5 | TOPOLOGY.REITA.RHLP._SL.12.5.0018 | REITA | RHLP | SHELLG3_302X | [UN]_SL_G4, [CB]F_SL_G4 | Original Not Confirmed
_SL | 13.8 | TOPOLOGY.REITA.RHLP._SL.13.8.0015 | REITA | RHLP | SHELLG2Z | [UN]_SL_G1, [CB]F_SL_G1 | Original Not Confirmed
_SL | 13.8 | TOPOLOGY.REITA.RHLP._SL.13.8.0016 | REITA | RHLP | SHELLG2Y | [UN]_SL_G2, [CB]F_SL_G2 | Original Not Confirmed
_SL | 138 | TOPOLOGY.REITA.RHLP._SL.138.138A | REITA | RHLP | SHELL___138Z | [DSC]_SL2855, [CB]_SLA820_CB, [CB]_SLA830_CB | Original Not Confirmed
_SL | 138 | TOPOLOGY.REITA.RHLP._SL.138.138B | REITA | RHLP | SHELL___138Y | [DSC]_SL1855, [CB]_SLA810_CB, [CB]_SLA890_CB | Original Not Confirmed
_SL | 138 | TOPOLOGY.REITA.RHLP._SL.138.8030 | REITA | RHLP | SHELL___138O | [LD]_SL_L6, [DSC]_SLA815 | Original Not Confirmed
_SL | 138 | TOPOLOGY.REITA.RHLP._SL.138.8040 | REITA | RHLP | SHELL___138N | [LD]_SL_L8, [DSC]_SLA895 | Original Not Confirmed
_SL | 138 | TOPOLOGY.REITA.RHLP._SL.138.8045 | REITA | RHLP | SHELL___138M | [LD]_SL_L5, [DSC]_SLA885 | Original Not Confirmed
_SL | 138 | TOPOLOGY.REITA.RHLP._SL.138.8070 | REITA | RHLP | SHELL___138T | [LD]_SL_L4, [DSC]_SLA835, [XF]TR4 | Original Not Confirmed
_SL | 138 | TOPOLOGY.REITA.RHLP._SL.138.8080 | REITA | RHLP | SHELL___138R | [LD]_SL_L2, [DSC]_SLA875, [XF]TR2 | Original Not Confirmed
_SN | 138 | TOPOLOGY.REITA.RHLP._SN.138.0007 | REITA | RHLP | SINTEK__138U | [LD]_SN_L3, [DSC]_SNT3HS | Original Not Confirmed
_SN | 138 | TOPOLOGY.REITA.RHLP._SN.138.0008 | REITA | RHLP | SINTEK__138T | [LD]_SN_L4, [DSC]_SNT4HS | Original Not Confirmed
_SN | 138 | TOPOLOGY.REITA.RHLP._SN.138.0009 | REITA | RHLP | SINTEK__138S | [LD]_SN_L5, [DSC]_SNT5HS | Original Not Confirmed
_SN | 138 | TOPOLOGY.REITA.RHLP._SN.138.138A | REITA | RHLP | SINTEK__138A | [DSC]_SN3266, [CB]_SNX420_CB, [CB]_SNX430_CB | Original Not Confirmed
_SN | 138 | TOPOLOGY.REITA.RHLP._SN.138.138B | REITA | RHLP | SINTEK__138Z | [DSC]_SN4266, [CB]_SNX430_CB, [CB]_SNX450_CB | Original Not Confirmed
_SN | 138 | TOPOLOGY.REITA.RHLP._SN.138.8035 | REITA | RHLP | SINTEK__138P | [LD]_SN_L2, [DSC]_SNT2HS | Original Not Confirmed
_SP | 138 | TOPOLOGY.REITA.RHLP._SP.138.8015 | REITA | RHLP | SPENCR92138W | [LD]_SP_L3, [DSC]_SPT3HS | Original Not Confirmed
_SP | 138 | TOPOLOGY.REITA.RHLP._SP.138.8030 | REITA | RHLP | SPENCR92138V | [LD]_SP_L2, [DSC]_SPT2HS | Original Not Confirmed
_SP | 138 | TOPOLOGY.REITA.RHLP._SP.138.8040 | REITA | RHLP | SPENCR92138U | [LD]_SP_L1, [DSC]_SPT1HS | Original Not Confirmed
_SR | 138 | TOPOLOGY.REITA.RHLP._SR.138.138A | REITA | RHLP | SAUDP73 | [DSC]_SR1734, [DSC]_SRT2HS, [CB]_SRU100 | Original Not Confirmed
_SR | 138 | TOPOLOGY.REITA.RHLP._SR.138.138B | REITA | RHLP | SAUDP81 | [DSC]_SR3816, [DSC]_SRT4HS, [CB]_SRU110 | Original Not Confirmed
_SR | 138 | TOPOLOGY.REITA.RHLP._SR.138.138C | REITA | RHLP | SAUER73_138A | [DSC]_SR1736, [DSC]_SRT1HS, [CB]_SRU100 | Original Not Confirmed
_SR | 138 | TOPOLOGY.REITA.RHLP._SR.138.138D | REITA | RHLP | SAUER32_138D | [DSC]_SR3814, [DSC]_SRT3HS, [CB]_SRU110 | Original Not Confirmed
_SR | 138 | TOPOLOGY.REITA.RHLP._SR.138.8035 | REITA | RHLP | SAUDP73Z | [LD]_SR_L4, [DSC]_SRT4HS | Original Not Confirmed
_SR | 138 | TOPOLOGY.REITA.RHLP._SR.138.8040 | REITA | RHLP | SAUDP73Y | [LD]_SR_L3, [DSC]_SRT3HS | Original Not Confirmed
_SR | 138 | TOPOLOGY.REITA.RHLP._SR.138.8045 | REITA | RHLP | SAUDP73X | [LD]_SR_L2, [DSC]_SRT2HS | Original Not Confirmed
_SR | 138 | TOPOLOGY.REITA.RHLP._SR.138.8050 | REITA | RHLP | SAUDP73W | [LD]_SR_L1, [DSC]_SRT1HS | Original Not Confirmed
_ST | 138 | TOPOLOGY.REITA.RHLP._ST.138.8015 | REITA | RHLP | SHARPS25804T | [LD]_ST_L4, [DSC]_STT4HS | Original Not Confirmed
_ST | 138 | TOPOLOGY.REITA.RHLP._ST.138.8025 | REITA | RHLP | SHARPS25804S | [LD]_ST_L3, [DSC]_STT3HS | Original Not Confirmed
_ST | 138 | TOPOLOGY.REITA.RHLP._ST.138.8035 | REITA | RHLP | SHARPS25804R | [LD]_ST_L2, [DSC]_STT2HS | Original Not Confirmed
_ST | 138 | TOPOLOGY.REITA.RHLP._ST.138.8050 | REITA | RHLP | SHARPS25804Q | [LD]_ST_L1, [DSC]_STT1HS | Original Not Confirmed
_SW | 138 | TOPOLOGY.REITA.RHLP._SW.138.8010 | REITA | RHLP | SCENIC90138Z | [LD]_SW_L1, [DSC]_SWT3HS | Original Not Confirmed
_SW | 138 | TOPOLOGY.REITA.RHLP._SW.138.8020 | REITA | RHLP | SCENIC90138Y | [LD]_SW_L2, [DSC]_SWT4HS | Original Not Confirmed
_TB | 138 | TOPOLOGY.REITA.RHLP._TB.138.138A | REITA | RHLP | TOMBAL__138A | [DSC]_TBN092, [CB]_TBN150_CB, [CB]_TBN200_CB | Confirmed
_TB | 138 | TOPOLOGY.REITA.RHLP._TB.138.138C | REITA | RHLP | CTOMBAL_811Y | [DSC]_TBN081, [CB]_TBN110_CB, [CB]_TBN140_CB | Original Not Confirmed
_TB | 138 | TOPOLOGY.REITA.RHLP._TB.138.138E | REITA | RHLP | CTOMBAL_8110 | [DSC]_TBB669, [CB]_TBCB10_CB, [DSC]_TBS129, [DSC]_ | Original Not Confirmed
_TB | 138 | TOPOLOGY.REITA.RHLP._TB.138.138F | REITA | RHLP | TOMBAL818045 | [DSC]_TBS129, [DSC]_TBT3HS, [DSC]_TBT669, [DSC]_TB | Original Not Confirmed
_TB | 138 | TOPOLOGY.REITA.RHLP._TB.138.8080 | REITA | RHLP | CTOMBAL_811O | [LD]_TB_TR5, [DSC]_TBT5HS | Original Not Confirmed
_TB | 138 | TOPOLOGY.REITA.RHLP._TB.138.8090 | REITA | RHLP | CTOMBAL_811N | [LD]_TB_TR6, [DSC]_TBT6HS | Original Not Confirmed
_TB | 138 | TOPOLOGY.REITA.RHLP._TB.138.8095 | REITA | RHLP | CTOMBAL_811M | [LD]_TB_TR3, [DSC]_TBT3HS | Original Not Confirmed
_TB | 138 | TOPOLOGY.REITA.RHLP._TB.138.8100 | REITA | RHLP | CTOMBAL_811L | [LD]_TB_TR4, [DSC]_TBT4HS | Original Not Confirmed
_TB | 345 | TOPOLOGY.REITA.RHLP._TB.345.345B | REITA | RHLP | TOMBAL__345B | [CB]_TBN010_CB, [CB]_TBN040_CB, [DSC]_TBN097 | Confirmed
_TB | 345 | TOPOLOGY.REITA.RHLP._TB.345.345D | REITA | RHLP | TOMBAL__345Z | [DSC]_TBN031, [DSC]_TBN061, [DSC]_TBN087 | Original Not Confirmed
_TC | 138 | TOPOLOGY.REITA.RHLP._TC.138.138A | REITA | RHLP | TECO____138A | [DSC]_TC5377, [CB]_TCT520_CB, [CB]_TCT530_CB | Original Not Confirmed
_TC | 138 | TOPOLOGY.REITA.RHLP._TC.138.138B | REITA | RHLP | TECO____138Z | [DSC]_TC5378, [CB]_TCT510_CB, [CB]_TCT520_CB | Original Not Confirmed
_TC | 138 | TOPOLOGY.REITA.RHLP._TC.138.8025 | REITA | RHLP | TECO____138T | [LD]_TC_L1, [DSC]_TCT1HS | Original Not Confirmed
_TC | 138 | TOPOLOGY.REITA.RHLP._TC.138.8030 | REITA | RHLP | TECO____138S | [LD]_TC_L2, [DSC]_TCT2HS | Original Not Confirmed
_TC | 138 | TOPOLOGY.REITA.RHLP._TC.138.8050 | REITA | RHLP | TECO____138R | [LD]_TC_L3, [DSC]_TCT3HS | Original Not Confirmed
_TE | 138 | TOPOLOGY.REITA.RHLP._TE.138.8015 | REITA | RHLP | TELPHN91803W | [LD]_TE_L2, [DSC]_TET2HS | Original Not Confirmed
_TE | 138 | TOPOLOGY.REITA.RHLP._TE.138.8030 | REITA | RHLP | TELPHN91803U | [LD]_TE_L3, [DSC]_TET3HS | Original Not Confirmed
_TI | 138 | TOPOLOGY.REITA.RHLP._TI.138.138A | REITA | RHLP | TXINS___138A | [DSC]_TI4054, [CB]_TICB10_CB, [CB]_TIL930_CB, [CB] | Original Not Confirmed
_TI | 138 | TOPOLOGY.REITA.RHLP._TI.138.138B | REITA | RHLP | TXINS___138Z | [DSC]_TI3056, [CB]_TICB20_CB, [CB]_TIL920_CB, [CB] | Original Not Confirmed
_TI | 138 | TOPOLOGY.REITA.RHLP._TI.138.8015 | REITA | RHLP | TXINS___138U | [LD]_TI_L2, [DSC]_TIT2HS | Original Not Confirmed
_TI | 138 | TOPOLOGY.REITA.RHLP._TI.138.8020 | REITA | RHLP | TXINS___138T | [LD]_TI_L1, [DSC]_TIT1HS | Original Not Confirmed
_TM | 138 | TOPOLOGY.REITA.RHLP._TM.138.8010 | REITA | RHLP | THOMSN82801X | [LD]_TM_L2, [DSC]_TMT2HS | Original Not Confirmed
_TM | 138 | TOPOLOGY.REITA.RHLP._TM.138.8025 | REITA | RHLP | THOMSN82801W | [LD]_TM_L1, [DSC]_TMT1HS | Original Not Confirmed
_TO | 138 | TOPOLOGY.REITA.RHLP._TO.138.8010 | REITA | RHLP | TODD_09_800W | [LD]_TO_L3, [DSC]_TOT3HS | Original Not Confirmed
_TO | 138 | TOPOLOGY.REITA.RHLP._TO.138.8025 | REITA | RHLP | TODD_09_800V | [LD]_TO_L1, [DSC]_TOT1HS | Original Not Confirmed
_TO | 138 | TOPOLOGY.REITA.RHLP._TO.138.8030 | REITA | RHLP | TODD_09_800U | [LD]_TO_L2, [DSC]_TOT2HS | Original Not Confirmed
_TP | 69 | TOPOLOGY.REITA.RHLP._TP.69.0001 | REITA | RHLP | _TP_L_A | [LD]_TP_L1, [DSC]T1HS | New NodeKey
_TS | 69 | TOPOLOGY.REITA.RHLP._TS.69.0001 | REITA | RHLP | TEXWAL__69XZ | [LD]_TS_L2, [DSC]T2HS | Original Not Confirmed
_TS | 69 | TOPOLOGY.REITA.RHLP._TS.69.9015 | REITA | RHLP | TEXWAL__69XY | [LD]_TS_L1, [DSC]T1H1 | Original Not Confirmed
_TV | 138 | TOPOLOGY.REITA.RHLP._TV.138.8010 | REITA | RHLP | TELVEW26138Y | [LD]_TV_L2, [DSC]_TVT2HS | Original Not Confirmed
_TV | 138 | TOPOLOGY.REITA.RHLP._TV.138.8020 | REITA | RHLP | TELVEW26138X | [LD]_TV_L1, [DSC]_TVT1HS | Original Not Confirmed
_TX | 69 | TOPOLOGY.REITA.RHLP._TX.69.9025 | REITA | RHLP | TEXAS___9000 | [LD]_TX_L1, [DSC]_TX1439 | Original Not Confirmed
_UL | 138 | TOPOLOGY.REITA.RHLP._UL.138.8015 | REITA | RHLP | ULRICH24803W | [LD]_UL_L4, [DSC]_ULT5HS | Original Not Confirmed
_UL | 138 | TOPOLOGY.REITA.RHLP._UL.138.8045 | REITA | RHLP | ULRICH24803V | [LD]_UL_L1, [DSC]_ULT2HS | Original Not Confirmed
_UL | 138 | TOPOLOGY.REITA.RHLP._UL.138.8050 | REITA | RHLP | ULRICH24803U | [LD]_UL_L3, [DSC]_ULT4HS | Original Not Confirmed
_UL | 138 | TOPOLOGY.REITA.RHLP._UL.138.8055 | REITA | RHLP | ULRICH24803T | [LD]_UL_L2, [DSC]_ULT3HS | Original Not Confirmed
_UN | 138 | TOPOLOGY.REITA.RHLP._UN.138.138A | REITA | RHLP | UNIVER__8000 | [DSC]_UN3705, [CB]_UNG190_CB, [CB]_UNG200_CB | Original Not Confirmed
_UN | 138 | TOPOLOGY.REITA.RHLP._UN.138.138D | REITA | RHLP | UNIVER__138A | [CB]_UNG190_CB, [CB]_UNG210_CB, [DSC]_UNK316 | Original Not Confirmed
_UN | 138 | TOPOLOGY.REITA.RHLP._UN.138.8045 | REITA | RHLP | UNIVER__800S | [LD]_UN_L4, [DSC]_UNT4HS | Original Not Confirmed
_UN | 69 | TOPOLOGY.REITA.RHLP._UN.69.9040 | REITA | RHLP | UNIVER__69AU | [LD]_UN_L2, [CB]_UNT2H0_CB | Original Not Confirmed
_UN | 69 | TOPOLOGY.REITA.RHLP._UN.69.9045 | REITA | RHLP | UNIVER__69AT | [LD]_UN_L3, [CB]_UNT3H0_CB | Original Not Confirmed
_UN | 69 | TOPOLOGY.REITA.RHLP._UN.69.N69A | REITA | RHLP | UNIVER__69AY | [CB]_UNK310_CB, [DSC]_UNS903, [CB]_UNT240_CB, [CB] | Original Not Confirmed
_UV | 138 | TOPOLOGY.REITA.RHLP._UV.138.8015 | REITA | RHLP | UVALDE03801X | [LD]_UV_L2, [DSC]_UVT2HS | Original Not Confirmed
_UV | 138 | TOPOLOGY.REITA.RHLP._UV.138.8020 | REITA | RHLP | UVALDE03801W | [LD]_UV_L1, [DSC]_UVT1HS | Original Not Confirmed
_UW | 138 | TOPOLOGY.REITA.RHLP._UW.138.8010 | REITA | RHLP | UNDRWD21803X | [LD]_UW_L2, [DSC]_UWT2HS | Original Not Confirmed
_UW | 138 | TOPOLOGY.REITA.RHLP._UW.138.8020 | REITA | RHLP | UNDRWD21803W | [LD]_UW_L1, [DSC]_UWT1HS | Original Not Confirmed
_VL | 138 | TOPOLOGY.REITA.RHLP._VL.138.0003 | REITA | RHLP | VLASCO__138T | [LD]_VL_L1, [DSC]_VLT1HS | Original Not Confirmed
_VL | 138 | TOPOLOGY.REITA.RHLP._VL.138.138C | REITA | RHLP | VLASCO__138A | [DSC]_VL4826, [CB]_VLP390_CB, [CB]_VLP690_CB, [CB] | Original Not Confirmed
_VL | 138 | TOPOLOGY.REITA.RHLP._VL.138.138D | REITA | RHLP | VLASCO__138X | [DSC]_VLP625, [CB]_VLP760_CB, [CB]_VLP890_CB | Original Not Confirmed
_VL | 138 | TOPOLOGY.REITA.RHLP._VL.138.138E | REITA | RHLP | VLASCO__138Z | [DSC]_VL6027, [CB]_VLP880_CB, [CB]_VLP890_CB, [DSC | Original Not Confirmed
_VL | 138 | TOPOLOGY.REITA.RHLP._VL.138.8075 | REITA | RHLP | VLASCO__138L | [LD]_VL_L2, [DSC]_VLT2HS | Original Not Confirmed
_VL | 69 | TOPOLOGY.REITA.RHLP._VL.69.L69A | REITA | RHLP | VLASCO__69AT | [CB]_VL8100_CB, [CB]_VLP660_CB, [CB]_VLS980_CB | Original Not Confirmed
_VL | 69 | TOPOLOGY.REITA.RHLP._VL.69.L69B | REITA | RHLP | VLASCO__69AZ | [CB]_VL4470_CB, [CB]_VL5470_CB, [CB]_VLP620_CB, [C | Original Not Confirmed
_WA | 138 | TOPOLOGY.REITA.RHLP._WA.138.8025 | REITA | RHLP | WALLIS__138X | [LD]_WA_L1, [DSC]_WAT3HS | Original Not Confirmed
_WC | 138 | TOPOLOGY.REITA.RHLP._WC.138.138H | REITA | RHLP | CW_COL__138H | [DSC]_WC4045, [CB]_WCCB10_CB, [CB]_WCP730_CB, [CB] | Confirmed
_WC | 69 | TOPOLOGY.REITA.RHLP._WC.69.9040 | REITA | RHLP | W_COL___69AT | [LD]_WC_L1, [DSC]_WCT1H9 | Original Not Confirmed
_WC | 69 | TOPOLOGY.REITA.RHLP._WC.69.C69A | REITA | RHLP | W_COL___69A | [CB]_WC1550_CB, [CB]_WC9450_CB, [CB]_WCS990_CB | Confirmed
_WC | 69 | TOPOLOGY.REITA.RHLP._WC.69.C69B | REITA | RHLP | _WC_V_C | [CB]_WC3470_CB, [DSC]_WCK337, [CB]_WCS990_CB, [DSC | Old Name Confimed In New Location
_WD | 138 | TOPOLOGY.REITA.RHLP._WD.138.8010 | REITA | RHLP | WOODCK73801X | [LD]_WD_L2, [DSC]_WDT2HS | Original Not Confirmed
_WD | 138 | TOPOLOGY.REITA.RHLP._WD.138.8020 | REITA | RHLP | WOODCK73801W | [LD]_WD_L1, [DSC]_WDT1HS | Original Not Confirmed
_WE | 138 | TOPOLOGY.REITA.RHLP._WE.138.8010 | REITA | RHLP | WITTER21803X | [LD]_WE_L1, [DSC]_WET1HS | Original Not Confirmed
_WE | 138 | TOPOLOGY.REITA.RHLP._WE.138.8025 | REITA | RHLP | WITTER21803W | [LD]_WE_L2, [DSC]_WET2HS | Original Not Confirmed
_WF | 138 | TOPOLOGY.REITA.RHLP._WF.138.138B | REITA | RHLP | WESFLD__138B | [DSC]_WF4665, [DSC]_WFT2HS, [CB]_WFW790_CB, [CB]_W | Confirmed
_WF | 138 | TOPOLOGY.REITA.RHLP._WF.138.138C | REITA | RHLP | _WF_V_B | [DSC]_WF3813, [DSC]_WFT3HS, [DSC]_WFT4HS, [CB]_WFW | Old Name Confimed In New Location
_WF | 138 | TOPOLOGY.REITA.RHLP._WF.138.138D | REITA | RHLP | CWESFLD_138D | [DSC]_WF3665, [CB]_WFCB10_CB, [DSC]_WFT5HS, [CB]_W | Confirmed
_WF | 138 | TOPOLOGY.REITA.RHLP._WF.138.8040 | REITA | RHLP | CWESFLD_138S | [LD]_WF_L5, [DSC]_WFT5HS | Original Not Confirmed
_WF | 138 | TOPOLOGY.REITA.RHLP._WF.138.8050 | REITA | RHLP | CWESFLD_138R | [LD]_WF_L3, [DSC]_WFT3HS | Original Not Confirmed
_WF | 138 | TOPOLOGY.REITA.RHLP._WF.138.8055 | REITA | RHLP | CWESFLD_138Q | [LD]_WF_L4, [DSC]_WFT4HS | Original Not Confirmed
_WF | 138 | TOPOLOGY.REITA.RHLP._WF.138.8060 | REITA | RHLP | CWESFLD_138P | [LD]_WF_L2, [DSC]_WFT2HS | Original Not Confirmed
_WI | 138 | TOPOLOGY.REITA.RHLP._WI.138.0001 | REITA | RHLP | WESTIM__801W | [LD]_WI_L1, [DSC]_WIT1HS | Original Not Confirmed
_WI | 138 | TOPOLOGY.REITA.RHLP._WI.138.0003 | REITA | RHLP | WESTIM__801V | [LD]_WI_L2, [DSC]_WIT2HS | Original Not Confirmed
_WI | 138 | TOPOLOGY.REITA.RHLP._WI.138.8015 | REITA | RHLP | WESTIM__801S | [LD]_WI_L3, [DSC]_WIT3HS | Original Not Confirmed
_WI | 138 | TOPOLOGY.REITA.RHLP._WI.138.8020 | REITA | RHLP | WESTIM__801R | [LD]_WI_L4, [DSC]_WIT4HS | Original Not Confirmed
_WL | 138 | TOPOLOGY.REITA.RHLP._WL.138.8010 | REITA | RHLP | WALLER__138Z | [LD]_WL_L1, [DSC]_WLT2HS | Original Not Confirmed
_WO | 138 | TOPOLOGY.REITA.RHLP._WO.138.138A | REITA | RHLP | WHITOK__138E | [CB]_WO30_CB, [CB]_WOR780_CB, [CB]_WOR810_CB, [CB] | Original Not Confirmed
_WO | 138 | TOPOLOGY.REITA.RHLP._WO.138.138C | REITA | RHLP | WHITOK098060 | [CB]_WOR750_CB, [CB]_WOR760_CB, [CB]_WOR790_CB, [C | Original Not Confirmed
_WO | 138 | TOPOLOGY.REITA.RHLP._WO.138.138E | REITA | RHLP | WHITOK__138W | [CB]_WOR870_CB, [CB]_WOR900_CB, [DSC]_WOR911 | Original Not Confirmed
_WO | 138 | TOPOLOGY.REITA.RHLP._WO.138.138G | REITA | RHLP | WHITOK738045 | [DSC]_WO6815, [CB]_WOCB10_CB, [CB]_WOR850_CB, [DSC | Original Not Confirmed
_WO | 138 | TOPOLOGY.REITA.RHLP._WO.138.8055 | REITA | RHLP | WHITOK__138M | [LD]_WO_L1, [DSC]_WOT1HS | Original Not Confirmed
_WO | 138 | TOPOLOGY.REITA.RHLP._WO.138.8075 | REITA | RHLP | WHITOK__138K | [LD]_WO_L2, [DSC]_WOT2HS | Original Not Confirmed
_WO | 138 | TOPOLOGY.REITA.RHLP._WO.138.8085 | REITA | RHLP | WHITOK__138J | [LD]_WO_L3, [DSC]_WOT3HS | Original Not Confirmed
_WO | 138 | TOPOLOGY.REITA.RHLP._WO.138.8110 | REITA | RHLP | WHITOK__138G | [LD]_WO_L4, [DSC]_WOT4HS | Original Not Confirmed
_WO | 345 | TOPOLOGY.REITA.RHLP._WO.345.345I | REITA | RHLP | WHITOK__345I | [DSC]_WO1715, [CB]_WOZ900_CB, [CB]_WOZ910_CB | Original Not Confirmed
_WO | 69 | TOPOLOGY.REITA.RHLP._WO.69.O69B | REITA | RHLP | WHITOK__69BZ | [CB]_WO3290_CB, [CB]_WO5340_CB, [CB]_WOK740_CB, [C | Original Not Confirmed
_WR | 138 | TOPOLOGY.REITA.RHLP._WR.138.8025 | REITA | RHLP | WHARTN__138W | [LD]_WR_L1, [DSC]_WRT3HS | Original Not Confirmed
_WR | 138 | TOPOLOGY.REITA.RHLP._WR.138.8030 | REITA | RHLP | WHARTN__138V | [LD]_WR_L2, [DSC]_WRT4HS | Original Not Confirmed
_WT | 138 | TOPOLOGY.REITA.RHLP._WT.138.138A | REITA | RHLP | WIRT_81_138A | [DSC]_WTT1HS, [DSC]7812, [CB]K280_CB | Original Not Confirmed
_WT | 138 | TOPOLOGY.REITA.RHLP._WT.138.138B | REITA | RHLP | WIRT_32_138B | [DSC]_WTT2HS, [DSC]7814, [CB]K280_CB | Original Not Confirmed
_WT | 138 | TOPOLOGY.REITA.RHLP._WT.138.138C | REITA | RHLP | WIRT_23_138D | [DSC]_WTT3HS, [DSC]2736, [CB]K290_CB | Original Not Confirmed
_WT | 138 | TOPOLOGY.REITA.RHLP._WT.138.8030 | REITA | RHLP | WIRT_81_138Y | [LD]_WT_L3, [DSC]_WTT3HS | Original Not Confirmed
_WT | 138 | TOPOLOGY.REITA.RHLP._WT.138.8035 | REITA | RHLP | WIRT_81_138X | [LD]_WT_L2, [DSC]_WTT2HS | Original Not Confirmed
_WT | 138 | TOPOLOGY.REITA.RHLP._WT.138.8040 | REITA | RHLP | WIRT_81_138W | [LD]_WT_L1, [DSC]_WTT1HS | Original Not Confirmed
_WV | 69 | TOPOLOGY.REITA.RHLP._WV.69.9010 | REITA | RHLP | WALSVL10904Y | [LD]_WV_L2, [DSC]_WVT2HS | Original Not Confirmed
_WV | 69 | TOPOLOGY.REITA.RHLP._WV.69.9035 | REITA | RHLP | WALSVL10904X | [LD]_WV_L1, [DSC]_WVT1HS | Original Not Confirmed
_WW | 138 | TOPOLOGY.REITA.RHLP._WW.138.8025 | REITA | RHLP | WESTWD2_800U | [LD]_WW_L3, [DSC]_WWT4HS | Original Not Confirmed
_WW | 138 | TOPOLOGY.REITA.RHLP._WW.138.8030 | REITA | RHLP | WESTWD2_800T | [LD]_WW_L2, [DSC]_WWT3HS | Original Not Confirmed
_WW | 138 | TOPOLOGY.REITA.RHLP._WW.138.8035 | REITA | RHLP | WESTWD2_800S | [LD]_WW_L1, [DSC]_WWT2HS | Original Not Confirmed
_WZ | 138 | TOPOLOGY.REITA.RHLP._WZ.138.8025 | REITA | RHLP | WCHASE24800W | [LD]_WZ_L2, [DSC]_WZT2HS | Original Not Confirmed
_WZ | 138 | TOPOLOGY.REITA.RHLP._WZ.138.8035 | REITA | RHLP | WCHASE24800V | [LD]_WZ_L1, [DSC]_WZT1HS | Original Not Confirmed
_WZ | 138 | TOPOLOGY.REITA.RHLP._WZ.138.8040 | REITA | RHLP | WCHASE24800U | [LD]_WZ_L3, [DSC]_WZT3HS | Original Not Confirmed
ADK | 138 | TOPOLOGY.REITA.RHLP.ADK.138.0090 | REITA | RHLP | CADICKS_804V | [LD]ADK_L3, [DSC]ADKT3HS | Original Not Confirmed
ADK | 138 | TOPOLOGY.REITA.RHLP.ADK.138.138B | REITA | RHLP | ADICKS__138B | [DSC]ADKC401, [CB]ADKC460_CB, [CB]ADKC490_CB | Confirmed
ADK | 138 | TOPOLOGY.REITA.RHLP.ADK.138.138F | REITA | RHLP | ADICKS__8030 | [DSC]ADK_1765, [CB]ADKC450_CB, [DSC]ADKT1HS, [CB]C | Original Not Confirmed
ADK | 138 | TOPOLOGY.REITA.RHLP.ADK.138.138L | REITA | RHLP | ADK_V_C | [DSC]ADK8214, [CB]ADKC480_CB, [CB]ADKC490_CB, [DSC | Old Name Confimed In New Location
ADK | 138 | TOPOLOGY.REITA.RHLP.ADK.138.8060 | REITA | RHLP | CADICKS_804O | [LD]ADK_L1, [DSC]ADKT1HS | Original Not Confirmed
ADK | 138 | TOPOLOGY.REITA.RHLP.ADK.138.8065 | REITA | RHLP | CADICKS_804N | [LD]ADK_L2, [DSC]ADKT2HS | Original Not Confirmed
ADK | 345 | TOPOLOGY.REITA.RHLP.ADK.345.345A | REITA | RHLP | ADICKS__345A | [DSC]ADKF001, [CB]ADKF030_CB, [CB]ADKF060_CB | Confirmed
AGR | 69 | TOPOLOGY.REITA.RHLP.AGR.69.9015 | REITA | RHLP | AGRI____69XZ | [LD]AGR_L1, [CB]AGRD420_CB, [DSC]AGRD423 | Original Not Confirmed
APD | 138 | TOPOLOGY.REITA.RHLP.APD.138.8005 | REITA | RHLP | APD_GT1_8005 | [UN]APD_G1, [CB]APDG100_CB | Confirmed
APD | 138 | TOPOLOGY.REITA.RHLP.APD.138.8010 | REITA | RHLP | APLIED__8030 | [LD]APD_L1, [DSC]APDP119 | Confirmed
ARM | 138 | TOPOLOGY.REITA.RHLP.ARM.138.0100 | REITA | RHLP | ARM_L_A | [DSC]T3HS, [LD]TR3 | New NodeKey
ARM | 138 | TOPOLOGY.REITA.RHLP.ARM.138.0101 | REITA | RHLP | ARM_L_B | [DSC]T4HS, [LD]TR4 | New NodeKey
ARM | 138 | TOPOLOGY.REITA.RHLP.ARM.138.138A | REITA | RHLP | ARMAND__138A | [DSC]ARM8357, [CB]ARMB110_CB, [CB]B190 | Confirmed
ARM | 138 | TOPOLOGY.REITA.RHLP.ARM.138.138B | REITA | RHLP | ARMAND__138Z | [DSC]ARM8358, [CB]ARMB120_CB, [CB]B140 | Original Not Confirmed
ARM | 138 | TOPOLOGY.REITA.RHLP.ARM.138.8025 | REITA | RHLP | ARMAND__138U | [LD]ARM_L1, [DSC]ARMT1HS | Original Not Confirmed
ARM | 138 | TOPOLOGY.REITA.RHLP.ARM.138.8030 | REITA | RHLP | ARMAND__138T | [LD]ARM_L2, [DSC]ARMT2HS | Original Not Confirmed
ATK | 138 | TOPOLOGY.REITA.RHLP.ATK.138.8025 | REITA | RHLP | ARITEK__138V | [LD]ATK_L1, [DSC]ATKT1HS | Original Not Confirmed
ATK | 138 | TOPOLOGY.REITA.RHLP.ATK.138.8030 | REITA | RHLP | ARITEK__138U | [LD]ATK_L2, [DSC]ATKT2HS | Original Not Confirmed
BAR | 138 | TOPOLOGY.REITA.RHLP.BAR.138.0002 | REITA | RHLP | BARKER73802X | [LD]BAR_L3, [DSC]BART3HS | Original Not Confirmed
BAR | 138 | TOPOLOGY.REITA.RHLP.BAR.138.8010 | REITA | RHLP | BARKER73802U | [LD]BAR_L2, [DSC]BART2HS | Original Not Confirmed
BAR | 138 | TOPOLOGY.REITA.RHLP.BAR.138.8020 | REITA | RHLP | BARKER73802T | [LD]BAR_L1, [DSC]BART1HS | Original Not Confirmed
BBC | 138 | TOPOLOGY.REITA.RHLP.BBC.138.0001 | REITA | RHLP | BARBUR__138W | [LD]BBC_L2, [DSC]BBCT2HS | Original Not Confirmed
BBC | 138 | TOPOLOGY.REITA.RHLP.BBC.138.138A | REITA | RHLP | BARBUR__138A | [DSC]BBC3967, [CB]BBCT200_CB, [CB]BBCT210_CB | Confirmed
BBC | 138 | TOPOLOGY.REITA.RHLP.BBC.138.138B | REITA | RHLP | BARBUR__138Z | [DSC]BBC3968, [CB]BBCT200_CB, [CB]BBCT220_CB | Original Not Confirmed
BBC | 138 | TOPOLOGY.REITA.RHLP.BBC.138.8035 | REITA | RHLP | BARBUR__138T | [LD]BBC_L1, [DSC]BBCT1HS | Original Not Confirmed
BBP | 138 | TOPOLOGY.REITA.RHLP.BBP.138.8035 | REITA | RHLP | BIGBAY__138S | [LD]BBP_L4, [DSC]BBPT4HS | Original Not Confirmed
BBP | 138 | TOPOLOGY.REITA.RHLP.BBP.138.8040 | REITA | RHLP | BIGBAY__138R | [LD]BBP_L3, [DSC]BBPT3HS | Original Not Confirmed
BBP | 138 | TOPOLOGY.REITA.RHLP.BBP.138.8045 | REITA | RHLP | BIGBAY__138Q | [LD]BBP_L2, [LD]BBP_LD2, [DSC]BBPT2HS | Original Not Confirmed
BBP | 138 | TOPOLOGY.REITA.RHLP.BBP.138.8050 | REITA | RHLP | BIGBAY__138P | [LD]BBP_L1, [DSC]BBPT1HS | Original Not Confirmed
BBP | 138 | TOPOLOGY.REITA.RHLP.BBP.138.8065 | REITA | RHLP | BIGBAY__138O | [LD]BBP_L5, [DSC]BBPT5HS | Original Not Confirmed
BBP | 138 | TOPOLOGY.REITA.RHLP.BBP.138.8070 | REITA | RHLP | BIGBAY__138N | [LD]BBP_L6, [DSC]BBPT6HS | Original Not Confirmed
BCV | 138 | TOPOLOGY.REITA.RHLP.BCV.138.8020 | REITA | RHLP | BIGVUE__138X | [LD]BCV_LD2, [DSC]BCVT1HS, [DSC]BCVT2HS, [CB]BCVX6 | Original Not Confirmed
BCV | 138 | TOPOLOGY.REITA.RHLP.BCV.138.8025 | REITA | RHLP | BIGVUE__138V | [DSC]BCVT4HS, [LD]L4 | Original Not Confirmed
BCV | 138 | TOPOLOGY.REITA.RHLP.BCV.138.8030 | REITA | RHLP | BIGVUE__138U | [DSC]BCVT3HS, [LD]L3 | Original Not Confirmed
BCV | 138 | TOPOLOGY.REITA.RHLP.BCV.138.8035 | REITA | RHLP | BIGVUE__138T | [DSC]BCVT2HS, [LD]L2 | Original Not Confirmed
BCV | 138 | TOPOLOGY.REITA.RHLP.BCV.138.8040 | REITA | RHLP | BIGVUE__138S | [DSC]BCVT1HS, [LD]L1 | Original Not Confirmed
BFM | 138 | TOPOLOGY.REITA.RHLP.BFM.138.8025 | REITA | RHLP | CAPEMUT2Y | [LD]BFM_L1, [LD]BFM_LD2, [DSC]BFMT1HS | Original Not Confirmed
BFP | 138 | TOPOLOGY.REITA.RHLP.BFP.138.0001 | REITA | RHLP | BFP_L_A | [DSC]T4HS, [LD]TR4 | New NodeKey
BFP | 138 | TOPOLOGY.REITA.RHLP.BFP.138.8020 | REITA | RHLP | BIPORT__138U | [LD]BFP_L3, [DSC]BFPT3HS | Original Not Confirmed
BFP | 138 | TOPOLOGY.REITA.RHLP.BFP.138.8025 | REITA | RHLP | BIPORT__138T | [LD]BFP_L2, [LD]BFP_LD2, [DSC]BFPT2HS | Original Not Confirmed
BFP | 138 | TOPOLOGY.REITA.RHLP.BFP.138.8035 | REITA | RHLP | BIPORT__138S | [LD]BFP_L1, [DSC]BFPT1HS | Original Not Confirmed
BIL | 138 | TOPOLOGY.REITA.RHLP.BIL.138.138A | REITA | RHLP | BARHIL__138A | [DSC]BIL4866, [CB]BILJ140_CB, [CB]BILJ150_CB | Confirmed
BIL | 138 | TOPOLOGY.REITA.RHLP.BIL.138.138B | REITA | RHLP | BARHIL__138Z | [DSC]BIL4867, [CB]BILJ140_CB, [CB]BILJ160_CB | Original Not Confirmed
BIL | 138 | TOPOLOGY.REITA.RHLP.BIL.138.8035 | REITA | RHLP | BARHIL__138U | [LD]BIL_L2, [DSC]BILT2HS | Original Not Confirmed
BIL | 138 | TOPOLOGY.REITA.RHLP.BIL.138.8040 | REITA | RHLP | BARHIL__138T | [LD]BIL_L1, [DSC]BILT1HS | Original Not Confirmed
BOR | 138 | TOPOLOGY.REITA.RHLP.BOR.138.0001 | REITA | RHLP | BORDEN__801Y | [LD]BOR_L1, [DSC]BORT1HS | Original Not Confirmed
BOR | 138 | TOPOLOGY.REITA.RHLP.BOR.138.0006 | REITA | RHLP | BORDEN__801X | [LD]BOR_L2, [DSC]BORT2HS | Original Not Confirmed
BRN | 138 | TOPOLOGY.REITA.RHLP.BRN.138.138A | REITA | RHLP | BRINE___138A | [DSC]BRN1864, [DSC]BRN1867, [DSC]BRNT1H1 | Confirmed
BRN | 138 | TOPOLOGY.REITA.RHLP.BRN.138.8025 | REITA | RHLP | BRINE___138X | [LD]BRN_L1, [CB]BRNT1H0_CB | Original Not Confirmed
BRT | 69 | TOPOLOGY.REITA.RHLP.BRT.69.9030 | REITA | RHLP | BROWN___69XV | [LD]BRT_L1, [DSC]BRTB869 | Original Not Confirmed
BRT | 69 | TOPOLOGY.REITA.RHLP.BRT.69.9035 | REITA | RHLP | BROWN___69XU | [LD]BRT_L2, [DSC]BRTB879 | Original Not Confirmed
BSF | 13.8 | TOPOLOGY.REITA.RHLP.BSF.13.8.0001 | REITA | RHLP | BSF_GT1_8070 | [UN]GN, [XF]XT1 | Original Not Confirmed
BSF | 138 | TOPOLOGY.REITA.RHLP.BSF.138.138A | REITA | RHLP | BASF____138A | [DSC]5026, [CB]X010_CB, [CB]X040_CB | Confirmed
BSF | 138 | TOPOLOGY.REITA.RHLP.BSF.138.138B | REITA | RHLP | BASF____138Z | [DSC]5028, [CB]X010_CB, [CB]X020_CB | Original Not Confirmed
BSF | 138 | TOPOLOGY.REITA.RHLP.BSF.138.8199 | REITA | RHLP | BASF____138Q | [LD]TR2, [DSC]X029 | Original Not Confirmed
BSF | 138 | TOPOLOGY.REITA.RHLP.BSF.138.8202 | REITA | RHLP | BASF____138P | [LD]TR1, [DSC]X049 | Original Not Confirmed
BSF | 138 | TOPOLOGY.REITA.RHLP.BSF.138.8204 | REITA | RHLP | BASF____138O | [LD]TR4, [DSC]X059 | Original Not Confirmed
BSF | 138 | TOPOLOGY.REITA.RHLP.BSF.138.8206 | REITA | RHLP | BASF____138N | [LD]TR3, [DSC]X069 | Original Not Confirmed
BST | 138 | TOPOLOGY.REITA.RHLP.BST.138.0002 | REITA | RHLP | BOOSTR__801Z | [LD]BST_LD01, [CB]T1H0 | Original Not Confirmed
BTE | 138 | TOPOLOGY.REITA.RHLP.BTE.138.0052 | REITA | RHLP | BTNENY__138K | [LD]LD01, [DSC]LD01 | Original Not Confirmed
BTE | 138 | TOPOLOGY.REITA.RHLP.BTE.138.0053 | REITA | RHLP | BTNENY__138J | [DSC]LD02, [LD]LD02 | Original Not Confirmed
BTE | 138 | TOPOLOGY.REITA.RHLP.BTE.138.138A | REITA | RHLP | BTNENY__138A | [CB]U400, [CB]U440, [CB]U460, [CB]U490, [CB]U520 | Confirmed
BTE | 138 | TOPOLOGY.REITA.RHLP.BTE.138.138B | REITA | RHLP | BTNENY__138Z | [DSC]U421, [CB]U450, [CB]U480, [CB]U510, [CB]U540 | Original Not Confirmed
BTE | 18 | TOPOLOGY.REITA.RHLP.BTE.18.0067 | REITA | RHLP | BTE_L_C | [CB]G100, [LD]LD_PN_1, [XF]MT1 | Old Name Confimed In New Location
BTE | 18 | TOPOLOGY.REITA.RHLP.BTE.18.0069 | REITA | RHLP | BTE_GT4_8055 | [CB]L200, [LD]LD_PN_2, [XF]XT2 | Original Not Confirmed
BTE | 18 | TOPOLOGY.REITA.RHLP.BTE.18.0071 | REITA | RHLP | BTE_GT3_8045 | [CB]G300, [LD]LD_PN_3, [XF]XT3 | Original Not Confirmed
BTE | 18 | TOPOLOGY.REITA.RHLP.BTE.18.0083 | REITA | RHLP | BTE_L_F | [CB]G400, [LD]LD_PN_4, [XF]XT4 | Old Name Confimed In New Location
BTE | 18 | TOPOLOGY.REITA.RHLP.BTE.18.GT2L | REITA | RHLP | BTE_GT2_8075 | [UN]BTE_G2, [CB]L200 | Confirmed
BTE | 18 | TOPOLOGY.REITA.RHLP.BTE.18.GT3L | REITA | RHLP | BTE_ST1_807Y | [UN]BTE_G3, [CB]G300 | Original Not Confirmed
BTE | 18 | TOPOLOGY.REITA.RHLP.BTE.18.GT4L | REITA | RHLP | BTE_ST1_807X | [UN]BTE_G4, [CB]G400 | Original Not Confirmed
BTE | 18 | TOPOLOGY.REITA.RHLP.BTE.18.ST1L | REITA | RHLP | BTE_ST1_8070 | [UN]BTE_G1, [CB]G100 | Confirmed
BVE | 18 | TOPOLOGY.REITA.RHLP.BVE.18.0001 | REITA | RHLP | BVE_GT1_GT1 | [CB]L100, [UN]UNIT1 | Confirmed
BVE | 18 | TOPOLOGY.REITA.RHLP.BVE.18.0002 | REITA | RHLP | BVE_GT2_5035 | [CB]L200, [UN]UNIT2 | Confirmed
BVE | 18 | TOPOLOGY.REITA.RHLP.BVE.18.0003 | REITA | RHLP | BVE_ST1_GN1 | [CB]G100, [UN]UNIT3 | Confirmed
BYN | 69 | TOPOLOGY.REITA.RHLP.BYN.69.9000 | REITA | RHLP | BRYAN___69XY | [LD]BYN_L2, [DSC]BYNT2HS | Original Not Confirmed
BYN | 69 | TOPOLOGY.REITA.RHLP.BYN.69.9015 | REITA | RHLP | BRYAN___69XX | [LD]BYN_L3, [DSC]BYNT3HS | Original Not Confirmed
BYN | 69 | TOPOLOGY.REITA.RHLP.BYN.69.9020 | REITA | RHLP | BRYAN___69XW | [LD]BYN_L1, [DSC]BYNT1HS | Original Not Confirmed
BYR | 138 | TOPOLOGY.REITA.RHLP.BYR.138.138B | REITA | RHLP | BYPARK__138B | [DSC]BYR3948, [DSC]BYRC942, [CB]BYRC950_CB | Confirmed
BYR | 138 | TOPOLOGY.REITA.RHLP.BYR.138.8025 | REITA | RHLP | CAPEMUT4Y | [LD]BYR_L1, [DSC]BYRT2HS | Original Not Confirmed
BYU | 13.8 | TOPOLOGY.REITA.RHLP.BYU.13.8.0001 | REITA | RHLP | BYU_GT4_8065 | [UN]BYU_G4, [CB]BYUG040_CB | Confirmed
BYU | 13.8 | TOPOLOGY.REITA.RHLP.BYU.13.8.0003 | REITA | RHLP | BYU_GT3_8060 | [UN]BYU_G3, [CB]BYUG030_CB | Confirmed
BYU | 13.8 | TOPOLOGY.REITA.RHLP.BYU.13.8.0005 | REITA | RHLP | BYU_GT2_8055 | [UN]BYU_G2, [CB]BYUG020_CB | Confirmed
BYU | 13.8 | TOPOLOGY.REITA.RHLP.BYU.13.8.0007 | REITA | RHLP | BYU_GT1_8075 | [UN]BYU_G1, [CB]BYUG010_CB | Confirmed
BYU | 138 | TOPOLOGY.REITA.RHLP.BYU.138.0026 | REITA | RHLP | BAYOU___138W | [DSC]C274, [LD]LD06 | Original Not Confirmed
BYU | 138 | TOPOLOGY.REITA.RHLP.BYU.138.0027 | REITA | RHLP | BAYOU___138V | [DSC]C264, [LD]LD05 | Original Not Confirmed
CAC | 138 | TOPOLOGY.REITA.RHLP.CAC.138.138A | REITA | RHLP | CANEY___138A | [DSC]CAC2606, [DSC]CAC2607, [DSC]CACT1H1 | Confirmed
CAC | 138 | TOPOLOGY.REITA.RHLP.CAC.138.8015 | REITA | RHLP | CANEY___138X | [LD]CAC_L1, [CB]CACT1H0_CB | Original Not Confirmed
CAL | 13.8 | TOPOLOGY.REITA.RHLP.CAL.13.8.0002 | REITA | RHLP | CAL_ST1_8000 | [UN]CALSTG1, [CB]G010_CB | Confirmed
CAL | 138 | TOPOLOGY.REITA.RHLP.CAL.138.0009 | REITA | RHLP | CAL_L_A | [DSC]S029, [LD]ST2 | No Original Name
CAL | 138 | TOPOLOGY.REITA.RHLP.CAL.138.138A | REITA | RHLP | CAL_V_A | [CB]U210_CB, [DSC]U214, [CB]U220_CB | No Original Name
CAL | 138 | TOPOLOGY.REITA.RHLP.CAL.138.138B | REITA | RHLP | CAL_V_B | [CB]U240_CB, [CB]U250_CB, [DSC]U254 | No Original Name
CAL | 138 | TOPOLOGY.REITA.RHLP.CAL.138.8010 | REITA | RHLP | CAL_L_B | [LD]SUB_8, [DSC]U254 | No Original Name
CAL | 18 | TOPOLOGY.REITA.RHLP.CAL.18.0001 | REITA | RHLP | CAL_GT1_8045 | [UN]CALGT1, [XF]XT1 | Original Not Confirmed
CAS | 69 | TOPOLOGY.REITA.RHLP.CAS.69.0001 | REITA | RHLP | CASTEN__900Y | [DSC]T1AH9, [LD]TR1A | Original Not Confirmed
CAS | 69 | TOPOLOGY.REITA.RHLP.CAS.69.9010 | REITA | RHLP | CASTEN__900W | [DSC]T1BH9, [LD]TR1B | Original Not Confirmed
CAV | 138 | TOPOLOGY.REITA.RHLP.CAV.138.0002 | REITA | RHLP | CAVERN__800X | [DSC]T1HS, [LD]TR1 | Original Not Confirmed
CBEC | 13.8 | TOPOLOGY.REITA.RHLP.CBEC.13.8.0002 | REITA | RHLP | CBEC_R_A | [CB]52-G5, [UN]STG1 | New NodeKey
CBEC | 13.8 | TOPOLOGY.REITA.RHLP.CBEC.13.8.0004 | REITA | RHLP | CBEC_R_B | [CB]52-G1, [UN]GT1 | New NodeKey
CBEC | 13.8 | TOPOLOGY.REITA.RHLP.CBEC.13.8.0006 | REITA | RHLP | CBEC_R_C | [CB]52-G2, [UN]GT2 | New NodeKey
CBY | 138 | TOPOLOGY.REITA.RHLP.CBY.138.138A | REITA | RHLP | CEDARP__138Y | [CB]CBYE380_CB, [CB]CBYE420_CB, [CB]CBYE580_CB | Original Not Confirmed
CBY | 138 | TOPOLOGY.REITA.RHLP.CBY.138.138B | REITA | RHLP | CEDARP__138B | [CB]CBYE370_CB, [CB]CBYE400_CB, [CB]CBYE520_CB, [C | Confirmed
CBY | 138 | TOPOLOGY.REITA.RHLP.CBY.138.138C | REITA | RHLP | CEDARP__138C | [CB]CBYE510_CB, [CB]CBYE610_CB, [CB]CBYE660_CB, [C | Confirmed
CBY | 138 | TOPOLOGY.REITA.RHLP.CBY.138.138D | REITA | RHLP | CBY_V_D | [CB]CBYE560_CB, [CB]CBYE570_CB, [CB]CBYE680_CB, [C | Old Name Confimed In New Location
CBY | 20 | TOPOLOGY.REITA.RHLP.CBY.20.CBY1 | REITA | RHLP | CBY_GN1_1 | [UN]CBY_G1, [XF]CBYMT1_ | Original Not Confirmed
CBY | 24 | TOPOLOGY.REITA.RHLP.CBY.24.CBY2 | REITA | RHLP | CBY_GN2_2 | [UN]CBY_G2, [XF]CBYMT2_ | Original Not Confirmed
CBY | 345 | TOPOLOGY.REITA.RHLP.CBY.345.345A | REITA | RHLP | CEDARP__345A | [CB]CBYE140_CB, [DSC]CBYE645, [DSC]E635, [CB]E640, | Confirmed
CBY | 345 | TOPOLOGY.REITA.RHLP.CBY.345.345B | REITA | RHLP | CEDARP__345Z | [CB]CBYE010_CB, [CB]CBYE100_CB, [CB]CBYE150_CB, [D | Original Not Confirmed
CGR | 138 | TOPOLOGY.REITA.RHLP.CGR.138.138A | REITA | RHLP | COUGAR__138A | [DSC]CGR2918, [CB]CGRJ660_CB, [CB]CGRJ670_CB | Confirmed
CGR | 138 | TOPOLOGY.REITA.RHLP.CGR.138.138B | REITA | RHLP | COUGAR__138Z | [DSC]CGR2917, [CB]CGRJ660_CB, [CB]CGRJ690_CB | Original Not Confirmed
CGR | 138 | TOPOLOGY.REITA.RHLP.CGR.138.7482 | REITA | RHLP | COUGAR__138U | [DSC]CGRT1HS, [LD]TR1 | Original Not Confirmed
CGR | 138 | TOPOLOGY.REITA.RHLP.CGR.138.7483 | REITA | RHLP | COUGAR__138T | [DSC]CGRT2HS, [LD]TR2 | Original Not Confirmed
CHE | 18 | TOPOLOGY.REITA.RHLP.CHE.18.GT1L | REITA | RHLP | CHE_GT1_8015 | [CB]CB_L100, [UN]CHEGT1 | Confirmed
CHE | 18 | TOPOLOGY.REITA.RHLP.CHE.18.ST1L | REITA | RHLP | CHE_GT2_5030 | [UN]CHEST1, [XF]MT4 | Original Not Confirmed
CHEDPW | 18 | TOPOLOGY.REITA.RHLP.CHEDPW.18.0001 | REITA | RHLP | CHEDPW_R_A | [UN]GT2, [CB]L200 | No Original Name
CHL | 69 | TOPOLOGY.REITA.RHLP.CHL.69.0030 | REITA | RHLP | CHANEL__69AW | [LD]CHL_LOAD2, [DSC]V235 | Original Not Confirmed
CHL | 69 | TOPOLOGY.REITA.RHLP.CHL.69.9095 | REITA | RHLP | CHANEL__69AT | [LD]CHL_LOAD1, [DSC]V205 | Original Not Confirmed
CHL | 69 | TOPOLOGY.REITA.RHLP.CHL.69.L69A | REITA | RHLP | CHANEL__69A | [DSC]CHL1555, [CB]CHLF720_CB, [CB]CHLF730_CB | Confirmed
CHL | 69 | TOPOLOGY.REITA.RHLP.CHL.69.L69B | REITA | RHLP | CHANEL__69AZ | [DSC]CHL1556, [CB]CHLF720_CB, [CB]CHLF740_CB | Original Not Confirmed
CHL | 69 | TOPOLOGY.REITA.RHLP.CHL.69.L69C | REITA | RHLP | CHANEL__69AY | [CB]CHLF730_CB, [DSC]CHLF739, [CB]CHLF750_CB | Original Not Confirmed
CHL | 69 | TOPOLOGY.REITA.RHLP.CHL.69.L69D | REITA | RHLP | CHANEL__69AX | [CB]CHLF740_CB, [DSC]CHLF749, [CB]CHLF750_CB | Original Not Confirmed
CHS | 138 | TOPOLOGY.REITA.RHLP.CHS.138.0005 | REITA | RHLP | CHAMON__800U | [LD]CHS_L3, [DSC]CHST3HS | Original Not Confirmed
CHS | 138 | TOPOLOGY.REITA.RHLP.CHS.138.0006 | REITA | RHLP | CHAMON__800T | [LD]CHS_L4, [DSC]CHST4HS | Original Not Confirmed
CHS | 138 | TOPOLOGY.REITA.RHLP.CHS.138.8040 | REITA | RHLP | CHAMON__800S | [LD]CHS_L2, [DSC]CHST2HS | Original Not Confirmed
CHS | 138 | TOPOLOGY.REITA.RHLP.CHS.138.8045 | REITA | RHLP | CHAMON__800R | [LD]CHS_L1, [DSC]CHST1HS | Original Not Confirmed
CHS | 138 | TOPOLOGY.REITA.RHLP.CHS.138.8065 | REITA | RHLP | CHAMON__800Q | [LD]CHS_L5, [CB]CHST7H0_CB | Original Not Confirmed
CI | 138 | TOPOLOGY.REITA.RHLP.CI.138.0001 | REITA | RHLP | CAMRON__138V | [DSC]CIH775, [LD]TR6 | Original Not Confirmed
CI | 138 | TOPOLOGY.REITA.RHLP.CI.138.7958 | REITA | RHLP | CAMRON__138S | [DSC]CIT1HS, [LD]TR1 | Original Not Confirmed
CI | 138 | TOPOLOGY.REITA.RHLP.CI.138.7959 | REITA | RHLP | CAMRON__138R | [DSC]CIT2HS, [LD]TR2 | Original Not Confirmed
CI | 138 | TOPOLOGY.REITA.RHLP.CI.138.7960 | REITA | RHLP | CAMRON__138Q | [DSC]CIT3HS, [LD]TR3 | Original Not Confirmed
CI | 138 | TOPOLOGY.REITA.RHLP.CI.138.7961 | REITA | RHLP | CAMRON__138P | [DSC]CIT4HS, [LD]TR4 | Original Not Confirmed
CIN | 69 | TOPOLOGY.REITA.RHLP.CIN.69.9015 | REITA | RHLP | COLLIN__69XY | [LD]CIN_L1, [DSC]CINP057 | Original Not Confirmed
CIN | 69 | TOPOLOGY.REITA.RHLP.CIN.69.9020 | REITA | RHLP | COLLIN__69XX | [LD]CIN_L2, [DSC]CINP055 | Original Not Confirmed
CRB | 138 | TOPOLOGY.REITA.RHLP.CRB.138.0009 | REITA | RHLP | CRABB___138W | [LD]CRB_L3, [DSC]CRBT3HS | Original Not Confirmed
CRB | 138 | TOPOLOGY.REITA.RHLP.CRB.138.8030 | REITA | RHLP | CRABB___138U | [LD]CRB_L1, [DSC]CRBT1HS | Original Not Confirmed
CRB | 138 | TOPOLOGY.REITA.RHLP.CRB.138.8040 | REITA | RHLP | CRABB___138T | [LD]CRB_L2, [DSC]CRBT2HS | Original Not Confirmed
CRN | 138 | TOPOLOGY.REITA.RHLP.CRN.138.8015 | REITA | RHLP | CROWN___138V | [DSC]CRNA605, [LD]L1 | Original Not Confirmed
CRN | 138 | TOPOLOGY.REITA.RHLP.CRN.138.8030 | REITA | RHLP | CROWN___138U | [DSC]CRNA625, [LD]L2 | Original Not Confirmed
CTL | 13.8 | TOPOLOGY.REITA.RHLP.CTL.13.8.0003 | REITA | RHLP | CTL_GN1_8145 | [CB]G100, [UN]ST_101 | Confirmed
CTL | 13.8 | TOPOLOGY.REITA.RHLP.CTL.13.8.0008 | REITA | RHLP | CTL_GT4_8140 | [UN]GT_104, [XF]XT4 | Original Not Confirmed
CTL | 13.8 | TOPOLOGY.REITA.RHLP.CTL.13.8.0010 | REITA | RHLP | CTL_GT3_8135 | [UN]GT_103, [XF]XT3 | Original Not Confirmed
CTL | 13.8 | TOPOLOGY.REITA.RHLP.CTL.13.8.0038 | REITA | RHLP | CTL_GN2_815Z | [UN]GT_102, [XF]XT2 | Original Not Confirmed
CTL | 13.8 | TOPOLOGY.REITA.RHLP.CTL.13.8.8020 | REITA | RHLP | CTL_GN2_8155 | [CB]G200, [UN]ST_102 | Confirmed
CTL | 138 | TOPOLOGY.REITA.RHLP.CTL.138.138A | REITA | RHLP | CAPTOL__138A | [CB]CTLC800_CB, [CB]CTLC830_CB, [CB]CTLC860_CB, [C | Confirmed
CTL | 138 | TOPOLOGY.REITA.RHLP.CTL.138.138B | REITA | RHLP | CAPTOL__138Z | [CB]CTLC820_CB, [CB]CTLC850_CB, [CB]CTLC880_CB, [C | Original Not Confirmed
CTR | 345 | TOPOLOGY.REITA.RHLP.CTR.345.345A | REITA | RHLP | CENTER__345V | [DSC]6974, [DSC]B432, [CB]B440 | Original Not Confirmed
CTR | 345 | TOPOLOGY.REITA.RHLP.CTR.345.345B | REITA | RHLP | CTR_V_B | [CB]B440, [CB]B470, [CB]B500, [DSC]L019 | Old Name Confimed In New Location
CTR | 345 | TOPOLOGY.REITA.RHLP.CTR.345.345C | REITA | RHLP | CENTER__345U | [DSC]5974, [CB]B490, [CB]B500 | Original Not Confirmed
CTR | 345 | TOPOLOGY.REITA.RHLP.CTR.345.345D | REITA | RHLP | CENTER__345A | [CB]B420, [CB]B450, [CB]B480, [DSC]L029 | Confirmed
CTY | 138 | TOPOLOGY.REITA.RHLP.CTY.138.0001 | REITA | RHLP | CITIES__138V | [LD]CTY_L2, [DSC]CTYT2HS | Original Not Confirmed
CTY | 138 | TOPOLOGY.REITA.RHLP.CTY.138.8030 | REITA | RHLP | CITIES__138S | [LD]CTY_L1, [DSC]CTYT1HS | Original Not Confirmed
CVC | 13.8 | TOPOLOGY.REITA.RHLP.CVC.13.8.0003 | REITA | RHLP | CVC_ST5_5040 | [UN]CVC_G5, [CB]G500 | Original Not Confirmed
CVC | 18 | TOPOLOGY.REITA.RHLP.CVC.18.0002 | REITA | RHLP | CVC_GT1_5035 | [UN]CVC_G1, [CB]L100 | Original Not Confirmed
CVC | 18 | TOPOLOGY.REITA.RHLP.CVC.18.0004 | REITA | RHLP | CVC_GT2_5020 | [UN]CVC_G3, [CB]L300 | Original Not Confirmed
CVC | 18 | TOPOLOGY.REITA.RHLP.CVC.18.0006 | REITA | RHLP | CVC_GT3_5045 | [UN]CVC_G2, [CB]L200 | Original Not Confirmed
CVN | 138 | TOPOLOGY.REITA.RHLP.CVN.138.8292 | REITA | RHLP | CHEV____138O | [LD]CVN_L1, [DSC]CVNT1HS | Original Not Confirmed
CVN | 138 | TOPOLOGY.REITA.RHLP.CVN.138.8294 | REITA | RHLP | CHEV____138N | [LD]CVN_L2, [DSC]CVNT2HS | Original Not Confirmed
CVN | 138 | TOPOLOGY.REITA.RHLP.CVN.138.8295 | REITA | RHLP | CHEV____138M | [LD]CVN_L3, [DSC]CVNT3HS | Original Not Confirmed
CVN | 138 | TOPOLOGY.REITA.RHLP.CVN.138.8297 | REITA | RHLP | CHEV____138L | [LD]CVN_L4, [DSC]CVNT4HS | Original Not Confirmed
CVN | 138 | TOPOLOGY.REITA.RHLP.CVN.138.8300 | REITA | RHLP | CHEV____138K | [LD]CVN_L7, [DSC]CVNT7HS | Original Not Confirmed
CVN | 138 | TOPOLOGY.REITA.RHLP.CVN.138.8302 | REITA | RHLP | CHEV____138J | [LD]CVN_L8, [DSC]CVNT8HS | Original Not Confirmed
CVN | 138 | TOPOLOGY.REITA.RHLP.CVN.138.8303 | REITA | RHLP | CHEV____138I | [LD]CVN_L9, [DSC]CVNT9HS | Original Not Confirmed
CYF | 138 | TOPOLOGY.REITA.RHLP.CYF.138.0004 | REITA | RHLP | CYFAIR76803U | [DSC]T1HS, [LD]TR1 | Original Not Confirmed
CYF | 138 | TOPOLOGY.REITA.RHLP.CYF.138.8665 | REITA | RHLP | CYFAIR76803W | [DSC]CB11, [DSC]T3HS, [LD]TR3 | Original Not Confirmed
CYF | 138 | TOPOLOGY.REITA.RHLP.CYF.138.8668 | REITA | RHLP | CYFAIR76803R | [DSC]T2HS, [LD]TR2 | Original Not Confirmed
DAV | 138 | TOPOLOGY.REITA.RHLP.DAV.138.138A | REITA | RHLP | DAVSON__138A | [DSC]DAV3214, [CB]DAVV110_CB, [CB]DAVV120_CB | Confirmed
DAV | 138 | TOPOLOGY.REITA.RHLP.DAV.138.138B | REITA | RHLP | DAVSON__138Z | [DSC]DAV3218, [CB]DAVV110_CB, [CB]DAVV140_CB | Original Not Confirmed
DAV | 138 | TOPOLOGY.REITA.RHLP.DAV.138.8030 | REITA | RHLP | DAVSON__138U | [LD]DAV_L2, [DSC]DAVT2HS | Original Not Confirmed
DAV | 138 | TOPOLOGY.REITA.RHLP.DAV.138.8040 | REITA | RHLP | DAVSON__138T | [LD]DAV_L1, [DSC]DAVT1HS | Original Not Confirmed
DDPEC | 15 | TOPOLOGY.REITA.RHLP.DDPEC.15.0003 | REITA | RHLP | DPEC_GT25025 | [UN]GT2, [CB]L200 | Confirmed
DDPEC | 15 | TOPOLOGY.REITA.RHLP.DDPEC.15.0004 | REITA | RHLP | DPEC_GT15040 | [UN]GT1, [CB]L100 | Confirmed
DDPEC | 15 | TOPOLOGY.REITA.RHLP.DDPEC.15.0006 | REITA | RHLP | DPEC_GT35010 | [UN]GT3, [CB]L300 | Confirmed
DDPEC | 15 | TOPOLOGY.REITA.RHLP.DDPEC.15.0008 | REITA | RHLP | DPEC_GT45070 | [UN]GT4, [CB]L400 | Confirmed
DDPEC | 18 | TOPOLOGY.REITA.RHLP.DDPEC.18.0011 | REITA | RHLP | DPEC_ST55065 | [CB]G500, [UN]ST1 | Confirmed
DIB | 13.8 | TOPOLOGY.REITA.RHLP.DIB.13.8.0001 | REITA | RHLP | DIB_ST1_8085 | [UN]DIB_G4, [CB]L030 | Original Not Confirmed
DIB | 13.8 | TOPOLOGY.REITA.RHLP.DIB.13.8.7820 | REITA | RHLP | DIB_GT1_8080 | [UN]DIB_G1, [CB]L010 | Confirmed
DIB | 13.8 | TOPOLOGY.REITA.RHLP.DIB.13.8.7823 | REITA | RHLP | DIB_GT2_8075 | [UN]DIB_G2, [CB]L020 | Confirmed
DIB | 13.8 | TOPOLOGY.REITA.RHLP.DIB.13.8.7826 | REITA | RHLP | DIB_ST1_808W | [UN]DIB_G3, [CB]G010 | Original Not Confirmed
DIB | 138 | TOPOLOGY.REITA.RHLP.DIB.138.138A | REITA | RHLP | DS_BAT__138A | [DSC]DIB3225, [CB]DIBX800_CB, [CB]DIBX820_CB | Confirmed
DIB | 138 | TOPOLOGY.REITA.RHLP.DIB.138.138B | REITA | RHLP | DS_BAT__138T | [DSC]DIB1218, [CB]DIBX800_CB, [CB]DIBX810_CB | Original Not Confirmed
DIB | 138 | TOPOLOGY.REITA.RHLP.DIB.138.8041 | REITA | RHLP | DS_BAT__138C | [LD]DIB_L1, [DSC]DIBX239 | Original Not Confirmed
DIB | 138 | TOPOLOGY.REITA.RHLP.DIB.138.8042 | REITA | RHLP | DS_BAT__138B | [LD]DIB_L2, [DSC]DIBX249 | Original Not Confirmed
DIB | 138 | TOPOLOGY.REITA.RHLP.DIB.138.8043 | REITA | RHLP | DS_BAT__1389 | [LD]DIB_L3, [DSC]DIBX259 | Original Not Confirmed
DIB | 138 | TOPOLOGY.REITA.RHLP.DIB.138.8044 | REITA | RHLP | DS_BAT__1388 | [LD]DIB_L4, [DSC]DIBX269 | Original Not Confirmed
DIB | 138 | TOPOLOGY.REITA.RHLP.DIB.138.8045 | REITA | RHLP | DS_BAT__1387 | [LD]DIB_L5, [DSC]DIBX279 | Original Not Confirmed
DIB | 138 | TOPOLOGY.REITA.RHLP.DIB.138.8046 | REITA | RHLP | DS_BAT__1386 | [LD]DIB_L6, [DSC]DIBX289 | Original Not Confirmed
DIB | 138 | TOPOLOGY.REITA.RHLP.DIB.138.8047 | REITA | RHLP | DS_BAT__1385 | [LD]DIB_L7, [DSC]DIBX309 | Original Not Confirmed
DIB | 138 | TOPOLOGY.REITA.RHLP.DIB.138.8048 | REITA | RHLP | DS_BAT__1384 | [LD]DIB_L8, [DSC]DIBX319 | Original Not Confirmed
DIB | 138 | TOPOLOGY.REITA.RHLP.DIB.138.8050 | REITA | RHLP | DS_BAT__138Y | [LD]DIB_LD2, [CB]DIBX220, [DSC]DIBX239, [CB]DIBX24 | Original Not Confirmed
DKR | 138 | TOPOLOGY.REITA.RHLP.DKR.138.138A | REITA | RHLP | DECKER__138A | [DSC]5838_SW, [CB]J000_CB, [CB]J010_CB | Confirmed
DKR | 138 | TOPOLOGY.REITA.RHLP.DKR.138.138B | REITA | RHLP | CAPEMUT1Z | [DSC]6834_SW, [CB]J000_CB, [CB]J030_CB | Original Not Confirmed
DKR | 138 | TOPOLOGY.REITA.RHLP.DKR.138.8025 | REITA | RHLP | CAPEMUT1 | [LD]DKR_LD2, [CB]J010_CB, [DSC]J021_SW, [DSC]T1H1_ | Original Not Confirmed
DKR | 138 | TOPOLOGY.REITA.RHLP.DKR.138.9738 | REITA | RHLP | CAPEMUT1V | [DSC]T1H1_MOD, [LD]TR1 | Original Not Confirmed
DKR | 138 | TOPOLOGY.REITA.RHLP.DKR.138.9739 | REITA | RHLP | CAPEMUT1U | [DSC]T2H1_MOD, [LD]TR2 | Original Not Confirmed
DOL | 138 | TOPOLOGY.REITA.RHLP.DOL.138.8025 | REITA | RHLP | DOWLAP__138V | [LD]DOL_L1, [DSC]DOLX369 | Original Not Confirmed
DOL | 138 | TOPOLOGY.REITA.RHLP.DOL.138.8030 | REITA | RHLP | DOWLAP__138U | [LD]DOL_L2, [DSC]DOLX349 | Original Not Confirmed
DOW | 138 | TOPOLOGY.REITA.RHLP.DOW.138.0001 | REITA | RHLP | DOW69099 | [LD]DOW_L2, [DSC]DOW0003, [DSC]DOWD025 | Original Not Confirmed
DOW | 138 | TOPOLOGY.REITA.RHLP.DOW.138.8020 | REITA | RHLP | DOW81990 | [LD]DOW_L1, [LD]DOW_LD3, [DSC]DOW0001, [DSC]DOW000 | Original Not Confirmed
DOW | 345 | TOPOLOGY.REITA.RHLP.DOW.345.345A | REITA | RHLP | DOW_____345A | [CB]DOWD020_CB, [CB]DOWD040_CB, [CB]DOWD070_CB, [C | Confirmed
DOW | 345 | TOPOLOGY.REITA.RHLP.DOW.345.345B | REITA | RHLP | DOW_____345Z | [CB]DOWD010_CB, [CB]DOWD050_CB, [CB]DOWD080_CB | Original Not Confirmed
DOWGEN | 138 | TOPOLOGY.REITA.RHLP.DOWGEN.138.DOWE | REITA | RHLP | DOW_____800Z | [LN]DOW_A_E, [LD]DOWLD, [CB]XFMRG1H_CB | Original Not Confirmed
DOWGEN | 14.4 | TOPOLOGY.REITA.RHLP.DOWGEN.14.4.0002 | REITA | RHLP | DOWGEN_R_A | [UN]DOW_G62, [XF]GSUXF68 | No Original Name
DOWGEN | 14.4 | TOPOLOGY.REITA.RHLP.DOWGEN.14.4.W1BB | REITA | RHLP | DOWGEN_R_B | [UN]DOW_G1, [CB]XFMRG1L_CB | No Original Name
DPW | 345 | TOPOLOGY.REITA.RHLP.DPW.345.345A | REITA | RHLP | DEPWTR__345A | [DSC]3684, [CB]J760, [DSC]J791 | Confirmed
DPW | 345 | TOPOLOGY.REITA.RHLP.DPW.345.345B | REITA | RHLP | DEPWTR__345Y | [DSC]2694, [CB]J740, [CB]J750 | Original Not Confirmed
DPW | 69 | TOPOLOGY.REITA.RHLP.DPW.69.0002 | REITA | RHLP | DEPWTR__69EQ | [CB]B520, [LD]ST7 | Original Not Confirmed
DPW | 69 | TOPOLOGY.REITA.RHLP.DPW.69.9065 | REITA | RHLP | DEPWTR__69ET | [CB]DPWK820_CB, [LD]ST1 | Original Not Confirmed
DPW | 69 | TOPOLOGY.REITA.RHLP.DPW.69.W69E | REITA | RHLP | DEPWTR__69E | [DSC]B521, [CB]DPWE130_CB, [CB]DPWE330_CB, [CB]DPW | Confirmed
DPW | 69 | TOPOLOGY.REITA.RHLP.DPW.69.W69F | REITA | RHLP | DEPWTR__69EY | [CB]DPWE230_CB, [CB]DPWE550_CB, [CB]DPWS650_CB, [C | Original Not Confirmed
DPW | 69 | TOPOLOGY.REITA.RHLP.DPW.69.W69G | REITA | RHLP | DEPWTR__69ER | [CB]DPWB720_CB, [CB]DPWE160_CB, [CB]DPWS660_CB | Original Not Confirmed
DSN | 138 | TOPOLOGY.REITA.RHLP.DSN.138.0021 | REITA | RHLP | DEUSEN__138U | [DSC]T1HS, [LD]TR1 | Original Not Confirmed
DSN | 138 | TOPOLOGY.REITA.RHLP.DSN.138.0022 | REITA | RHLP | DEUSEN__138T | [DSC]T2HS, [LD]TR2 | Original Not Confirmed
DT | 138 | TOPOLOGY.REITA.RHLP.DT.138.138A | REITA | RHLP | DWNTWN__138A | [DSC]K897, [CB]L690_CB, [CB]L700_CB | Confirmed
DT | 138 | TOPOLOGY.REITA.RHLP.DT.138.138C | REITA | RHLP | DWNTWN__138Z | [DSC]K907, [CB]L680_CB, [CB]L710_CB | Original Not Confirmed
DT | 69 | TOPOLOGY.REITA.RHLP.DT.69.7187 | REITA | RHLP | DWNTWN__69AG | [LD]_DT_L1, [DSC]T1HS | Original Not Confirmed
DT | 69 | TOPOLOGY.REITA.RHLP.DT.69.7188 | REITA | RHLP | DWNTWN__69AF | [LD]_DT_L2, [DSC]T2HS | Original Not Confirmed
DT | 69 | TOPOLOGY.REITA.RHLP.DT.69.7189 | REITA | RHLP | DWNTWN__69AE | [LD]_DT_L3, [DSC]T3HS | Original Not Confirmed
DT | 69 | TOPOLOGY.REITA.RHLP.DT.69.7190 | REITA | RHLP | DWNTWN__69AD | [LD]_DT_L4, [DSC]T4HS | Original Not Confirmed
DT | 69 | TOPOLOGY.REITA.RHLP.DT.69.7191 | REITA | RHLP | DWNTWN__69AW | [LD]_DT_L5, [CB]CB20, [DSC]T5HS | Original Not Confirmed
DT | 69 | TOPOLOGY.REITA.RHLP.DT.69.7192 | REITA | RHLP | DWNTWN__69AC | [LD]_DT_L6, [DSC]T6HS | Original Not Confirmed
DT | 69 | TOPOLOGY.REITA.RHLP.DT.69.7193 | REITA | RHLP | DWNTWN__69AV | [LD]_DT_L8, [CB]CB10, [DSC]T8HS | Original Not Confirmed
DT | 69 | TOPOLOGY.REITA.RHLP.DT.69.9015 | REITA | RHLP | DT_V_C | [DSC]B215, [DSC]K899, [CB]N200_CB, [CB]N210_CB | Old Name Confimed In New Location
DT | 69 | TOPOLOGY.REITA.RHLP.DT.69.9025 | REITA | RHLP | DWNTWN__69AZ | [DSC]3325, [DSC]B785, [CB]N220_CB, [CB]N230_CB | Original Not Confirmed
DT | 69 | TOPOLOGY.REITA.RHLP.DT.69.9040 | REITA | RHLP | DWNTWN__69AY | [DSC]B435, [DSC]K909, [CB]N180_CB, [CB]N190_CB | Original Not Confirmed
DT | 69 | TOPOLOGY.REITA.RHLP.DT.69.9045 | REITA | RHLP | DWNTWN__69AX | [DSC]1325, [DSC]B657, [CB]N180_CB, [CB]N250_CB | Original Not Confirmed
DT | 69 | TOPOLOGY.REITA.RHLP.DT.69.9060 | REITA | RHLP | DWNTWN__69AU | [DSC]B785, [DSC]S789, [DSC]T8HS | Original Not Confirmed
DT | 69 | TOPOLOGY.REITA.RHLP.DT.69.9080 | REITA | RHLP | DWNTWN__69AT | [DSC]B655, [DSC]S659, [DSC]T6HS | Original Not Confirmed
DT | 69 | TOPOLOGY.REITA.RHLP.DT.69.9090 | REITA | RHLP | DWNTWN__69AS | [DSC]B657, [DSC]S659, [DSC]T5HS | Original Not Confirmed
DT | 69 | TOPOLOGY.REITA.RHLP.DT.69.9100 | REITA | RHLP | DWNTWN__69AR | [DSC]B435, [DSC]S439, [DSC]T4HS | Original Not Confirmed
DT | 69 | TOPOLOGY.REITA.RHLP.DT.69.9110 | REITA | RHLP | DWNTWN__69AQ | [DSC]B437, [DSC]S439, [DSC]T3HS | Original Not Confirmed
DT | 69 | TOPOLOGY.REITA.RHLP.DT.69.9120 | REITA | RHLP | DWNTWN__69AP | [DSC]B215, [DSC]S219, [DSC]T2HS | Original Not Confirmed
DT | 69 | TOPOLOGY.REITA.RHLP.DT.69.9130 | REITA | RHLP | DWNTWN__69AO | [DSC]B217, [DSC]S219, [DSC]T1HS | Original Not Confirmed
DT | 69 | TOPOLOGY.REITA.RHLP.DT.69.B69A | REITA | RHLP | DWNTWN__69A | [DSC]B217, [CB]N210_CB, [CB]N220_CB | Confirmed
DT | 69 | TOPOLOGY.REITA.RHLP.DT.69.B69C | REITA | RHLP | DWNTWN__69AM | [DSC]B437, [CB]N190_CB, [CB]N200_CB | Original Not Confirmed
DT | 69 | TOPOLOGY.REITA.RHLP.DT.69.B69F | REITA | RHLP | DWNTWN__69AL | [DSC]B655, [CB]N240_CB, [CB]N250_CB | Original Not Confirmed
DT | 69 | TOPOLOGY.REITA.RHLP.DT.69.B69G | REITA | RHLP | DWNTWN__69AK | [DSC]B787, [CB]N230_CB, [CB]N240_CB | Original Not Confirmed
DYN | 138 | TOPOLOGY.REITA.RHLP.DYN.138.138A | REITA | RHLP | DYN_V_A | [DSC]4607, [CB]W010, [CB]W020 | New NodeKey
DYN | 138 | TOPOLOGY.REITA.RHLP.DYN.138.138C | REITA | RHLP | DYN_V_B | [DSC]4606, [DSC]W042, [DSC]W051 | New NodeKey
EAB | 138 | TOPOLOGY.REITA.RHLP.EAB.138.138A | REITA | RHLP | ESBELT__138A | [DSC]EAB6884, [DSC]EAB6885, [CB]EABE080_CB | Confirmed
EAB | 138 | TOPOLOGY.REITA.RHLP.EAB.138.8015 | REITA | RHLP | ESBELT__138X | [LD]EAB_L1, [CB]EABE080_CB | Original Not Confirmed
EAF | 138 | TOPOLOGY.REITA.RHLP.EAF.138.138A | REITA | RHLP | ESFORK__138A | [DSC]EAF5065, [DSC]EAFW301, [CB]EAFW310_CB | Confirmed
EAF | 138 | TOPOLOGY.REITA.RHLP.EAF.138.8025 | REITA | RHLP | ESFORK__138W | [LD]EAF_L1, [DSC]EAFT1HS | Original Not Confirmed
EAG | 138 | TOPOLOGY.REITA.RHLP.EAG.138.0001 | REITA | RHLP | EAG_L_A | [LD]L3, [DSC]T3HS | New NodeKey
EAG | 138 | TOPOLOGY.REITA.RHLP.EAG.138.138A | REITA | RHLP | EAGLE___138A | [DSC]EAG1868, [CB]EAGU050_CB, [CB]EAGU070_CB | Confirmed
EAG | 138 | TOPOLOGY.REITA.RHLP.EAG.138.138B | REITA | RHLP | EAGLE___138Z | [DSC]EAG1866, [CB]EAGU050_CB, [CB]U060 | Original Not Confirmed
EAG | 138 | TOPOLOGY.REITA.RHLP.EAG.138.8050 | REITA | RHLP | EAGLE___138U | [LD]EAG_L2, [DSC]EAGT2HS | Original Not Confirmed
EAG | 138 | TOPOLOGY.REITA.RHLP.EAG.138.8055 | REITA | RHLP | EAGLE___138T | [LD]EAG_L1, [DSC]EAGT1HS | Original Not Confirmed
ETH | 138 | TOPOLOGY.REITA.RHLP.ETH.138.7647 | REITA | RHLP | EPOTH___800U | [DSC]ETHT1HS, [LD]TR1 | Original Not Confirmed
ETH | 138 | TOPOLOGY.REITA.RHLP.ETH.138.7648 | REITA | RHLP | EPOTH___800T | [DSC]ETHT2HS, [LD]TR2 | Original Not Confirmed
EXN | 138 | TOPOLOGY.REITA.RHLP.EXN.138.0004 | REITA | RHLP | EXN_929Q | [LD]LD03, [DSC]LD5903 | Original Not Confirmed
EXN | 138 | TOPOLOGY.REITA.RHLP.EXN.138.0006 | REITA | RHLP | EXN_929P | [LD]LD05, [DSC]LD5905 | Original Not Confirmed
EXN | 138 | TOPOLOGY.REITA.RHLP.EXN.138.138A | REITA | RHLP | EXXON___138A | [CB]EXNE340_CB, [CB]EXNE700_CB, [CB]EXNE730_CB, [C | Confirmed
EXN | 138 | TOPOLOGY.REITA.RHLP.EXN.138.138B | REITA | RHLP | EXN_660 | [CB]EXNE360_CB, [CB]EXNE720_CB, [CB]EXNE750_CB, [C | Original Not Confirmed
EXN | 138 | TOPOLOGY.REITA.RHLP.EXN.138.8015 | REITA | RHLP | EXN_929Y | [CB]EXNE730_CB, [CB]EXNE740_CB, [LD]LD02 | Original Not Confirmed
EXN | 138 | TOPOLOGY.REITA.RHLP.EXN.138.8020 | REITA | RHLP | EXN_929X | [CB]EXNE700_CB, [CB]EXNE710_CB, [LD]LD01 | Original Not Confirmed
EXN | 138 | TOPOLOGY.REITA.RHLP.EXN.138.8025 | REITA | RHLP | EXN_929 | [UN]EXN_G1, [UN]EXN_G10, [UN]EXN_G11, [UN]EXN_G12, | Original Not Confirmed
EXN | 138 | TOPOLOGY.REITA.RHLP.EXN.138.8070 | REITA | RHLP | EXN_929O | [DSC]EXNT1HS, [LD]TR1 | Original Not Confirmed
EXN | 138 | TOPOLOGY.REITA.RHLP.EXN.138.8075 | REITA | RHLP | EXN_929N | [DSC]EXNT2HS, [LD]TR2 | Original Not Confirmed
EXN | 138 | TOPOLOGY.REITA.RHLP.EXN.138.8080 | REITA | RHLP | EXN_929M | [DSC]EXNT3HS, [LD]TR3 | Original Not Confirmed
EXW | 69 | TOPOLOGY.REITA.RHLP.EXW.69.9030 | REITA | RHLP | EXTER___69XU | [LD]EXW_L1, [DSC]EXWB045 | Original Not Confirmed
FAN | 138 | TOPOLOGY.REITA.RHLP.FAN.138.8110 | REITA | RHLP | FANNIN__138W | [LD]FAN_TR1, [DSC]T1HS_SW | Original Not Confirmed
FAN | 138 | TOPOLOGY.REITA.RHLP.FAN.138.8130 | REITA | RHLP | FANNIN__138V | [LD]FAN_TR2, [DSC]T2HS_SW | Original Not Confirmed
FAN | 138 | TOPOLOGY.REITA.RHLP.FAN.138.8BB1 | REITA | RHLP | FANNIN__138A | [CB]B440_CB, [DSC]DS6088_SW, [DSC]T1H1_SW | Confirmed
FAN | 138 | TOPOLOGY.REITA.RHLP.FAN.138.8BB2 | REITA | RHLP | FANNIN__138Z | [CB]B440_CB, [DSC]DS6087_SW, [DSC]T2H1_SW | Original Not Confirmed
FDL | 138 | TOPOLOGY.REITA.RHLP.FDL.138.8241 | REITA | RHLP | FDLITY__801X | [LD]FDLTR1, [CB]T1HO | Original Not Confirmed
FOS | 69 | TOPOLOGY.REITA.RHLP.FOS.69.0003 | REITA | RHLP | FOSTER__900Z | [DSC]T1H9, [LD]TR1 | Original Not Confirmed
FRK | 138 | TOPOLOGY.REITA.RHLP.FRK.138.0003 | REITA | RHLP | FRAKLN__138W | [LD]LOAD1, [DSC]T1HS | Original Not Confirmed
FRK | 138 | TOPOLOGY.REITA.RHLP.FRK.138.0004 | REITA | RHLP | FRAKLN__138V | [LD]LOAD2, [DSC]T2HS | Original Not Confirmed
FTR | 21 | TOPOLOGY.REITA.RHLP.FTR.21.1360 | REITA | RHLP | FTR_GT2_5110 | [UN]FTR_G3, [XF]UXFMR3 | Original Not Confirmed
FTR | 21 | TOPOLOGY.REITA.RHLP.FTR.21.1370 | REITA | RHLP | FTR_GT1_5105 | [CB]52G2, [UN]FTR_G2 | Original Not Confirmed
FTR | 21 | TOPOLOGY.REITA.RHLP.FTR.21.1390 | REITA | RHLP | FTR_CN4_509Z | [CB]52G1, [UN]FTR_G1 | Original Not Confirmed
FTR | 21 | TOPOLOGY.REITA.RHLP.FTR.21.1400 | REITA | RHLP | FTR_CN4_509Y | [UN]FTR_G4, [XF]UXFMR4 | Original Not Confirmed
FTR | 345 | TOPOLOGY.REITA.RHLP.FTR.345.345E | REITA | RHLP | FTR_V_A | [DSC]MDS12, [DSC]MDS22, [DSC]MDS32, [DSC]MDS42 | No Original Name
FZ | 138 | TOPOLOGY.REITA.RHLP.FZ.138.0370 | REITA | RHLP | FRANZ66_8015 | [LD]_FZ_L1, [DSC]CB11, [DSC]T1HS | Original Not Confirmed
FZ | 138 | TOPOLOGY.REITA.RHLP.FZ.138.0371 | REITA | RHLP | FRANZ09_138A | [LD]_FZ_L2, [DSC]CB21, [DSC]T2HS | Original Not Confirmed
FZ | 138 | TOPOLOGY.REITA.RHLP.FZ.138.0372 | REITA | RHLP | FRANZ66_801Z | [LD]_FZ_L3, [DSC]CB31, [DSC]T3HS | Original Not Confirmed
GBY | 13.8 | TOPOLOGY.REITA.RHLP.GBY.13.8.T73B | REITA | RHLP | GBY_8384106W | [CB]GBYG730_CB, [UN]GBYGT73 | Original Not Confirmed
GBY | 13.8 | TOPOLOGY.REITA.RHLP.GBY.13.8.T74B | REITA | RHLP | GBY_8384106V | [CB]GBYG740_CB, [UN]GBYGT74 | Original Not Confirmed
GBY | 13.8 | TOPOLOGY.REITA.RHLP.GBY.13.8.T81B | REITA | RHLP | GBY_8384106U | [CB]GBYG810_CB, [UN]GBYGT81 | Original Not Confirmed
GBY | 13.8 | TOPOLOGY.REITA.RHLP.GBY.13.8.T82B | REITA | RHLP | GBY_8384106T | [CB]GBYG820_CB, [UN]GBYGT82 | Original Not Confirmed
GBY | 13.8 | TOPOLOGY.REITA.RHLP.GBY.13.8.T83B | REITA | RHLP | GBY_8384106S | [CB]GBYG830_CB, [UN]GBYGT83 | Original Not Confirmed
GBY | 13.8 | TOPOLOGY.REITA.RHLP.GBY.13.8.T84B | REITA | RHLP | GBY_8384106R | [CB]GBYG840_CB, [UN]GBYGT84 | Original Not Confirmed
GBY | 138 | TOPOLOGY.REITA.RHLP.GBY.138.138A | REITA | RHLP | GRNBYU__138A | [CB]GBYG480_CB, [CB]GBYG600_CB, [CB]GBYG630_CB | Confirmed
GBY | 138 | TOPOLOGY.REITA.RHLP.GBY.138.138B | REITA | RHLP | GBY_V_B | [CB]GBYG450_CB, [CB]GBYG460_CB, [CB]GBYG470_CB, [C | Old Name Confimed In New Location
GBY | 138 | TOPOLOGY.REITA.RHLP.GBY.138.138C | REITA | RHLP | GRNBYU__138C | [DSC]GBYB169, [CB]GBYD810_CB, [CB]GBYD820_CB, [CB] | Confirmed
GBY | 138 | TOPOLOGY.REITA.RHLP.GBY.138.138F | REITA | RHLP | GRNBYU__138F | [DSC]GBY7084, [CB]GBYG570_CB, [CB]GBYG590_CB | Confirmed
GBY | 138 | TOPOLOGY.REITA.RHLP.GBY.138.138G | REITA | RHLP | CGRNBYU_8005 | [CB]GBYG570_CB, [CB]GBYG580_CB, [DSC]GBYL734, [DSC | Original Not Confirmed
GBY | 24 | TOPOLOGY.REITA.RHLP.GBY.24.GBY5 | REITA | RHLP | GBY_GN5_5 | [UN]GBY_5, [XF]GBYMT5_ | Original Not Confirmed
GBY | 345 | TOPOLOGY.REITA.RHLP.GBY.345.345A | REITA | RHLP | GRNBYU__345A | [CB]GBYA800, [CB]GBYA920, [CB]GBYA970_CB, [CB]GBYA | Confirmed
GBY | 345 | TOPOLOGY.REITA.RHLP.GBY.345.345D | REITA | RHLP | GRNBYU__345Z | [CB]GBYA770, [CB]GBYA900, [CB]GBYA930_CB, [CB]GBYA | Original Not Confirmed
GBY | 69 | TOPOLOGY.REITA.RHLP.GBY.69.Y69E | REITA | RHLP | GRNBYU__69E | [CB]GBYB160_CB, [CB]GBYB260_CB, [DSC]GBYB265 | Confirmed
GE | 138 | TOPOLOGY.REITA.RHLP.GE.138.8657 | REITA | RHLP | GERTIE76801U | [DSC]T1HS, [LD]TR1 | Original Not Confirmed
GE | 138 | TOPOLOGY.REITA.RHLP.GE.138.8658 | REITA | RHLP | GERTIE76801T | [DSC]T2HS, [LD]TR2 | Original Not Confirmed
GE | 138 | TOPOLOGY.REITA.RHLP.GE.138.8660 | REITA | RHLP | GERTIE76801S | [DSC]T3HS, [LD]TR3 | Original Not Confirmed
GNO | 138 | TOPOLOGY.REITA.RHLP.GNO.138.7849 | REITA | RHLP | GENOA35_8025 | [CB]T1H0_CB, [LD]TR1 | Confirmed
GNO | 138 | TOPOLOGY.REITA.RHLP.GNO.138.7851 | REITA | RHLP | GENOA95_8015 | [CB]T2H0_CB, [LD]TR2 | Confirmed
GY | 69 | TOPOLOGY.REITA.RHLP.GY.69.0009 | REITA | RHLP | GYPSUM__69X | [DSC]T1HS, [LD]TR1 | Original Not Confirmed
GY | 69 | TOPOLOGY.REITA.RHLP.GY.69.0010 | REITA | RHLP | GYPSUMZ | [DSC]T2HS, [LD]TR2 | Original Not Confirmed
GYR | 138 | TOPOLOGY.REITA.RHLP.GYR.138.0007 | REITA | RHLP | GDYEAR__138U | [LD]LOAD2, [DSC]T2HS | Original Not Confirmed
GYR | 138 | TOPOLOGY.REITA.RHLP.GYR.138.0008 | REITA | RHLP | GDYEAR__138T | [LD]LOAD1, [DSC]T1HS | Original Not Confirmed
HAD | 138 | TOPOLOGY.REITA.RHLP.HAD.138.8025 | REITA | RHLP | HADEN___138V | [LD]HAD_L2, [DSC]HADT2HS | Original Not Confirmed
HAD | 138 | TOPOLOGY.REITA.RHLP.HAD.138.8030 | REITA | RHLP | HADEN___138U | [LD]HAD_L1, [DSC]HADT1HS | Original Not Confirmed
HAN | 138 | TOPOLOGY.REITA.RHLP.HAN.138.8130 | REITA | RHLP | HANNA___801X | [LD]HAN_TR1, [CB]T1H0_CB | Original Not Confirmed
HAT | 138 | TOPOLOGY.REITA.RHLP.HAT.138.8025 | REITA | RHLP | HACHER__138V | [LD]HAT_L2, [DSC]HATT2HS | Original Not Confirmed
HAT | 138 | TOPOLOGY.REITA.RHLP.HAT.138.8030 | REITA | RHLP | HACHER__138U | [LD]HAT_L1, [DSC]HATT1HS | Original Not Confirmed
HIM | 138 | TOPOLOGY.REITA.RHLP.HIM.138.8060 | REITA | RHLP | HIMONT__805T | [LD]HIM_L2, [DSC]HIMT2HS | Original Not Confirmed
HIM | 138 | TOPOLOGY.REITA.RHLP.HIM.138.8065 | REITA | RHLP | HIMONT__805S | [LD]HIM_L3, [DSC]HIMT3HS | Original Not Confirmed
HIM | 138 | TOPOLOGY.REITA.RHLP.HIM.138.8070 | REITA | RHLP | HIMONT__805R | [LD]HIM_L1, [DSC]HIMT1HS | Original Not Confirmed
HIM | 138 | TOPOLOGY.REITA.RHLP.HIM.138.8085 | REITA | RHLP | HIMONT__805Q | [LD]HIM_L4, [DSC]HIMT4HS | Original Not Confirmed
HIM | 138 | TOPOLOGY.REITA.RHLP.HIM.138.8090 | REITA | RHLP | HIMONT__805P | [LD]HIM_L5, [DSC]HIMT5HS | Original Not Confirmed
HLJ | 345 | TOPOLOGY.REITA.RHLP.HLJ.345.345A | REITA | RHLP | HLJ_V_A | [DSC]1445, [CB]B570, [CB]B580 | New NodeKey
HLJ | 345 | TOPOLOGY.REITA.RHLP.HLJ.345.345C | REITA | RHLP | HLJ_V_B | [DSC]1726, [DSC]B602, [CB]B610 | New NodeKey
HNY | 138 | TOPOLOGY.REITA.RHLP.HNY.138.8015 | REITA | RHLP | HANEY___138W | [LD]HNY_L2, [DSC]HNYT2HS | Original Not Confirmed
HNY | 138 | TOPOLOGY.REITA.RHLP.HNY.138.8030 | REITA | RHLP | HANEY___138V | [LD]HNY_L1, [DSC]HNYT1HS | Original Not Confirmed
HOC | 138 | TOPOLOGY.REITA.RHLP.HOC.138.138A | REITA | RHLP | H_O_C___138A | [CB]HOC0020_CB, [CB]HOC0090_CB, [CB]HOC1050_CB, [C | Confirmed
HOC | 138 | TOPOLOGY.REITA.RHLP.HOC.138.138C | REITA | RHLP | CH_O_C__811Z | [CB]HOC1260_CB, [CB]HOC2050_CB, [CB]HOC6900_CB, [C | Original Not Confirmed
HOC | 69 | TOPOLOGY.REITA.RHLP.HOC.69.0007 | REITA | RHLP | H_O_C___908U | [LD]HOC_L3, [CB]HOCT3HO | Original Not Confirmed
HOC | 69 | TOPOLOGY.REITA.RHLP.HOC.69.0010 | REITA | RHLP | H_O_C___908T | [LD]HOC_L2, [DSC]HOCT2HS | Original Not Confirmed
HOC | 69 | TOPOLOGY.REITA.RHLP.HOC.69.0016 | REITA | RHLP | H_O_C___908S | [LD]HOC_L1, [DSC]HOCT1HS | Original Not Confirmed
HOC | 69 | TOPOLOGY.REITA.RHLP.HOC.69.C69F | REITA | RHLP | H_O_C___9020 | [CB]HOCK100_CB, [CB]HOCK150_CB, [DSC]HOCK155, [DSC | Original Not Confirmed
HT | 138 | TOPOLOGY.REITA.RHLP.HT.138.138A | REITA | RHLP | HILCRF058005 | [DSC]HTS124, [DSC]HTS239, [DSC]HTT2HS | Original Not Confirmed
HT | 138 | TOPOLOGY.REITA.RHLP.HT.138.138B | REITA | RHLP | HILCRF248010 | [DSC]HT5059, [DSC]HTS239, [DSC]HTT3HS | Original Not Confirmed
HT | 138 | TOPOLOGY.REITA.RHLP.HT.138.7334 | REITA | RHLP | HILCRF05800U | [DSC]HTT1HS, [LD]TR1 | Original Not Confirmed
HT | 138 | TOPOLOGY.REITA.RHLP.HT.138.7335 | REITA | RHLP | HILCRF05800T | [DSC]HTT2HS, [LD]TR2 | Original Not Confirmed
HT | 138 | TOPOLOGY.REITA.RHLP.HT.138.7336 | REITA | RHLP | HILCRF05800S | [DSC]HTT3HS, [LD]TR3 | Original Not Confirmed
HUN | 138 | TOPOLOGY.REITA.RHLP.HUN.138.8353 | REITA | RHLP | HUNTER__138T | [LD]HUN_L1, [DSC]HUNT1HS | Original Not Confirmed
HUN | 138 | TOPOLOGY.REITA.RHLP.HUN.138.8354 | REITA | RHLP | HUNTER__138S | [LD]HUN_L2, [DSC]HUNT2HS | Original Not Confirmed
HUN | 138 | TOPOLOGY.REITA.RHLP.HUN.138.8355 | REITA | RHLP | HUNTER__138R | [LD]HUN_L3, [DSC]HUNT3HS | Original Not Confirmed
HUN | 138 | TOPOLOGY.REITA.RHLP.HUN.138.8356 | REITA | RHLP | HUNTER__138Q | [LD]HUN_L5, [DSC]HUNT5HS | Original Not Confirmed
HUN | 138 | TOPOLOGY.REITA.RHLP.HUN.138.8357 | REITA | RHLP | HUNTER__138P | [LD]HUN_L6, [DSC]HUNT6HS | Original Not Confirmed
IM | 138 | TOPOLOGY.REITA.RHLP.IM.138.0406 | REITA | RHLP | IMPERL05802X | [DSC]IMT1HS, [LD]TR1 | Original Not Confirmed
IM | 138 | TOPOLOGY.REITA.RHLP.IM.138.0407 | REITA | RHLP | IMPERL05802W | [DSC]IMT2HS, [LD]TR2 | Original Not Confirmed
IM | 138 | TOPOLOGY.REITA.RHLP.IM.138.0409 | REITA | RHLP | IMPERL05802V | [DSC]IMT3HS, [LD]TR3 | Original Not Confirmed
IND | 138 | TOPOLOGY.REITA.RHLP.IND.138.8010 | REITA | RHLP | INDUST84800Y | [LD]IND_L1, [DSC]INDT1HS | Original Not Confirmed
IND | 69 | TOPOLOGY.REITA.RHLP.IND.69.9010 | REITA | RHLP | INDUST38900Z | [LD]IND_L2, [DSC]INDT2HS | Original Not Confirmed
INT | 138 | TOPOLOGY.REITA.RHLP.INT.138.7978 | REITA | RHLP | INTEQ___138W | [CB]T1H0_CB, [LD]TR1 | Original Not Confirmed
JES | 138 | TOPOLOGY.REITA.RHLP.JES.138.8110 | REITA | RHLP | JESTER81800Y | [LD]JES_TR1, [CB]T1H0_CB | Original Not Confirmed
JES | 138 | TOPOLOGY.REITA.RHLP.JES.138.8210 | REITA | RHLP | JESTER81800W | [LD]JES_TR2, [CB]T2H0_CB | Original Not Confirmed
JFS | 138 | TOPOLOGY.REITA.RHLP.JFS.138.BB1 | REITA | RHLP | JEFFER__138A | [DSC]8066, [CB]U310, [CB]U370 | Confirmed
JFS | 138 | TOPOLOGY.REITA.RHLP.JFS.138.BB2 | REITA | RHLP | JEFFER__138W | [DSC]4946, [CB]U360, [CB]U370 | Original Not Confirmed
JFS | 138 | TOPOLOGY.REITA.RHLP.JFS.138.BB3 | REITA | RHLP | JEFFER__138V | [DSC]8067, [CB]U320, [CB]U330 | Original Not Confirmed
KDL | 345 | TOPOLOGY.REITA.RHLP.KDL.345.5015 | REITA | RHLP | KUYDAL75501X | [CB]0750, [LD]KDL2 | Original Not Confirmed
KDL | 345 | TOPOLOGY.REITA.RHLP.KDL.345.5050 | REITA | RHLP | KUYDAL75501W | [CB]0740, [LD]KDL1 | Original Not Confirmed
KI | 138 | TOPOLOGY.REITA.RHLP.KI.138.0003 | REITA | RHLP | KLEIN___138X | [DSC]KIT3HS, [LD]TR3 | Original Not Confirmed
KI | 138 | TOPOLOGY.REITA.RHLP.KI.138.8756 | REITA | RHLP | KLEIN___138U | [DSC]KIT1HS, [LD]TR1 | Original Not Confirmed
KI | 138 | TOPOLOGY.REITA.RHLP.KI.138.8757 | REITA | RHLP | KLEIN___138T | [DSC]KIT2HS, [LD]TR2 | Original Not Confirmed
KL | 138 | TOPOLOGY.REITA.RHLP.KL.138.8764 | REITA | RHLP | CKLUGE__138S | [DSC]KLT1HS, [LD]TR1 | Original Not Confirmed
KL | 138 | TOPOLOGY.REITA.RHLP.KL.138.8766 | REITA | RHLP | CKLUGE__138R | [DSC]KLT3HS, [LD]TR3 | Original Not Confirmed
KL | 138 | TOPOLOGY.REITA.RHLP.KL.138.8767 | REITA | RHLP | CKLUGE__138Q | [DSC]KLT4HS, [LD]TR4 | Original Not Confirmed
KNY | 138 | TOPOLOGY.REITA.RHLP.KNY.138.8015 | REITA | RHLP | KENNY03_138Z | [CB]KNYA430_CB, [DSC]KNYA451, [LD]KNYL2 | Original Not Confirmed
KNY | 138 | TOPOLOGY.REITA.RHLP.KNY.138.8045 | REITA | RHLP | KENNY03_138Y | [DSC]KNYA441, [DSC]KNYA452, [LD]KNYL1 | Original Not Confirmed
LEG | 138 | TOPOLOGY.REITA.RHLP.LEG.138.8045 | REITA | RHLP | LEG_L_A | [LD]LEG_L1, [DSC]LEGT1HS | No Original Name
LEG | 138 | TOPOLOGY.REITA.RHLP.LEG.138.8050 | REITA | RHLP | LEG_L_B | [LD]LEG_L2, [DSC]LEGT2HS | No Original Name
LEG | 25 | TOPOLOGY.REITA.RHLP.LEG.25.LEG1 | REITA | RHLP | LEG_2___2 | [UN]LEG_G1, [XF]LEGMT1_ | Original Not Confirmed
LEG | 25 | TOPOLOGY.REITA.RHLP.LEG.25.LEG2 | REITA | RHLP | LEG_1___1 | [UN]LEG_G2, [XF]LEGMT2_ | Original Not Confirmed
LEG | 345 | TOPOLOGY.REITA.RHLP.LEG.345.345A | REITA | RHLP | LIMEST__345A | [DSC]LEGL013, [CB]LEGL100_CB, [CB]LEGL130_CB, [CB] | Confirmed
LEG | 345 | TOPOLOGY.REITA.RHLP.LEG.345.345B | REITA | RHLP | LIMEST__345Z | [DSC]LEGL023, [CB]LEGL120_CB, [CB]LEGL150_CB, [CB] | Original Not Confirmed
LHM | 138 | TOPOLOGY.REITA.RHLP.LHM.138.8035 | REITA | RHLP | LYCHEM__138Q | [LD]LHM_L4, [DSC]LHMT4HS | Original Not Confirmed
LHM | 138 | TOPOLOGY.REITA.RHLP.LHM.138.8040 | REITA | RHLP | LYCHEM__138P | [LD]LHM_L3, [DSC]LHMT3HS | Original Not Confirmed
LHM | 138 | TOPOLOGY.REITA.RHLP.LHM.138.8045 | REITA | RHLP | LYCHEM__138O | [LD]LHM_L2, [DSC]LHMT2HS | Original Not Confirmed
LHM | 138 | TOPOLOGY.REITA.RHLP.LHM.138.8050 | REITA | RHLP | LYCHEM__138N | [LD]LHM_L1, [DSC]LHMT1HS | Original Not Confirmed
LHM | 18 | TOPOLOGY.REITA.RHLP.LHM.18.0001 | REITA | RHLP | CVC_GT4_8005 | [UN]CVC_G4, [CB]L400 | Original Not Confirmed
LOM | 138 | TOPOLOGY.REITA.RHLP.LOM.138.8025 | REITA | RHLP | LOMAX___138V | [LD]LOM_L1, [DSC]LOMT1HS | Original Not Confirmed
LOM | 138 | TOPOLOGY.REITA.RHLP.LOM.138.8030 | REITA | RHLP | LOMAX___138U | [LD]LOM_L2, [DSC]LOMT2HS | Original Not Confirmed
LYD | 138 | TOPOLOGY.REITA.RHLP.LYD.138.0004 | REITA | RHLP | LYDELL__138T | [LD]LYD_L3, [DSC]T1HS | Original Not Confirmed
LYD | 138 | TOPOLOGY.REITA.RHLP.LYD.138.138A | REITA | RHLP | LYDELL__138A | [DSC]1708, [CB]LYDA270_CB, [CB]LYDA280_CB | Confirmed
LYD | 138 | TOPOLOGY.REITA.RHLP.LYD.138.138B | REITA | RHLP | LYDELL__138X | [DSC]1707, [CB]LYDA280_CB, [CB]LYDA290_CB | Original Not Confirmed
LYD | 138 | TOPOLOGY.REITA.RHLP.LYD.138.8025 | REITA | RHLP | LYDELL__138Q | [LD]LYD_L2, [DSC]LYDA259 | Original Not Confirmed
LYD | 138 | TOPOLOGY.REITA.RHLP.LYD.138.8030 | REITA | RHLP | LYDELL__138P | [LD]LYD_L1, [DSC]LYDA279 | Original Not Confirmed
LYP | 138 | TOPOLOGY.REITA.RHLP.LYP.138.8030 | REITA | RHLP | LYNPOL__801V | [DSC]LYPT3HS, [LD]TR3 | Original Not Confirmed
LYP | 138 | TOPOLOGY.REITA.RHLP.LYP.138.8035 | REITA | RHLP | LYNPOL__801U | [DSC]LYPT2HS, [LD]TR2 | Original Not Confirmed
LYP | 138 | TOPOLOGY.REITA.RHLP.LYP.138.8040 | REITA | RHLP | LYNPOL__801T | [DSC]LYPT1HS, [LD]TR1 | Original Not Confirmed
LZB | 138 | TOPOLOGY.REITA.RHLP.LZB.138.8025 | REITA | RHLP | LUZBAY__801V | [LD]LZB_L1, [DSC]LZBT1HS | Original Not Confirmed
MAR | 138 | TOPOLOGY.REITA.RHLP.MAR.138.0005 | REITA | RHLP | MAR_L_A | [DSC]T3HS, [LD]TR3 | New NodeKey
MAR | 138 | TOPOLOGY.REITA.RHLP.MAR.138.8020 | REITA | RHLP | MASON___138W | [DSC]MART1HS, [LD]TR1 | Original Not Confirmed
MAR | 138 | TOPOLOGY.REITA.RHLP.MAR.138.8025 | REITA | RHLP | MASON___138V | [DSC]MART2HS, [LD]TR2 | Original Not Confirmed
MDY | 138 | TOPOLOGY.REITA.RHLP.MDY.138.0002 | REITA | RHLP | MOODY63_138Y | [DSC]MDYT2HS, [LD]TR2 | Original Not Confirmed
MDY | 138 | TOPOLOGY.REITA.RHLP.MDY.138.9468 | REITA | RHLP | MOODY63_138V | [DSC]MDYT1HS, [LD]TR1 | Original Not Confirmed
MID | 138 | TOPOLOGY.REITA.RHLP.MID.138.0001 | REITA | RHLP | MIDRCLS_801Y | [LD]MID_L1, [DSC]MIDT2HS | Original Not Confirmed
MID | 138 | TOPOLOGY.REITA.RHLP.MID.138.8005 | REITA | RHLP | MIDRCLS_801W | [LD]MID_L2, [DSC]MIDT3HS | Original Not Confirmed
MIN | 69 | TOPOLOGY.REITA.RHLP.MIN.69.9025 | REITA | RHLP | MINING__905Y | [DSC]MIND108, [LD]MINL1 | Original Not Confirmed
MIN | 69 | TOPOLOGY.REITA.RHLP.MIN.69.9035 | REITA | RHLP | MINING__905X | [DSC]MIND105, [LD]MINL2 | Original Not Confirmed
MIN | 69 | TOPOLOGY.REITA.RHLP.MIN.69.9040 | REITA | RHLP | MINING__905W | [DSC]MIND106, [LD]MINL3 | Original Not Confirmed
MIN | 69 | TOPOLOGY.REITA.RHLP.MIN.69.9045 | REITA | RHLP | MINING__905V | [DSC]MIND107, [LD]MINL4 | Original Not Confirmed
MLA | 138 | TOPOLOGY.REITA.RHLP.MLA.138.8020 | REITA | RHLP | MULA____138X | [LD]MLA_L1, [LD]MLA_LD2, [CB]MLAA380_CB, [DSC]MLAA | Original Not Confirmed
MNT | 138 | TOPOLOGY.REITA.RHLP.MNT.138.8015 | REITA | RHLP | MOMENT__138Y | [DSC]MNTT4HS, [CB]P830_CB, [CB]P860_CB | Original Not Confirmed
MNT | 138 | TOPOLOGY.REITA.RHLP.MNT.138.8020 | REITA | RHLP | MOMENT__138X | [DSC]MNTT2HS, [CB]P820_CB, [CB]P840_CB | Original Not Confirmed
MNT | 138 | TOPOLOGY.REITA.RHLP.MNT.138.8035 | REITA | RHLP | MOMENT__138W | [DSC]MNTT1HS, [CB]P840_CB, [CB]P850_CB | Original Not Confirmed
MNT | 138 | TOPOLOGY.REITA.RHLP.MNT.138.8040 | REITA | RHLP | MOMENT__138V | [DSC]MNTT3HS, [CB]P850_CB, [CB]P860_CB | Original Not Confirmed
MNT | 138 | TOPOLOGY.REITA.RHLP.MNT.138.8420 | REITA | RHLP | MOMENT__138U | [LD]MNTL1, [DSC]MNTT1HS | Original Not Confirmed
MNT | 138 | TOPOLOGY.REITA.RHLP.MNT.138.8421 | REITA | RHLP | MOMENT__138T | [LD]MNTL2, [DSC]MNTT2HS | Original Not Confirmed
MNT | 138 | TOPOLOGY.REITA.RHLP.MNT.138.8422 | REITA | RHLP | MOMENT__138S | [LD]MNTL3, [DSC]MNTT3HS | Original Not Confirmed
MNT | 138 | TOPOLOGY.REITA.RHLP.MNT.138.8423 | REITA | RHLP | MOMENT__138R | [LD]MNTL4, [DSC]MNTT4HS | Original Not Confirmed
MOC | 69 | TOPOLOGY.REITA.RHLP.MOC.69.9045 | REITA | RHLP | MOCHEM__69XT | [DSC]MOCT2H1, [LD]TR2 | Original Not Confirmed
MOC | 69 | TOPOLOGY.REITA.RHLP.MOC.69.9050 | REITA | RHLP | MOCHEM__69XS | [DSC]MOCT3H1, [LD]TR3 | Original Not Confirmed
MOC | 69 | TOPOLOGY.REITA.RHLP.MOC.69.9055 | REITA | RHLP | MOCHEM__69XR | [DSC]MOCT1H1, [LD]TR1 | Original Not Confirmed
MRN | 138 | TOPOLOGY.REITA.RHLP.MRN.138.138L | REITA | RHLP | MORGPT__138A | [DSC]MRN3966, [CB]MRNV900_CB, [CB]MRNV930_CB | Original Not Confirmed
MRN | 138 | TOPOLOGY.REITA.RHLP.MRN.138.138N | REITA | RHLP | MORGPT__138Z | [DSC]MRN2797, [CB]MRNV880_CB, [CB]MRNV910_CB | Original Not Confirmed
MSN | 138 | TOPOLOGY.REITA.RHLP.MSN.138.138X | REITA | RHLP | MONSAN__138X | [CB]MSND340_CB, [CB]MSND370_CB, [DSC]MSND375, [CB] | Confirmed
MSN | 138 | TOPOLOGY.REITA.RHLP.MSN.138.8010 | REITA | RHLP | MONSAN__138Y | [CB]MSND480_CB, [CB]MSND490_CB, [LD]TR3 | Original Not Confirmed
MSN | 138 | TOPOLOGY.REITA.RHLP.MSN.138.8040 | REITA | RHLP | MONSAN__138S | [DSC]MSND375, [LD]TR2 | Original Not Confirmed
MSN | 138 | TOPOLOGY.REITA.RHLP.MSN.138.8045 | REITA | RHLP | MONSAN__138R | [DSC]MSND365, [LD]TR1 | Original Not Confirmed
MTS | 138 | TOPOLOGY.REITA.RHLP.MTS.138.8025 | REITA | RHLP | MTS_L_A | [LD]L1, [DSC]MTSR083, [CB]R080 | No Original Name
NBL | 138 | TOPOLOGY.REITA.RHLP.NBL.138.8020 | REITA | RHLP | NOBEL___801X | [CB]T1H0, [LD]TR1 | Original Not Confirmed
NDL | 69 | TOPOLOGY.REITA.RHLP.NDL.69.9025 | REITA | RHLP | NEEDLE__69XZ | [CB]NDLH910_CB, [DSC]NDLH913, [DSC]NDLH914, [LD]TR | Original Not Confirmed
NDL | 69 | TOPOLOGY.REITA.RHLP.NDL.69.9035 | REITA | RHLP | NDL_L_B | [DSC]NDLH914, [LD]TR1, [LD]TR2, [LD]TR3, [LD]TR4 | Old Name Confimed In New Location
NDS | 69 | TOPOLOGY.REITA.RHLP.NDS.69.BB1 | REITA | RHLP | NEEDLE__69X | [DSC]4437, [DSC]5437, [DSC]6437 | Confirmed
NEW | 138 | TOPOLOGY.REITA.RHLP.NEW.138.8010 | REITA | RHLP | NEWGLF60800X | [LD]NEW_TR3, [DSC]NEWT3HS | Original Not Confirmed
NEW | 138 | TOPOLOGY.REITA.RHLP.NEW.138.8025 | REITA | RHLP | NEWGLF60800W | [LD]NEW_TR4, [DSC]NEWT4HS | Original Not Confirmed
NSH | 138 | TOPOLOGY.REITA.RHLP.NSH.138.8010 | REITA | RHLP | NASH_02_800Y | [LD]NSH_L1, [DSC]NSHT1HS | Original Not Confirmed
NSH | 69 | TOPOLOGY.REITA.RHLP.NSH.69.9010 | REITA | RHLP | NASH_45_900Z | [LD]NSH_L2, [DSC]NSHT2HS | Original Not Confirmed
NTH | 138 | TOPOLOGY.REITA.RHLP.NTH.138.8025 | REITA | RHLP | NINTH___138V | [DSC]NTHT2HS, [LD]TR2 | Original Not Confirmed
NTH | 138 | TOPOLOGY.REITA.RHLP.NTH.138.8030 | REITA | RHLP | NINTH___138U | [DSC]NTHT1HS, [LD]TR1 | Original Not Confirmed
OAS | 345 | TOPOLOGY.REITA.RHLP.OAS.345.345A | REITA | RHLP | OASIS___345A | [DSC]1184, [CB]V500, [CB]V510 | Confirmed
OAS | 345 | TOPOLOGY.REITA.RHLP.OAS.345.345D | REITA | RHLP | OASIS___345Y | [DSC]1996, [CB]V530, [CB]V540 | Original Not Confirmed
ORION | 138 | TOPOLOGY.REITA.RHLP.ORION.138.8020 | REITA | RHLP | ORION_L_A | [LD]ORION_L1, [CB]ORIT1H0_CB | No Original Name
PET | 138 | TOPOLOGY.REITA.RHLP.PET.138.138A | REITA | RHLP | PETSON__138A | [DSC]PET2048, [CB]PETC600_CB, [CB]PETC620_CB | Original Not Confirmed
PET | 138 | TOPOLOGY.REITA.RHLP.PET.138.138B | REITA | RHLP | PETSON__138Z | [DSC]PET2047, [CB]PETC610_CB, [CB]PETC620_CB | Original Not Confirmed
PET | 138 | TOPOLOGY.REITA.RHLP.PET.138.8030 | REITA | RHLP | PETSON__138U | [LD]PET_L2, [DSC]PETT2HS | Original Not Confirmed
PET | 138 | TOPOLOGY.REITA.RHLP.PET.138.8035 | REITA | RHLP | PETSON__138T | [LD]PET_L1, [DSC]PETT1HS | Original Not Confirmed
PHR | 138 | TOPOLOGY.REITA.RHLP.PHR.138.0009 | REITA | RHLP | P_H_R___815J | [DSC]T3HS, [LD]TR3 | Original Not Confirmed
PHR | 138 | TOPOLOGY.REITA.RHLP.PHR.138.0016 | REITA | RHLP | P_H_R___815H | [DSC]T4HS, [LD]TR4 | Original Not Confirmed
PHR | 138 | TOPOLOGY.REITA.RHLP.PHR.138.138A | REITA | RHLP | P_H_R___138A | [CB]PHRH340_CB, [CB]PHRH350_CB, [CB]PHRH360_CB, [D | Confirmed
PHR | 138 | TOPOLOGY.REITA.RHLP.PHR.138.138B | REITA | RHLP | P_H_R___8150 | [CB]PHRH460_CB, [CB]PHRH470_CB, [CB]PHRH480_CB, [C | Original Not Confirmed
PHR | 138 | TOPOLOGY.REITA.RHLP.PHR.138.138C | REITA | RHLP | P_H_R___138C | [CB]PHRH500_CB, [CB]PHRH510_CB, [CB]PHRH890_CB, [C | Confirmed
PHR | 138 | TOPOLOGY.REITA.RHLP.PHR.138.138D | REITA | RHLP | P_H_R96_138F | [CB]PHRH380_CB, [CB]PHRH390_CB, [CB]PHRH870_CB, [C | Original Not Confirmed
PHR | 20 | TOPOLOGY.REITA.RHLP.PHR.20.PHR4 | REITA | RHLP | PHR_R_A | [UN]PHR_G4, [XF]PHRMT4_ | No Original Name
PHR | 22 | TOPOLOGY.REITA.RHLP.PHR.22.0005 | REITA | RHLP | PHR_GN2_2 | [UN]PHR_G2A, [XF]PHRMT2 | Original Not Confirmed
PHR | 345 | TOPOLOGY.REITA.RHLP.PHR.345.345E | REITA | RHLP | P_H_R___345Y | [DSC]PHRR357, [CB]PHRR550_CB, [CB]PHRR570_CB | Original Not Confirmed
PHR | 345 | TOPOLOGY.REITA.RHLP.PHR.345.345F | REITA | RHLP | P_H_R___345E | [DSC]PHRR457, [CB]PHRR520_CB, [CB]PHRR560_CB, [CB] | Original Not Confirmed
PIR | 138 | TOPOLOGY.REITA.RHLP.PIR.138.8020 | REITA | RHLP | PAIR____138A | [LD]PIR_LD2, [CB]PIRL060_CB, [CB]PIRL070_CB, [DSC] | Original Not Confirmed
PIR | 138 | TOPOLOGY.REITA.RHLP.PIR.138.8035 | REITA | RHLP | PAIR____138W | [DSC]PIRL069, [LD]TR3 | Original Not Confirmed
PIR | 138 | TOPOLOGY.REITA.RHLP.PIR.138.8040 | REITA | RHLP | PAIR____138V | [DSC]PIRL079, [LD]TR2 | Original Not Confirmed
PIR | 138 | TOPOLOGY.REITA.RHLP.PIR.138.8045 | REITA | RHLP | PAIR____138U | [DSC]PIRL089, [LD]TR4 | Original Not Confirmed
PL | 138 | TOPOLOGY.REITA.RHLP.PL.138.8005 | REITA | RHLP | PL_L_A | [DSC]M754, [LD]SUB7 | New NodeKey
PL | 138 | TOPOLOGY.REITA.RHLP.PL.138.8030 | REITA | RHLP | PHILIP__138W | [LD]AT1, [DSC]T1HS | Original Not Confirmed
PL | 138 | TOPOLOGY.REITA.RHLP.PL.138.8032 | REITA | RHLP | PHILIP__138V | [LD]AT2, [DSC]T2HS | Original Not Confirmed
PO | 138 | TOPOLOGY.REITA.RHLP.PO.138.7706 | REITA | RHLP | PLARIS35802U | [DSC]POT1HS, [LD]TR1 | Original Not Confirmed
PO | 138 | TOPOLOGY.REITA.RHLP.PO.138.7707 | REITA | RHLP | PLARIS35802T | [DSC]POT2HS, [LD]TR2 | Original Not Confirmed
PO | 138 | TOPOLOGY.REITA.RHLP.PO.138.7709 | REITA | RHLP | PLARIS35802S | [DSC]POT3HS, [LD]TR3 | Original Not Confirmed
PRT | 138 | TOPOLOGY.REITA.RHLP.PRT.138.138A | REITA | RHLP | PORT____138A | [DSC]PRT7846, [DSC]PRT7847, [DSC]PRTU012, [DSC]PRT | Original Not Confirmed
PRT | 138 | TOPOLOGY.REITA.RHLP.PRT.138.8020 | REITA | RHLP | PORT____138X | [LD]PRT_L1, [CB]PRTU020_CB | Original Not Confirmed
PRT | 138 | TOPOLOGY.REITA.RHLP.PRT.138.8030 | REITA | RHLP | PORT____138W | [LD]PRT_L2, [CB]PRTU010_CB | Original Not Confirmed
PRT | 138 | TOPOLOGY.REITA.RHLP.PRT.138.8040 | REITA | RHLP | PORT____138V | [LD]PRT_L3, [CB]PRTU030_CB | Original Not Confirmed
PSA | 13.8 | TOPOLOGY.REITA.RHLP.PSA.13.8.0005 | REITA | RHLP | PSA_GT6_8135 | [XF]MT11, [UN]PSA_G1 | Original Not Confirmed
PSA | 13.8 | TOPOLOGY.REITA.RHLP.PSA.13.8.0007 | REITA | RHLP | PSA_GN1_8165 | [XF]MT12, [UN]PSA_G2 | Original Not Confirmed
PSA | 13.8 | TOPOLOGY.REITA.RHLP.PSA.13.8.0009 | REITA | RHLP | PSA_GT5_8140 | [XF]MT13, [UN]PSA_G3 | Original Not Confirmed
PSA | 13.8 | TOPOLOGY.REITA.RHLP.PSA.13.8.0014 | REITA | RHLP | PSA_GT4_8145 | [XF]MT14, [UN]PSA_G4 | Original Not Confirmed
PSA | 13.8 | TOPOLOGY.REITA.RHLP.PSA.13.8.0017 | REITA | RHLP | PSA_GT3_8150 | [XF]MT15, [UN]PSA_G5 | Original Not Confirmed
PSA | 13.8 | TOPOLOGY.REITA.RHLP.PSA.13.8.0020 | REITA | RHLP | PSA_GT2_8155 | [XF]MT16, [UN]PSA_G6 | Original Not Confirmed
PSA | 13.8 | TOPOLOGY.REITA.RHLP.PSA.13.8.0021 | REITA | RHLP | PSA_GT1_8160 | [XF]MT01, [UN]PSA_G7 | Original Not Confirmed
PSA | 138 | TOPOLOGY.REITA.RHLP.PSA.138.138A | REITA | RHLP | PSARCO__138A | [CB]PSAF700_CB, [CB]PSAF800_CB, [CB]PSAF830_CB, [C | Original Not Confirmed
PSA | 138 | TOPOLOGY.REITA.RHLP.PSA.138.138B | REITA | RHLP | PSARCO__138Z | [CB]PSAF720_CB, [CB]PSAF820_CB, [CB]PSAF850_CB, [C | Original Not Confirmed
PSG | 18 | TOPOLOGY.REITA.RHLP.PSG.18.8370 | REITA | RHLP | PSG_GT3_8060 | [UN]PSG_GT2, [XF]XT2 | Original Not Confirmed
PSG | 18 | TOPOLOGY.REITA.RHLP.PSG.18.8380 | REITA | RHLP | PSG_GT2_8040 | [UN]PSG_GT3, [XF]XT3 | Original Not Confirmed
PSG | 18 | TOPOLOGY.REITA.RHLP.PSG.18.8390 | REITA | RHLP | PSG_GN2_8050 | [XF]MT2, [UN]PSG_ST1 | Original Not Confirmed
PWL | 138 | TOPOLOGY.REITA.RHLP.PWL.138.8030 | REITA | RHLP | POWELL__138U | [LD]PWL_L1, [DSC]PWLT1HS | Original Not Confirmed
QAB | 138 | TOPOLOGY.REITA.RHLP.QAB.138.8030 | REITA | RHLP | QUANAB__138U | [LD]QAB_L1, [DSC]QABT1HS | Original Not Confirmed
QAB | 138 | TOPOLOGY.REITA.RHLP.QAB.138.8035 | REITA | RHLP | QUANAB__138T | [LD]QAB_L2, [DSC]QABT2HS | Original Not Confirmed
QAB | 138 | TOPOLOGY.REITA.RHLP.QAB.138.8040 | REITA | RHLP | QUANAB__138S | [LD]QAB_L3, [DSC]QABT3HS | Original Not Confirmed
QAB | 138 | TOPOLOGY.REITA.RHLP.QAB.138.8050 | REITA | RHLP | QUANAB__138R | [LD]QAB_L4, [DSC]QABT4HS | Original Not Confirmed
QNM | 12.5 | TOPOLOGY.REITA.RHLP.QNM.12.5.8483 | REITA | RHLP | QNM_R_A | [UN]QNM_G1, [CB]UNSW_1_1_CB | No Original Name
QNM | 138 | TOPOLOGY.REITA.RHLP.QNM.138.8015 | REITA | RHLP | QUANUM__138V | [LD]QNM_L2, [DSC]QNMT2HS | Original Not Confirmed
QNM | 138 | TOPOLOGY.REITA.RHLP.QNM.138.8030 | REITA | RHLP | QUANUM__138U | [LD]QNM_L1, [DSC]QNMT1HS | Original Not Confirmed
QNT | 69 | TOPOLOGY.REITA.RHLP.QNT.69.0300 | REITA | RHLP | QNT_L_A | [DSC]T1HS, [LD]TR1 | New NodeKey
QNT | 69 | TOPOLOGY.REITA.RHLP.QNT.69.0400 | REITA | RHLP | QNT_L_B | [DSC]T2HS, [LD]TR2 | New NodeKey
RIC | 138 | TOPOLOGY.REITA.RHLP.RIC.138.138A | REITA | RHLP | RIWOOD__138A | [DSC]RIC3825, [CB]RICG260_CB, [CB]RICG270_CB | Original Not Confirmed
RIC | 138 | TOPOLOGY.REITA.RHLP.RIC.138.138B | REITA | RHLP | RIWOOD__138Z | [DSC]RIC2826, [CB]RICG260_CB, [CB]RICG280_CB | Original Not Confirmed
RIC | 138 | TOPOLOGY.REITA.RHLP.RIC.138.8030 | REITA | RHLP | RIWOOD__138U | [LD]RIC_L2, [DSC]RICT2HS | Original Not Confirmed
RIC | 138 | TOPOLOGY.REITA.RHLP.RIC.138.8035 | REITA | RHLP | RIWOOD__138T | [LD]RIC_L1, [DSC]RICT1HS | Original Not Confirmed
RIN | 138 | TOPOLOGY.REITA.RHLP.RIN.138.8025 | REITA | RHLP | CHORIN__138V | [LD]RIN_L1, [DSC]RINT1HS | Original Not Confirmed
RIN | 138 | TOPOLOGY.REITA.RHLP.RIN.138.8030 | REITA | RHLP | CHORIN__138U | [LD]RIN_L2, [DSC]RINT2HS | Original Not Confirmed
RNG | 138 | TOPOLOGY.REITA.RHLP.RNG.138.8015 | REITA | RHLP | STRANG__138X | [LD]RNG_LD3, [CB]RNGL740_CB, [CB]RNGL750_CB, [DSC] | Original Not Confirmed
RNG | 138 | TOPOLOGY.REITA.RHLP.RNG.138.8020 | REITA | RHLP | STRANG__138V | [LD]RNG_L1, [DSC]RNGT1HS | Original Not Confirmed
RNG | 138 | TOPOLOGY.REITA.RHLP.RNG.138.8030 | REITA | RHLP | STRANG__138U | [LD]RNG_L2, [DSC]RNGT2HS | Original Not Confirmed
ROL | 138 | TOPOLOGY.REITA.RHLP.ROL.138.138A | REITA | RHLP | ROLLEN__138A | [DSC]ROL3068, [CB]ROLR260_CB, [CB]ROLR270_CB | Original Not Confirmed
ROL | 138 | TOPOLOGY.REITA.RHLP.ROL.138.138B | REITA | RHLP | ROLLEN__138Z | [DSC]ROL4064, [CB]ROLR260_CB, [CB]ROLR280_CB | Original Not Confirmed
ROL | 138 | TOPOLOGY.REITA.RHLP.ROL.138.8030 | REITA | RHLP | ROLLEN__138U | [LD]ROL_L1, [DSC]ROLT1HS | Original Not Confirmed
ROL | 138 | TOPOLOGY.REITA.RHLP.ROL.138.8035 | REITA | RHLP | ROLLEN__138T | [LD]ROL_L2, [DSC]ROLT2HS | Original Not Confirmed
SCW | 138 | TOPOLOGY.REITA.RHLP.SCW.138.138X | REITA | RHLP | SEAWAY__8005 | [LN]_GLSCW01, [LD]SCW_L2, [DSC]SCW2019 | Original Not Confirmed
SCW | 138 | TOPOLOGY.REITA.RHLP.SCW.138.138Y | REITA | RHLP | SEAWAL63138X | [LN]_GLSCW63, [LD]SCW_L3, [DSC]SCW9639 | Original Not Confirmed
SEP | 138 | TOPOLOGY.REITA.RHLP.SEP.138.0013 | REITA | RHLP | SEPTON__801X | [CB]T1H0, [LD]TR1 | Original Not Confirmed
SHR | 138 | TOPOLOGY.REITA.RHLP.SHR.138.8500 | REITA | RHLP | SHORE___138W | [CB]E190_CB, [LD]TR1 | Original Not Confirmed
SHR | 138 | TOPOLOGY.REITA.RHLP.SHR.138.8501 | REITA | RHLP | SHORE___138V | [CB]E210_CB, [LD]TR2 | Original Not Confirmed
SIE | 138 | TOPOLOGY.REITA.RHLP.SIE.138.0008 | REITA | RHLP | SIENNA05802X | [DSC]T2HS, [LD]TR2 | Original Not Confirmed
SIE | 138 | TOPOLOGY.REITA.RHLP.SIE.138.0009 | REITA | RHLP | SIENNA05802W | [DSC]T1HS, [LD]TR1 | Original Not Confirmed
SIM | 69 | TOPOLOGY.REITA.RHLP.SIM.69.9035 | REITA | RHLP | SIMSON__69XU | [LD]SIM_L2, [DSC]SIMT2HS | Original Not Confirmed
SIM | 69 | TOPOLOGY.REITA.RHLP.SIM.69.9050 | REITA | RHLP | SIMSON__69XT | [LD]SIM_L1, [DSC]SIMT1HS | Original Not Confirmed
SIM | 69 | TOPOLOGY.REITA.RHLP.SIM.69.M69X | REITA | RHLP | SIMSON__69XX | [CB]SIMK080_CB, [CB]SIMK090_CB, [DSC]SIMT2HS | Original Not Confirmed
SJS | 12.5 | TOPOLOGY.REITA.RHLP.SJS.12.5.1000 | REITA | RHLP | SJS_GT2_GT2 | [UN]SJS_G2, [CB]SJSG200_CB | Original Not Confirmed
SJS | 12.5 | TOPOLOGY.REITA.RHLP.SJS.12.5.1015 | REITA | RHLP | SJS_GT1_GT1 | [UN]SJS_G1, [CB]SJSG100_CB | Original Not Confirmed
SLV | 138 | TOPOLOGY.REITA.RHLP.SLV.138.8025 | REITA | RHLP | SYLVAN__800X | [LD]SLV_L2, [DSC]SLVT2HS | Original Not Confirmed
SO | 138 | TOPOLOGY.REITA.RHLP.SO.138.2005 | REITA | RHLP | SO_L_A | [DSC]T3HS, [LD]TR3 | New NodeKey
SO | 138 | TOPOLOGY.REITA.RHLP.SO.138.9620 | REITA | RHLP | SOWYCK__800W | [DSC]T1HS, [LD]TR1_L1 | Original Not Confirmed
SO | 138 | TOPOLOGY.REITA.RHLP.SO.138.9622 | REITA | RHLP | SOWYCK__800V | [DSC]T2HS, [LD]TR2_L2 | Original Not Confirmed
SOE | 138 | TOPOLOGY.REITA.RHLP.SOE.138.8025 | REITA | RHLP | SOUTH___138W | [LD]SOE_L1, [DSC]SOET1HS | Original Not Confirmed
SOE | 138 | TOPOLOGY.REITA.RHLP.SOE.138.8030 | REITA | RHLP | SOUTH___138V | [LD]SOE_L2, [DSC]SOET2HS | Original Not Confirmed
SOL | 138 | TOPOLOGY.REITA.RHLP.SOL.138.8020 | REITA | RHLP | SOLMER__138X | [LD]SOL_LD1, [CB]SOLE830_CB, [CB]SOLE840_CB, [DSC] | Original Not Confirmed
SOL | 138 | TOPOLOGY.REITA.RHLP.SOL.138.8030 | REITA | RHLP | SOLMER__138U | [LD]SOL_L2, [LD]SOL_LD2, [DSC]SOLT2HS | Original Not Confirmed
SOL | 138 | TOPOLOGY.REITA.RHLP.SOL.138.8035 | REITA | RHLP | SOLMER__138T | [LD]SOL_L1, [DSC]SOLT1HS | Original Not Confirmed
SOL | 138 | TOPOLOGY.REITA.RHLP.SOL.138.8040 | REITA | RHLP | SOLMER__138S | [LD]SOL_L4, [DSC]SOLT4HS | Original Not Confirmed
SOL | 138 | TOPOLOGY.REITA.RHLP.SOL.138.8045 | REITA | RHLP | SOLMER__138R | [LD]SOL_L3, [DSC]SOLT3HS | Original Not Confirmed
SRB | 13.2 | TOPOLOGY.REITA.RHLP.SRB.13.2.GT1B | REITA | RHLP | SRB_R_A | [CB]SRB630B_CB, [UN]SRBGT_1 | No Original Name
SRB | 13.2 | TOPOLOGY.REITA.RHLP.SRB.13.2.GT2B | REITA | RHLP | SRB_R_B | [CB]SRB615B_CB, [UN]SRBGT_2 | No Original Name
SRB | 138 | TOPOLOGY.REITA.RHLP.SRB.138.138A | REITA | RHLP | S_R_B___138C | [DSC]P952, [CB]SRBD200_CB, [CB]SRBD900_CB, [CB]SRB | Original Not Confirmed
SRB | 138 | TOPOLOGY.REITA.RHLP.SRB.138.138B | REITA | RHLP | S_R_B___138A | [CB]SRBD250_CB, [CB]SRBD270_CB, [CB]SRBP760_CB, [C | Original Not Confirmed
SRB | 138 | TOPOLOGY.REITA.RHLP.SRB.138.138C | REITA | RHLP | S_R_B___138Z | [CB]SRBP080_CB, [CB]SRBP160_CB, [CB]SRBP170_CB | Original Not Confirmed
SRB | 138 | TOPOLOGY.REITA.RHLP.SRB.138.138D | REITA | RHLP | S_R_B___138Y | [CB]SRBP030_CB, [CB]SRBP680_CB, [CB]SRBP690_CB | Original Not Confirmed
SRB | 16.5 | TOPOLOGY.REITA.RHLP.SRB.16.5.SRB3 | REITA | RHLP | SRB_GN4_4 | [UN]SRB_G3, [XF]SRBMT3_ | Original Not Confirmed
SRB | 16.5 | TOPOLOGY.REITA.RHLP.SRB.16.5.SRB4 | REITA | RHLP | SRB_GN3_3 | [UN]SRB_G4, [XF]SRBMT4_ | Original Not Confirmed
SRB | 20 | TOPOLOGY.REITA.RHLP.SRB.20.SRB1 | REITA | RHLP | SRB_GN2_2 | [UN]SRB_G1, [XF]SRBMT1_ | Original Not Confirmed
SRB | 20 | TOPOLOGY.REITA.RHLP.SRB.20.SRB2 | REITA | RHLP | SRB_GN1_1 | [UN]SRB_G2, [XF]SRBMT2_ | Original Not Confirmed
SRB | 69 | TOPOLOGY.REITA.RHLP.SRB.69.B69A | REITA | RHLP | S_R_B___69BT | [CB]SRBP110_CB, [CB]SRBP600_CB, [CB]SRBS160_CB | Original Not Confirmed
SRB | 69 | TOPOLOGY.REITA.RHLP.SRB.69.B69B | REITA | RHLP | S_R_B___69BS | [CB]SRBP210_CB, [CB]SRBP960_CB, [CB]SRBS230_CB | Original Not Confirmed
SRB | 69 | TOPOLOGY.REITA.RHLP.SRB.69.B69C | REITA | RHLP | S_R_B___69B | [CB]SRB7550_CB, [CB]SRBN230_CB, [CB]SRBP200_CB, [C | Original Not Confirmed
SRB | 69 | TOPOLOGY.REITA.RHLP.SRB.69.B69D | REITA | RHLP | S_R_B___69A | [CB]SRB0550_CB, [CB]SRBN160_CB, [CB]SRBP100_CB, [C | Original Not Confirmed
SRF | 69 | TOPOLOGY.REITA.RHLP.SRF.69.9040 | REITA | RHLP | SURFSI__69XU | [LD]SRF_L2, [DSC]SRFT2HS | Original Not Confirmed
SRF | 69 | TOPOLOGY.REITA.RHLP.SRF.69.9045 | REITA | RHLP | SURFSI__69XT | [LD]SRF_L1A, [DSC]SRFT1AH | Original Not Confirmed
SRF | 69 | TOPOLOGY.REITA.RHLP.SRF.69.9050 | REITA | RHLP | SURFSI__69XS | [LD]SRF_L1B, [DSC]SRFT1BH | Original Not Confirmed
STA | 138 | TOPOLOGY.REITA.RHLP.STA.138.138A | REITA | RHLP | STATE___138Z | [DSC]STA1216, [CB]STAF660_CB, [CB]STAF670_CB | Original Not Confirmed
STA | 138 | TOPOLOGY.REITA.RHLP.STA.138.138B | REITA | RHLP | STATE___138Y | [DSC]STA2214, [CB]STAF660_CB, [CB]STAF690_CB | Original Not Confirmed
STA | 138 | TOPOLOGY.REITA.RHLP.STA.138.8030 | REITA | RHLP | STATE___138A | [LD]STA_LD2, [LD]STA_LD3, [CB]STAF680_CB, [CB]STAF | Original Not Confirmed
STA | 138 | TOPOLOGY.REITA.RHLP.STA.138.8035 | REITA | RHLP | STATE___138U | [LD]STA_L2, [DSC]T2HS | Original Not Confirmed
STA | 138 | TOPOLOGY.REITA.RHLP.STA.138.8040 | REITA | RHLP | STATE___138T | [LD]STA_L1, [DSC]T1HS | Original Not Confirmed
STF | 138 | TOPOLOGY.REITA.RHLP.STF.138.0005 | REITA | RHLP | STF_L_A | [DSC]T6HS, [LD]TR6 | New NodeKey
STF | 138 | TOPOLOGY.REITA.RHLP.STF.138.0006 | REITA | RHLP | STF_L_B | [DSC]T7HS, [LD]TR7 | New NodeKey
STF | 138 | TOPOLOGY.REITA.RHLP.STF.138.8010 | REITA | RHLP | STAFRD05800X | [LD]STF_L2, [DSC]STFT4HS | Original Not Confirmed
STF | 138 | TOPOLOGY.REITA.RHLP.STF.138.8020 | REITA | RHLP | STAFRD05800W | [LD]STF_L1, [DSC]STFT3HS | Original Not Confirmed
STP | 25 | TOPOLOGY.REITA.RHLP.STP.25.STP1 | REITA | RHLP | STP_GN2___2Z | [UN]STP_G1, [CB]STPG010_CB | Original Not Confirmed
STP | 25 | TOPOLOGY.REITA.RHLP.STP.25.STP2 | REITA | RHLP | STP_GN2___2Y | [UN]STP_G2, [CB]STPG020_CB | Original Not Confirmed
STP | 345 | TOPOLOGY.REITA.RHLP.STP.345.0002 | REITA | RHLP | STP_L_A | [DSC]S014, [LD]ST1 | New NodeKey
STP | 345 | TOPOLOGY.REITA.RHLP.STP.345.0004 | REITA | RHLP | STP_L_B | [DSC]S024, [LD]ST2 | New NodeKey
STP | 345 | TOPOLOGY.REITA.RHLP.STP.345.345A | REITA | RHLP | SO_TEX__345A | [DSC]S014, [DSC]STPRT10, [CB]STPY500_CB, [CB]STPY5 | Original Not Confirmed
STP | 345 | TOPOLOGY.REITA.RHLP.STP.345.345B | REITA | RHLP | SO_TEX__345Z | [DSC]S024, [DSC]STPRT20, [CB]STPY520_CB, [CB]STPY5 | Original Not Confirmed
STP | 345 | TOPOLOGY.REITA.RHLP.STP.345.TIME | REITA | RHLP | SO_TEX__345K | [DSC]STP8646, [CB]STPY600_CB, [CB]STPY610_CB | Original Not Confirmed
STR | 138 | TOPOLOGY.REITA.RHLP.STR.138.8040 | REITA | RHLP | STRATT__138W | [LD]STR_L1, [DSC]STRT1HS | Original Not Confirmed
STR | 138 | TOPOLOGY.REITA.RHLP.STR.138.8045 | REITA | RHLP | STRATT__138V | [LD]STR_L2, [DSC]STRT2HS | Original Not Confirmed
STW | 138 | TOPOLOGY.REITA.RHLP.STW.138.138A | REITA | RHLP | STEWRT__138A | [CB]R360, [CB]R390, [DSC]STW5637, [DSC]STWT1HS | Original Not Confirmed
STW | 138 | TOPOLOGY.REITA.RHLP.STW.138.138B | REITA | RHLP | STEWRT__138X | [DSC]6636, [CB]R370, [CB]R380 | Original Not Confirmed
STW | 138 | TOPOLOGY.REITA.RHLP.STW.138.8015 | REITA | RHLP | STEWRT__138U | [LD]STW_L2, [DSC]STWT2HS | Original Not Confirmed
STW | 138 | TOPOLOGY.REITA.RHLP.STW.138.8020 | REITA | RHLP | STEWRT__138T | [LD]STW_L1, [DSC]STWT1HS | Original Not Confirmed
TGF | 11.5 | TOPOLOGY.REITA.RHLP.TGF.11.5.8040 | REITA | RHLP | TGF_R_A | [UN]TGFGT_2, [XF]XT3 | No Original Name
TGF | 13.8 | TOPOLOGY.REITA.RHLP.TGF.13.8.8005 | REITA | RHLP | TGF_GT1_800Z | [UN]TGFGT_1, [CB]TGFL010_CB | Original Not Confirmed
THW | 13.2 | TOPOLOGY.REITA.RHLP.THW.13.2.GT1B | REITA | RHLP | THW_R_A | [UN]THWGT_1, [CB]THWL015_CB | No Original Name
THW | 13.8 | TOPOLOGY.REITA.RHLP.THW.13.8.T31B | REITA | RHLP | THW_5556U | [CB]THWGB31_CB, [UN]THWGT31 | Original Not Confirmed
THW | 13.8 | TOPOLOGY.REITA.RHLP.THW.13.8.T32B | REITA | RHLP | THW_5556T | [CB]THWGB32_CB, [UN]THWGT32 | Original Not Confirmed
THW | 13.8 | TOPOLOGY.REITA.RHLP.THW.13.8.T33B | REITA | RHLP | THW_5556S | [CB]THWGB33_CB, [UN]THWGT33 | Original Not Confirmed
THW | 13.8 | TOPOLOGY.REITA.RHLP.THW.13.8.T34B | REITA | RHLP | THW_5556R | [CB]THWGB34_CB, [UN]THWGT34 | Original Not Confirmed
THW | 13.8 | TOPOLOGY.REITA.RHLP.THW.13.8.T41B | REITA | RHLP | THW_5556Q | [CB]THWGB41_CB, [UN]THWGT41 | Original Not Confirmed
THW | 13.8 | TOPOLOGY.REITA.RHLP.THW.13.8.T42B | REITA | RHLP | THW_5556P | [CB]THWGB42_CB, [UN]THWGT42 | Original Not Confirmed
THW | 13.8 | TOPOLOGY.REITA.RHLP.THW.13.8.T43B | REITA | RHLP | THW_5556O | [CB]THWGB43_CB, [UN]THWGT43 | Original Not Confirmed
THW | 13.8 | TOPOLOGY.REITA.RHLP.THW.13.8.T44B | REITA | RHLP | THW_5556N | [CB]THWGB44_CB, [UN]THWGT44 | Original Not Confirmed
THW | 13.8 | TOPOLOGY.REITA.RHLP.THW.13.8.T51B | REITA | RHLP | THW_5556M | [CB]THWGB51_CB, [UN]THWGT51 | Original Not Confirmed
THW | 13.8 | TOPOLOGY.REITA.RHLP.THW.13.8.T52B | REITA | RHLP | THW_5556L | [CB]THWGB52_CB, [UN]THWGT52 | Original Not Confirmed
THW | 13.8 | TOPOLOGY.REITA.RHLP.THW.13.8.T53B | REITA | RHLP | THW_5556K | [CB]THWGB53_CB, [UN]THWGT53 | Original Not Confirmed
THW | 13.8 | TOPOLOGY.REITA.RHLP.THW.13.8.T54B | REITA | RHLP | THW_5556J | [CB]THWGB54_CB, [UN]THWGT54 | Original Not Confirmed
THW | 13.8 | TOPOLOGY.REITA.RHLP.THW.13.8.T55B | REITA | RHLP | THW_5556I | [CB]THWGB55_CB, [UN]THWGT55 | Original Not Confirmed
THW | 13.8 | TOPOLOGY.REITA.RHLP.THW.13.8.T56B | REITA | RHLP | THW_5556H | [CB]THWGB56_CB, [UN]THWGT56 | Original Not Confirmed
THW | 13.8 | TOPOLOGY.REITA.RHLP.THW.13.8.WST3 | REITA | RHLP | THW_5556G | [XF]THWMT3_, [UN]THWST_3 | Original Not Confirmed
THW | 13.8 | TOPOLOGY.REITA.RHLP.THW.13.8.WST4 | REITA | RHLP | THW_5556F | [XF]THWMT4_, [UN]THWST_4 | Original Not Confirmed
THW | 138 | TOPOLOGY.REITA.RHLP.THW.138.0010 | REITA | RHLP | T_H_W___138K | [LD]THW_L3, [DSC]THWT7HS | Original Not Confirmed
THW | 138 | TOPOLOGY.REITA.RHLP.THW.138.0013 | REITA | RHLP | T_H_W___138J | [LD]THW_L2, [DSC]THWT6HS | Original Not Confirmed
THW | 138 | TOPOLOGY.REITA.RHLP.THW.138.0014 | REITA | RHLP | T_H_W___138I | [LD]THW_L1, [DSC]THWT5HS | Original Not Confirmed
THW | 138 | TOPOLOGY.REITA.RHLP.THW.138.138A | REITA | RHLP | T_H_W95_8265 | [CB]THWCB_10_CB, [CB]THWH160_CB, [CB]THWH190_CB, [ | Original Not Confirmed
THW | 138 | TOPOLOGY.REITA.RHLP.THW.138.138C | REITA | RHLP | T_H_W81_8090 | [CB]H260_CB, [CB]THWH140_CB, [DSC]THWH181, [CB]THW | Original Not Confirmed
THW | 138 | TOPOLOGY.REITA.RHLP.THW.138.138E | REITA | RHLP | T_H_W___138U | [CB]THWH040_CB, [CB]THWH070_CB, [CB]THWH220_CB | Original Not Confirmed
THW | 138 | TOPOLOGY.REITA.RHLP.THW.138.138G | REITA | RHLP | T_H_W___138E | [CB]H260_CB, [CB]THWCB_20_CB, [CB]THWH020_CB, [CB] | Original Not Confirmed
THW | 23 | TOPOLOGY.REITA.RHLP.THW.23.W23A | REITA | RHLP | THW_L_D | [LD]THW_L4, [DSC]THWVR13 | No Original Name
THW | 23 | TOPOLOGY.REITA.RHLP.THW.23.W23C | REITA | RHLP | THW_L_E | [LD]THW_L5, [DSC]THWVR33 | No Original Name
THW | 345 | TOPOLOGY.REITA.RHLP.THW.345.345B | REITA | RHLP | T_H_W___345Z | [DSC]THWB125, [CB]THWH110_CB, [CB]THWH120_CB, [CB] | Original Not Confirmed
THW | 345 | TOPOLOGY.REITA.RHLP.THW.345.345D | REITA | RHLP | T_H_W___345Y | [DSC]THWH105, [CB]THWH130_CB, [CB]THWH290_CB, [CB] | Original Not Confirmed
THW | 69 | TOPOLOGY.REITA.RHLP.THW.69.9025 | REITA | RHLP | T_H_W___69BX | [LD]THW_L6, [DSC]THWK776 | Original Not Confirmed
TID | 138 | TOPOLOGY.REITA.RHLP.TID.138.0001 | REITA | RHLP | TIDAL___138W | [LD]TID_L1, [DSC]TIDW779_DSC | Original Not Confirmed
TID | 138 | TOPOLOGY.REITA.RHLP.TID.138.0004 | REITA | RHLP | TIDAL___138V | [LD]TID_L2, [DSC]TIDW769_DSC | Original Not Confirmed
TID | 138 | TOPOLOGY.REITA.RHLP.TID.138.138A | REITA | RHLP | TIDAL___138A | [DSC]TID5066, [CB]TIDW700_CB, [CB]TIDW780_CB | Original Not Confirmed
TID | 138 | TOPOLOGY.REITA.RHLP.TID.138.138B | REITA | RHLP | TIDAL___138Z | [DSC]TID6066, [CB]TIDW700_CB, [CB]TIDW710_CB | Original Not Confirmed
TIK | 138 | TOPOLOGY.REITA.RHLP.TIK.138.9040 | REITA | RHLP | TIKIS___800Y | [LD]LD1, [DSC]M1HS | Original Not Confirmed
TKR | 138 | TOPOLOGY.REITA.RHLP.TKR.138.138A | REITA | RHLP | TUCKER__138A | [DSC]TKR4068, [CB]TKRG900_CB, [CB]TKRG910_CB | Original Not Confirmed
TKR | 138 | TOPOLOGY.REITA.RHLP.TKR.138.138B | REITA | RHLP | TUCKER__138Z | [DSC]TKR5068, [CB]TKRG900_CB, [CB]TKRG920_CB | Original Not Confirmed
TKR | 138 | TOPOLOGY.REITA.RHLP.TKR.138.8030 | REITA | RHLP | TUCKER__138V | [LD]TKR_L2, [DSC]TKRT2HS | Original Not Confirmed
TKR | 138 | TOPOLOGY.REITA.RHLP.TKR.138.8035 | REITA | RHLP | TUCKER__138U | [LD]TKR_L1, [DSC]TKRT1HS | Original Not Confirmed
TLR | 138 | TOPOLOGY.REITA.RHLP.TLR.138.0004 | REITA | RHLP | TAYLOR__801Y | [CB]T1H0_CB, [LD]TLR_L1 | Original Not Confirmed
TML | 138 | TOPOLOGY.REITA.RHLP.TML.138.0004 | REITA | RHLP | TRMNAL__138W | [LD]LOAD_2, [DSC]T2HS | Original Not Confirmed
TML | 138 | TOPOLOGY.REITA.RHLP.TML.138.0008 | REITA | RHLP | TRMNAL__138V | [LD]LOAD_1, [DSC]T1HS | Original Not Confirmed
TRI | 138 | TOPOLOGY.REITA.RHLP.TRI.138.8030 | REITA | RHLP | TRIBAY__138Y | [LD]TRI_L1, [CB]TRIA070_CB | Original Not Confirmed
TRN | 138 | TOPOLOGY.REITA.RHLP.TRN.138.0003 | REITA | RHLP | TRINTY__138A | [DSC]PS1, [DSC]T1HS, [LD]TR1 | Original Not Confirmed
TRN | 138 | TOPOLOGY.REITA.RHLP.TRN.138.0004 | REITA | RHLP | TRINTY__138Z | [DSC]PS2, [DSC]T2HS, [LD]TR2 | Original Not Confirmed
TRN | 138 | TOPOLOGY.REITA.RHLP.TRN.138.0005 | REITA | RHLP | TRINTY__138Y | [UN]DG1, [DSC]PS1, [DSC]PS2 | Original Not Confirmed
TRV | 138 | TOPOLOGY.REITA.RHLP.TRV.138.8025 | REITA | RHLP | TRAVIS__138T | [LD]TRV_L2, [DSC]TRVT2HS | Original Not Confirmed
TRV | 138 | TOPOLOGY.REITA.RHLP.TRV.138.8030 | REITA | RHLP | TRAVIS__138S | [LD]TRV_L1, [DSC]TRVT1HS | Original Not Confirmed
TRV | 138 | TOPOLOGY.REITA.RHLP.TRV.138.8045 | REITA | RHLP | TRAVIS__138R | [LD]TRV_L3, [DSC]TRVT23H | Original Not Confirmed
TRV | 138 | TOPOLOGY.REITA.RHLP.TRV.138.8050 | REITA | RHLP | TRAVIS__138Q | [LD]TRV_L4, [DSC]TRVT24H | Original Not Confirmed
TWG | 138 | TOPOLOGY.REITA.RHLP.TWG.138.8025 | REITA | RHLP | TRSWIG__138W | [LD]TWG_L1, [DSC]TWGT1HS | Original Not Confirmed
TWG | 138 | TOPOLOGY.REITA.RHLP.TWG.138.8030 | REITA | RHLP | TRSWIG__138V | [LD]TWG_L2, [DSC]TWGT2HS | Original Not Confirmed
VET | 138 | TOPOLOGY.REITA.RHLP.VET.138.0001 | REITA | RHLP | VETRAN678020 | [CB]T1H0, [LD]TR1 | Original Not Confirmed
WAP | 13.2 | TOPOLOGY.REITA.RHLP.WAP.13.2.GT1B | REITA | RHLP | WAP_R_A | [UN]WAPGT_1, [CB]WAPL040_CB | No Original Name
WAP | 138 | TOPOLOGY.REITA.RHLP.WAP.138.0005 | REITA | RHLP | W_A_P___138F | [DSC]WAPB704, [LD]WAPL7B | Original Not Confirmed
WAP | 138 | TOPOLOGY.REITA.RHLP.WAP.138.0008 | REITA | RHLP | W_A_P___138E | [CB]WAPB600_CB, [LD]WAPLA | Original Not Confirmed
WAP | 138 | TOPOLOGY.REITA.RHLP.WAP.138.0009 | REITA | RHLP | W_A_P___138D | [CB]WAPB700_CB, [LD]WAPLB | Original Not Confirmed
WAP | 138 | TOPOLOGY.REITA.RHLP.WAP.138.0015 | REITA | RHLP | W_A_P___138C | [LD]WAPLC, [CB]WAPP200_CB | Original Not Confirmed
WAP | 138 | TOPOLOGY.REITA.RHLP.WAP.138.138A | REITA | RHLP | W_A_P___138Z | [CB]WAPA010_CB, [CB]WAPA020_CB, [CB]WAPA030_CB, [D | Original Not Confirmed
WAP | 138 | TOPOLOGY.REITA.RHLP.WAP.138.138B | REITA | RHLP | W_A_P___138A | [DSC]WAPB605, [CB]WAPH320_CB, [DSC]WAPL011, [CB]WA | Original Not Confirmed
WAP | 138 | TOPOLOGY.REITA.RHLP.WAP.138.138C | REITA | RHLP | W_A_P___138Y | [DSC]WAPB707, [CB]WAPH210_CB, [CB]WAPH240_CB, [CB] | Original Not Confirmed
WAP | 138 | TOPOLOGY.REITA.RHLP.WAP.138.138D | REITA | RHLP | W_A_P___138X | [CB]WAPA040_CB, [CB]WAPA050_CB, [CB]WAPA060_CB, [C | Original Not Confirmed
WAP | 138 | TOPOLOGY.REITA.RHLP.WAP.138.8145 | REITA | RHLP | W_A_P___1380 | [DSC]WAPB705, [LD]WAPL7A | Original Not Confirmed
WAP | 138 | TOPOLOGY.REITA.RHLP.WAP.138.8151 | REITA | RHLP | W_A_P___138/ | [DSC]WAPB509, [LD]WAPL5 | Original Not Confirmed
WAP | 20 | TOPOLOGY.REITA.RHLP.WAP.20.WAP1 | REITA | RHLP | WAP_GN8_8 | [UN]WAP_G1, [XF]WAPMT1_ | Original Not Confirmed
WAP | 20 | TOPOLOGY.REITA.RHLP.WAP.20.WAP2 | REITA | RHLP | WAP_GN7_7 | [UN]WAP_G2, [XF]WAPMT2_ | Original Not Confirmed
WAP | 20 | TOPOLOGY.REITA.RHLP.WAP.20.WAP5 | REITA | RHLP | WAP_GN6_6 | [UN]WAP_G5, [XF]WAPMT5_ | Original Not Confirmed
WAP | 20 | TOPOLOGY.REITA.RHLP.WAP.20.WAP6 | REITA | RHLP | WAP_GN5_5 | [UN]WAP_G6, [XF]WAPMT6_ | Original Not Confirmed
WAP | 20 | TOPOLOGY.REITA.RHLP.WAP.20.WAP7 | REITA | RHLP | WAP_GN2_2 | [UN]WAP_G7, [XF]WAPMT7_ | Original Not Confirmed
WAP | 20 | TOPOLOGY.REITA.RHLP.WAP.20.WAP8 | REITA | RHLP | WAP_GN1_1 | [UN]WAP_G8, [XF]WAPMT8_ | Original Not Confirmed
WAP | 22 | TOPOLOGY.REITA.RHLP.WAP.22.WAP4 | REITA | RHLP | WAP_GN4_4 | [UN]WAP_G4, [XF]WAPMT4_ | Original Not Confirmed
WAP | 24 | TOPOLOGY.REITA.RHLP.WAP.24.WAP3 | REITA | RHLP | WAP_GN3_3 | [UN]WAP_G3, [XF]WAPMT3_ | Original Not Confirmed
WAP | 345 | TOPOLOGY.REITA.RHLP.WAP.345.345A | REITA | RHLP | W_A_P___345A | [CB]C730, [CB]WAPA200_CB, [CB]WAPA230_CB, [CB]WAPA | Original Not Confirmed
WAP | 345 | TOPOLOGY.REITA.RHLP.WAP.345.345B | REITA | RHLP | W_A_P___345Z | [CB]WAPA220_CB, [CB]WAPA250_CB, [CB]WAPA280_CB, [C | Original Not Confirmed
WAS | 138 | TOPOLOGY.REITA.RHLP.WAS.138.138B | REITA | RHLP | WABURN__138B | [DSC]WAS4847, [DSC]WASF502, [CB]WASF520_CB | Original Not Confirmed
WAS | 138 | TOPOLOGY.REITA.RHLP.WAS.138.8025 | REITA | RHLP | WABURN__138Y | [LD]TR2, [DSC]WAST2HS | Original Not Confirmed
WBY | 138 | TOPOLOGY.REITA.RHLP.WBY.138.0101 | REITA | RHLP | WBY_L_A | [DSC]T1HS, [LD]TR1 | New NodeKey
WBY | 138 | TOPOLOGY.REITA.RHLP.WBY.138.0110 | REITA | RHLP | WBY_L_B | [DSC]T2HS, [LD]TR2 | New NodeKey
WEB | 138 | TOPOLOGY.REITA.RHLP.WEB.138.138D | REITA | RHLP | WEBSTR__138D | [CB]WEBD560_CB, [CB]WEBD570_CB, [CB]WEBD590_CB, [C | Confirmed
WEB | 138 | TOPOLOGY.REITA.RHLP.WEB.138.8085 | REITA | RHLP | CWEBSTR_808K | [LD]WEB_L2, [DSC]WEBT2HS | Original Not Confirmed
WEB | 138 | TOPOLOGY.REITA.RHLP.WEB.138.8095 | REITA | RHLP | CWEBSTR_808J | [LD]WEB_L1, [DSC]WEBT1HS | Original Not Confirmed
WEB | 138 | TOPOLOGY.REITA.RHLP.WEB.138.8115 | REITA | RHLP | CWEBSTR_808I | [LD]WEB_L3, [DSC]WEBT3HS | Original Not Confirmed
WEB | 69 | TOPOLOGY.REITA.RHLP.WEB.69.B69A | REITA | RHLP | WEBSTR__69AZ | [DSC]P131, [DSC]WEB2136, [CB]WEBP010_CB | Original Not Confirmed
WLO | 138 | TOPOLOGY.REITA.RHLP.WLO.138.0006 | REITA | RHLP | WLO_L_A | [DSC]T3HS, [LD]WLO_L3 | New NodeKey
WLO | 138 | TOPOLOGY.REITA.RHLP.WLO.138.0008 | REITA | RHLP | WLO_L_B | [DSC]T4HS, [LD]WLO_L4 | New NodeKey
WLO | 138 | TOPOLOGY.REITA.RHLP.WLO.138.138A | REITA | RHLP | WILLOW__8010 | [DSC]WLO7819, [CB]WLOC640_CB, [CB]WLOC650_CB | Original Not Confirmed
WLO | 138 | TOPOLOGY.REITA.RHLP.WLO.138.138B | REITA | RHLP | WILLOW__801Z | [DSC]WLO7818, [CB]WLOC640_CB, [CB]WLOC660_CB | Original Not Confirmed
WLO | 138 | TOPOLOGY.REITA.RHLP.WLO.138.8035 | REITA | RHLP | WILLOW__801U | [LD]WLO_L1, [DSC]WLOT1HS | Original Not Confirmed
WLO | 138 | TOPOLOGY.REITA.RHLP.WLO.138.8040 | REITA | RHLP | WILLOW__801T | [LD]WLO_L2, [DSC]WLOT2HS | Original Not Confirmed
WRN | 138 | TOPOLOGY.REITA.RHLP.WRN.138.138B | REITA | RHLP | WARVUE__138A | [DSC]WRN2846, [CB]WRNW100_CB, [CB]WRNW120_CB | Original Not Confirmed
WRN | 138 | TOPOLOGY.REITA.RHLP.WRN.138.8030 | REITA | RHLP | WARVUE__138U | [LD]WRN_L2, [DSC]WRNT2HS | Original Not Confirmed
WRN | 138 | TOPOLOGY.REITA.RHLP.WRN.138.8040 | REITA | RHLP | WARVUE__138T | [LD]WRN_L1, [DSC]WRNT1HS | Original Not Confirmed
ALOES | 69 | TOPOLOGY.STECA.STEC.ALOES.69.1799 | STECA | STEC | ALOESUB9V | [LD]ALOES_1A, [DSC]DSW_271 | Original Not Confirmed
AMISTAD | 13.8 | TOPOLOGY.STECA.STEC.AMISTAD.13.8.G1L | STECA | STEC | AMISTADHYD2Z | [CB]52-G1, [UN]AMISTAG1 | Original Not Confirmed
AMISTAD | 13.8 | TOPOLOGY.STECA.STEC.AMISTAD.13.8.G2L | STECA | STEC | AMISTADHYD2Y | [CB]52-G2, [UN]AMISTAG2 | Original Not Confirmed
AMISTAD | 138 | TOPOLOGY.STECA.STEC.AMISTAD.138.1382 | STECA | STEC | AMISTAD_L_A | [LD]1, [DSC]DSW_1453 | No Original Name
AMISTAD | 138 | TOPOLOGY.STECA.STEC.AMISTAD.138.G138 | STECA | STEC | AMISTAD_V_A | [DSC]DSW_89_T1, [DSC]DSW_89_T2, [DSC]DSW_9636 | No Original Name
BADER | 69 | TOPOLOGY.STECA.STEC.BADER.69.BB1 | STECA | STEC | BADERSUB9Y | [DSC]DSW_1046, [DSC]DSW_1072, [LD]LD1 | Original Not Confirmed
BAYCTYS | 69 | TOPOLOGY.STECA.STEC.BAYCTYS.69.1650 | STECA | STEC | BAYCITYSUB9Y | [LD]BAYCT_1, [DSC]DSW_370, [DSC]DSW_371 | Original Not Confirmed
BEEVLES | 69 | TOPOLOGY.STECA.STEC.BEEVLES.69.1971 | STECA | STEC | BEEVILLESUBX | [LD]BEEVL_1, [DSC]DSW_711 | Original Not Confirmed
BENBOLT | 69 | TOPOLOGY.STECA.STEC.BENBOLT.69.0300 | STECA | STEC | BENBOLT_L_A | [LD]BENBOLT-1, [DSC]DSW_601 | New NodeKey
BEPRISS | 69 | TOPOLOGY.STECA.STEC.BEPRISS.69.1966 | STECA | STEC | BEEPRISONSBX | [LD]BEPRI_1, [DSC]DSW_151 | Original Not Confirmed
BIGFOTS | 69 | TOPOLOGY.STECA.STEC.BIGFOTS.69.2293 | STECA | STEC | BIGFOOTSUB9X | [LD]BIGFO_1, [DSC]DSW_5201 | Original Not Confirmed
BIGWELS | 69 | TOPOLOGY.STECA.STEC.BIGWELS.69.2334 | STECA | STEC | BIGWELLSSUBY | [LD]BIGWE_1, [DSC]DSW_6801 | Original Not Confirmed
BONNIES | 69 | TOPOLOGY.STECA.STEC.BONNIES.69.1823 | STECA | STEC | BONNEVIEWSBW | [LD]BONNI_1A, [DSC]DSW_491 | Original Not Confirmed
BRUNDGS | 69 | TOPOLOGY.STECA.STEC.BRUNDGS.69.2339 | STECA | STEC | BRUNDAGESUBX | [LD]BRUND_1, [CB]X_LD_CB | Original Not Confirmed
BRUNI | 69 | TOPOLOGY.STECA.STEC.BRUNI.69.2368 | STECA | STEC | BRUNISUB9X | [LD]BRUNI_1, [DSC]X_LD | Original Not Confirmed
CALALS | 69 | TOPOLOGY.STECA.STEC.CALALS.69.0001 | STECA | STEC | CALALLENSUBY | [DSC]225, [DSC]329, [LD]CALAL_1 | Original Not Confirmed
CALALS | 69 | TOPOLOGY.STECA.STEC.CALALS.69.0018 | STECA | STEC | CALALLENSUBT | [DSC]439, [DSC]529, [LD]CALAL_2 | Original Not Confirmed
CALALS | 69 | TOPOLOGY.STECA.STEC.CALALS.69.B061 | STECA | STEC | CALALLENSUB9 | [DSC]327, [DSC]469, [DSC]489, [DSC]527, [DSC]995, | Original Not Confirmed
CALALS | 69 | TOPOLOGY.STECA.STEC.CALALS.69.B062 | STECA | STEC | CALALLENSUBZ | [DSC]223, [DSC]369, [DSC]437, [DSC]589, [DSC]895, | Original Not Confirmed
CARANCS | 69 | TOPOLOGY.STECA.STEC.CARANCS.69.1698 | STECA | STEC | CARANCAHUA9Y | [LD]CARAN_1, [DSC]DSW_871 | Original Not Confirmed
CARIZOS | 69 | TOPOLOGY.STECA.STEC.CARIZOS.69.2342 | STECA | STEC | CARIZOSPNGSY | [LD]CARIZ_1, [DSC]DSW_7201 | Original Not Confirmed
CASTROS | 69 | TOPOLOGY.STECA.STEC.CASTROS.69.9811 | STECA | STEC | CSTROVILESBZ | [LD]CASTR_1, [DSC]DSW_0811 | Original Not Confirmed
CHARCOS | 69 | TOPOLOGY.STECA.STEC.CHARCOS.69.2164 | STECA | STEC | CHARCOSUB9W | [LD]CHARC_1A, [DSC]DSW_341 | Original Not Confirmed
CHARLTS | 69 | TOPOLOGY.STECA.STEC.CHARLTS.69.2107 | STECA | STEC | CHARLOTTESBX | [LD]CHARL_1, [DSC]DSW_331 | Original Not Confirmed
CHKPRIS | 69 | TOPOLOGY.STECA.STEC.CHKPRIS.69.2041 | STECA | STEC | CHKCANPRISBX | [LD]CHKPR_1, [DSC]DSW_811 | Original Not Confirmed
CLAYWEST | 69 | TOPOLOGY.STECA.STEC.CLAYWEST.69.0001 | STECA | STEC | CLAYWEST_L_A | [LD]CLAYWEST-1, [DSC]DSW_901 | New NodeKey
CNTRALS | 69 | TOPOLOGY.STECA.STEC.CNTRALS.69.1903 | STECA | STEC | CENTRALSUB9X | [LD]CNTRA_1, [DSC]DSW_591 | Original Not Confirmed
CORPUS | 69 | TOPOLOGY.STECA.STEC.CORPUS.69.1871 | STECA | STEC | CORPSCHRSUBY | [LD]CORPU_1A, [DSC]DSW_381 | Original Not Confirmed
COTULAS | 69 | TOPOLOGY.STECA.STEC.COTULAS.69.2351 | STECA | STEC | COTULLASUB9V | [LD]COTUL_1, [DSC]DSW_7601 | Original Not Confirmed
COYCTYS | 69 | TOPOLOGY.STECA.STEC.COYCTYS.69.2147 | STECA | STEC | COYCITYSUB9X | [LD]COYCT_1, [DSC]DSW_701 | Original Not Confirmed
CRSTLS | 69 | TOPOLOGY.STECA.STEC.CRSTLS.69.5601 | STECA | STEC | CRYSTLCTYSBZ | [LD]CRSTL_1, [DSC]DSW_5601 | Original Not Confirmed
DANEVA | 138 | TOPOLOGY.STECA.STEC.DANEVA.138.5546 | STECA | STEC | DANEVANGSW8 | [DSC]DSW_9025, [DSC]DSW_9045, [DSC]DSW_9065, [DSC] | Original Not Confirmed
DANEVAS | 69 | TOPOLOGY.STECA.STEC.DANEVAS.69.1617 | STECA | STEC | DANEVANGSUBX | [LD]DANEV_1, [DSC]DSW_921 | Original Not Confirmed
DERBYS | 69 | TOPOLOGY.STECA.STEC.DERBYS.69.2266 | STECA | STEC | DERBYSUB9Y | [LD]DERBY_1, [DSC]DSW_4221 | Original Not Confirmed
DEVNES | 69 | TOPOLOGY.STECA.STEC.DEVNES.69.2247 | STECA | STEC | DEVINESUB9Y | [CB]2861_CS, [LD]DEVNE_1, [DSC]DSW_2862 | Original Not Confirmed
DHANIS | 69 | TOPOLOGY.STECA.STEC.DHANIS.69.2198 | STECA | STEC | DHANISSUB9X | [LD]DHANI_1, [DSC]DSW_1441 | Original Not Confirmed
DILLEYS | 69 | TOPOLOGY.STECA.STEC.DILLEYS.69.2311 | STECA | STEC | DILLEYSUB9Y | [LD]DILLE_1, [DSC]DSW_6001 | Original Not Confirmed
DILLYSTE | 69 | TOPOLOGY.STECA.STEC.DILLYSTE.69.2321 | STECA | STEC | DILEYSWSTECX | [CB]6274_CB, [LD]DILLE_1 | Original Not Confirmed
DRSCOLS | 69 | TOPOLOGY.STECA.STEC.DRSCOLS.69.1883 | STECA | STEC | DIRSCOLLSUBZ | [LD]DRSCO_1, [DSC]DSW_761, [CB]FAKE_CB | Original Not Confirmed
EDNAS | 69 | TOPOLOGY.STECA.STEC.EDNAS.69.1544 | STECA | STEC | EDNASUB9X | [DSC]DSW_551, [LD]EDNAS_1 | Original Not Confirmed
ELCMPOS | 69 | TOPOLOGY.STECA.STEC.ELCMPOS.69.1574 | STECA | STEC | ELCAMPOSUB9Z | [DSC]DSW_471, [LD]ELCMP_1, [CB]SCC1 | Original Not Confirmed
ELTORS | 69 | TOPOLOGY.STECA.STEC.ELTORS.69.1525 | STECA | STEC | ELTOROSUB9Y | [DSC]DSW_691, [LD]ELTOR_1A | Original Not Confirmed
FALCON | 13.8 | TOPOLOGY.STECA.STEC.FALCON.13.8.2436 | STECA | STEC | FALCONHYDRO1 | [UN]FALCONG1, [CB]X_GN_CB | Original Not Confirmed
FALCON | 6.9 | TOPOLOGY.STECA.STEC.FALCON.6.9.0002 | STECA | STEC | FALCONHYDRO3 | [CB]212_CB, [UN]FALCONG2 | Original Not Confirmed
FALCON | 6.9 | TOPOLOGY.STECA.STEC.FALCON.6.9.0003 | STECA | STEC | FALCONHYDRO2 | [CB]312_CB, [UN]FALCONG3 | Original Not Confirmed
FALCONSW | 138 | TOPOLOGY.STECA.STEC.FALCONSW.138.0005 | STECA | STEC | FALCONSW_V_A | [DSC]809, [DSC]813, [DSC]846 | No Original Name
FALCONSW | 138 | TOPOLOGY.STECA.STEC.FALCONSW.138.0011 | STECA | STEC | FALCONSW_V_B | [DSC]819, [DSC]826, [DSC]838 | No Original Name
FALCONSW | 138 | TOPOLOGY.STECA.STEC.FALCONSW.138.0800 | STECA | STEC | FALCONSW_V_C | [DSC]824, [DSC]828, [DSC]851 | New NodeKey
FALCONSW | 138 | TOPOLOGY.STECA.STEC.FALCONSW.138.0802 | STECA | STEC | FALCONSW_V_D | [DSC]811, [DSC]821, [DSC]823 | New NodeKey
FANNINS | 69 | TOPOLOGY.STECA.STEC.FANNINS.69.2171 | STECA | STEC | FANNINSUB9Z | [CB]FAKE_CB, [LD]FANNI_1, [CB]X_LD_CB | Original Not Confirmed
FASHNGS | 69 | TOPOLOGY.STECA.STEC.FASHNGS.69.2143 | STECA | STEC | FASHINGSUB9W | [DSC]DSW_251, [LD]FASHN_1 | Original Not Confirmed
FERRIS | 69 | TOPOLOGY.STECA.STEC.FERRIS.69.1821 | STECA | STEC | FERRISSUB9 | [DSC]DSW_1821, [LD]FERRI_1 | Original Not Confirmed
FORCRNS | 138 | TOPOLOGY.STECA.STEC.FORCRNS.138.2157 | STECA | STEC | FOURCORNERSX | [CB]9101_CS, [LD]FORCR_1A | Original Not Confirmed
FORCRNS | 138 | TOPOLOGY.STECA.STEC.FORCRNS.138.2159 | STECA | STEC | FOURCORNERSW | [CB]9121_CS, [LD]FORCR_1B | Original Not Confirmed
FRANKC | 69 | TOPOLOGY.STECA.STEC.FRANKC.69.9221 | STECA | STEC | FRANKLNCAMPT | [DSC]DSW_221, [LD]FRANK_1 | Original Not Confirmed
FREERS | 69 | TOPOLOGY.STECA.STEC.FREERS.69.2358 | STECA | STEC | FREERSUB9Y | [DSC]DSW_8001, [LD]FREER_1 | Original Not Confirmed
FRIOTOS | 69 | TOPOLOGY.STECA.STEC.FRIOTOS.69.2256 | STECA | STEC | FRIOTOWNSUBY | [DSC]DSW_3201, [LD]FRIOT_1 | Original Not Confirmed
GANADOS | 69 | TOPOLOGY.STECA.STEC.GANADOS.69.9201 | STECA | STEC | GANADOSUB9Z | [DSC]DSW_201, [LD]GANAD_1 | Original Not Confirmed
GEOWSTS | 69 | TOPOLOGY.STECA.STEC.GEOWSTS.69.1992 | STECA | STEC | GEORGEWSTSB9 | [DSC]DSW_961, [CB]FAKE_CB, [LD]GEOWS_1 | Original Not Confirmed
HIGHLAS | 69 | TOPOLOGY.STECA.STEC.HIGHLAS.69.1792 | STECA | STEC | HIGHLANDSSBV | [DSC]DSW_661, [LD]HIGHL_1B | Original Not Confirmed
HIGHLAS | 69 | TOPOLOGY.STECA.STEC.HIGHLAS.69.1794 | STECA | STEC | HIGHLANDSSBZ | [DSC]DSW_481, [CB]FAKE_CB, [LD]HIGHL_1A | Original Not Confirmed
HILLJE | 69 | TOPOLOGY.STECA.STEC.HILLJE.69.0100 | STECA | STEC | HILLJE_L_A | [DSC]DSW_311, [LD]HILLJE-1 | New NodeKey
HOLANDS | 69 | TOPOLOGY.STECA.STEC.HOLANDS.69.2354 | STECA | STEC | HOLLANDSUB9Y | [DSC]DSW_7811, [LD]HOLAN_1 | Original Not Confirmed
HONDOCS | 69 | TOPOLOGY.STECA.STEC.HONDOCS.69.2201 | STECA | STEC | HONDOSUB9Y | [DSC]DSW_1651, [LD]HONDO_1 | Original Not Confirmed
INDPK9 | 69 | TOPOLOGY.STECA.STEC.INDPK9.69.1589 | STECA | STEC | INDSTRLPKSBX | [DSC]DSW_441, [LD]INDPK_1 | Original Not Confirmed
INDPK9 | 69 | TOPOLOGY.STECA.STEC.INDPK9.69.9161 | STECA | STEC | INDSTRLPKSBW | [DSC]DSW_161, [LD]INDPK_2 | Original Not Confirmed
INEZS | 69 | TOPOLOGY.STECA.STEC.INEZS.69.1522 | STECA | STEC | INEZSUB9X | [DSC]DSW_321, [LD]INEZS_1 | Original Not Confirmed
KAMEYS | 69 | TOPOLOGY.STECA.STEC.KAMEYS.69.1757 | STECA | STEC | KAMEYSUB9Y | [DSC]DSW_171, [LD]KAMEY_1 | Original Not Confirmed
KENEDYS | 69 | TOPOLOGY.STECA.STEC.KENEDYS.69.2151 | STECA | STEC | KENEDYSUB9X | [DSC]DSW_971, [LD]KENED_1 | Original Not Confirmed
L_463S | 138 | TOPOLOGY.STECA.STEC.L_463S.138.1988 | STECA | STEC | LOOP463SUB8X | [CB]8111_CS, [LD]L_463_1 | Original Not Confirmed
LEONAS | 69 | TOPOLOGY.STECA.STEC.LEONAS.69.2238 | STECA | STEC | LEONASUB9X | [DSC]DSW_2231, [LD]LEONA_1 | Original Not Confirmed
LONETRS | 69 | TOPOLOGY.STECA.STEC.LONETRS.69.1776 | STECA | STEC | LONETREESUBX | [DSC]DSW_291, [LD]LONET_1 | Original Not Confirmed
LOPENO | 138 | TOPOLOGY.STECA.STEC.LOPENO.138.0007 | STECA | STEC | LOPENO_L_A | [DSC]DSW_1203, [LD]LD1 | No Original Name
LOUISES | 69 | TOPOLOGY.STECA.STEC.LOUISES.69.1553 | STECA | STEC | LOUISESUB9Z | [DSC]DSW_231, [CB]FAKE_CB, [LD]LOUIS_1 | Original Not Confirmed
MATHI_ST | 69 | TOPOLOGY.STECA.STEC.MATHI_ST.69.1951 | STECA | STEC | MATHISSUB9U | [DSC]DSW_891, [LD]MATHI_1A | Original Not Confirmed
MCFADIS | 69 | TOPOLOGY.STECA.STEC.MCFADIS.69.1809 | STECA | STEC | MCFADDINSUBW | [DSC]DSW_631, [LD]MCFAD_1A | Original Not Confirmed
MIDWESTS | 69 | TOPOLOGY.STECA.STEC.MIDWESTS.69.9241 | STECA | STEC | MIDFIELDWST9 | [DSC]DSW_241, [CB]FAKE_CB, [LD]MIDWE_1 | Original Not Confirmed
MOORES | 69 | TOPOLOGY.STECA.STEC.MOORES.69.2253 | STECA | STEC | MOORESUB9X | [DSC]DSW_3041, [LD]MOORE_1 | Original Not Confirmed
NADAS | 69 | TOPOLOGY.STECA.STEC.NADAS.69.1566 | STECA | STEC | NADASUB9X | [DSC]DSW_391, [LD]NADAS_1 | Original Not Confirmed
NATALISS | 69 | TOPOLOGY.STECA.STEC.NATALISS.69.2308 | STECA | STEC | NATALIASW9X | [DSC]DSW_5811, [LD]NATAL_1 | Original Not Confirmed
NBATSVS | 69 | TOPOLOGY.STECA.STEC.NBATSVS.69.2260 | STECA | STEC | NBATESVILLEX | [DSC]DSW_3611, [LD]NBATS_1A | Original Not Confirmed
NBATSVS | 69 | TOPOLOGY.STECA.STEC.NBATSVS.69.2262 | STECA | STEC | NBATESVILLEW | [DSC]DSW_3621, [LD]NBATS_1B | Original Not Confirmed
NCALHMS | 69 | TOPOLOGY.STECA.STEC.NCALHMS.69.2035 | STECA | STEC | NCALLIHAMSBW | [DSC]DSW_121, [LD]NCALH_1A | Original Not Confirmed
NCLMVLS | 69 | TOPOLOGY.STECA.STEC.NCLMVLS.69.1629 | STECA | STEC | NCLEMVILLE9 | [DSC]DSW_841, [CB]FAKE_CB, [LD]NCLMV_1 | Original Not Confirmed
NURSRYS | 69 | TOPOLOGY.STECA.STEC.NURSRYS.69.1513 | STECA | STEC | NURSERYSUB9X | [DSC]DSW_731, [LD]NURSR_1 | Original Not Confirmed
OAKS9 | 69 | TOPOLOGY.STECA.STEC.OAKS9.69.0002 | STECA | STEC | OAKSSUB8Z | [DSC]DSW_902, [DSC]DSW_903, [CB]FAKE_CB, [LD]OAKS9 | Original Not Confirmed
OAKS9 | 69 | TOPOLOGY.STECA.STEC.OAKS9.69.0018 | STECA | STEC | OAKSSUB8 | [DSC]DSW_181, [DSC]DSW_455, [DSC]DSW_499, [DSC]DSW | Original Not Confirmed
OLIVIAS | 69 | TOPOLOGY.STECA.STEC.OLIVIAS.69.1708 | STECA | STEC | OLIVIASUB9Y | [DSC]DSW_651, [LD]OLIVI_1A | Original Not Confirmed
OLMOS_S | 69 | TOPOLOGY.STECA.STEC.OLMOS_S.69.1962 | STECA | STEC | OLMOSSUB9X | [DSC]DSW_361, [LD]OLMOS_1 | Original Not Confirmed
ORNGRVS | 69 | TOPOLOGY.STECA.STEC.ORNGRVS.69.1000 | STECA | STEC | ORANGEGRVSBX | [DSC]DSW_681, [LD]T2 | Original Not Confirmed
ORNGRVS | 69 | TOPOLOGY.STECA.STEC.ORNGRVS.69.9411 | STECA | STEC | ORANGEGRVSBU | [DSC]DSW_411, [LD]T1 | Original Not Confirmed
PAWNEE | 345 | TOPOLOGY.STECA.STEC.PAWNEE.345.BB1 | STECA | STEC | PAWNEESW5W | [DSC]10015, [DSC]10145, [DSC]DSW_10191 | Original Not Confirmed
PEARSALL | 13 | TOPOLOGY.STECA.STEC.PEARSALL.13.2369 | STECA | STEC | PEARSALLGEN3 | [UN]PEARS_1, [CB]X_GN1_CB | Original Not Confirmed
PEARSALL | 13 | TOPOLOGY.STECA.STEC.PEARSALL.13.2371 | STECA | STEC | PEARSALLGEN2 | [UN]PEARS_2, [CB]X_GN2_CB | Original Not Confirmed
PEARSALL | 13 | TOPOLOGY.STECA.STEC.PEARSALL.13.2373 | STECA | STEC | PEARSALLGEN1 | [UN]PEARS_3, [CB]X_GN3_CB | Original Not Confirmed
PEARSALL | 138 | TOPOLOGY.STECA.STEC.PEARSALL.138.2423 | STECA | STEC | PEARSALLSW8U | [LD]PRSAL_1, [CB]X_LD_CB | Original Not Confirmed
PIONEERS | 69 | TOPOLOGY.STECA.STEC.PIONEERS.69.1966 | STECA | STEC | PIONEERSUB9 | [DSC]DSW_801, [LD]PIONEERS_L1 | Original Not Confirmed
PLACIOS | 69 | TOPOLOGY.STECA.STEC.PLACIOS.69.1691 | STECA | STEC | PALACIOSSUB9 | [DSC]DSW_541, [CB]FAKE_CB, [LD]PLACI_1 | Original Not Confirmed
PLANVWS | 69 | TOPOLOGY.STECA.STEC.PLANVWS.69.1583 | STECA | STEC | PLAINVIEWSBX | [DSC]DSW_650, [LD]PLANV_1 | Original Not Confirmed
PLCEDOS | 69 | TOPOLOGY.STECA.STEC.PLCEDOS.69.1748 | STECA | STEC | PLACEDOSUB9V | [DSC]DSW_191, [LD]PLCED_1 | Original Not Confirmed
PLSNTOS | 69 | TOPOLOGY.STECA.STEC.PLSNTOS.69.2128 | STECA | STEC | PLEASANTON9X | [DSC]DSW_621, [CB]FAKE_CB, [LD]PLSNT_1A | Original Not Confirmed
PLSNTOS | 69 | TOPOLOGY.STECA.STEC.PLSNTOS.69.2129 | STECA | STEC | PLEASANTON9U | [DSC]DSW_401, [LD]PLSNT_1B | Original Not Confirmed
PORTOCS | 69 | TOPOLOGY.STECA.STEC.PORTOCS.69.9991 | STECA | STEC | PTOCONNORSBZ | [DSC]DSW_991, [LD]PORTO_1 | Original Not Confirmed
POTEETS | 69 | TOPOLOGY.STECA.STEC.POTEETS.69.9861 | STECA | STEC | POTEETSUB9V | [DSC]860, [DSC]NG8612, [LD]POTEE_1 | Original Not Confirmed
PRTLAVS | 69 | TOPOLOGY.STECA.STEC.PRTLAVS.69.9571 | STECA | STEC | PORTLAVACA9X | [DSC]DSW_571, [CB]FAKE_CB, [LD]PRTLA_1 | Original Not Confirmed
RAYBURN | 13.8 | TOPOLOGY.STECA.STEC.RAYBURN.13.8.1504 | STECA | STEC | RAYBURNGEN3 | [CB]OCB_068_CB, [UN]RAYBURG1 | Original Not Confirmed
RAYBURN | 13.8 | TOPOLOGY.STECA.STEC.RAYBURN.13.8.1506 | STECA | STEC | RAYBURN14KV | [CB]OCB_054_CB, [UN]RAYBURG2 | Original Not Confirmed
RAYBURN | 13.8 | TOPOLOGY.STECA.STEC.RAYBURN.13.8.1507 | STECA | STEC | RAYBURNCC8Z | [UN]RAYBURG3, [CB]X_GN3_CB | Original Not Confirmed
RAYBURN | 13.8 | TOPOLOGY.STECA.STEC.RAYBURN.13.8.G10L | STECA | STEC | RAYBURN_R_D | [UN]RAYBURG10, [XF]T10 | New NodeKey
RAYBURN | 13.8 | TOPOLOGY.STECA.STEC.RAYBURN.13.8.G7L | STECA | STEC | RAYBURN_R_E | [UN]RAYBURG7, [XF]T7 | New NodeKey
RAYBURN | 13.8 | TOPOLOGY.STECA.STEC.RAYBURN.13.8.G8L | STECA | STEC | RAYBURN_R_F | [UN]RAYBURG8, [XF]T8 | New NodeKey
RAYBURN | 13.8 | TOPOLOGY.STECA.STEC.RAYBURN.13.8.G9L | STECA | STEC | RAYBURN_R_G | [UN]RAYBURG9, [XF]T9 | New NodeKey
RAYBURN | 138 | TOPOLOGY.STECA.STEC.RAYBURN.138.0138 | STECA | STEC | RAYBURN_V_A | [CB]9091_CS, [DSC]DSW_9059, [DSC]DSW_9060, [DSC]DS | New NodeKey
RAYBURN | 69 | TOPOLOGY.STECA.STEC.RAYBURN.69.0136 | STECA | STEC | RAYBURN_V_B | [DSC]DSW_049, [DSC]DSW_070, [DSC]DSW_093 | New NodeKey
RAYBURN | 69 | TOPOLOGY.STECA.STEC.RAYBURN.69.0137 | STECA | STEC | RAYBURN_V_C | [DSC]DSW_039, [DSC]DSW_050, [DSC]DSW_059, [DSC]DSW | New NodeKey
REDBLUF | 138 | TOPOLOGY.STECA.STEC.REDBLUF.138.0009 | STECA | STEC | REDBLUF_L_A | [CB]9001_CS, [LD]REDBLUF-1 | New NodeKey
RFUGIOS | 69 | TOPOLOGY.STECA.STEC.RFUGIOS.69.1818 | STECA | STEC | REFUGIOSUB9V | [DSC]DSW_821, [LD]RFUGI_1B | Original Not Confirmed
RICRDOS | 69 | TOPOLOGY.STECA.STEC.RICRDOS.69.1886 | STECA | STEC | RICARDOSUB9Y | [DSC]DSW_421, [LD]RICRD_1 | Original Not Confirmed
RMOTTS | 69 | TOPOLOGY.STECA.STEC.RMOTTS.69.9101 | STECA | STEC | ROUNDMOTSUBZ | [DSC]DSW_101, [LD]RMOTT_1 | Original Not Confirmed
ROBSTOS | 69 | TOPOLOGY.STECA.STEC.ROBSTOS.69.9461 | STECA | STEC | ROBSTOWNSUBX | [DSC]DSW_461, [LD]ROBST_1 | Original Not Confirmed
ROSSVLS | 138 | TOPOLOGY.STECA.STEC.ROSSVLS.138.1382 | STECA | STEC | ROSSVILLESBX | [CB]9231_CS, [LD]LOAD_1 | Original Not Confirmed
RVIERAS | 69 | TOPOLOGY.STECA.STEC.RVIERAS.69.1892 | STECA | STEC | RIVIERASUB9W | [DSC]DSW_531, [LD]RVIER_1A | Original Not Confirmed
RVRSDS | 69 | TOPOLOGY.STECA.STEC.RVRSDS.69.9581 | STECA | STEC | RIVERSIDESBZ | [DSC]DSW_581, [CB]FAKE_CB, [LD]RVRSD_1 | Original Not Confirmed
S_BATES | 69 | TOPOLOGY.STECA.STEC.S_BATES.69.2272 | STECA | STEC | SBATESVILLEX | [DSC]DSW_4821, [LD]S_BAT_1 | Original Not Confirmed
S_CALHS | 69 | TOPOLOGY.STECA.STEC.S_CALHS.69.2030 | STECA | STEC | SCALLIHAMSBY | [DSC]DSW_501, [LD]S_CAL_1 | Original Not Confirmed
S_CLMVS | 69 | TOPOLOGY.STECA.STEC.S_CLMVS.69.1635 | STECA | STEC | SCLEMVILLE9X | [DSC]DSW_831, [LD]S_CLM_1A | Original Not Confirmed
S_CLMVS | 69 | TOPOLOGY.STECA.STEC.S_CLMVS.69.1636 | STECA | STEC | SCLEMVILLE9 | [DSC]DSW_791, [CB]FAKE_CB, [LD]S_CLM_1B | Original Not Confirmed
SABINLS | 69 | TOPOLOGY.STECA.STEC.SABINLS.69.2192 | STECA | STEC | SABINALSUB9Y | [DSC]DSW_1221, [LD]SABIN_1 | Original Not Confirmed
SANDIAS | 69 | TOPOLOGY.STECA.STEC.SANDIAS.69.1941 | STECA | STEC | SANDIASUB9W | [DSC]DSW_671, [LD]SANDI_1A | Original Not Confirmed
SANMGL8 | 138 | TOPOLOGY.STECA.STEC.SANMGL8.138.2100 | STECA | STEC | SNMIGUELSWY9 | [DSC]20-1, [DSC]20-2, [XF]AUTB, [DSC]DSW_8015 | Original Not Confirmed
SANMIGL | 22 | TOPOLOGY.STECA.STEC.SANMIGL.22.2103 | STECA | STEC | SANMIGUELGEN | [UN]SANMIGG1, [DSC]UNSW_1_1 | Original Not Confirmed
SARGNTS | 69 | TOPOLOGY.STECA.STEC.SARGNTS.69.1665 | STECA | STEC | SARGENTSUB9W | [DSC]DSW_431, [LD]SARGN_1A | Original Not Confirmed
SCHRODS | 69 | TOPOLOGY.STECA.STEC.SCHRODS.69.9451 | STECA | STEC | SCHROEDERSBX | [DSC]DSW_451, [LD]SCHRO_1, [DSC]V06C40 | Original Not Confirmed
SHARYLND | 138 | TOPOLOGY.STECA.STEC.SHARYLND.138.0100 | STECA | STEC | SHARYLND_L_A | [DSC]7746, [LD]LD02 | No Original Name
SHARYLND | 138 | TOPOLOGY.STECA.STEC.SHARYLND.138.2177 | STECA | STEC | SHARYLND_L_B | [CB]3166_CS, [LD]LD01 | No Original Name
SHARYLND | 138 | TOPOLOGY.STECA.STEC.SHARYLND.138.4076 | STECA | STEC | SHARYLND_V_A | [DSC]4348, [DSC]DSW_4076, [DSC]DSW_9698 | No Original Name
SHARYLND | 138 | TOPOLOGY.STECA.STEC.SHARYLND.138.5780 | STECA | STEC | SHARYLND_V_B | [DSC]DSW_2014, [DSC]DSW_4076, [DSC]DSW_4219 | No Original Name
SIMMONS | 69 | TOPOLOGY.STECA.STEC.SIMMONS.69.2022 | STECA | STEC | SIMMONSSUB9Y | [DSC]DSW_281, [LD]SIMMO_1 | Original Not Confirmed
SNDIEGS | 69 | TOPOLOGY.STECA.STEC.SNDIEGS.69.1909 | STECA | STEC | SANDIEGOSUBW | [DSC]DSW_261, [LD]SNDIE_1 | Original Not Confirmed
SODVILS | 69 | TOPOLOGY.STECA.STEC.SODVILS.69.1831 | STECA | STEC | SODVILLESUBX | [DSC]DSW_751, [LD]SODVI_1 | Original Not Confirmed
TAFT_S | 69 | TOPOLOGY.STECA.STEC.TAFT_S.69.1828 | STECA | STEC | TAFTSUB9X | [DSC]DSW_561, [LD]TAFT_1 | Original Not Confirmed
TILDENS | 69 | TOPOLOGY.STECA.STEC.TILDENS.69.9141 | STECA | STEC | TILDENSUB9Z | [DSC]DSW_141, [LD]TILDE_1 | Original Not Confirmed
TINTOPS | 69 | TOPOLOGY.STECA.STEC.TINTOPS.69.1687 | STECA | STEC | TINTOPSUB9X | [DSC]DSW_611, [LD]TINTO_1 | Original Not Confirmed
TWNPINS | 69 | TOPOLOGY.STECA.STEC.TWNPINS.69.1786 | STECA | STEC | TWINPINESUBY | [DSC]DSW_351, [LD]TWNPI_1A | Original Not Confirmed
UVLDES | 69 | TOPOLOGY.STECA.STEC.UVLDES.69.2231 | STECA | STEC | UVALDESUB9Z | [DSC]DSW_2031, [LD]UVLDE_1 | Original Not Confirmed
VNDBLTS | 69 | TOPOLOGY.STECA.STEC.VNDBLTS.69.1744 | STECA | STEC | VANDERBLTSBY | [DSC]DSW_721, [LD]VNDBL_1 | Original Not Confirmed
VNHUMBS | 69 | TOPOLOGY.STECA.STEC.VNHUMBS.69.1717 | STECA | STEC | VANHUMBLESBX | [DSC]DSW_951, [LD]VNHUM_1 | Original Not Confirmed
VNVLKS | 69 | TOPOLOGY.STECA.STEC.VNVLKS.69.9131 | STECA | STEC | VANVLECKSUB9 | [DSC]DSW_131, [CB]FAKE_CB, [LD]VNVLK_1 | Original Not Confirmed
W_UVALS | 69 | TOPOLOGY.STECA.STEC.W_UVALS.69.2471 | STECA | STEC | WSTUVALDESBZ | [DSC]DSW_2471, [LD]W_UVA_1 | Original Not Confirmed
WCRYSTS | 69 | TOPOLOGY.STECA.STEC.WCRYSTS.69.2330 | STECA | STEC | WCRYSTLCTY9Y | [DSC]DSW_6401, [LD]WCRYS_1 | Original Not Confirmed
WGWSTS | 69 | TOPOLOGY.STECA.STEC.WGWSTS.69.2019 | STECA | STEC | WGRGEWSTSUBZ | [DSC]DSW_111, [LD]WGWST_1 | Original Not Confirmed
WSINTOS | 69 | TOPOLOGY.STECA.STEC.WSINTOS.69.9851 | STECA | STEC | WSINTONSUB9 | [DSC]DSW_851, [CB]FAKE_CB, [LD]WSINT_1 | Original Not Confirmed
ABBYBEND | 138 | TOPOLOGY.TMPPA.BEC.ABBYBEND.138.0005 | TMPPA | BEC | ABBYBEND_L_A | [LD]ABBYBND1, [DSC]M20CS_BYPASS, [CB]M20CS-1 | New NodeKey
ABR | 138 | TOPOLOGY.TMPPA.BEC.ABR.138.0002 | TMPPA | BEC | AUBREY06 | [LD]LD_C, [CB]M20CS-3, [DSC]M20CS-3_BYPASS | Confirmed
ABR | 138 | TOPOLOGY.TMPPA.BEC.ABR.138.2109 | TMPPA | BEC | AUBREY07 | [LD]LD_B, [CB]M20CS-2, [DSC]M20CS-2_BYPASS | Confirmed
ABR | 138 | TOPOLOGY.TMPPA.BEC.ABR.138.2110 | TMPPA | BEC | AUBREY08 | [LD]LD_A, [CB]M20CS-1, [DSC]M20CS-1_BYPASS | Confirmed
ACT | 69 | TOPOLOGY.TMPPA.BEC.ACT.69.6915 | TMPPA | BEC | ACTON04 | [LD]ACT_12, [DSC]M20CS_BYPASS, [CB]OCBM20CS_CS, [C | Confirmed
ADVANCE1 | 69 | TOPOLOGY.TMPPA.BEC.ADVANCE1.69.0001 | TMPPA | BEC | ADVANCE03 | [LD]LD1, [CB]M20CS | Confirmed
AGNES | 138 | TOPOLOGY.TMPPA.BEC.AGNES.138.2119 | TMPPA | BEC | AGNES01 | [LD]AGNES_18, [CB]M20CS | Confirmed
ALBANY1 | 69 | TOPOLOGY.TMPPA.BEC.ALBANY1.69.6910 | TMPPA | BEC | ALBANY01 | [LD]ALBAN_4, [CB]X_LD_CB | Confirmed
ALCORN | 69 | TOPOLOGY.TMPPA.BEC.ALCORN.69.6920 | TMPPA | BEC | ALCORN01 | [LD]ALCOR_5, [DSC]DSW_20 | Confirmed
ALEDO | 138 | TOPOLOGY.TMPPA.BEC.ALEDO.138.0001 | TMPPA | BEC | ALEDO02 | [LD]ALEDO1, [CB]M5017CS, [DSC]M5017CS_BYPASS | Confirmed
AROWHEAD | 138 | TOPOLOGY.TMPPA.BEC.AROWHEAD.138.3810 | TMPPA | BEC | ARROWHEAD01 | [LD]AROWH_11, [CB]X_LD_CB | Confirmed
ASPERM9 | 69 | TOPOLOGY.TMPPA.BEC.ASPERM9.69.2158 | TMPPA | BEC | ASPERMONT03 | [LD]ASPER_30, [DSC]DSW_M20 | Confirmed
AUDUBON | 138 | TOPOLOGY.TMPPA.BEC.AUDUBON.138.2206 | TMPPA | BEC | AUDUBON01 | [LD]AUDUB_19, [CB]M20CS | Confirmed
AURORA | 138 | TOPOLOGY.TMPPA.BEC.AURORA.138.2210 | TMPPA | BEC | AURORA01 | [LD]AUROR_19, [CB]M20CS | Confirmed
BARCLAY | 69 | TOPOLOGY.TMPPA.BEC.BARCLAY.69.2220 | TMPPA | BEC | BARCLAY04 | [LD]BARCL_3, [CB]M20CS, [DSC]M20CS_BYPASS | Confirmed
BARRYBC | 69 | TOPOLOGY.TMPPA.BEC.BARRYBC.69.3820 | TMPPA | BEC | BARRY02 | [LD]BARRYBC, [DSC]DSW_M20A, [DSC]DSW_M20B | Confirmed
BARTLETT | 69 | TOPOLOGY.TMPPA.BEC.BARTLETT.69.6910 | TMPPA | BEC | BARTLETT01 | [LD]BARTL_1, [DSC]DSW_60V | Confirmed
BED | 138 | TOPOLOGY.TMPPA.BEC.BED.138.0015 | TMPPA | BEC | BEDIAS | [LD]BED_15, [CB]C2, [CB]M20CS, [DSC]M20CS_BYPASS, | Original Not Confirmed
BENJAMIN | 69 | TOPOLOGY.TMPPA.BEC.BENJAMIN.69.6910 | TMPPA | BEC | BENJAMIN01 | [LD]BENJA_18, [CB]X_LD_CB | Confirmed
BGS | 138 | TOPOLOGY.TMPPA.BEC.BGS.138.2261 | TMPPA | BEC | BEARGRASS01 | [LD]BGS_29, [CB]X_LD_CB | Confirmed
BHR | 69 | TOPOLOGY.TMPPA.BEC.BHR.69.2265 | TMPPA | BEC | BENHUR05 | [LD]BHR_29, [DSC]DSW_M20 | Confirmed
BHR | 69 | TOPOLOGY.TMPPA.BEC.BHR.69.9100 | TMPPA | BEC | BENHUR | [DSC]DSW_C1, [DSC]DSW_M20, [DSC]DSW_M40, [CB]OCB_2 | Confirmed
BIS | 69 | TOPOLOGY.TMPPA.BEC.BIS.69.2272 | TMPPA | BEC | BISSETT03 | [LD]BIS_30, [DSC]DSW_M20 | Confirmed
BLUFDALE | 69 | TOPOLOGY.TMPPA.BEC.BLUFDALE.69.0001 | TMPPA | BEC | BLUFDALE_L_A | [LD]BLUFDALE1, [CB]M20CS-1, [DSC]M20CS-1_BYPASS | New NodeKey
BNDVS | 138 | TOPOLOGY.TMPPA.BEC.BNDVS.138.0002 | TMPPA | BEC | BENDAVIS_8T1 | [DSC]DISC8177, [LD]LD1 | Confirmed
BNDVS | 138 | TOPOLOGY.TMPPA.BEC.BNDVS.138.0BB1 | TMPPA | BEC | BENDAVIS_8 | [DSC]DISC8011, [DSC]DISC8031, [DSC]DISC8081, [DSC] | Confirmed
BNDVS | 138 | TOPOLOGY.TMPPA.BEC.BNDVS.138.BB2 | TMPPA | BEC | BENDAVIS_8BW | [DSC]DISC8051, [DSC]DISC8061, [DSC]DISC8091, [DSC] | Confirmed
BNK | 138 | TOPOLOGY.TMPPA.BEC.BNK.138.8100 | TMPPA | BEC | BUNKER8 | [DSC]2304, [DSC]DSW_1464, [CB]OCB_1301_CB, [CB]OCB | Confirmed
BON | 138 | TOPOLOGY.TMPPA.BEC.BON.138.0003 | TMPPA | BEC | BONO06 | [CB]20CS-2, [DSC]20CS-2_BYPASS, [LD]BONO2 | Confirmed
BON | 138 | TOPOLOGY.TMPPA.BEC.BON.138.2287 | TMPPA | BEC | BONO05 | [CB]20CS-1, [DSC]20CS-1_BYPASS, [LD]BON_12 | Confirmed
BOSQUE | 138 | TOPOLOGY.TMPPA.BEC.BOSQUE.138.2292 | TMPPA | BEC | BOSQUE04 | [LD]BOSQU_14, [CB]M20CS | Confirmed
BOSQUESW | 22 | TOPOLOGY.TMPPA.BEC.BOSQUESW.22.0001 | TMPPA | BEC | BOSQUESW8402 | [UN]BSQSU_3, [CB]X_GN3_CB | Confirmed
BOSQUESW | 22 | TOPOLOGY.TMPPA.BEC.BOSQUESW.22.0004 | TMPPA | BEC | BOSQUESW8401 | [UN]BSQSU_4, [CB]X_GN4_CB | Confirmed
BOSQUESW | 22 | TOPOLOGY.TMPPA.BEC.BOSQUESW.22.2210 | TMPPA | BEC | BOSQUESW5101 | [UN]BSQSU_1, [CB]X_GN1_CB | Confirmed
BOSQUESW | 22 | TOPOLOGY.TMPPA.BEC.BOSQUESW.22.2220 | TMPPA | BEC | BOSQUESW5201 | [UN]BSQSU_2, [CB]X_GN2_CB | Confirmed
BOW | 138 | TOPOLOGY.TMPPA.BEC.BOW.138.0001 | TMPPA | BEC | BOWIE807 | [LD]BOW, [CB]M20CS, [DSC]M20CSBP | Confirmed
BOW | 138 | TOPOLOGY.TMPPA.BEC.BOW.138.3810 | TMPPA | BEC | BOWIE8 | [DSC]1317B, [DSC]2684, [DSC]DSW_10, [DSC]DSW_1844, | Confirmed
BOYD | 138 | TOPOLOGY.TMPPA.BEC.BOYD.138.2327 | TMPPA | BEC | BOYD03 | [LD]BOYD_19, [CB]M20CS, [DSC]M20CS_BYPASS | Confirmed
BRANCHVL | 69 | TOPOLOGY.TMPPA.BEC.BRANCHVL.69.2333 | TMPPA | BEC | BRANCHVILE03 | [LD]BRANC_3, [DSC]DSW_20 | Confirmed
BRG | 138 | TOPOLOGY.TMPPA.BEC.BRG.138.1201 | TMPPA | BEC | BRIDGES_P8W | [LD]BRG3, [CB]M20CS_4, [DSC]M20CS_4_BYPASS | Original Not Confirmed
BRG | 138 | TOPOLOGY.TMPPA.BEC.BRG.138.2001 | TMPPA | BEC | BRIDGES_P8U | [LD]BRG2, [CB]M20CS_2, [DSC]M20CS_2_BYPASS | Original Not Confirmed
BRG | 138 | TOPOLOGY.TMPPA.BEC.BRG.138.6915 | TMPPA | BEC | BRIDGES04 | [LD]BRG1, [CB]M20CS_1, [DSC]M20CS_1_BYPASS | Confirmed
BRIAR | 138 | TOPOLOGY.TMPPA.BEC.BRIAR.138.2349 | TMPPA | BEC | BRIAR01 | [LD]BRIAR_18, [CB]M5008CS | Confirmed
BRIDGEPR | 138 | TOPOLOGY.TMPPA.BEC.BRIDGEPR.138.2356 | TMPPA | BEC | BRIDGEPORT04 | [LD]BRIDG_19, [CB]M20CS, [DSC]M20CS_BYPASS | Confirmed
BRIDWELL | 69 | TOPOLOGY.TMPPA.BEC.BRIDWELL.69.2359 | TMPPA | BEC | BRIDWELL03 | [LD]BRIDW_11, [DSC]DSW_20 | Confirmed
BRK | 69 | TOPOLOGY.TMPPA.BEC.BRK.69.2367 | TMPPA | BEC | BROCK04 | [LD]BRK_18, [CB]M20CS, [DSC]M20CS_BYPASS | Confirmed
BRK | 69 | TOPOLOGY.TMPPA.BEC.BRK.69.9100 | TMPPA | BEC | BROCK | [DSC]221B, [DSC]226B, [DSC]DSW_M50, [DSC]M20 | Confirmed
BRYSON | 69 | TOPOLOGY.TMPPA.BEC.BRYSON.69.6915 | TMPPA | BEC | BRYSON01 | [LD]BRYSO_1, [CB]X_LD_CB | Confirmed
BTU373 | 69 | TOPOLOGY.TMPPA.BEC.BTU373.69.6910 | TMPPA | BEC | BTU373_L_A | [LD]BTU37_1, [CB]X_LD_CB | No Original Name
BTU380 | 138 | TOPOLOGY.TMPPA.BEC.BTU380.138.6910 | TMPPA | BEC | BTU380_L_A | [LD]BTU38_1, [CB]X_LD_CB | No Original Name
BUCKHLTS | 69 | TOPOLOGY.TMPPA.BEC.BUCKHLTS.69.2393 | TMPPA | BEC | BUCKHOLTS01 | [LD]BUCKH_1, [DSC]DSW_20 | Confirmed
BUR | 138 | TOPOLOGY.TMPPA.BEC.BUR.138.2398 | TMPPA | BEC | BURLESON03 | [LD]BUR_12, [CB]M20CS_CS | Confirmed
BUS_PARK | 69 | TOPOLOGY.TMPPA.BEC.BUS_PARK.69.0001 | TMPPA | BEC | BRYN_BUSPARK | [LD]191, [CB]69125_CB, [CB]69127_CB | Original Not Confirmed
BUS_PARK | 69 | TOPOLOGY.TMPPA.BEC.BUS_PARK.69.2400 | TMPPA | BEC | BRYN_BUSPARZ | [LD]192, [CB]69126_CB, [CB]69127_CB | Original Not Confirmed
BUSHKNOB | 69 | TOPOLOGY.TMPPA.BEC.BUSHKNOB.69.6910 | TMPPA | BEC | BUSHKNOB01 | [LD]BUSHK_8, [CB]X_LD_CB | Confirmed
BUT | 138 | TOPOLOGY.TMPPA.BEC.BUT.138.2407 | TMPPA | BEC | BUTLER02 | [LD]BUT_29, [DSC]M20CS_BYPASS, [CB]M20CS_CS | Confirmed
CALVERT | 69 | TOPOLOGY.TMPPA.BEC.CALVERT.69.2416 | TMPPA | BEC | CALVERT01 | [LD]CALVE_3, [DSC]DSW_20 | Confirmed
CANYN | 138 | TOPOLOGY.TMPPA.BEC.CANYN.138.0300 | TMPPA | BEC | CANYN_L_A | [LD]CANYON1, [CB]M20CS-1, [DSC]M20CS-1_BYPASS | New NodeKey
CANYN | 138 | TOPOLOGY.TMPPA.BEC.CANYN.138.0301 | TMPPA | BEC | CANYN_L_B | [LD]CANYON2, [CB]M20CS-2, [DSC]M20CS-2_BYPASS | New NodeKey
CAPSCRNR | 69 | TOPOLOGY.TMPPA.BEC.CAPSCRNR.69.2431 | TMPPA | BEC | CAPSCORNER03 | [LD]CAPSC_5, [DSC]DSW_20 | Confirmed
CAR | 138 | TOPOLOGY.TMPPA.BEC.CAR.138.0004 | TMPPA | BEC | CARLOS02 | [LD]CARLOS1, [DSC]CS20, [DSC]CS20_BYPASS | Confirmed
CARLTON | 69 | TOPOLOGY.TMPPA.BEC.CARLTON.69.6920 | TMPPA | BEC | CARLTON03 | [LD]CARLT_7, [CB]M20CS, [DSC]M20CS_BYPASS | Confirmed
CARTER | 138 | TOPOLOGY.TMPPA.BEC.CARTER.138.6920 | TMPPA | BEC | CARTER04 | [LD]CARTE_19, [DSC]M20BYPASS, [CB]M20CS | Confirmed
CAYOTE | 138 | TOPOLOGY.TMPPA.BEC.CAYOTE.138.3820 | TMPPA | BEC | CAYOTE | [LD]CAYOT_14, [DSC]DSW_20A, [DSC]DSW_20B | Confirmed
CEDARHIL | 138 | TOPOLOGY.TMPPA.BEC.CEDARHIL.138.0002 | TMPPA | BEC | CEDARHILL03 | [LD]CEDAR_10, [CB]M20CS, [DSC]M20CS_BYPASS | Confirmed
CEDARHIL | 138 | TOPOLOGY.TMPPA.BEC.CEDARHIL.138.9100 | TMPPA | BEC | CEDARHILL | [CB]C3, [DSC]DSW_M20A, [DSC]DSW_M20B, [CB]M20CS, [ | Confirmed
CEDARVAL | 138 | TOPOLOGY.TMPPA.BEC.CEDARVAL.138.0015 | TMPPA | BEC | CEDARVALLYY | [LD]CEDARVAL1, [CB]M20CS_1, [DSC]M20CS_1_BYPASS | Original Not Confirmed
CHATFELD | 138 | TOPOLOGY.TMPPA.BEC.CHATFELD.138.0004 | TMPPA | BEC | CHATFIELD01 | [LD]CHATFELD, [CB]CS, [DSC]CS_BYPASS | Confirmed
CHATT | 138 | TOPOLOGY.TMPPA.BEC.CHATT.138.3820 | TMPPA | BEC | CHATT01 | [LD]CHATT_10, [CB]M20CS_CS | Confirmed
CHERYGRV | 138 | TOPOLOGY.TMPPA.BEC.CHERYGRV.138.0225 | TMPPA | BEC | CHERYGRV04 | [LD]CHERYGRV2, [CB]M20CS_2 | Confirmed
CHERYGRV | 138 | TOPOLOGY.TMPPA.BEC.CHERYGRV.138.0275 | TMPPA | BEC | CHERYGRV05 | [LD]CHERYGRV1, [CB]M20CS_1 | Confirmed
CHINASPR | 138 | TOPOLOGY.TMPPA.BEC.CHINASPR.138.3820 | TMPPA | BEC | CHINASPRGS01 | [LD]CHINA_14, [CB]M20CS | Confirmed
CHISOLM | 138 | TOPOLOGY.TMPPA.BEC.CHISOLM.138.0101 | TMPPA | BEC | CHISOLM_L_A | [LD]CHISOLM1, [CB]M20CS-1, [DSC]M20CS-1_BYPASS | New NodeKey
CHISOLM | 138 | TOPOLOGY.TMPPA.BEC.CHISOLM.138.0201 | TMPPA | BEC | CHISOLM_L_B | [LD]CHISOLM2, [CB]M20CS-2, [DSC]M20CS-2_BYPASS | New NodeKey
CLARMNT | 69 | TOPOLOGY.TMPPA.BEC.CLARMNT.69.6920 | TMPPA | BEC | CLAIRMONT01 | [LD]CLARM_30, [DSC]DSW_20 | Confirmed
CNTRPT_A | 138 | TOPOLOGY.TMPPA.BEC.CNTRPT_A.138.2481 | TMPPA | BEC | CNTERPOINT04 | [LD]CNTRP_18, [CB]M20CS, [CB]X_SH_CB | Confirmed
CONLEY | 138 | TOPOLOGY.TMPPA.BEC.CONLEY.138.2492 | TMPPA | BEC | CONLEY04 | [LD]CON_12, [CB]CS20, [DSC]M20CS_BYPASS | Confirmed
COTNDALE | 138 | TOPOLOGY.TMPPA.BEC.COTNDALE.138.2498 | TMPPA | BEC | COTTONDALE03 | [LD]COTND_19, [CB]X_LD_CB | Confirmed
COV | 138 | TOPOLOGY.TMPPA.BEC.COV.138.2504 | TMPPA | BEC | COVINGTON03 | [LD]COV_12, [DSC]M20CS_BYPASS, [CB]OCB_M20CS_CS | Confirmed
CPL | 138 | TOPOLOGY.TMPPA.BEC.CPL.138.8100 | TMPPA | BEC | COPPELL | [DSC]DSW_1754, [DSC]DSW_1764, [DSC]DSW_1774, [DSC] | Confirmed
CRAFTON | 138 | TOPOLOGY.TMPPA.BEC.CRAFTON.138.2525 | TMPPA | BEC | CRAFTON04 | [LD]CRAFT_19, [CB]X_LD_CB | Confirmed
CRANFLGP | 69 | TOPOLOGY.TMPPA.BEC.CRANFLGP.69.6920 | TMPPA | BEC | CRANFILSGP01 | [LD]CRANF_7, [DSC]DSW_20 | Confirmed
CRAWFORD | 138 | TOPOLOGY.TMPPA.BEC.CRAWFORD.138.2529 | TMPPA | BEC | CRAWFORD03 | [LD]CRAWF_14, [CB]M20CS | Confirmed
CRD | 138 | TOPOLOGY.TMPPA.BEC.CRD.138.8100 | TMPPA | BEC | CONCORD8 | [DSC]DSW_1684, [DSC]DSW_1714, [DSC]DSW_M30 | Confirmed
CROWLEY | 138 | TOPOLOGY.TMPPA.BEC.CROWLEY.138.0013 | TMPPA | BEC | CROWLEY04 | [LD]CROWLEY, [DSC]M20-1_BYPASS, [CB]M20CS-1 | Confirmed
CROWLEY | 138 | TOPOLOGY.TMPPA.BEC.CROWLEY.138.0024 | TMPPA | BEC | CROWLEY_L_B | [LD]CROWLEY2, [CB]M20CS-2, [DSC]M20CS-2_BYPASS | New NodeKey
CRSTMBRS | 138 | TOPOLOGY.TMPPA.BEC.CRSTMBRS.138.0005 | TMPPA | BEC | CROSTIMBRS04 | [LD]CRSTMBRS, [CB]M20-1CS, [DSC]M20-2CS | Confirmed
CST | 138 | TOPOLOGY.TMPPA.BEC.CST.138.2564 | TMPPA | BEC | CUSTER05 | [DSC]BYP_20_1, [LD]CST_6A, [CB]M20_1_CS | Confirmed
CST | 138 | TOPOLOGY.TMPPA.BEC.CST.138.2565 | TMPPA | BEC | CUSTER07 | [DSC]BYP_20_2, [LD]CST_6B, [CB]M20_2_CS | Confirmed
CST | 138 | TOPOLOGY.TMPPA.BEC.CST.138.2570 | TMPPA | BEC | CUSTER09 | [DSC]BYP_20_3, [LD]CST_6C, [CB]M20_3_CS | Confirmed
DAWSON | 69 | TOPOLOGY.TMPPA.BEC.DAWSON.69.2594 | TMPPA | BEC | DAWSON03 | [LD]DAWSO_16, [DSC]DSW_20 | Confirmed
DECATUR | 138 | TOPOLOGY.TMPPA.BEC.DECATUR.138.2600 | TMPPA | BEC | DECATUR03 | [LD]DECAT_19, [CB]M20CS | Confirmed
DELEON | 69 | TOPOLOGY.TMPPA.BEC.DELEON.69.0100 | TMPPA | BEC | DELEON_L_A | [ZBR]DEL_DLCO, [LD]DELEON1 | New NodeKey
DENARCOC | 138 | TOPOLOGY.TMPPA.BEC.DENARCOC.138.0001 | TMPPA | BEC | ARCO1_8V | [CB]AR411, [LD]DENAR_2 | Original Not Confirmed
DENARCOC | 138 | TOPOLOGY.TMPPA.BEC.DENARCOC.138.3810 | TMPPA | BEC | ARCO1_8T | [CB]AR421, [LD]DENAR_1 | Original Not Confirmed
DICEY | 138 | TOPOLOGY.TMPPA.BEC.DICEY.138.1002 | TMPPA | BEC | DICEY06 | [LD]DICEY_18, [CB]M20CS, [DSC]M20CS_BYPASS | Confirmed
DINGDONG | 138 | TOPOLOGY.TMPPA.BEC.DINGDONG.138.2648 | TMPPA | BEC | DINGDONG01 | [LD]DINGD_1, [CB]X_LD_CB | Confirmed
DOWNING | 69 | TOPOLOGY.TMPPA.BEC.DOWNING.69.2653 | TMPPA | BEC | DOWNING05 | [DSC]20, [LD]DOWNI_4 | Confirmed
EBP | 138 | TOPOLOGY.TMPPA.BEC.EBP.138.0003 | TMPPA | BEC | EBP_L_A | [LD]EBRDGP_1, [CB]M20CS-1, [DSC]M20CS-1_BYPASS | New NodeKey
EBP | 138 | TOPOLOGY.TMPPA.BEC.EBP.138.0004 | TMPPA | BEC | EBP_L_B | [LD]EBRDGP_2, [CB]M20CS-2, [DSC]M20CS-2_BYPASS | New NodeKey
EGN | 138 | TOPOLOGY.TMPPA.BEC.EGN.138.2681 | TMPPA | BEC | EGAN05 | [LD]EGN_12, [DSC]M20_BYPASS, [CB]M20CS | Confirmed
EGN | 138 | TOPOLOGY.TMPPA.BEC.EGN.138.8100 | TMPPA | BEC | EGAN | [CB]CB_C1, [DSC]DSW_20, [DSC]DSW_M10, [DSC]DSW_M40 | Confirmed
ELBERT | 69 | TOPOLOGY.TMPPA.BEC.ELBERT.69.6920 | TMPPA | BEC | ELBERT01 | [DSC]DSW_20, [LD]ELBER_8 | Confirmed
ELT | 69 | TOPOLOGY.TMPPA.BEC.ELT.69.2689 | TMPPA | BEC | ELLIOTT03 | [LD]ELT_29, [DSC]SMD-50 | Confirmed
EMMETT | 69 | TOPOLOGY.TMPPA.BEC.EMMETT.69.6920 | TMPPA | BEC | EMMETT01 | [DSC]DSW_F20, [LD]EMMET_16 | Confirmed
ENERGY | 69 | TOPOLOGY.TMPPA.BEC.ENERGY.69.6910 | TMPPA | BEC | ENERGY01 | [DSC]DSW_20, [LD]ENERG_4 | Confirmed
ENS | 138 | TOPOLOGY.TMPPA.BEC.ENS.138.0029 | TMPPA | BEC | ENNIS13 | [LD]ENS3, [CB]M20CS-3, [DSC]M20CS-3_BYPASS | Confirmed
ENS | 138 | TOPOLOGY.TMPPA.BEC.ENS.138.0035 | TMPPA | BEC | ENNIS10 | [LD]ENS4, [CB]M20CS-4, [DSC]M20CS-4_BYPASS | Confirmed
ENS | 138 | TOPOLOGY.TMPPA.BEC.ENS.138.2701 | TMPPA | BEC | ENNIS03 | [LD]ENS1, [CB]M20CS-1, [DSC]M20CS-1_BYPASS | Confirmed
ENS | 138 | TOPOLOGY.TMPPA.BEC.ENS.138.2702 | TMPPA | BEC | ENNIS06 | [LD]ENS2, [CB]M20CS-2, [DSC]M20CS-2_BYPASS | Confirmed
ESPULA9 | 69 | TOPOLOGY.TMPPA.BEC.ESPULA9.69.6920 | TMPPA | BEC | ESPUELA01 | [DSC]DSW_20, [LD]ESPUL_30 | Confirmed
ESYSTEM | 69 | TOPOLOGY.TMPPA.BEC.ESYSTEM.69.0001 | TMPPA | BEC | RAYTHEON_T2 | [DSC]7321, [DSC]7342, [LD]ESYST2 | Confirmed
ESYSTEM | 69 | TOPOLOGY.TMPPA.BEC.ESYSTEM.69.0004 | TMPPA | BEC | RAYTHEON_T1 | [DSC]7311, [DSC]7341, [LD]ESYST1 | Confirmed
EUREKA | 138 | TOPOLOGY.TMPPA.BEC.EUREKA.138.2713 | TMPPA | BEC | EUREKA04 | [LD]EUREK_16, [CB]M20ACS, [DSC]M20ACS_BYPASS | Confirmed
FAIRVIEW | 69 | TOPOLOGY.TMPPA.BEC.FAIRVIEW.69.6915 | TMPPA | BEC | FAIRVIEW02 | [LD]FAIRV_18, [DSC]M20CS_BYPASS, [CB]M20CS_CS | Confirmed
FAL | 138 | TOPOLOGY.TMPPA.BEC.FAL.138.0005 | TMPPA | BEC | FALLCREEKX | [LD]FAL2, [CB]M20CS_2, [DSC]M20CS_2_BYPASS | Original Not Confirmed
FAL | 138 | TOPOLOGY.TMPPA.BEC.FAL.138.0006 | TMPPA | BEC | FALLCREEKW | [LD]FAL1, [CB]M20CS_1, [DSC]M20CS_1_BYPASS | Original Not Confirmed
FARRAR | 138 | TOPOLOGY.TMPPA.BEC.FARRAR.138.2738 | TMPPA | BEC | FARRAR01 | [LD]FARRA_29, [CB]X_LD_CB | Confirmed
FFD | 138 | TOPOLOGY.TMPPA.BEC.FFD.138.1385 | TMPPA | BEC | FAIRFIELD01 | [LD]FFD_16, [CB]OCB_M20CS | Confirmed
FLATROCK | 138 | TOPOLOGY.TMPPA.BEC.FLATROCK.138.6915 | TMPPA | BEC | FLATROCK01 | [LD]FLATR_18, [CB]M20CS | Confirmed
FORESTON | 69 | TOPOLOGY.TMPPA.BEC.FORESTON.69.0001 | TMPPA | BEC | FORRESTON04 | [LD]FORES_10, [DSC]M20CS_BYPASS, [CB]M20CS_CS | Confirmed
FOX | 138 | TOPOLOGY.TMPPA.BEC.FOX.138.8100 | TMPPA | BEC | FOX801 | [DSC]DSW_10, [DSC]DSW_30, [DSC]DSW_M50 | Confirmed
FRA | 69 | TOPOLOGY.TMPPA.BEC.FRA.69.6920 | TMPPA | BEC | FRANKLIN05 | [LD]FRA_29, [CB]M20CS, [DSC]M20CS_BYPASS | Confirmed
FRD | 138 | TOPOLOGY.TMPPA.BEC.FRD.138.2776 | TMPPA | BEC | FRIENDSHIP03 | [LD]FRD_81, [DSC]M20CS_BYPASS, [CB]OCBM20CS_CS | Confirmed
FRE | 69 | TOPOLOGY.TMPPA.BEC.FRE.69.2779 | TMPPA | BEC | FREESTONE | [LD]FRE_29, [CB]M20CS | Confirmed
FRS | 138 | TOPOLOGY.TMPPA.BEC.FRS.138.2782 | TMPPA | BEC | FRISCO03 | [LD]FRS1, [CB]M20CS_1, [DSC]M20CS1_BYPASS | Confirmed
FRS | 138 | TOPOLOGY.TMPPA.BEC.FRS.138.2783 | TMPPA | BEC | FRISCO05 | [LD]FRS2, [CB]M20CS_2, [DSC]M20CS2_BYPASS | Confirmed
FRTGATES | 69 | TOPOLOGY.TMPPA.BEC.FRTGATES.69.6910 | TMPPA | BEC | FORTGATES01 | [DSC]DSW_20, [LD]FRTGA_9 | Confirmed
GAINSVIL | 69 | TOPOLOGY.TMPPA.BEC.GAINSVIL.69.2794 | TMPPA | BEC | GAINSVILL05 | [CB]C2, [LD]GAINS_5, [CB]X_LD_CB | Confirmed
GATESVIL | 69 | TOPOLOGY.TMPPA.BEC.GATESVIL.69.6920 | TMPPA | BEC | GATESVILLE04 | [LD]GATES_14, [LD]GATES_L2, [CB]M20CS, [DSC]M20CS_ | Confirmed
GDL | 138 | TOPOLOGY.TMPPA.BEC.GDL.138.0002 | TMPPA | BEC | GOODLOE04 | [LD]GDL3, [CB]M20CS_3 | Confirmed
GDL | 138 | TOPOLOGY.TMPPA.BEC.GDL.138.2802 | TMPPA | BEC | GOODLOE03 | [LD]GDL_16B, [CB]M20CS_2 | Confirmed
GDL | 138 | TOPOLOGY.TMPPA.BEC.GDL.138.2803 | TMPPA | BEC | GOODLOE02 | [LD]GDL_16A, [CB]M20CS_1, [DSC]M20CS_1_BYPASS | Confirmed
GDV | 138 | TOPOLOGY.TMPPA.BEC.GDV.138.8200 | TMPPA | BEC | GRANDVIEW | [DSC]DSW_1744, [CB]OCB_1308_CB, [CB]OCB_1310_CB | Confirmed
GEO | 69 | TOPOLOGY.TMPPA.BEC.GEO.69.2815 | TMPPA | BEC | GEORGESCRK03 | [LD]GEO_12, [CB]M5034CS_CS, [DSC]MCS5034_BYPASS | Confirmed
GILESPIE | 69 | TOPOLOGY.TMPPA.BEC.GILESPIE.69.6910 | TMPPA | BEC | GILLESPIE01 | [DSC]DSW_2332, [LD]GILES_18 | Confirmed
GLENN | 69 | TOPOLOGY.TMPPA.BEC.GLENN.69.6910 | TMPPA | BEC | GLENN01 | [LD]GLENN_30, [CB]X_LD_CB | Confirmed
GLENROSE | 69 | TOPOLOGY.TMPPA.BEC.GLENROSE.69.2852 | TMPPA | BEC | GLENROSE04 | [LD]GLENR_7, [DSC]M20CS_BYPASS, [CB]OCB_M20CS_CS | Confirmed
GLNHT | 138 | TOPOLOGY.TMPPA.BEC.GLNHT.138.6031 | TMPPA | BEC | GLNHEIGHTS03 | [LD]LOAD_10, [DSC]M20CS_BYPASS, [CB]M20CS_CS | Confirmed
GN_S_I | 138 | TOPOLOGY.TMPPA.BEC.GN_S_I.138.8020 | TMPPA | BEC | GREENV_IN_8Y | [DSC]DSW_M8029, [DSC]GNIN_8022, [DSC]GNIN_8031 | Original Not Confirmed
GOREE | 69 | TOPOLOGY.TMPPA.BEC.GOREE.69.6910 | TMPPA | BEC | GOREE01 | [LD]GOREE_18, [CB]X_LD_CB | Confirmed
GRAPEVIN | 138 | TOPOLOGY.TMPPA.BEC.GRAPEVIN.138.2876 | TMPPA | BEC | GRAPEVINE04 | [LD]GRAPE_18, [CB]M20CS, [DSC]M20CS_BYPASS | Confirmed
GRBY | 69 | TOPOLOGY.TMPPA.BEC.GRBY.69.0200 | TMPPA | BEC | GRBY_L_A | [LD]GRBY_7, [CB]M20CS, [DSC]M20CS_BYPASS | New NodeKey
GRBY | 69 | TOPOLOGY.TMPPA.BEC.GRBY.69.9100 | TMPPA | BEC | GRANBURY | [CB]220, [CB]226, [CB]241, [CB]242, [DSC]M20 | Confirmed
GRENWOOD | 138 | TOPOLOGY.TMPPA.BEC.GRENWOOD.138.2902 | TMPPA | BEC | GREENWOOD03 | [LD]GRENW_19, [CB]M20CS | Confirmed
GRIFFITH | 138 | TOPOLOGY.TMPPA.BEC.GRIFFITH.138.2903 | TMPPA | BEC | GRIFFITH01 | [LD]GRIFF_12, [CB]X_LD_CB | Confirmed
GRO | 69 | TOPOLOGY.TMPPA.BEC.GRO.69.2905 | TMPPA | BEC | GROESBECK01 | [DSC]DSW_20, [LD]GRO_29 | Confirmed
GUSTINE | 69 | TOPOLOGY.TMPPA.BEC.GUSTINE.69.2914 | TMPPA | BEC | GUSTINE04 | [DSC]DSW_20, [LD]GUSTI_4 | Confirmed
HAL | 138 | TOPOLOGY.TMPPA.BEC.HAL.138.2917 | TMPPA | BEC | HALLSBURG01 | [LD]HAL_29, [CB]X_LD_CB | Confirmed
HAMLTON | 69 | TOPOLOGY.TMPPA.BEC.HAMLTON.69.1000 | TMPPA | BEC | HAMILTON04 | [LD]HAMIL_9, [CB]M20CS | Confirmed
HAN1 | 138 | TOPOLOGY.TMPPA.BEC.HAN1.138.3820 | TMPPA | BEC | HANEY01 | [LD]HAN_16, [CB]M20CS | Confirmed
HARDY | 138 | TOPOLOGY.TMPPA.BEC.HARDY.138.2928 | TMPPA | BEC | HARDY03 | [LD]HARDY_5, [CB]X_LD_CB | Confirmed
HAS | 69 | TOPOLOGY.TMPPA.BEC.HAS.69.2938 | TMPPA | BEC | HASSE904 | [DSC]DSW_20, [LD]HAS_4 | Confirmed
HAS | 69 | TOPOLOGY.TMPPA.BEC.HAS.69.9100 | TMPPA | BEC | HASSE9 | [DSC]DSW_20, [DSC]DSW_30, [CB]OCB_224_CB, [CB]OCB_ | Confirmed
HAWKINSW | 138 | TOPOLOGY.TMPPA.BEC.HAWKINSW.138.0047 | TMPPA | BEC | HAWKINS806 | [LD]HAWKINSW, [CB]M20CS, [DSC]M20CS_BYPASS | Confirmed
HBR | 138 | TOPOLOGY.TMPPA.BEC.HBR.138.3811 | TMPPA | BEC | HEBRON01 | [LD]HBRA, [CB]M20ACS, [DSC]M20ACS_BYPASS | Confirmed
HBR | 138 | TOPOLOGY.TMPPA.BEC.HBR.138.3812 | TMPPA | BEC | HEBRON03 | [LD]HBRB, [CB]M20BCS, [DSC]M20BCS_BYPASS | Confirmed
HEARNCTY | 69 | TOPOLOGY.TMPPA.BEC.HEARNCTY.69.2945 | TMPPA | BEC | HEARNECITY05 | [DSC]20A, [LD]HEARNCTY | Confirmed
HERITAGE | 138 | TOPOLOGY.TMPPA.BEC.HERITAGE.138.0025 | TMPPA | BEC | HERITAGE03 | [LD]HERITAGE_1, [CB]M20CS_1, [DSC]M20CS_1_BYPASS | Confirmed
HIL | 138 | TOPOLOGY.TMPPA.BEC.HIL.138.8101 | TMPPA | BEC | HILLTOP8 | [DSC]2404, [DSC]C1DISC, [DSC]DSW_1299, [DSC]DSW_15 | Confirmed
HILLCITY | 69 | TOPOLOGY.TMPPA.BEC.HILLCITY.69.2981 | TMPPA | BEC | HILLCITY03 | [LD]HILLC_7, [CB]M20CS, [DSC]M20CS_BYPASS | Confirmed
HILND | 138 | TOPOLOGY.TMPPA.BEC.HILND.138.2976 | TMPPA | BEC | HIGHLAND02 | [LD]HILAN_6A, [CB]M20A_CS, [DSC]M20ACS_BYPASS | Confirmed
HILND | 138 | TOPOLOGY.TMPPA.BEC.HILND.138.2977 | TMPPA | BEC | HIGHLAND05 | [LD]HILAN_6B, [CB]M20B_CS, [DSC]M20BCS_BYPASS | Confirmed
HLD | 69 | TOPOLOGY.TMPPA.BEC.HLD.69.6920 | TMPPA | BEC | HOLDER905 | [LD]HLD_4, [DSC]M20_BYPASS, [CB]M20CS, [CB]X_SHC1_ | Confirmed
HLD | 69 | TOPOLOGY.TMPPA.BEC.HLD.69.9100 | TMPPA | BEC | HOLDER9 | [DSC]396, [DSC]M20, [DSC]M397VW | Confirmed
HLK | 69 | TOPOLOGY.TMPPA.BEC.HLK.69.2996 | TMPPA | BEC | HILTOPLKS905 | [DSC]DSW_M20, [LD]HLK_29 | Confirmed
HOD | 138 | TOPOLOGY.TMPPA.BEC.HOD.138.0007 | TMPPA | BEC | HOOD810 | [LD]LD1, [CB]M20CS, [DSC]M20CS_BP | Confirmed
HOD | 138 | TOPOLOGY.TMPPA.BEC.HOD.138.8200 | TMPPA | BEC | HOOD805 | [DSC]DSW_1404, [DSC]DSW_1416, [DSC]DSW_M50 | Confirmed
HOL | 138 | TOPOLOGY.TMPPA.BEC.HOL.138.0001 | TMPPA | BEC | HOLNAM05 | [DSC]HL1, [LD]HOL_LD1, [LD]LD1 | Confirmed
HOL | 138 | TOPOLOGY.TMPPA.BEC.HOL.138.0003 | TMPPA | BEC | HOLNAM06 | [DSC]HL2, [LD]HOL_LD3, [LD]LD2 | Confirmed
HOL | 138 | TOPOLOGY.TMPPA.BEC.HOL.138.0005 | TMPPA | BEC | HOLNAM02 | [CB]HL1A, [LD]HOL_LD2, [LD]LD1A | Confirmed
HOL | 138 | TOPOLOGY.TMPPA.BEC.HOL.138.0007 | TMPPA | BEC | HOLNAM03 | [CB]HL2B, [LD]LD2B | Confirmed
HRN | 138 | TOPOLOGY.TMPPA.BEC.HRN.138.8200 | TMPPA | BEC | HEARNE8 | [DSC]1315B, [DSC]2215B, [DSC]DSW_10 | Confirmed
HRN | 69 | TOPOLOGY.TMPPA.BEC.HRN.69.9100 | TMPPA | BEC | HEARNE9 | [DSC]214B, [DSC]216B, [DSC]233B, [DSC]239B | Confirmed
IBM_ | 138 | TOPOLOGY.TMPPA.BEC.IBM_.138.3047 | TMPPA | BEC | IBM06 | [LD]IBM_18A, [CB]M20ACS, [DSC]M20ACS_BP | Confirmed
IBM_ | 138 | TOPOLOGY.TMPPA.BEC.IBM_.138.3048 | TMPPA | BEC | IBM05 | [LD]IBM_18B, [CB]M20BCS, [DSC]M20BCS_BP | Confirmed
INDIA | 69 | TOPOLOGY.TMPPA.BEC.INDIA.69.3062 | TMPPA | BEC | INDIA03 | [DSC]AS_325, [LD]XFMR1 | Confirmed
INDIA | 69 | TOPOLOGY.TMPPA.BEC.INDIA.69.BB1 | TMPPA | BEC | INDIA | [DSC]AS_323, [DSC]AS_324, [DSC]AS_325 | Confirmed
INDIANGP | 69 | TOPOLOGY.TMPPA.BEC.INDIANGP.69.6910 | TMPPA | BEC | INDIANGAP01 | [DSC]DSW_20, [LD]INDIA_9 | Confirmed
INDUSTRL | 138 | TOPOLOGY.TMPPA.BEC.INDUSTRL.138.0007 | TMPPA | BEC | INDSTRL138W | [DSC]I421, [LD]LD2 | Original Not Confirmed
INDUSTRL | 138 | TOPOLOGY.TMPPA.BEC.INDUSTRL.138.0010 | TMPPA | BEC | INDSTRL138V | [DSC]I411, [LD]LD1 | Original Not Confirmed
ITASCA | 69 | TOPOLOGY.TMPPA.BEC.ITASCA.69.3072 | TMPPA | BEC | ITASCA03 | [LD]ITASC_10, [CB]M20CS, [DSC]M20CS_BYPASS | Confirmed
JACKCNTY | 18 | TOPOLOGY.TMPPA.BEC.JACKCNTY.18.BB1 | TMPPA | BEC | JACKCNTY82 | [CB]CB_B, [UN]CT2 | Confirmed
JACKCNTY | 18 | TOPOLOGY.TMPPA.BEC.JACKCNTY.18.BB3 | TMPPA | BEC | JACKCNTY81 | [CB]CB_A, [UN]CT1 | Confirmed
JACKCNTY | 18 | TOPOLOGY.TMPPA.BEC.JACKCNTY.18.BB5 | TMPPA | BEC | JACKCNTY83 | [XF]GSU3, [UN]STG | Confirmed
JARREL | 69 | TOPOLOGY.TMPPA.BEC.JARREL.69.6920 | TMPPA | BEC | JARREL02 | [DSC]DSW_20, [LD]LXFMR1 | Confirmed
JAYTON9 | 69 | TOPOLOGY.TMPPA.BEC.JAYTON9.69.6910 | TMPPA | BEC | JAYTON01 | [LD]JAYTO_30, [CB]X_LD_CB | Confirmed
JEAN | 69 | TOPOLOGY.TMPPA.BEC.JEAN.69.3083 | TMPPA | BEC | JEAN02 | [DSC]DSW_20, [LD]JEAN_8 | Confirmed
JESSICA | 138 | TOPOLOGY.TMPPA.BEC.JESSICA.138.0200 | TMPPA | BEC | JESSICA_L_A | [LD]JESSICA1, [CB]M20CS-1, [DSC]M20CS-1_BYPASS | New NodeKey
JOHNSON | 69 | TOPOLOGY.TMPPA.BEC.JOHNSON.69.6920 | TMPPA | BEC | JOHNSON01 | [DSC]DSW_20, [LD]JOHNS_19 | Confirmed
JOPLIN | 138 | TOPOLOGY.TMPPA.BEC.JOPLIN.138.6920 | TMPPA | BEC | JOPLIN02 | [LD]JOPLI_18, [CB]M20CS, [DSC]M20CS_BP | Confirmed
JOSHUA | 138 | TOPOLOGY.TMPPA.BEC.JOSHUA.138.0001 | TMPPA | BEC | JOSHUA06 | [LD]JOSHU_13, [CB]M20ACS, [DSC]M20ACS_BP | Confirmed
JOSHUA | 138 | TOPOLOGY.TMPPA.BEC.JOSHUA.138.3106 | TMPPA | BEC | JOSHUA03 | [LD]JOSHU_12, [CB]M20BCS, [DSC]M20BCS_BP | Confirmed
JOY | 69 | TOPOLOGY.TMPPA.BEC.JOY.69.3109 | TMPPA | BEC | JOY02 | [DSC]DSW_20, [LD]JOY_11 | Confirmed
KAL | 69 | TOPOLOGY.TMPPA.BEC.KAL.69.6920 | TMPPA | BEC | KALGARY01 | [DSC]20, [LD]KAL_30 | Confirmed
KATZP | 69 | TOPOLOGY.TMPPA.BEC.KATZP.69.3121 | TMPPA | BEC | KATZ03 | [LD]KATZP_18, [CB]X_LD_CB | Confirmed
KEETER | 138 | TOPOLOGY.TMPPA.BEC.KEETER.138.3125 | TMPPA | BEC | KEETER01 | [LD]KEETE_19, [CB]M20CS, [DSC]M20CS_BYPASS | Confirmed
KEI | 138 | TOPOLOGY.TMPPA.BEC.KEI.138.2001 | TMPPA | BEC | KEITHW | [LD]KEI_15, [CB]M20CS-1, [DSC]M20CS-1BYPASS | Original Not Confirmed
KEI | 138 | TOPOLOGY.TMPPA.BEC.KEI.138.2002 | TMPPA | BEC | KEITHV | [LD]KEI_16, [CB]M20CS-2, [DSC]M20CS-2BYPASS | Original Not Confirmed
KELLR | 138 | TOPOLOGY.TMPPA.BEC.KELLR.138.3150 | TMPPA | BEC | KELLER04 | [CB]M20ACS, [DSC]M2OACS_BYPASS, [LD]XFMR1 | Confirmed
KELLR | 138 | TOPOLOGY.TMPPA.BEC.KELLR.138.3151 | TMPPA | BEC | KELLER03 | [CB]M20BCS, [DSC]M2OBCS_BYPASS, [LD]XFMR2 | Confirmed
KELLR | 138 | TOPOLOGY.TMPPA.BEC.KELLR.138.BB3 | TMPPA | BEC | KELLER02 | [DSC]20B, [DSC]60, [DSC]M10VW, [DSC]M30VW | Confirmed
KEN | 138 | TOPOLOGY.TMPPA.BEC.KEN.138.3139 | TMPPA | BEC | KEENE03 | [LD]KEN_12, [CB]M20_CS, [DSC]M20BYPASS | Confirmed
KIOWA | 138 | TOPOLOGY.TMPPA.BEC.KIOWA.138.0015 | TMPPA | BEC | KIOWA03 | [LD]KIOWA, [CB]M20CS, [DSC]M20CSBYPASS | Confirmed
KNG | 69 | TOPOLOGY.TMPPA.BEC.KNG.69.3155 | TMPPA | BEC | KING03 | [LD]KNG_31, [CB]M20CS, [DSC]M20CS_BYPASS | Confirmed
KNOX9 | 69 | TOPOLOGY.TMPPA.BEC.KNOX9.69.3157 | TMPPA | BEC | KNOX01 | [DSC]DSW_20, [LD]KNOX9_18 | Confirmed
KNOX9 | 69 | TOPOLOGY.TMPPA.BEC.KNOX9.69.9100 | TMPPA | BEC | KNOX03 | [DSC]DSW_20, [DSC]DSW_434, [DSC]DSW_M35 | Confirmed
KOSSE | 69 | TOPOLOGY.TMPPA.BEC.KOSSE.69.6910 | TMPPA | BEC | KOSSE01 | [DSC]DSW_20, [LD]KOSSE_29 | Confirmed
LAKEKEMP | 69 | TOPOLOGY.TMPPA.BEC.LAKEKEMP.69.6920 | TMPPA | BEC | LAKEKEMP01 | [DSC]DSW_20, [LD]LAKEK_18 | Confirmed
LAL | 138 | TOPOLOGY.TMPPA.BEC.LAL.138.3179 | TMPPA | BEC | LKALVARADO02 | [LD]LAL_12, [DSC]M20CS_BYPASS, [CB]OCBM20CS_CS | Confirmed
LAMPOST | 138 | TOPOLOGY.TMPPA.BEC.LAMPOST.138.3820 | TMPPA | BEC | LAMPOST03 | [LD]LAMPO_10, [CB]M20CS, [DSC]M20CS_BYPASS | Confirmed
LANHAM | 69 | TOPOLOGY.TMPPA.BEC.LANHAM.69.6920 | TMPPA | BEC | LANHAM01 | [DSC]DSW_20, [LD]LANHA_11 | Confirmed
LEBNONA | 138 | TOPOLOGY.TMPPA.BEC.LEBNONA.138.0003 | TMPPA | BEC | LEBANON02 | [CB]20CS-2, [DSC]20CS-2_BYPASS, [LD]LEBANON_2 | Confirmed
LEBNONA | 138 | TOPOLOGY.TMPPA.BEC.LEBNONA.138.0005 | TMPPA | BEC | LEBANON09 | [CB]20CS-3, [DSC]20CS-3_BYPASS, [LD]LEBANON_3 | Confirmed
LEBNONA | 138 | TOPOLOGY.TMPPA.BEC.LEBNONA.138.3200 | TMPPA | BEC | LEBANON04 | [CB]20CS-1, [DSC]20CS-1_BYPASS, [LD]LEBANON_1 | Confirmed
LEONJNCT | 69 | TOPOLOGY.TMPPA.BEC.LEONJNCT.69.3204 | TMPPA | BEC | LEONJUNCTN02 | [LD]LEONJ_14, [CB]M20CS, [DSC]M20CS_BYPASS | Confirmed
LIBERTR2 | 69 | TOPOLOGY.TMPPA.BEC.LIBERTR2.69.3220 | TMPPA | BEC | LIBERTY01 | [LD]LIBER_31, [CB]X_LD_CB | Confirmed
LIL | 138 | TOPOLOGY.TMPPA.BEC.LIL.138.3225 | TMPPA | BEC | LILLIAN804 | [LD]_LIL-12, [CB]M20BCS | Confirmed
LIL | 138 | TOPOLOGY.TMPPA.BEC.LIL.138.8200 | TMPPA | BEC | LILLIAN805 | [DSC]1874, [DSC]1884, [DSC]2044, [DSC]DSW_M50, [CB | Confirmed
LIL | 69 | TOPOLOGY.TMPPA.BEC.LIL.69.3228 | TMPPA | BEC | LILLIAN0902 | [LD]0LIL_12, [CB]M20ACS, [DSC]M20BYPASS | Confirmed
LITTLHOS | 138 | TOPOLOGY.TMPPA.BEC.LITTLHOS.138.0019 | TMPPA | BEC | LITTLHOS_L_A | [LD]LITTLEHOSS1, [CB]M20CS-1, [DSC]M20CS-1_BYPASS | New NodeKey
LITTLHOS | 138 | TOPOLOGY.TMPPA.BEC.LITTLHOS.138.0100 | TMPPA | BEC | LITTLHOS_L_B | [LD]LITTLHOS2, [CB]M20CS-2, [DSC]M20CS-2_BYPASS | New NodeKey
LKW | 138 | TOPOLOGY.TMPPA.BEC.LKW.138.3254 | TMPPA | BEC | LAKEWOOD03 | [LD]LKW_12, [DSC]M20CS_BYPASS, [CB]M20CS_CS | Confirmed
LNG | 138 | TOPOLOGY.TMPPA.BEC.LNG.138.3810 | TMPPA | BEC | LINGLEVIL01 | [LD]LNG_7, [CB]M20CS | Confirmed
LORENA | 69 | TOPOLOGY.TMPPA.BEC.LORENA.69.0001 | TMPPA | BEC | LORENA01 | [LD]LORENA_L1, [DSC]M20CS_BYPS, [CB]OCB_M20CS | Confirmed
LWSSW | 138 | TOPOLOGY.TMPPA.BEC.LWSSW.138.0009 | TMPPA | BEC | LEWISVLSW805 | [LD]L1, [CB]M20ACS, [DSC]M20ACS_BYPASS | Confirmed
LWSSW | 138 | TOPOLOGY.TMPPA.BEC.LWSSW.138.BB1 | TMPPA | BEC | LEWISVLSW813 | [DSC]2054, [DSC]2234, [DSC]2254, [DSC]DISC2154, [D | Confirmed
LWSVL | 138 | TOPOLOGY.TMPPA.BEC.LWSVL.138.3207 | TMPPA | BEC | LEWISVILLE01 | [LD]LOAD_6, [CB]M20CS | Confirmed
LWSVL | 138 | TOPOLOGY.TMPPA.BEC.LWSVL.138.BB3 | TMPPA | BEC | LEWISVILLE03 | [DSC]DSW_M20A, [DSC]DSW_M20B, [CB]M20CS | Confirmed
MCADMSR2 | 69 | TOPOLOGY.TMPPA.BEC.MCADMSR2.69.3285 | TMPPA | BEC | MCADAMS01 | [DSC]M20, [LD]MCADMSR2 | Confirmed
MCGREGOR | 138 | TOPOLOGY.TMPPA.BEC.MCGREGOR.138.3304 | TMPPA | BEC | MCGREGOR02 | [CB]M20CS, [LD]MCGRE_14 | Confirmed
MCKMY | 138 | TOPOLOGY.TMPPA.BEC.MCKMY.138.8816 | TMPPA | BEC | MCKAMY02 | [LD]LDTR1, [DSC]M20A_BYPASS, [CB]M20ACS | Confirmed
MCKMY | 138 | TOPOLOGY.TMPPA.BEC.MCKMY.138.8817 | TMPPA | BEC | MCKAMY03 | [LD]LDTR2, [DSC]M20B_BYPASS, [CB]M20BCS | Confirmed
MCKMY | 138 | TOPOLOGY.TMPPA.BEC.MCKMY.138.8818 | TMPPA | BEC | MCKAMY04 | [DSC]7177, [LD]LXFMR1 | Confirmed
MCKMY | 138 | TOPOLOGY.TMPPA.BEC.MCKMY.138.8819 | TMPPA | BEC | MCKAMY05 | [DSC]7178, [LD]LXFMR2 | Confirmed
MCKMY | 138 | TOPOLOGY.TMPPA.BEC.MCKMY.138.BB1 | TMPPA | BEC | MCKAMY06 | [DSC]7177, [DSC]M70, [DSC]M80V | Confirmed
MCKMY | 138 | TOPOLOGY.TMPPA.BEC.MCKMY.138.BB2 | TMPPA | BEC | MCKAMY11 | [DSC]7178, [DSC]M70, [DSC]M90V | Confirmed
MCKMY | 138 | TOPOLOGY.TMPPA.BEC.MCKMY.138.BB4 | TMPPA | BEC | MCKAMY07 | [DSC]20_A, [DSC]M50, [DSC]M60V | Confirmed
MCKMY | 138 | TOPOLOGY.TMPPA.BEC.MCKMY.138.BB5 | TMPPA | BEC | MCKAMY08 | [DSC]20_B, [DSC]M40V, [DSC]M50 | Confirmed
MCPHERSN | 138 | TOPOLOGY.TMPPA.BEC.MCPHERSN.138.0003 | TMPPA | BEC | MCPHERSON02 | [LD]L1, [CB]M20CS, [DSC]M20CS_BYPASS | Confirmed
MERIDIAN | 69 | TOPOLOGY.TMPPA.BEC.MERIDIAN.69.3306 | TMPPA | BEC | MERIDIAN01 | [DSC]20, [LD]MERID_7 | Confirmed
MIDWAY | 69 | TOPOLOGY.TMPPA.BEC.MIDWAY.69.0004 | TMPPA | BEC | MIDWAY01 | [CB]BAY1, [LD]MID_BEL | Confirmed
MIDWAY | 69 | TOPOLOGY.TMPPA.BEC.MIDWAY.69.0006 | TMPPA | BEC | MIDWAY02 | [CB]1202, [LD]MID_NVV | Confirmed
MIDWAY | 69 | TOPOLOGY.TMPPA.BEC.MIDWAY.69.0008 | TMPPA | BEC | MIDWAY03 | [CB]1203, [LD]MID_MCC | Confirmed
MIL | 138 | TOPOLOGY.TMPPA.BEC.MIL.138.3815 | TMPPA | BEC | RWMILLER06 | [CB]M20CS, [LD]MIL_7 | Confirmed
MIL | 138 | TOPOLOGY.TMPPA.BEC.MIL.138.8101 | TMPPA | BEC | RWMILLER10 | [DSC]DSW_60, [CB]OCB_1_CB, [CB]OCB_1301_CB, [CB]OC | Confirmed
MIL | 138 | TOPOLOGY.TMPPA.BEC.MIL.138.8102 | TMPPA | BEC | RWMILLER11 | [DSC]DSW_1864, [DSC]DSW_50, [CB]OCB_1303_CB, [CB]O | Confirmed
MIL | 14 | TOPOLOGY.TMPPA.BEC.MIL.14.144 | TMPPA | BEC | RWMILLER1 | [UN]MILLERG4, [CB]X_GN4_CB | Confirmed
MIL | 14 | TOPOLOGY.TMPPA.BEC.MIL.14.145 | TMPPA | BEC | RWMILLER2 | [UN]MILLERG5, [CB]X_GN5_CB | Confirmed
MIL | 14 | TOPOLOGY.TMPPA.BEC.MIL.14.3330 | TMPPA | BEC | RWMILLER3 | [UN]MILLERG1, [CB]X_GN1_CB | Confirmed
MIL | 14 | TOPOLOGY.TMPPA.BEC.MIL.14.3332 | TMPPA | BEC | RWMILLER4 | [UN]MILLERG2, [CB]X_GN2_CB | Confirmed
MIL | 14 | TOPOLOGY.TMPPA.BEC.MIL.14.3334 | TMPPA | BEC | RWMILLER5 | [UN]MILLERG3, [CB]X_GN3_CB | Confirmed
MILANO | 138 | TOPOLOGY.TMPPA.BEC.MILANO.138.3340 | TMPPA | BEC | MILANO | [LN]MIL_MLAN, [LD]MILAN_3 | Confirmed
MILLICAN | 69 | TOPOLOGY.TMPPA.BEC.MILLICAN.69.6970 | TMPPA | BEC | BRYN_MILLICZ | [DSC]DSW_9070, [LD]MILLI_1 | Original Not Confirmed
MOFFAT | 138 | TOPOLOGY.TMPPA.BEC.MOFFAT.138.3352 | TMPPA | BEC | MOFFAT01 | [CB]M20CS, [LD]MOFFA_14 | Confirmed
MOODY | 138 | TOPOLOGY.TMPPA.BEC.MOODY.138.3364 | TMPPA | BEC | MOODY03 | [CB]M20CS, [LD]MOODY_14 | Confirmed
MORAN | 69 | TOPOLOGY.TMPPA.BEC.MORAN.69.6910 | TMPPA | BEC | MORAN01 | [LD]MORAN_4, [CB]X_LD_CB | Confirmed
MOUND | 138 | TOPOLOGY.TMPPA.BEC.MOUND.138.0001 | TMPPA | BEC | MOUND02 | [LD]LOAD_1, [CB]M20A_CS | Confirmed
MOUND | 138 | TOPOLOGY.TMPPA.BEC.MOUND.138.BB3 | TMPPA | BEC | MOUND03 | [DSC]DSW_M20A, [DSC]DSW_M20B, [CB]M20A_CS | Confirmed
MOUNTARY | 69 | TOPOLOGY.TMPPA.BEC.MOUNTARY.69.3377 | TMPPA | BEC | MOUNTARY02 | [DSC]DSW_20, [LD]MOUNT_4 | Confirmed
MSP | 12 | TOPOLOGY.TMPPA.BEC.MSP.12.3379 | TMPPA | BEC | MRSSHPRD1 | [UN]MSP_1, [CB]OCB_701_CB | Confirmed
MSP | 12 | TOPOLOGY.TMPPA.BEC.MSP.12.3381 | TMPPA | BEC | MRSSHPRD2 | [UN]MSP_2, [CB]OCB_702_CB | Confirmed
MSP | 69 | TOPOLOGY.TMPPA.BEC.MSP.69.3385 | TMPPA | BEC | MRSSHPRD07 | [DSC]DSW_20, [LD]MSP_7 | Confirmed
MSP | 69 | TOPOLOGY.TMPPA.BEC.MSP.69.9100 | TMPPA | BEC | MRSSHPRD09 | [DSC]C1_DISC, [DSC]C2_DISC, [DSC]DSW_10, [DSC]DSW_ | Confirmed
MTNSPRGS | 138 | TOPOLOGY.TMPPA.BEC.MTNSPRGS.138.0012 | TMPPA | BEC | MTNSPRNGS04 | [CB]M20CS, [DSC]M20CS_BYPS, [LD]MTNSPRGS | Confirmed
MUENSTER | 138 | TOPOLOGY.TMPPA.BEC.MUENSTER.138.3394 | TMPPA | BEC | MUENSTER02 | [CB]M20CS, [LD]MUENS_5 | Confirmed
MUNDAYR2 | 69 | TOPOLOGY.TMPPA.BEC.MUNDAYR2.69.3397 | TMPPA | BEC | MUNDAY01 | [DSC]DSW_1568, [LD]MUNDA_18 | Confirmed
MURRAY | 138 | TOPOLOGY.TMPPA.BEC.MURRAY.138.3810 | TMPPA | BEC | MURRAY01 | [LD]MURRA_8, [CB]X_LD_CB | Confirmed
NAS | 69 | TOPOLOGY.TMPPA.BEC.NAS.69.6915 | TMPPA | BEC | NASSAUBAY01 | [DSC]DSW_20, [LD]NAS_12 | Confirmed
NAVO | 138 | TOPOLOGY.TMPPA.BEC.NAVO.138.0001 | TMPPA | BEC | NAVO01 | [CB]M20ACS, [DSC]M20ACS_BYPASS, [LD]XFMRA | Confirmed
NEWARK | 138 | TOPOLOGY.TMPPA.BEC.NEWARK.138.3450 | TMPPA | BEC | NEWARK02 | [DSC]M20CS_BYPASS, [CB]M20CS_CS, [LD]NEWAR_19 | Confirmed
NEWPORT | 138 | TOPOLOGY.TMPPA.BEC.NEWPORT.138.3475 | TMPPA | BEC | NEWPORT03 | [DSC]M20CS_BYPASS, [CB]M20CS_CS, [LD]NEWPO_11 | Confirmed
NHP | 69 | TOPOLOGY.TMPPA.BEC.NHP.69.3477 | TMPPA | BEC | NEWHOPE02 | [DSC]DSW_M20A, [LD]NHP_LOADA | Confirmed
NHP | 69 | TOPOLOGY.TMPPA.BEC.NHP.69.6920 | TMPPA | BEC | NEWHOPE03 | [CB]M20CS-B, [DSC]M20CS-B_BYPASS, [LD]NHP_LOADB | Confirmed
NIMROD | 69 | TOPOLOGY.TMPPA.BEC.NIMROD.69.6920 | TMPPA | BEC | NIMROD01 | [DSC]20, [LD]NIMRO_4 | Confirmed
NOCONA | 69 | TOPOLOGY.TMPPA.BEC.NOCONA.69.3483 | TMPPA | BEC | NOCONA01 | [CB]DSW_20_CB, [LD]NOCON_5 | Confirmed
NORFORK | 69 | TOPOLOGY.TMPPA.BEC.NORFORK.69.3489 | TMPPA | BEC | NORFORK01 | [LD]NORFO_7, [CB]X_LD_CB | Confirmed
NSANGER | 138 | TOPOLOGY.TMPPA.BEC.NSANGER.138.0005 | TMPPA | BEC | NRTHSANGER02 | [DSC]M20BCS_BYPASS, [LD]NSANG_5, [CB]OCBM20BCS_CS | Confirmed
NSANGER | 138 | TOPOLOGY.TMPPA.BEC.NSANGER.138.3504 | TMPPA | BEC | NRTHSANGER03 | [DSC]M20ACS_BYPASS, [LD]NSANG_6, [CB]OCBM20ACS_CS | Confirmed
NTX | 13 | TOPOLOGY.TMPPA.BEC.NTX.13.3505 | TMPPA | BEC | NTHTEXAS1 | [UN]NTX_1, [CB]X_GN1_CB | Confirmed
NTX | 13 | TOPOLOGY.TMPPA.BEC.NTX.13.3507 | TMPPA | BEC | NTHTEXAS2 | [UN]NTX_2, [CB]X_GN2_CB | Confirmed
NTX | 13 | TOPOLOGY.TMPPA.BEC.NTX.13.3509 | TMPPA | BEC | NTHTEXAS3 | [UN]NTX_3, [CB]X_GN3_CB | Confirmed
NTX | 69 | TOPOLOGY.TMPPA.BEC.NTX.69.9100 | TMPPA | BEC | NTHTEXAS02 | [DSC]DSW_100, [CB]GEN1_CB, [CB]GEN2_CB | Confirmed
NZL | 138 | TOPOLOGY.TMPPA.BEC.NZL.138.0007 | TMPPA | BEC | NORTHZULCHZ | [CB]M20CS-1, [DSC]M20CS-1_BYPASS, [LD]XFMR_A | Original Not Confirmed
NZL | 138 | TOPOLOGY.TMPPA.BEC.NZL.138.0017 | TMPPA | BEC | NORTHZULCHV | [CB]M20CS-2, [DSC]M20CS-2_BYPASS, [LD]XFMR_B | Original Not Confirmed
OLE | 138 | TOPOLOGY.TMPPA.BEC.OLE.138.3558 | TMPPA | BEC | OLETHA01 | [CB]M20CS, [LD]OLE_29 | Confirmed
OLN | 69 | TOPOLOGY.TMPPA.BEC.OLN.69.3586 | TMPPA | BEC | OLNEY901 | [CB]M20CS, [DSC]M20CS_BP, [LD]OLN_8 | Confirmed
OLN | 69 | TOPOLOGY.TMPPA.BEC.OLN.69.9100 | TMPPA | BEC | OLNEY907 | [DSC]DSW_20, [CB]OCB_201_CB, [CB]OCB_227_CB, [CB]O | Confirmed
ONEAL | 69 | TOPOLOGY.TMPPA.BEC.ONEAL.69.3040 | TMPPA | BEC | ONEAL_L_A | [LD]ONEALD1, [CB]X_LD_CB | No Original Name
PADUCAR2 | 69 | TOPOLOGY.TMPPA.BEC.PADUCAR2.69.6984 | TMPPA | BEC | PADUCAH | [DSC]DSW_2384, [LD]PADUC_31 | Confirmed
PEDENRD | 138 | TOPOLOGY.TMPPA.BEC.PEDENRD.138.0013 | TMPPA | BEC | PEDANRD_P8Y | [DSC]M20CS_BYPASS, [CB]M20CS-1, [LD]PEDENRD1 | Original Not Confirmed
PEORIA | 69 | TOPOLOGY.TMPPA.BEC.PEORIA.69.3599 | TMPPA | BEC | PEORIA02 | [CB]M20CS, [DSC]M20CS_BYPASS, [LD]PEORI_10 | Confirmed
PETEWAY | 69 | TOPOLOGY.TMPPA.BEC.PETEWAY.69.3604 | TMPPA | BEC | PETTEWAY03 | [DSC]M20_BYP, [CB]M20CS, [LD]PETEW_29 | Confirmed
PGE | 69 | TOPOLOGY.TMPPA.BEC.PGE.69.9100 | TMPPA | BEC | POAGE04 | [CB]OCB_224_CB, [CB]X_SH_CB, [CB]X_TUPOAG_CB | Confirmed
PHILLIPS | 138 | TOPOLOGY.TMPPA.BEC.PHILLIPS.138.3820 | TMPPA | BEC | CALVERTMIN01 | [CB]OCBM1120_CB, [LD]PHILL_29 | Confirmed
PLSNTGRV | 69 | TOPOLOGY.TMPPA.BEC.PLSNTGRV.69.3616 | TMPPA | BEC | PLESNTGROV01 | [DSC]20, [LD]PLSNT_3 | Confirmed
PNTHRCRK | 138 | TOPOLOGY.TMPPA.BEC.PNTHRCRK.138.0008 | TMPPA | BEC | PNTHRCRK_L_A | [CB]M20CS_1, [DSC]M20CS_1_BYPASS, [LD]PNTHRCRK1 | No Original Name
PNTHRCRK | 138 | TOPOLOGY.TMPPA.BEC.PNTHRCRK.138.0009 | TMPPA | BEC | PNTHRCRK_L_B | [CB]M20CS_2, [DSC]M20CS_2_BYPASS, [LD]PNTHRCRK2 | New NodeKey
POSTOAK | 69 | TOPOLOGY.TMPPA.BEC.POSTOAK.69.6915 | TMPPA | BEC | POSTOAK01 | [DSC]DSW_20VW, [LD]POSTO_11 | Confirmed
POWELL | 69 | TOPOLOGY.TMPPA.BEC.POWELL.69.3632 | TMPPA | BEC | POWELL02 | [LD]LD1, [DSC]M50 | Confirmed
PRA | 69 | TOPOLOGY.TMPPA.BEC.PRA.69.3637 | TMPPA | BEC | PRAIRIEHIL02 | [CB]M20CS, [DSC]M20CS_BYPASS, [LD]PRA_29 | Confirmed
PRCHHILL | 138 | TOPOLOGY.TMPPA.BEC.PRCHHILL.138.0001 | TMPPA | BEC | PRCHHILL_L_A | [CB]M20CS-1, [DSC]M20CS-1_BYPASS, [LD]PRCHHILL1 | New NodeKey
PRCHHILL | 138 | TOPOLOGY.TMPPA.BEC.PRCHHILL.138.0002 | TMPPA | BEC | PRCHHILL_L_B | [CB]M20CS-2, [DSC]M20CS-2_BYPASS, [LD]PRCHHILL2 | New NodeKey
PRY | 69 | TOPOLOGY.TMPPA.BEC.PRY.69.3647 | TMPPA | BEC | PERRY901 | [DSC]DSW_20, [LD]PRY_29 | Confirmed
PRY | 69 | TOPOLOGY.TMPPA.BEC.PRY.69.6910 | TMPPA | BEC | PERRY904 | [DSC]DSW_M10, [CB]OCB_203_CB, [CB]OCB_243_CB | Confirmed
PTR | 138 | TOPOLOGY.TMPPA.BEC.PTR.138.3653 | TMPPA | BEC | PROTROYAL02 | [CB]M20CS, [DSC]M20CS_BYPASS, [LD]PTR_7 | Confirmed
PURDON | 69 | TOPOLOGY.TMPPA.BEC.PURDON.69.3660 | TMPPA | BEC | PURDON03 | [DSC]F20, [LD]PURDO_16 | Confirmed
RBS | 138 | TOPOLOGY.TMPPA.BEC.RBS.138.8100 | TMPPA | BEC | ROBERTSON04 | [DSC]1607, [DSC]1617, [DSC]1627, [DSC]1797 | Confirmed
RDCANYON | 34.5 | TOPOLOGY.TMPPA.BEC.RDCANYON.34.5.0400 | TMPPA | BEC | REDCANYON | [UN]RDCNY1, [XF]TX2E | Confirmed
RECTOR | 138 | TOPOLOGY.TMPPA.BEC.RECTOR.138.3768 | TMPPA | BEC | RECTORROAD04 | [LD]LD1, [CB]M20CS, [DSC]M20CS_BYPASS | Confirmed
REDRIVER | 69 | TOPOLOGY.TMPPA.BEC.REDRIVER.69.3683 | TMPPA | BEC | REDRIVER01 | [CB]M20CS, [DSC]M20CS_BYPASS, [LD]REDRI_5 | Confirmed
REN | 138 | TOPOLOGY.TMPPA.BEC.REN.138.8200 | TMPPA | BEC | RENO06 | [DSC]2384, [DSC]2394, [DSC]DSW_1484, [DSC]DSW_1494 | Confirmed
RENOS_RC | 138 | TOPOLOGY.TMPPA.BEC.RENOS_RC.138.6824 | TMPPA | BEC | RENOS_RC_L_A | [CB]1_RENOS_CB, [LD]RENO_L1 | No Original Name
RET | 138 | TOPOLOGY.TMPPA.BEC.RET.138.3707 | TMPPA | BEC | RETTA03 | [CB]M20CS_CS, [LD]RET_12 | Confirmed
RGH | 138 | TOPOLOGY.TMPPA.BEC.RGH.138.3820 | TMPPA | BEC | ROGERSHILL01 | [LD]RGH_10, [CB]X_LD_CB | Confirmed
RHM | 138 | TOPOLOGY.TMPPA.BEC.RHM.138.3820 | TMPPA | BEC | RHOME03 | [DSC]2294, [DSC]C-1, [DSC]DSW_1504, [CB]OCB_1306_C | Confirmed
RHM | 138 | TOPOLOGY.TMPPA.BEC.RHM.138.6930 | TMPPA | BEC | RHOME04 | [DSC]1306TR, [DSC]1314TR, [DSC]1507TR | Confirmed
RISNGSTR | 69 | TOPOLOGY.TMPPA.BEC.RISNGSTR.69.3725 | TMPPA | BEC | RISINGSTAR02 | [DSC]DSW_20, [LD]RISNG_4 | Confirmed
ROANOKE | 138 | TOPOLOGY.TMPPA.BEC.ROANOKE.138.3731 | TMPPA | BEC | ROANOKE02 | [CB]M20CS, [DSC]M20CS_BYPASS, [LD]ROANO_6 | Confirmed
ROANOKE | 138 | TOPOLOGY.TMPPA.BEC.ROANOKE.138.8100 | TMPPA | BEC | ROANOKE05 | [DSC]DSW_M10, [DSC]DSW_M20, [DSC]DSW_M30, [CB]X_SH | Confirmed
ROCHSTER | 69 | TOPOLOGY.TMPPA.BEC.ROCHSTER.69.0001 | TMPPA | BEC | ROCHESTER | [ZBR]ROC_ROCH, [LD]ROCHS_18 | Confirmed
ROCKETT | 69 | TOPOLOGY.TMPPA.BEC.ROCKETT.69.3743 | TMPPA | BEC | ROCKETT01 | [CB]M20CS, [LD]ROCKE_16 | Confirmed
ROCKHILL | 138 | TOPOLOGY.TMPPA.BEC.ROCKHILL.138.0100 | TMPPA | BEC | ROCKHILL_L_A | [CB]M20CS-1, [DSC]M20CS-1_BYPASS, [LD]ROCKHILL1 | New NodeKey
RPR | 138 | TOPOLOGY.TMPPA.BEC.RPR.138.6920 | TMPPA | BEC | ROANSPRARE05 | [CB]M20CS, [DSC]M20CS_BYPASS, [LD]RPR_15, [CB]SCC1 | Confirmed
RSP | 69 | TOPOLOGY.TMPPA.BEC.RSP.69.3748 | TMPPA | BEC | REAGORSPRG01 | [DSC]DSW_20, [LD]RSP_16 | Confirmed
RSP | 69 | TOPOLOGY.TMPPA.BEC.RSP.69.9100 | TMPPA | BEC | REAGORSPRG06 | [DSC]DSW_85, [CB]OCB_208_CB, [CB]OCB_210_CB, [CB]O | Confirmed
SALEM11 | 138 | TOPOLOGY.TMPPA.BEC.SALEM11.138.0027 | TMPPA | BEC | SALEM05 | [CB]C2, [CB]M20CS, [DSC]M20CS_BYPASS, [LD]SALEM_5, | Confirmed
SALTY11 | 138 | TOPOLOGY.TMPPA.BEC.SALTY11.138.3761 | TMPPA | BEC | SALTY01 | [CB]M20CS, [LD]SALTY_1 | Confirmed
SANTAFE | 69 | TOPOLOGY.TMPPA.BEC.SANTAFE.69.3775 | TMPPA | BEC | SANTAFE | [DSC]DSW_20, [LD]SANTA_14 | Confirmed
SARDIS | 138 | TOPOLOGY.TMPPA.BEC.SARDIS.138.0015 | TMPPA | BEC | SARDIS802 | [CB]M20CS, [DSC]M20CS_BYPASS, [LD]SARDIS | Confirmed
SARDIS | 138 | TOPOLOGY.TMPPA.BEC.SARDIS.138.BS1 | TMPPA | BEC | SARDIS807 | [DSC]2344, [DSC]2354, [DSC]2364, [DSC]2374 | Confirmed
SCHWRTNR | 69 | TOPOLOGY.TMPPA.BEC.SCHWRTNR.69.6920 | TMPPA | BEC | SCHWERTNER03 | [CB]M20CS, [DSC]M20CS_BYPASS, [LD]SCHWR_1 | Confirmed
SCK | 138 | TOPOLOGY.TMPPA.BEC.SCK.138.5108 | TMPPA | BEC | SALTCREEK24 | [DSC]M15A, [DSC]M20A, [LD]SCK_30 | Confirmed
SCK | 138 | TOPOLOGY.TMPPA.BEC.SCK.138.5110 | TMPPA | BEC | SALTCREEK25 | [DSC]M15B, [DSC]M20B, [LD]SCK2_30 | Confirmed
SCK | 138 | TOPOLOGY.TMPPA.BEC.SCK.138.8BB1 | TMPPA | BEC | SALTCREEK26 | [DSC]M20B, [DSC]M40, [DSC]M60 | Confirmed
SCK | 138 | TOPOLOGY.TMPPA.BEC.SCK.138.8BB2 | TMPPA | BEC | SALTCREEK27 | [DSC]M10, [DSC]M20A, [DSC]M60 | Confirmed
SCL | 138 | TOPOLOGY.TMPPA.BEC.SCL.138.3815 | TMPPA | BEC | SCOTLAND01 | [CB]M20CS, [LD]SCL_11 | Confirmed
SEA | 69 | TOPOLOGY.TMPPA.BEC.SEA.69.9100 | TMPPA | BEC | SEATON903 | [DSC]DSW_M30W, [CB]OCB_206_CB, [CB]OCB_216_CB | Confirmed
SHADYGRV | 69 | TOPOLOGY.TMPPA.BEC.SHADYGRV.69.6920 | TMPPA | BEC | SHADYGROVE04 | [CB]M20CS, [DSC]M20CS_BYPASS, [CB]SCC1_CB, [LD]SHA | Confirmed
SHANNON | 69 | TOPOLOGY.TMPPA.BEC.SHANNON.69.3817 | TMPPA | BEC | SHANNON02 | [DSC]DSW_20, [LD]SHANN_11 | Confirmed
SHILO | 138 | TOPOLOGY.TMPPA.BEC.SHILO.138.0003 | TMPPA | BEC | SHILOH02 | [DSC]M5010, [DSC]M5011, [LD]SHILOT1 | Confirmed
SINCLAIR | 69 | TOPOLOGY.TMPPA.BEC.SINCLAIR.69.3830 | TMPPA | BEC | SINCLAIR01 | [DSC]DSW_20, [LD]SINCL_5 | Confirmed
SJO | 138 | TOPOLOGY.TMPPA.BEC.SJO.138.8200 | TMPPA | BEC | STJO805 | [DSC]DSW_M10, [DSC]DSW_M30, [CB]M50 | Confirmed
SJO | 69 | TOPOLOGY.TMPPA.BEC.SJO.69.9100 | TMPPA | BEC | STJO904 | [DSC]235B, [DSC]246B, [DSC]M80_1, [DSC]M80_2 | Confirmed
SLD | 138 | TOPOLOGY.TMPPA.BEC.SLD.138.3820 | TMPPA | BEC | SELDEN01 | [CB]M20CS, [LD]SLD_7 | Confirmed
SMR | 69 | TOPOLOGY.TMPPA.BEC.SMR.69.3863 | TMPPA | BEC | SEYMOUR02 | [CB]C2, [CB]M20CS, [DSC]M20CS_BYPASS, [LD]SMR_18 | Confirmed
SMS | 69 | TOPOLOGY.TMPPA.BEC.SMS.69.6920 | TMPPA | BEC | SMS01 | [DSC]DSW_20, [LD]SMS_30 | Confirmed
SND | 138 | TOPOLOGY.TMPPA.BEC.SND.138.3873 | TMPPA | BEC | SANDFLAT01 | [CB]M20CS, [LD]SND_12 | Confirmed
SODASPRG | 69 | TOPOLOGY.TMPPA.BEC.SODASPRG.69.6920 | TMPPA | BEC | SODASPRNGS01 | [DSC]DSW_20, [LD]SODAS_18 | Confirmed
SOTHBEND | 69 | TOPOLOGY.TMPPA.BEC.SOTHBEND.69.6920 | TMPPA | BEC | SOUTHBEND01 | [DSC]DSW_20, [LD]SOTHB_8 | Confirmed
SOUTH | 138 | TOPOLOGY.TMPPA.BEC.SOUTH.138.3885 | TMPPA | BEC | BRYN_SOUTHZ | [DSC]DSW_8060, [LD]SOUTH_1 | Original Not Confirmed
SPR | 138 | TOPOLOGY.TMPPA.BEC.SPR.138.8200 | TMPPA | BEC | SPRING05 | [DSC]2644, [DSC]DSW_70, [CB]OCB_1306_CB, [CB]OCB_1 | Confirmed
SPRINGTW | 138 | TOPOLOGY.TMPPA.BEC.SPRINGTW.138.6920 | TMPPA | BEC | SPRINGTOWN02 | [CB]M20CS, [DSC]M20CS_BYPASS, [LD]SPRIN_18 | Confirmed
SPV | 138 | TOPOLOGY.TMPPA.BEC.SPV.138.3810 | TMPPA | BEC | SPRINGVALY01 | [LD]SPV_14, [CB]X_LD_CB | Confirmed
STEELE_S | 69 | TOPOLOGY.TMPPA.BEC.STEELE_S.69.6920 | TMPPA | BEC | BRYN_STEELEZ | [LD]STEEL_1, [CB]X_LD_CB | Original Not Confirmed
STHBROCK | 69 | TOPOLOGY.TMPPA.BEC.STHBROCK.69.6920 | TMPPA | BEC | SOUTHBROCK01 | [DSC]DSW_20, [LD]STHBR_18 | Confirmed
STILHOUS | 138 | TOPOLOGY.TMPPA.BEC.STILHOUS.138.3810 | TMPPA | BEC | STLHOSHOLW01 | [LD]STILH_1, [CB]X_LD_CB | Confirmed
STP11 | 138 | TOPOLOGY.TMPPA.BEC.STP11.138.0001 | TMPPA | BEC | SAINTPAUL01 | [CB]M20CS-1, [DSC]M20CS-1_BYPASS, [LD]STP11_1 | Confirmed
STP11 | 138 | TOPOLOGY.TMPPA.BEC.STP11.138.0002 | TMPPA | BEC | SAINTPAUL02 | [CB]M20CS-2, [DSC]M20CS-2_BYPASS, [LD]STP11_2 | Confirmed
STV | 69 | TOPOLOGY.TMPPA.BEC.STV.69.3970 | TMPPA | BEC | STEPHNVIL901 | [CB]M20CS, [DSC]M20CS_BYPASS, [LD]STV_7 | Confirmed
STV | 69 | TOPOLOGY.TMPPA.BEC.STV.69.6930 | TMPPA | BEC | STEPHNVIL9 | [DSC]244L, [LN]CAL_STV, [DSC]M30, [DSC]M70 | Confirmed
SUT | 69 | TOPOLOGY.TMPPA.BEC.SUT.69.6920 | TMPPA | BEC | SUTTON02 | [DSC]DSW_M20A, [DSC]DSW_M20B, [LD]SUT_29 | Confirmed
SVB | 69 | TOPOLOGY.TMPPA.BEC.SVB.69.3978 | TMPPA | BEC | SIVELSBEND01 | [DSC]DSW_20, [LD]SVB_5 | Confirmed
SVC | 69 | TOPOLOGY.TMPPA.BEC.SVC.69.3981 | TMPPA | BEC | SILVERCITY01 | [DSC]DSW_20, [LD]SVC_3 | Confirmed
SVC | 69 | TOPOLOGY.TMPPA.BEC.SVC.69.9100 | TMPPA | BEC | SILVERCITY05 | [DSC]DSW_20, [DSC]DSW_M10, [DSC]DSW_M30, [DSC]DSW_ | Confirmed
TAM | 12 | TOPOLOGY.TMPPA.BEC.TAM.12.4007 | TMPPA | BEC | TAM_R_A | [UN]TEXASAG1, [CB]X_GN1_CB | No Original Name
TAM | 138 | TOPOLOGY.TMPPA.BEC.TAM.138.0008 | TMPPA | BEC | BRYN_TAMUX | [DSC]1308L, [DSC]1308T, [LD]TAM_28D | Original Not Confirmed
TAM | 138 | TOPOLOGY.TMPPA.BEC.TAM.138.3232 | TMPPA | BEC | BRYN_TAMUU | [DSC]1316L, [DSC]1316T, [LD]TAM_T5 | Original Not Confirmed
TAM | 138 | TOPOLOGY.TMPPA.BEC.TAM.138.6363 | TMPPA | BEC | BRYN_TAMUT | [DSC]1312L, [DSC]1312T, [LD]TAM_28A | Original Not Confirmed
TAM | 138 | TOPOLOGY.TMPPA.BEC.TAM.138.7071 | TMPPA | BEC | BRYN_TAMUS | [DSC]1306L, [DSC]1306T, [LD]TAM_28C | Original Not Confirmed
TAM | 138 | TOPOLOGY.TMPPA.BEC.TAM.138.7777 | TMPPA | BEC | BRYN_TAMUR | [DSC]1314L, [DSC]1314T, [LD]TAM_28B | Original Not Confirmed
TEN | 138 | TOPOLOGY.TMPPA.BEC.TEN.138.0001 | TMPPA | BEC | JNSNCNTY801 | [DSC]1904, [DSC]1934, [DSC]1964 | Confirmed
TEN | 138 | TOPOLOGY.TMPPA.BEC.TEN.138.0013 | TMPPA | BEC | JNSNCNTY803 | [DSC]1926, [DSC]1956, [DSC]1986 | Confirmed
TEN | 138 | TOPOLOGY.TMPPA.BEC.TEN.138.6756 | TMPPA | BEC | JNSNCNTY811 | [CB]CB20B, [LD]LD2 | Confirmed
TEN | 138 | TOPOLOGY.TMPPA.BEC.TEN.138.8888 | TMPPA | BEC | JNSNCNTY812 | [CB]CB20, [LD]LD1 | Confirmed
TEN | 25 | TOPOLOGY.TMPPA.BEC.TEN.25.G2L | TMPPA | BEC | JNSNCNTY81 | [UN]CT1, [XF]GTG_XF_1 | Confirmed
TEN | 25 | TOPOLOGY.TMPPA.BEC.TEN.25.G4L | TMPPA | BEC | JNSNCNTY8101 | [XF]GTB_XF_1, [UN]STG | Confirmed
THRPSPRG | 138 | TOPOLOGY.TMPPA.BEC.THRPSPRG.138.4049 | TMPPA | BEC | THORPSPRGS01 | [DSC]M20CS_BYPASS, [CB]M20CS_CS, [LD]THRPS_18 | Confirmed
TIMBRGRN | 138 | TOPOLOGY.TMPPA.BEC.TIMBRGRN.138.4051 | TMPPA | BEC | TIMBERGREN01 | [DSC]M20CS_BYPASS, [CB]M20CS_CS, [LD]TIMBR_12 | Confirmed
TINTOP | 69 | TOPOLOGY.TMPPA.BEC.TINTOP.69.4057 | TMPPA | BEC | TINTOP01 | [DSC]M20CS_BYPASS, [CB]M20CS_CS, [LD]TINTO_18 | Confirmed
TLB | 138 | TOPOLOGY.TMPPA.BEC.TLB.138.3810 | TMPPA | BEC | TALBRTRIDG01 | [LD]TLB_1, [CB]X_LD_CB | Confirmed
TLC | 138 | TOPOLOGY.TMPPA.BEC.TLC.138.3820 | TMPPA | BEC | TELICO01 | [CB]M20CS, [LD]TLC_16 | Confirmed
TRIMMIER | 138 | TOPOLOGY.TMPPA.BEC.TRIMMIER.138.4069 | TMPPA | BEC | TRIMMIER01 | [CB]M20CS, [LD]TRIMM_1 | Confirmed
TRU | 138 | TOPOLOGY.TMPPA.BEC.TRU.138.4077 | TMPPA | BEC | TRUMBULL803 | [DSC]M20CS_BYPASS, [CB]M20CS_CS, [LD]TRU_16 | Confirmed
TRU | 138 | TOPOLOGY.TMPPA.BEC.TRU.138.8200 | TMPPA | BEC | TRUMBULL804 | [DSC]DSW_1854, [DSC]DSW_20, [DSC]DSW_M50 | Confirmed
TRUSCOTT | 69 | TOPOLOGY.TMPPA.BEC.TRUSCOTT.69.4082 | TMPPA | BEC | TRUSCOTT01 | [DSC]DSW_2367, [LD]TRUSC_18 | Confirmed
VALYVIEW | 138 | TOPOLOGY.TMPPA.BEC.VALYVIEW.138.4091 | TMPPA | BEC | VALLEYVIEW02 | [DSC]M20CS_BYPASS, [CB]M20CS_CS, [LD]VALYV_5 | Confirmed
VLYBRNCH | 138 | TOPOLOGY.TMPPA.BEC.VLYBRNCH.138.0008 | TMPPA | BEC | VALLYBRNCH03 | [CB]M20CS, [DSC]M20CS_BYPASS, [LD]VALYBRANCH | Confirmed
WALNBEND | 69 | TOPOLOGY.TMPPA.BEC.WALNBEND.69.6910 | TMPPA | BEC | WALNUTBEND01 | [LD]WALNB_5, [CB]X_LD_CB | Confirmed
WALNUT1 | 69 | TOPOLOGY.TMPPA.BEC.WALNUT1.69.0015 | TMPPA | BEC | WALNUT_T1 | [CB]7450, [LD]WALNU_1 | Confirmed
WALNUT1 | 69 | TOPOLOGY.TMPPA.BEC.WALNUT1.69.0016 | TMPPA | BEC | WALNUT_T2 | [CB]7460, [LD]WALNU_2 | Confirmed
WALNUT1 | 69 | TOPOLOGY.TMPPA.BEC.WALNUT1.69.BUS1 | TMPPA | BEC | WALNUT | [DSC]7411, [DSC]7442, [DSC]7451 | Confirmed
WALNUT1 | 69 | TOPOLOGY.TMPPA.BEC.WALNUT1.69.BUS2 | TMPPA | BEC | WALNUT_B1 | [DSC]7421, [DSC]7431, [DSC]7441, [DSC]7461 | Confirmed
WESTOVER | 69 | TOPOLOGY.TMPPA.BEC.WESTOVER.69.4125 | TMPPA | BEC | WESTOVER02 | [DSC]DSW_20, [LD]WESTO_18 | Confirmed
WFCOGEN | 13.2 | TOPOLOGY.TMPPA.BEC.WFCOGEN.13.2.2097 | TMPPA | BEC | WFCOGEN02 | [CB]GNG1_CB, [UN]UNIT1 | Confirmed
WFCOGEN | 13.2 | TOPOLOGY.TMPPA.BEC.WFCOGEN.13.2.2098 | TMPPA | BEC | WFCOGEN03 | [CB]GNG2_CB, [UN]UNIT2 | Confirmed
WFCOGEN | 13.2 | TOPOLOGY.TMPPA.BEC.WFCOGEN.13.2.2099 | TMPPA | BEC | WFCOGEN04 | [CB]GNG3_CB, [UN]UNIT3 | Confirmed
WFCOGEN | 13.2 | TOPOLOGY.TMPPA.BEC.WFCOGEN.13.2.2101 | TMPPA | BEC | WFCOGEN05 | [CB]GNG4_CB, [UN]UNIT4 | Confirmed
WFCOGEN | 13.2 | TOPOLOGY.TMPPA.BEC.WFCOGEN.13.2.BB1 | TMPPA | BEC | WFCOGEN06 | [CB]GNG1_CB, [CB]GNG2_CB, [CB]TR52T1_CB | Confirmed
WFCOGEN | 13.2 | TOPOLOGY.TMPPA.BEC.WFCOGEN.13.2.BB2 | TMPPA | BEC | WFCOGEN07 | [CB]GNG3_CB, [CB]GNG4_CB, [CB]TR52T2_CB | Confirmed
WHITSBOR | 138 | TOPOLOGY.TMPPA.BEC.WHITSBOR.138.0003 | TMPPA | BEC | WHTSBRSWST02 | [CB]M20CS, [LD]WHITS_26 | Confirmed
WHITT | 69 | TOPOLOGY.TMPPA.BEC.WHITT.69.4136 | TMPPA | BEC | WHITT02 | [DSC]DSW_F20, [LD]WHITT_18 | Confirmed
WILLOW | 138 | TOPOLOGY.TMPPA.BEC.WILLOW.138.7777 | TMPPA | BEC | WILLOW02 | [CB]M20_CS, [LD]WILLO_19 | Confirmed
WINDSOR | 138 | TOPOLOGY.TMPPA.BEC.WINDSOR.138.4143 | TMPPA | BEC | WINDSOR01 | [DSC]M20CS_BYPASS, [CB]OCBM20CS, [LD]WINDS_14 | Confirmed
WINKLER | 138 | TOPOLOGY.TMPPA.BEC.WINKLER.138.3820 | TMPPA | BEC | WINKLER01 | [CB]M20CS, [LD]WINKL_16 | Confirmed
WND | 12 | TOPOLOGY.TMPPA.BEC.WND.12.4150 | TMPPA | BEC | WHITNYDM1 | [CB]GEN1_BRKR, [UN]WHITNEY1 | Confirmed
WND | 12 | TOPOLOGY.TMPPA.BEC.WND.12.4152 | TMPPA | BEC | WHITNYDM2 | [CB]GEN2_BRKR, [UN]WHITNEY2 | Confirmed
WND | 12 | TOPOLOGY.TMPPA.BEC.WND.12.GL | TMPPA | BEC | WHITNYDM201 | [CB]GEN1_BRKR, [CB]GEN2_BRKR, [CB]XFMR_BRKR | Confirmed
WND | 69 | TOPOLOGY.TMPPA.BEC.WND.69.9102 | TMPPA | BEC | WHITNYDM03 | [DSC]11, [DSC]21, [DSC]31, [DSC]41 | Confirmed
WOODBINE | 69 | TOPOLOGY.TMPPA.BEC.WOODBINE.69.4163 | TMPPA | BEC | WOODBINE02 | [DSC]DSW_20, [LD]WOODB_5 | Confirmed
WOODIE | 138 | TOPOLOGY.TMPPA.BEC.WOODIE.138.4169 | TMPPA | BEC | WOODIE02 | [CB]M20CS, [LD]WOODI_19 | Confirmed
WPL | 138 | TOPOLOGY.TMPPA.BEC.WPL.138.0601 | TMPPA | BEC | WAPLES8X | [CB]M20CS, [DSC]M20CS_BYPASS, [LD]WPL1 | Original Not Confirmed
WPL | 69 | TOPOLOGY.TMPPA.BEC.WPL.69.6914 | TMPPA | BEC | WAPLES903 | [DSC]DSW_414, [DSC]DSW_424, [DSC]DSW_436 | Confirmed
WRIGHT | 69 | TOPOLOGY.TMPPA.BEC.WRIGHT.69.4182 | TMPPA | BEC | WRIGHT01 | [CB]M20CS, [DSC]M20CS_BYPASS, [LD]WRIGH_7 | Confirmed
WTHFRDLK | 69 | TOPOLOGY.TMPPA.BEC.WTHFRDLK.69.1003 | TMPPA | BEC | WTHFRDLK_L_A | [CB]M20CSA, [LD]WTHLKA | New NodeKey
WTHFRDLK | 69 | TOPOLOGY.TMPPA.BEC.WTHFRDLK.69.1004 | TMPPA | BEC | WTHFRDLK_L_B | [CB]M20CSB, [LD]WTHLKB | New NodeKey
ZEPHYR | 138 | TOPOLOGY.TMPPA.BEC.ZEPHYR.138.4183 | TMPPA | BEC | ZEPHYR03 | [DSC]M20CS, [DSC]M20CS_BYPASS, [LD]ZEPHY_4 | Confirmed
ANNEX | 69 | TOPOLOGY.TMPPA.BRYN.ANNEX.69.2138 | TMPPA | BRYN | BRYN_ANNEXZ | [LD]ANNEX_1, [CB]X_LD_CB | Original Not Confirmed
ATKINS | 12.5 | TOPOLOGY.TMPPA.BRYN.ATKINS.12.5.0039 | TMPPA | BRYN | BRYN_ATKINSY | [DSC]FAKE, [LD]LD125 | Original Not Confirmed
ATKINS | 12.5 | TOPOLOGY.TMPPA.BRYN.ATKINS.12.5.1253 | TMPPA | BRYN | BRYN_ATKINS5 | [CB]162, [CB]171, [UN]ATKINSG3, [UN]ATKINSG4, [UN] | Original Not Confirmed
ATKINS | 13 | TOPOLOGY.TMPPA.BRYN.ATKINS.13.136 | TMPPA | BRYN | BRYN_ATKINS7 | [UN]ATKINSG6, [XF]XFMRGT6 | Original Not Confirmed
ATKINS | 13 | TOPOLOGY.TMPPA.BRYN.ATKINS.13.137 | TMPPA | BRYN | BRYN_ATKINS6 | [UN]ATKINSG7, [CB]X_GN7_CB | Original Not Confirmed
ATKINS | 69 | TOPOLOGY.TMPPA.BRYN.ATKINS.69.9101 | TMPPA | BRYN | BRYN_ATK69Z | [DSC]DSW_001B, [DSC]DSW_002B, [DSC]DSW_003B, [DSC] | Original Not Confirmed
ATKINS | 69 | TOPOLOGY.TMPPA.BRYN.ATKINS.69.9102 | TMPPA | BRYN | BRYN_ATK69 | [DSC]DSW_001D, [DSC]DSW_002D, [DSC]DSW_003C, [DSC] | Original Not Confirmed
BRIRCRT | 69 | TOPOLOGY.TMPPA.BRYN.BRIRCRT.69.2362 | TMPPA | BRYN | BRYN_BRCRESY | [DSC]9171, [LD]BRIRC_1 | Original Not Confirmed
DANSBY | 138 | TOPOLOGY.TMPPA.BRYN.DANSBY.138.8010 | TMPPA | BRYN | BRYN_DSBY13Y | [DSC]8012, [DSC]8021, [DSC]8027 | Original Not Confirmed
DANSBY | 14 | TOPOLOGY.TMPPA.BRYN.DANSBY.14.142 | TMPPA | BRYN | BRYN_DNSBY13 | [UN]DANSBYG1, [CB]X_GN_CB | Original Not Confirmed
DANSBY | 14 | TOPOLOGY.TMPPA.BRYN.DANSBY.14.144 | TMPPA | BRYN | BRYN_DNSBY1Y | [UN]DANSBYG2, [CB]X_GN2 | Original Not Confirmed
DANSBY | 69 | TOPOLOGY.TMPPA.BRYN.DANSBY.69.8030 | TMPPA | BRYN | BRYN_DSBY69 | [DSC]251B, [DSC]252B, [DSC]253B, [DSC]254B, [DSC]2 | Original Not Confirmed
EAST | 138 | TOPOLOGY.TMPPA.BRYN.EAST.138.8010 | TMPPA | BRYN | BRYN_EAST138 | [DSC]8012, [DSC]8021, [DSC]8027 | Original Not Confirmed
EAST | 138 | TOPOLOGY.TMPPA.BRYN.EAST.138.8030 | TMPPA | BRYN | BRYN_EAST13Y | [DSC]8032, [DSC]8041, [DSC]MO_8019 | Original Not Confirmed
EAST | 69 | TOPOLOGY.TMPPA.BRYN.EAST.69.0040 | TMPPA | BRYN | BRYN_EAST69V | [DSC]9122, [LD]EAST_2 | Original Not Confirmed
EAST | 69 | TOPOLOGY.TMPPA.BRYN.EAST.69.2672 | TMPPA | BRYN | BRYN_EAST69P | [DSC]223A, [LD]EAST_1 | Original Not Confirmed
EAST | 69 | TOPOLOGY.TMPPA.BRYN.EAST.69.9100 | TMPPA | BRYN | BRYN_EAST69 | [DSC]221B, [DSC]222B, [DSC]223B, [DSC]225B, [DSC]9 | Original Not Confirmed
GREENS_P | 138 | TOPOLOGY.TMPPA.BRYN.GREENS_P.138.3840 | TMPPA | BRYN | BRYN_GRNPRAZ | [DSC]DSW_8032, [DSC]DSW_8037, [DSC]DSW_8041 | Original Not Confirmed
GREENS_P | 138 | TOPOLOGY.TMPPA.BRYN.GREENS_P.138.3850 | TMPPA | BRYN | BRYN_GRNPRAY | [DSC]DSW_8042, [DSC]DSW_8051, [LD]GREEN_1C | Original Not Confirmed
IND_PARK | 69 | TOPOLOGY.TMPPA.BRYN.IND_PARK.69.0003 | TMPPA | BRYN | BRYN_IP | [LD]IND_P_2, [CB]OCB69282_CB, [CB]OCB69283_CB | Original Not Confirmed
IND_PARK | 69 | TOPOLOGY.TMPPA.BRYN.IND_PARK.69.3054 | TMPPA | BRYN | BRYN_IPX | [LD]IND_P_1, [CB]OCB69283_CB, [CB]OCB69284_CB | Original Not Confirmed
KURTEN | 69 | TOPOLOGY.TMPPA.BRYN.KURTEN.69.0008 | TMPPA | BRYN | BRYN_KURTENZ | [LD]KURTEN_2, [DSC]PF041 | Original Not Confirmed
NALL_LN | 69 | TOPOLOGY.TMPPA.BRYN.NALL_LN.69.3432 | TMPPA | BRYN | BRYN_NALLU | [DSC]DSW_9102, [LD]NALL_1B | Original Not Confirmed
NALL_LN | 69 | TOPOLOGY.TMPPA.BRYN.NALL_LN.69.3436 | TMPPA | BRYN | BRYN_NALLQ | [DSC]175A, [LD]NALL_1C | Original Not Confirmed
NALL_LN | 69 | TOPOLOGY.TMPPA.BRYN.NALL_LN.69.9100 | TMPPA | BRYN | BRYN_NALL | [DSC]171B, [DSC]172B, [DSC]175B, [DSC]DSW_176B, [D | Original Not Confirmed
NALL_LN | 69 | TOPOLOGY.TMPPA.BRYN.NALL_LN.69.9101 | TMPPA | BRYN | BRYN_NALLP | [DSC]DSW_9101, [LD]NALL_1A | Original Not Confirmed
NORTHBR | 69 | TOPOLOGY.TMPPA.BRYN.NORTHBR.69.3495 | TMPPA | BRYN | BRYN_NORTHV | [DSC]DSW69036, [LD]NORTH_1B | Original Not Confirmed
NORTHBR | 69 | TOPOLOGY.TMPPA.BRYN.NORTHBR.69.6935 | TMPPA | BRYN | BRYN_NORTHS | [DSC]DSW69035, [LD]NORTH_1A | Original Not Confirmed
NORTHBR | 69 | TOPOLOGY.TMPPA.BRYN.NORTHBR.69.9101 | TMPPA | BRYN | BRYN_NORTH | [DSC]031B, [DSC]032B, [DSC]033B, [DSC]034B, [DSC]0 | Original Not Confirmed
SHADY_LN | 69 | TOPOLOGY.TMPPA.BRYN.SHADY_LN.69.3806 | TMPPA | BRYN | BRYN_SHADYY | [DSC]DSW_9110, [LD]SHADY_1A | Original Not Confirmed
SHADY_LN | 69 | TOPOLOGY.TMPPA.BRYN.SHADY_LN.69.3807 | TMPPA | BRYN | BRYN_SHADYX | [DSC]DSW_9111, [LD]SHADY_1B | Original Not Confirmed
SHADY_LN | 69 | TOPOLOGY.TMPPA.BRYN.SHADY_LN.69.9100 | TMPPA | BRYN | BRYN_SHADYZ | [CB]OCB69191_CB, [CB]OCB69192_CB, [CB]OCB69193_CB | Original Not Confirmed
SNOOK | 69 | TOPOLOGY.TMPPA.BRYN.SNOOK.69.6920 | TMPPA | BRYN | BRYN_SNOOKZ | [LD]SNOOK_1, [CB]X_LD_CB | Original Not Confirmed
STEEPHLW | 138 | TOPOLOGY.TMPPA.BRYN.STEEPHLW.138.3951 | TMPPA | BRYN | BRYN_STPHLLV | [DSC]DSW_8160, [LD]STEEP_1 | Original Not Confirmed
TABOR | 69 | TOPOLOGY.TMPPA.BRYN.TABOR.69.4004 | TMPPA | BRYN | BRYN_TABORW | [CB]OCB69055_CB, [LD]TABOR_1 | Original Not Confirmed
TABOR | 69 | TOPOLOGY.TMPPA.BRYN.TABOR.69.9100 | TMPPA | BRYN | BRYN_TABOR | [CB]OCB69051_CB, [CB]OCB69052_CB, [CB]OCB69053_CB, | Original Not Confirmed
AIRPRT_C | 138 | TOPOLOGY.TMPPA.DGG.AIRPRT_C.138.2128 | TMPPA | DGG | JMCRSTL138X | [LD]AIRPR_1, [CB]X_LD_CB | Original Not Confirmed
APOLLO | 138 | TOPOLOGY.TMPPA.DGG.APOLLO.138.2146 | TMPPA | DGG | APOLLO_T1 | [DSC]1381, [LD]APOLL_1A | Confirmed
APOLLO | 138 | TOPOLOGY.TMPPA.DGG.APOLLO.138.2147 | TMPPA | DGG | APOLLO_T2 | [DSC]1383, [LD]APOLL_1B | Confirmed
APOLLO | 138 | TOPOLOGY.TMPPA.DGG.APOLLO.138.8200 | TMPPA | DGG | APOLLO | [DSC]8611, [DSC]8621, [DSC]8631, [DSC]8641 | Confirmed
APOLLO | 69 | TOPOLOGY.TMPPA.DGG.APOLLO.69.9100 | TMPPA | DGG | APOLLO_69 | [DSC]6611, [DSC]6621, [DSC]6641 | Confirmed
BRAND_C | 138 | TOPOLOGY.TMPPA.DGG.BRAND_C.138.0700 | TMPPA | DGG | BRAND_B_FAIR | [DSC]DSW_1364, [DSC]DSW_8212, [DSC]DSW_8232 | Confirmed
BRAND_C | 138 | TOPOLOGY.TMPPA.DGG.BRAND_C.138.1650 | TMPPA | DGG | BRAND_B_BD | [DSC]DSW_1362, [DSC]DSW_8222, [DSC]DSW_8242 | Confirmed
BRAND_C | 138 | TOPOLOGY.TMPPA.DGG.BRAND_C.138.1700 | TMPPA | DGG | BRAND_T2 | [LD]BR_2, [DSC]DSW_1407 | Confirmed
BRAND_C | 138 | TOPOLOGY.TMPPA.DGG.BRAND_C.138.2338 | TMPPA | DGG | BRAND | [LD]BR_1, [DSC]DSW_1406 | Confirmed
CASTLE_D | 69 | TOPOLOGY.TMPPA.DGG.CASTLE_D.69.2452 | TMPPA | DGG | CASTLE_T1 | [CB]6730, [LD]CASTL_1 | Confirmed
CENTRVIL | 138 | TOPOLOGY.TMPPA.DGG.CENTRVIL.138.0015 | TMPPA | DGG | CENTRVIL_V_A | [DSC]1374, [DSC]9612, [DSC]9622 | New NodeKey
CENTRVIL | 138 | TOPOLOGY.TMPPA.DGG.CENTRVIL.138.0039 | TMPPA | DGG | CENTRVIL_V_B | [DSC]1375, [DSC]9652, [DSC]9662 | New NodeKey
CENTRVIL | 138 | TOPOLOGY.TMPPA.DGG.CENTRVIL.138.1115 | TMPPA | DGG | CENTRVIL_L_A | [DSC]910, [LD]CV1 | New NodeKey
CENTRVIL | 138 | TOPOLOGY.TMPPA.DGG.CENTRVIL.138.1116 | TMPPA | DGG | CENTRVIL_L_B | [DSC]911, [LD]CV2 | New NodeKey
CRIST_C | 138 | TOPOLOGY.TMPPA.DGG.CRIST_C.138.0110 | TMPPA | DGG | CRIST | [DSC]DSW_1368, [DSC]DSW_9532, [DSC]DSW_9542 | Original Not Confirmed
CRIST_C | 138 | TOPOLOGY.TMPPA.DGG.CRIST_C.138.0150 | TMPPA | DGG | CRISTZ | [DSC]DSW_1367, [DSC]DSW_9512, [DSC]DSW_9522 | Original Not Confirmed
CRIST_C | 138 | TOPOLOGY.TMPPA.DGG.CRIST_C.138.2000 | TMPPA | DGG | CRISTW | [LD]CRIST1, [DSC]DSW_1411 | Original Not Confirmed
CRIST_C | 138 | TOPOLOGY.TMPPA.DGG.CRIST_C.138.2001 | TMPPA | DGG | CRISTV | [LD]CRIST2, [DSC]DSW_1412 | Original Not Confirmed
DENT_RD | 69 | TOPOLOGY.TMPPA.DGG.DENT_RD.69.0002 | TMPPA | DGG | DENT_RD_L_A | [LD]DENT_1A, [CB]X_LD1_CB | No Original Name
DENT_RD | 69 | TOPOLOGY.TMPPA.DGG.DENT_RD.69.0004 | TMPPA | DGG | DENT_RD_L_B | [LD]DENT_1B, [CB]X_LD2_CB | No Original Name
DIESEL | 12.5 | TOPOLOGY.TMPPA.DGG.DIESEL.12.5.0006 | TMPPA | DGG | DIESEL_L_A | [LD]DIESE_4, [CB]OCB_4_CB | No Original Name
DIESEL | 12.5 | TOPOLOGY.TMPPA.DGG.DIESEL.12.5.0008 | TMPPA | DGG | DIESEL_L_B | [LD]DIESE_2, [CB]OCB_2_CB | No Original Name
DIESEL | 12.5 | TOPOLOGY.TMPPA.DGG.DIESEL.12.5.0012 | TMPPA | DGG | DIESEL_L_C | [LD]DIESE_3, [CB]OCB_3_CB | No Original Name
DIESEL | 12.5 | TOPOLOGY.TMPPA.DGG.DIESEL.12.5.0100 | TMPPA | DGG | DIESEL_L_D | [LD]DIESE_1, [CB]OCB_1_CB | No Original Name
FAIRDL | 138 | TOPOLOGY.TMPPA.DGG.FAIRDL.138.8200 | TMPPA | DGG | FAIRDALE | [DSC]8811, [DSC]8821, [DSC]8831 | Confirmed
FAIRDL | 69 | TOPOLOGY.TMPPA.DGG.FAIRDL.69.2722 | TMPPA | DGG | FAIRDALE9_T1 | [DSC]DSW_914, [LD]FAIRD_1A | Confirmed
FAIRDL | 69 | TOPOLOGY.TMPPA.DGG.FAIRDL.69.2723 | TMPPA | DGG | FAIRDALE9_T2 | [DSC]DSW_915, [LD]FAIRD_1B | Confirmed
FAIRDL | 69 | TOPOLOGY.TMPPA.DGG.FAIRDL.69.6910 | TMPPA | DGG | FAIRDALE9 | [DSC]6812, [DSC]6861, [DSC]DSW_914, [DSC]DSW_915 | Confirmed
FAIRDL | 69 | TOPOLOGY.TMPPA.DGG.FAIRDL.69.9100 | TMPPA | DGG | FAIRDALE9_B2 | [DSC]6811, [DSC]6821, [DSC]6831, [DSC]6851 | Confirmed
FIRWHEEL | 138 | TOPOLOGY.TMPPA.DGG.FIRWHEEL.138.0001 | TMPPA | DGG | FIREWHEEL_T2 | [CB]8550, [LD]LD2 | Confirmed
FIRWHEEL | 138 | TOPOLOGY.TMPPA.DGG.FIRWHEEL.138.0005 | TMPPA | DGG | FIREWHEEL_B1 | [DSC]1405, [DSC]8511, [DSC]8532 | Confirmed
FIRWHEEL | 138 | TOPOLOGY.TMPPA.DGG.FIRWHEEL.138.0007 | TMPPA | DGG | FIREWHEEL | [DSC]1404, [DSC]8521, [DSC]8531 | Confirmed
FIRWHEEL | 138 | TOPOLOGY.TMPPA.DGG.FIRWHEEL.138.2747 | TMPPA | DGG | FIREWHEEL_T1 | [CB]8540, [LD]LD1 | Confirmed
HICKRY_D | 69 | TOPOLOGY.TMPPA.DGG.HICKRY_D.69.2958 | TMPPA | DGG | HICKORY69W | [DSC]H312, [LD]HICKR_1A | Original Not Confirmed
HICKRY_D | 69 | TOPOLOGY.TMPPA.DGG.HICKRY_D.69.2959 | TMPPA | DGG | HICKORY69V | [DSC]H322, [LD]HICKR_1B | Original Not Confirmed
HICKRY_D | 69 | TOPOLOGY.TMPPA.DGG.HICKRY_D.69.H330 | TMPPA | DGG | HICKORY69Z | [DSC]H301, [DSC]H302, [DSC]H312, [DSC]H332, [DSC]H | Original Not Confirmed
IND_PK_D | 69 | TOPOLOGY.TMPPA.DGG.IND_PK_D.69.3058 | TMPPA | DGG | IND_PK_D_L_A | [LD]IND_P_1, [CB]X_LD_CB | No Original Name
JUPITR_D | 69 | TOPOLOGY.TMPPA.DGG.JUPITR_D.69.3112 | TMPPA | DGG | JUPITER_T1 | [DSC]912, [LD]JUPIT_1A | Confirmed
JUPITR_D | 69 | TOPOLOGY.TMPPA.DGG.JUPITR_D.69.3113 | TMPPA | DGG | JUPITER_T2 | [DSC]913, [LD]JUPIT_1B | Confirmed
KING_D | 69 | TOPOLOGY.TMPPA.DGG.KING_D.69.3144 | TMPPA | DGG | KINGSROW69W | [DSC]K312, [LD]KING_1A | Original Not Confirmed
KING_D | 69 | TOPOLOGY.TMPPA.DGG.KING_D.69.3145 | TMPPA | DGG | KINGSROW69V | [DSC]K322, [LD]KING_1B | Original Not Confirmed
KING_D | 69 | TOPOLOGY.TMPPA.DGG.KING_D.69.69BS | TMPPA | DGG | KINGSROW69Z | [DSC]K301, [DSC]K302, [DSC]K312, [DSC]K332, [DSC]K | Original Not Confirmed
KRAFT_C | 138 | TOPOLOGY.TMPPA.DGG.KRAFT_C.138.3169 | TMPPA | DGG | KRAFT_T1 | [DSC]1403, [LD]KRAFT_1 | Confirmed
LAWLER_D | 69 | TOPOLOGY.TMPPA.DGG.LAWLER_D.69.3192 | TMPPA | DGG | LAWLER_T1 | [DSC]926, [LD]LAWLE_1 | Confirmed
LOCUST_D | 69 | TOPOLOGY.TMPPA.DGG.LOCUST_D.69.3263 | TMPPA | DGG | LOCUST69V | [DSC]L312, [LD]LOCUS_1A | Original Not Confirmed
LOCUST_D | 69 | TOPOLOGY.TMPPA.DGG.LOCUST_D.69.3264 | TMPPA | DGG | LOCUST69U | [DSC]L322, [LD]LOCUS_1B | Original Not Confirmed
LOCUST_D | 69 | TOPOLOGY.TMPPA.DGG.LOCUST_D.69.3265 | TMPPA | DGG | LOCUST69T | [DSC]L332, [LD]LOCUS_1C | Original Not Confirmed
LOCUST_D | 69 | TOPOLOGY.TMPPA.DGG.LOCUST_D.69.L330 | TMPPA | DGG | LOCUST69Y | [DSC]L301, [DSC]L322, [DSC]L353 | Original Not Confirmed
LTV_D | 69 | TOPOLOGY.TMPPA.DGG.LTV_D.69.3270 | TMPPA | DGG | LTV_D_L_A | [LD]LTV_D_1, [CB]X_LD_CB | No Original Name
LYONS_C | 138 | TOPOLOGY.TMPPA.DGG.LYONS_C.138.0001 | TMPPA | DGG | LYONS_T1 | [CB]8450, [LD]LYONS_2 | Confirmed
LYONS_C | 138 | TOPOLOGY.TMPPA.DGG.LYONS_C.138.0005 | TMPPA | DGG | LYONS | [DSC]1387, [DSC]8411, [DSC]8431 | Confirmed
LYONS_C | 138 | TOPOLOGY.TMPPA.DGG.LYONS_C.138.0015 | TMPPA | DGG | LYONS_B1 | [DSC]1399, [DSC]8421, [DSC]8432 | Confirmed
LYONS_C | 138 | TOPOLOGY.TMPPA.DGG.LYONS_C.138.3274 | TMPPA | DGG | LYONS_T2 | [CB]8440, [LD]LYONS_1 | Confirmed
MAMIE_D | 69 | TOPOLOGY.TMPPA.DGG.MAMIE_D.69.3276 | TMPPA | DGG | MAMIE_D_L_A | [LN]LTV_MAMI, [LD]MAMIE_1, [LN]STE_MAMI | No Original Name
MARQUIS | 138 | TOPOLOGY.TMPPA.DGG.MARQUIS.138.0600 | TMPPA | DGG | MARQUIS_T1 | [DSC]DSW_1361, [LD]MARQUIS1 | Confirmed
MARQUIS | 138 | TOPOLOGY.TMPPA.DGG.MARQUIS.138.0700 | TMPPA | DGG | MARQUIS_T2 | [DSC]DSW_1363, [LD]MARQUIS2 | Confirmed
MARQUIS | 138 | TOPOLOGY.TMPPA.DGG.MARQUIS.138.0800 | TMPPA | DGG | MARQUIS_BS | [DSC]DSW_1369, [DSC]DSW_9451, [DSC]DSW_9462 | Confirmed
MARQUIS | 138 | TOPOLOGY.TMPPA.DGG.MARQUIS.138.0900 | TMPPA | DGG | MARQUIS_8 | [DSC]DSW_1366, [DSC]DSW_9412, [DSC]DSW_9421 | Confirmed
MCCREE | 138 | TOPOLOGY.TMPPA.DGG.MCCREE.138.0014 | TMPPA | DGG | MCCREE8_T2 | [DSC]1398, [LD]MCCREE2 | Confirmed
MCCREE | 138 | TOPOLOGY.TMPPA.DGG.MCCREE.138.3293 | TMPPA | DGG | MCCREE8_T1 | [DSC]DSW_1393, [LD]MCCRE_1 | Confirmed
MCCREE | 138 | TOPOLOGY.TMPPA.DGG.MCCREE.138.8220 | TMPPA | DGG | MCCREE8_B_T1 | [DSC]9211, [DSC]9221, [DSC]DSW_1390 | Confirmed
MCCREE | 69 | TOPOLOGY.TMPPA.DGG.MCCREE.69.9100 | TMPPA | DGG | MCCREE9 | [DSC]7211, [DSC]7221, [DSC]7231, [CB]OCB_208_CB | Confirmed
MILLER_D | 69 | TOPOLOGY.TMPPA.DGG.MILLER_D.69.3346 | TMPPA | DGG | MILLER_T1 | [DSC]924, [LD]MILLE_1 | Confirmed
MILLER_D | 69 | TOPOLOGY.TMPPA.DGG.MILLER_D.69.9100 | TMPPA | DGG | MILLER | [DSC]6911, [DSC]6921, [DSC]6931, [DSC]924 | Confirmed
N_DENT | 138 | TOPOLOGY.TMPPA.DGG.N_DENT.138.0201 | TMPPA | DGG | N_DENT_L_A | [LD]DN_LOAD1, [DSC]DN411 | No Original Name
N_DENT | 138 | TOPOLOGY.TMPPA.DGG.N_DENT.138.8000 | TMPPA | DGG | N_DENT_V_A | [DSC]8022, [DSC]8031, [DSC]DSW_8037 | No Original Name
N_DENT | 69 | TOPOLOGY.TMPPA.DGG.N_DENT.69.6950 | TMPPA | DGG | N_DENT69 | [DSC]9012, [DSC]DN301, [DSC]DN333 | Original Not Confirmed
N_LAKE_D | 69 | TOPOLOGY.TMPPA.DGG.N_LAKE_D.69.3420 | TMPPA | DGG | NLAKES69W | [LD]N_LAK_1, [DSC]X_LD1 | Original Not Confirmed
N_LAKE_D | 69 | TOPOLOGY.TMPPA.DGG.N_LAKE_D.69.9999 | TMPPA | DGG | NLAKES69V | [LD]N_LAK_2, [DSC]X_LD2 | Original Not Confirmed
N_LAKE_D | 69 | TOPOLOGY.TMPPA.DGG.N_LAKE_D.69.N330 | TMPPA | DGG | NLAKES69X | [DSC]NL301, [DSC]NL333, [DSC]X_LD2 | Original Not Confirmed
NAAMAN_D | 69 | TOPOLOGY.TMPPA.DGG.NAAMAN_D.69.3425 | TMPPA | DGG | NAAMAN_T1 | [DSC]905, [LD]NAAMA_1A | Confirmed
NAAMAN_D | 69 | TOPOLOGY.TMPPA.DGG.NAAMAN_D.69.3426 | TMPPA | DGG | NAAMAN_T2 | [DSC]906, [LD]NAAMA_1B | Confirmed
NEWMAN | 14 | TOPOLOGY.TMPPA.DGG.NEWMAN.14.3456 | TMPPA | DGG | NEWMAN_G5 | [XF]GSUXFMR3, [UN]NEWMA_5 | Confirmed
NEWMAN | 69 | TOPOLOGY.TMPPA.DGG.NEWMAN.69.6910 | TMPPA | DGG | NEWMAN9_T2 | [DSC]DSW_904, [LD]LD1 | Confirmed
OAKLAN_D | 69 | TOPOLOGY.TMPPA.DGG.OAKLAN_D.69.3546 | TMPPA | DGG | OAKLAND_T1 | [DSC]916, [LD]OAKLA_1A | Confirmed
OAKLAN_D | 69 | TOPOLOGY.TMPPA.DGG.OAKLAN_D.69.3547 | TMPPA | DGG | OAKLAND_T2 | [DSC]917, [LD]OAKLA_1B | Confirmed
OATES | 138 | TOPOLOGY.TMPPA.DGG.OATES.138.0008 | TMPPA | DGG | OATES_T2 | [DSC]DISC1380, [LD]OATESCL2 | Confirmed
OATES | 138 | TOPOLOGY.TMPPA.DGG.OATES.138.3550 | TMPPA | DGG | OATES_T1 | [CB]LD1384_CB, [LD]OATESCL1 | Confirmed
OATES | 138 | TOPOLOGY.TMPPA.DGG.OATES.138.BB1 | TMPPA | DGG | OATES_B_1 | [DSC]DISC1389, [DSC]DISC8341, [DSC]DISC8352 | Confirmed
OATES | 138 | TOPOLOGY.TMPPA.DGG.OATES.138.BB2 | TMPPA | DGG | OATES_B_2 | [DSC]DISC1395, [DSC]DISC8351, [DSC]DISC8361 | Confirmed
OATES | 138 | TOPOLOGY.TMPPA.DGG.OATES.138.BB3 | TMPPA | DGG | OATES | [DSC]DISC1386, [DSC]DISC8322, [DSC]DISC8332 | Confirmed
OATES | 138 | TOPOLOGY.TMPPA.DGG.OATES.138.BB4 | TMPPA | DGG | OATES_B_MC | [DSC]DISC1385, [DSC]DISC8312, [DSC]DISC8331 | Confirmed
OATES | 138 | TOPOLOGY.TMPPA.DGG.OATES.138.BB5 | TMPPA | DGG | OATES_B_T | [DSC]DISC8311, [DSC]DISC8342, [CB]LD1384_CB | Confirmed
OLINGR | 138 | TOPOLOGY.TMPPA.DGG.OLINGR.138.0005 | TMPPA | DGG | OLINGER_BRAT | [CB]8160, [LD]OLGRBRAT | Confirmed
OLINGR | 14 | TOPOLOGY.TMPPA.DGG.OLINGR.14.0002 | TMPPA | DGG | OLINGER_G4 | [CB]OCB_2040_CB, [UN]OLING_4 | Confirmed
OLINGR | 14 | TOPOLOGY.TMPPA.DGG.OLINGR.14.3577 | TMPPA | DGG | OLINGER_G1 | [XF]GSUXFMR1, [UN]OLING_1 | Confirmed
OLINGR | 14 | TOPOLOGY.TMPPA.DGG.OLINGR.14.3579 | TMPPA | DGG | OLINGER_G2 | [XF]GSUXFMR2, [UN]OLING_2 | Confirmed
OLINGR | 14 | TOPOLOGY.TMPPA.DGG.OLINGR.14.3581 | TMPPA | DGG | OLINGER_G3 | [XF]GSUXFMR3, [UN]OLING_3 | Confirmed
POCKRUSC | 138 | TOPOLOGY.TMPPA.DGG.POCKRUSC.138.3621 | TMPPA | DGG | POCKRUS138X | [DSC]DSW_8037M, [LD]POCKR_1 | Original Not Confirmed
PRAXAIR | 69 | TOPOLOGY.TMPPA.DGG.PRAXAIR.69.0005 | TMPPA | DGG | PRAXAIR_T1 | [DSC]936, [LD]PRAXA_1 | Confirmed
PRAXAIR | 69 | TOPOLOGY.TMPPA.DGG.PRAXAIR.69.0007 | TMPPA | DGG | PRAXAIR_T2 | [DSC]937, [LD]PRAXA_2 | Confirmed
PRAXAIR | 69 | TOPOLOGY.TMPPA.DGG.PRAXAIR.69.0008 | TMPPA | DGG | PRAXAIR_BT1 | [DSC]936, [DSC]937, [DSC]DSW_935, [LD]PRAXAIR_LD1 | Confirmed
PRUITT | 138 | TOPOLOGY.TMPPA.DGG.PRUITT.138.0010 | TMPPA | DGG | PRUITT_V_A | [DSC]PRCR_8022, [DSC]PRCR_8031, [DSC]PRCR_8037 | No Original Name
PRUITT | 138 | TOPOLOGY.TMPPA.DGG.PRUITT.138.0018 | TMPPA | DGG | PRUITT_V_B | [DSC]PRCR_8011, [DSC]PRCR_8017, [DSC]PRCR_8042 | No Original Name
PRUITT | 138 | TOPOLOGY.TMPPA.DGG.PRUITT.138.0030 | TMPPA | DGG | PRUITT_L_A | [LD]CAP_ROCK, [DSC]PRCR_8019 | No Original Name
ROSEHILL | 138 | TOPOLOGY.TMPPA.DGG.ROSEHILL.138.0005 | TMPPA | DGG | ROSEHILL_B_B | [DSC]1372, [DSC]9331, [DSC]9341 | Confirmed
ROSEHILL | 138 | TOPOLOGY.TMPPA.DGG.ROSEHILL.138.0012 | TMPPA | DGG | ROSEHILL_B_W | [DSC]1371, [DSC]9312, [DSC]9332 | Confirmed
ROSEHILL | 138 | TOPOLOGY.TMPPA.DGG.ROSEHILL.138.0026 | TMPPA | DGG | ROSEHILL_B_L | [DSC]1373, [DSC]9322, [DSC]9342 | Confirmed
ROSEHILL | 138 | TOPOLOGY.TMPPA.DGG.ROSEHILL.138.0034 | TMPPA | DGG | ROSEHILL_T1 | [DSC]349, [LD]RH-1, [LD]RH-3 | Confirmed
SHILOH_C | 138 | TOPOLOGY.TMPPA.DGG.SHILOH_C.138.3824 | TMPPA | DGG | SHILOH_RD_T1 | [DSC]1396, [LD]SHILO_1A | Confirmed
SHILOH_C | 138 | TOPOLOGY.TMPPA.DGG.SHILOH_C.138.3825 | TMPPA | DGG | SHILOH_RD_T2 | [DSC]1397, [LD]SHILO_1B | Confirmed
SHILOH_C | 138 | TOPOLOGY.TMPPA.DGG.SHILOH_C.138.8100 | TMPPA | DGG | SHILOH_RD | [DSC]1396, [DSC]1397, [DSC]8711, [DSC]8721 | Confirmed
SPNCER | 14 | TOPOLOGY.TMPPA.DGG.SPNCER.14.144 | TMPPA | DGG | SPENCER_G4 | [XF]GSUXFMR4, [UN]SPNCE_4 | Confirmed
SPNCER | 14 | TOPOLOGY.TMPPA.DGG.SPNCER.14.145 | TMPPA | DGG | SPENCER_G5 | [XF]GSUXFMR5, [UN]SPNCE_5 | Confirmed
SPNCER | 69 | TOPOLOGY.TMPPA.DGG.SPNCER.69.9101 | TMPPA | DGG | SPENCER_B2 | [CB]OCB_G340_CB, [CB]OCB_S300_CB, [CB]OCB_S330_CB, | Confirmed
SPNCER | 69 | TOPOLOGY.TMPPA.DGG.SPNCER.69.9102 | TMPPA | DGG | SPENCER_B1 | [CB]OCB_G350_CB, [CB]OCB_S300_CB, [CB]OCB_S340_CB, | Confirmed
SPNCER | 69 | TOPOLOGY.TMPPA.DGG.SPNCER.69.S360 | TMPPA | DGG | SPENCER_B3 | [DSC]GOAB1, [CB]OCB_S340_CB, [CB]OCB_S360_CB | Confirmed
STEAM | 12.5 | TOPOLOGY.TMPPA.DGG.STEAM.12.5.0001 | TMPPA | DGG | GREENV_IN_T1 | [UN]STEAM_1, [CB]X_GN1_CB | Original Not Confirmed
STEAM | 14 | TOPOLOGY.TMPPA.DGG.STEAM.14.3933 | TMPPA | DGG | STEAM_R_B | [UN]STEAM_2, [CB]X_GN2_CB | No Original Name
STEAM | 14 | TOPOLOGY.TMPPA.DGG.STEAM.14.3935 | TMPPA | DGG | STEAM_R_C | [UN]STEAM_3, [CB]X_GN3_CB | No Original Name
STEAM | 69 | TOPOLOGY.TMPPA.DGG.STEAM.69.6903 | TMPPA | DGG | STEAM_V_A | [DSC]DSW_9019, [CB]OCB_6903_CB, [CB]OCB_6904_CB | No Original Name
SWINDELL | 138 | TOPOLOGY.TMPPA.DGG.SWINDELL.138.0004 | TMPPA | DGG | SWINDELLX | [CB]1101_CS, [LD]SWIND_1 | Original Not Confirmed
TEASLEY | 138 | TOPOLOGY.TMPPA.DGG.TEASLEY.138.0015 | TMPPA | DGG | TEASLEY138X | [LD]LD1, [DSC]T411 | Original Not Confirmed
TERREL_D | 69 | TOPOLOGY.TMPPA.DGG.TERREL_D.69.4042 | TMPPA | DGG | TERREL_D_L_A | [LD]TERRE_1A, [CB]X_LD1_CB | No Original Name
TERREL_D | 69 | TOPOLOGY.TMPPA.DGG.TERREL_D.69.4043 | TMPPA | DGG | TERREL_D_L_B | [LD]TERRE_1B, [CB]X_LD2_CB | No Original Name
W_JOY | 138 | TOPOLOGY.TMPPA.DGG.W_JOY.138.0002 | TMPPA | DGG | WYNNJOYCE_T2 | [DSC]1394, [LD]W_JOY_2 | Confirmed
W_JOY | 138 | TOPOLOGY.TMPPA.DGG.W_JOY.138.4097 | TMPPA | DGG | WYNNJOYCE_T1 | [DSC]1382, [LD]W_JOY_1 | Confirmed
W_JOY | 138 | TOPOLOGY.TMPPA.DGG.W_JOY.138.8200 | TMPPA | DGG | WYNNJOYCE | [DSC]1382, [DSC]1394, [DSC]9111, [DSC]9141 | Confirmed
WOODROW | 69 | TOPOLOGY.TMPPA.DGG.WOODROW.69.0002 | TMPPA | DGG | WOODROW69W | [LD]L1, [DSC]W311 | Original Not Confirmed
WOODROW | 69 | TOPOLOGY.TMPPA.DGG.WOODROW.69.0004 | TMPPA | DGG | WOODROW69V | [LD]L2, [DSC]W321 | Original Not Confirmed
WOODROW | 69 | TOPOLOGY.TMPPA.DGG.WOODROW.69.W330 | TMPPA | DGG | WOODROW69X | [DSC]W301, [DSC]W311, [DSC]W333 | Original Not Confirmed
GIBCRK | 138 | TOPOLOGY.TMPPA.TMPA.GIBCRK.138.8100 | TMPPA | TMPA | GIBN_CREK_8 | [DSC]GCSW_8032, [DSC]GCSW_8062, [DSC]GCSW_8102, [D | Original Not Confirmed
GIBCRK | 138 | TOPOLOGY.TMPPA.TMPA.GIBCRK.138.8101 | TMPPA | TMPA | GIBN_CREK_8Z | [DSC]GCSW_8011, [DSC]GCSW_8041, [DSC]GCSW_8071, [D | Original Not Confirmed
GIBCRK | 22 | TOPOLOGY.TMPPA.TMPA.GIBCRK.22.2829 | TMPPA | TMPA | GIBN_CREK_GV | [UN]GIB_CRG1, [CB]X_GN1_CB | Original Not Confirmed
GIBCRK | 345 | TOPOLOGY.TMPPA.TMPA.GIBCRK.345.5200 | TMPPA | TMPA | GIBN_CREK_5 | [DSC]GCSW_5029, [DSC]GCSW_5032, [DSC]GCSW_5062, [D | Original Not Confirmed
GIBCRK | 345 | TOPOLOGY.TMPPA.TMPA.GIBCRK.345.5201 | TMPPA | TMPA | GIBN_CREK_5Z | [DSC]GCSW_5011, [DSC]GCSW_5019, [DSC]GCSW_5071, [D | Original Not Confirmed
PATTSNST | 138 | TOPOLOGY.TMPPA.TMPA.PATTSNST.138.2323 | TMPPA | TMPA | BOWIE_T_8X | [CB]M1825CS, [LD]PATTSN1A | Original Not Confirmed
PATTSNST | 138 | TOPOLOGY.TMPPA.TMPA.PATTSNST.138.2324 | TMPPA | TMPA | BOWIE_T_8W | [CB]M1835CS, [LD]PATTSN1B | Original Not Confirmed
PATTSNST | 138 | TOPOLOGY.TMPPA.TMPA.PATTSNST.138.8100 | TMPPA | TMPA | BOWIE_T_8 | [DSC]DSW_1804, [DSC]DSW_1814, [DSC]DSW_M1824, [DSC | Original Not Confirmed
W_DENT | 138 | TOPOLOGY.TMPPA.TMPA.W_DENT.138.8019 | TMPPA | TMPA | W_DENT_V_A | [DSC]DSW_8019, [DSC]DSW_8051, [DSC]DSW_8081, [DSC] | No Original Name
W_DENT | 345 | TOPOLOGY.TMPPA.TMPA.W_DENT.345.0006 | TMPPA | TMPA | W_DENT_V_B | [DSC]DNWD_5012, [DSC]DNWD_5021, [DSC]DSW_5017 | New NodeKey
W_DENT | 345 | TOPOLOGY.TMPPA.TMPA.W_DENT.345.2100 | TMPPA | TMPA | W_DENT_V_C | [DSC]DNWD_5042, [DSC]DNWD_5047, [DSC]DNWD_5051 | New NodeKey
16TH_ST | 138 | TOPOLOGY.TNMPA.TNMP.16TH_ST.138.0100 | TNMPA | TNMP | TN16TH_ST_1T | [DSC]A138_16, [LD]LOAD_1 | Original Not Confirmed
ALVIN | 138 | TOPOLOGY.TNMPA.TNMP.ALVIN.138.3842 | TNMPA | TNMP | TNALVIN___1 | [DSC]239-42, [DSC]239-56, [DSC]239-57 | Original Not Confirmed
ALVIN | 138 | TOPOLOGY.TNMPA.TNMP.ALVIN.138.3857 | TNMPA | TNMP | TNALVIN___1Z | [DSC]239-25, [DSC]239-45, [DSC]239-57 | Original Not Confirmed
ALVIN | 138 | TOPOLOGY.TNMPA.TNMP.ALVIN.138.6491 | TNMPA | TNMP | TNALVIN___1V | [DSC]239-25, [LD]ALVIN_1W | Original Not Confirmed
ALVIN | 138 | TOPOLOGY.TNMPA.TNMP.ALVIN.138.6492 | TNMPA | TNMP | TNALVIN___1U | [DSC]239-56, [LD]ALVIN_1C | Original Not Confirmed
ALVIN | 138 | TOPOLOGY.TNMPA.TNMP.ALVIN.138.6493 | TNMPA | TNMP | TNALVIN___1T | [DSC]239-24, [LD]ALVIN_1E | Original Not Confirmed
ALVIN | 138 | TOPOLOGY.TNMPA.TNMP.ALVIN.138.8100 | TNMPA | TNMP | TNALVIN___1Y | [DSC]239-24, [DSC]239-42, [DSC]239-46 | Original Not Confirmed
AMOCOOIL | 13.8 | TOPOLOGY.TNMPA.TNMP.AMOCOOIL.13.8.0009 | TNMPA | TNMP | TNBPAMCG4_8 | [CB]52GB4, [UN]AMOCO_S1 | Original Not Confirmed
AMOCOOIL | 13.8 | TOPOLOGY.TNMPA.TNMP.AMOCOOIL.13.8.6345 | TNMPA | TNMP | TNBPAMCG4_8Y | [UN]AMOCO_1, [CB]X_GN1_CB | Original Not Confirmed
AMOCOOIL | 13.8 | TOPOLOGY.TNMPA.TNMP.AMOCOOIL.13.8.6347 | TNMPA | TNMP | TNBPAMCG4_8X | [UN]AMOCO_2, [CB]X_GN2_CB | Original Not Confirmed
AMOCOOIL | 13.8 | TOPOLOGY.TNMPA.TNMP.AMOCOOIL.13.8.6349 | TNMPA | TNMP | TNBPAMCG4_8W | [UN]AMOCO_5, [CB]X_GN5_CB | Original Not Confirmed
AMOCOOIL | 138 | TOPOLOGY.TNMPA.TNMP.AMOCOOIL.138.6344 | TNMPA | TNMP | TNBP______1C | [LD]LD_PN_1, [CB]X_LD_CB | Original Not Confirmed
AMOCOOIL | 138 | TOPOLOGY.TNMPA.TNMP.AMOCOOIL.138.BB1 | TNMPA | TNMP | TNBP______1M | [CB]8, [CB]9, [CB]X_XF1_CB | Original Not Confirmed
AMOCOOIL | 18 | TOPOLOGY.TNMPA.TNMP.AMOCOOIL.18.0021 | TNMPA | TNMP | TNBPAMCG3_8Z | [CB]52GB1, [UN]AMOCO_G1 | Original Not Confirmed
AMOCOOIL | 18 | TOPOLOGY.TNMPA.TNMP.AMOCOOIL.18.0022 | TNMPA | TNMP | TNBPAMCG3_8Y | [CB]52GB2, [UN]AMOCO_G2 | Original Not Confirmed
AMOCOOIL | 18 | TOPOLOGY.TNMPA.TNMP.AMOCOOIL.18.0023 | TNMPA | TNMP | TNBPAMCG3_8X | [CB]52GB3, [UN]AMOCO_G3 | Original Not Confirmed
AMOCOTN | 138 | TOPOLOGY.TNMPA.TNMP.AMOCOTN.138.0001 | TNMPA | TNMP | TNAMOCO___1 | [DSC]239-40, [DSC]241-05, [DSC]241-06 | Original Not Confirmed
AMOCOTN | 138 | TOPOLOGY.TNMPA.TNMP.AMOCOTN.138.0004 | TNMPA | TNMP | TNAMOCO___1Z | [DSC]241-07, [DSC]241-08, [DSC]241-09 | Original Not Confirmed
AMOCOTN | 69 | TOPOLOGY.TNMPA.TNMP.AMOCOTN.69.6609 | TNMPA | TNMP | TNAMOCO___0 | [DSC]7142, [DSC]7144, [DSC]DSW_7147 | Original Not Confirmed
AMOCOTN | 69 | TOPOLOGY.TNMPA.TNMP.AMOCOTN.69.6615 | TNMPA | TNMP | TNAMOCO___0Y | [DSC]7070, [DSC]7143, [DSC]DSW_7148 | Original Not Confirmed
AMOCOTN | 69 | TOPOLOGY.TNMPA.TNMP.AMOCOTN.69.6618 | TNMPA | TNMP | TNAMOCO___0X | [DSC]7133, [DSC]7136, [DSC]DSW_7023 | Original Not Confirmed
AMOCOTN | 69 | TOPOLOGY.TNMPA.TNMP.AMOCOTN.69.6653 | TNMPA | TNMP | TNAMOCO___0W | [DSC]7075, [DSC]7135, [DSC]DSW_7130 | Original Not Confirmed
ANGLETON | 138 | TOPOLOGY.TNMPA.TNMP.ANGLETON.138.3876 | TNMPA | TNMP | TNANGLETON1 | [DSC]DSW24074, [DSC]DSW24075, [DSC]DSW24076 | Original Not Confirmed
ANGLETON | 138 | TOPOLOGY.TNMPA.TNMP.ANGLETON.138.3878 | TNMPA | TNMP | TNANGLETON1Z | [DSC]DSW23990, [DSC]DSW24077, [DSC]DSW24078 | Original Not Confirmed
ANGLETON | 138 | TOPOLOGY.TNMPA.TNMP.ANGLETON.138.3879 | TNMPA | TNMP | TNANGLETON1Y | [DSC]DSW23991, [DSC]DSW24078, [DSC]DSW24079 | Original Not Confirmed
ANGLETON | 138 | TOPOLOGY.TNMPA.TNMP.ANGLETON.138.3880 | TNMPA | TNMP | TNANGLETON1X | [DSC]DSW23992, [DSC]DSW24079, [DSC]DSW24080 | Original Not Confirmed
ANGLETON | 138 | TOPOLOGY.TNMPA.TNMP.ANGLETON.138.6621 | TNMPA | TNMP | TNANGLETON1T | [LD]ANGLE_1W, [DSC]DSW23992 | Original Not Confirmed
ANGLETON | 138 | TOPOLOGY.TNMPA.TNMP.ANGLETON.138.6622 | TNMPA | TNMP | TNANGLETON1S | [LD]ANGLE_1C, [DSC]DSW23991 | Original Not Confirmed
ANGLETON | 138 | TOPOLOGY.TNMPA.TNMP.ANGLETON.138.6623 | TNMPA | TNMP | TNANGLETON1R | [LD]ANGLE_1E, [DSC]DSW23990 | Original Not Confirmed
ANGLETON | 138 | TOPOLOGY.TNMPA.TNMP.ANGLETON.138.8100 | TNMPA | TNMP | TNANGLETON1W | [DSC]DSW24071, [DSC]DSW24072, [DSC]DSW24073 | Original Not Confirmed
APACHE | 138 | TOPOLOGY.TNMPA.TNMP.APACHE.138.3890 | TNMPA | TNMP | TNAPACHE__1 | [DSC]241-55, [DSC]241-56, [DSC]241-64 | Original Not Confirmed
APACHE | 138 | TOPOLOGY.TNMPA.TNMP.APACHE.138.3891 | TNMPA | TNMP | TNAPACHE__1Z | [DSC]241-57, [DSC]241-58, [DSC]241-63 | Original Not Confirmed
APACHE | 138 | TOPOLOGY.TNMPA.TNMP.APACHE.138.3892 | TNMPA | TNMP | TNAPACHE__1Y | [DSC]241-59, [DSC]241-60, [DSC]241-65 | Original Not Confirmed
APACHE | 138 | TOPOLOGY.TNMPA.TNMP.APACHE.138.3893 | TNMPA | TNMP | TNAPACHE__1X | [DSC]241-54, [DSC]241-61, [DSC]241-62 | Original Not Confirmed
ARCOPL | 69 | TOPOLOGY.TNMPA.TNMP.ARCOPL.69.0002 | TNMPA | TNMP | TNARCOPL__0Z | [DSC]7159, [LD]ARCOP_1A | Original Not Confirmed
ARCOPL | 69 | TOPOLOGY.TNMPA.TNMP.ARCOPL.69.0004 | TNMPA | TNMP | TNARCOPL__0Y | [DSC]7157, [LD]ARCOP_1B | Original Not Confirmed
ARMDL02 | 69 | TOPOLOGY.TNMPA.TNMP.ARMDL02.69.0009 | TNMPA | TNMP | TNARMDLO2_0Z | [LD]ARMDL1, [DSC]SF66-201 | Original Not Confirmed
BAYVIEW | 69 | TOPOLOGY.TNMPA.TNMP.BAYVIEW.69.0014 | TNMPA | TNMP | TNBAYVIEW_0W | [DSC]89_1B, [LD]TRF_1A | Original Not Confirmed
BAYVIEW | 69 | TOPOLOGY.TNMPA.TNMP.BAYVIEW.69.0015 | TNMPA | TNMP | TNBAYVIEW_0V | [DSC]89_2B, [LD]TRF_1B | Original Not Confirmed
BRAZORIA | 138 | TOPOLOGY.TNMPA.TNMP.BRAZORIA.138.3882 | TNMPA | TNMP | TNBRAZORIA1X | [DSC]240-41, [DSC]240-86, [DSC]240-87 | Original Not Confirmed
BRAZORIA | 138 | TOPOLOGY.TNMPA.TNMP.BRAZORIA.138.3883 | TNMPA | TNMP | TNBRAZORIA1W | [DSC]240-88, [DSC]240-90, [DSC]240-91 | Original Not Confirmed
BRAZORIA | 138 | TOPOLOGY.TNMPA.TNMP.BRAZORIA.138.6630 | TNMPA | TNMP | TNBRAZORIA1V | [DSC]240-41, [LD]BRAZO_1W | Original Not Confirmed
BRAZORIA | 138 | TOPOLOGY.TNMPA.TNMP.BRAZORIA.138.6631 | TNMPA | TNMP | TNBRAZORIA1U | [DSC]240-93, [LD]BRAZO_1E | Original Not Confirmed
BRAZORIA | 69 | TOPOLOGY.TNMPA.TNMP.BRAZORIA.69.9100 | TNMPA | TNMP | TNBRAZORIA0 | [DSC]6671, [DSC]6672, [DSC]6770, [DSC]6826, [DSC]6 | Original Not Confirmed
CADDOTN | 138 | TOPOLOGY.TNMPA.TNMP.CADDOTN.138.3850 | TNMPA | TNMP | TNCADDO___1Y | [DSC]241-10, [DSC]241-25, [DSC]241-26 | Original Not Confirmed
CADDOTN | 138 | TOPOLOGY.TNMPA.TNMP.CADDOTN.138.3852 | TNMPA | TNMP | TNCADDO___1X | [DSC]241-14, [DSC]241-15, [DSC]241-16 | Original Not Confirmed
CADDOTN | 138 | TOPOLOGY.TNMPA.TNMP.CADDOTN.138.3853 | TNMPA | TNMP | TNCADDO___1W | [DSC]241-17, [DSC]241-18, [DSC]241-19 | Original Not Confirmed
CADDOTN | 138 | TOPOLOGY.TNMPA.TNMP.CADDOTN.138.3854 | TNMPA | TNMP | TNCADDO___1V | [DSC]241-20, [DSC]241-21, [DSC]241-22 | Original Not Confirmed
CHEROKEE | 138 | TOPOLOGY.TNMPA.TNMP.CHEROKEE.138.0013 | TNMPA | TNMP | TNCHEROKEE1U | [DSC]242-48, [LD]EE794 | Original Not Confirmed
CHEROKEE | 138 | TOPOLOGY.TNMPA.TNMP.CHEROKEE.138.0014 | TNMPA | TNMP | TNCHEROKEE1T | [DSC]242-49, [LD]EE795 | Original Not Confirmed
CHOCTAW | 69 | TOPOLOGY.TNMPA.TNMP.CHOCTAW.69.0001 | TNMPA | TNMP | TNCHOCTAW_0 | [DSC]7203, [DSC]7204, [LD]LD2 | Original Not Confirmed
CHOCTAW | 69 | TOPOLOGY.TNMPA.TNMP.CHOCTAW.69.0003 | TNMPA | TNMP | TNCHOCTAW_0Z | [DSC]7201, [DSC]7204, [LD]LD1 | Original Not Confirmed
CLEMENS | 69 | TOPOLOGY.TNMPA.TNMP.CLEMENS.69.6844 | TNMPA | TNMP | TNCLEMENS_0Z | [DSC]6844, [LD]CLEME_1 | Original Not Confirmed
COMAN_TN | 138 | TOPOLOGY.TNMPA.TNMP.COMAN_TN.138.3843 | TNMPA | TNMP | TNCOMANCHE1 | [DSC]240-32, [DSC]240-33, [DSC]240-35 | Original Not Confirmed
COMAN_TN | 138 | TOPOLOGY.TNMPA.TNMP.COMAN_TN.138.3844 | TNMPA | TNMP | TNCOMANCHE1Z | [DSC]240-36, [DSC]240-38, [DSC]240-45 | Original Not Confirmed
COMAN_TN | 138 | TOPOLOGY.TNMPA.TNMP.COMAN_TN.138.3847 | TNMPA | TNMP | TNCOMANCHE1Y | [DSC]240-20, [DSC]240-22, [DSC]240-47 | Original Not Confirmed
COPCF | 138 | TOPOLOGY.TNMPA.TNMP.COPCF.138.0003 | TNMPA | TNMP | COPCF_L_A | [DSC]2000, [LD]LOAD2 | No Original Name
COPCF | 138 | TOPOLOGY.TNMPA.TNMP.COPCF.138.0004 | TNMPA | TNMP | COPCF_L_B | [DSC]1900, [LD]LOAD1 | No Original Name
DICKNSON | 138 | TOPOLOGY.TNMPA.TNMP.DICKNSON.138.6445 | TNMPA | TNMP | TNDICKNSON1X | [LD]DICKN_1A, [DSC]DSW239-28 | Original Not Confirmed
DICKNSON | 138 | TOPOLOGY.TNMPA.TNMP.DICKNSON.138.6448 | TNMPA | TNMP | TNDICKNSON1V | [LD]DICKN_1B, [DSC]DSW239-29 | Original Not Confirmed
DICKNSON | 138 | TOPOLOGY.TNMPA.TNMP.DICKNSON.138.8101 | TNMPA | TNMP | TNDICKNSON1 | [DSC]DSW239-26, [DSC]DSW239-28, [DSC]DSW239-58 | Original Not Confirmed
DICKNSON | 138 | TOPOLOGY.TNMPA.TNMP.DICKNSON.138.8102 | TNMPA | TNMP | TNDICKNSON1Z | [DSC]DSW239-27, [DSC]DSW239-29, [DSC]DSW239-58 | Original Not Confirmed
DOW_PUMP | 69 | TOPOLOGY.TNMPA.TNMP.DOW_PUMP.69.6775 | TNMPA | TNMP | TNDOW_PUMP0Z | [DSC]6775, [LD]DOW_P_1 | Original Not Confirmed
FRDSWOOD | 138 | TOPOLOGY.TNMPA.TNMP.FRDSWOOD.138.0001 | TNMPA | TNMP | TNFRDSWOOD1Y | [LD]FRDSW_1C, [CB]OCB138100_CB | Original Not Confirmed
FRDSWOOD | 138 | TOPOLOGY.TNMPA.TNMP.FRDSWOOD.138.6476 | TNMPA | TNMP | TNFRDSWOOD1V | [DSC]DSW239-52, [LD]FRDSW_1A | Original Not Confirmed
FRDSWOOD | 138 | TOPOLOGY.TNMPA.TNMP.FRDSWOOD.138.6477 | TNMPA | TNMP | TNFRDSWOOD1U | [DSC]DSW239-55, [LD]FRDSW_1B | Original Not Confirmed
FRDSWOOD | 138 | TOPOLOGY.TNMPA.TNMP.FRDSWOOD.138.8101 | TNMPA | TNMP | TNFRDSWOOD1 | [DSC]239-51, [DSC]DSW239-52, [DSC]DSW239-54, [CB]O | Original Not Confirmed
FRDSWOOD | 138 | TOPOLOGY.TNMPA.TNMP.FRDSWOOD.138.8102 | TNMPA | TNMP | TNFRDSWOOD1Z | [DSC]239-53, [DSC]DSW239-54, [DSC]DSW239-55 | Original Not Confirmed
FRMRSVLE | 69 | TOPOLOGY.TNMPA.TNMP.FRMRSVLE.69.0002 | TNMPA | TNMP | TNFRMRSVLE0 | [LD]1, [DSC]A6642 | Original Not Confirmed
FRWYPARK | 138 | TOPOLOGY.TNMPA.TNMP.FRWYPARK.138.3819 | TNMPA | TNMP | TNFRWYPARK1Y | [DSC]DSW239-19, [DSC]DSW239-20, [DSC]DSW239-21 | Original Not Confirmed
FRWYPARK | 138 | TOPOLOGY.TNMPA.TNMP.FRWYPARK.138.3849 | TNMPA | TNMP | TNFRWYPARK1X | [DSC]DSW239-20, [DSC]DSW239-23, [DSC]DSW239-49 | Original Not Confirmed
FRWYPARK | 138 | TOPOLOGY.TNMPA.TNMP.FRWYPARK.138.6436 | TNMPA | TNMP | TNFRWYPARK1U | [DSC]DSW239-23, [LD]FRWYP_1B | Original Not Confirmed
FRWYPARK | 138 | TOPOLOGY.TNMPA.TNMP.FRWYPARK.138.6438 | TNMPA | TNMP | TNFRWYPARK1T | [DSC]DSW239-21, [LD]FRWYP_1A | Original Not Confirmed
FRWYPARK | 138 | TOPOLOGY.TNMPA.TNMP.FRWYPARK.138.8101 | TNMPA | TNMP | TNFRWYPARK1 | [DSC]239-12, [DSC]239-14, [DSC]239-22, [DSC]241-71 | Original Not Confirmed
FRWYPARK | 138 | TOPOLOGY.TNMPA.TNMP.FRWYPARK.138.8102 | TNMPA | TNMP | TNFRWYPARK1Z | [DSC]239-16, [DSC]239-18, [DSC]239-59, [DSC]DSW239 | Original Not Confirmed
GAF | 138 | TOPOLOGY.TNMPA.TNMP.GAF.138.6290 | TNMPA | TNMP | TNISP_____1V | [DSC]DSW239-65, [LD]GAF_1A | Original Not Confirmed
GAF | 138 | TOPOLOGY.TNMPA.TNMP.GAF.138.6291 | TNMPA | TNMP | TNISP_____1U | [DSC]DSW241-52, [LD]GAF_1B | Original Not Confirmed
GRANTAVE | 69 | TOPOLOGY.TNMPA.TNMP.GRANTAVE.69.9100 | TNMPA | TNMP | TNGRANTAVE0 | [DSC]7000_SW, [DSC]7012_SW, [DSC]7013_SW, [DSC]701 | Original Not Confirmed
GRNBELT | 138 | TOPOLOGY.TNMPA.TNMP.GRNBELT.138.BB1 | TNMPA | TNMP | TNGRENBELT1V | [DSC]241-75, [DSC]241-83, [DSC]241-91 | Original Not Confirmed
GRNBELT | 138 | TOPOLOGY.TNMPA.TNMP.GRNBELT.138.BB2 | TNMPA | TNMP | TNGRENBELT1U | [DSC]241-82, [DSC]241-90, [DSC]241-98 | Original Not Confirmed
HACKBERY | 138 | TOPOLOGY.TNMPA.TNMP.HACKBERY.138.0003 | TNMPA | TNMP | TNHACKBERY1 | [DSC]A138_54, [LD]HACKBERY1 | Original Not Confirmed
HARRELL | 69 | TOPOLOGY.TNMPA.TNMP.HARRELL.69.6492 | TNMPA | TNMP | HARRELL_L_A | [LD]1, [CB]6680 | No Original Name
HASTINGS | 138 | TOPOLOGY.TNMPA.TNMP.HASTINGS.138.3826 | TNMPA | TNMP | TNHASTINGS1 | [DSC]240-01, [DSC]240-02, [DSC]DSW_240-08 | Original Not Confirmed
HASTINGS | 138 | TOPOLOGY.TNMPA.TNMP.HASTINGS.138.3829 | TNMPA | TNMP | TNHASTINGS1X | [DSC]240-00, [DSC]240-07, [DSC]DSW_240-09 | Original Not Confirmed
HASTINGS | 138 | TOPOLOGY.TNMPA.TNMP.HASTINGS.138.6482 | TNMPA | TNMP | TNHASTINGS1W | [DSC]DSW_240-08, [LD]HASTI_1A | Original Not Confirmed
HASTINGS | 138 | TOPOLOGY.TNMPA.TNMP.HASTINGS.138.6483 | TNMPA | TNMP | TNHASTINGS1V | [DSC]DSW_240-09, [LD]HASTI_1B | Original Not Confirmed
HEIGHTTN | 138 | TOPOLOGY.TNMPA.TNMP.HEIGHTTN.138.1385 | TNMPA | TNMP | TNHEIGHTS_1V | [DSC]239_09, [DSC]239_10, [DSC]DSW23902 | Original Not Confirmed
HEIGHTTN | 138 | TOPOLOGY.TNMPA.TNMP.HEIGHTTN.138.3812 | TNMPA | TNMP | TNHEIGHTS_1Y | [DSC]239_03, [DSC]239_05, [DSC]239_07, [DSC]241_30 | Original Not Confirmed
HEIGHTTN | 138 | TOPOLOGY.TNMPA.TNMP.HEIGHTTN.138.3897 | TNMPA | TNMP | TNHEIGHTS_1U | [DSC]DSW23995, [DSC]DSW23996, [DSC]DSW23997 | Original Not Confirmed
HEIGHTTN | 138 | TOPOLOGY.TNMPA.TNMP.HEIGHTTN.138.6414 | TNMPA | TNMP | TNHEIGHTS_1O | [DSC]DSW23976, [LD]HEIGH_1A | Original Not Confirmed
HEIGHTTN | 138 | TOPOLOGY.TNMPA.TNMP.HEIGHTTN.138.6417 | TNMPA | TNMP | TNHEIGHTS_1M | [DSC]DSW23996, [LD]HEIGH_1B | Original Not Confirmed
HEIGHTTN | 69 | TOPOLOGY.TNMPA.TNMP.HEIGHTTN.69.6659 | TNMPA | TNMP | TNHEIGHTS_0T | [DSC]7117, [DSC]7128, [DSC]DSW_7107 | Original Not Confirmed
HILCORP | 69 | TOPOLOGY.TNMPA.TNMP.HILCORP.69.0011 | TNMPA | TNMP | HILCORP_L_A | [DSC]DSW_6763, [DSC]DSW_6765, [LD]HILCORP1 | New NodeKey
HILCORP | 69 | TOPOLOGY.TNMPA.TNMP.HILCORP.69.0012 | TNMPA | TNMP | HILCORP_L_B | [DSC]DSW_6765, [LD]HILCORP2 | New NodeKey
INTRCITY | 69 | TOPOLOGY.TNMPA.TNMP.INTRCITY.69.0005 | TNMPA | TNMP | TNINTRCITY0Y | [DSC]7093, [LD]INTRC_2 | Original Not Confirmed
INTRCITY | 69 | TOPOLOGY.TNMPA.TNMP.INTRCITY.69.6565 | TNMPA | TNMP | TNINTRCITY0W | [DSC]7022, [LD]INTRC_1 | Original Not Confirmed
LAMARQUE | 69 | TOPOLOGY.TNMPA.TNMP.LAMARQUE.69.6574 | TNMPA | TNMP | TNLAMARQUE0W | [DSC]7067, [DSC]DSW_7077, [LD]LAMAR_1A | Original Not Confirmed
LAMARQUE | 69 | TOPOLOGY.TNMPA.TNMP.LAMARQUE.69.6575 | TNMPA | TNMP | TNLAMARQUE0V | [DSC]7139, [DSC]DSW_7140, [LD]LAMAR_1B | Original Not Confirmed
LAMARQUE | 69 | TOPOLOGY.TNMPA.TNMP.LAMARQUE.69.7064 | TNMPA | TNMP | TNLAMARQUE0Z | [DSC]7006, [DSC]DSW_7064, [DSC]DSW_7065, [DSC]DSW_ | Original Not Confirmed
LAMARQUE | 69 | TOPOLOGY.TNMPA.TNMP.LAMARQUE.69.7068 | TNMPA | TNMP | TNLAMARQUE0T | [DSC]7008, [DSC]DSW_7001, [DSC]DSW_7068 | Original Not Confirmed
LAMARQUE | 69 | TOPOLOGY.TNMPA.TNMP.LAMARQUE.69.9100 | TNMPA | TNMP | TNLAMARQUE0 | [DSC]7066, [DSC]7138, [DSC]DSW_7063, [DSC]DSW_7064 | Original Not Confirmed
LEAGCITY | 138 | TOPOLOGY.TNMPA.TNMP.LEAGCITY.138.0003 | TNMPA | TNMP | LEAGCITY_V_A | [DSC]239-31, [DSC]242-55, [DSC]242-56 | New NodeKey
LEAGCITY | 138 | TOPOLOGY.TNMPA.TNMP.LEAGCITY.138.0024 | TNMPA | TNMP | LEAGCITY_L_A | [DSC]242-50, [LD]LEAGCITY_1C | New NodeKey
LEAGCITY | 138 | TOPOLOGY.TNMPA.TNMP.LEAGCITY.138.1389 | TNMPA | TNMP | TNLEAGCITY1Z | [DSC]239-32, [DSC]239-33, [DSC]DSW_239-67 | Original Not Confirmed
LEAGCITY | 138 | TOPOLOGY.TNMPA.TNMP.LEAGCITY.138.3816 | TNMPA | TNMP | TNLEAGCITY1 | [DSC]239-30, [DSC]239-68, [DSC]DSW_239-66, [LN]G13 | Original Not Confirmed
LEAGCITY | 138 | TOPOLOGY.TNMPA.TNMP.LEAGCITY.138.3834 | TNMPA | TNMP | TNLEAGCITY1U | [DSC]DSW_239-34, [LD]LEAGC_1A | Original Not Confirmed
LEAGCITY | 138 | TOPOLOGY.TNMPA.TNMP.LEAGCITY.138.3835 | TNMPA | TNMP | TNLEAGCITY1T | [DSC]DSW_239-35, [LD]LEAGC_1B | Original Not Confirmed
LINDE | 69 | TOPOLOGY.TNMPA.TNMP.LINDE.69.7161 | TNMPA | TNMP | TNLINDE___0Z | [DSC]7161, [LD]LINDE_1 | Original Not Confirmed
LIQDCARB | 69 | TOPOLOGY.TNMPA.TNMP.LIQDCARB.69.6589 | TNMPA | TNMP | TNLIQDCARB0Z | [DSC]7082, [LD]LIQDC_1 | Original Not Confirmed
MAGNO_TN | 138 | TOPOLOGY.TNMPA.TNMP.MAGNO_TN.138.6468 | TNMPA | TNMP | TNMAGNOLIA1X | [DSC]DSW_240-14, [LD]MAGNO_1A | Original Not Confirmed
MAGNO_TN | 138 | TOPOLOGY.TNMPA.TNMP.MAGNO_TN.138.6471 | TNMPA | TNMP | TNMAGNOLIA1V | [DSC]DSW_240-17, [LD]MAGNO_1B | Original Not Confirmed
MAGNO_TN | 138 | TOPOLOGY.TNMPA.TNMP.MAGNO_TN.138.8101 | TNMPA | TNMP | TNMAGNOLIA1 | [DSC]DSW_240-12, [DSC]DSW_240-14, [DSC]DSW_240-16 | Original Not Confirmed
MAGNO_TN | 138 | TOPOLOGY.TNMPA.TNMP.MAGNO_TN.138.8102 | TNMPA | TNMP | TNMAGNOLIA1Z | [DSC]DSW_240-16, [DSC]DSW_240-17, [DSC]DSW_240-19 | Original Not Confirmed
MARTHNOL | 69 | TOPOLOGY.TNMPA.TNMP.MARTHNOL.69.6506 | TNMPA | TNMP | TNMARTHNOL0Y | [DSC]DSW_7025, [LD]MARTH_W1 | Original Not Confirmed
MARTHNOL | 69 | TOPOLOGY.TNMPA.TNMP.MARTHNOL.69.6507 | TNMPA | TNMP | TNMARTHNOL0X | [DSC]DSW_7026, [LD]MARTH_W2 | Original Not Confirmed
MARTHNOL | 69 | TOPOLOGY.TNMPA.TNMP.MARTHNOL.69.6508 | TNMPA | TNMP | TNMARTHNOL0W | [DSC]DSW_7027, [LD]MARTH_E | Original Not Confirmed
MARTHNPL | 69 | TOPOLOGY.TNMPA.TNMP.MARTHNPL.69.0002 | TNMPA | TNMP | TNMARTHNPL0 | [DSC]7153, [LD]MARTH_1 | Original Not Confirmed
NORTHSDE | 69 | TOPOLOGY.TNMPA.TNMP.NORTHSDE.69.6557 | TNMPA | TNMP | TNNORTHSDE0W | [DSC]DSW_7087, [LD]NORTH_1A | Original Not Confirmed
NORTHSDE | 69 | TOPOLOGY.TNMPA.TNMP.NORTHSDE.69.6558 | TNMPA | TNMP | TNNORTHSDE0V | [DSC]DSW_7102, [LD]NORTH_1B | Original Not Confirmed
NORTHSDE | 69 | TOPOLOGY.TNMPA.TNMP.NORTHSDE.69.9101 | TNMPA | TNMP | TNNORTHSDE0Y | [DSC]7166, [DSC]7167, [DSC]DSW_7087 | Original Not Confirmed
NORTHSDE | 69 | TOPOLOGY.TNMPA.TNMP.NORTHSDE.69.9102 | TNMPA | TNMP | TNNORTHSDE0X | [DSC]7168, [DSC]7169, [DSC]DSW_7102 | Original Not Confirmed
OLDOCEAN | 69 | TOPOLOGY.TNMPA.TNMP.OLDOCEAN.69.6697 | TNMPA | TNMP | TNOLDOCEAN0Y | [DSC]DSW_6760, [LD]OLDOC_1 | Original Not Confirmed
OLDOCEAN | 69 | TOPOLOGY.TNMPA.TNMP.OLDOCEAN.69.9101 | TNMPA | TNMP | TNOLDOCEAN0 | [DSC]6748, [DSC]6751, [DSC]DSW_6760, [DSC]DSW_6762 | Original Not Confirmed
OLDOCEAN | 69 | TOPOLOGY.TNMPA.TNMP.OLDOCEAN.69.9102 | TNMPA | TNMP | TNOLDOCEAN0Z | [DSC]6750, [DSC]6753, [DSC]6777, [DSC]DSW_6762 | Original Not Confirmed
P66_2 | 69 | TOPOLOGY.TNMPA.TNMP.P66_2.69.6656 | TNMPA | TNMP | TNP662____0Y | [DSC]201, [DSC]202, [LD]P66_2_2 | Original Not Confirmed
P66_2 | 69 | TOPOLOGY.TNMPA.TNMP.P66_2.69.6657 | TNMPA | TNMP | TNP662____0X | [DSC]301, [DSC]302, [LD]P66_2_3 | Original Not Confirmed
P66_3 | 69 | TOPOLOGY.TNMPA.TNMP.P66_3.69.6669 | TNMPA | TNMP | TNP663____0Y | [DSC]501, [DSC]502, [LD]P66_3_5 | Original Not Confirmed
P66_3 | 69 | TOPOLOGY.TNMPA.TNMP.P66_3.69.6670 | TNMPA | TNMP | TNP663____0X | [DSC]601, [DSC]602, [LD]P66_3_6 | Original Not Confirmed
P66_4 | 69 | TOPOLOGY.TNMPA.TNMP.P66_4.69.6664 | TNMPA | TNMP | P66_4_L_A | [DSC]701, [DSC]702, [LD]P66_4_7 | No Original Name
P66_4 | 69 | TOPOLOGY.TNMPA.TNMP.P66_4.69.6665 | TNMPA | TNMP | P66_4_L_B | [DSC]801, [DSC]802, [LD]P66_4_8 | No Original Name
PHILLPS3 | 69 | TOPOLOGY.TNMPA.TNMP.PHILLPS3.69.9100 | TNMPA | TNMP | TNPHILLPS30Y | [DSC]6733, [DSC]6759, [DSC]6788 | Original Not Confirmed
PHILLPS5 | 69 | TOPOLOGY.TNMPA.TNMP.PHILLPS5.69.0002 | TNMPA | TNMP | TNPHILLPS50 | [DSC]6807, [DSC]DSW_6804, [LD]PHIL5_2 | Original Not Confirmed
PHILLPS5 | 69 | TOPOLOGY.TNMPA.TNMP.PHILLPS5.69.6684 | TNMPA | TNMP | TNPHILLPS50Z | [DSC]6805, [DSC]6808, [LD]PHIL5_1 | Original Not Confirmed
PHILLPS5 | 69 | TOPOLOGY.TNMPA.TNMP.PHILLPS5.69.6687 | TNMPA | TNMP | TNPHILLPS50Y | [DSC]6810, [DSC]DSW_6803, [LD]PHIL5_3 | Original Not Confirmed
PHILLPS5 | 69 | TOPOLOGY.TNMPA.TNMP.PHILLPS5.69.9100 | TNMPA | TNMP | TNPHILLPS50X | [DSC]6834, [DSC]DSW_6838, [LD]PHIL5_4 | Original Not Confirmed
PHLLPSOP | 69 | TOPOLOGY.TNMPA.TNMP.PHLLPSOP.69.6691 | TNMPA | TNMP | TNPHLLPSOP0Z | [DSC]6819, [LD]PHLOP_1 | Original Not Confirmed
PHLLPSTF | 69 | TOPOLOGY.TNMPA.TNMP.PHLLPSTF.69.6821 | TNMPA | TNMP | TNPHLLPSTF0Z | [DSC]6821, [LD]PHLTF_1 | Original Not Confirmed
PUCKETT | 69 | TOPOLOGY.TNMPA.TNMP.PUCKETT.69.0001 | TNMPA | TNMP | TNPUCKTFLD0Z | [DSC]DS_SF6644, [LD]PUCKETT_L1 | Original Not Confirmed
S_LCOGEN | 13.8 | TOPOLOGY.TNMPA.TNMP.S_LCOGEN.13.8.6543 | TNMPA | TNMP | TNSLCGN1__8Z | [UN]S_LCO_1, [CB]X_XFL | Original Not Confirmed
S_LCOGEN | 69 | TOPOLOGY.TNMPA.TNMP.S_LCOGEN.69.0002 | TNMPA | TNMP | TNSLCOGEN_0Y | [CB]66L34, [LD]S_LLOAD1 | Original Not Confirmed
SANDRSON | 69 | TOPOLOGY.TNMPA.TNMP.SANDRSON.69.0001 | TNMPA | TNMP | TNSANDRSON0Z | [LD]NMMICHE_L1, [CB]SF6698 | Original Not Confirmed
SANDRSON | 69 | TOPOLOGY.TNMPA.TNMP.SANDRSON.69.0006 | TNMPA | TNMP | TNSANDRSON0Y | [LD]DOWNIE_L1, [CB]SF6700 | Original Not Confirmed
SANDRSON | 69 | TOPOLOGY.TNMPA.TNMP.SANDRSON.69.0007 | TNMPA | TNMP | TNSANDRSON0X | [LD]SANDRSON_L1, [CB]SF6674 | Original Not Confirmed
SANDRSON | 69 | TOPOLOGY.TNMPA.TNMP.SANDRSON.69.0008 | TNMPA | TNMP | TNSANDRSON0W | [LD]CCMITCHE_L1, [CB]SF6699 | Original Not Confirmed
SCLPCOGN | 13.8 | TOPOLOGY.TNMPA.TNMP.SCLPCOGN.13.8.6741 | TNMPA | TNMP | TNSCLP3___8Z | [UN]SCLPC_1, [CB]X_GN1_CB | Original Not Confirmed
SCLPCOGN | 13.8 | TOPOLOGY.TNMPA.TNMP.SCLPCOGN.13.8.6743 | TNMPA | TNMP | TNSCLP3___8Y | [UN]SCLPC_2, [CB]X_GN2_CB | Original Not Confirmed
SCLPCOGN | 13.8 | TOPOLOGY.TNMPA.TNMP.SCLPCOGN.13.8.6745 | TNMPA | TNMP | TNSCLP3___8X | [UN]SCLPC_4, [CB]X_GN4_CB | Original Not Confirmed
SCLPCOGN | 13.8 | TOPOLOGY.TNMPA.TNMP.SCLPCOGN.13.8.6747 | TNMPA | TNMP | TNSCLP3___8W | [UN]SCLPC_3, [CB]X_GN3_CB | Original Not Confirmed
SCLPCOGN | 69 | TOPOLOGY.TNMPA.TNMP.SCLPCOGN.69.6933 | TNMPA | TNMP | TNSCLPCOGN0Y | [DSC]DSW_36, [CB]OCB_29_CB, [CB]OCB_33_CB | Original Not Confirmed
SCLPCOGN | 69 | TOPOLOGY.TNMPA.TNMP.SCLPCOGN.69.6937 | TNMPA | TNMP | TNSCLPCOGN0X | [DSC]DSW_40, [CB]OCB_37_CB, [CB]OCB_41_CB | Original Not Confirmed
SCLPCOGN | 69 | TOPOLOGY.TNMPA.TNMP.SCLPCOGN.69.6941 | TNMPA | TNMP | TNSCLPCOGN0W | [DSC]DSW_48, [CB]OCB_41_CB, [CB]OCB_45_CB | Original Not Confirmed
SEMINOLE | 138 | TOPOLOGY.TNMPA.TNMP.SEMINOLE.138.0025 | TNMPA | TNMP | TNSEMINOLE1X | [DSC]242-09, [LD]LD1 | Original Not Confirmed
SOUSHORE | 138 | TOPOLOGY.TNMPA.TNMP.SOUSHORE.138.3856 | TNMPA | TNMP | TNSOUSHORE1 | [DSC]241-43, [DSC]241-45, [DSC]DSW_241-50 | Original Not Confirmed
SOUSHORE | 138 | TOPOLOGY.TNMPA.TNMP.SOUSHORE.138.3857 | TNMPA | TNMP | TNSOUSHORE1Z | [DSC]241-44, [DSC]241-47, [DSC]DSW_241-41 | Original Not Confirmed
SOUSHORE | 138 | TOPOLOGY.TNMPA.TNMP.SOUSHORE.138.3858 | TNMPA | TNMP | TNSOUSHORE1Y | [DSC]241-46, [DSC]241-48, [DSC]DSW_241-51 | Original Not Confirmed
SOUSHORE | 138 | TOPOLOGY.TNMPA.TNMP.SOUSHORE.138.3859 | TNMPA | TNMP | TNSOUSHORE1X | [DSC]241-42, [DSC]241-49, [DSC]DSW_241-40 | Original Not Confirmed
SOUSHORE | 138 | TOPOLOGY.TNMPA.TNMP.SOUSHORE.138.6455 | TNMPA | TNMP | TNSOUSHORE1U | [DSC]DSW_241-50, [LD]SOUSH_1A | Original Not Confirmed
SOUSHORE | 138 | TOPOLOGY.TNMPA.TNMP.SOUSHORE.138.6456 | TNMPA | TNMP | TNSOUSHORE1T | [DSC]DSW_241-51, [LD]SOUSH_1B | Original Not Confirmed
SWEENY | 69 | TOPOLOGY.TNMPA.TNMP.SWEENY.69.6649 | TNMPA | TNMP | TNSWEENY__0W | [DSC]DSW_6708, [LD]SWEEN_1B | Original Not Confirmed
SWEENY | 69 | TOPOLOGY.TNMPA.TNMP.SWEENY.69.6651 | TNMPA | TNMP | TNSWEENY__0V | [DSC]DSW_7097, [LD]SWEEN_1A | Original Not Confirmed
TEJAS | 138 | TOPOLOGY.TNMPA.TNMP.TEJAS.138.6293 | TNMPA | TNMP | TNTEJAS___1Y | [DSC]DSW_241-00, [LD]TEJAS_1B | Original Not Confirmed
TEJAS | 138 | TOPOLOGY.TNMPA.TNMP.TEJAS.138.6295 | TNMPA | TNMP | TNTEJAS___1X | [DSC]DSW_241-01, [LD]TEJAS_1A | Original Not Confirmed
TERMINAL | 69 | TOPOLOGY.TNMPA.TNMP.TERMINAL.69.6610 | TNMPA | TNMP | TNTERMINAL0U | [DSC]7173, [DSC]7175, [DSC]DSW_7174 | Original Not Confirmed
TERMINAL | 69 | TOPOLOGY.TNMPA.TNMP.TERMINAL.69.6620 | TNMPA | TNMP | TNTERMINAL0 | [DSC]7179, [DSC]7181, [DSC]DSW_7180 | Original Not Confirmed
TERMINAL | 69 | TOPOLOGY.TNMPA.TNMP.TERMINAL.69.6680 | TNMPA | TNMP | TNTERMINAL0Z | [DSC]7176, [DSC]7178, [DSC]DSW_7177 | Original Not Confirmed
TERMINAL | 69 | TOPOLOGY.TNMPA.TNMP.TERMINAL.69.6685 | TNMPA | TNMP | TNTERMINAL0T | [DSC]7185, [DSC]7187, [DSC]DSW_7186 | Original Not Confirmed
TERMINAL | 69 | TOPOLOGY.TNMPA.TNMP.TERMINAL.69.6686 | TNMPA | TNMP | TNTERMINAL0Y | [DSC]7172, [DSC]7188, [DSC]DSW_7171 | Original Not Confirmed
TXCITYMN | 69 | TOPOLOGY.TNMPA.TNMP.TXCITYMN.69.69D2 | TNMPA | TNMP | TNTXCITYMN0 | [DSC]7224, [DSC]7226, [DSC]7229 | Original Not Confirmed
TXCITYMN | 69 | TOPOLOGY.TNMPA.TNMP.TXCITYMN.69.69E1 | TNMPA | TNMP | TNTXCITYMN0Z | [DSC]7220, [DSC]7221, [DSC]7223 | Original Not Confirmed
TXCITYMN | 69 | TOPOLOGY.TNMPA.TNMP.TXCITYMN.69.G69F | TNMPA | TNMP | TNTXCITYMN0Y | [DSC]7240, [DSC]7242, [DSC]7243 | Original Not Confirmed
TXCITYMN | 69 | TOPOLOGY.TNMPA.TNMP.TXCITYMN.69.G69Q | TNMPA | TNMP | TNTXCITYMN0X | [DSC]7222, [DSC]7231, [DSC]7239 | Original Not Confirmed
TXCITYMN | 69 | TOPOLOGY.TNMPA.TNMP.TXCITYMN.69.G69Z | TNMPA | TNMP | TNTXCITYMN0W | [DSC]7230, [DSC]7232, [DSC]7241 | Original Not Confirmed
TXCITYWT | 69 | TOPOLOGY.TNMPA.TNMP.TXCITYWT.69.0002 | TNMPA | TNMP | TNTXCITYWT0Z | [CB]F_7152, [LD]TXCIT_1 | Original Not Confirmed
UCC_COGN | 13.8 | TOPOLOGY.TNMPA.TNMP.UCC_COGN.13.8.6399 | TNMPA | TNMP | TNDOWCGNGG8Z | [UN]UCC_C_1, [CB]X_GN1_CB | Original Not Confirmed
UCC_COGN | 13.8 | TOPOLOGY.TNMPA.TNMP.UCC_COGN.13.8.6401 | TNMPA | TNMP | TNDOWCGNGG8Y | [UN]UCC_C_2, [CB]X_GN2_CB | Original Not Confirmed
UCC_COGN | 138 | TOPOLOGY.TNMPA.TNMP.UCC_COGN.138.0102 | TNMPA | TNMP | UCC_COGN_L_A | [LD]LD_C_2, [CB]X_LD2_CB | New NodeKey
UCC_COGN | 138 | TOPOLOGY.TNMPA.TNMP.UCC_COGN.138.6398 | TNMPA | TNMP | TNDOW_COGN1V | [LD]LD_C_1, [CB]X_LD_CB | Original Not Confirmed
WALNTSPR | 69 | TOPOLOGY.TNMPA.TNMP.WALNTSPR.69.6493 | TNMPA | TNMP | TNWALNTSPR0U | [DSC]66119, [LD]WALNTSPR_L1 | Original Not Confirmed
WCOLLOCL | 138 | TOPOLOGY.TNMPA.TNMP.WCOLLOCL.138.6609 | TNMPA | TNMP | TNWCOLLOCL1W | [DSC]DSW_239-93, [LD]WCOLL_1A | Original Not Confirmed
WCOLLOCL | 138 | TOPOLOGY.TNMPA.TNMP.WCOLLOCL.138.6610 | TNMPA | TNMP | TNWCOLLOCL1V | [DSC]DSW_239-94, [LD]WCOLL_1B | Original Not Confirmed
WCOLLOCL | 138 | TOPOLOGY.TNMPA.TNMP.WCOLLOCL.138.8101 | TNMPA | TNMP | TNWCOLLOCL1 | [DSC]DSW_239-93, [DSC]DSW_239-99, [DSC]DSW_240-48 | Original Not Confirmed
WCOLLOCL | 138 | TOPOLOGY.TNMPA.TNMP.WCOLLOCL.138.8102 | TNMPA | TNMP | TNWCOLLOCL1Z | [DSC]DSW_239-94, [DSC]DSW_239-98, [DSC]DSW_240-48 | Original Not Confirmed
WCOLMAIN | 138 | TOPOLOGY.TNMPA.TNMP.WCOLMAIN.138.3860 | TNMPA | TNMP | TNWCOLMAIN1 | [DSC]240-51, [DSC]240-68, [DSC]DSW_240-50 | Original Not Confirmed
WCOLMAIN | 138 | TOPOLOGY.TNMPA.TNMP.WCOLMAIN.138.3862 | TNMPA | TNMP | TNWCOLMAIN1Y | [DSC]240-59, [DSC]240-64, [DSC]DSW_241-66 | Original Not Confirmed
WCOLMAIN | 138 | TOPOLOGY.TNMPA.TNMP.WCOLMAIN.138.3865 | TNMPA | TNMP | TNWCOLMAIN1W | [DSC]240-67, [DSC]DSW_240-63, [DSC]DSW_241-67 | Original Not Confirmed
WCOLMAIN | 138 | TOPOLOGY.TNMPA.TNMP.WCOLMAIN.138.3866 | TNMPA | TNMP | TNWCOLMAIN1V | [DSC]240-56, [DSC]240-65, [DSC]DSW_240-57 | Original Not Confirmed
TNP_ONE | 18 | TOPOLOGY.TNMPA.TNPG.TNP_ONE.18.6761 | TNMPA | TNPG | TNTNPONE_28Z | [UN]TNP_O_1, [CB]X_GN1_CB | Original Not Confirmed
TNP_ONE | 18 | TOPOLOGY.TNMPA.TNPG.TNP_ONE.18.6763 | TNMPA | TNPG | TNTNPONE_28Y | [UN]TNP_O_2, [CB]X_GN2_CB | Original Not Confirmed
AAPIPELN | 69 | TOPOLOGY.TNMPA.TU_T.AAPIPELN.69.7044 | TNMPA | TU_T | TNAAPIPELN0Y | [LD]AAPIP_1, [DSC]SF6770 | Original Not Confirmed
BLUERDGE | 69 | TOPOLOGY.TNMPA.TU_T.BLUERDGE.69.6805 | TNMPA | TU_T | TNBLUERDGE0X | [DSC]6639, [LD]BLUER_1 | Original Not Confirmed
BRYSNTN | 69 | TOPOLOGY.TNMPA.TU_T.BRYSNTN.69.6963 | TNMPA | TU_T | TNBRYSON__0Z | [DSC]6601, [LD]BRYSO_1 | Original Not Confirmed
CALIF_TN | 69 | TOPOLOGY.TNMPA.TU_T.CALIF_TN.69.6979 | TNMPA | TU_T | TNCALIFRNA0X | [LD]CALIF_1, [DSC]SF66127 | Original Not Confirmed
CLIFTON1 | 69 | TOPOLOGY.TNMPA.TU_T.CLIFTON1.69.0004 | TNMPA | TU_T | TNCLIFTON10Y | [DSC]6634, [LD]CLIF1_1A | Original Not Confirmed
CLIFTON1 | 69 | TOPOLOGY.TNMPA.TU_T.CLIFTON1.69.0007 | TNMPA | TU_T | TNCLIFTON10X | [DSC]6627, [LD]CLIF1_1B | Original Not Confirmed
CLIFTON2 | 69 | TOPOLOGY.TNMPA.TU_T.CLIFTON2.69.0003 | TNMPA | TU_T | TNCLIFTON20Z | [DSC]66106, [LD]CLIF2_1A | Original Not Confirmed
CLIFTON2 | 69 | TOPOLOGY.TNMPA.TU_T.CLIFTON2.69.0009 | TNMPA | TU_T | TNCLIFTON20Y | [DSC]66165, [LD]CLIF2_1B | Original Not Confirmed
CLIMAX | 138 | TOPOLOGY.TNMPA.TU_T.CLIMAX.138.6816 | TNMPA | TU_T | TNCLIMAX__1S | [LD]CLIMA_1B, [DSC]DSW138-602 | Original Not Confirmed
CLIMAX | 138 | TOPOLOGY.TNMPA.TU_T.CLIMAX.138.6817 | TNMPA | TU_T | TNCLIMAX__1R | [LD]CLIMA_1A, [DSC]DSW138-601 | Original Not Confirmed
COCHISE | 69 | TOPOLOGY.TNMPA.TU_T.COCHISE.69.7035 | TNMPA | TU_T | TNCOCHISE_0X | [LD]COCHI_1, [DSC]SF66137 | Original Not Confirmed
CORYELCO | 69 | TOPOLOGY.TNMPA.TU_T.CORYELCO.69.0001 | TNMPA | TU_T | TNCORYELCO0U | [DSC]66109, [LD]CORYE_2 | Original Not Confirmed
CORYELCO | 69 | TOPOLOGY.TNMPA.TU_T.CORYELCO.69.6891 | TNMPA | TU_T | TNCORYELCO0S | [DSC]6626, [LD]CORYE_1 | Original Not Confirmed
EMORYTN | 138 | TOPOLOGY.TNMPA.TU_T.EMORYTN.138.3820 | TNMPA | TU_T | TNEMORY___1 | [LD]EMORY_1, [CB]X_LD_CB | Original Not Confirmed
FLAT_TOP | 69 | TOPOLOGY.TNMPA.TU_T.FLAT_TOP.69.7016 | TNMPA | TU_T | TNFLATTOP_0Z | [LD]FLAT_1, [DSC]SF6602 | Original Not Confirmed
FRONTIER | 69 | TOPOLOGY.TNMPA.TU_T.FRONTIER.69.6920 | TNMPA | TU_T | TNFRONTIER0Z | [LD]FRONT_1, [CB]SF6637 | Original Not Confirmed
GATESVL1 | 69 | TOPOLOGY.TNMPA.TU_T.GATESVL1.69.6893 | TNMPA | TU_T | TNGATESVL10 | [DSC]6624, [LD]GATE1_1 | Original Not Confirmed
GATESVL2 | 69 | TOPOLOGY.TNMPA.TU_T.GATESVL2.69.0002 | TNMPA | TU_T | TNGATESVL20Z | [DSC]6612, [LD]GATE2_1A | Original Not Confirmed
GATESVL2 | 69 | TOPOLOGY.TNMPA.TU_T.GATESVL2.69.0008 | TNMPA | TU_T | TNGATESVL20Y | [DSC]6625, [LD]GATE2_1B | Original Not Confirmed
GLENR_TN | 69 | TOPOLOGY.TNMPA.TU_T.GLENR_TN.69.0001 | TNMPA | TU_T | TNGLENROSE0Z | [DSC]66126, [LD]GLENR_1 | Original Not Confirmed
GLENR_TN | 69 | TOPOLOGY.TNMPA.TU_T.GLENR_TN.69.0004 | TNMPA | TU_T | TNGLENROSE0Y | [DSC]66128, [LD]GLENR_2 | Original Not Confirmed
GLENR_TN | 69 | TOPOLOGY.TNMPA.TU_T.GLENR_TN.69.6931 | TNMPA | TU_T | TNGLENROSE0X | [DSC]66166, [LD]GLENR_3 | Original Not Confirmed
GRAHAM | 69 | TOPOLOGY.TNMPA.TU_T.GRAHAM.69.6959 | TNMPA | TU_T | TNGRAHAM__0Y | [DSC]A6609, [LD]GRAHA_1 | Original Not Confirmed
HAMLTNCO | 69 | TOPOLOGY.TNMPA.TU_T.HAMLTNCO.69.6942 | TNMPA | TU_T | TNHAMLTNCO0V | [DSC]6608, [LD]HAMLT_1 | Original Not Confirmed
HAMLTNTN | 69 | TOPOLOGY.TNMPA.TU_T.HAMLTNTN.69.0002 | TNMPA | TU_T | TNHAMILTON0Z | [DSC]66137, [LD]HAMIL_1A | Original Not Confirmed
HAMLTNTN | 69 | TOPOLOGY.TNMPA.TU_T.HAMLTNTN.69.0004 | TNMPA | TU_T | TNHAMILTON0Y | [DSC]6609, [LD]HAMIL_1B | Original Not Confirmed
HANDLEY | 69 | TOPOLOGY.TNMPA.TU_T.HANDLEY.69.0001 | TNMPA | TU_T | TNHANDLEY_0 | [DSC]66139, [LD]HANDL_1 | Original Not Confirmed
HICOTN | 69 | TOPOLOGY.TNMPA.TU_T.HICOTN.69.0001 | TNMPA | TU_T | TNHICO____0 | [DSC]6661, [LD]HICOTNL1 | Original Not Confirmed
HILL_CO | 138 | TOPOLOGY.TNMPA.TU_T.HILL_CO.138.6947 | TNMPA | TU_T | TNHILL_CO_1 | [DSC]DSW138_02, [LD]HILL_1 | Original Not Confirmed
IH20 | 69 | TOPOLOGY.TNMPA.TU_T.IH20.69.7009 | TNMPA | TU_T | TNIH20____0S | [LD]IH20_1, [DSC]SF6149 | Original Not Confirmed
KERMIT_1 | 69 | TOPOLOGY.TNMPA.TU_T.KERMIT_1.69.7053 | TNMPA | TU_T | TNKERMIT1_0Y | [LD]KERMI_1, [DSC]SF6696 | Original Not Confirmed
KERMIT_2 | 69 | TOPOLOGY.TNMPA.TU_T.KERMIT_2.69.7048 | TNMPA | TU_T | TNKERMIT2_0X | [LD]KERM2_1B, [DSC]SF6614 | Original Not Confirmed
KERMIT_2 | 69 | TOPOLOGY.TNMPA.TU_T.KERMIT_2.69.7049 | TNMPA | TU_T | TNKERMIT2_0W | [LD]KERM2_1A, [DSC]SF6637 | Original Not Confirmed
KEYSTONE | 69 | TOPOLOGY.TNMPA.TU_T.KEYSTONE.69.6628 | TNMPA | TU_T | TNKEYSTONE0 | [LD]KEYST_1, [DSC]SF6629 | Original Not Confirmed
KRUGRVLE | 138 | TOPOLOGY.TNMPA.TU_T.KRUGRVLE.138.3820 | TNMPA | TU_T | TNKRUGRVLE1 | [CB]CS_138_800, [LD]KRUGR_1 | Original Not Confirmed
LEONARD | 69 | TOPOLOGY.TNMPA.TU_T.LEONARD.69.6798 | TNMPA | TU_T | TNLEONARD_0X | [DSC]6632, [LD]LEONA_1A | Original Not Confirmed
LEONARD | 69 | TOPOLOGY.TNMPA.TU_T.LEONARD.69.6799 | TNMPA | TU_T | TNLEONARD_0W | [DSC]6630, [LD]LEONA_1B | Original Not Confirmed
LKPNT | 138 | TOPOLOGY.TNMPA.TU_T.LKPNT.138.BB1 | TNMPA | TU_T | TNLAKEPNTE1S | [DSC]646, [LD]LDTR3 | Original Not Confirmed
LKPNT | 138 | TOPOLOGY.TNMPA.TU_T.LKPNT.138.BB5 | TNMPA | TU_T | TNLAKEPNTE1R | [DSC]654, [LD]LDTR4 | Original Not Confirmed
LKWHITNY | 138 | TOPOLOGY.TNMPA.TU_T.LKWHITNY.138.3810 | TNMPA | TU_T | TNLKWHITNY1Z | [DSC]138-06, [DSC]138-07, [DSC]138-09 | Original Not Confirmed
LKWHITNY | 69 | TOPOLOGY.TNMPA.TU_T.LKWHITNY.69.0002 | TNMPA | TU_T | TNLKWHITNY0V | [DSC]66102, [LD]LKWHI_1 | Original Not Confirmed
LKWHITNY | 69 | TOPOLOGY.TNMPA.TU_T.LKWHITNY.69.6857 | TNMPA | TU_T | TNLKWHITNY0X | [DSC]66-53, [DSC]66-54, [LD]LKWHI_2 | Original Not Confirmed
LKWHITNY | 69 | TOPOLOGY.TNMPA.TU_T.LKWHITNY.69.9100 | TNMPA | TU_T | TNLKWHITNY0 | [DSC]66-101, [DSC]66-151, [DSC]66-154, [DSC]66-51, | Original Not Confirmed
LONE_OAK | 69 | TOPOLOGY.TNMPA.TU_T.LONE_OAK.69.6840 | TNMPA | TU_T | TNLONE_OAK0X | [CB]DSW_6634_CB, [LD]LONE_1 | Original Not Confirmed
LONE_OAK | 69 | TOPOLOGY.TNMPA.TU_T.LONE_OAK.69.9100 | TNMPA | TU_T | TNLONE_OAK0 | [CB]DSW_6634_CB, [CB]X_LNCOMI_CB, [CB]X_LNKIOW_CB | Original Not Confirmed
LONESTAR | 69 | TOPOLOGY.TNMPA.TU_T.LONESTAR.69.9146 | TNMPA | TU_T | TNLONESTAR0Z | [DSC]DS_SF66147, [LD]LONES_1 | Original Not Confirmed
LONGNECK | 69 | TOPOLOGY.TNMPA.TU_T.LONGNECK.69.6920 | TNMPA | TU_T | TNLONGNECK0Z | [DSC]6649, [LD]LONGN_1 | Original Not Confirmed
MERID_TN | 69 | TOPOLOGY.TNMPA.TU_T.MERID_TN.69.0002 | TNMPA | TU_T | TNMERIDIAN0Z | [DSC]6604, [LD]MERID_1 | Original Not Confirmed
MERID_TN | 69 | TOPOLOGY.TNMPA.TU_T.MERID_TN.69.0004 | TNMPA | TU_T | TNMERIDIAN0Y | [DSC]6606, [LD]MERID_2 | Original Not Confirmed
NOCONATN | 69 | TOPOLOGY.TNMPA.TU_T.NOCONATN.69.0002 | TNMPA | TU_T | TNNOCONA__0Z | [DSC]6612, [LD]NOCON_2 | Original Not Confirmed
NOCONATN | 69 | TOPOLOGY.TNMPA.TU_T.NOCONATN.69.6611 | TNMPA | TU_T | TNNOCONA__0Y | [CB]6611, [LD]NOCON_1 | Original Not Confirmed
OLNEYTN | 69 | TOPOLOGY.TNMPA.TU_T.OLNEYTN.69.6950 | TNMPA | TU_T | TNOLNEY___0Y | [DSC]6607, [LD]OLNEY_1 | Original Not Confirmed
OLNEYTN | 69 | TOPOLOGY.TNMPA.TU_T.OLNEYTN.69.6951 | TNMPA | TU_T | TNOLNEY___0X | [DSC]6608, [LD]OLNEY_2 | Original Not Confirmed
OLSEN | 138 | TOPOLOGY.TNMPA.TU_T.OLSEN.138.3832 | TNMPA | TU_T | TNOLSEN___1 | [DSC]13833, [DSC]13834, [DSC]13835 | Original Not Confirmed
OLSEN | 138 | TOPOLOGY.TNMPA.TU_T.OLSEN.138.3840 | TNMPA | TU_T | TNOLSEN___1Z | [DSC]13841, [DSC]13842, [DSC]13843 | Original Not Confirmed
OLSEN | 69 | TOPOLOGY.TNMPA.TU_T.OLSEN.69.9100 | TNMPA | TU_T | TNOLSEN___0 | [DSC]6663, [DSC]6667, [DSC]6672, [DSC]6674, [DSC]6 | Original Not Confirmed
PECOS | 69 | TOPOLOGY.TNMPA.TU_T.PECOS.69.7018 | TNMPA | TU_T | TNPECOS___0U | [LD]PECOS_1B, [DSC]SF66141 | Original Not Confirmed
PECOS | 69 | TOPOLOGY.TNMPA.TU_T.PECOS.69.7019 | TNMPA | TU_T | TNPECOS___0T | [LD]PECOS_1C, [DSC]SF66115 | Original Not Confirmed
PECOS | 69 | TOPOLOGY.TNMPA.TU_T.PECOS.69.7020 | TNMPA | TU_T | TNPECOS___0S | [LD]PECOS_1A, [DSC]SF6631 | Original Not Confirmed
PETROLIA | 69 | TOPOLOGY.TNMPA.TU_T.PETROLIA.69.6618 | TNMPA | TU_T | TNPETROLIA0 | [DSC]A-6618, [LD]PETRO_1 | Original Not Confirmed
PYOTE | 69 | TOPOLOGY.TNMPA.TU_T.PYOTE.69.6993 | TNMPA | TU_T | TNPYOTE___0X | [LD]PYOTE_1, [DSC]SF66139 | Original Not Confirmed
RED_RIVR | 69 | TOPOLOGY.TNMPA.TU_T.RED_RIVR.69.0004 | TNMPA | TU_T | TNRED_RIVR0Z | [DSC]6617, [LD]RED_R_2 | Original Not Confirmed
RED_RIVR | 69 | TOPOLOGY.TNMPA.TU_T.RED_RIVR.69.6920 | TNMPA | TU_T | TNRED_RIVR0Y | [CB]CS_6602, [LD]RED_R_1 | Original Not Confirmed
REEVSCO4 | 69 | TOPOLOGY.TNMPA.TU_T.REEVSCO4.69.7028 | TNMPA | TU_T | TNREEVSCO40Y | [LD]REEVS_1, [DSC]SF6625 | Original Not Confirmed
SAINT_JO | 69 | TOPOLOGY.TNMPA.TU_T.SAINT_JO.69.6843 | TNMPA | TU_T | TNSAINT_JO0Y | [DSC]6602, [LD]SAINT_1 | Original Not Confirmed
STAFBLVD | 69 | TOPOLOGY.TNMPA.TU_T.STAFBLVD.69.7011 | TNMPA | TU_T | TNSTAFBLVD0Z | [DSC]SF6714, [LD]STAFB_1A | Original Not Confirmed
STAFBLVD | 69 | TOPOLOGY.TNMPA.TU_T.STAFBLVD.69.7012 | TNMPA | TU_T | TNSTAFBLVD0Y | [DSC]SF6712, [LD]STAFB_1B | Original Not Confirmed
SYCAMORE | 69 | TOPOLOGY.TNMPA.TU_T.SYCAMORE.69.6883 | TNMPA | TU_T | TNSYCAMORE0Y | [DSC]66-173, [LD]SYCAM_1 | Original Not Confirmed
TALCOWST | 138 | TOPOLOGY.TNMPA.TU_T.TALCOWST.138.3820 | TNMPA | TU_T | TNTALCOWST1 | [CB]MOCS_138-233, [LD]TALCO_1, [LD]TALCOWST_LD1 | Original Not Confirmed
TALCOWST | 138 | TOPOLOGY.TNMPA.TU_T.TALCOWST.138.6831 | TNMPA | TU_T | TNTALCOWST1Y | [CB]GOAS_138-231, [LD]TALCO_2 | Original Not Confirmed
THURBER | 69 | TOPOLOGY.TNMPA.TU_T.THURBER.69.0008 | TNMPA | TU_T | TNTHURBER_0Z | [DSC]6606, [LD]THURB_2 | Original Not Confirmed
THURBER | 69 | TOPOLOGY.TNMPA.TU_T.THURBER.69.6920 | TNMPA | TU_T | TNTHURBER_0Y | [DSC]6604, [LD]THURB_1 | Original Not Confirmed
TOYAH | 69 | TOPOLOGY.TNMPA.TU_T.TOYAH.69.9101 | TNMPA | TU_T | TNTOYAH___0Z | [DSC]DS_SF66102, [LD]TOYAH_1 | Original Not Confirmed
TRENTON | 69 | TOPOLOGY.TNMPA.TU_T.TRENTON.69.6792 | TNMPA | TU_T | TNTRENTON_0X | [DSC]6626, [LD]TRENT_1 | Original Not Confirmed
VLLYMILS | 69 | TOPOLOGY.TNMPA.TU_T.VLLYMILS.69.0002 | TNMPA | TU_T | TNVLLYMILS0 | [DSC]66134, [LD]VLLYM_1 | Original Not Confirmed
WHITEWRT | 69 | TOPOLOGY.TNMPA.TU_T.WHITEWRT.69.6781 | TNMPA | TU_T | TNWHITEWRT0Z | [DSC]6620, [LD]WHITE_1A | Original Not Confirmed
WHITEWRT | 69 | TOPOLOGY.TNMPA.TU_T.WHITEWRT.69.6784 | TNMPA | TU_T | TNWHITEWRT0W | [DSC]6633, [LD]WHITE_1B | Original Not Confirmed
WHITNEY | 69 | TOPOLOGY.TNMPA.TU_T.WHITNEY.69.0001 | TNMPA | TU_T | TNWHITNEY_0Z | [DSC]66132, [LD]WHITN_2 | Original Not Confirmed
WHITNEY | 69 | TOPOLOGY.TNMPA.TU_T.WHITNEY.69.6920 | TNMPA | TU_T | TNWHITNEY_0Y | [DSC]66130, [LD]WHITN_1 | Original Not Confirmed
WICKETT | 69 | TOPOLOGY.TNMPA.TU_T.WICKETT.69.6989 | TNMPA | TU_T | TNWICKETT_0T | [DSC]SF66115, [LD]WICKE_1 | Original Not Confirmed
WINK | 69 | TOPOLOGY.TNMPA.TU_T.WINK.69.0013 | TNMPA | TU_T | TNWINK____0S | [LD]LOAD1, [DSC]SF6647 | Original Not Confirmed
WNKLRCO6 | 69 | TOPOLOGY.TNMPA.TU_T.WNKLRCO6.69.6981 | TNMPA | TU_T | TNWNKLRCO60Z | [DSC]SF66125, [LD]WNKLR_1 | Original Not Confirmed
WORSHAM | 69 | TOPOLOGY.TNMPA.TU_T.WORSHAM.69.6997 | TNMPA | TU_T | TNWORSHAM_0X | [DSC]SF6687, [LD]WORSH_1 | Original Not Confirmed
89NWK | 138 | TOPOLOGY.TUETA.TU_E.89NWK.138.0015 | TUETA | TU_E | 8009003_8X | [CB]14_CB, [LD]LDF1 | Confirmed
89NWK | 138 | TOPOLOGY.TUETA.TU_E.89NWK.138.0017 | TUETA | TU_E | 8009002_8W | [CB]24_CB, [LD]LDF2 | Confirmed
89NWK | 138 | TOPOLOGY.TUETA.TU_E.89NWK.138.0019 | TUETA | TU_E | 8009001_8V | [CB]34_CB, [LD]LDF3 | Confirmed
89NWK | 138 | TOPOLOGY.TUETA.TU_E.89NWK.138.0024 | TUETA | TU_E | 8009003_8U | [CB]15_CB, [LD]LDF4 | Confirmed
89NWK | 138 | TOPOLOGY.TUETA.TU_E.89NWK.138.0025 | TUETA | TU_E | 8009002_8T | [CB]25_CB, [LD]LDF5 | Confirmed
89NWK | 138 | TOPOLOGY.TUETA.TU_E.89NWK.138.0026 | TUETA | TU_E | 8009001_8S | [CB]35_CB, [LD]LDF6 | Confirmed
ABBOT | 69 | TOPOLOGY.TUETA.TU_E.ABBOT.69.0499 | TUETA | TU_E | ABBOTT1X | [DSC]AS_204, [LD]LD1901 | Confirmed
ABRRD | 138 | TOPOLOGY.TUETA.TU_E.ABRRD.138.1 | TUETA | TU_E | ABRAMS1_8Z | [LD]LDF1, [DSC]MAS_121 | Confirmed
ABRRD | 138 | TOPOLOGY.TUETA.TU_E.ABRRD.138.3 | TUETA | TU_E | ABRAMS2_8Y | [LD]LDF2, [DSC]MAS_122 | Confirmed
ADISN | 138 | TOPOLOGY.TUETA.TU_E.ADISN.138.6611 | TUETA | TU_E | ADSN1_8W | [LD]LD602, [DSC]MLDB_686 | Confirmed
ADISN | 138 | TOPOLOGY.TUETA.TU_E.ADISN.138.6612 | TUETA | TU_E | ADSN1_8V | [LD]LD601, [DSC]MLDB_687 | Confirmed
AIRCO | 138 | TOPOLOGY.TUETA.TU_E.AIRCO.138.6947 | TUETA | TU_E | AIRCO_8 | [DSC]AS_0001, [LD]LDFIRM | Confirmed
ALDTU | 138 | TOPOLOGY.TUETA.TU_E.ALDTU.138.0007 | TUETA | TU_E | ALEDOTAP | [CB]FID_6882_CB, [LD]LD1 | Confirmed
ALHUB | 138 | TOPOLOGY.TUETA.TU_E.ALHUB.138.5133 | TUETA | TU_E | ALLA_HUB_P8Z | [DSC]AS_575, [LD]LDALHUB | Confirmed
ALISN | 69 | TOPOLOGY.TUETA.TU_E.ALISN.69.7777 | TUETA | TU_E | ALLISON_T9W | [LD]ALISN_1, [CB]M20CS, [DSC]M20CS_BYPASS | Confirmed
ALLEN | 138 | TOPOLOGY.TUETA.TU_E.ALLEN.138.0011 | TUETA | TU_E | ALLEN2_8U | [CB]6195, [LD]LD2403 | Confirmed
ALLEN | 138 | TOPOLOGY.TUETA.TU_E.ALLEN.138.6517 | TUETA | TU_E | ALLEN2_8Q | [CB]420, [LD]LD2402 | Confirmed
ALLEN | 138 | TOPOLOGY.TUETA.TU_E.ALLEN.138.6518 | TUETA | TU_E | ALLEN2_8P | [CB]422, [LD]LD2401 | Confirmed
ALLNC | 345 | TOPOLOGY.TUETA.TU_E.ALLNC.345.8413 | TUETA | TU_E | ALLIANCE1_5W | [CB]CB_6964, [LD]LXFMR1 | Confirmed
ALLNC | 345 | TOPOLOGY.TUETA.TU_E.ALLNC.345.8414 | TUETA | TU_E | ALLIANCE1_5V | [CB]CB_6968, [LD]LXFMR2 | Confirmed
ALMA | 69 | TOPOLOGY.TUETA.TU_E.ALMA.69.5812 | TUETA | TU_E | ALMA_9X | [DSC]AS_184, [LD]LD2101 | Confirmed
ALNSW | 138 | TOPOLOGY.TUETA.TU_E.ALNSW.138.6202 | TUETA | TU_E | ALLENSW_E8E | [CB]CB_4545, [LD]LD2651 | Confirmed
ALNSW | 138 | TOPOLOGY.TUETA.TU_E.ALNSW.138.6203 | TUETA | TU_E | ALLENSW_E8D | [CB]FID_4552, [LD]LD2652 | Confirmed
ALNSW | 138 | TOPOLOGY.TUETA.TU_E.ALNSW.138.BB1E | TUETA | TU_E | ALLENSW_E8 | [DSC]4534, [DSC]4564, [DSC]4574, [DSC]4584, [DSC]4 | Confirmed
ALNSW | 138 | TOPOLOGY.TUETA.TU_E.ALNSW.138.BB1W | TUETA | TU_E | ALLENSW_W8 | [DSC]4514, [DSC]4524, [DSC]4544, [DSC]4549, [DSC]4 | Confirmed
ALNSW | 345 | TOPOLOGY.TUETA.TU_E.ALNSW.345.BB1 | TUETA | TU_E | ALLENSW1_5 | [DSC]6069, [DSC]6079, [DSC]MAS_4538 | Confirmed
ALNSW | 345 | TOPOLOGY.TUETA.TU_E.ALNSW.345.BB2 | TUETA | TU_E | ALLENSW2_5 | [DSC]4539, [DSC]6949, [DSC]MAS_4697 | Confirmed
ALNTH | 138 | TOPOLOGY.TUETA.TU_E.ALNTH.138.0003 | TUETA | TU_E | ALLEN_N2_8T | [CB]6913, [LD]LD3 | Confirmed
ALNTH | 138 | TOPOLOGY.TUETA.TU_E.ALNTH.138.6527 | TUETA | TU_E | ALLEN_N2_8P | [CB]FID_6902, [LD]LD2851 | Confirmed
ALNTH | 138 | TOPOLOGY.TUETA.TU_E.ALNTH.138.6528 | TUETA | TU_E | ALLEN_N2_8O | [CB]FID_6912, [LD]LD2852 | Confirmed
ALPHA | 138 | TOPOLOGY.TUETA.TU_E.ALPHA.138.61 | TUETA | TU_E | ALPHA2_8X | [LD]LDF1, [DSC]MAS_121 | Confirmed
ALPHA | 138 | TOPOLOGY.TUETA.TU_E.ALPHA.138.63 | TUETA | TU_E | ALPHA2_8W | [LD]LDF2, [DSC]MAS_122 | Confirmed
ALPHA | 138 | TOPOLOGY.TUETA.TU_E.ALPHA.138.65 | TUETA | TU_E | ALPHA2_8V | [LD]LDF3, [DSC]MAS_123 | Confirmed
ALPHA | 138 | TOPOLOGY.TUETA.TU_E.ALPHA.138.67 | TUETA | TU_E | ALPHA2_8O | [LD]LDF4, [DSC]MAS_124 | Confirmed
ALVDO | 138 | TOPOLOGY.TUETA.TU_E.ALVDO.138.0001 | TUETA | TU_E | ALVARADO1_8Y | [DSC]2152, [LD]ALVDOT2 | Confirmed
ALVDO | 138 | TOPOLOGY.TUETA.TU_E.ALVDO.138.0005 | TUETA | TU_E | ALVARADO1_8W | [DSC]2240, [LD]ALVDOT1 | Confirmed
ALVDO | 138 | TOPOLOGY.TUETA.TU_E.ALVDO.138.0BB1 | TUETA | TU_E | ALVARADO1_8 | [DSC]2152, [DSC]2153, [DSC]2241, [DSC]LDS2155 | Confirmed
ALVRD | 138 | TOPOLOGY.TUETA.TU_E.ALVRD.138.8075 | TUETA | TU_E | ALVORD1_8X | [LD]LD1500, [DSC]MAS_3468 | Confirmed
ALVRD | 138 | TOPOLOGY.TUETA.TU_E.ALVRD.138.BB3 | TUETA | TU_E | ALVORD1_8Y | [DSC]3469, [DSC]MAS_3468, [DSC]MLDB3473 | Confirmed
AMGAS | 138 | TOPOLOGY.TUETA.TU_E.AMGAS.138.0683 | TUETA | TU_E | AMERIGAS1Z | [DSC]MAS_1, [LD]XFMR1 | Confirmed
AMLIA | 138 | TOPOLOGY.TUETA.TU_E.AMLIA.138.7202 | TUETA | TU_E | AMELIA2_8X | [CB]FID_121, [LD]LDF1 | Confirmed
AMLIA | 138 | TOPOLOGY.TUETA.TU_E.AMLIA.138.7203 | TUETA | TU_E | AMELIA2_8W | [CB]FID_122, [LD]LDF2 | Confirmed
AMMFG | 138 | TOPOLOGY.TUETA.TU_E.AMMFG.138.9052 | TUETA | TU_E | AM_MFG1_8 | [LD]LD5600, [DSC]MAS_72 | Confirmed
ANARN | 69 | TOPOLOGY.TUETA.TU_E.ANARN.69.8187 | TUETA | TU_E | ANARENE1_9X | [DSC]AS_1196, [LD]LDF1 | Confirmed
ANASW | 138 | TOPOLOGY.TUETA.TU_E.ANASW.138.0BB1 | TUETA | TU_E | ANNASW_8 | [DSC]5254, [DSC]5259, [DSC]5369, [DSC]5474, [DSC]5 | Confirmed
ANASW | 138 | TOPOLOGY.TUETA.TU_E.ANASW.138.0BB2 | TUETA | TU_E | ANNASW_S8 | [DSC]5249, [DSC]5269, [DSC]5274, [DSC]5334, [DSC]5 | Confirmed
ANASW | 345 | TOPOLOGY.TUETA.TU_E.ANASW.345.0500 | TUETA | TU_E | ANNASW_5A | [DSC]7601, [DSC]7602, [DSC]7609 | Confirmed
ANASW | 345 | TOPOLOGY.TUETA.TU_E.ANASW.345.5838 | TUETA | TU_E | ANNASW_5Y | [DSC]7611, [DSC]7612, [DSC]7621 | Confirmed
ANASW | 345 | TOPOLOGY.TUETA.TU_E.ANASW.345.BB1 | TUETA | TU_E | ANNASW_5 | [DSC]5373, [DSC]7619, [DSC]7624 | Confirmed
ANASW | 345 | TOPOLOGY.TUETA.TU_E.ANASW.345.BB1N | TUETA | TU_E | ANNASW_N5 | [DSC]7597, [DSC]7599, [DSC]7604 | Confirmed
ARCTY | 69 | TOPOLOGY.TUETA.TU_E.ARCTY.69.7985 | TUETA | TU_E | ARCHCITY_9X | [DSC]AS_1606, [LD]LD1310 | Confirmed
ARGYL | 138 | TOPOLOGY.TUETA.TU_E.ARGYL.138.BB1 | TUETA | TU_E | ARGYLE1_8 | [DSC]1584, [DSC]3699, [DSC]3709, [DSC]3714, [DSC]3 | Confirmed
ARLNG | 138 | TOPOLOGY.TUETA.TU_E.ARLNG.138.0001 | TUETA | TU_E | ARLGTON2_8X | [DSC]MAS_4153, [LD]XFMR3 | Confirmed
ARLNG | 138 | TOPOLOGY.TUETA.TU_E.ARLNG.138.2057 | TUETA | TU_E | ARLGTON2_8W | [DSC]MAS_4104, [LD]XFMR1 | Confirmed
ARLNG | 138 | TOPOLOGY.TUETA.TU_E.ARLNG.138.2059 | TUETA | TU_E | ARLGTON2_8V | [LD]LXFMR2, [DSC]MAS_4108 | Confirmed
ARLQD | 138 | TOPOLOGY.TUETA.TU_E.ARLQD.138.0499 | TUETA | TU_E | AIRLIQD1T_8Y | [DSC]6778, [LD]LARLQD | Confirmed
ARLQE | 138 | TOPOLOGY.TUETA.TU_E.ARLQE.138.BB1 | TUETA | TU_E | AIRLIQD1_8 | [DSC]AS_2416, [DSC]AS_2426, [LD]LOAD_81 | Confirmed
ARMST | 138 | TOPOLOGY.TUETA.TU_E.ARMST.138.101 | TUETA | TU_E | ARMSTG1_8X | [LD]LDF1, [DSC]MAS_121 | Confirmed
ARMST | 138 | TOPOLOGY.TUETA.TU_E.ARMST.138.103 | TUETA | TU_E | ARMSTG2_8W | [LD]LDF2, [DSC]MAS_122 | Confirmed
ARMST | 138 | TOPOLOGY.TUETA.TU_E.ARMST.138.105 | TUETA | TU_E | ARMSTG2_8V | [LD]LDF3, [DSC]MAS_124 | Confirmed
ARPRD | 138 | TOPOLOGY.TUETA.TU_E.ARPRD.138.5648 | TUETA | TU_E | AIRPRD1_8Z | [CB]FID_7962_CB, [LD]LXFMR3 | Confirmed
ARPRD | 138 | TOPOLOGY.TUETA.TU_E.ARPRD.138.5649 | TUETA | TU_E | AIRPRD1_8Y | [DSC]MAS_996, [LD]XFMR1 | Confirmed
ARPRD | 138 | TOPOLOGY.TUETA.TU_E.ARPRD.138.5650 | TUETA | TU_E | AIRPRD1_8X | [DSC]MAS_997, [LD]XFMR2 | Confirmed
ARTHR | 138 | TOPOLOGY.TUETA.TU_E.ARTHR.138.7909 | TUETA | TU_E | ARTHURST_8W | [DSC]MAS_5443, [LD]XFMR1 | Confirmed
ARTHR | 138 | TOPOLOGY.TUETA.TU_E.ARTHR.138.7910 | TUETA | TU_E | ARTHURST_8V | [DSC]MAS_5445, [LD]XFMR2 | Confirmed
ATHNS | 69 | TOPOLOGY.TUETA.TU_E.ATHNS.69.9720 | TUETA | TU_E | ATHENS_9W | [DSC]858, [LD]LD1200 | Confirmed
ATHNS | 69 | TOPOLOGY.TUETA.TU_E.ATHNS.69.9721 | TUETA | TU_E | ATHENS_9V | [DSC]878, [LD]LD1201 | Confirmed
ATHNS | 69 | TOPOLOGY.TUETA.TU_E.ATHNS.69.BB1 | TUETA | TU_E | ATHENS_9 | [DSC]1021, [DSC]1199, [DSC]1489, [DSC]858, [DSC]87 | Confirmed
ATHNW | 138 | TOPOLOGY.TUETA.TU_E.ATHNW.138.9732 | TUETA | TU_E | ATHNSNWT_8X | [LD]LD1401, [DSC]MAS_1732 | Confirmed
ATHNW | 138 | TOPOLOGY.TUETA.TU_E.ATHNW.138.9733 | TUETA | TU_E | ATHNSNWT_8W | [LD]LD1400, [DSC]MAS_1743 | Confirmed
ATHNW | 138 | TOPOLOGY.TUETA.TU_E.ATHNW.138.BB1 | TUETA | TU_E | ATHNSNWT_8 | [LN]970_B, [DSC]AS_1745, [DSC]MAS_1744, [CB]SC10_C | Confirmed
ATHNW | 138 | TOPOLOGY.TUETA.TU_E.ATHNW.138.BB2 | TUETA | TU_E | ATHNSNWT_8Z | [LN]970_D, [DSC]AS_1745, [DSC]MAS_1746, [CB]SC20_C | Confirmed
ATHNW | 138 | TOPOLOGY.TUETA.TU_E.ATHNW.138.BB3 | TUETA | TU_E | ATHNSNWT_8Y | [DSC]MAS_1732, [DSC]MAS_1743, [DSC]MAS_1744, [DSC] | Confirmed
ATLAS | 69 | TOPOLOGY.TUETA.TU_E.ATLAS.69.0003 | TUETA | TU_E | WACOATLS1_9 | [DSC]758, [LD]AT_L1 | Confirmed
ATNRN | 138 | TOPOLOGY.TUETA.TU_E.ATNRN.138.0011 | TUETA | TU_E | AUSRNCH1_8X | [CB]6743, [LD]LXFMR1 | Confirmed
ATNRN | 138 | TOPOLOGY.TUETA.TU_E.ATNRN.138.0020 | TUETA | TU_E | ATNRN_L_B | [CB]6782, [LD]LXFMR2 | New NodeKey
AYERS | 138 | TOPOLOGY.TUETA.TU_E.AYERS.138.9123 | TUETA | TU_E | AYERS1_8X | [LD]LD4410, [DSC]MAS_4733 | Confirmed
AZLE | 138 | TOPOLOGY.TUETA.TU_E.AZLE.138.5584 | TUETA | TU_E | AZLE1_8W | [CB]FID_499, [LD]LD2111 | Confirmed
AZLE | 138 | TOPOLOGY.TUETA.TU_E.AZLE.138.5585 | TUETA | TU_E | AZLE1_8V | [CB]FID_500, [LD]LD2112 | Confirmed
BAGWL | 69 | TOPOLOGY.TUETA.TU_E.BAGWL.69.5258 | TUETA | TU_E | BAGWELL1_9X | [DSC]AS_774, [LD]LD1202 | Confirmed
BANGS | 69 | TOPOLOGY.TUETA.TU_E.BANGS.69.8388 | TUETA | TU_E | BANGS_9X | [DSC]AS_1370, [LD]LD1201 | Confirmed
BANGS | 69 | TOPOLOGY.TUETA.TU_E.BANGS.69.BB1 | TUETA | TU_E | BANGS_9 | [DSC]AS_1370, [DSC]AS_1371, [DSC]AS_509, [DSC]MLS_ | Confirmed
BARRY | 69 | TOPOLOGY.TUETA.TU_E.BARRY.69.0365 | TUETA | TU_E | BARRY1_9X | [DSC]AS_297, [LD]LD1802 | Confirmed
BARRY | 69 | TOPOLOGY.TUETA.TU_E.BARRY.69.0366 | TUETA | TU_E | BARRY1_9W | [DSC]AS_299, [LD]LD1801 | Confirmed
BAYLC | 138 | TOPOLOGY.TUETA.TU_E.BAYLC.138.0036 | TUETA | TU_E | BAYOULC_8X | [LD]LD1201, [DSC]MAS_317 | Confirmed
BBMN1 | 138 | TOPOLOGY.TUETA.TU_E.BBMN1.138.0451 | TUETA | TU_E | BBRN_OPNZ | [LD]LDMINA, [DSC]MAS_2026 | Confirmed
BBMN2 | 138 | TOPOLOGY.TUETA.TU_E.BBMN2.138.0453 | TUETA | TU_E | BIGBRNM2Y | [DSC]AS_2048, [LD]LD2048 | Confirmed
BBMN2 | 138 | TOPOLOGY.TUETA.TU_E.BBMN2.138.0456 | TUETA | TU_E | BIGBRNM2V | [LD]LD210, [DSC]MAS_2028 | Confirmed
BBNTP | 138 | TOPOLOGY.TUETA.TU_E.BBNTP.138.BB1 | TUETA | TU_E | BBRN_OPN_T | [DSC]MAS_2054, [DSC]MLDB2053, [DSC]MLDB2055 | Confirmed
BBSES | 138 | TOPOLOGY.TUETA.TU_E.BBSES.138.0002 | TUETA | TU_E | BIGBRN__8 | [DSC]2025, [LD]AXFRM3 | Confirmed
BBSES | 18 | TOPOLOGY.TUETA.TU_E.BBSES.18.BB1U | TUETA | TU_E | BBRN_1G | [UN]UNIT1, [XF]UXFMR1 | Confirmed
BBSES | 18 | TOPOLOGY.TUETA.TU_E.BBSES.18.BB2U | TUETA | TU_E | BBRN_2G | [UN]UNIT2, [XF]UXFMR2 | Confirmed
BBSES | 345 | TOPOLOGY.TUETA.TU_E.BBSES.345.BB1 | TUETA | TU_E | BIGBRN__5 | [DSC]4159, [DSC]4189, [DSC]4199, [DSC]4209, [DSC]4 | Confirmed
BBSES | 345 | TOPOLOGY.TUETA.TU_E.BBSES.345.BB2 | TUETA | TU_E | BIGBRN__W5 | [DSC]4164, [DSC]4169, [DSC]4179, [DSC]4219, [DSC]4 | Confirmed
BBTWN | 138 | TOPOLOGY.TUETA.TU_E.BBTWN.138.0001 | TUETA | TU_E | GRLDBTWN_8X | [CB]5864, [LD]LD2 | Confirmed
BBTWN | 138 | TOPOLOGY.TUETA.TU_E.BBTWN.138.7038 | TUETA | TU_E | GRLDBTWN_8U | [CB]5813, [LD]LD1500 | Confirmed
BDFRD | 138 | TOPOLOGY.TUETA.TU_E.BDFRD.138.8897 | TUETA | TU_E | BEDFORD1_8T | [LD]LD8820, [DSC]MAS_2033 | Confirmed
BDFRD | 138 | TOPOLOGY.TUETA.TU_E.BDFRD.138.8898 | TUETA | TU_E | BEDFORD1_8S | [LD]LD8810, [DSC]MLDB2038 | Confirmed
BDFWD | 138 | TOPOLOGY.TUETA.TU_E.BDFWD.138.8904 | TUETA | TU_E | BD_WDSN1_T8V | [LD]LD8910, [DSC]MLDB2068 | Confirmed
BDFWD | 138 | TOPOLOGY.TUETA.TU_E.BDFWD.138.8905 | TUETA | TU_E | BD_WDSN1_T8U | [LD]LD8920, [DSC]MLDB2065 | Confirmed
BDFWD | 138 | TOPOLOGY.TUETA.TU_E.BDFWD.138.BB1 | TUETA | TU_E | BD_WDSN1_T8 | [DSC]3978, [DSC]MLDB2063, [DSC]MLDB2065, [CB]SC1A_ | Confirmed
BELLS | 69 | TOPOLOGY.TUETA.TU_E.BELLS.69.5176 | TUETA | TU_E | TNBELLS___0X | [DSC]523, [LD]XFMR1 | Confirmed
BELLS | 69 | TOPOLOGY.TUETA.TU_E.BELLS.69.BB1 | TUETA | TU_E | TNBELLS___0 | [DSC]1761, [DSC]1762, [DSC]517, [DSC]518, [DSC]523 | Confirmed
BEREA | 138 | TOPOLOGY.TUETA.TU_E.BEREA.138.0061 | TUETA | TU_E | BEREA_8X | [DSC]1808, [LD]LD1201 | Confirmed
BETO | 138 | TOPOLOGY.TUETA.TU_E.BETO.138.9844 | TUETA | TU_E | BETO_8X | [CB]FID_6702, [LD]XFMR1 | Confirmed
BHELI | 138 | TOPOLOGY.TUETA.TU_E.BHELI.138.2064 | TUETA | TU_E | BHELI_8A | [CB]FID_4203, [LD]LDBH1 | Confirmed
BKBNT | 69 | TOPOLOGY.TUETA.TU_E.BKBNT.69.7960 | TUETA | TU_E | BURKBURN_9X | [LD]LD1800, [DSC]MAS_1144 | Confirmed
BKBNT | 69 | TOPOLOGY.TUETA.TU_E.BKBNT.69.7961 | TUETA | TU_E | BURKBURN_9W | [DSC]AS_1146, [LD]LD1801 | Confirmed
BKBNT | 69 | TOPOLOGY.TUETA.TU_E.BKBNT.69.BB1 | TUETA | TU_E | BURKBURN_9 | [DSC]AS_1146, [LD]BKBNT_LD1, [DSC]MAS_1143, [DSC]M | Confirmed
BKWST | 138 | TOPOLOGY.TUETA.TU_E.BKWST.138.7312 | TUETA | TU_E | BLKWEL2_8X | [CB]FID_121, [LD]LDF1 | Confirmed
BKWST | 138 | TOPOLOGY.TUETA.TU_E.BKWST.138.7313 | TUETA | TU_E | BLKWEL2_8W | [CB]FID_122, [LD]LDF2 | Confirmed
BKWWF | 69 | TOPOLOGY.TUETA.TU_E.BKWWF.69.7987 | TUETA | TU_E | BKWWF_9 | [DSC]AS_1626, [LD]LD52 | Confirmed
BLANTON | 138 | TOPOLOGY.TUETA.TU_E.BLANTON.138.0009 | TUETA | TU_E | BLANTON_P_8Y | [LD]L1, [CB]M20_CS, [DSC]M20_CS_BYPASS | Confirmed
BLKFT | 138 | TOPOLOGY.TUETA.TU_E.BLKFT.138.9846 | TUETA | TU_E | BLACKFOT_8 | [LD]LD1201, [DSC]MAS_1547 | Confirmed
BLKLD | 138 | TOPOLOGY.TUETA.TU_E.BLKLD.138.BB1 | TUETA | TU_E | BLACKLAND_8X | [DSC]MAS_6102, [DSC]MAS_6104, [DSC]MLD_6103 | Confirmed
BLKLD | 138 | TOPOLOGY.TUETA.TU_E.BLKLD.138.BB5 | TUETA | TU_E | BLACKLAND_8Y | [CB]1_WMUNS_CB, [DSC]AS_6100, [LN]BLKLD_SERDEV1, [ | Confirmed
BLKST | 138 | TOPOLOGY.TUETA.TU_E.BLKST.138.2066 | TUETA | TU_E | BLACKSTN1_8Y | [LD]LD1720, [DSC]MAS_955 | Confirmed
BLKST | 138 | TOPOLOGY.TUETA.TU_E.BLKST.138.2068 | TUETA | TU_E | BLACKSTN1_8X | [LD]LD1710, [DSC]MAS_957 | Confirmed
BLMED | 138 | TOPOLOGY.TUETA.TU_E.BLMED.138.0559 | TUETA | TU_E | WACOBLMD1_8W | [LD]LD1610, [DSC]MAS_137 | Confirmed
BLMED | 138 | TOPOLOGY.TUETA.TU_E.BLMED.138.0560 | TUETA | TU_E | WACOBLMD1_8V | [LD]LD1620, [DSC]MAS_165 | Confirmed
BLMGR | 69 | TOPOLOGY.TUETA.TU_E.BLMGR.69.0361 | TUETA | TU_E | BLOOMGRV1_9X | [DSC]AS_6129, [LD]LD1900 | Confirmed
BLMND | 138 | TOPOLOGY.TUETA.TU_E.BLMND.138.8924 | TUETA | TU_E | BLUEMD1_8X | [CB]FID_572, [LD]LD3210 | Confirmed
BLMND | 138 | TOPOLOGY.TUETA.TU_E.BLMND.138.BB1 | TUETA | TU_E | BLUEMD1_8Z | [LD]LD3211, [DSC]MAS_556, [DSC]MAS_557 | Confirmed
BLNKT | 69 | TOPOLOGY.TUETA.TU_E.BLNKT.69.8378 | TUETA | TU_E | BLANKET_9X | [DSC]MAS_1342, [LD]XFMR1 | Confirmed
BLSRA | 138 | TOPOLOGY.TUETA.TU_E.BLSRA.138.0005 | TUETA | TU_E | BALSORA_8X | [DSC]859, [LD]LD1600 | Confirmed
BLTLN | 138 | TOPOLOGY.TUETA.TU_E.BLTLN.138.6698 | TUETA | TU_E | BLTLIN2_8V | [CB]FID_121, [LD]LDF1 | Confirmed
BLTLN | 138 | TOPOLOGY.TUETA.TU_E.BLTLN.138.6699 | TUETA | TU_E | BLTLIN2_8U | [CB]FID_122, [LD]LDF2 | Confirmed
BLTON | 138 | TOPOLOGY.TUETA.TU_E.BLTON.138.0712 | TUETA | TU_E | BELTON1_8T | [DSC]MAS_2525, [LD]XFMR1 | Confirmed
BLTON | 138 | TOPOLOGY.TUETA.TU_E.BLTON.138.0713 | TUETA | TU_E | BELTON1_8S | [DSC]MAS_2527, [LD]XFMR2 | Confirmed
BLTON | 138 | TOPOLOGY.TUETA.TU_E.BLTON.138.BB1 | TUETA | TU_E | BELTON1_8 | [DSC]7804, [DSC]AS_2523, [DSC]AS_3069, [DSC]DISC15 | Confirmed
BLTSW | 138 | TOPOLOGY.TUETA.TU_E.BLTSW.138.0001 | TUETA | TU_E | BLTSW_L_A | [CB]8569, [LD]LXFMR1 | New NodeKey
BLUM | 138 | TOPOLOGY.TUETA.TU_E.BLUM.138.0003 | TUETA | TU_E | BLUMPUMP1_8X | [LD]LDBEPC1, [DSC]MAS_731 | Confirmed
BLUM | 138 | TOPOLOGY.TUETA.TU_E.BLUM.138.0474 | TUETA | TU_E | BLUMPUMP1_8W | [LD]LDBEPC2, [DSC]MAS_1157 | Confirmed
BLVUE | 69 | TOPOLOGY.TUETA.TU_E.BLVUE.69.8037 | TUETA | TU_E | BELLEVUE_9X | [DSC]AS_1176, [LD]LD1111 | Confirmed
BMRTN | 69 | TOPOLOGY.TUETA.TU_E.BMRTN.69.8012 | TUETA | TU_E | BOMARTON_9X | [LD]LD1, [DSC]MAS_968 | Confirmed
BMRTN | 69 | TOPOLOGY.TUETA.TU_E.BMRTN.69.BB1 | TUETA | TU_E | BOMARTON_9 | [DSC]AS_969, [DSC]MAS_968, [DSC]MLS_967 | Confirmed
BMTWN | 138 | TOPOLOGY.TUETA.TU_E.BMTWN.138.7894 | TUETA | TU_E | BOOMTOWN_8 | [LD]LD1611, [DSC]MAS_5434 | Confirmed
BNBOR | 69 | TOPOLOGY.TUETA.TU_E.BNBOR.69.9702 | TUETA | TU_E | BRNSBORO_9Y | [DSC]4297, [LD]XFMR2 | Confirmed
BNBOR | 69 | TOPOLOGY.TUETA.TU_E.BNBOR.69.9707 | TUETA | TU_E | BRNSBORO_9V | [DSC]AS_940, [LD]XFMR1 | Confirmed
BNBRK | 138 | TOPOLOGY.TUETA.TU_E.BNBRK.138.8471 | TUETA | TU_E | BNBRK_B8 | [CB]CB_4336, [LD]LD4112 | Confirmed
BNBRK | 138 | TOPOLOGY.TUETA.TU_E.BNBRK.138.BB1 | TUETA | TU_E | BNBRK_A8 | [LD]LD4111, [DSC]MAS_4333, [DSC]MAS_4334 | Confirmed
BNBSW | 138 | TOPOLOGY.TUETA.TU_E.BNBSW.138.0BB1 | TUETA | TU_E | BENBRK_A_8 | [DSC]4309, [DSC]4339, [DSC]4349, [DSC]4369, [DSC]4 | Confirmed
BNBSW | 138 | TOPOLOGY.TUETA.TU_E.BNBSW.138.0BB2 | TUETA | TU_E | BENBRK_B_8 | [DSC]4289, [DSC]4299, [DSC]4319, [DSC]4329, [DSC]4 | Confirmed
BNBSW | 345 | TOPOLOGY.TUETA.TU_E.BNBSW.345.BB1 | TUETA | TU_E | BENBRK_5 | [DSC]6419, [DSC]6429, [DSC]6439, [DSC]6449 | Confirmed
BNDRA | 138 | TOPOLOGY.TUETA.TU_E.BNDRA.138.6762 | TUETA | TU_E | BANDRA2_8Z | [CB]FID_121, [LD]LDF1 | Confirmed
BNDRA | 138 | TOPOLOGY.TUETA.TU_E.BNDRA.138.6763 | TUETA | TU_E | BANDRA2_8Y | [CB]FID_122, [LD]LDF2 | Confirmed
BNMAG | 69 | TOPOLOGY.TUETA.TU_E.BNMAG.69.BB2 | TUETA | TU_E | BROWN1_9Z | [DSC]AS_1227, [LD]LDBM1 | Confirmed
BNMNW | 138 | TOPOLOGY.TUETA.TU_E.BNMNW.138.5169 | TUETA | TU_E | BONHMNW1_8Z | [LD]BONHMNL1, [CB]LD7002_CB | Confirmed
BNMSW | 69 | TOPOLOGY.TUETA.TU_E.BNMSW.69.BB1 | TUETA | TU_E | BONHMSS_9 | [DSC]1479, [DSC]1486, [DSC]1487 | Confirmed
BNTDR | 138 | TOPOLOGY.TUETA.TU_E.BNTDR.138.130 | TUETA | TU_E | BUNTIN2_8Z | [LD]LDF2, [DSC]MAS_122 | Confirmed
BNTDR | 69 | TOPOLOGY.TUETA.TU_E.BNTDR.69.128 | TUETA | TU_E | BUNTIN1_9 | [LD]LDF1, [DSC]MAS_121 | Confirmed
BOMSW | 138 | TOPOLOGY.TUETA.TU_E.BOMSW.138.0BB1 | TUETA | TU_E | BOWMAN_A8 | [DSC]5509, [DSC]5519, [DSC]5529 | Confirmed
BOMSW | 138 | TOPOLOGY.TUETA.TU_E.BOMSW.138.0BB2 | TUETA | TU_E | BOWMAN_B8 | [DSC]5539, [DSC]5549, [DSC]5559, [DSC]5569 | Confirmed
BOMSW | 345 | TOPOLOGY.TUETA.TU_E.BOMSW.345.0BB3 | TUETA | TU_E | BOWMAN_5 | [DSC]6029, [DSC]6039, [DSC]6049 | Confirmed
BONEX | 138 | TOPOLOGY.TUETA.TU_E.BONEX.138.0002 | TUETA | TU_E | EXPLR_PL1_8 | [CB]6695, [LD]LD1 | Confirmed
BONHM | 138 | TOPOLOGY.TUETA.TU_E.BONHM.138.5325 | TUETA | TU_E | BONHAM_8X | [LD]LD1200, [DSC]MAS_572 | Confirmed
BONHM | 138 | TOPOLOGY.TUETA.TU_E.BONHM.138.5326 | TUETA | TU_E | BONHAM_8W | [LD]LD1201, [DSC]MAS_577 | Confirmed
BOWEN | 138 | TOPOLOGY.TUETA.TU_E.BOWEN.138.BB1 | TUETA | TU_E | BOWEN1_T8 | [LD]LD3100, [DSC]MAS_4137, [DSC]MAS_4138 | Confirmed
BOWEN | 138 | TOPOLOGY.TUETA.TU_E.BOWEN.138.BB2 | TUETA | TU_E | BOWEN1_8 | [LD]LD3200, [DSC]MAS_4136, [DSC]MAS_4137 | Confirmed
BOWIE | 69 | TOPOLOGY.TUETA.TU_E.BOWIE.69.8044 | TUETA | TU_E | BOWIE1_9X | [DSC]1174, [LD]LD610 | Confirmed
BRCRK | 138 | TOPOLOGY.TUETA.TU_E.BRCRK.138.0003 | TUETA | TU_E | BEARCK3_8W | [CB]FID_43, [LD]LXFMR3 | Confirmed
BRCRK | 138 | TOPOLOGY.TUETA.TU_E.BRCRK.138.8837 | TUETA | TU_E | BEARCK3_8T | [CB]FID_36, [LD]LD6511 | Confirmed
BRCRK | 138 | TOPOLOGY.TUETA.TU_E.BRCRK.138.8838 | TUETA | TU_E | BEARCK3_8S | [CB]FID_38, [LD]LD6510 | Confirmed
BRGPR | 138 | TOPOLOGY.TUETA.TU_E.BRGPR.138.8095 | TUETA | TU_E | BRDGPORT_8W | [LD]LXFMR1, [DSC]MAS_1042 | Confirmed
BRGPR | 138 | TOPOLOGY.TUETA.TU_E.BRGPR.138.8096 | TUETA | TU_E | BRDGPORT_8V | [LD]LXFMR2, [DSC]MAS_1588 | Confirmed
BRGPR | 138 | TOPOLOGY.TUETA.TU_E.BRGPR.138.BB1 | TUETA | TU_E | BRDGPORT_8Z | [DSC]8280, [DSC]LB_1579, [DSC]MAS_1042, [CB]SC1_CB | Confirmed
BRGRS | 138 | TOPOLOGY.TUETA.TU_E.BRGRS.138.BB3 | TUETA | TU_E | BEARGRASP_8 | [DSC]40A, [DSC]40B, [CB]CB_1655, [CB]CB_1665 | Confirmed
BRGRS | 138 | TOPOLOGY.TUETA.TU_E.BRGRS.138.BB4 | TUETA | TU_E | BEARGRASP_8Z | [DSC]60, [CB]CB_1665, [LD]LD1665, [CB]X_LNTMBG_CB | Confirmed
BRGRS | 138 | TOPOLOGY.TUETA.TU_E.BRGRS.138.BB5 | TUETA | TU_E | BEARGRASP_8W | [DSC]60, [CB]CB_1655, [LD]LD1655 | Confirmed
BRHLW | 138 | TOPOLOGY.TUETA.TU_E.BRHLW.138.9037 | TUETA | TU_E | BRKHLW2_8X | [LD]LD7600, [DSC]MLDB_306 | Confirmed
BRHLW | 138 | TOPOLOGY.TUETA.TU_E.BRHLW.138.9038 | TUETA | TU_E | BRKHLW2_8W | [CB]FID_307, [LD]LD7601 | Confirmed
BRIRV | 138 | TOPOLOGY.TUETA.TU_E.BRIRV.138.9150 | TUETA | TU_E | BRYTIRV2_8V | [CB]CB_4304, [LD]LD6911 | Confirmed
BRIRV | 138 | TOPOLOGY.TUETA.TU_E.BRIRV.138.9151 | TUETA | TU_E | BRYTIRV2_8U | [CB]FID_4308, [LD]LD6912 | Confirmed
BRKNR | 138 | TOPOLOGY.TUETA.TU_E.BRKNR.138.8202 | TUETA | TU_E | BRECK_N_1_8 | [LD]BRKNR_LD3, [LD]BRKNR_LD4, [CB]FID_2855, [LD]LD | Confirmed
BRKRG | 138 | TOPOLOGY.TUETA.TU_E.BRKRG.138.0BB1 | TUETA | TU_E | BRECK_8 | [DSC]2583, [DSC]2686, [DSC]2688, [DSC]2879, [DSC]2 | Confirmed
BRKRG | 138 | TOPOLOGY.TUETA.TU_E.BRKRG.138.8211 | TUETA | TU_E | BRECK_8Z | [DSC]2583, [LD]BRKRG_LD4, [LD]BRKRG_LD7, [LD]LXFMR | Confirmed
BRKRG | 138 | TOPOLOGY.TUETA.TU_E.BRKRG.138.8212 | TUETA | TU_E | BRECK_8Y | [DSC]2686, [LD]BRKRG_LD6, [LD]LXFMR2 | Confirmed
BRKRG | 69 | TOPOLOGY.TUETA.TU_E.BRKRG.69.8218 | TUETA | TU_E | BRECK_9 | [DSC]1644, [LD]BRKRG_LD5, [LD]XFMR1 | Confirmed
BRKRG | 69 | TOPOLOGY.TUETA.TU_E.BRKRG.69.BB2 | TUETA | TU_E | BRECK_9Y | [DSC]1645, [DSC]5699, [DSC]5709 | Confirmed
BRKTN | 69 | TOPOLOGY.TUETA.TU_E.BRKTN.69.5263 | TUETA | TU_E | BRKSTON1_9X | [DSC]AS_606, [LD]LD1200 | Confirmed
BRLSN | 138 | TOPOLOGY.TUETA.TU_E.BRLSN.138.0008 | TUETA | TU_E | BURLESON_8Y | [CB]FID_4043, [LD]LD3 | Confirmed
BRLSN | 138 | TOPOLOGY.TUETA.TU_E.BRLSN.138.0015 | TUETA | TU_E | BURLESON_8X | [CB]CB_4048, [LD]LD2 | Confirmed
BRLSN | 138 | TOPOLOGY.TUETA.TU_E.BRLSN.138.9202 | TUETA | TU_E | BURLESON_8U | [CB]CB_4047, [LD]LD1 | Confirmed
BRNAV | 69 | TOPOLOGY.TUETA.TU_E.BRNAV.69.9089 | TUETA | TU_E | BRYN_AV_9X | [LD]LD0722, [DSC]MAS_3 | Confirmed
BRNAV | 69 | TOPOLOGY.TUETA.TU_E.BRNAV.69.9090 | TUETA | TU_E | BRYN_AV_9W | [LD]LD0720, [DSC]MAS_4 | Confirmed
BRNAV | 69 | TOPOLOGY.TUETA.TU_E.BRNAV.69.9091 | TUETA | TU_E | BRYN_AV_9V | [LD]LD0721, [DSC]MAS_5 | Confirmed
BRNAV | 69 | TOPOLOGY.TUETA.TU_E.BRNAV.69.9092 | TUETA | TU_E | BRYN_AV_9U | [LD]LD0723, [DSC]MAS_7 | Confirmed
BRNAV | 69 | TOPOLOGY.TUETA.TU_E.BRNAV.69.BB1 | TUETA | TU_E | BRYN_AV_9 | [DSC]179, [DSC]279, [DSC]MAS_3, [DSC]MAS_4, [DSC]M | Confirmed
BRNSO | 138 | TOPOLOGY.TUETA.TU_E.BRNSO.138.2147 | TUETA | TU_E | BRNWD_S_8X | [CB]FID_6392, [LD]LXFMR1 | Confirmed
BRNSO | 138 | TOPOLOGY.TUETA.TU_E.BRNSO.138.2148 | TUETA | TU_E | BRNWD_S_8W | [CB]FID_6402, [LD]LXFMR2 | Confirmed
BRNSO | 138 | TOPOLOGY.TUETA.TU_E.BRNSO.138.BB3 | TUETA | TU_E | BRNWD_S_8 | [DSC]MAS_2093, [DSC]MAS_2095, [DSC]MAS_2096, [DSC] | Confirmed
BRNSW | 138 | TOPOLOGY.TUETA.TU_E.BRNSW.138.BB1 | TUETA | TU_E | BRNWDSW_8 | [DSC]1674, [DSC]4579, [DSC]4589, [DSC]4594, [DSC]4 | Confirmed
BRNWD | 138 | TOPOLOGY.TUETA.TU_E.BRNWD.138.0BB1 | TUETA | TU_E | BRNWD1_8 | [DSC]1345, [DSC]1357, [DSC]1361, [DSC]2079, [DSC]6 | Confirmed
BRNWD | 138 | TOPOLOGY.TUETA.TU_E.BRNWD.138.8361 | TUETA | TU_E | BRNWD1_8S | [DSC]1345, [LD]LD1200 | Confirmed
BRNWD | 138 | TOPOLOGY.TUETA.TU_E.BRNWD.138.8362 | TUETA | TU_E | BRNWD1_8R | [DSC]1346, [LD]LD1201 | Confirmed
BRNWD | 69 | TOPOLOGY.TUETA.TU_E.BRNWD.69.BB2 | TUETA | TU_E | BRNWD1_9X | [DSC]1344, [DSC]1348, [DSC]1373 | Confirmed
BRTLT | 69 | TOPOLOGY.TUETA.TU_E.BRTLT.69.0821 | TUETA | TU_E | BRTLT_CB_P9Y | [DSC]AS_738, [LD]LD1400 | Confirmed
BRYAN | 138 | TOPOLOGY.TUETA.TU_E.BRYAN.138.7364 | TUETA | TU_E | BRYNST2_8Z | [CB]FID_121, [LD]LDF1 | Confirmed
BRYAN | 138 | TOPOLOGY.TUETA.TU_E.BRYAN.138.7365 | TUETA | TU_E | BRYNST2_8Y | [CB]FID_122, [LD]LDF2 | Confirmed
BSPRG | 138 | TOPOLOGY.TUETA.TU_E.BSPRG.138.7121 | TUETA | TU_E | BCHSPG1_8X | [LD]LD1900, [DSC]MLDB2664 | Confirmed
BSPRG | 138 | TOPOLOGY.TUETA.TU_E.BSPRG.138.7122 | TUETA | TU_E | BCHSPG1_8W | [LD]LD1901, [DSC]MLDB2678 | Confirmed
BTHGP | 138 | TOPOLOGY.TUETA.TU_E.BTHGP.138.5618 | TUETA | TU_E | BIG3_GP_8 | [CB]CB_1, [LD]LD2 | Confirmed
BUROW | 69 | TOPOLOGY.TUETA.TU_E.BUROW.69.0003 | TUETA | TU_E | BURROW_T9Y | [DSC]7891, [DSC]7892, [LD]LDBUROW | Confirmed
BWSRV | 69 | TOPOLOGY.TUETA.TU_E.BWSRV.69.8042 | TUETA | TU_E | BWSRV_9A | [DSC]AS_1164, [LD]LDBSPL | Confirmed
BYLOR | 138 | TOPOLOGY.TUETA.TU_E.BYLOR.138.0001 | TUETA | TU_E | BAYLOR1_8 | [DSC]6903, [LD]LD1 | Confirmed
CADDO | 138 | TOPOLOGY.TUETA.TU_E.CADDO.138.8229 | TUETA | TU_E | CADDO_8X | [DSC]AS_2664, [LD]LD0911 | Confirmed
CAMRN | 69 | TOPOLOGY.TUETA.TU_E.CAMRN.69.2017 | TUETA | TU_E | CAMERON1_9X | [DSC]1028, [LD]LXFMR1 | Confirmed
CAMRN | 69 | TOPOLOGY.TUETA.TU_E.CAMRN.69.2018 | TUETA | TU_E | CAMERON1_9W | [DSC]1098, [LD]LXFMR3 | Confirmed
CAMRN | 69 | TOPOLOGY.TUETA.TU_E.CAMRN.69.2019 | TUETA | TU_E | CAMERON1_9V | [DSC]994, [LD]XFMR2 | Confirmed
CANTN | 138 | TOPOLOGY.TUETA.TU_E.CANTN.138.9583 | TUETA | TU_E | CANTON_8X | [LD]LD1301, [DSC]MAS_2362 | Confirmed
CANTN | 138 | TOPOLOGY.TUETA.TU_E.CANTN.138.9584 | TUETA | TU_E | CANTON_8W | [LD]LD1300, [DSC]MAS_2384 | Confirmed
CCPMP | 138 | TOPOLOGY.TUETA.TU_E.CCPMP.138.9766 | TUETA | TU_E | CEDRCKPU_8Z | [LD]LDTR1, [DSC]MAS_1604 | Confirmed
CCPMP | 138 | TOPOLOGY.TUETA.TU_E.CCPMP.138.9767 | TUETA | TU_E | CEDRCKPU_8Y | [LD]LDTR2, [DSC]MAS_1618 | Confirmed
CDCRK | 138 | TOPOLOGY.TUETA.TU_E.CDCRK.138.9763 | TUETA | TU_E | CEDRCREK_8W | [LD]LD1600, [DSC]MAS_1612 | Confirmed
CDCRK | 138 | TOPOLOGY.TUETA.TU_E.CDCRK.138.9765 | TUETA | TU_E | CEDRCREK_8V | [CB]CB_6617, [LD]LD1601 | Confirmed
CDCRK | 138 | TOPOLOGY.TUETA.TU_E.CDCRK.138.BB2 | TUETA | TU_E | CEDRCREK_8 | [CB]CB_6617, [DSC]MAS_1612, [DSC]MAS_1614, [DSC]MA | Confirmed
CDCSW | 138 | TOPOLOGY.TUETA.TU_E.CDCSW.138.BBE | TUETA | TU_E | CCRST_E8 | [DSC]DISC_024, [DSC]DISC_034, [DSC]DISC_054, [DSC] | Confirmed
CDCSW | 138 | TOPOLOGY.TUETA.TU_E.CDCSW.138.BBW | TUETA | TU_E | CCRST_W8 | [DSC]DISC_011, [DSC]DISC_031, [DSC]DISC_041, [DSC] | Confirmed
CDCSW | 69 | TOPOLOGY.TUETA.TU_E.CDCSW.69.BB1 | TUETA | TU_E | CCRST_9 | [DSC]DISC_155, [DSC]DISC_157, [DSC]DISC_158, [DSC] | Confirmed
CDCSW | 69 | TOPOLOGY.TUETA.TU_E.CDCSW.69.BB2 | TUETA | TU_E | CCRST_29Z | [DSC]DISC_106, [DSC]DISC_108, [DSC]DISC_109, [DSC] | Confirmed
CDCSW | 69 | TOPOLOGY.TUETA.TU_E.CDCSW.69.BBX1 | TUETA | TU_E | CCRST_9U | [DSC]DISC_305, [DSC]DISC_355, [LD]LDF1 | Confirmed
CDCSW | 69 | TOPOLOGY.TUETA.TU_E.CDCSW.69.BBX2 | TUETA | TU_E | CCRST_29T | [DSC]DISC_309, [DSC]DISC_359, [LD]LDF2 | Confirmed
CDHCR | 138 | TOPOLOGY.TUETA.TU_E.CDHCR.138.7595 | TUETA | TU_E | CHCLRKRD2_8V | [LD]LD2051, [DSC]MLDB2361 | Confirmed
CDHCR | 138 | TOPOLOGY.TUETA.TU_E.CDHCR.138.7596 | TUETA | TU_E | CHCLRKED1_8U | [LD]LD2050, [DSC]MLDB2366 | Confirmed
CDHCR | 138 | TOPOLOGY.TUETA.TU_E.CDHCR.138.BB1 | TUETA | TU_E | CHCLRKED2_8 | [DSC]2592, [DSC]MLDB2357, [DSC]MLDB2361 | Confirmed
CDHCR | 138 | TOPOLOGY.TUETA.TU_E.CDHCR.138.BB2 | TUETA | TU_E | CHCLRKRD1_8 | [DSC]2592, [DSC]MLDB2359, [DSC]MLDB2366, [DSC]MLDB | Confirmed
CDHIL | 138 | TOPOLOGY.TUETA.TU_E.CDHIL.138.0002 | TUETA | TU_E | CHILTPL3_8V | [CB]6877, [LD]LD3 | Confirmed
CDHIL | 138 | TOPOLOGY.TUETA.TU_E.CDHIL.138.7587 | TUETA | TU_E | CHILTPL_8R | [LD]LD1801, [DSC]MAS_819 | Confirmed
CDHIL | 138 | TOPOLOGY.TUETA.TU_E.CDHIL.138.7588 | TUETA | TU_E | CHILTPL_8Q | [LD]LD1800, [DSC]MAS_837 | Confirmed
CDHIL | 138 | TOPOLOGY.TUETA.TU_E.CDHIL.138.BB2 | TUETA | TU_E | CHILTPL_8 | [DSC]7549, [DSC]8229, [DSC]AS_2109, [DSC]AS_2119, | Confirmed
CDHSW | 138 | TOPOLOGY.TUETA.TU_E.CDHSW.138.0B1N | TUETA | TU_E | CHILSW_N8 | [DSC]011, [DSC]021, [DSC]031, [DSC]051, [DSC]071, | Confirmed
CDHSW | 138 | TOPOLOGY.TUETA.TU_E.CDHSW.138.0B1S | TUETA | TU_E | CHILSW_S8 | [DSC]014, [DSC]024, [DSC]044, [DSC]064, [DSC]084, | Confirmed
CDHSW | 138 | TOPOLOGY.TUETA.TU_E.CDHSW.138.BB1 | TUETA | TU_E | CHILSW_N8W | [DSC]013, [DSC]016, [DSC]MAS_122 | Confirmed
CDHSW | 345 | TOPOLOGY.TUETA.TU_E.CDHSW.345.BB1N | TUETA | TU_E | CHILSW1_5 | [DSC]311, [DSC]321, [DSC]341, [DSC]351 | Confirmed
CDHSW | 345 | TOPOLOGY.TUETA.TU_E.CDHSW.345.BB1S | TUETA | TU_E | CHILSW2_5 | [DSC]314, [DSC]324, [DSC]334, [DSC]MAS_302 | Confirmed
CDMIL | 69 | TOPOLOGY.TUETA.TU_E.CDMIL.69.5391 | TUETA | TU_E | CADML_9X | [DSC]AS_450, [LD]XFMR2 | Confirmed
CDMIL | 69 | TOPOLOGY.TUETA.TU_E.CDMIL.69.5392 | TUETA | TU_E | CADML_9W | [DSC]DISC_466, [LD]XFMR1 | Confirmed
CDMIL | 69 | TOPOLOGY.TUETA.TU_E.CDMIL.69.BB1 | TUETA | TU_E | CADML_9 | [DSC]AS_450, [DSC]DISC_466, [DSC]LS_438, [DSC]MLS_ | Confirmed
CERMC | 138 | TOPOLOGY.TUETA.TU_E.CERMC.138.7891 | TUETA | TU_E | CERAMIC_8U | [CB]FID_5754, [LD]LD2 | Confirmed
CERMC | 138 | TOPOLOGY.TUETA.TU_E.CERMC.138.7892 | TUETA | TU_E | CERAMIC_8T | [CB]FID_5756, [LD]LD1 | Confirmed
CERMC | 138 | TOPOLOGY.TUETA.TU_E.CERMC.138.BB1 | TUETA | TU_E | CERAMIC_8 | [DSC]DISC5749, [CB]FID_5756, [DSC]MLS_5757 | Confirmed
CERMC | 138 | TOPOLOGY.TUETA.TU_E.CERMC.138.BB2 | TUETA | TU_E | CERAMIC_8Z | [DSC]DISC5751, [CB]FID_5754, [DSC]MLS_5753 | Confirmed
CERMC | 138 | TOPOLOGY.TUETA.TU_E.CERMC.138.BB3 | TUETA | TU_E | CERAMIC_8Y | [DSC]AS_5748, [DSC]MLS_5757, [DSC]MLS_5758 | Confirmed
CHAMP | 138 | TOPOLOGY.TUETA.TU_E.CHAMP.138.0047 | TUETA | TU_E | CHAMPION_8Y | [LD]LD1, [DSC]MAS_2 | Confirmed
CHAMP | 138 | TOPOLOGY.TUETA.TU_E.CHAMP.138.0048 | TUETA | TU_E | CHAMPION_8X | [LD]LD2, [DSC]MAS_3 | Confirmed
CHAMP | 138 | TOPOLOGY.TUETA.TU_E.CHAMP.138.0049 | TUETA | TU_E | CHAMPION_8W | [LD]LDCHAMP, [DSC]MLDB_4 | Confirmed
CHAMP | 138 | TOPOLOGY.TUETA.TU_E.CHAMP.138.BB1 | TUETA | TU_E | CHAMPION_8 | [DSC]MAS_1A, [DSC]MAS_2, [DSC]MAS_3, [DSC]MLDB_4 | Confirmed
CHICC | 69 | TOPOLOGY.TUETA.TU_E.CHICC.69.8053 | TUETA | TU_E | CHCOCSER_9X | [DSC]AS_1053, [LD]LD1301 | Confirmed
CHICG | 138 | TOPOLOGY.TUETA.TU_E.CHICG.138.8091 | TUETA | TU_E | CHCOGHLL1_8X | [LD]LD1400, [DSC]MAS_1411 | Confirmed
CHICG | 138 | TOPOLOGY.TUETA.TU_E.CHICG.138.BB1 | TUETA | TU_E | CHCOGHLL1_8 | [DSC]MAS_1411, [DSC]MAS_1413, [DSC]MAS_1415 | Confirmed
CHICW | 138 | TOPOLOGY.TUETA.TU_E.CHICW.138.8046 | TUETA | TU_E | CHCOWEST_8Z | [LD]LD1301, [DSC]MAS_1326 | Confirmed
CHICW | 69 | TOPOLOGY.TUETA.TU_E.CHICW.69.8049 | TUETA | TU_E | CHCOWEST_9X | [DSC]AS_1336, [LD]LD1302 | Confirmed
CHICW | 69 | TOPOLOGY.TUETA.TU_E.CHICW.69.BB1 | TUETA | TU_E | CHCOWEST_9 | [DSC]AS_1208, [DSC]AS_1336, [DSC]DISC1219, [DSC]LB | Confirmed
CHMND | 138 | TOPOLOGY.TUETA.TU_E.CHMND.138.BB1 | TUETA | TU_E | CHERYMND_P8 | [DSC]AS_2617, [DSC]AS_2622, [DSC]AS_2812 | Confirmed
CHNDL | 69 | TOPOLOGY.TUETA.TU_E.CHNDL.69.9703 | TUETA | TU_E | CHADLER_9X | [DSC]AS_888, [LD]LD1201 | Confirmed
CHPST | 138 | TOPOLOGY.TUETA.TU_E.CHPST.138.5638 | TUETA | TU_E | CHAPSTLF2_8 | [CB]947, [LD]LD947 | Confirmed
CHPST | 138 | TOPOLOGY.TUETA.TU_E.CHPST.138.5639 | TUETA | TU_E | CHAPSTLF1_8 | [CB]937, [LD]LD937 | Confirmed
CHPST | 138 | TOPOLOGY.TUETA.TU_E.CHPST.138.5640 | TUETA | TU_E | CHAPSTLML_8Z | [LD]LD942, [DSC]MLDB_942 | Confirmed
CHPST | 138 | TOPOLOGY.TUETA.TU_E.CHPST.138.5641 | TUETA | TU_E | CHAPSTLML_8Y | [CB]944_CB, [LD]LD944 | Confirmed
CHPST | 138 | TOPOLOGY.TUETA.TU_E.CHPST.138.5642 | TUETA | TU_E | CHAPSTLML_8X | [CB]925, [LD]LD925 | Confirmed
CHPST | 138 | TOPOLOGY.TUETA.TU_E.CHPST.138.5643 | TUETA | TU_E | CHAPSTLML_8W | [CB]938, [LD]LD938 | Confirmed
CHPST | 138 | TOPOLOGY.TUETA.TU_E.CHPST.138.9999 | TUETA | TU_E | CHAPSTLML_8V | [DSC]FAKESW, [LD]LOAD_SUM | Confirmed
CHPST | 138 | TOPOLOGY.TUETA.TU_E.CHPST.138.BB1 | TUETA | TU_E | CHAPSTLML_8 | [LN]1870_B, [CB]925, [CB]937, [CB]938, [CB]947, [D | Confirmed
CHRNO | 138 | TOPOLOGY.TUETA.TU_E.CHRNO.138.9943 | TUETA | TU_E | CHIRENO_8Z | [LD]LD1203, [DSC]MAS_3216 | Confirmed
CHROW | 138 | TOPOLOGY.TUETA.TU_E.CHROW.138.7188 | TUETA | TU_E | CHNLR2_8X | [CB]FID_121, [LD]LDF1 | Confirmed
CHROW | 138 | TOPOLOGY.TUETA.TU_E.CHROW.138.7189 | TUETA | TU_E | CHNLR2_8W | [CB]FID_122, [LD]LDF2 | Confirmed
CHROW | 138 | TOPOLOGY.TUETA.TU_E.CHROW.138.BB1 | TUETA | TU_E | CHNLR2_8 | [LN]3416_B, [CB]FID_121, [DSC]MLDB_014, [CB]SCC_1_ | Confirmed
CHROW | 138 | TOPOLOGY.TUETA.TU_E.CHROW.138.BB2 | TUETA | TU_E | CHNLR1_8 | [LN]3300_C, [CB]FID_122, [DSC]MLDB_024, [CB]SCC_2_ | Confirmed
CHSPG | 138 | TOPOLOGY.TUETA.TU_E.CHSPG.138.0004 | TUETA | TU_E | CHINASPG1_8X | [CB]7427, [LD]LXFMR1 | Confirmed
CKRHL | 138 | TOPOLOGY.TUETA.TU_E.CKRHL.138.224 | TUETA | TU_E | CKRELL1_8Z | [LD]LDF1, [DSC]MAS_121 | Confirmed
CKRHL | 138 | TOPOLOGY.TUETA.TU_E.CKRHL.138.226 | TUETA | TU_E | CKRELL2_8Y | [LD]LDF2, [DSC]MAS_122 | Confirmed
CKRHL | 138 | TOPOLOGY.TUETA.TU_E.CKRHL.138.BB1 | TUETA | TU_E | CKRELL1_8 | [LN]3150_C, [DSC]MAS_121, [DSC]MLDB_014, [CB]SCC1_ | Confirmed
CKRHL | 138 | TOPOLOGY.TUETA.TU_E.CKRHL.138.BB2 | TUETA | TU_E | CKRELL2_8 | [LN]3160_B, [DSC]MAS_122, [DSC]MLDB_024, [CB]SCC2_ | Confirmed
CLBNR | 138 | TOPOLOGY.TUETA.TU_E.CLBNR.138.0005 | TUETA | TU_E | CLEBRN_N_8X | [CB]48, [LD]LD1402 | Confirmed
CLBNR | 138 | TOPOLOGY.TUETA.TU_E.CLBNR.138.9273 | TUETA | TU_E | CLEBRN_N_8W | [DSC]38, [LD]LD1400 | Confirmed
CLBNR | 138 | TOPOLOGY.TUETA.TU_E.CLBNR.138.9274 | TUETA | TU_E | CLEBRN_N_8V | [DSC]40, [LD]LD1401 | Confirmed
CLBNR | 138 | TOPOLOGY.TUETA.TU_E.CLBNR.138.BB1 | TUETA | TU_E | CLEBRN_N_8 | [DSC]2340, [DSC]2343, [DSC]2345, [DSC]38, [CB]48 | Confirmed
CLBRN | 138 | TOPOLOGY.TUETA.TU_E.CLBRN.138.9286 | TUETA | TU_E | CLEBRN_8X | [LD]LD1201, [DSC]MAS_1434 | Confirmed
CLBRN | 138 | TOPOLOGY.TUETA.TU_E.CLBRN.138.9287 | TUETA | TU_E | CLEBRN_8W | [LD]LD1202, [DSC]MAS_1435 | Confirmed
CLBRN | 138 | TOPOLOGY.TUETA.TU_E.CLBRN.138.BB1 | TUETA | TU_E | CLEBRN_8 | [DSC]MAS_1431, [DSC]MAS_1433, [DSC]MAS_1434, [DSC] | Confirmed
CLBSW | 138 | TOPOLOGY.TUETA.TU_E.CLBSW.138.BB1 | TUETA | TU_E | CLEBRNSW_8 | [DSC]213, [DSC]239, [DSC]246, [DSC]289 | Confirmed
CLBWS | 138 | TOPOLOGY.TUETA.TU_E.CLBWS.138.9292 | TUETA | TU_E | CLEBRN_W_8X | [LD]LD8100, [DSC]TR3492_DIS | Confirmed
CLCRK | 138 | TOPOLOGY.TUETA.TU_E.CLCRK.138.8233 | TUETA | TU_E | COLNYCRK_8X | [LD]LD1011, [DSC]MAS_2636 | Confirmed
CLIMAXPO | 138 | TOPOLOGY.TUETA.TU_E.CLIMAXPO.138.BB1 | TUETA | TU_E | CLIMAXPO_V_A | [DSC]LN_5203, [DSC]LN_5204, [DSC]LN_5205 | New NodeKey
CLKPM | 138 | TOPOLOGY.TUETA.TU_E.CLKPM.138.0001 | TUETA | TU_E | COOPERLK_8Z | [CB]FID_6183, [LD]LDNTMWD2 | Confirmed
CLKPM | 138 | TOPOLOGY.TUETA.TU_E.CLKPM.138.5383 | TUETA | TU_E | COOPERLK_8Y | [CB]CB_6192, [LD]LDNTMWD | Confirmed
CLKVL | 69 | TOPOLOGY.TUETA.TU_E.CLKVL.69.5252 | TUETA | TU_E | CLARKVL_9W | [DSC]AS_761, [LD]LD1201 | Confirmed
CLKVL | 69 | TOPOLOGY.TUETA.TU_E.CLKVL.69.5253 | TUETA | TU_E | CLARKVL_9V | [DSC]AS_785, [LD]LD1200 | Confirmed
CLKVL | 69 | TOPOLOGY.TUETA.TU_E.CLKVL.69.BB1 | TUETA | TU_E | CLARKVL_9 | [DSC]AS_761, [DSC]AS_785, [DSC]DISC_759, [DSC]DISC | Confirmed
CLLVL | 138 | TOPOLOGY.TUETA.TU_E.CLLVL.138.7158 | TUETA | TU_E | COLVLE1_8Z | [CB]FID_121, [LD]LDF1 | Confirmed
CLLVL | 69 | TOPOLOGY.TUETA.TU_E.CLLVL.69.7160 | TUETA | TU_E | COLVLE2_9Y | [CB]FID_122, [LD]LDF2 | Confirmed
CLMET | 138 | TOPOLOGY.TUETA.TU_E.CLMET.138.235 | TUETA | TU_E | CALUMT1_8Z | [LD]LDF1, [DSC]MAS_121 | Confirmed
CLMET | 138 | TOPOLOGY.TUETA.TU_E.CLMET.138.237 | TUETA | TU_E | CALUMT1_8Y | [LD]LDF2, [DSC]MAS_122 | Confirmed
CLMET | 138 | TOPOLOGY.TUETA.TU_E.CLMET.138.BB1 | TUETA | TU_E | CALUMT1_8 | [LN]3380_G, [DSC]MAS_121, [DSC]MLDB_014, [CB]SCC1_ | Confirmed
CLYVL | 138 | TOPOLOGY.TUETA.TU_E.CLYVL.138.0150 | TUETA | TU_E | CLYVIL1_T8X | [CB]3376, [LD]LXFMR3 | Confirmed
CLYVL | 138 | TOPOLOGY.TUETA.TU_E.CLYVL.138.8829 | TUETA | TU_E | CLYVIL1_T8U | [CB]FID_3374, [LD]LXFMR2 | Confirmed
CLYVL | 138 | TOPOLOGY.TUETA.TU_E.CLYVL.138.8830 | TUETA | TU_E | CLYVIL1_T8T | [CB]FID_3402, [LD]LXFMR1 | Confirmed
CMBTP | 138 | TOPOLOGY.TUETA.TU_E.CMBTP.138.0BB1 | TUETA | TU_E | CUMBY1_T8 | [DSC]AS_1204, [DSC]MAS_1188, [DSC]MAS_1193, [DSC]M | Confirmed
CMBTP | 69 | TOPOLOGY.TUETA.TU_E.CMBTP.69.5344 | TUETA | TU_E | CUMBY1_T9X | [DSC]AS_1337, [LD]LD7_2 | Confirmed
CMBTP | 69 | TOPOLOGY.TUETA.TU_E.CMBTP.69.BB1 | TUETA | TU_E | CUMBY1_T9 | [DSC]AS_1332, [DSC]AS_1337, [DSC]DISC1181, [DSC]DI | Confirmed
CMBVL | 138 | TOPOLOGY.TUETA.TU_E.CMBVL.138.BB1 | TUETA | TU_E | CHAMBVLE_P8 | [DSC]980, [DSC]981, [LD]LD1 | Confirmed
CMEXP | 69 | TOPOLOGY.TUETA.TU_E.CMEXP.69.5398 | TUETA | TU_E | CADMLX_9Z | [DSC]AS_439, [LD]LD1201 | Confirmed
CMEXP | 69 | TOPOLOGY.TUETA.TU_E.CMEXP.69.5399 | TUETA | TU_E | CADMLX_9Y | [DSC]AS_441, [LD]LD1202 | Confirmed
CMHBL | 69 | TOPOLOGY.TUETA.TU_E.CMHBL.69.8285 | TUETA | TU_E | CMYNHM_9 | [DSC]AS_1318, [LD]LD8121 | Confirmed
CMNCH | 138 | TOPOLOGY.TUETA.TU_E.CMNCH.138.8335 | TUETA | TU_E | COMANCHE_8 | [LD]LD1402, [DSC]MAS_1351, [CB]SC2C_CB | Confirmed
CMNCH | 138 | TOPOLOGY.TUETA.TU_E.CMNCH.138.8336 | TUETA | TU_E | COMANCHE_8Z | [LD]LD1401, [DSC]MAS_1354, [CB]SC1C_CB | Confirmed
CMNSW | 138 | TOPOLOGY.TUETA.TU_E.CMNSW.138.1BB1 | TUETA | TU_E | COMCHESS1_8 | [DSC]3934, [DSC]3944, [DSC]3954, [DSC]3964 | Confirmed
CMNSW | 345 | TOPOLOGY.TUETA.TU_E.CMNSW.345.0BB1 | TUETA | TU_E | COMCHESS1_5 | [DSC]7519, [DSC]7534, [DSC]MAS_3925 | Confirmed
CMNSW | 345 | TOPOLOGY.TUETA.TU_E.CMNSW.345.MBC | TUETA | TU_E | COMCHESS1_5Y | [DSC]7511, [DSC]7513, [DSC]7514 | Confirmed
CMPHZ | 69 | TOPOLOGY.TUETA.TU_E.CMPHZ.69.5045 | TUETA | TU_E | GAINVLCH_9 | [DSC]AS_209, [LD]LD1204 | Confirmed
CMPST | 138 | TOPOLOGY.TUETA.TU_E.CMPST.138.246 | TUETA | TU_E | CMPTON1_8Z | [LD]CMPST_LD1, [LD]LDF1, [DSC]MAS_121 | Confirmed
CMPST | 69 | TOPOLOGY.TUETA.TU_E.CMPST.69.250 | TUETA | TU_E | CMPTON2_9Y | [LD]LDF2, [DSC]MAS_122 | Confirmed
CMPWI | 138 | TOPOLOGY.TUETA.TU_E.CMPWI.138.254 | TUETA | TU_E | CMPWSD2_8Y | [LD]LDF1, [DSC]MAS_121 | Confirmed
CMPWI | 138 | TOPOLOGY.TUETA.TU_E.CMPWI.138.256 | TUETA | TU_E | CMPWSD2_8X | [LD]LDF2, [DSC]MAS_122 | Confirmed
CMPWI | 138 | TOPOLOGY.TUETA.TU_E.CMPWI.138.BB1 | TUETA | TU_E | CMPWSD2_8 | [LN]3080_A, [DSC]DISC_016, [DSC]MAS_121, [CB]SCC1_ | Confirmed
CMPWI | 138 | TOPOLOGY.TUETA.TU_E.CMPWI.138.BB2 | TUETA | TU_E | CMPWSD2_8Z | [LN]3080_B, [DSC]DISC_014, [DSC]MAS_122, [CB]SCC2_ | Confirmed
CMTSW | 138 | TOPOLOGY.TUETA.TU_E.CMTSW.138.0BB1 | TUETA | TU_E | CALMONT1_8Z | [DSC]AS_922, [DSC]AS_935, [DSC]DISC_921, [DSC]MAS_ | Confirmed
CMTSW | 138 | TOPOLOGY.TUETA.TU_E.CMTSW.138.0BB2 | TUETA | TU_E | CALMONT1_8Y | [DSC]AS_935, [DSC]AS_936, [DSC]MAS_925, [DSC]MAS_9 | Confirmed
CMTSW | 138 | TOPOLOGY.TUETA.TU_E.CMTSW.138.8659 | TUETA | TU_E | CALMONT1_8Q | [LD]LD0900, [DSC]MAS_924 | Confirmed
CMTSW | 138 | TOPOLOGY.TUETA.TU_E.CMTSW.138.8660 | TUETA | TU_E | CALMONT1_8P | [LD]LD0901, [DSC]MAS_925 | Confirmed
CMTSW | 138 | TOPOLOGY.TUETA.TU_E.CMTSW.138.8661 | TUETA | TU_E | CALMONT1_8O | [LD]LD0902, [DSC]MAS_926 | Confirmed
CMTSW | 138 | TOPOLOGY.TUETA.TU_E.CMTSW.138.8662 | TUETA | TU_E | CALMONT1_8N | [LD]LD0903, [DSC]MAS_928 | Confirmed
CMTSW | 138 | TOPOLOGY.TUETA.TU_E.CMTSW.138.BB3 | TUETA | TU_E | CALMONT1_8X | [DSC]AS_936, [DSC]DISC_901, [DSC]MAS_932, [DSC]MAS | Confirmed
CMTSW | 138 | TOPOLOGY.TUETA.TU_E.CMTSW.138.BB4 | TUETA | TU_E | CALMONT1_8W | [DSC]AS_933, [DSC]DISC_899, [DSC]DISC_909, [DSC]DI | Confirmed
CMTSW | 138 | TOPOLOGY.TUETA.TU_E.CMTSW.138.BB5 | TUETA | TU_E | CALMONT1_8 | [DSC]AS_922, [DSC]AS_933, [DSC]DISC_919, [DSC]DISC | Confirmed
CMTSW | 69 | TOPOLOGY.TUETA.TU_E.CMTSW.69.8671 | TUETA | TU_E | CALMONT1_9U | [DSC]DISC_659, [LD]LD0904 | Confirmed
CMTSW | 69 | TOPOLOGY.TUETA.TU_E.CMTSW.69.BB1 | TUETA | TU_E | CALMONT1_9Z | [DSC]DISC_619, [DSC]DISC_639, [DSC]MAS_645 | Confirmed
CMTSW | 69 | TOPOLOGY.TUETA.TU_E.CMTSW.69.BB2 | TUETA | TU_E | CALMONT1_9 | [DSC]DISC_629, [DSC]DISC_649, [DSC]DISC_659, [DSC] | Confirmed
CNANG | 138 | TOPOLOGY.TUETA.TU_E.CNANG.138.0004 | TUETA | TU_E | CNTLANG_8X | [CB]FID_3597, [LD]LD2 | Confirmed
CNANG | 138 | TOPOLOGY.TUETA.TU_E.CNANG.138.0032 | TUETA | TU_E | CNTLANG_8W | [CB]FID_3687, [LD]LD1 | Confirmed
CNEXP | 138 | TOPOLOGY.TUETA.TU_E.CNEXP.138.6750 | TUETA | TU_E | CENEXP2_8X | [CB]FID_121, [LD]LDF1 | Confirmed
CNEXP | 138 | TOPOLOGY.TUETA.TU_E.CNEXP.138.6751 | TUETA | TU_E | CENEXP2_8W | [CB]FID_122, [LD]LDF2 | Confirmed
CNEXP | 138 | TOPOLOGY.TUETA.TU_E.CNEXP.138.BB1 | TUETA | TU_E | CENEXP2_8 | [LN]3630_D, [CB]FID_121, [DSC]MLDB_014, [CB]SCC1_C | Confirmed
CNEXP | 138 | TOPOLOGY.TUETA.TU_E.CNEXP.138.BB2 | TUETA | TU_E | CENEXP1_8 | [LN]3620_B, [CB]FID_122, [DSC]MLDB_024, [CB]SCC2_C | Confirmed
CNI45 | 138 | TOPOLOGY.TUETA.TU_E.CNI45.138.0005 | TUETA | TU_E | CENTVILL_8W | [CB]2451, [LD]LXFMR4 | Confirmed
CNI45 | 138 | TOPOLOGY.TUETA.TU_E.CNI45.138.0076 | TUETA | TU_E | CENTVILL_8T | [CB]FID_1633, [LD]LXFMR3 | Confirmed
CNI45 | 138 | TOPOLOGY.TUETA.TU_E.CNI45.138.0077 | TUETA | TU_E | CENTVILL_8S | [DSC]1841, [LD]LXFMR2 | Confirmed
CNI45 | 138 | TOPOLOGY.TUETA.TU_E.CNI45.138.0078 | TUETA | TU_E | CENTVILL_8R | [DSC]1857, [LD]XFMR1 | Confirmed
CNI45 | 138 | TOPOLOGY.TUETA.TU_E.CNI45.138.BB3 | TUETA | TU_E | CENTVILL_8 | [DSC]1629, [DSC]1822, [DSC]1824, [DSC]1841, [DSC]1 | Confirmed
CNRSW | 138 | TOPOLOGY.TUETA.TU_E.CNRSW.138.BB1E | TUETA | TU_E | CNVLSW_E8 | [DSC]004, [DSC]014, [DSC]024, [DSC]041, [DSC]044, | Confirmed
CNRSW | 138 | TOPOLOGY.TUETA.TU_E.CNRSW.138.BB1W | TUETA | TU_E | CNVLSW_W8 | [DSC]001, [DSC]011, [DSC]031, [DSC]034, [DSC]51, [ | Confirmed
CNSES | 138 | TOPOLOGY.TUETA.TU_E.CNSES.138.5831 | TUETA | TU_E | COLLINSS1_8I | [CB]CB_3060, [LD]XFMR1 | Confirmed
CNSES | 138 | TOPOLOGY.TUETA.TU_E.CNSES.138.5832 | TUETA | TU_E | COLLINSS1_8H | [CB]FID_3912, [LD]XFMR2 | Confirmed
CNSES | 138 | TOPOLOGY.TUETA.TU_E.CNSES.138.BB1 | TUETA | TU_E | COLLINSS1_8 | [DSC]3009, [DSC]3029, [DSC]3039, [DSC]3049, [DSC]4 | Confirmed
CNSES | 18 | TOPOLOGY.TUETA.TU_E.CNSES.18.BB1U | TUETA | TU_E | COLLIN_1G | [XF]0UXFMR1, [UN]UNIT1 | Confirmed
CNTED | 138 | TOPOLOGY.TUETA.TU_E.CNTED.138.7919 | TUETA | TU_E | CERTEED2_8X | [CB]FID_5373, [LD]LDCTD2 | Confirmed
CNTED | 138 | TOPOLOGY.TUETA.TU_E.CNTED.138.7920 | TUETA | TU_E | CERTEED1_8W | [CB]FID_5377, [LD]LDCTD1 | Confirmed
CNTRD | 138 | TOPOLOGY.TUETA.TU_E.CNTRD.138.7384 | TUETA | TU_E | CNVL1_8X | [CB]FID_121, [LD]LDF1 | Confirmed
CNTRD | 138 | TOPOLOGY.TUETA.TU_E.CNTRD.138.7385 | TUETA | TU_E | CNVL2_8W | [CB]FID_122, [LD]LDF2 | Confirmed
CNTRD | 138 | TOPOLOGY.TUETA.TU_E.CNTRD.138.BB1 | TUETA | TU_E | CNVL1_8 | [LN]3260_B, [CB]FID_121, [DSC]MLDB_014, [CB]SCC1_C | Confirmed
CNTRD | 138 | TOPOLOGY.TUETA.TU_E.CNTRD.138.BB2 | TUETA | TU_E | CNVL2_8 | [LN]3270_A, [CB]FID_122, [DSC]MLDB_024, [CB]SCC2_C | Confirmed
CNTRY | 345 | TOPOLOGY.TUETA.TU_E.CNTRY.345.2248 | TUETA | TU_E | CENTURY1_5V | [LD]LD6202, [DSC]MAS_6202 | Confirmed
CNTRY | 345 | TOPOLOGY.TUETA.TU_E.CNTRY.345.2250 | TUETA | TU_E | CENTURY2_5U | [LD]LD6216, [DSC]MAS_6216 | Confirmed
CNTRY | 345 | TOPOLOGY.TUETA.TU_E.CNTRY.345.2252 | TUETA | TU_E | CENTURY3_5T | [LD]LD6226, [DSC]MAS_6226 | Confirmed
CNTRY | 345 | TOPOLOGY.TUETA.TU_E.CNTRY.345.8581 | TUETA | TU_E | CENTURY4_5Q | [CB]FID_6188, [LD]LD6188 | Confirmed
CNTRY | 345 | TOPOLOGY.TUETA.TU_E.CNTRY.345.BB1 | TUETA | TU_E | CENTURY1_5 | [DSC]MAS_6202, [DSC]MLDB6203, [DSC]MLDB6205 | Confirmed
CNTRY | 345 | TOPOLOGY.TUETA.TU_E.CNTRY.345.BB2 | TUETA | TU_E | CENTURY2_5 | [DSC]MAS_6216, [DSC]MLDB6205, [DSC]MLDB6207 | Confirmed
CNTRY | 345 | TOPOLOGY.TUETA.TU_E.CNTRY.345.BB3 | TUETA | TU_E | CENTURY3_5 | [DSC]MAS_6226, [DSC]MLDB6204, [DSC]MLDB6207 | Confirmed
CNTRY | 345 | TOPOLOGY.TUETA.TU_E.CNTRY.345.BB4 | TUETA | TU_E | CENTURY4_5 | [CB]FID_6188, [DSC]MAS_6192, [DSC]MLDB6204 | Confirmed
CNTSW | 138 | TOPOLOGY.TUETA.TU_E.CNTSW.138.BB1 | TUETA | TU_E | CANTNSW_8 | [DSC]DISC2644, [DSC]DISC3116, [DSC]DISC3176 | Confirmed
COLNY | 138 | TOPOLOGY.TUETA.TU_E.COLNY.138.6415 | TUETA | TU_E | COLONY_8X | [LD]LD25_1, [DSC]MLDB2253 | Confirmed
COLNY | 138 | TOPOLOGY.TUETA.TU_E.COLNY.138.6416 | TUETA | TU_E | COLONY_8W | [LD]LD25_2, [DSC]MLDB2264 | Confirmed
COMRC | 13.2 | TOPOLOGY.TUETA.TU_E.COMRC.13.2.0003 | TUETA | TU_E | COMMERCE1_DA | [LD]LOAD2, [DSC]R1 | Confirmed
COMRC | 138 | TOPOLOGY.TUETA.TU_E.COMRC.138.1BB1 | TUETA | TU_E | COMMERCE1_8 | [DSC]326, [DSC]343, [DSC]431, [DSC]464 | Confirmed
COMRC | 138 | TOPOLOGY.TUETA.TU_E.COMRC.138.313 | TUETA | TU_E | COMMERCE1_8Y | [DSC]464, [LD]LD1200 | Confirmed
COMRC | 69 | TOPOLOGY.TUETA.TU_E.COMRC.69.0BB1 | TUETA | TU_E | COMMERCE1_9 | [DSC]339, [DSC]344, [DSC]903 | Confirmed
COMSO | 138 | TOPOLOGY.TUETA.TU_E.COMSO.138.5362 | TUETA | TU_E | COMM_S1_8X | [LD]LD1400, [DSC]MAS_2632 | Confirmed
COMSW | 138 | TOPOLOGY.TUETA.TU_E.COMSW.138.BB1 | TUETA | TU_E | COMM_SW_8 | [DSC]5284, [DSC]5294, [DSC]DISC2594, [DSC]DISC2604 | Confirmed
COPEL | 138 | TOPOLOGY.TUETA.TU_E.COPEL.138.8806 | TUETA | TU_E | COPPELL_8W | [CB]FID_4448, [LD]LXFMR2 | Confirmed
COPEL | 138 | TOPOLOGY.TUETA.TU_E.COPEL.138.8807 | TUETA | TU_E | COPPELL_8V | [CB]FID_4452, [LD]LXFMR1 | Confirmed
COPEL | 138 | TOPOLOGY.TUETA.TU_E.COPEL.138.BB1 | TUETA | TU_E | COPPELL_8 | [CB]CB_C1, [CB]FID_4452, [DSC]MLS4442, [DSC]MLS444 | Confirmed
COPER | 69 | TOPOLOGY.TUETA.TU_E.COPER.69.0003 | TUETA | TU_E | COOPER_9Y | [LD]LD_1, [DSC]MLDB_904 | Confirmed
COPER | 69 | TOPOLOGY.TUETA.TU_E.COPER.69.5320 | TUETA | TU_E | COOPER_9X | [LD]LD_3, [DSC]MLDB_914 | Confirmed
COPER | 69 | TOPOLOGY.TUETA.TU_E.COPER.69.BB2 | TUETA | TU_E | COOPER_9Z | [DSC]MLDB_904, [DSC]MLDB_905, [DSC]MLDB_906 | Confirmed
COTRD | 138 | TOPOLOGY.TUETA.TU_E.COTRD.138.6735 | TUETA | TU_E | COIT1_8Z | [CB]FID_121, [LD]LDF1 | Confirmed
COTRD | 138 | TOPOLOGY.TUETA.TU_E.COTRD.138.6736 | TUETA | TU_E | COIT1_8Y | [CB]FID_122, [LD]LDF2 | Confirmed
COTRD | 138 | TOPOLOGY.TUETA.TU_E.COTRD.138.BB1 | TUETA | TU_E | COIT1_8 | [LN]3290_D, [DSC]DISC_016, [CB]FID_121, [CB]SCC1_C | Confirmed
COTRD | 138 | TOPOLOGY.TUETA.TU_E.COTRD.138.BB2 | TUETA | TU_E | COIT2_8 | [LN]3290_C, [DSC]DISC_014, [CB]FID_122, [CB]SCC2_C | Confirmed
CPLND | 69 | TOPOLOGY.TUETA.TU_E.CPLND.69.0846 | TUETA | TU_E | COUPLAND1_9X | [DSC]AS_1038, [LD]LD1101 | Confirmed
CPLND | 69 | TOPOLOGY.TUETA.TU_E.CPLND.69.BB1 | TUETA | TU_E | COUPLAND1_9 | [DSC]AS_1038, [DSC]AS_1046, [DSC]AS_1047 | Confirmed
CPLSO | 138 | TOPOLOGY.TUETA.TU_E.CPLSO.138.0100 | TUETA | TU_E | COPELL_S_8B | [DSC]8297, [LD]LXFMR1 | Confirmed
CPLSO | 138 | TOPOLOGY.TUETA.TU_E.CPLSO.138.0500 | TUETA | TU_E | CPLSO_L_B | [DSC]8298, [LD]LXFMR2 | New NodeKey
CPRCV | 138 | TOPOLOGY.TUETA.TU_E.CPRCV.138.0789 | TUETA | TU_E | COPPERCV1_8W | [CB]FID_1207, [LD]LD1400 | Confirmed
CPRCV | 138 | TOPOLOGY.TUETA.TU_E.CPRCV.138.0790 | TUETA | TU_E | COPPERCV1_8V | [CB]FID_1213, [LD]LD1401 | Confirmed
CPSES | 138 | TOPOLOGY.TUETA.TU_E.CPSES.138.0BB1 | TUETA | TU_E | CMPKSTUP_8 | [CB]7022, [DSC]DISC7019, [DSC]DISC7029 | Confirmed
CPSES | 138 | TOPOLOGY.TUETA.TU_E.CPSES.138.0BB2 | TUETA | TU_E | CMPKSTUP_8Z | [CB]7052, [DSC]DISC7039, [DSC]DISC7049 | Confirmed
CPSES | 138 | TOPOLOGY.TUETA.TU_E.CPSES.138.8085 | TUETA | TU_E | CPSES_L_A | [DSC]8085, [LD]XST1 | New NodeKey
CPSES | 138 | TOPOLOGY.TUETA.TU_E.CPSES.138.8547 | TUETA | TU_E | CMPKSTUP_8W | [CB]7022, [LD]LD9811 | Confirmed
CPSES | 138 | TOPOLOGY.TUETA.TU_E.CPSES.138.8548 | TUETA | TU_E | CMPKSTUP_8V | [CB]7052, [LD]LD9812 | Confirmed
CPSES | 22 | TOPOLOGY.TUETA.TU_E.CPSES.22.BB1U | TUETA | TU_E | COMCHEPK_2G | [LD]1UT, [UN]UNIT1, [XF]UXFMR1A, [XF]UXFMR1B | Confirmed
CPSES | 22 | TOPOLOGY.TUETA.TU_E.CPSES.22.BB2U | TUETA | TU_E | COMCHEPK_1G | [LD]2UT, [UN]UNIT2, [XF]UXFMR2A, [XF]UXFMR2B | Confirmed
CPSES | 345 | TOPOLOGY.TUETA.TU_E.CPSES.345.8012 | TUETA | TU_E | CPSES_L_D | [DSC]8012, [LD]XST2 | New NodeKey
CPSES | 345 | TOPOLOGY.TUETA.TU_E.CPSES.345.8032 | TUETA | TU_E | CPSES_L_E | [DSC]8032, [LD]XST1_2 | New NodeKey
CPSES | 345 | TOPOLOGY.TUETA.TU_E.CPSES.345.8052 | TUETA | TU_E | CPSES_L_F | [LD]1ST, [DSC]8052 | New NodeKey
CPSES | 345 | TOPOLOGY.TUETA.TU_E.CPSES.345.8081 | TUETA | TU_E | CPSES_L_G | [LD]2ST, [DSC]8081 | New NodeKey
CPSES | 345 | TOPOLOGY.TUETA.TU_E.CPSES.345.BB1 | TUETA | TU_E | COMCHPKW_5Z | [DSC]DISC7969, [DSC]DISC7999, [DSC]DISC8019, [DSC] | Confirmed
CPSES | 345 | TOPOLOGY.TUETA.TU_E.CPSES.345.BB2 | TUETA | TU_E | COMCHPKW_5 | [DSC]8079, [DSC]DISC7979, [DSC]DISC8009, [DSC]DISC | Confirmed
CRISP | 138 | TOPOLOGY.TUETA.TU_E.CRISP.138.5773 | TUETA | TU_E | CRISP1_8X | [DSC]MAS_662, [LD]XFMR1 | Confirmed
CRKET | 12.4 | TOPOLOGY.TUETA.TU_E.CRKET.12.4.0002 | TUETA | TU_E | CROCKETT_DA | [DSC]R1, [LD]RXFMR2 | Confirmed
CRKET | 138 | TOPOLOGY.TUETA.TU_E.CRKET.138.0BB3 | TUETA | TU_E | CROCKETT_8 | [DSC]MAS_2336, [DSC]MAS_2337, [DSC]MAS_2338, [DSC] | Confirmed
CRKET | 138 | TOPOLOGY.TUETA.TU_E.CRKET.138.9867 | TUETA | TU_E | CROCKETT_8W | [LD]LXFMR3, [DSC]MAS_2355 | Confirmed
CRKET | 138 | TOPOLOGY.TUETA.TU_E.CRKET.138.9868 | TUETA | TU_E | CROCKETT_8V | [LD]LXFMR1, [DSC]MAS_2356 | Confirmed
CRKET | 69 | TOPOLOGY.TUETA.TU_E.CRKET.69.0BB1 | TUETA | TU_E | CROCKETT_9 | [DSC]AS_1682, [DSC]DISC_966, [DSC]DISC1661 | Confirmed
CRLCC | 138 | TOPOLOGY.TUETA.TU_E.CRLCC.138.0400 | TUETA | TU_E | CRLTNCC1_8X | [DSC]7878, [LD]LXFMR1 | Confirmed
CRLFR | 138 | TOPOLOGY.TUETA.TU_E.CRLFR.138.0001 | TUETA | TU_E | CRLTNFRK3_8W | [CB]6293, [LD]LXFMR3 | Confirmed
CRLFR | 138 | TOPOLOGY.TUETA.TU_E.CRLFR.138.6441 | TUETA | TU_E | CRLTNFRK1_8Z | [LD]CRLFR_LD1, [CB]FID_2129, [LD]LXFMR1 | Confirmed
CRLFR | 138 | TOPOLOGY.TUETA.TU_E.CRLFR.138.6442 | TUETA | TU_E | CRLTNFRK2_8V | [CB]FID_6142, [LD]LXFMR2 | Confirmed
CRLJL | 138 | TOPOLOGY.TUETA.TU_E.CRLJL.138.6573 | TUETA | TU_E | CRLTNJSY_8X | [LD]LD1500, [DSC]MLDB_593 | Confirmed
CRLJL | 138 | TOPOLOGY.TUETA.TU_E.CRLJL.138.6574 | TUETA | TU_E | CRLTNJSY_8W | [LD]LD1501, [DSC]MLDB_599 | Confirmed
CRLNW | 138 | TOPOLOGY.TUETA.TU_E.CRLNW.138.5863 | TUETA | TU_E | CRLTN_NW_W8F | [DSC]DISC2611, [LD]SPLOAD1 | Confirmed
CRLNW | 138 | TOPOLOGY.TUETA.TU_E.CRLNW.138.BB1E | TUETA | TU_E | CRLTN_NW_E8 | [DSC]AS_6359, [DSC]DISC1329, [DSC]DISC1369, [DSC]D | Confirmed
CRLNW | 138 | TOPOLOGY.TUETA.TU_E.CRLNW.138.BB1W | TUETA | TU_E | CRLTN_NW_W8 | [DSC]AS_6349, [DSC]DISC1339, [DSC]DISC2309, [DSC]D | Confirmed
CRLNW | 345 | TOPOLOGY.TUETA.TU_E.CRLNW.345.BB1 | TUETA | TU_E | CLTNW_5 | [DSC]DISC3199, [DSC]DISC3294, [DSC]DISC3299, [DSC] | Confirmed
CRLSP | 69 | TOPOLOGY.TUETA.TU_E.CRLSP.69.9788 | TUETA | TU_E | CAROLSPG_9X | [DSC]AS_814, [LD]LDERA1 | Confirmed
CRLSP | 69 | TOPOLOGY.TUETA.TU_E.CRLSP.69.BB1 | TUETA | TU_E | CAROLSPG_9 | [DSC]AS_814, [DSC]MAS_824, [DSC]MAS_827 | Confirmed
CRLTN | 138 | TOPOLOGY.TUETA.TU_E.CRLTN.138.0005 | TUETA | TU_E | CRLTN1_8X | [LD]LD1402, [DSC]MLDB_231 | Confirmed
CRLTN | 138 | TOPOLOGY.TUETA.TU_E.CRLTN.138.0006 | TUETA | TU_E | CRLTN1_8W | [LD]LD1403, [DSC]MLDB_238 | Confirmed
CRLTN | 138 | TOPOLOGY.TUETA.TU_E.CRLTN.138.6426 | TUETA | TU_E | CRLTN1_8V | [LD]LD1401, [DSC]MLDB_212 | Confirmed
CRLTN | 138 | TOPOLOGY.TUETA.TU_E.CRLTN.138.6427 | TUETA | TU_E | CRLTN1_8U | [LD]LD1400, [DSC]MLDB_228 | Confirmed
CRLTN | 138 | TOPOLOGY.TUETA.TU_E.CRLTN.138.BB1 | TUETA | TU_E | CRLTN1_8Z | [LN]720_H, [DSC]LB_226, [DSC]MAS_225, [CB]SC1A_CB, | Confirmed
CRLTN | 138 | TOPOLOGY.TUETA.TU_E.CRLTN.138.BB2 | TUETA | TU_E | CRLTN1_8Y | [LN]720_B, [DSC]LB_226, [DSC]MAS_227, [CB]SC2A_CB, | Confirmed
CRLTN | 138 | TOPOLOGY.TUETA.TU_E.CRLTN.138.BB3 | TUETA | TU_E | CRLTN1_8 | [DSC]MAS_225, [DSC]MAS_227, [DSC]MLDB_212, [DSC]ML | Confirmed
CRLTR | 138 | TOPOLOGY.TUETA.TU_E.CRLTR.138.0003 | TUETA | TU_E | CRLTNTAR2_8T | [LD]LD2002, [DSC]MLDB1129 | Confirmed
CRLTR | 138 | TOPOLOGY.TUETA.TU_E.CRLTR.138.0010 | TUETA | TU_E | CRLTNTAR2_8S | [DSC]6803, [LD]XFMR3 | Confirmed
CRLTR | 138 | TOPOLOGY.TUETA.TU_E.CRLTR.138.6587 | TUETA | TU_E | CRLTNTAR2_8R | [LD]LD2000, [DSC]MLDB1122 | Confirmed
CRLTR | 138 | TOPOLOGY.TUETA.TU_E.CRLTR.138.6588 | TUETA | TU_E | CRLTNTAR2_8Q | [LD]LD2001, [DSC]MLDB1288 | Confirmed
CRLTR | 138 | TOPOLOGY.TUETA.TU_E.CRLTR.138.BB1 | TUETA | TU_E | CRLTNTAR2_8 | [DSC]6796, [DSC]MAS_1383, [DSC]MAS_1385, [DSC]MLDB | Confirmed
CRLTR | 138 | TOPOLOGY.TUETA.TU_E.CRLTR.138.BB4 | TUETA | TU_E | CRLTNTAR1_8 | [LN]755_B, [DSC]LB_1120, [DSC]MAS_1121, [CB]SC4A_C | Confirmed
CRLTR | 138 | TOPOLOGY.TUETA.TU_E.CRLTR.138.BB6 | TUETA | TU_E | CRLTNTAR2_8Z | [DSC]6798, [DSC]MAS_1121, [DSC]MAS_1123, [DSC]MLDB | Confirmed
CRLUD | 138 | TOPOLOGY.TUETA.TU_E.CRLUD.138.6540 | TUETA | TU_E | CRLTNUF1_8T | [CB]FID_141, [LD]LD1300 | Confirmed
CRLUD | 138 | TOPOLOGY.TUETA.TU_E.CRLUD.138.6541 | TUETA | TU_E | CRLTNUF2_8S | [CB]FID_154, [LD]LD1301 | Confirmed
CRLUD | 138 | TOPOLOGY.TUETA.TU_E.CRLUD.138.BB1 | TUETA | TU_E | CRLTNUF2_8 | [LN]735_B, [DSC]MLS_148, [DSC]MLS_152, [CB]SC1A_CB | Confirmed
CRLUD | 138 | TOPOLOGY.TUETA.TU_E.CRLUD.138.BB2 | TUETA | TU_E | CRLTNUF1_8 | [LN]720_F, [DSC]MLS_169, [DSC]MLS_170, [CB]SC2A_CB | Confirmed
CRLUD | 138 | TOPOLOGY.TUETA.TU_E.CRLUD.138.BB3 | TUETA | TU_E | CRLTNUF2_8Z | [CB]FID_154, [DSC]MLS_148, [DSC]MLS_171 | Confirmed
CRLUD | 138 | TOPOLOGY.TUETA.TU_E.CRLUD.138.BB4 | TUETA | TU_E | CRLTNUF1_8Y | [CB]FID_141, [DSC]MLS_169, [DSC]MLS_171 | Confirmed
CRMBL | 138 | TOPOLOGY.TUETA.TU_E.CRMBL.138.0329 | TUETA | TU_E | CORS_MOB1_8 | [DSC]AS_1840, [LD]LDTR1 | Confirmed
CRMPM | 138 | TOPOLOGY.TUETA.TU_E.CRMPM.138.0333 | TUETA | TU_E | CORS_MAG1_8X | [LD]LD2001, [DSC]MAS_1816 | Confirmed
CRMPM | 138 | TOPOLOGY.TUETA.TU_E.CRMPM.138.0334 | TUETA | TU_E | CORS_MAG1_8W | [LD]LD2002, [DSC]MAS_1836 | Confirmed
CRMPM | 138 | TOPOLOGY.TUETA.TU_E.CRMPM.138.BB1 | TUETA | TU_E | CORS_MAG1_8 | [DSC]MAS_1816, [DSC]MAS_1836, [DSC]MLDB1817, [DSC] | Confirmed
CRNDL | 138 | TOPOLOGY.TUETA.TU_E.CRNDL.138.6997 | TUETA | TU_E | CRANDALL1_8X | [LD]LD2401, [DSC]MAS_4094 | Confirmed
CRNDL | 138 | TOPOLOGY.TUETA.TU_E.CRNDL.138.BB1 | TUETA | TU_E | CRANDALL1_8 | [DSC]MAS_4094, [DSC]MAS_4096, [DSC]MAS_4097 | Confirmed
CRNRD | 138 | TOPOLOGY.TUETA.TU_E.CRNRD.138.395 | TUETA | TU_E | CROWN1_8Z | [LD]LDF1, [CB]TR121 | Confirmed
CRNRD | 138 | TOPOLOGY.TUETA.TU_E.CRNRD.138.397 | TUETA | TU_E | CROWN2_8Y | [LD]LDF2, [CB]TR122 | Confirmed
CRNRD | 138 | TOPOLOGY.TUETA.TU_E.CRNRD.138.BB1 | TUETA | TU_E | CROWN1_8 | [LN]735_H, [DSC]MLDB_014, [CB]SCC1_CB, [CB]TR121 | Confirmed
CRNRD | 138 | TOPOLOGY.TUETA.TU_E.CRNRD.138.BB2 | TUETA | TU_E | CROWN2_8 | [LN]720_C, [DSC]MLDB_024, [CB]SCC2_CB, [CB]TR122 | Confirmed
CRNTH | 138 | TOPOLOGY.TUETA.TU_E.CRNTH.138.0024 | TUETA | TU_E | CORINTH1_8X | [DSC]DSC_5108, [LD]LXFMR3 | Confirmed
CRNTH | 138 | TOPOLOGY.TUETA.TU_E.CRNTH.138.8735 | TUETA | TU_E | CORINTH1_8U | [LD]LD2403, [DSC]MAS_623 | Confirmed
CRNTH | 138 | TOPOLOGY.TUETA.TU_E.CRNTH.138.8736 | TUETA | TU_E | CORINTH1_8T | [LD]LD2401, [DSC]MAS_625 | Confirmed
CRSCN | 138 | TOPOLOGY.TUETA.TU_E.CRSCN.138.0304 | TUETA | TU_E | CORS1_8W | [LD]LD1201, [DSC]MAS_682 | Confirmed
CRSCN | 138 | TOPOLOGY.TUETA.TU_E.CRSCN.138.0305 | TUETA | TU_E | CORS1_8V | [LD]LD1200, [DSC]MAS_692 | Confirmed
CRSCN | 138 | TOPOLOGY.TUETA.TU_E.CRSCN.138.0BB1 | TUETA | TU_E | CORS1_8 | [DSC]MAS_692, [DSC]MLDB_680, [DSC]MLDB_683 | Confirmed
CRSCN | 138 | TOPOLOGY.TUETA.TU_E.CRSCN.138.0BB2 | TUETA | TU_E | CORS1_8Z | [DSC]MAS_682, [DSC]MLDB_681, [DSC]MLDB_683 | Confirmed
CRSCN | 69 | TOPOLOGY.TUETA.TU_E.CRSCN.69.BB1 | TUETA | TU_E | CORS__9 | [DSC]DISC1037, [DSC]MAS_843, [DSC]MAS_844 | Confirmed
CRSCN | 69 | TOPOLOGY.TUETA.TU_E.CRSCN.69.BB2 | TUETA | TU_E | CORS__9Z | [DSC]AS_867, [DSC]DISC_851, [DSC]MAS_844, [DSC]MAS | Confirmed
CRSCN | 69 | TOPOLOGY.TUETA.TU_E.CRSCN.69.BB3 | TUETA | TU_E | CORS__9Y | [DSC]DISC_841, [DSC]MAS_843, [DSC]MAS_845 | Confirmed
CRSCN | 69 | TOPOLOGY.TUETA.TU_E.CRSCN.69.BB4 | TUETA | TU_E | CORS__9X | [DSC]DISC_881, [DSC]MAS_845, [DSC]MAS_846 | Confirmed
CRSGL | 138 | TOPOLOGY.TUETA.TU_E.CRSGL.138.0340 | TUETA | TU_E | CORSGLAS1_8Z | [LD]CRSGL_LD1, [LD]LXFMR1, [DSC]MAS_1758 | Confirmed
CRSGL | 138 | TOPOLOGY.TUETA.TU_E.CRSGL.138.0341 | TUETA | TU_E | CORSGLAS1_8Y | [LD]LXFMR2, [DSC]MAS_1768 | Confirmed
CRSGU | 138 | TOPOLOGY.TUETA.TU_E.CRSGU.138.0347 | TUETA | TU_E | CORSGUAR1_8Y | [CB]FID_1751, [LD]LXFMR2 | Confirmed
CRSGU | 138 | TOPOLOGY.TUETA.TU_E.CRSGU.138.0348 | TUETA | TU_E | CORSGUAR1_8X | [DSC]MAS_1772, [LD]XFMR1 | Confirmed
CRSGU | 138 | TOPOLOGY.TUETA.TU_E.CRSGU.138.BB1 | TUETA | TU_E | CORSGUAR1_8 | [DSC]AS_1771, [CB]FID_1751, [DSC]MAS_1772 | Confirmed
CRSSN | 69 | TOPOLOGY.TUETA.TU_E.CRSSN.69.0001 | TUETA | TU_E | CRESSON1_9Z | [DSC]AS_326, [LD]LD2 | Confirmed
CRSSN | 69 | TOPOLOGY.TUETA.TU_E.CRSSN.69.9190 | TUETA | TU_E | CRESSON1_9Y | [DSC]AS_329, [LD]LD7911 | Confirmed
CRSWL | 138 | TOPOLOGY.TUETA.TU_E.CRSWL.138.9064 | TUETA | TU_E | CARSWELL1_8X | [LD]LDCRAFB, [DSC]MAS_973 | Confirmed
CRSWL | 138 | TOPOLOGY.TUETA.TU_E.CRSWL.138.BB1 | TUETA | TU_E | CARSWELL1_8 | [DSC]MAS_972, [DSC]MAS_973, [DSC]MAS_974, [CB]SCA4 | Confirmed
CRSWS | 138 | TOPOLOGY.TUETA.TU_E.CRSWS.138.0318 | TUETA | TU_E | CORSWEST1_8W | [LD]LD1400, [DSC]MAS_1628 | Confirmed
CRSWS | 138 | TOPOLOGY.TUETA.TU_E.CRSWS.138.0319 | TUETA | TU_E | CORSWEST1_8V | [LD]LD1401, [DSC]MLS_1652 | Confirmed
CRSWS | 138 | TOPOLOGY.TUETA.TU_E.CRSWS.138.BB3 | TUETA | TU_E | CORSWEST1_8 | [DSC]MAS_1628, [DSC]MAS_1637, [DSC]MAS_1639, [DSC] | Confirmed
CRTLD | 345 | TOPOLOGY.TUETA.TU_E.CRTLD.345.0001 | TUETA | TU_E | COURTLND1_5U | [CB]FID_6265, [LD]LD6265 | Confirmed
CRTLD | 345 | TOPOLOGY.TUETA.TU_E.CRTLD.345.8587 | TUETA | TU_E | COURTLND1_5T | [CB]FID_6250, [LD]LD6250 | Confirmed
CRTLD | 345 | TOPOLOGY.TUETA.TU_E.CRTLD.345.8588 | TUETA | TU_E | COURTLND1_5S | [CB]FID_6260, [LD]LD6260 | Confirmed
CRTLD | 345 | TOPOLOGY.TUETA.TU_E.CRTLD.345.8589 | TUETA | TU_E | COURTLND1_5R | [CB]FID_6263, [LD]LD6263 | Confirmed
CRWLY | 69 | TOPOLOGY.TUETA.TU_E.CRWLY.69.9193 | TUETA | TU_E | CROWLEY1_9Y | [DSC]AS_328, [LD]LD7011 | Confirmed
CRYVC | 69 | TOPOLOGY.TUETA.TU_E.CRYVC.69.7970 | TUETA | TU_E | CRYOVAC_9 | [CB]FID_1132, [LD]LD8100 | Confirmed
CRYVC | 69 | TOPOLOGY.TUETA.TU_E.CRYVC.69.BB1 | TUETA | TU_E | CRYOVAC_9Z | [LN]6651_C, [DSC]AS_1137, [CB]SCA014_CB, [CB]SCA01 | Confirmed
CRYVE | 69 | TOPOLOGY.TUETA.TU_E.CRYVE.69.7978 | TUETA | TU_E | CRYVE_9B | [CB]FID_1125, [LD]LXFMR1 | Confirmed
CSETP | 138 | TOPOLOGY.TUETA.TU_E.CSETP.138.9940 | TUETA | TU_E | CUSHSE_8 | [DSC]DSW_39, [DSC]DSW_49, [LD]LD_01 | Confirmed
CSHNG | 138 | TOPOLOGY.TUETA.TU_E.CSHNG.138.9906 | TUETA | TU_E | CUSHING_8X | [LD]LD1200, [DSC]MAS_1786 | Confirmed
CSHNG | 138 | TOPOLOGY.TUETA.TU_E.CSHNG.138.BB3 | TUETA | TU_E | CUSHING_8Y | [DSC]MAS_1785, [DSC]MAS_1786, [DSC]MAS_1787 | Confirmed
CSSWCS | 138 | TOPOLOGY.TUETA.TU_E.CSSWCS.138.0002 | TUETA | TU_E | CSST19RA1 | [LD]L1, [DSC]S19RA1 | Confirmed
CTYVW | 138 | TOPOLOGY.TUETA.TU_E.CTYVW.138.2303 | TUETA | TU_E | CITYVIEW_8Y | [LD]LD2200, [DSC]MAS_5624 | Confirmed
CTYVW | 138 | TOPOLOGY.TUETA.TU_E.CTYVW.138.7878 | TUETA | TU_E | CITYVIEW_8V | [CB]FID_5626, [LD]LD2201 | Confirmed
CTYVW | 138 | TOPOLOGY.TUETA.TU_E.CTYVW.138.BB1 | TUETA | TU_E | CITYVIEW_8 | [DSC]LS_5623, [DSC]MAS_5624, [DSC]MAS_5627 | Confirmed
CTYVW | 138 | TOPOLOGY.TUETA.TU_E.CTYVW.138.BB2 | TUETA | TU_E | CITYVIEW_8Z | [CB]FID_5626, [DSC]LS_5625, [DSC]MAS_5627 | Confirmed
CUMBY | 69 | TOPOLOGY.TUETA.TU_E.CUMBY.69.5335 | TUETA | TU_E | CUMBY_9Z | [DSC]AS_1286, [LD]LD1201 | Confirmed
CURIE | 138 | TOPOLOGY.TUETA.TU_E.CURIE.138.9056 | TUETA | TU_E | CURRIE1_8X | [CB]FID_944, [LD]LD7200 | Confirmed
CURIE | 138 | TOPOLOGY.TUETA.TU_E.CURIE.138.BB1 | TUETA | TU_E | CURRIE1_8 | [CB]FID_944, [DSC]MAS_945, [DSC]MLS_942 | Confirmed
DALLW | 138 | TOPOLOGY.TUETA.TU_E.DALLW.138.401 | TUETA | TU_E | WDAL1_8 | [LD]LDF1, [DSC]MAS_121, [CB]SCC1_CB | Confirmed
DALLW | 138 | TOPOLOGY.TUETA.TU_E.DALLW.138.403 | TUETA | TU_E | WDAL2_8 | [LD]LDF2, [DSC]MAS_122, [CB]SCC2_CB | Confirmed
DALRK | 138 | TOPOLOGY.TUETA.TU_E.DALRK.138.0010 | TUETA | TU_E | DALRCKRD1_8V | [LD]LD1301, [DSC]MLDB2623 | Confirmed
DALRK | 138 | TOPOLOGY.TUETA.TU_E.DALRK.138.6905 | TUETA | TU_E | DALRCKRD1_8S | [LD]LD1300, [DSC]MLDB2612 | Confirmed
DALRK | 138 | TOPOLOGY.TUETA.TU_E.DALRK.138.6906 | TUETA | TU_E | DALRCKRD1_8R | [LD]LD1350, [DSC]MLDB2613 | Confirmed
DALTI | 138 | TOPOLOGY.TUETA.TU_E.DALTI.138.6717 | TUETA | TU_E | TIDPL2_8N | [CB]FID_S121, [LD]LXFMR1 | Confirmed
DALTI | 138 | TOPOLOGY.TUETA.TU_E.DALTI.138.6718 | TUETA | TU_E | TIDPL2_8M | [CB]FID_S122, [LD]LXFMR2 | Confirmed
DALTI | 138 | TOPOLOGY.TUETA.TU_E.DALTI.138.6719 | TUETA | TU_E | TIDPL2_8L | [CB]FID_S123, [LD]LXFMR3 | Confirmed
DALTI | 138 | TOPOLOGY.TUETA.TU_E.DALTI.138.6720 | TUETA | TU_E | TIDPL2_8K | [CB]FID_S124, [LD]LXFMR4 | Confirmed
DALTI | 138 | TOPOLOGY.TUETA.TU_E.DALTI.138.6721 | TUETA | TU_E | TIDPL2_8J | [CB]FID_125, [LD]LXFMR5 | Confirmed
DALTI | 138 | TOPOLOGY.TUETA.TU_E.DALTI.138.6722 | TUETA | TU_E | TIDPL2_8I | [CB]FID_126, [LD]LXFMR6 | Confirmed
DALTI | 138 | TOPOLOGY.TUETA.TU_E.DALTI.138.6723 | TUETA | TU_E | TIDPL2_8H | [CB]FID_127, [LD]LXFMR7 | Confirmed
DALTI | 138 | TOPOLOGY.TUETA.TU_E.DALTI.138.6724 | TUETA | TU_E | TIDPL2_8G | [CB]FID_128, [LD]LXFMR8 | Confirmed
DALTI | 138 | TOPOLOGY.TUETA.TU_E.DALTI.138.6725 | TUETA | TU_E | TIDPL2_8F | [CB]FID_S129, [LD]LXFMR9 | Confirmed
DALTI | 138 | TOPOLOGY.TUETA.TU_E.DALTI.138.6726 | TUETA | TU_E | TIDPL2_8E | [CB]FID_S120, [LD]LXFMR10 | Confirmed
DALTI | 138 | TOPOLOGY.TUETA.TU_E.DALTI.138.BB1 | TUETA | TU_E | TIDPL2_8Z | [DSC]DISC_014, [CB]FID_S121, [DSC]MLS_074 | Confirmed
DALTI | 138 | TOPOLOGY.TUETA.TU_E.DALTI.138.BB2 | TUETA | TU_E | TIDPL2_8Y | [DSC]DISC_024, [CB]FID_S122, [DSC]MLS_084 | Confirmed
DALWT | 138 | TOPOLOGY.TUETA.TU_E.DALWT.138.5627 | TUETA | TU_E | DALWRTH1_8X | [LD]LD2920, [DSC]MAS_4154 | Confirmed
DALWT | 138 | TOPOLOGY.TUETA.TU_E.DALWT.138.5628 | TUETA | TU_E | DALWRTH1_8W | [LD]LD2910, [DSC]MAS_4156 | Confirmed
DALWT | 138 | TOPOLOGY.TUETA.TU_E.DALWT.138.BB1 | TUETA | TU_E | DALWRTH1_8 | [DSC]MAS_4154, [DSC]MAS_4156, [DSC]MLDB4155, [DSC] | Confirmed
DAVIS | 138 | TOPOLOGY.TUETA.TU_E.DAVIS.138.9254 | TUETA | TU_E | DAVIS2_8W | [CB]FID_4097, [LD]LD3702 | Confirmed
DAVIS | 138 | TOPOLOGY.TUETA.TU_E.DAVIS.138.BB1 | TUETA | TU_E | DAVIS2_8 | [LD]LD3700, [DSC]MAS_4106, [DSC]MAS_4107 | Confirmed
DAVIS | 138 | TOPOLOGY.TUETA.TU_E.DAVIS.138.BB2 | TUETA | TU_E | DAVIS1_8 | [LD]LD3701, [DSC]MAS_4106, [DSC]MLDB4105 | Confirmed
DAVIS | 138 | TOPOLOGY.TUETA.TU_E.DAVIS.138.BB3 | TUETA | TU_E | DAVIS2_8Z | [CB]FID_4097, [DSC]MAS_4090, [DSC]MLS_4089 | Confirmed
DAVST | 138 | TOPOLOGY.TUETA.TU_E.DAVST.138.421 | TUETA | TU_E | DAVST2_8Z | [LD]LDF1, [DSC]MAS_121 | Confirmed
DAVST | 138 | TOPOLOGY.TUETA.TU_E.DAVST.138.423 | TUETA | TU_E | DAVST2_8Y | [LD]LDF2, [DSC]MAS_122 | Confirmed
DAVST | 138 | TOPOLOGY.TUETA.TU_E.DAVST.138.BB1 | TUETA | TU_E | DAVST2_8 | [LN]3380_C, [DSC]MAS_014, [DSC]MAS_121, [CB]SCC1_C | Confirmed
DAVST | 138 | TOPOLOGY.TUETA.TU_E.DAVST.138.BB2 | TUETA | TU_E | DAVST1_8 | [LN]3160_D, [DSC]MAS_014, [DSC]MAS_122, [CB]SCC2_C | Confirmed
DC2SES | 13.8 | TOPOLOGY.TUETA.TU_E.DC2SES.13.8.B1CT | TUETA | TU_E | DECRDOVA_2G | [UN]CT1, [XF]UCXFMR1 | Confirmed
DC2SES | 13.8 | TOPOLOGY.TUETA.TU_E.DC2SES.13.8.B2CT | TUETA | TU_E | DECRDOVA_3G | [UN]CT2, [XF]UCXFMR2 | Confirmed
DC2SES | 13.8 | TOPOLOGY.TUETA.TU_E.DC2SES.13.8.B3CT | TUETA | TU_E | DECRDOVA_4G | [UN]CT3, [XF]UCXFMR3 | Confirmed
DC2SES | 13.8 | TOPOLOGY.TUETA.TU_E.DC2SES.13.8.B4CT | TUETA | TU_E | DECRDOVA_5G | [UN]CT4, [XF]UCXFMR4 | Confirmed
DCATR | 138 | TOPOLOGY.TUETA.TU_E.DCATR.138.0BB1 | TUETA | TU_E | DECATUR_8 | [DSC]DISC2001, [DSC]FID_1993, [DSC]MAS_1994, [DSC] | Confirmed
DCATR | 138 | TOPOLOGY.TUETA.TU_E.DCATR.138.8107 | TUETA | TU_E | DECATUR_8X | [DSC]FID_1993, [LD]LXFMR1 | Confirmed
DCATR | 138 | TOPOLOGY.TUETA.TU_E.DCATR.138.8109 | TUETA | TU_E | DECATUR_8V | [LD]LXFMR2, [DSC]MAS_6127 | Confirmed
DCATR | 69 | TOPOLOGY.TUETA.TU_E.DCATR.69.BB1 | TUETA | TU_E | DECATUR1_9 | [DSC]DISC_677, [DSC]DISC_897, [DSC]DISC1302, [DSC] | Confirmed
DCDAM | 138 | TOPOLOGY.TUETA.TU_E.DCDAM.138.8506 | TUETA | TU_E | DCRDVA_DM_8W | [CB]FID_2116, [LD]LD2001 | Confirmed
DCDAM | 138 | TOPOLOGY.TUETA.TU_E.DCDAM.138.8509 | TUETA | TU_E | DCRDVA_DM_8V | [CB]8253, [LD]XFMR2 | Confirmed
DCKCV | 69 | TOPOLOGY.TUETA.TU_E.DCKCV.69.7706 | TUETA | TU_E | DUCKCOVE_9 | [DSC]AS_584, [LD]LDDCO | Confirmed
DCSES | 138 | TOPOLOGY.TUETA.TU_E.DCSES.138.0BB1 | TUETA | TU_E | DECRDOVA_8 | [DSC]DISC4429, [DSC]DISC4434, [DSC]DISC4459, [DSC] | Confirmed
DCSES | 24 | TOPOLOGY.TUETA.TU_E.DCSES.24.BB1U | TUETA | TU_E | DECRDOVA_1G | [UN]UNIT1, [XF]UXFMR1 | Confirmed
DCSES | 345 | TOPOLOGY.TUETA.TU_E.DCSES.345.BB1 | TUETA | TU_E | DECRDOVA_5 | [DSC]DISC4399, [DSC]DISC4409, [DSC]DISC4419, [DSC] | Confirmed
DCVSO | 138 | TOPOLOGY.TUETA.TU_E.DCVSO.138.7570 | TUETA | TU_E | DVILS1_8X | [LD]LD1101, [DSC]MLDB2212 | Confirmed
DCVSO | 138 | TOPOLOGY.TUETA.TU_E.DCVSO.138.7571 | TUETA | TU_E | DVILS1_8W | [LD]LD1100, [DSC]MLDB2214 | Confirmed
DCVSO | 138 | TOPOLOGY.TUETA.TU_E.DCVSO.138.BB1 | TUETA | TU_E | DVILS1_8 | [DSC]MLDB2212, [DSC]MLDB2214, [DSC]MLDB2215, [DSC] | Confirmed
DCVT1 | 69 | TOPOLOGY.TUETA.TU_E.DCVT1.69.BB1 | TUETA | TU_E | IRNBRGTA_9 | [DSC]AS_597, [DSC]AS_603, [DSC]AS_604 | Confirmed
DEALY | 138 | TOPOLOGY.TUETA.TU_E.DEALY.138.429 | TUETA | TU_E | DEALEY1_8Y | [LD]DEALY_LD1, [LD]LDF1, [DSC]MAS_121 | Confirmed
DEALY | 138 | TOPOLOGY.TUETA.TU_E.DEALY.138.431 | TUETA | TU_E | DEALEY1_8X | [LD]LDF2, [DSC]MAS_122 | Confirmed
DELEK | 138 | TOPOLOGY.TUETA.TU_E.DELEK.138.0600 | TUETA | TU_E | DELEK_L_A | [CB]D101, [LD]LD1 | New NodeKey
DELEK | 138 | TOPOLOGY.TUETA.TU_E.DELEK.138.0800 | TUETA | TU_E | DELEK_L_B | [CB]D201, [LD]LD2 | New NodeKey
DENAV | 69 | TOPOLOGY.TUETA.TU_E.DENAV.69.9072 | TUETA | TU_E | DENTN_AV1_9V | [LD]LD0600, [DSC]MAS_402 | Confirmed
DENAV | 69 | TOPOLOGY.TUETA.TU_E.DENAV.69.9073 | TUETA | TU_E | DENTN_AV1_9U | [LD]LD0601, [DSC]MAS_403 | Confirmed
DENAV | 69 | TOPOLOGY.TUETA.TU_E.DENAV.69.9074 | TUETA | TU_E | DENTN_AV1_9T | [LD]LD0602, [DSC]MAS_404 | Confirmed
DENAV | 69 | TOPOLOGY.TUETA.TU_E.DENAV.69.BB1 | TUETA | TU_E | DENTN_AV1_9 | [DSC]DISC_399, [DSC]DISC_409, [DSC]DISC_419, [DSC] | Confirmed
DENDR | 138 | TOPOLOGY.TUETA.TU_E.DENDR.138.BB1E | TUETA | TU_E | DENDR_E8 | [DSC]DISC_014, [DSC]DISC_034, [DSC]MAS_024 | Confirmed
DENDR | 138 | TOPOLOGY.TUETA.TU_E.DENDR.138.BB1W | TUETA | TU_E | DENDR_W8 | [DSC]DISC_011, [DSC]DISC_031, [DSC]MAS_021 | Confirmed
DENDR | 69 | TOPOLOGY.TUETA.TU_E.DENDR.69.0006 | TUETA | TU_E | DENDR1_9Y | [DSC]DISC_322, [DSC]DISC_372, [LD]LDF1 | Confirmed
DENDR | 69 | TOPOLOGY.TUETA.TU_E.DENDR.69.0011 | TUETA | TU_E | DENDR2_9X | [DSC]DISC_325, [DSC]DISC_375, [LD]LDF2 | Confirmed
DENDR | 69 | TOPOLOGY.TUETA.TU_E.DENDR.69.BB1 | TUETA | TU_E | DENDR1_9 | [DSC]DISC_106, [DSC]DISC_120, [DSC]DISC_121, [DSC] | Confirmed
DENDR | 69 | TOPOLOGY.TUETA.TU_E.DENDR.69.BB2 | TUETA | TU_E | DENDR2_9 | [DSC]DISC_124, [DSC]DISC_125, [DSC]DISC_126 | Confirmed
DENDR | 69 | TOPOLOGY.TUETA.TU_E.DENDR.69.BB3 | TUETA | TU_E | DENDRI_9 | [DSC]DISC_370, [DSC]DISC_371, [DSC]DISC_372, [DSC] | Confirmed
DESHR | 138 | TOPOLOGY.TUETA.TU_E.DESHR.138.7600 | TUETA | TU_E | DESHPR1_8V | [CB]1649, [LD]LD1201 | Confirmed
DESHR | 138 | TOPOLOGY.TUETA.TU_E.DESHR.138.7601 | TUETA | TU_E | DESHPR1_8U | [CB]1656, [LD]LD1200 | Confirmed
DESHR | 138 | TOPOLOGY.TUETA.TU_E.DESHR.138.BB1 | TUETA | TU_E | DESHPR1_8 | [CB]1656, [DSC]2923, [DSC]MAS_1658 | Confirmed
DESPR | 138 | TOPOLOGY.TUETA.TU_E.DESPR.138.7607 | TUETA | TU_E | DESPLR1_8X | [LD]LD1401, [DSC]MLDB1410 | Confirmed
DESPR | 138 | TOPOLOGY.TUETA.TU_E.DESPR.138.7608 | TUETA | TU_E | DESPLR1_8W | [LD]LD1400, [DSC]MLDB1420 | Confirmed
DESPR | 138 | TOPOLOGY.TUETA.TU_E.DESPR.138.BB3 | TUETA | TU_E | DESPLR1_8 | [DSC]MAS_1416, [DSC]MAS_1417, [DSC]MLDB1410, [DSC] | Confirmed
DESSW | 138 | TOPOLOGY.TUETA.TU_E.DESSW.138.BB1 | TUETA | TU_E | DESSW1_8X | [DSC]1569, [DSC]5464, [DSC]5494, [DSC]8719, [DSC]D | Confirmed
DESSW | 138 | TOPOLOGY.TUETA.TU_E.DESSW.138.BB2 | TUETA | TU_E | DESSW1_8W | [DSC]AS_1578, [DSC]AS_1602, [DSC]AS_1638 | Confirmed
DFWBE | 138 | TOPOLOGY.TUETA.TU_E.DFWBE.138.5531 | TUETA | TU_E | ATMEL2_T8Y | [DSC]LDB_5216, [LD]LDHTCHI2 | Confirmed
DFWBE | 138 | TOPOLOGY.TUETA.TU_E.DFWBE.138.5534 | TUETA | TU_E | ATMEL2_T8W | [DSC]LDB_5236, [LD]LDHTCHI1 | Confirmed
DFWBE | 138 | TOPOLOGY.TUETA.TU_E.DFWBE.138.BB1 | TUETA | TU_E | ATMEL2_T8 | [DSC]LDB_5216, [DSC]LS_5206, [DSC]LS_5226 | Confirmed
DFWBE | 138 | TOPOLOGY.TUETA.TU_E.DFWBE.138.BB2 | TUETA | TU_E | ATMEL1_T8 | [DSC]LDB_5236, [DSC]LS_5246, [DSC]LS_5266 | Confirmed
DFWNW | 138 | TOPOLOGY.TUETA.TU_E.DFWNW.138.5560 | TUETA | TU_E | DFW_NW_8X | [LD]LD2600, [DSC]MLDB2151 | Confirmed
DFWNW | 138 | TOPOLOGY.TUETA.TU_E.DFWNW.138.5561 | TUETA | TU_E | DFW_NW_8W | [CB]FID_2277, [LD]LD2601 | Confirmed
DFWNW | 138 | TOPOLOGY.TUETA.TU_E.DFWNW.138.BB1 | TUETA | TU_E | DFW_NW_8 | [DSC]2424, [DSC]MLDB2148, [DSC]MLDB2151 | Confirmed
DFWSW | 138 | TOPOLOGY.TUETA.TU_E.DFWSW.138.5547 | TUETA | TU_E | DFW_SW_8W | [LD]LD2200, [DSC]MLDB2144 | Confirmed
DFWSW | 138 | TOPOLOGY.TUETA.TU_E.DFWSW.138.5548 | TUETA | TU_E | DFW_SW_8V | [LD]LD2201, [DSC]MLDB2146 | Confirmed
DGLAS | 138 | TOPOLOGY.TUETA.TU_E.DGLAS.138.0041 | TUETA | TU_E | DOUGLAS_8X | [LD]LD2401, [DSC]MAS_1781 | Confirmed
DGLAS | 138 | TOPOLOGY.TUETA.TU_E.DGLAS.138.BB1 | TUETA | TU_E | DOUGLAS_8 | [DSC]MAS_1781, [DSC]MLDS1779, [DSC]MLDS1780 | Confirmed
DGNST | 138 | TOPOLOGY.TUETA.TU_E.DGNST.138.475 | TUETA | TU_E | DRAGON1_8Z | [CB]121, [LD]LDF1 | Confirmed
DGNST | 138 | TOPOLOGY.TUETA.TU_E.DGNST.138.477 | TUETA | TU_E | DRAGON1_8Y | [CB]122, [LD]LDF2 | Confirmed
DGNST | 138 | TOPOLOGY.TUETA.TU_E.DGNST.138.BB1 | TUETA | TU_E | DRAGON1_8 | [CB]121, [LN]4100_B, [DSC]MLDB_014, [CB]SCC1_CB | Confirmed
DGNST | 138 | TOPOLOGY.TUETA.TU_E.DGNST.138.BB2 | TUETA | TU_E | DRAGON2_8 | [CB]122, [LN]4110_A, [DSC]MLDB_024, [CB]SCC2_CB | Confirmed
DIALV | 138 | TOPOLOGY.TUETA.TU_E.DIALV.138.0006 | TUETA | TU_E | DIALVILL_8X | [CB]8237, [LD]LXFMR1 | Confirmed
DIALV | 69 | TOPOLOGY.TUETA.TU_E.DIALV.69.0BB1 | TUETA | TU_E | DIALVILL_9 | [DSC]DISC2020, [DSC]DISC2024, [DSC]DISC2101, [DSC] | Confirmed
DIBOL | 138 | TOPOLOGY.TUETA.TU_E.DIBOL.138.1BB1 | TUETA | TU_E | DIBOLL_8 | [CB]1_DIBLWT_CB, [DSC]MAS_1424, [DSC]MAS_1425, [DS | Confirmed
DIBOL | 138 | TOPOLOGY.TUETA.TU_E.DIBOL.138.9549 | TUETA | TU_E | DIBOLL_8U | [LD]LD_T1, [DSC]MAS_1424 | Confirmed
DIBOL | 138 | TOPOLOGY.TUETA.TU_E.DIBOL.138.9550 | TUETA | TU_E | DIBOLL_8T | [LD]LD1500, [DSC]MAS_1425 | Confirmed
DIBSP | 138 | TOPOLOGY.TUETA.TU_E.DIBSP.138.9540 | TUETA | TU_E | DIBOLSP_8Z | [LD]LD1, [DSC]MLDB1884 | Confirmed
DIBSP | 138 | TOPOLOGY.TUETA.TU_E.DIBSP.138.9541 | TUETA | TU_E | DIBOLSP_8Y | [LD]LD2, [DSC]MLDB1891 | Confirmed
DIBSP | 138 | TOPOLOGY.TUETA.TU_E.DIBSP.138.9542 | TUETA | TU_E | DIBOLSP_8X | [LD]LD3, [DSC]MLDB1893 | Confirmed
DIBSP | 138 | TOPOLOGY.TUETA.TU_E.DIBSP.138.BB1 | TUETA | TU_E | DIBOLSP_8 | [LN]1370_K, [DSC]MLDB1884, [DSC]MLDB1891, [DSC]MLD | Confirmed
DKCRK | 138 | TOPOLOGY.TUETA.TU_E.DKCRK.138.7421 | TUETA | TU_E | DUCKCK1_8 | [DSC]AS_2130, [LD]LD2130 | Confirmed
DLEON | 69 | TOPOLOGY.TUETA.TU_E.DLEON.69.8279 | TUETA | TU_E | DELEON_9X | [DSC]AS_1330, [ZBR]DEL_DLCO, [LD]LD0110 | Confirmed
DLEON | 69 | TOPOLOGY.TUETA.TU_E.DLEON.69.BB1 | TUETA | TU_E | DELEON_9 | [DSC]AS_1330, [DSC]MAS_1331, [DSC]MAS_1333 | Confirmed
DLMAG | 69 | TOPOLOGY.TUETA.TU_E.DLMAG.69.8275 | TUETA | TU_E | DELNMAG_9 | [DSC]AS_1336, [LD]LD8411 | Confirmed
DNCNV | 138 | TOPOLOGY.TUETA.TU_E.DNCNV.138.7523 | TUETA | TU_E | DVIL1_8X | [LD]LD1900, [DSC]MLDB2255 | Confirmed
DNCNV | 138 | TOPOLOGY.TUETA.TU_E.DNCNV.138.7524 | TUETA | TU_E | DVIL1_8W | [LD]LD1901, [DSC]MLDB2257 | Confirmed
DNCNV | 138 | TOPOLOGY.TUETA.TU_E.DNCNV.138.BB1 | TUETA | TU_E | DVIL1_8 | [DSC]MLDB2254, [DSC]MLDB2255, [DSC]MLDB2256, [DSC] | Confirmed
DNINR | 138 | TOPOLOGY.TUETA.TU_E.DNINR.138.5090 | TUETA | TU_E | DENISN_N_8X | [LD]LD1400, [DSC]MAS_1033 | Confirmed
DNINR | 138 | TOPOLOGY.TUETA.TU_E.DNINR.138.5091 | TUETA | TU_E | DENISN_N_8W | [LD]LD1401, [DSC]MAS_1046 | Confirmed
DNINR | 138 | TOPOLOGY.TUETA.TU_E.DNINR.138.BB1 | TUETA | TU_E | DENISN_N_8 | [DSC]MAS_1033, [DSC]MAS_1046, [DSC]MLDB1062, [DSC] | Confirmed
DNISN | 138 | TOPOLOGY.TUETA.TU_E.DNISN.138.5095 | TUETA | TU_E | DENISN_8X | [LD]LD1200, [DSC]MLDB1674 | Confirmed
DNISN | 138 | TOPOLOGY.TUETA.TU_E.DNISN.138.5096 | TUETA | TU_E | DENISN_8W | [LD]LD1201, [DSC]MLDB1678 | Confirmed
DNISN | 138 | TOPOLOGY.TUETA.TU_E.DNISN.138.BB1 | TUETA | TU_E | DENISN_8 | [DSC]MAS_1675, [DSC]MAS_1677, [DSC]MLDB1674, [DSC] | Confirmed
DNIWS | 138 | TOPOLOGY.TUETA.TU_E.DNIWS.138.5077 | TUETA | TU_E | DENISN_W1_8X | [LD]LD1600, [DSC]MAS_1104 | Confirmed
DNIWS | 138 | TOPOLOGY.TUETA.TU_E.DNIWS.138.BB1 | TUETA | TU_E | DENISN_W1_8 | [DSC]MAS_1084, [DSC]MAS_1085, [DSC]MAS_1104 | Confirmed
DPREA | 138 | TOPOLOGY.TUETA.TU_E.DPREA.138.5187 | TUETA | TU_E | DEPORT_P8X | [LD]LD2401, [DSC]MAS_2456 | Confirmed
DPREA | 138 | TOPOLOGY.TUETA.TU_E.DPREA.138.BB1 | TUETA | TU_E | DEPORT_P8 | [DSC]MAS_2455, [DSC]MAS_2456, [DSC]MAS_2457 | Confirmed
DSHAM | 69 | TOPOLOGY.TUETA.TU_E.DSHAM.69.7952 | TUETA | TU_E | DIAMNDSH_9Z | [DSC]AS_3182, [LD]DSHAM_LD1, [LD]LDDSHM | Confirmed
DUBLN | 138 | TOPOLOGY.TUETA.TU_E.DUBLN.138.0BB1 | TUETA | TU_E | DUBLIN1_8 | [DSC]MAS_2194, [DSC]MAS_2209, [DSC]MLDB2207, [DSC] | Confirmed
DUBLN | 138 | TOPOLOGY.TUETA.TU_E.DUBLN.138.8289 | TUETA | TU_E | DUBLIN1_8X | [LD]LD2214, [DSC]MAS_2194 | Confirmed
DUBLN | 69 | TOPOLOGY.TUETA.TU_E.DUBLN.69.BB1 | TUETA | TU_E | DUBLIN1_9 | [DSC]DISC1229, [DSC]DISC1239, [DSC]DISC1279 | Confirmed
DUVAL | 69 | TOPOLOGY.TUETA.TU_E.DUVAL.69.9081 | TUETA | TU_E | DUVAL1_9U | [LD]LD0421, [DSC]MAS_163 | Confirmed
DUVAL | 69 | TOPOLOGY.TUETA.TU_E.DUVAL.69.9082 | TUETA | TU_E | DUVAL1_9T | [LD]LD0420, [DSC]MAS_164 | Confirmed
DUVAL | 69 | TOPOLOGY.TUETA.TU_E.DUVAL.69.9083 | TUETA | TU_E | DUVAL1_9S | [LD]LD0422, [DSC]MAS_174 | Confirmed
DUVAL | 69 | TOPOLOGY.TUETA.TU_E.DUVAL.69.9084 | TUETA | TU_E | DUVAL1_9R | [LD]LD0423, [DSC]MAS_175 | Confirmed
DUVAL | 69 | TOPOLOGY.TUETA.TU_E.DUVAL.69.BB1 | TUETA | TU_E | DUVAL1_9Y | [DSC]DISC_139, [DSC]MAS_164, [DSC]MAS_165 | Confirmed
DUVAL | 69 | TOPOLOGY.TUETA.TU_E.DUVAL.69.BB2 | TUETA | TU_E | DUVAL1_9 | [DSC]DISC_119, [DSC]MAS_162, [DSC]MAS_163, [DSC]MA | Confirmed
DUVAL | 69 | TOPOLOGY.TUETA.TU_E.DUVAL.69.BB3 | TUETA | TU_E | DUVAL1_9Z | [DSC]DISC_109, [DSC]MAS_174, [DSC]MAS_175, [ZBR]SP | Confirmed
ECTOR | 69 | TOPOLOGY.TUETA.TU_E.ECTOR.69.5182 | TUETA | TU_E | ECTOR1_9X | [DSC]AS_513, [LD]LD1200 | Confirmed
ECTOR | 69 | TOPOLOGY.TUETA.TU_E.ECTOR.69.BB1 | TUETA | TU_E | ECTOR1_9 | [DSC]AS_513, [DSC]AS_520, [DSC]AS_521 | Confirmed
ECTPD | 138 | TOPOLOGY.TUETA.TU_E.ECTPD.138.0004 | TUETA | TU_E | ECTOR_P8Y | [DSC]7033, [LD]LD1 | Confirmed
EDDY | 69 | TOPOLOGY.TUETA.TU_E.EDDY.69.0002 | TUETA | TU_E | EDDY1_9Y | [DSC]AS_721, [LD]LD1 | Confirmed
EDDY | 69 | TOPOLOGY.TUETA.TU_E.EDDY.69.0629 | TUETA | TU_E | EDDY1_9V | [DSC]AS_698, [LD]LD2 | Confirmed
EDDY | 69 | TOPOLOGY.TUETA.TU_E.EDDY.69.BB1 | TUETA | TU_E | EDDY1_9Z | [DSC]AS_685, [DSC]AS_698, [DSC]MAS_722 | Confirmed
EDGCF | 138 | TOPOLOGY.TUETA.TU_E.EDGCF.138.0001 | TUETA | TU_E | EDGECLF1_8X | [CB]FID_488, [LD]LD2220 | Confirmed
EDGCF | 138 | TOPOLOGY.TUETA.TU_E.EDGCF.138.9181 | TUETA | TU_E | EDGECLF1_8U | [CB]FID_486, [LD]LD2200 | Confirmed
EDGCF | 138 | TOPOLOGY.TUETA.TU_E.EDGCF.138.9182 | TUETA | TU_E | EDGECLF2_8T | [CB]FID_487, [LD]LD2210 | Confirmed
EDGCF | 138 | TOPOLOGY.TUETA.TU_E.EDGCF.138.BB1 | TUETA | TU_E | EDGECLF1_8 | [DSC]MAS_542, [DSC]MAS_552, [DSC]MAS_553, [DSC]MAS | Confirmed
EDGCF | 138 | TOPOLOGY.TUETA.TU_E.EDGCF.138.BB2 | TUETA | TU_E | EDGECLF2_8 | [CB]FID_487, [DSC]MAS_554, [DSC]MAS_555 | Confirmed
EDGWD | 138 | TOPOLOGY.TUETA.TU_E.EDGWD.138.7675 | TUETA | TU_E | EDGEWOOD_8X | [LD]LD1100, [DSC]MAS_2341 | Confirmed
EFPMP | 138 | TOPOLOGY.TUETA.TU_E.EFPMP.138.6639 | TUETA | TU_E | ELMFK2_8Z | [LD]LD160, [DSC]MLDB_160 | Confirmed
EFPMP | 138 | TOPOLOGY.TUETA.TU_E.EFPMP.138.6640 | TUETA | TU_E | ELMFK2_8Y | [LD]LD575, [DSC]MLDB_575 | Confirmed
EFPNR | 138 | TOPOLOGY.TUETA.TU_E.EFPNR.138.6615 | TUETA | TU_E | ELMFKN2_8 | [DSC]AS_3455, [LD]LD3455 | Confirmed
EFPNR | 138 | TOPOLOGY.TUETA.TU_E.EFPNR.138.6616 | TUETA | TU_E | ELMFKN1_8 | [DSC]AS_3457, [LD]LD3457 | Confirmed
EGFRD | 138 | TOPOLOGY.TUETA.TU_E.EGFRD.138.7562 | TUETA | TU_E | EGLFD2_8X | [CB]FID_6120, [LD]LXFMR1 | Confirmed
EGFRD | 138 | TOPOLOGY.TUETA.TU_E.EGFRD.138.BB1 | TUETA | TU_E | EGLFD2_8 | [CB]FID_6120, [DSC]MAS_6121, [DSC]MAS_6122 | Confirmed
EGFRD | 138 | TOPOLOGY.TUETA.TU_E.EGFRD.138.BB2 | TUETA | TU_E | EGLFD1_8 | [DSC]MAS_6122, [DSC]MAS_6123, [DSC]MAS_6124 | Confirmed
ELCTR | 69 | TOPOLOGY.TUETA.TU_E.ELCTR.69.4870 | TUETA | TU_E | ELECTRA_9Y | [DSC]2706, [DSC]4871, [DSC]4872 | Confirmed
ELCTR | 69 | TOPOLOGY.TUETA.TU_E.ELCTR.69.8022 | TUETA | TU_E | ELECTRA_9X | [DSC]1696, [LD]ELCTR_LD1, [LD]LD1200 | Confirmed
ELCTR | 69 | TOPOLOGY.TUETA.TU_E.ELCTR.69.BB1 | TUETA | TU_E | ELECTRA_9 | [DSC]1696, [DSC]4859, [DSC]4862, [DSC]4869, [DSC]4 | Confirmed
ELGIN | 138 | TOPOLOGY.TUETA.TU_E.ELGIN.138.0112 | TUETA | TU_E | ELGIN_L_A | [CB]1041, [LD]LXFMR2 | New NodeKey
ELGIN | 69 | TOPOLOGY.TUETA.TU_E.ELGIN.69.0106 | TUETA | TU_E | ELGIN_L_B | [CB]1036, [LD]LXFMR1 | New NodeKey
ELGSW | 138 | TOPOLOGY.TUETA.TU_E.ELGSW.138.0BB1 | TUETA | TU_E | ELGIN_SS__8 | [DSC]DISC3099, [DSC]DISC4689, [DSC]DISC5659, [DSC] | Confirmed
ELGSW | 69 | TOPOLOGY.TUETA.TU_E.ELGSW.69.BB1 | TUETA | TU_E | ELGIN_SS__9 | [DSC]AS_3108, [DSC]BT3156_DIS, [DSC]MAS_3106 | Confirmed
ELGSW | 69 | TOPOLOGY.TUETA.TU_E.ELGSW.69.BB2 | TUETA | TU_E | ELGIN_SS__9Z | [DSC]AS_3108, [DSC]BT3156_DIS2, [DSC]MAS_3148, [DS | Confirmed
ELKGF | 69 | TOPOLOGY.TUETA.TU_E.ELKGF.69.9896 | TUETA | TU_E | ELKGULF_9 | [DSC]AS_364, [LD]LDEG1 | Confirmed
ELKHR | 69 | TOPOLOGY.TUETA.TU_E.ELKHR.69.9854 | TUETA | TU_E | ELKHART_9X | [DSC]AS_976, [LD]LD1200 | Confirmed
ELKHR | 69 | TOPOLOGY.TUETA.TU_E.ELKHR.69.BB1 | TUETA | TU_E | ELKHART_9 | [DSC]AS_976, [DSC]MAS_917, [DSC]MAS_968, [CB]SC001 | Confirmed
ELKTN | 138 | TOPOLOGY.TUETA.TU_E.ELKTN.138.0BB2 | TUETA | TU_E | ELKTON_E8 | [DSC]DISC1921, [DSC]DISC1955, [DSC]DISC2102, [DSC] | Confirmed
ELKTN | 138 | TOPOLOGY.TUETA.TU_E.ELKTN.138.1BB1 | TUETA | TU_E | ELKTON_8 | [DSC]DISC2101, [DSC]DISC2104, [DSC]MAS_2108 | Confirmed
ELKTN | 138 | TOPOLOGY.TUETA.TU_E.ELKTN.138.9391 | TUETA | TU_E | ELKTON_E8G | [LD]LD2500, [DSC]MAS_1070 | Confirmed
ELKTN | 138 | TOPOLOGY.TUETA.TU_E.ELKTN.138.9392 | TUETA | TU_E | ELKTON_E8H | [LD]LD2501, [DSC]MAS_1071 | Confirmed
ELKTN | 138 | TOPOLOGY.TUETA.TU_E.ELKTN.138.BB3 | TUETA | TU_E | ELKTON_W8 | [DSC]DISC1923, [DSC]DISC1929, [DSC]DISC2099, [DSC] | Confirmed
ELKTN | 138 | TOPOLOGY.TUETA.TU_E.ELKTN.138.BB4 | TUETA | TU_E | ELKTON_E8A | [DSC]MAS_1070, [DSC]MAS_1071, [DSC]MLDB1069, [DSC] | Confirmed
ELKTN | 345 | TOPOLOGY.TUETA.TU_E.ELKTN.345.0BB1 | TUETA | TU_E | ELKTON_5 | [DSC]DISC4899, [DSC]MAS_4904, [DSC]MLDB4903 | Confirmed
ELMOT | 138 | TOPOLOGY.TUETA.TU_E.ELMOT.138.2BB1 | TUETA | TU_E | ELM_MOTT__8 | [DSC]AS_2894, [DSC]DISC2829, [DSC]DISC2859, [DSC]D | Confirmed
ELMOT | 138 | TOPOLOGY.TUETA.TU_E.ELMOT.138.CAP1 | TUETA | TU_E | ELM_MOTT__8U | [DSC]AS_3976, [CB]CB_3975, [DSC]MLDB3977 | Confirmed
ELMOT | 345 | TOPOLOGY.TUETA.TU_E.ELMOT.345.1BB1 | TUETA | TU_E | ELM_MOTT__5 | [DSC]DISC3574, [DSC]MAS_2827, [DSC]MLDB3577 | Confirmed
ELMOT | 69 | TOPOLOGY.TUETA.TU_E.ELMOT.69.0BB1 | TUETA | TU_E | ELM_MOTT__9 | [DSC]DISC2719, [DSC]DISC2739, [DSC]DISC2749 | Confirmed
ELVSW | 138 | TOPOLOGY.TUETA.TU_E.ELVSW.138.BB1E | TUETA | TU_E | ELEVEE_E8 | [DSC]54, [DSC]DISC_004, [DSC]DISC_030, [DSC]DISC_0 | Confirmed
ELVSW | 138 | TOPOLOGY.TUETA.TU_E.ELVSW.138.BB1W | TUETA | TU_E | ELEVEE_W8 | [DSC]41, [DSC]DISC_001, [DSC]DISC_011, [DSC]DISC_0 | Confirmed
EMMCP | 138 | TOPOLOGY.TUETA.TU_E.EMMCP.138.8911 | TUETA | TU_E | EMCS1_8Z | [CB]FID_518, [LD]LDCOM1 | Confirmed
EMORY | 138 | TOPOLOGY.TUETA.TU_E.EMORY.138.534 | TUETA | TU_E | EMORY_8X | [LD]LD1201, [DSC]MAS_2219 | Confirmed
EMORY | 138 | TOPOLOGY.TUETA.TU_E.EMORY.138.7668 | TUETA | TU_E | EMORY_8W | [LD]LD1200, [DSC]MAS_2088 | Confirmed
EMPCT | 138 | TOPOLOGY.TUETA.TU_E.EMPCT.138.7167 | TUETA | TU_E | EPCNT2_8 | [CB]FID_121, [LD]LDF1, [CB]SCC1_CB | Confirmed
EMPCT | 138 | TOPOLOGY.TUETA.TU_E.EMPCT.138.7168 | TUETA | TU_E | EPCNT1_8 | [CB]FID_122, [LD]LDF2, [CB]SCC2_CB | Confirmed
EMPOD | 138 | TOPOLOGY.TUETA.TU_E.EMPOD.138.BB1 | TUETA | TU_E | EMORYNOR_8 | [DSC]AS_6118, [DSC]AS_6119, [DSC]LS_6117 | Confirmed
EMPOD | 138 | TOPOLOGY.TUETA.TU_E.EMPOD.138.BB2 | TUETA | TU_E | EMORYNOR_8X | [DSC]AS_6118, [LD]LDEMPOD | Confirmed
EMSES | 138 | TOPOLOGY.TUETA.TU_E.EMSES.138.BB1E | TUETA | TU_E | EAGLEMNT1_8 | [DSC]DISC_509, [DSC]DISC_519, [DSC]DISC_529, [DSC] | Confirmed
EMSES | 138 | TOPOLOGY.TUETA.TU_E.EMSES.138.BB1W | TUETA | TU_E | EAGLEMNT_W8Z | [DSC]7639, [DSC]DISC_539, [DSC]DISC_549, [DSC]DISC | Confirmed
EMSES | 15.5 | TOPOLOGY.TUETA.TU_E.EMSES.15.5.BB1U | TUETA | TU_E | EAGLEMNT_1G | [UN]UNIT1, [XF]UXFMR1A, [XF]UXFMR1B | Confirmed
EMSES | 20 | TOPOLOGY.TUETA.TU_E.EMSES.20.BB2U | TUETA | TU_E | EAGLEMNT_3G | [UN]UNIT2, [XF]UXFMR2A, [XF]UXFMR2B | Confirmed
EMSES | 20 | TOPOLOGY.TUETA.TU_E.EMSES.20.BB3U | TUETA | TU_E | EAGLEMNT_2G | [UN]UNIT3, [XF]UXFMR3 | Confirmed
EMSES | 345 | TOPOLOGY.TUETA.TU_E.EMSES.345.0BB1 | TUETA | TU_E | EAGLEMNT1_5 | [DSC]7574, [DSC]8179, [DSC]MAS_575 | Confirmed
ENLOT | 69 | TOPOLOGY.TUETA.TU_E.ENLOT.69.BB1 | TUETA | TU_E | ENLOE_T9X | [DSC]6254, [LD]LD1901 | Confirmed
ENLOT | 69 | TOPOLOGY.TUETA.TU_E.ENLOT.69.BB2 | TUETA | TU_E | ENLOE_T9 | [DSC]6253, [DSC]6254, [DSC]6255 | Confirmed
ENNIS | 138 | TOPOLOGY.TUETA.TU_E.ENNIS.138.0BB1 | TUETA | TU_E | ENNS_8 | [DSC]MAS_551, [DSC]MAS_87, [DSC]MAS_89, [DSC]MLDS_ | Confirmed
ENNIS | 138 | TOPOLOGY.TUETA.TU_E.ENNIS.138.5759 | TUETA | TU_E | ENNS_8X | [LD]LD1900, [DSC]MAS_87 | Confirmed
ENNIS | 138 | TOPOLOGY.TUETA.TU_E.ENNIS.138.5760 | TUETA | TU_E | ENNS_8W | [LD]LD1901, [DSC]MAS_89 | Confirmed
ENSSE | 138 | TOPOLOGY.TUETA.TU_E.ENSSE.138.0009 | TUETA | TU_E | ENNS_SE_8V | [CB]8198, [LD]LXFMR1 | Confirmed
ENSSO | 138 | TOPOLOGY.TUETA.TU_E.ENSSO.138.5754 | TUETA | TU_E | ENNS_S_8V | [LD]LXFMR1, [DSC]MLDB_693 | Confirmed
ENSSO | 138 | TOPOLOGY.TUETA.TU_E.ENSSO.138.5755 | TUETA | TU_E | ENNS_S_8U | [DSC]FID_702, [LD]LXFMR2 | Confirmed
ENSSO | 138 | TOPOLOGY.TUETA.TU_E.ENSSO.138.BB3 | TUETA | TU_E | ENNS_S_8Y | [DSC]MAS_696, [DSC]MLDB_693, [DSC]MOAS_701 | Confirmed
ENSSO | 138 | TOPOLOGY.TUETA.TU_E.ENSSO.138.BB4 | TUETA | TU_E | ENNS_S_8X | [DSC]FID_702, [DSC]MAS_694, [DSC]MOAS_701 | Confirmed
ENSSW | 138 | TOPOLOGY.TUETA.TU_E.ENSSW.138.BB1 | TUETA | TU_E | ENNSSW_8 | [DSC]DISC4134, [DSC]DISC4144, [DSC]DISC4154, [DSC] | Confirmed
ENTOH | 138 | TOPOLOGY.TUETA.TU_E.ENTOH.138.7351 | TUETA | TU_E | ENET1_8Z | [CB]FID_121, [LD]LDF1 | Confirmed
ENTOH | 138 | TOPOLOGY.TUETA.TU_E.ENTOH.138.7352 | TUETA | TU_E | ENET2_8Y | [CB]FID_122, [LD]LDF2 | Confirmed
ENTPI | 138 | TOPOLOGY.TUETA.TU_E.ENTPI.138.5519 | TUETA | TU_E | ENTRPRC_P8Y | [DSC]6204, [LD]LDENTPI | Confirmed
ENTUG | 138 | TOPOLOGY.TUETA.TU_E.ENTUG.138.7358 | TUETA | TU_E | ENET1_8C | [CB]FID_2121, [LD]LDF700 | Confirmed
ENTUG | 138 | TOPOLOGY.TUETA.TU_E.ENTUG.138.7359 | TUETA | TU_E | ENET2_8C | [CB]FID_2221, [LD]LDF701 | Confirmed
ENTUG | 138 | TOPOLOGY.TUETA.TU_E.ENTUG.138.7360 | TUETA | TU_E | ENET3_8U | [CB]FID_2321, [LD]LDF702 | Confirmed
ENWSW | 138 | TOPOLOGY.TUETA.TU_E.ENWSW.138.BB4 | TUETA | TU_E | ENNS_W_8X | [DSC]7116, [DSC]7126, [DSC]7128 | Confirmed
EPDC | 138 | TOPOLOGY.TUETA.TU_E.EPDC.138.BB1 | TUETA | TU_E | EPDC1_8U | [CB]CB4720, [LD]LD381 | Confirmed
EPDC | 138 | TOPOLOGY.TUETA.TU_E.EPDC.138.BB2 | TUETA | TU_E | EPDC1_8A | [CB]CB4220, [LD]LD382, [CB]SCCAP1_CB, [CB]SCCAP2_C | Confirmed
EPDC | 138 | TOPOLOGY.TUETA.TU_E.EPDC.138.BB3 | TUETA | TU_E | EPDC3_8T | [CB]CB230, [LD]LD383 | Confirmed
ESFLT | 138 | TOPOLOGY.TUETA.TU_E.ESFLT.138.7106 | TUETA | TU_E | ESIDE2_8Y | [DSC]AS_1153, [LD]XFMR2 | Confirmed
ESFLT | 138 | TOPOLOGY.TUETA.TU_E.ESFLT.138.7107 | TUETA | TU_E | ESIDE2_8X | [DSC]AS_1559, [LD]XFMR3 | Confirmed
ESFLT | 138 | TOPOLOGY.TUETA.TU_E.ESFLT.138.7108 | TUETA | TU_E | ESIDE2_8W | [DSC]AS_279, [LD]XFMR1 | Confirmed
ESTLD | 69 | TOPOLOGY.TUETA.TU_E.ESTLD.69.BB1 | TUETA | TU_E | ESTLD_9B | [LD]LD3600, [DSC]MAS_1924 | Confirmed
ETCCS | 13.8 | TOPOLOGY.TUETA.TU_E.ETCCS.13.8.0001 | TUETA | TU_E | ENNSTRAC_2G | [UN]UNIT1, [XF]XF1 | Confirmed
ETCCS | 138 | TOPOLOGY.TUETA.TU_E.ETCCS.138.0005 | TUETA | TU_E | ENNSTRAC_8C | [CB]7135, [LD]LD1 | Confirmed
ETCCS | 138 | TOPOLOGY.TUETA.TU_E.ETCCS.138.P138 | TUETA | TU_E | ENNSTRAC_8A | [DSC]7128, [DSC]7129, [DSC]7134, [DSC]7139 | Confirmed
ETCCS | 16 | TOPOLOGY.TUETA.TU_E.ETCCS.16.0006 | TUETA | TU_E | ENNSTRAC_1G | [UN]CT1, [XF]CXF1 | Confirmed
EULES | 138 | TOPOLOGY.TUETA.TU_E.EULES.138.8781 | TUETA | TU_E | EULESS_8R | [CB]FID_1776, [LD]LXFMR4 | Confirmed
EULES | 138 | TOPOLOGY.TUETA.TU_E.EULES.138.8782 | TUETA | TU_E | EULESS_8Q | [LD]LXFMR2, [DSC]MAS_2056 | Confirmed
EULES | 138 | TOPOLOGY.TUETA.TU_E.EULES.138.8783 | TUETA | TU_E | EULESS_8P | [LD]LXFMR1, [DSC]MAS_2066 | Confirmed
EULES | 138 | TOPOLOGY.TUETA.TU_E.EULES.138.8784 | TUETA | TU_E | EULESS_8O | [LD]LXFMR3, [DSC]MLDB2076 | Confirmed
EULES | 138 | TOPOLOGY.TUETA.TU_E.EULES.138.BB1 | TUETA | TU_E | EULESS_8Z | [DSC]AS_4217, [DSC]DISC4224, [DSC]DISC4234, [DSC]D | Confirmed
EULES | 138 | TOPOLOGY.TUETA.TU_E.EULES.138.BB2 | TUETA | TU_E | EULESS_8 | [DSC]AS_4218, [DSC]DISC4204, [DSC]DISC4214, [DSC]D | Confirmed
EULES | 138 | TOPOLOGY.TUETA.TU_E.EULES.138.BB3 | TUETA | TU_E | EULESS_8Y | [DSC]AS_2239, [DSC]AS_4217, [DSC]AS_4218, [DSC]MAS | Confirmed
EULSO | 138 | TOPOLOGY.TUETA.TU_E.EULSO.138.9012 | TUETA | TU_E | EULESS_S_8V | [DSC]FID_2012, [LD]LD9100 | Confirmed
EULSO | 138 | TOPOLOGY.TUETA.TU_E.EULSO.138.9013 | TUETA | TU_E | EULESS_S_8U | [DSC]FID_2017, [LD]LD9101 | Confirmed
EULSO | 138 | TOPOLOGY.TUETA.TU_E.EULSO.138.BB1 | TUETA | TU_E | EULESS_S_8Z | [DSC]FID_2012, [DSC]FID_2017, [DSC]MAS_2014, [DSC] | Confirmed
EULSO | 138 | TOPOLOGY.TUETA.TU_E.EULSO.138.BB2 | TUETA | TU_E | EULESS_S_8 | [LN]6435_E, [DSC]LB_2016, [DSC]MAS_2015, [CB]SC1A_ | Confirmed
EUSTC | 138 | TOPOLOGY.TUETA.TU_E.EUSTC.138.9598 | TUETA | TU_E | EUSTACE_8X | [LD]LD2401, [DSC]TR1447_DIS | Confirmed
EUSTC | 138 | TOPOLOGY.TUETA.TU_E.EUSTC.138.9599 | TUETA | TU_E | EUSTACE_8W | [LD]LD2402, [DSC]TR1449_DIS | Confirmed
EUSTC | 138 | TOPOLOGY.TUETA.TU_E.EUSTC.138.BB3 | TUETA | TU_E | EUSTACE_8 | [DSC]MAS_1436, [DSC]MAS_1437, [DSC]MAS_1474, [DSC] | Confirmed
EVRSW | 138 | TOPOLOGY.TUETA.TU_E.EVRSW.138.1BB1 | TUETA | TU_E | EVRMAN_A8 | [DSC]7744, [DSC]AS_4499, [DSC]DISC4519, [DSC]DISC4 | Confirmed
EVRSW | 138 | TOPOLOGY.TUETA.TU_E.EVRSW.138.1BB2 | TUETA | TU_E | EVRMAN_B8 | [DSC]7739, [DSC]AS_7749, [DSC]DISC4509, [DSC]DISC4 | Confirmed
EVRSW | 345 | TOPOLOGY.TUETA.TU_E.EVRSW.345.0BB1 | TUETA | TU_E | EVRMAN_W5 | [DSC]DISC6109, [DSC]DISC6124, [DSC]DISC6129, [DSC] | Confirmed
EVRSW | 345 | TOPOLOGY.TUETA.TU_E.EVRSW.345.0BB2 | TUETA | TU_E | EVRMAN_E5 | [DSC]AS_6113, [DSC]DISC6119, [DSC]DISC6134, [DSC]D | Confirmed
EZACH | 138 | TOPOLOGY.TUETA.TU_E.EZACH.138.550 | TUETA | TU_E | EZACH2_8Z | [LD]LDF1, [DSC]MAS_121 | Confirmed
EZACH | 138 | TOPOLOGY.TUETA.TU_E.EZACH.138.552 | TUETA | TU_E | EZACH2_8Y | [LD]LDF2, [DSC]MAS_122 | Confirmed
EZACH | 138 | TOPOLOGY.TUETA.TU_E.EZACH.138.BB1 | TUETA | TU_E | EZACH2_8 | [LN]3670_A, [DSC]MAS_121, [DSC]MLDB_014, [CB]SCC1_ | Confirmed
EZACH | 138 | TOPOLOGY.TUETA.TU_E.EZACH.138.BB2 | TUETA | TU_E | EZACH1_8 | [LN]3680_B, [DSC]MAS_122, [DSC]MLDB_024, [CB]SCC2_ | Confirmed
FARAR | 138 | TOPOLOGY.TUETA.TU_E.FARAR.138.BB3 | TUETA | TU_E | FARRAR_P__8 | [DSC]20A, [DSC]20B, [DSC]M20_BYPASS, [CB]M20_CS | Confirmed
FARON | 138 | TOPOLOGY.TUETA.TU_E.FARON.138.BB1 | TUETA | TU_E | FARON2_8 | [LD]LD4000, [DSC]MAS_565, [DSC]MLDB_564 | Confirmed
FARON | 138 | TOPOLOGY.TUETA.TU_E.FARON.138.BB2 | TUETA | TU_E | FARON1_8 | [LD]LD4001, [DSC]MAS_565, [DSC]MLDB_566 | Confirmed
FCRSW | 138 | TOPOLOGY.TUETA.TU_E.FCRSW.138.BB1 | TUETA | TU_E | FSHCRK1_8 | [DSC]DISC_044, [DSC]MAS_016, [DSC]MAS_121 | Confirmed
FCRSW | 69 | TOPOLOGY.TUETA.TU_E.FCRSW.69.BB1E | TUETA | TU_E | FSHCRK1_9Y | [DSC]DISC_151, [DSC]DISC_153, [DSC]DISC_154 | Confirmed
FCRSW | 69 | TOPOLOGY.TUETA.TU_E.FCRSW.69.BB1W | TUETA | TU_E | FSHCRK1_9X | [DSC]DISC_101, [DSC]DISC_103, [DSC]DISC_104 | Confirmed
FERIS | 69 | TOPOLOGY.TUETA.TU_E.FERIS.69.5790 | TUETA | TU_E | FERRISSW_9W | [DSC]AS_242, [LD]XFMR2 | Confirmed
FERIS | 69 | TOPOLOGY.TUETA.TU_E.FERIS.69.5791 | TUETA | TU_E | FERRISSW_9V | [CB]FID_243, [LD]XFMR1 | Confirmed
FERIS | 69 | TOPOLOGY.TUETA.TU_E.FERIS.69.BB1 | TUETA | TU_E | FERRISSW_9 | [DSC]AS_2402, [DSC]AS_242, [DSC]AS_31, [DSC]AS_80, | Confirmed
FGRSW | 13.8 | TOPOLOGY.TUETA.TU_E.FGRSW.13.8.BB1 | TUETA | TU_E | FOREGROV_DA | [CB]CB_R8881, [CB]CB_R8882, [DSC]TRT3_DIS | Confirmed
FGRSW | 138 | TOPOLOGY.TUETA.TU_E.FGRSW.138.1BB1 | TUETA | TU_E | FOREGROV_8 | [DSC]DISC5504, [DSC]DISC5514, [DSC]DISC5554, [DSC] | Confirmed
FGRSW | 138 | TOPOLOGY.TUETA.TU_E.FGRSW.138.BB3 | TUETA | TU_E | FOREGROV_8Y | [DSC]AS_5512, [DSC]AS_5523, [DSC]DISC5506 | Confirmed
FHLSW | 138 | TOPOLOGY.TUETA.TU_E.FHLSW.138.0BB1 | TUETA | TU_E | FRSTHILL_8Y | [LD]LD1300, [DSC]MAS_4054, [DSC]MAS_4055 | Confirmed
FHLSW | 138 | TOPOLOGY.TUETA.TU_E.FHLSW.138.0BB2 | TUETA | TU_E | FRSTHILL_8X | [LD]LD1301, [DSC]MAS_4055, [DSC]MAS_4056 | Confirmed
FHLSW | 69 | TOPOLOGY.TUETA.TU_E.FHLSW.69.BB1 | TUETA | TU_E | FRSTHILL_9 | [DSC]DISC_299, [DSC]DISC_319, [DSC]DISC_359, [DSC] | Confirmed
FINK | 138 | TOPOLOGY.TUETA.TU_E.FINK.138.5070 | TUETA | TU_E | FINK_8Z | [CB]FID_948, [LD]LD1801 | Confirmed
FINK | 138 | TOPOLOGY.TUETA.TU_E.FINK.138.5071 | TUETA | TU_E | FINK_8Y | [CB]FID_949, [LD]LD1800 | Confirmed
FLINT | 138 | TOPOLOGY.TUETA.TU_E.FLINT.138.0002 | TUETA | TU_E | FLINTSUB_8Z | [CB]8173, [LD]LXFMR1 | Confirmed
FLMSO | 138 | TOPOLOGY.TUETA.TU_E.FLMSO.138.0005 | TUETA | TU_E | FLWRMNDS1_8X | [CB]7693, [LD]LXFMR1 | Confirmed
FLSSN | 69 | TOPOLOGY.TUETA.TU_E.FLSSN.69.9310 | TUETA | TU_E | FILE_SIN1_9Y | [DSC]AIRSW_93, [LD]LDA1 | Confirmed
FMRVL | 345 | TOPOLOGY.TUETA.TU_E.FMRVL.345.0010 | TUETA | TU_E | FARMVLSW_S5U | [DSC]7311, [DSC]7312, [DSC]7316 | Confirmed
FMRVL | 345 | TOPOLOGY.TUETA.TU_E.FMRVL.345.BB1N | TUETA | TU_E | FARMVLSW_5 | [DSC]7244, [DSC]7264, [DSC]7284, [DSC]7304 | Confirmed
FMRVL | 345 | TOPOLOGY.TUETA.TU_E.FMRVL.345.BB1S | TUETA | TU_E | FARMVLSW_S5 | [DSC]7254, [DSC]7274, [DSC]7294, [DSC]7314 | Confirmed
FORSW | 138 | TOPOLOGY.TUETA.TU_E.FORSW.138.9BB1 | TUETA | TU_E | FRNY1_8T | [LD]LXFMR4, [DSC]MAS_2684 | Confirmed
FORSW | 138 | TOPOLOGY.TUETA.TU_E.FORSW.138.9BB2 | TUETA | TU_E | FRNY1_8S | [CB]FID_2668, [LD]LXFMR5 | Confirmed
FORSW | 138 | TOPOLOGY.TUETA.TU_E.FORSW.138.BB1 | TUETA | TU_E | FRNY1_8 | [DSC]AS_2657, [DSC]DISC2659, [DSC]DISC2669, [DSC]D | Confirmed
FORSW | 138 | TOPOLOGY.TUETA.TU_E.FORSW.138.BB3 | TUETA | TU_E | FRNY1_8A | [DSC]AS_2657, [DSC]AS_2658, [CB]FID_2668, [LD]FORS | Confirmed
FORSW | 345 | TOPOLOGY.TUETA.TU_E.FORSW.345.BB1N | TUETA | TU_E | FRNY1_5 | [DSC]DISC4084, [DSC]DISC4509, [DSC]DISC4519, [DSC] | Confirmed
FORSW | 345 | TOPOLOGY.TUETA.TU_E.FORSW.345.BB1S | TUETA | TU_E | FRNY1_S5 | [DSC]DISC4069, [DSC]DISC4079, [DSC]DISC7559, [DSC] | Confirmed
FORSW | 345 | TOPOLOGY.TUETA.TU_E.FORSW.345.MBF2 | TUETA | TU_E | FRNY1_5X | [DSC]DISC7581, [DSC]DISC7582, [DSC]DISC7591 | Confirmed
FORWE | 138 | TOPOLOGY.TUETA.TU_E.FORWE.138.0030 | TUETA | TU_E | FORNEY_W_P8Y | [DSC]6444, [DSC]6445, [LD]LDFORWE | Confirmed
FREC | 18 | TOPOLOGY.TUETA.TU_E.FREC.18.GT1L | TUETA | TU_E | CALFREST_5G | [UN]GT1, [DSC]USSGT1 | Confirmed
FREC | 18 | TOPOLOGY.TUETA.TU_E.FREC.18.GT2L | TUETA | TU_E | CALFREST_4G | [UN]GT2, [XF]T2 | Confirmed
FREC | 18 | TOPOLOGY.TUETA.TU_E.FREC.18.GT4L | TUETA | TU_E | CALFREST_3G | [UN]GT4, [XF]T4 | Confirmed
FREC | 18 | TOPOLOGY.TUETA.TU_E.FREC.18.GT5L | TUETA | TU_E | CALFREST_2G | [UN]GT5, [XF]T5 | Confirmed
FREC | 18 | TOPOLOGY.TUETA.TU_E.FREC.18.ST3L | TUETA | TU_E | CALFREST_1G | [UN]ST3, [XF]T3 | Confirmed
FREC | 18 | TOPOLOGY.TUETA.TU_E.FREC.18.ST6L | TUETA | TU_E | CALFREST_6GZ | [UN]ST6, [XF]T6 | Confirmed
FRFBE | 138 | TOPOLOGY.TUETA.TU_E.FRFBE.138.BB3 | TUETA | TU_E | FAIRFL_P__8Y | [DSC]AS_20A, [DSC]AS_20B, [CB]X_LNTMFF_CB | Confirmed
FRMBG | 138 | TOPOLOGY.TUETA.TU_E.FRMBG.138.0021 | TUETA | TU_E | FBGILS1_8W | [LD]LD1751, [DSC]MLDB388 | Confirmed
FRMBG | 138 | TOPOLOGY.TUETA.TU_E.FRMBG.138.0022 | TUETA | TU_E | FBGILS1_8V | [LD]LD1752, [DSC]MLDB394 | Confirmed
FRMBG | 138 | TOPOLOGY.TUETA.TU_E.FRMBG.138.6620 | TUETA | TU_E | FBGILS1_8U | [LD]LD1701, [DSC]MLDB382 | Confirmed
FRMBG | 138 | TOPOLOGY.TUETA.TU_E.FRMBG.138.6621 | TUETA | TU_E | FBGILS1_8Z | [LD]FRMBG_LD1, [LD]LD1700, [DSC]MLDB383 | Confirmed
FRMBG | 138 | TOPOLOGY.TUETA.TU_E.FRMBG.138.BB3 | TUETA | TU_E | FBGILS1_8 | [DSC]384, [DSC]386, [DSC]MLDB382, [DSC]MLDB383, [D | Confirmed
FRMBR | 138 | TOPOLOGY.TUETA.TU_E.FRMBR.138.0002 | TUETA | TU_E | FB1_8Y | [LD]LD1802, [DSC]MLDB_588 | Confirmed
FRMBR | 138 | TOPOLOGY.TUETA.TU_E.FRMBR.138.6625 | TUETA | TU_E | FB1_8Q | [LD]LD1801, [DSC]MLDB_546 | Confirmed
FRMBR | 138 | TOPOLOGY.TUETA.TU_E.FRMBR.138.6626 | TUETA | TU_E | FB1_8P | [LD]LD1800, [DSC]MLDB_547 | Confirmed
FRMBR | 138 | TOPOLOGY.TUETA.TU_E.FRMBR.138.BB1 | TUETA | TU_E | FB1_8 | [DSC]MLDB_544, [DSC]MLDB_545, [DSC]MLDB_546, [DSC] | Confirmed
FRMNT | 138 | TOPOLOGY.TUETA.TU_E.FRMNT.138.633 | TUETA | TU_E | FARMNT2_8Z | [LD]LDF1, [DSC]MAS_121 | Confirmed
FRMNT | 138 | TOPOLOGY.TUETA.TU_E.FRMNT.138.635 | TUETA | TU_E | FARMNT2_8Y | [LD]LDF2, [DSC]MAS_122 | Confirmed
FRMNT | 138 | TOPOLOGY.TUETA.TU_E.FRMNT.138.637 | TUETA | TU_E | FARMNT2_8X | [LD]LDF3, [DSC]MAS_123 | Confirmed
FRMNT | 138 | TOPOLOGY.TUETA.TU_E.FRMNT.138.639 | TUETA | TU_E | FARMNT2_8W | [LD]LDF4, [DSC]MAS_124 | Confirmed
FRMNT | 138 | TOPOLOGY.TUETA.TU_E.FRMNT.138.BB3 | TUETA | TU_E | FARMNT2_8 | [LN]3470_A, [DSC]MAS_121, [DSC]MAS_123, [DSC]MLDB_ | Confirmed
FRMNT | 138 | TOPOLOGY.TUETA.TU_E.FRMNT.138.BB4 | TUETA | TU_E | FARMNT1_8 | [LN]3480_C, [DSC]MAS_122, [DSC]MAS_124, [DSC]MLDB_ | Confirmed
FRNKF | 138 | TOPOLOGY.TUETA.TU_E.FRNKF.138.6690 | TUETA | TU_E | FRNKFD2_8X | [CB]FID_121, [LD]LDF1 | Confirmed
FRNKF | 138 | TOPOLOGY.TUETA.TU_E.FRNKF.138.6691 | TUETA | TU_E | FRNKFD2_8W | [CB]FID_122, [LD]LDF2 | Confirmed
FRNKF | 138 | TOPOLOGY.TUETA.TU_E.FRNKF.138.BB1 | TUETA | TU_E | FRNKFD2_8 | [LN]3280_E, [CB]FID_121, [DSC]MLDB_014, [CB]SCC1_C | Confirmed
FRNKF | 138 | TOPOLOGY.TUETA.TU_E.FRNKF.138.BB2 | TUETA | TU_E | FRNKFD1_8 | [LN]3641_A, [CB]FID_122, [DSC]MLDB_024, [CB]SCC2_C | Confirmed
FRNKS | 69 | TOPOLOGY.TUETA.TU_E.FRNKS.69.8024 | TUETA | TU_E | FRANKSTN_9X | [DSC]AS_1794, [LD]LXFMR2 | Confirmed
FRNKS | 69 | TOPOLOGY.TUETA.TU_E.FRNKS.69.8025 | TUETA | TU_E | FRANKSTN_9W | [DSC]AS_1798, [LD]LXFMR1 | Confirmed
FRNKS | 69 | TOPOLOGY.TUETA.TU_E.FRNKS.69.BB1 | TUETA | TU_E | FRANKSTN_9 | [DSC]AS_1794, [DSC]AS_1798, [DSC]MAS_1797, [DSC]MA | Confirmed
FRNYPP | 18 | TOPOLOGY.TUETA.TU_E.FRNYPP.18.0033 | TUETA | TU_E | FPLEFR2S_G | [XF]CXF1, [UN]GT11 | Confirmed
FRNYPP | 18 | TOPOLOGY.TUETA.TU_E.FRNYPP.18.0035 | TUETA | TU_E | FPLEFR2C_G | [CB]1EXCBB, [UN]GT12 | Confirmed
FRNYPP | 18 | TOPOLOGY.TUETA.TU_E.FRNYPP.18.0037 | TUETA | TU_E | FPLEFR2A_G | [CB]1EXCBC, [UN]GT13 | Confirmed
FRNYPP | 18 | TOPOLOGY.TUETA.TU_E.FRNYPP.18.0039 | TUETA | TU_E | FPLEFR1C_G | [XF]CXF4, [UN]GT21 | Confirmed
FRNYPP | 18 | TOPOLOGY.TUETA.TU_E.FRNYPP.18.0041 | TUETA | TU_E | FPLEFR1B_G | [CB]2EXCBB, [UN]GT22 | Confirmed
FRNYPP | 18 | TOPOLOGY.TUETA.TU_E.FRNYPP.18.0043 | TUETA | TU_E | FPLEFR2S_GZ | [CB]2EXCBC, [UN]GT23 | Confirmed
FRNYPP | 18 | TOPOLOGY.TUETA.TU_E.FRNYPP.18.0045 | TUETA | TU_E | FPLEFR2S_GX | [XF]FMR1, [UN]ST10 | Confirmed
FRNYPP | 18 | TOPOLOGY.TUETA.TU_E.FRNYPP.18.0047 | TUETA | TU_E | FPLEFR2S_GW | [XF]FMR2, [UN]ST20 | Confirmed
FRNYPP | 345 | TOPOLOGY.TUETA.TU_E.FRNYPP.345.BB1 | TUETA | TU_E | FPLEFRB2_5 | [DSC]105A, [DSC]105B, [DSC]105C, [DSC]105D, [DSC]1 | Confirmed
FRNYPP | 345 | TOPOLOGY.TUETA.TU_E.FRNYPP.345.BB2 | TUETA | TU_E | FPLEFRB1_5 | [DSC]205A, [DSC]205B, [DSC]205C, [DSC]205D, [DSC]2 | Confirmed
FROKS | 138 | TOPOLOGY.TUETA.TU_E.FROKS.138.7410 | TUETA | TU_E | FAIROK2_8X | [CB]FID_121, [LD]LDF1 | Confirmed
FROKS | 138 | TOPOLOGY.TUETA.TU_E.FROKS.138.7411 | TUETA | TU_E | FAIROK2_8W | [CB]FID_122, [LD]LDF2 | Confirmed
FROKS | 138 | TOPOLOGY.TUETA.TU_E.FROKS.138.BB1 | TUETA | TU_E | FAIROK2_8 | [LN]3240_B, [CB]FID_121, [DSC]MLDB_014, [CB]SCC1_C | Confirmed
FROKS | 138 | TOPOLOGY.TUETA.TU_E.FROKS.138.BB2 | TUETA | TU_E | FAIROK1_8 | [LN]3250_B, [CB]FID_122, [DSC]MLDB_024, [CB]SCC2_C | Confirmed
FRSTN | 69 | TOPOLOGY.TUETA.TU_E.FRSTN.69.5784 | TUETA | TU_E | FORESTON_9X | [LD]LD1600, [DSC]MLDB_121 | Confirmed
FRSTN | 69 | TOPOLOGY.TUETA.TU_E.FRSTN.69.BB1 | TUETA | TU_E | FORESTON_9 | [DSC]AIRSW_69, [DSC]AIRSW_73, [DSC]MLDB_121 | Confirmed
FSCRK | 138 | TOPOLOGY.TUETA.TU_E.FSCRK.138.2508 | TUETA | TU_E | FOSLCRK1_8V | [LD]LXFMR1, [DSC]MAS_584 | Confirmed
FSCRK | 138 | TOPOLOGY.TUETA.TU_E.FSCRK.138.8931 | TUETA | TU_E | FOSLCRK1_8U | [CB]FID_586, [LD]LXFMR2 | Confirmed
FSCRK | 138 | TOPOLOGY.TUETA.TU_E.FSCRK.138.8932 | TUETA | TU_E | FOSLCRK1_8T | [CB]FID_656, [LD]LXFMR3 | Confirmed
FSCRK | 138 | TOPOLOGY.TUETA.TU_E.FSCRK.138.BB1 | TUETA | TU_E | FOSLCRK1_8 | [DSC]MAS_584, [DSC]MAS_585, [DSC]MLS_583 | Confirmed
FSCRK | 138 | TOPOLOGY.TUETA.TU_E.FSCRK.138.BB2 | TUETA | TU_E | FOSLCRK1_8Z | [CB]FID_586, [DSC]MAS_585, [DSC]MLS_587 | Confirmed
FSCRK | 138 | TOPOLOGY.TUETA.TU_E.FSCRK.138.BB5 | TUETA | TU_E | FOSLCRK1_8X | [CB]FID_656, [DSC]MAS_653, [DSC]MAS_654 | Confirmed
FSHSW | 138 | TOPOLOGY.TUETA.TU_E.FSHSW.138.0BB1 | TUETA | TU_E | FISHERRD_8 | [DSC]DISC5329, [DSC]DISC5339, [DSC]DISC5349 | Confirmed
FSHSW | 138 | TOPOLOGY.TUETA.TU_E.FSHSW.138.7744 | TUETA | TU_E | FISHERRD_8X | [CB]FID_5327, [LD]LD2100 | Confirmed
FSHSW | 345 | TOPOLOGY.TUETA.TU_E.FSHSW.345.BB1 | TUETA | TU_E | FISHRDSS1_5 | [DSC]MAS_6003, [DSC]MLDB6004, [DSC]MLDB6005 | Confirmed
FSREA | 69 | TOPOLOGY.TUETA.TU_E.FSREA.69.BB1 | TUETA | TU_E | FRESTONE1_9 | [DSC]AS_1537, [DSC]LS_1534, [DSC]LS_1536 | Confirmed
FSTVW | 138 | TOPOLOGY.TUETA.TU_E.FSTVW.138.649 | TUETA | TU_E | FORSTV2_8Z | [LD]LDF1, [DSC]MAS_121 | Confirmed
FSTVW | 138 | TOPOLOGY.TUETA.TU_E.FSTVW.138.651 | TUETA | TU_E | FORSTV2_8Y | [LD]LDF2, [DSC]MAS_122 | Confirmed
GAVSW | 138 | TOPOLOGY.TUETA.TU_E.GAVSW.138.7302 | TUETA | TU_E | GRNVL_W8I | [DSC]DISC_013, [LD]LXFMR1 | Confirmed
GAVSW | 138 | TOPOLOGY.TUETA.TU_E.GAVSW.138.7303 | TUETA | TU_E | GRNVL_E8H | [DSC]DISC_016, [LD]LXFMR2 | Confirmed
GAVSW | 138 | TOPOLOGY.TUETA.TU_E.GAVSW.138.BB1E | TUETA | TU_E | GRNVL_E8 | [DSC]DISC_014, [DSC]DISC_024, [DSC]DISC_034, [DSC] | Confirmed
GAVSW | 138 | TOPOLOGY.TUETA.TU_E.GAVSW.138.BB1W | TUETA | TU_E | GRNVL_W8 | [DSC]DISC_011, [DSC]DISC_021, [DSC]DISC_031, [DSC] | Confirmed
GDLTP | 138 | TOPOLOGY.TUETA.TU_E.GDLTP.138.BB1 | TUETA | TU_E | GOODLOE_P_8 | [DSC]AS_3667, [DSC]AS3668, [CB]DUMMY_01_CB | Confirmed
GDNTP | 69 | TOPOLOGY.TUETA.TU_E.GDNTP.69.BB1 | TUETA | TU_E | GORDVL_T9 | [DSC]AS_305, [DSC]AS_306, [DSC]AS_309 | Confirmed
GDNVL | 69 | TOPOLOGY.TUETA.TU_E.GDNVL.69.5053 | TUETA | TU_E | GORDVL_9Z | [DSC]AS_306, [LD]LD1200 | Confirmed
GDPRW | 138 | TOPOLOGY.TUETA.TU_E.GDPRW.138.0007 | TUETA | TU_E | GP_WEST1_8X | [CB]5467, [LD]LD9611 | Confirmed
GET38 | 138 | TOPOLOGY.TUETA.TU_E.GET38.138.BB1 | TUETA | TU_E | GAINVL_E_T8 | [DSC]AS_2944, [DSC]AS_2947, [DSC]MAS_2945 | Confirmed
GMINI | 138 | TOPOLOGY.TUETA.TU_E.GMINI.138.8890 | TUETA | TU_E | GEMINI1_8V | [CB]FID_134, [LD]LXFMR1 | Confirmed
GMINI | 138 | TOPOLOGY.TUETA.TU_E.GMINI.138.8891 | TUETA | TU_E | GEMINI1_8U | [CB]FID_142, [LD]LXFMR2 | Confirmed
GMINI | 138 | TOPOLOGY.TUETA.TU_E.GMINI.138.BB1 | TUETA | TU_E | GEMINI1_8 | [CB]FID_134, [DSC]MAS_133, [DSC]MAS_135 | Confirmed
GMINI | 138 | TOPOLOGY.TUETA.TU_E.GMINI.138.BB2 | TUETA | TU_E | GEMINI2_8 | [CB]FID_142, [DSC]MAS_135, [DSC]MAS_137 | Confirmed
GNMTR | 138 | TOPOLOGY.TUETA.TU_E.GNMTR.138.BB1 | TUETA | TU_E | GEN_MOT2_8 | [LD]LDGMPLT1, [DSC]MAS_4214, [DSC]MLS_4213 | Confirmed
GNMTR | 138 | TOPOLOGY.TUETA.TU_E.GNMTR.138.BB2 | TUETA | TU_E | GEN_MOT1_8 | [LD]LDGMPLT2, [DSC]MAS_4212, [DSC]MLS_4213 | Confirmed
GNSVE | 138 | TOPOLOGY.TUETA.TU_E.GNSVE.138.5008 | TUETA | TU_E | GAINVL_E_8Z | [LD]LD1600, [DSC]MAS_2948 | Confirmed
GNSVE | 138 | TOPOLOGY.TUETA.TU_E.GNSVE.138.BB1 | TUETA | TU_E | GAINVL_E_8 | [LN]1130_B, [DSC]MAS_2948, [CB]SCC1_CB, [CB]SCC2_C | Confirmed
GNSVL | 138 | TOPOLOGY.TUETA.TU_E.GNSVL.138.0BB2 | TUETA | TU_E | GAINVLDX1_8X | [DSC]AS_2942, [DSC]AS_2946, [DSC]AS_2952 | Confirmed
GNSVL | 138 | TOPOLOGY.TUETA.TU_E.GNSVL.138.1BB1 | TUETA | TU_E | GAINVLDX1_8W | [DSC]AS_1216, [DSC]DISC2939, [DSC]DISC2949 | Confirmed
GNSVL | 138 | TOPOLOGY.TUETA.TU_E.GNSVL.138.5018 | TUETA | TU_E | GAINVLDX1_8Z | [DSC]DSC_3, [DSC]DSC_4, [DSC]MAS_1217, [LD]XFMR1 | Confirmed
GNSVL | 138 | TOPOLOGY.TUETA.TU_E.GNSVL.138.5019 | TUETA | TU_E | GAINVLDX1_8Y | [DSC]DSC_1, [DSC]DSC_2, [CB]FID_2954, [LD]LXFMR3 | Confirmed
GNSVL | 138 | TOPOLOGY.TUETA.TU_E.GNSVL.138.BB5 | TUETA | TU_E | GAINVLDX1_8 | [DSC]AS_1216, [DSC]AS_2946, [CB]FID_2954, [DSC]MAS | Confirmed
GNSVL | 69 | TOPOLOGY.TUETA.TU_E.GNSVL.69.0BB1 | TUETA | TU_E | GAINVLDX1_9 | [DSC]DISC_335, [DSC]DISC_387, [DSC]DISC_389, [DSC] | Confirmed
GNSVN | 138 | TOPOLOGY.TUETA.TU_E.GNSVN.138.8768 | TUETA | TU_E | GAINVL_N1_8X | [CB]FID_6372, [LD]LXFMR1 | Confirmed
GODLY | 138 | TOPOLOGY.TUETA.TU_E.GODLY.138.9282 | TUETA | TU_E | GODLEY_8X | [DSC]MAS_2272, [LD]XFMR1 | Confirmed
GODLY | 138 | TOPOLOGY.TUETA.TU_E.GODLY.138.BB1 | TUETA | TU_E | GODLEY_8 | [DSC]AS_2273, [DSC]AS_2274, [DSC]MAS_2272 | Confirmed
GORMN | 69 | TOPOLOGY.TUETA.TU_E.GORMN.69.8269 | TUETA | TU_E | GORMAN_9X | [DSC]AS_1326, [LD]XFMR1 | Confirmed
GORMN | 69 | TOPOLOGY.TUETA.TU_E.GORMN.69.BB1 | TUETA | TU_E | GORMAN_9 | [DSC]AS_1326, [DSC]MLS_1327, [DSC]MLS_1329 | Confirmed
GPLMG | 138 | TOPOLOGY.TUETA.TU_E.GPLMG.138.9316 | TUETA | TU_E | GRPLNMAG_8 | [LD]LDGM1, [DSC]MAS_2334 | Confirmed
GPLND | 69 | TOPOLOGY.TUETA.TU_E.GPLND.69.9859 | TUETA | TU_E | GRAPELND_9X | [DSC]AS_727, [LD]LD1200 | Confirmed
GPLND | 69 | TOPOLOGY.TUETA.TU_E.GPLND.69.9860 | TUETA | TU_E | GRAPELND_9W | [DSC]AS_730, [LD]LD1201 | Confirmed
GPLND | 69 | TOPOLOGY.TUETA.TU_E.GPLND.69.BB1 | TUETA | TU_E | GRAPELND_9 | [DSC]AS_727, [DSC]AS_730, [DSC]MAS_726, [DSC]MAS_7 | Confirmed
GPMEP | 138 | TOPOLOGY.TUETA.TU_E.GPMEP.138.BB1 | TUETA | TU_E | GPMEP_8 | [LN]1230_L, [LD]L1 | Confirmed
GRAHM | 69 | TOPOLOGY.TUETA.TU_E.GRAHM.69.8178 | TUETA | TU_E | GRAHAM_9T | [LD]LD0700, [DSC]MAS_1614 | Confirmed
GRAHM | 69 | TOPOLOGY.TUETA.TU_E.GRAHM.69.8179 | TUETA | TU_E | GRAHAM_9S | [DSC]AS_1616, [LD]LD0701 | Confirmed
GRAHM | 69 | TOPOLOGY.TUETA.TU_E.GRAHM.69.BB1 | TUETA | TU_E | GRAHAM_9 | [DSC]AS_1589, [DSC]AS_1616, [DSC]DISC1641, [DSC]DI | Confirmed
GRDPR | 138 | TOPOLOGY.TUETA.TU_E.GRDPR.138.5608 | TUETA | TU_E | GRANDPR1_8W | [LD]LD0800, [DSC]MAS_4132 | Confirmed
GRDPR | 138 | TOPOLOGY.TUETA.TU_E.GRDPR.138.5609 | TUETA | TU_E | GRANDPR1_8V | [LD]LD0801, [DSC]MAS_4134 | Confirmed
GRDPR | 138 | TOPOLOGY.TUETA.TU_E.GRDPR.138.BB1 | TUETA | TU_E | GRANDPR1_8 | [DSC]DISC4401, [DSC]DISC4402, [DSC]MLDB4133, [DSC] | Confirmed
GRDPR | 138 | TOPOLOGY.TUETA.TU_E.GRDPR.138.BB2 | TUETA | TU_E | GRANDPR1_8Z | [DSC]DISC4399, [DSC]DISC4402, [DSC]MAS_4132, [DSC] | Confirmed
GRFRD | 69 | TOPOLOGY.TUETA.TU_E.GRFRD.69.8146 | TUETA | TU_E | GRAFORD_9 | [DSC]DSW_1134, [LD]LDARCO | Confirmed
GRLND | 138 | TOPOLOGY.TUETA.TU_E.GRLND.138.6898 | TUETA | TU_E | GARL1_8U | [LD]LD1600, [DSC]MAS_414 | Confirmed
GRLND | 138 | TOPOLOGY.TUETA.TU_E.GRLND.138.6899 | TUETA | TU_E | GARL1_8T | [LD]LD1601, [DSC]MAS_426 | Confirmed
GRLRD | 138 | TOPOLOGY.TUETA.TU_E.GRLRD.138.702 | TUETA | TU_E | GARLDPL2_8Z | [CB]FID_121, [LD]GRLRD_LD1, [LD]LDF1 | Confirmed
GRLRD | 138 | TOPOLOGY.TUETA.TU_E.GRLRD.138.704 | TUETA | TU_E | GARLDPL2_8U | [CB]FID_122, [LD]LDF2 | Confirmed
GRLRD | 138 | TOPOLOGY.TUETA.TU_E.GRLRD.138.BB1 | TUETA | TU_E | GARLDPL2_8 | [LN]3240_D, [CB]FID_121, [DSC]MLDB_014, [CB]SCC1_C | Confirmed
GRLRD | 138 | TOPOLOGY.TUETA.TU_E.GRLRD.138.BB2 | TUETA | TU_E | GARLDPL1_8 | [LN]3250_A, [CB]FID_122, [DSC]MLDB_024, [CB]SCC2_C | Confirmed
GRLWS | 138 | TOPOLOGY.TUETA.TU_E.GRLWS.138.6893 | TUETA | TU_E | GARLW1_8W | [LD]LD1700, [DSC]MAS_266 | Confirmed
GRLWS | 138 | TOPOLOGY.TUETA.TU_E.GRLWS.138.BB1 | TUETA | TU_E | GARLW1_8 | [DSC]MAS_266, [DSC]MLDB_267, [DSC]MLDB_268, [CB]SC | Confirmed
GRMES | 138 | TOPOLOGY.TUETA.TU_E.GRMES.138.0001 | TUETA | TU_E | GRAHAME_8Y | [CB]CB2622, [LD]LD510 | Confirmed
GRMES | 138 | TOPOLOGY.TUETA.TU_E.GRMES.138.0003 | TUETA | TU_E | GRAHAME_8X | [CB]CB2624, [LD]LD511 | Confirmed
GRMES | 138 | TOPOLOGY.TUETA.TU_E.GRMES.138.BB1 | TUETA | TU_E | GRAHAME_8 | [DSC]MAS_2615, [DSC]MAS_2618, [DSC]MLDB2614 | Confirmed
GRMES | 138 | TOPOLOGY.TUETA.TU_E.GRMES.138.BB2 | TUETA | TU_E | GRAHAME_8Z | [DSC]MAS_2616, [DSC]MAS_2617, [DSC]MAS_2618 | Confirmed
GRMSW | 69 | TOPOLOGY.TUETA.TU_E.GRMSW.69.BB2 | TUETA | TU_E | GRAHAMSW_9 | [DSC]AS_1655, [DSC]AS_1675, [DSC]DISC1671, [DSC]DI | Confirmed
GRNGR | 69 | TOPOLOGY.TUETA.TU_E.GRNGR.69.0825 | TUETA | TU_E | GRANGER1_9X | [DSC]AS_2358, [LD]LD1801 | Confirmed
GRNGR | 69 | TOPOLOGY.TUETA.TU_E.GRNGR.69.BB1 | TUETA | TU_E | GRANGER1_9 | [DSC]AS_2358, [DSC]MAS_2347, [DSC]MAS_2367 | Confirmed
GRNPRCS | 138 | TOPOLOGY.TUETA.TU_E.GRNPRCS.138.0004 | TUETA | TU_E | CSGP14TA1 | [LD]GRNPRCL1, [DSC]S41TA1 | Confirmed
GRNPRCS | 138 | TOPOLOGY.TUETA.TU_E.GRNPRCS.138.0007 | TUETA | TU_E | CSGP14TA2 | [LD]L2, [DSC]S41TA2 | Confirmed
GRPVN | 138 | TOPOLOGY.TUETA.TU_E.GRPVN.138.0008 | TUETA | TU_E | GV_BALL1_8W | [LD]LD8213, [DSC]MLDB6885 | Confirmed
GRPVN | 138 | TOPOLOGY.TUETA.TU_E.GRPVN.138.5553 | TUETA | TU_E | GV_BALL1_8V | [LD]LD8212, [DSC]MLDB2196 | Confirmed
GRPVN | 138 | TOPOLOGY.TUETA.TU_E.GRPVN.138.5554 | TUETA | TU_E | COPPELTP_T8 | [LD]GRPVN_LD1, [LD]LD8211, [DSC]MLDB2198 | Confirmed
GRPVN | 138 | TOPOLOGY.TUETA.TU_E.GRPVN.138.BB1 | TUETA | TU_E | GV_BALL1_8Z | [DSC]MLDB2198, [DSC]MLDB2199, [DSC]MLDB6886 | Confirmed
GRSBK | 138 | TOPOLOGY.TUETA.TU_E.GRSBK.138.BB3 | TUETA | TU_E | GROESBECP_8 | [DSC]DISC3084, [CB]FID_2997, [DSC]MAS_2995, [DSC]M | Confirmed
GRSBK | 69 | TOPOLOGY.TUETA.TU_E.GRSBK.69.BB1 | TUETA | TU_E | GROESBECP_9Z | [DSC]AS_2023, [DSC]AS_2031, [DSC]MAS_2024 | Confirmed
GRSES | 138 | TOPOLOGY.TUETA.TU_E.GRSES.138.0BB1 | TUETA | TU_E | GRHAMSES1_8 | [DSC]DISC2599, [DSC]DISC2619, [DSC]DISC2649, [DSC] | Confirmed
GRSES | 138 | TOPOLOGY.TUETA.TU_E.GRSES.138.1BB2 | TUETA | TU_E | GRHAMSES_B8 | [DSC]DISC2629, [DSC]DISC2639, [DSC]DISC2689, [DSC] | Confirmed
GRSES | 20 | TOPOLOGY.TUETA.TU_E.GRSES.20.BB1U | TUETA | TU_E | GRHAMSES_1G | [UN]UNIT1, [XF]UXFMR1 | Confirmed
GRSES | 20 | TOPOLOGY.TUETA.TU_E.GRSES.20.BB2U | TUETA | TU_E | GRHAMSES_1GZ | [UN]UNIT2, [XF]UXFMR2 | Confirmed
GRSES | 345 | TOPOLOGY.TUETA.TU_E.GRSES.345.0BB2 | TUETA | TU_E | GRHAMSES1_5 | [DSC]8299, [DSC]DISC6289, [DSC]DISC6329, [DSC]DISC | Confirmed
GRSES | 345 | TOPOLOGY.TUETA.TU_E.GRSES.345.BB1 | TUETA | TU_E | GRHAMSES_C5 | [DSC]8304, [DSC]DISC6299, [DSC]DISC6309, [DSC]DISC | Confirmed
GSTHW | 138 | TOPOLOGY.TUETA.TU_E.GSTHW.138.2577 | TUETA | TU_E | GRT_SW2_8W | [LD]LD1690, [DSC]MAS_332 | Confirmed
GSTHW | 138 | TOPOLOGY.TUETA.TU_E.GSTHW.138.2579 | TUETA | TU_E | GRT_SW2_8V | [LD]LD1691, [DSC]MAS_338 | Confirmed
GSTHW | 138 | TOPOLOGY.TUETA.TU_E.GSTHW.138.9046 | TUETA | TU_E | GRT_SW2_8S | [CB]CB_330, [LD]LD1692 | Confirmed
GSTHW | 138 | TOPOLOGY.TUETA.TU_E.GSTHW.138.BB1 | TUETA | TU_E | GRT_SW2_8 | [DSC]MAS_332, [DSC]MAS_336, [DSC]MLS_335 | Confirmed
GSTHW | 138 | TOPOLOGY.TUETA.TU_E.GSTHW.138.BB2 | TUETA | TU_E | GRT_SW1_8 | [DSC]MAS_338, [DSC]MLDB_334, [DSC]MLS_342 | Confirmed
GSTHW | 138 | TOPOLOGY.TUETA.TU_E.GSTHW.138.BB3 | TUETA | TU_E | GRT_SW2_8Z | [CB]CB_330, [DSC]MLS_335, [DSC]MLS_342 | Confirmed
GTVAR | 69 | TOPOLOGY.TUETA.TU_E.GTVAR.69.0635 | TUETA | TU_E | GATESVIL1_9 | [DSC]AS_740, [LD]LDARMY | Confirmed
GVFTW | 69 | TOPOLOGY.TUETA.TU_E.GVFTW.69.9314 | TUETA | TU_E | GRANDVEW1_9X | [DSC]AIRSW_54, [LD]LD1801 | Confirmed
GVFTW | 69 | TOPOLOGY.TUETA.TU_E.GVFTW.69.BB1 | TUETA | TU_E | GRANDVEW1_9 | [DSC]AIRSW_54, [DSC]AIRSW_88, [DSC]AIRSW_92 | Confirmed
GVGLF | 69 | TOPOLOGY.TUETA.TU_E.GVGLF.69.9307 | TUETA | TU_E | GRANDVGF1_9Z | [DSC]AIRSW_95, [LD]LD1 | Confirmed
HAMLIN | 138 | TOPOLOGY.TUETA.TU_E.HAMLIN.138.0003 | TUETA | TU_E | TXFNDRY_8Z | [CB]FID_3842, [LD]LDB3 | Confirmed
HAMLIN | 138 | TOPOLOGY.TUETA.TU_E.HAMLIN.138.0011 | TUETA | TU_E | TXFNDRY_8Y | [CB]FID_1774, [LD]LDB1 | Confirmed
HAMLIN | 138 | TOPOLOGY.TUETA.TU_E.HAMLIN.138.0012 | TUETA | TU_E | TXFNDRY_8X | [CB]FID_3432, [LD]LDB2 | Confirmed
HAMLIN | 138 | TOPOLOGY.TUETA.TU_E.HAMLIN.138.0BB1 | TUETA | TU_E | TXFNDRY_8 | [LN]1370_I, [CB]FID_1774, [CB]FID_3432, [CB]FID_38 | Confirmed
HDWLK | 138 | TOPOLOGY.TUETA.TU_E.HDWLK.138.9633 | TUETA | TU_E | HIDAWYLK_8 | [LD]LD3000, [DSC]MAS_1539 | Confirmed
HENWE | 69 | TOPOLOGY.TUETA.TU_E.HENWE.69.7832 | TUETA | TU_E | HENRITAW_9Y | [DSC]ABS_6472, [LD]XFMR1 | Confirmed
HERTG | 138 | TOPOLOGY.TUETA.TU_E.HERTG.138.8951 | TUETA | TU_E | HERTG3_8 | [CB]CB_225, [LD]LD3 | Confirmed
HERTG | 138 | TOPOLOGY.TUETA.TU_E.HERTG.138.8952 | TUETA | TU_E | HERTG2_8 | [CB]CB_245, [LD]LD2 | Confirmed
HERTG | 138 | TOPOLOGY.TUETA.TU_E.HERTG.138.BB2 | TUETA | TU_E | HERTG2_8Y | [CB]CB_245, [DSC]MAS_243, [CB]SCC1_CB, [CB]SCC2_CB | Confirmed
HERTG | 138 | TOPOLOGY.TUETA.TU_E.HERTG.138.BB3 | TUETA | TU_E | HERTG2_8Z | [CB]CB_225, [DSC]MAS_223, [CB]SCC5_CB, [CB]SCC6_CB | Confirmed
HERTG | 69 | TOPOLOGY.TUETA.TU_E.HERTG.69.8955 | TUETA | TU_E | HERTG1_9 | [CB]CB_265, [LD]LD1 | Confirmed
HHSTH | 138 | TOPOLOGY.TUETA.TU_E.HHSTH.138.0800 | TUETA | TU_E | HARKHTS_S18X | [CB]FID_2312, [LD]LD1502 | Confirmed
HHSTH | 138 | TOPOLOGY.TUETA.TU_E.HHSTH.138.0801 | TUETA | TU_E | HARKHTS_S18W | [CB]FID_2416, [LD]LD1501 | Confirmed
HHSTH | 138 | TOPOLOGY.TUETA.TU_E.HHSTH.138.BB3 | TUETA | TU_E | HARKHTS_S18 | [CB]FID_2312, [CB]FID_2416, [DSC]MAS_2417, [DSC]MA | Confirmed
HKBRY | 138 | TOPOLOGY.TUETA.TU_E.HKBRY.138.0003 | TUETA | TU_E | HACKBRY1_8R | [CB]5172, [LD]LD1103 | Confirmed
HKBRY | 138 | TOPOLOGY.TUETA.TU_E.HKBRY.138.0BB1 | TUETA | TU_E | HACKBRY1_8Z | [DSC]AS_5198, [DSC]DISC5199, [DSC]DISC5209, [DSC]D | Confirmed
HKBRY | 138 | TOPOLOGY.TUETA.TU_E.HKBRY.138.5905 | TUETA | TU_E | HACKBRY1_8K | [LD]LD1101, [DSC]MLDB_2156 | Confirmed
HKBRY | 138 | TOPOLOGY.TUETA.TU_E.HKBRY.138.5906 | TUETA | TU_E | HACKBRY1_8J | [LD]LD1111, [DSC]MLDB_2161 | Confirmed
HKBRY | 138 | TOPOLOGY.TUETA.TU_E.HKBRY.138.5907 | TUETA | TU_E | HACKBRY1_8I | [LD]LD1102, [DSC]MLDB_2163 | Confirmed
HKBRY | 345 | TOPOLOGY.TUETA.TU_E.HKBRY.345.BB1 | TUETA | TU_E | HACKBRY1_5 | [DSC]AS_5149, [DSC]AS_5159, [DSC]MAS_5167 | Confirmed
HKHTS | 138 | TOPOLOGY.TUETA.TU_E.HKHTS.138.0726 | TUETA | TU_E | HARK_HTS1_8X | [LD]LD1600, [DSC]MAS_2437 | Confirmed
HKHTS | 138 | TOPOLOGY.TUETA.TU_E.HKHTS.138.0727 | TUETA | TU_E | HARK_HTS1_8W | [LD]LD1601, [DSC]MAS_2440 | Confirmed
HKHTS | 138 | TOPOLOGY.TUETA.TU_E.HKHTS.138.BB3 | TUETA | TU_E | HARK_HTS1_8 | [DSC]MAS_2436, [DSC]MAS_2437, [DSC]MAS_2438, [DSC] | Confirmed
HLSBR | 138 | TOPOLOGY.TUETA.TU_E.HLSBR.138.0482 | TUETA | TU_E | HILLBORO1_8Q | [CB]CB_1896, [LD]LXFMR3 | Confirmed
HLSBR | 138 | TOPOLOGY.TUETA.TU_E.HLSBR.138.0BI1 | TUETA | TU_E | HILLBORO1_8Z | [DSC]AS_1852, [DSC]AS_1902, [DSC]AS_1906, [DSC]AS_ | Confirmed
HLSBR | 138 | TOPOLOGY.TUETA.TU_E.HLSBR.138.1BB1 | TUETA | TU_E | HILLBORO1_8 | [DSC]AS_1911, [CB]CB_1896, [DSC]DISC1849, [DSC]DIS | Confirmed
HLSBR | 138 | TOPOLOGY.TUETA.TU_E.HLSBR.138.1BB2 | TUETA | TU_E | HILLBORO1_8Y | [DSC]AS_1906, [DSC]DISC1905, [DSC]MAS_1826, [DSC]M | Confirmed
HLSBR | 69 | TOPOLOGY.TUETA.TU_E.HLSBR.69.0BB2 | TUETA | TU_E | HILLBORO1_9 | [DSC]AIRSW_47, [DSC]DISC_103, [DSC]DISC_53, [DSC]D | Confirmed
HLSBR | 69 | TOPOLOGY.TUETA.TU_E.HLSBR.69.BB3 | TUETA | TU_E | HILLBORO1_9Y | [DSC]AIR_SW_7, [DSC]AIR_SW_9, [DSC]AIRSW_12, [DSC] | Confirmed
HLSBR | 69 | TOPOLOGY.TUETA.TU_E.HLSBR.69.BBI1 | TUETA | TU_E | HILLBORO1_9Z | [DSC]AIRSW_12, [DSC]AIRSW_17, [DSC]AIRSW_21, [DSC] | Confirmed
HLSES | 13 | TOPOLOGY.TUETA.TU_E.HLSES.13.BB1U | TUETA | TU_E | HANDLEY_1G | [DSC]AIRSW_1A, [DSC]AIRSW_1B, [UN]UNIT1 | Confirmed
HLSES | 13 | TOPOLOGY.TUETA.TU_E.HLSES.13.BB2U | TUETA | TU_E | HANDLEY_2G | [UN]UNIT2, [XF]UXFMR2A, [XF]UXFMR2B | Confirmed
HLSES | 13 | TOPOLOGY.TUETA.TU_E.HLSES.13.BB3U | TUETA | TU_E | HANDLEY_3G | [UN]UNIT3, [XF]UXFMR3 | Confirmed
HLSES | 138 | TOPOLOGY.TUETA.TU_E.HLSES.138.0BB1 | TUETA | TU_E | HANDLEYC_8 | [DSC]AS_4172, [DSC]DISC4129, [DSC]DISC4149, [DSC]D | Confirmed
HLSES | 138 | TOPOLOGY.TUETA.TU_E.HLSES.138.0BB2 | TUETA | TU_E | HANDLEYD_8 | [DSC]DISC4099, [DSC]DISC4109, [DSC]DISC4119, [DSC] | Confirmed
HLSES | 138 | TOPOLOGY.TUETA.TU_E.HLSES.138.8628 | TUETA | TU_E | HANDLEYD_8G | [LD]LD0511, [DSC]MAS_4174 | Confirmed
HLSES | 138 | TOPOLOGY.TUETA.TU_E.HLSES.138.8629 | TUETA | TU_E | HANDLEYD_8F | [LD]LD0522, [DSC]MAS_4175 | Confirmed
HLSES | 138 | TOPOLOGY.TUETA.TU_E.HLSES.138.8630 | TUETA | TU_E | HANDLEYD_8E | [LD]LD0533, [DSC]MAS_4176 | Confirmed
HLSES | 26 | TOPOLOGY.TUETA.TU_E.HLSES.26.BB4U | TUETA | TU_E | HANDLEY_4G | [UN]UNIT4, [XF]UXFMR4 | Confirmed
HLSES | 26 | TOPOLOGY.TUETA.TU_E.HLSES.26.BB5U | TUETA | TU_E | HANDLEY_5G | [UN]UNIT5, [XF]UXFMR5 | Confirmed
HLSES | 69 | TOPOLOGY.TUETA.TU_E.HLSES.69.BB1 | TUETA | TU_E | HANDLEY_9 | [DSC]DISC_189, [DSC]DISC_209, [DSC]DISC_219, [DSC] | Confirmed
HLTOM | 138 | TOPOLOGY.TUETA.TU_E.HLTOM.138.BB3 | TUETA | TU_E | HALTOM2_8Z | [LD]LD2410, [DSC]MLS_93, [DSC]MLS_94 | Confirmed
HLTOM | 138 | TOPOLOGY.TUETA.TU_E.HLTOM.138.BB4 | TUETA | TU_E | HALTOM2_8Y | [LD]LD2411, [DSC]MLS_94, [DSC]MLS_95 | Confirmed
HMPHL | 138 | TOPOLOGY.TUETA.TU_E.HMPHL.138.9105 | TUETA | TU_E | HEMPHILL1_8T | [CB]FID_4707, [LD]XFMR1 | Confirmed
HMPHL | 138 | TOPOLOGY.TUETA.TU_E.HMPHL.138.9106 | TUETA | TU_E | HEMPHILL1_8S | [CB]FID_4708, [LD]LXFMR2 | Confirmed
HMPHL | 138 | TOPOLOGY.TUETA.TU_E.HMPHL.138.9107 | TUETA | TU_E | HEMPHILL1_8R | [CB]FID_4712, [LD]XFMR3 | Confirmed
HMPHL | 138 | TOPOLOGY.TUETA.TU_E.HMPHL.138.BB1 | TUETA | TU_E | HEMPHILL1_8Z | [DSC]AS_4705, [DSC]DISC4709, [DSC]DISC4719 | Confirmed
HMPHL | 138 | TOPOLOGY.TUETA.TU_E.HMPHL.138.BB2 | TUETA | TU_E | HEMPHILL1_8 | [DSC]AS_4705, [DSC]DISC4729, [DSC]MAS_4703, [DSC]M | Confirmed
HMPHL | 138 | TOPOLOGY.TUETA.TU_E.HMPHL.138.BB3 | TUETA | TU_E | HEMPHILL1_8Y | [DSC]DISC4699, [DSC]MAS_4702, [DSC]MAS_4703 | Confirmed
HMTRD | 138 | TOPOLOGY.TUETA.TU_E.HMTRD.138.723 | TUETA | TU_E | HMPTN2_8Z | [LD]LDF1, [DSC]MAS_121 | Confirmed
HMTRD | 138 | TOPOLOGY.TUETA.TU_E.HMTRD.138.725 | TUETA | TU_E | HMPTN2_8Y | [LD]LDF2, [DSC]MAS_122 | Confirmed
HMTRD | 138 | TOPOLOGY.TUETA.TU_E.HMTRD.138.BB1 | TUETA | TU_E | HMPTN2_8 | [LN]3150_B, [DSC]MAS_121, [DSC]MLDB_014, [CB]SCC1_ | Confirmed
HMTRD | 138 | TOPOLOGY.TUETA.TU_E.HMTRD.138.BB2 | TUETA | TU_E | HMPTN1_8 | [LN]3160_F, [DSC]MAS_122, [DSC]MLDB_024, [CB]SCC2_ | Confirmed
HNRSW | 138 | TOPOLOGY.TUETA.TU_E.HNRSW.138.BB1 | TUETA | TU_E | HERTYNOR_8 | [DSC]DISC5279, [DSC]DISC5289, [DSC]DISC5329, [DSC] | Confirmed
HNRSW | 138 | TOPOLOGY.TUETA.TU_E.HNRSW.138.BBI1 | TUETA | TU_E | HERTYNOR_8Z | [DSC]AS_5282, [DSC]AS_5292, [DSC]AS_5342, [DSC]DIS | Confirmed
HNRTA | 69 | TOPOLOGY.TUETA.TU_E.HNRTA.69.BB1 | TUETA | TU_E | HENRIETA_9 | [DSC]AS_1159, [DSC]DISC1209, [DSC]DISC1339, [DSC]D | Confirmed
HNRTA | 69 | TOPOLOGY.TUETA.TU_E.HNRTA.69.BB2 | TUETA | TU_E | HENRIETA_9X | [DSC]AS_1159, [LD]LD0300 | Confirmed
HNSLS | 138 | TOPOLOGY.TUETA.TU_E.HNSLS.138.6553 | TUETA | TU_E | HENSTL1_8 | [LD]LDHSNF, [DSC]MLS_77 | Confirmed
HNTNG | 138 | TOPOLOGY.TUETA.TU_E.HNTNG.138.0010 | TUETA | TU_E | HUNTNGTN_8X | [DSC]2328, [LD]SWPOWER_BLT | Confirmed
HNTNG | 138 | TOPOLOGY.TUETA.TU_E.HNTNG.138.9961 | TUETA | TU_E | HUNTNGTN_8W | [LD]LXFMR3, [DSC]MAS_3224 | Confirmed
HNTNG | 138 | TOPOLOGY.TUETA.TU_E.HNTNG.138.9962 | TUETA | TU_E | HUNTNGTN_8V | [DSC]MAS_3226, [LD]XFMR2 | Confirmed
HNTNG | 138 | TOPOLOGY.TUETA.TU_E.HNTNG.138.9963 | TUETA | TU_E | HUNTNGTN_8U | [LD]LXFMR1, [DSC]MAS_3228 | Confirmed
HNTNG | 138 | TOPOLOGY.TUETA.TU_E.HNTNG.138.BB1 | TUETA | TU_E | HUNTNGTN_8 | [DSC]2329, [DSC]DSC_2324, [DSC]MAS_3224, [DSC]MAS_ | Confirmed
HNYGR | 69 | TOPOLOGY.TUETA.TU_E.HNYGR.69.5267 | TUETA | TU_E | HONEY_GR_9X | [DSC]AS_554, [LD]LD401 | Confirmed
HNYGR | 69 | TOPOLOGY.TUETA.TU_E.HNYGR.69.5268 | TUETA | TU_E | HONEY_GR_9W | [DSC]AS_586, [LD]LD2401 | Confirmed
HNYGR | 69 | TOPOLOGY.TUETA.TU_E.HNYGR.69.BB1 | TUETA | TU_E | HONEY_GR_9 | [DSC]AS_554, [DSC]AS_586, [DSC]MAS_553, [DSC]MAS_5 | Confirmed
HOLDY | 69 | TOPOLOGY.TUETA.TU_E.HOLDY.69.7996 | TUETA | TU_E | HOLLIDAY_9V | [LD]LD0900, [DSC]MAS_1706 | Confirmed
HOLDY | 69 | TOPOLOGY.TUETA.TU_E.HOLDY.69.BB1 | TUETA | TU_E | HOLLIDAY_9 | [DSC]DISC1621, [DSC]DISC1631, [DSC]DISC1661, [DSC] | Confirmed
HOLND | 69 | TOPOLOGY.TUETA.TU_E.HOLND.69.0003 | TUETA | TU_E | HOLLANDZ | [LD]LD1901, [DSC]TR2237 | Confirmed
HOLND | 69 | TOPOLOGY.TUETA.TU_E.HOLND.69.0815 | TUETA | TU_E | HOLLANDW | [DSC]AS_2230, [LD]LD1900 | Confirmed
HOLND | 69 | TOPOLOGY.TUETA.TU_E.HOLND.69.BB1 | TUETA | TU_E | HOLLAND | [DSC]AS_2230, [DSC]AS_2231, [DSC]AS_2232, [DSC]TR2 | Confirmed
HORNE | 138 | TOPOLOGY.TUETA.TU_E.HORNE.138.9139 | TUETA | TU_E | HORNE2_8U | [CB]CB_493, [LD]LD1902 | Confirmed
HORNE | 138 | TOPOLOGY.TUETA.TU_E.HORNE.138.BB1 | TUETA | TU_E | HORNE2_8Z | [LD]LD1900, [DSC]MAS_544, [DSC]MAS_545 | Confirmed
HORNE | 138 | TOPOLOGY.TUETA.TU_E.HORNE.138.BB2 | TUETA | TU_E | HORNE2_8Y | [LD]LD1901, [DSC]MAS_545, [DSC]MAS_546 | Confirmed
HORNE | 138 | TOPOLOGY.TUETA.TU_E.HORNE.138.BB3 | TUETA | TU_E | HORNE2_8 | [LN]6130_A, [LN]6130_B, [DSC]MAS_494, [DSC]MAS_546 | Confirmed
HORNE | 138 | TOPOLOGY.TUETA.TU_E.HORNE.138.BB5 | TUETA | TU_E | HORNE2_8X | [CB]CB_493, [DSC]MAS_492, [DSC]MAS_494 | Confirmed
HORNE | 138 | TOPOLOGY.TUETA.TU_E.HORNE.138.BB6 | TUETA | TU_E | HORNE1_8 | [LN]6125_B, [LN]6125_E, [DSC]MAS_492, [DSC]MAS_544 | Confirmed
HRSMD | 138 | TOPOLOGY.TUETA.TU_E.HRSMD.138.0002 | TUETA | TU_E | CRLTNRMD1_8Z | [LD]LD2, [CB]TR961 | Confirmed
HRSMD | 138 | TOPOLOGY.TUETA.TU_E.HRSMD.138.0003 | TUETA | TU_E | CRLTNRMD1_8Y | [LD]LD3, [CB]TR967 | Confirmed
HRSMD | 138 | TOPOLOGY.TUETA.TU_E.HRSMD.138.0008 | TUETA | TU_E | CRLTNRMD1_8X | [LD]LD1, [CB]TR960 | Confirmed
HRSMD | 138 | TOPOLOGY.TUETA.TU_E.HRSMD.138.BB1 | TUETA | TU_E | CRLTNRMD1_8 | [DSC]LN958, [DSC]LN959, [CB]TR960, [CB]TR961, [CB] | Confirmed
HSKAV | 138 | TOPOLOGY.TUETA.TU_E.HSKAV.138.729 | TUETA | TU_E | HSKEL2_8 | [LD]LDF1, [DSC]MAS_121, [CB]SCC1_CB | Confirmed
HSKAV | 138 | TOPOLOGY.TUETA.TU_E.HSKAV.138.731 | TUETA | TU_E | HSKEL1_8 | [LD]LDF2, [DSC]MAS_122, [CB]SCC2_CB | Confirmed
HUBRD | 138 | TOPOLOGY.TUETA.TU_E.HUBRD.138.0466 | TUETA | TU_E | HUBBARDX | [LD]LD1400, [DSC]MAS_1704 | Confirmed
HUBRD | 138 | TOPOLOGY.TUETA.TU_E.HUBRD.138.BB1 | TUETA | TU_E | HUBBARD | [DSC]MAS_1704, [DSC]MLS_1703, [DSC]MLS_1705 | Confirmed
HUDSN | 138 | TOPOLOGY.TUETA.TU_E.HUDSN.138.9997 | TUETA | TU_E | HUDSON_8S | [LD]LD1600, [DSC]MAS_1754 | Confirmed
HUDSN | 138 | TOPOLOGY.TUETA.TU_E.HUDSN.138.9998 | TUETA | TU_E | HUDSON_8R | [LD]LD1601, [DSC]MAS_1755 | Confirmed
HUDSN | 138 | TOPOLOGY.TUETA.TU_E.HUDSN.138.BB3 | TUETA | TU_E | HUDSON_8 | [DSC]MAS_1747, [DSC]MAS_1749, [DSC]MAS_1754, [DSC] | Confirmed
HURST | 138 | TOPOLOGY.TUETA.TU_E.HURST.138.9006 | TUETA | TU_E | HURSTS_8V | [DSC]MAS_4184, [LD]XFMR2 | Confirmed
HURST | 138 | TOPOLOGY.TUETA.TU_E.HURST.138.9007 | TUETA | TU_E | HURSTS_8U | [DSC]MAS_4186, [LD]XFMR1 | Confirmed
HURST | 138 | TOPOLOGY.TUETA.TU_E.HURST.138.BB1E | TUETA | TU_E | HURSTN_8 | [DSC]MAS_4186, [DSC]MAS_4237, [DSC]MLDB4185 | Confirmed
HURST | 138 | TOPOLOGY.TUETA.TU_E.HURST.138.BB1W | TUETA | TU_E | HURSTS_8Z | [DSC]MAS_4184, [DSC]MAS_4237, [DSC]MLDB4183 | Confirmed
HURST | 138 | TOPOLOGY.TUETA.TU_E.HURST.138.BB2 | TUETA | TU_E | HURSTS_8 | [LN]1320_J, [DSC]MLDB4185, [DSC]MLS_4182, [DSC]MLS | Confirmed
HUTCH | 138 | TOPOLOGY.TUETA.TU_E.HUTCH.138.7452 | TUETA | TU_E | HUTCH1_8X | [LD]LD1500, [DSC]MAS_1253 | Confirmed
HUTCH | 138 | TOPOLOGY.TUETA.TU_E.HUTCH.138.7453 | TUETA | TU_E | HUTCH1_8W | [LD]LD1501, [DSC]MAS_1256 | Confirmed
HUTCH | 138 | TOPOLOGY.TUETA.TU_E.HUTCH.138.BB1 | TUETA | TU_E | HUTCH1_8 | [DSC]MAS_1253, [DSC]MAS_1256, [DSC]MLDB1255, [DSC] | Confirmed
HUTTO | 138 | TOPOLOGY.TUETA.TU_E.HUTTO.138.0800 | TUETA | TU_E | HUTTOSS1_8V | [DSC]8329, [LD]LXFMR1 | Confirmed
HUTTO | 138 | TOPOLOGY.TUETA.TU_E.HUTTO.138.BB2 | TUETA | TU_E | HUTTOSS1_8Y | [DSC]7484, [DSC]7494, [DSC]7504 | Confirmed
INAIR | 138 | TOPOLOGY.TUETA.TU_E.INAIR.138.0002 | TUETA | TU_E | INT_AIR2_8U | [LD]LD1402, [DSC]MAS_4197 | Confirmed
INAIR | 138 | TOPOLOGY.TUETA.TU_E.INAIR.138.0003 | TUETA | TU_E | INT_AIR2_8T | [LD]LD1403, [DSC]MAS_4207 | Confirmed
INAIR | 138 | TOPOLOGY.TUETA.TU_E.INAIR.138.2669 | TUETA | TU_E | INT_AIR2_8S | [LD]LD1400, [DSC]MAS_4202 | Confirmed
INAIR | 138 | TOPOLOGY.TUETA.TU_E.INAIR.138.2671 | TUETA | TU_E | INT_AIR2_8R | [LD]LD1401, [DSC]MAS_4204 | Confirmed
INDST | 138 | TOPOLOGY.TUETA.TU_E.INDST.138.BB1E | TUETA | TU_E | INDUST_E8 | [DSC]DISC_024, [DSC]DISC_034, [DSC]DISC_044, [DSC] | Confirmed
INDST | 138 | TOPOLOGY.TUETA.TU_E.INDST.138.BB1W | TUETA | TU_E | INDUST_W8 | [DSC]DISC_021, [DSC]DISC_031, [DSC]DISC_051 | Confirmed
IOWPK | 69 | TOPOLOGY.TUETA.TU_E.IOWPK.69.7968 | TUETA | TU_E | IOWAPARK_9B | [DSC]MAS_1134, [LD]XFMR1 | Confirmed
IRBRG | 138 | TOPOLOGY.TUETA.TU_E.IRBRG.138.7654 | TUETA | TU_E | IRONBRG_8Y | [LD]LD1000, [DSC]MAS_596 | Confirmed
IRBRG | 138 | TOPOLOGY.TUETA.TU_E.IRBRG.138.7655 | TUETA | TU_E | IRONBRG_8X | [LD]LD2000, [DSC]MAS_598 | Confirmed
IRBTP | 138 | TOPOLOGY.TUETA.TU_E.IRBTP.138.BB1 | TUETA | TU_E | IRONBRTA_8 | [DSC]MAS_2082, [DSC]MAS_2083, [DSC]MAS_2084 | Confirmed
IRLBJ | 138 | TOPOLOGY.TUETA.TU_E.IRLBJ.138.0001 | TUETA | TU_E | IRVLBJ_E8Z | [CB]6865, [LD]LD1 | Confirmed
IRVBL | 138 | TOPOLOGY.TUETA.TU_E.IRVBL.138.5518 | TUETA | TU_E | IRVBELT2_8Y | [LD]LD2501, [CB]MLDB2003 | Confirmed
IRVBL | 138 | TOPOLOGY.TUETA.TU_E.IRVBL.138.5519 | TUETA | TU_E | IRVBELT2_8X | [LD]LD2500, [CB]MLDB2007 | Confirmed
IRVBL | 138 | TOPOLOGY.TUETA.TU_E.IRVBL.138.BB1 | TUETA | TU_E | IRVBELT2_8 | [DSC]LDS_2052, [DSC]LDS_2092, [CB]MLDB2003, [CB]ML | Confirmed
IRVGS | 138 | TOPOLOGY.TUETA.TU_E.IRVGS.138.5578 | TUETA | TU_E | IRVGRNT1_8X | [CB]FIDS1314, [LD]LD1901 | Confirmed
IRVGS | 138 | TOPOLOGY.TUETA.TU_E.IRVGS.138.5579 | TUETA | TU_E | IRVGRNT1_8W | [CB]FIDS1318, [LD]LD1900 | Confirmed
IRVGS | 138 | TOPOLOGY.TUETA.TU_E.IRVGS.138.BB3 | TUETA | TU_E | IRVGRNT1_8 | [CB]FIDS1314, [CB]FIDS1318, [DSC]MAS_1315, [DSC]MA | Confirmed
IRVHF | 138 | TOPOLOGY.TUETA.TU_E.IRVHF.138.5623 | TUETA | TU_E | IRVHUNT2_8Y | [CB]FID_3322, [LD]LD2300 | Confirmed
IRVHF | 138 | TOPOLOGY.TUETA.TU_E.IRVHF.138.BB1 | TUETA | TU_E | IRVHUNT2_8 | [CB]FID_3322, [DSC]MLDB3327, [DSC]MLDB3342 | Confirmed
IRVND | 138 | TOPOLOGY.TUETA.TU_E.IRVND.138.5974 | TUETA | TU_E | NORWD1_8N | [LD]LD1200, [DSC]MAS_5102 | Confirmed
IRVND | 138 | TOPOLOGY.TUETA.TU_E.IRVND.138.5975 | TUETA | TU_E | NORWD1_8M | [LD]LD1201, [DSC]MAS_5104 | Confirmed
IRVND | 138 | TOPOLOGY.TUETA.TU_E.IRVND.138.BB2 | TUETA | TU_E | NORWD1_8 | [DSC]5134, [DSC]5164, [DSC]AS_5112, [DSC]AS_5124, | Confirmed
IRVND | 138 | TOPOLOGY.TUETA.TU_E.IRVND.138.BB3 | TUETA | TU_E | NORWD2_8 | [DSC]5154, [DSC]AS_5112, [DSC]DISC5129, [DSC]DISC5 | Confirmed
IRVNE | 138 | TOPOLOGY.TUETA.TU_E.IRVNE.138.6567 | TUETA | TU_E | IRVNE1_8V | [CB]FIDS_484, [LD]LD1300 | Confirmed
IRVNE | 138 | TOPOLOGY.TUETA.TU_E.IRVNE.138.6568 | TUETA | TU_E | IRVNE1_8U | [CB]FIDS_486, [LD]LD1301 | Confirmed
IRVNE | 138 | TOPOLOGY.TUETA.TU_E.IRVNE.138.6569 | TUETA | TU_E | IRVNE1_8T | [CB]FIDS_496, [LD]LD1302 | Confirmed
IRVNE | 138 | TOPOLOGY.TUETA.TU_E.IRVNE.138.BB1 | TUETA | TU_E | IRVNE1_8 | [CB]FIDS_484, [CB]FIDS_486, [CB]FIDS_496, [DSC]MAS | Confirmed
IRVNG | 138 | TOPOLOGY.TUETA.TU_E.IRVNG.138.5567 | TUETA | TU_E | IRVING2_8U | [LD]LD1401, [CB]MLDB_636_CB | Confirmed
IRVNG | 138 | TOPOLOGY.TUETA.TU_E.IRVNG.138.5568 | TUETA | TU_E | IRVING1_8T | [LD]LD1400, [CB]MLDB_637_CB | Confirmed
IRVNG | 138 | TOPOLOGY.TUETA.TU_E.IRVNG.138.BB1 | TUETA | TU_E | IRVING1_8 | [DSC]MAS_642, [DSC]MAS_700, [CB]MLDB_637_CB, [CB]S | Confirmed
IRVNG | 138 | TOPOLOGY.TUETA.TU_E.IRVNG.138.BB2 | TUETA | TU_E | IRVING2_8 | [DSC]MAS_642, [DSC]MAS_699, [CB]MLDB_636_CB, [CB]S | Confirmed
IRVNR | 138 | TOPOLOGY.TUETA.TU_E.IRVNR.138.0005 | TUETA | TU_E | IRVNORTH_8U | [CB]FID_630_CB, [LD]LD3 | Confirmed
IRVNR | 138 | TOPOLOGY.TUETA.TU_E.IRVNR.138.0006 | TUETA | TU_E | IRVNORTH_8T | [CB]FID_634_CB, [LD]LD4 | Confirmed
IRVNR | 138 | TOPOLOGY.TUETA.TU_E.IRVNR.138.5508 | TUETA | TU_E | IRVNORTH_8Q | [LD]LD2, [CB]MAS_632_CB | Confirmed
IRVNR | 138 | TOPOLOGY.TUETA.TU_E.IRVNR.138.5509 | TUETA | TU_E | IRVNORTH_8P | [LD]LD1, [CB]MAS_633_CB | Confirmed
IRVNR | 138 | TOPOLOGY.TUETA.TU_E.IRVNR.138.BB1 | TUETA | TU_E | IRVNORTH_8Y | [DSC]MAS_1185, [CB]MAS_633_CB, [DSC]MLDB1144 | Confirmed
IRVNR | 138 | TOPOLOGY.TUETA.TU_E.IRVNR.138.BB2 | TUETA | TU_E | IRVNORTH_8X | [DSC]MAS_1166, [CB]MAS_632_CB, [DSC]MLDB1168 | Confirmed
IRVNR | 138 | TOPOLOGY.TUETA.TU_E.IRVNR.138.BB3 | TUETA | TU_E | IRVNORTH_8Z | [CB]FID_630_CB, [DSC]MAS_1166, [DSC]MAS_1183, [CB] | Confirmed
IRVNR | 138 | TOPOLOGY.TUETA.TU_E.IRVNR.138.BB4 | TUETA | TU_E | IRVNORTH_8W | [CB]FID_634_CB, [DSC]MAS_1183, [DSC]MAS_1185 | Confirmed
IRVVV | 138 | TOPOLOGY.TUETA.TU_E.IRVVV.138.5523 | TUETA | TU_E | IRVVALVW_8V | [LD]LXFMR3, [CB]MLDB2845 | Confirmed
IRVVV | 138 | TOPOLOGY.TUETA.TU_E.IRVVV.138.5524 | TUETA | TU_E | IRVVALVW_8Y | [LD]LXFMR1, [CB]MLDB2858, [CB]SC1A_CB | Confirmed
IRVVV | 138 | TOPOLOGY.TUETA.TU_E.IRVVV.138.BB1 | TUETA | TU_E | IRVVALVW_8X | [DSC]MAS_2855, [DSC]MLD_2856, [CB]MLDB2845 | Confirmed
ITALY | 69 | TOPOLOGY.TUETA.TU_E.ITALY.69.5788 | TUETA | TU_E | ITALY_9X | [DSC]AIRSW_64, [LD]LD2100 | Confirmed
ITALY | 69 | TOPOLOGY.TUETA.TU_E.ITALY.69.BB1 | TUETA | TU_E | ITALY_9 | [DSC]AIRSW_64, [DSC]MAS_62, [DSC]MAS_66 | Confirmed
ITSCA | 69 | TOPOLOGY.TUETA.TU_E.ITSCA.69.0513 | TUETA | TU_E | ITASCA_9C | [DSC]AIRSW_86, [LD]LD1700 | Confirmed
ITSCA | 69 | TOPOLOGY.TUETA.TU_E.ITSCA.69.BB1 | TUETA | TU_E | ITASCA_9 | [DSC]AIRSW_86, [DSC]MAS_94, [DSC]MAS_98 | Confirmed
IVAN | 69 | TOPOLOGY.TUETA.TU_E.IVAN.69.8196 | TUETA | TU_E | IVAN_9W | [DSC]AS_1624, [LD]XFMR2 | Confirmed
IVAN | 69 | TOPOLOGY.TUETA.TU_E.IVAN.69.8197 | TUETA | TU_E | IVAN_9Z | [DSC]AS_1634, [LD]IVAN_LD2, [LD]XFMR1 | Confirmed
IVAN | 69 | TOPOLOGY.TUETA.TU_E.IVAN.69.BB1 | TUETA | TU_E | IVAN_9 | [DSC]AS_1624, [DSC]AS_1634, [DSC]MLS_1628, [DSC]ML | Confirmed
JCKSW | 345 | TOPOLOGY.TUETA.TU_E.JCKSW.345.BOMS | TUETA | TU_E | JACKSBRO_5 | [DSC]DSC_7703, [DSC]DSC_7704, [DSC]DSC_7707 | Confirmed
JCKSW | 345 | TOPOLOGY.TUETA.TU_E.JCKSW.345.GRSE | TUETA | TU_E | JACKSBRO_5Z | [DSC]DSC_7706, [DSC]DSC_7708, [DSC]DSC_7709 | Confirmed
JCKSW | 345 | TOPOLOGY.TUETA.TU_E.JCKSW.345.WCSW | TUETA | TU_E | JACKSBRO_5Y | [DSC]DSC_7712, [DSC]DSC_7721, [DSC]DSC_7881 | Confirmed
JEWET | 138 | TOPOLOGY.TUETA.TU_E.JEWET.138.0099 | TUETA | TU_E | JEWETT1_8F | [DSC]FID_3122, [LD]LXFMR4 | Confirmed
JEWET | 138 | TOPOLOGY.TUETA.TU_E.JEWET.138.2BB1 | TUETA | TU_E | JEWETT1_8 | [DSC]1803, [DSC]1813, [DSC]1833, [DSC]1843, [DSC]1 | Confirmed
JEWET | 345 | TOPOLOGY.TUETA.TU_E.JEWET.345.1BB1 | TUETA | TU_E | JEWETT_N5 | [DSC]3899, [DSC]3979, [DSC]3984, [DSC]5459, [DSC]5 | Confirmed
JEWET | 345 | TOPOLOGY.TUETA.TU_E.JEWET.345.BB2 | TUETA | TU_E | JEWETT_S5 | [DSC]3989, [DSC]3999, [DSC]4009, [DSC]5382, [DSC]5 | Confirmed
JEWET | 69 | TOPOLOGY.TUETA.TU_E.JEWET.69.0104 | TUETA | TU_E | JEWETT1_9V | [DSC]2319, [LD]XFMR1 | Confirmed
JEWET | 69 | TOPOLOGY.TUETA.TU_E.JEWET.69.0BB1 | TUETA | TU_E | JEWETT1_9 | [DSC]1863, [DSC]2311, [DSC]2319, [DSC]MAS_1862 | Confirmed
JKREA | 69 | TOPOLOGY.TUETA.TU_E.JKREA.69.8065 | TUETA | TU_E | JACKSREA_9 | [DSC]1126, [LD]LDMOBL | Confirmed
JKSAM | 69 | TOPOLOGY.TUETA.TU_E.JKSAM.69.8057 | TUETA | TU_E | JACKAMCO_9X | [DSC]AS_1024, [LD]LDJAM1 | Confirmed
JKSAM | 69 | TOPOLOGY.TUETA.TU_E.JKSAM.69.BB1 | TUETA | TU_E | JACKAMCO_9 | [DSC]AS_1023, [DSC]AS_1024, [DSC]AS_1025 | Confirmed
JKSBR | 69 | TOPOLOGY.TUETA.TU_E.JKSBR.69.0003 | TUETA | TU_E | JACKSBOR_9Y | [DSC]AS_1083, [LD]LD1 | Confirmed
JKSBR | 69 | TOPOLOGY.TUETA.TU_E.JKSBR.69.8061 | TUETA | TU_E | JACKSBOR_9V | [DSC]AS_1078, [LD]LD2 | Confirmed
JKSBR | 69 | TOPOLOGY.TUETA.TU_E.JKSBR.69.BB1 | TUETA | TU_E | JACKSBOR_9 | [DSC]AS_1078, [DSC]AS_1083, [DSC]MAS_1137, [DSC]MA | Confirmed
JKSSN | 69 | TOPOLOGY.TUETA.TU_E.JKSSN.69.8070 | TUETA | TU_E | JACKSINC_9 | [DSC]AS_1136, [LD]LDAP1 | Confirmed
JKSVL | 138 | TOPOLOGY.TUETA.TU_E.JKSVL.138.0BB1 | TUETA | TU_E | JAXVLSW_8 | [CB]CB_1963, [DSC]DISC2077, [DSC]MLDB1964, [DSC]ML | Confirmed
JKSVL | 69 | TOPOLOGY.TUETA.TU_E.JKSVL.69.BB1 | TUETA | TU_E | JAXVL1SS_9Y | [DSC]AS_1944, [DSC]DISC1949, [DSC]DISC1959 | Confirmed
JKSVL | 69 | TOPOLOGY.TUETA.TU_E.JKSVL.69.BB3 | TUETA | TU_E | JAXVL1SS_9 | [DSC]AS_1944, [DSC]DISC2095, [DSC]DISC2097, [DSC]D | Confirmed
JKSVL | 69 | TOPOLOGY.TUETA.TU_E.JKSVL.69.BBI3 | TUETA | TU_E | JAXVL1SS_9W | [DSC]DISC2067, [DSC]DISC2068, [DSC]DISC2069 | Confirmed
JMPMP | 138 | TOPOLOGY.TUETA.TU_E.JMPMP.138.7052 | TUETA | TU_E | JMLLER1_8Y | [CB]AS_3282_CB, [LD]LD3282 | Confirmed
JMPMP | 138 | TOPOLOGY.TUETA.TU_E.JMPMP.138.7053 | TUETA | TU_E | JMLLER1_8X | [CB]AS_3283_CB, [LD]LD3283 | Confirmed
JNKNS | 138 | TOPOLOGY.TUETA.TU_E.JNKNS.138.764 | TUETA | TU_E | JENKNS2_8V | [CB]FID_121, [LD]LDF1 | Confirmed
JNKNS | 138 | TOPOLOGY.TUETA.TU_E.JNKNS.138.766 | TUETA | TU_E | JENKNS2_8U | [CB]FID_122, [LD]LDF2 | Confirmed
JNKNS | 138 | TOPOLOGY.TUETA.TU_E.JNKNS.138.BB1 | TUETA | TU_E | JENKNS2_8 | [LN]3490_C, [CB]FID_121, [DSC]MLDB_014, [CB]SCC1_C | Confirmed
JNKNS | 138 | TOPOLOGY.TUETA.TU_E.JNKNS.138.BB2 | TUETA | TU_E | JENKNS1_8 | [LN]3500_B, [CB]FID_122, [DSC]MLDB_024, [CB]SCC2_C | Confirmed
JNSVL | 138 | TOPOLOGY.TUETA.TU_E.JNSVL.138.8317 | TUETA | TU_E | JOHNSVILLEZ | [LD]LDBEPJVL, [DSC]TR20 | Confirmed
JNSVL | 138 | TOPOLOGY.TUETA.TU_E.JNSVL.138.BB3 | TUETA | TU_E | JOHNSVILLE | [DSC]3665, [DSC]3666, [DSC]TR20 | Confirmed
JONSW | 345 | TOPOLOGY.TUETA.TU_E.JONSW.345.BB1 | TUETA | TU_E | JHNSONSW_P5 | [DSC]AS_3152, [DSC]AS_3164, [DSC]MAS_M10 | Confirmed
JREST | 138 | TOPOLOGY.TUETA.TU_E.JREST.138.0004 | TUETA | TU_E | JARRELL_E_8Z | [CB]6868, [LD]JAREL_L2 | Confirmed
JREST | 138 | TOPOLOGY.TUETA.TU_E.JREST.138.0944 | TUETA | TU_E | JARRELL_E_8W | [CB]FID_6852, [LD]JAREL_L1 | Confirmed
JREST | 138 | TOPOLOGY.TUETA.TU_E.JREST.138.BB1 | TUETA | TU_E | JARRELL_E_8 | [DSC]AS_6862, [CB]FID_6852, [DSC]LS_6856, [DSC]LS_ | Confirmed
JSHUA | 138 | TOPOLOGY.TUETA.TU_E.JSHUA.138.9210 | TUETA | TU_E | JOSHUA_8X | [CB]FID_115, [LD]XFMR2 | Confirmed
JSHUA | 138 | TOPOLOGY.TUETA.TU_E.JSHUA.138.9211 | TUETA | TU_E | JOSHUA_8W | [DSC]MAS_116, [LD]XFMR1 | Confirmed
JSHUA | 138 | TOPOLOGY.TUETA.TU_E.JSHUA.138.BB1 | TUETA | TU_E | JOSHUA_8 | [CB]FID_115, [DSC]MAS_114, [DSC]MAS_116, [DSC]MAS_ | Confirmed
JUDCT | 138 | TOPOLOGY.TUETA.TU_E.JUDCT.138.6742 | TUETA | TU_E | JUDD2_8Z | [CB]FID_121, [LD]LDF1 | Confirmed
JUDCT | 138 | TOPOLOGY.TUETA.TU_E.JUDCT.138.6743 | TUETA | TU_E | JUDD2_8Y | [CB]FID_122, [LD]LDF2 | Confirmed
KEENE | 138 | TOPOLOGY.TUETA.TU_E.KEENE.138.9296 | TUETA | TU_E | KEENE_8X | [LD]LD1501, [DSC]MAS_2115 | Confirmed
KEENE | 138 | TOPOLOGY.TUETA.TU_E.KEENE.138.9297 | TUETA | TU_E | KEENE_8W | [LD]LD1503, [DSC]MAS_2118 | Confirmed
KEENE | 138 | TOPOLOGY.TUETA.TU_E.KEENE.138.BB1 | TUETA | TU_E | KEENE_8 | [DSC]MAS_2112, [DSC]MAS_2113, [DSC]MAS_2115, [DSC] | Confirmed
KERNS | 69 | TOPOLOGY.TUETA.TU_E.KERNS.69.0352 | TUETA | TU_E | KERENSY | [DSC]AS_876, [LD]XFMR1 | Confirmed
KFHSW | 138 | TOPOLOGY.TUETA.TU_E.KFHSW.138.BB1 | TUETA | TU_E | KILLFH_T_8 | [DSC]AS_1263, [DSC]LS_1262, [DSC]LS_1266 | Confirmed
KFHWS | 138 | TOPOLOGY.TUETA.TU_E.KFHWS.138.0782 | TUETA | TU_E | KILL_FHW1_8X | [CB]FID_3142, [LD]LD2600 | Confirmed
KFHWS | 138 | TOPOLOGY.TUETA.TU_E.KFHWS.138.0783 | TUETA | TU_E | KILL_FHW1_8W | [CB]FID_3172, [LD]LDTR1 | Confirmed
KFHWS | 138 | TOPOLOGY.TUETA.TU_E.KFHWS.138.BB1 | TUETA | TU_E | KILL_FHW1_8 | [DSC]MAS_2513, [DSC]MAS_2515, [DSC]MAS_2535, [DSC] | Confirmed
KFMNW | 138 | TOPOLOGY.TUETA.TU_E.KFMNW.138.6978 | TUETA | TU_E | KAUFMN_8X | [LD]LD1201, [DSC]MAS_1161 | Confirmed
KFMNW | 138 | TOPOLOGY.TUETA.TU_E.KFMNW.138.6979 | TUETA | TU_E | KAUFMN_8W | [LD]LD1202, [DSC]MAS_1167 | Confirmed
KFMNW | 138 | TOPOLOGY.TUETA.TU_E.KFMNW.138.BB1 | TUETA | TU_E | KAUFMN_8 | [DSC]DISC1519, [DSC]MAS_1161, [DSC]MAS_1167, [DSC] | Confirmed
KFMSO | 138 | TOPOLOGY.TUETA.TU_E.KFMSO.138.7002 | TUETA | TU_E | KAUFMN_S_8X | [CB]FID_4825, [LD]LD1301 | Confirmed
KILEN | 138 | TOPOLOGY.TUETA.TU_E.KILEN.138.0739 | TUETA | TU_E | KILL1_8X | [LD]LD1200, [DSC]MAS_1222 | Confirmed
KILEN | 138 | TOPOLOGY.TUETA.TU_E.KILEN.138.0740 | TUETA | TU_E | KILL1_8W | [LD]LD1201, [DSC]MAS_1223 | Confirmed
KIMBALRD | 138 | TOPOLOGY.TUETA.TU_E.KIMBALRD.138.7777 | TUETA | TU_E | KIMBALRD_L_A | [LD]KIMBALRD1, [DSC]M20CS_1_BYPASS, [CB]M20CS-1 | New NodeKey
KIMBL | 138 | TOPOLOGY.TUETA.TU_E.KIMBL.138.8800 | TUETA | TU_E | KIMBALL1_8Y | [CB]FID_7402, [LD]LD1 | Confirmed
KIMBL | 138 | TOPOLOGY.TUETA.TU_E.KIMBL.138.8801 | TUETA | TU_E | KIMBALL2_8X | [CB]FID_7412, [LD]LD2 | Confirmed
KLBRG | 138 | TOPOLOGY.TUETA.TU_E.KLBRG.138.776 | TUETA | TU_E | KLEBRG1_8X | [LD]LD24, [DSC]MAS_121 | Confirmed
KLBRG | 138 | TOPOLOGY.TUETA.TU_E.KLBRG.138.778 | TUETA | TU_E | KLEBRG1_8W | [LD]LD34, [DSC]MAS_122 | Confirmed
KLCKR | 138 | TOPOLOGY.TUETA.TU_E.KLCKR.138.0017 | TUETA | TU_E | KILCLARRD_8C | [DSC]8201, [LD]LDKLRCK | Confirmed
KLELM | 138 | TOPOLOGY.TUETA.TU_E.KLELM.138.0772 | TUETA | TU_E | KILELMR1_8V | [CB]FID_6555, [LD]LXFMR1 | Confirmed
KLELM | 138 | TOPOLOGY.TUETA.TU_E.KLELM.138.1001 | TUETA | TU_E | KILELMR2_8U | [CB]FID_6563, [LD]LXFMR2 | Confirmed
KLNCC | 138 | TOPOLOGY.TUETA.TU_E.KLNCC.138.0001 | TUETA | TU_E | KILLCLCK_8W | [DSC]6524, [LD]LD2 | Confirmed
KLNCC | 138 | TOPOLOGY.TUETA.TU_E.KLNCC.138.0778 | TUETA | TU_E | KILLCLCK_8T | [LD]LD1701, [DSC]MLDB1966 | Confirmed
KLNFH | 138 | TOPOLOGY.TUETA.TU_E.KLNFH.138.0754 | TUETA | TU_E | KILLFTHD_8T | [LD]LD3, [DSC]MAS_1225 | Confirmed
KLNFH | 138 | TOPOLOGY.TUETA.TU_E.KLNFH.138.0755 | TUETA | TU_E | KILLFTHD_8S | [LD]LD1, [DSC]MAS_1233 | Confirmed
KLNFH | 138 | TOPOLOGY.TUETA.TU_E.KLNFH.138.0756 | TUETA | TU_E | KILLFTHD_8R | [LD]LD4, [DSC]MAS_1234 | Confirmed
KLNFH | 138 | TOPOLOGY.TUETA.TU_E.KLNFH.138.0757 | TUETA | TU_E | KILLFTHD_8Q | [LD]LD2, [DSC]MAS_1259 | Confirmed
KLNFH | 138 | TOPOLOGY.TUETA.TU_E.KLNFH.138.BB1 | TUETA | TU_E | KILLFTHD | [DSC]MAS_1225, [DSC]MAS_1233, [DSC]MAS_1234, [DSC] | Confirmed
KLNPS | 138 | TOPOLOGY.TUETA.TU_E.KLNPS.138.0745 | TUETA | TU_E | KILLPARK1_8X | [CB]FID_1238_CB, [LD]LD1100 | Confirmed
KLNPS | 138 | TOPOLOGY.TUETA.TU_E.KLNPS.138.0746 | TUETA | TU_E | KILLPARK1_8W | [CB]FID_1287_CB, [LD]LD1101 | Confirmed
KLNSW | 138 | TOPOLOGY.TUETA.TU_E.KLNSW.138.BB1E | TUETA | TU_E | KILL_SS_E8Z | [DSC]4734, [DSC]AS_4999, [DSC]AS_5019, [DSC]DISC51 | Confirmed
KLNSW | 138 | TOPOLOGY.TUETA.TU_E.KLNSW.138.BB2W | TUETA | TU_E | KILL_SS__8 | [DSC]7799, [DSC]AS_5009, [DSC]AS_5014, [DSC]AS_502 | Confirmed
KLNSW | 138 | TOPOLOGY.TUETA.TU_E.KLNSW.138.BB3 | TUETA | TU_E | KILL_SS_W8V | [DSC]AS_5041, [DSC]DISC5116, [DSC]MAS_5042 | Confirmed
KLNSW | 138 | TOPOLOGY.TUETA.TU_E.KLNSW.138.BB5 | TUETA | TU_E | KILL_SS_E8X | [LN]640_F, [DSC]AS_5021, [DSC]AS_5023, [DSC]AS_509 | Confirmed
KLNSW | 138 | TOPOLOGY.TUETA.TU_E.KLNSW.138.CAP1 | TUETA | TU_E | KILL_SS_E8W | [DSC]AS_5016, [CB]CB_5015, [CB]FID_5018, [DSC]MLB_ | Confirmed
KLNTF | 138 | TOPOLOGY.TUETA.TU_E.KLNTF.138.0734 | TUETA | TU_E | KILLTAFT_8W | [CB]FID_2294_CB, [LD]LD1801 | Confirmed
KLNTF | 138 | TOPOLOGY.TUETA.TU_E.KLNTF.138.0735 | TUETA | TU_E | KILLTAFT_8V | [CB]FID_2296_CB, [LD]LD1800 | Confirmed
KLRMG | 138 | TOPOLOGY.TUETA.TU_E.KLRMG.138.8843 | TUETA | TU_E | KEL_MAG2_8 | [LD]LD9711, [DSC]TR2064 | Confirmed
KLRPR | 138 | TOPOLOGY.TUETA.TU_E.KLRPR.138.0003 | TUETA | TU_E | WPKELLR2_8X | [DSC]8267, [LD]LXFMR1 | Confirmed
KMA | 69 | TOPOLOGY.TUETA.TU_E.KMA.69.8018 | TUETA | TU_E | KMA_9 | [LD]KMA_LD1, [LD]KMA_LD2, [LD]LD1700, [DSC]MAS_167 | Confirmed
KMBCL | 138 | TOPOLOGY.TUETA.TU_E.KMBCL.138.5226 | TUETA | TU_E | PARIS_KC_8Y | [DSC]DISC_319, [LD]LD320 | Confirmed
KMCHI | 18 | TOPOLOGY.TUETA.TU_E.KMCHI.18.0021 | TUETA | TU_E | KMICHICT1_G | [UN]1CT201, [CB]1GTL-52-201 | Confirmed
KMCHI | 18 | TOPOLOGY.TUETA.TU_E.KMCHI.18.0022 | TUETA | TU_E | KMICHICT2_G | [UN]1CT101, [CB]1GTL-52-101 | Confirmed
KMCHI | 18 | TOPOLOGY.TUETA.TU_E.KMCHI.18.0023 | TUETA | TU_E | KMICHICT4_G | [UN]2CT201, [CB]2GTL-52-201 | Confirmed
KMCHI | 18 | TOPOLOGY.TUETA.TU_E.KMCHI.18.0024 | TUETA | TU_E | KMICHICT5_G | [UN]2CT101, [CB]2GTL-52-101 | Confirmed
KMCHI | 18 | TOPOLOGY.TUETA.TU_E.KMCHI.18.0025 | TUETA | TU_E | KMICHIST3_G | [XF]1ST, [UN]1ST | Confirmed
KMCHI | 18 | TOPOLOGY.TUETA.TU_E.KMCHI.18.0026 | TUETA | TU_E | KMICHIST6_G | [XF]2ST, [UN]2ST | Confirmed
KMCHI | 345 | TOPOLOGY.TUETA.TU_E.KMCHI.345.BB2 | TUETA | TU_E | KIOWAPP_5 | [DSC]SW12, [DSC]SW22, [DSC]SW32, [DSC]SW42, [DSC]S | Confirmed
KMPSO | 138 | TOPOLOGY.TUETA.TU_E.KMPSO.138.6991 | TUETA | TU_E | KEMP_S_8X | [LD]LD2400, [DSC]MAS_2264 | Confirmed
KMPSO | 138 | TOPOLOGY.TUETA.TU_E.KMPSO.138.6992 | TUETA | TU_E | KEMP_S_8W | [LD]LD2401, [DSC]MAS_2268 | Confirmed
KNEDL | 345 | TOPOLOGY.TUETA.TU_E.KNEDL.345.8594 | TUETA | TU_E | KENNDALE2_5X | [CB]CB_6284, [LD]LXFMR2 | Confirmed
KNEDL | 345 | TOPOLOGY.TUETA.TU_E.KNEDL.345.8595 | TUETA | TU_E | KENNDALE2_5W | [CB]CB_6287, [LD]LXFMR1 | Confirmed
KNLTR | 138 | TOPOLOGY.TUETA.TU_E.KNLTR.138.784 | TUETA | TU_E | KNLTR1_8V | [LD]LDF1, [DSC]MAS_121 | Confirmed
KNLTR | 138 | TOPOLOGY.TUETA.TU_E.KNLTR.138.786 | TUETA | TU_E | KNLTR2_8U | [CB]FID_122_CB, [LD]LDF2 | Confirmed
KRGRV | 138 | TOPOLOGY.TUETA.TU_E.KRGRV.138.5500 | TUETA | TU_E | KRUGRVL1_8D | [LD]LD2401, [DSC]MAS_2245 | Confirmed
KRKPK | 138 | TOPOLOGY.TUETA.TU_E.KRKPK.138.BB1E | TUETA | TU_E | KRKPK_E8 | [DSC]DISC_014, [DSC]DISC_024, [DSC]DISC_034, [DSC] | Confirmed
KRKPK | 138 | TOPOLOGY.TUETA.TU_E.KRKPK.138.BB1W | TUETA | TU_E | KRKPK_W8 | [DSC]DISC_011, [DSC]DISC_021, [DSC]DISC_031, [DSC] | Confirmed
KRUM | 138 | TOPOLOGY.TUETA.TU_E.KRUM.138.0024 | TUETA | TU_E | KRUMY | [LD]KRUM1, [CB]M5003CS, [DSC]M5003CS_BYPASS | Confirmed
KRUM | 138 | TOPOLOGY.TUETA.TU_E.KRUM.138.8751 | TUETA | TU_E | KRUM_8W | [DSC]MAS_1296, [LD]XFMR2 | Confirmed
KRUM | 138 | TOPOLOGY.TUETA.TU_E.KRUM.138.8752 | TUETA | TU_E | KRUM_8V | [CB]6308, [LD]XFMR3 | Confirmed
KRUM | 69 | TOPOLOGY.TUETA.TU_E.KRUM.69.8753 | TUETA | TU_E | KRUM_9Y | [DSC]MAS_1299, [LD]XFMR1 | Confirmed
KWASS | 345 | TOPOLOGY.TUETA.TU_E.KWASS.345.0001 | TUETA | TU_E | KIOWA_5 | [DSC]16, [DSC]18, [DSC]19 | Confirmed
KWASS | 345 | TOPOLOGY.TUETA.TU_E.KWASS.345.0004 | TUETA | TU_E | KIOWA_5Z | [DSC]21, [DSC]28, [DSC]9 | Confirmed
KWASS | 345 | TOPOLOGY.TUETA.TU_E.KWASS.345.0006 | TUETA | TU_E | KIOWA_5Y | [DSC]11, [DSC]13, [DSC]14 | Confirmed
LAVON | 138 | TOPOLOGY.TUETA.TU_E.LAVON.138.0002 | TUETA | TU_E | LAVON1_8Y | [LD]LD1402, [DSC]MAS_1158 | Confirmed
LAVON | 138 | TOPOLOGY.TUETA.TU_E.LAVON.138.0004 | TUETA | TU_E | LAVON1_8X | [LD]LD1403, [DSC]MAS_1268 | Confirmed
LAVON | 138 | TOPOLOGY.TUETA.TU_E.LAVON.138.6875 | TUETA | TU_E | LAVON1_8W | [LD]LD1400, [DSC]MAS_1164 | Confirmed
LAVON | 138 | TOPOLOGY.TUETA.TU_E.LAVON.138.6876 | TUETA | TU_E | LAVON1_8V | [CB]1260_CB, [LD]LD1401 | Confirmed
LAVON | 138 | TOPOLOGY.TUETA.TU_E.LAVON.138.BB1 | TUETA | TU_E | LAVON1_8 | [DSC]MAS_1158, [DSC]MAS_1162, [DSC]MAS_1163, [DSC] | Confirmed
LBRPD | 138 | TOPOLOGY.TUETA.TU_E.LBRPD.138.BB1 | TUETA | TU_E | LIBERTY_8 | [DSC]AS_6137, [DSC]AS_6138, [DSC]AS_6139 | Confirmed
LBRPD | 138 | TOPOLOGY.TUETA.TU_E.LBRPD.138.BB2 | TUETA | TU_E | LIBERTY_8X | [DSC]AS_6138, [LD]LDLBRPD | Confirmed
LCKHD | 69 | TOPOLOGY.TUETA.TU_E.LCKHD.69.BB1 | TUETA | TU_E | GEN_DYN1_9Z | [DSC]AS_614, [LD]LDLCKAHD | Confirmed
LCSES | 13.2 | TOPOLOGY.TUETA.TU_E.LCSES.13.2.0001 | TUETA | TU_E | LAKE_CRK1_G | [CB]CB_100, [UN]UNIT1 | Confirmed
LCSES | 138 | TOPOLOGY.TUETA.TU_E.LCSES.138.0BB2 | TUETA | TU_E | LAKE_CRK1_8 | [DSC]8209, [DSC]DISC2803, [DSC]DISC2823, [DSC]DISC | Confirmed
LCSES | 138 | TOPOLOGY.TUETA.TU_E.LCSES.138.4BB1 | TUETA | TU_E | LAKE_CRK2_8 | [DSC]8214, [DSC]DIS_6389, [DSC]DISC2809, [DSC]DISC | Confirmed
LCSES | 20 | TOPOLOGY.TUETA.TU_E.LCSES.20.2BB1 | TUETA | TU_E | LAKE_CRK2_G | [UN]UNIT2, [XF]UXFMR2 | Confirmed
LCSES | 345 | TOPOLOGY.TUETA.TU_E.LCSES.345.1BB1 | TUETA | TU_E | LAKE_CRK1_5 | [DSC]DISC4109, [DSC]DISC4119, [DSC]DISC4129, [DSC] | Confirmed
LEMON | 138 | TOPOLOGY.TUETA.TU_E.LEMON.138.0015 | TUETA | TU_E | LEMMON2_8W | [CB]8287, [LD]LXFMR1 | Confirmed
LENSW | 138 | TOPOLOGY.TUETA.TU_E.LENSW.138.BB3 | TUETA | TU_E | LEONSW_8S | [DSC]2018, [DSC]2021, [DSC]2041 | Confirmed
LENSW | 69 | TOPOLOGY.TUETA.TU_E.LENSW.69.8257 | TUETA | TU_E | LEON2_9R | [DSC]1935, [LD]LD0300 | Confirmed
LENSW | 69 | TOPOLOGY.TUETA.TU_E.LENSW.69.BB1 | TUETA | TU_E | LEON2_9S | [DSC]1901, [DSC]1911, [DSC]1921, [DSC]1927, [DSC]1 | Confirmed
LFCML | 138 | TOPOLOGY.TUETA.TU_E.LFCML.138.0053 | TUETA | TU_E | TMPLINLA_8 | [CB]4648_CB, [LD]LDCPRML | Confirmed
LFCML | 138 | TOPOLOGY.TUETA.TU_E.LFCML.138.BB1 | TUETA | TU_E | KENNARD_8 | [CB]4648_CB, [DSC]LS_4642, [DSC]LS_4652 | Confirmed
LFEST | 138 | TOPOLOGY.TUETA.TU_E.LFEST.138.9969 | TUETA | TU_E | LUFKINE_8X | [CB]1716_CB, [LD]LD1901 | Confirmed
LFEST | 138 | TOPOLOGY.TUETA.TU_E.LFEST.138.9970 | TUETA | TU_E | LUFKINE_8W | [CB]1718_CB, [LD]LD1900 | Confirmed
LFEST | 138 | TOPOLOGY.TUETA.TU_E.LFEST.138.BB1 | TUETA | TU_E | LUFKINE_8 | [CB]1716_CB, [CB]1718_CB, [DSC]MLS_1719, [DSC]MLS_ | Confirmed
LFKSW | 138 | TOPOLOGY.TUETA.TU_E.LFKSW.138.0BB1 | TUETA | TU_E | LUFKNSS_8Y | [DSC]AS_3458, [DSC]DISC3457, [DSC]MAS_3412 | Confirmed
LFPTP | 138 | TOPOLOGY.TUETA.TU_E.LFPTP.138.BB2 | TUETA | TU_E | LUFPRSTA_8 | [DSC]AS_4997, [DSC]DISC2864, [DSC]MAS_2862, [DSC]M | Confirmed
LFSTH | 138 | TOPOLOGY.TUETA.TU_E.LFSTH.138.9978 | TUETA | TU_E | LUFKINS_8W | [LD]LD1400, [DSC]MAS_1776 | Confirmed
LFSTH | 138 | TOPOLOGY.TUETA.TU_E.LFSTH.138.9979 | TUETA | TU_E | LUFKINS_8V | [LD]LD1401, [DSC]MAS_1796 | Confirmed
LFSTH | 138 | TOPOLOGY.TUETA.TU_E.LFSTH.138.BB1 | TUETA | TU_E | LUFKINS_8 | [DSC]DISC1947, [DSC]LS_1777, [DSC]MAS_1776, [CB]SC | Confirmed
LFSTH | 138 | TOPOLOGY.TUETA.TU_E.LFSTH.138.BB2 | TUETA | TU_E | LUFKINS_8Z | [DSC]DISC1946, [DSC]LS_1778, [DSC]MAS_1796, [CB]SC | Confirmed
LGVST | 69 | TOPOLOGY.TUETA.TU_E.LGVST.69.8161 | TUETA | TU_E | LGNVISTA_9W | [DSC]FID_613, [LD]LD8512 | Confirmed
LGVST | 69 | TOPOLOGY.TUETA.TU_E.LGVST.69.8162 | TUETA | TU_E | LGNVISTA_9V | [CB]FID_618, [LD]LD8511 | Confirmed
LGVST | 69 | TOPOLOGY.TUETA.TU_E.LGVST.69.BB1 | TUETA | TU_E | LGNVISTA_9 | [CB]FID_618, [DSC]MAS_616, [DSC]MLS_615, [CB]SC545 | Confirmed
LGVST | 69 | TOPOLOGY.TUETA.TU_E.LGVST.69.BB2 | TUETA | TU_E | LGNVISTA_9Z | [DSC]FID_613, [DSC]MAS_616, [DSC]MLS_617 | Confirmed
LHPMP | 138 | TOPOLOGY.TUETA.TU_E.LHPMP.138.7423 | TUETA | TU_E | LKHBPMP_8 | [DSC]AS_1395, [LD]LDHUBPM | Confirmed
LHSES | 138 | TOPOLOGY.TUETA.TU_E.LHSES.138.BB1E | TUETA | TU_E | LKHB_E8 | [DSC]7014, [DSC]DISC_549, [DSC]DISC_559, [DSC]DISC | Confirmed
LHSES | 138 | TOPOLOGY.TUETA.TU_E.LHSES.138.BB1W | TUETA | TU_E | LKHB_W8 | [DSC]7004, [DSC]DISC_249, [DSC]DISC_279, [DSC]DISC | Confirmed
LHSES | 22 | TOPOLOGY.TUETA.TU_E.LHSES.22.BB1U | TUETA | TU_E | LKHB1_G | [UN]UNIT1, [XF]UXFMR1 | Confirmed
LHSES | 22 | TOPOLOGY.TUETA.TU_E.LHSES.22.BB2U | TUETA | TU_E | LKHB2_G | [UN]UNIT2, [XF]UXFMR2 | Confirmed
LIGSW | 138 | TOPOLOGY.TUETA.TU_E.LIGSW.138.5463 | TUETA | TU_E | LIGGETTA1_8A | [LD]LXFMR1, [DSC]MAS_2777 | Confirmed
LIGSW | 138 | TOPOLOGY.TUETA.TU_E.LIGSW.138.5465 | TUETA | TU_E | LIGGETTA2_8B | [LD]LXFMR2, [DSC]MAS_3366 | Confirmed
LIGSW | 138 | TOPOLOGY.TUETA.TU_E.LIGSW.138.BB2N | TUETA | TU_E | LIGGETT_N8 | [DSC]6549, [DSC]7339, [DSC]DISC1869, [DSC]DISC2019 | Confirmed
LIGSW | 138 | TOPOLOGY.TUETA.TU_E.LIGSW.138.BB3S | TUETA | TU_E | LIGGETT_S8 | [DSC]7344, [DSC]CS_6184, [DSC]DISC2049, [DSC]DISC2 | Confirmed
LIGSW | 138 | TOPOLOGY.TUETA.TU_E.LIGSW.138.BCAP | TUETA | TU_E | LIGGETT_S8A | [CP]CAPBNK11, [CB]CS_6185, [DSC]CS_6186, [DSC]CS_6 | Confirmed
LIPAN | 138 | TOPOLOGY.TUETA.TU_E.LIPAN.138.5589 | TUETA | TU_E | LIPAN_8Y | [LD]LD1300, [DSC]MAS_1295 | Confirmed
LIPAN | 138 | TOPOLOGY.TUETA.TU_E.LIPAN.138.BB1 | TUETA | TU_E | LIPAN_8 | [DSC]LS_4017, [DSC]LS_4018, [DSC]MAS_1295 | Confirmed
LKARH | 138 | TOPOLOGY.TUETA.TU_E.LKARH.138.7842 | TUETA | TU_E | LKAROWHD_8X | [LD]LDLKAPS, [DSC]MAS_5016 | Confirmed
LKARH | 138 | TOPOLOGY.TUETA.TU_E.LKARH.138.BB1 | TUETA | TU_E | LKAROWHD_8 | [DSC]AS_5015, [DSC]AS_5017, [DSC]MAS_5016 | Confirmed
LKBLT | 138 | TOPOLOGY.TUETA.TU_E.LKBLT.138.0001 | TUETA | TU_E | LBELTON_P_8X | [DSC]6060, [LD]LKBLT_LD2 | Confirmed
LKBLT | 138 | TOPOLOGY.TUETA.TU_E.LKBLT.138.0009 | TUETA | TU_E | LBELTON_P_8W | [DSC]6058, [LD]LKBLT_LD1 | Confirmed
LKBRN | 69 | TOPOLOGY.TUETA.TU_E.LKBRN.69.8384 | TUETA | TU_E | LKBRNWD_9Z | [DSC]AS_556, [LD]LD2401 | Confirmed
LKBTP | 69 | TOPOLOGY.TUETA.TU_E.LKBTP.69.BB1 | TUETA | TU_E | LKBRNWD_T9 | [DSC]AS_560, [DSC]AS_561, [DSC]AS_562 | Confirmed
LKHLD | 138 | TOPOLOGY.TUETA.TU_E.LKHLD.138.865 | TUETA | TU_E | LKHLS2_8 | [LD]LDF1, [DSC]MAS_121, [CB]SCC1_CB | Confirmed
LKHLD | 138 | TOPOLOGY.TUETA.TU_E.LKHLD.138.867 | TUETA | TU_E | LKHLS1_8 | [LD]LDF2, [DSC]MAS_122, [CB]SCC2_CB | Confirmed
LKJNP | 138 | TOPOLOGY.TUETA.TU_E.LKJNP.138.7432 | TUETA | TU_E | LKJN2_8 | [CB]262_CB, [LD]LD262 | Confirmed
LKJNP | 138 | TOPOLOGY.TUETA.TU_E.LKJNP.138.7433 | TUETA | TU_E | LKJN1_8 | [CB]40_CB, [LD]LD40 | Confirmed
LKMNT | 138 | TOPOLOGY.TUETA.TU_E.LKMNT.138.871 | TUETA | TU_E | LKMT2_8X | [LD]LDF1, [DSC]MAS_121 | Confirmed
LKMNT | 138 | TOPOLOGY.TUETA.TU_E.LKMNT.138.873 | TUETA | TU_E | LKMT2_8W | [LD]LDF2, [DSC]MAS_122 | Confirmed
LKTXP | 138 | TOPOLOGY.TUETA.TU_E.LKTXP.138.5082 | TUETA | TU_E | LKTEXOMA_8 | [CB]FID_2141_CB, [LD]LD1 | Confirmed
LKTXT | 138 | TOPOLOGY.TUETA.TU_E.LKTXT.138.BB1 | TUETA | TU_E | TEXOMA_T8 | [DSC]AS_3102, [DSC]AS_3112, [DSC]MAS_3107 | Confirmed
LKVEW | 138 | TOPOLOGY.TUETA.TU_E.LKVEW.138.BB1 | TUETA | TU_E | LAKEVIEW_8 | [CB]3_S_PAL_CB, [DSC]7436, [DSC]7446, [DSC]MAS_745 | Confirmed
LKVEW | 138 | TOPOLOGY.TUETA.TU_E.LKVEW.138.BBTR | TUETA | TU_E | LAKEVIEW_8W | [LD]LD1, [DSC]MAS_7452 | Confirmed
LKWOD | 138 | TOPOLOGY.TUETA.TU_E.LKWOD.138.BB1 | TUETA | TU_E | LAKEWD2_8Z | [LD]LXFMR1, [DSC]MLS_4215, [DSC]MLS_4216 | Confirmed
LKWOD | 138 | TOPOLOGY.TUETA.TU_E.LKWOD.138.BB2 | TUETA | TU_E | LAKEWD2_8Y | [LD]LXFMR2, [DSC]MLS_4216, [DSC]MLS_4217 | Confirmed
LKWSW | 138 | TOPOLOGY.TUETA.TU_E.LKWSW.138.0BB1 | TUETA | TU_E | LKWICHIT1_8 | [DSC]DISC5249, [DSC]DISC5259, [DSC]DISC5269, [DSC] | Confirmed
LKWSW | 69 | TOPOLOGY.TUETA.TU_E.LKWSW.69.BB2 | TUETA | TU_E | LKWICHIT1_9 | [DSC]AS_1362, [DSC]DISC1359, [DSC]DISC1369, [DSC]D | Confirmed
LKWSW | 69 | TOPOLOGY.TUETA.TU_E.LKWSW.69.BBI3 | TUETA | TU_E | LKWICHIT1_9Z | [DSC]AS_1363, [DSC]DISC1361, [DSC]DISC1372, [DSC]D | Confirmed
LMBLN | 138 | TOPOLOGY.TUETA.TU_E.LMBLN.138.877 | TUETA | TU_E | LOMBRY2_8V | [LD]LDF1, [DSC]MAS_121 | Confirmed
LMBLN | 138 | TOPOLOGY.TUETA.TU_E.LMBLN.138.879 | TUETA | TU_E | LOMBRY2_8U | [LD]LDF2, [DSC]MAS_122 | Confirmed
LMBLN | 138 | TOPOLOGY.TUETA.TU_E.LMBLN.138.BB1 | TUETA | TU_E | LOMBRY2_8 | [LN]3330_D, [DSC]MAS_121, [DSC]MLDB_014, [CB]SCC1_ | Confirmed
LMBLN | 138 | TOPOLOGY.TUETA.TU_E.LMBLN.138.BB2 | TUETA | TU_E | LOMBRY1_8 | [LN]3340_C, [DSC]MAS_122, [DSC]MLDB_024, [CB]SCC2_ | Confirmed
LMRBL | 69 | TOPOLOGY.TUETA.TU_E.LMRBL.69.BB1 | TUETA | TU_E | LAMARBM1_9Z | [DSC]AS_372, [DSC]AS_564, [DSC]DISC_371 | Confirmed
LNCRK | 34.5 | TOPOLOGY.TUETA.TU_E.LNCRK.34.5.0101 | TUETA | TU_E | LNCRK_R_A | [DSC]89T2, [UN]G83 | New NodeKey
LNCST | 138 | TOPOLOGY.TUETA.TU_E.LNCST.138.7618 | TUETA | TU_E | LNCST1_8V | [LD]LD1601, [DSC]MAS_871 | Confirmed
LNCST | 138 | TOPOLOGY.TUETA.TU_E.LNCST.138.7619 | TUETA | TU_E | LNCST1_8U | [LD]LD1600, [DSC]MAS_872 | Confirmed
LNCST | 138 | TOPOLOGY.TUETA.TU_E.LNCST.138.BB3 | TUETA | TU_E | LNCST1_8 | [DSC]MAS_601, [DSC]MAS_602, [DSC]MAS_871, [DSC]MAS | Confirmed
LNDAL | 138 | TOPOLOGY.TUETA.TU_E.LNDAL.138.9619 | TUETA | TU_E | LINDALE_8X | [CB]FID_1546, [LD]LD2201 | Confirmed
LNDAL | 138 | TOPOLOGY.TUETA.TU_E.LNDAL.138.9620 | TUETA | TU_E | LINDALE_8W | [CB]FID_1922, [LD]LD2200 | Confirmed
LNDAL | 138 | TOPOLOGY.TUETA.TU_E.LNDAL.138.BB3 | TUETA | TU_E | LINDALE_8 | [DSC]1529, [CB]FID_1546, [DSC]MAS_1576 | Confirmed
LNGLK | 138 | TOPOLOGY.TUETA.TU_E.LNGLK.138.9833 | TUETA | TU_E | LONGLAKE_8X | [LD]LXFMR1, [DSC]MAS_1564 | Confirmed
LNGLK | 138 | TOPOLOGY.TUETA.TU_E.LNGLK.138.BB1 | TUETA | TU_E | LONGLAKE_8 | [DSC]DISC1516, [DSC]LN1738, [DSC]MAS_1564 | Confirmed
LNGTP | 138 | TOPOLOGY.TUETA.TU_E.LNGTP.138.BB3 | TUETA | TU_E | LINGLVLL_P8 | [DSC]AS_3655, [DSC]AS_3656, [CB]X_LNTMLN_CB | Confirmed
LOMAL | 138 | TOPOLOGY.TUETA.TU_E.LOMAL.138.890 | TUETA | TU_E | LMOALT1_8V | [LD]LDF3, [DSC]MAS_121 | Confirmed
LOMAL | 138 | TOPOLOGY.TUETA.TU_E.LOMAL.138.892 | TUETA | TU_E | LMOALT1_8U | [LD]LDF4, [DSC]MAS_122 | Confirmed
LOMAL | 138 | TOPOLOGY.TUETA.TU_E.LOMAL.138.894 | TUETA | TU_E | LMOALT1_8T | [LD]LDF1, [DSC]MAS_123 | Confirmed
LOMAL | 138 | TOPOLOGY.TUETA.TU_E.LOMAL.138.896 | TUETA | TU_E | LMOALT1_8S | [LD]LDF2, [DSC]MAS_124 | Confirmed
LOMAL | 138 | TOPOLOGY.TUETA.TU_E.LOMAL.138.BB1 | TUETA | TU_E | LMOALT1_8 | [LN]3510_A, [DSC]DISC_14, [DSC]MAS_121, [DSC]MAS_1 | Confirmed
LOMAL | 138 | TOPOLOGY.TUETA.TU_E.LOMAL.138.BB2 | TUETA | TU_E | LMOALT2_8 | [LN]3410_B, [DSC]DICS_16, [DSC]MAS_122, [DSC]MAS_1 | Confirmed
LONESTR | 138 | TOPOLOGY.TUETA.TU_E.LONESTR.138.0200 | TUETA | TU_E | LONESTARX | [CB]20_CS, [LD]LD1 | Confirmed
LPCCS | 18 | TOPOLOGY.TUETA.TU_E.LPCCS.18.BUN1 | TUETA | TU_E | LAMARPWR_1G | [UN]UNIT1, [XF]UXFMR1 | Confirmed
LPCCS | 18 | TOPOLOGY.TUETA.TU_E.LPCCS.18.BUN2 | TUETA | TU_E | LAMARPWR_6G | [UN]UNIT2, [XF]UXFMR2 | Confirmed
LPCCS | 18 | TOPOLOGY.TUETA.TU_E.LPCCS.18.CT11 | TUETA | TU_E | LAMARPWR_2G | [UN]CT11, [XF]UCXFMR11 | Confirmed
LPCCS | 18 | TOPOLOGY.TUETA.TU_E.LPCCS.18.CT12 | TUETA | TU_E | LAMARPWR_3G | [CB]52GT-2, [UN]CT12 | Confirmed
LPCCS | 18 | TOPOLOGY.TUETA.TU_E.LPCCS.18.CT21 | TUETA | TU_E | LAMARPWR_4G | [CB]52GT-3, [UN]CT21 | Confirmed
LPCCS | 18 | TOPOLOGY.TUETA.TU_E.LPCCS.18.CT22 | TUETA | TU_E | LAMARPWR_5G | [UN]CT22, [XF]UCXFMR22 | Confirmed
LPCCS | 345 | TOPOLOGY.TUETA.TU_E.LPCCS.345.B2BC | TUETA | TU_E | LAMARPWR_5V | [DSC]AS_L22, [DSC]DISC7269, [DSC]DISC7281 | Confirmed
LPCCS | 345 | TOPOLOGY.TUETA.TU_E.LPCCS.345.B3BC | TUETA | TU_E | LAMARPWR_5T | [DSC]AS_L32, [DSC]DISC7294, [DSC]DISC7306 | Confirmed
LPCCS | 345 | TOPOLOGY.TUETA.TU_E.LPCCS.345.BB1 | TUETA | TU_E | LAMARPWR_5 | [DSC]DISC7254, [DSC]DISC7259, [DSC]DISC7284, [DSC] | Confirmed
LPCCS | 345 | TOPOLOGY.TUETA.TU_E.LPCCS.345.BB2 | TUETA | TU_E | LAMARPWR_5Z | [DSC]DISC7274, [DSC]DISC7279, [DSC]DISC7304, [DSC] | Confirmed
LPRSH | 138 | TOPOLOGY.TUETA.TU_E.LPRSH.138.9990 | TUETA | TU_E | LUFPRSHG_8Z | [LD]LDFIRM1, [DSC]MAS_2865 | Confirmed
LPRSH | 138 | TOPOLOGY.TUETA.TU_E.LPRSH.138.9991 | TUETA | TU_E | LUFPRSHG_8Y | [LD]LDFIRM2, [DSC]MAS_2866 | Confirmed
LRENA | 69 | TOPOLOGY.TUETA.TU_E.LRENA.69.0625 | TUETA | TU_E | LORENA_9C | [DSC]AS_644, [LD]LD2900 | Confirmed
LRENA | 69 | TOPOLOGY.TUETA.TU_E.LRENA.69.BB1 | TUETA | TU_E | LORENA_9 | [DSC]AS_644, [DSC]MAS_643, [DSC]MAS_645 | Confirmed
LSCOL | 138 | TOPOLOGY.TUETA.TU_E.LSCOL.138.6559 | TUETA | TU_E | LASCOL2_8W | [CB]FID_1112_CB, [LD]LD2114 | Confirmed
LSCOL | 138 | TOPOLOGY.TUETA.TU_E.LSCOL.138.6560 | TUETA | TU_E | LASCOL2_8V | [CB]FID_1113_CB, [LD]LD2135 | Confirmed
LSCOL | 138 | TOPOLOGY.TUETA.TU_E.LSCOL.138.6561 | TUETA | TU_E | LASCOL2_8U | [CB]FID_1192_CB, [LD]LD2142 | Confirmed
LSCOL | 138 | TOPOLOGY.TUETA.TU_E.LSCOL.138.BB2 | TUETA | TU_E | LASCOL2_8 | [CB]FID_1112_CB, [CB]FID_1113_CB, [DSC]MLDB1110, [ | Confirmed
LTLRV | 69 | TOPOLOGY.TUETA.TU_E.LTLRV.69.0811 | TUETA | TU_E | LITRIVERX | [DSC]AS_714, [LD]LD1700 | Confirmed
LTLRV | 69 | TOPOLOGY.TUETA.TU_E.LTLRV.69.BB1 | TUETA | TU_E | LITRIVER | [DSC]AS_714, [DSC]MAS_474, [DSC]MAS_476 | Confirmed
LTV | 138 | TOPOLOGY.TUETA.TU_E.LTV.138.0BB1 | TUETA | TU_E | LTV1_8 | [DSC]MAS_4164, [DSC]MAS_4166, [DSC]MAS_4167, [DSC] | Confirmed
LTV | 138 | TOPOLOGY.TUETA.TU_E.LTV.138.2045 | TUETA | TU_E | LTV1_8X | [DSC]MAS_4164, [LD]XFMR1 | Confirmed
LTV | 138 | TOPOLOGY.TUETA.TU_E.LTV.138.2046 | TUETA | TU_E | LTV1_8W | [DSC]MAS_4166, [LD]XFMR2 | Confirmed
LTV | 69 | TOPOLOGY.TUETA.TU_E.LTV.69.BB1 | TUETA | TU_E | LTV2_9 | [DSC]DISC_543, [DSC]DISC_596, [LD]LDA_B | Confirmed
LTV | 69 | TOPOLOGY.TUETA.TU_E.LTV.69.BB2 | TUETA | TU_E | LTV1_9 | [DSC]DISC_136, [DSC]DISC_596, [LD]LDC | Confirmed
LUFKN | 138 | TOPOLOGY.TUETA.TU_E.LUFKN.138.0017 | TUETA | TU_E | LUFKIN_8U | [LD]LD1200, [LD]LUFKN_LD1, [DSC]MAS_3234 | Confirmed
LUFKN | 138 | TOPOLOGY.TUETA.TU_E.LUFKN.138.0018 | TUETA | TU_E | LUFKIN_8T | [LD]LD1202, [DSC]MAS_3235 | Confirmed
LUFKN | 138 | TOPOLOGY.TUETA.TU_E.LUFKN.138.0019 | TUETA | TU_E | LUFKIN_8S | [LD]LD1201, [DSC]MAS_3238 | Confirmed
LUFKN | 138 | TOPOLOGY.TUETA.TU_E.LUFKN.138.BB1 | TUETA | TU_E | LUFKIN_8 | [DSC]DISC3209, [DSC]DISC3219, [DSC]DISC3229, [DSC] | Confirmed
LUFKN | 138 | TOPOLOGY.TUETA.TU_E.LUFKN.138.BB2 | TUETA | TU_E | LUFKIN_8Z | [DSC]DISC3231, [DSC]DISC3232, [DSC]MAS_3234, [DSC] | Confirmed
LUFKN | 138 | TOPOLOGY.TUETA.TU_E.LUFKN.138.BBI1 | TUETA | TU_E | LUFKIN_8Y | [DSC]DISC3212, [DSC]DISC3232, [DSC]DISC3242, [DSC] | Confirmed
LVBRD | 138 | TOPOLOGY.TUETA.TU_E.LVBRD.138.902 | TUETA | TU_E | LVBRD2_8X | [LD]LDF1, [DSC]MAS_121 | Confirmed
LVBRD | 138 | TOPOLOGY.TUETA.TU_E.LVBRD.138.904 | TUETA | TU_E | LVBRD2_8W | [LD]LDF2, [DSC]MAS_122 | Confirmed
LVNPM | 138 | TOPOLOGY.TUETA.TU_E.LVNPM.138.0011 | TUETA | TU_E | LAVNPMP2_8X | [LD]LD1, [CB]T1 | Confirmed
LVNPM | 138 | TOPOLOGY.TUETA.TU_E.LVNPM.138.0012 | TUETA | TU_E | LAVNPMP2_8W | [LD]LD2, [CB]T2 | Confirmed
LVOAK | 69 | TOPOLOGY.TUETA.TU_E.LVOAK.69.8148 | TUETA | TU_E | LIVEOAK1_9 | [CB]7138, [LD]LD1600 | Confirmed
LWRDR | 138 | TOPOLOGY.TUETA.TU_E.LWRDR.138.908 | TUETA | TU_E | LAWTHR2_8V | [LD]LDF1, [DSC]MAS_121 | Confirmed
LWRDR | 138 | TOPOLOGY.TUETA.TU_E.LWRDR.138.910 | TUETA | TU_E | LAWTHR2_8U | [LD]LDF2, [DSC]MAS_122 | Confirmed
LWRDR | 138 | TOPOLOGY.TUETA.TU_E.LWRDR.138.BB1 | TUETA | TU_E | LAWTHR2_8 | [LN]3540_B, [DSC]MAS_121, [DSC]MLDB_014, [CB]SCC1_ | Confirmed
LWRDR | 138 | TOPOLOGY.TUETA.TU_E.LWRDR.138.BB2 | TUETA | TU_E | LAWTHR1_8 | [LN]3550_C, [DSC]MAS_122, [DSC]MLDB_024, [CB]SCC2_ | Confirmed
LWSNR | 138 | TOPOLOGY.TUETA.TU_E.LWSNR.138.0004 | TUETA | TU_E | LAWSON1_8Y | [CB]6422, [LD]LXFMR2 | Confirmed
LWSNR | 138 | TOPOLOGY.TUETA.TU_E.LWSNR.138.6075 | TUETA | TU_E | LAWSON1_8V | [CB]FID_6412_CB, [LD]LXFMR1 | Confirmed
LWSNR | 138 | TOPOLOGY.TUETA.TU_E.LWSNR.138.BB1 | TUETA | TU_E | LAWSON1_8 | [CB]FID_6412_CB, [DSC]MLDS6406, [DSC]MLDS6416 | Confirmed
LWSNR | 138 | TOPOLOGY.TUETA.TU_E.LWSNR.138.BB2 | TUETA | TU_E | LAWSON1_8Z | [CB]6422, [DSC]6426, [DSC]MLDS6416 | Confirmed
LWSVS | 138 | TOPOLOGY.TUETA.TU_E.LWSVS.138.BB1 | TUETA | TU_E | TNLWVLSTH_1W | [LD]LDTR1, [DSC]LS_40 | Confirmed
LWSVS | 138 | TOPOLOGY.TUETA.TU_E.LWSVS.138.BB2 | TUETA | TU_E | TNLWVLSTH_1V | [LD]LDTR2, [DSC]LS_41 | Confirmed
LWSVW | 138 | TOPOLOGY.TUETA.TU_E.LWSVW.138.BB1 | TUETA | TU_E | TNLWVLWEST1X | [DSC]DISC_12, [DSC]DISC_32, [DSC]DSC_34 | Confirmed
LWSVW | 138 | TOPOLOGY.TUETA.TU_E.LWSVW.138.BB3 | TUETA | TU_E | TNLWVLWEST1U | [DSC]DSC_11, [LD]LDTR1 | Confirmed
LWSVW | 138 | TOPOLOGY.TUETA.TU_E.LWSVW.138.BB4 | TUETA | TU_E | TNLWVLWEST1T | [DSC]DSC_21, [LD]LDTR2 | Confirmed
LWSVW | 138 | TOPOLOGY.TUETA.TU_E.LWSVW.138.BB5 | TUETA | TU_E | TNLWVLWEST1S | [DSC]DSC_31, [LD]LDTR3 | Confirmed
LWVJS | 138 | TOPOLOGY.TUETA.TU_E.LWVJS.138.1100 | TUETA | TU_E | TNJONES_ST1X | [DSC]138_410, [LD]SOUTH | Confirmed
LWVJS | 138 | TOPOLOGY.TUETA.TU_E.LWVJS.138.1350 | TUETA | TU_E | TNJONES_ST1W | [DSC]138_408, [LD]NORTH | Confirmed
LWVTI | 138 | TOPOLOGY.TUETA.TU_E.LWVTI.138.BB2 | TUETA | TU_E | TNLWVLTI__1U | [DSC]DSC_112, [LD]LDTR3 | Confirmed
LWVTI | 138 | TOPOLOGY.TUETA.TU_E.LWVTI.138.BB3 | TUETA | TU_E | TNLWVLTI__1T | [DSC]DSC_116, [LD]LDTR1 | Confirmed
LWVTI | 138 | TOPOLOGY.TUETA.TU_E.LWVTI.138.BB4 | TUETA | TU_E | TNLWVLTI__1X | [DSC]DSC_119, [DSC]DSC_120, [DSC]DSC_123 | Confirmed
MABNK | 138 | TOPOLOGY.TUETA.TU_E.MABNK.138.9588 | TUETA | TU_E | MABANK_8X | [LD]LD2403, [DSC]MAS_1464 | Confirmed
MABNK | 138 | TOPOLOGY.TUETA.TU_E.MABNK.138.9589 | TUETA | TU_E | MABANK_8W | [LD]LD2401, [DSC]MAS_1468 | Confirmed
MABNK | 138 | TOPOLOGY.TUETA.TU_E.MABNK.138.BB1 | TUETA | TU_E | MABANK_8 | [LN]975_F, [DSC]LB_1466, [DSC]MAS_1467, [CB]SC1A_C | Confirmed
MABNK | 138 | TOPOLOGY.TUETA.TU_E.MABNK.138.BB2 | TUETA | TU_E | MABANK_8Z | [LN]975_D, [DSC]LB_1466, [DSC]MAS_1465, [CB]SC2A_C | Confirmed
MABNK | 138 | TOPOLOGY.TUETA.TU_E.MABNK.138.BB3 | TUETA | TU_E | MABANK_8Y | [DSC]MAS_1464, [DSC]MAS_1465, [DSC]MAS_1467, [DSC] | Confirmed
MAPLE | 138 | TOPOLOGY.TUETA.TU_E.MAPLE.138.7151 | TUETA | TU_E | MAPLE1_8Y | [CB]FID_121, [LD]LDF1 | Confirmed
MAPLE | 138 | TOPOLOGY.TUETA.TU_E.MAPLE.138.BB1 | TUETA | TU_E | MAPLE1_8 | [LN]3300_B, [CB]FID_121, [DSC]MLDB_031, [CB]SCC1_C | Confirmed
MAPLE | 69 | TOPOLOGY.TUETA.TU_E.MAPLE.69.7154 | TUETA | TU_E | MAPLE2_9Y | [CB]FID_122, [LD]LDF2 | Confirmed
MARAK | 69 | TOPOLOGY.TUETA.TU_E.MARAK.69.0004 | TUETA | TU_E | MARAK1_9X | [CB]7887, [LD]LXFMR1 | Confirmed
MAREA | 69 | TOPOLOGY.TUETA.TU_E.MAREA.69.9804 | TUETA | TU_E | MONTALBA_D1X | [DSC]AIRSW_M1, [LD]LDTR1 | Confirmed
MAREA | 69 | TOPOLOGY.TUETA.TU_E.MAREA.69.BB1 | TUETA | TU_E | MONTALBA_D1 | [DSC]AIRSW_M1, [DSC]AS_813, [DSC]AS_818 | Confirmed
MAYFD | 138 | TOPOLOGY.TUETA.TU_E.MAYFD.138.5448 | TUETA | TU_E | MAYFLDS_8X | [CB]FID_6172, [LD]LXFMR1 | Confirmed
MAYFD | 138 | TOPOLOGY.TUETA.TU_E.MAYFD.138.5449 | TUETA | TU_E | MAYFLDN_8W | [CB]FID_6175, [LD]LXFMR2 | Confirmed
MAYFD | 138 | TOPOLOGY.TUETA.TU_E.MAYFD.138.BB1 | TUETA | TU_E | MAYFLDS_8 | [CB]FID_6172, [DSC]MLS_6173, [DSC]MLS_6174 | Confirmed
MCDLD | 34.5 | TOPOLOGY.TUETA.TU_E.MCDLD.34.5.0045 | TUETA | TU_E | MCDLD_R_A | [UN]FCW1, [XF]T1 | New NodeKey
MCDLD | 34.5 | TOPOLOGY.TUETA.TU_E.MCDLD.34.5.0050 | TUETA | TU_E | MCDLD_R_B | [UN]SBW1, [XF]T2 | New NodeKey
MCDMT | 138 | TOPOLOGY.TUETA.TU_E.MCDMT.138.6449 | TUETA | TU_E | MCDERMT_8V | [CB]FID_7002, [LD]LXFMR1 | Confirmed
MCDMT | 138 | TOPOLOGY.TUETA.TU_E.MCDMT.138.6450 | TUETA | TU_E | MCDERMT_8U | [CB]FID_7122, [LD]LXFMR2 | Confirmed
MCDMT | 138 | TOPOLOGY.TUETA.TU_E.MCDMT.138.6451 | TUETA | TU_E | MCDERMT_8T | [CB]FID_7162, [LD]LXFMR3 | Confirmed
MCDON | 69 | TOPOLOGY.TUETA.TU_E.MCDON.69.9096 | TUETA | TU_E | MCDONUGH_9X | [DSC]AIRSW_24, [LD]LDMCDP | Confirmed
MCDON | 69 | TOPOLOGY.TUETA.TU_E.MCDON.69.BB1 | TUETA | TU_E | MCDONUGH_9 | [DSC]AIRSW_23, [DSC]AIRSW_24, [DSC]AIRSW_25 | Confirmed
MCGHR | 69 | TOPOLOGY.TUETA.TU_E.MCGHR.69.0006 | TUETA | TU_E | MCGREGPH1_9 | [DSC]6268, [DSC]6271, [LD]LD1 | Confirmed
MCGHR | 69 | TOPOLOGY.TUETA.TU_E.MCGHR.69.0008 | TUETA | TU_E | MCGREGHE1_9Z | [DSC]6258, [DSC]6261, [LD]LD2 | Confirmed
MCGPH | 69 | TOPOLOGY.TUETA.TU_E.MCGPH.69.BB1 | TUETA | TU_E | MCGPH_V_A | [DSC]AS_1242, [DSC]AS_1246, [DSC]DISC1243, [DSC]DI | No Original Name
MCGRG | 69 | TOPOLOGY.TUETA.TU_E.MCGRG.69.0648 | TUETA | TU_E | MCGREG1_9X | [DSC]AS_762, [LD]LD1902 | Confirmed
MCGRG | 69 | TOPOLOGY.TUETA.TU_E.MCGRG.69.0649 | TUETA | TU_E | MCGREG1_9W | [DSC]AS_793, [LD]LD1901 | Confirmed
MCGRG | 69 | TOPOLOGY.TUETA.TU_E.MCGRG.69.BB1 | TUETA | TU_E | MCGREG1_9 | [DSC]AS_762, [DSC]AS_772, [DSC]AS_793, [DSC]AS_798 | Confirmed
MCHSN | 69 | TOPOLOGY.TUETA.TU_E.MCHSN.69.9726 | TUETA | TU_E | MURCHISN_9Y | [DSC]AS_886, [LD]LD1000 | Confirmed
MCHSN | 69 | TOPOLOGY.TUETA.TU_E.MCHSN.69.BB1 | TUETA | TU_E | MURCHISN_9 | [DSC]AS_884, [DSC]AS_885, [DSC]AS_886 | Confirmed
MCKTP | 138 | TOPOLOGY.TUETA.TU_E.MCKTP.138.BB1 | TUETA | TU_E | MCKAMY_T8 | [DSC]DSC_6223, [DSC]DSC_6224, [DSC]DSC_6225 | Confirmed
MCSES | 13.8 | TOPOLOGY.TUETA.TU_E.MCSES.13.8.6003 | TUETA | TU_E | MTCK2_G | [DSC]DISC_62, [UN]UNIT2 | Confirmed
MCSES | 13.8 | TOPOLOGY.TUETA.TU_E.MCSES.13.8.6004 | TUETA | TU_E | MTCK7_G | [DSC]DISC_63, [UN]UNIT3 | Confirmed
MCSES | 13.8 | TOPOLOGY.TUETA.TU_E.MCSES.13.8.BBU6 | TUETA | TU_E | MTCK3_GZ | [UN]UNIT6, [XF]UXFMR6 | Confirmed
MCSES | 13.8 | TOPOLOGY.TUETA.TU_E.MCSES.13.8.BBU7 | TUETA | TU_E | MTCK3_GY | [UN]UNIT7, [XF]UXFMR7 | Confirmed
MCSES | 138 | TOPOLOGY.TUETA.TU_E.MCSES.138.BB1E | TUETA | TU_E | MTCK_E8 | [DSC]DISC_529, [DSC]DISC_539, [DSC]DISC_559, [DSC] | Confirmed
MCSES | 138 | TOPOLOGY.TUETA.TU_E.MCSES.138.BB1W | TUETA | TU_E | MTCK_W8 | [DSC]8889, [DSC]DISC_229, [DSC]DISC_239, [DSC]DISC | Confirmed
MCSES | 22.8 | TOPOLOGY.TUETA.TU_E.MCSES.22.8.BBU8 | TUETA | TU_E | MTCK8_G | [UN]UNIT8, [XF]UXFMR8 | Confirmed
MCSES | 4 | TOPOLOGY.TUETA.TU_E.MCSES.4.6009 | TUETA | TU_E | MTCK1_4B | [CB]FB_86, [LD]LD86 | Confirmed
MCSES | 4 | TOPOLOGY.TUETA.TU_E.MCSES.4.6010 | TUETA | TU_E | MTCK1_4C | [CB]FB_87, [LD]LD87 | Confirmed
MCSES | 69 | TOPOLOGY.TUETA.TU_E.MCSES.69.BB2E | TUETA | TU_E | MTCK1_9X | [DSC]DISC_150, [DSC]DISC_170, [DSC]DISC_171, [DSC] | Confirmed
MCSES | 69 | TOPOLOGY.TUETA.TU_E.MCSES.69.BB2W | TUETA | TU_E | MTCK1_9Z | [DSC]DISC_100, [DSC]DISC_119, [DSC]DISC_122, [DSC] | Confirmed
MCWHT | 138 | TOPOLOGY.TUETA.TU_E.MCWHT.138.0007 | TUETA | TU_E | MCKNYWHT_8Y | [CB]4347_CS, [LD]LXFMR1 | Confirmed
MCWHT | 138 | TOPOLOGY.TUETA.TU_E.MCWHT.138.0008 | TUETA | TU_E | MCWHT_L_B | [CB]4332, [LD]LXFMR2 | New NodeKey
MCWHT | 138 | TOPOLOGY.TUETA.TU_E.MCWHT.138.6532 | TUETA | TU_E | MCKNY_TI_8C | [DSC]3894, [LD]LD1 | Confirmed
MCWHT | 138 | TOPOLOGY.TUETA.TU_E.MCWHT.138.6533 | TUETA | TU_E | MCKNY_TI_8D | [DSC]3892, [LD]LD2 | Confirmed
MDANP | 21 | TOPOLOGY.TUETA.TU_E.MDANP.21.0002 | TUETA | TU_E | MDLTHELP_6G | [UN]CT6, [CB]PCT6_CB | Confirmed
MDANP | 21 | TOPOLOGY.TUETA.TU_E.MDANP.21.0006 | TUETA | TU_E | MDLTHELP_5G | [UN]CT5, [CB]PCT5_CB | Confirmed
MDANP | 21 | TOPOLOGY.TUETA.TU_E.MDANP.21.5429 | TUETA | TU_E | MDLTHELP_1G | [UN]CT1, [CB]GENBKR_1 | Confirmed
MDANP | 21 | TOPOLOGY.TUETA.TU_E.MDANP.21.5432 | TUETA | TU_E | MDLTHELP_2G | [UN]CT2, [CB]GENBKR_2 | Confirmed
MDANP | 21 | TOPOLOGY.TUETA.TU_E.MDANP.21.5435 | TUETA | TU_E | MDLTHELP_3G | [UN]CT3, [CB]GENBKR_3 | Confirmed
MDANP | 21 | TOPOLOGY.TUETA.TU_E.MDANP.21.5437 | TUETA | TU_E | MDLTHELP_4G | [UN]CT4, [CB]GENBKR_4 | Confirmed
MDANP | 345 | TOPOLOGY.TUETA.TU_E.MDANP.345.BLK1 | TUETA | TU_E | MDLTHELP_S5 | [DSC]AS_7192, [DSC]AS_7212, [DSC]DISC7179, [DSC]DI | Confirmed
MDANP | 345 | TOPOLOGY.TUETA.TU_E.MDANP.345.BLK2 | TUETA | TU_E | MDLTHELP_N5 | [DSC]AS_7202, [DSC]AS_7222, [DSC]DISC7184, [DSC]DI | Confirmed
MDANP | 345 | TOPOLOGY.TUETA.TU_E.MDANP.345.BLK3 | TUETA | TU_E | MDLTHELP_N5X | [DSC]AS_7232, [DSC]AS_7242, [DSC]DISC7183 | Confirmed
MDTHN | 138 | TOPOLOGY.TUETA.TU_E.MDTHN.138.0008 | TUETA | TU_E | MDTHN_L_A | [CB]4476, [LD]LDASHGRV1 | New NodeKey
MDTHN | 138 | TOPOLOGY.TUETA.TU_E.MDTHN.138.0009 | TUETA | TU_E | MDTHN_L_B | [CB]4477, [LD]LDASHGRV2 | New NodeKey
MDTHN | 138 | TOPOLOGY.TUETA.TU_E.MDTHN.138.5691 | TUETA | TU_E | MDLTH_N_8W | [CB]FID_758, [LD]LD1702 | Confirmed
MDTHN | 138 | TOPOLOGY.TUETA.TU_E.MDTHN.138.5692 | TUETA | TU_E | MDLTH_N_8V | [LD]LD1700, [DSC]MAS_802 | Confirmed
MDTHN | 138 | TOPOLOGY.TUETA.TU_E.MDTHN.138.BB3 | TUETA | TU_E | MDLTH_N_8 | [DSC]4475, [DSC]MAS_794, [DSC]MAS_802, [LD]MDTHN_L | Confirmed
MDTHS | 138 | TOPOLOGY.TUETA.TU_E.MDTHS.138.0001 | TUETA | TU_E | MDLTH_S_8U | [CB]FID_4712, [LD]LD1002 | Confirmed
MDTHS | 138 | TOPOLOGY.TUETA.TU_E.MDTHS.138.5670 | TUETA | TU_E | MDLTH_S_8Q | [CB]FID_4664, [LD]LD1001 | Confirmed
MDTXI | 138 | TOPOLOGY.TUETA.TU_E.MDTXI.138.5657 | TUETA | TU_E | MDLTHTXI1_8U | [CB]CB_6579, [LD]XFMR4 | Confirmed
MDTXI | 138 | TOPOLOGY.TUETA.TU_E.MDTXI.138.5658 | TUETA | TU_E | MDLTHTXI1_8T | [CB]CB_6580, [LD]XFMR3 | Confirmed
MDTXI | 138 | TOPOLOGY.TUETA.TU_E.MDTXI.138.5659 | TUETA | TU_E | MDLTHTXI1_8S | [CB]FID_918, [LD]XFMR1 | Confirmed
MDTXI | 138 | TOPOLOGY.TUETA.TU_E.MDTXI.138.5660 | TUETA | TU_E | MDLTHTXI1_8R | [CB]FID_928, [LD]XFMR2 | Confirmed
MDWCK | 138 | TOPOLOGY.TUETA.TU_E.MDWCK.138.995 | TUETA | TU_E | MDWCK2_8X | [LD]LDF1, [DSC]MAS_121 | Confirmed
MDWCK | 138 | TOPOLOGY.TUETA.TU_E.MDWCK.138.997 | TUETA | TU_E | MDWCK2_8W | [LD]LDF2, [DSC]MAS_122 | Confirmed
MDWPK | 138 | TOPOLOGY.TUETA.TU_E.MDWPK.138.8850 | TUETA | TU_E | MEADPRK2_8W | [CB]CB_268, [LD]LD9211 | Confirmed
MEMCS | 138 | TOPOLOGY.TUETA.TU_E.MEMCS.138.2081 | TUETA | TU_E | MEMC_SW_1_8X | [CB]FID_6512, [LD]LXFMR1 | Confirmed
MEMCS | 138 | TOPOLOGY.TUETA.TU_E.MEMCS.138.2082 | TUETA | TU_E | MEMC_SW_1_8W | [CB]FID_6532, [LD]LXFMR3 | Confirmed
MEMCS | 138 | TOPOLOGY.TUETA.TU_E.MEMCS.138.BB1 | TUETA | TU_E | MEMC_SW_1_8 | [CB]FID_6512, [DSC]MOAS6506, [DSC]MOAS6516 | Confirmed
MEMCS | 138 | TOPOLOGY.TUETA.TU_E.MEMCS.138.BB3 | TUETA | TU_E | MEMC_SW_3_8 | [CB]FID_6532, [DSC]MOAS6536, [DSC]MOLS6526 | Confirmed
MEMWT | 138 | TOPOLOGY.TUETA.TU_E.MEMWT.138.BB1 | TUETA | TU_E | MEMC_W_T8 | [DSC]LS_7456, [DSC]LS_7466, [DSC]LS_7476 | Confirmed
MESFR | 138 | TOPOLOGY.TUETA.TU_E.MESFR.138.7061 | TUETA | TU_E | MSQTFR1_8Z | [LD]LD2101, [DSC]MAS_2563, [LD]MESFR_LD1 | Confirmed
MESFR | 138 | TOPOLOGY.TUETA.TU_E.MESFR.138.7062 | TUETA | TU_E | MSQTFR1_8W | [LD]LD2100, [DSC]MAS_2578 | Confirmed
MESFR | 138 | TOPOLOGY.TUETA.TU_E.MESFR.138.BB3 | TUETA | TU_E | MSQTFR1_8 | [DSC]MAS_2563, [DSC]MAS_2576, [DSC]MAS_2577, [DSC] | Confirmed
MESQE | 138 | TOPOLOGY.TUETA.TU_E.MESQE.138.BB1 | TUETA | TU_E | MSQTE1_8 | [DSC]DISC2269, [DSC]DISC2699, [DSC]DISC2729, [DSC] | Confirmed
MESQE | 138 | TOPOLOGY.TUETA.TU_E.MESQE.138.BB2 | TUETA | TU_E | MSQTE1_8W | [DSC]DISC2271, [DSC]MAS_2728, [DSC]MLDB2713 | Confirmed
MESQE | 138 | TOPOLOGY.TUETA.TU_E.MESQE.138.BB3 | TUETA | TU_E | MSQTE1_8V | [DSC]DISC2702, [DSC]DISC2732, [DSC]DISC2737 | Confirmed
MESQN | 138 | TOPOLOGY.TUETA.TU_E.MESQN.138.7097 | TUETA | TU_E | MSQTN1_8X | [LD]LD1500, [DSC]MAS_245 | Confirmed
MESQN | 138 | TOPOLOGY.TUETA.TU_E.MESQN.138.7098 | TUETA | TU_E | MSQTN1_8W | [LD]LD1501, [DSC]MAS_293 | Confirmed
MESQN | 138 | TOPOLOGY.TUETA.TU_E.MESQN.138.BB1 | TUETA | TU_E | MSQTN1_8 | [DSC]MAS_245, [DSC]MAS_293, [DSC]MLDB_233, [DSC]ML | Confirmed
MESQT | 138 | TOPOLOGY.TUETA.TU_E.MESQT.138.7114 | TUETA | TU_E | MSQT1_8X | [LD]LD1300, [DSC]MLDB2674 | Confirmed
MESQT | 138 | TOPOLOGY.TUETA.TU_E.MESQT.138.7115 | TUETA | TU_E | MSQT1_8W | [LD]LD1301, [DSC]MLDB2686 | Confirmed
MESQT | 138 | TOPOLOGY.TUETA.TU_E.MESQT.138.BB3 | TUETA | TU_E | MSQT1_8 | [DSC]MAS_2677, [DSC]MLDB2686, [DSC]MLDB2843 | Confirmed
MESQW | 138 | TOPOLOGY.TUETA.TU_E.MESQW.138.7066 | TUETA | TU_E | MSQTW1_8X | [CB]1492_CB, [LD]LD1800 | Confirmed
MESQW | 138 | TOPOLOGY.TUETA.TU_E.MESQW.138.7067 | TUETA | TU_E | MSQTW1_8W | [CB]1627_CB, [LD]LD1801 | Confirmed
MESQW | 138 | TOPOLOGY.TUETA.TU_E.MESQW.138.BB3 | TUETA | TU_E | MSQTW1_8 | [DSC]MLDB_251, [DSC]MLDB_252, [DSC]MLDB_255, [DSC] | Confirmed
MESTE | 138 | TOPOLOGY.TUETA.TU_E.MESTE.138.7091 | TUETA | TU_E | MSQTTE1_8X | [CB]FID2688, [LD]LD1201 | Confirmed
MESTE | 138 | TOPOLOGY.TUETA.TU_E.MESTE.138.7092 | TUETA | TU_E | MSQTTE1_8W | [CB]FID2698, [LD]LD1200 | Confirmed
MESTE | 138 | TOPOLOGY.TUETA.TU_E.MESTE.138.7093 | TUETA | TU_E | MSQTTE1_8V | [CB]FID2708, [LD]LD1202 | Confirmed
MESTE | 138 | TOPOLOGY.TUETA.TU_E.MESTE.138.BB3 | TUETA | TU_E | MSQTTE1_8 | [CB]FID2688, [CB]FID2698, [CB]FID2708, [DSC]MAS_26 | Confirmed
MESWE | 138 | TOPOLOGY.TUETA.TU_E.MESWE.138.7080 | TUETA | TU_E | MSQTWE1_8W | [CB]FID2638, [LD]LD1 | Confirmed
MESWE | 138 | TOPOLOGY.TUETA.TU_E.MESWE.138.7081 | TUETA | TU_E | MSQTWE1_8V | [CB]FID2642, [LD]LD2 | Confirmed
MESWE | 138 | TOPOLOGY.TUETA.TU_E.MESWE.138.BB1 | TUETA | TU_E | MSQTWE1_8 | [DSC]DISC2639, [CB]FID2638, [DSC]MLDB2637 | Confirmed
MESWE | 138 | TOPOLOGY.TUETA.TU_E.MESWE.138.BB2 | TUETA | TU_E | MSQTWE1_8Z | [DSC]DISC2641, [CB]FID2642, [DSC]MLDB2643 | Confirmed
MEXTP | 69 | TOPOLOGY.TUETA.TU_E.MEXTP.69.BB1 | TUETA | TU_E | MILFRDEXN_T9 | [DSC]5316, [DSC]5317, [DSC]5318 | Confirmed
MGIND | 138 | TOPOLOGY.TUETA.TU_E.MGIND.138.BB1 | TUETA | TU_E | MG_IND_8 | [CB]6575, [LD]MGIND_LD1, [LD]XFMR1 | Confirmed
MKNNY | 138 | TOPOLOGY.TUETA.TU_E.MKNNY.138.6488 | TUETA | TU_E | MCKNY2_8T | [LD]LD1201, [DSC]MAS_1306 | Confirmed
MKNNY | 138 | TOPOLOGY.TUETA.TU_E.MKNNY.138.6489 | TUETA | TU_E | MCKNY2_8S | [LD]LD1202, [DSC]MAS_1308 | Confirmed
MKNNY | 138 | TOPOLOGY.TUETA.TU_E.MKNNY.138.6490 | TUETA | TU_E | MCKNY2_8R | [CB]FID_1325, [LD]LD1203 | Confirmed
MKNNY | 138 | TOPOLOGY.TUETA.TU_E.MKNNY.138.6491 | TUETA | TU_E | MCKNY2_8Q | [CB]FID_1378, [LD]LD1204 | Confirmed
MKNNY | 138 | TOPOLOGY.TUETA.TU_E.MKNNY.138.BB12 | TUETA | TU_E | MCKNY2_8Z | [DSC]1475, [DSC]MAS_1308, [DSC]MLDB1305 | Confirmed
MKNNY | 138 | TOPOLOGY.TUETA.TU_E.MKNNY.138.BB3 | TUETA | TU_E | MCKNY1_8 | [DSC]AS_1321, [DSC]AS_1323, [CB]FID_1325, [DSC]MLD | Confirmed
MKNNY | 138 | TOPOLOGY.TUETA.TU_E.MKNNY.138.BB4 | TUETA | TU_E | MCKNY2_8Y | [DSC]AS_1321, [CB]FID_1378, [DSC]MLDS1456 | Confirmed
MKNSW | 138 | TOPOLOGY.TUETA.TU_E.MKNSW.138.6500 | TUETA | TU_E | MCKNY_SW2_8T | [LD]LD3000, [DSC]MLDB1001 | Confirmed
MKNSW | 138 | TOPOLOGY.TUETA.TU_E.MKNSW.138.6501 | TUETA | TU_E | MCKNY_SW2_8S | [CB]FID_1108, [LD]LD1000 | Confirmed
MKNSW | 138 | TOPOLOGY.TUETA.TU_E.MKNSW.138.6502 | TUETA | TU_E | MCKNY_SW2_8R | [CB]FID_1145, [LD]LD2000 | Confirmed
MKNSW | 138 | TOPOLOGY.TUETA.TU_E.MKNSW.138.6503 | TUETA | TU_E | MCKNY_SW2_8Q | [CB]FID_1285, [LD]LD4000 | Confirmed
MKNSW | 138 | TOPOLOGY.TUETA.TU_E.MKNSW.138.BB1 | TUETA | TU_E | MCKNY_SW1_8 | [DSC]AS_1327, [CB]FID_1108, [DSC]MLDB1107, [LN]RC5 | Confirmed
MKNSW | 138 | TOPOLOGY.TUETA.TU_E.MKNSW.138.BB2 | TUETA | TU_E | MCKNY_SW2_8 | [DSC]AS_1327, [CB]FID_1145, [DSC]MLDB1109, [DSC]ML | Confirmed
MKNSW | 138 | TOPOLOGY.TUETA.TU_E.MKNSW.138.BB3 | TUETA | TU_E | MCKNY_SW2_8Z | [DSC]AS_1301, [DSC]MLDB1001, [DSC]MLDB1269 | Confirmed
MKNSW | 138 | TOPOLOGY.TUETA.TU_E.MKNSW.138.BB4 | TUETA | TU_E | MCKNY_SW2_8Y | [DSC]AS_1301, [CB]FID_1285, [DSC]MLDB1267 | Confirmed
MLDR2 | 69 | TOPOLOGY.TUETA.TU_E.MLDR2.69.0395 | TUETA | TU_E | MILDRED2_9X | [DSC]AS_658, [LD]LD1605 | Confirmed
MLDR2 | 69 | TOPOLOGY.TUETA.TU_E.MLDR2.69.BB1 | TUETA | TU_E | MILDRED2_9 | [DSC]AS_658, [DSC]MAS_659, [DSC]MAS_697 | Confirmed
MLFEX | 69 | TOPOLOGY.TUETA.TU_E.MLFEX.69.9324 | TUETA | TU_E | MILFRDEXN_9 | [DSC]AS_175, [LD]LDME1 | Confirmed
MLKF2 | 138 | TOPOLOGY.TUETA.TU_E.MLKF2.138.9810 | TUETA | TU_E | MALAKOFF_8X | [CB]FID_615, [LD]XFMR1 | Confirmed
MLKF2 | 138 | TOPOLOGY.TUETA.TU_E.MLKF2.138.9811 | TUETA | TU_E | MALAKOFF_8W | [CB]FID_618, [LD]XFMR2 | Confirmed
MLKF2 | 138 | TOPOLOGY.TUETA.TU_E.MLKF2.138.BB1 | TUETA | TU_E | MALAKOFF_8 | [CB]FID_615, [DSC]MAS_609, [DSC]MLS_608, [DSC]MLS_ | Confirmed
MLSES | 138 | TOPOLOGY.TUETA.TU_E.MLSES.138.0007 | TUETA | TU_E | MARTINLK_8E | [DSC]DSC_415, [LD]LD1 | Confirmed
MLSES | 138 | TOPOLOGY.TUETA.TU_E.MLSES.138.0008 | TUETA | TU_E | MARTINLK_8F | [DSC]DSC_427, [LD]LD2 | Confirmed
MLSES | 138 | TOPOLOGY.TUETA.TU_E.MLSES.138.1BB1 | TUETA | TU_E | MARTINLK_8B | [DSC]AS_4847, [DSC]AS_4852, [DSC]DISC4854 | Confirmed
MLSES | 138 | TOPOLOGY.TUETA.TU_E.MLSES.138.1BB2 | TUETA | TU_E | MARTINLK_8C | [DSC]AS_4842, [DSC]AS_4847, [DSC]DISC4844 | Confirmed
MLSES | 138 | TOPOLOGY.TUETA.TU_E.MLSES.138.9365 | TUETA | TU_E | MARTINLK_8I | [LD]LD0865, [DSC]MAS_412 | Confirmed
MLSES | 20 | TOPOLOGY.TUETA.TU_E.MLSES.20.BB1U | TUETA | TU_E | MARTLAKE_3G | [UN]UNIT1, [XF]UXFMR1 | Confirmed
MLSES | 20 | TOPOLOGY.TUETA.TU_E.MLSES.20.BB2U | TUETA | TU_E | MARTLAKE_2G | [UN]UNIT2, [XF]UXFMR2 | Confirmed
MLSES | 20 | TOPOLOGY.TUETA.TU_E.MLSES.20.BB3U | TUETA | TU_E | MARTLAKE_1G | [UN]UNIT3, [XF]UXFMR3 | Confirmed
MLSES | 345 | TOPOLOGY.TUETA.TU_E.MLSES.345.0BB1 | TUETA | TU_E | MARTINLK_5 | [DSC]AS_4792, [DSC]DISC4709, [DSC]DISC4729, [DSC]D | Confirmed
MLSES | 345 | TOPOLOGY.TUETA.TU_E.MLSES.345.0BB2 | TUETA | TU_E | MARTINLK_5W | [DSC]AS_4792, [DSC]DISC4789, [DSC]DISC4849 | Confirmed
MLSES | 345 | TOPOLOGY.TUETA.TU_E.MLSES.345.BB3 | TUETA | TU_E | MARTINLK_5Z | [DSC]5174, [DSC]5179, [DSC]AS_4782, [DSC]DISC4719, | Confirmed
MLSES | 345 | TOPOLOGY.TUETA.TU_E.MLSES.345.BB4 | TUETA | TU_E | MARTINLK_5Y | [DSC]AS_4782, [DSC]DISC4779, [DSC]DISC4819, [DSC]D | Confirmed
MNFLD | 138 | TOPOLOGY.TUETA.TU_E.MNFLD.138.2735 | TUETA | TU_E | MANSFLD_8T | [LD]LD2672, [DSC]MAS_4026 | Confirmed
MNFLD | 138 | TOPOLOGY.TUETA.TU_E.MNFLD.138.9198 | TUETA | TU_E | MANSFLD_8Q | [CB]FID_4028, [LD]LD2611 | Confirmed
MNFTP | 138 | TOPOLOGY.TUETA.TU_E.MNFTP.138.BB1 | TUETA | TU_E | MOSES_T8 | [DSC]AS_2517, [DSC]AS_2518, [DSC]LB_2503 | Confirmed
MNMIN | 138 | TOPOLOGY.TUETA.TU_E.MNMIN.138.0001 | TUETA | TU_E | MOSESMIN_8V | [DSC]AS_500, [LD]LDDRAG5 | Confirmed
MNMIN | 138 | TOPOLOGY.TUETA.TU_E.MNMIN.138.0008 | TUETA | TU_E | MOSESMIN_8U | [DSC]568, [LD]LDDRAG3 | Confirmed
MNMIN | 138 | TOPOLOGY.TUETA.TU_E.MNMIN.138.5281 | TUETA | TU_E | MOSESMIN_8T | [DSC]AS_568, [LD]LDPTS3 | Confirmed
MNMIN | 138 | TOPOLOGY.TUETA.TU_E.MNMIN.138.5282 | TUETA | TU_E | MOSESMIN_8S | [DSC]AS_570, [LD]LD570 | Confirmed
MNMIN | 138 | TOPOLOGY.TUETA.TU_E.MNMIN.138.5283 | TUETA | TU_E | MOSESMIN_8R | [DSC]AS_580, [LD]LDDRAG4 | Confirmed
MNMIN | 138 | TOPOLOGY.TUETA.TU_E.MNMIN.138.5284 | TUETA | TU_E | MOSESMIN_8Q | [DSC]AS_581, [LD]LDDRAG2 | Confirmed
MNMIN | 138 | TOPOLOGY.TUETA.TU_E.MNMIN.138.5285 | TUETA | TU_E | MOSESMIN_8P | [DSC]AS_582, [LD]LD582 | Confirmed
MNMIN | 138 | TOPOLOGY.TUETA.TU_E.MNMIN.138.5286 | TUETA | TU_E | MOSESMIN_8O | [DSC]AS_585, [LD]LDDRAG1 | Confirmed
MNMIN | 138 | TOPOLOGY.TUETA.TU_E.MNMIN.138.5287 | TUETA | TU_E | MOSESMIN_8N | [DSC]AS_587, [LD]LDFLS | Confirmed
MNMIN | 138 | TOPOLOGY.TUETA.TU_E.MNMIN.138.BB1 | TUETA | TU_E | MOSESMIN_8 | [DSC]AS_548, [DSC]AS_549, [DSC]AS_569, [DSC]AS_572 | Confirmed
MNRVA | 138 | TOPOLOGY.TUETA.TU_E.MNRVA.138.0BB1 | TUETA | TU_E | MINERVA1_8 | [DSC]DISC1821, [DSC]DISC1831, [DSC]MAS_1811 | Confirmed
MNRVA | 69 | TOPOLOGY.TUETA.TU_E.MNRVA.69.BB1 | TUETA | TU_E | MINERVA1_9 | [DSC]AS_2431, [DSC]DISC2391, [DSC]DISC2411, [DSC]D | Confirmed
MNRVA | 69 | TOPOLOGY.TUETA.TU_E.MNRVA.69.BB4 | TUETA | TU_E | MINERVA1_9W | [DSC]AS_2432, [DSC]DISC2333, [LD]XFMR1 | Confirmed
MNSES | 138 | TOPOLOGY.TUETA.TU_E.MNSES.138.0101 | TUETA | TU_E | MNSES_L_A | [DSC]3766, [LD]XFMR1 | New NodeKey
MNSES | 138 | TOPOLOGY.TUETA.TU_E.MNSES.138.0BB1 | TUETA | TU_E | MOSES1_8 | [DSC]3765, [DSC]3766, [DSC]3769, [DSC]3772 | Confirmed
MNSES | 18 | TOPOLOGY.TUETA.TU_E.MNSES.18.BB1U | TUETA | TU_E | MOSES_1G | [UN]UNIT1, [XF]UXFMR1 | Confirmed
MNSES | 18 | TOPOLOGY.TUETA.TU_E.MNSES.18.BB2U | TUETA | TU_E | MOSES_2G | [UN]UNIT2, [XF]UXFMR2 | Confirmed
MNSES | 23 | TOPOLOGY.TUETA.TU_E.MNSES.23.BB3U | TUETA | TU_E | MOSES_3G | [UN]UNIT3, [XF]UXFMR3 | Confirmed
MNSES | 345 | TOPOLOGY.TUETA.TU_E.MNSES.345.BB1N | TUETA | TU_E | MOSES_N5 | [DSC]4309, [DSC]4319, [DSC]4349, [DSC]4354, [DSC]4 | Confirmed
MNSES | 345 | TOPOLOGY.TUETA.TU_E.MNSES.345.BB1S | TUETA | TU_E | MOSES_S5 | [DSC]4299, [DSC]4329, [DSC]4649, [DSC]4659, [DSC]6 | Confirmed
MNSTR | 69 | TOPOLOGY.TUETA.TU_E.MNSTR.69.5033 | TUETA | TU_E | MUENSTER_9X | [DSC]AS_410, [LD]LD1200 | Confirmed
MNSTR | 69 | TOPOLOGY.TUETA.TU_E.MNSTR.69.BB1 | TUETA | TU_E | MUENSTER_9 | [DSC]AS_410, [DSC]MAS_407, [DSC]MAS_409 | Confirmed
MNTRY | 138 | TOPOLOGY.TUETA.TU_E.MNTRY.138.6426 | TUETA | TU_E | MONETY2_8V | [CB]6982, [LD]MNTRYL2 | Confirmed
MNTRY | 138 | TOPOLOGY.TUETA.TU_E.MNTRY.138.6427 | TUETA | TU_E | MONETY2_8U | [CB]6992, [LD]MNTRYL1 | Confirmed
MNWLE | 138 | TOPOLOGY.TUETA.TU_E.MNWLE.138.0007 | TUETA | TU_E | MINWLLSE1_8X | [CB]5933, [LD]L1 | Confirmed
MNWLL | 138 | TOPOLOGY.TUETA.TU_E.MNWLL.138.8139 | TUETA | TU_E | MINWLLS1_8X | [LD]LD1201, [DSC]MAS_1364 | Confirmed
MNWLL | 138 | TOPOLOGY.TUETA.TU_E.MNWLL.138.8140 | TUETA | TU_E | MINWLLS1_8W | [LD]LD1200, [DSC]MAS_1366 | Confirmed
MNWLL | 138 | TOPOLOGY.TUETA.TU_E.MNWLL.138.BB1 | TUETA | TU_E | MINWLLS1_8 | [DSC]DISC3439, [DSC]MAS_1363, [DSC]MAS_1366 | Confirmed
MNWLW | 138 | TOPOLOGY.TUETA.TU_E.MNWLW.138.8134 | TUETA | TU_E | MINWLLSW1_8X | [LD]LD1400, [DSC]MAS_1648 | Confirmed
MRDCK | 138 | TOPOLOGY.TUETA.TU_E.MRDCK.138.1055 | TUETA | TU_E | MURDCK2_8Z | [LD]LDF1, [DSC]MAS_121 | Confirmed
MRDCK | 138 | TOPOLOGY.TUETA.TU_E.MRDCK.138.1057 | TUETA | TU_E | MURDCK2_8Y | [LD]LDF2, [DSC]MAS_122 | Confirmed
MRKLY | 138 | TOPOLOGY.TUETA.TU_E.MRKLY.138.7864 | TUETA | TU_E | MARKLY_8X | [LD]LD0811, [DSC]MAS_4904 | Confirmed
MRKLY | 138 | TOPOLOGY.TUETA.TU_E.MRKLY.138.BB1 | TUETA | TU_E | MARKLY_8 | [DSC]LB_4903, [DSC]LB_4905, [DSC]MAS_4904 | Confirmed
MRTNS | 69 | TOPOLOGY.TUETA.TU_E.MRTNS.69.0527 | TUETA | TU_E | MERTENS1_9X | [DSC]AS_768, [LD]LD1500 | Confirmed
MRTNS | 69 | TOPOLOGY.TUETA.TU_E.MRTNS.69.BB1 | TUETA | TU_E | MERTENS1_9 | [DSC]AS_768, [DSC]MAS_868, [DSC]MAS_869 | Confirmed
MRTSP | 138 | TOPOLOGY.TUETA.TU_E.MRTSP.138.5313 | TUETA | TU_E | MRTNSPG1_8X | [LD]LD1500, [DSC]MAS_2508 | Confirmed
MRTSP | 138 | TOPOLOGY.TUETA.TU_E.MRTSP.138.BB2 | TUETA | TU_E | MRTNSPG1_8Z | [DSC]MAS_2505, [DSC]MAS_2507, [DSC]MAS_2508 | Confirmed
MRVLY | 69 | TOPOLOGY.TUETA.TU_E.MRVLY.69.8245 | TUETA | TU_E | MORTNVAL_9W | [DSC]AS_1636, [LD]LD2311 | Confirmed
MRVLY | 69 | TOPOLOGY.TUETA.TU_E.MRVLY.69.BB1 | TUETA | TU_E | MORTNVAL_9 | [DSC]AS_1636, [DSC]MAS_1635, [DSC]MAS_1637, [DSC]M | Confirmed
MSHLN | 138 | TOPOLOGY.TUETA.TU_E.MSHLN.138.1061 | TUETA | TU_E | MARSH2_8Z | [LD]LDF1, [DSC]MAS_121 | Confirmed
MSHLN | 138 | TOPOLOGY.TUETA.TU_E.MSHLN.138.1063 | TUETA | TU_E | MARSH2_8Y | [LD]LDF2, [DSC]MAS_122 | Confirmed
MSHLN | 138 | TOPOLOGY.TUETA.TU_E.MSHLN.138.BB1 | TUETA | TU_E | MARSH2_8 | [LN]3740_A, [DSC]MAS_121, [DSC]MLDB_014, [CB]SCC1_ | Confirmed
MSHLN | 138 | TOPOLOGY.TUETA.TU_E.MSHLN.138.BB2 | TUETA | TU_E | MARSH1_8 | [LN]3750_B, [DSC]MAS_122, [DSC]MLDB_024, [CB]SCC2_ | Confirmed
MSLSW | 138 | TOPOLOGY.TUETA.TU_E.MSLSW.138.1079 | TUETA | TU_E | MRSN_1T8A | [LD]LDF1, [DSC]MAS_121 | Confirmed
MSLSW | 138 | TOPOLOGY.TUETA.TU_E.MSLSW.138.1081 | TUETA | TU_E | MRSNLN2_8B | [LD]LDF2, [DSC]MAS_122 | Confirmed
MSLSW | 138 | TOPOLOGY.TUETA.TU_E.MSLSW.138.BB1E | TUETA | TU_E | MRSN_E8 | [DSC]64, [DSC]DISC_024, [DSC]DISC_034, [DSC]DISC_0 | Confirmed
MSLSW | 138 | TOPOLOGY.TUETA.TU_E.MSLSW.138.BB1W | TUETA | TU_E | MRSN_W8 | [DSC]51, [DSC]DISC_021, [DSC]DISC_031, [DSC]DISC_0 | Confirmed
MSTLT | 138 | TOPOLOGY.TUETA.TU_E.MSTLT.138.9128 | TUETA | TU_E | MISLTOE3_8X | [CB]FID_522, [LD]LD1013 | Confirmed
MSTLT | 138 | TOPOLOGY.TUETA.TU_E.MSTLT.138.9129 | TUETA | TU_E | MISLTOE3_8W | [CB]FID_526, [LD]LD1010 | Confirmed
MSTLT | 138 | TOPOLOGY.TUETA.TU_E.MSTLT.138.9130 | TUETA | TU_E | MISLTOE3_8V | [CB]FID_527, [LD]LD1011 | Confirmed
MSTLT | 138 | TOPOLOGY.TUETA.TU_E.MSTLT.138.9131 | TUETA | TU_E | MISLTOE3_8U | [CB]FID_528, [LD]LD1012 | Confirmed
MTFSW | 138 | TOPOLOGY.TUETA.TU_E.MTFSW.138.BB1 | TUETA | TU_E | MONTFTSS__8 | [DSC]AS_5535, [DSC]AS_5536, [DSC]DISC5519 | Confirmed
MTFSW | 138 | TOPOLOGY.TUETA.TU_E.MTFSW.138.BB2 | TUETA | TU_E | MONTFTSS__8Z | [DSC]AS_5536, [DSC]DISC5524, [DSC]DISC5529 | Confirmed
MTLDA | 138 | TOPOLOGY.TUETA.TU_E.MTLDA.138.1085 | TUETA | TU_E | MTLDA2_8Z | [LD]LDF1, [DSC]MAS_121 | Confirmed
MTLDA | 138 | TOPOLOGY.TUETA.TU_E.MTLDA.138.1087 | TUETA | TU_E | MTLDA2_8Y | [LD]LDF2, [DSC]MAS_122 | Confirmed
MURPH | 138 | TOPOLOGY.TUETA.TU_E.MURPH.138.0003 | TUETA | TU_E | MURPHY1_8Y | [CB]FID_6467, [LD]LD2752 | Confirmed
MURPH | 138 | TOPOLOGY.TUETA.TU_E.MURPH.138.6476 | TUETA | TU_E | MURPHY1_8 | [CB]FID_6467, [DSC]MLS_6465, [DSC]MLS_6476 | Confirmed
MURPH | 138 | TOPOLOGY.TUETA.TU_E.MURPH.138.6885 | TUETA | TU_E | MURPHY1_8V | [CB]FID_6462, [LD]LD2751 | Confirmed
MURPH | 138 | TOPOLOGY.TUETA.TU_E.MURPH.138.BB1 | TUETA | TU_E | MURPHY1_8Z | [CB]FID_6462, [DSC]MLDS6466, [DSC]MLS_6476 | Confirmed
MYPRL | 69 | TOPOLOGY.TUETA.TU_E.MYPRL.69.7710 | TUETA | TU_E | MAYPEARL1_9Y | [DSC]AIRSW_85, [LD]LD1800 | Confirmed
MYPRL | 69 | TOPOLOGY.TUETA.TU_E.MYPRL.69.7711 | TUETA | TU_E | MAYPEARL1_9X | [DSC]AIRSW_83, [LD]LD1801 | Confirmed
MYPRL | 69 | TOPOLOGY.TUETA.TU_E.MYPRL.69.BB1 | TUETA | TU_E | MAYPEARL1_9 | [DSC]AIRSW_82, [DSC]AIRSW_83, [DSC]AIRSW_85 | Confirmed
MYPTX | 69 | TOPOLOGY.TUETA.TU_E.MYPTX.69.7713 | TUETA | TU_E | MAYPRLTX1_9Z | [DSC]AS_1307, [LD]LDMTP | Confirmed
NCDCH | 138 | TOPOLOGY.TUETA.TU_E.NCDCH.138.9918 | TUETA | TU_E | NACGDCHS_8U | [LD]LXFMR1, [DSC]MAS_1448 | Confirmed
NCDCH | 138 | TOPOLOGY.TUETA.TU_E.NCDCH.138.9919 | TUETA | TU_E | NACGDCHS_8T | [LD]LXFMR2, [DSC]MAS_1457 | Confirmed
NCDCH | 138 | TOPOLOGY.TUETA.TU_E.NCDCH.138.BB1 | TUETA | TU_E | NACGDCHS_8X | [DSC]AS_3642, [DSC]AS_3652, [DSC]MAS_1448, [DSC]MA | Confirmed
NCDCH | 138 | TOPOLOGY.TUETA.TU_E.NCDCH.138.BB3 | TUETA | TU_E | NACGDCHS_8A | [DSC]AS_3652, [DSC]AS_3653, [DSC]DISC3629 | Confirmed
NCDCH | 138 | TOPOLOGY.TUETA.TU_E.NCDCH.138.BB5 | TUETA | TU_E | NACGDCHS_8 | [DSC]AS_3643, [DSC]DISC3639, [DSC]DISC3649 | Confirmed
NCDSE | 138 | TOPOLOGY.TUETA.TU_E.NCDSE.138.1BB1 | TUETA | TU_E | NACOGDSE_8Z | [DSC]AS_3804, [DSC]AS_3814, [DSC]MAS_3787 | Confirmed
NCDSE | 138 | TOPOLOGY.TUETA.TU_E.NCDSE.138.BB2 | TUETA | TU_E | NACOGDSE_8 | [DSC]AS_3781, [DSC]AS_3794, [DSC]AS_3799, [DSC]MAS | Confirmed
NCDSW | 138 | TOPOLOGY.TUETA.TU_E.NCDSW.138.0301 | TUETA | TU_E | NCDSW_L_A | [DSC]8447, [LD]LXFMR1 | New NodeKey
NCNTH | 138 | TOPOLOGY.TUETA.TU_E.NCNTH.138.9930 | TUETA | TU_E | NACOGNOR_8X | [CB]FID_1495, [LD]LD1801 | Confirmed
NCNTH | 138 | TOPOLOGY.TUETA.TU_E.NCNTH.138.9931 | TUETA | TU_E | NACOGNOR_8W | [CB]FID_1496, [LD]LD1800 | Confirmed
NCNTH | 138 | TOPOLOGY.TUETA.TU_E.NCNTH.138.BB3 | TUETA | TU_E | NACOGNOR_8 | [CB]FID_1495, [CB]FID_1496, [DSC]MAS_1395, [DSC]MA | Confirmed
NCRST | 138 | TOPOLOGY.TUETA.TU_E.NCRST.138.0555 | TUETA | TU_E | WACONCST1_8Y | [CB]6202, [LD]LD2200 | Confirmed
NCRST | 138 | TOPOLOGY.TUETA.TU_E.NCRST.138.0565 | TUETA | TU_E | WACONCST1_8X | [CB]6298, [LD]LXFMR2 | Confirmed
NCRST | 138 | TOPOLOGY.TUETA.TU_E.NCRST.138.BB1 | TUETA | TU_E | WACONCST1_8 | [CB]6202, [DSC]6206, [DSC]6216 | Confirmed
NCSFA | 138 | TOPOLOGY.TUETA.TU_E.NCSFA.138.9937 | TUETA | TU_E | NACOSFA_8X | [CB]FID_895, [LD]LD1701 | Confirmed
NCSFA | 138 | TOPOLOGY.TUETA.TU_E.NCSFA.138.9938 | TUETA | TU_E | NACOSFA_8W | [CB]FID_896, [LD]LD1700 | Confirmed
NCSFA | 138 | TOPOLOGY.TUETA.TU_E.NCSFA.138.BB1 | TUETA | TU_E | NACOSFA_8 | [CB]FID_895, [CB]FID_896, [DSC]MLDB_892, [DSC]MLDB | Confirmed
NCSTH | 138 | TOPOLOGY.TUETA.TU_E.NCSTH.138.9947 | TUETA | TU_E | NACOGSOU_8X | [LD]LD1500, [DSC]MAS_3207 | Confirmed
NCSTH | 138 | TOPOLOGY.TUETA.TU_E.NCSTH.138.9948 | TUETA | TU_E | NACOGSOU_8W | [LD]LD1501, [DSC]MAS_3217 | Confirmed
NCSTH | 138 | TOPOLOGY.TUETA.TU_E.NCSTH.138.BB1 | TUETA | TU_E | NACOGSOU_8 | [DSC]MAS_3197, [DSC]MAS_3207, [DSC]MAS_3208, [DSC] | Confirmed
NECSP | 138 | TOPOLOGY.TUETA.TU_E.NECSP.138.9900 | TUETA | TU_E | NECHESRI_8X | [LD]LD2401, [DSC]MAS_2046 | Confirmed
NECSP | 138 | TOPOLOGY.TUETA.TU_E.NECSP.138.BB3 | TUETA | TU_E | NECHESRI_8Y | [DSC]MAS_2043, [DSC]MAS_2045, [DSC]MAS_2046 | Confirmed
NHNSW | 138 | TOPOLOGY.TUETA.TU_E.NHNSW.138.6773 | TUETA | TU_E | NTHHVN_E8G | [CB]FID_121, [LD]LDF1 | Confirmed
NHNSW | 138 | TOPOLOGY.TUETA.TU_E.NHNSW.138.6774 | TUETA | TU_E | NTHHVN_E8H | [CB]FID_122, [LD]LDF2 | Confirmed
NHNSW | 138 | TOPOLOGY.TUETA.TU_E.NHNSW.138.BB1E | TUETA | TU_E | NTHHVN_E8 | [DSC]DISC_041, [DSC]DISC_051, [DSC]DISC_061, [DSC] | Confirmed
NHNSW | 138 | TOPOLOGY.TUETA.TU_E.NHNSW.138.BB1W | TUETA | TU_E | NTHHVN_W8 | [DSC]DISC_011, [DSC]DISC_021, [DSC]DISC_031, [DSC] | Confirmed
NIPAK | 138 | TOPOLOGY.TUETA.TU_E.NIPAK.138.9758 | TUETA | TU_E | NIPAK_8 | [LD]LDTDAD, [DSC]MAS_883 | Confirmed
NLNVL | 138 | TOPOLOGY.TUETA.TU_E.NLNVL.138.0722 | TUETA | TU_E | NOLANVIL1_8X | [LD]LD2001, [DSC]MAS_2298 | Confirmed
NLRVP | 138 | TOPOLOGY.TUETA.TU_E.NLRVP.138.6643 | TUETA | TU_E | NLKPMP1_8 | [DSC]AS_329, [LD]LD329 | Confirmed
NLSES | 13.8 | TOPOLOGY.TUETA.TU_E.NLSES.13.8.BB1U | TUETA | TU_E | NTHLK1_G | [UN]UNIT1, [XF]UXFMR1 | Confirmed
NLSES | 138 | TOPOLOGY.TUETA.TU_E.NLSES.138.BB1N | TUETA | TU_E | NTHLK_N8 | [DSC]AS_5664, [DSC]DISC_229, [DSC]DISC_249, [DSC]D | Confirmed
NLSES | 138 | TOPOLOGY.TUETA.TU_E.NLSES.138.BB1S | TUETA | TU_E | NTHLK_S8 | [DSC]AS_509, [DSC]DISC_539, [DSC]DISC_549, [DSC]DI | Confirmed
NLSES | 18 | TOPOLOGY.TUETA.TU_E.NLSES.18.BB2U | TUETA | TU_E | NTHLK2_G | [UN]UNIT2, [XF]UXFMR2 | Confirmed
NLSES | 20 | TOPOLOGY.TUETA.TU_E.NLSES.20.BB3U | TUETA | TU_E | NTHLK3_G | [UN]UNIT3, [XF]UXFMR3 | Confirmed
NMAIN | 138 | TOPOLOGY.TUETA.TU_E.NMAIN.138.8689 | TUETA | TU_E | NMAIN1_8B | [LD]LD0200, [DSC]MAS_104 | Confirmed
NMAIN | 138 | TOPOLOGY.TUETA.TU_E.NMAIN.138.8690 | TUETA | TU_E | NMAIN1_8C | [LD]LD0201, [DSC]MAS_106 | Confirmed
NMSES | 138 | TOPOLOGY.TUETA.TU_E.NMSES.138.1BB1 | TUETA | TU_E | NMAIN1_8 | [DSC]DISC_199, [DSC]DISC_229, [DSC]DISC_239 | Confirmed
NNTWK | 138 | TOPOLOGY.TUETA.TU_E.NNTWK.138.7263 | TUETA | TU_E | NNET3_8Y | [CB]FID_121, [LD]LD500 | Confirmed
NNTWK | 138 | TOPOLOGY.TUETA.TU_E.NNTWK.138.7264 | TUETA | TU_E | NNET3_8X | [CB]FID_122, [LD]LD501 | Confirmed
NNTWK | 138 | TOPOLOGY.TUETA.TU_E.NNTWK.138.7265 | TUETA | TU_E | NNET3_8W | [CB]FID_123, [LD]LD502 | Confirmed
NORSW | 138 | TOPOLOGY.TUETA.TU_E.NORSW.138.BB1E | TUETA | TU_E | NORWDPL_E8 | [DSC]DISC_024, [DSC]DISC_034, [DSC]DISC_044, [DSC] | Confirmed
NORSW | 138 | TOPOLOGY.TUETA.TU_E.NORSW.138.BB1W | TUETA | TU_E | NORWDPL_W8 | [DSC]DISC_021, [DSC]DISC_031, [DSC]DISC_041, [DSC] | Confirmed
NORSW | 345 | TOPOLOGY.TUETA.TU_E.NORSW.345.0BB1 | TUETA | TU_E | NORWD1_5 | [DSC]331, [DSC]DISC_314, [DSC]DISC_324, [DSC]DISC_ | Confirmed
NORSW | 345 | TOPOLOGY.TUETA.TU_E.NORSW.345.325 | TUETA | TU_E | NORWD_1T5 | [DSC]DISC_326, [DSC]MLDB_327, [DSC]MOAS_301 | Confirmed
NPKWY | 138 | TOPOLOGY.TUETA.TU_E.NPKWY.138.1173 | TUETA | TU_E | N_PARK3_8Z | [LD]LDF3, [CB]MAS_123 | Confirmed
NPKWY | 138 | TOPOLOGY.TUETA.TU_E.NPKWY.138.1175 | TUETA | TU_E | N_PARK4_8Y | [LD]LDF4, [DSC]MAS_124 | Confirmed
NPKWY | 138 | TOPOLOGY.TUETA.TU_E.NPKWY.138.BB1 | TUETA | TU_E | N_PARK4_8 | [LN]755_D, [DSC]MAS_124, [DSC]MLDB_014, [CB]SCC1_C | Confirmed
NPKWY | 138 | TOPOLOGY.TUETA.TU_E.NPKWY.138.BB2 | TUETA | TU_E | N_PARK3_8 | [LN]750_D, [CB]MAS_123, [DSC]MLDB_024, [CB]SCC2_CB | Confirmed
NSTAR | 138 | TOPOLOGY.TUETA.TU_E.NSTAR.138.2762 | TUETA | TU_E | NORTHSTR_8Z | [LD]LD2011, [DSC]MAS_5046 | Confirmed
NSTAR | 138 | TOPOLOGY.TUETA.TU_E.NSTAR.138.BB1 | TUETA | TU_E | NORTHSTR_8 | [DSC]MAS_5046, [DSC]MAS_5048, [DSC]MLS_5047 | Confirmed
NUCOR | 138 | TOPOLOGY.TUETA.TU_E.NUCOR.138.0116 | TUETA | TU_E | NUCOR_8A | [CB]CB_3908, [LD]LXFMR4 | Confirmed
NUCOR | 345 | TOPOLOGY.TUETA.TU_E.NUCOR.345.0112 | TUETA | TU_E | NUCOR_ST1_5Z | [LD]LDNCR, [DSC]MAS_3902 | Confirmed
NUCOR | 345 | TOPOLOGY.TUETA.TU_E.NUCOR.345.0113 | TUETA | TU_E | NUCOR_ST1_5Y | [LD]LDTR1, [DSC]MAS_3904 | Confirmed
NUCOR | 345 | TOPOLOGY.TUETA.TU_E.NUCOR.345.0114 | TUETA | TU_E | NUCOR_ST1_5X | [LD]LDTR2, [DSC]MAS_3906 | Confirmed
NVARO | 138 | TOPOLOGY.TUETA.TU_E.NVARO.138.0BB2 | TUETA | TU_E | NAVARRO1_8Z | [DSC]AS_4101, [CB]CB_4100, [CB]CB_4105 | Confirmed
NVARO | 138 | TOPOLOGY.TUETA.TU_E.NVARO.138.1BB1 | TUETA | TU_E | NAVARRO1_8 | [DSC]AS_3273, [DSC]AS_4099, [DSC]DISC3334, [DSC]DI | Confirmed
NVARO | 138 | TOPOLOGY.TUETA.TU_E.NVARO.138.BBI2 | TUETA | TU_E | NAVARRO1_8V | [DSC]AS_1706, [DSC]AS_1708, [DSC]AS_1709 | Confirmed
NVARO | 69 | TOPOLOGY.TUETA.TU_E.NVARO.69.0383 | TUETA | TU_E | NAVARRO1_9W | [DSC]AS_1297, [LD]LD1502 | Confirmed
NVARO | 69 | TOPOLOGY.TUETA.TU_E.NVARO.69.0BB1 | TUETA | TU_E | NAVARRO1_9 | [DSC]AS_1297, [DSC]AS_1769, [DSC]DISC3269, [DSC]DI | Confirmed
NVKPO | 69 | TOPOLOGY.TUETA.TU_E.NVKPO.69.7980 | TUETA | TU_E | NAVYKPOO_9Z | [DSC]AS_4994, [LD]LDF1 | Confirmed
NVKSW | 69 | TOPOLOGY.TUETA.TU_E.NVKSW.69.BB1 | TUETA | TU_E | NAVYKSS1_9 | [DSC]AS_4993, [DSC]DISC4969, [DSC]DISC4979, [DSC]D | Confirmed
NVRML | 69 | TOPOLOGY.TUETA.TU_E.NVRML.69.0462 | TUETA | TU_E | NAV_MILS1_9 | [DSC]MAS_638, [LD]XFMR1 | Confirmed
NWTTP | 138 | TOPOLOGY.TUETA.TU_E.NWTTP.138.BB2 | TUETA | TU_E | NW_TERRL_8X | [LD]LD_TERNW, [DSC]LN_5683 | Confirmed
NWYTP | 138 | TOPOLOGY.TUETA.TU_E.NWYTP.138.0011 | TUETA | TU_E | NW_WYLIE_P8X | [DSC]5242, [LD]LD1 | Confirmed
NYLDV | 69 | TOPOLOGY.TUETA.TU_E.NYLDV.69.5387 | TUETA | TU_E | NEYLNDVL1_9X | [DSC]AS_236, [LD]XFMR1 | Confirmed
NYLDV | 69 | TOPOLOGY.TUETA.TU_E.NYLDV.69.BB1 | TUETA | TU_E | NEYLNDVL1_9 | [DSC]AS_235, [DSC]AS_236, [DSC]AS_237 | Confirmed
OAKHL | 138 | TOPOLOGY.TUETA.TU_E.OAKHL.138.BB1 | TUETA | TU_E | OAKHILL2_8 | [LD]LD3000, [DSC]MAS_4044, [DSC]MAS_4045 | Confirmed
OAKHL | 138 | TOPOLOGY.TUETA.TU_E.OAKHL.138.BB2 | TUETA | TU_E | OAKHILL1_8 | [LD]LD3001, [DSC]MAS_4045, [DSC]MAS_4046 | Confirmed
OKCLS | 138 | TOPOLOGY.TUETA.TU_E.OKCLS.138.1181 | TUETA | TU_E | SOKCF2_8Z | [LD]LDF1, [DSC]MAS_121 | Confirmed
OKCLS | 138 | TOPOLOGY.TUETA.TU_E.OKCLS.138.1183 | TUETA | TU_E | SOKCF2_8Y | [LD]LDF2, [DSC]MAS_122 | Confirmed
OKCLS | 138 | TOPOLOGY.TUETA.TU_E.OKCLS.138.BB1 | TUETA | TU_E | SOKCF2_8 | [LN]3150_F, [DSC]MAS_121, [DSC]MLDB_014, [CB]SCC1_ | Confirmed
OKCLS | 138 | TOPOLOGY.TUETA.TU_E.OKCLS.138.BB2 | TUETA | TU_E | SOKCF1_8 | [LN]3160_A, [DSC]MAS_122, [DSC]MLDB_024, [CB]SCC2_ | Confirmed
OKLND | 138 | TOPOLOGY.TUETA.TU_E.OKLND.138.1191 | TUETA | TU_E | OAKLND2_8Z | [LD]LDF1, [DSC]MAS_121 | Confirmed
OKLND | 138 | TOPOLOGY.TUETA.TU_E.OKLND.138.1193 | TUETA | TU_E | OAKLND2_8Y | [LD]LDF2, [DSC]MAS_122 | Confirmed
OKLND | 138 | TOPOLOGY.TUETA.TU_E.OKLND.138.BB2 | TUETA | TU_E | OAKLND2_8 | [LN]3430_B, [DSC]DISC_034, [DSC]MAS_122, [DSC]MLDB | Confirmed
ORAN | 138 | TOPOLOGY.TUETA.TU_E.ORAN.138.0BB1 | TUETA | TU_E | ORAN1_8 | [DSC]DISC1379, [DSC]DISC3949, [DSC]DISC3959, [DSC] | Confirmed
ORAN | 138 | TOPOLOGY.TUETA.TU_E.ORAN.138.BBI2 | TUETA | TU_E | ORAN1_8W | [DSC]DISC3952, [DSC]DISC3962, [DSC]DISC3972 | Confirmed
ORAN | 69 | TOPOLOGY.TUETA.TU_E.ORAN.69.8129 | TUETA | TU_E | ORAN1_9W | [DSC]DISC1178, [LD]XFMR1 | Confirmed
ORAN | 69 | TOPOLOGY.TUETA.TU_E.ORAN.69.BB1 | TUETA | TU_E | ORAN1_9 | [DSC]DISC1169, [DSC]DISC1172, [DSC]DISC1173, [DSC] | Confirmed
ORAN | 69 | TOPOLOGY.TUETA.TU_E.ORAN.69.BB4 | TUETA | TU_E | ORAN1_9Z | [DSC]DISC1741, [DSC]DISC1742, [DSC]MLD_1128 | Confirmed
OVRTN | 69 | TOPOLOGY.TUETA.TU_E.OVRTN.69.9528 | TUETA | TU_E | OVERTON_9Y | [DSC]AS_2013, [LD]XFMR1 | Confirmed
OVRTN | 69 | TOPOLOGY.TUETA.TU_E.OVRTN.69.9529 | TUETA | TU_E | OVERTON_9X | [DSC]AS_2014, [LD]XFMR2 | Confirmed
OVRTN | 69 | TOPOLOGY.TUETA.TU_E.OVRTN.69.BB1 | TUETA | TU_E | OVERTON_9 | [DSC]AS_2011, [DSC]AS_2012, [DSC]AS_2013, [DSC]AS_ | Confirmed
PALMR | 69 | TOPOLOGY.TUETA.TU_E.PALMR.69.5807 | TUETA | TU_E | PALMER_9X | [DSC]AS_456, [LD]LD2202 | Confirmed
PALMR | 69 | TOPOLOGY.TUETA.TU_E.PALMR.69.5808 | TUETA | TU_E | PALMER_9W | [DSC]AS_469, [LD]LD2201 | Confirmed
PALRD | 138 | TOPOLOGY.TUETA.TU_E.PALRD.138.6823 | TUETA | TU_E | PL_ALMA_8W | [LD]LXFMR1, [DSC]MLDB5867 | Confirmed
PALRD | 138 | TOPOLOGY.TUETA.TU_E.PALRD.138.6824 | TUETA | TU_E | PL_ALMA_8V | [CB]FID_5878, [LD]LXFMR2 | Confirmed
PARCO | 138 | TOPOLOGY.TUETA.TU_E.PARCO.138.6791 | TUETA | TU_E | PL_ARCO_8W | [LD]LDTR1, [DSC]MASARCO1 | Confirmed
PARCO | 138 | TOPOLOGY.TUETA.TU_E.PARCO.138.6792 | TUETA | TU_E | PL_ARCO_8V | [LD]LDTR2, [DSC]MASARCO2 | Confirmed
PARCO | 138 | TOPOLOGY.TUETA.TU_E.PARCO.138.BB1 | TUETA | TU_E | PL_ARCO_8 | [DSC]DISC3734, [DSC]DISC3742, [DSC]MASARCO1 | Confirmed
PARCO | 138 | TOPOLOGY.TUETA.TU_E.PARCO.138.BB2 | TUETA | TU_E | PL_ARCO_8Z | [DSC]DISC3724, [DSC]DISC3744, [DSC]MASARCO2 | Confirmed
PARIS | 13.2 | TOPOLOGY.TUETA.TU_E.PARIS.13.2.0003 | TUETA | TU_E | PARIS1_D | [DSC]AS_R3, [LD]XFMR2 | Confirmed
PARIS | 138 | TOPOLOGY.TUETA.TU_E.PARIS.138.4941 | TUETA | TU_E | PARIS_8T | [CB]FID_177, [LD]XFMR3 | Confirmed
PARIS | 138 | TOPOLOGY.TUETA.TU_E.PARIS.138.BB5 | TUETA | TU_E | PARIS_8W | [DSC]AS_2447, [DSC]MAS_1015, [LD]XFMR1 | Confirmed
PARIS | 69 | TOPOLOGY.TUETA.TU_E.PARIS.69.4944 | TUETA | TU_E | PARIS_9W | [DSC]AS_916, [LD]LDHGRV | Confirmed
PAYSW | 138 | TOPOLOGY.TUETA.TU_E.PAYSW.138.5145 | TUETA | TU_E | PAYNE1_S8M | [LD]LXFMR1, [DSC]MAS_1073 | Confirmed
PAYSW | 138 | TOPOLOGY.TUETA.TU_E.PAYSW.138.5147 | TUETA | TU_E | PAYNE1_N8K | [CB]FID_3488, [LD]LXFMR3 | Confirmed
PAYSW | 138 | TOPOLOGY.TUETA.TU_E.PAYSW.138.BB1N | TUETA | TU_E | PAYNE1_8 | [DSC]DISC1002, [DSC]DISC1051, [DSC]DISC1151, [DSC] | Confirmed
PAYSW | 138 | TOPOLOGY.TUETA.TU_E.PAYSW.138.BB1S | TUETA | TU_E | PAYNE1_S8 | [DSC]DISC1011, [DSC]DISC1079, [DSC]DISC3474, [DSC] | Confirmed
PAYSW | 69 | TOPOLOGY.TUETA.TU_E.PAYSW.69.0BB2 | TUETA | TU_E | PAYNE1_9 | [DSC]AS_946, [DSC]DISC_542, [DSC]DISC_558, [DSC]DI | Confirmed
PCOIT | 138 | TOPOLOGY.TUETA.TU_E.PCOIT.138.0003 | TUETA | TU_E | PL_COIT1_8W | [LD]LD1003, [DSC]MAS_2955 | Confirmed
PCOIT | 138 | TOPOLOGY.TUETA.TU_E.PCOIT.138.0005 | TUETA | TU_E | PL_COIT1_8V | [LD]LD1002, [DSC]MAS_2882 | Confirmed
PCOIT | 138 | TOPOLOGY.TUETA.TU_E.PCOIT.138.6475 | TUETA | TU_E | PL_COIT1_8T | [LD]LD1000, [DSC]MAS_2878 | Confirmed
PCOIT | 138 | TOPOLOGY.TUETA.TU_E.PCOIT.138.6476 | TUETA | TU_E | PL_COIT1_8S | [LD]LD1001, [DSC]MAS_2886 | Confirmed
PCUST | 138 | TOPOLOGY.TUETA.TU_E.PCUST.138.6459 | TUETA | TU_E | PL_CUSTR2_8R | [LD]LXFMR4, [DSC]MLDB2852 | Confirmed
PCUST | 138 | TOPOLOGY.TUETA.TU_E.PCUST.138.6460 | TUETA | TU_E | PL_CUSTR2_8Q | [LD]LXFMR3, [DSC]MLDB2854 | Confirmed
PCUST | 138 | TOPOLOGY.TUETA.TU_E.PCUST.138.6461 | TUETA | TU_E | PL_CUSTR2_8P | [LD]LXFMR2, [DSC]MLDB2867 | Confirmed
PCUST | 138 | TOPOLOGY.TUETA.TU_E.PCUST.138.6462 | TUETA | TU_E | PL_CUSTR2_8O | [LD]LXFMR1, [DSC]MLDB2868 | Confirmed
PCUST | 138 | TOPOLOGY.TUETA.TU_E.PCUST.138.BB1 | TUETA | TU_E | PL_CUSTR2_8 | [DSC]LS_6373, [DSC]MLDB2868, [CB]SC1A_CB, [CB]SC1B | Confirmed
PCUST | 138 | TOPOLOGY.TUETA.TU_E.PCUST.138.BB2 | TUETA | TU_E | PL_CUSTR1_8 | [DSC]MAS_6377, [DSC]MAS_6407, [DSC]MLDB2867, [CB]S | Confirmed
PCUST | 138 | TOPOLOGY.TUETA.TU_E.PCUST.138.BB3 | TUETA | TU_E | PL_CUSTR2_8Z | [DSC]LS_6373, [DSC]MAS_2872, [DSC]MAS_6367, [DSC]M | Confirmed
PCUST | 138 | TOPOLOGY.TUETA.TU_E.PCUST.138.BB4 | TUETA | TU_E | PL_CUSTR2_8U | [DSC]MAS_6367, [DSC]MAS_6387, [DSC]MLDB2852 | Confirmed
PDSES | 138 | TOPOLOGY.TUETA.TU_E.PDSES.138.0BB1 | TUETA | TU_E | PARKDB1_8 | [DSC]DISC_229, [DSC]DISC_239, [DSC]DISC_259, [DSC] | Confirmed
PDSES | 138 | TOPOLOGY.TUETA.TU_E.PDSES.138.0BB3 | TUETA | TU_E | PARKDB3_8 | [DSC]DISC_291, [DSC]DISC_299, [DSC]DISC_319, [DSC] | Confirmed
PDSES | 138 | TOPOLOGY.TUETA.TU_E.PDSES.138.BB2 | TUETA | TU_E | PARKDB2_8 | [DSC]DISC_519, [DSC]DISC_529, [DSC]DISC_539, [DSC] | Confirmed
PDSES | 69 | TOPOLOGY.TUETA.TU_E.PDSES.69.BB1N | TUETA | TU_E | PARKD1_9Z | [DSC]DISC2544, [DSC]DISC2551, [DSC]DISC2560 | Confirmed
PDSES | 69 | TOPOLOGY.TUETA.TU_E.PDSES.69.BB1S | TUETA | TU_E | PARKD1_9Y | [DSC]DISC2443, [DSC]DISC2450, [DSC]DISC2459 | Confirmed
PERIN | 138 | TOPOLOGY.TUETA.TU_E.PERIN.138.5073 | TUETA | TU_E | PERRIN1_8 | [LD]LD1511, [DSC]MAS_1066 | Confirmed
PFFRD | 138 | TOPOLOGY.TUETA.TU_E.PFFRD.138.BB1 | TUETA | TU_E | PAFFRD2_8 | [LD]LD3400, [DSC]MAS_507, [DSC]MAS_508 | Confirmed
PFFRD | 138 | TOPOLOGY.TUETA.TU_E.PFFRD.138.BB2 | TUETA | TU_E | PAFFRD1_8 | [LD]LD3401, [DSC]MAS_506, [DSC]MAS_507 | Confirmed
PFLGV | 138 | TOPOLOGY.TUETA.TU_E.PFLGV.138.0865 | TUETA | TU_E | PFLGRVIL1_8V | [CB]FID_6222, [LD]LXFMR2 | Confirmed
PFLGV | 138 | TOPOLOGY.TUETA.TU_E.PFLGV.138.0866 | TUETA | TU_E | PFLGRVIL1_8U | [CB]FID_6232, [LD]LXFMR1 | Confirmed
PFLGV | 138 | TOPOLOGY.TUETA.TU_E.PFLGV.138.1001 | TUETA | TU_E | PFLGRVIL1_8T | [CB]FID_6278, [LD]LXFMR3 | Confirmed
PFLGV | 138 | TOPOLOGY.TUETA.TU_E.PFLGV.138.BB1 | TUETA | TU_E | PFLGRVIL1_8Z | [DSC]AS_6252, [CB]FID_6232, [DSC]MLDB6242 | Confirmed
PFLGV | 138 | TOPOLOGY.TUETA.TU_E.PFLGV.138.BB2 | TUETA | TU_E | PFLGRVIL1_8Y | [DSC]6237, [DSC]AS_6252, [CB]FID_6222 | Confirmed
PIPLN | 138 | TOPOLOGY.TUETA.TU_E.PIPLN.138.9019 | TUETA | TU_E | PIPELIN1_8X | [LD]LD5700, [DSC]MAS_4224 | Confirmed
PIPLN | 138 | TOPOLOGY.TUETA.TU_E.PIPLN.138.BB1 | TUETA | TU_E | PIPELIN1_8 | [DSC]MAS_4224, [DSC]MLS_4225, [DSC]MLS_4227 | Confirmed
PJPTR | 138 | TOPOLOGY.TUETA.TU_E.PJPTR.138.0001 | TUETA | TU_E | PL_JUPTR1_8Z | [CB]6925, [LD]LXFMR2 | Confirmed
PKRSW | 345 | TOPOLOGY.TUETA.TU_E.PKRSW.345.BB1 | TUETA | TU_E | PARKER_5 | [DSC]DISC6799, [DSC]DISC6829, [DSC]DISC6849, [DSC] | Confirmed
PKRVL | 138 | TOPOLOGY.TUETA.TU_E.PKRVL.138.0006 | TUETA | TU_E | PKRVL_L_A | [DSC]7548, [LD]LXFMR2 | New NodeKey
PKRVL | 138 | TOPOLOGY.TUETA.TU_E.PKRVL.138.7582 | TUETA | TU_E | DESPKV1_8X | [CB]FIDS7542, [LD]LXFMR1 | Confirmed
PLANO | 138 | TOPOLOGY.TUETA.TU_E.PLANO.138.6811 | TUETA | TU_E | PL_8X | [CB]FID_2797, [LD]LD1100 | Confirmed
PLANO | 138 | TOPOLOGY.TUETA.TU_E.PLANO.138.6812 | TUETA | TU_E | PL_8W | [CB]FID_2802, [LD]LD1101 | Confirmed
PLANO | 138 | TOPOLOGY.TUETA.TU_E.PLANO.138.BB1 | TUETA | TU_E | PL_8 | [DSC]MAS_449, [DSC]MAS_452, [DSC]MLDB_477, [DSC]ML | Confirmed
PLGRV | 138 | TOPOLOGY.TUETA.TU_E.PLGRV.138.1318 | TUETA | TU_E | PLGRV1_8Z | [LD]LDF1, [DSC]MAS_121 | Confirmed
PLGRV | 138 | TOPOLOGY.TUETA.TU_E.PLGRV.138.1320 | TUETA | TU_E | PLGRV1_8Y | [LD]LDF2, [DSC]MAS_122 | Confirmed
PLKST | 138 | TOPOLOGY.TUETA.TU_E.PLKST.138.1324 | TUETA | TU_E | POLK2_8Z | [LD]LDF1, [DSC]MAS_121 | Confirmed
PLKST | 138 | TOPOLOGY.TUETA.TU_E.PLKST.138.1326 | TUETA | TU_E | POLK2_8Y | [LD]LDF2, [DSC]MAS_122 | Confirmed
PLKST | 138 | TOPOLOGY.TUETA.TU_E.PLKST.138.BB2 | TUETA | TU_E | POLK2_8 | [LN]3160_H, [DSC]MAS_122, [DSC]MLDB_024, [CB]SCC2_ | Confirmed
PLSSP | 138 | TOPOLOGY.TUETA.TU_E.PLSSP.138.3625 | TUETA | TU_E | PLSNTSPG_8Z | [DSC]DISC2224, [DSC]DISC2228, [LD]LD2225 | Confirmed
PLSSP | 138 | TOPOLOGY.TUETA.TU_E.PLSSP.138.BB1 | TUETA | TU_E | PLSNTSPG_8 | [DSC]AS_2233, [DSC]LB_2227, [DSC]LB_2229 | Confirmed
PLSSP | 138 | TOPOLOGY.TUETA.TU_E.PLSSP.138.BB2 | TUETA | TU_E | PLSNTSPG_8Y | [DSC]AS_2233, [DSC]DISC2226, [DSC]DISC2228 | Confirmed
PLSTH | 138 | TOPOLOGY.TUETA.TU_E.PLSTH.138.9825 | TUETA | TU_E | PALSTNS_8U | [LD]LD1300, [DSC]MAS_1573 | Confirmed
PLSTH | 138 | TOPOLOGY.TUETA.TU_E.PLSTH.138.9826 | TUETA | TU_E | PALSTNS_8T | [LD]LD1301, [DSC]MAS_1574 | Confirmed
PLSTH | 138 | TOPOLOGY.TUETA.TU_E.PLSTH.138.BB1 | TUETA | TU_E | PALSTNS_8 | [DSC]DISC2924, [DSC]DISC2934, [DSC]DISC3694, [DSC] | Confirmed
PLSTN | 138 | TOPOLOGY.TUETA.TU_E.PLSTN.138.0BB1 | TUETA | TU_E | PALESTNE_8 | [CB]FID_2495, [CB]FID_2496, [DSC]MAS_0138, [DSC]MA | Confirmed
PLSTN | 138 | TOPOLOGY.TUETA.TU_E.PLSTN.138.9793 | TUETA | TU_E | PALESTNE_8Z | [CB]FID_2495, [CB]SC10_CB, [CB]SC11_CB, [LD]XFMR1 | Confirmed
PLSTN | 138 | TOPOLOGY.TUETA.TU_E.PLSTN.138.9794 | TUETA | TU_E | PALESTNE_8Y | [CB]FID_2496, [CB]SC20_CB, [CB]SC21_CB, [LD]XFMR2 | Confirmed
PLSTN | 69 | TOPOLOGY.TUETA.TU_E.PLSTN.69.BB1 | TUETA | TU_E | PALESTNE_9 | [DSC]DISC0161, [DSC]DISC1651, [DSC]DISC1671 | Confirmed
PLVSW | 138 | TOPOLOGY.TUETA.TU_E.PLVSW.138.BB1 | TUETA | TU_E | PLEASVAL1_8 | [DSC]DISC5409, [DSC]DISC5419, [DSC]DISC5429, [DSC] | Confirmed
PLVSW | 69 | TOPOLOGY.TUETA.TU_E.PLVSW.69.BB2 | TUETA | TU_E | PLEASVAL1_9 | [DSC]8724, [DSC]AS_5204, [DSC]DISC5199, [DSC]DISC5 | Confirmed
PLVSW | 69 | TOPOLOGY.TUETA.TU_E.PLVSW.69.BBI1 | TUETA | TU_E | PLEASVAL1_9Z | [DSC]8727, [DSC]AS_5205, [DSC]DISC5201, [DSC]DISC5 | Confirmed
PLYAM | 138 | TOPOLOGY.TUETA.TU_E.PLYAM.138.BB1 | TUETA | TU_E | POLY_AM1_8 | [DSC]DISC4162, [DSC]DISC4163, [LD]LDPOLYAM | Confirmed
PNKHL | 138 | TOPOLOGY.TUETA.TU_E.PNKHL.138.BB1 | TUETA | TU_E | PINKHIL_P8 | [DSC]LDSW_1, [DSC]LS_3443, [DSC]LS_3444 | Confirmed
PNKHL | 138 | TOPOLOGY.TUETA.TU_E.PNKHL.138.BB2 | TUETA | TU_E | PNKHL RC | [LD]LDPNKHL, [DSC]LDSW_1 | Confirmed
PNTGO | 138 | TOPOLOGY.TUETA.TU_E.PNTGO.138.2823 | TUETA | TU_E | PANTEGO1_8Y | [DSC]MAS_4693, [LD]XFMR1 | Confirmed
PNTGO | 138 | TOPOLOGY.TUETA.TU_E.PNTGO.138.9263 | TUETA | TU_E | PANTEGO1_8V | [CB]FID_4696, [LD]XFMR2 | Confirmed
PNTGO | 138 | TOPOLOGY.TUETA.TU_E.PNTGO.138.BB1 | TUETA | TU_E | PANTEGO1_8 | [DSC]MAS_4693, [DSC]MAS_4695, [DSC]MLS_4692 | Confirmed
PNTGO | 138 | TOPOLOGY.TUETA.TU_E.PNTGO.138.BB2 | TUETA | TU_E | PANTEGO1_8Z | [CB]FID_4696, [DSC]MAS_4695, [DSC]MLS_4694 | Confirmed
POAKCS | 138 | TOPOLOGY.TUETA.TU_E.POAKCS.138.0022 | TUETA | TU_E | CSPT29TA1 | [LD]L1, [DSC]S29TA1 | Confirmed
POAKCS | 138 | TOPOLOGY.TUETA.TU_E.POAKCS.138.0023 | TUETA | TU_E | CSPT29TA2 | [LD]L2, [DSC]S29TA2 | Confirmed
POAKCS | 138 | TOPOLOGY.TUETA.TU_E.POAKCS.138.0024 | TUETA | TU_E | CSPT29TA3 | [LD]L3, [DSC]S29TA3 | Confirmed
POWEL | 69 | TOPOLOGY.TUETA.TU_E.POWEL.69.0356 | TUETA | TU_E | POWELL1_9X | [DSC]AS_1147, [LD]LD2706 | Confirmed
POWEL | 69 | TOPOLOGY.TUETA.TU_E.POWEL.69.BB1 | TUETA | TU_E | POWELL1_9 | [DSC]AS_1146, [DSC]AS_1147, [DSC]AS_1148 | Confirmed
POYNR | 69 | TOPOLOGY.TUETA.TU_E.POYNR.69.9752 | TUETA | TU_E | POYNOR_9X | [DSC]AS_648, [LD]LD1201 | Confirmed
POYNR | 69 | TOPOLOGY.TUETA.TU_E.POYNR.69.BB1 | TUETA | TU_E | POYNOR_9 | [DSC]AS_646, [DSC]AS_647, [DSC]AS_648 | Confirmed
PPARK | 138 | TOPOLOGY.TUETA.TU_E.PPARK.138.6828 | TUETA | TU_E | PL_PARKR_8X | [LD]LD1801, [DSC]MLDB_393 | Confirmed
PPARK | 138 | TOPOLOGY.TUETA.TU_E.PPARK.138.6829 | TUETA | TU_E | PL_PARKR_8W | [LD]LD1800, [DSC]MLDB_403 | Confirmed
PPARK | 138 | TOPOLOGY.TUETA.TU_E.PPARK.138.BB3 | TUETA | TU_E | PL_PARKR_8 | [DSC]MAS_402, [DSC]MAS_404, [DSC]MLDB_393, [DSC]ML | Confirmed
PRCRK | 138 | TOPOLOGY.TUETA.TU_E.PRCRK.138.1330 | TUETA | TU_E | PRCK1_8Z | [LD]LDF1, [DSC]MAS_121, [LD]PRCRK_LD1 | Confirmed
PRCRK | 138 | TOPOLOGY.TUETA.TU_E.PRCRK.138.1332 | TUETA | TU_E | PRCK1_8Y | [LD]LDF2, [DSC]MAS_122 | Confirmed
PRCRK | 138 | TOPOLOGY.TUETA.TU_E.PRCRK.138.BB1 | TUETA | TU_E | PRCK1_8 | [LN]3655_A, [DSC]MAS_121, [DSC]MLDB_014, [CB]SCC1_ | Confirmed
PRCRK | 138 | TOPOLOGY.TUETA.TU_E.PRCRK.138.BB2 | TUETA | TU_E | PRCK2_8 | [LN]3665_B, [DSC]MAS_122, [DSC]MLDB_024, [CB]SCC2_ | Confirmed
PRCSW | 138 | TOPOLOGY.TUETA.TU_E.PRCSW.138.BB1E | TUETA | TU_E | PRCKSW1_8 | [DSC]DISC_014, [DSC]DISC_021, [DSC]DISC_024, [DSC] | Confirmed
PRCSW | 138 | TOPOLOGY.TUETA.TU_E.PRCSW.138.BB1W | TUETA | TU_E | PRCKSW1_W8 | [DSC]DISC_011, [DSC]DISC_031, [DSC]DISC_034, [DSC] | Confirmed
PRCTR | 69 | TOPOLOGY.TUETA.TU_E.PRCTR.69.8374 | TUETA | TU_E | PROCTOR_9X | [DSC]AS_2188, [LD]LD1600 | Confirmed
PRCTR | 69 | TOPOLOGY.TUETA.TU_E.PRCTR.69.BB1 | TUETA | TU_E | PROCTOR_9 | [DSC]AS_2188, [DSC]MLDB2189, [DSC]MLS_2187 | Confirmed
PREST | 138 | TOPOLOGY.TUETA.TU_E.PREST.138.5210 | TUETA | TU_E | PARIS_E_8Y | [LD]LD1601, [DSC]MAS_2463 | Confirmed
PREST | 138 | TOPOLOGY.TUETA.TU_E.PREST.138.5211 | TUETA | TU_E | PARIS_E_8X | [LD]LD1600, [DSC]MAS_2476 | Confirmed
PREST | 138 | TOPOLOGY.TUETA.TU_E.PREST.138.BB1 | TUETA | TU_E | PARIS_E_8 | [DSC]LS_2477, [DSC]MAS_2463, [DSC]MAS_2476, [DSC]M | Confirmed
PRETP | 138 | TOPOLOGY.TUETA.TU_E.PRETP.138.BB1 | TUETA | TU_E | PARIS_E_T8 | [DSC]AS_2465, [DSC]AS_2467, [DSC]AS_2468 | Confirmed
PRFTW | 138 | TOPOLOGY.TUETA.TU_E.PRFTW.138.2825 | TUETA | TU_E | PRIMRSE3_8Y | [LD]LD4211, [DSC]MAS_593 | Confirmed
PRFTW | 138 | TOPOLOGY.TUETA.TU_E.PRFTW.138.9188 | TUETA | TU_E | PRIMRSE3_8W | [CB]CB_602, [LD]LD4212 | Confirmed
PRKRW | 138 | TOPOLOGY.TUETA.TU_E.PRKRW.138.BB1 | TUETA | TU_E | PARKROW1_8 | [LD]LD3300, [DSC]MAS_4192, [DSC]MAS_4196 | Confirmed
PRKRW | 138 | TOPOLOGY.TUETA.TU_E.PRKRW.138.BB2 | TUETA | TU_E | PARKROW2_8Z | [LD]LD3301, [DSC]MAS_4194, [DSC]MAS_4196 | Confirmed
PRKRW | 138 | TOPOLOGY.TUETA.TU_E.PRKRW.138.BB3 | TUETA | TU_E | PARKROW2_8 | [DSC]AS_4198, [DSC]MAS_4193, [DSC]MAS_4194, [DSC]M | Confirmed
PRKWY | 138 | TOPOLOGY.TUETA.TU_E.PRKWY.138.BB1 | TUETA | TU_E | PARKWAY1_8 | [LD]LD1510, [DSC]MAS_5385, [DSC]MAS_5386 | Confirmed
PRKWY | 138 | TOPOLOGY.TUETA.TU_E.PRKWY.138.BB2 | TUETA | TU_E | PARKWAY2_8 | [LD]LD1520, [DSC]MAS_5384, [DSC]MAS_5385 | Confirmed
PRNTH | 138 | TOPOLOGY.TUETA.TU_E.PRNTH.138.5216 | TUETA | TU_E | PARIS_N_8X | [LD]LD1401, [DSC]MAS_2464 | Confirmed
PRNTH | 138 | TOPOLOGY.TUETA.TU_E.PRNTH.138.5217 | TUETA | TU_E | PARIS_N_8W | [LD]LD1400, [DSC]MAS_2466 | Confirmed
PRNTH | 138 | TOPOLOGY.TUETA.TU_E.PRNTH.138.5218 | TUETA | TU_E | PARIS_N_8V | [LD]LD1403, [CB]MAS_2461 | Confirmed
PRNTH | 138 | TOPOLOGY.TUETA.TU_E.PRNTH.138.BB1 | TUETA | TU_E | PARIS_N_8 | [DSC]MAS_2445, [DSC]MAS_2446, [CB]MAS_2461, [DSC]M | Confirmed
PRNTP | 138 | TOPOLOGY.TUETA.TU_E.PRNTP.138.BB1 | TUETA | TU_E | PERRIN_T8 | [DSC]AS_1017, [DSC]AS_1065, [DSC]AS_1095 | Confirmed
PROAD | 138 | TOPOLOGY.TUETA.TU_E.PROAD.138.0007 | TUETA | TU_E | PLRD2_8Y | [CB]FID_123, [LD]LDF3 | Confirmed
PROAD | 138 | TOPOLOGY.TUETA.TU_E.PROAD.138.7392 | TUETA | TU_E | PLRD2_8V | [CB]FID_121, [LD]LDF1 | Confirmed
PROAD | 138 | TOPOLOGY.TUETA.TU_E.PROAD.138.7393 | TUETA | TU_E | PLRD2_8U | [CB]FID_122, [LD]LDF2 | Confirmed
PROAD | 138 | TOPOLOGY.TUETA.TU_E.PROAD.138.BB1 | TUETA | TU_E | PLRD2_8 | [LN]3240_F, [CB]FID_121, [DSC]LS_31, [DSC]MLDB_014 | Confirmed
PROAD | 138 | TOPOLOGY.TUETA.TU_E.PROAD.138.BB2 | TUETA | TU_E | PLRD1_8 | [LN]3250_G, [CB]FID_122, [DSC]LS_32, [DSC]MLDB_024 | Confirmed
PRSSW | 138 | TOPOLOGY.TUETA.TU_E.PRSSW.138.0BB1 | TUETA | TU_E | PARIS_SW1_8 | [DSC]DISC3514, [DSC]DISC3524, [DSC]DISC3534, [DSC] | Confirmed
PRSSW | 345 | TOPOLOGY.TUETA.TU_E.PRSSW.345.B1BC | TUETA | TU_E | PARIS_SW1_5Z | [DSC]DISC6811, [DSC]DISC6821, [DSC]MLDB6823 | Confirmed
PRSSW | 345 | TOPOLOGY.TUETA.TU_E.PRSSW.345.B2BC | TUETA | TU_E | PARIS_SW1_5Y | [DSC]DISC6781, [DSC]DISC6791, [DSC]MLDB6793 | Confirmed
PRSSW | 345 | TOPOLOGY.TUETA.TU_E.PRSSW.345.BB1 | TUETA | TU_E | PARIS_SW1_5 | [DSC]8624, [DSC]8639, [DSC]DISC6799, [DSC]MAS_3517 | Confirmed
PRSSW | 345 | TOPOLOGY.TUETA.TU_E.PRSSW.345.BB2 | TUETA | TU_E | PARIS_SW1_5X | [DSC]8634, [DSC]DISC6789, [DSC]DISC6819 | Confirmed
PRSTN | 138 | TOPOLOGY.TUETA.TU_E.PRSTN.138.1403 | TUETA | TU_E | PSTNTH2_8A | [LD]LXFMR2, [DSC]MAS_122 | Confirmed
PRSTN | 138 | TOPOLOGY.TUETA.TU_E.PRSTN.138.6679 | TUETA | TU_E | PSTNTH1_8W | [CB]FID_121, [LD]LXFMR1 | Confirmed
PRSTN | 138 | TOPOLOGY.TUETA.TU_E.PRSTN.138.BB1 | TUETA | TU_E | PSTNTH1_8 | [LN]1500_F, [DSC]AS_302, [CB]FID_121, [DSC]MLDB_01 | Confirmed
PRSTN | 138 | TOPOLOGY.TUETA.TU_E.PRSTN.138.BB2 | TUETA | TU_E | PSTNTH2_8 | [LN]3700_E, [DSC]AS_303, [DSC]MAS_122, [DSC]MLDB_0 | Confirmed
PSHIL | 138 | TOPOLOGY.TUETA.TU_E.PSHIL.138.6866 | TUETA | TU_E | PL_SHILO_8X | [CB]CB_3442, [LD]LD1600 | Confirmed
PSHIL | 138 | TOPOLOGY.TUETA.TU_E.PSHIL.138.6867 | TUETA | TU_E | PL_SHILO_8W | [CB]CB_3452, [LD]LD1601 | Confirmed
PSHIL | 138 | TOPOLOGY.TUETA.TU_E.PSHIL.138.BB1 | TUETA | TU_E | PL_SHILO_8 | [DSC]MAS_3447, [DSC]MAS_3448, [DSC]MLDB3445, [DSC] | Confirmed
PTENN | 138 | TOPOLOGY.TUETA.TU_E.PTENN.138.0010 | TUETA | TU_E | PL_TENNY_8P | [CB]6880, [LD]LXFMR2 | Confirmed
PTENN | 138 | TOPOLOGY.TUETA.TU_E.PTENN.138.6470 | TUETA | TU_E | PL_TENNY_8I | [CB]CB_4122, [LD]LXFMR3 | Confirmed
PTENN | 138 | TOPOLOGY.TUETA.TU_E.PTENN.138.6471 | TUETA | TU_E | PL_TENNY_E8H | [CB]CB_4175, [LD]LXFMR5 | Confirmed
PTENN | 138 | TOPOLOGY.TUETA.TU_E.PTENN.138.BB3 | TUETA | TU_E | PL_TENNY_E8 | [DSC]DISC4114, [DSC]DISC4124, [DSC]DISC4127, [DSC] | Confirmed
PTENN | 345 | TOPOLOGY.TUETA.TU_E.PTENN.345.BB2 | TUETA | TU_E | PTENN_V_B | [DSC]5875, [DSC]DISC5889, [DSC]DISC5892 | New NodeKey
PWEST | 138 | TOPOLOGY.TUETA.TU_E.PWEST.138.1464 | TUETA | TU_E | W_PL_TI2_8 | [CB]8260, [LD]LXFMR6 | Confirmed
PWEST | 138 | TOPOLOGY.TUETA.TU_E.PWEST.138.1465 | TUETA | TU_E | W_PL_TI1_8A | [CB]8265, [LD]LXFMR5 | Confirmed
PWEST | 138 | TOPOLOGY.TUETA.TU_E.PWEST.138.6264 | TUETA | TU_E | TWINSTAR_8 | [DSC]D_6264, [DSC]D_6267, [LD]LDTS1 | Confirmed
PWEST | 138 | TOPOLOGY.TUETA.TU_E.PWEST.138.6274 | TUETA | TU_E | TWINSTAR_8A | [DSC]D_6274, [DSC]D_6277, [LD]LDTS2 | Confirmed
PWEST | 138 | TOPOLOGY.TUETA.TU_E.PWEST.138.6801 | TUETA | TU_E | W_PL_TI2_T8I | [LD]LXFMR3, [DSC]MAS_2458 | Confirmed
PWEST | 138 | TOPOLOGY.TUETA.TU_E.PWEST.138.6802 | TUETA | TU_E | W_PL_TI2_T8H | [LD]LXFMR1, [DSC]MAS_2472 | Confirmed
PWEST | 138 | TOPOLOGY.TUETA.TU_E.PWEST.138.6803 | TUETA | TU_E | W_PL_TI2_T8G | [LD]LXFMR2, [DSC]MAS_2475 | Confirmed
PWEST | 138 | TOPOLOGY.TUETA.TU_E.PWEST.138.BB1 | TUETA | TU_E | PL_WEST_8 | [DSC]5634, [DSC]AS_2474, [DSC]AS_2779, [DSC]AS_628 | Confirmed
QNLAN | 69 | TOPOLOGY.TUETA.TU_E.QNLAN.69.7009 | TUETA | TU_E | QUINLAN_8Z | [DSC]AS_1135, [LD]LD1202 | Confirmed
QNLAN | 69 | TOPOLOGY.TUETA.TU_E.QNLAN.69.7010 | TUETA | TU_E | QUINLAN_8Y | [DSC]AS_1138, [LD]LD1203 | Confirmed
QNLTP | 69 | TOPOLOGY.TUETA.TU_E.QNLTP.69.BB1 | TUETA | TU_E | MUNSON1_9Z | [DSC]8232, [DSC]AS_1114, [DSC]AS_1115 | Confirmed
RANGR | 69 | TOPOLOGY.TUETA.TU_E.RANGR.69.8265 | TUETA | TU_E | RANGER_9X | [DSC]AS_1984, [LD]LD4300 | Confirmed
RANGR | 69 | TOPOLOGY.TUETA.TU_E.RANGR.69.BB1 | TUETA | TU_E | RANGER_9 | [DSC]AS_1984, [DSC]MAS_1973, [DSC]MAS_1985 | Confirmed
RBNSN | 138 | TOPOLOGY.TUETA.TU_E.RBNSN.138.0606 | TUETA | TU_E | ROBINSON1_8X | [LD]LD2501, [DSC]MAS_718 | Confirmed
RBNSN | 138 | TOPOLOGY.TUETA.TU_E.RBNSN.138.0607 | TUETA | TU_E | ROBINSON1_8W | [LD]LD2502, [DSC]MAS_719 | Confirmed
RBNSN | 138 | TOPOLOGY.TUETA.TU_E.RBNSN.138.BB3 | TUETA | TU_E | ROBINSON1_8 | [DSC]MAS_716, [DSC]MAS_717, [DSC]MAS_718, [DSC]MAS | Confirmed
RBNTK | 69 | TOPOLOGY.TUETA.TU_E.RBNTK.69.8024 | TUETA | TU_E | ROBNTECH_9X | [DSC]AS_5224, [LD]LDRBNTK | Confirmed
RBNTK | 69 | TOPOLOGY.TUETA.TU_E.RBNTK.69.BB1 | TUETA | TU_E | ROBNTECH_9 | [DSC]AS_5223, [DSC]AS_5224, [DSC]AS_5225 | Confirmed
RCHHL | 138 | TOPOLOGY.TUETA.TU_E.RCHHL.138.8880 | TUETA | TU_E | RICHLN2_8B | [LD]LD0302, [DSC]MAS_4112 | Confirmed
RCHHL | 138 | TOPOLOGY.TUETA.TU_E.RCHHL.138.8881 | TUETA | TU_E | RICHLN1_8B | [LD]LD0300, [DSC]MAS_4113 | Confirmed
RCHHL | 138 | TOPOLOGY.TUETA.TU_E.RCHHL.138.8882 | TUETA | TU_E | RICHLN1_8C | [LD]LD0301, [DSC]MAS_4117 | Confirmed
RCHHL | 138 | TOPOLOGY.TUETA.TU_E.RCHHL.138.8883 | TUETA | TU_E | RICHLN2_8C | [LD]LD0303, [DSC]MAS_4118 | Confirmed
RCHHL | 138 | TOPOLOGY.TUETA.TU_E.RCHHL.138.BB3 | TUETA | TU_E | RICHLN1_8D | [DSC]MAS_4112, [DSC]MAS_4113, [DSC]MAS_4114, [DSC] | Confirmed
RCHHL | 138 | TOPOLOGY.TUETA.TU_E.RCHHL.138.BB4 | TUETA | TU_E | RICHLN2_8D | [DSC]MAS_4115, [DSC]MAS_4116, [DSC]MAS_4117, [DSC] | Confirmed
RCHLD | 69 | TOPOLOGY.TUETA.TU_E.RCHLD.69.8970 | TUETA | TU_E | RICHLANDX | [DSC]AS_823, [LD]LD2101 | Confirmed
RCHLD | 69 | TOPOLOGY.TUETA.TU_E.RCHLD.69.BB1 | TUETA | TU_E | RICHLAND | [DSC]AS_823, [DSC]MAS_1585, [DSC]MLS_1586 | Confirmed
RCHRD | 138 | TOPOLOGY.TUETA.TU_E.RCHRD.138.6835 | TUETA | TU_E | RICH1_8V | [LD]LD2101, [DSC]MLDB2484 | Confirmed
RCHRD | 138 | TOPOLOGY.TUETA.TU_E.RCHRD.138.6836 | TUETA | TU_E | RICH1_8U | [LD]LD2102, [DSC]MLDB2486 | Confirmed
RCHRD | 138 | TOPOLOGY.TUETA.TU_E.RCHRD.138.BB1 | TUETA | TU_E | RICH1_8 | [DSC]MLDB2483, [DSC]MLDB2484, [DSC]MLDB2485, [DSC] | Confirmed
RCLNS | 138 | TOPOLOGY.TUETA.TU_E.RCLNS.138.6845 | TUETA | TU_E | RICHCLLN1_8Z | [LD]LDRWELL1, [DSC]MLS_AA | Confirmed
RCLNS | 138 | TOPOLOGY.TUETA.TU_E.RCLNS.138.6847 | TUETA | TU_E | RICHCLLN1_8Y | [LD]LDRWELL2, [DSC]MLS_AB | Confirmed
RCLNS | 138 | TOPOLOGY.TUETA.TU_E.RCLNS.138.6850 | TUETA | TU_E | RICHCLLN1_8V | [LD]LXFMR1, [DSC]MLDB5874 | Confirmed
RCLNS | 138 | TOPOLOGY.TUETA.TU_E.RCLNS.138.6851 | TUETA | TU_E | RICHCLLN1_8U | [LD]LXFMR2, [DSC]MLDB5877 | Confirmed
RCLNS | 138 | TOPOLOGY.TUETA.TU_E.RCLNS.138.BB1 | TUETA | TU_E | RICHCLLN1_8 | [DSC]MLDB5872, [DSC]MLDB5873, [DSC]MLDB5874, [DSC] | Confirmed
RCSES | 69 | TOPOLOGY.TUETA.TU_E.RCSES.69.BB1 | TUETA | TU_E | RIVERCST_9 | [DSC]AS_2847, [DSC]AS_2887, [DSC]DISC2912, [DSC]DI | Confirmed
RDLML | 138 | TOPOLOGY.TUETA.TU_E.RDLML.138.8983 | TUETA | TU_E | RANDL2_8W | [LD]LD2500, [DSC]MAS_4144 | Confirmed
RDLML | 138 | TOPOLOGY.TUETA.TU_E.RDLML.138.8984 | TUETA | TU_E | RANDL2_8V | [LD]LD2501, [DSC]MAS_4146 | Confirmed
RDLML | 138 | TOPOLOGY.TUETA.TU_E.RDLML.138.BB1 | TUETA | TU_E | RANDL2_8 | [DSC]MAS_4144, [DSC]MAS_4148, [DSC]MLS_4143, [DSC] | Confirmed
RDLML | 138 | TOPOLOGY.TUETA.TU_E.RDLML.138.BB2 | TUETA | TU_E | RANDL1_8 | [DSC]MAS_4146, [DSC]MAS_4147, [DSC]MAS_4148 | Confirmed
RDOAK | 138 | TOPOLOGY.TUETA.TU_E.RDOAK.138.5766 | TUETA | TU_E | RED_OAK1_8W | [LD]LD1302, [DSC]MAS_651 | Confirmed
RDOAK | 138 | TOPOLOGY.TUETA.TU_E.RDOAK.138.5767 | TUETA | TU_E | RED_OAK1_8V | [LD]LD1301, [DSC]MAS_654 | Confirmed
RDPOI | 138 | TOPOLOGY.TUETA.TU_E.RDPOI.138.0001 | TUETA | TU_E | RDPOI_L_A | [CB]8745, [LD]LDENGPR | New NodeKey
RDRSE | 138 | TOPOLOGY.TUETA.TU_E.RDRSE.138.0011 | TUETA | TU_E | RNDRCKSE1_8B | [CB]TR_6527, [LD]XFMR1 | Confirmed
RDRSE | 138 | TOPOLOGY.TUETA.TU_E.RDRSE.138.0014 | TUETA | TU_E | RNDRCKSE2_8B | [CB]TR_6528, [LD]XFMR2 | Confirmed
REAST | 138 | TOPOLOGY.TUETA.TU_E.REAST.138.6861 | TUETA | TU_E | RICH_E_8S | [LD]LD1500, [DSC]MAS_2488 | Confirmed
REAST | 138 | TOPOLOGY.TUETA.TU_E.REAST.138.6862 | TUETA | TU_E | RICH_E_8R | [LD]LD1501, [DSC]MAS_2498 | Confirmed
REAST | 138 | TOPOLOGY.TUETA.TU_E.REAST.138.BB1 | TUETA | TU_E | RICH_E_8 | [DSC]3168, [DSC]DISC3399, [DSC]DISC3409, [DSC]DISC | Confirmed
RECCR | 138 | TOPOLOGY.TUETA.TU_E.RECCR.138.7194 | TUETA | TU_E | RECCRS2_8Z | [CB]FID_121, [LD]LDF1 | Confirmed
RECCR | 138 | TOPOLOGY.TUETA.TU_E.RECCR.138.7195 | TUETA | TU_E | RECCRS2_8Y | [CB]FID_122, [LD]LDF2 | Confirmed
RECCR | 138 | TOPOLOGY.TUETA.TU_E.RECCR.138.BB1 | TUETA | TU_E | RECCRS2_8 | [LN]3415_B, [DSC]DISC_016, [CB]FID_121, [CB]SCC1_C | Confirmed
RECCR | 138 | TOPOLOGY.TUETA.TU_E.RECCR.138.BB2 | TUETA | TU_E | RECCRS1_8 | [LN]3416_B, [DSC]DISC_014, [CB]FID_122, [CB]SCC2_C | Confirmed
REGST | 138 | TOPOLOGY.TUETA.TU_E.REGST.138.1485 | TUETA | TU_E | REAGAN2_8Z | [LD]LDF1, [DSC]MAS_121 | Confirmed
REGST | 138 | TOPOLOGY.TUETA.TU_E.REGST.138.1487 | TUETA | TU_E | REAGAN2_8Y | [LD]LDF2, [DSC]MAS_122 | Confirmed
REGST | 138 | TOPOLOGY.TUETA.TU_E.REGST.138.BB2 | TUETA | TU_E | REAGAN1_8 | [LN]3410_A, [DSC]MAS_122, [DSC]MLDB_024, [CB]SCC2_ | Confirmed
RENSW | 13.8 | TOPOLOGY.TUETA.TU_E.RENSW.13.8.BB1 | TUETA | TU_E | RNRDPL1_DD | [DSC]AS_671, [CB]CB_R670, [CB]CB_R770 | Confirmed
RENSW | 138 | TOPOLOGY.TUETA.TU_E.RENSW.138.0007 | TUETA | TU_E | RNRTPL_W8B | [CB]CB_4425, [LD]LXFMR2 | Confirmed
RENSW | 138 | TOPOLOGY.TUETA.TU_E.RENSW.138.0009 | TUETA | TU_E | RNRTPL_E8B | [CB]CB_6290, [LD]LXFMR1 | Confirmed
RENSW | 138 | TOPOLOGY.TUETA.TU_E.RENSW.138.BB1N | TUETA | TU_E | RNRDPL_N8 | [DSC]DISC_011, [DSC]DISC_034, [DSC]DISC_041, [DSC] | Confirmed
RENSW | 138 | TOPOLOGY.TUETA.TU_E.RENSW.138.BB1S | TUETA | TU_E | RNRDPL_S8 | [DSC]DISC_014, [DSC]DISC_044, [DSC]DISC_064, [DSC] | Confirmed
RENSW | 138 | TOPOLOGY.TUETA.TU_E.RENSW.138.BB3E | TUETA | TU_E | RNRTPL_E8 | [DSC]7299, [DSC]DISC4314, [DSC]DISC4324, [DSC]DISC | Confirmed
RENSW | 138 | TOPOLOGY.TUETA.TU_E.RENSW.138.BB3W | TUETA | TU_E | RNRTPL_W8 | [DSC]DISC4264, [DSC]DISC4274, [DSC]DISC4284, [DSC] | Confirmed
RENSW | 345 | TOPOLOGY.TUETA.TU_E.RENSW.345.0BB1 | TUETA | TU_E | RNRDPL1_5 | [DSC]DISC_314, [DSC]DISC5621, [DSC]MAS_301 | Confirmed
RENSW | 345 | TOPOLOGY.TUETA.TU_E.RENSW.345.BB2 | TUETA | TU_E | RNRTPL1_5 | [DSC]DISC5609, [DSC]DISC5619, [DSC]MAS_5608 | Confirmed
RGFTW | 138 | TOPOLOGY.TUETA.TU_E.RGFTW.138.8762 | TUETA | TU_E | ROGERS1_8B | [CB]FID_3986, [LD]LD6800 | Confirmed
RGFTW | 138 | TOPOLOGY.TUETA.TU_E.RGFTW.138.8763 | TUETA | TU_E | ROGERS2_8B | [CB]FID_3988, [LD]LD6801 | Confirmed
RGFTW | 138 | TOPOLOGY.TUETA.TU_E.RGFTW.138.BB1 | TUETA | TU_E | ROGERS1_8C | [CB]FID_3986, [DSC]MAS_3984, [DSC]MAS_3985 | Confirmed
RGFTW | 138 | TOPOLOGY.TUETA.TU_E.RGFTW.138.BB2 | TUETA | TU_E | ROGERS2_8C | [CB]FID_3988, [DSC]MAS_3985, [DSC]MAS_3987 | Confirmed
RGFTW | 138 | TOPOLOGY.TUETA.TU_E.RGFTW.138.BB3 | TUETA | TU_E | ROGERS1_8D | [DSC]MAS_3984, [DSC]MAS_3992, [DSC]MLS_3982 | Confirmed
RGLRW | 138 | TOPOLOGY.TUETA.TU_E.RGLRW.138.7175 | TUETA | TU_E | REGRW2_8X | [CB]FID_121, [LD]LDF1 | Confirmed
RGLRW | 138 | TOPOLOGY.TUETA.TU_E.RGLRW.138.7176 | TUETA | TU_E | REGRW2_8W | [CB]FID_122, [LD]LDF2 | Confirmed
RGLRW | 138 | TOPOLOGY.TUETA.TU_E.RGLRW.138.BB1 | TUETA | TU_E | REGRW2_8 | [LN]3360_D, [CB]FID_121, [DSC]MLDB_014, [CB]SCC1_C | Confirmed
RGLRW | 138 | TOPOLOGY.TUETA.TU_E.RGLRW.138.BB2 | TUETA | TU_E | REGRW1_8 | [LN]3350_A, [CB]FID_122, [DSC]MLDB_024, [CB]SCC2_C | Confirmed
RGRHL | 138 | TOPOLOGY.TUETA.TU_E.RGRHL.138.BB3 | TUETA | TU_E | ROGERS_P_8Y | [DSC]AS_2743, [DSC]AS_2745, [DSC]X_1 | Confirmed
RHILL | 138 | TOPOLOGY.TUETA.TU_E.RHILL.138.6974 | TUETA | TU_E | ROSEHILL1_8U | [DSC]MAS_1124, [LD]XFMR1 | Confirmed
RHILL | 138 | TOPOLOGY.TUETA.TU_E.RHILL.138.BB1 | TUETA | TU_E | ROSEHILL1_8 | [DSC]LDS_1116, [DSC]MAS_1124, [DSC]MLS_1118 | Confirmed
RHILL | 138 | TOPOLOGY.TUETA.TU_E.RHILL.138.BB3 | TUETA | TU_E | ROSEHILL1_8Y | [DSC]MAS_650, [DSC]MAS_847, [DSC]MLS_1118 | Confirmed
RHOME | 138 | TOPOLOGY.TUETA.TU_E.RHOME.138.8120 | TUETA | TU_E | RHOME_8W | [DSC]MAS_1644, [LD]XFMR1 | Confirmed
RHOME | 138 | TOPOLOGY.TUETA.TU_E.RHOME.138.8121 | TUETA | TU_E | RHOME_8V | [CB]FID_2183, [LD]XFMR2 | Confirmed
RHOME | 138 | TOPOLOGY.TUETA.TU_E.RHOME.138.BB1 | TUETA | TU_E | RHOME_8 | [DSC]DISC1506, [CB]FID_2183, [DSC]MAS_1641, [DSC]M | Confirmed
RICE | 69 | TOPOLOGY.TUETA.TU_E.RICE.69.5816 | TUETA | TU_E | RICE_REAY | [DSC]AS_70, [LD]LDRICE | Confirmed
RICE | 69 | TOPOLOGY.TUETA.TU_E.RICE.69.BB1 | TUETA | TU_E | RICE_REA | [DSC]AS_565, [DSC]AS_70, [DSC]AS_72 | Confirmed
RICSW | 138 | TOPOLOGY.TUETA.TU_E.RICSW.138.BB1 | TUETA | TU_E | RICESW_8 | [DSC]DISC_1307_1, [DSC]DISC4909, [DSC]LS_4907 | Confirmed
RKDLE | 138 | TOPOLOGY.TUETA.TU_E.RKDLE.138.0914 | TUETA | TU_E | ROCKDALE1_8X | [LD]LD1300, [DSC]MAS_832 | Confirmed
RKDLE | 138 | TOPOLOGY.TUETA.TU_E.RKDLE.138.BB3 | TUETA | TU_E | ROCKDALE1_8Y | [DSC]MAS_829, [DSC]MAS_831, [DSC]MAS_832 | Confirmed
RKDLN | 69 | TOPOLOGY.TUETA.TU_E.RKDLN.69.0938 | TUETA | TU_E | ROCKDALN1_9Y | [DSC]AS_816, [LD]LXFMR1 | Confirmed
RKDLN | 69 | TOPOLOGY.TUETA.TU_E.RKDLN.69.0939 | TUETA | TU_E | ROCKDALN1_9X | [DSC]AS_848, [LD]LXFMR2 | Confirmed
RKDLN | 69 | TOPOLOGY.TUETA.TU_E.RKDLN.69.BB1 | TUETA | TU_E | ROCKDALN1_9 | [DSC]AS_816, [DSC]AS_848, [DSC]MAS_817 | Confirmed
RNDRK | 138 | TOPOLOGY.TUETA.TU_E.RNDRK.138.0883 | TUETA | TU_E | RNDROCK1_8O | [LD]LD1507, [DSC]MAS_4928 | Confirmed
RNDRK | 138 | TOPOLOGY.TUETA.TU_E.RNDRK.138.0884 | TUETA | TU_E | RNDROCK1_8N | [LD]LD1504, [DSC]MAS_4946 | Confirmed
RNDRK | 138 | TOPOLOGY.TUETA.TU_E.RNDRK.138.0885 | TUETA | TU_E | RNDROCK1_8M | [LD]LD1505, [DSC]MAS_4947 | Confirmed
RNDRK | 138 | TOPOLOGY.TUETA.TU_E.RNDRK.138.0886 | TUETA | TU_E | RNDROCK1_8L | [LD]LD1506, [DSC]MAS_4948 | Confirmed
RNDRK | 138 | TOPOLOGY.TUETA.TU_E.RNDRK.138.BB4 | TUETA | TU_E | RNDROCK1_8U | [DSC]AS_4932, [DSC]AS_4934, [DSC]AS_4944 | Confirmed
RNDRK | 138 | TOPOLOGY.TUETA.TU_E.RNDRK.138.BB5 | TUETA | TU_E | RNDROCK1_8 | [DSC]AS_4929, [DSC]AS_4939, [DSC]AS_4945, [DSC]DIS | Confirmed
RNDRK | 138 | TOPOLOGY.TUETA.TU_E.RNDRK.138.BB6 | TUETA | TU_E | RNDROCK1_8Z | [DSC]AS_4944, [DSC]AS_4945, [DSC]MAS_4928, [DSC]MA | Confirmed
RNDRK | 138 | TOPOLOGY.TUETA.TU_E.RNDRK.138.CAP1 | TUETA | TU_E | RNDROCK1_8Y | [CB]CB_4955, [CB]CB_4958, [DSC]DISC4912, [DSC]DISC | Confirmed
RNGLF | 69 | TOPOLOGY.TUETA.TU_E.RNGLF.69.8261 | TUETA | TU_E | RANGULF_9W | [DSC]AS_1983, [LD]XFMR1 | Confirmed
RNGMG | 69 | TOPOLOGY.TUETA.TU_E.RNGMG.69.8033 | TUETA | TU_E | RINGMAG_9 | [DSC]AS_1116, [LD]LDRNGMAG | Confirmed
RNGMT | 69 | TOPOLOGY.TUETA.TU_E.RNGMT.69.BB1 | TUETA | TU_E | RINGMAG_T9 | [DSC]AS_1113, [DSC]AS_1114, [DSC]AS_1115 | Confirmed
RNKSW | 138 | TOPOLOGY.TUETA.TU_E.RNKSW.138.0032 | TUETA | TU_E | ROANOKE1T_8E | [DSC]DSC_5594, [LD]LXFMR2 | Confirmed
RNKSW | 138 | TOPOLOGY.TUETA.TU_E.RNKSW.138.0036 | TUETA | TU_E | ROANOKE2_8C | [DSC]DSC_5584, [LD]LXFMR1 | Confirmed
RNKSW | 138 | TOPOLOGY.TUETA.TU_E.RNKSW.138.1BB1 | TUETA | TU_E | ROANOKE2_8 | [DSC]DSC_1564, [DSC]DSC_1574, [DSC]DSC_3834, [DSC] | Confirmed
RNKSW | 345 | TOPOLOGY.TUETA.TU_E.RNKSW.345.0BB1 | TUETA | TU_E | ROANOKE1_5 | [DSC]DSC_5424, [DSC]DSC_5434, [DSC]DSC_5544, [DSC] | Confirmed
ROANW | 138 | TOPOLOGY.TUETA.TU_E.ROANW.138.0499 | TUETA | TU_E | WROANOKE1_8W | [CB]TR_6842, [LD]XFMR1 | Confirmed
ROANW | 138 | TOPOLOGY.TUETA.TU_E.ROANW.138.0500 | TUETA | TU_E | WROANOKE1_8V | [CB]6852, [LD]XFMR2 | Confirmed
ROGRS | 138 | TOPOLOGY.TUETA.TU_E.ROGRS.138.9320 | TUETA | TU_E | ROGERS2_8X | [LD]LD1300, [DSC]MAS_3467 | Confirmed
ROGRS | 138 | TOPOLOGY.TUETA.TU_E.ROGRS.138.BB3 | TUETA | TU_E | ROGERS2_8Y | [DSC]MAS_3464, [DSC]MAS_3466, [DSC]MAS_3467 | Confirmed
ROLHL | 138 | TOPOLOGY.TUETA.TU_E.ROLHL.138.0250 | TUETA | TU_E | ROLLHL2_8Z | [CB]3883, [LD]LDXFMR3 | Confirmed
ROLHL | 138 | TOPOLOGY.TUETA.TU_E.ROLHL.138.BB1 | TUETA | TU_E | ROLLHL1_8 | [CB]FID_4013, [LD]LDMB1, [DSC]MAS_4014 | Confirmed
ROLHL | 138 | TOPOLOGY.TUETA.TU_E.ROLHL.138.BB2 | TUETA | TU_E | ROLLHL2_8 | [DSC]3873, [CB]FID_4015, [LD]LDMB2, [DSC]MAS_4014 | Confirmed
ROLTR | 138 | TOPOLOGY.TUETA.TU_E.ROLTR.138.0041 | TUETA | TU_E | ROLATER1_8V | [CB]6068, [LD]LD1 | Confirmed
ROLTR | 138 | TOPOLOGY.TUETA.TU_E.ROLTR.138.0150 | TUETA | TU_E | ROLATER1_8U | [CB]6078, [LD]LDLXFMR2 | Confirmed
ROSSN | 69 | TOPOLOGY.TUETA.TU_E.ROSSN.69.BB1 | TUETA | TU_E | ROSSSINC1_9Z | [DSC]AS_131, [LD]LDSP1 | Confirmed
ROSTP | 69 | TOPOLOGY.TUETA.TU_E.ROSTP.69.BB1 | TUETA | TU_E | ROSSSINC_TY | [DSC]128, [DSC]129, [DSC]130 | Confirmed
ROWLT | 138 | TOPOLOGY.TUETA.TU_E.ROWLT.138.7026 | TUETA | TU_E | ROWLETT_8W | [LD]LD1101, [DSC]MAS_962 | Confirmed
ROWLT | 138 | TOPOLOGY.TUETA.TU_E.ROWLT.138.7027 | TUETA | TU_E | ROWLETT_8V | [LD]LD1100, [DSC]MAS_965 | Confirmed
ROWLT | 138 | TOPOLOGY.TUETA.TU_E.ROWLT.138.BB1 | TUETA | TU_E | ROWLETT_8 | [DSC]MAS_962, [DSC]MAS_965, [DSC]MLDB_963, [DSC]ML | Confirmed
RRNE | 138 | TOPOLOGY.TUETA.TU_E.RRNE.138.0005 | TUETA | TU_E | RNDRCKNE1_8X | [CB]FID_6584, [LD]LXFMR3 | Confirmed
RRNE | 138 | TOPOLOGY.TUETA.TU_E.RRNE.138.0891 | TUETA | TU_E | RNDRCKNE1_8U | [CB]FID_6582, [LD]LXFMR1 | Confirmed
RRNE | 138 | TOPOLOGY.TUETA.TU_E.RRNE.138.0892 | TUETA | TU_E | RNDRCKNE1_8T | [CB]FID_6583, [LD]LXFMR2 | Confirmed
RRSTH | 138 | TOPOLOGY.TUETA.TU_E.RRSTH.138.0907 | TUETA | TU_E | RNDRCK_S1_8U | [CB]FID_1402, [LD]LXFMR1 | Confirmed
RRSTH | 138 | TOPOLOGY.TUETA.TU_E.RRSTH.138.0908 | TUETA | TU_E | RNDRCK_S1_8T | [CB]FID_1407, [LD]LXFMR3 | Confirmed
RRSTH | 138 | TOPOLOGY.TUETA.TU_E.RRSTH.138.0909 | TUETA | TU_E | RNDRCK_S1_8S | [CB]FID_1412, [LD]LXFMR2 | Confirmed
RRSTH | 138 | TOPOLOGY.TUETA.TU_E.RRSTH.138.0910 | TUETA | TU_E | RNDRCK_S1_8R | [CB]FID_1414, [LD]LXFMR4 | Confirmed
RRSTH | 138 | TOPOLOGY.TUETA.TU_E.RRSTH.138.6110 | TUETA | TU_E | RNDRCK_S1_8Y | [CB]6109_CB, [CB]CB_6110, [CB]SCC1 | Confirmed
RRSTH | 138 | TOPOLOGY.TUETA.TU_E.RRSTH.138.BB1 | TUETA | TU_E | RNDRCK_S1_8Z | [LN]526T526, [DSC]DSC_1409, [DSC]LB_1405, [DSC]MAS | Confirmed
RRSTH | 138 | TOPOLOGY.TUETA.TU_E.RRSTH.138.BB3 | TUETA | TU_E | RNDRCK_S1_8 | [DSC]DSC_1409, [CB]FID_1402, [CB]FID_1407, [CB]FID | Confirmed
RRWES | 138 | TOPOLOGY.TUETA.TU_E.RRWES.138.0896 | TUETA | TU_E | RNDRCKWH1_8W | [CB]FID_706, [LD]LD1600 | Confirmed
RRWES | 138 | TOPOLOGY.TUETA.TU_E.RRWES.138.0897 | TUETA | TU_E | RNDRCKWH1_8V | [CB]FID_708, [LD]LD1601 | Confirmed
RRWES | 138 | TOPOLOGY.TUETA.TU_E.RRWES.138.BB1 | TUETA | TU_E | RNDRCKWH1_8 | [CB]FID_706, [CB]FID_708, [DSC]MAS_705, [DSC]MLS_7 | Confirmed
RSNHT | 138 | TOPOLOGY.TUETA.TU_E.RSNHT.138.8918 | TUETA | TU_E | ROSEN2_8X | [CB]CB_562, [LD]LD1100 | Confirmed
RSNHT | 138 | TOPOLOGY.TUETA.TU_E.RSNHT.138.8919 | TUETA | TU_E | ROSEN2_8W | [CB]CB_563, [LD]LD1101 | Confirmed
RSNHT | 138 | TOPOLOGY.TUETA.TU_E.RSNHT.138.BB2 | TUETA | TU_E | ROSEN1_8 | [CB]CB_563, [DSC]MAS_535, [DSC]MAS_536 | Confirmed
RSPCK | 138 | TOPOLOGY.TUETA.TU_E.RSPCK.138.0001 | TUETA | TU_E | RICH_SC_8Y | [CB]3358, [LD]XFMR3 | Confirmed
RSPCK | 138 | TOPOLOGY.TUETA.TU_E.RSPCK.138.6855 | TUETA | TU_E | RICH_SC_8V | [DSC]MLDB2460, [LD]XFMR2 | Confirmed
RSPCK | 138 | TOPOLOGY.TUETA.TU_E.RSPCK.138.6856 | TUETA | TU_E | RICH_SC_8U | [DSC]MLDB2470, [LD]XFMR1 | Confirmed
RSPCK | 138 | TOPOLOGY.TUETA.TU_E.RSPCK.138.BB1 | TUETA | TU_E | RICH_SC_8 | [DSC]3326, [DSC]MLDB2460, [DSC]MLDB2469, [DSC]MLDB | Confirmed
RSPVY | 138 | TOPOLOGY.TUETA.TU_E.RSPVY.138.6842 | TUETA | TU_E | RICH_SV_8X | [DSC]MLDB2489, [LD]XFMR1 | Confirmed
RSPVY | 138 | TOPOLOGY.TUETA.TU_E.RSPVY.138.6843 | TUETA | TU_E | RICH_SV_8W | [DSC]MLDB2490, [LD]XFMR2 | Confirmed
RSPVY | 138 | TOPOLOGY.TUETA.TU_E.RSPVY.138.BB1 | TUETA | TU_E | RICH_SV_8 | [DSC]DISC2799, [DSC]MLDB2487, [DSC]MLDB2489, [DSC] | Confirmed
RTHGB | 138 | TOPOLOGY.TUETA.TU_E.RTHGB.138.7873 | TUETA | TU_E | RATHGBER_8X | [DSC]MAS_5034, [LD]XFMR1 | Confirmed
RTHGB | 138 | TOPOLOGY.TUETA.TU_E.RTHGB.138.BB1 | TUETA | TU_E | RATHGBER_8 | [DSC]MAS_5033, [DSC]MAS_5034, [DSC]MAS_5035 | Confirmed
RWALE | 138 | TOPOLOGY.TUETA.TU_E.RWALE.138.0005 | TUETA | TU_E | RCKWL_E1_8X | [CB]7903, [LD]LD3321 | Confirmed
RWALL | 138 | TOPOLOGY.TUETA.TU_E.RWALL.138.6914 | TUETA | TU_E | RCKWL_8W | [DSC]2732, [LD]LD1201 | Confirmed
RWALL | 138 | TOPOLOGY.TUETA.TU_E.RWALL.138.6915 | TUETA | TU_E | RCKWL_8V | [DSC]2742, [LD]LD1202 | Confirmed
RWALL | 138 | TOPOLOGY.TUETA.TU_E.RWALL.138.BB3 | TUETA | TU_E | RCKWL_8X | [DSC]2732, [DSC]2747, [DSC]4016 | Confirmed
RWALS | 138 | TOPOLOGY.TUETA.TU_E.RWALS.138.6925 | TUETA | TU_E | RCKWL_S1_8X | [CB]FID_3132, [LD]LXFMR2 | Confirmed
RWALS | 138 | TOPOLOGY.TUETA.TU_E.RWALS.138.6926 | TUETA | TU_E | RCKWL_S1_8W | [CB]FID_3134, [LD]LXFMR1 | Confirmed
RWALS | 138 | TOPOLOGY.TUETA.TU_E.RWALS.138.BB1 | TUETA | TU_E | RCKWL_S1_8 | [DSC]AS_3182, [CB]FID_3132, [DSC]MLDB3192, [DSC]ML | Confirmed
RWDHV | 138 | TOPOLOGY.TUETA.TU_E.RWDHV.138.6665 | TUETA | TU_E | RICH_WH_8W | [LD]LD1900, [DSC]MLDB3396 | Confirmed
RWDHV | 138 | TOPOLOGY.TUETA.TU_E.RWDHV.138.6666 | TUETA | TU_E | RICH_WH_8V | [LD]LD1901, [DSC]MLDB3398 | Confirmed
RYSSW | 138 | TOPOLOGY.TUETA.TU_E.RYSSW.138.0101 | TUETA | TU_E | ROYSE2_8A | [DSC]4318, [LD]LD2802 | Confirmed
RYSSW | 138 | TOPOLOGY.TUETA.TU_E.RYSSW.138.0B1N | TUETA | TU_E | ROYSE_B8 | [DSC]6689, [DSC]DISC_311, [DSC]DISC1319, [DSC]DISC | Confirmed
RYSSW | 138 | TOPOLOGY.TUETA.TU_E.RYSSW.138.0B1S | TUETA | TU_E | ROYSE_A8 | [DSC]6679, [DSC]7689, [DSC]DISC_327, [DSC]DISC1309 | Confirmed
RYSSW | 138 | TOPOLOGY.TUETA.TU_E.RYSSW.138.6177 | TUETA | TU_E | ROYSE2_8B | [LD]LD2801, [DSC]MAS_1753 | Confirmed
RYSSW | 345 | TOPOLOGY.TUETA.TU_E.RYSSW.345.BB1N | TUETA | TU_E | ROYSE_N5 | [DSC]4784, [DSC]4794, [DSC]DISC4609, [DSC]DISC4619 | Confirmed
RYSSW | 345 | TOPOLOGY.TUETA.TU_E.RYSSW.345.BB1S | TUETA | TU_E | ROYSE_S5 | [DSC]4774, [DSC]4804, [DSC]DISC4629, [DSC]DISC4639 | Confirmed
RYSSW | 69 | TOPOLOGY.TUETA.TU_E.RYSSW.69.BB1 | TUETA | TU_E | ROYSE2_9 | [DSC]DISC1101, [DSC]DISC1131, [DSC]DISC1141 | Confirmed
SADLR | 69 | TOPOLOGY.TUETA.TU_E.SADLR.69.5051 | TUETA | TU_E | SADLER_9Z | [DSC]AS_307, [LD]LD1 | Confirmed
SAGNA | 138 | TOPOLOGY.TUETA.TU_E.SAGNA.138.BB1A | TUETA | TU_E | SAGINAW1_8Z | [DSC]AS_54, [DSC]DISC_19, [DSC]DISC_49, [DSC]DISC_ | Confirmed
SAGNA | 138 | TOPOLOGY.TUETA.TU_E.SAGNA.138.BB1C | TUETA | TU_E | SAGINAW1_8 | [DSC]AS_55, [DSC]DISC_129, [DSC]DISC_154, [DSC]DIS | Confirmed
SALDO | 138 | TOPOLOGY.TUETA.TU_E.SALDO.138.0805 | TUETA | TU_E | SALADO1_8X | [DSC]MAS_2497, [LD]XFMR2 | Confirmed
SALDO | 138 | TOPOLOGY.TUETA.TU_E.SALDO.138.0806 | TUETA | TU_E | SALADO1_8W | [DSC]MAS_2504, [LD]XFMR1 | Confirmed
SALDO | 138 | TOPOLOGY.TUETA.TU_E.SALDO.138.BB1 | TUETA | TU_E | SALADO1_8 | [DSC]MAS_2497, [DSC]MAS_2504, [DSC]MLDB2795, [DSC] | Confirmed
SANDW | 138 | TOPOLOGY.TUETA.TU_E.SANDW.138.0009 | TUETA | TU_E | SCOTWHIT1_8 | [DSC]8236, [LD]LDSANDW | Confirmed
SANSM | 138 | TOPOLOGY.TUETA.TU_E.SANSM.138.8939 | TUETA | TU_E | SANSOM2_8W | [CB]FID_908, [LD]LXFMR3 | Confirmed
SANSM | 138 | TOPOLOGY.TUETA.TU_E.SANSM.138.8940 | TUETA | TU_E | SANSOM2_8V | [CB]FID_923, [LD]LXFMR2 | Confirmed
SANSM | 138 | TOPOLOGY.TUETA.TU_E.SANSM.138.BB1 | TUETA | TU_E | SANSOM2_8Z | [LD]LXFMR1, [DSC]MAS_916, [DSC]MAS_917 | Confirmed
SANSM | 138 | TOPOLOGY.TUETA.TU_E.SANSM.138.BB2 | TUETA | TU_E | SANSOM2_8Y | [CB]FID_923, [DSC]MAS_915, [DSC]MAS_916 | Confirmed
SANSM | 138 | TOPOLOGY.TUETA.TU_E.SANSM.138.BB3 | TUETA | TU_E | SANSOM2_8X | [DSC]BTB_895, [CB]FID_908, [DSC]MAS_894 | Confirmed
SARRD | 138 | TOPOLOGY.TUETA.TU_E.SARRD.138.BB2 | TUETA | TU_E | SARGT_S8 | [DSC]5924, [DSC]5962, [DSC]5964, [DSC]5994 | Confirmed
SARRD | 345 | TOPOLOGY.TUETA.TU_E.SARRD.345.BB1S | TUETA | TU_E | SARGT1_5 | [DSC]7777, [DSC]7779, [DSC]7794 | Confirmed
SARRD | 345 | TOPOLOGY.TUETA.TU_E.SARRD.345.WLVE | TUETA | TU_E | SARGT1_5Y | [DSC]7771, [DSC]7772, [DSC]7774 | Confirmed
SARRD | 345 | TOPOLOGY.TUETA.TU_E.SARRD.345.WTRM | TUETA | TU_E | SARGT1_5X | [DSC]7776, [DSC]7781, [DSC]7782 | Confirmed
SBEND | 69 | TOPOLOGY.TUETA.TU_E.SBEND.69.8192 | TUETA | TU_E | STH_BEND1_9X | [DSC]AS_1648, [LD]LDSBEND | Confirmed
SCHRD | 138 | TOPOLOGY.TUETA.TU_E.SCHRD.138.6729 | TUETA | TU_E | SCHDRD2_8X | [CB]FID_121, [LD]LDF1 | Confirmed
SCHRD | 138 | TOPOLOGY.TUETA.TU_E.SCHRD.138.6730 | TUETA | TU_E | SCHDRD2_8W | [CB]FID_122, [LD]LDF2 | Confirmed
SCLFP | 138 | TOPOLOGY.TUETA.TU_E.SCLFP.138.7502 | TUETA | TU_E | SCLFPMP1_8Z | [CB]FID_859, [LD]LD859 | Confirmed
SCLFP | 138 | TOPOLOGY.TUETA.TU_E.SCLFP.138.7504 | TUETA | TU_E | SCLFPMP1_8Y | [CB]FID_912, [LD]LD912 | Confirmed
SCLFP | 138 | TOPOLOGY.TUETA.TU_E.SCLFP.138.BB1 | TUETA | TU_E | SCLFPMP1_8 | [DSC]AS_317, [DSC]AS_550, [CB]FID_859, [CB]FID_912 | Confirmed
SCSES | 13.2 | TOPOLOGY.TUETA.TU_E.SCSES.13.2.1201 | TUETA | TU_E | STRYKER1_DD | [DSC]DISC_R3, [LD]LD1201 | Confirmed
SCSES | 13.8 | TOPOLOGY.TUETA.TU_E.SCSES.13.8.BB1U | TUETA | TU_E | STRYKER_1G | [UN]UNIT1, [XF]UXFMR1 | Confirmed
SCSES | 138 | TOPOLOGY.TUETA.TU_E.SCSES.138.0BB1 | TUETA | TU_E | STRYKER_N9 | [DSC]DISC3109, [DSC]DISC3119, [DSC]DISC3129, [DSC] | Confirmed
SCSES | 138 | TOPOLOGY.TUETA.TU_E.SCSES.138.1BB2 | TUETA | TU_E | STRYKER_S9 | [DSC]DIS_3149, [DSC]DISC3113, [DSC]DISC3123, [DSC] | Confirmed
SCSES | 138 | TOPOLOGY.TUETA.TU_E.SCSES.138.9418 | TUETA | TU_E | STRYKER_9P | [DSC]7042, [LD]XFMR1 | Confirmed
SCSES | 18 | TOPOLOGY.TUETA.TU_E.SCSES.18.BB2U | TUETA | TU_E | STRYKER_2G | [UN]UNIT2, [XF]UXFMR2 | Confirmed
SCSES | 345 | TOPOLOGY.TUETA.TU_E.SCSES.345.BB1 | TUETA | TU_E | STRYKER_5 | [DSC]DISC3244, [DSC]DISC3254, [DSC]DISC3284, [DSC] | Confirmed
SCTLD | 138 | TOPOLOGY.TUETA.TU_E.SCTLD.138.BB1 | TUETA | TU_E | SCOTLD_P8 | [DSC]AS_0040, [DSC]AS_2653, [DSC]AS_2655 | Confirmed
SCYEN | 138 | TOPOLOGY.TUETA.TU_E.SCYEN.138.1623 | TUETA | TU_E | SCYENE1_8 | [LD]LDF1, [DSC]MAS_121 | Confirmed
SCYEN | 138 | TOPOLOGY.TUETA.TU_E.SCYEN.138.1625 | TUETA | TU_E | SCYENE2_8Z | [LD]LDF2, [DSC]MAS_122 | Confirmed
SDSES | 13.2 | TOPOLOGY.TUETA.TU_E.SDSES.13.2.0255 | TUETA | TU_E | SDSES_L_A | [DSC]1468, [LD]LD_ALCOA | New NodeKey
SDSES | 13.8 | TOPOLOGY.TUETA.TU_E.SDSES.13.8.0013 | TUETA | TU_E | SANDOW1_4V | [CB]CB_1280, [LD]LDML1, [LD]SDSES_LD1 | Confirmed
SDSES | 13.8 | TOPOLOGY.TUETA.TU_E.SDSES.13.8.3755 | TUETA | TU_E | SANDOW1_4U | [DSC]DISC1109, [DSC]DISC1209, [UN]UNIT1 | Confirmed
SDSES | 13.8 | TOPOLOGY.TUETA.TU_E.SDSES.13.8.3760 | TUETA | TU_E | SANDOW1_4T | [DSC]DISC1119, [DSC]DISC1219, [UN]UNIT2 | Confirmed
SDSES | 13.8 | TOPOLOGY.TUETA.TU_E.SDSES.13.8.3765 | TUETA | TU_E | SANDOW1_4S | [DSC]DISC1129, [DSC]DISC1229, [UN]UNIT3 | Confirmed
SDSES | 13.8 | TOPOLOGY.TUETA.TU_E.SDSES.13.8.EAST | TUETA | TU_E | SANDOW1_4 | [DSC]DISC1211, [DSC]DISC1221, [DSC]DISC1231, [DSC] | Confirmed
SDSES | 13.8 | TOPOLOGY.TUETA.TU_E.SDSES.13.8.WEST | TUETA | TU_E | SANDOW1_4Z | [DSC]DISC1111, [DSC]DISC1121, [DSC]DISC1131, [DSC] | Confirmed
SDSES | 138 | TOPOLOGY.TUETA.TU_E.SDSES.138.0004 | TUETA | TU_E | SANDOW1_8N | [DSC]DISC5302, [LD]LD5302 | Confirmed
SDSES | 138 | TOPOLOGY.TUETA.TU_E.SDSES.138.1BB2 | TUETA | TU_E | SANDOW1_8Y | [DSC]DISC5311, [DSC]DISC5319, [DSC]DISC5329, [DSC] | Confirmed
SDSES | 138 | TOPOLOGY.TUETA.TU_E.SDSES.138.2BB1 | TUETA | TU_E | SANDOW1_8 | [DSC]3855, [DSC]DISC3859, [DSC]DISC3869, [DSC]DISC | Confirmed
SDSES | 138 | TOPOLOGY.TUETA.TU_E.SDSES.138.3735 | TUETA | TU_E | SANDOW1_8X | [DSC]AS_3812, [DSC]DISC3811, [LD]LD3810 | Confirmed
SDSES | 138 | TOPOLOGY.TUETA.TU_E.SDSES.138.3738 | TUETA | TU_E | SANDOW1_8W | [DSC]AS_3832, [DSC]DISC3831, [LD]LD3830 | Confirmed
SDSES | 138 | TOPOLOGY.TUETA.TU_E.SDSES.138.BB6 | TUETA | TU_E | SANDOW1_8O | [DSC]3874, [DSC]DISC3881, [DSC]MAS_3813 | Confirmed
SDSES | 22 | TOPOLOGY.TUETA.TU_E.SDSES.22.BB4U | TUETA | TU_E | SANDOW_4G | [UN]UNIT4, [XF]UXFMR4 | Confirmed
SELDN | 138 | TOPOLOGY.TUETA.TU_E.SELDN.138.BB2 | TUETA | TU_E | SELDON_P8Z | [DSC]AS_3044, [DSC]AS_3057, [CB]X_LNTMSL_CB | Confirmed
SFILT | 138 | TOPOLOGY.TUETA.TU_E.SFILT.138.7456 | TUETA | TU_E | SSWWT2_8 | [CB]FID_2141, [LD]LXFMR1 | Confirmed
SFILT | 138 | TOPOLOGY.TUETA.TU_E.SFILT.138.7457 | TUETA | TU_E | SSWWT1_8 | [CB]FID_2142, [LD]LXFMR2 | Confirmed
SFTPE | 138 | TOPOLOGY.TUETA.TU_E.SFTPE.138.BB1 | TUETA | TU_E | SSWWT1T_8 | [DSC]AS_2140, [DSC]AS_341, [DSC]LDS_342 | Confirmed
SGOVL | 138 | TOPOLOGY.TUETA.TU_E.SGOVL.138.7625 | TUETA | TU_E | SGVL1_8X | [LD]LD1400, [DSC]MAS_253 | Confirmed
SGOVL | 138 | TOPOLOGY.TUETA.TU_E.SGOVL.138.7626 | TUETA | TU_E | SGVL1_8W | [LD]LD1401, [DSC]MAS_302 | Confirmed
SGOVL | 138 | TOPOLOGY.TUETA.TU_E.SGOVL.138.BB3 | TUETA | TU_E | SGVL1_8 | [DSC]MAS_253, [DSC]MAS_302, [DSC]MAS_303, [DSC]MAS | Confirmed
SGVSW | 138 | TOPOLOGY.TUETA.TU_E.SGVSW.138.0BB1 | TUETA | TU_E | SGVLSW1_8 | [DSC]DISC3594, [DSC]DISC3604, [DSC]DISC3624, [DSC] | Confirmed
SGVSW | 138 | TOPOLOGY.TUETA.TU_E.SGVSW.138.BBI1 | TUETA | TU_E | SGVLSW1_8W | [DSC]DISC3607, [DSC]DISC3617, [DSC]DISC3627 | Confirmed
SGVSW | 345 | TOPOLOGY.TUETA.TU_E.SGVSW.345.BB1 | TUETA | TU_E | SGVLSW1_5 | [DSC]MAS_3638, [DSC]MLDB3636, [DSC]MLDB3637 | Confirmed
SHAMP | 138 | TOPOLOGY.TUETA.TU_E.SHAMP.138.1648 | TUETA | TU_E | STHTN2_8Z | [LD]LDF1, [DSC]MAS_121 | Confirmed
SHAMP | 138 | TOPOLOGY.TUETA.TU_E.SHAMP.138.1650 | TUETA | TU_E | STHTN2_8Y | [LD]LDF2, [DSC]MAS_122 | Confirmed
SHAMP | 138 | TOPOLOGY.TUETA.TU_E.SHAMP.138.BB1 | TUETA | TU_E | STHTN2_8 | [LN]3080_B, [DSC]DISC_016, [DSC]MAS_121, [CB]SCC1_ | Confirmed
SHAMP | 138 | TOPOLOGY.TUETA.TU_E.SHAMP.138.BB2 | TUETA | TU_E | STHTN1_8 | [LN]3220_D, [DSC]DISC_014, [DSC]MAS_122, [CB]SCC2_ | Confirmed
SHBSW | 138 | TOPOLOGY.TUETA.TU_E.SHBSW.138.0BB2 | TUETA | TU_E | SHAMBRGR_8 | [DSC]DISC5344, [DSC]DISC5358, [DSC]DISC5359, [DSC] | Confirmed
SHBSW | 345 | TOPOLOGY.TUETA.TU_E.SHBSW.345.BB1 | TUETA | TU_E | SHAMBRGR_5 | [DSC]DISC5348, [DSC]DISC5349, [DSC]MAS_5352 | Confirmed
SHDYG | 138 | TOPOLOGY.TUETA.TU_E.SHDYG.138.5614 | TUETA | TU_E | SHDYGRV1_8W | [CB]FID_4273, [LD]LD7800 | Confirmed
SHDYG | 138 | TOPOLOGY.TUETA.TU_E.SHDYG.138.5615 | TUETA | TU_E | SHDYGRV1_8V | [CB]FID_4276, [LD]LD7801 | Confirmed
SHDYG | 138 | TOPOLOGY.TUETA.TU_E.SHDYG.138.BB1 | TUETA | TU_E | SHDYGRV1_8 | [CB]FID_4273, [DSC]MAS_4274, [DSC]MLDB4272 | Confirmed
SHDYG | 138 | TOPOLOGY.TUETA.TU_E.SHDYG.138.BB2 | TUETA | TU_E | SHDYGRV1_8Z | [CB]FID_4276, [DSC]MAS_4274, [DSC]MLDB4275 | Confirmed
SHLMT | 138 | TOPOLOGY.TUETA.TU_E.SHLMT.138.0001 | TUETA | TU_E | SHER_L_M_8Z | [CB]FID_3006, [LD]XFMR1 | Confirmed
SHLMT | 138 | TOPOLOGY.TUETA.TU_E.SHLMT.138.4993 | TUETA | TU_E | SHER_L_M_8Y | [CB]FID_3088, [LD]XFMR2 | Confirmed
SHMNE | 138 | TOPOLOGY.TUETA.TU_E.SHMNE.138.5101 | TUETA | TU_E | SHER_E_8X | [LD]LD1400, [DSC]MAS_1686 | Confirmed
SHMNE | 138 | TOPOLOGY.TUETA.TU_E.SHMNE.138.5102 | TUETA | TU_E | SHER_E_8W | [LD]LD1401, [DSC]MAS_1688 | Confirmed
SHMNE | 138 | TOPOLOGY.TUETA.TU_E.SHMNE.138.BB3 | TUETA | TU_E | SHER_E_8 | [DSC]MAS_1685, [DSC]MAS_1686, [DSC]MAS_1687, [DSC] | Confirmed
SHNRW | 138 | TOPOLOGY.TUETA.TU_E.SHNRW.138.5061 | TUETA | TU_E | SHER_NW_8X | [CB]FID_374, [LD]LD1601 | Confirmed
SHNRW | 138 | TOPOLOGY.TUETA.TU_E.SHNRW.138.5062 | TUETA | TU_E | SHER_NW_8W | [CB]FID_378, [LD]LD1600 | Confirmed
SHNRW | 138 | TOPOLOGY.TUETA.TU_E.SHNRW.138.BB1 | TUETA | TU_E | SHER_NW_8 | [CB]FID_374, [CB]FID_378, [DSC]MAS_381, [DSC]MLDB_ | Confirmed
SHPRD | 69 | TOPOLOGY.TUETA.TU_E.SHPRD.69.0006 | TUETA | TU_E | SHPFIELD1_9Y | [CB]TR1H_CB, [LD]XFMR1 | Confirmed
SHPRD | 69 | TOPOLOGY.TUETA.TU_E.SHPRD.69.0009 | TUETA | TU_E | SHPFIELD1_9X | [CB]TR2H_CB, [LD]XFMR2 | Confirmed
SHRSW | 138 | TOPOLOGY.TUETA.TU_E.SHRSW.138.0BB1 | TUETA | TU_E | SHRY_A8 | [DSC]DISC4629, [DSC]DISC4639, [DSC]DISC4659, [DSC] | Confirmed
SHRSW | 138 | TOPOLOGY.TUETA.TU_E.SHRSW.138.BB2 | TUETA | TU_E | SHRY_B8 | [DSC]DISC4619, [DSC]DISC4649, [DSC]DISC4669, [DSC] | Confirmed
SHRSW | 138 | TOPOLOGY.TUETA.TU_E.SHRSW.138.BB3 | TUETA | TU_E | SHRY_A8W | [LD]LD6600, [DSC]MLS_4603, [DSC]MLS_4604 | Confirmed
SHRSW | 138 | TOPOLOGY.TUETA.TU_E.SHRSW.138.BB4 | TUETA | TU_E | SHRY_B8V | [LD]LD6601, [DSC]MLS_4604, [DSC]MLS_4605 | Confirmed
SHRSW | 345 | TOPOLOGY.TUETA.TU_E.SHRSW.345.BB1 | TUETA | TU_E | SHRYAUTO1_5 | [DSC]DISC6209, [DSC]DISC6219, [DSC]MAS_6212 | Confirmed
SHRTI | 138 | TOPOLOGY.TUETA.TU_E.SHRTI.138.5114 | TUETA | TU_E | SHRM_TI_1_8 | [LD]LXFMR1, [CB]MOCI-5 | Confirmed
SHRTI | 138 | TOPOLOGY.TUETA.TU_E.SHRTI.138.5115 | TUETA | TU_E | SHRM_TI_2_8 | [LD]LXFMR2, [CB]MOCI-6 | Confirmed
SHRTI | 138 | TOPOLOGY.TUETA.TU_E.SHRTI.138.BB1 | TUETA | TU_E | SHRM_TI_T8 | [DSC]MLDB1662, [DSC]MLDB1663, [CB]MOCI-5, [CB]MOCI | Confirmed
SHRTI | 138 | TOPOLOGY.TUETA.TU_E.SHRTI.138.EMCS | TUETA | TU_E | MEMC_E_T8 | [DSC]LS_6706, [DSC]LS_6716, [DSC]LS_6726 | Confirmed
SHSTH | 138 | TOPOLOGY.TUETA.TU_E.SHSTH.138.5118 | TUETA | TU_E | SHER_S_8X | [LD]LD1300, [CB]TR1672 | Confirmed
SHSTH | 138 | TOPOLOGY.TUETA.TU_E.SHSTH.138.5119 | TUETA | TU_E | SHER_S_8W | [LD]LD1301, [CB]TR1699 | Confirmed
SHSTH | 138 | TOPOLOGY.TUETA.TU_E.SHSTH.138.BB1 | TUETA | TU_E | SHER_S_8 | [DSC]DSC4174, [DSC]MAS_1666, [DSC]MAS_1684, [DSC]M | Confirmed
SIKES | 138 | TOPOLOGY.TUETA.TU_E.SIKES.138.7898 | TUETA | TU_E | SIKES_8X | [CB]CB_5454, [LD]LD2400 | Confirmed
SLAKE | 138 | TOPOLOGY.TUETA.TU_E.SLAKE.138.8793 | TUETA | TU_E | STHLAKE1_8X | [CB]FID_977, [LD]LD8311 | Confirmed
SLAKE | 138 | TOPOLOGY.TUETA.TU_E.SLAKE.138.BB1 | TUETA | TU_E | STHLAKE1_8 | [CB]FID_977, [DSC]MLDB_984, [DSC]MLDB_989 | Confirmed
SLBLF | 138 | TOPOLOGY.TUETA.TU_E.SLBLF.138.5300 | TUETA | TU_E | SULBLF1_8X | [LD]LD1201, [DSC]MAS_2558 | Confirmed
SLBLF | 138 | TOPOLOGY.TUETA.TU_E.SLBLF.138.BB3 | TUETA | TU_E | SULBLF1_8Y | [DSC]MAS_2555, [DSC]MAS_2556, [DSC]MAS_2558 | Confirmed
SMBMG | 69 | TOPOLOGY.TUETA.TU_E.SMBMG.69.0416 | TUETA | TU_E | SIMSMAG1_9F | [DSC]MAS_1538, [LD]XFMR1 | Confirmed
SMBMG | 69 | TOPOLOGY.TUETA.TU_E.SMBMG.69.BB1 | TUETA | TU_E | SIMSMAG1_9 | [DSC]MAS_1052, [DSC]MAS_1538, [DSC]MAS_1559, [DSC] | Confirmed
SMBSN | 69 | TOPOLOGY.TUETA.TU_E.SMBSN.69.8002 | TUETA | TU_E | SEYMRBAS_9 | [DSC]AS_978, [LD]LDSMBSN | Confirmed
SMFLD | 138 | TOPOLOGY.TUETA.TU_E.SMFLD.138.8858 | TUETA | TU_E | SMITHFD2_8S | [CB]FID_53, [LD]XFMR3 | Confirmed
SMFLD | 138 | TOPOLOGY.TUETA.TU_E.SMFLD.138.8859 | TUETA | TU_E | SMITHFD2_8R | [CB]FID_56, [LD]XFMR1 | Confirmed
SMFLD | 138 | TOPOLOGY.TUETA.TU_E.SMFLD.138.8860 | TUETA | TU_E | SMITHFD2_8Q | [CB]FID_58, [LD]XFMR2 | Confirmed
SMFLD | 138 | TOPOLOGY.TUETA.TU_E.SMFLD.138.BB1 | TUETA | TU_E | SMITHFD2_8Z | [DSC]MAS_52, [DSC]MAS_63, [DSC]MAS_66 | Confirmed
SMFLD | 138 | TOPOLOGY.TUETA.TU_E.SMFLD.138.BB2 | TUETA | TU_E | SMITHFD2_8Y | [DSC]MAS_57, [DSC]MAS_64, [DSC]MAS_66 | Confirmed
SMFLD | 138 | TOPOLOGY.TUETA.TU_E.SMFLD.138.BB3 | TUETA | TU_E | SMITHFD2_8 | [DSC]7538, [CB]FID_53, [DSC]MAS_52, [DSC]MAS_62 | Confirmed
SMFLD | 138 | TOPOLOGY.TUETA.TU_E.SMFLD.138.BB5 | TUETA | TU_E | SMITHFD1_8 | [LN]1055_F, [CB]7533, [DSC]MAS_64, [DSC]MLS_48 | Confirmed
SMOUR | 69 | TOPOLOGY.TUETA.TU_E.SMOUR.69.8004 | TUETA | TU_E | SEYMOUR_9X | [DSC]963, [LD]LD0700 | Confirmed
SMOUR | 69 | TOPOLOGY.TUETA.TU_E.SMOUR.69.BB1 | TUETA | TU_E | SEYMOUR_9 | [DSC]1089, [DSC]1092, [DSC]1179, [DSC]1182, [DSC]9 | Confirmed
SMPST | 138 | TOPOLOGY.TUETA.TU_E.SMPST.138.1659 | TUETA | TU_E | SMPST1_8A | [LD]LDF1, [DSC]MAS_121 | Confirmed
SMPST | 138 | TOPOLOGY.TUETA.TU_E.SMPST.138.1661 | TUETA | TU_E | SMPST2_8 | [LD]LDF2, [DSC]MAS_122 | Confirmed
SMPST | 138 | TOPOLOGY.TUETA.TU_E.SMPST.138.BB1 | TUETA | TU_E | SMPST1_8 | [LN]3080_C, [LN]3080_D, [DSC]MAS_121, [DSC]MLDB_01 | Confirmed
SMPST | 138 | TOPOLOGY.TUETA.TU_E.SMPST.138.BB2 | TUETA | TU_E | SMPST2T_8 | [LN]3170_B, [LN]3170_D, [DSC]MAS_122, [DSC]MLDB_01 | Confirmed
SNDSW | 345 | TOPOLOGY.TUETA.TU_E.SNDSW.345.BB2 | TUETA | TU_E | SNDSW_V_A | [DSC]AS_3739, [DSC]AS_3749, [DSC]AS_3754, [DSC]AS_ | New NodeKey
SNSSW | 138 | TOPOLOGY.TUETA.TU_E.SNSSW.138.BB1 | TUETA | TU_E | SUNSETSW_8 | [DSC]LDS_5023, [DSC]LDS_5024, [DSC]LDS_5025 | Confirmed
SORCY | 138 | TOPOLOGY.TUETA.TU_E.SORCY.138.1667 | TUETA | TU_E | SORCEY2_8Z | [LD]LDF1, [DSC]MAS_121 | Confirmed
SORCY | 138 | TOPOLOGY.TUETA.TU_E.SORCY.138.1669 | TUETA | TU_E | SORCEY2_8Y | [LD]LDF2, [DSC]MAS_122 | Confirmed
SORCY | 138 | TOPOLOGY.TUETA.TU_E.SORCY.138.BB1 | TUETA | TU_E | SORCEY2_8 | [LN]932_A, [DSC]DISC_016, [DSC]MAS_121, [CB]SCC1_C | Confirmed
SORCY | 138 | TOPOLOGY.TUETA.TU_E.SORCY.138.BB2 | TUETA | TU_E | SORCEY1_8 | [LN]931_D, [DSC]DISC_014, [DSC]MAS_122, [CB]SCC2_C | Confirmed
SOUWDCS | 138 | TOPOLOGY.TUETA.TU_E.SOUWDCS.138.0005 | TUETA | TU_E | CSSV39TA2 | [DSC]S39TA2, [LD]SOUWDCL2 | Confirmed
SOUWDCS | 138 | TOPOLOGY.TUETA.TU_E.SOUWDCS.138.0009 | TUETA | TU_E | CSSV39TA1 | [DSC]S39TA1, [LD]SOUWDCL1 | Confirmed
SPRDL | 138 | TOPOLOGY.TUETA.TU_E.SPRDL.138.8975 | TUETA | TU_E | SPRNGDL1_8X | [CB]FID_83, [LD]LD4800 | Confirmed
SPRDL | 138 | TOPOLOGY.TUETA.TU_E.SPRDL.138.8976 | TUETA | TU_E | SPRNGDL2_8W | [CB]FID_85, [LD]LD4801 | Confirmed
SPRDL | 138 | TOPOLOGY.TUETA.TU_E.SPRDL.138.BB1 | TUETA | TU_E | SPRNGDL2_8 | [CB]FID_85, [DSC]MLS_84, [DSC]MLS_86 | Confirmed
SPRRK | 69 | TOPOLOGY.TUETA.TU_E.SPRRK.69.0424 | TUETA | TU_E | STSUPRCK1_9 | [LD]LD2201, [DSC]MAS_1283 | Confirmed
SPRTN | 138 | TOPOLOGY.TUETA.TU_E.SPRTN.138.8165 | TUETA | TU_E | SPRGTOWN_8Z | [LD]LD1698, [DSC]MAS_1698 | Confirmed
SPRTN | 138 | TOPOLOGY.TUETA.TU_E.SPRTN.138.8166 | TUETA | TU_E | SPRGTOWN_8Y | [CB]CB_6128, [LD]LD6128 | Confirmed
SPVTP | 138 | TOPOLOGY.TUETA.TU_E.SPVTP.138.BB1 | TUETA | TU_E | SPGVALLYP_8 | [DSC]MLD_40, [DSC]MLDS_1274, [DSC]MLDS_1275 | Confirmed
SRYTP | 69 | TOPOLOGY.TUETA.TU_E.SRYTP.69.0499 | TUETA | TU_E | SHERRY_P9Z | [LD]LDSRYTP, [DSC]LN6244 | Confirmed
SSPNE | 138 | TOPOLOGY.TUETA.TU_E.SSPNE.138.5308 | TUETA | TU_E | SULSP_E1_8 | [DSC]MAS_2547, [LD]XFMR1 | Confirmed
SSPNG | 138 | TOPOLOGY.TUETA.TU_E.SSPNG.138.5348 | TUETA | TU_E | SULSPG_8Y | [CB]FID_2624, [LD]LD1200 | Confirmed
SSPNG | 138 | TOPOLOGY.TUETA.TU_E.SSPNG.138.5349 | TUETA | TU_E | SULSPG_8X | [CB]FID_2626, [LD]LD1201 | Confirmed
SSPNG | 138 | TOPOLOGY.TUETA.TU_E.SSPNG.138.BB1 | TUETA | TU_E | SULSPG_8 | [CB]FID_2624, [CB]FID_2626, [DSC]MLD2616, [DSC]MLD | Confirmed
SSPSW | 138 | TOPOLOGY.TUETA.TU_E.SSPSW.138.1BB1 | TUETA | TU_E | SULSP_SS1_8 | [DSC]DISC2537, [DSC]DISC2571, [DSC]DISC2581, [DSC] | Confirmed
SSPSW | 138 | TOPOLOGY.TUETA.TU_E.SSPSW.138.2573 | TUETA | TU_E | SULSP_SS1_8V | [DSC]AS_2574, [DSC]MAS_2573, [DSC]MAS_4474 | Confirmed
SSPSW | 138 | TOPOLOGY.TUETA.TU_E.SSPSW.138.4980 | TUETA | TU_E | SULSP_SS1_8T | [DSC]MAS_4474, [LD]XFMR1 | Confirmed
SSPSW | 138 | TOPOLOGY.TUETA.TU_E.SSPSW.138.BBI1 | TUETA | TU_E | SULSP_SS1_8Z | [DSC]AS_2574, [DSC]DISC2572, [DSC]DISC2582, [DSC]D | Confirmed
SSPSW | 345 | TOPOLOGY.TUETA.TU_E.SSPSW.345.0BB1 | TUETA | TU_E | SULSP_SS1_5 | [DSC]DISC3385, [DSC]MAS_3362, [DSC]MLDB3388 | Confirmed
STAUG | 138 | TOPOLOGY.TUETA.TU_E.STAUG.138.1691 | TUETA | TU_E | STAUG2_8Z | [LD]LDF2, [DSC]MAS_122 | Confirmed
STAUG | 138 | TOPOLOGY.TUETA.TU_E.STAUG.138.7427 | TUETA | TU_E | STAUG2_8Y | [CB]FID_121, [LD]LDF1 | Confirmed
STCKY | 138 | TOPOLOGY.TUETA.TU_E.STCKY.138.0001 | TUETA | TU_E | STCKY_L_A | [CB]CS_T1, [LD]LD1 | New NodeKey
STCKY | 138 | TOPOLOGY.TUETA.TU_E.STCKY.138.0002 | TUETA | TU_E | STCKY_L_B | [CB]CS_T2, [LD]LD2 | New NodeKey
STERT | 138 | TOPOLOGY.TUETA.TU_E.STERT.138.0001 | TUETA | TU_E | STERRETT1_8U | [CB]FID_5388, [LD]LXFMR2 | Confirmed
STERT | 138 | TOPOLOGY.TUETA.TU_E.STERT.138.0BB1 | TUETA | TU_E | STERRETT1_8 | [DSC]AS_5397, [DSC]DISC5389, [DSC]DISC5399, [DSC]D | Confirmed
STERT | 138 | TOPOLOGY.TUETA.TU_E.STERT.138.5713 | TUETA | TU_E | STERRETT1_8S | [CB]FID_5398, [LD]LXFMR1 | Confirmed
STERT | 138 | TOPOLOGY.TUETA.TU_E.STERT.138.BB1A | TUETA | TU_E | STERRETT1_8X | [DSC]AS_5397, [CB]FID_5398, [DSC]MLS_5387 | Confirmed
STERT | 138 | TOPOLOGY.TUETA.TU_E.STERT.138.BB4 | TUETA | TU_E | STERRETT1_8W | [DSC]6573, [DSC]DISC5391, [DSC]DISC5392 | Confirmed
STERT | 138 | TOPOLOGY.TUETA.TU_E.STERT.138.BBI1 | TUETA | TU_E | STERRETT1_8V | [DSC]AS_5402, [DSC]AS_5412, [DSC]DISC5392 | Confirmed
STERT | 69 | TOPOLOGY.TUETA.TU_E.STERT.69.BB1 | TUETA | TU_E | STERRETT1_9 | [DSC]AS_748, [DSC]DISC_743, [DSC]DISC_749 | Confirmed
STHRL | 138 | TOPOLOGY.TUETA.TU_E.STHRL.138.1710 | TUETA | TU_E | SUTHLD2_8Z | [LD]LDF1, [DSC]MAS_121 | Confirmed
STHRL | 138 | TOPOLOGY.TUETA.TU_E.STHRL.138.1712 | TUETA | TU_E | SUTHLD2_8Y | [LD]LDF2, [DSC]MAS_122 | Confirmed
STHRL | 138 | TOPOLOGY.TUETA.TU_E.STHRL.138.BB1 | TUETA | TU_E | SUTHLD2_8 | [LN]3615_A, [DSC]MAS_121, [DSC]MLDB_014, [CB]SCC1_ | Confirmed
STHRL | 138 | TOPOLOGY.TUETA.TU_E.STHRL.138.BB2 | TUETA | TU_E | SUTHLD1_8 | [LN]3595_B, [DSC]MAS_122, [DSC]MLDB_024, [CB]SCC2_ | Confirmed
STHSD | 69 | TOPOLOGY.TUETA.TU_E.STHSD.69.0001 | TUETA | TU_E | SSWWT_P9 | [CB]8185, [LD]LDSTHSD | Confirmed
STNPT | 138 | TOPOLOGY.TUETA.TU_E.STNPT.138.BB2 | TUETA | TU_E | STONEYPT_P8X | [LD]LD_STNPT, [DSC]LN_6159 | Confirmed
STNVL | 138 | TOPOLOGY.TUETA.TU_E.STNVL.138.8303 | TUETA | TU_E | STPHNVIL_8S | [CB]FID_3667, [LD]LXFMR3 | Confirmed
STNVL | 138 | TOPOLOGY.TUETA.TU_E.STNVL.138.8304 | TUETA | TU_E | STPHNVIL_8R | [LD]LXFMR1, [DSC]MAS_3675 | Confirmed
STNVL | 138 | TOPOLOGY.TUETA.TU_E.STNVL.138.8305 | TUETA | TU_E | STPHNVIL_8Q | [LD]LXFMR2, [DSC]MAS_3677 | Confirmed
STNVL | 138 | TOPOLOGY.TUETA.TU_E.STNVL.138.BB1 | TUETA | TU_E | STPHNVIL_8 | [DSC]AS_3676, [DSC]AS_3689, [DSC]AS_3729, [DSC]AS_ | Confirmed
STNVL | 138 | TOPOLOGY.TUETA.TU_E.STNVL.138.BB3 | TUETA | TU_E | STPHNVIL_8Z | [DSC]AS_3674, [DSC]AS_3676, [CB]FID_3667, [DSC]MAS | Confirmed
STNVL | 138 | TOPOLOGY.TUETA.TU_E.STNVL.138.BB4 | TUETA | TU_E | STPHNVIL_8X | [LN]651_E, [DSC]AS_3672, [DSC]AS_3674, [DSC]MAS_36 | Confirmed
STNVL | 138 | TOPOLOGY.TUETA.TU_E.STNVL.138.BBI2 | TUETA | TU_E | STPHNVIL_8Y | [DSC]AS_3672, [DSC]AS_3682, [DSC]AS_3692, [DSC]AS_ | Confirmed
SUNPD | 138 | TOPOLOGY.TUETA.TU_E.SUNPD.138.8224 | TUETA | TU_E | SUN_ECU_8Z | [LD]LDSUN1, [CB]TR2844_CB | Confirmed
SUNPD | 138 | TOPOLOGY.TUETA.TU_E.SUNPD.138.8225 | TUETA | TU_E | SUN_ECU_8Y | [LD]LDSUN2, [CB]TR2845_CB | Confirmed
SVPTS | 138 | TOPOLOGY.TUETA.TU_E.SVPTS.138.9772 | TUETA | TU_E | SEVENPTS_8X | [DSC]MAS_1624, [LD]XFMR1 | Confirmed
SVPTS | 138 | TOPOLOGY.TUETA.TU_E.SVPTS.138.9773 | TUETA | TU_E | SEVENPTS_8W | [CB]FID_1665, [LD]XFMR2 | Confirmed
SVPTS | 138 | TOPOLOGY.TUETA.TU_E.SVPTS.138.BB3 | TUETA | TU_E | SEVENPTS_8 | [DSC]MAS_1621, [DSC]MAS_1623, [DSC]MAS_1624, [DSC] | Confirmed
SWAN2 | 138 | TOPOLOGY.TUETA.TU_E.SWAN2.138.9625 | TUETA | TU_E | SWANTWO_8W | [CB]FID_1565, [LD]LD1803 | Confirmed
SWAN2 | 138 | TOPOLOGY.TUETA.TU_E.SWAN2.138.9626 | TUETA | TU_E | SWANTWO_8V | [CB]FID_1567, [LD]LD1801 | Confirmed
SWAN2 | 138 | TOPOLOGY.TUETA.TU_E.SWAN2.138.BB1 | TUETA | TU_E | SWANTWO_8 | [CB]FID_1565, [CB]FID_1567, [DSC]MLDB_1561, [DSC]M | Confirmed
SWINY | 138 | TOPOLOGY.TUETA.TU_E.SWINY.138.9698 | TUETA | TU_E | SWINYTWN_8X | [DSC]AS_76, [LD]XFMR1 | Confirmed
SWYTG | 138 | TOPOLOGY.TUETA.TU_E.SWYTG.138.0440 | TUETA | TU_E | SEATEAG1_8 | [LD]LDPUMP, [DSC]MAS_512 | Confirmed
SYCRK | 345 | TOPOLOGY.TUETA.TU_E.SYCRK.345.0103 | TUETA | TU_E | SYCRK_L_A | [CB]FID_6493, [LD]LXFMR1 | New NodeKey
SYCRK | 345 | TOPOLOGY.TUETA.TU_E.SYCRK.345.0104 | TUETA | TU_E | SYCRK_L_B | [CB]FID_6496, [LD]LXFMR2 | New NodeKey
SYCRK | 345 | TOPOLOGY.TUETA.TU_E.SYCRK.345.BB1 | TUETA | TU_E | SYCMRCRK1_5 | [CB]FID_6493, [DSC]MAS_6495, [DSC]MAS_6498 | Confirmed
SYCRK | 345 | TOPOLOGY.TUETA.TU_E.SYCRK.345.BB2 | TUETA | TU_E | SYCMRCRK2_5Z | [CB]FID_6496, [DSC]MAS_6492, [DSC]MAS_6495 | Confirmed
TALTP | 138 | TOPOLOGY.TUETA.TU_E.TALTP.138.BB1 | TUETA | TU_E | TALCO_W_P8 | [CB]CB_230, [DSC]LDS_2408, [DSC]MLDS_2409 | Confirmed
TATSP | 138 | TOPOLOGY.TUETA.TU_E.TATSP.138.BB1 | TUETA | TU_E | TATESPG3_8 | [CB]FID_4066, [LD]LD4312, [DSC]MLS_4065 | Confirmed
TATSP | 138 | TOPOLOGY.TUETA.TU_E.TATSP.138.BB2 | TUETA | TU_E | TATESPG1_8 | [LD]LD4311, [DSC]MLS_4063, [DSC]MLS_4065 | Confirmed
TATSP | 138 | TOPOLOGY.TUETA.TU_E.TATSP.138.BB3 | TUETA | TU_E | TATESPG3_8Z | [CB]FID_4064, [LD]LD4313, [DSC]MLS_4063 | Confirmed
TAYLR | 138 | TOPOLOGY.TUETA.TU_E.TAYLR.138.0830 | TUETA | TU_E | TAYLOR1_8W | [DSC]MAS_1974, [LD]XFMR2 | Confirmed
TAYLR | 138 | TOPOLOGY.TUETA.TU_E.TAYLR.138.0831 | TUETA | TU_E | TAYLOR1_8V | [DSC]MAS_1978, [LD]XFMR1 | Confirmed
TAYLR | 138 | TOPOLOGY.TUETA.TU_E.TAYLR.138.0BB1 | TUETA | TU_E | TAYLOR1_8 | [DSC]AS_5419, [DSC]AS_5446, [DSC]MAS_1974, [DSC]MA | Confirmed
TAYLR | 138 | TOPOLOGY.TUETA.TU_E.TAYLR.138.BB2 | TUETA | TU_E | TAYLOR1_8Z | [DSC]AS_5429, [DSC]AS_5439, [DSC]AS_5446 | Confirmed
TAYLR | 69 | TOPOLOGY.TUETA.TU_E.TAYLR.69.BB1 | TUETA | TU_E | TAYLOR1_9Y | [DSC]AS_1827, [DSC]DISC1061, [DSC]DISC1981 | Confirmed
TELTP | 138 | TOPOLOGY.TUETA.TU_E.TELTP.138.BB1 | TUETA | TU_E | TELICO_P8Y | [DSC]AS_20A, [DSC]AS_20B, [CB]X_LNTMTL_CB | Confirmed
TERSO | 138 | TOPOLOGY.TUETA.TU_E.TERSO.138.6952 | TUETA | TU_E | TERRL_S1_8 | [CB]FID_6303, [LD]LXFMR1, [LD]TERSO_LD1 | Confirmed
TGCCS | 18 | TOPOLOGY.TUETA.TU_E.TGCCS.18.0010 | TUETA | TU_E | TGATEWAY_2G | [UN]CT3, [XF]CXF3 | Confirmed
TGCCS | 18 | TOPOLOGY.TUETA.TU_E.TGCCS.18.0015 | TUETA | TU_E | TGATEWAY_3GZ | [UN]CT1, [CB]G1 | Confirmed
TGCCS | 18 | TOPOLOGY.TUETA.TU_E.TGCCS.18.0021 | TUETA | TU_E | TGATEWAY_3GY | [UN]CT2, [CB]G2 | Confirmed
TGCCS | 22 | TOPOLOGY.TUETA.TU_E.TGCCS.22.0001 | TUETA | TU_E | TGATEWAY_4G | [UN]UNIT4, [XF]XF4 | Confirmed
TGCCS | 345 | TOPOLOGY.TUETA.TU_E.TGCCS.345.A | TUETA | TU_E | TGCCS_5K | [LD]SPP, [DSC]SW | Confirmed
TGSTP | 138 | TOPOLOGY.TUETA.TU_E.TGSTP.138.BB1 | TUETA | TU_E | TRIGAS1_T8 | [DSC]5233, [LD]LTGSTP, [LD]TGSTP_LD2 | Confirmed
THRDN | 138 | TOPOLOGY.TUETA.TU_E.THRDN.138.0859 | TUETA | TU_E | THORNDLN1_8X | [DSC]MAS_1376, [LD]XFMR1 | Confirmed
THRDN | 138 | TOPOLOGY.TUETA.TU_E.THRDN.138.BB3 | TUETA | TU_E | THORNDLN1_8Y | [DSC]MAS_1376, [DSC]MAS_1391, [DSC]MAS_1393 | Confirmed
THRNE | 138 | TOPOLOGY.TUETA.TU_E.THRNE.138.1716 | TUETA | TU_E | THRNE1_8Z | [LD]LDF1, [DSC]MAS_121 | Confirmed
THRNE | 138 | TOPOLOGY.TUETA.TU_E.THRNE.138.1718 | TUETA | TU_E | THRNE2_8Y | [LD]LDF2, [DSC]MAS_122 | Confirmed
THRNE | 138 | TOPOLOGY.TUETA.TU_E.THRNE.138.BB1 | TUETA | TU_E | THRNE1_8 | [LN]1390_G, [DSC]MAS_121, [DSC]MLDB_014, [CB]SCC1_ | Confirmed
THRNE | 138 | TOPOLOGY.TUETA.TU_E.THRNE.138.BB2 | TUETA | TU_E | THRNE2_8 | [LN]3830_E, [DSC]MAS_122, [DSC]MLDB_014, [CB]SCC2_ | Confirmed
THSES | 138 | TOPOLOGY.TUETA.TU_E.THSES.138.1BB1 | TUETA | TU_E | THOUSE1_8Z | [LD]LD2402, [DSC]MAS_3922 | Confirmed
THSES | 18 | TOPOLOGY.TUETA.TU_E.THSES.18.0BB1 | TUETA | TU_E | THOUSE_1G | [UN]UNIT1, [XF]UXFMR1 | Confirmed
THSES | 24 | TOPOLOGY.TUETA.TU_E.THSES.24.0BB2 | TUETA | TU_E | THOUSE_2G | [UN]UNIT2, [XF]UXFMR2 | Confirmed
THSES | 345 | TOPOLOGY.TUETA.TU_E.THSES.345.BB1 | TUETA | TU_E | THOUSE__5 | [DSC]DISC4279, [DSC]DISC4289, [DSC]DISC4359, [DSC] | Confirmed
THSES | 345 | TOPOLOGY.TUETA.TU_E.THSES.345.BB2 | TUETA | TU_E | THOUSE__S5Z | [DSC]DISC3909, [DSC]DISC3919, [DSC]MAS_4259, [DSC] | Confirmed
TLBRT | 138 | TOPOLOGY.TUETA.TU_E.TLBRT.138.BB3 | TUETA | TU_E | TALBERTR_P8 | [DSC]DSW_M20A, [DSC]DSW_M20B, [DSC]M20CS_BYPASS, [ | Confirmed
TMNTH | 138 | TOPOLOGY.TUETA.TU_E.TMNTH.138.0001 | TUETA | TU_E | TEMPLE_N1_8 | [DSC]AS_3007_1, [LD]TMNTH_LD3, [LD]XFMR3 | Confirmed
TMNTH | 138 | TOPOLOGY.TUETA.TU_E.TMNTH.138.0002 | TUETA | TU_E | TEMPLE_N1_8T | [DSC]AS_3007_2, [LD]XFMR4 | Confirmed
TMNTH | 138 | TOPOLOGY.TUETA.TU_E.TMNTH.138.0700 | TUETA | TU_E | TEMPLE_N1_8V | [DSC]MAS_3004, [LD]XFMR2 | Confirmed
TMNTH | 138 | TOPOLOGY.TUETA.TU_E.TMNTH.138.0701 | TUETA | TU_E | TEMPLE_N1_8U | [CB]3008, [LD]TMNTH_LD1, [LD]XFMR1 | Confirmed
TMPLE | 138 | TOPOLOGY.TUETA.TU_E.TMPLE.138.0690 | TUETA | TU_E | TEMPLE1_8X | [LD]LXFMR1, [DSC]MAS_1522 | Confirmed
TMPLE | 138 | TOPOLOGY.TUETA.TU_E.TMPLE.138.0691 | TUETA | TU_E | TEMPLE1_8W | [LD]LXFMR2, [DSC]MAS_2217 | Confirmed
TMPLE | 69 | TOPOLOGY.TUETA.TU_E.TMPLE.69.BB1 | TUETA | TU_E | TEMPLE1_9 | [DSC]DISC1503, [DSC]DISC1513, [DSC]DISC1533 | Confirmed
TMPNW | 138 | TOPOLOGY.TUETA.TU_E.TMPNW.138.0705 | TUETA | TU_E | TEMP_NW1_8Y | [DSC]3056, [LD]LD1100 | Confirmed
TMPNW | 138 | TOPOLOGY.TUETA.TU_E.TMPNW.138.0706 | TUETA | TU_E | TEMP_NW1_8X | [DSC]3061, [LD]LD1101 | Confirmed
TMPSE | 138 | TOPOLOGY.TUETA.TU_E.TMPSE.138.0021 | TUETA | TU_E | TEMP_SE1_8Z | [LD]LD1501, [DSC]TR6427 | Confirmed
TMPSW | 138 | TOPOLOGY.TUETA.TU_E.TMPSW.138.1BB1 | TUETA | TU_E | TEMP_SS__8 | [DSC]AS_4964, [DSC]DISC2529, [DSC]DISC2539, [DSC]D | Confirmed
TMPSW | 345 | TOPOLOGY.TUETA.TU_E.TMPSW.345.BB3 | TUETA | TU_E | TEMP_SS__5 | [DSC]AS_5057, [DSC]DISC5049, [DSC]DISC5069, [DSC]D | Confirmed
TMPSW | 69 | TOPOLOGY.TUETA.TU_E.TMPSW.69.BB2 | TUETA | TU_E | TEMP_SS__9 | [DSC]DISC2279, [DSC]DISC2289, [DSC]MAS_2284 | Confirmed
TMPTV | 69 | TOPOLOGY.TUETA.TU_E.TMPTV.69.0002 | TUETA | TU_E | TEMPTAYV1_9X | [DSC]MAS_1459, [LD]TMPTV_L1 | Confirmed
TMSTH | 138 | TOPOLOGY.TUETA.TU_E.TMSTH.138.0717 | TUETA | TU_E | TEMPLE_S1_8X | [LD]LD1400, [DSC]MAS_2427 | Confirmed
TMSTH | 138 | TOPOLOGY.TUETA.TU_E.TMSTH.138.0718 | TUETA | TU_E | TEMPLE_S1_8W | [LD]LD1401, [DSC]MAS_2429 | Confirmed
TMSTH | 138 | TOPOLOGY.TUETA.TU_E.TMSTH.138.BB3 | TUETA | TU_E | TEMPLE_S1_8 | [DSC]MAS_2426, [DSC]MAS_2427, [DSC]MAS_2428, [DSC] | Confirmed
TNSCL | 138 | TOPOLOGY.TUETA.TU_E.TNSCL.138.9838 | TUETA | TU_E | TENNCLNY_8T | [CB]FID_1580, [LD]LXFMR2 | Confirmed
TNSCL | 138 | TOPOLOGY.TUETA.TU_E.TNSCL.138.9839 | TUETA | TU_E | TENNCLNY_8S | [CB]FID_1584, [LD]XFMR1 | Confirmed
TNSCL | 138 | TOPOLOGY.TUETA.TU_E.TNSCL.138.BB1 | TUETA | TU_E | TENNCLNY_8 | [DSC]7911, [CB]FID_1580, [CB]FID_1584, [DSC]MLS_15 | Confirmed
TNSKA | 13.8 | TOPOLOGY.TUETA.TU_E.TNSKA.13.8.B1CT | TUETA | TU_E | TNASKACG_1G | [UN]GT1, [XF]UXFMR1 | Confirmed
TNSKA | 13.8 | TOPOLOGY.TUETA.TU_E.TNSKA.13.8.B2CT | TUETA | TU_E | TNASKACG_2G | [UN]GT2, [XF]UXFMR2 | Confirmed
TNSKA | 13.8 | TOPOLOGY.TUETA.TU_E.TNSKA.13.8.BB1U | TUETA | TU_E | TNASKACG_3G | [UN]STG, [XF]UXFMR3 | Confirmed
TNSKA | 138 | TOPOLOGY.TUETA.TU_E.TNSKA.138.BB1 | TUETA | TU_E | TENASKA_8 | [DSC]AS_5034, [DSC]DISC5026, [DSC]DISC5036 | Confirmed
TOKSW | 345 | TOPOLOGY.TUETA.TU_E.TOKSW.345.BB1 | TUETA | TU_E | TWIN_OAK__5 | [DSC]DISC5769, [DSC]DISC5799, [DSC]DISC5829, [DSC] | Confirmed
TOKSW | 345 | TOPOLOGY.TUETA.TU_E.TOKSW.345.BB2 | TUETA | TU_E | TWIN_OAK__5Z | [DSC]DISC5789, [DSC]DISC5819, [DSC]DISC5849, [DSC] | Confirmed
TRCNR | 345 | TOPOLOGY.TUETA.TU_E.TRCNR.345.BB1W | TUETA | TU_E | TRICRN1_5 | [DSC]DISC_311, [DSC]DISC_354, [DSC]DISC_361, [DSC] | Confirmed
TRIRA | 138 | TOPOLOGY.TUETA.TU_E.TRIRA.138.1748 | TUETA | TU_E | TRA2_8Z | [LD]LD6200, [DSC]MAS_4244 | Confirmed
TRIRA | 138 | TOPOLOGY.TUETA.TU_E.TRIRA.138.1750 | TUETA | TU_E | TRA2_8Y | [LD]LD6201, [DSC]MAS_4246 | Confirmed
TRLSW | 13.2 | TOPOLOGY.TUETA.TU_E.TRLSW.13.2.0003 | TUETA | TU_E | TERRLSW3_D | [XF]AXFMR3T, [LD]LXFMR3 | Confirmed
TRLSW | 138 | TOPOLOGY.TUETA.TU_E.TRLSW.138.0BB1 | TUETA | TU_E | TERRLSW_8Y | [DSC]3064, [DSC]8709, [DSC]DISC_7848, [DSC]MAS_213 | Confirmed
TRLSW | 138 | TOPOLOGY.TUETA.TU_E.TRLSW.138.0BB2 | TUETA | TU_E | TERRLSW_8 | [DSC]DISC_7848, [DSC]DISC_7849, [DSC]DISC3074, [DS | Confirmed
TRLSW | 138 | TOPOLOGY.TUETA.TU_E.TRLSW.138.6959 | TUETA | TU_E | TERRLSW_8R | [LD]LXFMR2, [DSC]MAS_2138 | Confirmed
TRLSW | 69 | TOPOLOGY.TUETA.TU_E.TRLSW.69.BB1 | TUETA | TU_E | TERRLSW_9 | [DSC]DISC1185, [DSC]DISC1209, [DSC]DISC1267 | Confirmed
TRLWD | 138 | TOPOLOGY.TUETA.TU_E.TRLWD.138.5683 | TUETA | TU_E | TRAILWD_8W | [CB]CB_4074, [LD]LD7711 | Confirmed
TRLWD | 138 | TOPOLOGY.TUETA.TU_E.TRLWD.138.5685 | TUETA | TU_E | TRAILWD_8U | [CB]CB_4078, [LD]LD7712 | Confirmed
TRLWD | 138 | TOPOLOGY.TUETA.TU_E.TRLWD.138.BB1 | TUETA | TU_E | TRAILWD_8 | [CB]CB_4074, [DSC]MAS_4075, [DSC]MLS_4073, [CB]SC2 | Confirmed
TRLWD | 138 | TOPOLOGY.TUETA.TU_E.TRLWD.138.BB2 | TUETA | TU_E | TRAILWD_8Z | [CB]CB_4078, [DSC]MAS_4075, [DSC]MLS_4077 | Confirmed
TRLWT | 138 | TOPOLOGY.TUETA.TU_E.TRLWT.138.BB1 | TUETA | TU_E | TAYLOR_W1_8X | [CB]7478, [LD]LXFMR1 | Confirmed
TRNTH | 138 | TOPOLOGY.TUETA.TU_E.TRNTH.138.6940 | TUETA | TU_E | TERRL_N_8X | [CB]FID_2134, [LD]LD1501 | Confirmed
TRNTH | 138 | TOPOLOGY.TUETA.TU_E.TRNTH.138.6941 | TUETA | TU_E | TERRL_N_8W | [CB]FID_3267, [LD]LD1502 | Confirmed
TRNTH | 138 | TOPOLOGY.TUETA.TU_E.TRNTH.138.BB1 | TUETA | TU_E | TERRL_N_8 | [DSC]AS_3262, [CB]FID_2134, [DSC]MAS_2135, [DSC]ML | Confirmed
TRNTY | 138 | TOPOLOGY.TUETA.TU_E.TRNTY.138.8996 | TUETA | TU_E | TRINITY3_8X | [CB]FID_4264, [LD]LD7500 | Confirmed
TRNTY | 138 | TOPOLOGY.TUETA.TU_E.TRNTY.138.BB1 | TUETA | TU_E | TRINITY3_8 | [CB]FID_4264, [DSC]MAS_4263, [DSC]MAS_4265 | Confirmed
TROUP | 138 | TOPOLOGY.TUETA.TU_E.TROUP.138.BB3 | TUETA | TU_E | TROUPSS_8Y | [CB]FID_3195, [DSC]MLDB3194, [DSC]MLDB3196 | Confirmed
TROUP | 69 | TOPOLOGY.TUETA.TU_E.TROUP.69.2046 | TUETA | TU_E | TROUPSS_9Z | [LN]7050_A, [DSC]AS_2062, [DSC]DISC2047, [DSC]DISC | Confirmed
TROUP | 69 | TOPOLOGY.TUETA.TU_E.TROUP.69.2059 | TUETA | TU_E | TROUPSS_9Y | [LN]7060_A, [DSC]AS_2062, [DSC]DISC2060, [DSC]DISC | Confirmed
TROUP | 69 | TOPOLOGY.TUETA.TU_E.TROUP.69.BB1 | TUETA | TU_E | TROUPSS_9 | [DSC]AS_2045, [DSC]DISC2047, [DSC]DISC2060, [DSC]D | Confirmed
TROY | 69 | TOPOLOGY.TUETA.TU_E.TROY.69.0633 | TUETA | TU_E | TROY1_9X | [DSC]MLS_7802, [LD]XFMR1 | Confirmed
TROY | 69 | TOPOLOGY.TUETA.TU_E.TROY.69.BB1 | TUETA | TU_E | TROY1_9 | [DSC]MLS_7802, [DSC]MLS_783, [DSC]MLS_784 | Confirmed
TRSES | 138 | TOPOLOGY.TUETA.TU_E.TRSES.138.1BB2 | TUETA | TU_E | TRINIDAD_S8 | [DSC]DISC3509, [DSC]DISC3519, [DSC]DISC3529, [DSC] | Confirmed
TRSES | 138 | TOPOLOGY.TUETA.TU_E.TRSES.138.3BB1 | TUETA | TU_E | TRINIDAD_8 | [DSC]DISC3549, [DSC]DISC3561, [DSC]DISC3579, [DSC] | Confirmed
TRSES | 21 | TOPOLOGY.TUETA.TU_E.TRSES.21.4026 | TUETA | TU_E | TRINIDAD_6GZ | [DSC]GN3G_6_DIS2, [DSC]GN3G-6_DISLI, [UN]UNIT6 | Confirmed
TRSES | 345 | TOPOLOGY.TUETA.TU_E.TRSES.345.0BB2 | TUETA | TU_E | TRINDAD2_5 | [DSC]DISC4869, [DSC]DISC4879, [DSC]DISC4889, [DSC] | Confirmed
TRSES | 345 | TOPOLOGY.TUETA.TU_E.TRSES.345.1BB1 | TUETA | TU_E | TRINDAD1_5 | [DSC]DISC4019, [DSC]DISC4039, [DSC]DISC4049, [DSC] | Confirmed
TRSES | 69 | TOPOLOGY.TUETA.TU_E.TRSES.69.0003 | TUETA | TU_E | TRINIDAD_S9R | [DSC]DISC1014, [LD]LD69 | Confirmed
TRSES | 69 | TOPOLOGY.TUETA.TU_E.TRSES.69.0BB1 | TUETA | TU_E | TRINIDAD_N9 | [DSC]DISC1461, [DSC]DISC1471, [DSC]DISC1611, [DSC] | Confirmed
TRSES | 69 | TOPOLOGY.TUETA.TU_E.TRSES.69.BB2 | TUETA | TU_E | TRINIDAD_9 | [DSC]DISC1401, [DSC]DISC1451, [DSC]DISC1609, [DSC] | Confirmed
TSLVL | 138 | TOPOLOGY.TUETA.TU_E.TSLVL.138.9686 | TUETA | TU_E | TEASELVL_8X | [LD]LXFMR1, [DSC]MAS_2636 | Confirmed
TSLVL | 138 | TOPOLOGY.TUETA.TU_E.TSLVL.138.9687 | TUETA | TU_E | TEASELVL_8W | [LD]LXFMR2, [DSC]MAS_2652 | Confirmed
TSLVL | 138 | TOPOLOGY.TUETA.TU_E.TSLVL.138.BB3 | TUETA | TU_E | TEASELVL_8 | [DSC]MAS_2633, [DSC]MAS_2635, [DSC]MAS_2636, [DSC] | Confirmed
TSVLP | 138 | TOPOLOGY.TUETA.TU_E.TSVLP.138.BB1 | TUETA | TU_E | TEASELMT_P8 | [CB]1_TSLVIL_CB, [DSC]LN6566, [DSC]LN6576 | Confirmed
TTPTP | 69 | TOPOLOGY.TUETA.TU_E.TTPTP.69.BB1 | TUETA | TU_E | TOURS_TY | [DSC]AS_125, [DSC]AS_126, [DSC]AS_127 | Confirmed
TTXPL | 69 | TOPOLOGY.TUETA.TU_E.TTXPL.69.0509 | TUETA | TU_E | TOURSTXP1_9 | [DSC]AS_163, [LD]LD1 | Confirmed
TXCTY | 13.8 | TOPOLOGY.TUETA.TU_E.TXCTY.13.8.9326 | TUETA | TU_E | TNTXCTY4CG8 | [UN]ST, [CB]UNSW_1_1_CB | Confirmed
TXCTY | 13.8 | TOPOLOGY.TUETA.TU_E.TXCTY.13.8.9329 | TUETA | TU_E | TNTXCTY2CG8 | [UN]CTA, [CB]UNSW_1_2_CB | Confirmed
TXCTY | 13.8 | TOPOLOGY.TUETA.TU_E.TXCTY.13.8.9332 | TUETA | TU_E | TNTXCTY4CG8Z | [UN]CTB, [CB]UNSW_1_3_CB | Confirmed
TXCTY | 13.8 | TOPOLOGY.TUETA.TU_E.TXCTY.13.8.9335 | TUETA | TU_E | TNTXCTY4CG8X | [UN]CTC, [CB]UNSW_1_4_CB | Confirmed
TXEQL | 69 | TOPOLOGY.TUETA.TU_E.TXEQL.69.0499 | TUETA | TU_E | EQUIPIPE_9C | [CB]CB_6135, [LD]LDTXEQL | Confirmed
TXFND | 138 | TOPOLOGY.TUETA.TU_E.TXFND.138.BB1 | TUETA | TU_E | LUFTXFND_8 | [DSC]AS_1729, [DSC]AS_1773, [DSC]LDB_1775 | Confirmed
TYBLR | 138 | TOPOLOGY.TUETA.TU_E.TYBLR.138.9681 | TUETA | TU_E | TYLRBUL_8X | [LD]LD2800, [DSC]MAS_1917 | Confirmed
TYBLR | 138 | TOPOLOGY.TUETA.TU_E.TYBLR.138.9682 | TUETA | TU_E | TYLRBUL_8W | [LD]LD2810, [DSC]MAS_1928 | Confirmed
TYBLR | 138 | TOPOLOGY.TUETA.TU_E.TYBLR.138.BB3 | TUETA | TU_E | TYLRBUL_8 | [DSC]MAS_1887, [DSC]MAS_1888, [DSC]MAS_1917, [DSC] | Confirmed
TYEST | 138 | TOPOLOGY.TUETA.TU_E.TYEST.138.9651 | TUETA | TU_E | TYLERE_8W | [LD]LD1500, [DSC]MAS_849 | Confirmed
TYEST | 138 | TOPOLOGY.TUETA.TU_E.TYEST.138.9652 | TUETA | TU_E | TYLERE_8V | [LD]LD1502, [DSC]MAS_857 | Confirmed
TYEST | 138 | TOPOLOGY.TUETA.TU_E.TYEST.138.BB1 | TUETA | TU_E | TYLERE_8 | [DSC]DISC2164, [DSC]MAS_1997, [DSC]MAS_849, [CB]SC | Confirmed
TYEST | 138 | TOPOLOGY.TUETA.TU_E.TYEST.138.BB2 | TUETA | TU_E | TYLERE_8Z | [DSC]DISC2166, [DSC]MAS_1995, [DSC]MAS_857 | Confirmed
TYLER | 69 | TOPOLOGY.TUETA.TU_E.TYLER.69.9635 | TUETA | TU_E | TYLER_9X | [LD]LD1001, [DSC]MAS_810 | Confirmed
TYLER | 69 | TOPOLOGY.TUETA.TU_E.TYLER.69.9636 | TUETA | TU_E | TYLER_9W | [LD]LD1000, [DSC]MAS_838 | Confirmed
TYLER | 69 | TOPOLOGY.TUETA.TU_E.TYLER.69.BB1 | TUETA | TU_E | TYLER_9 | [DSC]DISC1387, [DSC]DISC1439, [DSC]MAS_810, [DSC]M | Confirmed
TYLGE | 138 | TOPOLOGY.TUETA.TU_E.TYLGE.138.9667 | TUETA | TU_E | TYLERGE_8W | [CB]FID_1918, [LD]LD1301 | Confirmed
TYLGE | 138 | TOPOLOGY.TUETA.TU_E.TYLGE.138.9668 | TUETA | TU_E | TYLERGE_8V | [CB]FID_1889, [LD]LD1300 | Confirmed
TYLGE | 138 | TOPOLOGY.TUETA.TU_E.TYLGE.138.BB1 | TUETA | TU_E | TYLERGE_8 | [DSC]DISC1913, [DSC]MAS_1912, [DSC]MAS_1927 | Confirmed
TYLGE | 138 | TOPOLOGY.TUETA.TU_E.TYLGE.138.BB2 | TUETA | TU_E | TYLERGE_8Z | [DSC]DISC1913, [CB]FID_1918, [DSC]MLDB_1915 | Confirmed
TYLKT | 138 | TOPOLOGY.TUETA.TU_E.TYLKT.138.0001 | TUETA | TU_E | TYLRKLLY_8Y | [DSC]1938, [LD]LD1 | Confirmed
TYLKT | 138 | TOPOLOGY.TUETA.TU_E.TYLKT.138.0002 | TUETA | TU_E | TYLRKLLY_8X | [DSC]2564, [LD]LD2 | Confirmed
TYLKT | 138 | TOPOLOGY.TUETA.TU_E.TYLKT.138.0003 | TUETA | TU_E | TYLRKLLY_8W | [LD]LD3, [DSC]TR3 | Confirmed
TYLKT | 138 | TOPOLOGY.TUETA.TU_E.TYLKT.138.0004 | TUETA | TU_E | TYLRKLLY_8V | [LD]LD4, [DSC]TR4 | Confirmed
TYLKT | 138 | TOPOLOGY.TUETA.TU_E.TYLKT.138.BB1 | TUETA | TU_E | TYLRKLLY_8 | [DSC]AS_KELLY1, [DSC]AS_KELLY3, [DSC]MAS_2565, [DS | Confirmed
TYLKT | 138 | TOPOLOGY.TUETA.TU_E.TYLKT.138.BB2 | TUETA | TU_E | TYLRKLLY_8Z | [DSC]1938, [DSC]2564, [DSC]AS_KELLY2, [DSC]AS_KELL | Confirmed
TYLNE | 138 | TOPOLOGY.TUETA.TU_E.TYLNE.138.9644 | TUETA | TU_E | TYLERNE_8X | [LD]LXFMR1, [DSC]MAS_1916 | Confirmed
TYLNE | 138 | TOPOLOGY.TUETA.TU_E.TYLNE.138.9645 | TUETA | TU_E | TYLERNE_8W | [LD]LXFMR2, [DSC]MAS_1953 | Confirmed
TYLNE | 138 | TOPOLOGY.TUETA.TU_E.TYLNE.138.BB3 | TUETA | TU_E | TYLERNE_8 | [DSC]MAS_1916, [DSC]MAS_1953, [DSC]MAS_1975, [DSC] | Confirmed
TYLNW | 13.2 | TOPOLOGY.TUETA.TU_E.TYLNW.13.2.4059 | TUETA | TU_E | TYLERNW1_DB | [DSC]DSC_1911, [DSC]DSC_1912, [LD]LD1910 | Confirmed
TYLNW | 13.2 | TOPOLOGY.TUETA.TU_E.TYLNW.13.2.B1UR | TUETA | TU_E | TYLERNW1_DC | [DSC]DISC_R1, [DSC]DISC_R3, [DSC]LDB_1 | Confirmed
TYLNW | 13.2 | TOPOLOGY.TUETA.TU_E.TYLNW.13.2.BB1 | TUETA | TU_E | TYLERNW1_D | [DSC]DISC_10_1, [DSC]DISC_R2, [DSC]DISC_R3, [DSC]D | Confirmed
TYLNW | 13.2 | TOPOLOGY.TUETA.TU_E.TYLNW.13.2.BB2 | TUETA | TU_E | TYLERNW1_DA | [CP]CAPBNK10, [CB]CB_0011, [CB]CB_0012, [DSC]DISC_ | Confirmed
TYLNW | 138 | TOPOLOGY.TUETA.TU_E.TYLNW.138.1BB1 | TUETA | TU_E | TYLERNW_8 | [DSC]DISC_655, [DSC]DISC_669, [DSC]DISC_779, [DSC] | Confirmed
TYLNW | 138 | TOPOLOGY.TUETA.TU_E.TYLNW.138.BBI1 | TUETA | TU_E | TYLERNW_8W | [DSC]DISC_667, [DSC]DISC_672, [DSC]DISC_777 | Confirmed
TYLSE | 138 | TOPOLOGY.TUETA.TU_E.TYLSE.138.BB1 | TUETA | TU_E | TYLERSE_8 | [DSC]DISC1933, [DSC]DISC1934, [DSC]DISC1935, [DSC] | Confirmed
TYLSW | 138 | TOPOLOGY.TUETA.TU_E.TYLSW.138.BB1 | TUETA | TU_E | TYLERSW_8 | [DSC]DISC1029, [DSC]MLDB_826, [DSC]MLDB_828 | Confirmed
TYOMN | 138 | TOPOLOGY.TUETA.TU_E.TYOMN.138.9660 | TUETA | TU_E | TYLROMNR_8X | [CB]FID_1872, [LD]LD1400 | Confirmed
TYOMN | 138 | TOPOLOGY.TUETA.TU_E.TYOMN.138.9661 | TUETA | TU_E | TYLROMNR_8W | [CB]FID_1876, [LD]LD1401 | Confirmed
TYOMN | 138 | TOPOLOGY.TUETA.TU_E.TYOMN.138.BB3 | TUETA | TU_E | TYLROMNR_8 | [CB]FID_1872, [CB]FID_1876, [DSC]MAS_1873, [DSC]MA | Confirmed
TYPIP | 138 | TOPOLOGY.TUETA.TU_E.TYPIP.138.9628 | TUETA | TU_E | TYLERPIP_8Z | [DSC]MAS_1097, [LD]XFMR1 | Confirmed
TYPIP | 138 | TOPOLOGY.TUETA.TU_E.TYPIP.138.9629 | TUETA | TU_E | TYLERPIP_8Y | [DSC]MAS_1106, [LD]XFMR2 | Confirmed
TYSTH | 138 | TOPOLOGY.TUETA.TU_E.TYSTH.138.9672 | TUETA | TU_E | TYLERS_8X | [CB]FID_1941, [LD]LD1201 | Confirmed
TYSTH | 138 | TOPOLOGY.TUETA.TU_E.TYSTH.138.9673 | TUETA | TU_E | TYLERS_8W | [CB]FID_1943, [LD]LD1200 | Confirmed
TYSTH | 138 | TOPOLOGY.TUETA.TU_E.TYSTH.138.BB1 | TUETA | TU_E | TYLERS_8 | [DSC]MAS_1936, [DSC]MAS_1942, [DSC]MAS_1987, [DSC] | Confirmed
TYWST | 138 | TOPOLOGY.TUETA.TU_E.TYWST.138.9498 | TUETA | TU_E | TYLERWES_8W | [LD]LD2001, [DSC]MAS_2715 | Confirmed
TYWST | 138 | TOPOLOGY.TUETA.TU_E.TYWST.138.9499 | TUETA | TU_E | TYLERWES_8V | [LD]LD2000, [DSC]MAS_2717 | Confirmed
TYWST | 69 | TOPOLOGY.TUETA.TU_E.TYWST.69.0BB1 | TUETA | TU_E | TYLERWES_9 | [DSC]DISC1043, [DSC]DISC2725, [DSC]MAS_0853 | Confirmed
UTSWM | 138 | TOPOLOGY.TUETA.TU_E.UTSWM.138.0007 | TUETA | TU_E | UTSWMC2_8W | [LD]LD2, [CB]TRHS2 | Confirmed
UTSWM | 138 | TOPOLOGY.TUETA.TU_E.UTSWM.138.0010 | TUETA | TU_E | UTSWMC2_8U | [LD]LD1, [CB]TRHS1 | Confirmed
VAEGC | 138 | TOPOLOGY.TUETA.TU_E.VAEGC.138.5121 | TUETA | TU_E | VAN_AL_E_8Z | [DSC]AS_1517, [LD]LD1517 | Confirmed
VAEGC | 138 | TOPOLOGY.TUETA.TU_E.VAEGC.138.BB1 | TUETA | TU_E | VAN_AL_E_8 | [CB]1_EVANAL_CB, [DSC]AS_1517, [DSC]LDS_1508, [DSC | Confirmed
VALVW | 138 | TOPOLOGY.TUETA.TU_E.VALVW.138.8772 | TUETA | TU_E | VALVIEW_8X | [DSC]MLDB1356, [LD]XFMR1 | Confirmed
VALVW | 138 | TOPOLOGY.TUETA.TU_E.VALVW.138.BB1 | TUETA | TU_E | VALVIEW_8 | [LN]100030, [DSC]DISC1634, [DSC]DISC1644, [DSC]MLD | Confirmed
VAN | 138 | TOPOLOGY.TUETA.TU_E.VAN.138.9606 | TUETA | TU_E | VAN_8A | [LD]LXFMR1, [DSC]MAS_2372, [LD]VAN_LD1 | Confirmed
VAN | 138 | TOPOLOGY.TUETA.TU_E.VAN.138.9607 | TUETA | TU_E | VAN_8D | [LD]LXFMR2, [DSC]MAS_2382, [LD]VAN_LD2 | Confirmed
VAN | 138 | TOPOLOGY.TUETA.TU_E.VAN.138.BB3 | TUETA | TU_E | VAN_8 | [DSC]MAS_2372, [DSC]MAS_2373, [DSC]MAS_2374, [DSC] | Confirmed
VANAL | 138 | TOPOLOGY.TUETA.TU_E.VANAL.138.5130 | TUETA | TU_E | VAN_AL_8D | [CB]FID_6167, [LD]LXFMR2 | Confirmed
VANAL | 138 | TOPOLOGY.TUETA.TU_E.VANAL.138.5131 | TUETA | TU_E | VAN_AL_8E | [DSC]MAS_458, [LD]XFMR1 | Confirmed
VANAL | 138 | TOPOLOGY.TUETA.TU_E.VANAL.138.BB1 | TUETA | TU_E | VAN_AL_8 | [DSC]DISC6168, [CB]FID_6167, [DSC]MAS_459 | Confirmed
VANAL | 138 | TOPOLOGY.TUETA.TU_E.VANAL.138.BB2 | TUETA | TU_E | VAN_AL_8C | [DSC]DISC6168, [DSC]MAS_457, [DSC]MAS_458 | Confirmed
VENSW | 138 | TOPOLOGY.TUETA.TU_E.VENSW.138.0BB1 | TUETA | TU_E | VENUS3_8 | [DSC]3571, [DSC]AS_3553, [DSC]DISC3494, [DSC]DISC3 | Confirmed
VENSW | 138 | TOPOLOGY.TUETA.TU_E.VENSW.138.5418 | TUETA | TU_E | VENUS3_8H | [LD]LD2600, [DSC]MLDB3567, [LD]VENSW_LD3, [LD]VENS | Confirmed
VENSW | 345 | TOPOLOGY.TUETA.TU_E.VENSW.345.BB1N | TUETA | TU_E | VENUS_N5 | [DSC]8314, [DSC]DISC4484, [DSC]DISC4499, [DSC]DISC | Confirmed
VENSW | 345 | TOPOLOGY.TUETA.TU_E.VENSW.345.BB2S | TUETA | TU_E | VENUS_S5 | [DSC]8309, [DSC]DISC4479, [DSC]DISC4489, [DSC]DISC | Confirmed
VGCRK | 138 | TOPOLOGY.TUETA.TU_E.VGCRK.138.9247 | TUETA | TU_E | VILGCRK1_8X | [CB]FID_4086, [LD]LD8010 | Confirmed
VGCRK | 138 | TOPOLOGY.TUETA.TU_E.VGCRK.138.BB1 | TUETA | TU_E | VILGCRK1_8 | [DSC]AS_4087, [CB]FID_4086, [DSC]MLS_4085 | Confirmed
VLSES | 138 | TOPOLOGY.TUETA.TU_E.VLSES.138.0BB1 | TUETA | TU_E | VALLYSES1_E8 | [DSC]DISC3309, [DSC]DISC3319, [DSC]DISC3359, [DSC] | Confirmed
VLSES | 138 | TOPOLOGY.TUETA.TU_E.VLSES.138.BB2 | TUETA | TU_E | VALLYSES1_W8 | [DSC]DISC3264, [DSC]DISC3313, [DSC]DISC3323, [DSC] | Confirmed
VLSES | 138 | TOPOLOGY.TUETA.TU_E.VLSES.138.CAPB | TUETA | TU_E | VALLYSES1_8X | [CP]CAPBNK11, [CB]CB_6045, [CB]CB_6047, [CB]CB_604 | Confirmed
VLSES | 22 | TOPOLOGY.TUETA.TU_E.VLSES.22.BB1U | TUETA | TU_E | VALLLEY_1G | [UN]UNIT1, [XF]UXFMR1 | Confirmed
VLSES | 22 | TOPOLOGY.TUETA.TU_E.VLSES.22.BB2U | TUETA | TU_E | VALLEY_2G | [UN]UNIT2, [XF]UXFMR2 | Confirmed
VLSES | 22 | TOPOLOGY.TUETA.TU_E.VLSES.22.BB3U | TUETA | TU_E | VALLEY_3G | [UN]UNIT3, [XF]UXFMR3 | Confirmed
VLSES | 345 | TOPOLOGY.TUETA.TU_E.VLSES.345.BB1 | TUETA | TU_E | VALLYSES1_5 | [DSC]DISC4035, [DSC]DISC4053, [DSC]DISC4089, [DSC] | Confirmed
VLYRN | 138 | TOPOLOGY.TUETA.TU_E.VLYRN.138.5922 | TUETA | TU_E | IRV_VR1_8S | [CB]FID_6005, [LD]LXFMR3 | Confirmed
VLYRN | 138 | TOPOLOGY.TUETA.TU_E.VLYRN.138.5923 | TUETA | TU_E | IRV_VR2_8R | [CB]FID_6015, [LD]LXFMR2 | Confirmed
VTRTX | 138 | TOPOLOGY.TUETA.TU_E.VTRTX.138.7925 | TUETA | TU_E | VTRTX_8A | [CB]FID_3807, [LD]LD42E | Confirmed
WALNT | 138 | TOPOLOGY.TUETA.TU_E.WALNT.138.6658 | TUETA | TU_E | WALNT2_8Z | [CB]FID_121, [LD]LXFMR1 | Confirmed
WALNT | 138 | TOPOLOGY.TUETA.TU_E.WALNT.138.6659 | TUETA | TU_E | WALNT2_8Y | [CB]FID_122, [LD]LXFMR2 | Confirmed
WALNT | 138 | TOPOLOGY.TUETA.TU_E.WALNT.138.BB1 | TUETA | TU_E | WALNT2_8 | [LN]3640_G, [DSC]AS_024, [CB]FID_121, [DSC]SCC1_DI | Confirmed
WALNT | 138 | TOPOLOGY.TUETA.TU_E.WALNT.138.BB2 | TUETA | TU_E | WALNT1_8 | [LN]1630_L, [DSC]AS_024, [CB]FID_122, [DSC]SCC2_DI | Confirmed
WALST | 138 | TOPOLOGY.TUETA.TU_E.WALST.138.1913 | TUETA | TU_E | WALLST1_8Z | [LD]LDF1, [DSC]MAS_121 | Confirmed
WALST | 138 | TOPOLOGY.TUETA.TU_E.WALST.138.1915 | TUETA | TU_E | WALLST1_8Y | [LD]LDF3, [DSC]MAS_123 | Confirmed
WALST | 69 | TOPOLOGY.TUETA.TU_E.WALST.69.1921 | TUETA | TU_E | WALLST2_9Z | [LD]LDF2, [DSC]MAS_122 | Confirmed
WALST | 69 | TOPOLOGY.TUETA.TU_E.WALST.69.1923 | TUETA | TU_E | WALLST2_9Y | [LD]LDF4, [DSC]MAS_124 | Confirmed
WATCO | 138 | TOPOLOGY.TUETA.TU_E.WATCO.138.0639 | TUETA | TU_E | WACOATCO1_8X | [CB]FID_187, [LD]LD2603 | Confirmed
WATCO | 138 | TOPOLOGY.TUETA.TU_E.WATCO.138.0640 | TUETA | TU_E | WACOATCO1_8W | [CB]FID_4, [LD]LD2602 | Confirmed
WATCO | 69 | TOPOLOGY.TUETA.TU_E.WATCO.69.BB1 | TUETA | TU_E | WACOATCO_T | [DSC]AS_758, [DSC]MAS_756, [DSC]MLS_757 | Confirmed
WATSN | 138 | TOPOLOGY.TUETA.TU_E.WATSN.138.9029 | TUETA | TU_E | WATSON1_8X | [LD]LD5300, [DSC]MAS_184 | Confirmed
WATSN | 138 | TOPOLOGY.TUETA.TU_E.WATSN.138.9030 | TUETA | TU_E | WATSON1_8W | [LD]LD5301, [DSC]MAS_186 | Confirmed
WATSN | 138 | TOPOLOGY.TUETA.TU_E.WATSN.138.BB1 | TUETA | TU_E | WATSON1_8 | [DSC]MAS_184, [DSC]MAS_186, [DSC]MLS_183, [DSC]MLS | Confirmed
WBOSE | 138 | TOPOLOGY.TUETA.TU_E.WBOSE.138.5000 | TUETA | TU_E | WHTBORSE_8U | [CB]FID_6302, [LD]XFMR1 | Confirmed
WBOSE | 138 | TOPOLOGY.TUETA.TU_E.WBOSE.138.5001 | TUETA | TU_E | WHTBORSE_8T | [CB]FID_6362, [LD]XFMR2 | Confirmed
WBOSE | 138 | TOPOLOGY.TUETA.TU_E.WBOSE.138.BB1 | TUETA | TU_E | WHTBORSE_8 | [DSC]AS_6326, [CB]FID_6302, [CB]SCC1_CB, [CB]SCC2_ | Confirmed
WBOSE | 138 | TOPOLOGY.TUETA.TU_E.WBOSE.138.BB2 | TUETA | TU_E | WHTBORSE_8Z | [DSC]AS_6326, [CB]FID_6362, [DSC]MLD_6316, [DSC]ML | Confirmed
WCITY | 138 | TOPOLOGY.TUETA.TU_E.WCITY.138.5331 | TUETA | TU_E | WOLFECTY_8X | [LD]LD2402, [DSC]MAS_2444 | Confirmed
WCITY | 138 | TOPOLOGY.TUETA.TU_E.WCITY.138.5332 | TUETA | TU_E | WOLFECTY_8W | [LD]LD2401, [DSC]MAS_2453 | Confirmed
WCITY | 138 | TOPOLOGY.TUETA.TU_E.WCITY.138.BB1 | TUETA | TU_E | WOLFECTY_8 | [DSC]MAS_2444, [DSC]MAS_2453, [DSC]MLDB2442, [DSC] | Confirmed
WCOLO | 138 | TOPOLOGY.TUETA.TU_E.WCOLO.138.0582 | TUETA | TU_E | WACOCOLO1_8X | [CB]FID_142, [LD]LD1300 | Confirmed
WCOLO | 138 | TOPOLOGY.TUETA.TU_E.WCOLO.138.0583 | TUETA | TU_E | WACOCOLO1_8W | [CB]FID_143, [LD]LD1301 | Confirmed
WCOLO | 138 | TOPOLOGY.TUETA.TU_E.WCOLO.138.BB1 | TUETA | TU_E | WACOCOLO1_8 | [CB]FID_142, [CB]FID_143, [DSC]MAS_2174, [DSC]MLDB | Confirmed
WCPP | 16 | TOPOLOGY.TUETA.TU_E.WCPP.16.0001 | TUETA | TU_E | WCPWRCO_2G | [CB]CT2, [UN]CT2 | Confirmed
WCPP | 16 | TOPOLOGY.TUETA.TU_E.WCPP.16.0004 | TUETA | TU_E | WCPWRCO_1G | [CB]CT1, [UN]CT1 | Confirmed
WCPP | 16 | TOPOLOGY.TUETA.TU_E.WCPP.16.BB1 | TUETA | TU_E | WCPWRCO_3G | [CB]ST1, [UN]ST1 | Confirmed
WCSWS | 345 | TOPOLOGY.TUETA.TU_E.WCSWS.345.0002 | TUETA | TU_E | WILLOWCK_S5 | [DSC]DSC_7186, [DSC]DSC_7187, [DSC]DSC_7191 | Confirmed
WDGSW | 138 | TOPOLOGY.TUETA.TU_E.WDGSW.138.BB1 | TUETA | TU_E | WDGWD_N_8 | [DSC]MLDS7094, [DSC]MLDS7104, [DSC]MLDS7109, [DSC] | Confirmed
WDGSW | 138 | TOPOLOGY.TUETA.TU_E.WDGSW.138.BB2 | TUETA | TU_E | WDGWD_S_8 | [DSC]MLDS7099, [DSC]MLDS7124, [DSC]MLDS7129, [DSC] | Confirmed
WDGWD | 138 | TOPOLOGY.TUETA.TU_E.WDGWD.138.9168 | TUETA | TU_E | WDGWD1_8W | [LD]LD1500, [DSC]MAS_512 | Confirmed
WDGWD | 138 | TOPOLOGY.TUETA.TU_E.WDGWD.138.9169 | TUETA | TU_E | WDGWD2_8V | [LD]LD1501, [DSC]MAS_513 | Confirmed
WDGWD | 138 | TOPOLOGY.TUETA.TU_E.WDGWD.138.9170 | TUETA | TU_E | WDGWD2_8U | [LD]LD1502, [DSC]MAS_514 | Confirmed
WDGWD | 138 | TOPOLOGY.TUETA.TU_E.WDGWD.138.BB1 | TUETA | TU_E | WDGWD1_8 | [DSC]MAS_512, [DSC]MAS_516, [DSC]MAS_517 | Confirmed
WDGWD | 138 | TOPOLOGY.TUETA.TU_E.WDGWD.138.BB2 | TUETA | TU_E | WDGWD2_8 | [DSC]MAS_513, [DSC]MAS_514, [DSC]MAS_515, [DSC]MAS | Confirmed
WEAST | 13.2 | TOPOLOGY.TUETA.TU_E.WEAST.13.2.0003 | TUETA | TU_E | WACO_E1_D | [CB]CB_0630, [LD]LAXFMR1T | Confirmed
WEAST | 138 | TOPOLOGY.TUETA.TU_E.WEAST.138.0282 | TUETA | TU_E | WACO_E1_8O | [LD]LD0601, [DSC]MAS_199 | Confirmed
WEAST | 138 | TOPOLOGY.TUETA.TU_E.WEAST.138.0284 | TUETA | TU_E | WACO_E1_8M | [LD]LD0600, [DSC]MAS_203 | Confirmed
WEAST | 138 | TOPOLOGY.TUETA.TU_E.WEAST.138.0BB3 | TUETA | TU_E | WACO_E1_8Y | [DSC]AS_285, [DSC]AS_286, [DSC]MAS_199, [DSC]MAS_2 | Confirmed
WEAST | 138 | TOPOLOGY.TUETA.TU_E.WEAST.138.0BB4 | TUETA | TU_E | WACO_E1_8W | [DSC]AS_2956, [DSC]AS_2958, [DSC]MAS_200 | Confirmed
WEAST | 138 | TOPOLOGY.TUETA.TU_E.WEAST.138.1BB1 | TUETA | TU_E | WACO_E1_8 | [DSC]AS_286, [DSC]AS_2956, [DSC]AS_3694, [DSC]DISC | Confirmed
WEAST | 138 | TOPOLOGY.TUETA.TU_E.WEAST.138.BB5 | TUETA | TU_E | WACO_E1_8X | [CB]3833, [CB]3843, [CP]CAPBNK11, [CB]CB_3695 | Confirmed
WEAST | 138 | TOPOLOGY.TUETA.TU_E.WEAST.138.BBI1 | TUETA | TU_E | WACO_E1_8Z | [DSC]AS_285, [DSC]AS_2958, [DSC]DISC2962, [DSC]DIS | Confirmed
WEBB | 345 | TOPOLOGY.TUETA.TU_E.WEBB.345.0014 | TUETA | TU_E | WEBB3_5B | [CB]CB_7685, [LD]LXFMR3 | Confirmed
WEBB | 345 | TOPOLOGY.TUETA.TU_E.WEBB.345.0017 | TUETA | TU_E | WEBB_L_B | [CB]6978, [LD]LXFMR4 | New NodeKey
WEBB | 345 | TOPOLOGY.TUETA.TU_E.WEBB.345.8556 | TUETA | TU_E | WEBB1_5B | [CB]CB_6984, [LD]LXFMR1 | Confirmed
WEBB | 345 | TOPOLOGY.TUETA.TU_E.WEBB.345.8557 | TUETA | TU_E | WEBB2_5B | [CB]CB_6988, [LD]LXFMR2 | Confirmed
WEBB | 345 | TOPOLOGY.TUETA.TU_E.WEBB.345.BB1 | TUETA | TU_E | WEBB1_5 | [CB]CB_6984, [DSC]MAS_6982, [DSC]MAS_6985 | Confirmed
WEBB | 345 | TOPOLOGY.TUETA.TU_E.WEBB.345.BB2 | TUETA | TU_E | WEBB2_5 | [CB]CB_6988, [DSC]MAS_6985, [DSC]MAS_6986 | Confirmed
WELRD | 138 | TOPOLOGY.TUETA.TU_E.WELRD.138.1925 | TUETA | TU_E | WELCH2_8Z | [LD]LDF1, [DSC]MAS_121 | Confirmed
WELRD | 138 | TOPOLOGY.TUETA.TU_E.WELRD.138.1927 | TUETA | TU_E | WELCH2_8Y | [LD]LDF2, [DSC]MAS_122 | Confirmed
WELRD | 138 | TOPOLOGY.TUETA.TU_E.WELRD.138.BB1 | TUETA | TU_E | WELCH2_8 | [LN]3750_C, [DSC]MAS_121, [DSC]MLDB_014, [CB]SCC1_ | Confirmed
WELRD | 138 | TOPOLOGY.TUETA.TU_E.WELRD.138.BB2 | TUETA | TU_E | WELCH1_8 | [LN]3740_B, [DSC]MAS_122, [DSC]MLDB_024, [CB]SCC2_ | Confirmed
WEST | 69 | TOPOLOGY.TUETA.TU_E.WEST.69.4100 | TUETA | TU_E | WEST1_9X | [DSC]MLS_102, [LD]XFMR1 | Confirmed
WFALS | 138 | TOPOLOGY.TUETA.TU_E.WFALS.138.0BB1 | TUETA | TU_E | WCHTFLLS1_8 | [DSC]DISC5309, [DSC]DISC5319, [DSC]MAS_5312, [DSC] | Confirmed
WFALS | 138 | TOPOLOGY.TUETA.TU_E.WFALS.138.7812 | TUETA | TU_E | WCHTFLLS1_8V | [LD]LD190, [DSC]MAS_5312 | Confirmed
WFALS | 138 | TOPOLOGY.TUETA.TU_E.WFALS.138.7813 | TUETA | TU_E | WCHTFLLS1_8U | [CB]5314, [LD]LD170 | Confirmed
WFALS | 138 | TOPOLOGY.TUETA.TU_E.WFALS.138.BB2 | TUETA | TU_E | WCHTFLLS1_8Z | [DSC]MAS_5302, [DSC]MAS_5313, [DSC]MAS_5322 | Confirmed
WFALS | 69 | TOPOLOGY.TUETA.TU_E.WFALS.69.BB1 | TUETA | TU_E | WCHTFLLS1_9 | [DSC]DISC1101, [DSC]DISC1109, [DSC]DISC1139, [DSC] | Confirmed
WFALS | 69 | TOPOLOGY.TUETA.TU_E.WFALS.69.BBI2 | TUETA | TU_E | WCHTFLLS1_9T | [DSC]AS_2128, [DSC]DISC1189, [DSC]DISC1608 | Confirmed
WFALS | 69 | TOPOLOGY.TUETA.TU_E.WFALS.69.BBI3 | TUETA | TU_E | WCHTFLLS1_9Z | [DSC]AS_2128, [DSC]DISC1102, [DSC]DISC1112, [DSC]D | Confirmed
WFBSN | 69 | TOPOLOGY.TUETA.TU_E.WFBSN.69.7950 | TUETA | TU_E | WFBASIN_9 | [DSC]AS_1104, [LD]WFBSNLD | Confirmed
WFCOG | 138 | TOPOLOGY.TUETA.TU_E.WFCOG.138.BB1 | TUETA | TU_E | WFCOGEN_8 | [DSC]DISC5379, [DSC]DISC5389, [DSC]MLD_5382, [DSC] | Confirmed
WFNTH | 69 | TOPOLOGY.TUETA.TU_E.WFNTH.69.7939 | TUETA | TU_E | WFALLS_N_9U | [LD]LD0240, [DSC]MAS_5114 | Confirmed
WFNTH | 69 | TOPOLOGY.TUETA.TU_E.WFNTH.69.7940 | TUETA | TU_E | WFALLS_N_9T | [LD]LD0241, [DSC]MAS_5116 | Confirmed
WFNTH | 69 | TOPOLOGY.TUETA.TU_E.WFNTH.69.BB1 | TUETA | TU_E | WFALLS_N_9 | [DSC]DISC5129, [DSC]DISC5132, [DSC]DISC5139, [DSC] | Confirmed
WFNTH | 69 | TOPOLOGY.TUETA.TU_E.WFNTH.69.BB2 | TUETA | TU_E | WFALLS_N_9Z | [DSC]DISC5109, [DSC]DISC5112, [DSC]DISC5119, [DSC] | Confirmed
WFPPG | 138 | TOPOLOGY.TUETA.TU_E.WFPPG.138.7883 | TUETA | TU_E | PPG_8W | [LD]LD1, [DSC]MAS_5608 | Confirmed
WFPPG | 138 | TOPOLOGY.TUETA.TU_E.WFPPG.138.7884 | TUETA | TU_E | PPG_8V | [LD]LD2, [DSC]MAS_5612 | Confirmed
WFPPG | 138 | TOPOLOGY.TUETA.TU_E.WFPPG.138.BB1 | TUETA | TU_E | PPG_8 | [DSC]DISC5609, [DSC]DISC5629, [DSC]MAS_5608 | Confirmed
WFPPG | 138 | TOPOLOGY.TUETA.TU_E.WFPPG.138.BB2 | TUETA | TU_E | PPG_8Z | [DSC]DISC5611, [DSC]DISC5619, [DSC]MAS_5612 | Confirmed
WFSHP | 138 | TOPOLOGY.TUETA.TU_E.WFSHP.138.7914 | TUETA | TU_E | WFSTHOSP_8X | [LD]LSWFSTH, [DSC]MAS_5423 | Confirmed
WFSHP | 138 | TOPOLOGY.TUETA.TU_E.WFSHP.138.BB1 | TUETA | TU_E | WFSTHOSP_8 | [DSC]AS_5424, [DSC]AS_5426, [DSC]MAS_5423 | Confirmed
WFSSW | 138 | TOPOLOGY.TUETA.TU_E.WFSSW.138.BB1 | TUETA | TU_E | WFALLS_S_8 | [DSC]DISC5009, [DSC]DISC5019, [DSC]DISC5029, [DSC] | Confirmed
WFSSW | 138 | TOPOLOGY.TUETA.TU_E.WFSSW.138.BBI1 | TUETA | TU_E | WFALLS_S_8Z | [DSC]DISC5012, [DSC]DISC5022, [DSC]DISC5032, [DSC] | Confirmed
WGNRL | 69 | TOPOLOGY.TUETA.TU_E.WGNRL.69.0613 | TUETA | TU_E | WACOTIRE1_9V | [DSC]AS_108, [LD]LD2 | Confirmed
WGNRL | 69 | TOPOLOGY.TUETA.TU_E.WGNRL.69.0614 | TUETA | TU_E | WACOTIRE1_9U | [DSC]AS_111, [LD]LD4 | Confirmed
WGNRL | 69 | TOPOLOGY.TUETA.TU_E.WGNRL.69.0615 | TUETA | TU_E | WACOTIRE1_9T | [DSC]AS_155, [LD]LD2A | Confirmed
WGNRL | 69 | TOPOLOGY.TUETA.TU_E.WGNRL.69.0616 | TUETA | TU_E | WACOTIRE1_9S | [DSC]AS_157, [LD]LD1A | Confirmed
WGNRL | 69 | TOPOLOGY.TUETA.TU_E.WGNRL.69.BB1 | TUETA | TU_E | WACOTIRE1_9 | [DSC]AS_106, [DSC]AS_108, [DSC]AS_111, [DSC]AS_185 | Confirmed
WGNRL | 69 | TOPOLOGY.TUETA.TU_E.WGNRL.69.BB2 | TUETA | TU_E | WACOTIRE1_9Z | [DSC]AS_155, [DSC]AS_157, [DSC]AS_185 | Confirmed
WGNRL | 69 | TOPOLOGY.TUETA.TU_E.WGNRL.69.BB3 | TUETA | TU_E | WACOTIRE1_9Y | [DSC]AS_106, [LD]LD1, [LD]LD3 | Confirmed
WGROB | 138 | TOPOLOGY.TUETA.TU_E.WGROB.138.0010 | TUETA | TU_E | WGROB_L_A | [CB]8907, [LD]LXFMR2 | New NodeKey
WGROB | 138 | TOPOLOGY.TUETA.TU_E.WGROB.138.0011 | TUETA | TU_E | WAGROBT1_8W | [CB]FID_7090, [LD]LXFMR1 | Confirmed
WHCCS | 12.5 | TOPOLOGY.TUETA.TU_E.WHCCS.12.5.0001 | TUETA | TU_E | WLFHOLW_3G | [UN]CT1, [CB]GN101 | Confirmed
WHCCS | 12.5 | TOPOLOGY.TUETA.TU_E.WHCCS.12.5.0002 | TUETA | TU_E | WLFHOLW_1G | [UN]CT2, [CB]GN201 | Confirmed
WHCCS | 16 | TOPOLOGY.TUETA.TU_E.WHCCS.16.0003 | TUETA | TU_E | WLFHOLW_2G | [CB]GN100, [UN]STG | Confirmed
WHITE | 138 | TOPOLOGY.TUETA.TU_E.WHITE.138.BB1 | TUETA | TU_E | WHITE2_8 | [LD]LD3510, [DSC]MAS_4233, [DSC]MAS_4234 | Confirmed
WHITE | 138 | TOPOLOGY.TUETA.TU_E.WHITE.138.BB2 | TUETA | TU_E | WHITE1_8 | [LD]LD3520, [DSC]MAS_4235, [ZBR]SPS_ZBR_24 | Confirmed
WHOUS | 138 | TOPOLOGY.TUETA.TU_E.WHOUS.138.9692 | TUETA | TU_E | WHITEHSE_8X | [LD]LXFMR1, [DSC]MAS_1004 | Confirmed
WHOUS | 138 | TOPOLOGY.TUETA.TU_E.WHOUS.138.BB3 | TUETA | TU_E | WHITEHSE_8 | [DSC]MAS_1004, [DSC]MAS_1005, [DSC]MAS_3126, [DSC] | Confirmed
WHOUS | 138 | TOPOLOGY.TUETA.TU_E.WHOUS.138.BTR2 | TUETA | TU_E | WHITEHSE_8W | [LD]LXFMR2, [DSC]MAS_1005 | Confirmed
WHTMD | 138 | TOPOLOGY.TUETA.TU_E.WHTMD.138.3 | TUETA | TU_E | WHTMND_8Y | [DSC]7967, [DSC]7968, [LD]LXFMR1 | Confirmed
WHTNY | 138 | TOPOLOGY.TUETA.TU_E.WHTNY.138.1BB1 | TUETA | TU_E | WHITNEY__8 | [DSC]AS_13824, [DSC]AS_1524, [DSC]AS_1534, [DSC]AS | Confirmed
WHTNY | 138 | TOPOLOGY.TUETA.TU_E.WHTNY.138.BBI1 | TUETA | TU_E | WHITNEY8 | [DSC]DSW_13828, [DSC]DSW_1557, [DSC]DSW_2502, [DSC | Confirmed
WHTNY | 69 | TOPOLOGY.TUETA.TU_E.WHTNY.69.BB1 | TUETA | TU_E | WHITNEYSW | [DSC]AS_30, [CB]CB_210, [DSC]MAS_M40 | Confirmed
WHTRK | 138 | TOPOLOGY.TUETA.TU_E.WHTRK.138.1931 | TUETA | TU_E | WHTRCK2_8Z | [LD]LDF1, [DSC]MAS_121 | Confirmed
WHTRK | 138 | TOPOLOGY.TUETA.TU_E.WHTRK.138.1933 | TUETA | TU_E | WHTRCK2_8Y | [LD]LDF2, [DSC]MAS_122 | Confirmed
WHTRK | 138 | TOPOLOGY.TUETA.TU_E.WHTRK.138.BB1 | TUETA | TU_E | WHTRCK2_8 | [LN]3670_B, [DSC]MAS_121, [DSC]MLDB_014, [CB]SCC1_ | Confirmed
WHTRK | 138 | TOPOLOGY.TUETA.TU_E.WHTRK.138.BB2 | TUETA | TU_E | WHTRCK1_8 | [LN]3680_C, [DSC]MAS_122, [DSC]MLDB_024, [CB]SCC2_ | Confirmed
WILMR | 138 | TOPOLOGY.TUETA.TU_E.WILMR.138.0BB1 | TUETA | TU_E | WILMER1_8 | [DSC]MAS_2353, [DSC]MLDS_2346, [DSC]MLDS_2348 | Confirmed
WILMR | 69 | TOPOLOGY.TUETA.TU_E.WILMR.69.BB1 | TUETA | TU_E | WILMER1_9Z | [DSC]AS_2349, [DSC]AS_2352, [DSC]MLDS_2354 | Confirmed
WINDM | 69 | TOPOLOGY.TUETA.TU_E.WINDM.69.5272 | TUETA | TU_E | WINDMSPA1_PX | [DSC]AS_663, [LD]LDFREA | Confirmed
WINDM | 69 | TOPOLOGY.TUETA.TU_E.WINDM.69.BB1 | TUETA | TU_E | WINDMSPA1_P9 | [DSC]AS_663, [DSC]AS_664, [DSC]AS_666 | Confirmed
WITTS | 138 | TOPOLOGY.TUETA.TU_E.WITTS.138.0004 | TUETA | TU_E | WITTRD1_8V | [DSC]8563, [LD]LXFMR1 | Confirmed
WKATY | 69 | TOPOLOGY.TUETA.TU_E.WKATY.69.0619 | TUETA | TU_E | WACOKATY1_9 | [DSC]AS_146, [LD]LD1718 | Confirmed
WKYTP | 69 | TOPOLOGY.TUETA.TU_E.WKYTP.69.BB1 | TUETA | TU_E | KATYTNEW | [DSC]AS_145, [DSC]MAS_674, [DSC]MLS_675, [DSC]MLS_ | Confirmed
WLASL | 138 | TOPOLOGY.TUETA.TU_E.WLASL.138.0003 | TUETA | TU_E | WACOLASA1_8X | [CB]8168, [LD]LXFMR1 | Confirmed
WLCRK | 138 | TOPOLOGY.TUETA.TU_E.WLCRK.138.0007 | TUETA | TU_E | WILSNCRK_P8Y | [DSC]7037, [DSC]7038, [LD]LDWLCRK | Confirmed
WLGRV | 138 | TOPOLOGY.TUETA.TU_E.WLGRV.138.0003 | TUETA | TU_E | WLGRV_L_A | [DSC]8277, [DSC]8278, [LD]WLGRV_T1 | New NodeKey
WLSPT | 69 | TOPOLOGY.TUETA.TU_E.WLSPT.69.7692 | TUETA | TU_E | WILLSPNT_9Z | [DSC]AS_724, [LD]LD1002, [CB]SC2A_CB, [CB]SC2B_CB | Confirmed
WLSPT | 69 | TOPOLOGY.TUETA.TU_E.WLSPT.69.7693 | TUETA | TU_E | WILLSPNT_9U | [DSC]AS_736, [LD]LD1001 | Confirmed
WLVEE | 138 | TOPOLOGY.TUETA.TU_E.WLVEE.138.BB1E | TUETA | TU_E | WLEVEE_E8 | [DSC]DISC_014, [DSC]DISC_024, [DSC]DISC_034, [DSC] | Confirmed
WLVEE | 138 | TOPOLOGY.TUETA.TU_E.WLVEE.138.BB1W | TUETA | TU_E | WLEVEE_W8 | [DSC]DISC_011, [DSC]DISC_021, [DSC]DISC_041, [DSC] | Confirmed
WLVEE | 345 | TOPOLOGY.TUETA.TU_E.WLVEE.345.345A | TUETA | TU_E | WLEVEE1_5 | [DSC]341, [DSC]342, [DSC]359 | Confirmed
WLVEE | 345 | TOPOLOGY.TUETA.TU_E.WLVEE.345.345B | TUETA | TU_E | WLEVEE1_5Z | [DSC]331, [DSC]332, [DSC]349 | Confirmed
WLWSP | 69 | TOPOLOGY.TUETA.TU_E.WLWSP.69.9783 | TUETA | TU_E | WILOWSP_9X | [DSC]AS_823, [LD]XFMR1 | Confirmed
WMMM2 | 138 | TOPOLOGY.TUETA.TU_E.WMMM2.138.0601 | TUETA | TU_E | WACO_MM11_8A | [CB]FID_152, [LD]XFMR1 | Confirmed
WMMM2 | 138 | TOPOLOGY.TUETA.TU_E.WMMM2.138.0602 | TUETA | TU_E | WACO_MM21_8A | [CB]FID_252, [LD]XFMR2 | Confirmed
WMMMR | 138 | TOPOLOGY.TUETA.TU_E.WMMMR.138.0593 | TUETA | TU_E | WACOMMP11_8B | [LD]LXFMR1, [CB]MLDB1397 | Confirmed
WMMMR | 138 | TOPOLOGY.TUETA.TU_E.WMMMR.138.0594 | TUETA | TU_E | WACOMMP21_8B | [LD]LXFMR2, [CB]MLDB1399 | Confirmed
WMRLD | 138 | TOPOLOGY.TUETA.TU_E.WMRLD.138.0001 | TUETA | TU_E | WMRLD1_8Z | [CB]FID_121, [LD]LXFMR1 | Confirmed
WMRLD | 138 | TOPOLOGY.TUETA.TU_E.WMRLD.138.0002 | TUETA | TU_E | WMRLD1_8Y | [LD]LXFMR2, [DSC]MAS_122 | Confirmed
WMRNR | 138 | TOPOLOGY.TUETA.TU_E.WMRNR.138.0008 | TUETA | TU_E | WMRLDN1_8X | [CB]121, [LD]LXFMR1 | Confirmed
WNRTH | 138 | TOPOLOGY.TUETA.TU_E.WNRTH.138.0566 | TUETA | TU_E | WACO_N1_8X | [CB]FID_2184, [LD]LD1400 | Confirmed
WNRTH | 138 | TOPOLOGY.TUETA.TU_E.WNRTH.138.0567 | TUETA | TU_E | WACO_N1_8W | [CB]FID_2186, [LD]LD1401 | Confirmed
WNRTH | 138 | TOPOLOGY.TUETA.TU_E.WNRTH.138.BB1 | TUETA | TU_E | WACO_N1_8 | [CB]FID_2184, [CB]FID_2186, [DSC]MLDS_2178, [DSC]M | Confirmed
WNTHW | 138 | TOPOLOGY.TUETA.TU_E.WNTHW.138.0571 | TUETA | TU_E | WACO_NW1_8X | [CB]FID_791, [LD]LD1110 | Confirmed
WNTHW | 138 | TOPOLOGY.TUETA.TU_E.WNTHW.138.0572 | TUETA | TU_E | WACO_NW1_8W | [CB]FID_804, [LD]LD1111 | Confirmed
WNTHW | 138 | TOPOLOGY.TUETA.TU_E.WNTHW.138.BB1 | TUETA | TU_E | WACO_NW1_8 | [CB]FID_791, [CB]FID_804, [DSC]MAS_803, [DSC]MLDS_ | Confirmed
WNTSP | 138 | TOPOLOGY.TUETA.TU_E.WNTSP.138.8323 | TUETA | TU_E | WALNUTSP1_8V | [LD]LD1701, [DSC]MAS_1086 | Confirmed
WNTSP | 69 | TOPOLOGY.TUETA.TU_E.WNTSP.69.BB2 | TUETA | TU_E | WALSPTNP1_9Z | [DSC]AS_1177, [DSC]DISC1055, [DSC]DISC1197 | Confirmed
WNTWK | 138 | TOPOLOGY.TUETA.TU_E.WNTWK.138.1966 | TUETA | TU_E | WNET1_8B | [LD]LDF603, [DSC]MAS_124 | Confirmed
WNTWK | 138 | TOPOLOGY.TUETA.TU_E.WNTWK.138.7288 | TUETA | TU_E | WNET1_8A | [CB]246, [CB]FID_121, [LD]LDF600 | Confirmed
WNTWK | 138 | TOPOLOGY.TUETA.TU_E.WNTWK.138.7289 | TUETA | TU_E | WNET2_8C | [CB]FID_122, [LD]LDF601 | Confirmed
WNTWK | 138 | TOPOLOGY.TUETA.TU_E.WNTWK.138.7290 | TUETA | TU_E | WNET3_8A | [CB]135, [CB]FID_123, [LD]LDF602 | Confirmed
WOFHO | 345 | TOPOLOGY.TUETA.TU_E.WOFHO.345.MB1 | TUETA | TU_E | WLFHOLW_5 | [DSC]7151, [DSC]7154, [DSC]AS_7153 | Confirmed
WOFHO | 345 | TOPOLOGY.TUETA.TU_E.WOFHO.345.MB2 | TUETA | TU_E | WLFHMDPT_5 | [DSC]7161, [DSC]7164, [DSC]AS_7163 | Confirmed
WRBND | 138 | TOPOLOGY.TUETA.TU_E.WRBND.138.7903 | TUETA | TU_E | RIVERBND_8W | [DSC]MAS_5395, [LD]XFMR1 | Confirmed
WRBND | 138 | TOPOLOGY.TUETA.TU_E.WRBND.138.7904 | TUETA | TU_E | RIVERBND_8V | [CB]FID_5398, [LD]LXFMR2 | Confirmed
WSANG | 138 | TOPOLOGY.TUETA.TU_E.WSANG.138.0659 | TUETA | TU_E | WACOSANG1_8X | [CB]FID_2987, [LD]LD2800 | Confirmed
WSANG | 138 | TOPOLOGY.TUETA.TU_E.WSANG.138.BB3 | TUETA | TU_E | WACOSANG1_8Y | [CB]FID_2987, [DSC]MAS_2984, [DSC]MAS_2986 | Confirmed
WSMSW | 69 | TOPOLOGY.TUETA.TU_E.WSMSW.69.BB1 | TUETA | TU_E | WSMSW_9B | [DSC]AS_634, [DSC]MAS_633, [DSC]MAS_635 | Confirmed
WSOTH | 138 | TOPOLOGY.TUETA.TU_E.WSOTH.138.0587 | TUETA | TU_E | WACO_S1_8X | [LD]LXFMR1, [DSC]MAS_753 | Confirmed
WSOTH | 138 | TOPOLOGY.TUETA.TU_E.WSOTH.138.0588 | TUETA | TU_E | WACO_S1_8W | [LD]LXFMR2, [DSC]MAS_767 | Confirmed
WSTHL | 138 | TOPOLOGY.TUETA.TU_E.WSTHL.138.8946 | TUETA | TU_E | WHILL2_8W | [CB]FID_904, [LD]LD3613 | Confirmed
WSTHL | 138 | TOPOLOGY.TUETA.TU_E.WSTHL.138.BB1 | TUETA | TU_E | WHILL2_8Z | [LD]LD3621, [DSC]MAS_913, [DSC]MAS_914 | Confirmed
WSTHL | 138 | TOPOLOGY.TUETA.TU_E.WSTHL.138.BB2 | TUETA | TU_E | WHILL2_8Y | [LD]LD3642, [DSC]MAS_912, [ZBR]SPS_ZBR_10 | Confirmed
WTAUG | 138 | TOPOLOGY.TUETA.TU_E.WTAUG.138.8867 | TUETA | TU_E | WATAGA2_8X | [CB]FID_102, [LD]XFMR2 | Confirmed
WTAUG | 138 | TOPOLOGY.TUETA.TU_E.WTAUG.138.8868 | TUETA | TU_E | WATAGA2_8W | [CB]FID_112, [LD]XFMR1 | Confirmed
WTAUG | 138 | TOPOLOGY.TUETA.TU_E.WTAUG.138.8869 | TUETA | TU_E | WATAGA2_8V | [CB]FID_128, [LD]XFMR3 | Confirmed
WTAUG | 138 | TOPOLOGY.TUETA.TU_E.WTAUG.138.BB1 | TUETA | TU_E | WATAGA2_8 | [DSC]MAS_122, [DSC]MAS_124, [DSC]MAS_125, [DSC]MAS | Confirmed
WTAUG | 138 | TOPOLOGY.TUETA.TU_E.WTAUG.138.BB2 | TUETA | TU_E | WATAGA1_8 | [DSC]MAS_123, [DSC]MAS_126, [DSC]MAS_127 | Confirmed
WTCCS | 345 | TOPOLOGY.TUETA.TU_E.WTCCS.345.BB3 | TUETA | TU_E | WCPWRCO_5X | [DSC]7231, [DSC]7232, [DSC]7234 | Confirmed
WTCCS | 345 | TOPOLOGY.TUETA.TU_E.WTCCS.345.BB4 | TUETA | TU_E | WCPWRCO_5W | [DSC]7241, [DSC]7242, [DSC]7244 | Confirmed
WTHRE | 69 | TOPOLOGY.TUETA.TU_E.WTHRE.69.8156 | TUETA | TU_E | WTHFORDE_9X | [DSC]AS_2315, [LD]LD2101 | Confirmed
WTHRE | 69 | TOPOLOGY.TUETA.TU_E.WTHRE.69.BB1 | TUETA | TU_E | WTHFORDE_9 | [DSC]AS_2315, [DSC]MAS_2316, [DSC]MAS_2317 | Confirmed
WTHRF | 69 | TOPOLOGY.TUETA.TU_E.WTHRF.69.8152 | TUETA | TU_E | WTHFORD_9Y | [CB]FID_673, [LD]LD2102 | Confirmed
WTHRF | 69 | TOPOLOGY.TUETA.TU_E.WTHRF.69.BB1 | TUETA | TU_E | WTHFORD_9 | [CB]FID_673, [DSC]MLDS_1322, [DSC]MLDS_1324 | Confirmed
WTHSW | 138 | TOPOLOGY.TUETA.TU_E.WTHSW.138.BB1 | TUETA | TU_E | WTHFRDSS_8 | [DSC]D_1303, [DSC]D_1306, [DSC]DISC_779, [DSC]DISC | Confirmed
WTRML | 138 | TOPOLOGY.TUETA.TU_E.WTRML.138.0B1E | TUETA | TU_E | WATMLL_E8 | [DSC]DISC_014, [DSC]DISC_024, [DSC]DISC_034, [DSC] | Confirmed
WTRML | 138 | TOPOLOGY.TUETA.TU_E.WTRML.138.0B1W | TUETA | TU_E | WATMLL_W8 | [DSC]DISC_011, [DSC]DISC_031, [DSC]DISC_041 | Confirmed
WTRML | 345 | TOPOLOGY.TUETA.TU_E.WTRML.345.BB1E | TUETA | TU_E | WATMLL_E5 | [DSC]344, [DSC]DISC_314, [DSC]DISC_324, [DSC]DISC_ | Confirmed
WTRML | 345 | TOPOLOGY.TUETA.TU_E.WTRML.345.BB1W | TUETA | TU_E | WATMLL_W5 | [DSC]311, [DSC]DISC_317, [DSC]DISC_321, [DSC]DISC_ | Confirmed
WTRML | 345 | TOPOLOGY.TUETA.TU_E.WTRML.345.BB3 | TUETA | TU_E | WATMLL_1T5 | [DSC]DISC_353, [DSC]DISC_356, [DSC]MAS_357 | Confirmed
WWDWY | 138 | TOPOLOGY.TUETA.TU_E.WWDWY.138.0663 | TUETA | TU_E | WACOWOOD1_8X | [LD]LD2021, [DSC]MLDB3094 | Confirmed
WWDWY | 138 | TOPOLOGY.TUETA.TU_E.WWDWY.138.0664 | TUETA | TU_E | WACOWOOD1_8W | [LD]LD2020, [DSC]MLDB3098 | Confirmed
WWEST | 138 | TOPOLOGY.TUETA.TU_E.WWEST.138.0001 | TUETA | TU_E | WACO_W1_8R | [CB]CB_278, [LD]LXFMR4 | Confirmed
WWEST | 138 | TOPOLOGY.TUETA.TU_E.WWEST.138.0262 | TUETA | TU_E | WACO_W1_8M | [CB]CB_283, [LD]LXFMR1 | Confirmed
WWEST | 138 | TOPOLOGY.TUETA.TU_E.WWEST.138.0263 | TUETA | TU_E | WACO_W1_8L | [LD]LXFMR3, [DSC]MAS_284 | Confirmed
WWEST | 138 | TOPOLOGY.TUETA.TU_E.WWEST.138.1BB1 | TUETA | TU_E | WACO_W1_8 | [DSC]AS_2976, [DSC]DISC2979, [DSC]DISC2989, [DSC]D | Confirmed
WWEST | 69 | TOPOLOGY.TUETA.TU_E.WWEST.69.0BB1 | TUETA | TU_E | WACO_W1_9 | [DSC]DISC2139, [DSC]DISC2159, [DSC]DISC2179 | Confirmed
WXHCH | 138 | TOPOLOGY.TUETA.TU_E.WXHCH.138.0BB1 | TUETA | TU_E | WAX_8 | [DSC]4067, [DSC]MAS_37, [DSC]MAS_41, [DSC]MLDB_735 | Confirmed
WXHCH | 138 | TOPOLOGY.TUETA.TU_E.WXHCH.138.5740 | TUETA | TU_E | WAX_8X | [LD]LD1200, [DSC]MAS_37 | Confirmed
WXHCH | 138 | TOPOLOGY.TUETA.TU_E.WXHCH.138.5741 | TUETA | TU_E | WAX_8W | [LD]LD1201, [DSC]MAS_41 | Confirmed
WXHCH | 69 | TOPOLOGY.TUETA.TU_E.WXHCH.69.BB1 | TUETA | TU_E | WAX_9 | [DSC]DISC_975, [DSC]DISC_989, [DSC]DISC_991 | Confirmed
WXHNW | 138 | TOPOLOGY.TUETA.TU_E.WXHNW.138.5674 | TUETA | TU_E | WAX_NW_8Z | [LD]LD2901, [DSC]TR4673_DIS | Confirmed
WXNTH | 138 | TOPOLOGY.TUETA.TU_E.WXNTH.138.5732 | TUETA | TU_E | WAX_N_8W | [CB]132, [LD]LD2301 | Confirmed
WXNTH | 138 | TOPOLOGY.TUETA.TU_E.WXNTH.138.5733 | TUETA | TU_E | WAX_N_8V | [CB]44, [LD]LD2300 | Confirmed
WXOCF | 69 | TOPOLOGY.TUETA.TU_E.WXOCF.69.5799 | TUETA | TU_E | WAX_OCF_9Q | [DSC]AS_198, [LD]XFMR1 | Confirmed
WXOCF | 69 | TOPOLOGY.TUETA.TU_E.WXOCF.69.5800 | TUETA | TU_E | WAX_OCF_9P | [DSC]MAS_395, [LD]XFMR4 | Confirmed
WXOCF | 69 | TOPOLOGY.TUETA.TU_E.WXOCF.69.5801 | TUETA | TU_E | WAX_OCF_9O | [DSC]MAS_396, [LD]XFMR3 | Confirmed
WXOCF | 69 | TOPOLOGY.TUETA.TU_E.WXOCF.69.5802 | TUETA | TU_E | WAX_OCF_9N | [DSC]MAS_397, [LD]XFMR5 | Confirmed
WXOCF | 69 | TOPOLOGY.TUETA.TU_E.WXOCF.69.5803 | TUETA | TU_E | WAX_OCF_9Y | [DSC]MAS_398, [LD]WXOCF_LD3, [LD]XFMR2 | Confirmed
WXOCF | 69 | TOPOLOGY.TUETA.TU_E.WXOCF.69.BB1E | TUETA | TU_E | WAX_OCF_9Z | [DSC]DISC_356, [DSC]DISC_399, [DSC]DISC_489, [DSC] | Confirmed
WXOCF | 69 | TOPOLOGY.TUETA.TU_E.WXOCF.69.BB1W | TUETA | TU_E | WAX_OCF_9 | [DSC]AS_198, [DSC]DISC_354, [DSC]DISC_689, [DSC]DI | Confirmed
WXPM1 | 138 | TOPOLOGY.TUETA.TU_E.WXPM1.138.5723 | TUETA | TU_E | WAX_PMP1_8X | [LD]LDWWP1, [DSC]MAS_776 | Confirmed
WXPM1 | 138 | TOPOLOGY.TUETA.TU_E.WXPM1.138.5724 | TUETA | TU_E | WAX_PMP1_8W | [LD]LDWWP2, [DSC]MAS_778 | Confirmed
WXPM2 | 138 | TOPOLOGY.TUETA.TU_E.WXPM2.138.0002 | TUETA | TU_E | WAX_PMP2_8Z | [DSC]3227, [LD]XFMR2 | Confirmed
WXPM2 | 138 | TOPOLOGY.TUETA.TU_E.WXPM2.138.5728 | TUETA | TU_E | WAX_PMP2_8W | [LD]LDWS_1, [DSC]MAS_3277 | Confirmed
WYLPM | 138 | TOPOLOGY.TUETA.TU_E.WYLPM.138.2016 | TUETA | TU_E | LAVNPMP1_8X | [LD]LD1, [DSC]MAS_2967 | Confirmed
WYLPM | 138 | TOPOLOGY.TUETA.TU_E.WYLPM.138.2018 | TUETA | TU_E | LAVNPMP1_8W | [LD]LD2, [DSC]MAS_2977 | Confirmed
WYLTP | 138 | TOPOLOGY.TUETA.TU_E.WYLTP.138.6876 | TUETA | TU_E | WYLIE_P8B | [DSC]6149, [LD]LDFEC | Confirmed
ACHEV | 69 | TOPOLOGY.TUETA.TU_W.ACHEV.69.1868 | TUETA | TU_W | ACHEV_9 | [DSC]AS_2286, [LD]LD8221 | Confirmed
ACRLY | 69 | TOPOLOGY.TUETA.TU_W.ACRLY.69.1873 | TUETA | TU_W | ACKERLY_9X | [DSC]DSW_2299, [LD]LD1700 | Confirmed
ADMDS | 138 | TOPOLOGY.TUETA.TU_W.ADMDS.138.1428 | TUETA | TU_W | ADOBEMEW_8X | [CB]CB_3923, [LD]LD6500 | Confirmed
AIRPK | 138 | TOPOLOGY.TUETA.TU_W.AIRPK.138.1766 | TUETA | TU_W | AIRPARK_8Z | [CB]FID_7332, [LD]LXFMR1 | Confirmed
ALYNT | 69 | TOPOLOGY.TUETA.TU_W.ALYNT.69.1877 | TUETA | TU_W | ACKRLNTC_9X | [DSC]ASALYNT1, [LD]LD000 | Confirmed
AMOCO | 69 | TOPOLOGY.TUETA.TU_W.AMOCO.69.1911 | TUETA | TU_W | AMOCO_9X | [LD]LDAMOCO, [DSC]MAS_1074 | Confirmed
ANDNR | 138 | TOPOLOGY.TUETA.TU_W.ANDNR.138.0BB2 | TUETA | TU_W | NOANDREW_8 | [DSC]3209, [DSC]3219, [DSC]3229, [LD]ANDNR_LD2, [L | Confirmed
ANDNR | 138 | TOPOLOGY.TUETA.TU_W.ANDNR.138.1379 | TUETA | TU_W | NOANDREW_8T | [LD]LD2201, [DSC]MAS_3223 | Confirmed
ANDNR | 138 | TOPOLOGY.TUETA.TU_W.ANDNR.138.1380 | TUETA | TU_W | NOANDREW_8S | [LD]LD2200, [DSC]MAS_3225 | Confirmed
ANDNR | 69 | TOPOLOGY.TUETA.TU_W.ANDNR.69.BB1 | TUETA | TU_W | NOANDREW_9 | [DSC]2899, [DSC]2909, [DSC]2912, [DSC]2919 | Confirmed
ANDRD | 138 | TOPOLOGY.TUETA.TU_W.ANDRD.138.1371 | TUETA | TU_W | ANDREWS_8 | [CB]CB_3190, [LD]LD0931 | Confirmed
ANDSW | 69 | TOPOLOGY.TUETA.TU_W.ANDSW.69.BB1 | TUETA | TU_W | ANDREWS_9 | [DSC]2069, [DSC]2089, [DSC]2099 | Confirmed
ANPHL | 69 | TOPOLOGY.TUETA.TU_W.ANPHL.69.1635 | TUETA | TU_W | PHILANDS_9 | [DSC]AS_2254, [LD]LDANPHL | Confirmed
AVMSW | 69 | TOPOLOGY.TUETA.TU_W.AVMSW.69.BB1 | TUETA | TU_W | ACKRLYVE_9 | [DSC]2219, [DSC]2249, [DSC]2259 | Confirmed
BAKKE | 69 | TOPOLOGY.TUETA.TU_W.BAKKE.69.1650 | TUETA | TU_W | BAKKE_9 | [DSC]AS_2334, [LD]LD6900 | Confirmed
BCKSW | 138 | TOPOLOGY.TUETA.TU_W.BCKSW.138.BB1 | TUETA | TU_W | BLUFCKTA_8 | [DSC]3539, [DSC]3549, [DSC]3559 | Confirmed
BLKRV | 138 | TOPOLOGY.TUETA.TU_W.BLKRV.138.1215 | TUETA | TU_W | BLACKRVR_8Y | [DSC]MAS_3118, [LD]XFMR1 | Confirmed
BRAZ_WND | 34.5 | TOPOLOGY.TUETA.TU_W.BRAZ_WND.34.5.0004 | TUETA | TU_W | CIELOGEN_1GA | [XF]UXFMR1, [UN]WND1 | Confirmed
BRAZ_WND | 34.5 | TOPOLOGY.TUETA.TU_W.BRAZ_WND.34.5.0005 | TUETA | TU_W | CIELOGEN_2GA | [XF]UXFMR2, [UN]WND2 | Confirmed
BRNSY | 69 | TOPOLOGY.TUETA.TU_W.BRNSY.69.BB2 | TUETA | TU_W | BARNSLEY_9X | [DSC]2235, [LD]XFMR1 | Confirmed
BSCRM | 69 | TOPOLOGY.TUETA.TU_W.BSCRM.69.1816 | TUETA | TU_W | BSCRM_9 | [DSC]AS_2316, [LD]XFMR1 | Confirmed
BSGUL | 69 | TOPOLOGY.TUETA.TU_W.BSGUL.69.1843 | TUETA | TU_W | BSPGGULF_9X | [DSC]AS_1868, [LD]XFMR1 | Confirmed
BSPRW | 138 | TOPOLOGY.TUETA.TU_W.BSPRW.138.1762 | TUETA | TU_W | BIGSPGWE_8W | [DSC]1764, [LD]XFMR1 | Confirmed
BSPRW | 138 | TOPOLOGY.TUETA.TU_W.BSPRW.138.1763 | TUETA | TU_W | BIGSPGWE_8V | [DSC]1766, [LD]LXFMR2 | Confirmed
BSPRW | 138 | TOPOLOGY.TUETA.TU_W.BSPRW.138.BB1 | TUETA | TU_W | BIGSPGWE_8 | [DSC]1764, [DSC]1765, [DSC]1766, [DSC]1769, [DSC]7 | Confirmed
BSPSW | 138 | TOPOLOGY.TUETA.TU_W.BSPSW.138.0BB1 | TUETA | TU_W | BIGSPRIG_8 | [DSC]1739, [DSC]1748, [DSC]1749, [DSC]1759, [DSC]1 | Confirmed
BSPSW | 138 | TOPOLOGY.TUETA.TU_W.BSPSW.138.1750 | TUETA | TU_W | BIGSPRIG_8T | [DSC]1744, [LD]LD0841 | Confirmed
BSPSW | 69 | TOPOLOGY.TUETA.TU_W.BSPSW.69.1755 | TUETA | TU_W | BIGSPRIG_9S | [DSC]1844, [LD]LD0840 | Confirmed
BSPSW | 69 | TOPOLOGY.TUETA.TU_W.BSPSW.69.BB1 | TUETA | TU_W | BIGSPRIG_9 | [DSC]1841, [DSC]1848, [DSC]1851, [DSC]1856, [DSC]1 | Confirmed
BTHOD | 138 | TOPOLOGY.TUETA.TU_W.BTHOD.138.1246 | TUETA | TU_W | BIG3OD_8 | [CB]FID_3747, [LD]LD8011 | Confirmed
BUEYE | 138 | TOPOLOGY.TUETA.TU_W.BUEYE.138.0001 | TUETA | TU_W | BRAND_8A | [CB]FID, [LD]LD1 | Confirmed
CARBN | 12.5 | TOPOLOGY.TUETA.TU_W.CARBN.12.5.0010 | TUETA | TU_W | CARBONSW_GA | [LD]BSP, [UN]BSP_1, [XF]SRC_TR7 | Confirmed
CGDEL | 69 | TOPOLOGY.TUETA.TU_W.CGDEL.69.1969 | TUETA | TU_W | COGDELL_9 | [LD]CGDEL_LD2, [LD]LXFMR1, [DSC]MAS_2398 | Confirmed
CGRGF | 69 | TOPOLOGY.TUETA.TU_W.CGRGF.69.1906 | TUETA | TU_W | CHGRGULF_9 | [DSC]AS_2186, [LD]LDCGRGF | Confirmed
CGRSW | 138 | TOPOLOGY.TUETA.TU_W.CGRSW.138.0BB1 | TUETA | TU_W | CHINAGRV_8 | [DSC]3409, [DSC]3413, [DSC]3429, [DSC]3439, [DSC]3 | Confirmed
CGRSW | 138 | TOPOLOGY.TUETA.TU_W.CGRSW.138.0BB2 | TUETA | TU_W | CHINAGRV_A8Z | [DSC]3414, [DSC]3419, [DSC]3449, [DSC]3469 | Confirmed
CGRSW | 69 | TOPOLOGY.TUETA.TU_W.CGRSW.69.BB1 | TUETA | TU_W | CHINAGRV_9 | [DSC]1004, [DSC]1039, [DSC]1059, [DSC]1069, [DSC]1 | Confirmed
CHALK | 69 | TOPOLOGY.TUETA.TU_W.CHALK.69.1848 | TUETA | TU_W | CHALK_9Z | [DSC]2296, [LD]CHALK_LD1, [LD]LXFMR1 | Confirmed
CHALK | 69 | TOPOLOGY.TUETA.TU_W.CHALK.69.BB1 | TUETA | TU_W | CHALK_9 | [DSC]2271, [DSC]2281, [DSC]2291, [DSC]2296 | Confirmed
CHYNE | 138 | TOPOLOGY.TUETA.TU_W.CHYNE.138.1348 | TUETA | TU_W | CHEYENNE_8 | [CB]CB_2807, [LD]CHYNE_LD1, [LD]CHYNE_LD2, [LD]LD9 | Confirmed
CLBSN | 69 | TOPOLOGY.TUETA.TU_W.CLBSN.69.1904 | TUETA | TU_W | COLBASIN_9X | [DSC]AS_2184, [LD]LD8821 | Confirmed
CLCTY | 69 | TOPOLOGY.TUETA.TU_W.CLCTY.69.1916 | TUETA | TU_W | COLOCITY_9W | [LD]LD1010, [DSC]MAS_2068 | Confirmed
CLCTY | 69 | TOPOLOGY.TUETA.TU_W.CLCTY.69.BB1 | TUETA | TU_W | COLOCITY_9 | [DSC]DISC2051, [DSC]DISC2179, [DSC]DISC2189, [DSC] | Confirmed
COHMA | 69 | TOPOLOGY.TUETA.TU_W.COHMA.69.1826 | TUETA | TU_W | COAHOMA_9 | [DSC]AS_2076, [LD]COHMA_LD1, [LD]LD1100 | Confirmed
COHMA | 69 | TOPOLOGY.TUETA.TU_W.COHMA.69.BB2 | TUETA | TU_W | COAHOMA_9Y | [DSC]AS_2075, [LD]LD1200, [DSC]MAS_2079 | Confirmed
COSDN | 138 | TOPOLOGY.TUETA.TU_W.COSDN.138.1784 | TUETA | TU_W | COSDEN_8W | [DSC]AS_100, [LD]XFMR1 | Confirmed
COSDN | 138 | TOPOLOGY.TUETA.TU_W.COSDN.138.1785 | TUETA | TU_W | COSDEN_8V | [DSC]AS_200, [LD]XFMR2 | Confirmed
COSDN | 138 | TOPOLOGY.TUETA.TU_W.COSDN.138.1786 | TUETA | TU_W | COSDEN_8U | [DSC]AS_300, [LD]XFMR3 | Confirmed
COSDN | 138 | TOPOLOGY.TUETA.TU_W.COSDN.138.1787 | TUETA | TU_W | COSDEN_8T | [DSC]AS_400, [LD]XFMR4 | Confirmed
COSDN | 138 | TOPOLOGY.TUETA.TU_W.COSDN.138.BB1 | TUETA | TU_W | COSDEN_8Z | [DSC]AS_100, [DSC]DISC2985, [DSC]DISC2989 | Confirmed
COSDN | 138 | TOPOLOGY.TUETA.TU_W.COSDN.138.BB2 | TUETA | TU_W | COSDEN_8Y | [DSC]AS_200, [DSC]DISC2985, [DSC]LS_2984 | Confirmed
COSDN | 138 | TOPOLOGY.TUETA.TU_W.COSDN.138.BB3 | TUETA | TU_W | COSDEN_8X | [DSC]AS_300, [DSC]DISC2983, [DSC]LS_2984 | Confirmed
COSDN | 138 | TOPOLOGY.TUETA.TU_W.COSDN.138.BB4 | TUETA | TU_W | COSDEN_8 | [DSC]AS_400, [DSC]DISC2969, [DSC]DISC2979, [DSC]DI | Confirmed
COYAN | 69 | TOPOLOGY.TUETA.TU_W.COYAN.69.1570 | TUETA | TU_W | COYANOSA_9Y | [DSC]AS_3174, [LD]LD6311 | Confirmed
CRANE | 138 | TOPOLOGY.TUETA.TU_W.CRANE.138.0BB1 | TUETA | TU_W | L_CRANE8_TA | [DSC]3509, [DSC]3512, [DSC]3516, [DSC]3589 | Confirmed
CRANE | 69 | TOPOLOGY.TUETA.TU_W.CRANE.69.1463 | TUETA | TU_W | CRANE_9W | [DSC]2124, [LD]LD0300 | Confirmed
CRANE | 69 | TOPOLOGY.TUETA.TU_W.CRANE.69.BB1 | TUETA | TU_W | CRANE_9 | [DSC]2115, [DSC]2121, [DSC]2124, [DSC]2129, [DSC]2 | Confirmed
CRDEX | 69 | TOPOLOGY.TUETA.TU_W.CRDEX.69.1485 | TUETA | TU_W | EXONJUAN_9 | [DSC]AS_2327, [LD]LDFIRM | Confirmed
CRMW7 | 138 | TOPOLOGY.TUETA.TU_W.CRMW7.138.BB1 | TUETA | TU_W | CRMWDSVN_8Z | [DSC]AS_2834, [LD]LOAD_1 | Confirmed
CRMW8 | 138 | TOPOLOGY.TUETA.TU_W.CRMW8.138.2066 | TUETA | TU_W | CRMWD8_8Z | [LD]LOAD_1, [DSC]LS_3047 | Confirmed
CRNAR | 138 | TOPOLOGY.TUETA.TU_W.CRNAR.138.1468 | TUETA | TU_W | ARCOCRN_8Z | [LD]LD103A, [DSC]TR1-2, [DSC]TR1-3 | Confirmed
CRNAR | 138 | TOPOLOGY.TUETA.TU_W.CRNAR.138.1469 | TUETA | TU_W | ARCOCRN_8Y | [LD]LD106A, [DSC]TR2-2, [DSC]TR2-3 | Confirmed
CRNAR | 138 | TOPOLOGY.TUETA.TU_W.CRNAR.138.BB1 | TUETA | TU_W | ARCOCRN_8 | [LN]6255_A, [DSC]TR1-1, [DSC]TR1-3, [DSC]TR2-1, [D | Confirmed
CRNAT | 69 | TOPOLOGY.TUETA.TU_W.CRNAT.69.1490 | TUETA | TU_W | CRANATLC_9 | [DSC]AS_2377, [LD]LD4100 | Confirmed
CRNES | 138 | TOPOLOGY.TUETA.TU_W.CRNES.138.0101 | TUETA | TU_W | CRNES_L_A | [CB]7528, [LD]XFMR1 | New NodeKey
CRNHU | 69 | TOPOLOGY.TUETA.TU_W.CRNHU.69.1550 | TUETA | TU_W | CRANEHUM_9X | [DSC]AS_2246, [LD]LD9311 | Confirmed
CRNHU | 69 | TOPOLOGY.TUETA.TU_W.CRNHU.69.BB1 | TUETA | TU_W | CRANEHUM_9 | [DSC]AS_2246, [DSC]AS_2247, [DSC]AS_2248 | Confirmed
CSEC | 34.5 | TOPOLOGY.TUETA.TU_W.CSEC.34.5.1100 | TUETA | TU_W | CSEC_R_A | [DSC]CSAS345, [UN]CSECG1 | New NodeKey
DHIDE | 138 | TOPOLOGY.TUETA.TU_W.DHIDE.138.1355 | TUETA | TU_W | DOLRHIDE_8Z | [CB]CB_2808, [LD]DHIDE_LD3, [LD]DHIDE_LD4, [LD]XFM | Confirmed
DHIDE | 138 | TOPOLOGY.TUETA.TU_W.DHIDE.138.BB1 | TUETA | TU_W | DOLRHIDE_8 | [CB]CB_2808, [DSC]DISC4451, [DSC]DSC_2816, [DSC]DS | Confirmed
DHUNO | 138 | TOPOLOGY.TUETA.TU_W.DHUNO.138.1362 | TUETA | TU_W | UNOCALDH_8 | [DSC]AS_CS1, [LD]DHUNO_LD1, [LD]DHUNO_LD2, [LD]LD3 | Confirmed
DWSON | 69 | TOPOLOGY.TUETA.TU_W.DWSON.69.1952 | TUETA | TU_W | DAWSON_9 | [DSC]AS_2374, [LD]XFMR1 | Confirmed
ECRSW | 138 | TOPOLOGY.TUETA.TU_W.ECRSW.138.0BB1 | TUETA | TU_W | ENNISCK_8 | [LN]6437_D, [DSC]MAS_2394, [DSC]MAS_2402, [CB]SC1_ | Confirmed
ECRSW | 138 | TOPOLOGY.TUETA.TU_W.ECRSW.138.1983 | TUETA | TU_W | ENSCRKSS_8V | [LD]LD5300, [DSC]MAS_2394 | Confirmed
ECTHM | 138 | TOPOLOGY.TUETA.TU_W.ECTHM.138.1435 | TUETA | TU_W | ECTRHILL_8 | [LD]ECTHM_LD1, [LD]ECTHM_LD3, [LD]ECTHM_LD4, [LD]L | Confirmed
ECTHM | 138 | TOPOLOGY.TUETA.TU_W.ECTHM.138.BB1 | TUETA | TU_W | ECTRHILL_8Z | [DSC]MAS_3964, [DSC]MLDS3963, [DSC]MLS_3965 | Confirmed
ECTHP | 138 | TOPOLOGY.TUETA.TU_W.ECTHP.138.1664 | TUETA | TU_W | ECTRHARP_8 | [LD]ECTHP_LD1, [LD]LD4900, [DSC]MAS_2104 | Confirmed
ECTHP | 138 | TOPOLOGY.TUETA.TU_W.ECTHP.138.BB1 | TUETA | TU_W | ECTRHARP_8Z | [DSC]AS_2103, [DSC]LS_2105, [DSC]MAS_2104 | Confirmed
ECTSH | 69 | TOPOLOGY.TUETA.TU_W.ECTSH.69.1439 | TUETA | TU_W | ECTSH_8A | [DSC]AS_2866, [LD]XFMR1 | Confirmed
EDWDS | 138 | TOPOLOGY.TUETA.TU_W.EDWDS.138.1225 | TUETA | TU_W | EDWDS_8A | [LD]EDWDS_LD1, [LD]LD5900, [DSC]MAS_3084 | Confirmed
ELMAR | 138 | TOPOLOGY.TUETA.TU_W.ELMAR.138.1207 | TUETA | TU_W | ELMAR_8 | [DSC]AS_3102, [LD]ELMAR_LD1, [LD]XFMR1 | Confirmed
EMMA | 69 | TOPOLOGY.TUETA.TU_W.EMMA.69.1617 | TUETA | TU_W | EMMA_9Z | [DSC]AS_2142, [LD]LD4012 | Confirmed
EMMA | 69 | TOPOLOGY.TUETA.TU_W.EMMA.69.1618 | TUETA | TU_W | EMMA_9Y | [DSC]AS_2144, [LD]LD4000 | Confirmed
EMMA | 69 | TOPOLOGY.TUETA.TU_W.EMMA.69.BB1 | TUETA | TU_W | EMMA_9 | [LN]6596_A, [LN]6596_E, [DSC]AS_2142, [DSC]AS_2144 | Confirmed
ESKSW | 138 | TOPOLOGY.TUETA.TU_W.ESKSW.138.0BB1 | TUETA | TU_W | ESKOTA_8 | [DSC]1709, [DSC]1719, [DSC]1724, [DSC]1729 | Confirmed
ESKSW | 69 | TOPOLOGY.TUETA.TU_W.ESKSW.69.BB1 | TUETA | TU_W | ESKOTA_9 | [DSC]1201, [DSC]1781, [DSC]1801, [DSC]1806, [DSC]1 | Confirmed
ESKSW | 69 | TOPOLOGY.TUETA.TU_W.ESKSW.69.BB4 | TUETA | TU_W | ESKOTAYL_9W | [DSC]1808, [DSC]1809, [LD]XFMR1 | Confirmed
FKLCY | 69 | TOPOLOGY.TUETA.TU_W.FKLCY.69.1633 | TUETA | TU_W | FRNKLCTY_9 | [DSC]AS_2169, [LD]FKLCY_LD1, [LD]LD5100 | Confirmed
FKLCY | 69 | TOPOLOGY.TUETA.TU_W.FKLCY.69.BB1 | TUETA | TU_W | FRNKLCTY_9Z | [DSC]AS_2169, [DSC]LS_2168, [DSC]LS_2172 | Confirmed
FLCNS | 13.8 | TOPOLOGY.TUETA.TU_W.FLCNS.13.8.0BB1 | TUETA | TU_W | CALENG3G_3G | [UN]UNIT1, [XF]UXFMR1 | Confirmed
FLCNS | 13.8 | TOPOLOGY.TUETA.TU_W.FLCNS.13.8.0BB2 | TUETA | TU_W | CALENG2G_2G | [UN]UNIT2, [XF]UXFMR2 | Confirmed
FLCNS | 13.8 | TOPOLOGY.TUETA.TU_W.FLCNS.13.8.0BB3 | TUETA | TU_W | CALENG1G_1G | [UN]UNIT3, [XF]UXFMR3 | Confirmed
FLCNS | 138 | TOPOLOGY.TUETA.TU_W.FLCNS.138.1BB1 | TUETA | TU_W | FSCOGEN_8 | [DSC]AS_3022, [DSC]DISC3009, [DSC]DISC3051, [DSC]M | Confirmed
FLCNS | 138 | TOPOLOGY.TUETA.TU_W.FLCNS.138.1BB2 | TUETA | TU_W | FSCOGEN_8Z | [DSC]DISC3031, [DSC]DISC3039, [DSC]MAS_3026 | Confirmed
FLCNS | 345 | TOPOLOGY.TUETA.TU_W.FLCNS.345.BB1 | TUETA | TU_W | FSCOGEN_5 | [DSC]AS_6621, [DSC]AS_6622, [DSC]MAS_6618 | Confirmed
FLCNS | 345 | TOPOLOGY.TUETA.TU_W.FLCNS.345.BB2 | TUETA | TU_W | FSCOGEN_5Z | [DSC]AS_6631, [DSC]AS_6632, [DSC]MAS_6628 | Confirmed
FLNTK | 69 | TOPOLOGY.TUETA.TU_W.FLNTK.69.BB1 | TUETA | TU_W | FLINTKOT_9 | [DSC]AS_1986, [DSC]AS_1987, [LD]LDFLNTK | Confirmed
FLRTN | 69 | TOPOLOGY.TUETA.TU_W.FLRTN.69.1641 | TUETA | TU_W | FULERTON_9Y | [LD]FLRTN_LD2, [LD]LD3700, [DSC]MAS_2148 | Confirmed
FLRTN | 69 | TOPOLOGY.TUETA.TU_W.FLRTN.69.BB1 | TUETA | TU_W | FULERTON_9 | [DSC]DSC_2175, [DSC]LN2203_DIS, [DSC]MAS_2148, [DS | Confirmed
FLTEX | 69 | TOPOLOGY.TUETA.TU_W.FLTEX.69.1644 | TUETA | TU_W | EXXONFUL_9X | [LD]LD1L, [DSC]MAS_1 | Confirmed
FLTEX | 69 | TOPOLOGY.TUETA.TU_W.FLTEX.69.1645 | TUETA | TU_W | EXXONFUL_9W | [LD]LD2L, [DSC]MAS_2 | Confirmed
FLTEX | 69 | TOPOLOGY.TUETA.TU_W.FLTEX.69.BB1 | TUETA | TU_W | EXXONFUL_9 | [DSC]LN3_DIS, [DSC]LS_2202, [DSC]MAS_1, [DSC]MAS_2 | Confirmed
FORSN | 138 | TOPOLOGY.TUETA.TU_W.FORSN.138.1792 | TUETA | TU_W | FORSAN_8 | [LD]FORSN_LD1, [LD]FORSN_LD3, [LD]LD5600, [DSC]MAS | Confirmed
GAIL | 138 | TOPOLOGY.TUETA.TU_W.GAIL.138.1694 | TUETA | TU_W | GAILLYNT_8X | [LD]LD7010, [DSC]MAS_3444 | Confirmed
GAIL | 138 | TOPOLOGY.TUETA.TU_W.GAIL.138.BB1 | TUETA | TU_W | GAILLYNT_8 | [DSC]AS_3443, [DSC]AS_3445, [DSC]MAS_3444 | Confirmed
GETTY | 69 | TOPOLOGY.TUETA.TU_W.GETTY.69.1554 | TUETA | TU_W | GETTY_9X | [DSC]AS_2084, [LD]LD6800 | Confirmed
GETTY | 69 | TOPOLOGY.TUETA.TU_W.GETTY.69.BB1 | TUETA | TU_W | GETTY_9 | [DSC]AS_2084, [DSC]MAS_2087, [DSC]MLD_2085 | Confirmed
GLNHV | 138 | TOPOLOGY.TUETA.TU_W.GLNHV.138.1273 | TUETA | TU_W | GLENHAVN_8X | [LD]LD3900, [DSC]MAS_3014 | Confirmed
GLNHV | 138 | TOPOLOGY.TUETA.TU_W.GLNHV.138.1274 | TUETA | TU_W | GLENHAVN_8W | [LD]LD3901, [DSC]MAS_3016 | Confirmed
GLNHV | 138 | TOPOLOGY.TUETA.TU_W.GLNHV.138.1275 | TUETA | TU_W | GLENHAVN_8V | [LD]LD3902, [DSC]MAS_3018 | Confirmed
GLNHV | 138 | TOPOLOGY.TUETA.TU_W.GLNHV.138.BB1 | TUETA | TU_W | GLENHAVN_8 | [LN]6510_E, [DSC]MAS_3013, [DSC]MAS_3014, [DSC]MAS | Confirmed
GLSCK | 69 | TOPOLOGY.TUETA.TU_W.GLSCK.69.1513 | TUETA | TU_W | GLASCOCK_9X | [DSC]AS_2796, [LD]XFMR1 | Confirmed
GLSCK | 69 | TOPOLOGY.TUETA.TU_W.GLSCK.69.1514 | TUETA | TU_W | GLASCOCK_9W | [DSC]AS_2798, [LD]XFMR2 | Confirmed
GLSCK | 69 | TOPOLOGY.TUETA.TU_W.GLSCK.69.BB1 | TUETA | TU_W | GLASCOCK_9 | [DSC]AS_2796, [DSC]AS_2798, [DSC]MAS_2797, [DSC]ML | Confirmed
GNTSW | 138 | TOPOLOGY.TUETA.TU_W.GNTSW.138.1143 | TUETA | TU_W | GENRUBR_8V | [DSC]AS_3005, [LD]XFMR3 | Confirmed
GNTSW | 138 | TOPOLOGY.TUETA.TU_W.GNTSW.138.1144 | TUETA | TU_W | GENRUBR_8U | [DSC]AS_3007, [LD]XFMR1 | Confirmed
GNTSW | 138 | TOPOLOGY.TUETA.TU_W.GNTSW.138.1145 | TUETA | TU_W | GENRUBR_8T | [DSC]AS_3008, [LD]XFMR2 | Confirmed
GNTSW | 138 | TOPOLOGY.TUETA.TU_W.GNTSW.138.BB1 | TUETA | TU_W | GENRUBR_8Z | [DSC]AS_3005, [DSC]AS_3007, [DSC]AS_3724, [DSC]DIS | Confirmed
GNTSW | 138 | TOPOLOGY.TUETA.TU_W.GNTSW.138.BB2 | TUETA | TU_W | GENRUBR_8 | [DSC]AS_3008, [DSC]AS_3724, [DSC]DISC3739, [DSC]DI | Confirmed
GODRD | 138 | TOPOLOGY.TUETA.TU_W.GODRD.138.1453 | TUETA | TU_W | GODDARD_8X | [LD]LD8100, [DSC]MAS_3944 | Confirmed
GODRD | 138 | TOPOLOGY.TUETA.TU_W.GODRD.138.1454 | TUETA | TU_W | GODDARD_8W | [LD]LD8110, [DSC]MAS_3946 | Confirmed
GODRD | 138 | TOPOLOGY.TUETA.TU_W.GODRD.138.BB1 | TUETA | TU_W | GODDARD_8 | [DSC]MAS_3944, [DSC]MAS_3946, [DSC]MLS_3943, [DSC] | Confirmed
GRDNC | 69 | TOPOLOGY.TUETA.TU_W.GRDNC.69.1519 | TUETA | TU_W | GARDCITY_9W | [DSC]AS_2165, [LD]LXFMR1 | Confirmed
GRDNC | 69 | TOPOLOGY.TUETA.TU_W.GRDNC.69.BB1 | TUETA | TU_W | GARDCITY_9 | [DSC]AS_2165, [DSC]DISC2759, [DSC]DISC2779, [DSC]D | Confirmed
GSCHV | 69 | TOPOLOGY.TUETA.TU_W.GSCHV.69.1608 | TUETA | TU_W | GOLDSCG_9 | [LD]LD6410, [DSC]MAS_2134 | Confirmed
GSMAM | 138 | TOPOLOGY.TUETA.TU_W.GSMAM.138.1342 | TUETA | TU_W | AMGLDSMI_8Z | [DSC]D_52T0_2, [DSC]D_52T0_3, [LD]LD52M | Confirmed
GSMAM | 138 | TOPOLOGY.TUETA.TU_W.GSMAM.138.BB1 | TUETA | TU_W | AMGLDSMI_8 | [DSC]AS_2562, [DSC]AS_2563, [DSC]D_52T0_1, [DSC]D_ | Confirmed
GSMTH | 69 | TOPOLOGY.TUETA.TU_W.GSMTH.69.1606 | TUETA | TU_W | GOLDSMTH_9Z | [DSC]AS_2183, [LD]GSMTH_LD2, [LD]GSMTH_LD3, [LD]GS | Confirmed
GSMTH | 69 | TOPOLOGY.TUETA.TU_W.GSMTH.69.BB1 | TUETA | TU_W | GOLDSMTH_9 | [LN]6860_F, [LN]6860_G, [DSC]AS_2158, [DSC]AS_2183 | Confirmed
GSMTH | 69 | TOPOLOGY.TUETA.TU_W.GSMTH.69.BB2 | TUETA | TU_W | GOLDSMTH_9Y | [DSC]AS_2158, [LD]XFMR1 | Confirmed
GVODS | 138 | TOPOLOGY.TUETA.TU_W.GVODS.138.1419 | TUETA | TU_W | GRANDVEW_8X | [LD]LD3010, [DSC]MAS_3974 | Confirmed
GVODS | 138 | TOPOLOGY.TUETA.TU_W.GVODS.138.1420 | TUETA | TU_W | GRANDVEW_8W | [LD]LD3011, [DSC]MAS_3976 | Confirmed
GVODS | 138 | TOPOLOGY.TUETA.TU_W.GVODS.138.BB1 | TUETA | TU_W | GRANDVEW_8 | [DSC]MAS_3974, [DSC]MAS_3976, [DSC]MLS_3973, [DSC] | Confirmed
GYVLM | 138 | TOPOLOGY.TUETA.TU_W.GYVLM.138.1961 | TUETA | TU_W | GETTYVLM_8X | [CB]CB_3458, [LD]XFMR1 | Confirmed
GYVLM | 138 | TOPOLOGY.TUETA.TU_W.GYVLM.138.BB1 | TUETA | TU_W | GETTYVLM_8 | [DSC]LS_3463, [DSC]LS_3465, [DSC]MAS_3457 | Confirmed
HLTSW | 138 | TOPOLOGY.TUETA.TU_W.HLTSW.138.0BB1 | TUETA | TU_W | HOLTSS_8 | [DSC]DISC4409, [DSC]DISC4419, [DSC]DISC4429, [DSC] | Confirmed
HLTSW | 69 | TOPOLOGY.TUETA.TU_W.HLTSW.69.BB1 | TUETA | TU_W | HOLTSS_9 | [DSC]DISC2829, [DSC]DISC2839, [DSC]DISC2849, [DSC] | Confirmed
HNTMN | 138 | TOPOLOGY.TUETA.TU_W.HNTMN.138.BB1 | TUETA | TU_W | HUNTSMAN_8 | [DSC]AS_3774, [DSC]MOAS3775, [LD]XFMR1 | Confirmed
HOWRD | 69 | TOPOLOGY.TUETA.TU_W.HOWRD.69.1835 | TUETA | TU_W | IATNHOW_9 | [DSC]AS_2028, [LD]XFMR1 | Confirmed
HSACH | 138 | TOPOLOGY.TUETA.TU_W.HSACH.138.1187 | TUETA | TU_W | WARDGULF_8 | [DSC]DSC_51, [DSC]DSC_52, [LD]LD000 | Confirmed
IATMG | 69 | TOPOLOGY.TUETA.TU_W.IATMG.69.1831 | TUETA | TU_W | IATANMAG_9A | [DSC]AS_2026, [LD]LDIATMG | Confirmed
IATMG | 69 | TOPOLOGY.TUETA.TU_W.IATMG.69.BB1 | TUETA | TU_W | IATANMAG_9 | [LN]6615_C, [LN]6615_F, [DSC]AS_2026, [CB]SCC1_CB, | Confirmed
IRA | 69 | TOPOLOGY.TUETA.TU_W.IRA.69.1882 | TUETA | TU_W | IRA_9X | [DSC]AS_1756, [LD]LD3200 | Confirmed
IRA | 69 | TOPOLOGY.TUETA.TU_W.IRA.69.BB1 | TUETA | TU_W | IRA_9 | [DSC]AS_1755, [DSC]AS_1756, [DSC]AS_1757 | Confirmed
JDKNS | 138 | TOPOLOGY.TUETA.TU_W.JDKNS.138.1229 | TUETA | TU_W | JUDKINS_8 | [LD]JDKNS_LD1, [LD]LD0820, [DSC]MAS_3106 | Confirmed
JDKNS | 138 | TOPOLOGY.TUETA.TU_W.JDKNS.138.BB1 | TUETA | TU_W | JUDKINS_8Z | [DSC]MAS_3106, [DSC]MLS_3105, [DSC]MLS_3107 | Confirmed
KEY | 138 | TOPOLOGY.TUETA.TU_W.KEY.138.1690 | TUETA | TU_W | KEYLYNTE_8X | [DSC]AS_3526, [LD]LD2600 | Confirmed
KEY | 138 | TOPOLOGY.TUETA.TU_W.KEY.138.BB1 | TUETA | TU_W | KEYLYNTE_8 | [DSC]AS_3526, [DSC]AS_3527, [DSC]LS_3525 | Confirmed
KMCCS | 138 | TOPOLOGY.TUETA.TU_W.KMCCS.138.0004 | TUETA | TU_W | KINDERML_8A | [DSC]KMDSA_B, [LD]T1, [LD]T2 | Confirmed
KNAPP | 138 | TOPOLOGY.TUETA.TU_W.KNAPP.138.1702 | TUETA | TU_W | KNAPP_8 | [DSC]AS_3455, [LD]KNAPP_LD1, [LD]LD4000 | Confirmed
KNOTT | 69 | TOPOLOGY.TUETA.TU_W.KNOTT.69.1866 | TUETA | TU_W | KNOTT_9X | [DSC]AS_2289, [LD]LD5210 | Confirmed
KYSTN | 69 | TOPOLOGY.TUETA.TU_W.KYSTN.69.BB1 | TUETA | TU_W | KEYSTONE_9 | [LD]LXFMR1, [DSC]MAS_2167, [DSC]MAS_2187 | Confirmed
LIQAR | 138 | TOPOLOGY.TUETA.TU_W.LIQAR.138.1300 | TUETA | TU_W | LIQDAIR_8 | [DSC]AS_CUST1, [LD]LDFIRM1, [LD]LIQAR_LD2 | Confirmed
LIQAR | 138 | TOPOLOGY.TUETA.TU_W.LIQAR.138.BB1 | TUETA | TU_W | LIQDAIR_8Z | [DSC]AS_CUST1, [DSC]LS_3702, [DSC]LS_3703 | Confirmed
LKTMS | 69 | TOPOLOGY.TUETA.TU_W.LKTMS.69.1890 | TUETA | TU_W | LKTHOMAS_9Z | [DSC]AS_1773, [LD]XFMR2 | Confirmed
LKTMS | 69 | TOPOLOGY.TUETA.TU_W.LKTMS.69.1891 | TUETA | TU_W | LKTHOMAS_9Y | [DSC]AS_1774, [LD]XFMR1 | Confirmed
LKTMS | 69 | TOPOLOGY.TUETA.TU_W.LKTMS.69.BB1 | TUETA | TU_W | LKTHOMAS_9 | [LN]6690_C, [DSC]AS_1773, [DSC]AS_1774, [LD]LKTMS_ | Confirmed
LMESA | 138 | TOPOLOGY.TUETA.TU_W.LMESA.138.1394 | TUETA | TU_W | LMESALYN_8 | [DSC]MAS_3506, [LD]XFMR3 | Confirmed
LMESA | 69 | TOPOLOGY.TUETA.TU_W.LMESA.69.1397 | TUETA | TU_W | LAMESA_9V | [LD]LXFMR1, [DSC]MAS_2306 | Confirmed
LMESA | 69 | TOPOLOGY.TUETA.TU_W.LMESA.69.1398 | TUETA | TU_W | LAMESA_9U | [DSC]MAS_2307, [LD]XFMR2 | Confirmed
LMESA | 69 | TOPOLOGY.TUETA.TU_W.LMESA.69.BB1 | TUETA | TU_W | LAMESA_9 | [DSC]DISC2309, [DSC]DISC2319, [DSC]DISC2329, [DSC] | Confirmed
LNSTC | 69 | TOPOLOGY.TUETA.TU_W.LNSTC.69.0003 | TUETA | TU_W | LONESTAR_9Z | [DSC]AS_1892, [LD]LD31 | Confirmed
LNSTC | 69 | TOPOLOGY.TUETA.TU_W.LNSTC.69.1975 | TUETA | TU_W | LONESTAR_9Y | [DSC]AS_1888, [LD]LD11 | Confirmed
LNSTC | 69 | TOPOLOGY.TUETA.TU_W.LNSTC.69.1976 | TUETA | TU_W | LONESTAR_9X | [DSC]AS_1894, [LD]LD21 | Confirmed
LNSTC | 69 | TOPOLOGY.TUETA.TU_W.LNSTC.69.BB1 | TUETA | TU_W | LONESTAR_9 | [LN]6770_B, [DSC]AS_1888, [DSC]AS_1892, [DSC]AS_18 | Confirmed
LORAN | 69 | TOPOLOGY.TUETA.TU_W.LORAN.69.BB1 | TUETA | TU_W | LORAINE_9 | [DSC]AS_2063, [DSC]AS_2064, [LD]LD9700 | Confirmed
LOVNG | 33.6 | TOPOLOGY.TUETA.TU_W.LOVNG.33.6.4394 | TUETA | TU_W | LOVING_DA | [DSC]D_2511_2, [DSC]D_2511_3, [LD]LD2511 | Confirmed
MABTX | 138 | TOPOLOGY.TUETA.TU_W.MABTX.138.0007 | TUETA | TU_W | TEXMABEE_8Y | [CB]CB_2, [LD]LD202 | Confirmed
MABTX | 138 | TOPOLOGY.TUETA.TU_W.MABTX.138.0008 | TUETA | TU_W | TEXMABEE_8X | [CB]CB_3, [LD]LD203 | Confirmed
MABTX | 138 | TOPOLOGY.TUETA.TU_W.MABTX.138.1423 | TUETA | TU_W | TEXMABEE_8 | [CB]CB_1, [LD]LD201, [LD]MABTX_LD3, [LD]MABTX_LD4 | Confirmed
MASON | 138 | TOPOLOGY.TUETA.TU_W.MASON.138.1210 | TUETA | TU_W | MASON_8Y | [LD]AXFMR1, [DSC]MAS_3104 | Confirmed
MDAIR | 138 | TOPOLOGY.TUETA.TU_W.MDAIR.138.1269 | TUETA | TU_W | MIDLAIRP_8X | [LD]LD2900, [DSC]MAS_3074 | Confirmed
MDAIR | 138 | TOPOLOGY.TUETA.TU_W.MDAIR.138.BB1 | TUETA | TU_W | MIDLAIRP_8 | [DSC]MAS_3074, [DSC]MLD_3073, [DSC]MLS_3075 | Confirmed
MDASW | 138 | TOPOLOGY.TUETA.TU_W.MDASW.138.BB1 | TUETA | TU_W | MIDESSA_8 | [DSC]DISC3069, [DSC]DISC3079, [DSC]DISC3089 | Confirmed
MDBSN | 69 | TOPOLOGY.TUETA.TU_W.MDBSN.69.1539 | TUETA | TU_W | MIDBASIN_9X | [DSC]TR_2225, [LD]XFMR1 | Confirmed
MDBSN | 69 | TOPOLOGY.TUETA.TU_W.MDBSN.69.BB1 | TUETA | TU_W | MIDBASIN_9 | [DSC]LN_2255, [DSC]LN_2256, [DSC]TR_2225 | Confirmed
MDDTN | 138 | TOPOLOGY.TUETA.TU_W.MDDTN.138.1313 | TUETA | TU_W | MIDLDWNT_8X | [LD]LD4300, [DSC]MAS_2826 | Confirmed
MDDTN | 138 | TOPOLOGY.TUETA.TU_W.MDDTN.138.1314 | TUETA | TU_W | MIDLDWNT_8W | [LD]LD4301, [DSC]MAS_2828 | Confirmed
MDDTN | 138 | TOPOLOGY.TUETA.TU_W.MDDTN.138.BB1 | TUETA | TU_W | MIDLDWNT_8 | [DSC]MAS_2826, [DSC]MAS_2828, [DSC]MAS_2829, [DSC] | Confirmed
MDFAM | 138 | TOPOLOGY.TUETA.TU_W.MDFAM.138.1655 | TUETA | TU_W | AMOMIDFM_8Z | [CB]CB_1, [LD]LD0001 | Confirmed
MDFAM | 138 | TOPOLOGY.TUETA.TU_W.MDFAM.138.1656 | TUETA | TU_W | AMOMIDFM_8Y | [CB]CB_2, [LD]LD0002 | Confirmed
MDFAM | 138 | TOPOLOGY.TUETA.TU_W.MDFAM.138.BB1 | TUETA | TU_W | AMOMIDFM_8 | [LN]6090_A, [CB]CB_1, [CB]CB_2, [LD]MDFAM_LD2 | Confirmed
MDFRM | 69 | TOPOLOGY.TUETA.TU_W.MDFRM.69.1629 | TUETA | TU_W | MIDFARMS_9 | [LD]LD2100, [DSC]MAS_2146 | Confirmed
MDGLF | 69 | TOPOLOGY.TUETA.TU_W.MDGLF.69.1533 | TUETA | TU_W | MIDLGULF_9X | [DSC]AS_1936, [LD]XFMR1 | Confirmed
MDGLF | 69 | TOPOLOGY.TUETA.TU_W.MDGLF.69.BB1 | TUETA | TU_W | MIDLGULF_9 | [LN]6620_C, [DSC]AS_1936, [DSC]DISC2257, [CB]SC882 | Confirmed
MDGLF | 69 | TOPOLOGY.TUETA.TU_W.MDGLF.69.BB2 | TUETA | TU_W | MDGULFTA_9 | [CB]SC8821_2_CB, [CB]SC8821_CB, [CB]SCC1 | Confirmed
MDLNE | 138 | TOPOLOGY.TUETA.TU_W.MDLNE.138.0BB4 | TUETA | TU_W | MIDLNDE_N8W | [DSC]AS_3328, [DSC]AS_3329, [DSC]MAS_3335 | Confirmed
MDLNE | 138 | TOPOLOGY.TUETA.TU_W.MDLNE.138.1028 | TUETA | TU_W | MIDLNDE_S8Q | [LD]LD0140, [DSC]MAS_3334 | Confirmed
MDLNE | 138 | TOPOLOGY.TUETA.TU_W.MDLNE.138.1029 | TUETA | TU_W | MIDLNDE_N8P | [LD]LD0141, [DSC]MAS_3335 | Confirmed
MDLNE | 138 | TOPOLOGY.TUETA.TU_W.MDLNE.138.1030 | TUETA | TU_W | MIDLNDE_S8O | [LD]LD0142, [DSC]MAS_3336 | Confirmed
MDLNE | 138 | TOPOLOGY.TUETA.TU_W.MDLNE.138.1BB1 | TUETA | TU_W | MIDLNDE_N8 | [DSC]AS_3329, [DSC]DISC3319, [DSC]DISC3349, [DSC]D | Confirmed
MDLNE | 138 | TOPOLOGY.TUETA.TU_W.MDLNE.138.1BB2 | TUETA | TU_W | MIDLNDE_S8 | [DSC]AS_3332, [DSC]DISC3309, [DSC]DISC3339, [DSC]D | Confirmed
MDLNE | 138 | TOPOLOGY.TUETA.TU_W.MDLNE.138.BB5 | TUETA | TU_W | MIDLNDE_S8Y | [DSC]AS_3328, [DSC]AS_3332, [DSC]MAS_3334, [DSC]MA | Confirmed
MDLNE | 345 | TOPOLOGY.TUETA.TU_W.MDLNE.345.0BB2 | TUETA | TU_W | MIDLNDE_5 | [DSC]AS_6771, [DSC]MAS_6772, [DSC]MLS_6773 | Confirmed
MDLNW | 138 | TOPOLOGY.TUETA.TU_W.MDLNW.138.1259 | TUETA | TU_W | MIDLANDW_8W | [LD]LD1502, [DSC]MAS_2263 | Confirmed
MDLNW | 138 | TOPOLOGY.TUETA.TU_W.MDLNW.138.1260 | TUETA | TU_W | MIDLANDW_8V | [LD]LD1500, [DSC]MAS_2266 | Confirmed
MDLNW | 138 | TOPOLOGY.TUETA.TU_W.MDLNW.138.4431 | TUETA | TU_W | MIDLANDW_8U | [LD]LD1501, [DSC]MAS_2268 | Confirmed
MDLNW | 138 | TOPOLOGY.TUETA.TU_W.MDLNW.138.BB1 | TUETA | TU_W | MIDLANDW_8 | [DSC]AS_2264, [DSC]MAS_2263, [DSC]MAS_2268, [DSC]M | Confirmed
MDLNW | 138 | TOPOLOGY.TUETA.TU_W.MDLNW.138.BB2 | TUETA | TU_W | MIDLANDW_8Z | [DSC]AS_2264, [DSC]MAS_2266, [DSC]MLD_2265 | Confirmed
MEANS | 69 | TOPOLOGY.TUETA.TU_W.MEANS.69.1660 | TUETA | TU_W | MEANS_9X | [LD]LD4400, [DSC]MAS_2166 | Confirmed
MGSES | 13.2 | TOPOLOGY.TUETA.TU_W.MGSES.13.2.0BB2 | TUETA | TU_W | MRGNBG_2G | [UN]CT2, [XF]UCXFMR2 | Confirmed
MGSES | 13.2 | TOPOLOGY.TUETA.TU_W.MGSES.13.2.0BB3 | TUETA | TU_W | MRGNCG_3G | [UN]CT3, [XF]UCXFMR3 | Confirmed
MGSES | 13.2 | TOPOLOGY.TUETA.TU_W.MGSES.13.2.0BB4 | TUETA | TU_W | MRGNDG_4G | [UN]CT4, [XF]UCXFMR4 | Confirmed
MGSES | 13.2 | TOPOLOGY.TUETA.TU_W.MGSES.13.2.BB1 | TUETA | TU_W | MRGNAG_1G | [UN]CT1, [XF]UCXFMR1 | Confirmed
MGSES | 13.2 | TOPOLOGY.TUETA.TU_W.MGSES.13.2.BB5 | TUETA | TU_W | MRGNEG_5G | [UN]CT5, [XF]UCXFMR5 | Confirmed
MGSES | 13.2 | TOPOLOGY.TUETA.TU_W.MGSES.13.2.BB6 | TUETA | TU_W | MRGNFG_6G | [UN]CT6, [XF]UCXFMR6 | Confirmed
MGSES | 138 | TOPOLOGY.TUETA.TU_W.MGSES.138.0BB5 | TUETA | TU_W | MRGNCRK_E8 | [DSC]AS_5739, [DSC]AS_5749, [DSC]AS_5759, [DSC]AS_ | Confirmed
MGSES | 138 | TOPOLOGY.TUETA.TU_W.MGSES.138.0BB6 | TUETA | TU_W | MRGNCRK_F8 | [DSC]AS_5779, [DSC]AS_5789, [DSC]AS_5799, [DSC]AS_ | Confirmed
MGSES | 138 | TOPOLOGY.TUETA.TU_W.MGSES.138.1BB2 | TUETA | TU_W | MRGNCRK_8 | [DSC]8804, [DSC]AS_1249, [DSC]AS_1259, [DSC]AS_130 | Confirmed
MGSES | 138 | TOPOLOGY.TUETA.TU_W.MGSES.138.3BB1 | TUETA | TU_W | MRGNCRK_A8 | [DSC]8799, [DSC]AS_1225, [DSC]AS_1229, [DSC]AS_126 | Confirmed
MGSES | 20 | TOPOLOGY.TUETA.TU_W.MGSES.20.BBU5 | TUETA | TU_W | MORGAN5G_5G | [UN]UNIT5, [XF]UXFMR5 | Confirmed
MGSES | 22 | TOPOLOGY.TUETA.TU_W.MGSES.22.BBU6 | TUETA | TU_W | MRGN6G_6G | [XF]DEUXFMR6, [UN]UNIT6 | Confirmed
MGSES | 345 | TOPOLOGY.TUETA.TU_W.MGSES.345.1BB1 | TUETA | TU_W | MRGNCRK_5 | [DSC]AS_6529, [DSC]AS_6549, [DSC]AS_6559, [DSC]AS_ | Confirmed
MGSES | 345 | TOPOLOGY.TUETA.TU_W.MGSES.345.BB2 | TUETA | TU_W | MRGNCRK_D5Z | [DSC]AS_6519, [DSC]AS_6539, [DSC]AS_6569, [DSC]AS_ | Confirmed
MGSES | 69 | TOPOLOGY.TUETA.TU_W.MGSES.69.0BB1 | TUETA | TU_W | MRGNCRK_9 | [DSC]AS_809, [DSC]AS_819, [DSC]AS_829, [DSC]AS_849 | Confirmed
MIDWY | 69 | TOPOLOGY.TUETA.TU_W.MIDWY.69.0003 | TUETA | TU_W | MIDWAY_9Z | [DSC]AS_2102, [LD]LD2, [LD]MIDWY_LD2 | Confirmed
MIDWY | 69 | TOPOLOGY.TUETA.TU_W.MIDWY.69.1595 | TUETA | TU_W | MIDWAY_9Y | [DSC]AS_2135, [LD]LD0620, [LD]MIDWY_LD1 | Confirmed
MIDWY | 69 | TOPOLOGY.TUETA.TU_W.MIDWY.69.BB1 | TUETA | TU_W | MIDWAY_9 | [DSC]AS_2102, [DSC]AS_2135, [DSC]MAS_2136, [DSC]MA | Confirmed
MKNGB | 138 | TOPOLOGY.TUETA.TU_W.MKNGB.138.1445 | TUETA | TU_W | MOCKNBRD_8W | [CB]CB3957, [LD]LXFMR1 | Confirmed
MKNGB | 138 | TOPOLOGY.TUETA.TU_W.MKNGB.138.1446 | TUETA | TU_W | MOCKNBRD_8V | [CB]FID_3962, [LD]LXFMR2 | Confirmed
MKNGB | 138 | TOPOLOGY.TUETA.TU_W.MKNGB.138.BB1 | TUETA | TU_W | MOCKNBRD_8 | [CB]CB3957, [DSC]MAS_3956, [DSC]MLS_3958 | Confirmed
MKNGB | 138 | TOPOLOGY.TUETA.TU_W.MKNGB.138.BB2 | TUETA | TU_W | MOCKNBRD_8Z | [CB]FID_3962, [DSC]MAS_3956, [DSC]MLS_3972 | Confirmed
MNHNS | 138 | TOPOLOGY.TUETA.TU_W.MNHNS.138.1240 | TUETA | TU_W | MONAHN2_8 | [CB]CB_3058, [LD]LD1901, [LD]MNHNS_LD2 | Confirmed
MNHNS | 138 | TOPOLOGY.TUETA.TU_W.MNHNS.138.BB1 | TUETA | TU_W | MONAHN1_8 | [LD]LD1900, [DSC]MAS_3055, [DSC]MAS_3067 | Confirmed
MNHNS | 138 | TOPOLOGY.TUETA.TU_W.MNHNS.138.BB2 | TUETA | TU_W | MONAHN2_8Z | [CB]CB_3058, [DSC]MAS_3055, [DSC]MAS_3057 | Confirmed
MNSEX | 138 | TOPOLOGY.TUETA.TU_W.MNSEX.138.0001 | TUETA | TU_W | EXNMEANS_8Z | [DSC]AS_SS2, [LD]LD2 | Confirmed
MNSEX | 138 | TOPOLOGY.TUETA.TU_W.MNSEX.138.1405 | TUETA | TU_W | EXNMEANS_8X | [DSC]AS_SS1, [LD]LD52 | Confirmed
MNSEX | 138 | TOPOLOGY.TUETA.TU_W.MNSEX.138.BB1 | TUETA | TU_W | EXNMEANS_8 | [DSC]AS_138L, [DSC]AS_SS1, [DSC]AS_SS2, [LD]MNSEX_ | Confirmed
MOSSW | 138 | TOPOLOGY.TUETA.TU_W.MOSSW.138.0BB1 | TUETA | TU_W | MOSS_B8 | [DSC]DISC3949, [DSC]DISC3959, [DSC]DISC3969, [DSC] | Confirmed
MOSSW | 138 | TOPOLOGY.TUETA.TU_W.MOSSW.138.BB2 | TUETA | TU_W | MOSS_A8 | [DSC]DISC3899, [DSC]DISC3919, [DSC]DISC3929, [DSC] | Confirmed
MOSSW | 345 | TOPOLOGY.TUETA.TU_W.MOSSW.345.BB1 | TUETA | TU_W | MOSS_5 | [DSC]MAS_6652, [DSC]MLS_6653, [DSC]MLS_6654 | Confirmed
MRYNL | 69 | TOPOLOGY.TUETA.TU_W.MRYNL.69.1472 | TUETA | TU_W | MRYNL_9 | [DSC]AS_1885, [LD]LD2111, [LD]MRYNL_LD1 | Confirmed
MSTNG | 138 | TOPOLOGY.TUETA.TU_W.MSTNG.138.BB1 | TUETA | TU_W | MUSTANG_8 | [DSC]LS_3243, [DSC]LS_3245, [DSC]MAS_3244 | Confirmed
MSTNG | 138 | TOPOLOGY.TUETA.TU_W.MSTNG.138.BB2 | TUETA | TU_W | MUSTANG_8Z | [LD]LD2611, [DSC]MAS_3239, [DSC]MAS_3244 | Confirmed
NCWAM | 138 | TOPOLOGY.TUETA.TU_W.NCWAM.138.1338 | TUETA | TU_W | AMNCOWD_8 | [LD]LD7800, [DSC]MAS_3934, [LD]NCWAM_LD2 | Confirmed
NCWDN | 69 | TOPOLOGY.TUETA.TU_W.NCWDN.69.1612 | TUETA | TU_W | NTCOWDEN_9 | [LD]LD1110, [DSC]MAS_2194, [LD]NCWDN_LD3, [LD]NCWD | Confirmed
NCWDN | 69 | TOPOLOGY.TUETA.TU_W.NCWDN.69.BB1 | TUETA | TU_W | NTCOWDEN_9Z | [DSC]AS_2193, [DSC]AS_2195, [DSC]MAS_2194 | Confirmed
NNTRL | 69 | TOPOLOGY.TUETA.TU_W.NNTRL.69.1577 | TUETA | TU_W | NNATURAL_9 | [DSC]AS_3184, [LD]LD6611 | Confirmed
NOLNW | 69 | TOPOLOGY.TUETA.TU_W.NOLNW.69.1979 | TUETA | TU_W | NOLANWTY_9 | [DSC]DSW_1889, [LD]NOLNW_L1 | Confirmed
NWARD | 69 | TOPOLOGY.TUETA.TU_W.NWARD.69.1666 | TUETA | TU_W | NORTHWRD_9Z | [DSC]AS_2117, [LD]LD3511 | Confirmed
OAKCK | 69 | TOPOLOGY.TUETA.TU_W.OAKCK.69.1973 | TUETA | TU_W | OAKCREEK_9Y | [DSC]AS_1887, [LD]LD2211 | Confirmed
ODBSN | 69 | TOPOLOGY.TUETA.TU_W.ODBSN.69.1597 | TUETA | TU_W | ODESBASN_9Y | [DSC]2156, [LD]LDODBSN | Confirmed
ODBSW | 69 | TOPOLOGY.TUETA.TU_W.ODBSW.69.BB1 | TUETA | TU_W | ODBASSS_9 | [DSC]DISC2701, [DSC]DISC2706, [DSC]DISC2711 | Confirmed
ODEHV | 138 | TOPOLOGY.TUETA.TU_W.ODEHV.138.0BB1 | TUETA | TU_W | ODESEHV_8 | [DSC]DISC3609, [DSC]DISC3619, [DSC]DISC3629, [DSC] | Confirmed
ODEHV | 138 | TOPOLOGY.TUETA.TU_W.ODEHV.138.0BB2 | TUETA | TU_W | ODESEHV_B8 | [DSC]DISC3599, [DSC]DISC3649, [DSC]DISC3659, [DSC] | Confirmed
ODEHV | 345 | TOPOLOGY.TUETA.TU_W.ODEHV.345.BB3 | TUETA | TU_W | ODESEHV_5 | [DSC]6749, [DSC]6764, [DSC]DISC6699, [DSC]DISC6719 | Confirmed
ODEHV | 345 | TOPOLOGY.TUETA.TU_W.ODEHV.345.BB4 | TUETA | TU_W | ODEHV2T_5 | [DSC]6744, [DSC]6754, [DSC]DISC6709, [DSC]MAS_6712 | Confirmed
ODESA | 138 | TOPOLOGY.TUETA.TU_W.ODESA.138.1296 | TUETA | TU_W | ODESSA1_8V | [LD]LD0221, [DSC]MAS_3037 | Confirmed
ODESA | 138 | TOPOLOGY.TUETA.TU_W.ODESA.138.1297 | TUETA | TU_W | ODESSA1_8U | [LD]LD0222, [DSC]MAS_3038 | Confirmed
ODESW | 138 | TOPOLOGY.TUETA.TU_W.ODESW.138.1250 | TUETA | TU_W | ODESASW_8X | [CB]CB_3906, [LD]LD5211 | Confirmed
ODNTH | 138 | TOPOLOGY.TUETA.TU_W.ODNTH.138.1283 | TUETA | TU_W | ODESSANO_8U | [CB]6343, [LD]LXFMR3 | Confirmed
ODNTH | 138 | TOPOLOGY.TUETA.TU_W.ODNTH.138.1284 | TUETA | TU_W | ODESSANO_8T | [CB]6348, [LD]LXFMR4 | Confirmed
ODNTH | 69 | TOPOLOGY.TUETA.TU_W.ODNTH.69.BB1 | TUETA | TU_W | ODESSANO_9 | [DSC]DISC3799, [DSC]DISC3809, [DSC]DISC3816, [DSC] | Confirmed
OECCS | 18.1 | TOPOLOGY.TUETA.TU_W.OECCS.18.1.0009 | TUETA | TU_W | TIEHVSG_2G | [XF]ST2, [UN]UNIT2 | Confirmed
OECCS | 18.1 | TOPOLOGY.TUETA.TU_W.OECCS.18.1.0010 | TUETA | TU_W | TIEHVCG_1G | [XF]CT11, [UN]CT11 | Confirmed
OECCS | 18.1 | TOPOLOGY.TUETA.TU_W.OECCS.18.1.0011 | TUETA | TU_W | TIEHVCG_2G | [XF]CT12, [UN]CT12 | Confirmed
OECCS | 18.1 | TOPOLOGY.TUETA.TU_W.OECCS.18.1.0012 | TUETA | TU_W | TIEHVSG_1G | [XF]ST1, [UN]UNIT1 | Confirmed
OECCS | 18.1 | TOPOLOGY.TUETA.TU_W.OECCS.18.1.0013 | TUETA | TU_W | TIEHVCG_3G | [XF]CT21, [UN]CT21 | Confirmed
OECCS | 18.1 | TOPOLOGY.TUETA.TU_W.OECCS.18.1.0014 | TUETA | TU_W | TIEHVCG_4G | [XF]CT22, [UN]CT22 | Confirmed
OLFSW | 138 | TOPOLOGY.TUETA.TU_W.OLFSW.138.0003 | TUETA | TU_W | OLFNNSHL_8T | [DSC]AS_3783, [LD]LDELP1 | Confirmed
OLFSW | 138 | TOPOLOGY.TUETA.TU_W.OLFSW.138.0005 | TUETA | TU_W | OLFNNSHL_8S | [DSC]AS_3787, [LD]LDELP2 | Confirmed
OLFSW | 138 | TOPOLOGY.TUETA.TU_W.OLFSW.138.0006 | TUETA | TU_W | OLFNNSHL_8R | [DSC]AS_3025, [LD]LDELP4 | Confirmed
OLFSW | 138 | TOPOLOGY.TUETA.TU_W.OLFSW.138.0007 | TUETA | TU_W | OLFNNSHL_8Q | [DSC]AS_3006, [LD]LDELP5 | Confirmed
OLFSW | 138 | TOPOLOGY.TUETA.TU_W.OLFSW.138.1153 | TUETA | TU_W | OLFNNSHL_8P | [LD]LDELP3, [DSC]MAS_3785 | Confirmed
OLFSW | 138 | TOPOLOGY.TUETA.TU_W.OLFSW.138.BB1 | TUETA | TU_W | OLFNNSHL_8 | [DSC]AS_3783, [DSC]AS_3784, [DSC]DISC3779 | Confirmed
OLFSW | 138 | TOPOLOGY.TUETA.TU_W.OLFSW.138.BB2 | TUETA | TU_W | OLFNNSHL_8Z | [DSC]AS_3784, [DSC]AS_3786, [DSC]AS_3787 | Confirmed
OLFSW | 138 | TOPOLOGY.TUETA.TU_W.OLFSW.138.BB3 | TUETA | TU_W | OLFNNSHL_8Y | [DSC]AS_3786, [DSC]AS_3788, [DSC]MAS_3785 | Confirmed
OLFSW | 138 | TOPOLOGY.TUETA.TU_W.OLFSW.138.BB4 | TUETA | TU_W | OLFNNSHL_8X | [DSC]AS_3025, [DSC]MAS_3024, [DSC]MAS_3027 | Confirmed
OLFSW | 138 | TOPOLOGY.TUETA.TU_W.OLFSW.138.BB5 | TUETA | TU_W | OLFNNSHL_8W | [DSC]AS_3006, [DSC]MAS_3024, [DSC]MAS_3028 | Confirmed
OXWCH | 69 | TOPOLOGY.TUETA.TU_W.OXWCH.69.1954 | TUETA | TU_W | OXYUSA_9 | [DSC]AS_2364, [LD]XFMR1 | Confirmed
PB2SES | 13.2 | TOPOLOGY.TUETA.TU_W.PB2SES.13.2.0BB4 | TUETA | TU_W | PBCTDGE_4G | [UN]CT4, [XF]UCXFMR4 | Confirmed
PB2SES | 13.2 | TOPOLOGY.TUETA.TU_W.PB2SES.13.2.1BB1 | TUETA | TU_W | PBCTAGE_1G | [UN]CT1, [XF]UCXFMR1 | Confirmed
PB2SES | 13.2 | TOPOLOGY.TUETA.TU_W.PB2SES.13.2.1BB2 | TUETA | TU_W | PBCTBGE_2G | [UN]CT2, [XF]UCXFMR2 | Confirmed
PB2SES | 13.2 | TOPOLOGY.TUETA.TU_W.PB2SES.13.2.1BB3 | TUETA | TU_W | PBCTCGE_3G | [UN]CT3, [XF]UCXFMR3 | Confirmed
PB2SES | 13.2 | TOPOLOGY.TUETA.TU_W.PB2SES.13.2.BB5 | TUETA | TU_W | PBCTEGE_5G | [UN]CT5, [XF]UCXFMR5 | Confirmed
PBLUN | 138 | TOPOLOGY.TUETA.TU_W.PBLUN.138.1388 | TUETA | TU_W | UNPKRBK_8Z | [DSC]GB1_2, [DSC]GB1_3, [LD]LD52M, [LD]PBLUN_LD1, | Confirmed
PBSES | 13.2 | TOPOLOGY.TUETA.TU_W.PBSES.13.2.BB7 | TUETA | TU_W | PB5GEN_6G | [UN]UNIT5, [XF]UXFMR5 | Confirmed
PBSES | 138 | TOPOLOGY.TUETA.TU_W.PBSES.138.2BB1 | TUETA | TU_W | PERMIANB_A8 | [DSC]AS_2443, [DSC]AS_2515, [DSC]DISC2439, [DSC]DI | Confirmed
PBSES | 138 | TOPOLOGY.TUETA.TU_W.PBSES.138.2BB2 | TUETA | TU_W | PERMIANB_8 | [DSC]AS_2444, [DSC]AS_2489, [DSC]AS_2514, [DSC]DIS | Confirmed
PBSES | 18 | TOPOLOGY.TUETA.TU_W.PBSES.18.BB6 | TUETA | TU_W | PB6GEN_7G | [UN]UNIT6, [XF]UXFMR6 | Confirmed
PBSES | 69 | TOPOLOGY.TUETA.TU_W.PBSES.69.BB1 | TUETA | TU_W | PERMIANB_9U | [DSC]AS_1406, [DSC]DISC1449, [DSC]DISC1479 | Confirmed
PECK | 69 | TOPOLOGY.TUETA.TU_W.PECK.69.1530 | TUETA | TU_W | PECK_9 | [DSC]AS_2244, [LD]LD6211, [LD]PECK_LD1 | Confirmed
PEGAS | 69 | TOPOLOGY.TUETA.TU_W.PEGAS.69.1559 | TUETA | TU_W | PEGASUS_9 | [DSC]AS_2215, [LD]LD2300 | Confirmed
PGSTH | 69 | TOPOLOGY.TUETA.TU_W.PGSTH.69.1562 | TUETA | TU_W | SOPGASUS_9 | [DSC]AS_2208, [LD]LD7010, [LD]PGSTH_LD1 | Confirmed
PLDAV | 138 | TOPOLOGY.TUETA.TU_W.PLDAV.138.1415 | TUETA | TU_W | PAULDAVS_8 | [LD]LD4211, [DSC]MAS_3234 | Confirmed
PLVWT | 69 | TOPOLOGY.TUETA.TU_W.PLVWT.69.BB1 | TUETA | TU_W | PLAINVTA_9 | [DSC]2383, [DSC]2385, [DSC]2404 | Confirmed
PMBRK | 69 | TOPOLOGY.TUETA.TU_W.PMBRK.69.1505 | TUETA | TU_W | PEMBROOK_9 | [DSC]AS_2786, [LD]LD1800, [LD]PMBRK_LD1 | Confirmed
QALSW | 13.8 | TOPOLOGY.TUETA.TU_W.QALSW.13.8.2150 | TUETA | TU_W | QALSW_R_A | [CB]52-G5, [UN]STG1 | New NodeKey
QALSW | 13.8 | TOPOLOGY.TUETA.TU_W.QALSW.13.8.2200 | TUETA | TU_W | QALSW_R_B | [CB]52-G1, [UN]GT1 | New NodeKey
QALSW | 13.8 | TOPOLOGY.TUETA.TU_W.QALSW.13.8.2400 | TUETA | TU_W | QALSW_R_C | [CB]52-G2, [UN]GT2 | New NodeKey
REAGN | 69 | TOPOLOGY.TUETA.TU_W.REAGN.69.0001 | TUETA | TU_W | REAGN_9 | [DSC]AS_8411, [LD]XFMR1 | Confirmed
ROSCO | 69 | TOPOLOGY.TUETA.TU_W.ROSCO.69.1924 | TUETA | TU_W | ROSCOE_9X | [DSC]AS_2046, [LD]LD2900 | Confirmed
ROSCO | 69 | TOPOLOGY.TUETA.TU_W.ROSCO.69.BB1 | TUETA | TU_W | ROSCOE_9 | [DSC]AS_2046, [DSC]MAS_2047, [DSC]MLS_2048 | Confirmed
RXALL | 138 | TOPOLOGY.TUETA.TU_W.RXALL.138.1136 | TUETA | TU_W | REXALL_8V | [DSC]LDB_3766, [LD]XFMR1 | Confirmed
RXALL | 138 | TOPOLOGY.TUETA.TU_W.RXALL.138.1137 | TUETA | TU_W | REXALL_8U | [DSC]LDB_3767, [LD]XFMR2 | Confirmed
RXALL | 138 | TOPOLOGY.TUETA.TU_W.RXALL.138.1138 | TUETA | TU_W | REXALL_8T | [DSC]LDB_3768, [LD]XFMR3 | Confirmed
RXALL | 138 | TOPOLOGY.TUETA.TU_W.RXALL.138.BB1 | TUETA | TU_W | REXALL_8 | [DSC]AS_3763, [DSC]AS_3764, [DSC]DISC3759, [DSC]LD | Confirmed
RXALL | 138 | TOPOLOGY.TUETA.TU_W.RXALL.138.BB2 | TUETA | TU_W | REXALL_8Z | [DSC]AS_3763, [DSC]AS_3765, [DSC]DISC3769, [DSC]LD | Confirmed
RXALL | 138 | TOPOLOGY.TUETA.TU_W.RXALL.138.BB3 | TUETA | TU_W | REXALL_8Y | [DSC]AS_3764, [DSC]AS_3765, [DSC]LDB_3767 | Confirmed
RYLTY | 69 | TOPOLOGY.TUETA.TU_W.RYLTY.69.1567 | TUETA | TU_W | ROYALTY_9W | [LD]LD1400, [DSC]MAS_2278 | Confirmed
SACRC | 138 | TOPOLOGY.TUETA.TU_W.SACRC.138.1706 | TUETA | TU_W | SACROC_8Z | [LD]LD5510, [DSC]MAS_3416, [LD]SACRC_LD1 | Confirmed
SACRC | 138 | TOPOLOGY.TUETA.TU_W.SACRC.138.1707 | TUETA | TU_W | SACROC_8W | [DSC]3418, [LD]LXFMR2 | Confirmed
SACRC | 138 | TOPOLOGY.TUETA.TU_W.SACRC.138.BB1 | TUETA | TU_W | SACROC_8 | [DSC]3418, [DSC]AS_3438, [DSC]DSC_3415, [DSC]MAS_3 | Confirmed
SBEAN | 138 | TOPOLOGY.TUETA.TU_W.SBEAN.138.1213 | TUETA | TU_W | SBEAN_8 | [DSC]MAS_3114, [LD]XFMR1 | Confirmed
SBYSW | 138 | TOPOLOGY.TUETA.TU_W.SBYSW.138.0BB1 | TUETA | TU_W | SPRABERY_8 | [DSC]DISC2799, [DSC]DISC2809, [DSC]DISC2819, [DSC] | Confirmed
SBYSW | 69 | TOPOLOGY.TUETA.TU_W.SBYSW.69.BB1 | TUETA | TU_W | SPRABERY_9 | [DSC]AS_2742, [DSC]DISC2719, [DSC]DISC2739, [DSC]D | Confirmed
SCPNZ | 138 | TOPOLOGY.TUETA.TU_W.SCPNZ.138.1717 | TUETA | TU_W | SCURYCHV_8X | [LD]LD1411, [DSC]MAS_3404 | Confirmed
SCPNZ | 138 | TOPOLOGY.TUETA.TU_W.SCPNZ.138.BB1 | TUETA | TU_W | SCURYCHV_8 | [DSC]MAS_3403, [DSC]MAS_3404, [DSC]MLS_3405, [CB]S | Confirmed
SCSFE | 69 | TOPOLOGY.TUETA.TU_W.SCSFE.69.1896 | TUETA | TU_W | SCSFE_9 | [DSC]AS_2356, [LD]LD9211 | Confirmed
SCURY | 69 | TOPOLOGY.TUETA.TU_W.SCURY.69.1887 | TUETA | TU_W | SCURRY_9Z | [DSC]AS_1775, [LD]SCURY_LD2, [LD]XFMR1 | Confirmed
SCURY | 69 | TOPOLOGY.TUETA.TU_W.SCURY.69.BB1 | TUETA | TU_W | SCURRY_9 | [DSC]AS_1775, [DSC]MAS_1776, [DSC]MAS_1777, [DSC]M | Confirmed
SFAMO | 138 | TOPOLOGY.TUETA.TU_W.SFAMO.138.1309 | TUETA | TU_W | AMOSFOST_8Z | [DSC]GB1_2, [DSC]GB1_3, [LD]LD52M | Confirmed
SFAMO | 138 | TOPOLOGY.TUETA.TU_W.SFAMO.138.BB1 | TUETA | TU_W | AMOSFOST_8 | [DSC]GB1_1, [DSC]GB1_3, [DSC]LS_3078, [DSC]MLS_307 | Confirmed
SGMTN | 14 | TOPOLOGY.TUETA.TU_W.SGMTN.14.0002 | TUETA | TU_W | NWPWRG1_1G | [UN]SIGNALMT, [XF]UCXFMR1 | Confirmed
SGMTN | 69 | TOPOLOGY.TUETA.TU_W.SGMTN.69.BB1 | TUETA | TU_W | NWPWRTAP_9 | [DSC]AS_1878, [DSC]MAS_1897, [DSC]MLS_1877 | Confirmed
SHRNE | 138 | TOPOLOGY.TUETA.TU_W.SHRNE.138.1671 | TUETA | TU_W | EXSHARNR_8W | [DSC]CKT1, [LD]XFMR1 | Confirmed
SHRNE | 138 | TOPOLOGY.TUETA.TU_W.SHRNE.138.1672 | TUETA | TU_W | EXSHARNR_8V | [DSC]CKT2, [LD]XFMR2 | Confirmed
SHRNE | 138 | TOPOLOGY.TUETA.TU_W.SHRNE.138.BB1 | TUETA | TU_W | EXSHARNR_8 | [DSC]3427, [DSC]3428, [DSC]CAS1 | Confirmed
SHRNE | 138 | TOPOLOGY.TUETA.TU_W.SHRNE.138.BB2 | TUETA | TU_W | EXSHARNR_8Z | [DSC]CAS1, [DSC]CKT1, [DSC]CKT2 | Confirmed
SNAND | 69 | TOPOLOGY.TUETA.TU_W.SNAND.69.1627 | TUETA | TU_W | SANANDRS_9 | [DSC]AS_2145, [LD]LD2711 | Confirmed
SNBRG | 69 | TOPOLOGY.TUETA.TU_W.SNBRG.69.BB1 | TUETA | TU_W | SPARNBRG_9 | [LD]LD2011, [DSC]LS_2342, [DSC]LS_2343 | Confirmed
SNDHL | 138 | TOPOLOGY.TUETA.TU_W.SNDHL.138.1234 | TUETA | TU_W | SANDHILL_8 | [LD]LD3821, [DSC]MAS_3097 | Confirmed
SNYDR | 138 | TOPOLOGY.TUETA.TU_W.SNYDR.138.1679 | TUETA | TU_W | SNYDER_8W | [LD]LXFMR3, [DSC]MAS_3262 | Confirmed
SNYDR | 69 | TOPOLOGY.TUETA.TU_W.SNYDR.69.1686 | TUETA | TU_W | SNYDER_9S | [DSC]AS_2386, [LD]LXFMR2 | Confirmed
SNYDR | 69 | TOPOLOGY.TUETA.TU_W.SNYDR.69.BB1 | TUETA | TU_W | SNYDER_9Y | [DSC]AS_2365, [DSC]AS_2366, [DSC]AS_2386, [DSC]DIS | Confirmed
SNYDR | 69 | TOPOLOGY.TUETA.TU_W.SNYDR.69.BB2 | TUETA | TU_W | SNYDER_9 | [DSC]AS_2365, [DSC]DISC2349, [DSC]DISC2369, [DSC]D | Confirmed
SNYDR | 69 | TOPOLOGY.TUETA.TU_W.SNYDR.69.BBI2 | TUETA | TU_W | SNYDER_9Z | [DSC]AS_2352, [DSC]AS_2366, [DSC]AS_2372, [DSC]AS_ | Confirmed
STANT | 69 | TOPOLOGY.TUETA.TU_W.STANT.69.1545 | TUETA | TU_W | STANTON_9X | [DSC]AS_2228, [LD]XFMR1 | Confirmed
STANT | 69 | TOPOLOGY.TUETA.TU_W.STANT.69.1546 | TUETA | TU_W | STANTON_9W | [DSC]AS_2237, [LD]XFMR2 | Confirmed
STANT | 69 | TOPOLOGY.TUETA.TU_W.STANT.69.BB1 | TUETA | TU_W | STANTON_9 | [DSC]AS_2228, [DSC]AS_2237, [DSC]MAS_2227, [DSC]MA | Confirmed
SUNSW | 138 | TOPOLOGY.TUETA.TU_W.SUNSW.138.1169 | TUETA | TU_W | SUN_8P | [DSC]3485, [LD]LD5000 | Confirmed
SUNSW | 138 | TOPOLOGY.TUETA.TU_W.SUNSW.138.1170 | TUETA | TU_W | SUN_8O | [DSC]3394, [LD]LD2 | Confirmed
SUNSW | 138 | TOPOLOGY.TUETA.TU_W.SUNSW.138.BB1 | TUETA | TU_W | SUN_8 | [DSC]1784, [DSC]3394, [DSC]3399, [DSC]3479, [DSC]3 | Confirmed
SWCOG | 13.8 | TOPOLOGY.TUETA.TU_W.SWCOG.13.8.1998 | TUETA | TU_W | SWETWATR_4G | [UN]CT1, [CB]GB_R04A | Confirmed
SWCOG | 13.8 | TOPOLOGY.TUETA.TU_W.SWCOG.13.8.2000 | TUETA | TU_W | SWETWATR_4GZ | [UN]CT2, [CB]GB_R04B | Confirmed
SWCOG | 13.8 | TOPOLOGY.TUETA.TU_W.SWCOG.13.8.2002 | TUETA | TU_W | SWETWATR_4GY | [UN]CT3, [CB]GB_R04C | Confirmed
SWCOG | 13.8 | TOPOLOGY.TUETA.TU_W.SWCOG.13.8.2004 | TUETA | TU_W | SWETWATR_4GX | [CB]GB_R04D, [UN]UNIT1 | Confirmed
SWCOG | 345 | TOPOLOGY.TUETA.TU_W.SWCOG.345.BB1 | TUETA | TU_W | SWEETWTR_5 | [DSC]AS_5902, [DSC]AS_5912, [DSC]DISC5899, [DSC]DI | Confirmed
SWDTN | 138 | TOPOLOGY.TUETA.TU_W.SWDTN.138.1821 | TUETA | TU_W | SWEETWTD_8 | [LD]LD1600, [DSC]MAS_1264 | Confirmed
SWEETWND | 34.5 | TOPOLOGY.TUETA.TU_W.SWEETWND.34.5.0002 | TUETA | TU_W | SWETWATR_1G | [DSC]DSC_135, [UN]WND1 | Confirmed
SWPRT | 138 | TOPOLOGY.TUETA.TU_W.SWPRT.138.1219 | TUETA | TU_W | SWPORTLA_8 | [LD]LDCB2, [DSC]MAS_3092, [LD]SWPRT_LD2 | Confirmed
SWPRT | 138 | TOPOLOGY.TUETA.TU_W.SWPRT.138.1220 | TUETA | TU_W | SWPORTLA_8Y | [LD]LDCB1, [DSC]MAS_3094 | Confirmed
SWTWR | 69 | TOPOLOGY.TUETA.TU_W.SWTWR.69.1930 | TUETA | TU_W | SWEETWTR_9V | [DSC]MAS_2054, [LD]XFMR1 | Confirmed
SWTWR | 69 | TOPOLOGY.TUETA.TU_W.SWTWR.69.1931 | TUETA | TU_W | SWEETWTR_9U | [DSC]MAS_2058, [LD]XFMR2 | Confirmed
SWTWR | 69 | TOPOLOGY.TUETA.TU_W.SWTWR.69.BB1 | TUETA | TU_W | SWEETWTR_9 | [DSC]AS_2039, [DSC]DISC1009, [DSC]DISC1019, [DSC]D | Confirmed
SWTWR | 69 | TOPOLOGY.TUETA.TU_W.SWTWR.69.BB2 | TUETA | TU_W | SWEETWTR_9Z | [DSC]AS_2037, [DSC]AS_2039, [DSC]MAS_2058 | Confirmed
TBAMO | 138 | TOPOLOGY.TUETA.TU_W.TBAMO.138.1360 | TUETA | TU_W | TBAMO_8 | [CB]CB_TR1, [LD]LDFDR | Confirmed
TDWGL | 138 | TOPOLOGY.TUETA.TU_W.TDWGL.138.1277 | TUETA | TU_W | TIDWGLEN_8 | [LD]LD4811, [DSC]MAS_3017 | Confirmed
TIODE | 138 | TOPOLOGY.TUETA.TU_W.TIODE.138.1319 | TUETA | TU_W | TEXASINS_8X | [LD]LD9600, [DSC]MAS_2994 | Confirmed
TIODE | 138 | TOPOLOGY.TUETA.TU_W.TIODE.138.BB1 | TUETA | TU_W | TEXASINS_8 | [DSC]MAS_2993, [DSC]MAS_2994, [DSC]MLS_2996 | Confirmed
TXHRV | 69 | TOPOLOGY.TUETA.TU_W.TXHRV.69.1525 | TUETA | TU_W | TEXHARVY_9W | [DSC]AS_2206, [LD]XFMR1 | Confirmed
TXHRV | 69 | TOPOLOGY.TUETA.TU_W.TXHRV.69.BB1 | TUETA | TU_W | TEXHARVY_9 | [DSC]AS_2206, [DSC]DISC2199, [DSC]MAS_2205, [DSC]M | Confirmed
UPTON | 138 | TOPOLOGY.TUETA.TU_W.UPTON.138.1503 | TUETA | TU_W | UPTON_8X | [DSC]AS_2162, [LD]LD0700, [LD]UPTON_LD1 | Confirmed
USGYP | 69 | TOPOLOGY.TUETA.TU_W.USGYP.69.0001 | TUETA | TU_W | USGYPTWO_9 | [DSC]DISC_1997, [LD]LDUSGPSM2 | Confirmed
USGYP | 69 | TOPOLOGY.TUETA.TU_W.USGYP.69.0002 | TUETA | TU_W | USGYPONE_9 | [DSC]DISC_1995, [LD]LDUSGPSM1 | Confirmed
USGYP | 69 | TOPOLOGY.TUETA.TU_W.USGYP.69.BB1 | TUETA | TU_W | USGYPTAP_9 | [DSC]1993, [DSC]AS_1996, [DSC]AS_1998, [DSC]DISC19 | Confirmed
VEST | 69 | TOPOLOGY.TUETA.TU_W.VEST.69.BB1 | TUETA | TU_W | VEST_9 | [LD]LD3100, [DSC]MAS_2095, [DSC]MLS_2093 | Confirmed
WBROK | 69 | TOPOLOGY.TUETA.TU_W.WBROK.69.1839 | TUETA | TU_W | WSTBROOK_9 | [DSC]AS_2072, [LD]LD3000, [LD]WBROK_LD1 | Confirmed
WBROK | 69 | TOPOLOGY.TUETA.TU_W.WBROK.69.BB1 | TUETA | TU_W | WSTBROOK_9Z | [DSC]AS_2072, [DSC]MAS_2073, [DSC]MAS_2074 | Confirmed
WELCH | 69 | TOPOLOGY.TUETA.TU_W.WELCH.69.1949 | TUETA | TU_W | WELCH_9 | [CB]CB_2305, [LD]LD4900, [LD]WELCH_LD3, [LD]WELCH_ | Confirmed
WFCMP | 69 | TOPOLOGY.TUETA.TU_W.WFCMP.69.1575 | TUETA | TU_W | WOLFCAMP_9 | [DSC]AS_3178, [LD]LDPPPECK | Confirmed
WICKT | 69 | TOPOLOGY.TUETA.TU_W.WICKT.69.1197 | TUETA | TU_W | WICKETAP_9V | [DSC]AS_2132, [LD]LD0400 | Confirmed
WICKT | 69 | TOPOLOGY.TUETA.TU_W.WICKT.69.BB1 | TUETA | TU_W | WICKETAP_9 | [DSC]AS_2132, [DSC]MAS_2113, [DSC]MAS_2114 | Confirmed
WICKT | 69 | TOPOLOGY.TUETA.TU_W.WICKT.69.BB2 | TUETA | TU_W | WICKETAP_9Z | [DSC]MAS_2113, [DSC]MAS_2131, [DSC]MAS_2133 | Confirmed
WINK_ | 138 | TOPOLOGY.TUETA.TU_W.WINK_.138.0BB1 | TUETA | TU_W | WINKSS_8 | [DSC]DISC3119, [DSC]DISC3129, [DSC]DISC3139, [DSC] | Confirmed
WINK_ | 69 | TOPOLOGY.TUETA.TU_W.WINK_.69.1183 | TUETA | TU_W | WINKSS_9Q | [DSC]AS_1515, [LD]XFMR1 | Confirmed
WINK_ | 69 | TOPOLOGY.TUETA.TU_W.WINK_.69.BB1 | TUETA | TU_W | WINKSS_9 | [DSC]AS_1513, [DSC]DISC1509, [DSC]DISC1529, [DSC]D | Confirmed
WINK_ | 69 | TOPOLOGY.TUETA.TU_W.WINK_.69.BB2 | TUETA | TU_W | WINKSS_9T | [DSC]AS_1513, [DSC]AS_1514, [DSC]AS_1515 | Confirmed
WINK_ | 69 | TOPOLOGY.TUETA.TU_W.WINK_.69.BB3 | TUETA | TU_W | WINKSS_9Y | [DSC]AS_1562, [DSC]DISC1561, [DSC]MAS_1563, [DSC]M | Confirmed
WINK_ | 69 | TOPOLOGY.TUETA.TU_W.WINK_.69.BBI1 | TUETA | TU_W | WINKSS_9Z | [DSC]AS_1514, [DSC]AS_1532, [DSC]AS_1542, [DSC]AS_ | Confirmed
WKBSN | 69 | TOPOLOGY.TUETA.TU_W.WKBSN.69.BB1 | TUETA | TU_W | WINKBASN_9 | [DSC]AS_2178, [LD]LDWKBSN, [DSC]MAS_1567, [LD]WKBS | Confirmed
WNDWD | 138 | TOPOLOGY.TUETA.TU_W.WNDWD.138.1254 | TUETA | TU_W | WINDWOOD_8X | [LD]LD3600, [DSC]MAS_3143 | Confirmed
WOVER | 138 | TOPOLOGY.TUETA.TU_W.WOVER.138.1304 | TUETA | TU_W | WESTOVER_8X | [LD]LD6100, [DSC]MAS_3034 | Confirmed
WOVER | 138 | TOPOLOGY.TUETA.TU_W.WOVER.138.1305 | TUETA | TU_W | WESTOVER_8W | [LD]LD6101, [DSC]MAS_3036 | Confirmed
WTHRW | 138 | TOPOLOGY.TUETA.TU_W.WTHRW.138.BB1 | TUETA | TU_W | WTHFORDW1_8 | [DSC]4304, [DSC]4373, [DSC]4374, [DSC]4444 | Confirmed
WTHRW | 69 | TOPOLOGY.TUETA.TU_W.WTHRW.69.0BB2 | TUETA | TU_W | WTHFORDW1_9 | [DSC]4344, [DSC]4347, [DSC]4366, [DSC]7144 | Confirmed
HLSBR | 13.2 | TOPOLOGY.TUETA.TU_E.HLSBR.13.2.3276 | TUETA | TU_E | HLSBR_L_A | [DSC]D_1201_2, [DSC]D_1201_3, [LD]LD1201 | No Original Name
HLSBR | 13.2 | TOPOLOGY.TUETA.TU_E.HLSBR.13.2.3279 | TUETA | TU_E | HLSBR_L_B | [DSC]D_1202_2, [DSC]D_1202_3, [LD]LD1202 | No Original Name
HLSBR | 13.2 | TOPOLOGY.TUETA.TU_E.HLSBR.13.2.3282 | TUETA | TU_E | HLSBR_L_C | [DSC]D_1203_2, [DSC]D_1203_3, [LD]LD1203 | No Original Name
HLSBR | 13.2 | TOPOLOGY.TUETA.TU_E.HLSBR.13.2.3285 | TUETA | TU_E | HLSBR_L_D | [DSC]D_1204_2, [DSC]D_1204_3, [LD]LD1204 | No Original Name
HLSBR | 13.2 | TOPOLOGY.TUETA.TU_E.HLSBR.13.2.BB1 | TUETA | TU_E | HLSBR_V_A | [DSC]AIRSW_R3, [DSC]D_1204_1, [DSC]MAS_1_2 | No Original Name
HLSBR | 13.2 | TOPOLOGY.TUETA.TU_E.HLSBR.13.2.BB2 | TUETA | TU_E | HLSBR_V_B | [DSC]D_1201_1, [DSC]D_1202_1, [DSC]D_1203_1, [DSC] | No Original Name
HLSBR | 13.2 | TOPOLOGY.TUETA.TU_E.HLSBR.13.2.BI12 | TUETA | TU_E | HLSBR_V_C | [DSC]D_1201_3, [DSC]D_1202_3, [DSC]D_1203_3, [DSC] | No Original Name
WWEST | 13.2 | TOPOLOGY.TUETA.TU_E.WWEST.13.2.0273 | TUETA | TU_E | WWEST_L_A | [CB]AS_LDB2, [LD]LXFMR2 | No Original Name