## Notes
Notes:
The SSWG 2009 summer peak case was used as the base case for the analysis
The areas in the case were modified to be the 2009 CM zones
PTDF Sheets:
There is a PTDF Sheet for North-South, West-North, and North-Houston CSCs
South-North and North-West PTDFs will be the same as North-South and West-North respectively, but with the opposite sign
PTDFs were calculated for the CSC and all CREs in the base case (n-0) and under the contingency of the CSC and each CRE
PTDFs were calculated by defining a CM zone to CM zone transfer - only "moveable" units were used in the transfer calculation
The 3 plants that had the highest shift factor in each direction across the CREs was calculated for the base case (n-0) and for the contingency of the CSC and CRE
Column A is a reference contingency number - see the Contingency sheets for definitions of the contingencies
Column B is the monitored element
Column C is the long name of the contingency
Column D is the Power Transfer Distribution Factor (PTDF) given as a percentage
Column F is the name of the plant that has the highest shift factor in the positive direction on the element for the given contingency
Column G is the shift factor of the plant listed in column F on the element for the given contingency
Column H is the name of the plant that has the second highest shift factor in the positive direction on the element for the given contingency
Column I is the shift factor of the plant listed in column H on the element for the given contingency
Column J is the name of the plant that has the third highest shift factor in the positive direction on the element for the given contingency
Column K is the shift factor of the plant listed in column J on the element for the given contingency
Column L is the name of the plant that has the highest shift factor in the negative direction on the element for the given contingency
Column M is the shift factor of the plant listed in column L on the element for the given contingency
Column N is the name of the plant that has the second highest shift factor in the negative direction on the element for the given contingency
Column O is the shift factor of the plant listed in column N on the element for the given contingency
Column P is the name of the plant that has the third highest shift factor in the negative direction on the element for the given contingency
Column Q is the shift factor of the plant listed in column P on the element for the given contingency

## W-N CSC_1 PTDFs
Contingency # | Element | Contingency | PTDF
base case | CSC_1_SWEETWTR_5 _LONCREK2_5 _1420_1439 | Base Case | 13.5
base case | CSC_1_LONGCREK_5 _ABMULCE7 _1435_6230 | Base Case | -16
base case | CSC_1_GRHAMSES1_5_BENBRK_5_1430_1873 | Base Case | 16.8
base case | CSC_1_GRHAMSES1_5_PARKER_5_1430_1436 | Base Case | 19.1
base case | CSC_1_TONKAWAWI_5_GRHAMSES1_5_1048_1430 | Base Case | 14.7
base case | CSC_1_CHINAGRV_8_RADIUMMT_8_1318_1398 | Base Case | 1.9
base case | CSC_1_MURRY_P8_GRHAMSES1_8_1371_1431 | Base Case | 3.1
base case | CSC_1_WILLOWCK_5_JACKSBRO_5_1421_1429 | Base Case | -15.5
base case | CSC_1_WILLOWCK_5_PARKER_5_1421_1436 | Base Case | 12.5
base case | CSC_1_BOWMAN_5_FISHRDSS1_5_1422_1425 | Base Case | -10
base case | CSC_1_BOWMAN_5_JACKSBRO_5_1422_1429 | Base Case | 10.1
base case | CSC_1_BOWMAN_5_GRHAMSES1_5_1422_1430 | Base Case | -0.3
base case | CSC_1_FISHRDSS1_5_OKLA7A_1425_6100 | Base Case | -11.6
base case | CSC_1_W_DENT_5_JACKSBRO_5_988_1429 | Base Case | -11.8
base case | CSC_1_MRGNCRK_5_SWEETWTR_5_1030_1420 | Base Case | 11.8
base case | CSC_1_MRGNCRK_5_L_BITTCR5_1N_1030_71050 | Base Case | 11.4
base case | CSC_1_JACKSBRO_5_GRHAMSES1_5_1429_1430 | Base Case | -17.3
base case | CSC_1_GRHAMSES1_8_GRAHAME_8_1431_1601 | Base Case | 2.8
base case | CSC_1_GRHAMSES1_5_LONGCREK_5_1430_1435 | Base Case | -17.5
base case | CSC_1_PARKER_5_BENBRK_A_T5_1436_1869 | Base Case | 8.4
base case | CSC_1_LONCREK2_5_COKFIELD_5_1439_1442 | Base Case | 16.7
base case | CSC_1_COMCHESS1_5_COMCHPKW_5_1440_1900 | Base Case | 15.5
base case | CSC_1_GRHAMSES1_5_COKFIELD_5_1430_1442 | Base Case | -17.9
base case | CSC_1_LKAROWHD_8_NEWPRT_P8_1468_1470 | Base Case | 2.7
base case | CSC_1_GRAHAMSW_8_BARTON_8_1596_1599 | Base Case | 2.9
base case | CSC_1_ORAN1_8_BARTON_8_1571_1599 | Base Case | -3.8
base case | CSC_1_GRAHAMSW_8_GRAHAME_8_1596_1601 | Base Case | -2.8
base case | CSC_1_LEONSW_8_FLATCRK_T8_1624_1642 | Base Case | 3.3
base case | CSC_1_LINGLVLL_P8_STPHNVIL_8_1640_1641 | Base Case | 3
base case | CSC_1_LINGLVLL_P8_FLATCRK_T8_1640_1642 | Base Case | -3
base case | CSC_1_MURRY_P8_PAIP4B_1371_6169 | Base Case | -3.1
base case | CSC_1_ABMULCW7_L_BITTCR5_1N_6235_71050 | Base Case | -15.1
base case | CSC_1_OKLA7A_ABMULCW7_6100_6235 | Base Case | -5.4
base case | CSC_1_COMCHESS1_5_SARC7A_1440_6444 | Base Case | -16
base case | CSC_1_ABMULCE7_BLF_CRK7A_6230_60040 | Base Case | -5.3
1 | CSC_1_SWEETWTR_5 _LONCREK2_5 _1420_1439 | CTG_Single_MRGNCRK_5_SWEETWTR_5 | 1.7
1 | CSC_1_LONGCREK_5 _ABMULCE7 _1435_6230 | CTG_Single_MRGNCRK_5_SWEETWTR_5 | -23.6
1 | CSC_1_GRHAMSES1_5_BENBRK_5_1430_1873 | CTG_Single_MRGNCRK_5_SWEETWTR_5 | 16.5
1 | CSC_1_GRHAMSES1_5_PARKER_5_1430_1436 | CTG_Single_MRGNCRK_5_SWEETWTR_5 | 18.7
1 | CSC_1_TONKAWAWI_5_GRHAMSES1_5_1048_1430 | CTG_Single_MRGNCRK_5_SWEETWTR_5 | 17
1 | CSC_1_CHINAGRV_8_RADIUMMT_8_1318_1398 | CTG_Single_MRGNCRK_5_SWEETWTR_5 | 2.2
1 | CSC_1_MURRY_P8_GRHAMSES1_8_1371_1431 | CTG_Single_MRGNCRK_5_SWEETWTR_5 | 3.3
1 | CSC_1_WILLOWCK_5_JACKSBRO_5_1421_1429 | CTG_Single_MRGNCRK_5_SWEETWTR_5 | -15.3
1 | CSC_1_WILLOWCK_5_PARKER_5_1421_1436 | CTG_Single_MRGNCRK_5_SWEETWTR_5 | 12.3
1 | CSC_1_BOWMAN_5_FISHRDSS1_5_1422_1425 | CTG_Single_MRGNCRK_5_SWEETWTR_5 | -10.3
1 | CSC_1_BOWMAN_5_JACKSBRO_5_1422_1429 | CTG_Single_MRGNCRK_5_SWEETWTR_5 | 10.1
1 | CSC_1_BOWMAN_5_GRHAMSES1_5_1422_1430 | CTG_Single_MRGNCRK_5_SWEETWTR_5 | 0
1 | CSC_1_FISHRDSS1_5_OKLA7A_1425_6100 | CTG_Single_MRGNCRK_5_SWEETWTR_5 | -11.8
1 | CSC_1_W_DENT_5_JACKSBRO_5_988_1429 | CTG_Single_MRGNCRK_5_SWEETWTR_5 | -11.7
1 | CSC_1_MRGNCRK_5_SWEETWTR_5_1030_1420 | CTG_Single_MRGNCRK_5_SWEETWTR_5 | 0
1 | CSC_1_MRGNCRK_5_L_BITTCR5_1N_1030_71050 | CTG_Single_MRGNCRK_5_SWEETWTR_5 | 16.8
1 | CSC_1_JACKSBRO_5_GRHAMSES1_5_1429_1430 | CTG_Single_MRGNCRK_5_SWEETWTR_5 | -16.8
1 | CSC_1_GRHAMSES1_8_GRAHAME_8_1431_1601 | CTG_Single_MRGNCRK_5_SWEETWTR_5 | 2.8
1 | CSC_1_GRHAMSES1_5_LONGCREK_5_1430_1435 | CTG_Single_MRGNCRK_5_SWEETWTR_5 | -15.5
1 | CSC_1_PARKER_5_BENBRK_A_T5_1436_1869 | CTG_Single_MRGNCRK_5_SWEETWTR_5 | 8.2
1 | CSC_1_LONCREK2_5_COKFIELD_5_1439_1442 | CTG_Single_MRGNCRK_5_SWEETWTR_5 | 14.6
1 | CSC_1_COMCHESS1_5_COMCHPKW_5_1440_1900 | CTG_Single_MRGNCRK_5_SWEETWTR_5 | 16.3
1 | CSC_1_GRHAMSES1_5_COKFIELD_5_1430_1442 | CTG_Single_MRGNCRK_5_SWEETWTR_5 | -15.8
1 | CSC_1_LKAROWHD_8_NEWPRT_P8_1468_1470 | CTG_Single_MRGNCRK_5_SWEETWTR_5 | 2.6
1 | CSC_1_GRAHAMSW_8_BARTON_8_1596_1599 | CTG_Single_MRGNCRK_5_SWEETWTR_5 | 2.9
1 | CSC_1_ORAN1_8_BARTON_8_1571_1599 | CTG_Single_MRGNCRK_5_SWEETWTR_5 | -3.8
1 | CSC_1_GRAHAMSW_8_GRAHAME_8_1596_1601 | CTG_Single_MRGNCRK_5_SWEETWTR_5 | -2.8
1 | CSC_1_LEONSW_8_FLATCRK_T8_1624_1642 | CTG_Single_MRGNCRK_5_SWEETWTR_5 | 3.3
1 | CSC_1_LINGLVLL_P8_STPHNVIL_8_1640_1641 | CTG_Single_MRGNCRK_5_SWEETWTR_5 | 3
1 | CSC_1_LINGLVLL_P8_FLATCRK_T8_1640_1642 | CTG_Single_MRGNCRK_5_SWEETWTR_5 | -3
1 | CSC_1_MURRY_P8_PAIP4B_1371_6169 | CTG_Single_MRGNCRK_5_SWEETWTR_5 | -3.3
1 | CSC_1_ABMULCW7_L_BITTCR5_1N_6235_71050 | CTG_Single_MRGNCRK_5_SWEETWTR_5 | -20.6
1 | CSC_1_OKLA7A_ABMULCW7_6100_6235 | CTG_Single_MRGNCRK_5_SWEETWTR_5 | -5.5
1 | CSC_1_COMCHESS1_5_SARC7A_1440_6444 | CTG_Single_MRGNCRK_5_SWEETWTR_5 | -16.8
1 | CSC_1_ABMULCE7_BLF_CRK7A_6230_60040 | CTG_Single_MRGNCRK_5_SWEETWTR_5 | -7
2 | CSC_1_SWEETWTR_5 _LONCREK2_5 _1420_1439 | CTG_Single_MRGNCRK_5_L_BITTCR5_1N | 17.7
2 | CSC_1_LONGCREK_5 _ABMULCE7 _1435_6230 | CTG_Single_MRGNCRK_5_L_BITTCR5_1N | -10
2 | CSC_1_GRHAMSES1_5_BENBRK_5_1430_1873 | CTG_Single_MRGNCRK_5_L_BITTCR5_1N | 16.8
2 | CSC_1_GRHAMSES1_5_PARKER_5_1430_1436 | CTG_Single_MRGNCRK_5_L_BITTCR5_1N | 19.1
2 | CSC_1_TONKAWAWI_5_GRHAMSES1_5_1048_1430 | CTG_Single_MRGNCRK_5_L_BITTCR5_1N | 16.7
2 | CSC_1_CHINAGRV_8_RADIUMMT_8_1318_1398 | CTG_Single_MRGNCRK_5_L_BITTCR5_1N | 2.2
2 | CSC_1_MURRY_P8_GRHAMSES1_8_1371_1431 | CTG_Single_MRGNCRK_5_L_BITTCR5_1N | 3.1
2 | CSC_1_WILLOWCK_5_JACKSBRO_5_1421_1429 | CTG_Single_MRGNCRK_5_L_BITTCR5_1N | -15.4
2 | CSC_1_WILLOWCK_5_PARKER_5_1421_1436 | CTG_Single_MRGNCRK_5_L_BITTCR5_1N | 12.4
2 | CSC_1_BOWMAN_5_FISHRDSS1_5_1422_1425 | CTG_Single_MRGNCRK_5_L_BITTCR5_1N | -9.3
2 | CSC_1_BOWMAN_5_JACKSBRO_5_1422_1429 | CTG_Single_MRGNCRK_5_L_BITTCR5_1N | 9.8
2 | CSC_1_BOWMAN_5_GRHAMSES1_5_1422_1430 | CTG_Single_MRGNCRK_5_L_BITTCR5_1N | -0.7
2 | CSC_1_FISHRDSS1_5_OKLA7A_1425_6100 | CTG_Single_MRGNCRK_5_L_BITTCR5_1N | -10.8
2 | CSC_1_W_DENT_5_JACKSBRO_5_988_1429 | CTG_Single_MRGNCRK_5_L_BITTCR5_1N | -11.7
2 | CSC_1_MRGNCRK_5_SWEETWTR_5_1030_1420 | CTG_Single_MRGNCRK_5_L_BITTCR5_1N | 16
2 | CSC_1_MRGNCRK_5_L_BITTCR5_1N_1030_71050 | CTG_Single_MRGNCRK_5_L_BITTCR5_1N | 0
2 | CSC_1_JACKSBRO_5_GRHAMSES1_5_1429_1430 | CTG_Single_MRGNCRK_5_L_BITTCR5_1N | -17.3
2 | CSC_1_GRHAMSES1_8_GRAHAME_8_1431_1601 | CTG_Single_MRGNCRK_5_L_BITTCR5_1N | 2.8
2 | CSC_1_GRHAMSES1_5_LONGCREK_5_1430_1435 | CTG_Single_MRGNCRK_5_L_BITTCR5_1N | -16.6
2 | CSC_1_PARKER_5_BENBRK_A_T5_1436_1869 | CTG_Single_MRGNCRK_5_L_BITTCR5_1N | 8.3
2 | CSC_1_LONCREK2_5_COKFIELD_5_1439_1442 | CTG_Single_MRGNCRK_5_L_BITTCR5_1N | 15.8
2 | CSC_1_COMCHESS1_5_COMCHPKW_5_1440_1900 | CTG_Single_MRGNCRK_5_L_BITTCR5_1N | 15.8
2 | CSC_1_GRHAMSES1_5_COKFIELD_5_1430_1442 | CTG_Single_MRGNCRK_5_L_BITTCR5_1N | -17
2 | CSC_1_LKAROWHD_8_NEWPRT_P8_1468_1470 | CTG_Single_MRGNCRK_5_L_BITTCR5_1N | 2.6
2 | CSC_1_GRAHAMSW_8_BARTON_8_1596_1599 | CTG_Single_MRGNCRK_5_L_BITTCR5_1N | 2.9
2 | CSC_1_ORAN1_8_BARTON_8_1571_1599 | CTG_Single_MRGNCRK_5_L_BITTCR5_1N | -3.8
2 | CSC_1_GRAHAMSW_8_GRAHAME_8_1596_1601 | CTG_Single_MRGNCRK_5_L_BITTCR5_1N | -2.8
2 | CSC_1_LEONSW_8_FLATCRK_T8_1624_1642 | CTG_Single_MRGNCRK_5_L_BITTCR5_1N | 3.3
2 | CSC_1_LINGLVLL_P8_STPHNVIL_8_1640_1641 | CTG_Single_MRGNCRK_5_L_BITTCR5_1N | 3
2 | CSC_1_LINGLVLL_P8_FLATCRK_T8_1640_1642 | CTG_Single_MRGNCRK_5_L_BITTCR5_1N | -3
2 | CSC_1_MURRY_P8_PAIP4B_1371_6169 | CTG_Single_MRGNCRK_5_L_BITTCR5_1N | -3.1
2 | CSC_1_ABMULCW7_L_BITTCR5_1N_6235_71050 | CTG_Single_MRGNCRK_5_L_BITTCR5_1N | -3.7
2 | CSC_1_OKLA7A_ABMULCW7_6100_6235 | CTG_Single_MRGNCRK_5_L_BITTCR5_1N | -4.4
2 | CSC_1_COMCHESS1_5_SARC7A_1440_6444 | CTG_Single_MRGNCRK_5_L_BITTCR5_1N | -16.3
2 | CSC_1_ABMULCE7_BLF_CRK7A_6230_60040 | CTG_Single_MRGNCRK_5_L_BITTCR5_1N | -8.5
3 | CSC_1_SWEETWTR_5 _LONCREK2_5 _1420_1439 | CTG_Single_TONKAWAWI_5_GRHAMSES1_5 | 18
3 | CSC_1_LONGCREK_5 _ABMULCE7 _1435_6230 | CTG_Single_TONKAWAWI_5_GRHAMSES1_5 | -20.5
3 | CSC_1_GRHAMSES1_5_BENBRK_5_1430_1873 | CTG_Single_TONKAWAWI_5_GRHAMSES1_5 | 15.9
3 | CSC_1_GRHAMSES1_5_PARKER_5_1430_1436 | CTG_Single_TONKAWAWI_5_GRHAMSES1_5 | 18.1
3 | CSC_1_TONKAWAWI_5_GRHAMSES1_5_1048_1430 | CTG_Single_TONKAWAWI_5_GRHAMSES1_5 | 0
3 | CSC_1_CHINAGRV_8_RADIUMMT_8_1318_1398 | CTG_Single_TONKAWAWI_5_GRHAMSES1_5 | 2.3
3 | CSC_1_MURRY_P8_GRHAMSES1_8_1371_1431 | CTG_Single_TONKAWAWI_5_GRHAMSES1_5 | 3.6
3 | CSC_1_WILLOWCK_5_JACKSBRO_5_1421_1429 | CTG_Single_TONKAWAWI_5_GRHAMSES1_5 | -15
3 | CSC_1_WILLOWCK_5_PARKER_5_1421_1436 | CTG_Single_TONKAWAWI_5_GRHAMSES1_5 | 12
3 | CSC_1_BOWMAN_5_FISHRDSS1_5_1422_1425 | CTG_Single_TONKAWAWI_5_GRHAMSES1_5 | -11.7
3 | CSC_1_BOWMAN_5_JACKSBRO_5_1422_1429 | CTG_Single_TONKAWAWI_5_GRHAMSES1_5 | 10.5
3 | CSC_1_BOWMAN_5_GRHAMSES1_5_1422_1430 | CTG_Single_TONKAWAWI_5_GRHAMSES1_5 | 1.1
3 | CSC_1_FISHRDSS1_5_OKLA7A_1425_6100 | CTG_Single_TONKAWAWI_5_GRHAMSES1_5 | -13.4
3 | CSC_1_W_DENT_5_JACKSBRO_5_988_1429 | CTG_Single_TONKAWAWI_5_GRHAMSES1_5 | -11.4
3 | CSC_1_MRGNCRK_5_SWEETWTR_5_1030_1420 | CTG_Single_TONKAWAWI_5_GRHAMSES1_5 | 16.3
3 | CSC_1_MRGNCRK_5_L_BITTCR5_1N_1030_71050 | CTG_Single_TONKAWAWI_5_GRHAMSES1_5 | 16.5
3 | CSC_1_JACKSBRO_5_GRHAMSES1_5_1429_1430 | CTG_Single_TONKAWAWI_5_GRHAMSES1_5 | -15.9
3 | CSC_1_GRHAMSES1_8_GRAHAME_8_1431_1601 | CTG_Single_TONKAWAWI_5_GRHAMSES1_5 | 2.8
3 | CSC_1_GRHAMSES1_5_LONGCREK_5_1430_1435 | CTG_Single_TONKAWAWI_5_GRHAMSES1_5 | -22
3 | CSC_1_PARKER_5_BENBRK_A_T5_1436_1869 | CTG_Single_TONKAWAWI_5_GRHAMSES1_5 | 8
3 | CSC_1_LONCREK2_5_COKFIELD_5_1439_1442 | CTG_Single_TONKAWAWI_5_GRHAMSES1_5 | 21.2
3 | CSC_1_COMCHESS1_5_COMCHPKW_5_1440_1900 | CTG_Single_TONKAWAWI_5_GRHAMSES1_5 | 17.4
3 | CSC_1_GRHAMSES1_5_COKFIELD_5_1430_1442 | CTG_Single_TONKAWAWI_5_GRHAMSES1_5 | -22.4
3 | CSC_1_LKAROWHD_8_NEWPRT_P8_1468_1470 | CTG_Single_TONKAWAWI_5_GRHAMSES1_5 | 2.6
3 | CSC_1_GRAHAMSW_8_BARTON_8_1596_1599 | CTG_Single_TONKAWAWI_5_GRHAMSES1_5 | 2.9
3 | CSC_1_ORAN1_8_BARTON_8_1571_1599 | CTG_Single_TONKAWAWI_5_GRHAMSES1_5 | -3.8
3 | CSC_1_GRAHAMSW_8_GRAHAME_8_1596_1601 | CTG_Single_TONKAWAWI_5_GRHAMSES1_5 | -2.8
3 | CSC_1_LEONSW_8_FLATCRK_T8_1624_1642 | CTG_Single_TONKAWAWI_5_GRHAMSES1_5 | 3.4
3 | CSC_1_LINGLVLL_P8_STPHNVIL_8_1640_1641 | CTG_Single_TONKAWAWI_5_GRHAMSES1_5 | 3.1
3 | CSC_1_LINGLVLL_P8_FLATCRK_T8_1640_1642 | CTG_Single_TONKAWAWI_5_GRHAMSES1_5 | -3.1
3 | CSC_1_MURRY_P8_PAIP4B_1371_6169 | CTG_Single_TONKAWAWI_5_GRHAMSES1_5 | -3.6
3 | CSC_1_ABMULCW7_L_BITTCR5_1N_6235_71050 | CTG_Single_TONKAWAWI_5_GRHAMSES1_5 | -20.2
3 | CSC_1_OKLA7A_ABMULCW7_6100_6235 | CTG_Single_TONKAWAWI_5_GRHAMSES1_5 | -6.9
3 | CSC_1_COMCHESS1_5_SARC7A_1440_6444 | CTG_Single_TONKAWAWI_5_GRHAMSES1_5 | -17.9
3 | CSC_1_ABMULCE7_BLF_CRK7A_6230_60040 | CTG_Single_TONKAWAWI_5_GRHAMSES1_5 | -6.2
4 | CSC_1_SWEETWTR_5 _LONCREK2_5 _1420_1439 | CTG_Single_CHINAGRV_8_RADIUMMT_8 | 13.8
4 | CSC_1_LONGCREK_5 _ABMULCE7 _1435_6230 | CTG_Single_CHINAGRV_8_RADIUMMT_8 | -16
4 | CSC_1_GRHAMSES1_5_BENBRK_5_1430_1873 | CTG_Single_CHINAGRV_8_RADIUMMT_8 | 16.9
4 | CSC_1_GRHAMSES1_5_PARKER_5_1430_1436 | CTG_Single_CHINAGRV_8_RADIUMMT_8 | 19.2
4 | CSC_1_TONKAWAWI_5_GRHAMSES1_5_1048_1430 | CTG_Single_CHINAGRV_8_RADIUMMT_8 | 14.9
4 | CSC_1_CHINAGRV_8_RADIUMMT_8_1318_1398 | CTG_Single_CHINAGRV_8_RADIUMMT_8 | 0
4 | CSC_1_MURRY_P8_GRHAMSES1_8_1371_1431 | CTG_Single_CHINAGRV_8_RADIUMMT_8 | 2.8
4 | CSC_1_WILLOWCK_5_JACKSBRO_5_1421_1429 | CTG_Single_CHINAGRV_8_RADIUMMT_8 | -15.5
4 | CSC_1_WILLOWCK_5_PARKER_5_1421_1436 | CTG_Single_CHINAGRV_8_RADIUMMT_8 | 12.5
4 | CSC_1_BOWMAN_5_FISHRDSS1_5_1422_1425 | CTG_Single_CHINAGRV_8_RADIUMMT_8 | -9.9
4 | CSC_1_BOWMAN_5_JACKSBRO_5_1422_1429 | CTG_Single_CHINAGRV_8_RADIUMMT_8 | 10
4 | CSC_1_BOWMAN_5_GRHAMSES1_5_1422_1430 | CTG_Single_CHINAGRV_8_RADIUMMT_8 | -0.4
4 | CSC_1_FISHRDSS1_5_OKLA7A_1425_6100 | CTG_Single_CHINAGRV_8_RADIUMMT_8 | -11.5
4 | CSC_1_W_DENT_5_JACKSBRO_5_988_1429 | CTG_Single_CHINAGRV_8_RADIUMMT_8 | -11.8
4 | CSC_1_MRGNCRK_5_SWEETWTR_5_1030_1420 | CTG_Single_CHINAGRV_8_RADIUMMT_8 | 12.1
4 | CSC_1_MRGNCRK_5_L_BITTCR5_1N_1030_71050 | CTG_Single_CHINAGRV_8_RADIUMMT_8 | 11.9
4 | CSC_1_JACKSBRO_5_GRHAMSES1_5_1429_1430 | CTG_Single_CHINAGRV_8_RADIUMMT_8 | -17.3
4 | CSC_1_GRHAMSES1_8_GRAHAME_8_1431_1601 | CTG_Single_CHINAGRV_8_RADIUMMT_8 | 2.8
4 | CSC_1_GRHAMSES1_5_LONGCREK_5_1430_1435 | CTG_Single_CHINAGRV_8_RADIUMMT_8 | -17.7
4 | CSC_1_PARKER_5_BENBRK_A_T5_1436_1869 | CTG_Single_CHINAGRV_8_RADIUMMT_8 | 8.4
4 | CSC_1_LONCREK2_5_COKFIELD_5_1439_1442 | CTG_Single_CHINAGRV_8_RADIUMMT_8 | 16.8
4 | CSC_1_COMCHESS1_5_COMCHPKW_5_1440_1900 | CTG_Single_CHINAGRV_8_RADIUMMT_8 | 15.6
4 | CSC_1_GRHAMSES1_5_COKFIELD_5_1430_1442 | CTG_Single_CHINAGRV_8_RADIUMMT_8 | -18
4 | CSC_1_LKAROWHD_8_NEWPRT_P8_1468_1470 | CTG_Single_CHINAGRV_8_RADIUMMT_8 | 2.6
4 | CSC_1_GRAHAMSW_8_BARTON_8_1596_1599 | CTG_Single_CHINAGRV_8_RADIUMMT_8 | 2.9
4 | CSC_1_ORAN1_8_BARTON_8_1571_1599 | CTG_Single_CHINAGRV_8_RADIUMMT_8 | -3.8
4 | CSC_1_GRAHAMSW_8_GRAHAME_8_1596_1601 | CTG_Single_CHINAGRV_8_RADIUMMT_8 | -2.8
4 | CSC_1_LEONSW_8_FLATCRK_T8_1624_1642 | CTG_Single_CHINAGRV_8_RADIUMMT_8 | 3.2
4 | CSC_1_LINGLVLL_P8_STPHNVIL_8_1640_1641 | CTG_Single_CHINAGRV_8_RADIUMMT_8 | 3
4 | CSC_1_LINGLVLL_P8_FLATCRK_T8_1640_1642 | CTG_Single_CHINAGRV_8_RADIUMMT_8 | -3
4 | CSC_1_MURRY_P8_PAIP4B_1371_6169 | CTG_Single_CHINAGRV_8_RADIUMMT_8 | -2.8
4 | CSC_1_ABMULCW7_L_BITTCR5_1N_6235_71050 | CTG_Single_CHINAGRV_8_RADIUMMT_8 | -15.6
4 | CSC_1_OKLA7A_ABMULCW7_6100_6235 | CTG_Single_CHINAGRV_8_RADIUMMT_8 | -5.5
4 | CSC_1_COMCHESS1_5_SARC7A_1440_6444 | CTG_Single_CHINAGRV_8_RADIUMMT_8 | -16.1
4 | CSC_1_ABMULCE7_BLF_CRK7A_6230_60040 | CTG_Single_CHINAGRV_8_RADIUMMT_8 | -5.4
5 | CSC_1_SWEETWTR_5 _LONCREK2_5 _1420_1439 | CTG_Single_MURRY_P8_GRHAMSES1_8 | 13.8
5 | CSC_1_LONGCREK_5 _ABMULCE7 _1435_6230 | CTG_Single_MURRY_P8_GRHAMSES1_8 | -16.9
5 | CSC_1_GRHAMSES1_5_BENBRK_5_1430_1873 | CTG_Single_MURRY_P8_GRHAMSES1_8 | 16.8
5 | CSC_1_GRHAMSES1_5_PARKER_5_1430_1436 | CTG_Single_MURRY_P8_GRHAMSES1_8 | 19.1
5 | CSC_1_TONKAWAWI_5_GRHAMSES1_5_1048_1430 | CTG_Single_MURRY_P8_GRHAMSES1_8 | 15
5 | CSC_1_CHINAGRV_8_RADIUMMT_8_1318_1398 | CTG_Single_MURRY_P8_GRHAMSES1_8 | 1.4
5 | CSC_1_MURRY_P8_GRHAMSES1_8_1371_1431 | CTG_Single_MURRY_P8_GRHAMSES1_8 | 0
5 | CSC_1_WILLOWCK_5_JACKSBRO_5_1421_1429 | CTG_Single_MURRY_P8_GRHAMSES1_8 | -15.5
5 | CSC_1_WILLOWCK_5_PARKER_5_1421_1436 | CTG_Single_MURRY_P8_GRHAMSES1_8 | 12.5
5 | CSC_1_BOWMAN_5_FISHRDSS1_5_1422_1425 | CTG_Single_MURRY_P8_GRHAMSES1_8 | -10.4
5 | CSC_1_BOWMAN_5_JACKSBRO_5_1422_1429 | CTG_Single_MURRY_P8_GRHAMSES1_8 | 10.1
5 | CSC_1_BOWMAN_5_GRHAMSES1_5_1422_1430 | CTG_Single_MURRY_P8_GRHAMSES1_8 | -0.3
5 | CSC_1_FISHRDSS1_5_OKLA7A_1425_6100 | CTG_Single_MURRY_P8_GRHAMSES1_8 | -12.2
5 | CSC_1_W_DENT_5_JACKSBRO_5_988_1429 | CTG_Single_MURRY_P8_GRHAMSES1_8 | -11.8
5 | CSC_1_MRGNCRK_5_SWEETWTR_5_1030_1420 | CTG_Single_MURRY_P8_GRHAMSES1_8 | 12.1
5 | CSC_1_MRGNCRK_5_L_BITTCR5_1N_1030_71050 | CTG_Single_MURRY_P8_GRHAMSES1_8 | 11.5
5 | CSC_1_JACKSBRO_5_GRHAMSES1_5_1429_1430 | CTG_Single_MURRY_P8_GRHAMSES1_8 | -17.2
5 | CSC_1_GRHAMSES1_8_GRAHAME_8_1431_1601 | CTG_Single_MURRY_P8_GRHAMSES1_8 | 2.5
5 | CSC_1_GRHAMSES1_5_LONGCREK_5_1430_1435 | CTG_Single_MURRY_P8_GRHAMSES1_8 | -18.1
5 | CSC_1_PARKER_5_BENBRK_A_T5_1436_1869 | CTG_Single_MURRY_P8_GRHAMSES1_8 | 8.4
5 | CSC_1_LONCREK2_5_COKFIELD_5_1439_1442 | CTG_Single_MURRY_P8_GRHAMSES1_8 | 17.3
5 | CSC_1_COMCHESS1_5_COMCHPKW_5_1440_1900 | CTG_Single_MURRY_P8_GRHAMSES1_8 | 15.8
5 | CSC_1_GRHAMSES1_5_COKFIELD_5_1430_1442 | CTG_Single_MURRY_P8_GRHAMSES1_8 | -18.5
5 | CSC_1_LKAROWHD_8_NEWPRT_P8_1468_1470 | CTG_Single_MURRY_P8_GRHAMSES1_8 | 2.6
5 | CSC_1_GRAHAMSW_8_BARTON_8_1596_1599 | CTG_Single_MURRY_P8_GRHAMSES1_8 | 2.7
5 | CSC_1_ORAN1_8_BARTON_8_1571_1599 | CTG_Single_MURRY_P8_GRHAMSES1_8 | -3.6
5 | CSC_1_GRAHAMSW_8_GRAHAME_8_1596_1601 | CTG_Single_MURRY_P8_GRHAMSES1_8 | -2.5
5 | CSC_1_LEONSW_8_FLATCRK_T8_1624_1642 | CTG_Single_MURRY_P8_GRHAMSES1_8 | 3.2
5 | CSC_1_LINGLVLL_P8_STPHNVIL_8_1640_1641 | CTG_Single_MURRY_P8_GRHAMSES1_8 | 3
5 | CSC_1_LINGLVLL_P8_FLATCRK_T8_1640_1642 | CTG_Single_MURRY_P8_GRHAMSES1_8 | -3
5 | CSC_1_MURRY_P8_PAIP4B_1371_6169 | CTG_Single_MURRY_P8_GRHAMSES1_8 | 0
5 | CSC_1_ABMULCW7_L_BITTCR5_1N_6235_71050 | CTG_Single_MURRY_P8_GRHAMSES1_8 | -15.2
5 | CSC_1_OKLA7A_ABMULCW7_6100_6235 | CTG_Single_MURRY_P8_GRHAMSES1_8 | -5.5
5 | CSC_1_COMCHESS1_5_SARC7A_1440_6444 | CTG_Single_MURRY_P8_GRHAMSES1_8 | -16.2
5 | CSC_1_ABMULCE7_BLF_CRK7A_6230_60040 | CTG_Single_MURRY_P8_GRHAMSES1_8 | -5.3
6 | CSC_1_SWEETWTR_5 _LONCREK2_5 _1420_1439 | CTG_Single_WILLOWCK_5_JACKSBRO_5 | 13.3
6 | CSC_1_LONGCREK_5 _ABMULCE7 _1435_6230 | CTG_Single_WILLOWCK_5_JACKSBRO_5 | -15.7
6 | CSC_1_GRHAMSES1_5_BENBRK_5_1430_1873 | CTG_Single_WILLOWCK_5_JACKSBRO_5 | 19.8
6 | CSC_1_GRHAMSES1_5_PARKER_5_1430_1436 | CTG_Single_WILLOWCK_5_JACKSBRO_5 | 24.1
6 | CSC_1_TONKAWAWI_5_GRHAMSES1_5_1048_1430 | CTG_Single_WILLOWCK_5_JACKSBRO_5 | 14.4
6 | CSC_1_CHINAGRV_8_RADIUMMT_8_1318_1398 | CTG_Single_WILLOWCK_5_JACKSBRO_5 | 1.8
6 | CSC_1_MURRY_P8_GRHAMSES1_8_1371_1431 | CTG_Single_WILLOWCK_5_JACKSBRO_5 | 3
6 | CSC_1_WILLOWCK_5_JACKSBRO_5_1421_1429 | CTG_Single_WILLOWCK_5_JACKSBRO_5 | 0
6 | CSC_1_WILLOWCK_5_PARKER_5_1421_1436 | CTG_Single_WILLOWCK_5_JACKSBRO_5 | -3
6 | CSC_1_BOWMAN_5_FISHRDSS1_5_1422_1425 | CTG_Single_WILLOWCK_5_JACKSBRO_5 | -9.3
6 | CSC_1_BOWMAN_5_JACKSBRO_5_1422_1429 | CTG_Single_WILLOWCK_5_JACKSBRO_5 | 7.1
6 | CSC_1_BOWMAN_5_GRHAMSES1_5_1422_1430 | CTG_Single_WILLOWCK_5_JACKSBRO_5 | 1.2
6 | CSC_1_FISHRDSS1_5_OKLA7A_1425_6100 | CTG_Single_WILLOWCK_5_JACKSBRO_5 | -11
6 | CSC_1_W_DENT_5_JACKSBRO_5_988_1429 | CTG_Single_WILLOWCK_5_JACKSBRO_5 | -17
6 | CSC_1_MRGNCRK_5_SWEETWTR_5_1030_1420 | CTG_Single_WILLOWCK_5_JACKSBRO_5 | 11.6
6 | CSC_1_MRGNCRK_5_L_BITTCR5_1N_1030_71050 | CTG_Single_WILLOWCK_5_JACKSBRO_5 | 11.3
6 | CSC_1_JACKSBRO_5_GRHAMSES1_5_1429_1430 | CTG_Single_WILLOWCK_5_JACKSBRO_5 | -9.9
6 | CSC_1_GRHAMSES1_8_GRAHAME_8_1431_1601 | CTG_Single_WILLOWCK_5_JACKSBRO_5 | 3.2
6 | CSC_1_GRHAMSES1_5_LONGCREK_5_1430_1435 | CTG_Single_WILLOWCK_5_JACKSBRO_5 | -17.3
6 | CSC_1_PARKER_5_BENBRK_A_T5_1436_1869 | CTG_Single_WILLOWCK_5_JACKSBRO_5 | 4.8
6 | CSC_1_LONCREK2_5_COKFIELD_5_1439_1442 | CTG_Single_WILLOWCK_5_JACKSBRO_5 | 16.4
6 | CSC_1_COMCHESS1_5_COMCHPKW_5_1440_1900 | CTG_Single_WILLOWCK_5_JACKSBRO_5 | 16.5
6 | CSC_1_GRHAMSES1_5_COKFIELD_5_1430_1442 | CTG_Single_WILLOWCK_5_JACKSBRO_5 | -17.6
6 | CSC_1_LKAROWHD_8_NEWPRT_P8_1468_1470 | CTG_Single_WILLOWCK_5_JACKSBRO_5 | 3
6 | CSC_1_GRAHAMSW_8_BARTON_8_1596_1599 | CTG_Single_WILLOWCK_5_JACKSBRO_5 | 3.3
6 | CSC_1_ORAN1_8_BARTON_8_1571_1599 | CTG_Single_WILLOWCK_5_JACKSBRO_5 | -4.2
6 | CSC_1_GRAHAMSW_8_GRAHAME_8_1596_1601 | CTG_Single_WILLOWCK_5_JACKSBRO_5 | -3.2
6 | CSC_1_LEONSW_8_FLATCRK_T8_1624_1642 | CTG_Single_WILLOWCK_5_JACKSBRO_5 | 3.5
6 | CSC_1_LINGLVLL_P8_STPHNVIL_8_1640_1641 | CTG_Single_WILLOWCK_5_JACKSBRO_5 | 3.3
6 | CSC_1_LINGLVLL_P8_FLATCRK_T8_1640_1642 | CTG_Single_WILLOWCK_5_JACKSBRO_5 | -3.3
6 | CSC_1_MURRY_P8_PAIP4B_1371_6169 | CTG_Single_WILLOWCK_5_JACKSBRO_5 | -3
6 | CSC_1_ABMULCW7_L_BITTCR5_1N_6235_71050 | CTG_Single_WILLOWCK_5_JACKSBRO_5 | -15
6 | CSC_1_OKLA7A_ABMULCW7_6100_6235 | CTG_Single_WILLOWCK_5_JACKSBRO_5 | -4.9
6 | CSC_1_COMCHESS1_5_SARC7A_1440_6444 | CTG_Single_WILLOWCK_5_JACKSBRO_5 | -16.9
6 | CSC_1_ABMULCE7_BLF_CRK7A_6230_60040 | CTG_Single_WILLOWCK_5_JACKSBRO_5 | -4.8
7 | CSC_1_SWEETWTR_5 _LONCREK2_5 _1420_1439 | CTG_Single_WILLOWCK_5_PARKER_5 | 13.4
7 | CSC_1_LONGCREK_5 _ABMULCE7 _1435_6230 | CTG_Single_WILLOWCK_5_PARKER_5 | -15.7
7 | CSC_1_GRHAMSES1_5_BENBRK_5_1430_1873 | CTG_Single_WILLOWCK_5_PARKER_5 | 19.2
7 | CSC_1_GRHAMSES1_5_PARKER_5_1430_1436 | CTG_Single_WILLOWCK_5_PARKER_5 | 23.1
7 | CSC_1_TONKAWAWI_5_GRHAMSES1_5_1048_1430 | CTG_Single_WILLOWCK_5_PARKER_5 | 14.5
7 | CSC_1_CHINAGRV_8_RADIUMMT_8_1318_1398 | CTG_Single_WILLOWCK_5_PARKER_5 | 1.8
7 | CSC_1_MURRY_P8_GRHAMSES1_8_1371_1431 | CTG_Single_WILLOWCK_5_PARKER_5 | 3
7 | CSC_1_WILLOWCK_5_JACKSBRO_5_1421_1429 | CTG_Single_WILLOWCK_5_PARKER_5 | -3
7 | CSC_1_WILLOWCK_5_PARKER_5_1421_1436 | CTG_Single_WILLOWCK_5_PARKER_5 | 0
7 | CSC_1_BOWMAN_5_FISHRDSS1_5_1422_1425 | CTG_Single_WILLOWCK_5_PARKER_5 | -9.4
7 | CSC_1_BOWMAN_5_JACKSBRO_5_1422_1429 | CTG_Single_WILLOWCK_5_PARKER_5 | 7.7
7 | CSC_1_BOWMAN_5_GRHAMSES1_5_1422_1430 | CTG_Single_WILLOWCK_5_PARKER_5 | 0.9
7 | CSC_1_FISHRDSS1_5_OKLA7A_1425_6100 | CTG_Single_WILLOWCK_5_PARKER_5 | -11.2
7 | CSC_1_W_DENT_5_JACKSBRO_5_988_1429 | CTG_Single_WILLOWCK_5_PARKER_5 | -16
7 | CSC_1_MRGNCRK_5_SWEETWTR_5_1030_1420 | CTG_Single_WILLOWCK_5_PARKER_5 | 11.7
7 | CSC_1_MRGNCRK_5_L_BITTCR5_1N_1030_71050 | CTG_Single_WILLOWCK_5_PARKER_5 | 11.3
7 | CSC_1_JACKSBRO_5_GRHAMSES1_5_1429_1430 | CTG_Single_WILLOWCK_5_PARKER_5 | -11.3
7 | CSC_1_GRHAMSES1_8_GRAHAME_8_1431_1601 | CTG_Single_WILLOWCK_5_PARKER_5 | 3.1
7 | CSC_1_GRHAMSES1_5_LONGCREK_5_1430_1435 | CTG_Single_WILLOWCK_5_PARKER_5 | -17.3
7 | CSC_1_PARKER_5_BENBRK_A_T5_1436_1869 | CTG_Single_WILLOWCK_5_PARKER_5 | 5.5
7 | CSC_1_LONCREK2_5_COKFIELD_5_1439_1442 | CTG_Single_WILLOWCK_5_PARKER_5 | 16.5
7 | CSC_1_COMCHESS1_5_COMCHPKW_5_1440_1900 | CTG_Single_WILLOWCK_5_PARKER_5 | 16.3
7 | CSC_1_GRHAMSES1_5_COKFIELD_5_1430_1442 | CTG_Single_WILLOWCK_5_PARKER_5 | -17.7
7 | CSC_1_LKAROWHD_8_NEWPRT_P8_1468_1470 | CTG_Single_WILLOWCK_5_PARKER_5 | 3
7 | CSC_1_GRAHAMSW_8_BARTON_8_1596_1599 | CTG_Single_WILLOWCK_5_PARKER_5 | 3.2
7 | CSC_1_ORAN1_8_BARTON_8_1571_1599 | CTG_Single_WILLOWCK_5_PARKER_5 | -4.1
7 | CSC_1_GRAHAMSW_8_GRAHAME_8_1596_1601 | CTG_Single_WILLOWCK_5_PARKER_5 | -3.1
7 | CSC_1_LEONSW_8_FLATCRK_T8_1624_1642 | CTG_Single_WILLOWCK_5_PARKER_5 | 3.5
7 | CSC_1_LINGLVLL_P8_STPHNVIL_8_1640_1641 | CTG_Single_WILLOWCK_5_PARKER_5 | 3.2
7 | CSC_1_LINGLVLL_P8_FLATCRK_T8_1640_1642 | CTG_Single_WILLOWCK_5_PARKER_5 | -3.2
7 | CSC_1_MURRY_P8_PAIP4B_1371_6169 | CTG_Single_WILLOWCK_5_PARKER_5 | -3
7 | CSC_1_ABMULCW7_L_BITTCR5_1N_6235_71050 | CTG_Single_WILLOWCK_5_PARKER_5 | -15
7 | CSC_1_OKLA7A_ABMULCW7_6100_6235 | CTG_Single_WILLOWCK_5_PARKER_5 | -5
7 | CSC_1_COMCHESS1_5_SARC7A_1440_6444 | CTG_Single_WILLOWCK_5_PARKER_5 | -16.7
7 | CSC_1_ABMULCE7_BLF_CRK7A_6230_60040 | CTG_Single_WILLOWCK_5_PARKER_5 | -4.9
8 | CSC_1_SWEETWTR_5 _LONCREK2_5 _1420_1439 | CTG_Single_BOWMAN_5_FISHRDSS1_5 | 13.7
8 | CSC_1_LONGCREK_5 _ABMULCE7 _1435_6230 | CTG_Single_BOWMAN_5_FISHRDSS1_5 | -18.5
8 | CSC_1_GRHAMSES1_5_BENBRK_5_1430_1873 | CTG_Single_BOWMAN_5_FISHRDSS1_5 | 16.8
8 | CSC_1_GRHAMSES1_5_PARKER_5_1430_1436 | CTG_Single_BOWMAN_5_FISHRDSS1_5 | 19.1
8 | CSC_1_TONKAWAWI_5_GRHAMSES1_5_1048_1430 | CTG_Single_BOWMAN_5_FISHRDSS1_5 | 15.2
8 | CSC_1_CHINAGRV_8_RADIUMMT_8_1318_1398 | CTG_Single_BOWMAN_5_FISHRDSS1_5 | 1.8
8 | CSC_1_MURRY_P8_GRHAMSES1_8_1371_1431 | CTG_Single_BOWMAN_5_FISHRDSS1_5 | 3.3
8 | CSC_1_WILLOWCK_5_JACKSBRO_5_1421_1429 | CTG_Single_BOWMAN_5_FISHRDSS1_5 | -14.8
8 | CSC_1_WILLOWCK_5_PARKER_5_1421_1436 | CTG_Single_BOWMAN_5_FISHRDSS1_5 | 11.8
8 | CSC_1_BOWMAN_5_FISHRDSS1_5_1422_1425 | CTG_Single_BOWMAN_5_FISHRDSS1_5 | 0
8 | CSC_1_BOWMAN_5_JACKSBRO_5_1422_1429 | CTG_Single_BOWMAN_5_FISHRDSS1_5 | 8
8 | CSC_1_BOWMAN_5_GRHAMSES1_5_1422_1430 | CTG_Single_BOWMAN_5_FISHRDSS1_5 | -3.2
8 | CSC_1_FISHRDSS1_5_OKLA7A_1425_6100 | CTG_Single_BOWMAN_5_FISHRDSS1_5 | -7.3
8 | CSC_1_W_DENT_5_JACKSBRO_5_988_1429 | CTG_Single_BOWMAN_5_FISHRDSS1_5 | -11.4
8 | CSC_1_MRGNCRK_5_SWEETWTR_5_1030_1420 | CTG_Single_BOWMAN_5_FISHRDSS1_5 | 12
8 | CSC_1_MRGNCRK_5_L_BITTCR5_1N_1030_71050 | CTG_Single_BOWMAN_5_FISHRDSS1_5 | 10.8
8 | CSC_1_JACKSBRO_5_GRHAMSES1_5_1429_1430 | CTG_Single_BOWMAN_5_FISHRDSS1_5 | -18.3
8 | CSC_1_GRHAMSES1_8_GRAHAME_8_1431_1601 | CTG_Single_BOWMAN_5_FISHRDSS1_5 | 2.9
8 | CSC_1_GRHAMSES1_5_LONGCREK_5_1430_1435 | CTG_Single_BOWMAN_5_FISHRDSS1_5 | -18.9
8 | CSC_1_PARKER_5_BENBRK_A_T5_1436_1869 | CTG_Single_BOWMAN_5_FISHRDSS1_5 | 8.1
8 | CSC_1_LONCREK2_5_COKFIELD_5_1439_1442 | CTG_Single_BOWMAN_5_FISHRDSS1_5 | 18
8 | CSC_1_COMCHESS1_5_COMCHPKW_5_1440_1900 | CTG_Single_BOWMAN_5_FISHRDSS1_5 | 16
8 | CSC_1_GRHAMSES1_5_COKFIELD_5_1430_1442 | CTG_Single_BOWMAN_5_FISHRDSS1_5 | -19.2
8 | CSC_1_LKAROWHD_8_NEWPRT_P8_1468_1470 | CTG_Single_BOWMAN_5_FISHRDSS1_5 | 2.9
8 | CSC_1_GRAHAMSW_8_BARTON_8_1596_1599 | CTG_Single_BOWMAN_5_FISHRDSS1_5 | 3
8 | CSC_1_ORAN1_8_BARTON_8_1571_1599 | CTG_Single_BOWMAN_5_FISHRDSS1_5 | -3.9
8 | CSC_1_GRAHAMSW_8_GRAHAME_8_1596_1601 | CTG_Single_BOWMAN_5_FISHRDSS1_5 | -2.9
8 | CSC_1_LEONSW_8_FLATCRK_T8_1624_1642 | CTG_Single_BOWMAN_5_FISHRDSS1_5 | 3.4
8 | CSC_1_LINGLVLL_P8_STPHNVIL_8_1640_1641 | CTG_Single_BOWMAN_5_FISHRDSS1_5 | 3.1
8 | CSC_1_LINGLVLL_P8_FLATCRK_T8_1640_1642 | CTG_Single_BOWMAN_5_FISHRDSS1_5 | -3.1
8 | CSC_1_MURRY_P8_PAIP4B_1371_6169 | CTG_Single_BOWMAN_5_FISHRDSS1_5 | -3.3
8 | CSC_1_ABMULCW7_L_BITTCR5_1N_6235_71050 | CTG_Single_BOWMAN_5_FISHRDSS1_5 | -14.5
8 | CSC_1_OKLA7A_ABMULCW7_6100_6235 | CTG_Single_BOWMAN_5_FISHRDSS1_5 | -1.7
8 | CSC_1_COMCHESS1_5_SARC7A_1440_6444 | CTG_Single_BOWMAN_5_FISHRDSS1_5 | -16.4
8 | CSC_1_ABMULCE7_BLF_CRK7A_6230_60040 | CTG_Single_BOWMAN_5_FISHRDSS1_5 | -4.8
9 | CSC_1_SWEETWTR_5 _LONCREK2_5 _1420_1439 | CTG_Single_BOWMAN_5_JACKSBRO_5 | 13.5
9 | CSC_1_LONGCREK_5 _ABMULCE7 _1435_6230 | CTG_Single_BOWMAN_5_JACKSBRO_5 | -16.8
9 | CSC_1_GRHAMSES1_5_BENBRK_5_1430_1873 | CTG_Single_BOWMAN_5_JACKSBRO_5 | 17.6
9 | CSC_1_GRHAMSES1_5_PARKER_5_1430_1436 | CTG_Single_BOWMAN_5_JACKSBRO_5 | 20.4
9 | CSC_1_TONKAWAWI_5_GRHAMSES1_5_1048_1430 | CTG_Single_BOWMAN_5_JACKSBRO_5 | 14.8
9 | CSC_1_CHINAGRV_8_RADIUMMT_8_1318_1398 | CTG_Single_BOWMAN_5_JACKSBRO_5 | 1.8
9 | CSC_1_MURRY_P8_GRHAMSES1_8_1371_1431 | CTG_Single_BOWMAN_5_JACKSBRO_5 | 3.1
9 | CSC_1_WILLOWCK_5_JACKSBRO_5_1421_1429 | CTG_Single_BOWMAN_5_JACKSBRO_5 | -13.1
9 | CSC_1_WILLOWCK_5_PARKER_5_1421_1436 | CTG_Single_BOWMAN_5_JACKSBRO_5 | 10.1
9 | CSC_1_BOWMAN_5_FISHRDSS1_5_1422_1425 | CTG_Single_BOWMAN_5_JACKSBRO_5 | -8.1
9 | CSC_1_BOWMAN_5_JACKSBRO_5_1422_1429 | CTG_Single_BOWMAN_5_JACKSBRO_5 | 0
9 | CSC_1_BOWMAN_5_GRHAMSES1_5_1422_1430 | CTG_Single_BOWMAN_5_JACKSBRO_5 | 6.5
9 | CSC_1_FISHRDSS1_5_OKLA7A_1425_6100 | CTG_Single_BOWMAN_5_JACKSBRO_5 | -10.1
9 | CSC_1_W_DENT_5_JACKSBRO_5_988_1429 | CTG_Single_BOWMAN_5_JACKSBRO_5 | -10.5
9 | CSC_1_MRGNCRK_5_SWEETWTR_5_1030_1420 | CTG_Single_BOWMAN_5_JACKSBRO_5 | 11.8
9 | CSC_1_MRGNCRK_5_L_BITTCR5_1N_1030_71050 | CTG_Single_BOWMAN_5_JACKSBRO_5 | 11.2
9 | CSC_1_JACKSBRO_5_GRHAMSES1_5_1429_1430 | CTG_Single_BOWMAN_5_JACKSBRO_5 | -23.6
9 | CSC_1_GRHAMSES1_8_GRAHAME_8_1431_1601 | CTG_Single_BOWMAN_5_JACKSBRO_5 | 3
9 | CSC_1_GRHAMSES1_5_LONGCREK_5_1430_1435 | CTG_Single_BOWMAN_5_JACKSBRO_5 | -17.9
9 | CSC_1_PARKER_5_BENBRK_A_T5_1436_1869 | CTG_Single_BOWMAN_5_JACKSBRO_5 | 7.6
9 | CSC_1_LONCREK2_5_COKFIELD_5_1439_1442 | CTG_Single_BOWMAN_5_JACKSBRO_5 | 17.1
9 | CSC_1_COMCHESS1_5_COMCHPKW_5_1440_1900 | CTG_Single_BOWMAN_5_JACKSBRO_5 | 16
9 | CSC_1_GRHAMSES1_5_COKFIELD_5_1430_1442 | CTG_Single_BOWMAN_5_JACKSBRO_5 | -18.3
9 | CSC_1_LKAROWHD_8_NEWPRT_P8_1468_1470 | CTG_Single_BOWMAN_5_JACKSBRO_5 | 3.1
9 | CSC_1_GRAHAMSW_8_BARTON_8_1596_1599 | CTG_Single_BOWMAN_5_JACKSBRO_5 | 3.2
9 | CSC_1_ORAN1_8_BARTON_8_1571_1599 | CTG_Single_BOWMAN_5_JACKSBRO_5 | -4
9 | CSC_1_GRAHAMSW_8_GRAHAME_8_1596_1601 | CTG_Single_BOWMAN_5_JACKSBRO_5 | -3
9 | CSC_1_LEONSW_8_FLATCRK_T8_1624_1642 | CTG_Single_BOWMAN_5_JACKSBRO_5 | 3.4
9 | CSC_1_LINGLVLL_P8_STPHNVIL_8_1640_1641 | CTG_Single_BOWMAN_5_JACKSBRO_5 | 3.2
9 | CSC_1_LINGLVLL_P8_FLATCRK_T8_1640_1642 | CTG_Single_BOWMAN_5_JACKSBRO_5 | -3.2
9 | CSC_1_MURRY_P8_PAIP4B_1371_6169 | CTG_Single_BOWMAN_5_JACKSBRO_5 | -3.1
9 | CSC_1_ABMULCW7_L_BITTCR5_1N_6235_71050 | CTG_Single_BOWMAN_5_JACKSBRO_5 | -14.9
9 | CSC_1_OKLA7A_ABMULCW7_6100_6235 | CTG_Single_BOWMAN_5_JACKSBRO_5 | -4.1
9 | CSC_1_COMCHESS1_5_SARC7A_1440_6444 | CTG_Single_BOWMAN_5_JACKSBRO_5 | -16.4
9 | CSC_1_ABMULCE7_BLF_CRK7A_6230_60040 | CTG_Single_BOWMAN_5_JACKSBRO_5 | -5
10 | CSC_1_SWEETWTR_5 _LONCREK2_5 _1420_1439 | CTG_Single_BOWMAN_5_GRHAMSES1_5 | 13.5
10 | CSC_1_LONGCREK_5 _ABMULCE7 _1435_6230 | CTG_Single_BOWMAN_5_GRHAMSES1_5 | -16
10 | CSC_1_GRHAMSES1_5_BENBRK_5_1430_1873 | CTG_Single_BOWMAN_5_GRHAMSES1_5 | 16.9
10 | CSC_1_GRHAMSES1_5_PARKER_5_1430_1436 | CTG_Single_BOWMAN_5_GRHAMSES1_5 | 19.2
10 | CSC_1_TONKAWAWI_5_GRHAMSES1_5_1048_1430 | CTG_Single_BOWMAN_5_GRHAMSES1_5 | 14.6
10 | CSC_1_CHINAGRV_8_RADIUMMT_8_1318_1398 | CTG_Single_BOWMAN_5_GRHAMSES1_5 | 1.9
10 | CSC_1_MURRY_P8_GRHAMSES1_8_1371_1431 | CTG_Single_BOWMAN_5_GRHAMSES1_5 | 3.1
10 | CSC_1_WILLOWCK_5_JACKSBRO_5_1421_1429 | CTG_Single_BOWMAN_5_GRHAMSES1_5 | -15.5
10 | CSC_1_WILLOWCK_5_PARKER_5_1421_1436 | CTG_Single_BOWMAN_5_GRHAMSES1_5 | 12.5
10 | CSC_1_BOWMAN_5_FISHRDSS1_5_1422_1425 | CTG_Single_BOWMAN_5_GRHAMSES1_5 | -10.1
10 | CSC_1_BOWMAN_5_JACKSBRO_5_1422_1429 | CTG_Single_BOWMAN_5_GRHAMSES1_5 | 9.9
10 | CSC_1_BOWMAN_5_GRHAMSES1_5_1422_1430 | CTG_Single_BOWMAN_5_GRHAMSES1_5 | 0
10 | CSC_1_FISHRDSS1_5_OKLA7A_1425_6100 | CTG_Single_BOWMAN_5_GRHAMSES1_5 | -11.6
10 | CSC_1_W_DENT_5_JACKSBRO_5_988_1429 | CTG_Single_BOWMAN_5_GRHAMSES1_5 | -11.8
10 | CSC_1_MRGNCRK_5_SWEETWTR_5_1030_1420 | CTG_Single_BOWMAN_5_GRHAMSES1_5 | 11.8
10 | CSC_1_MRGNCRK_5_L_BITTCR5_1N_1030_71050 | CTG_Single_BOWMAN_5_GRHAMSES1_5 | 11.4
10 | CSC_1_JACKSBRO_5_GRHAMSES1_5_1429_1430 | CTG_Single_BOWMAN_5_GRHAMSES1_5 | -17.4
10 | CSC_1_GRHAMSES1_8_GRAHAME_8_1431_1601 | CTG_Single_BOWMAN_5_GRHAMSES1_5 | 2.8
10 | CSC_1_GRHAMSES1_5_LONGCREK_5_1430_1435 | CTG_Single_BOWMAN_5_GRHAMSES1_5 | -17.5
10 | CSC_1_PARKER_5_BENBRK_A_T5_1436_1869 | CTG_Single_BOWMAN_5_GRHAMSES1_5 | 8.4
10 | CSC_1_LONCREK2_5_COKFIELD_5_1439_1442 | CTG_Single_BOWMAN_5_GRHAMSES1_5 | 16.7
10 | CSC_1_COMCHESS1_5_COMCHPKW_5_1440_1900 | CTG_Single_BOWMAN_5_GRHAMSES1_5 | 15.5
10 | CSC_1_GRHAMSES1_5_COKFIELD_5_1430_1442 | CTG_Single_BOWMAN_5_GRHAMSES1_5 | -17.9
10 | CSC_1_LKAROWHD_8_NEWPRT_P8_1468_1470 | CTG_Single_BOWMAN_5_GRHAMSES1_5 | 2.6
10 | CSC_1_GRAHAMSW_8_BARTON_8_1596_1599 | CTG_Single_BOWMAN_5_GRHAMSES1_5 | 2.9
10 | CSC_1_ORAN1_8_BARTON_8_1571_1599 | CTG_Single_BOWMAN_5_GRHAMSES1_5 | -3.8
10 | CSC_1_GRAHAMSW_8_GRAHAME_8_1596_1601 | CTG_Single_BOWMAN_5_GRHAMSES1_5 | -2.8
10 | CSC_1_LEONSW_8_FLATCRK_T8_1624_1642 | CTG_Single_BOWMAN_5_GRHAMSES1_5 | 3.3
10 | CSC_1_LINGLVLL_P8_STPHNVIL_8_1640_1641 | CTG_Single_BOWMAN_5_GRHAMSES1_5 | 3
10 | CSC_1_LINGLVLL_P8_FLATCRK_T8_1640_1642 | CTG_Single_BOWMAN_5_GRHAMSES1_5 | -3
10 | CSC_1_MURRY_P8_PAIP4B_1371_6169 | CTG_Single_BOWMAN_5_GRHAMSES1_5 | -3.1
10 | CSC_1_ABMULCW7_L_BITTCR5_1N_6235_71050 | CTG_Single_BOWMAN_5_GRHAMSES1_5 | -15.2
10 | CSC_1_OKLA7A_ABMULCW7_6100_6235 | CTG_Single_BOWMAN_5_GRHAMSES1_5 | -5.4
10 | CSC_1_COMCHESS1_5_SARC7A_1440_6444 | CTG_Single_BOWMAN_5_GRHAMSES1_5 | -16
10 | CSC_1_ABMULCE7_BLF_CRK7A_6230_60040 | CTG_Single_BOWMAN_5_GRHAMSES1_5 | -5.4
11 | CSC_1_SWEETWTR_5 _LONCREK2_5 _1420_1439 | CTG_Single_FISHRDSS1_5_OKLA7A | 13.9
11 | CSC_1_LONGCREK_5 _ABMULCE7 _1435_6230 | CTG_Single_FISHRDSS1_5_OKLA7A | -22.4
11 | CSC_1_GRHAMSES1_5_BENBRK_5_1430_1873 | CTG_Single_FISHRDSS1_5_OKLA7A | 16.9
11 | CSC_1_GRHAMSES1_5_PARKER_5_1430_1436 | CTG_Single_FISHRDSS1_5_OKLA7A | 19.3
11 | CSC_1_TONKAWAWI_5_GRHAMSES1_5_1048_1430 | CTG_Single_FISHRDSS1_5_OKLA7A | 16.1
11 | CSC_1_CHINAGRV_8_RADIUMMT_8_1318_1398 | CTG_Single_FISHRDSS1_5_OKLA7A | 1.7
11 | CSC_1_MURRY_P8_GRHAMSES1_8_1371_1431 | CTG_Single_FISHRDSS1_5_OKLA7A | 3.8
11 | CSC_1_WILLOWCK_5_JACKSBRO_5_1421_1429 | CTG_Single_FISHRDSS1_5_OKLA7A | -14.4
11 | CSC_1_WILLOWCK_5_PARKER_5_1421_1436 | CTG_Single_FISHRDSS1_5_OKLA7A | 11.4
11 | CSC_1_BOWMAN_5_FISHRDSS1_5_1422_1425 | CTG_Single_FISHRDSS1_5_OKLA7A | 0.1
11 | CSC_1_BOWMAN_5_JACKSBRO_5_1422_1429 | CTG_Single_FISHRDSS1_5_OKLA7A | 6.1
11 | CSC_1_BOWMAN_5_GRHAMSES1_5_1422_1430 | CTG_Single_FISHRDSS1_5_OKLA7A | -6
11 | CSC_1_FISHRDSS1_5_OKLA7A_1425_6100 | CTG_Single_FISHRDSS1_5_OKLA7A | 0
11 | CSC_1_W_DENT_5_JACKSBRO_5_988_1429 | CTG_Single_FISHRDSS1_5_OKLA7A | -11.2
11 | CSC_1_MRGNCRK_5_SWEETWTR_5_1030_1420 | CTG_Single_FISHRDSS1_5_OKLA7A | 12.2
11 | CSC_1_MRGNCRK_5_L_BITTCR5_1N_1030_71050 | CTG_Single_FISHRDSS1_5_OKLA7A | 9.7
11 | CSC_1_JACKSBRO_5_GRHAMSES1_5_1429_1430 | CTG_Single_FISHRDSS1_5_OKLA7A | -19.5
11 | CSC_1_GRHAMSES1_8_GRAHAME_8_1431_1601 | CTG_Single_FISHRDSS1_5_OKLA7A | 2.9
11 | CSC_1_GRHAMSES1_5_LONGCREK_5_1430_1435 | CTG_Single_FISHRDSS1_5_OKLA7A | -20.9
11 | CSC_1_PARKER_5_BENBRK_A_T5_1436_1869 | CTG_Single_FISHRDSS1_5_OKLA7A | 7.9
11 | CSC_1_LONCREK2_5_COKFIELD_5_1439_1442 | CTG_Single_FISHRDSS1_5_OKLA7A | 20.1
11 | CSC_1_COMCHESS1_5_COMCHPKW_5_1440_1900 | CTG_Single_FISHRDSS1_5_OKLA7A | 16.8
11 | CSC_1_GRHAMSES1_5_COKFIELD_5_1430_1442 | CTG_Single_FISHRDSS1_5_OKLA7A | -21.3
11 | CSC_1_LKAROWHD_8_NEWPRT_P8_1468_1470 | CTG_Single_FISHRDSS1_5_OKLA7A | 2.3
11 | CSC_1_GRAHAMSW_8_BARTON_8_1596_1599 | CTG_Single_FISHRDSS1_5_OKLA7A | 2.9
11 | CSC_1_ORAN1_8_BARTON_8_1571_1599 | CTG_Single_FISHRDSS1_5_OKLA7A | -3.8
11 | CSC_1_GRAHAMSW_8_GRAHAME_8_1596_1601 | CTG_Single_FISHRDSS1_5_OKLA7A | -2.9
11 | CSC_1_LEONSW_8_FLATCRK_T8_1624_1642 | CTG_Single_FISHRDSS1_5_OKLA7A | 3.4
11 | CSC_1_LINGLVLL_P8_STPHNVIL_8_1640_1641 | CTG_Single_FISHRDSS1_5_OKLA7A | 3.1
11 | CSC_1_LINGLVLL_P8_FLATCRK_T8_1640_1642 | CTG_Single_FISHRDSS1_5_OKLA7A | -3.1
11 | CSC_1_MURRY_P8_PAIP4B_1371_6169 | CTG_Single_FISHRDSS1_5_OKLA7A | -3.8
11 | CSC_1_ABMULCW7_L_BITTCR5_1N_6235_71050 | CTG_Single_FISHRDSS1_5_OKLA7A | -13.5
11 | CSC_1_OKLA7A_ABMULCW7_6100_6235 | CTG_Single_FISHRDSS1_5_OKLA7A | 4.5
11 | CSC_1_COMCHESS1_5_SARC7A_1440_6444 | CTG_Single_FISHRDSS1_5_OKLA7A | -17.3
11 | CSC_1_ABMULCE7_BLF_CRK7A_6230_60040 | CTG_Single_FISHRDSS1_5_OKLA7A | -3.9
12 | CSC_1_SWEETWTR_5 _LONCREK2_5 _1420_1439 | CTG_Single_JACKSBRO_5_W_DENT_5 | 13.4
12 | CSC_1_LONGCREK_5 _ABMULCE7 _1435_6230 | CTG_Single_JACKSBRO_5_W_DENT_5 | -15.7
12 | CSC_1_GRHAMSES1_5_BENBRK_5_1430_1873 | CTG_Single_JACKSBRO_5_W_DENT_5 | 18.7
12 | CSC_1_GRHAMSES1_5_PARKER_5_1430_1436 | CTG_Single_JACKSBRO_5_W_DENT_5 | 21.4
12 | CSC_1_TONKAWAWI_5_GRHAMSES1_5_1048_1430 | CTG_Single_JACKSBRO_5_W_DENT_5 | 14.5
12 | CSC_1_CHINAGRV_8_RADIUMMT_8_1318_1398 | CTG_Single_JACKSBRO_5_W_DENT_5 | 1.9
12 | CSC_1_MURRY_P8_GRHAMSES1_8_1371_1431 | CTG_Single_JACKSBRO_5_W_DENT_5 | 3.1
12 | CSC_1_WILLOWCK_5_JACKSBRO_5_1421_1429 | CTG_Single_JACKSBRO_5_W_DENT_5 | -21.2
12 | CSC_1_WILLOWCK_5_PARKER_5_1421_1436 | CTG_Single_JACKSBRO_5_W_DENT_5 | 18.2
12 | CSC_1_BOWMAN_5_FISHRDSS1_5_1422_1425 | CTG_Single_JACKSBRO_5_W_DENT_5 | -9.5
12 | CSC_1_BOWMAN_5_JACKSBRO_5_1422_1429 | CTG_Single_JACKSBRO_5_W_DENT_5 | 8.2
12 | CSC_1_BOWMAN_5_GRHAMSES1_5_1422_1430 | CTG_Single_JACKSBRO_5_W_DENT_5 | 0.5
12 | CSC_1_FISHRDSS1_5_OKLA7A_1425_6100 | CTG_Single_JACKSBRO_5_W_DENT_5 | -11.3
12 | CSC_1_W_DENT_5_JACKSBRO_5_988_1429 | CTG_Single_JACKSBRO_5_W_DENT_5 | 0
12 | CSC_1_MRGNCRK_5_SWEETWTR_5_1030_1420 | CTG_Single_JACKSBRO_5_W_DENT_5 | 11.7
12 | CSC_1_MRGNCRK_5_L_BITTCR5_1N_1030_71050 | CTG_Single_JACKSBRO_5_W_DENT_5 | 11.3
12 | CSC_1_JACKSBRO_5_GRHAMSES1_5_1429_1430 | CTG_Single_JACKSBRO_5_W_DENT_5 | -13
12 | CSC_1_GRHAMSES1_8_GRAHAME_8_1431_1601 | CTG_Single_JACKSBRO_5_W_DENT_5 | 3.2
12 | CSC_1_GRHAMSES1_5_LONGCREK_5_1430_1435 | CTG_Single_JACKSBRO_5_W_DENT_5 | -17.3
12 | CSC_1_PARKER_5_BENBRK_A_T5_1436_1869 | CTG_Single_JACKSBRO_5_W_DENT_5 | 8.8
12 | CSC_1_LONCREK2_5_COKFIELD_5_1439_1442 | CTG_Single_JACKSBRO_5_W_DENT_5 | 16.5
12 | CSC_1_COMCHESS1_5_COMCHPKW_5_1440_1900 | CTG_Single_JACKSBRO_5_W_DENT_5 | 16.1
12 | CSC_1_GRHAMSES1_5_COKFIELD_5_1430_1442 | CTG_Single_JACKSBRO_5_W_DENT_5 | -17.7
12 | CSC_1_LKAROWHD_8_NEWPRT_P8_1468_1470 | CTG_Single_JACKSBRO_5_W_DENT_5 | 3
12 | CSC_1_GRAHAMSW_8_BARTON_8_1596_1599 | CTG_Single_JACKSBRO_5_W_DENT_5 | 3.3
12 | CSC_1_ORAN1_8_BARTON_8_1571_1599 | CTG_Single_JACKSBRO_5_W_DENT_5 | -4.2
12 | CSC_1_GRAHAMSW_8_GRAHAME_8_1596_1601 | CTG_Single_JACKSBRO_5_W_DENT_5 | -3.2
12 | CSC_1_LEONSW_8_FLATCRK_T8_1624_1642 | CTG_Single_JACKSBRO_5_W_DENT_5 | 3.5
12 | CSC_1_LINGLVLL_P8_STPHNVIL_8_1640_1641 | CTG_Single_JACKSBRO_5_W_DENT_5 | 3.2
12 | CSC_1_LINGLVLL_P8_FLATCRK_T8_1640_1642 | CTG_Single_JACKSBRO_5_W_DENT_5 | -3.2
12 | CSC_1_MURRY_P8_PAIP4B_1371_6169 | CTG_Single_JACKSBRO_5_W_DENT_5 | -3.1
12 | CSC_1_ABMULCW7_L_BITTCR5_1N_6235_71050 | CTG_Single_JACKSBRO_5_W_DENT_5 | -15
12 | CSC_1_OKLA7A_ABMULCW7_6100_6235 | CTG_Single_JACKSBRO_5_W_DENT_5 | -5.1
12 | CSC_1_COMCHESS1_5_SARC7A_1440_6444 | CTG_Single_JACKSBRO_5_W_DENT_5 | -16.6
12 | CSC_1_ABMULCE7_BLF_CRK7A_6230_60040 | CTG_Single_JACKSBRO_5_W_DENT_5 | -4.9
13 | CSC_1_SWEETWTR_5 _LONCREK2_5 _1420_1439 | CTG_Single_GRHAMSES1_5_JACKSBRO_5 | 13.2
13 | CSC_1_LONGCREK_5 _ABMULCE7 _1435_6230 | CTG_Single_GRHAMSES1_5_JACKSBRO_5 | -14.6
13 | CSC_1_GRHAMSES1_5_BENBRK_5_1430_1873 | CTG_Single_GRHAMSES1_5_JACKSBRO_5 | 20.1
13 | CSC_1_GRHAMSES1_5_PARKER_5_1430_1436 | CTG_Single_GRHAMSES1_5_JACKSBRO_5 | 24.1
13 | CSC_1_TONKAWAWI_5_GRHAMSES1_5_1048_1430 | CTG_Single_GRHAMSES1_5_JACKSBRO_5 | 14.2
13 | CSC_1_CHINAGRV_8_RADIUMMT_8_1318_1398 | CTG_Single_GRHAMSES1_5_JACKSBRO_5 | 1.9
13 | CSC_1_MURRY_P8_GRHAMSES1_8_1371_1431 | CTG_Single_GRHAMSES1_5_JACKSBRO_5 | 3
13 | CSC_1_WILLOWCK_5_JACKSBRO_5_1421_1429 | CTG_Single_GRHAMSES1_5_JACKSBRO_5 | -8.9
13 | CSC_1_WILLOWCK_5_PARKER_5_1421_1436 | CTG_Single_GRHAMSES1_5_JACKSBRO_5 | 5.9
13 | CSC_1_BOWMAN_5_FISHRDSS1_5_1422_1425 | CTG_Single_GRHAMSES1_5_JACKSBRO_5 | -11
13 | CSC_1_BOWMAN_5_JACKSBRO_5_1422_1429 | CTG_Single_GRHAMSES1_5_JACKSBRO_5 | 17.2
13 | CSC_1_BOWMAN_5_GRHAMSES1_5_1422_1430 | CTG_Single_GRHAMSES1_5_JACKSBRO_5 | -5.9
13 | CSC_1_FISHRDSS1_5_OKLA7A_1425_6100 | CTG_Single_GRHAMSES1_5_JACKSBRO_5 | -12.5
13 | CSC_1_W_DENT_5_JACKSBRO_5_988_1429 | CTG_Single_GRHAMSES1_5_JACKSBRO_5 | -8.3
13 | CSC_1_MRGNCRK_5_SWEETWTR_5_1030_1420 | CTG_Single_GRHAMSES1_5_JACKSBRO_5 | 11.5
13 | CSC_1_MRGNCRK_5_L_BITTCR5_1N_1030_71050 | CTG_Single_GRHAMSES1_5_JACKSBRO_5 | 11.5
13 | CSC_1_JACKSBRO_5_GRHAMSES1_5_1429_1430 | CTG_Single_GRHAMSES1_5_JACKSBRO_5 | 0
13 | CSC_1_GRHAMSES1_8_GRAHAME_8_1431_1601 | CTG_Single_GRHAMSES1_5_JACKSBRO_5 | 3.2
13 | CSC_1_GRHAMSES1_5_LONGCREK_5_1430_1435 | CTG_Single_GRHAMSES1_5_JACKSBRO_5 | -16.7
13 | CSC_1_PARKER_5_BENBRK_A_T5_1436_1869 | CTG_Single_GRHAMSES1_5_JACKSBRO_5 | 6.4
13 | CSC_1_LONCREK2_5_COKFIELD_5_1439_1442 | CTG_Single_GRHAMSES1_5_JACKSBRO_5 | 15.8
13 | CSC_1_COMCHESS1_5_COMCHPKW_5_1440_1900 | CTG_Single_GRHAMSES1_5_JACKSBRO_5 | 16.4
13 | CSC_1_GRHAMSES1_5_COKFIELD_5_1430_1442 | CTG_Single_GRHAMSES1_5_JACKSBRO_5 | -17.1
13 | CSC_1_LKAROWHD_8_NEWPRT_P8_1468_1470 | CTG_Single_GRHAMSES1_5_JACKSBRO_5 | 2.7
13 | CSC_1_GRAHAMSW_8_BARTON_8_1596_1599 | CTG_Single_GRHAMSES1_5_JACKSBRO_5 | 3.3
13 | CSC_1_ORAN1_8_BARTON_8_1571_1599 | CTG_Single_GRHAMSES1_5_JACKSBRO_5 | -4.2
13 | CSC_1_GRAHAMSW_8_GRAHAME_8_1596_1601 | CTG_Single_GRHAMSES1_5_JACKSBRO_5 | -3.2
13 | CSC_1_LEONSW_8_FLATCRK_T8_1624_1642 | CTG_Single_GRHAMSES1_5_JACKSBRO_5 | 3.5
13 | CSC_1_LINGLVLL_P8_STPHNVIL_8_1640_1641 | CTG_Single_GRHAMSES1_5_JACKSBRO_5 | 3.2
13 | CSC_1_LINGLVLL_P8_FLATCRK_T8_1640_1642 | CTG_Single_GRHAMSES1_5_JACKSBRO_5 | -3.2
13 | CSC_1_MURRY_P8_PAIP4B_1371_6169 | CTG_Single_GRHAMSES1_5_JACKSBRO_5 | -3
13 | CSC_1_ABMULCW7_L_BITTCR5_1N_6235_71050 | CTG_Single_GRHAMSES1_5_JACKSBRO_5 | -15.2
13 | CSC_1_OKLA7A_ABMULCW7_6100_6235 | CTG_Single_GRHAMSES1_5_JACKSBRO_5 | -6.2
13 | CSC_1_COMCHESS1_5_SARC7A_1440_6444 | CTG_Single_GRHAMSES1_5_JACKSBRO_5 | -16.8
13 | CSC_1_ABMULCE7_BLF_CRK7A_6230_60040 | CTG_Single_GRHAMSES1_5_JACKSBRO_5 | -4.9
14 | CSC_1_SWEETWTR_5 _LONCREK2_5 _1420_1439 | CTG_Single_GRHAMSES1_8_GRAHAME_8 | 13.5
14 | CSC_1_LONGCREK_5 _ABMULCE7 _1435_6230 | CTG_Single_GRHAMSES1_8_GRAHAME_8 | -16
14 | CSC_1_GRHAMSES1_5_BENBRK_5_1430_1873 | CTG_Single_GRHAMSES1_8_GRAHAME_8 | 17.2
14 | CSC_1_GRHAMSES1_5_PARKER_5_1430_1436 | CTG_Single_GRHAMSES1_8_GRAHAME_8 | 19.6
14 | CSC_1_TONKAWAWI_5_GRHAMSES1_5_1048_1430 | CTG_Single_GRHAMSES1_8_GRAHAME_8 | 14.6
14 | CSC_1_CHINAGRV_8_RADIUMMT_8_1318_1398 | CTG_Single_GRHAMSES1_8_GRAHAME_8 | 1.8
14 | CSC_1_MURRY_P8_GRHAMSES1_8_1371_1431 | CTG_Single_GRHAMSES1_8_GRAHAME_8 | 2.9
14 | CSC_1_WILLOWCK_5_JACKSBRO_5_1421_1429 | CTG_Single_GRHAMSES1_8_GRAHAME_8 | -15.8
14 | CSC_1_WILLOWCK_5_PARKER_5_1421_1436 | CTG_Single_GRHAMSES1_8_GRAHAME_8 | 12.8
14 | CSC_1_BOWMAN_5_FISHRDSS1_5_1422_1425 | CTG_Single_GRHAMSES1_8_GRAHAME_8 | -10
14 | CSC_1_BOWMAN_5_JACKSBRO_5_1422_1429 | CTG_Single_GRHAMSES1_8_GRAHAME_8 | 10.2
14 | CSC_1_BOWMAN_5_GRHAMSES1_5_1422_1430 | CTG_Single_GRHAMSES1_8_GRAHAME_8 | -0.4
14 | CSC_1_FISHRDSS1_5_OKLA7A_1425_6100 | CTG_Single_GRHAMSES1_8_GRAHAME_8 | -11.6
14 | CSC_1_W_DENT_5_JACKSBRO_5_988_1429 | CTG_Single_GRHAMSES1_8_GRAHAME_8 | -12.1
14 | CSC_1_MRGNCRK_5_SWEETWTR_5_1030_1420 | CTG_Single_GRHAMSES1_8_GRAHAME_8 | 11.8
14 | CSC_1_MRGNCRK_5_L_BITTCR5_1N_1030_71050 | CTG_Single_GRHAMSES1_8_GRAHAME_8 | 11.4
14 | CSC_1_JACKSBRO_5_GRHAMSES1_5_1429_1430 | CTG_Single_GRHAMSES1_8_GRAHAME_8 | -17.7
14 | CSC_1_GRHAMSES1_8_GRAHAME_8_1431_1601 | CTG_Single_GRHAMSES1_8_GRAHAME_8 | 0
14 | CSC_1_GRHAMSES1_5_LONGCREK_5_1430_1435 | CTG_Single_GRHAMSES1_8_GRAHAME_8 | -17.5
14 | CSC_1_PARKER_5_BENBRK_A_T5_1436_1869 | CTG_Single_GRHAMSES1_8_GRAHAME_8 | 8.5
14 | CSC_1_LONCREK2_5_COKFIELD_5_1439_1442 | CTG_Single_GRHAMSES1_8_GRAHAME_8 | 16.7
14 | CSC_1_COMCHESS1_5_COMCHPKW_5_1440_1900 | CTG_Single_GRHAMSES1_8_GRAHAME_8 | 15.6
14 | CSC_1_GRHAMSES1_5_COKFIELD_5_1430_1442 | CTG_Single_GRHAMSES1_8_GRAHAME_8 | -17.9
14 | CSC_1_LKAROWHD_8_NEWPRT_P8_1468_1470 | CTG_Single_GRHAMSES1_8_GRAHAME_8 | 2.8
14 | CSC_1_GRAHAMSW_8_BARTON_8_1596_1599 | CTG_Single_GRHAMSES1_8_GRAHAME_8 | 0.9
14 | CSC_1_ORAN1_8_BARTON_8_1571_1599 | CTG_Single_GRHAMSES1_8_GRAHAME_8 | -1.8
14 | CSC_1_GRAHAMSW_8_GRAHAME_8_1596_1601 | CTG_Single_GRHAMSES1_8_GRAHAME_8 | 0
14 | CSC_1_LEONSW_8_FLATCRK_T8_1624_1642 | CTG_Single_GRHAMSES1_8_GRAHAME_8 | 3.4
14 | CSC_1_LINGLVLL_P8_STPHNVIL_8_1640_1641 | CTG_Single_GRHAMSES1_8_GRAHAME_8 | 3.1
14 | CSC_1_LINGLVLL_P8_FLATCRK_T8_1640_1642 | CTG_Single_GRHAMSES1_8_GRAHAME_8 | -3.1
14 | CSC_1_MURRY_P8_PAIP4B_1371_6169 | CTG_Single_GRHAMSES1_8_GRAHAME_8 | -2.9
14 | CSC_1_ABMULCW7_L_BITTCR5_1N_6235_71050 | CTG_Single_GRHAMSES1_8_GRAHAME_8 | -15.1
14 | CSC_1_OKLA7A_ABMULCW7_6100_6235 | CTG_Single_GRHAMSES1_8_GRAHAME_8 | -5.4
14 | CSC_1_COMCHESS1_5_SARC7A_1440_6444 | CTG_Single_GRHAMSES1_8_GRAHAME_8 | -16.1
14 | CSC_1_ABMULCE7_BLF_CRK7A_6230_60040 | CTG_Single_GRHAMSES1_8_GRAHAME_8 | -5.3
15 | CSC_1_SWEETWTR_5 _LONCREK2_5 _1420_1439 | CTG_Single_LONGCREK_5_GRHAMSES1_5 | 11.4
15 | CSC_1_LONGCREK_5 _ABMULCE7 _1435_6230 | CTG_Single_LONGCREK_5_GRHAMSES1_5 | -10.4
15 | CSC_1_GRHAMSES1_5_BENBRK_5_1430_1873 | CTG_Single_LONGCREK_5_GRHAMSES1_5 | 16.1
15 | CSC_1_GRHAMSES1_5_PARKER_5_1430_1436 | CTG_Single_LONGCREK_5_GRHAMSES1_5 | 18.2
15 | CSC_1_TONKAWAWI_5_GRHAMSES1_5_1048_1430 | CTG_Single_LONGCREK_5_GRHAMSES1_5 | 17
15 | CSC_1_CHINAGRV_8_RADIUMMT_8_1318_1398 | CTG_Single_LONGCREK_5_GRHAMSES1_5 | 2
15 | CSC_1_MURRY_P8_GRHAMSES1_8_1371_1431 | CTG_Single_LONGCREK_5_GRHAMSES1_5 | 3.5
15 | CSC_1_WILLOWCK_5_JACKSBRO_5_1421_1429 | CTG_Single_LONGCREK_5_GRHAMSES1_5 | -15.1
15 | CSC_1_WILLOWCK_5_PARKER_5_1421_1436 | CTG_Single_LONGCREK_5_GRHAMSES1_5 | 12.1
15 | CSC_1_BOWMAN_5_FISHRDSS1_5_1422_1425 | CTG_Single_LONGCREK_5_GRHAMSES1_5 | -12
15 | CSC_1_BOWMAN_5_JACKSBRO_5_1422_1429 | CTG_Single_LONGCREK_5_GRHAMSES1_5 | 10.7
15 | CSC_1_BOWMAN_5_GRHAMSES1_5_1422_1430 | CTG_Single_LONGCREK_5_GRHAMSES1_5 | 1.2
15 | CSC_1_FISHRDSS1_5_OKLA7A_1425_6100 | CTG_Single_LONGCREK_5_GRHAMSES1_5 | -13.8
15 | CSC_1_W_DENT_5_JACKSBRO_5_988_1429 | CTG_Single_LONGCREK_5_GRHAMSES1_5 | -11.5
15 | CSC_1_MRGNCRK_5_SWEETWTR_5_1030_1420 | CTG_Single_LONGCREK_5_GRHAMSES1_5 | 9.7
15 | CSC_1_MRGNCRK_5_L_BITTCR5_1N_1030_71050 | CTG_Single_LONGCREK_5_GRHAMSES1_5 | 10.2
15 | CSC_1_JACKSBRO_5_GRHAMSES1_5_1429_1430 | CTG_Single_LONGCREK_5_GRHAMSES1_5 | -16
15 | CSC_1_GRHAMSES1_8_GRAHAME_8_1431_1601 | CTG_Single_LONGCREK_5_GRHAMSES1_5 | 2.8
15 | CSC_1_GRHAMSES1_5_LONGCREK_5_1430_1435 | CTG_Single_LONGCREK_5_GRHAMSES1_5 | 0
15 | CSC_1_PARKER_5_BENBRK_A_T5_1436_1869 | CTG_Single_LONGCREK_5_GRHAMSES1_5 | 8.1
15 | CSC_1_LONCREK2_5_COKFIELD_5_1439_1442 | CTG_Single_LONGCREK_5_GRHAMSES1_5 | 26.5
15 | CSC_1_COMCHESS1_5_COMCHPKW_5_1440_1900 | CTG_Single_LONGCREK_5_GRHAMSES1_5 | 17.1
15 | CSC_1_GRHAMSES1_5_COKFIELD_5_1430_1442 | CTG_Single_LONGCREK_5_GRHAMSES1_5 | -27.8
15 | CSC_1_LKAROWHD_8_NEWPRT_P8_1468_1470 | CTG_Single_LONGCREK_5_GRHAMSES1_5 | 2.7
15 | CSC_1_GRAHAMSW_8_BARTON_8_1596_1599 | CTG_Single_LONGCREK_5_GRHAMSES1_5 | 2.9
15 | CSC_1_ORAN1_8_BARTON_8_1571_1599 | CTG_Single_LONGCREK_5_GRHAMSES1_5 | -3.8
15 | CSC_1_GRAHAMSW_8_GRAHAME_8_1596_1601 | CTG_Single_LONGCREK_5_GRHAMSES1_5 | -2.8
15 | CSC_1_LEONSW_8_FLATCRK_T8_1624_1642 | CTG_Single_LONGCREK_5_GRHAMSES1_5 | 3.4
15 | CSC_1_LINGLVLL_P8_STPHNVIL_8_1640_1641 | CTG_Single_LONGCREK_5_GRHAMSES1_5 | 3.1
15 | CSC_1_LINGLVLL_P8_FLATCRK_T8_1640_1642 | CTG_Single_LONGCREK_5_GRHAMSES1_5 | -3.1
15 | CSC_1_MURRY_P8_PAIP4B_1371_6169 | CTG_Single_LONGCREK_5_GRHAMSES1_5 | -3.5
15 | CSC_1_ABMULCW7_L_BITTCR5_1N_6235_71050 | CTG_Single_LONGCREK_5_GRHAMSES1_5 | -14
15 | CSC_1_OKLA7A_ABMULCW7_6100_6235 | CTG_Single_LONGCREK_5_GRHAMSES1_5 | -7.5
15 | CSC_1_COMCHESS1_5_SARC7A_1440_6444 | CTG_Single_LONGCREK_5_GRHAMSES1_5 | -17.5
15 | CSC_1_ABMULCE7_BLF_CRK7A_6230_60040 | CTG_Single_LONGCREK_5_GRHAMSES1_5 | -3.9
16 | CSC_1_SWEETWTR_5 _LONCREK2_5 _1420_1439 | CTG_Single_PARKER_5_BENBRK_A_T5 | 13.5
16 | CSC_1_LONGCREK_5 _ABMULCE7 _1435_6230 | CTG_Single_PARKER_5_BENBRK_A_T5 | -15.9
16 | CSC_1_GRHAMSES1_5_BENBRK_5_1430_1873 | CTG_Single_PARKER_5_BENBRK_A_T5 | 18.6
16 | CSC_1_GRHAMSES1_5_PARKER_5_1430_1436 | CTG_Single_PARKER_5_BENBRK_A_T5 | 18
16 | CSC_1_TONKAWAWI_5_GRHAMSES1_5_1048_1430 | CTG_Single_PARKER_5_BENBRK_A_T5 | 14.6
16 | CSC_1_CHINAGRV_8_RADIUMMT_8_1318_1398 | CTG_Single_PARKER_5_BENBRK_A_T5 | 1.9
16 | CSC_1_MURRY_P8_GRHAMSES1_8_1371_1431 | CTG_Single_PARKER_5_BENBRK_A_T5 | 3.1
16 | CSC_1_WILLOWCK_5_JACKSBRO_5_1421_1429 | CTG_Single_PARKER_5_BENBRK_A_T5 | -14.5
16 | CSC_1_WILLOWCK_5_PARKER_5_1421_1436 | CTG_Single_PARKER_5_BENBRK_A_T5 | 11.5
16 | CSC_1_BOWMAN_5_FISHRDSS1_5_1422_1425 | CTG_Single_PARKER_5_BENBRK_A_T5 | -9.9
16 | CSC_1_BOWMAN_5_JACKSBRO_5_1422_1429 | CTG_Single_PARKER_5_BENBRK_A_T5 | 9.8
16 | CSC_1_BOWMAN_5_GRHAMSES1_5_1422_1430 | CTG_Single_PARKER_5_BENBRK_A_T5 | -0.2
16 | CSC_1_FISHRDSS1_5_OKLA7A_1425_6100 | CTG_Single_PARKER_5_BENBRK_A_T5 | -11.5
16 | CSC_1_W_DENT_5_JACKSBRO_5_988_1429 | CTG_Single_PARKER_5_BENBRK_A_T5 | -11.9
16 | CSC_1_MRGNCRK_5_SWEETWTR_5_1030_1420 | CTG_Single_PARKER_5_BENBRK_A_T5 | 11.8
16 | CSC_1_MRGNCRK_5_L_BITTCR5_1N_1030_71050 | CTG_Single_PARKER_5_BENBRK_A_T5 | 11.4
16 | CSC_1_JACKSBRO_5_GRHAMSES1_5_1429_1430 | CTG_Single_PARKER_5_BENBRK_A_T5 | -16.6
16 | CSC_1_GRHAMSES1_8_GRAHAME_8_1431_1601 | CTG_Single_PARKER_5_BENBRK_A_T5 | 2.9
16 | CSC_1_GRHAMSES1_5_LONGCREK_5_1430_1435 | CTG_Single_PARKER_5_BENBRK_A_T5 | -17.5
16 | CSC_1_PARKER_5_BENBRK_A_T5_1436_1869 | CTG_Single_PARKER_5_BENBRK_A_T5 | 0
16 | CSC_1_LONCREK2_5_COKFIELD_5_1439_1442 | CTG_Single_PARKER_5_BENBRK_A_T5 | 16.6
16 | CSC_1_COMCHESS1_5_COMCHPKW_5_1440_1900 | CTG_Single_PARKER_5_BENBRK_A_T5 | 15.7
16 | CSC_1_GRHAMSES1_5_COKFIELD_5_1430_1442 | CTG_Single_PARKER_5_BENBRK_A_T5 | -17.9
16 | CSC_1_LKAROWHD_8_NEWPRT_P8_1468_1470 | CTG_Single_PARKER_5_BENBRK_A_T5 | 2.7
16 | CSC_1_GRAHAMSW_8_BARTON_8_1596_1599 | CTG_Single_PARKER_5_BENBRK_A_T5 | 3
16 | CSC_1_ORAN1_8_BARTON_8_1571_1599 | CTG_Single_PARKER_5_BENBRK_A_T5 | -3.9
16 | CSC_1_GRAHAMSW_8_GRAHAME_8_1596_1601 | CTG_Single_PARKER_5_BENBRK_A_T5 | -2.9
16 | CSC_1_LEONSW_8_FLATCRK_T8_1624_1642 | CTG_Single_PARKER_5_BENBRK_A_T5 | 3.3
16 | CSC_1_LINGLVLL_P8_STPHNVIL_8_1640_1641 | CTG_Single_PARKER_5_BENBRK_A_T5 | 3.1
16 | CSC_1_LINGLVLL_P8_FLATCRK_T8_1640_1642 | CTG_Single_PARKER_5_BENBRK_A_T5 | -3.1
16 | CSC_1_MURRY_P8_PAIP4B_1371_6169 | CTG_Single_PARKER_5_BENBRK_A_T5 | -3.1
16 | CSC_1_ABMULCW7_L_BITTCR5_1N_6235_71050 | CTG_Single_PARKER_5_BENBRK_A_T5 | -15.1
16 | CSC_1_OKLA7A_ABMULCW7_6100_6235 | CTG_Single_PARKER_5_BENBRK_A_T5 | -5.3
16 | CSC_1_COMCHESS1_5_SARC7A_1440_6444 | CTG_Single_PARKER_5_BENBRK_A_T5 | -16.1
16 | CSC_1_ABMULCE7_BLF_CRK7A_6230_60040 | CTG_Single_PARKER_5_BENBRK_A_T5 | -5.2
17 | CSC_1_SWEETWTR_5 _LONCREK2_5 _1420_1439 | CTG_Single_LONCREK2_5_COKFIELD_5 | 11.5
17 | CSC_1_LONGCREK_5 _ABMULCE7 _1435_6230 | CTG_Single_LONCREK2_5_COKFIELD_5 | -10.7
17 | CSC_1_GRHAMSES1_5_BENBRK_5_1430_1873 | CTG_Single_LONCREK2_5_COKFIELD_5 | 16.1
17 | CSC_1_GRHAMSES1_5_PARKER_5_1430_1436 | CTG_Single_LONCREK2_5_COKFIELD_5 | 18.3
17 | CSC_1_TONKAWAWI_5_GRHAMSES1_5_1048_1430 | CTG_Single_LONCREK2_5_COKFIELD_5 | 16.9
17 | CSC_1_CHINAGRV_8_RADIUMMT_8_1318_1398 | CTG_Single_LONCREK2_5_COKFIELD_5 | 2
17 | CSC_1_MURRY_P8_GRHAMSES1_8_1371_1431 | CTG_Single_LONCREK2_5_COKFIELD_5 | 3.5
17 | CSC_1_WILLOWCK_5_JACKSBRO_5_1421_1429 | CTG_Single_LONCREK2_5_COKFIELD_5 | -15.2
17 | CSC_1_WILLOWCK_5_PARKER_5_1421_1436 | CTG_Single_LONCREK2_5_COKFIELD_5 | 12.2
17 | CSC_1_BOWMAN_5_FISHRDSS1_5_1422_1425 | CTG_Single_LONCREK2_5_COKFIELD_5 | -11.9
17 | CSC_1_BOWMAN_5_JACKSBRO_5_1422_1429 | CTG_Single_LONCREK2_5_COKFIELD_5 | 10.7
17 | CSC_1_BOWMAN_5_GRHAMSES1_5_1422_1430 | CTG_Single_LONCREK2_5_COKFIELD_5 | 1.1
17 | CSC_1_FISHRDSS1_5_OKLA7A_1425_6100 | CTG_Single_LONCREK2_5_COKFIELD_5 | -13.7
17 | CSC_1_W_DENT_5_JACKSBRO_5_988_1429 | CTG_Single_LONCREK2_5_COKFIELD_5 | -11.6
17 | CSC_1_MRGNCRK_5_SWEETWTR_5_1030_1420 | CTG_Single_LONCREK2_5_COKFIELD_5 | 9.8
17 | CSC_1_MRGNCRK_5_L_BITTCR5_1N_1030_71050 | CTG_Single_LONCREK2_5_COKFIELD_5 | 10.3
17 | CSC_1_JACKSBRO_5_GRHAMSES1_5_1429_1430 | CTG_Single_LONCREK2_5_COKFIELD_5 | -16
17 | CSC_1_GRHAMSES1_8_GRAHAME_8_1431_1601 | CTG_Single_LONCREK2_5_COKFIELD_5 | 2.8
17 | CSC_1_GRHAMSES1_5_LONGCREK_5_1430_1435 | CTG_Single_LONCREK2_5_COKFIELD_5 | -26.9
17 | CSC_1_PARKER_5_BENBRK_A_T5_1436_1869 | CTG_Single_LONCREK2_5_COKFIELD_5 | 8.1
17 | CSC_1_LONCREK2_5_COKFIELD_5_1439_1442 | CTG_Single_LONCREK2_5_COKFIELD_5 | 0
17 | CSC_1_COMCHESS1_5_COMCHPKW_5_1440_1900 | CTG_Single_LONCREK2_5_COKFIELD_5 | 17
17 | CSC_1_GRHAMSES1_5_COKFIELD_5_1430_1442 | CTG_Single_LONCREK2_5_COKFIELD_5 | -1.2
17 | CSC_1_LKAROWHD_8_NEWPRT_P8_1468_1470 | CTG_Single_LONCREK2_5_COKFIELD_5 | 2.7
17 | CSC_1_GRAHAMSW_8_BARTON_8_1596_1599 | CTG_Single_LONCREK2_5_COKFIELD_5 | 2.9
17 | CSC_1_ORAN1_8_BARTON_8_1571_1599 | CTG_Single_LONCREK2_5_COKFIELD_5 | -3.8
17 | CSC_1_GRAHAMSW_8_GRAHAME_8_1596_1601 | CTG_Single_LONCREK2_5_COKFIELD_5 | -2.8
17 | CSC_1_LEONSW_8_FLATCRK_T8_1624_1642 | CTG_Single_LONCREK2_5_COKFIELD_5 | 3.4
17 | CSC_1_LINGLVLL_P8_STPHNVIL_8_1640_1641 | CTG_Single_LONCREK2_5_COKFIELD_5 | 3.1
17 | CSC_1_LINGLVLL_P8_FLATCRK_T8_1640_1642 | CTG_Single_LONCREK2_5_COKFIELD_5 | -3.1
17 | CSC_1_MURRY_P8_PAIP4B_1371_6169 | CTG_Single_LONCREK2_5_COKFIELD_5 | -3.5
17 | CSC_1_ABMULCW7_L_BITTCR5_1N_6235_71050 | CTG_Single_LONCREK2_5_COKFIELD_5 | -14
17 | CSC_1_OKLA7A_ABMULCW7_6100_6235 | CTG_Single_LONCREK2_5_COKFIELD_5 | -7.4
17 | CSC_1_COMCHESS1_5_SARC7A_1440_6444 | CTG_Single_LONCREK2_5_COKFIELD_5 | -17.5
17 | CSC_1_ABMULCE7_BLF_CRK7A_6230_60040 | CTG_Single_LONCREK2_5_COKFIELD_5 | -4
18 | CSC_1_SWEETWTR_5 _LONCREK2_5 _1420_1439 | CTG_Single_COMCHESS1_5_COMCHPKW_5 | 14.8
18 | CSC_1_LONGCREK_5 _ABMULCE7 _1435_6230 | CTG_Single_COMCHESS1_5_COMCHPKW_5 | -19.9
18 | CSC_1_GRHAMSES1_5_BENBRK_5_1430_1873 | CTG_Single_COMCHESS1_5_COMCHPKW_5 | 19.3
18 | CSC_1_GRHAMSES1_5_PARKER_5_1430_1436 | CTG_Single_COMCHESS1_5_COMCHPKW_5 | 22
18 | CSC_1_TONKAWAWI_5_GRHAMSES1_5_1048_1430 | CTG_Single_COMCHESS1_5_COMCHPKW_5 | 16.4
18 | CSC_1_CHINAGRV_8_RADIUMMT_8_1318_1398 | CTG_Single_COMCHESS1_5_COMCHPKW_5 | 1.9
18 | CSC_1_MURRY_P8_GRHAMSES1_8_1371_1431 | CTG_Single_COMCHESS1_5_COMCHPKW_5 | 3.4
18 | CSC_1_WILLOWCK_5_JACKSBRO_5_1421_1429 | CTG_Single_COMCHESS1_5_COMCHPKW_5 | -17.8
18 | CSC_1_WILLOWCK_5_PARKER_5_1421_1436 | CTG_Single_COMCHESS1_5_COMCHPKW_5 | 14.8
18 | CSC_1_BOWMAN_5_FISHRDSS1_5_1422_1425 | CTG_Single_COMCHESS1_5_COMCHPKW_5 | -11.3
18 | CSC_1_BOWMAN_5_JACKSBRO_5_1422_1429 | CTG_Single_COMCHESS1_5_COMCHPKW_5 | 11.4
18 | CSC_1_BOWMAN_5_GRHAMSES1_5_1422_1430 | CTG_Single_COMCHESS1_5_COMCHPKW_5 | -0.3
18 | CSC_1_FISHRDSS1_5_OKLA7A_1425_6100 | CTG_Single_COMCHESS1_5_COMCHPKW_5 | -13
18 | CSC_1_W_DENT_5_JACKSBRO_5_988_1429 | CTG_Single_COMCHESS1_5_COMCHPKW_5 | -13.1
18 | CSC_1_MRGNCRK_5_SWEETWTR_5_1030_1420 | CTG_Single_COMCHESS1_5_COMCHPKW_5 | 13.1
18 | CSC_1_MRGNCRK_5_L_BITTCR5_1N_1030_71050 | CTG_Single_COMCHESS1_5_COMCHPKW_5 | 12
18 | CSC_1_JACKSBRO_5_GRHAMSES1_5_1429_1430 | CTG_Single_COMCHESS1_5_COMCHPKW_5 | -19.5
18 | CSC_1_GRHAMSES1_8_GRAHAME_8_1431_1601 | CTG_Single_COMCHESS1_5_COMCHPKW_5 | 3.1
18 | CSC_1_GRHAMSES1_5_LONGCREK_5_1430_1435 | CTG_Single_COMCHESS1_5_COMCHPKW_5 | -20.2
18 | CSC_1_PARKER_5_BENBRK_A_T5_1436_1869 | CTG_Single_COMCHESS1_5_COMCHPKW_5 | 9.5
18 | CSC_1_LONCREK2_5_COKFIELD_5_1439_1442 | CTG_Single_COMCHESS1_5_COMCHPKW_5 | 19.3
18 | CSC_1_COMCHESS1_5_COMCHPKW_5_1440_1900 | CTG_Single_COMCHESS1_5_COMCHPKW_5 | 0
18 | CSC_1_GRHAMSES1_5_COKFIELD_5_1430_1442 | CTG_Single_COMCHESS1_5_COMCHPKW_5 | -20.6
18 | CSC_1_LKAROWHD_8_NEWPRT_P8_1468_1470 | CTG_Single_COMCHESS1_5_COMCHPKW_5 | 2.9
18 | CSC_1_GRAHAMSW_8_BARTON_8_1596_1599 | CTG_Single_COMCHESS1_5_COMCHPKW_5 | 3.2
18 | CSC_1_ORAN1_8_BARTON_8_1571_1599 | CTG_Single_COMCHESS1_5_COMCHPKW_5 | -4.1
18 | CSC_1_GRAHAMSW_8_GRAHAME_8_1596_1601 | CTG_Single_COMCHESS1_5_COMCHPKW_5 | -3.1
18 | CSC_1_LEONSW_8_FLATCRK_T8_1624_1642 | CTG_Single_COMCHESS1_5_COMCHPKW_5 | 3.1
18 | CSC_1_LINGLVLL_P8_STPHNVIL_8_1640_1641 | CTG_Single_COMCHESS1_5_COMCHPKW_5 | 2.8
18 | CSC_1_LINGLVLL_P8_FLATCRK_T8_1640_1642 | CTG_Single_COMCHESS1_5_COMCHPKW_5 | -2.8
18 | CSC_1_MURRY_P8_PAIP4B_1371_6169 | CTG_Single_COMCHESS1_5_COMCHPKW_5 | -3.4
18 | CSC_1_ABMULCW7_L_BITTCR5_1N_6235_71050 | CTG_Single_COMCHESS1_5_COMCHPKW_5 | -15.8
18 | CSC_1_OKLA7A_ABMULCW7_6100_6235 | CTG_Single_COMCHESS1_5_COMCHPKW_5 | -6.6
18 | CSC_1_COMCHESS1_5_SARC7A_1440_6444 | CTG_Single_COMCHESS1_5_COMCHPKW_5 | -7.1
18 | CSC_1_ABMULCE7_BLF_CRK7A_6230_60040 | CTG_Single_COMCHESS1_5_COMCHPKW_5 | -9.6
19 | CSC_1_SWEETWTR_5 _LONCREK2_5 _1420_1439 | CTG_Single_COKFIELD_5_GRHAMSES1_5 | 11.3
19 | CSC_1_LONGCREK_5 _ABMULCE7 _1435_6230 | CTG_Single_COKFIELD_5_GRHAMSES1_5 | -10.3
19 | CSC_1_GRHAMSES1_5_BENBRK_5_1430_1873 | CTG_Single_COKFIELD_5_GRHAMSES1_5 | 16
19 | CSC_1_GRHAMSES1_5_PARKER_5_1430_1436 | CTG_Single_COKFIELD_5_GRHAMSES1_5 | 18.2
19 | CSC_1_TONKAWAWI_5_GRHAMSES1_5_1048_1430 | CTG_Single_COKFIELD_5_GRHAMSES1_5 | 17.1
19 | CSC_1_CHINAGRV_8_RADIUMMT_8_1318_1398 | CTG_Single_COKFIELD_5_GRHAMSES1_5 | 2
19 | CSC_1_MURRY_P8_GRHAMSES1_8_1371_1431 | CTG_Single_COKFIELD_5_GRHAMSES1_5 | 3.5
19 | CSC_1_WILLOWCK_5_JACKSBRO_5_1421_1429 | CTG_Single_COKFIELD_5_GRHAMSES1_5 | -15.1
19 | CSC_1_WILLOWCK_5_PARKER_5_1421_1436 | CTG_Single_COKFIELD_5_GRHAMSES1_5 | 12.1
19 | CSC_1_BOWMAN_5_FISHRDSS1_5_1422_1425 | CTG_Single_COKFIELD_5_GRHAMSES1_5 | -12
19 | CSC_1_BOWMAN_5_JACKSBRO_5_1422_1429 | CTG_Single_COKFIELD_5_GRHAMSES1_5 | 10.7
19 | CSC_1_BOWMAN_5_GRHAMSES1_5_1422_1430 | CTG_Single_COKFIELD_5_GRHAMSES1_5 | 1.2
19 | CSC_1_FISHRDSS1_5_OKLA7A_1425_6100 | CTG_Single_COKFIELD_5_GRHAMSES1_5 | -13.8
19 | CSC_1_W_DENT_5_JACKSBRO_5_988_1429 | CTG_Single_COKFIELD_5_GRHAMSES1_5 | -11.5
19 | CSC_1_MRGNCRK_5_SWEETWTR_5_1030_1420 | CTG_Single_COKFIELD_5_GRHAMSES1_5 | 9.6
19 | CSC_1_MRGNCRK_5_L_BITTCR5_1N_1030_71050 | CTG_Single_COKFIELD_5_GRHAMSES1_5 | 10.2
19 | CSC_1_JACKSBRO_5_GRHAMSES1_5_1429_1430 | CTG_Single_COKFIELD_5_GRHAMSES1_5 | -16
19 | CSC_1_GRHAMSES1_8_GRAHAME_8_1431_1601 | CTG_Single_COKFIELD_5_GRHAMSES1_5 | 2.8
19 | CSC_1_GRHAMSES1_5_LONGCREK_5_1430_1435 | CTG_Single_COKFIELD_5_GRHAMSES1_5 | -27.6
19 | CSC_1_PARKER_5_BENBRK_A_T5_1436_1869 | CTG_Single_COKFIELD_5_GRHAMSES1_5 | 8.1
19 | CSC_1_LONCREK2_5_COKFIELD_5_1439_1442 | CTG_Single_COKFIELD_5_GRHAMSES1_5 | -1.2
19 | CSC_1_COMCHESS1_5_COMCHPKW_5_1440_1900 | CTG_Single_COKFIELD_5_GRHAMSES1_5 | 17.1
19 | CSC_1_GRHAMSES1_5_COKFIELD_5_1430_1442 | CTG_Single_COKFIELD_5_GRHAMSES1_5 | 0
19 | CSC_1_LKAROWHD_8_NEWPRT_P8_1468_1470 | CTG_Single_COKFIELD_5_GRHAMSES1_5 | 2.7
19 | CSC_1_GRAHAMSW_8_BARTON_8_1596_1599 | CTG_Single_COKFIELD_5_GRHAMSES1_5 | 2.9
19 | CSC_1_ORAN1_8_BARTON_8_1571_1599 | CTG_Single_COKFIELD_5_GRHAMSES1_5 | -3.8
19 | CSC_1_GRAHAMSW_8_GRAHAME_8_1596_1601 | CTG_Single_COKFIELD_5_GRHAMSES1_5 | -2.8
19 | CSC_1_LEONSW_8_FLATCRK_T8_1624_1642 | CTG_Single_COKFIELD_5_GRHAMSES1_5 | 3.4
19 | CSC_1_LINGLVLL_P8_STPHNVIL_8_1640_1641 | CTG_Single_COKFIELD_5_GRHAMSES1_5 | 3.1
19 | CSC_1_LINGLVLL_P8_FLATCRK_T8_1640_1642 | CTG_Single_COKFIELD_5_GRHAMSES1_5 | -3.1
19 | CSC_1_MURRY_P8_PAIP4B_1371_6169 | CTG_Single_COKFIELD_5_GRHAMSES1_5 | -3.5
19 | CSC_1_ABMULCW7_L_BITTCR5_1N_6235_71050 | CTG_Single_COKFIELD_5_GRHAMSES1_5 | -14
19 | CSC_1_OKLA7A_ABMULCW7_6100_6235 | CTG_Single_COKFIELD_5_GRHAMSES1_5 | -7.5
19 | CSC_1_COMCHESS1_5_SARC7A_1440_6444 | CTG_Single_COKFIELD_5_GRHAMSES1_5 | -17.6
19 | CSC_1_ABMULCE7_BLF_CRK7A_6230_60040 | CTG_Single_COKFIELD_5_GRHAMSES1_5 | -3.9
20 | CSC_1_SWEETWTR_5 _LONCREK2_5 _1420_1439 | CTG_Single_LKAROWHD_8_NEWPRT_P8 | 13.5
20 | CSC_1_LONGCREK_5 _ABMULCE7 _1435_6230 | CTG_Single_LKAROWHD_8_NEWPRT_P8 | -16.1
20 | CSC_1_GRHAMSES1_5_BENBRK_5_1430_1873 | CTG_Single_LKAROWHD_8_NEWPRT_P8 | 17.2
20 | CSC_1_GRHAMSES1_5_PARKER_5_1430_1436 | CTG_Single_LKAROWHD_8_NEWPRT_P8 | 19.6
20 | CSC_1_TONKAWAWI_5_GRHAMSES1_5_1048_1430 | CTG_Single_LKAROWHD_8_NEWPRT_P8 | 14.6
20 | CSC_1_CHINAGRV_8_RADIUMMT_8_1318_1398 | CTG_Single_LKAROWHD_8_NEWPRT_P8 | 1.8
20 | CSC_1_MURRY_P8_GRHAMSES1_8_1371_1431 | CTG_Single_LKAROWHD_8_NEWPRT_P8 | 3
20 | CSC_1_WILLOWCK_5_JACKSBRO_5_1421_1429 | CTG_Single_LKAROWHD_8_NEWPRT_P8 | -16
20 | CSC_1_WILLOWCK_5_PARKER_5_1421_1436 | CTG_Single_LKAROWHD_8_NEWPRT_P8 | 13
20 | CSC_1_BOWMAN_5_FISHRDSS1_5_1422_1425 | CTG_Single_LKAROWHD_8_NEWPRT_P8 | -10.3
20 | CSC_1_BOWMAN_5_JACKSBRO_5_1422_1429 | CTG_Single_LKAROWHD_8_NEWPRT_P8 | 10.9
20 | CSC_1_BOWMAN_5_GRHAMSES1_5_1422_1430 | CTG_Single_LKAROWHD_8_NEWPRT_P8 | 0.5
20 | CSC_1_FISHRDSS1_5_OKLA7A_1425_6100 | CTG_Single_LKAROWHD_8_NEWPRT_P8 | -11.3
20 | CSC_1_W_DENT_5_JACKSBRO_5_988_1429 | CTG_Single_LKAROWHD_8_NEWPRT_P8 | -12.3
20 | CSC_1_MRGNCRK_5_SWEETWTR_5_1030_1420 | CTG_Single_LKAROWHD_8_NEWPRT_P8 | 11.8
20 | CSC_1_MRGNCRK_5_L_BITTCR5_1N_1030_71050 | CTG_Single_LKAROWHD_8_NEWPRT_P8 | 11.4
20 | CSC_1_JACKSBRO_5_GRHAMSES1_5_1429_1430 | CTG_Single_LKAROWHD_8_NEWPRT_P8 | -17.4
20 | CSC_1_GRHAMSES1_8_GRAHAME_8_1431_1601 | CTG_Single_LKAROWHD_8_NEWPRT_P8 | 3.1
20 | CSC_1_GRHAMSES1_5_LONGCREK_5_1430_1435 | CTG_Single_LKAROWHD_8_NEWPRT_P8 | -17.6
20 | CSC_1_PARKER_5_BENBRK_A_T5_1436_1869 | CTG_Single_LKAROWHD_8_NEWPRT_P8 | 8.5
20 | CSC_1_LONCREK2_5_COKFIELD_5_1439_1442 | CTG_Single_LKAROWHD_8_NEWPRT_P8 | 16.7
20 | CSC_1_COMCHESS1_5_COMCHPKW_5_1440_1900 | CTG_Single_LKAROWHD_8_NEWPRT_P8 | 15.7
20 | CSC_1_GRHAMSES1_5_COKFIELD_5_1430_1442 | CTG_Single_LKAROWHD_8_NEWPRT_P8 | -17.9
20 | CSC_1_LKAROWHD_8_NEWPRT_P8_1468_1470 | CTG_Single_LKAROWHD_8_NEWPRT_P8 | 0
20 | CSC_1_GRAHAMSW_8_BARTON_8_1596_1599 | CTG_Single_LKAROWHD_8_NEWPRT_P8 | 3.2
20 | CSC_1_ORAN1_8_BARTON_8_1571_1599 | CTG_Single_LKAROWHD_8_NEWPRT_P8 | -4.1
20 | CSC_1_GRAHAMSW_8_GRAHAME_8_1596_1601 | CTG_Single_LKAROWHD_8_NEWPRT_P8 | -3.1
20 | CSC_1_LEONSW_8_FLATCRK_T8_1624_1642 | CTG_Single_LKAROWHD_8_NEWPRT_P8 | 3.4
20 | CSC_1_LINGLVLL_P8_STPHNVIL_8_1640_1641 | CTG_Single_LKAROWHD_8_NEWPRT_P8 | 3.1
20 | CSC_1_LINGLVLL_P8_FLATCRK_T8_1640_1642 | CTG_Single_LKAROWHD_8_NEWPRT_P8 | -3.1
20 | CSC_1_MURRY_P8_PAIP4B_1371_6169 | CTG_Single_LKAROWHD_8_NEWPRT_P8 | -3
20 | CSC_1_ABMULCW7_L_BITTCR5_1N_6235_71050 | CTG_Single_LKAROWHD_8_NEWPRT_P8 | -15.1
20 | CSC_1_OKLA7A_ABMULCW7_6100_6235 | CTG_Single_LKAROWHD_8_NEWPRT_P8 | -5.2
20 | CSC_1_COMCHESS1_5_SARC7A_1440_6444 | CTG_Single_LKAROWHD_8_NEWPRT_P8 | -16.1
20 | CSC_1_ABMULCE7_BLF_CRK7A_6230_60040 | CTG_Single_LKAROWHD_8_NEWPRT_P8 | -5.2
21 | CSC_1_SWEETWTR_5 _LONCREK2_5 _1420_1439 | CTG_Single_GRAHAMSW_8_BARTON_8 | 13.5
21 | CSC_1_LONGCREK_5 _ABMULCE7 _1435_6230 | CTG_Single_GRAHAMSW_8_BARTON_8 | -16
21 | CSC_1_GRHAMSES1_5_BENBRK_5_1430_1873 | CTG_Single_GRAHAMSW_8_BARTON_8 | 17.3
21 | CSC_1_GRHAMSES1_5_PARKER_5_1430_1436 | CTG_Single_GRAHAMSW_8_BARTON_8 | 19.7
21 | CSC_1_TONKAWAWI_5_GRHAMSES1_5_1048_1430 | CTG_Single_GRAHAMSW_8_BARTON_8 | 14.6
21 | CSC_1_CHINAGRV_8_RADIUMMT_8_1318_1398 | CTG_Single_GRAHAMSW_8_BARTON_8 | 1.8
21 | CSC_1_MURRY_P8_GRHAMSES1_8_1371_1431 | CTG_Single_GRAHAMSW_8_BARTON_8 | 2.9
21 | CSC_1_WILLOWCK_5_JACKSBRO_5_1421_1429 | CTG_Single_GRAHAMSW_8_BARTON_8 | -16
21 | CSC_1_WILLOWCK_5_PARKER_5_1421_1436 | CTG_Single_GRAHAMSW_8_BARTON_8 | 13
21 | CSC_1_BOWMAN_5_FISHRDSS1_5_1422_1425 | CTG_Single_GRAHAMSW_8_BARTON_8 | -10.1
21 | CSC_1_BOWMAN_5_JACKSBRO_5_1422_1429 | CTG_Single_GRAHAMSW_8_BARTON_8 | 10.4
21 | CSC_1_BOWMAN_5_GRHAMSES1_5_1422_1430 | CTG_Single_GRAHAMSW_8_BARTON_8 | -0.3
21 | CSC_1_FISHRDSS1_5_OKLA7A_1425_6100 | CTG_Single_GRAHAMSW_8_BARTON_8 | -11.6
21 | CSC_1_W_DENT_5_JACKSBRO_5_988_1429 | CTG_Single_GRAHAMSW_8_BARTON_8 | -12.2
21 | CSC_1_MRGNCRK_5_SWEETWTR_5_1030_1420 | CTG_Single_GRAHAMSW_8_BARTON_8 | 11.8
21 | CSC_1_MRGNCRK_5_L_BITTCR5_1N_1030_71050 | CTG_Single_GRAHAMSW_8_BARTON_8 | 11.4
21 | CSC_1_JACKSBRO_5_GRHAMSES1_5_1429_1430 | CTG_Single_GRAHAMSW_8_BARTON_8 | -17.8
21 | CSC_1_GRHAMSES1_8_GRAHAME_8_1431_1601 | CTG_Single_GRAHAMSW_8_BARTON_8 | 0.1
21 | CSC_1_GRHAMSES1_5_LONGCREK_5_1430_1435 | CTG_Single_GRAHAMSW_8_BARTON_8 | -17.5
21 | CSC_1_PARKER_5_BENBRK_A_T5_1436_1869 | CTG_Single_GRAHAMSW_8_BARTON_8 | 8.5
21 | CSC_1_LONCREK2_5_COKFIELD_5_1439_1442 | CTG_Single_GRAHAMSW_8_BARTON_8 | 16.7
21 | CSC_1_COMCHESS1_5_COMCHPKW_5_1440_1900 | CTG_Single_GRAHAMSW_8_BARTON_8 | 15.7
21 | CSC_1_GRHAMSES1_5_COKFIELD_5_1430_1442 | CTG_Single_GRAHAMSW_8_BARTON_8 | -17.9
21 | CSC_1_LKAROWHD_8_NEWPRT_P8_1468_1470 | CTG_Single_GRAHAMSW_8_BARTON_8 | 2.9
21 | CSC_1_GRAHAMSW_8_BARTON_8_1596_1599 | CTG_Single_GRAHAMSW_8_BARTON_8 | 0
21 | CSC_1_ORAN1_8_BARTON_8_1571_1599 | CTG_Single_GRAHAMSW_8_BARTON_8 | -0.9
21 | CSC_1_GRAHAMSW_8_GRAHAME_8_1596_1601 | CTG_Single_GRAHAMSW_8_BARTON_8 | -0.1
21 | CSC_1_LEONSW_8_FLATCRK_T8_1624_1642 | CTG_Single_GRAHAMSW_8_BARTON_8 | 3.5
21 | CSC_1_LINGLVLL_P8_STPHNVIL_8_1640_1641 | CTG_Single_GRAHAMSW_8_BARTON_8 | 3.2
21 | CSC_1_LINGLVLL_P8_FLATCRK_T8_1640_1642 | CTG_Single_GRAHAMSW_8_BARTON_8 | -3.2
21 | CSC_1_MURRY_P8_PAIP4B_1371_6169 | CTG_Single_GRAHAMSW_8_BARTON_8 | -2.9
21 | CSC_1_ABMULCW7_L_BITTCR5_1N_6235_71050 | CTG_Single_GRAHAMSW_8_BARTON_8 | -15.1
21 | CSC_1_OKLA7A_ABMULCW7_6100_6235 | CTG_Single_GRAHAMSW_8_BARTON_8 | -5.4
21 | CSC_1_COMCHESS1_5_SARC7A_1440_6444 | CTG_Single_GRAHAMSW_8_BARTON_8 | -16.2
21 | CSC_1_ABMULCE7_BLF_CRK7A_6230_60040 | CTG_Single_GRAHAMSW_8_BARTON_8 | -5.2
22 | CSC_1_SWEETWTR_5 _LONCREK2_5 _1420_1439 | CTG_Single_BARTON_8_ORAN1_8 | 13.5
22 | CSC_1_LONGCREK_5 _ABMULCE7 _1435_6230 | CTG_Single_BARTON_8_ORAN1_8 | -16
22 | CSC_1_GRHAMSES1_5_BENBRK_5_1430_1873 | CTG_Single_BARTON_8_ORAN1_8 | 17.5
22 | CSC_1_GRHAMSES1_5_PARKER_5_1430_1436 | CTG_Single_BARTON_8_ORAN1_8 | 19.9
22 | CSC_1_TONKAWAWI_5_GRHAMSES1_5_1048_1430 | CTG_Single_BARTON_8_ORAN1_8 | 14.6
22 | CSC_1_CHINAGRV_8_RADIUMMT_8_1318_1398 | CTG_Single_BARTON_8_ORAN1_8 | 1.8
22 | CSC_1_MURRY_P8_GRHAMSES1_8_1371_1431 | CTG_Single_BARTON_8_ORAN1_8 | 2.8
22 | CSC_1_WILLOWCK_5_JACKSBRO_5_1421_1429 | CTG_Single_BARTON_8_ORAN1_8 | -16.1
22 | CSC_1_WILLOWCK_5_PARKER_5_1421_1436 | CTG_Single_BARTON_8_ORAN1_8 | 13.1
22 | CSC_1_BOWMAN_5_FISHRDSS1_5_1422_1425 | CTG_Single_BARTON_8_ORAN1_8 | -10.1
22 | CSC_1_BOWMAN_5_JACKSBRO_5_1422_1429 | CTG_Single_BARTON_8_ORAN1_8 | 10.5
22 | CSC_1_BOWMAN_5_GRHAMSES1_5_1422_1430 | CTG_Single_BARTON_8_ORAN1_8 | -0.3
22 | CSC_1_FISHRDSS1_5_OKLA7A_1425_6100 | CTG_Single_BARTON_8_ORAN1_8 | -11.6
22 | CSC_1_W_DENT_5_JACKSBRO_5_988_1429 | CTG_Single_BARTON_8_ORAN1_8 | -12.3
22 | CSC_1_MRGNCRK_5_SWEETWTR_5_1030_1420 | CTG_Single_BARTON_8_ORAN1_8 | 11.8
22 | CSC_1_MRGNCRK_5_L_BITTCR5_1N_1030_71050 | CTG_Single_BARTON_8_ORAN1_8 | 11.4
22 | CSC_1_JACKSBRO_5_GRHAMSES1_5_1429_1430 | CTG_Single_BARTON_8_ORAN1_8 | -17.9
22 | CSC_1_GRHAMSES1_8_GRAHAME_8_1431_1601 | CTG_Single_BARTON_8_ORAN1_8 | -0.7
22 | CSC_1_GRHAMSES1_5_LONGCREK_5_1430_1435 | CTG_Single_BARTON_8_ORAN1_8 | -17.5
22 | CSC_1_PARKER_5_BENBRK_A_T5_1436_1869 | CTG_Single_BARTON_8_ORAN1_8 | 8.6
22 | CSC_1_LONCREK2_5_COKFIELD_5_1439_1442 | CTG_Single_BARTON_8_ORAN1_8 | 16.7
22 | CSC_1_COMCHESS1_5_COMCHPKW_5_1440_1900 | CTG_Single_BARTON_8_ORAN1_8 | 15.7
22 | CSC_1_GRHAMSES1_5_COKFIELD_5_1430_1442 | CTG_Single_BARTON_8_ORAN1_8 | -17.9
22 | CSC_1_LKAROWHD_8_NEWPRT_P8_1468_1470 | CTG_Single_BARTON_8_ORAN1_8 | 3
22 | CSC_1_GRAHAMSW_8_BARTON_8_1596_1599 | CTG_Single_BARTON_8_ORAN1_8 | -0.9
22 | CSC_1_ORAN1_8_BARTON_8_1571_1599 | CTG_Single_BARTON_8_ORAN1_8 | 0
22 | CSC_1_GRAHAMSW_8_GRAHAME_8_1596_1601 | CTG_Single_BARTON_8_ORAN1_8 | 0.7
22 | CSC_1_LEONSW_8_FLATCRK_T8_1624_1642 | CTG_Single_BARTON_8_ORAN1_8 | 3.6
22 | CSC_1_LINGLVLL_P8_STPHNVIL_8_1640_1641 | CTG_Single_BARTON_8_ORAN1_8 | 3.3
22 | CSC_1_LINGLVLL_P8_FLATCRK_T8_1640_1642 | CTG_Single_BARTON_8_ORAN1_8 | -3.3
22 | CSC_1_MURRY_P8_PAIP4B_1371_6169 | CTG_Single_BARTON_8_ORAN1_8 | -2.8
22 | CSC_1_ABMULCW7_L_BITTCR5_1N_6235_71050 | CTG_Single_BARTON_8_ORAN1_8 | -15.1
22 | CSC_1_OKLA7A_ABMULCW7_6100_6235 | CTG_Single_BARTON_8_ORAN1_8 | -5.3
22 | CSC_1_COMCHESS1_5_SARC7A_1440_6444 | CTG_Single_BARTON_8_ORAN1_8 | -16.2
22 | CSC_1_ABMULCE7_BLF_CRK7A_6230_60040 | CTG_Single_BARTON_8_ORAN1_8 | -5.2
23 | CSC_1_SWEETWTR_5 _LONCREK2_5 _1420_1439 | CTG_Single_GRAHAME_8_GRAHAMSW_8 | 13.5
23 | CSC_1_LONGCREK_5 _ABMULCE7 _1435_6230 | CTG_Single_GRAHAME_8_GRAHAMSW_8 | -16
23 | CSC_1_GRHAMSES1_5_BENBRK_5_1430_1873 | CTG_Single_GRAHAME_8_GRAHAMSW_8 | 17.2
23 | CSC_1_GRHAMSES1_5_PARKER_5_1430_1436 | CTG_Single_GRAHAME_8_GRAHAMSW_8 | 19.6
23 | CSC_1_TONKAWAWI_5_GRHAMSES1_5_1048_1430 | CTG_Single_GRAHAME_8_GRAHAMSW_8 | 14.6
23 | CSC_1_CHINAGRV_8_RADIUMMT_8_1318_1398 | CTG_Single_GRAHAME_8_GRAHAMSW_8 | 1.8
23 | CSC_1_MURRY_P8_GRHAMSES1_8_1371_1431 | CTG_Single_GRAHAME_8_GRAHAMSW_8 | 2.9
23 | CSC_1_WILLOWCK_5_JACKSBRO_5_1421_1429 | CTG_Single_GRAHAME_8_GRAHAMSW_8 | -15.8
23 | CSC_1_WILLOWCK_5_PARKER_5_1421_1436 | CTG_Single_GRAHAME_8_GRAHAMSW_8 | 12.8
23 | CSC_1_BOWMAN_5_FISHRDSS1_5_1422_1425 | CTG_Single_GRAHAME_8_GRAHAMSW_8 | -10
23 | CSC_1_BOWMAN_5_JACKSBRO_5_1422_1429 | CTG_Single_GRAHAME_8_GRAHAMSW_8 | 10.2
23 | CSC_1_BOWMAN_5_GRHAMSES1_5_1422_1430 | CTG_Single_GRAHAME_8_GRAHAMSW_8 | -0.4
23 | CSC_1_FISHRDSS1_5_OKLA7A_1425_6100 | CTG_Single_GRAHAME_8_GRAHAMSW_8 | -11.6
23 | CSC_1_W_DENT_5_JACKSBRO_5_988_1429 | CTG_Single_GRAHAME_8_GRAHAMSW_8 | -12.1
23 | CSC_1_MRGNCRK_5_SWEETWTR_5_1030_1420 | CTG_Single_GRAHAME_8_GRAHAMSW_8 | 11.8
23 | CSC_1_MRGNCRK_5_L_BITTCR5_1N_1030_71050 | CTG_Single_GRAHAME_8_GRAHAMSW_8 | 11.4
23 | CSC_1_JACKSBRO_5_GRHAMSES1_5_1429_1430 | CTG_Single_GRAHAME_8_GRAHAMSW_8 | -17.7
23 | CSC_1_GRHAMSES1_8_GRAHAME_8_1431_1601 | CTG_Single_GRAHAME_8_GRAHAMSW_8 | 0
23 | CSC_1_GRHAMSES1_5_LONGCREK_5_1430_1435 | CTG_Single_GRAHAME_8_GRAHAMSW_8 | -17.5
23 | CSC_1_PARKER_5_BENBRK_A_T5_1436_1869 | CTG_Single_GRAHAME_8_GRAHAMSW_8 | 8.5
23 | CSC_1_LONCREK2_5_COKFIELD_5_1439_1442 | CTG_Single_GRAHAME_8_GRAHAMSW_8 | 16.7
23 | CSC_1_COMCHESS1_5_COMCHPKW_5_1440_1900 | CTG_Single_GRAHAME_8_GRAHAMSW_8 | 15.6
23 | CSC_1_GRHAMSES1_5_COKFIELD_5_1430_1442 | CTG_Single_GRAHAME_8_GRAHAMSW_8 | -17.9
23 | CSC_1_LKAROWHD_8_NEWPRT_P8_1468_1470 | CTG_Single_GRAHAME_8_GRAHAMSW_8 | 2.8
23 | CSC_1_GRAHAMSW_8_BARTON_8_1596_1599 | CTG_Single_GRAHAME_8_GRAHAMSW_8 | 0.9
23 | CSC_1_ORAN1_8_BARTON_8_1571_1599 | CTG_Single_GRAHAME_8_GRAHAMSW_8 | -1.8
23 | CSC_1_GRAHAMSW_8_GRAHAME_8_1596_1601 | CTG_Single_GRAHAME_8_GRAHAMSW_8 | 0
23 | CSC_1_LEONSW_8_FLATCRK_T8_1624_1642 | CTG_Single_GRAHAME_8_GRAHAMSW_8 | 3.4
23 | CSC_1_LINGLVLL_P8_STPHNVIL_8_1640_1641 | CTG_Single_GRAHAME_8_GRAHAMSW_8 | 3.1
23 | CSC_1_LINGLVLL_P8_FLATCRK_T8_1640_1642 | CTG_Single_GRAHAME_8_GRAHAMSW_8 | -3.1
23 | CSC_1_MURRY_P8_PAIP4B_1371_6169 | CTG_Single_GRAHAME_8_GRAHAMSW_8 | -2.9
23 | CSC_1_ABMULCW7_L_BITTCR5_1N_6235_71050 | CTG_Single_GRAHAME_8_GRAHAMSW_8 | -15.1
23 | CSC_1_OKLA7A_ABMULCW7_6100_6235 | CTG_Single_GRAHAME_8_GRAHAMSW_8 | -5.4
23 | CSC_1_COMCHESS1_5_SARC7A_1440_6444 | CTG_Single_GRAHAME_8_GRAHAMSW_8 | -16.1
23 | CSC_1_ABMULCE7_BLF_CRK7A_6230_60040 | CTG_Single_GRAHAME_8_GRAHAMSW_8 | -5.3
24 | CSC_1_SWEETWTR_5 _LONCREK2_5 _1420_1439 | CTG_Single_LEONSW_8_FLATCRK_T8 | 13.5
24 | CSC_1_LONGCREK_5 _ABMULCE7 _1435_6230 | CTG_Single_LEONSW_8_FLATCRK_T8 | -16.3
24 | CSC_1_GRHAMSES1_5_BENBRK_5_1430_1873 | CTG_Single_LEONSW_8_FLATCRK_T8 | 17.3
24 | CSC_1_GRHAMSES1_5_PARKER_5_1430_1436 | CTG_Single_LEONSW_8_FLATCRK_T8 | 19.7
24 | CSC_1_TONKAWAWI_5_GRHAMSES1_5_1048_1430 | CTG_Single_LEONSW_8_FLATCRK_T8 | 14.7
24 | CSC_1_CHINAGRV_8_RADIUMMT_8_1318_1398 | CTG_Single_LEONSW_8_FLATCRK_T8 | 1.8
24 | CSC_1_MURRY_P8_GRHAMSES1_8_1371_1431 | CTG_Single_LEONSW_8_FLATCRK_T8 | 3
24 | CSC_1_WILLOWCK_5_JACKSBRO_5_1421_1429 | CTG_Single_LEONSW_8_FLATCRK_T8 | -15.9
24 | CSC_1_WILLOWCK_5_PARKER_5_1421_1436 | CTG_Single_LEONSW_8_FLATCRK_T8 | 12.9
24 | CSC_1_BOWMAN_5_FISHRDSS1_5_1422_1425 | CTG_Single_LEONSW_8_FLATCRK_T8 | -10.2
24 | CSC_1_BOWMAN_5_JACKSBRO_5_1422_1429 | CTG_Single_LEONSW_8_FLATCRK_T8 | 10.4
24 | CSC_1_BOWMAN_5_GRHAMSES1_5_1422_1430 | CTG_Single_LEONSW_8_FLATCRK_T8 | -0.2
24 | CSC_1_FISHRDSS1_5_OKLA7A_1425_6100 | CTG_Single_LEONSW_8_FLATCRK_T8 | -11.7
24 | CSC_1_W_DENT_5_JACKSBRO_5_988_1429 | CTG_Single_LEONSW_8_FLATCRK_T8 | -12.1
24 | CSC_1_MRGNCRK_5_SWEETWTR_5_1030_1420 | CTG_Single_LEONSW_8_FLATCRK_T8 | 11.8
24 | CSC_1_MRGNCRK_5_L_BITTCR5_1N_1030_71050 | CTG_Single_LEONSW_8_FLATCRK_T8 | 11.4
24 | CSC_1_JACKSBRO_5_GRHAMSES1_5_1429_1430 | CTG_Single_LEONSW_8_FLATCRK_T8 | -17.7
24 | CSC_1_GRHAMSES1_8_GRAHAME_8_1431_1601 | CTG_Single_LEONSW_8_FLATCRK_T8 | 3.1
24 | CSC_1_GRHAMSES1_5_LONGCREK_5_1430_1435 | CTG_Single_LEONSW_8_FLATCRK_T8 | -17.7
24 | CSC_1_PARKER_5_BENBRK_A_T5_1436_1869 | CTG_Single_LEONSW_8_FLATCRK_T8 | 8.7
24 | CSC_1_LONCREK2_5_COKFIELD_5_1439_1442 | CTG_Single_LEONSW_8_FLATCRK_T8 | 16.8
24 | CSC_1_COMCHESS1_5_COMCHPKW_5_1440_1900 | CTG_Single_LEONSW_8_FLATCRK_T8 | 15.4
24 | CSC_1_GRHAMSES1_5_COKFIELD_5_1430_1442 | CTG_Single_LEONSW_8_FLATCRK_T8 | -18.1
24 | CSC_1_LKAROWHD_8_NEWPRT_P8_1468_1470 | CTG_Single_LEONSW_8_FLATCRK_T8 | 2.7
24 | CSC_1_GRAHAMSW_8_BARTON_8_1596_1599 | CTG_Single_LEONSW_8_FLATCRK_T8 | 3.3
24 | CSC_1_ORAN1_8_BARTON_8_1571_1599 | CTG_Single_LEONSW_8_FLATCRK_T8 | -4.2
24 | CSC_1_GRAHAMSW_8_GRAHAME_8_1596_1601 | CTG_Single_LEONSW_8_FLATCRK_T8 | -3.1
24 | CSC_1_LEONSW_8_FLATCRK_T8_1624_1642 | CTG_Single_LEONSW_8_FLATCRK_T8 | 0
24 | CSC_1_LINGLVLL_P8_STPHNVIL_8_1640_1641 | CTG_Single_LEONSW_8_FLATCRK_T8 | -0.3
24 | CSC_1_LINGLVLL_P8_FLATCRK_T8_1640_1642 | CTG_Single_LEONSW_8_FLATCRK_T8 | 0.3
24 | CSC_1_MURRY_P8_PAIP4B_1371_6169 | CTG_Single_LEONSW_8_FLATCRK_T8 | -3
24 | CSC_1_ABMULCW7_L_BITTCR5_1N_6235_71050 | CTG_Single_LEONSW_8_FLATCRK_T8 | -15.1
24 | CSC_1_OKLA7A_ABMULCW7_6100_6235 | CTG_Single_LEONSW_8_FLATCRK_T8 | -5.4
24 | CSC_1_COMCHESS1_5_SARC7A_1440_6444 | CTG_Single_LEONSW_8_FLATCRK_T8 | -16.4
24 | CSC_1_ABMULCE7_BLF_CRK7A_6230_60040 | CTG_Single_LEONSW_8_FLATCRK_T8 | -5.2
25 | CSC_1_SWEETWTR_5 _LONCREK2_5 _1420_1439 | CTG_Single_LINGLVLL_P8_STPHNVIL_8 | 13.5
25 | CSC_1_LONGCREK_5 _ABMULCE7 _1435_6230 | CTG_Single_LINGLVLL_P8_STPHNVIL_8 | -16.2
25 | CSC_1_GRHAMSES1_5_BENBRK_5_1430_1873 | CTG_Single_LINGLVLL_P8_STPHNVIL_8 | 17.3
25 | CSC_1_GRHAMSES1_5_PARKER_5_1430_1436 | CTG_Single_LINGLVLL_P8_STPHNVIL_8 | 19.6
25 | CSC_1_TONKAWAWI_5_GRHAMSES1_5_1048_1430 | CTG_Single_LINGLVLL_P8_STPHNVIL_8 | 14.7
25 | CSC_1_CHINAGRV_8_RADIUMMT_8_1318_1398 | CTG_Single_LINGLVLL_P8_STPHNVIL_8 | 1.8
25 | CSC_1_MURRY_P8_GRHAMSES1_8_1371_1431 | CTG_Single_LINGLVLL_P8_STPHNVIL_8 | 3
25 | CSC_1_WILLOWCK_5_JACKSBRO_5_1421_1429 | CTG_Single_LINGLVLL_P8_STPHNVIL_8 | -15.9
25 | CSC_1_WILLOWCK_5_PARKER_5_1421_1436 | CTG_Single_LINGLVLL_P8_STPHNVIL_8 | 12.9
25 | CSC_1_BOWMAN_5_FISHRDSS1_5_1422_1425 | CTG_Single_LINGLVLL_P8_STPHNVIL_8 | -10.1
25 | CSC_1_BOWMAN_5_JACKSBRO_5_1422_1429 | CTG_Single_LINGLVLL_P8_STPHNVIL_8 | 10.3
25 | CSC_1_BOWMAN_5_GRHAMSES1_5_1422_1430 | CTG_Single_LINGLVLL_P8_STPHNVIL_8 | -0.2
25 | CSC_1_FISHRDSS1_5_OKLA7A_1425_6100 | CTG_Single_LINGLVLL_P8_STPHNVIL_8 | -11.7
25 | CSC_1_W_DENT_5_JACKSBRO_5_988_1429 | CTG_Single_LINGLVLL_P8_STPHNVIL_8 | -12.1
25 | CSC_1_MRGNCRK_5_SWEETWTR_5_1030_1420 | CTG_Single_LINGLVLL_P8_STPHNVIL_8 | 11.8
25 | CSC_1_MRGNCRK_5_L_BITTCR5_1N_1030_71050 | CTG_Single_LINGLVLL_P8_STPHNVIL_8 | 11.4
25 | CSC_1_JACKSBRO_5_GRHAMSES1_5_1429_1430 | CTG_Single_LINGLVLL_P8_STPHNVIL_8 | -17.6
25 | CSC_1_GRHAMSES1_8_GRAHAME_8_1431_1601 | CTG_Single_LINGLVLL_P8_STPHNVIL_8 | 3
25 | CSC_1_GRHAMSES1_5_LONGCREK_5_1430_1435 | CTG_Single_LINGLVLL_P8_STPHNVIL_8 | -17.7
25 | CSC_1_PARKER_5_BENBRK_A_T5_1436_1869 | CTG_Single_LINGLVLL_P8_STPHNVIL_8 | 8.7
25 | CSC_1_LONCREK2_5_COKFIELD_5_1439_1442 | CTG_Single_LINGLVLL_P8_STPHNVIL_8 | 16.8
25 | CSC_1_COMCHESS1_5_COMCHPKW_5_1440_1900 | CTG_Single_LINGLVLL_P8_STPHNVIL_8 | 15.4
25 | CSC_1_GRHAMSES1_5_COKFIELD_5_1430_1442 | CTG_Single_LINGLVLL_P8_STPHNVIL_8 | -18
25 | CSC_1_LKAROWHD_8_NEWPRT_P8_1468_1470 | CTG_Single_LINGLVLL_P8_STPHNVIL_8 | 2.7
25 | CSC_1_GRAHAMSW_8_BARTON_8_1596_1599 | CTG_Single_LINGLVLL_P8_STPHNVIL_8 | 3.2
25 | CSC_1_ORAN1_8_BARTON_8_1571_1599 | CTG_Single_LINGLVLL_P8_STPHNVIL_8 | -4.1
25 | CSC_1_GRAHAMSW_8_GRAHAME_8_1596_1601 | CTG_Single_LINGLVLL_P8_STPHNVIL_8 | -3
25 | CSC_1_LEONSW_8_FLATCRK_T8_1624_1642 | CTG_Single_LINGLVLL_P8_STPHNVIL_8 | 0.3
25 | CSC_1_LINGLVLL_P8_STPHNVIL_8_1640_1641 | CTG_Single_LINGLVLL_P8_STPHNVIL_8 | 0
25 | CSC_1_LINGLVLL_P8_FLATCRK_T8_1640_1642 | CTG_Single_LINGLVLL_P8_STPHNVIL_8 | 0
25 | CSC_1_MURRY_P8_PAIP4B_1371_6169 | CTG_Single_LINGLVLL_P8_STPHNVIL_8 | -3
25 | CSC_1_ABMULCW7_L_BITTCR5_1N_6235_71050 | CTG_Single_LINGLVLL_P8_STPHNVIL_8 | -15.1
25 | CSC_1_OKLA7A_ABMULCW7_6100_6235 | CTG_Single_LINGLVLL_P8_STPHNVIL_8 | -5.4
25 | CSC_1_COMCHESS1_5_SARC7A_1440_6444 | CTG_Single_LINGLVLL_P8_STPHNVIL_8 | -16.4
25 | CSC_1_ABMULCE7_BLF_CRK7A_6230_60040 | CTG_Single_LINGLVLL_P8_STPHNVIL_8 | -5.2
26 | CSC_1_SWEETWTR_5 _LONCREK2_5 _1420_1439 | CTG_Single_FLATCRK_T8_LINGLVLL_P8 | 13.5
26 | CSC_1_LONGCREK_5 _ABMULCE7 _1435_6230 | CTG_Single_FLATCRK_T8_LINGLVLL_P8 | -16.2
26 | CSC_1_GRHAMSES1_5_BENBRK_5_1430_1873 | CTG_Single_FLATCRK_T8_LINGLVLL_P8 | 17.3
26 | CSC_1_GRHAMSES1_5_PARKER_5_1430_1436 | CTG_Single_FLATCRK_T8_LINGLVLL_P8 | 19.6
26 | CSC_1_TONKAWAWI_5_GRHAMSES1_5_1048_1430 | CTG_Single_FLATCRK_T8_LINGLVLL_P8 | 14.7
26 | CSC_1_CHINAGRV_8_RADIUMMT_8_1318_1398 | CTG_Single_FLATCRK_T8_LINGLVLL_P8 | 1.8
26 | CSC_1_MURRY_P8_GRHAMSES1_8_1371_1431 | CTG_Single_FLATCRK_T8_LINGLVLL_P8 | 3
26 | CSC_1_WILLOWCK_5_JACKSBRO_5_1421_1429 | CTG_Single_FLATCRK_T8_LINGLVLL_P8 | -15.9
26 | CSC_1_WILLOWCK_5_PARKER_5_1421_1436 | CTG_Single_FLATCRK_T8_LINGLVLL_P8 | 12.9
26 | CSC_1_BOWMAN_5_FISHRDSS1_5_1422_1425 | CTG_Single_FLATCRK_T8_LINGLVLL_P8 | -10.1
26 | CSC_1_BOWMAN_5_JACKSBRO_5_1422_1429 | CTG_Single_FLATCRK_T8_LINGLVLL_P8 | 10.3
26 | CSC_1_BOWMAN_5_GRHAMSES1_5_1422_1430 | CTG_Single_FLATCRK_T8_LINGLVLL_P8 | -0.2
26 | CSC_1_FISHRDSS1_5_OKLA7A_1425_6100 | CTG_Single_FLATCRK_T8_LINGLVLL_P8 | -11.7
26 | CSC_1_W_DENT_5_JACKSBRO_5_988_1429 | CTG_Single_FLATCRK_T8_LINGLVLL_P8 | -12.1
26 | CSC_1_MRGNCRK_5_SWEETWTR_5_1030_1420 | CTG_Single_FLATCRK_T8_LINGLVLL_P8 | 11.8
26 | CSC_1_MRGNCRK_5_L_BITTCR5_1N_1030_71050 | CTG_Single_FLATCRK_T8_LINGLVLL_P8 | 11.4
26 | CSC_1_JACKSBRO_5_GRHAMSES1_5_1429_1430 | CTG_Single_FLATCRK_T8_LINGLVLL_P8 | -17.6
26 | CSC_1_GRHAMSES1_8_GRAHAME_8_1431_1601 | CTG_Single_FLATCRK_T8_LINGLVLL_P8 | 3
26 | CSC_1_GRHAMSES1_5_LONGCREK_5_1430_1435 | CTG_Single_FLATCRK_T8_LINGLVLL_P8 | -17.7
26 | CSC_1_PARKER_5_BENBRK_A_T5_1436_1869 | CTG_Single_FLATCRK_T8_LINGLVLL_P8 | 8.7
26 | CSC_1_LONCREK2_5_COKFIELD_5_1439_1442 | CTG_Single_FLATCRK_T8_LINGLVLL_P8 | 16.8
26 | CSC_1_COMCHESS1_5_COMCHPKW_5_1440_1900 | CTG_Single_FLATCRK_T8_LINGLVLL_P8 | 15.4
26 | CSC_1_GRHAMSES1_5_COKFIELD_5_1430_1442 | CTG_Single_FLATCRK_T8_LINGLVLL_P8 | -18
26 | CSC_1_LKAROWHD_8_NEWPRT_P8_1468_1470 | CTG_Single_FLATCRK_T8_LINGLVLL_P8 | 2.7
26 | CSC_1_GRAHAMSW_8_BARTON_8_1596_1599 | CTG_Single_FLATCRK_T8_LINGLVLL_P8 | 3.2
26 | CSC_1_ORAN1_8_BARTON_8_1571_1599 | CTG_Single_FLATCRK_T8_LINGLVLL_P8 | -4.1
26 | CSC_1_GRAHAMSW_8_GRAHAME_8_1596_1601 | CTG_Single_FLATCRK_T8_LINGLVLL_P8 | -3
26 | CSC_1_LEONSW_8_FLATCRK_T8_1624_1642 | CTG_Single_FLATCRK_T8_LINGLVLL_P8 | 0.3
26 | CSC_1_LINGLVLL_P8_STPHNVIL_8_1640_1641 | CTG_Single_FLATCRK_T8_LINGLVLL_P8 | 0
26 | CSC_1_LINGLVLL_P8_FLATCRK_T8_1640_1642 | CTG_Single_FLATCRK_T8_LINGLVLL_P8 | 0
26 | CSC_1_MURRY_P8_PAIP4B_1371_6169 | CTG_Single_FLATCRK_T8_LINGLVLL_P8 | -3
26 | CSC_1_ABMULCW7_L_BITTCR5_1N_6235_71050 | CTG_Single_FLATCRK_T8_LINGLVLL_P8 | -15.1
26 | CSC_1_OKLA7A_ABMULCW7_6100_6235 | CTG_Single_FLATCRK_T8_LINGLVLL_P8 | -5.4
26 | CSC_1_COMCHESS1_5_SARC7A_1440_6444 | CTG_Single_FLATCRK_T8_LINGLVLL_P8 | -16.4
26 | CSC_1_ABMULCE7_BLF_CRK7A_6230_60040 | CTG_Single_FLATCRK_T8_LINGLVLL_P8 | -5.2
27 | CSC_1_SWEETWTR_5 _LONCREK2_5 _1420_1439 | CTG_Single_PAIP4B_MURRY_P8 | 13.8
27 | CSC_1_LONGCREK_5 _ABMULCE7 _1435_6230 | CTG_Single_PAIP4B_MURRY_P8 | -16.9
27 | CSC_1_GRHAMSES1_5_BENBRK_5_1430_1873 | CTG_Single_PAIP4B_MURRY_P8 | 16.8
27 | CSC_1_GRHAMSES1_5_PARKER_5_1430_1436 | CTG_Single_PAIP4B_MURRY_P8 | 19.1
27 | CSC_1_TONKAWAWI_5_GRHAMSES1_5_1048_1430 | CTG_Single_PAIP4B_MURRY_P8 | 15
27 | CSC_1_CHINAGRV_8_RADIUMMT_8_1318_1398 | CTG_Single_PAIP4B_MURRY_P8 | 1.4
27 | CSC_1_MURRY_P8_GRHAMSES1_8_1371_1431 | CTG_Single_PAIP4B_MURRY_P8 | 0
27 | CSC_1_WILLOWCK_5_JACKSBRO_5_1421_1429 | CTG_Single_PAIP4B_MURRY_P8 | -15.5
27 | CSC_1_WILLOWCK_5_PARKER_5_1421_1436 | CTG_Single_PAIP4B_MURRY_P8 | 12.5
27 | CSC_1_BOWMAN_5_FISHRDSS1_5_1422_1425 | CTG_Single_PAIP4B_MURRY_P8 | -10.4
27 | CSC_1_BOWMAN_5_JACKSBRO_5_1422_1429 | CTG_Single_PAIP4B_MURRY_P8 | 10.1
27 | CSC_1_BOWMAN_5_GRHAMSES1_5_1422_1430 | CTG_Single_PAIP4B_MURRY_P8 | -0.3
27 | CSC_1_FISHRDSS1_5_OKLA7A_1425_6100 | CTG_Single_PAIP4B_MURRY_P8 | -12.2
27 | CSC_1_W_DENT_5_JACKSBRO_5_988_1429 | CTG_Single_PAIP4B_MURRY_P8 | -11.8
27 | CSC_1_MRGNCRK_5_SWEETWTR_5_1030_1420 | CTG_Single_PAIP4B_MURRY_P8 | 12.1
27 | CSC_1_MRGNCRK_5_L_BITTCR5_1N_1030_71050 | CTG_Single_PAIP4B_MURRY_P8 | 11.5
27 | CSC_1_JACKSBRO_5_GRHAMSES1_5_1429_1430 | CTG_Single_PAIP4B_MURRY_P8 | -17.2
27 | CSC_1_GRHAMSES1_8_GRAHAME_8_1431_1601 | CTG_Single_PAIP4B_MURRY_P8 | 2.5
27 | CSC_1_GRHAMSES1_5_LONGCREK_5_1430_1435 | CTG_Single_PAIP4B_MURRY_P8 | -18.1
27 | CSC_1_PARKER_5_BENBRK_A_T5_1436_1869 | CTG_Single_PAIP4B_MURRY_P8 | 8.4
27 | CSC_1_LONCREK2_5_COKFIELD_5_1439_1442 | CTG_Single_PAIP4B_MURRY_P8 | 17.3
27 | CSC_1_COMCHESS1_5_COMCHPKW_5_1440_1900 | CTG_Single_PAIP4B_MURRY_P8 | 15.8
27 | CSC_1_GRHAMSES1_5_COKFIELD_5_1430_1442 | CTG_Single_PAIP4B_MURRY_P8 | -18.5
27 | CSC_1_LKAROWHD_8_NEWPRT_P8_1468_1470 | CTG_Single_PAIP4B_MURRY_P8 | 2.6
27 | CSC_1_GRAHAMSW_8_BARTON_8_1596_1599 | CTG_Single_PAIP4B_MURRY_P8 | 2.7
27 | CSC_1_ORAN1_8_BARTON_8_1571_1599 | CTG_Single_PAIP4B_MURRY_P8 | -3.6
27 | CSC_1_GRAHAMSW_8_GRAHAME_8_1596_1601 | CTG_Single_PAIP4B_MURRY_P8 | -2.5
27 | CSC_1_LEONSW_8_FLATCRK_T8_1624_1642 | CTG_Single_PAIP4B_MURRY_P8 | 3.2
27 | CSC_1_LINGLVLL_P8_STPHNVIL_8_1640_1641 | CTG_Single_PAIP4B_MURRY_P8 | 3
27 | CSC_1_LINGLVLL_P8_FLATCRK_T8_1640_1642 | CTG_Single_PAIP4B_MURRY_P8 | -3
27 | CSC_1_MURRY_P8_PAIP4B_1371_6169 | CTG_Single_PAIP4B_MURRY_P8 | 0
27 | CSC_1_ABMULCW7_L_BITTCR5_1N_6235_71050 | CTG_Single_PAIP4B_MURRY_P8 | -15.2
27 | CSC_1_OKLA7A_ABMULCW7_6100_6235 | CTG_Single_PAIP4B_MURRY_P8 | -5.5
27 | CSC_1_COMCHESS1_5_SARC7A_1440_6444 | CTG_Single_PAIP4B_MURRY_P8 | -16.2
27 | CSC_1_ABMULCE7_BLF_CRK7A_6230_60040 | CTG_Single_PAIP4B_MURRY_P8 | -5.3
28 | CSC_1_SWEETWTR_5 _LONCREK2_5 _1420_1439 | CTG_Single_ABMULCW7_L_BITTCR5_1N | 19.1
28 | CSC_1_LONGCREK_5 _ABMULCE7 _1435_6230 | CTG_Single_ABMULCW7_L_BITTCR5_1N | -8.1
28 | CSC_1_GRHAMSES1_5_BENBRK_5_1430_1873 | CTG_Single_ABMULCW7_L_BITTCR5_1N | 16.7
28 | CSC_1_GRHAMSES1_5_PARKER_5_1430_1436 | CTG_Single_ABMULCW7_L_BITTCR5_1N | 19
28 | CSC_1_TONKAWAWI_5_GRHAMSES1_5_1048_1430 | CTG_Single_ABMULCW7_L_BITTCR5_1N | 17.4
28 | CSC_1_CHINAGRV_8_RADIUMMT_8_1318_1398 | CTG_Single_ABMULCW7_L_BITTCR5_1N | 2.4
28 | CSC_1_MURRY_P8_GRHAMSES1_8_1371_1431 | CTG_Single_ABMULCW7_L_BITTCR5_1N | 3.1
28 | CSC_1_WILLOWCK_5_JACKSBRO_5_1421_1429 | CTG_Single_ABMULCW7_L_BITTCR5_1N | -15.3
28 | CSC_1_WILLOWCK_5_PARKER_5_1421_1436 | CTG_Single_ABMULCW7_L_BITTCR5_1N | 12.3
28 | CSC_1_BOWMAN_5_FISHRDSS1_5_1422_1425 | CTG_Single_ABMULCW7_L_BITTCR5_1N | -9.1
28 | CSC_1_BOWMAN_5_JACKSBRO_5_1422_1429 | CTG_Single_ABMULCW7_L_BITTCR5_1N | 9.7
28 | CSC_1_BOWMAN_5_GRHAMSES1_5_1422_1430 | CTG_Single_ABMULCW7_L_BITTCR5_1N | -0.8
28 | CSC_1_FISHRDSS1_5_OKLA7A_1425_6100 | CTG_Single_ABMULCW7_L_BITTCR5_1N | -10.5
28 | CSC_1_W_DENT_5_JACKSBRO_5_988_1429 | CTG_Single_ABMULCW7_L_BITTCR5_1N | -11.7
28 | CSC_1_MRGNCRK_5_SWEETWTR_5_1030_1420 | CTG_Single_ABMULCW7_L_BITTCR5_1N | 17.4
28 | CSC_1_MRGNCRK_5_L_BITTCR5_1N_1030_71050 | CTG_Single_ABMULCW7_L_BITTCR5_1N | -3.7
28 | CSC_1_JACKSBRO_5_GRHAMSES1_5_1429_1430 | CTG_Single_ABMULCW7_L_BITTCR5_1N | -17.4
28 | CSC_1_GRHAMSES1_8_GRAHAME_8_1431_1601 | CTG_Single_ABMULCW7_L_BITTCR5_1N | 2.8
28 | CSC_1_GRHAMSES1_5_LONGCREK_5_1430_1435 | CTG_Single_ABMULCW7_L_BITTCR5_1N | -16.3
28 | CSC_1_PARKER_5_BENBRK_A_T5_1436_1869 | CTG_Single_ABMULCW7_L_BITTCR5_1N | 8.3
28 | CSC_1_LONCREK2_5_COKFIELD_5_1439_1442 | CTG_Single_ABMULCW7_L_BITTCR5_1N | 15.5
28 | CSC_1_COMCHESS1_5_COMCHPKW_5_1440_1900 | CTG_Single_ABMULCW7_L_BITTCR5_1N | 15.9
28 | CSC_1_GRHAMSES1_5_COKFIELD_5_1430_1442 | CTG_Single_ABMULCW7_L_BITTCR5_1N | -16.7
28 | CSC_1_LKAROWHD_8_NEWPRT_P8_1468_1470 | CTG_Single_ABMULCW7_L_BITTCR5_1N | 2.6
28 | CSC_1_GRAHAMSW_8_BARTON_8_1596_1599 | CTG_Single_ABMULCW7_L_BITTCR5_1N | 2.9
28 | CSC_1_ORAN1_8_BARTON_8_1571_1599 | CTG_Single_ABMULCW7_L_BITTCR5_1N | -3.8
28 | CSC_1_GRAHAMSW_8_GRAHAME_8_1596_1601 | CTG_Single_ABMULCW7_L_BITTCR5_1N | -2.8
28 | CSC_1_LEONSW_8_FLATCRK_T8_1624_1642 | CTG_Single_ABMULCW7_L_BITTCR5_1N | 3.3
28 | CSC_1_LINGLVLL_P8_STPHNVIL_8_1640_1641 | CTG_Single_ABMULCW7_L_BITTCR5_1N | 3
28 | CSC_1_LINGLVLL_P8_FLATCRK_T8_1640_1642 | CTG_Single_ABMULCW7_L_BITTCR5_1N | -3
28 | CSC_1_MURRY_P8_PAIP4B_1371_6169 | CTG_Single_ABMULCW7_L_BITTCR5_1N | -3.1
28 | CSC_1_ABMULCW7_L_BITTCR5_1N_6235_71050 | CTG_Single_ABMULCW7_L_BITTCR5_1N | 0
28 | CSC_1_OKLA7A_ABMULCW7_6100_6235 | CTG_Single_ABMULCW7_L_BITTCR5_1N | -4.1
28 | CSC_1_COMCHESS1_5_SARC7A_1440_6444 | CTG_Single_ABMULCW7_L_BITTCR5_1N | -16.4
28 | CSC_1_ABMULCE7_BLF_CRK7A_6230_60040 | CTG_Single_ABMULCW7_L_BITTCR5_1N | -9.5
29 | CSC_1_SWEETWTR_5 _LONCREK2_5 _1420_1439 | CTG_Single_ABMULCW7_OKLA7A | 13.6
29 | CSC_1_LONGCREK_5 _ABMULCE7 _1435_6230 | CTG_Single_ABMULCW7_OKLA7A | -19.1
29 | CSC_1_GRHAMSES1_5_BENBRK_5_1430_1873 | CTG_Single_ABMULCW7_OKLA7A | 16.9
29 | CSC_1_GRHAMSES1_5_PARKER_5_1430_1436 | CTG_Single_ABMULCW7_OKLA7A | 19.3
29 | CSC_1_TONKAWAWI_5_GRHAMSES1_5_1048_1430 | CTG_Single_ABMULCW7_OKLA7A | 15.3
29 | CSC_1_CHINAGRV_8_RADIUMMT_8_1318_1398 | CTG_Single_ABMULCW7_OKLA7A | 2
29 | CSC_1_MURRY_P8_GRHAMSES1_8_1371_1431 | CTG_Single_ABMULCW7_OKLA7A | 3.1
29 | CSC_1_WILLOWCK_5_JACKSBRO_5_1421_1429 | CTG_Single_ABMULCW7_OKLA7A | -15
29 | CSC_1_WILLOWCK_5_PARKER_5_1421_1436 | CTG_Single_ABMULCW7_OKLA7A | 12
29 | CSC_1_BOWMAN_5_FISHRDSS1_5_1422_1425 | CTG_Single_ABMULCW7_OKLA7A | -5.8
29 | CSC_1_BOWMAN_5_JACKSBRO_5_1422_1429 | CTG_Single_ABMULCW7_OKLA7A | 8.4
29 | CSC_1_BOWMAN_5_GRHAMSES1_5_1422_1430 | CTG_Single_ABMULCW7_OKLA7A | -2.7
29 | CSC_1_FISHRDSS1_5_OKLA7A_1425_6100 | CTG_Single_ABMULCW7_OKLA7A | -6.8
29 | CSC_1_W_DENT_5_JACKSBRO_5_988_1429 | CTG_Single_ABMULCW7_OKLA7A | -11.6
29 | CSC_1_MRGNCRK_5_SWEETWTR_5_1030_1420 | CTG_Single_ABMULCW7_OKLA7A | 11.9
29 | CSC_1_MRGNCRK_5_L_BITTCR5_1N_1030_71050 | CTG_Single_ABMULCW7_OKLA7A | 10.5
29 | CSC_1_JACKSBRO_5_GRHAMSES1_5_1429_1430 | CTG_Single_ABMULCW7_OKLA7A | -18.2
29 | CSC_1_GRHAMSES1_8_GRAHAME_8_1431_1601 | CTG_Single_ABMULCW7_OKLA7A | 2.8
29 | CSC_1_GRHAMSES1_5_LONGCREK_5_1430_1435 | CTG_Single_ABMULCW7_OKLA7A | -19.1
29 | CSC_1_PARKER_5_BENBRK_A_T5_1436_1869 | CTG_Single_ABMULCW7_OKLA7A | 8.2
29 | CSC_1_LONCREK2_5_COKFIELD_5_1439_1442 | CTG_Single_ABMULCW7_OKLA7A | 18.3
29 | CSC_1_COMCHESS1_5_COMCHPKW_5_1440_1900 | CTG_Single_ABMULCW7_OKLA7A | 16.1
29 | CSC_1_GRHAMSES1_5_COKFIELD_5_1430_1442 | CTG_Single_ABMULCW7_OKLA7A | -19.5
29 | CSC_1_LKAROWHD_8_NEWPRT_P8_1468_1470 | CTG_Single_ABMULCW7_OKLA7A | 2.5
29 | CSC_1_GRAHAMSW_8_BARTON_8_1596_1599 | CTG_Single_ABMULCW7_OKLA7A | 2.9
29 | CSC_1_ORAN1_8_BARTON_8_1571_1599 | CTG_Single_ABMULCW7_OKLA7A | -3.8
29 | CSC_1_GRAHAMSW_8_GRAHAME_8_1596_1601 | CTG_Single_ABMULCW7_OKLA7A | -2.8
29 | CSC_1_LEONSW_8_FLATCRK_T8_1624_1642 | CTG_Single_ABMULCW7_OKLA7A | 3.3
29 | CSC_1_LINGLVLL_P8_STPHNVIL_8_1640_1641 | CTG_Single_ABMULCW7_OKLA7A | 3
29 | CSC_1_LINGLVLL_P8_FLATCRK_T8_1640_1642 | CTG_Single_ABMULCW7_OKLA7A | -3
29 | CSC_1_MURRY_P8_PAIP4B_1371_6169 | CTG_Single_ABMULCW7_OKLA7A | -3.1
29 | CSC_1_ABMULCW7_L_BITTCR5_1N_6235_71050 | CTG_Single_ABMULCW7_OKLA7A | -14.2
29 | CSC_1_OKLA7A_ABMULCW7_6100_6235 | CTG_Single_ABMULCW7_OKLA7A | 0
29 | CSC_1_COMCHESS1_5_SARC7A_1440_6444 | CTG_Single_ABMULCW7_OKLA7A | -16.6
29 | CSC_1_ABMULCE7_BLF_CRK7A_6230_60040 | CTG_Single_ABMULCW7_OKLA7A | -4.6
30 | CSC_1_SWEETWTR_5 _LONCREK2_5 _1420_1439 | CTG_Single_SARC7A_COMCHESS1_5 | 15.4
30 | CSC_1_LONGCREK_5 _ABMULCE7 _1435_6230 | CTG_Single_SARC7A_COMCHESS1_5 | -21.4
30 | CSC_1_GRHAMSES1_5_BENBRK_5_1430_1873 | CTG_Single_SARC7A_COMCHESS1_5 | 19.9
30 | CSC_1_GRHAMSES1_5_PARKER_5_1430_1436 | CTG_Single_SARC7A_COMCHESS1_5 | 22.6
30 | CSC_1_TONKAWAWI_5_GRHAMSES1_5_1048_1430 | CTG_Single_SARC7A_COMCHESS1_5 | 17.1
30 | CSC_1_CHINAGRV_8_RADIUMMT_8_1318_1398 | CTG_Single_SARC7A_COMCHESS1_5 | 2.1
30 | CSC_1_MURRY_P8_GRHAMSES1_8_1371_1431 | CTG_Single_SARC7A_COMCHESS1_5 | 3.5
30 | CSC_1_WILLOWCK_5_JACKSBRO_5_1421_1429 | CTG_Single_SARC7A_COMCHESS1_5 | -18.2
30 | CSC_1_WILLOWCK_5_PARKER_5_1421_1436 | CTG_Single_SARC7A_COMCHESS1_5 | 15.2
30 | CSC_1_BOWMAN_5_FISHRDSS1_5_1422_1425 | CTG_Single_SARC7A_COMCHESS1_5 | -11.6
30 | CSC_1_BOWMAN_5_JACKSBRO_5_1422_1429 | CTG_Single_SARC7A_COMCHESS1_5 | 11.6
30 | CSC_1_BOWMAN_5_GRHAMSES1_5_1422_1430 | CTG_Single_SARC7A_COMCHESS1_5 | -0.4
30 | CSC_1_FISHRDSS1_5_OKLA7A_1425_6100 | CTG_Single_SARC7A_COMCHESS1_5 | -13.5
30 | CSC_1_W_DENT_5_JACKSBRO_5_988_1429 | CTG_Single_SARC7A_COMCHESS1_5 | -13.5
30 | CSC_1_MRGNCRK_5_SWEETWTR_5_1030_1420 | CTG_Single_SARC7A_COMCHESS1_5 | 13.7
30 | CSC_1_MRGNCRK_5_L_BITTCR5_1N_1030_71050 | CTG_Single_SARC7A_COMCHESS1_5 | 12.3
30 | CSC_1_JACKSBRO_5_GRHAMSES1_5_1429_1430 | CTG_Single_SARC7A_COMCHESS1_5 | -20.1
30 | CSC_1_GRHAMSES1_8_GRAHAME_8_1431_1601 | CTG_Single_SARC7A_COMCHESS1_5 | 3.3
30 | CSC_1_GRHAMSES1_5_LONGCREK_5_1430_1435 | CTG_Single_SARC7A_COMCHESS1_5 | -21.1
30 | CSC_1_PARKER_5_BENBRK_A_T5_1436_1869 | CTG_Single_SARC7A_COMCHESS1_5 | 9.9
30 | CSC_1_LONCREK2_5_COKFIELD_5_1439_1442 | CTG_Single_SARC7A_COMCHESS1_5 | 20.3
30 | CSC_1_COMCHESS1_5_COMCHPKW_5_1440_1900 | CTG_Single_SARC7A_COMCHESS1_5 | 3.4
30 | CSC_1_GRHAMSES1_5_COKFIELD_5_1430_1442 | CTG_Single_SARC7A_COMCHESS1_5 | -21.5
30 | CSC_1_LKAROWHD_8_NEWPRT_P8_1468_1470 | CTG_Single_SARC7A_COMCHESS1_5 | 3
30 | CSC_1_GRAHAMSW_8_BARTON_8_1596_1599 | CTG_Single_SARC7A_COMCHESS1_5 | 3.4
30 | CSC_1_ORAN1_8_BARTON_8_1571_1599 | CTG_Single_SARC7A_COMCHESS1_5 | -4.3
30 | CSC_1_GRAHAMSW_8_GRAHAME_8_1596_1601 | CTG_Single_SARC7A_COMCHESS1_5 | -3.3
30 | CSC_1_LEONSW_8_FLATCRK_T8_1624_1642 | CTG_Single_SARC7A_COMCHESS1_5 | 4.1
30 | CSC_1_LINGLVLL_P8_STPHNVIL_8_1640_1641 | CTG_Single_SARC7A_COMCHESS1_5 | 3.8
30 | CSC_1_LINGLVLL_P8_FLATCRK_T8_1640_1642 | CTG_Single_SARC7A_COMCHESS1_5 | -3.8
30 | CSC_1_MURRY_P8_PAIP4B_1371_6169 | CTG_Single_SARC7A_COMCHESS1_5 | -3.5
30 | CSC_1_ABMULCW7_L_BITTCR5_1N_6235_71050 | CTG_Single_SARC7A_COMCHESS1_5 | -16.1
30 | CSC_1_OKLA7A_ABMULCW7_6100_6235 | CTG_Single_SARC7A_COMCHESS1_5 | -7.2
30 | CSC_1_COMCHESS1_5_SARC7A_1440_6444 | CTG_Single_SARC7A_COMCHESS1_5 | 0
30 | CSC_1_ABMULCE7_BLF_CRK7A_6230_60040 | CTG_Single_SARC7A_COMCHESS1_5 | -12.1
31 | CSC_1_SWEETWTR_5 _LONCREK2_5 _1420_1439 | CTG_Single_BLF_CRK7A_ABMULCE7 | 14.3
31 | CSC_1_LONGCREK_5 _ABMULCE7 _1435_6230 | CTG_Single_BLF_CRK7A_ABMULCE7 | -13.8
31 | CSC_1_GRHAMSES1_5_BENBRK_5_1430_1873 | CTG_Single_BLF_CRK7A_ABMULCE7 | 16.4
31 | CSC_1_GRHAMSES1_5_PARKER_5_1430_1436 | CTG_Single_BLF_CRK7A_ABMULCE7 | 18.7
31 | CSC_1_TONKAWAWI_5_GRHAMSES1_5_1048_1430 | CTG_Single_BLF_CRK7A_ABMULCE7 | 14.9
31 | CSC_1_CHINAGRV_8_RADIUMMT_8_1318_1398 | CTG_Single_BLF_CRK7A_ABMULCE7 | 1.9
31 | CSC_1_MURRY_P8_GRHAMSES1_8_1371_1431 | CTG_Single_BLF_CRK7A_ABMULCE7 | 3
31 | CSC_1_WILLOWCK_5_JACKSBRO_5_1421_1429 | CTG_Single_BLF_CRK7A_ABMULCE7 | -15.1
31 | CSC_1_WILLOWCK_5_PARKER_5_1421_1436 | CTG_Single_BLF_CRK7A_ABMULCE7 | 12.1
31 | CSC_1_BOWMAN_5_FISHRDSS1_5_1422_1425 | CTG_Single_BLF_CRK7A_ABMULCE7 | -9.6
31 | CSC_1_BOWMAN_5_JACKSBRO_5_1422_1429 | CTG_Single_BLF_CRK7A_ABMULCE7 | 9.8
31 | CSC_1_BOWMAN_5_GRHAMSES1_5_1422_1430 | CTG_Single_BLF_CRK7A_ABMULCE7 | -0.4
31 | CSC_1_FISHRDSS1_5_OKLA7A_1425_6100 | CTG_Single_BLF_CRK7A_ABMULCE7 | -11.1
31 | CSC_1_W_DENT_5_JACKSBRO_5_988_1429 | CTG_Single_BLF_CRK7A_ABMULCE7 | -11.6
31 | CSC_1_MRGNCRK_5_SWEETWTR_5_1030_1420 | CTG_Single_BLF_CRK7A_ABMULCE7 | 12.6
31 | CSC_1_MRGNCRK_5_L_BITTCR5_1N_1030_71050 | CTG_Single_BLF_CRK7A_ABMULCE7 | 13.4
31 | CSC_1_JACKSBRO_5_GRHAMSES1_5_1429_1430 | CTG_Single_BLF_CRK7A_ABMULCE7 | -16.9
31 | CSC_1_GRHAMSES1_8_GRAHAME_8_1431_1601 | CTG_Single_BLF_CRK7A_ABMULCE7 | 2.8
31 | CSC_1_GRHAMSES1_5_LONGCREK_5_1430_1435 | CTG_Single_BLF_CRK7A_ABMULCE7 | -16.8
31 | CSC_1_PARKER_5_BENBRK_A_T5_1436_1869 | CTG_Single_BLF_CRK7A_ABMULCE7 | 8.2
31 | CSC_1_LONCREK2_5_COKFIELD_5_1439_1442 | CTG_Single_BLF_CRK7A_ABMULCE7 | 16
31 | CSC_1_COMCHESS1_5_COMCHPKW_5_1440_1900 | CTG_Single_BLF_CRK7A_ABMULCE7 | 16.8
31 | CSC_1_GRHAMSES1_5_COKFIELD_5_1430_1442 | CTG_Single_BLF_CRK7A_ABMULCE7 | -17.2
31 | CSC_1_LKAROWHD_8_NEWPRT_P8_1468_1470 | CTG_Single_BLF_CRK7A_ABMULCE7 | 2.6
31 | CSC_1_GRAHAMSW_8_BARTON_8_1596_1599 | CTG_Single_BLF_CRK7A_ABMULCE7 | 2.9
31 | CSC_1_ORAN1_8_BARTON_8_1571_1599 | CTG_Single_BLF_CRK7A_ABMULCE7 | -3.8
31 | CSC_1_GRAHAMSW_8_GRAHAME_8_1596_1601 | CTG_Single_BLF_CRK7A_ABMULCE7 | -2.8
31 | CSC_1_LEONSW_8_FLATCRK_T8_1624_1642 | CTG_Single_BLF_CRK7A_ABMULCE7 | 3.2
31 | CSC_1_LINGLVLL_P8_STPHNVIL_8_1640_1641 | CTG_Single_BLF_CRK7A_ABMULCE7 | 2.9
31 | CSC_1_LINGLVLL_P8_FLATCRK_T8_1640_1642 | CTG_Single_BLF_CRK7A_ABMULCE7 | -2.9
31 | CSC_1_MURRY_P8_PAIP4B_1371_6169 | CTG_Single_BLF_CRK7A_ABMULCE7 | -3
31 | CSC_1_ABMULCW7_L_BITTCR5_1N_6235_71050 | CTG_Single_BLF_CRK7A_ABMULCE7 | -17.1
31 | CSC_1_OKLA7A_ABMULCW7_6100_6235 | CTG_Single_BLF_CRK7A_ABMULCE7 | -4.9
31 | CSC_1_COMCHESS1_5_SARC7A_1440_6444 | CTG_Single_BLF_CRK7A_ABMULCE7 | -17.4
31 | CSC_1_ABMULCE7_BLF_CRK7A_6230_60040 | CTG_Single_BLF_CRK7A_ABMULCE7 | 0
32 | CSC_1_SWEETWTR_5 _LONCREK2_5 _1420_1439 | CTG_Single_SWEETWTR_5_LONCREK2_5 | 0
32 | CSC_1_LONGCREK_5 _ABMULCE7 _1435_6230 | CTG_Single_SWEETWTR_5_LONCREK2_5 | -24.7
32 | CSC_1_GRHAMSES1_5_BENBRK_5_1430_1873 | CTG_Single_SWEETWTR_5_LONCREK2_5 | 16.4
32 | CSC_1_GRHAMSES1_5_PARKER_5_1430_1436 | CTG_Single_SWEETWTR_5_LONCREK2_5 | 18.7
32 | CSC_1_TONKAWAWI_5_GRHAMSES1_5_1048_1430 | CTG_Single_SWEETWTR_5_LONCREK2_5 | 17.4
32 | CSC_1_CHINAGRV_8_RADIUMMT_8_1318_1398 | CTG_Single_SWEETWTR_5_LONCREK2_5 | 2.2
32 | CSC_1_MURRY_P8_GRHAMSES1_8_1371_1431 | CTG_Single_SWEETWTR_5_LONCREK2_5 | 3.3
32 | CSC_1_WILLOWCK_5_JACKSBRO_5_1421_1429 | CTG_Single_SWEETWTR_5_LONCREK2_5 | -15.2
32 | CSC_1_WILLOWCK_5_PARKER_5_1421_1436 | CTG_Single_SWEETWTR_5_LONCREK2_5 | 12.2
32 | CSC_1_BOWMAN_5_FISHRDSS1_5_1422_1425 | CTG_Single_SWEETWTR_5_LONCREK2_5 | -10.3
32 | CSC_1_BOWMAN_5_JACKSBRO_5_1422_1429 | CTG_Single_SWEETWTR_5_LONCREK2_5 | 10.1
32 | CSC_1_BOWMAN_5_GRHAMSES1_5_1422_1430 | CTG_Single_SWEETWTR_5_LONCREK2_5 | 0
32 | CSC_1_FISHRDSS1_5_OKLA7A_1425_6100 | CTG_Single_SWEETWTR_5_LONCREK2_5 | -11.9
32 | CSC_1_W_DENT_5_JACKSBRO_5_988_1429 | CTG_Single_SWEETWTR_5_LONCREK2_5 | -11.6
32 | CSC_1_MRGNCRK_5_SWEETWTR_5_1030_1420 | CTG_Single_SWEETWTR_5_LONCREK2_5 | -1.7
32 | CSC_1_MRGNCRK_5_L_BITTCR5_1N_1030_71050 | CTG_Single_SWEETWTR_5_LONCREK2_5 | 17.6
32 | CSC_1_JACKSBRO_5_GRHAMSES1_5_1429_1430 | CTG_Single_SWEETWTR_5_LONCREK2_5 | -16.8
32 | CSC_1_GRHAMSES1_8_GRAHAME_8_1431_1601 | CTG_Single_SWEETWTR_5_LONCREK2_5 | 2.8
32 | CSC_1_GRHAMSES1_5_LONGCREK_5_1430_1435 | CTG_Single_SWEETWTR_5_LONCREK2_5 | -15.1
32 | CSC_1_PARKER_5_BENBRK_A_T5_1436_1869 | CTG_Single_SWEETWTR_5_LONCREK2_5 | 8.2
32 | CSC_1_LONCREK2_5_COKFIELD_5_1439_1442 | CTG_Single_SWEETWTR_5_LONCREK2_5 | 14.3
32 | CSC_1_COMCHESS1_5_COMCHPKW_5_1440_1900 | CTG_Single_SWEETWTR_5_LONCREK2_5 | 16.4
32 | CSC_1_GRHAMSES1_5_COKFIELD_5_1430_1442 | CTG_Single_SWEETWTR_5_LONCREK2_5 | -15.5
32 | CSC_1_LKAROWHD_8_NEWPRT_P8_1468_1470 | CTG_Single_SWEETWTR_5_LONCREK2_5 | 2.6
32 | CSC_1_GRAHAMSW_8_BARTON_8_1596_1599 | CTG_Single_SWEETWTR_5_LONCREK2_5 | 2.9
32 | CSC_1_ORAN1_8_BARTON_8_1571_1599 | CTG_Single_SWEETWTR_5_LONCREK2_5 | -3.8
32 | CSC_1_GRAHAMSW_8_GRAHAME_8_1596_1601 | CTG_Single_SWEETWTR_5_LONCREK2_5 | -2.8
32 | CSC_1_LEONSW_8_FLATCRK_T8_1624_1642 | CTG_Single_SWEETWTR_5_LONCREK2_5 | 3.3
32 | CSC_1_LINGLVLL_P8_STPHNVIL_8_1640_1641 | CTG_Single_SWEETWTR_5_LONCREK2_5 | 3
32 | CSC_1_LINGLVLL_P8_FLATCRK_T8_1640_1642 | CTG_Single_SWEETWTR_5_LONCREK2_5 | -3
32 | CSC_1_MURRY_P8_PAIP4B_1371_6169 | CTG_Single_SWEETWTR_5_LONCREK2_5 | -3.3
32 | CSC_1_ABMULCW7_L_BITTCR5_1N_6235_71050 | CTG_Single_SWEETWTR_5_LONCREK2_5 | -21.3
32 | CSC_1_OKLA7A_ABMULCW7_6100_6235 | CTG_Single_SWEETWTR_5_LONCREK2_5 | -5.5
32 | CSC_1_COMCHESS1_5_SARC7A_1440_6444 | CTG_Single_SWEETWTR_5_LONCREK2_5 | -16.9
32 | CSC_1_ABMULCE7_BLF_CRK7A_6230_60040 | CTG_Single_SWEETWTR_5_LONCREK2_5 | -7.3
33 | CSC_1_SWEETWTR_5 _LONCREK2_5 _1420_1439 | CTG_Single_ABMULCE7_LONGCREK_5 | 20
33 | CSC_1_LONGCREK_5 _ABMULCE7 _1435_6230 | CTG_Single_ABMULCE7_LONGCREK_5 | 0
33 | CSC_1_GRHAMSES1_5_BENBRK_5_1430_1873 | CTG_Single_ABMULCE7_LONGCREK_5 | 15.8
33 | CSC_1_GRHAMSES1_5_PARKER_5_1430_1436 | CTG_Single_ABMULCE7_LONGCREK_5 | 17.9
33 | CSC_1_TONKAWAWI_5_GRHAMSES1_5_1048_1430 | CTG_Single_ABMULCE7_LONGCREK_5 | 16.7
33 | CSC_1_CHINAGRV_8_RADIUMMT_8_1318_1398 | CTG_Single_ABMULCE7_LONGCREK_5 | 1.8
33 | CSC_1_MURRY_P8_GRHAMSES1_8_1371_1431 | CTG_Single_ABMULCE7_LONGCREK_5 | 3.6
33 | CSC_1_WILLOWCK_5_JACKSBRO_5_1421_1429 | CTG_Single_ABMULCE7_LONGCREK_5 | -15.1
33 | CSC_1_WILLOWCK_5_PARKER_5_1421_1436 | CTG_Single_ABMULCE7_LONGCREK_5 | 12.1
33 | CSC_1_BOWMAN_5_FISHRDSS1_5_1422_1425 | CTG_Single_ABMULCE7_LONGCREK_5 | -13.2
33 | CSC_1_BOWMAN_5_JACKSBRO_5_1422_1429 | CTG_Single_ABMULCE7_LONGCREK_5 | 11.1
33 | CSC_1_BOWMAN_5_GRHAMSES1_5_1422_1430 | CTG_Single_ABMULCE7_LONGCREK_5 | 2
33 | CSC_1_FISHRDSS1_5_OKLA7A_1425_6100 | CTG_Single_ABMULCE7_LONGCREK_5 | -15.1
33 | CSC_1_W_DENT_5_JACKSBRO_5_988_1429 | CTG_Single_ABMULCE7_LONGCREK_5 | -11.5
33 | CSC_1_MRGNCRK_5_SWEETWTR_5_1030_1420 | CTG_Single_ABMULCE7_LONGCREK_5 | 18.3
33 | CSC_1_MRGNCRK_5_L_BITTCR5_1N_1030_71050 | CTG_Single_ABMULCE7_LONGCREK_5 | 4.8
33 | CSC_1_JACKSBRO_5_GRHAMSES1_5_1429_1430 | CTG_Single_ABMULCE7_LONGCREK_5 | -15.5
33 | CSC_1_GRHAMSES1_8_GRAHAME_8_1431_1601 | CTG_Single_ABMULCE7_LONGCREK_5 | 2.8
33 | CSC_1_GRHAMSES1_5_LONGCREK_5_1430_1435 | CTG_Single_ABMULCE7_LONGCREK_5 | -12.8
33 | CSC_1_PARKER_5_BENBRK_A_T5_1436_1869 | CTG_Single_ABMULCE7_LONGCREK_5 | 8
33 | CSC_1_LONCREK2_5_COKFIELD_5_1439_1442 | CTG_Single_ABMULCE7_LONGCREK_5 | 11.9
33 | CSC_1_COMCHESS1_5_COMCHPKW_5_1440_1900 | CTG_Single_ABMULCE7_LONGCREK_5 | 17.5
33 | CSC_1_GRHAMSES1_5_COKFIELD_5_1430_1442 | CTG_Single_ABMULCE7_LONGCREK_5 | -13.2
33 | CSC_1_LKAROWHD_8_NEWPRT_P8_1468_1470 | CTG_Single_ABMULCE7_LONGCREK_5 | 2.7
33 | CSC_1_GRAHAMSW_8_BARTON_8_1596_1599 | CTG_Single_ABMULCE7_LONGCREK_5 | 2.9
33 | CSC_1_ORAN1_8_BARTON_8_1571_1599 | CTG_Single_ABMULCE7_LONGCREK_5 | -3.8
33 | CSC_1_GRAHAMSW_8_GRAHAME_8_1596_1601 | CTG_Single_ABMULCE7_LONGCREK_5 | -2.8
33 | CSC_1_LEONSW_8_FLATCRK_T8_1624_1642 | CTG_Single_ABMULCE7_LONGCREK_5 | 3.4
33 | CSC_1_LINGLVLL_P8_STPHNVIL_8_1640_1641 | CTG_Single_ABMULCE7_LONGCREK_5 | 3.2
33 | CSC_1_LINGLVLL_P8_FLATCRK_T8_1640_1642 | CTG_Single_ABMULCE7_LONGCREK_5 | -3.2
33 | CSC_1_MURRY_P8_PAIP4B_1371_6169 | CTG_Single_ABMULCE7_LONGCREK_5 | -3.6
33 | CSC_1_ABMULCW7_L_BITTCR5_1N_6235_71050 | CTG_Single_ABMULCE7_LONGCREK_5 | -8.5
33 | CSC_1_OKLA7A_ABMULCW7_6100_6235 | CTG_Single_ABMULCE7_LONGCREK_5 | -8.8
33 | CSC_1_COMCHESS1_5_SARC7A_1440_6444 | CTG_Single_ABMULCE7_LONGCREK_5 | -17.9
33 | CSC_1_ABMULCE7_BLF_CRK7A_6230_60040 | CTG_Single_ABMULCE7_LONGCREK_5 | -1.4
34 | CSC_1_SWEETWTR_5 _LONCREK2_5 _1420_1439 | CTG_double_MRGNCRK_5_SWEETWTR_5_AND_MRGNCRK_5_L_BITTCR5_1N | 1.7
34 | CSC_1_LONGCREK_5 _ABMULCE7 _1435_6230 | CTG_double_MRGNCRK_5_SWEETWTR_5_AND_MRGNCRK_5_L_BITTCR5_1N | -17.7
34 | CSC_1_GRHAMSES1_5_BENBRK_5_1430_1873 | CTG_double_MRGNCRK_5_SWEETWTR_5_AND_MRGNCRK_5_L_BITTCR5_1N | 16.1
34 | CSC_1_GRHAMSES1_5_PARKER_5_1430_1436 | CTG_double_MRGNCRK_5_SWEETWTR_5_AND_MRGNCRK_5_L_BITTCR5_1N | 18.3
34 | CSC_1_TONKAWAWI_5_GRHAMSES1_5_1048_1430 | CTG_double_MRGNCRK_5_SWEETWTR_5_AND_MRGNCRK_5_L_BITTCR5_1N | 22.2
34 | CSC_1_CHINAGRV_8_RADIUMMT_8_1318_1398 | CTG_double_MRGNCRK_5_SWEETWTR_5_AND_MRGNCRK_5_L_BITTCR5_1N | 3
34 | CSC_1_MURRY_P8_GRHAMSES1_8_1371_1431 | CTG_double_MRGNCRK_5_SWEETWTR_5_AND_MRGNCRK_5_L_BITTCR5_1N | 3.5
34 | CSC_1_WILLOWCK_5_JACKSBRO_5_1421_1429 | CTG_double_MRGNCRK_5_SWEETWTR_5_AND_MRGNCRK_5_L_BITTCR5_1N | -14.8
34 | CSC_1_WILLOWCK_5_PARKER_5_1421_1436 | CTG_double_MRGNCRK_5_SWEETWTR_5_AND_MRGNCRK_5_L_BITTCR5_1N | 11.8
34 | CSC_1_BOWMAN_5_FISHRDSS1_5_1422_1425 | CTG_double_MRGNCRK_5_SWEETWTR_5_AND_MRGNCRK_5_L_BITTCR5_1N | -9.1
34 | CSC_1_BOWMAN_5_JACKSBRO_5_1422_1429 | CTG_double_MRGNCRK_5_SWEETWTR_5_AND_MRGNCRK_5_L_BITTCR5_1N | 9.6
34 | CSC_1_BOWMAN_5_GRHAMSES1_5_1422_1430 | CTG_double_MRGNCRK_5_SWEETWTR_5_AND_MRGNCRK_5_L_BITTCR5_1N | -0.5
34 | CSC_1_FISHRDSS1_5_OKLA7A_1425_6100 | CTG_double_MRGNCRK_5_SWEETWTR_5_AND_MRGNCRK_5_L_BITTCR5_1N | -10.5
34 | CSC_1_W_DENT_5_JACKSBRO_5_988_1429 | CTG_double_MRGNCRK_5_SWEETWTR_5_AND_MRGNCRK_5_L_BITTCR5_1N | -11.4
34 | CSC_1_MRGNCRK_5_SWEETWTR_5_1030_1420 | CTG_double_MRGNCRK_5_SWEETWTR_5_AND_MRGNCRK_5_L_BITTCR5_1N | 0
34 | CSC_1_MRGNCRK_5_L_BITTCR5_1N_1030_71050 | CTG_double_MRGNCRK_5_SWEETWTR_5_AND_MRGNCRK_5_L_BITTCR5_1N | 0
34 | CSC_1_JACKSBRO_5_GRHAMSES1_5_1429_1430 | CTG_double_MRGNCRK_5_SWEETWTR_5_AND_MRGNCRK_5_L_BITTCR5_1N | -16.7
34 | CSC_1_GRHAMSES1_8_GRAHAME_8_1431_1601 | CTG_double_MRGNCRK_5_SWEETWTR_5_AND_MRGNCRK_5_L_BITTCR5_1N | 2.8
34 | CSC_1_GRHAMSES1_5_LONGCREK_5_1430_1435 | CTG_double_MRGNCRK_5_SWEETWTR_5_AND_MRGNCRK_5_L_BITTCR5_1N | -12.5
34 | CSC_1_PARKER_5_BENBRK_A_T5_1436_1869 | CTG_double_MRGNCRK_5_SWEETWTR_5_AND_MRGNCRK_5_L_BITTCR5_1N | 8
34 | CSC_1_LONCREK2_5_COKFIELD_5_1439_1442 | CTG_double_MRGNCRK_5_SWEETWTR_5_AND_MRGNCRK_5_L_BITTCR5_1N | 11.6
34 | CSC_1_COMCHESS1_5_COMCHPKW_5_1440_1900 | CTG_double_MRGNCRK_5_SWEETWTR_5_AND_MRGNCRK_5_L_BITTCR5_1N | 17.3
34 | CSC_1_GRHAMSES1_5_COKFIELD_5_1430_1442 | CTG_double_MRGNCRK_5_SWEETWTR_5_AND_MRGNCRK_5_L_BITTCR5_1N | -12.8
34 | CSC_1_LKAROWHD_8_NEWPRT_P8_1468_1470 | CTG_double_MRGNCRK_5_SWEETWTR_5_AND_MRGNCRK_5_L_BITTCR5_1N | 2.6
34 | CSC_1_GRAHAMSW_8_BARTON_8_1596_1599 | CTG_double_MRGNCRK_5_SWEETWTR_5_AND_MRGNCRK_5_L_BITTCR5_1N | 2.9
34 | CSC_1_ORAN1_8_BARTON_8_1571_1599 | CTG_double_MRGNCRK_5_SWEETWTR_5_AND_MRGNCRK_5_L_BITTCR5_1N | -3.8
34 | CSC_1_GRAHAMSW_8_GRAHAME_8_1596_1601 | CTG_double_MRGNCRK_5_SWEETWTR_5_AND_MRGNCRK_5_L_BITTCR5_1N | -2.8
34 | CSC_1_LEONSW_8_FLATCRK_T8_1624_1642 | CTG_double_MRGNCRK_5_SWEETWTR_5_AND_MRGNCRK_5_L_BITTCR5_1N | 3.3
34 | CSC_1_LINGLVLL_P8_STPHNVIL_8_1640_1641 | CTG_double_MRGNCRK_5_SWEETWTR_5_AND_MRGNCRK_5_L_BITTCR5_1N | 3
34 | CSC_1_LINGLVLL_P8_FLATCRK_T8_1640_1642 | CTG_double_MRGNCRK_5_SWEETWTR_5_AND_MRGNCRK_5_L_BITTCR5_1N | -3
34 | CSC_1_MURRY_P8_PAIP4B_1371_6169 | CTG_double_MRGNCRK_5_SWEETWTR_5_AND_MRGNCRK_5_L_BITTCR5_1N | -3.5
34 | CSC_1_ABMULCW7_L_BITTCR5_1N_6235_71050 | CTG_double_MRGNCRK_5_SWEETWTR_5_AND_MRGNCRK_5_L_BITTCR5_1N | -3.7
34 | CSC_1_OKLA7A_ABMULCW7_6100_6235 | CTG_double_MRGNCRK_5_SWEETWTR_5_AND_MRGNCRK_5_L_BITTCR5_1N | -3.8
34 | CSC_1_COMCHESS1_5_SARC7A_1440_6444 | CTG_double_MRGNCRK_5_SWEETWTR_5_AND_MRGNCRK_5_L_BITTCR5_1N | -17.8
34 | CSC_1_ABMULCE7_BLF_CRK7A_6230_60040 | CTG_double_MRGNCRK_5_SWEETWTR_5_AND_MRGNCRK_5_L_BITTCR5_1N | -13.6
35 | CSC_1_SWEETWTR_5 _LONCREK2_5 _1420_1439 | CTG_double_MRGNCRK_5_SWEETWTR_5_AND_ABMULCW7_L_BITTCR5_1N | 1.7
35 | CSC_1_LONGCREK_5 _ABMULCE7 _1435_6230 | CTG_double_MRGNCRK_5_SWEETWTR_5_AND_ABMULCW7_L_BITTCR5_1N | -16.4
35 | CSC_1_GRHAMSES1_5_BENBRK_5_1430_1873 | CTG_double_MRGNCRK_5_SWEETWTR_5_AND_ABMULCW7_L_BITTCR5_1N | 16
35 | CSC_1_GRHAMSES1_5_PARKER_5_1430_1436 | CTG_double_MRGNCRK_5_SWEETWTR_5_AND_ABMULCW7_L_BITTCR5_1N | 18.2
35 | CSC_1_TONKAWAWI_5_GRHAMSES1_5_1048_1430 | CTG_double_MRGNCRK_5_SWEETWTR_5_AND_ABMULCW7_L_BITTCR5_1N | 23.4
35 | CSC_1_CHINAGRV_8_RADIUMMT_8_1318_1398 | CTG_double_MRGNCRK_5_SWEETWTR_5_AND_ABMULCW7_L_BITTCR5_1N | 3.2
35 | CSC_1_MURRY_P8_GRHAMSES1_8_1371_1431 | CTG_double_MRGNCRK_5_SWEETWTR_5_AND_ABMULCW7_L_BITTCR5_1N | 3.6
35 | CSC_1_WILLOWCK_5_JACKSBRO_5_1421_1429 | CTG_double_MRGNCRK_5_SWEETWTR_5_AND_ABMULCW7_L_BITTCR5_1N | -14.7
35 | CSC_1_WILLOWCK_5_PARKER_5_1421_1436 | CTG_double_MRGNCRK_5_SWEETWTR_5_AND_ABMULCW7_L_BITTCR5_1N | 11.7
35 | CSC_1_BOWMAN_5_FISHRDSS1_5_1422_1425 | CTG_double_MRGNCRK_5_SWEETWTR_5_AND_ABMULCW7_L_BITTCR5_1N | -8.9
35 | CSC_1_BOWMAN_5_JACKSBRO_5_1422_1429 | CTG_double_MRGNCRK_5_SWEETWTR_5_AND_ABMULCW7_L_BITTCR5_1N | 9.4
35 | CSC_1_BOWMAN_5_GRHAMSES1_5_1422_1430 | CTG_double_MRGNCRK_5_SWEETWTR_5_AND_ABMULCW7_L_BITTCR5_1N | -0.6
35 | CSC_1_FISHRDSS1_5_OKLA7A_1425_6100 | CTG_double_MRGNCRK_5_SWEETWTR_5_AND_ABMULCW7_L_BITTCR5_1N | -10.2
35 | CSC_1_W_DENT_5_JACKSBRO_5_988_1429 | CTG_double_MRGNCRK_5_SWEETWTR_5_AND_ABMULCW7_L_BITTCR5_1N | -11.3
35 | CSC_1_MRGNCRK_5_SWEETWTR_5_1030_1420 | CTG_double_MRGNCRK_5_SWEETWTR_5_AND_ABMULCW7_L_BITTCR5_1N | 0
35 | CSC_1_MRGNCRK_5_L_BITTCR5_1N_1030_71050 | CTG_double_MRGNCRK_5_SWEETWTR_5_AND_ABMULCW7_L_BITTCR5_1N | -3.7
35 | CSC_1_JACKSBRO_5_GRHAMSES1_5_1429_1430 | CTG_double_MRGNCRK_5_SWEETWTR_5_AND_ABMULCW7_L_BITTCR5_1N | -16.6
35 | CSC_1_GRHAMSES1_8_GRAHAME_8_1431_1601 | CTG_double_MRGNCRK_5_SWEETWTR_5_AND_ABMULCW7_L_BITTCR5_1N | 2.8
35 | CSC_1_GRHAMSES1_5_LONGCREK_5_1430_1435 | CTG_double_MRGNCRK_5_SWEETWTR_5_AND_ABMULCW7_L_BITTCR5_1N | -11.9
35 | CSC_1_PARKER_5_BENBRK_A_T5_1436_1869 | CTG_double_MRGNCRK_5_SWEETWTR_5_AND_ABMULCW7_L_BITTCR5_1N | 7.9
35 | CSC_1_LONCREK2_5_COKFIELD_5_1439_1442 | CTG_double_MRGNCRK_5_SWEETWTR_5_AND_ABMULCW7_L_BITTCR5_1N | 11
35 | CSC_1_COMCHESS1_5_COMCHPKW_5_1440_1900 | CTG_double_MRGNCRK_5_SWEETWTR_5_AND_ABMULCW7_L_BITTCR5_1N | 17.5
35 | CSC_1_GRHAMSES1_5_COKFIELD_5_1430_1442 | CTG_double_MRGNCRK_5_SWEETWTR_5_AND_ABMULCW7_L_BITTCR5_1N | -12.2
35 | CSC_1_LKAROWHD_8_NEWPRT_P8_1468_1470 | CTG_double_MRGNCRK_5_SWEETWTR_5_AND_ABMULCW7_L_BITTCR5_1N | 2.6
35 | CSC_1_GRAHAMSW_8_BARTON_8_1596_1599 | CTG_double_MRGNCRK_5_SWEETWTR_5_AND_ABMULCW7_L_BITTCR5_1N | 2.9
35 | CSC_1_ORAN1_8_BARTON_8_1571_1599 | CTG_double_MRGNCRK_5_SWEETWTR_5_AND_ABMULCW7_L_BITTCR5_1N | -3.8
35 | CSC_1_GRAHAMSW_8_GRAHAME_8_1596_1601 | CTG_double_MRGNCRK_5_SWEETWTR_5_AND_ABMULCW7_L_BITTCR5_1N | -2.8
35 | CSC_1_LEONSW_8_FLATCRK_T8_1624_1642 | CTG_double_MRGNCRK_5_SWEETWTR_5_AND_ABMULCW7_L_BITTCR5_1N | 3.3
35 | CSC_1_LINGLVLL_P8_STPHNVIL_8_1640_1641 | CTG_double_MRGNCRK_5_SWEETWTR_5_AND_ABMULCW7_L_BITTCR5_1N | 3
35 | CSC_1_LINGLVLL_P8_FLATCRK_T8_1640_1642 | CTG_double_MRGNCRK_5_SWEETWTR_5_AND_ABMULCW7_L_BITTCR5_1N | -3
35 | CSC_1_MURRY_P8_PAIP4B_1371_6169 | CTG_double_MRGNCRK_5_SWEETWTR_5_AND_ABMULCW7_L_BITTCR5_1N | -3.6
35 | CSC_1_ABMULCW7_L_BITTCR5_1N_6235_71050 | CTG_double_MRGNCRK_5_SWEETWTR_5_AND_ABMULCW7_L_BITTCR5_1N | 0
35 | CSC_1_OKLA7A_ABMULCW7_6100_6235 | CTG_double_MRGNCRK_5_SWEETWTR_5_AND_ABMULCW7_L_BITTCR5_1N | -3.4
35 | CSC_1_COMCHESS1_5_SARC7A_1440_6444 | CTG_double_MRGNCRK_5_SWEETWTR_5_AND_ABMULCW7_L_BITTCR5_1N | -18.1
35 | CSC_1_ABMULCE7_BLF_CRK7A_6230_60040 | CTG_double_MRGNCRK_5_SWEETWTR_5_AND_ABMULCW7_L_BITTCR5_1N | -15.1
36 | CSC_1_SWEETWTR_5 _LONCREK2_5 _1420_1439 | CTG_double_MRGNCRK_5_L_BITTCR5_1N_AND_SWEETWTR_5_LONCREK2_5 | 0
36 | CSC_1_LONGCREK_5 _ABMULCE7 _1435_6230 | CTG_double_MRGNCRK_5_L_BITTCR5_1N_AND_SWEETWTR_5_LONCREK2_5 | -18.5
36 | CSC_1_GRHAMSES1_5_BENBRK_5_1430_1873 | CTG_double_MRGNCRK_5_L_BITTCR5_1N_AND_SWEETWTR_5_LONCREK2_5 | 16
36 | CSC_1_GRHAMSES1_5_PARKER_5_1430_1436 | CTG_double_MRGNCRK_5_L_BITTCR5_1N_AND_SWEETWTR_5_LONCREK2_5 | 18.3
36 | CSC_1_TONKAWAWI_5_GRHAMSES1_5_1048_1430 | CTG_double_MRGNCRK_5_L_BITTCR5_1N_AND_SWEETWTR_5_LONCREK2_5 | 22.8
36 | CSC_1_CHINAGRV_8_RADIUMMT_8_1318_1398 | CTG_double_MRGNCRK_5_L_BITTCR5_1N_AND_SWEETWTR_5_LONCREK2_5 | 3.1
36 | CSC_1_MURRY_P8_GRHAMSES1_8_1371_1431 | CTG_double_MRGNCRK_5_L_BITTCR5_1N_AND_SWEETWTR_5_LONCREK2_5 | 3.6
36 | CSC_1_WILLOWCK_5_JACKSBRO_5_1421_1429 | CTG_double_MRGNCRK_5_L_BITTCR5_1N_AND_SWEETWTR_5_LONCREK2_5 | -14.8
36 | CSC_1_WILLOWCK_5_PARKER_5_1421_1436 | CTG_double_MRGNCRK_5_L_BITTCR5_1N_AND_SWEETWTR_5_LONCREK2_5 | 11.8
36 | CSC_1_BOWMAN_5_FISHRDSS1_5_1422_1425 | CTG_double_MRGNCRK_5_L_BITTCR5_1N_AND_SWEETWTR_5_LONCREK2_5 | -9.1
36 | CSC_1_BOWMAN_5_JACKSBRO_5_1422_1429 | CTG_double_MRGNCRK_5_L_BITTCR5_1N_AND_SWEETWTR_5_LONCREK2_5 | 9.5
36 | CSC_1_BOWMAN_5_GRHAMSES1_5_1422_1430 | CTG_double_MRGNCRK_5_L_BITTCR5_1N_AND_SWEETWTR_5_LONCREK2_5 | -0.4
36 | CSC_1_FISHRDSS1_5_OKLA7A_1425_6100 | CTG_double_MRGNCRK_5_L_BITTCR5_1N_AND_SWEETWTR_5_LONCREK2_5 | -10.5
36 | CSC_1_W_DENT_5_JACKSBRO_5_988_1429 | CTG_double_MRGNCRK_5_L_BITTCR5_1N_AND_SWEETWTR_5_LONCREK2_5 | -11.3
36 | CSC_1_MRGNCRK_5_SWEETWTR_5_1030_1420 | CTG_double_MRGNCRK_5_L_BITTCR5_1N_AND_SWEETWTR_5_LONCREK2_5 | -1.7
36 | CSC_1_MRGNCRK_5_L_BITTCR5_1N_1030_71050 | CTG_double_MRGNCRK_5_L_BITTCR5_1N_AND_SWEETWTR_5_LONCREK2_5 | 0
36 | CSC_1_JACKSBRO_5_GRHAMSES1_5_1429_1430 | CTG_double_MRGNCRK_5_L_BITTCR5_1N_AND_SWEETWTR_5_LONCREK2_5 | -16.6
36 | CSC_1_GRHAMSES1_8_GRAHAME_8_1431_1601 | CTG_double_MRGNCRK_5_L_BITTCR5_1N_AND_SWEETWTR_5_LONCREK2_5 | 2.8
36 | CSC_1_GRHAMSES1_5_LONGCREK_5_1430_1435 | CTG_double_MRGNCRK_5_L_BITTCR5_1N_AND_SWEETWTR_5_LONCREK2_5 | -12.1
36 | CSC_1_PARKER_5_BENBRK_A_T5_1436_1869 | CTG_double_MRGNCRK_5_L_BITTCR5_1N_AND_SWEETWTR_5_LONCREK2_5 | 7.9
36 | CSC_1_LONCREK2_5_COKFIELD_5_1439_1442 | CTG_double_MRGNCRK_5_L_BITTCR5_1N_AND_SWEETWTR_5_LONCREK2_5 | 11.2
36 | CSC_1_COMCHESS1_5_COMCHPKW_5_1440_1900 | CTG_double_MRGNCRK_5_L_BITTCR5_1N_AND_SWEETWTR_5_LONCREK2_5 | 17.4
36 | CSC_1_GRHAMSES1_5_COKFIELD_5_1430_1442 | CTG_double_MRGNCRK_5_L_BITTCR5_1N_AND_SWEETWTR_5_LONCREK2_5 | -12.4
36 | CSC_1_LKAROWHD_8_NEWPRT_P8_1468_1470 | CTG_double_MRGNCRK_5_L_BITTCR5_1N_AND_SWEETWTR_5_LONCREK2_5 | 2.6
36 | CSC_1_GRAHAMSW_8_BARTON_8_1596_1599 | CTG_double_MRGNCRK_5_L_BITTCR5_1N_AND_SWEETWTR_5_LONCREK2_5 | 2.9
36 | CSC_1_ORAN1_8_BARTON_8_1571_1599 | CTG_double_MRGNCRK_5_L_BITTCR5_1N_AND_SWEETWTR_5_LONCREK2_5 | -3.8
36 | CSC_1_GRAHAMSW_8_GRAHAME_8_1596_1601 | CTG_double_MRGNCRK_5_L_BITTCR5_1N_AND_SWEETWTR_5_LONCREK2_5 | -2.8
36 | CSC_1_LEONSW_8_FLATCRK_T8_1624_1642 | CTG_double_MRGNCRK_5_L_BITTCR5_1N_AND_SWEETWTR_5_LONCREK2_5 | 3.3
36 | CSC_1_LINGLVLL_P8_STPHNVIL_8_1640_1641 | CTG_double_MRGNCRK_5_L_BITTCR5_1N_AND_SWEETWTR_5_LONCREK2_5 | 3
36 | CSC_1_LINGLVLL_P8_FLATCRK_T8_1640_1642 | CTG_double_MRGNCRK_5_L_BITTCR5_1N_AND_SWEETWTR_5_LONCREK2_5 | -3
36 | CSC_1_MURRY_P8_PAIP4B_1371_6169 | CTG_double_MRGNCRK_5_L_BITTCR5_1N_AND_SWEETWTR_5_LONCREK2_5 | -3.6
36 | CSC_1_ABMULCW7_L_BITTCR5_1N_6235_71050 | CTG_double_MRGNCRK_5_L_BITTCR5_1N_AND_SWEETWTR_5_LONCREK2_5 | -3.7
36 | CSC_1_OKLA7A_ABMULCW7_6100_6235 | CTG_double_MRGNCRK_5_L_BITTCR5_1N_AND_SWEETWTR_5_LONCREK2_5 | -3.8
36 | CSC_1_COMCHESS1_5_SARC7A_1440_6444 | CTG_double_MRGNCRK_5_L_BITTCR5_1N_AND_SWEETWTR_5_LONCREK2_5 | -18
36 | CSC_1_ABMULCE7_BLF_CRK7A_6230_60040 | CTG_double_MRGNCRK_5_L_BITTCR5_1N_AND_SWEETWTR_5_LONCREK2_5 | -14.2
37 | CSC_1_SWEETWTR_5 _LONCREK2_5 _1420_1439 | CTG_double_BOWMAN_5_FISHRDSS1_5_AND_FISHRDSS1_5_OKLA7A | 13.9
37 | CSC_1_LONGCREK_5 _ABMULCE7 _1435_6230 | CTG_double_BOWMAN_5_FISHRDSS1_5_AND_FISHRDSS1_5_OKLA7A | -22.4
37 | CSC_1_GRHAMSES1_5_BENBRK_5_1430_1873 | CTG_double_BOWMAN_5_FISHRDSS1_5_AND_FISHRDSS1_5_OKLA7A | 16.9
37 | CSC_1_GRHAMSES1_5_PARKER_5_1430_1436 | CTG_double_BOWMAN_5_FISHRDSS1_5_AND_FISHRDSS1_5_OKLA7A | 19.3
37 | CSC_1_TONKAWAWI_5_GRHAMSES1_5_1048_1430 | CTG_double_BOWMAN_5_FISHRDSS1_5_AND_FISHRDSS1_5_OKLA7A | 16.1
37 | CSC_1_CHINAGRV_8_RADIUMMT_8_1318_1398 | CTG_double_BOWMAN_5_FISHRDSS1_5_AND_FISHRDSS1_5_OKLA7A | 1.7
37 | CSC_1_MURRY_P8_GRHAMSES1_8_1371_1431 | CTG_double_BOWMAN_5_FISHRDSS1_5_AND_FISHRDSS1_5_OKLA7A | 3.8
37 | CSC_1_WILLOWCK_5_JACKSBRO_5_1421_1429 | CTG_double_BOWMAN_5_FISHRDSS1_5_AND_FISHRDSS1_5_OKLA7A | -14.4
37 | CSC_1_WILLOWCK_5_PARKER_5_1421_1436 | CTG_double_BOWMAN_5_FISHRDSS1_5_AND_FISHRDSS1_5_OKLA7A | 11.4
37 | CSC_1_BOWMAN_5_FISHRDSS1_5_1422_1425 | CTG_double_BOWMAN_5_FISHRDSS1_5_AND_FISHRDSS1_5_OKLA7A | 0
37 | CSC_1_BOWMAN_5_JACKSBRO_5_1422_1429 | CTG_double_BOWMAN_5_FISHRDSS1_5_AND_FISHRDSS1_5_OKLA7A | 6.1
37 | CSC_1_BOWMAN_5_GRHAMSES1_5_1422_1430 | CTG_double_BOWMAN_5_FISHRDSS1_5_AND_FISHRDSS1_5_OKLA7A | -6
37 | CSC_1_FISHRDSS1_5_OKLA7A_1425_6100 | CTG_double_BOWMAN_5_FISHRDSS1_5_AND_FISHRDSS1_5_OKLA7A | 0
37 | CSC_1_W_DENT_5_JACKSBRO_5_988_1429 | CTG_double_BOWMAN_5_FISHRDSS1_5_AND_FISHRDSS1_5_OKLA7A | -11.2
37 | CSC_1_MRGNCRK_5_SWEETWTR_5_1030_1420 | CTG_double_BOWMAN_5_FISHRDSS1_5_AND_FISHRDSS1_5_OKLA7A | 12.2
37 | CSC_1_MRGNCRK_5_L_BITTCR5_1N_1030_71050 | CTG_double_BOWMAN_5_FISHRDSS1_5_AND_FISHRDSS1_5_OKLA7A | 9.7
37 | CSC_1_JACKSBRO_5_GRHAMSES1_5_1429_1430 | CTG_double_BOWMAN_5_FISHRDSS1_5_AND_FISHRDSS1_5_OKLA7A | -19.5
37 | CSC_1_GRHAMSES1_8_GRAHAME_8_1431_1601 | CTG_double_BOWMAN_5_FISHRDSS1_5_AND_FISHRDSS1_5_OKLA7A | 2.9
37 | CSC_1_GRHAMSES1_5_LONGCREK_5_1430_1435 | CTG_double_BOWMAN_5_FISHRDSS1_5_AND_FISHRDSS1_5_OKLA7A | -20.9
37 | CSC_1_PARKER_5_BENBRK_A_T5_1436_1869 | CTG_double_BOWMAN_5_FISHRDSS1_5_AND_FISHRDSS1_5_OKLA7A | 7.9
37 | CSC_1_LONCREK2_5_COKFIELD_5_1439_1442 | CTG_double_BOWMAN_5_FISHRDSS1_5_AND_FISHRDSS1_5_OKLA7A | 20.1
37 | CSC_1_COMCHESS1_5_COMCHPKW_5_1440_1900 | CTG_double_BOWMAN_5_FISHRDSS1_5_AND_FISHRDSS1_5_OKLA7A | 16.8
37 | CSC_1_GRHAMSES1_5_COKFIELD_5_1430_1442 | CTG_double_BOWMAN_5_FISHRDSS1_5_AND_FISHRDSS1_5_OKLA7A | -21.3
37 | CSC_1_LKAROWHD_8_NEWPRT_P8_1468_1470 | CTG_double_BOWMAN_5_FISHRDSS1_5_AND_FISHRDSS1_5_OKLA7A | 2.3
37 | CSC_1_GRAHAMSW_8_BARTON_8_1596_1599 | CTG_double_BOWMAN_5_FISHRDSS1_5_AND_FISHRDSS1_5_OKLA7A | 2.9
37 | CSC_1_ORAN1_8_BARTON_8_1571_1599 | CTG_double_BOWMAN_5_FISHRDSS1_5_AND_FISHRDSS1_5_OKLA7A | -3.8
37 | CSC_1_GRAHAMSW_8_GRAHAME_8_1596_1601 | CTG_double_BOWMAN_5_FISHRDSS1_5_AND_FISHRDSS1_5_OKLA7A | -2.9
37 | CSC_1_LEONSW_8_FLATCRK_T8_1624_1642 | CTG_double_BOWMAN_5_FISHRDSS1_5_AND_FISHRDSS1_5_OKLA7A | 3.4
37 | CSC_1_LINGLVLL_P8_STPHNVIL_8_1640_1641 | CTG_double_BOWMAN_5_FISHRDSS1_5_AND_FISHRDSS1_5_OKLA7A | 3.1
37 | CSC_1_LINGLVLL_P8_FLATCRK_T8_1640_1642 | CTG_double_BOWMAN_5_FISHRDSS1_5_AND_FISHRDSS1_5_OKLA7A | -3.1
37 | CSC_1_MURRY_P8_PAIP4B_1371_6169 | CTG_double_BOWMAN_5_FISHRDSS1_5_AND_FISHRDSS1_5_OKLA7A | -3.8
37 | CSC_1_ABMULCW7_L_BITTCR5_1N_6235_71050 | CTG_double_BOWMAN_5_FISHRDSS1_5_AND_FISHRDSS1_5_OKLA7A | -13.5
37 | CSC_1_OKLA7A_ABMULCW7_6100_6235 | CTG_double_BOWMAN_5_FISHRDSS1_5_AND_FISHRDSS1_5_OKLA7A | 4.5
37 | CSC_1_COMCHESS1_5_SARC7A_1440_6444 | CTG_double_BOWMAN_5_FISHRDSS1_5_AND_FISHRDSS1_5_OKLA7A | -17.3
37 | CSC_1_ABMULCE7_BLF_CRK7A_6230_60040 | CTG_double_BOWMAN_5_FISHRDSS1_5_AND_FISHRDSS1_5_OKLA7A | -3.9
38 | CSC_1_SWEETWTR_5 _LONCREK2_5 _1420_1439 | CTG_double_LONGCREK_5_GRHAMSES1_5_AND_LONCREK2_5_COKFIELD_5 | 4.1
38 | CSC_1_LONGCREK_5 _ABMULCE7 _1435_6230 | CTG_double_LONGCREK_5_GRHAMSES1_5_AND_LONCREK2_5_COKFIELD_5 | 8.8
38 | CSC_1_GRHAMSES1_5_BENBRK_5_1430_1873 | CTG_double_LONGCREK_5_GRHAMSES1_5_AND_LONCREK2_5_COKFIELD_5 | 13.4
38 | CSC_1_GRHAMSES1_5_PARKER_5_1430_1436 | CTG_double_LONGCREK_5_GRHAMSES1_5_AND_LONCREK2_5_COKFIELD_5 | 15.1
38 | CSC_1_TONKAWAWI_5_GRHAMSES1_5_1048_1430 | CTG_double_LONGCREK_5_GRHAMSES1_5_AND_LONCREK2_5_COKFIELD_5 | 25.2
38 | CSC_1_CHINAGRV_8_RADIUMMT_8_1318_1398 | CTG_double_LONGCREK_5_GRHAMSES1_5_AND_LONCREK2_5_COKFIELD_5 | 2.4
38 | CSC_1_MURRY_P8_GRHAMSES1_8_1371_1431 | CTG_double_LONGCREK_5_GRHAMSES1_5_AND_LONCREK2_5_COKFIELD_5 | 5.1
38 | CSC_1_WILLOWCK_5_JACKSBRO_5_1421_1429 | CTG_double_LONGCREK_5_GRHAMSES1_5_AND_LONCREK2_5_COKFIELD_5 | -13.8
38 | CSC_1_WILLOWCK_5_PARKER_5_1421_1436 | CTG_double_LONGCREK_5_GRHAMSES1_5_AND_LONCREK2_5_COKFIELD_5 | 10.8
38 | CSC_1_BOWMAN_5_FISHRDSS1_5_1422_1425 | CTG_double_LONGCREK_5_GRHAMSES1_5_AND_LONCREK2_5_COKFIELD_5 | -18.8
38 | CSC_1_BOWMAN_5_JACKSBRO_5_1422_1429 | CTG_double_LONGCREK_5_GRHAMSES1_5_AND_LONCREK2_5_COKFIELD_5 | 12.9
38 | CSC_1_BOWMAN_5_GRHAMSES1_5_1422_1430 | CTG_double_LONGCREK_5_GRHAMSES1_5_AND_LONCREK2_5_COKFIELD_5 | 6.4
38 | CSC_1_FISHRDSS1_5_OKLA7A_1425_6100 | CTG_double_LONGCREK_5_GRHAMSES1_5_AND_LONCREK2_5_COKFIELD_5 | -21.2
38 | CSC_1_W_DENT_5_JACKSBRO_5_988_1429 | CTG_double_LONGCREK_5_GRHAMSES1_5_AND_LONCREK2_5_COKFIELD_5 | -10.6
38 | CSC_1_MRGNCRK_5_SWEETWTR_5_1030_1420 | CTG_double_LONGCREK_5_GRHAMSES1_5_AND_LONCREK2_5_COKFIELD_5 | 2.4
38 | CSC_1_MRGNCRK_5_L_BITTCR5_1N_1030_71050 | CTG_double_LONGCREK_5_GRHAMSES1_5_AND_LONCREK2_5_COKFIELD_5 | 6.2
38 | CSC_1_JACKSBRO_5_GRHAMSES1_5_1429_1430 | CTG_double_LONGCREK_5_GRHAMSES1_5_AND_LONCREK2_5_COKFIELD_5 | -11.5
38 | CSC_1_GRHAMSES1_8_GRAHAME_8_1431_1601 | CTG_double_LONGCREK_5_GRHAMSES1_5_AND_LONCREK2_5_COKFIELD_5 | 2.7
38 | CSC_1_GRHAMSES1_5_LONGCREK_5_1430_1435 | CTG_double_LONGCREK_5_GRHAMSES1_5_AND_LONCREK2_5_COKFIELD_5 | 0
38 | CSC_1_PARKER_5_BENBRK_A_T5_1436_1869 | CTG_double_LONGCREK_5_GRHAMSES1_5_AND_LONCREK2_5_COKFIELD_5 | 7.1
38 | CSC_1_LONCREK2_5_COKFIELD_5_1439_1442 | CTG_double_LONGCREK_5_GRHAMSES1_5_AND_LONCREK2_5_COKFIELD_5 | 0
38 | CSC_1_COMCHESS1_5_COMCHPKW_5_1440_1900 | CTG_double_LONGCREK_5_GRHAMSES1_5_AND_LONCREK2_5_COKFIELD_5 | 22.4
38 | CSC_1_GRHAMSES1_5_COKFIELD_5_1430_1442 | CTG_double_LONGCREK_5_GRHAMSES1_5_AND_LONCREK2_5_COKFIELD_5 | -1.2
38 | CSC_1_LKAROWHD_8_NEWPRT_P8_1468_1470 | CTG_double_LONGCREK_5_GRHAMSES1_5_AND_LONCREK2_5_COKFIELD_5 | 2.7
38 | CSC_1_GRAHAMSW_8_BARTON_8_1596_1599 | CTG_double_LONGCREK_5_GRHAMSES1_5_AND_LONCREK2_5_COKFIELD_5 | 2.9
38 | CSC_1_ORAN1_8_BARTON_8_1571_1599 | CTG_double_LONGCREK_5_GRHAMSES1_5_AND_LONCREK2_5_COKFIELD_5 | -3.8
38 | CSC_1_GRAHAMSW_8_GRAHAME_8_1596_1601 | CTG_double_LONGCREK_5_GRHAMSES1_5_AND_LONCREK2_5_COKFIELD_5 | -2.7
38 | CSC_1_LEONSW_8_FLATCRK_T8_1624_1642 | CTG_double_LONGCREK_5_GRHAMSES1_5_AND_LONCREK2_5_COKFIELD_5 | 3.8
38 | CSC_1_LINGLVLL_P8_STPHNVIL_8_1640_1641 | CTG_double_LONGCREK_5_GRHAMSES1_5_AND_LONCREK2_5_COKFIELD_5 | 3.5
38 | CSC_1_LINGLVLL_P8_FLATCRK_T8_1640_1642 | CTG_double_LONGCREK_5_GRHAMSES1_5_AND_LONCREK2_5_COKFIELD_5 | -3.5
38 | CSC_1_MURRY_P8_PAIP4B_1371_6169 | CTG_double_LONGCREK_5_GRHAMSES1_5_AND_LONCREK2_5_COKFIELD_5 | -5.1
38 | CSC_1_ABMULCW7_L_BITTCR5_1N_6235_71050 | CTG_double_LONGCREK_5_GRHAMSES1_5_AND_LONCREK2_5_COKFIELD_5 | -9.9
38 | CSC_1_OKLA7A_ABMULCW7_6100_6235 | CTG_double_LONGCREK_5_GRHAMSES1_5_AND_LONCREK2_5_COKFIELD_5 | -14.6
38 | CSC_1_COMCHESS1_5_SARC7A_1440_6444 | CTG_double_LONGCREK_5_GRHAMSES1_5_AND_LONCREK2_5_COKFIELD_5 | -22.9
38 | CSC_1_ABMULCE7_BLF_CRK7A_6230_60040 | CTG_double_LONGCREK_5_GRHAMSES1_5_AND_LONCREK2_5_COKFIELD_5 | 1.1
39 | CSC_1_SWEETWTR_5 _LONCREK2_5 _1420_1439 | CTG_double_LONGCREK_5_GRHAMSES1_5_AND_COKFIELD_5_GRHAMSES1_5 | 3.7
39 | CSC_1_LONGCREK_5 _ABMULCE7 _1435_6230 | CTG_double_LONGCREK_5_GRHAMSES1_5_AND_COKFIELD_5_GRHAMSES1_5 | 9.6
39 | CSC_1_GRHAMSES1_5_BENBRK_5_1430_1873 | CTG_double_LONGCREK_5_GRHAMSES1_5_AND_COKFIELD_5_GRHAMSES1_5 | 13.3
39 | CSC_1_GRHAMSES1_5_PARKER_5_1430_1436 | CTG_double_LONGCREK_5_GRHAMSES1_5_AND_COKFIELD_5_GRHAMSES1_5 | 14.9
39 | CSC_1_TONKAWAWI_5_GRHAMSES1_5_1048_1430 | CTG_double_LONGCREK_5_GRHAMSES1_5_AND_COKFIELD_5_GRHAMSES1_5 | 25.6
39 | CSC_1_CHINAGRV_8_RADIUMMT_8_1318_1398 | CTG_double_LONGCREK_5_GRHAMSES1_5_AND_COKFIELD_5_GRHAMSES1_5 | 2.4
39 | CSC_1_MURRY_P8_GRHAMSES1_8_1371_1431 | CTG_double_LONGCREK_5_GRHAMSES1_5_AND_COKFIELD_5_GRHAMSES1_5 | 5.2
39 | CSC_1_WILLOWCK_5_JACKSBRO_5_1421_1429 | CTG_double_LONGCREK_5_GRHAMSES1_5_AND_COKFIELD_5_GRHAMSES1_5 | -13.8
39 | CSC_1_WILLOWCK_5_PARKER_5_1421_1436 | CTG_double_LONGCREK_5_GRHAMSES1_5_AND_COKFIELD_5_GRHAMSES1_5 | 10.8
39 | CSC_1_BOWMAN_5_FISHRDSS1_5_1422_1425 | CTG_double_LONGCREK_5_GRHAMSES1_5_AND_COKFIELD_5_GRHAMSES1_5 | -19.2
39 | CSC_1_BOWMAN_5_JACKSBRO_5_1422_1429 | CTG_double_LONGCREK_5_GRHAMSES1_5_AND_COKFIELD_5_GRHAMSES1_5 | 13
39 | CSC_1_BOWMAN_5_GRHAMSES1_5_1422_1430 | CTG_double_LONGCREK_5_GRHAMSES1_5_AND_COKFIELD_5_GRHAMSES1_5 | 6.6
39 | CSC_1_FISHRDSS1_5_OKLA7A_1425_6100 | CTG_double_LONGCREK_5_GRHAMSES1_5_AND_COKFIELD_5_GRHAMSES1_5 | -21.6
39 | CSC_1_W_DENT_5_JACKSBRO_5_988_1429 | CTG_double_LONGCREK_5_GRHAMSES1_5_AND_COKFIELD_5_GRHAMSES1_5 | -10.5
39 | CSC_1_MRGNCRK_5_SWEETWTR_5_1030_1420 | CTG_double_LONGCREK_5_GRHAMSES1_5_AND_COKFIELD_5_GRHAMSES1_5 | 2
39 | CSC_1_MRGNCRK_5_L_BITTCR5_1N_1030_71050 | CTG_double_LONGCREK_5_GRHAMSES1_5_AND_COKFIELD_5_GRHAMSES1_5 | 6
39 | CSC_1_JACKSBRO_5_GRHAMSES1_5_1429_1430 | CTG_double_LONGCREK_5_GRHAMSES1_5_AND_COKFIELD_5_GRHAMSES1_5 | -11.3
39 | CSC_1_GRHAMSES1_8_GRAHAME_8_1431_1601 | CTG_double_LONGCREK_5_GRHAMSES1_5_AND_COKFIELD_5_GRHAMSES1_5 | 2.7
39 | CSC_1_GRHAMSES1_5_LONGCREK_5_1430_1435 | CTG_double_LONGCREK_5_GRHAMSES1_5_AND_COKFIELD_5_GRHAMSES1_5 | 0
39 | CSC_1_PARKER_5_BENBRK_A_T5_1436_1869 | CTG_double_LONGCREK_5_GRHAMSES1_5_AND_COKFIELD_5_GRHAMSES1_5 | 7.1
39 | CSC_1_LONCREK2_5_COKFIELD_5_1439_1442 | CTG_double_LONGCREK_5_GRHAMSES1_5_AND_COKFIELD_5_GRHAMSES1_5 | -1.2
39 | CSC_1_COMCHESS1_5_COMCHPKW_5_1440_1900 | CTG_double_LONGCREK_5_GRHAMSES1_5_AND_COKFIELD_5_GRHAMSES1_5 | 22.6
39 | CSC_1_GRHAMSES1_5_COKFIELD_5_1430_1442 | CTG_double_LONGCREK_5_GRHAMSES1_5_AND_COKFIELD_5_GRHAMSES1_5 | 0
39 | CSC_1_LKAROWHD_8_NEWPRT_P8_1468_1470 | CTG_double_LONGCREK_5_GRHAMSES1_5_AND_COKFIELD_5_GRHAMSES1_5 | 2.7
39 | CSC_1_GRAHAMSW_8_BARTON_8_1596_1599 | CTG_double_LONGCREK_5_GRHAMSES1_5_AND_COKFIELD_5_GRHAMSES1_5 | 2.9
39 | CSC_1_ORAN1_8_BARTON_8_1571_1599 | CTG_double_LONGCREK_5_GRHAMSES1_5_AND_COKFIELD_5_GRHAMSES1_5 | -3.8
39 | CSC_1_GRAHAMSW_8_GRAHAME_8_1596_1601 | CTG_double_LONGCREK_5_GRHAMSES1_5_AND_COKFIELD_5_GRHAMSES1_5 | -2.7
39 | CSC_1_LEONSW_8_FLATCRK_T8_1624_1642 | CTG_double_LONGCREK_5_GRHAMSES1_5_AND_COKFIELD_5_GRHAMSES1_5 | 3.8
39 | CSC_1_LINGLVLL_P8_STPHNVIL_8_1640_1641 | CTG_double_LONGCREK_5_GRHAMSES1_5_AND_COKFIELD_5_GRHAMSES1_5 | 3.5
39 | CSC_1_LINGLVLL_P8_FLATCRK_T8_1640_1642 | CTG_double_LONGCREK_5_GRHAMSES1_5_AND_COKFIELD_5_GRHAMSES1_5 | -3.5
39 | CSC_1_MURRY_P8_PAIP4B_1371_6169 | CTG_double_LONGCREK_5_GRHAMSES1_5_AND_COKFIELD_5_GRHAMSES1_5 | -5.2
39 | CSC_1_ABMULCW7_L_BITTCR5_1N_6235_71050 | CTG_double_LONGCREK_5_GRHAMSES1_5_AND_COKFIELD_5_GRHAMSES1_5 | -9.7
39 | CSC_1_OKLA7A_ABMULCW7_6100_6235 | CTG_double_LONGCREK_5_GRHAMSES1_5_AND_COKFIELD_5_GRHAMSES1_5 | -14.9
39 | CSC_1_COMCHESS1_5_SARC7A_1440_6444 | CTG_double_LONGCREK_5_GRHAMSES1_5_AND_COKFIELD_5_GRHAMSES1_5 | -23.1
39 | CSC_1_ABMULCE7_BLF_CRK7A_6230_60040 | CTG_double_LONGCREK_5_GRHAMSES1_5_AND_COKFIELD_5_GRHAMSES1_5 | 1.3
40 | CSC_1_SWEETWTR_5 _LONCREK2_5 _1420_1439 | CTG_double_PARKER_5_BENBRK_A_T5_AND_GRHAMSES1_5_BENBRK_5 | 12.9
40 | CSC_1_LONGCREK_5 _ABMULCE7 _1435_6230 | CTG_double_PARKER_5_BENBRK_A_T5_AND_GRHAMSES1_5_BENBRK_5 | -14.2
40 | CSC_1_GRHAMSES1_5_BENBRK_5_1430_1873 | CTG_double_PARKER_5_BENBRK_A_T5_AND_GRHAMSES1_5_BENBRK_5 | 0
40 | CSC_1_GRHAMSES1_5_PARKER_5_1430_1436 | CTG_double_PARKER_5_BENBRK_A_T5_AND_GRHAMSES1_5_BENBRK_5 | 24
40 | CSC_1_TONKAWAWI_5_GRHAMSES1_5_1048_1430 | CTG_double_PARKER_5_BENBRK_A_T5_AND_GRHAMSES1_5_BENBRK_5 | 13.9
40 | CSC_1_CHINAGRV_8_RADIUMMT_8_1318_1398 | CTG_double_PARKER_5_BENBRK_A_T5_AND_GRHAMSES1_5_BENBRK_5 | 1.9
40 | CSC_1_MURRY_P8_GRHAMSES1_8_1371_1431 | CTG_double_PARKER_5_BENBRK_A_T5_AND_GRHAMSES1_5_BENBRK_5 | 3
40 | CSC_1_WILLOWCK_5_JACKSBRO_5_1421_1429 | CTG_double_PARKER_5_BENBRK_A_T5_AND_GRHAMSES1_5_BENBRK_5 | -18.5
40 | CSC_1_WILLOWCK_5_PARKER_5_1421_1436 | CTG_double_PARKER_5_BENBRK_A_T5_AND_GRHAMSES1_5_BENBRK_5 | 15.5
40 | CSC_1_BOWMAN_5_FISHRDSS1_5_1422_1425 | CTG_double_PARKER_5_BENBRK_A_T5_AND_GRHAMSES1_5_BENBRK_5 | -9.6
40 | CSC_1_BOWMAN_5_JACKSBRO_5_1422_1429 | CTG_double_PARKER_5_BENBRK_A_T5_AND_GRHAMSES1_5_BENBRK_5 | 11.3
40 | CSC_1_BOWMAN_5_GRHAMSES1_5_1422_1430 | CTG_double_PARKER_5_BENBRK_A_T5_AND_GRHAMSES1_5_BENBRK_5 | -2.4
40 | CSC_1_FISHRDSS1_5_OKLA7A_1425_6100 | CTG_double_PARKER_5_BENBRK_A_T5_AND_GRHAMSES1_5_BENBRK_5 | -11.5
40 | CSC_1_W_DENT_5_JACKSBRO_5_988_1429 | CTG_double_PARKER_5_BENBRK_A_T5_AND_GRHAMSES1_5_BENBRK_5 | -15.2
40 | CSC_1_MRGNCRK_5_SWEETWTR_5_1030_1420 | CTG_double_PARKER_5_BENBRK_A_T5_AND_GRHAMSES1_5_BENBRK_5 | 11.2
40 | CSC_1_MRGNCRK_5_L_BITTCR5_1N_1030_71050 | CTG_double_PARKER_5_BENBRK_A_T5_AND_GRHAMSES1_5_BENBRK_5 | 11.2
40 | CSC_1_JACKSBRO_5_GRHAMSES1_5_1429_1430 | CTG_double_PARKER_5_BENBRK_A_T5_AND_GRHAMSES1_5_BENBRK_5 | -22.5
40 | CSC_1_GRHAMSES1_8_GRAHAME_8_1431_1601 | CTG_double_PARKER_5_BENBRK_A_T5_AND_GRHAMSES1_5_BENBRK_5 | 3.7
40 | CSC_1_GRHAMSES1_5_LONGCREK_5_1430_1435 | CTG_double_PARKER_5_BENBRK_A_T5_AND_GRHAMSES1_5_BENBRK_5 | -16.3
40 | CSC_1_PARKER_5_BENBRK_A_T5_1436_1869 | CTG_double_PARKER_5_BENBRK_A_T5_AND_GRHAMSES1_5_BENBRK_5 | 0
40 | CSC_1_LONCREK2_5_COKFIELD_5_1439_1442 | CTG_double_PARKER_5_BENBRK_A_T5_AND_GRHAMSES1_5_BENBRK_5 | 15.5
40 | CSC_1_COMCHESS1_5_COMCHPKW_5_1440_1900 | CTG_double_PARKER_5_BENBRK_A_T5_AND_GRHAMSES1_5_BENBRK_5 | 17.8
40 | CSC_1_GRHAMSES1_5_COKFIELD_5_1430_1442 | CTG_double_PARKER_5_BENBRK_A_T5_AND_GRHAMSES1_5_BENBRK_5 | -16.7
40 | CSC_1_LKAROWHD_8_NEWPRT_P8_1468_1470 | CTG_double_PARKER_5_BENBRK_A_T5_AND_GRHAMSES1_5_BENBRK_5 | 3.2
40 | CSC_1_GRAHAMSW_8_BARTON_8_1596_1599 | CTG_double_PARKER_5_BENBRK_A_T5_AND_GRHAMSES1_5_BENBRK_5 | 3.8
40 | CSC_1_ORAN1_8_BARTON_8_1571_1599 | CTG_double_PARKER_5_BENBRK_A_T5_AND_GRHAMSES1_5_BENBRK_5 | -4.6
40 | CSC_1_GRAHAMSW_8_GRAHAME_8_1596_1601 | CTG_double_PARKER_5_BENBRK_A_T5_AND_GRHAMSES1_5_BENBRK_5 | -3.7
40 | CSC_1_LEONSW_8_FLATCRK_T8_1624_1642 | CTG_double_PARKER_5_BENBRK_A_T5_AND_GRHAMSES1_5_BENBRK_5 | 3.9
40 | CSC_1_LINGLVLL_P8_STPHNVIL_8_1640_1641 | CTG_double_PARKER_5_BENBRK_A_T5_AND_GRHAMSES1_5_BENBRK_5 | 3.7
40 | CSC_1_LINGLVLL_P8_FLATCRK_T8_1640_1642 | CTG_double_PARKER_5_BENBRK_A_T5_AND_GRHAMSES1_5_BENBRK_5 | -3.7
40 | CSC_1_MURRY_P8_PAIP4B_1371_6169 | CTG_double_PARKER_5_BENBRK_A_T5_AND_GRHAMSES1_5_BENBRK_5 | -3
40 | CSC_1_ABMULCW7_L_BITTCR5_1N_6235_71050 | CTG_double_PARKER_5_BENBRK_A_T5_AND_GRHAMSES1_5_BENBRK_5 | -14.9
40 | CSC_1_OKLA7A_ABMULCW7_6100_6235 | CTG_double_PARKER_5_BENBRK_A_T5_AND_GRHAMSES1_5_BENBRK_5 | -5.3
40 | CSC_1_COMCHESS1_5_SARC7A_1440_6444 | CTG_double_PARKER_5_BENBRK_A_T5_AND_GRHAMSES1_5_BENBRK_5 | -18.1
40 | CSC_1_ABMULCE7_BLF_CRK7A_6230_60040 | CTG_double_PARKER_5_BENBRK_A_T5_AND_GRHAMSES1_5_BENBRK_5 | -4
41 | CSC_1_SWEETWTR_5 _LONCREK2_5 _1420_1439 | CTG_double_GRHAMSES1_5_BENBRK_5_AND_GRHAMSES1_5_PARKER_5 | 12.3
41 | CSC_1_LONGCREK_5 _ABMULCE7 _1435_6230 | CTG_double_GRHAMSES1_5_BENBRK_5_AND_GRHAMSES1_5_PARKER_5 | -11.9
41 | CSC_1_GRHAMSES1_5_BENBRK_5_1430_1873 | CTG_double_GRHAMSES1_5_BENBRK_5_AND_GRHAMSES1_5_PARKER_5 | 0
41 | CSC_1_GRHAMSES1_5_PARKER_5_1430_1436 | CTG_double_GRHAMSES1_5_BENBRK_5_AND_GRHAMSES1_5_PARKER_5 | 0
41 | CSC_1_TONKAWAWI_5_GRHAMSES1_5_1048_1430 | CTG_double_GRHAMSES1_5_BENBRK_5_AND_GRHAMSES1_5_PARKER_5 | 13
41 | CSC_1_CHINAGRV_8_RADIUMMT_8_1318_1398 | CTG_double_GRHAMSES1_5_BENBRK_5_AND_GRHAMSES1_5_PARKER_5 | 1.9
41 | CSC_1_MURRY_P8_GRHAMSES1_8_1371_1431 | CTG_double_GRHAMSES1_5_BENBRK_5_AND_GRHAMSES1_5_PARKER_5 | 3
41 | CSC_1_WILLOWCK_5_JACKSBRO_5_1421_1429 | CTG_double_GRHAMSES1_5_BENBRK_5_AND_GRHAMSES1_5_PARKER_5 | -31.9
41 | CSC_1_WILLOWCK_5_PARKER_5_1421_1436 | CTG_double_GRHAMSES1_5_BENBRK_5_AND_GRHAMSES1_5_PARKER_5 | 28.9
41 | CSC_1_BOWMAN_5_FISHRDSS1_5_1422_1425 | CTG_double_GRHAMSES1_5_BENBRK_5_AND_GRHAMSES1_5_PARKER_5 | -9.8
41 | CSC_1_BOWMAN_5_JACKSBRO_5_1422_1429 | CTG_double_GRHAMSES1_5_BENBRK_5_AND_GRHAMSES1_5_PARKER_5 | 15.5
41 | CSC_1_BOWMAN_5_GRHAMSES1_5_1422_1430 | CTG_double_GRHAMSES1_5_BENBRK_5_AND_GRHAMSES1_5_PARKER_5 | -6.8
41 | CSC_1_FISHRDSS1_5_OKLA7A_1425_6100 | CTG_double_GRHAMSES1_5_BENBRK_5_AND_GRHAMSES1_5_PARKER_5 | -11.8
41 | CSC_1_W_DENT_5_JACKSBRO_5_988_1429 | CTG_double_GRHAMSES1_5_BENBRK_5_AND_GRHAMSES1_5_PARKER_5 | -19.8
41 | CSC_1_MRGNCRK_5_SWEETWTR_5_1030_1420 | CTG_double_GRHAMSES1_5_BENBRK_5_AND_GRHAMSES1_5_PARKER_5 | 10.6
41 | CSC_1_MRGNCRK_5_L_BITTCR5_1N_1030_71050 | CTG_double_GRHAMSES1_5_BENBRK_5_AND_GRHAMSES1_5_PARKER_5 | 11.1
41 | CSC_1_JACKSBRO_5_GRHAMSES1_5_1429_1430 | CTG_double_GRHAMSES1_5_BENBRK_5_AND_GRHAMSES1_5_PARKER_5 | -36.3
41 | CSC_1_GRHAMSES1_8_GRAHAME_8_1431_1601 | CTG_double_GRHAMSES1_5_BENBRK_5_AND_GRHAMSES1_5_PARKER_5 | 4.7
41 | CSC_1_GRHAMSES1_5_LONGCREK_5_1430_1435 | CTG_double_GRHAMSES1_5_BENBRK_5_AND_GRHAMSES1_5_PARKER_5 | -14.9
41 | CSC_1_PARKER_5_BENBRK_A_T5_1436_1869 | CTG_double_GRHAMSES1_5_BENBRK_5_AND_GRHAMSES1_5_PARKER_5 | 13.5
41 | CSC_1_LONCREK2_5_COKFIELD_5_1439_1442 | CTG_double_GRHAMSES1_5_BENBRK_5_AND_GRHAMSES1_5_PARKER_5 | 14
41 | CSC_1_COMCHESS1_5_COMCHPKW_5_1440_1900 | CTG_double_GRHAMSES1_5_BENBRK_5_AND_GRHAMSES1_5_PARKER_5 | 20.4
41 | CSC_1_GRHAMSES1_5_COKFIELD_5_1430_1442 | CTG_double_GRHAMSES1_5_BENBRK_5_AND_GRHAMSES1_5_PARKER_5 | -15.3
41 | CSC_1_LKAROWHD_8_NEWPRT_P8_1468_1470 | CTG_double_GRHAMSES1_5_BENBRK_5_AND_GRHAMSES1_5_PARKER_5 | 3.9
41 | CSC_1_GRAHAMSW_8_BARTON_8_1596_1599 | CTG_double_GRHAMSES1_5_BENBRK_5_AND_GRHAMSES1_5_PARKER_5 | 4.8
41 | CSC_1_ORAN1_8_BARTON_8_1571_1599 | CTG_double_GRHAMSES1_5_BENBRK_5_AND_GRHAMSES1_5_PARKER_5 | -5.6
41 | CSC_1_GRAHAMSW_8_GRAHAME_8_1596_1601 | CTG_double_GRHAMSES1_5_BENBRK_5_AND_GRHAMSES1_5_PARKER_5 | -4.7
41 | CSC_1_LEONSW_8_FLATCRK_T8_1624_1642 | CTG_double_GRHAMSES1_5_BENBRK_5_AND_GRHAMSES1_5_PARKER_5 | 4.5
41 | CSC_1_LINGLVLL_P8_STPHNVIL_8_1640_1641 | CTG_double_GRHAMSES1_5_BENBRK_5_AND_GRHAMSES1_5_PARKER_5 | 4.3
41 | CSC_1_LINGLVLL_P8_FLATCRK_T8_1640_1642 | CTG_double_GRHAMSES1_5_BENBRK_5_AND_GRHAMSES1_5_PARKER_5 | -4.3
41 | CSC_1_MURRY_P8_PAIP4B_1371_6169 | CTG_double_GRHAMSES1_5_BENBRK_5_AND_GRHAMSES1_5_PARKER_5 | -3
41 | CSC_1_ABMULCW7_L_BITTCR5_1N_6235_71050 | CTG_double_GRHAMSES1_5_BENBRK_5_AND_GRHAMSES1_5_PARKER_5 | -14.8
41 | CSC_1_OKLA7A_ABMULCW7_6100_6235 | CTG_double_GRHAMSES1_5_BENBRK_5_AND_GRHAMSES1_5_PARKER_5 | -5.7
41 | CSC_1_COMCHESS1_5_SARC7A_1440_6444 | CTG_double_GRHAMSES1_5_BENBRK_5_AND_GRHAMSES1_5_PARKER_5 | -20.4
41 | CSC_1_ABMULCE7_BLF_CRK7A_6230_60040 | CTG_double_GRHAMSES1_5_BENBRK_5_AND_GRHAMSES1_5_PARKER_5 | -2.6
42 | CSC_1_SWEETWTR_5 _LONCREK2_5 _1420_1439 | CTG_double_ABMULCE7_LONGCREK_5_AND_SWEETWTR_5_LONCREK2_5 | 0
42 | CSC_1_LONGCREK_5 _ABMULCE7 _1435_6230 | CTG_double_ABMULCE7_LONGCREK_5_AND_SWEETWTR_5_LONCREK2_5 | 0
42 | CSC_1_GRHAMSES1_5_BENBRK_5_1430_1873 | CTG_double_ABMULCE7_LONGCREK_5_AND_SWEETWTR_5_LONCREK2_5 | 13.9
42 | CSC_1_GRHAMSES1_5_PARKER_5_1430_1436 | CTG_double_ABMULCE7_LONGCREK_5_AND_SWEETWTR_5_LONCREK2_5 | 15.7
42 | CSC_1_TONKAWAWI_5_GRHAMSES1_5_1048_1430 | CTG_double_ABMULCE7_LONGCREK_5_AND_SWEETWTR_5_LONCREK2_5 | 24.3
42 | CSC_1_CHINAGRV_8_RADIUMMT_8_1318_1398 | CTG_double_ABMULCE7_LONGCREK_5_AND_SWEETWTR_5_LONCREK2_5 | 2.4
42 | CSC_1_MURRY_P8_GRHAMSES1_8_1371_1431 | CTG_double_ABMULCE7_LONGCREK_5_AND_SWEETWTR_5_LONCREK2_5 | 4.8
42 | CSC_1_WILLOWCK_5_JACKSBRO_5_1421_1429 | CTG_double_ABMULCE7_LONGCREK_5_AND_SWEETWTR_5_LONCREK2_5 | -14
42 | CSC_1_WILLOWCK_5_PARKER_5_1421_1436 | CTG_double_ABMULCE7_LONGCREK_5_AND_SWEETWTR_5_LONCREK2_5 | 11.1
42 | CSC_1_BOWMAN_5_FISHRDSS1_5_1422_1425 | CTG_double_ABMULCE7_LONGCREK_5_AND_SWEETWTR_5_LONCREK2_5 | -17.2
42 | CSC_1_BOWMAN_5_JACKSBRO_5_1422_1429 | CTG_double_ABMULCE7_LONGCREK_5_AND_SWEETWTR_5_LONCREK2_5 | 12.3
42 | CSC_1_BOWMAN_5_GRHAMSES1_5_1422_1430 | CTG_double_ABMULCE7_LONGCREK_5_AND_SWEETWTR_5_LONCREK2_5 | 5.2
42 | CSC_1_FISHRDSS1_5_OKLA7A_1425_6100 | CTG_double_ABMULCE7_LONGCREK_5_AND_SWEETWTR_5_LONCREK2_5 | -19.4
42 | CSC_1_W_DENT_5_JACKSBRO_5_988_1429 | CTG_double_ABMULCE7_LONGCREK_5_AND_SWEETWTR_5_LONCREK2_5 | -10.7
42 | CSC_1_MRGNCRK_5_SWEETWTR_5_1030_1420 | CTG_double_ABMULCE7_LONGCREK_5_AND_SWEETWTR_5_LONCREK2_5 | -1.7
42 | CSC_1_MRGNCRK_5_L_BITTCR5_1N_1030_71050 | CTG_double_ABMULCE7_LONGCREK_5_AND_SWEETWTR_5_LONCREK2_5 | 10
42 | CSC_1_JACKSBRO_5_GRHAMSES1_5_1429_1430 | CTG_double_ABMULCE7_LONGCREK_5_AND_SWEETWTR_5_LONCREK2_5 | -12.5
42 | CSC_1_GRHAMSES1_8_GRAHAME_8_1431_1601 | CTG_double_ABMULCE7_LONGCREK_5_AND_SWEETWTR_5_LONCREK2_5 | 2.7
42 | CSC_1_GRHAMSES1_5_LONGCREK_5_1430_1435 | CTG_double_ABMULCE7_LONGCREK_5_AND_SWEETWTR_5_LONCREK2_5 | -2.8
42 | CSC_1_PARKER_5_BENBRK_A_T5_1436_1869 | CTG_double_ABMULCE7_LONGCREK_5_AND_SWEETWTR_5_LONCREK2_5 | 7.3
42 | CSC_1_LONCREK2_5_COKFIELD_5_1439_1442 | CTG_double_ABMULCE7_LONGCREK_5_AND_SWEETWTR_5_LONCREK2_5 | 1.9
42 | CSC_1_COMCHESS1_5_COMCHPKW_5_1440_1900 | CTG_double_ABMULCE7_LONGCREK_5_AND_SWEETWTR_5_LONCREK2_5 | 21.4
42 | CSC_1_GRHAMSES1_5_COKFIELD_5_1430_1442 | CTG_double_ABMULCE7_LONGCREK_5_AND_SWEETWTR_5_LONCREK2_5 | -3.1
42 | CSC_1_LKAROWHD_8_NEWPRT_P8_1468_1470 | CTG_double_ABMULCE7_LONGCREK_5_AND_SWEETWTR_5_LONCREK2_5 | 2.7
42 | CSC_1_GRAHAMSW_8_BARTON_8_1596_1599 | CTG_double_ABMULCE7_LONGCREK_5_AND_SWEETWTR_5_LONCREK2_5 | 2.9
42 | CSC_1_ORAN1_8_BARTON_8_1571_1599 | CTG_double_ABMULCE7_LONGCREK_5_AND_SWEETWTR_5_LONCREK2_5 | -3.8
42 | CSC_1_GRAHAMSW_8_GRAHAME_8_1596_1601 | CTG_double_ABMULCE7_LONGCREK_5_AND_SWEETWTR_5_LONCREK2_5 | -2.7
42 | CSC_1_LEONSW_8_FLATCRK_T8_1624_1642 | CTG_double_ABMULCE7_LONGCREK_5_AND_SWEETWTR_5_LONCREK2_5 | 3.7
42 | CSC_1_LINGLVLL_P8_STPHNVIL_8_1640_1641 | CTG_double_ABMULCE7_LONGCREK_5_AND_SWEETWTR_5_LONCREK2_5 | 3.4
42 | CSC_1_LINGLVLL_P8_FLATCRK_T8_1640_1642 | CTG_double_ABMULCE7_LONGCREK_5_AND_SWEETWTR_5_LONCREK2_5 | -3.4
42 | CSC_1_MURRY_P8_PAIP4B_1371_6169 | CTG_double_ABMULCE7_LONGCREK_5_AND_SWEETWTR_5_LONCREK2_5 | -4.8
42 | CSC_1_ABMULCW7_L_BITTCR5_1N_6235_71050 | CTG_double_ABMULCE7_LONGCREK_5_AND_SWEETWTR_5_LONCREK2_5 | -13.7
42 | CSC_1_OKLA7A_ABMULCW7_6100_6235 | CTG_double_ABMULCE7_LONGCREK_5_AND_SWEETWTR_5_LONCREK2_5 | -12.8
42 | CSC_1_COMCHESS1_5_SARC7A_1440_6444 | CTG_double_ABMULCE7_LONGCREK_5_AND_SWEETWTR_5_LONCREK2_5 | -21.9
42 | CSC_1_ABMULCE7_BLF_CRK7A_6230_60040 | CTG_double_ABMULCE7_LONGCREK_5_AND_SWEETWTR_5_LONCREK2_5 | -1
43 | CSC_1_SWEETWTR_5 _LONCREK2_5 _1420_1439 | CTG_double_SWEETWTR_5_LONCREK2_5_AND_ABMULCW7_L_BITTCR5_1N | 0
43 | CSC_1_LONGCREK_5 _ABMULCE7 _1435_6230 | CTG_double_SWEETWTR_5_LONCREK2_5_AND_ABMULCW7_L_BITTCR5_1N | -17.2
43 | CSC_1_GRHAMSES1_5_BENBRK_5_1430_1873 | CTG_double_SWEETWTR_5_LONCREK2_5_AND_ABMULCW7_L_BITTCR5_1N | 16
43 | CSC_1_GRHAMSES1_5_PARKER_5_1430_1436 | CTG_double_SWEETWTR_5_LONCREK2_5_AND_ABMULCW7_L_BITTCR5_1N | 18.2
43 | CSC_1_TONKAWAWI_5_GRHAMSES1_5_1048_1430 | CTG_double_SWEETWTR_5_LONCREK2_5_AND_ABMULCW7_L_BITTCR5_1N | 24
43 | CSC_1_CHINAGRV_8_RADIUMMT_8_1318_1398 | CTG_double_SWEETWTR_5_LONCREK2_5_AND_ABMULCW7_L_BITTCR5_1N | 3.3
43 | CSC_1_MURRY_P8_GRHAMSES1_8_1371_1431 | CTG_double_SWEETWTR_5_LONCREK2_5_AND_ABMULCW7_L_BITTCR5_1N | 3.6
43 | CSC_1_WILLOWCK_5_JACKSBRO_5_1421_1429 | CTG_double_SWEETWTR_5_LONCREK2_5_AND_ABMULCW7_L_BITTCR5_1N | -14.7
43 | CSC_1_WILLOWCK_5_PARKER_5_1421_1436 | CTG_double_SWEETWTR_5_LONCREK2_5_AND_ABMULCW7_L_BITTCR5_1N | 11.7
43 | CSC_1_BOWMAN_5_FISHRDSS1_5_1422_1425 | CTG_double_SWEETWTR_5_LONCREK2_5_AND_ABMULCW7_L_BITTCR5_1N | -8.9
43 | CSC_1_BOWMAN_5_JACKSBRO_5_1422_1429 | CTG_double_SWEETWTR_5_LONCREK2_5_AND_ABMULCW7_L_BITTCR5_1N | 9.4
43 | CSC_1_BOWMAN_5_GRHAMSES1_5_1422_1430 | CTG_double_SWEETWTR_5_LONCREK2_5_AND_ABMULCW7_L_BITTCR5_1N | -0.5
43 | CSC_1_FISHRDSS1_5_OKLA7A_1425_6100 | CTG_double_SWEETWTR_5_LONCREK2_5_AND_ABMULCW7_L_BITTCR5_1N | -10.2
43 | CSC_1_W_DENT_5_JACKSBRO_5_988_1429 | CTG_double_SWEETWTR_5_LONCREK2_5_AND_ABMULCW7_L_BITTCR5_1N | -11.3
43 | CSC_1_MRGNCRK_5_SWEETWTR_5_1030_1420 | CTG_double_SWEETWTR_5_LONCREK2_5_AND_ABMULCW7_L_BITTCR5_1N | -1.7
43 | CSC_1_MRGNCRK_5_L_BITTCR5_1N_1030_71050 | CTG_double_SWEETWTR_5_LONCREK2_5_AND_ABMULCW7_L_BITTCR5_1N | -3.7
43 | CSC_1_JACKSBRO_5_GRHAMSES1_5_1429_1430 | CTG_double_SWEETWTR_5_LONCREK2_5_AND_ABMULCW7_L_BITTCR5_1N | -16.6
43 | CSC_1_GRHAMSES1_8_GRAHAME_8_1431_1601 | CTG_double_SWEETWTR_5_LONCREK2_5_AND_ABMULCW7_L_BITTCR5_1N | 2.8
43 | CSC_1_GRHAMSES1_5_LONGCREK_5_1430_1435 | CTG_double_SWEETWTR_5_LONCREK2_5_AND_ABMULCW7_L_BITTCR5_1N | -11.4
43 | CSC_1_PARKER_5_BENBRK_A_T5_1436_1869 | CTG_double_SWEETWTR_5_LONCREK2_5_AND_ABMULCW7_L_BITTCR5_1N | 7.9
43 | CSC_1_LONCREK2_5_COKFIELD_5_1439_1442 | CTG_double_SWEETWTR_5_LONCREK2_5_AND_ABMULCW7_L_BITTCR5_1N | 10.5
43 | CSC_1_COMCHESS1_5_COMCHPKW_5_1440_1900 | CTG_double_SWEETWTR_5_LONCREK2_5_AND_ABMULCW7_L_BITTCR5_1N | 17.7
43 | CSC_1_GRHAMSES1_5_COKFIELD_5_1430_1442 | CTG_double_SWEETWTR_5_LONCREK2_5_AND_ABMULCW7_L_BITTCR5_1N | -11.7
43 | CSC_1_LKAROWHD_8_NEWPRT_P8_1468_1470 | CTG_double_SWEETWTR_5_LONCREK2_5_AND_ABMULCW7_L_BITTCR5_1N | 2.5
43 | CSC_1_GRAHAMSW_8_BARTON_8_1596_1599 | CTG_double_SWEETWTR_5_LONCREK2_5_AND_ABMULCW7_L_BITTCR5_1N | 2.9
43 | CSC_1_ORAN1_8_BARTON_8_1571_1599 | CTG_double_SWEETWTR_5_LONCREK2_5_AND_ABMULCW7_L_BITTCR5_1N | -3.8
43 | CSC_1_GRAHAMSW_8_GRAHAME_8_1596_1601 | CTG_double_SWEETWTR_5_LONCREK2_5_AND_ABMULCW7_L_BITTCR5_1N | -2.8
43 | CSC_1_LEONSW_8_FLATCRK_T8_1624_1642 | CTG_double_SWEETWTR_5_LONCREK2_5_AND_ABMULCW7_L_BITTCR5_1N | 3.3
43 | CSC_1_LINGLVLL_P8_STPHNVIL_8_1640_1641 | CTG_double_SWEETWTR_5_LONCREK2_5_AND_ABMULCW7_L_BITTCR5_1N | 3
43 | CSC_1_LINGLVLL_P8_FLATCRK_T8_1640_1642 | CTG_double_SWEETWTR_5_LONCREK2_5_AND_ABMULCW7_L_BITTCR5_1N | -3
43 | CSC_1_MURRY_P8_PAIP4B_1371_6169 | CTG_double_SWEETWTR_5_LONCREK2_5_AND_ABMULCW7_L_BITTCR5_1N | -3.6
43 | CSC_1_ABMULCW7_L_BITTCR5_1N_6235_71050 | CTG_double_SWEETWTR_5_LONCREK2_5_AND_ABMULCW7_L_BITTCR5_1N | 0
43 | CSC_1_OKLA7A_ABMULCW7_6100_6235 | CTG_double_SWEETWTR_5_LONCREK2_5_AND_ABMULCW7_L_BITTCR5_1N | -3.4
43 | CSC_1_COMCHESS1_5_SARC7A_1440_6444 | CTG_double_SWEETWTR_5_LONCREK2_5_AND_ABMULCW7_L_BITTCR5_1N | -18.2
43 | CSC_1_ABMULCE7_BLF_CRK7A_6230_60040 | CTG_double_SWEETWTR_5_LONCREK2_5_AND_ABMULCW7_L_BITTCR5_1N | -15.6

## S-N CSC_2 PTDFs
Contingency # | Element | Contingency | PTDF | Top one | SF | Second from Top | SF | Third from Top | SF | Third from Bottom | SF | Second from Bottom | SF | Bottom One | SF
Base Case | CSC_2_THOUSE__5_TEMP_PEC__5_3405_3412 | Base Case | -17.9 | THOUSE_2G | 0.17102 | BOSQUESW502 | 0.13941 | BOSQUESW804 | 0.10381 | L_LOSTPI1_2Y | -0.12004 | L_BASTEN1_3Y | -0.12019 | SANDOW_4G | -0.14525
Base Case | CSC_2_LAKE_CRK1_5_TEMP_SS__5_3409_3414 | Base Case | -19.7 | THOUSE_1G | 0.17671 | LAKE_CRK1_G | 0.16682 | BOSQUESW501 | 0.15283 | L_LOSTPI1_2Y | -0.13312 | L_BASTEN1_3Y | -0.1332 | SANDOW_4G | -0.16015
Base Case | CSC_2_VENUS_S5_THOUSE__5_1906_3405 | Base Case | -13.2 | MDLTHELP_1G | 0.16379 | NTHLK1_G | 0.094061 | MTCK7_G | 0.092924 | BOSQUESW502 | -0.1903 | LAKE_CRK1_G | -0.19663 | THOUSE_2G | -0.23367
Base Case | CSC_2_VENUS_N5_THOUSE__5_1907_3405 | Base Case | -13.7 | MDLTHELP_4G | 0.15761 | COMCHEPK_1G | 0.10738 | WLFHOLW_3G | 0.10714 | BOSQUESW502 | -0.1871 | LAKE_CRK1_G | -0.19606 | THOUSE_2G | -0.23355
Base Case | CSC_2_LAKE_CRK2_5_THOUSE__5_3402_3405 | Base Case | 10.7 | LAKE_CRK2_G | 0.23897 | SANDOW_4G | 0.082399 | DECKR_G4 | 0.067417 | MDLTHELP_2G | -0.068166 | BOSQUESW505 | -0.082896 | THOUSE_1G | -0.14443
Base Case | CSC_2_THOUSE__5_LAKE_CRK1_5_3405_3409 | Base Case | -9.1 | THOUSE_2G | 0.12155 | BOSQUESW502 | 0.070424 | MDLTHELP_1G | 0.057592 | DECKR_G4 | -0.057354 | SANDOW_5G | -0.070109 | LAKE_CRK1_G | -0.19518
Base Case | CSC_2_TEMPSSLT__5_SANDOW__5_3413_3429 | Base Case | -18.4 | THOUSE_2G | 0.15071 | LAKE_CRK1_G | 0.14367 | BOSQUESW502 | 0.14084 | L_BASTEN1_2Y | -0.13663 | L_LOSTPI1_3Y | -0.13841 | SANDOW_5G | -0.15508
Base Case | CSC_2_TEMP_SS__5_SANDOW__5_3414_3429 | Base Case | -18.5 | THOUSE_2G | 0.15165 | LAKE_CRK1_G | 0.14447 | BOSQUESW502 | 0.14166 | L_BASTEN1_2Y | -0.13733 | L_LOSTPI1_3Y | -0.13912 | SANDOW_5G | -0.15587
Base Case | CSC_2_TEMP_PEC__5_TEMP_SS__5_3412_3414 | Base Case | -17.9 | THOUSE_1G | 0.16695 | BOSQUESW505 | 0.13887 | WHITNYDM02 | 0.10251 | L_BASTEN1_2Y | -0.1212 | L_LOSTPI1_3Y | -0.12128 | SANDOW_5G | -0.14452
Base Case | CSC_2_TEMP_SS__8_TEMP_PEC__8_3415_3420 | Base Case | 2.6 | SANDOW_4G | 0.027381 | L_AUSTPL1_1Y | 0.021802 | DECKR_G6 | 0.021635 | WHITNYDM02 | -0.021431 | BOSQUESW804 | -0.023602 | LAKE_CRK1_G | -0.054918
Base Case | CSC_2_LAKE_CRK1_8_TEMP_PEC__8_3410_3420 | Base Case | -2.7 | LAKE_CRK1_G | 0.08072 | BOSQUESW501 | 0.02051 | THOUSE_2G | 0.019838 | L_MARSFO1G2Y | -0.019965 | L_BUCHAN1_3Y | -0.020974 | SANDOW_4G | -0.022815
Base Case | CSC_2_WACOWOOD1_8_COTTONB_T_8_3591_13591 | Base Case | -1.9 | LAKE_CRK1_G | 0.04588 | BOSQUESW502 | 0.018735 | WHITNYDM01 | 0.015007 | L_INKSDA1_1Y | -0.014789 | L_BUCHAN1_1Y | -0.015702 | SANDOW_4G | -0.016214
Base Case | CSC_2_TEMP_SS__8_ROGERS1A_8_3415_3675 | Base Case | -2.4 | LAKE_CRK2_G | 0.02672 | BOSQUESW803 | 0.022808 | WHITNYDM01 | 0.020828 | L_LOSTPI1_1Y | -0.016837 | L_SIMGID1_3Y | -0.019161 | SANDOW_5G | -0.083063
Base Case | CSC_2_SANDOW__5_L_AUSTRO5_1Y_3429_7040 | Base Case | -18.4 | SANDOW_4G | 0.17812 | THOUSE_1G | 0.13511 | LAKE_CRK2_G | 0.13296 | L_FPPYD11_2Y | -0.13611 | L_BASTEN1_1Y | -0.15471 | L_LOSTPI1_3Y | -0.15943
Base Case | CSC_2_L_AUSTRO5_1Y_L_ZORN__5_2Y_7040_7045 | Base Case | -13.1 | L_LOSTPI1_1Y | 0.12627 | SANDOW_4G | 0.10704 | L_BASTEN1_3Y | 0.09084 | L_GUADGE1_2Y | -0.16814 | L_RIONOG1G1Y | -0.18427 | L_HAYSEN1_3Y | -0.20256
Base Case | CSC_2_L_AUSTRO5_1Y_SAND_TXU_5_7040_13429 | Base Case | 18.3 | L_LOSTPI1_3Y | 0.1586 | L_BASTEN1_2Y | 0.15389 | L_FPPYD11_2Y | 0.13538 | LAKE_CRK1_G | -0.13208 | THOUSE_2G | -0.13418 | SANDOW_4G | -0.17924
Base Case | CSC_2_L_AUSTRO5_1Y_L_GARFIE5_1Y_7040_7048 | Base Case | -14.3 | L_LOSTPI1_3Y | 0.14945 | SANDOW_4G | 0.12452 | THOUSE_1G | 0.09371 | L_AUSTPL1_1Y | -0.11714 | SANDH_G4 | -0.15286 | L_BASTEN1_1Y | -0.55578
Base Case | CSC_2_L_ADAMSV8_1Y_L_EVANT_8_1Y_7066_7068 | Base Case | 2.6 | L_BUCHAN1_1Y | 0.077085 | L_INKSDA1_1Y | 0.070014 | L_WIRTZ_1G2Y | 0.055049 | SLSTR1PP_1G | -0.030851 | CALLAHAN1A | -0.032024 | TURKTRAK1A | -0.03695
Base Case | CSC_2_L_EVANT_8_1Y_L_GOLDTH8_1Y_7068_7070 | Base Case | 2.6 | L_BUCHAN1_1Y | 0.076944 | L_INKSDA1_1Y | 0.069873 | L_WIRTZ_1G2Y | 0.054908 | SLSTR1PP_1G | -0.030992 | CALLAHAN1A | -0.032166 | TURKTRAK1A | -0.037091
Base Case | CSC_2_BRNWDSW_8_L_GOLDTH8_1Y_1655_7070 | Base Case | -3 | TURKTRAK1A | 0.043056 | CALLAHAN1A | 0.03738 | SLSTR1PP_1G | 0.036028 | L_WIRTZ_1G1Y | -0.06295 | L_INKSDA1_1Y | -0.080193 | L_BUCHAN1_3Y | -0.088341
1 | CSC_2_THOUSE__5_TEMP_PEC__5_3405_3412 | CTG_Single_VENUS_S5_THOUSE__5 | -16.3
1 | CSC_2_LAKE_CRK1_5_TEMP_SS__5_3409_3414 | CTG_Single_VENUS_S5_THOUSE__5 | -18
1 | CSC_2_VENUS_S5_THOUSE__5_1906_3405 | CTG_Single_VENUS_S5_THOUSE__5 | 0
1 | CSC_2_VENUS_N5_THOUSE__5_1907_3405 | CTG_Single_VENUS_S5_THOUSE__5 | -20.3
1 | CSC_2_LAKE_CRK2_5_THOUSE__5_3402_3405 | CTG_Single_VENUS_S5_THOUSE__5 | 9
1 | CSC_2_THOUSE__5_LAKE_CRK1_5_3405_3409 | CTG_Single_VENUS_S5_THOUSE__5 | -7.7
1 | CSC_2_TEMPSSLT__5_SANDOW__5_3413_3429 | CTG_Single_VENUS_S5_THOUSE__5 | -17
1 | CSC_2_TEMP_SS__5_SANDOW__5_3414_3429 | CTG_Single_VENUS_S5_THOUSE__5 | -17.1
1 | CSC_2_TEMP_PEC__5_TEMP_SS__5_3412_3414 | CTG_Single_VENUS_S5_THOUSE__5 | -16.2
1 | CSC_2_TEMP_SS__8_TEMP_PEC__8_3415_3420 | CTG_Single_VENUS_S5_THOUSE__5 | 2.5
1 | CSC_2_LAKE_CRK1_8_TEMP_PEC__8_3410_3420 | CTG_Single_VENUS_S5_THOUSE__5 | -2.5
1 | CSC_2_WACOWOOD1_8_COTTONB_T_8_3591_13591 | CTG_Single_VENUS_S5_THOUSE__5 | -1.8
1 | CSC_2_TEMP_SS__8_ROGERS1A_8_3415_3675 | CTG_Single_VENUS_S5_THOUSE__5 | -2.2
1 | CSC_2_SANDOW__5_L_AUSTRO5_1Y_3429_7040 | CTG_Single_VENUS_S5_THOUSE__5 | -17.3
1 | CSC_2_L_AUSTRO5_1Y_L_ZORN__5_2Y_7040_7045 | CTG_Single_VENUS_S5_THOUSE__5 | -12.5
1 | CSC_2_L_AUSTRO5_1Y_SAND_TXU_5_7040_13429 | CTG_Single_VENUS_S5_THOUSE__5 | 17.2
1 | CSC_2_L_AUSTRO5_1Y_L_GARFIE5_1Y_7040_7048 | CTG_Single_VENUS_S5_THOUSE__5 | -13.6
1 | CSC_2_L_ADAMSV8_1Y_L_EVANT_8_1Y_7066_7068 | CTG_Single_VENUS_S5_THOUSE__5 | 2.8
1 | CSC_2_L_EVANT_8_1Y_L_GOLDTH8_1Y_7068_7070 | CTG_Single_VENUS_S5_THOUSE__5 | 2.8
1 | CSC_2_BRNWDSW_8_L_GOLDTH8_1Y_1655_7070 | CTG_Single_VENUS_S5_THOUSE__5 | -3.3
2 | CSC_2_THOUSE__5_TEMP_PEC__5_3405_3412 | CTG_Single_VENUS_N5_THOUSE__5 | -16.2
2 | CSC_2_LAKE_CRK1_5_TEMP_SS__5_3409_3414 | CTG_Single_VENUS_N5_THOUSE__5 | -18
2 | CSC_2_VENUS_S5_THOUSE__5_1906_3405 | CTG_Single_VENUS_N5_THOUSE__5 | -19.9
2 | CSC_2_VENUS_N5_THOUSE__5_1907_3405 | CTG_Single_VENUS_N5_THOUSE__5 | 0
2 | CSC_2_LAKE_CRK2_5_THOUSE__5_3402_3405 | CTG_Single_VENUS_N5_THOUSE__5 | 9
2 | CSC_2_THOUSE__5_LAKE_CRK1_5_3405_3409 | CTG_Single_VENUS_N5_THOUSE__5 | -7.6
2 | CSC_2_TEMPSSLT__5_SANDOW__5_3413_3429 | CTG_Single_VENUS_N5_THOUSE__5 | -17
2 | CSC_2_TEMP_SS__5_SANDOW__5_3414_3429 | CTG_Single_VENUS_N5_THOUSE__5 | -17.1
2 | CSC_2_TEMP_PEC__5_TEMP_SS__5_3412_3414 | CTG_Single_VENUS_N5_THOUSE__5 | -16.2
2 | CSC_2_TEMP_SS__8_TEMP_PEC__8_3415_3420 | CTG_Single_VENUS_N5_THOUSE__5 | 2.5
2 | CSC_2_LAKE_CRK1_8_TEMP_PEC__8_3410_3420 | CTG_Single_VENUS_N5_THOUSE__5 | -2.5
2 | CSC_2_WACOWOOD1_8_COTTONB_T_8_3591_13591 | CTG_Single_VENUS_N5_THOUSE__5 | -1.8
2 | CSC_2_TEMP_SS__8_ROGERS1A_8_3415_3675 | CTG_Single_VENUS_N5_THOUSE__5 | -2.2
2 | CSC_2_SANDOW__5_L_AUSTRO5_1Y_3429_7040 | CTG_Single_VENUS_N5_THOUSE__5 | -17.3
2 | CSC_2_L_AUSTRO5_1Y_L_ZORN__5_2Y_7040_7045 | CTG_Single_VENUS_N5_THOUSE__5 | -12.5
2 | CSC_2_L_AUSTRO5_1Y_SAND_TXU_5_7040_13429 | CTG_Single_VENUS_N5_THOUSE__5 | 17.1
2 | CSC_2_L_AUSTRO5_1Y_L_GARFIE5_1Y_7040_7048 | CTG_Single_VENUS_N5_THOUSE__5 | -13.6
2 | CSC_2_L_ADAMSV8_1Y_L_EVANT_8_1Y_7066_7068 | CTG_Single_VENUS_N5_THOUSE__5 | 2.9
2 | CSC_2_L_EVANT_8_1Y_L_GOLDTH8_1Y_7068_7070 | CTG_Single_VENUS_N5_THOUSE__5 | 2.9
2 | CSC_2_BRNWDSW_8_L_GOLDTH8_1Y_1655_7070 | CTG_Single_VENUS_N5_THOUSE__5 | -3.3
3 | CSC_2_THOUSE__5_TEMP_PEC__5_3405_3412 | CTG_Single_LAKE_CRK2_5_THOUSE__5 | -19
3 | CSC_2_LAKE_CRK1_5_TEMP_SS__5_3409_3414 | CTG_Single_LAKE_CRK2_5_THOUSE__5 | -18.4
3 | CSC_2_VENUS_S5_THOUSE__5_1906_3405 | CTG_Single_LAKE_CRK2_5_THOUSE__5 | -13
3 | CSC_2_VENUS_N5_THOUSE__5_1907_3405 | CTG_Single_LAKE_CRK2_5_THOUSE__5 | -13.5
3 | CSC_2_LAKE_CRK2_5_THOUSE__5_3402_3405 | CTG_Single_LAKE_CRK2_5_THOUSE__5 | 0
3 | CSC_2_THOUSE__5_LAKE_CRK1_5_3405_3409 | CTG_Single_LAKE_CRK2_5_THOUSE__5 | -17.8
3 | CSC_2_TEMPSSLT__5_SANDOW__5_3413_3429 | CTG_Single_LAKE_CRK2_5_THOUSE__5 | -18.3
3 | CSC_2_TEMP_SS__5_SANDOW__5_3414_3429 | CTG_Single_LAKE_CRK2_5_THOUSE__5 | -18.4
3 | CSC_2_TEMP_PEC__5_TEMP_SS__5_3412_3414 | CTG_Single_LAKE_CRK2_5_THOUSE__5 | -18.9
3 | CSC_2_TEMP_SS__8_TEMP_PEC__8_3415_3420 | CTG_Single_LAKE_CRK2_5_THOUSE__5 | 2.6
3 | CSC_2_LAKE_CRK1_8_TEMP_PEC__8_3410_3420 | CTG_Single_LAKE_CRK2_5_THOUSE__5 | -2.6
3 | CSC_2_WACOWOOD1_8_COTTONB_T_8_3591_13591 | CTG_Single_LAKE_CRK2_5_THOUSE__5 | -1.9
3 | CSC_2_TEMP_SS__8_ROGERS1A_8_3415_3675 | CTG_Single_LAKE_CRK2_5_THOUSE__5 | -2.4
3 | CSC_2_SANDOW__5_L_AUSTRO5_1Y_3429_7040 | CTG_Single_LAKE_CRK2_5_THOUSE__5 | -18.3
3 | CSC_2_L_AUSTRO5_1Y_L_ZORN__5_2Y_7040_7045 | CTG_Single_LAKE_CRK2_5_THOUSE__5 | -13
3 | CSC_2_L_AUSTRO5_1Y_SAND_TXU_5_7040_13429 | CTG_Single_LAKE_CRK2_5_THOUSE__5 | 18.2
3 | CSC_2_L_AUSTRO5_1Y_L_GARFIE5_1Y_7040_7048 | CTG_Single_LAKE_CRK2_5_THOUSE__5 | -14.3
3 | CSC_2_L_ADAMSV8_1Y_L_EVANT_8_1Y_7066_7068 | CTG_Single_LAKE_CRK2_5_THOUSE__5 | 2.6
3 | CSC_2_L_EVANT_8_1Y_L_GOLDTH8_1Y_7068_7070 | CTG_Single_LAKE_CRK2_5_THOUSE__5 | 2.6
3 | CSC_2_BRNWDSW_8_L_GOLDTH8_1Y_1655_7070 | CTG_Single_LAKE_CRK2_5_THOUSE__5 | -3
4 | CSC_2_THOUSE__5_TEMP_PEC__5_3405_3412 | CTG_Single_LAKE_CRK1_5_THOUSE__5 | -18.7
4 | CSC_2_LAKE_CRK1_5_TEMP_SS__5_3409_3414 | CTG_Single_LAKE_CRK1_5_THOUSE__5 | -18.7
4 | CSC_2_VENUS_S5_THOUSE__5_1906_3405 | CTG_Single_LAKE_CRK1_5_THOUSE__5 | -13.1
4 | CSC_2_VENUS_N5_THOUSE__5_1907_3405 | CTG_Single_LAKE_CRK1_5_THOUSE__5 | -13.6
4 | CSC_2_LAKE_CRK2_5_THOUSE__5_3402_3405 | CTG_Single_LAKE_CRK1_5_THOUSE__5 | 18.3
4 | CSC_2_THOUSE__5_LAKE_CRK1_5_3405_3409 | CTG_Single_LAKE_CRK1_5_THOUSE__5 | 0
4 | CSC_2_TEMPSSLT__5_SANDOW__5_3413_3429 | CTG_Single_LAKE_CRK1_5_THOUSE__5 | -18.3
4 | CSC_2_TEMP_SS__5_SANDOW__5_3414_3429 | CTG_Single_LAKE_CRK1_5_THOUSE__5 | -18.4
4 | CSC_2_TEMP_PEC__5_TEMP_SS__5_3412_3414 | CTG_Single_LAKE_CRK1_5_THOUSE__5 | -18.6
4 | CSC_2_TEMP_SS__8_TEMP_PEC__8_3415_3420 | CTG_Single_LAKE_CRK1_5_THOUSE__5 | 2.6
4 | CSC_2_LAKE_CRK1_8_TEMP_PEC__8_3410_3420 | CTG_Single_LAKE_CRK1_5_THOUSE__5 | -2.6
4 | CSC_2_WACOWOOD1_8_COTTONB_T_8_3591_13591 | CTG_Single_LAKE_CRK1_5_THOUSE__5 | -1.9
4 | CSC_2_TEMP_SS__8_ROGERS1A_8_3415_3675 | CTG_Single_LAKE_CRK1_5_THOUSE__5 | -2.4
4 | CSC_2_SANDOW__5_L_AUSTRO5_1Y_3429_7040 | CTG_Single_LAKE_CRK1_5_THOUSE__5 | -18.4
4 | CSC_2_L_AUSTRO5_1Y_L_ZORN__5_2Y_7040_7045 | CTG_Single_LAKE_CRK1_5_THOUSE__5 | -13.1
4 | CSC_2_L_AUSTRO5_1Y_SAND_TXU_5_7040_13429 | CTG_Single_LAKE_CRK1_5_THOUSE__5 | 18.3
4 | CSC_2_L_AUSTRO5_1Y_L_GARFIE5_1Y_7040_7048 | CTG_Single_LAKE_CRK1_5_THOUSE__5 | -14.3
4 | CSC_2_L_ADAMSV8_1Y_L_EVANT_8_1Y_7066_7068 | CTG_Single_LAKE_CRK1_5_THOUSE__5 | 2.6
4 | CSC_2_L_EVANT_8_1Y_L_GOLDTH8_1Y_7068_7070 | CTG_Single_LAKE_CRK1_5_THOUSE__5 | 2.6
4 | CSC_2_BRNWDSW_8_L_GOLDTH8_1Y_1655_7070 | CTG_Single_LAKE_CRK1_5_THOUSE__5 | -3
5 | CSC_2_THOUSE__5_TEMP_PEC__5_3405_3412 | CTG_Single_TEMPSSLT__5_SANDOW__5 | -16.4
5 | CSC_2_LAKE_CRK1_5_TEMP_SS__5_3409_3414 | CTG_Single_TEMPSSLT__5_SANDOW__5 | -17.9
5 | CSC_2_VENUS_S5_THOUSE__5_1906_3405 | CTG_Single_TEMPSSLT__5_SANDOW__5 | -12
5 | CSC_2_VENUS_N5_THOUSE__5_1907_3405 | CTG_Single_TEMPSSLT__5_SANDOW__5 | -12.6
5 | CSC_2_LAKE_CRK2_5_THOUSE__5_3402_3405 | CTG_Single_TEMPSSLT__5_SANDOW__5 | 10
5 | CSC_2_THOUSE__5_LAKE_CRK1_5_3405_3409 | CTG_Single_TEMPSSLT__5_SANDOW__5 | -8.5
5 | CSC_2_TEMPSSLT__5_SANDOW__5_3413_3429 | CTG_Single_TEMPSSLT__5_SANDOW__5 | 0
5 | CSC_2_TEMP_SS__5_SANDOW__5_3414_3429 | CTG_Single_TEMPSSLT__5_SANDOW__5 | -31.1
5 | CSC_2_TEMP_PEC__5_TEMP_SS__5_3412_3414 | CTG_Single_TEMPSSLT__5_SANDOW__5 | -16.2
5 | CSC_2_TEMP_SS__8_TEMP_PEC__8_3415_3420 | CTG_Single_TEMPSSLT__5_SANDOW__5 | 2.8
5 | CSC_2_LAKE_CRK1_8_TEMP_PEC__8_3410_3420 | CTG_Single_TEMPSSLT__5_SANDOW__5 | -2.7
5 | CSC_2_WACOWOOD1_8_COTTONB_T_8_3591_13591 | CTG_Single_TEMPSSLT__5_SANDOW__5 | -1.9
5 | CSC_2_TEMP_SS__8_ROGERS1A_8_3415_3675 | CTG_Single_TEMPSSLT__5_SANDOW__5 | -3.6
5 | CSC_2_SANDOW__5_L_AUSTRO5_1Y_3429_7040 | CTG_Single_TEMPSSLT__5_SANDOW__5 | -16.5
5 | CSC_2_L_AUSTRO5_1Y_L_ZORN__5_2Y_7040_7045 | CTG_Single_TEMPSSLT__5_SANDOW__5 | -12.3
5 | CSC_2_L_AUSTRO5_1Y_SAND_TXU_5_7040_13429 | CTG_Single_TEMPSSLT__5_SANDOW__5 | 16.4
5 | CSC_2_L_AUSTRO5_1Y_L_GARFIE5_1Y_7040_7048 | CTG_Single_TEMPSSLT__5_SANDOW__5 | -13
5 | CSC_2_L_ADAMSV8_1Y_L_EVANT_8_1Y_7066_7068 | CTG_Single_TEMPSSLT__5_SANDOW__5 | 2.7
5 | CSC_2_L_EVANT_8_1Y_L_GOLDTH8_1Y_7068_7070 | CTG_Single_TEMPSSLT__5_SANDOW__5 | 2.7
5 | CSC_2_BRNWDSW_8_L_GOLDTH8_1Y_1655_7070 | CTG_Single_TEMPSSLT__5_SANDOW__5 | -3.1
6 | CSC_2_THOUSE__5_TEMP_PEC__5_3405_3412 | CTG_Single_TEMP_SS__5_SANDOW__5 | -16.4
6 | CSC_2_LAKE_CRK1_5_TEMP_SS__5_3409_3414 | CTG_Single_TEMP_SS__5_SANDOW__5 | -17.9
6 | CSC_2_VENUS_S5_THOUSE__5_1906_3405 | CTG_Single_TEMP_SS__5_SANDOW__5 | -12
6 | CSC_2_VENUS_N5_THOUSE__5_1907_3405 | CTG_Single_TEMP_SS__5_SANDOW__5 | -12.5
6 | CSC_2_LAKE_CRK2_5_THOUSE__5_3402_3405 | CTG_Single_TEMP_SS__5_SANDOW__5 | 10
6 | CSC_2_THOUSE__5_LAKE_CRK1_5_3405_3409 | CTG_Single_TEMP_SS__5_SANDOW__5 | -8.5
6 | CSC_2_TEMPSSLT__5_SANDOW__5_3413_3429 | CTG_Single_TEMP_SS__5_SANDOW__5 | -31.1
6 | CSC_2_TEMP_SS__5_SANDOW__5_3414_3429 | CTG_Single_TEMP_SS__5_SANDOW__5 | 0
6 | CSC_2_TEMP_PEC__5_TEMP_SS__5_3412_3414 | CTG_Single_TEMP_SS__5_SANDOW__5 | -16.1
6 | CSC_2_TEMP_SS__8_TEMP_PEC__8_3415_3420 | CTG_Single_TEMP_SS__5_SANDOW__5 | 2.8
6 | CSC_2_LAKE_CRK1_8_TEMP_PEC__8_3410_3420 | CTG_Single_TEMP_SS__5_SANDOW__5 | -2.7
6 | CSC_2_WACOWOOD1_8_COTTONB_T_8_3591_13591 | CTG_Single_TEMP_SS__5_SANDOW__5 | -2
6 | CSC_2_TEMP_SS__8_ROGERS1A_8_3415_3675 | CTG_Single_TEMP_SS__5_SANDOW__5 | -3.6
6 | CSC_2_SANDOW__5_L_AUSTRO5_1Y_3429_7040 | CTG_Single_TEMP_SS__5_SANDOW__5 | -16.5
6 | CSC_2_L_AUSTRO5_1Y_L_ZORN__5_2Y_7040_7045 | CTG_Single_TEMP_SS__5_SANDOW__5 | -12.3
6 | CSC_2_L_AUSTRO5_1Y_SAND_TXU_5_7040_13429 | CTG_Single_TEMP_SS__5_SANDOW__5 | 16.4
6 | CSC_2_L_AUSTRO5_1Y_L_GARFIE5_1Y_7040_7048 | CTG_Single_TEMP_SS__5_SANDOW__5 | -13
6 | CSC_2_L_ADAMSV8_1Y_L_EVANT_8_1Y_7066_7068 | CTG_Single_TEMP_SS__5_SANDOW__5 | 2.7
6 | CSC_2_L_EVANT_8_1Y_L_GOLDTH8_1Y_7068_7070 | CTG_Single_TEMP_SS__5_SANDOW__5 | 2.7
6 | CSC_2_BRNWDSW_8_L_GOLDTH8_1Y_1655_7070 | CTG_Single_TEMP_SS__5_SANDOW__5 | -3.1
7 | CSC_2_THOUSE__5_TEMP_PEC__5_3405_3412 | CTG_Single_TEMP_SS__5_TEMP_PEC__5 | -1.9
7 | CSC_2_LAKE_CRK1_5_TEMP_SS__5_3409_3414 | CTG_Single_TEMP_SS__5_TEMP_PEC__5 | -30.8
7 | CSC_2_VENUS_S5_THOUSE__5_1906_3405 | CTG_Single_TEMP_SS__5_TEMP_PEC__5 | -11.9
7 | CSC_2_VENUS_N5_THOUSE__5_1907_3405 | CTG_Single_TEMP_SS__5_TEMP_PEC__5 | -12.4
7 | CSC_2_LAKE_CRK2_5_THOUSE__5_3402_3405 | CTG_Single_TEMP_SS__5_TEMP_PEC__5 | 17.3
7 | CSC_2_THOUSE__5_LAKE_CRK1_5_3405_3409 | CTG_Single_TEMP_SS__5_TEMP_PEC__5 | -14.7
7 | CSC_2_TEMPSSLT__5_SANDOW__5_3413_3429 | CTG_Single_TEMP_SS__5_TEMP_PEC__5 | -16.8
7 | CSC_2_TEMP_SS__5_SANDOW__5_3414_3429 | CTG_Single_TEMP_SS__5_TEMP_PEC__5 | -16.9
7 | CSC_2_TEMP_PEC__5_TEMP_SS__5_3412_3414 | CTG_Single_TEMP_SS__5_TEMP_PEC__5 | 0
7 | CSC_2_TEMP_SS__8_TEMP_PEC__8_3415_3420 | CTG_Single_TEMP_SS__5_TEMP_PEC__5 | 4.2
7 | CSC_2_LAKE_CRK1_8_TEMP_PEC__8_3410_3420 | CTG_Single_TEMP_SS__5_TEMP_PEC__5 | -3.3
7 | CSC_2_WACOWOOD1_8_COTTONB_T_8_3591_13591 | CTG_Single_TEMP_SS__5_TEMP_PEC__5 | -2.5
7 | CSC_2_TEMP_SS__8_ROGERS1A_8_3415_3675 | CTG_Single_TEMP_SS__5_TEMP_PEC__5 | -2.6
7 | CSC_2_SANDOW__5_L_AUSTRO5_1Y_3429_7040 | CTG_Single_TEMP_SS__5_TEMP_PEC__5 | -17.2
7 | CSC_2_L_AUSTRO5_1Y_L_ZORN__5_2Y_7040_7045 | CTG_Single_TEMP_SS__5_TEMP_PEC__5 | -12.5
7 | CSC_2_L_AUSTRO5_1Y_SAND_TXU_5_7040_13429 | CTG_Single_TEMP_SS__5_TEMP_PEC__5 | 17.1
7 | CSC_2_L_AUSTRO5_1Y_L_GARFIE5_1Y_7040_7048 | CTG_Single_TEMP_SS__5_TEMP_PEC__5 | -13.5
7 | CSC_2_L_ADAMSV8_1Y_L_EVANT_8_1Y_7066_7068 | CTG_Single_TEMP_SS__5_TEMP_PEC__5 | 2.8
7 | CSC_2_L_EVANT_8_1Y_L_GOLDTH8_1Y_7068_7070 | CTG_Single_TEMP_SS__5_TEMP_PEC__5 | 2.8
7 | CSC_2_BRNWDSW_8_L_GOLDTH8_1Y_1655_7070 | CTG_Single_TEMP_SS__5_TEMP_PEC__5 | -3.2
8 | CSC_2_THOUSE__5_TEMP_PEC__5_3405_3412 | CTG_Single_TEMP_SS__8_TEMP_PEC__8 | -18
8 | CSC_2_LAKE_CRK1_5_TEMP_SS__5_3409_3414 | CTG_Single_TEMP_SS__8_TEMP_PEC__8 | -19.8
8 | CSC_2_VENUS_S5_THOUSE__5_1906_3405 | CTG_Single_TEMP_SS__8_TEMP_PEC__8 | -13.2
8 | CSC_2_VENUS_N5_THOUSE__5_1907_3405 | CTG_Single_TEMP_SS__8_TEMP_PEC__8 | -13.7
8 | CSC_2_LAKE_CRK2_5_THOUSE__5_3402_3405 | CTG_Single_TEMP_SS__8_TEMP_PEC__8 | 10.7
8 | CSC_2_THOUSE__5_LAKE_CRK1_5_3405_3409 | CTG_Single_TEMP_SS__8_TEMP_PEC__8 | -9.1
8 | CSC_2_TEMPSSLT__5_SANDOW__5_3413_3429 | CTG_Single_TEMP_SS__8_TEMP_PEC__8 | -18.4
8 | CSC_2_TEMP_SS__5_SANDOW__5_3414_3429 | CTG_Single_TEMP_SS__8_TEMP_PEC__8 | -18.5
8 | CSC_2_TEMP_PEC__5_TEMP_SS__5_3412_3414 | CTG_Single_TEMP_SS__8_TEMP_PEC__8 | -18.2
8 | CSC_2_TEMP_SS__8_TEMP_PEC__8_3415_3420 | CTG_Single_TEMP_SS__8_TEMP_PEC__8 | 0
8 | CSC_2_LAKE_CRK1_8_TEMP_PEC__8_3410_3420 | CTG_Single_TEMP_SS__8_TEMP_PEC__8 | -2.3
8 | CSC_2_WACOWOOD1_8_COTTONB_T_8_3591_13591 | CTG_Single_TEMP_SS__8_TEMP_PEC__8 | -1.8
8 | CSC_2_TEMP_SS__8_ROGERS1A_8_3415_3675 | CTG_Single_TEMP_SS__8_TEMP_PEC__8 | -2.3
8 | CSC_2_SANDOW__5_L_AUSTRO5_1Y_3429_7040 | CTG_Single_TEMP_SS__8_TEMP_PEC__8 | -18.4
8 | CSC_2_L_AUSTRO5_1Y_L_ZORN__5_2Y_7040_7045 | CTG_Single_TEMP_SS__8_TEMP_PEC__8 | -13.1
8 | CSC_2_L_AUSTRO5_1Y_SAND_TXU_5_7040_13429 | CTG_Single_TEMP_SS__8_TEMP_PEC__8 | 18.3
8 | CSC_2_L_AUSTRO5_1Y_L_GARFIE5_1Y_7040_7048 | CTG_Single_TEMP_SS__8_TEMP_PEC__8 | -14.3
8 | CSC_2_L_ADAMSV8_1Y_L_EVANT_8_1Y_7066_7068 | CTG_Single_TEMP_SS__8_TEMP_PEC__8 | 2.6
8 | CSC_2_L_EVANT_8_1Y_L_GOLDTH8_1Y_7068_7070 | CTG_Single_TEMP_SS__8_TEMP_PEC__8 | 2.6
8 | CSC_2_BRNWDSW_8_L_GOLDTH8_1Y_1655_7070 | CTG_Single_TEMP_SS__8_TEMP_PEC__8 | -3
9 | CSC_2_THOUSE__5_TEMP_PEC__5_3405_3412 | CTG_Single_TEMP_PEC__8_LAKE_CRK1_8 | -18.6
9 | CSC_2_LAKE_CRK1_5_TEMP_SS__5_3409_3414 | CTG_Single_TEMP_PEC__8_LAKE_CRK1_8 | -20.6
9 | CSC_2_VENUS_S5_THOUSE__5_1906_3405 | CTG_Single_TEMP_PEC__8_LAKE_CRK1_8 | -13.1
9 | CSC_2_VENUS_N5_THOUSE__5_1907_3405 | CTG_Single_TEMP_PEC__8_LAKE_CRK1_8 | -13.7
9 | CSC_2_LAKE_CRK2_5_THOUSE__5_3402_3405 | CTG_Single_TEMP_PEC__8_LAKE_CRK1_8 | 10.3
9 | CSC_2_THOUSE__5_LAKE_CRK1_5_3405_3409 | CTG_Single_TEMP_PEC__8_LAKE_CRK1_8 | -8.8
9 | CSC_2_TEMPSSLT__5_SANDOW__5_3413_3429 | CTG_Single_TEMP_PEC__8_LAKE_CRK1_8 | -18.4
9 | CSC_2_TEMP_SS__5_SANDOW__5_3414_3429 | CTG_Single_TEMP_PEC__8_LAKE_CRK1_8 | -18.5
9 | CSC_2_TEMP_PEC__5_TEMP_SS__5_3412_3414 | CTG_Single_TEMP_PEC__8_LAKE_CRK1_8 | -18.3
9 | CSC_2_TEMP_SS__8_TEMP_PEC__8_3415_3420 | CTG_Single_TEMP_PEC__8_LAKE_CRK1_8 | 1.4
9 | CSC_2_LAKE_CRK1_8_TEMP_PEC__8_3410_3420 | CTG_Single_TEMP_PEC__8_LAKE_CRK1_8 | 0
9 | CSC_2_WACOWOOD1_8_COTTONB_T_8_3591_13591 | CTG_Single_TEMP_PEC__8_LAKE_CRK1_8 | -2.3
9 | CSC_2_TEMP_SS__8_ROGERS1A_8_3415_3675 | CTG_Single_TEMP_PEC__8_LAKE_CRK1_8 | -2.2
9 | CSC_2_SANDOW__5_L_AUSTRO5_1Y_3429_7040 | CTG_Single_TEMP_PEC__8_LAKE_CRK1_8 | -18.4
9 | CSC_2_L_AUSTRO5_1Y_L_ZORN__5_2Y_7040_7045 | CTG_Single_TEMP_PEC__8_LAKE_CRK1_8 | -13.1
9 | CSC_2_L_AUSTRO5_1Y_SAND_TXU_5_7040_13429 | CTG_Single_TEMP_PEC__8_LAKE_CRK1_8 | 18.3
9 | CSC_2_L_AUSTRO5_1Y_L_GARFIE5_1Y_7040_7048 | CTG_Single_TEMP_PEC__8_LAKE_CRK1_8 | -14.3
9 | CSC_2_L_ADAMSV8_1Y_L_EVANT_8_1Y_7066_7068 | CTG_Single_TEMP_PEC__8_LAKE_CRK1_8 | 2.6
9 | CSC_2_L_EVANT_8_1Y_L_GOLDTH8_1Y_7068_7070 | CTG_Single_TEMP_PEC__8_LAKE_CRK1_8 | 2.6
9 | CSC_2_BRNWDSW_8_L_GOLDTH8_1Y_1655_7070 | CTG_Single_TEMP_PEC__8_LAKE_CRK1_8 | -3
10 | CSC_2_THOUSE__5_TEMP_PEC__5_3405_3412 | CTG_Single_WACOWOOD1_8_COTTONB_T_8 | -18.3
10 | CSC_2_LAKE_CRK1_5_TEMP_SS__5_3409_3414 | CTG_Single_WACOWOOD1_8_COTTONB_T_8 | -20.2
10 | CSC_2_VENUS_S5_THOUSE__5_1906_3405 | CTG_Single_WACOWOOD1_8_COTTONB_T_8 | -13.2
10 | CSC_2_VENUS_N5_THOUSE__5_1907_3405 | CTG_Single_WACOWOOD1_8_COTTONB_T_8 | -13.7
10 | CSC_2_LAKE_CRK2_5_THOUSE__5_3402_3405 | CTG_Single_WACOWOOD1_8_COTTONB_T_8 | 10.6
10 | CSC_2_THOUSE__5_LAKE_CRK1_5_3405_3409 | CTG_Single_WACOWOOD1_8_COTTONB_T_8 | -9
10 | CSC_2_TEMPSSLT__5_SANDOW__5_3413_3429 | CTG_Single_WACOWOOD1_8_COTTONB_T_8 | -18.4
10 | CSC_2_TEMP_SS__5_SANDOW__5_3414_3429 | CTG_Single_WACOWOOD1_8_COTTONB_T_8 | -18.5
10 | CSC_2_TEMP_PEC__5_TEMP_SS__5_3412_3414 | CTG_Single_WACOWOOD1_8_COTTONB_T_8 | -18.2
10 | CSC_2_TEMP_SS__8_TEMP_PEC__8_3415_3420 | CTG_Single_WACOWOOD1_8_COTTONB_T_8 | 2.4
10 | CSC_2_LAKE_CRK1_8_TEMP_PEC__8_3410_3420 | CTG_Single_WACOWOOD1_8_COTTONB_T_8 | -3
10 | CSC_2_WACOWOOD1_8_COTTONB_T_8_3591_13591 | CTG_Single_WACOWOOD1_8_COTTONB_T_8 | 0
10 | CSC_2_TEMP_SS__8_ROGERS1A_8_3415_3675 | CTG_Single_WACOWOOD1_8_COTTONB_T_8 | -2.3
10 | CSC_2_SANDOW__5_L_AUSTRO5_1Y_3429_7040 | CTG_Single_WACOWOOD1_8_COTTONB_T_8 | -18.4
10 | CSC_2_L_AUSTRO5_1Y_L_ZORN__5_2Y_7040_7045 | CTG_Single_WACOWOOD1_8_COTTONB_T_8 | -13.1
10 | CSC_2_L_AUSTRO5_1Y_SAND_TXU_5_7040_13429 | CTG_Single_WACOWOOD1_8_COTTONB_T_8 | 18.3
10 | CSC_2_L_AUSTRO5_1Y_L_GARFIE5_1Y_7040_7048 | CTG_Single_WACOWOOD1_8_COTTONB_T_8 | -14.3
10 | CSC_2_L_ADAMSV8_1Y_L_EVANT_8_1Y_7066_7068 | CTG_Single_WACOWOOD1_8_COTTONB_T_8 | 2.6
10 | CSC_2_L_EVANT_8_1Y_L_GOLDTH8_1Y_7068_7070 | CTG_Single_WACOWOOD1_8_COTTONB_T_8 | 2.6
10 | CSC_2_BRNWDSW_8_L_GOLDTH8_1Y_1655_7070 | CTG_Single_WACOWOOD1_8_COTTONB_T_8 | -3
11 | CSC_2_THOUSE__5_TEMP_PEC__5_3405_3412 | CTG_Single_ROGERS1A_8_TEMP_SS__8 | -18
11 | CSC_2_LAKE_CRK1_5_TEMP_SS__5_3409_3414 | CTG_Single_ROGERS1A_8_TEMP_SS__8 | -19.8
11 | CSC_2_VENUS_S5_THOUSE__5_1906_3405 | CTG_Single_ROGERS1A_8_TEMP_SS__8 | -13.1
11 | CSC_2_VENUS_N5_THOUSE__5_1907_3405 | CTG_Single_ROGERS1A_8_TEMP_SS__8 | -13.6
11 | CSC_2_LAKE_CRK2_5_THOUSE__5_3402_3405 | CTG_Single_ROGERS1A_8_TEMP_SS__8 | 10.6
11 | CSC_2_THOUSE__5_LAKE_CRK1_5_3405_3409 | CTG_Single_ROGERS1A_8_TEMP_SS__8 | -9
11 | CSC_2_TEMPSSLT__5_SANDOW__5_3413_3429 | CTG_Single_ROGERS1A_8_TEMP_SS__8 | -19.2
11 | CSC_2_TEMP_SS__5_SANDOW__5_3414_3429 | CTG_Single_ROGERS1A_8_TEMP_SS__8 | -19.3
11 | CSC_2_TEMP_PEC__5_TEMP_SS__5_3412_3414 | CTG_Single_ROGERS1A_8_TEMP_SS__8 | -18
11 | CSC_2_TEMP_SS__8_TEMP_PEC__8_3415_3420 | CTG_Single_ROGERS1A_8_TEMP_SS__8 | 2.2
11 | CSC_2_LAKE_CRK1_8_TEMP_PEC__8_3410_3420 | CTG_Single_ROGERS1A_8_TEMP_SS__8 | -2.5
11 | CSC_2_WACOWOOD1_8_COTTONB_T_8_3591_13591 | CTG_Single_ROGERS1A_8_TEMP_SS__8 | -1.8
11 | CSC_2_TEMP_SS__8_ROGERS1A_8_3415_3675 | CTG_Single_ROGERS1A_8_TEMP_SS__8 | 0
11 | CSC_2_SANDOW__5_L_AUSTRO5_1Y_3429_7040 | CTG_Single_ROGERS1A_8_TEMP_SS__8 | -18.3
11 | CSC_2_L_AUSTRO5_1Y_L_ZORN__5_2Y_7040_7045 | CTG_Single_ROGERS1A_8_TEMP_SS__8 | -13
11 | CSC_2_L_AUSTRO5_1Y_SAND_TXU_5_7040_13429 | CTG_Single_ROGERS1A_8_TEMP_SS__8 | 18.2
11 | CSC_2_L_AUSTRO5_1Y_L_GARFIE5_1Y_7040_7048 | CTG_Single_ROGERS1A_8_TEMP_SS__8 | -14.3
11 | CSC_2_L_ADAMSV8_1Y_L_EVANT_8_1Y_7066_7068 | CTG_Single_ROGERS1A_8_TEMP_SS__8 | 2.6
11 | CSC_2_L_EVANT_8_1Y_L_GOLDTH8_1Y_7068_7070 | CTG_Single_ROGERS1A_8_TEMP_SS__8 | 2.6
11 | CSC_2_BRNWDSW_8_L_GOLDTH8_1Y_1655_7070 | CTG_Single_ROGERS1A_8_TEMP_SS__8 | -3
12 | CSC_2_THOUSE__5_TEMP_PEC__5_3405_3412 | CTG_Single_L_AUSTRO5_1Y_SANDOW__5 | -16.8
12 | CSC_2_LAKE_CRK1_5_TEMP_SS__5_3409_3414 | CTG_Single_L_AUSTRO5_1Y_SANDOW__5 | -18.4
12 | CSC_2_VENUS_S5_THOUSE__5_1906_3405 | CTG_Single_L_AUSTRO5_1Y_SANDOW__5 | -12.3
12 | CSC_2_VENUS_N5_THOUSE__5_1907_3405 | CTG_Single_L_AUSTRO5_1Y_SANDOW__5 | -12.8
12 | CSC_2_LAKE_CRK2_5_THOUSE__5_3402_3405 | CTG_Single_L_AUSTRO5_1Y_SANDOW__5 | 10.2
12 | CSC_2_THOUSE__5_LAKE_CRK1_5_3405_3409 | CTG_Single_L_AUSTRO5_1Y_SANDOW__5 | -8.6
12 | CSC_2_TEMPSSLT__5_SANDOW__5_3413_3429 | CTG_Single_L_AUSTRO5_1Y_SANDOW__5 | -16.7
12 | CSC_2_TEMP_SS__5_SANDOW__5_3414_3429 | CTG_Single_L_AUSTRO5_1Y_SANDOW__5 | -16.8
12 | CSC_2_TEMP_PEC__5_TEMP_SS__5_3412_3414 | CTG_Single_L_AUSTRO5_1Y_SANDOW__5 | -16.7
12 | CSC_2_TEMP_SS__8_TEMP_PEC__8_3415_3420 | CTG_Single_L_AUSTRO5_1Y_SANDOW__5 | 2.6
12 | CSC_2_LAKE_CRK1_8_TEMP_PEC__8_3410_3420 | CTG_Single_L_AUSTRO5_1Y_SANDOW__5 | -2.6
12 | CSC_2_WACOWOOD1_8_COTTONB_T_8_3591_13591 | CTG_Single_L_AUSTRO5_1Y_SANDOW__5 | -1.9
12 | CSC_2_TEMP_SS__8_ROGERS1A_8_3415_3675 | CTG_Single_L_AUSTRO5_1Y_SANDOW__5 | -2.3
12 | CSC_2_SANDOW__5_L_AUSTRO5_1Y_3429_7040 | CTG_Single_L_AUSTRO5_1Y_SANDOW__5 | 0
12 | CSC_2_L_AUSTRO5_1Y_L_ZORN__5_2Y_7040_7045 | CTG_Single_L_AUSTRO5_1Y_SANDOW__5 | -12.1
12 | CSC_2_L_AUSTRO5_1Y_SAND_TXU_5_7040_13429 | CTG_Single_L_AUSTRO5_1Y_SANDOW__5 | 31
12 | CSC_2_L_AUSTRO5_1Y_L_GARFIE5_1Y_7040_7048 | CTG_Single_L_AUSTRO5_1Y_SANDOW__5 | -12.4
12 | CSC_2_L_ADAMSV8_1Y_L_EVANT_8_1Y_7066_7068 | CTG_Single_L_AUSTRO5_1Y_SANDOW__5 | 2.7
12 | CSC_2_L_EVANT_8_1Y_L_GOLDTH8_1Y_7068_7070 | CTG_Single_L_AUSTRO5_1Y_SANDOW__5 | 2.7
12 | CSC_2_BRNWDSW_8_L_GOLDTH8_1Y_1655_7070 | CTG_Single_L_AUSTRO5_1Y_SANDOW__5 | -3.1
13 | CSC_2_THOUSE__5_TEMP_PEC__5_3405_3412 | CTG_Single_L_AUSTRO5_1Y_L_ZORN__5_2Y | -17.5
13 | CSC_2_LAKE_CRK1_5_TEMP_SS__5_3409_3414 | CTG_Single_L_AUSTRO5_1Y_L_ZORN__5_2Y | -19.2
13 | CSC_2_VENUS_S5_THOUSE__5_1906_3405 | CTG_Single_L_AUSTRO5_1Y_L_ZORN__5_2Y | -12.8
13 | CSC_2_VENUS_N5_THOUSE__5_1907_3405 | CTG_Single_L_AUSTRO5_1Y_L_ZORN__5_2Y | -13.3
13 | CSC_2_LAKE_CRK2_5_THOUSE__5_3402_3405 | CTG_Single_L_AUSTRO5_1Y_L_ZORN__5_2Y | 10.5
13 | CSC_2_THOUSE__5_LAKE_CRK1_5_3405_3409 | CTG_Single_L_AUSTRO5_1Y_L_ZORN__5_2Y | -8.9
13 | CSC_2_TEMPSSLT__5_SANDOW__5_3413_3429 | CTG_Single_L_AUSTRO5_1Y_L_ZORN__5_2Y | -17.8
13 | CSC_2_TEMP_SS__5_SANDOW__5_3414_3429 | CTG_Single_L_AUSTRO5_1Y_L_ZORN__5_2Y | -17.9
13 | CSC_2_TEMP_PEC__5_TEMP_SS__5_3412_3414 | CTG_Single_L_AUSTRO5_1Y_L_ZORN__5_2Y | -17.4
13 | CSC_2_TEMP_SS__8_TEMP_PEC__8_3415_3420 | CTG_Single_L_AUSTRO5_1Y_L_ZORN__5_2Y | 2.6
13 | CSC_2_LAKE_CRK1_8_TEMP_PEC__8_3410_3420 | CTG_Single_L_AUSTRO5_1Y_L_ZORN__5_2Y | -2.6
13 | CSC_2_WACOWOOD1_8_COTTONB_T_8_3591_13591 | CTG_Single_L_AUSTRO5_1Y_L_ZORN__5_2Y | -1.9
13 | CSC_2_TEMP_SS__8_ROGERS1A_8_3415_3675 | CTG_Single_L_AUSTRO5_1Y_L_ZORN__5_2Y | -2.3
13 | CSC_2_SANDOW__5_L_AUSTRO5_1Y_3429_7040 | CTG_Single_L_AUSTRO5_1Y_L_ZORN__5_2Y | -17.6
13 | CSC_2_L_AUSTRO5_1Y_L_ZORN__5_2Y_7040_7045 | CTG_Single_L_AUSTRO5_1Y_L_ZORN__5_2Y | 0
13 | CSC_2_L_AUSTRO5_1Y_SAND_TXU_5_7040_13429 | CTG_Single_L_AUSTRO5_1Y_L_ZORN__5_2Y | 17.5
13 | CSC_2_L_AUSTRO5_1Y_L_GARFIE5_1Y_7040_7048 | CTG_Single_L_AUSTRO5_1Y_L_ZORN__5_2Y | -21.1
13 | CSC_2_L_ADAMSV8_1Y_L_EVANT_8_1Y_7066_7068 | CTG_Single_L_AUSTRO5_1Y_L_ZORN__5_2Y | 2.6
13 | CSC_2_L_EVANT_8_1Y_L_GOLDTH8_1Y_7068_7070 | CTG_Single_L_AUSTRO5_1Y_L_ZORN__5_2Y | 2.6
13 | CSC_2_BRNWDSW_8_L_GOLDTH8_1Y_1655_7070 | CTG_Single_L_AUSTRO5_1Y_L_ZORN__5_2Y | -3
14 | CSC_2_THOUSE__5_TEMP_PEC__5_3405_3412 | CTG_Single_L_AUSTRO5_1Y_SAND_TXU_5 | -16.9
14 | CSC_2_LAKE_CRK1_5_TEMP_SS__5_3409_3414 | CTG_Single_L_AUSTRO5_1Y_SAND_TXU_5 | -18.4
14 | CSC_2_VENUS_S5_THOUSE__5_1906_3405 | CTG_Single_L_AUSTRO5_1Y_SAND_TXU_5 | -12.3
14 | CSC_2_VENUS_N5_THOUSE__5_1907_3405 | CTG_Single_L_AUSTRO5_1Y_SAND_TXU_5 | -12.8
14 | CSC_2_LAKE_CRK2_5_THOUSE__5_3402_3405 | CTG_Single_L_AUSTRO5_1Y_SAND_TXU_5 | 10.2
14 | CSC_2_THOUSE__5_LAKE_CRK1_5_3405_3409 | CTG_Single_L_AUSTRO5_1Y_SAND_TXU_5 | -8.6
14 | CSC_2_TEMPSSLT__5_SANDOW__5_3413_3429 | CTG_Single_L_AUSTRO5_1Y_SAND_TXU_5 | -16.7
14 | CSC_2_TEMP_SS__5_SANDOW__5_3414_3429 | CTG_Single_L_AUSTRO5_1Y_SAND_TXU_5 | -16.8
14 | CSC_2_TEMP_PEC__5_TEMP_SS__5_3412_3414 | CTG_Single_L_AUSTRO5_1Y_SAND_TXU_5 | -16.7
14 | CSC_2_TEMP_SS__8_TEMP_PEC__8_3415_3420 | CTG_Single_L_AUSTRO5_1Y_SAND_TXU_5 | 2.6
14 | CSC_2_LAKE_CRK1_8_TEMP_PEC__8_3410_3420 | CTG_Single_L_AUSTRO5_1Y_SAND_TXU_5 | -2.6
14 | CSC_2_WACOWOOD1_8_COTTONB_T_8_3591_13591 | CTG_Single_L_AUSTRO5_1Y_SAND_TXU_5 | -1.9
14 | CSC_2_TEMP_SS__8_ROGERS1A_8_3415_3675 | CTG_Single_L_AUSTRO5_1Y_SAND_TXU_5 | -2.3
14 | CSC_2_SANDOW__5_L_AUSTRO5_1Y_3429_7040 | CTG_Single_L_AUSTRO5_1Y_SAND_TXU_5 | -31
14 | CSC_2_L_AUSTRO5_1Y_L_ZORN__5_2Y_7040_7045 | CTG_Single_L_AUSTRO5_1Y_SAND_TXU_5 | -12.1
14 | CSC_2_L_AUSTRO5_1Y_SAND_TXU_5_7040_13429 | CTG_Single_L_AUSTRO5_1Y_SAND_TXU_5 | 0
14 | CSC_2_L_AUSTRO5_1Y_L_GARFIE5_1Y_7040_7048 | CTG_Single_L_AUSTRO5_1Y_SAND_TXU_5 | -12.4
14 | CSC_2_L_ADAMSV8_1Y_L_EVANT_8_1Y_7066_7068 | CTG_Single_L_AUSTRO5_1Y_SAND_TXU_5 | 2.7
14 | CSC_2_L_EVANT_8_1Y_L_GOLDTH8_1Y_7068_7070 | CTG_Single_L_AUSTRO5_1Y_SAND_TXU_5 | 2.7
14 | CSC_2_BRNWDSW_8_L_GOLDTH8_1Y_1655_7070 | CTG_Single_L_AUSTRO5_1Y_SAND_TXU_5 | -3.1
15 | CSC_2_THOUSE__5_TEMP_PEC__5_3405_3412 | CTG_Single_L_GARFIE5_1Y_L_AUSTRO5_1Y | -17.6
15 | CSC_2_LAKE_CRK1_5_TEMP_SS__5_3409_3414 | CTG_Single_L_GARFIE5_1Y_L_AUSTRO5_1Y | -19.2
15 | CSC_2_VENUS_S5_THOUSE__5_1906_3405 | CTG_Single_L_GARFIE5_1Y_L_AUSTRO5_1Y | -12.9
15 | CSC_2_VENUS_N5_THOUSE__5_1907_3405 | CTG_Single_L_GARFIE5_1Y_L_AUSTRO5_1Y | -13.4
15 | CSC_2_LAKE_CRK2_5_THOUSE__5_3402_3405 | CTG_Single_L_GARFIE5_1Y_L_AUSTRO5_1Y | 10.5
15 | CSC_2_THOUSE__5_LAKE_CRK1_5_3405_3409 | CTG_Single_L_GARFIE5_1Y_L_AUSTRO5_1Y | -8.9
15 | CSC_2_TEMPSSLT__5_SANDOW__5_3413_3429 | CTG_Single_L_GARFIE5_1Y_L_AUSTRO5_1Y | -17.8
15 | CSC_2_TEMP_SS__5_SANDOW__5_3414_3429 | CTG_Single_L_GARFIE5_1Y_L_AUSTRO5_1Y | -17.9
15 | CSC_2_TEMP_PEC__5_TEMP_SS__5_3412_3414 | CTG_Single_L_GARFIE5_1Y_L_AUSTRO5_1Y | -17.5
15 | CSC_2_TEMP_SS__8_TEMP_PEC__8_3415_3420 | CTG_Single_L_GARFIE5_1Y_L_AUSTRO5_1Y | 2.6
15 | CSC_2_LAKE_CRK1_8_TEMP_PEC__8_3410_3420 | CTG_Single_L_GARFIE5_1Y_L_AUSTRO5_1Y | -2.6
15 | CSC_2_WACOWOOD1_8_COTTONB_T_8_3591_13591 | CTG_Single_L_GARFIE5_1Y_L_AUSTRO5_1Y | -1.9
15 | CSC_2_TEMP_SS__8_ROGERS1A_8_3415_3675 | CTG_Single_L_GARFIE5_1Y_L_AUSTRO5_1Y | -2.3
15 | CSC_2_SANDOW__5_L_AUSTRO5_1Y_3429_7040 | CTG_Single_L_GARFIE5_1Y_L_AUSTRO5_1Y | -17.4
15 | CSC_2_L_AUSTRO5_1Y_L_ZORN__5_2Y_7040_7045 | CTG_Single_L_GARFIE5_1Y_L_AUSTRO5_1Y | -17.3
15 | CSC_2_L_AUSTRO5_1Y_SAND_TXU_5_7040_13429 | CTG_Single_L_GARFIE5_1Y_L_AUSTRO5_1Y | 17.3
15 | CSC_2_L_AUSTRO5_1Y_L_GARFIE5_1Y_7040_7048 | CTG_Single_L_GARFIE5_1Y_L_AUSTRO5_1Y | 0
15 | CSC_2_L_ADAMSV8_1Y_L_EVANT_8_1Y_7066_7068 | CTG_Single_L_GARFIE5_1Y_L_AUSTRO5_1Y | 2.6
15 | CSC_2_L_EVANT_8_1Y_L_GOLDTH8_1Y_7068_7070 | CTG_Single_L_GARFIE5_1Y_L_AUSTRO5_1Y | 2.6
15 | CSC_2_BRNWDSW_8_L_GOLDTH8_1Y_1655_7070 | CTG_Single_L_GARFIE5_1Y_L_AUSTRO5_1Y | -3
16 | CSC_2_THOUSE__5_TEMP_PEC__5_3405_3412 | CTG_Single_L_ADAMSV8_1Y_L_EVANT_8_1Y | -18.4
16 | CSC_2_LAKE_CRK1_5_TEMP_SS__5_3409_3414 | CTG_Single_L_ADAMSV8_1Y_L_EVANT_8_1Y | -20.2
16 | CSC_2_VENUS_S5_THOUSE__5_1906_3405 | CTG_Single_L_ADAMSV8_1Y_L_EVANT_8_1Y | -13.6
16 | CSC_2_VENUS_N5_THOUSE__5_1907_3405 | CTG_Single_L_ADAMSV8_1Y_L_EVANT_8_1Y | -14.2
16 | CSC_2_LAKE_CRK2_5_THOUSE__5_3402_3405 | CTG_Single_L_ADAMSV8_1Y_L_EVANT_8_1Y | 11
16 | CSC_2_THOUSE__5_LAKE_CRK1_5_3405_3409 | CTG_Single_L_ADAMSV8_1Y_L_EVANT_8_1Y | -9.3
16 | CSC_2_TEMPSSLT__5_SANDOW__5_3413_3429 | CTG_Single_L_ADAMSV8_1Y_L_EVANT_8_1Y | -18.6
16 | CSC_2_TEMP_SS__5_SANDOW__5_3414_3429 | CTG_Single_L_ADAMSV8_1Y_L_EVANT_8_1Y | -18.7
16 | CSC_2_TEMP_PEC__5_TEMP_SS__5_3412_3414 | CTG_Single_L_ADAMSV8_1Y_L_EVANT_8_1Y | -18.3
16 | CSC_2_TEMP_SS__8_TEMP_PEC__8_3415_3420 | CTG_Single_L_ADAMSV8_1Y_L_EVANT_8_1Y | 2.6
16 | CSC_2_LAKE_CRK1_8_TEMP_PEC__8_3410_3420 | CTG_Single_L_ADAMSV8_1Y_L_EVANT_8_1Y | -2.7
16 | CSC_2_WACOWOOD1_8_COTTONB_T_8_3591_13591 | CTG_Single_L_ADAMSV8_1Y_L_EVANT_8_1Y | -2
16 | CSC_2_TEMP_SS__8_ROGERS1A_8_3415_3675 | CTG_Single_L_ADAMSV8_1Y_L_EVANT_8_1Y | -2.4
16 | CSC_2_SANDOW__5_L_AUSTRO5_1Y_3429_7040 | CTG_Single_L_ADAMSV8_1Y_L_EVANT_8_1Y | -18.6
16 | CSC_2_L_AUSTRO5_1Y_L_ZORN__5_2Y_7040_7045 | CTG_Single_L_ADAMSV8_1Y_L_EVANT_8_1Y | -13.1
16 | CSC_2_L_AUSTRO5_1Y_SAND_TXU_5_7040_13429 | CTG_Single_L_ADAMSV8_1Y_L_EVANT_8_1Y | 18.5
16 | CSC_2_L_AUSTRO5_1Y_L_GARFIE5_1Y_7040_7048 | CTG_Single_L_ADAMSV8_1Y_L_EVANT_8_1Y | -14.5
16 | CSC_2_L_ADAMSV8_1Y_L_EVANT_8_1Y_7066_7068 | CTG_Single_L_ADAMSV8_1Y_L_EVANT_8_1Y | 0
16 | CSC_2_L_EVANT_8_1Y_L_GOLDTH8_1Y_7068_7070 | CTG_Single_L_ADAMSV8_1Y_L_EVANT_8_1Y | 0
16 | CSC_2_BRNWDSW_8_L_GOLDTH8_1Y_1655_7070 | CTG_Single_L_ADAMSV8_1Y_L_EVANT_8_1Y | -0.9
17 | CSC_2_THOUSE__5_TEMP_PEC__5_3405_3412 | CTG_Single_L_EVANT_8_1Y_L_GOLDTH8_1Y | -18.4
17 | CSC_2_LAKE_CRK1_5_TEMP_SS__5_3409_3414 | CTG_Single_L_EVANT_8_1Y_L_GOLDTH8_1Y | -20.2
17 | CSC_2_VENUS_S5_THOUSE__5_1906_3405 | CTG_Single_L_EVANT_8_1Y_L_GOLDTH8_1Y | -13.6
17 | CSC_2_VENUS_N5_THOUSE__5_1907_3405 | CTG_Single_L_EVANT_8_1Y_L_GOLDTH8_1Y | -14.2
17 | CSC_2_LAKE_CRK2_5_THOUSE__5_3402_3405 | CTG_Single_L_EVANT_8_1Y_L_GOLDTH8_1Y | 11
17 | CSC_2_THOUSE__5_LAKE_CRK1_5_3405_3409 | CTG_Single_L_EVANT_8_1Y_L_GOLDTH8_1Y | -9.3
17 | CSC_2_TEMPSSLT__5_SANDOW__5_3413_3429 | CTG_Single_L_EVANT_8_1Y_L_GOLDTH8_1Y | -18.6
17 | CSC_2_TEMP_SS__5_SANDOW__5_3414_3429 | CTG_Single_L_EVANT_8_1Y_L_GOLDTH8_1Y | -18.7
17 | CSC_2_TEMP_PEC__5_TEMP_SS__5_3412_3414 | CTG_Single_L_EVANT_8_1Y_L_GOLDTH8_1Y | -18.3
17 | CSC_2_TEMP_SS__8_TEMP_PEC__8_3415_3420 | CTG_Single_L_EVANT_8_1Y_L_GOLDTH8_1Y | 2.6
17 | CSC_2_LAKE_CRK1_8_TEMP_PEC__8_3410_3420 | CTG_Single_L_EVANT_8_1Y_L_GOLDTH8_1Y | -2.7
17 | CSC_2_WACOWOOD1_8_COTTONB_T_8_3591_13591 | CTG_Single_L_EVANT_8_1Y_L_GOLDTH8_1Y | -2
17 | CSC_2_TEMP_SS__8_ROGERS1A_8_3415_3675 | CTG_Single_L_EVANT_8_1Y_L_GOLDTH8_1Y | -2.4
17 | CSC_2_SANDOW__5_L_AUSTRO5_1Y_3429_7040 | CTG_Single_L_EVANT_8_1Y_L_GOLDTH8_1Y | -18.6
17 | CSC_2_L_AUSTRO5_1Y_L_ZORN__5_2Y_7040_7045 | CTG_Single_L_EVANT_8_1Y_L_GOLDTH8_1Y | -13.1
17 | CSC_2_L_AUSTRO5_1Y_SAND_TXU_5_7040_13429 | CTG_Single_L_EVANT_8_1Y_L_GOLDTH8_1Y | 18.5
17 | CSC_2_L_AUSTRO5_1Y_L_GARFIE5_1Y_7040_7048 | CTG_Single_L_EVANT_8_1Y_L_GOLDTH8_1Y | -14.5
17 | CSC_2_L_ADAMSV8_1Y_L_EVANT_8_1Y_7066_7068 | CTG_Single_L_EVANT_8_1Y_L_GOLDTH8_1Y | 0
17 | CSC_2_L_EVANT_8_1Y_L_GOLDTH8_1Y_7068_7070 | CTG_Single_L_EVANT_8_1Y_L_GOLDTH8_1Y | 0
17 | CSC_2_BRNWDSW_8_L_GOLDTH8_1Y_1655_7070 | CTG_Single_L_EVANT_8_1Y_L_GOLDTH8_1Y | -0.9
18 | CSC_2_THOUSE__5_TEMP_PEC__5_3405_3412 | CTG_Single_L_GOLDTH8_1Y_BRNWDSW_8 | -18.6
18 | CSC_2_LAKE_CRK1_5_TEMP_SS__5_3409_3414 | CTG_Single_L_GOLDTH8_1Y_BRNWDSW_8 | -20.3
18 | CSC_2_VENUS_S5_THOUSE__5_1906_3405 | CTG_Single_L_GOLDTH8_1Y_BRNWDSW_8 | -13.8
18 | CSC_2_VENUS_N5_THOUSE__5_1907_3405 | CTG_Single_L_GOLDTH8_1Y_BRNWDSW_8 | -14.4
18 | CSC_2_LAKE_CRK2_5_THOUSE__5_3402_3405 | CTG_Single_L_GOLDTH8_1Y_BRNWDSW_8 | 11.1
18 | CSC_2_THOUSE__5_LAKE_CRK1_5_3405_3409 | CTG_Single_L_GOLDTH8_1Y_BRNWDSW_8 | -9.4
18 | CSC_2_TEMPSSLT__5_SANDOW__5_3413_3429 | CTG_Single_L_GOLDTH8_1Y_BRNWDSW_8 | -18.7
18 | CSC_2_TEMP_SS__5_SANDOW__5_3414_3429 | CTG_Single_L_GOLDTH8_1Y_BRNWDSW_8 | -18.8
18 | CSC_2_TEMP_PEC__5_TEMP_SS__5_3412_3414 | CTG_Single_L_GOLDTH8_1Y_BRNWDSW_8 | -18.5
18 | CSC_2_TEMP_SS__8_TEMP_PEC__8_3415_3420 | CTG_Single_L_GOLDTH8_1Y_BRNWDSW_8 | 2.6
18 | CSC_2_LAKE_CRK1_8_TEMP_PEC__8_3410_3420 | CTG_Single_L_GOLDTH8_1Y_BRNWDSW_8 | -2.8
18 | CSC_2_WACOWOOD1_8_COTTONB_T_8_3591_13591 | CTG_Single_L_GOLDTH8_1Y_BRNWDSW_8 | -2
18 | CSC_2_TEMP_SS__8_ROGERS1A_8_3415_3675 | CTG_Single_L_GOLDTH8_1Y_BRNWDSW_8 | -2.4
18 | CSC_2_SANDOW__5_L_AUSTRO5_1Y_3429_7040 | CTG_Single_L_GOLDTH8_1Y_BRNWDSW_8 | -18.7
18 | CSC_2_L_AUSTRO5_1Y_L_ZORN__5_2Y_7040_7045 | CTG_Single_L_GOLDTH8_1Y_BRNWDSW_8 | -13.1
18 | CSC_2_L_AUSTRO5_1Y_SAND_TXU_5_7040_13429 | CTG_Single_L_GOLDTH8_1Y_BRNWDSW_8 | 18.6
18 | CSC_2_L_AUSTRO5_1Y_L_GARFIE5_1Y_7040_7048 | CTG_Single_L_GOLDTH8_1Y_BRNWDSW_8 | -14.6
18 | CSC_2_L_ADAMSV8_1Y_L_EVANT_8_1Y_7066_7068 | CTG_Single_L_GOLDTH8_1Y_BRNWDSW_8 | 0
18 | CSC_2_L_EVANT_8_1Y_L_GOLDTH8_1Y_7068_7070 | CTG_Single_L_GOLDTH8_1Y_BRNWDSW_8 | 0
18 | CSC_2_BRNWDSW_8_L_GOLDTH8_1Y_1655_7070 | CTG_Single_L_GOLDTH8_1Y_BRNWDSW_8 | 0
19 | CSC_2_THOUSE__5_TEMP_PEC__5_3405_3412 | CTG_double_VENUS_S5_THOUSE__5_AND_VENUS_N5_THOUSE__5 | -11.3
19 | CSC_2_LAKE_CRK1_5_TEMP_SS__5_3409_3414 | CTG_double_VENUS_S5_THOUSE__5_AND_VENUS_N5_THOUSE__5 | -13
19 | CSC_2_VENUS_S5_THOUSE__5_1906_3405 | CTG_double_VENUS_S5_THOUSE__5_AND_VENUS_N5_THOUSE__5 | 0
19 | CSC_2_VENUS_N5_THOUSE__5_1907_3405 | CTG_double_VENUS_S5_THOUSE__5_AND_VENUS_N5_THOUSE__5 | 0
19 | CSC_2_LAKE_CRK2_5_THOUSE__5_3402_3405 | CTG_double_VENUS_S5_THOUSE__5_AND_VENUS_N5_THOUSE__5 | 4
19 | CSC_2_THOUSE__5_LAKE_CRK1_5_3405_3409 | CTG_double_VENUS_S5_THOUSE__5_AND_VENUS_N5_THOUSE__5 | -3.5
19 | CSC_2_TEMPSSLT__5_SANDOW__5_3413_3429 | CTG_double_VENUS_S5_THOUSE__5_AND_VENUS_N5_THOUSE__5 | -13
19 | CSC_2_TEMP_SS__5_SANDOW__5_3414_3429 | CTG_double_VENUS_S5_THOUSE__5_AND_VENUS_N5_THOUSE__5 | -13
19 | CSC_2_TEMP_PEC__5_TEMP_SS__5_3412_3414 | CTG_double_VENUS_S5_THOUSE__5_AND_VENUS_N5_THOUSE__5 | -11.4
19 | CSC_2_TEMP_SS__8_TEMP_PEC__8_3415_3420 | CTG_double_VENUS_S5_THOUSE__5_AND_VENUS_N5_THOUSE__5 | 2.1
19 | CSC_2_LAKE_CRK1_8_TEMP_PEC__8_3410_3420 | CTG_double_VENUS_S5_THOUSE__5_AND_VENUS_N5_THOUSE__5 | -2.1
19 | CSC_2_WACOWOOD1_8_COTTONB_T_8_3591_13591 | CTG_double_VENUS_S5_THOUSE__5_AND_VENUS_N5_THOUSE__5 | -1.6
19 | CSC_2_TEMP_SS__8_ROGERS1A_8_3415_3675 | CTG_double_VENUS_S5_THOUSE__5_AND_VENUS_N5_THOUSE__5 | -1.8
19 | CSC_2_SANDOW__5_L_AUSTRO5_1Y_3429_7040 | CTG_double_VENUS_S5_THOUSE__5_AND_VENUS_N5_THOUSE__5 | -13.8
19 | CSC_2_L_AUSTRO5_1Y_L_ZORN__5_2Y_7040_7045 | CTG_double_VENUS_S5_THOUSE__5_AND_VENUS_N5_THOUSE__5 | -10.8
19 | CSC_2_L_AUSTRO5_1Y_SAND_TXU_5_7040_13429 | CTG_double_VENUS_S5_THOUSE__5_AND_VENUS_N5_THOUSE__5 | 13.7
19 | CSC_2_L_AUSTRO5_1Y_L_GARFIE5_1Y_7040_7048 | CTG_double_VENUS_S5_THOUSE__5_AND_VENUS_N5_THOUSE__5 | -11.3
19 | CSC_2_L_ADAMSV8_1Y_L_EVANT_8_1Y_7066_7068 | CTG_double_VENUS_S5_THOUSE__5_AND_VENUS_N5_THOUSE__5 | 3.6
19 | CSC_2_L_EVANT_8_1Y_L_GOLDTH8_1Y_7068_7070 | CTG_double_VENUS_S5_THOUSE__5_AND_VENUS_N5_THOUSE__5 | 3.6
19 | CSC_2_BRNWDSW_8_L_GOLDTH8_1Y_1655_7070 | CTG_double_VENUS_S5_THOUSE__5_AND_VENUS_N5_THOUSE__5 | -4.1
20 | CSC_2_THOUSE__5_TEMP_PEC__5_3405_3412 | CTG_double_LAKE_CRK1_5_THOUSE__5_AND_TEMP_PEC__5_THOUSE__5 | 0
20 | CSC_2_LAKE_CRK1_5_TEMP_SS__5_3409_3414 | CTG_double_LAKE_CRK1_5_THOUSE__5_AND_TEMP_PEC__5_THOUSE__5 | -30.9
20 | CSC_2_VENUS_S5_THOUSE__5_1906_3405 | CTG_double_LAKE_CRK1_5_THOUSE__5_AND_TEMP_PEC__5_THOUSE__5 | -11.4
20 | CSC_2_VENUS_N5_THOUSE__5_1907_3405 | CTG_double_LAKE_CRK1_5_THOUSE__5_AND_TEMP_PEC__5_THOUSE__5 | -11.9
20 | CSC_2_LAKE_CRK2_5_THOUSE__5_3402_3405 | CTG_double_LAKE_CRK1_5_THOUSE__5_AND_TEMP_PEC__5_THOUSE__5 | 31.8
20 | CSC_2_THOUSE__5_LAKE_CRK1_5_3405_3409 | CTG_double_LAKE_CRK1_5_THOUSE__5_AND_TEMP_PEC__5_THOUSE__5 | 0
20 | CSC_2_TEMPSSLT__5_SANDOW__5_3413_3429 | CTG_double_LAKE_CRK1_5_THOUSE__5_AND_TEMP_PEC__5_THOUSE__5 | -16.6
20 | CSC_2_TEMP_SS__5_SANDOW__5_3414_3429 | CTG_double_LAKE_CRK1_5_THOUSE__5_AND_TEMP_PEC__5_THOUSE__5 | -16.7
20 | CSC_2_TEMP_PEC__5_TEMP_SS__5_3412_3414 | CTG_double_LAKE_CRK1_5_THOUSE__5_AND_TEMP_PEC__5_THOUSE__5 | -0.5
20 | CSC_2_TEMP_SS__8_TEMP_PEC__8_3415_3420 | CTG_double_LAKE_CRK1_5_THOUSE__5_AND_TEMP_PEC__5_THOUSE__5 | 3.2
20 | CSC_2_LAKE_CRK1_8_TEMP_PEC__8_3410_3420 | CTG_double_LAKE_CRK1_5_THOUSE__5_AND_TEMP_PEC__5_THOUSE__5 | -3.7
20 | CSC_2_WACOWOOD1_8_COTTONB_T_8_3591_13591 | CTG_double_LAKE_CRK1_5_THOUSE__5_AND_TEMP_PEC__5_THOUSE__5 | -2.7
20 | CSC_2_TEMP_SS__8_ROGERS1A_8_3415_3675 | CTG_double_LAKE_CRK1_5_THOUSE__5_AND_TEMP_PEC__5_THOUSE__5 | -2.4
20 | CSC_2_SANDOW__5_L_AUSTRO5_1Y_3429_7040 | CTG_double_LAKE_CRK1_5_THOUSE__5_AND_TEMP_PEC__5_THOUSE__5 | -17
20 | CSC_2_L_AUSTRO5_1Y_L_ZORN__5_2Y_7040_7045 | CTG_double_LAKE_CRK1_5_THOUSE__5_AND_TEMP_PEC__5_THOUSE__5 | -12.4
20 | CSC_2_L_AUSTRO5_1Y_SAND_TXU_5_7040_13429 | CTG_double_LAKE_CRK1_5_THOUSE__5_AND_TEMP_PEC__5_THOUSE__5 | 16.9
20 | CSC_2_L_AUSTRO5_1Y_L_GARFIE5_1Y_7040_7048 | CTG_double_LAKE_CRK1_5_THOUSE__5_AND_TEMP_PEC__5_THOUSE__5 | -13.4
20 | CSC_2_L_ADAMSV8_1Y_L_EVANT_8_1Y_7066_7068 | CTG_double_LAKE_CRK1_5_THOUSE__5_AND_TEMP_PEC__5_THOUSE__5 | 2.9
20 | CSC_2_L_EVANT_8_1Y_L_GOLDTH8_1Y_7068_7070 | CTG_double_LAKE_CRK1_5_THOUSE__5_AND_TEMP_PEC__5_THOUSE__5 | 2.9
20 | CSC_2_BRNWDSW_8_L_GOLDTH8_1Y_1655_7070 | CTG_double_LAKE_CRK1_5_THOUSE__5_AND_TEMP_PEC__5_THOUSE__5 | -3.3
21 | CSC_2_THOUSE__5_TEMP_PEC__5_3405_3412 | CTG_double_TEMP_SS__5_SANDOW__5_AND_TEMPSSLT__5_SANDOW__5 | -8.1
21 | CSC_2_LAKE_CRK1_5_TEMP_SS__5_3409_3414 | CTG_double_TEMP_SS__5_SANDOW__5_AND_TEMPSSLT__5_SANDOW__5 | -8.3
21 | CSC_2_VENUS_S5_THOUSE__5_1906_3405 | CTG_double_TEMP_SS__5_SANDOW__5_AND_TEMPSSLT__5_SANDOW__5 | -5.5
21 | CSC_2_VENUS_N5_THOUSE__5_1907_3405 | CTG_double_TEMP_SS__5_SANDOW__5_AND_TEMPSSLT__5_SANDOW__5 | -6.1
21 | CSC_2_LAKE_CRK2_5_THOUSE__5_3402_3405 | CTG_double_TEMP_SS__5_SANDOW__5_AND_TEMPSSLT__5_SANDOW__5 | 6.4
21 | CSC_2_THOUSE__5_LAKE_CRK1_5_3405_3409 | CTG_double_TEMP_SS__5_SANDOW__5_AND_TEMPSSLT__5_SANDOW__5 | -5.4
21 | CSC_2_TEMPSSLT__5_SANDOW__5_3413_3429 | CTG_double_TEMP_SS__5_SANDOW__5_AND_TEMPSSLT__5_SANDOW__5 | 0
21 | CSC_2_TEMP_SS__5_SANDOW__5_3414_3429 | CTG_double_TEMP_SS__5_SANDOW__5_AND_TEMPSSLT__5_SANDOW__5 | 0
21 | CSC_2_TEMP_PEC__5_TEMP_SS__5_3412_3414 | CTG_double_TEMP_SS__5_SANDOW__5_AND_TEMPSSLT__5_SANDOW__5 | -6.9
21 | CSC_2_TEMP_SS__8_TEMP_PEC__8_3415_3420 | CTG_double_TEMP_SS__5_SANDOW__5_AND_TEMPSSLT__5_SANDOW__5 | 3.9
21 | CSC_2_LAKE_CRK1_8_TEMP_PEC__8_3410_3420 | CTG_double_TEMP_SS__5_SANDOW__5_AND_TEMPSSLT__5_SANDOW__5 | -3
21 | CSC_2_WACOWOOD1_8_COTTONB_T_8_3591_13591 | CTG_double_TEMP_SS__5_SANDOW__5_AND_TEMPSSLT__5_SANDOW__5 | -2.1
21 | CSC_2_TEMP_SS__8_ROGERS1A_8_3415_3675 | CTG_double_TEMP_SS__5_SANDOW__5_AND_TEMPSSLT__5_SANDOW__5 | -9.9
21 | CSC_2_SANDOW__5_L_AUSTRO5_1Y_3429_7040 | CTG_double_TEMP_SS__5_SANDOW__5_AND_TEMPSSLT__5_SANDOW__5 | -6.2
21 | CSC_2_L_AUSTRO5_1Y_L_ZORN__5_2Y_7040_7045 | CTG_double_TEMP_SS__5_SANDOW__5_AND_TEMPSSLT__5_SANDOW__5 | -8
21 | CSC_2_L_AUSTRO5_1Y_SAND_TXU_5_7040_13429 | CTG_double_TEMP_SS__5_SANDOW__5_AND_TEMPSSLT__5_SANDOW__5 | 6.2
21 | CSC_2_L_AUSTRO5_1Y_L_GARFIE5_1Y_7040_7048 | CTG_double_TEMP_SS__5_SANDOW__5_AND_TEMPSSLT__5_SANDOW__5 | -6
21 | CSC_2_L_ADAMSV8_1Y_L_EVANT_8_1Y_7066_7068 | CTG_double_TEMP_SS__5_SANDOW__5_AND_TEMPSSLT__5_SANDOW__5 | 3.3
21 | CSC_2_L_EVANT_8_1Y_L_GOLDTH8_1Y_7068_7070 | CTG_double_TEMP_SS__5_SANDOW__5_AND_TEMPSSLT__5_SANDOW__5 | 3.3
21 | CSC_2_BRNWDSW_8_L_GOLDTH8_1Y_1655_7070 | CTG_double_TEMP_SS__5_SANDOW__5_AND_TEMPSSLT__5_SANDOW__5 | -3.8
22 | CSC_2_THOUSE__5_TEMP_PEC__5_3405_3412 | CTG_double_TEMP_SS__5_TEMP_PEC__5_AND_TEMP_SS__5_LAKE_CRK1_5 | -4.7
22 | CSC_2_LAKE_CRK1_5_TEMP_SS__5_3409_3414 | CTG_double_TEMP_SS__5_TEMP_PEC__5_AND_TEMP_SS__5_LAKE_CRK1_5 | 0
22 | CSC_2_VENUS_S5_THOUSE__5_1906_3405 | CTG_double_TEMP_SS__5_TEMP_PEC__5_AND_TEMP_SS__5_LAKE_CRK1_5 | -5.5
22 | CSC_2_VENUS_N5_THOUSE__5_1907_3405 | CTG_double_TEMP_SS__5_TEMP_PEC__5_AND_TEMP_SS__5_LAKE_CRK1_5 | -6
22 | CSC_2_LAKE_CRK2_5_THOUSE__5_3402_3405 | CTG_double_TEMP_SS__5_TEMP_PEC__5_AND_TEMP_SS__5_LAKE_CRK1_5 | 6.3
22 | CSC_2_THOUSE__5_LAKE_CRK1_5_3405_3409 | CTG_double_TEMP_SS__5_TEMP_PEC__5_AND_TEMP_SS__5_LAKE_CRK1_5 | -5.2
22 | CSC_2_TEMPSSLT__5_SANDOW__5_3413_3429 | CTG_double_TEMP_SS__5_TEMP_PEC__5_AND_TEMP_SS__5_LAKE_CRK1_5 | -9
22 | CSC_2_TEMP_SS__5_SANDOW__5_3414_3429 | CTG_double_TEMP_SS__5_TEMP_PEC__5_AND_TEMP_SS__5_LAKE_CRK1_5 | -9.1
22 | CSC_2_TEMP_PEC__5_TEMP_SS__5_3412_3414 | CTG_double_TEMP_SS__5_TEMP_PEC__5_AND_TEMP_SS__5_LAKE_CRK1_5 | 0
22 | CSC_2_TEMP_SS__8_TEMP_PEC__8_3415_3420 | CTG_double_TEMP_SS__5_TEMP_PEC__5_AND_TEMP_SS__5_LAKE_CRK1_5 | 10.2
22 | CSC_2_LAKE_CRK1_8_TEMP_PEC__8_3410_3420 | CTG_double_TEMP_SS__5_TEMP_PEC__5_AND_TEMP_SS__5_LAKE_CRK1_5 | -8.5
22 | CSC_2_WACOWOOD1_8_COTTONB_T_8_3591_13591 | CTG_double_TEMP_SS__5_TEMP_PEC__5_AND_TEMP_SS__5_LAKE_CRK1_5 | -6.1
22 | CSC_2_TEMP_SS__8_ROGERS1A_8_3415_3675 | CTG_double_TEMP_SS__5_TEMP_PEC__5_AND_TEMP_SS__5_LAKE_CRK1_5 | -3.3
22 | CSC_2_SANDOW__5_L_AUSTRO5_1Y_3429_7040 | CTG_double_TEMP_SS__5_TEMP_PEC__5_AND_TEMP_SS__5_LAKE_CRK1_5 | -11.3
22 | CSC_2_L_AUSTRO5_1Y_L_ZORN__5_2Y_7040_7045 | CTG_double_TEMP_SS__5_TEMP_PEC__5_AND_TEMP_SS__5_LAKE_CRK1_5 | -9.7
22 | CSC_2_L_AUSTRO5_1Y_SAND_TXU_5_7040_13429 | CTG_double_TEMP_SS__5_TEMP_PEC__5_AND_TEMP_SS__5_LAKE_CRK1_5 | 11.2
22 | CSC_2_L_AUSTRO5_1Y_L_GARFIE5_1Y_7040_7048 | CTG_double_TEMP_SS__5_TEMP_PEC__5_AND_TEMP_SS__5_LAKE_CRK1_5 | -9.6
22 | CSC_2_L_ADAMSV8_1Y_L_EVANT_8_1Y_7066_7068 | CTG_double_TEMP_SS__5_TEMP_PEC__5_AND_TEMP_SS__5_LAKE_CRK1_5 | 3.8
22 | CSC_2_L_EVANT_8_1Y_L_GOLDTH8_1Y_7068_7070 | CTG_double_TEMP_SS__5_TEMP_PEC__5_AND_TEMP_SS__5_LAKE_CRK1_5 | 3.8
22 | CSC_2_BRNWDSW_8_L_GOLDTH8_1Y_1655_7070 | CTG_double_TEMP_SS__5_TEMP_PEC__5_AND_TEMP_SS__5_LAKE_CRK1_5 | -4.4
23 | CSC_2_THOUSE__5_TEMP_PEC__5_3405_3412 | CTG_double_TEMP_SS__5_LAKE_CRK1_5_AND_TEMP_PEC__5_THOUSE__5 | 0 |  | 0 |  | 0 |  | 0 |  | 0 |  | 0 |  | 0
23 | CSC_2_LAKE_CRK1_5_TEMP_SS__5_3409_3414 | CTG_double_TEMP_SS__5_LAKE_CRK1_5_AND_TEMP_PEC__5_THOUSE__5 | 0 |  | 0 |  | 0 |  | 0 |  | 0 |  | 0 |  | 0
23 | CSC_2_VENUS_S5_THOUSE__5_1906_3405 | CTG_double_TEMP_SS__5_LAKE_CRK1_5_AND_TEMP_PEC__5_THOUSE__5 | -4.7 | MDLTHELP_1G | 0.11938 | NTHLK1_G | 0.054342 | MTCK6_G | 0.053522 | LAKE_CRK1_G | -0.2541 | BOSQUESW502 | -0.25655 | THOUSE_2G | -0.31253
23 | CSC_2_VENUS_N5_THOUSE__5_1907_3405 | CTG_double_TEMP_SS__5_LAKE_CRK1_5_AND_TEMP_PEC__5_THOUSE__5 | -5.2 | MDLTHELP_4G | 0.11324 | COMCHEPK_1G | 0.066276 | WLFHOLW_3G | 0.065866 | BOSQUESW502 | -0.25309 | LAKE_CRK1_G | -0.25331 | THOUSE_2G | -0.31212
23 | CSC_2_LAKE_CRK2_5_THOUSE__5_3402_3405 | CTG_double_TEMP_SS__5_LAKE_CRK1_5_AND_TEMP_PEC__5_THOUSE__5 | 7.5 | LAKE_CRK2_G | 0.27824 | SANDOW_5G | 0.056019 | DECKR_G6 | 0.045946 | MDLTHELP_2G | -0.05214 | BOSQUESW505 | -0.057868 | THOUSE_1G | -0.11732
23 | CSC_2_THOUSE__5_LAKE_CRK1_5_3405_3409 | CTG_double_TEMP_SS__5_LAKE_CRK1_5_AND_TEMP_PEC__5_THOUSE__5 | -6.2 | THOUSE_2G | 0.096877 | BOSQUESW501 | 0.047786 | MDLTHELP_2G | 0.043055 | DECKR_G4 | -0.037941 | SANDOW_5G | -0.046259 | LAKE_CRK1_G | -0.22976
23 | CSC_2_TEMPSSLT__5_SANDOW__5_3413_3429 | CTG_double_TEMP_SS__5_LAKE_CRK1_5_AND_TEMP_PEC__5_THOUSE__5 | -8.8 | LAKE_CRK2_G | 0.078525 | BOSQUESW803 | 0.069678 | WHITNYDM01 | 0.064253 | L_BASTEN1_2Y | -0.071798 | L_LOSTPI1_3Y | -0.073639 | SANDOW_5G | -0.076944
23 | CSC_2_TEMP_SS__5_SANDOW__5_3414_3429 | CTG_double_TEMP_SS__5_LAKE_CRK1_5_AND_TEMP_PEC__5_THOUSE__5 | -8.8 | LAKE_CRK2_G | 0.078777 | BOSQUESW803 | 0.069858 | WHITNYDM01 | 0.06442 | L_BASTEN1_2Y | -0.071957 | L_LOSTPI1_3Y | -0.073801 | SANDOW_5G | -0.077076
23 | CSC_2_TEMP_PEC__5_TEMP_SS__5_3412_3414 | CTG_double_TEMP_SS__5_LAKE_CRK1_5_AND_TEMP_PEC__5_THOUSE__5 | -2 | LAKE_CRK1_G | 0.020586 | BOSQUESW501 | 0.015881 | THOUSE_2G | 0.015527 | L_BASTEN1_2Y | -0.015463 | L_LOSTPI1_3Y | -0.015463 | SANDOW_5G | -0.016419
23 | CSC_2_TEMP_SS__8_TEMP_PEC__8_3415_3420 | CTG_double_TEMP_SS__5_LAKE_CRK1_5_AND_TEMP_PEC__5_THOUSE__5 | 7.6 | SANDOW_5G | 0.06811 | DECKR_G6 | 0.054829 | L_AUSTPL1_1Y | 0.054346 | BOSQUESW804 | -0.061018 | THOUSE_1G | -0.063663 | LAKE_CRK1_G | -0.089214
23 | CSC_2_LAKE_CRK1_8_TEMP_PEC__8_3410_3420 | CTG_double_TEMP_SS__5_LAKE_CRK1_5_AND_TEMP_PEC__5_THOUSE__5 | -10 | LAKE_CRK1_G | 0.13068 | THOUSE_1G | 0.087797 | BOSQUESW501 | 0.077645 | L_AUSTPL1_1Y | -0.067115 | DECKR_G4 | -0.067919 | SANDOW_4G | -0.082525
23 | CSC_2_WACOWOOD1_8_COTTONB_T_8_3591_13591 | CTG_double_TEMP_SS__5_LAKE_CRK1_5_AND_TEMP_PEC__5_THOUSE__5 | -6.9 | LAKE_CRK1_G | 0.079782 | THOUSE_1G | 0.059612 | BOSQUESW501 | 0.05754 | L_AUSTPL1_1Y | -0.046328 | DECKR_G5 | -0.046866 | SANDOW_4G | -0.056767
23 | CSC_2_TEMP_SS__8_ROGERS1A_8_3415_3675 | CTG_double_TEMP_SS__5_LAKE_CRK1_5_AND_TEMP_PEC__5_THOUSE__5 | -2.9 | LAKE_CRK2_G | 0.030357 | BOSQUESW803 | 0.025955 | WHITNYDM02 | 0.023848 | L_LOSTPI1_1Y | -0.020389 | L_SIMGID1_3Y | -0.022516 | SANDOW_5G | -0.087347
23 | CSC_2_SANDOW__5_L_AUSTRO5_1Y_3429_7040 | CTG_double_TEMP_SS__5_LAKE_CRK1_5_AND_TEMP_PEC__5_THOUSE__5 | -10.9 | SANDOW_5G | 0.2391 | LAKE_CRK1_G | 0.082146 | BOSQUESW804 | 0.072689 | L_FPPYD11_2Y | -0.091121 | L_BASTEN1_1Y | -0.10411 | L_LOSTPI1_3Y | -0.10888
23 | CSC_2_L_AUSTRO5_1Y_L_ZORN__5_2Y_7040_7045 | CTG_double_TEMP_SS__5_LAKE_CRK1_5_AND_TEMP_PEC__5_THOUSE__5 | -9.5 | L_LOSTPI1_1Y | 0.15039 | SANDOW_4G | 0.13613 | L_BASTEN1_3Y | 0.11498 | L_GUADGE1_2Y | -0.14897 | L_RIONOG1G1Y | -0.16426 | L_HAYSEN1_3Y | -0.18167
23 | CSC_2_L_AUSTRO5_1Y_SAND_TXU_5_7040_13429 | CTG_double_TEMP_SS__5_LAKE_CRK1_5_AND_TEMP_PEC__5_THOUSE__5 | 10.9 | L_LOSTPI1_2Y | 0.10845 | L_BASTEN1_2Y | 0.10369 | L_FPPYD11_2Y | 0.090744 | BOSQUESW803 | -0.072267 | LAKE_CRK1_G | -0.08167 | SANDOW_4G | -0.23974
23 | CSC_2_L_AUSTRO5_1Y_L_GARFIE5_1Y_7040_7048 | CTG_double_TEMP_SS__5_LAKE_CRK1_5_AND_TEMP_PEC__5_THOUSE__5 | -9.3 | L_LOSTPI1_3Y | 0.18324 | SANDOW_5G | 0.16527 | LAKE_CRK1_G | 0.058189 | L_AUSTPL1_1Y | -0.12011 | SANDH_G4 | -0.12011 | L_BASTEN1_1Y | -0.52196
23 | CSC_2_L_ADAMSV8_1Y_L_EVANT_8_1Y_7066_7068 | CTG_double_TEMP_SS__5_LAKE_CRK1_5_AND_TEMP_PEC__5_THOUSE__5 | 4 | L_BUCHAN1_1Y | 0.084649 | L_INKSDA1_1Y | 0.077295 | L_WIRTZ_1G2Y | 0.062727 | SLSTR1PP_1G | -0.037059 | CALLAHAN1A | -0.037538 | TURKTRAK1A | -0.042271
23 | CSC_2_L_EVANT_8_1Y_L_GOLDTH8_1Y_7068_7070 | CTG_double_TEMP_SS__5_LAKE_CRK1_5_AND_TEMP_PEC__5_THOUSE__5 | 4 | L_BUCHAN1_1Y | 0.084508 | L_INKSDA1_1Y | 0.077154 | L_WIRTZ_1G2Y | 0.062586 | SLSTR1PP_1G | -0.0372 | CALLAHAN1A | -0.037679 | TURKTRAK1A | -0.042412
23 | CSC_2_BRNWDSW_8_L_GOLDTH8_1Y_1655_7070 | CTG_double_TEMP_SS__5_LAKE_CRK1_5_AND_TEMP_PEC__5_THOUSE__5 | -4.6 | TURKTRAK1A | 0.049187 | CALLAHAN1A | 0.043733 | SLSTR1PP_1G | 0.043181 | L_WIRTZ_1G1Y | -0.071797 | L_INKSDA1_1Y | -0.088583 | L_BUCHAN1_3Y | -0.097056
24 | CSC_2_THOUSE__5_TEMP_PEC__5_3405_3412 | CTG_double_L_AUSTRO5_1Y_SANDOW__5_AND_L_AUSTRO5_1Y_SAND_TXU_5 | -11
24 | CSC_2_LAKE_CRK1_5_TEMP_SS__5_3409_3414 | CTG_double_L_AUSTRO5_1Y_SANDOW__5_AND_L_AUSTRO5_1Y_SAND_TXU_5 | -11.7
24 | CSC_2_VENUS_S5_THOUSE__5_1906_3405 | CTG_double_L_AUSTRO5_1Y_SANDOW__5_AND_L_AUSTRO5_1Y_SAND_TXU_5 | -7.3
24 | CSC_2_VENUS_N5_THOUSE__5_1907_3405 | CTG_double_L_AUSTRO5_1Y_SANDOW__5_AND_L_AUSTRO5_1Y_SAND_TXU_5 | -7.9
24 | CSC_2_LAKE_CRK2_5_THOUSE__5_3402_3405 | CTG_double_L_AUSTRO5_1Y_SANDOW__5_AND_L_AUSTRO5_1Y_SAND_TXU_5 | 7.3
24 | CSC_2_THOUSE__5_LAKE_CRK1_5_3405_3409 | CTG_double_L_AUSTRO5_1Y_SANDOW__5_AND_L_AUSTRO5_1Y_SAND_TXU_5 | -6.2
24 | CSC_2_TEMPSSLT__5_SANDOW__5_3413_3429 | CTG_double_L_AUSTRO5_1Y_SANDOW__5_AND_L_AUSTRO5_1Y_SAND_TXU_5 | -7.4
24 | CSC_2_TEMP_SS__5_SANDOW__5_3414_3429 | CTG_double_L_AUSTRO5_1Y_SANDOW__5_AND_L_AUSTRO5_1Y_SAND_TXU_5 | -7.5
24 | CSC_2_TEMP_PEC__5_TEMP_SS__5_3412_3414 | CTG_double_L_AUSTRO5_1Y_SANDOW__5_AND_L_AUSTRO5_1Y_SAND_TXU_5 | -10.4
24 | CSC_2_TEMP_SS__8_TEMP_PEC__8_3415_3420 | CTG_double_L_AUSTRO5_1Y_SANDOW__5_AND_L_AUSTRO5_1Y_SAND_TXU_5 | 2.5
24 | CSC_2_LAKE_CRK1_8_TEMP_PEC__8_3410_3420 | CTG_double_L_AUSTRO5_1Y_SANDOW__5_AND_L_AUSTRO5_1Y_SAND_TXU_5 | -2.3
24 | CSC_2_WACOWOOD1_8_COTTONB_T_8_3591_13591 | CTG_double_L_AUSTRO5_1Y_SANDOW__5_AND_L_AUSTRO5_1Y_SAND_TXU_5 | -1.7
24 | CSC_2_TEMP_SS__8_ROGERS1A_8_3415_3675 | CTG_double_L_AUSTRO5_1Y_SANDOW__5_AND_L_AUSTRO5_1Y_SAND_TXU_5 | -1.5
24 | CSC_2_SANDOW__5_L_AUSTRO5_1Y_3429_7040 | CTG_double_L_AUSTRO5_1Y_SANDOW__5_AND_L_AUSTRO5_1Y_SAND_TXU_5 | 0
24 | CSC_2_L_AUSTRO5_1Y_L_ZORN__5_2Y_7040_7045 | CTG_double_L_AUSTRO5_1Y_SANDOW__5_AND_L_AUSTRO5_1Y_SAND_TXU_5 | -6.6
24 | CSC_2_L_AUSTRO5_1Y_SAND_TXU_5_7040_13429 | CTG_double_L_AUSTRO5_1Y_SANDOW__5_AND_L_AUSTRO5_1Y_SAND_TXU_5 | 0
24 | CSC_2_L_AUSTRO5_1Y_L_GARFIE5_1Y_7040_7048 | CTG_double_L_AUSTRO5_1Y_SANDOW__5_AND_L_AUSTRO5_1Y_SAND_TXU_5 | -1.8
24 | CSC_2_L_ADAMSV8_1Y_L_EVANT_8_1Y_7066_7068 | CTG_double_L_AUSTRO5_1Y_SANDOW__5_AND_L_AUSTRO5_1Y_SAND_TXU_5 | 3.2
24 | CSC_2_L_EVANT_8_1Y_L_GOLDTH8_1Y_7068_7070 | CTG_double_L_AUSTRO5_1Y_SANDOW__5_AND_L_AUSTRO5_1Y_SAND_TXU_5 | 3.2
24 | CSC_2_BRNWDSW_8_L_GOLDTH8_1Y_1655_7070 | CTG_double_L_AUSTRO5_1Y_SANDOW__5_AND_L_AUSTRO5_1Y_SAND_TXU_5 | -3.6
25 | CSC_2_THOUSE__5_TEMP_PEC__5_3405_3412 | CTG_double_L_AUSTRO5_1Y_L_ZORN__5_2Y_AND_L_GARFIE5_1Y_L_AUSTRO5_1Y | -16.6
25 | CSC_2_LAKE_CRK1_5_TEMP_SS__5_3409_3414 | CTG_double_L_AUSTRO5_1Y_L_ZORN__5_2Y_AND_L_GARFIE5_1Y_L_AUSTRO5_1Y | -18.1
25 | CSC_2_VENUS_S5_THOUSE__5_1906_3405 | CTG_double_L_AUSTRO5_1Y_L_ZORN__5_2Y_AND_L_GARFIE5_1Y_L_AUSTRO5_1Y | -12
25 | CSC_2_VENUS_N5_THOUSE__5_1907_3405 | CTG_double_L_AUSTRO5_1Y_L_ZORN__5_2Y_AND_L_GARFIE5_1Y_L_AUSTRO5_1Y | -12.6
25 | CSC_2_LAKE_CRK2_5_THOUSE__5_3402_3405 | CTG_double_L_AUSTRO5_1Y_L_ZORN__5_2Y_AND_L_GARFIE5_1Y_L_AUSTRO5_1Y | 10
25 | CSC_2_THOUSE__5_LAKE_CRK1_5_3405_3409 | CTG_double_L_AUSTRO5_1Y_L_ZORN__5_2Y_AND_L_GARFIE5_1Y_L_AUSTRO5_1Y | -8.5
25 | CSC_2_TEMPSSLT__5_SANDOW__5_3413_3429 | CTG_double_L_AUSTRO5_1Y_L_ZORN__5_2Y_AND_L_GARFIE5_1Y_L_AUSTRO5_1Y | -16.4
25 | CSC_2_TEMP_SS__5_SANDOW__5_3414_3429 | CTG_double_L_AUSTRO5_1Y_L_ZORN__5_2Y_AND_L_GARFIE5_1Y_L_AUSTRO5_1Y | -16.5
25 | CSC_2_TEMP_PEC__5_TEMP_SS__5_3412_3414 | CTG_double_L_AUSTRO5_1Y_L_ZORN__5_2Y_AND_L_GARFIE5_1Y_L_AUSTRO5_1Y | -16.4
25 | CSC_2_TEMP_SS__8_TEMP_PEC__8_3415_3420 | CTG_double_L_AUSTRO5_1Y_L_ZORN__5_2Y_AND_L_GARFIE5_1Y_L_AUSTRO5_1Y | 2.5
25 | CSC_2_LAKE_CRK1_8_TEMP_PEC__8_3410_3420 | CTG_double_L_AUSTRO5_1Y_L_ZORN__5_2Y_AND_L_GARFIE5_1Y_L_AUSTRO5_1Y | -2.6
25 | CSC_2_WACOWOOD1_8_COTTONB_T_8_3591_13591 | CTG_double_L_AUSTRO5_1Y_L_ZORN__5_2Y_AND_L_GARFIE5_1Y_L_AUSTRO5_1Y | -1.9
25 | CSC_2_TEMP_SS__8_ROGERS1A_8_3415_3675 | CTG_double_L_AUSTRO5_1Y_L_ZORN__5_2Y_AND_L_GARFIE5_1Y_L_AUSTRO5_1Y | -2.2
25 | CSC_2_SANDOW__5_L_AUSTRO5_1Y_3429_7040 | CTG_double_L_AUSTRO5_1Y_L_ZORN__5_2Y_AND_L_GARFIE5_1Y_L_AUSTRO5_1Y | -15.3
25 | CSC_2_L_AUSTRO5_1Y_L_ZORN__5_2Y_7040_7045 | CTG_double_L_AUSTRO5_1Y_L_ZORN__5_2Y_AND_L_GARFIE5_1Y_L_AUSTRO5_1Y | 0
25 | CSC_2_L_AUSTRO5_1Y_SAND_TXU_5_7040_13429 | CTG_double_L_AUSTRO5_1Y_L_ZORN__5_2Y_AND_L_GARFIE5_1Y_L_AUSTRO5_1Y | 15.2
25 | CSC_2_L_AUSTRO5_1Y_L_GARFIE5_1Y_7040_7048 | CTG_double_L_AUSTRO5_1Y_L_ZORN__5_2Y_AND_L_GARFIE5_1Y_L_AUSTRO5_1Y | 0
25 | CSC_2_L_ADAMSV8_1Y_L_EVANT_8_1Y_7066_7068 | CTG_double_L_AUSTRO5_1Y_L_ZORN__5_2Y_AND_L_GARFIE5_1Y_L_AUSTRO5_1Y | 2.7
25 | CSC_2_L_EVANT_8_1Y_L_GOLDTH8_1Y_7068_7070 | CTG_double_L_AUSTRO5_1Y_L_ZORN__5_2Y_AND_L_GARFIE5_1Y_L_AUSTRO5_1Y | 2.7
25 | CSC_2_BRNWDSW_8_L_GOLDTH8_1Y_1655_7070 | CTG_double_L_AUSTRO5_1Y_L_ZORN__5_2Y_AND_L_GARFIE5_1Y_L_AUSTRO5_1Y | -3.1

## N-H CSC_4 PTDFs
Contingency # | Element | Contingency | PTDF | Top one | SF | Second from Top | SF | Third from Top | SF | Third from Bottom | SF | Second from Bottom | SF | Bottom One | SF
Base Case | CSC_4_GIBN_CREK_5_OBRIEN__345A_967_44500 | Base Case | 15.6 | GIBN_CREK_G1 | 0.2383 | BRYN_TAMUGEN | 0.20833 | BRYN_ATKINS4 | 0.20185 | WAP_GN4_4 | -0.096057 | BVE_GT2_5035 | -0.10959 | WAP_GN8_8 | -0.1097
Base Case | CSC_4_JEWETT_S5_T_H_W___345B_3390_45500 | Base Case | 17.1 | LEG_1___1 | 0.10963 | BBRN_2G | 0.10566 | CALFREST_2G | 0.1038 | CBY_GT4_2 | -0.095035 | GBY_83841065 | -0.11416 | THW_5152 | -0.12915
Base Case | CSC_4_JEWETT_N5_TOMBAL__345B_3391_46500 | Base Case | 17.7 | LEG_2___2 | 0.10936 | BBRN_2G | 0.10361 | CALFREST_2G | 0.10214 | PSA_GT4_8145 | -0.11054 | GBY_GN5_5 | -0.11252 | CVC_ST5_5040 | -0.11871
Base Case | CSC_4_ROANS___345C_KUYDAL755010_40600_45972 | Base Case | 16.3 | FTR_GT1_5105 | 0.3161 | GIBN_CREK_G1 | 0.20628 | BRYN_TAMUGEN | 0.17996 | GBY_GN5_5 | -0.11372 | BTE_ST1_8070 | -0.11571 | CVC_GT1_5035 | -0.138
Base Case | CSC_4_KING____345A_KUYDAL745005_40900_45971 | Base Case | -11.5 | CVC_GT2_5020 | 0.14268 | BTE_GT4_8055 | 0.11022 | CBY_ST4_1 | 0.10522 | CALFREST_2G | -0.048794 | BBRN_2G | -0.04951 | LEG_2___2 | -0.050433
Base Case | CSC_4_KING____345A_KUYDAL755010_40900_45972 | Base Case | -16.3 | CVC_GT2_5020 | 0.13895 | BTE_GT4_8055 | 0.11666 | GBY_GN5_5 | 0.11467 | BRYN_TAMUGEN | -0.17902 | GIBN_CREK_G1 | -0.20533 | FTR_GT3_5085 | -0.31515
Base Case | CSC_4_KUYDAL745005_TOMBAL__345B_45971_46500 | Base Case | -11.5 | CVC_GT2_5020 | 0.14205 | BTE_GT4_8055 | 0.10959 | CBY_ST4_1 | 0.10458 | CALFREST_2G | -0.049427 | BBRN_2G | -0.050143 | LEG_2___2 | -0.051066
1 | CSC_4_GIBN_CREK_5_OBRIEN__345A_967_44500 | CTG_Single_GIBN_CREK_5_OBRIEN__345A | 0
1 | CSC_4_JEWETT_S5_T_H_W___345B_3390_45500 | CTG_Single_GIBN_CREK_5_OBRIEN__345A | 20
1 | CSC_4_JEWETT_N5_TOMBAL__345B_3391_46500 | CTG_Single_GIBN_CREK_5_OBRIEN__345A | 20.3
1 | CSC_4_ROANS___345C_KUYDAL755010_40600_45972 | CTG_Single_GIBN_CREK_5_OBRIEN__345A | 22.7
1 | CSC_4_KING____345A_KUYDAL745005_40900_45971 | CTG_Single_GIBN_CREK_5_OBRIEN__345A | -12.5
1 | CSC_4_KING____345A_KUYDAL755010_40900_45972 | CTG_Single_GIBN_CREK_5_OBRIEN__345A | -22.7
1 | CSC_4_KUYDAL745005_TOMBAL__345B_45971_46500 | CTG_Single_GIBN_CREK_5_OBRIEN__345A | -12.5
2 | CSC_4_GIBN_CREK_5_OBRIEN__345A_967_44500 | CTG_Single_JEWETT_S5_T_H_W___345B | 19.8
2 | CSC_4_JEWETT_S5_T_H_W___345B_3390_45500 | CTG_Single_JEWETT_S5_T_H_W___345B | 0
2 | CSC_4_JEWETT_N5_TOMBAL__345B_3391_46500 | CTG_Single_JEWETT_S5_T_H_W___345B | 22.1
2 | CSC_4_ROANS___345C_KUYDAL755010_40600_45972 | CTG_Single_JEWETT_S5_T_H_W___345B | 20
2 | CSC_4_KING____345A_KUYDAL745005_40900_45971 | CTG_Single_JEWETT_S5_T_H_W___345B | -14.1
2 | CSC_4_KING____345A_KUYDAL755010_40900_45972 | CTG_Single_JEWETT_S5_T_H_W___345B | -20
2 | CSC_4_KUYDAL745005_TOMBAL__345B_45971_46500 | CTG_Single_JEWETT_S5_T_H_W___345B | -14.1
3 | CSC_4_GIBN_CREK_5_OBRIEN__345A_967_44500 | CTG_Single_JEWETT_N5_TOMBAL__345B | 19.3
3 | CSC_4_JEWETT_S5_T_H_W___345B_3390_45500 | CTG_Single_JEWETT_N5_TOMBAL__345B | 21.5
3 | CSC_4_JEWETT_N5_TOMBAL__345B_3391_46500 | CTG_Single_JEWETT_N5_TOMBAL__345B | 0
3 | CSC_4_ROANS___345C_KUYDAL755010_40600_45972 | CTG_Single_JEWETT_N5_TOMBAL__345B | 21.1
3 | CSC_4_KING____345A_KUYDAL745005_40900_45971 | CTG_Single_JEWETT_N5_TOMBAL__345B | -0.8
3 | CSC_4_KING____345A_KUYDAL755010_40900_45972 | CTG_Single_JEWETT_N5_TOMBAL__345B | -21.1
3 | CSC_4_KUYDAL745005_TOMBAL__345B_45971_46500 | CTG_Single_JEWETT_N5_TOMBAL__345B | -0.8
4 | CSC_4_GIBN_CREK_5_OBRIEN__345A_967_44500 | CTG_Single_ROANS___345C_KUYDAL755010 | 22.6
4 | CSC_4_JEWETT_S5_T_H_W___345B_3390_45500 | CTG_Single_ROANS___345C_KUYDAL755010 | 19.9
4 | CSC_4_JEWETT_N5_TOMBAL__345B_3391_46500 | CTG_Single_ROANS___345C_KUYDAL755010 | 21.4
4 | CSC_4_ROANS___345C_KUYDAL755010_40600_45972 | CTG_Single_ROANS___345C_KUYDAL755010 | 0
4 | CSC_4_KING____345A_KUYDAL745005_40900_45971 | CTG_Single_ROANS___345C_KUYDAL755010 | -15.1
4 | CSC_4_KING____345A_KUYDAL755010_40900_45972 | CTG_Single_ROANS___345C_KUYDAL755010 | 0
4 | CSC_4_KUYDAL745005_TOMBAL__345B_45971_46500 | CTG_Single_ROANS___345C_KUYDAL755010 | -15.1
5 | CSC_4_GIBN_CREK_5_OBRIEN__345A_967_44500 | CTG_Single_KUYDAL745005_KING____345A | 16.1
5 | CSC_4_JEWETT_S5_T_H_W___345B_3390_45500 | CTG_Single_KUYDAL745005_KING____345A | 18.1
5 | CSC_4_JEWETT_N5_TOMBAL__345B_3391_46500 | CTG_Single_KUYDAL745005_KING____345A | 13.8
5 | CSC_4_ROANS___345C_KUYDAL755010_40600_45972 | CTG_Single_KUYDAL745005_KING____345A | 18
5 | CSC_4_KING____345A_KUYDAL745005_40900_45971 | CTG_Single_KUYDAL745005_KING____345A | 0
5 | CSC_4_KING____345A_KUYDAL755010_40900_45972 | CTG_Single_KUYDAL745005_KING____345A | -18
5 | CSC_4_KUYDAL745005_TOMBAL__345B_45971_46500 | CTG_Single_KUYDAL745005_KING____345A | 0
6 | CSC_4_GIBN_CREK_5_OBRIEN__345A_967_44500 | CTG_Single_KUYDAL755010_KING____345A | 22.6
6 | CSC_4_JEWETT_S5_T_H_W___345B_3390_45500 | CTG_Single_KUYDAL755010_KING____345A | 19.9
6 | CSC_4_JEWETT_N5_TOMBAL__345B_3391_46500 | CTG_Single_KUYDAL755010_KING____345A | 21.4
6 | CSC_4_ROANS___345C_KUYDAL755010_40600_45972 | CTG_Single_KUYDAL755010_KING____345A | 0
6 | CSC_4_KING____345A_KUYDAL745005_40900_45971 | CTG_Single_KUYDAL755010_KING____345A | -15.1
6 | CSC_4_KING____345A_KUYDAL755010_40900_45972 | CTG_Single_KUYDAL755010_KING____345A | 0
6 | CSC_4_KUYDAL745005_TOMBAL__345B_45971_46500 | CTG_Single_KUYDAL755010_KING____345A | -15.1
7 | CSC_4_GIBN_CREK_5_OBRIEN__345A_967_44500 | CTG_Single_TOMBAL__345B_KUYDAL745005 | 16.1
7 | CSC_4_JEWETT_S5_T_H_W___345B_3390_45500 | CTG_Single_TOMBAL__345B_KUYDAL745005 | 18.1
7 | CSC_4_JEWETT_N5_TOMBAL__345B_3391_46500 | CTG_Single_TOMBAL__345B_KUYDAL745005 | 13.8
7 | CSC_4_ROANS___345C_KUYDAL755010_40600_45972 | CTG_Single_TOMBAL__345B_KUYDAL745005 | 18
7 | CSC_4_KING____345A_KUYDAL745005_40900_45971 | CTG_Single_TOMBAL__345B_KUYDAL745005 | 0
7 | CSC_4_KING____345A_KUYDAL755010_40900_45972 | CTG_Single_TOMBAL__345B_KUYDAL745005 | -18
7 | CSC_4_KUYDAL745005_TOMBAL__345B_45971_46500 | CTG_Single_TOMBAL__345B_KUYDAL745005 | 0
8 | CSC_4_GIBN_CREK_5_OBRIEN__345A_967_44500 | CTG_double_GIBN_CREK_5_OBRIEN__345A_AND_GIBN_CREK_5_ROANS___345C | 0
8 | CSC_4_JEWETT_S5_T_H_W___345B_3390_45500 | CTG_double_GIBN_CREK_5_OBRIEN__345A_AND_GIBN_CREK_5_ROANS___345C | 25.7
8 | CSC_4_JEWETT_N5_TOMBAL__345B_3391_46500 | CTG_double_GIBN_CREK_5_OBRIEN__345A_AND_GIBN_CREK_5_ROANS___345C | 27.1
8 | CSC_4_ROANS___345C_KUYDAL755010_40600_45972 | CTG_double_GIBN_CREK_5_OBRIEN__345A_AND_GIBN_CREK_5_ROANS___345C | 3.9
8 | CSC_4_KING____345A_KUYDAL745005_40900_45971 | CTG_double_GIBN_CREK_5_OBRIEN__345A_AND_GIBN_CREK_5_ROANS___345C | -18.2
8 | CSC_4_KING____345A_KUYDAL755010_40900_45972 | CTG_double_GIBN_CREK_5_OBRIEN__345A_AND_GIBN_CREK_5_ROANS___345C | -3.9
8 | CSC_4_KUYDAL745005_TOMBAL__345B_45971_46500 | CTG_double_GIBN_CREK_5_OBRIEN__345A_AND_GIBN_CREK_5_ROANS___345C | -18.2
9 | CSC_4_GIBN_CREK_5_OBRIEN__345A_967_44500 | CTG_double_GIBN_CREK_5_OBRIEN__345A_AND_OBRIEN__345A_T_H_W___345B | 0
9 | CSC_4_JEWETT_S5_T_H_W___345B_3390_45500 | CTG_double_GIBN_CREK_5_OBRIEN__345A_AND_OBRIEN__345A_T_H_W___345B | 19.9
9 | CSC_4_JEWETT_N5_TOMBAL__345B_3391_46500 | CTG_double_GIBN_CREK_5_OBRIEN__345A_AND_OBRIEN__345A_T_H_W___345B | 20.3
9 | CSC_4_ROANS___345C_KUYDAL755010_40600_45972 | CTG_double_GIBN_CREK_5_OBRIEN__345A_AND_OBRIEN__345A_T_H_W___345B | 22.7
9 | CSC_4_KING____345A_KUYDAL745005_40900_45971 | CTG_double_GIBN_CREK_5_OBRIEN__345A_AND_OBRIEN__345A_T_H_W___345B | -12.5
9 | CSC_4_KING____345A_KUYDAL755010_40900_45972 | CTG_double_GIBN_CREK_5_OBRIEN__345A_AND_OBRIEN__345A_T_H_W___345B | -22.7
9 | CSC_4_KUYDAL745005_TOMBAL__345B_45971_46500 | CTG_double_GIBN_CREK_5_OBRIEN__345A_AND_OBRIEN__345A_T_H_W___345B | -12.5
10 | CSC_4_GIBN_CREK_5_OBRIEN__345A_967_44500 | CTG_double_JEWETT_S5_T_H_W___345B_AND_JEWETT_N5_TOMBAL__345B | 26.2
10 | CSC_4_JEWETT_S5_T_H_W___345B_3390_45500 | CTG_double_JEWETT_S5_T_H_W___345B_AND_JEWETT_N5_TOMBAL__345B | 0
10 | CSC_4_JEWETT_N5_TOMBAL__345B_3391_46500 | CTG_double_JEWETT_S5_T_H_W___345B_AND_JEWETT_N5_TOMBAL__345B | 0
10 | CSC_4_ROANS___345C_KUYDAL755010_40600_45972 | CTG_double_JEWETT_S5_T_H_W___345B_AND_JEWETT_N5_TOMBAL__345B | 27.7
10 | CSC_4_KING____345A_KUYDAL745005_40900_45971 | CTG_double_JEWETT_S5_T_H_W___345B_AND_JEWETT_N5_TOMBAL__345B | -0.7
10 | CSC_4_KING____345A_KUYDAL755010_40900_45972 | CTG_double_JEWETT_S5_T_H_W___345B_AND_JEWETT_N5_TOMBAL__345B | -27.7
10 | CSC_4_KUYDAL745005_TOMBAL__345B_45971_46500 | CTG_double_JEWETT_S5_T_H_W___345B_AND_JEWETT_N5_TOMBAL__345B | -0.7
11 | CSC_4_GIBN_CREK_5_OBRIEN__345A_967_44500 | CTG_double_JEWETT_S5_T_H_W___345B_AND_OBRIEN__345A_T_H_W___345B | 19.5
11 | CSC_4_JEWETT_S5_T_H_W___345B_3390_45500 | CTG_double_JEWETT_S5_T_H_W___345B_AND_OBRIEN__345A_T_H_W___345B | 0
11 | CSC_4_JEWETT_N5_TOMBAL__345B_3391_46500 | CTG_double_JEWETT_S5_T_H_W___345B_AND_OBRIEN__345A_T_H_W___345B | 22.3
11 | CSC_4_ROANS___345C_KUYDAL755010_40600_45972 | CTG_double_JEWETT_S5_T_H_W___345B_AND_OBRIEN__345A_T_H_W___345B | 20.2
11 | CSC_4_KING____345A_KUYDAL745005_40900_45971 | CTG_double_JEWETT_S5_T_H_W___345B_AND_OBRIEN__345A_T_H_W___345B | -14.2
11 | CSC_4_KING____345A_KUYDAL755010_40900_45972 | CTG_double_JEWETT_S5_T_H_W___345B_AND_OBRIEN__345A_T_H_W___345B | -20.2
11 | CSC_4_KUYDAL745005_TOMBAL__345B_45971_46500 | CTG_double_JEWETT_S5_T_H_W___345B_AND_OBRIEN__345A_T_H_W___345B | -14.2
12 | CSC_4_GIBN_CREK_5_OBRIEN__345A_967_44500 | CTG_double_JEWETT_N5_TOMBAL__345B_AND_ROANS___345C_KUYDAL755010 | 30
12 | CSC_4_JEWETT_S5_T_H_W___345B_3390_45500 | CTG_double_JEWETT_N5_TOMBAL__345B_AND_ROANS___345C_KUYDAL755010 | 26.7
12 | CSC_4_JEWETT_N5_TOMBAL__345B_3391_46500 | CTG_double_JEWETT_N5_TOMBAL__345B_AND_ROANS___345C_KUYDAL755010 | 0
12 | CSC_4_ROANS___345C_KUYDAL755010_40600_45972 | CTG_double_JEWETT_N5_TOMBAL__345B_AND_ROANS___345C_KUYDAL755010 | 0
12 | CSC_4_KING____345A_KUYDAL745005_40900_45971 | CTG_double_JEWETT_N5_TOMBAL__345B_AND_ROANS___345C_KUYDAL755010 | -2.7
12 | CSC_4_KING____345A_KUYDAL755010_40900_45972 | CTG_double_JEWETT_N5_TOMBAL__345B_AND_ROANS___345C_KUYDAL755010 | 0
12 | CSC_4_KUYDAL745005_TOMBAL__345B_45971_46500 | CTG_double_JEWETT_N5_TOMBAL__345B_AND_ROANS___345C_KUYDAL755010 | -2.7
13 | CSC_4_GIBN_CREK_5_OBRIEN__345A_967_44500 | CTG_double_JEWETT_N5_TOMBAL__345B_AND_TOMBAL__345B_KUYDAL745005 | 19.3
13 | CSC_4_JEWETT_S5_T_H_W___345B_3390_45500 | CTG_double_JEWETT_N5_TOMBAL__345B_AND_TOMBAL__345B_KUYDAL745005 | 21.5
13 | CSC_4_JEWETT_N5_TOMBAL__345B_3391_46500 | CTG_double_JEWETT_N5_TOMBAL__345B_AND_TOMBAL__345B_KUYDAL745005 | 0
13 | CSC_4_ROANS___345C_KUYDAL755010_40600_45972 | CTG_double_JEWETT_N5_TOMBAL__345B_AND_TOMBAL__345B_KUYDAL745005 | 21.2
13 | CSC_4_KING____345A_KUYDAL745005_40900_45971 | CTG_double_JEWETT_N5_TOMBAL__345B_AND_TOMBAL__345B_KUYDAL745005 | 0
13 | CSC_4_KING____345A_KUYDAL755010_40900_45972 | CTG_double_JEWETT_N5_TOMBAL__345B_AND_TOMBAL__345B_KUYDAL745005 | -21.2
13 | CSC_4_KUYDAL745005_TOMBAL__345B_45971_46500 | CTG_double_JEWETT_N5_TOMBAL__345B_AND_TOMBAL__345B_KUYDAL745005 | 0
14 | CSC_4_GIBN_CREK_5_OBRIEN__345A_967_44500 | CTG_double_JEWETT_N5_TOMBAL__345B_AND_GIBN_CREK_5_ROANS___345C | 28.1
14 | CSC_4_JEWETT_S5_T_H_W___345B_3390_45500 | CTG_double_JEWETT_N5_TOMBAL__345B_AND_GIBN_CREK_5_ROANS___345C | 25.7
14 | CSC_4_JEWETT_N5_TOMBAL__345B_3391_46500 | CTG_double_JEWETT_N5_TOMBAL__345B_AND_GIBN_CREK_5_ROANS___345C | 0
14 | CSC_4_ROANS___345C_KUYDAL755010_40600_45972 | CTG_double_JEWETT_N5_TOMBAL__345B_AND_GIBN_CREK_5_ROANS___345C | 3.9
14 | CSC_4_KING____345A_KUYDAL745005_40900_45971 | CTG_double_JEWETT_N5_TOMBAL__345B_AND_GIBN_CREK_5_ROANS___345C | -2.4
14 | CSC_4_KING____345A_KUYDAL755010_40900_45972 | CTG_double_JEWETT_N5_TOMBAL__345B_AND_GIBN_CREK_5_ROANS___345C | -3.9
14 | CSC_4_KUYDAL745005_TOMBAL__345B_45971_46500 | CTG_double_JEWETT_N5_TOMBAL__345B_AND_GIBN_CREK_5_ROANS___345C | -2.4
15 | CSC_4_GIBN_CREK_5_OBRIEN__345A_967_44500 | CTG_double_KUYDAL745005_KING____345A_AND_KUYDAL755010_KING____345A | 24.3
15 | CSC_4_JEWETT_S5_T_H_W___345B_3390_45500 | CTG_double_KUYDAL745005_KING____345A_AND_KUYDAL755010_KING____345A | 21.6
15 | CSC_4_JEWETT_N5_TOMBAL__345B_3391_46500 | CTG_double_KUYDAL745005_KING____345A_AND_KUYDAL755010_KING____345A | 16.7
15 | CSC_4_ROANS___345C_KUYDAL755010_40600_45972 | CTG_double_KUYDAL745005_KING____345A_AND_KUYDAL755010_KING____345A | 0
15 | CSC_4_KING____345A_KUYDAL745005_40900_45971 | CTG_double_KUYDAL745005_KING____345A_AND_KUYDAL755010_KING____345A | 0
15 | CSC_4_KING____345A_KUYDAL755010_40900_45972 | CTG_double_KUYDAL745005_KING____345A_AND_KUYDAL755010_KING____345A | 0
15 | CSC_4_KUYDAL745005_TOMBAL__345B_45971_46500 | CTG_double_KUYDAL745005_KING____345A_AND_KUYDAL755010_KING____345A | 0
16 | CSC_4_GIBN_CREK_5_OBRIEN__345A_967_44500 | CTG_double_GIBN_CREK_5_OBRIEN__345A_AND_JEWETT_S5_T_H_W___345B | 0 |  | 0 |  | 0 |  | 0 |  | 0 |  | 0 |  | 0
16 | CSC_4_JEWETT_S5_T_H_W___345B_3390_45500 | CTG_double_GIBN_CREK_5_OBRIEN__345A_AND_JEWETT_S5_T_H_W___345B | 0 |  | 0 |  | 0 |  | 0 |  | 0 |  | 0 |  | 0
16 | CSC_4_JEWETT_N5_TOMBAL__345B_3391_46500 | CTG_double_GIBN_CREK_5_OBRIEN__345A_AND_JEWETT_S5_T_H_W___345B | 26.6 | LEG_2___2 | 0.1693 | BBRN_2G | 0.15734 | CALFREST_2G | 0.15511 | THW_GT1_GT_1 | -0.15449 | GBY_GN5_5 | -0.15554 | CVC_ST5_5040 | -0.15718
16 | CSC_4_ROANS___345C_KUYDAL755010_40600_45972 | CTG_double_GIBN_CREK_5_OBRIEN__345A_AND_JEWETT_S5_T_H_W___345B | 29.3 | FTR_GT1_5105 | 0.40712 | GIBN_CREK_G1 | 0.32565 | BRYN_TAMUGEN | 0.28795 | CBY_ST4_1 | -0.17264 | BTE_ST1_8070 | -0.17468 | CVC_GT1_5035 | -0.1884
16 | CSC_4_KING____345A_KUYDAL745005_40900_45971 | CTG_double_GIBN_CREK_5_OBRIEN__345A_AND_JEWETT_S5_T_H_W___345B | -16 | CVC_GT2_5020 | 0.1626 | BTE_GT4_8055 | 0.13236 | CBY_ST4_1 | 0.12768 | CALFREST_2G | -0.07544 | BBRN_2G | -0.076555 | LEG_2___2 | -0.080288
16 | CSC_4_KING____345A_KUYDAL755010_40900_45972 | CTG_double_GIBN_CREK_5_OBRIEN__345A_AND_JEWETT_S5_T_H_W___345B | -29.3 | CVC_GT2_5020 | 0.18935 | BTE_GT4_8055 | 0.17563 | CBY_ST4_1 | 0.17359 | BRYN_TAMUGEN | -0.287 | GIBN_CREK_G1 | -0.3247 | FTR_GT3_5085 | -0.40617
16 | CSC_4_KUYDAL745005_TOMBAL__345B_45971_46500 | CTG_double_GIBN_CREK_5_OBRIEN__345A_AND_JEWETT_S5_T_H_W___345B | -16 | CVC_GT2_5020 | 0.16197 | BTE_GT4_8055 | 0.13173 | CBY_ST4_1 | 0.12705 | CALFREST_2G | -0.076073 | BBRN_2G | -0.077188 | LEG_2___2 | -0.080921

## W-N & N-W Contingencies
Contingency # | Contingency Name | From Bus | Name | To Bus | Name | From Bus | Name | To Bus | Name
1 | CTG_Single_MRGNCRK_5_SWEETWTR_5 | 1030 | MRGNCRK_5 | 1420 | SWEETWTR_5
2 | CTG_Single_MRGNCRK_5_L_BITTCR5_1N | 1030 | MRGNCRK_5 | 71050 | L_BITTCR5_1N
3 | CTG_Single_TONKAWAWI_5_GRHAMSES1_5 | 1048 | TONKAWAWI_5 | 1430 | GRHAMSES1_5
4 | CTG_Single_CHINAGRV_8_RADIUMMT_8 | 1318 | CHINAGRV_8 | 1398 | RADIUMMT_8
5 | CTG_Single_MURRY_P8_GRHAMSES1_8 | 1371 | MURRY_P8 | 1431 | GRHAMSES1_8
6 | CTG_Single_WILLOWCK_5_JACKSBRO_5 | 1421 | WILLOWCK_5 | 1429 | JACKSBRO_5
7 | CTG_Single_WILLOWCK_5_PARKER_5 | 1421 | WILLOWCK_5 | 1436 | PARKER_5
8 | CTG_Single_BOWMAN_5_FISHRDSS1_5 | 1422 | BOWMAN_5 | 1425 | FISHRDSS1_5
9 | CTG_Single_BOWMAN_5_JACKSBRO_5 | 1422 | BOWMAN_5 | 1429 | JACKSBRO_5
10 | CTG_Single_BOWMAN_5_GRHAMSES1_5 | 1422 | BOWMAN_5 | 1430 | GRHAMSES1_5
11 | CTG_Single_FISHRDSS1_5_OKLA7A | 1425 | FISHRDSS1_5 | 6100 | OKLA7A
12 | CTG_Single_JACKSBRO_5_W_DENT_5 | 1429 | JACKSBRO_5 | 988 | W_DENT_5
13 | CTG_Single_GRHAMSES1_5_JACKSBRO_5 | 1430 | GRHAMSES1_5 | 1429 | JACKSBRO_5
14 | CTG_Single_GRHAMSES1_8_GRAHAME_8 | 1431 | GRHAMSES1_8 | 1601 | GRAHAME_8
15 | CTG_Single_LONGCREK_5_GRHAMSES1_5 | 1435 | LONGCREK_5 | 1430 | GRHAMSES1_5
16 | CTG_Single_PARKER_5_BENBRK_A_T5 | 1436 | PARKER_5 | 1869 | BENBRK_A_T5
17 | CTG_Single_LONCREK2_5_COKFIELD_5 | 1439 | LONCREK2_5 | 1442 | COKFIELD_5
18 | CTG_Single_COMCHESS1_5_COMCHPKW_5 | 1440 | COMCHESS1_5 | 1900 | COMCHPKW_5
19 | CTG_Single_COKFIELD_5_GRHAMSES1_5 | 1442 | COKFIELD_5 | 1430 | GRHAMSES1_5
20 | CTG_Single_LKAROWHD_8_NEWPRT_P8 | 1468 | LKAROWHD_8 | 1470 | NEWPRT_P8
21 | CTG_Single_GRAHAMSW_8_BARTON_8 | 1596 | GRAHAMSW_8 | 1599 | BARTON_8
22 | CTG_Single_BARTON_8_ORAN1_8 | 1599 | BARTON_8 | 1571 | ORAN1_8
23 | CTG_Single_GRAHAME_8_GRAHAMSW_8 | 1601 | GRAHAME_8 | 1596 | GRAHAMSW_8
24 | CTG_Single_LEONSW_8_FLATCRK_T8 | 1624 | LEONSW_8 | 1642 | FLATCRK_T8
25 | CTG_Single_LINGLVLL_P8_STPHNVIL_8 | 1640 | LINGLVLL_P8 | 1641 | STPHNVIL_8
26 | CTG_Single_FLATCRK_T8_LINGLVLL_P8 | 1642 | FLATCRK_T8 | 1640 | LINGLVLL_P8
27 | CTG_Single_PAIP4B_MURRY_P8 | 6169 | PAIP4B | 1371 | MURRY_P8
28 | CTG_Single_ABMULCW7_L_BITTCR5_1N | 6235 | ABMULCW7 | 71050 | L_BITTCR5_1N
29 | CTG_Single_ABMULCW7_OKLA7A | 6235 | ABMULCW7 | 6100 | OKLA7A
30 | CTG_Single_SARC7A_COMCHESS1_5 | 6444 | SARC7A | 1440 | COMCHESS1_5
31 | CTG_Single_BLF_CRK7A_ABMULCE7 | 60040 | BLF_CRK7A | 6230 | ABMULCE7
32 | CTG_Single_SWEETWTR_5_LONCREK2_5 | 1420 | SWEETWTR_5 | 1439 | LONCREK2_5
33 | CTG_Single_ABMULCE7_LONGCREK_5 | 6230 | ABMULCE7 | 1435 | LONGCREK_5
34 | CTG_double_MRGNCRK_5_SWEETWTR_5_AND_MRGNCRK_5_L_BITTCR5_1N | 1030 | MRGNCRK_5 | 1420 | SWEETWTR_5 | 1030 | MRGNCRK_5 | 71050 | L_BITTCR5_1N
35 | CTG_double_MRGNCRK_5_SWEETWTR_5_AND_ABMULCW7_L_BITTCR5_1N | 1030 | MRGNCRK_5 | 1420 | SWEETWTR_5 | 6235 | ABMULCW7 | 71050 | L_BITTCR5_1N
36 | CTG_double_MRGNCRK_5_L_BITTCR5_1N_AND_SWEETWTR_5_LONCREK2_5 | 1030 | MRGNCRK_5 | 71050 | L_BITTCR5_1N | 1420 | SWEETWTR_5 | 1439 | LONCREK2_5
37 | CTG_double_BOWMAN_5_FISHRDSS1_5_AND_FISHRDSS1_5_OKLA7A | 1422 | BOWMAN_5 | 1425 | FISHRDSS1_5 | 1425 | FISHRDSS1_5 | 6100 | OKLA7A
38 | CTG_double_LONGCREK_5_GRHAMSES1_5_AND_LONCREK2_5_COKFIELD_5 | 1435 | LONGCREK_5 | 1430 | GRHAMSES1_5 | 1439 | LONCREK2_5 | 1442 | COKFIELD_5
39 | CTG_double_LONGCREK_5_GRHAMSES1_5_AND_COKFIELD_5_GRHAMSES1_5 | 1435 | LONGCREK_5 | 1430 | GRHAMSES1_5 | 1442 | COKFIELD_5 | 1430 | GRHAMSES1_5
40 | CTG_double_PARKER_5_BENBRK_A_T5_AND_GRHAMSES1_5_BENBRK_5 | 1436 | PARKER_5 | 1869 | BENBRK_A_T5 | 1430 | GRHAMSES1_5 | 1873 | BENBRK_5
41 | CTG_double_GRHAMSES1_5_BENBRK_5_AND_GRHAMSES1_5_PARKER_5 | 1430 | GRHAMSES1_5 | 1873 | BENBRK_5 | 1430 | GRHAMSES1_5 | 1436 | PARKER_5
42 | CTG_double_ABMULCE7_LONGCREK_5_AND_SWEETWTR_5_LONCREK2_5 | 6230 | ABMULCE7 | 1435 | LONGCREK_5 | 1420 | SWEETWTR_5 | 1439 | LONCREK2_5
43 | CTG_double_SWEETWTR_5_LONCREK2_5_AND_ABMULCW7_L_BITTCR5_1N | 1420 | SWEETWTR_5 | 1439 | LONCREK2_5 | 6235 | ABMULCW7 | 71050 | L_BITTCR5_1N

## S-N & N-S Contingencies 1
Contingency # | Contingency Name | From Bus | Name | To Bus | Name | From Bus | Name | To Bus | Name
1 | CTG_Single_VENUS_S5_THOUSE__5 | 1906 | VENUS_S5 | 3405 | THOUSE__5
2 | CTG_Single_VENUS_N5_THOUSE__5 | 1907 | VENUS_N5 | 3405 | THOUSE__5
3 | CTG_Single_LAKE_CRK2_5_THOUSE__5 | 3402 | LAKE_CRK2_5 | 3405 | THOUSE__5
4 | CTG_Single_LAKE_CRK1_5_THOUSE__5 | 3409 | LAKE_CRK1_5 | 3405 | THOUSE__5
5 | CTG_Single_TEMPSSLT__5_SANDOW__5 | 3413 | TEMPSSLT__5 | 3429 | SANDOW__5
6 | CTG_Single_TEMP_SS__5_SANDOW__5 | 3414 | TEMP_SS__5 | 3429 | SANDOW__5
7 | CTG_Single_TEMP_SS__5_TEMP_PEC__5 | 3414 | TEMP_SS__5 | 3412 | TEMP_PEC__5
8 | CTG_Single_TEMP_SS__8_TEMP_PEC__8 | 3415 | TEMP_SS__8 | 3420 | TEMP_PEC__8
9 | CTG_Single_TEMP_PEC__8_LAKE_CRK1_8 | 3420 | TEMP_PEC__8 | 3410 | LAKE_CRK1_8
10 | CTG_Single_WACOWOOD1_8_COTTONB_T_8 | 3591 | WACOWOOD1_8 | 13591 | COTTONB_T_8
11 | CTG_Single_ROGERS1A_8_TEMP_SS__8 | 3675 | ROGERS1A_8 | 3415 | TEMP_SS__8
12 | CTG_Single_L_AUSTRO5_1Y_SANDOW__5 | 7040 | L_AUSTRO5_1Y | 3429 | SANDOW__5
13 | CTG_Single_L_AUSTRO5_1Y_L_ZORN__5_2Y | 7040 | L_AUSTRO5_1Y | 7045 | L_ZORN__5_2Y
14 | CTG_Single_L_AUSTRO5_1Y_SAND_TXU_5 | 7040 | L_AUSTRO5_1Y | 13429 | SAND_TXU_5
15 | CTG_Single_L_GARFIE5_1Y_L_AUSTRO5_1Y | 7048 | L_GARFIE5_1Y | 7040 | L_AUSTRO5_1Y
16 | CTG_Single_L_ADAMSV8_1Y_L_EVANT_8_1Y | 7066 | L_ADAMSV8_1Y | 7068 | L_EVANT_8_1Y
17 | CTG_Single_L_EVANT_8_1Y_L_GOLDTH8_1Y | 7068 | L_EVANT_8_1Y | 7070 | L_GOLDTH8_1Y
18 | CTG_Single_L_GOLDTH8_1Y_BRNWDSW_8 | 7070 | L_GOLDTH8_1Y | 1655 | BRNWDSW_8
19 | CTG_double_VENUS_S5_THOUSE__5_AND_VENUS_N5_THOUSE__5 | 1906 | VENUS_S5 | 3405 | THOUSE__5 | 1907 | VENUS_N5 | 3405 | THOUSE__5
20 | CTG_double_LAKE_CRK1_5_THOUSE__5_AND_TEMP_PEC__5_THOUSE__5 | 3409 | LAKE_CRK1_5 | 3405 | THOUSE__5 | 3412 | TEMP_PEC__5 | 3405 | THOUSE__5
21 | CTG_double_TEMP_SS__5_SANDOW__5_AND_TEMPSSLT__5_SANDOW__5 | 3414 | TEMP_SS__5 | 3429 | SANDOW__5 | 3413 | TEMPSSLT__5 | 3429 | SANDOW__5
22 | CTG_double_TEMP_SS__5_TEMP_PEC__5_AND_TEMP_SS__5_LAKE_CRK1_5 | 3414 | TEMP_SS__5 | 3412 | TEMP_PEC__5 | 3414 | TEMP_SS__5 | 3409 | LAKE_CRK1_5
23 | CTG_double_TEMP_SS__5_LAKE_CRK1_5_AND_TEMP_PEC__5_THOUSE__5 | 3414 | TEMP_SS__5 | 3409 | LAKE_CRK1_5 | 3412 | TEMP_PEC__5 | 3405 | THOUSE__5
24 | CTG_double_L_AUSTRO5_1Y_SANDOW__5_AND_L_AUSTRO5_1Y_SAND_TXU_5 | 7040 | L_AUSTRO5_1Y | 3429 | SANDOW__5 | 7040 | L_AUSTRO5_1Y | 13429 | SAND_TXU_5
25 | CTG_double_L_AUSTRO5_1Y_L_ZORN__5_2Y_AND_L_GARFIE5_1Y_L_AUSTRO5_1Y | 7040 | L_AUSTRO5_1Y | 7045 | L_ZORN__5_2Y | 7048 | L_GARFIE5_1Y | 7040 | L_AUSTRO5_1Y

## N-H Contingencies
Contingency # | Contingency Name | From Bus | Name | To Bus | Name | From Bus | Name | To Bus | Name
1 | CTG_Single_GIBN_CREK_5_OBRIEN__345A | 967 | GIBN_CREK_5 | 44500 | OBRIEN__345A
2 | CTG_Single_JEWETT_S5_T_H_W___345B | 3390 | JEWETT_S5 | 45500 | T_H_W___345B
3 | CTG_Single_JEWETT_N5_TOMBAL__345B | 3391 | JEWETT_N5 | 46500 | TOMBAL__345B
4 | CTG_Single_ROANS___345C_KUYDAL755010 | 40600 | ROANS___345C | 45972 | KUYDAL755010
5 | CTG_Single_KUYDAL745005_KING____345A | 45971 | KUYDAL745005 | 40900 | KING____345A
6 | CTG_Single_KUYDAL755010_KING____345A | 45972 | KUYDAL755010 | 40900 | KING____345A
7 | CTG_Single_TOMBAL__345B_KUYDAL745005 | 46500 | TOMBAL__345B | 45971 | KUYDAL745005
8 | CTG_double_GIBN_CREK_5_OBRIEN__345A_AND_GIBN_CREK_5_ROANS___345C | 967 | GIBN_CREK_5 | 44500 | OBRIEN__345A | 967 | GIBN_CREK_5 | 40600 | ROANS___345C
9 | CTG_double_GIBN_CREK_5_OBRIEN__345A_AND_OBRIEN__345A_T_H_W___345B | 967 | GIBN_CREK_5 | 44500 | OBRIEN__345A | 44500 | OBRIEN__345A | 45500 | T_H_W___345B
10 | CTG_double_JEWETT_S5_T_H_W___345B_AND_JEWETT_N5_TOMBAL__345B | 3390 | JEWETT_S5 | 45500 | T_H_W___345B | 3391 | JEWETT_N5 | 46500 | TOMBAL__345B
11 | CTG_double_JEWETT_S5_T_H_W___345B_AND_OBRIEN__345A_T_H_W___345B | 3390 | JEWETT_S5 | 45500 | T_H_W___345B | 44500 | OBRIEN__345A | 45500 | T_H_W___345B
12 | CTG_double_JEWETT_N5_TOMBAL__345B_AND_ROANS___345C_KUYDAL755010 | 3391 | JEWETT_N5 | 46500 | TOMBAL__345B | 40600 | ROANS___345C | 45972 | KUYDAL755010
13 | CTG_double_JEWETT_N5_TOMBAL__345B_AND_TOMBAL__345B_KUYDAL745005 | 3391 | JEWETT_N5 | 46500 | TOMBAL__345B | 46500 | TOMBAL__345B | 45971 | KUYDAL745005
14 | CTG_double_JEWETT_N5_TOMBAL__345B_AND_GIBN_CREK_5_ROANS___345C | 3391 | JEWETT_N5 | 46500 | TOMBAL__345B | 967 | GIBN_CREK_5 | 40600 | ROANS___345C
15 | CTG_double_KUYDAL745005_KING____345A_AND_KUYDAL755010_KING____345A | 45971 | KUYDAL745005 | 40900 | KING____345A | 45972 | KUYDAL755010 | 40900 | KING____345A
16 | CTG_double_GIBN_CREK_5_OBRIEN__345A_AND_JEWETT_S5_T_H_W___345B | 967 | GIBN_CREK_5 | 44500 | OBRIEN__345A | 3390 | JEWETT_S5 | 45500 | T_H_W___345B