## Notes
1) The purpose of this spreadsheet is to be able to quickly review and demonstrate a few "simple illustrative examples" under the current protocols, NPRR 168 and a modified NPRR 168.
2) There are limitations of the spreadsheet and not all possibilities can be analyzed. Proceed with caution.
3) Most of the inputs can be changed in column "A" of the "Inputs" tab.
4) Some of the inputs can be changed on the "Summary" tab. (Rows 24 thru 26)
5) The "QSE True Cost" values on the "Summary" tab are representations and can and should be modified as necessary. There is no mapping of "QSE True Cost" back to the Protocols.

## Summary
Current Protocol | Fuel usage from Breaker Close to LSL is not included in Verifiable Startup Costs
Concern: | Underpayment occurs when the cost during "BC to LSL" is greater than the Settlement Point Price (SPP).
NPRR 168 | Total fuel usage from Breaker Close to LSL is allowed to be included in Verifiable Startup Costs
Concern: | Overpayment occurs (when the RTSPP is positive during BC to LSL) because Start up includes compensation for the fuel cost for the output during "BC to LSL" and RTEIAMT also includes compensation at the SPP.
NPRR 168 with ADJ | Partial fuel usage from Breaker Close to LSL is allowed to be included in Verifiable Startup Costs with the amount included being the total fuel usage from "BC to LSL" less an amount representing the fuel usage for energy produced during "BC to LSL" multiplied by the proxy underlying HeatRate for the typical SPP during that time period.
Concern: | Overpayment may still occur when the proxy underlying heatrate estimate is too low (ie not enough is subtracted out). Underpayment may still occur when the(proxy underlying heat rate estimate is too high.
Scenario 1 Resource closes breaker and reaches LSL for start of RUC commitment |  | RUCG | RUCMEREV | RUCEXRR | RUCEXRQC | RUCMWAMT | RTEIAMT | QSE Revenue RUCMWAMT + RTEIAMT | QSE True Cost | QSE Revenue Less True Cost
| Current Protocols | 17000 | 8000 | 0 | 0 | -9000 | -11750 | -20750 | 32000 | 11250
| NPRR 168 | 38000 | 8000 | 0 | 0 | -30000 | -11750 | -41750 | 32000 | -9750
| NPRR 168 with ADJ | 32750 | 8000 | 0 | 0 | -24750 | -11750 | -36500 | 32000 | -4500
Scenario 2 Resource closes breaker and reaches LSL prior to start of RUC commitment |  | RUCG | RUCMEREV | RUCEXRR | RUCEXRQC | RUCMWAMT | RTEIAMT | QSE Revenue RUCMWAMT + RTEIAMT | QSE True Cost | QSE Revenue Less True Cost
| Current Protocols | 17000 | 8000 | 0 | 0 | -9000 | -15750 | -24750 | 38000 | 13250
| NPRR 168 | 38000 | 8000 | 0 | 0 | -30000 | -15750 | -45750 | 38000 | -7750
| NPRR 168 with ADJ | 32750 | 8000 | 0 | 0 | -24750 | -15750 | -40500 | 38000 | -2500
Scenario 3 Resource closes breaker after start of RUC commitment |  | RUCG | RUCMEREV | RUCEXRR | RUCEXRQC | RUCMWAMT | RTEIAMT | QSE Revenue RUCMWAMT + RTEIAMT | QSE True Cost | QSE Revenue Less True Cost
| Current Protocols | 13625 | 5750 | 0 | 0 | -7875 | -5750 | -13625 | 23000 | 9375
| NPRR 168 | 34625 | 5750 | 0 | 0 | -28875 | -5750 | -34625 | 23000 | -11625
| NPRR 168 with ADJ | 29375 | 5750 | 0 | 0 | -23625 | -5750 | -29375 | 23000 | -6375
Quick input changes
Settlement Point Price | 50
FIP | 5
Heat Rate Proxy | 10

## Inputs
Enter values in Column A |  | Values from Column A (some values my be scaled for use in calculations, per Protocols)
Value | Resource Inputs | Corresponding Bill Determinant | Value | UOM | Bill Determinant Description
40 | Low Sustained Limit Unit of Measure - MW | LSL | 40 | MW | Low Sustained Limit
35 | Generation Output @ Breaker Close (hour1) Unit of Measure - MW | RTMG | 8.75 | MWh | Real-Time Metered Generation -scaled per 15-minutes beginning @ Breaker Close (hour1)
35 | Generation Output after Breaker Close but before LSL (hour2) Unit of Measure - MW | RTMG | 8.75 | MWh | Real-Time Metered Generation -scaled per 15-minutes after Breaker Close but before LSL (hour2)
35 | Generation Output after Breaker Close but before LSL (hour3) Unit of Measure - MW | RTMG | 8.75 | MWh | Real-Time Metered Generation -scaled per 15-minutes after Breaker Close but before LSL (hour3)
1000 | Fuel Consumption per Start (to Breaker Close) Unit of Measure - MMBTU/Start | AFCRS | 1000 | MMBTU/Start | Verified Actual Fuel Consumption per Start (to Breaker Close)
0 | Fuel Consumption per Shutdown (Breaker Open to shutdown) Unit of Measure - MMBTU/Shutdown | n/a | 0 | MMBTU/Shutdown | Verified Actual Fuel Consumption per Shutdown (Breaker Open to shutdown)
100% | % Gas per Start Unit of Measure - % | GASPERSU | 100% | % | Verified Percentage Gas per Start
0% | % Oil per Start Unit of Measure - % | OILPERSU | 0% | % | Verified Percentage Oil per Start
0% | % Solid Fuel per Start Unit of Measure - % | SFPERSU | 0% | % | Verified Percentage Solid Fuel per Start
0 | O&M per Start Unit of Measure - $/Start | VOMS | 0 | $/Start | Verified Operation and Maintenance Expense per Start
15 | Fuel Consumption Rate @ LSL Unit of Measure - MMBTU/MWh | VFCLSL | 15 | MMBTU/MWh | Verified Fuel Consumption Rate @ LSL
100% | % Gas @ LSL Unit of Measure - % | GASPERME | 100% | % | Verified Percentage Gas @ LSL
0% | % Oil @ LSL Unit of Measure - % | OILPERME | 0% | % | Verified Percentage Oil @ LSL
0% | % Solid Fuel @ LSL Unit of Measure - % | SFPERME | 0% | % | Verified Percentage Solid Fuel @ LSL
0 | O&M @ LSL Unit of Measure - $/MWh | VOMLSL | 0 | $/MWh | Verified Operation and Maintenance Expense @ LSL
3 | Time it takes from Breaker Close to reach LSL Unit of Measure - Hours | n/a | 3
calc | Fuel Consumption Rate from Breaker Close to LSL Unit of Measure - MMBTU/start | n/a | 4200 | MMBTU/Start
40 | Heat Rate @ Breaker Close Unit of Measure - MMBTU/MWh | n/a | 40
Value | Prices | Corresponding Bill Determinant | Value | UOM | Bill Determinant Description
50 | Real-Time Settlement Point Price Unit of Measure - $/MWh | RTSPP | 50 | $/MWh | Real-Time Settlement Point Price
5 | Fuel Index Price (from Gas Daily) Unit of Measure - $/MMBTU | FIP | 5 | $/MMBTU | Fuel Index Price
10 | Fuel Oil Price (from Platts Oilgram Price Report) Unit of Measure - $/MMBTU | FOP | 10 | $/MMBTU | Fuel Index Price
1.5 | Solid Fuel Price (from Protocols, Section 5.6.1.2) Unit of Measure - $/MMBTU | SFP | 1.5 | $/MMBTU | Real-Time Settlement Point Price
Value | Other RUC Inputs (not required if Resource does not generate above LSL) | Corresponding Bill Determinant | Value | UOM | Bill Determinant Description
0 | Real-Time Average Incremental Energy Cost Unit of Measure - $/MWh | RTAIEC | 0 | $/MWh | Real-Time Average Incremental Energy Cost
0 | Payment for Voltage Support var Service Unit of Measure - $ | VSSVARAMT | 0 | $/MMBTU | Voltage Support Service var Payment
0 | Payment for Voltage Support Energy Unit of Measure - $ | VSSEAMT | 0 | $/MMBTU | Voltage Support Service Energy Payment
0 | Payment for Emergency Energy Unit of Measure - $ | EMREAMT | 0 | $/MMBTU | Emergency Energy Payment

## Verifiable Costs
Current Protocols |  |  | NPRR 168 |  |  |  | NPRR 168 with ADJ
VERIME |  | MEPR | VERIME |  |  | MEPR | VERIME |  |  | MEPR
75 |  | 75 | 75 |  |  | 75 | 75 |  |  | 75
VFCLSL | 15 |  | VFCLSL |  | 15 |  | VFCLSL |  | 15
GASPERME | 100% |  | GASPERME |  | 100% |  | GASPERME |  | 100%
FIP | 5 |  | FIP |  | 5 |  | FIP |  | 5
OILPERME | 0% |  | OILPERME |  | 0% |  | OILPERME |  | 0%
FOP | 10 |  | FOP |  | 10 |  | FOP |  | 10
SFPERME | 0% |  | SFPERME |  | 0% |  | SFPERME |  | 0%
SFP | 1.5 |  | SFP |  | 1.5 |  | SFP |  | 1.5
VOMLSL | 0 |  | VOMLSL |  | 0 |  | VOMLSL |  | 0
VERISU |  | SUPR | VERISU |  |  | SUPR | VERISU |  |  | SUPR
5000 |  | 5000 | 26000 |  |  | 26000 | 20750 |  |  | 20750
AFCRS-Fuel to BC | 1000 |  | AFCRS-Total Fuel |  | 5200 |  | AFCRS-Total Fuel |  | 4150
GASPERSU | 100% |  | Fuel to BC | 1000 |  |  | Fuel to BC | 1000
FIP | 5 |  | Fuel-BC to LSL | 4200 |  |  | Fuel-BC to LSL | 4200
OILPERSU | 0% |  | Shut-down fuel | 0 |  |  | Shut-down fuel | 0
FOP | 10 |  | GASPERSU |  | 100% |  | Heat Rate Proxy | 10
SFPERSU | 0% |  | FIP |  | 5 |  | GASPERSU |  | 100%
SFP | 1.5 |  | OILPERSU |  | 0% |  | FIP |  | 5
VOMS | 0 |  | FOP |  | 10 |  | OILPERSU |  | 0%
|  |  | SFPERSU |  | 0% |  | FOP |  | 10
|  |  | SFP |  | 1.5 |  | SFPERSU |  | 0%
|  |  | VOMS |  | 0 |  | SFP |  | 1.5
[7 empty] | VOMS |  | 0

## Current Protocols_Scenario 1
MEPR | 75
SUPR | 5000 |  |  |  |  | 17000 |  | 8000 | 0 |  | 0 | [8 empty] | -11750 | 32000
[6 empty] | RUCG |  | RUCMEREV | RUCEXRR |  | RUCEXRQC | [8 empty] | RTEIAMT | QSE True Cost
|  | Enter Values |  |  |  | 5000 | 12000 | 8000 | 0 | 0 | 3750 | 5625 | Calculation Inputs | [6 empty] | -11750 | 15000 | 12000 | 5000
|  | RUC | Breaker Status | RTMG | QCLAW | Startup Cost | Min-Energy Cost | Min-Energy Revenue | Above LSL Revenue | Above LSL Cost | Total Revenue | Total Cost | MEPR | LSL | RTSPP | RTAIEC | VSSVARAMT | VSSEAMT | EMREAMT | RT Energy Imbalance | Real Cost BC to LSL | Real Cost at LSL | Real Cost Fuel to BC
HE 1 | 12 AM » | 0 | Open | 0 | 0 |  | 0 | 0 | 0 | 0 | 0 | 0 | 0 | 0 | 0 | 0 | 0 | 0 | 0 | 0 | 0 | 0
|  | 0 | Open | 0 | 0 |  | 0 | 0 | 0 | 0 | 0 | 0 | 0 | 0 | 0 | 0 | 0 | 0 | 0 | 0 | 0 | 0
|  | 0 | Open | 0 | 0 |  | 0 | 0 | 0 | 0 | 0 | 0 | 0 | 0 | 0 | 0 | 0 | 0 | 0 | 0 | 0 | 0
|  | 0 | Open | 0 | 0 |  | 0 | 0 | 0 | 0 | 0 | 0 | 0 | 0 | 0 | 0 | 0 | 0 | 0 | 0 | 0 | 0
HE 2 | 1 AM » | 0 | Open | 0 | 0 |  | 0 | 0 | 0 | 0 | 0 | 0 | 0 | 0 | 0 | 0 | 0 | 0 | 0 | 0 | 0 | 0
|  | 0 | Open | 0 | 0 |  | 0 | 0 | 0 | 0 | 0 | 0 | 0 | 0 | 0 | 0 | 0 | 0 | 0 | 0 | 0 | 0
|  | 0 | Open | 0 | 0 |  | 0 | 0 | 0 | 0 | 0 | 0 | 0 | 0 | 0 | 0 | 0 | 0 | 0 | 0 | 0 | 0
|  | 0 | Open | 0 | 0 |  | 0 | 0 | 0 | 0 | 0 | 0 | 0 | 0 | 0 | 0 | 0 | 0 | 0 | 0 | 0 | 0
HE 3 | 2 AM » | 0 | Open | 0 | 0 |  | 0 | 0 | 0 | 0 | 0 | 0 | 0 | 0 | 0 | 0 | 0 | 0 | 0 | 0 | 0 | 0
|  | 0 | Open | 0 | 0 |  | 0 | 0 | 0 | 0 | 0 | 0 | 0 | 0 | 0 | 0 | 0 | 0 | 0 | 0 | 0 | 0
|  | 0 | Open | 0 | 0 |  | 0 | 0 | 0 | 0 | 0 | 0 | 0 | 0 | 0 | 0 | 0 | 0 | 0 | 0 | 0 | 0
|  | 0 | Open | 0 | 0 |  | 0 | 0 | 0 | 0 | 0 | 0 | 0 | 0 | 0 | 0 | 0 | 0 | 0 | 0 | 0 | 0
HE 4 | 3 AM » | 0 | Closed | 5 | 1 |  | 0 | 0 | 0 | 0 | 250 | 375 | 75 | 10 | 50 | 0 | 0 | 0 | 0 | -250 | 1000 | 0
|  | 0 | Closed | 5 | 1 |  | 0 | 0 | 0 | 0 | 250 | 375 | 75 | 10 | 50 | 0 | 0 | 0 | 0 | -250 | 1000 | 0
|  | 0 | Closed | 5 | 1 |  | 0 | 0 | 0 | 0 | 250 | 375 | 75 | 10 | 50 | 0 | 0 | 0 | 0 | -250 | 1000 | 0
|  | 0 | Closed | 5 | 1 |  | 0 | 0 | 0 | 0 | 250 | 375 | 75 | 10 | 50 | 0 | 0 | 0 | 0 | -250 | 1000 | 0
HE 5 | 4 AM » | 0 | Closed | 6.25 | 1 |  | 0 | 0 | 0 | 0 | 312.5 | 468.75 | 75 | 10 | 50 | 0 | 0 | 0 | 0 | -312.5 | 1250 | 0
|  | 0 | Closed | 6.25 | 1 |  | 0 | 0 | 0 | 0 | 312.5 | 468.75 | 75 | 10 | 50 | 0 | 0 | 0 | 0 | -312.5 | 1250 | 0
|  | 0 | Closed | 6.25 | 1 |  | 0 | 0 | 0 | 0 | 312.5 | 468.75 | 75 | 10 | 50 | 0 | 0 | 0 | 0 | -312.5 | 1250 | 0
|  | 0 | Closed | 6.25 | 1 |  | 0 | 0 | 0 | 0 | 312.5 | 468.75 | 75 | 10 | 50 | 0 | 0 | 0 | 0 | -312.5 | 1250 | 0
HE 6 | 5 AM » | 0 | Closed | 7.5 | 1 |  | 0 | 0 | 0 | 0 | 375 | 562.5 | 75 | 10 | 50 | 0 | 0 | 0 | 0 | -375 | 1500 | 0
|  | 0 | Closed | 7.5 | 1 |  | 0 | 0 | 0 | 0 | 375 | 562.5 | 75 | 10 | 50 | 0 | 0 | 0 | 0 | -375 | 1500 | 0
|  | 0 | Closed | 7.5 | 1 |  | 0 | 0 | 0 | 0 | 375 | 562.5 | 75 | 10 | 50 | 0 | 0 | 0 | 0 | -375 | 1500 | 0
|  | 0 | Closed | 7.5 | 1 |  | 0 | 0 | 0 | 0 | 375 | 562.5 | 75 | 10 | 50 | 0 | 0 | 0 | 0 | -375 | 1500 | 0
HE 7 | 6 AM » | 1 | Closed | 10 | 0 |  | 750 | 500 | 0 | 0 | 0 | 0 | 75 | 10 | 50 | 0 | 0 | 0 | 0 | -500 | 0 | 750
|  | 1 | Closed | 10 | 0 |  | 750 | 500 | 0 | 0 | 0 | 0 | 75 | 10 | 50 | 0 | 0 | 0 | 0 | -500 | 0 | 750
|  | 1 | Closed | 10 | 0 |  | 750 | 500 | 0 | 0 | 0 | 0 | 75 | 10 | 50 | 0 | 0 | 0 | 0 | -500 | 0 | 750
|  | 1 | Closed | 10 | 0 |  | 750 | 500 | 0 | 0 | 0 | 0 | 75 | 10 | 50 | 0 | 0 | 0 | 0 | -500 | 0 | 750
HE 8 | 7 AM » | 1 | Closed | 10 | 0 |  | 750 | 500 | 0 | 0 | 0 | 0 | 75 | 10 | 50 | 0 | 0 | 0 | 0 | -500 | 0 | 750
|  | 1 | Closed | 10 | 0 |  | 750 | 500 | 0 | 0 | 0 | 0 | 75 | 10 | 50 | 0 | 0 | 0 | 0 | -500 | 0 | 750
|  | 1 | Closed | 10 | 0 |  | 750 | 500 | 0 | 0 | 0 | 0 | 75 | 10 | 50 | 0 | 0 | 0 | 0 | -500 | 0 | 750
|  | 1 | Closed | 10 | 0 |  | 750 | 500 | 0 | 0 | 0 | 0 | 75 | 10 | 50 | 0 | 0 | 0 | 0 | -500 | 0 | 750
HE 9 | 8 AM » | 1 | Closed | 10 | 0 |  | 750 | 500 | 0 | 0 | 0 | 0 | 75 | 10 | 50 | 0 | 0 | 0 | 0 | -500 | 0 | 750
|  | 1 | Closed | 10 | 0 |  | 750 | 500 | 0 | 0 | 0 | 0 | 75 | 10 | 50 | 0 | 0 | 0 | 0 | -500 | 0 | 750
|  | 1 | Closed | 10 | 0 |  | 750 | 500 | 0 | 0 | 0 | 0 | 75 | 10 | 50 | 0 | 0 | 0 | 0 | -500 | 0 | 750
|  | 1 | Closed | 10 | 0 |  | 750 | 500 | 0 | 0 | 0 | 0 | 75 | 10 | 50 | 0 | 0 | 0 | 0 | -500 | 0 | 750
HE 10 | 9 AM » | 1 | Closed | 10 | 0 |  | 750 | 500 | 0 | 0 | 0 | 0 | 75 | 10 | 50 | 0 | 0 | 0 | 0 | -500 | 0 | 750
|  | 1 | Closed | 10 | 0 |  | 750 | 500 | 0 | 0 | 0 | 0 | 75 | 10 | 50 | 0 | 0 | 0 | 0 | -500 | 0 | 750
|  | 1 | Closed | 10 | 0 |  | 750 | 500 | 0 | 0 | 0 | 0 | 75 | 10 | 50 | 0 | 0 | 0 | 0 | -500 | 0 | 750
|  | 1 | Closed | 10 | 0 |  | 750 | 500 | 0 | 0 | 0 | 0 | 75 | 10 | 50 | 0 | 0 | 0 | 0 | -500 | 0 | 750
HE 11 | 10 AM » | 0 | Open | 0 | 0 |  | 0 | 0 | 0 | 0 | 0 | 0 | 0 | 0 | 0 | 0 | 0 | 0 | 0 | 0 | 0 | 0
|  | 0 | Open | 0 | 0 |  | 0 | 0 | 0 | 0 | 0 | 0 | 0 | 0 | 0 | 0 | 0 | 0 | 0 | 0 | 0 | 0
|  | 0 | Open | 0 | 0 |  | 0 | 0 | 0 | 0 | 0 | 0 | 0 | 0 | 0 | 0 | 0 | 0 | 0 | 0 | 0 | 0
|  | 0 | Open | 0 | 0 |  | 0 | 0 | 0 | 0 | 0 | 0 | 0 | 0 | 0 | 0 | 0 | 0 | 0 | 0 | 0 | 0
HE 12 | 11 AM » | 0 | Open | 0 | 0 |  | 0 | 0 | 0 | 0 | 0 | 0 | 0 | 0 | 0 | 0 | 0 | 0 | 0 | 0 | 0 | 0
|  | 0 | Open | 0 | 0 |  | 0 | 0 | 0 | 0 | 0 | 0 | 0 | 0 | 0 | 0 | 0 | 0 | 0 | 0 | 0 | 0
|  | 0 | Open | 0 | 0 |  | 0 | 0 | 0 | 0 | 0 | 0 | 0 | 0 | 0 | 0 | 0 | 0 | 0 | 0 | 0 | 0
|  | 0 | Open | 0 | 0 |  | 0 | 0 | 0 | 0 | 0 | 0 | 0 | 0 | 0 | 0 | 0 | 0 | 0 | 0 | 0 | 0
HE 13 | 12 PM » | 0 | Open | 0 | 0 |  | 0 | 0 | 0 | 0 | 0 | 0 | 0 | 0 | 0 | 0 | 0 | 0 | 0 | 0 | 0 | 0
|  | 0 | Open | 0 | 0 |  | 0 | 0 | 0 | 0 | 0 | 0 | 0 | 0 | 0 | 0 | 0 | 0 | 0 | 0 | 0 | 0
|  | 0 | Open | 0 | 0 |  | 0 | 0 | 0 | 0 | 0 | 0 | 0 | 0 | 0 | 0 | 0 | 0 | 0 | 0 | 0 | 0
|  | 0 | Open | 0 | 0 |  | 0 | 0 | 0 | 0 | 0 | 0 | 0 | 0 | 0 | 0 | 0 | 0 | 0 | 0 | 0 | 0
HE 14 | 1 PM » | 0 | Open | 0 | 0 |  | 0 | 0 | 0 | 0 | 0 | 0 | 0 | 0 | 0 | 0 | 0 | 0 | 0 | 0 | 0 | 0
|  | 0 | Open | 0 | 0 |  | 0 | 0 | 0 | 0 | 0 | 0 | 0 | 0 | 0 | 0 | 0 | 0 | 0 | 0 | 0 | 0
|  | 0 | Open | 0 | 0 |  | 0 | 0 | 0 | 0 | 0 | 0 | 0 | 0 | 0 | 0 | 0 | 0 | 0 | 0 | 0 | 0
|  | 0 | Open | 0 | 0 |  | 0 | 0 | 0 | 0 | 0 | 0 | 0 | 0 | 0 | 0 | 0 | 0 | 0 | 0 | 0 | 0
HE 15 | 2 PM » | 0 | Open | 0 | 0 |  | 0 | 0 | 0 | 0 | 0 | 0 | 0 | 0 | 0 | 0 | 0 | 0 | 0 | 0 | 0 | 0
|  | 0 | Open | 0 | 0 |  | 0 | 0 | 0 | 0 | 0 | 0 | 0 | 0 | 0 | 0 | 0 | 0 | 0 | 0 | 0 | 0
|  | 0 | Open | 0 | 0 |  | 0 | 0 | 0 | 0 | 0 | 0 | 0 | 0 | 0 | 0 | 0 | 0 | 0 | 0 | 0 | 0
|  | 0 | Open | 0 | 0 |  | 0 | 0 | 0 | 0 | 0 | 0 | 0 | 0 | 0 | 0 | 0 | 0 | 0 | 0 | 0 | 0
HE 16 | 3 PM » | 0 | Open | 0 | 0 |  | 0 | 0 | 0 | 0 | 0 | 0 | 0 | 0 | 0 | 0 | 0 | 0 | 0 | 0 | 0 | 0
|  | 0 | Open | 0 | 0 |  | 0 | 0 | 0 | 0 | 0 | 0 | 0 | 0 | 0 | 0 | 0 | 0 | 0 | 0 | 0 | 0
|  | 0 | Open | 0 | 0 |  | 0 | 0 | 0 | 0 | 0 | 0 | 0 | 0 | 0 | 0 | 0 | 0 | 0 | 0 | 0 | 0
|  | 0 | Open | 0 | 0 |  | 0 | 0 | 0 | 0 | 0 | 0 | 0 | 0 | 0 | 0 | 0 | 0 | 0 | 0 | 0 | 0
HE 17 | 4 PM » | 0 | Open | 0 | 0 |  | 0 | 0 | 0 | 0 | 0 | 0 | 0 | 0 | 0 | 0 | 0 | 0 | 0 | 0 | 0 | 0
|  | 0 | Open | 0 | 0 |  | 0 | 0 | 0 | 0 | 0 | 0 | 0 | 0 | 0 | 0 | 0 | 0 | 0 | 0 | 0 | 0
|  | 0 | Open | 0 | 0 |  | 0 | 0 | 0 | 0 | 0 | 0 | 0 | 0 | 0 | 0 | 0 | 0 | 0 | 0 | 0 | 0
|  | 0 | Open | 0 | 0 |  | 0 | 0 | 0 | 0 | 0 | 0 | 0 | 0 | 0 | 0 | 0 | 0 | 0 | 0 | 0 | 0
HE 18 | 5 PM » | 0 | Open | 0 | 0 |  | 0 | 0 | 0 | 0 | 0 | 0 | 0 | 0 | 0 | 0 | 0 | 0 | 0 | 0 | 0 | 0
|  | 0 | Open | 0 | 0 |  | 0 | 0 | 0 | 0 | 0 | 0 | 0 | 0 | 0 | 0 | 0 | 0 | 0 | 0 | 0 | 0
|  | 0 | Open | 0 | 0 |  | 0 | 0 | 0 | 0 | 0 | 0 | 0 | 0 | 0 | 0 | 0 | 0 | 0 | 0 | 0 | 0
|  | 0 | Open | 0 | 0 |  | 0 | 0 | 0 | 0 | 0 | 0 | 0 | 0 | 0 | 0 | 0 | 0 | 0 | 0 | 0 | 0
HE 19 | 6 PM » | 0 | Open | 0 | 0 |  | 0 | 0 | 0 | 0 | 0 | 0 | 0 | 0 | 0 | 0 | 0 | 0 | 0 | 0 | 0 | 0
|  | 0 | Open | 0 | 0 |  | 0 | 0 | 0 | 0 | 0 | 0 | 0 | 0 | 0 | 0 | 0 | 0 | 0 | 0 | 0 | 0
|  | 0 | Open | 0 | 0 |  | 0 | 0 | 0 | 0 | 0 | 0 | 0 | 0 | 0 | 0 | 0 | 0 | 0 | 0 | 0 | 0
|  | 0 | Open | 0 | 0 |  | 0 | 0 | 0 | 0 | 0 | 0 | 0 | 0 | 0 | 0 | 0 | 0 | 0 | 0 | 0 | 0
HE 20 | 7 PM » | 0 | Open | 0 | 0 |  | 0 | 0 | 0 | 0 | 0 | 0 | 0 | 0 | 0 | 0 | 0 | 0 | 0 | 0 | 0 | 0
|  | 0 | Open | 0 | 0 |  | 0 | 0 | 0 | 0 | 0 | 0 | 0 | 0 | 0 | 0 | 0 | 0 | 0 | 0 | 0 | 0
|  | 0 | Open | 0 | 0 |  | 0 | 0 | 0 | 0 | 0 | 0 | 0 | 0 | 0 | 0 | 0 | 0 | 0 | 0 | 0 | 0
|  | 0 | Open | 0 | 0 |  | 0 | 0 | 0 | 0 | 0 | 0 | 0 | 0 | 0 | 0 | 0 | 0 | 0 | 0 | 0 | 0
HE 21 | 8 PM » | 0 | Open | 0 | 0 |  | 0 | 0 | 0 | 0 | 0 | 0 | 0 | 0 | 0 | 0 | 0 | 0 | 0 | 0 | 0 | 0
|  | 0 | Open | 0 | 0 |  | 0 | 0 | 0 | 0 | 0 | 0 | 0 | 0 | 0 | 0 | 0 | 0 | 0 | 0 | 0 | 0
|  | 0 | Open | 0 | 0 |  | 0 | 0 | 0 | 0 | 0 | 0 | 0 | 0 | 0 | 0 | 0 | 0 | 0 | 0 | 0 | 0
|  | 0 | Open | 0 | 0 |  | 0 | 0 | 0 | 0 | 0 | 0 | 0 | 0 | 0 | 0 | 0 | 0 | 0 | 0 | 0 | 0
HE 22 | 9 PM » | 0 | Open | 0 | 0 |  | 0 | 0 | 0 | 0 | 0 | 0 | 0 | 0 | 0 | 0 | 0 | 0 | 0 | 0 | 0 | 0
|  | 0 | Open | 0 | 0 |  | 0 | 0 | 0 | 0 | 0 | 0 | 0 | 0 | 0 | 0 | 0 | 0 | 0 | 0 | 0 | 0
|  | 0 | Open | 0 | 0 |  | 0 | 0 | 0 | 0 | 0 | 0 | 0 | 0 | 0 | 0 | 0 | 0 | 0 | 0 | 0 | 0
|  | 0 | Open | 0 | 0 |  | 0 | 0 | 0 | 0 | 0 | 0 | 0 | 0 | 0 | 0 | 0 | 0 | 0 | 0 | 0 | 0
HE 23 | 10 PM » | 0 | Open | 0 | 0 |  | 0 | 0 | 0 | 0 | 0 | 0 | 0 | 0 | 0 | 0 | 0 | 0 | 0 | 0 | 0 | 0
|  | 0 | Open | 0 | 0 |  | 0 | 0 | 0 | 0 | 0 | 0 | 0 | 0 | 0 | 0 | 0 | 0 | 0 | 0 | 0 | 0
|  | 0 | Open | 0 | 0 |  | 0 | 0 | 0 | 0 | 0 | 0 | 0 | 0 | 0 | 0 | 0 | 0 | 0 | 0 | 0 | 0
|  | 0 | Open | 0 | 0 |  | 0 | 0 | 0 | 0 | 0 | 0 | 0 | 0 | 0 | 0 | 0 | 0 | 0 | 0 | 0 | 0
HE 24 | 11 PM » | 0 | Open | 0 | 0 |  | 0 | 0 | 0 | 0 | 0 | 0 | 0 | 0 | 0 | 0 | 0 | 0 | 0 | 0 | 0 | 0
|  | 0 | Open | 0 | 0 |  | 0 | 0 | 0 | 0 | 0 | 0 | 0 | 0 | 0 | 0 | 0 | 0 | 0 | 0 | 0 | 0
|  | 0 | Open | 0 | 0 |  | 0 | 0 | 0 | 0 | 0 | 0 | 0 | 0 | 0 | 0 | 0 | 0 | 0 | 0 | 0 | 0
|  | 0 | Open | 0 | 0 |  | 0 | 0 | 0 | 0 | 0 | 0 | 0 | 0 | 0 | 0 | 0 | 0 | 0 | 0 | 0 | 0

## NPRR 168_Scenario 1
MEPR | 75
SUPR | 26000 |  |  |  |  | 38000 |  | 8000 | 0 |  | 0 | [8 empty] | -11750 | 32000
[6 empty] | RUCG |  | RUCMEREV | RUCEXRR |  | RUCEXRQC | [8 empty] | RTEIAMT | QSE True Cost
|  | Enter Values |  |  |  | 26000 | 12000 | 8000 | 0 | 0 | 3750 | 5625 | Calculation Inputs | [6 empty] | -11750 | 15000 | 12000 | 5000
|  | RUC | Breaker Status | RTMG | QCLAW | Startup Cost | Min-Energy Cost | Min-Energy Revenue | Above LSL Revenue | Above LSL Cost | Total Revenue | Total Cost | MEPR | LSL | RTSPP | RTAIEC | VSSVARAMT | VSSEAMT | EMREAMT | RT Energy Imbalance | Real Cost BC to LSL | Real Cost at LSL | Real Cost Fuel to BC
HE 1 | 12 AM » | 0 | Open | 0 | 0 |  | 0 | 0 | 0 | 0 | 0 | 0 | 0 | 0 | 0 | 0 | 0 | 0 | 0 | 0 | 0 | 0
|  | 0 | Open | 0 | 0 |  | 0 | 0 | 0 | 0 | 0 | 0 | 0 | 0 | 0 | 0 | 0 | 0 | 0 | 0 | 0 | 0
|  | 0 | Open | 0 | 0 |  | 0 | 0 | 0 | 0 | 0 | 0 | 0 | 0 | 0 | 0 | 0 | 0 | 0 | 0 | 0 | 0
|  | 0 | Open | 0 | 0 |  | 0 | 0 | 0 | 0 | 0 | 0 | 0 | 0 | 0 | 0 | 0 | 0 | 0 | 0 | 0 | 0
HE 2 | 1 AM » | 0 | Open | 0 | 0 |  | 0 | 0 | 0 | 0 | 0 | 0 | 0 | 0 | 0 | 0 | 0 | 0 | 0 | 0 | 0 | 0
|  | 0 | Open | 0 | 0 |  | 0 | 0 | 0 | 0 | 0 | 0 | 0 | 0 | 0 | 0 | 0 | 0 | 0 | 0 | 0 | 0
|  | 0 | Open | 0 | 0 |  | 0 | 0 | 0 | 0 | 0 | 0 | 0 | 0 | 0 | 0 | 0 | 0 | 0 | 0 | 0 | 0
|  | 0 | Open | 0 | 0 |  | 0 | 0 | 0 | 0 | 0 | 0 | 0 | 0 | 0 | 0 | 0 | 0 | 0 | 0 | 0 | 0
HE 3 | 2 AM » | 0 | Open | 0 | 0 |  | 0 | 0 | 0 | 0 | 0 | 0 | 0 | 0 | 0 | 0 | 0 | 0 | 0 | 0 | 0 | 0
|  | 0 | Open | 0 | 0 |  | 0 | 0 | 0 | 0 | 0 | 0 | 0 | 0 | 0 | 0 | 0 | 0 | 0 | 0 | 0 | 0
|  | 0 | Open | 0 | 0 |  | 0 | 0 | 0 | 0 | 0 | 0 | 0 | 0 | 0 | 0 | 0 | 0 | 0 | 0 | 0 | 0
|  | 0 | Open | 0 | 0 |  | 0 | 0 | 0 | 0 | 0 | 0 | 0 | 0 | 0 | 0 | 0 | 0 | 0 | 0 | 0 | 0
HE 4 | 3 AM » | 0 | Closed | 5 | 1 |  | 0 | 0 | 0 | 0 | 250 | 375 | 75 | 10 | 50 | 0 | 0 | 0 | 0 | -250 | 1000 | 0
|  | 0 | Closed | 5 | 1 |  | 0 | 0 | 0 | 0 | 250 | 375 | 75 | 10 | 50 | 0 | 0 | 0 | 0 | -250 | 1000 | 0
|  | 0 | Closed | 5 | 1 |  | 0 | 0 | 0 | 0 | 250 | 375 | 75 | 10 | 50 | 0 | 0 | 0 | 0 | -250 | 1000 | 0
|  | 0 | Closed | 5 | 1 |  | 0 | 0 | 0 | 0 | 250 | 375 | 75 | 10 | 50 | 0 | 0 | 0 | 0 | -250 | 1000 | 0
HE 5 | 4 AM » | 0 | Closed | 6.25 | 1 |  | 0 | 0 | 0 | 0 | 312.5 | 468.75 | 75 | 10 | 50 | 0 | 0 | 0 | 0 | -312.5 | 1250 | 0
|  | 0 | Closed | 6.25 | 1 |  | 0 | 0 | 0 | 0 | 312.5 | 468.75 | 75 | 10 | 50 | 0 | 0 | 0 | 0 | -312.5 | 1250 | 0
|  | 0 | Closed | 6.25 | 1 |  | 0 | 0 | 0 | 0 | 312.5 | 468.75 | 75 | 10 | 50 | 0 | 0 | 0 | 0 | -312.5 | 1250 | 0
|  | 0 | Closed | 6.25 | 1 |  | 0 | 0 | 0 | 0 | 312.5 | 468.75 | 75 | 10 | 50 | 0 | 0 | 0 | 0 | -312.5 | 1250 | 0
HE 6 | 5 AM » | 0 | Closed | 7.5 | 1 |  | 0 | 0 | 0 | 0 | 375 | 562.5 | 75 | 10 | 50 | 0 | 0 | 0 | 0 | -375 | 1500 | 0
|  | 0 | Closed | 7.5 | 1 |  | 0 | 0 | 0 | 0 | 375 | 562.5 | 75 | 10 | 50 | 0 | 0 | 0 | 0 | -375 | 1500 | 0
|  | 0 | Closed | 7.5 | 1 |  | 0 | 0 | 0 | 0 | 375 | 562.5 | 75 | 10 | 50 | 0 | 0 | 0 | 0 | -375 | 1500 | 0
|  | 0 | Closed | 7.5 | 1 |  | 0 | 0 | 0 | 0 | 375 | 562.5 | 75 | 10 | 50 | 0 | 0 | 0 | 0 | -375 | 1500 | 0
HE 7 | 6 AM » | 1 | Closed | 10 | 0 |  | 750 | 500 | 0 | 0 | 0 | 0 | 75 | 10 | 50 | 0 | 0 | 0 | 0 | -500 | 0 | 750
|  | 1 | Closed | 10 | 0 |  | 750 | 500 | 0 | 0 | 0 | 0 | 75 | 10 | 50 | 0 | 0 | 0 | 0 | -500 | 0 | 750
|  | 1 | Closed | 10 | 0 |  | 750 | 500 | 0 | 0 | 0 | 0 | 75 | 10 | 50 | 0 | 0 | 0 | 0 | -500 | 0 | 750
|  | 1 | Closed | 10 | 0 |  | 750 | 500 | 0 | 0 | 0 | 0 | 75 | 10 | 50 | 0 | 0 | 0 | 0 | -500 | 0 | 750
HE 8 | 7 AM » | 1 | Closed | 10 | 0 |  | 750 | 500 | 0 | 0 | 0 | 0 | 75 | 10 | 50 | 0 | 0 | 0 | 0 | -500 | 0 | 750
|  | 1 | Closed | 10 | 0 |  | 750 | 500 | 0 | 0 | 0 | 0 | 75 | 10 | 50 | 0 | 0 | 0 | 0 | -500 | 0 | 750
|  | 1 | Closed | 10 | 0 |  | 750 | 500 | 0 | 0 | 0 | 0 | 75 | 10 | 50 | 0 | 0 | 0 | 0 | -500 | 0 | 750
|  | 1 | Closed | 10 | 0 |  | 750 | 500 | 0 | 0 | 0 | 0 | 75 | 10 | 50 | 0 | 0 | 0 | 0 | -500 | 0 | 750
HE 9 | 8 AM » | 1 | Closed | 10 | 0 |  | 750 | 500 | 0 | 0 | 0 | 0 | 75 | 10 | 50 | 0 | 0 | 0 | 0 | -500 | 0 | 750
|  | 1 | Closed | 10 | 0 |  | 750 | 500 | 0 | 0 | 0 | 0 | 75 | 10 | 50 | 0 | 0 | 0 | 0 | -500 | 0 | 750
|  | 1 | Closed | 10 | 0 |  | 750 | 500 | 0 | 0 | 0 | 0 | 75 | 10 | 50 | 0 | 0 | 0 | 0 | -500 | 0 | 750
|  | 1 | Closed | 10 | 0 |  | 750 | 500 | 0 | 0 | 0 | 0 | 75 | 10 | 50 | 0 | 0 | 0 | 0 | -500 | 0 | 750
HE 10 | 9 AM » | 1 | Closed | 10 | 0 |  | 750 | 500 | 0 | 0 | 0 | 0 | 75 | 10 | 50 | 0 | 0 | 0 | 0 | -500 | 0 | 750
|  | 1 | Closed | 10 | 0 |  | 750 | 500 | 0 | 0 | 0 | 0 | 75 | 10 | 50 | 0 | 0 | 0 | 0 | -500 | 0 | 750
|  | 1 | Closed | 10 | 0 |  | 750 | 500 | 0 | 0 | 0 | 0 | 75 | 10 | 50 | 0 | 0 | 0 | 0 | -500 | 0 | 750
|  | 1 | Closed | 10 | 0 |  | 750 | 500 | 0 | 0 | 0 | 0 | 75 | 10 | 50 | 0 | 0 | 0 | 0 | -500 | 0 | 750
HE 11 | 10 AM » | 0 | Open | 0 | 0 |  | 0 | 0 | 0 | 0 | 0 | 0 | 0 | 0 | 0 | 0 | 0 | 0 | 0 | 0 | 0 | 0
|  | 0 | Open | 0 | 0 |  | 0 | 0 | 0 | 0 | 0 | 0 | 0 | 0 | 0 | 0 | 0 | 0 | 0 | 0 | 0 | 0
|  | 0 | Open | 0 | 0 |  | 0 | 0 | 0 | 0 | 0 | 0 | 0 | 0 | 0 | 0 | 0 | 0 | 0 | 0 | 0 | 0
|  | 0 | Open | 0 | 0 |  | 0 | 0 | 0 | 0 | 0 | 0 | 0 | 0 | 0 | 0 | 0 | 0 | 0 | 0 | 0 | 0
HE 12 | 11 AM » | 0 | Open | 0 | 0 |  | 0 | 0 | 0 | 0 | 0 | 0 | 0 | 0 | 0 | 0 | 0 | 0 | 0 | 0 | 0 | 0
|  | 0 | Open | 0 | 0 |  | 0 | 0 | 0 | 0 | 0 | 0 | 0 | 0 | 0 | 0 | 0 | 0 | 0 | 0 | 0 | 0
|  | 0 | Open | 0 | 0 |  | 0 | 0 | 0 | 0 | 0 | 0 | 0 | 0 | 0 | 0 | 0 | 0 | 0 | 0 | 0 | 0
|  | 0 | Open | 0 | 0 |  | 0 | 0 | 0 | 0 | 0 | 0 | 0 | 0 | 0 | 0 | 0 | 0 | 0 | 0 | 0 | 0
HE 13 | 12 PM » | 0 | Open | 0 | 0 |  | 0 | 0 | 0 | 0 | 0 | 0 | 0 | 0 | 0 | 0 | 0 | 0 | 0 | 0 | 0 | 0
|  | 0 | Open | 0 | 0 |  | 0 | 0 | 0 | 0 | 0 | 0 | 0 | 0 | 0 | 0 | 0 | 0 | 0 | 0 | 0 | 0
|  | 0 | Open | 0 | 0 |  | 0 | 0 | 0 | 0 | 0 | 0 | 0 | 0 | 0 | 0 | 0 | 0 | 0 | 0 | 0 | 0
|  | 0 | Open | 0 | 0 |  | 0 | 0 | 0 | 0 | 0 | 0 | 0 | 0 | 0 | 0 | 0 | 0 | 0 | 0 | 0 | 0
HE 14 | 1 PM » | 0 | Open | 0 | 0 |  | 0 | 0 | 0 | 0 | 0 | 0 | 0 | 0 | 0 | 0 | 0 | 0 | 0 | 0 | 0 | 0
|  | 0 | Open | 0 | 0 |  | 0 | 0 | 0 | 0 | 0 | 0 | 0 | 0 | 0 | 0 | 0 | 0 | 0 | 0 | 0 | 0
|  | 0 | Open | 0 | 0 |  | 0 | 0 | 0 | 0 | 0 | 0 | 0 | 0 | 0 | 0 | 0 | 0 | 0 | 0 | 0 | 0
|  | 0 | Open | 0 | 0 |  | 0 | 0 | 0 | 0 | 0 | 0 | 0 | 0 | 0 | 0 | 0 | 0 | 0 | 0 | 0 | 0
HE 15 | 2 PM » | 0 | Open | 0 | 0 |  | 0 | 0 | 0 | 0 | 0 | 0 | 0 | 0 | 0 | 0 | 0 | 0 | 0 | 0 | 0 | 0
|  | 0 | Open | 0 | 0 |  | 0 | 0 | 0 | 0 | 0 | 0 | 0 | 0 | 0 | 0 | 0 | 0 | 0 | 0 | 0 | 0
|  | 0 | Open | 0 | 0 |  | 0 | 0 | 0 | 0 | 0 | 0 | 0 | 0 | 0 | 0 | 0 | 0 | 0 | 0 | 0 | 0
|  | 0 | Open | 0 | 0 |  | 0 | 0 | 0 | 0 | 0 | 0 | 0 | 0 | 0 | 0 | 0 | 0 | 0 | 0 | 0 | 0
HE 16 | 3 PM » | 0 | Open | 0 | 0 |  | 0 | 0 | 0 | 0 | 0 | 0 | 0 | 0 | 0 | 0 | 0 | 0 | 0 | 0 | 0 | 0
|  | 0 | Open | 0 | 0 |  | 0 | 0 | 0 | 0 | 0 | 0 | 0 | 0 | 0 | 0 | 0 | 0 | 0 | 0 | 0 | 0
|  | 0 | Open | 0 | 0 |  | 0 | 0 | 0 | 0 | 0 | 0 | 0 | 0 | 0 | 0 | 0 | 0 | 0 | 0 | 0 | 0
|  | 0 | Open | 0 | 0 |  | 0 | 0 | 0 | 0 | 0 | 0 | 0 | 0 | 0 | 0 | 0 | 0 | 0 | 0 | 0 | 0
HE 17 | 4 PM » | 0 | Open | 0 | 0 |  | 0 | 0 | 0 | 0 | 0 | 0 | 0 | 0 | 0 | 0 | 0 | 0 | 0 | 0 | 0 | 0
|  | 0 | Open | 0 | 0 |  | 0 | 0 | 0 | 0 | 0 | 0 | 0 | 0 | 0 | 0 | 0 | 0 | 0 | 0 | 0 | 0
|  | 0 | Open | 0 | 0 |  | 0 | 0 | 0 | 0 | 0 | 0 | 0 | 0 | 0 | 0 | 0 | 0 | 0 | 0 | 0 | 0
|  | 0 | Open | 0 | 0 |  | 0 | 0 | 0 | 0 | 0 | 0 | 0 | 0 | 0 | 0 | 0 | 0 | 0 | 0 | 0 | 0
HE 18 | 5 PM » | 0 | Open | 0 | 0 |  | 0 | 0 | 0 | 0 | 0 | 0 | 0 | 0 | 0 | 0 | 0 | 0 | 0 | 0 | 0 | 0
|  | 0 | Open | 0 | 0 |  | 0 | 0 | 0 | 0 | 0 | 0 | 0 | 0 | 0 | 0 | 0 | 0 | 0 | 0 | 0 | 0
|  | 0 | Open | 0 | 0 |  | 0 | 0 | 0 | 0 | 0 | 0 | 0 | 0 | 0 | 0 | 0 | 0 | 0 | 0 | 0 | 0
|  | 0 | Open | 0 | 0 |  | 0 | 0 | 0 | 0 | 0 | 0 | 0 | 0 | 0 | 0 | 0 | 0 | 0 | 0 | 0 | 0
HE 19 | 6 PM » | 0 | Open | 0 | 0 |  | 0 | 0 | 0 | 0 | 0 | 0 | 0 | 0 | 0 | 0 | 0 | 0 | 0 | 0 | 0 | 0
|  | 0 | Open | 0 | 0 |  | 0 | 0 | 0 | 0 | 0 | 0 | 0 | 0 | 0 | 0 | 0 | 0 | 0 | 0 | 0 | 0
|  | 0 | Open | 0 | 0 |  | 0 | 0 | 0 | 0 | 0 | 0 | 0 | 0 | 0 | 0 | 0 | 0 | 0 | 0 | 0 | 0
|  | 0 | Open | 0 | 0 |  | 0 | 0 | 0 | 0 | 0 | 0 | 0 | 0 | 0 | 0 | 0 | 0 | 0 | 0 | 0 | 0
HE 20 | 7 PM » | 0 | Open | 0 | 0 |  | 0 | 0 | 0 | 0 | 0 | 0 | 0 | 0 | 0 | 0 | 0 | 0 | 0 | 0 | 0 | 0
|  | 0 | Open | 0 | 0 |  | 0 | 0 | 0 | 0 | 0 | 0 | 0 | 0 | 0 | 0 | 0 | 0 | 0 | 0 | 0 | 0
|  | 0 | Open | 0 | 0 |  | 0 | 0 | 0 | 0 | 0 | 0 | 0 | 0 | 0 | 0 | 0 | 0 | 0 | 0 | 0 | 0
|  | 0 | Open | 0 | 0 |  | 0 | 0 | 0 | 0 | 0 | 0 | 0 | 0 | 0 | 0 | 0 | 0 | 0 | 0 | 0 | 0
HE 21 | 8 PM » | 0 | Open | 0 | 0 |  | 0 | 0 | 0 | 0 | 0 | 0 | 0 | 0 | 0 | 0 | 0 | 0 | 0 | 0 | 0 | 0
|  | 0 | Open | 0 | 0 |  | 0 | 0 | 0 | 0 | 0 | 0 | 0 | 0 | 0 | 0 | 0 | 0 | 0 | 0 | 0 | 0
|  | 0 | Open | 0 | 0 |  | 0 | 0 | 0 | 0 | 0 | 0 | 0 | 0 | 0 | 0 | 0 | 0 | 0 | 0 | 0 | 0
|  | 0 | Open | 0 | 0 |  | 0 | 0 | 0 | 0 | 0 | 0 | 0 | 0 | 0 | 0 | 0 | 0 | 0 | 0 | 0 | 0
HE 22 | 9 PM » | 0 | Open | 0 | 0 |  | 0 | 0 | 0 | 0 | 0 | 0 | 0 | 0 | 0 | 0 | 0 | 0 | 0 | 0 | 0 | 0
|  | 0 | Open | 0 | 0 |  | 0 | 0 | 0 | 0 | 0 | 0 | 0 | 0 | 0 | 0 | 0 | 0 | 0 | 0 | 0 | 0
|  | 0 | Open | 0 | 0 |  | 0 | 0 | 0 | 0 | 0 | 0 | 0 | 0 | 0 | 0 | 0 | 0 | 0 | 0 | 0 | 0
|  | 0 | Open | 0 | 0 |  | 0 | 0 | 0 | 0 | 0 | 0 | 0 | 0 | 0 | 0 | 0 | 0 | 0 | 0 | 0 | 0
HE 23 | 10 PM » | 0 | Open | 0 | 0 |  | 0 | 0 | 0 | 0 | 0 | 0 | 0 | 0 | 0 | 0 | 0 | 0 | 0 | 0 | 0 | 0
|  | 0 | Open | 0 | 0 |  | 0 | 0 | 0 | 0 | 0 | 0 | 0 | 0 | 0 | 0 | 0 | 0 | 0 | 0 | 0 | 0
|  | 0 | Open | 0 | 0 |  | 0 | 0 | 0 | 0 | 0 | 0 | 0 | 0 | 0 | 0 | 0 | 0 | 0 | 0 | 0 | 0
|  | 0 | Open | 0 | 0 |  | 0 | 0 | 0 | 0 | 0 | 0 | 0 | 0 | 0 | 0 | 0 | 0 | 0 | 0 | 0 | 0
HE 24 | 11 PM » | 0 | Open | 0 | 0 |  | 0 | 0 | 0 | 0 | 0 | 0 | 0 | 0 | 0 | 0 | 0 | 0 | 0 | 0 | 0 | 0
|  | 0 | Open | 0 | 0 |  | 0 | 0 | 0 | 0 | 0 | 0 | 0 | 0 | 0 | 0 | 0 | 0 | 0 | 0 | 0 | 0
|  | 0 | Open | 0 | 0 |  | 0 | 0 | 0 | 0 | 0 | 0 | 0 | 0 | 0 | 0 | 0 | 0 | 0 | 0 | 0 | 0
|  | 0 | Open | 0 | 0 |  | 0 | 0 | 0 | 0 | 0 | 0 | 0 | 0 | 0 | 0 | 0 | 0 | 0 | 0 | 0 | 0

## NPRR 168 with ADJ_Scenario 1
MEPR | 75
SUPR | 20750 |  |  |  |  | 32750 |  | 8000 | 0 |  | 0 | [8 empty] | -11750 | 32000
[6 empty] | RUCG |  | RUCMEREV | RUCEXRR |  | RUCEXRQC | [8 empty] | RTEIAMT | QSE True Cost
|  | Enter Values |  |  |  | 20750 | 12000 | 8000 | 0 | 0 | 3750 | 5625 | Calculation Inputs | [6 empty] | -11750 | 15000 | 12000 | 5000
|  | RUC | Breaker Status | RTMG | QCLAW | Startup Cost | Min-Energy Cost | Min-Energy Revenue | Above LSL Revenue | Above LSL Cost | Total Revenue | Total Cost | MEPR | LSL | RTSPP | RTAIEC | VSSVARAMT | VSSEAMT | EMREAMT | RT Energy Imbalance | Real Cost BC to LSL | Real Cost at LSL | Real Cost Fuel to BC
HE 1 | 12 AM » | 0 | Open | 0 | 0 |  | 0 | 0 | 0 | 0 | 0 | 0 | 0 | 0 | 0 | 0 | 0 | 0 | 0 | 0 | 0 | 0
|  | 0 | Open | 0 | 0 |  | 0 | 0 | 0 | 0 | 0 | 0 | 0 | 0 | 0 | 0 | 0 | 0 | 0 | 0 | 0 | 0
|  | 0 | Open | 0 | 0 |  | 0 | 0 | 0 | 0 | 0 | 0 | 0 | 0 | 0 | 0 | 0 | 0 | 0 | 0 | 0 | 0
|  | 0 | Open | 0 | 0 |  | 0 | 0 | 0 | 0 | 0 | 0 | 0 | 0 | 0 | 0 | 0 | 0 | 0 | 0 | 0 | 0
HE 2 | 1 AM » | 0 | Open | 0 | 0 |  | 0 | 0 | 0 | 0 | 0 | 0 | 0 | 0 | 0 | 0 | 0 | 0 | 0 | 0 | 0 | 0
|  | 0 | Open | 0 | 0 |  | 0 | 0 | 0 | 0 | 0 | 0 | 0 | 0 | 0 | 0 | 0 | 0 | 0 | 0 | 0 | 0
|  | 0 | Open | 0 | 0 |  | 0 | 0 | 0 | 0 | 0 | 0 | 0 | 0 | 0 | 0 | 0 | 0 | 0 | 0 | 0 | 0
|  | 0 | Open | 0 | 0 |  | 0 | 0 | 0 | 0 | 0 | 0 | 0 | 0 | 0 | 0 | 0 | 0 | 0 | 0 | 0 | 0
HE 3 | 2 AM » | 0 | Open | 0 | 0 |  | 0 | 0 | 0 | 0 | 0 | 0 | 0 | 0 | 0 | 0 | 0 | 0 | 0 | 0 | 0 | 0
|  | 0 | Open | 0 | 0 |  | 0 | 0 | 0 | 0 | 0 | 0 | 0 | 0 | 0 | 0 | 0 | 0 | 0 | 0 | 0 | 0
|  | 0 | Open | 0 | 0 |  | 0 | 0 | 0 | 0 | 0 | 0 | 0 | 0 | 0 | 0 | 0 | 0 | 0 | 0 | 0 | 0
|  | 0 | Open | 0 | 0 |  | 0 | 0 | 0 | 0 | 0 | 0 | 0 | 0 | 0 | 0 | 0 | 0 | 0 | 0 | 0 | 0
HE 4 | 3 AM » | 0 | Closed | 5 | 1 |  | 0 | 0 | 0 | 0 | 250 | 375 | 75 | 10 | 50 | 0 | 0 | 0 | 0 | -250 | 1000 | 0
|  | 0 | Closed | 5 | 1 |  | 0 | 0 | 0 | 0 | 250 | 375 | 75 | 10 | 50 | 0 | 0 | 0 | 0 | -250 | 1000 | 0
|  | 0 | Closed | 5 | 1 |  | 0 | 0 | 0 | 0 | 250 | 375 | 75 | 10 | 50 | 0 | 0 | 0 | 0 | -250 | 1000 | 0
|  | 0 | Closed | 5 | 1 |  | 0 | 0 | 0 | 0 | 250 | 375 | 75 | 10 | 50 | 0 | 0 | 0 | 0 | -250 | 1000 | 0
HE 5 | 4 AM » | 0 | Closed | 6.25 | 1 |  | 0 | 0 | 0 | 0 | 312.5 | 468.75 | 75 | 10 | 50 | 0 | 0 | 0 | 0 | -312.5 | 1250 | 0
|  | 0 | Closed | 6.25 | 1 |  | 0 | 0 | 0 | 0 | 312.5 | 468.75 | 75 | 10 | 50 | 0 | 0 | 0 | 0 | -312.5 | 1250 | 0
|  | 0 | Closed | 6.25 | 1 |  | 0 | 0 | 0 | 0 | 312.5 | 468.75 | 75 | 10 | 50 | 0 | 0 | 0 | 0 | -312.5 | 1250 | 0
|  | 0 | Closed | 6.25 | 1 |  | 0 | 0 | 0 | 0 | 312.5 | 468.75 | 75 | 10 | 50 | 0 | 0 | 0 | 0 | -312.5 | 1250 | 0
HE 6 | 5 AM » | 0 | Closed | 7.5 | 1 |  | 0 | 0 | 0 | 0 | 375 | 562.5 | 75 | 10 | 50 | 0 | 0 | 0 | 0 | -375 | 1500 | 0
|  | 0 | Closed | 7.5 | 1 |  | 0 | 0 | 0 | 0 | 375 | 562.5 | 75 | 10 | 50 | 0 | 0 | 0 | 0 | -375 | 1500 | 0
|  | 0 | Closed | 7.5 | 1 |  | 0 | 0 | 0 | 0 | 375 | 562.5 | 75 | 10 | 50 | 0 | 0 | 0 | 0 | -375 | 1500 | 0
|  | 0 | Closed | 7.5 | 1 |  | 0 | 0 | 0 | 0 | 375 | 562.5 | 75 | 10 | 50 | 0 | 0 | 0 | 0 | -375 | 1500 | 0
HE 7 | 6 AM » | 1 | Closed | 10 | 0 |  | 750 | 500 | 0 | 0 | 0 | 0 | 75 | 10 | 50 | 0 | 0 | 0 | 0 | -500 | 0 | 750
|  | 1 | Closed | 10 | 0 |  | 750 | 500 | 0 | 0 | 0 | 0 | 75 | 10 | 50 | 0 | 0 | 0 | 0 | -500 | 0 | 750
|  | 1 | Closed | 10 | 0 |  | 750 | 500 | 0 | 0 | 0 | 0 | 75 | 10 | 50 | 0 | 0 | 0 | 0 | -500 | 0 | 750
|  | 1 | Closed | 10 | 0 |  | 750 | 500 | 0 | 0 | 0 | 0 | 75 | 10 | 50 | 0 | 0 | 0 | 0 | -500 | 0 | 750
HE 8 | 7 AM » | 1 | Closed | 10 | 0 |  | 750 | 500 | 0 | 0 | 0 | 0 | 75 | 10 | 50 | 0 | 0 | 0 | 0 | -500 | 0 | 750
|  | 1 | Closed | 10 | 0 |  | 750 | 500 | 0 | 0 | 0 | 0 | 75 | 10 | 50 | 0 | 0 | 0 | 0 | -500 | 0 | 750
|  | 1 | Closed | 10 | 0 |  | 750 | 500 | 0 | 0 | 0 | 0 | 75 | 10 | 50 | 0 | 0 | 0 | 0 | -500 | 0 | 750
|  | 1 | Closed | 10 | 0 |  | 750 | 500 | 0 | 0 | 0 | 0 | 75 | 10 | 50 | 0 | 0 | 0 | 0 | -500 | 0 | 750
HE 9 | 8 AM » | 1 | Closed | 10 | 0 |  | 750 | 500 | 0 | 0 | 0 | 0 | 75 | 10 | 50 | 0 | 0 | 0 | 0 | -500 | 0 | 750
|  | 1 | Closed | 10 | 0 |  | 750 | 500 | 0 | 0 | 0 | 0 | 75 | 10 | 50 | 0 | 0 | 0 | 0 | -500 | 0 | 750
|  | 1 | Closed | 10 | 0 |  | 750 | 500 | 0 | 0 | 0 | 0 | 75 | 10 | 50 | 0 | 0 | 0 | 0 | -500 | 0 | 750
|  | 1 | Closed | 10 | 0 |  | 750 | 500 | 0 | 0 | 0 | 0 | 75 | 10 | 50 | 0 | 0 | 0 | 0 | -500 | 0 | 750
HE 10 | 9 AM » | 1 | Closed | 10 | 0 |  | 750 | 500 | 0 | 0 | 0 | 0 | 75 | 10 | 50 | 0 | 0 | 0 | 0 | -500 | 0 | 750
|  | 1 | Closed | 10 | 0 |  | 750 | 500 | 0 | 0 | 0 | 0 | 75 | 10 | 50 | 0 | 0 | 0 | 0 | -500 | 0 | 750
|  | 1 | Closed | 10 | 0 |  | 750 | 500 | 0 | 0 | 0 | 0 | 75 | 10 | 50 | 0 | 0 | 0 | 0 | -500 | 0 | 750
|  | 1 | Closed | 10 | 0 |  | 750 | 500 | 0 | 0 | 0 | 0 | 75 | 10 | 50 | 0 | 0 | 0 | 0 | -500 | 0 | 750
HE 11 | 10 AM » | 0 | Open | 0 | 0 |  | 0 | 0 | 0 | 0 | 0 | 0 | 0 | 0 | 0 | 0 | 0 | 0 | 0 | 0 | 0 | 0
|  | 0 | Open | 0 | 0 |  | 0 | 0 | 0 | 0 | 0 | 0 | 0 | 0 | 0 | 0 | 0 | 0 | 0 | 0 | 0 | 0
|  | 0 | Open | 0 | 0 |  | 0 | 0 | 0 | 0 | 0 | 0 | 0 | 0 | 0 | 0 | 0 | 0 | 0 | 0 | 0 | 0
|  | 0 | Open | 0 | 0 |  | 0 | 0 | 0 | 0 | 0 | 0 | 0 | 0 | 0 | 0 | 0 | 0 | 0 | 0 | 0 | 0
HE 12 | 11 AM » | 0 | Open | 0 | 0 |  | 0 | 0 | 0 | 0 | 0 | 0 | 0 | 0 | 0 | 0 | 0 | 0 | 0 | 0 | 0 | 0
|  | 0 | Open | 0 | 0 |  | 0 | 0 | 0 | 0 | 0 | 0 | 0 | 0 | 0 | 0 | 0 | 0 | 0 | 0 | 0 | 0
|  | 0 | Open | 0 | 0 |  | 0 | 0 | 0 | 0 | 0 | 0 | 0 | 0 | 0 | 0 | 0 | 0 | 0 | 0 | 0 | 0
|  | 0 | Open | 0 | 0 |  | 0 | 0 | 0 | 0 | 0 | 0 | 0 | 0 | 0 | 0 | 0 | 0 | 0 | 0 | 0 | 0
HE 13 | 12 PM » | 0 | Open | 0 | 0 |  | 0 | 0 | 0 | 0 | 0 | 0 | 0 | 0 | 0 | 0 | 0 | 0 | 0 | 0 | 0 | 0
|  | 0 | Open | 0 | 0 |  | 0 | 0 | 0 | 0 | 0 | 0 | 0 | 0 | 0 | 0 | 0 | 0 | 0 | 0 | 0 | 0
|  | 0 | Open | 0 | 0 |  | 0 | 0 | 0 | 0 | 0 | 0 | 0 | 0 | 0 | 0 | 0 | 0 | 0 | 0 | 0 | 0
|  | 0 | Open | 0 | 0 |  | 0 | 0 | 0 | 0 | 0 | 0 | 0 | 0 | 0 | 0 | 0 | 0 | 0 | 0 | 0 | 0
HE 14 | 1 PM » | 0 | Open | 0 | 0 |  | 0 | 0 | 0 | 0 | 0 | 0 | 0 | 0 | 0 | 0 | 0 | 0 | 0 | 0 | 0 | 0
|  | 0 | Open | 0 | 0 |  | 0 | 0 | 0 | 0 | 0 | 0 | 0 | 0 | 0 | 0 | 0 | 0 | 0 | 0 | 0 | 0
|  | 0 | Open | 0 | 0 |  | 0 | 0 | 0 | 0 | 0 | 0 | 0 | 0 | 0 | 0 | 0 | 0 | 0 | 0 | 0 | 0
|  | 0 | Open | 0 | 0 |  | 0 | 0 | 0 | 0 | 0 | 0 | 0 | 0 | 0 | 0 | 0 | 0 | 0 | 0 | 0 | 0
HE 15 | 2 PM » | 0 | Open | 0 | 0 |  | 0 | 0 | 0 | 0 | 0 | 0 | 0 | 0 | 0 | 0 | 0 | 0 | 0 | 0 | 0 | 0
|  | 0 | Open | 0 | 0 |  | 0 | 0 | 0 | 0 | 0 | 0 | 0 | 0 | 0 | 0 | 0 | 0 | 0 | 0 | 0 | 0
|  | 0 | Open | 0 | 0 |  | 0 | 0 | 0 | 0 | 0 | 0 | 0 | 0 | 0 | 0 | 0 | 0 | 0 | 0 | 0 | 0
|  | 0 | Open | 0 | 0 |  | 0 | 0 | 0 | 0 | 0 | 0 | 0 | 0 | 0 | 0 | 0 | 0 | 0 | 0 | 0 | 0
HE 16 | 3 PM » | 0 | Open | 0 | 0 |  | 0 | 0 | 0 | 0 | 0 | 0 | 0 | 0 | 0 | 0 | 0 | 0 | 0 | 0 | 0 | 0
|  | 0 | Open | 0 | 0 |  | 0 | 0 | 0 | 0 | 0 | 0 | 0 | 0 | 0 | 0 | 0 | 0 | 0 | 0 | 0 | 0
|  | 0 | Open | 0 | 0 |  | 0 | 0 | 0 | 0 | 0 | 0 | 0 | 0 | 0 | 0 | 0 | 0 | 0 | 0 | 0 | 0
|  | 0 | Open | 0 | 0 |  | 0 | 0 | 0 | 0 | 0 | 0 | 0 | 0 | 0 | 0 | 0 | 0 | 0 | 0 | 0 | 0
HE 17 | 4 PM » | 0 | Open | 0 | 0 |  | 0 | 0 | 0 | 0 | 0 | 0 | 0 | 0 | 0 | 0 | 0 | 0 | 0 | 0 | 0 | 0
|  | 0 | Open | 0 | 0 |  | 0 | 0 | 0 | 0 | 0 | 0 | 0 | 0 | 0 | 0 | 0 | 0 | 0 | 0 | 0 | 0
|  | 0 | Open | 0 | 0 |  | 0 | 0 | 0 | 0 | 0 | 0 | 0 | 0 | 0 | 0 | 0 | 0 | 0 | 0 | 0 | 0
|  | 0 | Open | 0 | 0 |  | 0 | 0 | 0 | 0 | 0 | 0 | 0 | 0 | 0 | 0 | 0 | 0 | 0 | 0 | 0 | 0
HE 18 | 5 PM » | 0 | Open | 0 | 0 |  | 0 | 0 | 0 | 0 | 0 | 0 | 0 | 0 | 0 | 0 | 0 | 0 | 0 | 0 | 0 | 0
|  | 0 | Open | 0 | 0 |  | 0 | 0 | 0 | 0 | 0 | 0 | 0 | 0 | 0 | 0 | 0 | 0 | 0 | 0 | 0 | 0
|  | 0 | Open | 0 | 0 |  | 0 | 0 | 0 | 0 | 0 | 0 | 0 | 0 | 0 | 0 | 0 | 0 | 0 | 0 | 0 | 0
|  | 0 | Open | 0 | 0 |  | 0 | 0 | 0 | 0 | 0 | 0 | 0 | 0 | 0 | 0 | 0 | 0 | 0 | 0 | 0 | 0
HE 19 | 6 PM » | 0 | Open | 0 | 0 |  | 0 | 0 | 0 | 0 | 0 | 0 | 0 | 0 | 0 | 0 | 0 | 0 | 0 | 0 | 0 | 0
|  | 0 | Open | 0 | 0 |  | 0 | 0 | 0 | 0 | 0 | 0 | 0 | 0 | 0 | 0 | 0 | 0 | 0 | 0 | 0 | 0
|  | 0 | Open | 0 | 0 |  | 0 | 0 | 0 | 0 | 0 | 0 | 0 | 0 | 0 | 0 | 0 | 0 | 0 | 0 | 0 | 0
|  | 0 | Open | 0 | 0 |  | 0 | 0 | 0 | 0 | 0 | 0 | 0 | 0 | 0 | 0 | 0 | 0 | 0 | 0 | 0 | 0
HE 20 | 7 PM » | 0 | Open | 0 | 0 |  | 0 | 0 | 0 | 0 | 0 | 0 | 0 | 0 | 0 | 0 | 0 | 0 | 0 | 0 | 0 | 0
|  | 0 | Open | 0 | 0 |  | 0 | 0 | 0 | 0 | 0 | 0 | 0 | 0 | 0 | 0 | 0 | 0 | 0 | 0 | 0 | 0
|  | 0 | Open | 0 | 0 |  | 0 | 0 | 0 | 0 | 0 | 0 | 0 | 0 | 0 | 0 | 0 | 0 | 0 | 0 | 0 | 0
|  | 0 | Open | 0 | 0 |  | 0 | 0 | 0 | 0 | 0 | 0 | 0 | 0 | 0 | 0 | 0 | 0 | 0 | 0 | 0 | 0
HE 21 | 8 PM » | 0 | Open | 0 | 0 |  | 0 | 0 | 0 | 0 | 0 | 0 | 0 | 0 | 0 | 0 | 0 | 0 | 0 | 0 | 0 | 0
|  | 0 | Open | 0 | 0 |  | 0 | 0 | 0 | 0 | 0 | 0 | 0 | 0 | 0 | 0 | 0 | 0 | 0 | 0 | 0 | 0
|  | 0 | Open | 0 | 0 |  | 0 | 0 | 0 | 0 | 0 | 0 | 0 | 0 | 0 | 0 | 0 | 0 | 0 | 0 | 0 | 0
|  | 0 | Open | 0 | 0 |  | 0 | 0 | 0 | 0 | 0 | 0 | 0 | 0 | 0 | 0 | 0 | 0 | 0 | 0 | 0 | 0
HE 22 | 9 PM » | 0 | Open | 0 | 0 |  | 0 | 0 | 0 | 0 | 0 | 0 | 0 | 0 | 0 | 0 | 0 | 0 | 0 | 0 | 0 | 0
|  | 0 | Open | 0 | 0 |  | 0 | 0 | 0 | 0 | 0 | 0 | 0 | 0 | 0 | 0 | 0 | 0 | 0 | 0 | 0 | 0
|  | 0 | Open | 0 | 0 |  | 0 | 0 | 0 | 0 | 0 | 0 | 0 | 0 | 0 | 0 | 0 | 0 | 0 | 0 | 0 | 0
|  | 0 | Open | 0 | 0 |  | 0 | 0 | 0 | 0 | 0 | 0 | 0 | 0 | 0 | 0 | 0 | 0 | 0 | 0 | 0 | 0
HE 23 | 10 PM » | 0 | Open | 0 | 0 |  | 0 | 0 | 0 | 0 | 0 | 0 | 0 | 0 | 0 | 0 | 0 | 0 | 0 | 0 | 0 | 0
|  | 0 | Open | 0 | 0 |  | 0 | 0 | 0 | 0 | 0 | 0 | 0 | 0 | 0 | 0 | 0 | 0 | 0 | 0 | 0 | 0
|  | 0 | Open | 0 | 0 |  | 0 | 0 | 0 | 0 | 0 | 0 | 0 | 0 | 0 | 0 | 0 | 0 | 0 | 0 | 0 | 0
|  | 0 | Open | 0 | 0 |  | 0 | 0 | 0 | 0 | 0 | 0 | 0 | 0 | 0 | 0 | 0 | 0 | 0 | 0 | 0 | 0
HE 24 | 11 PM » | 0 | Open | 0 | 0 |  | 0 | 0 | 0 | 0 | 0 | 0 | 0 | 0 | 0 | 0 | 0 | 0 | 0 | 0 | 0 | 0
|  | 0 | Open | 0 | 0 |  | 0 | 0 | 0 | 0 | 0 | 0 | 0 | 0 | 0 | 0 | 0 | 0 | 0 | 0 | 0 | 0
|  | 0 | Open | 0 | 0 |  | 0 | 0 | 0 | 0 | 0 | 0 | 0 | 0 | 0 | 0 | 0 | 0 | 0 | 0 | 0 | 0
|  | 0 | Open | 0 | 0 |  | 0 | 0 | 0 | 0 | 0 | 0 | 0 | 0 | 0 | 0 | 0 | 0 | 0 | 0 | 0 | 0

## Current Protocols_Scenario 2
MEPR | 75
SUPR | 5000 |  |  |  |  | 17000 |  | 8000 | 0 |  | 0 | [8 empty] | -15750 | 38000
[6 empty] | RUCG |  | RUCMEREV | RUCEXRR |  | RUCEXRQC | [8 empty] | RTEIAMT | QSE True Cost
|  | Enter Values |  |  |  | 5000 | 12000 | 8000 | 0 | 0 | 7750 | 11625 | Calculation Inputs | [6 empty] | -15750 | 15000 | 18000 | 5000
|  | RUC | Breaker Status | RTMG | QCLAW | Startup Cost | Min-Energy Cost | Min-Energy Revenue | Above LSL Revenue | Above LSL Cost | Total Revenue | Total Cost | MEPR | LSL | RTSPP | RTAIEC | VSSVARAMT | VSSEAMT | EMREAMT | RT Energy Imbalance | Real Cost BC to LSL | Real Cost at LSL | Real Cost Fuel to BC
HE 1 | 12 AM » | 0 | Open | 0 | 0 |  | 0 | 0 | 0 | 0 | 0 | 0 | 0 | 0 | 0 | 0 | 0 | 0 | 0 | 0 | 0 | 0
|  | 0 | Open | 0 | 0 |  | 0 | 0 | 0 | 0 | 0 | 0 | 0 | 0 | 0 | 0 | 0 | 0 | 0 | 0 | 0 | 0
|  | 0 | Open | 0 | 0 |  | 0 | 0 | 0 | 0 | 0 | 0 | 0 | 0 | 0 | 0 | 0 | 0 | 0 | 0 | 0 | 0
|  | 0 | Open | 0 | 0 |  | 0 | 0 | 0 | 0 | 0 | 0 | 0 | 0 | 0 | 0 | 0 | 0 | 0 | 0 | 0 | 0
HE 2 | 1 AM » | 0 | Closed | 5 | 1 |  | 0 | 0 | 0 | 0 | 250 | 375 | 75 | 10 | 50 | 0 | 0 | 0 | 0 | -250 | 1000 | 0
|  | 0 | Closed | 5 | 1 |  | 0 | 0 | 0 | 0 | 250 | 375 | 75 | 10 | 50 | 0 | 0 | 0 | 0 | -250 | 1000 | 0
|  | 0 | Closed | 5 | 1 |  | 0 | 0 | 0 | 0 | 250 | 375 | 75 | 10 | 50 | 0 | 0 | 0 | 0 | -250 | 1000 | 0
|  | 0 | Closed | 5 | 1 |  | 0 | 0 | 0 | 0 | 250 | 375 | 75 | 10 | 50 | 0 | 0 | 0 | 0 | -250 | 1000 | 0
HE 3 | 2 AM » | 0 | Closed | 6.25 | 1 |  | 0 | 0 | 0 | 0 | 312.5 | 468.75 | 75 | 10 | 50 | 0 | 0 | 0 | 0 | -312.5 | 1250 | 0
|  | 0 | Closed | 6.25 | 1 |  | 0 | 0 | 0 | 0 | 312.5 | 468.75 | 75 | 10 | 50 | 0 | 0 | 0 | 0 | -312.5 | 1250 | 0
|  | 0 | Closed | 6.25 | 1 |  | 0 | 0 | 0 | 0 | 312.5 | 468.75 | 75 | 10 | 50 | 0 | 0 | 0 | 0 | -312.5 | 1250 | 0
|  | 0 | Closed | 6.25 | 1 |  | 0 | 0 | 0 | 0 | 312.5 | 468.75 | 75 | 10 | 50 | 0 | 0 | 0 | 0 | -312.5 | 1250 | 0
HE 4 | 3 AM » | 0 | Closed | 7.5 | 1 |  | 0 | 0 | 0 | 0 | 375 | 562.5 | 75 | 10 | 50 | 0 | 0 | 0 | 0 | -375 | 1500 | 0
|  | 0 | Closed | 7.5 | 1 |  | 0 | 0 | 0 | 0 | 375 | 562.5 | 75 | 10 | 50 | 0 | 0 | 0 | 0 | -375 | 1500 | 0
|  | 0 | Closed | 7.5 | 1 |  | 0 | 0 | 0 | 0 | 375 | 562.5 | 75 | 10 | 50 | 0 | 0 | 0 | 0 | -375 | 1500 | 0
|  | 0 | Closed | 7.5 | 1 |  | 0 | 0 | 0 | 0 | 375 | 562.5 | 75 | 10 | 50 | 0 | 0 | 0 | 0 | -375 | 1500 | 0
HE 5 | 4 AM » | 0 | Closed | 10 | 1 |  | 0 | 0 | 0 | 0 | 500 | 750 | 75 | 10 | 50 | 0 | 0 | 0 | 0 | -500 | 0 | 750
|  | 0 | Closed | 10 | 1 |  | 0 | 0 | 0 | 0 | 500 | 750 | 75 | 10 | 50 | 0 | 0 | 0 | 0 | -500 | 0 | 750
|  | 0 | Closed | 10 | 1 |  | 0 | 0 | 0 | 0 | 500 | 750 | 75 | 10 | 50 | 0 | 0 | 0 | 0 | -500 | 0 | 750
|  | 0 | Closed | 10 | 1 |  | 0 | 0 | 0 | 0 | 500 | 750 | 75 | 10 | 50 | 0 | 0 | 0 | 0 | -500 | 0 | 750
HE 6 | 5 AM » | 0 | Closed | 10 | 1 |  | 0 | 0 | 0 | 0 | 500 | 750 | 75 | 10 | 50 | 0 | 0 | 0 | 0 | -500 | 0 | 750
|  | 0 | Closed | 10 | 1 |  | 0 | 0 | 0 | 0 | 500 | 750 | 75 | 10 | 50 | 0 | 0 | 0 | 0 | -500 | 0 | 750
|  | 0 | Closed | 10 | 1 |  | 0 | 0 | 0 | 0 | 500 | 750 | 75 | 10 | 50 | 0 | 0 | 0 | 0 | -500 | 0 | 750
|  | 0 | Closed | 10 | 1 |  | 0 | 0 | 0 | 0 | 500 | 750 | 75 | 10 | 50 | 0 | 0 | 0 | 0 | -500 | 0 | 750
HE 7 | 6 AM » | 1 | Closed | 10 | 0 |  | 750 | 500 | 0 | 0 | 0 | 0 | 75 | 10 | 50 | 0 | 0 | 0 | 0 | -500 | 0 | 750
|  | 1 | Closed | 10 | 0 |  | 750 | 500 | 0 | 0 | 0 | 0 | 75 | 10 | 50 | 0 | 0 | 0 | 0 | -500 | 0 | 750
|  | 1 | Closed | 10 | 0 |  | 750 | 500 | 0 | 0 | 0 | 0 | 75 | 10 | 50 | 0 | 0 | 0 | 0 | -500 | 0 | 750
|  | 1 | Closed | 10 | 0 |  | 750 | 500 | 0 | 0 | 0 | 0 | 75 | 10 | 50 | 0 | 0 | 0 | 0 | -500 | 0 | 750
HE 8 | 7 AM » | 1 | Closed | 10 | 0 |  | 750 | 500 | 0 | 0 | 0 | 0 | 75 | 10 | 50 | 0 | 0 | 0 | 0 | -500 | 0 | 750
|  | 1 | Closed | 10 | 0 |  | 750 | 500 | 0 | 0 | 0 | 0 | 75 | 10 | 50 | 0 | 0 | 0 | 0 | -500 | 0 | 750
|  | 1 | Closed | 10 | 0 |  | 750 | 500 | 0 | 0 | 0 | 0 | 75 | 10 | 50 | 0 | 0 | 0 | 0 | -500 | 0 | 750
|  | 1 | Closed | 10 | 0 |  | 750 | 500 | 0 | 0 | 0 | 0 | 75 | 10 | 50 | 0 | 0 | 0 | 0 | -500 | 0 | 750
HE 9 | 8 AM » | 1 | Closed | 10 | 0 |  | 750 | 500 | 0 | 0 | 0 | 0 | 75 | 10 | 50 | 0 | 0 | 0 | 0 | -500 | 0 | 750
|  | 1 | Closed | 10 | 0 |  | 750 | 500 | 0 | 0 | 0 | 0 | 75 | 10 | 50 | 0 | 0 | 0 | 0 | -500 | 0 | 750
|  | 1 | Closed | 10 | 0 |  | 750 | 500 | 0 | 0 | 0 | 0 | 75 | 10 | 50 | 0 | 0 | 0 | 0 | -500 | 0 | 750
|  | 1 | Closed | 10 | 0 |  | 750 | 500 | 0 | 0 | 0 | 0 | 75 | 10 | 50 | 0 | 0 | 0 | 0 | -500 | 0 | 750
HE 10 | 9 AM » | 1 | Closed | 10 | 0 |  | 750 | 500 | 0 | 0 | 0 | 0 | 75 | 10 | 50 | 0 | 0 | 0 | 0 | -500 | 0 | 750
|  | 1 | Closed | 10 | 0 |  | 750 | 500 | 0 | 0 | 0 | 0 | 75 | 10 | 50 | 0 | 0 | 0 | 0 | -500 | 0 | 750
|  | 1 | Closed | 10 | 0 |  | 750 | 500 | 0 | 0 | 0 | 0 | 75 | 10 | 50 | 0 | 0 | 0 | 0 | -500 | 0 | 750
|  | 1 | Closed | 10 | 0 |  | 750 | 500 | 0 | 0 | 0 | 0 | 75 | 10 | 50 | 0 | 0 | 0 | 0 | -500 | 0 | 750
HE 11 | 10 AM » | 0 | Open | 0 | 0 |  | 0 | 0 | 0 | 0 | 0 | 0 | 0 | 0 | 0 | 0 | 0 | 0 | 0 | 0 | 0 | 0
|  | 0 | Open | 0 | 0 |  | 0 | 0 | 0 | 0 | 0 | 0 | 0 | 0 | 0 | 0 | 0 | 0 | 0 | 0 | 0 | 0
|  | 0 | Open | 0 | 0 |  | 0 | 0 | 0 | 0 | 0 | 0 | 0 | 0 | 0 | 0 | 0 | 0 | 0 | 0 | 0 | 0
|  | 0 | Open | 0 | 0 |  | 0 | 0 | 0 | 0 | 0 | 0 | 0 | 0 | 0 | 0 | 0 | 0 | 0 | 0 | 0 | 0
HE 12 | 11 AM » | 0 | Open | 0 | 0 |  | 0 | 0 | 0 | 0 | 0 | 0 | 0 | 0 | 0 | 0 | 0 | 0 | 0 | 0 | 0 | 0
|  | 0 | Open | 0 | 0 |  | 0 | 0 | 0 | 0 | 0 | 0 | 0 | 0 | 0 | 0 | 0 | 0 | 0 | 0 | 0 | 0
|  | 0 | Open | 0 | 0 |  | 0 | 0 | 0 | 0 | 0 | 0 | 0 | 0 | 0 | 0 | 0 | 0 | 0 | 0 | 0 | 0
|  | 0 | Open | 0 | 0 |  | 0 | 0 | 0 | 0 | 0 | 0 | 0 | 0 | 0 | 0 | 0 | 0 | 0 | 0 | 0 | 0
HE 13 | 12 PM » | 0 | Open | 0 | 0 |  | 0 | 0 | 0 | 0 | 0 | 0 | 0 | 0 | 0 | 0 | 0 | 0 | 0 | 0 | 0 | 0
|  | 0 | Open | 0 | 0 |  | 0 | 0 | 0 | 0 | 0 | 0 | 0 | 0 | 0 | 0 | 0 | 0 | 0 | 0 | 0 | 0
|  | 0 | Open | 0 | 0 |  | 0 | 0 | 0 | 0 | 0 | 0 | 0 | 0 | 0 | 0 | 0 | 0 | 0 | 0 | 0 | 0
|  | 0 | Open | 0 | 0 |  | 0 | 0 | 0 | 0 | 0 | 0 | 0 | 0 | 0 | 0 | 0 | 0 | 0 | 0 | 0 | 0
HE 14 | 1 PM » | 0 | Open | 0 | 0 |  | 0 | 0 | 0 | 0 | 0 | 0 | 0 | 0 | 0 | 0 | 0 | 0 | 0 | 0 | 0 | 0
|  | 0 | Open | 0 | 0 |  | 0 | 0 | 0 | 0 | 0 | 0 | 0 | 0 | 0 | 0 | 0 | 0 | 0 | 0 | 0 | 0
|  | 0 | Open | 0 | 0 |  | 0 | 0 | 0 | 0 | 0 | 0 | 0 | 0 | 0 | 0 | 0 | 0 | 0 | 0 | 0 | 0
|  | 0 | Open | 0 | 0 |  | 0 | 0 | 0 | 0 | 0 | 0 | 0 | 0 | 0 | 0 | 0 | 0 | 0 | 0 | 0 | 0
HE 15 | 2 PM » | 0 | Open | 0 | 0 |  | 0 | 0 | 0 | 0 | 0 | 0 | 0 | 0 | 0 | 0 | 0 | 0 | 0 | 0 | 0 | 0
|  | 0 | Open | 0 | 0 |  | 0 | 0 | 0 | 0 | 0 | 0 | 0 | 0 | 0 | 0 | 0 | 0 | 0 | 0 | 0 | 0
|  | 0 | Open | 0 | 0 |  | 0 | 0 | 0 | 0 | 0 | 0 | 0 | 0 | 0 | 0 | 0 | 0 | 0 | 0 | 0 | 0
|  | 0 | Open | 0 | 0 |  | 0 | 0 | 0 | 0 | 0 | 0 | 0 | 0 | 0 | 0 | 0 | 0 | 0 | 0 | 0 | 0
HE 16 | 3 PM » | 0 | Open | 0 | 0 |  | 0 | 0 | 0 | 0 | 0 | 0 | 0 | 0 | 0 | 0 | 0 | 0 | 0 | 0 | 0 | 0
|  | 0 | Open | 0 | 0 |  | 0 | 0 | 0 | 0 | 0 | 0 | 0 | 0 | 0 | 0 | 0 | 0 | 0 | 0 | 0 | 0
|  | 0 | Open | 0 | 0 |  | 0 | 0 | 0 | 0 | 0 | 0 | 0 | 0 | 0 | 0 | 0 | 0 | 0 | 0 | 0 | 0
|  | 0 | Open | 0 | 0 |  | 0 | 0 | 0 | 0 | 0 | 0 | 0 | 0 | 0 | 0 | 0 | 0 | 0 | 0 | 0 | 0
HE 17 | 4 PM » | 0 | Open | 0 | 0 |  | 0 | 0 | 0 | 0 | 0 | 0 | 0 | 0 | 0 | 0 | 0 | 0 | 0 | 0 | 0 | 0
|  | 0 | Open | 0 | 0 |  | 0 | 0 | 0 | 0 | 0 | 0 | 0 | 0 | 0 | 0 | 0 | 0 | 0 | 0 | 0 | 0
|  | 0 | Open | 0 | 0 |  | 0 | 0 | 0 | 0 | 0 | 0 | 0 | 0 | 0 | 0 | 0 | 0 | 0 | 0 | 0 | 0
|  | 0 | Open | 0 | 0 |  | 0 | 0 | 0 | 0 | 0 | 0 | 0 | 0 | 0 | 0 | 0 | 0 | 0 | 0 | 0 | 0
HE 18 | 5 PM » | 0 | Open | 0 | 0 |  | 0 | 0 | 0 | 0 | 0 | 0 | 0 | 0 | 0 | 0 | 0 | 0 | 0 | 0 | 0 | 0
|  | 0 | Open | 0 | 0 |  | 0 | 0 | 0 | 0 | 0 | 0 | 0 | 0 | 0 | 0 | 0 | 0 | 0 | 0 | 0 | 0
|  | 0 | Open | 0 | 0 |  | 0 | 0 | 0 | 0 | 0 | 0 | 0 | 0 | 0 | 0 | 0 | 0 | 0 | 0 | 0 | 0
|  | 0 | Open | 0 | 0 |  | 0 | 0 | 0 | 0 | 0 | 0 | 0 | 0 | 0 | 0 | 0 | 0 | 0 | 0 | 0 | 0
HE 19 | 6 PM » | 0 | Open | 0 | 0 |  | 0 | 0 | 0 | 0 | 0 | 0 | 0 | 0 | 0 | 0 | 0 | 0 | 0 | 0 | 0 | 0
|  | 0 | Open | 0 | 0 |  | 0 | 0 | 0 | 0 | 0 | 0 | 0 | 0 | 0 | 0 | 0 | 0 | 0 | 0 | 0 | 0
|  | 0 | Open | 0 | 0 |  | 0 | 0 | 0 | 0 | 0 | 0 | 0 | 0 | 0 | 0 | 0 | 0 | 0 | 0 | 0 | 0
|  | 0 | Open | 0 | 0 |  | 0 | 0 | 0 | 0 | 0 | 0 | 0 | 0 | 0 | 0 | 0 | 0 | 0 | 0 | 0 | 0
HE 20 | 7 PM » | 0 | Open | 0 | 0 |  | 0 | 0 | 0 | 0 | 0 | 0 | 0 | 0 | 0 | 0 | 0 | 0 | 0 | 0 | 0 | 0
|  | 0 | Open | 0 | 0 |  | 0 | 0 | 0 | 0 | 0 | 0 | 0 | 0 | 0 | 0 | 0 | 0 | 0 | 0 | 0 | 0
|  | 0 | Open | 0 | 0 |  | 0 | 0 | 0 | 0 | 0 | 0 | 0 | 0 | 0 | 0 | 0 | 0 | 0 | 0 | 0 | 0
|  | 0 | Open | 0 | 0 |  | 0 | 0 | 0 | 0 | 0 | 0 | 0 | 0 | 0 | 0 | 0 | 0 | 0 | 0 | 0 | 0
HE 21 | 8 PM » | 0 | Open | 0 | 0 |  | 0 | 0 | 0 | 0 | 0 | 0 | 0 | 0 | 0 | 0 | 0 | 0 | 0 | 0 | 0 | 0
|  | 0 | Open | 0 | 0 |  | 0 | 0 | 0 | 0 | 0 | 0 | 0 | 0 | 0 | 0 | 0 | 0 | 0 | 0 | 0 | 0
|  | 0 | Open | 0 | 0 |  | 0 | 0 | 0 | 0 | 0 | 0 | 0 | 0 | 0 | 0 | 0 | 0 | 0 | 0 | 0 | 0
|  | 0 | Open | 0 | 0 |  | 0 | 0 | 0 | 0 | 0 | 0 | 0 | 0 | 0 | 0 | 0 | 0 | 0 | 0 | 0 | 0
HE 22 | 9 PM » | 0 | Open | 0 | 0 |  | 0 | 0 | 0 | 0 | 0 | 0 | 0 | 0 | 0 | 0 | 0 | 0 | 0 | 0 | 0 | 0
|  | 0 | Open | 0 | 0 |  | 0 | 0 | 0 | 0 | 0 | 0 | 0 | 0 | 0 | 0 | 0 | 0 | 0 | 0 | 0 | 0
|  | 0 | Open | 0 | 0 |  | 0 | 0 | 0 | 0 | 0 | 0 | 0 | 0 | 0 | 0 | 0 | 0 | 0 | 0 | 0 | 0
|  | 0 | Open | 0 | 0 |  | 0 | 0 | 0 | 0 | 0 | 0 | 0 | 0 | 0 | 0 | 0 | 0 | 0 | 0 | 0 | 0
HE 23 | 10 PM » | 0 | Open | 0 | 0 |  | 0 | 0 | 0 | 0 | 0 | 0 | 0 | 0 | 0 | 0 | 0 | 0 | 0 | 0 | 0 | 0
|  | 0 | Open | 0 | 0 |  | 0 | 0 | 0 | 0 | 0 | 0 | 0 | 0 | 0 | 0 | 0 | 0 | 0 | 0 | 0 | 0
|  | 0 | Open | 0 | 0 |  | 0 | 0 | 0 | 0 | 0 | 0 | 0 | 0 | 0 | 0 | 0 | 0 | 0 | 0 | 0 | 0
|  | 0 | Open | 0 | 0 |  | 0 | 0 | 0 | 0 | 0 | 0 | 0 | 0 | 0 | 0 | 0 | 0 | 0 | 0 | 0 | 0
HE 24 | 11 PM » | 0 | Open | 0 | 0 |  | 0 | 0 | 0 | 0 | 0 | 0 | 0 | 0 | 0 | 0 | 0 | 0 | 0 | 0 | 0 | 0
|  | 0 | Open | 0 | 0 |  | 0 | 0 | 0 | 0 | 0 | 0 | 0 | 0 | 0 | 0 | 0 | 0 | 0 | 0 | 0 | 0
|  | 0 | Open | 0 | 0 |  | 0 | 0 | 0 | 0 | 0 | 0 | 0 | 0 | 0 | 0 | 0 | 0 | 0 | 0 | 0 | 0
|  | 0 | Open | 0 | 0 |  | 0 | 0 | 0 | 0 | 0 | 0 | 0 | 0 | 0 | 0 | 0 | 0 | 0 | 0 | 0 | 0

## NPRR 168_Scenario 2
MEPR | 75
SUPR | 26000 |  |  |  |  | 38000 |  | 8000 | 0 |  | 0 | [8 empty] | -15750 | 38000
[6 empty] | RUCG |  | RUCMEREV | RUCEXRR |  | RUCEXRQC | [8 empty] | RTEIAMT | QSE True Cost
|  | Enter Values |  |  |  | 26000 | 12000 | 8000 | 0 | 0 | 7750 | 11625 | Calculation Inputs | [6 empty] | -15750 | 15000 | 18000 | 5000
|  | RUC | Breaker Status | RTMG | QCLAW | Startup Cost | Min-Energy Cost | Min-Energy Revenue | Above LSL Revenue | Above LSL Cost | Total Revenue | Total Cost | MEPR | LSL | RTSPP | RTAIEC | VSSVARAMT | VSSEAMT | EMREAMT | RT Energy Imbalance | Real Cost BC to LSL | Real Cost at LSL | Real Cost Fuel to BC
HE 1 | 12 AM » | 0 | Open | 0 | 0 |  | 0 | 0 | 0 | 0 | 0 | 0 | 0 | 0 | 0 | 0 | 0 | 0 | 0 | 0 | 0 | 0
|  | 0 | Open | 0 | 0 |  | 0 | 0 | 0 | 0 | 0 | 0 | 0 | 0 | 0 | 0 | 0 | 0 | 0 | 0 | 0 | 0
|  | 0 | Open | 0 | 0 |  | 0 | 0 | 0 | 0 | 0 | 0 | 0 | 0 | 0 | 0 | 0 | 0 | 0 | 0 | 0 | 0
|  | 0 | Open | 0 | 0 |  | 0 | 0 | 0 | 0 | 0 | 0 | 0 | 0 | 0 | 0 | 0 | 0 | 0 | 0 | 0 | 0
HE 2 | 1 AM » | 0 | Closed | 5 | 1 |  | 0 | 0 | 0 | 0 | 250 | 375 | 75 | 10 | 50 | 0 | 0 | 0 | 0 | -250 | 1000 | 0
|  | 0 | Closed | 5 | 1 |  | 0 | 0 | 0 | 0 | 250 | 375 | 75 | 10 | 50 | 0 | 0 | 0 | 0 | -250 | 1000 | 0
|  | 0 | Closed | 5 | 1 |  | 0 | 0 | 0 | 0 | 250 | 375 | 75 | 10 | 50 | 0 | 0 | 0 | 0 | -250 | 1000 | 0
|  | 0 | Closed | 5 | 1 |  | 0 | 0 | 0 | 0 | 250 | 375 | 75 | 10 | 50 | 0 | 0 | 0 | 0 | -250 | 1000 | 0
HE 3 | 2 AM » | 0 | Closed | 6.25 | 1 |  | 0 | 0 | 0 | 0 | 312.5 | 468.75 | 75 | 10 | 50 | 0 | 0 | 0 | 0 | -312.5 | 1250 | 0
|  | 0 | Closed | 6.25 | 1 |  | 0 | 0 | 0 | 0 | 312.5 | 468.75 | 75 | 10 | 50 | 0 | 0 | 0 | 0 | -312.5 | 1250 | 0
|  | 0 | Closed | 6.25 | 1 |  | 0 | 0 | 0 | 0 | 312.5 | 468.75 | 75 | 10 | 50 | 0 | 0 | 0 | 0 | -312.5 | 1250 | 0
|  | 0 | Closed | 6.25 | 1 |  | 0 | 0 | 0 | 0 | 312.5 | 468.75 | 75 | 10 | 50 | 0 | 0 | 0 | 0 | -312.5 | 1250 | 0
HE 4 | 3 AM » | 0 | Closed | 7.5 | 1 |  | 0 | 0 | 0 | 0 | 375 | 562.5 | 75 | 10 | 50 | 0 | 0 | 0 | 0 | -375 | 1500 | 0
|  | 0 | Closed | 7.5 | 1 |  | 0 | 0 | 0 | 0 | 375 | 562.5 | 75 | 10 | 50 | 0 | 0 | 0 | 0 | -375 | 1500 | 0
|  | 0 | Closed | 7.5 | 1 |  | 0 | 0 | 0 | 0 | 375 | 562.5 | 75 | 10 | 50 | 0 | 0 | 0 | 0 | -375 | 1500 | 0
|  | 0 | Closed | 7.5 | 1 |  | 0 | 0 | 0 | 0 | 375 | 562.5 | 75 | 10 | 50 | 0 | 0 | 0 | 0 | -375 | 1500 | 0
HE 5 | 4 AM » | 0 | Closed | 10 | 1 |  | 0 | 0 | 0 | 0 | 500 | 750 | 75 | 10 | 50 | 0 | 0 | 0 | 0 | -500 | 0 | 750
|  | 0 | Closed | 10 | 1 |  | 0 | 0 | 0 | 0 | 500 | 750 | 75 | 10 | 50 | 0 | 0 | 0 | 0 | -500 | 0 | 750
|  | 0 | Closed | 10 | 1 |  | 0 | 0 | 0 | 0 | 500 | 750 | 75 | 10 | 50 | 0 | 0 | 0 | 0 | -500 | 0 | 750
|  | 0 | Closed | 10 | 1 |  | 0 | 0 | 0 | 0 | 500 | 750 | 75 | 10 | 50 | 0 | 0 | 0 | 0 | -500 | 0 | 750
HE 6 | 5 AM » | 0 | Closed | 10 | 1 |  | 0 | 0 | 0 | 0 | 500 | 750 | 75 | 10 | 50 | 0 | 0 | 0 | 0 | -500 | 0 | 750
|  | 0 | Closed | 10 | 1 |  | 0 | 0 | 0 | 0 | 500 | 750 | 75 | 10 | 50 | 0 | 0 | 0 | 0 | -500 | 0 | 750
|  | 0 | Closed | 10 | 1 |  | 0 | 0 | 0 | 0 | 500 | 750 | 75 | 10 | 50 | 0 | 0 | 0 | 0 | -500 | 0 | 750
|  | 0 | Closed | 10 | 1 |  | 0 | 0 | 0 | 0 | 500 | 750 | 75 | 10 | 50 | 0 | 0 | 0 | 0 | -500 | 0 | 750
HE 7 | 6 AM » | 1 | Closed | 10 | 0 |  | 750 | 500 | 0 | 0 | 0 | 0 | 75 | 10 | 50 | 0 | 0 | 0 | 0 | -500 | 0 | 750
|  | 1 | Closed | 10 | 0 |  | 750 | 500 | 0 | 0 | 0 | 0 | 75 | 10 | 50 | 0 | 0 | 0 | 0 | -500 | 0 | 750
|  | 1 | Closed | 10 | 0 |  | 750 | 500 | 0 | 0 | 0 | 0 | 75 | 10 | 50 | 0 | 0 | 0 | 0 | -500 | 0 | 750
|  | 1 | Closed | 10 | 0 |  | 750 | 500 | 0 | 0 | 0 | 0 | 75 | 10 | 50 | 0 | 0 | 0 | 0 | -500 | 0 | 750
HE 8 | 7 AM » | 1 | Closed | 10 | 0 |  | 750 | 500 | 0 | 0 | 0 | 0 | 75 | 10 | 50 | 0 | 0 | 0 | 0 | -500 | 0 | 750
|  | 1 | Closed | 10 | 0 |  | 750 | 500 | 0 | 0 | 0 | 0 | 75 | 10 | 50 | 0 | 0 | 0 | 0 | -500 | 0 | 750
|  | 1 | Closed | 10 | 0 |  | 750 | 500 | 0 | 0 | 0 | 0 | 75 | 10 | 50 | 0 | 0 | 0 | 0 | -500 | 0 | 750
|  | 1 | Closed | 10 | 0 |  | 750 | 500 | 0 | 0 | 0 | 0 | 75 | 10 | 50 | 0 | 0 | 0 | 0 | -500 | 0 | 750
HE 9 | 8 AM » | 1 | Closed | 10 | 0 |  | 750 | 500 | 0 | 0 | 0 | 0 | 75 | 10 | 50 | 0 | 0 | 0 | 0 | -500 | 0 | 750
|  | 1 | Closed | 10 | 0 |  | 750 | 500 | 0 | 0 | 0 | 0 | 75 | 10 | 50 | 0 | 0 | 0 | 0 | -500 | 0 | 750
|  | 1 | Closed | 10 | 0 |  | 750 | 500 | 0 | 0 | 0 | 0 | 75 | 10 | 50 | 0 | 0 | 0 | 0 | -500 | 0 | 750
|  | 1 | Closed | 10 | 0 |  | 750 | 500 | 0 | 0 | 0 | 0 | 75 | 10 | 50 | 0 | 0 | 0 | 0 | -500 | 0 | 750
HE 10 | 9 AM » | 1 | Closed | 10 | 0 |  | 750 | 500 | 0 | 0 | 0 | 0 | 75 | 10 | 50 | 0 | 0 | 0 | 0 | -500 | 0 | 750
|  | 1 | Closed | 10 | 0 |  | 750 | 500 | 0 | 0 | 0 | 0 | 75 | 10 | 50 | 0 | 0 | 0 | 0 | -500 | 0 | 750
|  | 1 | Closed | 10 | 0 |  | 750 | 500 | 0 | 0 | 0 | 0 | 75 | 10 | 50 | 0 | 0 | 0 | 0 | -500 | 0 | 750
|  | 1 | Closed | 10 | 0 |  | 750 | 500 | 0 | 0 | 0 | 0 | 75 | 10 | 50 | 0 | 0 | 0 | 0 | -500 | 0 | 750
HE 11 | 10 AM » | 0 | Open | 0 | 0 |  | 0 | 0 | 0 | 0 | 0 | 0 | 0 | 0 | 0 | 0 | 0 | 0 | 0 | 0 | 0 | 0
|  | 0 | Open | 0 | 0 |  | 0 | 0 | 0 | 0 | 0 | 0 | 0 | 0 | 0 | 0 | 0 | 0 | 0 | 0 | 0 | 0
|  | 0 | Open | 0 | 0 |  | 0 | 0 | 0 | 0 | 0 | 0 | 0 | 0 | 0 | 0 | 0 | 0 | 0 | 0 | 0 | 0
|  | 0 | Open | 0 | 0 |  | 0 | 0 | 0 | 0 | 0 | 0 | 0 | 0 | 0 | 0 | 0 | 0 | 0 | 0 | 0 | 0
HE 12 | 11 AM » | 0 | Open | 0 | 0 |  | 0 | 0 | 0 | 0 | 0 | 0 | 0 | 0 | 0 | 0 | 0 | 0 | 0 | 0 | 0 | 0
|  | 0 | Open | 0 | 0 |  | 0 | 0 | 0 | 0 | 0 | 0 | 0 | 0 | 0 | 0 | 0 | 0 | 0 | 0 | 0 | 0
|  | 0 | Open | 0 | 0 |  | 0 | 0 | 0 | 0 | 0 | 0 | 0 | 0 | 0 | 0 | 0 | 0 | 0 | 0 | 0 | 0
|  | 0 | Open | 0 | 0 |  | 0 | 0 | 0 | 0 | 0 | 0 | 0 | 0 | 0 | 0 | 0 | 0 | 0 | 0 | 0 | 0
HE 13 | 12 PM » | 0 | Open | 0 | 0 |  | 0 | 0 | 0 | 0 | 0 | 0 | 0 | 0 | 0 | 0 | 0 | 0 | 0 | 0 | 0 | 0
|  | 0 | Open | 0 | 0 |  | 0 | 0 | 0 | 0 | 0 | 0 | 0 | 0 | 0 | 0 | 0 | 0 | 0 | 0 | 0 | 0
|  | 0 | Open | 0 | 0 |  | 0 | 0 | 0 | 0 | 0 | 0 | 0 | 0 | 0 | 0 | 0 | 0 | 0 | 0 | 0 | 0
|  | 0 | Open | 0 | 0 |  | 0 | 0 | 0 | 0 | 0 | 0 | 0 | 0 | 0 | 0 | 0 | 0 | 0 | 0 | 0 | 0
HE 14 | 1 PM » | 0 | Open | 0 | 0 |  | 0 | 0 | 0 | 0 | 0 | 0 | 0 | 0 | 0 | 0 | 0 | 0 | 0 | 0 | 0 | 0
|  | 0 | Open | 0 | 0 |  | 0 | 0 | 0 | 0 | 0 | 0 | 0 | 0 | 0 | 0 | 0 | 0 | 0 | 0 | 0 | 0
|  | 0 | Open | 0 | 0 |  | 0 | 0 | 0 | 0 | 0 | 0 | 0 | 0 | 0 | 0 | 0 | 0 | 0 | 0 | 0 | 0
|  | 0 | Open | 0 | 0 |  | 0 | 0 | 0 | 0 | 0 | 0 | 0 | 0 | 0 | 0 | 0 | 0 | 0 | 0 | 0 | 0
HE 15 | 2 PM » | 0 | Open | 0 | 0 |  | 0 | 0 | 0 | 0 | 0 | 0 | 0 | 0 | 0 | 0 | 0 | 0 | 0 | 0 | 0 | 0
|  | 0 | Open | 0 | 0 |  | 0 | 0 | 0 | 0 | 0 | 0 | 0 | 0 | 0 | 0 | 0 | 0 | 0 | 0 | 0 | 0
|  | 0 | Open | 0 | 0 |  | 0 | 0 | 0 | 0 | 0 | 0 | 0 | 0 | 0 | 0 | 0 | 0 | 0 | 0 | 0 | 0
|  | 0 | Open | 0 | 0 |  | 0 | 0 | 0 | 0 | 0 | 0 | 0 | 0 | 0 | 0 | 0 | 0 | 0 | 0 | 0 | 0
HE 16 | 3 PM » | 0 | Open | 0 | 0 |  | 0 | 0 | 0 | 0 | 0 | 0 | 0 | 0 | 0 | 0 | 0 | 0 | 0 | 0 | 0 | 0
|  | 0 | Open | 0 | 0 |  | 0 | 0 | 0 | 0 | 0 | 0 | 0 | 0 | 0 | 0 | 0 | 0 | 0 | 0 | 0 | 0
|  | 0 | Open | 0 | 0 |  | 0 | 0 | 0 | 0 | 0 | 0 | 0 | 0 | 0 | 0 | 0 | 0 | 0 | 0 | 0 | 0
|  | 0 | Open | 0 | 0 |  | 0 | 0 | 0 | 0 | 0 | 0 | 0 | 0 | 0 | 0 | 0 | 0 | 0 | 0 | 0 | 0
HE 17 | 4 PM » | 0 | Open | 0 | 0 |  | 0 | 0 | 0 | 0 | 0 | 0 | 0 | 0 | 0 | 0 | 0 | 0 | 0 | 0 | 0 | 0
|  | 0 | Open | 0 | 0 |  | 0 | 0 | 0 | 0 | 0 | 0 | 0 | 0 | 0 | 0 | 0 | 0 | 0 | 0 | 0 | 0
|  | 0 | Open | 0 | 0 |  | 0 | 0 | 0 | 0 | 0 | 0 | 0 | 0 | 0 | 0 | 0 | 0 | 0 | 0 | 0 | 0
|  | 0 | Open | 0 | 0 |  | 0 | 0 | 0 | 0 | 0 | 0 | 0 | 0 | 0 | 0 | 0 | 0 | 0 | 0 | 0 | 0
HE 18 | 5 PM » | 0 | Open | 0 | 0 |  | 0 | 0 | 0 | 0 | 0 | 0 | 0 | 0 | 0 | 0 | 0 | 0 | 0 | 0 | 0 | 0
|  | 0 | Open | 0 | 0 |  | 0 | 0 | 0 | 0 | 0 | 0 | 0 | 0 | 0 | 0 | 0 | 0 | 0 | 0 | 0 | 0
|  | 0 | Open | 0 | 0 |  | 0 | 0 | 0 | 0 | 0 | 0 | 0 | 0 | 0 | 0 | 0 | 0 | 0 | 0 | 0 | 0
|  | 0 | Open | 0 | 0 |  | 0 | 0 | 0 | 0 | 0 | 0 | 0 | 0 | 0 | 0 | 0 | 0 | 0 | 0 | 0 | 0
HE 19 | 6 PM » | 0 | Open | 0 | 0 |  | 0 | 0 | 0 | 0 | 0 | 0 | 0 | 0 | 0 | 0 | 0 | 0 | 0 | 0 | 0 | 0
|  | 0 | Open | 0 | 0 |  | 0 | 0 | 0 | 0 | 0 | 0 | 0 | 0 | 0 | 0 | 0 | 0 | 0 | 0 | 0 | 0
|  | 0 | Open | 0 | 0 |  | 0 | 0 | 0 | 0 | 0 | 0 | 0 | 0 | 0 | 0 | 0 | 0 | 0 | 0 | 0 | 0
|  | 0 | Open | 0 | 0 |  | 0 | 0 | 0 | 0 | 0 | 0 | 0 | 0 | 0 | 0 | 0 | 0 | 0 | 0 | 0 | 0
HE 20 | 7 PM » | 0 | Open | 0 | 0 |  | 0 | 0 | 0 | 0 | 0 | 0 | 0 | 0 | 0 | 0 | 0 | 0 | 0 | 0 | 0 | 0
|  | 0 | Open | 0 | 0 |  | 0 | 0 | 0 | 0 | 0 | 0 | 0 | 0 | 0 | 0 | 0 | 0 | 0 | 0 | 0 | 0
|  | 0 | Open | 0 | 0 |  | 0 | 0 | 0 | 0 | 0 | 0 | 0 | 0 | 0 | 0 | 0 | 0 | 0 | 0 | 0 | 0
|  | 0 | Open | 0 | 0 |  | 0 | 0 | 0 | 0 | 0 | 0 | 0 | 0 | 0 | 0 | 0 | 0 | 0 | 0 | 0 | 0
HE 21 | 8 PM » | 0 | Open | 0 | 0 |  | 0 | 0 | 0 | 0 | 0 | 0 | 0 | 0 | 0 | 0 | 0 | 0 | 0 | 0 | 0 | 0
|  | 0 | Open | 0 | 0 |  | 0 | 0 | 0 | 0 | 0 | 0 | 0 | 0 | 0 | 0 | 0 | 0 | 0 | 0 | 0 | 0
|  | 0 | Open | 0 | 0 |  | 0 | 0 | 0 | 0 | 0 | 0 | 0 | 0 | 0 | 0 | 0 | 0 | 0 | 0 | 0 | 0
|  | 0 | Open | 0 | 0 |  | 0 | 0 | 0 | 0 | 0 | 0 | 0 | 0 | 0 | 0 | 0 | 0 | 0 | 0 | 0 | 0
HE 22 | 9 PM » | 0 | Open | 0 | 0 |  | 0 | 0 | 0 | 0 | 0 | 0 | 0 | 0 | 0 | 0 | 0 | 0 | 0 | 0 | 0 | 0
|  | 0 | Open | 0 | 0 |  | 0 | 0 | 0 | 0 | 0 | 0 | 0 | 0 | 0 | 0 | 0 | 0 | 0 | 0 | 0 | 0
|  | 0 | Open | 0 | 0 |  | 0 | 0 | 0 | 0 | 0 | 0 | 0 | 0 | 0 | 0 | 0 | 0 | 0 | 0 | 0 | 0
|  | 0 | Open | 0 | 0 |  | 0 | 0 | 0 | 0 | 0 | 0 | 0 | 0 | 0 | 0 | 0 | 0 | 0 | 0 | 0 | 0
HE 23 | 10 PM » | 0 | Open | 0 | 0 |  | 0 | 0 | 0 | 0 | 0 | 0 | 0 | 0 | 0 | 0 | 0 | 0 | 0 | 0 | 0 | 0
|  | 0 | Open | 0 | 0 |  | 0 | 0 | 0 | 0 | 0 | 0 | 0 | 0 | 0 | 0 | 0 | 0 | 0 | 0 | 0 | 0
|  | 0 | Open | 0 | 0 |  | 0 | 0 | 0 | 0 | 0 | 0 | 0 | 0 | 0 | 0 | 0 | 0 | 0 | 0 | 0 | 0
|  | 0 | Open | 0 | 0 |  | 0 | 0 | 0 | 0 | 0 | 0 | 0 | 0 | 0 | 0 | 0 | 0 | 0 | 0 | 0 | 0
HE 24 | 11 PM » | 0 | Open | 0 | 0 |  | 0 | 0 | 0 | 0 | 0 | 0 | 0 | 0 | 0 | 0 | 0 | 0 | 0 | 0 | 0 | 0
|  | 0 | Open | 0 | 0 |  | 0 | 0 | 0 | 0 | 0 | 0 | 0 | 0 | 0 | 0 | 0 | 0 | 0 | 0 | 0 | 0
|  | 0 | Open | 0 | 0 |  | 0 | 0 | 0 | 0 | 0 | 0 | 0 | 0 | 0 | 0 | 0 | 0 | 0 | 0 | 0 | 0
|  | 0 | Open | 0 | 0 |  | 0 | 0 | 0 | 0 | 0 | 0 | 0 | 0 | 0 | 0 | 0 | 0 | 0 | 0 | 0 | 0

## NPRR 168 with ADJ_Scenario 2
MEPR | 75
SUPR | 20750 |  |  |  |  | 32750 |  | 8000 | 0 |  | 0 | [8 empty] | -15750 | 38000
[6 empty] | RUCG |  | RUCMEREV | RUCEXRR |  | RUCEXRQC | [8 empty] | RTEIAMT | QSE True Cost
|  | Enter Values |  |  |  | 20750 | 12000 | 8000 | 0 | 0 | 7750 | 11625 | Calculation Inputs | [6 empty] | -15750 | 15000 | 18000 | 5000
|  | RUC | Breaker Status | RTMG | QCLAW | Startup Cost | Min-Energy Cost | Min-Energy Revenue | Above LSL Revenue | Above LSL Cost | Total Revenue | Total Cost | MEPR | LSL | RTSPP | RTAIEC | VSSVARAMT | VSSEAMT | EMREAMT | RT Energy Imbalance | Real Cost BC to LSL | Real Cost at LSL | Real Cost Fuel to BC
HE 1 | 12 AM » | 0 | Open | 0 | 0 |  | 0 | 0 | 0 | 0 | 0 | 0 | 0 | 0 | 0 | 0 | 0 | 0 | 0 | 0 | 0 | 0
|  | 0 | Open | 0 | 0 |  | 0 | 0 | 0 | 0 | 0 | 0 | 0 | 0 | 0 | 0 | 0 | 0 | 0 | 0 | 0 | 0
|  | 0 | Open | 0 | 0 |  | 0 | 0 | 0 | 0 | 0 | 0 | 0 | 0 | 0 | 0 | 0 | 0 | 0 | 0 | 0 | 0
|  | 0 | Open | 0 | 0 |  | 0 | 0 | 0 | 0 | 0 | 0 | 0 | 0 | 0 | 0 | 0 | 0 | 0 | 0 | 0 | 0
HE 2 | 1 AM » | 0 | Closed | 5 | 1 |  | 0 | 0 | 0 | 0 | 250 | 375 | 75 | 10 | 50 | 0 | 0 | 0 | 0 | -250 | 1000 | 0
|  | 0 | Closed | 5 | 1 |  | 0 | 0 | 0 | 0 | 250 | 375 | 75 | 10 | 50 | 0 | 0 | 0 | 0 | -250 | 1000 | 0
|  | 0 | Closed | 5 | 1 |  | 0 | 0 | 0 | 0 | 250 | 375 | 75 | 10 | 50 | 0 | 0 | 0 | 0 | -250 | 1000 | 0
|  | 0 | Closed | 5 | 1 |  | 0 | 0 | 0 | 0 | 250 | 375 | 75 | 10 | 50 | 0 | 0 | 0 | 0 | -250 | 1000 | 0
HE 3 | 2 AM » | 0 | Closed | 6.25 | 1 |  | 0 | 0 | 0 | 0 | 312.5 | 468.75 | 75 | 10 | 50 | 0 | 0 | 0 | 0 | -312.5 | 1250 | 0
|  | 0 | Closed | 6.25 | 1 |  | 0 | 0 | 0 | 0 | 312.5 | 468.75 | 75 | 10 | 50 | 0 | 0 | 0 | 0 | -312.5 | 1250 | 0
|  | 0 | Closed | 6.25 | 1 |  | 0 | 0 | 0 | 0 | 312.5 | 468.75 | 75 | 10 | 50 | 0 | 0 | 0 | 0 | -312.5 | 1250 | 0
|  | 0 | Closed | 6.25 | 1 |  | 0 | 0 | 0 | 0 | 312.5 | 468.75 | 75 | 10 | 50 | 0 | 0 | 0 | 0 | -312.5 | 1250 | 0
HE 4 | 3 AM » | 0 | Closed | 7.5 | 1 |  | 0 | 0 | 0 | 0 | 375 | 562.5 | 75 | 10 | 50 | 0 | 0 | 0 | 0 | -375 | 1500 | 0
|  | 0 | Closed | 7.5 | 1 |  | 0 | 0 | 0 | 0 | 375 | 562.5 | 75 | 10 | 50 | 0 | 0 | 0 | 0 | -375 | 1500 | 0
|  | 0 | Closed | 7.5 | 1 |  | 0 | 0 | 0 | 0 | 375 | 562.5 | 75 | 10 | 50 | 0 | 0 | 0 | 0 | -375 | 1500 | 0
|  | 0 | Closed | 7.5 | 1 |  | 0 | 0 | 0 | 0 | 375 | 562.5 | 75 | 10 | 50 | 0 | 0 | 0 | 0 | -375 | 1500 | 0
HE 5 | 4 AM » | 0 | Closed | 10 | 1 |  | 0 | 0 | 0 | 0 | 500 | 750 | 75 | 10 | 50 | 0 | 0 | 0 | 0 | -500 | 0 | 750
|  | 0 | Closed | 10 | 1 |  | 0 | 0 | 0 | 0 | 500 | 750 | 75 | 10 | 50 | 0 | 0 | 0 | 0 | -500 | 0 | 750
|  | 0 | Closed | 10 | 1 |  | 0 | 0 | 0 | 0 | 500 | 750 | 75 | 10 | 50 | 0 | 0 | 0 | 0 | -500 | 0 | 750
|  | 0 | Closed | 10 | 1 |  | 0 | 0 | 0 | 0 | 500 | 750 | 75 | 10 | 50 | 0 | 0 | 0 | 0 | -500 | 0 | 750
HE 6 | 5 AM » | 0 | Closed | 10 | 1 |  | 0 | 0 | 0 | 0 | 500 | 750 | 75 | 10 | 50 | 0 | 0 | 0 | 0 | -500 | 0 | 750
|  | 0 | Closed | 10 | 1 |  | 0 | 0 | 0 | 0 | 500 | 750 | 75 | 10 | 50 | 0 | 0 | 0 | 0 | -500 | 0 | 750
|  | 0 | Closed | 10 | 1 |  | 0 | 0 | 0 | 0 | 500 | 750 | 75 | 10 | 50 | 0 | 0 | 0 | 0 | -500 | 0 | 750
|  | 0 | Closed | 10 | 1 |  | 0 | 0 | 0 | 0 | 500 | 750 | 75 | 10 | 50 | 0 | 0 | 0 | 0 | -500 | 0 | 750
HE 7 | 6 AM » | 1 | Closed | 10 | 0 |  | 750 | 500 | 0 | 0 | 0 | 0 | 75 | 10 | 50 | 0 | 0 | 0 | 0 | -500 | 0 | 750
|  | 1 | Closed | 10 | 0 |  | 750 | 500 | 0 | 0 | 0 | 0 | 75 | 10 | 50 | 0 | 0 | 0 | 0 | -500 | 0 | 750
|  | 1 | Closed | 10 | 0 |  | 750 | 500 | 0 | 0 | 0 | 0 | 75 | 10 | 50 | 0 | 0 | 0 | 0 | -500 | 0 | 750
|  | 1 | Closed | 10 | 0 |  | 750 | 500 | 0 | 0 | 0 | 0 | 75 | 10 | 50 | 0 | 0 | 0 | 0 | -500 | 0 | 750
HE 8 | 7 AM » | 1 | Closed | 10 | 0 |  | 750 | 500 | 0 | 0 | 0 | 0 | 75 | 10 | 50 | 0 | 0 | 0 | 0 | -500 | 0 | 750
|  | 1 | Closed | 10 | 0 |  | 750 | 500 | 0 | 0 | 0 | 0 | 75 | 10 | 50 | 0 | 0 | 0 | 0 | -500 | 0 | 750
|  | 1 | Closed | 10 | 0 |  | 750 | 500 | 0 | 0 | 0 | 0 | 75 | 10 | 50 | 0 | 0 | 0 | 0 | -500 | 0 | 750
|  | 1 | Closed | 10 | 0 |  | 750 | 500 | 0 | 0 | 0 | 0 | 75 | 10 | 50 | 0 | 0 | 0 | 0 | -500 | 0 | 750
HE 9 | 8 AM » | 1 | Closed | 10 | 0 |  | 750 | 500 | 0 | 0 | 0 | 0 | 75 | 10 | 50 | 0 | 0 | 0 | 0 | -500 | 0 | 750
|  | 1 | Closed | 10 | 0 |  | 750 | 500 | 0 | 0 | 0 | 0 | 75 | 10 | 50 | 0 | 0 | 0 | 0 | -500 | 0 | 750
|  | 1 | Closed | 10 | 0 |  | 750 | 500 | 0 | 0 | 0 | 0 | 75 | 10 | 50 | 0 | 0 | 0 | 0 | -500 | 0 | 750
|  | 1 | Closed | 10 | 0 |  | 750 | 500 | 0 | 0 | 0 | 0 | 75 | 10 | 50 | 0 | 0 | 0 | 0 | -500 | 0 | 750
HE 10 | 9 AM » | 1 | Closed | 10 | 0 |  | 750 | 500 | 0 | 0 | 0 | 0 | 75 | 10 | 50 | 0 | 0 | 0 | 0 | -500 | 0 | 750
|  | 1 | Closed | 10 | 0 |  | 750 | 500 | 0 | 0 | 0 | 0 | 75 | 10 | 50 | 0 | 0 | 0 | 0 | -500 | 0 | 750
|  | 1 | Closed | 10 | 0 |  | 750 | 500 | 0 | 0 | 0 | 0 | 75 | 10 | 50 | 0 | 0 | 0 | 0 | -500 | 0 | 750
|  | 1 | Closed | 10 | 0 |  | 750 | 500 | 0 | 0 | 0 | 0 | 75 | 10 | 50 | 0 | 0 | 0 | 0 | -500 | 0 | 750
HE 11 | 10 AM » | 0 | Open | 0 | 0 |  | 0 | 0 | 0 | 0 | 0 | 0 | 0 | 0 | 0 | 0 | 0 | 0 | 0 | 0 | 0 | 0
|  | 0 | Open | 0 | 0 |  | 0 | 0 | 0 | 0 | 0 | 0 | 0 | 0 | 0 | 0 | 0 | 0 | 0 | 0 | 0 | 0
|  | 0 | Open | 0 | 0 |  | 0 | 0 | 0 | 0 | 0 | 0 | 0 | 0 | 0 | 0 | 0 | 0 | 0 | 0 | 0 | 0
|  | 0 | Open | 0 | 0 |  | 0 | 0 | 0 | 0 | 0 | 0 | 0 | 0 | 0 | 0 | 0 | 0 | 0 | 0 | 0 | 0
HE 12 | 11 AM » | 0 | Open | 0 | 0 |  | 0 | 0 | 0 | 0 | 0 | 0 | 0 | 0 | 0 | 0 | 0 | 0 | 0 | 0 | 0 | 0
|  | 0 | Open | 0 | 0 |  | 0 | 0 | 0 | 0 | 0 | 0 | 0 | 0 | 0 | 0 | 0 | 0 | 0 | 0 | 0 | 0
|  | 0 | Open | 0 | 0 |  | 0 | 0 | 0 | 0 | 0 | 0 | 0 | 0 | 0 | 0 | 0 | 0 | 0 | 0 | 0 | 0
|  | 0 | Open | 0 | 0 |  | 0 | 0 | 0 | 0 | 0 | 0 | 0 | 0 | 0 | 0 | 0 | 0 | 0 | 0 | 0 | 0
HE 13 | 12 PM » | 0 | Open | 0 | 0 |  | 0 | 0 | 0 | 0 | 0 | 0 | 0 | 0 | 0 | 0 | 0 | 0 | 0 | 0 | 0 | 0
|  | 0 | Open | 0 | 0 |  | 0 | 0 | 0 | 0 | 0 | 0 | 0 | 0 | 0 | 0 | 0 | 0 | 0 | 0 | 0 | 0
|  | 0 | Open | 0 | 0 |  | 0 | 0 | 0 | 0 | 0 | 0 | 0 | 0 | 0 | 0 | 0 | 0 | 0 | 0 | 0 | 0
|  | 0 | Open | 0 | 0 |  | 0 | 0 | 0 | 0 | 0 | 0 | 0 | 0 | 0 | 0 | 0 | 0 | 0 | 0 | 0 | 0
HE 14 | 1 PM » | 0 | Open | 0 | 0 |  | 0 | 0 | 0 | 0 | 0 | 0 | 0 | 0 | 0 | 0 | 0 | 0 | 0 | 0 | 0 | 0
|  | 0 | Open | 0 | 0 |  | 0 | 0 | 0 | 0 | 0 | 0 | 0 | 0 | 0 | 0 | 0 | 0 | 0 | 0 | 0 | 0
|  | 0 | Open | 0 | 0 |  | 0 | 0 | 0 | 0 | 0 | 0 | 0 | 0 | 0 | 0 | 0 | 0 | 0 | 0 | 0 | 0
|  | 0 | Open | 0 | 0 |  | 0 | 0 | 0 | 0 | 0 | 0 | 0 | 0 | 0 | 0 | 0 | 0 | 0 | 0 | 0 | 0
HE 15 | 2 PM » | 0 | Open | 0 | 0 |  | 0 | 0 | 0 | 0 | 0 | 0 | 0 | 0 | 0 | 0 | 0 | 0 | 0 | 0 | 0 | 0
|  | 0 | Open | 0 | 0 |  | 0 | 0 | 0 | 0 | 0 | 0 | 0 | 0 | 0 | 0 | 0 | 0 | 0 | 0 | 0 | 0
|  | 0 | Open | 0 | 0 |  | 0 | 0 | 0 | 0 | 0 | 0 | 0 | 0 | 0 | 0 | 0 | 0 | 0 | 0 | 0 | 0
|  | 0 | Open | 0 | 0 |  | 0 | 0 | 0 | 0 | 0 | 0 | 0 | 0 | 0 | 0 | 0 | 0 | 0 | 0 | 0 | 0
HE 16 | 3 PM » | 0 | Open | 0 | 0 |  | 0 | 0 | 0 | 0 | 0 | 0 | 0 | 0 | 0 | 0 | 0 | 0 | 0 | 0 | 0 | 0
|  | 0 | Open | 0 | 0 |  | 0 | 0 | 0 | 0 | 0 | 0 | 0 | 0 | 0 | 0 | 0 | 0 | 0 | 0 | 0 | 0
|  | 0 | Open | 0 | 0 |  | 0 | 0 | 0 | 0 | 0 | 0 | 0 | 0 | 0 | 0 | 0 | 0 | 0 | 0 | 0 | 0
|  | 0 | Open | 0 | 0 |  | 0 | 0 | 0 | 0 | 0 | 0 | 0 | 0 | 0 | 0 | 0 | 0 | 0 | 0 | 0 | 0
HE 17 | 4 PM » | 0 | Open | 0 | 0 |  | 0 | 0 | 0 | 0 | 0 | 0 | 0 | 0 | 0 | 0 | 0 | 0 | 0 | 0 | 0 | 0
|  | 0 | Open | 0 | 0 |  | 0 | 0 | 0 | 0 | 0 | 0 | 0 | 0 | 0 | 0 | 0 | 0 | 0 | 0 | 0 | 0
|  | 0 | Open | 0 | 0 |  | 0 | 0 | 0 | 0 | 0 | 0 | 0 | 0 | 0 | 0 | 0 | 0 | 0 | 0 | 0 | 0
|  | 0 | Open | 0 | 0 |  | 0 | 0 | 0 | 0 | 0 | 0 | 0 | 0 | 0 | 0 | 0 | 0 | 0 | 0 | 0 | 0
HE 18 | 5 PM » | 0 | Open | 0 | 0 |  | 0 | 0 | 0 | 0 | 0 | 0 | 0 | 0 | 0 | 0 | 0 | 0 | 0 | 0 | 0 | 0
|  | 0 | Open | 0 | 0 |  | 0 | 0 | 0 | 0 | 0 | 0 | 0 | 0 | 0 | 0 | 0 | 0 | 0 | 0 | 0 | 0
|  | 0 | Open | 0 | 0 |  | 0 | 0 | 0 | 0 | 0 | 0 | 0 | 0 | 0 | 0 | 0 | 0 | 0 | 0 | 0 | 0
|  | 0 | Open | 0 | 0 |  | 0 | 0 | 0 | 0 | 0 | 0 | 0 | 0 | 0 | 0 | 0 | 0 | 0 | 0 | 0 | 0
HE 19 | 6 PM » | 0 | Open | 0 | 0 |  | 0 | 0 | 0 | 0 | 0 | 0 | 0 | 0 | 0 | 0 | 0 | 0 | 0 | 0 | 0 | 0
|  | 0 | Open | 0 | 0 |  | 0 | 0 | 0 | 0 | 0 | 0 | 0 | 0 | 0 | 0 | 0 | 0 | 0 | 0 | 0 | 0
|  | 0 | Open | 0 | 0 |  | 0 | 0 | 0 | 0 | 0 | 0 | 0 | 0 | 0 | 0 | 0 | 0 | 0 | 0 | 0 | 0
|  | 0 | Open | 0 | 0 |  | 0 | 0 | 0 | 0 | 0 | 0 | 0 | 0 | 0 | 0 | 0 | 0 | 0 | 0 | 0 | 0
HE 20 | 7 PM » | 0 | Open | 0 | 0 |  | 0 | 0 | 0 | 0 | 0 | 0 | 0 | 0 | 0 | 0 | 0 | 0 | 0 | 0 | 0 | 0
|  | 0 | Open | 0 | 0 |  | 0 | 0 | 0 | 0 | 0 | 0 | 0 | 0 | 0 | 0 | 0 | 0 | 0 | 0 | 0 | 0
|  | 0 | Open | 0 | 0 |  | 0 | 0 | 0 | 0 | 0 | 0 | 0 | 0 | 0 | 0 | 0 | 0 | 0 | 0 | 0 | 0
|  | 0 | Open | 0 | 0 |  | 0 | 0 | 0 | 0 | 0 | 0 | 0 | 0 | 0 | 0 | 0 | 0 | 0 | 0 | 0 | 0
HE 21 | 8 PM » | 0 | Open | 0 | 0 |  | 0 | 0 | 0 | 0 | 0 | 0 | 0 | 0 | 0 | 0 | 0 | 0 | 0 | 0 | 0 | 0
|  | 0 | Open | 0 | 0 |  | 0 | 0 | 0 | 0 | 0 | 0 | 0 | 0 | 0 | 0 | 0 | 0 | 0 | 0 | 0 | 0
|  | 0 | Open | 0 | 0 |  | 0 | 0 | 0 | 0 | 0 | 0 | 0 | 0 | 0 | 0 | 0 | 0 | 0 | 0 | 0 | 0
|  | 0 | Open | 0 | 0 |  | 0 | 0 | 0 | 0 | 0 | 0 | 0 | 0 | 0 | 0 | 0 | 0 | 0 | 0 | 0 | 0
HE 22 | 9 PM » | 0 | Open | 0 | 0 |  | 0 | 0 | 0 | 0 | 0 | 0 | 0 | 0 | 0 | 0 | 0 | 0 | 0 | 0 | 0 | 0
|  | 0 | Open | 0 | 0 |  | 0 | 0 | 0 | 0 | 0 | 0 | 0 | 0 | 0 | 0 | 0 | 0 | 0 | 0 | 0 | 0
|  | 0 | Open | 0 | 0 |  | 0 | 0 | 0 | 0 | 0 | 0 | 0 | 0 | 0 | 0 | 0 | 0 | 0 | 0 | 0 | 0
|  | 0 | Open | 0 | 0 |  | 0 | 0 | 0 | 0 | 0 | 0 | 0 | 0 | 0 | 0 | 0 | 0 | 0 | 0 | 0 | 0
HE 23 | 10 PM » | 0 | Open | 0 | 0 |  | 0 | 0 | 0 | 0 | 0 | 0 | 0 | 0 | 0 | 0 | 0 | 0 | 0 | 0 | 0 | 0
|  | 0 | Open | 0 | 0 |  | 0 | 0 | 0 | 0 | 0 | 0 | 0 | 0 | 0 | 0 | 0 | 0 | 0 | 0 | 0 | 0
|  | 0 | Open | 0 | 0 |  | 0 | 0 | 0 | 0 | 0 | 0 | 0 | 0 | 0 | 0 | 0 | 0 | 0 | 0 | 0 | 0
|  | 0 | Open | 0 | 0 |  | 0 | 0 | 0 | 0 | 0 | 0 | 0 | 0 | 0 | 0 | 0 | 0 | 0 | 0 | 0 | 0
HE 24 | 11 PM » | 0 | Open | 0 | 0 |  | 0 | 0 | 0 | 0 | 0 | 0 | 0 | 0 | 0 | 0 | 0 | 0 | 0 | 0 | 0 | 0
|  | 0 | Open | 0 | 0 |  | 0 | 0 | 0 | 0 | 0 | 0 | 0 | 0 | 0 | 0 | 0 | 0 | 0 | 0 | 0 | 0
|  | 0 | Open | 0 | 0 |  | 0 | 0 | 0 | 0 | 0 | 0 | 0 | 0 | 0 | 0 | 0 | 0 | 0 | 0 | 0 | 0
|  | 0 | Open | 0 | 0 |  | 0 | 0 | 0 | 0 | 0 | 0 | 0 | 0 | 0 | 0 | 0 | 0 | 0 | 0 | 0 | 0

## Current Protocols_Scenario 3
MEPR | 75
SUPR | 5000 |  |  |  |  | 13625 |  | 5750 | 0 |  | 0 | [8 empty] | -5750 | 23000
[6 empty] | RUCG |  | RUCMEREV | RUCEXRR |  | RUCEXRQC | [8 empty] | RTEIAMT | QSE True Cost
|  | Enter Values |  |  |  | 5000 | 8625 | 5750 | 0 | 0 | 0 | 0 | Calculation Inputs | [6 empty] | -5750 | 15000 | 3000 | 5000
|  | RUC | Breaker Status | RTMG | QCLAW | Startup Cost | Min-Energy Cost | Min-Energy Revenue | Above LSL Revenue | Above LSL Cost | Total Revenue | Total Cost | MEPR | LSL | RTSPP | RTAIEC | VSSVARAMT | VSSEAMT | EMREAMT | RT Energy Imbalance | Real Cost BC to LSL | Real Cost at LSL | Real Cost Fuel to BC
HE 1 | 12 AM » | 0 | Open | 0 | 0 |  | 0 | 0 | 0 | 0 | 0 | 0 | 0 | 0 | 0 | 0 | 0 | 0 | 0 | 0 | 0 | 0
|  | 0 | Open | 0 | 0 |  | 0 | 0 | 0 | 0 | 0 | 0 | 0 | 0 | 0 | 0 | 0 | 0 | 0 | 0 | 0 | 0
|  | 0 | Open | 0 | 0 |  | 0 | 0 | 0 | 0 | 0 | 0 | 0 | 0 | 0 | 0 | 0 | 0 | 0 | 0 | 0 | 0
|  | 0 | Open | 0 | 0 |  | 0 | 0 | 0 | 0 | 0 | 0 | 0 | 0 | 0 | 0 | 0 | 0 | 0 | 0 | 0 | 0
HE 2 | 1 AM » | 0 | Open | 0 | 0 |  | 0 | 0 | 0 | 0 | 0 | 0 | 0 | 0 | 0 | 0 | 0 | 0 | 0 | 0 | 0 | 0
|  | 0 | Open | 0 | 0 |  | 0 | 0 | 0 | 0 | 0 | 0 | 0 | 0 | 0 | 0 | 0 | 0 | 0 | 0 | 0 | 0
|  | 0 | Open | 0 | 0 |  | 0 | 0 | 0 | 0 | 0 | 0 | 0 | 0 | 0 | 0 | 0 | 0 | 0 | 0 | 0 | 0
|  | 0 | Open | 0 | 0 |  | 0 | 0 | 0 | 0 | 0 | 0 | 0 | 0 | 0 | 0 | 0 | 0 | 0 | 0 | 0 | 0
HE 3 | 2 AM » | 0 | Open | 0 | 0 |  | 0 | 0 | 0 | 0 | 0 | 0 | 0 | 0 | 0 | 0 | 0 | 0 | 0 | 0 | 0 | 0
|  | 0 | Open | 0 | 0 |  | 0 | 0 | 0 | 0 | 0 | 0 | 0 | 0 | 0 | 0 | 0 | 0 | 0 | 0 | 0 | 0
|  | 0 | Open | 0 | 0 |  | 0 | 0 | 0 | 0 | 0 | 0 | 0 | 0 | 0 | 0 | 0 | 0 | 0 | 0 | 0 | 0
|  | 0 | Open | 0 | 0 |  | 0 | 0 | 0 | 0 | 0 | 0 | 0 | 0 | 0 | 0 | 0 | 0 | 0 | 0 | 0 | 0
HE 4 | 3 AM » | 0 | Open | 0 | 0 |  | 0 | 0 | 0 | 0 | 0 | 0 | 0 | 0 | 0 | 0 | 0 | 0 | 0 | 0 | 0 | 0
|  | 0 | Open | 0 | 0 |  | 0 | 0 | 0 | 0 | 0 | 0 | 0 | 0 | 0 | 0 | 0 | 0 | 0 | 0 | 0 | 0
|  | 0 | Open | 0 | 0 |  | 0 | 0 | 0 | 0 | 0 | 0 | 0 | 0 | 0 | 0 | 0 | 0 | 0 | 0 | 0 | 0
|  | 0 | Open | 0 | 0 |  | 0 | 0 | 0 | 0 | 0 | 0 | 0 | 0 | 0 | 0 | 0 | 0 | 0 | 0 | 0 | 0
HE 5 | 4 AM » | 0 | Open | 0 | 0 |  | 0 | 0 | 0 | 0 | 0 | 0 | 0 | 0 | 0 | 0 | 0 | 0 | 0 | 0 | 0 | 0
|  | 0 | Open | 0 | 0 |  | 0 | 0 | 0 | 0 | 0 | 0 | 0 | 0 | 0 | 0 | 0 | 0 | 0 | 0 | 0 | 0
|  | 0 | Open | 0 | 0 |  | 0 | 0 | 0 | 0 | 0 | 0 | 0 | 0 | 0 | 0 | 0 | 0 | 0 | 0 | 0 | 0
|  | 0 | Open | 0 | 0 |  | 0 | 0 | 0 | 0 | 0 | 0 | 0 | 0 | 0 | 0 | 0 | 0 | 0 | 0 | 0 | 0
HE 6 | 5 AM » | 0 | Open | 0 | 0 |  | 0 | 0 | 0 | 0 | 0 | 0 | 0 | 0 | 0 | 0 | 0 | 0 | 0 | 0 | 0 | 0
|  | 0 | Open | 0 | 0 |  | 0 | 0 | 0 | 0 | 0 | 0 | 0 | 0 | 0 | 0 | 0 | 0 | 0 | 0 | 0 | 0
|  | 0 | Open | 0 | 0 |  | 0 | 0 | 0 | 0 | 0 | 0 | 0 | 0 | 0 | 0 | 0 | 0 | 0 | 0 | 0 | 0
|  | 0 | Open | 0 | 0 |  | 0 | 0 | 0 | 0 | 0 | 0 | 0 | 0 | 0 | 0 | 0 | 0 | 0 | 0 | 0 | 0
HE 7 | 6 AM » | 1 | Closed | 5 | 0 |  | 375 | 250 | 0 | 0 | 0 | 0 | 75 | 10 | 50 | 0 | 0 | 0 | 0 | -250 | 1000 | 0
|  | 1 | Closed | 5 | 0 |  | 375 | 250 | 0 | 0 | 0 | 0 | 75 | 10 | 50 | 0 | 0 | 0 | 0 | -250 | 1000 | 0
|  | 1 | Closed | 5 | 0 |  | 375 | 250 | 0 | 0 | 0 | 0 | 75 | 10 | 50 | 0 | 0 | 0 | 0 | -250 | 1000 | 0
|  | 1 | Closed | 5 | 0 |  | 375 | 250 | 0 | 0 | 0 | 0 | 75 | 10 | 50 | 0 | 0 | 0 | 0 | -250 | 1000 | 0
HE 8 | 7 AM » | 1 | Closed | 6.25 | 0 |  | 468.75 | 312.5 | 0 | 0 | 0 | 0 | 75 | 10 | 50 | 0 | 0 | 0 | 0 | -312.5 | 1250 | 0
|  | 1 | Closed | 6.25 | 0 |  | 468.75 | 312.5 | 0 | 0 | 0 | 0 | 75 | 10 | 50 | 0 | 0 | 0 | 0 | -312.5 | 1250 | 0
|  | 1 | Closed | 6.25 | 0 |  | 468.75 | 312.5 | 0 | 0 | 0 | 0 | 75 | 10 | 50 | 0 | 0 | 0 | 0 | -312.5 | 1250 | 0
|  | 1 | Closed | 6.25 | 0 |  | 468.75 | 312.5 | 0 | 0 | 0 | 0 | 75 | 10 | 50 | 0 | 0 | 0 | 0 | -312.5 | 1250 | 0
HE 9 | 8 AM » | 1 | Closed | 7.5 | 0 |  | 562.5 | 375 | 0 | 0 | 0 | 0 | 75 | 10 | 50 | 0 | 0 | 0 | 0 | -375 | 1500 | 0
|  | 1 | Closed | 7.5 | 0 |  | 562.5 | 375 | 0 | 0 | 0 | 0 | 75 | 10 | 50 | 0 | 0 | 0 | 0 | -375 | 1500 | 0
|  | 1 | Closed | 7.5 | 0 |  | 562.5 | 375 | 0 | 0 | 0 | 0 | 75 | 10 | 50 | 0 | 0 | 0 | 0 | -375 | 1500 | 0
|  | 1 | Closed | 7.5 | 0 |  | 562.5 | 375 | 0 | 0 | 0 | 0 | 75 | 10 | 50 | 0 | 0 | 0 | 0 | -375 | 1500 | 0
HE 10 | 9 AM » | 1 | Closed | 10 | 0 |  | 750 | 500 | 0 | 0 | 0 | 0 | 75 | 10 | 50 | 0 | 0 | 0 | 0 | -500 | 0 | 750
|  | 1 | Closed | 10 | 0 |  | 750 | 500 | 0 | 0 | 0 | 0 | 75 | 10 | 50 | 0 | 0 | 0 | 0 | -500 | 0 | 750
|  | 1 | Closed | 10 | 0 |  | 750 | 500 | 0 | 0 | 0 | 0 | 75 | 10 | 50 | 0 | 0 | 0 | 0 | -500 | 0 | 750
|  | 1 | Closed | 10 | 0 |  | 750 | 500 | 0 | 0 | 0 | 0 | 75 | 10 | 50 | 0 | 0 | 0 | 0 | -500 | 0 | 750
HE 11 | 10 AM » | 0 | Open | 0 | 0 |  | 0 | 0 | 0 | 0 | 0 | 0 | 0 | 0 | 0 | 0 | 0 | 0 | 0 | 0 | 0 | 0
|  | 0 | Open | 0 | 0 |  | 0 | 0 | 0 | 0 | 0 | 0 | 0 | 0 | 0 | 0 | 0 | 0 | 0 | 0 | 0 | 0
|  | 0 | Open | 0 | 0 |  | 0 | 0 | 0 | 0 | 0 | 0 | 0 | 0 | 0 | 0 | 0 | 0 | 0 | 0 | 0 | 0
|  | 0 | Open | 0 | 0 |  | 0 | 0 | 0 | 0 | 0 | 0 | 0 | 0 | 0 | 0 | 0 | 0 | 0 | 0 | 0 | 0
HE 12 | 11 AM » | 0 | Open | 0 | 0 |  | 0 | 0 | 0 | 0 | 0 | 0 | 0 | 0 | 0 | 0 | 0 | 0 | 0 | 0 | 0 | 0
|  | 0 | Open | 0 | 0 |  | 0 | 0 | 0 | 0 | 0 | 0 | 0 | 0 | 0 | 0 | 0 | 0 | 0 | 0 | 0 | 0
|  | 0 | Open | 0 | 0 |  | 0 | 0 | 0 | 0 | 0 | 0 | 0 | 0 | 0 | 0 | 0 | 0 | 0 | 0 | 0 | 0
|  | 0 | Open | 0 | 0 |  | 0 | 0 | 0 | 0 | 0 | 0 | 0 | 0 | 0 | 0 | 0 | 0 | 0 | 0 | 0 | 0
HE 13 | 12 PM » | 0 | Open | 0 | 0 |  | 0 | 0 | 0 | 0 | 0 | 0 | 0 | 0 | 0 | 0 | 0 | 0 | 0 | 0 | 0 | 0
|  | 0 | Open | 0 | 0 |  | 0 | 0 | 0 | 0 | 0 | 0 | 0 | 0 | 0 | 0 | 0 | 0 | 0 | 0 | 0 | 0
|  | 0 | Open | 0 | 0 |  | 0 | 0 | 0 | 0 | 0 | 0 | 0 | 0 | 0 | 0 | 0 | 0 | 0 | 0 | 0 | 0
|  | 0 | Open | 0 | 0 |  | 0 | 0 | 0 | 0 | 0 | 0 | 0 | 0 | 0 | 0 | 0 | 0 | 0 | 0 | 0 | 0
HE 14 | 1 PM » | 0 | Open | 0 | 0 |  | 0 | 0 | 0 | 0 | 0 | 0 | 0 | 0 | 0 | 0 | 0 | 0 | 0 | 0 | 0 | 0
|  | 0 | Open | 0 | 0 |  | 0 | 0 | 0 | 0 | 0 | 0 | 0 | 0 | 0 | 0 | 0 | 0 | 0 | 0 | 0 | 0
|  | 0 | Open | 0 | 0 |  | 0 | 0 | 0 | 0 | 0 | 0 | 0 | 0 | 0 | 0 | 0 | 0 | 0 | 0 | 0 | 0
|  | 0 | Open | 0 | 0 |  | 0 | 0 | 0 | 0 | 0 | 0 | 0 | 0 | 0 | 0 | 0 | 0 | 0 | 0 | 0 | 0
HE 15 | 2 PM » | 0 | Open | 0 | 0 |  | 0 | 0 | 0 | 0 | 0 | 0 | 0 | 0 | 0 | 0 | 0 | 0 | 0 | 0 | 0 | 0
|  | 0 | Open | 0 | 0 |  | 0 | 0 | 0 | 0 | 0 | 0 | 0 | 0 | 0 | 0 | 0 | 0 | 0 | 0 | 0 | 0
|  | 0 | Open | 0 | 0 |  | 0 | 0 | 0 | 0 | 0 | 0 | 0 | 0 | 0 | 0 | 0 | 0 | 0 | 0 | 0 | 0
|  | 0 | Open | 0 | 0 |  | 0 | 0 | 0 | 0 | 0 | 0 | 0 | 0 | 0 | 0 | 0 | 0 | 0 | 0 | 0 | 0
HE 16 | 3 PM » | 0 | Open | 0 | 0 |  | 0 | 0 | 0 | 0 | 0 | 0 | 0 | 0 | 0 | 0 | 0 | 0 | 0 | 0 | 0 | 0
|  | 0 | Open | 0 | 0 |  | 0 | 0 | 0 | 0 | 0 | 0 | 0 | 0 | 0 | 0 | 0 | 0 | 0 | 0 | 0 | 0
|  | 0 | Open | 0 | 0 |  | 0 | 0 | 0 | 0 | 0 | 0 | 0 | 0 | 0 | 0 | 0 | 0 | 0 | 0 | 0 | 0
|  | 0 | Open | 0 | 0 |  | 0 | 0 | 0 | 0 | 0 | 0 | 0 | 0 | 0 | 0 | 0 | 0 | 0 | 0 | 0 | 0
HE 17 | 4 PM » | 0 | Open | 0 | 0 |  | 0 | 0 | 0 | 0 | 0 | 0 | 0 | 0 | 0 | 0 | 0 | 0 | 0 | 0 | 0 | 0
|  | 0 | Open | 0 | 0 |  | 0 | 0 | 0 | 0 | 0 | 0 | 0 | 0 | 0 | 0 | 0 | 0 | 0 | 0 | 0 | 0
|  | 0 | Open | 0 | 0 |  | 0 | 0 | 0 | 0 | 0 | 0 | 0 | 0 | 0 | 0 | 0 | 0 | 0 | 0 | 0 | 0
|  | 0 | Open | 0 | 0 |  | 0 | 0 | 0 | 0 | 0 | 0 | 0 | 0 | 0 | 0 | 0 | 0 | 0 | 0 | 0 | 0
HE 18 | 5 PM » | 0 | Open | 0 | 0 |  | 0 | 0 | 0 | 0 | 0 | 0 | 0 | 0 | 0 | 0 | 0 | 0 | 0 | 0 | 0 | 0
|  | 0 | Open | 0 | 0 |  | 0 | 0 | 0 | 0 | 0 | 0 | 0 | 0 | 0 | 0 | 0 | 0 | 0 | 0 | 0 | 0
|  | 0 | Open | 0 | 0 |  | 0 | 0 | 0 | 0 | 0 | 0 | 0 | 0 | 0 | 0 | 0 | 0 | 0 | 0 | 0 | 0
|  | 0 | Open | 0 | 0 |  | 0 | 0 | 0 | 0 | 0 | 0 | 0 | 0 | 0 | 0 | 0 | 0 | 0 | 0 | 0 | 0
HE 19 | 6 PM » | 0 | Open | 0 | 0 |  | 0 | 0 | 0 | 0 | 0 | 0 | 0 | 0 | 0 | 0 | 0 | 0 | 0 | 0 | 0 | 0
|  | 0 | Open | 0 | 0 |  | 0 | 0 | 0 | 0 | 0 | 0 | 0 | 0 | 0 | 0 | 0 | 0 | 0 | 0 | 0 | 0
|  | 0 | Open | 0 | 0 |  | 0 | 0 | 0 | 0 | 0 | 0 | 0 | 0 | 0 | 0 | 0 | 0 | 0 | 0 | 0 | 0
|  | 0 | Open | 0 | 0 |  | 0 | 0 | 0 | 0 | 0 | 0 | 0 | 0 | 0 | 0 | 0 | 0 | 0 | 0 | 0 | 0
HE 20 | 7 PM » | 0 | Open | 0 | 0 |  | 0 | 0 | 0 | 0 | 0 | 0 | 0 | 0 | 0 | 0 | 0 | 0 | 0 | 0 | 0 | 0
|  | 0 | Open | 0 | 0 |  | 0 | 0 | 0 | 0 | 0 | 0 | 0 | 0 | 0 | 0 | 0 | 0 | 0 | 0 | 0 | 0
|  | 0 | Open | 0 | 0 |  | 0 | 0 | 0 | 0 | 0 | 0 | 0 | 0 | 0 | 0 | 0 | 0 | 0 | 0 | 0 | 0
|  | 0 | Open | 0 | 0 |  | 0 | 0 | 0 | 0 | 0 | 0 | 0 | 0 | 0 | 0 | 0 | 0 | 0 | 0 | 0 | 0
HE 21 | 8 PM » | 0 | Open | 0 | 0 |  | 0 | 0 | 0 | 0 | 0 | 0 | 0 | 0 | 0 | 0 | 0 | 0 | 0 | 0 | 0 | 0
|  | 0 | Open | 0 | 0 |  | 0 | 0 | 0 | 0 | 0 | 0 | 0 | 0 | 0 | 0 | 0 | 0 | 0 | 0 | 0 | 0
|  | 0 | Open | 0 | 0 |  | 0 | 0 | 0 | 0 | 0 | 0 | 0 | 0 | 0 | 0 | 0 | 0 | 0 | 0 | 0 | 0
|  | 0 | Open | 0 | 0 |  | 0 | 0 | 0 | 0 | 0 | 0 | 0 | 0 | 0 | 0 | 0 | 0 | 0 | 0 | 0 | 0
HE 22 | 9 PM » | 0 | Open | 0 | 0 |  | 0 | 0 | 0 | 0 | 0 | 0 | 0 | 0 | 0 | 0 | 0 | 0 | 0 | 0 | 0 | 0
|  | 0 | Open | 0 | 0 |  | 0 | 0 | 0 | 0 | 0 | 0 | 0 | 0 | 0 | 0 | 0 | 0 | 0 | 0 | 0 | 0
|  | 0 | Open | 0 | 0 |  | 0 | 0 | 0 | 0 | 0 | 0 | 0 | 0 | 0 | 0 | 0 | 0 | 0 | 0 | 0 | 0
|  | 0 | Open | 0 | 0 |  | 0 | 0 | 0 | 0 | 0 | 0 | 0 | 0 | 0 | 0 | 0 | 0 | 0 | 0 | 0 | 0
HE 23 | 10 PM » | 0 | Open | 0 | 0 |  | 0 | 0 | 0 | 0 | 0 | 0 | 0 | 0 | 0 | 0 | 0 | 0 | 0 | 0 | 0 | 0
|  | 0 | Open | 0 | 0 |  | 0 | 0 | 0 | 0 | 0 | 0 | 0 | 0 | 0 | 0 | 0 | 0 | 0 | 0 | 0 | 0
|  | 0 | Open | 0 | 0 |  | 0 | 0 | 0 | 0 | 0 | 0 | 0 | 0 | 0 | 0 | 0 | 0 | 0 | 0 | 0 | 0
|  | 0 | Open | 0 | 0 |  | 0 | 0 | 0 | 0 | 0 | 0 | 0 | 0 | 0 | 0 | 0 | 0 | 0 | 0 | 0 | 0
HE 24 | 11 PM » | 0 | Open | 0 | 0 |  | 0 | 0 | 0 | 0 | 0 | 0 | 0 | 0 | 0 | 0 | 0 | 0 | 0 | 0 | 0 | 0
|  | 0 | Open | 0 | 0 |  | 0 | 0 | 0 | 0 | 0 | 0 | 0 | 0 | 0 | 0 | 0 | 0 | 0 | 0 | 0 | 0
|  | 0 | Open | 0 | 0 |  | 0 | 0 | 0 | 0 | 0 | 0 | 0 | 0 | 0 | 0 | 0 | 0 | 0 | 0 | 0 | 0
|  | 0 | Open | 0 | 0 |  | 0 | 0 | 0 | 0 | 0 | 0 | 0 | 0 | 0 | 0 | 0 | 0 | 0 | 0 | 0 | 0

## NPRR 168_Scenario 3
MEPR | 75
SUPR | 26000 |  |  |  |  | 34625 |  | 5750 | 0 |  | 0 | [8 empty] | -5750 | 23000
[6 empty] | RUCG |  | RUCMEREV | RUCEXRR |  | RUCEXRQC | [8 empty] | RTEIAMT | QSE True Cost
|  | Enter Values |  |  |  | 26000 | 8625 | 5750 | 0 | 0 | 0 | 0 | Calculation Inputs | [6 empty] | -5750 | 15000 | 3000 | 5000
|  | RUC | Breaker Status | RTMG | QCLAW | Startup Cost | Min-Energy Cost | Min-Energy Revenue | Above LSL Revenue | Above LSL Cost | Total Revenue | Total Cost | MEPR | LSL | RTSPP | RTAIEC | VSSVARAMT | VSSEAMT | EMREAMT | RT Energy Imbalance | Real Cost BC to LSL | Real Cost at LSL | Real Cost Fuel to BC
HE 1 | 12 AM » | 0 | Open | 0 | 0 |  | 0 | 0 | 0 | 0 | 0 | 0 | 0 | 0 | 0 | 0 | 0 | 0 | 0 | 0 | 0 | 0
|  | 0 | Open | 0 | 0 |  | 0 | 0 | 0 | 0 | 0 | 0 | 0 | 0 | 0 | 0 | 0 | 0 | 0 | 0 | 0 | 0
|  | 0 | Open | 0 | 0 |  | 0 | 0 | 0 | 0 | 0 | 0 | 0 | 0 | 0 | 0 | 0 | 0 | 0 | 0 | 0 | 0
|  | 0 | Open | 0 | 0 |  | 0 | 0 | 0 | 0 | 0 | 0 | 0 | 0 | 0 | 0 | 0 | 0 | 0 | 0 | 0 | 0
HE 2 | 1 AM » | 0 | Open | 0 | 0 |  | 0 | 0 | 0 | 0 | 0 | 0 | 0 | 0 | 0 | 0 | 0 | 0 | 0 | 0 | 0 | 0
|  | 0 | Open | 0 | 0 |  | 0 | 0 | 0 | 0 | 0 | 0 | 0 | 0 | 0 | 0 | 0 | 0 | 0 | 0 | 0 | 0
|  | 0 | Open | 0 | 0 |  | 0 | 0 | 0 | 0 | 0 | 0 | 0 | 0 | 0 | 0 | 0 | 0 | 0 | 0 | 0 | 0
|  | 0 | Open | 0 | 0 |  | 0 | 0 | 0 | 0 | 0 | 0 | 0 | 0 | 0 | 0 | 0 | 0 | 0 | 0 | 0 | 0
HE 3 | 2 AM » | 0 | Open | 0 | 0 |  | 0 | 0 | 0 | 0 | 0 | 0 | 0 | 0 | 0 | 0 | 0 | 0 | 0 | 0 | 0 | 0
|  | 0 | Open | 0 | 0 |  | 0 | 0 | 0 | 0 | 0 | 0 | 0 | 0 | 0 | 0 | 0 | 0 | 0 | 0 | 0 | 0
|  | 0 | Open | 0 | 0 |  | 0 | 0 | 0 | 0 | 0 | 0 | 0 | 0 | 0 | 0 | 0 | 0 | 0 | 0 | 0 | 0
|  | 0 | Open | 0 | 0 |  | 0 | 0 | 0 | 0 | 0 | 0 | 0 | 0 | 0 | 0 | 0 | 0 | 0 | 0 | 0 | 0
HE 4 | 3 AM » | 0 | Open | 0 | 0 |  | 0 | 0 | 0 | 0 | 0 | 0 | 0 | 0 | 0 | 0 | 0 | 0 | 0 | 0 | 0 | 0
|  | 0 | Open | 0 | 0 |  | 0 | 0 | 0 | 0 | 0 | 0 | 0 | 0 | 0 | 0 | 0 | 0 | 0 | 0 | 0 | 0
|  | 0 | Open | 0 | 0 |  | 0 | 0 | 0 | 0 | 0 | 0 | 0 | 0 | 0 | 0 | 0 | 0 | 0 | 0 | 0 | 0
|  | 0 | Open | 0 | 0 |  | 0 | 0 | 0 | 0 | 0 | 0 | 0 | 0 | 0 | 0 | 0 | 0 | 0 | 0 | 0 | 0
HE 5 | 4 AM » | 0 | Open | 0 | 0 |  | 0 | 0 | 0 | 0 | 0 | 0 | 0 | 0 | 0 | 0 | 0 | 0 | 0 | 0 | 0 | 0
|  | 0 | Open | 0 | 0 |  | 0 | 0 | 0 | 0 | 0 | 0 | 0 | 0 | 0 | 0 | 0 | 0 | 0 | 0 | 0 | 0
|  | 0 | Open | 0 | 0 |  | 0 | 0 | 0 | 0 | 0 | 0 | 0 | 0 | 0 | 0 | 0 | 0 | 0 | 0 | 0 | 0
|  | 0 | Open | 0 | 0 |  | 0 | 0 | 0 | 0 | 0 | 0 | 0 | 0 | 0 | 0 | 0 | 0 | 0 | 0 | 0 | 0
HE 6 | 5 AM » | 0 | Open | 0 | 0 |  | 0 | 0 | 0 | 0 | 0 | 0 | 0 | 0 | 0 | 0 | 0 | 0 | 0 | 0 | 0 | 0
|  | 0 | Open | 0 | 0 |  | 0 | 0 | 0 | 0 | 0 | 0 | 0 | 0 | 0 | 0 | 0 | 0 | 0 | 0 | 0 | 0
|  | 0 | Open | 0 | 0 |  | 0 | 0 | 0 | 0 | 0 | 0 | 0 | 0 | 0 | 0 | 0 | 0 | 0 | 0 | 0 | 0
|  | 0 | Open | 0 | 0 |  | 0 | 0 | 0 | 0 | 0 | 0 | 0 | 0 | 0 | 0 | 0 | 0 | 0 | 0 | 0 | 0
HE 7 | 6 AM » | 1 | Closed | 5 | 0 |  | 375 | 250 | 0 | 0 | 0 | 0 | 75 | 10 | 50 | 0 | 0 | 0 | 0 | -250 | 1000 | 0
|  | 1 | Closed | 5 | 0 |  | 375 | 250 | 0 | 0 | 0 | 0 | 75 | 10 | 50 | 0 | 0 | 0 | 0 | -250 | 1000 | 0
|  | 1 | Closed | 5 | 0 |  | 375 | 250 | 0 | 0 | 0 | 0 | 75 | 10 | 50 | 0 | 0 | 0 | 0 | -250 | 1000 | 0
|  | 1 | Closed | 5 | 0 |  | 375 | 250 | 0 | 0 | 0 | 0 | 75 | 10 | 50 | 0 | 0 | 0 | 0 | -250 | 1000 | 0
HE 8 | 7 AM » | 1 | Closed | 6.25 | 0 |  | 468.75 | 312.5 | 0 | 0 | 0 | 0 | 75 | 10 | 50 | 0 | 0 | 0 | 0 | -312.5 | 1250 | 0
|  | 1 | Closed | 6.25 | 0 |  | 468.75 | 312.5 | 0 | 0 | 0 | 0 | 75 | 10 | 50 | 0 | 0 | 0 | 0 | -312.5 | 1250 | 0
|  | 1 | Closed | 6.25 | 0 |  | 468.75 | 312.5 | 0 | 0 | 0 | 0 | 75 | 10 | 50 | 0 | 0 | 0 | 0 | -312.5 | 1250 | 0
|  | 1 | Closed | 6.25 | 0 |  | 468.75 | 312.5 | 0 | 0 | 0 | 0 | 75 | 10 | 50 | 0 | 0 | 0 | 0 | -312.5 | 1250 | 0
HE 9 | 8 AM » | 1 | Closed | 7.5 | 0 |  | 562.5 | 375 | 0 | 0 | 0 | 0 | 75 | 10 | 50 | 0 | 0 | 0 | 0 | -375 | 1500 | 0
|  | 1 | Closed | 7.5 | 0 |  | 562.5 | 375 | 0 | 0 | 0 | 0 | 75 | 10 | 50 | 0 | 0 | 0 | 0 | -375 | 1500 | 0
|  | 1 | Closed | 7.5 | 0 |  | 562.5 | 375 | 0 | 0 | 0 | 0 | 75 | 10 | 50 | 0 | 0 | 0 | 0 | -375 | 1500 | 0
|  | 1 | Closed | 7.5 | 0 |  | 562.5 | 375 | 0 | 0 | 0 | 0 | 75 | 10 | 50 | 0 | 0 | 0 | 0 | -375 | 1500 | 0
HE 10 | 9 AM » | 1 | Closed | 10 | 0 |  | 750 | 500 | 0 | 0 | 0 | 0 | 75 | 10 | 50 | 0 | 0 | 0 | 0 | -500 | 0 | 750
|  | 1 | Closed | 10 | 0 |  | 750 | 500 | 0 | 0 | 0 | 0 | 75 | 10 | 50 | 0 | 0 | 0 | 0 | -500 | 0 | 750
|  | 1 | Closed | 10 | 0 |  | 750 | 500 | 0 | 0 | 0 | 0 | 75 | 10 | 50 | 0 | 0 | 0 | 0 | -500 | 0 | 750
|  | 1 | Closed | 10 | 0 |  | 750 | 500 | 0 | 0 | 0 | 0 | 75 | 10 | 50 | 0 | 0 | 0 | 0 | -500 | 0 | 750
HE 11 | 10 AM » | 0 | Open | 0 | 0 |  | 0 | 0 | 0 | 0 | 0 | 0 | 0 | 0 | 0 | 0 | 0 | 0 | 0 | 0 | 0 | 0
|  | 0 | Open | 0 | 0 |  | 0 | 0 | 0 | 0 | 0 | 0 | 0 | 0 | 0 | 0 | 0 | 0 | 0 | 0 | 0 | 0
|  | 0 | Open | 0 | 0 |  | 0 | 0 | 0 | 0 | 0 | 0 | 0 | 0 | 0 | 0 | 0 | 0 | 0 | 0 | 0 | 0
|  | 0 | Open | 0 | 0 |  | 0 | 0 | 0 | 0 | 0 | 0 | 0 | 0 | 0 | 0 | 0 | 0 | 0 | 0 | 0 | 0
HE 12 | 11 AM » | 0 | Open | 0 | 0 |  | 0 | 0 | 0 | 0 | 0 | 0 | 0 | 0 | 0 | 0 | 0 | 0 | 0 | 0 | 0 | 0
|  | 0 | Open | 0 | 0 |  | 0 | 0 | 0 | 0 | 0 | 0 | 0 | 0 | 0 | 0 | 0 | 0 | 0 | 0 | 0 | 0
|  | 0 | Open | 0 | 0 |  | 0 | 0 | 0 | 0 | 0 | 0 | 0 | 0 | 0 | 0 | 0 | 0 | 0 | 0 | 0 | 0
|  | 0 | Open | 0 | 0 |  | 0 | 0 | 0 | 0 | 0 | 0 | 0 | 0 | 0 | 0 | 0 | 0 | 0 | 0 | 0 | 0
HE 13 | 12 PM » | 0 | Open | 0 | 0 |  | 0 | 0 | 0 | 0 | 0 | 0 | 0 | 0 | 0 | 0 | 0 | 0 | 0 | 0 | 0 | 0
|  | 0 | Open | 0 | 0 |  | 0 | 0 | 0 | 0 | 0 | 0 | 0 | 0 | 0 | 0 | 0 | 0 | 0 | 0 | 0 | 0
|  | 0 | Open | 0 | 0 |  | 0 | 0 | 0 | 0 | 0 | 0 | 0 | 0 | 0 | 0 | 0 | 0 | 0 | 0 | 0 | 0
|  | 0 | Open | 0 | 0 |  | 0 | 0 | 0 | 0 | 0 | 0 | 0 | 0 | 0 | 0 | 0 | 0 | 0 | 0 | 0 | 0
HE 14 | 1 PM » | 0 | Open | 0 | 0 |  | 0 | 0 | 0 | 0 | 0 | 0 | 0 | 0 | 0 | 0 | 0 | 0 | 0 | 0 | 0 | 0
|  | 0 | Open | 0 | 0 |  | 0 | 0 | 0 | 0 | 0 | 0 | 0 | 0 | 0 | 0 | 0 | 0 | 0 | 0 | 0 | 0
|  | 0 | Open | 0 | 0 |  | 0 | 0 | 0 | 0 | 0 | 0 | 0 | 0 | 0 | 0 | 0 | 0 | 0 | 0 | 0 | 0
|  | 0 | Open | 0 | 0 |  | 0 | 0 | 0 | 0 | 0 | 0 | 0 | 0 | 0 | 0 | 0 | 0 | 0 | 0 | 0 | 0
HE 15 | 2 PM » | 0 | Open | 0 | 0 |  | 0 | 0 | 0 | 0 | 0 | 0 | 0 | 0 | 0 | 0 | 0 | 0 | 0 | 0 | 0 | 0
|  | 0 | Open | 0 | 0 |  | 0 | 0 | 0 | 0 | 0 | 0 | 0 | 0 | 0 | 0 | 0 | 0 | 0 | 0 | 0 | 0
|  | 0 | Open | 0 | 0 |  | 0 | 0 | 0 | 0 | 0 | 0 | 0 | 0 | 0 | 0 | 0 | 0 | 0 | 0 | 0 | 0
|  | 0 | Open | 0 | 0 |  | 0 | 0 | 0 | 0 | 0 | 0 | 0 | 0 | 0 | 0 | 0 | 0 | 0 | 0 | 0 | 0
HE 16 | 3 PM » | 0 | Open | 0 | 0 |  | 0 | 0 | 0 | 0 | 0 | 0 | 0 | 0 | 0 | 0 | 0 | 0 | 0 | 0 | 0 | 0
|  | 0 | Open | 0 | 0 |  | 0 | 0 | 0 | 0 | 0 | 0 | 0 | 0 | 0 | 0 | 0 | 0 | 0 | 0 | 0 | 0
|  | 0 | Open | 0 | 0 |  | 0 | 0 | 0 | 0 | 0 | 0 | 0 | 0 | 0 | 0 | 0 | 0 | 0 | 0 | 0 | 0
|  | 0 | Open | 0 | 0 |  | 0 | 0 | 0 | 0 | 0 | 0 | 0 | 0 | 0 | 0 | 0 | 0 | 0 | 0 | 0 | 0
HE 17 | 4 PM » | 0 | Open | 0 | 0 |  | 0 | 0 | 0 | 0 | 0 | 0 | 0 | 0 | 0 | 0 | 0 | 0 | 0 | 0 | 0 | 0
|  | 0 | Open | 0 | 0 |  | 0 | 0 | 0 | 0 | 0 | 0 | 0 | 0 | 0 | 0 | 0 | 0 | 0 | 0 | 0 | 0
|  | 0 | Open | 0 | 0 |  | 0 | 0 | 0 | 0 | 0 | 0 | 0 | 0 | 0 | 0 | 0 | 0 | 0 | 0 | 0 | 0
|  | 0 | Open | 0 | 0 |  | 0 | 0 | 0 | 0 | 0 | 0 | 0 | 0 | 0 | 0 | 0 | 0 | 0 | 0 | 0 | 0
HE 18 | 5 PM » | 0 | Open | 0 | 0 |  | 0 | 0 | 0 | 0 | 0 | 0 | 0 | 0 | 0 | 0 | 0 | 0 | 0 | 0 | 0 | 0
|  | 0 | Open | 0 | 0 |  | 0 | 0 | 0 | 0 | 0 | 0 | 0 | 0 | 0 | 0 | 0 | 0 | 0 | 0 | 0 | 0
|  | 0 | Open | 0 | 0 |  | 0 | 0 | 0 | 0 | 0 | 0 | 0 | 0 | 0 | 0 | 0 | 0 | 0 | 0 | 0 | 0
|  | 0 | Open | 0 | 0 |  | 0 | 0 | 0 | 0 | 0 | 0 | 0 | 0 | 0 | 0 | 0 | 0 | 0 | 0 | 0 | 0
HE 19 | 6 PM » | 0 | Open | 0 | 0 |  | 0 | 0 | 0 | 0 | 0 | 0 | 0 | 0 | 0 | 0 | 0 | 0 | 0 | 0 | 0 | 0
|  | 0 | Open | 0 | 0 |  | 0 | 0 | 0 | 0 | 0 | 0 | 0 | 0 | 0 | 0 | 0 | 0 | 0 | 0 | 0 | 0
|  | 0 | Open | 0 | 0 |  | 0 | 0 | 0 | 0 | 0 | 0 | 0 | 0 | 0 | 0 | 0 | 0 | 0 | 0 | 0 | 0
|  | 0 | Open | 0 | 0 |  | 0 | 0 | 0 | 0 | 0 | 0 | 0 | 0 | 0 | 0 | 0 | 0 | 0 | 0 | 0 | 0
HE 20 | 7 PM » | 0 | Open | 0 | 0 |  | 0 | 0 | 0 | 0 | 0 | 0 | 0 | 0 | 0 | 0 | 0 | 0 | 0 | 0 | 0 | 0
|  | 0 | Open | 0 | 0 |  | 0 | 0 | 0 | 0 | 0 | 0 | 0 | 0 | 0 | 0 | 0 | 0 | 0 | 0 | 0 | 0
|  | 0 | Open | 0 | 0 |  | 0 | 0 | 0 | 0 | 0 | 0 | 0 | 0 | 0 | 0 | 0 | 0 | 0 | 0 | 0 | 0
|  | 0 | Open | 0 | 0 |  | 0 | 0 | 0 | 0 | 0 | 0 | 0 | 0 | 0 | 0 | 0 | 0 | 0 | 0 | 0 | 0
HE 21 | 8 PM » | 0 | Open | 0 | 0 |  | 0 | 0 | 0 | 0 | 0 | 0 | 0 | 0 | 0 | 0 | 0 | 0 | 0 | 0 | 0 | 0
|  | 0 | Open | 0 | 0 |  | 0 | 0 | 0 | 0 | 0 | 0 | 0 | 0 | 0 | 0 | 0 | 0 | 0 | 0 | 0 | 0
|  | 0 | Open | 0 | 0 |  | 0 | 0 | 0 | 0 | 0 | 0 | 0 | 0 | 0 | 0 | 0 | 0 | 0 | 0 | 0 | 0
|  | 0 | Open | 0 | 0 |  | 0 | 0 | 0 | 0 | 0 | 0 | 0 | 0 | 0 | 0 | 0 | 0 | 0 | 0 | 0 | 0
HE 22 | 9 PM » | 0 | Open | 0 | 0 |  | 0 | 0 | 0 | 0 | 0 | 0 | 0 | 0 | 0 | 0 | 0 | 0 | 0 | 0 | 0 | 0
|  | 0 | Open | 0 | 0 |  | 0 | 0 | 0 | 0 | 0 | 0 | 0 | 0 | 0 | 0 | 0 | 0 | 0 | 0 | 0 | 0
|  | 0 | Open | 0 | 0 |  | 0 | 0 | 0 | 0 | 0 | 0 | 0 | 0 | 0 | 0 | 0 | 0 | 0 | 0 | 0 | 0
|  | 0 | Open | 0 | 0 |  | 0 | 0 | 0 | 0 | 0 | 0 | 0 | 0 | 0 | 0 | 0 | 0 | 0 | 0 | 0 | 0
HE 23 | 10 PM » | 0 | Open | 0 | 0 |  | 0 | 0 | 0 | 0 | 0 | 0 | 0 | 0 | 0 | 0 | 0 | 0 | 0 | 0 | 0 | 0
|  | 0 | Open | 0 | 0 |  | 0 | 0 | 0 | 0 | 0 | 0 | 0 | 0 | 0 | 0 | 0 | 0 | 0 | 0 | 0 | 0
|  | 0 | Open | 0 | 0 |  | 0 | 0 | 0 | 0 | 0 | 0 | 0 | 0 | 0 | 0 | 0 | 0 | 0 | 0 | 0 | 0
|  | 0 | Open | 0 | 0 |  | 0 | 0 | 0 | 0 | 0 | 0 | 0 | 0 | 0 | 0 | 0 | 0 | 0 | 0 | 0 | 0
HE 24 | 11 PM » | 0 | Open | 0 | 0 |  | 0 | 0 | 0 | 0 | 0 | 0 | 0 | 0 | 0 | 0 | 0 | 0 | 0 | 0 | 0 | 0
|  | 0 | Open | 0 | 0 |  | 0 | 0 | 0 | 0 | 0 | 0 | 0 | 0 | 0 | 0 | 0 | 0 | 0 | 0 | 0 | 0
|  | 0 | Open | 0 | 0 |  | 0 | 0 | 0 | 0 | 0 | 0 | 0 | 0 | 0 | 0 | 0 | 0 | 0 | 0 | 0 | 0
|  | 0 | Open | 0 | 0 |  | 0 | 0 | 0 | 0 | 0 | 0 | 0 | 0 | 0 | 0 | 0 | 0 | 0 | 0 | 0 | 0

## NPRR 168 with ADJ_Scenario 3
MEPR | 75
SUPR | 20750 |  |  |  |  | 29375 |  | 5750 | 0 |  | 0 | [8 empty] | -5750 | 23000
[6 empty] | RUCG |  | RUCMEREV | RUCEXRR |  | RUCEXRQC | [8 empty] | RTEIAMT | QSE True Cost
|  | Enter Values |  |  |  | 20750 | 8625 | 5750 | 0 | 0 | 0 | 0 | Calculation Inputs | [6 empty] | -5750 | 15000 | 3000 | 5000
|  | RUC | Breaker Status | RTMG | QCLAW | Startup Cost | Min-Energy Cost | Min-Energy Revenue | Above LSL Revenue | Above LSL Cost | Total Revenue | Total Cost | MEPR | LSL | RTSPP | RTAIEC | VSSVARAMT | VSSEAMT | EMREAMT | RT Energy Imbalance | Real Cost BC to LSL | Real Cost at LSL | Real Cost Fuel to BC
HE 1 | 12 AM » | 0 | Open | 0 | 0 |  | 0 | 0 | 0 | 0 | 0 | 0 | 0 | 0 | 0 | 0 | 0 | 0 | 0 | 0 | 0 | 0
|  | 0 | Open | 0 | 0 |  | 0 | 0 | 0 | 0 | 0 | 0 | 0 | 0 | 0 | 0 | 0 | 0 | 0 | 0 | 0 | 0
|  | 0 | Open | 0 | 0 |  | 0 | 0 | 0 | 0 | 0 | 0 | 0 | 0 | 0 | 0 | 0 | 0 | 0 | 0 | 0 | 0
|  | 0 | Open | 0 | 0 |  | 0 | 0 | 0 | 0 | 0 | 0 | 0 | 0 | 0 | 0 | 0 | 0 | 0 | 0 | 0 | 0
HE 2 | 1 AM » | 0 | Open | 0 | 0 |  | 0 | 0 | 0 | 0 | 0 | 0 | 0 | 0 | 0 | 0 | 0 | 0 | 0 | 0 | 0 | 0
|  | 0 | Open | 0 | 0 |  | 0 | 0 | 0 | 0 | 0 | 0 | 0 | 0 | 0 | 0 | 0 | 0 | 0 | 0 | 0 | 0
|  | 0 | Open | 0 | 0 |  | 0 | 0 | 0 | 0 | 0 | 0 | 0 | 0 | 0 | 0 | 0 | 0 | 0 | 0 | 0 | 0
|  | 0 | Open | 0 | 0 |  | 0 | 0 | 0 | 0 | 0 | 0 | 0 | 0 | 0 | 0 | 0 | 0 | 0 | 0 | 0 | 0
HE 3 | 2 AM » | 0 | Open | 0 | 0 |  | 0 | 0 | 0 | 0 | 0 | 0 | 0 | 0 | 0 | 0 | 0 | 0 | 0 | 0 | 0 | 0
|  | 0 | Open | 0 | 0 |  | 0 | 0 | 0 | 0 | 0 | 0 | 0 | 0 | 0 | 0 | 0 | 0 | 0 | 0 | 0 | 0
|  | 0 | Open | 0 | 0 |  | 0 | 0 | 0 | 0 | 0 | 0 | 0 | 0 | 0 | 0 | 0 | 0 | 0 | 0 | 0 | 0
|  | 0 | Open | 0 | 0 |  | 0 | 0 | 0 | 0 | 0 | 0 | 0 | 0 | 0 | 0 | 0 | 0 | 0 | 0 | 0 | 0
HE 4 | 3 AM » | 0 | Open | 0 | 0 |  | 0 | 0 | 0 | 0 | 0 | 0 | 0 | 0 | 0 | 0 | 0 | 0 | 0 | 0 | 0 | 0
|  | 0 | Open | 0 | 0 |  | 0 | 0 | 0 | 0 | 0 | 0 | 0 | 0 | 0 | 0 | 0 | 0 | 0 | 0 | 0 | 0
|  | 0 | Open | 0 | 0 |  | 0 | 0 | 0 | 0 | 0 | 0 | 0 | 0 | 0 | 0 | 0 | 0 | 0 | 0 | 0 | 0
|  | 0 | Open | 0 | 0 |  | 0 | 0 | 0 | 0 | 0 | 0 | 0 | 0 | 0 | 0 | 0 | 0 | 0 | 0 | 0 | 0
HE 5 | 4 AM » | 0 | Open | 0 | 0 |  | 0 | 0 | 0 | 0 | 0 | 0 | 0 | 0 | 0 | 0 | 0 | 0 | 0 | 0 | 0 | 0
|  | 0 | Open | 0 | 0 |  | 0 | 0 | 0 | 0 | 0 | 0 | 0 | 0 | 0 | 0 | 0 | 0 | 0 | 0 | 0 | 0
|  | 0 | Open | 0 | 0 |  | 0 | 0 | 0 | 0 | 0 | 0 | 0 | 0 | 0 | 0 | 0 | 0 | 0 | 0 | 0 | 0
|  | 0 | Open | 0 | 0 |  | 0 | 0 | 0 | 0 | 0 | 0 | 0 | 0 | 0 | 0 | 0 | 0 | 0 | 0 | 0 | 0
HE 6 | 5 AM » | 0 | Open | 0 | 0 |  | 0 | 0 | 0 | 0 | 0 | 0 | 0 | 0 | 0 | 0 | 0 | 0 | 0 | 0 | 0 | 0
|  | 0 | Open | 0 | 0 |  | 0 | 0 | 0 | 0 | 0 | 0 | 0 | 0 | 0 | 0 | 0 | 0 | 0 | 0 | 0 | 0
|  | 0 | Open | 0 | 0 |  | 0 | 0 | 0 | 0 | 0 | 0 | 0 | 0 | 0 | 0 | 0 | 0 | 0 | 0 | 0 | 0
|  | 0 | Open | 0 | 0 |  | 0 | 0 | 0 | 0 | 0 | 0 | 0 | 0 | 0 | 0 | 0 | 0 | 0 | 0 | 0 | 0
HE 7 | 6 AM » | 1 | Closed | 5 | 0 |  | 375 | 250 | 0 | 0 | 0 | 0 | 75 | 10 | 50 | 0 | 0 | 0 | 0 | -250 | 1000 | 0
|  | 1 | Closed | 5 | 0 |  | 375 | 250 | 0 | 0 | 0 | 0 | 75 | 10 | 50 | 0 | 0 | 0 | 0 | -250 | 1000 | 0
|  | 1 | Closed | 5 | 0 |  | 375 | 250 | 0 | 0 | 0 | 0 | 75 | 10 | 50 | 0 | 0 | 0 | 0 | -250 | 1000 | 0
|  | 1 | Closed | 5 | 0 |  | 375 | 250 | 0 | 0 | 0 | 0 | 75 | 10 | 50 | 0 | 0 | 0 | 0 | -250 | 1000 | 0
HE 8 | 7 AM » | 1 | Closed | 6.25 | 0 |  | 468.75 | 312.5 | 0 | 0 | 0 | 0 | 75 | 10 | 50 | 0 | 0 | 0 | 0 | -312.5 | 1250 | 0
|  | 1 | Closed | 6.25 | 0 |  | 468.75 | 312.5 | 0 | 0 | 0 | 0 | 75 | 10 | 50 | 0 | 0 | 0 | 0 | -312.5 | 1250 | 0
|  | 1 | Closed | 6.25 | 0 |  | 468.75 | 312.5 | 0 | 0 | 0 | 0 | 75 | 10 | 50 | 0 | 0 | 0 | 0 | -312.5 | 1250 | 0
|  | 1 | Closed | 6.25 | 0 |  | 468.75 | 312.5 | 0 | 0 | 0 | 0 | 75 | 10 | 50 | 0 | 0 | 0 | 0 | -312.5 | 1250 | 0
HE 9 | 8 AM » | 1 | Closed | 7.5 | 0 |  | 562.5 | 375 | 0 | 0 | 0 | 0 | 75 | 10 | 50 | 0 | 0 | 0 | 0 | -375 | 1500 | 0
|  | 1 | Closed | 7.5 | 0 |  | 562.5 | 375 | 0 | 0 | 0 | 0 | 75 | 10 | 50 | 0 | 0 | 0 | 0 | -375 | 1500 | 0
|  | 1 | Closed | 7.5 | 0 |  | 562.5 | 375 | 0 | 0 | 0 | 0 | 75 | 10 | 50 | 0 | 0 | 0 | 0 | -375 | 1500 | 0
|  | 1 | Closed | 7.5 | 0 |  | 562.5 | 375 | 0 | 0 | 0 | 0 | 75 | 10 | 50 | 0 | 0 | 0 | 0 | -375 | 1500 | 0
HE 10 | 9 AM » | 1 | Closed | 10 | 0 |  | 750 | 500 | 0 | 0 | 0 | 0 | 75 | 10 | 50 | 0 | 0 | 0 | 0 | -500 | 0 | 750
|  | 1 | Closed | 10 | 0 |  | 750 | 500 | 0 | 0 | 0 | 0 | 75 | 10 | 50 | 0 | 0 | 0 | 0 | -500 | 0 | 750
|  | 1 | Closed | 10 | 0 |  | 750 | 500 | 0 | 0 | 0 | 0 | 75 | 10 | 50 | 0 | 0 | 0 | 0 | -500 | 0 | 750
|  | 1 | Closed | 10 | 0 |  | 750 | 500 | 0 | 0 | 0 | 0 | 75 | 10 | 50 | 0 | 0 | 0 | 0 | -500 | 0 | 750
HE 11 | 10 AM » | 0 | Open | 0 | 0 |  | 0 | 0 | 0 | 0 | 0 | 0 | 0 | 0 | 0 | 0 | 0 | 0 | 0 | 0 | 0 | 0
|  | 0 | Open | 0 | 0 |  | 0 | 0 | 0 | 0 | 0 | 0 | 0 | 0 | 0 | 0 | 0 | 0 | 0 | 0 | 0 | 0
|  | 0 | Open | 0 | 0 |  | 0 | 0 | 0 | 0 | 0 | 0 | 0 | 0 | 0 | 0 | 0 | 0 | 0 | 0 | 0 | 0
|  | 0 | Open | 0 | 0 |  | 0 | 0 | 0 | 0 | 0 | 0 | 0 | 0 | 0 | 0 | 0 | 0 | 0 | 0 | 0 | 0
HE 12 | 11 AM » | 0 | Open | 0 | 0 |  | 0 | 0 | 0 | 0 | 0 | 0 | 0 | 0 | 0 | 0 | 0 | 0 | 0 | 0 | 0 | 0
|  | 0 | Open | 0 | 0 |  | 0 | 0 | 0 | 0 | 0 | 0 | 0 | 0 | 0 | 0 | 0 | 0 | 0 | 0 | 0 | 0
|  | 0 | Open | 0 | 0 |  | 0 | 0 | 0 | 0 | 0 | 0 | 0 | 0 | 0 | 0 | 0 | 0 | 0 | 0 | 0 | 0
|  | 0 | Open | 0 | 0 |  | 0 | 0 | 0 | 0 | 0 | 0 | 0 | 0 | 0 | 0 | 0 | 0 | 0 | 0 | 0 | 0
HE 13 | 12 PM » | 0 | Open | 0 | 0 |  | 0 | 0 | 0 | 0 | 0 | 0 | 0 | 0 | 0 | 0 | 0 | 0 | 0 | 0 | 0 | 0
|  | 0 | Open | 0 | 0 |  | 0 | 0 | 0 | 0 | 0 | 0 | 0 | 0 | 0 | 0 | 0 | 0 | 0 | 0 | 0 | 0
|  | 0 | Open | 0 | 0 |  | 0 | 0 | 0 | 0 | 0 | 0 | 0 | 0 | 0 | 0 | 0 | 0 | 0 | 0 | 0 | 0
|  | 0 | Open | 0 | 0 |  | 0 | 0 | 0 | 0 | 0 | 0 | 0 | 0 | 0 | 0 | 0 | 0 | 0 | 0 | 0 | 0
HE 14 | 1 PM » | 0 | Open | 0 | 0 |  | 0 | 0 | 0 | 0 | 0 | 0 | 0 | 0 | 0 | 0 | 0 | 0 | 0 | 0 | 0 | 0
|  | 0 | Open | 0 | 0 |  | 0 | 0 | 0 | 0 | 0 | 0 | 0 | 0 | 0 | 0 | 0 | 0 | 0 | 0 | 0 | 0
|  | 0 | Open | 0 | 0 |  | 0 | 0 | 0 | 0 | 0 | 0 | 0 | 0 | 0 | 0 | 0 | 0 | 0 | 0 | 0 | 0
|  | 0 | Open | 0 | 0 |  | 0 | 0 | 0 | 0 | 0 | 0 | 0 | 0 | 0 | 0 | 0 | 0 | 0 | 0 | 0 | 0
HE 15 | 2 PM » | 0 | Open | 0 | 0 |  | 0 | 0 | 0 | 0 | 0 | 0 | 0 | 0 | 0 | 0 | 0 | 0 | 0 | 0 | 0 | 0
|  | 0 | Open | 0 | 0 |  | 0 | 0 | 0 | 0 | 0 | 0 | 0 | 0 | 0 | 0 | 0 | 0 | 0 | 0 | 0 | 0
|  | 0 | Open | 0 | 0 |  | 0 | 0 | 0 | 0 | 0 | 0 | 0 | 0 | 0 | 0 | 0 | 0 | 0 | 0 | 0 | 0
|  | 0 | Open | 0 | 0 |  | 0 | 0 | 0 | 0 | 0 | 0 | 0 | 0 | 0 | 0 | 0 | 0 | 0 | 0 | 0 | 0
HE 16 | 3 PM » | 0 | Open | 0 | 0 |  | 0 | 0 | 0 | 0 | 0 | 0 | 0 | 0 | 0 | 0 | 0 | 0 | 0 | 0 | 0 | 0
|  | 0 | Open | 0 | 0 |  | 0 | 0 | 0 | 0 | 0 | 0 | 0 | 0 | 0 | 0 | 0 | 0 | 0 | 0 | 0 | 0
|  | 0 | Open | 0 | 0 |  | 0 | 0 | 0 | 0 | 0 | 0 | 0 | 0 | 0 | 0 | 0 | 0 | 0 | 0 | 0 | 0
|  | 0 | Open | 0 | 0 |  | 0 | 0 | 0 | 0 | 0 | 0 | 0 | 0 | 0 | 0 | 0 | 0 | 0 | 0 | 0 | 0
HE 17 | 4 PM » | 0 | Open | 0 | 0 |  | 0 | 0 | 0 | 0 | 0 | 0 | 0 | 0 | 0 | 0 | 0 | 0 | 0 | 0 | 0 | 0
|  | 0 | Open | 0 | 0 |  | 0 | 0 | 0 | 0 | 0 | 0 | 0 | 0 | 0 | 0 | 0 | 0 | 0 | 0 | 0 | 0
|  | 0 | Open | 0 | 0 |  | 0 | 0 | 0 | 0 | 0 | 0 | 0 | 0 | 0 | 0 | 0 | 0 | 0 | 0 | 0 | 0
|  | 0 | Open | 0 | 0 |  | 0 | 0 | 0 | 0 | 0 | 0 | 0 | 0 | 0 | 0 | 0 | 0 | 0 | 0 | 0 | 0
HE 18 | 5 PM » | 0 | Open | 0 | 0 |  | 0 | 0 | 0 | 0 | 0 | 0 | 0 | 0 | 0 | 0 | 0 | 0 | 0 | 0 | 0 | 0
|  | 0 | Open | 0 | 0 |  | 0 | 0 | 0 | 0 | 0 | 0 | 0 | 0 | 0 | 0 | 0 | 0 | 0 | 0 | 0 | 0
|  | 0 | Open | 0 | 0 |  | 0 | 0 | 0 | 0 | 0 | 0 | 0 | 0 | 0 | 0 | 0 | 0 | 0 | 0 | 0 | 0
|  | 0 | Open | 0 | 0 |  | 0 | 0 | 0 | 0 | 0 | 0 | 0 | 0 | 0 | 0 | 0 | 0 | 0 | 0 | 0 | 0
HE 19 | 6 PM » | 0 | Open | 0 | 0 |  | 0 | 0 | 0 | 0 | 0 | 0 | 0 | 0 | 0 | 0 | 0 | 0 | 0 | 0 | 0 | 0
|  | 0 | Open | 0 | 0 |  | 0 | 0 | 0 | 0 | 0 | 0 | 0 | 0 | 0 | 0 | 0 | 0 | 0 | 0 | 0 | 0
|  | 0 | Open | 0 | 0 |  | 0 | 0 | 0 | 0 | 0 | 0 | 0 | 0 | 0 | 0 | 0 | 0 | 0 | 0 | 0 | 0
|  | 0 | Open | 0 | 0 |  | 0 | 0 | 0 | 0 | 0 | 0 | 0 | 0 | 0 | 0 | 0 | 0 | 0 | 0 | 0 | 0
HE 20 | 7 PM » | 0 | Open | 0 | 0 |  | 0 | 0 | 0 | 0 | 0 | 0 | 0 | 0 | 0 | 0 | 0 | 0 | 0 | 0 | 0 | 0
|  | 0 | Open | 0 | 0 |  | 0 | 0 | 0 | 0 | 0 | 0 | 0 | 0 | 0 | 0 | 0 | 0 | 0 | 0 | 0 | 0
|  | 0 | Open | 0 | 0 |  | 0 | 0 | 0 | 0 | 0 | 0 | 0 | 0 | 0 | 0 | 0 | 0 | 0 | 0 | 0 | 0
|  | 0 | Open | 0 | 0 |  | 0 | 0 | 0 | 0 | 0 | 0 | 0 | 0 | 0 | 0 | 0 | 0 | 0 | 0 | 0 | 0
HE 21 | 8 PM » | 0 | Open | 0 | 0 |  | 0 | 0 | 0 | 0 | 0 | 0 | 0 | 0 | 0 | 0 | 0 | 0 | 0 | 0 | 0 | 0
|  | 0 | Open | 0 | 0 |  | 0 | 0 | 0 | 0 | 0 | 0 | 0 | 0 | 0 | 0 | 0 | 0 | 0 | 0 | 0 | 0
|  | 0 | Open | 0 | 0 |  | 0 | 0 | 0 | 0 | 0 | 0 | 0 | 0 | 0 | 0 | 0 | 0 | 0 | 0 | 0 | 0
|  | 0 | Open | 0 | 0 |  | 0 | 0 | 0 | 0 | 0 | 0 | 0 | 0 | 0 | 0 | 0 | 0 | 0 | 0 | 0 | 0
HE 22 | 9 PM » | 0 | Open | 0 | 0 |  | 0 | 0 | 0 | 0 | 0 | 0 | 0 | 0 | 0 | 0 | 0 | 0 | 0 | 0 | 0 | 0
|  | 0 | Open | 0 | 0 |  | 0 | 0 | 0 | 0 | 0 | 0 | 0 | 0 | 0 | 0 | 0 | 0 | 0 | 0 | 0 | 0
|  | 0 | Open | 0 | 0 |  | 0 | 0 | 0 | 0 | 0 | 0 | 0 | 0 | 0 | 0 | 0 | 0 | 0 | 0 | 0 | 0
|  | 0 | Open | 0 | 0 |  | 0 | 0 | 0 | 0 | 0 | 0 | 0 | 0 | 0 | 0 | 0 | 0 | 0 | 0 | 0 | 0
HE 23 | 10 PM » | 0 | Open | 0 | 0 |  | 0 | 0 | 0 | 0 | 0 | 0 | 0 | 0 | 0 | 0 | 0 | 0 | 0 | 0 | 0 | 0
|  | 0 | Open | 0 | 0 |  | 0 | 0 | 0 | 0 | 0 | 0 | 0 | 0 | 0 | 0 | 0 | 0 | 0 | 0 | 0 | 0
|  | 0 | Open | 0 | 0 |  | 0 | 0 | 0 | 0 | 0 | 0 | 0 | 0 | 0 | 0 | 0 | 0 | 0 | 0 | 0 | 0
|  | 0 | Open | 0 | 0 |  | 0 | 0 | 0 | 0 | 0 | 0 | 0 | 0 | 0 | 0 | 0 | 0 | 0 | 0 | 0 | 0
HE 24 | 11 PM » | 0 | Open | 0 | 0 |  | 0 | 0 | 0 | 0 | 0 | 0 | 0 | 0 | 0 | 0 | 0 | 0 | 0 | 0 | 0 | 0
|  | 0 | Open | 0 | 0 |  | 0 | 0 | 0 | 0 | 0 | 0 | 0 | 0 | 0 | 0 | 0 | 0 | 0 | 0 | 0 | 0
|  | 0 | Open | 0 | 0 |  | 0 | 0 | 0 | 0 | 0 | 0 | 0 | 0 | 0 | 0 | 0 | 0 | 0 | 0 | 0 | 0
|  | 0 | Open | 0 | 0 |  | 0 | 0 | 0 | 0 | 0 | 0 | 0 | 0 | 0 | 0 | 0 | 0 | 0 | 0 | 0 | 0