## Input
|  |  |  | a | b | c | d | e | f | g | h | i | j | k | l | m | n | o | p | q | r | s | t | u | v | w | x
|  |  |  | 1 | 1 | 1 | 1 | 1 | 1 | 1 | 1 | 1 | 1 | 1 | 1 | 1 | 1 | 1 | 1 | 1 | 1 | 1 | 1 | 1 | 1 | 1 | 1
|  |  |  | GrahamSES 1430 | Graham SES 1431 | FisherRd 1425 | Oklaunion 6100 | Parker 1436 | Benbrook 1873 | GrahamSES1_5 1430 | CokField_5 1442 | Comchpk 1900 | GrahamSES 1430 | BitterCk 71050 | Comchess 1440 | AbileneMulberry 6230 | BrownWood 1655 | Goldthwaite 7070 | Coleman Ivey 6360 | SanAngelo 6480 | MenardAuto 6375 | LongCreek 1435 | Sweetwater 1420 | AbileneMulberry 6235 | GrahamSES 1430 | Jacksboro 1429 | Paint 6169
|  |  |  | TonkawawI_5 1048 | Murry 1371 | Bowman 1422 | FisherRd 1425 | Graham 1430 | Graham 1430 | LongCreek 1435 | LonCrek2_5 1439 | Comchess 1440 | Cokfield 1442 | AbileneMulberry 6235 | Sarc 6444 | BluffCrk 60040 | GoldThwaite 7070 | Evant 7068 | Ballinger 6340 | Menard 6375 | MenardAuto 6373 | AbileneMulberry 6230 | LongCreek 1439 | Oklaunion 6100 | Bowman 1422 | Bowman 1422 | Murry 1371
B | LongCreek 1435 | GrahamSES1_5 1430 | 1 | bar: a to d; g to j; l; p; s to x
| LonCrek2_5 1439 | CokField_5 1442 | 1
C | TonkawawI_5 1048 | GrahamSES 1430 | 1 | bar: a to d; g to j; l; p; s to x
D | Murry 1371 | Graham SES 1431 | 1 | bar: a to d; g to j; l; p; s to x
E | Bowman 1422 | FisherRd 1425 | 1 | bar: a to d; g to j; l; p; s to x
F | FisherRd 1425 | Oklaunion 6100 | 1 | bar: a to d; g to j; l; p; s to x
G | Graham 1430 | Parker 1436 | 1
H | Graham 1430 | Benbrook 1873 | 1
I | LongCreek 1435 | GrahamSES1_5 1430 | 1 | bar: a to d; g to j; l; p; s to x
J | LonCrek2_5 1439 | CokField_5 1442 | 1 | bar: a to d; g to j; l; p; s to x
K | Comchess 1440 | Comchpk 1900 | 1 | bar: a to d; g to j; l; p; s to x
L | Cokfield 1442 | GrahamSES 1430 | 1 | bar: a to d; g to j; l; p; s to x
M | AbileneMulberry 6235 | BitterCk 71050 | 1
N | Sarc 6444 | Comchess 1440 | 1 | bar: a to d; g to j; l; p; s to x
O | BluffCrk 60040 | AbileneMulberry 6230 | 1
P | GoldThwaite 7070 | BrownWood 1655 | 1
Q | LongCreek 1439 | Sweetwater 1420 | 1 | bar: a to d; g to j; l; p; s to x
| LongCreek 1435 | AbileneMulberry 6230 | 1
R | Ballinger 6340 | Coleman Ivey 6360 | 1 | bar: a to d; g to j; l; p; s to x
S | Menard 6375 | SanAngelo 6480 | 1
T | YellowJacket(Menard) 6365 | SAPS(SanAngelo) 6480 | 1
U | LongCreek 1439 | Sweetwater 1420 | 1 | bar: a to d; g to j; l; p; s to x
V | Oklaunion 6100 | AbileneMulberry 6235 | 1 | bar: a to d; g to j; l; p; s to x
W | Bowman 1422 | GrahamSES 1430 | 1 | bar: a to d; g to j; l; p; s to x
X | Bowman 1422 | Jacksboro 1429 | 1 | bar: a to d; g to j; l; p; s to x
Y | Murry 1371 | Paint 6169 | 1 | bar: a to d; g to j; l; p; s to x
Z | AbileneMulberry 6230 | LongCreek 1435 | 1 | bar: a to d; g to j; l; p; s to x
AA | Graham 1430 | Parker 1436 | 1 | bar: a to d; g to j; l; p; s to x
| Graham 1430 | Benbrook 1873 | 1
AB | Cokfield 1442 | GrahamSES 1430 | 1 | bar: a to d; g to j; l; p; s to x
| LongCreek 1435 | GrahamSES1_5 1430 | 1
AC | NeroTA 7557 | NeroPU 7559 | 1 | bar: a to d; g to j; l; p; s to x

## Output
1 |  |  |  | a | b | c | d | e | f | g | h | i | j | k | l | m | n | o | p | q | r | s | t | u | v | w | x
|  |  |  | 1 | 1 | 1 | 1 | 1 | 1 | 1 | 1 | 1 | 1 | 1 | 1 | 1 | 1 | 1 | 1 | 1 | 1 | 1 | 1 | 1 | 1 | 1 | 1
|  |  |  | GrahamSES 1430 | Graham SES 1431 | FisherRd 1425 | Oklaunion 6100 | Parker 1436 | Benbrook 1873 | GrahamSES1_5 1430 | CokField_5 1442 | Comchpk 1900 | GrahamSES 1430 | BitterCk 71050 | Comchess 1440 | AbileneMulberry 6230 | BrownWood 1655 | Goldthwaite 7070 | Coleman Ivey 6360 | SanAngelo 6480 | MenardAuto 6375 | LongCreek 1435 | Sweetwater 1420 | AbileneMulberry 6235 | GrahamSES 1430 | Jacksboro 1429 | Paint 6169
|  |  |  | TonkawawI_5 1048 | Murry 1371 | Bowman 1422 | FisherRd 1425 | Graham 1430 | Graham 1430 | LongCreek 1435 | LonCrek2_5 1439 | Comchess 1440 | Cokfield 1442 | AbileneMulberry 6235 | Sarc 6444 | BluffCrk 60040 | GoldThwaite 7070 | Evant 7068 | Ballinger 6340 | Menard 6375 | MenardAuto 6373 | AbileneMulberry 6230 | LongCreek 1439 | Oklaunion 6100 | Bowman 1422 | Bowman 1422 | Murry 1371
|  | Line Rating |  | 1072 | 186 | 956 | 1072 |  |  | 1072 | 1072 | 1072 | 1072 |  | 1514 |  |  |  | 170 |  |  | 1072 | 1072 | 956 | 717 | 956 | 154
B | LongCreek 1435 | GrahamSES1_5 1430 | 1 | -0.24444 | -0.041638 | 0.15767 | 0.17508 |  |  | 0 | 0 | -0.21019 | -0.0035444 |  | -0.21725 |  |  |  | -0.032799 |  |  | 0.090902 | 0.077242 | 0.15023 | -0.049525 | -0.1195 | 0.041638
| LonCrek2_5 1439 | CokField_5 1442 | 1
C | TonkawawI_5 1048 | GrahamSES 1430 | 1 | 0 | -0.028185 | 0.0914 | 0.10258 |  |  | -0.2055 | -0.20391 | -0.16564 | -0.20746 |  | -0.17214 |  |  |  | -0.02639 |  |  | -0.18505 | 0.2107 | 0.079416 | -0.00050255 | -0.097796 | 0.028185
D | Murry 1371 | Graham SES 1431 | 1 | -0.14855 | 0 | 0.077997 | 0.089473 |  |  | -0.16524 | -0.16343 | -0.14864 | -0.16698 |  | -0.15473 |  |  |  | -0.024095 |  |  | -0.14729 | 0.16773 | 0.064932 | 0.0131 | -0.093219 | 1.0914e-11
E | Bowman 1422 | FisherRd 1425 | 1 | -0.15021 | -0.024313 | 0 | 0.052939 |  |  | -0.17096 | -0.16916 | -0.15036 | -0.1727 |  | -0.15626 |  |  |  | -0.024132 |  |  | -0.15947 | 0.16698 | 0.036575 | 0.035095 | -0.077479 | 0.024313
F | FisherRd 1425 | Oklaunion 6100 | 1 | -0.15659 | -0.028226 | 0.00083904 | 0 |  |  | -0.18593 | -0.18416 | -0.15605 | -0.18771 |  | -0.16218 |  |  |  | -0.025033 |  |  | -0.18788 | 0.16855 | -0.0083172 | 0.054795 | -0.064215 | 0.028226
G | Graham 1430 | Parker 1436 | 1
H | Graham 1430 | Benbrook 1873 | 1
I | LongCreek 1435 | GrahamSES1_5 1430 | 1 | -0.16763 | -0.026868 | 0.093276 | 0.10497 |  |  | 0 | -0.24951 | -0.16076 | -0.25305 |  | -0.16705 |  |  |  | -0.025652 |  |  | -0.089523 | 0.14632 | 0.083176 | -0.00058926 | -0.098993 | 0.026868
J | LonCrek2_5 1439 | CokField_5 1442 | 1 | -0.16747 | -0.026828 | 0.093079 | 0.10475 |  |  | -0.25017 | 0 | -0.16062 | -0.0035444 |  | -0.16692 |  |  |  | -0.025633 |  |  | -0.090336 | 0.14617 | 0.082967 | -0.00044386 | -0.098929 | 0.026828
K | Comchess 1440 | Comchpk 1900 | 1 | -0.16216 | -0.026056 | 0.086827 | 0.098189 |  |  | -0.18575 | -0.18401 | 0 | -0.18756 |  | -0.06818 |  |  |  | -0.017215 |  |  | -0.17777 | 0.17833 | 0.075805 | 0.013137 | -0.10565 | 0.026056
L | Cokfield 1442 | GrahamSES 1430 | 1 | -0.16795 | -0.02692 | 0.093482 | 0.10519 |  |  | -0.25215 | 0.0035444 | -0.16093 | 0 |  | -0.16723 |  |  |  | -0.025678 |  |  | -0.08921 | 0.14573 | 0.083386 | -0.00074996 | -0.099057 | 0.02692
M | AbileneMulberry 6235 | BitterCk 71050 | 1
N | Sarc 6444 | Comchess 1440 | 1 | -0.16864 | -0.027338 | 0.090357 | 0.1031 |  |  | -0.19532 | -0.19362 | -0.031047 | -0.19717 |  | 0 |  |  |  | -0.038122 |  |  | -0.1918 | 0.18349 | 0.080948 | 0.014261 | -0.10821 | 0.027338
O | BluffCrk 60040 | AbileneMulberry 6230 | 1
P | GoldThwaite 7070 | BrownWood 1655 | 1
Q | LongCreek 1439 | Sweetwater 1420 | 1 | -0.24846 | -0.040585 | 0.14776 | 0.16404 |  |  | -0.0081564 | -0.0055034 | -0.207 | -0.0090478 |  | -0.21409 |  |  |  | -0.032359 |  |  | 0 | 0 | 0.13864 | -0.042924 | -0.11592 | 0.040585
| LongCreek 1435 | AbileneMulberry 6230 | 1
R | Ballinger 6340 | Coleman Ivey 6360 | 1 | -0.14743 | -0.023225 | 0.076073 | 0.086358 |  |  | -0.16342 | -0.16161 | -0.1425 | -0.16515 |  | -0.1598 |  |  |  | 0 |  |  | -0.14442 | 0.16695 | 0.065245 | 0.013378 | -0.094165 | 0.023225
S | Menard 6375 | SanAngelo 6480 | 1
T | YellowJacket(Menard) 6365 | SAPS(SanAngelo) 6480 | 1
U | LongCreek 1439 | Sweetwater 1420 | 1 | -0.17931 | -0.025745 | 0.078552 | 0.088497 |  |  | -0.13165 | -0.12921 | -0.15761 | -0.13275 |  | -0.16402 |  |  |  | -0.025239 |  |  | -0.2472 | 0 | 0.065515 | 0.0088719 | -0.093532 | 0.025745
V | Oklaunion 6100 | AbileneMulberry 6235 | 1 | -0.15317 | -0.023467 | 0.025255 | 0.02842 |  |  | -0.17966 | -0.17787 | -0.1532 | -0.18142 |  | -0.15963 |  |  |  | -0.024565 |  |  | -0.17726 | 0.16661 | 0 | 0.041743 | -0.07345 | 0.023467
W | Bowman 1422 | GrahamSES 1430 | 1 | -0.14534 | -0.022659 | 0.078092 | 0.087613 |  |  | -0.16 | -0.15817 | -0.14672 | -0.16172 |  | -0.15283 |  |  |  | -0.023628 |  |  | -0.13902 | 0.16549 | 0.066373 | 0 | -0.085107 | 0.022659
X | Bowman 1422 | Jacksboro 1429 | 1 | -0.14722 | -0.022707 | 0.057505 | 0.07108 |  |  | -0.16458 | -0.16276 | -0.151 | -0.16631 |  | -0.15657 |  |  |  | -0.024141 |  |  | -0.14782 | 0.16586 | 0.051955 | -0.049597 | 0 | 0.022707
Y | Murry 1371 | Paint 6169 | 1 | -0.14855 | 1.0914e-11 | 0.077997 | 0.089473 |  |  | -0.16524 | -0.16343 | -0.14864 | -0.16698 |  | -0.15473 |  |  |  | -0.024095 |  |  | -0.14729 | 0.16773 | 0.064932 | 0.0131 | -0.093219 | 0
Z | AbileneMulberry 6230 | LongCreek 1435 | 1 | -0.1635 | -0.027878 | 0.10295 | 0.11574 |  |  | -0.11911 | -0.11741 | -0.16381 | -0.12095 |  | -0.17006 |  |  |  | -0.026071 |  |  | 0 | 0.22286 | 0.094501 | -0.0070158 | -0.10249 | 0.027878
AA | Graham 1430 | Parker 1436 | 1
| Graham 1430 | Benbrook 1873 | 1
AB | Cokfield 1442 | GrahamSES 1430 | 1 | -0.24553 | -0.041848 | 0.15859 | 0.17608 |  |  | 0 | 0.0035444 | -0.21089 | 0 |  | -0.21796 |  |  |  | -0.0329 |  |  | 0.093465 | 0.076261 | 0.15119 | -0.05022 | -0.11979 | 0.041848
| LongCreek 1435 | GrahamSES1_5 1430 | 1
AC | NeroTA 7557 | NeroPU 7559 | 1 | -0.14586 | -0.022675 | 0.074982 | 0.085048 |  |  | -0.16107 | -0.15925 | -0.14672 | -0.16279 |  | -0.1528 |  |  |  | -0.023624 |  |  | -0.14094 | 0.16571 | 0.064125 | 0.013309 | -0.093167 | 0.022675

## OutputPTDF
1 |  |  |  | a | b | c | d | e | f | g | h | i | j | k | l | m | n | o | p | q | r | s | t | u | v | w | x
|  |  |  | 1 | 1 | 1 | 1 | 1 | 1 | 1 | 1 | 1 | 1 | 1 | 1 | 1 | 1 | 1 | 1 | 1 | 1 | 1 | 1 | 1 | 1 | 1 | 1
|  |  |  | GrahamSES 1430 | Graham SES 1431 | FisherRd 1425 | Oklaunion 6100 | Parker 1436 | Benbrook 1873 | GrahamSES1_5 1430 | CokField_5 1442 | Comchpk 1900 | GrahamSES 1430 | BitterCk 71050 | Comchess 1440 | AbileneMulberry 6230 | BrownWood 1655 | Goldthwaite 7070 | Coleman Ivey 6360 | SanAngelo 6480 | MenardAuto 6375 | LongCreek 1435 | Sweetwater 1420 | AbileneMulberry 6235 | GrahamSES 1430 | Jacksboro 1429 | Paint 6169
|  |  |  | TonkawawI_5 1048 | Murry 1371 | Bowman 1422 | FisherRd 1425 | Graham 1430 | Graham 1430 | LongCreek 1435 | LonCrek2_5 1439 | Comchess 1440 | Cokfield 1442 | AbileneMulberry 6235 | Sarc 6444 | BluffCrk 60040 | GoldThwaite 7070 | Evant 7068 | Ballinger 6340 | Menard 6375 | MenardAuto 6373 | AbileneMulberry 6230 | LongCreek 1439 | Oklaunion 6100 | Bowman 1422 | Bowman 1422 | Murry 1371
|  |  |  | 0 | 0 | 0 | 0 | 0 | 0 | 0 | 0 | 0 | 0 | 0 | 0 | 0 | 0 | 0 | 0 | 0 | 0
B | LongCreek 1435 | GrahamSES1_5 1430 | 1 | 0 | 0 | 0 | 0 | 0 | 0 | 0 | 0 | 0 | 0 | 0 | 0 | 0 | 0 | 0 | 0 | 0 | 0 | 0 | 0 | 0 | 0 | 0 | 0
| LonCrek2_5 1439 | CokField_5 1442 | 1
C | TonkawawI_5 1048 | GrahamSES 1430 | 1 | 0 | 0 | 0 | 0 | 0 | 0 | 0 | 0 | 0 | 0 | 0 | 0 | 0 | 0 | 0 | 0 | 0 | 0 | 0 | 0 | 0 | 0 | 0 | 0
D | Murry 1371 | Graham SES 1431 | 1 | 0 | 0 | 0 | 0 | 0 | 0 | 0 | 0 | 0 | 0 | 0 | 0 | 0 | 0 | 0 | 0 | 0 | 0 | 0 | 0 | 0 | 0 | 0 | 0
E | Bowman 1422 | FisherRd 1425 | 1 | 0 | 0 | 0 | 0 | 0 | 0 | 0 | 0 | 0 | 0 | 0 | 0 | 0 | 0 | 0 | 0 | 0 | 0 | 0 | 0 | 0 | 0 | 0 | 0
F | FisherRd 1425 | Oklaunion 6100 | 1 | 0 | 0 | 0 | 0 | 0 | 0 | 0 | 0 | 0 | 0 | 0 | 0 | 0 | 0 | 0 | 0 | 0 | 0 | 0 | 0 | 0 | 0 | 0 | 0
G | Graham 1430 | Parker 1436 | 1 | 0 | 0 | 0 | 0 | 0 | 0 | 0 | 0 | 0 | 0 | 0 | 0 | 0 | 0 | 0 | 0 | 0 | 0
H | Graham 1430 | Benbrook 1873 | 1 | 0 | 0 | 0 | 0 | 0 | 0 | 0 | 0 | 0 | 0 | 0 | 0 | 0 | 0 | 0 | 0 | 0 | 0
I | LongCreek 1435 | GrahamSES1_5 1430 | 1 | 0 | 0 | 0 | 0 | 0 | 0 | 0 | 0 | 0 | 0 | 0 | 0 | 0 | 0 | 0 | 0 | 0 | 0 | 0 | 0 | 0 | 0 | 0 | 0
J | LonCrek2_5 1439 | CokField_5 1442 | 1 | 0 | 0 | 0 | 0 | 0 | 0 | 0 | 0 | 0 | 0 | 0 | 0 | 0 | 0 | 0 | 0 | 0 | 0 | 0 | 0 | 0 | 0 | 0 | 0
K | Comchess 1440 | Comchpk 1900 | 1 | 0 | 0 | 0 | 0 | 0 | 0 | 0 | 0 | 0 | 0 | 0 | 0 | 0 | 0 | 0 | 0 | 0 | 0 | 0 | 0 | 0 | 0 | 0 | 0
L | Cokfield 1442 | GrahamSES 1430 | 1 | 0 | 0 | 0 | 0 | 0 | 0 | 0 | 0 | 0 | 0 | 0 | 0 | 0 | 0 | 0 | 0 | 0 | 0 | 0 | 0 | 0 | 0 | 0 | 0
M | AbileneMulberry 6235 | BitterCk 71050 | 1 | 0 | 0 | 0 | 0 | 0 | 0 | 0 | 0 | 0 | 0 | 0 | 0 | 0 | 0 | 0 | 0 | 0 | 0
N | Sarc 6444 | Comchess 1440 | 1 | 0 | 0 | 0 | 0 | 0 | 0 | 0 | 0 | 0 | 0 | 0 | 0 | 0 | 0 | 0 | 0 | 0 | 0 | 0 | 0 | 0 | 0 | 0 | 0
O | BluffCrk 60040 | AbileneMulberry 6230 | 1 | 0 | 0 | 0 | 0 | 0 | 0 | 0 | 0 | 0 | 0 | 0 | 0 | 0 | 0 | 0 | 0 | 0 | 0
P | GoldThwaite 7070 | BrownWood 1655 | 1 | 0 | 0 | 0 | 0 | 0 | 0 | 0 | 0 | 0 | 0 | 0 | 0 | 0 | 0 | 0 | 0 | 0 | 0
Q | LongCreek 1439 | Sweetwater 1420 | 1 | 0 | 0 | 0 | 0 | 0 | 0 | 0 | 0 | 0 | 0 | 0 | 0 | 0 | 0 | 0 | 0 | 0 | 0 | 0 | 0 | 0 | 0 | 0 | 0
| LongCreek 1435 | AbileneMulberry 6230 | 1
R | Ballinger 6340 | Coleman Ivey 6360 | 1 | 0 | 0 | 0 | 0 | 0 | 0 | 0 | 0 | 0 | 0 | 0 | 0 | 0 | 0 | 0 | 0 | 0 | 0 | 0 | 0 | 0 | 0 | 0 | 0
|  |  |  | 0 | 0 | 0 | 0 | 0 | 0 | 0 | 0 | 0 | 0 | 0 | 0 | 0 | 0 | 0 | 0 | 0 | 0
S | Menard 6375 | SanAngelo 6480 | 1
T | YellowJacket(Menard) 6365 | SAPS(SanAngelo) 6480 | 1
U | LongCreek 1439 | Sweetwater 1420 | 1 | 0 | 0 | 0 | 0 |  |  | 0 | 0 | 0 | 0 |  | 0 |  |  |  | 0 |  |  | 0 | 0 | 0 | 0 | 0 | 0
V | Oklaunion 6100 | AbileneMulberry 6235 | 1 | 0 | 0 | 0 | 0 |  |  | 0 | 0 | 0 | 0 |  | 0 |  |  |  | 0 |  |  | 0 | 0 | 0 | 0 | 0 | 0
W | Bowman 1422 | GrahamSES 1430 | 1 | 0 | 0 | 0 | 0 |  |  | 0 | 0 | 0 | 0 |  | 0 |  |  |  | 0 |  |  | 0 | 0 | 0 | 0 | 0 | 0
X | Bowman 1422 | Jacksboro 1429 | 1 | 0 | 0 | 0 | 0 |  |  | 0 | 0 | 0 | 0 |  | 0 |  |  |  | 0 |  |  | 0 | 0 | 0 | 0 | 0 | 0
Y | Murry 1371 | Paint 6169 | 1 | 0 | 0 | 0 | 0 |  |  | 0 | 0 | 0 | 0 |  | 0 |  |  |  | 0 |  |  | 0 | 0 | 0 | 0 | 0 | 0
Z | AbileneMulberry 6230 | LongCreek 1435 | 1 | 0 | 0 | 0 | 0 |  |  | 0 | 0 | 0 | 0 |  | 0 |  |  |  | 0 |  |  | 0 | 0 | 0 | 0 | 0 | 0
AA | Graham 1430 | Parker 1436 | 1 | 0 | 0 | 0 | 0 |  |  | 0 | 0 | 0 | 0 |  | 0 |  |  |  | 0 |  |  | 0 | 0 | 0 | 0 | 0 | 0
| Graham 1430 | Benbrook 1873 | 1
AB | Cokfield 1442 | GrahamSES 1430 | 1 | 0 | 0 | 0 | 0 |  |  | 0 | 0 | 0 | 0 |  | 0 |  |  |  | 0 |  |  | 0 | 0 | 0 | 0 | 0 | 0
| LongCreek 1435 | GrahamSES1_5 1430 | 1
AC | NeroTA 7557 | NeroPU 7559 | 1

## Index
Sheet | Contingency |  | Limiting Element |  | Houston | North | South | West | N to H | N to S | W to N | S to N | N to W
Aa | Graham 1430 | Parker 1436 | TonkawawI_5 1048 | GrahamSES 1430 | 0 | 0 | 0 | 0 | 0 | 0 | 0 | 0 | 0 | 0 | 0
| Graham 1430 | Benbrook 1873
Ab | Graham 1430 | Parker 1436 | Murry 1371 | Graham SES 1431 | 0 | 0 | 0 | 0 | 0 | 0 | 0 | 0 | 0 | 0 | 0
| Graham 1430 | Benbrook 1873
Ac | Graham 1430 | Parker 1436 | Bowman 1422 | FisherRd 1425 | 0 | 0 | 0 | 0 | 0 | 0 | 0 | 0 | 0 | 0 | 0
| Graham 1430 | Benbrook 1873
Ad | Graham 1430 | Parker 1436 | FisherRd 1425 | Oklaunion 6100 | 0 | 0 | 0 | 0 | 0 | 0 | 0 | 0 | 0 | 0 | 0
| Graham 1430 | Benbrook 1873
Ae | Graham 1430 | Parker 1436 | Graham 1430 | Parker 1436 | 0 | 0 | 0 | 0 | 0 | 0 | 0 | 0 | 0 | 0 | 0
| Graham 1430 | Benbrook 1873
Af | Graham 1430 | Parker 1436 | Graham 1430 | Benbrook 1873 | 0 | 0 | 0 | 0 | 0 | 0 | 0 | 0 | 0 | 0 | 0
| Graham 1430 | Benbrook 1873
Ag | Graham 1430 | Parker 1436 | LongCreek 1435 | GrahamSES1_5 1430 | 0 | 0 | 0 | 0 | 0 | 0 | 0 | 0 | 0 | 0 | 0
| Graham 1430 | Benbrook 1873
Ah | Graham 1430 | Parker 1436 | LonCrek2_5 1439 | CokField_5 1442 | 0 | 0 | 0 | 0 | 0 | 0 | 0 | 0 | 0 | 0 | 0
| Graham 1430 | Benbrook 1873
Ai | Graham 1430 | Parker 1436 | Comchess 1440 | Comchpk 1900 | 0 | 0 | 0 | 0 | 0 | 0 | 0 | 0 | 0 | 0 | 0
| Graham 1430 | Benbrook 1873
Aj | Graham 1430 | Parker 1436 | Cokfield 1442 | GrahamSES 1430 | 0 | 0 | 0 | 0 | 0 | 0 | 0 | 0 | 0 | 0 | 0
| Graham 1430 | Benbrook 1873
Ak | Graham 1430 | Parker 1436 | AbileneMulberry 6235 | BitterCk 71050 | 0 | 0 | 0 | 0 | 0 | 0 | 0 | 0 | 0 | 0 | 0
| Graham 1430 | Benbrook 1873
Al | Graham 1430 | Parker 1436 | Sarc 6444 | Comchess 1440 | 0 | 0 | 0 | 0 | 0 | 0 | 0 | 0 | 0 | 0 | 0
| Graham 1430 | Benbrook 1873
Am | Graham 1430 | Parker 1436 | BluffCrk 60040 | AbileneMulberry 6230 | 0 | 0 | 0 | 0 | 0 | 0 | 0 | 0 | 0 | 0 | 0
| Graham 1430 | Benbrook 1873
An | Graham 1430 | Parker 1436 | GoldThwaite 7070 | BrownWood 1655 | 0 | 0 | 0 | 0 | 0 | 0 | 0 | 0 | 0 | 0 | 0
| Graham 1430 | Benbrook 1873
Ao | Graham 1430 | Parker 1436 | Evant 7068 | Goldthwaite 7070 | 0 | 0 | 0 | 0 | 0 | 0 | 0 | 0 | 0 | 0 | 0
| Graham 1430 | Benbrook 1873
Ap | Graham 1430 | Parker 1436 | Ballinger 6340 | Coleman Ivey 6360 | 0 | 0 | 0 | 0 | 0 | 0 | 0 | 0 | 0 | 0 | 0
| Graham 1430 | Benbrook 1873
Aq | GrahamSES 1430 | Parker 1436 | Menard 6375 | SanAngelo 6480 | 0.010354 | -0.0064249 | 0.02101 | -0.040968 | -0.016778 | -0.027434 | -0.034543 | 0.027434 | 0.034543 | 0
| GrahamSES 1430 | Benbrook 1873
Ar | GrahamSES 1430 | Parker 1436 | MenardAuto 6373 | MenardAuto6375 | 0.0025006 | -0.0015007 | 0.0050748 | -0.0099807 | -0.0040013 | -0.0065755 | -0.00848 | 0.0065755 | 0.00848 | 0
| GrahamSES 1430 | Benbrook 1873
Ba | LongCreek 1435 | GrahamSES1_5 1430 | TonkawawI_5 1048 | GrahamSES 1430 | 0.009845 | 0.014689 | -0.011653 | -0.22975 | 0.0048439 | 0.026342 | -0.24444 | -0.026342 | 0.24444 | -0.2181 | 0 | 1072
| LonCrek2_5 1439 | CokField_5 1442
Bb | LongCreek 1435 | GrahamSES1_5 1430 | Murry 1371 | Graham SES 1431 | 0.0023946 | 0.0036654 | -0.0014576 | -0.037973 | 0.0012708 | 0.005123 | -0.041638 | -0.005123 | 0.041638 | -0.036515 | 0 | 186
| LonCrek2_5 1439 | CokField_5 1442
Bc | LongCreek 1435 | GrahamSES1_5 1430 | Bowman 1422 | FisherRd 1425 | -0.0083914 | -0.011775 | 0.0048532 | 0.1459 | -0.0033833 | -0.016628 | 0.15767 | 0.016628 | -0.15767 | 0.14105 | 0 | 956
| LonCrek2_5 1439 | CokField_5 1442
Bd | LongCreek 1435 | GrahamSES1_5 1430 | FisherRd 1425 | Oklaunion 6100 | -0.0066123 | -0.01166 | 0.0082519 | 0.16342 | -0.0050474 | -0.019912 | 0.17508 | 0.019912 | -0.17508 | 0.15517 | 0 | 1072
| LonCrek2_5 1439 | CokField_5 1442
Be | LongCreek 1435 | GrahamSES1_5 1430 | Graham 1430 | Parker 1436 | 0 | 0 | 0 | 0 | 0 | 0 | 0 | 0 | 0 | 0 | 0
| LonCrek2_5 1439 | CokField_5 1442
Bf | LongCreek 1435 | GrahamSES1_5 1430 | Graham 1430 | Benbrook 1873 | 0 | 0 | 0 | 0 | 0 | 0 | 0 | 0 | 0 | 0 | 0
| LonCrek2_5 1439 | CokField_5 1442
Bg | LongCreek 1435 | GrahamSES1_5 1430 | LongCreek 1435 | GrahamSES1_5 1430 | 0 | 0 | 0 | 0 | 0 | 0 | 0 | 0 | 0 | 0 | 0 | 1072
| LonCrek2_5 1439 | CokField_5 1442
Bh | LongCreek 1435 | GrahamSES1_5 1430 | LonCrek2_5 1439 | CokField_5 1442 | 0 | 0 | 0 | 0 | 0 | 0 | 0 | 0 | 0 | 0 | 0 | 1072
| LonCrek2_5 1439 | CokField_5 1442
Bi | LongCreek 1435 | GrahamSES1_5 1430 | Comchess 1440 | Comchpk 1900 | 0.010285 | 0.022658 | -0.015834 | -0.18753 | 0.012373 | 0.038493 | -0.21019 | -0.038493 | 0.21019 | -0.1717 | 0 | 1072
| LonCrek2_5 1439 | CokField_5 1442
Bj | LongCreek 1435 | GrahamSES1_5 1430 | Cokfield 1442 | GrahamSES 1430 | 0 | 0 | 0 | -0.0035444 | 0 | 0 | -0.0035444 | 0 | 0.0035444 | -0.0035444 | 0 | 1072
| LonCrek2_5 1439 | CokField_5 1442
Bk | LongCreek 1435 | GrahamSES1_5 1430 | AbileneMulberry 6235 | BitterCk 71050 | 0 | 0 | 0 | 0 | 0 | 0 | 0 | 0 | 0 | 0 | 0
| LonCrek2_5 1439 | CokField_5 1442
Bl | LongCreek 1435 | GrahamSES1_5 1430 | Sarc 6444 | Comchess 1440 | 0.011145 | 0.013536 | -0.0067456 | -0.20371 | 0.0023912 | 0.020282 | -0.21725 | -0.020282 | 0.21725 | -0.19696 | 0 | 1514
| LonCrek2_5 1439 | CokField_5 1442
Bm | LongCreek 1435 | GrahamSES1_5 1430 | BluffCrk 60040 | AbileneMulberry 6230 | 0 | 0 | 0 | 0 | 0 | 0 | 0 | 0 | 0 | 0 | 0
| LonCrek2_5 1439 | CokField_5 1442
Bn | LongCreek 1435 | GrahamSES1_5 1430 | GoldThwaite 7070 | BrownWood 1655 | 0 | 0 | 0 | 0 | 0 | 0 | 0 | 0 | 0 | 0 | 0
| LonCrek2_5 1439 | CokField_5 1442
Bo | LongCreek 1435 | GrahamSES1_5 1430 | Evant 7068 | Goldthwaite 7070 | 0 | 0 | 0 | 0 | 0 | 0 | 0 | 0 | 0 | 0 | 0
| LonCrek2_5 1439 | CokField_5 1442
Bp | LongCreek 1435 | GrahamSES1_5 1430 | Ballinger 6340 | Coleman Ivey 6360 | 0.0018414 | 0.00061313 | 0.00040301 | -0.032185 | -0.0012283 | 0.00021012 | -0.032799 | -0.00021012 | 0.032799 | -0.032588 | 0 | 170
| LonCrek2_5 1439 | CokField_5 1442
Bq | LongCreek1 1435 | GrahamSES 1430 | Menard 6375 | SanAngelo 6480 | 0.010703 | -0.0054604 | 0.021211 | -0.044391 | -0.016164 | -0.026671 | -0.03893 | 0.026671 | 0.03893 | 0
| LongCreek2 1439 | CokField 1442
Br | LongCreek1 1435 | GrahamSES 1430 | MenardAuto 6373 | MenardAuto6375 | 0.0025866 | -0.0012636 | 0.0051242 | -0.010822 | -0.0038502 | -0.0063878 | -0.009558 | 0.0063878 | 0.009558 | 0
| LongCreek2 1439 | CokField 1442
Ca | TonkawawI_5 1048 | GrahamSES 1430 | TonkawawI_5 1048 | GrahamSES 1430 | 0 | 0 | 0 | 0 | 0 | 0 | 0 | 0 | 0 | 0 | 0 | 1072
Cb | TonkawawI_5 1048 | GrahamSES 1430 | Murry 1371 | Graham SES 1431 | 0.0018514 | 0.0027579 | -0.00086166 | -0.025427 | 0.0009065 | 0.0036196 | -0.028185 | -0.0036196 | 0.028185 | -0.024566 | 0 | 186
Cc | TonkawawI_5 1048 | GrahamSES 1430 | Bowman 1422 | FisherRd 1425 | -0.0057168 | -0.0073823 | 0.0018817 | 0.084017 | -0.0016655 | -0.009264 | 0.0914 | 0.009264 | -0.0914 | 0.082136 | 0 | 956
Cd | TonkawawI_5 1048 | GrahamSES 1430 | FisherRd 1425 | Oklaunion 6100 | -0.0036864 | -0.0068576 | 0.0049999 | 0.095726 | -0.0031712 | -0.011858 | 0.10258 | 0.011858 | -0.10258 | 0.090726 | 0 | 1072
Ce | TonkawawI_5 1048 | GrahamSES 1430 | Graham 1430 | Parker 1436 | 0 | 0 | 0 | 0 | 0 | 0 | 0 | 0 | 0 | 0 | 0
Cf | TonkawawI_5 1048 | GrahamSES 1430 | Graham 1430 | Benbrook 1873 | 0 | 0 | 0 | 0 | 0 | 0 | 0 | 0 | 0 | 0 | 0
Cg | TonkawawI_5 1048 | GrahamSES 1430 | LongCreek 1435 | GrahamSES1_5 1430 | 0.0082316 | 0.01284 | -0.0094747 | -0.19266 | 0.0046088 | 0.022315 | -0.2055 | -0.022315 | 0.2055 | -0.18318 | 0 | 1072
Ch | TonkawawI_5 1048 | GrahamSES 1430 | LonCrek2_5 1439 | CokField_5 1442 | 0.0082728 | 0.012899 | -0.0095213 | -0.19101 | 0.0046258 | 0.02242 | -0.20391 | -0.02242 | 0.20391 | -0.18149 | 0 | 1072
Ci | TonkawawI_5 1048 | GrahamSES 1430 | Comchess 1440 | Comchpk 1900 | 0.0084863 | 0.019648 | -0.013864 | -0.14599 | 0.011161 | 0.033511 | -0.16564 | -0.033511 | 0.16564 | -0.13213 | 0 | 1072
Cj | TonkawawI_5 1048 | GrahamSES 1430 | Cokfield 1442 | GrahamSES 1430 | 0.0082728 | 0.012899 | -0.0095213 | -0.19456 | 0.0046258 | 0.02242 | -0.20746 | -0.02242 | 0.20746 | -0.18504 | 0 | 1072
Ck | TonkawawI_5 1048 | GrahamSES 1430 | AbileneMulberry 6235 | BitterCk 71050 | 0 | 0 | 0 | 0 | 0 | 0 | 0 | 0 | 0 | 0 | 0
Cl | TonkawawI_5 1048 | GrahamSES 1430 | Sarc 6444 | Comchess 1440 | 0.0093239 | 0.010487 | -0.0047506 | -0.16165 | 0.0011629 | 0.015237 | -0.17214 | -0.015237 | 0.17214 | -0.1569 | 0 | 1514
Cm | TonkawawI_5 1048 | GrahamSES 1430 | BluffCrk 60040 | AbileneMulberry 6230 | 0 | 0 | 0 | 0 | 0 | 0 | 0 | 0 | 0 | 0 | 0
Cn | TonkawawI_5 1048 | GrahamSES 1430 | GoldThwaite 7070 | BrownWood 1655 | 0 | 0 | 0 | 0 | 0 | 0 | 0 | 0 | 0 | 0 | 0
Co | TonkawawI_5 1048 | GrahamSES 1430 | Evant 7068 | Goldthwaite 7070 | 0 | 0 | 0 | 0 | 0 | 0 | 0 | 0 | 0 | 0 | 0
Cp | TonkawawI_5 1048 | GrahamSES 1430 | Ballinger 6340 | Coleman Ivey 6360 | 0.0015828 | 0.00017973 | 0.00068628 | -0.02621 | -0.001403 | -0.00050655 | -0.02639 | 0.00050655 | 0.02639 | -0.026897 | 0 | 170
Cq | Tonkawa 1048 | GrahamSES 1430 | Menard 6375 | SanAngelo 6480 | 0.0098426 | -0.0066291 | 0.020596 | -0.038753 | -0.016472 | -0.027225 | -0.032124 | 0.027225 | 0.032124 | 0
Cr | Tonkawa 1048 | GrahamSES 1430 | MenardAuto 6373 | MenardAuto6375 | 0.0023751 | -0.0015505 | 0.0049733 | -0.0094372 | -0.0039256 | -0.0065238 | -0.0078867 | 0.0065238 | 0.0078867 | 0
Da | Murry 1371 | Graham SES 1431 | TonkawawI_5 1048 | GrahamSES 1430 | 0.006062 | 0.0086235 | -0.0072211 | -0.13992 | 0.0025615 | 0.015845 | -0.14855 | -0.015845 | 0.14855 | -0.1327 | 0 | 1072
Db | Murry 1371 | Graham SES 1431 | Murry 1371 | Graham SES 1431 | 0 | 0 | 0 | 0 | 0 | 0 | 0 | 0 | 0 | 0 | 0 | 186
Dc | Murry 1371 | Graham SES 1431 | Bowman 1422 | FisherRd 1425 | -0.005273 | -0.0067691 | 0.0011555 | 0.071228 | -0.0014961 | -0.0079246 | 0.077997 | 0.0079246 | -0.077997 | 0.070073 | 0 | 956
Dd | Murry 1371 | Graham SES 1431 | FisherRd 1425 | Oklaunion 6100 | -0.003299 | -0.0063325 | 0.0042558 | 0.083141 | -0.0030335 | -0.010588 | 0.089473 | 0.010588 | -0.089473 | 0.078885 | 0 | 1072
De | Murry 1371 | Graham SES 1431 | Graham 1430 | Parker 1436 | 0 | 0 | 0 | 0 | 0 | 0 | 0 | 0 | 0 | 0 | 0
Df | Murry 1371 | Graham SES 1431 | Graham 1430 | Benbrook 1873 | 0 | 0 | 0 | 0 | 0 | 0 | 0 | 0 | 0 | 0 | 0
Dg | Murry 1371 | Graham SES 1431 | LongCreek 1435 | GrahamSES1_5 1430 | 0.0067435 | 0.010751 | -0.0074052 | -0.15449 | 0.0040076 | 0.018156 | -0.16524 | -0.018156 | 0.16524 | -0.14708 | 0 | 1072
Dh | Murry 1371 | Graham SES 1431 | LonCrek2_5 1439 | CokField_5 1442 | 0.0067766 | 0.010798 | -0.0074408 | -0.15264 | 0.004021 | 0.018238 | -0.16343 | -0.018238 | 0.16343 | -0.1452 | 0 | 1072
Di | Murry 1371 | Graham SES 1431 | Comchess 1440 | Comchpk 1900 | 0.0078627 | 0.018773 | -0.012986 | -0.12986 | 0.01091 | 0.031759 | -0.14864 | -0.031759 | 0.14864 | -0.11688 | 0 | 1072
Dj | Murry 1371 | Graham SES 1431 | Cokfield 1442 | GrahamSES 1430 | 0.0067766 | 0.010798 | -0.0074408 | -0.15618 | 0.004021 | 0.018238 | -0.16698 | -0.018238 | 0.16698 | -0.14874 | 0 | 1072
Dk | Murry 1371 | Graham SES 1431 | AbileneMulberry 6235 | BitterCk 71050 | 0 | 0 | 0 | 0 | 0 | 0 | 0 | 0 | 0 | 0 | 0
Dl | Murry 1371 | Graham SES 1431 | Sarc 6444 | Comchess 1440 | 0.0086847 | 0.00959 | -0.0038531 | -0.14514 | 0.0009053 | 0.013443 | -0.15473 | -0.013443 | 0.15473 | -0.14129 | 0 | 1514
Dm | Murry 1371 | Graham SES 1431 | BluffCrk 60040 | AbileneMulberry 6230 | 0 | 0 | 0 | 0 | 0 | 0 | 0 | 0 | 0 | 0 | 0
Dn | Murry 1371 | Graham SES 1431 | GoldThwaite 7070 | BrownWood 1655 | 0 | 0 | 0 | 0 | 0 | 0 | 0 | 0 | 0 | 0 | 0
Do | Murry 1371 | Graham SES 1431 | Evant 7068 | Goldthwaite 7070 | 0 | 0 | 0 | 0 | 0 | 0 | 0 | 0 | 0 | 0 | 0
Dp | Murry 1371 | Graham SES 1431 | Ballinger 6340 | Coleman Ivey 6360 | 0.0015054 | 7.2388e-05 | 0.00080956 | -0.024022 | -0.001433 | -0.00073717 | -0.024095 | 0.00073717 | 0.024095 | -0.024832 | 0 | 170
Dq | Murry 1371 | GrahamSES 1431 | Menard 6375 | SanAngelo 6480 | 0.0094974 | -0.0070604 | 0.020324 | -0.036289 | -0.016558 | -0.027384 | -0.029229 | 0.027384 | 0.029229 | 0
Dr | Murry 1371 | GrahamSES 1431 | MenardAuto 6373 | MenardAuto6375 | 0.0022903 | -0.0016566 | 0.0049063 | -0.0088319 | -0.0039469 | -0.0065629 | -0.0071752 | 0.0065629 | 0.0071752 | 0
Ea | Bowman 1422 | FisherRd 1425 | TonkawawI_5 1048 | GrahamSES 1430 | 0.0061622 | 0.0087079 | -0.0072135 | -0.1415 | 0.0025457 | 0.015921 | -0.15021 | -0.015921 | 0.15021 | -0.13429 | 0 | 1072
Eb | Bowman 1422 | FisherRd 1425 | Murry 1371 | Graham SES 1431 | 0.0017402 | 0.0025838 | -0.00061513 | -0.02173 | 0.00084356 | 0.0031989 | -0.024313 | -0.0031989 | 0.024313 | -0.021114 | 0 | 186
Ec | Bowman 1422 | FisherRd 1425 | Bowman 1422 | FisherRd 1425 | 0 | 0 | 0 | 0 | 0 | 0 | 0 | 0 | 0 | 0 | 0 | 956
Ed | Bowman 1422 | FisherRd 1425 | FisherRd 1425 | Oklaunion 6100 | -0.00081564 | -0.0030961 | 0.0036792 | 0.049842 | -0.0022805 | -0.0067754 | 0.052939 | 0.0067754 | -0.052939 | 0.046163 | 0 | 1072
Ee | Bowman 1422 | FisherRd 1425 | Graham 1430 | Parker 1436 | 0 | 0 | 0 | 0 | 0 | 0 | 0 | 0 | 0 | 0 | 0
Ef | Bowman 1422 | FisherRd 1425 | Graham 1430 | Benbrook 1873 | 0 | 0 | 0 | 0 | 0 | 0 | 0 | 0 | 0 | 0 | 0
Eg | Bowman 1422 | FisherRd 1425 | LongCreek 1435 | GrahamSES1_5 1430 | 0.0071105 | 0.011152 | -0.0074384 | -0.1598 | 0.0040411 | 0.01859 | -0.17096 | -0.01859 | 0.17096 | -0.15237 | 0 | 1072
Eh | Bowman 1422 | FisherRd 1425 | LonCrek2_5 1439 | CokField_5 1442 | 0.007144 | 0.011198 | -0.0074741 | -0.15796 | 0.0040544 | 0.018672 | -0.16916 | -0.018672 | 0.16916 | -0.15049 | 0 | 1072
Ei | Bowman 1422 | FisherRd 1425 | Comchess 1440 | Comchpk 1900 | 0.0079707 | 0.01888 | -0.012989 | -0.13148 | 0.010909 | 0.031868 | -0.15036 | -0.031868 | 0.15036 | -0.1185 | 0 | 1072
Ej | Bowman 1422 | FisherRd 1425 | Cokfield 1442 | GrahamSES 1430 | 0.007144 | 0.011198 | -0.0074741 | -0.1615 | 0.0040544 | 0.018672 | -0.1727 | -0.018672 | 0.1727 | -0.15403 | 0 | 1072
Ek | Bowman 1422 | FisherRd 1425 | AbileneMulberry 6235 | BitterCk 71050 | 0 | 0 | 0 | 0 | 0 | 0 | 0 | 0 | 0 | 0 | 0
El | Bowman 1422 | FisherRd 1425 | Sarc 6444 | Comchess 1440 | 0.008779 | 0.0096792 | -0.0038523 | -0.14658 | 0.00090014 | 0.013531 | -0.15626 | -0.013531 | 0.15626 | -0.14273 | 0 | 1514
Em | Bowman 1422 | FisherRd 1425 | BluffCrk 60040 | AbileneMulberry 6230 | 0 | 0 | 0 | 0 | 0 | 0 | 0 | 0 | 0 | 0 | 0
En | Bowman 1422 | FisherRd 1425 | GoldThwaite 7070 | BrownWood 1655 | 0 | 0 | 0 | 0 | 0 | 0 | 0 | 0 | 0 | 0 | 0
Eo | Bowman 1422 | FisherRd 1425 | Evant 7068 | Goldthwaite 7070 | 0 | 0 | 0 | 0 | 0 | 0 | 0 | 0 | 0 | 0 | 0
Ep | Bowman 1422 | FisherRd 1425 | Ballinger 6340 | Coleman Ivey 6360 | 0.0015058 | 6.5353e-05 | 0.00081464 | -0.024066 | -0.0014404 | -0.00074929 | -0.024132 | 0.00074929 | 0.024132 | -0.024881 | 0 | 170
Eq | Bowman 1422 | FisherRd 1425 | Menard 6375 | SanAngelo 6480 | 0.0095323 | -0.007041 | 0.020353 | -0.036453 | -0.016573 | -0.027393 | -0.029412 | 0.027393 | 0.029412 | 0
Er | Bowman 1422 | FisherRd 1425 | MenardAuto 6373 | MenardAuto6375 | 0.0022989 | -0.0016519 | 0.0049134 | -0.0088722 | -0.0039508 | -0.0065653 | -0.0072203 | 0.0065653 | 0.0072203 | 0
Fa | FisherRd 1425 | Oklaunion 6100 | TonkawawI_5 1048 | GrahamSES 1430 | 0.0062448 | 0.0090727 | -0.0076733 | -0.14751 | 0.0028279 | 0.016746 | -0.15659 | -0.016746 | 0.15659 | -0.13984 | 0 | 1072
Fb | FisherRd 1425 | Oklaunion 6100 | Murry 1371 | Graham SES 1431 | 0.0018242 | 0.0028252 | -0.00086181 | -0.025401 | 0.001001 | 0.003687 | -0.028226 | -0.003687 | 0.028226 | -0.024539 | 0 | 186
Fc | FisherRd 1425 | Oklaunion 6100 | Bowman 1422 | FisherRd 1425 | -0.0024574 | -0.0013392 | -0.0025326 | -0.00050013 | 0.0011183 | 0.0011934 | 0.00083904 | -0.0011934 | -0.00083904 | 0.0020324 | 0 | 956
Fd | FisherRd 1425 | Oklaunion 6100 | FisherRd 1425 | Oklaunion 6100 | 0 | 0 | 0 | 0 | 0 | 0 | 0 | 0 | 0 | 0 | 0 | 1072
Fe | FisherRd 1425 | Oklaunion 6100 | Graham 1430 | Parker 1436 | 0 | 0 | 0 | 0 | 0 | 0 | 0 | 0 | 0 | 0 | 0
Ff | FisherRd 1425 | Oklaunion 6100 | Graham 1430 | Benbrook 1873 | 0 | 0 | 0 | 0 | 0 | 0 | 0 | 0 | 0 | 0 | 0
Fg | FisherRd 1425 | Oklaunion 6100 | LongCreek 1435 | GrahamSES1_5 1430 | 0.0073151 | 0.012014 | -0.0085066 | -0.17392 | 0.0046985 | 0.02052 | -0.18593 | -0.02052 | 0.18593 | -0.16541 | 0 | 1072
Fh | FisherRd 1425 | Oklaunion 6100 | LonCrek2_5 1439 | CokField_5 1442 | 0.0073489 | 0.012062 | -0.0085445 | -0.1721 | 0.0047132 | 0.020607 | -0.18416 | -0.020607 | 0.18416 | -0.16356 | 0 | 1072
Fi | FisherRd 1425 | Oklaunion 6100 | Comchess 1440 | Comchpk 1900 | 0.0080522 | 0.019209 | -0.01339 | -0.13684 | 0.011157 | 0.032599 | -0.15605 | -0.032599 | 0.15605 | -0.12345 | 0 | 1072
Fj | FisherRd 1425 | Oklaunion 6100 | Cokfield 1442 | GrahamSES 1430 | 0.0073489 | 0.012062 | -0.0085445 | -0.17564 | 0.0047132 | 0.020607 | -0.18771 | -0.020607 | 0.18771 | -0.1671 | 0 | 1072
Fk | FisherRd 1425 | Oklaunion 6100 | AbileneMulberry 6235 | BitterCk 71050 | 0 | 0 | 0 | 0 | 0 | 0 | 0 | 0 | 0 | 0 | 0
Fl | FisherRd 1425 | Oklaunion 6100 | Sarc 6444 | Comchess 1440 | 0.0088744 | 0.010027 | -0.0042589 | -0.15215 | 0.0011529 | 0.014286 | -0.16218 | -0.014286 | 0.16218 | -0.14789 | 0 | 1514
Fm | FisherRd 1425 | Oklaunion 6100 | BluffCrk 60040 | AbileneMulberry 6230 | 0 | 0 | 0 | 0 | 0 | 0 | 0 | 0 | 0 | 0 | 0
Fn | FisherRd 1425 | Oklaunion 6100 | GoldThwaite 7070 | BrownWood 1655 | 0 | 0 | 0 | 0 | 0 | 0 | 0 | 0 | 0 | 0 | 0
Fo | FisherRd 1425 | Oklaunion 6100 | Evant 7068 | Goldthwaite 7070 | 0 | 0 | 0 | 0 | 0 | 0 | 0 | 0 | 0 | 0 | 0
Fp | FisherRd 1425 | Oklaunion 6100 | Ballinger 6340 | Coleman Ivey 6360 | 0.0015208 | 0.00011869 | 0.00075328 | -0.024914 | -0.0014022 | -0.00063459 | -0.025033 | 0.00063459 | 0.025033 | -0.025668 | 0 | 170
Fq | FisherRd 1425 | Oklaunion 6100 | Menard 6375 | SanAngelo 6480 | 0.0096847 | -0.0068261 | 0.020474 | -0.037374 | -0.016511 | -0.0273 | -0.030548 | 0.0273 | 0.030548 | 0
Fr | FisherRd 1425 | Oklaunion 6100 | MenardAuto 6373 | MenardAuto6375 | 0.0023364 | -0.0015991 | 0.004943 | -0.0090982 | -0.0039355 | -0.0065421 | -0.0074991 | 0.0065421 | 0.0074991 | 0
Ga | Graham 1430 | Parker 1436 | TonkawawI_5 1048 | GrahamSES 1430 | 0 | 0 | 0 | 0 | 0 | 0 | 0 | 0 | 0 | 0 | 0
Gb | Graham 1430 | Parker 1436 | Murry 1371 | Graham SES 1431 | 0 | 0 | 0 | 0 | 0 | 0 | 0 | 0 | 0 | 0 | 0
Gc | Graham 1430 | Parker 1436 | Bowman 1422 | FisherRd 1425 | 0 | 0 | 0 | 0 | 0 | 0 | 0 | 0 | 0 | 0 | 0
Gd | Graham 1430 | Parker 1436 | FisherRd 1425 | Oklaunion 6100 | 0 | 0 | 0 | 0 | 0 | 0 | 0 | 0 | 0 | 0 | 0
Ge | Graham 1430 | Parker 1436 | Graham 1430 | Parker 1436 | 0 | 0 | 0 | 0 | 0 | 0 | 0 | 0 | 0 | 0 | 0
Gf | Graham 1430 | Parker 1436 | Graham 1430 | Benbrook 1873 | 0 | 0 | 0 | 0 | 0 | 0 | 0 | 0 | 0 | 0 | 0
Gg | Graham 1430 | Parker 1436 | LongCreek 1435 | GrahamSES1_5 1430 | 0 | 0 | 0 | 0 | 0 | 0 | 0 | 0 | 0 | 0 | 0
Gh | Graham 1430 | Parker 1436 | LonCrek2_5 1439 | CokField_5 1442 | 0 | 0 | 0 | 0 | 0 | 0 | 0 | 0 | 0 | 0 | 0
Gi | Graham 1430 | Parker 1436 | Comchess 1440 | Comchpk 1900 | 0 | 0 | 0 | 0 | 0 | 0 | 0 | 0 | 0 | 0 | 0
Gj | Graham 1430 | Parker 1436 | Cokfield 1442 | GrahamSES 1430 | 0 | 0 | 0 | 0 | 0 | 0 | 0 | 0 | 0 | 0 | 0
Gk | Graham 1430 | Parker 1436 | AbileneMulberry 6235 | BitterCk 71050 | 0 | 0 | 0 | 0 | 0 | 0 | 0 | 0 | 0 | 0 | 0
Gl | Graham 1430 | Parker 1436 | Sarc 6444 | Comchess 1440 | 0 | 0 | 0 | 0 | 0 | 0 | 0 | 0 | 0 | 0 | 0
Gm | Graham 1430 | Parker 1436 | BluffCrk 60040 | AbileneMulberry 6230 | 0 | 0 | 0 | 0 | 0 | 0 | 0 | 0 | 0 | 0 | 0
Gn | Graham 1430 | Parker 1436 | GoldThwaite 7070 | BrownWood 1655 | 0 | 0 | 0 | 0 | 0 | 0 | 0 | 0 | 0 | 0 | 0
Go | Graham 1430 | Parker 1436 | Evant 7068 | Goldthwaite 7070 | 0 | 0 | 0 | 0 | 0 | 0 | 0 | 0 | 0 | 0 | 0
Gp | Graham 1430 | Parker 1436 | Ballinger 6340 | Coleman Ivey 6360 | 0 | 0 | 0 | 0 | 0 | 0 | 0 | 0 | 0 | 0 | 0
Gq | GrahamSES 1430 | Parker 1436 | Menard 6375 | SanAngelo 6480 | 0.0097384 | -0.0068858 | 0.020511 | -0.037634 | -0.016624 | -0.027397 | -0.030748 | 0.027397 | 0.030748 | 0
Gr | GrahamSES 1430 | Parker 1436 | MenardAuto 6373 | MenardAuto6375 | 0.0023496 | -0.0016138 | 0.0049524 | -0.0091619 | -0.0039634 | -0.0065661 | -0.0075481 | 0.0065661 | 0.0075481 | 0
Ha | Graham 1430 | Benbrook 1873 | TonkawawI_5 1048 | GrahamSES 1430 | 0 | 0 | 0 | 0 | 0 | 0 | 0 | 0 | 0 | 0 | 0
Hb | Graham 1430 | Benbrook 1873 | Murry 1371 | Graham SES 1431 | 0 | 0 | 0 | 0 | 0 | 0 | 0 | 0 | 0 | 0 | 0
Hc | Graham 1430 | Benbrook 1873 | Bowman 1422 | FisherRd 1425 | 0 | 0 | 0 | 0 | 0 | 0 | 0 | 0 | 0 | 0 | 0
Hd | Graham 1430 | Benbrook 1873 | FisherRd 1425 | Oklaunion 6100 | 0 | 0 | 0 | 0 | 0 | 0 | 0 | 0 | 0 | 0 | 0
He | Graham 1430 | Benbrook 1873 | Graham 1430 | Parker 1436 | 0 | 0 | 0 | 0 | 0 | 0 | 0 | 0 | 0 | 0 | 0
Hf | Graham 1430 | Benbrook 1873 | Graham 1430 | Benbrook 1873 | 0 | 0 | 0 | 0 | 0 | 0 | 0 | 0 | 0 | 0 | 0
Hg | Graham 1430 | Benbrook 1873 | LongCreek 1435 | GrahamSES1_5 1430 | 0 | 0 | 0 | 0 | 0 | 0 | 0 | 0 | 0 | 0 | 0
Hh | Graham 1430 | Benbrook 1873 | LonCrek2_5 1439 | CokField_5 1442 | 0 | 0 | 0 | 0 | 0 | 0 | 0 | 0 | 0 | 0 | 0
Hi | Graham 1430 | Benbrook 1873 | Comchess 1440 | Comchpk 1900 | 0 | 0 | 0 | 0 | 0 | 0 | 0 | 0 | 0 | 0 | 0
Hj | Graham 1430 | Benbrook 1873 | Cokfield 1442 | GrahamSES 1430 | 0 | 0 | 0 | 0 | 0 | 0 | 0 | 0 | 0 | 0 | 0
Hk | Graham 1430 | Benbrook 1873 | AbileneMulberry 6235 | BitterCk 71050 | 0 | 0 | 0 | 0 | 0 | 0 | 0 | 0 | 0 | 0 | 0
Hl | Graham 1430 | Benbrook 1873 | Sarc 6444 | Comchess 1440 | 0 | 0 | 0 | 0 | 0 | 0 | 0 | 0 | 0 | 0 | 0
Hm | Graham 1430 | Benbrook 1873 | BluffCrk 60040 | AbileneMulberry 6230 | 0 | 0 | 0 | 0 | 0 | 0 | 0 | 0 | 0 | 0 | 0
Hn | Graham 1430 | Benbrook 1873 | GoldThwaite 7070 | BrownWood 1655 | 0 | 0 | 0 | 0 | 0 | 0 | 0 | 0 | 0 | 0 | 0
Ho | Graham 1430 | Benbrook 1873 | Evant 7068 | Goldthwaite 7070 | 0 | 0 | 0 | 0 | 0 | 0 | 0 | 0 | 0 | 0 | 0
Hp | Graham 1430 | Benbrook 1873 | Ballinger 6340 | Coleman Ivey 6360 | 0 | 0 | 0 | 0 | 0 | 0 | 0 | 0 | 0 | 0 | 0
Hq | GrahamSES 1430 | Benbrook 1873 | Menard 6375 | SanAngelo 6480 | 0.0097647 | -0.0069185 | 0.020545 | -0.037665 | -0.016683 | -0.027464 | -0.030747 | 0.027464 | 0.030747 | 0
Hr | GrahamSES 1430 | Benbrook 1873 | MenardAuto 6373 | MenardAuto6375 | 0.002356 | -0.0016218 | 0.0049606 | -0.0091699 | -0.0039779 | -0.0065824 | -0.007548 | 0.0065824 | 0.007548 | 0
Ia | LongCreek 1435 | GrahamSES1_5 1430 | TonkawawI_5 1048 | GrahamSES 1430 | 0.0067401 | 0.0097269 | -0.0081374 | -0.15791 | 0.0029868 | 0.017864 | -0.16763 | -0.017864 | 0.16763 | -0.14977 | 0 | 1072
Ib | LongCreek 1435 | GrahamSES1_5 1430 | Murry 1371 | Graham SES 1431 | 0.0017975 | 0.0027111 | -0.00078143 | -0.024157 | 0.00091358 | 0.0034925 | -0.026868 | -0.0034925 | 0.026868 | -0.023375 | 0 | 186
Ic | LongCreek 1435 | GrahamSES1_5 1430 | Bowman 1422 | FisherRd 1425 | -0.0057881 | -0.0076143 | 0.0019054 | 0.085661 | -0.0018263 | -0.0095197 | 0.093276 | 0.0095197 | -0.093276 | 0.083756 | 0 | 956
Id | LongCreek 1435 | GrahamSES1_5 1430 | FisherRd 1425 | Oklaunion 6100 | -0.0037777 | -0.0071297 | 0.0050425 | 0.097836 | -0.003352 | -0.012172 | 0.10497 | 0.012172 | -0.10497 | 0.092794 | 0 | 1072
Ie | LongCreek 1435 | GrahamSES1_5 1430 | Graham 1430 | Parker 1436 | 0 | 0 | 0 | 0 | 0 | 0 | 0 | 0 | 0 | 0 | 0
If | LongCreek 1435 | GrahamSES1_5 1430 | Graham 1430 | Benbrook 1873 | 0 | 0 | 0 | 0 | 0 | 0 | 0 | 0 | 0 | 0 | 0
Ig | LongCreek 1435 | GrahamSES1_5 1430 | LongCreek 1435 | GrahamSES1_5 1430 | 0 | 0 | 0 | 0 | 0 | 0 | 0 | 0 | 0 | 0 | 0 | 1072
Ih | LongCreek 1435 | GrahamSES1_5 1430 | LonCrek2_5 1439 | CokField_5 1442 | 0.010087 | 0.016119 | -0.01142 | -0.23339 | 0.0060329 | 0.02754 | -0.24951 | -0.02754 | 0.24951 | -0.22197 | 0 | 1072
Ii | LongCreek 1435 | GrahamSES1_5 1430 | Comchess 1440 | Comchpk 1900 | 0.0082866 | 0.019464 | -0.013572 | -0.14129 | 0.011178 | 0.033036 | -0.16076 | -0.033036 | 0.16076 | -0.12772 | 0 | 1072
Ij | LongCreek 1435 | GrahamSES1_5 1430 | Cokfield 1442 | GrahamSES 1430 | 0.010087 | 0.016119 | -0.01142 | -0.23693 | 0.0060329 | 0.02754 | -0.25305 | -0.02754 | 0.25305 | -0.22551 | 0 | 1072
Ik | LongCreek 1435 | GrahamSES1_5 1430 | AbileneMulberry 6235 | BitterCk 71050 | 0 | 0 | 0 | 0 | 0 | 0 | 0 | 0 | 0 | 0 | 0
Il | LongCreek 1435 | GrahamSES1_5 1430 | Sarc 6444 | Comchess 1440 | 0.0091158 | 0.010293 | -0.0044481 | -0.15676 | 0.0011775 | 0.014741 | -0.16705 | -0.014741 | 0.16705 | -0.15231 | 0 | 1514
Im | LongCreek 1435 | GrahamSES1_5 1430 | BluffCrk 60040 | AbileneMulberry 6230 | 0 | 0 | 0 | 0 | 0 | 0 | 0 | 0 | 0 | 0 | 0
In | LongCreek 1435 | GrahamSES1_5 1430 | GoldThwaite 7070 | BrownWood 1655 | 0 | 0 | 0 | 0 | 0 | 0 | 0 | 0 | 0 | 0 | 0
Io | LongCreek 1435 | GrahamSES1_5 1430 | Evant 7068 | Goldthwaite 7070 | 0 | 0 | 0 | 0 | 0 | 0 | 0 | 0 | 0 | 0 | 0
Ip | LongCreek 1435 | GrahamSES1_5 1430 | Ballinger 6340 | Coleman Ivey 6360 | 0.0015526 | 0.0001513 | 0.00073001 | -0.0255 | -0.0014013 | -0.00057871 | -0.025652 | 0.00057871 | 0.025652 | -0.02623 | 0 | 170
Iq | LongCreek 1435 | GrahamSES 1430 | Menard 6375 | SanAngelo 6480 | 0.0097271 | -0.0067727 | 0.020493 | -0.037786 | -0.0165 | -0.027266 | -0.031013 | 0.027266 | 0.031013 | 0
Ir | LongCreek 1435 | GrahamSES 1430 | MenardAuto 6373 | MenardAuto6375 | 0.0023469 | -0.001586 | 0.004948 | -0.0091995 | -0.0039329 | -0.006534 | -0.0076135 | 0.006534 | 0.0076135 | 0
Ja | LonCrek2_5 1439 | CokField_5 1442 | TonkawawI_5 1048 | GrahamSES 1430 | 0.0067474 | 0.009738 | -0.0081458 | -0.15773 | 0.0029906 | 0.017884 | -0.16747 | -0.017884 | 0.16747 | -0.14958 | 0 | 1072
Jb | LonCrek2_5 1439 | CokField_5 1442 | Murry 1371 | Graham SES 1431 | 0.0017986 | 0.0027128 | -0.00078276 | -0.024115 | 0.00091421 | 0.0034956 | -0.026828 | -0.0034956 | 0.026828 | -0.023332 | 0 | 186
Jc | LonCrek2_5 1439 | CokField_5 1442 | Bowman 1422 | FisherRd 1425 | -0.0057921 | -0.0076201 | 0.0019099 | 0.085459 | -0.001828 | -0.00953 | 0.093079 | 0.00953 | -0.093079 | 0.083549 | 0 | 956
Jd | LonCrek2_5 1439 | CokField_5 1442 | FisherRd 1425 | Oklaunion 6100 | -0.0037821 | -0.0071359 | 0.0050474 | 0.097615 | -0.0033538 | -0.012183 | 0.10475 | 0.012183 | -0.10475 | 0.092568 | 0 | 1072
Je | LonCrek2_5 1439 | CokField_5 1442 | Graham 1430 | Parker 1436 | 0 | 0 | 0 | 0 | 0 | 0 | 0 | 0 | 0 | 0 | 0
Jf | LonCrek2_5 1439 | CokField_5 1442 | Graham 1430 | Benbrook 1873 | 0 | 0 | 0 | 0 | 0 | 0 | 0 | 0 | 0 | 0 | 0
Jg | LonCrek2_5 1439 | CokField_5 1442 | LongCreek 1435 | GrahamSES1_5 1430 | 0.010067 | 0.016091 | -0.011398 | -0.23407 | 0.0060238 | 0.027489 | -0.25017 | -0.027489 | 0.25017 | -0.22268 | 0 | 1072
Jh | LonCrek2_5 1439 | CokField_5 1442 | LonCrek2_5 1439 | CokField_5 1442 | 0 | 0 | 0 | 0 | 0 | 0 | 0 | 0 | 0 | 0 | 0 | 1072
Ji | LonCrek2_5 1439 | CokField_5 1442 | Comchess 1440 | Comchpk 1900 | 0.0082904 | 0.01947 | -0.013576 | -0.14115 | 0.01118 | 0.033046 | -0.16062 | -0.033046 | 0.16062 | -0.12758 | 0 | 1072
Jj | LonCrek2_5 1439 | CokField_5 1442 | Cokfield 1442 | GrahamSES 1430 | 0 | 0 | 0 | -0.0035444 | 0 | 0 | -0.0035444 | 0 | 0.0035444 | -0.0035444 | 0 | 1072
Jk | LonCrek2_5 1439 | CokField_5 1442 | AbileneMulberry 6235 | BitterCk 71050 | 0 | 0 | 0 | 0 | 0 | 0 | 0 | 0 | 0 | 0 | 0
Jl | LonCrek2_5 1439 | CokField_5 1442 | Sarc 6444 | Comchess 1440 | 0.0091198 | 0.010299 | -0.0044523 | -0.15662 | 0.0011791 | 0.014751 | -0.16692 | -0.014751 | 0.16692 | -0.15216 | 0 | 1514
Jm | LonCrek2_5 1439 | CokField_5 1442 | BluffCrk 60040 | AbileneMulberry 6230 | 0 | 0 | 0 | 0 | 0 | 0 | 0 | 0 | 0 | 0 | 0
Jn | LonCrek2_5 1439 | CokField_5 1442 | GoldThwaite 7070 | BrownWood 1655 | 0 | 0 | 0 | 0 | 0 | 0 | 0 | 0 | 0 | 0 | 0
Jo | LonCrek2_5 1439 | CokField_5 1442 | Evant 7068 | Goldthwaite 7070 | 0 | 0 | 0 | 0 | 0 | 0 | 0 | 0 | 0 | 0 | 0
Jp | LonCrek2_5 1439 | CokField_5 1442 | Ballinger 6340 | Coleman Ivey 6360 | 0.0015531 | 0.00015225 | 0.00072938 | -0.025481 | -0.0014009 | -0.00057712 | -0.025633 | 0.00057712 | 0.025633 | -0.02621 | 0 | 170
Jq | LongCreek2 1439 | CokField 1442 | Menard 6375 | SanAngelo 6480 | 0.0097119 | -0.00678 | 0.020478 | -0.037817 | -0.016492 | -0.027258 | -0.031037 | 0.027258 | 0.031037 | 0
Jr | LongCreek2 1439 | CokField 1442 | MenardAuto 6373 | MenardAuto6375 | 0.002343 | -0.0015877 | 0.004944 | -0.009207 | -0.0039307 | -0.0065318 | -0.0076193 | 0.0065318 | 0.0076193 | 0
Ka | Comchess 1440 | Comchpk 1900 | TonkawawI_5 1048 | GrahamSES 1430 | 0.0067273 | 0.010397 | -0.0085884 | -0.15176 | 0.0036699 | 0.018986 | -0.16216 | -0.018986 | 0.16216 | -0.14318 | 0 | 1072
Kb | Comchess 1440 | Comchpk 1900 | Murry 1371 | Graham SES 1431 | 0.0018079 | 0.0028708 | -0.00088971 | -0.023185 | 0.001063 | 0.0037605 | -0.026056 | -0.0037605 | 0.026056 | -0.022296 | 0 | 186
Kc | Comchess 1440 | Comchpk 1900 | Bowman 1422 | FisherRd 1425 | -0.0056797 | -0.0079431 | 0.0021211 | 0.078884 | -0.0022634 | -0.010064 | 0.086827 | 0.010064 | -0.086827 | 0.076763 | 0 | 956
Kd | Comchess 1440 | Comchpk 1900 | FisherRd 1425 | Oklaunion 6100 | -0.0036728 | -0.0075186 | 0.0052988 | 0.090671 | -0.0038458 | -0.012817 | 0.098189 | 0.012817 | -0.098189 | 0.085372 | 0 | 1072
Ke | Comchess 1440 | Comchpk 1900 | Graham 1430 | Parker 1436 | 0 | 0 | 0 | 0 | 0 | 0 | 0 | 0 | 0 | 0 | 0
Kf | Comchess 1440 | Comchpk 1900 | Graham 1430 | Benbrook 1873 | 0 | 0 | 0 | 0 | 0 | 0 | 0 | 0 | 0 | 0 | 0
Kg | Comchess 1440 | Comchpk 1900 | LongCreek 1435 | GrahamSES1_5 1430 | 0.007743 | 0.013425 | -0.009472 | -0.17232 | 0.0056816 | 0.022897 | -0.18575 | -0.022897 | 0.18575 | -0.16285 | 0 | 1072
Kh | Comchess 1440 | Comchpk 1900 | LonCrek2_5 1439 | CokField_5 1442 | 0.0077796 | 0.01348 | -0.009515 | -0.17053 | 0.0057008 | 0.022995 | -0.18401 | -0.022995 | 0.18401 | -0.16102 | 0 | 1072
Ki | Comchess 1440 | Comchpk 1900 | Comchess 1440 | Comchpk 1900 | 0 | 0 | 0 | 0 | 0 | 0 | 0 | 0 | 0 | 0 | 0 | 1072
Kj | Comchess 1440 | Comchpk 1900 | Cokfield 1442 | GrahamSES 1430 | 0.0077796 | 0.01348 | -0.009515 | -0.17408 | 0.0057008 | 0.022995 | -0.18756 | -0.022995 | 0.18756 | -0.16456 | 0 | 1072
Kk | Comchess 1440 | Comchpk 1900 | AbileneMulberry 6235 | BitterCk 71050 | 0 | 0 | 0 | 0 | 0 | 0 | 0 | 0 | 0 | 0 | 0
Kl | Comchess 1440 | Comchpk 1900 | Sarc 6444 | Comchess 1440 | 0.0040903 | -0.0013264 | 0.0036583 | -0.069506 | -0.0054167 | -0.0049847 | -0.06818 | 0.0049847 | 0.06818 | -0.073164 | 0 | 1514
Km | Comchess 1440 | Comchpk 1900 | BluffCrk 60040 | AbileneMulberry 6230 | 0 | 0 | 0 | 0 | 0 | 0 | 0 | 0 | 0 | 0 | 0
Kn | Comchess 1440 | Comchpk 1900 | GoldThwaite 7070 | BrownWood 1655 | 0 | 0 | 0 | 0 | 0 | 0 | 0 | 0 | 0 | 0 | 0
Ko | Comchess 1440 | Comchpk 1900 | Evant 7068 | Goldthwaite 7070 | 0 | 0 | 0 | 0 | 0 | 0 | 0 | 0 | 0 | 0 | 0
Kp | Comchess 1440 | Comchpk 1900 | Ballinger 6340 | Coleman Ivey 6360 | 0.0011341 | -0.00078931 | 0.001387 | -0.018004 | -0.0019234 | -0.0021763 | -0.017215 | 0.0021763 | 0.017215 | -0.019391 | 0 | 170
Kq | ComcheSS 1440 | Comanche Pk 1900 | Menard 6375 | SanAngelo 6480 | 0.0099898 | -0.0061492 | 0.020361 | -0.040041 | -0.016139 | -0.02651 | -0.033892 | 0.02651 | 0.033892 | 0
Kr | ComcheSS 1440 | Comanche Pk 1900 | MenardAuto 6373 | MenardAuto6375 | 0.002409 | -0.0014369 | 0.004915 | -0.0097366 | -0.0038459 | -0.0063519 | -0.0082997 | 0.0063519 | 0.0082997 | 0
La | Cokfield 1442 | GrahamSES 1430 | TonkawawI_5 1048 | GrahamSES 1430 | 0.0067474 | 0.009738 | -0.0081458 | -0.15821 | 0.0029906 | 0.017884 | -0.16795 | -0.017884 | 0.16795 | -0.15006 | 0 | 1072
Lb | Cokfield 1442 | GrahamSES 1430 | Murry 1371 | Graham SES 1431 | 0.0017986 | 0.0027128 | -0.00078276 | -0.024207 | 0.00091421 | 0.0034956 | -0.02692 | -0.0034956 | 0.02692 | -0.023425 | 0 | 186
Lc | Cokfield 1442 | GrahamSES 1430 | Bowman 1422 | FisherRd 1425 | -0.0057921 | -0.0076201 | 0.0019099 | 0.085862 | -0.001828 | -0.00953 | 0.093482 | 0.00953 | -0.093482 | 0.083952 | 0 | 956
Ld | Cokfield 1442 | GrahamSES 1430 | FisherRd 1425 | Oklaunion 6100 | -0.0037821 | -0.0071359 | 0.0050474 | 0.098054 | -0.0033538 | -0.012183 | 0.10519 | 0.012183 | -0.10519 | 0.093006 | 0 | 1072
Le | Cokfield 1442 | GrahamSES 1430 | Graham 1430 | Parker 1436 | 0 | 0 | 0 | 0 | 0 | 0 | 0 | 0 | 0 | 0 | 0
Lf | Cokfield 1442 | GrahamSES 1430 | Graham 1430 | Benbrook 1873 | 0 | 0 | 0 | 0 | 0 | 0 | 0 | 0 | 0 | 0 | 0
Lg | Cokfield 1442 | GrahamSES 1430 | LongCreek 1435 | GrahamSES1_5 1430 | 0.010067 | 0.016091 | -0.011398 | -0.23606 | 0.0060238 | 0.027489 | -0.25215 | -0.027489 | 0.25215 | -0.22466 | 0 | 1072
Lh | Cokfield 1442 | GrahamSES 1430 | LonCrek2_5 1439 | CokField_5 1442 | 0 | 0 | 0 | 0.0035444 | 0 | 0 | 0.0035444 | 0 | -0.0035444 | 0.0035444 | 0 | 1072
Li | Cokfield 1442 | GrahamSES 1430 | Comchess 1440 | Comchpk 1900 | 0.0082904 | 0.01947 | -0.013576 | -0.14146 | 0.01118 | 0.033046 | -0.16093 | -0.033046 | 0.16093 | -0.12789 | 0 | 1072
Lj | Cokfield 1442 | GrahamSES 1430 | Cokfield 1442 | GrahamSES 1430 | 0 | 0 | 0 | 0 | 0 | 0 | 0 | 0 | 0 | 0 | 0 | 1072
Lk | Cokfield 1442 | GrahamSES 1430 | AbileneMulberry 6235 | BitterCk 71050 | 0 | 0 | 0 | 0 | 0 | 0 | 0 | 0 | 0 | 0 | 0
Ll | Cokfield 1442 | GrahamSES 1430 | Sarc 6444 | Comchess 1440 | 0.0091198 | 0.010299 | -0.0044523 | -0.15693 | 0.0011791 | 0.014751 | -0.16723 | -0.014751 | 0.16723 | -0.15248 | 0 | 1514
Lm | Cokfield 1442 | GrahamSES 1430 | BluffCrk 60040 | AbileneMulberry 6230 | 0 | 0 | 0 | 0 | 0 | 0 | 0 | 0 | 0 | 0 | 0
Ln | Cokfield 1442 | GrahamSES 1430 | GoldThwaite 7070 | BrownWood 1655 | 0 | 0 | 0 | 0 | 0 | 0 | 0 | 0 | 0 | 0 | 0
Lo | Cokfield 1442 | GrahamSES 1430 | Evant 7068 | Goldthwaite 7070 | 0 | 0 | 0 | 0 | 0 | 0 | 0 | 0 | 0 | 0 | 0
Lp | Cokfield 1442 | GrahamSES 1430 | Ballinger 6340 | Coleman Ivey 6360 | 0.0015531 | 0.00015225 | 0.00072938 | -0.025525 | -0.0014009 | -0.00057712 | -0.025678 | 0.00057712 | 0.025678 | -0.026255 | 0 | 170
Lq | Cokfield 1442 | GrahamSES 1430 | Menard 6375 | SanAngelo 6480 | 0.0097345 | -0.006767 | 0.0205 | -0.037794 | -0.016502 | -0.027267 | -0.031027 | 0.027267 | 0.031027 | 0
Lr | Cokfield 1442 | GrahamSES 1430 | MenardAuto 6373 | MenardAuto6375 | 0.0023488 | -0.0015846 | 0.0049496 | -0.0092017 | -0.0039333 | -0.0065342 | -0.0076171 | 0.0065342 | 0.0076171 | 0
Ma | AbileneMulberry 6235 | BitterCk 71050 | TonkawawI_5 1048 | GrahamSES 1430 | 0 | 0 | 0 | 0 | 0 | 0 | 0 | 0 | 0 | 0 | 0
Mb | AbileneMulberry 6235 | BitterCk 71050 | Murry 1371 | Graham SES 1431 | 0 | 0 | 0 | 0 | 0 | 0 | 0 | 0 | 0 | 0 | 0
Mc | AbileneMulberry 6235 | BitterCk 71050 | Bowman 1422 | FisherRd 1425 | 0 | 0 | 0 | 0 | 0 | 0 | 0 | 0 | 0 | 0 | 0
Md | AbileneMulberry 6235 | BitterCk 71050 | FisherRd 1425 | Oklaunion 6100 | 0 | 0 | 0 | 0 | 0 | 0 | 0 | 0 | 0 | 0 | 0
Me | AbileneMulberry 6235 | BitterCk 71050 | Graham 1430 | Parker 1436 | 0 | 0 | 0 | 0 | 0 | 0 | 0 | 0 | 0 | 0 | 0
Mf | AbileneMulberry 6235 | BitterCk 71050 | Graham 1430 | Benbrook 1873 | 0 | 0 | 0 | 0 | 0 | 0 | 0 | 0 | 0 | 0 | 0
Mg | AbileneMulberry 6235 | BitterCk 71050 | LongCreek 1435 | GrahamSES1_5 1430 | 0 | 0 | 0 | 0 | 0 | 0 | 0 | 0 | 0 | 0 | 0
Mh | AbileneMulberry 6235 | BitterCk 71050 | LonCrek2_5 1439 | CokField_5 1442 | 0 | 0 | 0 | 0 | 0 | 0 | 0 | 0 | 0 | 0 | 0
Mi | AbileneMulberry 6235 | BitterCk 71050 | Comchess 1440 | Comchpk 1900 | 0 | 0 | 0 | 0 | 0 | 0 | 0 | 0 | 0 | 0 | 0
Mj | AbileneMulberry 6235 | BitterCk 71050 | Cokfield 1442 | GrahamSES 1430 | 0 | 0 | 0 | 0 | 0 | 0 | 0 | 0 | 0 | 0 | 0
Mk | AbileneMulberry 6235 | BitterCk 71050 | AbileneMulberry 6235 | BitterCk 71050 | 0 | 0 | 0 | 0 | 0 | 0 | 0 | 0 | 0 | 0 | 0
Ml | AbileneMulberry 6235 | BitterCk 71050 | Sarc 6444 | Comchess 1440 | 0 | 0 | 0 | 0 | 0 | 0 | 0 | 0 | 0 | 0 | 0
Mm | AbileneMulberry 6235 | BitterCk 71050 | BluffCrk 60040 | AbileneMulberry 6230 | 0 | 0 | 0 | 0 | 0 | 0 | 0 | 0 | 0 | 0 | 0
Mn | AbileneMulberry 6235 | BitterCk 71050 | GoldThwaite 7070 | BrownWood 1655 | 0 | 0 | 0 | 0 | 0 | 0 | 0 | 0 | 0 | 0 | 0
Mo | AbileneMulberry 6235 | BitterCk 71050 | Evant 7068 | Goldthwaite 7070 | 0 | 0 | 0 | 0 | 0 | 0 | 0 | 0 | 0 | 0 | 0
Mp | AbileneMulberry 6235 | BitterCk 71050 | Ballinger 6340 | Coleman Ivey 6360 | 0 | 0 | 0 | 0 | 0 | 0 | 0 | 0 | 0 | 0 | 0
Mq | AbileneMulberry 6235 | BitterCk 71050 | Menard 6375 | SanAngelo 6480 | 0.0095633 | -0.007003 | 0.020387 | -0.036922 | -0.016566 | -0.02739 | -0.029919 | 0.02739 | 0.029919 | 0
Mr | AbileneMulberry 6235 | BitterCk 71050 | MenardAuto 6373 | MenardAuto6375 | 0.0023067 | -0.0016424 | 0.0049219 | -0.008988 | -0.0039491 | -0.0065643 | -0.0073457 | 0.0065643 | 0.0073457 | 0
Na | Sarc 6444 | Comchess 1440 | TonkawawI_5 1048 | GrahamSES 1430 | 0.0071431 | 0.0097329 | -0.007718 | -0.15891 | 0.0025898 | 0.017451 | -0.16864 | -0.017451 | 0.16864 | -0.15119 | 0 | 1072
Nb | Sarc 6444 | Comchess 1440 | Murry 1371 | Graham SES 1431 | 0.0018906 | 0.0027293 | -0.0007076 | -0.024609 | 0.0008387 | 0.0034369 | -0.027338 | -0.0034369 | 0.027338 | -0.023901 | 0 | 186
Nc | Sarc 6444 | Comchess 1440 | Bowman 1422 | FisherRd 1425 | -0.0059161 | -0.0073883 | 0.0014595 | 0.082969 | -0.0014722 | -0.0088479 | 0.090357 | 0.0088479 | -0.090357 | 0.08151 | 0 | 956
Nd | Sarc 6444 | Comchess 1440 | FisherRd 1425 | Oklaunion 6100 | -0.0039907 | -0.0069644 | 0.0045896 | 0.09614 | -0.0029736 | -0.011554 | 0.1031 | 0.011554 | -0.1031 | 0.091551 | 0 | 1072
Ne | Sarc 6444 | Comchess 1440 | Graham 1430 | Parker 1436 | 0 | 0 | 0 | 0 | 0 | 0 | 0 | 0 | 0 | 0 | 0
Nf | Sarc 6444 | Comchess 1440 | Graham 1430 | Benbrook 1873 | 0 | 0 | 0 | 0 | 0 | 0 | 0 | 0 | 0 | 0 | 0
Ng | Sarc 6444 | Comchess 1440 | LongCreek 1435 | GrahamSES1_5 1430 | 0.0083595 | 0.012405 | -0.0081488 | -0.18292 | 0.0040453 | 0.020554 | -0.19532 | -0.020554 | 0.19532 | -0.17477 | 0 | 1072
Nh | Sarc 6444 | Comchess 1440 | LonCrek2_5 1439 | CokField_5 1442 | 0.0083982 | 0.012457 | -0.008187 | -0.18117 | 0.004059 | 0.020644 | -0.19362 | -0.020644 | 0.19362 | -0.17298 | 0 | 1072
Ni | Sarc 6444 | Comchess 1440 | Comchess 1440 | Comchpk 1900 | 0.0012559 | 0.011464 | -0.010057 | -0.019582 | 0.010209 | 0.021522 | -0.031047 | -0.021522 | 0.031047 | -0.009525 | 0 | 1072
Nj | Sarc 6444 | Comchess 1440 | Cokfield 1442 | GrahamSES 1430 | 0.0083982 | 0.012457 | -0.008187 | -0.18471 | 0.004059 | 0.020644 | -0.19717 | -0.020644 | 0.19717 | -0.17652 | 0 | 1072
Nk | Sarc 6444 | Comchess 1440 | AbileneMulberry 6235 | BitterCk 71050 | 0 | 0 | 0 | 0 | 0 | 0 | 0 | 0 | 0 | 0 | 0
Nl | Sarc 6444 | Comchess 1440 | Sarc 6444 | Comchess 1440 | 0 | 0 | 0 | 0 | 0 | 0 | 0 | 0 | 0 | 0 | 0 | 1514
Nm | Sarc 6444 | Comchess 1440 | BluffCrk 60040 | AbileneMulberry 6230 | 0 | 0 | 0 | 0 | 0 | 0 | 0 | 0 | 0 | 0 | 0
Nn | Sarc 6444 | Comchess 1440 | GoldThwaite 7070 | BrownWood 1655 | 0 | 0 | 0 | 0 | 0 | 0 | 0 | 0 | 0 | 0 | 0
No | Sarc 6444 | Comchess 1440 | Evant 7068 | Goldthwaite 7070 | 0 | 0 | 0 | 0 | 0 | 0 | 0 | 0 | 0 | 0 | 0
Np | Sarc 6444 | Comchess 1440 | Ballinger 6340 | Coleman Ivey 6360 | 0.0022822 | 0.00091188 | 0.00046105 | -0.03721 | -0.0013703 | 0.00045083 | -0.038122 | -0.00045083 | 0.038122 | -0.037671 | 0 | 170
Nq | Sarc 6444 | ComcheSS 1440 | Menard 6375 | SanAngelo 6480 | 0.01055 | -0.0059086 | 0.021143 | -0.043243 | -0.016459 | -0.027052 | -0.037334 | 0.027052 | 0.037334 | 0
Nr | Sarc 6444 | ComcheSS 1440 | MenardAuto 6373 | MenardAuto6375 | 0.0025509 | -0.0013717 | 0.005109 | -0.010552 | -0.0039226 | -0.0064807 | -0.0091801 | 0.0064807 | 0.0091801 | 0
Oa | BluffCrk 60040 | AbileneMulberry 6230 | TonkawawI_5 1048 | GrahamSES 1430 | 0 | 0 | 0 | 0 | 0 | 0 | 0 | 0 | 0 | 0 | 0
Ob | BluffCrk 60040 | AbileneMulberry 6230 | Murry 1371 | Graham SES 1431 | 0 | 0 | 0 | 0 | 0 | 0 | 0 | 0 | 0 | 0 | 0
Oc | BluffCrk 60040 | AbileneMulberry 6230 | Bowman 1422 | FisherRd 1425 | 0 | 0 | 0 | 0 | 0 | 0 | 0 | 0 | 0 | 0 | 0
Od | BluffCrk 60040 | AbileneMulberry 6230 | FisherRd 1425 | Oklaunion 6100 | 0 | 0 | 0 | 0 | 0 | 0 | 0 | 0 | 0 | 0 | 0
Oe | BluffCrk 60040 | AbileneMulberry 6230 | Graham 1430 | Parker 1436 | 0 | 0 | 0 | 0 | 0 | 0 | 0 | 0 | 0 | 0 | 0
Of | BluffCrk 60040 | AbileneMulberry 6230 | Graham 1430 | Benbrook 1873 | 0 | 0 | 0 | 0 | 0 | 0 | 0 | 0 | 0 | 0 | 0
Og | BluffCrk 60040 | AbileneMulberry 6230 | LongCreek 1435 | GrahamSES1_5 1430 | 0 | 0 | 0 | 0 | 0 | 0 | 0 | 0 | 0 | 0 | 0
Oh | BluffCrk 60040 | AbileneMulberry 6230 | LonCrek2_5 1439 | CokField_5 1442 | 0 | 0 | 0 | 0 | 0 | 0 | 0 | 0 | 0 | 0 | 0
Oi | BluffCrk 60040 | AbileneMulberry 6230 | Comchess 1440 | Comchpk 1900 | 0 | 0 | 0 | 0 | 0 | 0 | 0 | 0 | 0 | 0 | 0
Oj | BluffCrk 60040 | AbileneMulberry 6230 | Cokfield 1442 | GrahamSES 1430 | 0 | 0 | 0 | 0 | 0 | 0 | 0 | 0 | 0 | 0 | 0
Ok | BluffCrk 60040 | AbileneMulberry 6230 | AbileneMulberry 6235 | BitterCk 71050 | 0 | 0 | 0 | 0 | 0 | 0 | 0 | 0 | 0 | 0 | 0
Ol | BluffCrk 60040 | AbileneMulberry 6230 | Sarc 6444 | Comchess 1440 | 0 | 0 | 0 | 0 | 0 | 0 | 0 | 0 | 0 | 0 | 0
Om | BluffCrk 60040 | AbileneMulberry 6230 | BluffCrk 60040 | AbileneMulberry 6230 | 0 | 0 | 0 | 0 | 0 | 0 | 0 | 0 | 0 | 0 | 0
On | BluffCrk 60040 | AbileneMulberry 6230 | GoldThwaite 7070 | BrownWood 1655 | 0 | 0 | 0 | 0 | 0 | 0 | 0 | 0 | 0 | 0 | 0
Oo | BluffCrk 60040 | AbileneMulberry 6230 | Evant 7068 | Goldthwaite 7070 | 0 | 0 | 0 | 0 | 0 | 0 | 0 | 0 | 0 | 0 | 0
Op | BluffCrk 60040 | AbileneMulberry 6230 | Ballinger 6340 | Coleman Ivey 6360 | 0 | 0 | 0 | 0 | 0 | 0 | 0 | 0 | 0 | 0 | 0
Oq | BluffCrk 60040 | AbileneMulberry 6235 | Menard 6375 | SanAngelo 6480 | 0.0095284 | -0.0067243 | 0.020168 | -0.036491 | -0.016253 | -0.026893 | -0.029767 | 0.026893 | 0.029767 | 0
Or | BluffCrk 60040 | AbileneMulberry 6235 | MenardAuto 6373 | MenardAuto6375 | 0.002298 | -0.0015739 | 0.0048681 | -0.0088815 | -0.003872 | -0.006442 | -0.0073076 | 0.006442 | 0.0073076 | 0
Pa | GoldThwaite 7070 | BrownWood 1655 | TonkawawI_5 1048 | GrahamSES 1430 | 0 | 0 | 0 | 0 | 0 | 0 | 0 | 0 | 0 | 0 | 0
Pb | GoldThwaite 7070 | BrownWood 1655 | Murry 1371 | Graham SES 1431 | 0 | 0 | 0 | 0 | 0 | 0 | 0 | 0 | 0 | 0 | 0
Pc | GoldThwaite 7070 | BrownWood 1655 | Bowman 1422 | FisherRd 1425 | 0 | 0 | 0 | 0 | 0 | 0 | 0 | 0 | 0 | 0 | 0
Pd | GoldThwaite 7070 | BrownWood 1655 | FisherRd 1425 | Oklaunion 6100 | 0 | 0 | 0 | 0 | 0 | 0 | 0 | 0 | 0 | 0 | 0
Pe | GoldThwaite 7070 | BrownWood 1655 | Graham 1430 | Parker 1436 | 0 | 0 | 0 | 0 | 0 | 0 | 0 | 0 | 0 | 0 | 0
Pf | GoldThwaite 7070 | BrownWood 1655 | Graham 1430 | Benbrook 1873 | 0 | 0 | 0 | 0 | 0 | 0 | 0 | 0 | 0 | 0 | 0
Pg | GoldThwaite 7070 | BrownWood 1655 | LongCreek 1435 | GrahamSES1_5 1430 | 0 | 0 | 0 | 0 | 0 | 0 | 0 | 0 | 0 | 0 | 0
Ph | GoldThwaite 7070 | BrownWood 1655 | LonCrek2_5 1439 | CokField_5 1442 | 0 | 0 | 0 | 0 | 0 | 0 | 0 | 0 | 0 | 0 | 0
Pi | GoldThwaite 7070 | BrownWood 1655 | Comchess 1440 | Comchpk 1900 | 0 | 0 | 0 | 0 | 0 | 0 | 0 | 0 | 0 | 0 | 0
Pj | GoldThwaite 7070 | BrownWood 1655 | Cokfield 1442 | GrahamSES 1430 | 0 | 0 | 0 | 0 | 0 | 0 | 0 | 0 | 0 | 0 | 0
Pk | GoldThwaite 7070 | BrownWood 1655 | AbileneMulberry 6235 | BitterCk 71050 | 0 | 0 | 0 | 0 | 0 | 0 | 0 | 0 | 0 | 0 | 0
Pl | GoldThwaite 7070 | BrownWood 1655 | Sarc 6444 | Comchess 1440 | 0 | 0 | 0 | 0 | 0 | 0 | 0 | 0 | 0 | 0 | 0
Pm | GoldThwaite 7070 | BrownWood 1655 | BluffCrk 60040 | AbileneMulberry 6230 | 0 | 0 | 0 | 0 | 0 | 0 | 0 | 0 | 0 | 0 | 0
Pn | GoldThwaite 7070 | BrownWood 1655 | GoldThwaite 7070 | BrownWood 1655 | 0 | 0 | 0 | 0 | 0 | 0 | 0 | 0 | 0 | 0 | 0
Po | GoldThwaite 7070 | BrownWood 1655 | Evant 7068 | Goldthwaite 7070 | -0.000229 | -0.000229 | -0.000229 | -0.000229 | 5.8208e-11 | 2.9104e-11 | -5.8208e-11 | -2.9104e-11 | 5.8208e-11 | -2.9104e-11 | 0
Pp | GoldThwaite 7070 | BrownWood 1655 | Ballinger 6340 | Coleman Ivey 6360 | 0.00084791 | 0.0011622 | 0.00034381 | -0.021527 | 0.00031432 | 0.00081842 | -0.022689 | -0.00081842 | 0.022689 | -0.021871 | 0
Pq | GoldThwaite 7070 | BrownWood 1655 | Menard 6375 | SanAngelo 6480 | 0.010035 | -0.0078492 | 0.021731 | -0.037745 | -0.017884 | -0.02958 | -0.029896 | 0.02958 | 0.029896 | 0
Pr | GoldThwaite 7070 | BrownWood 1655 | MenardAuto 6373 | MenardAuto6375 | 0.0024369 | -0.0018676 | 0.0052877 | -0.0092341 | -0.0043045 | -0.0071553 | -0.0073665 | 0.0071553 | 0.0073665 | 0
Qa | LongCreek 1439 | Sweetwater 1420 | TonkawawI_5 1048 | GrahamSES 1430 | 0.010101 | 0.014913 | -0.011916 | -0.23355 | 0.0048128 | 0.02683 | -0.24846 | -0.02683 | 0.24846 | -0.22163 | 0 | 1072
| LongCreek 1435 | AbileneMulberry 6230
Qb | LongCreek 1439 | Sweetwater 1420 | Murry 1371 | Graham SES 1431 | 0.002387 | 0.0036587 | -0.0014497 | -0.036926 | 0.0012717 | 0.0051084 | -0.040585 | -0.0051084 | 0.040585 | -0.035476 | 0 | 186
| LongCreek 1435 | AbileneMulberry 6230
Qc | LongCreek 1439 | Sweetwater 1420 | Bowman 1422 | FisherRd 1425 | -0.0081929 | -0.0116 | 0.0046483 | 0.13616 | -0.0034074 | -0.016249 | 0.14776 | 0.016249 | -0.14776 | 0.13151 | 0 | 956
| LongCreek 1435 | AbileneMulberry 6230
Qd | LongCreek 1439 | Sweetwater 1420 | FisherRd 1425 | Oklaunion 6100 | -0.0063885 | -0.011463 | 0.0080212 | 0.15258 | -0.0050746 | -0.019484 | 0.16404 | 0.019484 | -0.16404 | 0.14456 | 0 | 1072
| LongCreek 1435 | AbileneMulberry 6230
Qe | LongCreek 1439 | Sweetwater 1420 | Graham 1430 | Parker 1436 | 0.0081023 | 0.0078901 | 0.0046378 | -0.15497 | -0.00021215 | 0.0032523 | -0.16286 | -0.0032523 | 0.16286 | -0.15961 | 0
| LongCreek 1435 | AbileneMulberry 6230
Qf | LongCreek 1439 | Sweetwater 1420 | Graham 1430 | Benbrook 1873 | 0.0095951 | 0.0044091 | 0.0069036 | -0.13975 | -0.005186 | -0.0024945 | -0.14416 | 0.0024945 | 0.14416 | -0.14665 | 0
| LongCreek 1435 | AbileneMulberry 6230
Qg | LongCreek 1439 | Sweetwater 1420 | LongCreek 1435 | GrahamSES1_5 1430 | 0 | 0 | 0 | -0.0081564 | 0 | 0 | -0.0081564 | 0 | 0.0081564 | -0.0081564 | 0 | 1072
| LongCreek 1435 | AbileneMulberry 6230
Qh | LongCreek 1439 | Sweetwater 1420 | LonCrek2_5 1439 | CokField_5 1442 | 0 | 0 | 0 | -0.0055034 | 0 | 0 | -0.0055034 | 0 | 0.0055034 | -0.0055034 | 0 | 1072
| LongCreek 1435 | AbileneMulberry 6230
Qi | LongCreek 1439 | Sweetwater 1420 | Comchess 1440 | Comchpk 1900 | 0.01027 | 0.022645 | -0.015819 | -0.18435 | 0.012375 | 0.038464 | -0.207 | -0.038464 | 0.207 | -0.16853 | 0 | 1072
| LongCreek 1435 | AbileneMulberry 6230
Qj | LongCreek 1439 | Sweetwater 1420 | Cokfield 1442 | GrahamSES 1430 | 0 | 0 | 0 | -0.0090478 | 0 | 0 | -0.0090478 | 0 | 0.0090478 | -0.0090478 | 0 | 1072
| LongCreek 1435 | AbileneMulberry 6230
Qk | LongCreek 1439 | Sweetwater 1420 | AbileneMulberry 6235 | BitterCk 71050 | 0.0051527 | 0.0062272 | 0.0039835 | -0.18376 | 0.0010744 | 0.0022437 | -0.18998 | -0.0022437 | 0.18998 | -0.18774 | 0
| LongCreek 1435 | AbileneMulberry 6230
Ql | LongCreek 1439 | Sweetwater 1420 | Sarc 6444 | Comchess 1440 | 0.011132 | 0.013525 | -0.0067327 | -0.20057 | 0.0023926 | 0.020258 | -0.21409 | -0.020258 | 0.21409 | -0.19383 | 0 | 1514
| LongCreek 1435 | AbileneMulberry 6230
Qm | LongCreek 1439 | Sweetwater 1420 | BluffCrk 60040 | AbileneMulberry 6230 | -0.0019735 | 0.0028935 | -0.0052028 | 0.030551 | 0.0048671 | 0.0080964 | 0.027657 | -0.0080964 | -0.027657 | 0.035753 | 0
| LongCreek 1435 | AbileneMulberry 6230
Qn | LongCreek 1439 | Sweetwater 1420 | GoldThwaite 7070 | BrownWood 1655 | -0.0054474 | 0.013 | -0.018405 | 0.035943 | 0.018448 | 0.031405 | 0.022943 | -0.031405 | -0.022943 | 0.054348 | 0
| LongCreek 1435 | AbileneMulberry 6230
Qo | LongCreek 1439 | Sweetwater 1420 | Evant 7068 | Goldthwaite 7070 | 0.0049564 | -0.011054 | 0.016202 | -0.030965 | -0.01601 | -0.027256 | -0.019911 | 0.027256 | 0.019911 | -0.047167 | 0
| LongCreek 1435 | AbileneMulberry 6230
Qp | LongCreek 1439 | Sweetwater 1420 | Ballinger 6340 | Coleman Ivey 6360 | 0.0018401 | 0.0006118 | 0.00040438 | -0.031748 | -0.0012283 | 0.00020742 | -0.032359 | -0.00020742 | 0.032359 | -0.032152 | 0 | 170
| LongCreek 1435 | AbileneMulberry 6230
Qq | Sweetwater 1420 | LongCreek2 1439 | Menard 6375 | SanAngelo 6480 | 0.010543 | -0.0055343 | 0.02105 | -0.044624 | -0.016077 | -0.026584 | -0.03909 | 0.026584 | 0.03909 | 0
| AbileneMulb 6230 | LongCreek1 1435
Qr | Sweetwater 1420 | LongCreek2 1439 | MenardAuto 6373 | MenardAuto6375 | 0.0025473 | -0.0012819 | 0.0050848 | -0.010879 | -0.0038292 | -0.0063667 | -0.0095975 | 0.0063667 | 0.0095975 | 0
| AbileneMulb 6230 | LongCreek1 1435
Ra | Ballinger 6340 | Coleman Ivey 6360 | TonkawawI_5 1048 | GrahamSES 1430 | 0.0059669 | 0.0083355 | -0.0070963 | -0.1391 | 0.0023686 | 0.015432 | -0.14743 | -0.015432 | 0.14743 | -0.132 | 0 | 1072
Rb | Ballinger 6340 | Coleman Ivey 6360 | Murry 1371 | Graham SES 1431 | 0.0016639 | 0.0024435 | -0.00057247 | -0.020781 | 0.00077956 | 0.003016 | -0.023225 | -0.003016 | 0.023225 | -0.020209 | 0 | 186
Rc | Ballinger 6340 | Coleman Ivey 6360 | Bowman 1422 | FisherRd 1425 | -0.0051242 | -0.0064453 | 0.0010388 | 0.069628 | -0.0013211 | -0.007484 | 0.076073 | 0.007484 | -0.076073 | 0.068589 | 0 | 956
Rd | Ballinger 6340 | Coleman Ivey 6360 | FisherRd 1425 | Oklaunion 6100 | -0.0030625 | -0.0058569 | 0.0040947 | 0.080501 | -0.0027944 | -0.0099516 | 0.086358 | 0.0099516 | -0.086358 | 0.076406 | 0 | 1072
Re | Ballinger 6340 | Coleman Ivey 6360 | Graham 1430 | Parker 1436 | 0.0098806 | 0.01055 | 0.0055488 | -0.19066 | 0.00066933 | 0.0050011 | -0.20121 | -0.0050011 | 0.20121 | -0.19621 | 0
Rf | Ballinger 6340 | Coleman Ivey 6360 | Graham 1430 | Benbrook 1873 | 0.011109 | 0.006659 | 0.0076898 | -0.17014 | -0.0044504 | -0.0010308 | -0.1768 | 0.0010308 | 0.1768 | -0.17783 | 0
Rg | Ballinger 6340 | Coleman Ivey 6360 | LongCreek 1435 | GrahamSES1_5 1430 | 0.0065902 | 0.010304 | -0.0072143 | -0.15312 | 0.0037136 | 0.017518 | -0.16342 | -0.017518 | 0.16342 | -0.1459 | 0 | 1072
Rh | Ballinger 6340 | Coleman Ivey 6360 | LonCrek2_5 1439 | CokField_5 1442 | 0.0066227 | 0.010349 | -0.0072496 | -0.15126 | 0.0037262 | 0.017599 | -0.16161 | -0.017599 | 0.16161 | -0.14401 | 0 | 1072
Ri | Ballinger 6340 | Coleman Ivey 6360 | Comchess 1440 | Comchpk 1900 | 0.007462 | 0.018563 | -0.013083 | -0.12393 | 0.011101 | 0.031646 | -0.1425 | -0.031646 | 0.1425 | -0.11085 | 0 | 1072
Rj | Ballinger 6340 | Coleman Ivey 6360 | Cokfield 1442 | GrahamSES 1430 | 0.0066227 | 0.010349 | -0.0072496 | -0.15481 | 0.0037262 | 0.017599 | -0.16515 | -0.017599 | 0.16515 | -0.14756 | 0 | 1072
Rk | Ballinger 6340 | Coleman Ivey 6360 | AbileneMulberry 6235 | BitterCk 71050 | 0.005972 | 0.0081611 | 0.0038423 | -0.17809 | 0.0021891 | 0.0043189 | -0.18625 | -0.0043189 | 0.18625 | -0.18193 | 0
Rl | Ballinger 6340 | Coleman Ivey 6360 | Sarc 6444 | Comchess 1440 | 0.0089817 | 0.0093885 | -0.0035593 | -0.15041 | 0.00040681 | 0.012948 | -0.1598 | -0.012948 | 0.1598 | -0.14685 | 0 | 1514
Rm | Ballinger 6340 | Coleman Ivey 6360 | BluffCrk 60040 | AbileneMulberry 6230 | 0.00085238 | 0.007204 | -0.0038454 | -0.016107 | 0.0063516 | 0.011049 | -0.023311 | -0.011049 | 0.023311 | -0.012261 | 0
Rn | Ballinger 6340 | Coleman Ivey 6360 | GoldThwaite 7070 | BrownWood 1655 | -0.0050539 | 0.013282 | -0.017993 | 0.028635 | 0.018336 | 0.031275 | 0.015354 | -0.031275 | -0.015354 | 0.046628 | 0
Ro | Ballinger 6340 | Coleman Ivey 6360 | Evant 7068 | Goldthwaite 7070 | 0.0046149 | -0.011298 | 0.015845 | -0.024623 | -0.015913 | -0.027142 | -0.013325 | 0.027142 | 0.013325 | -0.040467 | 0
Rp | Ballinger 6340 | Coleman Ivey 6360 | Ballinger 6340 | Coleman Ivey 6360 | 0 | 0 | 0 | 0 | 0 | 0 | 0 | 0 | 0 | 0 | 0 | 170
Rq | Ballinger 6340 | Coleman Ivey 6360 | Menard 6375 | SanAngelo 6480 | 0.009598 | -0.0070575 | 0.020468 | -0.0368 | -0.016656 | -0.027526 | -0.029743 | 0.027526 | 0.029743 | 0
Rr | Ballinger 6340 | Coleman Ivey 6360 | MenardAuto 6373 | MenardAuto6375 | 0.002316 | -0.0016554 | 0.0049429 | -0.0089628 | -0.0039714 | -0.0065983 | -0.0073074 | 0.0065983 | 0.0073074 | 0
Sa | Menard 6375 | SanAngelo 6480 | Tonkawa 1048 | GrahamSES 1430 | 0.021995 | 0.026288 | 0.018765 | -0.15087 | 0.0042932 | 0.0075229 | -0.17716 | -0.0075229 | 0.17716 | 0
Sb | Menard 6375 | SanAngelo 6480 | Murry 1371 | GrahamSES 1431 | 0.004458 | 0.0064683 | 0.0037819 | -0.027283 | 0.0020103 | 0.0026864 | -0.033751 | -0.0026864 | 0.033751 | 0
Sc | Menard 6375 | SanAngelo 6480 | Bowman 1422 | FisherRd 1425 | 0.014939 | 0.016295 | 0.012803 | -0.083141 | 0.0013561 | 0.0034922 | -0.099437 | -0.0034922 | 0.099437 | 0
Sd | Menard 6375 | SanAngelo 6480 | FisherRd 1425 | Oklaunion 6100 | 0.016884 | 0.020683 | 0.014482 | -0.097843 | 0.0037993 | 0.0062009 | -0.11853 | -0.0062009 | 0.11853 | 0
Se | Menard 6375 | SanAngelo 6480 | GrahamSES 1430 | Parker 1436 | 0.029211 | 0.023449 | 0.02467 | -0.16387 | -0.0057619 | -0.0012205 | -0.18732 | 0.0012205 | 0.18732 | 0
Sf | Menard 6375 | SanAngelo 6480 | GrahamSES 1430 | Benbrook 1873 | 0.027882 | 0.01787 | 0.024576 | -0.14682 | -0.010011 | -0.0067058 | -0.16469 | 0.0067058 | 0.16469 | 0
Sg | Menard 6375 | SanAngelo 6480 | LongCreek1 1435 | GrahamSES 1430 | -0.025286 | -0.030147 | -0.020934 | 0.1595 | -0.0048615 | -0.0092135 | 0.18965 | 0.0092135 | -0.18965 | 0
Sh | Menard 6375 | SanAngelo 6480 | LongCreek2 1439 | CokField 1442 | 0.023976 | 0.029478 | 0.019607 | -0.16179 | 0.0055012 | 0.0098706 | -0.19127 | -0.0098706 | 0.19127 | 0
Si | Menard 6375 | SanAngelo 6480 | ComcheSS 1440 | Comanche Pk 1900 | 0.0194 | 0.030077 | 0.0069215 | -0.13761 | 0.010677 | 0.023155 | -0.16769 | -0.023155 | 0.16769 | 0
Sj | Menard 6375 | SanAngelo 6480 | CokField 1442 | GrahamSES 1430 | -0.025867 | -0.030549 | -0.021497 | 0.1599 | -0.004682 | -0.0090515 | 0.19045 | 0.0090515 | -0.19045 | 0
Sk | Menard 6375 | SanAngelo 6480 | AbileneMulberry 6235 | BitterCk 71050 | 0.022859 | 0.026092 | 0.020732 | -0.1819 | 0.0032325 | 0.0053603 | -0.20799 | -0.0053603 | 0.20799 | 0
Sl | Menard 6375 | SanAngelo 6480 | Sarc 6444 | ComcheSS 1440 | -0.024135 | -0.022272 | -0.022214 | 0.15197 | 0.0018626 | -5.8569e-05 | 0.17424 | 5.8569e-05 | -0.17424 | 0
Sm | Menard 6375 | SanAngelo 6480 | BluffCrk 60040 | AbileneMulberry 6235 | -0.0052736 | -0.013556 | -0.00062021 | 0.027928 | -0.0082825 | -0.012936 | 0.041484 | 0.012936 | -0.041484 | 0
Sn | Menard 6375 | SanAngelo 6480 | GoldThwaite 7070 | BrownWood 1655 | -0.009392 | 0.010752 | -0.022718 | 0.02921 | 0.020144 | 0.03347 | 0.018458 | -0.03347 | -0.018458 | 0
So | Menard 6375 | SanAngelo 6480 | Evant 7068 | Goldthwaite 7070 | 0.0081836 | -0.0093688 | 0.019795 | -0.025452 | -0.017552 | -0.029164 | -0.016083 | 0.029164 | 0.016083 | 0
Sp | Menard 6375 | SanAngelo 6480 | Ballinger 6340 | Coleman Ivey 6360 | 0.00488 | 0.0020484 | 0.0064137 | -0.025847 | -0.0028317 | -0.0043653 | -0.027896 | 0.0043653 | 0.027896 | 0
Sq | Menard 6375 | SanAngelo 6480 | Menard 6375 | SanAngelo 6480 | 0 | 0 | 0 | 0 | 0 | 0 | 0 | 0 | 0 | 0
Sr | Menard 6375 | SanAngelo 6480 | MenardAuto 6373 | MenardAuto6375 | -4.7662e-05 | 8.1583e-05 | -9.7018e-05 | 0.00010162 | 0.00012925 | 0.0001786 | 2.0033e-05 | -0.0001786 | -2.0033e-05 | 0
Cs | TonkawawI_5 1048 | GrahamSES 1430 | AbileneMulberry 6230 | LongCreek 1435 | 0.0086077 | 0.015255 | -0.010154 | -0.1698 | 0.0066469 | 0.025409 | -0.18505 | -0.025409 | 0.18505 | -0.15965 | 0 | 1072
Ct | TonkawawI_5 1048 | GrahamSES 1430 | LongCreek 1439 | Sweetwater 1420 | -0.0078966 | -0.010484 | 0.0088419 | 0.20021 | -0.0025879 | -0.019326 | 0.2107 | 0.019326 | -0.2107 | 0.19137 | 0 | 1072
Cu | TonkawawI_5 1048 | GrahamSES 1430 | Oklaunion 6100 | AbileneMulberry 6235 | -0.0019108 | -0.0048885 | 0.0055007 | 0.074528 | -0.0029777 | -0.010389 | 0.079416 | 0.010389 | -0.079416 | 0.069027 | 0 | 956
Cv | TonkawawI_5 1048 | GrahamSES 1430 | Bowman 1422 | GrahamSES 1430 | 0.003819 | 0.00094003 | 0.0036338 | 0.00043748 | -0.002879 | -0.0026937 | -0.00050255 | 0.0026937 | 0.00050255 | -0.0031963 | 0 | 717
Cw | TonkawawI_5 1048 | GrahamSES 1430 | Bowman 1422 | Jacksboro 1429 | 0.0063478 | 0.0084619 | -0.0010191 | -0.089335 | 0.0021141 | 0.009481 | -0.097796 | -0.009481 | 0.097796 | -0.088315 | 0 | 956
Cx | TonkawawI_5 1048 | GrahamSES 1430 | Murry 1371 | Paint 6169 | -0.0018162 | -0.0027226 | 0.00089708 | 0.025463 | -0.00090635 | -0.0036197 | 0.028185 | 0.0036197 | -0.028185 | 0.024566 | 0 | 154
Ds | Murry 1371 | Graham SES 1431 | AbileneMulberry 6230 | LongCreek 1435 | 0.0072888 | 0.013418 | -0.0081571 | -0.13387 | 0.0061289 | 0.021575 | -0.14729 | -0.021575 | 0.14729 | -0.12571 | 0 | 1072
Dt | Murry 1371 | Graham SES 1431 | LongCreek 1439 | Sweetwater 1420 | -0.0062313 | -0.0081309 | 0.0066889 | 0.15959 | -0.0018996 | -0.01482 | 0.16773 | 0.01482 | -0.16773 | 0.15291 | 0 | 1072
Du | Murry 1371 | Graham SES 1431 | Oklaunion 6100 | AbileneMulberry 6235 | -0.0013535 | -0.0041018 | 0.0047721 | 0.06083 | -0.0027483 | -0.0088739 | 0.064932 | 0.0088739 | -0.064932 | 0.056058 | 0 | 956
Dv | Murry 1371 | Graham SES 1431 | Bowman 1422 | GrahamSES 1430 | 0.0032784 | 0.00017333 | 0.0043054 | 0.013274 | -0.0031051 | -0.0041321 | 0.0131 | 0.0041321 | -0.0131 | 0.0089684 | 0 | 717
Dw | Murry 1371 | Graham SES 1431 | Bowman 1422 | Jacksboro 1429 | 0.0061652 | 0.0082031 | -0.00079359 | -0.085016 | 0.0020379 | 0.0089967 | -0.093219 | -0.0089967 | 0.093219 | -0.084223 | 0 | 956
Dx | Murry 1371 | Graham SES 1431 | Murry 1371 | Paint 6169 | 3.5e-05 | 3.5e-05 | 3.5e-05 | 3.5e-05 | -3.638e-12 | 1.0914e-11 | 1.0914e-11 | -1.0914e-11 | -1.0914e-11 | 2.1828e-11 | 0 | 154
Es | Bowman 1422 | FisherRd 1425 | AbileneMulberry 6230 | LongCreek 1435 | 0.0080822 | 0.014327 | -0.0082577 | -0.14514 | 0.0062443 | 0.022584 | -0.15947 | -0.022584 | 0.15947 | -0.13689 | 0 | 1072
Et | Bowman 1422 | FisherRd 1425 | LongCreek 1439 | Sweetwater 1420 | -0.0061722 | -0.0080234 | 0.0066546 | 0.15896 | -0.0018512 | -0.014678 | 0.16698 | 0.014678 | -0.16698 | 0.15231 | 0 | 1072
Eu | Bowman 1422 | FisherRd 1425 | Oklaunion 6100 | AbileneMulberry 6235 | 0.00056224 | -0.001647 | 0.0043555 | 0.034928 | -0.0022093 | -0.0060025 | 0.036575 | 0.0060025 | -0.036575 | 0.030572 | 0 | 956
Ev | Bowman 1422 | FisherRd 1425 | Bowman 1422 | GrahamSES 1430 | 0.0017942 | -0.0017215 | 0.0046237 | 0.033373 | -0.0035156 | -0.0063452 | 0.035095 | 0.0063452 | -0.035095 | 0.028749 | 0 | 717
Ew | Bowman 1422 | FisherRd 1425 | Bowman 1422 | Jacksboro 1429 | 0.0051037 | 0.0068492 | -0.00056694 | -0.07063 | 0.0017455 | 0.0074161 | -0.077479 | -0.0074161 | 0.077479 | -0.070063 | 0 | 956
Ex | Bowman 1422 | FisherRd 1425 | Murry 1371 | Paint 6169 | -0.001705 | -0.0025485 | 0.00065031 | 0.021765 | -0.00084349 | -0.0031988 | 0.024313 | 0.0031988 | -0.024313 | 0.021114 | 0 | 154
Fs | FisherRd 1425 | Oklaunion 6100 | AbileneMulberry 6230 | LongCreek 1435 | 0.0084779 | 0.015966 | -0.010277 | -0.17192 | 0.0074879 | 0.026242 | -0.18788 | -0.026242 | 0.18788 | -0.16164 | 0 | 1072
Ft | FisherRd 1425 | Oklaunion 6100 | LongCreek 1439 | Sweetwater 1420 | -0.006186 | -0.0081094 | 0.0067746 | 0.16044 | -0.0019235 | -0.014884 | 0.16855 | 0.014884 | -0.16855 | 0.15367 | 0 | 1072
Fu | FisherRd 1425 | Oklaunion 6100 | Oklaunion 6100 | AbileneMulberry 6235 | 0.0012435 | 0.00097288 | 0.0012245 | -0.0073443 | -0.00027063 | -0.00025158 | -0.0083172 | 0.00025158 | 0.0083172 | -0.0085687 | 0 | 956
Fv | FisherRd 1425 | Oklaunion 6100 | Bowman 1422 | GrahamSES 1430 | 0.0018091 | -0.0027056 | 0.0063305 | 0.05209 | -0.0045147 | -0.009036 | 0.054795 | 0.009036 | -0.054795 | 0.045759 | 0 | 717
Fw | FisherRd 1425 | Oklaunion 6100 | Bowman 1422 | Jacksboro 1429 | 0.0051468 | 0.0062041 | 0.00061724 | -0.058011 | 0.0010573 | 0.0055868 | -0.064215 | -0.0055868 | 0.064215 | -0.058628 | 0 | 956
Fx | FisherRd 1425 | Oklaunion 6100 | Murry 1371 | Paint 6169 | -0.0017891 | -0.00279 | 0.00089708 | 0.025436 | -0.0010008 | -0.003687 | 0.028226 | 0.003687 | -0.028226 | 0.024539 | 0 | 154
Is | LongCreek 1435 | GrahamSES1_5 1430 | AbileneMulberry 6230 | LongCreek 1435 | 0.0047758 | 0.0094454 | -0.0056622 | -0.080078 | 0.0046695 | 0.015108 | -0.089523 | -0.015108 | 0.089523 | -0.074416 | 0 | 1072
It | LongCreek 1435 | GrahamSES1_5 1430 | LongCreek 1439 | Sweetwater 1420 | -0.0053108 | -0.0066741 | 0.0057582 | 0.13965 | -0.0013633 | -0.012432 | 0.14632 | 0.012432 | -0.14632 | 0.13389 | 0 | 1072
Iu | LongCreek 1435 | GrahamSES1_5 1430 | Oklaunion 6100 | AbileneMulberry 6235 | -0.0020578 | -0.0052334 | 0.005614 | 0.077943 | -0.0031757 | -0.010847 | 0.083176 | 0.010847 | -0.083176 | 0.072329 | 0 | 956
Iv | LongCreek 1435 | GrahamSES1_5 1430 | Bowman 1422 | GrahamSES 1430 | 0.0038194 | 0.0010397 | 0.0036813 | 0.00045045 | -0.0027797 | -0.0026416 | -0.00058926 | 0.0026416 | 0.00058926 | -0.0032309 | 0 | 717
Iw | LongCreek 1435 | GrahamSES1_5 1430 | Bowman 1422 | Jacksboro 1429 | 0.0063946 | 0.0085702 | -0.0010561 | -0.090423 | 0.0021756 | 0.0096263 | -0.098993 | -0.0096263 | 0.098993 | -0.089367 | 0 | 956
Ix | LongCreek 1435 | GrahamSES1_5 1430 | Murry 1371 | Paint 6169 | -0.0017623 | -0.0026759 | 0.0008167 | 0.024192 | -0.00091354 | -0.0034926 | 0.026868 | 0.0034926 | -0.026868 | 0.023375 | 0 | 154
Js | LonCrek2_5 1439 | CokField_5 1442 | AbileneMulberry 6230 | LongCreek 1435 | 0.0047748 | 0.0094462 | -0.0056616 | -0.08089 | 0.0046713 | 0.015108 | -0.090336 | -0.015108 | 0.090336 | -0.075228 | 0 | 1072
Jt | LonCrek2_5 1439 | CokField_5 1442 | LongCreek 1439 | Sweetwater 1420 | -0.0052919 | -0.0066443 | 0.0057366 | 0.13952 | -0.0013524 | -0.012381 | 0.14617 | 0.012381 | -0.14617 | 0.13379 | 0 | 1072
Ju | LonCrek2_5 1439 | CokField_5 1442 | Oklaunion 6100 | AbileneMulberry 6235 | -0.0020617 | -0.005239 | 0.0056185 | 0.077728 | -0.0031773 | -0.010857 | 0.082967 | 0.010857 | -0.082967 | 0.072109 | 0 | 956
Jv | LonCrek2_5 1439 | CokField_5 1442 | Bowman 1422 | GrahamSES 1430 | 0.0038226 | 0.0010445 | 0.0036777 | 0.0006006 | -0.0027781 | -0.0026332 | -0.00044386 | 0.0026332 | 0.00044386 | -0.0030771 | 0 | 717
Jw | LonCrek2_5 1439 | CokField_5 1442 | Bowman 1422 | Jacksboro 1429 | 0.0063959 | 0.0085718 | -0.0010575 | -0.090357 | 0.002176 | 0.0096294 | -0.098929 | -0.0096294 | 0.098929 | -0.089299 | 0 | 956
Jx | LonCrek2_5 1439 | CokField_5 1442 | Murry 1371 | Paint 6169 | -0.0017634 | -0.0026776 | 0.00081794 | 0.02415 | -0.00091412 | -0.0034955 | 0.026828 | 0.0034955 | -0.026828 | 0.023332 | 0 | 154
Ks | Comchess 1440 | Comchpk 1900 | AbileneMulberry 6230 | LongCreek 1435 | 0.0087719 | 0.017395 | -0.011239 | -0.16038 | 0.0086227 | 0.028633 | -0.17777 | -0.028633 | 0.17777 | -0.14914 | 0 | 1072
Kt | Comchess 1440 | Comchpk 1900 | LongCreek 1439 | Sweetwater 1420 | -0.0067508 | -0.0095104 | 0.0077487 | 0.16882 | -0.0027596 | -0.017259 | 0.17833 | 0.017259 | -0.17833 | 0.16107 | 0 | 1072
Ku | Comchess 1440 | Comchpk 1900 | Oklaunion 6100 | AbileneMulberry 6235 | -0.0019106 | -0.005493 | 0.0057809 | 0.070312 | -0.0035824 | -0.011274 | 0.075805 | 0.011274 | -0.075805 | 0.064532 | 0 | 956
Kv | Comchess 1440 | Comchpk 1900 | Bowman 1422 | GrahamSES 1430 | 0.0032723 | 0.00017266 | 0.0042956 | 0.013309 | -0.0030996 | -0.004123 | 0.013137 | 0.004123 | -0.013137 | 0.0090137 | 0 | 717
Kw | Comchess 1440 | Comchpk 1900 | Bowman 1422 | Jacksboro 1429 | 0.0068185 | 0.0097768 | -0.0018926 | -0.09587 | 0.0029583 | 0.011669 | -0.10565 | -0.011669 | 0.10565 | -0.093978 | 0 | 956
Kx | Comchess 1440 | Comchpk 1900 | Murry 1371 | Paint 6169 | -0.0017727 | -0.0028356 | 0.00092486 | 0.023221 | -0.0010629 | -0.0037604 | 0.026056 | 0.0037604 | -0.026056 | 0.022296 | 0 | 154
Ls | Cokfield 1442 | GrahamSES 1430 | AbileneMulberry 6230 | LongCreek 1435 | 0.0047748 | 0.0094462 | -0.0056616 | -0.079764 | 0.0046713 | 0.015108 | -0.08921 | -0.015108 | 0.08921 | -0.074102 | 0 | 1072
Lt | Cokfield 1442 | GrahamSES 1430 | LongCreek 1439 | Sweetwater 1420 | -0.0052919 | -0.0066443 | 0.0057366 | 0.13909 | -0.0013524 | -0.012381 | 0.14573 | 0.012381 | -0.14573 | 0.13335 | 0 | 1072
Lu | Cokfield 1442 | GrahamSES 1430 | Oklaunion 6100 | AbileneMulberry 6235 | -0.0020617 | -0.005239 | 0.0056185 | 0.078147 | -0.0031773 | -0.010857 | 0.083386 | 0.010857 | -0.083386 | 0.072529 | 0 | 956
Lv | Cokfield 1442 | GrahamSES 1430 | Bowman 1422 | GrahamSES 1430 | 0.0038226 | 0.0010445 | 0.0036777 | 0.0002945 | -0.0027781 | -0.0026332 | -0.00074996 | 0.0026332 | 0.00074996 | -0.0033832 | 0 | 717
Lw | Cokfield 1442 | GrahamSES 1430 | Bowman 1422 | Jacksboro 1429 | 0.0063959 | 0.0085718 | -0.0010575 | -0.090485 | 0.002176 | 0.0096294 | -0.099057 | -0.0096294 | 0.099057 | -0.089428 | 0 | 956
Lx | Cokfield 1442 | GrahamSES 1430 | Murry 1371 | Paint 6169 | -0.0017634 | -0.0026776 | 0.00081794 | 0.024243 | -0.00091412 | -0.0034955 | 0.02692 | 0.0034955 | -0.02692 | 0.023425 | 0 | 154
Ns | Sarc 6444 | Comchess 1440 | AbileneMulberry 6230 | LongCreek 1435 | 0.0096769 | 0.015857 | -0.0092571 | -0.17594 | 0.0061798 | 0.025114 | -0.1918 | -0.025114 | 0.1918 | -0.16668 | 0 | 1072
Nt | Sarc 6444 | Comchess 1440 | LongCreek 1439 | Sweetwater 1420 | -0.0070805 | -0.0090054 | 0.0070788 | 0.17448 | -0.0019249 | -0.016084 | 0.18349 | 0.016084 | -0.18349 | 0.1674 | 0 | 1072
Nu | Sarc 6444 | Comchess 1440 | Oklaunion 6100 | AbileneMulberry 6235 | -0.0022364 | -0.0050479 | 0.0051698 | 0.0759 | -0.0028115 | -0.010218 | 0.080948 | 0.010218 | -0.080948 | 0.07073 | 0 | 956
Nv | Sarc 6444 | Comchess 1440 | Bowman 1422 | GrahamSES 1430 | 0.00321 | 9.2401e-05 | 0.0043346 | 0.014354 | -0.0031176 | -0.0042422 | 0.014261 | 0.0042422 | -0.014261 | 0.010019 | 0 | 717
Nw | Sarc 6444 | Comchess 1440 | Bowman 1422 | Jacksboro 1429 | 0.007003 | 0.0091212 | -0.0011666 | -0.099091 | 0.0021182 | 0.010288 | -0.10821 | -0.010288 | 0.10821 | -0.097925 | 0 | 956
Nx | Sarc 6444 | Comchess 1440 | Murry 1371 | Paint 6169 | -0.0018554 | -0.0026941 | 0.0007429 | 0.024644 | -0.00083865 | -0.003437 | 0.027338 | 0.003437 | -0.027338 | 0.023901 | 0 | 154
Rs | Ballinger 6340 | Coleman Ivey 6360 | AbileneMulberry 6230 | LongCreek 1435 | 0.0070496 | 0.012737 | -0.0078705 | -0.13169 | 0.0056879 | 0.020608 | -0.14442 | -0.020608 | 0.14442 | -0.12382 | 0 | 1072
Rt | Ballinger 6340 | Coleman Ivey 6360 | LongCreek 1439 | Sweetwater 1420 | -0.0061635 | -0.0079153 | 0.0065934 | 0.15903 | -0.0017518 | -0.014509 | 0.16695 | 0.014509 | -0.16695 | 0.15244 | 0 | 1072
Ru | Ballinger 6340 | Coleman Ivey 6360 | Oklaunion 6100 | AbileneMulberry 6235 | -0.0013652 | -0.0040159 | 0.0047121 | 0.061229 | -0.0026507 | -0.008728 | 0.065245 | 0.008728 | -0.065245 | 0.056517 | 0 | 956
Rv | Ballinger 6340 | Coleman Ivey 6360 | Bowman 1422 | GrahamSES 1430 | 0.003259 | 0.00015078 | 0.0043084 | 0.013529 | -0.0031082 | -0.0041576 | 0.013378 | 0.0041576 | -0.013378 | 0.0092208 | 0 | 717
Rw | Ballinger 6340 | Coleman Ivey 6360 | Bowman 1422 | Jacksboro 1429 | 0.0062236 | 0.0081984 | -0.00075752 | -0.085966 | 0.0019747 | 0.0089559 | -0.094165 | -0.0089559 | 0.094165 | -0.085209 | 0 | 956
Rx | Ballinger 6340 | Coleman Ivey 6360 | Murry 1371 | Paint 6169 | -0.0016288 | -0.0024082 | 0.00060767 | 0.020816 | -0.00077939 | -0.0030158 | 0.023225 | 0.0030158 | -0.023225 | 0.020209 | 0 | 154
Ua | LongCreek 1439 | Sweetwater 1420 | TonkawawI_5 1048 | GrahamSES 1430 | 0.0070975 | 0.0099317 | -0.0084907 | -0.16938 | 0.0028342 | 0.018422 | -0.17931 | -0.018422 | 0.17931 | -0.16089 | 0 | 1072
Ub | LongCreek 1439 | Sweetwater 1420 | Murry 1371 | Graham SES 1431 | 0.0017427 | 0.0025896 | -0.00071436 | -0.023156 | 0.00084691 | 0.0033039 | -0.025745 | -0.0033039 | 0.025745 | -0.022441 | 0 | 186
Uc | LongCreek 1439 | Sweetwater 1420 | Bowman 1422 | FisherRd 1425 | -0.0051873 | -0.0066148 | 0.0012198 | 0.071937 | -0.0014275 | -0.0078345 | 0.078552 | 0.0078345 | -0.078552 | 0.070718 | 0 | 956
Ud | LongCreek 1439 | Sweetwater 1420 | FisherRd 1425 | Oklaunion 6100 | -0.0031076 | -0.0060205 | 0.0042785 | 0.082477 | -0.0029129 | -0.010299 | 0.088497 | 0.010299 | -0.088497 | 0.078198 | 0 | 1072
Ug | LongCreek 1439 | Sweetwater 1420 | LongCreek 1435 | GrahamSES1_5 1430 | 0.0053632 | 0.0088967 | -0.0061181 | -0.12275 | 0.0035335 | 0.015015 | -0.13165 | -0.015015 | 0.13165 | -0.11663 | 0 | 1072
Uh | LongCreek 1439 | Sweetwater 1420 | LonCrek2_5 1439 | CokField_5 1442 | 0.0053725 | 0.008912 | -0.0061287 | -0.1203 | 0.0035395 | 0.015041 | -0.12921 | -0.015041 | 0.12921 | -0.11417 | 0 | 1072
Ui | LongCreek 1439 | Sweetwater 1420 | Comchess 1440 | Comchpk 1900 | 0.008125 | 0.019087 | -0.013372 | -0.13852 | 0.010962 | 0.032459 | -0.15761 | -0.032459 | 0.15761 | -0.12515 | 0 | 1072
Uj | LongCreek 1439 | Sweetwater 1420 | Cokfield 1442 | GrahamSES 1430 | 0.0053725 | 0.008912 | -0.0061287 | -0.12384 | 0.0035395 | 0.015041 | -0.13275 | -0.015041 | 0.13275 | -0.11771 | 0 | 1072
Ul | LongCreek 1439 | Sweetwater 1420 | Sarc 6444 | Comchess 1440 | 0.0089579 | 0.0099177 | -0.0042519 | -0.1541 | 0.00095986 | 0.01417 | -0.16402 | -0.01417 | 0.16402 | -0.14985 | 0 | 1514
Up | LongCreek 1439 | Sweetwater 1420 | Ballinger 6340 | Coleman Ivey 6360 | 0.0015308 | 9.8843e-05 | 0.00075718 | -0.02514 | -0.0014319 | -0.00065834 | -0.025239 | 0.00065834 | 0.025239 | -0.025897 | 0 | 170
Us | LongCreek 1439 | Sweetwater 1420 | AbileneMulberry 6230 | LongCreek 1435 | 0.010735 | 0.017809 | -0.012247 | -0.22939 | 0.0070733 | 0.030055 | -0.2472 | -0.030055 | 0.2472 | -0.21714 | 0 | 1072
Ut | LongCreek 1439 | Sweetwater 1420 | LongCreek 1439 | Sweetwater 1420 | 0 | 0 | 0 | 0 | 0 | 0 | 0 | 0 | 0 | 0 | 0 | 1072
Uu | LongCreek 1439 | Sweetwater 1420 | Oklaunion 6100 | AbileneMulberry 6235 | -0.0013466 | -0.0040813 | 0.0048067 | 0.061434 | -0.0027348 | -0.008888 | 0.065515 | 0.008888 | -0.065515 | 0.056627 | 0 | 956
Uv | LongCreek 1439 | Sweetwater 1420 | Bowman 1422 | GrahamSES 1430 | 0.0034262 | 0.00036277 | 0.0041332 | 0.0092346 | -0.0030634 | -0.0037705 | 0.0088719 | 0.0037705 | -0.0088719 | 0.0051014 | 0 | 717
Uw | LongCreek 1439 | Sweetwater 1420 | Bowman 1422 | Jacksboro 1429 | 0.006175 | 0.008215 | -0.00080691 | -0.085317 | 0.00204 | 0.0090219 | -0.093532 | -0.0090219 | 0.093532 | -0.08451 | 0 | 956
Ux | LongCreek 1439 | Sweetwater 1420 | Murry 1371 | Paint 6169 | -0.0017073 | -0.0025544 | 0.00074968 | 0.023191 | -0.00084717 | -0.0033041 | 0.025745 | 0.0033041 | -0.025745 | 0.022441 | 0 | 154
Va | Oklaunion 6100 | AbileneMulberry 6235 | TonkawawI_5 1048 | GrahamSES 1430 | 0.0060165 | 0.0087919 | -0.0076928 | -0.14438 | 0.0027754 | 0.016485 | -0.15317 | -0.016485 | 0.15317 | -0.13669 | 0 | 1072
Vb | Oklaunion 6100 | AbileneMulberry 6235 | Murry 1371 | Graham SES 1431 | 0.0016457 | 0.0024925 | -0.00065023 | -0.020975 | 0.0008468 | 0.0031428 | -0.023467 | -0.0031428 | 0.023467 | -0.020324 | 0 | 186
Vc | Oklaunion 6100 | AbileneMulberry 6235 | Bowman 1422 | FisherRd 1425 | -0.0040516 | -0.0033308 | -0.0026075 | 0.021924 | 0.0007208 | -0.00072325 | 0.025255 | 0.00072325 | -0.025255 | 0.024532 | 0 | 956
Vd | Oklaunion 6100 | AbileneMulberry 6235 | FisherRd 1425 | Oklaunion 6100 | -0.0018368 | -0.0023102 | -5.5318e-05 | 0.02611 | -0.00047338 | -0.0022549 | 0.02842 | 0.0022549 | -0.02842 | 0.026165 | 0 | 1072
Vg | Oklaunion 6100 | AbileneMulberry 6235 | LongCreek 1435 | GrahamSES1_5 1430 | 0.0068193 | 0.011466 | -0.0086736 | -0.16819 | 0.0046463 | 0.020139 | -0.17966 | -0.020139 | 0.17966 | -0.15952 | 0 | 1072
Vh | Oklaunion 6100 | AbileneMulberry 6235 | LonCrek2_5 1439 | CokField_5 1442 | 0.0068519 | 0.011513 | -0.0087116 | -0.16636 | 0.0046608 | 0.020224 | -0.17787 | -0.020224 | 0.17787 | -0.15765 | 0 | 1072
Vi | Oklaunion 6100 | AbileneMulberry 6235 | Comchess 1440 | Comchpk 1900 | 0.0078562 | 0.018973 | -0.013416 | -0.13423 | 0.011116 | 0.032389 | -0.1532 | -0.032389 | 0.1532 | -0.12082 | 0 | 1072
Vj | Oklaunion 6100 | AbileneMulberry 6235 | Cokfield 1442 | GrahamSES 1430 | 0.0068519 | 0.011513 | -0.0087116 | -0.1699 | 0.0046608 | 0.020224 | -0.18142 | -0.020224 | 0.18142 | -0.16119 | 0 | 1072
Vl | Oklaunion 6100 | AbileneMulberry 6235 | Sarc 6444 | Comchess 1440 | 0.0086838 | 0.0098095 | -0.0043085 | -0.14982 | 0.0011257 | 0.014118 | -0.15963 | -0.014118 | 0.15963 | -0.14551 | 0 | 1514
Vp | Oklaunion 6100 | AbileneMulberry 6235 | Ballinger 6340 | Coleman Ivey 6360 | 0.0014904 | 8.0612e-05 | 0.00075201 | -0.024485 | -0.0014098 | -0.0006714 | -0.024565 | 0.0006714 | 0.024565 | -0.025237 | 0 | 170
Vs | Oklaunion 6100 | AbileneMulberry 6235 | AbileneMulberry 6230 | LongCreek 1435 | 0.0075666 | 0.015008 | -0.010682 | -0.16226 | 0.0074415 | 0.02569 | -0.17726 | -0.02569 | 0.17726 | -0.15157 | 0 | 1072
Vt | Oklaunion 6100 | AbileneMulberry 6235 | LongCreek 1439 | Sweetwater 1420 | -0.0061047 | -0.0079701 | 0.0067026 | 0.15864 | -0.0018654 | -0.014673 | 0.16661 | 0.014673 | -0.16661 | 0.15193 | 0 | 1072
Vu | Oklaunion 6100 | AbileneMulberry 6235 | Oklaunion 6100 | AbileneMulberry 6235 | 0 | 0 | 0 | 0 | 0 | 0 | 0 | 0 | 0 | 0 | 0 | 956
Vv | Oklaunion 6100 | AbileneMulberry 6235 | Bowman 1422 | GrahamSES 1430 | 0.0026888 | -0.0016293 | 0.0064176 | 0.040114 | -0.0043181 | -0.0080469 | 0.041743 | 0.0080469 | -0.041743 | 0.033696 | 0 | 717
Vw | Oklaunion 6100 | AbileneMulberry 6235 | Bowman 1422 | Jacksboro 1429 | 0.0057632 | 0.0069629 | 0.00066867 | -0.066487 | 0.0011998 | 0.0062943 | -0.07345 | -0.0062943 | 0.07345 | -0.067156 | 0 | 956
Vx | Oklaunion 6100 | AbileneMulberry 6235 | Murry 1371 | Paint 6169 | -0.0016106 | -0.0024574 | 0.00068547 | 0.02101 | -0.00084682 | -0.0031429 | 0.023467 | 0.0031429 | -0.023467 | 0.020324 | 0 | 154
Wa | Bowman 1422 | GrahamSES 1430 | TonkawawI_5 1048 | GrahamSES 1430 | 0.0059969 | 0.00834 | -0.0069818 | -0.137 | 0.0023431 | 0.015322 | -0.14534 | -0.015322 | 0.14534 | -0.13001 | 0 | 1072
Wb | Bowman 1422 | GrahamSES 1430 | Murry 1371 | Graham SES 1431 | 0.0016337 | 0.0024431 | -0.00058632 | -0.020216 | 0.00080935 | 0.0030294 | -0.022659 | -0.0030294 | 0.022659 | -0.01963 | 0 | 186
Wc | Bowman 1422 | GrahamSES 1430 | Bowman 1422 | FisherRd 1425 | -0.0042936 | -0.006409 | 0.002084 | 0.071683 | -0.0021154 | -0.008493 | 0.078092 | 0.008493 | -0.078092 | 0.069599 | 0 | 956
Wd | Bowman 1422 | GrahamSES 1430 | FisherRd 1425 | Oklaunion 6100 | -0.0023521 | -0.0058267 | 0.0049709 | 0.081786 | -0.0034746 | -0.010798 | 0.087613 | 0.010798 | -0.087613 | 0.076815 | 0 | 1072
Wg | Bowman 1422 | GrahamSES 1430 | LongCreek 1435 | GrahamSES1_5 1430 | 0.0067066 | 0.010314 | -0.0069489 | -0.14968 | 0.0036071 | 0.017263 | -0.16 | -0.017263 | 0.16 | -0.14273 | 0 | 1072
Wh | Bowman 1422 | GrahamSES 1430 | LonCrek2_5 1439 | CokField_5 1442 | 0.0067392 | 0.010359 | -0.0069835 | -0.14781 | 0.0036195 | 0.017342 | -0.15817 | -0.017342 | 0.15817 | -0.14083 | 0 | 1072
Wi | Bowman 1422 | GrahamSES 1430 | Comchess 1440 | Comchpk 1900 | 0.0077271 | 0.018567 | -0.012934 | -0.12815 | 0.01084 | 0.031501 | -0.14672 | -0.031501 | 0.14672 | -0.11522 | 0 | 1072
Wj | Bowman 1422 | GrahamSES 1430 | Cokfield 1442 | GrahamSES 1430 | 0.0067392 | 0.010359 | -0.0069835 | -0.15136 | 0.0036195 | 0.017342 | -0.16172 | -0.017342 | 0.16172 | -0.14438 | 0 | 1072
Wl | Bowman 1422 | GrahamSES 1430 | Sarc 6444 | Comchess 1440 | 0.0085384 | 0.0093818 | -0.0038126 | -0.14345 | 0.00084334 | 0.013194 | -0.15283 | -0.013194 | 0.15283 | -0.13964 | 0 | 1514
Wp | Bowman 1422 | GrahamSES 1430 | Ballinger 6340 | Coleman Ivey 6360 | 0.0014703 | 2.1572e-05 | 0.00082049 | -0.023606 | -0.0014487 | -0.00079891 | -0.023628 | 0.00079891 | 0.023628 | -0.024427 | 0 | 170
Ws | Bowman 1422 | GrahamSES 1430 | AbileneMulberry 6230 | LongCreek 1435 | 0.0073041 | 0.012756 | -0.007369 | -0.12627 | 0.0054518 | 0.020125 | -0.13902 | -0.020125 | 0.13902 | -0.1189 | 0 | 1072
Wt | Bowman 1422 | GrahamSES 1430 | LongCreek 1439 | Sweetwater 1420 | -0.0061418 | -0.0079168 | 0.0065633 | 0.15757 | -0.001775 | -0.01448 | 0.16549 | 0.01448 | -0.16549 | 0.15101 | 0 | 1072
Wu | Bowman 1422 | GrahamSES 1430 | Oklaunion 6100 | AbileneMulberry 6235 | -0.00074401 | -0.0039893 | 0.0054794 | 0.062384 | -0.0032453 | -0.0094687 | 0.066373 | 0.0094687 | -0.066373 | 0.056905 | 0 | 956
Wv | Bowman 1422 | GrahamSES 1430 | Bowman 1422 | GrahamSES 1430 | 0 | 0 | 0 | 0 | 0 | 0 | 0 | 0 | 0 | 0 | 0 | 717
Ww | Bowman 1422 | GrahamSES 1430 | Bowman 1422 | Jacksboro 1429 | 0.008138 | 0.0082889 | 0.0018186 | -0.076818 | 0.00015092 | 0.0064703 | -0.085107 | -0.0064703 | 0.085107 | -0.078637 | 0 | 956
Wx | Bowman 1422 | GrahamSES 1430 | Murry 1371 | Paint 6169 | -0.0015986 | -0.0024079 | 0.00062154 | 0.020251 | -0.00080935 | -0.0030295 | 0.022659 | 0.0030295 | -0.022659 | 0.01963 | 0 | 154
Xa | Bowman 1422 | Jacksboro 1429 | TonkawawI_5 1048 | GrahamSES 1430 | 0.0059592 | 0.0084543 | -0.0071626 | -0.13877 | 0.0024951 | 0.015617 | -0.14722 | -0.015617 | 0.14722 | -0.13161 | 0 | 1072
Xb | Bowman 1422 | Jacksboro 1429 | Murry 1371 | Graham SES 1431 | 0.0016319 | 0.0024457 | -0.00059189 | -0.020261 | 0.0008138 | 0.0030376 | -0.022707 | -0.0030376 | 0.022707 | -0.019669 | 0 | 186
Xc | Bowman 1422 | Jacksboro 1429 | Bowman 1422 | FisherRd 1425 | -0.0039004 | -0.0049065 | 0.00092827 | 0.052598 | -0.0010061 | -0.0058347 | 0.057505 | 0.0058347 | -0.057505 | 0.05167 | 0 | 956
Xd | Bowman 1422 | Jacksboro 1429 | FisherRd 1425 | Oklaunion 6100 | -0.0020571 | -0.0046267 | 0.0040214 | 0.066453 | -0.0025697 | -0.0086482 | 0.07108 | 0.0086482 | -0.07108 | 0.062431 | 0 | 1072
Xg | Bowman 1422 | Jacksboro 1429 | LongCreek 1435 | GrahamSES1_5 1430 | 0.0066756 | 0.01061 | -0.0073261 | -0.15397 | 0.0039347 | 0.017936 | -0.16458 | -0.017936 | 0.16458 | -0.14664 | 0 | 1072
Xh | Bowman 1422 | Jacksboro 1429 | LonCrek2_5 1439 | CokField_5 1442 | 0.0067082 | 0.010656 | -0.0073615 | -0.15211 | 0.0039477 | 0.018017 | -0.16276 | -0.018017 | 0.16276 | -0.14475 | 0 | 1072
Xi | Bowman 1422 | Jacksboro 1429 | Comchess 1440 | Comchpk 1900 | 0.008008 | 0.018943 | -0.012973 | -0.13205 | 0.010935 | 0.031916 | -0.151 | -0.031916 | 0.151 | -0.11908 | 0 | 1072
Xj | Bowman 1422 | Jacksboro 1429 | Cokfield 1442 | GrahamSES 1430 | 0.0067082 | 0.010656 | -0.0073615 | -0.15565 | 0.0039477 | 0.018017 | -0.16631 | -0.018017 | 0.16631 | -0.14829 | 0 | 1072
Xl | Bowman 1422 | Jacksboro 1429 | Sarc 6444 | Comchess 1440 | 0.0087952 | 0.0097137 | -0.0038346 | -0.14686 | 0.00091852 | 0.013548 | -0.15657 | -0.013548 | 0.15657 | -0.14302 | 0 | 1514
Xp | Bowman 1422 | Jacksboro 1429 | Ballinger 6340 | Coleman Ivey 6360 | 0.0015057 | 6.7191e-05 | 0.00081749 | -0.024074 | -0.0014385 | -0.0007503 | -0.024141 | 0.0007503 | 0.024141 | -0.024891 | 0 | 170
Xs | Bowman 1422 | Jacksboro 1429 | AbileneMulberry 6230 | LongCreek 1435 | 0.0072877 | 0.013339 | -0.0080501 | -0.13448 | 0.0060517 | 0.021389 | -0.14782 | -0.021389 | 0.14782 | -0.12643 | 0 | 1072
Xt | Bowman 1422 | Jacksboro 1429 | LongCreek 1439 | Sweetwater 1420 | -0.0060961 | -0.0079268 | 0.0066377 | 0.15793 | -0.0018307 | -0.014564 | 0.16586 | 0.014564 | -0.16586 | 0.15129 | 0 | 1072
Xu | Bowman 1422 | Jacksboro 1429 | Oklaunion 6100 | AbileneMulberry 6235 | -0.00049065 | -0.0029441 | 0.0046475 | 0.049011 | -0.0024534 | -0.0075916 | 0.051955 | 0.0075916 | -0.051955 | 0.044364 | 0 | 956
Xv | Bowman 1422 | Jacksboro 1429 | Bowman 1422 | GrahamSES 1430 | 0.0074236 | 0.0056858 | 0.0037759 | -0.043912 | -0.0017378 | 0.0019099 | -0.049597 | -0.0019099 | 0.049597 | -0.047687 | 0 | 717
Xw | Bowman 1422 | Jacksboro 1429 | Bowman 1422 | Jacksboro 1429 | 0 | 0 | 0 | 0 | 0 | 0 | 0 | 0 | 0 | 0 | 0 | 956
Xx | Bowman 1422 | Jacksboro 1429 | Murry 1371 | Paint 6169 | -0.0015967 | -0.0024105 | 0.0006271 | 0.020296 | -0.00081378 | -0.0030376 | 0.022707 | 0.0030376 | -0.022707 | 0.019669 | 0 | 154
Ya | Murry 1371 | Paint 6169 | TonkawawI_5 1048 | GrahamSES 1430 | 0.0060579 | 0.0086195 | -0.0072253 | -0.13993 | 0.0025616 | 0.015845 | -0.14855 | -0.015845 | 0.14855 | -0.1327 | 0 | 1072
Yb | Murry 1371 | Paint 6169 | Murry 1371 | Graham SES 1431 | 3.5e-05 | 3.5e-05 | 3.5e-05 | 3.5e-05 | -3.638e-12 | 1.0914e-11 | 1.0914e-11 | -1.0914e-11 | -1.0914e-11 | 2.1828e-11 | 0 | 186
Yc | Murry 1371 | Paint 6169 | Bowman 1422 | FisherRd 1425 | -0.0052682 | -0.0067644 | 0.0011601 | 0.071233 | -0.0014961 | -0.0079245 | 0.077997 | 0.0079245 | -0.077997 | 0.070073 | 0 | 956
Yd | Murry 1371 | Paint 6169 | FisherRd 1425 | Oklaunion 6100 | -0.0032921 | -0.0063257 | 0.0042626 | 0.083147 | -0.0030336 | -0.010588 | 0.089473 | 0.010588 | -0.089473 | 0.078885 | 0 | 1072
Yg | Murry 1371 | Paint 6169 | LongCreek 1435 | GrahamSES1_5 1430 | 0.0067371 | 0.010745 | -0.0074115 | -0.15449 | 0.0040075 | 0.018156 | -0.16524 | -0.018156 | 0.16524 | -0.14708 | 0 | 1072
Yh | Murry 1371 | Paint 6169 | LonCrek2_5 1439 | CokField_5 1442 | 0.0067701 | 0.010791 | -0.0074475 | -0.15264 | 0.0040211 | 0.018239 | -0.16343 | -0.018239 | 0.16343 | -0.1452 | 0 | 1072
Yi | Murry 1371 | Paint 6169 | Comchess 1440 | Comchpk 1900 | 0.0078598 | 0.01877 | -0.012989 | -0.12987 | 0.01091 | 0.031759 | -0.14864 | -0.031759 | 0.14864 | -0.11688 | 0 | 1072
Yj | Murry 1371 | Paint 6169 | Cokfield 1442 | GrahamSES 1430 | 0.0067701 | 0.010791 | -0.0074475 | -0.15619 | 0.0040211 | 0.018239 | -0.16698 | -0.018239 | 0.16698 | -0.14874 | 0 | 1072
Yl | Murry 1371 | Paint 6169 | Sarc 6444 | Comchess 1440 | 0.0086817 | 0.009587 | -0.0038561 | -0.14515 | 0.0009053 | 0.013443 | -0.15473 | -0.013443 | 0.15473 | -0.14129 | 0 | 1514
Yp | Murry 1371 | Paint 6169 | Ballinger 6340 | Coleman Ivey 6360 | 0.0015046 | 7.1745e-05 | 0.00080893 | -0.024023 | -0.0014329 | -0.00073719 | -0.024095 | 0.00073719 | 0.024095 | -0.024832 | 0 | 170
Ys | Murry 1371 | Paint 6169 | AbileneMulberry 6230 | LongCreek 1435 | 0.007279 | 0.013408 | -0.008167 | -0.13388 | 0.006129 | 0.021575 | -0.14729 | -0.021575 | 0.14729 | -0.12571 | 0 | 1072
Yt | Murry 1371 | Paint 6169 | LongCreek 1439 | Sweetwater 1420 | -0.0062281 | -0.0081278 | 0.0066921 | 0.1596 | -0.0018997 | -0.01482 | 0.16773 | 0.01482 | -0.16773 | 0.15291 | 0 | 1072
Yu | Murry 1371 | Paint 6169 | Oklaunion 6100 | AbileneMulberry 6235 | -0.0013524 | -0.0041005 | 0.0047733 | 0.060832 | -0.0027482 | -0.0088739 | 0.064932 | 0.0088739 | -0.064932 | 0.056058 | 0 | 956
Yv | Murry 1371 | Paint 6169 | Bowman 1422 | GrahamSES 1430 | 0.0032778 | 0.00017308 | 0.0043052 | 0.013273 | -0.0031047 | -0.0041321 | 0.0131 | 0.0041321 | -0.0131 | 0.0089683 | 0 | 717
Yw | Murry 1371 | Paint 6169 | Bowman 1422 | Jacksboro 1429 | 0.0061652 | 0.0082031 | -0.0007936 | -0.085016 | 0.0020379 | 0.0089967 | -0.093219 | -0.0089967 | 0.093219 | -0.084223 | 0 | 956
Yx | Murry 1371 | Paint 6169 | Murry 1371 | Paint 6169 | 0 | 0 | 0 | 0 | 0 | 0 | 0 | 0 | 0 | 0 | 0 | 154
Za | AbileneMulberry 6230 | LongCreek 1435 | TonkawawI_5 1048 | GrahamSES 1430 | 0.024124 | 0.027328 | 0.0092486 | -0.13617 | 0.003204 | 0.018079 | -0.1635 | -0.018079 | 0.1635 | -0.14542 | 0 | 1072
Zb | AbileneMulberry 6230 | LongCreek 1435 | Murry 1371 | Graham SES 1431 | 0.0047731 | 0.0058042 | 0.0020046 | -0.022074 | 0.001031 | 0.0037996 | -0.027878 | -0.0037996 | 0.027878 | -0.024079 | 0 | 186
Zc | AbileneMulberry 6230 | LongCreek 1435 | Bowman 1422 | FisherRd 1425 | -0.018416 | -0.020975 | -0.0093415 | 0.081976 | -0.0025591 | -0.011634 | 0.10295 | 0.011634 | -0.10295 | 0.091317 | 0 | 956
Zd | AbileneMulberry 6230 | LongCreek 1435 | FisherRd 1425 | Oklaunion 6100 | -0.02064 | -0.0248 | -0.010291 | 0.090936 | -0.0041596 | -0.014509 | 0.11574 | 0.014509 | -0.11574 | 0.10123 | 0 | 1072
Zg | AbileneMulberry 6230 | LongCreek 1435 | LongCreek 1435 | GrahamSES1_5 1430 | 0.018119 | 0.02022 | 0.0087926 | -0.098885 | 0.002101 | 0.011427 | -0.11911 | -0.011427 | 0.11911 | -0.10768 | 0 | 1072
Zh | AbileneMulberry 6230 | LongCreek 1435 | LonCrek2_5 1439 | CokField_5 1442 | 0.016819 | 0.018938 | 0.0074117 | -0.098472 | 0.002119 | 0.011526 | -0.11741 | -0.011526 | 0.11741 | -0.10588 | 0 | 1072
Zi | AbileneMulberry 6230 | LongCreek 1435 | Comchess 1440 | Comchpk 1900 | 0.020564 | 0.032121 | -0.0018945 | -0.13169 | 0.011557 | 0.034016 | -0.16381 | -0.034016 | 0.16381 | -0.1298 | 0 | 1072
Zj | AbileneMulberry 6230 | LongCreek 1435 | Cokfield 1442 | GrahamSES 1430 | 0.018718 | 0.020837 | 0.0093113 | -0.10012 | 0.0021192 | 0.011526 | -0.12095 | -0.011526 | 0.12095 | -0.10943 | 0 | 1072
Zl | AbileneMulberry 6230 | LongCreek 1435 | Sarc 6444 | Comchess 1440 | 0.025107 | 0.026666 | 0.010943 | -0.1434 | 0.0015589 | 0.015723 | -0.17006 | -0.015723 | 0.17006 | -0.15434 | 0 | 1514
Zp | AbileneMulberry 6230 | LongCreek 1435 | Ballinger 6340 | Coleman Ivey 6360 | 0.0044846 | 0.0031372 | 0.0035776 | -0.022934 | -0.0013473 | -0.00044037 | -0.026071 | 0.00044037 | 0.026071 | -0.026511 | 0 | 170
Zs | AbileneMulberry 6230 | LongCreek 1435 | AbileneMulberry 6230 | LongCreek 1435 | 0 | 0 | 0 | 0 | 0 | 0 | 0 | 0 | 0 | 0 | 0 | 1072
Zt | AbileneMulberry 6230 | LongCreek 1435 | LongCreek 1439 | Sweetwater 1420 | -0.028764 | -0.032984 | -0.010031 | 0.18987 | -0.0042203 | -0.022953 | 0.22286 | 0.022953 | -0.22286 | 0.1999 | 0 | 1072
Zu | AbileneMulberry 6230 | LongCreek 1435 | Oklaunion 6100 | AbileneMulberry 6235 | -0.011439 | -0.015431 | -0.002198 | 0.07907 | -0.0039913 | -0.013233 | 0.094501 | 0.013233 | -0.094501 | 0.081268 | 0 | 956
Zv | AbileneMulberry 6230 | LongCreek 1435 | Bowman 1422 | GrahamSES 1430 | 0.0037521 | 0.0014907 | 0.002662 | -0.0055251 | -0.0022614 | -0.0011713 | -0.0070158 | 0.0011713 | 0.0070158 | -0.0081871 | 0 | 717
Zw | AbileneMulberry 6230 | LongCreek 1435 | Bowman 1422 | Jacksboro 1429 | 0.015415 | 0.017841 | 0.0074808 | -0.084647 | 0.0024263 | 0.01036 | -0.10249 | -0.01036 | 0.10249 | -0.092128 | 0 | 956
Zx | AbileneMulberry 6230 | LongCreek 1435 | Murry 1371 | Paint 6169 | -0.0047731 | -0.0058042 | -0.0020046 | 0.022074 | -0.001031 | -0.0037996 | 0.027878 | 0.0037996 | -0.027878 | 0.024079 | 0 | 154
Bs | LongCreek 1435 | GrahamSES1_5 1430 | AbileneMulberry 6230 | LongCreek 1435 | -0.0025183 | -0.002211 | 0.0025961 | 0.088691 | 0.00030731 | -0.004807 | 0.090902 | 0.004807 | -0.090902 | 0.086095 | 0 | 1072
| LonCrek2_5 1439 | CokField_5 1442
Bt | LongCreek 1435 | GrahamSES1_5 1430 | LongCreek 1439 | Sweetwater 1420 | -0.0025183 | -0.002211 | 0.0025961 | 0.075031 | 0.00030731 | -0.004807 | 0.077242 | 0.004807 | -0.077242 | 0.072435 | 0 | 1072
| LonCrek2_5 1439 | CokField_5 1442
Bu | LongCreek 1435 | GrahamSES1_5 1430 | Oklaunion 6100 | AbileneMulberry 6235 | -0.0047687 | -0.0095656 | 0.0086833 | 0.14067 | -0.004797 | -0.018249 | 0.15023 | 0.018249 | -0.15023 | 0.13199 | 0 | 956
| LonCrek2_5 1439 | CokField_5 1442
Bv | LongCreek 1435 | GrahamSES1_5 1430 | Bowman 1422 | GrahamSES 1430 | 0.0057976 | 0.0042014 | 0.0014414 | -0.045324 | -0.0015962 | 0.00276 | -0.049525 | -0.00276 | 0.049525 | -0.046765 | 0 | 717
| LonCrek2_5 1439 | CokField_5 1442
Bw | LongCreek 1435 | GrahamSES1_5 1430 | Bowman 1422 | Jacksboro 1429 | 0.0072235 | 0.0098949 | -0.0019947 | -0.1096 | 0.0026714 | 0.01189 | -0.1195 | -0.01189 | 0.1195 | -0.10761 | 0 | 956
| LonCrek2_5 1439 | CokField_5 1442
Bx | LongCreek 1435 | GrahamSES1_5 1430 | Murry 1371 | Paint 6169 | -0.0023594 | -0.0036301 | 0.0014928 | 0.038008 | -0.0012707 | -0.0051229 | 0.041638 | 0.0051229 | -0.041638 | 0.036515 | 0 | 154
| LonCrek2_5 1439 | CokField_5 1442
Qs | LongCreek 1439 | Sweetwater 1420 | AbileneMulberry 6230 | LongCreek 1435 | 0 | 0 | 0 | 0 | 0 | 0 | 0 | 0 | 0 | 0 | 0 | 1072
| LongCreek 1435 | AbileneMulberry 6230
Qt | LongCreek 1439 | Sweetwater 1420 | LongCreek 1439 | Sweetwater 1420 | 0 | 0 | 0 | 0 | 0 | 0 | 0 | 0 | 0 | 0 | 0 | 1072
| LongCreek 1435 | AbileneMulberry 6230
Qu | LongCreek 1439 | Sweetwater 1420 | Oklaunion 6100 | AbileneMulberry 6235 | -0.0045224 | -0.0093495 | 0.0084295 | 0.12929 | -0.0048271 | -0.017779 | 0.13864 | 0.017779 | -0.13864 | 0.12086 | 0 | 956
| LongCreek 1435 | AbileneMulberry 6230
Qv | LongCreek 1439 | Sweetwater 1420 | Bowman 1422 | GrahamSES 1430 | 0.0056757 | 0.0040942 | 0.0015671 | -0.038829 | -0.0015815 | 0.0025271 | -0.042924 | -0.0025271 | 0.042924 | -0.040397 | 0 | 717
| LongCreek 1435 | AbileneMulberry 6230
Qw | LongCreek 1439 | Sweetwater 1420 | Bowman 1422 | Jacksboro 1429 | 0.0071472 | 0.009828 | -0.0019161 | -0.10609 | 0.0026808 | 0.011744 | -0.11592 | -0.011744 | 0.11592 | -0.10418 | 0 | 956
| LongCreek 1435 | AbileneMulberry 6230
Qx | LongCreek 1439 | Sweetwater 1420 | Murry 1371 | Paint 6169 | -0.0023518 | -0.0036235 | 0.001485 | 0.036962 | -0.0012717 | -0.0051085 | 0.040585 | 0.0051085 | -0.040585 | 0.035477 | 0 | 154
| LongCreek 1435 | AbileneMulberry 6230
AAa | Graham 1430 | Parker 1436 | TonkawawI_5 1048 | GrahamSES 1430 | 0.018897 | 0.021555 | 0.0071185 | -0.10759 | 0.0026578 | 0.014436 | -0.12914 | -0.014436 | 0.12914 | -0.11471 | 0
| Graham 1430 | Benbrook 1873
AAb | Graham 1430 | Parker 1436 | Murry 1371 | Graham SES 1431 | 0.0038697 | 0.0046923 | 0.0017071 | -0.017192 | 0.00082263 | 0.0029853 | -0.021884 | -0.0029853 | 0.021884 | -0.018899 | 0
| Graham 1430 | Benbrook 1873
AAc | Graham 1430 | Parker 1436 | Bowman 1422 | FisherRd 1425 | 0.01386 | 0.015285 | 0.0078954 | -0.057419 | 0.0014254 | 0.0073894 | -0.072704 | -0.0073894 | 0.072704 | -0.065314 | 0
| Graham 1430 | Benbrook 1873
AAd | Graham 1430 | Parker 1436 | FisherRd 1425 | Oklaunion 6100 | 0.016374 | 0.019233 | 0.0090856 | -0.068064 | 0.0028587 | 0.010147 | -0.087297 | -0.010147 | 0.087297 | -0.07715 | 0
| Graham 1430 | Benbrook 1873
AAg | Graham 1430 | Parker 1436 | LongCreek 1435 | GrahamSES1_5 1430 | -0.020319 | -0.024483 | -0.0085541 | 0.10999 | -0.0041634 | -0.015928 | 0.13447 | 0.015928 | -0.13447 | 0.11855 | 0
| Graham 1430 | Benbrook 1873
AAh | Graham 1430 | Parker 1436 | LonCrek2_5 1439 | CokField_5 1442 | 0.018987 | 0.023164 | 0.0071607 | -0.1094 | 0.0041774 | 0.016003 | -0.13257 | -0.016003 | 0.13257 | -0.11656 | 0
| Graham 1430 | Benbrook 1873
AAi | Graham 1430 | Parker 1436 | Comchess 1440 | Comchpk 1900 | 0.025438 | 0.035722 | 0.0011948 | -0.15923 | 0.010284 | 0.034527 | -0.19496 | -0.034527 | 0.19496 | -0.16043 | 0
| Graham 1430 | Benbrook 1873
AAj | Graham 1430 | Parker 1436 | Cokfield 1442 | GrahamSES 1430 | -0.020886 | -0.025063 | -0.0090603 | 0.11105 | -0.0041774 | -0.016003 | 0.13611 | 0.016003 | -0.13611 | 0.12011 | 0
| Graham 1430 | Benbrook 1873
AAl | Graham 1430 | Parker 1436 | Sarc 6444 | Comchess 1440 | -0.02932 | -0.029644 | -0.013696 | 0.16727 | -0.00032359 | -0.015948 | 0.19691 | 0.015948 | -0.19691 | 0.18096 | 0
| Graham 1430 | Benbrook 1873
AAp | Graham 1430 | Parker 1436 | Ballinger 6340 | Coleman Ivey 6360 | 0.0050424 | 0.0035229 | 0.0039474 | -0.026099 | -0.0015196 | -0.00042458 | -0.029622 | 0.00042458 | 0.029622 | -0.030046 | 0
| Graham 1430 | Benbrook 1873
AAs | Graham 1430 | Parker 1436 | AbileneMulberry 6230 | LongCreek 1435 | -0.014818 | -0.021191 | -0.0030502 | 0.078594 | -0.006373 | -0.018141 | 0.099785 | 0.018141 | -0.099785 | 0.081644 | 0
| Graham 1430 | Benbrook 1873
AAt | Graham 1430 | Parker 1436 | LongCreek 1439 | Sweetwater 1420 | -0.018314 | -0.020282 | -0.0064911 | 0.13331 | -0.0019677 | -0.013791 | 0.1536 | 0.013791 | -0.1536 | 0.1398 | 0
| Graham 1430 | Benbrook 1873
AAu | Graham 1430 | Parker 1436 | Oklaunion 6100 | AbileneMulberry 6235 | -0.0073024 | -0.0099982 | -0.0010493 | 0.056906 | -0.0026958 | -0.0089489 | 0.066904 | 0.0089489 | -0.066904 | 0.057955 | 0
| Graham 1430 | Benbrook 1873
AAv | Graham 1430 | Parker 1436 | Bowman 1422 | GrahamSES 1430 | 0.0092918 | 0.011697 | 0.0034215 | -0.066531 | 0.0024049 | 0.0082752 | -0.078227 | -0.0082752 | 0.078227 | -0.069952 | 0
| Graham 1430 | Benbrook 1873
AAw | Graham 1430 | Parker 1436 | Bowman 1422 | Jacksboro 1429 | 0.022324 | 0.023795 | 0.011353 | -0.12343 | 0.0014704 | 0.012441 | -0.14723 | -0.012441 | 0.14723 | -0.13479 | 0
| Graham 1430 | Benbrook 1873
AAx | Graham 1430 | Parker 1436 | Murry 1371 | Paint 6169 | 0.0038697 | 0.0046923 | 0.0017071 | -0.017192 | 0.00082263 | 0.0029853 | -0.021884 | -0.0029853 | 0.021884 | -0.018899 | 0
| Graham 1430 | Benbrook 1873
ABa | Cokfield 1442 | GrahamSES 1430 | TonkawawI_5 1048 | GrahamSES 1430 | 0.009845 | 0.014689 | -0.011653 | -0.23084 | 0.0048439 | 0.026342 | -0.24553 | -0.026342 | 0.24553 | -0.21919 | 0 | 1072
| LongCreek 1435 | GrahamSES1_5 1430
ABb | Cokfield 1442 | GrahamSES 1430 | Murry 1371 | Graham SES 1431 | 0.0023946 | 0.0036654 | -0.0014576 | -0.038182 | 0.0012708 | 0.005123 | -0.041848 | -0.005123 | 0.041848 | -0.036725 | 0 | 186
| LongCreek 1435 | GrahamSES1_5 1430
ABc | Cokfield 1442 | GrahamSES 1430 | Bowman 1422 | FisherRd 1425 | -0.0083914 | -0.011775 | 0.0048532 | 0.14681 | -0.0033833 | -0.016628 | 0.15859 | 0.016628 | -0.15859 | 0.14196 | 0 | 956
| LongCreek 1435 | GrahamSES1_5 1430
ABd | Cokfield 1442 | GrahamSES 1430 | FisherRd 1425 | Oklaunion 6100 | -0.0066123 | -0.01166 | 0.0082519 | 0.16442 | -0.0050474 | -0.019912 | 0.17608 | 0.019912 | -0.17608 | 0.15617 | 0 | 1072
| LongCreek 1435 | GrahamSES1_5 1430
ABg | Cokfield 1442 | GrahamSES 1430 | LongCreek 1435 | GrahamSES1_5 1430 | 0 | 0 | 0 | 0 | 0 | 0 | 0 | 0 | 0 | 0 | 0 | 1072
| LongCreek 1435 | GrahamSES1_5 1430
ABh | Cokfield 1442 | GrahamSES 1430 | LonCrek2_5 1439 | CokField_5 1442 | 0 | 0 | 0 | 0.0035444 | 0 | 0 | 0.0035444 | 0 | -0.0035444 | 0.0035444 | 0 | 1072
| LongCreek 1435 | GrahamSES1_5 1430
ABi | Cokfield 1442 | GrahamSES 1430 | Comchess 1440 | Comchpk 1900 | 0.010285 | 0.022658 | -0.015834 | -0.18823 | 0.012373 | 0.038493 | -0.21089 | -0.038493 | 0.21089 | -0.1724 | 0 | 1072
| LongCreek 1435 | GrahamSES1_5 1430
ABj | Cokfield 1442 | GrahamSES 1430 | Cokfield 1442 | GrahamSES 1430 | 0 | 0 | 0 | 0 | 0 | 0 | 0 | 0 | 0 | 0 | 0 | 1072
| LongCreek 1435 | GrahamSES1_5 1430
ABl | Cokfield 1442 | GrahamSES 1430 | Sarc 6444 | Comchess 1440 | 0.011145 | 0.013536 | -0.0067456 | -0.20442 | 0.0023912 | 0.020282 | -0.21796 | -0.020282 | 0.21796 | -0.19768 | 0 | 1514
| LongCreek 1435 | GrahamSES1_5 1430
ABp | Cokfield 1442 | GrahamSES 1430 | Ballinger 6340 | Coleman Ivey 6360 | 0.0018414 | 0.00061313 | 0.00040301 | -0.032287 | -0.0012283 | 0.00021012 | -0.0329 | -0.00021012 | 0.0329 | -0.03269 | 0 | 170
| LongCreek 1435 | GrahamSES1_5 1430
ABs | Cokfield 1442 | GrahamSES 1430 | AbileneMulberry 6230 | LongCreek 1435 | -0.0025183 | -0.002211 | 0.0025961 | 0.091254 | 0.00030731 | -0.004807 | 0.093465 | 0.004807 | -0.093465 | 0.088658 | 0 | 1072
| LongCreek 1435 | GrahamSES1_5 1430
ABt | Cokfield 1442 | GrahamSES 1430 | LongCreek 1439 | Sweetwater 1420 | -0.0025183 | -0.002211 | 0.0025961 | 0.07405 | 0.00030731 | -0.004807 | 0.076261 | 0.004807 | -0.076261 | 0.071454 | 0 | 1072
| LongCreek 1435 | GrahamSES1_5 1430
ABu | Cokfield 1442 | GrahamSES 1430 | Oklaunion 6100 | AbileneMulberry 6235 | -0.0047687 | -0.0095656 | 0.0086833 | 0.14162 | -0.004797 | -0.018249 | 0.15119 | 0.018249 | -0.15119 | 0.13294 | 0 | 956
| LongCreek 1435 | GrahamSES1_5 1430
ABv | Cokfield 1442 | GrahamSES 1430 | Bowman 1422 | GrahamSES 1430 | 0.0057976 | 0.0042014 | 0.0014414 | -0.046019 | -0.0015962 | 0.00276 | -0.05022 | -0.00276 | 0.05022 | -0.04746 | 0 | 717
| LongCreek 1435 | GrahamSES1_5 1430
ABw | Cokfield 1442 | GrahamSES 1430 | Bowman 1422 | Jacksboro 1429 | 0.0072235 | 0.0098949 | -0.0019947 | -0.1099 | 0.0026714 | 0.01189 | -0.11979 | -0.01189 | 0.11979 | -0.1079 | 0 | 956
| LongCreek 1435 | GrahamSES1_5 1430
ABx | Cokfield 1442 | GrahamSES 1430 | Murry 1371 | Paint 6169 | -0.0023594 | -0.0036301 | 0.0014928 | 0.038218 | -0.0012707 | -0.0051229 | 0.041848 | 0.0051229 | -0.041848 | 0.036725 | 0 | 154
| LongCreek 1435 | GrahamSES1_5 1430
ACa | NeroTA 7557 | NeroPU 7559 | TonkawawI_5 1048 | GrahamSES 1430 | 0.0058689 | 0.0083341 | -0.007151 | -0.13752 | 0.0024653 | 0.015485 | -0.14586 | -0.015485 | 0.14586 | -0.13037 | 0 | 1072
ACb | NeroTA 7557 | NeroPU 7559 | Murry 1371 | Graham SES 1431 | 0.0016297 | 0.0024431 | -0.00059164 | -0.020232 | 0.00081332 | 0.0030347 | -0.022675 | -0.0030347 | 0.022675 | -0.019641 | 0 | 186
ACc | NeroTA 7557 | NeroPU 7559 | Bowman 1422 | FisherRd 1425 | -0.0050562 | -0.0064443 | 0.0010768 | 0.068538 | -0.001388 | -0.007521 | 0.074982 | 0.007521 | -0.074982 | 0.067461 | 0 | 956
ACd | NeroTA 7557 | NeroPU 7559 | FisherRd 1425 | Oklaunion 6100 | -0.0029809 | -0.0058558 | 0.0041402 | 0.079192 | -0.0028749 | -0.009996 | 0.085048 | 0.009996 | -0.085048 | 0.075052 | 0 | 1072
ACg | NeroTA 7557 | NeroPU 7559 | LongCreek 1435 | GrahamSES1_5 1430 | 0.0064438 | 0.010302 | -0.0072964 | -0.15077 | 0.0038579 | 0.017598 | -0.16107 | -0.017598 | 0.16107 | -0.14347 | 0 | 1072
ACh | NeroTA 7557 | NeroPU 7559 | LonCrek2_5 1439 | CokField_5 1442 | 0.0064757 | 0.010347 | -0.0073318 | -0.1489 | 0.0038709 | 0.017678 | -0.15925 | -0.017678 | 0.15925 | -0.14157 | 0 | 1072
ACi | NeroTA 7557 | NeroPU 7559 | Comchess 1440 | Comchpk 1900 | 0.0077253 | 0.018567 | -0.012936 | -0.12816 | 0.010842 | 0.031503 | -0.14672 | -0.031503 | 0.14672 | -0.11522 | 0 | 1072
ACj | NeroTA 7557 | NeroPU 7559 | Cokfield 1442 | GrahamSES 1430 | 0.0064757 | 0.010347 | -0.0073318 | -0.15245 | 0.0038709 | 0.017678 | -0.16279 | -0.017678 | 0.16279 | -0.14511 | 0 | 1072
ACl | NeroTA 7557 | NeroPU 7559 | Sarc 6444 | Comchess 1440 | 0.008546 | 0.0093821 | -0.0038027 | -0.14342 | 0.00083612 | 0.013185 | -0.1528 | -0.013185 | 0.1528 | -0.13962 | 0 | 1514
ACp | NeroTA 7557 | NeroPU 7559 | Ballinger 6340 | Coleman Ivey 6360 | 0.0014714 | 2.1664e-05 | 0.00082181 | -0.023602 | -0.0014498 | -0.00080015 | -0.023624 | 0.00080015 | 0.023624 | -0.024424 | 0 | 170
ACs | NeroTA 7557 | NeroPU 7559 | AbileneMulberry 6230 | LongCreek 1435 | 0.0068328 | 0.012734 | -0.0079915 | -0.12821 | 0.0059014 | 0.020726 | -0.14094 | -0.020726 | 0.14094 | -0.12022 | 0 | 1072
ACt | NeroTA 7557 | NeroPU 7559 | LongCreek 1439 | Sweetwater 1420 | -0.0060866 | -0.0079141 | 0.0066365 | 0.1578 | -0.0018275 | -0.014551 | 0.16571 | 0.014551 | -0.16571 | 0.15116 | 0 | 1072
ACu | NeroTA 7557 | NeroPU 7559 | Oklaunion 6100 | AbileneMulberry 6235 | -0.0012955 | -0.0040148 | 0.004751 | 0.06011 | -0.0027193 | -0.0087658 | 0.064125 | 0.0087658 | -0.064125 | 0.055359 | 0 | 956
ACv | NeroTA 7557 | NeroPU 7559 | Bowman 1422 | GrahamSES 1430 | 0.0032633 | 0.00015084 | 0.0043108 | 0.01346 | -0.0031125 | -0.0041599 | 0.013309 | 0.0041599 | -0.013309 | 0.0091492 | 0 | 717
ACw | NeroTA 7557 | NeroPU 7559 | Bowman 1422 | Jacksboro 1429 | 0.0061614 | 0.0081976 | -0.00079221 | -0.08497 | 0.0020362 | 0.0089898 | -0.093167 | -0.0089898 | 0.093167 | -0.084177 | 0 | 956
ACx | NeroTA 7557 | NeroPU 7559 | Murry 1371 | Paint 6169 | -0.0015946 | -0.0024079 | 0.00062673 | 0.020268 | -0.00081328 | -0.0030346 | 0.022675 | 0.0030346 | -0.022675 | 0.019641 | 0 | 154

## Calculate
NeroTA 7557 | NeroPU 7559 | Murry 1371 | Paint 6169 | 154 | [7 empty] | BusNum | BusName | GenID | AreaName | GenAGCAble | BusGenericSensP | GenMW | GenMWMin | GenMWMax | BusGenericSensV | GenVoltSet
Name | Sensitivity | Bus Number | Gen ID | Zone | MW Generation | Max MW Gen
GRHAMSES_1G | -0.066965 | 1433 | 1 | West |  | 242 | 242 | -16.2055 | 242 | HOUSTON | -21.2389 | 238 | BOSQUESW505 | 1 | North | YES | -0.002262 | 255 | 0 | 255 | 0 | 1.02
BARTNWND_1G | -0.038045 | 1600 | 1 | West |  | 12 | 120 | -0.45654 | 12 | NORTH | -52.4333 | 239 | BOSQUESW502 | 1 | North | YES | -0.002262 | 119.2 | 0 | 149 | 0 | 1.02
MRSSHPRD | -0.022516 | 344 | 1 | West |  | 0 | 12 | 0 | 0 | SOUTH | 8.3742 | 244 | WHITNYDM01 | 1 | North | YES | -0.002836 | 15 | 0 | 15 | 0 | 1.035
MRSSHPRD01 | -0.022516 | 345 | 2 | West |  | 0 | 12 | 0 | 0 | WEST | 94.3506 | 245 | WHITNYDM02 | 2 | North | YES | -0.002836 | 15 | 0 | 15 | 0 | 1.035
NTHTEXAS01 | -0.012244 | 503 | 1 | North |  | 0 | 18 | 0 | 0 |  |  | 247 | BOSQUESW501 | 2 | North | YES | -0.002262 | 124.8 | 0 | 156 | 0 | 1.02
NTHTEXAS02 | -0.012244 | 504 | 2 | North |  | 14.4 | 18 | -0.17631 | 14.4 |  |  | 251 | BOSQUESW803 | 2 | North | YES | -0.002438 | 150 | 0 | 150 | 0 | 1.032
NTHTEXAS03 | -0.012244 | 505 | 3 | North |  | 30.4 | 38 | -0.37222 | 30.4 | HOUSTON | 13319.5 | 253 | BOSQUESW804 | 2 | North | YES | -0.002438 | 80 | 0 | 80 | 0 | 1.032
RWMILLER01 | -0.012225 | 332 | 1 | North |  | 58.4 | 73 | -0.71394 | 58.4 | NORTH | 21775.9082 | 332 | RWMILLER01 | 1 | North | YES | -0.012225 | 58.4 | 18.5 | 73 | 0 | 1.04
RWMILLER02 | -0.012225 | 333 | 2 | North |  | 95.2 | 119 | -1.1638 | 95.2 | SOUTH | 13361.7832 | 333 | RWMILLER02 | 2 | North | YES | -0.012225 | 95.2 | 37 | 119 | 0 | 1.04
RWMILLER03 | -0.012225 | 334 | 3 | North |  | 166.4 | 208 | -2.0342 | 166.4 | WEST | 4655.249 | 334 | RWMILLER03 | 3 | North | YES | -0.012225 | 166.4 | 65 | 208 | 0 | 1.04
RWMILLER04 | -0.012225 | 335 | 4 | North |  | 81.6 | 102 | -0.99756 | 81.6 |  |  | 335 | RWMILLER04 | 4 | North | YES | -0.012225 | 81.6 | 0 | 102 | 0 | 1.04
RWMILLER05 | -0.012225 | 336 | 5 | North |  | 80.8 | 101 | -0.98778 | 80.8 |  |  | 336 | RWMILLER05 | 5 | North | YES | -0.012225 | 80.8 | 0 | 101 | 0 | 1.04
WFCOGEN_1G | -0.011361 | 1479 | 1 | West |  | 16 | 20 | -0.18178 | 16 | HOUSTON | -0.0015946 | 344 | MRSSHPRD | 1 | West | YES | -0.022516 | 0 | 0 | 12 | 0 | 1.03
WFCOGEN_1G | -0.011361 | 1479 | 2 | West |  | 16 | 20 | -0.18178 | 16 | NORTH | -0.0024079 | 345 | MRSSHPRD01 | 2 | West | YES | -0.022516 | 0 | 0 | 12 | 0 | 1.03
WFCOGEN_2G | -0.011361 | 1482 | 1 | West |  | 16 | 20 | -0.18178 | 16 | SOUTH | 0.00062673 | 366 | JNSNCNTY802 | 1 | North | YES | -0.002816 | 168 | 20 | 168 | 0 | 1.02
WFCOGEN_2G | -0.011361 | 1482 | 2 | West |  | 13.6 | 17 | -0.15451 | 13.6 | WEST | 0.020268 | 367 | JNSNCNTY802 | 2 | North | YES | -0.002816 | 90 | 20 | 90 | 0 | 1.02
JCKCNTY801 | -0.009592 | 580 | 1 | North |  | 288 | 288 | -2.7625 | 288 |  |  | 503 | NTHTEXAS01 | 1 | North | YES | -0.012244 | 0 | 5 | 18 | 0 | 1.015
JCKCNTY802 | -0.009592 | 581 | 2 | North |  | 147 | 147 | -1.41 | 147 |  |  | 504 | NTHTEXAS02 | 2 | North | YES | -0.012244 | 14.4 | 5 | 18 | 0 | 1.015
JCKCNTY803 | -0.009592 | 582 | 3 | North |  | 147 | 147 | -1.41 | 147 | N to H | -0.00081328 | 505 | NTHTEXAS03 | 3 | North | YES | -0.012244 | 30.4 | 15 | 38 | 0 | 1.015
WOLFRIDGE801 | -0.006642 | 728 | 1 | North |  | 11.25 | 112.5 | -0.074722 | 11.25 | N to S | -0.0030346 | 580 | JCKCNTY801 | 1 | North | YES | -0.009592 | 288 | 0 | 288 | 0 | 1.022
SLSTR1PP_1G | -0.005893 | 1643 | 1 | North |  | 6 | 60 | -0.035358 | 6 | W to N | 0.022675 | 581 | JCKCNTY802 | 2 | North | YES | -0.009592 | 147 | 0 | 147 | 0 | 1.022
EAGLEMNT_1G | -0.004379 | 1861 | MB | North |  | 0 | 112 | 0 | 0 | S to N | 0.0030346 | 582 | JCKCNTY803 | 3 | North | YES | -0.009592 | 147 | 0 | 147 | 0 | 1.022
EAGLEMNT_2G | -0.004379 | 1862 | MB | North |  | 0 | 100 | 0 | 0 | N to W | -0.022675 | 728 | WOLFRIDGE801 | 1 | North | YES | -0.006642 | 11.25 | 0 | 112.5 | 0 | 0.99
EAGLEMNT_3G | -0.004379 | 1863 | MB | North |  | 0 | 378 | 0 | 0 | W to S | 0.019641 | 837 | NEWMAN_G5 | 1 | North | YES | -0.002979 | 0 | 15 | 40 | 0 | 1.01
GRHAMSES_2G | -0.004166 | 1432 | 2 | West |  | 294.89 | 366 | -1.2285 | 294.89 |  |  | 842 | OLINGER_G1 | 1 | North | YES | -0.002987 | 55.39 | 20 | 79 | 0 | 1.03
SPENCER_G4 | -0.003721 | 923 | 1 | North |  | 48.03 | 61 | -0.17872 | 48.03 |  |  | 843 | OLINGER_G2 | 1 | North | YES | -0.002987 | 76.16 | 25 | 110 | 0 | 1.03
SPENCER_G5 | -0.003721 | 924 | 1 | North |  | 51.97 | 66 | -0.19338 | 51.97 |  |  | 844 | OLINGER_G3 | 1 | North | YES | -0.002987 | 103.86 | 45 | 150 | 0 | 1.03
WCPWRCO_1G | -0.003479 | 1453 | 1 | North |  | 204 | 204 | -0.70972 | 204 |  |  | 845 | OLINGER_G4 | 1 | North | YES | -0.002987 | 51.93 | 0 | 76 | 0 | 1.03
WCPWRCO_2G | -0.003479 | 1454 | 2 | North |  | 204 | 204 | -0.70972 | 204 |  |  | 923 | SPENCER_G4 | 1 | North | YES | -0.003721 | 48.03 | 20 | 61 | 0 | 1.03
WCPWRCO_3G | -0.003479 | 1455 | 3 | North |  | 242 | 242 | -0.84192 | 242 |  |  | 924 | SPENCER_G5 | 1 | North | YES | -0.003721 | 51.97 | 20 | 66 | 0 | 1.03
DENISNDM | -0.003262 | 6948 | 1 | North |  | 40 | 40 | -0.13048 | 40 |  |  | 948 | STEAM1 | 1 | North | YES | -0.002977 | 0 | 12 | 20 | 0 | 1.02
DENISNDM | -0.003262 | 6948 | 2 | North |  | 30.98 | 40 | -0.10106 | 30.98 |  |  | 949 | STEAM2 | 1 | North | YES | -0.002977 | 26 | 8 | 26 | 0 | 0.99
VALLEY_1G | -0.003191 | 1687 | 1 | North |  | 136 | 170 | -0.43398 | 136 |  |  | 950 | STEAM3 | 1 | North | YES | -0.002977 | 41 | 13 | 42 | 0 | 1.02
VALLEY_2G | -0.003191 | 1688 | 2 | North |  | 527 | 527 | -1.6817 | 527 |  |  | 990 | GIBN_CREK_G1 | 1 | North | YES | -0.002037 | 463 | 200 | 463 | 0 | 1.0275
COLLIN_1G | -0.003188 | 2371 | MB | North |  | 0 | 138 | 0 | 0 |  |  | 1002 | PBCTAGE_1G | A | West | YES | 0.027609 | 64.02 | 64 | 66 | 0 | 1.036
DECRDOVA_2G | -0.003099 | 1892 | A | North |  | 65.03 | 70 | -0.20153 | 65.03 |  |  | 1003 | PBCTBGE_2G | B | West | YES | 0.027609 | 65.01 | 65 | 66 | 0 | 1.036
DECRDOVA_3G | -0.003099 | 1893 | B | North |  | 65 | 69 | -0.20143 | 65 |  |  | 1004 | PBCTCGE_3G | C | West | YES | 0.027609 | 62 | 62 | 67 | 0 | 1.036
DECRDOVA_4G | -0.003099 | 1894 | C | North |  | 65 | 69 | -0.20143 | 65 |  |  | 1005 | PBCTDGE_4G | D | West | YES | 0.027609 | 65.01 | 65 | 68 | 0 | 1.036
DECRDOVA_5G | -0.003099 | 1895 | D | North |  | 65.01 | 68 | -0.20147 | 65.01 |  |  | 1006 | PBCTEGE_5G | E | West | YES | 0.027609 | 65 | 65 | 67 | 0 | 1.036
VALLEY_3G | -0.003088 | 1689 | 3 | North |  | 0 | 375 | 0 | 0 |  |  | 1007 | PB5GEN_6G | 5 | West | YES | 0.027609 | 91.2 | 40 | 114 | 0 | 1.036
KMICHICT1_G | -0.003088 | 11691 | 1 | North |  | 144 | 144 | -0.44467 | 144 |  |  | 1008 | PB6GEN_7G | 6 | West | YES | 0.027609 | 515 | 130 | 515 | 0 | 1.036
KMICHICT2_G | -0.003088 | 11692 | 2 | North |  | 146 | 146 | -0.45085 | 146 |  |  | 1037 | MORGAN5G_5G | 5 | West | YES | 0.034991 | 109.6 | 40 | 137 | 0 | 1.029
KMICHIST3_G | -0.003088 | 11693 | 3 | North |  | 312 | 312 | -0.96346 | 312 |  |  | 1039 | MRGNAG_1G | A | West | YES | 0.034991 | 69 | 69 | 69 | 0 | 1.029
KMICHICT4_G | -0.003088 | 11694 | 4 | North |  | 144 | 144 | -0.44467 | 144 |  |  | 1040 | MRGNBG_2G | B | West | YES | 0.034991 | 70.01 | 70 | 71 | 0 | 1.029
KMICHICT5_G | -0.003088 | 11695 | 5 | North |  | 148 | 148 | -0.45702 | 148 |  |  | 1041 | MRGNCG_3G | C | West | YES | 0.034991 | 69.02 | 69 | 70 | 0 | 1.029
KMICHIST6_G | -0.003088 | 11696 | 6 | North |  | 310 | 310 | -0.95728 | 310 |  |  | 1042 | MRGNDG_4G | D | West | YES | 0.034991 | 68 | 68 | 68 | 0 | 1.029
HANDLEY_4G | -0.003086 | 1948 | 4 | North |  | 348 | 435 | -1.0739 | 348 |  |  | 1043 | MRGNEG_5G | E | West | YES | 0.034991 | 68 | 68 | 70 | 0 | 1.029
HANDLEY_3G | -0.003083 | 1947 | 3 | North |  | 316 | 395 | -0.97423 | 316 |  |  | 1044 | MRGNFG_6G | F | West | YES | 0.034991 | 66 | 66 | 66 | 0 | 1.029
HANDLEY_5G | -0.003083 | 1949 | 5 | North |  | 348 | 435 | -1.0729 | 348 |  |  | 1045 | CALENG1G_1G | 1 | West | YES | 0.025758 | 73.4 | 27 | 73.4 | 0 | 1.014
NTHLK1_G | -0.00308 | 2381 | 1 | North |  | 0 | 156 | 0 | 0 |  |  | 1046 | CALENG2G_2G | 2 | West | YES | 0.025758 | 73.4 | 27 | 73.4 | 0 | 1.014
NTHLK2_G | -0.00308 | 2382 | 2 | North |  | 0 | 181 | 0 | 0 |  |  | 1047 | CALENG3G_3G | 3 | West | YES | 0.025758 | 70.4 | 27 | 70.4 | 0 | 1.014
NTHLK3_G | -0.00308 | 2383 | 3 | North |  | 0 | 329 | 0 | 0 |  |  | 1058 | LONGSHORE_5 | 1 | West | YES | 0.025417 | 30 | 0 | 150 | 0 | 1.01
PEC_1G | -0.003077 | 1675 | 1 | North |  | 76.7 | 76.7 | -0.23601 | 76.7 |  |  | 1058 | LONGSHORE_5 | 2 | West | YES | 0.025417 | 44 | 0 | 220 | 0 | 1.01
PEC_2G | -0.003077 | 1676 | 2 | North |  | 79.6 | 79.6 | -0.24493 | 79.6 |  |  | 1061 | CIELOGEN_1G | 1 | West | YES | 0.053257 | 19.8 | 0 | 99 | 0 | 1
PEC_3G | -0.003077 | 1677 | 3 | North |  | 88.4 | 88.4 | -0.27201 | 88.4 |  |  | 1062 | CIELOGEN_2G | 1 | West | YES | 0.053257 | 12.2 | 0 | 61 | 0 | 1
LAMARPWR_1G | -0.003074 | 1678 | 1 | North |  | 160 | 160 | -0.49184 | 160 |  |  | 1068 | SCURRYCW_1G | 1 | West | YES | 0.052967 | 28.2 | 1.3 | 141 | 0 | 1.0217
LAMARPWR_2G | -0.003074 | 1679 | 2 | North |  | 156 | 156 | -0.47954 | 156 |  |  | 1069 | KINDERMG_1G | 1 | West | YES | 0.053257 | 25 | 5 | 25 | 0 | 1.017
LAMARPWR_3G | -0.003074 | 1680 | 3 | North |  | 196 | 196 | -0.6025 | 196 |  |  | 1070 | KINDERMG_2G | 1 | West | YES | 0.053257 | 45.7 | 12 | 45.7 | 0 | 1.017
LAMARPWR_4G | -0.003074 | 1681 | 4 | North |  | 156 | 156 | -0.47954 | 156 |  |  | 1071 | KINDERMG_3G | 1 | West | YES | 0.053257 | 45.7 | 12 | 45.7 | 0 | 1.017
LAMARPWR_5G | -0.003074 | 1682 | 5 | North |  | 157 | 157 | -0.48262 | 157 |  |  | 1073 | SCURRYCW_2G | 2 | West | YES | 0.052967 | 24 | 0 | 120 | 0 | 1.0217
LAMARPWR_6G | -0.003074 | 1683 | 6 | North |  | 198 | 198 | -0.60865 | 198 |  |  | 1320 | BSP 1 | 1 | West | YES | 0.035775 | 25.54 | 2.9 | 25.8 | 0 | 1
MOSES_1G | -0.003037 | 1701 | 1 | North |  | 558 | 558 |  |  |  |  | 1326 | STANTONW_8 | 1 | West | YES | 0.031137 | 20.1 | 0 | 100.5 | 0 | 1.01
MOSES_2G | -0.003037 | 1702 | 2 | North |  | 579 | 579 |  |  |  |  | 1327 | WILDHRSE_1G | 1 | North | YES | 0.03763 | 0 | 0 | 120 | 0 | 1
MOSES_3G | -0.003037 | 1703 | 3 | North |  | 808 | 808 |  |  |  |  | 1328 | OCOTILLO_1G | 1 | South | YES | 0.033332 | 11.6 | 0 | 58 | 0 | 1.01
DCEAST | -0.003037 | 5925 | EQ | North |  | 400.2977 | 600 | -1.2157 | 400.2977 |  |  | 1333 | MCDDONAL_8 | 1 | West | YES | 0.034006 | 42.84 | 0 | 214.2 | 0 | 1.01
OLINGER_G1 | -0.002987 | 842 | 1 | North |  | 55.39 | 79 | -0.16545 | 55.39 |  |  | 1343 | TRENTIPP_8 | 1 | West | YES | 0.062111 | 30 | 0 | 150 | 0 | 1.014
OLINGER_G2 | -0.002987 | 843 | 1 | North |  | 76.16 | 110 | -0.22749 | 76.16 |  |  | 1349 | WESTXWIN_1G | 1 | West | YES | 0.034117 | 1.32 | 0 | 6.6 | 0 | 1.014
OLINGER_G3 | -0.002987 | 844 | 1 | North |  | 103.86 | 150 | -0.31023 | 103.86 |  |  | 1350 | NWPWRG1_1G | 1 | West | YES | 0.034117 | 6.86 | 1 | 34.3 | 0 | 1.014
OLINGER_G4 | -0.002987 | 845 | 1 | North |  | 51.93 | 76 | -0.15511 | 51.93 |  |  | 1354 | AEPWIND_8 | 1 | West | YES | 0.062111 | 20.2 | 0 | 101 | 0 | 1
NEWMAN_G5 | -0.002979 | 837 | 1 | North |  | 0 | 40 | 0 | 0 |  |  | 1360 | GUNSIGHT_8 | 1 | West | YES | 0.039161 | 0 | 0 | 120 | 0 | 1.01
STEAM1 | -0.002977 | 948 | 1 | North |  | 0 | 20 | 0 | 0 |  |  | 1416 | SWETWATR_1G | 1 | West | YES | 0.020189 | 30 | 18 | 30 | 0 | 1.026
STEAM2 | -0.002977 | 949 | 1 | North |  | 26 | 26 | -0.077402 | 26 |  |  | 1417 | SWETWATR_2G | 2 | West | YES | 0.020189 | 72 | 36 | 72 | 0 | 1.026
STEAM3 | -0.002977 | 950 | 1 | North |  | 41 | 42 | -0.12206 | 41 |  |  | 1418 | SWETWATR_3G | 3 | West | YES | 0.020189 | 68 | 36 | 68 | 0 | 1.026
LKHB1_G | -0.002922 | 2451 | 1 | North |  | 0 | 391 | 0 | 0 |  |  | 1419 | SWETWATR_4G | 4 | West | YES | 0.020189 | 61 | 36 | 61 | 0 | 1.026
LKHB2_G | -0.002922 | 2452 | 2 | North |  | 516 | 516 | -1.5078 | 516 |  |  | 1432 | GRHAMSES_2G | 2 | West | YES | -0.004166 | 294.89 | 90 | 366 | 0 | 1.014
FPLEFR1A_G | -0.002914 | 12411 | 1 | North |  | 161 | 161 | -0.46915 | 161 |  |  | 1433 | GRHAMSES_1G | 1 | West | YES | -0.066965 | 242 | 60 | 242 | 0 | 1.038
FPLEFR1B_G | -0.002914 | 12412 | 2 | North |  | 164 | 164 | -0.4779 | 164 |  |  | 1437 | MESQUITW_1G | 1 | West | YES | 0.012521 | 39.99 | 0 | 400 | 0 | 1.023
FPLEFR1C_G | -0.002914 | 12413 | 3 | North |  | 164 | 164 | -0.4779 | 164 |  |  | 1438 | MESQUITW_2G | 1 | West | YES | 0.012491 | 23.6 | 0 | 236 | 0 | 1.017
FPLEFR1S_G | -0.002914 | 12414 | 4 | North |  | 414 | 414 | -1.2064 | 414 |  |  | 1442 | COKFIELD_5 | 1 | West | YES | 0.008493 | 16.5 | 0 | 165 | 0 | 1.029
FPLEFR2A_G | -0.002914 | 12421 | 1 | North |  | 162 | 162 | -0.47207 | 162 |  |  | 1453 | WCPWRCO_1G | 1 | North | YES | -0.003479 | 204 | 50 | 204 | 0 | 1.02
FPLEFR2B_G | -0.002914 | 12422 | 2 | North |  | 161 | 161 | -0.46915 | 161 |  |  | 1454 | WCPWRCO_2G | 2 | North | YES | -0.003479 | 204 | 50 | 204 | 0 | 1.02
FPLEFR2C_G | -0.002914 | 12423 | 3 | North |  | 163 | 163 | -0.47498 | 163 |  |  | 1455 | WCPWRCO_3G | 3 | North | YES | -0.003479 | 242 | 50 | 242 | 0 | 1.02
FPLEFR2S_G | -0.002914 | 12424 | 4 | North |  | 415 | 415 | -1.2093 | 415 |  |  | 1479 | WFCOGEN_1G | 1 | West | YES | -0.011361 | 16 | 12 | 20 | 0 | 1
PARKD_1SVC8 | -0.002903 | 12440 | 1 | North |  | 0 | 0 | 0 | 0 |  |  | 1479 | WFCOGEN_1G | 2 | West | YES | -0.011361 | 16 | 12 | 20 | 0 | 1
PARKD_2SVC8 | -0.002903 | 12449 | 1 | North |  | 0 | 0 | 0 | 0 |  |  | 1482 | WFCOGEN_2G | 1 | West | YES | -0.011361 | 16 | 12 | 20 | 0 | 1
MTCK6_G | -0.002869 | 2413 | 6 | North |  | 0 | 118 | 0 | 0 |  |  | 1482 | WFCOGEN_2G | 2 | West | YES | -0.011361 | 13.6 | 12 | 17 | 0 | 1
MTCK7_G | -0.002869 | 2414 | 7 | North |  | 0 | 115 | 0 | 0 |  |  | 1600 | BARTNWND_1G | 1 | West | YES | -0.038045 | 12 | 0 | 120 | 0 | 1.022
MTCK8_G | -0.002869 | 2417 | 8 | North |  | 444.8 | 556 | -1.2761 | 444.8 |  |  | 1643 | SLSTR1PP_1G | 1 | North | YES | -0.005893 | 6 | 0 | 60 | 0 | 1.022
WHITNYDM01 | -0.002836 | 244 | 1 | North |  | 15 | 15 | -0.04254 | 15 |  |  | 1675 | PEC_1G | 1 | North | YES | -0.003077 | 76.7 | 35 | 76.7 | 0 | 1.022
WHITNYDM02 | -0.002836 | 245 | 2 | North |  | 15 | 15 | -0.04254 | 15 |  |  | 1676 | PEC_2G | 2 | North | YES | -0.003077 | 79.6 | 35 | 79.6 | 0 | 1.022
JNSNCNTY802 | -0.002816 | 366 | 1 | North |  | 168 | 168 | -0.47309 | 168 |  |  | 1677 | PEC_3G | 3 | North | YES | -0.003077 | 88.4 | 35 | 88.4 | 0 | 1.022
JNSNCNTY802 | -0.002816 | 367 | 2 | North |  | 90 | 90 | -0.25344 | 90 |  |  | 1678 | LAMARPWR_1G | 1 | North | YES | -0.003074 | 160 | 67.7 | 160 | 0 | 1.038
MARTLAKE_1G | -0.002762 | 3097 | 1 | North |  | 790 | 790 |  |  |  |  | 1679 | LAMARPWR_2G | 2 | North | YES | -0.003074 | 156 | 67.7 | 156 | 0 | 1.038
MARTLAKE_2G | -0.002762 | 3098 | 2 | North |  | 795 | 795 |  |  |  |  | 1680 | LAMARPWR_3G | 3 | North | YES | -0.003074 | 196 | 129.1 | 196 | 0 | 1.038
MARTLAKE_3G | -0.002762 | 3099 | 3 | North |  | 804 | 804 |  |  |  |  | 1681 | LAMARPWR_4G | 4 | North | YES | -0.003074 | 156 | 67.7 | 156 | 0 | 1.038
ENNSTRAC_1G | -0.002745 | 12322 | 1 | North |  | 196 | 196 | -0.53802 | 196 |  |  | 1682 | LAMARPWR_5G | 5 | North | YES | -0.003074 | 157 | 67.7 | 157 | 0 | 1.038
ENNSTRAC_2G | -0.002745 | 12323 | 2 | North |  | 116 | 116 | -0.31842 | 116 |  |  | 1683 | LAMARPWR_6G | 6 | North | YES | -0.003074 | 198 | 129.1 | 198 | 0 | 1.038
TGATEWAY_1G | -0.002742 | 13116 | 1 | North |  | 151 | 151 | -0.41404 | 151 |  |  | 1687 | VALLEY_1G | 1 | North | YES | -0.003191 | 136 | 15 | 170 | 0 | 1.029
TGATEWAY_2G | -0.002742 | 13117 | 2 | North |  | 130 | 130 | -0.35646 | 130 |  |  | 1688 | VALLEY_2G | 2 | North | YES | -0.003191 | 527 | 90 | 527 | 0 | 1.029
TGATEWAY_3G | -0.002742 | 13118 | 3 | North |  | 148 | 148 | -0.40582 | 148 |  |  | 1689 | VALLEY_3G | 3 | North | YES | -0.003088 | 0 | 25 | 375 | 0 | 1.003
TGATEWAY_4G | -0.002742 | 13119 | 4 | North |  | 399 | 399 | -1.0941 | 399 |  |  | 1701 | MOSES_1G | 1 | North | YES | -0.003037 | 558 | 175 | 558 | 0 | 1.023
CHAMPION_1G | -0.002724 | 3348 | MB | North |  | 0 | 42 | 0 | 0 |  |  | 1702 | MOSES_2G | 2 | North | YES | -0.003037 | 579 | 175 | 579 | 0 | 1.023
ASPN_G | -0.002722 | 3309 | 1 | North |  | 50 | 50 | -0.1361 | 50 |  |  | 1703 | MOSES_3G | 3 | North | YES | -0.003037 | 808 | 463 | 808 | 0 | 1.023
STRYKER_1G | -0.00272 | 3107 | 1 | North |  | 145.6 | 182 | -0.39603 | 145.6 |  |  | 1861 | EAGLEMNT_1G | MB | North | YES | -0.004379 | 0 | 30 | 112 | 0 | 1.022
STRYKER_2G | -0.00272 | 3108 | 2 | North |  | 484 | 484 | -1.3165 | 484 |  |  | 1862 | EAGLEMNT_2G | MB | North | YES | -0.004379 | 0 | 40 | 100 | 0 | 1.022
TRINIDAD_6G | -0.002702 | 3126 | 1 | North |  | 179.2 | 224 | -0.4842 | 179.2 |  |  | 1863 | EAGLEMNT_3G | MB | North | YES | -0.004379 | 0 | 50 | 378 | 0 | 1.022
MDLTHELP_1G | -0.002682 | 1941 | 1 | North |  | 216.4 | 216.4 | -0.58038 | 216.4 |  |  | 1877 | WLFHOLW_1G | 1 | North | YES | -0.001927 | 217.3 | 89.25 | 217.3 | 0 | 1.032
MDLTHELP_2G | -0.002682 | 1942 | 2 | North |  | 216.1 | 216.1 | -0.57958 | 216.1 |  |  | 1878 | WLFHOLW_2G | 2 | North | YES | -0.001927 | 215.7 | 105 | 215.7 | 0 | 1.032
MDLTHELP_5G | -0.002618 | 1937 | 5 | North |  | 224 | 224 | -0.58643 | 224 |  |  | 1879 | WLFHOLW_3G | 3 | North | YES | -0.001927 | 272.4 | 89.25 | 272.4 | 0 | 1.032
MDLTHELP_6G | -0.002618 | 1938 | 6 | North |  | 226 | 226 | -0.59167 | 226 |  |  | 1889 | DECRDOVA_1G | 1 | North | YES | -0.002432 | 779 | 255 | 779 | 0 | 1.02
MDLTHELP_3G | -0.002618 | 1943 | 3 | North |  | 212 | 212 | -0.55502 | 212 |  |  | 1892 | DECRDOVA_2G | A | North | YES | -0.003099 | 65.03 | 65 | 70 | 0 | 1.025
MDLTHELP_4G | -0.002618 | 1944 | 4 | North |  | 211 | 211 | -0.5524 | 211 |  |  | 1893 | DECRDOVA_3G | B | North | YES | -0.003099 | 65 | 65 | 69 | 0 | 1.025
CALFREST_4G | -0.002546 | 13134 | 4 | North |  | 151.5 | 151.5 | -0.38572 | 151.5 |  |  | 1894 | DECRDOVA_4G | C | North | YES | -0.003099 | 65 | 65 | 69 | 0 | 1.025
CALFREST_5G | -0.002546 | 13135 | 5 | North |  | 152.3 | 152.3 | -0.38776 | 152.3 |  |  | 1895 | DECRDOVA_5G | D | North | YES | -0.003099 | 65.01 | 65 | 68 | 0 | 1.025
CALFREST_6G | -0.002546 | 13136 | 6 | North |  | 177.5 | 177.5 | -0.45192 | 177.5 |  |  | 1898 | COMCHEPK_1G | 1 | North | YES | -0.001795 | 1217 | 1150 | 1217 | 0 | 1.032
CALFREST_1G | -0.002537 | 13131 | 1 | North |  | 150.7 | 150.7 | -0.38233 | 150.7 |  |  | 1899 | COMCHEPK_2G | 2 | North | YES | -0.001795 | 1159 | 1128 | 1159 | 0 | 1.032
CALFREST_2G | -0.002537 | 13132 | 2 | North |  | 151 | 151 | -0.38309 | 151 |  |  | 1937 | MDLTHELP_5G | 5 | North | YES | -0.002618 | 224 | 74 | 224 | 0 | 1
CALFREST_3G | -0.002537 | 13133 | 3 | North |  | 177.4 | 177.4 | -0.45006 | 177.4 |  |  | 1938 | MDLTHELP_6G | 6 | North | YES | -0.002618 | 226 | 74 | 226 | 0 | 1
BBRN_1G | -0.002504 | 3381 | 1 | North |  | 618 | 618 |  |  |  |  | 1941 | MDLTHELP_1G | 1 | North | YES | -0.002682 | 216.4 | 74 | 216.4 | 0 | 1
BBRN_2G | -0.002504 | 3382 | 2 | North |  | 589 | 589 |  |  |  |  | 1942 | MDLTHELP_2G | 2 | North | YES | -0.002682 | 216.1 | 74 | 216.1 | 0 | 1
BOSQUESW803 | -0.002438 | 251 | 2 | North |  | 150 | 150 | -0.3657 | 150 |  |  | 1943 | MDLTHELP_3G | 3 | North | YES | -0.002618 | 212 | 74 | 212 | 0 | 1
BOSQUESW804 | -0.002438 | 253 | 2 | North |  | 80 | 80 | -0.19504 | 80 |  |  | 1944 | MDLTHELP_4G | 4 | North | YES | -0.002618 | 211 | 74 | 211 | 0 | 1
DECRDOVA_1G | -0.002432 | 1889 | 1 | North |  | 779 | 779 | -1.8945 | 779 |  |  | 1947 | HANDLEY_3G | 3 | North | YES | -0.003083 | 316 | 100 | 395 | 0 | 1.022
LEG_1___1 | -0.002305 | 48721 | 1 | North |  | 827 | 827 |  |  |  |  | 1948 | HANDLEY_4G | 4 | North | YES | -0.003086 | 348 | 150 | 435 | 0 | 1.022
LEG_2___2 | -0.002305 | 48722 | 2 | North |  | 819 | 819 |  |  |  |  | 1949 | HANDLEY_5G | 5 | North | YES | -0.003083 | 348 | 150 | 435 | 0 | 1.022
BOSQUESW505 | -0.002262 | 238 | 1 | North |  | 255 | 255 | -0.57681 | 255 |  |  | 2371 | COLLIN_1G | MB | North | YES | -0.003188 | 0 | 40 | 138 | 0 | 1.022
BOSQUESW502 | -0.002262 | 239 | 1 | North |  | 119.2 | 149 | -0.26963 | 119.2 |  |  | 2381 | NTHLK1_G | 1 | North | YES | -0.00308 | 0 | 35 | 156 | 0 | 1.022
BOSQUESW501 | -0.002262 | 247 | 2 | North |  | 124.8 | 156 | -0.2823 | 124.8 |  |  | 2382 | NTHLK2_G | 2 | North | YES | -0.00308 | 0 | 35 | 181 | 0 | 1.022
TNTNPONE_18 | -0.002229 | 39960 | 1 | North |  | 152.3 | 152.3 |  |  |  |  | 2383 | NTHLK3_G | 3 | North | YES | -0.00308 | 0 | 50 | 329 | 0 | 1.022
TNTNPONE_28 | -0.002229 | 39970 | 1 | North |  | 153 | 153 |  |  |  |  | 2413 | MTCK6_G | 6 | North | YES | -0.002869 | 0 | 30 | 118 | 0 | 1.022
THOUSE_1G | -0.002151 | 3403 | 1 | North |  | 563 | 563 | -1.211 | 563 |  |  | 2414 | MTCK7_G | 7 | North | YES | -0.002869 | 0 | 30 | 115 | 0 | 1.022
THOUSE_2G | -0.002151 | 3404 | 2 | North |  | 807 | 807 | -1.7359 | 806.9999 |  |  | 2417 | MTCK8_G | 8 | North | YES | -0.002869 | 444.8 | 60 | 556 | 0 | 1.022
LAKE_CRK1_G | -0.002096 | 3416 | 1 | North |  | 60 | 75 | -0.12576 | 60 |  |  | 2451 | LKHB1_G | 1 | North | YES | -0.002922 | 0 | 80 | 391 | 0 | 1.022
LAKE_CRK2_G | -0.002096 | 3417 | 2 | North |  | 177.6 | 222 | -0.37225 | 177.6 |  |  | 2452 | LKHB2_G | 2 | North | YES | -0.002922 | 516 | 80 | 516 | 0 | 1.022
BRYN_TAMUGEN | -0.00204 | 32798 | 1 | North |  | 32 | 32 | -0.06528 | 32 |  |  | 3097 | MARTLAKE_1G | 1 | North | YES | -0.002762 | 790 | 500 | 790 | 0 | 1.017
BRYN_ATKINS3 | -0.00204 | 32886 | MB | North |  | 0 | 12 | 0 | 0 |  |  | 3098 | MARTLAKE_2G | 2 | North | YES | -0.002762 | 795 | 461 | 795 | 0 | 1.017
BRYN_ATKINS6 | -0.00204 | 32887 | MB | North |  | 0 | 51 | 0 | 0 |  |  | 3099 | MARTLAKE_3G | 3 | North | YES | -0.002762 | 804 | 500 | 804 | 0 | 1.017
BRYN_ATKINS7 | -0.00204 | 32888 | 1 | North |  | 13.6 | 17 | -0.027744 | 13.6 |  |  | 3107 | STRYKER_1G | 1 | North | YES | -0.00272 | 145.6 | 45 | 182 | 0 | 1.029
BRYN_ATKINS4 | -0.00204 | 32890 | MB | North |  | 0 | 22 | 0 | 0 |  |  | 3108 | STRYKER_2G | 2 | North | YES | -0.00272 | 484 | 75 | 484 | 0 | 1.029
BRYN_ATKINS5 | -0.00204 | 32891 | MB | North |  | 0 | 25 | 0 | 0 |  |  | 3126 | TRINIDAD_6G | 1 | North | YES | -0.002702 | 179.2 | 46 | 224 | 0 | 1
GIBN_CREK_G1 | -0.002037 | 990 | 1 | North |  | 463 | 463 |  |  |  |  | 3309 | ASPN_G | 1 | North | YES | -0.002722 | 50 | 0 | 50 | 0 | 1
BRYN_DNSBY3 | -0.002036 | 32883 | 1 | North |  | 0 | 48 | 0 | 0 |  |  | 3348 | CHAMPION_1G | MB | North | YES | -0.002724 | 0 | 42 | 42 | 0 | 1
BRYN_DNSBY13 | -0.002036 | 32884 | 1 | North |  | 46 | 46 | -0.093656 | 46 |  |  | 3381 | BBRN_1G | 1 | North | YES | -0.002504 | 618 | 225 | 618 | 0 | 1.03
BRYN_DNSBY14 | -0.002036 | 32892 | 1 | North |  | 84 | 105 | -0.17102 | 84 |  |  | 3382 | BBRN_2G | 2 | North | YES | -0.002504 | 589 | 225 | 589 | 0 | 1.03
FTR_GT1_5105 | -0.001977 | 48671 | 1 | North |  | 154.2 | 154.2 | -0.30485 | 154.2 |  |  | 3403 | THOUSE_1G | 1 | North | YES | -0.002151 | 563 | 200 | 563 | 0 | 1.012
FTR_GT2_5110 | -0.001977 | 48672 | 2 | North |  | 159 | 159 | -0.31434 | 159 |  |  | 3404 | THOUSE_2G | 2 | North | YES | -0.002151 | 807 | 250 | 807 | 0 | 1.012
FTR_GT3_5085 | -0.001977 | 48673 | 3 | North |  | 158 | 158 | -0.31237 | 158 |  |  | 3416 | LAKE_CRK1_G | 1 | North | YES | -0.002096 | 60 | 33 | 75 | 0 | 1.029
FTR_CN4_5095 | -0.001977 | 48674 | 4 | North |  | 380 | 380 | -0.75126 | 380 |  |  | 3417 | LAKE_CRK2_G | 2 | North | YES | -0.002096 | 177.6 | 40 | 222 | 0 | 1.029
WLFHOLW_1G | -0.001927 | 1877 | 1 | North |  | 217.3 | 217.3 | -0.41874 | 217.3 |  |  | 3432 | SANDOW_4G | 4 | South | YES | -0.001299 | 580 | 225 | 580 | 0 | 1.029
WLFHOLW_2G | -0.001927 | 1878 | 2 | North |  | 215.7 | 215.7 | -0.41565 | 215.7 |  |  | 5026 | BRAUNIG_VHB1 | 1 | South | YES | -0.000568 | 215 | 40 | 215 | 0 | 1.0192
WLFHOLW_3G | -0.001927 | 1879 | 3 | North |  | 272.4 | 272.4 | -0.52491 | 272.4 |  |  | 5027 | BRAUNIG_VHB2 | 2 | South | YES | -0.000568 | 216 | 40 | 216 | 0 | 1.0192
COMCHEPK_1G | -0.001795 | 1898 | 1 | North |  | 1217 | 1217 |  |  |  |  | 5028 | BRAUNIG_VHB3 | 3 | South | YES | -0.000553 | 407 | 60 | 407 | 0 | 1.0138
COMCHEPK_2G | -0.001795 | 1899 | 2 | North |  | 1159 | 1159 |  |  |  |  | 5111 | CALAVER_JTD1 | 1 | South | YES | -0.000579 | 430 | 80 | 430 | 0 | 1.0138
CHE_GT2_5030 | -0.001688 | 48591 | 2 | Houston |  | 173 | 173 | -0.29202 | 173 |  |  | 5112 | CALAVER_JTD2 | 2 | South | YES | -0.000579 | 430 | 80 | 430 | 0 | 1.0138
CVC_GT3_5045 | -0.001688 | 48811 | 3 | Houston |  | 156 | 156 | -0.26333 | 156 |  |  | 5264 | LEON_LCP3G3 | 3 | South | YES | -0.000502 | 0 | 20 | 58 | 0 | 1.0197
CVC_GT2_5020 | -0.001688 | 48812 | 2 | Houston |  | 158 | 158 | -0.2667 | 158 |  |  | 5265 | LEON_LCP4G4 | 4 | South | YES | -0.000502 | 89 | 25 | 89 | 0 | 1.0197
CVC_GT1_5035 | -0.001688 | 48813 | 1 | Houston |  | 160 | 160 | -0.27008 | 160 |  |  | 5266 | LEON_LCPCT1 | 1 | South | YES | -0.000502 | 44 | 24 | 44 | 0 | 1.0197
CVC_ST5_5040 | -0.001688 | 48814 | 1 | Houston |  | 162 | 162 | -0.27346 | 162 |  |  | 5267 | LEON_LCPCT2 | 2 | South | YES | -0.000502 | 44 | 24 | 44 | 0 | 1.0197
THW_5152 | -0.001656 | 48885 | A | Houston |  | 46.4 | 58 | -0.076838 | 46.4 |  |  | 5268 | LEON_LCPCT3 | 3 | South | YES | -0.000502 | 43 | 24 | 43 | 0 | 1.0197
THW_5152 | -0.001656 | 48885 | B | Houston |  | 47.2 | 59 | -0.078163 | 47.2 |  |  | 5269 | LEON_LCPCT4 | 4 | South | YES | -0.000502 | 45 | 24 | 45 | 0 | 1.0197
THW_5354 | -0.001656 | 48886 | C | Houston |  | 45.6 | 57 | -0.075514 | 45.6 |  |  | 5396 | CALAVER_OWS1 | 1 | South | YES | -0.000569 | 418 | 80 | 418 | 0 | 1.0192
THW_5354 | -0.001656 | 48886 | D | Houston |  | 46.4 | 58 | -0.076838 | 46.4 |  |  | 5397 | CALAVER_OWS2 | 2 | South | YES | -0.000569 | 400 | 80 | 400 | 0 | 1.0192
THW_5556 | -0.001656 | 48887 | E | Houston |  | 47.2 | 59 | -0.078163 | 47.2 |  |  | 5401 | CALAVER_JKS1 | 1 | South | YES | -0.000641 | 562 | 100 | 562 | 0 | 1.026
THW_5556 | -0.001656 | 48887 | F | Houston |  | 45.6 | 57 | -0.075514 | 45.6 |  |  | 5436 | TUTTL_WBT1G1 | 1 | South | YES | -0.000613 | 48.8 | 20 | 61 | 0 | 1.012
GBY_GN5_5 | -0.001654 | 48690 | 5 | Houston |  | 318.4 | 398 | -0.52663 | 318.4 |  |  | 5438 | TUTTL_WBT3G3 | 3 | South | YES | -0.000613 | 95 | 25 | 95 | 0 | 1.012
BTE_GT2_8075 | -0.001651 | 48595 | 1 | Houston |  | 162.8 | 162.8 | -0.26878 | 162.8 |  |  | 5439 | TUTTL_WBT4G4 | 4 | South | YES | -0.000613 | 151 | 40 | 151 | 0 | 1.012
BTE_GT3_8045 | -0.001651 | 48596 | 2 | Houston |  | 161.4 | 161.4 | -0.26647 | 161.4 |  |  | 5476 | BRA_AVR1_CT1 | 1 | South | YES | -0.000625 | 155 | 90 | 155 | 0 | 1.025
BTE_GT4_8055 | -0.001651 | 48597 | 3 | Houston |  | 158.9 | 158.9 | -0.26234 | 158.9 |  |  | 5477 | BRA_AVR1_ST | 1 | South | YES | -0.000625 | 174 | 138 | 174 | 0 | 1.025
BTE_ST1_8070 | -0.001651 | 48598 | 4 | Houston |  | 269.2 | 269.2 | -0.44445 | 269.2 |  |  | 5478 | BRA_AVR1_CT2 | 1 | South | YES | -0.000625 | 155 | 90 | 155 | 0 | 1.025
CBY_GT4_1 | -0.001646 | 48583 | 1 | North |  | 172 | 172 | -0.28311 | 172 |  |  | 5503 | RAYBURNGEN3 | 1 | South | YES | -0.000789 | 17.6 | 6 | 22 | 0 | 1.0224
CBY_GT4_2 | -0.001646 | 48584 | 2 | North |  | 172 | 172 | -0.28311 | 172 |  |  | 5505 | RAYBURNGEN1 | 1 | South | YES | -0.000789 | 0 | 1 | 11 | 0 | 1.0223
CBY_ST4_1 | -0.001646 | 48585 | 3 | North |  | 172 | 172 | -0.28311 | 172 |  |  | 5506 | RAYBURNGEN2 | 1 | South | YES | -0.000789 | 0 | 1 | 11 | 0 | 1.0223
CVC_GT4_8005 | -0.001646 | 48815 | 4 | Houston |  | 165 | 165 | -0.27159 | 165 |  |  | 5508 | RAYBURNCC9 | 1 | South | YES | -0.000811 | 47.66 | 18.2 | 47.66 | 0 | 1.0296
PSA_GT1_8160 | -0.001644 | 48791 | 1 | Houston |  | 52 | 65 | -0.085488 | 52 |  |  | 5509 | RAYBURNCC10 | 1 | South | YES | -0.000811 | 37.35 | 5.2 | 37.35 | 0 | 1.0296
PSA_GT2_8155 | -0.001644 | 48792 | 2 | Houston |  | 52.8 | 66 | -0.086803 | 52.8 |  |  | 5511 | RAYBURNCC7 | 1 | South | YES | -0.000811 | 47.5 | 18.2 | 47.5 | 0 | 1.0296
PSA_GT3_8150 | -0.001644 | 48793 | 3 | Houston |  | 56 | 70 | -0.092064 | 56 |  |  | 5512 | RAYBURNCC8 | 1 | South | YES | -0.000811 | 49.31 | 18.2 | 49.31 | 0 | 1.0296
PSA_GT4_8145 | -0.001644 | 48794 | 4 | Houston |  | 52.8 | 66 | -0.086803 | 52.8 |  |  | 5728 | FALCONHYDRO2 | 2 | South | YES | -0.000251 | 12 | 0 | 12 | 0 | 1.0234
PSA_GT5_8140 | -0.001644 | 48795 | 5 | Houston |  | 51.2 | 64 | -0.084173 | 51.2 |  |  | 5729 | FALCONHYDRO3 | 3 | South | YES | -0.000251 | 11 | 0 | 11 | 0 | 1.0234
PSA_GN1_8165 | -0.001644 | 48796 | 1 | Houston |  | 83.2 | 104 | -0.13678 | 83.2 |  |  | 5890 | PEARSALLGEN1 | 1 | South | YES | 0.000455 | 19.2 | 6 | 24 | 0 | 1.0226
PSA_GT6_8135 | -0.001644 | 48797 | 6 | Houston |  | 47.2 | 59 | -0.077597 | 47.2 |  |  | 5891 | PEARSALLGEN2 | 1 | South | YES | 0.000455 | 19.432 | 6 | 24.29 | 0 | 1.0226
CBY_GN1_1 | -0.001643 | 48581 | 1 | Houston |  | 595.2 | 744 | -0.97791 | 595.2 |  |  | 5892 | PEARSALLGEN3 | 1 | South | YES | 0.000455 | 19.144 | 6 | 23.93 | 0 | 1.0226
EP_1_2 | -0.001643 | 48651 | 1 | Houston |  | 4 | 5 | -0.006572 | 4 |  |  | 5903 | SANMIGUELGEN | 1 | South | YES | -0.000609 | 396.29 | 180 | 396.29 | 0 | 1.0336
EP_1_2 | -0.001643 | 48651 | 2 | Houston |  | 17.7 | 21 | -0.029081 | 17.7 |  |  | 5911 | STP_GN1___1 | 1 | South | YES | -0.001288 | 1333 | 1249 | 1333 | 0 | 1.0406
WARVUE_GT1 | -0.001643 | 48940 | G1 | Houston |  | 15 | 15 | -0.024645 | 15 |  |  | 5912 | STP_GN2___2 | 2 | South | YES | -0.001288 | 1332 | 1249 | 1332 | 0 | 1.0406
THW_GT1_GT_1 | -0.001641 | 48883 | B2 | Houston |  | 0 | 12 | 0 | 0 |  |  | 5925 | DCEAST | EQ | North | YES | -0.003037 | 400.2977 | -600 | 600 | 0 | 1.025
EXN_15GT | -0.00164 | 49803 | 1 | Houston |  | 33 | 34 | -0.05412 | 33 |  |  | 5932 | SI_RAY9 | 9 | South | YES | -0.000654 | 32 | 32 | 38.03 | 0 | 1.035
EXN_16GT | -0.00164 | 49804 | 2 | Houston |  | 32 | 34.7 | -0.05248 | 32 |  |  | 5933 | SI_RAY6 | 6 | South | YES | -0.000654 | 15.408 | 10 | 19.26 | 0 | 1.035
EXN_17GT | -0.00164 | 49805 | 3 | Houston |  | 31 | 32.7 | -0.05084 | 31 |  |  | 5934 | SI_RAY5 | 5 | South | YES | 0 | 0 | 10 | 15 | 0 | 1.035
EXN938GT | -0.00164 | 49826 | 5 | Houston |  | 43 | 45.9 | -0.07052 | 43 |  |  | 5935 | SI_RAY10 | 10 | South | YES | -0.000654 | 47 | 10 | 47 | 0 | 1.03
EXN941GT | -0.00164 | 49828 | 10 | Houston |  | 17.7 | 17.7 | -0.029028 | 17.7 |  |  | 6016 | SWMESA | 1 | West | YES | 0.025745 | 18.75 | 0 | 75 | 0 | 1.03
EXN942GT | -0.00164 | 49829 | 11 | Houston |  | 20 | 20.35 | -0.0328 | 20 |  |  | 6100 | OKLA7A | EQ | West | YES | 0.0155 | 50.0186 | -220 | 220 | 0 | 1.035
EXN943GT | -0.00164 | 49830 | 12 | Houston |  | 19 | 19.85 | -0.03116 | 19 |  |  | 6144 | MCADOO1A | 1 | North | YES | 0.11026 | 15 | 0 | 150 | 0 | 1.025
EXN944GT | -0.00164 | 49831 | 13 | Houston |  | 33 | 35 | -0.05412 | 33 |  |  | 6407 | TURKTRAK1A | 1 | North | YES | 0.073317 | 33.9 | 0 | 169.5 | 0 | 1.025
EXN945GT | -0.00164 | 49832 | 9 | Houston |  | 18.5 | 18.5 | -0.03034 | 18.5 |  |  | 6637 | SNYDERW1A | 1 | West | YES | 0.049299 | 12.6 | 0 | 63 | 0 | 1.025
EXN_GT | -0.00164 | 49837 | 4 | Houston |  | 81 | 85.4 | -0.13284 | 81 |  |  | 6752 | OKLA0A | 1 | West | YES | 0.0155 | 649.67 | 175 | 649.67 | 0 | 1.035
EXN_14GT | -0.00164 | 49838 | 14 | Houston |  | 140 | 148 | -0.2296 | 140 |  |  | 6948 | DENISNDM | 1 | North | YES | -0.003262 | 40 | 5 | 40 | 0 | 1.015
CBY_GN2_2 | -0.001637 | 48582 | 2 | Houston |  | 596.8 | 746 | -0.97696 | 596.8 |  |  | 6948 | DENISNDM | 2 | North | YES | -0.003262 | 30.98 | 5 | 40 | 0 | 1.015
THW_ST3_ST_3 | -0.001634 | 48873 | 3 | Houston |  | 107 | 107 | -0.17484 | 107 |  |  | 7000 | L_FERGUS1_1Y | 1 | South | YES | 0.00047 | 400 | 65 | 423.3 | 0 | 1.015
THW_ST4_ST_4 | -0.001634 | 48874 | 4 | Houston |  | 108 | 108 | -0.17647 | 108 |  |  | 7004 | L_SIMGID1_1Y | 1 | South | YES | -0.000966 | 132 | 40 | 132 | 0 | 1.02
THW_3132 | -0.001634 | 48875 | A | Houston |  | 55 | 55 | -0.08987 | 55 |  |  | 7005 | L_SIMGID1_2Y | 2 | South | YES | -0.000966 | 133 | 32 | 139 | 0 | 1.02
THW_3132 | -0.001634 | 48875 | B | Houston |  | 53 | 53 | -0.086602 | 53 |  |  | 7006 | L_SIMGID1_3Y | 3 | South | YES | -0.000966 | 324.9 | 60 | 329 | 0 | 1.02
THW_3334 | -0.001634 | 48877 | C | Houston |  | 55 | 55 | -0.08987 | 55 |  |  | 7007 | L_LOSTPI1_1Y | 1 | South | YES | -0.001084 | 158.65 | 110 | 158 | 0 | 1
THW_3334 | -0.001634 | 48877 | D | Houston |  | 57 | 57 | -0.093138 | 57 |  |  | 7008 | L_LOSTPI1_2Y | 2 | South | YES | -0.001084 | 157.7 | 107 | 160 | 0 | 1
THW_4142 | -0.001634 | 48879 | E | Houston |  | 56 | 56 | -0.091504 | 56 |  |  | 7009 | L_LOSTPI1_3Y | 3 | South | YES | -0.001084 | 173.85 | 72 | 175 | 0 | 1
THW_4142 | -0.001634 | 48879 | F | Houston |  | 55 | 55 | -0.08987 | 55 |  |  | 7010 | L_FPPYD11_1Y | 1 | South | YES | -0.001083 | 547.375 | 200 | 606 | 0 | 1.02
THW_4344 | -0.001634 | 48881 | G | Houston |  | 58 | 58 | -0.094772 | 58 |  |  | 7011 | L_FPPYD11_2Y | 2 | South | YES | -0.001083 | 552.2 | 200 | 598 | 0 | 1.02
THW_4344 | -0.001634 | 48881 | H | Houston |  | 58 | 58 | -0.094772 | 58 |  |  | 7012 | L_FPPYD21_3Y | 3 | South | YES | -0.001082 | 427.5 | 200 | 436 | 0 | 1.02
CHE_GT1_8015 | -0.001627 | 48593 | 1 | Houston |  | 173 | 173 | -0.28147 | 173 |  |  | 7014 | L_HAYSEN1_1Y | 1 | South | YES | -0.00079 | 223.9 | 74 | 223.9 | 0 | 1.008
CHE_GN4_8025 | -0.001627 | 48594 | 4 | Houston |  | 142 | 142 | -0.23103 | 142 |  |  | 7015 | L_HAYSEN1_2Y | 2 | South | YES | -0.00079 | 225 | 74 | 225 | 0 | 1.008
LPE_GT1_8070 | -0.001626 | 48511 | 1 | Houston |  | 42 | 42 | -0.068292 | 42 |  |  | 7016 | L_HAYSEN1_3Y | 3 | South | YES | -0.00079 | 224.6 | 74 | 224.6 | 0 | 1.008
LPE_GT2_8075 | -0.001626 | 48512 | 2 | Houston |  | 42 | 42 | -0.068292 | 42 |  |  | 7017 | L_HAYSEN1_4Y | 4 | South | YES | -0.00079 | 226.7 | 74 | 226.7 | 0 | 1.008
LPE_GT3_8080 | -0.001626 | 48513 | 3 | Houston |  | 39 | 39 | -0.063414 | 39 |  |  | 7020 | L_AUSTPL1_1Y | 1 | South | YES | -0.000851 | 0 | 0 | 8 | 0 | 1
LPE_GT4_8085 | -0.001626 | 48514 | 4 | Houston |  | 39 | 39 | -0.063414 | 39 |  |  | 7020 | L_AUSTPL1_1Y | 2 | South | YES | -0.000851 | 0 | 0 | 8 | 0 | 1
APD_GT1_8005 | -0.001625 | 48500 | 1 | Houston |  | 137.6 | 137.6 | -0.2236 | 137.6 |  |  | 7022 | L_BUCHAN1_1Y | 1 | South | YES | 0.000507 | 0 | 0 | 18 | 0 | 1
SHELLG1_3015 | -0.001621 | 48820 | 1 | Houston |  | 71 | 71 | -0.11509 | 71 |  |  | 7023 | L_BUCHAN1_2Y | 2 | South | YES | 0.000507 | 0 | 0 | 18 | 0 | 1
SHELLG2 | -0.001621 | 48821 | 2 | Houston |  | 72 | 72 | -0.11671 | 72 |  |  | 7024 | L_BUCHAN1_3Y | 3 | South | YES | 0.000507 | 0 | 0 | 15 | 0 | 1
SHELLG3_3020 | -0.001621 | 48822 | 1 | Houston |  | 39 | 39 | -0.063219 | 39 |  |  | 7026 | L_INKSDA1_1Y | 1 | South | YES | 0.000976 | 0 | 0 | 13.74 | 0 | 1
SHELLG3_3020 | -0.001621 | 48822 | 2 | Houston |  | 30 | 30 | -0.04863 | 30 |  |  | 7028 | L_MARBFA1_1Y | 1 | South | YES | 0.000145 | 0 | 0 | 18 | 0 | 1
DIB_GT1_8080 | -0.001618 | 48611 | 1 | Houston |  | 64 | 64 | -0.10355 | 64 |  |  | 7029 | L_MARBFA1_2Y | 2 | South | YES | 0.000145 | 0 | 0 | 18 | 0 | 1
DIB_GT2_8075 | -0.001618 | 48612 | 2 | Houston |  | 63.2 | 63.2 | -0.10226 | 63.2 |  |  | 7031 | L_MARSFO1G1Y | 1 | South | YES | -0.000528 | 0 | 0 | 36 | 0 | 1
DIB_ST1_8085 | -0.001618 | 48613 | 3 | Houston |  | 67.9 | 82.57 | -0.10986 | 67.9 |  |  | 7032 | L_MARSFO1G2Y | 2 | South | YES | -0.000528 | 0 | 0 | 35 | 0 | 1
DIB_GT3_8090 | -0.001618 | 48614 | 4 | Houston |  | 73.6 | 73.6 | -0.11908 | 73.6 |  |  | 7033 | L_MARSFO1G3Y | 3 | South | YES | -0.000528 | 0 | 0 | 36 | 0 | 1
PSG_GN2_8050 | -0.001618 | 48740 | 1 | Houston |  | 182 | 182 | -0.29448 | 182 |  |  | 7035 | L_WIRTZ_1G1Y | 1 | South | YES | 0.000393 | 0 | 0 | 29 | 0 | 1
PSG_GT2_8040 | -0.001618 | 48741 | 1 | Houston |  | 158.6 | 158.6 | -0.25661 | 158.6 |  |  | 7036 | L_WIRTZ_1G2Y | 2 | South | YES | 0.000393 | 0 | 0 | 29.7 | 0 | 1
PSG_GT3_8060 | -0.001618 | 48742 | 1 | Houston |  | 157 | 157 | -0.25403 | 157 |  |  | 7038 | L_DELAWA1_1Y | 1 | West | YES | 0.027941 | 3.5 | 0 | 35 | 0 | 1
SOL_GT1 | -0.001618 | 48845 | 1 | Houston |  | 16.2 | 16.2 | -0.026212 | 16.2 |  |  | 7038 | L_DELAWA1_1Y | 2 | West | YES | 0.027941 | 3 | 0 | 30 | 0 | 1
SRB_GN3_3 | -0.001618 | 48853 | 3 | Houston |  | 170.4 | 213 | -0.27571 | 170.4 |  |  | 7303 | L_WPPGS12_1Y | 1 | North | YES | -0.001028 | 50 | 0 | 50 | 0 | 1.025
SRB_GN4_4 | -0.001618 | 48854 | 4 | Houston |  | 182.4 | 228 | -0.29512 | 182.4 |  |  | 7303 | L_WPPGS12_1Y | 2 | North | YES | -0.001028 | 50 | 0 | 50 | 0 | 1.025
CAL_GT1_8045 | -0.001617 | 48551 | 1 | Houston |  | 149 | 149 | -0.24093 | 149 |  |  | 7305 | L_WPPGS34_1Y | 3 | North | YES | -0.001028 | 50 | 0 | 50 | 0 | 1.025
CAL_ST1_8000 | -0.001617 | 48552 | 2 | Houston |  | 65.1 | 65.1 | -0.10527 | 65.1 |  |  | 7305 | L_WPPGS34_1Y | 4 | North | YES | -0.001028 | 50 | 0 | 50 | 0 | 1.025
SRB_GN1_1 | -0.001617 | 48851 | 1 | Houston |  | 132 | 165 | -0.21344 | 132 |  |  | 7487 | L_CANYHY8_1Y | 1 | South | YES | -0.000691 | 0 | 0 | 6 | 0 | 1
SRB_GN2_2 | -0.001617 | 48852 | 2 | Houston |  | 140.8 | 176 | -0.22767 | 140.8 |  |  | 7605 | L_MCQUEE9_1Y | 1 | South | YES | -0.000744 | 0 | 0 | 2.4 | 0 | 1.025
SRB_GT211035 | -0.001617 | 48855 | B1 | Houston |  | 0 | 18 | 0 | 0 |  |  | 7605 | L_MCQUEE9_1Y | 2 | South | YES | -0.000744 | 0 | 0 | 2.4 | 0 | 1.025
SRB_GT211035 | -0.001617 | 48855 | B2 | Houston |  | 0 | 12 | 0 | 0 |  |  | 7605 | L_MCQUEE9_1Y | 3 | South | YES | -0.000744 | 0 | 0 | 2.8 | 0 | 1.025
PR_GT1__9040 | -0.001615 | 48761 | 1 | Houston |  | 26 | 35 | -0.04199 | 26 |  |  | 7609 | L_SCHUMA8_1Y | 1 | South | YES | -0.000706 | 0 | 0 | 4 | 0 | 1
DPEC_GT15040 | -0.001612 | 48641 | 1 | Houston |  | 163.2 | 163.2 | -0.26308 | 163.2 |  |  | 7624 | L_LAKEWO9_1Y | 1 | South | YES | -0.00078 | 0 | 0 | 2.4 | 0 | 1
DPEC_GT25025 | -0.001612 | 48642 | 2 | Houston |  | 157.1 | 157.1 | -0.25325 | 157.1 |  |  | 7624 | L_LAKEWO9_1Y | 2 | South | YES | -0.00078 | 0 | 0 | 2.4 | 0 | 1
DPEC_GT35010 | -0.001612 | 48643 | 3 | Houston |  | 157.5 | 157.5 | -0.25389 | 157.5 |  |  | 7800 | L_GUADGE1_1Y | 1 | South | YES | -0.000736 | 147 | 30 | 147 | 0 | 1.02
DPEC_GT45070 | -0.001612 | 48644 | 4 | Houston |  | 157 | 157 | -0.25308 | 157 |  |  | 7801 | L_GUADGE1_2Y | 2 | South | YES | -0.000736 | 138 | 30 | 138 | 0 | 1.02
DPEC_ST55065 | -0.001612 | 48645 | 5 | Houston |  | 282 | 282 | -0.45458 | 282 |  |  | 7802 | L_GUADGE1_3Y | 3 | South | YES | -0.000736 | 146 | 30 | 146 | 0 | 1.02
SJS_GT1_GT1 | -0.001611 | 48841 | 1 | Houston |  | 62.4 | 78 | -0.10053 | 62.4 |  |  | 7803 | L_GUADGE1_4Y | 4 | South | YES | -0.000736 | 149 | 30 | 149 | 0 | 1.02
SJS_GT2_GT2 | -0.001611 | 48842 | 2 | Houston |  | 64.8 | 81 | -0.10439 | 64.8 |  |  | 7804 | L_GUADGE1_5Y | 5 | South | YES | -0.000736 | 182 | 30 | 182 | 0 | 1.02
GBY_73741085 | -0.001609 | 48691 | A | Houston |  | 37.6 | 47 | -0.060498 | 37.6 |  |  | 7805 | L_GUADGE1_6Y | 6 | South | YES | -0.000736 | 203 | 30 | 203 | 0 | 1.02
GBY_73741085 | -0.001609 | 48691 | B | Houston |  | 37.6 | 47 | -0.060498 | 37.6 |  |  | 7807 | L_BASTEN1_1Y | 1 | South | YES | -0.001025 | 152.54 | 83.5 | 152.54 | 0 | 1.004
GBY_81821075 | -0.001609 | 48692 | C | Houston |  | 37.6 | 47 | -0.060498 | 37.6 |  |  | 7808 | L_BASTEN1_2Y | 1 | South | YES | -0.001025 | 149.5 | 83.5 | 149.5 | 0 | 1.004
GBY_81821075 | -0.001609 | 48692 | D | Houston |  | 44 | 55 | -0.070796 | 44 |  |  | 7809 | L_BASTEN1_3Y | 1 | South | YES | -0.001025 | 232.6 | 42 | 232.6 | 0 | 1.004
GBY_83841065 | -0.001609 | 48693 | E | Houston |  | 45.6 | 57 | -0.07337 | 45.6 |  |  | 7810 | L_RIONOG1G1Y | 1 | South | YES | -0.000763 | 148 | 0 | 148 | 0 | 1.02
GBY_83841065 | -0.001609 | 48693 | F | Houston |  | 43.2 | 54 | -0.069509 | 43.2 |  |  | 7811 | L_RIONOG1G2Y | 2 | South | YES | -0.000763 | 148 | 0 | 148 | 0 | 1.02
BYU_GT1_8075 | -0.001602 | 48531 | 1 | Houston |  | 65 | 65 | -0.10413 | 65 |  |  | 7812 | L_RIONOG1G3Y | 3 | South | YES | -0.000763 | 154 | 0 | 154 | 0 | 1.02
BYU_GT2_8055 | -0.001602 | 48532 | 2 | Houston |  | 62 | 62 | -0.099324 | 62 |  |  | 7813 | L_RIONOG1S1Y | 4 | South | YES | -0.000763 | 293 | 0 | 293 | 0 | 1.02
BYU_GT3_8060 | -0.001602 | 48533 | 3 | Houston |  | 67 | 67 | -0.10733 | 67 |  |  | 8032 | AMISTADHYD1 | 1 | South | YES | 0.007405 | 33 | 13 | 33 | 0 | 1.03
BYU_GT4_8065 | -0.001602 | 48534 | 4 | Houston |  | 65 | 65 | -0.10413 | 65 |  |  | 8033 | AMISTADHYD2 | 2 | South | YES | 0.007405 | 25 | 13 | 25 | 0 | 1.03
CTL_GT2_8130 | -0.001598 | 48561 | 1 | Houston |  | 73.52 | 91.9 | -0.11748 | 73.52 |  |  | 8048 | FALCONHYDRO1 | 1 | South | YES | -0.000251 | 12 | 0 | 12 | 0 | 1.0234
CTL_GT3_8135 | -0.001598 | 48562 | 2 | Houston |  | 70.08 | 87.6 | -0.11199 | 70.08 |  |  | 8066 | DUP1V#1 | 1 | South | YES | -0.000827 | 52.3 | 0 | 73 | 0 | 1.01
CTL_GT4_8140 | -0.001598 | 48563 | 3 | Houston |  | 69.6 | 87 | -0.11122 | 69.6 |  |  | 8134 | FOR #1 | 1 | South | YES | -0.000906 | 54.1 | 45 | 79 | 0 | 1
CTL_GN1_8145 | -0.001598 | 48564 | 4 | Houston |  | 43.6 | 54.5 | -0.069673 | 43.6 |  |  | 8138 | FOR #2 | 2 | South | YES | -0.000906 | 63.1 | 45 | 81 | 0 | 1
CTL_GN2_8155 | -0.001598 | 48565 | 5 | Houston |  | 9.76 | 12.2 | -0.015596 | 9.76 |  |  | 8139 | JOS #1 | MB | North | YES | 0 | 0 | 45 | 255 | 0 | 1.02
PHR_GN2_2 | -0.001586 | 48772 | MB | Houston |  | 0 | 459 |  |  |  |  | 8147 | UCAR #2 | 10 | South | YES | -0.000852 | 18.24 | 0 | 28 | 0 | 1
TNBP_CGN1_8 | -0.001569 | 38580 | 1 | Houston |  | 70.8 | 70.8 | -0.11109 | 70.8 |  |  | 8148 | UCAR #1 | 2 | South | YES | -0.000852 | 6.08 | 0 | 7 | 0 | 1.009
TNBP_CGN2_8 | -0.001569 | 38590 | 2 | Houston |  | 66.7 | 66.7 | -0.10465 | 66.7 |  |  | 8153 | FOR #3 | 3 | South | YES | -0.000906 | 63.1 | 45 | 79.9 | 0 | 1
TNBP_CGN3_8 | -0.001569 | 38600 | 5 | Houston |  | 53 | 53 | -0.083157 | 53 |  |  | 8154 | FOR #4 | 4 | South | YES | -0.000906 | 63.1 | 60 | 80 | 0 | 1
TNBPAMCG1_8 | -0.001569 | 38611 | 1 | Houston |  | 153.2 | 153.2 | -0.24037 | 153.2 |  |  | 8155 | FOR #5 | 5 | South | YES | -0.000906 | 63.1 | 60 | 78.4 | 0 | 1
TNBPAMCG2_8 | -0.001569 | 38612 | 2 | Houston |  | 153.5 | 153.5 | -0.24084 | 153.5 |  |  | 8156 | FOR #6 | 6 | South | YES | -0.000906 | 24.9 | 5 | 25 | 0 | 1
TNBPAMCG3_8 | -0.001569 | 38613 | 3 | Houston |  | 152.3 | 152.3 | -0.23896 | 152.3 |  |  | 8157 | FOR #7 | 7 | South | YES | -0.000906 | 28.8 | 5 | 46 | 0 | 1
TNBPAMCG4_8 | -0.001569 | 38614 | 4 | Houston |  | 96 | 96 | -0.15062 | 96 |  |  | 8161 | COLETO0A | 1 | South | YES | -0.000723 | 633 | 200 | 633 | 0 | 1.03
TNBPAMCG5_8 | -0.001569 | 38615 | 1 | North |  | 244 | 244 | -0.38284 | 244 |  |  | 8173 | VICEC51A | 5 | North | YES | -0.000816 | 144 | 18 | 144 | 0 | 1.025
TNBP_CGN4_8 | -0.001569 | 38690 | 3 | Houston |  | 40 | 40 | -0.06276 | 40 |  |  | 8174 | VICEC61A | 6 | North | YES | -0.000816 | 188 | 42 | 188 | 0 | 1.025
TNTXCTY1CG8 | -0.001569 | 38711 | 1 | Houston |  | 100.3 | 100.3 | -0.15737 | 100.3 |  |  | 8189 | CUECPL2A | 1 | South | YES | -0.000784 | 12 | 0 | 12 | 0 | 1.02
TNTXCTY2CG8 | -0.001569 | 38712 | 1 | Houston |  | 92.9 | 92.9 | -0.14576 | 92.9 |  |  | 8262 | ELPS | 1 | South | YES | 0.005241 | 6 | 6 | 6 | 0 | 1.15
TNTXCTY3CG8 | -0.001569 | 38713 | 1 | Houston |  | 102.7 | 102.7 | -0.16114 | 102.7 |  |  | 8285 | LAR #1 | MB | South | YES | 0 | 0 | 9 | 32 | 0 | 1.0497
TNTXCTY4CG8 | -0.001569 | 38714 | 1 | Houston |  | 103 | 103 | -0.16161 | 103 |  |  | 8287 | LAR #2 | MB | South | YES | 0 | 0 | 9 | 32 | 0 | 1.04
TNDOWCGNSG8 | -0.001569 | 39470 | 1 | Houston |  | 32 | 32 | -0.050208 | 32 |  |  | 8288 | LAR #3 | MB | South | YES | 0 | 0 | 25 | 105 | 0 | 1.04
TNDOWCGNGG8 | -0.001569 | 39480 | 1 | Houston |  | 30 | 30 | -0.04707 | 30 |  |  | 8388 | BATES0A | MB | North | YES | 0 | 0 | 21 | 71 | 0 | 1.033
WAP_GN1_1 | -0.001535 | 48921 | 1 | Houston |  | 132.8 | 166 | -0.20385 | 132.8 |  |  | 8393 | BATES0B | MB | North | YES | 0 | 0 | 25 | 110 | 0 | 1.03
WAP_GN2_2 | -0.001535 | 48922 | 2 | Houston |  | 132.8 | 166 | -0.20385 | 132.8 |  |  | 8437 | NUECES_B0C | MB | North | YES | 0 | 0 | 7 | 30 | 0 | 1.03
WAP_GN3_3 | -0.001535 | 48923 | 3 | Houston |  | 198.4 | 248 | -0.30454 | 198.4 |  |  | 8438 | NUECES_B0B | MB | North | YES | 0 | 0 | 26 | 169 | 0 | 1.03
WAP_GN4_4 | -0.001535 | 48924 | 4 | Houston |  | 546 | 546 | -0.83811 | 546 |  |  | 8442 | NBEC7 | 7 | North | YES | -0.000691 | 0 | 81 | 367 | 0 | 1.0298
WAP_GN5_5 | -0.001535 | 48925 | 5 | Houston |  | 577.5898 | 654 |  |  |  |  | 8442 | NBEC7 | MB | North | YES | -0.000691 | 0 | 81 | 367 | 0 | 1.0298
WAPGT21_GT1 | -0.001535 | 48929 | B1 | Houston |  | 0 | 13 | 0 | 0 |  |  | 8456 | COSW#1 | 1 | South | YES | -0.000689 | 20 | 0 | 20 | 0 | 1.027
AK_GT1__8040 | -0.001527 | 48510 | 1 | Houston |  | 33.4 | 34 | -0.051002 | 33.4 |  |  | 8457 | COSW#2 | 2 | South | YES | -0.000689 | 14 | 0 | 14 | 0 | 1.027
BVE_GT1_GT1 | -0.001523 | 48521 | 1 | Houston |  | 167.7 | 167.7 | -0.25541 | 167.7 |  |  | 8459 | B_DAVIS0B | MB | South | YES | -0.000688 | 0 | 50 | 339 | 0 | 1.03
BVE_GT2_5035 | -0.001523 | 48522 | 2 | Houston |  | 166.4 | 166.4 | -0.25343 | 166.4 |  |  | 8460 | B_DAVIS0A | MB | South | YES | -0.000688 | 0 | 50 | 340 | 0 | 1.03
BVE_ST1_GN1 | -0.001523 | 48523 | 3 | Houston |  | 252.4 | 252.4 | -0.38441 | 252.4 |  |  | 8461 | KOCH_UP0A | 1 | South | YES | -0.000678 | 38 | 0 | 38 | 0 | 1.012
WAP_GN6_6 | -0.001522 | 48926 | 6 | Houston |  | 651 | 651 |  |  |  |  | 8506 | VAL #1 | 1 | South | YES | -0.000682 | 20.9 | 0 | 25 | 0 | 1.0055
WAP_GN7_7 | -0.001522 | 48927 | 7 | Houston |  | 564 | 564 |  |  |  |  | 8507 | VAL #2 | 2 | South | YES | -0.000682 | 20.9 | 0 | 25 | 0 | 1.0055
WAP_GN8_8 | -0.001522 | 48928 | 8 | Houston |  | 603 | 603 |  |  |  |  | 8511 | OXY_CC0A | 1 | South | YES | -0.000682 | 30.3 | 0 | 38 | 0 | 1.027
MNS_GT | -0.001518 | 48730 | 1 | Houston |  | 43 | 46.1 | -0.065274 | 43 |  |  | 8517 | CELANEBI0A | 1 | South | YES | -0.000667 | 29 | 0 | 29 | 0 | 1.02
TNSCLP1___8 | -0.001455 | 39760 | 1 | Houston |  | 93.44 | 116.8 | -0.13596 | 93.44 |  |  | 8560 | CNOPGT1 | 1 | South | YES | -0.000691 | 148.3 | 0 | 148.3 | 0 | 1.03
TNSCLP2___8 | -0.001455 | 39770 | 1 | Houston |  | 91.6 | 114.5 | -0.13328 | 91.6 |  |  | 8561 | CNOPGT2 | 2 | South | YES | -0.000691 | 148.6 | 0 | 148.6 | 0 | 1.03
TNSCLP4___8 | -0.001455 | 39775 | 1 | Houston |  | 95.2 | 119 | -0.13852 | 95.2 |  |  | 8562 | CNOPST1 | 3 | South | YES | -0.000691 | 153 | 0 | 153 | 0 | 1.03
TNSCLP3___8 | -0.001455 | 39790 | 1 | Houston |  | 87.6 | 109.5 | -0.12746 | 87.6 |  |  | 8926 | LGE_GT10A | 1 | South | YES | -0.000718 | 158 | 0 | 158 | 0 | 1.03
SANDOW_5G | -0.001452 | 13432 | 5 | North |  | 581 | 581 | -0.84361 | 581 |  |  | 8927 | LGE_GT20A | 2 | South | YES | -0.000718 | 153 | 0 | 153 | 0 | 1.03
BSF_GT1_8070 | -0.001436 | 48520 | 1 | Houston |  | 72 | 72 | -0.10339 | 72 |  |  | 8928 | LGE_STG0A | 3 | South | YES | -0.000718 | 100 | 0 | 100 | 0 | 1.03
BSF_GT1_8070 | -0.001436 | 48520 | 2 | Houston |  | 10 | 10 | -0.01436 | 10 |  |  | 8930 | ICPGN10A | 1 | South | YES | -0.000718 | 149 | 0 | 149 | 0 | 1.03
DOW17000 | -0.001413 | 49851 | 37 | Houston |  | 39 | 62 |  |  |  |  | 8931 | ICPGN20A | 2 | South | YES | -0.000718 | 150 | 0 | 150 | 0 | 1.03
DOW38100 | -0.001413 | 49858 | 31 | Houston |  | 45 | 71.4 |  |  |  |  | 8932 | ICPGN30A | 3 | South | YES | -0.000718 | 127 | 0 | 127 | 0 | 1.03
DOW38200 | -0.001413 | 49859 | 33 | Houston |  | 28 | 45 |  |  |  |  | 8933 | FGNTS001 | 1 | South | YES | -0.000576 | 146.5 | 0 | 146.5 | 0 | 1.03
DOW38300 | -0.001413 | 49860 | 32 | Houston |  | 63 | 101 |  |  |  |  | 8934 | FGNTS101 | 2 | South | YES | -0.000576 | 147.9 | 0 | 147.9 | 0 | 1.03
DOW39100 | -0.001413 | 49862 | 36 | Houston |  | 54 | 86 |  |  |  |  | 8935 | FGNTS201 | 3 | South | YES | -0.000576 | 173 | 0 | 173 | 0 | 1.03
DOW39200 | -0.001413 | 49863 | 35 | Houston |  | 55 | 88 |  |  |  |  | 8936 | MVGN#1 | 1 | South | YES | -0.000631 | 216.65 | 0 | 216.65 | 0 | 1.0304
DOW41000 | -0.001413 | 49865 | 41 | Houston |  | 31 | 50 |  |  |  |  | 8937 | MVGN#2 | 2 | South | YES | -0.000631 | 216.72 | 0 | 216.72 | 0 | 1.0304
DOW42000 | -0.001413 | 49866 | 42 | Houston |  | 11 | 18 |  |  |  |  | 8938 | MVGN#3 | 3 | South | YES | -0.000631 | 250.85 | 0 | 250.85 | 0 | 1.0304
DOW49000 | -0.001413 | 49869 | 45 | Houston |  | 59 | 94 |  |  |  |  | 8981 | HECN1 | 1 | South | YES | -0.000631 | 144.8 | 0 | 144.8 | 0 | 1.0304
DOW61000 | -0.001413 | 49870 | 61 | Houston |  | 44 | 70 |  |  |  |  | 8982 | HECN2 | 2 | South | YES | -0.000631 | 144.1 | 0 | 144.1 | 0 | 1.0304
DOW62000 | -0.001413 | 49871 | 62 | Houston |  | 40 | 63 |  |  |  |  | 8983 | HECN3 | 3 | South | YES | -0.000631 | 171.9 | 0 | 171.9 | 0 | 1.0304
DOW63000 | -0.001413 | 49872 | 63 | Houston |  | 45 | 72 |  |  |  |  | 9000 | DECKR_G1 | 1 | South | YES | -0.000885 | 280 | 50 | 321 | 0 | 1.015
DOW64000 | -0.001413 | 49873 | 64 | Houston |  | 41 | 64.8 |  |  |  |  | 9001 | DECKR_G2 | 2 | South | YES | -0.000885 | 400 | 50 | 426 | 0 | 1.015
DOW65000 | -0.001413 | 49876 | 65 | Houston |  | 63 | 101 |  |  |  |  | 9002 | DECKR_G3 | 3 | South | YES | -0.000909 | 0 | 24 | 42 | 0 | 1.015
DOW66000 | -0.001413 | 49877 | 66 | Houston |  | 61 | 97 |  |  |  |  | 9003 | DECKR_G4 | 4 | South | YES | -0.000909 | 44 | 24 | 44 | 0 | 1.015
DOW67000 | -0.001413 | 49878 | 67 | Houston |  | 65 | 103 |  |  |  |  | 9004 | DECKR_G5 | 5 | South | YES | -0.000909 | 44 | 24 | 44 | 0 | 1.015
DOW81000 | -0.001413 | 49882 | 81 | Houston |  | 47 | 76 |  |  |  |  | 9005 | DECKR_G6 | 6 | South | YES | -0.000909 | 44 | 24 | 47 | 0 | 1.015
DOW82000 | -0.001413 | 49884 | 82 | Houston |  | 51 | 80 |  |  |  |  | 9016 | SANDH_G1 | 1 | South | YES | -0.000884 | 45 | 2 | 49 | 0 | 1.0175
DOW83000 | -0.001413 | 49885 | 83 | Houston |  | 51 | 80 |  |  |  |  | 9017 | SANDH_G2 | 2 | South | YES | -0.000884 | 45 | 2 | 46 | 0 | 1.0175
DOW84000 | -0.001413 | 49886 | 84 | Houston |  | 107 | 171 |  |  |  |  | 9018 | SANDH_G3 | 3 | South | YES | -0.000884 | 45 | 2 | 46 | 0 | 1.0175
TGF_GT1_8000 | -0.001318 | 48911 | 1 | Houston |  | 69.2 | 69.2 | -0.091206 | 69.2 |  |  | 9019 | SANDH_G4 | 4 | South | YES | -0.000884 | 0 | 2 | 47 | 0 | 1.0175
CBE_GT1 | -0.001303 | 48731 | 1 | Houston |  | 76 | 76 | -0.099028 | 76 |  |  | 9020 | SANDHG5A | 5A | South | YES | -0.000884 | 150 | 84 | 155 | 0 | 1.0175
CBE_GT2 | -0.001303 | 48732 | 1 | Houston |  | 76 | 76 | -0.099028 | 76 |  |  | 9021 | SANDHG5C | 5C | South | YES | -0.000884 | 140 | 0 | 148 | 0 | 1.0175
CBE_ST12 | -0.001303 | 48733 | 1 | Houston |  | 105 | 105 | -0.13681 | 105 |  |  | 11001 | NAV1CT | 1 | South | YES | 0.026476 | 70.4 | 18 | 70.4 | 0 | 1.029
CBE_GT3 | -0.001303 | 48734 | 1 | Houston |  | 76 | 76 | -0.099028 | 76 |  |  | 11009 | NAV2CT | 1 | South | YES | 0.026476 | 71.4 | 18 | 71.4 | 0 | 1.029
CBE_GT4 | -0.001303 | 48735 | 1 | Houston |  | 76 | 76 | -0.099028 | 76 |  |  | 11011 | NAV3ST | 1 | South | YES | 0.026476 | 92.8 | 40 | 92.8 | 0 | 1.029
CBE_ST34 | -0.001303 | 48736 | 1 | Houston |  | 105 | 105 | -0.13681 | 105 |  |  | 11012 | NAV4CT | 1 | South | YES | 0.026476 | 80 | 18 | 80 | 0 | 1.029
SANDOW_4G | -0.001299 | 3432 | 4 | South |  | 580 | 580 |  |  |  |  | 11013 | NAV5CT | 1 | South | YES | 0.026476 | 80 | 18 | 80 | 0 | 1.029
STP_GN1___1 | -0.001288 | 5911 | 1 | South |  | 1333 | 1333 |  |  |  |  | 11014 | NAV6ST | 1 | South | YES | 0.026476 | 115 | 40 | 115 | 0 | 1.029
STP_GN2___2 | -0.001288 | 5912 | 2 | South |  | 1332 | 1332 |  |  |  |  | 11020 | TIEHVSG_1G | 1 | West | YES | 0.026488 | 208.2 | 63 | 208.2 | 0 | 1.012
L_LOSTPI1_1Y | -0.001084 | 7007 | 1 | South |  | 158.65 | 158 | -0.17198 | 158.65 |  |  | 11021 | TIEHVCG_1G | 1 | West | YES | 0.026488 | 142.06 | 103 | 142.06 | 0 | 1.012
L_LOSTPI1_2Y | -0.001084 | 7008 | 2 | South |  | 157.7 | 160 | -0.17095 | 157.7 |  |  | 11022 | TIEHVCG_2G | 1 | West | YES | 0.026488 | 132.45 | 103 | 132.45 | 0 | 1.012
L_LOSTPI1_3Y | -0.001084 | 7009 | 3 | South |  | 173.85 | 175 | -0.18845 | 173.85 |  |  | 11023 | TIEHVCG_3G | 1 | West | YES | 0.026488 | 137.36 | 103 | 137.36 | 0 | 1.012
L_FPPYD11_1Y | -0.001083 | 7010 | 1 | South |  | 547.375 | 606 |  |  |  |  | 11024 | TIEHVCG_4G | 1 | West | YES | 0.026488 | 147.03 | 103 | 147.03 | 0 | 1.012
L_FPPYD11_2Y | -0.001083 | 7011 | 2 | South |  | 552.2 | 598 |  |  |  |  | 11025 | TIEHVSG_2G | 1 | West | YES | 0.026488 | 213.15 | 63 | 213.15 | 0 | 1.012
L_FPPYD21_3Y | -0.001082 | 7012 | 3 | South |  | 427.5 | 436 |  |  |  |  | 11056 | ROSCOE_1G | 1 | South | YES | 0.021322 | 41.8 | 0 | 209 | 0 | 1
L_WPPGS12_1Y | -0.001028 | 7303 | 1 | North |  | 50 | 50 | -0.0514 | 50 |  |  | 11057 | CHAMPION_1G | 1 | South | YES | 0.021322 | 25.3 | 0 | 126.5 | 0 | 1
L_WPPGS12_1Y | -0.001028 | 7303 | 2 | North |  | 50 | 50 | -0.0514 | 50 |  |  | 11058 | PYRON_1G | 1 | West | YES | 0.021322 | 49.8 | 0 | 249 | 0 | 1
L_WPPGS34_1Y | -0.001028 | 7305 | 3 | North |  | 50 | 50 | -0.0514 | 50 |  |  | 11059 | INADALE_1G | 1 | West | YES | 0.021322 | 39.4 | 0 | 197 | 0 | 1
L_WPPGS34_1Y | -0.001028 | 7305 | 4 | North |  | 50 | 50 | -0.0514 | 50 |  |  | 11065 | ELBOWCK_1G | 1 | North | YES | 0.025417 | 23.4 | 0 | 121.9 | 0 | 1
L_BASTEN1_1Y | -0.001025 | 7807 | 1 | South |  | 152.54 | 152.54 | -0.15635 | 152.54 |  |  | 11147 | NOTREES_1G | 1 | North | YES | 0.028668 | 29.8 | 0 | 149 | 0 | 1.017
L_BASTEN1_2Y | -0.001025 | 7808 | 1 | South |  | 149.5 | 149.5 | -0.15324 | 149.5 |  |  | 11309 | BULLCREK_2G | 1 | North | YES | 0.044829 | 20.88 | 0 | 180 | 0 | 1
L_BASTEN1_3Y | -0.001025 | 7809 | 1 | South |  | 232.6 | 232.6 | -0.23841 | 232.6 |  |  | 11310 | BULLCREK_1G | 1 | North | YES | 0.044829 | 15.12 | 0 | 180 | 0 | 1
L_SIMGID1_1Y | -0.000966 | 7004 | 1 | South |  | 132 | 132 | -0.12751 | 132 |  |  | 11320 | COYOTE_1G | 1 | North | YES | 0.0441 | 22.5 | 0 | 225 | 0 | 1
L_SIMGID1_2Y | -0.000966 | 7005 | 2 | South |  | 133 | 139 | -0.12848 | 133 |  |  | 11691 | KMICHICT1_G | 1 | North | YES | -0.003088 | 144 | 80 | 144 | 0 | 1.026
L_SIMGID1_3Y | -0.000966 | 7006 | 3 | South |  | 324.9 | 329 | -0.31385 | 324.9 |  |  | 11692 | KMICHICT2_G | 2 | North | YES | -0.003088 | 146 | 80 | 146 | 0 | 1.026
DECKR_G3 | -0.000909 | 9002 | 3 | South |  | 0 | 42 | 0 | 0 |  |  | 11693 | KMICHIST3_G | 3 | North | YES | -0.003088 | 312 | 60 | 312 | 0 | 1.026
DECKR_G4 | -0.000909 | 9003 | 4 | South |  | 44 | 44 | -0.039996 | 44 |  |  | 11694 | KMICHICT4_G | 4 | North | YES | -0.003088 | 144 | 80 | 144 | 0 | 1.026
DECKR_G5 | -0.000909 | 9004 | 5 | South |  | 44 | 44 | -0.039996 | 44 |  |  | 11695 | KMICHICT5_G | 5 | North | YES | -0.003088 | 148 | 80 | 148 | 0 | 1.026
DECKR_G6 | -0.000909 | 9005 | 6 | South |  | 44 | 47 | -0.039996 | 44 |  |  | 11696 | KMICHIST6_G | 6 | North | YES | -0.003088 | 310 | 60 | 310 | 0 | 1.026
FOR #1 | -0.000906 | 8134 | 1 | South |  | 54.1 | 79 | -0.049015 | 54.1 |  |  | 12322 | ENNSTRAC_1G | 1 | North | YES | -0.002745 | 196 | 130 | 196 | 0 | 1.036
FOR #2 | -0.000906 | 8138 | 2 | South |  | 63.1 | 81 | -0.057169 | 63.1 |  |  | 12323 | ENNSTRAC_2G | 2 | North | YES | -0.002745 | 116 | 100 | 116 | 0 | 1.036
FOR #3 | -0.000906 | 8153 | 3 | South |  | 63.1 | 79.9 | -0.057169 | 63.1 |  |  | 12411 | FPLEFR1A_G | 1 | North | YES | -0.002914 | 161 | 72 | 161 | 0 | 1
FOR #4 | -0.000906 | 8154 | 4 | South |  | 63.1 | 80 | -0.057169 | 63.1 |  |  | 12412 | FPLEFR1B_G | 2 | North | YES | -0.002914 | 164 | 72 | 164 | 0 | 1
FOR #5 | -0.000906 | 8155 | 5 | South |  | 63.1 | 78.4 | -0.057169 | 63.1 |  |  | 12413 | FPLEFR1C_G | 3 | North | YES | -0.002914 | 164 | 72 | 164 | 0 | 1
FOR #6 | -0.000906 | 8156 | 6 | South |  | 24.9 | 25 | -0.022559 | 24.9 |  |  | 12414 | FPLEFR1S_G | 4 | North | YES | -0.002914 | 414 | 191 | 414 | 0 | 1
FOR #7 | -0.000906 | 8157 | 7 | South |  | 28.8 | 46 | -0.026093 | 28.8 |  |  | 12421 | FPLEFR2A_G | 1 | North | YES | -0.002914 | 162 | 72 | 162 | 0 | 1
FOR #8 | -0.000906 | 80051 | 8 | South |  | 28 | 28 | -0.025368 | 28 |  |  | 12422 | FPLEFR2B_G | 2 | North | YES | -0.002914 | 161 | 72 | 161 | 0 | 1
FOR #9 | -0.000906 | 80052 | 9 | South |  | 29.7 | 43.6 | -0.026908 | 29.7 |  |  | 12423 | FPLEFR2C_G | 3 | North | YES | -0.002914 | 163 | 72 | 163 | 0 | 1
FOR #10 | -0.000906 | 80053 | 10 | South |  | 68.4 | 75 | -0.06197 | 68.4 |  |  | 12424 | FPLEFR2S_G | 4 | North | YES | -0.002914 | 415 | 191 | 415 | 0 | 1
ALCOA G | -0.000895 | 80226 | 1 | South |  | 32.3 | 48 |  |  |  |  | 12440 | PARKD_1SVC8 | 1 | North | YES | -0.002903 | 0 | 0 | 0 | 0 | 1.007
DECKR_G1 | -0.000885 | 9000 | 1 | South |  | 280 | 321 | -0.2478 | 280 |  |  | 12449 | PARKD_2SVC8 | 1 | North | YES | -0.002903 | 0 | 0 | 0 | 0 | 1.007
DECKR_G2 | -0.000885 | 9001 | 2 | South |  | 400 | 426 | -0.354 | 400 |  |  | 13116 | TGATEWAY_1G | 1 | North | YES | -0.002742 | 151 | 30 | 151 | 0 | 1.0232
SANDH_G1 | -0.000884 | 9016 | 1 | South |  | 45 | 49 | -0.03978 | 45 |  |  | 13117 | TGATEWAY_2G | 2 | North | YES | -0.002742 | 130 | 30 | 130 | 0 | 1.0232
SANDH_G2 | -0.000884 | 9017 | 2 | South |  | 45 | 46 | -0.03978 | 45 |  |  | 13118 | TGATEWAY_3G | 3 | North | YES | -0.002742 | 148 | 30 | 148 | 0 | 1.0232
SANDH_G3 | -0.000884 | 9018 | 3 | South |  | 45 | 46 | -0.03978 | 45 |  |  | 13119 | TGATEWAY_4G | 4 | North | YES | -0.002742 | 399 | 65 | 399 | 0 | 1.0232
SANDH_G4 | -0.000884 | 9019 | 4 | South |  | 0 | 47 | 0 | 0 |  |  | 13131 | CALFREST_1G | 1 | North | YES | -0.002537 | 150.7 | 40 | 150.7 | 0 | 1.031
SANDHG5A | -0.000884 | 9020 | 5A | South |  | 150 | 155 | -0.1326 | 150 |  |  | 13132 | CALFREST_2G | 2 | North | YES | -0.002537 | 151 | 57 | 151 | 0 | 1.031
SANDHG5C | -0.000884 | 9021 | 5C | South |  | 140 | 148 | -0.12376 | 140 |  |  | 13133 | CALFREST_3G | 3 | North | YES | -0.002537 | 177.4 | 40 | 177.4 | 0 | 1.031
UCAR #2 | -0.000852 | 8147 | 10 | South |  | 18.24 | 28 | -0.01554 | 18.24 |  |  | 13134 | CALFREST_4G | 4 | North | YES | -0.002546 | 151.5 | 40 | 151.5 | 0 | 1.031
UCAR #1 | -0.000852 | 8148 | 2 | South |  | 6.08 | 7 | -0.0051802 | 6.08 |  |  | 13135 | CALFREST_5G | 5 | North | YES | -0.002546 | 152.3 | 57 | 152.3 | 0 | 1.031
CSDR89 | -0.000852 | 80137 | 8 | South |  | 33.86 | 39 | -0.028849 | 33.86 |  |  | 13136 | CALFREST_6G | 6 | North | YES | -0.002546 | 177.5 | 40 | 177.5 | 0 | 1.031
CSDR89 | -0.000852 | 80137 | 9 | South |  | 15 | 15 | -0.01278 | 15 |  |  | 13432 | SANDOW_5G | 5 | North | YES | -0.001452 | 581 | 225 | 581 | 0 | 1.029
CSDR7 | -0.000852 | 80138 | 7 | South |  | 6.08 | 7 | -0.0051802 | 6.08 |  |  | 32798 | BRYN_TAMUGEN | 1 | North | YES | -0.00204 | 32 | 0 | 32 | 0 | 1.02
CSDR56 | -0.000852 | 80139 | 5 | South |  | 15 | 15 | -0.01278 | 15 |  |  | 32883 | BRYN_DNSBY3 | 1 | North | YES | -0.002036 | 0 | 2 | 48 | 0 | 1.015
CSDR56 | -0.000852 | 80139 | 6 | South |  | 0 | 39 | 0 | 0 |  |  | 32884 | BRYN_DNSBY13 | 1 | North | YES | -0.002036 | 46 | 2 | 46 | 0 | 1.015
CSDR11 | -0.000852 | 80140 | 11 | South |  | 33.86 | 39 | -0.028849 | 33.86 |  |  | 32886 | BRYN_ATKINS3 | MB | North | YES | -0.00204 | 0 | 5 | 12 | 0 | 1
L_AUSTPL1_1Y | -0.000851 | 7020 | 1 | South |  | 0 | 8 | 0 | 0 |  |  | 32887 | BRYN_ATKINS6 | MB | North | YES | -0.00204 | 0 | 12 | 51 | 0 | 1.028
L_AUSTPL1_1Y | -0.000851 | 7020 | 2 | South |  | 0 | 8 | 0 | 0 |  |  | 32888 | BRYN_ATKINS7 | 1 | North | YES | -0.00204 | 13.6 | 4 | 17 | 0 | 1.028
AIRCO G | -0.000842 | 80227 | 1 | South |  | 7.2 | 8 |  |  |  |  | 32890 | BRYN_ATKINS4 | MB | North | YES | -0.00204 | 0 | 5 | 22 | 0 | 1.031
VISTRONG1 | -0.00084 | 80224 | 1 | South |  | 13.14 | 15 |  |  |  |  | 32891 | BRYN_ATKINS5 | MB | North | YES | -0.00204 | 0 | 5 | 25 | 0 | 1.031
VISTRONG2 | -0.00084 | 80225 | 2 | South |  | 20.16 | 23 |  |  |  |  | 32892 | BRYN_DNSBY14 | 1 | North | YES | -0.002036 | 84 | 25 | 105 | 0 | 1.035
DUP1V#1 | -0.000827 | 8066 | 1 | South |  | 52.3 | 73 | -0.043252 | 52.3 |  |  | 36998 | RDCNYNG1 | 1 | West | YES | 0.06384 | 16.8 | 0 | 84 | 0 | 1.01
VICEC51A | -0.000816 | 8173 | 5 | North |  | 144 | 144 | -0.1175 | 144 |  |  | 38332 | TNWDWRDU2_8 | 1 | West | YES | 0.025724 | 20 | 0 | 80 | 0 | 1.0232
VICEC61A | -0.000816 | 8174 | 6 | North |  | 188 | 188 | -0.15341 | 188 |  |  | 38437 | TNSRBNMESA9 | 1 | North | YES | 0.025707 | 37.5 | 0 | 150 | 0 | 1.02
RAYBURNCC9 | -0.000811 | 5508 | 1 | South |  | 47.66 | 47.66 | -0.038652 | 47.66 |  |  | 38580 | TNBP_CGN1_8 | 1 | Houston | YES | -0.001569 | 70.8 | 0 | 70.8 | 0 | 1.005
RAYBURNCC10 | -0.000811 | 5509 | 1 | South |  | 37.35 | 37.35 | -0.030291 | 37.35 |  |  | 38590 | TNBP_CGN2_8 | 2 | Houston | YES | -0.001569 | 66.7 | 0 | 66.7 | 0 | 1.005
RAYBURNCC7 | -0.000811 | 5511 | 1 | South |  | 47.5 | 47.5 | -0.038523 | 47.5 |  |  | 38600 | TNBP_CGN3_8 | 5 | Houston | YES | -0.001569 | 53 | 0 | 53 | 0 | 1.005
RAYBURNCC8 | -0.000811 | 5512 | 1 | South |  | 49.31 | 49.31 | -0.03999 | 49.31 |  |  | 38611 | TNBPAMCG1_8 | 1 | Houston | YES | -0.001569 | 153.2 | 0 | 153.2 | 0 | 1.005
L_HAYSEN1_1Y | -0.00079 | 7014 | 1 | South |  | 223.9 | 223.9 | -0.17688 | 223.9 |  |  | 38612 | TNBPAMCG2_8 | 2 | Houston | YES | -0.001569 | 153.5 | 0 | 153.5 | 0 | 1.005
L_HAYSEN1_2Y | -0.00079 | 7015 | 2 | South |  | 225 | 225 | -0.17775 | 225 |  |  | 38613 | TNBPAMCG3_8 | 3 | Houston | YES | -0.001569 | 152.3 | 0 | 152.3 | 0 | 1.005
L_HAYSEN1_3Y | -0.00079 | 7016 | 3 | South |  | 224.6 | 224.6 | -0.17743 | 224.6 |  |  | 38614 | TNBPAMCG4_8 | 4 | Houston | YES | -0.001569 | 96 | 0 | 96 | 0 | 1.005
L_HAYSEN1_4Y | -0.00079 | 7017 | 4 | South |  | 226.7 | 226.7 | -0.17909 | 226.7 |  |  | 38615 | TNBPAMCG5_8 | 1 | North | YES | -0.001569 | 244 | 0 | 244 | 0 | 1.005
RAYBURNGEN3 | -0.000789 | 5503 | 1 | South |  | 17.6 | 22 | -0.013886 | 17.6 |  |  | 38690 | TNBP_CGN4_8 | 3 | Houston | YES | -0.001569 | 40 | 0 | 40 | 0 | 1.005
RAYBURNGEN1 | -0.000789 | 5505 | 1 | South |  | 0 | 11 | 0 | 0 |  |  | 38711 | TNTXCTY1CG8 | 1 | Houston | YES | -0.001569 | 100.3 | 59 | 100.3 | 0 | 1
RAYBURNGEN2 | -0.000789 | 5506 | 1 | South |  | 0 | 11 | 0 | 0 |  |  | 38712 | TNTXCTY2CG8 | 1 | Houston | YES | -0.001569 | 92.9 | 59 | 92.9 | 0 | 1
CUECPL2A | -0.000784 | 8189 | 1 | South |  | 12 | 12 | -0.009408 | 12 |  |  | 38713 | TNTXCTY3CG8 | 1 | Houston | YES | -0.001569 | 102.7 | 59 | 102.7 | 0 | 1
L_LAKEWO9_1Y | -0.00078 | 7624 | 1 | South |  | 0 | 2.4 | 0 | 0 |  |  | 38714 | TNTXCTY4CG8 | 1 | Houston | YES | -0.001569 | 103 | 59 | 103 | 0 | 1
L_LAKEWO9_1Y | -0.00078 | 7624 | 2 | South |  | 0 | 2.4 | 0 | 0 |  |  | 39190 | TNSLCGN1__8 | 1 | Houston | YES | 0 | 0 | 10 | 30 | 0 | 1.03
L_RIONOG1G1Y | -0.000763 | 7810 | 1 | South |  | 148 | 148 | -0.11292 | 148 |  |  | 39470 | TNDOWCGNSG8 | 1 | Houston | YES | -0.001569 | 32 | 10 | 32 | 0 | 0.985
L_RIONOG1G2Y | -0.000763 | 7811 | 2 | South |  | 148 | 148 | -0.11292 | 148 |  |  | 39480 | TNDOWCGNGG8 | 1 | Houston | YES | -0.001569 | 30 | 10 | 30 | 0 | 0.985
L_RIONOG1G3Y | -0.000763 | 7812 | 3 | South |  | 154 | 154 | -0.1175 | 154 |  |  | 39760 | TNSCLP1___8 | 1 | Houston | YES | -0.001455 | 93.44 | 20 | 116.8 | 0 | 1.04
L_RIONOG1S1Y | -0.000763 | 7813 | 4 | South |  | 293 | 293 | -0.22356 | 293 |  |  | 39770 | TNSCLP2___8 | 1 | Houston | YES | -0.001455 | 91.6 | 20 | 114.5 | 0 | 1.04
L_MCQUEE9_1Y | -0.000744 | 7605 | 1 | South |  | 0 | 2.4 | 0 | 0 |  |  | 39775 | TNSCLP4___8 | 1 | Houston | YES | -0.001455 | 95.2 | 20 | 119 | 0 | 1.04
L_MCQUEE9_1Y | -0.000744 | 7605 | 2 | South |  | 0 | 2.4 | 0 | 0 |  |  | 39790 | TNSCLP3___8 | 1 | Houston | YES | -0.001455 | 87.6 | 20 | 109.5 | 0 | 1.027
L_MCQUEE9_1Y | -0.000744 | 7605 | 3 | South |  | 0 | 2.8 | 0 | 0 |  |  | 39960 | TNTNPONE_18 | 1 | North | YES | -0.002229 | 152.3 | 30 | 152.3 | 0 | 1.04
L_GUADGE1_1Y | -0.000736 | 7800 | 1 | South |  | 147 | 147 | -0.10819 | 147 |  |  | 39970 | TNTNPONE_28 | 1 | North | YES | -0.002229 | 153 | 30 | 153 | 0 | 1.04
L_GUADGE1_2Y | -0.000736 | 7801 | 2 | South |  | 138 | 138 | -0.10157 | 138 |  |  | 48500 | APD_GT1_8005 | 1 | Houston | YES | -0.001625 | 137.6 | 54.6 | 137.6 | 0 | 1.0362
L_GUADGE1_3Y | -0.000736 | 7802 | 3 | South |  | 146 | 146 | -0.10746 | 146 |  |  | 48510 | AK_GT1__8040 | 1 | Houston | YES | -0.001527 | 33.4 | 8.1 | 34 | 0 | 1.029
L_GUADGE1_4Y | -0.000736 | 7803 | 4 | South |  | 149 | 149 | -0.10966 | 149 |  |  | 48511 | LPE_GT1_8070 | 1 | Houston | YES | -0.001626 | 42 | 0 | 42 | 0 | 1.0362
L_GUADGE1_5Y | -0.000736 | 7804 | 5 | South |  | 182 | 182 | -0.13395 | 182 |  |  | 48512 | LPE_GT2_8075 | 2 | Houston | YES | -0.001626 | 42 | 0 | 42 | 0 | 1.0362
L_GUADGE1_6Y | -0.000736 | 7805 | 6 | South |  | 203 | 203 | -0.14941 | 203 |  |  | 48513 | LPE_GT3_8080 | 3 | Houston | YES | -0.001626 | 39 | 0 | 39 | 0 | 1.0362
COLETO0A | -0.000723 | 8161 | 1 | South |  | 633 | 633 |  |  |  |  | 48514 | LPE_GT4_8085 | 4 | Houston | YES | -0.001626 | 39 | 0 | 39 | 0 | 1.0362
LGE_GT10A | -0.000718 | 8926 | 1 | South |  | 158 | 158 | -0.11344 | 158 |  |  | 48520 | BSF_GT1_8070 | 1 | Houston | YES | -0.001436 | 72 | 0 | 72 | 0 | 1.0326
LGE_GT20A | -0.000718 | 8927 | 2 | South |  | 153 | 153 | -0.10985 | 153 |  |  | 48520 | BSF_GT1_8070 | 2 | Houston | YES | -0.001436 | 10 | 0 | 10 | 0 | 1.0326
LGE_STG0A | -0.000718 | 8928 | 3 | South |  | 100 | 100 | -0.0718 | 100 |  |  | 48521 | BVE_GT1_GT1 | 1 | Houston | YES | -0.001523 | 167.7 | 0 | 167.7 | 0 | 1.035
ICPGN10A | -0.000718 | 8930 | 1 | South |  | 149 | 149 | -0.10698 | 149 |  |  | 48522 | BVE_GT2_5035 | 2 | Houston | YES | -0.001523 | 166.4 | 0 | 166.4 | 0 | 1.035
ICPGN20A | -0.000718 | 8931 | 2 | South |  | 150 | 150 | -0.1077 | 150 |  |  | 48523 | BVE_ST1_GN1 | 3 | Houston | YES | -0.001523 | 252.4 | 0 | 252.4 | 0 | 1.035
ICPGN30A | -0.000718 | 8932 | 3 | South |  | 127 | 127 | -0.091186 | 127 |  |  | 48531 | BYU_GT1_8075 | 1 | Houston | YES | -0.001602 | 65 | 0 | 65 | 0 | 1.0362
REYSHR G | -0.000718 | 80223 | 1 | South |  | 12 | 12 |  |  |  |  | 48532 | BYU_GT2_8055 | 2 | Houston | YES | -0.001602 | 62 | 0 | 62 | 0 | 1.0362
L_SCHUMA8_1Y | -0.000706 | 7609 | 1 | South |  | 0 | 4 | 0 | 0 |  |  | 48533 | BYU_GT3_8060 | 3 | Houston | YES | -0.001602 | 67 | 0 | 67 | 0 | 1.0362
L_CANYHY8_1Y | -0.000691 | 7487 | 1 | South |  | 0 | 6 | 0 | 0 |  |  | 48534 | BYU_GT4_8065 | 4 | Houston | YES | -0.001602 | 65 | 0 | 65 | 0 | 1.0362
NBEC7 | -0.000691 | 8442 | 7 | North |  | 0 | 367 |  |  |  |  | 48551 | CAL_GT1_8045 | 1 | Houston | YES | -0.001617 | 149 | 0 | 149 | 0 | 1.0326
NBEC7 | -0.000691 | 8442 | MB | North |  | 0 | 367 |  |  |  |  | 48552 | CAL_ST1_8000 | 2 | Houston | YES | -0.001617 | 65.1 | 0 | 65.1 | 0 | 1.0326
CNOPGT1 | -0.000691 | 8560 | 1 | South |  | 148.3 | 148.3 | -0.10248 | 148.3 |  |  | 48561 | CTL_GT2_8130 | 1 | Houston | YES | -0.001598 | 73.52 | 30.3 | 91.9 | 0 | 1.0362
CNOPGT2 | -0.000691 | 8561 | 2 | South |  | 148.6 | 148.6 | -0.10268 | 148.6 |  |  | 48562 | CTL_GT3_8135 | 2 | Houston | YES | -0.001598 | 70.08 | 30.3 | 87.6 | 0 | 1.0362
CNOPST1 | -0.000691 | 8562 | 3 | South |  | 153 | 153 | -0.10572 | 153 |  |  | 48563 | CTL_GT4_8140 | 3 | Houston | YES | -0.001598 | 69.6 | 30.3 | 87 | 0 | 1.0362
COSW#1 | -0.000689 | 8456 | 1 | South |  | 20 | 20 | -0.01378 | 20 |  |  | 48564 | CTL_GN1_8145 | 4 | Houston | YES | -0.001598 | 43.6 | 12.9 | 54.5 | 0 | 1.0362
COSW#2 | -0.000689 | 8457 | 2 | South |  | 14 | 14 | -0.009646 | 14 |  |  | 48565 | CTL_GN2_8155 | 5 | Houston | YES | -0.001598 | 9.76 | 3.4 | 12.2 | 0 | 1.0362
B_DAVIS0B | -0.000688 | 8459 | MB | South |  | 0 | 339 | 0 | 0 |  |  | 48581 | CBY_GN1_1 | 1 | Houston | YES | -0.001643 | 595.2 | 108 | 744 | 0 | 1.0435
B_DAVIS0A | -0.000688 | 8460 | MB | South |  | 0 | 340 | 0 | 0 |  |  | 48582 | CBY_GN2_2 | 2 | Houston | YES | -0.001637 | 596.8 | 110 | 746 | 0 | 1.0435
B_DAVIS31A | -0.000688 | 80263 | 3 | North |  | 0 | 180 | 0 | 0 |  |  | 48583 | CBY_GT4_1 | 1 | North | YES | -0.001646 | 172 | 0 | 172 | 0 | 1.027
B_DAVIS41A | -0.000688 | 80264 | 4 | North |  | 0 | 180 | 0 | 0 |  |  | 48584 | CBY_GT4_2 | 2 | North | YES | -0.001646 | 172 | 0 | 172 | 0 | 1.027
VAL #1 | -0.000682 | 8506 | 1 | South |  | 20.9 | 25 | -0.014254 | 20.9 |  |  | 48585 | CBY_ST4_1 | 3 | North | YES | -0.001646 | 172 | 0 | 172 | 0 | 1.027
VAL #2 | -0.000682 | 8507 | 2 | South |  | 20.9 | 25 | -0.014254 | 20.9 |  |  | 48591 | CHE_GT2_5030 | 2 | Houston | YES | -0.001688 | 173 | 50 | 173 | 0 | 1.029
OXY_CC0A | -0.000682 | 8511 | 1 | South |  | 30.3 | 38 | -0.020665 | 30.3 |  |  | 48593 | CHE_GT1_8015 | 1 | Houston | YES | -0.001627 | 173 | 50 | 173 | 0 | 1.0362
KOCH_UP0A | -0.000678 | 8461 | 1 | South |  | 38 | 38 | -0.025764 | 38 |  |  | 48594 | CHE_GN4_8025 | 4 | Houston | YES | -0.001627 | 142 | 60 | 142 | 0 | 1.0362
GWINDT11A | -0.000669 | 80080 | 1 | North |  | 28.2 | 94 | -0.018866 | 28.2 |  |  | 48595 | BTE_GT2_8075 | 1 | Houston | YES | -0.001651 | 162.8 | 130 | 162.8 | 0 | 1.0261
GWINDT11A | -0.000669 | 80080 | 2 | North |  | 0 | 41 | 0 | 0 |  |  | 48596 | BTE_GT3_8045 | 2 | Houston | YES | -0.001651 | 161.4 | 130 | 161.4 | 0 | 1.0261
GWINDT11A | -0.000669 | 80080 | 3 | North |  | 0 | 38 | 0 | 0 |  |  | 48597 | BTE_GT4_8055 | 3 | Houston | YES | -0.001651 | 158.9 | 130 | 158.9 | 0 | 1.0261
GWINDT11A | -0.000669 | 80080 | 4 | North |  | 3.8 | 19 | -0.0025422 | 3.8 |  |  | 48598 | BTE_ST1_8070 | 4 | Houston | YES | -0.001651 | 269.2 | 60 | 269.2 | 0 | 1.0261
GWINDT21A | -0.000669 | 80081 | 1 | North |  | 28.2 | 94 | -0.018866 | 28.2 |  |  | 48611 | DIB_GT1_8080 | 1 | Houston | YES | -0.001618 | 64 | 0 | 64 | 0 | 1.0326
GWINDT21A | -0.000669 | 80081 | 2 | North |  | 7.2 | 36 | -0.0048168 | 7.2 |  |  | 48612 | DIB_GT2_8075 | 2 | Houston | YES | -0.001618 | 63.2 | 0 | 63.2 | 0 | 1.0326
GWINDT21A | -0.000669 | 80081 | 3 | North |  | 8.6 | 43 | -0.0057534 | 8.6 |  |  | 48613 | DIB_ST1_8085 | 3 | Houston | YES | -0.001618 | 67.9 | 30 | 82.57 | 0 | 1.0326
GWINDT21A | -0.000669 | 80081 | 4 | North |  | 4.4 | 22 | -0.0029436 | 4.4 |  |  | 48614 | DIB_GT3_8090 | 4 | Houston | YES | -0.001618 | 73.6 | 15 | 73.6 | 0 | 1.0326
PNSCALT11A | -0.000669 | 80180 | 1 | North |  | 43.8 | 148 | -0.029302 | 43.8 |  |  | 48641 | DPEC_GT15040 | 1 | Houston | YES | -0.001612 | 163.2 | 98 | 163.2 | 0 | 1.0319
PNSCALT11A | -0.000669 | 80180 | 2 | North |  | 10 | 50 | -0.00669 | 10 |  |  | 48642 | DPEC_GT25025 | 2 | Houston | YES | -0.001612 | 157.1 | 98 | 157.1 | 0 | 1.0319
PNSCALT21A | -0.000669 | 80181 | 1 | North |  | 16.5 | 55 | -0.011039 | 16.5 |  |  | 48643 | DPEC_GT35010 | 3 | Houston | YES | -0.001612 | 157.5 | 98 | 157.5 | 0 | 1.0319
PNSCALT21A | -0.000669 | 80181 | 2 | North |  | 10 | 50 | -0.00669 | 10 |  |  | 48644 | DPEC_GT45070 | 4 | Houston | YES | -0.001612 | 157 | 98 | 157 | 0 | 1.0319
CELANEBI0A | -0.000667 | 8517 | 1 | South |  | 29 | 29 | -0.019343 | 29 |  |  | 48645 | DPEC_ST55065 | 5 | Houston | YES | -0.001612 | 282 | 0 | 282 | 0 | 1.0319
SI_RAY9 | -0.000654 | 5932 | 9 | South |  | 32 | 38.03 | -0.020928 | 32 |  |  | 48651 | EP_1_2 | 1 | Houston | YES | -0.001643 | 4 | 0 | 5 | 0 | 1.0362
SI_RAY6 | -0.000654 | 5933 | 6 | South |  | 15.408 | 19.26 | -0.010077 | 15.408 |  |  | 48651 | EP_1_2 | 2 | Houston | YES | -0.001643 | 17.7 | 10 | 21 | 0 | 1.0362
SI_RAY10 | -0.000654 | 5935 | 10 | South |  | 47 | 47 | -0.030738 | 47 |  |  | 48671 | FTR_GT1_5105 | 1 | North | YES | -0.001977 | 154.2 | 0 | 154.2 | 0 | 1.0319
MILHWYS | -0.000654 | 80003 | F | South |  | 0 | 0 | 0 | 0 |  |  | 48672 | FTR_GT2_5110 | 2 | North | YES | -0.001977 | 159 | 0 | 159 | 0 | 1.0319
CALAVER_JKS1 | -0.000641 | 5401 | 1 | South |  | 562 | 562 |  |  |  |  | 48673 | FTR_GT3_5085 | 3 | North | YES | -0.001977 | 158 | 0 | 158 | 0 | 1.0319
MVGN#1 | -0.000631 | 8936 | 1 | South |  | 216.65 | 216.65 | -0.13671 | 216.65 |  |  | 48674 | FTR_CN4_5095 | 4 | North | YES | -0.001977 | 380 | 0 | 380 | 0 | 1.0319
MVGN#2 | -0.000631 | 8937 | 2 | South |  | 216.72 | 216.72 | -0.13675 | 216.72 |  |  | 48690 | GBY_GN5_5 | 5 | Houston | YES | -0.001654 | 318.4 | 81 | 398 | 0 | 1.0362
MVGN#3 | -0.000631 | 8938 | 3 | South |  | 250.85 | 250.85 | -0.15829 | 250.85 |  |  | 48691 | GBY_73741085 | A | Houston | YES | -0.001609 | 37.6 | 20 | 47 | 0 | 1.0362
HECN1 | -0.000631 | 8981 | 1 | South |  | 144.8 | 144.8 | -0.091369 | 144.8 |  |  | 48691 | GBY_73741085 | B | Houston | YES | -0.001609 | 37.6 | 20 | 47 | 0 | 1.0362
HECN2 | -0.000631 | 8982 | 2 | South |  | 144.1 | 144.1 | -0.090927 | 144.1 |  |  | 48692 | GBY_81821075 | C | Houston | YES | -0.001609 | 37.6 | 20 | 47 | 0 | 1.0362
HECN3 | -0.000631 | 8983 | 3 | South |  | 171.9 | 171.9 | -0.10847 | 171.9 |  |  | 48692 | GBY_81821075 | D | Houston | YES | -0.001609 | 44 | 20 | 55 | 0 | 1.0362
BRA_AVR1_CT1 | -0.000625 | 5476 | 1 | South |  | 155 | 155 | -0.096875 | 155 |  |  | 48693 | GBY_83841065 | E | Houston | YES | -0.001609 | 45.6 | 20 | 57 | 0 | 1.0362
BRA_AVR1_ST | -0.000625 | 5477 | 1 | South |  | 174 | 174 | -0.10875 | 174 |  |  | 48693 | GBY_83841065 | F | Houston | YES | -0.001609 | 43.2 | 20 | 54 | 0 | 1.0362
BRA_AVR1_CT2 | -0.000625 | 5478 | 1 | South |  | 155 | 155 | -0.096875 | 155 |  |  | 48721 | LEG_1___1 | 1 | North | YES | -0.002305 | 827 | 357 | 827 | 0 | 1.0348
TUTTL_WBT1G1 | -0.000613 | 5436 | 1 | South |  | 48.8 | 61 | -0.029914 | 48.8 |  |  | 48722 | LEG_2___2 | 2 | North | YES | -0.002305 | 819 | 357 | 819 | 0 | 1.0348
TUTTL_WBT3G3 | -0.000613 | 5438 | 3 | South |  | 95 | 95 | -0.058235 | 95 |  |  | 48730 | MNS_GT | 1 | Houston | YES | -0.001518 | 43 | 0 | 46.1 | 0 | 1.029
TUTTL_WBT4G4 | -0.000613 | 5439 | 4 | South |  | 151 | 151 | -0.092563 | 151 |  |  | 48731 | CBE_GT1 | 1 | Houston | YES | -0.001303 | 76 | 0 | 76 | 0 | 1.029
SANMIGUELGEN | -0.000609 | 5903 | 1 | South |  | 396.29 | 396.29 |  |  |  |  | 48732 | CBE_GT2 | 1 | Houston | YES | -0.001303 | 76 | 0 | 76 | 0 | 1.029
CALAVER_JTD1 | -0.000579 | 5111 | 1 | South |  | 430 | 430 |  |  |  |  | 48733 | CBE_ST12 | 1 | Houston | YES | -0.001303 | 105 | 0 | 105 | 0 | 1.029
CALAVER_JTD2 | -0.000579 | 5112 | 2 | South |  | 430 | 430 |  |  |  |  | 48734 | CBE_GT3 | 1 | Houston | YES | -0.001303 | 76 | 0 | 76 | 0 | 1.029
BEEVILLE | -0.000579 | 88198 | F | South |  | 0 | 0 | 0 | 0 |  |  | 48735 | CBE_GT4 | 1 | Houston | YES | -0.001303 | 76 | 0 | 76 | 0 | 1.029
FGNTS001 | -0.000576 | 8933 | 1 | South |  | 146.5 | 146.5 | -0.084384 | 146.5 |  |  | 48736 | CBE_ST34 | 1 | Houston | YES | -0.001303 | 105 | 0 | 105 | 0 | 1.029
FGNTS101 | -0.000576 | 8934 | 2 | South |  | 147.9 | 147.9 | -0.08519 | 147.9 |  |  | 48740 | PSG_GN2_8050 | 1 | Houston | YES | -0.001618 | 182 | 60 | 182 | 0 | 1.0326
FGNTS201 | -0.000576 | 8935 | 3 | South |  | 173 | 173 | -0.099648 | 173 |  |  | 48741 | PSG_GT2_8040 | 1 | Houston | YES | -0.001618 | 158.6 | 50 | 158.6 | 0 | 1.0326
CALAVER_OWS1 | -0.000569 | 5396 | 1 | South |  | 418 | 418 | -0.23784 | 418 |  |  | 48742 | PSG_GT3_8060 | 1 | Houston | YES | -0.001618 | 157 | 50 | 157 | 0 | 1.0326
CALAVER_OWS2 | -0.000569 | 5397 | 2 | South |  | 400 | 400 | -0.2276 | 400 |  |  | 48761 | PR_GT1__9040 | 1 | Houston | YES | -0.001615 | 26 | 0 | 35 | 0 | 1
BRAUNIG_VHB1 | -0.000568 | 5026 | 1 | South |  | 215 | 215 | -0.12212 | 215 |  |  | 48772 | PHR_GN2_2 | MB | Houston | YES | -0.001586 | 0 | 72 | 459 | 0 | 1.0362
BRAUNIG_VHB2 | -0.000568 | 5027 | 2 | South |  | 216 | 216 | -0.12269 | 216 |  |  | 48791 | PSA_GT1_8160 | 1 | Houston | YES | -0.001644 | 52 | 20.8 | 65 | 0 | 1.0362
BRAUNIG_VHB3 | -0.000553 | 5028 | 3 | South |  | 407 | 407 | -0.22507 | 407 |  |  | 48792 | PSA_GT2_8155 | 2 | Houston | YES | -0.001644 | 52.8 | 20.3 | 66 | 0 | 1.0362
L_MARSFO1G1Y | -0.000528 | 7031 | 1 | South |  | 0 | 36 | 0 | 0 |  |  | 48793 | PSA_GT3_8150 | 3 | Houston | YES | -0.001644 | 56 | 20.3 | 70 | 0 | 1.0362
L_MARSFO1G2Y | -0.000528 | 7032 | 2 | South |  | 0 | 35 | 0 | 0 |  |  | 48794 | PSA_GT4_8145 | 4 | Houston | YES | -0.001644 | 52.8 | 20.3 | 66 | 0 | 1.0362
L_MARSFO1G3Y | -0.000528 | 7033 | 3 | South |  | 0 | 36 | 0 | 0 |  |  | 48795 | PSA_GT5_8140 | 5 | Houston | YES | -0.001644 | 51.2 | 20.3 | 64 | 0 | 1.0362
LEON_LCP3G3 | -0.000502 | 5264 | 3 | South |  | 0 | 58 | 0 | 0 |  |  | 48796 | PSA_GN1_8165 | 1 | Houston | YES | -0.001644 | 83.2 | 43.1 | 104 | 0 | 1.0362
LEON_LCP4G4 | -0.000502 | 5265 | 4 | South |  | 89 | 89 | -0.044678 | 89 |  |  | 48797 | PSA_GT6_8135 | 6 | Houston | YES | -0.001644 | 47.2 | 34.5 | 59 | 0 | 1.0362
LEON_LCPCT1 | -0.000502 | 5266 | 1 | South |  | 44 | 44 | -0.022088 | 44 |  |  | 48811 | CVC_GT3_5045 | 3 | Houston | YES | -0.001688 | 156 | 91.8 | 156 | 0 | 1.029
LEON_LCPCT2 | -0.000502 | 5267 | 2 | South |  | 44 | 44 | -0.022088 | 44 |  |  | 48812 | CVC_GT2_5020 | 2 | Houston | YES | -0.001688 | 158 | 91.8 | 158 | 0 | 1.029
LEON_LCPCT3 | -0.000502 | 5268 | 3 | South |  | 43 | 43 | -0.021586 | 43 |  |  | 48813 | CVC_GT1_5035 | 1 | Houston | YES | -0.001688 | 160 | 91.8 | 160 | 0 | 1.029
LEON_LCPCT4 | -0.000502 | 5269 | 4 | South |  | 45 | 45 | -0.02259 | 45 |  |  | 48814 | CVC_ST5_5040 | 1 | Houston | YES | -0.001688 | 162 | 91.8 | 162 | 0 | 1.029
FALFURRI | -0.000301 | 88508 | F | South |  | 0 | 0 | 0 | 0 |  |  | 48815 | CVC_GT4_8005 | 4 | Houston | YES | -0.001646 | 165 | 91.8 | 165 | 0 | 1.0362
FALCONHYDRO2 | -0.000251 | 5728 | 2 | South |  | 12 | 12 | -0.003012 | 12 |  |  | 48820 | SHELLG1_3015 | 1 | Houston | YES | -0.001621 | 71 | 34.5 | 71 | 0 | 1.029
FALCONHYDRO3 | -0.000251 | 5729 | 3 | South |  | 11 | 11 | -0.002761 | 11 |  |  | 48821 | SHELLG2 | 2 | Houston | YES | -0.001621 | 72 | 34.5 | 72 | 0 | 1.029
FALCONHYDRO1 | -0.000251 | 8048 | 1 | South |  | 12 | 12 | -0.003012 | 12 |  |  | 48822 | SHELLG3_3020 | 1 | Houston | YES | -0.001621 | 39 | 0 | 39 | 0 | 1.029
SI_RAY5 | 0 | 5934 | 5 | South |  | 0 | 15 | 0 | 0 |  |  | 48822 | SHELLG3_3020 | 2 | Houston | YES | -0.001621 | 30 | 0 | 30 | 0 | 1.029
JOS #1 | 0 | 8139 | MB | North |  | 0 | 255 |  |  |  |  | 48841 | SJS_GT1_GT1 | 1 | Houston | YES | -0.001611 | 62.4 | 49 | 78 | 0 | 1.0362
LAR #1 | 0 | 8285 | MB | South |  | 0 | 32 | 0 | 0 |  |  | 48842 | SJS_GT2_GT2 | 2 | Houston | YES | -0.001611 | 64.8 | 49 | 81 | 0 | 1.0362
LAR #2 | 0 | 8287 | MB | South |  | 0 | 32 | 0 | 0 |  |  | 48845 | SOL_GT1 | 1 | Houston | YES | -0.001618 | 16.2 | 15.4 | 16.2 | 0 | 1.0326
LAR #3 | 0 | 8288 | MB | South |  | 0 | 105 | 0 | 0 |  |  | 48851 | SRB_GN1_1 | 1 | Houston | YES | -0.001617 | 132 | 26 | 165 | 0 | 1.0217
BATES0A | 0 | 8388 | MB | North |  | 0 | 71 |  |  |  |  | 48852 | SRB_GN2_2 | 2 | Houston | YES | -0.001617 | 140.8 | 26 | 176 | 0 | 1.0217
BATES0B | 0 | 8393 | MB | North |  | 0 | 110 |  |  |  |  | 48853 | SRB_GN3_3 | 3 | Houston | YES | -0.001618 | 170.4 | 35 | 213 | 0 | 1.0326
NUECES_B0C | 0 | 8437 | MB | North |  | 0 | 30 |  |  |  |  | 48854 | SRB_GN4_4 | 4 | Houston | YES | -0.001618 | 182.4 | 35 | 228 | 0 | 1.0326
NUECES_B0B | 0 | 8438 | MB | North |  | 0 | 169 |  |  |  |  | 48855 | SRB_GT211035 | B1 | Houston | YES | -0.001617 | 0 | 0 | 18 | 0 | 1.014
TNSLCGN1__8 | 0 | 39190 | 1 | Houston |  | 0 | 30 | 0 | 0 |  |  | 48855 | SRB_GT211035 | B2 | Houston | YES | -0.001617 | 0 | 0 | 12 | 0 | 1.014
ZAPATA | 6.1e-05 | 88299 | F | South |  | 0 | 0 | 0 | 0 |  |  | 48873 | THW_ST3_ST_3 | 3 | Houston | YES | -0.001634 | 107 | 19 | 107 | 0 | 1.0435
L_MARBFA1_1Y | 0.000145 | 7028 | 1 | South |  | 0 | 18 | 0 | 0 |  |  | 48874 | THW_ST4_ST_4 | 4 | Houston | YES | -0.001634 | 108 | 19 | 108 | 0 | 1.0435
L_MARBFA1_2Y | 0.000145 | 7029 | 2 | South |  | 0 | 18 | 0 | 0 |  |  | 48875 | THW_3132 | A | Houston | YES | -0.001634 | 55 | 5 | 55 | 0 | 1.0435
L_WIRTZ_1G1Y | 0.000393 | 7035 | 1 | South |  | 0 | 29 | 0 | 0 |  |  | 48875 | THW_3132 | B | Houston | YES | -0.001634 | 53 | 5 | 53 | 0 | 1.0435
L_WIRTZ_1G2Y | 0.000393 | 7036 | 2 | South |  | 0 | 29.7 | 0 | 0 |  |  | 48877 | THW_3334 | C | Houston | YES | -0.001634 | 55 | 5 | 55 | 0 | 1.0435
PEARSALLGEN1 | 0.000455 | 5890 | 1 | South |  | 19.2 | 24 | 0.008736 | 19.2 |  |  | 48877 | THW_3334 | D | Houston | YES | -0.001634 | 57 | 5 | 57 | 0 | 1.0435
PEARSALLGEN2 | 0.000455 | 5891 | 1 | South |  | 19.432 | 24.29 | 0.0088416 | 19.432 |  |  | 48879 | THW_4142 | E | Houston | YES | -0.001634 | 56 | 5 | 56 | 0 | 1.0435
PEARSALLGEN3 | 0.000455 | 5892 | 1 | South |  | 19.144 | 23.93 | 0.0087105 | 19.144 |  |  | 48879 | THW_4142 | F | Houston | YES | -0.001634 | 55 | 5 | 55 | 0 | 1.0435
L_FERGUS1_1Y | 0.00047 | 7000 | 1 | South |  | 400 | 423.3 | 0.188 | 400 |  |  | 48881 | THW_4344 | G | Houston | YES | -0.001634 | 58 | 5 | 58 | 0 | 1.0435
L_BUCHAN1_1Y | 0.000507 | 7022 | 1 | South |  | 0 | 18 | 0 | 0 |  |  | 48881 | THW_4344 | H | Houston | YES | -0.001634 | 58 | 5 | 58 | 0 | 1.0435
L_BUCHAN1_2Y | 0.000507 | 7023 | 2 | South |  | 0 | 18 | 0 | 0 |  |  | 48883 | THW_GT1_GT_1 | B2 | Houston | YES | -0.001641 | 0 | 0 | 12 | 0 | 1.043
L_BUCHAN1_3Y | 0.000507 | 7024 | 3 | South |  | 0 | 15 | 0 | 0 |  |  | 48885 | THW_5152 | A | Houston | YES | -0.001656 | 46.4 | 5 | 58 | 0 | 1.0319
LAR | 0.00052 | 80012 | F | South |  | 0 | 0 | 0 | 0 |  |  | 48885 | THW_5152 | B | Houston | YES | -0.001656 | 47.2 | 5 | 59 | 0 | 1.0319
LARECU40A | 0.00052 | 80265 | 4 | North |  | 80 | 100 | 0.0416 | 80 |  |  | 48886 | THW_5354 | C | Houston | YES | -0.001656 | 45.6 | 5 | 57 | 0 | 1.0319
LARECU50A | 0.00052 | 80266 | 5 | North |  | 80 | 100 | 0.0416 | 80 |  |  | 48886 | THW_5354 | D | Houston | YES | -0.001656 | 46.4 | 5 | 58 | 0 | 1.0319
PEARSALLSCG1 | 0.000752 | 58909 | 1 | North |  | 0 | 8.439 | 0 | 0 |  |  | 48887 | THW_5556 | E | Houston | YES | -0.001656 | 47.2 | 5 | 59 | 0 | 1.0319
PEARSALLSCG1 | 0.000752 | 58909 | 2 | North |  | 0 | 8.439 | 0 | 0 |  |  | 48887 | THW_5556 | F | Houston | YES | -0.001656 | 45.6 | 5 | 57 | 0 | 1.0319
PEARSALLSCG1 | 0.000752 | 58909 | 3 | North |  | 0 | 8.439 | 0 | 0 |  |  | 48911 | TGF_GT1_8000 | 1 | Houston | YES | -0.001318 | 69.2 | 0 | 69.2 | 0 | 1.029
PEARSALLSCG1 | 0.000752 | 58909 | 4 | North |  | 0 | 8.439 | 0 | 0 |  |  | 48921 | WAP_GN1_1 | 1 | Houston | YES | -0.001535 | 132.8 | 37 | 166 | 0 | 1.0362
PEARSALLSCG1 | 0.000752 | 58909 | 5 | North |  | 0 | 8.439 | 0 | 0 |  |  | 48922 | WAP_GN2_2 | 2 | Houston | YES | -0.001535 | 132.8 | 37 | 166 | 0 | 1.0362
PEARSALLSCG1 | 0.000752 | 58909 | 6 | North |  | 0 | 8.439 | 0 | 0 |  |  | 48923 | WAP_GN3_3 | 3 | Houston | YES | -0.001535 | 198.4 | 93 | 248 | 0 | 1.0362
PEARSALLSCG2 | 0.000752 | 58919 | 1 | North |  | 0 | 8.439 | 0 | 0 |  |  | 48924 | WAP_GN4_4 | 4 | Houston | YES | -0.001535 | 546 | 217 | 546 | 0 | 1.0362
PEARSALLSCG2 | 0.000752 | 58919 | 2 | North |  | 0 | 8.439 | 0 | 0 |  |  | 48925 | WAP_GN5_5 | 5 | Houston | YES | -0.001535 | 577.5898 | 278 | 654 | 0 | 0.985
PEARSALLSCG2 | 0.000752 | 58919 | 3 | North |  | 0 | 8.439 | 0 | 0 |  |  | 48926 | WAP_GN6_6 | 6 | Houston | YES | -0.001522 | 651 | 280 | 651 | 0 | 1.035
PEARSALLSCG2 | 0.000752 | 58919 | 4 | North |  | 0 | 8.439 | 0 | 0 |  |  | 48927 | WAP_GN7_7 | 7 | Houston | YES | -0.001522 | 564 | 277 | 564 | 0 | 1.035
PEARSALLSCG2 | 0.000752 | 58919 | 5 | North |  | 0 | 8.439 | 0 | 0 |  |  | 48928 | WAP_GN8_8 | 8 | Houston | YES | -0.001522 | 603 | 275 | 603 | 0 | 1.035
PEARSALLSCG2 | 0.000752 | 58919 | 6 | North |  | 0 | 8.439 | 0 | 0 |  |  | 48929 | WAPGT21_GT1 | B1 | Houston | YES | -0.001535 | 0 | 0 | 13 | 0 | 1.05
PEARSALLSCG3 | 0.000752 | 58929 | 1 | North |  | 0 | 8.439 | 0 | 0 |  |  | 48940 | WARVUE_GT1 | G1 | Houston | YES | -0.001643 | 15 | 0 | 15 | 0 | 1.021
PEARSALLSCG3 | 0.000752 | 58929 | 2 | North |  | 0 | 8.439 | 0 | 0 |  |  | 49803 | EXN_15GT | 1 | Houston | YES | -0.00164 | 33 | 8.3 | 34 | 0 | 1.0326
PEARSALLSCG3 | 0.000752 | 58929 | 3 | North |  | 0 | 8.439 | 0 | 0 |  |  | 49804 | EXN_16GT | 2 | Houston | YES | -0.00164 | 32 | 8.3 | 34.7 | 0 | 1.0326
PEARSALLSCG3 | 0.000752 | 58929 | 4 | North |  | 0 | 8.439 | 0 | 0 |  |  | 49805 | EXN_17GT | 3 | Houston | YES | -0.00164 | 31 | 8.3 | 32.7 | 0 | 1.0326
PEARSALLSCG3 | 0.000752 | 58929 | 5 | North |  | 0 | 8.439 | 0 | 0 |  |  | 49826 | EXN938GT | 5 | Houston | YES | -0.00164 | 43 | 9.2 | 45.9 | 0 | 1.0326
PEARSALLSCG3 | 0.000752 | 58929 | 6 | North |  | 0 | 8.439 | 0 | 0 |  |  | 49828 | EXN941GT | 10 | Houston | YES | -0.00164 | 17.7 | 5.4 | 17.7 | 0 | 1.0326
PEARSALLSCG4 | 0.000752 | 58949 | 1 | North |  | 0 | 8.439 | 0 | 0 |  |  | 49829 | EXN942GT | 11 | Houston | YES | -0.00164 | 20 | 5.4 | 20.35 | 0 | 1.0326
PEARSALLSCG4 | 0.000752 | 58949 | 2 | North |  | 0 | 8.439 | 0 | 0 |  |  | 49830 | EXN943GT | 12 | Houston | YES | -0.00164 | 19 | 5.4 | 19.85 | 0 | 1.0326
PEARSALLSCG4 | 0.000752 | 58949 | 3 | North |  | 0 | 8.439 | 0 | 0 |  |  | 49831 | EXN944GT | 13 | Houston | YES | -0.00164 | 33 | 5.4 | 35 | 0 | 1.0326
PEARSALLSCG4 | 0.000752 | 58949 | 4 | North |  | 0 | 8.439 | 0 | 0 |  |  | 49832 | EXN945GT | 9 | Houston | YES | -0.00164 | 18.5 | 9.2 | 18.5 | 0 | 1.0326
PEARSALLSCG4 | 0.000752 | 58949 | 5 | North |  | 0 | 8.439 | 0 | 0 |  |  | 49837 | EXN_GT | 4 | Houston | YES | -0.00164 | 81 | 21.3 | 85.4 | 0 | 1.0326
PEARSALLSCG4 | 0.000752 | 58949 | 6 | North |  | 0 | 8.439 | 0 | 0 |  |  | 49838 | EXN_14GT | 14 | Houston | YES | -0.00164 | 140 | 0 | 148 | 0 | 1.0326
L_INKSDA1_1Y | 0.000976 | 7026 | 1 | South |  | 0 | 13.74 | 0 | 0 |  |  | 49851 | DOW17000 | 37 | Houston | YES | -0.001413 | 39 | 0 | 62 | 0 | 1
ELPS | 0.005241 | 8262 | 1 | South |  | 6 | 6 | 0.031446 | 6 |  |  | 49858 | DOW38100 | 31 | Houston | YES | -0.001413 | 45 | 0 | 71.4 | 0 | 1
AMISTADHYD1 | 0.007405 | 8032 | 1 | South |  | 33 | 33 | 0.24436 | 33 |  |  | 49859 | DOW38200 | 33 | Houston | YES | -0.001413 | 28 | 0 | 45 | 0 | 1
AMISTADHYD2 | 0.007405 | 8033 | 2 | South |  | 25 | 25 | 0.18512 | 25 |  |  | 49860 | DOW38300 | 32 | Houston | YES | -0.001413 | 63 | 0 | 101 | 0 | 1
HAMILTON | 0.007405 | 88253 | F | South |  | 0 | 0 | 0 | 0 |  |  | 49862 | DOW39100 | 36 | Houston | YES | -0.001413 | 54 | 0 | 86 | 0 | 1
COKFIELD_5 | 0.008493 | 1442 | 1 | West |  | 16.5 | 165 | 0.14013 | 16.5 |  |  | 49863 | DOW39200 | 35 | Houston | YES | -0.001413 | 55 | 0 | 88 | 0 | 1
MESQUITW_2G | 0.012491 | 1438 | 1 | West |  | 23.6 | 236 | 0.29479 | 23.6 |  |  | 49865 | DOW41000 | 41 | Houston | YES | -0.001413 | 31 | 0 | 50 | 0 | 1
MESQUITW_1G | 0.012521 | 1437 | 1 | West |  | 39.99 | 400 | 0.50071 | 39.99 |  |  | 49866 | DOW42000 | 42 | Houston | YES | -0.001413 | 11 | 0 | 18 | 0 | 1
OKLA7A | 0.0155 | 6100 | EQ | West |  | 50.0186 | 220 | 0.77529 | 50.0186 |  |  | 49869 | DOW49000 | 45 | Houston | YES | -0.001413 | 59 | 0 | 94 | 0 | 1
OKLA0A | 0.0155 | 6752 | 1 | West |  | 649.67 | 649.67 |  |  |  |  | 49870 | DOW61000 | 61 | Houston | YES | -0.001413 | 44 | 0 | 70 | 0 | 1
SWETWATR_1G | 0.020189 | 1416 | 1 | West |  | 30 | 30 | 0.60567 | 30 |  |  | 49871 | DOW62000 | 62 | Houston | YES | -0.001413 | 40 | 0 | 63 | 0 | 1
SWETWATR_2G | 0.020189 | 1417 | 2 | West |  | 72 | 72 | 1.4536 | 72 |  |  | 49872 | DOW63000 | 63 | Houston | YES | -0.001413 | 45 | 0 | 72 | 0 | 1
SWETWATR_3G | 0.020189 | 1418 | 3 | West |  | 68 | 68 | 1.3729 | 68 |  |  | 49873 | DOW64000 | 64 | Houston | YES | -0.001413 | 41 | 0 | 64.8 | 0 | 1
SWETWATR_4G | 0.020189 | 1419 | 4 | West |  | 61 | 61 | 1.2315 | 61 |  |  | 49876 | DOW65000 | 65 | Houston | YES | -0.001413 | 63 | 0 | 101 | 0 | 1
ROSCOE_1G | 0.021322 | 11056 | 1 | South |  | 41.8 | 209 | 0.89126 | 41.8 |  |  | 49877 | DOW66000 | 66 | Houston | YES | -0.001413 | 61 | 0 | 97 | 0 | 1
CHAMPION_1G | 0.021322 | 11057 | 1 | South |  | 25.3 | 126.5 | 0.53945 | 25.3 |  |  | 49878 | DOW67000 | 67 | Houston | YES | -0.001413 | 65 | 0 | 103 | 0 | 1
PYRON_1G | 0.021322 | 11058 | 1 | West |  | 49.8 | 249 | 1.0618 | 49.8 |  |  | 49882 | DOW81000 | 81 | Houston | YES | -0.001413 | 47 | 0 | 76 | 0 | 1
INADALE_1G | 0.021322 | 11059 | 1 | West |  | 39.4 | 197 | 0.84009 | 39.4 |  |  | 49884 | DOW82000 | 82 | Houston | YES | -0.001413 | 51 | 0 | 80 | 0 | 1
BUFF_GAP1A | 0.02138 | 60058 | 1 | West |  | 24 | 120 | 0.51312 | 24 |  |  | 49885 | DOW83000 | 83 | Houston | YES | -0.001413 | 51 | 0 | 80 | 0 | 1
CIRELLO | 0.02138 | 60060 | 1 | West |  | 46.6 | 233 | 0.99631 | 46.6 |  |  | 49886 | DOW84000 | 84 | Houston | YES | -0.001413 | 107 | 0 | 171 | 0 | 0.98
BUFF_GAP1B | 0.02138 | 60063 | 1 | West |  | 34.04 | 170.2 | 0.72778 | 34.04 |  |  | 58909 | PEARSALLSCG1 | 1 | North | YES | 0.000752 | 0 | 0 | 8.439 | 0 | 1.027
H_HOLLOW1A | 0.02138 | 60066 | 1 | West |  | 44.4 | 222 | 0.94927 | 44.4 |  |  | 58909 | PEARSALLSCG1 | 2 | North | YES | 0.000752 | 0 | 0 | 8.439 | 0 | 1.027
HHOLLOW21A | 0.02138 | 60068 | 1 | West |  | 36.8 | 184 | 0.78678 | 36.8 |  |  | 58909 | PEARSALLSCG1 | 3 | North | YES | 0.000752 | 0 | 0 | 8.439 | 0 | 1.027
HHOLLOW31A | 0.02138 | 60070 | 1 | West |  | 44.8 | 224 | 0.95782 | 44.8 |  |  | 58909 | PEARSALLSCG1 | 4 | North | YES | 0.000752 | 0 | 0 | 8.439 | 0 | 1.027
HHOLLOW41A | 0.02138 | 60072 | 1 | West |  | 23 | 115 | 0.49174 | 23 |  |  | 58909 | PEARSALLSCG1 | 5 | North | YES | 0.000752 | 0 | 0 | 8.439 | 0 | 1.027
FRNDDRCS | 0.022136 | 60202 | F | West |  | 0 | 0 | 0 | 0 |  |  | 58909 | PEARSALLSCG1 | 6 | North | YES | 0.000752 | 0 | 0 | 8.439 | 0 | 1.027
L_DIVIDE1_1N | 0.023154 | 76091 | W1 | West |  | 22.5 | 112.5 | 0.52096 | 22.5 |  |  | 58919 | PEARSALLSCG2 | 1 | North | YES | 0.000752 | 0 | 0 | 8.439 | 0 | 1.027
L_CAPRSI1_1N | 0.023154 | 76095 | W1 | North |  | 29.9 | 149.5 | 0.6923 | 29.9 |  |  | 58919 | PEARSALLSCG2 | 2 | North | YES | 0.000752 | 0 | 0 | 8.439 | 0 | 1.027
L_CAPRSI1_2N | 0.023154 | 76096 | W1 | North |  | 37.2 | 186 | 0.86133 | 37.2 |  |  | 58919 | PEARSALLSCG2 | 3 | North | YES | 0.000752 | 0 | 0 | 8.439 | 0 | 1.027
L_CAPRGE1_1N | 0.023154 | 76097 | W1 | North |  | 42.9 | 214.5 | 0.99331 | 42.9 |  |  | 58919 | PEARSALLSCG2 | 4 | North | YES | 0.000752 | 0 | 0 | 8.439 | 0 | 1.027
L_GASCCR1_1N | 0.023477 | 76031 | W1 | West |  | 30 | 150 | 0.70431 | 30 |  |  | 58919 | PEARSALLSCG2 | 5 | North | YES | 0.000752 | 0 | 0 | 8.439 | 0 | 1.027
L_BITTCR1_1N | 0.023537 | 71051 | W1 | West |  | 7.5 | 37.5 | 0.17653 | 7.5 |  |  | 58919 | PEARSALLSCG2 | 6 | North | YES | 0.000752 | 0 | 0 | 8.439 | 0 | 1.027
L_SWEETW1_1N | 0.023537 | 71054 | W1 | West |  | 21.5 | 107.5 | 0.50605 | 21.5 |  |  | 58929 | PEARSALLSCG3 | 1 | North | YES | 0.000752 | 0 | 0 | 8.439 | 0 | 1.027
L_SWEETW1_2N | 0.023537 | 71057 | W1 | West |  | 27 | 135 | 0.6355 | 27 |  |  | 58929 | PEARSALLSCG3 | 2 | North | YES | 0.000752 | 0 | 0 | 8.439 | 0 | 1.027
L_SWEETW1_3N | 0.023537 | 71059 | W1 | West |  | 23.8 | 119 | 0.56018 | 23.8 |  |  | 58929 | PEARSALLSCG3 | 3 | North | YES | 0.000752 | 0 | 0 | 8.439 | 0 | 1.027
L_SWEETW1_4N | 0.023537 | 71060 | W1 | West |  | 21 | 105 | 0.49428 | 21 |  |  | 58929 | PEARSALLSCG3 | 4 | North | YES | 0.000752 | 0 | 0 | 8.439 | 0 | 1.027
L_SWEETW1_5N | 0.023537 | 71061 | W1 | West |  | 16.1 | 80.5 | 0.37895 | 16.1 |  |  | 58929 | PEARSALLSCG3 | 5 | North | YES | 0.000752 | 0 | 0 | 8.439 | 0 | 1.027
DSKY2 | 0.024926 | 60000 | 1 | West |  | 19.12 | 76.5 | 0.47659 | 19.12 |  |  | 58929 | PEARSALLSCG3 | 6 | North | YES | 0.000752 | 0 | 0 | 8.439 | 0 | 1.027
DSKY1 | 0.02496 | 60018 | 1 | West |  | 21 | 84 | 0.52416 | 21 |  |  | 58949 | PEARSALLSCG4 | 1 | North | YES | 0.000752 | 0 | 0 | 8.439 | 0 | 1.027
ORNNWP1 | 0.025149 | 60017 | 1 | West |  | 20 | 80 | 0.50298 | 20 |  |  | 58949 | PEARSALLSCG4 | 2 | North | YES | 0.000752 | 0 | 0 | 8.439 | 0 | 1.027
LONGSHORE_5 | 0.025417 | 1058 | 1 | West |  | 30 | 150 | 0.76251 | 30 |  |  | 58949 | PEARSALLSCG4 | 3 | North | YES | 0.000752 | 0 | 0 | 8.439 | 0 | 1.027
LONGSHORE_5 | 0.025417 | 1058 | 2 | West |  | 44 | 220 | 1.1183 | 44 |  |  | 58949 | PEARSALLSCG4 | 4 | North | YES | 0.000752 | 0 | 0 | 8.439 | 0 | 1.027
ELBOWCK_1G | 0.025417 | 11065 | 1 | North |  | 23.4 | 121.9 | 0.59476 | 23.4 |  |  | 58949 | PEARSALLSCG4 | 5 | North | YES | 0.000752 | 0 | 0 | 8.439 | 0 | 1.027
TNSRBNMESA9 | 0.025707 | 38437 | 1 | North |  | 37.5 | 150 | 0.96401 | 37.5 |  |  | 58949 | PEARSALLSCG4 | 6 | North | YES | 0.000752 | 0 | 0 | 8.439 | 0 | 1.027
TNWDWRDU2_8 | 0.025724 | 38332 | 1 | West |  | 20 | 80 | 0.51448 | 20 |  |  | 60000 | DSKY2 | 1 | West | YES | 0.024926 | 19.12 | 0 | 76.5 | 0 | 1.039
WOODWRD11A | 0.025728 | 60016 | 1 | West |  | 20 | 80 | 0.51456 | 20 |  |  | 60003 | KING_NE1A | 1 | West | YES | 0.025745 | 20 | 0 | 80 | 0 | 1.03
SWMESA | 0.025745 | 6016 | 1 | West |  | 18.75 | 75 | 0.48272 | 18.75 |  |  | 60005 | KING_SE1A | 1 | West | YES | 0.025745 | 10 | 0 | 40 | 0 | 1.035
KING_NE1A | 0.025745 | 60003 | 1 | West |  | 20 | 80 | 0.5149 | 20 |  |  | 60007 | KING_SW1A | 1 | West | YES | 0.025845 | 20 | 0 | 80 | 0 | 1.03
KING_SE1A | 0.025745 | 60005 | 1 | West |  | 10 | 40 | 0.25745 | 10 |  |  | 60016 | WOODWRD11A | 1 | West | YES | 0.025728 | 20 | 0 | 80 | 0 | 1.033
CALENG1G_1G | 0.025758 | 1045 | 1 | West |  | 73.4 | 73.4 | 1.8906 | 73.4 |  |  | 60017 | ORNNWP1 | 1 | West | YES | 0.025149 | 20 | 0 | 80 | 0 | 1.027
CALENG2G_2G | 0.025758 | 1046 | 2 | West |  | 73.4 | 73.4 | 1.8906 | 73.4 |  |  | 60018 | DSKY1 | 1 | West | YES | 0.02496 | 21 | 0 | 84 | 0 | 1.023
CALENG3G_3G | 0.025758 | 1047 | 3 | West |  | 70.4 | 70.4 | 1.8134 | 70.4 |  |  | 60019 | KING_NW1A | 1 | West | YES | 0.025845 | 20 | 0 | 80 | 0 | 1.03
RIO DRCS | 0.025782 | 60201 | F | West |  | 0 | 0 | 0 | 0 |  |  | 60057 | CALLAHAN1A | 1 | West | YES | 0.061241 | 22.8 | 0 | 114 | 0 | 1.04
KING_SW1A | 0.025845 | 60007 | 1 | West |  | 20 | 80 | 0.5169 | 20 |  |  | 60058 | BUFF_GAP1A | 1 | West | YES | 0.02138 | 24 | 0 | 120 | 0 | 1
KING_NW1A | 0.025845 | 60019 | 1 | West |  | 20 | 80 | 0.5169 | 20 |  |  | 60060 | CIRELLO | 1 | West | YES | 0.02138 | 46.6 | 0 | 233 | 0 | 1
NAV1CT | 0.026476 | 11001 | 1 | South |  | 70.4 | 70.4 | 1.8639 | 70.4 |  |  | 60063 | BUFF_GAP1B | 1 | West | YES | 0.02138 | 34.04 | 0 | 170.2 | 0 | 1.02
NAV2CT | 0.026476 | 11009 | 1 | South |  | 71.4 | 71.4 | 1.8904 | 71.4 |  |  | 60066 | H_HOLLOW1A | 1 | West | YES | 0.02138 | 44.4 | 0 | 222 | 0 | 1.005
NAV3ST | 0.026476 | 11011 | 1 | South |  | 92.8 | 92.8 | 2.457 | 92.8 |  |  | 60068 | HHOLLOW21A | 1 | West | YES | 0.02138 | 36.8 | 0 | 184 | 0 | 1.025
NAV4CT | 0.026476 | 11012 | 1 | South |  | 80 | 80 | 2.1181 | 80 |  |  | 60070 | HHOLLOW31A | 1 | West | YES | 0.02138 | 44.8 | 0 | 224 | 0 | 1.025
NAV5CT | 0.026476 | 11013 | 1 | South |  | 80 | 80 | 2.1181 | 80 |  |  | 60072 | HHOLLOW41A | 1 | West | YES | 0.02138 | 23 | 0 | 115 | 0 | 1.025
NAV6ST | 0.026476 | 11014 | 1 | South |  | 115 | 115 | 3.0447 | 115 |  |  | 60081 | WHRLWIND1A | 1 | South | YES | 0.12763 | 12 | 0 | 60 | 0 | 1.03
TIEHVSG_1G | 0.026488 | 11020 | 1 | West |  | 208.2 | 208.2 | 5.5148 | 208.2 |  |  | 60201 | RIO DRCS | F | West | YES | 0.025782 | 0 | 0 | 0 | 0 | 1.025
TIEHVCG_1G | 0.026488 | 11021 | 1 | West |  | 142.06 | 142.06 | 3.7629 | 142.06 |  |  | 60202 | FRNDDRCS | F | West | YES | 0.022136 | 0 | 0 | 0 | 0 | 0.9985
TIEHVCG_2G | 0.026488 | 11022 | 1 | West |  | 132.45 | 132.45 | 3.5083 | 132.45 |  |  | 71051 | L_BITTCR1_1N | W1 | West | YES | 0.023537 | 7.5 | 0 | 37.5 | 0 | 1.02
TIEHVCG_3G | 0.026488 | 11023 | 1 | West |  | 137.36 | 137.36 | 3.6384 | 137.36 |  |  | 71054 | L_SWEETW1_1N | W1 | West | YES | 0.023537 | 21.5 | 0 | 107.5 | 0 | 1.02
TIEHVCG_4G | 0.026488 | 11024 | 1 | West |  | 147.03 | 147.03 | 3.8945 | 147.03 |  |  | 71057 | L_SWEETW1_2N | W1 | West | YES | 0.023537 | 27 | 0 | 135 | 0 | 1.02
TIEHVSG_2G | 0.026488 | 11025 | 1 | West |  | 213.15 | 213.15 | 5.6459 | 213.15 |  |  | 71059 | L_SWEETW1_3N | W1 | West | YES | 0.023537 | 23.8 | 0 | 119 | 0 | 1.02
PBCTAGE_1G | 0.027609 | 1002 | A | West |  | 64.02 | 66 | 1.7675 | 64.02 |  |  | 71060 | L_SWEETW1_4N | W1 | West | YES | 0.023537 | 21 | 0 | 105 | 0 | 1.02
PBCTBGE_2G | 0.027609 | 1003 | B | West |  | 65.01 | 66 | 1.7949 | 65.01 |  |  | 71061 | L_SWEETW1_5N | W1 | West | YES | 0.023537 | 16.1 | 0 | 80.5 | 0 | 1.02
PBCTCGE_3G | 0.027609 | 1004 | C | West |  | 62 | 67 | 1.7118 | 62 |  |  | 76031 | L_GASCCR1_1N | W1 | West | YES | 0.023477 | 30 | 0 | 150 | 0 | 1.02
PBCTDGE_4G | 0.027609 | 1005 | D | West |  | 65.01 | 68 | 1.7949 | 65.01 |  |  | 76091 | L_DIVIDE1_1N | W1 | West | YES | 0.023154 | 22.5 | 0 | 112.5 | 0 | 1.02
PBCTEGE_5G | 0.027609 | 1006 | E | West |  | 65 | 67 | 1.7946 | 65 |  |  | 76095 | L_CAPRSI1_1N | W1 | North | YES | 0.023154 | 29.9 | 0 | 149.5 | 0 | 1.02
PB5GEN_6G | 0.027609 | 1007 | 5 | West |  | 91.2 | 114 | 2.5179 | 91.2 |  |  | 76096 | L_CAPRSI1_2N | W1 | North | YES | 0.023154 | 37.2 | 0 | 186 | 0 | 1.02
PB6GEN_7G | 0.027609 | 1008 | 6 | West |  | 515 | 515 | 14.2186 | 515 |  |  | 76097 | L_CAPRGE1_1N | W1 | North | YES | 0.023154 | 42.9 | 0 | 214.5 | 0 | 1.02
L_DELAWA1_1Y | 0.027941 | 7038 | 1 | West |  | 3.5 | 35 | 0.097793 | 3.5 |  |  | 80003 | MILHWYS | F | South | YES | -0.000654 | 0 | 0 | 0 | 0 | 1.0168
L_DELAWA1_1Y | 0.027941 | 7038 | 2 | West |  | 3 | 30 | 0.083823 | 3 |  |  | 80012 | LAR | F | South | YES | 0.00052 | 0 | 0 | 0 | 0 | 1.04
NOTREES_1G | 0.028668 | 11147 | 1 | North |  | 29.8 | 149 | 0.85431 | 29.8 |  |  | 80051 | FOR #8 | 8 | South | YES | -0.000906 | 28 | 28 | 28 | 0 | 1
STANTONW_8 | 0.031137 | 1326 | 1 | West |  | 20.1 | 100.5 | 0.62585 | 20.1 |  |  | 80052 | FOR #9 | 9 | South | YES | -0.000906 | 29.7 | 5 | 43.6 | 0 | 1
OCOTILLO_1G | 0.033332 | 1328 | 1 | South |  | 11.6 | 58 | 0.38665 | 11.6 |  |  | 80053 | FOR #10 | 10 | South | YES | -0.000906 | 68.4 | 45 | 75 | 0 | 1
MCDDONAL_8 | 0.034006 | 1333 | 1 | West |  | 42.84 | 214.2 | 1.4568 | 42.84 |  |  | 80080 | GWINDT11A | 1 | North | YES | -0.000669 | 28.2 | 0 | 94 | 0 | 1.025
WESTXWIN_1G | 0.034117 | 1349 | 1 | West |  | 1.32 | 6.6 | 0.045034 | 1.32 |  |  | 80080 | GWINDT11A | 2 | North | YES | -0.000669 | 0 | 0 | 41 | 0 | 1.025
NWPWRG1_1G | 0.034117 | 1350 | 1 | West |  | 6.86 | 34.3 | 0.23404 | 6.86 |  |  | 80080 | GWINDT11A | 3 | North | YES | -0.000669 | 0 | 0 | 38 | 0 | 1.025
MORGAN5G_5G | 0.034991 | 1037 | 5 | West |  | 109.6 | 137 | 3.835 | 109.6 |  |  | 80080 | GWINDT11A | 4 | North | YES | -0.000669 | 3.8 | 0 | 19 | 0 | 1.025
MRGNAG_1G | 0.034991 | 1039 | A | West |  | 69 | 69 | 2.4144 | 69 |  |  | 80081 | GWINDT21A | 1 | North | YES | -0.000669 | 28.2 | 0 | 94 | 0 | 1.025
MRGNBG_2G | 0.034991 | 1040 | B | West |  | 70.01 | 71 | 2.4497 | 70.01 |  |  | 80081 | GWINDT21A | 2 | North | YES | -0.000669 | 7.2 | 0 | 36 | 0 | 1.025
MRGNCG_3G | 0.034991 | 1041 | C | West |  | 69.02 | 70 | 2.4151 | 69.02 |  |  | 80081 | GWINDT21A | 3 | North | YES | -0.000669 | 8.6 | 0 | 43 | 0 | 1.025
MRGNDG_4G | 0.034991 | 1042 | D | West |  | 68 | 68 | 2.3794 | 68 |  |  | 80081 | GWINDT21A | 4 | North | YES | -0.000669 | 4.4 | 0 | 22 | 0 | 1.025
MRGNEG_5G | 0.034991 | 1043 | E | West |  | 68 | 70 | 2.3794 | 68 |  |  | 80137 | CSDR89 | 8 | South | YES | -0.000852 | 33.86 | 0 | 39 | 0 | 1.003
MRGNFG_6G | 0.034991 | 1044 | F | West |  | 66 | 66 | 2.3094 | 66 |  |  | 80137 | CSDR89 | 9 | South | YES | -0.000852 | 15 | 0 | 15 | 0 | 1.003
BSP 1 | 0.035775 | 1320 | 1 | West |  | 25.54 | 25.8 |  |  |  |  | 80138 | CSDR7 | 7 | South | YES | -0.000852 | 6.08 | 0 | 7 | 0 | 1.014
WILDHRSE_1G | 0.03763 | 1327 | 1 | North |  | 0 | 120 | 0 | 0 |  |  | 80139 | CSDR56 | 5 | South | YES | -0.000852 | 15 | 0 | 15 | 0 | 1.0033
GUNSIGHT_8 | 0.039161 | 1360 | 1 | West |  | 0 | 120 | 0 | 0 |  |  | 80139 | CSDR56 | 6 | South | YES | -0.000852 | 0 | 0 | 39 | 0 | 1.0033
COYOTE_1G | 0.0441 | 11320 | 1 | North |  | 22.5 | 225 | 0.99225 | 22.5 |  |  | 80140 | CSDR11 | 11 | South | YES | -0.000852 | 33.86 | 0 | 39 | 0 | 1.03
BULLCREK_2G | 0.044829 | 11309 | 1 | North |  | 20.88 | 180 | 0.93603 | 20.88 |  |  | 80180 | PNSCALT11A | 1 | North | YES | -0.000669 | 43.8 | 0 | 148 | 0 | 1.025
BULLCREK_1G | 0.044829 | 11310 | 1 | North |  | 15.12 | 180 | 0.67781 | 15.12 |  |  | 80180 | PNSCALT11A | 2 | North | YES | -0.000669 | 10 | 0 | 50 | 0 | 1.025
SNYDERW1A | 0.049299 | 6637 | 1 | West |  | 12.6 | 63 | 0.62117 | 12.6 |  |  | 80181 | PNSCALT21A | 1 | North | YES | -0.000669 | 16.5 | 0 | 55 | 0 | 1.025
SCURRYCW_1G | 0.052967 | 1068 | 1 | West |  | 28.2 | 141 | 1.4937 | 28.2 |  |  | 80181 | PNSCALT21A | 2 | North | YES | -0.000669 | 10 | 0 | 50 | 0 | 1.025
SCURRYCW_2G | 0.052967 | 1073 | 2 | West |  | 24 | 120 | 1.2712 | 24 |  |  | 80223 | REYSHR G | 1 | South | YES | -0.000718 | 12 | 0 | 12 | 0 | 1.032
CIELOGEN_1G | 0.053257 | 1061 | 1 | West |  | 19.8 | 99 | 1.0545 | 19.8 |  |  | 80224 | VISTRONG1 | 1 | South | YES | -0.00084 | 13.14 | 0 | 15 | 0 | 1.01
CIELOGEN_2G | 0.053257 | 1062 | 1 | West |  | 12.2 | 61 | 0.64974 | 12.2 |  |  | 80225 | VISTRONG2 | 2 | South | YES | -0.00084 | 20.16 | 0 | 23 | 0 | 1.01
KINDERMG_1G | 0.053257 | 1069 | 1 | West |  | 25 | 25 |  |  |  |  | 80226 | ALCOA G | 1 | South | YES | -0.000895 | 32.3 | 5 | 48 | 0 | 1.015
KINDERMG_2G | 0.053257 | 1070 | 1 | West |  | 45.7 | 45.7 |  |  |  |  | 80227 | AIRCO G | 1 | South | YES | -0.000842 | 7.2 | 0 | 8 | 0 | 1.0104
KINDERMG_3G | 0.053257 | 1071 | 1 | West |  | 45.7 | 45.7 |  |  |  |  | 80263 | B_DAVIS31A | 3 | North | YES | -0.000688 | 0 | 0 | 180 | 0 | 1.0366
CALLAHAN1A | 0.061241 | 60057 | 1 | West |  | 22.8 | 114 | 1.3963 | 22.8 |  |  | 80264 | B_DAVIS41A | 4 | North | YES | -0.000688 | 0 | 0 | 180 | 0 | 1.0366
TRENTIPP_8 | 0.062111 | 1343 | 1 | West |  | 30 | 150 | 1.8633 | 30 |  |  | 80265 | LARECU40A | 4 | North | YES | 0.00052 | 80 | 0 | 100 | 0 | 1.039
AEPWIND_8 | 0.062111 | 1354 | 1 | West |  | 20.2 | 101 | 1.2546 | 20.2 |  |  | 80266 | LARECU50A | 5 | North | YES | 0.00052 | 80 | 0 | 100 | 0 | 1.039
RDCNYNG1 | 0.06384 | 36998 | 1 | West |  | 16.8 | 84 | 1.0725 | 16.8 |  |  | 88198 | BEEVILLE | F | South | YES | -0.000579 | 0 | 0 | 0 | 0 | 1.02
TURKTRAK1A | 0.073317 | 6407 | 1 | North |  | 33.9 | 169.5 | 2.4854 | 33.9 |  |  | 88253 | HAMILTON | F | South | YES | 0.007405 | 0 | 0 | 0 | 0 | 1.04
MCADOO1A | 0.11026 | 6144 | 1 | North |  | 15 | 150 | 1.6539 | 15 |  |  | 88299 | ZAPATA | F | South | YES | 6.1e-05 | 0 | 0 | 0 | 0 | 1.02
WHRLWIND1A | 0.12763 | 60081 | 1 | South |  | 12 | 60 | 1.5316 | 12 |  |  | 88508 | FALFURRI | F | South | YES | -0.000301 | 0 | 0 | 0 | 0 | 1