## Set up
Step 1 | Go to the Zones worksheet in this workbook. Make sure that the source and sink zones are set correctly and the "1"s and "-1"s are correct |  | Summary of Key Data points | Value
File Description: Cont_ Kuykendal to King and Kuykendal to King OL_ Singleton to Wharton
Step 2 | Open Dennis' file that needs to have the data transferred, same file that is listed in cell K27 |  | Number of units | 645
|  |  | Dec PTDF cutoff point | 258
Step 3 | Copy columns J:X from an old Dennis' Sheet to the new sheet (if first round of a new alaysis) |  | Dec PTDF cutoff unit | FRNDDRCS
|  |  | Dec 10% unit | BBRN_2G
Step 4 | Mark the contingencies and monitored element set by a "y" in column K of Dennis' sheet, if there are a match on the filename use something to make unique |  | Dec max cumltv zone impact - cumltv zone share | 0.021158
|  |  | Dec max cumltv zone impact - cumltv zone share pt | 91
Step 5 | Enter Dennis' file name into cell K27 |  | Dec max cumltv zone impact - cumltv zone share unit | ENNSTRAC_2G
|  |  | North Zonal weighted AWGSF | 0.11219
Step 6 | click the step one button |  | Houston Zonal weighted AWGSF | -0.1423
|  |  | Inc PTDF cutoff point | 387
Step 7 | Enter the line ratings in Dennis' workbook, the Input worksheet, in the cells |  | Inc PTDF cutoff unit | SANDOW_5G
| X6:X30, or to the end of the selected list. |  | Inc 10% unit | CBY_GT4_2
|  |  | Inc max cumltv zone impact - cumltv zone share | 0.14385
Step 8 | Check to see that the number of generators in Dennis' file matches the length |  | Inc max cumltv zone impact - cumltv zone share pt | 169
| of the formulas in columns L:V (Distributed Slack - Dec) have been copied through to the apporpriate number of rows |  | Inc max cumltv zone impact - cumltv zone share unit | CBE_ST34
| If Dennis' sheet data is less than this file then clear any old unit data in columns A:K of this workbook to match the correct leng |  | North Zonal weighted AWGSF | 0.11219
| It is only necessary to match the Distributed Slack - Dec worksheet. |  | Houston Zonal weighted AWGSF | -0.1423
|  |  | Min of zone correlation | 0.077673
Step 9 | Click the step 2 button |  | Bounary gen in Houston Zone | 0
| The last file saved will still be open, yopu will need to close this file. |  | Bounary gen in soucre zone as % of line | 0%
| This sheet willno longer be open. |  | Bounary gen in North Zone | 0
|  |  | Bounary gen in soucre zone as % of line | 0
|  |  | OL element line rating | 1450
|  |  | North Zonal weighted AWGSF | 0.11219
|  | NH_043009automation.xls | Houston Zonal weighted AWGSF | -0.1423
Copy Dennis' data step 1
Copy Dennis' Data Step 2

## Distributed Slack - Dec
Number of Bus | Name of Bus | ID | Area Name of Gen | AGC | P Sensitivity of Bus | Gen MW | Min MW | Max MW | V Sensitivity of Bus | Set Volt | Tech Type | Zone Impact | Zone Correlation | Inc Max | Dec Max | Souce S.F. Weighting | Souce Capacity | Sink S.F. Weighting | Sink Capacity | PTDF Calc | PTDF Weighting | Cumulative Share of Zonal Cap | Cumulative Share of Zonal Impact | Cont_ Kuykendal to King and Kuykendal to King OL_ Singleton to Wharton |  | i_PTDF_DEC_pt | 258 |  | ENNSTRAC_2G | Unit at max
48671 | FTR_GT1_5105 | 1 | North | YES | 0.1658 | 154.2 | 0 | 154.2 | 0 | 1.0319 | CC | 1 | 0.3081 | 154.2 | 154.2 | 25.5661 | 154.2 |  |  | 0.3081 | 47.5085 | 0.0036608 | 0.0045097 |  |  | i_10pctunit | 20 |  | 91 | # units @ max
48672 | FTR_GT2_5110 | 2 | North | YES | 0.1658 | 159 | 0 | 159 | 0 | 1.0319 | CC | 1 | 0.3081 | 159 | 159 | 26.3619 | 159 |  |  | 0.3081 | 48.9874 | 0.0074355 | 0.0091599 |  |  | # units | 645 |  | 0.021158 | delta max
48673 | FTR_GT3_5085 | 3 | North | YES | 0.1658 | 158 | 0 | 158 | 0 | 1.0319 | CC | 1 | 0.3081 | 158 | 158 | 26.1961 | 158 |  |  | 0.3081 | 48.6793 | 0.011187 | 0.013781 | [5 empty] | Delta
48674 | FTR_CN4_5095 | 4 | North | YES | 0.1658 | 380 | 0 | 380 | 0 | 1.0319 | CC | 1 | 0.3081 | 380 | 380 | 63.0032 | 380 |  |  | 0.3081 | 117.0768 | 0.020208 | 0.024894 | Weighted Shift Factors |  |  |  | 1 | 0.00084895
990 | GIBN_CREK_G1 | 1 | North | YES | 0.16087 | 463 | 200 | 463 | 0 | 1.0275 | LIGCO | 1 | 0.30317 | 0 | 463 | 74.4847 | 463 |  |  | 0.30317 | 140.3691 | 0.0312 | 0.038219 | North | 0.11219 |  |  | 2 | 0.0017243
32798 | BRYN_TAMUGEN | 1 | North | YES | 0.14959 | 32 | 0 | 32 |  | 1.02 | GST | 1 | 0.29189 | 32 | 32 | 4.7868 | 32 |  |  | 0.29189 | 9.3403 | 0.031959 | 0.039105 | Houston | -0.1423 |  |  | 3 | 0.0025942
32886 | BRYN_ATKINS3 | MB | North | YES | 0.14783 | 0 | 5 | 12 |  | 1 | GST | 1 | 0.29012 | 0 | 0 | 0 | 0 |  |  | 0.29012 | 0 | 0.031959 | 0.039105 |  |  |  |  | 4 | 0.0046863
32887 | BRYN_ATKINS6 | MB | North | YES | 0.14783 | 0 | 12 | 51 |  | 1.028 | GST | 1 | 0.29012 | 0 | 0 | 0 | 0 |  |  | 0.29012 | 0 | 0.031959 | 0.039105 |  |  |  |  | 5 | 0.007019
32888 | BRYN_ATKINS7 | 1 | North | YES | 0.14783 | 13.6 | 4 | 17 |  | 1.028 | GGT | 1 | 0.29012 | 17 | 17 | 2.513 | 17 |  |  | 0.29012 | 4.9321 | 0.032363 | 0.039574 |  |  |  |  | 6 | 0.0071459
32890 | BRYN_ATKINS4 | MB | North | YES | 0.14783 | 0 | 5 | 22 |  | 1.031 | GST | 1 | 0.29012 | 0 | 0 | 0 | 0 |  |  | 0.29012 | 0 | 0.032363 | 0.039574 |  |  |  |  | 7 | 0.0071459
32891 | BRYN_ATKINS5 | MB | North | YES | 0.14783 | 0 | 5 | 25 |  | 1.031 | GST | 1 | 0.29012 | 0 | 0 | 0 | 0 |  |  | 0.29012 | 0 | 0.032363 | 0.039574 |  |  |  |  | 8 | 0.0071459
32883 | BRYN_DNSBY3 | 1 | North | YES | 0.1444 | 0 | 2 | 48 |  | 1.015 | GST | 1 | 0.2867 | 48 | 48 | 6.9312 | 48 |  |  | 0.2867 | 13.7615 | 0.033503 | 0.04088 |  |  |  |  | 9 | 0.0072105
32884 | BRYN_DNSBY13 | 1 | North | YES | 0.1444 | 46 | 2 | 46 | 0 | 1.015 | GST | 1 | 0.2867 | 46 | 46 | 6.6424 | 46 |  |  | 0.2867 | 13.1882 | 0.034595 | 0.042132 |  |  |  |  | 10 | 0.0072105
32892 | BRYN_DNSBY14 | 1 | North | YES | 0.1444 | 84 | 25 | 105 | 0 | 1.035 | GST | 1 | 0.2867 | 105 | 105 | 15.162 | 105 |  |  | 0.2867 | 30.1034 | 0.037087 | 0.044989 |  |  |  |  | 11 | 0.0072105
39960 | TNTNPONE_18 | 1 | North | YES | 0.14111 | 152.3 | 30 | 152.3 |  | 1.04 | LIGCO | 1 | 0.28341 | 0 | 152.3 | 21.4915 | 152.3 |  |  | 0.28341 | 43.1636 | 0.040703 | 0.049087 |  |  |  |  | 12 | 0.0073773
39970 | TNTNPONE_28 | 1 | North | YES | 0.14111 | 153 | 30 | 153 |  | 1.04 | LIGCO | 1 | 0.28341 | 0 | 153 | 21.5903 | 153 |  |  | 0.28341 | 43.362 | 0.044335 | 0.053203 |  |  |  |  | 13 | 0.0075371
48721 | LEG_1___1 | 1 | North | YES | 0.1334 | 827 | 357 | 827 | 0 | 1.0348 | LIGCO | 1 | 0.2757 | 0 | 827 | 110.3243 | 827 |  |  | 0.2757 | 228.0055 | 0.063969 | 0.074846 |  |  |  |  | 14 | 0.0079019
48722 | LEG_2___2 | 2 | North | YES | 0.1334 | 819 | 357 | 819 | 0 | 1.0348 | LIGCO | 1 | 0.2757 | 0 | 819 | 109.2571 | 819 |  |  | 0.2757 | 225.7999 | 0.083412 | 0.09628 |  |  |  |  | 15 | 0.0083835
3381 | BBRN_1G | 1 | North | YES | 0.12131 | 618 | 225 | 618 | 0 | 1.03 | LIGCO | 1 | 0.26361 | 0 | 618 | 74.9714 | 618 |  |  | 0.26361 | 162.9122 | 0.098084 | 0.11174 |  |  |  |  | 16 | 0.0088673
3382 | BBRN_2G | 2 | North | YES | 0.12131 | 589 | 225 | 589 | 0 | 1.03 | LIGCO | 1 | 0.26361 | 0 | 589 | 71.4534 | 589 |  |  | 0.26361 | 155.2674 | 0.11207 | 0.12648 |  |  |  |  | 17 | 0.010877
13131 | CALFREST_1G | 1 | North | YES | 0.12033 | 150.7 | 40 | 150.7 | 0 | 1.031 | CC | 1 | 0.26262 | 150.7 | 150.7 | 18.133 | 150.7 |  |  | 0.26262 | 39.5774 | 0.11564 | 0.13024 |  |  |  |  | 18 | 0.012868
13132 | CALFREST_2G | 2 | North | YES | 0.12033 | 151 | 57 | 151 | 0 | 1.031 | CC | 1 | 0.26262 | 151 | 151 | 18.1691 | 151 |  |  | 0.26262 | 39.6562 | 0.11923 | 0.134 |  |  |  |  | 19 | 0.013661
13133 | CALFREST_3G | 3 | North | YES | 0.12033 | 177.4 | 40 | 177.4 | 0 | 1.031 | CC | 1 | 0.26262 | 177.4 | 177.4 | 21.3457 | 177.4 |  |  | 0.26262 | 46.5895 | 0.12344 | 0.13843 |  |  |  |  | 20 | 0.014416
13134 | CALFREST_4G | 4 | North | YES | 0.12012 | 151.5 | 40 | 151.5 | 0 | 1.031 | CC | 1 | 0.26242 | 151.5 | 151.5 | 18.1977 | 151.5 |  |  | 0.26242 | 39.756 | 0.12704 | 0.1422 |  |  |  |  | 21 | 0.014595
13135 | CALFREST_5G | 5 | North | YES | 0.12012 | 152.3 | 57 | 152.3 | 0 | 1.031 | CC | 1 | 0.26242 | 152.3 | 152.3 | 18.2938 | 152.3 |  |  | 0.26242 | 39.9659 | 0.13065 | 0.14599 |  |  |  |  | 22 | 0.014775
13136 | CALFREST_6G | 6 | North | YES | 0.12012 | 177.5 | 40 | 177.5 | 0 | 1.031 | CC | 1 | 0.26242 | 177.5 | 177.5 | 21.3208 | 177.5 |  |  | 0.26242 | 46.5788 | 0.13487 | 0.15042 |  |  |  |  | 23 | 0.014986
3107 | STRYKER_1G | 1 | North | YES | 0.11583 | 145.6 | 45 | 182 | 0 | 1.029 | GST | 1 | 0.25813 | 182 | 182 | 21.0807 | 182 |  |  | 0.25813 | 46.9791 | 0.13919 | 0.15488 |  |  |  |  | 24 | 0.015163
3108 | STRYKER_2G | 2 | North | YES | 0.11583 | 484 | 75 | 484 | 0 | 1.029 | GST | 1 | 0.25813 | 484 | 484 | 56.0608 | 484 |  |  | 0.25813 | 124.9334 | 0.15068 | 0.16673 |  |  |  |  | 25 | 0.015341
3309 | ASPN_G | 1 | North | YES | 0.11576 | 50 | 0 | 50 |  | 1 | Bio | 1 | 0.25806 | 50 | 50 | 5.788 | 50 |  |  | 0.25806 | 12.9029 | 0.15187 | 0.16796 |  |  |  |  | 26 | 0.015549
3348 | CHAMPION_1G | MB | North | YES | 0.11571 | 0 | 42 | 42 |  | 1 | Cogen | 1 | 0.25801 | 0 | 0 | 0 | 0 |  |  | 0.25801 | 0 | 0.15187 | 0.16796 |  |  |  |  | 27 | 0.015687
13116 | TGATEWAY_1G | 1 | North | YES | 0.11532 | 151 | 30 | 151 | 0 | 1.0232 | CC | 1 | 0.25762 | 151 | 151 | 17.4135 | 151 |  |  | 0.25762 | 38.9006 | 0.15545 | 0.17165 |  |  |  |  | 28 | 0.016056
13117 | TGATEWAY_2G | 2 | North | YES | 0.11532 | 130 | 30 | 130 | 0 | 1.0232 | CC | 1 | 0.25762 | 130 | 130 | 14.9917 | 130 |  |  | 0.25762 | 33.4906 | 0.15854 | 0.17483 |  |  |  |  | 29 | 0.016094
13118 | TGATEWAY_3G | 3 | North | YES | 0.11532 | 148 | 30 | 148 | 0 | 1.0232 | CC | 1 | 0.25762 | 148 | 148 | 17.0675 | 148 |  |  | 0.25762 | 38.1277 | 0.16205 | 0.17845 |  |  |  |  | 30 | 0.016094
13119 | TGATEWAY_4G | 4 | North | YES | 0.11532 | 399 | 65 | 399 | 0 | 1.0232 | CC | 1 | 0.25762 | 399 | 399 | 46.0131 | 399 |  |  | 0.25762 | 102.7903 | 0.17152 | 0.18821 |  |  |  |  | 31 | 0.016202
3097 | MARTLAKE_1G | 1 | North | YES | 0.11489 | 790 | 500 | 790 | 0 | 1.017 | LIGCO | 1 | 0.25719 | 0 | 790 | 90.7615 | 790 |  |  | 0.25719 | 203.1777 | 0.19028 | 0.20749 |  |  |  |  | 32 | 0.016295
3098 | MARTLAKE_2G | 2 | North | YES | 0.11489 | 795 | 461 | 795 | 0 | 1.017 | LIGCO | 1 | 0.25719 | 0 | 795 | 91.336 | 795 |  |  | 0.25719 | 204.4636 | 0.20915 | 0.2269 |  |  |  |  | 33 | 0.0164
3099 | MARTLAKE_3G | 3 | North | YES | 0.11489 | 804 | 500 | 804 | 0 | 1.017 | LIGCO | 1 | 0.25719 | 0 | 804 | 92.37 | 804 |  |  | 0.25719 | 206.7783 | 0.22824 | 0.24653 |  |  |  |  | 34 | 0.016685
3126 | TRINIDAD_6G | 1 | North | YES | 0.11205 | 179.2 | 46 | 224 | 0 | 1 | GST | 1 | 0.25435 | 224 | 224 | 25.099 | 224 |  |  | 0.25435 | 56.9739 | 0.23356 | 0.25194 |  |  |  |  | 35 | 0.017217
12411 | FPLEFR1A_G | 1 | North | YES | 0.11186 | 161 | 72 | 161 | 0 | 1 | CC | 1 | 0.25416 | 161 | 161 | 18.0095 | 161 |  |  | 0.25416 | 40.9196 | 0.23738 | 0.25582 |  |  |  |  | 36 | 0.017752
12412 | FPLEFR1B_G | 2 | North | YES | 0.11186 | 164 | 72 | 164 | 0 | 1 | CC | 1 | 0.25416 | 164 | 164 | 18.345 | 164 |  |  | 0.25416 | 41.6821 | 0.24127 | 0.25978 |  |  |  |  | 37 | 0.018293
12413 | FPLEFR1C_G | 3 | North | YES | 0.11186 | 164 | 72 | 164 | 0 | 1 | CC | 1 | 0.25416 | 164 | 164 | 18.345 | 164 |  |  | 0.25416 | 41.6821 | 0.24517 | 0.26374 |  |  |  |  | 38 | 0.018383
12414 | FPLEFR1S_G | 4 | North | YES | 0.11186 | 414 | 191 | 414 | 0 | 1 | CC | 1 | 0.25416 | 414 | 414 | 46.31 | 414 |  |  | 0.25416 | 105.2218 | 0.25499 | 0.27373 |  |  |  |  | 39 | 0.018445
12421 | FPLEFR2A_G | 1 | North | YES | 0.11186 | 162 | 72 | 162 | 0 | 1 | CC | 1 | 0.25416 | 162 | 162 | 18.1213 | 162 |  |  | 0.25416 | 41.1737 | 0.25884 | 0.27763 |  |  |  |  | 40 | 0.018508
12422 | FPLEFR2B_G | 2 | North | YES | 0.11186 | 161 | 72 | 161 | 0 | 1 | CC | 1 | 0.25416 | 161 | 161 | 18.0095 | 161 |  |  | 0.25416 | 40.9196 | 0.26266 | 0.28152 |  |  |  |  | 41 | 0.018572
12423 | FPLEFR2C_G | 3 | North | YES | 0.11186 | 163 | 72 | 163 | 0 | 1 | CC | 1 | 0.25416 | 163 | 163 | 18.2332 | 163 |  |  | 0.25416 | 41.4279 | 0.26653 | 0.28545 |  |  |  |  | 42 | 0.018731
12424 | FPLEFR2S_G | 4 | North | YES | 0.11186 | 415 | 191 | 415 | 0 | 1 | CC | 1 | 0.25416 | 415 | 415 | 46.4219 | 415 |  |  | 0.25416 | 105.4759 | 0.27638 | 0.29546 |  |  |  |  | 43 | 0.018794
2451 | LKHB1_G | 1 | North | YES | 0.1113 | 0 | 80 | 391 |  | 1.022 | GST | 1 | 0.2536 | 391 | 391 | 43.5187 | 391 |  |  | 0.2536 | 99.1576 | 0.28567 | 0.30488 |  |  |  |  | 44 | 0.018856
2452 | LKHB2_G | 2 | North | YES | 0.1113 | 516 | 80 | 516 | 0 | 1.022 | GST | 1 | 0.2536 | 516 | 516 | 57.4313 | 516 |  |  | 0.2536 | 130.8576 | 0.29792 | 0.3173 |  |  |  |  | 45 | 0.018919
12440 | PARKD_1SVC8 | 1 | North | YES | 0.11125 | 0 | 0 | 0 | 0 | 1.007 | GST | 1 | 0.25355 | 0 | 0 | 0 | 0 |  |  | 0.25355 | 0 | 0.29792 | 0.3173 |  |  |  |  | 46 | 0.019079
12449 | PARKD_2SVC8 | 1 | North | YES | 0.11125 | 0 | 0 | 0 | 0 | 1.007 | GST | 1 | 0.25355 | 0 | 0 | 0 | 0 |  |  | 0.25355 | 0 | 0.29792 | 0.3173 |  |  |  |  | 47 | 0.019209
948 | STEAM1 | 1 | North | YES | 0.11098 | 0 | 12 | 20 |  | 1.02 | GST | 1 | 0.25328 | 20 | 20 | 2.2196 | 20 |  |  | 0.25328 | 5.0656 | 0.29839 | 0.31778 |  |  |  |  | 48 | 0.01938
949 | STEAM2 | 1 | North | YES | 0.11098 | 26 | 8 | 26 | 0 | 0.99 | GST | 1 | 0.25328 | 26 | 26 | 2.8855 | 26 |  |  | 0.25328 | 6.5853 | 0.29901 | 0.3184 |  |  |  |  | 49 | 0.01938
950 | STEAM3 | 1 | North | YES | 0.11098 | 41 | 13 | 42 | 0 | 1.02 | GST | 1 | 0.25328 | 42 | 42 | 4.6612 | 42 |  |  | 0.25328 | 10.6378 | 0.30001 | 0.31941 |  |  |  |  | 50 | 0.01938
837 | NEWMAN_G5 | 1 | North | YES | 0.11085 | 0 | 15 | 40 |  | 1.01 | GST | 1 | 0.25315 | 40 | 40 | 4.4342 | 40 |  |  | 0.25315 | 10.1261 | 0.30096 | 0.32037 |  |  |  |  | 51 | 0.019386
842 | OLINGER_G1 | 1 | North | YES | 0.11084 | 55.4 | 20 | 79 | 0 | 1.03 | GST | 1 | 0.25313 | 79 | 79 | 8.756 | 79 |  |  | 0.25313 | 19.9977 | 0.30283 | 0.32227 |  |  |  |  | 52 | 0.019394
843 | OLINGER_G2 | 1 | North | YES | 0.11084 | 76.2 | 25 | 110 | 0 | 1.03 | GST | 1 | 0.25313 | 110 | 110 | 12.192 | 110 |  |  | 0.25313 | 27.8448 | 0.30544 | 0.32492 |  |  |  |  | 53 | 0.019407
844 | OLINGER_G3 | 1 | North | YES | 0.11084 | 103.9 | 45 | 150 | 0 | 1.03 | GST | 1 | 0.25313 | 150 | 150 | 16.6254 | 150 |  |  | 0.25313 | 37.9702 | 0.309 | 0.32852 |  |  |  |  | 54 | 0.019418
845 | OLINGER_G4 | 1 | North | YES | 0.11084 | 51.9 | 0 | 76 | 0 | 1.03 | GGT | 1 | 0.25313 | 76 | 76 | 8.4235 | 76 |  |  | 0.25313 | 19.2383 | 0.31081 | 0.33035 |  |  |  |  | 55 | 0.019441
1701 | MOSES_1G | 1 | North | YES | 0.11063 | 558 | 175 | 558 | 0 | 1.023 | LIGCO | 1 | 0.25293 | 0 | 558 | 61.7304 | 558 |  |  | 0.25293 | 141.1332 | 0.32406 | 0.34374 |  |  |  |  | 56 | 0.019473
1702 | MOSES_2G | 2 | North | YES | 0.11063 | 579 | 175 | 579 | 0 | 1.023 | LIGCO | 1 | 0.25293 | 0 | 579 | 64.0536 | 579 |  |  | 0.25293 | 146.4447 | 0.3378 | 0.35764 |  |  |  |  | 57 | 0.019516
1703 | MOSES_3G | 3 | North | YES | 0.11063 | 808 | 463 | 808 | 0 | 1.023 | LIGCO | 1 | 0.25293 | 0 | 808 | 89.3874 | 808 |  |  | 0.25293 | 204.3649 | 0.35698 | 0.37704 |  |  |  |  | 58 | 0.019538
5925 | DCEAST | EQ | North | YES | 0.11063 | 400.3 | -600 | 600 | 0 | 1.025 | DCTie | 1 | 0.25293 | 0 | 0 | 0 | 0 |  |  | 0.25293 | 0 | 0.35698 | 0.37704 |  |  |  |  | 59 | 0.019688
1675 | PEC_1G | 1 | North | YES | 0.11052 | 76.7 | 35 | 76.7 | 0 | 1.022 | Cogen | 1 | 0.25282 | 0 | 0 | 0 | 0 |  |  | 0.25282 | 0 | 0.35698 | 0.37704 |  |  |  |  | 60 | 0.019843
1676 | PEC_2G | 2 | North | YES | 0.11052 | 79.6 | 35 | 79.6 | 0 | 1.022 | Cogen | 1 | 0.25282 | 0 | 0 | 0 | 0 |  |  | 0.25282 | 0 | 0.35698 | 0.37704 |  |  |  |  | 61 | 0.02006
1677 | PEC_3G | 3 | North | YES | 0.11052 | 88.4 | 35 | 88.4 | 0 | 1.022 | Cogen | 1 | 0.25282 | 0 | 0 | 0 | 0 |  |  | 0.25282 | 0 | 0.35698 | 0.37704 |  |  |  |  | 62 | 0.02006
1678 | LAMARPWR_1G | 1 | North | YES | 0.11045 | 160 | 67.7 | 160 | 0 | 1.038 | CC | 1 | 0.25275 | 160 | 160 | 17.672 | 160 |  |  | 0.25275 | 40.4398 | 0.36078 | 0.38088 |  |  |  |  | 63 | 0.02006
1679 | LAMARPWR_2G | 2 | North | YES | 0.11045 | 156 | 67.7 | 156 | 0 | 1.038 | CC | 1 | 0.25275 | 156 | 156 | 17.2302 | 156 |  |  | 0.25275 | 39.4288 | 0.36449 | 0.38463 |  |  |  |  | 64 | 0.02006
1680 | LAMARPWR_3G | 3 | North | YES | 0.11045 | 196 | 129.1 | 196 | 0 | 1.038 | CC | 1 | 0.25275 | 196 | 196 | 21.6482 | 196 |  |  | 0.25275 | 49.5388 | 0.36914 | 0.38933 |  |  |  |  | 65 | 0.02006
1681 | LAMARPWR_4G | 4 | North | YES | 0.11045 | 156 | 67.7 | 156 | 0 | 1.038 | CC | 1 | 0.25275 | 156 | 156 | 17.2302 | 156 |  |  | 0.25275 | 39.4288 | 0.37284 | 0.39307 |  |  |  |  | 66 | 0.0201
1682 | LAMARPWR_5G | 5 | North | YES | 0.11045 | 157 | 67.7 | 157 | 0 | 1.038 | CC | 1 | 0.25275 | 157 | 157 | 17.3407 | 157 |  |  | 0.25275 | 39.6816 | 0.37657 | 0.39684 |  |  |  |  | 67 | 0.02014
1683 | LAMARPWR_6G | 6 | North | YES | 0.11045 | 198 | 129.1 | 198 | 0 | 1.038 | CC | 1 | 0.25275 | 198 | 198 | 21.8691 | 198 |  |  | 0.25275 | 50.0443 | 0.38127 | 0.40159 |  |  |  |  | 68 | 0.020189
1689 | VALLEY_3G | 3 | North | YES | 0.11035 | 0 | 25 | 375 |  | 1.003 | GST | 1 | 0.25265 | 375 | 375 | 41.3816 | 375 |  |  | 0.25265 | 94.7437 | 0.39017 | 0.41058 |  |  |  |  | 69 | 0.020228
11691 | KMICHICT1_G | 1 | North | YES | 0.11035 | 144 | 80 | 144 | 0 | 1.026 | CC | 1 | 0.25265 | 144 | 144 | 15.8905 | 144 |  |  | 0.25265 | 36.3816 | 0.39359 | 0.41403 |  |  |  |  | 70 | 0.020268
11692 | KMICHICT2_G | 2 | North | YES | 0.11035 | 146 | 80 | 146 | 0 | 1.026 | CC | 1 | 0.25265 | 146 | 146 | 16.1112 | 146 |  |  | 0.25265 | 36.8869 | 0.39706 | 0.41754 |  |  |  |  | 71 | 0.020318
11693 | KMICHIST3_G | 3 | North | YES | 0.11035 | 312 | 60 | 312 | 0 | 1.026 | CC | 1 | 0.25265 | 312 | 312 | 34.4295 | 312 |  |  | 0.25265 | 78.8268 | 0.40446 | 0.42502 |  |  |  |  | 72 | 0.020408
11694 | KMICHICT4_G | 4 | North | YES | 0.11035 | 144 | 80 | 144 | 0 | 1.026 | CC | 1 | 0.25265 | 144 | 144 | 15.8905 | 144 |  |  | 0.25265 | 36.3816 | 0.40788 | 0.42847 |  |  |  |  | 73 | 0.020443
11695 | KMICHICT5_G | 5 | North | YES | 0.11035 | 148 | 80 | 148 | 0 | 1.026 | CC | 1 | 0.25265 | 148 | 148 | 16.3319 | 148 |  |  | 0.25265 | 37.3922 | 0.4114 | 0.43202 |  |  |  |  | 74 | 0.020479
11696 | KMICHIST6_G | 6 | North | YES | 0.11035 | 310 | 60 | 310 | 0 | 1.026 | CC | 1 | 0.25265 | 310 | 310 | 34.2088 | 310 |  |  | 0.25265 | 78.3215 | 0.41876 | 0.43946 |  |  |  |  | 75 | 0.020554
1687 | VALLEY_1G | 1 | North | YES | 0.11013 | 136 | 15 | 170 | 0 | 1.029 | GST | 1 | 0.25243 | 170 | 170 | 18.7216 | 170 |  |  | 0.25243 | 42.9124 | 0.42279 | 0.44353 |  |  |  |  | 76 | 0.020589
1688 | VALLEY_2G | 2 | North | YES | 0.11013 | 527 | 90 | 527 | 0 | 1.029 | GSC | 1 | 0.25243 | 527 | 527 | 58.0369 | 527 |  |  | 0.25243 | 133.0285 | 0.4353 | 0.45616 |  |  |  |  | 77 | 0.020625
2413 | MTCK6_G | 6 | North | YES | 0.11012 | 0 | 30 | 118 |  | 1.022 | GST | 1 | 0.25242 | 118 | 118 | 12.994 | 118 |  |  | 0.25242 | 29.7853 | 0.4381 | 0.45899 |  |  |  |  | 78 | 0.0207
2414 | MTCK7_G | 7 | North | YES | 0.11012 | 0 | 30 | 115 |  | 1.022 | GST | 1 | 0.25242 | 115 | 115 | 12.6637 | 115 |  |  | 0.25242 | 29.0281 | 0.44084 | 0.46174 |  |  |  |  | 79 | 0.020738
2417 | MTCK8_G | 8 | North | YES | 0.11012 | 444.8 | 60 | 556 | 0 | 1.022 | GSC | 1 | 0.25242 | 556 | 556 | 61.2262 | 556 |  |  | 0.25242 | 140.3444 | 0.45403 | 0.47506 |  |  |  |  | 80 | 0.020854
6948 | DENISNDM | 1 | North | YES | 0.10995 | 40 | 5 | 40 |  | 1.015 | Hydro | 1 | 0.25225 | 0 | 0 | 0 | 0 |  |  | 0.25225 | 0 | 0.45403 | 0.47506 |  |  |  |  | 81 | 0.02088
6948 | DENISNDM | 2 | North | YES | 0.10995 | 31 | 5 | 40 |  | 1.015 | Hydro | 1 | 0.25225 | 0 | 0 | 0 | 0 |  |  | 0.25225 | 0 | 0.45403 | 0.47506 |  |  |  |  | 82 | 0.020905
2371 | COLLIN_1G | MB | North | YES | 0.1094 | 0 | 40 | 138 |  | 1.022 | GST | 1 | 0.2517 | 0 | 0 | 0 | 0 |  |  | 0.2517 | 0 | 0.45403 | 0.47506 |  |  |  |  | 83 | 0.021028
2381 | NTHLK1_G | 1 | North | YES | 0.10921 | 0 | 35 | 156 |  | 1.022 | GST | 1 | 0.25151 | 156 | 156 | 17.0363 | 156 |  |  | 0.25151 | 39.2349 | 0.45774 | 0.47879 |  |  |  |  | 84 | 0.021028
2382 | NTHLK2_G | 2 | North | YES | 0.10921 | 0 | 35 | 181 |  | 1.022 | GST | 1 | 0.25151 | 181 | 181 | 19.7665 | 181 |  |  | 0.25151 | 45.5226 | 0.46204 | 0.48311 |  |  |  |  | 85 | 0.021028
2383 | NTHLK3_G | 3 | North | YES | 0.10921 | 0 | 50 | 329 |  | 1.022 | GST | 1 | 0.25151 | 329 | 329 | 35.9291 | 329 |  |  | 0.25151 | 82.7454 | 0.46985 | 0.49096 |  |  |  |  | 86 | 0.021028
12322 | ENNSTRAC_1G | 1 | North | YES | 0.10917 | 196 | 130 | 196 | 0 | 1.036 | CC | 1 | 0.25147 | 196 | 196 | 21.3983 | 196 |  |  | 0.25147 | 49.2889 | 0.4745 | 0.49564 |  |  |  |  | 87 | 0.021049
12323 | ENNSTRAC_2G | 2 | North | YES | 0.10917 | 116 | 100 | 116 | 0 | 1.036 | CC | 1 | 0.25147 | 116 | 116 | 12.6643 | 116 |  |  | 0.25147 | 29.171 | 0.47725 | 0.49841 |  |  |  |  | 88 | 0.021073
923 | SPENCER_G4 | 1 | North | YES | 0.10734 | 48 | 20 | 61 | 0 | 1.03 | GST | 1 | 0.24964 | 61 | 61 | 6.5476 | 61 |  |  | 0.24964 | 15.2278 | 0.4787 | 0.49986 |  |  |  |  | 89 | 0.021117
924 | SPENCER_G5 | 1 | North | YES | 0.10734 | 52 | 20 | 66 | 0 | 1.03 | GST | 1 | 0.24964 | 66 | 66 | 7.0842 | 66 |  |  | 0.24964 | 16.476 | 0.48027 | 0.50142 |  |  |  |  | 90 | 0.021142
1948 | HANDLEY_4G | 4 | North | YES | 0.10656 | 348 | 150 | 435 | 0 | 1.022 | GST | 1 | 0.24886 | 435 | 435 | 46.3549 | 435 |  |  | 0.24886 | 108.2549 | 0.4906 | 0.5117 |  |  |  |  | 91 | 0.021158
1947 | HANDLEY_3G | 3 | North | YES | 0.10638 | 316 | 100 | 395 | 0 | 1.022 | GST | 1 | 0.24868 | 395 | 395 | 42.0209 | 395 |  |  | 0.24868 | 98.229 | 0.49997 | 0.52102 |  |  |  |  | 92 | 0.021155
1949 | HANDLEY_5G | 5 | North | YES | 0.10638 | 348 | 150 | 435 | 0 | 1.022 | GST | 1 | 0.24868 | 435 | 435 | 46.2762 | 435 |  |  | 0.24868 | 108.1762 | 0.5103 | 0.53129 |  |  |  |  | 93 | 0.021152
1941 | MDLTHELP_1G | 1 | North | YES | 0.10637 | 216.4 | 74 | 216.4 | 0 | 1 | CC | 1 | 0.24867 | 216.4 | 216.4 | 23.0195 | 216.4 |  |  | 0.24867 | 53.813 | 0.51544 | 0.5364 |  |  |  |  | 94 | 0.021101
1942 | MDLTHELP_2G | 2 | North | YES | 0.10637 | 216.1 | 74 | 216.1 | 0 | 1 | CC | 1 | 0.24867 | 216.1 | 216.1 | 22.9876 | 216.1 |  |  | 0.24867 | 53.7384 | 0.52057 | 0.5415 |  |  |  |  | 95 | 0.021048
728 | WOLFRIDGE801 | 1 | North | YES | 0.10634 | 11.2 | 0 | 112.5 | 0 | 0.99 | Wind | 1 | 0.24864 | 0 | 112.5 | 11.9638 | 112.5 |  |  | 0.24864 | 27.9724 | 0.52324 | 0.54415 |  |  |  |  | 96 | 0.020989
1861 | EAGLEMNT_1G | MB | North | YES | 0.10593 | 0 | 30 | 112 |  | 1.022 | GST | 1 | 0.24823 | 0 | 0 | 0 | 0 |  |  | 0.24823 | 0 | 0.52324 | 0.54415 |  |  |  |  | 97 | 0.02096
1862 | EAGLEMNT_2G | MB | North | YES | 0.10593 | 0 | 40 | 100 |  | 1.022 | GST | 1 | 0.24823 | 0 | 0 | 0 | 0 |  |  | 0.24823 | 0 | 0.52324 | 0.54415 |  |  |  |  | 98 | 0.020931
1863 | EAGLEMNT_3G | MB | North | YES | 0.10593 | 0 | 50 | 378 |  | 1.022 | GST | 1 | 0.24823 | 0 | 0 | 0 | 0 |  |  | 0.24823 | 0 | 0.52324 | 0.54415 |  |  |  |  | 99 | 0.020915
1937 | MDLTHELP_5G | 5 | North | YES | 0.1053 | 224 | 74 | 224 | 0 | 1 | CC | 1 | 0.24759 | 224 | 224 | 23.5863 | 224 |  |  | 0.24759 | 55.4613 | 0.52856 | 0.54942 |  |  |  |  | 100 | 0.020915
1938 | MDLTHELP_6G | 6 | North | YES | 0.1053 | 226 | 74 | 226 | 0 | 1 | CC | 1 | 0.24759 | 226 | 226 | 23.7969 | 226 |  |  | 0.24759 | 55.9565 | 0.53392 | 0.55473 |  |  |  |  | 101 | 0.020915
1943 | MDLTHELP_3G | 3 | North | YES | 0.1053 | 212 | 74 | 212 | 0 | 1 | CC | 1 | 0.24759 | 212 | 212 | 22.3228 | 212 |  |  | 0.24759 | 52.4901 | 0.53895 | 0.55971 |  |  |  |  | 102 | 0.020915
1944 | MDLTHELP_4G | 4 | North | YES | 0.1053 | 211 | 74 | 211 | 0 | 1 | CC | 1 | 0.24759 | 211 | 211 | 22.2175 | 211 |  |  | 0.24759 | 52.2425 | 0.54396 | 0.56467 |  |  |  |  | 103 | 0.020862
580 | JCKCNTY801 | 1 | North | YES | 0.10487 | 288 | 0 | 288 | 0 | 1.022 | CC | 1 | 0.24717 | 288 | 288 | 30.204 | 288 |  |  | 0.24717 | 71.1861 | 0.5508 | 0.57143 |  |  |  |  | 104 | 0.020808
581 | JCKCNTY802 | 2 | North | YES | 0.10487 | 147 | 0 | 147 | 0 | 1.022 | CC | 1 | 0.24717 | 147 | 147 | 15.4166 | 147 |  |  | 0.24717 | 36.3346 | 0.55429 | 0.57488 |  |  |  |  | 105 | 0.020758
582 | JCKCNTY803 | 3 | North | YES | 0.10487 | 147 | 0 | 147 | 0 | 1.022 | CC | 1 | 0.24717 | 147 | 147 | 15.4166 | 147 |  |  | 0.24717 | 36.3346 | 0.55778 | 0.57833 |  |  |  |  | 106 | 0.020708
1889 | DECRDOVA_1G | 1 | North | YES | 0.10455 | 779 | 255 | 779 | 0 | 1.02 | GSC | 1 | 0.24685 | 779 | 779 | 81.4437 | 779 |  |  | 0.24685 | 192.2945 | 0.57627 | 0.59658 |  |  |  |  | 107 | 0.020628
1877 | WLFHOLW_1G | 1 | North | YES | 0.10435 | 217.3 | 89.2 | 217.3 | 0 | 1.032 | CC | 1 | 0.24665 | 217.3 | 217.3 | 22.675 | 217.3 |  |  | 0.24665 | 53.5966 | 0.58143 | 0.60167 |  |  |  |  | 108 | 0.020587
1878 | WLFHOLW_2G | 2 | North | YES | 0.10435 | 215.7 | 105 | 215.7 | 0 | 1.032 | CC | 1 | 0.24665 | 215.7 | 215.7 | 22.5081 | 215.7 |  |  | 0.24665 | 53.202 | 0.58655 | 0.60672 |  |  |  |  | 109 | 0.020546
1879 | WLFHOLW_3G | 3 | North | YES | 0.10435 | 272.4 | 89.2 | 272.4 | 0 | 1.032 | CC | 1 | 0.24665 | 272.4 | 272.4 | 28.4247 | 272.4 |  |  | 0.24665 | 67.1869 | 0.59302 | 0.6131 |  |  |  |  | 110 | 0.020306
1453 | WCPWRCO_1G | 1 | North | YES | 0.10419 | 204 | 50 | 204 | 0 | 1.02 | CC | 1 | 0.24649 | 204 | 204 | 21.2556 | 204 |  |  | 0.24649 | 50.2846 | 0.59786 | 0.61787 |  |  |  |  | 111 | 0.020235
1454 | WCPWRCO_2G | 2 | North | YES | 0.10419 | 204 | 50 | 204 | 0 | 1.02 | CC | 1 | 0.24649 | 204 | 204 | 21.2556 | 204 |  |  | 0.24649 | 50.2846 | 0.60271 | 0.62264 |  |  |  |  | 112 | 0.020164
1455 | WCPWRCO_3G | 3 | North | YES | 0.10419 | 242 | 50 | 242 |  | 1.02 | CC | 1 | 0.24649 | 242 | 242 | 25.2149 | 242 |  |  | 0.24649 | 59.6513 | 0.60845 | 0.62831 |  |  |  |  | 113 | 0.020075
1898 | COMCHEPK_1G | 1 | North | YES | 0.10407 | 1217 | 1150 | 1217 | 0 | 1.032 | Nuc | 1 | 0.24636 | 0 | 0 | 0 | 0 |  |  | 0.24636 | 0 | 0.60845 | 0.62831 |  |  |  |  | 114 | 0.020005
1899 | COMCHEPK_2G | 2 | North | YES | 0.10407 | 1159 | 1128 | 1159 | 0 | 1.032 | Nuc | 1 | 0.24636 | 0 | 0 | 0 | 0 |  |  | 0.24636 | 0 | 0.60845 | 0.62831 |  |  |  |  | 115 | 0.019935
503 | NTHTEXAS01 | 1 | North | YES | 0.10356 | 0 | 5 | 18 |  | 1.015 | GST | 1 | 0.24586 | 18 | 18 | 1.8641 | 18 |  |  | 0.24586 | 4.4255 | 0.60888 | 0.62873 |  |  |  |  | 116 | 0.019853
504 | NTHTEXAS02 | 2 | North | YES | 0.10356 | 14.4 | 5 | 18 |  | 1.015 | GST | 1 | 0.24586 | 18 | 18 | 1.8641 | 18 |  |  | 0.24586 | 4.4255 | 0.60931 | 0.62915 |  |  |  |  | 117 | 0.019853
505 | NTHTEXAS03 | 3 | North | YES | 0.10356 | 30.4 | 15 | 38 |  | 1.015 | GST | 1 | 0.24586 | 38 | 38 | 3.9353 | 38 |  |  | 0.24586 | 9.3427 | 0.61021 | 0.63003 |  |  |  |  | 118 | 0.019853
1892 | DECRDOVA_2G | A | North | YES | 0.10354 | 65 | 65 | 70 | 0 | 1.025 | GGT | 1 | 0.24584 | 70 | 70 | 7.248 | 70 |  |  | 0.24584 | 17.2089 | 0.61187 | 0.63167 |  |  |  |  | 119 | 0.019845
1893 | DECRDOVA_3G | B | North | YES | 0.10354 | 65 | 65 | 69 | 0 | 1.025 | GGT | 1 | 0.24584 | 69 | 69 | 7.1445 | 69 |  |  | 0.24584 | 16.9631 | 0.61351 | 0.63328 |  |  |  |  | 120 | 0.019838
1894 | DECRDOVA_4G | C | North | YES | 0.10354 | 65 | 65 | 69 | 0 | 1.025 | GGT | 1 | 0.24584 | 69 | 69 | 7.1445 | 69 |  |  | 0.24584 | 16.9631 | 0.61515 | 0.63489 |  |  |  |  | 121 | 0.019823
1895 | DECRDOVA_5G | D | North | YES | 0.10354 | 65 | 65 | 68 | 0 | 1.025 | GGT | 1 | 0.24584 | 68 | 68 | 7.0409 | 68 |  |  | 0.24584 | 16.7173 | 0.61676 | 0.63647 |  |  |  |  | 122 | 0.019795
366 | JNSNCNTY802 | 1 | North | YES | 0.10293 | 168 | 20 | 168 | 0 | 1.02 | Cogen | 1 | 0.24523 | 0 | 0 | 0 | 0 |  |  | 0.24523 | 0 | 0.61676 | 0.63647 |  |  |  |  | 123 | 0.019767
367 | JNSNCNTY802 | 2 | North | YES | 0.10293 | 90 | 20 | 90 | 0 | 1.02 | Cogen | 1 | 0.24523 | 0 | 0 | 0 | 0 |  |  | 0.24523 | 0 | 0.61676 | 0.63647 |  |  |  |  | 124 | 0.019739
344 | MRSSHPRD | 1 | North | YES | 0.1026 | 0 | 0 | 12 |  | 1.03 | Hydro | 1 | 0.2449 | 0 | 0 | 0 | 0 |  |  | 0.2449 | 0 | 0.61676 | 0.63647 |  |  |  |  | 125 | 0.019711
345 | MRSSHPRD01 | 2 | North | YES | 0.1026 | 0 | 0 | 12 |  | 1.03 | Hydro | 1 | 0.2449 | 0 | 0 | 0 | 0 |  |  | 0.2449 | 0 | 0.61676 | 0.63647 |  |  |  |  | 126 | 0.019711
1600 | BARTNWND_1G | 1 | North | YES | 0.10245 | 12 | 0 | 120 | 0 | 1.022 | Wind | 1 | 0.24475 | 0 | 120 | 12.2941 | 120 |  |  | 0.24475 | 29.37 | 0.61961 | 0.63926 |  |  |  |  | 127 | 0.019711
1479 | WFCOGEN_1G | 1 | North | YES | 0.1023 | 16 | 12 | 20 | 0 | 1 | Cogen | 1 | 0.2446 | 0 | 0 | 0 | 0 |  |  | 0.2446 | 0 | 0.61961 | 0.63926 |  |  |  |  | 128 | 0.019711
1479 | WFCOGEN_1G | 2 | North | YES | 0.1023 | 16 | 12 | 20 | 0 | 1 | Cogen | 1 | 0.2446 | 0 | 0 | 0 | 0 |  |  | 0.2446 | 0 | 0.61961 | 0.63926 |  |  |  |  | 129 | 0.019711
1482 | WFCOGEN_2G | 1 | North | YES | 0.1023 | 16 | 12 | 20 | 0 | 1 | Cogen | 1 | 0.2446 | 0 | 0 | 0 | 0 |  |  | 0.2446 | 0 | 0.61961 | 0.63926 |  |  |  |  | 130 | 0.01965
1482 | WFCOGEN_2G | 2 | North | YES | 0.1023 | 13.6 | 12 | 17 | 0 | 1 | Cogen | 1 | 0.2446 | 0 | 0 | 0 | 0 |  |  | 0.2446 | 0 | 0.61961 | 0.63926 |  |  |  |  | 131 | 0.01965
1432 | GRHAMSES_2G | 2 | North | YES | 0.10222 | 294.9 | 90 | 366 | 0 | 1.014 | GST | 1 | 0.24451 | 366 | 366 | 37.4107 | 366 |  |  | 0.24451 | 89.4921 | 0.6283 | 0.64776 |  |  |  |  | 132 | 0.01965
332 | RWMILLER01 | 1 | North | YES | 0.10172 | 58.4 | 18.5 | 73 | 0 | 1.04 | GST | 1 | 0.24402 | 73 | 73 | 7.4256 | 73 |  |  | 0.24402 | 17.8134 | 0.63003 | 0.64945 |  |  |  |  | 133 | 0.01965
333 | RWMILLER02 | 2 | North | YES | 0.10172 | 95.2 | 37 | 119 | 0 | 1.04 | GST | 1 | 0.24402 | 119 | 119 | 12.1047 | 119 |  |  | 0.24402 | 29.0383 | 0.63286 | 0.6522 |  |  |  |  | 134 | 0.01965
334 | RWMILLER03 | 3 | North | YES | 0.10172 | 166.4 | 65 | 208 | 0 | 1.04 | GST | 1 | 0.24402 | 208 | 208 | 21.1578 | 208 |  |  | 0.24402 | 50.7559 | 0.6378 | 0.65702 |  |  |  |  | 135 | 0.019456
335 | RWMILLER04 | 4 | North | YES | 0.10172 | 81.6 | 0 | 102 | 0 | 1.04 | GST | 1 | 0.24402 | 102 | 102 | 10.3754 | 102 |  |  | 0.24402 | 24.8899 | 0.64022 | 0.65938 |  |  |  |  | 136 | 0.019414
336 | RWMILLER05 | 5 | North | YES | 0.10172 | 80.8 | 0 | 101 | 0 | 1.04 | GST | 1 | 0.24402 | 101 | 101 | 10.2737 | 101 |  |  | 0.24402 | 24.6459 | 0.64262 | 0.66172 |  |  |  |  | 137 | 0.019346
1433 | GRHAMSES_1G | 1 | North | YES | 0.10164 | 242 | 60 | 242 | 0 | 1.038 | GST | 1 | 0.24394 | 242 | 242 | 24.5964 | 242 |  |  | 0.24394 | 59.0327 | 0.64836 | 0.66733 |  |  |  |  | 138 | 0.019226
6100 | OKLA7A | EQ | West | YES | 0.1007 | 50 | -220 | 220 | 0 | 1.035 | DCTie | 1 | 0.243 | 0 | 0 |  |  |  |  | 0.243 | 0 | 0.64836 | 0.66733 |  |  |  |  | 139 | 0.019167
6752 | OKLA0A | 1 | West | YES | 0.1007 | 649.7 | 175 | 649.7 | 0 | 1.035 | LIGCO | 1 | 0.243 | 0 | 649.7 |  |  |  |  | 0.243 | 157.8777 | 0.66378 | 0.68231 |  |  |  |  | 140 | 0.019108
1442 | COKFIELD_5 | 1 | North | YES | 0.10019 | 16.5 | 0 | 165 |  | 1.029 | Wind | 1 | 0.24249 | 0 | 165 | 16.5317 | 165 |  |  | 0.24249 | 40.011 | 0.6677 | 0.68611 |  |  |  |  | 141 | 0.018967
1438 | MESQUITW_2G | 1 | North | YES | 0.099553 | 23.6 | 0 | 236 |  | 1.017 | Wind | 1 | 0.24185 | 0 | 236 | 23.4945 | 236 |  |  | 0.24185 | 57.0771 | 0.6733 | 0.69153 |  |  |  |  | 142 | 0.018967
1437 | MESQUITW_1G | 1 | North | YES | 0.09955 | 40 | 0 | 400 | 0 | 1.023 | Wind | 1 | 0.24185 | 0 | 400 | 39.82 | 400 |  |  | 0.24185 | 96.7396 | 0.6828 | 0.70071 |  |  |  |  | 143 | 0.018529
60081 | WHRLWIND1A | 1 | West | YES | 0.098325 | 12 | 0 | 60 | 0 | 1.03 | Wind | 1 | 0.24062 | 0 | 60 |  |  |  |  | 0.24062 | 14.4374 | 0.68423 | 0.70208 |  |  |  |  | 144 | 0.01841
1416 | SWETWATR_1G | 1 | West | YES | 0.097932 | 30 | 18 | 30 | 0 | 1.026 | CC | 1 | 0.24023 | 30 | 30 |  |  |  |  | 0.24023 | 7.2069 | 0.68494 | 0.70277 |  |  |  |  | 145 | 0.018225
1417 | SWETWATR_2G | 2 | West | YES | 0.097932 | 72 | 36 | 72 | 0 | 1.026 | CC | 1 | 0.24023 | 72 | 72 |  |  |  |  | 0.24023 | 17.2966 | 0.68665 | 0.70441 |  |  |  |  | 146 | 0.017912
1418 | SWETWATR_3G | 3 | West | YES | 0.097932 | 68 | 36 | 68 | 0 | 1.026 | CC | 1 | 0.24023 | 68 | 68 |  |  |  |  | 0.24023 | 16.3357 | 0.68826 | 0.70596 |  |  |  |  | 147 | 0.017858
1419 | SWETWATR_4G | 4 | West | YES | 0.097932 | 61 | 36 | 61 | 0 | 1.026 | CC | 1 | 0.24023 | 61 | 61 |  |  |  |  | 0.24023 | 14.6541 | 0.68971 | 0.70735 |  |  |  |  | 148 | 0.01783
1643 | SLSTR1PP_1G | 1 | North | YES | 0.097868 | 6 | 0 | 60 | 0 | 1.022 | Wind | 1 | 0.24017 | 0 | 60 | 5.8721 | 60 |  |  | 0.24017 | 14.41 | 0.69113 | 0.70872 |  |  |  |  | 149 | 0.017763
11056 | ROSCOE_1G | 1 | West | YES | 0.097584 | 41.8 | 0 | 209 |  | 1 | Wind | 1 | 0.23988 | 0 | 209 |  |  |  |  | 0.23988 | 50.1355 | 0.6961 | 0.71348 |  |  |  |  | 150 | 0.017699
11057 | CHAMPION_1G | 1 | West | YES | 0.097584 | 25.3 | 0 | 126.5 |  | 1 | Wind | 1 | 0.23988 | 0 | 126.5 |  |  |  |  | 0.23988 | 30.3452 | 0.6991 | 0.71636 |  |  |  |  | 151 | 0.017642
11058 | PYRON_1G | 1 | West | YES | 0.097584 | 49.8 | 0 | 249 |  | 1 | Wind | 1 | 0.23988 | 0 | 249 |  |  |  |  | 0.23988 | 59.7308 | 0.70501 | 0.72203 |  |  |  |  | 152 | 0.017585
11059 | INADALE_1G | 1 | West | YES | 0.097584 | 39.4 | 0 | 197 |  | 1 | Wind | 1 | 0.23988 | 0 | 197 |  |  |  |  | 0.23988 | 47.2569 | 0.70969 | 0.72651 |  |  |  |  | 153 | 0.017383
6144 | MCADOO1A | 1 | West | YES | 0.097566 | 15 | 0 | 150 | 0 | 1.025 | Wind | 1 | 0.23986 | 0 | 150 |  |  |  |  | 0.23986 | 35.9797 | 0.71325 | 0.72993 |  |  |  |  | 154 | 0.01726
71051 | L_BITTCR1_1N | W1 | West | YES | 0.097547 | 7.5 | 0 | 37.5 |  | 1.02 | Wind | 1 | 0.23985 | 0 | 37.5 |  |  |  |  | 0.23985 | 8.9942 | 0.71414 | 0.73078 |  |  |  |  | 155 | 0.017018
71054 | L_SWEETW1_1N | W1 | West | YES | 0.097547 | 21.5 | 0 | 107.5 |  | 1.02 | Wind | 1 | 0.23985 | 0 | 107.5 |  |  |  |  | 0.23985 | 25.7834 | 0.71669 | 0.73323 |  |  |  |  | 156 | 0.016827
71057 | L_SWEETW1_2N | W1 | West | YES | 0.097547 | 27 | 0 | 135 |  | 1.02 | Wind | 1 | 0.23985 | 0 | 135 |  |  |  |  | 0.23985 | 32.3792 | 0.7199 | 0.7363 |  |  |  |  | 157 | 0.016682
71059 | L_SWEETW1_3N | W1 | West | YES | 0.097547 | 23.8 | 0 | 119 | 0 | 1.02 | Wind | 1 | 0.23985 | 0 | 119 |  |  |  |  | 0.23985 | 28.5417 | 0.72272 | 0.73901 |  |  |  |  | 158 | 0.016645
71060 | L_SWEETW1_4N | W1 | West | YES | 0.097547 | 21 | 0 | 105 | 0 | 1.02 | Wind | 1 | 0.23985 | 0 | 105 |  |  |  |  | 0.23985 | 25.1838 | 0.72521 | 0.7414 |  |  |  |  | 159 | 0.016541
71061 | L_SWEETW1_5N | W1 | West | YES | 0.097547 | 16.1 | 0 | 80.5 | 0 | 1.02 | Wind | 1 | 0.23985 | 0 | 80.5 |  |  |  |  | 0.23985 | 19.3076 | 0.72712 | 0.74324 |  |  |  |  | 160 | 0.016409
6407 | TURKTRAK1A | 1 | West | YES | 0.097219 | 33.9 | 0 | 169.5 | 0 | 1.025 | Wind | 1 | 0.23952 | 0 | 169.5 |  |  |  |  | 0.23952 | 40.5983 | 0.73115 | 0.74709 |  |  |  |  | 161 | 0.016293
1343 | TRENTIPP_8 | 1 | West | YES | 0.09707 | 30 | 0 | 150 |  | 1.014 | Wind | 1 | 0.23937 | 0 | 150 |  |  |  |  | 0.23937 | 35.9053 | 0.73471 | 0.7505 |  |  |  |  | 162 | 0.016191
1354 | AEPWIND_8 | 1 | West | YES | 0.09707 | 20.2 | 0 | 101 |  | 1 | Wind | 1 | 0.23937 | 0 | 101 |  |  |  |  | 0.23937 | 24.1763 | 0.73711 | 0.75279 |  |  |  |  | 163 | 0.016113
36998 | RDCNYNG1 | 1 | West | YES | 0.096989 | 16.8 | 0 | 84 |  | 1.01 | Wind | 1 | 0.23929 | 0 | 84 |  |  |  |  | 0.23929 | 20.1002 | 0.7391 | 0.7547 |  |  |  |  | 164 | 0.015943
1061 | CIELOGEN_1G | 1 | West | YES | 0.096858 | 19.8 | 0 | 99 |  | 1 | Wind | 1 | 0.23916 | 0 | 99 |  |  |  |  | 0.23916 | 23.6765 | 0.74145 | 0.75695 |  |  |  |  | 165 | 0.01579
1062 | CIELOGEN_2G | 1 | West | YES | 0.096858 | 12.2 | 0 | 61 |  | 1 | Wind | 1 | 0.23916 | 0 | 61 |  |  |  |  | 0.23916 | 14.5886 | 0.7429 | 0.75833 |  |  |  |  | 166 | 0.015687
1069 | KINDERMG_1G | 1 | West | YES | 0.096858 | 25 | 5 | 25 | 0 | 1.017 | Cogen | 1 | 0.23916 | 0 | 0 |  |  |  |  | 0.23916 | 0 | 0.7429 | 0.75833 |  |  |  |  | 167 | 0.015601
1070 | KINDERMG_2G | 1 | West | YES | 0.096858 | 45.7 | 12 | 45.7 | 0 | 1.017 | Cogen | 1 | 0.23916 | 0 | 0 |  |  |  |  | 0.23916 | 0 | 0.7429 | 0.75833 |  |  |  |  | 168 | 0.015498
1071 | KINDERMG_3G | 1 | West | YES | 0.096858 | 45.7 | 12 | 45.7 | 0 | 1.017 | Cogen | 1 | 0.23916 | 0 | 0 |  |  |  |  | 0.23916 | 0 | 0.7429 | 0.75833 |  |  |  |  | 169 | 0.015435
1068 | SCURRYCW_1G | 1 | West | YES | 0.09685 | 28.2 | 1.3 | 141 | 0 | 1.0217 | Wind | 1 | 0.23915 | 0 | 141 |  |  |  |  | 0.23915 | 33.72 | 0.74625 | 0.76154 |  |  |  |  | 170 | 0.015435
1073 | SCURRYCW_2G | 2 | West | YES | 0.09685 | 24 | 0 | 120 | 0 | 1.0217 | Wind | 1 | 0.23915 | 0 | 120 |  |  |  |  | 0.23915 | 28.6979 | 0.7491 | 0.76426 |  |  |  |  | 171 | 0.015435
6637 | SNYDERW1A | 1 | West | YES | 0.0968 | 12.6 | 0 | 63 | 0 | 1.025 | Wind | 1 | 0.2391 | 0 | 63 |  |  |  |  | 0.2391 | 15.0632 | 0.75059 | 0.76569 |  |  |  |  | 172 | 0.015435
1037 | MORGAN5G_5G | 5 | West | YES | 0.096772 | 109.6 | 40 | 137 | 0 | 1.029 | GST | 1 | 0.23907 | 137 | 137 |  |  |  |  | 0.23907 | 32.7527 | 0.75384 | 0.7688 |  |  |  |  | 173 | 0.015288
1039 | MRGNAG_1G | A | West | YES | 0.096772 | 69 | 69 | 69 | 0 | 1.029 | GGT | 1 | 0.23907 | 69 | 69 |  |  |  |  | 0.23907 | 16.4959 | 0.75548 | 0.77036 |  |  |  |  | 174 | 0.015163
1040 | MRGNBG_2G | B | West | YES | 0.096772 | 70 | 70 | 71 | 0 | 1.029 | GGT | 1 | 0.23907 | 71 | 71 |  |  |  |  | 0.23907 | 16.974 | 0.75717 | 0.77198 |  |  |  |  | 175 | 0.015098
1041 | MRGNCG_3G | C | West | YES | 0.096772 | 69 | 69 | 70 | 0 | 1.029 | GGT | 1 | 0.23907 | 70 | 70 |  |  |  |  | 0.23907 | 16.735 | 0.75883 | 0.77356 |  |  |  |  | 176 | 0.014954
1042 | MRGNDG_4G | D | West | YES | 0.096772 | 68 | 68 | 68 | 0 | 1.029 | GGT | 1 | 0.23907 | 68 | 68 |  |  |  |  | 0.23907 | 16.2568 | 0.76044 | 0.77511 |  |  |  |  | 177 | 0.014882
1043 | MRGNEG_5G | E | West | YES | 0.096772 | 68 | 68 | 70 | 0 | 1.029 | GGT | 1 | 0.23907 | 70 | 70 |  |  |  |  | 0.23907 | 16.735 | 0.76211 | 0.7767 |  |  |  |  | 178 | 0.014808
1044 | MRGNFG_6G | F | West | YES | 0.096772 | 66 | 66 | 66 | 0 | 1.029 | GGT | 1 | 0.23907 | 66 | 66 |  |  |  |  | 0.23907 | 15.7787 | 0.76367 | 0.77819 |  |  |  |  | 179 | 0.014734
60058 | BUFF_GAP1A | 1 | West | YES | 0.096733 | 24 | 0 | 120 |  | 1 | Wind | 1 | 0.23903 | 0 | 120 |  |  |  |  | 0.23903 | 28.6838 | 0.76652 | 0.78092 |  |  |  |  | 180 | 0.014663
60060 | CIRELLO | 1 | West | YES | 0.096733 | 46.6 | 0 | 233 | 0 | 1 | Wind | 1 | 0.23903 | 0 | 233 |  |  |  |  | 0.23903 | 55.6944 | 0.77205 | 0.7862 |  |  |  |  | 181 | 0.01459
60063 | BUFF_GAP1B | 1 | West | YES | 0.096733 | 34 | 0 | 170.2 | 0 | 1.02 | Wind | 1 | 0.23903 | 0 | 170.2 |  |  |  |  | 0.23903 | 40.6832 | 0.77609 | 0.79007 |  |  |  |  | 182 | 0.014521
60066 | H_HOLLOW1A | 1 | West | YES | 0.096733 | 44.4 | 0 | 222 | 0 | 1.005 | Wind | 1 | 0.23903 | 0 | 222 |  |  |  |  | 0.23903 | 53.0651 | 0.78136 | 0.7951 |  |  |  |  | 183 | 0.014395
60068 | HHOLLOW21A | 1 | West | YES | 0.096733 | 36.8 | 0 | 184 | 0 | 1.025 | Wind | 1 | 0.23903 | 0 | 184 |  |  |  |  | 0.23903 | 43.9819 | 0.78573 | 0.79928 |  |  |  |  | 184 | 0.01415
60070 | HHOLLOW31A | 1 | West | YES | 0.096733 | 44.8 | 0 | 224 | 0 | 1.025 | Wind | 1 | 0.23903 | 0 | 224 |  |  |  |  | 0.23903 | 53.5431 | 0.79105 | 0.80436 |  |  |  |  | 185 | 0.013971
60072 | HHOLLOW41A | 1 | West | YES | 0.096733 | 23 | 0 | 115 | 0 | 1.025 | Wind | 1 | 0.23903 | 0 | 115 |  |  |  |  | 0.23903 | 27.4887 | 0.79378 | 0.80697 |  |  |  |  | 186 | 0.013738
1058 | LONGSHORE_5 | 1 | West | YES | 0.096681 | 30 | 0 | 150 |  | 1.01 | Wind | 1 | 0.23898 | 0 | 150 |  |  |  |  | 0.23898 | 35.847 | 0.79734 | 0.81037 |  |  |  |  | 187 | 0.013545
1058 | LONGSHORE_5 | 2 | West | YES | 0.096681 | 44 | 0 | 220 |  | 1.01 | Wind | 1 | 0.23898 | 0 | 220 |  |  |  |  | 0.23898 | 52.5756 | 0.80256 | 0.81536 |  |  |  |  | 188 | 0.013309
11065 | ELBOWCK_1G | 1 | West | YES | 0.096681 | 23.4 | 0 | 121.9 | 0 | 1 | Wind | 1 | 0.23898 | 0 | 121.9 |  |  |  |  | 0.23898 | 29.1317 | 0.80546 | 0.81813 |  |  |  |  | 189 | 0.013189
1045 | CALENG1G_1G | 1 | West | YES | 0.096534 | 73.4 | 27 | 73.4 | 0 | 1.014 | Cogen | 1 | 0.23883 | 0 | 0 |  |  |  |  | 0.23883 | 0 | 0.80546 | 0.81813 |  |  |  |  | 190 | 0.01303
1046 | CALENG2G_2G | 2 | West | YES | 0.096534 | 73.4 | 27 | 73.4 | 0 | 1.014 | Cogen | 1 | 0.23883 | 0 | 0 |  |  |  |  | 0.23883 | 0 | 0.80546 | 0.81813 |  |  |  |  | 191 | 0.012798
1047 | CALENG3G_3G | 3 | West | YES | 0.096534 | 70.4 | 27 | 70.4 | 0 | 1.014 | Cogen | 1 | 0.23883 | 0 | 0 |  |  |  |  | 0.23883 | 0 | 0.80546 | 0.81813 |  |  |  |  | 192 | 0.01267
11309 | BULLCREK_2G | 1 | West | YES | 0.096521 | 20.9 | 0 | 180 |  | 1 | Wind | 1 | 0.23882 | 0 | 180 |  |  |  |  | 0.23882 | 42.9876 | 0.80973 | 0.82221 |  |  |  |  | 193 | 0.01267
11310 | BULLCREK_1G | 1 | West | YES | 0.096521 | 15.1 | 0 | 180 |  | 1 | Wind | 1 | 0.23882 | 0 | 180 |  |  |  |  | 0.23882 | 42.9876 | 0.814 | 0.82629 |  |  |  |  | 194 | 0.01267
11320 | COYOTE_1G | 1 | West | YES | 0.096473 | 22.5 | 0 | 225 |  | 1 | Wind | 1 | 0.23877 | 0 | 225 |  |  |  |  | 0.23877 | 53.7237 | 0.81935 | 0.83139 |  |  |  |  | 195 | 0.01267
1360 | GUNSIGHT_8 | 1 | West | YES | 0.096271 | 0 | 0 | 120 |  | 1.01 | Wind | 1 | 0.23857 | 0 | 120 |  |  |  |  | 0.23857 | 28.6284 | 0.8222 | 0.83411 |  |  |  |  | 196 | 0.012477
1327 | WILDHRSE_1G | 1 | West | YES | 0.096244 | 0 | 0 | 120 |  | 1 | Wind | 1 | 0.23854 | 0 | 120 |  |  |  |  | 0.23854 | 28.6251 | 0.82504 | 0.83682 |  |  |  |  | 197 | 0.012284
1333 | MCDDONAL_8 | 1 | West | YES | 0.096081 | 42.8 | 0 | 214.2 |  | 1.01 | Wind | 1 | 0.23838 | 0 | 214.2 |  |  |  |  | 0.23838 | 51.061 | 0.83013 | 0.84167 |  |  |  |  | 198 | 0.012042
1328 | OCOTILLO_1G | 1 | West | YES | 0.095949 | 11.6 | 0 | 58 |  | 1.01 | Wind | 1 | 0.23825 | 0 | 58 |  |  |  |  | 0.23825 | 13.8184 | 0.83151 | 0.84298 |  |  |  |  | 199 | 0.011911
11001 | NAV1CT | 1 | West | YES | 0.095901 | 70.4 | 18 | 70.4 | 0 | 1.029 | CC | 1 | 0.2382 | 70.4 | 70.4 |  |  |  |  | 0.2382 | 16.7693 | 0.83318 | 0.84457 |  |  |  |  | 200 | 0.011779
11009 | NAV2CT | 1 | West | YES | 0.095901 | 71.4 | 18 | 71.4 | 0 | 1.029 | CC | 1 | 0.2382 | 71.4 | 71.4 |  |  |  |  | 0.2382 | 17.0075 | 0.83487 | 0.84619 |  |  |  |  | 201 | 0.011541
11011 | NAV3ST | 1 | West | YES | 0.095901 | 92.8 | 40 | 92.8 | 0 | 1.029 | CC | 1 | 0.2382 | 92.8 | 92.8 |  |  |  |  | 0.2382 | 22.105 | 0.83708 | 0.84829 |  |  |  |  | 202 | 0.011476
11012 | NAV4CT | 1 | West | YES | 0.095901 | 80 | 18 | 80 | 0 | 1.029 | CC | 1 | 0.2382 | 80 | 80 |  |  |  |  | 0.2382 | 19.056 | 0.83898 | 0.8501 |  |  |  |  | 203 | 0.011396
11013 | NAV5CT | 1 | West | YES | 0.095901 | 80 | 18 | 80 | 0 | 1.029 | CC | 1 | 0.2382 | 80 | 80 |  |  |  |  | 0.2382 | 19.056 | 0.84087 | 0.8519 |  |  |  |  | 204 | 0.011316
11014 | NAV6ST | 1 | West | YES | 0.095901 | 115 | 40 | 115 | 0 | 1.029 | CC | 1 | 0.2382 | 115 | 115 |  |  |  |  | 0.2382 | 27.393 | 0.8436 | 0.8545 |  |  |  |  | 205 | 0.011211
11020 | TIEHVSG_1G | 1 | West | YES | 0.095893 | 208.2 | 63 | 208.2 | 0 | 1.012 | CC | 1 | 0.23819 | 208.2 | 208.2 |  |  |  |  | 0.23819 | 49.5916 | 0.84855 | 0.85921 |  |  |  |  | 206 | 0.01112
11021 | TIEHVCG_1G | 1 | West | YES | 0.095893 | 142.1 | 103 | 142.1 | 0 | 1.012 | CC | 1 | 0.23819 | 142.1 | 142.1 |  |  |  |  | 0.23819 | 33.8471 | 0.85192 | 0.86243 |  |  |  |  | 207 | 0.01103
11022 | TIEHVCG_2G | 1 | West | YES | 0.095893 | 132.4 | 103 | 132.4 | 0 | 1.012 | CC | 1 | 0.23819 | 132.4 | 132.4 |  |  |  |  | 0.23819 | 31.5366 | 0.85506 | 0.86542 |  |  |  |  | 208 | 0.0109
11023 | TIEHVCG_3G | 1 | West | YES | 0.095893 | 137.4 | 103 | 137.4 | 0 | 1.012 | CC | 1 | 0.23819 | 137.4 | 137.4 |  |  |  |  | 0.23819 | 32.7276 | 0.85833 | 0.86853 |  |  |  |  | 209 | 0.010665
11024 | TIEHVCG_4G | 1 | West | YES | 0.095893 | 147 | 103 | 147 | 0 | 1.012 | CC | 1 | 0.23819 | 147 | 147 |  |  |  |  | 0.23819 | 35.0142 | 0.86182 | 0.87185 |  |  |  |  | 210 | 0.010504
11025 | TIEHVSG_2G | 1 | West | YES | 0.095893 | 213.2 | 63 | 213.2 | 0 | 1.012 | CC | 1 | 0.23819 | 213.2 | 213.2 |  |  |  |  | 0.23819 | 50.7825 | 0.86688 | 0.87667 |  |  |  |  | 211 | 0.010355
1326 | STANTONW_8 | 1 | West | YES | 0.09586 | 20.1 | 0 | 100.5 |  | 1.01 | Wind | 1 | 0.23816 | 0 | 100.5 |  |  |  |  | 0.23816 | 23.935 | 0.86926 | 0.87894 |  |  |  |  | 212 | 0.010199
1320 | BSP 1 | 1 | West | YES | 0.095769 | 25.5 | 2.9 | 25.8 | 0 | 1 | Cogen | 1 | 0.23807 | 0 | 0 |  |  |  |  | 0.23807 | 0 | 0.86926 | 0.87894 |  |  |  |  | 213 | 0.010033
76031 | L_GASCCR1_1N | W1 | West | YES | 0.095553 | 30 | 0 | 150 | 0 | 1.02 | Wind | 1 | 0.23785 | 0 | 150 |  |  |  |  | 0.23785 | 35.6778 | 0.87282 | 0.88233 |  |  |  |  | 214 | 0.0097923
76091 | L_DIVIDE1_1N | W1 | West | YES | 0.095293 | 22.5 | 0 | 112.5 |  | 1.02 | Wind | 1 | 0.23759 | 0 | 112.5 |  |  |  |  | 0.23759 | 26.7291 | 0.8755 | 0.88487 |  |  |  |  | 215 | 0.0096784
76095 | L_CAPRSI1_1N | W1 | West | YES | 0.095293 | 29.9 | 0 | 149.5 | 0 | 1.02 | Wind | 1 | 0.23759 | 0 | 149.5 |  |  |  |  | 0.23759 | 35.52 | 0.87904 | 0.88824 |  |  |  |  | 216 | 0.0096784
76096 | L_CAPRSI1_2N | W1 | West | YES | 0.095293 | 37.2 | 0 | 186 | 0 | 1.02 | Wind | 1 | 0.23759 | 0 | 186 |  |  |  |  | 0.23759 | 44.1921 | 0.88346 | 0.89243 |  |  |  |  | 217 | 0.009504
76097 | L_CAPRGE1_1N | W1 | West | YES | 0.095293 | 42.9 | 0 | 214.5 | 0 | 1.02 | Wind | 1 | 0.23759 | 0 | 214.5 |  |  |  |  | 0.23759 | 50.9635 | 0.88855 | 0.89727 |  |  |  |  | 218 | 0.0093704
11147 | NOTREES_1G | 1 | West | YES | 0.095288 | 29.8 | 0 | 149 | 0 | 1.017 | Wind | 1 | 0.23759 | 0 | 149 |  |  |  |  | 0.23759 | 35.4005 | 0.89209 | 0.90063 |  |  |  |  | 219 | 0.009193
7038 | L_DELAWA1_1Y | 1 | West | YES | 0.095188 | 3.5 | 0 | 35 | 0 | 1 | Wind | 1 | 0.23749 | 0 | 35 |  |  |  |  | 0.23749 | 8.312 | 0.89292 | 0.90142 |  |  |  |  | 220 | 0.0089722
7038 | L_DELAWA1_1Y | 2 | West | YES | 0.095188 | 3 | 0 | 30 | 0 | 1 | Wind | 1 | 0.23749 | 0 | 30 |  |  |  |  | 0.23749 | 7.1246 | 0.89363 | 0.9021 |  |  |  |  | 221 | 0.0087175
1002 | PBCTAGE_1G | A | West | YES | 0.095135 | 64 | 64 | 66 | 0 | 1.036 | GGT | 1 | 0.23743 | 66 | 66 |  |  |  |  | 0.23743 | 15.6706 | 0.8952 | 0.90358 |  |  |  |  | 222 | 0.0085406
1003 | PBCTBGE_2G | B | West | YES | 0.095135 | 65 | 65 | 66 | 0 | 1.036 | GGT | 1 | 0.23743 | 66 | 66 |  |  |  |  | 0.23743 | 15.6706 | 0.89677 | 0.90507 |  |  |  |  | 223 | 0.0084987
1004 | PBCTCGE_3G | C | West | YES | 0.095135 | 62 | 62 | 67 | 0 | 1.036 | GGT | 1 | 0.23743 | 67 | 67 |  |  |  |  | 0.23743 | 15.9081 | 0.89836 | 0.90658 |  |  |  |  | 224 | 0.0084628
1005 | PBCTDGE_4G | D | West | YES | 0.095135 | 65 | 65 | 68 | 0 | 1.036 | GGT | 1 | 0.23743 | 68 | 68 |  |  |  |  | 0.23743 | 16.1455 | 0.89997 | 0.90811 |  |  |  |  | 225 | 0.0083834
1006 | PBCTEGE_5G | E | West | YES | 0.095135 | 65 | 65 | 67 | 0 | 1.036 | GGT | 1 | 0.23743 | 67 | 67 |  |  |  |  | 0.23743 | 15.9081 | 0.90156 | 0.90962 |  |  |  |  | 226 | 0.0083041
1007 | PB5GEN_6G | 5 | West | YES | 0.095135 | 91.2 | 40 | 114 | 0 | 1.036 | GST | 1 | 0.23743 | 114 | 114 |  |  |  |  | 0.23743 | 27.0675 | 0.90427 | 0.91219 |  |  |  |  | 227 | 0.0082235
1008 | PB6GEN_7G | 6 | West | YES | 0.095135 | 515 | 130 | 515 | 0 | 1.036 | GST | 1 | 0.23743 | 515 | 515 |  |  |  |  | 0.23743 | 122.2785 | 0.9165 | 0.9238 |  |  |  |  | 228 | 0.0081418
60057 | CALLAHAN1A | 1 | West | YES | 0.09507 | 22.8 | 0 | 114 | 0 | 1.04 | Wind | 1 | 0.23737 | 0 | 114 |  |  |  |  | 0.23737 | 27.0601 | 0.9192 | 0.92637 |  |  |  |  | 229 | 0.0080612
1349 | WESTXWIN_1G | 1 | West | YES | 0.094804 | 1.3 | 0 | 6.6 |  | 1.014 | Wind | 1 | 0.2371 | 0 | 6.6 |  |  |  |  | 0.2371 | 1.5649 | 0.91936 | 0.92652 |  |  |  |  | 230 | 0.0079242
1350 | NWPWRG1_1G | 1 | West | YES | 0.094804 | 6.9 | 1 | 34.3 |  | 1.014 | Wind | 1 | 0.2371 | 0 | 34.3 |  |  |  |  | 0.2371 | 8.1326 | 0.92017 | 0.92729 |  |  |  |  | 231 | 0.0073051
244 | WHITNYDM01 | 1 | North | YES | 0.090363 | 15 | 0 | 15 | 0 | 1.035 | Hydro | 1 | 0.23266 | 0 | 0 | 0 | 0 |  |  | 0.23266 | 0 | 0.92017 | 0.92729 |  |  |  |  | 232 | 0.0071673
245 | WHITNYDM02 | 2 | North | YES | 0.090363 | 15 | 0 | 15 | 0 | 1.035 | Hydro | 1 | 0.23266 | 0 | 0 | 0 | 0 |  |  | 0.23266 | 0 | 0.92017 | 0.92729 |  |  |  |  | 233 | 0.0071592
60007 | KING_SW1A | 1 | West | YES | 0.090127 | 20 | 0 | 80 |  | 1.03 | Wind | 1 | 0.23243 | 0 | 80 |  |  |  |  | 0.23243 | 18.5941 | 0.92207 | 0.92905 |  |  |  |  | 234 | 0.0071169
60019 | KING_NW1A | 1 | West | YES | 0.090127 | 20 | 0 | 80 |  | 1.03 | Wind | 1 | 0.23243 | 0 | 80 |  |  |  |  | 0.23243 | 18.5941 | 0.92397 | 0.93082 |  |  |  |  | 235 | 0.0071169
60201 | RIO DRCS | F | West | YES | 0.089895 | 0 | 0 | 0 | 0 | 1.025 | AVR | 1 | 0.23219 | 0 | 0 |  |  |  |  | 0.23219 | 0 | 0.92397 | 0.93082 |  |  |  |  | 236 | 0.0071169
6016 | SWMESA | 1 | West | YES | 0.089802 | 18.8 | 0 | 75 |  | 1.03 | Wind | 1 | 0.2321 | 0 | 75 |  |  |  |  | 0.2321 | 17.4076 | 0.92575 | 0.93247 |  |  |  |  | 237 | 0.0069827
60003 | KING_NE1A | 1 | West | YES | 0.089802 | 20 | 0 | 80 |  | 1.03 | Wind | 1 | 0.2321 | 0 | 80 |  |  |  |  | 0.2321 | 18.5681 | 0.92765 | 0.93423 |  |  |  |  | 238 | 0.0068485
60005 | KING_SE1A | 1 | West | YES | 0.089802 | 10 | 0 | 40 |  | 1.035 | Wind | 1 | 0.2321 | 0 | 40 |  |  |  |  | 0.2321 | 9.284 | 0.9286 | 0.93512 |  |  |  |  | 239 | 0.0068485
60016 | WOODWRD11A | 1 | West | YES | 0.089741 | 20 | 0 | 80 |  | 1.033 | Wind | 1 | 0.23204 | 0 | 80 |  |  |  |  | 0.23204 | 18.5632 | 0.9305 | 0.93688 |  |  |  |  | 240 | 0.0067204
38332 | TNWDWRDU2_8 | 1 | West | YES | 0.08973 | 20 | 0 | 80 | 0 | 1.0232 | Wind | 1 | 0.23203 | 0 | 80 |  |  |  |  | 0.23203 | 18.5623 | 0.9324 | 0.93864 |  |  |  |  | 241 | 0.0065837
38437 | TNSRBNMESA9 | 1 | West | YES | 0.08968 | 37.5 | 0 | 150 | 0 | 1.02 | Wind | 1 | 0.23198 | 0 | 150 |  |  |  |  | 0.23198 | 34.7968 | 0.93596 | 0.94194 |  |  |  |  | 242 | 0.0065154
60017 | ORNNWP1 | 1 | West | YES | 0.087956 | 20 | 0 | 80 |  | 1.027 | Wind | 1 | 0.23025 | 0 | 80 |  |  |  |  | 0.23025 | 18.4204 | 0.93786 | 0.94369 |  |  |  |  | 243 | 0.0063782
60000 | DSKY2 | 1 | West | YES | 0.087526 | 19.1 | 0 | 76.5 |  | 1.039 | Wind | 1 | 0.22982 | 0 | 76.5 |  |  |  |  | 0.22982 | 17.5816 | 0.93968 | 0.94536 |  |  |  |  | 244 | 0.006241
60018 | DSKY1 | 1 | West | YES | 0.087374 | 21 | 0 | 84 | 0 | 1.023 | Wind | 1 | 0.22967 | 0 | 84 |  |  |  |  | 0.22967 | 19.2925 | 0.94167 | 0.94719 |  |  |  |  | 245 | 0.005983
251 | BOSQUESW803 | 2 | North | YES | 0.087112 | 150 | 0 | 150 | 0 | 1.032 | CC | 1 | 0.22941 | 150 | 150 | 13.0668 | 150 |  |  | 0.22941 | 34.4116 | 0.94523 | 0.95046 |  |  |  |  | 246 | 0.0058323
253 | BOSQUESW804 | 2 | North | YES | 0.087112 | 80 | 0 | 80 | 0 | 1.032 | CC | 1 | 0.22941 | 80 | 80 | 6.969 | 80 |  |  | 0.22941 | 18.3529 | 0.94713 | 0.9522 |  |  |  |  | 247 | 0.0056851
238 | BOSQUESW505 | 1 | North | YES | 0.084906 | 255 | 0 | 255 | 0 | 1.02 | CC | 1 | 0.2272 | 255 | 255 | 21.651 | 255 |  |  | 0.2272 | 57.9373 | 0.95318 | 0.9577 |  |  |  |  | 248 | 0.0055222
239 | BOSQUESW502 | 1 | North | YES | 0.084906 | 119.2 | 0 | 149 | 0 | 1.02 | GGT | 1 | 0.2272 | 149 | 149 | 12.651 | 149 |  |  | 0.2272 | 33.8535 | 0.95672 | 0.96091 |  |  |  |  | 249 | 0.0052277
247 | BOSQUESW501 | 2 | North | YES | 0.084906 | 124.8 | 0 | 156 | 0 | 1.02 | GGT | 1 | 0.2272 | 156 | 156 | 13.2453 | 156 |  |  | 0.2272 | 35.444 | 0.96042 | 0.96428 |  |  |  |  | 250 | 0.0050706
3403 | THOUSE_1G | 1 | North | YES | 0.083641 | 563 | 200 | 563 | 0 | 1.012 | GSC | 1 | 0.22594 | 563 | 563 | 47.0899 | 563 |  |  | 0.22594 | 127.2042 | 0.97379 | 0.97635 |  |  |  |  | 251 | 0.0045164
3404 | THOUSE_2G | 2 | North | YES | 0.083641 | 807 | 250 | 807 | 0 | 1.012 | GSC | 1 | 0.22594 | 807 | 807 | 67.4983 | 807 |  |  | 0.22594 | 182.3335 | 0.99295 | 0.99366 |  |  |  |  | 252 | 0.0041926
3416 | LAKE_CRK1_G | 1 | North | YES | 0.082546 | 60 | 33 | 75 |  | 1.029 | GST | 1 | 0.22484 | 75 | 75 | 6.1909 | 75 |  |  | 0.22484 | 16.8634 | 0.99473 | 0.99526 |  |  |  |  | 253 | 0.0038536
3417 | LAKE_CRK2_G | 2 | North | YES | 0.082546 | 177.6 | 40 | 222 | 0 | 1.029 | GST | 1 | 0.22484 | 222 | 222 | 18.3252 | 222 |  |  | 0.22484 | 49.9156 | 1 | 1 |  |  |  |  | 254 | 0.0025626
60202 | FRNDDRCS | F | West | YES | 0.078365 | 0 | 0 | 0 | 0 | 0.9985 | AVR | 1 | 0.22066 | 0 | 0 |  |  |  |  | 0.22066 | 0 | 1 | 1 |  |  |  |  | 255 | 0.00071195
13432 | SANDOW_5G | 5 | South | YES | 0.034519 | 581 | 225 | 581 |  | 1.029 | LIGCO | -1 | 0.077673 | 0 | 581 |  |  |  |  | -0.077673 | 0 | [6 empty] | 256 | 0.00053217
3432 | SANDOW_4G | 4 | South | YES | 0.020694 | 580 | 225 | 580 |  | 1.029 | LIGCO | -1 | 0.091498 | 0 | 580 |  |  |  |  | -0.091498 | 0 | [6 empty] | 257 | 0
7022 | L_BUCHAN1_1Y | 1 | South | YES | 0.008742 | 0 | 0 | 18 |  | 1 | Hydro | -1 | 0.10345 | 0 | 0 |  |  |  |  | -0.10345 | 0 | [6 empty] | 258 | 0
7023 | L_BUCHAN1_2Y | 2 | South | YES | 0.008742 | 0 | 0 | 18 |  | 1 | Hydro | -1 | 0.10345 | 0 | 0 |  |  |  |  | -0.10345 | 0 | [6 empty] | 259 | 0
7024 | L_BUCHAN1_3Y | 3 | South | YES | 0.008742 | 0 | 0 | 15 |  | 1 | Hydro | -1 | 0.10345 | 0 | 0 |  |  |  |  | -0.10345 | 0 | [6 empty] | 260 | 0
7026 | L_INKSDA1_1Y | 1 | South | YES | 0.008201 | 0 | 0 | 13.7 |  | 1 | Hydro | -1 | 0.10399 | 0 | 0 |  |  |  |  | -0.10399 | 0 | [6 empty] | 261 | 0
8032 | AMISTADHYD1 | 1 | South | YES | 0.002257 | 33 | 13 | 33 | 0 | 1.03 | Hydro | -1 | 0.10993 | 0 | 0 |  |  |  |  | -0.10993 | 0 | [6 empty] | 262 | 0
8033 | AMISTADHYD2 | 2 | South | YES | 0.002257 | 25 | 13 | 25 | 0 | 1.03 | Hydro | -1 | 0.10993 | 0 | 0 |  |  |  |  | -0.10993 | 0 | [6 empty] | 263 | 0
88253 | HAMILTON | F | South | YES | 0.002257 | 0 | 0 | 0 | 0 | 1.04 | BLT | -1 | 0.10993 | 0 | 0 |  |  |  |  | -0.10993 | 0 | [6 empty] | 264 | 0
7035 | L_WIRTZ_1G1Y | 1 | South | YES | 0.001787 | 0 | 0 | 29 |  | 1 | Hydro | -1 | 0.1104 | 0 | 0 |  |  |  |  | -0.1104 | 0 | [6 empty] | 265 | 0
7036 | L_WIRTZ_1G2Y | 2 | South | YES | 0.001787 | 0 | 0 | 29.7 |  | 1 | Hydro | -1 | 0.1104 | 0 | 0 |  |  |  |  | -0.1104 | 0 | [6 empty] | 266 | 0
7000 | L_FERGUS1_1Y | 1 | South | YES | 0.00159 | 400 | 65 | 423.3 | 0 | 1.015 | GSC | -1 | 0.1106 | 423.3 | 423.3 |  |  |  |  | -0.1106 | -46.8177 | [6 empty] | 267 | 0
5934 | SI_RAY5 | 5 | South | YES | 0 | 0 | 10 | 15 |  | 1.035 | GST | -1 | 0.11219 | 15 | 15 |  |  |  |  | -0.11219 | -1.6829 | [6 empty] | 268 | 0
8139 | JOS #1 | MB | South | YES | 0 | 0 | 45 | 255 |  | 1.02 | GST | -1 | 0.11219 | 0 | 0 |  |  |  |  | -0.11219 | 0 | [6 empty] | 269 | 0
8285 | LAR #1 | MB | South | YES | 0 | 0 | 9 | 32 |  | 1.0497 | GST | -1 | 0.11219 | 0 | 0 |  |  |  |  | -0.11219 | 0 | [6 empty] | 270 | 0
8287 | LAR #2 | MB | South | YES | 0 | 0 | 9 | 32 |  | 1.04 | GST | -1 | 0.11219 | 0 | 0 |  |  |  |  | -0.11219 | 0 | [6 empty] | 271 | 0
8288 | LAR #3 | MB | South | YES | 0 | 0 | 25 | 105 |  | 1.04 | GST | -1 | 0.11219 | 0 | 0 |  |  |  |  | -0.11219 | 0 | [6 empty] | 272 | 0
8388 | BATES0A | MB | South | YES | 0 | 0 | 21 | 71 |  | 1.033 | GST | -1 | 0.11219 | 0 | 0 |  |  |  |  | -0.11219 | 0 | [6 empty] | 273 | 0
8393 | BATES0B | MB | South | YES | 0 | 0 | 25 | 110 |  | 1.03 | GST | -1 | 0.11219 | 0 | 0 |  |  |  |  | -0.11219 | 0 | [6 empty] | 274 | 0
8437 | NUECES_B0C | MB | South | YES | 0 | 0 | 7 | 30 |  | 1.03 | GST | -1 | 0.11219 | 0 | 0 |  |  |  |  | -0.11219 | 0 | [6 empty] | 275 | 0
8438 | NUECES_B0B | MB | South | YES | 0 | 0 | 26 | 169 |  | 1.03 | GST | -1 | 0.11219 | 0 | 0 |  |  |  |  | -0.11219 | 0 | [6 empty] | 276 | 0
39190 | TNSLCGN1__8 | 1 | Houston | YES | 0 | 0 | 10 | 30 |  | 1.03 | Cogen | -1 | 0.11219 | 0 | 0 |  |  | 0 | 0 | -0.11219 | 0 | [6 empty] | 277 | 0
7028 | L_MARBFA1_1Y | 1 | South | YES | -0.000275 | 0 | 0 | 18 |  | 1 | Hydro | -1 | 0.11247 | 0 | 0 |  |  |  |  | -0.11247 | 0 | [6 empty] | 278 | 0
7029 | L_MARBFA1_2Y | 2 | South | YES | -0.000275 | 0 | 0 | 18 |  | 1 | Hydro | -1 | 0.11247 | 0 | 0 |  |  |  |  | -0.11247 | 0 | [6 empty] | 279 | 0
7031 | L_MARSFO1G1Y | 1 | South | YES | -0.004134 | 0 | 0 | 36 |  | 1 | Hydro | -1 | 0.11633 | 0 | 0 |  |  |  |  | -0.11633 | 0 | [6 empty] | 280 | 0
7032 | L_MARSFO1G2Y | 2 | South | YES | -0.004134 | 0 | 0 | 35 |  | 1 | Hydro | -1 | 0.11633 | 0 | 0 |  |  |  |  | -0.11633 | 0 | [6 empty] | 281 | 0
7033 | L_MARSFO1G3Y | 3 | South | YES | -0.004134 | 0 | 0 | 36 |  | 1 | Hydro | -1 | 0.11633 | 0 | 0 |  |  |  |  | -0.11633 | 0 | [6 empty] | 282 | 0
9002 | DECKR_G3 | 3 | South | YES | -0.005309 | 0 | 24 | 42 |  | 1.015 | GGT | -1 | 0.1175 | 42 | 42 |  |  |  |  | -0.1175 | -4.935 | [6 empty] | 283 | 0
9003 | DECKR_G4 | 4 | South | YES | -0.005309 | 44 | 24 | 44 | 0 | 1.015 | GGT | -1 | 0.1175 | 44 | 44 |  |  |  |  | -0.1175 | -5.17 | [6 empty] | 284 | 0
9004 | DECKR_G5 | 5 | South | YES | -0.005309 | 44 | 24 | 44 | 0 | 1.015 | GGT | -1 | 0.1175 | 44 | 44 |  |  |  |  | -0.1175 | -5.17 | [6 empty] | 285 | 0
9005 | DECKR_G6 | 6 | South | YES | -0.005309 | 44 | 24 | 47 | 0 | 1.015 | GGT | -1 | 0.1175 | 47 | 47 |  |  |  |  | -0.1175 | -5.5225 | [6 empty] | 286 | 0
9000 | DECKR_G1 | 1 | South | YES | -0.006183 | 280 | 50 | 321 | 0 | 1.015 | GST | -1 | 0.11837 | 321 | 321 |  |  |  |  | -0.11837 | -37.9983 | [6 empty] | 287 | 0
9001 | DECKR_G2 | 2 | South | YES | -0.006183 | 400 | 50 | 426 | 0 | 1.015 | GST | -1 | 0.11837 | 426 | 426 |  |  |  |  | -0.11837 | -50.4276 | [6 empty] | 288 | 0
7020 | L_AUSTPL1_1Y | 1 | South | YES | -0.006317 | 0 | 0 | 8 |  | 1 | Hydro | -1 | 0.11851 | 0 | 0 |  |  |  |  | -0.11851 | 0 | [6 empty] | 289 | 0
7020 | L_AUSTPL1_1Y | 2 | South | YES | -0.006317 | 0 | 0 | 8 |  | 1 | Hydro | -1 | 0.11851 | 0 | 0 |  |  |  |  | -0.11851 | 0 | [6 empty] | 290 | 0
9016 | SANDH_G1 | 1 | South | YES | -0.007321 | 45 | 2 | 49 | 0 | 1.0175 | GGT | -1 | 0.11951 | 49 | 49 |  |  |  |  | -0.11951 | -5.8561 | [6 empty] | 291 | 0
9017 | SANDH_G2 | 2 | South | YES | -0.007321 | 45 | 2 | 46 | 0 | 1.0175 | GGT | -1 | 0.11951 | 46 | 46 |  |  |  |  | -0.11951 | -5.4976 | [6 empty] | 292 | 0
9018 | SANDH_G3 | 3 | South | YES | -0.007321 | 45 | 2 | 46 | 0 | 1.0175 | GGT | -1 | 0.11951 | 46 | 46 |  |  |  |  | -0.11951 | -5.4976 | [6 empty] | 293 | 0
9019 | SANDH_G4 | 4 | South | YES | -0.007321 | 0 | 2 | 47 |  | 1.0175 | GGT | -1 | 0.11951 | 47 | 47 |  |  |  |  | -0.11951 | -5.6171 | [6 empty] | 294 | 0
9020 | SANDHG5A | 5A | South | YES | -0.007321 | 150 | 84 | 155 | 0 | 1.0175 | CC | -1 | 0.11951 | 155 | 155 |  |  |  |  | -0.11951 | -18.5245 | [6 empty] | 295 | 0
9021 | SANDHG5C | 5C | South | YES | -0.007321 | 140 | 0 | 148 | 0 | 1.0175 | CC | -1 | 0.11951 | 148 | 148 |  |  |  |  | -0.11951 | -17.6879 | [6 empty] | 296 | 0
8262 | ELPS | 1 | South | YES | -0.009887 | 6 | 6 | 6 | 0 | 1.15 | Hydro | -1 | 0.12208 | 0 | 0 |  |  |  |  | -0.12208 | 0 | [6 empty] | 297 | 0
7807 | L_BASTEN1_1Y | 1 | South | YES | -0.010167 | 152.5 | 83.5 | 152.5 | 0 | 1.004 | CC | -1 | 0.12236 | 152.5 | 152.5 |  |  |  |  | -0.12236 | -18.6597 | [6 empty] | 298 | 0
7808 | L_BASTEN1_2Y | 1 | South | YES | -0.010167 | 149.5 | 83.5 | 149.5 | 0 | 1.004 | CC | -1 | 0.12236 | 149.5 | 149.5 |  |  |  |  | -0.12236 | -18.2926 | [6 empty] | 299 | 0
7809 | L_BASTEN1_3Y | 1 | South | YES | -0.010167 | 232.6 | 42 | 232.6 | 0 | 1.004 | CC | -1 | 0.12236 | 232.6 | 232.6 |  |  |  |  | -0.12236 | -28.4606 | [6 empty] | 300 | 0
7007 | L_LOSTPI1_1Y | 1 | South | YES | -0.011423 | 158.6 | 110 | 158 | 0 | 1 | CC | -1 | 0.12361 | 158 | 158 |  |  |  |  | -0.12361 | -19.5311 | [6 empty] | 301 | 0
7008 | L_LOSTPI1_2Y | 2 | South | YES | -0.011423 | 157.7 | 107 | 160 | 0 | 1 | CC | -1 | 0.12361 | 160 | 160 |  |  |  |  | -0.12361 | -19.7784 | [6 empty] | 302 | 0
7009 | L_LOSTPI1_3Y | 3 | South | YES | -0.011423 | 173.9 | 72 | 175 | 0 | 1 | CC | -1 | 0.12361 | 175 | 175 |  |  |  |  | -0.12361 | -21.6326 | [6 empty] | 303 | 0
7004 | L_SIMGID1_1Y | 1 | South | YES | -0.012114 | 132 | 40 | 132 | 0 | 1.02 | GST | -1 | 0.12431 | 132 | 132 |  |  |  |  | -0.12431 | -16.4084 | [6 empty] | 304 | 0
7005 | L_SIMGID1_2Y | 2 | South | YES | -0.012114 | 133 | 32 | 139 | 0 | 1.02 | GST | -1 | 0.12431 | 139 | 139 |  |  |  |  | -0.12431 | -17.2785 | [6 empty] | 305 | 0
7006 | L_SIMGID1_3Y | 3 | South | YES | -0.012114 | 324.9 | 60 | 329 | 0 | 1.02 | GST | -1 | 0.12431 | 329 | 329 |  |  |  |  | -0.12431 | -40.8966 | [6 empty] | 306 | 0
7487 | L_CANYHY8_1Y | 1 | South | YES | -0.021367 | 0 | 0 | 6 |  | 1 | Hydro | -1 | 0.13356 | 0 | 0 |  |  |  |  | -0.13356 | 0 | [6 empty] | 307 | 0
7303 | L_WPPGS12_1Y | 1 | South | YES | -0.022399 | 50 | 0 | 50 | 0 | 1.025 | GGT | -1 | 0.13459 | 50 | 50 |  |  |  |  | -0.13459 | -6.7295 | [6 empty] | 308 | 0
7303 | L_WPPGS12_1Y | 2 | South | YES | -0.022399 | 50 | 0 | 50 | 0 | 1.025 | GGT | -1 | 0.13459 | 50 | 50 |  |  |  |  | -0.13459 | -6.7295 | [6 empty] | 309 | 0
7305 | L_WPPGS34_1Y | 3 | South | YES | -0.022399 | 50 | 0 | 50 | 0 | 1.025 | GGT | -1 | 0.13459 | 50 | 50 |  |  |  |  | -0.13459 | -6.7295 | [6 empty] | 310 | 0
7305 | L_WPPGS34_1Y | 4 | South | YES | -0.022399 | 50 | 0 | 50 | 0 | 1.025 | GGT | -1 | 0.13459 | 50 | 50 |  |  |  |  | -0.13459 | -6.7295 | [6 empty] | 311 | 0
7010 | L_FPPYD11_1Y | 1 | South | YES | -0.024803 | 547.4 | 200 | 606 | 0 | 1.02 | LIGCO | -1 | 0.13699 | 0 | 606 |  |  |  |  | -0.13699 | 0 | [6 empty] | 312 | 0
7011 | L_FPPYD11_2Y | 2 | South | YES | -0.024803 | 552.2 | 200 | 598 | 0 | 1.02 | LIGCO | -1 | 0.13699 | 0 | 598 |  |  |  |  | -0.13699 | 0 | [6 empty] | 313 | 0
7012 | L_FPPYD21_3Y | 3 | South | YES | -0.024933 | 427.5 | 200 | 436 | 0 | 1.02 | LIGCO | -1 | 0.13712 | 0 | 436 |  |  |  |  | -0.13712 | 0 | [6 empty] | 314 | 0
7014 | L_HAYSEN1_1Y | 1 | South | YES | -0.025251 | 223.9 | 74 | 223.9 | 0 | 1.008 | CC | -1 | 0.13744 | 223.9 | 223.9 |  |  |  |  | -0.13744 | -30.7734 | [6 empty] | 315 | 0
7015 | L_HAYSEN1_2Y | 2 | South | YES | -0.025251 | 225 | 74 | 225 | 0 | 1.008 | CC | -1 | 0.13744 | 225 | 225 |  |  |  |  | -0.13744 | -30.9246 | [6 empty] | 316 | 0
7016 | L_HAYSEN1_3Y | 3 | South | YES | -0.025251 | 224.6 | 74 | 224.6 | 0 | 1.008 | CC | -1 | 0.13744 | 224.6 | 224.6 |  |  |  |  | -0.13744 | -30.8696 | [6 empty] | 317 | 0
7017 | L_HAYSEN1_4Y | 4 | South | YES | -0.025251 | 226.7 | 74 | 226.7 | 0 | 1.008 | CC | -1 | 0.13744 | 226.7 | 226.7 |  |  |  |  | -0.13744 | -31.1583 | [6 empty] | 318 | 0
7605 | L_MCQUEE9_1Y | 1 | South | YES | -0.028458 | 0 | 0 | 2.4 |  | 1.025 | Hydro | -1 | 0.14065 | 0 | 0 |  |  |  |  | -0.14065 | 0 | [6 empty] | 319 | 0
7605 | L_MCQUEE9_1Y | 2 | South | YES | -0.028458 | 0 | 0 | 2.4 |  | 1.025 | Hydro | -1 | 0.14065 | 0 | 0 |  |  |  |  | -0.14065 | 0 | [6 empty] | 320 | 0
7605 | L_MCQUEE9_1Y | 3 | South | YES | -0.028458 | 0 | 0 | 2.8 |  | 1.025 | Hydro | -1 | 0.14065 | 0 | 0 |  |  |  |  | -0.14065 | 0 | [6 empty] | 321 | 0
7810 | L_RIONOG1G1Y | 1 | South | YES | -0.029075 | 148 | 0 | 148 | 0 | 1.02 | CC | -1 | 0.14127 | 148 | 148 |  |  |  |  | -0.14127 | -20.9075 | [6 empty] | 322 | 0
7811 | L_RIONOG1G2Y | 2 | South | YES | -0.029075 | 148 | 0 | 148 | 0 | 1.02 | CC | -1 | 0.14127 | 148 | 148 |  |  |  |  | -0.14127 | -20.9075 | [6 empty] | 323 | 0
7812 | L_RIONOG1G3Y | 3 | South | YES | -0.029075 | 154 | 0 | 154 | 0 | 1.02 | CC | -1 | 0.14127 | 154 | 154 |  |  |  |  | -0.14127 | -21.7551 | [6 empty] | 324 | 0
7813 | L_RIONOG1S1Y | 4 | South | YES | -0.029075 | 293 | 0 | 293 | 0 | 1.02 | CC | -1 | 0.14127 | 293 | 293 |  |  |  |  | -0.14127 | -41.3911 | [6 empty] | 325 | 0
7609 | L_SCHUMA8_1Y | 1 | South | YES | -0.029611 | 0 | 0 | 4 |  | 1 | Hydro | -1 | 0.1418 | 0 | 0 |  |  |  |  | -0.1418 | 0 | [6 empty] | 326 | 0
7624 | L_LAKEWO9_1Y | 1 | South | YES | -0.030414 | 0 | 0 | 2.4 |  | 1 | Hydro | -1 | 0.14261 | 0 | 0 |  |  |  |  | -0.14261 | 0 | [6 empty] | 327 | 0
7624 | L_LAKEWO9_1Y | 2 | South | YES | -0.030414 | 0 | 0 | 2.4 |  | 1 | Hydro | -1 | 0.14261 | 0 | 0 |  |  |  |  | -0.14261 | 0 | [6 empty] | 328 | 0
58909 | PEARSALLSCG1 | 1 | South | YES | -0.032133 | 0 | 0 | 8.4 |  | 1.027 | Diesel | -1 | 0.14432 | 8.4 | 8.4 |  |  |  |  | -0.14432 | -1.2123 | [6 empty] | 329 | 0
58909 | PEARSALLSCG1 | 2 | South | YES | -0.032133 | 0 | 0 | 8.4 |  | 1.027 | Diesel | -1 | 0.14432 | 8.4 | 8.4 |  |  |  |  | -0.14432 | -1.2123 | [6 empty] | 330 | 0
58909 | PEARSALLSCG1 | 3 | South | YES | -0.032133 | 0 | 0 | 8.4 |  | 1.027 | Diesel | -1 | 0.14432 | 8.4 | 8.4 |  |  |  |  | -0.14432 | -1.2123 | [6 empty] | 331 | 0
58909 | PEARSALLSCG1 | 4 | South | YES | -0.032133 | 0 | 0 | 8.4 |  | 1.027 | Diesel | -1 | 0.14432 | 8.4 | 8.4 |  |  |  |  | -0.14432 | -1.2123 | [6 empty] | 332 | 0
58909 | PEARSALLSCG1 | 5 | South | YES | -0.032133 | 0 | 0 | 8.4 |  | 1.027 | Diesel | -1 | 0.14432 | 8.4 | 8.4 |  |  |  |  | -0.14432 | -1.2123 | [6 empty] | 333 | 0
58909 | PEARSALLSCG1 | 6 | South | YES | -0.032133 | 0 | 0 | 8.4 |  | 1.027 | Diesel | -1 | 0.14432 | 8.4 | 8.4 |  |  |  |  | -0.14432 | -1.2123 | [6 empty] | 334 | 0
58919 | PEARSALLSCG2 | 1 | South | YES | -0.032133 | 0 | 0 | 8.4 |  | 1.027 | Diesel | -1 | 0.14432 | 8.4 | 8.4 |  |  |  |  | -0.14432 | -1.2123 | [6 empty] | 335 | 0
58919 | PEARSALLSCG2 | 2 | South | YES | -0.032133 | 0 | 0 | 8.4 |  | 1.027 | Diesel | -1 | 0.14432 | 8.4 | 8.4 |  |  |  |  | -0.14432 | -1.2123 | [6 empty] | 336 | 0
58919 | PEARSALLSCG2 | 3 | South | YES | -0.032133 | 0 | 0 | 8.4 |  | 1.027 | Diesel | -1 | 0.14432 | 8.4 | 8.4 |  |  |  |  | -0.14432 | -1.2123 | [6 empty] | 337 | 0
58919 | PEARSALLSCG2 | 4 | South | YES | -0.032133 | 0 | 0 | 8.4 |  | 1.027 | Diesel | -1 | 0.14432 | 8.4 | 8.4 |  |  |  |  | -0.14432 | -1.2123 | [6 empty] | 338 | 0
58919 | PEARSALLSCG2 | 5 | South | YES | -0.032133 | 0 | 0 | 8.4 |  | 1.027 | Diesel | -1 | 0.14432 | 8.4 | 8.4 |  |  |  |  | -0.14432 | -1.2123 | [6 empty] | 339 | 0
58919 | PEARSALLSCG2 | 6 | South | YES | -0.032133 | 0 | 0 | 8.4 |  | 1.027 | Diesel | -1 | 0.14432 | 8.4 | 8.4 |  |  |  |  | -0.14432 | -1.2123 | [6 empty] | 340 | 0
58929 | PEARSALLSCG3 | 1 | South | YES | -0.032133 | 0 | 0 | 8.4 |  | 1.027 | Diesel | -1 | 0.14432 | 8.4 | 8.4 |  |  |  |  | -0.14432 | -1.2123 | [6 empty] | 341 | 0
58929 | PEARSALLSCG3 | 2 | South | YES | -0.032133 | 0 | 0 | 8.4 |  | 1.027 | Diesel | -1 | 0.14432 | 8.4 | 8.4 |  |  |  |  | -0.14432 | -1.2123 | [6 empty] | 342 | 0
58929 | PEARSALLSCG3 | 3 | South | YES | -0.032133 | 0 | 0 | 8.4 |  | 1.027 | Diesel | -1 | 0.14432 | 8.4 | 8.4 |  |  |  |  | -0.14432 | -1.2123 | [6 empty] | 343 | 0
58929 | PEARSALLSCG3 | 4 | South | YES | -0.032133 | 0 | 0 | 8.4 |  | 1.027 | Diesel | -1 | 0.14432 | 8.4 | 8.4 |  |  |  |  | -0.14432 | -1.2123 | [6 empty] | 344 | 0
58929 | PEARSALLSCG3 | 5 | South | YES | -0.032133 | 0 | 0 | 8.4 |  | 1.027 | Diesel | -1 | 0.14432 | 8.4 | 8.4 |  |  |  |  | -0.14432 | -1.2123 | [6 empty] | 345 | 0
58929 | PEARSALLSCG3 | 6 | South | YES | -0.032133 | 0 | 0 | 8.4 |  | 1.027 | Diesel | -1 | 0.14432 | 8.4 | 8.4 |  |  |  |  | -0.14432 | -1.2123 | [6 empty] | 346 | 0
58949 | PEARSALLSCG4 | 1 | South | YES | -0.032133 | 0 | 0 | 8.4 |  | 1.027 | Diesel | -1 | 0.14432 | 8.4 | 8.4 |  |  |  |  | -0.14432 | -1.2123 | [6 empty] | 347 | 0
58949 | PEARSALLSCG4 | 2 | South | YES | -0.032133 | 0 | 0 | 8.4 |  | 1.027 | Diesel | -1 | 0.14432 | 8.4 | 8.4 |  |  |  |  | -0.14432 | -1.2123 | [6 empty] | 348 | 0
58949 | PEARSALLSCG4 | 3 | South | YES | -0.032133 | 0 | 0 | 8.4 |  | 1.027 | Diesel | -1 | 0.14432 | 8.4 | 8.4 |  |  |  |  | -0.14432 | -1.2123 | [6 empty] | 349 | 0
58949 | PEARSALLSCG4 | 4 | South | YES | -0.032133 | 0 | 0 | 8.4 |  | 1.027 | Diesel | -1 | 0.14432 | 8.4 | 8.4 |  |  |  |  | -0.14432 | -1.2123 | [6 empty] | 350 | 0
58949 | PEARSALLSCG4 | 5 | South | YES | -0.032133 | 0 | 0 | 8.4 |  | 1.027 | Diesel | -1 | 0.14432 | 8.4 | 8.4 |  |  |  |  | -0.14432 | -1.2123 | [6 empty] | 351 | 0
58949 | PEARSALLSCG4 | 6 | South | YES | -0.032133 | 0 | 0 | 8.4 |  | 1.027 | Diesel | -1 | 0.14432 | 8.4 | 8.4 |  |  |  |  | -0.14432 | -1.2123 | [6 empty] | 352 | 0
7800 | L_GUADGE1_1Y | 1 | South | YES | -0.032669 | 147 | 30 | 147 | 0 | 1.02 | CC | -1 | 0.14486 | 147 | 147 |  |  |  |  | -0.14486 | -21.2945 | [6 empty] | 353 | 0
7801 | L_GUADGE1_2Y | 2 | South | YES | -0.032669 | 138 | 30 | 138 | 0 | 1.02 | CC | -1 | 0.14486 | 138 | 138 |  |  |  |  | -0.14486 | -19.9908 | [6 empty] | 354 | 0
7802 | L_GUADGE1_3Y | 3 | South | YES | -0.032669 | 146 | 30 | 146 | 0 | 1.02 | CC | -1 | 0.14486 | 146 | 146 |  |  |  |  | -0.14486 | -21.1497 | [6 empty] | 355 | 0
7803 | L_GUADGE1_4Y | 4 | South | YES | -0.032669 | 149 | 30 | 149 | 0 | 1.02 | CC | -1 | 0.14486 | 149 | 149 |  |  |  |  | -0.14486 | -21.5842 | [6 empty] | 356 | 0
7804 | L_GUADGE1_5Y | 5 | South | YES | -0.032669 | 182 | 30 | 182 | 0 | 1.02 | CC | -1 | 0.14486 | 182 | 182 |  |  |  |  | -0.14486 | -26.3646 | [6 empty] | 357 | 0
7805 | L_GUADGE1_6Y | 6 | South | YES | -0.032669 | 203 | 30 | 203 | 0 | 1.02 | CC | -1 | 0.14486 | 203 | 203 |  |  |  |  | -0.14486 | -29.4067 | [6 empty] | 358 | 0
5028 | BRAUNIG_VHB3 | 3 | South | YES | -0.033504 | 407 | 60 | 407 | 0 | 1.0138 | GST | -1 | 0.1457 | 407 | 407 |  |  |  |  | -0.1457 | -59.2982 | [6 empty] | 359 | 0
5396 | CALAVER_OWS1 | 1 | South | YES | -0.033514 | 418 | 80 | 418 | 0 | 1.0192 | GST | -1 | 0.14571 | 418 | 418 |  |  |  |  | -0.14571 | -60.905 | [6 empty] | 360 | 0
5397 | CALAVER_OWS2 | 2 | South | YES | -0.033514 | 400 | 80 | 400 | 0 | 1.0192 | GST | -1 | 0.14571 | 400 | 400 |  |  |  |  | -0.14571 | -58.2823 | [6 empty] | 361 | 0
5111 | CALAVER_JTD1 | 1 | South | YES | -0.033526 | 430 | 80 | 430 | 0 | 1.0138 | LIGCO | -1 | 0.14572 | 0 | 430 |  |  |  |  | -0.14572 | 0 | [6 empty] | 362 | 0
5112 | CALAVER_JTD2 | 2 | South | YES | -0.033526 | 430 | 80 | 430 | 0 | 1.0138 | LIGCO | -1 | 0.14572 | 0 | 430 |  |  |  |  | -0.14572 | 0 | [6 empty] | 363 | 0
5436 | TUTTL_WBT1G1 | 1 | South | YES | -0.033548 | 48.8 | 20 | 61 | 0 | 1.012 | GST | -1 | 0.14574 | 61 | 61 |  |  |  |  | -0.14574 | -8.8901 | [6 empty] | 364 | 0
5438 | TUTTL_WBT3G3 | 3 | South | YES | -0.033548 | 95 | 25 | 95 | 0 | 1.012 | GST | -1 | 0.14574 | 95 | 95 |  |  |  |  | -0.14574 | -13.8453 | [6 empty] | 365 | 0
5439 | TUTTL_WBT4G4 | 4 | South | YES | -0.033548 | 151 | 40 | 151 | 0 | 1.012 | GST | -1 | 0.14574 | 151 | 151 |  |  |  |  | -0.14574 | -22.0067 | [6 empty] | 366 | 0
5264 | LEON_LCP3G3 | 3 | South | YES | -0.033559 | 0 | 20 | 58 |  | 1.0197 | GST | -1 | 0.14575 | 58 | 58 |  |  |  |  | -0.14575 | -8.4535 | [6 empty] | 367 | 0
5265 | LEON_LCP4G4 | 4 | South | YES | -0.033559 | 89 | 25 | 89 | 0 | 1.0197 | GST | -1 | 0.14575 | 89 | 89 |  |  |  |  | -0.14575 | -12.9718 | [6 empty] | 368 | 0
5266 | LEON_LCPCT1 | 1 | South | YES | -0.033559 | 44 | 24 | 44 | 0 | 1.0197 | GGT | -1 | 0.14575 | 44 | 44 |  |  |  |  | -0.14575 | -6.413 | [6 empty] | 369 | 0
5267 | LEON_LCPCT2 | 2 | South | YES | -0.033559 | 44 | 24 | 44 | 0 | 1.0197 | GGT | -1 | 0.14575 | 44 | 44 |  |  |  |  | -0.14575 | -6.413 | [6 empty] | 370 | 0
5268 | LEON_LCPCT3 | 3 | South | YES | -0.033559 | 43 | 24 | 43 | 0 | 1.0197 | GGT | -1 | 0.14575 | 43 | 43 |  |  |  |  | -0.14575 | -6.2673 | [6 empty] | 371 | 0
5269 | LEON_LCPCT4 | 4 | South | YES | -0.033559 | 45 | 24 | 45 | 0 | 1.0197 | GGT | -1 | 0.14575 | 45 | 45 |  |  |  |  | -0.14575 | -6.5588 | [6 empty] | 372 | 0
5026 | BRAUNIG_VHB1 | 1 | South | YES | -0.033638 | 215 | 40 | 215 | 0 | 1.0192 | GST | -1 | 0.14583 | 215 | 215 |  |  |  |  | -0.14583 | -31.3534 | [6 empty] | 373 | 0
5027 | BRAUNIG_VHB2 | 2 | South | YES | -0.033638 | 216 | 40 | 216 | 0 | 1.0192 | GST | -1 | 0.14583 | 216 | 216 |  |  |  |  | -0.14583 | -31.4992 | [6 empty] | 374 | 0
5890 | PEARSALLGEN1 | 1 | South | YES | -0.033855 | 19.2 | 6 | 24 | 0 | 1.0226 | GST | -1 | 0.14605 | 24 | 24 |  |  |  |  | -0.14605 | -3.5051 | [6 empty] | 375 | 0
5891 | PEARSALLGEN2 | 1 | South | YES | -0.033855 | 19.4 | 6 | 24.3 | 0 | 1.0226 | GST | -1 | 0.14605 | 24.3 | 24.3 |  |  |  |  | -0.14605 | -3.5489 | [6 empty] | 376 | 0
5892 | PEARSALLGEN3 | 1 | South | YES | -0.033855 | 19.1 | 6 | 23.9 | 0 | 1.0226 | GST | -1 | 0.14605 | 23.9 | 23.9 |  |  |  |  | -0.14605 | -3.4905 | [6 empty] | 377 | 0
5476 | BRA_AVR1_CT1 | 1 | South | YES | -0.034816 | 155 | 90 | 155 | 0 | 1.025 | CC | -1 | 0.14701 | 155 | 155 |  |  |  |  | -0.14701 | -22.7862 | [6 empty] | 378 | 0
5477 | BRA_AVR1_ST | 1 | South | YES | -0.034816 | 174 | 138 | 174 | 0 | 1.025 | CC | -1 | 0.14701 | 174 | 174 |  |  |  |  | -0.14701 | -25.5793 | [6 empty] | 379 | 0
5478 | BRA_AVR1_CT2 | 1 | South | YES | -0.034816 | 155 | 90 | 155 | 0 | 1.025 | CC | -1 | 0.14701 | 155 | 155 |  |  |  |  | -0.14701 | -22.7862 | [6 empty] | 380 | 0
5401 | CALAVER_JKS1 | 1 | South | YES | -0.035686 | 562 | 100 | 562 | 0 | 1.026 | LIGCO | -1 | 0.14788 | 0 | 562 |  |  |  |  | -0.14788 | 0 | [6 empty] | 381 | 0
8189 | CUECPL2A | 1 | South | YES | -0.037112 | 12 | 0 | 12 | 0 | 1.02 | Cogen | -1 | 0.1493 | 0 | 0 |  |  |  |  | -0.1493 | 0 | [6 empty] | 382 | 0
5903 | SANMIGUELGEN | 1 | South | YES | -0.04021 | 396.3 | 180 | 396.3 | 0 | 1.0336 | LIGCO | -1 | 0.1524 | 0 | 396.3 |  |  |  |  | -0.1524 | 0 | [6 empty] | 383 | 0
80265 | LARECU40A | 4 | South | YES | -0.040874 | 80 | 0 | 100 |  | 1.039 | GGT | -1 | 0.15307 | 100 | 100 |  |  |  |  | -0.15307 | -15.3066 | [6 empty] | 384 | 0
80266 | LARECU50A | 5 | South | YES | -0.040874 | 80 | 0 | 100 |  | 1.039 | GGT | -1 | 0.15307 | 100 | 100 |  |  |  |  | -0.15307 | -15.3066 | [6 empty] | 385 | 0
80012 | LAR | F | South | YES | -0.040876 | 0 | 0 | 0 | 0 | 1.04 | DCTie | -1 | 0.15307 | 0 | 0 |  |  |  |  | -0.15307 | 0 | [6 empty] | 386 | 0
88299 | ZAPATA | F | South | YES | -0.045697 | 0 | 0 | 0 | 0 | 1.02 | BLT | -1 | 0.15789 | 0 | 0 |  |  |  |  | -0.15789 | 0 | [6 empty] | 387 | 0
88198 | BEEVILLE | F | South | YES | -0.047709 | 0 | 0 | 0 | 0 | 1.02 | AVR | -1 | 0.1599 | 0 | 0 |  |  |  |  | -0.1599 | 0 | [6 empty] | 388 | 0
5728 | FALCONHYDRO2 | 2 | South | YES | -0.048965 | 12 | 0 | 12 | 0 | 1.0234 | Hydro | -1 | 0.16116 | 0 | 0 |  |  |  |  | -0.16116 | 0 | [6 empty] | 389 | 0
5729 | FALCONHYDRO3 | 3 | South | YES | -0.048965 | 11 | 0 | 11 | 0 | 1.0234 | Hydro | -1 | 0.16116 | 0 | 0 |  |  |  |  | -0.16116 | 0 | [6 empty] | 390 | 0
8048 | FALCONHYDRO1 | 1 | South | YES | -0.048965 | 12 | 0 | 12 | 0 | 1.0234 | Hydro | -1 | 0.16116 | 0 | 0 |  |  |  |  | -0.16116 | 0
88508 | FALFURRI | F | South | YES | -0.049554 | 0 | 0 | 0 | 0 | 1 | AVR | -1 | 0.16175 | 0 | 0 |  |  |  |  | -0.16175 | 0
8161 | COLETO0A | 1 | South | YES | -0.050347 | 633 | 200 | 633 | 0 | 1.03 | LIGCO | -1 | 0.16254 | 0 | 633 |  |  |  |  | -0.16254 | 0
8933 | FGNTS001 | 1 | South | YES | -0.052381 | 146.5 | 0 | 146.5 | 0 | 1.03 | CC | -1 | 0.16457 | 146.5 | 146.5 |  |  |  |  | -0.16457 | -24.1099
8934 | FGNTS101 | 2 | South | YES | -0.052381 | 147.9 | 0 | 147.9 | 0 | 1.03 | CC | -1 | 0.16457 | 147.9 | 147.9 |  |  |  |  | -0.16457 | -24.3403
8935 | FGNTS201 | 3 | South | YES | -0.052381 | 173 | 0 | 173 | 0 | 1.03 | CC | -1 | 0.16457 | 173 | 173 |  |  |  |  | -0.16457 | -28.4711
8981 | HECN1 | 1 | South | YES | -0.052956 | 144.8 | 0 | 144.8 | 0 | 1.0304 | CC | -1 | 0.16515 | 144.8 | 144.8 |  |  |  |  | -0.16515 | -23.9134
8982 | HECN2 | 2 | South | YES | -0.052956 | 144.1 | 0 | 144.1 | 0 | 1.0304 | CC | -1 | 0.16515 | 144.1 | 144.1 |  |  |  |  | -0.16515 | -23.7978
8983 | HECN3 | 3 | South | YES | -0.052956 | 171.9 | 0 | 171.9 | 0 | 1.0304 | CC | -1 | 0.16515 | 171.9 | 171.9 |  |  |  |  | -0.16515 | -28.3889
8936 | MVGN#1 | 1 | South | YES | -0.052957 | 216.6 | 0 | 216.6 | 0 | 1.0304 | CC | -1 | 0.16515 | 216.6 | 216.6 |  |  |  |  | -0.16515 | -35.7712
8937 | MVGN#2 | 2 | South | YES | -0.052957 | 216.7 | 0 | 216.7 | 0 | 1.0304 | CC | -1 | 0.16515 | 216.7 | 216.7 |  |  |  |  | -0.16515 | -35.7877
8938 | MVGN#3 | 3 | South | YES | -0.052957 | 250.9 | 0 | 250.9 | 0 | 1.0304 | CC | -1 | 0.16515 | 250.9 | 250.9 |  |  |  |  | -0.16515 | -41.4358
5932 | SI_RAY9 | 9 | South | YES | -0.053208 | 32 | 32 | 38 | 0 | 1.035 | CC | -1 | 0.1654 | 38 | 38 |  |  |  |  | -0.1654 | -6.2852
5933 | SI_RAY6 | 6 | South | YES | -0.053208 | 15.4 | 10 | 19.3 | 0 | 1.035 | GST | -1 | 0.1654 | 19.3 | 19.3 |  |  |  |  | -0.1654 | -3.1922
5935 | SI_RAY10 | 10 | South | YES | -0.053208 | 47 | 10 | 47 | 0 | 1.03 | CC | -1 | 0.1654 | 47 | 47 |  |  |  |  | -0.1654 | -7.7738
80003 | MILHWYS | F | South | YES | -0.053208 | 0 | 0 | 0 | 0 | 1.0168 | AVR | -1 | 0.1654 | 0 | 0 |  |  |  |  | -0.1654 | 0
80080 | GWINDT11A | 1 | South | YES | -0.053362 | 28.2 | 0 | 94 | 0 | 1.025 | Wind | -1 | 0.16555 | 0 | 94 |  |  |  |  | -0.16555 | 0
80080 | GWINDT11A | 2 | South | YES | -0.053362 | 0 | 0 | 41 | 0 | 1.025 | Wind | -1 | 0.16555 | 0 | 41 |  |  |  |  | -0.16555 | 0
80080 | GWINDT11A | 3 | South | YES | -0.053362 | 0 | 0 | 38 | 0 | 1.025 | Wind | -1 | 0.16555 | 0 | 38 |  |  |  |  | -0.16555 | 0
80080 | GWINDT11A | 4 | South | YES | -0.053362 | 3.8 | 0 | 19 | 0 | 1.025 | Wind | -1 | 0.16555 | 0 | 19 |  |  |  |  | -0.16555 | 0
80081 | GWINDT21A | 1 | South | YES | -0.053362 | 28.2 | 0 | 94 | 0 | 1.025 | Wind | -1 | 0.16555 | 0 | 94 |  |  |  |  | -0.16555 | 0
80081 | GWINDT21A | 2 | South | YES | -0.053362 | 7.2 | 0 | 36 | 0 | 1.025 | Wind | -1 | 0.16555 | 0 | 36 |  |  |  |  | -0.16555 | 0
80081 | GWINDT21A | 3 | South | YES | -0.053362 | 8.6 | 0 | 43 | 0 | 1.025 | Wind | -1 | 0.16555 | 0 | 43 |  |  |  |  | -0.16555 | 0
80081 | GWINDT21A | 4 | South | YES | -0.053362 | 4.4 | 0 | 22 | 0 | 1.025 | Wind | -1 | 0.16555 | 0 | 22 |  |  |  |  | -0.16555 | 0
80180 | PNSCALT11A | 1 | South | YES | -0.053362 | 43.8 | 0 | 148 | 0 | 1.025 | Wind | -1 | 0.16555 | 0 | 148 |  |  |  |  | -0.16555 | 0
80180 | PNSCALT11A | 2 | South | YES | -0.053362 | 10 | 0 | 50 | 0 | 1.025 | Wind | -1 | 0.16555 | 0 | 50 |  |  |  |  | -0.16555 | 0
80181 | PNSCALT21A | 1 | South | YES | -0.053362 | 16.5 | 0 | 55 | 0 | 1.025 | Wind | -1 | 0.16555 | 0 | 55 |  |  |  |  | -0.16555 | 0
80181 | PNSCALT21A | 2 | South | YES | -0.053362 | 10 | 0 | 50 | 0 | 1.025 | Wind | -1 | 0.16555 | 0 | 50 |  |  |  |  | -0.16555 | 0
8517 | CELANEBI0A | 1 | South | YES | -0.053425 | 29 | 0 | 29 | 0 | 1.02 | Cogen | -1 | 0.16562 | 0 | 0 |  |  |  |  | -0.16562 | 0
8461 | KOCH_UP0A | 1 | South | YES | -0.053863 | 38 | 0 | 38 | 0 | 1.012 | Cogen | -1 | 0.16605 | 0 | 0 |  |  |  |  | -0.16605 | 0
8511 | OXY_CC0A | 1 | South | YES | -0.053915 | 30.3 | 0 | 38 | 0 | 1.027 | Cogen | -1 | 0.16611 | 0 | 0 |  |  |  |  | -0.16611 | 0
8506 | VAL #1 | 1 | South | YES | -0.053995 | 20.9 | 0 | 25 | 0 | 1.0055 | Cogen | -1 | 0.16619 | 0 | 0 |  |  |  |  | -0.16619 | 0
8507 | VAL #2 | 2 | South | YES | -0.053995 | 20.9 | 0 | 25 | 0 | 1.0055 | Cogen | -1 | 0.16619 | 0 | 0 |  |  |  |  | -0.16619 | 0
8459 | B_DAVIS0B | MB | South | YES | -0.054116 | 0 | 50 | 339 |  | 1.03 | GSC | -1 | 0.16631 | 0 | 0 |  |  |  |  | -0.16631 | 0
8460 | B_DAVIS0A | MB | South | YES | -0.054116 | 0 | 50 | 340 |  | 1.03 | GSC | -1 | 0.16631 | 0 | 0 |  |  |  |  | -0.16631 | 0
80263 | B_DAVIS31A | 3 | South | YES | -0.054116 | 0 | 0 | 180 |  | 1.0366 | CC | -1 | 0.16631 | 180 | 180 |  |  |  |  | -0.16631 | -29.9354
80264 | B_DAVIS41A | 4 | South | YES | -0.054116 | 0 | 0 | 180 |  | 1.0366 | CC | -1 | 0.16631 | 180 | 180 |  |  |  |  | -0.16631 | -29.9354
8456 | COSW#1 | 1 | South | YES | -0.054244 | 20 | 0 | 20 | 0 | 1.027 | Cogen | -1 | 0.16644 | 0 | 0 |  |  |  |  | -0.16644 | 0
8457 | COSW#2 | 2 | South | YES | -0.054244 | 14 | 0 | 14 | 0 | 1.027 | Cogen | -1 | 0.16644 | 0 | 0 |  |  |  |  | -0.16644 | 0
8560 | CNOPGT1 | 1 | South | YES | -0.054307 | 148.3 | 0 | 148.3 | 0 | 1.03 | Cogen | -1 | 0.1665 | 0 | 0 |  |  |  |  | -0.1665 | 0
8561 | CNOPGT2 | 2 | South | YES | -0.054307 | 148.6 | 0 | 148.6 | 0 | 1.03 | Cogen | -1 | 0.1665 | 0 | 0 |  |  |  |  | -0.1665 | 0
8562 | CNOPST1 | 3 | South | YES | -0.054307 | 153 | 0 | 153 | 0 | 1.03 | Cogen | -1 | 0.1665 | 0 | 0 |  |  |  |  | -0.1665 | 0
8442 | NBEC7 | 7 | South | YES | -0.054319 | 0 | 81 | 367 |  | 1.0298 | GST | -1 | 0.16651 | 367 | 367 |  |  |  |  | -0.16651 | -61.1094
8442 | NBEC7 | MB | South | YES | -0.054319 | 0 | 81 | 367 |  | 1.0298 | GST | -1 | 0.16651 | 0 | 0 |  |  |  |  | -0.16651 | 0
8173 | VICEC51A | 5 | South | YES | -0.055391 | 144 | 18 | 144 | 0 | 1.025 | CC | -1 | 0.16758 | 144 | 144 |  |  |  |  | -0.16758 | -24.1319
8174 | VICEC61A | 6 | South | YES | -0.055391 | 188 | 42 | 188 | 0 | 1.025 | CC | -1 | 0.16758 | 188 | 188 |  |  |  |  | -0.16758 | -31.5055
8926 | LGE_GT10A | 1 | South | YES | -0.055436 | 158 | 0 | 158 | 0 | 1.03 | Cogen | -1 | 0.16763 | 0 | 0 |  |  |  |  | -0.16763 | 0
8927 | LGE_GT20A | 2 | South | YES | -0.055436 | 153 | 0 | 153 | 0 | 1.03 | Cogen | -1 | 0.16763 | 0 | 0 |  |  |  |  | -0.16763 | 0
8928 | LGE_STG0A | 3 | South | YES | -0.055436 | 100 | 0 | 100 | 0 | 1.03 | Cogen | -1 | 0.16763 | 0 | 0 |  |  |  |  | -0.16763 | 0
8930 | ICPGN10A | 1 | South | YES | -0.055436 | 149 | 0 | 149 | 0 | 1.03 | Cogen | -1 | 0.16763 | 0 | 0 |  |  |  |  | -0.16763 | 0
8931 | ICPGN20A | 2 | South | YES | -0.055436 | 150 | 0 | 150 | 0 | 1.03 | Cogen | -1 | 0.16763 | 0 | 0 |  |  |  |  | -0.16763 | 0
8932 | ICPGN30A | 3 | South | YES | -0.055436 | 127 | 0 | 127 | 0 | 1.03 | Cogen | -1 | 0.16763 | 0 | 0 |  |  |  |  | -0.16763 | 0
80223 | REYSHR G | 1 | South | YES | -0.055436 | 12 | 0 | 12 | 0 | 1.032 | Cogen | -1 | 0.16763 | 0 | 0 |  |  |  |  | -0.16763 | 0
5508 | RAYBURNCC9 | 1 | South | YES | -0.05646 | 47.7 | 18.2 | 47.7 | 0 | 1.0296 | CC | -1 | 0.16865 | 47.7 | 47.7 |  |  |  |  | -0.16865 | -8.0447
5509 | RAYBURNCC10 | 1 | South | YES | -0.05646 | 37.3 | 5.2 | 37.3 | 0 | 1.0296 | CC | -1 | 0.16865 | 37.3 | 37.3 |  |  |  |  | -0.16865 | -6.2907
5511 | RAYBURNCC7 | 1 | South | YES | -0.05646 | 47.5 | 18.2 | 47.5 | 0 | 1.0296 | CC | -1 | 0.16865 | 47.5 | 47.5 |  |  |  |  | -0.16865 | -8.011
5512 | RAYBURNCC8 | 1 | South | YES | -0.05646 | 49.3 | 18.2 | 49.3 | 0 | 1.0296 | CC | -1 | 0.16865 | 49.3 | 49.3 |  |  |  |  | -0.16865 | -8.3145
8066 | DUP1V#1 | 1 | South | YES | -0.056496 | 52.3 | 0 | 73 | 0 | 1.01 | Cogen | -1 | 0.16869 | 0 | 0 |  |  |  |  | -0.16869 | 0
5503 | RAYBURNGEN3 | 1 | South | YES | -0.056994 | 17.6 | 6 | 22 | 0 | 1.0224 | GST | -1 | 0.16919 | 22 | 22 |  |  |  |  | -0.16919 | -3.7221
5505 | RAYBURNGEN1 | 1 | South | YES | -0.056994 | 0 | 1 | 11 |  | 1.0223 | GGT | -1 | 0.16919 | 11 | 11 |  |  |  |  | -0.16919 | -1.861
5506 | RAYBURNGEN2 | 1 | South | YES | -0.056994 | 0 | 1 | 11 |  | 1.0223 | GGT | -1 | 0.16919 | 11 | 11 |  |  |  |  | -0.16919 | -1.861
80224 | VISTRONG1 | 1 | South | YES | -0.058395 | 13.1 | 0 | 15 | 0 | 1.01 | Cogen | -1 | 0.17059 | 0 | 0 |  |  |  |  | -0.17059 | 0
80225 | VISTRONG2 | 2 | South | YES | -0.058395 | 20.2 | 0 | 23 | 0 | 1.01 | Cogen | -1 | 0.17059 | 0 | 0 |  |  |  |  | -0.17059 | 0
80227 | AIRCO G | 1 | South | YES | -0.059076 | 7.2 | 0 | 8 | 0 | 1.0104 | Cogen | -1 | 0.17127 | 0 | 0 |  |  |  |  | -0.17127 | 0
8147 | UCAR #2 | 10 | South | YES | -0.059485 | 18.2 | 0 | 28 |  | 1 | Cogen | -1 | 0.17168 | 0 | 0 |  |  |  |  | -0.17168 | 0
8148 | UCAR #1 | 2 | South | YES | -0.059485 | 6.1 | 0 | 7 | 0 | 1.009 | Cogen | -1 | 0.17168 | 0 | 0 |  |  |  |  | -0.17168 | 0
80137 | CSDR89 | 8 | South | YES | -0.059485 | 33.9 | 0 | 39 | 0 | 1.003 | DCTie | -1 | 0.17168 | 0 | 0 |  |  |  |  | -0.17168 | 0
80137 | CSDR89 | 9 | South | YES | -0.059485 | 15 | 0 | 15 | 0 | 1.003 | DCTie | -1 | 0.17168 | 0 | 0 |  |  |  |  | -0.17168 | 0
80138 | CSDR7 | 7 | South | YES | -0.059485 | 6.1 | 0 | 7 | 0 | 1.014 | DCTie | -1 | 0.17168 | 0 | 0 |  |  |  |  | -0.17168 | 0
80139 | CSDR56 | 5 | South | YES | -0.059485 | 15 | 0 | 15 |  | 1.0033 | DCTie | -1 | 0.17168 | 0 | 0 |  |  |  |  | -0.17168 | 0
80139 | CSDR56 | 6 | South | YES | -0.059485 | 0 | 0 | 39 |  | 1.0033 | DCTie | -1 | 0.17168 | 0 | 0 |  |  |  |  | -0.17168 | 0
80140 | CSDR11 | 11 | South | YES | -0.059485 | 33.9 | 0 | 39 | 0 | 1.03 | DCTie | -1 | 0.17168 | 0 | 0 |  |  |  |  | -0.17168 | 0
80226 | ALCOA G | 1 | South | YES | -0.062218 | 32.3 | 5 | 48 | 0 | 1.015 | Cogen | -1 | 0.17441 | 0 | 0 |  |  |  |  | -0.17441 | 0
8134 | FOR #1 | 1 | South | YES | -0.063046 | 54.1 | 45 | 79 | 0 | 1 | Cogen | -1 | 0.17524 | 0 | 0 |  |  |  |  | -0.17524 | 0
8138 | FOR #2 | 2 | South | YES | -0.063046 | 63.1 | 45 | 81 | 0 | 1 | Cogen | -1 | 0.17524 | 0 | 0 |  |  |  |  | -0.17524 | 0
8153 | FOR #3 | 3 | South | YES | -0.063046 | 63.1 | 45 | 79.9 | 0 | 1 | Cogen | -1 | 0.17524 | 0 | 0 |  |  |  |  | -0.17524 | 0
8154 | FOR #4 | 4 | South | YES | -0.063046 | 63.1 | 60 | 80 | 0 | 1 | Cogen | -1 | 0.17524 | 0 | 0 |  |  |  |  | -0.17524 | 0
8155 | FOR #5 | 5 | South | YES | -0.063046 | 63.1 | 60 | 78.4 | 0 | 1 | Cogen | -1 | 0.17524 | 0 | 0 |  |  |  |  | -0.17524 | 0
8156 | FOR #6 | 6 | South | YES | -0.063046 | 24.9 | 5 | 25 | 0 | 1 | Cogen | -1 | 0.17524 | 0 | 0 |  |  |  |  | -0.17524 | 0
8157 | FOR #7 | 7 | South | YES | -0.063046 | 28.8 | 5 | 46 | 0 | 1 | Cogen | -1 | 0.17524 | 0 | 0 |  |  |  |  | -0.17524 | 0
80051 | FOR #8 | 8 | South | YES | -0.063046 | 28 | 28 | 28 |  | 1 | Cogen | -1 | 0.17524 | 0 | 0 |  |  |  |  | -0.17524 | 0
80052 | FOR #9 | 9 | South | YES | -0.063046 | 29.7 | 5 | 43.6 | 0 | 1 | Cogen | -1 | 0.17524 | 0 | 0 |  |  |  |  | -0.17524 | 0
80053 | FOR #10 | 10 | South | YES | -0.063046 | 68.4 | 45 | 75 | 0 | 1 | Cogen | -1 | 0.17524 | 0 | 0 |  |  |  |  | -0.17524 | 0
48731 | CBE_GT1 | 1 | Houston | YES | -0.090265 | 76 | 0 | 76 | 0 | 1.029 | CC | -1 | 0.20246 | 76 | 76 |  |  | -6.8601 | 76 | -0.20246 | -15.3867
48732 | CBE_GT2 | 1 | Houston | YES | -0.090265 | 76 | 0 | 76 | 0 | 1.029 | CC | -1 | 0.20246 | 76 | 76 |  |  | -6.8601 | 76 | -0.20246 | -15.3867
48733 | CBE_ST12 | 1 | Houston | YES | -0.090265 | 105 | 0 | 105 | 0 | 1.029 | CC | -1 | 0.20246 | 105 | 105 |  |  | -9.4778 | 105 | -0.20246 | -21.258
48734 | CBE_GT3 | 1 | Houston | YES | -0.090265 | 76 | 0 | 76 | 0 | 1.029 | CC | -1 | 0.20246 | 76 | 76 |  |  | -6.8601 | 76 | -0.20246 | -15.3867
48735 | CBE_GT4 | 1 | Houston | YES | -0.090265 | 76 | 0 | 76 | 0 | 1.029 | CC | -1 | 0.20246 | 76 | 76 |  |  | -6.8601 | 76 | -0.20246 | -15.3867
48736 | CBE_ST34 | 1 | Houston | YES | -0.090265 | 105 | 0 | 105 | 0 | 1.029 | CC | -1 | 0.20246 | 105 | 105 |  |  | -9.4778 | 105 | -0.20246 | -21.258
5911 | STP_GN1___1 | 1 | Houston | YES | -0.093439 | 1333 | 1249 | 1333 | 0 | 1.0406 | Nuc | -1 | 0.20563 | 0 | 0 |  |  | 0 | 0 | -0.20563 | 0
5912 | STP_GN2___2 | 2 | Houston | YES | -0.093439 | 1332 | 1249 | 1332 | 0 | 1.0406 | Nuc | -1 | 0.20563 | 0 | 0 |  |  | 0 | 0 | -0.20563 | 0
48911 | TGF_GT1_8000 | 1 | Houston | YES | -0.096074 | 69.2 | 0 | 69.2 |  | 1.029 | Cogen | -1 | 0.20827 | 0 | 0 |  |  | 0 | 0 | -0.20827 | 0
49851 | DOW17000 | 37 | Houston | YES | -0.10917 | 39 | 0 | 62 | 0 | 1 | Cogen | -1 | 0.22136 | 0 | 0 |  |  | 0 | 0 | -0.22136 | 0
49858 | DOW38100 | 31 | Houston | YES | -0.10917 | 45 | 0 | 71.4 |  | 1 | Cogen | -1 | 0.22136 | 0 | 0 |  |  | 0 | 0 | -0.22136 | 0
49859 | DOW38200 | 33 | Houston | YES | -0.10917 | 28 | 0 | 45 | 0 | 1 | Cogen | -1 | 0.22136 | 0 | 0 |  |  | 0 | 0 | -0.22136 | 0
49860 | DOW38300 | 32 | Houston | YES | -0.10917 | 63 | 0 | 101 |  | 1 | Cogen | -1 | 0.22136 | 0 | 0 |  |  | 0 | 0 | -0.22136 | 0
49862 | DOW39100 | 36 | Houston | YES | -0.10917 | 54 | 0 | 86 | 0 | 1 | Cogen | -1 | 0.22136 | 0 | 0 |  |  | 0 | 0 | -0.22136 | 0
49863 | DOW39200 | 35 | Houston | YES | -0.10917 | 55 | 0 | 88 | 0 | 1 | Cogen | -1 | 0.22136 | 0 | 0 |  |  | 0 | 0 | -0.22136 | 0
49865 | DOW41000 | 41 | Houston | YES | -0.10917 | 31 | 0 | 50 |  | 1 | Cogen | -1 | 0.22136 | 0 | 0 |  |  | 0 | 0 | -0.22136 | 0
49866 | DOW42000 | 42 | Houston | YES | -0.10917 | 11 | 0 | 18 |  | 1 | Cogen | -1 | 0.22136 | 0 | 0 |  |  | 0 | 0 | -0.22136 | 0
49869 | DOW49000 | 45 | Houston | YES | -0.10917 | 59 | 0 | 94 |  | 1 | Cogen | -1 | 0.22136 | 0 | 0 |  |  | 0 | 0 | -0.22136 | 0
49870 | DOW61000 | 61 | Houston | YES | -0.10917 | 44 | 0 | 70 | 0 | 1 | Cogen | -1 | 0.22136 | 0 | 0 |  |  | 0 | 0 | -0.22136 | 0
49871 | DOW62000 | 62 | Houston | YES | -0.10917 | 40 | 0 | 63 | 0 | 1 | Cogen | -1 | 0.22136 | 0 | 0 |  |  | 0 | 0 | -0.22136 | 0
49872 | DOW63000 | 63 | Houston | YES | -0.10917 | 45 | 0 | 72 | 0 | 1 | Cogen | -1 | 0.22136 | 0 | 0 |  |  | 0 | 0 | -0.22136 | 0
49873 | DOW64000 | 64 | Houston | YES | -0.10917 | 41 | 0 | 64.8 | 0 | 1 | Cogen | -1 | 0.22136 | 0 | 0 |  |  | 0 | 0 | -0.22136 | 0
49876 | DOW65000 | 65 | Houston | YES | -0.10917 | 63 | 0 | 101 | 0 | 1 | Cogen | -1 | 0.22136 | 0 | 0 |  |  | 0 | 0 | -0.22136 | 0
49877 | DOW66000 | 66 | Houston | YES | -0.10917 | 61 | 0 | 97 | 0 | 1 | Cogen | -1 | 0.22136 | 0 | 0 |  |  | 0 | 0 | -0.22136 | 0
49878 | DOW67000 | 67 | Houston | YES | -0.10917 | 65 | 0 | 103 | 0 | 1 | Cogen | -1 | 0.22136 | 0 | 0 |  |  | 0 | 0 | -0.22136 | 0
49882 | DOW81000 | 81 | Houston | YES | -0.10917 | 47 | 0 | 76 | 0 | 1 | Cogen | -1 | 0.22136 | 0 | 0 |  |  | 0 | 0 | -0.22136 | 0
49884 | DOW82000 | 82 | Houston | YES | -0.10917 | 51 | 0 | 80 | 0 | 1 | Cogen | -1 | 0.22136 | 0 | 0 |  |  | 0 | 0 | -0.22136 | 0
49885 | DOW83000 | 83 | Houston | YES | -0.10917 | 51 | 0 | 80 | 0 | 1 | Cogen | -1 | 0.22136 | 0 | 0 |  |  | 0 | 0 | -0.22136 | 0
49886 | DOW84000 | 84 | Houston | YES | -0.10917 | 107 | 0 | 171 | 0 | 0.98 | Cogen | -1 | 0.22136 | 0 | 0 |  |  | 0 | 0 | -0.22136 | 0
48520 | BSF_GT1_8070 | 1 | Houston | YES | -0.11238 | 72 | 0 | 72 | 0 | 1.0326 | Cogen | -1 | 0.22457 | 0 | 0 |  |  | 0 | 0 | -0.22457 | 0
48520 | BSF_GT1_8070 | 2 | Houston | YES | -0.11238 | 10 | 0 | 10 | 0 | 1.0326 | Cogen | -1 | 0.22457 | 0 | 0 |  |  | 0 | 0 | -0.22457 | 0
39760 | TNSCLP1___8 | 1 | Houston | YES | -0.11471 | 93.4 | 20 | 116.8 | 0 | 1.04 | Cogen | -1 | 0.2269 | 0 | 0 |  |  | 0 | 0 | -0.2269 | 0
39770 | TNSCLP2___8 | 1 | Houston | YES | -0.11471 | 91.6 | 20 | 114.5 | 0 | 1.04 | Cogen | -1 | 0.2269 | 0 | 0 |  |  | 0 | 0 | -0.2269 | 0
39775 | TNSCLP4___8 | 1 | Houston | YES | -0.11471 | 95.2 | 20 | 119 | 0 | 1.04 | Cogen | -1 | 0.2269 | 0 | 0 |  |  | 0 | 0 | -0.2269 | 0
39790 | TNSCLP3___8 | 1 | Houston | YES | -0.11471 | 87.6 | 20 | 109.5 | 0 | 1.027 | Cogen | -1 | 0.2269 | 0 | 0 |  |  | 0 | 0 | -0.2269 | 0
48926 | WAP_GN6_6 | 6 | Houston | YES | -0.12012 | 651 | 280 | 651 |  | 1.035 | LIGCO | -1 | 0.23231 | 0 | 651 |  |  | 0 | 0 | -0.23231 | 0
48927 | WAP_GN7_7 | 7 | Houston | YES | -0.12012 | 564 | 277 | 564 |  | 1.035 | LIGCO | -1 | 0.23231 | 0 | 564 |  |  | 0 | 0 | -0.23231 | 0
48928 | WAP_GN8_8 | 8 | Houston | YES | -0.12012 | 603 | 275 | 603 |  | 1.035 | LIGCO | -1 | 0.23231 | 0 | 603 |  |  | 0 | 0 | -0.23231 | 0
48521 | BVE_GT1_GT1 | 1 | Houston | YES | -0.12027 | 167.7 | 0 | 167.7 |  | 1.035 | CC | -1 | 0.23246 | 167.7 | 167.7 |  |  | -20.1694 | 167.7 | -0.23246 | -38.984
48522 | BVE_GT2_5035 | 2 | Houston | YES | -0.12027 | 166.4 | 0 | 166.4 |  | 1.035 | CC | -1 | 0.23246 | 166.4 | 166.4 |  |  | -20.0131 | 166.4 | -0.23246 | -38.6818
48523 | BVE_ST1_GN1 | 3 | Houston | YES | -0.12027 | 252.4 | 0 | 252.4 |  | 1.035 | CC | -1 | 0.23246 | 252.4 | 252.4 |  |  | -30.3564 | 252.4 | -0.23246 | -58.6736
48730 | MNS_GT | 1 | Houston | YES | -0.12538 | 43 | 0 | 46.1 |  | 1.029 | Cogen | -1 | 0.23757 | 0 | 0 |  |  | 0 | 0 | -0.23757 | 0
48921 | WAP_GN1_1 | 1 | Houston | YES | -0.12547 | 132.8 | 37 | 166 | 0 | 1.0362 | GST | -1 | 0.23766 | 166 | 166 |  |  | -20.828 | 166 | -0.23766 | -39.4518
48922 | WAP_GN2_2 | 2 | Houston | YES | -0.12547 | 132.8 | 37 | 166 | 0 | 1.0362 | GST | -1 | 0.23766 | 166 | 166 |  |  | -20.828 | 166 | -0.23766 | -39.4518
48923 | WAP_GN3_3 | 3 | Houston | YES | -0.12547 | 198.4 | 93 | 248 | 0 | 1.0362 | GST | -1 | 0.23766 | 248 | 248 |  |  | -31.1166 | 248 | -0.23766 | -58.9401
48924 | WAP_GN4_4 | 4 | Houston | YES | -0.12547 | 546 | 217 | 546 | 0 | 1.0362 | GSC | -1 | 0.23766 | 546 | 546 |  |  | -68.5066 | 546 | -0.23766 | -129.7633
48925 | WAP_GN5_5 | 5 | Houston | YES | -0.12547 | 474.8 | 278 | 654 | 0 | 0.985 | LIGCO | -1 | 0.23766 | 0 | 654 |  |  | 0 | 0 | -0.23766 | 0
48929 | WAPGT21_GT1 | B1 | Houston | YES | -0.12547 | 0 | 0 | 13 |  | 1.05 | GGT | -1 | 0.23766 | 13 | 13 |  |  | -1.6311 | 13 | -0.23766 | -3.0896
48510 | AK_GT1__8040 | 1 | Houston | YES | -0.12698 | 33.4 | 8.1 | 34 |  | 1.029 | Cogen | -1 | 0.23917 | 0 | 0 |  |  | 0 | 0 | -0.23917 | 0
38580 | TNBP_CGN1_8 | 1 | Houston | YES | -0.13416 | 70.8 | 0 | 70.8 | 0 | 1.005 | Cogen | -1 | 0.24635 | 0 | 0 |  |  | 0 | 0 | -0.24635 | 0
38590 | TNBP_CGN2_8 | 2 | Houston | YES | -0.13416 | 66.7 | 0 | 66.7 | 0 | 1.005 | Cogen | -1 | 0.24635 | 0 | 0 |  |  | 0 | 0 | -0.24635 | 0
38600 | TNBP_CGN3_8 | 5 | Houston | YES | -0.13416 | 53 | 0 | 53 | 0 | 1.005 | Cogen | -1 | 0.24635 | 0 | 0 |  |  | 0 | 0 | -0.24635 | 0
38611 | TNBPAMCG1_8 | 1 | Houston | YES | -0.13416 | 153.2 | 0 | 153.2 | 0 | 1.005 | Cogen | -1 | 0.24635 | 0 | 0 |  |  | 0 | 0 | -0.24635 | 0
38612 | TNBPAMCG2_8 | 2 | Houston | YES | -0.13416 | 153.5 | 0 | 153.5 | 0 | 1.005 | Cogen | -1 | 0.24635 | 0 | 0 |  |  | 0 | 0 | -0.24635 | 0
38613 | TNBPAMCG3_8 | 3 | Houston | YES | -0.13416 | 152.3 | 0 | 152.3 | 0 | 1.005 | Cogen | -1 | 0.24635 | 0 | 0 |  |  | 0 | 0 | -0.24635 | 0
38614 | TNBPAMCG4_8 | 4 | Houston | YES | -0.13416 | 96 | 0 | 96 |  | 1.005 | Cogen | -1 | 0.24635 | 0 | 0 |  |  | 0 | 0 | -0.24635 | 0
38615 | TNBPAMCG5_8 | 1 | Houston | YES | -0.13416 | 244 | 0 | 244 | 0 | 1.005 | Cogen | -1 | 0.24635 | 0 | 0 |  |  | 0 | 0 | -0.24635 | 0
38690 | TNBP_CGN4_8 | 3 | Houston | YES | -0.13416 | 40 | 0 | 40 |  | 1.005 | Cogen | -1 | 0.24635 | 0 | 0 |  |  | 0 | 0 | -0.24635 | 0
38711 | TNTXCTY1CG8 | 1 | Houston | YES | -0.13416 | 100.3 | 59 | 100.3 | 0 | 1 | Cogen | -1 | 0.24635 | 0 | 0 |  |  | 0 | 0 | -0.24635 | 0
38712 | TNTXCTY2CG8 | 1 | Houston | YES | -0.13416 | 92.9 | 59 | 92.9 | 0 | 1 | Cogen | -1 | 0.24635 | 0 | 0 |  |  | 0 | 0 | -0.24635 | 0
38713 | TNTXCTY3CG8 | 1 | Houston | YES | -0.13416 | 102.7 | 59 | 102.7 | 0 | 1 | Cogen | -1 | 0.24635 | 0 | 0 |  |  | 0 | 0 | -0.24635 | 0
38714 | TNTXCTY4CG8 | 1 | Houston | YES | -0.13416 | 103 | 59 | 103 | 0 | 1 | Cogen | -1 | 0.24635 | 0 | 0 |  |  | 0 | 0 | -0.24635 | 0
39470 | TNDOWCGNSG8 | 1 | Houston | YES | -0.13416 | 32 | 10 | 32 | 0 | 0.985 | Cogen | -1 | 0.24635 | 0 | 0 |  |  | 0 | 0 | -0.24635 | 0
39480 | TNDOWCGNGG8 | 1 | Houston | YES | -0.13416 | 30 | 10 | 30 | 0 | 0.985 | Cogen | -1 | 0.24635 | 0 | 0 |  |  | 0 | 0 | -0.24635 | 0
48772 | PHR_GN2_2 | MB | Houston | YES | -0.13712 | 0 | 72 | 459 |  | 1.0362 | GSC | -1 | 0.24931 | 0 | 0 |  |  | 0 | 0 | -0.24931 | 0
48561 | CTL_GT2_8130 | 1 | Houston | YES | -0.13925 | 73.5 | 30.3 | 91.9 |  | 1.0362 | Cogen | -1 | 0.25144 | 0 | 0 |  |  | 0 | 0 | -0.25144 | 0
48562 | CTL_GT3_8135 | 2 | Houston | YES | -0.13925 | 70.1 | 30.3 | 87.6 |  | 1.0362 | Cogen | -1 | 0.25144 | 0 | 0 |  |  | 0 | 0 | -0.25144 | 0
48563 | CTL_GT4_8140 | 3 | Houston | YES | -0.13925 | 69.6 | 30.3 | 87 |  | 1.0362 | Cogen | -1 | 0.25144 | 0 | 0 |  |  | 0 | 0 | -0.25144 | 0
48564 | CTL_GN1_8145 | 4 | Houston | YES | -0.13925 | 43.6 | 12.9 | 54.5 |  | 1.0362 | Cogen | -1 | 0.25144 | 0 | 0 |  |  | 0 | 0 | -0.25144 | 0
48565 | CTL_GN2_8155 | 5 | Houston | YES | -0.13925 | 9.8 | 3.4 | 12.2 |  | 1.0362 | Cogen | -1 | 0.25144 | 0 | 0 |  |  | 0 | 0 | -0.25144 | 0
48531 | BYU_GT1_8075 | 1 | Houston | YES | -0.13997 | 65 | 0 | 65 |  | 1.0362 | Cogen | -1 | 0.25216 | 0 | 0 |  |  | 0 | 0 | -0.25216 | 0
48532 | BYU_GT2_8055 | 2 | Houston | YES | -0.13997 | 62 | 0 | 62 |  | 1.0362 | Cogen | -1 | 0.25216 | 0 | 0 |  |  | 0 | 0 | -0.25216 | 0
48533 | BYU_GT3_8060 | 3 | Houston | YES | -0.13997 | 67 | 0 | 67 |  | 1.0362 | Cogen | -1 | 0.25216 | 0 | 0 |  |  | 0 | 0 | -0.25216 | 0
48534 | BYU_GT4_8065 | 4 | Houston | YES | -0.13997 | 65 | 0 | 65 |  | 1.0362 | Cogen | -1 | 0.25216 | 0 | 0 |  |  | 0 | 0 | -0.25216 | 0
48841 | SJS_GT1_GT1 | 1 | Houston | YES | -0.14142 | 62.4 | 49 | 78 | 0 | 1.0362 | Cogen | -1 | 0.25361 | 0 | 0 |  |  | 0 | 0 | -0.25361 | 0
48842 | SJS_GT2_GT2 | 2 | Houston | YES | -0.14142 | 64.8 | 49 | 81 | 0 | 1.0362 | Cogen | -1 | 0.25361 | 0 | 0 |  |  | 0 | 0 | -0.25361 | 0
48761 | PR_GT1__9040 | 1 | Houston | YES | -0.14255 | 26 | 0 | 35 |  | 1 | Cogen | -1 | 0.25475 | 0 | 0 |  |  | 0 | 0 | -0.25475 | 0
48855 | SRB_GT211035 | B1 | Houston | YES | -0.14302 | 0 | 0 | 18 |  | 1.014 | GGT | -1 | 0.25521 | 18 | 18 |  |  | -2.5743 | 18 | -0.25521 | -4.5938
48855 | SRB_GT211035 | B2 | Houston | YES | -0.14302 | 0 | 0 | 12 |  | 1.014 | GGT | -1 | 0.25521 | 12 | 12 |  |  | -1.7162 | 12 | -0.25521 | -3.0625
48551 | CAL_GT1_8045 | 1 | Houston | YES | -0.14304 | 149 | 0 | 149 | 0 | 1.0326 | Cogen | -1 | 0.25523 | 0 | 0 |  |  | 0 | 0 | -0.25523 | 0
48552 | CAL_ST1_8000 | 2 | Houston | YES | -0.14304 | 65.1 | 0 | 65.1 | 0 | 1.0326 | Cogen | -1 | 0.25523 | 0 | 0 |  |  | 0 | 0 | -0.25523 | 0
48852 | SRB_GN2_2 | 2 | Houston | YES | -0.14304 | 140.8 | 26 | 176 | 0 | 1.0217 | GST | -1 | 0.25523 | 176 | 176 |  |  | -25.1756 | 176 | -0.25523 | -44.9213
48851 | SRB_GN1_1 | 1 | Houston | YES | -0.14307 | 132 | 26 | 165 | 0 | 1.0217 | GST | -1 | 0.25527 | 165 | 165 |  |  | -23.6072 | 165 | -0.25527 | -42.1188
48740 | PSG_GN2_8050 | 1 | Houston | YES | -0.14316 | 182 | 60 | 182 | 0 | 1.0326 | Cogen | -1 | 0.25535 | 0 | 0 |  |  | 0 | 0 | -0.25535 | 0
48741 | PSG_GT2_8040 | 1 | Houston | YES | -0.14316 | 158.6 | 50 | 158.6 | 0 | 1.0326 | Cogen | -1 | 0.25535 | 0 | 0 |  |  | 0 | 0 | -0.25535 | 0
48742 | PSG_GT3_8060 | 1 | Houston | YES | -0.14316 | 157 | 50 | 157 | 0 | 1.0326 | Cogen | -1 | 0.25535 | 0 | 0 |  |  | 0 | 0 | -0.25535 | 0
48853 | SRB_GN3_3 | 3 | Houston | YES | -0.14319 | 170.4 | 35 | 213 |  | 1.0326 | GST | -1 | 0.25538 | 213 | 213 |  |  | -30.4988 | 213 | -0.25538 | -54.3957
48845 | SOL_GT1 | 1 | Houston | YES | -0.14319 | 16.2 | 15.4 | 16.2 |  | 1.0326 | Solar | -1 | 0.25538 | 16.2 | 16.2 |  |  | -2.3197 | 16.2 | -0.25538 | -4.1372
48611 | DIB_GT1_8080 | 1 | Houston | YES | -0.1432 | 64 | 0 | 64 | 0 | 1.0326 | Cogen | -1 | 0.25539 | 0 | 0 |  |  | 0 | 0 | -0.25539 | 0
48612 | DIB_GT2_8075 | 2 | Houston | YES | -0.1432 | 63.2 | 0 | 63.2 | 0 | 1.0326 | Cogen | -1 | 0.25539 | 0 | 0 |  |  | 0 | 0 | -0.25539 | 0
48613 | DIB_ST1_8085 | 3 | Houston | YES | -0.1432 | 67.9 | 30 | 82.6 | 0 | 1.0326 | Cogen | -1 | 0.25539 | 0 | 0 |  |  | 0 | 0 | -0.25539 | 0
48614 | DIB_GT3_8090 | 4 | Houston | YES | -0.1432 | 73.6 | 15 | 73.6 | 0 | 1.0326 | Cogen | -1 | 0.25539 | 0 | 0 |  |  | 0 | 0 | -0.25539 | 0
48854 | SRB_GN4_4 | 4 | Houston | YES | -0.14321 | 182.4 | 35 | 228 | 0 | 1.0326 | GST | -1 | 0.2554 | 228 | 228 |  |  | -32.6512 | 228 | -0.2554 | -58.2309
48691 | GBY_73741085 | A | Houston | YES | -0.14366 | 37.6 | 20 | 47 | 0 | 1.0362 | GGT | -1 | 0.25586 | 47 | 47 |  |  | -6.7522 | 47 | -0.25586 | -12.0252
48691 | GBY_73741085 | B | Houston | YES | -0.14366 | 37.6 | 20 | 47 | 0 | 1.0362 | GGT | -1 | 0.25586 | 47 | 47 |  |  | -6.7522 | 47 | -0.25586 | -12.0252
48692 | GBY_81821075 | C | Houston | YES | -0.14366 | 37.6 | 20 | 47 | 0 | 1.0362 | GGT | -1 | 0.25586 | 47 | 47 |  |  | -6.7522 | 47 | -0.25586 | -12.0252
48692 | GBY_81821075 | D | Houston | YES | -0.14366 | 44 | 20 | 55 | 0 | 1.0362 | GGT | -1 | 0.25586 | 55 | 55 |  |  | -7.9015 | 55 | -0.25586 | -14.0721
48693 | GBY_83841065 | E | Houston | YES | -0.14366 | 45.6 | 20 | 57 | 0 | 1.0362 | GGT | -1 | 0.25586 | 57 | 57 |  |  | -8.1888 | 57 | -0.25586 | -14.5838
48693 | GBY_83841065 | F | Houston | YES | -0.14366 | 43.2 | 20 | 54 | 0 | 1.0362 | GGT | -1 | 0.25586 | 54 | 54 |  |  | -7.7579 | 54 | -0.25586 | -13.8162
48820 | SHELLG1_3015 | 1 | Houston | YES | -0.14401 | 71 | 34.5 | 71 |  | 1.029 | Cogen | -1 | 0.2562 | 0 | 0 |  |  | 0 | 0 | -0.2562 | 0
48821 | SHELLG2 | 2 | Houston | YES | -0.14401 | 72 | 34.5 | 72 |  | 1.029 | Cogen | -1 | 0.2562 | 0 | 0 |  |  | 0 | 0 | -0.2562 | 0
48822 | SHELLG3_3020 | 1 | Houston | YES | -0.14401 | 39 | 0 | 39 |  | 1.029 | Cogen | -1 | 0.2562 | 0 | 0 |  |  | 0 | 0 | -0.2562 | 0
48822 | SHELLG3_3020 | 2 | Houston | YES | -0.14401 | 30 | 0 | 30 |  | 1.029 | Cogen | -1 | 0.2562 | 0 | 0 |  |  | 0 | 0 | -0.2562 | 0
48641 | DPEC_GT15040 | 1 | Houston | YES | -0.14451 | 163.2 | 98 | 163.2 | 0 | 1.0319 | CC | -1 | 0.2567 | 163.2 | 163.2 |  |  | -23.5844 | 163.2 | -0.2567 | -41.894
48642 | DPEC_GT25025 | 2 | Houston | YES | -0.14451 | 157.1 | 98 | 157.1 | 0 | 1.0319 | CC | -1 | 0.2567 | 157.1 | 157.1 |  |  | -22.7028 | 157.1 | -0.2567 | -40.3282
48643 | DPEC_GT35010 | 3 | Houston | YES | -0.14451 | 157.5 | 98 | 157.5 | 0 | 1.0319 | CC | -1 | 0.2567 | 157.5 | 157.5 |  |  | -22.7606 | 157.5 | -0.2567 | -40.4308
48644 | DPEC_GT45070 | 4 | Houston | YES | -0.14451 | 157 | 98 | 157 | 0 | 1.0319 | CC | -1 | 0.2567 | 157 | 157 |  |  | -22.6884 | 157 | -0.2567 | -40.3025
48645 | DPEC_ST55065 | 5 | Houston | YES | -0.14451 | 282 | 0 | 282 | 0 | 1.0319 | CC | -1 | 0.2567 | 282 | 282 |  |  | -40.7524 | 282 | -0.2567 | -72.3904
48500 | APD_GT1_8005 | 1 | Houston | YES | -0.14452 | 137.6 | 54.6 | 137.6 | 0 | 1.0362 | Cogen | -1 | 0.25671 | 0 | 0 |  |  | 0 | 0 | -0.25671 | 0
48593 | CHE_GT1_8015 | 1 | Houston | YES | -0.14477 | 173 | 50 | 173 | 0 | 1.0362 | Cogen | -1 | 0.25696 | 0 | 0 |  |  | 0 | 0 | -0.25696 | 0
48594 | CHE_GN4_8025 | 4 | Houston | YES | -0.14477 | 142 | 60 | 142 | 0 | 1.0362 | Cogen | -1 | 0.25696 | 0 | 0 |  |  | 0 | 0 | -0.25696 | 0
48791 | PSA_GT1_8160 | 1 | Houston | YES | -0.14518 | 52 | 20.8 | 65 | 0 | 1.0362 | Cogen | -1 | 0.25737 | 0 | 0 |  |  | 0 | 0 | -0.25737 | 0
48792 | PSA_GT2_8155 | 2 | Houston | YES | -0.14518 | 52.8 | 20.3 | 66 | 0 | 1.0362 | Cogen | -1 | 0.25737 | 0 | 0 |  |  | 0 | 0 | -0.25737 | 0
48793 | PSA_GT3_8150 | 3 | Houston | YES | -0.14518 | 56 | 20.3 | 70 | 0 | 1.0362 | Cogen | -1 | 0.25737 | 0 | 0 |  |  | 0 | 0 | -0.25737 | 0
48794 | PSA_GT4_8145 | 4 | Houston | YES | -0.14518 | 52.8 | 20.3 | 66 | 0 | 1.0362 | Cogen | -1 | 0.25737 | 0 | 0 |  |  | 0 | 0 | -0.25737 | 0
48795 | PSA_GT5_8140 | 5 | Houston | YES | -0.14518 | 51.2 | 20.3 | 64 | 0 | 1.0362 | Cogen | -1 | 0.25737 | 0 | 0 |  |  | 0 | 0 | -0.25737 | 0
48796 | PSA_GN1_8165 | 1 | Houston | YES | -0.14518 | 83.2 | 43.1 | 104 | 0 | 1.0362 | Cogen | -1 | 0.25737 | 0 | 0 |  |  | 0 | 0 | -0.25737 | 0
48797 | PSA_GT6_8135 | 6 | Houston | YES | -0.14518 | 47.2 | 34.5 | 59 | 0 | 1.0362 | Cogen | -1 | 0.25737 | 0 | 0 |  |  | 0 | 0 | -0.25737 | 0
48511 | LPE_GT1_8070 | 1 | Houston | YES | -0.1454 | 42 | 0 | 42 | 0 | 1.0362 | GGT | -1 | 0.25759 | 42 | 42 |  |  | -6.1069 | 42 | -0.25759 | -10.8189
48512 | LPE_GT2_8075 | 2 | Houston | YES | -0.1454 | 42 | 0 | 42 | 0 | 1.0362 | GGT | -1 | 0.25759 | 42 | 42 |  |  | -6.1069 | 42 | -0.25759 | -10.8189
48513 | LPE_GT3_8080 | 3 | Houston | YES | -0.1454 | 39 | 0 | 39 | 0 | 1.0362 | GGT | -1 | 0.25759 | 39 | 39 |  |  | -5.6707 | 39 | -0.25759 | -10.0462
48514 | LPE_GT4_8085 | 4 | Houston | YES | -0.1454 | 39 | 0 | 39 | 0 | 1.0362 | GGT | -1 | 0.25759 | 39 | 39 |  |  | -5.6707 | 39 | -0.25759 | -10.0462
48815 | CVC_GT4_8005 | 4 | Houston | YES | -0.14553 | 165 | 91.8 | 165 |  | 1.0362 | Cogen | -1 | 0.25772 | 0 | 0 |  |  | 0 | 0 | -0.25772 | 0
48690 | GBY_GN5_5 | 5 | Houston | YES | -0.14716 | 318.4 | 81 | 398 |  | 1.0362 | GSC | -1 | 0.25935 | 398 | 398 |  |  | -58.5677 | 398 | -0.25935 | -103.22
48651 | EP_1_2 | 1 | Houston | YES | -0.14789 | 4 | 0 | 5 | 0 | 1.0362 | Cogen | -1 | 0.26008 | 0 | 0 |  |  | 0 | 0 | -0.26008 | 0
48651 | EP_1_2 | 2 | Houston | YES | -0.14789 | 17.7 | 10 | 21 | 0 | 1.0362 | Cogen | -1 | 0.26008 | 0 | 0 |  |  | 0 | 0 | -0.26008 | 0
49803 | EXN_15GT | 1 | Houston | YES | -0.14835 | 33 | 8.3 | 34 |  | 1.0326 | Cogen | -1 | 0.26055 | 0 | 0 |  |  | 0 | 0 | -0.26055 | 0
49804 | EXN_16GT | 2 | Houston | YES | -0.14835 | 32 | 8.3 | 34.7 |  | 1.0326 | Cogen | -1 | 0.26055 | 0 | 0 |  |  | 0 | 0 | -0.26055 | 0
49805 | EXN_17GT | 3 | Houston | YES | -0.14835 | 31 | 8.3 | 32.7 |  | 1.0326 | Cogen | -1 | 0.26055 | 0 | 0 |  |  | 0 | 0 | -0.26055 | 0
49826 | EXN938GT | 5 | Houston | YES | -0.14835 | 43 | 9.2 | 45.9 |  | 1.0326 | Cogen | -1 | 0.26055 | 0 | 0 |  |  | 0 | 0 | -0.26055 | 0
49828 | EXN941GT | 10 | Houston | YES | -0.14835 | 17.7 | 5.4 | 17.7 | 0 | 1.0326 | Cogen | -1 | 0.26055 | 0 | 0 |  |  | 0 | 0 | -0.26055 | 0
49829 | EXN942GT | 11 | Houston | YES | -0.14835 | 20 | 5.4 | 20.4 | 0 | 1.0326 | Cogen | -1 | 0.26055 | 0 | 0 |  |  | 0 | 0 | -0.26055 | 0
49830 | EXN943GT | 12 | Houston | YES | -0.14835 | 19 | 5.4 | 19.9 | 0 | 1.0326 | Cogen | -1 | 0.26055 | 0 | 0 |  |  | 0 | 0 | -0.26055 | 0
49831 | EXN944GT | 13 | Houston | YES | -0.14835 | 33 | 5.4 | 35 | 0 | 1.0326 | Cogen | -1 | 0.26055 | 0 | 0 |  |  | 0 | 0 | -0.26055 | 0
49832 | EXN945GT | 9 | Houston | YES | -0.14835 | 18.5 | 9.2 | 18.5 |  | 1.0326 | Cogen | -1 | 0.26055 | 0 | 0 |  |  | 0 | 0 | -0.26055 | 0
49837 | EXN_GT | 4 | Houston | YES | -0.14835 | 81 | 21.3 | 85.4 |  | 1.0326 | Cogen | -1 | 0.26055 | 0 | 0 |  |  | 0 | 0 | -0.26055 | 0
49838 | EXN_14GT | 14 | Houston | YES | -0.14835 | 140 | 0 | 148 |  | 1.0326 | Cogen | -1 | 0.26055 | 0 | 0 |  |  | 0 | 0 | -0.26055 | 0
48582 | CBY_GN2_2 | 2 | Houston | YES | -0.1486 | 596.8 | 110 | 746 | 0 | 1.0435 | GSC | -1 | 0.26079 | 746 | 746 |  |  | -110.8549 | 746 | -0.26079 | -194.5499
48940 | WARVUE_GT1 | G1 | Houston | YES | -0.149 | 15 | 0 | 15 |  | 1.021 | Cogen | -1 | 0.2612 | 0 | 0 |  |  | 0 | 0 | -0.2612 | 0
48581 | CBY_GN1_1 | 1 | Houston | YES | -0.15022 | 595.2 | 108 | 744 | 0 | 1.0435 | GSC | -1 | 0.26242 | 744 | 744 |  |  | -111.7674 | 744 | -0.26242 | -195.238
48583 | CBY_GT4_1 | 1 | Houston | YES | -0.15238 | 172 | 0 | 172 | 0 | 1.027 | GSC | -1 | 0.26458 | 172 | 172 |  |  | -26.2102 | 172 | -0.26458 | -45.5072
48584 | CBY_GT4_2 | 2 | Houston | YES | -0.15238 | 172 | 0 | 172 | 0 | 1.027 | CC | -1 | 0.26458 | 172 | 172 |  |  | -26.2102 | 172 | -0.26458 | -45.5072
48585 | CBY_ST4_1 | 3 | Houston | YES | -0.15238 | 172 | 0 | 172 | 0 | 1.027 | CC | -1 | 0.26458 | 172 | 172 |  |  | -26.2102 | 172 | -0.26458 | -45.5072
48595 | BTE_GT2_8075 | 1 | Houston | YES | -0.15327 | 162.8 | 130 | 162.8 | 0 | 1.0261 | CC | -1 | 0.26547 | 162.8 | 162.8 |  |  | -24.953 | 162.8 | -0.26547 | -43.2178
48596 | BTE_GT3_8045 | 2 | Houston | YES | -0.15327 | 161.4 | 130 | 161.4 | 0 | 1.0261 | CC | -1 | 0.26547 | 161.4 | 161.4 |  |  | -24.7384 | 161.4 | -0.26547 | -42.8462
48597 | BTE_GT4_8055 | 3 | Houston | YES | -0.15327 | 158.9 | 130 | 158.9 | 0 | 1.0261 | CC | -1 | 0.26547 | 158.9 | 158.9 |  |  | -24.3552 | 158.9 | -0.26547 | -42.1825
48598 | BTE_ST1_8070 | 4 | Houston | YES | -0.15327 | 269.2 | 60 | 269.2 | 0 | 1.0261 | CC | -1 | 0.26547 | 269.2 | 269.2 |  |  | -41.2614 | 269.2 | -0.26547 | -71.4634
48883 | THW_GT1_GT_1 | B2 | Houston | YES | -0.15748 | 0 | 0 | 12 |  | 1.043 | GGT | -1 | 0.26967 | 12 | 12 |  |  | -1.8898 | 12 | -0.26967 | -3.2361
48591 | CHE_GT2_5030 | 2 | Houston | YES | -0.15844 | 173 | 50 | 173 | 0 | 1.029 | Cogen | -1 | 0.27064 | 0 | 0 |  |  | 0 | 0 | -0.27064 | 0
48811 | CVC_GT3_5045 | 3 | Houston | YES | -0.15844 | 156 | 91.8 | 156 | 0 | 1.029 | Cogen | -1 | 0.27064 | 0 | 0 |  |  | 0 | 0 | -0.27064 | 0
48812 | CVC_GT2_5020 | 2 | Houston | YES | -0.15844 | 158 | 91.8 | 158 | 0 | 1.029 | Cogen | -1 | 0.27064 | 0 | 0 |  |  | 0 | 0 | -0.27064 | 0
48813 | CVC_GT1_5035 | 1 | Houston | YES | -0.15844 | 160 | 91.8 | 160 | 0 | 1.029 | Cogen | -1 | 0.27064 | 0 | 0 |  |  | 0 | 0 | -0.27064 | 0
48814 | CVC_ST5_5040 | 1 | Houston | YES | -0.15844 | 162 | 91.8 | 162 | 0 | 1.029 | Cogen | -1 | 0.27064 | 0 | 0 |  |  | 0 | 0 | -0.27064 | 0
48873 | THW_ST3_ST_3 | 3 | Houston | YES | -0.16103 | 107 | 19 | 107 | 0 | 1.0435 | CC | -1 | 0.27322 | 107 | 107 |  |  | -17.2305 | 107 | -0.27322 | -29.235
48874 | THW_ST4_ST_4 | 4 | Houston | YES | -0.16103 | 108 | 19 | 108 | 0 | 1.0435 | CC | -1 | 0.27322 | 108 | 108 |  |  | -17.3916 | 108 | -0.27322 | -29.5083
48875 | THW_3132 | A | Houston | YES | -0.16103 | 55 | 5 | 55 | 0 | 1.0435 | CC | -1 | 0.27322 | 55 | 55 |  |  | -8.8568 | 55 | -0.27322 | -15.0274
48875 | THW_3132 | B | Houston | YES | -0.16103 | 53 | 5 | 53 | 0 | 1.0435 | CC | -1 | 0.27322 | 53 | 53 |  |  | -8.5347 | 53 | -0.27322 | -14.4809
48877 | THW_3334 | C | Houston | YES | -0.16103 | 55 | 5 | 55 | 0 | 1.0435 | CC | -1 | 0.27322 | 55 | 55 |  |  | -8.8568 | 55 | -0.27322 | -15.0274
48877 | THW_3334 | D | Houston | YES | -0.16103 | 57 | 5 | 57 | 0 | 1.0435 | CC | -1 | 0.27322 | 57 | 57 |  |  | -9.1789 | 57 | -0.27322 | -15.5738
48879 | THW_4142 | E | Houston | YES | -0.16103 | 56 | 5 | 56 | 0 | 1.0435 | CC | -1 | 0.27322 | 56 | 56 |  |  | -9.0178 | 56 | -0.27322 | -15.3006
48879 | THW_4142 | F | Houston | YES | -0.16103 | 55 | 5 | 55 | 0 | 1.0435 | CC | -1 | 0.27322 | 55 | 55 |  |  | -8.8568 | 55 | -0.27322 | -15.0274
48881 | THW_4344 | G | Houston | YES | -0.16103 | 58 | 5 | 58 | 0 | 1.0435 | CC | -1 | 0.27322 | 58 | 58 |  |  | -9.3399 | 58 | -0.27322 | -15.847
48881 | THW_4344 | H | Houston | YES | -0.16103 | 58 | 5 | 58 | 0 | 1.0435 | CC | -1 | 0.27322 | 58 | 58 |  |  | -9.3399 | 58 | -0.27322 | -15.847
48885 | THW_5152 | A | Houston | YES | -0.19005 | 46.4 | 5 | 58 |  | 1.0319 | GGT | -1 | 0.30224 | 58 | 58 |  |  | -11.0227 | 58 | -0.30224 | -17.5298
48885 | THW_5152 | B | Houston | YES | -0.19005 | 47.2 | 5 | 59 |  | 1.0319 | GGT | -1 | 0.30224 | 59 | 59 |  |  | -11.2128 | 59 | -0.30224 | -17.8321
48886 | THW_5354 | C | Houston | YES | -0.19005 | 45.6 | 5 | 57 |  | 1.0319 | GGT | -1 | 0.30224 | 57 | 57 |  |  | -10.8327 | 57 | -0.30224 | -17.2276
48886 | THW_5354 | D | Houston | YES | -0.19005 | 46.4 | 5 | 58 |  | 1.0319 | GGT | -1 | 0.30224 | 58 | 58 |  |  | -11.0227 | 58 | -0.30224 | -17.5298
48887 | THW_5556 | E | Houston | YES | -0.19005 | 47.2 | 5 | 59 |  | 1.0319 | GGT | -1 | 0.30224 | 59 | 59 |  |  | -11.2128 | 59 | -0.30224 | -17.8321
48887 | THW_5556 | F | Houston | YES | -0.19005 | 45.6 | 5 | 57 |  | 1.0319 | GGT | -1 | 0.30224 | 57 | 57 |  |  | -10.8327 | 57 | -0.30224 | -17.2276
Note on AL4: Zonal Cap - Zonal Impact

## Distributed Slack - Inc
Number of Bus | Name of Bus | ID | Area Name of Gen | AGC | P Sensitivity of Bus | Gen MW | Min MW | Max MW | V Sensitivity of Bus | Set Volt | Tech Type | Zone Impact | Zone Correlation | Inc Max | Dec Max | Souce S.F. Weighting | Souce Capacity | Sink S.F. Weighting | Sink Capacity | PTDF Calc | PTDF Weighting | Cumulative Share of Zonal Cap | Cumulative Share of Zonal Impact | Cont_ Kuykendal to King and Kuykendal to King OL_ Singleton to Wharton |  | i_PTDF_INC_pt | 387 |  | CBE_ST34 | Unit at max
48885 | THW_5152 | A | Houston | YES | -0.19005 | 46.4 | 5 | 58 |  | 1.0319 | GGT | -1 | 0.30224 | 58 | 58 |  |  | -11.0227 | 58 | -0.30224 | -17.5298 | 0.0027402 | 0.0044023 |  |  | i_10pctunit | 28 |  | 169 | # units @ max
48885 | THW_5152 | B | Houston | YES | -0.19005 | 47.2 | 5 | 59 |  | 1.0319 | GGT | -1 | 0.30224 | 59 | 59 |  |  | -11.2128 | 59 | -0.30224 | -17.8321 | 0.0055277 | 0.0088804 | [5 empty] | 0.14385 | delta max
48886 | THW_5354 | C | Houston | YES | -0.19005 | 45.6 | 5 | 57 |  | 1.0319 | GGT | -1 | 0.30224 | 57 | 57 |  |  | -10.8327 | 57 | -0.30224 | -17.2276 | 0.0082207 | 0.013207 | [5 empty] | Delta
48886 | THW_5354 | D | Houston | YES | -0.19005 | 46.4 | 5 | 58 |  | 1.0319 | GGT | -1 | 0.30224 | 58 | 58 |  |  | -11.0227 | 58 | -0.30224 | -17.5298 | 0.010961 | 0.017609 | Weighted Shift Factors |  |  |  | 1 | 0.001662
48887 | THW_5556 | E | Houston | YES | -0.19005 | 47.2 | 5 | 59 |  | 1.0319 | GGT | -1 | 0.30224 | 59 | 59 |  |  | -11.2128 | 59 | -0.30224 | -17.8321 | 0.013748 | 0.022087 | North | 0.11219 |  |  | 2 | 0.0033528
48887 | THW_5556 | F | Houston | YES | -0.19005 | 45.6 | 5 | 57 |  | 1.0319 | GGT | -1 | 0.30224 | 57 | 57 |  |  | -10.8327 | 57 | -0.30224 | -17.2276 | 0.016441 | 0.026414 | Houston | -0.1423 |  |  | 3 | 0.0049861
48873 | THW_ST3_ST_3 | 3 | Houston | YES | -0.16103 | 107 | 19 | 107 | 0 | 1.0435 | CC | -1 | 0.27322 | 107 | 107 |  |  | -17.2305 | 107 | -0.27322 | -29.235 | 0.021497 | 0.033755 |  |  |  |  | 4 | 0.0066482
48874 | THW_ST4_ST_4 | 4 | Houston | YES | -0.16103 | 108 | 19 | 108 | 0 | 1.0435 | CC | -1 | 0.27322 | 108 | 108 |  |  | -17.3916 | 108 | -0.27322 | -29.5083 | 0.026599 | 0.041166 |  |  |  |  | 5 | 0.0083389
48875 | THW_3132 | A | Houston | YES | -0.16103 | 55 | 5 | 55 | 0 | 1.0435 | CC | -1 | 0.27322 | 55 | 55 |  |  | -8.8568 | 55 | -0.27322 | -15.0274 | 0.029197 | 0.04494 |  |  |  |  | 6 | 0.0099723
48875 | THW_3132 | B | Houston | YES | -0.16103 | 53 | 5 | 53 | 0 | 1.0435 | CC | -1 | 0.27322 | 53 | 53 |  |  | -8.5347 | 53 | -0.27322 | -14.4809 | 0.031701 | 0.048576 |  |  |  |  | 7 | 0.012259
48877 | THW_3334 | C | Houston | YES | -0.16103 | 55 | 5 | 55 | 0 | 1.0435 | CC | -1 | 0.27322 | 55 | 55 |  |  | -8.8568 | 55 | -0.27322 | -15.0274 | 0.0343 | 0.05235 |  |  |  |  | 8 | 0.014567
48877 | THW_3334 | D | Houston | YES | -0.16103 | 57 | 5 | 57 | 0 | 1.0435 | CC | -1 | 0.27322 | 57 | 57 |  |  | -9.1789 | 57 | -0.27322 | -15.5738 | 0.036993 | 0.056261 |  |  |  |  | 9 | 0.015742
48879 | THW_4142 | E | Houston | YES | -0.16103 | 56 | 5 | 56 | 0 | 1.0435 | CC | -1 | 0.27322 | 56 | 56 |  |  | -9.0178 | 56 | -0.27322 | -15.3006 | 0.039639 | 0.060104 |  |  |  |  | 10 | 0.016875
48879 | THW_4142 | F | Houston | YES | -0.16103 | 55 | 5 | 55 | 0 | 1.0435 | CC | -1 | 0.27322 | 55 | 55 |  |  | -8.8568 | 55 | -0.27322 | -15.0274 | 0.042237 | 0.063877 |  |  |  |  | 11 | 0.01805
48881 | THW_4344 | G | Houston | YES | -0.16103 | 58 | 5 | 58 | 0 | 1.0435 | CC | -1 | 0.27322 | 58 | 58 |  |  | -9.3399 | 58 | -0.27322 | -15.847 | 0.044977 | 0.067857 |  |  |  |  | 12 | 0.019268
48881 | THW_4344 | H | Houston | YES | -0.16103 | 58 | 5 | 58 | 0 | 1.0435 | CC | -1 | 0.27322 | 58 | 58 |  |  | -9.3399 | 58 | -0.27322 | -15.847 | 0.047718 | 0.071837 |  |  |  |  | 13 | 0.020465
48591 | CHE_GT2_5030 | 2 | Houston | YES | -0.15844 | 173 | 50 | 173 | 0 | 1.029 | Cogen | -1 | 0.27064 | 0 | 0 |  |  | 0 | 0 | -0.27064 | 0 | 0.047718 | 0.071837 |  |  |  |  | 14 | 0.02164
48811 | CVC_GT3_5045 | 3 | Houston | YES | -0.15844 | 156 | 91.8 | 156 | 0 | 1.029 | Cogen | -1 | 0.27064 | 0 | 0 |  |  | 0 | 0 | -0.27064 | 0 | 0.047718 | 0.071837 |  |  |  |  | 15 | 0.02288
48812 | CVC_GT2_5020 | 2 | Houston | YES | -0.15844 | 158 | 91.8 | 158 | 0 | 1.029 | Cogen | -1 | 0.27064 | 0 | 0 |  |  | 0 | 0 | -0.27064 | 0 | 0.047718 | 0.071837 |  |  |  |  | 16 | 0.024119
48813 | CVC_GT1_5035 | 1 | Houston | YES | -0.15844 | 160 | 91.8 | 160 | 0 | 1.029 | Cogen | -1 | 0.27064 | 0 | 0 |  |  | 0 | 0 | -0.27064 | 0 | 0.047718 | 0.071837 |  |  |  |  | 17 | 0.024119
48814 | CVC_ST5_5040 | 1 | Houston | YES | -0.15844 | 162 | 91.8 | 162 | 0 | 1.029 | Cogen | -1 | 0.27064 | 0 | 0 |  |  | 0 | 0 | -0.27064 | 0 | 0.047718 | 0.071837 |  |  |  |  | 18 | 0.024119
48883 | THW_GT1_GT_1 | B2 | Houston | YES | -0.15748 | 0 | 0 | 12 |  | 1.043 | GGT | -1 | 0.26967 | 12 | 12 |  |  | -1.8898 | 12 | -0.26967 | -3.2361 | 0.048285 | 0.072649 |  |  |  |  | 19 | 0.024119
48595 | BTE_GT2_8075 | 1 | Houston | YES | -0.15327 | 162.8 | 130 | 162.8 | 0 | 1.0261 | CC | -1 | 0.26547 | 162.8 | 162.8 |  |  | -24.953 | 162.8 | -0.26547 | -43.2178 | 0.055976 | 0.083503 |  |  |  |  | 20 | 0.024119
48596 | BTE_GT3_8045 | 2 | Houston | YES | -0.15327 | 161.4 | 130 | 161.4 | 0 | 1.0261 | CC | -1 | 0.26547 | 161.4 | 161.4 |  |  | -24.7384 | 161.4 | -0.26547 | -42.8462 | 0.063601 | 0.094263 |  |  |  |  | 21 | 0.024119
48597 | BTE_GT4_8055 | 3 | Houston | YES | -0.15327 | 158.9 | 130 | 158.9 | 0 | 1.0261 | CC | -1 | 0.26547 | 158.9 | 158.9 |  |  | -24.3552 | 158.9 | -0.26547 | -42.1825 | 0.071109 | 0.10486 |  |  |  |  | 22 | 0.024365
48598 | BTE_ST1_8070 | 4 | Houston | YES | -0.15327 | 269.2 | 60 | 269.2 | 0 | 1.0261 | CC | -1 | 0.26547 | 269.2 | 269.2 |  |  | -41.2614 | 269.2 | -0.26547 | -71.4634 | 0.083827 | 0.1228 |  |  |  |  | 23 | 0.027527
48583 | CBY_GT4_1 | 1 | Houston | YES | -0.15238 | 172 | 0 | 172 | 0 | 1.027 | GSC | -1 | 0.26458 | 172 | 172 |  |  | -26.2102 | 172 | -0.26458 | -45.5072 | 0.091953 | 0.13423 |  |  |  |  | 24 | 0.030661
48584 | CBY_GT4_2 | 2 | Houston | YES | -0.15238 | 172 | 0 | 172 | 0 | 1.027 | CC | -1 | 0.26458 | 172 | 172 |  |  | -26.2102 | 172 | -0.26458 | -45.5072 | 0.10008 | 0.14566 |  |  |  |  | 25 | 0.033747
48585 | CBY_ST4_1 | 3 | Houston | YES | -0.15238 | 172 | 0 | 172 | 0 | 1.027 | CC | -1 | 0.26458 | 172 | 172 |  |  | -26.2102 | 172 | -0.26458 | -45.5072 | 0.10821 | 0.15709 |  |  |  |  | 26 | 0.038975
48581 | CBY_GN1_1 | 1 | Houston | YES | -0.15022 | 595.2 | 108 | 744 | 0 | 1.0435 | GSC | -1 | 0.26242 | 744 | 744 |  |  | -111.7674 | 744 | -0.26242 | -195.238 | 0.14336 | 0.20612 |  |  |  |  | 27 | 0.042277
48940 | WARVUE_GT1 | G1 | Houston | YES | -0.149 | 15 | 0 | 15 |  | 1.021 | Cogen | -1 | 0.2612 | 0 | 0 |  |  | 0 | 0 | -0.2612 | 0 | 0.14336 | 0.20612 |  |  |  |  | 28 | 0.045579
48582 | CBY_GN2_2 | 2 | Houston | YES | -0.1486 | 596.8 | 110 | 746 | 0 | 1.0435 | GSC | -1 | 0.26079 | 746 | 746 |  |  | -110.8549 | 746 | -0.26079 | -194.5499 | 0.1786 | 0.25497 |  |  |  |  | 29 | 0.048882
49803 | EXN_15GT | 1 | Houston | YES | -0.14835 | 33 | 8.3 | 34 |  | 1.0326 | Cogen | -1 | 0.26055 | 0 | 0 |  |  | 0 | 0 | -0.26055 | 0 | 0.1786 | 0.25497 |  |  |  |  | 30 | 0.062761
49804 | EXN_16GT | 2 | Houston | YES | -0.14835 | 32 | 8.3 | 34.7 |  | 1.0326 | Cogen | -1 | 0.26055 | 0 | 0 |  |  | 0 | 0 | -0.26055 | 0 | 0.1786 | 0.25497 |  |  |  |  | 31 | 0.062761
49805 | EXN_17GT | 3 | Houston | YES | -0.14835 | 31 | 8.3 | 32.7 |  | 1.0326 | Cogen | -1 | 0.26055 | 0 | 0 |  |  | 0 | 0 | -0.26055 | 0 | 0.1786 | 0.25497 |  |  |  |  | 32 | 0.076374
49826 | EXN938GT | 5 | Houston | YES | -0.14835 | 43 | 9.2 | 45.9 |  | 1.0326 | Cogen | -1 | 0.26055 | 0 | 0 |  |  | 0 | 0 | -0.26055 | 0 | 0.1786 | 0.25497 |  |  |  |  | 33 | 0.076374
49828 | EXN941GT | 10 | Houston | YES | -0.14835 | 17.7 | 5.4 | 17.7 | 0 | 1.0326 | Cogen | -1 | 0.26055 | 0 | 0 |  |  | 0 | 0 | -0.26055 | 0 | 0.1786 | 0.25497 |  |  |  |  | 34 | 0.076374
49829 | EXN942GT | 11 | Houston | YES | -0.14835 | 20 | 5.4 | 20.4 | 0 | 1.0326 | Cogen | -1 | 0.26055 | 0 | 0 |  |  | 0 | 0 | -0.26055 | 0 | 0.1786 | 0.25497 |  |  |  |  | 35 | 0.076374
49830 | EXN943GT | 12 | Houston | YES | -0.14835 | 19 | 5.4 | 19.9 | 0 | 1.0326 | Cogen | -1 | 0.26055 | 0 | 0 |  |  | 0 | 0 | -0.26055 | 0 | 0.1786 | 0.25497 |  |  |  |  | 36 | 0.076374
49831 | EXN944GT | 13 | Houston | YES | -0.14835 | 33 | 5.4 | 35 | 0 | 1.0326 | Cogen | -1 | 0.26055 | 0 | 0 |  |  | 0 | 0 | -0.26055 | 0 | 0.1786 | 0.25497 |  |  |  |  | 37 | 0.076374
49832 | EXN945GT | 9 | Houston | YES | -0.14835 | 18.5 | 9.2 | 18.5 |  | 1.0326 | Cogen | -1 | 0.26055 | 0 | 0 |  |  | 0 | 0 | -0.26055 | 0 | 0.1786 | 0.25497 |  |  |  |  | 38 | 0.076374
49837 | EXN_GT | 4 | Houston | YES | -0.14835 | 81 | 21.3 | 85.4 |  | 1.0326 | Cogen | -1 | 0.26055 | 0 | 0 |  |  | 0 | 0 | -0.26055 | 0 | 0.1786 | 0.25497 |  |  |  |  | 39 | 0.076374
49838 | EXN_14GT | 14 | Houston | YES | -0.14835 | 140 | 0 | 148 |  | 1.0326 | Cogen | -1 | 0.26055 | 0 | 0 |  |  | 0 | 0 | -0.26055 | 0 | 0.1786 | 0.25497 |  |  |  |  | 40 | 0.076374
48651 | EP_1_2 | 1 | Houston | YES | -0.14789 | 4 | 0 | 5 | 0 | 1.0362 | Cogen | -1 | 0.26008 | 0 | 0 |  |  | 0 | 0 | -0.26008 | 0 | 0.1786 | 0.25497 |  |  |  |  | 41 | 0.076374
48651 | EP_1_2 | 2 | Houston | YES | -0.14789 | 17.7 | 10 | 21 | 0 | 1.0362 | Cogen | -1 | 0.26008 | 0 | 0 |  |  | 0 | 0 | -0.26008 | 0 | 0.1786 | 0.25497 |  |  |  |  | 42 | 0.076374
48690 | GBY_GN5_5 | 5 | Houston | YES | -0.14716 | 318.4 | 81 | 398 |  | 1.0362 | GSC | -1 | 0.25935 | 398 | 398 |  |  | -58.5677 | 398 | -0.25935 | -103.22 | 0.1974 | 0.2809 |  |  |  |  | 43 | 0.076374
48815 | CVC_GT4_8005 | 4 | Houston | YES | -0.14553 | 165 | 91.8 | 165 |  | 1.0362 | Cogen | -1 | 0.25772 | 0 | 0 |  |  | 0 | 0 | -0.25772 | 0 | 0.1974 | 0.2809 |  |  |  |  | 44 | 0.076374
48511 | LPE_GT1_8070 | 1 | Houston | YES | -0.1454 | 42 | 0 | 42 | 0 | 1.0362 | GGT | -1 | 0.25759 | 42 | 42 |  |  | -6.1069 | 42 | -0.25759 | -10.8189 | 0.19939 | 0.28361 |  |  |  |  | 45 | 0.076374
48512 | LPE_GT2_8075 | 2 | Houston | YES | -0.1454 | 42 | 0 | 42 | 0 | 1.0362 | GGT | -1 | 0.25759 | 42 | 42 |  |  | -6.1069 | 42 | -0.25759 | -10.8189 | 0.20137 | 0.28633 |  |  |  |  | 46 | 0.083492
48513 | LPE_GT3_8080 | 3 | Houston | YES | -0.1454 | 39 | 0 | 39 | 0 | 1.0362 | GGT | -1 | 0.25759 | 39 | 39 |  |  | -5.6707 | 39 | -0.25759 | -10.0462 | 0.20322 | 0.28885 |  |  |  |  | 47 | 0.083492
48514 | LPE_GT4_8085 | 4 | Houston | YES | -0.1454 | 39 | 0 | 39 | 0 | 1.0362 | GGT | -1 | 0.25759 | 39 | 39 |  |  | -5.6707 | 39 | -0.25759 | -10.0462 | 0.20506 | 0.29138 |  |  |  |  | 48 | 0.084224
48791 | PSA_GT1_8160 | 1 | Houston | YES | -0.14518 | 52 | 20.8 | 65 | 0 | 1.0362 | Cogen | -1 | 0.25737 | 0 | 0 |  |  | 0 | 0 | -0.25737 | 0 | 0.20506 | 0.29138 |  |  |  |  | 49 | 0.084957
48792 | PSA_GT2_8155 | 2 | Houston | YES | -0.14518 | 52.8 | 20.3 | 66 | 0 | 1.0362 | Cogen | -1 | 0.25737 | 0 | 0 |  |  | 0 | 0 | -0.25737 | 0 | 0.20506 | 0.29138 |  |  |  |  | 50 | 0.085637
48793 | PSA_GT3_8150 | 3 | Houston | YES | -0.14518 | 56 | 20.3 | 70 | 0 | 1.0362 | Cogen | -1 | 0.25737 | 0 | 0 |  |  | 0 | 0 | -0.25737 | 0 | 0.20506 | 0.29138 |  |  |  |  | 51 | 0.086318
48794 | PSA_GT4_8145 | 4 | Houston | YES | -0.14518 | 52.8 | 20.3 | 66 | 0 | 1.0362 | Cogen | -1 | 0.25737 | 0 | 0 |  |  | 0 | 0 | -0.25737 | 0 | 0.20506 | 0.29138 |  |  |  |  | 52 | 0.086318
48795 | PSA_GT5_8140 | 5 | Houston | YES | -0.14518 | 51.2 | 20.3 | 64 | 0 | 1.0362 | Cogen | -1 | 0.25737 | 0 | 0 |  |  | 0 | 0 | -0.25737 | 0 | 0.20506 | 0.29138 |  |  |  |  | 53 | 0.086318
48796 | PSA_GN1_8165 | 1 | Houston | YES | -0.14518 | 83.2 | 43.1 | 104 | 0 | 1.0362 | Cogen | -1 | 0.25737 | 0 | 0 |  |  | 0 | 0 | -0.25737 | 0 | 0.20506 | 0.29138 |  |  |  |  | 54 | 0.086318
48797 | PSA_GT6_8135 | 6 | Houston | YES | -0.14518 | 47.2 | 34.5 | 59 | 0 | 1.0362 | Cogen | -1 | 0.25737 | 0 | 0 |  |  | 0 | 0 | -0.25737 | 0 | 0.20506 | 0.29138 |  |  |  |  | 55 | 0.086318
48593 | CHE_GT1_8015 | 1 | Houston | YES | -0.14477 | 173 | 50 | 173 | 0 | 1.0362 | Cogen | -1 | 0.25696 | 0 | 0 |  |  | 0 | 0 | -0.25696 | 0 | 0.20506 | 0.29138 |  |  |  |  | 56 | 0.086318
48594 | CHE_GN4_8025 | 4 | Houston | YES | -0.14477 | 142 | 60 | 142 | 0 | 1.0362 | Cogen | -1 | 0.25696 | 0 | 0 |  |  | 0 | 0 | -0.25696 | 0 | 0.20506 | 0.29138 |  |  |  |  | 57 | 0.086318
48500 | APD_GT1_8005 | 1 | Houston | YES | -0.14452 | 137.6 | 54.6 | 137.6 | 0 | 1.0362 | Cogen | -1 | 0.25671 | 0 | 0 |  |  | 0 | 0 | -0.25671 | 0 | 0.20506 | 0.29138 |  |  |  |  | 58 | 0.086318
48641 | DPEC_GT15040 | 1 | Houston | YES | -0.14451 | 163.2 | 98 | 163.2 | 0 | 1.0319 | CC | -1 | 0.2567 | 163.2 | 163.2 |  |  | -23.5844 | 163.2 | -0.2567 | -41.894 | 0.21277 | 0.3019 |  |  |  |  | 59 | 0.086318
48642 | DPEC_GT25025 | 2 | Houston | YES | -0.14451 | 157.1 | 98 | 157.1 | 0 | 1.0319 | CC | -1 | 0.2567 | 157.1 | 157.1 |  |  | -22.7028 | 157.1 | -0.2567 | -40.3282 | 0.22019 | 0.31202 |  |  |  |  | 60 | 0.086318
48643 | DPEC_GT35010 | 3 | Houston | YES | -0.14451 | 157.5 | 98 | 157.5 | 0 | 1.0319 | CC | -1 | 0.2567 | 157.5 | 157.5 |  |  | -22.7606 | 157.5 | -0.2567 | -40.4308 | 0.22763 | 0.32218 |  |  |  |  | 61 | 0.086318
48644 | DPEC_GT45070 | 4 | Houston | YES | -0.14451 | 157 | 98 | 157 | 0 | 1.0319 | CC | -1 | 0.2567 | 157 | 157 |  |  | -22.6884 | 157 | -0.2567 | -40.3025 | 0.23505 | 0.3323 |  |  |  |  | 62 | 0.089128
48645 | DPEC_ST55065 | 5 | Houston | YES | -0.14451 | 282 | 0 | 282 | 0 | 1.0319 | CC | -1 | 0.2567 | 282 | 282 |  |  | -40.7524 | 282 | -0.2567 | -72.3904 | 0.24837 | 0.35048 |  |  |  |  | 63 | 0.091834
48820 | SHELLG1_3015 | 1 | Houston | YES | -0.14401 | 71 | 34.5 | 71 |  | 1.029 | Cogen | -1 | 0.2562 | 0 | 0 |  |  | 0 | 0 | -0.2562 | 0 | 0.24837 | 0.35048 |  |  |  |  | 64 | 0.094546
48821 | SHELLG2 | 2 | Houston | YES | -0.14401 | 72 | 34.5 | 72 |  | 1.029 | Cogen | -1 | 0.2562 | 0 | 0 |  |  | 0 | 0 | -0.2562 | 0 | 0.24837 | 0.35048 |  |  |  |  | 65 | 0.097249
48822 | SHELLG3_3020 | 1 | Houston | YES | -0.14401 | 39 | 0 | 39 |  | 1.029 | Cogen | -1 | 0.2562 | 0 | 0 |  |  | 0 | 0 | -0.2562 | 0 | 0.24837 | 0.35048 |  |  |  |  | 66 | 0.10211
48822 | SHELLG3_3020 | 2 | Houston | YES | -0.14401 | 30 | 0 | 30 |  | 1.029 | Cogen | -1 | 0.2562 | 0 | 0 |  |  | 0 | 0 | -0.2562 | 0 | 0.24837 | 0.35048 |  |  |  |  | 67 | 0.10211
48691 | GBY_73741085 | A | Houston | YES | -0.14366 | 37.6 | 20 | 47 | 0 | 1.0362 | GGT | -1 | 0.25586 | 47 | 47 |  |  | -6.7522 | 47 | -0.25586 | -12.0252 | 0.25059 | 0.3535 |  |  |  |  | 68 | 0.10211
48691 | GBY_73741085 | B | Houston | YES | -0.14366 | 37.6 | 20 | 47 | 0 | 1.0362 | GGT | -1 | 0.25586 | 47 | 47 |  |  | -6.7522 | 47 | -0.25586 | -12.0252 | 0.25281 | 0.35652 |  |  |  |  | 69 | 0.10211
48692 | GBY_81821075 | C | Houston | YES | -0.14366 | 37.6 | 20 | 47 | 0 | 1.0362 | GGT | -1 | 0.25586 | 47 | 47 |  |  | -6.7522 | 47 | -0.25586 | -12.0252 | 0.25503 | 0.35954 |  |  |  |  | 70 | 0.10211
48692 | GBY_81821075 | D | Houston | YES | -0.14366 | 44 | 20 | 55 | 0 | 1.0362 | GGT | -1 | 0.25586 | 55 | 55 |  |  | -7.9015 | 55 | -0.25586 | -14.0721 | 0.25763 | 0.36307 |  |  |  |  | 71 | 0.10291
48693 | GBY_83841065 | E | Houston | YES | -0.14366 | 45.6 | 20 | 57 | 0 | 1.0362 | GGT | -1 | 0.25586 | 57 | 57 |  |  | -8.1888 | 57 | -0.25586 | -14.5838 | 0.26033 | 0.36673 |  |  |  |  | 72 | 0.1037
48693 | GBY_83841065 | F | Houston | YES | -0.14366 | 43.2 | 20 | 54 | 0 | 1.0362 | GGT | -1 | 0.25586 | 54 | 54 |  |  | -7.7579 | 54 | -0.25586 | -13.8162 | 0.26288 | 0.3702 |  |  |  |  | 73 | 0.1045
48854 | SRB_GN4_4 | 4 | Houston | YES | -0.14321 | 182.4 | 35 | 228 | 0 | 1.0326 | GST | -1 | 0.2554 | 228 | 228 |  |  | -32.6512 | 228 | -0.2554 | -58.2309 | 0.27365 | 0.38483 |  |  |  |  | 74 | 0.10544
48611 | DIB_GT1_8080 | 1 | Houston | YES | -0.1432 | 64 | 0 | 64 | 0 | 1.0326 | Cogen | -1 | 0.25539 | 0 | 0 |  |  | 0 | 0 | -0.25539 | 0 | 0.27365 | 0.38483 |  |  |  |  | 75 | 0.10641
48612 | DIB_GT2_8075 | 2 | Houston | YES | -0.1432 | 63.2 | 0 | 63.2 | 0 | 1.0326 | Cogen | -1 | 0.25539 | 0 | 0 |  |  | 0 | 0 | -0.25539 | 0 | 0.27365 | 0.38483 |  |  |  |  | 76 | 0.10733
48613 | DIB_ST1_8085 | 3 | Houston | YES | -0.1432 | 67.9 | 30 | 82.6 | 0 | 1.0326 | Cogen | -1 | 0.25539 | 0 | 0 |  |  | 0 | 0 | -0.25539 | 0 | 0.27365 | 0.38483 |  |  |  |  | 77 | 0.11118
48614 | DIB_GT3_8090 | 4 | Houston | YES | -0.1432 | 73.6 | 15 | 73.6 | 0 | 1.0326 | Cogen | -1 | 0.25539 | 0 | 0 |  |  | 0 | 0 | -0.25539 | 0 | 0.27365 | 0.38483 |  |  |  |  | 78 | 0.11118
48845 | SOL_GT1 | 1 | Houston | YES | -0.14319 | 16.2 | 15.4 | 16.2 |  | 1.0326 | Solar | -1 | 0.25538 | 16.2 | 16.2 |  |  | -2.3197 | 16.2 | -0.25538 | -4.1372 | 0.27441 | 0.38587 |  |  |  |  | 79 | 0.11118
48853 | SRB_GN3_3 | 3 | Houston | YES | -0.14319 | 170.4 | 35 | 213 |  | 1.0326 | GST | -1 | 0.25538 | 213 | 213 |  |  | -30.4988 | 213 | -0.25538 | -54.3957 | 0.28448 | 0.39953 |  |  |  |  | 80 | 0.11118
48740 | PSG_GN2_8050 | 1 | Houston | YES | -0.14316 | 182 | 60 | 182 | 0 | 1.0326 | Cogen | -1 | 0.25535 | 0 | 0 |  |  | 0 | 0 | -0.25535 | 0 | 0.28448 | 0.39953 |  |  |  |  | 81 | 0.11118
48741 | PSG_GT2_8040 | 1 | Houston | YES | -0.14316 | 158.6 | 50 | 158.6 | 0 | 1.0326 | Cogen | -1 | 0.25535 | 0 | 0 |  |  | 0 | 0 | -0.25535 | 0 | 0.28448 | 0.39953 |  |  |  |  | 82 | 0.11145
48742 | PSG_GT3_8060 | 1 | Houston | YES | -0.14316 | 157 | 50 | 157 | 0 | 1.0326 | Cogen | -1 | 0.25535 | 0 | 0 |  |  | 0 | 0 | -0.25535 | 0 | 0.28448 | 0.39953 |  |  |  |  | 83 | 0.11505
48851 | SRB_GN1_1 | 1 | Houston | YES | -0.14307 | 132 | 26 | 165 | 0 | 1.0217 | GST | -1 | 0.25527 | 165 | 165 |  |  | -23.6072 | 165 | -0.25527 | -42.1188 | 0.29227 | 0.4101 |  |  |  |  | 84 | 0.11505
48551 | CAL_GT1_8045 | 1 | Houston | YES | -0.14304 | 149 | 0 | 149 | 0 | 1.0326 | Cogen | -1 | 0.25523 | 0 | 0 |  |  | 0 | 0 | -0.25523 | 0 | 0.29227 | 0.4101 |  |  |  |  | 85 | 0.11505
48552 | CAL_ST1_8000 | 2 | Houston | YES | -0.14304 | 65.1 | 0 | 65.1 | 0 | 1.0326 | Cogen | -1 | 0.25523 | 0 | 0 |  |  | 0 | 0 | -0.25523 | 0 | 0.29227 | 0.4101 |  |  |  |  | 86 | 0.11505
48852 | SRB_GN2_2 | 2 | Houston | YES | -0.14304 | 140.8 | 26 | 176 | 0 | 1.0217 | GST | -1 | 0.25523 | 176 | 176 |  |  | -25.1756 | 176 | -0.25523 | -44.9213 | 0.30059 | 0.42139 |  |  |  |  | 87 | 0.11783
48855 | SRB_GT211035 | B1 | Houston | YES | -0.14302 | 0 | 0 | 18 |  | 1.014 | GGT | -1 | 0.25521 | 18 | 18 |  |  | -2.5743 | 18 | -0.25521 | -4.5938 | 0.30144 | 0.42254 |  |  |  |  | 88 | 0.11783
48855 | SRB_GT211035 | B2 | Houston | YES | -0.14302 | 0 | 0 | 12 |  | 1.014 | GGT | -1 | 0.25521 | 12 | 12 |  |  | -1.7162 | 12 | -0.25521 | -3.0625 | 0.30201 | 0.42331 |  |  |  |  | 89 | 0.11783
48761 | PR_GT1__9040 | 1 | Houston | YES | -0.14255 | 26 | 0 | 35 |  | 1 | Cogen | -1 | 0.25475 | 0 | 0 |  |  | 0 | 0 | -0.25475 | 0 | 0.30201 | 0.42331 |  |  |  |  | 90 | 0.1208
48841 | SJS_GT1_GT1 | 1 | Houston | YES | -0.14142 | 62.4 | 49 | 78 | 0 | 1.0362 | Cogen | -1 | 0.25361 | 0 | 0 |  |  | 0 | 0 | -0.25361 | 0 | 0.30201 | 0.42331 |  |  |  |  | 91 | 0.1211
48842 | SJS_GT2_GT2 | 2 | Houston | YES | -0.14142 | 64.8 | 49 | 81 | 0 | 1.0362 | Cogen | -1 | 0.25361 | 0 | 0 |  |  | 0 | 0 | -0.25361 | 0 | 0.30201 | 0.42331 |  |  |  |  | 92 | 0.1213
48531 | BYU_GT1_8075 | 1 | Houston | YES | -0.13997 | 65 | 0 | 65 |  | 1.0362 | Cogen | -1 | 0.25216 | 0 | 0 |  |  | 0 | 0 | -0.25216 | 0 | 0.30201 | 0.42331 |  |  |  |  | 93 | 0.1213
48532 | BYU_GT2_8055 | 2 | Houston | YES | -0.13997 | 62 | 0 | 62 |  | 1.0362 | Cogen | -1 | 0.25216 | 0 | 0 |  |  | 0 | 0 | -0.25216 | 0 | 0.30201 | 0.42331 |  |  |  |  | 94 | 0.1213
48533 | BYU_GT3_8060 | 3 | Houston | YES | -0.13997 | 67 | 0 | 67 |  | 1.0362 | Cogen | -1 | 0.25216 | 0 | 0 |  |  | 0 | 0 | -0.25216 | 0 | 0.30201 | 0.42331 |  |  |  |  | 95 | 0.1213
48534 | BYU_GT4_8065 | 4 | Houston | YES | -0.13997 | 65 | 0 | 65 |  | 1.0362 | Cogen | -1 | 0.25216 | 0 | 0 |  |  | 0 | 0 | -0.25216 | 0 | 0.30201 | 0.42331 |  |  |  |  | 96 | 0.1213
48561 | CTL_GT2_8130 | 1 | Houston | YES | -0.13925 | 73.5 | 30.3 | 91.9 |  | 1.0362 | Cogen | -1 | 0.25144 | 0 | 0 |  |  | 0 | 0 | -0.25144 | 0 | 0.30201 | 0.42331 |  |  |  |  | 97 | 0.1213
48562 | CTL_GT3_8135 | 2 | Houston | YES | -0.13925 | 70.1 | 30.3 | 87.6 |  | 1.0362 | Cogen | -1 | 0.25144 | 0 | 0 |  |  | 0 | 0 | -0.25144 | 0 | 0.30201 | 0.42331 |  |  |  |  | 98 | 0.1213
48563 | CTL_GT4_8140 | 3 | Houston | YES | -0.13925 | 69.6 | 30.3 | 87 |  | 1.0362 | Cogen | -1 | 0.25144 | 0 | 0 |  |  | 0 | 0 | -0.25144 | 0 | 0.30201 | 0.42331 |  |  |  |  | 99 | 0.1213
48564 | CTL_GN1_8145 | 4 | Houston | YES | -0.13925 | 43.6 | 12.9 | 54.5 |  | 1.0362 | Cogen | -1 | 0.25144 | 0 | 0 |  |  | 0 | 0 | -0.25144 | 0 | 0.30201 | 0.42331 |  |  |  |  | 100 | 0.1213
48565 | CTL_GN2_8155 | 5 | Houston | YES | -0.13925 | 9.8 | 3.4 | 12.2 |  | 1.0362 | Cogen | -1 | 0.25144 | 0 | 0 |  |  | 0 | 0 | -0.25144 | 0 | 0.30201 | 0.42331 |  |  |  |  | 101 | 0.1213
48772 | PHR_GN2_2 | MB | Houston | YES | -0.13712 | 0 | 72 | 459 |  | 1.0362 | GSC | -1 | 0.24931 | 0 | 0 |  |  | 0 | 0 | -0.24931 | 0 | 0.30201 | 0.42331 |  |  |  |  | 102 | 0.1213
38580 | TNBP_CGN1_8 | 1 | Houston | YES | -0.13416 | 70.8 | 0 | 70.8 | 0 | 1.005 | Cogen | -1 | 0.24635 | 0 | 0 |  |  | 0 | 0 | -0.24635 | 0 | 0.30201 | 0.42331 |  |  |  |  | 103 | 0.1213
38590 | TNBP_CGN2_8 | 2 | Houston | YES | -0.13416 | 66.7 | 0 | 66.7 | 0 | 1.005 | Cogen | -1 | 0.24635 | 0 | 0 |  |  | 0 | 0 | -0.24635 | 0 | 0.30201 | 0.42331 |  |  |  |  | 104 | 0.1213
38600 | TNBP_CGN3_8 | 5 | Houston | YES | -0.13416 | 53 | 0 | 53 | 0 | 1.005 | Cogen | -1 | 0.24635 | 0 | 0 |  |  | 0 | 0 | -0.24635 | 0 | 0.30201 | 0.42331 |  |  |  |  | 105 | 0.1213
38611 | TNBPAMCG1_8 | 1 | Houston | YES | -0.13416 | 153.2 | 0 | 153.2 | 0 | 1.005 | Cogen | -1 | 0.24635 | 0 | 0 |  |  | 0 | 0 | -0.24635 | 0 | 0.30201 | 0.42331 |  |  |  |  | 106 | 0.1213
38612 | TNBPAMCG2_8 | 2 | Houston | YES | -0.13416 | 153.5 | 0 | 153.5 | 0 | 1.005 | Cogen | -1 | 0.24635 | 0 | 0 |  |  | 0 | 0 | -0.24635 | 0 | 0.30201 | 0.42331 |  |  |  |  | 107 | 0.1213
38613 | TNBPAMCG3_8 | 3 | Houston | YES | -0.13416 | 152.3 | 0 | 152.3 | 0 | 1.005 | Cogen | -1 | 0.24635 | 0 | 0 |  |  | 0 | 0 | -0.24635 | 0 | 0.30201 | 0.42331 |  |  |  |  | 108 | 0.1213
38614 | TNBPAMCG4_8 | 4 | Houston | YES | -0.13416 | 96 | 0 | 96 |  | 1.005 | Cogen | -1 | 0.24635 | 0 | 0 |  |  | 0 | 0 | -0.24635 | 0 | 0.30201 | 0.42331 |  |  |  |  | 109 | 0.1213
38615 | TNBPAMCG5_8 | 1 | Houston | YES | -0.13416 | 244 | 0 | 244 | 0 | 1.005 | Cogen | -1 | 0.24635 | 0 | 0 |  |  | 0 | 0 | -0.24635 | 0 | 0.30201 | 0.42331 |  |  |  |  | 110 | 0.1213
38690 | TNBP_CGN4_8 | 3 | Houston | YES | -0.13416 | 40 | 0 | 40 |  | 1.005 | Cogen | -1 | 0.24635 | 0 | 0 |  |  | 0 | 0 | -0.24635 | 0 | 0.30201 | 0.42331 |  |  |  |  | 111 | 0.1213
38711 | TNTXCTY1CG8 | 1 | Houston | YES | -0.13416 | 100.3 | 59 | 100.3 | 0 | 1 | Cogen | -1 | 0.24635 | 0 | 0 |  |  | 0 | 0 | -0.24635 | 0 | 0.30201 | 0.42331 |  |  |  |  | 112 | 0.1213
38712 | TNTXCTY2CG8 | 1 | Houston | YES | -0.13416 | 92.9 | 59 | 92.9 | 0 | 1 | Cogen | -1 | 0.24635 | 0 | 0 |  |  | 0 | 0 | -0.24635 | 0 | 0.30201 | 0.42331 |  |  |  |  | 113 | 0.1213
38713 | TNTXCTY3CG8 | 1 | Houston | YES | -0.13416 | 102.7 | 59 | 102.7 | 0 | 1 | Cogen | -1 | 0.24635 | 0 | 0 |  |  | 0 | 0 | -0.24635 | 0 | 0.30201 | 0.42331 |  |  |  |  | 114 | 0.1213
38714 | TNTXCTY4CG8 | 1 | Houston | YES | -0.13416 | 103 | 59 | 103 | 0 | 1 | Cogen | -1 | 0.24635 | 0 | 0 |  |  | 0 | 0 | -0.24635 | 0 | 0.30201 | 0.42331 |  |  |  |  | 115 | 0.1213
39470 | TNDOWCGNSG8 | 1 | Houston | YES | -0.13416 | 32 | 10 | 32 | 0 | 0.985 | Cogen | -1 | 0.24635 | 0 | 0 |  |  | 0 | 0 | -0.24635 | 0 | 0.30201 | 0.42331 |  |  |  |  | 116 | 0.1213
39480 | TNDOWCGNGG8 | 1 | Houston | YES | -0.13416 | 30 | 10 | 30 | 0 | 0.985 | Cogen | -1 | 0.24635 | 0 | 0 |  |  | 0 | 0 | -0.24635 | 0 | 0.30201 | 0.42331 |  |  |  |  | 117 | 0.1213
48510 | AK_GT1__8040 | 1 | Houston | YES | -0.12698 | 33.4 | 8.1 | 34 |  | 1.029 | Cogen | -1 | 0.23917 | 0 | 0 |  |  | 0 | 0 | -0.23917 | 0 | 0.30201 | 0.42331 |  |  |  |  | 118 | 0.1213
48921 | WAP_GN1_1 | 1 | Houston | YES | -0.12547 | 132.8 | 37 | 166 | 0 | 1.0362 | GST | -1 | 0.23766 | 166 | 166 |  |  | -20.828 | 166 | -0.23766 | -39.4518 | 0.30985 | 0.43322 |  |  |  |  | 119 | 0.1213
48922 | WAP_GN2_2 | 2 | Houston | YES | -0.12547 | 132.8 | 37 | 166 | 0 | 1.0362 | GST | -1 | 0.23766 | 166 | 166 |  |  | -20.828 | 166 | -0.23766 | -39.4518 | 0.31769 | 0.44312 |  |  |  |  | 120 | 0.1213
48923 | WAP_GN3_3 | 3 | Houston | YES | -0.12547 | 198.4 | 93 | 248 | 0 | 1.0362 | GST | -1 | 0.23766 | 248 | 248 |  |  | -31.1166 | 248 | -0.23766 | -58.9401 | 0.32941 | 0.45792 |  |  |  |  | 121 | 0.1213
48924 | WAP_GN4_4 | 4 | Houston | YES | -0.12547 | 546 | 217 | 546 | 0 | 1.0362 | GSC | -1 | 0.23766 | 546 | 546 |  |  | -68.5066 | 546 | -0.23766 | -129.7633 | 0.3552 | 0.49051 |  |  |  |  | 122 | 0.12337
48925 | WAP_GN5_5 | 5 | Houston | YES | -0.12547 | 474.8 | 278 | 654 | 0 | 0.985 | LIGCO | -1 | 0.23766 | 0 | 654 |  |  | 0 | 0 | -0.23766 | 0 | 0.3552 | 0.49051 |  |  |  |  | 123 | 0.12543
48929 | WAPGT21_GT1 | B1 | Houston | YES | -0.12547 | 0 | 0 | 13 |  | 1.05 | GGT | -1 | 0.23766 | 13 | 13 |  |  | -1.6311 | 13 | -0.23766 | -3.0896 | 0.35582 | 0.49129 |  |  |  |  | 124 | 0.12852
48730 | MNS_GT | 1 | Houston | YES | -0.12538 | 43 | 0 | 46.1 |  | 1.029 | Cogen | -1 | 0.23757 | 0 | 0 |  |  | 0 | 0 | -0.23757 | 0 | 0.35582 | 0.49129 |  |  |  |  | 125 | 0.13531
48521 | BVE_GT1_GT1 | 1 | Houston | YES | -0.12027 | 167.7 | 0 | 167.7 |  | 1.035 | CC | -1 | 0.23246 | 167.7 | 167.7 |  |  | -20.1694 | 167.7 | -0.23246 | -38.984 | 0.36374 | 0.50108 |  |  |  |  | 126 | 0.13531
48522 | BVE_GT2_5035 | 2 | Houston | YES | -0.12027 | 166.4 | 0 | 166.4 |  | 1.035 | CC | -1 | 0.23246 | 166.4 | 166.4 |  |  | -20.0131 | 166.4 | -0.23246 | -38.6818 | 0.3716 | 0.51079 |  |  |  |  | 127 | 0.13547
48523 | BVE_ST1_GN1 | 3 | Houston | YES | -0.12027 | 252.4 | 0 | 252.4 |  | 1.035 | CC | -1 | 0.23246 | 252.4 | 252.4 |  |  | -30.3564 | 252.4 | -0.23246 | -58.6736 | 0.38353 | 0.52553 |  |  |  |  | 128 | 0.13547
48926 | WAP_GN6_6 | 6 | Houston | YES | -0.12012 | 651 | 280 | 651 |  | 1.035 | LIGCO | -1 | 0.23231 | 0 | 651 |  |  | 0 | 0 | -0.23231 | 0 | 0.38353 | 0.52553 |  |  |  |  | 129 | 0.13734
48927 | WAP_GN7_7 | 7 | Houston | YES | -0.12012 | 564 | 277 | 564 |  | 1.035 | LIGCO | -1 | 0.23231 | 0 | 564 |  |  | 0 | 0 | -0.23231 | 0 | 0.38353 | 0.52553 |  |  |  |  | 130 | 0.13919
48928 | WAP_GN8_8 | 8 | Houston | YES | -0.12012 | 603 | 275 | 603 |  | 1.035 | LIGCO | -1 | 0.23231 | 0 | 603 |  |  | 0 | 0 | -0.23231 | 0 | 0.38353 | 0.52553 |  |  |  |  | 131 | 0.142
39760 | TNSCLP1___8 | 1 | Houston | YES | -0.11471 | 93.4 | 20 | 116.8 | 0 | 1.04 | Cogen | -1 | 0.2269 | 0 | 0 |  |  | 0 | 0 | -0.2269 | 0 | 0.38353 | 0.52553 |  |  |  |  | 132 | 0.142
39770 | TNSCLP2___8 | 1 | Houston | YES | -0.11471 | 91.6 | 20 | 114.5 | 0 | 1.04 | Cogen | -1 | 0.2269 | 0 | 0 |  |  | 0 | 0 | -0.2269 | 0 | 0.38353 | 0.52553 |  |  |  |  | 133 | 0.142
39775 | TNSCLP4___8 | 1 | Houston | YES | -0.11471 | 95.2 | 20 | 119 | 0 | 1.04 | Cogen | -1 | 0.2269 | 0 | 0 |  |  | 0 | 0 | -0.2269 | 0 | 0.38353 | 0.52553 |  |  |  |  | 134 | 0.142
39790 | TNSCLP3___8 | 1 | Houston | YES | -0.11471 | 87.6 | 20 | 109.5 | 0 | 1.027 | Cogen | -1 | 0.2269 | 0 | 0 |  |  | 0 | 0 | -0.2269 | 0 | 0.38353 | 0.52553 |  |  |  |  | 135 | 0.142
48520 | BSF_GT1_8070 | 1 | Houston | YES | -0.11238 | 72 | 0 | 72 | 0 | 1.0326 | Cogen | -1 | 0.22457 | 0 | 0 |  |  | 0 | 0 | -0.22457 | 0 | 0.38353 | 0.52553 |  |  |  |  | 136 | 0.142
48520 | BSF_GT1_8070 | 2 | Houston | YES | -0.11238 | 10 | 0 | 10 | 0 | 1.0326 | Cogen | -1 | 0.22457 | 0 | 0 |  |  | 0 | 0 | -0.22457 | 0 | 0.38353 | 0.52553 |  |  |  |  | 137 | 0.142
49851 | DOW17000 | 37 | Houston | YES | -0.10917 | 39 | 0 | 62 | 0 | 1 | Cogen | -1 | 0.22136 | 0 | 0 |  |  | 0 | 0 | -0.22136 | 0 | 0.38353 | 0.52553 |  |  |  |  | 138 | 0.142
49858 | DOW38100 | 31 | Houston | YES | -0.10917 | 45 | 0 | 71.4 |  | 1 | Cogen | -1 | 0.22136 | 0 | 0 |  |  | 0 | 0 | -0.22136 | 0 | 0.38353 | 0.52553 |  |  |  |  | 139 | 0.142
49859 | DOW38200 | 33 | Houston | YES | -0.10917 | 28 | 0 | 45 | 0 | 1 | Cogen | -1 | 0.22136 | 0 | 0 |  |  | 0 | 0 | -0.22136 | 0 | 0.38353 | 0.52553 |  |  |  |  | 140 | 0.142
49860 | DOW38300 | 32 | Houston | YES | -0.10917 | 63 | 0 | 101 |  | 1 | Cogen | -1 | 0.22136 | 0 | 0 |  |  | 0 | 0 | -0.22136 | 0 | 0.38353 | 0.52553 |  |  |  |  | 141 | 0.142
49862 | DOW39100 | 36 | Houston | YES | -0.10917 | 54 | 0 | 86 | 0 | 1 | Cogen | -1 | 0.22136 | 0 | 0 |  |  | 0 | 0 | -0.22136 | 0 | 0.38353 | 0.52553 |  |  |  |  | 142 | 0.142
49863 | DOW39200 | 35 | Houston | YES | -0.10917 | 55 | 0 | 88 | 0 | 1 | Cogen | -1 | 0.22136 | 0 | 0 |  |  | 0 | 0 | -0.22136 | 0 | 0.38353 | 0.52553 |  |  |  |  | 143 | 0.142
49865 | DOW41000 | 41 | Houston | YES | -0.10917 | 31 | 0 | 50 |  | 1 | Cogen | -1 | 0.22136 | 0 | 0 |  |  | 0 | 0 | -0.22136 | 0 | 0.38353 | 0.52553 |  |  |  |  | 144 | 0.142
49866 | DOW42000 | 42 | Houston | YES | -0.10917 | 11 | 0 | 18 |  | 1 | Cogen | -1 | 0.22136 | 0 | 0 |  |  | 0 | 0 | -0.22136 | 0 | 0.38353 | 0.52553 |  |  |  |  | 145 | 0.142
49869 | DOW49000 | 45 | Houston | YES | -0.10917 | 59 | 0 | 94 |  | 1 | Cogen | -1 | 0.22136 | 0 | 0 |  |  | 0 | 0 | -0.22136 | 0 | 0.38353 | 0.52553 |  |  |  |  | 146 | 0.142
49870 | DOW61000 | 61 | Houston | YES | -0.10917 | 44 | 0 | 70 | 0 | 1 | Cogen | -1 | 0.22136 | 0 | 0 |  |  | 0 | 0 | -0.22136 | 0 | 0.38353 | 0.52553 |  |  |  |  | 147 | 0.142
49871 | DOW62000 | 62 | Houston | YES | -0.10917 | 40 | 0 | 63 | 0 | 1 | Cogen | -1 | 0.22136 | 0 | 0 |  |  | 0 | 0 | -0.22136 | 0 | 0.38353 | 0.52553 |  |  |  |  | 148 | 0.142
49872 | DOW63000 | 63 | Houston | YES | -0.10917 | 45 | 0 | 72 | 0 | 1 | Cogen | -1 | 0.22136 | 0 | 0 |  |  | 0 | 0 | -0.22136 | 0 | 0.38353 | 0.52553 |  |  |  |  | 149 | 0.142
49873 | DOW64000 | 64 | Houston | YES | -0.10917 | 41 | 0 | 64.8 | 0 | 1 | Cogen | -1 | 0.22136 | 0 | 0 |  |  | 0 | 0 | -0.22136 | 0 | 0.38353 | 0.52553 |  |  |  |  | 150 | 0.142
49876 | DOW65000 | 65 | Houston | YES | -0.10917 | 63 | 0 | 101 | 0 | 1 | Cogen | -1 | 0.22136 | 0 | 0 |  |  | 0 | 0 | -0.22136 | 0 | 0.38353 | 0.52553 |  |  |  |  | 151 | 0.142
49877 | DOW66000 | 66 | Houston | YES | -0.10917 | 61 | 0 | 97 | 0 | 1 | Cogen | -1 | 0.22136 | 0 | 0 |  |  | 0 | 0 | -0.22136 | 0 | 0.38353 | 0.52553 |  |  |  |  | 152 | 0.142
49878 | DOW67000 | 67 | Houston | YES | -0.10917 | 65 | 0 | 103 | 0 | 1 | Cogen | -1 | 0.22136 | 0 | 0 |  |  | 0 | 0 | -0.22136 | 0 | 0.38353 | 0.52553 |  |  |  |  | 153 | 0.142
49882 | DOW81000 | 81 | Houston | YES | -0.10917 | 47 | 0 | 76 | 0 | 1 | Cogen | -1 | 0.22136 | 0 | 0 |  |  | 0 | 0 | -0.22136 | 0 | 0.38353 | 0.52553 |  |  |  |  | 154 | 0.142
49884 | DOW82000 | 82 | Houston | YES | -0.10917 | 51 | 0 | 80 | 0 | 1 | Cogen | -1 | 0.22136 | 0 | 0 |  |  | 0 | 0 | -0.22136 | 0 | 0.38353 | 0.52553 |  |  |  |  | 155 | 0.142
49885 | DOW83000 | 83 | Houston | YES | -0.10917 | 51 | 0 | 80 | 0 | 1 | Cogen | -1 | 0.22136 | 0 | 0 |  |  | 0 | 0 | -0.22136 | 0 | 0.38353 | 0.52553 |  |  |  |  | 156 | 0.142
49886 | DOW84000 | 84 | Houston | YES | -0.10917 | 107 | 0 | 171 | 0 | 0.98 | Cogen | -1 | 0.22136 | 0 | 0 |  |  | 0 | 0 | -0.22136 | 0 | 0.38353 | 0.52553 |  |  |  |  | 157 | 0.142
48911 | TGF_GT1_8000 | 1 | Houston | YES | -0.096074 | 69.2 | 0 | 69.2 |  | 1.029 | Cogen | -1 | 0.20827 | 0 | 0 |  |  | 0 | 0 | -0.20827 | 0 | 0.38353 | 0.52553 |  |  |  |  | 158 | 0.142
5911 | STP_GN1___1 | 1 | Houston | YES | -0.093439 | 1333 | 1249 | 1333 | 0 | 1.0406 | Nuc | -1 | 0.20563 | 0 | 0 |  |  | 0 | 0 | -0.20563 | 0 | 0.38353 | 0.52553 |  |  |  |  | 159 | 0.142
5912 | STP_GN2___2 | 2 | Houston | YES | -0.093439 | 1332 | 1249 | 1332 | 0 | 1.0406 | Nuc | -1 | 0.20563 | 0 | 0 |  |  | 0 | 0 | -0.20563 | 0 | 0.38353 | 0.52553 |  |  |  |  | 160 | 0.142
48731 | CBE_GT1 | 1 | Houston | YES | -0.090265 | 76 | 0 | 76 | 0 | 1.029 | CC | -1 | 0.20246 | 76 | 76 |  |  | -6.8601 | 76 | -0.20246 | -15.3867 | 0.38712 | 0.52939 |  |  |  |  | 161 | 0.142
48732 | CBE_GT2 | 1 | Houston | YES | -0.090265 | 76 | 0 | 76 | 0 | 1.029 | CC | -1 | 0.20246 | 76 | 76 |  |  | -6.8601 | 76 | -0.20246 | -15.3867 | 0.39071 | 0.53325 |  |  |  |  | 162 | 0.142
48733 | CBE_ST12 | 1 | Houston | YES | -0.090265 | 105 | 0 | 105 | 0 | 1.029 | CC | -1 | 0.20246 | 105 | 105 |  |  | -9.4778 | 105 | -0.20246 | -21.258 | 0.39567 | 0.53859 |  |  |  |  | 163 | 0.142
48734 | CBE_GT3 | 1 | Houston | YES | -0.090265 | 76 | 0 | 76 | 0 | 1.029 | CC | -1 | 0.20246 | 76 | 76 |  |  | -6.8601 | 76 | -0.20246 | -15.3867 | 0.39926 | 0.54246 |  |  |  |  | 164 | 0.14227
48735 | CBE_GT4 | 1 | Houston | YES | -0.090265 | 76 | 0 | 76 | 0 | 1.029 | CC | -1 | 0.20246 | 76 | 76 |  |  | -6.8601 | 76 | -0.20246 | -15.3867 | 0.40285 | 0.54632 |  |  |  |  | 165 | 0.14255
48736 | CBE_ST34 | 1 | Houston | YES | -0.090265 | 105 | 0 | 105 | 0 | 1.029 | CC | -1 | 0.20246 | 105 | 105 |  |  | -9.4778 | 105 | -0.20246 | -21.258 | 0.40781 | 0.55166 |  |  |  |  | 166 | 0.14292
8134 | FOR #1 | 1 | South | YES | -0.063046 | 54.1 | 45 | 79 | 0 | 1 | Cogen | -1 | 0.17524 | 0 | 0 |  |  |  |  | -0.17524 | 0 | 0.40781 | 0.55166 |  |  |  |  | 167 | 0.1432
8138 | FOR #2 | 2 | South | YES | -0.063046 | 63.1 | 45 | 81 | 0 | 1 | Cogen | -1 | 0.17524 | 0 | 0 |  |  |  |  | -0.17524 | 0 | 0.40781 | 0.55166 |  |  |  |  | 168 | 0.14347
8153 | FOR #3 | 3 | South | YES | -0.063046 | 63.1 | 45 | 79.9 | 0 | 1 | Cogen | -1 | 0.17524 | 0 | 0 |  |  |  |  | -0.17524 | 0 | 0.40781 | 0.55166 |  |  |  |  | 169 | 0.14385
8154 | FOR #4 | 4 | South | YES | -0.063046 | 63.1 | 60 | 80 | 0 | 1 | Cogen | -1 | 0.17524 | 0 | 0 |  |  |  |  | -0.17524 | 0 | 0.40781 | 0.55166 |  |  |  |  | 170 | 0.14385
8155 | FOR #5 | 5 | South | YES | -0.063046 | 63.1 | 60 | 78.4 | 0 | 1 | Cogen | -1 | 0.17524 | 0 | 0 |  |  |  |  | -0.17524 | 0 | 0.40781 | 0.55166 |  |  |  |  | 171 | 0.14385
8156 | FOR #6 | 6 | South | YES | -0.063046 | 24.9 | 5 | 25 | 0 | 1 | Cogen | -1 | 0.17524 | 0 | 0 |  |  |  |  | -0.17524 | 0 | 0.40781 | 0.55166 |  |  |  |  | 172 | 0.14385
8157 | FOR #7 | 7 | South | YES | -0.063046 | 28.8 | 5 | 46 | 0 | 1 | Cogen | -1 | 0.17524 | 0 | 0 |  |  |  |  | -0.17524 | 0 | 0.40781 | 0.55166 |  |  |  |  | 173 | 0.14385
80051 | FOR #8 | 8 | South | YES | -0.063046 | 28 | 28 | 28 |  | 1 | Cogen | -1 | 0.17524 | 0 | 0 |  |  |  |  | -0.17524 | 0 | 0.40781 | 0.55166 |  |  |  |  | 174 | 0.14385
80052 | FOR #9 | 9 | South | YES | -0.063046 | 29.7 | 5 | 43.6 | 0 | 1 | Cogen | -1 | 0.17524 | 0 | 0 |  |  |  |  | -0.17524 | 0 | 0.40781 | 0.55166 |  |  |  |  | 175 | 0.14385
80053 | FOR #10 | 10 | South | YES | -0.063046 | 68.4 | 45 | 75 | 0 | 1 | Cogen | -1 | 0.17524 | 0 | 0 |  |  |  |  | -0.17524 | 0 | 0.40781 | 0.55166 |  |  |  |  | 176 | 0.14385
80226 | ALCOA G | 1 | South | YES | -0.062218 | 32.3 | 5 | 48 | 0 | 1.015 | Cogen | -1 | 0.17441 | 0 | 0 |  |  |  |  | -0.17441 | 0 | 0.40781 | 0.55166 |  |  |  |  | 177 | 0.14385
8147 | UCAR #2 | 10 | South | YES | -0.059485 | 18.2 | 0 | 28 |  | 1 | Cogen | -1 | 0.17168 | 0 | 0 |  |  |  |  | -0.17168 | 0 | 0.40781 | 0.55166 |  |  |  |  | 178 | 0.14385
8148 | UCAR #1 | 2 | South | YES | -0.059485 | 6.1 | 0 | 7 | 0 | 1.009 | Cogen | -1 | 0.17168 | 0 | 0 |  |  |  |  | -0.17168 | 0 | 0.40781 | 0.55166 |  |  |  |  | 179 | 0.14385
80137 | CSDR89 | 8 | South | YES | -0.059485 | 33.9 | 0 | 39 | 0 | 1.003 | DCTie | -1 | 0.17168 | 0 | 0 |  |  |  |  | -0.17168 | 0 | 0.40781 | 0.55166 |  |  |  |  | 180 | 0.14385
80137 | CSDR89 | 9 | South | YES | -0.059485 | 15 | 0 | 15 | 0 | 1.003 | DCTie | -1 | 0.17168 | 0 | 0 |  |  |  |  | -0.17168 | 0 | 0.40781 | 0.55166 |  |  |  |  | 181 | 0.14385
80138 | CSDR7 | 7 | South | YES | -0.059485 | 6.1 | 0 | 7 | 0 | 1.014 | DCTie | -1 | 0.17168 | 0 | 0 |  |  |  |  | -0.17168 | 0 | 0.40781 | 0.55166 |  |  |  |  | 182 | 0.14385
80139 | CSDR56 | 5 | South | YES | -0.059485 | 15 | 0 | 15 |  | 1.0033 | DCTie | -1 | 0.17168 | 0 | 0 |  |  |  |  | -0.17168 | 0 | 0.40781 | 0.55166 |  |  |  |  | 183 | 0.14385
80139 | CSDR56 | 6 | South | YES | -0.059485 | 0 | 0 | 39 |  | 1.0033 | DCTie | -1 | 0.17168 | 0 | 0 |  |  |  |  | -0.17168 | 0 | 0.40781 | 0.55166 |  |  |  |  | 184 | 0.14385
80140 | CSDR11 | 11 | South | YES | -0.059485 | 33.9 | 0 | 39 | 0 | 1.03 | DCTie | -1 | 0.17168 | 0 | 0 |  |  |  |  | -0.17168 | 0 | 0.40781 | 0.55166 |  |  |  |  | 185 | 0.14385
80227 | AIRCO G | 1 | South | YES | -0.059076 | 7.2 | 0 | 8 | 0 | 1.0104 | Cogen | -1 | 0.17127 | 0 | 0 |  |  |  |  | -0.17127 | 0 | 0.40781 | 0.55166 |  |  |  |  | 186 | 0.14385
80224 | VISTRONG1 | 1 | South | YES | -0.058395 | 13.1 | 0 | 15 | 0 | 1.01 | Cogen | -1 | 0.17059 | 0 | 0 |  |  |  |  | -0.17059 | 0 | 0.40781 | 0.55166 |  |  |  |  | 187 | 0.14385
80225 | VISTRONG2 | 2 | South | YES | -0.058395 | 20.2 | 0 | 23 | 0 | 1.01 | Cogen | -1 | 0.17059 | 0 | 0 |  |  |  |  | -0.17059 | 0 | 0.40781 | 0.55166 |  |  |  |  | 188 | 0.14385
5503 | RAYBURNGEN3 | 1 | South | YES | -0.056994 | 17.6 | 6 | 22 | 0 | 1.0224 | GST | -1 | 0.16919 | 22 | 22 |  |  |  |  | -0.16919 | -3.7221 | 0.40885 | 0.55259 |  |  |  |  | 189 | 0.14385
5505 | RAYBURNGEN1 | 1 | South | YES | -0.056994 | 0 | 1 | 11 |  | 1.0223 | GGT | -1 | 0.16919 | 11 | 11 |  |  |  |  | -0.16919 | -1.861 | 0.40937 | 0.55306 |  |  |  |  | 190 | 0.14385
5506 | RAYBURNGEN2 | 1 | South | YES | -0.056994 | 0 | 1 | 11 |  | 1.0223 | GGT | -1 | 0.16919 | 11 | 11 |  |  |  |  | -0.16919 | -1.861 | 0.40989 | 0.55353 |  |  |  |  | 191 | 0.14385
8066 | DUP1V#1 | 1 | South | YES | -0.056496 | 52.3 | 0 | 73 | 0 | 1.01 | Cogen | -1 | 0.16869 | 0 | 0 |  |  |  |  | -0.16869 | 0 | 0.40989 | 0.55353 |  |  |  |  | 192 | 0.14374
5508 | RAYBURNCC9 | 1 | South | YES | -0.05646 | 47.7 | 18.2 | 47.7 | 0 | 1.0296 | CC | -1 | 0.16865 | 47.7 | 47.7 |  |  |  |  | -0.16865 | -8.0447 | 0.41214 | 0.55555 |  |  |  |  | 193 | 0.14369
5509 | RAYBURNCC10 | 1 | South | YES | -0.05646 | 37.3 | 5.2 | 37.3 | 0 | 1.0296 | CC | -1 | 0.16865 | 37.3 | 37.3 |  |  |  |  | -0.16865 | -6.2907 | 0.41391 | 0.55713 |  |  |  |  | 194 | 0.14364
5511 | RAYBURNCC7 | 1 | South | YES | -0.05646 | 47.5 | 18.2 | 47.5 | 0 | 1.0296 | CC | -1 | 0.16865 | 47.5 | 47.5 |  |  |  |  | -0.16865 | -8.011 | 0.41615 | 0.55914 |  |  |  |  | 195 | 0.14364
5512 | RAYBURNCC8 | 1 | South | YES | -0.05646 | 49.3 | 18.2 | 49.3 | 0 | 1.0296 | CC | -1 | 0.16865 | 49.3 | 49.3 |  |  |  |  | -0.16865 | -8.3145 | 0.41848 | 0.56123 |  |  |  |  | 196 | 0.14341
8926 | LGE_GT10A | 1 | South | YES | -0.055436 | 158 | 0 | 158 | 0 | 1.03 | Cogen | -1 | 0.16763 | 0 | 0 |  |  |  |  | -0.16763 | 0 | 0.41848 | 0.56123 |  |  |  |  | 197 | 0.14322
8927 | LGE_GT20A | 2 | South | YES | -0.055436 | 153 | 0 | 153 | 0 | 1.03 | Cogen | -1 | 0.16763 | 0 | 0 |  |  |  |  | -0.16763 | 0 | 0.41848 | 0.56123 |  |  |  |  | 198 | 0.14299
8928 | LGE_STG0A | 3 | South | YES | -0.055436 | 100 | 0 | 100 | 0 | 1.03 | Cogen | -1 | 0.16763 | 0 | 0 |  |  |  |  | -0.16763 | 0 | 0.41848 | 0.56123 |  |  |  |  | 199 | 0.14275
8930 | ICPGN10A | 1 | South | YES | -0.055436 | 149 | 0 | 149 | 0 | 1.03 | Cogen | -1 | 0.16763 | 0 | 0 |  |  |  |  | -0.16763 | 0 | 0.41848 | 0.56123 |  |  |  |  | 200 | 0.14275
8931 | ICPGN20A | 2 | South | YES | -0.055436 | 150 | 0 | 150 | 0 | 1.03 | Cogen | -1 | 0.16763 | 0 | 0 |  |  |  |  | -0.16763 | 0 | 0.41848 | 0.56123 |  |  |  |  | 201 | 0.14275
8932 | ICPGN30A | 3 | South | YES | -0.055436 | 127 | 0 | 127 | 0 | 1.03 | Cogen | -1 | 0.16763 | 0 | 0 |  |  |  |  | -0.16763 | 0 | 0.41848 | 0.56123 |  |  |  |  | 202 | 0.14275
80223 | REYSHR G | 1 | South | YES | -0.055436 | 12 | 0 | 12 | 0 | 1.032 | Cogen | -1 | 0.16763 | 0 | 0 |  |  |  |  | -0.16763 | 0 | 0.41848 | 0.56123 |  |  |  |  | 203 | 0.14275
8173 | VICEC51A | 5 | South | YES | -0.055391 | 144 | 18 | 144 | 0 | 1.025 | CC | -1 | 0.16758 | 144 | 144 |  |  |  |  | -0.16758 | -24.1319 | 0.42528 | 0.56729 |  |  |  |  | 204 | 0.14275
8174 | VICEC61A | 6 | South | YES | -0.055391 | 188 | 42 | 188 | 0 | 1.025 | CC | -1 | 0.16758 | 188 | 188 |  |  |  |  | -0.16758 | -31.5055 | 0.43416 | 0.5752 |  |  |  |  | 205 | 0.14275
8442 | NBEC7 | 7 | South | YES | -0.054319 | 0 | 81 | 367 |  | 1.0298 | GST | -1 | 0.16651 | 367 | 367 |  |  |  |  | -0.16651 | -61.1094 | 0.4515 | 0.59055 |  |  |  |  | 206 | 0.14275
8442 | NBEC7 | MB | South | YES | -0.054319 | 0 | 81 | 367 |  | 1.0298 | GST | -1 | 0.16651 | 0 | 0 |  |  |  |  | -0.16651 | 0 | 0.4515 | 0.59055 |  |  |  |  | 207 | 0.14201
8560 | CNOPGT1 | 1 | South | YES | -0.054307 | 148.3 | 0 | 148.3 | 0 | 1.03 | Cogen | -1 | 0.1665 | 0 | 0 |  |  |  |  | -0.1665 | 0 | 0.4515 | 0.59055 |  |  |  |  | 208 | 0.14104
8561 | CNOPGT2 | 2 | South | YES | -0.054307 | 148.6 | 0 | 148.6 | 0 | 1.03 | Cogen | -1 | 0.1665 | 0 | 0 |  |  |  |  | -0.1665 | 0 | 0.4515 | 0.59055 |  |  |  |  | 209 | 0.13905
8562 | CNOPST1 | 3 | South | YES | -0.054307 | 153 | 0 | 153 | 0 | 1.03 | Cogen | -1 | 0.1665 | 0 | 0 |  |  |  |  | -0.1665 | 0 | 0.4515 | 0.59055 |  |  |  |  | 210 | 0.13905
8456 | COSW#1 | 1 | South | YES | -0.054244 | 20 | 0 | 20 | 0 | 1.027 | Cogen | -1 | 0.16644 | 0 | 0 |  |  |  |  | -0.16644 | 0 | 0.4515 | 0.59055 |  |  |  |  | 211 | 0.13905
8457 | COSW#2 | 2 | South | YES | -0.054244 | 14 | 0 | 14 | 0 | 1.027 | Cogen | -1 | 0.16644 | 0 | 0 |  |  |  |  | -0.16644 | 0 | 0.4515 | 0.59055 |  |  |  |  | 212 | 0.13905
8459 | B_DAVIS0B | MB | South | YES | -0.054116 | 0 | 50 | 339 |  | 1.03 | GSC | -1 | 0.16631 | 0 | 0 |  |  |  |  | -0.16631 | 0 | 0.4515 | 0.59055 |  |  |  |  | 213 | 0.13905
8460 | B_DAVIS0A | MB | South | YES | -0.054116 | 0 | 50 | 340 |  | 1.03 | GSC | -1 | 0.16631 | 0 | 0 |  |  |  |  | -0.16631 | 0 | 0.4515 | 0.59055 |  |  |  |  | 214 | 0.13905
80263 | B_DAVIS31A | 3 | South | YES | -0.054116 | 0 | 0 | 180 |  | 1.0366 | CC | -1 | 0.16631 | 180 | 180 |  |  |  |  | -0.16631 | -29.9354 | 0.46001 | 0.59807 |  |  |  |  | 215 | 0.13905
80264 | B_DAVIS41A | 4 | South | YES | -0.054116 | 0 | 0 | 180 |  | 1.0366 | CC | -1 | 0.16631 | 180 | 180 |  |  |  |  | -0.16631 | -29.9354 | 0.46851 | 0.60558 |  |  |  |  | 216 | 0.13905
8506 | VAL #1 | 1 | South | YES | -0.053995 | 20.9 | 0 | 25 | 0 | 1.0055 | Cogen | -1 | 0.16619 | 0 | 0 |  |  |  |  | -0.16619 | 0 | 0.46851 | 0.60558 |  |  |  |  | 217 | 0.13905
8507 | VAL #2 | 2 | South | YES | -0.053995 | 20.9 | 0 | 25 | 0 | 1.0055 | Cogen | -1 | 0.16619 | 0 | 0 |  |  |  |  | -0.16619 | 0 | 0.46851 | 0.60558 |  |  |  |  | 218 | 0.13806
8511 | OXY_CC0A | 1 | South | YES | -0.053915 | 30.3 | 0 | 38 | 0 | 1.027 | Cogen | -1 | 0.16611 | 0 | 0 |  |  |  |  | -0.16611 | 0 | 0.46851 | 0.60558 |  |  |  |  | 219 | 0.13707
8461 | KOCH_UP0A | 1 | South | YES | -0.053863 | 38 | 0 | 38 | 0 | 1.012 | Cogen | -1 | 0.16605 | 0 | 0 |  |  |  |  | -0.16605 | 0 | 0.46851 | 0.60558 |  |  |  |  | 220 | 0.13707
8517 | CELANEBI0A | 1 | South | YES | -0.053425 | 29 | 0 | 29 | 0 | 1.02 | Cogen | -1 | 0.16562 | 0 | 0 |  |  |  |  | -0.16562 | 0 | 0.46851 | 0.60558 |  |  |  |  | 221 | 0.13707
80080 | GWINDT11A | 1 | South | YES | -0.053362 | 28.2 | 0 | 94 | 0 | 1.025 | Wind | -1 | 0.16555 | 0 | 94 |  |  |  |  | -0.16555 | 0 | 0.46851 | 0.60558 |  |  |  |  | 222 | 0.13707
80080 | GWINDT11A | 2 | South | YES | -0.053362 | 0 | 0 | 41 | 0 | 1.025 | Wind | -1 | 0.16555 | 0 | 41 |  |  |  |  | -0.16555 | 0 | 0.46851 | 0.60558 |  |  |  |  | 223 | 0.13707
80080 | GWINDT11A | 3 | South | YES | -0.053362 | 0 | 0 | 38 | 0 | 1.025 | Wind | -1 | 0.16555 | 0 | 38 |  |  |  |  | -0.16555 | 0 | 0.46851 | 0.60558 |  |  |  |  | 224 | 0.13707
80080 | GWINDT11A | 4 | South | YES | -0.053362 | 3.8 | 0 | 19 | 0 | 1.025 | Wind | -1 | 0.16555 | 0 | 19 |  |  |  |  | -0.16555 | 0 | 0.46851 | 0.60558 |  |  |  |  | 225 | 0.13707
80081 | GWINDT21A | 1 | South | YES | -0.053362 | 28.2 | 0 | 94 | 0 | 1.025 | Wind | -1 | 0.16555 | 0 | 94 |  |  |  |  | -0.16555 | 0 | 0.46851 | 0.60558 |  |  |  |  | 226 | 0.13707
80081 | GWINDT21A | 2 | South | YES | -0.053362 | 7.2 | 0 | 36 | 0 | 1.025 | Wind | -1 | 0.16555 | 0 | 36 |  |  |  |  | -0.16555 | 0 | 0.46851 | 0.60558 |  |  |  |  | 227 | 0.13707
80081 | GWINDT21A | 3 | South | YES | -0.053362 | 8.6 | 0 | 43 | 0 | 1.025 | Wind | -1 | 0.16555 | 0 | 43 |  |  |  |  | -0.16555 | 0 | 0.46851 | 0.60558 |  |  |  |  | 228 | 0.13707
80081 | GWINDT21A | 4 | South | YES | -0.053362 | 4.4 | 0 | 22 | 0 | 1.025 | Wind | -1 | 0.16555 | 0 | 22 |  |  |  |  | -0.16555 | 0 | 0.46851 | 0.60558 |  |  |  |  | 229 | 0.13707
80180 | PNSCALT11A | 1 | South | YES | -0.053362 | 43.8 | 0 | 148 | 0 | 1.025 | Wind | -1 | 0.16555 | 0 | 148 |  |  |  |  | -0.16555 | 0 | 0.46851 | 0.60558 |  |  |  |  | 230 | 0.13707
80180 | PNSCALT11A | 2 | South | YES | -0.053362 | 10 | 0 | 50 | 0 | 1.025 | Wind | -1 | 0.16555 | 0 | 50 |  |  |  |  | -0.16555 | 0 | 0.46851 | 0.60558 |  |  |  |  | 231 | 0.13707
80181 | PNSCALT21A | 1 | South | YES | -0.053362 | 16.5 | 0 | 55 | 0 | 1.025 | Wind | -1 | 0.16555 | 0 | 55 |  |  |  |  | -0.16555 | 0 | 0.46851 | 0.60558 |  |  |  |  | 232 | 0.13707
80181 | PNSCALT21A | 2 | South | YES | -0.053362 | 10 | 0 | 50 | 0 | 1.025 | Wind | -1 | 0.16555 | 0 | 50 |  |  |  |  | -0.16555 | 0 | 0.46851 | 0.60558 |  |  |  |  | 233 | 0.13707
5932 | SI_RAY9 | 9 | South | YES | -0.053208 | 32 | 32 | 38 | 0 | 1.035 | CC | -1 | 0.1654 | 38 | 38 |  |  |  |  | -0.1654 | -6.2852 | 0.47031 | 0.60716 |  |  |  |  | 234 | 0.13707
5933 | SI_RAY6 | 6 | South | YES | -0.053208 | 15.4 | 10 | 19.3 | 0 | 1.035 | GST | -1 | 0.1654 | 19.3 | 19.3 |  |  |  |  | -0.1654 | -3.1922 | 0.47122 | 0.60796 |  |  |  |  | 235 | 0.13707
5935 | SI_RAY10 | 10 | South | YES | -0.053208 | 47 | 10 | 47 | 0 | 1.03 | CC | -1 | 0.1654 | 47 | 47 |  |  |  |  | -0.1654 | -7.7738 | 0.47344 | 0.60992 |  |  |  |  | 236 | 0.13707
80003 | MILHWYS | F | South | YES | -0.053208 | 0 | 0 | 0 | 0 | 1.0168 | AVR | -1 | 0.1654 | 0 | 0 |  |  |  |  | -0.1654 | 0 | 0.47344 | 0.60992 |  |  |  |  | 237 | 0.13686
8936 | MVGN#1 | 1 | South | YES | -0.052957 | 216.6 | 0 | 216.6 | 0 | 1.0304 | CC | -1 | 0.16515 | 216.6 | 216.6 |  |  |  |  | -0.16515 | -35.7712 | 0.48367 | 0.6189 |  |  |  |  | 238 | 0.13675
8937 | MVGN#2 | 2 | South | YES | -0.052957 | 216.7 | 0 | 216.7 | 0 | 1.0304 | CC | -1 | 0.16515 | 216.7 | 216.7 |  |  |  |  | -0.16515 | -35.7877 | 0.49391 | 0.62789 |  |  |  |  | 239 | 0.13648
8938 | MVGN#3 | 3 | South | YES | -0.052957 | 250.9 | 0 | 250.9 | 0 | 1.0304 | CC | -1 | 0.16515 | 250.9 | 250.9 |  |  |  |  | -0.16515 | -41.4358 | 0.50576 | 0.63829 |  |  |  |  | 240 | 0.13648
8981 | HECN1 | 1 | South | YES | -0.052956 | 144.8 | 0 | 144.8 | 0 | 1.0304 | CC | -1 | 0.16515 | 144.8 | 144.8 |  |  |  |  | -0.16515 | -23.9134 | 0.51261 | 0.6443 |  |  |  |  | 241 | 0.13523
8982 | HECN2 | 2 | South | YES | -0.052956 | 144.1 | 0 | 144.1 | 0 | 1.0304 | CC | -1 | 0.16515 | 144.1 | 144.1 |  |  |  |  | -0.16515 | -23.7978 | 0.51941 | 0.65027 |  |  |  |  | 242 | 0.13398
8983 | HECN3 | 3 | South | YES | -0.052956 | 171.9 | 0 | 171.9 | 0 | 1.0304 | CC | -1 | 0.16515 | 171.9 | 171.9 |  |  |  |  | -0.16515 | -28.3889 | 0.52753 | 0.6574 |  |  |  |  | 243 | 0.13253
8933 | FGNTS001 | 1 | South | YES | -0.052381 | 146.5 | 0 | 146.5 | 0 | 1.03 | CC | -1 | 0.16457 | 146.5 | 146.5 |  |  |  |  | -0.16457 | -24.1099 | 0.53446 | 0.66346 |  |  |  |  | 244 | 0.13169
8934 | FGNTS101 | 2 | South | YES | -0.052381 | 147.9 | 0 | 147.9 | 0 | 1.03 | CC | -1 | 0.16457 | 147.9 | 147.9 |  |  |  |  | -0.16457 | -24.3403 | 0.54144 | 0.66957 |  |  |  |  | 245 | 0.13086
8935 | FGNTS201 | 3 | South | YES | -0.052381 | 173 | 0 | 173 | 0 | 1.03 | CC | -1 | 0.16457 | 173 | 173 |  |  |  |  | -0.16457 | -28.4711 | 0.54962 | 0.67672 |  |  |  |  | 246 | 0.12987
8161 | COLETO0A | 1 | South | YES | -0.050347 | 633 | 200 | 633 | 0 | 1.03 | LIGCO | -1 | 0.16254 | 0 | 633 |  |  |  |  | -0.16254 | 0 | 0.54962 | 0.67672 |  |  |  |  | 247 | 0.129
88508 | FALFURRI | F | South | YES | -0.049554 | 0 | 0 | 0 | 0 | 1 | AVR | -1 | 0.16175 | 0 | 0 |  |  |  |  | -0.16175 | 0 | 0.54962 | 0.67672 |  |  |  |  | 248 | 0.12813
5728 | FALCONHYDRO2 | 2 | South | YES | -0.048965 | 12 | 0 | 12 | 0 | 1.0234 | Hydro | -1 | 0.16116 | 0 | 0 |  |  |  |  | -0.16116 | 0 | 0.54962 | 0.67672 |  |  |  |  | 249 | 0.1271
5729 | FALCONHYDRO3 | 3 | South | YES | -0.048965 | 11 | 0 | 11 | 0 | 1.0234 | Hydro | -1 | 0.16116 | 0 | 0 |  |  |  |  | -0.16116 | 0 | 0.54962 | 0.67672 |  |  |  |  | 250 | 0.1271
8048 | FALCONHYDRO1 | 1 | South | YES | -0.048965 | 12 | 0 | 12 | 0 | 1.0234 | Hydro | -1 | 0.16116 | 0 | 0 |  |  |  |  | -0.16116 | 0 | 0.54962 | 0.67672 |  |  |  |  | 251 | 0.1271
88198 | BEEVILLE | F | South | YES | -0.047709 | 0 | 0 | 0 | 0 | 1.02 | AVR | -1 | 0.1599 | 0 | 0 |  |  |  |  | -0.1599 | 0 | 0.54962 | 0.67672 |  |  |  |  | 252 | 0.1271
88299 | ZAPATA | F | South | YES | -0.045697 | 0 | 0 | 0 | 0 | 1.02 | BLT | -1 | 0.15789 | 0 | 0 |  |  |  |  | -0.15789 | 0 | 0.54962 | 0.67672 |  |  |  |  | 253 | 0.1271
80012 | LAR | F | South | YES | -0.040876 | 0 | 0 | 0 | 0 | 1.04 | DCTie | -1 | 0.15307 | 0 | 0 |  |  |  |  | -0.15307 | 0 | 0.54962 | 0.67672 |  |  |  |  | 254 | 0.1271
80265 | LARECU40A | 4 | South | YES | -0.040874 | 80 | 0 | 100 |  | 1.039 | GGT | -1 | 0.15307 | 100 | 100 |  |  |  |  | -0.15307 | -15.3066 | 0.55434 | 0.68056 |  |  |  |  | 255 | 0.1271
80266 | LARECU50A | 5 | South | YES | -0.040874 | 80 | 0 | 100 |  | 1.039 | GGT | -1 | 0.15307 | 100 | 100 |  |  |  |  | -0.15307 | -15.3066 | 0.55907 | 0.68441 |  |  |  |  | 256 | 0.1271
5903 | SANMIGUELGEN | 1 | South | YES | -0.04021 | 396.3 | 180 | 396.3 | 0 | 1.0336 | LIGCO | -1 | 0.1524 | 0 | 396.3 |  |  |  |  | -0.1524 | 0 | 0.55907 | 0.68441 |  |  |  |  | 257 | 0.1271
8189 | CUECPL2A | 1 | South | YES | -0.037112 | 12 | 0 | 12 | 0 | 1.02 | Cogen | -1 | 0.1493 | 0 | 0 |  |  |  |  | -0.1493 | 0 | 0.55907 | 0.68441 |  |  |  |  | 258 | 0.12622
5401 | CALAVER_JKS1 | 1 | South | YES | -0.035686 | 562 | 100 | 562 | 0 | 1.026 | LIGCO | -1 | 0.14788 | 0 | 562 |  |  |  |  | -0.14788 | 0 | 0.55907 | 0.68441 |  |  |  |  | 259 | 0.12534
5476 | BRA_AVR1_CT1 | 1 | South | YES | -0.034816 | 155 | 90 | 155 | 0 | 1.025 | CC | -1 | 0.14701 | 155 | 155 |  |  |  |  | -0.14701 | -22.7862 | 0.56639 | 0.69013 |  |  |  |  | 260 | 0.12534
5477 | BRA_AVR1_ST | 1 | South | YES | -0.034816 | 174 | 138 | 174 | 0 | 1.025 | CC | -1 | 0.14701 | 174 | 174 |  |  |  |  | -0.14701 | -25.5793 | 0.57461 | 0.69655 |  |  |  |  | 261 | 0.12534
5478 | BRA_AVR1_CT2 | 1 | South | YES | -0.034816 | 155 | 90 | 155 | 0 | 1.025 | CC | -1 | 0.14701 | 155 | 155 |  |  |  |  | -0.14701 | -22.7862 | 0.58193 | 0.70228 |  |  |  |  | 262 | 0.12534
5890 | PEARSALLGEN1 | 1 | South | YES | -0.033855 | 19.2 | 6 | 24 | 0 | 1.0226 | GST | -1 | 0.14605 | 24 | 24 |  |  |  |  | -0.14605 | -3.5051 | 0.58307 | 0.70316 |  |  |  |  | 263 | 0.12374
5891 | PEARSALLGEN2 | 1 | South | YES | -0.033855 | 19.4 | 6 | 24.3 | 0 | 1.0226 | GST | -1 | 0.14605 | 24.3 | 24.3 |  |  |  |  | -0.14605 | -3.5489 | 0.58421 | 0.70405 |  |  |  |  | 264 | 0.12194
5892 | PEARSALLGEN3 | 1 | South | YES | -0.033855 | 19.1 | 6 | 23.9 | 0 | 1.0226 | GST | -1 | 0.14605 | 23.9 | 23.9 |  |  |  |  | -0.14605 | -3.4905 | 0.58534 | 0.70492 |  |  |  |  | 265 | 0.12034
5026 | BRAUNIG_VHB1 | 1 | South | YES | -0.033638 | 215 | 40 | 215 | 0 | 1.0192 | GST | -1 | 0.14583 | 215 | 215 |  |  |  |  | -0.14583 | -31.3534 | 0.5955 | 0.7128 |  |  |  |  | 266 | 0.12009
5027 | BRAUNIG_VHB2 | 2 | South | YES | -0.033638 | 216 | 40 | 216 | 0 | 1.0192 | GST | -1 | 0.14583 | 216 | 216 |  |  |  |  | -0.14583 | -31.4992 | 0.60571 | 0.72071 |  |  |  |  | 267 | 0.11983
5264 | LEON_LCP3G3 | 3 | South | YES | -0.033559 | 0 | 20 | 58 |  | 1.0197 | GST | -1 | 0.14575 | 58 | 58 |  |  |  |  | -0.14575 | -8.4535 | 0.60845 | 0.72283 |  |  |  |  | 268 | 0.11958
5265 | LEON_LCP4G4 | 4 | South | YES | -0.033559 | 89 | 25 | 89 | 0 | 1.0197 | GST | -1 | 0.14575 | 89 | 89 |  |  |  |  | -0.14575 | -12.9718 | 0.61265 | 0.72609 |  |  |  |  | 269 | 0.1173
5266 | LEON_LCPCT1 | 1 | South | YES | -0.033559 | 44 | 24 | 44 | 0 | 1.0197 | GGT | -1 | 0.14575 | 44 | 44 |  |  |  |  | -0.14575 | -6.413 | 0.61473 | 0.7277 |  |  |  |  | 270 | 0.115
5267 | LEON_LCPCT2 | 2 | South | YES | -0.033559 | 44 | 24 | 44 | 0 | 1.0197 | GGT | -1 | 0.14575 | 44 | 44 |  |  |  |  | -0.14575 | -6.413 | 0.61681 | 0.72931 |  |  |  |  | 271 | 0.11438
5268 | LEON_LCPCT3 | 3 | South | YES | -0.033559 | 43 | 24 | 43 | 0 | 1.0197 | GGT | -1 | 0.14575 | 43 | 43 |  |  |  |  | -0.14575 | -6.2673 | 0.61884 | 0.73088 |  |  |  |  | 272 | 0.11344
5269 | LEON_LCPCT4 | 4 | South | YES | -0.033559 | 45 | 24 | 45 | 0 | 1.0197 | GGT | -1 | 0.14575 | 45 | 45 |  |  |  |  | -0.14575 | -6.5588 | 0.62097 | 0.73253 |  |  |  |  | 273 | 0.11297
5436 | TUTTL_WBT1G1 | 1 | South | YES | -0.033548 | 48.8 | 20 | 61 | 0 | 1.012 | GST | -1 | 0.14574 | 61 | 61 |  |  |  |  | -0.14574 | -8.8901 | 0.62385 | 0.73476 |  |  |  |  | 274 | 0.1125
5438 | TUTTL_WBT3G3 | 3 | South | YES | -0.033548 | 95 | 25 | 95 | 0 | 1.012 | GST | -1 | 0.14574 | 95 | 95 |  |  |  |  | -0.14574 | -13.8453 | 0.62834 | 0.73824 |  |  |  |  | 275 | 0.11204
5439 | TUTTL_WBT4G4 | 4 | South | YES | -0.033548 | 151 | 40 | 151 | 0 | 1.012 | GST | -1 | 0.14574 | 151 | 151 |  |  |  |  | -0.14574 | -22.0067 | 0.63547 | 0.74377 |  |  |  |  | 276 | 0.11156
5111 | CALAVER_JTD1 | 1 | South | YES | -0.033526 | 430 | 80 | 430 | 0 | 1.0138 | LIGCO | -1 | 0.14572 | 0 | 430 |  |  |  |  | -0.14572 | 0 | 0.63547 | 0.74377 |  |  |  |  | 277 | 0.11092
5112 | CALAVER_JTD2 | 2 | South | YES | -0.033526 | 430 | 80 | 430 | 0 | 1.0138 | LIGCO | -1 | 0.14572 | 0 | 430 |  |  |  |  | -0.14572 | 0 | 0.63547 | 0.74377 |  |  |  |  | 278 | 0.1099
5396 | CALAVER_OWS1 | 1 | South | YES | -0.033514 | 418 | 80 | 418 | 0 | 1.0192 | GST | -1 | 0.14571 | 418 | 418 |  |  |  |  | -0.14571 | -60.905 | 0.65522 | 0.75906 |  |  |  |  | 279 | 0.1083
5397 | CALAVER_OWS2 | 2 | South | YES | -0.033514 | 400 | 80 | 400 | 0 | 1.0192 | GST | -1 | 0.14571 | 400 | 400 |  |  |  |  | -0.14571 | -58.2823 | 0.67412 | 0.7737 |  |  |  |  | 280 | 0.1083
5028 | BRAUNIG_VHB3 | 3 | South | YES | -0.033504 | 407 | 60 | 407 | 0 | 1.0138 | GST | -1 | 0.1457 | 407 | 407 |  |  |  |  | -0.1457 | -59.2982 | 0.69335 | 0.78859 |  |  |  |  | 281 | 0.1083
7800 | L_GUADGE1_1Y | 1 | South | YES | -0.032669 | 147 | 30 | 147 | 0 | 1.02 | CC | -1 | 0.14486 | 147 | 147 |  |  |  |  | -0.14486 | -21.2945 | 0.70029 | 0.79394 |  |  |  |  | 282 | 0.10384
7801 | L_GUADGE1_2Y | 2 | South | YES | -0.032669 | 138 | 30 | 138 | 0 | 1.02 | CC | -1 | 0.14486 | 138 | 138 |  |  |  |  | -0.14486 | -19.9908 | 0.70681 | 0.79896 |  |  |  |  | 283 | 0.099581
7802 | L_GUADGE1_3Y | 3 | South | YES | -0.032669 | 146 | 30 | 146 | 0 | 1.02 | CC | -1 | 0.14486 | 146 | 146 |  |  |  |  | -0.14486 | -21.1497 | 0.71371 | 0.80427 |  |  |  |  | 284 | 0.095244
7803 | L_GUADGE1_4Y | 4 | South | YES | -0.032669 | 149 | 30 | 149 | 0 | 1.02 | CC | -1 | 0.14486 | 149 | 149 |  |  |  |  | -0.14486 | -21.5842 | 0.72075 | 0.80969 |  |  |  |  | 285 | 0.093647
7804 | L_GUADGE1_5Y | 5 | South | YES | -0.032669 | 182 | 30 | 182 | 0 | 1.02 | CC | -1 | 0.14486 | 182 | 182 |  |  |  |  | -0.14486 | -26.3646 | 0.72935 | 0.81631 |  |  |  |  | 286 | 0.092147
7805 | L_GUADGE1_6Y | 6 | South | YES | -0.032669 | 203 | 30 | 203 | 0 | 1.02 | CC | -1 | 0.14486 | 203 | 203 |  |  |  |  | -0.14486 | -29.4067 | 0.73894 | 0.8237 |  |  |  |  | 287 | 0.090561
58909 | PEARSALLSCG1 | 1 | South | YES | -0.032133 | 0 | 0 | 8.4 |  | 1.027 | Diesel | -1 | 0.14432 | 8.4 | 8.4 |  |  |  |  | -0.14432 | -1.2123 | 0.73933 | 0.824 |  |  |  |  | 288 | 0.088942
58909 | PEARSALLSCG1 | 2 | South | YES | -0.032133 | 0 | 0 | 8.4 |  | 1.027 | Diesel | -1 | 0.14432 | 8.4 | 8.4 |  |  |  |  | -0.14432 | -1.2123 | 0.73973 | 0.8243 |  |  |  |  | 289 | 0.086964
58909 | PEARSALLSCG1 | 3 | South | YES | -0.032133 | 0 | 0 | 8.4 |  | 1.027 | Diesel | -1 | 0.14432 | 8.4 | 8.4 |  |  |  |  | -0.14432 | -1.2123 | 0.74013 | 0.82461 |  |  |  |  | 290 | 0.084758
58909 | PEARSALLSCG1 | 4 | South | YES | -0.032133 | 0 | 0 | 8.4 |  | 1.027 | Diesel | -1 | 0.14432 | 8.4 | 8.4 |  |  |  |  | -0.14432 | -1.2123 | 0.74052 | 0.82491 |  |  |  |  | 291 | 0.084666
58909 | PEARSALLSCG1 | 5 | South | YES | -0.032133 | 0 | 0 | 8.4 |  | 1.027 | Diesel | -1 | 0.14432 | 8.4 | 8.4 |  |  |  |  | -0.14432 | -1.2123 | 0.74092 | 0.82522 |  |  |  |  | 292 | 0.084573
58909 | PEARSALLSCG1 | 6 | South | YES | -0.032133 | 0 | 0 | 8.4 |  | 1.027 | Diesel | -1 | 0.14432 | 8.4 | 8.4 |  |  |  |  | -0.14432 | -1.2123 | 0.74132 | 0.82552 |  |  |  |  | 293 | 0.084481
58919 | PEARSALLSCG2 | 1 | South | YES | -0.032133 | 0 | 0 | 8.4 |  | 1.027 | Diesel | -1 | 0.14432 | 8.4 | 8.4 |  |  |  |  | -0.14432 | -1.2123 | 0.74172 | 0.82583 |  |  |  |  | 294 | 0.084389
58919 | PEARSALLSCG2 | 2 | South | YES | -0.032133 | 0 | 0 | 8.4 |  | 1.027 | Diesel | -1 | 0.14432 | 8.4 | 8.4 |  |  |  |  | -0.14432 | -1.2123 | 0.74211 | 0.82613 |  |  |  |  | 295 | 0.084296
58919 | PEARSALLSCG2 | 3 | South | YES | -0.032133 | 0 | 0 | 8.4 |  | 1.027 | Diesel | -1 | 0.14432 | 8.4 | 8.4 |  |  |  |  | -0.14432 | -1.2123 | 0.74251 | 0.82644 |  |  |  |  | 296 | 0.084204
58919 | PEARSALLSCG2 | 4 | South | YES | -0.032133 | 0 | 0 | 8.4 |  | 1.027 | Diesel | -1 | 0.14432 | 8.4 | 8.4 |  |  |  |  | -0.14432 | -1.2123 | 0.74291 | 0.82674 |  |  |  |  | 297 | 0.084111
58919 | PEARSALLSCG2 | 5 | South | YES | -0.032133 | 0 | 0 | 8.4 |  | 1.027 | Diesel | -1 | 0.14432 | 8.4 | 8.4 |  |  |  |  | -0.14432 | -1.2123 | 0.7433 | 0.82704 |  |  |  |  | 298 | 0.084019
58919 | PEARSALLSCG2 | 6 | South | YES | -0.032133 | 0 | 0 | 8.4 |  | 1.027 | Diesel | -1 | 0.14432 | 8.4 | 8.4 |  |  |  |  | -0.14432 | -1.2123 | 0.7437 | 0.82735 |  |  |  |  | 299 | 0.083927
58929 | PEARSALLSCG3 | 1 | South | YES | -0.032133 | 0 | 0 | 8.4 |  | 1.027 | Diesel | -1 | 0.14432 | 8.4 | 8.4 |  |  |  |  | -0.14432 | -1.2123 | 0.7441 | 0.82765 |  |  |  |  | 300 | 0.083834
58929 | PEARSALLSCG3 | 2 | South | YES | -0.032133 | 0 | 0 | 8.4 |  | 1.027 | Diesel | -1 | 0.14432 | 8.4 | 8.4 |  |  |  |  | -0.14432 | -1.2123 | 0.74449 | 0.82796 |  |  |  |  | 301 | 0.083742
58929 | PEARSALLSCG3 | 3 | South | YES | -0.032133 | 0 | 0 | 8.4 |  | 1.027 | Diesel | -1 | 0.14432 | 8.4 | 8.4 |  |  |  |  | -0.14432 | -1.2123 | 0.74489 | 0.82826 |  |  |  |  | 302 | 0.083649
58929 | PEARSALLSCG3 | 4 | South | YES | -0.032133 | 0 | 0 | 8.4 |  | 1.027 | Diesel | -1 | 0.14432 | 8.4 | 8.4 |  |  |  |  | -0.14432 | -1.2123 | 0.74529 | 0.82857 |  |  |  |  | 303 | 0.083557
58929 | PEARSALLSCG3 | 5 | South | YES | -0.032133 | 0 | 0 | 8.4 |  | 1.027 | Diesel | -1 | 0.14432 | 8.4 | 8.4 |  |  |  |  | -0.14432 | -1.2123 | 0.74568 | 0.82887 |  |  |  |  | 304 | 0.083464
58929 | PEARSALLSCG3 | 6 | South | YES | -0.032133 | 0 | 0 | 8.4 |  | 1.027 | Diesel | -1 | 0.14432 | 8.4 | 8.4 |  |  |  |  | -0.14432 | -1.2123 | 0.74608 | 0.82918 |  |  |  |  | 305 | 0.083372
58949 | PEARSALLSCG4 | 1 | South | YES | -0.032133 | 0 | 0 | 8.4 |  | 1.027 | Diesel | -1 | 0.14432 | 8.4 | 8.4 |  |  |  |  | -0.14432 | -1.2123 | 0.74648 | 0.82948 |  |  |  |  | 306 | 0.08328
58949 | PEARSALLSCG4 | 2 | South | YES | -0.032133 | 0 | 0 | 8.4 |  | 1.027 | Diesel | -1 | 0.14432 | 8.4 | 8.4 |  |  |  |  | -0.14432 | -1.2123 | 0.74687 | 0.82978 |  |  |  |  | 307 | 0.083187
58949 | PEARSALLSCG4 | 3 | South | YES | -0.032133 | 0 | 0 | 8.4 |  | 1.027 | Diesel | -1 | 0.14432 | 8.4 | 8.4 |  |  |  |  | -0.14432 | -1.2123 | 0.74727 | 0.83009 |  |  |  |  | 308 | 0.083095
58949 | PEARSALLSCG4 | 4 | South | YES | -0.032133 | 0 | 0 | 8.4 |  | 1.027 | Diesel | -1 | 0.14432 | 8.4 | 8.4 |  |  |  |  | -0.14432 | -1.2123 | 0.74767 | 0.83039 |  |  |  |  | 309 | 0.083002
58949 | PEARSALLSCG4 | 5 | South | YES | -0.032133 | 0 | 0 | 8.4 |  | 1.027 | Diesel | -1 | 0.14432 | 8.4 | 8.4 |  |  |  |  | -0.14432 | -1.2123 | 0.74807 | 0.8307 |  |  |  |  | 310 | 0.08291
58949 | PEARSALLSCG4 | 6 | South | YES | -0.032133 | 0 | 0 | 8.4 |  | 1.027 | Diesel | -1 | 0.14432 | 8.4 | 8.4 |  |  |  |  | -0.14432 | -1.2123 | 0.74846 | 0.831 |  |  |  |  | 311 | 0.082818
7624 | L_LAKEWO9_1Y | 1 | South | YES | -0.030414 | 0 | 0 | 2.4 |  | 1 | Hydro | -1 | 0.14261 | 0 | 0 |  |  |  |  | -0.14261 | 0 | 0.74846 | 0.831 |  |  |  |  | 312 | 0.082725
7624 | L_LAKEWO9_1Y | 2 | South | YES | -0.030414 | 0 | 0 | 2.4 |  | 1 | Hydro | -1 | 0.14261 | 0 | 0 |  |  |  |  | -0.14261 | 0 | 0.74846 | 0.831 |  |  |  |  | 313 | 0.082633
7609 | L_SCHUMA8_1Y | 1 | South | YES | -0.029611 | 0 | 0 | 4 |  | 1 | Hydro | -1 | 0.1418 | 0 | 0 |  |  |  |  | -0.1418 | 0 | 0.74846 | 0.831 |  |  |  |  | 314 | 0.08254
7810 | L_RIONOG1G1Y | 1 | South | YES | -0.029075 | 148 | 0 | 148 | 0 | 1.02 | CC | -1 | 0.14127 | 148 | 148 |  |  |  |  | -0.14127 | -20.9075 | 0.75545 | 0.83625 |  |  |  |  | 315 | 0.08254
7811 | L_RIONOG1G2Y | 2 | South | YES | -0.029075 | 148 | 0 | 148 | 0 | 1.02 | CC | -1 | 0.14127 | 148 | 148 |  |  |  |  | -0.14127 | -20.9075 | 0.76245 | 0.8415 |  |  |  |  | 316 | 0.08254
7812 | L_RIONOG1G3Y | 3 | South | YES | -0.029075 | 154 | 0 | 154 | 0 | 1.02 | CC | -1 | 0.14127 | 154 | 154 |  |  |  |  | -0.14127 | -21.7551 | 0.76972 | 0.84697 |  |  |  |  | 317 | 0.08254
7813 | L_RIONOG1S1Y | 4 | South | YES | -0.029075 | 293 | 0 | 293 | 0 | 1.02 | CC | -1 | 0.14127 | 293 | 293 |  |  |  |  | -0.14127 | -41.3911 | 0.78357 | 0.85736 |  |  |  |  | 318 | 0.080799
7605 | L_MCQUEE9_1Y | 1 | South | YES | -0.028458 | 0 | 0 | 2.4 |  | 1.025 | Hydro | -1 | 0.14065 | 0 | 0 |  |  |  |  | -0.14065 | 0 | 0.78357 | 0.85736 |  |  |  |  | 319 | 0.079057
7605 | L_MCQUEE9_1Y | 2 | South | YES | -0.028458 | 0 | 0 | 2.4 |  | 1.025 | Hydro | -1 | 0.14065 | 0 | 0 |  |  |  |  | -0.14065 | 0 | 0.78357 | 0.85736 |  |  |  |  | 320 | 0.077244
7605 | L_MCQUEE9_1Y | 3 | South | YES | -0.028458 | 0 | 0 | 2.8 |  | 1.025 | Hydro | -1 | 0.14065 | 0 | 0 |  |  |  |  | -0.14065 | 0 | 0.78357 | 0.85736 |  |  |  |  | 321 | 0.073796
7014 | L_HAYSEN1_1Y | 1 | South | YES | -0.025251 | 223.9 | 74 | 223.9 | 0 | 1.008 | CC | -1 | 0.13744 | 223.9 | 223.9 |  |  |  |  | -0.13744 | -30.7734 | 0.79414 | 0.86509 |  |  |  |  | 322 | 0.073796
7015 | L_HAYSEN1_2Y | 2 | South | YES | -0.025251 | 225 | 74 | 225 | 0 | 1.008 | CC | -1 | 0.13744 | 225 | 225 |  |  |  |  | -0.13744 | -30.9246 | 0.80477 | 0.87286 |  |  |  |  | 323 | 0.073796
7016 | L_HAYSEN1_3Y | 3 | South | YES | -0.025251 | 224.6 | 74 | 224.6 | 0 | 1.008 | CC | -1 | 0.13744 | 224.6 | 224.6 |  |  |  |  | -0.13744 | -30.8696 | 0.81538 | 0.88061 |  |  |  |  | 324 | 0.073796
7017 | L_HAYSEN1_4Y | 4 | South | YES | -0.025251 | 226.7 | 74 | 226.7 | 0 | 1.008 | CC | -1 | 0.13744 | 226.7 | 226.7 |  |  |  |  | -0.13744 | -31.1583 | 0.8261 | 0.88843 |  |  |  |  | 325 | 0.070946
7012 | L_FPPYD21_3Y | 3 | South | YES | -0.024933 | 427.5 | 200 | 436 | 0 | 1.02 | LIGCO | -1 | 0.13712 | 0 | 436 |  |  |  |  | -0.13712 | 0 | 0.8261 | 0.88843 |  |  |  |  | 326 | 0.068082
7010 | L_FPPYD11_1Y | 1 | South | YES | -0.024803 | 547.4 | 200 | 606 | 0 | 1.02 | LIGCO | -1 | 0.13699 | 0 | 606 |  |  |  |  | -0.13699 | 0 | 0.8261 | 0.88843 |  |  |  |  | 327 | 0.065223
7011 | L_FPPYD11_2Y | 2 | South | YES | -0.024803 | 552.2 | 200 | 598 | 0 | 1.02 | LIGCO | -1 | 0.13699 | 0 | 598 |  |  |  |  | -0.13699 | 0 | 0.8261 | 0.88843 |  |  |  |  | 328 | 0.062337
7303 | L_WPPGS12_1Y | 1 | South | YES | -0.022399 | 50 | 0 | 50 | 0 | 1.025 | GGT | -1 | 0.13459 | 50 | 50 |  |  |  |  | -0.13459 | -6.7295 | 0.82846 | 0.89012 |  |  |  |  | 329 | 0.062337
7303 | L_WPPGS12_1Y | 2 | South | YES | -0.022399 | 50 | 0 | 50 | 0 | 1.025 | GGT | -1 | 0.13459 | 50 | 50 |  |  |  |  | -0.13459 | -6.7295 | 0.83082 | 0.89181 |  |  |  |  | 330 | 0.062337
7305 | L_WPPGS34_1Y | 3 | South | YES | -0.022399 | 50 | 0 | 50 | 0 | 1.025 | GGT | -1 | 0.13459 | 50 | 50 |  |  |  |  | -0.13459 | -6.7295 | 0.83318 | 0.8935 |  |  |  |  | 331 | 0.062337
7305 | L_WPPGS34_1Y | 4 | South | YES | -0.022399 | 50 | 0 | 50 | 0 | 1.025 | GGT | -1 | 0.13459 | 50 | 50 |  |  |  |  | -0.13459 | -6.7295 | 0.83554 | 0.89519 |  |  |  |  | 332 | 0.061665
7487 | L_CANYHY8_1Y | 1 | South | YES | -0.021367 | 0 | 0 | 6 |  | 1 | Hydro | -1 | 0.13356 | 0 | 0 |  |  |  |  | -0.13356 | 0 | 0.83554 | 0.89519 |  |  |  |  | 333 | 0.060993
7004 | L_SIMGID1_1Y | 1 | South | YES | -0.012114 | 132 | 40 | 132 | 0 | 1.02 | GST | -1 | 0.12431 | 132 | 132 |  |  |  |  | -0.12431 | -16.4084 | 0.84178 | 0.89931 |  |  |  |  | 334 | 0.060321
7005 | L_SIMGID1_2Y | 2 | South | YES | -0.012114 | 133 | 32 | 139 | 0 | 1.02 | GST | -1 | 0.12431 | 139 | 139 |  |  |  |  | -0.12431 | -17.2785 | 0.84835 | 0.90365 |  |  |  |  | 335 | 0.059648
7006 | L_SIMGID1_3Y | 3 | South | YES | -0.012114 | 324.9 | 60 | 329 | 0 | 1.02 | GST | -1 | 0.12431 | 329 | 329 |  |  |  |  | -0.12431 | -40.8966 | 0.86389 | 0.91392 |  |  |  |  | 336 | 0.059648
7007 | L_LOSTPI1_1Y | 1 | South | YES | -0.011423 | 158.6 | 110 | 158 | 0 | 1 | CC | -1 | 0.12361 | 158 | 158 |  |  |  |  | -0.12361 | -19.5311 | 0.87136 | 0.91883 |  |  |  |  | 337 | 0.057533
7008 | L_LOSTPI1_2Y | 2 | South | YES | -0.011423 | 157.7 | 107 | 160 | 0 | 1 | CC | -1 | 0.12361 | 160 | 160 |  |  |  |  | -0.12361 | -19.7784 | 0.87892 | 0.92379 |  |  |  |  | 338 | 0.055305
7009 | L_LOSTPI1_3Y | 3 | South | YES | -0.011423 | 173.9 | 72 | 175 | 0 | 1 | CC | -1 | 0.12361 | 175 | 175 |  |  |  |  | -0.12361 | -21.6326 | 0.88718 | 0.92923 |  |  |  |  | 339 | 0.050031
7807 | L_BASTEN1_1Y | 1 | South | YES | -0.010167 | 152.5 | 83.5 | 152.5 | 0 | 1.004 | CC | -1 | 0.12236 | 152.5 | 152.5 |  |  |  |  | -0.12236 | -18.6597 | 0.89439 | 0.93391 |  |  |  |  | 340 | 0.047471
7808 | L_BASTEN1_2Y | 1 | South | YES | -0.010167 | 149.5 | 83.5 | 149.5 | 0 | 1.004 | CC | -1 | 0.12236 | 149.5 | 149.5 |  |  |  |  | -0.12236 | -18.2926 | 0.90145 | 0.93851 |  |  |  |  | 341 | 0.044879
7809 | L_BASTEN1_3Y | 1 | South | YES | -0.010167 | 232.6 | 42 | 232.6 | 0 | 1.004 | CC | -1 | 0.12236 | 232.6 | 232.6 |  |  |  |  | -0.12236 | -28.4606 | 0.91244 | 0.94565 |  |  |  |  | 342 | 0.042044
8262 | ELPS | 1 | South | YES | -0.009887 | 6 | 6 | 6 | 0 | 1.15 | Hydro | -1 | 0.12208 | 0 | 0 |  |  |  |  | -0.12208 | 0 | 0.91244 | 0.94565 |  |  |  |  | 343 | 0.039525
9016 | SANDH_G1 | 1 | South | YES | -0.007321 | 45 | 2 | 49 | 0 | 1.0175 | GGT | -1 | 0.11951 | 49 | 49 |  |  |  |  | -0.11951 | -5.8561 | 0.91476 | 0.94712 |  |  |  |  | 344 | 0.037056
9017 | SANDH_G2 | 2 | South | YES | -0.007321 | 45 | 2 | 46 | 0 | 1.0175 | GGT | -1 | 0.11951 | 46 | 46 |  |  |  |  | -0.11951 | -5.4976 | 0.91693 | 0.94851 |  |  |  |  | 345 | 0.033214
9018 | SANDH_G3 | 3 | South | YES | -0.007321 | 45 | 2 | 46 | 0 | 1.0175 | GGT | -1 | 0.11951 | 46 | 46 |  |  |  |  | -0.11951 | -5.4976 | 0.9191 | 0.94989 |  |  |  |  | 346 | 0.033214
9019 | SANDH_G4 | 4 | South | YES | -0.007321 | 0 | 2 | 47 |  | 1.0175 | GGT | -1 | 0.11951 | 47 | 47 |  |  |  |  | -0.11951 | -5.6171 | 0.92132 | 0.9513 |  |  |  |  | 347 | 0.032369
9020 | SANDHG5A | 5A | South | YES | -0.007321 | 150 | 84 | 155 | 0 | 1.0175 | CC | -1 | 0.11951 | 155 | 155 |  |  |  |  | -0.11951 | -18.5245 | 0.92865 | 0.95595 |  |  |  |  | 348 | 0.031577
9021 | SANDHG5C | 5C | South | YES | -0.007321 | 140 | 0 | 148 | 0 | 1.0175 | CC | -1 | 0.11951 | 148 | 148 |  |  |  |  | -0.11951 | -17.6879 | 0.93564 | 0.96039 |  |  |  |  | 349 | 0.030784
7020 | L_AUSTPL1_1Y | 1 | South | YES | -0.006317 | 0 | 0 | 8 |  | 1 | Hydro | -1 | 0.11851 | 0 | 0 |  |  |  |  | -0.11851 | 0 | 0.93564 | 0.96039 |  |  |  |  | 350 | 0.029974
7020 | L_AUSTPL1_1Y | 2 | South | YES | -0.006317 | 0 | 0 | 8 |  | 1 | Hydro | -1 | 0.11851 | 0 | 0 |  |  |  |  | -0.11851 | 0 | 0.93564 | 0.96039 |  |  |  |  | 351 | 0.027303
9000 | DECKR_G1 | 1 | South | YES | -0.006183 | 280 | 50 | 321 | 0 | 1.015 | GST | -1 | 0.11837 | 321 | 321 |  |  |  |  | -0.11837 | -37.9983 | 0.9508 | 0.96993 |  |  |  |  | 352 | 0.024753
9001 | DECKR_G2 | 2 | South | YES | -0.006183 | 400 | 50 | 426 | 0 | 1.015 | GST | -1 | 0.11837 | 426 | 426 |  |  |  |  | -0.11837 | -50.4276 | 0.97093 | 0.9826 |  |  |  |  | 353 | 0.024753
9002 | DECKR_G3 | 3 | South | YES | -0.005309 | 0 | 24 | 42 |  | 1.015 | GGT | -1 | 0.1175 | 42 | 42 |  |  |  |  | -0.1175 | -4.935 | 0.97291 | 0.98384 |  |  |  |  | 354 | 0.024753
9003 | DECKR_G4 | 4 | South | YES | -0.005309 | 44 | 24 | 44 | 0 | 1.015 | GGT | -1 | 0.1175 | 44 | 44 |  |  |  |  | -0.1175 | -5.17 | 0.97499 | 0.98513 |  |  |  |  | 355 | 0.01913
9004 | DECKR_G5 | 5 | South | YES | -0.005309 | 44 | 24 | 44 | 0 | 1.015 | GGT | -1 | 0.1175 | 44 | 44 |  |  |  |  | -0.1175 | -5.17 | 0.97707 | 0.98643 |  |  |  |  | 356 | 0.011667
9005 | DECKR_G6 | 6 | South | YES | -0.005309 | 44 | 24 | 47 | 0 | 1.015 | GGT | -1 | 0.1175 | 47 | 47 |  |  |  |  | -0.1175 | -5.5225 | 0.97929 | 0.98782 |  |  |  |  | 357 | 0.010922
7031 | L_MARSFO1G1Y | 1 | South | YES | -0.004134 | 0 | 0 | 36 |  | 1 | Hydro | -1 | 0.11633 | 0 | 0 |  |  |  |  | -0.11633 | 0 | 0.97929 | 0.98782 |  |  |  |  | 358 | 0.010142
7032 | L_MARSFO1G2Y | 2 | South | YES | -0.004134 | 0 | 0 | 35 |  | 1 | Hydro | -1 | 0.11633 | 0 | 0 |  |  |  |  | -0.11633 | 0 | 0.97929 | 0.98782 |  |  |  |  | 359 | 0.0093613
7033 | L_MARSFO1G3Y | 3 | South | YES | -0.004134 | 0 | 0 | 36 |  | 1 | Hydro | -1 | 0.11633 | 0 | 0 |  |  |  |  | -0.11633 | 0 | 0.97929 | 0.98782 |  |  |  |  | 360 | 0.0085276
7028 | L_MARBFA1_1Y | 1 | South | YES | -0.000275 | 0 | 0 | 18 |  | 1 | Hydro | -1 | 0.11247 | 0 | 0 |  |  |  |  | -0.11247 | 0 | 0.97929 | 0.98782 |  |  |  |  | 361 | 0.0085276
7029 | L_MARBFA1_2Y | 2 | South | YES | -0.000275 | 0 | 0 | 18 |  | 1 | Hydro | -1 | 0.11247 | 0 | 0 |  |  |  |  | -0.11247 | 0 | 0.97929 | 0.98782 |  |  |  |  | 362 | 0.0085276
5934 | SI_RAY5 | 5 | South | YES | 0 | 0 | 10 | 15 |  | 1.035 | GST | -1 | 0.11219 | 15 | 15 |  |  |  |  | -0.11219 | -1.6829 | 0.98 | 0.98824 |  |  |  |  | 363 | 0.0085276
8139 | JOS #1 | MB | South | YES | 0 | 0 | 45 | 255 |  | 1.02 | GST | -1 | 0.11219 | 0 | 0 |  |  |  |  | -0.11219 | 0 | 0.98 | 0.98824 |  |  |  |  | 364 | 0.0085276
8285 | LAR #1 | MB | South | YES | 0 | 0 | 9 | 32 |  | 1.0497 | GST | -1 | 0.11219 | 0 | 0 |  |  |  |  | -0.11219 | 0 | 0.98 | 0.98824 |  |  |  |  | 365 | 0.0085276
8287 | LAR #2 | MB | South | YES | 0 | 0 | 9 | 32 |  | 1.04 | GST | -1 | 0.11219 | 0 | 0 |  |  |  |  | -0.11219 | 0 | 0.98 | 0.98824 |  |  |  |  | 366 | 0.0082415
8288 | LAR #3 | MB | South | YES | 0 | 0 | 25 | 105 |  | 1.04 | GST | -1 | 0.11219 | 0 | 0 |  |  |  |  | -0.11219 | 0 | 0.98 | 0.98824 |  |  |  |  | 367 | 0.0082415
8388 | BATES0A | MB | South | YES | 0 | 0 | 21 | 71 |  | 1.033 | GST | -1 | 0.11219 | 0 | 0 |  |  |  |  | -0.11219 | 0 | 0.98 | 0.98824 |  |  |  |  | 368 | 0.0082415
8393 | BATES0B | MB | South | YES | 0 | 0 | 25 | 110 |  | 1.03 | GST | -1 | 0.11219 | 0 | 0 |  |  |  |  | -0.11219 | 0 | 0.98 | 0.98824 |  |  |  |  | 369 | 0.0082415
8437 | NUECES_B0C | MB | South | YES | 0 | 0 | 7 | 30 |  | 1.03 | GST | -1 | 0.11219 | 0 | 0 |  |  |  |  | -0.11219 | 0 | 0.98 | 0.98824 |  |  |  |  | 370 | 0.0082415
8438 | NUECES_B0B | MB | South | YES | 0 | 0 | 26 | 169 |  | 1.03 | GST | -1 | 0.11219 | 0 | 0 |  |  |  |  | -0.11219 | 0 | 0.98 | 0.98824 |  |  |  |  | 371 | 0.0082415
39190 | TNSLCGN1__8 | 1 | Houston | YES | 0 | 0 | 10 | 30 |  | 1.03 | Cogen | -1 | 0.11219 | 0 | 0 |  |  | 0 | 0 | -0.11219 | 0 | 0.98 | 0.98824 |  |  |  |  | 372 | 0.0082415
7000 | L_FERGUS1_1Y | 1 | South | YES | 0.00159 | 400 | 65 | 423.3 | 0 | 1.015 | GSC | -1 | 0.1106 | 423.3 | 423.3 |  |  |  |  | -0.1106 | -46.8177 | 1 | 1 |  |  |  |  | 373 | 0.0082415
7035 | L_WIRTZ_1G1Y | 1 | South | YES | 0.001787 | 0 | 0 | 29 |  | 1 | Hydro | -1 | 0.1104 | 0 | 0 |  |  |  |  | -0.1104 | 0 | 1 | 1 |  |  |  |  | 374 | 0.0082415
7036 | L_WIRTZ_1G2Y | 2 | South | YES | 0.001787 | 0 | 0 | 29.7 |  | 1 | Hydro | -1 | 0.1104 | 0 | 0 |  |  |  |  | -0.1104 | 0 | 1 | 1 |  |  |  |  | 375 | 0.0082415
8032 | AMISTADHYD1 | 1 | South | YES | 0.002257 | 33 | 13 | 33 | 0 | 1.03 | Hydro | -1 | 0.10993 | 0 | 0 |  |  |  |  | -0.10993 | 0 | 1 | 1 |  |  |  |  | 376 | 0
8033 | AMISTADHYD2 | 2 | South | YES | 0.002257 | 25 | 13 | 25 | 0 | 1.03 | Hydro | -1 | 0.10993 | 0 | 0 |  |  |  |  | -0.10993 | 0 | 1 | 1 |  |  |  |  | 377 | 0
88253 | HAMILTON | F | South | YES | 0.002257 | 0 | 0 | 0 | 0 | 1.04 | BLT | -1 | 0.10993 | 0 | 0 |  |  |  |  | -0.10993 | 0 | 1 | 1 |  |  |  |  | 378 | 0
7026 | L_INKSDA1_1Y | 1 | South | YES | 0.008201 | 0 | 0 | 13.7 |  | 1 | Hydro | -1 | 0.10399 | 0 | 0 |  |  |  |  | -0.10399 | 0 | 1 | 1 |  |  |  |  | 379 | 0
7022 | L_BUCHAN1_1Y | 1 | South | YES | 0.008742 | 0 | 0 | 18 |  | 1 | Hydro | -1 | 0.10345 | 0 | 0 |  |  |  |  | -0.10345 | 0 | 1 | 1 |  |  |  |  | 380 | 0
7023 | L_BUCHAN1_2Y | 2 | South | YES | 0.008742 | 0 | 0 | 18 |  | 1 | Hydro | -1 | 0.10345 | 0 | 0 |  |  |  |  | -0.10345 | 0 | 1 | 1 |  |  |  |  | 381 | 0
7024 | L_BUCHAN1_3Y | 3 | South | YES | 0.008742 | 0 | 0 | 15 |  | 1 | Hydro | -1 | 0.10345 | 0 | 0 |  |  |  |  | -0.10345 | 0 | 1 | 1 |  |  |  |  | 382 | 0
3432 | SANDOW_4G | 4 | South | YES | 0.020694 | 580 | 225 | 580 |  | 1.029 | LIGCO | -1 | 0.091498 | 0 | 580 |  |  |  |  | -0.091498 | 0 | 1 | 1 |  |  |  |  | 383 | 0
13432 | SANDOW_5G | 5 | South | YES | 0.034519 | 581 | 225 | 581 |  | 1.029 | LIGCO | -1 | 0.077673 | 0 | 581 |  |  |  |  | -0.077673 | 0 | 1 | 1 |  |  |  |  | 384 | 0
60202 | FRNDDRCS | F | West | YES | 0.078365 | 0 | 0 | 0 | 0 | 0.9985 | AVR | 1 | 0.22066 | 0 | 0 |  |  |  |  | 0.22066 | 0 | [6 empty] | 385 | 0
3416 | LAKE_CRK1_G | 1 | North | YES | 0.082546 | 60 | 33 | 75 |  | 1.029 | GST | 1 | 0.22484 | 75 | 75 | 6.1909 | 75 |  |  | 0.22484 | 16.8634 | [6 empty] | 386 | 0
3417 | LAKE_CRK2_G | 2 | North | YES | 0.082546 | 177.6 | 40 | 222 | 0 | 1.029 | GST | 1 | 0.22484 | 222 | 222 | 18.3252 | 222 |  |  | 0.22484 | 49.9156 | [6 empty] | 387 | 0
3403 | THOUSE_1G | 1 | North | YES | 0.083641 | 563 | 200 | 563 | 0 | 1.012 | GSC | 1 | 0.22594 | 563 | 563 | 47.0899 | 563 |  |  | 0.22594 | 127.2042 | [6 empty] | 388 | 0
3404 | THOUSE_2G | 2 | North | YES | 0.083641 | 807 | 250 | 807 | 0 | 1.012 | GSC | 1 | 0.22594 | 807 | 807 | 67.4983 | 807 |  |  | 0.22594 | 182.3335 | [6 empty] | 389 | 0
238 | BOSQUESW505 | 1 | North | YES | 0.084906 | 255 | 0 | 255 | 0 | 1.02 | CC | 1 | 0.2272 | 255 | 255 | 21.651 | 255 |  |  | 0.2272 | 57.9373 | [6 empty] | 390 | 0
239 | BOSQUESW502 | 1 | North | YES | 0.084906 | 119.2 | 0 | 149 | 0 | 1.02 | GGT | 1 | 0.2272 | 149 | 149 | 12.651 | 149 |  |  | 0.2272 | 33.8535
247 | BOSQUESW501 | 2 | North | YES | 0.084906 | 124.8 | 0 | 156 | 0 | 1.02 | GGT | 1 | 0.2272 | 156 | 156 | 13.2453 | 156 |  |  | 0.2272 | 35.444
251 | BOSQUESW803 | 2 | North | YES | 0.087112 | 150 | 0 | 150 | 0 | 1.032 | CC | 1 | 0.22941 | 150 | 150 | 13.0668 | 150 |  |  | 0.22941 | 34.4116
253 | BOSQUESW804 | 2 | North | YES | 0.087112 | 80 | 0 | 80 | 0 | 1.032 | CC | 1 | 0.22941 | 80 | 80 | 6.969 | 80 |  |  | 0.22941 | 18.3529
60018 | DSKY1 | 1 | West | YES | 0.087374 | 21 | 0 | 84 | 0 | 1.023 | Wind | 1 | 0.22967 | 0 | 84 |  |  |  |  | 0.22967 | 19.2925
60000 | DSKY2 | 1 | West | YES | 0.087526 | 19.1 | 0 | 76.5 |  | 1.039 | Wind | 1 | 0.22982 | 0 | 76.5 |  |  |  |  | 0.22982 | 17.5816
60017 | ORNNWP1 | 1 | West | YES | 0.087956 | 20 | 0 | 80 |  | 1.027 | Wind | 1 | 0.23025 | 0 | 80 |  |  |  |  | 0.23025 | 18.4204
38437 | TNSRBNMESA9 | 1 | West | YES | 0.08968 | 37.5 | 0 | 150 | 0 | 1.02 | Wind | 1 | 0.23198 | 0 | 150 |  |  |  |  | 0.23198 | 34.7968
38332 | TNWDWRDU2_8 | 1 | West | YES | 0.08973 | 20 | 0 | 80 | 0 | 1.0232 | Wind | 1 | 0.23203 | 0 | 80 |  |  |  |  | 0.23203 | 18.5623
60016 | WOODWRD11A | 1 | West | YES | 0.089741 | 20 | 0 | 80 |  | 1.033 | Wind | 1 | 0.23204 | 0 | 80 |  |  |  |  | 0.23204 | 18.5632
6016 | SWMESA | 1 | West | YES | 0.089802 | 18.8 | 0 | 75 |  | 1.03 | Wind | 1 | 0.2321 | 0 | 75 |  |  |  |  | 0.2321 | 17.4076
60003 | KING_NE1A | 1 | West | YES | 0.089802 | 20 | 0 | 80 |  | 1.03 | Wind | 1 | 0.2321 | 0 | 80 |  |  |  |  | 0.2321 | 18.5681
60005 | KING_SE1A | 1 | West | YES | 0.089802 | 10 | 0 | 40 |  | 1.035 | Wind | 1 | 0.2321 | 0 | 40 |  |  |  |  | 0.2321 | 9.284
60201 | RIO DRCS | F | West | YES | 0.089895 | 0 | 0 | 0 | 0 | 1.025 | AVR | 1 | 0.23219 | 0 | 0 |  |  |  |  | 0.23219 | 0
60007 | KING_SW1A | 1 | West | YES | 0.090127 | 20 | 0 | 80 |  | 1.03 | Wind | 1 | 0.23243 | 0 | 80 |  |  |  |  | 0.23243 | 18.5941
60019 | KING_NW1A | 1 | West | YES | 0.090127 | 20 | 0 | 80 |  | 1.03 | Wind | 1 | 0.23243 | 0 | 80 |  |  |  |  | 0.23243 | 18.5941
244 | WHITNYDM01 | 1 | North | YES | 0.090363 | 15 | 0 | 15 | 0 | 1.035 | Hydro | 1 | 0.23266 | 0 | 0 | 0 | 0 |  |  | 0.23266 | 0
245 | WHITNYDM02 | 2 | North | YES | 0.090363 | 15 | 0 | 15 | 0 | 1.035 | Hydro | 1 | 0.23266 | 0 | 0 | 0 | 0 |  |  | 0.23266 | 0
1349 | WESTXWIN_1G | 1 | West | YES | 0.094804 | 1.3 | 0 | 6.6 |  | 1.014 | Wind | 1 | 0.2371 | 0 | 6.6 |  |  |  |  | 0.2371 | 1.5649
1350 | NWPWRG1_1G | 1 | West | YES | 0.094804 | 6.9 | 1 | 34.3 |  | 1.014 | Wind | 1 | 0.2371 | 0 | 34.3 |  |  |  |  | 0.2371 | 8.1326
60057 | CALLAHAN1A | 1 | West | YES | 0.09507 | 22.8 | 0 | 114 | 0 | 1.04 | Wind | 1 | 0.23737 | 0 | 114 |  |  |  |  | 0.23737 | 27.0601
1002 | PBCTAGE_1G | A | West | YES | 0.095135 | 64 | 64 | 66 | 0 | 1.036 | GGT | 1 | 0.23743 | 66 | 66 |  |  |  |  | 0.23743 | 15.6706
1003 | PBCTBGE_2G | B | West | YES | 0.095135 | 65 | 65 | 66 | 0 | 1.036 | GGT | 1 | 0.23743 | 66 | 66 |  |  |  |  | 0.23743 | 15.6706
1004 | PBCTCGE_3G | C | West | YES | 0.095135 | 62 | 62 | 67 | 0 | 1.036 | GGT | 1 | 0.23743 | 67 | 67 |  |  |  |  | 0.23743 | 15.9081
1005 | PBCTDGE_4G | D | West | YES | 0.095135 | 65 | 65 | 68 | 0 | 1.036 | GGT | 1 | 0.23743 | 68 | 68 |  |  |  |  | 0.23743 | 16.1455
1006 | PBCTEGE_5G | E | West | YES | 0.095135 | 65 | 65 | 67 | 0 | 1.036 | GGT | 1 | 0.23743 | 67 | 67 |  |  |  |  | 0.23743 | 15.9081
1007 | PB5GEN_6G | 5 | West | YES | 0.095135 | 91.2 | 40 | 114 | 0 | 1.036 | GST | 1 | 0.23743 | 114 | 114 |  |  |  |  | 0.23743 | 27.0675
1008 | PB6GEN_7G | 6 | West | YES | 0.095135 | 515 | 130 | 515 | 0 | 1.036 | GST | 1 | 0.23743 | 515 | 515 |  |  |  |  | 0.23743 | 122.2785
7038 | L_DELAWA1_1Y | 1 | West | YES | 0.095188 | 3.5 | 0 | 35 | 0 | 1 | Wind | 1 | 0.23749 | 0 | 35 |  |  |  |  | 0.23749 | 8.312
7038 | L_DELAWA1_1Y | 2 | West | YES | 0.095188 | 3 | 0 | 30 | 0 | 1 | Wind | 1 | 0.23749 | 0 | 30 |  |  |  |  | 0.23749 | 7.1246
11147 | NOTREES_1G | 1 | West | YES | 0.095288 | 29.8 | 0 | 149 | 0 | 1.017 | Wind | 1 | 0.23759 | 0 | 149 |  |  |  |  | 0.23759 | 35.4005
76091 | L_DIVIDE1_1N | W1 | West | YES | 0.095293 | 22.5 | 0 | 112.5 |  | 1.02 | Wind | 1 | 0.23759 | 0 | 112.5 |  |  |  |  | 0.23759 | 26.7291
76095 | L_CAPRSI1_1N | W1 | West | YES | 0.095293 | 29.9 | 0 | 149.5 | 0 | 1.02 | Wind | 1 | 0.23759 | 0 | 149.5 |  |  |  |  | 0.23759 | 35.52
76096 | L_CAPRSI1_2N | W1 | West | YES | 0.095293 | 37.2 | 0 | 186 | 0 | 1.02 | Wind | 1 | 0.23759 | 0 | 186 |  |  |  |  | 0.23759 | 44.1921
76097 | L_CAPRGE1_1N | W1 | West | YES | 0.095293 | 42.9 | 0 | 214.5 | 0 | 1.02 | Wind | 1 | 0.23759 | 0 | 214.5 |  |  |  |  | 0.23759 | 50.9635
76031 | L_GASCCR1_1N | W1 | West | YES | 0.095553 | 30 | 0 | 150 | 0 | 1.02 | Wind | 1 | 0.23785 | 0 | 150 |  |  |  |  | 0.23785 | 35.6778
1320 | BSP 1 | 1 | West | YES | 0.095769 | 25.5 | 2.9 | 25.8 | 0 | 1 | Cogen | 1 | 0.23807 | 0 | 0 |  |  |  |  | 0.23807 | 0
1326 | STANTONW_8 | 1 | West | YES | 0.09586 | 20.1 | 0 | 100.5 |  | 1.01 | Wind | 1 | 0.23816 | 0 | 100.5 |  |  |  |  | 0.23816 | 23.935
11020 | TIEHVSG_1G | 1 | West | YES | 0.095893 | 208.2 | 63 | 208.2 | 0 | 1.012 | CC | 1 | 0.23819 | 208.2 | 208.2 |  |  |  |  | 0.23819 | 49.5916
11021 | TIEHVCG_1G | 1 | West | YES | 0.095893 | 142.1 | 103 | 142.1 | 0 | 1.012 | CC | 1 | 0.23819 | 142.1 | 142.1 |  |  |  |  | 0.23819 | 33.8471
11022 | TIEHVCG_2G | 1 | West | YES | 0.095893 | 132.4 | 103 | 132.4 | 0 | 1.012 | CC | 1 | 0.23819 | 132.4 | 132.4 |  |  |  |  | 0.23819 | 31.5366
11023 | TIEHVCG_3G | 1 | West | YES | 0.095893 | 137.4 | 103 | 137.4 | 0 | 1.012 | CC | 1 | 0.23819 | 137.4 | 137.4 |  |  |  |  | 0.23819 | 32.7276
11024 | TIEHVCG_4G | 1 | West | YES | 0.095893 | 147 | 103 | 147 | 0 | 1.012 | CC | 1 | 0.23819 | 147 | 147 |  |  |  |  | 0.23819 | 35.0142
11025 | TIEHVSG_2G | 1 | West | YES | 0.095893 | 213.2 | 63 | 213.2 | 0 | 1.012 | CC | 1 | 0.23819 | 213.2 | 213.2 |  |  |  |  | 0.23819 | 50.7825
11001 | NAV1CT | 1 | West | YES | 0.095901 | 70.4 | 18 | 70.4 | 0 | 1.029 | CC | 1 | 0.2382 | 70.4 | 70.4 |  |  |  |  | 0.2382 | 16.7693
11009 | NAV2CT | 1 | West | YES | 0.095901 | 71.4 | 18 | 71.4 | 0 | 1.029 | CC | 1 | 0.2382 | 71.4 | 71.4 |  |  |  |  | 0.2382 | 17.0075
11011 | NAV3ST | 1 | West | YES | 0.095901 | 92.8 | 40 | 92.8 | 0 | 1.029 | CC | 1 | 0.2382 | 92.8 | 92.8 |  |  |  |  | 0.2382 | 22.105
11012 | NAV4CT | 1 | West | YES | 0.095901 | 80 | 18 | 80 | 0 | 1.029 | CC | 1 | 0.2382 | 80 | 80 |  |  |  |  | 0.2382 | 19.056
11013 | NAV5CT | 1 | West | YES | 0.095901 | 80 | 18 | 80 | 0 | 1.029 | CC | 1 | 0.2382 | 80 | 80 |  |  |  |  | 0.2382 | 19.056
11014 | NAV6ST | 1 | West | YES | 0.095901 | 115 | 40 | 115 | 0 | 1.029 | CC | 1 | 0.2382 | 115 | 115 |  |  |  |  | 0.2382 | 27.393
1328 | OCOTILLO_1G | 1 | West | YES | 0.095949 | 11.6 | 0 | 58 |  | 1.01 | Wind | 1 | 0.23825 | 0 | 58 |  |  |  |  | 0.23825 | 13.8184
1333 | MCDDONAL_8 | 1 | West | YES | 0.096081 | 42.8 | 0 | 214.2 |  | 1.01 | Wind | 1 | 0.23838 | 0 | 214.2 |  |  |  |  | 0.23838 | 51.061
1327 | WILDHRSE_1G | 1 | West | YES | 0.096244 | 0 | 0 | 120 |  | 1 | Wind | 1 | 0.23854 | 0 | 120 |  |  |  |  | 0.23854 | 28.6251
1360 | GUNSIGHT_8 | 1 | West | YES | 0.096271 | 0 | 0 | 120 |  | 1.01 | Wind | 1 | 0.23857 | 0 | 120 |  |  |  |  | 0.23857 | 28.6284
11320 | COYOTE_1G | 1 | West | YES | 0.096473 | 22.5 | 0 | 225 |  | 1 | Wind | 1 | 0.23877 | 0 | 225 |  |  |  |  | 0.23877 | 53.7237
11309 | BULLCREK_2G | 1 | West | YES | 0.096521 | 20.9 | 0 | 180 |  | 1 | Wind | 1 | 0.23882 | 0 | 180 |  |  |  |  | 0.23882 | 42.9876
11310 | BULLCREK_1G | 1 | West | YES | 0.096521 | 15.1 | 0 | 180 |  | 1 | Wind | 1 | 0.23882 | 0 | 180 |  |  |  |  | 0.23882 | 42.9876
1045 | CALENG1G_1G | 1 | West | YES | 0.096534 | 73.4 | 27 | 73.4 | 0 | 1.014 | Cogen | 1 | 0.23883 | 0 | 0 |  |  |  |  | 0.23883 | 0
1046 | CALENG2G_2G | 2 | West | YES | 0.096534 | 73.4 | 27 | 73.4 | 0 | 1.014 | Cogen | 1 | 0.23883 | 0 | 0 |  |  |  |  | 0.23883 | 0
1047 | CALENG3G_3G | 3 | West | YES | 0.096534 | 70.4 | 27 | 70.4 | 0 | 1.014 | Cogen | 1 | 0.23883 | 0 | 0 |  |  |  |  | 0.23883 | 0
1058 | LONGSHORE_5 | 1 | West | YES | 0.096681 | 30 | 0 | 150 |  | 1.01 | Wind | 1 | 0.23898 | 0 | 150 |  |  |  |  | 0.23898 | 35.847
1058 | LONGSHORE_5 | 2 | West | YES | 0.096681 | 44 | 0 | 220 |  | 1.01 | Wind | 1 | 0.23898 | 0 | 220 |  |  |  |  | 0.23898 | 52.5756
11065 | ELBOWCK_1G | 1 | West | YES | 0.096681 | 23.4 | 0 | 121.9 | 0 | 1 | Wind | 1 | 0.23898 | 0 | 121.9 |  |  |  |  | 0.23898 | 29.1317
60058 | BUFF_GAP1A | 1 | West | YES | 0.096733 | 24 | 0 | 120 |  | 1 | Wind | 1 | 0.23903 | 0 | 120 |  |  |  |  | 0.23903 | 28.6838
60060 | CIRELLO | 1 | West | YES | 0.096733 | 46.6 | 0 | 233 | 0 | 1 | Wind | 1 | 0.23903 | 0 | 233 |  |  |  |  | 0.23903 | 55.6944
60063 | BUFF_GAP1B | 1 | West | YES | 0.096733 | 34 | 0 | 170.2 | 0 | 1.02 | Wind | 1 | 0.23903 | 0 | 170.2 |  |  |  |  | 0.23903 | 40.6832
60066 | H_HOLLOW1A | 1 | West | YES | 0.096733 | 44.4 | 0 | 222 | 0 | 1.005 | Wind | 1 | 0.23903 | 0 | 222 |  |  |  |  | 0.23903 | 53.0651
60068 | HHOLLOW21A | 1 | West | YES | 0.096733 | 36.8 | 0 | 184 | 0 | 1.025 | Wind | 1 | 0.23903 | 0 | 184 |  |  |  |  | 0.23903 | 43.9819
60070 | HHOLLOW31A | 1 | West | YES | 0.096733 | 44.8 | 0 | 224 | 0 | 1.025 | Wind | 1 | 0.23903 | 0 | 224 |  |  |  |  | 0.23903 | 53.5431
60072 | HHOLLOW41A | 1 | West | YES | 0.096733 | 23 | 0 | 115 | 0 | 1.025 | Wind | 1 | 0.23903 | 0 | 115 |  |  |  |  | 0.23903 | 27.4887
1037 | MORGAN5G_5G | 5 | West | YES | 0.096772 | 109.6 | 40 | 137 | 0 | 1.029 | GST | 1 | 0.23907 | 137 | 137 |  |  |  |  | 0.23907 | 32.7527
1039 | MRGNAG_1G | A | West | YES | 0.096772 | 69 | 69 | 69 | 0 | 1.029 | GGT | 1 | 0.23907 | 69 | 69 |  |  |  |  | 0.23907 | 16.4959
1040 | MRGNBG_2G | B | West | YES | 0.096772 | 70 | 70 | 71 | 0 | 1.029 | GGT | 1 | 0.23907 | 71 | 71 |  |  |  |  | 0.23907 | 16.974
1041 | MRGNCG_3G | C | West | YES | 0.096772 | 69 | 69 | 70 | 0 | 1.029 | GGT | 1 | 0.23907 | 70 | 70 |  |  |  |  | 0.23907 | 16.735
1042 | MRGNDG_4G | D | West | YES | 0.096772 | 68 | 68 | 68 | 0 | 1.029 | GGT | 1 | 0.23907 | 68 | 68 |  |  |  |  | 0.23907 | 16.2568
1043 | MRGNEG_5G | E | West | YES | 0.096772 | 68 | 68 | 70 | 0 | 1.029 | GGT | 1 | 0.23907 | 70 | 70 |  |  |  |  | 0.23907 | 16.735
1044 | MRGNFG_6G | F | West | YES | 0.096772 | 66 | 66 | 66 | 0 | 1.029 | GGT | 1 | 0.23907 | 66 | 66 |  |  |  |  | 0.23907 | 15.7787
6637 | SNYDERW1A | 1 | West | YES | 0.0968 | 12.6 | 0 | 63 | 0 | 1.025 | Wind | 1 | 0.2391 | 0 | 63 |  |  |  |  | 0.2391 | 15.0632
1068 | SCURRYCW_1G | 1 | West | YES | 0.09685 | 28.2 | 1.3 | 141 | 0 | 1.0217 | Wind | 1 | 0.23915 | 0 | 141 |  |  |  |  | 0.23915 | 33.72
1073 | SCURRYCW_2G | 2 | West | YES | 0.09685 | 24 | 0 | 120 | 0 | 1.0217 | Wind | 1 | 0.23915 | 0 | 120 |  |  |  |  | 0.23915 | 28.6979
1061 | CIELOGEN_1G | 1 | West | YES | 0.096858 | 19.8 | 0 | 99 |  | 1 | Wind | 1 | 0.23916 | 0 | 99 |  |  |  |  | 0.23916 | 23.6765
1062 | CIELOGEN_2G | 1 | West | YES | 0.096858 | 12.2 | 0 | 61 |  | 1 | Wind | 1 | 0.23916 | 0 | 61 |  |  |  |  | 0.23916 | 14.5886
1069 | KINDERMG_1G | 1 | West | YES | 0.096858 | 25 | 5 | 25 | 0 | 1.017 | Cogen | 1 | 0.23916 | 0 | 0 |  |  |  |  | 0.23916 | 0
1070 | KINDERMG_2G | 1 | West | YES | 0.096858 | 45.7 | 12 | 45.7 | 0 | 1.017 | Cogen | 1 | 0.23916 | 0 | 0 |  |  |  |  | 0.23916 | 0
1071 | KINDERMG_3G | 1 | West | YES | 0.096858 | 45.7 | 12 | 45.7 | 0 | 1.017 | Cogen | 1 | 0.23916 | 0 | 0 |  |  |  |  | 0.23916 | 0
36998 | RDCNYNG1 | 1 | West | YES | 0.096989 | 16.8 | 0 | 84 |  | 1.01 | Wind | 1 | 0.23929 | 0 | 84 |  |  |  |  | 0.23929 | 20.1002
1343 | TRENTIPP_8 | 1 | West | YES | 0.09707 | 30 | 0 | 150 |  | 1.014 | Wind | 1 | 0.23937 | 0 | 150 |  |  |  |  | 0.23937 | 35.9053
1354 | AEPWIND_8 | 1 | West | YES | 0.09707 | 20.2 | 0 | 101 |  | 1 | Wind | 1 | 0.23937 | 0 | 101 |  |  |  |  | 0.23937 | 24.1763
6407 | TURKTRAK1A | 1 | West | YES | 0.097219 | 33.9 | 0 | 169.5 | 0 | 1.025 | Wind | 1 | 0.23952 | 0 | 169.5 |  |  |  |  | 0.23952 | 40.5983
71051 | L_BITTCR1_1N | W1 | West | YES | 0.097547 | 7.5 | 0 | 37.5 |  | 1.02 | Wind | 1 | 0.23985 | 0 | 37.5 |  |  |  |  | 0.23985 | 8.9942
71054 | L_SWEETW1_1N | W1 | West | YES | 0.097547 | 21.5 | 0 | 107.5 |  | 1.02 | Wind | 1 | 0.23985 | 0 | 107.5 |  |  |  |  | 0.23985 | 25.7834
71057 | L_SWEETW1_2N | W1 | West | YES | 0.097547 | 27 | 0 | 135 |  | 1.02 | Wind | 1 | 0.23985 | 0 | 135 |  |  |  |  | 0.23985 | 32.3792
71059 | L_SWEETW1_3N | W1 | West | YES | 0.097547 | 23.8 | 0 | 119 | 0 | 1.02 | Wind | 1 | 0.23985 | 0 | 119 |  |  |  |  | 0.23985 | 28.5417
71060 | L_SWEETW1_4N | W1 | West | YES | 0.097547 | 21 | 0 | 105 | 0 | 1.02 | Wind | 1 | 0.23985 | 0 | 105 |  |  |  |  | 0.23985 | 25.1838
71061 | L_SWEETW1_5N | W1 | West | YES | 0.097547 | 16.1 | 0 | 80.5 | 0 | 1.02 | Wind | 1 | 0.23985 | 0 | 80.5 |  |  |  |  | 0.23985 | 19.3076
6144 | MCADOO1A | 1 | West | YES | 0.097566 | 15 | 0 | 150 | 0 | 1.025 | Wind | 1 | 0.23986 | 0 | 150 |  |  |  |  | 0.23986 | 35.9797
11056 | ROSCOE_1G | 1 | West | YES | 0.097584 | 41.8 | 0 | 209 |  | 1 | Wind | 1 | 0.23988 | 0 | 209 |  |  |  |  | 0.23988 | 50.1355
11057 | CHAMPION_1G | 1 | West | YES | 0.097584 | 25.3 | 0 | 126.5 |  | 1 | Wind | 1 | 0.23988 | 0 | 126.5 |  |  |  |  | 0.23988 | 30.3452
11058 | PYRON_1G | 1 | West | YES | 0.097584 | 49.8 | 0 | 249 |  | 1 | Wind | 1 | 0.23988 | 0 | 249 |  |  |  |  | 0.23988 | 59.7308
11059 | INADALE_1G | 1 | West | YES | 0.097584 | 39.4 | 0 | 197 |  | 1 | Wind | 1 | 0.23988 | 0 | 197 |  |  |  |  | 0.23988 | 47.2569
1643 | SLSTR1PP_1G | 1 | North | YES | 0.097868 | 6 | 0 | 60 | 0 | 1.022 | Wind | 1 | 0.24017 | 0 | 60 | 5.8721 | 60 |  |  | 0.24017 | 14.41
1416 | SWETWATR_1G | 1 | West | YES | 0.097932 | 30 | 18 | 30 | 0 | 1.026 | CC | 1 | 0.24023 | 30 | 30 |  |  |  |  | 0.24023 | 7.2069
1417 | SWETWATR_2G | 2 | West | YES | 0.097932 | 72 | 36 | 72 | 0 | 1.026 | CC | 1 | 0.24023 | 72 | 72 |  |  |  |  | 0.24023 | 17.2966
1418 | SWETWATR_3G | 3 | West | YES | 0.097932 | 68 | 36 | 68 | 0 | 1.026 | CC | 1 | 0.24023 | 68 | 68 |  |  |  |  | 0.24023 | 16.3357
1419 | SWETWATR_4G | 4 | West | YES | 0.097932 | 61 | 36 | 61 | 0 | 1.026 | CC | 1 | 0.24023 | 61 | 61 |  |  |  |  | 0.24023 | 14.6541
60081 | WHRLWIND1A | 1 | West | YES | 0.098325 | 12 | 0 | 60 | 0 | 1.03 | Wind | 1 | 0.24062 | 0 | 60 |  |  |  |  | 0.24062 | 14.4374
1437 | MESQUITW_1G | 1 | North | YES | 0.09955 | 40 | 0 | 400 | 0 | 1.023 | Wind | 1 | 0.24185 | 0 | 400 | 39.82 | 400 |  |  | 0.24185 | 96.7396
1438 | MESQUITW_2G | 1 | North | YES | 0.099553 | 23.6 | 0 | 236 |  | 1.017 | Wind | 1 | 0.24185 | 0 | 236 | 23.4945 | 236 |  |  | 0.24185 | 57.0771
1442 | COKFIELD_5 | 1 | North | YES | 0.10019 | 16.5 | 0 | 165 |  | 1.029 | Wind | 1 | 0.24249 | 0 | 165 | 16.5317 | 165 |  |  | 0.24249 | 40.011
6100 | OKLA7A | EQ | West | YES | 0.1007 | 50 | -220 | 220 | 0 | 1.035 | DCTie | 1 | 0.243 | 0 | 0 |  |  |  |  | 0.243 | 0
6752 | OKLA0A | 1 | West | YES | 0.1007 | 649.7 | 175 | 649.7 | 0 | 1.035 | LIGCO | 1 | 0.243 | 0 | 649.7 |  |  |  |  | 0.243 | 157.8777
1433 | GRHAMSES_1G | 1 | North | YES | 0.10164 | 242 | 60 | 242 | 0 | 1.038 | GST | 1 | 0.24394 | 242 | 242 | 24.5964 | 242 |  |  | 0.24394 | 59.0327
332 | RWMILLER01 | 1 | North | YES | 0.10172 | 58.4 | 18.5 | 73 | 0 | 1.04 | GST | 1 | 0.24402 | 73 | 73 | 7.4256 | 73 |  |  | 0.24402 | 17.8134
333 | RWMILLER02 | 2 | North | YES | 0.10172 | 95.2 | 37 | 119 | 0 | 1.04 | GST | 1 | 0.24402 | 119 | 119 | 12.1047 | 119 |  |  | 0.24402 | 29.0383
334 | RWMILLER03 | 3 | North | YES | 0.10172 | 166.4 | 65 | 208 | 0 | 1.04 | GST | 1 | 0.24402 | 208 | 208 | 21.1578 | 208 |  |  | 0.24402 | 50.7559
335 | RWMILLER04 | 4 | North | YES | 0.10172 | 81.6 | 0 | 102 | 0 | 1.04 | GST | 1 | 0.24402 | 102 | 102 | 10.3754 | 102 |  |  | 0.24402 | 24.8899
336 | RWMILLER05 | 5 | North | YES | 0.10172 | 80.8 | 0 | 101 | 0 | 1.04 | GST | 1 | 0.24402 | 101 | 101 | 10.2737 | 101 |  |  | 0.24402 | 24.6459
1432 | GRHAMSES_2G | 2 | North | YES | 0.10222 | 294.9 | 90 | 366 | 0 | 1.014 | GST | 1 | 0.24451 | 366 | 366 | 37.4107 | 366 |  |  | 0.24451 | 89.4921
1479 | WFCOGEN_1G | 1 | North | YES | 0.1023 | 16 | 12 | 20 | 0 | 1 | Cogen | 1 | 0.2446 | 0 | 0 | 0 | 0 |  |  | 0.2446 | 0
1479 | WFCOGEN_1G | 2 | North | YES | 0.1023 | 16 | 12 | 20 | 0 | 1 | Cogen | 1 | 0.2446 | 0 | 0 | 0 | 0 |  |  | 0.2446 | 0
1482 | WFCOGEN_2G | 1 | North | YES | 0.1023 | 16 | 12 | 20 | 0 | 1 | Cogen | 1 | 0.2446 | 0 | 0 | 0 | 0 |  |  | 0.2446 | 0
1482 | WFCOGEN_2G | 2 | North | YES | 0.1023 | 13.6 | 12 | 17 | 0 | 1 | Cogen | 1 | 0.2446 | 0 | 0 | 0 | 0 |  |  | 0.2446 | 0
1600 | BARTNWND_1G | 1 | North | YES | 0.10245 | 12 | 0 | 120 | 0 | 1.022 | Wind | 1 | 0.24475 | 0 | 120 | 12.2941 | 120 |  |  | 0.24475 | 29.37
344 | MRSSHPRD | 1 | North | YES | 0.1026 | 0 | 0 | 12 |  | 1.03 | Hydro | 1 | 0.2449 | 0 | 0 | 0 | 0 |  |  | 0.2449 | 0
345 | MRSSHPRD01 | 2 | North | YES | 0.1026 | 0 | 0 | 12 |  | 1.03 | Hydro | 1 | 0.2449 | 0 | 0 | 0 | 0 |  |  | 0.2449 | 0
366 | JNSNCNTY802 | 1 | North | YES | 0.10293 | 168 | 20 | 168 | 0 | 1.02 | Cogen | 1 | 0.24523 | 0 | 0 | 0 | 0 |  |  | 0.24523 | 0
367 | JNSNCNTY802 | 2 | North | YES | 0.10293 | 90 | 20 | 90 | 0 | 1.02 | Cogen | 1 | 0.24523 | 0 | 0 | 0 | 0 |  |  | 0.24523 | 0
1892 | DECRDOVA_2G | A | North | YES | 0.10354 | 65 | 65 | 70 | 0 | 1.025 | GGT | 1 | 0.24584 | 70 | 70 | 7.248 | 70 |  |  | 0.24584 | 17.2089
1893 | DECRDOVA_3G | B | North | YES | 0.10354 | 65 | 65 | 69 | 0 | 1.025 | GGT | 1 | 0.24584 | 69 | 69 | 7.1445 | 69 |  |  | 0.24584 | 16.9631
1894 | DECRDOVA_4G | C | North | YES | 0.10354 | 65 | 65 | 69 | 0 | 1.025 | GGT | 1 | 0.24584 | 69 | 69 | 7.1445 | 69 |  |  | 0.24584 | 16.9631
1895 | DECRDOVA_5G | D | North | YES | 0.10354 | 65 | 65 | 68 | 0 | 1.025 | GGT | 1 | 0.24584 | 68 | 68 | 7.0409 | 68 |  |  | 0.24584 | 16.7173
503 | NTHTEXAS01 | 1 | North | YES | 0.10356 | 0 | 5 | 18 |  | 1.015 | GST | 1 | 0.24586 | 18 | 18 | 1.8641 | 18 |  |  | 0.24586 | 4.4255
504 | NTHTEXAS02 | 2 | North | YES | 0.10356 | 14.4 | 5 | 18 |  | 1.015 | GST | 1 | 0.24586 | 18 | 18 | 1.8641 | 18 |  |  | 0.24586 | 4.4255
505 | NTHTEXAS03 | 3 | North | YES | 0.10356 | 30.4 | 15 | 38 |  | 1.015 | GST | 1 | 0.24586 | 38 | 38 | 3.9353 | 38 |  |  | 0.24586 | 9.3427
1898 | COMCHEPK_1G | 1 | North | YES | 0.10407 | 1217 | 1150 | 1217 | 0 | 1.032 | Nuc | 1 | 0.24636 | 0 | 0 | 0 | 0 |  |  | 0.24636 | 0
1899 | COMCHEPK_2G | 2 | North | YES | 0.10407 | 1159 | 1128 | 1159 | 0 | 1.032 | Nuc | 1 | 0.24636 | 0 | 0 | 0 | 0 |  |  | 0.24636 | 0
1453 | WCPWRCO_1G | 1 | North | YES | 0.10419 | 204 | 50 | 204 | 0 | 1.02 | CC | 1 | 0.24649 | 204 | 204 | 21.2556 | 204 |  |  | 0.24649 | 50.2846
1454 | WCPWRCO_2G | 2 | North | YES | 0.10419 | 204 | 50 | 204 | 0 | 1.02 | CC | 1 | 0.24649 | 204 | 204 | 21.2556 | 204 |  |  | 0.24649 | 50.2846
1455 | WCPWRCO_3G | 3 | North | YES | 0.10419 | 242 | 50 | 242 |  | 1.02 | CC | 1 | 0.24649 | 242 | 242 | 25.2149 | 242 |  |  | 0.24649 | 59.6513
1877 | WLFHOLW_1G | 1 | North | YES | 0.10435 | 217.3 | 89.2 | 217.3 | 0 | 1.032 | CC | 1 | 0.24665 | 217.3 | 217.3 | 22.675 | 217.3 |  |  | 0.24665 | 53.5966
1878 | WLFHOLW_2G | 2 | North | YES | 0.10435 | 215.7 | 105 | 215.7 | 0 | 1.032 | CC | 1 | 0.24665 | 215.7 | 215.7 | 22.5081 | 215.7 |  |  | 0.24665 | 53.202
1879 | WLFHOLW_3G | 3 | North | YES | 0.10435 | 272.4 | 89.2 | 272.4 | 0 | 1.032 | CC | 1 | 0.24665 | 272.4 | 272.4 | 28.4247 | 272.4 |  |  | 0.24665 | 67.1869
1889 | DECRDOVA_1G | 1 | North | YES | 0.10455 | 779 | 255 | 779 | 0 | 1.02 | GSC | 1 | 0.24685 | 779 | 779 | 81.4437 | 779 |  |  | 0.24685 | 192.2945
580 | JCKCNTY801 | 1 | North | YES | 0.10487 | 288 | 0 | 288 | 0 | 1.022 | CC | 1 | 0.24717 | 288 | 288 | 30.204 | 288 |  |  | 0.24717 | 71.1861
581 | JCKCNTY802 | 2 | North | YES | 0.10487 | 147 | 0 | 147 | 0 | 1.022 | CC | 1 | 0.24717 | 147 | 147 | 15.4166 | 147 |  |  | 0.24717 | 36.3346
582 | JCKCNTY803 | 3 | North | YES | 0.10487 | 147 | 0 | 147 | 0 | 1.022 | CC | 1 | 0.24717 | 147 | 147 | 15.4166 | 147 |  |  | 0.24717 | 36.3346
1937 | MDLTHELP_5G | 5 | North | YES | 0.1053 | 224 | 74 | 224 | 0 | 1 | CC | 1 | 0.24759 | 224 | 224 | 23.5863 | 224 |  |  | 0.24759 | 55.4613
1938 | MDLTHELP_6G | 6 | North | YES | 0.1053 | 226 | 74 | 226 | 0 | 1 | CC | 1 | 0.24759 | 226 | 226 | 23.7969 | 226 |  |  | 0.24759 | 55.9565
1943 | MDLTHELP_3G | 3 | North | YES | 0.1053 | 212 | 74 | 212 | 0 | 1 | CC | 1 | 0.24759 | 212 | 212 | 22.3228 | 212 |  |  | 0.24759 | 52.4901
1944 | MDLTHELP_4G | 4 | North | YES | 0.1053 | 211 | 74 | 211 | 0 | 1 | CC | 1 | 0.24759 | 211 | 211 | 22.2175 | 211 |  |  | 0.24759 | 52.2425
1861 | EAGLEMNT_1G | MB | North | YES | 0.10593 | 0 | 30 | 112 |  | 1.022 | GST | 1 | 0.24823 | 0 | 0 | 0 | 0 |  |  | 0.24823 | 0
1862 | EAGLEMNT_2G | MB | North | YES | 0.10593 | 0 | 40 | 100 |  | 1.022 | GST | 1 | 0.24823 | 0 | 0 | 0 | 0 |  |  | 0.24823 | 0
1863 | EAGLEMNT_3G | MB | North | YES | 0.10593 | 0 | 50 | 378 |  | 1.022 | GST | 1 | 0.24823 | 0 | 0 | 0 | 0 |  |  | 0.24823 | 0
728 | WOLFRIDGE801 | 1 | North | YES | 0.10634 | 11.2 | 0 | 112.5 | 0 | 0.99 | Wind | 1 | 0.24864 | 0 | 112.5 | 11.9638 | 112.5 |  |  | 0.24864 | 27.9724
1941 | MDLTHELP_1G | 1 | North | YES | 0.10637 | 216.4 | 74 | 216.4 | 0 | 1 | CC | 1 | 0.24867 | 216.4 | 216.4 | 23.0195 | 216.4 |  |  | 0.24867 | 53.813
1942 | MDLTHELP_2G | 2 | North | YES | 0.10637 | 216.1 | 74 | 216.1 | 0 | 1 | CC | 1 | 0.24867 | 216.1 | 216.1 | 22.9876 | 216.1 |  |  | 0.24867 | 53.7384
1947 | HANDLEY_3G | 3 | North | YES | 0.10638 | 316 | 100 | 395 | 0 | 1.022 | GST | 1 | 0.24868 | 395 | 395 | 42.0209 | 395 |  |  | 0.24868 | 98.229
1949 | HANDLEY_5G | 5 | North | YES | 0.10638 | 348 | 150 | 435 | 0 | 1.022 | GST | 1 | 0.24868 | 435 | 435 | 46.2762 | 435 |  |  | 0.24868 | 108.1762
1948 | HANDLEY_4G | 4 | North | YES | 0.10656 | 348 | 150 | 435 | 0 | 1.022 | GST | 1 | 0.24886 | 435 | 435 | 46.3549 | 435 |  |  | 0.24886 | 108.2549
923 | SPENCER_G4 | 1 | North | YES | 0.10734 | 48 | 20 | 61 | 0 | 1.03 | GST | 1 | 0.24964 | 61 | 61 | 6.5476 | 61 |  |  | 0.24964 | 15.2278
924 | SPENCER_G5 | 1 | North | YES | 0.10734 | 52 | 20 | 66 | 0 | 1.03 | GST | 1 | 0.24964 | 66 | 66 | 7.0842 | 66 |  |  | 0.24964 | 16.476
12322 | ENNSTRAC_1G | 1 | North | YES | 0.10917 | 196 | 130 | 196 | 0 | 1.036 | CC | 1 | 0.25147 | 196 | 196 | 21.3983 | 196 |  |  | 0.25147 | 49.2889
12323 | ENNSTRAC_2G | 2 | North | YES | 0.10917 | 116 | 100 | 116 | 0 | 1.036 | CC | 1 | 0.25147 | 116 | 116 | 12.6643 | 116 |  |  | 0.25147 | 29.171
2381 | NTHLK1_G | 1 | North | YES | 0.10921 | 0 | 35 | 156 |  | 1.022 | GST | 1 | 0.25151 | 156 | 156 | 17.0363 | 156 |  |  | 0.25151 | 39.2349
2382 | NTHLK2_G | 2 | North | YES | 0.10921 | 0 | 35 | 181 |  | 1.022 | GST | 1 | 0.25151 | 181 | 181 | 19.7665 | 181 |  |  | 0.25151 | 45.5226
2383 | NTHLK3_G | 3 | North | YES | 0.10921 | 0 | 50 | 329 |  | 1.022 | GST | 1 | 0.25151 | 329 | 329 | 35.9291 | 329 |  |  | 0.25151 | 82.7454
2371 | COLLIN_1G | MB | North | YES | 0.1094 | 0 | 40 | 138 |  | 1.022 | GST | 1 | 0.2517 | 0 | 0 | 0 | 0 |  |  | 0.2517 | 0
6948 | DENISNDM | 1 | North | YES | 0.10995 | 40 | 5 | 40 |  | 1.015 | Hydro | 1 | 0.25225 | 0 | 0 | 0 | 0 |  |  | 0.25225 | 0
6948 | DENISNDM | 2 | North | YES | 0.10995 | 31 | 5 | 40 |  | 1.015 | Hydro | 1 | 0.25225 | 0 | 0 | 0 | 0 |  |  | 0.25225 | 0
2413 | MTCK6_G | 6 | North | YES | 0.11012 | 0 | 30 | 118 |  | 1.022 | GST | 1 | 0.25242 | 118 | 118 | 12.994 | 118 |  |  | 0.25242 | 29.7853
2414 | MTCK7_G | 7 | North | YES | 0.11012 | 0 | 30 | 115 |  | 1.022 | GST | 1 | 0.25242 | 115 | 115 | 12.6637 | 115 |  |  | 0.25242 | 29.0281
2417 | MTCK8_G | 8 | North | YES | 0.11012 | 444.8 | 60 | 556 | 0 | 1.022 | GSC | 1 | 0.25242 | 556 | 556 | 61.2262 | 556 |  |  | 0.25242 | 140.3444
1687 | VALLEY_1G | 1 | North | YES | 0.11013 | 136 | 15 | 170 | 0 | 1.029 | GST | 1 | 0.25243 | 170 | 170 | 18.7216 | 170 |  |  | 0.25243 | 42.9124
1688 | VALLEY_2G | 2 | North | YES | 0.11013 | 527 | 90 | 527 | 0 | 1.029 | GSC | 1 | 0.25243 | 527 | 527 | 58.0369 | 527 |  |  | 0.25243 | 133.0285
1689 | VALLEY_3G | 3 | North | YES | 0.11035 | 0 | 25 | 375 |  | 1.003 | GST | 1 | 0.25265 | 375 | 375 | 41.3816 | 375 |  |  | 0.25265 | 94.7437
11691 | KMICHICT1_G | 1 | North | YES | 0.11035 | 144 | 80 | 144 | 0 | 1.026 | CC | 1 | 0.25265 | 144 | 144 | 15.8905 | 144 |  |  | 0.25265 | 36.3816
11692 | KMICHICT2_G | 2 | North | YES | 0.11035 | 146 | 80 | 146 | 0 | 1.026 | CC | 1 | 0.25265 | 146 | 146 | 16.1112 | 146 |  |  | 0.25265 | 36.8869
11693 | KMICHIST3_G | 3 | North | YES | 0.11035 | 312 | 60 | 312 | 0 | 1.026 | CC | 1 | 0.25265 | 312 | 312 | 34.4295 | 312 |  |  | 0.25265 | 78.8268
11694 | KMICHICT4_G | 4 | North | YES | 0.11035 | 144 | 80 | 144 | 0 | 1.026 | CC | 1 | 0.25265 | 144 | 144 | 15.8905 | 144 |  |  | 0.25265 | 36.3816
11695 | KMICHICT5_G | 5 | North | YES | 0.11035 | 148 | 80 | 148 | 0 | 1.026 | CC | 1 | 0.25265 | 148 | 148 | 16.3319 | 148 |  |  | 0.25265 | 37.3922
11696 | KMICHIST6_G | 6 | North | YES | 0.11035 | 310 | 60 | 310 | 0 | 1.026 | CC | 1 | 0.25265 | 310 | 310 | 34.2088 | 310 |  |  | 0.25265 | 78.3215
1678 | LAMARPWR_1G | 1 | North | YES | 0.11045 | 160 | 67.7 | 160 | 0 | 1.038 | CC | 1 | 0.25275 | 160 | 160 | 17.672 | 160 |  |  | 0.25275 | 40.4398
1679 | LAMARPWR_2G | 2 | North | YES | 0.11045 | 156 | 67.7 | 156 | 0 | 1.038 | CC | 1 | 0.25275 | 156 | 156 | 17.2302 | 156 |  |  | 0.25275 | 39.4288
1680 | LAMARPWR_3G | 3 | North | YES | 0.11045 | 196 | 129.1 | 196 | 0 | 1.038 | CC | 1 | 0.25275 | 196 | 196 | 21.6482 | 196 |  |  | 0.25275 | 49.5388
1681 | LAMARPWR_4G | 4 | North | YES | 0.11045 | 156 | 67.7 | 156 | 0 | 1.038 | CC | 1 | 0.25275 | 156 | 156 | 17.2302 | 156 |  |  | 0.25275 | 39.4288
1682 | LAMARPWR_5G | 5 | North | YES | 0.11045 | 157 | 67.7 | 157 | 0 | 1.038 | CC | 1 | 0.25275 | 157 | 157 | 17.3407 | 157 |  |  | 0.25275 | 39.6816
1683 | LAMARPWR_6G | 6 | North | YES | 0.11045 | 198 | 129.1 | 198 | 0 | 1.038 | CC | 1 | 0.25275 | 198 | 198 | 21.8691 | 198 |  |  | 0.25275 | 50.0443
1675 | PEC_1G | 1 | North | YES | 0.11052 | 76.7 | 35 | 76.7 | 0 | 1.022 | Cogen | 1 | 0.25282 | 0 | 0 | 0 | 0 |  |  | 0.25282 | 0
1676 | PEC_2G | 2 | North | YES | 0.11052 | 79.6 | 35 | 79.6 | 0 | 1.022 | Cogen | 1 | 0.25282 | 0 | 0 | 0 | 0 |  |  | 0.25282 | 0
1677 | PEC_3G | 3 | North | YES | 0.11052 | 88.4 | 35 | 88.4 | 0 | 1.022 | Cogen | 1 | 0.25282 | 0 | 0 | 0 | 0 |  |  | 0.25282 | 0
1701 | MOSES_1G | 1 | North | YES | 0.11063 | 558 | 175 | 558 | 0 | 1.023 | LIGCO | 1 | 0.25293 | 0 | 558 | 61.7304 | 558 |  |  | 0.25293 | 141.1332
1702 | MOSES_2G | 2 | North | YES | 0.11063 | 579 | 175 | 579 | 0 | 1.023 | LIGCO | 1 | 0.25293 | 0 | 579 | 64.0536 | 579 |  |  | 0.25293 | 146.4447
1703 | MOSES_3G | 3 | North | YES | 0.11063 | 808 | 463 | 808 | 0 | 1.023 | LIGCO | 1 | 0.25293 | 0 | 808 | 89.3874 | 808 |  |  | 0.25293 | 204.3649
5925 | DCEAST | EQ | North | YES | 0.11063 | 400.3 | -600 | 600 | 0 | 1.025 | DCTie | 1 | 0.25293 | 0 | 0 | 0 | 0 |  |  | 0.25293 | 0
842 | OLINGER_G1 | 1 | North | YES | 0.11084 | 55.4 | 20 | 79 | 0 | 1.03 | GST | 1 | 0.25313 | 79 | 79 | 8.756 | 79 |  |  | 0.25313 | 19.9977
843 | OLINGER_G2 | 1 | North | YES | 0.11084 | 76.2 | 25 | 110 | 0 | 1.03 | GST | 1 | 0.25313 | 110 | 110 | 12.192 | 110 |  |  | 0.25313 | 27.8448
844 | OLINGER_G3 | 1 | North | YES | 0.11084 | 103.9 | 45 | 150 | 0 | 1.03 | GST | 1 | 0.25313 | 150 | 150 | 16.6254 | 150 |  |  | 0.25313 | 37.9702
845 | OLINGER_G4 | 1 | North | YES | 0.11084 | 51.9 | 0 | 76 | 0 | 1.03 | GGT | 1 | 0.25313 | 76 | 76 | 8.4235 | 76 |  |  | 0.25313 | 19.2383
837 | NEWMAN_G5 | 1 | North | YES | 0.11085 | 0 | 15 | 40 |  | 1.01 | GST | 1 | 0.25315 | 40 | 40 | 4.4342 | 40 |  |  | 0.25315 | 10.1261
948 | STEAM1 | 1 | North | YES | 0.11098 | 0 | 12 | 20 |  | 1.02 | GST | 1 | 0.25328 | 20 | 20 | 2.2196 | 20 |  |  | 0.25328 | 5.0656
949 | STEAM2 | 1 | North | YES | 0.11098 | 26 | 8 | 26 | 0 | 0.99 | GST | 1 | 0.25328 | 26 | 26 | 2.8855 | 26 |  |  | 0.25328 | 6.5853
950 | STEAM3 | 1 | North | YES | 0.11098 | 41 | 13 | 42 | 0 | 1.02 | GST | 1 | 0.25328 | 42 | 42 | 4.6612 | 42 |  |  | 0.25328 | 10.6378
12440 | PARKD_1SVC8 | 1 | North | YES | 0.11125 | 0 | 0 | 0 | 0 | 1.007 | GST | 1 | 0.25355 | 0 | 0 | 0 | 0 |  |  | 0.25355 | 0
12449 | PARKD_2SVC8 | 1 | North | YES | 0.11125 | 0 | 0 | 0 | 0 | 1.007 | GST | 1 | 0.25355 | 0 | 0 | 0 | 0 |  |  | 0.25355 | 0
2451 | LKHB1_G | 1 | North | YES | 0.1113 | 0 | 80 | 391 |  | 1.022 | GST | 1 | 0.2536 | 391 | 391 | 43.5187 | 391 |  |  | 0.2536 | 99.1576
2452 | LKHB2_G | 2 | North | YES | 0.1113 | 516 | 80 | 516 | 0 | 1.022 | GST | 1 | 0.2536 | 516 | 516 | 57.4313 | 516 |  |  | 0.2536 | 130.8576
12411 | FPLEFR1A_G | 1 | North | YES | 0.11186 | 161 | 72 | 161 | 0 | 1 | CC | 1 | 0.25416 | 161 | 161 | 18.0095 | 161 |  |  | 0.25416 | 40.9196
12412 | FPLEFR1B_G | 2 | North | YES | 0.11186 | 164 | 72 | 164 | 0 | 1 | CC | 1 | 0.25416 | 164 | 164 | 18.345 | 164 |  |  | 0.25416 | 41.6821
12413 | FPLEFR1C_G | 3 | North | YES | 0.11186 | 164 | 72 | 164 | 0 | 1 | CC | 1 | 0.25416 | 164 | 164 | 18.345 | 164 |  |  | 0.25416 | 41.6821
12414 | FPLEFR1S_G | 4 | North | YES | 0.11186 | 414 | 191 | 414 | 0 | 1 | CC | 1 | 0.25416 | 414 | 414 | 46.31 | 414 |  |  | 0.25416 | 105.2218
12421 | FPLEFR2A_G | 1 | North | YES | 0.11186 | 162 | 72 | 162 | 0 | 1 | CC | 1 | 0.25416 | 162 | 162 | 18.1213 | 162 |  |  | 0.25416 | 41.1737
12422 | FPLEFR2B_G | 2 | North | YES | 0.11186 | 161 | 72 | 161 | 0 | 1 | CC | 1 | 0.25416 | 161 | 161 | 18.0095 | 161 |  |  | 0.25416 | 40.9196
12423 | FPLEFR2C_G | 3 | North | YES | 0.11186 | 163 | 72 | 163 | 0 | 1 | CC | 1 | 0.25416 | 163 | 163 | 18.2332 | 163 |  |  | 0.25416 | 41.4279
12424 | FPLEFR2S_G | 4 | North | YES | 0.11186 | 415 | 191 | 415 | 0 | 1 | CC | 1 | 0.25416 | 415 | 415 | 46.4219 | 415 |  |  | 0.25416 | 105.4759
3126 | TRINIDAD_6G | 1 | North | YES | 0.11205 | 179.2 | 46 | 224 | 0 | 1 | GST | 1 | 0.25435 | 224 | 224 | 25.099 | 224 |  |  | 0.25435 | 56.9739
3097 | MARTLAKE_1G | 1 | North | YES | 0.11489 | 790 | 500 | 790 | 0 | 1.017 | LIGCO | 1 | 0.25719 | 0 | 790 | 90.7615 | 790 |  |  | 0.25719 | 203.1777
3098 | MARTLAKE_2G | 2 | North | YES | 0.11489 | 795 | 461 | 795 | 0 | 1.017 | LIGCO | 1 | 0.25719 | 0 | 795 | 91.336 | 795 |  |  | 0.25719 | 204.4636
3099 | MARTLAKE_3G | 3 | North | YES | 0.11489 | 804 | 500 | 804 | 0 | 1.017 | LIGCO | 1 | 0.25719 | 0 | 804 | 92.37 | 804 |  |  | 0.25719 | 206.7783
13116 | TGATEWAY_1G | 1 | North | YES | 0.11532 | 151 | 30 | 151 | 0 | 1.0232 | CC | 1 | 0.25762 | 151 | 151 | 17.4135 | 151 |  |  | 0.25762 | 38.9006
13117 | TGATEWAY_2G | 2 | North | YES | 0.11532 | 130 | 30 | 130 | 0 | 1.0232 | CC | 1 | 0.25762 | 130 | 130 | 14.9917 | 130 |  |  | 0.25762 | 33.4906
13118 | TGATEWAY_3G | 3 | North | YES | 0.11532 | 148 | 30 | 148 | 0 | 1.0232 | CC | 1 | 0.25762 | 148 | 148 | 17.0675 | 148 |  |  | 0.25762 | 38.1277
13119 | TGATEWAY_4G | 4 | North | YES | 0.11532 | 399 | 65 | 399 | 0 | 1.0232 | CC | 1 | 0.25762 | 399 | 399 | 46.0131 | 399 |  |  | 0.25762 | 102.7903
3348 | CHAMPION_1G | MB | North | YES | 0.11571 | 0 | 42 | 42 |  | 1 | Cogen | 1 | 0.25801 | 0 | 0 | 0 | 0 |  |  | 0.25801 | 0
3309 | ASPN_G | 1 | North | YES | 0.11576 | 50 | 0 | 50 |  | 1 | Bio | 1 | 0.25806 | 50 | 50 | 5.788 | 50 |  |  | 0.25806 | 12.9029
3107 | STRYKER_1G | 1 | North | YES | 0.11583 | 145.6 | 45 | 182 | 0 | 1.029 | GST | 1 | 0.25813 | 182 | 182 | 21.0807 | 182 |  |  | 0.25813 | 46.9791
3108 | STRYKER_2G | 2 | North | YES | 0.11583 | 484 | 75 | 484 | 0 | 1.029 | GST | 1 | 0.25813 | 484 | 484 | 56.0608 | 484 |  |  | 0.25813 | 124.9334
13134 | CALFREST_4G | 4 | North | YES | 0.12012 | 151.5 | 40 | 151.5 | 0 | 1.031 | CC | 1 | 0.26242 | 151.5 | 151.5 | 18.1977 | 151.5 |  |  | 0.26242 | 39.756
13135 | CALFREST_5G | 5 | North | YES | 0.12012 | 152.3 | 57 | 152.3 | 0 | 1.031 | CC | 1 | 0.26242 | 152.3 | 152.3 | 18.2938 | 152.3 |  |  | 0.26242 | 39.9659
13136 | CALFREST_6G | 6 | North | YES | 0.12012 | 177.5 | 40 | 177.5 | 0 | 1.031 | CC | 1 | 0.26242 | 177.5 | 177.5 | 21.3208 | 177.5 |  |  | 0.26242 | 46.5788
13131 | CALFREST_1G | 1 | North | YES | 0.12033 | 150.7 | 40 | 150.7 | 0 | 1.031 | CC | 1 | 0.26262 | 150.7 | 150.7 | 18.133 | 150.7 |  |  | 0.26262 | 39.5774
13132 | CALFREST_2G | 2 | North | YES | 0.12033 | 151 | 57 | 151 | 0 | 1.031 | CC | 1 | 0.26262 | 151 | 151 | 18.1691 | 151 |  |  | 0.26262 | 39.6562
13133 | CALFREST_3G | 3 | North | YES | 0.12033 | 177.4 | 40 | 177.4 | 0 | 1.031 | CC | 1 | 0.26262 | 177.4 | 177.4 | 21.3457 | 177.4 |  |  | 0.26262 | 46.5895
3381 | BBRN_1G | 1 | North | YES | 0.12131 | 618 | 225 | 618 | 0 | 1.03 | LIGCO | 1 | 0.26361 | 0 | 618 | 74.9714 | 618 |  |  | 0.26361 | 162.9122
3382 | BBRN_2G | 2 | North | YES | 0.12131 | 589 | 225 | 589 | 0 | 1.03 | LIGCO | 1 | 0.26361 | 0 | 589 | 71.4534 | 589 |  |  | 0.26361 | 155.2674
48721 | LEG_1___1 | 1 | North | YES | 0.1334 | 827 | 357 | 827 | 0 | 1.0348 | LIGCO | 1 | 0.2757 | 0 | 827 | 110.3243 | 827 |  |  | 0.2757 | 228.0055
48722 | LEG_2___2 | 2 | North | YES | 0.1334 | 819 | 357 | 819 | 0 | 1.0348 | LIGCO | 1 | 0.2757 | 0 | 819 | 109.2571 | 819 |  |  | 0.2757 | 225.7999
39960 | TNTNPONE_18 | 1 | North | YES | 0.14111 | 152.3 | 30 | 152.3 |  | 1.04 | LIGCO | 1 | 0.28341 | 0 | 152.3 | 21.4915 | 152.3 |  |  | 0.28341 | 43.1636
39970 | TNTNPONE_28 | 1 | North | YES | 0.14111 | 153 | 30 | 153 |  | 1.04 | LIGCO | 1 | 0.28341 | 0 | 153 | 21.5903 | 153 |  |  | 0.28341 | 43.362
32883 | BRYN_DNSBY3 | 1 | North | YES | 0.1444 | 0 | 2 | 48 |  | 1.015 | GST | 1 | 0.2867 | 48 | 48 | 6.9312 | 48 |  |  | 0.2867 | 13.7615
32884 | BRYN_DNSBY13 | 1 | North | YES | 0.1444 | 46 | 2 | 46 | 0 | 1.015 | GST | 1 | 0.2867 | 46 | 46 | 6.6424 | 46 |  |  | 0.2867 | 13.1882
32892 | BRYN_DNSBY14 | 1 | North | YES | 0.1444 | 84 | 25 | 105 | 0 | 1.035 | GST | 1 | 0.2867 | 105 | 105 | 15.162 | 105 |  |  | 0.2867 | 30.1034
32886 | BRYN_ATKINS3 | MB | North | YES | 0.14783 | 0 | 5 | 12 |  | 1 | GST | 1 | 0.29012 | 0 | 0 | 0 | 0 |  |  | 0.29012 | 0
32887 | BRYN_ATKINS6 | MB | North | YES | 0.14783 | 0 | 12 | 51 |  | 1.028 | GST | 1 | 0.29012 | 0 | 0 | 0 | 0 |  |  | 0.29012 | 0
32888 | BRYN_ATKINS7 | 1 | North | YES | 0.14783 | 13.6 | 4 | 17 |  | 1.028 | GGT | 1 | 0.29012 | 17 | 17 | 2.513 | 17 |  |  | 0.29012 | 4.9321
32890 | BRYN_ATKINS4 | MB | North | YES | 0.14783 | 0 | 5 | 22 |  | 1.031 | GST | 1 | 0.29012 | 0 | 0 | 0 | 0 |  |  | 0.29012 | 0
32891 | BRYN_ATKINS5 | MB | North | YES | 0.14783 | 0 | 5 | 25 |  | 1.031 | GST | 1 | 0.29012 | 0 | 0 | 0 | 0 |  |  | 0.29012 | 0
32798 | BRYN_TAMUGEN | 1 | North | YES | 0.14959 | 32 | 0 | 32 |  | 1.02 | GST | 1 | 0.29189 | 32 | 32 | 4.7868 | 32 |  |  | 0.29189 | 9.3403
990 | GIBN_CREK_G1 | 1 | North | YES | 0.16087 | 463 | 200 | 463 | 0 | 1.0275 | LIGCO | 1 | 0.30317 | 0 | 463 | 74.4847 | 463 |  |  | 0.30317 | 140.3691
48671 | FTR_GT1_5105 | 1 | North | YES | 0.1658 | 154.2 | 0 | 154.2 | 0 | 1.0319 | CC | 1 | 0.3081 | 154.2 | 154.2 | 25.5661 | 154.2 |  |  | 0.3081 | 47.5085
48672 | FTR_GT2_5110 | 2 | North | YES | 0.1658 | 159 | 0 | 159 | 0 | 1.0319 | CC | 1 | 0.3081 | 159 | 159 | 26.3619 | 159 |  |  | 0.3081 | 48.9874
48673 | FTR_GT3_5085 | 3 | North | YES | 0.1658 | 158 | 0 | 158 | 0 | 1.0319 | CC | 1 | 0.3081 | 158 | 158 | 26.1961 | 158 |  |  | 0.3081 | 48.6793
48674 | FTR_CN4_5095 | 4 | North | YES | 0.1658 | 380 | 0 | 380 | 0 | 1.0319 | CC | 1 | 0.3081 | 380 | 380 | 63.0032 | 380 |  |  | 0.3081 | 117.0768
Note on AL4: Zonal Cap - Zonal Impact

## Distributed Slack - Bound Gen
Number of Bus | Name of Bus | ID | Area Name of Gen | AGC | P Sensitivity of Bus | Gen MW | Min MW | Max MW | V Sensitivity of Bus | Set Volt | Tech Type | Zone Impact | Zone Correlation | Inc Max | Dec Max | Souce S.F. Weighting | Souce Capacity | Sink S.F. Weighting | Sink Capacity | PTDF Calc | PTDF Weighting | max of zone correlation | 0.077673 |  |  | Neg PTDF weight | Pos PTDF weight
13432 | SANDOW_5G | 5 | South | YES | 0.034519 | 581 | 225 | 581 |  | 1.029 | LIGCO | -1 | 0.077673 | 0 | 581 |  |  |  |  | -0.077673 | 0 |  |  |  |  | 0 | 0
3432 | SANDOW_4G | 4 | South | YES | 0.020694 | 580 | 225 | 580 |  | 1.029 | LIGCO | -1 | 0.091498 | 0 | 580 |  |  |  |  | -0.091498 | 0 |  |  |  |  | 0 | 0
7022 | L_BUCHAN1_1Y | 1 | South | YES | 0.008742 | 0 | 0 | 18 |  | 1 | Hydro | -1 | 0.10345 | 0 | 0 |  |  |  |  | -0.10345 | 0 |  |  |  |  | 0 | 0
7023 | L_BUCHAN1_2Y | 2 | South | YES | 0.008742 | 0 | 0 | 18 |  | 1 | Hydro | -1 | 0.10345 | 0 | 0 |  |  |  |  | -0.10345 | 0 |  |  | Weighted Shift Factors |  | 0 | 0
7024 | L_BUCHAN1_3Y | 3 | South | YES | 0.008742 | 0 | 0 | 15 |  | 1 | Hydro | -1 | 0.10345 | 0 | 0 |  |  |  |  | -0.10345 | 0 |  |  | North | 0.11219 | 0 | 0
7026 | L_INKSDA1_1Y | 1 | South | YES | 0.008201 | 0 | 0 | 13.7 |  | 1 | Hydro | -1 | 0.10399 | 0 | 0 |  |  |  |  | -0.10399 | 0 |  |  | Houston | -0.1423 | 0 | 0
8032 | AMISTADHYD1 | 1 | South | YES | 0.002257 | 33 | 13 | 33 | 0 | 1.03 | Hydro | -1 | 0.10993 | 0 | 0 |  |  |  |  | -0.10993 | 0 |  |  |  |  | 0 | 0
8033 | AMISTADHYD2 | 2 | South | YES | 0.002257 | 25 | 13 | 25 | 0 | 1.03 | Hydro | -1 | 0.10993 | 0 | 0 |  |  |  |  | -0.10993 | 0 | Houston |  |  |  | 0 | 0
88253 | HAMILTON | F | South | YES | 0.002257 | 0 | 0 | 0 | 0 | 1.04 | BLT | -1 | 0.10993 | 0 | 0 |  |  |  |  | -0.10993 | 0 | Line Rating |  | 1450 |  | 0 | 0
7035 | L_WIRTZ_1G1Y | 1 | South | YES | 0.001787 | 0 | 0 | 29 |  | 1 | Hydro | -1 | 0.1104 | 0 | 0 |  |  |  |  | -0.1104 | 0 | Impact Counter to Zone: |  | 0 |  | 0 | 0
7036 | L_WIRTZ_1G2Y | 2 | South | YES | 0.001787 | 0 | 0 | 29.7 |  | 1 | Hydro | -1 | 0.1104 | 0 | 0 |  |  |  |  | -0.1104 | 0 |  |  | 0% |  | 0 | 0
7000 | L_FERGUS1_1Y | 1 | South | YES | 0.00159 | 400 | 65 | 423.3 | 0 | 1.015 | GSC | -1 | 0.1106 | 423.3 | 423.3 |  |  |  |  | -0.1106 | -46.8177 |  |  |  |  | 0 | 0
5934 | SI_RAY5 | 5 | South | YES | 0 | 0 | 10 | 15 |  | 1.035 | GST | -1 | 0.11219 | 15 | 15 |  |  |  |  | -0.11219 | -1.6829 | North |  |  |  | 0 | 0
8139 | JOS #1 | MB | South | YES | 0 | 0 | 45 | 255 |  | 1.02 | GST | -1 | 0.11219 | 0 | 0 |  |  |  |  | -0.11219 | 0 | Line Rating |  | 1450 |  | 0 | 0
8285 | LAR #1 | MB | South | YES | 0 | 0 | 9 | 32 |  | 1.0497 | GST | -1 | 0.11219 | 0 | 0 |  |  |  |  | -0.11219 | 0 | Impact Counter to Zone: |  | 0 |  | 0 | 0
8287 | LAR #2 | MB | South | YES | 0 | 0 | 9 | 32 |  | 1.04 | GST | -1 | 0.11219 | 0 | 0 |  |  |  |  | -0.11219 | 0 |  |  | 0% |  | 0 | 0
8288 | LAR #3 | MB | South | YES | 0 | 0 | 25 | 105 |  | 1.04 | GST | -1 | 0.11219 | 0 | 0 |  |  |  |  | -0.11219 | 0 |  |  |  |  | 0 | 0
8388 | BATES0A | MB | South | YES | 0 | 0 | 21 | 71 |  | 1.033 | GST | -1 | 0.11219 | 0 | 0 |  |  |  |  | -0.11219 | 0 |  |  |  |  | 0 | 0
8393 | BATES0B | MB | South | YES | 0 | 0 | 25 | 110 |  | 1.03 | GST | -1 | 0.11219 | 0 | 0 |  |  |  |  | -0.11219 | 0 |  |  |  |  | 0 | 0
8437 | NUECES_B0C | MB | South | YES | 0 | 0 | 7 | 30 |  | 1.03 | GST | -1 | 0.11219 | 0 | 0 |  |  |  |  | -0.11219 | 0 |  |  |  |  | 0 | 0
8438 | NUECES_B0B | MB | South | YES | 0 | 0 | 26 | 169 |  | 1.03 | GST | -1 | 0.11219 | 0 | 0 |  |  |  |  | -0.11219 | 0 |  |  |  |  | 0 | 0
39190 | TNSLCGN1__8 | 1 | Houston | YES | 0 | 0 | 10 | 30 |  | 1.03 | Cogen | -1 | 0.11219 | 0 | 0 |  |  | 0 | 0 | -0.11219 | 0 |  |  |  |  | 0 | 0
7028 | L_MARBFA1_1Y | 1 | South | YES | -0.000275 | 0 | 0 | 18 |  | 1 | Hydro | -1 | 0.11247 | 0 | 0 |  |  |  |  | -0.11247 | 0 |  |  |  |  | 0 | 0
7029 | L_MARBFA1_2Y | 2 | South | YES | -0.000275 | 0 | 0 | 18 |  | 1 | Hydro | -1 | 0.11247 | 0 | 0 |  |  |  |  | -0.11247 | 0 |  |  |  |  | 0 | 0
7031 | L_MARSFO1G1Y | 1 | South | YES | -0.004134 | 0 | 0 | 36 |  | 1 | Hydro | -1 | 0.11633 | 0 | 0 |  |  |  |  | -0.11633 | 0 |  |  |  |  | 0 | 0
7032 | L_MARSFO1G2Y | 2 | South | YES | -0.004134 | 0 | 0 | 35 |  | 1 | Hydro | -1 | 0.11633 | 0 | 0 |  |  |  |  | -0.11633 | 0 |  |  |  |  | 0 | 0
7033 | L_MARSFO1G3Y | 3 | South | YES | -0.004134 | 0 | 0 | 36 |  | 1 | Hydro | -1 | 0.11633 | 0 | 0 |  |  |  |  | -0.11633 | 0 |  |  |  |  | 0 | 0
9005 | DECKR_G6 | 6 | South | YES | -0.005309 | 44 | 24 | 47 | 0 | 1.015 | GGT | -1 | 0.1175 | 47 | 47 |  |  |  |  | -0.1175 | -5.5225 |  |  |  |  | 0 | 0
9003 | DECKR_G4 | 4 | South | YES | -0.005309 | 44 | 24 | 44 | 0 | 1.015 | GGT | -1 | 0.1175 | 44 | 44 |  |  |  |  | -0.1175 | -5.17 |  |  |  |  | 0 | 0
9004 | DECKR_G5 | 5 | South | YES | -0.005309 | 44 | 24 | 44 | 0 | 1.015 | GGT | -1 | 0.1175 | 44 | 44 |  |  |  |  | -0.1175 | -5.17 |  |  |  |  | 0 | 0
9002 | DECKR_G3 | 3 | South | YES | -0.005309 | 0 | 24 | 42 |  | 1.015 | GGT | -1 | 0.1175 | 42 | 42 |  |  |  |  | -0.1175 | -4.935 |  |  |  |  | 0 | 0
9001 | DECKR_G2 | 2 | South | YES | -0.006183 | 400 | 50 | 426 | 0 | 1.015 | GST | -1 | 0.11837 | 426 | 426 |  |  |  |  | -0.11837 | -50.4276 |  |  |  |  | 0 | 0
9000 | DECKR_G1 | 1 | South | YES | -0.006183 | 280 | 50 | 321 | 0 | 1.015 | GST | -1 | 0.11837 | 321 | 321 |  |  |  |  | -0.11837 | -37.9983 |  |  |  |  | 0 | 0
7020 | L_AUSTPL1_1Y | 1 | South | YES | -0.006317 | 0 | 0 | 8 |  | 1 | Hydro | -1 | 0.11851 | 0 | 0 |  |  |  |  | -0.11851 | 0 |  |  |  |  | 0 | 0
7020 | L_AUSTPL1_1Y | 2 | South | YES | -0.006317 | 0 | 0 | 8 |  | 1 | Hydro | -1 | 0.11851 | 0 | 0 |  |  |  |  | -0.11851 | 0 |  |  |  |  | 0 | 0
9020 | SANDHG5A | 5A | South | YES | -0.007321 | 150 | 84 | 155 | 0 | 1.0175 | CC | -1 | 0.11951 | 155 | 155 |  |  |  |  | -0.11951 | -18.5245 |  |  |  |  | 0 | 0
9021 | SANDHG5C | 5C | South | YES | -0.007321 | 140 | 0 | 148 | 0 | 1.0175 | CC | -1 | 0.11951 | 148 | 148 |  |  |  |  | -0.11951 | -17.6879 |  |  |  |  | 0 | 0
9016 | SANDH_G1 | 1 | South | YES | -0.007321 | 45 | 2 | 49 | 0 | 1.0175 | GGT | -1 | 0.11951 | 49 | 49 |  |  |  |  | -0.11951 | -5.8561 |  |  |  |  | 0 | 0
9019 | SANDH_G4 | 4 | South | YES | -0.007321 | 0 | 2 | 47 |  | 1.0175 | GGT | -1 | 0.11951 | 47 | 47 |  |  |  |  | -0.11951 | -5.6171 |  |  |  |  | 0 | 0
9017 | SANDH_G2 | 2 | South | YES | -0.007321 | 45 | 2 | 46 | 0 | 1.0175 | GGT | -1 | 0.11951 | 46 | 46 |  |  |  |  | -0.11951 | -5.4976 |  |  |  |  | 0 | 0
9018 | SANDH_G3 | 3 | South | YES | -0.007321 | 45 | 2 | 46 | 0 | 1.0175 | GGT | -1 | 0.11951 | 46 | 46 |  |  |  |  | -0.11951 | -5.4976 |  |  |  |  | 0 | 0
8262 | ELPS | 1 | South | YES | -0.009887 | 6 | 6 | 6 | 0 | 1.15 | Hydro | -1 | 0.12208 | 0 | 0 |  |  |  |  | -0.12208 | 0 |  |  |  |  | 0 | 0
7809 | L_BASTEN1_3Y | 1 | South | YES | -0.010167 | 232.6 | 42 | 232.6 | 0 | 1.004 | CC | -1 | 0.12236 | 232.6 | 232.6 |  |  |  |  | -0.12236 | -28.4606 |  |  |  |  | 0 | 0
7807 | L_BASTEN1_1Y | 1 | South | YES | -0.010167 | 152.5 | 83.5 | 152.5 | 0 | 1.004 | CC | -1 | 0.12236 | 152.5 | 152.5 |  |  |  |  | -0.12236 | -18.6597 |  |  |  |  | 0 | 0
7808 | L_BASTEN1_2Y | 1 | South | YES | -0.010167 | 149.5 | 83.5 | 149.5 | 0 | 1.004 | CC | -1 | 0.12236 | 149.5 | 149.5 |  |  |  |  | -0.12236 | -18.2926 |  |  |  |  | 0 | 0
7009 | L_LOSTPI1_3Y | 3 | South | YES | -0.011423 | 173.9 | 72 | 175 | 0 | 1 | CC | -1 | 0.12361 | 175 | 175 |  |  |  |  | -0.12361 | -21.6326 |  |  |  |  | 0 | 0
7008 | L_LOSTPI1_2Y | 2 | South | YES | -0.011423 | 157.7 | 107 | 160 | 0 | 1 | CC | -1 | 0.12361 | 160 | 160 |  |  |  |  | -0.12361 | -19.7784 |  |  |  |  | 0 | 0
7007 | L_LOSTPI1_1Y | 1 | South | YES | -0.011423 | 158.6 | 110 | 158 | 0 | 1 | CC | -1 | 0.12361 | 158 | 158 |  |  |  |  | -0.12361 | -19.5311 |  |  |  |  | 0 | 0
7006 | L_SIMGID1_3Y | 3 | South | YES | -0.012114 | 324.9 | 60 | 329 | 0 | 1.02 | GST | -1 | 0.12431 | 329 | 329 |  |  |  |  | -0.12431 | -40.8966 |  |  |  |  | 0 | 0
7005 | L_SIMGID1_2Y | 2 | South | YES | -0.012114 | 133 | 32 | 139 | 0 | 1.02 | GST | -1 | 0.12431 | 139 | 139 |  |  |  |  | -0.12431 | -17.2785 |  |  |  |  | 0 | 0
7004 | L_SIMGID1_1Y | 1 | South | YES | -0.012114 | 132 | 40 | 132 | 0 | 1.02 | GST | -1 | 0.12431 | 132 | 132 |  |  |  |  | -0.12431 | -16.4084 |  |  |  |  | 0 | 0
7487 | L_CANYHY8_1Y | 1 | South | YES | -0.021367 | 0 | 0 | 6 |  | 1 | Hydro | -1 | 0.13356 | 0 | 0 |  |  |  |  | -0.13356 | 0 |  |  |  |  | 0 | 0
7303 | L_WPPGS12_1Y | 1 | South | YES | -0.022399 | 50 | 0 | 50 | 0 | 1.025 | GGT | -1 | 0.13459 | 50 | 50 |  |  |  |  | -0.13459 | -6.7295 |  |  |  |  | 0 | 0
7303 | L_WPPGS12_1Y | 2 | South | YES | -0.022399 | 50 | 0 | 50 | 0 | 1.025 | GGT | -1 | 0.13459 | 50 | 50 |  |  |  |  | -0.13459 | -6.7295 |  |  |  |  | 0 | 0
7305 | L_WPPGS34_1Y | 3 | South | YES | -0.022399 | 50 | 0 | 50 | 0 | 1.025 | GGT | -1 | 0.13459 | 50 | 50 |  |  |  |  | -0.13459 | -6.7295 |  |  |  |  | 0 | 0
7305 | L_WPPGS34_1Y | 4 | South | YES | -0.022399 | 50 | 0 | 50 | 0 | 1.025 | GGT | -1 | 0.13459 | 50 | 50 |  |  |  |  | -0.13459 | -6.7295 |  |  |  |  | 0 | 0
7010 | L_FPPYD11_1Y | 1 | South | YES | -0.024803 | 547.4 | 200 | 606 | 0 | 1.02 | LIGCO | -1 | 0.13699 | 0 | 606 |  |  |  |  | -0.13699 | 0 |  |  |  |  | 0 | 0
7011 | L_FPPYD11_2Y | 2 | South | YES | -0.024803 | 552.2 | 200 | 598 | 0 | 1.02 | LIGCO | -1 | 0.13699 | 0 | 598 |  |  |  |  | -0.13699 | 0 |  |  |  |  | 0 | 0
7012 | L_FPPYD21_3Y | 3 | South | YES | -0.024933 | 427.5 | 200 | 436 | 0 | 1.02 | LIGCO | -1 | 0.13712 | 0 | 436 |  |  |  |  | -0.13712 | 0 |  |  |  |  | 0 | 0
7017 | L_HAYSEN1_4Y | 4 | South | YES | -0.025251 | 226.7 | 74 | 226.7 | 0 | 1.008 | CC | -1 | 0.13744 | 226.7 | 226.7 |  |  |  |  | -0.13744 | -31.1583 |  |  |  |  | 0 | 0
7015 | L_HAYSEN1_2Y | 2 | South | YES | -0.025251 | 225 | 74 | 225 | 0 | 1.008 | CC | -1 | 0.13744 | 225 | 225 |  |  |  |  | -0.13744 | -30.9246 |  |  |  |  | 0 | 0
7016 | L_HAYSEN1_3Y | 3 | South | YES | -0.025251 | 224.6 | 74 | 224.6 | 0 | 1.008 | CC | -1 | 0.13744 | 224.6 | 224.6 |  |  |  |  | -0.13744 | -30.8696 |  |  |  |  | 0 | 0
7014 | L_HAYSEN1_1Y | 1 | South | YES | -0.025251 | 223.9 | 74 | 223.9 | 0 | 1.008 | CC | -1 | 0.13744 | 223.9 | 223.9 |  |  |  |  | -0.13744 | -30.7734 |  |  |  |  | 0 | 0
7605 | L_MCQUEE9_1Y | 1 | South | YES | -0.028458 | 0 | 0 | 2.4 |  | 1.025 | Hydro | -1 | 0.14065 | 0 | 0 |  |  |  |  | -0.14065 | 0 |  |  |  |  | 0 | 0
7605 | L_MCQUEE9_1Y | 2 | South | YES | -0.028458 | 0 | 0 | 2.4 |  | 1.025 | Hydro | -1 | 0.14065 | 0 | 0 |  |  |  |  | -0.14065 | 0 |  |  |  |  | 0 | 0
7605 | L_MCQUEE9_1Y | 3 | South | YES | -0.028458 | 0 | 0 | 2.8 |  | 1.025 | Hydro | -1 | 0.14065 | 0 | 0 |  |  |  |  | -0.14065 | 0 |  |  |  |  | 0 | 0
7813 | L_RIONOG1S1Y | 4 | South | YES | -0.029075 | 293 | 0 | 293 | 0 | 1.02 | CC | -1 | 0.14127 | 293 | 293 |  |  |  |  | -0.14127 | -41.3911 |  |  |  |  | 0 | 0
7812 | L_RIONOG1G3Y | 3 | South | YES | -0.029075 | 154 | 0 | 154 | 0 | 1.02 | CC | -1 | 0.14127 | 154 | 154 |  |  |  |  | -0.14127 | -21.7551 |  |  |  |  | 0 | 0
7810 | L_RIONOG1G1Y | 1 | South | YES | -0.029075 | 148 | 0 | 148 | 0 | 1.02 | CC | -1 | 0.14127 | 148 | 148 |  |  |  |  | -0.14127 | -20.9075 |  |  |  |  | 0 | 0
7811 | L_RIONOG1G2Y | 2 | South | YES | -0.029075 | 148 | 0 | 148 | 0 | 1.02 | CC | -1 | 0.14127 | 148 | 148 |  |  |  |  | -0.14127 | -20.9075 |  |  |  |  | 0 | 0
7609 | L_SCHUMA8_1Y | 1 | South | YES | -0.029611 | 0 | 0 | 4 |  | 1 | Hydro | -1 | 0.1418 | 0 | 0 |  |  |  |  | -0.1418 | 0 |  |  |  |  | 0 | 0
7624 | L_LAKEWO9_1Y | 1 | South | YES | -0.030414 | 0 | 0 | 2.4 |  | 1 | Hydro | -1 | 0.14261 | 0 | 0 |  |  |  |  | -0.14261 | 0 |  |  |  |  | 0 | 0
7624 | L_LAKEWO9_1Y | 2 | South | YES | -0.030414 | 0 | 0 | 2.4 |  | 1 | Hydro | -1 | 0.14261 | 0 | 0 |  |  |  |  | -0.14261 | 0 |  |  |  |  | 0 | 0
58909 | PEARSALLSCG1 | 1 | South | YES | -0.032133 | 0 | 0 | 8.4 |  | 1.027 | Diesel | -1 | 0.14432 | 8.4 | 8.4 |  |  |  |  | -0.14432 | -1.2123 |  |  |  |  | 0 | 0
58909 | PEARSALLSCG1 | 2 | South | YES | -0.032133 | 0 | 0 | 8.4 |  | 1.027 | Diesel | -1 | 0.14432 | 8.4 | 8.4 |  |  |  |  | -0.14432 | -1.2123 |  |  |  |  | 0 | 0
58909 | PEARSALLSCG1 | 3 | South | YES | -0.032133 | 0 | 0 | 8.4 |  | 1.027 | Diesel | -1 | 0.14432 | 8.4 | 8.4 |  |  |  |  | -0.14432 | -1.2123 |  |  |  |  | 0 | 0
58909 | PEARSALLSCG1 | 4 | South | YES | -0.032133 | 0 | 0 | 8.4 |  | 1.027 | Diesel | -1 | 0.14432 | 8.4 | 8.4 |  |  |  |  | -0.14432 | -1.2123 |  |  |  |  | 0 | 0
58909 | PEARSALLSCG1 | 5 | South | YES | -0.032133 | 0 | 0 | 8.4 |  | 1.027 | Diesel | -1 | 0.14432 | 8.4 | 8.4 |  |  |  |  | -0.14432 | -1.2123 |  |  |  |  | 0 | 0
58909 | PEARSALLSCG1 | 6 | South | YES | -0.032133 | 0 | 0 | 8.4 |  | 1.027 | Diesel | -1 | 0.14432 | 8.4 | 8.4 |  |  |  |  | -0.14432 | -1.2123 |  |  |  |  | 0 | 0
58919 | PEARSALLSCG2 | 1 | South | YES | -0.032133 | 0 | 0 | 8.4 |  | 1.027 | Diesel | -1 | 0.14432 | 8.4 | 8.4 |  |  |  |  | -0.14432 | -1.2123 |  |  |  |  | 0 | 0
58919 | PEARSALLSCG2 | 2 | South | YES | -0.032133 | 0 | 0 | 8.4 |  | 1.027 | Diesel | -1 | 0.14432 | 8.4 | 8.4 |  |  |  |  | -0.14432 | -1.2123 |  |  |  |  | 0 | 0
58919 | PEARSALLSCG2 | 3 | South | YES | -0.032133 | 0 | 0 | 8.4 |  | 1.027 | Diesel | -1 | 0.14432 | 8.4 | 8.4 |  |  |  |  | -0.14432 | -1.2123 |  |  |  |  | 0 | 0
58919 | PEARSALLSCG2 | 4 | South | YES | -0.032133 | 0 | 0 | 8.4 |  | 1.027 | Diesel | -1 | 0.14432 | 8.4 | 8.4 |  |  |  |  | -0.14432 | -1.2123 |  |  |  |  | 0 | 0
58919 | PEARSALLSCG2 | 5 | South | YES | -0.032133 | 0 | 0 | 8.4 |  | 1.027 | Diesel | -1 | 0.14432 | 8.4 | 8.4 |  |  |  |  | -0.14432 | -1.2123 |  |  |  |  | 0 | 0
58919 | PEARSALLSCG2 | 6 | South | YES | -0.032133 | 0 | 0 | 8.4 |  | 1.027 | Diesel | -1 | 0.14432 | 8.4 | 8.4 |  |  |  |  | -0.14432 | -1.2123 |  |  |  |  | 0 | 0
58929 | PEARSALLSCG3 | 1 | South | YES | -0.032133 | 0 | 0 | 8.4 |  | 1.027 | Diesel | -1 | 0.14432 | 8.4 | 8.4 |  |  |  |  | -0.14432 | -1.2123 |  |  |  |  | 0 | 0
58929 | PEARSALLSCG3 | 2 | South | YES | -0.032133 | 0 | 0 | 8.4 |  | 1.027 | Diesel | -1 | 0.14432 | 8.4 | 8.4 |  |  |  |  | -0.14432 | -1.2123 |  |  |  |  | 0 | 0
58929 | PEARSALLSCG3 | 3 | South | YES | -0.032133 | 0 | 0 | 8.4 |  | 1.027 | Diesel | -1 | 0.14432 | 8.4 | 8.4 |  |  |  |  | -0.14432 | -1.2123 |  |  |  |  | 0 | 0
58929 | PEARSALLSCG3 | 4 | South | YES | -0.032133 | 0 | 0 | 8.4 |  | 1.027 | Diesel | -1 | 0.14432 | 8.4 | 8.4 |  |  |  |  | -0.14432 | -1.2123 |  |  |  |  | 0 | 0
58929 | PEARSALLSCG3 | 5 | South | YES | -0.032133 | 0 | 0 | 8.4 |  | 1.027 | Diesel | -1 | 0.14432 | 8.4 | 8.4 |  |  |  |  | -0.14432 | -1.2123 |  |  |  |  | 0 | 0
58929 | PEARSALLSCG3 | 6 | South | YES | -0.032133 | 0 | 0 | 8.4 |  | 1.027 | Diesel | -1 | 0.14432 | 8.4 | 8.4 |  |  |  |  | -0.14432 | -1.2123 |  |  |  |  | 0 | 0
58949 | PEARSALLSCG4 | 1 | South | YES | -0.032133 | 0 | 0 | 8.4 |  | 1.027 | Diesel | -1 | 0.14432 | 8.4 | 8.4 |  |  |  |  | -0.14432 | -1.2123 |  |  |  |  | 0 | 0
58949 | PEARSALLSCG4 | 2 | South | YES | -0.032133 | 0 | 0 | 8.4 |  | 1.027 | Diesel | -1 | 0.14432 | 8.4 | 8.4 |  |  |  |  | -0.14432 | -1.2123 |  |  |  |  | 0 | 0
58949 | PEARSALLSCG4 | 3 | South | YES | -0.032133 | 0 | 0 | 8.4 |  | 1.027 | Diesel | -1 | 0.14432 | 8.4 | 8.4 |  |  |  |  | -0.14432 | -1.2123 |  |  |  |  | 0 | 0
58949 | PEARSALLSCG4 | 4 | South | YES | -0.032133 | 0 | 0 | 8.4 |  | 1.027 | Diesel | -1 | 0.14432 | 8.4 | 8.4 |  |  |  |  | -0.14432 | -1.2123 |  |  |  |  | 0 | 0
58949 | PEARSALLSCG4 | 5 | South | YES | -0.032133 | 0 | 0 | 8.4 |  | 1.027 | Diesel | -1 | 0.14432 | 8.4 | 8.4 |  |  |  |  | -0.14432 | -1.2123 |  |  |  |  | 0 | 0
58949 | PEARSALLSCG4 | 6 | South | YES | -0.032133 | 0 | 0 | 8.4 |  | 1.027 | Diesel | -1 | 0.14432 | 8.4 | 8.4 |  |  |  |  | -0.14432 | -1.2123 |  |  |  |  | 0 | 0
7805 | L_GUADGE1_6Y | 6 | South | YES | -0.032669 | 203 | 30 | 203 | 0 | 1.02 | CC | -1 | 0.14486 | 203 | 203 |  |  |  |  | -0.14486 | -29.4067 |  |  |  |  | 0 | 0
7804 | L_GUADGE1_5Y | 5 | South | YES | -0.032669 | 182 | 30 | 182 | 0 | 1.02 | CC | -1 | 0.14486 | 182 | 182 |  |  |  |  | -0.14486 | -26.3646 |  |  |  |  | 0 | 0
7803 | L_GUADGE1_4Y | 4 | South | YES | -0.032669 | 149 | 30 | 149 | 0 | 1.02 | CC | -1 | 0.14486 | 149 | 149 |  |  |  |  | -0.14486 | -21.5842 |  |  |  |  | 0 | 0
7800 | L_GUADGE1_1Y | 1 | South | YES | -0.032669 | 147 | 30 | 147 | 0 | 1.02 | CC | -1 | 0.14486 | 147 | 147 |  |  |  |  | -0.14486 | -21.2945 |  |  |  |  | 0 | 0
7802 | L_GUADGE1_3Y | 3 | South | YES | -0.032669 | 146 | 30 | 146 | 0 | 1.02 | CC | -1 | 0.14486 | 146 | 146 |  |  |  |  | -0.14486 | -21.1497 |  |  |  |  | 0 | 0
7801 | L_GUADGE1_2Y | 2 | South | YES | -0.032669 | 138 | 30 | 138 | 0 | 1.02 | CC | -1 | 0.14486 | 138 | 138 |  |  |  |  | -0.14486 | -19.9908 |  |  |  |  | 0 | 0
5028 | BRAUNIG_VHB3 | 3 | South | YES | -0.033504 | 407 | 60 | 407 | 0 | 1.0138 | GST | -1 | 0.1457 | 407 | 407 |  |  |  |  | -0.1457 | -59.2982 |  |  |  |  | 0 | 0
5396 | CALAVER_OWS1 | 1 | South | YES | -0.033514 | 418 | 80 | 418 | 0 | 1.0192 | GST | -1 | 0.14571 | 418 | 418 |  |  |  |  | -0.14571 | -60.905 |  |  |  |  | 0 | 0
5397 | CALAVER_OWS2 | 2 | South | YES | -0.033514 | 400 | 80 | 400 | 0 | 1.0192 | GST | -1 | 0.14571 | 400 | 400 |  |  |  |  | -0.14571 | -58.2823 |  |  |  |  | 0 | 0
5111 | CALAVER_JTD1 | 1 | South | YES | -0.033526 | 430 | 80 | 430 | 0 | 1.0138 | LIGCO | -1 | 0.14572 | 0 | 430 |  |  |  |  | -0.14572 | 0 |  |  |  |  | 0 | 0
5112 | CALAVER_JTD2 | 2 | South | YES | -0.033526 | 430 | 80 | 430 | 0 | 1.0138 | LIGCO | -1 | 0.14572 | 0 | 430 |  |  |  |  | -0.14572 | 0 |  |  |  |  | 0 | 0
5439 | TUTTL_WBT4G4 | 4 | South | YES | -0.033548 | 151 | 40 | 151 | 0 | 1.012 | GST | -1 | 0.14574 | 151 | 151 |  |  |  |  | -0.14574 | -22.0067 |  |  |  |  | 0 | 0
5438 | TUTTL_WBT3G3 | 3 | South | YES | -0.033548 | 95 | 25 | 95 | 0 | 1.012 | GST | -1 | 0.14574 | 95 | 95 |  |  |  |  | -0.14574 | -13.8453 |  |  |  |  | 0 | 0
5436 | TUTTL_WBT1G1 | 1 | South | YES | -0.033548 | 48.8 | 20 | 61 | 0 | 1.012 | GST | -1 | 0.14574 | 61 | 61 |  |  |  |  | -0.14574 | -8.8901 |  |  |  |  | 0 | 0
5265 | LEON_LCP4G4 | 4 | South | YES | -0.033559 | 89 | 25 | 89 | 0 | 1.0197 | GST | -1 | 0.14575 | 89 | 89 |  |  |  |  | -0.14575 | -12.9718 |  |  |  |  | 0 | 0
5264 | LEON_LCP3G3 | 3 | South | YES | -0.033559 | 0 | 20 | 58 |  | 1.0197 | GST | -1 | 0.14575 | 58 | 58 |  |  |  |  | -0.14575 | -8.4535 |  |  |  |  | 0 | 0
5269 | LEON_LCPCT4 | 4 | South | YES | -0.033559 | 45 | 24 | 45 | 0 | 1.0197 | GGT | -1 | 0.14575 | 45 | 45 |  |  |  |  | -0.14575 | -6.5588 |  |  |  |  | 0 | 0
5266 | LEON_LCPCT1 | 1 | South | YES | -0.033559 | 44 | 24 | 44 | 0 | 1.0197 | GGT | -1 | 0.14575 | 44 | 44 |  |  |  |  | -0.14575 | -6.413 |  |  |  |  | 0 | 0
5267 | LEON_LCPCT2 | 2 | South | YES | -0.033559 | 44 | 24 | 44 | 0 | 1.0197 | GGT | -1 | 0.14575 | 44 | 44 |  |  |  |  | -0.14575 | -6.413 |  |  |  |  | 0 | 0
5268 | LEON_LCPCT3 | 3 | South | YES | -0.033559 | 43 | 24 | 43 | 0 | 1.0197 | GGT | -1 | 0.14575 | 43 | 43 |  |  |  |  | -0.14575 | -6.2673 |  |  |  |  | 0 | 0
5027 | BRAUNIG_VHB2 | 2 | South | YES | -0.033638 | 216 | 40 | 216 | 0 | 1.0192 | GST | -1 | 0.14583 | 216 | 216 |  |  |  |  | -0.14583 | -31.4992 |  |  |  |  | 0 | 0
5026 | BRAUNIG_VHB1 | 1 | South | YES | -0.033638 | 215 | 40 | 215 | 0 | 1.0192 | GST | -1 | 0.14583 | 215 | 215 |  |  |  |  | -0.14583 | -31.3534 |  |  |  |  | 0 | 0
5891 | PEARSALLGEN2 | 1 | South | YES | -0.033855 | 19.4 | 6 | 24.3 | 0 | 1.0226 | GST | -1 | 0.14605 | 24.3 | 24.3 |  |  |  |  | -0.14605 | -3.5489 |  |  |  |  | 0 | 0
5890 | PEARSALLGEN1 | 1 | South | YES | -0.033855 | 19.2 | 6 | 24 | 0 | 1.0226 | GST | -1 | 0.14605 | 24 | 24 |  |  |  |  | -0.14605 | -3.5051 |  |  |  |  | 0 | 0
5892 | PEARSALLGEN3 | 1 | South | YES | -0.033855 | 19.1 | 6 | 23.9 | 0 | 1.0226 | GST | -1 | 0.14605 | 23.9 | 23.9 |  |  |  |  | -0.14605 | -3.4905 |  |  |  |  | 0 | 0
5477 | BRA_AVR1_ST | 1 | South | YES | -0.034816 | 174 | 138 | 174 | 0 | 1.025 | CC | -1 | 0.14701 | 174 | 174 |  |  |  |  | -0.14701 | -25.5793 |  |  |  |  | 0 | 0
5476 | BRA_AVR1_CT1 | 1 | South | YES | -0.034816 | 155 | 90 | 155 | 0 | 1.025 | CC | -1 | 0.14701 | 155 | 155 |  |  |  |  | -0.14701 | -22.7862 |  |  |  |  | 0 | 0
5478 | BRA_AVR1_CT2 | 1 | South | YES | -0.034816 | 155 | 90 | 155 | 0 | 1.025 | CC | -1 | 0.14701 | 155 | 155 |  |  |  |  | -0.14701 | -22.7862 |  |  |  |  | 0 | 0
5401 | CALAVER_JKS1 | 1 | South | YES | -0.035686 | 562 | 100 | 562 | 0 | 1.026 | LIGCO | -1 | 0.14788 | 0 | 562 |  |  |  |  | -0.14788 | 0 |  |  |  |  | 0 | 0
8189 | CUECPL2A | 1 | South | YES | -0.037112 | 12 | 0 | 12 | 0 | 1.02 | Cogen | -1 | 0.1493 | 0 | 0 |  |  |  |  | -0.1493 | 0 |  |  |  |  | 0 | 0
5903 | SANMIGUELGEN | 1 | South | YES | -0.04021 | 396.3 | 180 | 396.3 | 0 | 1.0336 | LIGCO | -1 | 0.1524 | 0 | 396.3 |  |  |  |  | -0.1524 | 0 |  |  |  |  | 0 | 0
80265 | LARECU40A | 4 | South | YES | -0.040874 | 80 | 0 | 100 |  | 1.039 | GGT | -1 | 0.15307 | 100 | 100 |  |  |  |  | -0.15307 | -15.3066 |  |  |  |  | 0 | 0
80266 | LARECU50A | 5 | South | YES | -0.040874 | 80 | 0 | 100 |  | 1.039 | GGT | -1 | 0.15307 | 100 | 100 |  |  |  |  | -0.15307 | -15.3066 |  |  |  |  | 0 | 0
80012 | LAR | F | South | YES | -0.040876 | 0 | 0 | 0 | 0 | 1.04 | DCTie | -1 | 0.15307 | 0 | 0 |  |  |  |  | -0.15307 | 0 |  |  |  |  | 0 | 0
88299 | ZAPATA | F | South | YES | -0.045697 | 0 | 0 | 0 | 0 | 1.02 | BLT | -1 | 0.15789 | 0 | 0 |  |  |  |  | -0.15789 | 0 |  |  |  |  | 0 | 0
88198 | BEEVILLE | F | South | YES | -0.047709 | 0 | 0 | 0 | 0 | 1.02 | AVR | -1 | 0.1599 | 0 | 0 |  |  |  |  | -0.1599 | 0 |  |  |  |  | 0 | 0
5728 | FALCONHYDRO2 | 2 | South | YES | -0.048965 | 12 | 0 | 12 | 0 | 1.0234 | Hydro | -1 | 0.16116 | 0 | 0 |  |  |  |  | -0.16116 | 0 |  |  |  |  | 0 | 0
5729 | FALCONHYDRO3 | 3 | South | YES | -0.048965 | 11 | 0 | 11 | 0 | 1.0234 | Hydro | -1 | 0.16116 | 0 | 0 |  |  |  |  | -0.16116 | 0 |  |  |  |  | 0 | 0
8048 | FALCONHYDRO1 | 1 | South | YES | -0.048965 | 12 | 0 | 12 | 0 | 1.0234 | Hydro | -1 | 0.16116 | 0 | 0 |  |  |  |  | -0.16116 | 0 |  |  |  |  | 0 | 0
88508 | FALFURRI | F | South | YES | -0.049554 | 0 | 0 | 0 | 0 | 1 | AVR | -1 | 0.16175 | 0 | 0 |  |  |  |  | -0.16175 | 0 |  |  |  |  | 0 | 0
8161 | COLETO0A | 1 | South | YES | -0.050347 | 633 | 200 | 633 | 0 | 1.03 | LIGCO | -1 | 0.16254 | 0 | 633 |  |  |  |  | -0.16254 | 0 |  |  |  |  | 0 | 0
8935 | FGNTS201 | 3 | South | YES | -0.052381 | 173 | 0 | 173 | 0 | 1.03 | CC | -1 | 0.16457 | 173 | 173 |  |  |  |  | -0.16457 | -28.4711 |  |  |  |  | 0 | 0
8934 | FGNTS101 | 2 | South | YES | -0.052381 | 147.9 | 0 | 147.9 | 0 | 1.03 | CC | -1 | 0.16457 | 147.9 | 147.9 |  |  |  |  | -0.16457 | -24.3403 |  |  |  |  | 0 | 0
8933 | FGNTS001 | 1 | South | YES | -0.052381 | 146.5 | 0 | 146.5 | 0 | 1.03 | CC | -1 | 0.16457 | 146.5 | 146.5 |  |  |  |  | -0.16457 | -24.1099 |  |  |  |  | 0 | 0
8983 | HECN3 | 3 | South | YES | -0.052956 | 171.9 | 0 | 171.9 | 0 | 1.0304 | CC | -1 | 0.16515 | 171.9 | 171.9 |  |  |  |  | -0.16515 | -28.3889 |  |  |  |  | 0 | 0
8981 | HECN1 | 1 | South | YES | -0.052956 | 144.8 | 0 | 144.8 | 0 | 1.0304 | CC | -1 | 0.16515 | 144.8 | 144.8 |  |  |  |  | -0.16515 | -23.9134 |  |  |  |  | 0 | 0
8982 | HECN2 | 2 | South | YES | -0.052956 | 144.1 | 0 | 144.1 | 0 | 1.0304 | CC | -1 | 0.16515 | 144.1 | 144.1 |  |  |  |  | -0.16515 | -23.7978 |  |  |  |  | 0 | 0
8938 | MVGN#3 | 3 | South | YES | -0.052957 | 250.9 | 0 | 250.9 | 0 | 1.0304 | CC | -1 | 0.16515 | 250.9 | 250.9 |  |  |  |  | -0.16515 | -41.4358 |  |  |  |  | 0 | 0
8937 | MVGN#2 | 2 | South | YES | -0.052957 | 216.7 | 0 | 216.7 | 0 | 1.0304 | CC | -1 | 0.16515 | 216.7 | 216.7 |  |  |  |  | -0.16515 | -35.7877 |  |  |  |  | 0 | 0
8936 | MVGN#1 | 1 | South | YES | -0.052957 | 216.6 | 0 | 216.6 | 0 | 1.0304 | CC | -1 | 0.16515 | 216.6 | 216.6 |  |  |  |  | -0.16515 | -35.7712 |  |  |  |  | 0 | 0
5935 | SI_RAY10 | 10 | South | YES | -0.053208 | 47 | 10 | 47 | 0 | 1.03 | CC | -1 | 0.1654 | 47 | 47 |  |  |  |  | -0.1654 | -7.7738 |  |  |  |  | 0 | 0
5932 | SI_RAY9 | 9 | South | YES | -0.053208 | 32 | 32 | 38 | 0 | 1.035 | CC | -1 | 0.1654 | 38 | 38 |  |  |  |  | -0.1654 | -6.2852 |  |  |  |  | 0 | 0
5933 | SI_RAY6 | 6 | South | YES | -0.053208 | 15.4 | 10 | 19.3 | 0 | 1.035 | GST | -1 | 0.1654 | 19.3 | 19.3 |  |  |  |  | -0.1654 | -3.1922 |  |  |  |  | 0 | 0
80003 | MILHWYS | F | South | YES | -0.053208 | 0 | 0 | 0 | 0 | 1.0168 | AVR | -1 | 0.1654 | 0 | 0 |  |  |  |  | -0.1654 | 0 |  |  |  |  | 0 | 0
80080 | GWINDT11A | 1 | South | YES | -0.053362 | 28.2 | 0 | 94 | 0 | 1.025 | Wind | -1 | 0.16555 | 0 | 94 |  |  |  |  | -0.16555 | 0 |  |  |  |  | 0 | 0
80080 | GWINDT11A | 2 | South | YES | -0.053362 | 0 | 0 | 41 | 0 | 1.025 | Wind | -1 | 0.16555 | 0 | 41 |  |  |  |  | -0.16555 | 0 |  |  |  |  | 0 | 0
80080 | GWINDT11A | 3 | South | YES | -0.053362 | 0 | 0 | 38 | 0 | 1.025 | Wind | -1 | 0.16555 | 0 | 38 |  |  |  |  | -0.16555 | 0 |  |  |  |  | 0 | 0
80080 | GWINDT11A | 4 | South | YES | -0.053362 | 3.8 | 0 | 19 | 0 | 1.025 | Wind | -1 | 0.16555 | 0 | 19 |  |  |  |  | -0.16555 | 0 |  |  |  |  | 0 | 0
80081 | GWINDT21A | 1 | South | YES | -0.053362 | 28.2 | 0 | 94 | 0 | 1.025 | Wind | -1 | 0.16555 | 0 | 94 |  |  |  |  | -0.16555 | 0 |  |  |  |  | 0 | 0
80081 | GWINDT21A | 2 | South | YES | -0.053362 | 7.2 | 0 | 36 | 0 | 1.025 | Wind | -1 | 0.16555 | 0 | 36 |  |  |  |  | -0.16555 | 0 |  |  |  |  | 0 | 0
80081 | GWINDT21A | 3 | South | YES | -0.053362 | 8.6 | 0 | 43 | 0 | 1.025 | Wind | -1 | 0.16555 | 0 | 43 |  |  |  |  | -0.16555 | 0 |  |  |  |  | 0 | 0
80081 | GWINDT21A | 4 | South | YES | -0.053362 | 4.4 | 0 | 22 | 0 | 1.025 | Wind | -1 | 0.16555 | 0 | 22 |  |  |  |  | -0.16555 | 0 |  |  |  |  | 0 | 0
80180 | PNSCALT11A | 1 | South | YES | -0.053362 | 43.8 | 0 | 148 | 0 | 1.025 | Wind | -1 | 0.16555 | 0 | 148 |  |  |  |  | -0.16555 | 0 |  |  |  |  | 0 | 0
80180 | PNSCALT11A | 2 | South | YES | -0.053362 | 10 | 0 | 50 | 0 | 1.025 | Wind | -1 | 0.16555 | 0 | 50 |  |  |  |  | -0.16555 | 0 |  |  |  |  | 0 | 0
80181 | PNSCALT21A | 1 | South | YES | -0.053362 | 16.5 | 0 | 55 | 0 | 1.025 | Wind | -1 | 0.16555 | 0 | 55 |  |  |  |  | -0.16555 | 0 |  |  |  |  | 0 | 0
80181 | PNSCALT21A | 2 | South | YES | -0.053362 | 10 | 0 | 50 | 0 | 1.025 | Wind | -1 | 0.16555 | 0 | 50 |  |  |  |  | -0.16555 | 0 |  |  |  |  | 0 | 0
8517 | CELANEBI0A | 1 | South | YES | -0.053425 | 29 | 0 | 29 | 0 | 1.02 | Cogen | -1 | 0.16562 | 0 | 0 |  |  |  |  | -0.16562 | 0 |  |  |  |  | 0 | 0
8461 | KOCH_UP0A | 1 | South | YES | -0.053863 | 38 | 0 | 38 | 0 | 1.012 | Cogen | -1 | 0.16605 | 0 | 0 |  |  |  |  | -0.16605 | 0 |  |  |  |  | 0 | 0
8511 | OXY_CC0A | 1 | South | YES | -0.053915 | 30.3 | 0 | 38 | 0 | 1.027 | Cogen | -1 | 0.16611 | 0 | 0 |  |  |  |  | -0.16611 | 0 |  |  |  |  | 0 | 0
8506 | VAL #1 | 1 | South | YES | -0.053995 | 20.9 | 0 | 25 | 0 | 1.0055 | Cogen | -1 | 0.16619 | 0 | 0 |  |  |  |  | -0.16619 | 0 |  |  |  |  | 0 | 0
8507 | VAL #2 | 2 | South | YES | -0.053995 | 20.9 | 0 | 25 | 0 | 1.0055 | Cogen | -1 | 0.16619 | 0 | 0 |  |  |  |  | -0.16619 | 0 |  |  |  |  | 0 | 0
80263 | B_DAVIS31A | 3 | South | YES | -0.054116 | 0 | 0 | 180 |  | 1.0366 | CC | -1 | 0.16631 | 180 | 180 |  |  |  |  | -0.16631 | -29.9354 |  |  |  |  | 0 | 0
80264 | B_DAVIS41A | 4 | South | YES | -0.054116 | 0 | 0 | 180 |  | 1.0366 | CC | -1 | 0.16631 | 180 | 180 |  |  |  |  | -0.16631 | -29.9354 |  |  |  |  | 0 | 0
8459 | B_DAVIS0B | MB | South | YES | -0.054116 | 0 | 50 | 339 |  | 1.03 | GSC | -1 | 0.16631 | 0 | 0 |  |  |  |  | -0.16631 | 0 |  |  |  |  | 0 | 0
8460 | B_DAVIS0A | MB | South | YES | -0.054116 | 0 | 50 | 340 |  | 1.03 | GSC | -1 | 0.16631 | 0 | 0 |  |  |  |  | -0.16631 | 0 |  |  |  |  | 0 | 0
8456 | COSW#1 | 1 | South | YES | -0.054244 | 20 | 0 | 20 | 0 | 1.027 | Cogen | -1 | 0.16644 | 0 | 0 |  |  |  |  | -0.16644 | 0 |  |  |  |  | 0 | 0
8457 | COSW#2 | 2 | South | YES | -0.054244 | 14 | 0 | 14 | 0 | 1.027 | Cogen | -1 | 0.16644 | 0 | 0 |  |  |  |  | -0.16644 | 0 |  |  |  |  | 0 | 0
8560 | CNOPGT1 | 1 | South | YES | -0.054307 | 148.3 | 0 | 148.3 | 0 | 1.03 | Cogen | -1 | 0.1665 | 0 | 0 |  |  |  |  | -0.1665 | 0 |  |  |  |  | 0 | 0
8561 | CNOPGT2 | 2 | South | YES | -0.054307 | 148.6 | 0 | 148.6 | 0 | 1.03 | Cogen | -1 | 0.1665 | 0 | 0 |  |  |  |  | -0.1665 | 0 |  |  |  |  | 0 | 0
8562 | CNOPST1 | 3 | South | YES | -0.054307 | 153 | 0 | 153 | 0 | 1.03 | Cogen | -1 | 0.1665 | 0 | 0 |  |  |  |  | -0.1665 | 0 |  |  |  |  | 0 | 0
8442 | NBEC7 | 7 | South | YES | -0.054319 | 0 | 81 | 367 |  | 1.0298 | GST | -1 | 0.16651 | 367 | 367 |  |  |  |  | -0.16651 | -61.1094 |  |  |  |  | 0 | 0
8442 | NBEC7 | MB | South | YES | -0.054319 | 0 | 81 | 367 |  | 1.0298 | GST | -1 | 0.16651 | 0 | 0 |  |  |  |  | -0.16651 | 0 |  |  |  |  | 0 | 0
8174 | VICEC61A | 6 | South | YES | -0.055391 | 188 | 42 | 188 | 0 | 1.025 | CC | -1 | 0.16758 | 188 | 188 |  |  |  |  | -0.16758 | -31.5055 |  |  |  |  | 0 | 0
8173 | VICEC51A | 5 | South | YES | -0.055391 | 144 | 18 | 144 | 0 | 1.025 | CC | -1 | 0.16758 | 144 | 144 |  |  |  |  | -0.16758 | -24.1319 |  |  |  |  | 0 | 0
8926 | LGE_GT10A | 1 | South | YES | -0.055436 | 158 | 0 | 158 | 0 | 1.03 | Cogen | -1 | 0.16763 | 0 | 0 |  |  |  |  | -0.16763 | 0 |  |  |  |  | 0 | 0
8927 | LGE_GT20A | 2 | South | YES | -0.055436 | 153 | 0 | 153 | 0 | 1.03 | Cogen | -1 | 0.16763 | 0 | 0 |  |  |  |  | -0.16763 | 0 |  |  |  |  | 0 | 0
8928 | LGE_STG0A | 3 | South | YES | -0.055436 | 100 | 0 | 100 | 0 | 1.03 | Cogen | -1 | 0.16763 | 0 | 0 |  |  |  |  | -0.16763 | 0 |  |  |  |  | 0 | 0
8930 | ICPGN10A | 1 | South | YES | -0.055436 | 149 | 0 | 149 | 0 | 1.03 | Cogen | -1 | 0.16763 | 0 | 0 |  |  |  |  | -0.16763 | 0 |  |  |  |  | 0 | 0
8931 | ICPGN20A | 2 | South | YES | -0.055436 | 150 | 0 | 150 | 0 | 1.03 | Cogen | -1 | 0.16763 | 0 | 0 |  |  |  |  | -0.16763 | 0 |  |  |  |  | 0 | 0
8932 | ICPGN30A | 3 | South | YES | -0.055436 | 127 | 0 | 127 | 0 | 1.03 | Cogen | -1 | 0.16763 | 0 | 0 |  |  |  |  | -0.16763 | 0 |  |  |  |  | 0 | 0
80223 | REYSHR G | 1 | South | YES | -0.055436 | 12 | 0 | 12 | 0 | 1.032 | Cogen | -1 | 0.16763 | 0 | 0 |  |  |  |  | -0.16763 | 0 |  |  |  |  | 0 | 0
5512 | RAYBURNCC8 | 1 | South | YES | -0.05646 | 49.3 | 18.2 | 49.3 | 0 | 1.0296 | CC | -1 | 0.16865 | 49.3 | 49.3 |  |  |  |  | -0.16865 | -8.3145 |  |  |  |  | 0 | 0
5508 | RAYBURNCC9 | 1 | South | YES | -0.05646 | 47.7 | 18.2 | 47.7 | 0 | 1.0296 | CC | -1 | 0.16865 | 47.7 | 47.7 |  |  |  |  | -0.16865 | -8.0447 |  |  |  |  | 0 | 0
5511 | RAYBURNCC7 | 1 | South | YES | -0.05646 | 47.5 | 18.2 | 47.5 | 0 | 1.0296 | CC | -1 | 0.16865 | 47.5 | 47.5 |  |  |  |  | -0.16865 | -8.011 |  |  |  |  | 0 | 0
5509 | RAYBURNCC10 | 1 | South | YES | -0.05646 | 37.3 | 5.2 | 37.3 | 0 | 1.0296 | CC | -1 | 0.16865 | 37.3 | 37.3 |  |  |  |  | -0.16865 | -6.2907 |  |  |  |  | 0 | 0
8066 | DUP1V#1 | 1 | South | YES | -0.056496 | 52.3 | 0 | 73 | 0 | 1.01 | Cogen | -1 | 0.16869 | 0 | 0 |  |  |  |  | -0.16869 | 0 |  |  |  |  | 0 | 0
5503 | RAYBURNGEN3 | 1 | South | YES | -0.056994 | 17.6 | 6 | 22 | 0 | 1.0224 | GST | -1 | 0.16919 | 22 | 22 |  |  |  |  | -0.16919 | -3.7221 |  |  |  |  | 0 | 0
5505 | RAYBURNGEN1 | 1 | South | YES | -0.056994 | 0 | 1 | 11 |  | 1.0223 | GGT | -1 | 0.16919 | 11 | 11 |  |  |  |  | -0.16919 | -1.861 |  |  |  |  | 0 | 0
5506 | RAYBURNGEN2 | 1 | South | YES | -0.056994 | 0 | 1 | 11 |  | 1.0223 | GGT | -1 | 0.16919 | 11 | 11 |  |  |  |  | -0.16919 | -1.861 |  |  |  |  | 0 | 0
80224 | VISTRONG1 | 1 | South | YES | -0.058395 | 13.1 | 0 | 15 | 0 | 1.01 | Cogen | -1 | 0.17059 | 0 | 0 |  |  |  |  | -0.17059 | 0 |  |  |  |  | 0 | 0
80225 | VISTRONG2 | 2 | South | YES | -0.058395 | 20.2 | 0 | 23 | 0 | 1.01 | Cogen | -1 | 0.17059 | 0 | 0 |  |  |  |  | -0.17059 | 0 |  |  |  |  | 0 | 0
80227 | AIRCO G | 1 | South | YES | -0.059076 | 7.2 | 0 | 8 | 0 | 1.0104 | Cogen | -1 | 0.17127 | 0 | 0 |  |  |  |  | -0.17127 | 0 |  |  |  |  | 0 | 0
8147 | UCAR #2 | 10 | South | YES | -0.059485 | 18.2 | 0 | 28 |  | 1 | Cogen | -1 | 0.17168 | 0 | 0 |  |  |  |  | -0.17168 | 0 |  |  |  |  | 0 | 0
8148 | UCAR #1 | 2 | South | YES | -0.059485 | 6.1 | 0 | 7 | 0 | 1.009 | Cogen | -1 | 0.17168 | 0 | 0 |  |  |  |  | -0.17168 | 0 |  |  |  |  | 0 | 0
80137 | CSDR89 | 8 | South | YES | -0.059485 | 33.9 | 0 | 39 | 0 | 1.003 | DCTie | -1 | 0.17168 | 0 | 0 |  |  |  |  | -0.17168 | 0 |  |  |  |  | 0 | 0
80137 | CSDR89 | 9 | South | YES | -0.059485 | 15 | 0 | 15 | 0 | 1.003 | DCTie | -1 | 0.17168 | 0 | 0 |  |  |  |  | -0.17168 | 0 |  |  |  |  | 0 | 0
80138 | CSDR7 | 7 | South | YES | -0.059485 | 6.1 | 0 | 7 | 0 | 1.014 | DCTie | -1 | 0.17168 | 0 | 0 |  |  |  |  | -0.17168 | 0 |  |  |  |  | 0 | 0
80139 | CSDR56 | 5 | South | YES | -0.059485 | 15 | 0 | 15 |  | 1.0033 | DCTie | -1 | 0.17168 | 0 | 0 |  |  |  |  | -0.17168 | 0 |  |  |  |  | 0 | 0
80139 | CSDR56 | 6 | South | YES | -0.059485 | 0 | 0 | 39 |  | 1.0033 | DCTie | -1 | 0.17168 | 0 | 0 |  |  |  |  | -0.17168 | 0 |  |  |  |  | 0 | 0
80140 | CSDR11 | 11 | South | YES | -0.059485 | 33.9 | 0 | 39 | 0 | 1.03 | DCTie | -1 | 0.17168 | 0 | 0 |  |  |  |  | -0.17168 | 0 |  |  |  |  | 0 | 0
80226 | ALCOA G | 1 | South | YES | -0.062218 | 32.3 | 5 | 48 | 0 | 1.015 | Cogen | -1 | 0.17441 | 0 | 0 |  |  |  |  | -0.17441 | 0 |  |  |  |  | 0 | 0
8134 | FOR #1 | 1 | South | YES | -0.063046 | 54.1 | 45 | 79 | 0 | 1 | Cogen | -1 | 0.17524 | 0 | 0 |  |  |  |  | -0.17524 | 0 |  |  |  |  | 0 | 0
8138 | FOR #2 | 2 | South | YES | -0.063046 | 63.1 | 45 | 81 | 0 | 1 | Cogen | -1 | 0.17524 | 0 | 0 |  |  |  |  | -0.17524 | 0 |  |  |  |  | 0 | 0
8153 | FOR #3 | 3 | South | YES | -0.063046 | 63.1 | 45 | 79.9 | 0 | 1 | Cogen | -1 | 0.17524 | 0 | 0 |  |  |  |  | -0.17524 | 0 |  |  |  |  | 0 | 0
8154 | FOR #4 | 4 | South | YES | -0.063046 | 63.1 | 60 | 80 | 0 | 1 | Cogen | -1 | 0.17524 | 0 | 0 |  |  |  |  | -0.17524 | 0 |  |  |  |  | 0 | 0
8155 | FOR #5 | 5 | South | YES | -0.063046 | 63.1 | 60 | 78.4 | 0 | 1 | Cogen | -1 | 0.17524 | 0 | 0 |  |  |  |  | -0.17524 | 0 |  |  |  |  | 0 | 0
8156 | FOR #6 | 6 | South | YES | -0.063046 | 24.9 | 5 | 25 | 0 | 1 | Cogen | -1 | 0.17524 | 0 | 0 |  |  |  |  | -0.17524 | 0 |  |  |  |  | 0 | 0
8157 | FOR #7 | 7 | South | YES | -0.063046 | 28.8 | 5 | 46 | 0 | 1 | Cogen | -1 | 0.17524 | 0 | 0 |  |  |  |  | -0.17524 | 0 |  |  |  |  | 0 | 0
80051 | FOR #8 | 8 | South | YES | -0.063046 | 28 | 28 | 28 |  | 1 | Cogen | -1 | 0.17524 | 0 | 0 |  |  |  |  | -0.17524 | 0 |  |  |  |  | 0 | 0
80052 | FOR #9 | 9 | South | YES | -0.063046 | 29.7 | 5 | 43.6 | 0 | 1 | Cogen | -1 | 0.17524 | 0 | 0 |  |  |  |  | -0.17524 | 0 |  |  |  |  | 0 | 0
80053 | FOR #10 | 10 | South | YES | -0.063046 | 68.4 | 45 | 75 | 0 | 1 | Cogen | -1 | 0.17524 | 0 | 0 |  |  |  |  | -0.17524 | 0 |  |  |  |  | 0 | 0
48733 | CBE_ST12 | 1 | Houston | YES | -0.090265 | 105 | 0 | 105 | 0 | 1.029 | CC | -1 | 0.20246 | 105 | 105 |  |  | -9.4778 | 105 | -0.20246 | -21.258 |  |  |  |  | 0 | 0
48736 | CBE_ST34 | 1 | Houston | YES | -0.090265 | 105 | 0 | 105 | 0 | 1.029 | CC | -1 | 0.20246 | 105 | 105 |  |  | -9.4778 | 105 | -0.20246 | -21.258 |  |  |  |  | 0 | 0
48731 | CBE_GT1 | 1 | Houston | YES | -0.090265 | 76 | 0 | 76 | 0 | 1.029 | CC | -1 | 0.20246 | 76 | 76 |  |  | -6.8601 | 76 | -0.20246 | -15.3867 |  |  |  |  | 0 | 0
48732 | CBE_GT2 | 1 | Houston | YES | -0.090265 | 76 | 0 | 76 | 0 | 1.029 | CC | -1 | 0.20246 | 76 | 76 |  |  | -6.8601 | 76 | -0.20246 | -15.3867 |  |  |  |  | 0 | 0
48734 | CBE_GT3 | 1 | Houston | YES | -0.090265 | 76 | 0 | 76 | 0 | 1.029 | CC | -1 | 0.20246 | 76 | 76 |  |  | -6.8601 | 76 | -0.20246 | -15.3867 |  |  |  |  | 0 | 0
48735 | CBE_GT4 | 1 | Houston | YES | -0.090265 | 76 | 0 | 76 | 0 | 1.029 | CC | -1 | 0.20246 | 76 | 76 |  |  | -6.8601 | 76 | -0.20246 | -15.3867 |  |  |  |  | 0 | 0
5911 | STP_GN1___1 | 1 | Houston | YES | -0.093439 | 1333 | 1249 | 1333 | 0 | 1.0406 | Nuc | -1 | 0.20563 | 0 | 0 |  |  | 0 | 0 | -0.20563 | 0 |  |  |  |  | 0 | 0
5912 | STP_GN2___2 | 2 | Houston | YES | -0.093439 | 1332 | 1249 | 1332 | 0 | 1.0406 | Nuc | -1 | 0.20563 | 0 | 0 |  |  | 0 | 0 | -0.20563 | 0 |  |  |  |  | 0 | 0
48911 | TGF_GT1_8000 | 1 | Houston | YES | -0.096074 | 69.2 | 0 | 69.2 |  | 1.029 | Cogen | -1 | 0.20827 | 0 | 0 |  |  | 0 | 0 | -0.20827 | 0 |  |  |  |  | 0 | 0
60202 | FRNDDRCS | F | West | YES | 0.078365 | 0 | 0 | 0 | 0 | 0.9985 | AVR | 1 | 0.22066 | 0 | 0 |  |  |  |  | 0.22066 | 0 |  |  |  |  | 0 | 0
49851 | DOW17000 | 37 | Houston | YES | -0.10917 | 39 | 0 | 62 | 0 | 1 | Cogen | -1 | 0.22136 | 0 | 0 |  |  | 0 | 0 | -0.22136 | 0 |  |  |  |  | 0 | 0
49858 | DOW38100 | 31 | Houston | YES | -0.10917 | 45 | 0 | 71.4 |  | 1 | Cogen | -1 | 0.22136 | 0 | 0 |  |  | 0 | 0 | -0.22136 | 0 |  |  |  |  | 0 | 0
49859 | DOW38200 | 33 | Houston | YES | -0.10917 | 28 | 0 | 45 | 0 | 1 | Cogen | -1 | 0.22136 | 0 | 0 |  |  | 0 | 0 | -0.22136 | 0 |  |  |  |  | 0 | 0
49860 | DOW38300 | 32 | Houston | YES | -0.10917 | 63 | 0 | 101 |  | 1 | Cogen | -1 | 0.22136 | 0 | 0 |  |  | 0 | 0 | -0.22136 | 0 |  |  |  |  | 0 | 0
49862 | DOW39100 | 36 | Houston | YES | -0.10917 | 54 | 0 | 86 | 0 | 1 | Cogen | -1 | 0.22136 | 0 | 0 |  |  | 0 | 0 | -0.22136 | 0 |  |  |  |  | 0 | 0
49863 | DOW39200 | 35 | Houston | YES | -0.10917 | 55 | 0 | 88 | 0 | 1 | Cogen | -1 | 0.22136 | 0 | 0 |  |  | 0 | 0 | -0.22136 | 0 |  |  |  |  | 0 | 0
49865 | DOW41000 | 41 | Houston | YES | -0.10917 | 31 | 0 | 50 |  | 1 | Cogen | -1 | 0.22136 | 0 | 0 |  |  | 0 | 0 | -0.22136 | 0 |  |  |  |  | 0 | 0
49866 | DOW42000 | 42 | Houston | YES | -0.10917 | 11 | 0 | 18 |  | 1 | Cogen | -1 | 0.22136 | 0 | 0 |  |  | 0 | 0 | -0.22136 | 0 |  |  |  |  | 0 | 0
49869 | DOW49000 | 45 | Houston | YES | -0.10917 | 59 | 0 | 94 |  | 1 | Cogen | -1 | 0.22136 | 0 | 0 |  |  | 0 | 0 | -0.22136 | 0 |  |  |  |  | 0 | 0
49870 | DOW61000 | 61 | Houston | YES | -0.10917 | 44 | 0 | 70 | 0 | 1 | Cogen | -1 | 0.22136 | 0 | 0 |  |  | 0 | 0 | -0.22136 | 0 |  |  |  |  | 0 | 0
49871 | DOW62000 | 62 | Houston | YES | -0.10917 | 40 | 0 | 63 | 0 | 1 | Cogen | -1 | 0.22136 | 0 | 0 |  |  | 0 | 0 | -0.22136 | 0 |  |  |  |  | 0 | 0
49872 | DOW63000 | 63 | Houston | YES | -0.10917 | 45 | 0 | 72 | 0 | 1 | Cogen | -1 | 0.22136 | 0 | 0 |  |  | 0 | 0 | -0.22136 | 0 |  |  |  |  | 0 | 0
49873 | DOW64000 | 64 | Houston | YES | -0.10917 | 41 | 0 | 64.8 | 0 | 1 | Cogen | -1 | 0.22136 | 0 | 0 |  |  | 0 | 0 | -0.22136 | 0 |  |  |  |  | 0 | 0
49876 | DOW65000 | 65 | Houston | YES | -0.10917 | 63 | 0 | 101 | 0 | 1 | Cogen | -1 | 0.22136 | 0 | 0 |  |  | 0 | 0 | -0.22136 | 0 |  |  |  |  | 0 | 0
49877 | DOW66000 | 66 | Houston | YES | -0.10917 | 61 | 0 | 97 | 0 | 1 | Cogen | -1 | 0.22136 | 0 | 0 |  |  | 0 | 0 | -0.22136 | 0 |  |  |  |  | 0 | 0
49878 | DOW67000 | 67 | Houston | YES | -0.10917 | 65 | 0 | 103 | 0 | 1 | Cogen | -1 | 0.22136 | 0 | 0 |  |  | 0 | 0 | -0.22136 | 0 |  |  |  |  | 0 | 0
49882 | DOW81000 | 81 | Houston | YES | -0.10917 | 47 | 0 | 76 | 0 | 1 | Cogen | -1 | 0.22136 | 0 | 0 |  |  | 0 | 0 | -0.22136 | 0 |  |  |  |  | 0 | 0
49884 | DOW82000 | 82 | Houston | YES | -0.10917 | 51 | 0 | 80 | 0 | 1 | Cogen | -1 | 0.22136 | 0 | 0 |  |  | 0 | 0 | -0.22136 | 0 |  |  |  |  | 0 | 0
49885 | DOW83000 | 83 | Houston | YES | -0.10917 | 51 | 0 | 80 | 0 | 1 | Cogen | -1 | 0.22136 | 0 | 0 |  |  | 0 | 0 | -0.22136 | 0 |  |  |  |  | 0 | 0
49886 | DOW84000 | 84 | Houston | YES | -0.10917 | 107 | 0 | 171 | 0 | 0.98 | Cogen | -1 | 0.22136 | 0 | 0 |  |  | 0 | 0 | -0.22136 | 0 |  |  |  |  | 0 | 0
48520 | BSF_GT1_8070 | 1 | Houston | YES | -0.11238 | 72 | 0 | 72 | 0 | 1.0326 | Cogen | -1 | 0.22457 | 0 | 0 |  |  | 0 | 0 | -0.22457 | 0 |  |  |  |  | 0 | 0
48520 | BSF_GT1_8070 | 2 | Houston | YES | -0.11238 | 10 | 0 | 10 | 0 | 1.0326 | Cogen | -1 | 0.22457 | 0 | 0 |  |  | 0 | 0 | -0.22457 | 0 |  |  |  |  | 0 | 0
3416 | LAKE_CRK1_G | 1 | North | YES | 0.082546 | 60 | 33 | 75 |  | 1.029 | GST | 1 | 0.22484 | 75 | 75 | 6.1909 | 75 |  |  | 0.22484 | 16.8634 |  |  |  |  | 0 | 0
3417 | LAKE_CRK2_G | 2 | North | YES | 0.082546 | 177.6 | 40 | 222 | 0 | 1.029 | GST | 1 | 0.22484 | 222 | 222 | 18.3252 | 222 |  |  | 0.22484 | 49.9156 |  |  |  |  | 0 | 0
3403 | THOUSE_1G | 1 | North | YES | 0.083641 | 563 | 200 | 563 | 0 | 1.012 | GSC | 1 | 0.22594 | 563 | 563 | 47.0899 | 563 |  |  | 0.22594 | 127.2042 |  |  |  |  | 0 | 0
3404 | THOUSE_2G | 2 | North | YES | 0.083641 | 807 | 250 | 807 | 0 | 1.012 | GSC | 1 | 0.22594 | 807 | 807 | 67.4983 | 807 |  |  | 0.22594 | 182.3335 |  |  |  |  | 0 | 0
39760 | TNSCLP1___8 | 1 | Houston | YES | -0.11471 | 93.4 | 20 | 116.8 | 0 | 1.04 | Cogen | -1 | 0.2269 | 0 | 0 |  |  | 0 | 0 | -0.2269 | 0 |  |  |  |  | 0 | 0
39770 | TNSCLP2___8 | 1 | Houston | YES | -0.11471 | 91.6 | 20 | 114.5 | 0 | 1.04 | Cogen | -1 | 0.2269 | 0 | 0 |  |  | 0 | 0 | -0.2269 | 0 |  |  |  |  | 0 | 0
39775 | TNSCLP4___8 | 1 | Houston | YES | -0.11471 | 95.2 | 20 | 119 | 0 | 1.04 | Cogen | -1 | 0.2269 | 0 | 0 |  |  | 0 | 0 | -0.2269 | 0 |  |  |  |  | 0 | 0
39790 | TNSCLP3___8 | 1 | Houston | YES | -0.11471 | 87.6 | 20 | 109.5 | 0 | 1.027 | Cogen | -1 | 0.2269 | 0 | 0 |  |  | 0 | 0 | -0.2269 | 0 |  |  |  |  | 0 | 0
239 | BOSQUESW502 | 1 | North | YES | 0.084906 | 119.2 | 0 | 149 | 0 | 1.02 | GGT | 1 | 0.2272 | 149 | 149 | 12.651 | 149 |  |  | 0.2272 | 33.8535 |  |  |  |  | 0 | 0
247 | BOSQUESW501 | 2 | North | YES | 0.084906 | 124.8 | 0 | 156 | 0 | 1.02 | GGT | 1 | 0.2272 | 156 | 156 | 13.2453 | 156 |  |  | 0.2272 | 35.444 |  |  |  |  | 0 | 0
238 | BOSQUESW505 | 1 | North | YES | 0.084906 | 255 | 0 | 255 | 0 | 1.02 | CC | 1 | 0.2272 | 255 | 255 | 21.651 | 255 |  |  | 0.2272 | 57.9373 |  |  |  |  | 0 | 0
253 | BOSQUESW804 | 2 | North | YES | 0.087112 | 80 | 0 | 80 | 0 | 1.032 | CC | 1 | 0.22941 | 80 | 80 | 6.969 | 80 |  |  | 0.22941 | 18.3529 |  |  |  |  | 0 | 0
251 | BOSQUESW803 | 2 | North | YES | 0.087112 | 150 | 0 | 150 | 0 | 1.032 | CC | 1 | 0.22941 | 150 | 150 | 13.0668 | 150 |  |  | 0.22941 | 34.4116 |  |  |  |  | 0 | 0
60018 | DSKY1 | 1 | West | YES | 0.087374 | 21 | 0 | 84 | 0 | 1.023 | Wind | 1 | 0.22967 | 0 | 84 |  |  |  |  | 0.22967 | 19.2925 |  |  |  |  | 0 | 0
60000 | DSKY2 | 1 | West | YES | 0.087526 | 19.1 | 0 | 76.5 |  | 1.039 | Wind | 1 | 0.22982 | 0 | 76.5 |  |  |  |  | 0.22982 | 17.5816 |  |  |  |  | 0 | 0
60017 | ORNNWP1 | 1 | West | YES | 0.087956 | 20 | 0 | 80 |  | 1.027 | Wind | 1 | 0.23025 | 0 | 80 |  |  |  |  | 0.23025 | 18.4204 |  |  |  |  | 0 | 0
38437 | TNSRBNMESA9 | 1 | West | YES | 0.08968 | 37.5 | 0 | 150 | 0 | 1.02 | Wind | 1 | 0.23198 | 0 | 150 |  |  |  |  | 0.23198 | 34.7968 |  |  |  |  | 0 | 0
38332 | TNWDWRDU2_8 | 1 | West | YES | 0.08973 | 20 | 0 | 80 | 0 | 1.0232 | Wind | 1 | 0.23203 | 0 | 80 |  |  |  |  | 0.23203 | 18.5623 |  |  |  |  | 0 | 0
60016 | WOODWRD11A | 1 | West | YES | 0.089741 | 20 | 0 | 80 |  | 1.033 | Wind | 1 | 0.23204 | 0 | 80 |  |  |  |  | 0.23204 | 18.5632 |  |  |  |  | 0 | 0
60005 | KING_SE1A | 1 | West | YES | 0.089802 | 10 | 0 | 40 |  | 1.035 | Wind | 1 | 0.2321 | 0 | 40 |  |  |  |  | 0.2321 | 9.284 |  |  |  |  | 0 | 0
6016 | SWMESA | 1 | West | YES | 0.089802 | 18.8 | 0 | 75 |  | 1.03 | Wind | 1 | 0.2321 | 0 | 75 |  |  |  |  | 0.2321 | 17.4076 |  |  |  |  | 0 | 0
60003 | KING_NE1A | 1 | West | YES | 0.089802 | 20 | 0 | 80 |  | 1.03 | Wind | 1 | 0.2321 | 0 | 80 |  |  |  |  | 0.2321 | 18.5681 |  |  |  |  | 0 | 0
60201 | RIO DRCS | F | West | YES | 0.089895 | 0 | 0 | 0 | 0 | 1.025 | AVR | 1 | 0.23219 | 0 | 0 |  |  |  |  | 0.23219 | 0 |  |  |  |  | 0 | 0
48926 | WAP_GN6_6 | 6 | Houston | YES | -0.12012 | 651 | 280 | 651 |  | 1.035 | LIGCO | -1 | 0.23231 | 0 | 651 |  |  | 0 | 0 | -0.23231 | 0 |  |  |  |  | 0 | 0
48927 | WAP_GN7_7 | 7 | Houston | YES | -0.12012 | 564 | 277 | 564 |  | 1.035 | LIGCO | -1 | 0.23231 | 0 | 564 |  |  | 0 | 0 | -0.23231 | 0 |  |  |  |  | 0 | 0
48928 | WAP_GN8_8 | 8 | Houston | YES | -0.12012 | 603 | 275 | 603 |  | 1.035 | LIGCO | -1 | 0.23231 | 0 | 603 |  |  | 0 | 0 | -0.23231 | 0 |  |  |  |  | 0 | 0
60007 | KING_SW1A | 1 | West | YES | 0.090127 | 20 | 0 | 80 |  | 1.03 | Wind | 1 | 0.23243 | 0 | 80 |  |  |  |  | 0.23243 | 18.5941 |  |  |  |  | 0 | 0
60019 | KING_NW1A | 1 | West | YES | 0.090127 | 20 | 0 | 80 |  | 1.03 | Wind | 1 | 0.23243 | 0 | 80 |  |  |  |  | 0.23243 | 18.5941 |  |  |  |  | 0 | 0
48523 | BVE_ST1_GN1 | 3 | Houston | YES | -0.12027 | 252.4 | 0 | 252.4 |  | 1.035 | CC | -1 | 0.23246 | 252.4 | 252.4 |  |  | -30.3564 | 252.4 | -0.23246 | -58.6736 |  |  |  |  | 0 | 0
48521 | BVE_GT1_GT1 | 1 | Houston | YES | -0.12027 | 167.7 | 0 | 167.7 |  | 1.035 | CC | -1 | 0.23246 | 167.7 | 167.7 |  |  | -20.1694 | 167.7 | -0.23246 | -38.984 |  |  |  |  | 0 | 0
48522 | BVE_GT2_5035 | 2 | Houston | YES | -0.12027 | 166.4 | 0 | 166.4 |  | 1.035 | CC | -1 | 0.23246 | 166.4 | 166.4 |  |  | -20.0131 | 166.4 | -0.23246 | -38.6818 |  |  |  |  | 0 | 0
244 | WHITNYDM01 | 1 | North | YES | 0.090363 | 15 | 0 | 15 | 0 | 1.035 | Hydro | 1 | 0.23266 | 0 | 0 | 0 | 0 |  |  | 0.23266 | 0 |  |  |  |  | 0 | 0
245 | WHITNYDM02 | 2 | North | YES | 0.090363 | 15 | 0 | 15 | 0 | 1.035 | Hydro | 1 | 0.23266 | 0 | 0 | 0 | 0 |  |  | 0.23266 | 0 |  |  |  |  | 0 | 0
1349 | WESTXWIN_1G | 1 | West | YES | 0.094804 | 1.3 | 0 | 6.6 |  | 1.014 | Wind | 1 | 0.2371 | 0 | 6.6 |  |  |  |  | 0.2371 | 1.5649 |  |  |  |  | 0 | 0
1350 | NWPWRG1_1G | 1 | West | YES | 0.094804 | 6.9 | 1 | 34.3 |  | 1.014 | Wind | 1 | 0.2371 | 0 | 34.3 |  |  |  |  | 0.2371 | 8.1326 |  |  |  |  | 0 | 0
60057 | CALLAHAN1A | 1 | West | YES | 0.09507 | 22.8 | 0 | 114 | 0 | 1.04 | Wind | 1 | 0.23737 | 0 | 114 |  |  |  |  | 0.23737 | 27.0601 |  |  |  |  | 0 | 0
1002 | PBCTAGE_1G | A | West | YES | 0.095135 | 64 | 64 | 66 | 0 | 1.036 | GGT | 1 | 0.23743 | 66 | 66 |  |  |  |  | 0.23743 | 15.6706 |  |  |  |  | 0 | 0
1003 | PBCTBGE_2G | B | West | YES | 0.095135 | 65 | 65 | 66 | 0 | 1.036 | GGT | 1 | 0.23743 | 66 | 66 |  |  |  |  | 0.23743 | 15.6706 |  |  |  |  | 0 | 0
1004 | PBCTCGE_3G | C | West | YES | 0.095135 | 62 | 62 | 67 | 0 | 1.036 | GGT | 1 | 0.23743 | 67 | 67 |  |  |  |  | 0.23743 | 15.9081 |  |  |  |  | 0 | 0
1006 | PBCTEGE_5G | E | West | YES | 0.095135 | 65 | 65 | 67 | 0 | 1.036 | GGT | 1 | 0.23743 | 67 | 67 |  |  |  |  | 0.23743 | 15.9081 |  |  |  |  | 0 | 0
1005 | PBCTDGE_4G | D | West | YES | 0.095135 | 65 | 65 | 68 | 0 | 1.036 | GGT | 1 | 0.23743 | 68 | 68 |  |  |  |  | 0.23743 | 16.1455 |  |  |  |  | 0 | 0
1007 | PB5GEN_6G | 5 | West | YES | 0.095135 | 91.2 | 40 | 114 | 0 | 1.036 | GST | 1 | 0.23743 | 114 | 114 |  |  |  |  | 0.23743 | 27.0675 |  |  |  |  | 0 | 0
1008 | PB6GEN_7G | 6 | West | YES | 0.095135 | 515 | 130 | 515 | 0 | 1.036 | GST | 1 | 0.23743 | 515 | 515 |  |  |  |  | 0.23743 | 122.2785 |  |  |  |  | 0 | 0
7038 | L_DELAWA1_1Y | 2 | West | YES | 0.095188 | 3 | 0 | 30 | 0 | 1 | Wind | 1 | 0.23749 | 0 | 30 |  |  |  |  | 0.23749 | 7.1246 |  |  |  |  | 0 | 0
7038 | L_DELAWA1_1Y | 1 | West | YES | 0.095188 | 3.5 | 0 | 35 | 0 | 1 | Wind | 1 | 0.23749 | 0 | 35 |  |  |  |  | 0.23749 | 8.312 |  |  |  |  | 0 | 0
48730 | MNS_GT | 1 | Houston | YES | -0.12538 | 43 | 0 | 46.1 |  | 1.029 | Cogen | -1 | 0.23757 | 0 | 0 |  |  | 0 | 0 | -0.23757 | 0 |  |  |  |  | 0 | 0
11147 | NOTREES_1G | 1 | West | YES | 0.095288 | 29.8 | 0 | 149 | 0 | 1.017 | Wind | 1 | 0.23759 | 0 | 149 |  |  |  |  | 0.23759 | 35.4005 |  |  |  |  | 0 | 0
76091 | L_DIVIDE1_1N | W1 | West | YES | 0.095293 | 22.5 | 0 | 112.5 |  | 1.02 | Wind | 1 | 0.23759 | 0 | 112.5 |  |  |  |  | 0.23759 | 26.7291 |  |  |  |  | 0 | 0
76095 | L_CAPRSI1_1N | W1 | West | YES | 0.095293 | 29.9 | 0 | 149.5 | 0 | 1.02 | Wind | 1 | 0.23759 | 0 | 149.5 |  |  |  |  | 0.23759 | 35.52 |  |  |  |  | 0 | 0
76096 | L_CAPRSI1_2N | W1 | West | YES | 0.095293 | 37.2 | 0 | 186 | 0 | 1.02 | Wind | 1 | 0.23759 | 0 | 186 |  |  |  |  | 0.23759 | 44.1921 |  |  |  |  | 0 | 0
76097 | L_CAPRGE1_1N | W1 | West | YES | 0.095293 | 42.9 | 0 | 214.5 | 0 | 1.02 | Wind | 1 | 0.23759 | 0 | 214.5 |  |  |  |  | 0.23759 | 50.9635 |  |  |  |  | 0 | 0
48924 | WAP_GN4_4 | 4 | Houston | YES | -0.12547 | 546 | 217 | 546 | 0 | 1.0362 | GSC | -1 | 0.23766 | 546 | 546 |  |  | -68.5066 | 546 | -0.23766 | -129.7633 |  |  |  |  | 0 | 0
48923 | WAP_GN3_3 | 3 | Houston | YES | -0.12547 | 198.4 | 93 | 248 | 0 | 1.0362 | GST | -1 | 0.23766 | 248 | 248 |  |  | -31.1166 | 248 | -0.23766 | -58.9401 |  |  |  |  | 0 | 0
48921 | WAP_GN1_1 | 1 | Houston | YES | -0.12547 | 132.8 | 37 | 166 | 0 | 1.0362 | GST | -1 | 0.23766 | 166 | 166 |  |  | -20.828 | 166 | -0.23766 | -39.4518 |  |  |  |  | 0 | 0
48922 | WAP_GN2_2 | 2 | Houston | YES | -0.12547 | 132.8 | 37 | 166 | 0 | 1.0362 | GST | -1 | 0.23766 | 166 | 166 |  |  | -20.828 | 166 | -0.23766 | -39.4518 |  |  |  |  | 0 | 0
48929 | WAPGT21_GT1 | B1 | Houston | YES | -0.12547 | 0 | 0 | 13 |  | 1.05 | GGT | -1 | 0.23766 | 13 | 13 |  |  | -1.6311 | 13 | -0.23766 | -3.0896 |  |  |  |  | 0 | 0
48925 | WAP_GN5_5 | 5 | Houston | YES | -0.12547 | 474.8 | 278 | 654 | 0 | 0.985 | LIGCO | -1 | 0.23766 | 0 | 654 |  |  | 0 | 0 | -0.23766 | 0 |  |  |  |  | 0 | 0
76031 | L_GASCCR1_1N | W1 | West | YES | 0.095553 | 30 | 0 | 150 | 0 | 1.02 | Wind | 1 | 0.23785 | 0 | 150 |  |  |  |  | 0.23785 | 35.6778 |  |  |  |  | 0 | 0
1320 | BSP 1 | 1 | West | YES | 0.095769 | 25.5 | 2.9 | 25.8 | 0 | 1 | Cogen | 1 | 0.23807 | 0 | 0 |  |  |  |  | 0.23807 | 0 |  |  |  |  | 0 | 0
1326 | STANTONW_8 | 1 | West | YES | 0.09586 | 20.1 | 0 | 100.5 |  | 1.01 | Wind | 1 | 0.23816 | 0 | 100.5 |  |  |  |  | 0.23816 | 23.935 |  |  |  |  | 0 | 0
11022 | TIEHVCG_2G | 1 | West | YES | 0.095893 | 132.4 | 103 | 132.4 | 0 | 1.012 | CC | 1 | 0.23819 | 132.4 | 132.4 |  |  |  |  | 0.23819 | 31.5366 |  |  |  |  | 0 | 0
11023 | TIEHVCG_3G | 1 | West | YES | 0.095893 | 137.4 | 103 | 137.4 | 0 | 1.012 | CC | 1 | 0.23819 | 137.4 | 137.4 |  |  |  |  | 0.23819 | 32.7276 |  |  |  |  | 0 | 0
11021 | TIEHVCG_1G | 1 | West | YES | 0.095893 | 142.1 | 103 | 142.1 | 0 | 1.012 | CC | 1 | 0.23819 | 142.1 | 142.1 |  |  |  |  | 0.23819 | 33.8471 |  |  |  |  | 0 | 0
11024 | TIEHVCG_4G | 1 | West | YES | 0.095893 | 147 | 103 | 147 | 0 | 1.012 | CC | 1 | 0.23819 | 147 | 147 |  |  |  |  | 0.23819 | 35.0142 |  |  |  |  | 0 | 0
11020 | TIEHVSG_1G | 1 | West | YES | 0.095893 | 208.2 | 63 | 208.2 | 0 | 1.012 | CC | 1 | 0.23819 | 208.2 | 208.2 |  |  |  |  | 0.23819 | 49.5916 |  |  |  |  | 0 | 0
11025 | TIEHVSG_2G | 1 | West | YES | 0.095893 | 213.2 | 63 | 213.2 | 0 | 1.012 | CC | 1 | 0.23819 | 213.2 | 213.2 |  |  |  |  | 0.23819 | 50.7825 |  |  |  |  | 0 | 0
11001 | NAV1CT | 1 | West | YES | 0.095901 | 70.4 | 18 | 70.4 | 0 | 1.029 | CC | 1 | 0.2382 | 70.4 | 70.4 |  |  |  |  | 0.2382 | 16.7693 |  |  |  |  | 0 | 0
11009 | NAV2CT | 1 | West | YES | 0.095901 | 71.4 | 18 | 71.4 | 0 | 1.029 | CC | 1 | 0.2382 | 71.4 | 71.4 |  |  |  |  | 0.2382 | 17.0075 |  |  |  |  | 0 | 0
11012 | NAV4CT | 1 | West | YES | 0.095901 | 80 | 18 | 80 | 0 | 1.029 | CC | 1 | 0.2382 | 80 | 80 |  |  |  |  | 0.2382 | 19.056 |  |  |  |  | 0 | 0
11013 | NAV5CT | 1 | West | YES | 0.095901 | 80 | 18 | 80 | 0 | 1.029 | CC | 1 | 0.2382 | 80 | 80 |  |  |  |  | 0.2382 | 19.056 |  |  |  |  | 0 | 0
11011 | NAV3ST | 1 | West | YES | 0.095901 | 92.8 | 40 | 92.8 | 0 | 1.029 | CC | 1 | 0.2382 | 92.8 | 92.8 |  |  |  |  | 0.2382 | 22.105 |  |  |  |  | 0 | 0
11014 | NAV6ST | 1 | West | YES | 0.095901 | 115 | 40 | 115 | 0 | 1.029 | CC | 1 | 0.2382 | 115 | 115 |  |  |  |  | 0.2382 | 27.393 |  |  |  |  | 0 | 0
1328 | OCOTILLO_1G | 1 | West | YES | 0.095949 | 11.6 | 0 | 58 |  | 1.01 | Wind | 1 | 0.23825 | 0 | 58 |  |  |  |  | 0.23825 | 13.8184 |  |  |  |  | 0 | 0
1333 | MCDDONAL_8 | 1 | West | YES | 0.096081 | 42.8 | 0 | 214.2 |  | 1.01 | Wind | 1 | 0.23838 | 0 | 214.2 |  |  |  |  | 0.23838 | 51.061 |  |  |  |  | 0 | 0
1327 | WILDHRSE_1G | 1 | West | YES | 0.096244 | 0 | 0 | 120 |  | 1 | Wind | 1 | 0.23854 | 0 | 120 |  |  |  |  | 0.23854 | 28.6251 |  |  |  |  | 0 | 0
1360 | GUNSIGHT_8 | 1 | West | YES | 0.096271 | 0 | 0 | 120 |  | 1.01 | Wind | 1 | 0.23857 | 0 | 120 |  |  |  |  | 0.23857 | 28.6284 |  |  |  |  | 0 | 0
11320 | COYOTE_1G | 1 | West | YES | 0.096473 | 22.5 | 0 | 225 |  | 1 | Wind | 1 | 0.23877 | 0 | 225 |  |  |  |  | 0.23877 | 53.7237 |  |  |  |  | 0 | 0
11309 | BULLCREK_2G | 1 | West | YES | 0.096521 | 20.9 | 0 | 180 |  | 1 | Wind | 1 | 0.23882 | 0 | 180 |  |  |  |  | 0.23882 | 42.9876 |  |  |  |  | 0 | 0
11310 | BULLCREK_1G | 1 | West | YES | 0.096521 | 15.1 | 0 | 180 |  | 1 | Wind | 1 | 0.23882 | 0 | 180 |  |  |  |  | 0.23882 | 42.9876 |  |  |  |  | 0 | 0
1045 | CALENG1G_1G | 1 | West | YES | 0.096534 | 73.4 | 27 | 73.4 | 0 | 1.014 | Cogen | 1 | 0.23883 | 0 | 0 |  |  |  |  | 0.23883 | 0 |  |  |  |  | 0 | 0
1046 | CALENG2G_2G | 2 | West | YES | 0.096534 | 73.4 | 27 | 73.4 | 0 | 1.014 | Cogen | 1 | 0.23883 | 0 | 0 |  |  |  |  | 0.23883 | 0 |  |  |  |  | 0 | 0
1047 | CALENG3G_3G | 3 | West | YES | 0.096534 | 70.4 | 27 | 70.4 | 0 | 1.014 | Cogen | 1 | 0.23883 | 0 | 0 |  |  |  |  | 0.23883 | 0 |  |  |  |  | 0 | 0
11065 | ELBOWCK_1G | 1 | West | YES | 0.096681 | 23.4 | 0 | 121.9 | 0 | 1 | Wind | 1 | 0.23898 | 0 | 121.9 |  |  |  |  | 0.23898 | 29.1317 |  |  |  |  | 0 | 0
1058 | LONGSHORE_5 | 1 | West | YES | 0.096681 | 30 | 0 | 150 |  | 1.01 | Wind | 1 | 0.23898 | 0 | 150 |  |  |  |  | 0.23898 | 35.847 |  |  |  |  | 0 | 0
1058 | LONGSHORE_5 | 2 | West | YES | 0.096681 | 44 | 0 | 220 |  | 1.01 | Wind | 1 | 0.23898 | 0 | 220 |  |  |  |  | 0.23898 | 52.5756 |  |  |  |  | 0 | 0
60072 | HHOLLOW41A | 1 | West | YES | 0.096733 | 23 | 0 | 115 | 0 | 1.025 | Wind | 1 | 0.23903 | 0 | 115 |  |  |  |  | 0.23903 | 27.4887 |  |  |  |  | 0 | 0
60058 | BUFF_GAP1A | 1 | West | YES | 0.096733 | 24 | 0 | 120 |  | 1 | Wind | 1 | 0.23903 | 0 | 120 |  |  |  |  | 0.23903 | 28.6838 |  |  |  |  | 0 | 0
60063 | BUFF_GAP1B | 1 | West | YES | 0.096733 | 34 | 0 | 170.2 | 0 | 1.02 | Wind | 1 | 0.23903 | 0 | 170.2 |  |  |  |  | 0.23903 | 40.6832 |  |  |  |  | 0 | 0
60068 | HHOLLOW21A | 1 | West | YES | 0.096733 | 36.8 | 0 | 184 | 0 | 1.025 | Wind | 1 | 0.23903 | 0 | 184 |  |  |  |  | 0.23903 | 43.9819 |  |  |  |  | 0 | 0
60066 | H_HOLLOW1A | 1 | West | YES | 0.096733 | 44.4 | 0 | 222 | 0 | 1.005 | Wind | 1 | 0.23903 | 0 | 222 |  |  |  |  | 0.23903 | 53.0651 |  |  |  |  | 0 | 0
60070 | HHOLLOW31A | 1 | West | YES | 0.096733 | 44.8 | 0 | 224 | 0 | 1.025 | Wind | 1 | 0.23903 | 0 | 224 |  |  |  |  | 0.23903 | 53.5431 |  |  |  |  | 0 | 0
60060 | CIRELLO | 1 | West | YES | 0.096733 | 46.6 | 0 | 233 | 0 | 1 | Wind | 1 | 0.23903 | 0 | 233 |  |  |  |  | 0.23903 | 55.6944 |  |  |  |  | 0 | 0
1044 | MRGNFG_6G | F | West | YES | 0.096772 | 66 | 66 | 66 | 0 | 1.029 | GGT | 1 | 0.23907 | 66 | 66 |  |  |  |  | 0.23907 | 15.7787 |  |  |  |  | 0 | 0
1042 | MRGNDG_4G | D | West | YES | 0.096772 | 68 | 68 | 68 | 0 | 1.029 | GGT | 1 | 0.23907 | 68 | 68 |  |  |  |  | 0.23907 | 16.2568 |  |  |  |  | 0 | 0
1039 | MRGNAG_1G | A | West | YES | 0.096772 | 69 | 69 | 69 | 0 | 1.029 | GGT | 1 | 0.23907 | 69 | 69 |  |  |  |  | 0.23907 | 16.4959 |  |  |  |  | 0 | 0
1041 | MRGNCG_3G | C | West | YES | 0.096772 | 69 | 69 | 70 | 0 | 1.029 | GGT | 1 | 0.23907 | 70 | 70 |  |  |  |  | 0.23907 | 16.735 |  |  |  |  | 0 | 0
1043 | MRGNEG_5G | E | West | YES | 0.096772 | 68 | 68 | 70 | 0 | 1.029 | GGT | 1 | 0.23907 | 70 | 70 |  |  |  |  | 0.23907 | 16.735 |  |  |  |  | 0 | 0
1040 | MRGNBG_2G | B | West | YES | 0.096772 | 70 | 70 | 71 | 0 | 1.029 | GGT | 1 | 0.23907 | 71 | 71 |  |  |  |  | 0.23907 | 16.974 |  |  |  |  | 0 | 0
1037 | MORGAN5G_5G | 5 | West | YES | 0.096772 | 109.6 | 40 | 137 | 0 | 1.029 | GST | 1 | 0.23907 | 137 | 137 |  |  |  |  | 0.23907 | 32.7527 |  |  |  |  | 0 | 0
6637 | SNYDERW1A | 1 | West | YES | 0.0968 | 12.6 | 0 | 63 | 0 | 1.025 | Wind | 1 | 0.2391 | 0 | 63 |  |  |  |  | 0.2391 | 15.0632 |  |  |  |  | 0 | 0
1073 | SCURRYCW_2G | 2 | West | YES | 0.09685 | 24 | 0 | 120 | 0 | 1.0217 | Wind | 1 | 0.23915 | 0 | 120 |  |  |  |  | 0.23915 | 28.6979 |  |  |  |  | 0 | 0
1068 | SCURRYCW_1G | 1 | West | YES | 0.09685 | 28.2 | 1.3 | 141 | 0 | 1.0217 | Wind | 1 | 0.23915 | 0 | 141 |  |  |  |  | 0.23915 | 33.72 |  |  |  |  | 0 | 0
1069 | KINDERMG_1G | 1 | West | YES | 0.096858 | 25 | 5 | 25 | 0 | 1.017 | Cogen | 1 | 0.23916 | 0 | 0 |  |  |  |  | 0.23916 | 0 |  |  |  |  | 0 | 0
1070 | KINDERMG_2G | 1 | West | YES | 0.096858 | 45.7 | 12 | 45.7 | 0 | 1.017 | Cogen | 1 | 0.23916 | 0 | 0 |  |  |  |  | 0.23916 | 0 |  |  |  |  | 0 | 0
1071 | KINDERMG_3G | 1 | West | YES | 0.096858 | 45.7 | 12 | 45.7 | 0 | 1.017 | Cogen | 1 | 0.23916 | 0 | 0 |  |  |  |  | 0.23916 | 0 |  |  |  |  | 0 | 0
1062 | CIELOGEN_2G | 1 | West | YES | 0.096858 | 12.2 | 0 | 61 |  | 1 | Wind | 1 | 0.23916 | 0 | 61 |  |  |  |  | 0.23916 | 14.5886 |  |  |  |  | 0 | 0
1061 | CIELOGEN_1G | 1 | West | YES | 0.096858 | 19.8 | 0 | 99 |  | 1 | Wind | 1 | 0.23916 | 0 | 99 |  |  |  |  | 0.23916 | 23.6765 |  |  |  |  | 0 | 0
48510 | AK_GT1__8040 | 1 | Houston | YES | -0.12698 | 33.4 | 8.1 | 34 |  | 1.029 | Cogen | -1 | 0.23917 | 0 | 0 |  |  | 0 | 0 | -0.23917 | 0 |  |  |  |  | 0 | 0
36998 | RDCNYNG1 | 1 | West | YES | 0.096989 | 16.8 | 0 | 84 |  | 1.01 | Wind | 1 | 0.23929 | 0 | 84 |  |  |  |  | 0.23929 | 20.1002 |  |  |  |  | 0 | 0
1354 | AEPWIND_8 | 1 | West | YES | 0.09707 | 20.2 | 0 | 101 |  | 1 | Wind | 1 | 0.23937 | 0 | 101 |  |  |  |  | 0.23937 | 24.1763 |  |  |  |  | 0 | 0
1343 | TRENTIPP_8 | 1 | West | YES | 0.09707 | 30 | 0 | 150 |  | 1.014 | Wind | 1 | 0.23937 | 0 | 150 |  |  |  |  | 0.23937 | 35.9053 |  |  |  |  | 0 | 0
6407 | TURKTRAK1A | 1 | West | YES | 0.097219 | 33.9 | 0 | 169.5 | 0 | 1.025 | Wind | 1 | 0.23952 | 0 | 169.5 |  |  |  |  | 0.23952 | 40.5983 |  |  |  |  | 0 | 0
71051 | L_BITTCR1_1N | W1 | West | YES | 0.097547 | 7.5 | 0 | 37.5 |  | 1.02 | Wind | 1 | 0.23985 | 0 | 37.5 |  |  |  |  | 0.23985 | 8.9942 |  |  |  |  | 0 | 0
71061 | L_SWEETW1_5N | W1 | West | YES | 0.097547 | 16.1 | 0 | 80.5 | 0 | 1.02 | Wind | 1 | 0.23985 | 0 | 80.5 |  |  |  |  | 0.23985 | 19.3076 |  |  |  |  | 0 | 0
71060 | L_SWEETW1_4N | W1 | West | YES | 0.097547 | 21 | 0 | 105 | 0 | 1.02 | Wind | 1 | 0.23985 | 0 | 105 |  |  |  |  | 0.23985 | 25.1838 |  |  |  |  | 0 | 0
71054 | L_SWEETW1_1N | W1 | West | YES | 0.097547 | 21.5 | 0 | 107.5 |  | 1.02 | Wind | 1 | 0.23985 | 0 | 107.5 |  |  |  |  | 0.23985 | 25.7834 |  |  |  |  | 0 | 0
71059 | L_SWEETW1_3N | W1 | West | YES | 0.097547 | 23.8 | 0 | 119 | 0 | 1.02 | Wind | 1 | 0.23985 | 0 | 119 |  |  |  |  | 0.23985 | 28.5417 |  |  |  |  | 0 | 0
71057 | L_SWEETW1_2N | W1 | West | YES | 0.097547 | 27 | 0 | 135 |  | 1.02 | Wind | 1 | 0.23985 | 0 | 135 |  |  |  |  | 0.23985 | 32.3792 |  |  |  |  | 0 | 0
6144 | MCADOO1A | 1 | West | YES | 0.097566 | 15 | 0 | 150 | 0 | 1.025 | Wind | 1 | 0.23986 | 0 | 150 |  |  |  |  | 0.23986 | 35.9797 |  |  |  |  | 0 | 0
11057 | CHAMPION_1G | 1 | West | YES | 0.097584 | 25.3 | 0 | 126.5 |  | 1 | Wind | 1 | 0.23988 | 0 | 126.5 |  |  |  |  | 0.23988 | 30.3452 |  |  |  |  | 0 | 0
11059 | INADALE_1G | 1 | West | YES | 0.097584 | 39.4 | 0 | 197 |  | 1 | Wind | 1 | 0.23988 | 0 | 197 |  |  |  |  | 0.23988 | 47.2569 |  |  |  |  | 0 | 0
11056 | ROSCOE_1G | 1 | West | YES | 0.097584 | 41.8 | 0 | 209 |  | 1 | Wind | 1 | 0.23988 | 0 | 209 |  |  |  |  | 0.23988 | 50.1355 |  |  |  |  | 0 | 0
11058 | PYRON_1G | 1 | West | YES | 0.097584 | 49.8 | 0 | 249 |  | 1 | Wind | 1 | 0.23988 | 0 | 249 |  |  |  |  | 0.23988 | 59.7308 |  |  |  |  | 0 | 0
1643 | SLSTR1PP_1G | 1 | North | YES | 0.097868 | 6 | 0 | 60 | 0 | 1.022 | Wind | 1 | 0.24017 | 0 | 60 | 5.8721 | 60 |  |  | 0.24017 | 14.41 |  |  |  |  | 0 | 0
1416 | SWETWATR_1G | 1 | West | YES | 0.097932 | 30 | 18 | 30 | 0 | 1.026 | CC | 1 | 0.24023 | 30 | 30 |  |  |  |  | 0.24023 | 7.2069 |  |  |  |  | 0 | 0
1419 | SWETWATR_4G | 4 | West | YES | 0.097932 | 61 | 36 | 61 | 0 | 1.026 | CC | 1 | 0.24023 | 61 | 61 |  |  |  |  | 0.24023 | 14.6541 |  |  |  |  | 0 | 0
1418 | SWETWATR_3G | 3 | West | YES | 0.097932 | 68 | 36 | 68 | 0 | 1.026 | CC | 1 | 0.24023 | 68 | 68 |  |  |  |  | 0.24023 | 16.3357 |  |  |  |  | 0 | 0
1417 | SWETWATR_2G | 2 | West | YES | 0.097932 | 72 | 36 | 72 | 0 | 1.026 | CC | 1 | 0.24023 | 72 | 72 |  |  |  |  | 0.24023 | 17.2966 |  |  |  |  | 0 | 0
60081 | WHRLWIND1A | 1 | West | YES | 0.098325 | 12 | 0 | 60 | 0 | 1.03 | Wind | 1 | 0.24062 | 0 | 60 |  |  |  |  | 0.24062 | 14.4374 |  |  |  |  | 0 | 0
1437 | MESQUITW_1G | 1 | North | YES | 0.09955 | 40 | 0 | 400 | 0 | 1.023 | Wind | 1 | 0.24185 | 0 | 400 | 39.82 | 400 |  |  | 0.24185 | 96.7396 |  |  |  |  | 0 | 0
1438 | MESQUITW_2G | 1 | North | YES | 0.099553 | 23.6 | 0 | 236 |  | 1.017 | Wind | 1 | 0.24185 | 0 | 236 | 23.4945 | 236 |  |  | 0.24185 | 57.0771 |  |  |  |  | 0 | 0
1442 | COKFIELD_5 | 1 | North | YES | 0.10019 | 16.5 | 0 | 165 |  | 1.029 | Wind | 1 | 0.24249 | 0 | 165 | 16.5317 | 165 |  |  | 0.24249 | 40.011 |  |  |  |  | 0 | 0
6100 | OKLA7A | EQ | West | YES | 0.1007 | 50 | -220 | 220 | 0 | 1.035 | DCTie | 1 | 0.243 | 0 | 0 |  |  |  |  | 0.243 | 0 |  |  |  |  | 0 | 0
6752 | OKLA0A | 1 | West | YES | 0.1007 | 649.7 | 175 | 649.7 | 0 | 1.035 | LIGCO | 1 | 0.243 | 0 | 649.7 |  |  |  |  | 0.243 | 157.8777 |  |  |  |  | 0 | 0
1433 | GRHAMSES_1G | 1 | North | YES | 0.10164 | 242 | 60 | 242 | 0 | 1.038 | GST | 1 | 0.24394 | 242 | 242 | 24.5964 | 242 |  |  | 0.24394 | 59.0327 |  |  |  |  | 0 | 0
332 | RWMILLER01 | 1 | North | YES | 0.10172 | 58.4 | 18.5 | 73 | 0 | 1.04 | GST | 1 | 0.24402 | 73 | 73 | 7.4256 | 73 |  |  | 0.24402 | 17.8134 |  |  |  |  | 0 | 0
336 | RWMILLER05 | 5 | North | YES | 0.10172 | 80.8 | 0 | 101 | 0 | 1.04 | GST | 1 | 0.24402 | 101 | 101 | 10.2737 | 101 |  |  | 0.24402 | 24.6459 |  |  |  |  | 0 | 0
335 | RWMILLER04 | 4 | North | YES | 0.10172 | 81.6 | 0 | 102 | 0 | 1.04 | GST | 1 | 0.24402 | 102 | 102 | 10.3754 | 102 |  |  | 0.24402 | 24.8899 |  |  |  |  | 0 | 0
333 | RWMILLER02 | 2 | North | YES | 0.10172 | 95.2 | 37 | 119 | 0 | 1.04 | GST | 1 | 0.24402 | 119 | 119 | 12.1047 | 119 |  |  | 0.24402 | 29.0383 |  |  |  |  | 0 | 0
334 | RWMILLER03 | 3 | North | YES | 0.10172 | 166.4 | 65 | 208 | 0 | 1.04 | GST | 1 | 0.24402 | 208 | 208 | 21.1578 | 208 |  |  | 0.24402 | 50.7559 |  |  |  |  | 0 | 0
1432 | GRHAMSES_2G | 2 | North | YES | 0.10222 | 294.9 | 90 | 366 | 0 | 1.014 | GST | 1 | 0.24451 | 366 | 366 | 37.4107 | 366 |  |  | 0.24451 | 89.4921 |  |  |  |  | 0 | 0
1479 | WFCOGEN_1G | 1 | North | YES | 0.1023 | 16 | 12 | 20 | 0 | 1 | Cogen | 1 | 0.2446 | 0 | 0 | 0 | 0 |  |  | 0.2446 | 0 |  |  |  |  | 0 | 0
1479 | WFCOGEN_1G | 2 | North | YES | 0.1023 | 16 | 12 | 20 | 0 | 1 | Cogen | 1 | 0.2446 | 0 | 0 | 0 | 0 |  |  | 0.2446 | 0 |  |  |  |  | 0 | 0
1482 | WFCOGEN_2G | 1 | North | YES | 0.1023 | 16 | 12 | 20 | 0 | 1 | Cogen | 1 | 0.2446 | 0 | 0 | 0 | 0 |  |  | 0.2446 | 0 |  |  |  |  | 0 | 0
1482 | WFCOGEN_2G | 2 | North | YES | 0.1023 | 13.6 | 12 | 17 | 0 | 1 | Cogen | 1 | 0.2446 | 0 | 0 | 0 | 0 |  |  | 0.2446 | 0 |  |  |  |  | 0 | 0
1600 | BARTNWND_1G | 1 | North | YES | 0.10245 | 12 | 0 | 120 | 0 | 1.022 | Wind | 1 | 0.24475 | 0 | 120 | 12.2941 | 120 |  |  | 0.24475 | 29.37 |  |  |  |  | 0 | 0
344 | MRSSHPRD | 1 | North | YES | 0.1026 | 0 | 0 | 12 |  | 1.03 | Hydro | 1 | 0.2449 | 0 | 0 | 0 | 0 |  |  | 0.2449 | 0 |  |  |  |  | 0 | 0
345 | MRSSHPRD01 | 2 | North | YES | 0.1026 | 0 | 0 | 12 |  | 1.03 | Hydro | 1 | 0.2449 | 0 | 0 | 0 | 0 |  |  | 0.2449 | 0 |  |  |  |  | 0 | 0
366 | JNSNCNTY802 | 1 | North | YES | 0.10293 | 168 | 20 | 168 | 0 | 1.02 | Cogen | 1 | 0.24523 | 0 | 0 | 0 | 0 |  |  | 0.24523 | 0 |  |  |  |  | 0 | 0
367 | JNSNCNTY802 | 2 | North | YES | 0.10293 | 90 | 20 | 90 | 0 | 1.02 | Cogen | 1 | 0.24523 | 0 | 0 | 0 | 0 |  |  | 0.24523 | 0 |  |  |  |  | 0 | 0
1895 | DECRDOVA_5G | D | North | YES | 0.10354 | 65 | 65 | 68 | 0 | 1.025 | GGT | 1 | 0.24584 | 68 | 68 | 7.0409 | 68 |  |  | 0.24584 | 16.7173 |  |  |  |  | 0 | 0
1893 | DECRDOVA_3G | B | North | YES | 0.10354 | 65 | 65 | 69 | 0 | 1.025 | GGT | 1 | 0.24584 | 69 | 69 | 7.1445 | 69 |  |  | 0.24584 | 16.9631 |  |  |  |  | 0 | 0
1894 | DECRDOVA_4G | C | North | YES | 0.10354 | 65 | 65 | 69 | 0 | 1.025 | GGT | 1 | 0.24584 | 69 | 69 | 7.1445 | 69 |  |  | 0.24584 | 16.9631 |  |  |  |  | 0 | 0
1892 | DECRDOVA_2G | A | North | YES | 0.10354 | 65 | 65 | 70 | 0 | 1.025 | GGT | 1 | 0.24584 | 70 | 70 | 7.248 | 70 |  |  | 0.24584 | 17.2089 |  |  |  |  | 0 | 0
503 | NTHTEXAS01 | 1 | North | YES | 0.10356 | 0 | 5 | 18 |  | 1.015 | GST | 1 | 0.24586 | 18 | 18 | 1.8641 | 18 |  |  | 0.24586 | 4.4255 |  |  |  |  | 0 | 0
504 | NTHTEXAS02 | 2 | North | YES | 0.10356 | 14.4 | 5 | 18 |  | 1.015 | GST | 1 | 0.24586 | 18 | 18 | 1.8641 | 18 |  |  | 0.24586 | 4.4255 |  |  |  |  | 0 | 0
505 | NTHTEXAS03 | 3 | North | YES | 0.10356 | 30.4 | 15 | 38 |  | 1.015 | GST | 1 | 0.24586 | 38 | 38 | 3.9353 | 38 |  |  | 0.24586 | 9.3427 |  |  |  |  | 0 | 0
38580 | TNBP_CGN1_8 | 1 | Houston | YES | -0.13416 | 70.8 | 0 | 70.8 | 0 | 1.005 | Cogen | -1 | 0.24635 | 0 | 0 |  |  | 0 | 0 | -0.24635 | 0 |  |  |  |  | 0 | 0
38590 | TNBP_CGN2_8 | 2 | Houston | YES | -0.13416 | 66.7 | 0 | 66.7 | 0 | 1.005 | Cogen | -1 | 0.24635 | 0 | 0 |  |  | 0 | 0 | -0.24635 | 0 |  |  |  |  | 0 | 0
38600 | TNBP_CGN3_8 | 5 | Houston | YES | -0.13416 | 53 | 0 | 53 | 0 | 1.005 | Cogen | -1 | 0.24635 | 0 | 0 |  |  | 0 | 0 | -0.24635 | 0 |  |  |  |  | 0 | 0
38611 | TNBPAMCG1_8 | 1 | Houston | YES | -0.13416 | 153.2 | 0 | 153.2 | 0 | 1.005 | Cogen | -1 | 0.24635 | 0 | 0 |  |  | 0 | 0 | -0.24635 | 0 |  |  |  |  | 0 | 0
38612 | TNBPAMCG2_8 | 2 | Houston | YES | -0.13416 | 153.5 | 0 | 153.5 | 0 | 1.005 | Cogen | -1 | 0.24635 | 0 | 0 |  |  | 0 | 0 | -0.24635 | 0 |  |  |  |  | 0 | 0
38613 | TNBPAMCG3_8 | 3 | Houston | YES | -0.13416 | 152.3 | 0 | 152.3 | 0 | 1.005 | Cogen | -1 | 0.24635 | 0 | 0 |  |  | 0 | 0 | -0.24635 | 0 |  |  |  |  | 0 | 0
38614 | TNBPAMCG4_8 | 4 | Houston | YES | -0.13416 | 96 | 0 | 96 |  | 1.005 | Cogen | -1 | 0.24635 | 0 | 0 |  |  | 0 | 0 | -0.24635 | 0 |  |  |  |  | 0 | 0
38615 | TNBPAMCG5_8 | 1 | Houston | YES | -0.13416 | 244 | 0 | 244 | 0 | 1.005 | Cogen | -1 | 0.24635 | 0 | 0 |  |  | 0 | 0 | -0.24635 | 0 |  |  |  |  | 0 | 0
38690 | TNBP_CGN4_8 | 3 | Houston | YES | -0.13416 | 40 | 0 | 40 |  | 1.005 | Cogen | -1 | 0.24635 | 0 | 0 |  |  | 0 | 0 | -0.24635 | 0 |  |  |  |  | 0 | 0
38711 | TNTXCTY1CG8 | 1 | Houston | YES | -0.13416 | 100.3 | 59 | 100.3 | 0 | 1 | Cogen | -1 | 0.24635 | 0 | 0 |  |  | 0 | 0 | -0.24635 | 0 |  |  |  |  | 0 | 0
38712 | TNTXCTY2CG8 | 1 | Houston | YES | -0.13416 | 92.9 | 59 | 92.9 | 0 | 1 | Cogen | -1 | 0.24635 | 0 | 0 |  |  | 0 | 0 | -0.24635 | 0 |  |  |  |  | 0 | 0
38713 | TNTXCTY3CG8 | 1 | Houston | YES | -0.13416 | 102.7 | 59 | 102.7 | 0 | 1 | Cogen | -1 | 0.24635 | 0 | 0 |  |  | 0 | 0 | -0.24635 | 0 |  |  |  |  | 0 | 0
38714 | TNTXCTY4CG8 | 1 | Houston | YES | -0.13416 | 103 | 59 | 103 | 0 | 1 | Cogen | -1 | 0.24635 | 0 | 0 |  |  | 0 | 0 | -0.24635 | 0 |  |  |  |  | 0 | 0
39470 | TNDOWCGNSG8 | 1 | Houston | YES | -0.13416 | 32 | 10 | 32 | 0 | 0.985 | Cogen | -1 | 0.24635 | 0 | 0 |  |  | 0 | 0 | -0.24635 | 0 |  |  |  |  | 0 | 0
39480 | TNDOWCGNGG8 | 1 | Houston | YES | -0.13416 | 30 | 10 | 30 | 0 | 0.985 | Cogen | -1 | 0.24635 | 0 | 0 |  |  | 0 | 0 | -0.24635 | 0 |  |  |  |  | 0 | 0
1898 | COMCHEPK_1G | 1 | North | YES | 0.10407 | 1217 | 1150 | 1217 | 0 | 1.032 | Nuc | 1 | 0.24636 | 0 | 0 | 0 | 0 |  |  | 0.24636 | 0 |  |  |  |  | 0 | 0
1899 | COMCHEPK_2G | 2 | North | YES | 0.10407 | 1159 | 1128 | 1159 | 0 | 1.032 | Nuc | 1 | 0.24636 | 0 | 0 | 0 | 0 |  |  | 0.24636 | 0 |  |  |  |  | 0 | 0
1453 | WCPWRCO_1G | 1 | North | YES | 0.10419 | 204 | 50 | 204 | 0 | 1.02 | CC | 1 | 0.24649 | 204 | 204 | 21.2556 | 204 |  |  | 0.24649 | 50.2846 |  |  |  |  | 0 | 0
1454 | WCPWRCO_2G | 2 | North | YES | 0.10419 | 204 | 50 | 204 | 0 | 1.02 | CC | 1 | 0.24649 | 204 | 204 | 21.2556 | 204 |  |  | 0.24649 | 50.2846 |  |  |  |  | 0 | 0
1455 | WCPWRCO_3G | 3 | North | YES | 0.10419 | 242 | 50 | 242 |  | 1.02 | CC | 1 | 0.24649 | 242 | 242 | 25.2149 | 242 |  |  | 0.24649 | 59.6513 |  |  |  |  | 0 | 0
1878 | WLFHOLW_2G | 2 | North | YES | 0.10435 | 215.7 | 105 | 215.7 | 0 | 1.032 | CC | 1 | 0.24665 | 215.7 | 215.7 | 22.5081 | 215.7 |  |  | 0.24665 | 53.202 |  |  |  |  | 0 | 0
1877 | WLFHOLW_1G | 1 | North | YES | 0.10435 | 217.3 | 89.2 | 217.3 | 0 | 1.032 | CC | 1 | 0.24665 | 217.3 | 217.3 | 22.675 | 217.3 |  |  | 0.24665 | 53.5966 |  |  |  |  | 0 | 0
1879 | WLFHOLW_3G | 3 | North | YES | 0.10435 | 272.4 | 89.2 | 272.4 | 0 | 1.032 | CC | 1 | 0.24665 | 272.4 | 272.4 | 28.4247 | 272.4 |  |  | 0.24665 | 67.1869 |  |  |  |  | 0 | 0
1889 | DECRDOVA_1G | 1 | North | YES | 0.10455 | 779 | 255 | 779 | 0 | 1.02 | GSC | 1 | 0.24685 | 779 | 779 | 81.4437 | 779 |  |  | 0.24685 | 192.2945 |  |  |  |  | 0 | 0
581 | JCKCNTY802 | 2 | North | YES | 0.10487 | 147 | 0 | 147 | 0 | 1.022 | CC | 1 | 0.24717 | 147 | 147 | 15.4166 | 147 |  |  | 0.24717 | 36.3346 |  |  |  |  | 0 | 0
582 | JCKCNTY803 | 3 | North | YES | 0.10487 | 147 | 0 | 147 | 0 | 1.022 | CC | 1 | 0.24717 | 147 | 147 | 15.4166 | 147 |  |  | 0.24717 | 36.3346 |  |  |  |  | 0 | 0
580 | JCKCNTY801 | 1 | North | YES | 0.10487 | 288 | 0 | 288 | 0 | 1.022 | CC | 1 | 0.24717 | 288 | 288 | 30.204 | 288 |  |  | 0.24717 | 71.1861 |  |  |  |  | 0 | 0
1944 | MDLTHELP_4G | 4 | North | YES | 0.1053 | 211 | 74 | 211 | 0 | 1 | CC | 1 | 0.24759 | 211 | 211 | 22.2175 | 211 |  |  | 0.24759 | 52.2425 |  |  |  |  | 0 | 0
1943 | MDLTHELP_3G | 3 | North | YES | 0.1053 | 212 | 74 | 212 | 0 | 1 | CC | 1 | 0.24759 | 212 | 212 | 22.3228 | 212 |  |  | 0.24759 | 52.4901 |  |  |  |  | 0 | 0
1937 | MDLTHELP_5G | 5 | North | YES | 0.1053 | 224 | 74 | 224 | 0 | 1 | CC | 1 | 0.24759 | 224 | 224 | 23.5863 | 224 |  |  | 0.24759 | 55.4613 |  |  |  |  | 0 | 0
1938 | MDLTHELP_6G | 6 | North | YES | 0.1053 | 226 | 74 | 226 | 0 | 1 | CC | 1 | 0.24759 | 226 | 226 | 23.7969 | 226 |  |  | 0.24759 | 55.9565 |  |  |  |  | 0 | 0
1861 | EAGLEMNT_1G | MB | North | YES | 0.10593 | 0 | 30 | 112 |  | 1.022 | GST | 1 | 0.24823 | 0 | 0 | 0 | 0 |  |  | 0.24823 | 0 |  |  |  |  | 0 | 0
1862 | EAGLEMNT_2G | MB | North | YES | 0.10593 | 0 | 40 | 100 |  | 1.022 | GST | 1 | 0.24823 | 0 | 0 | 0 | 0 |  |  | 0.24823 | 0 |  |  |  |  | 0 | 0
1863 | EAGLEMNT_3G | MB | North | YES | 0.10593 | 0 | 50 | 378 |  | 1.022 | GST | 1 | 0.24823 | 0 | 0 | 0 | 0 |  |  | 0.24823 | 0 |  |  |  |  | 0 | 0
728 | WOLFRIDGE801 | 1 | North | YES | 0.10634 | 11.2 | 0 | 112.5 | 0 | 0.99 | Wind | 1 | 0.24864 | 0 | 112.5 | 11.9638 | 112.5 |  |  | 0.24864 | 27.9724 |  |  |  |  | 0 | 0
1942 | MDLTHELP_2G | 2 | North | YES | 0.10637 | 216.1 | 74 | 216.1 | 0 | 1 | CC | 1 | 0.24867 | 216.1 | 216.1 | 22.9876 | 216.1 |  |  | 0.24867 | 53.7384 |  |  |  |  | 0 | 0
1941 | MDLTHELP_1G | 1 | North | YES | 0.10637 | 216.4 | 74 | 216.4 | 0 | 1 | CC | 1 | 0.24867 | 216.4 | 216.4 | 23.0195 | 216.4 |  |  | 0.24867 | 53.813 |  |  |  |  | 0 | 0
1947 | HANDLEY_3G | 3 | North | YES | 0.10638 | 316 | 100 | 395 | 0 | 1.022 | GST | 1 | 0.24868 | 395 | 395 | 42.0209 | 395 |  |  | 0.24868 | 98.229 |  |  |  |  | 0 | 0
1949 | HANDLEY_5G | 5 | North | YES | 0.10638 | 348 | 150 | 435 | 0 | 1.022 | GST | 1 | 0.24868 | 435 | 435 | 46.2762 | 435 |  |  | 0.24868 | 108.1762 |  |  |  |  | 0 | 0
1948 | HANDLEY_4G | 4 | North | YES | 0.10656 | 348 | 150 | 435 | 0 | 1.022 | GST | 1 | 0.24886 | 435 | 435 | 46.3549 | 435 |  |  | 0.24886 | 108.2549 |  |  |  |  | 0 | 0
48772 | PHR_GN2_2 | MB | Houston | YES | -0.13712 | 0 | 72 | 459 |  | 1.0362 | GSC | -1 | 0.24931 | 0 | 0 |  |  | 0 | 0 | -0.24931 | 0 |  |  |  |  | 0 | 0
923 | SPENCER_G4 | 1 | North | YES | 0.10734 | 48 | 20 | 61 | 0 | 1.03 | GST | 1 | 0.24964 | 61 | 61 | 6.5476 | 61 |  |  | 0.24964 | 15.2278 |  |  |  |  | 0 | 0
924 | SPENCER_G5 | 1 | North | YES | 0.10734 | 52 | 20 | 66 | 0 | 1.03 | GST | 1 | 0.24964 | 66 | 66 | 7.0842 | 66 |  |  | 0.24964 | 16.476 |  |  |  |  | 0 | 0
48561 | CTL_GT2_8130 | 1 | Houston | YES | -0.13925 | 73.5 | 30.3 | 91.9 |  | 1.0362 | Cogen | -1 | 0.25144 | 0 | 0 |  |  | 0 | 0 | -0.25144 | 0 |  |  |  |  | 0 | 0
48562 | CTL_GT3_8135 | 2 | Houston | YES | -0.13925 | 70.1 | 30.3 | 87.6 |  | 1.0362 | Cogen | -1 | 0.25144 | 0 | 0 |  |  | 0 | 0 | -0.25144 | 0 |  |  |  |  | 0 | 0
48563 | CTL_GT4_8140 | 3 | Houston | YES | -0.13925 | 69.6 | 30.3 | 87 |  | 1.0362 | Cogen | -1 | 0.25144 | 0 | 0 |  |  | 0 | 0 | -0.25144 | 0 |  |  |  |  | 0 | 0
48564 | CTL_GN1_8145 | 4 | Houston | YES | -0.13925 | 43.6 | 12.9 | 54.5 |  | 1.0362 | Cogen | -1 | 0.25144 | 0 | 0 |  |  | 0 | 0 | -0.25144 | 0 |  |  |  |  | 0 | 0
48565 | CTL_GN2_8155 | 5 | Houston | YES | -0.13925 | 9.8 | 3.4 | 12.2 |  | 1.0362 | Cogen | -1 | 0.25144 | 0 | 0 |  |  | 0 | 0 | -0.25144 | 0 |  |  |  |  | 0 | 0
12323 | ENNSTRAC_2G | 2 | North | YES | 0.10917 | 116 | 100 | 116 | 0 | 1.036 | CC | 1 | 0.25147 | 116 | 116 | 12.6643 | 116 |  |  | 0.25147 | 29.171 |  |  |  |  | 0 | 0
12322 | ENNSTRAC_1G | 1 | North | YES | 0.10917 | 196 | 130 | 196 | 0 | 1.036 | CC | 1 | 0.25147 | 196 | 196 | 21.3983 | 196 |  |  | 0.25147 | 49.2889 |  |  |  |  | 0 | 0
2381 | NTHLK1_G | 1 | North | YES | 0.10921 | 0 | 35 | 156 |  | 1.022 | GST | 1 | 0.25151 | 156 | 156 | 17.0363 | 156 |  |  | 0.25151 | 39.2349 |  |  |  |  | 0 | 0
2382 | NTHLK2_G | 2 | North | YES | 0.10921 | 0 | 35 | 181 |  | 1.022 | GST | 1 | 0.25151 | 181 | 181 | 19.7665 | 181 |  |  | 0.25151 | 45.5226 |  |  |  |  | 0 | 0
2383 | NTHLK3_G | 3 | North | YES | 0.10921 | 0 | 50 | 329 |  | 1.022 | GST | 1 | 0.25151 | 329 | 329 | 35.9291 | 329 |  |  | 0.25151 | 82.7454 |  |  |  |  | 0 | 0
2371 | COLLIN_1G | MB | North | YES | 0.1094 | 0 | 40 | 138 |  | 1.022 | GST | 1 | 0.2517 | 0 | 0 | 0 | 0 |  |  | 0.2517 | 0 |  |  |  |  | 0 | 0
48531 | BYU_GT1_8075 | 1 | Houston | YES | -0.13997 | 65 | 0 | 65 |  | 1.0362 | Cogen | -1 | 0.25216 | 0 | 0 |  |  | 0 | 0 | -0.25216 | 0 |  |  |  |  | 0 | 0
48532 | BYU_GT2_8055 | 2 | Houston | YES | -0.13997 | 62 | 0 | 62 |  | 1.0362 | Cogen | -1 | 0.25216 | 0 | 0 |  |  | 0 | 0 | -0.25216 | 0 |  |  |  |  | 0 | 0
48533 | BYU_GT3_8060 | 3 | Houston | YES | -0.13997 | 67 | 0 | 67 |  | 1.0362 | Cogen | -1 | 0.25216 | 0 | 0 |  |  | 0 | 0 | -0.25216 | 0 |  |  |  |  | 0 | 0
48534 | BYU_GT4_8065 | 4 | Houston | YES | -0.13997 | 65 | 0 | 65 |  | 1.0362 | Cogen | -1 | 0.25216 | 0 | 0 |  |  | 0 | 0 | -0.25216 | 0 |  |  |  |  | 0 | 0
6948 | DENISNDM | 1 | North | YES | 0.10995 | 40 | 5 | 40 |  | 1.015 | Hydro | 1 | 0.25225 | 0 | 0 | 0 | 0 |  |  | 0.25225 | 0 |  |  |  |  | 0 | 0
6948 | DENISNDM | 2 | North | YES | 0.10995 | 31 | 5 | 40 |  | 1.015 | Hydro | 1 | 0.25225 | 0 | 0 | 0 | 0 |  |  | 0.25225 | 0 |  |  |  |  | 0 | 0
2414 | MTCK7_G | 7 | North | YES | 0.11012 | 0 | 30 | 115 |  | 1.022 | GST | 1 | 0.25242 | 115 | 115 | 12.6637 | 115 |  |  | 0.25242 | 29.0281 |  |  |  |  | 0 | 0
2413 | MTCK6_G | 6 | North | YES | 0.11012 | 0 | 30 | 118 |  | 1.022 | GST | 1 | 0.25242 | 118 | 118 | 12.994 | 118 |  |  | 0.25242 | 29.7853 |  |  |  |  | 0 | 0
2417 | MTCK8_G | 8 | North | YES | 0.11012 | 444.8 | 60 | 556 | 0 | 1.022 | GSC | 1 | 0.25242 | 556 | 556 | 61.2262 | 556 |  |  | 0.25242 | 140.3444 |  |  |  |  | 0 | 0
1687 | VALLEY_1G | 1 | North | YES | 0.11013 | 136 | 15 | 170 | 0 | 1.029 | GST | 1 | 0.25243 | 170 | 170 | 18.7216 | 170 |  |  | 0.25243 | 42.9124 |  |  |  |  | 0 | 0
1688 | VALLEY_2G | 2 | North | YES | 0.11013 | 527 | 90 | 527 | 0 | 1.029 | GSC | 1 | 0.25243 | 527 | 527 | 58.0369 | 527 |  |  | 0.25243 | 133.0285 |  |  |  |  | 0 | 0
11691 | KMICHICT1_G | 1 | North | YES | 0.11035 | 144 | 80 | 144 | 0 | 1.026 | CC | 1 | 0.25265 | 144 | 144 | 15.8905 | 144 |  |  | 0.25265 | 36.3816 |  |  |  |  | 0 | 0
11694 | KMICHICT4_G | 4 | North | YES | 0.11035 | 144 | 80 | 144 | 0 | 1.026 | CC | 1 | 0.25265 | 144 | 144 | 15.8905 | 144 |  |  | 0.25265 | 36.3816 |  |  |  |  | 0 | 0
11692 | KMICHICT2_G | 2 | North | YES | 0.11035 | 146 | 80 | 146 | 0 | 1.026 | CC | 1 | 0.25265 | 146 | 146 | 16.1112 | 146 |  |  | 0.25265 | 36.8869 |  |  |  |  | 0 | 0
11695 | KMICHICT5_G | 5 | North | YES | 0.11035 | 148 | 80 | 148 | 0 | 1.026 | CC | 1 | 0.25265 | 148 | 148 | 16.3319 | 148 |  |  | 0.25265 | 37.3922 |  |  |  |  | 0 | 0
11696 | KMICHIST6_G | 6 | North | YES | 0.11035 | 310 | 60 | 310 | 0 | 1.026 | CC | 1 | 0.25265 | 310 | 310 | 34.2088 | 310 |  |  | 0.25265 | 78.3215 |  |  |  |  | 0 | 0
11693 | KMICHIST3_G | 3 | North | YES | 0.11035 | 312 | 60 | 312 | 0 | 1.026 | CC | 1 | 0.25265 | 312 | 312 | 34.4295 | 312 |  |  | 0.25265 | 78.8268 |  |  |  |  | 0 | 0
1689 | VALLEY_3G | 3 | North | YES | 0.11035 | 0 | 25 | 375 |  | 1.003 | GST | 1 | 0.25265 | 375 | 375 | 41.3816 | 375 |  |  | 0.25265 | 94.7437 |  |  |  |  | 0 | 0
1679 | LAMARPWR_2G | 2 | North | YES | 0.11045 | 156 | 67.7 | 156 | 0 | 1.038 | CC | 1 | 0.25275 | 156 | 156 | 17.2302 | 156 |  |  | 0.25275 | 39.4288 |  |  |  |  | 0 | 0
1681 | LAMARPWR_4G | 4 | North | YES | 0.11045 | 156 | 67.7 | 156 | 0 | 1.038 | CC | 1 | 0.25275 | 156 | 156 | 17.2302 | 156 |  |  | 0.25275 | 39.4288 |  |  |  |  | 0 | 0
1682 | LAMARPWR_5G | 5 | North | YES | 0.11045 | 157 | 67.7 | 157 | 0 | 1.038 | CC | 1 | 0.25275 | 157 | 157 | 17.3407 | 157 |  |  | 0.25275 | 39.6816 |  |  |  |  | 0 | 0
1678 | LAMARPWR_1G | 1 | North | YES | 0.11045 | 160 | 67.7 | 160 | 0 | 1.038 | CC | 1 | 0.25275 | 160 | 160 | 17.672 | 160 |  |  | 0.25275 | 40.4398 |  |  |  |  | 0 | 0
1680 | LAMARPWR_3G | 3 | North | YES | 0.11045 | 196 | 129.1 | 196 | 0 | 1.038 | CC | 1 | 0.25275 | 196 | 196 | 21.6482 | 196 |  |  | 0.25275 | 49.5388 |  |  |  |  | 0 | 0
1683 | LAMARPWR_6G | 6 | North | YES | 0.11045 | 198 | 129.1 | 198 | 0 | 1.038 | CC | 1 | 0.25275 | 198 | 198 | 21.8691 | 198 |  |  | 0.25275 | 50.0443 |  |  |  |  | 0 | 0
1675 | PEC_1G | 1 | North | YES | 0.11052 | 76.7 | 35 | 76.7 | 0 | 1.022 | Cogen | 1 | 0.25282 | 0 | 0 | 0 | 0 |  |  | 0.25282 | 0 |  |  |  |  | 0 | 0
1676 | PEC_2G | 2 | North | YES | 0.11052 | 79.6 | 35 | 79.6 | 0 | 1.022 | Cogen | 1 | 0.25282 | 0 | 0 | 0 | 0 |  |  | 0.25282 | 0 |  |  |  |  | 0 | 0
1677 | PEC_3G | 3 | North | YES | 0.11052 | 88.4 | 35 | 88.4 | 0 | 1.022 | Cogen | 1 | 0.25282 | 0 | 0 | 0 | 0 |  |  | 0.25282 | 0 |  |  |  |  | 0 | 0
5925 | DCEAST | EQ | North | YES | 0.11063 | 400.3 | -600 | 600 | 0 | 1.025 | DCTie | 1 | 0.25293 | 0 | 0 | 0 | 0 |  |  | 0.25293 | 0 |  |  |  |  | 0 | 0
1701 | MOSES_1G | 1 | North | YES | 0.11063 | 558 | 175 | 558 | 0 | 1.023 | LIGCO | 1 | 0.25293 | 0 | 558 | 61.7304 | 558 |  |  | 0.25293 | 141.1332 |  |  |  |  | 0 | 0
1702 | MOSES_2G | 2 | North | YES | 0.11063 | 579 | 175 | 579 | 0 | 1.023 | LIGCO | 1 | 0.25293 | 0 | 579 | 64.0536 | 579 |  |  | 0.25293 | 146.4447 |  |  |  |  | 0 | 0
1703 | MOSES_3G | 3 | North | YES | 0.11063 | 808 | 463 | 808 | 0 | 1.023 | LIGCO | 1 | 0.25293 | 0 | 808 | 89.3874 | 808 |  |  | 0.25293 | 204.3649 |  |  |  |  | 0 | 0
845 | OLINGER_G4 | 1 | North | YES | 0.11084 | 51.9 | 0 | 76 | 0 | 1.03 | GGT | 1 | 0.25313 | 76 | 76 | 8.4235 | 76 |  |  | 0.25313 | 19.2383 |  |  |  |  | 0 | 0
842 | OLINGER_G1 | 1 | North | YES | 0.11084 | 55.4 | 20 | 79 | 0 | 1.03 | GST | 1 | 0.25313 | 79 | 79 | 8.756 | 79 |  |  | 0.25313 | 19.9977 |  |  |  |  | 0 | 0
843 | OLINGER_G2 | 1 | North | YES | 0.11084 | 76.2 | 25 | 110 | 0 | 1.03 | GST | 1 | 0.25313 | 110 | 110 | 12.192 | 110 |  |  | 0.25313 | 27.8448 |  |  |  |  | 0 | 0
844 | OLINGER_G3 | 1 | North | YES | 0.11084 | 103.9 | 45 | 150 | 0 | 1.03 | GST | 1 | 0.25313 | 150 | 150 | 16.6254 | 150 |  |  | 0.25313 | 37.9702 |  |  |  |  | 0 | 0
837 | NEWMAN_G5 | 1 | North | YES | 0.11085 | 0 | 15 | 40 |  | 1.01 | GST | 1 | 0.25315 | 40 | 40 | 4.4342 | 40 |  |  | 0.25315 | 10.1261 |  |  |  |  | 0 | 0
948 | STEAM1 | 1 | North | YES | 0.11098 | 0 | 12 | 20 |  | 1.02 | GST | 1 | 0.25328 | 20 | 20 | 2.2196 | 20 |  |  | 0.25328 | 5.0656 |  |  |  |  | 0 | 0
949 | STEAM2 | 1 | North | YES | 0.11098 | 26 | 8 | 26 | 0 | 0.99 | GST | 1 | 0.25328 | 26 | 26 | 2.8855 | 26 |  |  | 0.25328 | 6.5853 |  |  |  |  | 0 | 0
950 | STEAM3 | 1 | North | YES | 0.11098 | 41 | 13 | 42 | 0 | 1.02 | GST | 1 | 0.25328 | 42 | 42 | 4.6612 | 42 |  |  | 0.25328 | 10.6378 |  |  |  |  | 0 | 0
12440 | PARKD_1SVC8 | 1 | North | YES | 0.11125 | 0 | 0 | 0 | 0 | 1.007 | GST | 1 | 0.25355 | 0 | 0 | 0 | 0 |  |  | 0.25355 | 0 |  |  |  |  | 0 | 0
12449 | PARKD_2SVC8 | 1 | North | YES | 0.11125 | 0 | 0 | 0 | 0 | 1.007 | GST | 1 | 0.25355 | 0 | 0 | 0 | 0 |  |  | 0.25355 | 0 |  |  |  |  | 0 | 0
2451 | LKHB1_G | 1 | North | YES | 0.1113 | 0 | 80 | 391 |  | 1.022 | GST | 1 | 0.2536 | 391 | 391 | 43.5187 | 391 |  |  | 0.2536 | 99.1576 |  |  |  |  | 0 | 0
2452 | LKHB2_G | 2 | North | YES | 0.1113 | 516 | 80 | 516 | 0 | 1.022 | GST | 1 | 0.2536 | 516 | 516 | 57.4313 | 516 |  |  | 0.2536 | 130.8576 |  |  |  |  | 0 | 0
48841 | SJS_GT1_GT1 | 1 | Houston | YES | -0.14142 | 62.4 | 49 | 78 | 0 | 1.0362 | Cogen | -1 | 0.25361 | 0 | 0 |  |  | 0 | 0 | -0.25361 | 0 |  |  |  |  | 0 | 0
48842 | SJS_GT2_GT2 | 2 | Houston | YES | -0.14142 | 64.8 | 49 | 81 | 0 | 1.0362 | Cogen | -1 | 0.25361 | 0 | 0 |  |  | 0 | 0 | -0.25361 | 0 |  |  |  |  | 0 | 0
12411 | FPLEFR1A_G | 1 | North | YES | 0.11186 | 161 | 72 | 161 | 0 | 1 | CC | 1 | 0.25416 | 161 | 161 | 18.0095 | 161 |  |  | 0.25416 | 40.9196 |  |  |  |  | 0 | 0
12422 | FPLEFR2B_G | 2 | North | YES | 0.11186 | 161 | 72 | 161 | 0 | 1 | CC | 1 | 0.25416 | 161 | 161 | 18.0095 | 161 |  |  | 0.25416 | 40.9196 |  |  |  |  | 0 | 0
12421 | FPLEFR2A_G | 1 | North | YES | 0.11186 | 162 | 72 | 162 | 0 | 1 | CC | 1 | 0.25416 | 162 | 162 | 18.1213 | 162 |  |  | 0.25416 | 41.1737 |  |  |  |  | 0 | 0
12423 | FPLEFR2C_G | 3 | North | YES | 0.11186 | 163 | 72 | 163 | 0 | 1 | CC | 1 | 0.25416 | 163 | 163 | 18.2332 | 163 |  |  | 0.25416 | 41.4279 |  |  |  |  | 0 | 0
12412 | FPLEFR1B_G | 2 | North | YES | 0.11186 | 164 | 72 | 164 | 0 | 1 | CC | 1 | 0.25416 | 164 | 164 | 18.345 | 164 |  |  | 0.25416 | 41.6821 |  |  |  |  | 0 | 0
12413 | FPLEFR1C_G | 3 | North | YES | 0.11186 | 164 | 72 | 164 | 0 | 1 | CC | 1 | 0.25416 | 164 | 164 | 18.345 | 164 |  |  | 0.25416 | 41.6821 |  |  |  |  | 0 | 0
12414 | FPLEFR1S_G | 4 | North | YES | 0.11186 | 414 | 191 | 414 | 0 | 1 | CC | 1 | 0.25416 | 414 | 414 | 46.31 | 414 |  |  | 0.25416 | 105.2218 |  |  |  |  | 0 | 0
12424 | FPLEFR2S_G | 4 | North | YES | 0.11186 | 415 | 191 | 415 | 0 | 1 | CC | 1 | 0.25416 | 415 | 415 | 46.4219 | 415 |  |  | 0.25416 | 105.4759 |  |  |  |  | 0 | 0
3126 | TRINIDAD_6G | 1 | North | YES | 0.11205 | 179.2 | 46 | 224 | 0 | 1 | GST | 1 | 0.25435 | 224 | 224 | 25.099 | 224 |  |  | 0.25435 | 56.9739 |  |  |  |  | 0 | 0
48761 | PR_GT1__9040 | 1 | Houston | YES | -0.14255 | 26 | 0 | 35 |  | 1 | Cogen | -1 | 0.25475 | 0 | 0 |  |  | 0 | 0 | -0.25475 | 0 |  |  |  |  | 0 | 0
48855 | SRB_GT211035 | B1 | Houston | YES | -0.14302 | 0 | 0 | 18 |  | 1.014 | GGT | -1 | 0.25521 | 18 | 18 |  |  | -2.5743 | 18 | -0.25521 | -4.5938 |  |  |  |  | 0 | 0
48855 | SRB_GT211035 | B2 | Houston | YES | -0.14302 | 0 | 0 | 12 |  | 1.014 | GGT | -1 | 0.25521 | 12 | 12 |  |  | -1.7162 | 12 | -0.25521 | -3.0625 |  |  |  |  | 0 | 0
48852 | SRB_GN2_2 | 2 | Houston | YES | -0.14304 | 140.8 | 26 | 176 | 0 | 1.0217 | GST | -1 | 0.25523 | 176 | 176 |  |  | -25.1756 | 176 | -0.25523 | -44.9213 |  |  |  |  | 0 | 0
48551 | CAL_GT1_8045 | 1 | Houston | YES | -0.14304 | 149 | 0 | 149 | 0 | 1.0326 | Cogen | -1 | 0.25523 | 0 | 0 |  |  | 0 | 0 | -0.25523 | 0 |  |  |  |  | 0 | 0
48552 | CAL_ST1_8000 | 2 | Houston | YES | -0.14304 | 65.1 | 0 | 65.1 | 0 | 1.0326 | Cogen | -1 | 0.25523 | 0 | 0 |  |  | 0 | 0 | -0.25523 | 0 |  |  |  |  | 0 | 0
48851 | SRB_GN1_1 | 1 | Houston | YES | -0.14307 | 132 | 26 | 165 | 0 | 1.0217 | GST | -1 | 0.25527 | 165 | 165 |  |  | -23.6072 | 165 | -0.25527 | -42.1188 |  |  |  |  | 0 | 0
48740 | PSG_GN2_8050 | 1 | Houston | YES | -0.14316 | 182 | 60 | 182 | 0 | 1.0326 | Cogen | -1 | 0.25535 | 0 | 0 |  |  | 0 | 0 | -0.25535 | 0 |  |  |  |  | 0 | 0
48741 | PSG_GT2_8040 | 1 | Houston | YES | -0.14316 | 158.6 | 50 | 158.6 | 0 | 1.0326 | Cogen | -1 | 0.25535 | 0 | 0 |  |  | 0 | 0 | -0.25535 | 0 |  |  |  |  | 0 | 0
48742 | PSG_GT3_8060 | 1 | Houston | YES | -0.14316 | 157 | 50 | 157 | 0 | 1.0326 | Cogen | -1 | 0.25535 | 0 | 0 |  |  | 0 | 0 | -0.25535 | 0 |  |  |  |  | 0 | 0
48853 | SRB_GN3_3 | 3 | Houston | YES | -0.14319 | 170.4 | 35 | 213 |  | 1.0326 | GST | -1 | 0.25538 | 213 | 213 |  |  | -30.4988 | 213 | -0.25538 | -54.3957 |  |  |  |  | 0 | 0
48845 | SOL_GT1 | 1 | Houston | YES | -0.14319 | 16.2 | 15.4 | 16.2 |  | 1.0326 | Solar | -1 | 0.25538 | 16.2 | 16.2 |  |  | -2.3197 | 16.2 | -0.25538 | -4.1372 |  |  |  |  | 0 | 0
48611 | DIB_GT1_8080 | 1 | Houston | YES | -0.1432 | 64 | 0 | 64 | 0 | 1.0326 | Cogen | -1 | 0.25539 | 0 | 0 |  |  | 0 | 0 | -0.25539 | 0 |  |  |  |  | 0 | 0
48612 | DIB_GT2_8075 | 2 | Houston | YES | -0.1432 | 63.2 | 0 | 63.2 | 0 | 1.0326 | Cogen | -1 | 0.25539 | 0 | 0 |  |  | 0 | 0 | -0.25539 | 0 |  |  |  |  | 0 | 0
48613 | DIB_ST1_8085 | 3 | Houston | YES | -0.1432 | 67.9 | 30 | 82.6 | 0 | 1.0326 | Cogen | -1 | 0.25539 | 0 | 0 |  |  | 0 | 0 | -0.25539 | 0 |  |  |  |  | 0 | 0
48614 | DIB_GT3_8090 | 4 | Houston | YES | -0.1432 | 73.6 | 15 | 73.6 | 0 | 1.0326 | Cogen | -1 | 0.25539 | 0 | 0 |  |  | 0 | 0 | -0.25539 | 0 |  |  |  |  | 0 | 0
48854 | SRB_GN4_4 | 4 | Houston | YES | -0.14321 | 182.4 | 35 | 228 | 0 | 1.0326 | GST | -1 | 0.2554 | 228 | 228 |  |  | -32.6512 | 228 | -0.2554 | -58.2309 |  |  |  |  | 0 | 0
48693 | GBY_83841065 | E | Houston | YES | -0.14366 | 45.6 | 20 | 57 | 0 | 1.0362 | GGT | -1 | 0.25586 | 57 | 57 |  |  | -8.1888 | 57 | -0.25586 | -14.5838 |  |  |  |  | 0 | 0
48692 | GBY_81821075 | D | Houston | YES | -0.14366 | 44 | 20 | 55 | 0 | 1.0362 | GGT | -1 | 0.25586 | 55 | 55 |  |  | -7.9015 | 55 | -0.25586 | -14.0721 |  |  |  |  | 0 | 0
48693 | GBY_83841065 | F | Houston | YES | -0.14366 | 43.2 | 20 | 54 | 0 | 1.0362 | GGT | -1 | 0.25586 | 54 | 54 |  |  | -7.7579 | 54 | -0.25586 | -13.8162 |  |  |  |  | 0 | 0
48691 | GBY_73741085 | A | Houston | YES | -0.14366 | 37.6 | 20 | 47 | 0 | 1.0362 | GGT | -1 | 0.25586 | 47 | 47 |  |  | -6.7522 | 47 | -0.25586 | -12.0252 |  |  |  |  | 0 | 0
48691 | GBY_73741085 | B | Houston | YES | -0.14366 | 37.6 | 20 | 47 | 0 | 1.0362 | GGT | -1 | 0.25586 | 47 | 47 |  |  | -6.7522 | 47 | -0.25586 | -12.0252 |  |  |  |  | 0 | 0
48692 | GBY_81821075 | C | Houston | YES | -0.14366 | 37.6 | 20 | 47 | 0 | 1.0362 | GGT | -1 | 0.25586 | 47 | 47 |  |  | -6.7522 | 47 | -0.25586 | -12.0252 |  |  |  |  | 0 | 0
48820 | SHELLG1_3015 | 1 | Houston | YES | -0.14401 | 71 | 34.5 | 71 |  | 1.029 | Cogen | -1 | 0.2562 | 0 | 0 |  |  | 0 | 0 | -0.2562 | 0 |  |  |  |  | 0 | 0
48821 | SHELLG2 | 2 | Houston | YES | -0.14401 | 72 | 34.5 | 72 |  | 1.029 | Cogen | -1 | 0.2562 | 0 | 0 |  |  | 0 | 0 | -0.2562 | 0 |  |  |  |  | 0 | 0
48822 | SHELLG3_3020 | 1 | Houston | YES | -0.14401 | 39 | 0 | 39 |  | 1.029 | Cogen | -1 | 0.2562 | 0 | 0 |  |  | 0 | 0 | -0.2562 | 0 |  |  |  |  | 0 | 0
48822 | SHELLG3_3020 | 2 | Houston | YES | -0.14401 | 30 | 0 | 30 |  | 1.029 | Cogen | -1 | 0.2562 | 0 | 0 |  |  | 0 | 0 | -0.2562 | 0 |  |  |  |  | 0 | 0
48645 | DPEC_ST55065 | 5 | Houston | YES | -0.14451 | 282 | 0 | 282 | 0 | 1.0319 | CC | -1 | 0.2567 | 282 | 282 |  |  | -40.7524 | 282 | -0.2567 | -72.3904 |  |  |  |  | 0 | 0
48641 | DPEC_GT15040 | 1 | Houston | YES | -0.14451 | 163.2 | 98 | 163.2 | 0 | 1.0319 | CC | -1 | 0.2567 | 163.2 | 163.2 |  |  | -23.5844 | 163.2 | -0.2567 | -41.894 |  |  |  |  | 0 | 0
48643 | DPEC_GT35010 | 3 | Houston | YES | -0.14451 | 157.5 | 98 | 157.5 | 0 | 1.0319 | CC | -1 | 0.2567 | 157.5 | 157.5 |  |  | -22.7606 | 157.5 | -0.2567 | -40.4308 |  |  |  |  | 0 | 0
48642 | DPEC_GT25025 | 2 | Houston | YES | -0.14451 | 157.1 | 98 | 157.1 | 0 | 1.0319 | CC | -1 | 0.2567 | 157.1 | 157.1 |  |  | -22.7028 | 157.1 | -0.2567 | -40.3282 |  |  |  |  | 0 | 0
48644 | DPEC_GT45070 | 4 | Houston | YES | -0.14451 | 157 | 98 | 157 | 0 | 1.0319 | CC | -1 | 0.2567 | 157 | 157 |  |  | -22.6884 | 157 | -0.2567 | -40.3025 |  |  |  |  | 0 | 0
48500 | APD_GT1_8005 | 1 | Houston | YES | -0.14452 | 137.6 | 54.6 | 137.6 | 0 | 1.0362 | Cogen | -1 | 0.25671 | 0 | 0 |  |  | 0 | 0 | -0.25671 | 0 |  |  |  |  | 0 | 0
48593 | CHE_GT1_8015 | 1 | Houston | YES | -0.14477 | 173 | 50 | 173 | 0 | 1.0362 | Cogen | -1 | 0.25696 | 0 | 0 |  |  | 0 | 0 | -0.25696 | 0 |  |  |  |  | 0 | 0
48594 | CHE_GN4_8025 | 4 | Houston | YES | -0.14477 | 142 | 60 | 142 | 0 | 1.0362 | Cogen | -1 | 0.25696 | 0 | 0 |  |  | 0 | 0 | -0.25696 | 0 |  |  |  |  | 0 | 0
3097 | MARTLAKE_1G | 1 | North | YES | 0.11489 | 790 | 500 | 790 | 0 | 1.017 | LIGCO | 1 | 0.25719 | 0 | 790 | 90.7615 | 790 |  |  | 0.25719 | 203.1777 |  |  |  |  | 0 | 0
3098 | MARTLAKE_2G | 2 | North | YES | 0.11489 | 795 | 461 | 795 | 0 | 1.017 | LIGCO | 1 | 0.25719 | 0 | 795 | 91.336 | 795 |  |  | 0.25719 | 204.4636 |  |  |  |  | 0 | 0
3099 | MARTLAKE_3G | 3 | North | YES | 0.11489 | 804 | 500 | 804 | 0 | 1.017 | LIGCO | 1 | 0.25719 | 0 | 804 | 92.37 | 804 |  |  | 0.25719 | 206.7783 |  |  |  |  | 0 | 0
48791 | PSA_GT1_8160 | 1 | Houston | YES | -0.14518 | 52 | 20.8 | 65 | 0 | 1.0362 | Cogen | -1 | 0.25737 | 0 | 0 |  |  | 0 | 0 | -0.25737 | 0 |  |  |  |  | 0 | 0
48792 | PSA_GT2_8155 | 2 | Houston | YES | -0.14518 | 52.8 | 20.3 | 66 | 0 | 1.0362 | Cogen | -1 | 0.25737 | 0 | 0 |  |  | 0 | 0 | -0.25737 | 0 |  |  |  |  | 0 | 0
48793 | PSA_GT3_8150 | 3 | Houston | YES | -0.14518 | 56 | 20.3 | 70 | 0 | 1.0362 | Cogen | -1 | 0.25737 | 0 | 0 |  |  | 0 | 0 | -0.25737 | 0 |  |  |  |  | 0 | 0
48794 | PSA_GT4_8145 | 4 | Houston | YES | -0.14518 | 52.8 | 20.3 | 66 | 0 | 1.0362 | Cogen | -1 | 0.25737 | 0 | 0 |  |  | 0 | 0 | -0.25737 | 0 |  |  |  |  | 0 | 0
48795 | PSA_GT5_8140 | 5 | Houston | YES | -0.14518 | 51.2 | 20.3 | 64 | 0 | 1.0362 | Cogen | -1 | 0.25737 | 0 | 0 |  |  | 0 | 0 | -0.25737 | 0 |  |  |  |  | 0 | 0
48796 | PSA_GN1_8165 | 1 | Houston | YES | -0.14518 | 83.2 | 43.1 | 104 | 0 | 1.0362 | Cogen | -1 | 0.25737 | 0 | 0 |  |  | 0 | 0 | -0.25737 | 0 |  |  |  |  | 0 | 0
48797 | PSA_GT6_8135 | 6 | Houston | YES | -0.14518 | 47.2 | 34.5 | 59 | 0 | 1.0362 | Cogen | -1 | 0.25737 | 0 | 0 |  |  | 0 | 0 | -0.25737 | 0 |  |  |  |  | 0 | 0
48511 | LPE_GT1_8070 | 1 | Houston | YES | -0.1454 | 42 | 0 | 42 | 0 | 1.0362 | GGT | -1 | 0.25759 | 42 | 42 |  |  | -6.1069 | 42 | -0.25759 | -10.8189 |  |  |  |  | 0 | 0
48512 | LPE_GT2_8075 | 2 | Houston | YES | -0.1454 | 42 | 0 | 42 | 0 | 1.0362 | GGT | -1 | 0.25759 | 42 | 42 |  |  | -6.1069 | 42 | -0.25759 | -10.8189 |  |  |  |  | 0 | 0
48513 | LPE_GT3_8080 | 3 | Houston | YES | -0.1454 | 39 | 0 | 39 | 0 | 1.0362 | GGT | -1 | 0.25759 | 39 | 39 |  |  | -5.6707 | 39 | -0.25759 | -10.0462 |  |  |  |  | 0 | 0
48514 | LPE_GT4_8085 | 4 | Houston | YES | -0.1454 | 39 | 0 | 39 | 0 | 1.0362 | GGT | -1 | 0.25759 | 39 | 39 |  |  | -5.6707 | 39 | -0.25759 | -10.0462 |  |  |  |  | 0 | 0
13117 | TGATEWAY_2G | 2 | North | YES | 0.11532 | 130 | 30 | 130 | 0 | 1.0232 | CC | 1 | 0.25762 | 130 | 130 | 14.9917 | 130 |  |  | 0.25762 | 33.4906 |  |  |  |  | 0 | 0
13118 | TGATEWAY_3G | 3 | North | YES | 0.11532 | 148 | 30 | 148 | 0 | 1.0232 | CC | 1 | 0.25762 | 148 | 148 | 17.0675 | 148 |  |  | 0.25762 | 38.1277 |  |  |  |  | 0 | 0
13116 | TGATEWAY_1G | 1 | North | YES | 0.11532 | 151 | 30 | 151 | 0 | 1.0232 | CC | 1 | 0.25762 | 151 | 151 | 17.4135 | 151 |  |  | 0.25762 | 38.9006 |  |  |  |  | 0 | 0
13119 | TGATEWAY_4G | 4 | North | YES | 0.11532 | 399 | 65 | 399 | 0 | 1.0232 | CC | 1 | 0.25762 | 399 | 399 | 46.0131 | 399 |  |  | 0.25762 | 102.7903 |  |  |  |  | 0 | 0
48815 | CVC_GT4_8005 | 4 | Houston | YES | -0.14553 | 165 | 91.8 | 165 |  | 1.0362 | Cogen | -1 | 0.25772 | 0 | 0 |  |  | 0 | 0 | -0.25772 | 0 |  |  |  |  | 0 | 0
3348 | CHAMPION_1G | MB | North | YES | 0.11571 | 0 | 42 | 42 |  | 1 | Cogen | 1 | 0.25801 | 0 | 0 | 0 | 0 |  |  | 0.25801 | 0 |  |  |  |  | 0 | 0
3309 | ASPN_G | 1 | North | YES | 0.11576 | 50 | 0 | 50 |  | 1 | Bio | 1 | 0.25806 | 50 | 50 | 5.788 | 50 |  |  | 0.25806 | 12.9029 |  |  |  |  | 0 | 0
3107 | STRYKER_1G | 1 | North | YES | 0.11583 | 145.6 | 45 | 182 | 0 | 1.029 | GST | 1 | 0.25813 | 182 | 182 | 21.0807 | 182 |  |  | 0.25813 | 46.9791 |  |  |  |  | 0 | 0
3108 | STRYKER_2G | 2 | North | YES | 0.11583 | 484 | 75 | 484 | 0 | 1.029 | GST | 1 | 0.25813 | 484 | 484 | 56.0608 | 484 |  |  | 0.25813 | 124.9334 |  |  |  |  | 0 | 0
48690 | GBY_GN5_5 | 5 | Houston | YES | -0.14716 | 318.4 | 81 | 398 |  | 1.0362 | GSC | -1 | 0.25935 | 398 | 398 |  |  | -58.5677 | 398 | -0.25935 | -103.22 |  |  |  |  | 0 | 0
48651 | EP_1_2 | 1 | Houston | YES | -0.14789 | 4 | 0 | 5 | 0 | 1.0362 | Cogen | -1 | 0.26008 | 0 | 0 |  |  | 0 | 0 | -0.26008 | 0 |  |  |  |  | 0 | 0
48651 | EP_1_2 | 2 | Houston | YES | -0.14789 | 17.7 | 10 | 21 | 0 | 1.0362 | Cogen | -1 | 0.26008 | 0 | 0 |  |  | 0 | 0 | -0.26008 | 0 |  |  |  |  | 0 | 0
49803 | EXN_15GT | 1 | Houston | YES | -0.14835 | 33 | 8.3 | 34 |  | 1.0326 | Cogen | -1 | 0.26055 | 0 | 0 |  |  | 0 | 0 | -0.26055 | 0 |  |  |  |  | 0 | 0
49804 | EXN_16GT | 2 | Houston | YES | -0.14835 | 32 | 8.3 | 34.7 |  | 1.0326 | Cogen | -1 | 0.26055 | 0 | 0 |  |  | 0 | 0 | -0.26055 | 0 |  |  |  |  | 0 | 0
49805 | EXN_17GT | 3 | Houston | YES | -0.14835 | 31 | 8.3 | 32.7 |  | 1.0326 | Cogen | -1 | 0.26055 | 0 | 0 |  |  | 0 | 0 | -0.26055 | 0 |  |  |  |  | 0 | 0
49826 | EXN938GT | 5 | Houston | YES | -0.14835 | 43 | 9.2 | 45.9 |  | 1.0326 | Cogen | -1 | 0.26055 | 0 | 0 |  |  | 0 | 0 | -0.26055 | 0 |  |  |  |  | 0 | 0
49828 | EXN941GT | 10 | Houston | YES | -0.14835 | 17.7 | 5.4 | 17.7 | 0 | 1.0326 | Cogen | -1 | 0.26055 | 0 | 0 |  |  | 0 | 0 | -0.26055 | 0 |  |  |  |  | 0 | 0
49829 | EXN942GT | 11 | Houston | YES | -0.14835 | 20 | 5.4 | 20.4 | 0 | 1.0326 | Cogen | -1 | 0.26055 | 0 | 0 |  |  | 0 | 0 | -0.26055 | 0 |  |  |  |  | 0 | 0
49830 | EXN943GT | 12 | Houston | YES | -0.14835 | 19 | 5.4 | 19.9 | 0 | 1.0326 | Cogen | -1 | 0.26055 | 0 | 0 |  |  | 0 | 0 | -0.26055 | 0 |  |  |  |  | 0 | 0
49831 | EXN944GT | 13 | Houston | YES | -0.14835 | 33 | 5.4 | 35 | 0 | 1.0326 | Cogen | -1 | 0.26055 | 0 | 0 |  |  | 0 | 0 | -0.26055 | 0 |  |  |  |  | 0 | 0
49832 | EXN945GT | 9 | Houston | YES | -0.14835 | 18.5 | 9.2 | 18.5 |  | 1.0326 | Cogen | -1 | 0.26055 | 0 | 0 |  |  | 0 | 0 | -0.26055 | 0 |  |  |  |  | 0 | 0
49837 | EXN_GT | 4 | Houston | YES | -0.14835 | 81 | 21.3 | 85.4 |  | 1.0326 | Cogen | -1 | 0.26055 | 0 | 0 |  |  | 0 | 0 | -0.26055 | 0 |  |  |  |  | 0 | 0
49838 | EXN_14GT | 14 | Houston | YES | -0.14835 | 140 | 0 | 148 |  | 1.0326 | Cogen | -1 | 0.26055 | 0 | 0 |  |  | 0 | 0 | -0.26055 | 0 |  |  |  |  | 0 | 0
48582 | CBY_GN2_2 | 2 | Houston | YES | -0.1486 | 596.8 | 110 | 746 | 0 | 1.0435 | GSC | -1 | 0.26079 | 746 | 746 |  |  | -110.8549 | 746 | -0.26079 | -194.5499 |  |  |  |  | 0 | 0
48940 | WARVUE_GT1 | G1 | Houston | YES | -0.149 | 15 | 0 | 15 |  | 1.021 | Cogen | -1 | 0.2612 | 0 | 0 |  |  | 0 | 0 | -0.2612 | 0 |  |  |  |  | 0 | 0
13134 | CALFREST_4G | 4 | North | YES | 0.12012 | 151.5 | 40 | 151.5 | 0 | 1.031 | CC | 1 | 0.26242 | 151.5 | 151.5 | 18.1977 | 151.5 |  |  | 0.26242 | 39.756 |  |  |  |  | 0 | 0
13135 | CALFREST_5G | 5 | North | YES | 0.12012 | 152.3 | 57 | 152.3 | 0 | 1.031 | CC | 1 | 0.26242 | 152.3 | 152.3 | 18.2938 | 152.3 |  |  | 0.26242 | 39.9659 |  |  |  |  | 0 | 0
13136 | CALFREST_6G | 6 | North | YES | 0.12012 | 177.5 | 40 | 177.5 | 0 | 1.031 | CC | 1 | 0.26242 | 177.5 | 177.5 | 21.3208 | 177.5 |  |  | 0.26242 | 46.5788 |  |  |  |  | 0 | 0
48581 | CBY_GN1_1 | 1 | Houston | YES | -0.15022 | 595.2 | 108 | 744 | 0 | 1.0435 | GSC | -1 | 0.26242 | 744 | 744 |  |  | -111.7674 | 744 | -0.26242 | -195.238 |  |  |  |  | 0 | 0
13131 | CALFREST_1G | 1 | North | YES | 0.12033 | 150.7 | 40 | 150.7 | 0 | 1.031 | CC | 1 | 0.26262 | 150.7 | 150.7 | 18.133 | 150.7 |  |  | 0.26262 | 39.5774 |  |  |  |  | 0 | 0
13132 | CALFREST_2G | 2 | North | YES | 0.12033 | 151 | 57 | 151 | 0 | 1.031 | CC | 1 | 0.26262 | 151 | 151 | 18.1691 | 151 |  |  | 0.26262 | 39.6562 |  |  |  |  | 0 | 0
13133 | CALFREST_3G | 3 | North | YES | 0.12033 | 177.4 | 40 | 177.4 | 0 | 1.031 | CC | 1 | 0.26262 | 177.4 | 177.4 | 21.3457 | 177.4 |  |  | 0.26262 | 46.5895 |  |  |  |  | 0 | 0
3382 | BBRN_2G | 2 | North | YES | 0.12131 | 589 | 225 | 589 | 0 | 1.03 | LIGCO | 1 | 0.26361 | 0 | 589 | 71.4534 | 589 |  |  | 0.26361 | 155.2674 |  |  |  |  | 0 | 0
3381 | BBRN_1G | 1 | North | YES | 0.12131 | 618 | 225 | 618 | 0 | 1.03 | LIGCO | 1 | 0.26361 | 0 | 618 | 74.9714 | 618 |  |  | 0.26361 | 162.9122 |  |  |  |  | 0 | 0
48583 | CBY_GT4_1 | 1 | Houston | YES | -0.15238 | 172 | 0 | 172 | 0 | 1.027 | GSC | -1 | 0.26458 | 172 | 172 |  |  | -26.2102 | 172 | -0.26458 | -45.5072 |  |  |  |  | 0 | 0
48584 | CBY_GT4_2 | 2 | Houston | YES | -0.15238 | 172 | 0 | 172 | 0 | 1.027 | CC | -1 | 0.26458 | 172 | 172 |  |  | -26.2102 | 172 | -0.26458 | -45.5072 |  |  |  |  | 0 | 0
48585 | CBY_ST4_1 | 3 | Houston | YES | -0.15238 | 172 | 0 | 172 | 0 | 1.027 | CC | -1 | 0.26458 | 172 | 172 |  |  | -26.2102 | 172 | -0.26458 | -45.5072 |  |  |  |  | 0 | 0
48598 | BTE_ST1_8070 | 4 | Houston | YES | -0.15327 | 269.2 | 60 | 269.2 | 0 | 1.0261 | CC | -1 | 0.26547 | 269.2 | 269.2 |  |  | -41.2614 | 269.2 | -0.26547 | -71.4634 |  |  |  |  | 0 | 0
48595 | BTE_GT2_8075 | 1 | Houston | YES | -0.15327 | 162.8 | 130 | 162.8 | 0 | 1.0261 | CC | -1 | 0.26547 | 162.8 | 162.8 |  |  | -24.953 | 162.8 | -0.26547 | -43.2178 |  |  |  |  | 0 | 0
48596 | BTE_GT3_8045 | 2 | Houston | YES | -0.15327 | 161.4 | 130 | 161.4 | 0 | 1.0261 | CC | -1 | 0.26547 | 161.4 | 161.4 |  |  | -24.7384 | 161.4 | -0.26547 | -42.8462 |  |  |  |  | 0 | 0
48597 | BTE_GT4_8055 | 3 | Houston | YES | -0.15327 | 158.9 | 130 | 158.9 | 0 | 1.0261 | CC | -1 | 0.26547 | 158.9 | 158.9 |  |  | -24.3552 | 158.9 | -0.26547 | -42.1825 |  |  |  |  | 0 | 0
48883 | THW_GT1_GT_1 | B2 | Houston | YES | -0.15748 | 0 | 0 | 12 |  | 1.043 | GGT | -1 | 0.26967 | 12 | 12 |  |  | -1.8898 | 12 | -0.26967 | -3.2361 |  |  |  |  | 0 | 0
48591 | CHE_GT2_5030 | 2 | Houston | YES | -0.15844 | 173 | 50 | 173 | 0 | 1.029 | Cogen | -1 | 0.27064 | 0 | 0 |  |  | 0 | 0 | -0.27064 | 0 |  |  |  |  | 0 | 0
48811 | CVC_GT3_5045 | 3 | Houston | YES | -0.15844 | 156 | 91.8 | 156 | 0 | 1.029 | Cogen | -1 | 0.27064 | 0 | 0 |  |  | 0 | 0 | -0.27064 | 0 |  |  |  |  | 0 | 0
48812 | CVC_GT2_5020 | 2 | Houston | YES | -0.15844 | 158 | 91.8 | 158 | 0 | 1.029 | Cogen | -1 | 0.27064 | 0 | 0 |  |  | 0 | 0 | -0.27064 | 0 |  |  |  |  | 0 | 0
48813 | CVC_GT1_5035 | 1 | Houston | YES | -0.15844 | 160 | 91.8 | 160 | 0 | 1.029 | Cogen | -1 | 0.27064 | 0 | 0 |  |  | 0 | 0 | -0.27064 | 0 |  |  |  |  | 0 | 0
48814 | CVC_ST5_5040 | 1 | Houston | YES | -0.15844 | 162 | 91.8 | 162 | 0 | 1.029 | Cogen | -1 | 0.27064 | 0 | 0 |  |  | 0 | 0 | -0.27064 | 0 |  |  |  |  | 0 | 0
48874 | THW_ST4_ST_4 | 4 | Houston | YES | -0.16103 | 108 | 19 | 108 | 0 | 1.0435 | CC | -1 | 0.27322 | 108 | 108 |  |  | -17.3916 | 108 | -0.27322 | -29.5083 |  |  |  |  | 0 | 0
48873 | THW_ST3_ST_3 | 3 | Houston | YES | -0.16103 | 107 | 19 | 107 | 0 | 1.0435 | CC | -1 | 0.27322 | 107 | 107 |  |  | -17.2305 | 107 | -0.27322 | -29.235 |  |  |  |  | 0 | 0
48881 | THW_4344 | G | Houston | YES | -0.16103 | 58 | 5 | 58 | 0 | 1.0435 | CC | -1 | 0.27322 | 58 | 58 |  |  | -9.3399 | 58 | -0.27322 | -15.847 |  |  |  |  | 0 | 0
48881 | THW_4344 | H | Houston | YES | -0.16103 | 58 | 5 | 58 | 0 | 1.0435 | CC | -1 | 0.27322 | 58 | 58 |  |  | -9.3399 | 58 | -0.27322 | -15.847 |  |  |  |  | 0 | 0
48877 | THW_3334 | D | Houston | YES | -0.16103 | 57 | 5 | 57 | 0 | 1.0435 | CC | -1 | 0.27322 | 57 | 57 |  |  | -9.1789 | 57 | -0.27322 | -15.5738 |  |  |  |  | 0 | 0
48879 | THW_4142 | E | Houston | YES | -0.16103 | 56 | 5 | 56 | 0 | 1.0435 | CC | -1 | 0.27322 | 56 | 56 |  |  | -9.0178 | 56 | -0.27322 | -15.3006 |  |  |  |  | 0 | 0
48875 | THW_3132 | A | Houston | YES | -0.16103 | 55 | 5 | 55 | 0 | 1.0435 | CC | -1 | 0.27322 | 55 | 55 |  |  | -8.8568 | 55 | -0.27322 | -15.0274 |  |  |  |  | 0 | 0
48877 | THW_3334 | C | Houston | YES | -0.16103 | 55 | 5 | 55 | 0 | 1.0435 | CC | -1 | 0.27322 | 55 | 55 |  |  | -8.8568 | 55 | -0.27322 | -15.0274 |  |  |  |  | 0 | 0
48879 | THW_4142 | F | Houston | YES | -0.16103 | 55 | 5 | 55 | 0 | 1.0435 | CC | -1 | 0.27322 | 55 | 55 |  |  | -8.8568 | 55 | -0.27322 | -15.0274 |  |  |  |  | 0 | 0
48875 | THW_3132 | B | Houston | YES | -0.16103 | 53 | 5 | 53 | 0 | 1.0435 | CC | -1 | 0.27322 | 53 | 53 |  |  | -8.5347 | 53 | -0.27322 | -14.4809 |  |  |  |  | 0 | 0
48722 | LEG_2___2 | 2 | North | YES | 0.1334 | 819 | 357 | 819 | 0 | 1.0348 | LIGCO | 1 | 0.2757 | 0 | 819 | 109.2571 | 819 |  |  | 0.2757 | 225.7999 |  |  |  |  | 0 | 0
48721 | LEG_1___1 | 1 | North | YES | 0.1334 | 827 | 357 | 827 | 0 | 1.0348 | LIGCO | 1 | 0.2757 | 0 | 827 | 110.3243 | 827 |  |  | 0.2757 | 228.0055 |  |  |  |  | 0 | 0
39960 | TNTNPONE_18 | 1 | North | YES | 0.14111 | 152.3 | 30 | 152.3 |  | 1.04 | LIGCO | 1 | 0.28341 | 0 | 152.3 | 21.4915 | 152.3 |  |  | 0.28341 | 43.1636 |  |  |  |  | 0 | 0
39970 | TNTNPONE_28 | 1 | North | YES | 0.14111 | 153 | 30 | 153 |  | 1.04 | LIGCO | 1 | 0.28341 | 0 | 153 | 21.5903 | 153 |  |  | 0.28341 | 43.362 |  |  |  |  | 0 | 0
32884 | BRYN_DNSBY13 | 1 | North | YES | 0.1444 | 46 | 2 | 46 | 0 | 1.015 | GST | 1 | 0.2867 | 46 | 46 | 6.6424 | 46 |  |  | 0.2867 | 13.1882 |  |  |  |  | 0 | 0
32883 | BRYN_DNSBY3 | 1 | North | YES | 0.1444 | 0 | 2 | 48 |  | 1.015 | GST | 1 | 0.2867 | 48 | 48 | 6.9312 | 48 |  |  | 0.2867 | 13.7615 |  |  |  |  | 0 | 0
32892 | BRYN_DNSBY14 | 1 | North | YES | 0.1444 | 84 | 25 | 105 | 0 | 1.035 | GST | 1 | 0.2867 | 105 | 105 | 15.162 | 105 |  |  | 0.2867 | 30.1034 |  |  |  |  | 0 | 0
32886 | BRYN_ATKINS3 | MB | North | YES | 0.14783 | 0 | 5 | 12 |  | 1 | GST | 1 | 0.29012 | 0 | 0 | 0 | 0 |  |  | 0.29012 | 0 |  |  |  |  | 0 | 0
32887 | BRYN_ATKINS6 | MB | North | YES | 0.14783 | 0 | 12 | 51 |  | 1.028 | GST | 1 | 0.29012 | 0 | 0 | 0 | 0 |  |  | 0.29012 | 0 |  |  |  |  | 0 | 0
32890 | BRYN_ATKINS4 | MB | North | YES | 0.14783 | 0 | 5 | 22 |  | 1.031 | GST | 1 | 0.29012 | 0 | 0 | 0 | 0 |  |  | 0.29012 | 0 |  |  |  |  | 0 | 0
32891 | BRYN_ATKINS5 | MB | North | YES | 0.14783 | 0 | 5 | 25 |  | 1.031 | GST | 1 | 0.29012 | 0 | 0 | 0 | 0 |  |  | 0.29012 | 0 |  |  |  |  | 0 | 0
32888 | BRYN_ATKINS7 | 1 | North | YES | 0.14783 | 13.6 | 4 | 17 |  | 1.028 | GGT | 1 | 0.29012 | 17 | 17 | 2.513 | 17 |  |  | 0.29012 | 4.9321 |  |  |  |  | 0 | 0
32798 | BRYN_TAMUGEN | 1 | North | YES | 0.14959 | 32 | 0 | 32 |  | 1.02 | GST | 1 | 0.29189 | 32 | 32 | 4.7868 | 32 |  |  | 0.29189 | 9.3403 |  |  |  |  | 0 | 0
48885 | THW_5152 | B | Houston | YES | -0.19005 | 47.2 | 5 | 59 |  | 1.0319 | GGT | -1 | 0.30224 | 59 | 59 |  |  | -11.2128 | 59 | -0.30224 | -17.8321 |  |  |  |  | 0 | 0
48887 | THW_5556 | E | Houston | YES | -0.19005 | 47.2 | 5 | 59 |  | 1.0319 | GGT | -1 | 0.30224 | 59 | 59 |  |  | -11.2128 | 59 | -0.30224 | -17.8321 |  |  |  |  | 0 | 0
48885 | THW_5152 | A | Houston | YES | -0.19005 | 46.4 | 5 | 58 |  | 1.0319 | GGT | -1 | 0.30224 | 58 | 58 |  |  | -11.0227 | 58 | -0.30224 | -17.5298 |  |  |  |  | 0 | 0
48886 | THW_5354 | D | Houston | YES | -0.19005 | 46.4 | 5 | 58 |  | 1.0319 | GGT | -1 | 0.30224 | 58 | 58 |  |  | -11.0227 | 58 | -0.30224 | -17.5298 |  |  |  |  | 0 | 0
48886 | THW_5354 | C | Houston | YES | -0.19005 | 45.6 | 5 | 57 |  | 1.0319 | GGT | -1 | 0.30224 | 57 | 57 |  |  | -10.8327 | 57 | -0.30224 | -17.2276 |  |  |  |  | 0 | 0
48887 | THW_5556 | F | Houston | YES | -0.19005 | 45.6 | 5 | 57 |  | 1.0319 | GGT | -1 | 0.30224 | 57 | 57 |  |  | -10.8327 | 57 | -0.30224 | -17.2276 |  |  |  |  | 0 | 0
990 | GIBN_CREK_G1 | 1 | North | YES | 0.16087 | 463 | 200 | 463 | 0 | 1.0275 | LIGCO | 1 | 0.30317 | 0 | 463 | 74.4847 | 463 |  |  | 0.30317 | 140.3691 |  |  |  |  | 0 | 0
48671 | FTR_GT1_5105 | 1 | North | YES | 0.1658 | 154.2 | 0 | 154.2 | 0 | 1.0319 | CC | 1 | 0.3081 | 154.2 | 154.2 | 25.5661 | 154.2 |  |  | 0.3081 | 47.5085 |  |  |  |  | 0 | 0
48673 | FTR_GT3_5085 | 3 | North | YES | 0.1658 | 158 | 0 | 158 | 0 | 1.0319 | CC | 1 | 0.3081 | 158 | 158 | 26.1961 | 158 |  |  | 0.3081 | 48.6793 |  |  |  |  | 0 | 0
48672 | FTR_GT2_5110 | 2 | North | YES | 0.1658 | 159 | 0 | 159 | 0 | 1.0319 | CC | 1 | 0.3081 | 159 | 159 | 26.3619 | 159 |  |  | 0.3081 | 48.9874 |  |  |  |  | 0 | 0
48674 | FTR_CN4_5095 | 4 | North | YES | 0.1658 | 380 | 0 | 380 | 0 | 1.0319 | CC | 1 | 0.3081 | 380 | 380 | 63.0032 | 380 |  |  | 0.3081 | 117.0768 |  |  |  |  | 0 | 0
[26 empty] | 0 | 0
[26 empty] | 0 | 0
[26 empty] | 0 | 0
[26 empty] | 0 | 0
[26 empty] | 0 | 0
[26 empty] | 0 | 0
[26 empty] | 0 | 0
[26 empty] | 0 | 0
[26 empty] | 0 | 0
[26 empty] | 0 | 0
[26 empty] | 0 | 0
[26 empty] | 0 | 0
[26 empty] | 0 | 0
[26 empty] | 0 | 0
[26 empty] | 0 | 0
[26 empty] | 0 | 0
[26 empty] | 0 | 0
[26 empty] | 0 | 0
[26 empty] | 0 | 0
[26 empty] | 0 | 0
[26 empty] | 0 | 0
[26 empty] | 0 | 0
[26 empty] | 0 | 0
[26 empty] | 0 | 0
[26 empty] | 0 | 0
[26 empty] | 0 | 0
[26 empty] | 0 | 0
[26 empty] | 0 | 0
[26 empty] | 0 | 0
[26 empty] | 0 | 0
[26 empty] | 0 | 0
[26 empty] | 0 | 0
[26 empty] | 0 | 0
[26 empty] | 0 | 0
[26 empty] | 0 | 0
[26 empty] | 0 | 0
[26 empty] | 0 | 0
[26 empty] | 0 | 0
[26 empty] | 0 | 0
[26 empty] | 0 | 0
[26 empty] | 0 | 0
[26 empty] | 0 | 0
[26 empty] | 0 | 0
[26 empty] | 0 | 0
[26 empty] | 0 | 0
[26 empty] | 0 | 0
[26 empty] | 0 | 0
[26 empty] | 0 | 0
[26 empty] | 0 | 0
[26 empty] | 0 | 0
[26 empty] | 0 | 0
[26 empty] | 0 | 0
[26 empty] | 0 | 0
[26 empty] | 0 | 0
[26 empty] | 0 | 0
[26 empty] | 0 | 0
[26 empty] | 0 | 0
[26 empty] | 0 | 0
[26 empty] | 0 | 0
[26 empty] | 0 | 0
[26 empty] | 0 | 0
[26 empty] | 0 | 0
[26 empty] | 0 | 0
[26 empty] | 0 | 0
[26 empty] | 0 | 0
[26 empty] | 0 | 0
[26 empty] | 0 | 0
[26 empty] | 0 | 0
[26 empty] | 0 | 0
[26 empty] | 0 | 0
[26 empty] | 0 | 0
[26 empty] | 0 | 0
[26 empty] | 0 | 0
[26 empty] | 0 | 0
[26 empty] | 0 | 0
[26 empty] | 0 | 0
[26 empty] | 0 | 0
[26 empty] | 0 | 0
[26 empty] | 0 | 0
[26 empty] | 0 | 0
[26 empty] | 0 | 0
[26 empty] | 0 | 0
[26 empty] | 0 | 0
[26 empty] | 0 | 0
[26 empty] | 0 | 0
[26 empty] | 0 | 0
[26 empty] | 0 | 0
[26 empty] | 0 | 0
[26 empty] | 0 | 0
[26 empty] | 0 | 0
[26 empty] | 0 | 0
[26 empty] | 0 | 0
[26 empty] | 0 | 0
[26 empty] | 0 | 0
[26 empty] | 0 | 0
[26 empty] | 0 | 0
[26 empty] | 0 | 0
[26 empty] | 0 | 0
[26 empty] | 0 | 0
[26 empty] | 0 | 0
[26 empty] | 0 | 0
[26 empty] | 0 | 0
[26 empty] | 0 | 0
[26 empty] | 0 | 0
[26 empty] | 0 | 0
[26 empty] | 0 | 0
[26 empty] | 0 | 0
[26 empty] | 0 | 0
[26 empty] | 0 | 0
[26 empty] | 0 | 0
[26 empty] | 0 | 0
[26 empty] | 0 | 0
[26 empty] | 0 | 0
[26 empty] | 0 | 0
[26 empty] | 0 | 0
[26 empty] | 0 | 0
[26 empty] | 0 | 0
[26 empty] | 0 | 0
[26 empty] | 0 | 0
[26 empty] | 0 | 0
[26 empty] | 0 | 0
[26 empty] | 0 | 0
[26 empty] | 0 | 0
[26 empty] | 0 | 0
[26 empty] | 0 | 0
[26 empty] | 0 | 0
[26 empty] | 0 | 0
[26 empty] | 0 | 0
[26 empty] | 0 | 0
[26 empty] | 0 | 0
[26 empty] | 0 | 0
[26 empty] | 0 | 0
[26 empty] | 0 | 0
[26 empty] | 0 | 0
[26 empty] | 0 | 0
[26 empty] | 0 | 0
[26 empty] | 0 | 0
[26 empty] | 0 | 0
[26 empty] | 0 | 0
[26 empty] | 0 | 0
[26 empty] | 0 | 0
[26 empty] | 0 | 0
[26 empty] | 0 | 0
[26 empty] | 0 | 0
[26 empty] | 0 | 0
[26 empty] | 0 | 0
[26 empty] | 0 | 0
[26 empty] | 0 | 0
[26 empty] | 0 | 0
[26 empty] | 0 | 0
[26 empty] | 0 | 0
[26 empty] | 0 | 0
[26 empty] | 0 | 0
[26 empty] | 0 | 0
[26 empty] | 0 | 0
[26 empty] | 0 | 0
[26 empty] | 0 | 0
[26 empty] | 0 | 0
[26 empty] | 0 | 0
[26 empty] | 0 | 0
[26 empty] | 0 | 0
[26 empty] | 0 | 0
[26 empty] | 0 | 0
[26 empty] | 0 | 0
[26 empty] | 0 | 0
[26 empty] | 0 | 0
[26 empty] | 0 | 0
[26 empty] | 0 | 0
[26 empty] | 0 | 0
[26 empty] | 0 | 0
[26 empty] | 0 | 0
[26 empty] | 0 | 0
[26 empty] | 0 | 0
[26 empty] | 0 | 0
[26 empty] | 0 | 0
[26 empty] | 0 | 0
[26 empty] | 0 | 0
[26 empty] | 0 | 0
[26 empty] | 0 | 0
[26 empty] | 0 | 0
[26 empty] | 0 | 0
[26 empty] | 0 | 0
[26 empty] | 0 | 0
[26 empty] | 0 | 0
[26 empty] | 0 | 0
[26 empty] | 0 | 0
[26 empty] | 0 | 0
[26 empty] | 0 | 0
[26 empty] | 0 | 0
[26 empty] | 0 | 0
[26 empty] | 0 | 0
[26 empty] | 0 | 0
[26 empty] | 0 | 0
[26 empty] | 0 | 0
[26 empty] | 0 | 0
[26 empty] | 0 | 0
[26 empty] | 0 | 0
[26 empty] | 0 | 0
[26 empty] | 0 | 0
[26 empty] | 0 | 0
[26 empty] | 0 | 0
[26 empty] | 0 | 0
[26 empty] | 0 | 0
[26 empty] | 0 | 0
[26 empty] | 0 | 0
[26 empty] | 0 | 0
[26 empty] | 0 | 0
[26 empty] | 0 | 0
[26 empty] | 0 | 0
[26 empty] | 0 | 0
[26 empty] | 0 | 0
[26 empty] | 0 | 0
[26 empty] | 0 | 0
[26 empty] | 0 | 0
[26 empty] | 0 | 0
[26 empty] | 0 | 0
[26 empty] | 0 | 0
[26 empty] | 0 | 0
[26 empty] | 0 | 0
[26 empty] | 0 | 0
[26 empty] | 0 | 0
[26 empty] | 0 | 0
[26 empty] | 0 | 0
[26 empty] | 0 | 0
[26 empty] | 0 | 0
[26 empty] | 0 | 0
[26 empty] | 0 | 0
[26 empty] | 0 | 0
[26 empty] | 0 | 0
[26 empty] | 0 | 0
[26 empty] | 0 | 0
[26 empty] | 0 | 0
[26 empty] | 0 | 0
[26 empty] | 0 | 0
[26 empty] | 0 | 0
[26 empty] | 0 | 0
[26 empty] | 0 | 0
[26 empty] | 0 | 0
[26 empty] | 0 | 0
[26 empty] | 0 | 0
[26 empty] | 0 | 0
[26 empty] | 0 | 0
[26 empty] | 0 | 0
[26 empty] | 0 | 0
[26 empty] | 0 | 0
[26 empty] | 0 | 0
[26 empty] | 0 | 0
[26 empty] | 0 | 0
[26 empty] | 0 | 0
[26 empty] | 0 | 0
[26 empty] | 0 | 0
[26 empty] | 0 | 0
[26 empty] | 0 | 0
[26 empty] | 0 | 0
[26 empty] | 0 | 0
[26 empty] | 0 | 0
[26 empty] | 0 | 0
[26 empty] | 0 | 0
[26 empty] | 0 | 0
[26 empty] | 0 | 0
[26 empty] | 0 | 0
[26 empty] | 0 | 0
[26 empty] | 0 | 0
[26 empty] | 0 | 0
[26 empty] | 0 | 0
[26 empty] | 0 | 0
[26 empty] | 0 | 0
[26 empty] | 0 | 0
[26 empty] | 0 | 0
[26 empty] | 0 | 0
[26 empty] | 0 | 0
[26 empty] | 0 | 0
[26 empty] | 0 | 0
[26 empty] | 0 | 0
[26 empty] | 0 | 0
[26 empty] | 0 | 0
[26 empty] | 0 | 0
[26 empty] | 0 | 0
[26 empty] | 0 | 0
[26 empty] | 0 | 0
[26 empty] | 0 | 0
[26 empty] | 0 | 0
[26 empty] | 0 | 0
[26 empty] | 0 | 0
[26 empty] | 0 | 0
[26 empty] | 0 | 0
[26 empty] | 0 | 0
[26 empty] | 0 | 0
[26 empty] | 0 | 0
[26 empty] | 0 | 0
[26 empty] | 0 | 0
[26 empty] | 0 | 0
[26 empty] | 0 | 0
[26 empty] | 0 | 0
[26 empty] | 0 | 0
[26 empty] | 0 | 0
[26 empty] | 0 | 0
[26 empty] | 0 | 0
[26 empty] | 0 | 0
[26 empty] | 0 | 0
[26 empty] | 0 | 0
[26 empty] | 0 | 0
[26 empty] | 0 | 0
[26 empty] | 0 | 0
[26 empty] | 0 | 0
[26 empty] | 0 | 0
[26 empty] | 0 | 0
[26 empty] | 0 | 0
[26 empty] | 0 | 0
[26 empty] | 0 | 0
[26 empty] | 0 | 0
[26 empty] | 0 | 0
[26 empty] | 0 | 0
[26 empty] | 0 | 0
[26 empty] | 0 | 0
[26 empty] | 0 | 0
[26 empty] | 0 | 0
[26 empty] | 0 | 0
[26 empty] | 0 | 0
[26 empty] | 0 | 0
[26 empty] | 0 | 0
[26 empty] | 0 | 0
[26 empty] | 0 | 0
[26 empty] | 0 | 0
[26 empty] | 0 | 0
[26 empty] | 0 | 0
[26 empty] | 0 | 0
[26 empty] | 0 | 0
[26 empty] | 0 | 0
[26 empty] | 0 | 0
[26 empty] | 0 | 0
[26 empty] | 0 | 0
[26 empty] | 0 | 0
[26 empty] | 0 | 0
[26 empty] | 0 | 0
[26 empty] | 0 | 0
[26 empty] | 0 | 0
[26 empty] | 0 | 0
[26 empty] | 0 | 0
[26 empty] | 0 | 0
[26 empty] | 0 | 0
[26 empty] | 0 | 0
[26 empty] | 0 | 0
[26 empty] | 0 | 0
[26 empty] | 0 | 0
[26 empty] | 0 | 0
[26 empty] | 0 | 0
[26 empty] | 0 | 0
[26 empty] | 0 | 0
[26 empty] | 0 | 0
[26 empty] | 0 | 0
[26 empty] | 0 | 0
[26 empty] | 0 | 0
[26 empty] | 0 | 0
[26 empty] | 0 | 0
[26 empty] | 0 | 0
[26 empty] | 0 | 0
[26 empty] | 0 | 0
[26 empty] | 0 | 0
[26 empty] | 0 | 0
[26 empty] | 0 | 0
[26 empty] | 0 | 0
[26 empty] | 0 | 0
[26 empty] | 0 | 0
[26 empty] | 0 | 0
[26 empty] | 0 | 0
[26 empty] | 0 | 0
[26 empty] | 0 | 0
[26 empty] | 0 | 0
[26 empty] | 0 | 0
[26 empty] | 0 | 0
[26 empty] | 0 | 0
[26 empty] | 0 | 0
[26 empty] | 0 | 0
[26 empty] | 0 | 0
[26 empty] | 0 | 0
[26 empty] | 0 | 0
[26 empty] | 0 | 0
[26 empty] | 0 | 0
[26 empty] | 0 | 0
[26 empty] | 0 | 0
[26 empty] | 0 | 0
[26 empty] | 0 | 0
[26 empty] | 0 | 0
[26 empty] | 0 | 0
[26 empty] | 0 | 0
[26 empty] | 0 | 0
[26 empty] | 0 | 0
[26 empty] | 0 | 0
[26 empty] | 0 | 0
[26 empty] | 0 | 0
[26 empty] | 0 | 0
[26 empty] | 0 | 0
[26 empty] | 0 | 0
[26 empty] | 0 | 0
[26 empty] | 0 | 0
[26 empty] | 0 | 0
[26 empty] | 0 | 0
[26 empty] | 0 | 0
[26 empty] | 0 | 0
[26 empty] | 0 | 0
[26 empty] | 0 | 0
[26 empty] | 0 | 0
[26 empty] | 0 | 0
[26 empty] | 0 | 0
[26 empty] | 0 | 0
[26 empty] | 0 | 0
[26 empty] | 0 | 0
[26 empty] | 0 | 0
[26 empty] | 0 | 0
[26 empty] | 0 | 0
[26 empty] | 0 | 0
[26 empty] | 0 | 0
[26 empty] | 0 | 0
[26 empty] | 0 | 0
[26 empty] | 0 | 0
[26 empty] | 0 | 0
[26 empty] | 0 | 0
[26 empty] | 0 | 0
[26 empty] | 0 | 0
[26 empty] | 0 | 0
[26 empty] | 0 | 0
[26 empty] | 0 | 0
[26 empty] | 0 | 0
[26 empty] | 0 | 0
[26 empty] | 0 | 0
[26 empty] | 0 | 0
[26 empty] | 0 | 0
[26 empty] | 0 | 0
[26 empty] | 0 | 0
[26 empty] | 0 | 0
[26 empty] | 0 | 0
[26 empty] | 0 | 0
[26 empty] | 0 | 0
[26 empty] | 0 | 0
[26 empty] | 0 | 0
[26 empty] | 0 | 0
[26 empty] | 0 | 0
[26 empty] | 0 | 0
[26 empty] | 0 | 0
[26 empty] | 0 | 0
[26 empty] | 0 | 0
[26 empty] | 0 | 0
[26 empty] | 0 | 0
[26 empty] | 0 | 0
[26 empty] | 0 | 0
[26 empty] | 0 | 0
[26 empty] | 0 | 0
[26 empty] | 0 | 0
[26 empty] | 0 | 0
[26 empty] | 0 | 0
[26 empty] | 0 | 0
[26 empty] | 0 | 0
[26 empty] | 0 | 0
[26 empty] | 0 | 0
[26 empty] | 0 | 0
[26 empty] | 0 | 0
[26 empty] | 0 | 0
[26 empty] | 0 | 0
[26 empty] | 0 | 0
[26 empty] | 0 | 0
[26 empty] | 0 | 0
[26 empty] | 0 | 0
[26 empty] | 0 | 0
[26 empty] | 0 | 0
[26 empty] | 0 | 0
[26 empty] | 0 | 0
[26 empty] | 0 | 0
[26 empty] | 0 | 0
[26 empty] | 0 | 0
[26 empty] | 0 | 0
[26 empty] | 0 | 0
[26 empty] | 0 | 0
[26 empty] | 0 | 0
[26 empty] | 0 | 0
[26 empty] | 0 | 0
[26 empty] | 0 | 0
[26 empty] | 0 | 0
[26 empty] | 0 | 0
[26 empty] | 0 | 0
[26 empty] | 0 | 0
[26 empty] | 0 | 0
[26 empty] | 0 | 0
[26 empty] | 0 | 0
[26 empty] | 0 | 0
[26 empty] | 0 | 0
[26 empty] | 0 | 0
[26 empty] | 0 | 0
[26 empty] | 0 | 0
[26 empty] | 0 | 0
[26 empty] | 0 | 0
[26 empty] | 0 | 0
[26 empty] | 0 | 0
[26 empty] | 0 | 0
[26 empty] | 0 | 0
[26 empty] | 0 | 0
[26 empty] | 0 | 0
[26 empty] | 0 | 0
[26 empty] | 0 | 0
[26 empty] | 0 | 0
[26 empty] | 0 | 0
[26 empty] | 0 | 0
[26 empty] | 0 | 0
[26 empty] | 0 | 0
[26 empty] | 0 | 0
[26 empty] | 0 | 0
[26 empty] | 0 | 0
[26 empty] | 0 | 0
[26 empty] | 0 | 0
[26 empty] | 0 | 0
[26 empty] | 0 | 0
[26 empty] | 0 | 0
[26 empty] | 0 | 0
[26 empty] | 0 | 0
[26 empty] | 0 | 0
[26 empty] | 0 | 0
[26 empty] | 0 | 0
[26 empty] | 0 | 0
[26 empty] | 0 | 0
[26 empty] | 0 | 0
[26 empty] | 0 | 0
[26 empty] | 0 | 0
[26 empty] | 0 | 0
[26 empty] | 0 | 0
[26 empty] | 0 | 0
[26 empty] | 0 | 0
[26 empty] | 0 | 0
[26 empty] | 0 | 0
[26 empty] | 0 | 0
[26 empty] | 0 | 0
[26 empty] | 0 | 0
[26 empty] | 0 | 0
[26 empty] | 0 | 0
[26 empty] | 0 | 0
[26 empty] | 0 | 0
[26 empty] | 0 | 0
[26 empty] | 0 | 0
[26 empty] | 0 | 0
[26 empty] | 0 | 0
[26 empty] | 0 | 0
[26 empty] | 0 | 0
[26 empty] | 0 | 0
[26 empty] | 0 | 0
[26 empty] | 0 | 0
[26 empty] | 0 | 0
[26 empty] | 0 | 0
[26 empty] | 0 | 0
[26 empty] | 0 | 0
[26 empty] | 0 | 0
[26 empty] | 0 | 0
[26 empty] | 0 | 0
[26 empty] | 0 | 0
[26 empty] | 0 | 0
[26 empty] | 0 | 0
[26 empty] | 0 | 0
[26 empty] | 0 | 0
[26 empty] | 0 | 0
[26 empty] | 0 | 0
[26 empty] | 0 | 0
[26 empty] | 0 | 0
[26 empty] | 0 | 0
[26 empty] | 0 | 0
[26 empty] | 0 | 0
[26 empty] | 0 | 0
[26 empty] | 0 | 0
[26 empty] | 0 | 0
[26 empty] | 0 | 0
[26 empty] | 0 | 0
[26 empty] | 0 | 0
[26 empty] | 0 | 0
[26 empty] | 0 | 0
[26 empty] | 0 | 0
[26 empty] | 0 | 0
[26 empty] | 0 | 0
[26 empty] | 0 | 0
[26 empty] | 0 | 0
[26 empty] | 0 | 0
[26 empty] | 0 | 0
[26 empty] | 0 | 0
[26 empty] | 0 | 0
[26 empty] | 0 | 0
[26 empty] | 0 | 0
[26 empty] | 0 | 0
[26 empty] | 0 | 0
[26 empty] | 0 | 0
[26 empty] | 0 | 0
[26 empty] | 0 | 0
[26 empty] | 0 | 0
[26 empty] | 0 | 0
[26 empty] | 0 | 0
[26 empty] | 0 | 0
[26 empty] | 0 | 0
[26 empty] | 0 | 0
[26 empty] | 0 | 0
[26 empty] | 0 | 0
[26 empty] | 0 | 0
[26 empty] | 0 | 0
[26 empty] | 0 | 0
[26 empty] | 0 | 0
[26 empty] | 0 | 0
[26 empty] | 0 | 0
[26 empty] | 0 | 0
[26 empty] | 0 | 0
[26 empty] | 0 | 0
[26 empty] | 0 | 0
[26 empty] | 0 | 0
[26 empty] | 0 | 0
[26 empty] | 0 | 0
[26 empty] | 0 | 0
[26 empty] | 0 | 0
[26 empty] | 0 | 0
[26 empty] | 0 | 0
[26 empty] | 0 | 0
[26 empty] | 0 | 0
[26 empty] | 0 | 0
[26 empty] | 0 | 0
[26 empty] | 0 | 0
[26 empty] | 0 | 0
[26 empty] | 0 | 0
[26 empty] | 0 | 0
[26 empty] | 0 | 0
[26 empty] | 0 | 0
[26 empty] | 0 | 0
[26 empty] | 0 | 0
[26 empty] | 0 | 0
[26 empty] | 0 | 0
[26 empty] | 0 | 0
[26 empty] | 0 | 0
[26 empty] | 0 | 0
[26 empty] | 0 | 0
[26 empty] | 0 | 0
[26 empty] | 0 | 0
[26 empty] | 0 | 0
[26 empty] | 0 | 0
[26 empty] | 0 | 0
[26 empty] | 0 | 0
[26 empty] | 0 | 0
[26 empty] | 0 | 0
[26 empty] | 0 | 0
[26 empty] | 0 | 0
[26 empty] | 0 | 0
[26 empty] | 0 | 0
[26 empty] | 0 | 0
[26 empty] | 0 | 0
[26 empty] | 0 | 0
[26 empty] | 0 | 0
[26 empty] | 0 | 0
[26 empty] | 0 | 0
[26 empty] | 0 | 0
[26 empty] | 0 | 0
[26 empty] | 0 | 0
[26 empty] | 0 | 0
[26 empty] | 0 | 0
[26 empty] | 0 | 0
[26 empty] | 0 | 0
[26 empty] | 0 | 0
[26 empty] | 0 | 0
[26 empty] | 0 | 0
[26 empty] | 0 | 0
[26 empty] | 0 | 0
[26 empty] | 0 | 0
[26 empty] | 0 | 0
[26 empty] | 0 | 0
[26 empty] | 0 | 0
[26 empty] | 0 | 0
[26 empty] | 0 | 0
[26 empty] | 0 | 0
[26 empty] | 0 | 0
[26 empty] | 0 | 0
[26 empty] | 0 | 0
[26 empty] | 0 | 0
[26 empty] | 0 | 0
[26 empty] | 0 | 0
[26 empty] | 0 | 0
[26 empty] | 0 | 0
[26 empty] | 0 | 0
[26 empty] | 0 | 0
[26 empty] | 0 | 0
[26 empty] | 0 | 0
[26 empty] | 0 | 0
[26 empty] | 0 | 0
[26 empty] | 0 | 0
[26 empty] | 0 | 0
[26 empty] | 0 | 0
[26 empty] | 0 | 0
[26 empty] | 0 | 0
[26 empty] | 0 | 0
[26 empty] | 0 | 0
[26 empty] | 0 | 0
[26 empty] | 0 | 0
[26 empty] | 0 | 0
[26 empty] | 0 | 0
[26 empty] | 0 | 0
[26 empty] | 0 | 0
[26 empty] | 0 | 0
[26 empty] | 0 | 0
[26 empty] | 0 | 0
[26 empty] | 0 | 0
[26 empty] | 0 | 0
[26 empty] | 0 | 0
[26 empty] | 0 | 0
[26 empty] | 0 | 0
[26 empty] | 0 | 0
[26 empty] | 0 | 0
[26 empty] | 0 | 0
[26 empty] | 0 | 0
[26 empty] | 0 | 0
[26 empty] | 0 | 0
[26 empty] | 0 | 0
[26 empty] | 0 | 0
[26 empty] | 0 | 0
[26 empty] | 0 | 0
[26 empty] | 0 | 0
[26 empty] | 0 | 0
[26 empty] | 0 | 0
[26 empty] | 0 | 0
[26 empty] | 0 | 0
[26 empty] | 0 | 0
[26 empty] | 0 | 0
[26 empty] | 0 | 0
[26 empty] | 0 | 0
[26 empty] | 0 | 0
[26 empty] | 0 | 0
[26 empty] | 0 | 0
[26 empty] | 0 | 0
[26 empty] | 0 | 0
[26 empty] | 0 | 0
[26 empty] | 0 | 0
[26 empty] | 0 | 0
[26 empty] | 0 | 0
[26 empty] | 0 | 0
[26 empty] | 0 | 0
[26 empty] | 0 | 0
[26 empty] | 0 | 0
[26 empty] | 0 | 0
[26 empty] | 0 | 0
[26 empty] | 0 | 0
[26 empty] | 0 | 0
[26 empty] | 0 | 0
[26 empty] | 0 | 0
[26 empty] | 0 | 0
[26 empty] | 0 | 0
[26 empty] | 0 | 0
[26 empty] | 0 | 0
[26 empty] | 0 | 0
[26 empty] | 0 | 0
[26 empty] | 0 | 0
[26 empty] | 0 | 0
[26 empty] | 0 | 0
[26 empty] | 0 | 0
[26 empty] | 0 | 0
[26 empty] | 0 | 0
[26 empty] | 0 | 0
[26 empty] | 0 | 0
[26 empty] | 0 | 0
[26 empty] | 0 | 0
[26 empty] | 0 | 0
[26 empty] | 0 | 0
[26 empty] | 0 | 0
[26 empty] | 0 | 0
[26 empty] | 0 | 0
[26 empty] | 0 | 0
[26 empty] | 0 | 0
[26 empty] | 0 | 0
[26 empty] | 0 | 0
[26 empty] | 0 | 0
[26 empty] | 0 | 0
[26 empty] | 0 | 0
[26 empty] | 0 | 0
[26 empty] | 0 | 0
[26 empty] | 0 | 0
[26 empty] | 0 | 0
[26 empty] | 0 | 0
[26 empty] | 0 | 0
[26 empty] | 0 | 0
[26 empty] | 0 | 0
[26 empty] | 0 | 0
[26 empty] | 0 | 0
[26 empty] | 0 | 0
[26 empty] | 0 | 0
[26 empty] | 0 | 0
[26 empty] | 0 | 0
[26 empty] | 0 | 0
[26 empty] | 0 | 0
[26 empty] | 0 | 0
[26 empty] | 0 | 0
[26 empty] | 0 | 0
[26 empty] | 0 | 0
[26 empty] | 0 | 0
[26 empty] | 0 | 0
[26 empty] | 0 | 0
[26 empty] | 0 | 0
[26 empty] | 0 | 0
[26 empty] | 0 | 0
[26 empty] | 0 | 0
[26 empty] | 0 | 0
[26 empty] | 0 | 0
[26 empty] | 0 | 0
[26 empty] | 0 | 0
[26 empty] | 0 | 0
[26 empty] | 0 | 0
[26 empty] | 0 | 0
[26 empty] | 0 | 0
[26 empty] | 0 | 0
[26 empty] | 0 | 0
[26 empty] | 0 | 0
[26 empty] | 0 | 0
[26 empty] | 0 | 0
[26 empty] | 0 | 0
[26 empty] | 0 | 0
[26 empty] | 0 | 0
[26 empty] | 0 | 0
[26 empty] | 0 | 0
[26 empty] | 0 | 0
[26 empty] | 0 | 0
[26 empty] | 0 | 0
[26 empty] | 0 | 0
[26 empty] | 0 | 0
[26 empty] | 0 | 0
[26 empty] | 0 | 0
[26 empty] | 0 | 0
[26 empty] | 0 | 0
[26 empty] | 0 | 0
[26 empty] | 0 | 0
[26 empty] | 0 | 0
[26 empty] | 0 | 0
[26 empty] | 0 | 0
[26 empty] | 0 | 0
[26 empty] | 0 | 0
[26 empty] | 0 | 0
[26 empty] | 0 | 0
[26 empty] | 0 | 0
[26 empty] | 0 | 0
[26 empty] | 0 | 0
[26 empty] | 0 | 0
[26 empty] | 0 | 0
[26 empty] | 0 | 0
[26 empty] | 0 | 0
[26 empty] | 0 | 0
[26 empty] | 0 | 0
[26 empty] | 0 | 0
[26 empty] | 0 | 0
[26 empty] | 0 | 0
[26 empty] | 0 | 0
[26 empty] | 0 | 0
[26 empty] | 0 | 0
[26 empty] | 0 | 0
[26 empty] | 0 | 0
[26 empty] | 0 | 0
[26 empty] | 0 | 0
[26 empty] | 0 | 0
[26 empty] | 0 | 0
[26 empty] | 0 | 0
[26 empty] | 0 | 0
[26 empty] | 0 | 0
[26 empty] | 0 | 0
[26 empty] | 0 | 0
[26 empty] | 0 | 0
[26 empty] | 0 | 0
[26 empty] | 0 | 0
[26 empty] | 0 | 0
[26 empty] | 0 | 0
[26 empty] | 0 | 0
[26 empty] | 0 | 0
[26 empty] | 0 | 0
[26 empty] | 0 | 0
[26 empty] | 0 | 0
[26 empty] | 0 | 0
[26 empty] | 0 | 0
[26 empty] | 0 | 0
[26 empty] | 0 | 0
[26 empty] | 0 | 0
[26 empty] | 0 | 0
[26 empty] | 0 | 0
[26 empty] | 0 | 0
[26 empty] | 0 | 0
[26 empty] | 0 | 0
[26 empty] | 0 | 0
[26 empty] | 0 | 0
[26 empty] | 0 | 0
[26 empty] | 0 | 0
[26 empty] | 0 | 0
[26 empty] | 0 | 0
[26 empty] | 0 | 0
[26 empty] | 0 | 0
[26 empty] | 0 | 0
[26 empty] | 0 | 0
[26 empty] | 0 | 0
[26 empty] | 0 | 0
[26 empty] | 0 | 0
[26 empty] | 0 | 0
[26 empty] | 0 | 0
[26 empty] | 0 | 0
[26 empty] | 0 | 0
[26 empty] | 0 | 0
[26 empty] | 0 | 0
[26 empty] | 0 | 0
[26 empty] | 0 | 0
[26 empty] | 0 | 0
[26 empty] | 0 | 0
[26 empty] | 0 | 0
[26 empty] | 0 | 0
[26 empty] | 0 | 0
[26 empty] | 0 | 0
[26 empty] | 0 | 0
[26 empty] | 0 | 0
[26 empty] | 0 | 0
[26 empty] | 0 | 0
[26 empty] | 0 | 0
[26 empty] | 0 | 0
[26 empty] | 0 | 0
[26 empty] | 0 | 0
[26 empty] | 0 | 0
[26 empty] | 0 | 0
[26 empty] | 0 | 0
[26 empty] | 0 | 0
[26 empty] | 0 | 0
[26 empty] | 0 | 0
[26 empty] | 0 | 0
[26 empty] | 0 | 0
[26 empty] | 0 | 0
[26 empty] | 0 | 0
[26 empty] | 0 | 0
[26 empty] | 0 | 0
[26 empty] | 0 | 0
[26 empty] | 0 | 0
[26 empty] | 0 | 0
[26 empty] | 0 | 0
[26 empty] | 0 | 0
[26 empty] | 0 | 0
[26 empty] | 0 | 0
[26 empty] | 0 | 0
[26 empty] | 0 | 0
[26 empty] | 0 | 0
[26 empty] | 0 | 0
[26 empty] | 0 | 0
[26 empty] | 0 | 0
[26 empty] | 0 | 0
[26 empty] | 0 | 0
[26 empty] | 0 | 0
[26 empty] | 0 | 0
[26 empty] | 0 | 0
[26 empty] | 0 | 0
[26 empty] | 0 | 0
[26 empty] | 0 | 0
[26 empty] | 0 | 0
[26 empty] | 0 | 0
[26 empty] | 0 | 0
[26 empty] | 0 | 0
[26 empty] | 0 | 0
[26 empty] | 0 | 0
[26 empty] | 0 | 0
[26 empty] | 0 | 0
[26 empty] | 0 | 0
[26 empty] | 0 | 0
[26 empty] | 0 | 0
[26 empty] | 0 | 0
[26 empty] | 0 | 0
[26 empty] | 0 | 0
[26 empty] | 0 | 0
[26 empty] | 0 | 0
[26 empty] | 0 | 0
[26 empty] | 0 | 0
[26 empty] | 0 | 0
[26 empty] | 0 | 0
[26 empty] | 0 | 0
[26 empty] | 0 | 0
[26 empty] | 0 | 0
[26 empty] | 0 | 0
[26 empty] | 0 | 0
[26 empty] | 0 | 0
[26 empty] | 0 | 0
[26 empty] | 0 | 0
[26 empty] | 0 | 0
[26 empty] | 0 | 0
[26 empty] | 0 | 0
[26 empty] | 0 | 0
[26 empty] | 0 | 0
[26 empty] | 0 | 0
[26 empty] | 0 | 0
[26 empty] | 0 | 0
[26 empty] | 0 | 0
[26 empty] | 0 | 0
[26 empty] | 0 | 0
[26 empty] | 0 | 0
[26 empty] | 0 | 0
[26 empty] | 0 | 0
[26 empty] | 0 | 0
[26 empty] | 0 | 0
[26 empty] | 0 | 0
[26 empty] | 0 | 0
[26 empty] | 0 | 0
[26 empty] | 0 | 0
[26 empty] | 0 | 0
[26 empty] | 0 | 0
[26 empty] | 0 | 0
[26 empty] | 0 | 0
[26 empty] | 0 | 0
[26 empty] | 0 | 0
[26 empty] | 0 | 0
[26 empty] | 0 | 0
[26 empty] | 0 | 0
[26 empty] | 0 | 0
[26 empty] | 0 | 0
[26 empty] | 0 | 0
[26 empty] | 0 | 0
[26 empty] | 0 | 0
[26 empty] | 0 | 0
[26 empty] | 0 | 0
[26 empty] | 0 | 0
[26 empty] | 0 | 0
[26 empty] | 0 | 0
[26 empty] | 0 | 0
[26 empty] | 0 | 0
[26 empty] | 0 | 0
[26 empty] | 0 | 0
[26 empty] | 0 | 0
[26 empty] | 0 | 0
[26 empty] | 0 | 0
[26 empty] | 0 | 0
[26 empty] | 0 | 0
[26 empty] | 0 | 0
[26 empty] | 0 | 0
[26 empty] | 0 | 0
[26 empty] | 0 | 0
[26 empty] | 0 | 0
[26 empty] | 0 | 0
[26 empty] | 0 | 0
[26 empty] | 0 | 0
[26 empty] | 0 | 0
[26 empty] | 0 | 0
[26 empty] | 0 | 0
[26 empty] | 0 | 0
[26 empty] | 0 | 0
[26 empty] | 0 | 0
[26 empty] | 0 | 0
[26 empty] | 0 | 0
[26 empty] | 0 | 0
[26 empty] | 0 | 0
[26 empty] | 0 | 0
[26 empty] | 0 | 0
[26 empty] | 0 | 0
[26 empty] | 0 | 0
[26 empty] | 0 | 0
[26 empty] | 0 | 0
[26 empty] | 0 | 0
[26 empty] | 0 | 0
[26 empty] | 0 | 0
[26 empty] | 0 | 0
[26 empty] | 0 | 0
[26 empty] | 0 | 0
[26 empty] | 0 | 0
[26 empty] | 0 | 0
[26 empty] | 0 | 0
[26 empty] | 0 | 0
[26 empty] | 0 | 0
[26 empty] | 0 | 0
[26 empty] | 0 | 0
[26 empty] | 0 | 0
[26 empty] | 0 | 0
[26 empty] | 0 | 0
[26 empty] | 0 | 0
[26 empty] | 0 | 0
[26 empty] | 0 | 0
[26 empty] | 0 | 0
[26 empty] | 0 | 0
[26 empty] | 0 | 0
[26 empty] | 0 | 0
[26 empty] | 0 | 0
[26 empty] | 0 | 0
[26 empty] | 0 | 0
[26 empty] | 0 | 0
[26 empty] | 0 | 0
[26 empty] | 0 | 0
[26 empty] | 0 | 0
[26 empty] | 0 | 0
[26 empty] | 0 | 0
[26 empty] | 0 | 0
[26 empty] | 0 | 0
[26 empty] | 0 | 0
[26 empty] | 0 | 0
[26 empty] | 0 | 0
[26 empty] | 0 | 0
[26 empty] | 0 | 0
[26 empty] | 0 | 0
[26 empty] | 0 | 0
[26 empty] | 0 | 0
[26 empty] | 0 | 0
[26 empty] | 0 | 0
[26 empty] | 0 | 0
[26 empty] | 0 | 0
[26 empty] | 0 | 0
[26 empty] | 0 | 0
[26 empty] | 0 | 0
[26 empty] | 0 | 0
[26 empty] | 0 | 0
[26 empty] | 0 | 0
[26 empty] | 0 | 0
[26 empty] | 0 | 0
[26 empty] | 0 | 0
[26 empty] | 0 | 0
[26 empty] | 0 | 0
[26 empty] | 0 | 0
[26 empty] | 0 | 0
[26 empty] | 0 | 0
[26 empty] | 0 | 0
[26 empty] | 0 | 0
[26 empty] | 0 | 0
[26 empty] | 0 | 0
[26 empty] | 0 | 0
[26 empty] | 0 | 0
[26 empty] | 0 | 0
[26 empty] | 0 | 0
[26 empty] | 0 | 0
[26 empty] | 0 | 0
[26 empty] | 0 | 0
[26 empty] | 0 | 0
[26 empty] | 0 | 0
[26 empty] | 0 | 0
[26 empty] | 0 | 0
[26 empty] | 0 | 0
[26 empty] | 0 | 0
[26 empty] | 0 | 0
[26 empty] | 0 | 0
[26 empty] | 0 | 0
[26 empty] | 0 | 0
[26 empty] | 0 | 0
[26 empty] | 0 | 0
[26 empty] | 0 | 0
[26 empty] | 0 | 0
[26 empty] | 0 | 0
[26 empty] | 0 | 0
[26 empty] | 0 | 0
[26 empty] | 0 | 0
[26 empty] | 0 | 0
[26 empty] | 0 | 0
[26 empty] | 0 | 0
[26 empty] | 0 | 0
[26 empty] | 0 | 0
[26 empty] | 0 | 0
[26 empty] | 0 | 0
[26 empty] | 0 | 0
[26 empty] | 0 | 0
[26 empty] | 0 | 0
[26 empty] | 0 | 0
[26 empty] | 0 | 0
[26 empty] | 0 | 0
[26 empty] | 0 | 0
[26 empty] | 0 | 0
[26 empty] | 0 | 0
[26 empty] | 0 | 0
[26 empty] | 0 | 0
[26 empty] | 0 | 0
[26 empty] | 0 | 0
[26 empty] | 0 | 0
[26 empty] | 0 | 0
[26 empty] | 0 | 0
[26 empty] | 0 | 0
[26 empty] | 0 | 0
[26 empty] | 0 | 0
[26 empty] | 0 | 0
[26 empty] | 0 | 0
[26 empty] | 0 | 0
[26 empty] | 0 | 0
[26 empty] | 0 | 0
[26 empty] | 0 | 0
[26 empty] | 0 | 0
[26 empty] | 0 | 0
[26 empty] | 0 | 0
[26 empty] | 0 | 0
[26 empty] | 0 | 0
[26 empty] | 0 | 0
[26 empty] | 0 | 0
[26 empty] | 0 | 0
[26 empty] | 0 | 0
[26 empty] | 0 | 0
[26 empty] | 0 | 0
[26 empty] | 0 | 0
[26 empty] | 0 | 0
[26 empty] | 0 | 0
[26 empty] | 0 | 0
[26 empty] | 0 | 0
[26 empty] | 0 | 0
[26 empty] | 0 | 0
[26 empty] | 0 | 0
[26 empty] | 0 | 0
[26 empty] | 0 | 0
[26 empty] | 0 | 0
[26 empty] | 0 | 0
[26 empty] | 0 | 0
[26 empty] | 0 | 0
[26 empty] | 0 | 0
[26 empty] | 0 | 0
[26 empty] | 0 | 0
[26 empty] | 0 | 0
[26 empty] | 0 | 0
[26 empty] | 0 | 0
[26 empty] | 0 | 0
[26 empty] | 0 | 0
[26 empty] | 0 | 0
[26 empty] | 0 | 0
[26 empty] | 0 | 0
[26 empty] | 0 | 0
[26 empty] | 0 | 0
[26 empty] | 0 | 0
[26 empty] | 0 | 0
[26 empty] | 0 | 0
[26 empty] | 0 | 0
[26 empty] | 0 | 0
[26 empty] | 0 | 0
[26 empty] | 0 | 0
[26 empty] | 0 | 0
[26 empty] | 0 | 0
[26 empty] | 0 | 0
[26 empty] | 0 | 0
[26 empty] | 0 | 0
[26 empty] | 0 | 0
[26 empty] | 0 | 0
[26 empty] | 0 | 0
[26 empty] | 0 | 0
[26 empty] | 0 | 0
[26 empty] | 0 | 0
[26 empty] | 0 | 0
[26 empty] | 0 | 0
[26 empty] | 0 | 0
[26 empty] | 0 | 0
[26 empty] | 0 | 0
[26 empty] | 0 | 0
[26 empty] | 0 | 0
[26 empty] | 0 | 0
[26 empty] | 0 | 0
[26 empty] | 0 | 0
[26 empty] | 0 | 0
[26 empty] | 0 | 0
[26 empty] | 0 | 0
[26 empty] | 0 | 0
[26 empty] | 0 | 0
[26 empty] | 0 | 0
[26 empty] | 0 | 0
[26 empty] | 0 | 0
[26 empty] | 0 | 0
[26 empty] | 0 | 0
[26 empty] | 0 | 0
[26 empty] | 0 | 0
[26 empty] | 0 | 0
[26 empty] | 0 | 0
[26 empty] | 0 | 0
[26 empty] | 0 | 0
[26 empty] | 0 | 0
[26 empty] | 0 | 0
[26 empty] | 0 | 0
[26 empty] | 0 | 0
[26 empty] | 0 | 0
[26 empty] | 0 | 0
[26 empty] | 0 | 0
[26 empty] | 0 | 0
[26 empty] | 0 | 0
[26 empty] | 0 | 0
[26 empty] | 0 | 0
[26 empty] | 0 | 0
[26 empty] | 0 | 0
[26 empty] | 0 | 0
[26 empty] | 0 | 0
[26 empty] | 0 | 0
[26 empty] | 0 | 0
[26 empty] | 0 | 0
[26 empty] | 0 | 0
[26 empty] | 0 | 0
[26 empty] | 0 | 0
[26 empty] | 0 | 0
[26 empty] | 0 | 0
[26 empty] | 0 | 0
[26 empty] | 0 | 0
[26 empty] | 0 | 0
[26 empty] | 0 | 0
[26 empty] | 0 | 0
[26 empty] | 0 | 0
[26 empty] | 0 | 0
[26 empty] | 0 | 0
[26 empty] | 0 | 0
[26 empty] | 0 | 0
[26 empty] | 0 | 0
[26 empty] | 0 | 0
[26 empty] | 0 | 0
[26 empty] | 0 | 0
[26 empty] | 0 | 0
[26 empty] | 0 | 0
[26 empty] | 0 | 0
[26 empty] | 0 | 0

## Zones
Houston | -1
North | 1
South | -1
West | 1
SET UP AREA, copy & paste values to cell B1
Source | North |  | N to H | N to W | N to S | W to N | S to N | W to S
Sink | Houston | Houston | -1 | 1 | -1 | -1 | 1 | -1
|  | North | 1 | 1 | 1 | -1 | -1 | -1
|  | South | -1 | 1 | -1 | -1 | 1 | -1
|  | West | 1 | -1 | 1 | 1 | -1 | 1
|  | Source | North | North | North | West | South | West
|  | Sink | Houston | West | South | North | North | South

## Tech
Number of Bus | Name of Bus | Tech Type
238 | BOSQUESW505 | CC
239 | BOSQUESW502 | GGT
244 | WHITNYDM01 | Hydro
245 | WHITNYDM02 | Hydro
247 | BOSQUESW501 | GGT
251 | BOSQUESW803 | CC
253 | BOSQUESW804 | CC
332 | RWMILLER01 | GST
333 | RWMILLER02 | GST
334 | RWMILLER03 | GST
335 | RWMILLER04 | GST
336 | RWMILLER05 | GST
344 | MRSSHPRD | Hydro
345 | MRSSHPRD01 | Hydro
366 | JNSNCNTY802 | Cogen
367 | JNSNCNTY802 | Cogen
503 | NTHTEXAS01 | GST
504 | NTHTEXAS02 | GST
505 | NTHTEXAS03 | GST
580 | JCKCNTY801 | CC
581 | JCKCNTY802 | CC
582 | JCKCNTY803 | CC
728 | WOLFRIDGE801 | Wind
837 | NEWMAN_G5 | GST
842 | OLINGER_G1 | GST
843 | OLINGER_G2 | GST
844 | OLINGER_G3 | GST
845 | OLINGER_G4 | GGT
923 | SPENCER_G4 | GST
924 | SPENCER_G5 | GST
948 | STEAM1 | GST
949 | STEAM2 | GST
950 | STEAM3 | GST
990 | GIBN_CREK_G1 | LIGCO
1002 | PBCTAGE_1G | GGT
1003 | PBCTBGE_2G | GGT
1004 | PBCTCGE_3G | GGT
1005 | PBCTDGE_4G | GGT
1006 | PBCTEGE_5G | GGT
1007 | PB5GEN_6G | GST
1008 | PB6GEN_7G | GST
1037 | MORGAN5G_5G | GST
1039 | MRGNAG_1G | GGT
1040 | MRGNBG_2G | GGT
1041 | MRGNCG_3G | GGT
1042 | MRGNDG_4G | GGT
1043 | MRGNEG_5G | GGT
1044 | MRGNFG_6G | GGT
1045 | CALENG1G_1G | Cogen
1046 | CALENG2G_2G | Cogen
1047 | CALENG3G_3G | Cogen
1058 | LONGSHORE_5 | Wind
1058 | LONGSHORE_5 | Wind
1061 | CIELOGEN_1G | Wind
1062 | CIELOGEN_2G | Wind
1068 | SCURRYCW_1G | Wind
1069 | KINDERMG_1G | Cogen
1070 | KINDERMG_2G | Cogen
1071 | KINDERMG_3G | Cogen
1073 | SCURRYCW_2G | Wind
1320 | BSP 1 | Cogen
1326 | STANTONW_8 | Wind
1327 | WILDHRSE_1G | Wind
1328 | OCOTILLO_1G | Wind
1333 | MCDDONAL_8 | Wind
1343 | TRENTIPP_8 | Wind
1349 | WESTXWIN_1G | Wind
1350 | NWPWRG1_1G | Wind
1354 | AEPWIND_8 | Wind
1360 | GUNSIGHT_8 | Wind
1416 | SWETWATR_1G | CC
1417 | SWETWATR_2G | CC
1418 | SWETWATR_3G | CC
1419 | SWETWATR_4G | CC
1432 | GRHAMSES_2G | GST
1433 | GRHAMSES_1G | GST
1437 | MESQUITW_1G | Wind
1438 | MESQUITW_2G | Wind
1442 | COKFIELD_5 | Wind
1453 | WCPWRCO_1G | CC
1454 | WCPWRCO_2G | CC
1455 | WCPWRCO_3G | CC
1479 | WFCOGEN_1G | Cogen
1479 | WFCOGEN_1G | Cogen
1482 | WFCOGEN_2G | Cogen
1482 | WFCOGEN_2G | Cogen
1600 | BARTNWND_1G | Wind
1643 | SLSTR1PP_1G | Wind
1675 | PEC_1G | Cogen
1676 | PEC_2G | Cogen
1677 | PEC_3G | Cogen
1678 | LAMARPWR_1G | CC
1679 | LAMARPWR_2G | CC
1680 | LAMARPWR_3G | CC
1681 | LAMARPWR_4G | CC
1682 | LAMARPWR_5G | CC
1683 | LAMARPWR_6G | CC
1687 | VALLEY_1G | GST
1688 | VALLEY_2G | GSC
1689 | VALLEY_3G | GST
1701 | MOSES_1G | LIGCO
1702 | MOSES_2G | LIGCO
1703 | MOSES_3G | LIGCO
1861 | EAGLEMNT_1G | GST
1862 | EAGLEMNT_2G | GST
1863 | EAGLEMNT_3G | GST
1877 | WLFHOLW_1G | CC
1878 | WLFHOLW_2G | CC
1879 | WLFHOLW_3G | CC
1889 | DECRDOVA_1G | GSC
1892 | DECRDOVA_2G | GGT
1893 | DECRDOVA_3G | GGT
1894 | DECRDOVA_4G | GGT
1895 | DECRDOVA_5G | GGT
1898 | COMCHEPK_1G | Nuc
1899 | COMCHEPK_2G | Nuc
1937 | MDLTHELP_5G | CC
1938 | MDLTHELP_6G | CC
1941 | MDLTHELP_1G | CC
1942 | MDLTHELP_2G | CC
1943 | MDLTHELP_3G | CC
1944 | MDLTHELP_4G | CC
1947 | HANDLEY_3G | GST
1948 | HANDLEY_4G | GST
1949 | HANDLEY_5G | GST
2371 | COLLIN_1G | GST
2381 | NTHLK1_G | GST
2382 | NTHLK2_G | GST
2383 | NTHLK3_G | GST
2413 | MTCK6_G | GST
2414 | MTCK7_G | GST
2417 | MTCK8_G | GSC
2451 | LKHB1_G | GST
2452 | LKHB2_G | GST
3097 | MARTLAKE_1G | LIGCO
3098 | MARTLAKE_2G | LIGCO
3099 | MARTLAKE_3G | LIGCO
3107 | STRYKER_1G | GST
3108 | STRYKER_2G | GST
3126 | TRINIDAD_6G | GST
3309 | ASPN_G | Bio
3348 | CHAMPION_1G | Cogen
3381 | BBRN_1G | LIGCO
3382 | BBRN_2G | LIGCO
3403 | THOUSE_1G | GSC
3404 | THOUSE_2G | GSC
3416 | LAKE_CRK1_G | GST
3417 | LAKE_CRK2_G | GST
3432 | SANDOW_4G | LIGCO
5026 | BRAUNIG_VHB1 | GST
5027 | BRAUNIG_VHB2 | GST
5028 | BRAUNIG_VHB3 | GST
5111 | CALAVER_JTD1 | LIGCO
5112 | CALAVER_JTD2 | LIGCO
5264 | LEON_LCP3G3 | GST
5265 | LEON_LCP4G4 | GST
5266 | LEON_LCPCT1 | GGT
5267 | LEON_LCPCT2 | GGT
5268 | LEON_LCPCT3 | GGT
5269 | LEON_LCPCT4 | GGT
5396 | CALAVER_OWS1 | GST
5397 | CALAVER_OWS2 | GST
5401 | CALAVER_JKS1 | LIGCO
5436 | TUTTL_WBT1G1 | GST
5438 | TUTTL_WBT3G3 | GST
5439 | TUTTL_WBT4G4 | GST
5476 | BRA_AVR1_CT1 | CC
5477 | BRA_AVR1_ST | CC
5478 | BRA_AVR1_CT2 | CC
5503 | RAYBURNGEN3 | GST
5505 | RAYBURNGEN1 | GGT
5506 | RAYBURNGEN2 | GGT
5508 | RAYBURNCC9 | CC
5509 | RAYBURNCC10 | CC
5511 | RAYBURNCC7 | CC
5512 | RAYBURNCC8 | CC
5728 | FALCONHYDRO2 | Hydro
5729 | FALCONHYDRO3 | Hydro
5890 | PEARSALLGEN1 | GST
5891 | PEARSALLGEN2 | GST
5892 | PEARSALLGEN3 | GST
5903 | SANMIGUELGEN | LIGCO
5911 | STP_GN1___1 | Nuc
5912 | STP_GN2___2 | Nuc
5920 | WELSHDC1 | DCTie
5925 | DCEAST | DCTie
5932 | SI_RAY9 | CC
5933 | SI_RAY6 | GST
5934 | SI_RAY5 | GST
5935 | SI_RAY10 | CC
6016 | SWMESA | Wind
6096 | NORTHDC7 | DCTie
6100 | OKLA7A | DCTie
6144 | MCADOO1A | Wind
6407 | TURKTRAK1A | Wind
6637 | SNYDERW1A | Wind
6752 | OKLA0A | LIGCO
6948 | DENISNDM | Hydro
6948 | DENISNDM | Hydro
7000 | L_FERGUS1_1Y | GSC
7004 | L_SIMGID1_1Y | GST
7005 | L_SIMGID1_2Y | GST
7006 | L_SIMGID1_3Y | GST
7007 | L_LOSTPI1_1Y | CC
7008 | L_LOSTPI1_2Y | CC
7009 | L_LOSTPI1_3Y | CC
7010 | L_FPPYD11_1Y | LIGCO
7011 | L_FPPYD11_2Y | LIGCO
7012 | L_FPPYD21_3Y | LIGCO
7014 | L_HAYSEN1_1Y | CC
7015 | L_HAYSEN1_2Y | CC
7016 | L_HAYSEN1_3Y | CC
7017 | L_HAYSEN1_4Y | CC
7020 | L_AUSTPL1_1Y | Hydro
7020 | L_AUSTPL1_1Y | Hydro
7022 | L_BUCHAN1_1Y | Hydro
7023 | L_BUCHAN1_2Y | Hydro
7024 | L_BUCHAN1_3Y | Hydro
7026 | L_INKSDA1_1Y | Hydro
7028 | L_MARBFA1_1Y | Hydro
7029 | L_MARBFA1_2Y | Hydro
7031 | L_MARSFO1G1Y | Hydro
7032 | L_MARSFO1G2Y | Hydro
7033 | L_MARSFO1G3Y | Hydro
7035 | L_WIRTZ_1G1Y | Hydro
7036 | L_WIRTZ_1G2Y | Hydro
7038 | L_DELAWA1_1Y | Wind
7038 | L_DELAWA1_1Y | Wind
7303 | L_WPPGS12_1Y | GGT
7303 | L_WPPGS12_1Y | GGT
7305 | L_WPPGS34_1Y | GGT
7305 | L_WPPGS34_1Y | GGT
7487 | L_CANYHY8_1Y | Hydro
7605 | L_MCQUEE9_1Y | Hydro
7605 | L_MCQUEE9_1Y | Hydro
7605 | L_MCQUEE9_1Y | Hydro
7609 | L_SCHUMA8_1Y | Hydro
7624 | L_LAKEWO9_1Y | Hydro
7624 | L_LAKEWO9_1Y | Hydro
7800 | L_GUADGE1_1Y | CC
7801 | L_GUADGE1_2Y | CC
7802 | L_GUADGE1_3Y | CC
7803 | L_GUADGE1_4Y | CC
7804 | L_GUADGE1_5Y | CC
7805 | L_GUADGE1_6Y | CC
7807 | L_BASTEN1_1Y | CC
7808 | L_BASTEN1_2Y | CC
7809 | L_BASTEN1_3Y | CC
7810 | L_RIONOG1G1Y | CC
7811 | L_RIONOG1G2Y | CC
7812 | L_RIONOG1G3Y | CC
7813 | L_RIONOG1S1Y | CC
8032 | AMISTADHYD1 | Hydro
8033 | AMISTADHYD2 | Hydro
8048 | FALCONHYDRO1 | Hydro
8066 | DUP1V#1 | Cogen
8134 | FOR #1 | Cogen
8138 | FOR #2 | Cogen
8139 | JOS #1 | GST
8147 | UCAR #2 | Cogen
8148 | UCAR #1 | Cogen
8153 | FOR #3 | Cogen
8154 | FOR #4 | Cogen
8155 | FOR #5 | Cogen
8156 | FOR #6 | Cogen
8157 | FOR #7 | Cogen
8161 | COLETO0A | LIGCO
8173 | VICEC51A | CC
8174 | VICEC61A | CC
8189 | CUECPL2A | Cogen
8262 | ELPS | Hydro
8285 | LAR #1 | GST
8287 | LAR #2 | GST
8288 | LAR #3 | GST
8388 | BATES0A | GST
8393 | BATES0B | GST
8437 | NUECES_B0C | GST
8438 | NUECES_B0B | GST
8442 | NBEC7 | GST
8442 | NBEC7 | GST
8456 | COSW#1 | Cogen
8457 | COSW#2 | Cogen
8459 | B_DAVIS0B | GSC
8460 | B_DAVIS0A | GSC
8461 | KOCH_UP0A | Cogen
8506 | VAL #1 | Cogen
8507 | VAL #2 | Cogen
8511 | OXY_CC0A | Cogen
8517 | CELANEBI0A | Cogen
8560 | CNOPGT1 | Cogen
8561 | CNOPGT2 | Cogen
8562 | CNOPST1 | Cogen
8926 | LGE_GT10A | Cogen
8927 | LGE_GT20A | Cogen
8928 | LGE_STG0A | Cogen
8930 | ICPGN10A | Cogen
8931 | ICPGN20A | Cogen
8932 | ICPGN30A | Cogen
8933 | FGNTS001 | CC
8934 | FGNTS101 | CC
8935 | FGNTS201 | CC
8936 | MVGN#1 | CC
8937 | MVGN#2 | CC
8938 | MVGN#3 | CC
8981 | HECN1 | CC
8982 | HECN2 | CC
8983 | HECN3 | CC
9000 | DECKR_G1 | GST
9001 | DECKR_G2 | GST
9002 | DECKR_G3 | GGT
9003 | DECKR_G4 | GGT
9004 | DECKR_G5 | GGT
9005 | DECKR_G6 | GGT
9016 | SANDH_G1 | GGT
9017 | SANDH_G2 | GGT
9018 | SANDH_G3 | GGT
9019 | SANDH_G4 | GGT
9020 | SANDHG5A | CC
9021 | SANDHG5C | CC
11001 | NAV1CT | CC
11009 | NAV2CT | CC
11011 | NAV3ST | CC
11012 | NAV4CT | CC
11013 | NAV5CT | CC
11014 | NAV6ST | CC
11020 | TIEHVSG_1G | CC
11021 | TIEHVCG_1G | CC
11022 | TIEHVCG_2G | CC
11023 | TIEHVCG_3G | CC
11024 | TIEHVCG_4G | CC
11025 | TIEHVSG_2G | CC
11056 | ROSCOE_1G | Wind
11057 | CHAMPION_1G | Wind
11058 | PYRON_1G | Wind
11059 | INADALE_1G | Wind
11065 | ELBOWCK_1G | Wind
11147 | NOTREES_1G | Wind
11309 | BULLCREK_2G | Wind
11310 | BULLCREK_1G | Wind
11320 | COYOTE_1G | Wind
11691 | KMICHICT1_G | CC
11692 | KMICHICT2_G | CC
11693 | KMICHIST3_G | CC
11694 | KMICHICT4_G | CC
11695 | KMICHICT5_G | CC
11696 | KMICHIST6_G | CC
12322 | ENNSTRAC_1G | CC
12323 | ENNSTRAC_2G | CC
12411 | FPLEFR1A_G | CC
12412 | FPLEFR1B_G | CC
12413 | FPLEFR1C_G | CC
12414 | FPLEFR1S_G | CC
12421 | FPLEFR2A_G | CC
12422 | FPLEFR2B_G | CC
12423 | FPLEFR2C_G | CC
12424 | FPLEFR2S_G | CC
12440 | PARKD_1SVC8 | GST
12449 | PARKD_2SVC8 | GST
13116 | TGATEWAY_1G | CC
13117 | TGATEWAY_2G | CC
13118 | TGATEWAY_3G | CC
13119 | TGATEWAY_4G | CC
13131 | CALFREST_1G | CC
13132 | CALFREST_2G | CC
13133 | CALFREST_3G | CC
13134 | CALFREST_4G | CC
13135 | CALFREST_5G | CC
13136 | CALFREST_6G | CC
13432 | SANDOW_5G | LIGCO
32798 | BRYN_TAMUGEN | GST
32883 | BRYN_DNSBY3 | GST
32884 | BRYN_DNSBY13 | GST
32886 | BRYN_ATKINS3 | GST
32887 | BRYN_ATKINS6 | GST
32888 | BRYN_ATKINS7 | GGT
32890 | BRYN_ATKINS4 | GST
32891 | BRYN_ATKINS5 | GST
32892 | BRYN_DNSBY14 | GST
36998 | RDCNYNG1 | Wind
38332 | TNWDWRDU2_8 | Wind
38437 | TNSRBNMESA9 | Wind
38580 | TNBP_CGN1_8 | Cogen
38590 | TNBP_CGN2_8 | Cogen
38600 | TNBP_CGN3_8 | Cogen
38611 | TNBPAMCG1_8 | Cogen
38612 | TNBPAMCG2_8 | Cogen
38613 | TNBPAMCG3_8 | Cogen
38614 | TNBPAMCG4_8 | Cogen
38615 | TNBPAMCG5_8 | Cogen
38690 | TNBP_CGN4_8 | Cogen
38711 | TNTXCTY1CG8 | Cogen
38712 | TNTXCTY2CG8 | Cogen
38713 | TNTXCTY3CG8 | Cogen
38714 | TNTXCTY4CG8 | Cogen
39190 | TNSLCGN1__8 | Cogen
39470 | TNDOWCGNSG8 | Cogen
39480 | TNDOWCGNGG8 | Cogen
39760 | TNSCLP1___8 | Cogen
39770 | TNSCLP2___8 | Cogen
39775 | TNSCLP4___8 | Cogen
39790 | TNSCLP3___8 | Cogen
39960 | TNTNPONE_18 | LIGCO
39970 | TNTNPONE_28 | LIGCO
48500 | APD_GT1_8005 | Cogen
48510 | AK_GT1__8040 | Cogen
48511 | LPE_GT1_8070 | GGT
48512 | LPE_GT2_8075 | GGT
48513 | LPE_GT3_8080 | GGT
48514 | LPE_GT4_8085 | GGT
48520 | BSF_GT1_8070 | Cogen
48520 | BSF_GT1_8070 | Cogen
48521 | BVE_GT1_GT1 | CC
48522 | BVE_GT2_5035 | CC
48523 | BVE_ST1_GN1 | CC
48531 | BYU_GT1_8075 | Cogen
48532 | BYU_GT2_8055 | Cogen
48533 | BYU_GT3_8060 | Cogen
48534 | BYU_GT4_8065 | Cogen
48551 | CAL_GT1_8045 | Cogen
48552 | CAL_ST1_8000 | Cogen
48561 | CTL_GT2_8130 | Cogen
48562 | CTL_GT3_8135 | Cogen
48563 | CTL_GT4_8140 | Cogen
48564 | CTL_GN1_8145 | Cogen
48565 | CTL_GN2_8155 | Cogen
48581 | CBY_GN1_1 | GSC
48582 | CBY_GN2_2 | GSC
48583 | CBY_GT4_1 | GSC
48584 | CBY_GT4_2 | CC
48585 | CBY_ST4_1 | CC
48591 | CHE_GT2_5030 | Cogen
48593 | CHE_GT1_8015 | Cogen
48594 | CHE_GN4_8025 | Cogen
48595 | BTE_GT2_8075 | CC
48596 | BTE_GT3_8045 | CC
48597 | BTE_GT4_8055 | CC
48598 | BTE_ST1_8070 | CC
48611 | DIB_GT1_8080 | Cogen
48612 | DIB_GT2_8075 | Cogen
48613 | DIB_ST1_8085 | Cogen
48614 | DIB_GT3_8090 | Cogen
48641 | DPEC_GT15040 | CC
48642 | DPEC_GT25025 | CC
48643 | DPEC_GT35010 | CC
48644 | DPEC_GT45070 | CC
48645 | DPEC_ST55065 | CC
48651 | EP_1_2 | Cogen
48651 | EP_1_2 | Cogen
48671 | FTR_GT1_5105 | CC
48672 | FTR_GT2_5110 | CC
48673 | FTR_GT3_5085 | CC
48674 | FTR_CN4_5095 | CC
48690 | GBY_GN5_5 | GSC
48691 | GBY_73741085 | GGT
48691 | GBY_73741085 | GGT
48692 | GBY_81821075 | GGT
48692 | GBY_81821075 | GGT
48693 | GBY_83841065 | GGT
48693 | GBY_83841065 | GGT
48721 | LEG_1___1 | LIGCO
48722 | LEG_2___2 | LIGCO
48730 | MNS_GT | Cogen
48731 | CBE_GT1 | CC
48732 | CBE_GT2 | CC
48733 | CBE_ST12 | CC
48734 | CBE_GT3 | CC
48735 | CBE_GT4 | CC
48736 | CBE_ST34 | CC
48740 | PSG_GN2_8050 | Cogen
48741 | PSG_GT2_8040 | Cogen
48742 | PSG_GT3_8060 | Cogen
48761 | PR_GT1__9040 | Cogen
48772 | PHR_GN2_2 | GSC
48791 | PSA_GT1_8160 | Cogen
48792 | PSA_GT2_8155 | Cogen
48793 | PSA_GT3_8150 | Cogen
48794 | PSA_GT4_8145 | Cogen
48795 | PSA_GT5_8140 | Cogen
48796 | PSA_GN1_8165 | Cogen
48797 | PSA_GT6_8135 | Cogen
48811 | CVC_GT3_5045 | Cogen
48812 | CVC_GT2_5020 | Cogen
48813 | CVC_GT1_5035 | Cogen
48814 | CVC_ST5_5040 | Cogen
48815 | CVC_GT4_8005 | Cogen
48820 | SHELLG1_3015 | Cogen
48821 | SHELLG2 | Cogen
48822 | SHELLG3_3020 | Cogen
48822 | SHELLG3_3020 | Cogen
48841 | SJS_GT1_GT1 | Cogen
48842 | SJS_GT2_GT2 | Cogen
48845 | SOL_GT1 | Solar
48851 | SRB_GN1_1 | GST
48852 | SRB_GN2_2 | GST
48853 | SRB_GN3_3 | GST
48854 | SRB_GN4_4 | GST
48855 | SRB_GT211035 | GGT
48855 | SRB_GT211035 | GGT
48873 | THW_ST3_ST_3 | CC
48874 | THW_ST4_ST_4 | CC
48875 | THW_3132 | CC
48875 | THW_3132 | CC
48877 | THW_3334 | CC
48877 | THW_3334 | CC
48879 | THW_4142 | CC
48879 | THW_4142 | CC
48881 | THW_4344 | CC
48881 | THW_4344 | CC
48883 | THW_GT1_GT_1 | GGT
48885 | THW_5152 | GGT
48885 | THW_5152 | GGT
48886 | THW_5354 | GGT
48886 | THW_5354 | GGT
48887 | THW_5556 | GGT
48887 | THW_5556 | GGT
48911 | TGF_GT1_8000 | Cogen
48921 | WAP_GN1_1 | GST
48922 | WAP_GN2_2 | GST
48923 | WAP_GN3_3 | GST
48924 | WAP_GN4_4 | GSC
48925 | WAP_GN5_5 | LIGCO
48926 | WAP_GN6_6 | LIGCO
48927 | WAP_GN7_7 | LIGCO
48928 | WAP_GN8_8 | LIGCO
48929 | WAPGT21_GT1 | GGT
48940 | WARVUE_GT1 | Cogen
49803 | EXN_15GT | Cogen
49804 | EXN_16GT | Cogen
49805 | EXN_17GT | Cogen
49826 | EXN938GT | Cogen
49828 | EXN941GT | Cogen
49829 | EXN942GT | Cogen
49830 | EXN943GT | Cogen
49831 | EXN944GT | Cogen
49832 | EXN945GT | Cogen
49837 | EXN_GT | Cogen
49838 | EXN_14GT | Cogen
49851 | DOW17000 | Cogen
49858 | DOW38100 | Cogen
49859 | DOW38200 | Cogen
49860 | DOW38300 | Cogen
49862 | DOW39100 | Cogen
49863 | DOW39200 | Cogen
49865 | DOW41000 | Cogen
49866 | DOW42000 | Cogen
49869 | DOW49000 | Cogen
49870 | DOW61000 | Cogen
49871 | DOW62000 | Cogen
49872 | DOW63000 | Cogen
49873 | DOW64000 | Cogen
49876 | DOW65000 | Cogen
49877 | DOW66000 | Cogen
49878 | DOW67000 | Cogen
49882 | DOW81000 | Cogen
49884 | DOW82000 | Cogen
49885 | DOW83000 | Cogen
49886 | DOW84000 | Cogen
58909 | PEARSALLSCG1 | Diesel
58909 | PEARSALLSCG1 | Diesel
58909 | PEARSALLSCG1 | Diesel
58909 | PEARSALLSCG1 | Diesel
58909 | PEARSALLSCG1 | Diesel
58909 | PEARSALLSCG1 | Diesel
58919 | PEARSALLSCG2 | Diesel
58919 | PEARSALLSCG2 | Diesel
58919 | PEARSALLSCG2 | Diesel
58919 | PEARSALLSCG2 | Diesel
58919 | PEARSALLSCG2 | Diesel
58919 | PEARSALLSCG2 | Diesel
58929 | PEARSALLSCG3 | Diesel
58929 | PEARSALLSCG3 | Diesel
58929 | PEARSALLSCG3 | Diesel
58929 | PEARSALLSCG3 | Diesel
58929 | PEARSALLSCG3 | Diesel
58929 | PEARSALLSCG3 | Diesel
58949 | PEARSALLSCG4 | Diesel
58949 | PEARSALLSCG4 | Diesel
58949 | PEARSALLSCG4 | Diesel
58949 | PEARSALLSCG4 | Diesel
58949 | PEARSALLSCG4 | Diesel
58949 | PEARSALLSCG4 | Diesel
60000 | DSKY2 | Wind
60003 | KING_NE1A | Wind
60005 | KING_SE1A | Wind
60007 | KING_SW1A | Wind
60016 | WOODWRD11A | Wind
60017 | ORNNWP1 | Wind
60018 | DSKY1 | Wind
60019 | KING_NW1A | Wind
60057 | CALLAHAN1A | Wind
60058 | BUFF_GAP1A | Wind
60060 | CIRELLO | Wind
60063 | BUFF_GAP1B | Wind
60066 | H_HOLLOW1A | Wind
60068 | HHOLLOW21A | Wind
60070 | HHOLLOW31A | Wind
60072 | HHOLLOW41A | Wind
60081 | WHRLWIND1A | Wind
60201 | RIO DRCS | AVR
60202 | FRNDDRCS | AVR
71051 | L_BITTCR1_1N | Wind
71054 | L_SWEETW1_1N | Wind
71057 | L_SWEETW1_2N | Wind
71059 | L_SWEETW1_3N | Wind
71060 | L_SWEETW1_4N | Wind
71061 | L_SWEETW1_5N | Wind
76031 | L_GASCCR1_1N | Wind
76091 | L_DIVIDE1_1N | Wind
76095 | L_CAPRSI1_1N | Wind
76096 | L_CAPRSI1_2N | Wind
76097 | L_CAPRGE1_1N | Wind
80003 | MILHWYS | AVR
80012 | LAR | DCTie
80051 | FOR #8 | Cogen
80052 | FOR #9 | Cogen
80053 | FOR #10 | Cogen
80080 | GWINDT11A | Wind
80080 | GWINDT11A | Wind
80080 | GWINDT11A | Wind
80080 | GWINDT11A | Wind
80081 | GWINDT21A | Wind
80081 | GWINDT21A | Wind
80081 | GWINDT21A | Wind
80081 | GWINDT21A | Wind
80137 | CSDR89 | DCTie
80137 | CSDR89 | DCTie
80138 | CSDR7 | DCTie
80139 | CSDR56 | DCTie
80139 | CSDR56 | DCTie
80140 | CSDR11 | DCTie
80180 | PNSCALT11A | Wind
80180 | PNSCALT11A | Wind
80181 | PNSCALT21A | Wind
80181 | PNSCALT21A | Wind
80223 | REYSHR G | Cogen
80224 | VISTRONG1 | Cogen
80225 | VISTRONG2 | Cogen
80226 | ALCOA G | Cogen
80227 | AIRCO G | Cogen
80263 | B_DAVIS31A | CC
80264 | B_DAVIS41A | CC
80265 | LARECU40A | GGT
80266 | LARECU50A | GGT
86104 | CID-138 | DCTie
86105 | CID-230 | DCTie
86106 | CUF-230 | DCTie
86107 | CUF-138 | DCTie
88198 | BEEVILLE | AVR
88253 | HAMILTON | BLT
88299 | ZAPATA | BLT
88508 | FALFURRI | AVR