## Set up
Step 1 | Go to the Zones worksheet in this workbook. Make sure that the source and sink zones are set correctly and the "1"s and "-1"s are correct |  | Summary of Key Data points | Value
File Description: Cont_ Tomball to Singleton OL_ Singleton to Wharton
Step 2 | Open Dennis' file that needs to have the data transferred, same file that is listed in cell K27 |  | Number of units | 645
|  |  | Dec PTDF cutoff point | 258
Step 3 | Copy columns J:X from an old Dennis' Sheet to the new sheet (if first round of a new alaysis) |  | Dec PTDF cutoff unit | FRNDDRCS
|  |  | Dec 10% unit | BBRN_2G
Step 4 | Mark the contingencies and monitored element set by a "y" in column K of Dennis' sheet, if there are a match on the filename use something to make unique |  | Dec max cumltv zone impact - cumltv zone share | 0.021442
|  |  | Dec max cumltv zone impact - cumltv zone share pt | 91
Step 5 | Enter Dennis' file name into cell K27 |  | Dec max cumltv zone impact - cumltv zone share unit | ENNSTRAC_2G
|  |  | North Zonal weighted AWGSF | 0.10498
Step 6 | click the step one button |  | Houston Zonal weighted AWGSF | -0.12366
|  |  | Inc PTDF cutoff point | 387
Step 7 | Enter the line ratings in Dennis' workbook, the Input worksheet, in the cells |  | Inc PTDF cutoff unit | SANDOW_5G
| X6:X30, or to the end of the selected list. |  | Inc 10% unit | CBY_GN1_1
|  |  | Inc max cumltv zone impact - cumltv zone share | 0.13194
Step 8 | Check to see that the number of generators in Dennis' file matches the length |  | Inc max cumltv zone impact - cumltv zone share pt | 167
| of the formulas in columns L:V (Distributed Slack - Dec) have been copied through to the apporpriate number of rows |  | Inc max cumltv zone impact - cumltv zone share unit | CBE_ST34
| If Dennis' sheet data is less than this file then clear any old unit data in columns A:K of this workbook to match the correct leng |  | North Zonal weighted AWGSF | 0.10498
| It is only necessary to match the Distributed Slack - Dec worksheet. |  | Houston Zonal weighted AWGSF | -0.12366
|  |  | Min of zone correlation | 0.073491
Step 9 | Click the step 2 button |  | Bounary gen in Houston Zone | 0
| The last file saved will still be open, yopu will need to close this file. |  | Bounary gen in soucre zone as % of line | 0%
| This sheet willno longer be open. |  | Bounary gen in North Zone | 0
|  |  | Bounary gen in soucre zone as % of line | 0
|  |  | OL element line rating | 1450
|  |  | North Zonal weighted AWGSF | 0.10498
|  | NH_043009automation.xls | Houston Zonal weighted AWGSF | -0.12366
Copy Dennis' data step 1
Copy Dennis' Data Step 2

## Distributed Slack - Dec
Number of Bus | Name of Bus | ID | Area Name of Gen | AGC | P Sensitivity of Bus | Gen MW | Min MW | Max MW | V Sensitivity of Bus | Set Volt | Tech Type | Zone Impact | Zone Correlation | Inc Max | Dec Max | Souce S.F. Weighting | Souce Capacity | Sink S.F. Weighting | Sink Capacity | PTDF Calc | PTDF Weighting | Cumulative Share of Zonal Cap | Cumulative Share of Zonal Impact | Cont_ Tomball to Singleton OL_ Singleton to Wharton |  | i_PTDF_DEC_pt | 258 |  | ENNSTRAC_2G | Unit at max
990 | GIBN_CREK_G1 | 1 | North | YES | 0.15191 | 463 | 200 | 463 | 0 | 1.0275 | LIGCO | 1 | 0.27557 | 0 | 463 | 70.3366 | 463 |  |  | 0.27557 | 127.5901 | 0.010992 | 0.013485 |  |  | i_10pctunit | 20 |  | 91 | # units @ max
32798 | BRYN_TAMUGEN | 1 | North | YES | 0.14116 | 32 | 0 | 32 |  | 1.02 | GST | 1 | 0.26482 | 32 | 32 | 4.5171 | 32 |  |  | 0.26482 | 8.4741 | 0.011752 | 0.014381 |  |  | # units | 645 |  | 0.021442 | delta max
32886 | BRYN_ATKINS3 | MB | North | YES | 0.13948 | 0 | 5 | 12 |  | 1 | GST | 1 | 0.26314 | 0 | 0 | 0 | 0 |  |  | 0.26314 | 0 | 0.011752 | 0.014381 | [5 empty] | Delta
32887 | BRYN_ATKINS6 | MB | North | YES | 0.13948 | 0 | 12 | 51 |  | 1.028 | GST | 1 | 0.26314 | 0 | 0 | 0 | 0 |  |  | 0.26314 | 0 | 0.011752 | 0.014381 | Weighted Shift Factors |  |  |  | 1 | 0.0024933
32888 | BRYN_ATKINS7 | 1 | North | YES | 0.13948 | 13.6 | 4 | 17 |  | 1.028 | GGT | 1 | 0.26314 | 17 | 17 | 2.3712 | 17 |  |  | 0.26314 | 4.4733 | 0.012155 | 0.014854 | North | 0.10498 |  |  | 2 | 0.0026293
32890 | BRYN_ATKINS4 | MB | North | YES | 0.13948 | 0 | 5 | 22 |  | 1.031 | GST | 1 | 0.26314 | 0 | 0 | 0 | 0 |  |  | 0.26314 | 0 | 0.012155 | 0.014854 | Houston | -0.12366 |  |  | 3 | 0.0026293
32891 | BRYN_ATKINS5 | MB | North | YES | 0.13948 | 0 | 5 | 25 |  | 1.031 | GST | 1 | 0.26314 | 0 | 0 | 0 | 0 |  |  | 0.26314 | 0 | 0.012155 | 0.014854 |  |  |  |  | 4 | 0.0026293
32883 | BRYN_DNSBY3 | 1 | North | YES | 0.13622 | 0 | 2 | 48 |  | 1.015 | GST | 1 | 0.25987 | 48 | 48 | 6.5384 | 48 |  |  | 0.25987 | 12.4739 | 0.013295 | 0.016172 |  |  |  |  | 5 | 0.0026985
32884 | BRYN_DNSBY13 | 1 | North | YES | 0.13622 | 46 | 2 | 46 | 0 | 1.015 | GST | 1 | 0.25987 | 46 | 46 | 6.2659 | 46 |  |  | 0.25987 | 11.9542 | 0.014387 | 0.017435 |  |  |  |  | 6 | 0.0026985
32892 | BRYN_DNSBY14 | 1 | North | YES | 0.13622 | 84 | 25 | 105 | 0 | 1.035 | GST | 1 | 0.25987 | 105 | 105 | 14.3027 | 105 |  |  | 0.25987 | 27.2867 | 0.01688 | 0.020319 |  |  |  |  | 7 | 0.0026985
48671 | FTR_GT1_5105 | 1 | North | YES | 0.13617 | 154.2 | 0 | 154.2 | 0 | 1.0319 | CC | 1 | 0.25982 | 154.2 | 154.2 | 20.9968 | 154.2 |  |  | 0.25982 | 40.0648 | 0.02054 | 0.024554 |  |  |  |  | 8 | 0.0028773
48672 | FTR_GT2_5110 | 2 | North | YES | 0.13617 | 159 | 0 | 159 | 0 | 1.0319 | CC | 1 | 0.25982 | 159 | 159 | 21.6504 | 159 |  |  | 0.25982 | 41.3119 | 0.024315 | 0.02892 |  |  |  |  | 9 | 0.0030487
48673 | FTR_GT3_5085 | 3 | North | YES | 0.13617 | 158 | 0 | 158 | 0 | 1.0319 | CC | 1 | 0.25982 | 158 | 158 | 21.5142 | 158 |  |  | 0.25982 | 41.0521 | 0.028066 | 0.033259 |  |  |  |  | 10 | 0.0034399
48674 | FTR_CN4_5095 | 4 | North | YES | 0.13617 | 380 | 0 | 380 | 0 | 1.0319 | CC | 1 | 0.25982 | 380 | 380 | 51.7431 | 380 |  |  | 0.25982 | 98.7329 | 0.037087 | 0.043694 |  |  |  |  | 11 | 0.0040136
39960 | TNTNPONE_18 | 1 | North | YES | 0.13309 | 152.3 | 30 | 152.3 |  | 1.04 | LIGCO | 1 | 0.25675 | 0 | 152.3 | 20.2696 | 152.3 |  |  | 0.25675 | 39.1026 | 0.040703 | 0.047827 |  |  |  |  | 12 | 0.0046052
39970 | TNTNPONE_28 | 1 | North | YES | 0.13309 | 153 | 30 | 153 |  | 1.04 | LIGCO | 1 | 0.25675 | 0 | 153 | 20.3628 | 153 |  |  | 0.25675 | 39.2824 | 0.044335 | 0.051979 |  |  |  |  | 13 | 0.0051931
48721 | LEG_1___1 | 1 | North | YES | 0.12574 | 827 | 357 | 827 | 0 | 1.0348 | LIGCO | 1 | 0.2494 | 0 | 827 | 103.9911 | 827 |  |  | 0.2494 | 206.2559 | 0.063969 | 0.073778 |  |  |  |  | 14 | 0.0066069
48722 | LEG_2___2 | 2 | North | YES | 0.12574 | 819 | 357 | 819 | 0 | 1.0348 | LIGCO | 1 | 0.2494 | 0 | 819 | 102.9852 | 819 |  |  | 0.2494 | 204.2607 | 0.083412 | 0.095367 |  |  |  |  | 15 | 0.007124
3381 | BBRN_1G | 1 | North | YES | 0.11423 | 618 | 225 | 618 | 0 | 1.03 | LIGCO | 1 | 0.23789 | 0 | 618 | 70.5935 | 618 |  |  | 0.23789 | 147.0139 | 0.098084 | 0.11091 |  |  |  |  | 16 | 0.0076435
3382 | BBRN_2G | 2 | North | YES | 0.11423 | 589 | 225 | 589 | 0 | 1.03 | LIGCO | 1 | 0.23789 | 0 | 589 | 67.2809 | 589 |  |  | 0.23789 | 140.1152 | 0.11207 | 0.12571 |  |  |  |  | 17 | 0.0098096
13131 | CALFREST_1G | 1 | North | YES | 0.11329 | 150.7 | 40 | 150.7 | 0 | 1.031 | CC | 1 | 0.23695 | 150.7 | 150.7 | 17.0727 | 150.7 |  |  | 0.23695 | 35.7078 | 0.11564 | 0.12949 |  |  |  |  | 18 | 0.011955
13132 | CALFREST_2G | 2 | North | YES | 0.11329 | 151 | 57 | 151 | 0 | 1.031 | CC | 1 | 0.23695 | 151 | 151 | 17.1066 | 151 |  |  | 0.23695 | 35.7789 | 0.11923 | 0.13327 |  |  |  |  | 19 | 0.012821
13133 | CALFREST_3G | 3 | North | YES | 0.11329 | 177.4 | 40 | 177.4 | 0 | 1.031 | CC | 1 | 0.23695 | 177.4 | 177.4 | 20.0975 | 177.4 |  |  | 0.23695 | 42.0343 | 0.12344 | 0.13771 |  |  |  |  | 20 | 0.013647
13134 | CALFREST_4G | 4 | North | YES | 0.11309 | 151.5 | 40 | 151.5 | 0 | 1.031 | CC | 1 | 0.23675 | 151.5 | 151.5 | 17.1333 | 151.5 |  |  | 0.23675 | 35.8674 | 0.12704 | 0.1415 |  |  |  |  | 21 | 0.013843
13135 | CALFREST_5G | 5 | North | YES | 0.11309 | 152.3 | 57 | 152.3 | 0 | 1.031 | CC | 1 | 0.23675 | 152.3 | 152.3 | 17.2238 | 152.3 |  |  | 0.23675 | 36.0568 | 0.13065 | 0.14531 |  |  |  |  | 22 | 0.01404
13136 | CALFREST_6G | 6 | North | YES | 0.11309 | 177.5 | 40 | 177.5 | 0 | 1.031 | CC | 1 | 0.23675 | 177.5 | 177.5 | 20.0737 | 177.5 |  |  | 0.23675 | 42.0229 | 0.13487 | 0.14976 |  |  |  |  | 23 | 0.014271
3107 | STRYKER_1G | 1 | North | YES | 0.10901 | 145.6 | 45 | 182 | 0 | 1.029 | GST | 1 | 0.23266 | 182 | 182 | 19.8391 | 182 |  |  | 0.23266 | 42.3448 | 0.13919 | 0.15423 |  |  |  |  | 24 | 0.014465
3108 | STRYKER_2G | 2 | North | YES | 0.10901 | 484 | 75 | 484 | 0 | 1.029 | GST | 1 | 0.23266 | 484 | 484 | 52.7589 | 484 |  |  | 0.23266 | 112.6091 | 0.15068 | 0.16613 |  |  |  |  | 25 | 0.01466
3309 | ASPN_G | 1 | North | YES | 0.10894 | 50 | 0 | 50 |  | 1 | Bio | 1 | 0.2326 | 50 | 50 | 5.4471 | 50 |  |  | 0.2326 | 11.63 | 0.15187 | 0.16736 |  |  |  |  | 26 | 0.014888
3348 | CHAMPION_1G | MB | North | YES | 0.1089 | 0 | 42 | 42 |  | 1 | Cogen | 1 | 0.23256 | 0 | 0 | 0 | 0 |  |  | 0.23256 | 0 | 0.15187 | 0.16736 |  |  |  |  | 27 | 0.015043
13116 | TGATEWAY_1G | 1 | North | YES | 0.10852 | 151 | 30 | 151 | 0 | 1.0232 | CC | 1 | 0.23218 | 151 | 151 | 16.3873 | 151 |  |  | 0.23218 | 35.0596 | 0.15545 | 0.17107 |  |  |  |  | 28 | 0.015454
13117 | TGATEWAY_2G | 2 | North | YES | 0.10852 | 130 | 30 | 130 | 0 | 1.0232 | CC | 1 | 0.23218 | 130 | 130 | 14.1082 | 130 |  |  | 0.23218 | 30.1837 | 0.15854 | 0.17426 |  |  |  |  | 29 | 0.015496
13118 | TGATEWAY_3G | 3 | North | YES | 0.10852 | 148 | 30 | 148 | 0 | 1.0232 | CC | 1 | 0.23218 | 148 | 148 | 16.0617 | 148 |  |  | 0.23218 | 34.363 | 0.16205 | 0.17789 |  |  |  |  | 30 | 0.015496
13119 | TGATEWAY_4G | 4 | North | YES | 0.10852 | 399 | 65 | 399 | 0 | 1.0232 | CC | 1 | 0.23218 | 399 | 399 | 43.3015 | 399 |  |  | 0.23218 | 92.6408 | 0.17152 | 0.18768 |  |  |  |  | 31 | 0.015617
3097 | MARTLAKE_1G | 1 | North | YES | 0.10811 | 790 | 500 | 790 | 0 | 1.017 | LIGCO | 1 | 0.23177 | 0 | 790 | 85.4085 | 790 |  |  | 0.23177 | 183.0979 | 0.19028 | 0.20703 |  |  |  |  | 32 | 0.015721
3098 | MARTLAKE_2G | 2 | North | YES | 0.10811 | 795 | 461 | 795 | 0 | 1.017 | LIGCO | 1 | 0.23177 | 0 | 795 | 85.949 | 795 |  |  | 0.23177 | 184.2568 | 0.20915 | 0.22651 |  |  |  |  | 33 | 0.015839
3099 | MARTLAKE_3G | 3 | North | YES | 0.10811 | 804 | 500 | 804 | 0 | 1.017 | LIGCO | 1 | 0.23177 | 0 | 804 | 86.922 | 804 |  |  | 0.23177 | 186.3427 | 0.22824 | 0.2462 |  |  |  |  | 34 | 0.016158
3126 | TRINIDAD_6G | 1 | North | YES | 0.1054 | 179.2 | 46 | 224 | 0 | 1 | GST | 1 | 0.22906 | 224 | 224 | 23.6107 | 224 |  |  | 0.22906 | 51.31 | 0.23356 | 0.25162 |  |  |  |  | 35 | 0.016755
12411 | FPLEFR1A_G | 1 | North | YES | 0.10523 | 161 | 72 | 161 | 0 | 1 | CC | 1 | 0.22889 | 161 | 161 | 16.9419 | 161 |  |  | 0.22889 | 36.8507 | 0.23738 | 0.25552 |  |  |  |  | 36 | 0.017356
12412 | FPLEFR1B_G | 2 | North | YES | 0.10523 | 164 | 72 | 164 | 0 | 1 | CC | 1 | 0.22889 | 164 | 164 | 17.2576 | 164 |  |  | 0.22889 | 37.5374 | 0.24127 | 0.25949 |  |  |  |  | 37 | 0.017963
12413 | FPLEFR1C_G | 3 | North | YES | 0.10523 | 164 | 72 | 164 | 0 | 1 | CC | 1 | 0.22889 | 164 | 164 | 17.2576 | 164 |  |  | 0.22889 | 37.5374 | 0.24517 | 0.26345 |  |  |  |  | 38 | 0.018068
12414 | FPLEFR1S_G | 4 | North | YES | 0.10523 | 414 | 191 | 414 | 0 | 1 | CC | 1 | 0.22889 | 414 | 414 | 43.5648 | 414 |  |  | 0.22889 | 94.759 | 0.25499 | 0.27347 |  |  |  |  | 39 | 0.018141
12421 | FPLEFR2A_G | 1 | North | YES | 0.10523 | 162 | 72 | 162 | 0 | 1 | CC | 1 | 0.22889 | 162 | 162 | 17.0471 | 162 |  |  | 0.22889 | 37.0796 | 0.25884 | 0.27739 |  |  |  |  | 40 | 0.018215
12422 | FPLEFR2B_G | 2 | North | YES | 0.10523 | 161 | 72 | 161 | 0 | 1 | CC | 1 | 0.22889 | 161 | 161 | 16.9419 | 161 |  |  | 0.22889 | 36.8507 | 0.26266 | 0.28128 |  |  |  |  | 41 | 0.018289
12423 | FPLEFR2C_G | 3 | North | YES | 0.10523 | 163 | 72 | 163 | 0 | 1 | CC | 1 | 0.22889 | 163 | 163 | 17.1523 | 163 |  |  | 0.22889 | 37.3085 | 0.26653 | 0.28523 |  |  |  |  | 42 | 0.018475
12424 | FPLEFR2S_G | 4 | North | YES | 0.10523 | 415 | 191 | 415 | 0 | 1 | CC | 1 | 0.22889 | 415 | 415 | 43.67 | 415 |  |  | 0.22889 | 94.9879 | 0.27638 | 0.29527 |  |  |  |  | 43 | 0.018548
2451 | LKHB1_G | 1 | North | YES | 0.1047 | 0 | 80 | 391 |  | 1.022 | GST | 1 | 0.22835 | 391 | 391 | 40.9365 | 391 |  |  | 0.22835 | 89.2866 | 0.28567 | 0.3047 |  |  |  |  | 44 | 0.018621
2452 | LKHB2_G | 2 | North | YES | 0.1047 | 516 | 80 | 516 | 0 | 1.022 | GST | 1 | 0.22835 | 516 | 516 | 54.0237 | 516 |  |  | 0.22835 | 117.8309 | 0.29792 | 0.31716 |  |  |  |  | 45 | 0.018694
12440 | PARKD_1SVC8 | 1 | North | YES | 0.10465 | 0 | 0 | 0 | 0 | 1.007 | GST | 1 | 0.2283 | 0 | 0 | 0 | 0 |  |  | 0.2283 | 0 | 0.29792 | 0.31716 |  |  |  |  | 46 | 0.018881
12449 | PARKD_2SVC8 | 1 | North | YES | 0.10465 | 0 | 0 | 0 | 0 | 1.007 | GST | 1 | 0.2283 | 0 | 0 | 0 | 0 |  |  | 0.2283 | 0 | 0.29792 | 0.31716 |  |  |  |  | 47 | 0.019036
948 | STEAM1 | 1 | North | YES | 0.10439 | 0 | 12 | 20 |  | 1.02 | GST | 1 | 0.22805 | 20 | 20 | 2.0879 | 20 |  |  | 0.22805 | 4.561 | 0.29839 | 0.31764 |  |  |  |  | 48 | 0.019239
949 | STEAM2 | 1 | North | YES | 0.10439 | 26 | 8 | 26 | 0 | 0.99 | GST | 1 | 0.22805 | 26 | 26 | 2.7142 | 26 |  |  | 0.22805 | 5.9293 | 0.29901 | 0.31827 |  |  |  |  | 49 | 0.019239
950 | STEAM3 | 1 | North | YES | 0.10439 | 41 | 13 | 42 | 0 | 1.02 | GST | 1 | 0.22805 | 42 | 42 | 4.3845 | 42 |  |  | 0.22805 | 9.5781 | 0.30001 | 0.31928 |  |  |  |  | 50 | 0.019239
837 | NEWMAN_G5 | 1 | North | YES | 0.10427 | 0 | 15 | 40 |  | 1.01 | GST | 1 | 0.22793 | 40 | 40 | 4.1708 | 40 |  |  | 0.22793 | 9.1171 | 0.30096 | 0.32024 |  |  |  |  | 51 | 0.019247
842 | OLINGER_G1 | 1 | North | YES | 0.10425 | 55.4 | 20 | 79 | 0 | 1.03 | GST | 1 | 0.22791 | 79 | 79 | 8.2361 | 79 |  |  | 0.22791 | 18.005 | 0.30283 | 0.32214 |  |  |  |  | 52 | 0.019256
843 | OLINGER_G2 | 1 | North | YES | 0.10425 | 76.2 | 25 | 110 | 0 | 1.03 | GST | 1 | 0.22791 | 110 | 110 | 11.4679 | 110 |  |  | 0.22791 | 25.0703 | 0.30544 | 0.32479 |  |  |  |  | 53 | 0.019271
844 | OLINGER_G3 | 1 | North | YES | 0.10425 | 103.9 | 45 | 150 | 0 | 1.03 | GST | 1 | 0.22791 | 150 | 150 | 15.6381 | 150 |  |  | 0.22791 | 34.1867 | 0.309 | 0.32841 |  |  |  |  | 54 | 0.019285
845 | OLINGER_G4 | 1 | North | YES | 0.10425 | 51.9 | 0 | 76 | 0 | 1.03 | GGT | 1 | 0.22791 | 76 | 76 | 7.9233 | 76 |  |  | 0.22791 | 17.3213 | 0.31081 | 0.33024 |  |  |  |  | 55 | 0.019313
1701 | MOSES_1G | 1 | North | YES | 0.10406 | 558 | 175 | 558 | 0 | 1.023 | LIGCO | 1 | 0.22771 | 0 | 558 | 58.0632 | 558 |  |  | 0.22771 | 127.0641 | 0.32406 | 0.34367 |  |  |  |  | 56 | 0.019351
1702 | MOSES_2G | 2 | North | YES | 0.10406 | 579 | 175 | 579 | 0 | 1.023 | LIGCO | 1 | 0.22771 | 0 | 579 | 60.2484 | 579 |  |  | 0.22771 | 131.8461 | 0.3378 | 0.3576 |  |  |  |  | 57 | 0.019403
1703 | MOSES_3G | 3 | North | YES | 0.10406 | 808 | 463 | 808 | 0 | 1.023 | LIGCO | 1 | 0.22771 | 0 | 808 | 84.0772 | 808 |  |  | 0.22771 | 183.9925 | 0.35698 | 0.37705 |  |  |  |  | 58 | 0.019429
5925 | DCEAST | EQ | North | YES | 0.10406 | 400.3 | -600 | 600 | 0 | 1.025 | DCTie | 1 | 0.22771 | 0 | 0 | 0 | 0 |  |  | 0.22771 | 0 | 0.35698 | 0.37705 |  |  |  |  | 59 | 0.019612
1675 | PEC_1G | 1 | North | YES | 0.10395 | 76.7 | 35 | 76.7 | 0 | 1.022 | Cogen | 1 | 0.22761 | 0 | 0 | 0 | 0 |  |  | 0.22761 | 0 | 0.35698 | 0.37705 |  |  |  |  | 60 | 0.019801
1676 | PEC_2G | 2 | North | YES | 0.10395 | 79.6 | 35 | 79.6 | 0 | 1.022 | Cogen | 1 | 0.22761 | 0 | 0 | 0 | 0 |  |  | 0.22761 | 0 | 0.35698 | 0.37705 |  |  |  |  | 61 | 0.020065
1677 | PEC_3G | 3 | North | YES | 0.10395 | 88.4 | 35 | 88.4 | 0 | 1.022 | Cogen | 1 | 0.22761 | 0 | 0 | 0 | 0 |  |  | 0.22761 | 0 | 0.35698 | 0.37705 |  |  |  |  | 62 | 0.020065
1678 | LAMARPWR_1G | 1 | North | YES | 0.10389 | 160 | 67.7 | 160 | 0 | 1.038 | CC | 1 | 0.22754 | 160 | 160 | 16.6219 | 160 |  |  | 0.22754 | 36.4071 | 0.36078 | 0.3809 |  |  |  |  | 63 | 0.020065
1679 | LAMARPWR_2G | 2 | North | YES | 0.10389 | 156 | 67.7 | 156 | 0 | 1.038 | CC | 1 | 0.22754 | 156 | 156 | 16.2064 | 156 |  |  | 0.22754 | 35.4969 | 0.36449 | 0.38465 |  |  |  |  | 64 | 0.020065
1680 | LAMARPWR_3G | 3 | North | YES | 0.10389 | 196 | 129.1 | 196 | 0 | 1.038 | CC | 1 | 0.22754 | 196 | 196 | 20.3619 | 196 |  |  | 0.22754 | 44.5987 | 0.36914 | 0.38936 |  |  |  |  | 65 | 0.020065
1681 | LAMARPWR_4G | 4 | North | YES | 0.10389 | 156 | 67.7 | 156 | 0 | 1.038 | CC | 1 | 0.22754 | 156 | 156 | 16.2064 | 156 |  |  | 0.22754 | 35.4969 | 0.37284 | 0.39311 |  |  |  |  | 66 | 0.020115
1682 | LAMARPWR_5G | 5 | North | YES | 0.10389 | 157 | 67.7 | 157 | 0 | 1.038 | CC | 1 | 0.22754 | 157 | 157 | 16.3103 | 157 |  |  | 0.22754 | 35.7245 | 0.37657 | 0.39689 |  |  |  |  | 67 | 0.020163
1683 | LAMARPWR_6G | 6 | North | YES | 0.10389 | 198 | 129.1 | 198 | 0 | 1.038 | CC | 1 | 0.22754 | 198 | 198 | 20.5696 | 198 |  |  | 0.22754 | 45.0538 | 0.38127 | 0.40165 |  |  |  |  | 68 | 0.020223
1689 | VALLEY_3G | 3 | North | YES | 0.10379 | 0 | 25 | 375 |  | 1.003 | GST | 1 | 0.22745 | 375 | 375 | 38.922 | 375 |  |  | 0.22745 | 85.2936 | 0.39017 | 0.41067 |  |  |  |  | 69 | 0.020272
11691 | KMICHICT1_G | 1 | North | YES | 0.10379 | 144 | 80 | 144 | 0 | 1.026 | CC | 1 | 0.22745 | 144 | 144 | 14.946 | 144 |  |  | 0.22745 | 32.7527 | 0.39359 | 0.41413 |  |  |  |  | 70 | 0.02032
11692 | KMICHICT2_G | 2 | North | YES | 0.10379 | 146 | 80 | 146 | 0 | 1.026 | CC | 1 | 0.22745 | 146 | 146 | 15.1536 | 146 |  |  | 0.22745 | 33.2076 | 0.39706 | 0.41764 |  |  |  |  | 71 | 0.020381
11693 | KMICHIST3_G | 3 | North | YES | 0.10379 | 312 | 60 | 312 | 0 | 1.026 | CC | 1 | 0.22745 | 312 | 312 | 32.3831 | 312 |  |  | 0.22745 | 70.9642 | 0.40446 | 0.42514 |  |  |  |  | 72 | 0.020493
11694 | KMICHICT4_G | 4 | North | YES | 0.10379 | 144 | 80 | 144 | 0 | 1.026 | CC | 1 | 0.22745 | 144 | 144 | 14.946 | 144 |  |  | 0.22745 | 32.7527 | 0.40788 | 0.4286 |  |  |  |  | 73 | 0.020536
11695 | KMICHICT5_G | 5 | North | YES | 0.10379 | 148 | 80 | 148 | 0 | 1.026 | CC | 1 | 0.22745 | 148 | 148 | 15.3612 | 148 |  |  | 0.22745 | 33.6625 | 0.4114 | 0.43216 |  |  |  |  | 74 | 0.02058
11696 | KMICHIST6_G | 6 | North | YES | 0.10379 | 310 | 60 | 310 | 0 | 1.026 | CC | 1 | 0.22745 | 310 | 310 | 32.1755 | 310 |  |  | 0.22745 | 70.5094 | 0.41876 | 0.43961 |  |  |  |  | 75 | 0.020673
1687 | VALLEY_1G | 1 | North | YES | 0.10358 | 136 | 15 | 170 | 0 | 1.029 | GST | 1 | 0.22724 | 170 | 170 | 17.6084 | 170 |  |  | 0.22724 | 38.6302 | 0.42279 | 0.44369 |  |  |  |  | 76 | 0.020716
1688 | VALLEY_2G | 2 | North | YES | 0.10358 | 527 | 90 | 527 | 0 | 1.029 | GSC | 1 | 0.22724 | 527 | 527 | 54.5861 | 527 |  |  | 0.22724 | 119.7536 | 0.4353 | 0.45635 |  |  |  |  | 77 | 0.020761
2413 | MTCK6_G | 6 | North | YES | 0.10357 | 0 | 30 | 118 |  | 1.022 | GST | 1 | 0.22723 | 118 | 118 | 12.2213 | 118 |  |  | 0.22723 | 26.8128 | 0.4381 | 0.45918 |  |  |  |  | 78 | 0.020853
2414 | MTCK7_G | 7 | North | YES | 0.10357 | 0 | 30 | 115 |  | 1.022 | GST | 1 | 0.22723 | 115 | 115 | 11.9106 | 115 |  |  | 0.22723 | 26.1312 | 0.44084 | 0.46195 |  |  |  |  | 79 | 0.0209
2417 | MTCK8_G | 8 | North | YES | 0.10357 | 444.8 | 60 | 556 | 0 | 1.022 | GSC | 1 | 0.22723 | 556 | 556 | 57.5849 | 556 |  |  | 0.22723 | 126.3385 | 0.45403 | 0.4753 |  |  |  |  | 80 | 0.021046
6948 | DENISNDM | 1 | North | YES | 0.10341 | 40 | 5 | 40 |  | 1.015 | Hydro | 1 | 0.22707 | 0 | 0 | 0 | 0 |  |  | 0.22707 | 0 | 0.45403 | 0.4753 |  |  |  |  | 81 | 0.021079
6948 | DENISNDM | 2 | North | YES | 0.10341 | 31 | 5 | 40 |  | 1.015 | Hydro | 1 | 0.22707 | 0 | 0 | 0 | 0 |  |  | 0.22707 | 0 | 0.45403 | 0.4753 |  |  |  |  | 82 | 0.02111
2371 | COLLIN_1G | MB | North | YES | 0.10289 | 0 | 40 | 138 |  | 1.022 | GST | 1 | 0.22654 | 0 | 0 | 0 | 0 |  |  | 0.22654 | 0 | 0.45403 | 0.4753 |  |  |  |  | 83 | 0.021263
2381 | NTHLK1_G | 1 | North | YES | 0.1027 | 0 | 35 | 156 |  | 1.022 | GST | 1 | 0.22636 | 156 | 156 | 16.0217 | 156 |  |  | 0.22636 | 35.3122 | 0.45774 | 0.47903 |  |  |  |  | 84 | 0.021263
2382 | NTHLK2_G | 2 | North | YES | 0.1027 | 0 | 35 | 181 |  | 1.022 | GST | 1 | 0.22636 | 181 | 181 | 18.5892 | 181 |  |  | 0.22636 | 40.9713 | 0.46204 | 0.48336 |  |  |  |  | 85 | 0.021263
2383 | NTHLK3_G | 3 | North | YES | 0.1027 | 0 | 50 | 329 |  | 1.022 | GST | 1 | 0.22636 | 329 | 329 | 33.7893 | 329 |  |  | 0.22636 | 74.4726 | 0.46985 | 0.49123 |  |  |  |  | 86 | 0.021263
12322 | ENNSTRAC_1G | 1 | North | YES | 0.10267 | 196 | 130 | 196 | 0 | 1.036 | CC | 1 | 0.22633 | 196 | 196 | 20.1231 | 196 |  |  | 0.22633 | 44.36 | 0.4745 | 0.49592 |  |  |  |  | 87 | 0.021292
12323 | ENNSTRAC_2G | 2 | North | YES | 0.10267 | 116 | 100 | 116 | 0 | 1.036 | CC | 1 | 0.22633 | 116 | 116 | 11.9096 | 116 |  |  | 0.22633 | 26.2539 | 0.47725 | 0.4987 |  |  |  |  | 88 | 0.021325
923 | SPENCER_G4 | 1 | North | YES | 0.10093 | 48 | 20 | 61 | 0 | 1.03 | GST | 1 | 0.22458 | 61 | 61 | 6.1565 | 61 |  |  | 0.22458 | 13.6996 | 0.4787 | 0.50014 |  |  |  |  | 89 | 0.021386
924 | SPENCER_G5 | 1 | North | YES | 0.10093 | 52 | 20 | 66 | 0 | 1.03 | GST | 1 | 0.22458 | 66 | 66 | 6.6611 | 66 |  |  | 0.22458 | 14.8225 | 0.48027 | 0.50171 |  |  |  |  | 90 | 0.021421
1948 | HANDLEY_4G | 4 | North | YES | 0.10019 | 348 | 150 | 435 | 0 | 1.022 | GST | 1 | 0.22384 | 435 | 435 | 43.5809 | 435 |  |  | 0.22384 | 97.3719 | 0.4906 | 0.512 |  |  |  |  | 91 | 0.021442
1947 | HANDLEY_3G | 3 | North | YES | 0.10001 | 316 | 100 | 395 | 0 | 1.022 | GST | 1 | 0.22367 | 395 | 395 | 39.5051 | 395 |  |  | 0.22367 | 88.3499 | 0.49997 | 0.52134 |  |  |  |  | 92 | 0.021442
1949 | HANDLEY_5G | 5 | North | YES | 0.10001 | 348 | 150 | 435 | 0 | 1.022 | GST | 1 | 0.22367 | 435 | 435 | 43.5057 | 435 |  |  | 0.22367 | 97.2967 | 0.5103 | 0.53162 |  |  |  |  | 93 | 0.021442
1941 | MDLTHELP_1G | 1 | North | YES | 0.1 | 216.4 | 74 | 216.4 | 0 | 1 | CC | 1 | 0.22366 | 216.4 | 216.4 | 21.6404 | 216.4 |  |  | 0.22366 | 48.3999 | 0.51544 | 0.53674 |  |  |  |  | 94 | 0.021406
1942 | MDLTHELP_2G | 2 | North | YES | 0.1 | 216.1 | 74 | 216.1 | 0 | 1 | CC | 1 | 0.22366 | 216.1 | 216.1 | 21.6104 | 216.1 |  |  | 0.22366 | 48.3328 | 0.52057 | 0.54185 |  |  |  |  | 95 | 0.021366
728 | WOLFRIDGE801 | 1 | North | YES | 0.099984 | 11.2 | 0 | 112.5 | 0 | 0.99 | Wind | 1 | 0.22364 | 0 | 112.5 | 11.2482 | 112.5 |  |  | 0.22364 | 25.1597 | 0.52324 | 0.54451 |  |  |  |  | 96 | 0.021322
1861 | EAGLEMNT_1G | MB | North | YES | 0.099588 | 0 | 30 | 112 |  | 1.022 | GST | 1 | 0.22325 | 0 | 0 | 0 | 0 |  |  | 0.22325 | 0 | 0.52324 | 0.54451 |  |  |  |  | 97 | 0.0213
1862 | EAGLEMNT_2G | MB | North | YES | 0.099588 | 0 | 40 | 100 |  | 1.022 | GST | 1 | 0.22325 | 0 | 0 | 0 | 0 |  |  | 0.22325 | 0 | 0.52324 | 0.54451 |  |  |  |  | 98 | 0.021278
1863 | EAGLEMNT_3G | MB | North | YES | 0.099588 | 0 | 50 | 378 |  | 1.022 | GST | 1 | 0.22325 | 0 | 0 | 0 | 0 |  |  | 0.22325 | 0 | 0.52324 | 0.54451 |  |  |  |  | 99 | 0.021267
1937 | MDLTHELP_5G | 5 | North | YES | 0.098975 | 224 | 74 | 224 | 0 | 1 | CC | 1 | 0.22263 | 224 | 224 | 22.1704 | 224 |  |  | 0.22263 | 49.8697 | 0.52856 | 0.54978 |  |  |  |  | 100 | 0.021267
1938 | MDLTHELP_6G | 6 | North | YES | 0.098975 | 226 | 74 | 226 | 0 | 1 | CC | 1 | 0.22263 | 226 | 226 | 22.3683 | 226 |  |  | 0.22263 | 50.3149 | 0.53392 | 0.55509 |  |  |  |  | 101 | 0.021267
1943 | MDLTHELP_3G | 3 | North | YES | 0.098975 | 212 | 74 | 212 | 0 | 1 | CC | 1 | 0.22263 | 212 | 212 | 20.9827 | 212 |  |  | 0.22263 | 47.1981 | 0.53895 | 0.56008 |  |  |  |  | 102 | 0.021267
1944 | MDLTHELP_4G | 4 | North | YES | 0.098975 | 211 | 74 | 211 | 0 | 1 | CC | 1 | 0.22263 | 211 | 211 | 20.8837 | 211 |  |  | 0.22263 | 46.9755 | 0.54396 | 0.56505 |  |  |  |  | 103 | 0.02122
580 | JCKCNTY801 | 1 | North | YES | 0.098584 | 288 | 0 | 288 | 0 | 1.022 | CC | 1 | 0.22224 | 288 | 288 | 28.3922 | 288 |  |  | 0.22224 | 64.0056 | 0.5508 | 0.57181 |  |  |  |  | 104 | 0.021172
581 | JCKCNTY802 | 2 | North | YES | 0.098584 | 147 | 0 | 147 | 0 | 1.022 | CC | 1 | 0.22224 | 147 | 147 | 14.4918 | 147 |  |  | 0.22224 | 32.6695 | 0.55429 | 0.57526 |  |  |  |  | 105 | 0.021128
582 | JCKCNTY803 | 3 | North | YES | 0.098584 | 147 | 0 | 147 | 0 | 1.022 | CC | 1 | 0.22224 | 147 | 147 | 14.4918 | 147 |  |  | 0.22224 | 32.6695 | 0.55778 | 0.57872 |  |  |  |  | 106 | 0.021083
1889 | DECRDOVA_1G | 1 | North | YES | 0.098271 | 779 | 255 | 779 | 0 | 1.02 | GSC | 1 | 0.22193 | 779 | 779 | 76.5531 | 779 |  |  | 0.22193 | 172.8823 | 0.57627 | 0.59699 |  |  |  |  | 107 | 0.021011
1877 | WLFHOLW_1G | 1 | North | YES | 0.098081 | 217.3 | 89.2 | 217.3 | 0 | 1.032 | CC | 1 | 0.22174 | 217.3 | 217.3 | 21.313 | 217.3 |  |  | 0.22174 | 48.1838 | 0.58143 | 0.60208 |  |  |  |  | 108 | 0.020974
1878 | WLFHOLW_2G | 2 | North | YES | 0.098081 | 215.7 | 105 | 215.7 | 0 | 1.032 | CC | 1 | 0.22174 | 215.7 | 215.7 | 21.1561 | 215.7 |  |  | 0.22174 | 47.829 | 0.58655 | 0.60714 |  |  |  |  | 109 | 0.020937
1879 | WLFHOLW_3G | 3 | North | YES | 0.098081 | 272.4 | 89.2 | 272.4 | 0 | 1.032 | CC | 1 | 0.22174 | 272.4 | 272.4 | 26.7173 | 272.4 |  |  | 0.22174 | 60.4016 | 0.59302 | 0.61352 |  |  |  |  | 110 | 0.020715
1453 | WCPWRCO_1G | 1 | North | YES | 0.09794 | 204 | 50 | 204 | 0 | 1.02 | CC | 1 | 0.2216 | 204 | 204 | 19.9798 | 204 |  |  | 0.2216 | 45.2059 | 0.59786 | 0.6183 |  |  |  |  | 111 | 0.020649
1454 | WCPWRCO_2G | 2 | North | YES | 0.09794 | 204 | 50 | 204 | 0 | 1.02 | CC | 1 | 0.2216 | 204 | 204 | 19.9798 | 204 |  |  | 0.2216 | 45.2059 | 0.60271 | 0.62308 |  |  |  |  | 112 | 0.020583
1455 | WCPWRCO_3G | 3 | North | YES | 0.09794 | 242 | 50 | 242 |  | 1.02 | CC | 1 | 0.2216 | 242 | 242 | 23.7015 | 242 |  |  | 0.2216 | 53.6266 | 0.60845 | 0.62875 |  |  |  |  | 113 | 0.0205
1898 | COMCHEPK_1G | 1 | North | YES | 0.097811 | 1217 | 1150 | 1217 | 0 | 1.032 | Nuc | 1 | 0.22147 | 0 | 0 | 0 | 0 |  |  | 0.22147 | 0 | 0.60845 | 0.62875 |  |  |  |  | 114 | 0.020435
1899 | COMCHEPK_2G | 2 | North | YES | 0.097811 | 1159 | 1128 | 1159 | 0 | 1.032 | Nuc | 1 | 0.22147 | 0 | 0 | 0 | 0 |  |  | 0.22147 | 0 | 0.60845 | 0.62875 |  |  |  |  | 115 | 0.02037
503 | NTHTEXAS01 | 1 | North | YES | 0.097333 | 0 | 5 | 18 |  | 1.015 | GST | 1 | 0.22099 | 18 | 18 | 1.752 | 18 |  |  | 0.22099 | 3.9778 | 0.60888 | 0.62917 |  |  |  |  | 116 | 0.020293
504 | NTHTEXAS02 | 2 | North | YES | 0.097333 | 14.4 | 5 | 18 |  | 1.015 | GST | 1 | 0.22099 | 18 | 18 | 1.752 | 18 |  |  | 0.22099 | 3.9778 | 0.60931 | 0.62959 |  |  |  |  | 117 | 0.020293
505 | NTHTEXAS03 | 3 | North | YES | 0.097333 | 30.4 | 15 | 38 |  | 1.015 | GST | 1 | 0.22099 | 38 | 38 | 3.6987 | 38 |  |  | 0.22099 | 8.3976 | 0.61021 | 0.63047 |  |  |  |  | 118 | 0.020293
1892 | DECRDOVA_2G | A | North | YES | 0.097312 | 65 | 65 | 70 | 0 | 1.025 | GGT | 1 | 0.22097 | 70 | 70 | 6.8118 | 70 |  |  | 0.22097 | 15.4679 | 0.61187 | 0.63211 |  |  |  |  | 119 | 0.020286
1893 | DECRDOVA_3G | B | North | YES | 0.097312 | 65 | 65 | 69 | 0 | 1.025 | GGT | 1 | 0.22097 | 69 | 69 | 6.7145 | 69 |  |  | 0.22097 | 15.2469 | 0.61351 | 0.63372 |  |  |  |  | 120 | 0.020279
1894 | DECRDOVA_4G | C | North | YES | 0.097312 | 65 | 65 | 69 | 0 | 1.025 | GGT | 1 | 0.22097 | 69 | 69 | 6.7145 | 69 |  |  | 0.22097 | 15.2469 | 0.61515 | 0.63533 |  |  |  |  | 121 | 0.020264
1895 | DECRDOVA_5G | D | North | YES | 0.097312 | 65 | 65 | 68 | 0 | 1.025 | GGT | 1 | 0.22097 | 68 | 68 | 6.6172 | 68 |  |  | 0.22097 | 15.0259 | 0.61676 | 0.63692 |  |  |  |  | 122 | 0.020237
366 | JNSNCNTY802 | 1 | North | YES | 0.096721 | 168 | 20 | 168 | 0 | 1.02 | Cogen | 1 | 0.22038 | 0 | 0 | 0 | 0 |  |  | 0.22038 | 0 | 0.61676 | 0.63692 |  |  |  |  | 123 | 0.020211
367 | JNSNCNTY802 | 2 | North | YES | 0.096721 | 90 | 20 | 90 | 0 | 1.02 | Cogen | 1 | 0.22038 | 0 | 0 | 0 | 0 |  |  | 0.22038 | 0 | 0.61676 | 0.63692 |  |  |  |  | 124 | 0.020184
344 | MRSSHPRD | 1 | North | YES | 0.096423 | 0 | 0 | 12 |  | 1.03 | Hydro | 1 | 0.22008 | 0 | 0 | 0 | 0 |  |  | 0.22008 | 0 | 0.61676 | 0.63692 |  |  |  |  | 125 | 0.020158
345 | MRSSHPRD01 | 2 | North | YES | 0.096423 | 0 | 0 | 12 |  | 1.03 | Hydro | 1 | 0.22008 | 0 | 0 | 0 | 0 |  |  | 0.22008 | 0 | 0.61676 | 0.63692 |  |  |  |  | 126 | 0.020158
1600 | BARTNWND_1G | 1 | North | YES | 0.096283 | 12 | 0 | 120 | 0 | 1.022 | Wind | 1 | 0.21994 | 0 | 120 | 11.554 | 120 |  |  | 0.21994 | 26.3929 | 0.61961 | 0.63971 |  |  |  |  | 127 | 0.020158
1479 | WFCOGEN_1G | 1 | North | YES | 0.096143 | 16 | 12 | 20 | 0 | 1 | Cogen | 1 | 0.2198 | 0 | 0 | 0 | 0 |  |  | 0.2198 | 0 | 0.61961 | 0.63971 |  |  |  |  | 128 | 0.020158
1479 | WFCOGEN_1G | 2 | North | YES | 0.096143 | 16 | 12 | 20 | 0 | 1 | Cogen | 1 | 0.2198 | 0 | 0 | 0 | 0 |  |  | 0.2198 | 0 | 0.61961 | 0.63971 |  |  |  |  | 129 | 0.020158
1482 | WFCOGEN_2G | 1 | North | YES | 0.096143 | 16 | 12 | 20 | 0 | 1 | Cogen | 1 | 0.2198 | 0 | 0 | 0 | 0 |  |  | 0.2198 | 0 | 0.61961 | 0.63971 |  |  |  |  | 130 | 0.020098
1482 | WFCOGEN_2G | 2 | North | YES | 0.096143 | 13.6 | 12 | 17 | 0 | 1 | Cogen | 1 | 0.2198 | 0 | 0 | 0 | 0 |  |  | 0.2198 | 0 | 0.61961 | 0.63971 |  |  |  |  | 131 | 0.020098
1432 | GRHAMSES_2G | 2 | North | YES | 0.096065 | 294.9 | 90 | 366 | 0 | 1.014 | GST | 1 | 0.21972 | 366 | 366 | 35.1598 | 366 |  |  | 0.21972 | 80.4184 | 0.6283 | 0.64821 |  |  |  |  | 132 | 0.020098
332 | RWMILLER01 | 1 | North | YES | 0.09558 | 58.4 | 18.5 | 73 | 0 | 1.04 | GST | 1 | 0.21924 | 73 | 73 | 6.9773 | 73 |  |  | 0.21924 | 16.0043 | 0.63003 | 0.6499 |  |  |  |  | 133 | 0.020098
333 | RWMILLER02 | 2 | North | YES | 0.09558 | 95.2 | 37 | 119 | 0 | 1.04 | GST | 1 | 0.21924 | 119 | 119 | 11.374 | 119 |  |  | 0.21924 | 26.0893 | 0.63286 | 0.65266 |  |  |  |  | 134 | 0.020098
334 | RWMILLER03 | 3 | North | YES | 0.09558 | 166.4 | 65 | 208 | 0 | 1.04 | GST | 1 | 0.21924 | 208 | 208 | 19.8806 | 208 |  |  | 0.21924 | 45.6014 | 0.6378 | 0.65748 |  |  |  |  | 135 | 0.019909
335 | RWMILLER04 | 4 | North | YES | 0.09558 | 81.6 | 0 | 102 | 0 | 1.04 | GST | 1 | 0.21924 | 102 | 102 | 9.7492 | 102 |  |  | 0.21924 | 22.3622 | 0.64022 | 0.65984 |  |  |  |  | 136 | 0.019867
336 | RWMILLER05 | 5 | North | YES | 0.09558 | 80.8 | 0 | 101 | 0 | 1.04 | GST | 1 | 0.21924 | 101 | 101 | 9.6536 | 101 |  |  | 0.21924 | 22.143 | 0.64262 | 0.66218 |  |  |  |  | 137 | 0.0198
1433 | GRHAMSES_1G | 1 | North | YES | 0.095516 | 242 | 60 | 242 | 0 | 1.038 | GST | 1 | 0.21917 | 242 | 242 | 23.1149 | 242 |  |  | 0.21917 | 53.04 | 0.64836 | 0.66779 |  |  |  |  | 138 | 0.019681
6100 | OKLA7A | EQ | West | YES | 0.094632 | 50 | -220 | 220 | 0 | 1.035 | DCTie | 1 | 0.21829 | 0 | 0 |  |  |  |  | 0.21829 | 0 | 0.64836 | 0.66779 |  |  |  |  | 139 | 0.019623
6752 | OKLA0A | 1 | West | YES | 0.094632 | 649.7 | 175 | 649.7 | 0 | 1.035 | LIGCO | 1 | 0.21829 | 0 | 649.7 |  |  |  |  | 0.21829 | 141.8227 | 0.66378 | 0.68278 |  |  |  |  | 140 | 0.019566
1442 | COKFIELD_5 | 1 | North | YES | 0.094149 | 16.5 | 0 | 165 |  | 1.029 | Wind | 1 | 0.21781 | 0 | 165 | 15.5346 | 165 |  |  | 0.21781 | 35.9381 | 0.6677 | 0.68657 |  |  |  |  | 141 | 0.019426
1438 | MESQUITW_2G | 1 | North | YES | 0.093543 | 23.6 | 0 | 236 |  | 1.017 | Wind | 1 | 0.2172 | 0 | 236 | 22.0761 | 236 |  |  | 0.2172 | 51.2593 | 0.6733 | 0.69199 |  |  |  |  | 142 | 0.019426
1437 | MESQUITW_1G | 1 | North | YES | 0.09354 | 40 | 0 | 400 | 0 | 1.023 | Wind | 1 | 0.2172 | 0 | 400 | 37.416 | 400 |  |  | 0.2172 | 86.879 | 0.6828 | 0.70117 |  |  |  |  | 143 | 0.018992
60081 | WHRLWIND1A | 1 | West | YES | 0.092379 | 12 | 0 | 60 | 0 | 1.03 | Wind | 1 | 0.21604 | 0 | 60 |  |  |  |  | 0.21604 | 12.9622 | 0.68423 | 0.70254 |  |  |  |  | 144 | 0.018873
1416 | SWETWATR_1G | 1 | West | YES | 0.092009 | 30 | 18 | 30 | 0 | 1.026 | CC | 1 | 0.21567 | 30 | 30 |  |  |  |  | 0.21567 | 6.47 | 0.68494 | 0.70323 |  |  |  |  | 145 | 0.018688
1417 | SWETWATR_2G | 2 | West | YES | 0.092009 | 72 | 36 | 72 | 0 | 1.026 | CC | 1 | 0.21567 | 72 | 72 |  |  |  |  | 0.21567 | 15.528 | 0.68665 | 0.70487 |  |  |  |  | 146 | 0.018374
1418 | SWETWATR_3G | 3 | West | YES | 0.092009 | 68 | 36 | 68 | 0 | 1.026 | CC | 1 | 0.21567 | 68 | 68 |  |  |  |  | 0.21567 | 14.6653 | 0.68826 | 0.70642 |  |  |  |  | 147 | 0.018319
1419 | SWETWATR_4G | 4 | West | YES | 0.092009 | 61 | 36 | 61 | 0 | 1.026 | CC | 1 | 0.21567 | 61 | 61 |  |  |  |  | 0.21567 | 13.1557 | 0.68971 | 0.70781 |  |  |  |  | 148 | 0.018291
1643 | SLSTR1PP_1G | 1 | North | YES | 0.091917 | 6 | 0 | 60 | 0 | 1.022 | Wind | 1 | 0.21557 | 0 | 60 | 5.515 | 60 |  |  | 0.21557 | 12.9345 | 0.69113 | 0.70918 |  |  |  |  | 149 | 0.018223
11056 | ROSCOE_1G | 1 | West | YES | 0.091679 | 41.8 | 0 | 209 |  | 1 | Wind | 1 | 0.21534 | 0 | 209 |  |  |  |  | 0.21534 | 45.0053 | 0.6961 | 0.71393 |  |  |  |  | 150 | 0.018159
11057 | CHAMPION_1G | 1 | West | YES | 0.091679 | 25.3 | 0 | 126.5 |  | 1 | Wind | 1 | 0.21534 | 0 | 126.5 |  |  |  |  | 0.21534 | 27.2401 | 0.6991 | 0.71681 |  |  |  |  | 151 | 0.018101
11058 | PYRON_1G | 1 | West | YES | 0.091679 | 49.8 | 0 | 249 |  | 1 | Wind | 1 | 0.21534 | 0 | 249 |  |  |  |  | 0.21534 | 53.6188 | 0.70501 | 0.72248 |  |  |  |  | 152 | 0.018043
11059 | INADALE_1G | 1 | West | YES | 0.091679 | 39.4 | 0 | 197 |  | 1 | Wind | 1 | 0.21534 | 0 | 197 |  |  |  |  | 0.21534 | 42.4213 | 0.70969 | 0.72696 |  |  |  |  | 153 | 0.017838
6144 | MCADOO1A | 1 | West | YES | 0.09166 | 15 | 0 | 150 | 0 | 1.025 | Wind | 1 | 0.21532 | 0 | 150 |  |  |  |  | 0.21532 | 32.2976 | 0.71325 | 0.73038 |  |  |  |  | 154 | 0.017714
71051 | L_BITTCR1_1N | W1 | West | YES | 0.091643 | 7.5 | 0 | 37.5 |  | 1.02 | Wind | 1 | 0.2153 | 0 | 37.5 |  |  |  |  | 0.2153 | 8.0738 | 0.71414 | 0.73123 |  |  |  |  | 155 | 0.01747
71054 | L_SWEETW1_1N | W1 | West | YES | 0.091643 | 21.5 | 0 | 107.5 |  | 1.02 | Wind | 1 | 0.2153 | 0 | 107.5 |  |  |  |  | 0.2153 | 23.1448 | 0.71669 | 0.73368 |  |  |  |  | 156 | 0.017277
71057 | L_SWEETW1_2N | W1 | West | YES | 0.091643 | 27 | 0 | 135 |  | 1.02 | Wind | 1 | 0.2153 | 0 | 135 |  |  |  |  | 0.2153 | 29.0656 | 0.7199 | 0.73675 |  |  |  |  | 157 | 0.017129
71059 | L_SWEETW1_3N | W1 | West | YES | 0.091643 | 23.8 | 0 | 119 | 0 | 1.02 | Wind | 1 | 0.2153 | 0 | 119 |  |  |  |  | 0.2153 | 25.6208 | 0.72272 | 0.73946 |  |  |  |  | 158 | 0.017092
71060 | L_SWEETW1_4N | W1 | West | YES | 0.091643 | 21 | 0 | 105 | 0 | 1.02 | Wind | 1 | 0.2153 | 0 | 105 |  |  |  |  | 0.2153 | 22.6066 | 0.72521 | 0.74185 |  |  |  |  | 159 | 0.016986
71061 | L_SWEETW1_5N | W1 | West | YES | 0.091643 | 16.1 | 0 | 80.5 | 0 | 1.02 | Wind | 1 | 0.2153 | 0 | 80.5 |  |  |  |  | 0.2153 | 17.3317 | 0.72712 | 0.74368 |  |  |  |  | 160 | 0.016853
6407 | TURKTRAK1A | 1 | West | YES | 0.091328 | 33.9 | 0 | 169.5 | 0 | 1.025 | Wind | 1 | 0.21499 | 0 | 169.5 |  |  |  |  | 0.21499 | 36.44 | 0.73115 | 0.74753 |  |  |  |  | 161 | 0.016736
1343 | TRENTIPP_8 | 1 | West | YES | 0.091189 | 30 | 0 | 150 |  | 1.014 | Wind | 1 | 0.21485 | 0 | 150 |  |  |  |  | 0.21485 | 32.227 | 0.73471 | 0.75094 |  |  |  |  | 162 | 0.016633
1354 | AEPWIND_8 | 1 | West | YES | 0.091189 | 20.2 | 0 | 101 |  | 1 | Wind | 1 | 0.21485 | 0 | 101 |  |  |  |  | 0.21485 | 21.6995 | 0.73711 | 0.75323 |  |  |  |  | 163 | 0.016553
36998 | RDCNYNG1 | 1 | West | YES | 0.091115 | 16.8 | 0 | 84 |  | 1.01 | Wind | 1 | 0.21477 | 0 | 84 |  |  |  |  | 0.21477 | 18.0409 | 0.7391 | 0.75514 |  |  |  |  | 164 | 0.016381
1061 | CIELOGEN_1G | 1 | West | YES | 0.090991 | 19.8 | 0 | 99 |  | 1 | Wind | 1 | 0.21465 | 0 | 99 |  |  |  |  | 0.21465 | 21.2502 | 0.74145 | 0.75738 |  |  |  |  | 165 | 0.016226
1062 | CIELOGEN_2G | 1 | West | YES | 0.090991 | 12.2 | 0 | 61 |  | 1 | Wind | 1 | 0.21465 | 0 | 61 |  |  |  |  | 0.21465 | 13.0936 | 0.7429 | 0.75877 |  |  |  |  | 166 | 0.016121
1069 | KINDERMG_1G | 1 | West | YES | 0.090991 | 25 | 5 | 25 | 0 | 1.017 | Cogen | 1 | 0.21465 | 0 | 0 |  |  |  |  | 0.21465 | 0 | 0.7429 | 0.75877 |  |  |  |  | 167 | 0.016034
1070 | KINDERMG_2G | 1 | West | YES | 0.090991 | 45.7 | 12 | 45.7 | 0 | 1.017 | Cogen | 1 | 0.21465 | 0 | 0 |  |  |  |  | 0.21465 | 0 | 0.7429 | 0.75877 |  |  |  |  | 168 | 0.01593
1071 | KINDERMG_3G | 1 | West | YES | 0.090991 | 45.7 | 12 | 45.7 | 0 | 1.017 | Cogen | 1 | 0.21465 | 0 | 0 |  |  |  |  | 0.21465 | 0 | 0.7429 | 0.75877 |  |  |  |  | 169 | 0.015865
1068 | SCURRYCW_1G | 1 | West | YES | 0.090984 | 28.2 | 1.3 | 141 | 0 | 1.0217 | Wind | 1 | 0.21464 | 0 | 141 |  |  |  |  | 0.21464 | 30.2645 | 0.74625 | 0.76196 |  |  |  |  | 170 | 0.015865
1073 | SCURRYCW_2G | 2 | West | YES | 0.090984 | 24 | 0 | 120 | 0 | 1.0217 | Wind | 1 | 0.21464 | 0 | 120 |  |  |  |  | 0.21464 | 25.757 | 0.7491 | 0.76469 |  |  |  |  | 171 | 0.015865
6637 | SNYDERW1A | 1 | West | YES | 0.090936 | 12.6 | 0 | 63 | 0 | 1.025 | Wind | 1 | 0.21459 | 0 | 63 |  |  |  |  | 0.21459 | 13.5194 | 0.75059 | 0.76611 |  |  |  |  | 172 | 0.015865
1037 | MORGAN5G_5G | 5 | West | YES | 0.09091 | 109.6 | 40 | 137 | 0 | 1.029 | GST | 1 | 0.21457 | 137 | 137 |  |  |  |  | 0.21457 | 29.3957 | 0.75384 | 0.76922 |  |  |  |  | 173 | 0.015717
1039 | MRGNAG_1G | A | West | YES | 0.09091 | 69 | 69 | 69 | 0 | 1.029 | GGT | 1 | 0.21457 | 69 | 69 |  |  |  |  | 0.21457 | 14.8052 | 0.75548 | 0.77079 |  |  |  |  | 174 | 0.01559
1040 | MRGNBG_2G | B | West | YES | 0.09091 | 70 | 70 | 71 | 0 | 1.029 | GGT | 1 | 0.21457 | 71 | 71 |  |  |  |  | 0.21457 | 15.2343 | 0.75717 | 0.7724 |  |  |  |  | 175 | 0.015523
1041 | MRGNCG_3G | C | West | YES | 0.09091 | 69 | 69 | 70 | 0 | 1.029 | GGT | 1 | 0.21457 | 70 | 70 |  |  |  |  | 0.21457 | 15.0197 | 0.75883 | 0.77398 |  |  |  |  | 176 | 0.015378
1042 | MRGNDG_4G | D | West | YES | 0.09091 | 68 | 68 | 68 | 0 | 1.029 | GGT | 1 | 0.21457 | 68 | 68 |  |  |  |  | 0.21457 | 14.5906 | 0.76044 | 0.77553 |  |  |  |  | 177 | 0.015304
1043 | MRGNEG_5G | E | West | YES | 0.09091 | 68 | 68 | 70 | 0 | 1.029 | GGT | 1 | 0.21457 | 70 | 70 |  |  |  |  | 0.21457 | 15.0197 | 0.76211 | 0.77711 |  |  |  |  | 178 | 0.015229
1044 | MRGNFG_6G | F | West | YES | 0.09091 | 66 | 66 | 66 | 0 | 1.029 | GGT | 1 | 0.21457 | 66 | 66 |  |  |  |  | 0.21457 | 14.1615 | 0.76367 | 0.77861 |  |  |  |  | 179 | 0.015155
60058 | BUFF_GAP1A | 1 | West | YES | 0.09087 | 24 | 0 | 120 |  | 1 | Wind | 1 | 0.21453 | 0 | 120 |  |  |  |  | 0.21453 | 25.7433 | 0.76652 | 0.78133 |  |  |  |  | 180 | 0.015082
60060 | CIRELLO | 1 | West | YES | 0.09087 | 46.6 | 0 | 233 | 0 | 1 | Wind | 1 | 0.21453 | 0 | 233 |  |  |  |  | 0.21453 | 49.9849 | 0.77205 | 0.78661 |  |  |  |  | 181 | 0.015008
60063 | BUFF_GAP1B | 1 | West | YES | 0.09087 | 34 | 0 | 170.2 | 0 | 1.02 | Wind | 1 | 0.21453 | 0 | 170.2 |  |  |  |  | 0.21453 | 36.5126 | 0.77609 | 0.79047 |  |  |  |  | 182 | 0.014938
60066 | H_HOLLOW1A | 1 | West | YES | 0.09087 | 44.4 | 0 | 222 | 0 | 1.005 | Wind | 1 | 0.21453 | 0 | 222 |  |  |  |  | 0.21453 | 47.6251 | 0.78136 | 0.79551 |  |  |  |  | 183 | 0.01481
60068 | HHOLLOW21A | 1 | West | YES | 0.09087 | 36.8 | 0 | 184 | 0 | 1.025 | Wind | 1 | 0.21453 | 0 | 184 |  |  |  |  | 0.21453 | 39.4731 | 0.78573 | 0.79968 |  |  |  |  | 184 | 0.014561
60070 | HHOLLOW31A | 1 | West | YES | 0.09087 | 44.8 | 0 | 224 | 0 | 1.025 | Wind | 1 | 0.21453 | 0 | 224 |  |  |  |  | 0.21453 | 48.0542 | 0.79105 | 0.80476 |  |  |  |  | 185 | 0.01438
60072 | HHOLLOW41A | 1 | West | YES | 0.09087 | 23 | 0 | 115 | 0 | 1.025 | Wind | 1 | 0.21453 | 0 | 115 |  |  |  |  | 0.21453 | 24.6707 | 0.79378 | 0.80737 |  |  |  |  | 186 | 0.014143
1058 | LONGSHORE_5 | 1 | West | YES | 0.090825 | 30 | 0 | 150 |  | 1.01 | Wind | 1 | 0.21448 | 0 | 150 |  |  |  |  | 0.21448 | 32.1724 | 0.79734 | 0.81077 |  |  |  |  | 187 | 0.013946
1058 | LONGSHORE_5 | 2 | West | YES | 0.090825 | 44 | 0 | 220 |  | 1.01 | Wind | 1 | 0.21448 | 0 | 220 |  |  |  |  | 0.21448 | 47.1862 | 0.80256 | 0.81575 |  |  |  |  | 188 | 0.013708
11065 | ELBOWCK_1G | 1 | West | YES | 0.090825 | 23.4 | 0 | 121.9 | 0 | 1 | Wind | 1 | 0.21448 | 0 | 121.9 |  |  |  |  | 0.21448 | 26.1454 | 0.80546 | 0.81852 |  |  |  |  | 189 | 0.013585
1045 | CALENG1G_1G | 1 | West | YES | 0.090685 | 73.4 | 27 | 73.4 | 0 | 1.014 | Cogen | 1 | 0.21434 | 0 | 0 |  |  |  |  | 0.21434 | 0 | 0.80546 | 0.81852 |  |  |  |  | 190 | 0.013424
1046 | CALENG2G_2G | 2 | West | YES | 0.090685 | 73.4 | 27 | 73.4 | 0 | 1.014 | Cogen | 1 | 0.21434 | 0 | 0 |  |  |  |  | 0.21434 | 0 | 0.80546 | 0.81852 |  |  |  |  | 191 | 0.013188
1047 | CALENG3G_3G | 3 | West | YES | 0.090685 | 70.4 | 27 | 70.4 | 0 | 1.014 | Cogen | 1 | 0.21434 | 0 | 0 |  |  |  |  | 0.21434 | 0 | 0.80546 | 0.81852 |  |  |  |  | 192 | 0.013058
11309 | BULLCREK_2G | 1 | West | YES | 0.090673 | 20.9 | 0 | 180 |  | 1 | Wind | 1 | 0.21433 | 0 | 180 |  |  |  |  | 0.21433 | 38.5795 | 0.80973 | 0.82259 |  |  |  |  | 193 | 0.013058
11310 | BULLCREK_1G | 1 | West | YES | 0.090673 | 15.1 | 0 | 180 |  | 1 | Wind | 1 | 0.21433 | 0 | 180 |  |  |  |  | 0.21433 | 38.5795 | 0.814 | 0.82667 |  |  |  |  | 194 | 0.013058
11320 | COYOTE_1G | 1 | West | YES | 0.090627 | 22.5 | 0 | 225 |  | 1 | Wind | 1 | 0.21428 | 0 | 225 |  |  |  |  | 0.21428 | 48.214 | 0.81935 | 0.83177 |  |  |  |  | 195 | 0.013058
1360 | GUNSIGHT_8 | 1 | West | YES | 0.090436 | 0 | 0 | 120 |  | 1.01 | Wind | 1 | 0.21409 | 0 | 120 |  |  |  |  | 0.21409 | 25.6912 | 0.8222 | 0.83448 |  |  |  |  | 196 | 0.012862
1327 | WILDHRSE_1G | 1 | West | YES | 0.090411 | 0 | 0 | 120 |  | 1 | Wind | 1 | 0.21407 | 0 | 120 |  |  |  |  | 0.21407 | 25.6882 | 0.82504 | 0.8372 |  |  |  |  | 197 | 0.012666
1333 | MCDDONAL_8 | 1 | West | YES | 0.090258 | 42.8 | 0 | 214.2 |  | 1.01 | Wind | 1 | 0.21392 | 0 | 214.2 |  |  |  |  | 0.21392 | 45.8207 | 0.83013 | 0.84204 |  |  |  |  | 198 | 0.01242
1328 | OCOTILLO_1G | 1 | West | YES | 0.090132 | 11.6 | 0 | 58 |  | 1.01 | Wind | 1 | 0.21379 | 0 | 58 |  |  |  |  | 0.21379 | 12.3998 | 0.83151 | 0.84335 |  |  |  |  | 199 | 0.012287
11001 | NAV1CT | 1 | West | YES | 0.090088 | 70.4 | 18 | 70.4 | 0 | 1.029 | CC | 1 | 0.21375 | 70.4 | 70.4 |  |  |  |  | 0.21375 | 15.0477 | 0.83318 | 0.84494 |  |  |  |  | 200 | 0.012153
11009 | NAV2CT | 1 | West | YES | 0.090088 | 71.4 | 18 | 71.4 | 0 | 1.029 | CC | 1 | 0.21375 | 71.4 | 71.4 |  |  |  |  | 0.21375 | 15.2614 | 0.83487 | 0.84655 |  |  |  |  | 201 | 0.011911
11011 | NAV3ST | 1 | West | YES | 0.090088 | 92.8 | 40 | 92.8 | 0 | 1.029 | CC | 1 | 0.21375 | 92.8 | 92.8 |  |  |  |  | 0.21375 | 19.8356 | 0.83708 | 0.84865 |  |  |  |  | 202 | 0.011844
11012 | NAV4CT | 1 | West | YES | 0.090088 | 80 | 18 | 80 | 0 | 1.029 | CC | 1 | 0.21375 | 80 | 80 |  |  |  |  | 0.21375 | 17.0996 | 0.83898 | 0.85046 |  |  |  |  | 203 | 0.011763
11013 | NAV5CT | 1 | West | YES | 0.090088 | 80 | 18 | 80 | 0 | 1.029 | CC | 1 | 0.21375 | 80 | 80 |  |  |  |  | 0.21375 | 17.0996 | 0.84087 | 0.85227 |  |  |  |  | 204 | 0.011681
11014 | NAV6ST | 1 | West | YES | 0.090088 | 115 | 40 | 115 | 0 | 1.029 | CC | 1 | 0.21375 | 115 | 115 |  |  |  |  | 0.21375 | 24.5807 | 0.8436 | 0.85486 |  |  |  |  | 205 | 0.011575
11020 | TIEHVSG_1G | 1 | West | YES | 0.09008 | 208.2 | 63 | 208.2 | 0 | 1.012 | CC | 1 | 0.21374 | 208.2 | 208.2 |  |  |  |  | 0.21374 | 44.5002 | 0.84855 | 0.85957 |  |  |  |  | 206 | 0.011483
11021 | TIEHVCG_1G | 1 | West | YES | 0.09008 | 142.1 | 103 | 142.1 | 0 | 1.012 | CC | 1 | 0.21374 | 142.1 | 142.1 |  |  |  |  | 0.21374 | 30.3721 | 0.85192 | 0.86278 |  |  |  |  | 207 | 0.011391
11022 | TIEHVCG_2G | 1 | West | YES | 0.09008 | 132.4 | 103 | 132.4 | 0 | 1.012 | CC | 1 | 0.21374 | 132.4 | 132.4 |  |  |  |  | 0.21374 | 28.2988 | 0.85506 | 0.86577 |  |  |  |  | 208 | 0.011258
11023 | TIEHVCG_3G | 1 | West | YES | 0.09008 | 137.4 | 103 | 137.4 | 0 | 1.012 | CC | 1 | 0.21374 | 137.4 | 137.4 |  |  |  |  | 0.21374 | 29.3675 | 0.85833 | 0.86887 |  |  |  |  | 209 | 0.011019
11024 | TIEHVCG_4G | 1 | West | YES | 0.09008 | 147 | 103 | 147 | 0 | 1.012 | CC | 1 | 0.21374 | 147 | 147 |  |  |  |  | 0.21374 | 31.4194 | 0.86182 | 0.87219 |  |  |  |  | 210 | 0.010856
11025 | TIEHVSG_2G | 1 | West | YES | 0.09008 | 213.2 | 63 | 213.2 | 0 | 1.012 | CC | 1 | 0.21374 | 213.2 | 213.2 |  |  |  |  | 0.21374 | 45.5688 | 0.86688 | 0.87701 |  |  |  |  | 211 | 0.010703
1326 | STANTONW_8 | 1 | West | YES | 0.090048 | 20.1 | 0 | 100.5 |  | 1.01 | Wind | 1 | 0.21371 | 0 | 100.5 |  |  |  |  | 0.21371 | 21.4774 | 0.86926 | 0.87928 |  |  |  |  | 212 | 0.010545
1320 | BSP 1 | 1 | West | YES | 0.089961 | 25.5 | 2.9 | 25.8 | 0 | 1 | Cogen | 1 | 0.21362 | 0 | 0 |  |  |  |  | 0.21362 | 0 | 0.86926 | 0.87928 |  |  |  |  | 213 | 0.010376
76031 | L_GASCCR1_1N | W1 | West | YES | 0.089755 | 30 | 0 | 150 | 0 | 1.02 | Wind | 1 | 0.21341 | 0 | 150 |  |  |  |  | 0.21341 | 32.0119 | 0.87282 | 0.88266 |  |  |  |  | 214 | 0.010131
11147 | NOTREES_1G | 1 | West | YES | 0.089509 | 29.8 | 0 | 149 | 0 | 1.017 | Wind | 1 | 0.21317 | 0 | 149 |  |  |  |  | 0.21317 | 31.7618 | 0.87636 | 0.88602 |  |  |  |  | 215 | 0.010015
76091 | L_DIVIDE1_1N | W1 | West | YES | 0.089507 | 22.5 | 0 | 112.5 |  | 1.02 | Wind | 1 | 0.21316 | 0 | 112.5 |  |  |  |  | 0.21316 | 23.981 | 0.87903 | 0.88855 |  |  |  |  | 216 | 0.010015
76095 | L_CAPRSI1_1N | W1 | West | YES | 0.089507 | 29.9 | 0 | 149.5 | 0 | 1.02 | Wind | 1 | 0.21316 | 0 | 149.5 |  |  |  |  | 0.21316 | 31.8681 | 0.88258 | 0.89192 |  |  |  |  | 217 | 0.0098372
76096 | L_CAPRSI1_2N | W1 | West | YES | 0.089507 | 37.2 | 0 | 186 | 0 | 1.02 | Wind | 1 | 0.21316 | 0 | 186 |  |  |  |  | 0.21316 | 39.6486 | 0.887 | 0.89611 |  |  |  |  | 218 | 0.0096568
76097 | L_CAPRGE1_1N | W1 | West | YES | 0.089507 | 42.9 | 0 | 214.5 | 0 | 1.02 | Wind | 1 | 0.21316 | 0 | 214.5 |  |  |  |  | 0.21316 | 45.7238 | 0.89209 | 0.90094 |  |  |  |  | 219 | 0.0095206
7038 | L_DELAWA1_1Y | 1 | West | YES | 0.089414 | 3.5 | 0 | 35 | 0 | 1 | Wind | 1 | 0.21307 | 0 | 35 |  |  |  |  | 0.21307 | 7.4575 | 0.89292 | 0.90173 |  |  |  |  | 220 | 0.0093396
7038 | L_DELAWA1_1Y | 2 | West | YES | 0.089414 | 3 | 0 | 30 | 0 | 1 | Wind | 1 | 0.21307 | 0 | 30 |  |  |  |  | 0.21307 | 6.3921 | 0.89363 | 0.90241 |  |  |  |  | 221 | 0.0091144
1002 | PBCTAGE_1G | A | West | YES | 0.089365 | 64 | 64 | 66 | 0 | 1.036 | GGT | 1 | 0.21302 | 66 | 66 |  |  |  |  | 0.21302 | 14.0595 | 0.8952 | 0.90389 |  |  |  |  | 222 | 0.0088546
1003 | PBCTBGE_2G | B | West | YES | 0.089365 | 65 | 65 | 66 | 0 | 1.036 | GGT | 1 | 0.21302 | 66 | 66 |  |  |  |  | 0.21302 | 14.0595 | 0.89677 | 0.90538 |  |  |  |  | 223 | 0.0088119
1004 | PBCTCGE_3G | C | West | YES | 0.089365 | 62 | 62 | 67 | 0 | 1.036 | GGT | 1 | 0.21302 | 67 | 67 |  |  |  |  | 0.21302 | 14.2725 | 0.89836 | 0.90689 |  |  |  |  | 224 | 0.0087753
1005 | PBCTDGE_4G | D | West | YES | 0.089365 | 65 | 65 | 68 | 0 | 1.036 | GGT | 1 | 0.21302 | 68 | 68 |  |  |  |  | 0.21302 | 14.4855 | 0.89997 | 0.90842 |  |  |  |  | 225 | 0.0086944
1006 | PBCTEGE_5G | E | West | YES | 0.089365 | 65 | 65 | 67 | 0 | 1.036 | GGT | 1 | 0.21302 | 67 | 67 |  |  |  |  | 0.21302 | 14.2725 | 0.90156 | 0.90993 |  |  |  |  | 226 | 0.0086135
1007 | PB5GEN_6G | 5 | West | YES | 0.089365 | 91.2 | 40 | 114 | 0 | 1.036 | GST | 1 | 0.21302 | 114 | 114 |  |  |  |  | 0.21302 | 24.2846 | 0.90427 | 0.91249 |  |  |  |  | 227 | 0.0085313
1008 | PB6GEN_7G | 6 | West | YES | 0.089365 | 515 | 130 | 515 | 0 | 1.036 | GST | 1 | 0.21302 | 515 | 515 |  |  |  |  | 0.21302 | 109.7066 | 0.9165 | 0.92409 |  |  |  |  | 228 | 0.008448
60057 | CALLAHAN1A | 1 | West | YES | 0.089291 | 22.8 | 0 | 114 | 0 | 1.04 | Wind | 1 | 0.21295 | 0 | 114 |  |  |  |  | 0.21295 | 24.2761 | 0.9192 | 0.92666 |  |  |  |  | 229 | 0.0083659
1349 | WESTXWIN_1G | 1 | West | YES | 0.089047 | 1.3 | 0 | 6.6 |  | 1.014 | Wind | 1 | 0.2127 | 0 | 6.6 |  |  |  |  | 0.2127 | 1.4038 | 0.91936 | 0.9268 |  |  |  |  | 230 | 0.0082261
1350 | NWPWRG1_1G | 1 | West | YES | 0.089047 | 6.9 | 1 | 34.3 |  | 1.014 | Wind | 1 | 0.2127 | 0 | 34.3 |  |  |  |  | 0.2127 | 7.2958 | 0.92017 | 0.92758 |  |  |  |  | 231 | 0.0075948
244 | WHITNYDM01 | 1 | North | YES | 0.084737 | 15 | 0 | 15 | 0 | 1.035 | Hydro | 1 | 0.20839 | 0 | 0 | 0 | 0 |  |  | 0.20839 | 0 | 0.92017 | 0.92758 |  |  |  |  | 232 | 0.0074541
245 | WHITNYDM02 | 2 | North | YES | 0.084737 | 15 | 0 | 15 | 0 | 1.035 | Hydro | 1 | 0.20839 | 0 | 0 | 0 | 0 |  |  | 0.20839 | 0 | 0.92017 | 0.92758 |  |  |  |  | 233 | 0.0074458
60007 | KING_SW1A | 1 | West | YES | 0.084634 | 20 | 0 | 80 |  | 1.03 | Wind | 1 | 0.20829 | 0 | 80 |  |  |  |  | 0.20829 | 16.6633 | 0.92207 | 0.92934 |  |  |  |  | 234 | 0.0074026
60019 | KING_NW1A | 1 | West | YES | 0.084634 | 20 | 0 | 80 |  | 1.03 | Wind | 1 | 0.20829 | 0 | 80 |  |  |  |  | 0.20829 | 16.6633 | 0.92397 | 0.9311 |  |  |  |  | 235 | 0.0074026
60201 | RIO DRCS | F | West | YES | 0.084415 | 0 | 0 | 0 | 0 | 1.025 | AVR | 1 | 0.20807 | 0 | 0 |  |  |  |  | 0.20807 | 0 | 0.92397 | 0.9311 |  |  |  |  | 236 | 0.0074026
6016 | SWMESA | 1 | West | YES | 0.084328 | 18.8 | 0 | 75 |  | 1.03 | Wind | 1 | 0.20799 | 0 | 75 |  |  |  |  | 0.20799 | 15.5989 | 0.92575 | 0.93275 |  |  |  |  | 237 | 0.0072646
60003 | KING_NE1A | 1 | West | YES | 0.084328 | 20 | 0 | 80 |  | 1.03 | Wind | 1 | 0.20799 | 0 | 80 |  |  |  |  | 0.20799 | 16.6388 | 0.92765 | 0.9345 |  |  |  |  | 238 | 0.0071265
60005 | KING_SE1A | 1 | West | YES | 0.084328 | 10 | 0 | 40 |  | 1.035 | Wind | 1 | 0.20799 | 0 | 40 |  |  |  |  | 0.20799 | 8.3194 | 0.9286 | 0.93538 |  |  |  |  | 239 | 0.0071265
60016 | WOODWRD11A | 1 | West | YES | 0.084271 | 20 | 0 | 80 |  | 1.033 | Wind | 1 | 0.20793 | 0 | 80 |  |  |  |  | 0.20793 | 16.6343 | 0.9305 | 0.93714 |  |  |  |  | 240 | 0.0069946
38332 | TNWDWRDU2_8 | 1 | West | YES | 0.08426 | 20 | 0 | 80 | 0 | 1.0232 | Wind | 1 | 0.20792 | 0 | 80 |  |  |  |  | 0.20792 | 16.6334 | 0.9324 | 0.9389 |  |  |  |  | 241 | 0.006854
38437 | TNSRBNMESA9 | 1 | West | YES | 0.084213 | 37.5 | 0 | 150 | 0 | 1.02 | Wind | 1 | 0.20787 | 0 | 150 |  |  |  |  | 0.20787 | 31.1806 | 0.93596 | 0.9422 |  |  |  |  | 242 | 0.0067836
60017 | ORNNWP1 | 1 | West | YES | 0.082585 | 20 | 0 | 80 |  | 1.027 | Wind | 1 | 0.20624 | 0 | 80 |  |  |  |  | 0.20624 | 16.4994 | 0.93786 | 0.94394 |  |  |  |  | 243 | 0.0066425
60000 | DSKY2 | 1 | West | YES | 0.082179 | 19.1 | 0 | 76.5 |  | 1.039 | Wind | 1 | 0.20584 | 0 | 76.5 |  |  |  |  | 0.20584 | 15.7465 | 0.93968 | 0.9456 |  |  |  |  | 244 | 0.0065013
60018 | DSKY1 | 1 | West | YES | 0.082036 | 21 | 0 | 84 | 0 | 1.023 | Wind | 1 | 0.20569 | 0 | 84 |  |  |  |  | 0.20569 | 17.2783 | 0.94167 | 0.94743 |  |  |  |  | 245 | 0.0062357
251 | BOSQUESW803 | 2 | North | YES | 0.081636 | 150 | 0 | 150 | 0 | 1.032 | CC | 1 | 0.20529 | 150 | 150 | 12.2454 | 150 |  |  | 0.20529 | 30.794 | 0.94523 | 0.95068 |  |  |  |  | 246 | 0.0060803
253 | BOSQUESW804 | 2 | North | YES | 0.081636 | 80 | 0 | 80 | 0 | 1.032 | CC | 1 | 0.20529 | 80 | 80 | 6.5309 | 80 |  |  | 0.20529 | 16.4235 | 0.94713 | 0.95242 |  |  |  |  | 247 | 0.0059284
238 | BOSQUESW505 | 1 | North | YES | 0.07953 | 255 | 0 | 255 | 0 | 1.02 | CC | 1 | 0.20319 | 255 | 255 | 20.2801 | 255 |  |  | 0.20319 | 51.8128 | 0.95318 | 0.9579 |  |  |  |  | 248 | 0.0057604
239 | BOSQUESW502 | 1 | North | YES | 0.07953 | 119.2 | 0 | 149 | 0 | 1.02 | GGT | 1 | 0.20319 | 149 | 149 | 11.85 | 149 |  |  | 0.20319 | 30.2749 | 0.95672 | 0.9611 |  |  |  |  | 249 | 0.005454
247 | BOSQUESW501 | 2 | North | YES | 0.07953 | 124.8 | 0 | 156 | 0 | 1.02 | GGT | 1 | 0.20319 | 156 | 156 | 12.4067 | 156 |  |  | 0.20319 | 31.6973 | 0.96042 | 0.96445 |  |  |  |  | 250 | 0.0052906
3403 | THOUSE_1G | 1 | North | YES | 0.078322 | 563 | 200 | 563 | 0 | 1.012 | GSC | 1 | 0.20198 | 563 | 563 | 44.0953 | 563 |  |  | 0.20198 | 113.7145 | 0.97379 | 0.97647 |  |  |  |  | 251 | 0.0047129
3404 | THOUSE_2G | 2 | North | YES | 0.078322 | 807 | 250 | 807 | 0 | 1.012 | GSC | 1 | 0.20198 | 807 | 807 | 63.2059 | 807 |  |  | 0.20198 | 162.9975 | 0.99295 | 0.99369 |  |  |  |  | 252 | 0.0043754
3416 | LAKE_CRK1_G | 1 | North | YES | 0.077277 | 60 | 33 | 75 |  | 1.029 | GST | 1 | 0.20093 | 75 | 75 | 5.7958 | 75 |  |  | 0.20093 | 15.0701 | 0.99473 | 0.99529 |  |  |  |  | 253 | 0.004022
3417 | LAKE_CRK2_G | 2 | North | YES | 0.077277 | 177.6 | 40 | 222 | 0 | 1.029 | GST | 1 | 0.20093 | 222 | 222 | 17.1555 | 222 |  |  | 0.20093 | 44.6075 | 1 | 1 |  |  |  |  | 254 | 0.0026747
60202 | FRNDDRCS | F | West | YES | 0.07353 | 0 | 0 | 0 | 0 | 0.9985 | AVR | 1 | 0.19719 | 0 | 0 |  |  |  |  | 0.19719 | 0 | 1 | 1 |  |  |  |  | 255 | 0.00074353
13432 | SANDOW_5G | 5 | South | YES | 0.031486 | 581 | 225 | 581 |  | 1.029 | LIGCO | -1 | 0.073491 | 0 | 581 |  |  |  |  | -0.073491 | 0 | [6 empty] | 256 | 0.00055577
3432 | SANDOW_4G | 4 | South | YES | 0.018271 | 580 | 225 | 580 |  | 1.029 | LIGCO | -1 | 0.086706 | 0 | 580 |  |  |  |  | -0.086706 | 0 | [6 empty] | 257 | 0
7022 | L_BUCHAN1_1Y | 1 | South | YES | 0.007115 | 0 | 0 | 18 |  | 1 | Hydro | -1 | 0.097862 | 0 | 0 |  |  |  |  | -0.097862 | 0 | [6 empty] | 258 | 0
7023 | L_BUCHAN1_2Y | 2 | South | YES | 0.007115 | 0 | 0 | 18 |  | 1 | Hydro | -1 | 0.097862 | 0 | 0 |  |  |  |  | -0.097862 | 0 | [6 empty] | 259 | 0
7024 | L_BUCHAN1_3Y | 3 | South | YES | 0.007115 | 0 | 0 | 15 |  | 1 | Hydro | -1 | 0.097862 | 0 | 0 |  |  |  |  | -0.097862 | 0 | [6 empty] | 260 | 0
7026 | L_INKSDA1_1Y | 1 | South | YES | 0.006635 | 0 | 0 | 13.7 |  | 1 | Hydro | -1 | 0.098342 | 0 | 0 |  |  |  |  | -0.098342 | 0 | [6 empty] | 261 | 0
8032 | AMISTADHYD1 | 1 | South | YES | 0.001781 | 33 | 13 | 33 | 0 | 1.03 | Hydro | -1 | 0.1032 | 0 | 0 |  |  |  |  | -0.1032 | 0 | [6 empty] | 262 | 0
8033 | AMISTADHYD2 | 2 | South | YES | 0.001781 | 25 | 13 | 25 | 0 | 1.03 | Hydro | -1 | 0.1032 | 0 | 0 |  |  |  |  | -0.1032 | 0 | [6 empty] | 263 | 0
88253 | HAMILTON | F | South | YES | 0.001781 | 0 | 0 | 0 | 0 | 1.04 | BLT | -1 | 0.1032 | 0 | 0 |  |  |  |  | -0.1032 | 0 | [6 empty] | 264 | 0
7035 | L_WIRTZ_1G1Y | 1 | South | YES | 0.000541 | 0 | 0 | 29 |  | 1 | Hydro | -1 | 0.10444 | 0 | 0 |  |  |  |  | -0.10444 | 0 | [6 empty] | 265 | 0
7036 | L_WIRTZ_1G2Y | 2 | South | YES | 0.000541 | 0 | 0 | 29.7 |  | 1 | Hydro | -1 | 0.10444 | 0 | 0 |  |  |  |  | -0.10444 | 0 | [6 empty] | 266 | 0
7000 | L_FERGUS1_1Y | 1 | South | YES | 0.000369 | 400 | 65 | 423.3 | 0 | 1.015 | GSC | -1 | 0.10461 | 423.3 | 423.3 |  |  |  |  | -0.10461 | -44.2804 | [6 empty] | 267 | 0
5934 | SI_RAY5 | 5 | South | YES | 0 | 0 | 10 | 15 |  | 1.035 | GST | -1 | 0.10498 | 15 | 15 |  |  |  |  | -0.10498 | -1.5746 | [6 empty] | 268 | 0
8139 | JOS #1 | MB | South | YES | 0 | 0 | 45 | 255 |  | 1.02 | GST | -1 | 0.10498 | 0 | 0 |  |  |  |  | -0.10498 | 0 | [6 empty] | 269 | 0
8285 | LAR #1 | MB | South | YES | 0 | 0 | 9 | 32 |  | 1.0497 | GST | -1 | 0.10498 | 0 | 0 |  |  |  |  | -0.10498 | 0 | [6 empty] | 270 | 0
8287 | LAR #2 | MB | South | YES | 0 | 0 | 9 | 32 |  | 1.04 | GST | -1 | 0.10498 | 0 | 0 |  |  |  |  | -0.10498 | 0 | [6 empty] | 271 | 0
8288 | LAR #3 | MB | South | YES | 0 | 0 | 25 | 105 |  | 1.04 | GST | -1 | 0.10498 | 0 | 0 |  |  |  |  | -0.10498 | 0 | [6 empty] | 272 | 0
8388 | BATES0A | MB | South | YES | 0 | 0 | 21 | 71 |  | 1.033 | GST | -1 | 0.10498 | 0 | 0 |  |  |  |  | -0.10498 | 0 | [6 empty] | 273 | 0
8393 | BATES0B | MB | South | YES | 0 | 0 | 25 | 110 |  | 1.03 | GST | -1 | 0.10498 | 0 | 0 |  |  |  |  | -0.10498 | 0 | [6 empty] | 274 | 0
8437 | NUECES_B0C | MB | South | YES | 0 | 0 | 7 | 30 |  | 1.03 | GST | -1 | 0.10498 | 0 | 0 |  |  |  |  | -0.10498 | 0 | [6 empty] | 275 | 0
8438 | NUECES_B0B | MB | South | YES | 0 | 0 | 26 | 169 |  | 1.03 | GST | -1 | 0.10498 | 0 | 0 |  |  |  |  | -0.10498 | 0 | [6 empty] | 276 | 0
39190 | TNSLCGN1__8 | 1 | Houston | YES | 0 | 0 | 10 | 30 |  | 1.03 | Cogen | -1 | 0.10498 | 0 | 0 |  |  | 0 | 0 | -0.10498 | 0 | [6 empty] | 277 | 0
7028 | L_MARBFA1_1Y | 1 | South | YES | -0.001461 | 0 | 0 | 18 |  | 1 | Hydro | -1 | 0.10644 | 0 | 0 |  |  |  |  | -0.10644 | 0 | [6 empty] | 278 | 0
7029 | L_MARBFA1_2Y | 2 | South | YES | -0.001461 | 0 | 0 | 18 |  | 1 | Hydro | -1 | 0.10644 | 0 | 0 |  |  |  |  | -0.10644 | 0 | [6 empty] | 279 | 0
7031 | L_MARSFO1G1Y | 1 | South | YES | -0.005247 | 0 | 0 | 36 |  | 1 | Hydro | -1 | 0.11022 | 0 | 0 |  |  |  |  | -0.11022 | 0 | [6 empty] | 280 | 0
7032 | L_MARSFO1G2Y | 2 | South | YES | -0.005247 | 0 | 0 | 35 |  | 1 | Hydro | -1 | 0.11022 | 0 | 0 |  |  |  |  | -0.11022 | 0 | [6 empty] | 281 | 0
7033 | L_MARSFO1G3Y | 3 | South | YES | -0.005247 | 0 | 0 | 36 |  | 1 | Hydro | -1 | 0.11022 | 0 | 0 |  |  |  |  | -0.11022 | 0 | [6 empty] | 282 | 0
9002 | DECKR_G3 | 3 | South | YES | -0.006532 | 0 | 24 | 42 |  | 1.015 | GGT | -1 | 0.11151 | 42 | 42 |  |  |  |  | -0.11151 | -4.6834 | [6 empty] | 283 | 0
9003 | DECKR_G4 | 4 | South | YES | -0.006532 | 44 | 24 | 44 | 0 | 1.015 | GGT | -1 | 0.11151 | 44 | 44 |  |  |  |  | -0.11151 | -4.9064 | [6 empty] | 284 | 0
9004 | DECKR_G5 | 5 | South | YES | -0.006532 | 44 | 24 | 44 | 0 | 1.015 | GGT | -1 | 0.11151 | 44 | 44 |  |  |  |  | -0.11151 | -4.9064 | [6 empty] | 285 | 0
9005 | DECKR_G6 | 6 | South | YES | -0.006532 | 44 | 24 | 47 | 0 | 1.015 | GGT | -1 | 0.11151 | 47 | 47 |  |  |  |  | -0.11151 | -5.2409 | [6 empty] | 286 | 0
9000 | DECKR_G1 | 1 | South | YES | -0.007309 | 280 | 50 | 321 | 0 | 1.015 | GST | -1 | 0.11229 | 321 | 321 |  |  |  |  | -0.11229 | -36.0437 | [6 empty] | 287 | 0
9001 | DECKR_G2 | 2 | South | YES | -0.007309 | 400 | 50 | 426 | 0 | 1.015 | GST | -1 | 0.11229 | 426 | 426 |  |  |  |  | -0.11229 | -47.8337 | [6 empty] | 288 | 0
7020 | L_AUSTPL1_1Y | 1 | South | YES | -0.007404 | 0 | 0 | 8 |  | 1 | Hydro | -1 | 0.11238 | 0 | 0 |  |  |  |  | -0.11238 | 0 | [6 empty] | 289 | 0
7020 | L_AUSTPL1_1Y | 2 | South | YES | -0.007404 | 0 | 0 | 8 |  | 1 | Hydro | -1 | 0.11238 | 0 | 0 |  |  |  |  | -0.11238 | 0 | [6 empty] | 290 | 0
9016 | SANDH_G1 | 1 | South | YES | -0.008361 | 45 | 2 | 49 | 0 | 1.0175 | GGT | -1 | 0.11334 | 49 | 49 |  |  |  |  | -0.11334 | -5.5535 | [6 empty] | 291 | 0
9017 | SANDH_G2 | 2 | South | YES | -0.008361 | 45 | 2 | 46 | 0 | 1.0175 | GGT | -1 | 0.11334 | 46 | 46 |  |  |  |  | -0.11334 | -5.2135 | [6 empty] | 292 | 0
9018 | SANDH_G3 | 3 | South | YES | -0.008361 | 45 | 2 | 46 | 0 | 1.0175 | GGT | -1 | 0.11334 | 46 | 46 |  |  |  |  | -0.11334 | -5.2135 | [6 empty] | 293 | 0
9019 | SANDH_G4 | 4 | South | YES | -0.008361 | 0 | 2 | 47 |  | 1.0175 | GGT | -1 | 0.11334 | 47 | 47 |  |  |  |  | -0.11334 | -5.3269 | [6 empty] | 294 | 0
9020 | SANDHG5A | 5A | South | YES | -0.008361 | 150 | 84 | 155 | 0 | 1.0175 | CC | -1 | 0.11334 | 155 | 155 |  |  |  |  | -0.11334 | -17.5673 | [6 empty] | 295 | 0
9021 | SANDHG5C | 5C | South | YES | -0.008361 | 140 | 0 | 148 | 0 | 1.0175 | CC | -1 | 0.11334 | 148 | 148 |  |  |  |  | -0.11334 | -16.774 | [6 empty] | 296 | 0
8262 | ELPS | 1 | South | YES | -0.009646 | 6 | 6 | 6 | 0 | 1.15 | Hydro | -1 | 0.11462 | 0 | 0 |  |  |  |  | -0.11462 | 0 | [6 empty] | 297 | 0
7807 | L_BASTEN1_1Y | 1 | South | YES | -0.011032 | 152.5 | 83.5 | 152.5 | 0 | 1.004 | CC | -1 | 0.11601 | 152.5 | 152.5 |  |  |  |  | -0.11601 | -17.6913 | [6 empty] | 298 | 0
7808 | L_BASTEN1_2Y | 1 | South | YES | -0.011032 | 149.5 | 83.5 | 149.5 | 0 | 1.004 | CC | -1 | 0.11601 | 149.5 | 149.5 |  |  |  |  | -0.11601 | -17.3433 | [6 empty] | 299 | 0
7809 | L_BASTEN1_3Y | 1 | South | YES | -0.011032 | 232.6 | 42 | 232.6 | 0 | 1.004 | CC | -1 | 0.11601 | 232.6 | 232.6 |  |  |  |  | -0.11601 | -26.9836 | [6 empty] | 300 | 0
7007 | L_LOSTPI1_1Y | 1 | South | YES | -0.012494 | 158.6 | 110 | 158 | 0 | 1 | CC | -1 | 0.11747 | 158 | 158 |  |  |  |  | -0.11747 | -18.5604 | [6 empty] | 301 | 0
7008 | L_LOSTPI1_2Y | 2 | South | YES | -0.012494 | 157.7 | 107 | 160 | 0 | 1 | CC | -1 | 0.11747 | 160 | 160 |  |  |  |  | -0.11747 | -18.7953 | [6 empty] | 302 | 0
7009 | L_LOSTPI1_3Y | 3 | South | YES | -0.012494 | 173.9 | 72 | 175 | 0 | 1 | CC | -1 | 0.11747 | 175 | 175 |  |  |  |  | -0.11747 | -20.5574 | [6 empty] | 303 | 0
7004 | L_SIMGID1_1Y | 1 | South | YES | -0.013596 | 132 | 40 | 132 | 0 | 1.02 | GST | -1 | 0.11857 | 132 | 132 |  |  |  |  | -0.11857 | -15.6516 | [6 empty] | 304 | 0
7005 | L_SIMGID1_2Y | 2 | South | YES | -0.013596 | 133 | 32 | 139 | 0 | 1.02 | GST | -1 | 0.11857 | 139 | 139 |  |  |  |  | -0.11857 | -16.4816 | [6 empty] | 305 | 0
7006 | L_SIMGID1_3Y | 3 | South | YES | -0.013596 | 324.9 | 60 | 329 | 0 | 1.02 | GST | -1 | 0.11857 | 329 | 329 |  |  |  |  | -0.11857 | -39.0104 | [6 empty] | 306 | 0
7487 | L_CANYHY8_1Y | 1 | South | YES | -0.021192 | 0 | 0 | 6 |  | 1 | Hydro | -1 | 0.12617 | 0 | 0 |  |  |  |  | -0.12617 | 0 | [6 empty] | 307 | 0
7303 | L_WPPGS12_1Y | 1 | South | YES | -0.024436 | 50 | 0 | 50 | 0 | 1.025 | GGT | -1 | 0.12941 | 50 | 50 |  |  |  |  | -0.12941 | -6.4706 | [6 empty] | 308 | 0
7303 | L_WPPGS12_1Y | 2 | South | YES | -0.024436 | 50 | 0 | 50 | 0 | 1.025 | GGT | -1 | 0.12941 | 50 | 50 |  |  |  |  | -0.12941 | -6.4706 | [6 empty] | 309 | 0
7305 | L_WPPGS34_1Y | 3 | South | YES | -0.024436 | 50 | 0 | 50 | 0 | 1.025 | GGT | -1 | 0.12941 | 50 | 50 |  |  |  |  | -0.12941 | -6.4706 | [6 empty] | 310 | 0
7305 | L_WPPGS34_1Y | 4 | South | YES | -0.024436 | 50 | 0 | 50 | 0 | 1.025 | GGT | -1 | 0.12941 | 50 | 50 |  |  |  |  | -0.12941 | -6.4706 | [6 empty] | 311 | 0
7014 | L_HAYSEN1_1Y | 1 | South | YES | -0.024722 | 223.9 | 74 | 223.9 | 0 | 1.008 | CC | -1 | 0.1297 | 223.9 | 223.9 |  |  |  |  | -0.1297 | -29.0395 | [6 empty] | 312 | 0
7015 | L_HAYSEN1_2Y | 2 | South | YES | -0.024722 | 225 | 74 | 225 | 0 | 1.008 | CC | -1 | 0.1297 | 225 | 225 |  |  |  |  | -0.1297 | -29.1822 | [6 empty] | 313 | 0
7016 | L_HAYSEN1_3Y | 3 | South | YES | -0.024722 | 224.6 | 74 | 224.6 | 0 | 1.008 | CC | -1 | 0.1297 | 224.6 | 224.6 |  |  |  |  | -0.1297 | -29.1303 | [6 empty] | 314 | 0
7017 | L_HAYSEN1_4Y | 4 | South | YES | -0.024722 | 226.7 | 74 | 226.7 | 0 | 1.008 | CC | -1 | 0.1297 | 226.7 | 226.7 |  |  |  |  | -0.1297 | -29.4027 | [6 empty] | 315 | 0
7010 | L_FPPYD11_1Y | 1 | South | YES | -0.025677 | 547.4 | 200 | 606 | 0 | 1.02 | LIGCO | -1 | 0.13065 | 0 | 606 |  |  |  |  | -0.13065 | 0 | [6 empty] | 316 | 0
7011 | L_FPPYD11_2Y | 2 | South | YES | -0.025677 | 552.2 | 200 | 598 | 0 | 1.02 | LIGCO | -1 | 0.13065 | 0 | 598 |  |  |  |  | -0.13065 | 0 | [6 empty] | 317 | 0
7012 | L_FPPYD21_3Y | 3 | South | YES | -0.025781 | 427.5 | 200 | 436 | 0 | 1.02 | LIGCO | -1 | 0.13076 | 0 | 436 |  |  |  |  | -0.13076 | 0 | [6 empty] | 318 | 0
7605 | L_MCQUEE9_1Y | 1 | South | YES | -0.027795 | 0 | 0 | 2.4 |  | 1.025 | Hydro | -1 | 0.13277 | 0 | 0 |  |  |  |  | -0.13277 | 0 | [6 empty] | 319 | 0
7605 | L_MCQUEE9_1Y | 2 | South | YES | -0.027795 | 0 | 0 | 2.4 |  | 1.025 | Hydro | -1 | 0.13277 | 0 | 0 |  |  |  |  | -0.13277 | 0 | [6 empty] | 320 | 0
7605 | L_MCQUEE9_1Y | 3 | South | YES | -0.027795 | 0 | 0 | 2.8 |  | 1.025 | Hydro | -1 | 0.13277 | 0 | 0 |  |  |  |  | -0.13277 | 0 | [6 empty] | 321 | 0
7810 | L_RIONOG1G1Y | 1 | South | YES | -0.02817 | 148 | 0 | 148 | 0 | 1.02 | CC | -1 | 0.13315 | 148 | 148 |  |  |  |  | -0.13315 | -19.7057 | [6 empty] | 322 | 0
7811 | L_RIONOG1G2Y | 2 | South | YES | -0.02817 | 148 | 0 | 148 | 0 | 1.02 | CC | -1 | 0.13315 | 148 | 148 |  |  |  |  | -0.13315 | -19.7057 | [6 empty] | 323 | 0
7812 | L_RIONOG1G3Y | 3 | South | YES | -0.02817 | 154 | 0 | 154 | 0 | 1.02 | CC | -1 | 0.13315 | 154 | 154 |  |  |  |  | -0.13315 | -20.5046 | [6 empty] | 324 | 0
7813 | L_RIONOG1S1Y | 4 | South | YES | -0.02817 | 293 | 0 | 293 | 0 | 1.02 | CC | -1 | 0.13315 | 293 | 293 |  |  |  |  | -0.13315 | -39.012 | [6 empty] | 325 | 0
7609 | L_SCHUMA8_1Y | 1 | South | YES | -0.028665 | 0 | 0 | 4 |  | 1 | Hydro | -1 | 0.13364 | 0 | 0 |  |  |  |  | -0.13364 | 0 | [6 empty] | 326 | 0
7624 | L_LAKEWO9_1Y | 1 | South | YES | -0.02991 | 0 | 0 | 2.4 |  | 1 | Hydro | -1 | 0.13489 | 0 | 0 |  |  |  |  | -0.13489 | 0 | [6 empty] | 327 | 0
7624 | L_LAKEWO9_1Y | 2 | South | YES | -0.02991 | 0 | 0 | 2.4 |  | 1 | Hydro | -1 | 0.13489 | 0 | 0 |  |  |  |  | -0.13489 | 0 | [6 empty] | 328 | 0
58909 | PEARSALLSCG1 | 1 | South | YES | -0.030678 | 0 | 0 | 8.4 |  | 1.027 | Diesel | -1 | 0.13565 | 8.4 | 8.4 |  |  |  |  | -0.13565 | -1.1395 | [6 empty] | 329 | 0
58909 | PEARSALLSCG1 | 2 | South | YES | -0.030678 | 0 | 0 | 8.4 |  | 1.027 | Diesel | -1 | 0.13565 | 8.4 | 8.4 |  |  |  |  | -0.13565 | -1.1395 | [6 empty] | 330 | 0
58909 | PEARSALLSCG1 | 3 | South | YES | -0.030678 | 0 | 0 | 8.4 |  | 1.027 | Diesel | -1 | 0.13565 | 8.4 | 8.4 |  |  |  |  | -0.13565 | -1.1395 | [6 empty] | 331 | 0
58909 | PEARSALLSCG1 | 4 | South | YES | -0.030678 | 0 | 0 | 8.4 |  | 1.027 | Diesel | -1 | 0.13565 | 8.4 | 8.4 |  |  |  |  | -0.13565 | -1.1395 | [6 empty] | 332 | 0
58909 | PEARSALLSCG1 | 5 | South | YES | -0.030678 | 0 | 0 | 8.4 |  | 1.027 | Diesel | -1 | 0.13565 | 8.4 | 8.4 |  |  |  |  | -0.13565 | -1.1395 | [6 empty] | 333 | 0
58909 | PEARSALLSCG1 | 6 | South | YES | -0.030678 | 0 | 0 | 8.4 |  | 1.027 | Diesel | -1 | 0.13565 | 8.4 | 8.4 |  |  |  |  | -0.13565 | -1.1395 | [6 empty] | 334 | 0
58919 | PEARSALLSCG2 | 1 | South | YES | -0.030678 | 0 | 0 | 8.4 |  | 1.027 | Diesel | -1 | 0.13565 | 8.4 | 8.4 |  |  |  |  | -0.13565 | -1.1395 | [6 empty] | 335 | 0
58919 | PEARSALLSCG2 | 2 | South | YES | -0.030678 | 0 | 0 | 8.4 |  | 1.027 | Diesel | -1 | 0.13565 | 8.4 | 8.4 |  |  |  |  | -0.13565 | -1.1395 | [6 empty] | 336 | 0
58919 | PEARSALLSCG2 | 3 | South | YES | -0.030678 | 0 | 0 | 8.4 |  | 1.027 | Diesel | -1 | 0.13565 | 8.4 | 8.4 |  |  |  |  | -0.13565 | -1.1395 | [6 empty] | 337 | 0
58919 | PEARSALLSCG2 | 4 | South | YES | -0.030678 | 0 | 0 | 8.4 |  | 1.027 | Diesel | -1 | 0.13565 | 8.4 | 8.4 |  |  |  |  | -0.13565 | -1.1395 | [6 empty] | 338 | 0
58919 | PEARSALLSCG2 | 5 | South | YES | -0.030678 | 0 | 0 | 8.4 |  | 1.027 | Diesel | -1 | 0.13565 | 8.4 | 8.4 |  |  |  |  | -0.13565 | -1.1395 | [6 empty] | 339 | 0
58919 | PEARSALLSCG2 | 6 | South | YES | -0.030678 | 0 | 0 | 8.4 |  | 1.027 | Diesel | -1 | 0.13565 | 8.4 | 8.4 |  |  |  |  | -0.13565 | -1.1395 | [6 empty] | 340 | 0
58929 | PEARSALLSCG3 | 1 | South | YES | -0.030678 | 0 | 0 | 8.4 |  | 1.027 | Diesel | -1 | 0.13565 | 8.4 | 8.4 |  |  |  |  | -0.13565 | -1.1395 | [6 empty] | 341 | 0
58929 | PEARSALLSCG3 | 2 | South | YES | -0.030678 | 0 | 0 | 8.4 |  | 1.027 | Diesel | -1 | 0.13565 | 8.4 | 8.4 |  |  |  |  | -0.13565 | -1.1395 | [6 empty] | 342 | 0
58929 | PEARSALLSCG3 | 3 | South | YES | -0.030678 | 0 | 0 | 8.4 |  | 1.027 | Diesel | -1 | 0.13565 | 8.4 | 8.4 |  |  |  |  | -0.13565 | -1.1395 | [6 empty] | 343 | 0
58929 | PEARSALLSCG3 | 4 | South | YES | -0.030678 | 0 | 0 | 8.4 |  | 1.027 | Diesel | -1 | 0.13565 | 8.4 | 8.4 |  |  |  |  | -0.13565 | -1.1395 | [6 empty] | 344 | 0
58929 | PEARSALLSCG3 | 5 | South | YES | -0.030678 | 0 | 0 | 8.4 |  | 1.027 | Diesel | -1 | 0.13565 | 8.4 | 8.4 |  |  |  |  | -0.13565 | -1.1395 | [6 empty] | 345 | 0
58929 | PEARSALLSCG3 | 6 | South | YES | -0.030678 | 0 | 0 | 8.4 |  | 1.027 | Diesel | -1 | 0.13565 | 8.4 | 8.4 |  |  |  |  | -0.13565 | -1.1395 | [6 empty] | 346 | 0
58949 | PEARSALLSCG4 | 1 | South | YES | -0.030678 | 0 | 0 | 8.4 |  | 1.027 | Diesel | -1 | 0.13565 | 8.4 | 8.4 |  |  |  |  | -0.13565 | -1.1395 | [6 empty] | 347 | 0
58949 | PEARSALLSCG4 | 2 | South | YES | -0.030678 | 0 | 0 | 8.4 |  | 1.027 | Diesel | -1 | 0.13565 | 8.4 | 8.4 |  |  |  |  | -0.13565 | -1.1395 | [6 empty] | 348 | 0
58949 | PEARSALLSCG4 | 3 | South | YES | -0.030678 | 0 | 0 | 8.4 |  | 1.027 | Diesel | -1 | 0.13565 | 8.4 | 8.4 |  |  |  |  | -0.13565 | -1.1395 | [6 empty] | 349 | 0
58949 | PEARSALLSCG4 | 4 | South | YES | -0.030678 | 0 | 0 | 8.4 |  | 1.027 | Diesel | -1 | 0.13565 | 8.4 | 8.4 |  |  |  |  | -0.13565 | -1.1395 | [6 empty] | 350 | 0
58949 | PEARSALLSCG4 | 5 | South | YES | -0.030678 | 0 | 0 | 8.4 |  | 1.027 | Diesel | -1 | 0.13565 | 8.4 | 8.4 |  |  |  |  | -0.13565 | -1.1395 | [6 empty] | 351 | 0
58949 | PEARSALLSCG4 | 6 | South | YES | -0.030678 | 0 | 0 | 8.4 |  | 1.027 | Diesel | -1 | 0.13565 | 8.4 | 8.4 |  |  |  |  | -0.13565 | -1.1395 | [6 empty] | 352 | 0
7800 | L_GUADGE1_1Y | 1 | South | YES | -0.031409 | 147 | 30 | 147 | 0 | 1.02 | CC | -1 | 0.13639 | 147 | 147 |  |  |  |  | -0.13639 | -20.0487 | [6 empty] | 353 | 0
7801 | L_GUADGE1_2Y | 2 | South | YES | -0.031409 | 138 | 30 | 138 | 0 | 1.02 | CC | -1 | 0.13639 | 138 | 138 |  |  |  |  | -0.13639 | -18.8212 | [6 empty] | 354 | 0
7802 | L_GUADGE1_3Y | 3 | South | YES | -0.031409 | 146 | 30 | 146 | 0 | 1.02 | CC | -1 | 0.13639 | 146 | 146 |  |  |  |  | -0.13639 | -19.9123 | [6 empty] | 355 | 0
7803 | L_GUADGE1_4Y | 4 | South | YES | -0.031409 | 149 | 30 | 149 | 0 | 1.02 | CC | -1 | 0.13639 | 149 | 149 |  |  |  |  | -0.13639 | -20.3215 | [6 empty] | 356 | 0
7804 | L_GUADGE1_5Y | 5 | South | YES | -0.031409 | 182 | 30 | 182 | 0 | 1.02 | CC | -1 | 0.13639 | 182 | 182 |  |  |  |  | -0.13639 | -24.8222 | [6 empty] | 357 | 0
7805 | L_GUADGE1_6Y | 6 | South | YES | -0.031409 | 203 | 30 | 203 | 0 | 1.02 | CC | -1 | 0.13639 | 203 | 203 |  |  |  |  | -0.13639 | -27.6863 | [6 empty] | 358 | 0
5028 | BRAUNIG_VHB3 | 3 | South | YES | -0.032139 | 407 | 60 | 407 | 0 | 1.0138 | GST | -1 | 0.13712 | 407 | 407 |  |  |  |  | -0.13712 | -55.8061 | [6 empty] | 359 | 0
5396 | CALAVER_OWS1 | 1 | South | YES | -0.032159 | 418 | 80 | 418 | 0 | 1.0192 | GST | -1 | 0.13714 | 418 | 418 |  |  |  |  | -0.13714 | -57.3227 | [6 empty] | 360 | 0
5397 | CALAVER_OWS2 | 2 | South | YES | -0.032159 | 400 | 80 | 400 | 0 | 1.0192 | GST | -1 | 0.13714 | 400 | 400 |  |  |  |  | -0.13714 | -54.8542 | [6 empty] | 361 | 0
5111 | CALAVER_JTD1 | 1 | South | YES | -0.032163 | 430 | 80 | 430 | 0 | 1.0138 | LIGCO | -1 | 0.13714 | 0 | 430 |  |  |  |  | -0.13714 | 0 | [6 empty] | 362 | 0
5112 | CALAVER_JTD2 | 2 | South | YES | -0.032163 | 430 | 80 | 430 | 0 | 1.0138 | LIGCO | -1 | 0.13714 | 0 | 430 |  |  |  |  | -0.13714 | 0 | [6 empty] | 363 | 0
5264 | LEON_LCP3G3 | 3 | South | YES | -0.032186 | 0 | 20 | 58 |  | 1.0197 | GST | -1 | 0.13716 | 58 | 58 |  |  |  |  | -0.13716 | -7.9554 | [6 empty] | 364 | 0
5265 | LEON_LCP4G4 | 4 | South | YES | -0.032186 | 89 | 25 | 89 | 0 | 1.0197 | GST | -1 | 0.13716 | 89 | 89 |  |  |  |  | -0.13716 | -12.2075 | [6 empty] | 365 | 0
5266 | LEON_LCPCT1 | 1 | South | YES | -0.032186 | 44 | 24 | 44 | 0 | 1.0197 | GGT | -1 | 0.13716 | 44 | 44 |  |  |  |  | -0.13716 | -6.0352 | [6 empty] | 366 | 0
5267 | LEON_LCPCT2 | 2 | South | YES | -0.032186 | 44 | 24 | 44 | 0 | 1.0197 | GGT | -1 | 0.13716 | 44 | 44 |  |  |  |  | -0.13716 | -6.0352 | [6 empty] | 367 | 0
5268 | LEON_LCPCT3 | 3 | South | YES | -0.032186 | 43 | 24 | 43 | 0 | 1.0197 | GGT | -1 | 0.13716 | 43 | 43 |  |  |  |  | -0.13716 | -5.898 | [6 empty] | 368 | 0
5269 | LEON_LCPCT4 | 4 | South | YES | -0.032186 | 45 | 24 | 45 | 0 | 1.0197 | GGT | -1 | 0.13716 | 45 | 45 |  |  |  |  | -0.13716 | -6.1723 | [6 empty] | 369 | 0
5436 | TUTTL_WBT1G1 | 1 | South | YES | -0.03219 | 48.8 | 20 | 61 | 0 | 1.012 | GST | -1 | 0.13717 | 61 | 61 |  |  |  |  | -0.13717 | -8.3672 | [6 empty] | 370 | 0
5438 | TUTTL_WBT3G3 | 3 | South | YES | -0.03219 | 95 | 25 | 95 | 0 | 1.012 | GST | -1 | 0.13717 | 95 | 95 |  |  |  |  | -0.13717 | -13.0308 | [6 empty] | 371 | 0
5439 | TUTTL_WBT4G4 | 4 | South | YES | -0.03219 | 151 | 40 | 151 | 0 | 1.012 | GST | -1 | 0.13717 | 151 | 151 |  |  |  |  | -0.13717 | -20.7122 | [6 empty] | 372 | 0
5026 | BRAUNIG_VHB1 | 1 | South | YES | -0.032275 | 215 | 40 | 215 | 0 | 1.0192 | GST | -1 | 0.13725 | 215 | 215 |  |  |  |  | -0.13725 | -29.5091 | [6 empty] | 373 | 0
5027 | BRAUNIG_VHB2 | 2 | South | YES | -0.032275 | 216 | 40 | 216 | 0 | 1.0192 | GST | -1 | 0.13725 | 216 | 216 |  |  |  |  | -0.13725 | -29.6463 | [6 empty] | 374 | 0
5890 | PEARSALLGEN1 | 1 | South | YES | -0.032298 | 19.2 | 6 | 24 | 0 | 1.0226 | GST | -1 | 0.13727 | 24 | 24 |  |  |  |  | -0.13727 | -3.2946 | [6 empty] | 375 | 0
5891 | PEARSALLGEN2 | 1 | South | YES | -0.032298 | 19.4 | 6 | 24.3 | 0 | 1.0226 | GST | -1 | 0.13727 | 24.3 | 24.3 |  |  |  |  | -0.13727 | -3.3358 | [6 empty] | 376 | 0
5892 | PEARSALLGEN3 | 1 | South | YES | -0.032298 | 19.1 | 6 | 23.9 | 0 | 1.0226 | GST | -1 | 0.13727 | 23.9 | 23.9 |  |  |  |  | -0.13727 | -3.2809 | [6 empty] | 377 | 0
5476 | BRA_AVR1_CT1 | 1 | South | YES | -0.033341 | 155 | 90 | 155 | 0 | 1.025 | CC | -1 | 0.13832 | 155 | 155 |  |  |  |  | -0.13832 | -21.4392 | [6 empty] | 378 | 0
5477 | BRA_AVR1_ST | 1 | South | YES | -0.033341 | 174 | 138 | 174 | 0 | 1.025 | CC | -1 | 0.13832 | 174 | 174 |  |  |  |  | -0.13832 | -24.0673 | [6 empty] | 379 | 0
5478 | BRA_AVR1_CT2 | 1 | South | YES | -0.033341 | 155 | 90 | 155 | 0 | 1.025 | CC | -1 | 0.13832 | 155 | 155 |  |  |  |  | -0.13832 | -21.4392 | [6 empty] | 380 | 0
5401 | CALAVER_JKS1 | 1 | South | YES | -0.034137 | 562 | 100 | 562 | 0 | 1.026 | LIGCO | -1 | 0.13911 | 0 | 562 |  |  |  |  | -0.13911 | 0 | [6 empty] | 381 | 0
8189 | CUECPL2A | 1 | South | YES | -0.036117 | 12 | 0 | 12 | 0 | 1.02 | Cogen | -1 | 0.14109 | 0 | 0 |  |  |  |  | -0.14109 | 0 | [6 empty] | 382 | 0
5903 | SANMIGUELGEN | 1 | South | YES | -0.038243 | 396.3 | 180 | 396.3 | 0 | 1.0336 | LIGCO | -1 | 0.14322 | 0 | 396.3 |  |  |  |  | -0.14322 | 0 | [6 empty] | 383 | 0
80265 | LARECU40A | 4 | South | YES | -0.038656 | 80 | 0 | 100 |  | 1.039 | GGT | -1 | 0.14363 | 100 | 100 |  |  |  |  | -0.14363 | -14.3633 | [6 empty] | 384 | 0
80266 | LARECU50A | 5 | South | YES | -0.038656 | 80 | 0 | 100 |  | 1.039 | GGT | -1 | 0.14363 | 100 | 100 |  |  |  |  | -0.14363 | -14.3633 | [6 empty] | 385 | 0
80012 | LAR | F | South | YES | -0.038658 | 0 | 0 | 0 | 0 | 1.04 | DCTie | -1 | 0.14363 | 0 | 0 |  |  |  |  | -0.14363 | 0 | [6 empty] | 386 | 0
88299 | ZAPATA | F | South | YES | -0.043114 | 0 | 0 | 0 | 0 | 1.02 | BLT | -1 | 0.14809 | 0 | 0 |  |  |  |  | -0.14809 | 0 | [6 empty] | 387 | 0
88198 | BEEVILLE | F | South | YES | -0.045173 | 0 | 0 | 0 | 0 | 1.02 | AVR | -1 | 0.15015 | 0 | 0 |  |  |  |  | -0.15015 | 0 | [6 empty] | 388 | 0
5728 | FALCONHYDRO2 | 2 | South | YES | -0.046137 | 12 | 0 | 12 | 0 | 1.0234 | Hydro | -1 | 0.15111 | 0 | 0 |  |  |  |  | -0.15111 | 0 | [6 empty] | 389 | 0
5729 | FALCONHYDRO3 | 3 | South | YES | -0.046137 | 11 | 0 | 11 | 0 | 1.0234 | Hydro | -1 | 0.15111 | 0 | 0 |  |  |  |  | -0.15111 | 0 | [6 empty] | 390 | 0
8048 | FALCONHYDRO1 | 1 | South | YES | -0.046137 | 12 | 0 | 12 | 0 | 1.0234 | Hydro | -1 | 0.15111 | 0 | 0 |  |  |  |  | -0.15111 | 0
88508 | FALFURRI | F | South | YES | -0.046694 | 0 | 0 | 0 | 0 | 1 | AVR | -1 | 0.15167 | 0 | 0 |  |  |  |  | -0.15167 | 0
8161 | COLETO0A | 1 | South | YES | -0.047657 | 633 | 200 | 633 | 0 | 1.03 | LIGCO | -1 | 0.15263 | 0 | 633 |  |  |  |  | -0.15263 | 0
8933 | FGNTS001 | 1 | South | YES | -0.049296 | 146.5 | 0 | 146.5 | 0 | 1.03 | CC | -1 | 0.15427 | 146.5 | 146.5 |  |  |  |  | -0.15427 | -22.6009
8934 | FGNTS101 | 2 | South | YES | -0.049296 | 147.9 | 0 | 147.9 | 0 | 1.03 | CC | -1 | 0.15427 | 147.9 | 147.9 |  |  |  |  | -0.15427 | -22.8169
8935 | FGNTS201 | 3 | South | YES | -0.049296 | 173 | 0 | 173 | 0 | 1.03 | CC | -1 | 0.15427 | 173 | 173 |  |  |  |  | -0.15427 | -26.6892
8981 | HECN1 | 1 | South | YES | -0.049827 | 144.8 | 0 | 144.8 | 0 | 1.0304 | CC | -1 | 0.1548 | 144.8 | 144.8 |  |  |  |  | -0.1548 | -22.4156
8982 | HECN2 | 2 | South | YES | -0.049827 | 144.1 | 0 | 144.1 | 0 | 1.0304 | CC | -1 | 0.1548 | 144.1 | 144.1 |  |  |  |  | -0.1548 | -22.3072
8983 | HECN3 | 3 | South | YES | -0.049827 | 171.9 | 0 | 171.9 | 0 | 1.0304 | CC | -1 | 0.1548 | 171.9 | 171.9 |  |  |  |  | -0.1548 | -26.6107
8936 | MVGN#1 | 1 | South | YES | -0.049828 | 216.6 | 0 | 216.6 | 0 | 1.0304 | CC | -1 | 0.1548 | 216.6 | 216.6 |  |  |  |  | -0.1548 | -33.5307
8937 | MVGN#2 | 2 | South | YES | -0.049828 | 216.7 | 0 | 216.7 | 0 | 1.0304 | CC | -1 | 0.1548 | 216.7 | 216.7 |  |  |  |  | -0.1548 | -33.5462
8938 | MVGN#3 | 3 | South | YES | -0.049828 | 250.9 | 0 | 250.9 | 0 | 1.0304 | CC | -1 | 0.1548 | 250.9 | 250.9 |  |  |  |  | -0.1548 | -38.8405
80003 | MILHWYS | F | South | YES | -0.05006 | 0 | 0 | 0 | 0 | 1.0168 | AVR | -1 | 0.15504 | 0 | 0 |  |  |  |  | -0.15504 | 0
5932 | SI_RAY9 | 9 | South | YES | -0.050061 | 32 | 32 | 38 | 0 | 1.035 | CC | -1 | 0.15504 | 38 | 38 |  |  |  |  | -0.15504 | -5.8914
5933 | SI_RAY6 | 6 | South | YES | -0.050061 | 15.4 | 10 | 19.3 | 0 | 1.035 | GST | -1 | 0.15504 | 19.3 | 19.3 |  |  |  |  | -0.15504 | -2.9922
5935 | SI_RAY10 | 10 | South | YES | -0.050061 | 47 | 10 | 47 | 0 | 1.03 | CC | -1 | 0.15504 | 47 | 47 |  |  |  |  | -0.15504 | -7.2868
80080 | GWINDT11A | 1 | South | YES | -0.050203 | 28.2 | 0 | 94 | 0 | 1.025 | Wind | -1 | 0.15518 | 0 | 94 |  |  |  |  | -0.15518 | 0
80080 | GWINDT11A | 2 | South | YES | -0.050203 | 0 | 0 | 41 | 0 | 1.025 | Wind | -1 | 0.15518 | 0 | 41 |  |  |  |  | -0.15518 | 0
80080 | GWINDT11A | 3 | South | YES | -0.050203 | 0 | 0 | 38 | 0 | 1.025 | Wind | -1 | 0.15518 | 0 | 38 |  |  |  |  | -0.15518 | 0
80080 | GWINDT11A | 4 | South | YES | -0.050203 | 3.8 | 0 | 19 | 0 | 1.025 | Wind | -1 | 0.15518 | 0 | 19 |  |  |  |  | -0.15518 | 0
80081 | GWINDT21A | 1 | South | YES | -0.050203 | 28.2 | 0 | 94 | 0 | 1.025 | Wind | -1 | 0.15518 | 0 | 94 |  |  |  |  | -0.15518 | 0
80081 | GWINDT21A | 2 | South | YES | -0.050203 | 7.2 | 0 | 36 | 0 | 1.025 | Wind | -1 | 0.15518 | 0 | 36 |  |  |  |  | -0.15518 | 0
80081 | GWINDT21A | 3 | South | YES | -0.050203 | 8.6 | 0 | 43 | 0 | 1.025 | Wind | -1 | 0.15518 | 0 | 43 |  |  |  |  | -0.15518 | 0
80081 | GWINDT21A | 4 | South | YES | -0.050203 | 4.4 | 0 | 22 | 0 | 1.025 | Wind | -1 | 0.15518 | 0 | 22 |  |  |  |  | -0.15518 | 0
80180 | PNSCALT11A | 1 | South | YES | -0.050203 | 43.8 | 0 | 148 | 0 | 1.025 | Wind | -1 | 0.15518 | 0 | 148 |  |  |  |  | -0.15518 | 0
80180 | PNSCALT11A | 2 | South | YES | -0.050203 | 10 | 0 | 50 | 0 | 1.025 | Wind | -1 | 0.15518 | 0 | 50 |  |  |  |  | -0.15518 | 0
80181 | PNSCALT21A | 1 | South | YES | -0.050203 | 16.5 | 0 | 55 | 0 | 1.025 | Wind | -1 | 0.15518 | 0 | 55 |  |  |  |  | -0.15518 | 0
80181 | PNSCALT21A | 2 | South | YES | -0.050203 | 10 | 0 | 50 | 0 | 1.025 | Wind | -1 | 0.15518 | 0 | 50 |  |  |  |  | -0.15518 | 0
8517 | CELANEBI0A | 1 | South | YES | -0.050267 | 29 | 0 | 29 | 0 | 1.02 | Cogen | -1 | 0.15524 | 0 | 0 |  |  |  |  | -0.15524 | 0
8461 | KOCH_UP0A | 1 | South | YES | -0.050682 | 38 | 0 | 38 | 0 | 1.012 | Cogen | -1 | 0.15566 | 0 | 0 |  |  |  |  | -0.15566 | 0
8511 | OXY_CC0A | 1 | South | YES | -0.050724 | 30.3 | 0 | 38 | 0 | 1.027 | Cogen | -1 | 0.1557 | 0 | 0 |  |  |  |  | -0.1557 | 0
8506 | VAL #1 | 1 | South | YES | -0.0508 | 20.9 | 0 | 25 | 0 | 1.0055 | Cogen | -1 | 0.15578 | 0 | 0 |  |  |  |  | -0.15578 | 0
8507 | VAL #2 | 2 | South | YES | -0.0508 | 20.9 | 0 | 25 | 0 | 1.0055 | Cogen | -1 | 0.15578 | 0 | 0 |  |  |  |  | -0.15578 | 0
8459 | B_DAVIS0B | MB | South | YES | -0.050906 | 0 | 50 | 339 |  | 1.03 | GSC | -1 | 0.15588 | 0 | 0 |  |  |  |  | -0.15588 | 0
8460 | B_DAVIS0A | MB | South | YES | -0.050906 | 0 | 50 | 340 |  | 1.03 | GSC | -1 | 0.15588 | 0 | 0 |  |  |  |  | -0.15588 | 0
80263 | B_DAVIS31A | 3 | South | YES | -0.050906 | 0 | 0 | 180 |  | 1.0366 | CC | -1 | 0.15588 | 180 | 180 |  |  |  |  | -0.15588 | -28.0589
80264 | B_DAVIS41A | 4 | South | YES | -0.050906 | 0 | 0 | 180 |  | 1.0366 | CC | -1 | 0.15588 | 180 | 180 |  |  |  |  | -0.15588 | -28.0589
8456 | COSW#1 | 1 | South | YES | -0.051023 | 20 | 0 | 20 | 0 | 1.027 | Cogen | -1 | 0.156 | 0 | 0 |  |  |  |  | -0.156 | 0
8457 | COSW#2 | 2 | South | YES | -0.051023 | 14 | 0 | 14 | 0 | 1.027 | Cogen | -1 | 0.156 | 0 | 0 |  |  |  |  | -0.156 | 0
8560 | CNOPGT1 | 1 | South | YES | -0.051081 | 148.3 | 0 | 148.3 | 0 | 1.03 | Cogen | -1 | 0.15606 | 0 | 0 |  |  |  |  | -0.15606 | 0
8561 | CNOPGT2 | 2 | South | YES | -0.051081 | 148.6 | 0 | 148.6 | 0 | 1.03 | Cogen | -1 | 0.15606 | 0 | 0 |  |  |  |  | -0.15606 | 0
8562 | CNOPST1 | 3 | South | YES | -0.051081 | 153 | 0 | 153 | 0 | 1.03 | Cogen | -1 | 0.15606 | 0 | 0 |  |  |  |  | -0.15606 | 0
8442 | NBEC7 | 7 | South | YES | -0.051092 | 0 | 81 | 367 |  | 1.0298 | GST | -1 | 0.15607 | 367 | 367 |  |  |  |  | -0.15607 | -57.2772
8442 | NBEC7 | MB | South | YES | -0.051092 | 0 | 81 | 367 |  | 1.0298 | GST | -1 | 0.15607 | 0 | 0 |  |  |  |  | -0.15607 | 0
8926 | LGE_GT10A | 1 | South | YES | -0.052117 | 158 | 0 | 158 | 0 | 1.03 | Cogen | -1 | 0.15709 | 0 | 0 |  |  |  |  | -0.15709 | 0
8927 | LGE_GT20A | 2 | South | YES | -0.052117 | 153 | 0 | 153 | 0 | 1.03 | Cogen | -1 | 0.15709 | 0 | 0 |  |  |  |  | -0.15709 | 0
8928 | LGE_STG0A | 3 | South | YES | -0.052117 | 100 | 0 | 100 | 0 | 1.03 | Cogen | -1 | 0.15709 | 0 | 0 |  |  |  |  | -0.15709 | 0
8930 | ICPGN10A | 1 | South | YES | -0.052117 | 149 | 0 | 149 | 0 | 1.03 | Cogen | -1 | 0.15709 | 0 | 0 |  |  |  |  | -0.15709 | 0
8931 | ICPGN20A | 2 | South | YES | -0.052117 | 150 | 0 | 150 | 0 | 1.03 | Cogen | -1 | 0.15709 | 0 | 0 |  |  |  |  | -0.15709 | 0
8932 | ICPGN30A | 3 | South | YES | -0.052117 | 127 | 0 | 127 | 0 | 1.03 | Cogen | -1 | 0.15709 | 0 | 0 |  |  |  |  | -0.15709 | 0
80223 | REYSHR G | 1 | South | YES | -0.052117 | 12 | 0 | 12 | 0 | 1.032 | Cogen | -1 | 0.15709 | 0 | 0 |  |  |  |  | -0.15709 | 0
8173 | VICEC51A | 5 | South | YES | -0.052451 | 144 | 18 | 144 | 0 | 1.025 | CC | -1 | 0.15743 | 144 | 144 |  |  |  |  | -0.15743 | -22.6696
8174 | VICEC61A | 6 | South | YES | -0.052451 | 188 | 42 | 188 | 0 | 1.025 | CC | -1 | 0.15743 | 188 | 188 |  |  |  |  | -0.15743 | -29.5964
5508 | RAYBURNCC9 | 1 | South | YES | -0.053382 | 47.7 | 18.2 | 47.7 | 0 | 1.0296 | CC | -1 | 0.15836 | 47.7 | 47.7 |  |  |  |  | -0.15836 | -7.5537
5509 | RAYBURNCC10 | 1 | South | YES | -0.053382 | 37.3 | 5.2 | 37.3 | 0 | 1.0296 | CC | -1 | 0.15836 | 37.3 | 37.3 |  |  |  |  | -0.15836 | -5.9068
5511 | RAYBURNCC7 | 1 | South | YES | -0.053382 | 47.5 | 18.2 | 47.5 | 0 | 1.0296 | CC | -1 | 0.15836 | 47.5 | 47.5 |  |  |  |  | -0.15836 | -7.522
5512 | RAYBURNCC8 | 1 | South | YES | -0.053382 | 49.3 | 18.2 | 49.3 | 0 | 1.0296 | CC | -1 | 0.15836 | 49.3 | 49.3 |  |  |  |  | -0.15836 | -7.8071
8066 | DUP1V#1 | 1 | South | YES | -0.053448 | 52.3 | 0 | 73 | 0 | 1.01 | Cogen | -1 | 0.15842 | 0 | 0 |  |  |  |  | -0.15842 | 0
5503 | RAYBURNGEN3 | 1 | South | YES | -0.053858 | 17.6 | 6 | 22 | 0 | 1.0224 | GST | -1 | 0.15883 | 22 | 22 |  |  |  |  | -0.15883 | -3.4944
5505 | RAYBURNGEN1 | 1 | South | YES | -0.053858 | 0 | 1 | 11 |  | 1.0223 | GGT | -1 | 0.15883 | 11 | 11 |  |  |  |  | -0.15883 | -1.7472
5506 | RAYBURNGEN2 | 1 | South | YES | -0.053858 | 0 | 1 | 11 |  | 1.0223 | GGT | -1 | 0.15883 | 11 | 11 |  |  |  |  | -0.15883 | -1.7472
80224 | VISTRONG1 | 1 | South | YES | -0.055143 | 13.1 | 0 | 15 | 0 | 1.01 | Cogen | -1 | 0.16012 | 0 | 0 |  |  |  |  | -0.16012 | 0
80225 | VISTRONG2 | 2 | South | YES | -0.055143 | 20.2 | 0 | 23 | 0 | 1.01 | Cogen | -1 | 0.16012 | 0 | 0 |  |  |  |  | -0.16012 | 0
80227 | AIRCO G | 1 | South | YES | -0.055741 | 7.2 | 0 | 8 | 0 | 1.0104 | Cogen | -1 | 0.16072 | 0 | 0 |  |  |  |  | -0.16072 | 0
8147 | UCAR #2 | 10 | South | YES | -0.056136 | 18.2 | 0 | 28 |  | 1 | Cogen | -1 | 0.16111 | 0 | 0 |  |  |  |  | -0.16111 | 0
8148 | UCAR #1 | 2 | South | YES | -0.056136 | 6.1 | 0 | 7 | 0 | 1.009 | Cogen | -1 | 0.16111 | 0 | 0 |  |  |  |  | -0.16111 | 0
80137 | CSDR89 | 8 | South | YES | -0.056136 | 33.9 | 0 | 39 | 0 | 1.003 | DCTie | -1 | 0.16111 | 0 | 0 |  |  |  |  | -0.16111 | 0
80137 | CSDR89 | 9 | South | YES | -0.056136 | 15 | 0 | 15 | 0 | 1.003 | DCTie | -1 | 0.16111 | 0 | 0 |  |  |  |  | -0.16111 | 0
80138 | CSDR7 | 7 | South | YES | -0.056136 | 6.1 | 0 | 7 | 0 | 1.014 | DCTie | -1 | 0.16111 | 0 | 0 |  |  |  |  | -0.16111 | 0
80139 | CSDR56 | 5 | South | YES | -0.056136 | 15 | 0 | 15 |  | 1.0033 | DCTie | -1 | 0.16111 | 0 | 0 |  |  |  |  | -0.16111 | 0
80139 | CSDR56 | 6 | South | YES | -0.056136 | 0 | 0 | 39 |  | 1.0033 | DCTie | -1 | 0.16111 | 0 | 0 |  |  |  |  | -0.16111 | 0
80140 | CSDR11 | 11 | South | YES | -0.056136 | 33.9 | 0 | 39 | 0 | 1.03 | DCTie | -1 | 0.16111 | 0 | 0 |  |  |  |  | -0.16111 | 0
80226 | ALCOA G | 1 | South | YES | -0.058649 | 32.3 | 5 | 48 | 0 | 1.015 | Cogen | -1 | 0.16363 | 0 | 0 |  |  |  |  | -0.16363 | 0
8134 | FOR #1 | 1 | South | YES | -0.059407 | 54.1 | 45 | 79 | 0 | 1 | Cogen | -1 | 0.16438 | 0 | 0 |  |  |  |  | -0.16438 | 0
8138 | FOR #2 | 2 | South | YES | -0.059407 | 63.1 | 45 | 81 | 0 | 1 | Cogen | -1 | 0.16438 | 0 | 0 |  |  |  |  | -0.16438 | 0
8153 | FOR #3 | 3 | South | YES | -0.059407 | 63.1 | 45 | 79.9 | 0 | 1 | Cogen | -1 | 0.16438 | 0 | 0 |  |  |  |  | -0.16438 | 0
8154 | FOR #4 | 4 | South | YES | -0.059407 | 63.1 | 60 | 80 | 0 | 1 | Cogen | -1 | 0.16438 | 0 | 0 |  |  |  |  | -0.16438 | 0
8155 | FOR #5 | 5 | South | YES | -0.059407 | 63.1 | 60 | 78.4 | 0 | 1 | Cogen | -1 | 0.16438 | 0 | 0 |  |  |  |  | -0.16438 | 0
8156 | FOR #6 | 6 | South | YES | -0.059407 | 24.9 | 5 | 25 | 0 | 1 | Cogen | -1 | 0.16438 | 0 | 0 |  |  |  |  | -0.16438 | 0
8157 | FOR #7 | 7 | South | YES | -0.059407 | 28.8 | 5 | 46 | 0 | 1 | Cogen | -1 | 0.16438 | 0 | 0 |  |  |  |  | -0.16438 | 0
80051 | FOR #8 | 8 | South | YES | -0.059407 | 28 | 28 | 28 |  | 1 | Cogen | -1 | 0.16438 | 0 | 0 |  |  |  |  | -0.16438 | 0
80052 | FOR #9 | 9 | South | YES | -0.059407 | 29.7 | 5 | 43.6 | 0 | 1 | Cogen | -1 | 0.16438 | 0 | 0 |  |  |  |  | -0.16438 | 0
80053 | FOR #10 | 10 | South | YES | -0.059407 | 68.4 | 45 | 75 | 0 | 1 | Cogen | -1 | 0.16438 | 0 | 0 |  |  |  |  | -0.16438 | 0
5911 | STP_GN1___1 | 1 | Houston | YES | -0.086157 | 1333 | 1249 | 1333 | 0 | 1.0406 | Nuc | -1 | 0.19113 | 0 | 0 |  |  | 0 | 0 | -0.19113 | 0
5912 | STP_GN2___2 | 2 | Houston | YES | -0.086157 | 1332 | 1249 | 1332 | 0 | 1.0406 | Nuc | -1 | 0.19113 | 0 | 0 |  |  | 0 | 0 | -0.19113 | 0
48731 | CBE_GT1 | 1 | Houston | YES | -0.087002 | 76 | 0 | 76 | 0 | 1.029 | CC | -1 | 0.19198 | 76 | 76 |  |  | -6.6122 | 76 | -0.19198 | -14.5904
48732 | CBE_GT2 | 1 | Houston | YES | -0.087002 | 76 | 0 | 76 | 0 | 1.029 | CC | -1 | 0.19198 | 76 | 76 |  |  | -6.6122 | 76 | -0.19198 | -14.5904
48733 | CBE_ST12 | 1 | Houston | YES | -0.087002 | 105 | 0 | 105 | 0 | 1.029 | CC | -1 | 0.19198 | 105 | 105 |  |  | -9.1352 | 105 | -0.19198 | -20.1578
48734 | CBE_GT3 | 1 | Houston | YES | -0.087002 | 76 | 0 | 76 | 0 | 1.029 | CC | -1 | 0.19198 | 76 | 76 |  |  | -6.6122 | 76 | -0.19198 | -14.5904
48735 | CBE_GT4 | 1 | Houston | YES | -0.087002 | 76 | 0 | 76 | 0 | 1.029 | CC | -1 | 0.19198 | 76 | 76 |  |  | -6.6122 | 76 | -0.19198 | -14.5904
48736 | CBE_ST34 | 1 | Houston | YES | -0.087002 | 105 | 0 | 105 | 0 | 1.029 | CC | -1 | 0.19198 | 105 | 105 |  |  | -9.1352 | 105 | -0.19198 | -20.1578
48911 | TGF_GT1_8000 | 1 | Houston | YES | -0.090579 | 69.2 | 0 | 69.2 |  | 1.029 | Cogen | -1 | 0.19556 | 0 | 0 |  |  | 0 | 0 | -0.19556 | 0
49851 | DOW17000 | 37 | Houston | YES | -0.099557 | 39 | 0 | 62 | 0 | 1 | Cogen | -1 | 0.20453 | 0 | 0 |  |  | 0 | 0 | -0.20453 | 0
49858 | DOW38100 | 31 | Houston | YES | -0.099557 | 45 | 0 | 71.4 |  | 1 | Cogen | -1 | 0.20453 | 0 | 0 |  |  | 0 | 0 | -0.20453 | 0
49859 | DOW38200 | 33 | Houston | YES | -0.099557 | 28 | 0 | 45 | 0 | 1 | Cogen | -1 | 0.20453 | 0 | 0 |  |  | 0 | 0 | -0.20453 | 0
49860 | DOW38300 | 32 | Houston | YES | -0.099557 | 63 | 0 | 101 |  | 1 | Cogen | -1 | 0.20453 | 0 | 0 |  |  | 0 | 0 | -0.20453 | 0
49862 | DOW39100 | 36 | Houston | YES | -0.099557 | 54 | 0 | 86 | 0 | 1 | Cogen | -1 | 0.20453 | 0 | 0 |  |  | 0 | 0 | -0.20453 | 0
49863 | DOW39200 | 35 | Houston | YES | -0.099557 | 55 | 0 | 88 | 0 | 1 | Cogen | -1 | 0.20453 | 0 | 0 |  |  | 0 | 0 | -0.20453 | 0
49865 | DOW41000 | 41 | Houston | YES | -0.099557 | 31 | 0 | 50 |  | 1 | Cogen | -1 | 0.20453 | 0 | 0 |  |  | 0 | 0 | -0.20453 | 0
49866 | DOW42000 | 42 | Houston | YES | -0.099557 | 11 | 0 | 18 |  | 1 | Cogen | -1 | 0.20453 | 0 | 0 |  |  | 0 | 0 | -0.20453 | 0
49869 | DOW49000 | 45 | Houston | YES | -0.099557 | 59 | 0 | 94 |  | 1 | Cogen | -1 | 0.20453 | 0 | 0 |  |  | 0 | 0 | -0.20453 | 0
49870 | DOW61000 | 61 | Houston | YES | -0.099557 | 44 | 0 | 70 | 0 | 1 | Cogen | -1 | 0.20453 | 0 | 0 |  |  | 0 | 0 | -0.20453 | 0
49871 | DOW62000 | 62 | Houston | YES | -0.099557 | 40 | 0 | 63 | 0 | 1 | Cogen | -1 | 0.20453 | 0 | 0 |  |  | 0 | 0 | -0.20453 | 0
49872 | DOW63000 | 63 | Houston | YES | -0.099557 | 45 | 0 | 72 | 0 | 1 | Cogen | -1 | 0.20453 | 0 | 0 |  |  | 0 | 0 | -0.20453 | 0
49873 | DOW64000 | 64 | Houston | YES | -0.099557 | 41 | 0 | 64.8 | 0 | 1 | Cogen | -1 | 0.20453 | 0 | 0 |  |  | 0 | 0 | -0.20453 | 0
49876 | DOW65000 | 65 | Houston | YES | -0.099557 | 63 | 0 | 101 | 0 | 1 | Cogen | -1 | 0.20453 | 0 | 0 |  |  | 0 | 0 | -0.20453 | 0
49877 | DOW66000 | 66 | Houston | YES | -0.099557 | 61 | 0 | 97 | 0 | 1 | Cogen | -1 | 0.20453 | 0 | 0 |  |  | 0 | 0 | -0.20453 | 0
49878 | DOW67000 | 67 | Houston | YES | -0.099557 | 65 | 0 | 103 | 0 | 1 | Cogen | -1 | 0.20453 | 0 | 0 |  |  | 0 | 0 | -0.20453 | 0
49882 | DOW81000 | 81 | Houston | YES | -0.099557 | 47 | 0 | 76 | 0 | 1 | Cogen | -1 | 0.20453 | 0 | 0 |  |  | 0 | 0 | -0.20453 | 0
49884 | DOW82000 | 82 | Houston | YES | -0.099557 | 51 | 0 | 80 | 0 | 1 | Cogen | -1 | 0.20453 | 0 | 0 |  |  | 0 | 0 | -0.20453 | 0
49885 | DOW83000 | 83 | Houston | YES | -0.099557 | 51 | 0 | 80 | 0 | 1 | Cogen | -1 | 0.20453 | 0 | 0 |  |  | 0 | 0 | -0.20453 | 0
49886 | DOW84000 | 84 | Houston | YES | -0.099557 | 107 | 0 | 171 | 0 | 0.98 | Cogen | -1 | 0.20453 | 0 | 0 |  |  | 0 | 0 | -0.20453 | 0
48520 | BSF_GT1_8070 | 1 | Houston | YES | -0.10294 | 72 | 0 | 72 | 0 | 1.0326 | Cogen | -1 | 0.20792 | 0 | 0 |  |  | 0 | 0 | -0.20792 | 0
48520 | BSF_GT1_8070 | 2 | Houston | YES | -0.10294 | 10 | 0 | 10 | 0 | 1.0326 | Cogen | -1 | 0.20792 | 0 | 0 |  |  | 0 | 0 | -0.20792 | 0
39760 | TNSCLP1___8 | 1 | Houston | YES | -0.10581 | 93.4 | 20 | 116.8 | 0 | 1.04 | Cogen | -1 | 0.21078 | 0 | 0 |  |  | 0 | 0 | -0.21078 | 0
39770 | TNSCLP2___8 | 1 | Houston | YES | -0.10581 | 91.6 | 20 | 114.5 | 0 | 1.04 | Cogen | -1 | 0.21078 | 0 | 0 |  |  | 0 | 0 | -0.21078 | 0
39775 | TNSCLP4___8 | 1 | Houston | YES | -0.10581 | 95.2 | 20 | 119 | 0 | 1.04 | Cogen | -1 | 0.21078 | 0 | 0 |  |  | 0 | 0 | -0.21078 | 0
39790 | TNSCLP3___8 | 1 | Houston | YES | -0.10581 | 87.6 | 20 | 109.5 | 0 | 1.027 | Cogen | -1 | 0.21078 | 0 | 0 |  |  | 0 | 0 | -0.21078 | 0
48926 | WAP_GN6_6 | 6 | Houston | YES | -0.11049 | 651 | 280 | 651 |  | 1.035 | LIGCO | -1 | 0.21547 | 0 | 651 |  |  | 0 | 0 | -0.21547 | 0
48927 | WAP_GN7_7 | 7 | Houston | YES | -0.11049 | 564 | 277 | 564 |  | 1.035 | LIGCO | -1 | 0.21547 | 0 | 564 |  |  | 0 | 0 | -0.21547 | 0
48928 | WAP_GN8_8 | 8 | Houston | YES | -0.11049 | 603 | 275 | 603 |  | 1.035 | LIGCO | -1 | 0.21547 | 0 | 603 |  |  | 0 | 0 | -0.21547 | 0
48521 | BVE_GT1_GT1 | 1 | Houston | YES | -0.11063 | 167.7 | 0 | 167.7 |  | 1.035 | CC | -1 | 0.21561 | 167.7 | 167.7 |  |  | -18.5535 | 167.7 | -0.21561 | -36.1581
48522 | BVE_GT2_5035 | 2 | Houston | YES | -0.11063 | 166.4 | 0 | 166.4 |  | 1.035 | CC | -1 | 0.21561 | 166.4 | 166.4 |  |  | -18.4097 | 166.4 | -0.21561 | -35.8778
48523 | BVE_ST1_GN1 | 3 | Houston | YES | -0.11063 | 252.4 | 0 | 252.4 |  | 1.035 | CC | -1 | 0.21561 | 252.4 | 252.4 |  |  | -27.9243 | 252.4 | -0.21561 | -54.4204
48730 | MNS_GT | 1 | Houston | YES | -0.11221 | 43 | 0 | 46.1 |  | 1.029 | Cogen | -1 | 0.21718 | 0 | 0 |  |  | 0 | 0 | -0.21718 | 0
48510 | AK_GT1__8040 | 1 | Houston | YES | -0.11316 | 33.4 | 8.1 | 34 |  | 1.029 | Cogen | -1 | 0.21814 | 0 | 0 |  |  | 0 | 0 | -0.21814 | 0
48921 | WAP_GN1_1 | 1 | Houston | YES | -0.11623 | 132.8 | 37 | 166 | 0 | 1.0362 | GST | -1 | 0.22121 | 166 | 166 |  |  | -19.2948 | 166 | -0.22121 | -36.721
48922 | WAP_GN2_2 | 2 | Houston | YES | -0.11623 | 132.8 | 37 | 166 | 0 | 1.0362 | GST | -1 | 0.22121 | 166 | 166 |  |  | -19.2948 | 166 | -0.22121 | -36.721
48923 | WAP_GN3_3 | 3 | Houston | YES | -0.11623 | 198.4 | 93 | 248 | 0 | 1.0362 | GST | -1 | 0.22121 | 248 | 248 |  |  | -28.826 | 248 | -0.22121 | -54.8602
48924 | WAP_GN4_4 | 4 | Houston | YES | -0.11623 | 546 | 217 | 546 | 0 | 1.0362 | GSC | -1 | 0.22121 | 546 | 546 |  |  | -63.4638 | 546 | -0.22121 | -120.781
48925 | WAP_GN5_5 | 5 | Houston | YES | -0.11623 | 607.1 | 278 | 654 | 0 | 0.985 | LIGCO | -1 | 0.22121 | 0 | 654 |  |  | 0 | 0 | -0.22121 | 0
48929 | WAPGT21_GT1 | B1 | Houston | YES | -0.11623 | 0 | 0 | 13 |  | 1.05 | GGT | -1 | 0.22121 | 13 | 13 |  |  | -1.511 | 13 | -0.22121 | -2.8757
38580 | TNBP_CGN1_8 | 1 | Houston | YES | -0.11692 | 70.8 | 0 | 70.8 | 0 | 1.005 | Cogen | -1 | 0.2219 | 0 | 0 |  |  | 0 | 0 | -0.2219 | 0
38590 | TNBP_CGN2_8 | 2 | Houston | YES | -0.11692 | 66.7 | 0 | 66.7 | 0 | 1.005 | Cogen | -1 | 0.2219 | 0 | 0 |  |  | 0 | 0 | -0.2219 | 0
38600 | TNBP_CGN3_8 | 5 | Houston | YES | -0.11692 | 53 | 0 | 53 | 0 | 1.005 | Cogen | -1 | 0.2219 | 0 | 0 |  |  | 0 | 0 | -0.2219 | 0
38611 | TNBPAMCG1_8 | 1 | Houston | YES | -0.11692 | 153.2 | 0 | 153.2 | 0 | 1.005 | Cogen | -1 | 0.2219 | 0 | 0 |  |  | 0 | 0 | -0.2219 | 0
38612 | TNBPAMCG2_8 | 2 | Houston | YES | -0.11692 | 153.5 | 0 | 153.5 | 0 | 1.005 | Cogen | -1 | 0.2219 | 0 | 0 |  |  | 0 | 0 | -0.2219 | 0
38613 | TNBPAMCG3_8 | 3 | Houston | YES | -0.11692 | 152.3 | 0 | 152.3 | 0 | 1.005 | Cogen | -1 | 0.2219 | 0 | 0 |  |  | 0 | 0 | -0.2219 | 0
38614 | TNBPAMCG4_8 | 4 | Houston | YES | -0.11692 | 96 | 0 | 96 |  | 1.005 | Cogen | -1 | 0.2219 | 0 | 0 |  |  | 0 | 0 | -0.2219 | 0
38615 | TNBPAMCG5_8 | 1 | Houston | YES | -0.11692 | 244 | 0 | 244 | 0 | 1.005 | Cogen | -1 | 0.2219 | 0 | 0 |  |  | 0 | 0 | -0.2219 | 0
38690 | TNBP_CGN4_8 | 3 | Houston | YES | -0.11692 | 40 | 0 | 40 |  | 1.005 | Cogen | -1 | 0.2219 | 0 | 0 |  |  | 0 | 0 | -0.2219 | 0
38711 | TNTXCTY1CG8 | 1 | Houston | YES | -0.11692 | 100.3 | 59 | 100.3 | 0 | 1 | Cogen | -1 | 0.2219 | 0 | 0 |  |  | 0 | 0 | -0.2219 | 0
38712 | TNTXCTY2CG8 | 1 | Houston | YES | -0.11692 | 92.9 | 59 | 92.9 | 0 | 1 | Cogen | -1 | 0.2219 | 0 | 0 |  |  | 0 | 0 | -0.2219 | 0
38713 | TNTXCTY3CG8 | 1 | Houston | YES | -0.11692 | 102.7 | 59 | 102.7 | 0 | 1 | Cogen | -1 | 0.2219 | 0 | 0 |  |  | 0 | 0 | -0.2219 | 0
38714 | TNTXCTY4CG8 | 1 | Houston | YES | -0.11692 | 103 | 59 | 103 | 0 | 1 | Cogen | -1 | 0.2219 | 0 | 0 |  |  | 0 | 0 | -0.2219 | 0
39470 | TNDOWCGNSG8 | 1 | Houston | YES | -0.11692 | 32 | 10 | 32 | 0 | 0.985 | Cogen | -1 | 0.2219 | 0 | 0 |  |  | 0 | 0 | -0.2219 | 0
39480 | TNDOWCGNGG8 | 1 | Houston | YES | -0.11692 | 30 | 10 | 30 | 0 | 0.985 | Cogen | -1 | 0.2219 | 0 | 0 |  |  | 0 | 0 | -0.2219 | 0
48591 | CHE_GT2_5030 | 2 | Houston | YES | -0.11769 | 173 | 50 | 173 |  | 1.029 | Cogen | -1 | 0.22267 | 0 | 0 |  |  | 0 | 0 | -0.22267 | 0
48811 | CVC_GT3_5045 | 3 | Houston | YES | -0.11769 | 156 | 91.8 | 156 | 0 | 1.029 | Cogen | -1 | 0.22267 | 0 | 0 |  |  | 0 | 0 | -0.22267 | 0
48812 | CVC_GT2_5020 | 2 | Houston | YES | -0.11769 | 158 | 91.8 | 158 | 0 | 1.029 | Cogen | -1 | 0.22267 | 0 | 0 |  |  | 0 | 0 | -0.22267 | 0
48813 | CVC_GT1_5035 | 1 | Houston | YES | -0.11769 | 160 | 91.8 | 160 | 0 | 1.029 | Cogen | -1 | 0.22267 | 0 | 0 |  |  | 0 | 0 | -0.22267 | 0
48814 | CVC_ST5_5040 | 1 | Houston | YES | -0.11769 | 162 | 91.8 | 162 | 0 | 1.029 | Cogen | -1 | 0.22267 | 0 | 0 |  |  | 0 | 0 | -0.22267 | 0
48772 | PHR_GN2_2 | MB | Houston | YES | -0.11818 | 0 | 72 | 459 |  | 1.0362 | GSC | -1 | 0.22316 | 0 | 0 |  |  | 0 | 0 | -0.22316 | 0
48561 | CTL_GT2_8130 | 1 | Houston | YES | -0.1194 | 73.5 | 30.3 | 91.9 |  | 1.0362 | Cogen | -1 | 0.22438 | 0 | 0 |  |  | 0 | 0 | -0.22438 | 0
48562 | CTL_GT3_8135 | 2 | Houston | YES | -0.1194 | 70.1 | 30.3 | 87.6 |  | 1.0362 | Cogen | -1 | 0.22438 | 0 | 0 |  |  | 0 | 0 | -0.22438 | 0
48563 | CTL_GT4_8140 | 3 | Houston | YES | -0.1194 | 69.6 | 30.3 | 87 |  | 1.0362 | Cogen | -1 | 0.22438 | 0 | 0 |  |  | 0 | 0 | -0.22438 | 0
48564 | CTL_GN1_8145 | 4 | Houston | YES | -0.1194 | 43.6 | 12.9 | 54.5 |  | 1.0362 | Cogen | -1 | 0.22438 | 0 | 0 |  |  | 0 | 0 | -0.22438 | 0
48565 | CTL_GN2_8155 | 5 | Houston | YES | -0.1194 | 9.8 | 3.4 | 12.2 |  | 1.0362 | Cogen | -1 | 0.22438 | 0 | 0 |  |  | 0 | 0 | -0.22438 | 0
48531 | BYU_GT1_8075 | 1 | Houston | YES | -0.11964 | 65 | 0 | 65 |  | 1.0362 | Cogen | -1 | 0.22461 | 0 | 0 |  |  | 0 | 0 | -0.22461 | 0
48532 | BYU_GT2_8055 | 2 | Houston | YES | -0.11964 | 62 | 0 | 62 |  | 1.0362 | Cogen | -1 | 0.22461 | 0 | 0 |  |  | 0 | 0 | -0.22461 | 0
48533 | BYU_GT3_8060 | 3 | Houston | YES | -0.11964 | 67 | 0 | 67 |  | 1.0362 | Cogen | -1 | 0.22461 | 0 | 0 |  |  | 0 | 0 | -0.22461 | 0
48534 | BYU_GT4_8065 | 4 | Houston | YES | -0.11964 | 65 | 0 | 65 |  | 1.0362 | Cogen | -1 | 0.22461 | 0 | 0 |  |  | 0 | 0 | -0.22461 | 0
48841 | SJS_GT1_GT1 | 1 | Houston | YES | -0.1203 | 62.4 | 49 | 78 | 0 | 1.0362 | Cogen | -1 | 0.22527 | 0 | 0 |  |  | 0 | 0 | -0.22527 | 0
48842 | SJS_GT2_GT2 | 2 | Houston | YES | -0.1203 | 64.8 | 49 | 81 | 0 | 1.0362 | Cogen | -1 | 0.22527 | 0 | 0 |  |  | 0 | 0 | -0.22527 | 0
48641 | DPEC_GT15040 | 1 | Houston | YES | -0.12088 | 163.2 | 98 | 163.2 | 0 | 1.0319 | CC | -1 | 0.22586 | 163.2 | 163.2 |  |  | -19.7276 | 163.2 | -0.22586 | -36.8598
48642 | DPEC_GT25025 | 2 | Houston | YES | -0.12088 | 157.1 | 98 | 157.1 | 0 | 1.0319 | CC | -1 | 0.22586 | 157.1 | 157.1 |  |  | -18.9902 | 157.1 | -0.22586 | -35.4821
48643 | DPEC_GT35010 | 3 | Houston | YES | -0.12088 | 157.5 | 98 | 157.5 | 0 | 1.0319 | CC | -1 | 0.22586 | 157.5 | 157.5 |  |  | -19.0386 | 157.5 | -0.22586 | -35.5724
48644 | DPEC_GT45070 | 4 | Houston | YES | -0.12088 | 157 | 98 | 157 | 0 | 1.0319 | CC | -1 | 0.22586 | 157 | 157 |  |  | -18.9782 | 157 | -0.22586 | -35.4595
48645 | DPEC_ST55065 | 5 | Houston | YES | -0.12088 | 282 | 0 | 282 | 0 | 1.0319 | CC | -1 | 0.22586 | 282 | 282 |  |  | -34.0882 | 282 | -0.22586 | -63.6916
48761 | PR_GT1__9040 | 1 | Houston | YES | -0.12089 | 26 | 0 | 35 |  | 1 | Cogen | -1 | 0.22587 | 0 | 0 |  |  | 0 | 0 | -0.22587 | 0
48551 | CAL_GT1_8045 | 1 | Houston | YES | -0.12091 | 149 | 0 | 149 | 0 | 1.0326 | Cogen | -1 | 0.22588 | 0 | 0 |  |  | 0 | 0 | -0.22588 | 0
48552 | CAL_ST1_8000 | 2 | Houston | YES | -0.12091 | 65.1 | 0 | 65.1 | 0 | 1.0326 | Cogen | -1 | 0.22588 | 0 | 0 |  |  | 0 | 0 | -0.22588 | 0
48740 | PSG_GN2_8050 | 1 | Houston | YES | -0.12093 | 182 | 60 | 182 | 0 | 1.0326 | Cogen | -1 | 0.2259 | 0 | 0 |  |  | 0 | 0 | -0.2259 | 0
48741 | PSG_GT2_8040 | 1 | Houston | YES | -0.12093 | 158.6 | 50 | 158.6 | 0 | 1.0326 | Cogen | -1 | 0.2259 | 0 | 0 |  |  | 0 | 0 | -0.2259 | 0
48742 | PSG_GT3_8060 | 1 | Houston | YES | -0.12093 | 157 | 50 | 157 | 0 | 1.0326 | Cogen | -1 | 0.2259 | 0 | 0 |  |  | 0 | 0 | -0.2259 | 0
48855 | SRB_GT211035 | B1 | Houston | YES | -0.12098 | 0 | 0 | 18 |  | 1.014 | GGT | -1 | 0.22595 | 18 | 18 |  |  | -2.1776 | 18 | -0.22595 | -4.0671
48855 | SRB_GT211035 | B2 | Houston | YES | -0.12098 | 0 | 0 | 12 |  | 1.014 | GGT | -1 | 0.22595 | 12 | 12 |  |  | -1.4517 | 12 | -0.22595 | -2.7114
48852 | SRB_GN2_2 | 2 | Houston | YES | -0.12098 | 140.8 | 26 | 176 | 0 | 1.0217 | GST | -1 | 0.22596 | 176 | 176 |  |  | -21.293 | 176 | -0.22596 | -39.7689
48851 | SRB_GN1_1 | 1 | Houston | YES | -0.12099 | 132 | 26 | 165 | 0 | 1.0217 | GST | -1 | 0.22597 | 165 | 165 |  |  | -19.9635 | 165 | -0.22597 | -37.2847
48854 | SRB_GN4_4 | 4 | Houston | YES | -0.12101 | 182.4 | 35 | 228 | 0 | 1.0326 | GST | -1 | 0.22598 | 228 | 228 |  |  | -27.5891 | 228 | -0.22598 | -51.5238
48611 | DIB_GT1_8080 | 1 | Houston | YES | -0.12102 | 64 | 0 | 64 | 0 | 1.0326 | Cogen | -1 | 0.22599 | 0 | 0 |  |  | 0 | 0 | -0.22599 | 0
48612 | DIB_GT2_8075 | 2 | Houston | YES | -0.12102 | 63.2 | 0 | 63.2 | 0 | 1.0326 | Cogen | -1 | 0.22599 | 0 | 0 |  |  | 0 | 0 | -0.22599 | 0
48613 | DIB_ST1_8085 | 3 | Houston | YES | -0.12102 | 67.9 | 30 | 82.6 | 0 | 1.0326 | Cogen | -1 | 0.22599 | 0 | 0 |  |  | 0 | 0 | -0.22599 | 0
48614 | DIB_GT3_8090 | 4 | Houston | YES | -0.12102 | 73.6 | 15 | 73.6 | 0 | 1.0326 | Cogen | -1 | 0.22599 | 0 | 0 |  |  | 0 | 0 | -0.22599 | 0
48845 | SOL_GT1 | 1 | Houston | YES | -0.12102 | 16.2 | 15.4 | 16.2 |  | 1.0326 | Solar | -1 | 0.226 | 16.2 | 16.2 |  |  | -1.9606 | 16.2 | -0.226 | -3.6612
48853 | SRB_GN3_3 | 3 | Houston | YES | -0.12103 | 170.4 | 35 | 213 |  | 1.0326 | GST | -1 | 0.22601 | 213 | 213 |  |  | -25.7796 | 213 | -0.22601 | -48.1396
48820 | SHELLG1_3015 | 1 | Houston | YES | -0.12131 | 71 | 34.5 | 71 |  | 1.029 | Cogen | -1 | 0.22629 | 0 | 0 |  |  | 0 | 0 | -0.22629 | 0
48821 | SHELLG2 | 2 | Houston | YES | -0.12131 | 72 | 34.5 | 72 |  | 1.029 | Cogen | -1 | 0.22629 | 0 | 0 |  |  | 0 | 0 | -0.22629 | 0
48822 | SHELLG3_3020 | 1 | Houston | YES | -0.12131 | 39 | 0 | 39 |  | 1.029 | Cogen | -1 | 0.22629 | 0 | 0 |  |  | 0 | 0 | -0.22629 | 0
48822 | SHELLG3_3020 | 2 | Houston | YES | -0.12131 | 30 | 0 | 30 |  | 1.029 | Cogen | -1 | 0.22629 | 0 | 0 |  |  | 0 | 0 | -0.22629 | 0
48511 | LPE_GT1_8070 | 1 | Houston | YES | -0.1219 | 42 | 0 | 42 | 0 | 1.0362 | GGT | -1 | 0.22688 | 42 | 42 |  |  | -5.1198 | 42 | -0.22688 | -9.5288
48512 | LPE_GT2_8075 | 2 | Houston | YES | -0.1219 | 42 | 0 | 42 | 0 | 1.0362 | GGT | -1 | 0.22688 | 42 | 42 |  |  | -5.1198 | 42 | -0.22688 | -9.5288
48513 | LPE_GT3_8080 | 3 | Houston | YES | -0.1219 | 39 | 0 | 39 | 0 | 1.0362 | GGT | -1 | 0.22688 | 39 | 39 |  |  | -4.7541 | 39 | -0.22688 | -8.8482
48514 | LPE_GT4_8085 | 4 | Houston | YES | -0.1219 | 39 | 0 | 39 | 0 | 1.0362 | GGT | -1 | 0.22688 | 39 | 39 |  |  | -4.7541 | 39 | -0.22688 | -8.8482
48791 | PSA_GT1_8160 | 1 | Houston | YES | -0.12241 | 52 | 20.8 | 65 | 0 | 1.0362 | Cogen | -1 | 0.22738 | 0 | 0 |  |  | 0 | 0 | -0.22738 | 0
48792 | PSA_GT2_8155 | 2 | Houston | YES | -0.12241 | 52.8 | 20.3 | 66 | 0 | 1.0362 | Cogen | -1 | 0.22738 | 0 | 0 |  |  | 0 | 0 | -0.22738 | 0
48793 | PSA_GT3_8150 | 3 | Houston | YES | -0.12241 | 56 | 20.3 | 70 | 0 | 1.0362 | Cogen | -1 | 0.22738 | 0 | 0 |  |  | 0 | 0 | -0.22738 | 0
48794 | PSA_GT4_8145 | 4 | Houston | YES | -0.12241 | 52.8 | 20.3 | 66 | 0 | 1.0362 | Cogen | -1 | 0.22738 | 0 | 0 |  |  | 0 | 0 | -0.22738 | 0
48795 | PSA_GT5_8140 | 5 | Houston | YES | -0.12241 | 51.2 | 20.3 | 64 | 0 | 1.0362 | Cogen | -1 | 0.22738 | 0 | 0 |  |  | 0 | 0 | -0.22738 | 0
48796 | PSA_GN1_8165 | 1 | Houston | YES | -0.12241 | 83.2 | 43.1 | 104 | 0 | 1.0362 | Cogen | -1 | 0.22738 | 0 | 0 |  |  | 0 | 0 | -0.22738 | 0
48797 | PSA_GT6_8135 | 6 | Houston | YES | -0.12241 | 47.2 | 34.5 | 59 | 0 | 1.0362 | Cogen | -1 | 0.22738 | 0 | 0 |  |  | 0 | 0 | -0.22738 | 0
48815 | CVC_GT4_8005 | 4 | Houston | YES | -0.12241 | 165 | 91.8 | 165 |  | 1.0362 | Cogen | -1 | 0.22739 | 0 | 0 |  |  | 0 | 0 | -0.22739 | 0
48690 | GBY_GN5_5 | 5 | Houston | YES | -0.12244 | 318.4 | 81 | 398 |  | 1.0362 | GSC | -1 | 0.22742 | 398 | 398 |  |  | -48.7311 | 398 | -0.22742 | -90.5118
48593 | CHE_GT1_8015 | 1 | Houston | YES | -0.12266 | 173 | 50 | 173 | 0 | 1.0362 | Cogen | -1 | 0.22763 | 0 | 0 |  |  | 0 | 0 | -0.22763 | 0
48594 | CHE_GN4_8025 | 4 | Houston | YES | -0.12266 | 142 | 60 | 142 | 0 | 1.0362 | Cogen | -1 | 0.22763 | 0 | 0 |  |  | 0 | 0 | -0.22763 | 0
48500 | APD_GT1_8005 | 1 | Houston | YES | -0.12279 | 137.6 | 54.6 | 137.6 | 0 | 1.0362 | Cogen | -1 | 0.22776 | 0 | 0 |  |  | 0 | 0 | -0.22776 | 0
48582 | CBY_GN2_2 | 2 | Houston | YES | -0.12326 | 596.8 | 110 | 746 | 0 | 1.0435 | GSC | -1 | 0.22824 | 746 | 746 |  |  | -91.9512 | 746 | -0.22824 | -170.2638
48595 | BTE_GT2_8075 | 1 | Houston | YES | -0.12356 | 162.8 | 130 | 162.8 | 0 | 1.0261 | CC | -1 | 0.22854 | 162.8 | 162.8 |  |  | -20.1156 | 162.8 | -0.22854 | -37.2058
48596 | BTE_GT3_8045 | 2 | Houston | YES | -0.12356 | 161.4 | 130 | 161.4 | 0 | 1.0261 | CC | -1 | 0.22854 | 161.4 | 161.4 |  |  | -19.9426 | 161.4 | -0.22854 | -36.8858
48597 | BTE_GT4_8055 | 3 | Houston | YES | -0.12356 | 158.9 | 130 | 158.9 | 0 | 1.0261 | CC | -1 | 0.22854 | 158.9 | 158.9 |  |  | -19.6337 | 158.9 | -0.22854 | -36.3145
48598 | BTE_ST1_8070 | 4 | Houston | YES | -0.12356 | 269.2 | 60 | 269.2 | 0 | 1.0261 | CC | -1 | 0.22854 | 269.2 | 269.2 |  |  | -33.2624 | 269.2 | -0.22854 | -61.5221
49803 | EXN_15GT | 1 | Houston | YES | -0.12361 | 33 | 8.3 | 34 |  | 1.0326 | Cogen | -1 | 0.22859 | 0 | 0 |  |  | 0 | 0 | -0.22859 | 0
49804 | EXN_16GT | 2 | Houston | YES | -0.12361 | 32 | 8.3 | 34.7 |  | 1.0326 | Cogen | -1 | 0.22859 | 0 | 0 |  |  | 0 | 0 | -0.22859 | 0
49805 | EXN_17GT | 3 | Houston | YES | -0.12361 | 31 | 8.3 | 32.7 |  | 1.0326 | Cogen | -1 | 0.22859 | 0 | 0 |  |  | 0 | 0 | -0.22859 | 0
49826 | EXN938GT | 5 | Houston | YES | -0.12361 | 43 | 9.2 | 45.9 |  | 1.0326 | Cogen | -1 | 0.22859 | 0 | 0 |  |  | 0 | 0 | -0.22859 | 0
49828 | EXN941GT | 10 | Houston | YES | -0.12361 | 17.7 | 5.4 | 17.7 | 0 | 1.0326 | Cogen | -1 | 0.22859 | 0 | 0 |  |  | 0 | 0 | -0.22859 | 0
49829 | EXN942GT | 11 | Houston | YES | -0.12361 | 20 | 5.4 | 20.4 | 0 | 1.0326 | Cogen | -1 | 0.22859 | 0 | 0 |  |  | 0 | 0 | -0.22859 | 0
49830 | EXN943GT | 12 | Houston | YES | -0.12361 | 19 | 5.4 | 19.9 | 0 | 1.0326 | Cogen | -1 | 0.22859 | 0 | 0 |  |  | 0 | 0 | -0.22859 | 0
49831 | EXN944GT | 13 | Houston | YES | -0.12361 | 33 | 5.4 | 35 | 0 | 1.0326 | Cogen | -1 | 0.22859 | 0 | 0 |  |  | 0 | 0 | -0.22859 | 0
49832 | EXN945GT | 9 | Houston | YES | -0.12361 | 18.5 | 9.2 | 18.5 | 0 | 1.0326 | Cogen | -1 | 0.22859 | 0 | 0 |  |  | 0 | 0 | -0.22859 | 0
49837 | EXN_GT | 4 | Houston | YES | -0.12361 | 81 | 21.3 | 85.4 |  | 1.0326 | Cogen | -1 | 0.22859 | 0 | 0 |  |  | 0 | 0 | -0.22859 | 0
49838 | EXN_14GT | 14 | Houston | YES | -0.12361 | 140 | 0 | 148 |  | 1.0326 | Cogen | -1 | 0.22859 | 0 | 0 |  |  | 0 | 0 | -0.22859 | 0
48581 | CBY_GN1_1 | 1 | Houston | YES | -0.12396 | 595.2 | 108 | 744 | 0 | 1.0435 | GSC | -1 | 0.22893 | 744 | 744 |  |  | -92.224 | 744 | -0.22893 | -170.3266
48940 | WARVUE_GT1 | G1 | Houston | YES | -0.12396 | 15 | 0 | 15 |  | 1.021 | Cogen | -1 | 0.22893 | 0 | 0 |  |  | 0 | 0 | -0.22893 | 0
48651 | EP_1_2 | 1 | Houston | YES | -0.12396 | 4 | 0 | 5 | 0 | 1.0362 | Cogen | -1 | 0.22893 | 0 | 0 |  |  | 0 | 0 | -0.22893 | 0
48651 | EP_1_2 | 2 | Houston | YES | -0.12396 | 17.7 | 10 | 21 | 0 | 1.0362 | Cogen | -1 | 0.22893 | 0 | 0 |  |  | 0 | 0 | -0.22893 | 0
48583 | CBY_GT4_1 | 1 | Houston | YES | -0.12437 | 172 | 0 | 172 | 0 | 1.027 | GSC | -1 | 0.22935 | 172 | 172 |  |  | -21.3922 | 172 | -0.22935 | -39.4481
48584 | CBY_GT4_2 | 2 | Houston | YES | -0.12437 | 172 | 0 | 172 | 0 | 1.027 | CC | -1 | 0.22935 | 172 | 172 |  |  | -21.3922 | 172 | -0.22935 | -39.4481
48585 | CBY_ST4_1 | 3 | Houston | YES | -0.12437 | 172 | 0 | 172 | 0 | 1.027 | CC | -1 | 0.22935 | 172 | 172 |  |  | -21.3922 | 172 | -0.22935 | -39.4481
48691 | GBY_73741085 | A | Houston | YES | -0.12889 | 37.6 | 20 | 47 | 0 | 1.0362 | GGT | -1 | 0.23387 | 47 | 47 |  |  | -6.0579 | 47 | -0.23387 | -10.9918
48691 | GBY_73741085 | B | Houston | YES | -0.12889 | 37.6 | 20 | 47 | 0 | 1.0362 | GGT | -1 | 0.23387 | 47 | 47 |  |  | -6.0579 | 47 | -0.23387 | -10.9918
48692 | GBY_81821075 | C | Houston | YES | -0.12889 | 37.6 | 20 | 47 | 0 | 1.0362 | GGT | -1 | 0.23387 | 47 | 47 |  |  | -6.0579 | 47 | -0.23387 | -10.9918
48692 | GBY_81821075 | D | Houston | YES | -0.12889 | 44 | 20 | 55 | 0 | 1.0362 | GGT | -1 | 0.23387 | 55 | 55 |  |  | -7.0891 | 55 | -0.23387 | -12.8628
48693 | GBY_83841065 | E | Houston | YES | -0.12889 | 45.6 | 20 | 57 | 0 | 1.0362 | GGT | -1 | 0.23387 | 57 | 57 |  |  | -7.3468 | 57 | -0.23387 | -13.3305
48693 | GBY_83841065 | F | Houston | YES | -0.12889 | 43.2 | 20 | 54 | 0 | 1.0362 | GGT | -1 | 0.23387 | 54 | 54 |  |  | -6.9602 | 54 | -0.23387 | -12.6289
48883 | THW_GT1_GT_1 | B2 | Houston | YES | -0.14975 | 0 | 0 | 12 |  | 1.043 | GGT | -1 | 0.25473 | 12 | 12 |  |  | -1.797 | 12 | -0.25473 | -3.0567
48873 | THW_ST3_ST_3 | 3 | Houston | YES | -0.15382 | 107 | 19 | 107 | 0 | 1.0435 | CC | -1 | 0.2588 | 107 | 107 |  |  | -16.4586 | 107 | -0.2588 | -27.6911
48874 | THW_ST4_ST_4 | 4 | Houston | YES | -0.15382 | 108 | 19 | 108 | 0 | 1.0435 | CC | -1 | 0.2588 | 108 | 108 |  |  | -16.6125 | 108 | -0.2588 | -27.9499
48875 | THW_3132 | A | Houston | YES | -0.15382 | 55 | 5 | 55 | 0 | 1.0435 | CC | -1 | 0.2588 | 55 | 55 |  |  | -8.46 | 55 | -0.2588 | -14.2338
48875 | THW_3132 | B | Houston | YES | -0.15382 | 53 | 5 | 53 | 0 | 1.0435 | CC | -1 | 0.2588 | 53 | 53 |  |  | -8.1524 | 53 | -0.2588 | -13.7162
48877 | THW_3334 | C | Houston | YES | -0.15382 | 55 | 5 | 55 | 0 | 1.0435 | CC | -1 | 0.2588 | 55 | 55 |  |  | -8.46 | 55 | -0.2588 | -14.2338
48877 | THW_3334 | D | Houston | YES | -0.15382 | 57 | 5 | 57 | 0 | 1.0435 | CC | -1 | 0.2588 | 57 | 57 |  |  | -8.7677 | 57 | -0.2588 | -14.7514
48879 | THW_4142 | E | Houston | YES | -0.15382 | 56 | 5 | 56 | 0 | 1.0435 | CC | -1 | 0.2588 | 56 | 56 |  |  | -8.6139 | 56 | -0.2588 | -14.4926
48879 | THW_4142 | F | Houston | YES | -0.15382 | 55 | 5 | 55 | 0 | 1.0435 | CC | -1 | 0.2588 | 55 | 55 |  |  | -8.46 | 55 | -0.2588 | -14.2338
48881 | THW_4344 | G | Houston | YES | -0.15382 | 58 | 5 | 58 | 0 | 1.0435 | CC | -1 | 0.2588 | 58 | 58 |  |  | -8.9215 | 58 | -0.2588 | -15.0101
48881 | THW_4344 | H | Houston | YES | -0.15382 | 58 | 5 | 58 | 0 | 1.0435 | CC | -1 | 0.2588 | 58 | 58 |  |  | -8.9215 | 58 | -0.2588 | -15.0101
48885 | THW_5152 | A | Houston | YES | -0.17636 | 46.4 | 5 | 58 |  | 1.0319 | GGT | -1 | 0.28133 | 58 | 58 |  |  | -10.2287 | 58 | -0.28133 | -16.3173
48885 | THW_5152 | B | Houston | YES | -0.17636 | 47.2 | 5 | 59 |  | 1.0319 | GGT | -1 | 0.28133 | 59 | 59 |  |  | -10.4051 | 59 | -0.28133 | -16.5987
48886 | THW_5354 | C | Houston | YES | -0.17636 | 45.6 | 5 | 57 |  | 1.0319 | GGT | -1 | 0.28133 | 57 | 57 |  |  | -10.0523 | 57 | -0.28133 | -16.036
48886 | THW_5354 | D | Houston | YES | -0.17636 | 46.4 | 5 | 58 |  | 1.0319 | GGT | -1 | 0.28133 | 58 | 58 |  |  | -10.2287 | 58 | -0.28133 | -16.3173
48887 | THW_5556 | E | Houston | YES | -0.17636 | 47.2 | 5 | 59 |  | 1.0319 | GGT | -1 | 0.28133 | 59 | 59 |  |  | -10.4051 | 59 | -0.28133 | -16.5987
48887 | THW_5556 | F | Houston | YES | -0.17636 | 45.6 | 5 | 57 |  | 1.0319 | GGT | -1 | 0.28133 | 57 | 57 |  |  | -10.0523 | 57 | -0.28133 | -16.036
Note on AL4: Zonal Cap - Zonal Impact

## Distributed Slack - Inc
Number of Bus | Name of Bus | ID | Area Name of Gen | AGC | P Sensitivity of Bus | Gen MW | Min MW | Max MW | V Sensitivity of Bus | Set Volt | Tech Type | Zone Impact | Zone Correlation | Inc Max | Dec Max | Souce S.F. Weighting | Souce Capacity | Sink S.F. Weighting | Sink Capacity | PTDF Calc | PTDF Weighting | Cumulative Share of Zonal Cap | Cumulative Share of Zonal Impact | Cont_ Tomball to Singleton OL_ Singleton to Wharton |  | i_PTDF_INC_pt | 387 |  | CBE_ST34 | Unit at max
48885 | THW_5152 | A | Houston | YES | -0.17636 | 46.4 | 5 | 58 |  | 1.0319 | GGT | -1 | 0.28133 | 58 | 58 |  |  | -10.2287 | 58 | -0.28133 | -16.3173 | 0.0027402 | 0.0044627 |  |  | i_10pctunit | 29 |  | 167 | # units @ max
48885 | THW_5152 | B | Houston | YES | -0.17636 | 47.2 | 5 | 59 |  | 1.0319 | GGT | -1 | 0.28133 | 59 | 59 |  |  | -10.4051 | 59 | -0.28133 | -16.5987 | 0.0055277 | 0.0090024 | [5 empty] | 0.13194 | delta max
48886 | THW_5354 | C | Houston | YES | -0.17636 | 45.6 | 5 | 57 |  | 1.0319 | GGT | -1 | 0.28133 | 57 | 57 |  |  | -10.0523 | 57 | -0.28133 | -16.036 | 0.0082207 | 0.013388 | [5 empty] | Delta
48886 | THW_5354 | D | Houston | YES | -0.17636 | 46.4 | 5 | 58 |  | 1.0319 | GGT | -1 | 0.28133 | 58 | 58 |  |  | -10.2287 | 58 | -0.28133 | -16.3173 | 0.010961 | 0.017851 | Weighted Shift Factors |  |  |  | 1 | 0.0017225
48887 | THW_5556 | E | Houston | YES | -0.17636 | 47.2 | 5 | 59 |  | 1.0319 | GGT | -1 | 0.28133 | 59 | 59 |  |  | -10.4051 | 59 | -0.28133 | -16.5987 | 0.013748 | 0.022391 | North | 0.10498 |  |  | 2 | 0.0034748
48887 | THW_5556 | F | Houston | YES | -0.17636 | 45.6 | 5 | 57 |  | 1.0319 | GGT | -1 | 0.28133 | 57 | 57 |  |  | -10.0523 | 57 | -0.28133 | -16.036 | 0.016441 | 0.026776 | Houston | -0.12366 |  |  | 3 | 0.0051676
48873 | THW_ST3_ST_3 | 3 | Houston | YES | -0.15382 | 107 | 19 | 107 | 0 | 1.0435 | CC | -1 | 0.2588 | 107 | 107 |  |  | -16.4586 | 107 | -0.2588 | -27.6911 | 0.021497 | 0.03435 |  |  |  |  | 4 | 0.0068901
48874 | THW_ST4_ST_4 | 4 | Houston | YES | -0.15382 | 108 | 19 | 108 | 0 | 1.0435 | CC | -1 | 0.2588 | 108 | 108 |  |  | -16.6125 | 108 | -0.2588 | -27.9499 | 0.026599 | 0.041994 |  |  |  |  | 5 | 0.0086424
48875 | THW_3132 | A | Houston | YES | -0.15382 | 55 | 5 | 55 | 0 | 1.0435 | CC | -1 | 0.2588 | 55 | 55 |  |  | -8.46 | 55 | -0.2588 | -14.2338 | 0.029197 | 0.045887 |  |  |  |  | 6 | 0.010335
48875 | THW_3132 | B | Houston | YES | -0.15382 | 53 | 5 | 53 | 0 | 1.0435 | CC | -1 | 0.2588 | 53 | 53 |  |  | -8.1524 | 53 | -0.2588 | -13.7162 | 0.031701 | 0.049638 |  |  |  |  | 7 | 0.012853
48877 | THW_3334 | C | Houston | YES | -0.15382 | 55 | 5 | 55 | 0 | 1.0435 | CC | -1 | 0.2588 | 55 | 55 |  |  | -8.46 | 55 | -0.2588 | -14.2338 | 0.0343 | 0.053531 |  |  |  |  | 8 | 0.015395
48877 | THW_3334 | D | Houston | YES | -0.15382 | 57 | 5 | 57 | 0 | 1.0435 | CC | -1 | 0.2588 | 57 | 57 |  |  | -8.7677 | 57 | -0.2588 | -14.7514 | 0.036993 | 0.057566 |  |  |  |  | 9 | 0.01669
48879 | THW_4142 | E | Houston | YES | -0.15382 | 56 | 5 | 56 | 0 | 1.0435 | CC | -1 | 0.2588 | 56 | 56 |  |  | -8.6139 | 56 | -0.2588 | -14.4926 | 0.039639 | 0.061529 |  |  |  |  | 10 | 0.017937
48879 | THW_4142 | F | Houston | YES | -0.15382 | 55 | 5 | 55 | 0 | 1.0435 | CC | -1 | 0.2588 | 55 | 55 |  |  | -8.46 | 55 | -0.2588 | -14.2338 | 0.042237 | 0.065422 |  |  |  |  | 11 | 0.019231
48881 | THW_4344 | G | Houston | YES | -0.15382 | 58 | 5 | 58 | 0 | 1.0435 | CC | -1 | 0.2588 | 58 | 58 |  |  | -8.9215 | 58 | -0.2588 | -15.0101 | 0.044977 | 0.069528 |  |  |  |  | 12 | 0.020573
48881 | THW_4344 | H | Houston | YES | -0.15382 | 58 | 5 | 58 | 0 | 1.0435 | CC | -1 | 0.2588 | 58 | 58 |  |  | -8.9215 | 58 | -0.2588 | -15.0101 | 0.047718 | 0.073633 |  |  |  |  | 13 | 0.021891
48883 | THW_GT1_GT_1 | B2 | Houston | YES | -0.14975 | 0 | 0 | 12 |  | 1.043 | GGT | -1 | 0.25473 | 12 | 12 |  |  | -1.797 | 12 | -0.25473 | -3.0567 | 0.048285 | 0.074469 |  |  |  |  | 14 | 0.023185
48691 | GBY_73741085 | A | Houston | YES | -0.12889 | 37.6 | 20 | 47 | 0 | 1.0362 | GGT | -1 | 0.23387 | 47 | 47 |  |  | -6.0579 | 47 | -0.23387 | -10.9918 | 0.050505 | 0.077475 |  |  |  |  | 15 | 0.02455
48691 | GBY_73741085 | B | Houston | YES | -0.12889 | 37.6 | 20 | 47 | 0 | 1.0362 | GGT | -1 | 0.23387 | 47 | 47 |  |  | -6.0579 | 47 | -0.23387 | -10.9918 | 0.052726 | 0.080481 |  |  |  |  | 16 | 0.025915
48692 | GBY_81821075 | C | Houston | YES | -0.12889 | 37.6 | 20 | 47 | 0 | 1.0362 | GGT | -1 | 0.23387 | 47 | 47 |  |  | -6.0579 | 47 | -0.23387 | -10.9918 | 0.054946 | 0.083487 |  |  |  |  | 17 | 0.026184
48692 | GBY_81821075 | D | Houston | YES | -0.12889 | 44 | 20 | 55 | 0 | 1.0362 | GGT | -1 | 0.23387 | 55 | 55 |  |  | -7.0891 | 55 | -0.23387 | -12.8628 | 0.057545 | 0.087005 |  |  |  |  | 18 | 0.02697
48693 | GBY_83841065 | E | Houston | YES | -0.12889 | 45.6 | 20 | 57 | 0 | 1.0362 | GGT | -1 | 0.23387 | 57 | 57 |  |  | -7.3468 | 57 | -0.23387 | -13.3305 | 0.060238 | 0.090651 |  |  |  |  | 19 | 0.027756
48693 | GBY_83841065 | F | Houston | YES | -0.12889 | 43.2 | 20 | 54 | 0 | 1.0362 | GGT | -1 | 0.23387 | 54 | 54 |  |  | -6.9602 | 54 | -0.23387 | -12.6289 | 0.062789 | 0.094105 |  |  |  |  | 20 | 0.028541
48583 | CBY_GT4_1 | 1 | Houston | YES | -0.12437 | 172 | 0 | 172 | 0 | 1.027 | GSC | -1 | 0.22935 | 172 | 172 |  |  | -21.3922 | 172 | -0.22935 | -39.4481 | 0.070915 | 0.10489 |  |  |  |  | 21 | 0.029461
48584 | CBY_GT4_2 | 2 | Houston | YES | -0.12437 | 172 | 0 | 172 | 0 | 1.027 | CC | -1 | 0.22935 | 172 | 172 |  |  | -21.3922 | 172 | -0.22935 | -39.4481 | 0.079041 | 0.11568 |  |  |  |  | 22 | 0.030414
48585 | CBY_ST4_1 | 3 | Houston | YES | -0.12437 | 172 | 0 | 172 | 0 | 1.027 | CC | -1 | 0.22935 | 172 | 172 |  |  | -21.3922 | 172 | -0.22935 | -39.4481 | 0.087167 | 0.12647 |  |  |  |  | 23 | 0.031316
48651 | EP_1_2 | 1 | Houston | YES | -0.12396 | 4 | 0 | 5 | 0 | 1.0362 | Cogen | -1 | 0.22893 | 0 | 0 |  |  | 0 | 0 | -0.22893 | 0 | 0.087167 | 0.12647 |  |  |  |  | 24 | 0.033979
48651 | EP_1_2 | 2 | Houston | YES | -0.12396 | 17.7 | 10 | 21 | 0 | 1.0362 | Cogen | -1 | 0.22893 | 0 | 0 |  |  | 0 | 0 | -0.22893 | 0 | 0.087167 | 0.12647 |  |  |  |  | 25 | 0.036642
48581 | CBY_GN1_1 | 1 | Houston | YES | -0.12396 | 595.2 | 108 | 744 | 0 | 1.0435 | GSC | -1 | 0.22893 | 744 | 744 |  |  | -92.224 | 744 | -0.22893 | -170.3266 | 0.12232 | 0.17306 |  |  |  |  | 26 | 0.039305
48940 | WARVUE_GT1 | G1 | Houston | YES | -0.12396 | 15 | 0 | 15 |  | 1.021 | Cogen | -1 | 0.22893 | 0 | 0 |  |  | 0 | 0 | -0.22893 | 0 | 0.12232 | 0.17306 |  |  |  |  | 27 | 0.039305
49803 | EXN_15GT | 1 | Houston | YES | -0.12361 | 33 | 8.3 | 34 |  | 1.0326 | Cogen | -1 | 0.22859 | 0 | 0 |  |  | 0 | 0 | -0.22859 | 0 | 0.12232 | 0.17306 |  |  |  |  | 28 | 0.039305
49804 | EXN_16GT | 2 | Houston | YES | -0.12361 | 32 | 8.3 | 34.7 |  | 1.0326 | Cogen | -1 | 0.22859 | 0 | 0 |  |  | 0 | 0 | -0.22859 | 0 | 0.12232 | 0.17306 |  |  |  |  | 29 | 0.050738
49805 | EXN_17GT | 3 | Houston | YES | -0.12361 | 31 | 8.3 | 32.7 |  | 1.0326 | Cogen | -1 | 0.22859 | 0 | 0 |  |  | 0 | 0 | -0.22859 | 0 | 0.12232 | 0.17306 |  |  |  |  | 30 | 0.050738
49826 | EXN938GT | 5 | Houston | YES | -0.12361 | 43 | 9.2 | 45.9 |  | 1.0326 | Cogen | -1 | 0.22859 | 0 | 0 |  |  | 0 | 0 | -0.22859 | 0 | 0.12232 | 0.17306 |  |  |  |  | 31 | 0.050738
49828 | EXN941GT | 10 | Houston | YES | -0.12361 | 17.7 | 5.4 | 17.7 | 0 | 1.0326 | Cogen | -1 | 0.22859 | 0 | 0 |  |  | 0 | 0 | -0.22859 | 0 | 0.12232 | 0.17306 |  |  |  |  | 32 | 0.050738
49829 | EXN942GT | 11 | Houston | YES | -0.12361 | 20 | 5.4 | 20.4 | 0 | 1.0326 | Cogen | -1 | 0.22859 | 0 | 0 |  |  | 0 | 0 | -0.22859 | 0 | 0.12232 | 0.17306 |  |  |  |  | 33 | 0.050738
49830 | EXN943GT | 12 | Houston | YES | -0.12361 | 19 | 5.4 | 19.9 | 0 | 1.0326 | Cogen | -1 | 0.22859 | 0 | 0 |  |  | 0 | 0 | -0.22859 | 0 | 0.12232 | 0.17306 |  |  |  |  | 34 | 0.050738
49831 | EXN944GT | 13 | Houston | YES | -0.12361 | 33 | 5.4 | 35 | 0 | 1.0326 | Cogen | -1 | 0.22859 | 0 | 0 |  |  | 0 | 0 | -0.22859 | 0 | 0.12232 | 0.17306 |  |  |  |  | 35 | 0.050738
49832 | EXN945GT | 9 | Houston | YES | -0.12361 | 18.5 | 9.2 | 18.5 | 0 | 1.0326 | Cogen | -1 | 0.22859 | 0 | 0 |  |  | 0 | 0 | -0.22859 | 0 | 0.12232 | 0.17306 |  |  |  |  | 36 | 0.050738
49837 | EXN_GT | 4 | Houston | YES | -0.12361 | 81 | 21.3 | 85.4 |  | 1.0326 | Cogen | -1 | 0.22859 | 0 | 0 |  |  | 0 | 0 | -0.22859 | 0 | 0.12232 | 0.17306 |  |  |  |  | 37 | 0.050738
49838 | EXN_14GT | 14 | Houston | YES | -0.12361 | 140 | 0 | 148 |  | 1.0326 | Cogen | -1 | 0.22859 | 0 | 0 |  |  | 0 | 0 | -0.22859 | 0 | 0.12232 | 0.17306 |  |  |  |  | 38 | 0.050738
48595 | BTE_GT2_8075 | 1 | Houston | YES | -0.12356 | 162.8 | 130 | 162.8 | 0 | 1.0261 | CC | -1 | 0.22854 | 162.8 | 162.8 |  |  | -20.1156 | 162.8 | -0.22854 | -37.2058 | 0.13001 | 0.18323 |  |  |  |  | 39 | 0.050738
48596 | BTE_GT3_8045 | 2 | Houston | YES | -0.12356 | 161.4 | 130 | 161.4 | 0 | 1.0261 | CC | -1 | 0.22854 | 161.4 | 161.4 |  |  | -19.9426 | 161.4 | -0.22854 | -36.8858 | 0.13763 | 0.19332 |  |  |  |  | 40 | 0.050738
48597 | BTE_GT4_8055 | 3 | Houston | YES | -0.12356 | 158.9 | 130 | 158.9 | 0 | 1.0261 | CC | -1 | 0.22854 | 158.9 | 158.9 |  |  | -19.6337 | 158.9 | -0.22854 | -36.3145 | 0.14514 | 0.20325 |  |  |  |  | 41 | 0.050738
48598 | BTE_ST1_8070 | 4 | Houston | YES | -0.12356 | 269.2 | 60 | 269.2 | 0 | 1.0261 | CC | -1 | 0.22854 | 269.2 | 269.2 |  |  | -33.2624 | 269.2 | -0.22854 | -61.5221 | 0.15786 | 0.22008 |  |  |  |  | 42 | 0.053222
48582 | CBY_GN2_2 | 2 | Houston | YES | -0.12326 | 596.8 | 110 | 746 | 0 | 1.0435 | GSC | -1 | 0.22824 | 746 | 746 |  |  | -91.9512 | 746 | -0.22824 | -170.2638 | 0.19311 | 0.26664 |  |  |  |  | 43 | 0.055685
48500 | APD_GT1_8005 | 1 | Houston | YES | -0.12279 | 137.6 | 54.6 | 137.6 | 0 | 1.0362 | Cogen | -1 | 0.22776 | 0 | 0 |  |  | 0 | 0 | -0.22776 | 0 | 0.19311 | 0.26664 |  |  |  |  | 44 | 0.05811
48593 | CHE_GT1_8015 | 1 | Houston | YES | -0.12266 | 173 | 50 | 173 | 0 | 1.0362 | Cogen | -1 | 0.22763 | 0 | 0 |  |  | 0 | 0 | -0.22763 | 0 | 0.19311 | 0.26664 |  |  |  |  | 45 | 0.062218
48594 | CHE_GN4_8025 | 4 | Houston | YES | -0.12266 | 142 | 60 | 142 | 0 | 1.0362 | Cogen | -1 | 0.22763 | 0 | 0 |  |  | 0 | 0 | -0.22763 | 0 | 0.19311 | 0.26664 |  |  |  |  | 46 | 0.073539
48690 | GBY_GN5_5 | 5 | Houston | YES | -0.12244 | 318.4 | 81 | 398 |  | 1.0362 | GSC | -1 | 0.22742 | 398 | 398 |  |  | -48.7311 | 398 | -0.22742 | -90.5118 | 0.21191 | 0.2914 |  |  |  |  | 47 | 0.073539
48815 | CVC_GT4_8005 | 4 | Houston | YES | -0.12241 | 165 | 91.8 | 165 |  | 1.0362 | Cogen | -1 | 0.22739 | 0 | 0 |  |  | 0 | 0 | -0.22739 | 0 | 0.21191 | 0.2914 |  |  |  |  | 48 | 0.073539
48791 | PSA_GT1_8160 | 1 | Houston | YES | -0.12241 | 52 | 20.8 | 65 | 0 | 1.0362 | Cogen | -1 | 0.22738 | 0 | 0 |  |  | 0 | 0 | -0.22738 | 0 | 0.21191 | 0.2914 |  |  |  |  | 49 | 0.073539
48792 | PSA_GT2_8155 | 2 | Houston | YES | -0.12241 | 52.8 | 20.3 | 66 | 0 | 1.0362 | Cogen | -1 | 0.22738 | 0 | 0 |  |  | 0 | 0 | -0.22738 | 0 | 0.21191 | 0.2914 |  |  |  |  | 50 | 0.079491
48793 | PSA_GT3_8150 | 3 | Houston | YES | -0.12241 | 56 | 20.3 | 70 | 0 | 1.0362 | Cogen | -1 | 0.22738 | 0 | 0 |  |  | 0 | 0 | -0.22738 | 0 | 0.21191 | 0.2914 |  |  |  |  | 51 | 0.079491
48794 | PSA_GT4_8145 | 4 | Houston | YES | -0.12241 | 52.8 | 20.3 | 66 | 0 | 1.0362 | Cogen | -1 | 0.22738 | 0 | 0 |  |  | 0 | 0 | -0.22738 | 0 | 0.21191 | 0.2914 |  |  |  |  | 52 | 0.079491
48795 | PSA_GT5_8140 | 5 | Houston | YES | -0.12241 | 51.2 | 20.3 | 64 | 0 | 1.0362 | Cogen | -1 | 0.22738 | 0 | 0 |  |  | 0 | 0 | -0.22738 | 0 | 0.21191 | 0.2914 |  |  |  |  | 53 | 0.079491
48796 | PSA_GN1_8165 | 1 | Houston | YES | -0.12241 | 83.2 | 43.1 | 104 | 0 | 1.0362 | Cogen | -1 | 0.22738 | 0 | 0 |  |  | 0 | 0 | -0.22738 | 0 | 0.21191 | 0.2914 |  |  |  |  | 54 | 0.079491
48797 | PSA_GT6_8135 | 6 | Houston | YES | -0.12241 | 47.2 | 34.5 | 59 | 0 | 1.0362 | Cogen | -1 | 0.22738 | 0 | 0 |  |  | 0 | 0 | -0.22738 | 0 | 0.21191 | 0.2914 |  |  |  |  | 55 | 0.079491
48511 | LPE_GT1_8070 | 1 | Houston | YES | -0.1219 | 42 | 0 | 42 | 0 | 1.0362 | GGT | -1 | 0.22688 | 42 | 42 |  |  | -5.1198 | 42 | -0.22688 | -9.5288 | 0.21389 | 0.29401 |  |  |  |  | 56 | 0.079491
48512 | LPE_GT2_8075 | 2 | Houston | YES | -0.1219 | 42 | 0 | 42 | 0 | 1.0362 | GGT | -1 | 0.22688 | 42 | 42 |  |  | -5.1198 | 42 | -0.22688 | -9.5288 | 0.21588 | 0.29661 |  |  |  |  | 57 | 0.079491
48513 | LPE_GT3_8080 | 3 | Houston | YES | -0.1219 | 39 | 0 | 39 | 0 | 1.0362 | GGT | -1 | 0.22688 | 39 | 39 |  |  | -4.7541 | 39 | -0.22688 | -8.8482 | 0.21772 | 0.29903 |  |  |  |  | 58 | 0.079491
48514 | LPE_GT4_8085 | 4 | Houston | YES | -0.1219 | 39 | 0 | 39 | 0 | 1.0362 | GGT | -1 | 0.22688 | 39 | 39 |  |  | -4.7541 | 39 | -0.22688 | -8.8482 | 0.21956 | 0.30145 |  |  |  |  | 59 | 0.080112
48820 | SHELLG1_3015 | 1 | Houston | YES | -0.12131 | 71 | 34.5 | 71 |  | 1.029 | Cogen | -1 | 0.22629 | 0 | 0 |  |  | 0 | 0 | -0.22629 | 0 | 0.21956 | 0.30145 |  |  |  |  | 60 | 0.080734
48821 | SHELLG2 | 2 | Houston | YES | -0.12131 | 72 | 34.5 | 72 |  | 1.029 | Cogen | -1 | 0.22629 | 0 | 0 |  |  | 0 | 0 | -0.22629 | 0 | 0.21956 | 0.30145 |  |  |  |  | 61 | 0.081312
48822 | SHELLG3_3020 | 1 | Houston | YES | -0.12131 | 39 | 0 | 39 |  | 1.029 | Cogen | -1 | 0.22629 | 0 | 0 |  |  | 0 | 0 | -0.22629 | 0 | 0.21956 | 0.30145 |  |  |  |  | 62 | 0.081889
48822 | SHELLG3_3020 | 2 | Houston | YES | -0.12131 | 30 | 0 | 30 |  | 1.029 | Cogen | -1 | 0.22629 | 0 | 0 |  |  | 0 | 0 | -0.22629 | 0 | 0.21956 | 0.30145 |  |  |  |  | 63 | 0.081889
48853 | SRB_GN3_3 | 3 | Houston | YES | -0.12103 | 170.4 | 35 | 213 |  | 1.0326 | GST | -1 | 0.22601 | 213 | 213 |  |  | -25.7796 | 213 | -0.22601 | -48.1396 | 0.22963 | 0.31462 |  |  |  |  | 64 | 0.081889
48845 | SOL_GT1 | 1 | Houston | YES | -0.12102 | 16.2 | 15.4 | 16.2 |  | 1.0326 | Solar | -1 | 0.226 | 16.2 | 16.2 |  |  | -1.9606 | 16.2 | -0.226 | -3.6612 | 0.23039 | 0.31562 |  |  |  |  | 65 | 0.081889
48611 | DIB_GT1_8080 | 1 | Houston | YES | -0.12102 | 64 | 0 | 64 | 0 | 1.0326 | Cogen | -1 | 0.22599 | 0 | 0 |  |  | 0 | 0 | -0.22599 | 0 | 0.23039 | 0.31562 |  |  |  |  | 66 | 0.081889
48612 | DIB_GT2_8075 | 2 | Houston | YES | -0.12102 | 63.2 | 0 | 63.2 | 0 | 1.0326 | Cogen | -1 | 0.22599 | 0 | 0 |  |  | 0 | 0 | -0.22599 | 0 | 0.23039 | 0.31562 |  |  |  |  | 67 | 0.084992
48613 | DIB_ST1_8085 | 3 | Houston | YES | -0.12102 | 67.9 | 30 | 82.6 | 0 | 1.0326 | Cogen | -1 | 0.22599 | 0 | 0 |  |  | 0 | 0 | -0.22599 | 0 | 0.23039 | 0.31562 |  |  |  |  | 68 | 0.085228
48614 | DIB_GT3_8090 | 4 | Houston | YES | -0.12102 | 73.6 | 15 | 73.6 | 0 | 1.0326 | Cogen | -1 | 0.22599 | 0 | 0 |  |  | 0 | 0 | -0.22599 | 0 | 0.23039 | 0.31562 |  |  |  |  | 69 | 0.085228
48854 | SRB_GN4_4 | 4 | Houston | YES | -0.12101 | 182.4 | 35 | 228 | 0 | 1.0326 | GST | -1 | 0.22598 | 228 | 228 |  |  | -27.5891 | 228 | -0.22598 | -51.5238 | 0.24116 | 0.32971 |  |  |  |  | 70 | 0.085228
48851 | SRB_GN1_1 | 1 | Houston | YES | -0.12099 | 132 | 26 | 165 | 0 | 1.0217 | GST | -1 | 0.22597 | 165 | 165 |  |  | -19.9635 | 165 | -0.22597 | -37.2847 | 0.24896 | 0.33991 |  |  |  |  | 71 | 0.085228
48852 | SRB_GN2_2 | 2 | Houston | YES | -0.12098 | 140.8 | 26 | 176 | 0 | 1.0217 | GST | -1 | 0.22596 | 176 | 176 |  |  | -21.293 | 176 | -0.22596 | -39.7689 | 0.25727 | 0.35078 |  |  |  |  | 72 | 0.085228
48855 | SRB_GT211035 | B1 | Houston | YES | -0.12098 | 0 | 0 | 18 |  | 1.014 | GGT | -1 | 0.22595 | 18 | 18 |  |  | -2.1776 | 18 | -0.22595 | -4.0671 | 0.25812 | 0.3519 |  |  |  |  | 73 | 0.088547
48855 | SRB_GT211035 | B2 | Houston | YES | -0.12098 | 0 | 0 | 12 |  | 1.014 | GGT | -1 | 0.22595 | 12 | 12 |  |  | -1.4517 | 12 | -0.22595 | -2.7114 | 0.25869 | 0.35264 |  |  |  |  | 74 | 0.090949
48740 | PSG_GN2_8050 | 1 | Houston | YES | -0.12093 | 182 | 60 | 182 | 0 | 1.0326 | Cogen | -1 | 0.2259 | 0 | 0 |  |  | 0 | 0 | -0.2259 | 0 | 0.25869 | 0.35264 |  |  |  |  | 75 | 0.093511
48741 | PSG_GT2_8040 | 1 | Houston | YES | -0.12093 | 158.6 | 50 | 158.6 | 0 | 1.0326 | Cogen | -1 | 0.2259 | 0 | 0 |  |  | 0 | 0 | -0.2259 | 0 | 0.25869 | 0.35264 |  |  |  |  | 76 | 0.093773
48742 | PSG_GT3_8060 | 1 | Houston | YES | -0.12093 | 157 | 50 | 157 | 0 | 1.0326 | Cogen | -1 | 0.2259 | 0 | 0 |  |  | 0 | 0 | -0.2259 | 0 | 0.25869 | 0.35264 |  |  |  |  | 77 | 0.093947
48551 | CAL_GT1_8045 | 1 | Houston | YES | -0.12091 | 149 | 0 | 149 | 0 | 1.0326 | Cogen | -1 | 0.22588 | 0 | 0 |  |  | 0 | 0 | -0.22588 | 0 | 0.25869 | 0.35264 |  |  |  |  | 78 | 0.093947
48552 | CAL_ST1_8000 | 2 | Houston | YES | -0.12091 | 65.1 | 0 | 65.1 | 0 | 1.0326 | Cogen | -1 | 0.22588 | 0 | 0 |  |  | 0 | 0 | -0.22588 | 0 | 0.25869 | 0.35264 |  |  |  |  | 79 | 0.093947
48761 | PR_GT1__9040 | 1 | Houston | YES | -0.12089 | 26 | 0 | 35 |  | 1 | Cogen | -1 | 0.22587 | 0 | 0 |  |  | 0 | 0 | -0.22587 | 0 | 0.25869 | 0.35264 |  |  |  |  | 80 | 0.093947
48641 | DPEC_GT15040 | 1 | Houston | YES | -0.12088 | 163.2 | 98 | 163.2 | 0 | 1.0319 | CC | -1 | 0.22586 | 163.2 | 163.2 |  |  | -19.7276 | 163.2 | -0.22586 | -36.8598 | 0.2664 | 0.36272 |  |  |  |  | 81 | 0.093947
48642 | DPEC_GT25025 | 2 | Houston | YES | -0.12088 | 157.1 | 98 | 157.1 | 0 | 1.0319 | CC | -1 | 0.22586 | 157.1 | 157.1 |  |  | -18.9902 | 157.1 | -0.22586 | -35.4821 | 0.27382 | 0.37242 |  |  |  |  | 82 | 0.093947
48643 | DPEC_GT35010 | 3 | Houston | YES | -0.12088 | 157.5 | 98 | 157.5 | 0 | 1.0319 | CC | -1 | 0.22586 | 157.5 | 157.5 |  |  | -19.0386 | 157.5 | -0.22586 | -35.5724 | 0.28126 | 0.38215 |  |  |  |  | 83 | 0.093947
48644 | DPEC_GT45070 | 4 | Houston | YES | -0.12088 | 157 | 98 | 157 | 0 | 1.0319 | CC | -1 | 0.22586 | 157 | 157 |  |  | -18.9782 | 157 | -0.22586 | -35.4595 | 0.28868 | 0.39185 |  |  |  |  | 84 | 0.096318
48645 | DPEC_ST55065 | 5 | Houston | YES | -0.12088 | 282 | 0 | 282 | 0 | 1.0319 | CC | -1 | 0.22586 | 282 | 282 |  |  | -34.0882 | 282 | -0.22586 | -63.6916 | 0.30201 | 0.40927 |  |  |  |  | 85 | 0.0986
48841 | SJS_GT1_GT1 | 1 | Houston | YES | -0.1203 | 62.4 | 49 | 78 | 0 | 1.0362 | Cogen | -1 | 0.22527 | 0 | 0 |  |  | 0 | 0 | -0.22527 | 0 | 0.30201 | 0.40927 |  |  |  |  | 86 | 0.10089
48842 | SJS_GT2_GT2 | 2 | Houston | YES | -0.1203 | 64.8 | 49 | 81 | 0 | 1.0362 | Cogen | -1 | 0.22527 | 0 | 0 |  |  | 0 | 0 | -0.22527 | 0 | 0.30201 | 0.40927 |  |  |  |  | 87 | 0.10317
48531 | BYU_GT1_8075 | 1 | Houston | YES | -0.11964 | 65 | 0 | 65 |  | 1.0362 | Cogen | -1 | 0.22461 | 0 | 0 |  |  | 0 | 0 | -0.22461 | 0 | 0.30201 | 0.40927 |  |  |  |  | 88 | 0.10726
48532 | BYU_GT2_8055 | 2 | Houston | YES | -0.11964 | 62 | 0 | 62 |  | 1.0362 | Cogen | -1 | 0.22461 | 0 | 0 |  |  | 0 | 0 | -0.22461 | 0 | 0.30201 | 0.40927 |  |  |  |  | 89 | 0.10726
48533 | BYU_GT3_8060 | 3 | Houston | YES | -0.11964 | 67 | 0 | 67 |  | 1.0362 | Cogen | -1 | 0.22461 | 0 | 0 |  |  | 0 | 0 | -0.22461 | 0 | 0.30201 | 0.40927 |  |  |  |  | 90 | 0.10726
48534 | BYU_GT4_8065 | 4 | Houston | YES | -0.11964 | 65 | 0 | 65 |  | 1.0362 | Cogen | -1 | 0.22461 | 0 | 0 |  |  | 0 | 0 | -0.22461 | 0 | 0.30201 | 0.40927 |  |  |  |  | 91 | 0.10726
48561 | CTL_GT2_8130 | 1 | Houston | YES | -0.1194 | 73.5 | 30.3 | 91.9 |  | 1.0362 | Cogen | -1 | 0.22438 | 0 | 0 |  |  | 0 | 0 | -0.22438 | 0 | 0.30201 | 0.40927 |  |  |  |  | 92 | 0.10726
48562 | CTL_GT3_8135 | 2 | Houston | YES | -0.1194 | 70.1 | 30.3 | 87.6 |  | 1.0362 | Cogen | -1 | 0.22438 | 0 | 0 |  |  | 0 | 0 | -0.22438 | 0 | 0.30201 | 0.40927 |  |  |  |  | 93 | 0.10726
48563 | CTL_GT4_8140 | 3 | Houston | YES | -0.1194 | 69.6 | 30.3 | 87 |  | 1.0362 | Cogen | -1 | 0.22438 | 0 | 0 |  |  | 0 | 0 | -0.22438 | 0 | 0.30201 | 0.40927 |  |  |  |  | 94 | 0.10726
48564 | CTL_GN1_8145 | 4 | Houston | YES | -0.1194 | 43.6 | 12.9 | 54.5 |  | 1.0362 | Cogen | -1 | 0.22438 | 0 | 0 |  |  | 0 | 0 | -0.22438 | 0 | 0.30201 | 0.40927 |  |  |  |  | 95 | 0.10726
48565 | CTL_GN2_8155 | 5 | Houston | YES | -0.1194 | 9.8 | 3.4 | 12.2 |  | 1.0362 | Cogen | -1 | 0.22438 | 0 | 0 |  |  | 0 | 0 | -0.22438 | 0 | 0.30201 | 0.40927 |  |  |  |  | 96 | 0.10726
48772 | PHR_GN2_2 | MB | Houston | YES | -0.11818 | 0 | 72 | 459 |  | 1.0362 | GSC | -1 | 0.22316 | 0 | 0 |  |  | 0 | 0 | -0.22316 | 0 | 0.30201 | 0.40927 |  |  |  |  | 97 | 0.10726
48591 | CHE_GT2_5030 | 2 | Houston | YES | -0.11769 | 173 | 50 | 173 |  | 1.029 | Cogen | -1 | 0.22267 | 0 | 0 |  |  | 0 | 0 | -0.22267 | 0 | 0.30201 | 0.40927 |  |  |  |  | 98 | 0.10726
48811 | CVC_GT3_5045 | 3 | Houston | YES | -0.11769 | 156 | 91.8 | 156 | 0 | 1.029 | Cogen | -1 | 0.22267 | 0 | 0 |  |  | 0 | 0 | -0.22267 | 0 | 0.30201 | 0.40927 |  |  |  |  | 99 | 0.10726
48812 | CVC_GT2_5020 | 2 | Houston | YES | -0.11769 | 158 | 91.8 | 158 | 0 | 1.029 | Cogen | -1 | 0.22267 | 0 | 0 |  |  | 0 | 0 | -0.22267 | 0 | 0.30201 | 0.40927 |  |  |  |  | 100 | 0.10726
48813 | CVC_GT1_5035 | 1 | Houston | YES | -0.11769 | 160 | 91.8 | 160 | 0 | 1.029 | Cogen | -1 | 0.22267 | 0 | 0 |  |  | 0 | 0 | -0.22267 | 0 | 0.30201 | 0.40927 |  |  |  |  | 101 | 0.10726
48814 | CVC_ST5_5040 | 1 | Houston | YES | -0.11769 | 162 | 91.8 | 162 | 0 | 1.029 | Cogen | -1 | 0.22267 | 0 | 0 |  |  | 0 | 0 | -0.22267 | 0 | 0.30201 | 0.40927 |  |  |  |  | 102 | 0.10726
38580 | TNBP_CGN1_8 | 1 | Houston | YES | -0.11692 | 70.8 | 0 | 70.8 | 0 | 1.005 | Cogen | -1 | 0.2219 | 0 | 0 |  |  | 0 | 0 | -0.2219 | 0 | 0.30201 | 0.40927 |  |  |  |  | 103 | 0.10726
38590 | TNBP_CGN2_8 | 2 | Houston | YES | -0.11692 | 66.7 | 0 | 66.7 | 0 | 1.005 | Cogen | -1 | 0.2219 | 0 | 0 |  |  | 0 | 0 | -0.2219 | 0 | 0.30201 | 0.40927 |  |  |  |  | 104 | 0.10726
38600 | TNBP_CGN3_8 | 5 | Houston | YES | -0.11692 | 53 | 0 | 53 | 0 | 1.005 | Cogen | -1 | 0.2219 | 0 | 0 |  |  | 0 | 0 | -0.2219 | 0 | 0.30201 | 0.40927 |  |  |  |  | 105 | 0.10726
38611 | TNBPAMCG1_8 | 1 | Houston | YES | -0.11692 | 153.2 | 0 | 153.2 | 0 | 1.005 | Cogen | -1 | 0.2219 | 0 | 0 |  |  | 0 | 0 | -0.2219 | 0 | 0.30201 | 0.40927 |  |  |  |  | 106 | 0.10726
38612 | TNBPAMCG2_8 | 2 | Houston | YES | -0.11692 | 153.5 | 0 | 153.5 | 0 | 1.005 | Cogen | -1 | 0.2219 | 0 | 0 |  |  | 0 | 0 | -0.2219 | 0 | 0.30201 | 0.40927 |  |  |  |  | 107 | 0.10726
38613 | TNBPAMCG3_8 | 3 | Houston | YES | -0.11692 | 152.3 | 0 | 152.3 | 0 | 1.005 | Cogen | -1 | 0.2219 | 0 | 0 |  |  | 0 | 0 | -0.2219 | 0 | 0.30201 | 0.40927 |  |  |  |  | 108 | 0.10726
38614 | TNBPAMCG4_8 | 4 | Houston | YES | -0.11692 | 96 | 0 | 96 |  | 1.005 | Cogen | -1 | 0.2219 | 0 | 0 |  |  | 0 | 0 | -0.2219 | 0 | 0.30201 | 0.40927 |  |  |  |  | 109 | 0.10726
38615 | TNBPAMCG5_8 | 1 | Houston | YES | -0.11692 | 244 | 0 | 244 | 0 | 1.005 | Cogen | -1 | 0.2219 | 0 | 0 |  |  | 0 | 0 | -0.2219 | 0 | 0.30201 | 0.40927 |  |  |  |  | 110 | 0.10726
38690 | TNBP_CGN4_8 | 3 | Houston | YES | -0.11692 | 40 | 0 | 40 |  | 1.005 | Cogen | -1 | 0.2219 | 0 | 0 |  |  | 0 | 0 | -0.2219 | 0 | 0.30201 | 0.40927 |  |  |  |  | 111 | 0.10726
38711 | TNTXCTY1CG8 | 1 | Houston | YES | -0.11692 | 100.3 | 59 | 100.3 | 0 | 1 | Cogen | -1 | 0.2219 | 0 | 0 |  |  | 0 | 0 | -0.2219 | 0 | 0.30201 | 0.40927 |  |  |  |  | 112 | 0.10726
38712 | TNTXCTY2CG8 | 1 | Houston | YES | -0.11692 | 92.9 | 59 | 92.9 | 0 | 1 | Cogen | -1 | 0.2219 | 0 | 0 |  |  | 0 | 0 | -0.2219 | 0 | 0.30201 | 0.40927 |  |  |  |  | 113 | 0.10726
38713 | TNTXCTY3CG8 | 1 | Houston | YES | -0.11692 | 102.7 | 59 | 102.7 | 0 | 1 | Cogen | -1 | 0.2219 | 0 | 0 |  |  | 0 | 0 | -0.2219 | 0 | 0.30201 | 0.40927 |  |  |  |  | 114 | 0.10726
38714 | TNTXCTY4CG8 | 1 | Houston | YES | -0.11692 | 103 | 59 | 103 | 0 | 1 | Cogen | -1 | 0.2219 | 0 | 0 |  |  | 0 | 0 | -0.2219 | 0 | 0.30201 | 0.40927 |  |  |  |  | 115 | 0.10726
39470 | TNDOWCGNSG8 | 1 | Houston | YES | -0.11692 | 32 | 10 | 32 | 0 | 0.985 | Cogen | -1 | 0.2219 | 0 | 0 |  |  | 0 | 0 | -0.2219 | 0 | 0.30201 | 0.40927 |  |  |  |  | 116 | 0.10726
39480 | TNDOWCGNGG8 | 1 | Houston | YES | -0.11692 | 30 | 10 | 30 | 0 | 0.985 | Cogen | -1 | 0.2219 | 0 | 0 |  |  | 0 | 0 | -0.2219 | 0 | 0.30201 | 0.40927 |  |  |  |  | 117 | 0.10726
48921 | WAP_GN1_1 | 1 | Houston | YES | -0.11623 | 132.8 | 37 | 166 | 0 | 1.0362 | GST | -1 | 0.22121 | 166 | 166 |  |  | -19.2948 | 166 | -0.22121 | -36.721 | 0.30985 | 0.41931 |  |  |  |  | 118 | 0.10726
48922 | WAP_GN2_2 | 2 | Houston | YES | -0.11623 | 132.8 | 37 | 166 | 0 | 1.0362 | GST | -1 | 0.22121 | 166 | 166 |  |  | -19.2948 | 166 | -0.22121 | -36.721 | 0.31769 | 0.42936 |  |  |  |  | 119 | 0.10726
48923 | WAP_GN3_3 | 3 | Houston | YES | -0.11623 | 198.4 | 93 | 248 | 0 | 1.0362 | GST | -1 | 0.22121 | 248 | 248 |  |  | -28.826 | 248 | -0.22121 | -54.8602 | 0.32941 | 0.44436 |  |  |  |  | 120 | 0.10726
48924 | WAP_GN4_4 | 4 | Houston | YES | -0.11623 | 546 | 217 | 546 | 0 | 1.0362 | GSC | -1 | 0.22121 | 546 | 546 |  |  | -63.4638 | 546 | -0.22121 | -120.781 | 0.3552 | 0.47739 |  |  |  |  | 121 | 0.10947
48925 | WAP_GN5_5 | 5 | Houston | YES | -0.11623 | 607.1 | 278 | 654 | 0 | 0.985 | LIGCO | -1 | 0.22121 | 0 | 654 |  |  | 0 | 0 | -0.22121 | 0 | 0.3552 | 0.47739 |  |  |  |  | 122 | 0.11167
48929 | WAPGT21_GT1 | B1 | Houston | YES | -0.11623 | 0 | 0 | 13 |  | 1.05 | GGT | -1 | 0.22121 | 13 | 13 |  |  | -1.511 | 13 | -0.22121 | -2.8757 | 0.35582 | 0.47818 |  |  |  |  | 123 | 0.11495
48510 | AK_GT1__8040 | 1 | Houston | YES | -0.11316 | 33.4 | 8.1 | 34 |  | 1.029 | Cogen | -1 | 0.21814 | 0 | 0 |  |  | 0 | 0 | -0.21814 | 0 | 0.35582 | 0.47818 |  |  |  |  | 124 | 0.12219
48730 | MNS_GT | 1 | Houston | YES | -0.11221 | 43 | 0 | 46.1 |  | 1.029 | Cogen | -1 | 0.21718 | 0 | 0 |  |  | 0 | 0 | -0.21718 | 0 | 0.35582 | 0.47818 |  |  |  |  | 125 | 0.12219
48521 | BVE_GT1_GT1 | 1 | Houston | YES | -0.11063 | 167.7 | 0 | 167.7 |  | 1.035 | CC | -1 | 0.21561 | 167.7 | 167.7 |  |  | -18.5535 | 167.7 | -0.21561 | -36.1581 | 0.36374 | 0.48807 |  |  |  |  | 126 | 0.12236
48522 | BVE_GT2_5035 | 2 | Houston | YES | -0.11063 | 166.4 | 0 | 166.4 |  | 1.035 | CC | -1 | 0.21561 | 166.4 | 166.4 |  |  | -18.4097 | 166.4 | -0.21561 | -35.8778 | 0.3716 | 0.49788 |  |  |  |  | 127 | 0.12236
48523 | BVE_ST1_GN1 | 3 | Houston | YES | -0.11063 | 252.4 | 0 | 252.4 |  | 1.035 | CC | -1 | 0.21561 | 252.4 | 252.4 |  |  | -27.9243 | 252.4 | -0.21561 | -54.4204 | 0.38353 | 0.51277 |  |  |  |  | 128 | 0.12236
48926 | WAP_GN6_6 | 6 | Houston | YES | -0.11049 | 651 | 280 | 651 |  | 1.035 | LIGCO | -1 | 0.21547 | 0 | 651 |  |  | 0 | 0 | -0.21547 | 0 | 0.38353 | 0.51277 |  |  |  |  | 129 | 0.12433
48927 | WAP_GN7_7 | 7 | Houston | YES | -0.11049 | 564 | 277 | 564 |  | 1.035 | LIGCO | -1 | 0.21547 | 0 | 564 |  |  | 0 | 0 | -0.21547 | 0 | 0.38353 | 0.51277 |  |  |  |  | 130 | 0.12628
48928 | WAP_GN8_8 | 8 | Houston | YES | -0.11049 | 603 | 275 | 603 |  | 1.035 | LIGCO | -1 | 0.21547 | 0 | 603 |  |  | 0 | 0 | -0.21547 | 0 | 0.38353 | 0.51277 |  |  |  |  | 131 | 0.12924
39760 | TNSCLP1___8 | 1 | Houston | YES | -0.10581 | 93.4 | 20 | 116.8 | 0 | 1.04 | Cogen | -1 | 0.21078 | 0 | 0 |  |  | 0 | 0 | -0.21078 | 0 | 0.38353 | 0.51277 |  |  |  |  | 132 | 0.12924
39770 | TNSCLP2___8 | 1 | Houston | YES | -0.10581 | 91.6 | 20 | 114.5 | 0 | 1.04 | Cogen | -1 | 0.21078 | 0 | 0 |  |  | 0 | 0 | -0.21078 | 0 | 0.38353 | 0.51277 |  |  |  |  | 133 | 0.12924
39775 | TNSCLP4___8 | 1 | Houston | YES | -0.10581 | 95.2 | 20 | 119 | 0 | 1.04 | Cogen | -1 | 0.21078 | 0 | 0 |  |  | 0 | 0 | -0.21078 | 0 | 0.38353 | 0.51277 |  |  |  |  | 134 | 0.12924
39790 | TNSCLP3___8 | 1 | Houston | YES | -0.10581 | 87.6 | 20 | 109.5 | 0 | 1.027 | Cogen | -1 | 0.21078 | 0 | 0 |  |  | 0 | 0 | -0.21078 | 0 | 0.38353 | 0.51277 |  |  |  |  | 135 | 0.12924
48520 | BSF_GT1_8070 | 1 | Houston | YES | -0.10294 | 72 | 0 | 72 | 0 | 1.0326 | Cogen | -1 | 0.20792 | 0 | 0 |  |  | 0 | 0 | -0.20792 | 0 | 0.38353 | 0.51277 |  |  |  |  | 136 | 0.12924
48520 | BSF_GT1_8070 | 2 | Houston | YES | -0.10294 | 10 | 0 | 10 | 0 | 1.0326 | Cogen | -1 | 0.20792 | 0 | 0 |  |  | 0 | 0 | -0.20792 | 0 | 0.38353 | 0.51277 |  |  |  |  | 137 | 0.12924
49851 | DOW17000 | 37 | Houston | YES | -0.099557 | 39 | 0 | 62 | 0 | 1 | Cogen | -1 | 0.20453 | 0 | 0 |  |  | 0 | 0 | -0.20453 | 0 | 0.38353 | 0.51277 |  |  |  |  | 138 | 0.12924
49858 | DOW38100 | 31 | Houston | YES | -0.099557 | 45 | 0 | 71.4 |  | 1 | Cogen | -1 | 0.20453 | 0 | 0 |  |  | 0 | 0 | -0.20453 | 0 | 0.38353 | 0.51277 |  |  |  |  | 139 | 0.12924
49859 | DOW38200 | 33 | Houston | YES | -0.099557 | 28 | 0 | 45 | 0 | 1 | Cogen | -1 | 0.20453 | 0 | 0 |  |  | 0 | 0 | -0.20453 | 0 | 0.38353 | 0.51277 |  |  |  |  | 140 | 0.12924
49860 | DOW38300 | 32 | Houston | YES | -0.099557 | 63 | 0 | 101 |  | 1 | Cogen | -1 | 0.20453 | 0 | 0 |  |  | 0 | 0 | -0.20453 | 0 | 0.38353 | 0.51277 |  |  |  |  | 141 | 0.12924
49862 | DOW39100 | 36 | Houston | YES | -0.099557 | 54 | 0 | 86 | 0 | 1 | Cogen | -1 | 0.20453 | 0 | 0 |  |  | 0 | 0 | -0.20453 | 0 | 0.38353 | 0.51277 |  |  |  |  | 142 | 0.12924
49863 | DOW39200 | 35 | Houston | YES | -0.099557 | 55 | 0 | 88 | 0 | 1 | Cogen | -1 | 0.20453 | 0 | 0 |  |  | 0 | 0 | -0.20453 | 0 | 0.38353 | 0.51277 |  |  |  |  | 143 | 0.12924
49865 | DOW41000 | 41 | Houston | YES | -0.099557 | 31 | 0 | 50 |  | 1 | Cogen | -1 | 0.20453 | 0 | 0 |  |  | 0 | 0 | -0.20453 | 0 | 0.38353 | 0.51277 |  |  |  |  | 144 | 0.12924
49866 | DOW42000 | 42 | Houston | YES | -0.099557 | 11 | 0 | 18 |  | 1 | Cogen | -1 | 0.20453 | 0 | 0 |  |  | 0 | 0 | -0.20453 | 0 | 0.38353 | 0.51277 |  |  |  |  | 145 | 0.12924
49869 | DOW49000 | 45 | Houston | YES | -0.099557 | 59 | 0 | 94 |  | 1 | Cogen | -1 | 0.20453 | 0 | 0 |  |  | 0 | 0 | -0.20453 | 0 | 0.38353 | 0.51277 |  |  |  |  | 146 | 0.12924
49870 | DOW61000 | 61 | Houston | YES | -0.099557 | 44 | 0 | 70 | 0 | 1 | Cogen | -1 | 0.20453 | 0 | 0 |  |  | 0 | 0 | -0.20453 | 0 | 0.38353 | 0.51277 |  |  |  |  | 147 | 0.12924
49871 | DOW62000 | 62 | Houston | YES | -0.099557 | 40 | 0 | 63 | 0 | 1 | Cogen | -1 | 0.20453 | 0 | 0 |  |  | 0 | 0 | -0.20453 | 0 | 0.38353 | 0.51277 |  |  |  |  | 148 | 0.12924
49872 | DOW63000 | 63 | Houston | YES | -0.099557 | 45 | 0 | 72 | 0 | 1 | Cogen | -1 | 0.20453 | 0 | 0 |  |  | 0 | 0 | -0.20453 | 0 | 0.38353 | 0.51277 |  |  |  |  | 149 | 0.12924
49873 | DOW64000 | 64 | Houston | YES | -0.099557 | 41 | 0 | 64.8 | 0 | 1 | Cogen | -1 | 0.20453 | 0 | 0 |  |  | 0 | 0 | -0.20453 | 0 | 0.38353 | 0.51277 |  |  |  |  | 150 | 0.12924
49876 | DOW65000 | 65 | Houston | YES | -0.099557 | 63 | 0 | 101 | 0 | 1 | Cogen | -1 | 0.20453 | 0 | 0 |  |  | 0 | 0 | -0.20453 | 0 | 0.38353 | 0.51277 |  |  |  |  | 151 | 0.12924
49877 | DOW66000 | 66 | Houston | YES | -0.099557 | 61 | 0 | 97 | 0 | 1 | Cogen | -1 | 0.20453 | 0 | 0 |  |  | 0 | 0 | -0.20453 | 0 | 0.38353 | 0.51277 |  |  |  |  | 152 | 0.12924
49878 | DOW67000 | 67 | Houston | YES | -0.099557 | 65 | 0 | 103 | 0 | 1 | Cogen | -1 | 0.20453 | 0 | 0 |  |  | 0 | 0 | -0.20453 | 0 | 0.38353 | 0.51277 |  |  |  |  | 153 | 0.12924
49882 | DOW81000 | 81 | Houston | YES | -0.099557 | 47 | 0 | 76 | 0 | 1 | Cogen | -1 | 0.20453 | 0 | 0 |  |  | 0 | 0 | -0.20453 | 0 | 0.38353 | 0.51277 |  |  |  |  | 154 | 0.12924
49884 | DOW82000 | 82 | Houston | YES | -0.099557 | 51 | 0 | 80 | 0 | 1 | Cogen | -1 | 0.20453 | 0 | 0 |  |  | 0 | 0 | -0.20453 | 0 | 0.38353 | 0.51277 |  |  |  |  | 155 | 0.12924
49885 | DOW83000 | 83 | Houston | YES | -0.099557 | 51 | 0 | 80 | 0 | 1 | Cogen | -1 | 0.20453 | 0 | 0 |  |  | 0 | 0 | -0.20453 | 0 | 0.38353 | 0.51277 |  |  |  |  | 156 | 0.12924
49886 | DOW84000 | 84 | Houston | YES | -0.099557 | 107 | 0 | 171 | 0 | 0.98 | Cogen | -1 | 0.20453 | 0 | 0 |  |  | 0 | 0 | -0.20453 | 0 | 0.38353 | 0.51277 |  |  |  |  | 157 | 0.12924
48911 | TGF_GT1_8000 | 1 | Houston | YES | -0.090579 | 69.2 | 0 | 69.2 |  | 1.029 | Cogen | -1 | 0.19556 | 0 | 0 |  |  | 0 | 0 | -0.19556 | 0 | 0.38353 | 0.51277 |  |  |  |  | 158 | 0.12924
48731 | CBE_GT1 | 1 | Houston | YES | -0.087002 | 76 | 0 | 76 | 0 | 1.029 | CC | -1 | 0.19198 | 76 | 76 |  |  | -6.6122 | 76 | -0.19198 | -14.5904 | 0.38712 | 0.51676 |  |  |  |  | 159 | 0.12924
48732 | CBE_GT2 | 1 | Houston | YES | -0.087002 | 76 | 0 | 76 | 0 | 1.029 | CC | -1 | 0.19198 | 76 | 76 |  |  | -6.6122 | 76 | -0.19198 | -14.5904 | 0.39071 | 0.52075 |  |  |  |  | 160 | 0.12924
48733 | CBE_ST12 | 1 | Houston | YES | -0.087002 | 105 | 0 | 105 | 0 | 1.029 | CC | -1 | 0.19198 | 105 | 105 |  |  | -9.1352 | 105 | -0.19198 | -20.1578 | 0.39567 | 0.52626 |  |  |  |  | 161 | 0.12924
48734 | CBE_GT3 | 1 | Houston | YES | -0.087002 | 76 | 0 | 76 | 0 | 1.029 | CC | -1 | 0.19198 | 76 | 76 |  |  | -6.6122 | 76 | -0.19198 | -14.5904 | 0.39926 | 0.53025 |  |  |  |  | 162 | 0.12964
48735 | CBE_GT4 | 1 | Houston | YES | -0.087002 | 76 | 0 | 76 | 0 | 1.029 | CC | -1 | 0.19198 | 76 | 76 |  |  | -6.6122 | 76 | -0.19198 | -14.5904 | 0.40285 | 0.53424 |  |  |  |  | 163 | 0.13004
48736 | CBE_ST34 | 1 | Houston | YES | -0.087002 | 105 | 0 | 105 | 0 | 1.029 | CC | -1 | 0.19198 | 105 | 105 |  |  | -9.1352 | 105 | -0.19198 | -20.1578 | 0.40781 | 0.53975 |  |  |  |  | 164 | 0.13059
5911 | STP_GN1___1 | 1 | Houston | YES | -0.086157 | 1333 | 1249 | 1333 | 0 | 1.0406 | Nuc | -1 | 0.19113 | 0 | 0 |  |  | 0 | 0 | -0.19113 | 0 | 0.40781 | 0.53975 |  |  |  |  | 165 | 0.13099
5912 | STP_GN2___2 | 2 | Houston | YES | -0.086157 | 1332 | 1249 | 1332 | 0 | 1.0406 | Nuc | -1 | 0.19113 | 0 | 0 |  |  | 0 | 0 | -0.19113 | 0 | 0.40781 | 0.53975 |  |  |  |  | 166 | 0.13139
8134 | FOR #1 | 1 | South | YES | -0.059407 | 54.1 | 45 | 79 | 0 | 1 | Cogen | -1 | 0.16438 | 0 | 0 |  |  |  |  | -0.16438 | 0 | 0.40781 | 0.53975 |  |  |  |  | 167 | 0.13194
8138 | FOR #2 | 2 | South | YES | -0.059407 | 63.1 | 45 | 81 | 0 | 1 | Cogen | -1 | 0.16438 | 0 | 0 |  |  |  |  | -0.16438 | 0 | 0.40781 | 0.53975 |  |  |  |  | 168 | 0.13194
8153 | FOR #3 | 3 | South | YES | -0.059407 | 63.1 | 45 | 79.9 | 0 | 1 | Cogen | -1 | 0.16438 | 0 | 0 |  |  |  |  | -0.16438 | 0 | 0.40781 | 0.53975 |  |  |  |  | 169 | 0.13194
8154 | FOR #4 | 4 | South | YES | -0.059407 | 63.1 | 60 | 80 | 0 | 1 | Cogen | -1 | 0.16438 | 0 | 0 |  |  |  |  | -0.16438 | 0 | 0.40781 | 0.53975 |  |  |  |  | 170 | 0.13194
8155 | FOR #5 | 5 | South | YES | -0.059407 | 63.1 | 60 | 78.4 | 0 | 1 | Cogen | -1 | 0.16438 | 0 | 0 |  |  |  |  | -0.16438 | 0 | 0.40781 | 0.53975 |  |  |  |  | 171 | 0.13194
8156 | FOR #6 | 6 | South | YES | -0.059407 | 24.9 | 5 | 25 | 0 | 1 | Cogen | -1 | 0.16438 | 0 | 0 |  |  |  |  | -0.16438 | 0 | 0.40781 | 0.53975 |  |  |  |  | 172 | 0.13194
8157 | FOR #7 | 7 | South | YES | -0.059407 | 28.8 | 5 | 46 | 0 | 1 | Cogen | -1 | 0.16438 | 0 | 0 |  |  |  |  | -0.16438 | 0 | 0.40781 | 0.53975 |  |  |  |  | 173 | 0.13194
80051 | FOR #8 | 8 | South | YES | -0.059407 | 28 | 28 | 28 |  | 1 | Cogen | -1 | 0.16438 | 0 | 0 |  |  |  |  | -0.16438 | 0 | 0.40781 | 0.53975 |  |  |  |  | 174 | 0.13194
80052 | FOR #9 | 9 | South | YES | -0.059407 | 29.7 | 5 | 43.6 | 0 | 1 | Cogen | -1 | 0.16438 | 0 | 0 |  |  |  |  | -0.16438 | 0 | 0.40781 | 0.53975 |  |  |  |  | 175 | 0.13194
80053 | FOR #10 | 10 | South | YES | -0.059407 | 68.4 | 45 | 75 | 0 | 1 | Cogen | -1 | 0.16438 | 0 | 0 |  |  |  |  | -0.16438 | 0 | 0.40781 | 0.53975 |  |  |  |  | 176 | 0.13194
80226 | ALCOA G | 1 | South | YES | -0.058649 | 32.3 | 5 | 48 | 0 | 1.015 | Cogen | -1 | 0.16363 | 0 | 0 |  |  |  |  | -0.16363 | 0 | 0.40781 | 0.53975 |  |  |  |  | 177 | 0.13194
8147 | UCAR #2 | 10 | South | YES | -0.056136 | 18.2 | 0 | 28 |  | 1 | Cogen | -1 | 0.16111 | 0 | 0 |  |  |  |  | -0.16111 | 0 | 0.40781 | 0.53975 |  |  |  |  | 178 | 0.13194
8148 | UCAR #1 | 2 | South | YES | -0.056136 | 6.1 | 0 | 7 | 0 | 1.009 | Cogen | -1 | 0.16111 | 0 | 0 |  |  |  |  | -0.16111 | 0 | 0.40781 | 0.53975 |  |  |  |  | 179 | 0.13194
80137 | CSDR89 | 8 | South | YES | -0.056136 | 33.9 | 0 | 39 | 0 | 1.003 | DCTie | -1 | 0.16111 | 0 | 0 |  |  |  |  | -0.16111 | 0 | 0.40781 | 0.53975 |  |  |  |  | 180 | 0.13194
80137 | CSDR89 | 9 | South | YES | -0.056136 | 15 | 0 | 15 | 0 | 1.003 | DCTie | -1 | 0.16111 | 0 | 0 |  |  |  |  | -0.16111 | 0 | 0.40781 | 0.53975 |  |  |  |  | 181 | 0.13194
80138 | CSDR7 | 7 | South | YES | -0.056136 | 6.1 | 0 | 7 | 0 | 1.014 | DCTie | -1 | 0.16111 | 0 | 0 |  |  |  |  | -0.16111 | 0 | 0.40781 | 0.53975 |  |  |  |  | 182 | 0.13194
80139 | CSDR56 | 5 | South | YES | -0.056136 | 15 | 0 | 15 |  | 1.0033 | DCTie | -1 | 0.16111 | 0 | 0 |  |  |  |  | -0.16111 | 0 | 0.40781 | 0.53975 |  |  |  |  | 183 | 0.13194
80139 | CSDR56 | 6 | South | YES | -0.056136 | 0 | 0 | 39 |  | 1.0033 | DCTie | -1 | 0.16111 | 0 | 0 |  |  |  |  | -0.16111 | 0 | 0.40781 | 0.53975 |  |  |  |  | 184 | 0.13194
80140 | CSDR11 | 11 | South | YES | -0.056136 | 33.9 | 0 | 39 | 0 | 1.03 | DCTie | -1 | 0.16111 | 0 | 0 |  |  |  |  | -0.16111 | 0 | 0.40781 | 0.53975 |  |  |  |  | 185 | 0.13194
80227 | AIRCO G | 1 | South | YES | -0.055741 | 7.2 | 0 | 8 | 0 | 1.0104 | Cogen | -1 | 0.16072 | 0 | 0 |  |  |  |  | -0.16072 | 0 | 0.40781 | 0.53975 |  |  |  |  | 186 | 0.13194
80224 | VISTRONG1 | 1 | South | YES | -0.055143 | 13.1 | 0 | 15 | 0 | 1.01 | Cogen | -1 | 0.16012 | 0 | 0 |  |  |  |  | -0.16012 | 0 | 0.40781 | 0.53975 |  |  |  |  | 187 | 0.13194
80225 | VISTRONG2 | 2 | South | YES | -0.055143 | 20.2 | 0 | 23 | 0 | 1.01 | Cogen | -1 | 0.16012 | 0 | 0 |  |  |  |  | -0.16012 | 0 | 0.40781 | 0.53975 |  |  |  |  | 188 | 0.13194
5503 | RAYBURNGEN3 | 1 | South | YES | -0.053858 | 17.6 | 6 | 22 | 0 | 1.0224 | GST | -1 | 0.15883 | 22 | 22 |  |  |  |  | -0.15883 | -3.4944 | 0.40885 | 0.54071 |  |  |  |  | 189 | 0.13194
5505 | RAYBURNGEN1 | 1 | South | YES | -0.053858 | 0 | 1 | 11 |  | 1.0223 | GGT | -1 | 0.15883 | 11 | 11 |  |  |  |  | -0.15883 | -1.7472 | 0.40937 | 0.54119 |  |  |  |  | 190 | 0.13194
5506 | RAYBURNGEN2 | 1 | South | YES | -0.053858 | 0 | 1 | 11 |  | 1.0223 | GGT | -1 | 0.15883 | 11 | 11 |  |  |  |  | -0.15883 | -1.7472 | 0.40989 | 0.54166 |  |  |  |  | 191 | 0.13194
8066 | DUP1V#1 | 1 | South | YES | -0.053448 | 52.3 | 0 | 73 | 0 | 1.01 | Cogen | -1 | 0.15842 | 0 | 0 |  |  |  |  | -0.15842 | 0 | 0.40989 | 0.54166 |  |  |  |  | 192 | 0.13186
5508 | RAYBURNCC9 | 1 | South | YES | -0.053382 | 47.7 | 18.2 | 47.7 | 0 | 1.0296 | CC | -1 | 0.15836 | 47.7 | 47.7 |  |  |  |  | -0.15836 | -7.5537 | 0.41214 | 0.54373 |  |  |  |  | 193 | 0.13182
5509 | RAYBURNCC10 | 1 | South | YES | -0.053382 | 37.3 | 5.2 | 37.3 | 0 | 1.0296 | CC | -1 | 0.15836 | 37.3 | 37.3 |  |  |  |  | -0.15836 | -5.9068 | 0.41391 | 0.54535 |  |  |  |  | 194 | 0.13178
5511 | RAYBURNCC7 | 1 | South | YES | -0.053382 | 47.5 | 18.2 | 47.5 | 0 | 1.0296 | CC | -1 | 0.15836 | 47.5 | 47.5 |  |  |  |  | -0.15836 | -7.522 | 0.41615 | 0.5474 |  |  |  |  | 195 | 0.13178
5512 | RAYBURNCC8 | 1 | South | YES | -0.053382 | 49.3 | 18.2 | 49.3 | 0 | 1.0296 | CC | -1 | 0.15836 | 49.3 | 49.3 |  |  |  |  | -0.15836 | -7.8071 | 0.41848 | 0.54954 |  |  |  |  | 196 | 0.13159
8173 | VICEC51A | 5 | South | YES | -0.052451 | 144 | 18 | 144 | 0 | 1.025 | CC | -1 | 0.15743 | 144 | 144 |  |  |  |  | -0.15743 | -22.6696 | 0.42528 | 0.55574 |  |  |  |  | 197 | 0.13144
8174 | VICEC61A | 6 | South | YES | -0.052451 | 188 | 42 | 188 | 0 | 1.025 | CC | -1 | 0.15743 | 188 | 188 |  |  |  |  | -0.15743 | -29.5964 | 0.43416 | 0.56383 |  |  |  |  | 198 | 0.13125
8926 | LGE_GT10A | 1 | South | YES | -0.052117 | 158 | 0 | 158 | 0 | 1.03 | Cogen | -1 | 0.15709 | 0 | 0 |  |  |  |  | -0.15709 | 0 | 0.43416 | 0.56383 |  |  |  |  | 199 | 0.13106
8927 | LGE_GT20A | 2 | South | YES | -0.052117 | 153 | 0 | 153 | 0 | 1.03 | Cogen | -1 | 0.15709 | 0 | 0 |  |  |  |  | -0.15709 | 0 | 0.43416 | 0.56383 |  |  |  |  | 200 | 0.13046
8928 | LGE_STG0A | 3 | South | YES | -0.052117 | 100 | 0 | 100 | 0 | 1.03 | Cogen | -1 | 0.15709 | 0 | 0 |  |  |  |  | -0.15709 | 0 | 0.43416 | 0.56383 |  |  |  |  | 201 | 0.12967
8930 | ICPGN10A | 1 | South | YES | -0.052117 | 149 | 0 | 149 | 0 | 1.03 | Cogen | -1 | 0.15709 | 0 | 0 |  |  |  |  | -0.15709 | 0 | 0.43416 | 0.56383 |  |  |  |  | 202 | 0.12967
8931 | ICPGN20A | 2 | South | YES | -0.052117 | 150 | 0 | 150 | 0 | 1.03 | Cogen | -1 | 0.15709 | 0 | 0 |  |  |  |  | -0.15709 | 0 | 0.43416 | 0.56383 |  |  |  |  | 203 | 0.12967
8932 | ICPGN30A | 3 | South | YES | -0.052117 | 127 | 0 | 127 | 0 | 1.03 | Cogen | -1 | 0.15709 | 0 | 0 |  |  |  |  | -0.15709 | 0 | 0.43416 | 0.56383 |  |  |  |  | 204 | 0.12967
80223 | REYSHR G | 1 | South | YES | -0.052117 | 12 | 0 | 12 | 0 | 1.032 | Cogen | -1 | 0.15709 | 0 | 0 |  |  |  |  | -0.15709 | 0 | 0.43416 | 0.56383 |  |  |  |  | 205 | 0.12967
8442 | NBEC7 | 7 | South | YES | -0.051092 | 0 | 81 | 367 |  | 1.0298 | GST | -1 | 0.15607 | 367 | 367 |  |  |  |  | -0.15607 | -57.2772 | 0.4515 | 0.5795 |  |  |  |  | 206 | 0.12967
8442 | NBEC7 | MB | South | YES | -0.051092 | 0 | 81 | 367 |  | 1.0298 | GST | -1 | 0.15607 | 0 | 0 |  |  |  |  | -0.15607 | 0 | 0.4515 | 0.5795 |  |  |  |  | 207 | 0.12967
8560 | CNOPGT1 | 1 | South | YES | -0.051081 | 148.3 | 0 | 148.3 | 0 | 1.03 | Cogen | -1 | 0.15606 | 0 | 0 |  |  |  |  | -0.15606 | 0 | 0.4515 | 0.5795 |  |  |  |  | 208 | 0.12967
8561 | CNOPGT2 | 2 | South | YES | -0.051081 | 148.6 | 0 | 148.6 | 0 | 1.03 | Cogen | -1 | 0.15606 | 0 | 0 |  |  |  |  | -0.15606 | 0 | 0.4515 | 0.5795 |  |  |  |  | 209 | 0.128
8562 | CNOPST1 | 3 | South | YES | -0.051081 | 153 | 0 | 153 | 0 | 1.03 | Cogen | -1 | 0.15606 | 0 | 0 |  |  |  |  | -0.15606 | 0 | 0.4515 | 0.5795 |  |  |  |  | 210 | 0.128
8456 | COSW#1 | 1 | South | YES | -0.051023 | 20 | 0 | 20 | 0 | 1.027 | Cogen | -1 | 0.156 | 0 | 0 |  |  |  |  | -0.156 | 0 | 0.4515 | 0.5795 |  |  |  |  | 211 | 0.128
8457 | COSW#2 | 2 | South | YES | -0.051023 | 14 | 0 | 14 | 0 | 1.027 | Cogen | -1 | 0.156 | 0 | 0 |  |  |  |  | -0.156 | 0 | 0.4515 | 0.5795 |  |  |  |  | 212 | 0.128
8459 | B_DAVIS0B | MB | South | YES | -0.050906 | 0 | 50 | 339 |  | 1.03 | GSC | -1 | 0.15588 | 0 | 0 |  |  |  |  | -0.15588 | 0 | 0.4515 | 0.5795 |  |  |  |  | 213 | 0.128
8460 | B_DAVIS0A | MB | South | YES | -0.050906 | 0 | 50 | 340 |  | 1.03 | GSC | -1 | 0.15588 | 0 | 0 |  |  |  |  | -0.15588 | 0 | 0.4515 | 0.5795 |  |  |  |  | 214 | 0.128
80263 | B_DAVIS31A | 3 | South | YES | -0.050906 | 0 | 0 | 180 |  | 1.0366 | CC | -1 | 0.15588 | 180 | 180 |  |  |  |  | -0.15588 | -28.0589 | 0.46001 | 0.58717 |  |  |  |  | 215 | 0.128
80264 | B_DAVIS41A | 4 | South | YES | -0.050906 | 0 | 0 | 180 |  | 1.0366 | CC | -1 | 0.15588 | 180 | 180 |  |  |  |  | -0.15588 | -28.0589 | 0.46851 | 0.59485 |  |  |  |  | 216 | 0.128
8506 | VAL #1 | 1 | South | YES | -0.0508 | 20.9 | 0 | 25 | 0 | 1.0055 | Cogen | -1 | 0.15578 | 0 | 0 |  |  |  |  | -0.15578 | 0 | 0.46851 | 0.59485 |  |  |  |  | 217 | 0.128
8507 | VAL #2 | 2 | South | YES | -0.0508 | 20.9 | 0 | 25 | 0 | 1.0055 | Cogen | -1 | 0.15578 | 0 | 0 |  |  |  |  | -0.15578 | 0 | 0.46851 | 0.59485 |  |  |  |  | 218 | 0.12717
8511 | OXY_CC0A | 1 | South | YES | -0.050724 | 30.3 | 0 | 38 | 0 | 1.027 | Cogen | -1 | 0.1557 | 0 | 0 |  |  |  |  | -0.1557 | 0 | 0.46851 | 0.59485 |  |  |  |  | 219 | 0.12634
8461 | KOCH_UP0A | 1 | South | YES | -0.050682 | 38 | 0 | 38 | 0 | 1.012 | Cogen | -1 | 0.15566 | 0 | 0 |  |  |  |  | -0.15566 | 0 | 0.46851 | 0.59485 |  |  |  |  | 220 | 0.12634
8517 | CELANEBI0A | 1 | South | YES | -0.050267 | 29 | 0 | 29 | 0 | 1.02 | Cogen | -1 | 0.15524 | 0 | 0 |  |  |  |  | -0.15524 | 0 | 0.46851 | 0.59485 |  |  |  |  | 221 | 0.12634
80080 | GWINDT11A | 1 | South | YES | -0.050203 | 28.2 | 0 | 94 | 0 | 1.025 | Wind | -1 | 0.15518 | 0 | 94 |  |  |  |  | -0.15518 | 0 | 0.46851 | 0.59485 |  |  |  |  | 222 | 0.12634
80080 | GWINDT11A | 2 | South | YES | -0.050203 | 0 | 0 | 41 | 0 | 1.025 | Wind | -1 | 0.15518 | 0 | 41 |  |  |  |  | -0.15518 | 0 | 0.46851 | 0.59485 |  |  |  |  | 223 | 0.12634
80080 | GWINDT11A | 3 | South | YES | -0.050203 | 0 | 0 | 38 | 0 | 1.025 | Wind | -1 | 0.15518 | 0 | 38 |  |  |  |  | -0.15518 | 0 | 0.46851 | 0.59485 |  |  |  |  | 224 | 0.12634
80080 | GWINDT11A | 4 | South | YES | -0.050203 | 3.8 | 0 | 19 | 0 | 1.025 | Wind | -1 | 0.15518 | 0 | 19 |  |  |  |  | -0.15518 | 0 | 0.46851 | 0.59485 |  |  |  |  | 225 | 0.12634
80081 | GWINDT21A | 1 | South | YES | -0.050203 | 28.2 | 0 | 94 | 0 | 1.025 | Wind | -1 | 0.15518 | 0 | 94 |  |  |  |  | -0.15518 | 0 | 0.46851 | 0.59485 |  |  |  |  | 226 | 0.12634
80081 | GWINDT21A | 2 | South | YES | -0.050203 | 7.2 | 0 | 36 | 0 | 1.025 | Wind | -1 | 0.15518 | 0 | 36 |  |  |  |  | -0.15518 | 0 | 0.46851 | 0.59485 |  |  |  |  | 227 | 0.12634
80081 | GWINDT21A | 3 | South | YES | -0.050203 | 8.6 | 0 | 43 | 0 | 1.025 | Wind | -1 | 0.15518 | 0 | 43 |  |  |  |  | -0.15518 | 0 | 0.46851 | 0.59485 |  |  |  |  | 228 | 0.12634
80081 | GWINDT21A | 4 | South | YES | -0.050203 | 4.4 | 0 | 22 | 0 | 1.025 | Wind | -1 | 0.15518 | 0 | 22 |  |  |  |  | -0.15518 | 0 | 0.46851 | 0.59485 |  |  |  |  | 229 | 0.12634
80180 | PNSCALT11A | 1 | South | YES | -0.050203 | 43.8 | 0 | 148 | 0 | 1.025 | Wind | -1 | 0.15518 | 0 | 148 |  |  |  |  | -0.15518 | 0 | 0.46851 | 0.59485 |  |  |  |  | 230 | 0.12634
80180 | PNSCALT11A | 2 | South | YES | -0.050203 | 10 | 0 | 50 | 0 | 1.025 | Wind | -1 | 0.15518 | 0 | 50 |  |  |  |  | -0.15518 | 0 | 0.46851 | 0.59485 |  |  |  |  | 231 | 0.12634
80181 | PNSCALT21A | 1 | South | YES | -0.050203 | 16.5 | 0 | 55 | 0 | 1.025 | Wind | -1 | 0.15518 | 0 | 55 |  |  |  |  | -0.15518 | 0 | 0.46851 | 0.59485 |  |  |  |  | 232 | 0.12634
80181 | PNSCALT21A | 2 | South | YES | -0.050203 | 10 | 0 | 50 | 0 | 1.025 | Wind | -1 | 0.15518 | 0 | 50 |  |  |  |  | -0.15518 | 0 | 0.46851 | 0.59485 |  |  |  |  | 233 | 0.12634
5932 | SI_RAY9 | 9 | South | YES | -0.050061 | 32 | 32 | 38 | 0 | 1.035 | CC | -1 | 0.15504 | 38 | 38 |  |  |  |  | -0.15504 | -5.8914 | 0.47031 | 0.59646 |  |  |  |  | 234 | 0.12634
5933 | SI_RAY6 | 6 | South | YES | -0.050061 | 15.4 | 10 | 19.3 | 0 | 1.035 | GST | -1 | 0.15504 | 19.3 | 19.3 |  |  |  |  | -0.15504 | -2.9922 | 0.47122 | 0.59728 |  |  |  |  | 235 | 0.12634
5935 | SI_RAY10 | 10 | South | YES | -0.050061 | 47 | 10 | 47 | 0 | 1.03 | CC | -1 | 0.15504 | 47 | 47 |  |  |  |  | -0.15504 | -7.2868 | 0.47344 | 0.59927 |  |  |  |  | 236 | 0.12634
80003 | MILHWYS | F | South | YES | -0.05006 | 0 | 0 | 0 | 0 | 1.0168 | AVR | -1 | 0.15504 | 0 | 0 |  |  |  |  | -0.15504 | 0 | 0.47344 | 0.59927 |  |  |  |  | 237 | 0.12615
8936 | MVGN#1 | 1 | South | YES | -0.049828 | 216.6 | 0 | 216.6 | 0 | 1.0304 | CC | -1 | 0.1548 | 216.6 | 216.6 |  |  |  |  | -0.1548 | -33.5307 | 0.48367 | 0.60844 |  |  |  |  | 238 | 0.12606
8937 | MVGN#2 | 2 | South | YES | -0.049828 | 216.7 | 0 | 216.7 | 0 | 1.0304 | CC | -1 | 0.1548 | 216.7 | 216.7 |  |  |  |  | -0.1548 | -33.5462 | 0.49391 | 0.61761 |  |  |  |  | 239 | 0.12583
8938 | MVGN#3 | 3 | South | YES | -0.049828 | 250.9 | 0 | 250.9 | 0 | 1.0304 | CC | -1 | 0.1548 | 250.9 | 250.9 |  |  |  |  | -0.1548 | -38.8405 | 0.50576 | 0.62824 |  |  |  |  | 240 | 0.12583
8981 | HECN1 | 1 | South | YES | -0.049827 | 144.8 | 0 | 144.8 | 0 | 1.0304 | CC | -1 | 0.1548 | 144.8 | 144.8 |  |  |  |  | -0.1548 | -22.4156 | 0.51261 | 0.63437 |  |  |  |  | 241 | 0.12477
8982 | HECN2 | 2 | South | YES | -0.049827 | 144.1 | 0 | 144.1 | 0 | 1.0304 | CC | -1 | 0.1548 | 144.1 | 144.1 |  |  |  |  | -0.1548 | -22.3072 | 0.51941 | 0.64047 |  |  |  |  | 242 | 0.1237
8983 | HECN3 | 3 | South | YES | -0.049827 | 171.9 | 0 | 171.9 | 0 | 1.0304 | CC | -1 | 0.1548 | 171.9 | 171.9 |  |  |  |  | -0.1548 | -26.6107 | 0.52753 | 0.64775 |  |  |  |  | 243 | 0.12247
8933 | FGNTS001 | 1 | South | YES | -0.049296 | 146.5 | 0 | 146.5 | 0 | 1.03 | CC | -1 | 0.15427 | 146.5 | 146.5 |  |  |  |  | -0.15427 | -22.6009 | 0.53446 | 0.65393 |  |  |  |  | 244 | 0.12176
8934 | FGNTS101 | 2 | South | YES | -0.049296 | 147.9 | 0 | 147.9 | 0 | 1.03 | CC | -1 | 0.15427 | 147.9 | 147.9 |  |  |  |  | -0.15427 | -22.8169 | 0.54144 | 0.66017 |  |  |  |  | 245 | 0.12106
8935 | FGNTS201 | 3 | South | YES | -0.049296 | 173 | 0 | 173 | 0 | 1.03 | CC | -1 | 0.15427 | 173 | 173 |  |  |  |  | -0.15427 | -26.6892 | 0.54962 | 0.66747 |  |  |  |  | 246 | 0.12021
8161 | COLETO0A | 1 | South | YES | -0.047657 | 633 | 200 | 633 | 0 | 1.03 | LIGCO | -1 | 0.15263 | 0 | 633 |  |  |  |  | -0.15263 | 0 | 0.54962 | 0.66747 |  |  |  |  | 247 | 0.11947
88508 | FALFURRI | F | South | YES | -0.046694 | 0 | 0 | 0 | 0 | 1 | AVR | -1 | 0.15167 | 0 | 0 |  |  |  |  | -0.15167 | 0 | 0.54962 | 0.66747 |  |  |  |  | 248 | 0.11872
5728 | FALCONHYDRO2 | 2 | South | YES | -0.046137 | 12 | 0 | 12 | 0 | 1.0234 | Hydro | -1 | 0.15111 | 0 | 0 |  |  |  |  | -0.15111 | 0 | 0.54962 | 0.66747 |  |  |  |  | 249 | 0.11785
5729 | FALCONHYDRO3 | 3 | South | YES | -0.046137 | 11 | 0 | 11 | 0 | 1.0234 | Hydro | -1 | 0.15111 | 0 | 0 |  |  |  |  | -0.15111 | 0 | 0.54962 | 0.66747 |  |  |  |  | 250 | 0.11785
8048 | FALCONHYDRO1 | 1 | South | YES | -0.046137 | 12 | 0 | 12 | 0 | 1.0234 | Hydro | -1 | 0.15111 | 0 | 0 |  |  |  |  | -0.15111 | 0 | 0.54962 | 0.66747 |  |  |  |  | 251 | 0.11785
88198 | BEEVILLE | F | South | YES | -0.045173 | 0 | 0 | 0 | 0 | 1.02 | AVR | -1 | 0.15015 | 0 | 0 |  |  |  |  | -0.15015 | 0 | 0.54962 | 0.66747 |  |  |  |  | 252 | 0.11785
88299 | ZAPATA | F | South | YES | -0.043114 | 0 | 0 | 0 | 0 | 1.02 | BLT | -1 | 0.14809 | 0 | 0 |  |  |  |  | -0.14809 | 0 | 0.54962 | 0.66747 |  |  |  |  | 253 | 0.11785
80012 | LAR | F | South | YES | -0.038658 | 0 | 0 | 0 | 0 | 1.04 | DCTie | -1 | 0.14363 | 0 | 0 |  |  |  |  | -0.14363 | 0 | 0.54962 | 0.66747 |  |  |  |  | 254 | 0.11785
80265 | LARECU40A | 4 | South | YES | -0.038656 | 80 | 0 | 100 |  | 1.039 | GGT | -1 | 0.14363 | 100 | 100 |  |  |  |  | -0.14363 | -14.3633 | 0.55434 | 0.6714 |  |  |  |  | 255 | 0.11785
80266 | LARECU50A | 5 | South | YES | -0.038656 | 80 | 0 | 100 |  | 1.039 | GGT | -1 | 0.14363 | 100 | 100 |  |  |  |  | -0.14363 | -14.3633 | 0.55907 | 0.67532 |  |  |  |  | 256 | 0.11785
5903 | SANMIGUELGEN | 1 | South | YES | -0.038243 | 396.3 | 180 | 396.3 | 0 | 1.0336 | LIGCO | -1 | 0.14322 | 0 | 396.3 |  |  |  |  | -0.14322 | 0 | 0.55907 | 0.67532 |  |  |  |  | 257 | 0.11785
8189 | CUECPL2A | 1 | South | YES | -0.036117 | 12 | 0 | 12 | 0 | 1.02 | Cogen | -1 | 0.14109 | 0 | 0 |  |  |  |  | -0.14109 | 0 | 0.55907 | 0.67532 |  |  |  |  | 258 | 0.11705
5401 | CALAVER_JKS1 | 1 | South | YES | -0.034137 | 562 | 100 | 562 | 0 | 1.026 | LIGCO | -1 | 0.13911 | 0 | 562 |  |  |  |  | -0.13911 | 0 | 0.55907 | 0.67532 |  |  |  |  | 259 | 0.11626
5476 | BRA_AVR1_CT1 | 1 | South | YES | -0.033341 | 155 | 90 | 155 | 0 | 1.025 | CC | -1 | 0.13832 | 155 | 155 |  |  |  |  | -0.13832 | -21.4392 | 0.56639 | 0.68119 |  |  |  |  | 260 | 0.11626
5477 | BRA_AVR1_ST | 1 | South | YES | -0.033341 | 174 | 138 | 174 | 0 | 1.025 | CC | -1 | 0.13832 | 174 | 174 |  |  |  |  | -0.13832 | -24.0673 | 0.57461 | 0.68777 |  |  |  |  | 261 | 0.11626
5478 | BRA_AVR1_CT2 | 1 | South | YES | -0.033341 | 155 | 90 | 155 | 0 | 1.025 | CC | -1 | 0.13832 | 155 | 155 |  |  |  |  | -0.13832 | -21.4392 | 0.58193 | 0.69363 |  |  |  |  | 262 | 0.11626
5890 | PEARSALLGEN1 | 1 | South | YES | -0.032298 | 19.2 | 6 | 24 | 0 | 1.0226 | GST | -1 | 0.13727 | 24 | 24 |  |  |  |  | -0.13727 | -3.2946 | 0.58307 | 0.69453 |  |  |  |  | 263 | 0.1148
5891 | PEARSALLGEN2 | 1 | South | YES | -0.032298 | 19.4 | 6 | 24.3 | 0 | 1.0226 | GST | -1 | 0.13727 | 24.3 | 24.3 |  |  |  |  | -0.13727 | -3.3358 | 0.58421 | 0.69545 |  |  |  |  | 264 | 0.11316
5892 | PEARSALLGEN3 | 1 | South | YES | -0.032298 | 19.1 | 6 | 23.9 | 0 | 1.0226 | GST | -1 | 0.13727 | 23.9 | 23.9 |  |  |  |  | -0.13727 | -3.2809 | 0.58534 | 0.69634 |  |  |  |  | 265 | 0.1117
5026 | BRAUNIG_VHB1 | 1 | South | YES | -0.032275 | 215 | 40 | 215 | 0 | 1.0192 | GST | -1 | 0.13725 | 215 | 215 |  |  |  |  | -0.13725 | -29.5091 | 0.5955 | 0.70441 |  |  |  |  | 266 | 0.11147
5027 | BRAUNIG_VHB2 | 2 | South | YES | -0.032275 | 216 | 40 | 216 | 0 | 1.0192 | GST | -1 | 0.13725 | 216 | 216 |  |  |  |  | -0.13725 | -29.6463 | 0.60571 | 0.71252 |  |  |  |  | 267 | 0.11123
5436 | TUTTL_WBT1G1 | 1 | South | YES | -0.03219 | 48.8 | 20 | 61 | 0 | 1.012 | GST | -1 | 0.13717 | 61 | 61 |  |  |  |  | -0.13717 | -8.3672 | 0.60859 | 0.71481 |  |  |  |  | 268 | 0.111
5438 | TUTTL_WBT3G3 | 3 | South | YES | -0.03219 | 95 | 25 | 95 | 0 | 1.012 | GST | -1 | 0.13717 | 95 | 95 |  |  |  |  | -0.13717 | -13.0308 | 0.61308 | 0.71838 |  |  |  |  | 269 | 0.10891
5439 | TUTTL_WBT4G4 | 4 | South | YES | -0.03219 | 151 | 40 | 151 | 0 | 1.012 | GST | -1 | 0.13717 | 151 | 151 |  |  |  |  | -0.13717 | -20.7122 | 0.62021 | 0.72404 |  |  |  |  | 270 | 0.10682
5264 | LEON_LCP3G3 | 3 | South | YES | -0.032186 | 0 | 20 | 58 |  | 1.0197 | GST | -1 | 0.13716 | 58 | 58 |  |  |  |  | -0.13716 | -7.9554 | 0.62295 | 0.72622 |  |  |  |  | 271 | 0.10622
5265 | LEON_LCP4G4 | 4 | South | YES | -0.032186 | 89 | 25 | 89 | 0 | 1.0197 | GST | -1 | 0.13716 | 89 | 89 |  |  |  |  | -0.13716 | -12.2075 | 0.62716 | 0.72955 |  |  |  |  | 272 | 0.1053
5266 | LEON_LCPCT1 | 1 | South | YES | -0.032186 | 44 | 24 | 44 | 0 | 1.0197 | GGT | -1 | 0.13716 | 44 | 44 |  |  |  |  | -0.13716 | -6.0352 | 0.62923 | 0.73121 |  |  |  |  | 273 | 0.10383
5267 | LEON_LCPCT2 | 2 | South | YES | -0.032186 | 44 | 24 | 44 | 0 | 1.0197 | GGT | -1 | 0.13716 | 44 | 44 |  |  |  |  | -0.13716 | -6.0352 | 0.63131 | 0.73286 |  |  |  |  | 274 | 0.10327
5268 | LEON_LCPCT3 | 3 | South | YES | -0.032186 | 43 | 24 | 43 | 0 | 1.0197 | GGT | -1 | 0.13716 | 43 | 43 |  |  |  |  | -0.13716 | -5.898 | 0.63334 | 0.73447 |  |  |  |  | 275 | 0.1024
5269 | LEON_LCPCT4 | 4 | South | YES | -0.032186 | 45 | 24 | 45 | 0 | 1.0197 | GGT | -1 | 0.13716 | 45 | 45 |  |  |  |  | -0.13716 | -6.1723 | 0.63547 | 0.73616 |  |  |  |  | 276 | 0.10197
5111 | CALAVER_JTD1 | 1 | South | YES | -0.032163 | 430 | 80 | 430 | 0 | 1.0138 | LIGCO | -1 | 0.13714 | 0 | 430 |  |  |  |  | -0.13714 | 0 | 0.63547 | 0.73616 |  |  |  |  | 277 | 0.10154
5112 | CALAVER_JTD2 | 2 | South | YES | -0.032163 | 430 | 80 | 430 | 0 | 1.0138 | LIGCO | -1 | 0.13714 | 0 | 430 |  |  |  |  | -0.13714 | 0 | 0.63547 | 0.73616 |  |  |  |  | 278 | 0.10112
5396 | CALAVER_OWS1 | 1 | South | YES | -0.032159 | 418 | 80 | 418 | 0 | 1.0192 | GST | -1 | 0.13714 | 418 | 418 |  |  |  |  | -0.13714 | -57.3227 | 0.65522 | 0.75183 |  |  |  |  | 279 | 0.10069
5397 | CALAVER_OWS2 | 2 | South | YES | -0.032159 | 400 | 80 | 400 | 0 | 1.0192 | GST | -1 | 0.13714 | 400 | 400 |  |  |  |  | -0.13714 | -54.8542 | 0.67412 | 0.76684 |  |  |  |  | 280 | 0.10069
5028 | BRAUNIG_VHB3 | 3 | South | YES | -0.032139 | 407 | 60 | 407 | 0 | 1.0138 | GST | -1 | 0.13712 | 407 | 407 |  |  |  |  | -0.13712 | -55.8061 | 0.69335 | 0.7821 |  |  |  |  | 281 | 0.10069
7800 | L_GUADGE1_1Y | 1 | South | YES | -0.031409 | 147 | 30 | 147 | 0 | 1.02 | CC | -1 | 0.13639 | 147 | 147 |  |  |  |  | -0.13639 | -20.0487 | 0.70029 | 0.78758 |  |  |  |  | 282 | 0.096615
7801 | L_GUADGE1_2Y | 2 | South | YES | -0.031409 | 138 | 30 | 138 | 0 | 1.02 | CC | -1 | 0.13639 | 138 | 138 |  |  |  |  | -0.13639 | -18.8212 | 0.70681 | 0.79273 |  |  |  |  | 283 | 0.09272
7802 | L_GUADGE1_3Y | 3 | South | YES | -0.031409 | 146 | 30 | 146 | 0 | 1.02 | CC | -1 | 0.13639 | 146 | 146 |  |  |  |  | -0.13639 | -19.9123 | 0.71371 | 0.79818 |  |  |  |  | 284 | 0.088754
7803 | L_GUADGE1_4Y | 4 | South | YES | -0.031409 | 149 | 30 | 149 | 0 | 1.02 | CC | -1 | 0.13639 | 149 | 149 |  |  |  |  | -0.13639 | -20.3215 | 0.72075 | 0.80373 |  |  |  |  | 285 | 0.087292
7804 | L_GUADGE1_5Y | 5 | South | YES | -0.031409 | 182 | 30 | 182 | 0 | 1.02 | CC | -1 | 0.13639 | 182 | 182 |  |  |  |  | -0.13639 | -24.8222 | 0.72935 | 0.81052 |  |  |  |  | 286 | 0.08592
7805 | L_GUADGE1_6Y | 6 | South | YES | -0.031409 | 203 | 30 | 203 | 0 | 1.02 | CC | -1 | 0.13639 | 203 | 203 |  |  |  |  | -0.13639 | -27.6863 | 0.73894 | 0.8181 |  |  |  |  | 287 | 0.084468
58909 | PEARSALLSCG1 | 1 | South | YES | -0.030678 | 0 | 0 | 8.4 |  | 1.027 | Diesel | -1 | 0.13565 | 8.4 | 8.4 |  |  |  |  | -0.13565 | -1.1395 | 0.73933 | 0.81841 |  |  |  |  | 288 | 0.082986
58909 | PEARSALLSCG1 | 2 | South | YES | -0.030678 | 0 | 0 | 8.4 |  | 1.027 | Diesel | -1 | 0.13565 | 8.4 | 8.4 |  |  |  |  | -0.13565 | -1.1395 | 0.73973 | 0.81872 |  |  |  |  | 289 | 0.081176
58909 | PEARSALLSCG1 | 3 | South | YES | -0.030678 | 0 | 0 | 8.4 |  | 1.027 | Diesel | -1 | 0.13565 | 8.4 | 8.4 |  |  |  |  | -0.13565 | -1.1395 | 0.74013 | 0.81903 |  |  |  |  | 290 | 0.079158
58909 | PEARSALLSCG1 | 4 | South | YES | -0.030678 | 0 | 0 | 8.4 |  | 1.027 | Diesel | -1 | 0.13565 | 8.4 | 8.4 |  |  |  |  | -0.13565 | -1.1395 | 0.74052 | 0.81934 |  |  |  |  | 291 | 0.079073
58909 | PEARSALLSCG1 | 5 | South | YES | -0.030678 | 0 | 0 | 8.4 |  | 1.027 | Diesel | -1 | 0.13565 | 8.4 | 8.4 |  |  |  |  | -0.13565 | -1.1395 | 0.74092 | 0.81965 |  |  |  |  | 292 | 0.078987
58909 | PEARSALLSCG1 | 6 | South | YES | -0.030678 | 0 | 0 | 8.4 |  | 1.027 | Diesel | -1 | 0.13565 | 8.4 | 8.4 |  |  |  |  | -0.13565 | -1.1395 | 0.74132 | 0.81997 |  |  |  |  | 293 | 0.078902
58919 | PEARSALLSCG2 | 1 | South | YES | -0.030678 | 0 | 0 | 8.4 |  | 1.027 | Diesel | -1 | 0.13565 | 8.4 | 8.4 |  |  |  |  | -0.13565 | -1.1395 | 0.74172 | 0.82028 |  |  |  |  | 294 | 0.078817
58919 | PEARSALLSCG2 | 2 | South | YES | -0.030678 | 0 | 0 | 8.4 |  | 1.027 | Diesel | -1 | 0.13565 | 8.4 | 8.4 |  |  |  |  | -0.13565 | -1.1395 | 0.74211 | 0.82059 |  |  |  |  | 295 | 0.078732
58919 | PEARSALLSCG2 | 3 | South | YES | -0.030678 | 0 | 0 | 8.4 |  | 1.027 | Diesel | -1 | 0.13565 | 8.4 | 8.4 |  |  |  |  | -0.13565 | -1.1395 | 0.74251 | 0.8209 |  |  |  |  | 296 | 0.078647
58919 | PEARSALLSCG2 | 4 | South | YES | -0.030678 | 0 | 0 | 8.4 |  | 1.027 | Diesel | -1 | 0.13565 | 8.4 | 8.4 |  |  |  |  | -0.13565 | -1.1395 | 0.74291 | 0.82121 |  |  |  |  | 297 | 0.078561
58919 | PEARSALLSCG2 | 5 | South | YES | -0.030678 | 0 | 0 | 8.4 |  | 1.027 | Diesel | -1 | 0.13565 | 8.4 | 8.4 |  |  |  |  | -0.13565 | -1.1395 | 0.7433 | 0.82152 |  |  |  |  | 298 | 0.078476
58919 | PEARSALLSCG2 | 6 | South | YES | -0.030678 | 0 | 0 | 8.4 |  | 1.027 | Diesel | -1 | 0.13565 | 8.4 | 8.4 |  |  |  |  | -0.13565 | -1.1395 | 0.7437 | 0.82184 |  |  |  |  | 299 | 0.078391
58929 | PEARSALLSCG3 | 1 | South | YES | -0.030678 | 0 | 0 | 8.4 |  | 1.027 | Diesel | -1 | 0.13565 | 8.4 | 8.4 |  |  |  |  | -0.13565 | -1.1395 | 0.7441 | 0.82215 |  |  |  |  | 300 | 0.078306
58929 | PEARSALLSCG3 | 2 | South | YES | -0.030678 | 0 | 0 | 8.4 |  | 1.027 | Diesel | -1 | 0.13565 | 8.4 | 8.4 |  |  |  |  | -0.13565 | -1.1395 | 0.74449 | 0.82246 |  |  |  |  | 301 | 0.078221
58929 | PEARSALLSCG3 | 3 | South | YES | -0.030678 | 0 | 0 | 8.4 |  | 1.027 | Diesel | -1 | 0.13565 | 8.4 | 8.4 |  |  |  |  | -0.13565 | -1.1395 | 0.74489 | 0.82277 |  |  |  |  | 302 | 0.078135
58929 | PEARSALLSCG3 | 4 | South | YES | -0.030678 | 0 | 0 | 8.4 |  | 1.027 | Diesel | -1 | 0.13565 | 8.4 | 8.4 |  |  |  |  | -0.13565 | -1.1395 | 0.74529 | 0.82308 |  |  |  |  | 303 | 0.07805
58929 | PEARSALLSCG3 | 5 | South | YES | -0.030678 | 0 | 0 | 8.4 |  | 1.027 | Diesel | -1 | 0.13565 | 8.4 | 8.4 |  |  |  |  | -0.13565 | -1.1395 | 0.74568 | 0.82339 |  |  |  |  | 304 | 0.077965
58929 | PEARSALLSCG3 | 6 | South | YES | -0.030678 | 0 | 0 | 8.4 |  | 1.027 | Diesel | -1 | 0.13565 | 8.4 | 8.4 |  |  |  |  | -0.13565 | -1.1395 | 0.74608 | 0.82371 |  |  |  |  | 305 | 0.07788
58949 | PEARSALLSCG4 | 1 | South | YES | -0.030678 | 0 | 0 | 8.4 |  | 1.027 | Diesel | -1 | 0.13565 | 8.4 | 8.4 |  |  |  |  | -0.13565 | -1.1395 | 0.74648 | 0.82402 |  |  |  |  | 306 | 0.077794
58949 | PEARSALLSCG4 | 2 | South | YES | -0.030678 | 0 | 0 | 8.4 |  | 1.027 | Diesel | -1 | 0.13565 | 8.4 | 8.4 |  |  |  |  | -0.13565 | -1.1395 | 0.74687 | 0.82433 |  |  |  |  | 307 | 0.077709
58949 | PEARSALLSCG4 | 3 | South | YES | -0.030678 | 0 | 0 | 8.4 |  | 1.027 | Diesel | -1 | 0.13565 | 8.4 | 8.4 |  |  |  |  | -0.13565 | -1.1395 | 0.74727 | 0.82464 |  |  |  |  | 308 | 0.077624
58949 | PEARSALLSCG4 | 4 | South | YES | -0.030678 | 0 | 0 | 8.4 |  | 1.027 | Diesel | -1 | 0.13565 | 8.4 | 8.4 |  |  |  |  | -0.13565 | -1.1395 | 0.74767 | 0.82495 |  |  |  |  | 309 | 0.077539
58949 | PEARSALLSCG4 | 5 | South | YES | -0.030678 | 0 | 0 | 8.4 |  | 1.027 | Diesel | -1 | 0.13565 | 8.4 | 8.4 |  |  |  |  | -0.13565 | -1.1395 | 0.74807 | 0.82526 |  |  |  |  | 310 | 0.077454
58949 | PEARSALLSCG4 | 6 | South | YES | -0.030678 | 0 | 0 | 8.4 |  | 1.027 | Diesel | -1 | 0.13565 | 8.4 | 8.4 |  |  |  |  | -0.13565 | -1.1395 | 0.74846 | 0.82557 |  |  |  |  | 311 | 0.077368
7624 | L_LAKEWO9_1Y | 1 | South | YES | -0.02991 | 0 | 0 | 2.4 |  | 1 | Hydro | -1 | 0.13489 | 0 | 0 |  |  |  |  | -0.13489 | 0 | 0.74846 | 0.82557 |  |  |  |  | 312 | 0.077283
7624 | L_LAKEWO9_1Y | 2 | South | YES | -0.02991 | 0 | 0 | 2.4 |  | 1 | Hydro | -1 | 0.13489 | 0 | 0 |  |  |  |  | -0.13489 | 0 | 0.74846 | 0.82557 |  |  |  |  | 313 | 0.077198
7609 | L_SCHUMA8_1Y | 1 | South | YES | -0.028665 | 0 | 0 | 4 |  | 1 | Hydro | -1 | 0.13364 | 0 | 0 |  |  |  |  | -0.13364 | 0 | 0.74846 | 0.82557 |  |  |  |  | 314 | 0.077113
7810 | L_RIONOG1G1Y | 1 | South | YES | -0.02817 | 148 | 0 | 148 | 0 | 1.02 | CC | -1 | 0.13315 | 148 | 148 |  |  |  |  | -0.13315 | -19.7057 | 0.75545 | 0.83096 |  |  |  |  | 315 | 0.077113
7811 | L_RIONOG1G2Y | 2 | South | YES | -0.02817 | 148 | 0 | 148 | 0 | 1.02 | CC | -1 | 0.13315 | 148 | 148 |  |  |  |  | -0.13315 | -19.7057 | 0.76245 | 0.83635 |  |  |  |  | 316 | 0.077113
7812 | L_RIONOG1G3Y | 3 | South | YES | -0.02817 | 154 | 0 | 154 | 0 | 1.02 | CC | -1 | 0.13315 | 154 | 154 |  |  |  |  | -0.13315 | -20.5046 | 0.76972 | 0.84196 |  |  |  |  | 317 | 0.077113
7813 | L_RIONOG1S1Y | 4 | South | YES | -0.02817 | 293 | 0 | 293 | 0 | 1.02 | CC | -1 | 0.13315 | 293 | 293 |  |  |  |  | -0.13315 | -39.012 | 0.78357 | 0.85263 |  |  |  |  | 318 | 0.07551
7605 | L_MCQUEE9_1Y | 1 | South | YES | -0.027795 | 0 | 0 | 2.4 |  | 1.025 | Hydro | -1 | 0.13277 | 0 | 0 |  |  |  |  | -0.13277 | 0 | 0.78357 | 0.85263 |  |  |  |  | 319 | 0.073907
7605 | L_MCQUEE9_1Y | 2 | South | YES | -0.027795 | 0 | 0 | 2.4 |  | 1.025 | Hydro | -1 | 0.13277 | 0 | 0 |  |  |  |  | -0.13277 | 0 | 0.78357 | 0.85263 |  |  |  |  | 320 | 0.072239
7605 | L_MCQUEE9_1Y | 3 | South | YES | -0.027795 | 0 | 0 | 2.8 |  | 1.025 | Hydro | -1 | 0.13277 | 0 | 0 |  |  |  |  | -0.13277 | 0 | 0.78357 | 0.85263 |  |  |  |  | 321 | 0.069066
7012 | L_FPPYD21_3Y | 3 | South | YES | -0.025781 | 427.5 | 200 | 436 | 0 | 1.02 | LIGCO | -1 | 0.13076 | 0 | 436 |  |  |  |  | -0.13076 | 0 | 0.78357 | 0.85263 |  |  |  |  | 322 | 0.069066
7010 | L_FPPYD11_1Y | 1 | South | YES | -0.025677 | 547.4 | 200 | 606 | 0 | 1.02 | LIGCO | -1 | 0.13065 | 0 | 606 |  |  |  |  | -0.13065 | 0 | 0.78357 | 0.85263 |  |  |  |  | 323 | 0.069066
7011 | L_FPPYD11_2Y | 2 | South | YES | -0.025677 | 552.2 | 200 | 598 | 0 | 1.02 | LIGCO | -1 | 0.13065 | 0 | 598 |  |  |  |  | -0.13065 | 0 | 0.78357 | 0.85263 |  |  |  |  | 324 | 0.069066
7014 | L_HAYSEN1_1Y | 1 | South | YES | -0.024722 | 223.9 | 74 | 223.9 | 0 | 1.008 | CC | -1 | 0.1297 | 223.9 | 223.9 |  |  |  |  | -0.1297 | -29.0395 | 0.79414 | 0.86057 |  |  |  |  | 325 | 0.069066
7015 | L_HAYSEN1_2Y | 2 | South | YES | -0.024722 | 225 | 74 | 225 | 0 | 1.008 | CC | -1 | 0.1297 | 225 | 225 |  |  |  |  | -0.1297 | -29.1822 | 0.80477 | 0.86855 |  |  |  |  | 326 | 0.069066
7016 | L_HAYSEN1_3Y | 3 | South | YES | -0.024722 | 224.6 | 74 | 224.6 | 0 | 1.008 | CC | -1 | 0.1297 | 224.6 | 224.6 |  |  |  |  | -0.1297 | -29.1303 | 0.81538 | 0.87652 |  |  |  |  | 327 | 0.069066
7017 | L_HAYSEN1_4Y | 4 | South | YES | -0.024722 | 226.7 | 74 | 226.7 | 0 | 1.008 | CC | -1 | 0.1297 | 226.7 | 226.7 |  |  |  |  | -0.1297 | -29.4027 | 0.8261 | 0.88456 |  |  |  |  | 328 | 0.06643
7303 | L_WPPGS12_1Y | 1 | South | YES | -0.024436 | 50 | 0 | 50 | 0 | 1.025 | GGT | -1 | 0.12941 | 50 | 50 |  |  |  |  | -0.12941 | -6.4706 | 0.82846 | 0.88633 |  |  |  |  | 329 | 0.063781
7303 | L_WPPGS12_1Y | 2 | South | YES | -0.024436 | 50 | 0 | 50 | 0 | 1.025 | GGT | -1 | 0.12941 | 50 | 50 |  |  |  |  | -0.12941 | -6.4706 | 0.83082 | 0.8881 |  |  |  |  | 330 | 0.061137
7305 | L_WPPGS34_1Y | 3 | South | YES | -0.024436 | 50 | 0 | 50 | 0 | 1.025 | GGT | -1 | 0.12941 | 50 | 50 |  |  |  |  | -0.12941 | -6.4706 | 0.83318 | 0.88987 |  |  |  |  | 331 | 0.058468
7305 | L_WPPGS34_1Y | 4 | South | YES | -0.024436 | 50 | 0 | 50 | 0 | 1.025 | GGT | -1 | 0.12941 | 50 | 50 |  |  |  |  | -0.12941 | -6.4706 | 0.83554 | 0.89164 |  |  |  |  | 332 | 0.057876
7487 | L_CANYHY8_1Y | 1 | South | YES | -0.021192 | 0 | 0 | 6 |  | 1 | Hydro | -1 | 0.12617 | 0 | 0 |  |  |  |  | -0.12617 | 0 | 0.83554 | 0.89164 |  |  |  |  | 333 | 0.057283
7004 | L_SIMGID1_1Y | 1 | South | YES | -0.013596 | 132 | 40 | 132 | 0 | 1.02 | GST | -1 | 0.11857 | 132 | 132 |  |  |  |  | -0.11857 | -15.6516 | 0.84178 | 0.89592 |  |  |  |  | 334 | 0.056691
7005 | L_SIMGID1_2Y | 2 | South | YES | -0.013596 | 133 | 32 | 139 | 0 | 1.02 | GST | -1 | 0.11857 | 139 | 139 |  |  |  |  | -0.11857 | -16.4816 | 0.84835 | 0.90043 |  |  |  |  | 335 | 0.056098
7006 | L_SIMGID1_3Y | 3 | South | YES | -0.013596 | 324.9 | 60 | 329 | 0 | 1.02 | GST | -1 | 0.11857 | 329 | 329 |  |  |  |  | -0.11857 | -39.0104 | 0.86389 | 0.9111 |  |  |  |  | 336 | 0.056098
7007 | L_LOSTPI1_1Y | 1 | South | YES | -0.012494 | 158.6 | 110 | 158 | 0 | 1 | CC | -1 | 0.11747 | 158 | 158 |  |  |  |  | -0.11747 | -18.5604 | 0.87136 | 0.91618 |  |  |  |  | 337 | 0.054142
7008 | L_LOSTPI1_2Y | 2 | South | YES | -0.012494 | 157.7 | 107 | 160 | 0 | 1 | CC | -1 | 0.11747 | 160 | 160 |  |  |  |  | -0.11747 | -18.7953 | 0.87892 | 0.92132 |  |  |  |  | 338 | 0.052083
7009 | L_LOSTPI1_3Y | 3 | South | YES | -0.012494 | 173.9 | 72 | 175 | 0 | 1 | CC | -1 | 0.11747 | 175 | 175 |  |  |  |  | -0.11747 | -20.5574 | 0.88718 | 0.92694 |  |  |  |  | 339 | 0.047208
7807 | L_BASTEN1_1Y | 1 | South | YES | -0.011032 | 152.5 | 83.5 | 152.5 | 0 | 1.004 | CC | -1 | 0.11601 | 152.5 | 152.5 |  |  |  |  | -0.11601 | -17.6913 | 0.89439 | 0.93178 |  |  |  |  | 340 | 0.04482
7808 | L_BASTEN1_2Y | 1 | South | YES | -0.011032 | 149.5 | 83.5 | 149.5 | 0 | 1.004 | CC | -1 | 0.11601 | 149.5 | 149.5 |  |  |  |  | -0.11601 | -17.3433 | 0.90145 | 0.93652 |  |  |  |  | 341 | 0.042401
7809 | L_BASTEN1_3Y | 1 | South | YES | -0.011032 | 232.6 | 42 | 232.6 | 0 | 1.004 | CC | -1 | 0.11601 | 232.6 | 232.6 |  |  |  |  | -0.11601 | -26.9836 | 0.91244 | 0.9439 |  |  |  |  | 342 | 0.039756
8262 | ELPS | 1 | South | YES | -0.009646 | 6 | 6 | 6 | 0 | 1.15 | Hydro | -1 | 0.11462 | 0 | 0 |  |  |  |  | -0.11462 | 0 | 0.91244 | 0.9439 |  |  |  |  | 343 | 0.037389
9016 | SANDH_G1 | 1 | South | YES | -0.008361 | 45 | 2 | 49 | 0 | 1.0175 | GGT | -1 | 0.11334 | 49 | 49 |  |  |  |  | -0.11334 | -5.5535 | 0.91476 | 0.94542 |  |  |  |  | 344 | 0.035069
9017 | SANDH_G2 | 2 | South | YES | -0.008361 | 45 | 2 | 46 | 0 | 1.0175 | GGT | -1 | 0.11334 | 46 | 46 |  |  |  |  | -0.11334 | -5.2135 | 0.91693 | 0.94685 |  |  |  |  | 345 | 0.03146
9018 | SANDH_G3 | 3 | South | YES | -0.008361 | 45 | 2 | 46 | 0 | 1.0175 | GGT | -1 | 0.11334 | 46 | 46 |  |  |  |  | -0.11334 | -5.2135 | 0.9191 | 0.94827 |  |  |  |  | 346 | 0.03146
9019 | SANDH_G4 | 4 | South | YES | -0.008361 | 0 | 2 | 47 |  | 1.0175 | GGT | -1 | 0.11334 | 47 | 47 |  |  |  |  | -0.11334 | -5.3269 | 0.92132 | 0.94973 |  |  |  |  | 347 | 0.030664
9020 | SANDHG5A | 5A | South | YES | -0.008361 | 150 | 84 | 155 | 0 | 1.0175 | CC | -1 | 0.11334 | 155 | 155 |  |  |  |  | -0.11334 | -17.5673 | 0.92865 | 0.95453 |  |  |  |  | 348 | 0.029917
9021 | SANDHG5C | 5C | South | YES | -0.008361 | 140 | 0 | 148 | 0 | 1.0175 | CC | -1 | 0.11334 | 148 | 148 |  |  |  |  | -0.11334 | -16.774 | 0.93564 | 0.95912 |  |  |  |  | 349 | 0.029169
7020 | L_AUSTPL1_1Y | 1 | South | YES | -0.007404 | 0 | 0 | 8 |  | 1 | Hydro | -1 | 0.11238 | 0 | 0 |  |  |  |  | -0.11238 | 0 | 0.93564 | 0.95912 |  |  |  |  | 350 | 0.028406
7020 | L_AUSTPL1_1Y | 2 | South | YES | -0.007404 | 0 | 0 | 8 |  | 1 | Hydro | -1 | 0.11238 | 0 | 0 |  |  |  |  | -0.11238 | 0 | 0.93564 | 0.95912 |  |  |  |  | 351 | 0.025887
9000 | DECKR_G1 | 1 | South | YES | -0.007309 | 280 | 50 | 321 | 0 | 1.015 | GST | -1 | 0.11229 | 321 | 321 |  |  |  |  | -0.11229 | -36.0437 | 0.9508 | 0.96898 |  |  |  |  | 352 | 0.023483
9001 | DECKR_G2 | 2 | South | YES | -0.007309 | 400 | 50 | 426 | 0 | 1.015 | GST | -1 | 0.11229 | 426 | 426 |  |  |  |  | -0.11229 | -47.8337 | 0.97093 | 0.98206 |  |  |  |  | 353 | 0.023483
9002 | DECKR_G3 | 3 | South | YES | -0.006532 | 0 | 24 | 42 |  | 1.015 | GGT | -1 | 0.11151 | 42 | 42 |  |  |  |  | -0.11151 | -4.6834 | 0.97291 | 0.98334 |  |  |  |  | 354 | 0.023483
9003 | DECKR_G4 | 4 | South | YES | -0.006532 | 44 | 24 | 44 | 0 | 1.015 | GGT | -1 | 0.11151 | 44 | 44 |  |  |  |  | -0.11151 | -4.9064 | 0.97499 | 0.98468 |  |  |  |  | 355 | 0.018175
9004 | DECKR_G5 | 5 | South | YES | -0.006532 | 44 | 24 | 44 | 0 | 1.015 | GGT | -1 | 0.11151 | 44 | 44 |  |  |  |  | -0.11151 | -4.9064 | 0.97707 | 0.98603 |  |  |  |  | 356 | 0.011131
9005 | DECKR_G6 | 6 | South | YES | -0.006532 | 44 | 24 | 47 | 0 | 1.015 | GGT | -1 | 0.11151 | 47 | 47 |  |  |  |  | -0.11151 | -5.2409 | 0.97929 | 0.98746 |  |  |  |  | 357 | 0.010427
7031 | L_MARSFO1G1Y | 1 | South | YES | -0.005247 | 0 | 0 | 36 |  | 1 | Hydro | -1 | 0.11022 | 0 | 0 |  |  |  |  | -0.11022 | 0 | 0.97929 | 0.98746 |  |  |  |  | 358 | 0.0096904
7032 | L_MARSFO1G2Y | 2 | South | YES | -0.005247 | 0 | 0 | 35 |  | 1 | Hydro | -1 | 0.11022 | 0 | 0 |  |  |  |  | -0.11022 | 0 | 0.97929 | 0.98746 |  |  |  |  | 359 | 0.0089535
7033 | L_MARSFO1G3Y | 3 | South | YES | -0.005247 | 0 | 0 | 36 |  | 1 | Hydro | -1 | 0.11022 | 0 | 0 |  |  |  |  | -0.11022 | 0 | 0.97929 | 0.98746 |  |  |  |  | 360 | 0.0081663
7028 | L_MARBFA1_1Y | 1 | South | YES | -0.001461 | 0 | 0 | 18 |  | 1 | Hydro | -1 | 0.10644 | 0 | 0 |  |  |  |  | -0.10644 | 0 | 0.97929 | 0.98746 |  |  |  |  | 361 | 0.0081663
7029 | L_MARBFA1_2Y | 2 | South | YES | -0.001461 | 0 | 0 | 18 |  | 1 | Hydro | -1 | 0.10644 | 0 | 0 |  |  |  |  | -0.10644 | 0 | 0.97929 | 0.98746 |  |  |  |  | 362 | 0.0081663
5934 | SI_RAY5 | 5 | South | YES | 0 | 0 | 10 | 15 |  | 1.035 | GST | -1 | 0.10498 | 15 | 15 |  |  |  |  | -0.10498 | -1.5746 | 0.98 | 0.98789 |  |  |  |  | 363 | 0.0081663
8139 | JOS #1 | MB | South | YES | 0 | 0 | 45 | 255 |  | 1.02 | GST | -1 | 0.10498 | 0 | 0 |  |  |  |  | -0.10498 | 0 | 0.98 | 0.98789 |  |  |  |  | 364 | 0.0081663
8285 | LAR #1 | MB | South | YES | 0 | 0 | 9 | 32 |  | 1.0497 | GST | -1 | 0.10498 | 0 | 0 |  |  |  |  | -0.10498 | 0 | 0.98 | 0.98789 |  |  |  |  | 365 | 0.0081663
8287 | LAR #2 | MB | South | YES | 0 | 0 | 9 | 32 |  | 1.04 | GST | -1 | 0.10498 | 0 | 0 |  |  |  |  | -0.10498 | 0 | 0.98 | 0.98789 |  |  |  |  | 366 | 0.0078883
8288 | LAR #3 | MB | South | YES | 0 | 0 | 25 | 105 |  | 1.04 | GST | -1 | 0.10498 | 0 | 0 |  |  |  |  | -0.10498 | 0 | 0.98 | 0.98789 |  |  |  |  | 367 | 0.0078883
8388 | BATES0A | MB | South | YES | 0 | 0 | 21 | 71 |  | 1.033 | GST | -1 | 0.10498 | 0 | 0 |  |  |  |  | -0.10498 | 0 | 0.98 | 0.98789 |  |  |  |  | 368 | 0.0078883
8393 | BATES0B | MB | South | YES | 0 | 0 | 25 | 110 |  | 1.03 | GST | -1 | 0.10498 | 0 | 0 |  |  |  |  | -0.10498 | 0 | 0.98 | 0.98789 |  |  |  |  | 369 | 0.0078883
8437 | NUECES_B0C | MB | South | YES | 0 | 0 | 7 | 30 |  | 1.03 | GST | -1 | 0.10498 | 0 | 0 |  |  |  |  | -0.10498 | 0 | 0.98 | 0.98789 |  |  |  |  | 370 | 0.0078883
8438 | NUECES_B0B | MB | South | YES | 0 | 0 | 26 | 169 |  | 1.03 | GST | -1 | 0.10498 | 0 | 0 |  |  |  |  | -0.10498 | 0 | 0.98 | 0.98789 |  |  |  |  | 371 | 0.0078883
39190 | TNSLCGN1__8 | 1 | Houston | YES | 0 | 0 | 10 | 30 |  | 1.03 | Cogen | -1 | 0.10498 | 0 | 0 |  |  | 0 | 0 | -0.10498 | 0 | 0.98 | 0.98789 |  |  |  |  | 372 | 0.0078883
7000 | L_FERGUS1_1Y | 1 | South | YES | 0.000369 | 400 | 65 | 423.3 | 0 | 1.015 | GSC | -1 | 0.10461 | 423.3 | 423.3 |  |  |  |  | -0.10461 | -44.2804 | 1 | 1 |  |  |  |  | 373 | 0.0078883
7035 | L_WIRTZ_1G1Y | 1 | South | YES | 0.000541 | 0 | 0 | 29 |  | 1 | Hydro | -1 | 0.10444 | 0 | 0 |  |  |  |  | -0.10444 | 0 | 1 | 1 |  |  |  |  | 374 | 0.0078883
7036 | L_WIRTZ_1G2Y | 2 | South | YES | 0.000541 | 0 | 0 | 29.7 |  | 1 | Hydro | -1 | 0.10444 | 0 | 0 |  |  |  |  | -0.10444 | 0 | 1 | 1 |  |  |  |  | 375 | 0.0078883
8032 | AMISTADHYD1 | 1 | South | YES | 0.001781 | 33 | 13 | 33 | 0 | 1.03 | Hydro | -1 | 0.1032 | 0 | 0 |  |  |  |  | -0.1032 | 0 | 1 | 1 |  |  |  |  | 376 | 0
8033 | AMISTADHYD2 | 2 | South | YES | 0.001781 | 25 | 13 | 25 | 0 | 1.03 | Hydro | -1 | 0.1032 | 0 | 0 |  |  |  |  | -0.1032 | 0 | 1 | 1 |  |  |  |  | 377 | 0
88253 | HAMILTON | F | South | YES | 0.001781 | 0 | 0 | 0 | 0 | 1.04 | BLT | -1 | 0.1032 | 0 | 0 |  |  |  |  | -0.1032 | 0 | 1 | 1 |  |  |  |  | 378 | 0
7026 | L_INKSDA1_1Y | 1 | South | YES | 0.006635 | 0 | 0 | 13.7 |  | 1 | Hydro | -1 | 0.098342 | 0 | 0 |  |  |  |  | -0.098342 | 0 | 1 | 1 |  |  |  |  | 379 | 0
7022 | L_BUCHAN1_1Y | 1 | South | YES | 0.007115 | 0 | 0 | 18 |  | 1 | Hydro | -1 | 0.097862 | 0 | 0 |  |  |  |  | -0.097862 | 0 | 1 | 1 |  |  |  |  | 380 | 0
7023 | L_BUCHAN1_2Y | 2 | South | YES | 0.007115 | 0 | 0 | 18 |  | 1 | Hydro | -1 | 0.097862 | 0 | 0 |  |  |  |  | -0.097862 | 0 | 1 | 1 |  |  |  |  | 381 | 0
7024 | L_BUCHAN1_3Y | 3 | South | YES | 0.007115 | 0 | 0 | 15 |  | 1 | Hydro | -1 | 0.097862 | 0 | 0 |  |  |  |  | -0.097862 | 0 | 1 | 1 |  |  |  |  | 382 | 0
3432 | SANDOW_4G | 4 | South | YES | 0.018271 | 580 | 225 | 580 |  | 1.029 | LIGCO | -1 | 0.086706 | 0 | 580 |  |  |  |  | -0.086706 | 0 | 1 | 1 |  |  |  |  | 383 | 0
13432 | SANDOW_5G | 5 | South | YES | 0.031486 | 581 | 225 | 581 |  | 1.029 | LIGCO | -1 | 0.073491 | 0 | 581 |  |  |  |  | -0.073491 | 0 | 1 | 1 |  |  |  |  | 384 | 0
60202 | FRNDDRCS | F | West | YES | 0.07353 | 0 | 0 | 0 | 0 | 0.9985 | AVR | 1 | 0.19719 | 0 | 0 |  |  |  |  | 0.19719 | 0 | [6 empty] | 385 | 0
3416 | LAKE_CRK1_G | 1 | North | YES | 0.077277 | 60 | 33 | 75 |  | 1.029 | GST | 1 | 0.20093 | 75 | 75 | 5.7958 | 75 |  |  | 0.20093 | 15.0701 | [6 empty] | 386 | 0
3417 | LAKE_CRK2_G | 2 | North | YES | 0.077277 | 177.6 | 40 | 222 | 0 | 1.029 | GST | 1 | 0.20093 | 222 | 222 | 17.1555 | 222 |  |  | 0.20093 | 44.6075 | [6 empty] | 387 | 0
3403 | THOUSE_1G | 1 | North | YES | 0.078322 | 563 | 200 | 563 | 0 | 1.012 | GSC | 1 | 0.20198 | 563 | 563 | 44.0953 | 563 |  |  | 0.20198 | 113.7145 | [6 empty] | 388 | 0
3404 | THOUSE_2G | 2 | North | YES | 0.078322 | 807 | 250 | 807 | 0 | 1.012 | GSC | 1 | 0.20198 | 807 | 807 | 63.2059 | 807 |  |  | 0.20198 | 162.9975 | [6 empty] | 389 | 0
238 | BOSQUESW505 | 1 | North | YES | 0.07953 | 255 | 0 | 255 | 0 | 1.02 | CC | 1 | 0.20319 | 255 | 255 | 20.2801 | 255 |  |  | 0.20319 | 51.8128 | [6 empty] | 390 | 0
239 | BOSQUESW502 | 1 | North | YES | 0.07953 | 119.2 | 0 | 149 | 0 | 1.02 | GGT | 1 | 0.20319 | 149 | 149 | 11.85 | 149 |  |  | 0.20319 | 30.2749
247 | BOSQUESW501 | 2 | North | YES | 0.07953 | 124.8 | 0 | 156 | 0 | 1.02 | GGT | 1 | 0.20319 | 156 | 156 | 12.4067 | 156 |  |  | 0.20319 | 31.6973
251 | BOSQUESW803 | 2 | North | YES | 0.081636 | 150 | 0 | 150 | 0 | 1.032 | CC | 1 | 0.20529 | 150 | 150 | 12.2454 | 150 |  |  | 0.20529 | 30.794
253 | BOSQUESW804 | 2 | North | YES | 0.081636 | 80 | 0 | 80 | 0 | 1.032 | CC | 1 | 0.20529 | 80 | 80 | 6.5309 | 80 |  |  | 0.20529 | 16.4235
60018 | DSKY1 | 1 | West | YES | 0.082036 | 21 | 0 | 84 | 0 | 1.023 | Wind | 1 | 0.20569 | 0 | 84 |  |  |  |  | 0.20569 | 17.2783
60000 | DSKY2 | 1 | West | YES | 0.082179 | 19.1 | 0 | 76.5 |  | 1.039 | Wind | 1 | 0.20584 | 0 | 76.5 |  |  |  |  | 0.20584 | 15.7465
60017 | ORNNWP1 | 1 | West | YES | 0.082585 | 20 | 0 | 80 |  | 1.027 | Wind | 1 | 0.20624 | 0 | 80 |  |  |  |  | 0.20624 | 16.4994
38437 | TNSRBNMESA9 | 1 | West | YES | 0.084213 | 37.5 | 0 | 150 | 0 | 1.02 | Wind | 1 | 0.20787 | 0 | 150 |  |  |  |  | 0.20787 | 31.1806
38332 | TNWDWRDU2_8 | 1 | West | YES | 0.08426 | 20 | 0 | 80 | 0 | 1.0232 | Wind | 1 | 0.20792 | 0 | 80 |  |  |  |  | 0.20792 | 16.6334
60016 | WOODWRD11A | 1 | West | YES | 0.084271 | 20 | 0 | 80 |  | 1.033 | Wind | 1 | 0.20793 | 0 | 80 |  |  |  |  | 0.20793 | 16.6343
6016 | SWMESA | 1 | West | YES | 0.084328 | 18.8 | 0 | 75 |  | 1.03 | Wind | 1 | 0.20799 | 0 | 75 |  |  |  |  | 0.20799 | 15.5989
60003 | KING_NE1A | 1 | West | YES | 0.084328 | 20 | 0 | 80 |  | 1.03 | Wind | 1 | 0.20799 | 0 | 80 |  |  |  |  | 0.20799 | 16.6388
60005 | KING_SE1A | 1 | West | YES | 0.084328 | 10 | 0 | 40 |  | 1.035 | Wind | 1 | 0.20799 | 0 | 40 |  |  |  |  | 0.20799 | 8.3194
60201 | RIO DRCS | F | West | YES | 0.084415 | 0 | 0 | 0 | 0 | 1.025 | AVR | 1 | 0.20807 | 0 | 0 |  |  |  |  | 0.20807 | 0
60007 | KING_SW1A | 1 | West | YES | 0.084634 | 20 | 0 | 80 |  | 1.03 | Wind | 1 | 0.20829 | 0 | 80 |  |  |  |  | 0.20829 | 16.6633
60019 | KING_NW1A | 1 | West | YES | 0.084634 | 20 | 0 | 80 |  | 1.03 | Wind | 1 | 0.20829 | 0 | 80 |  |  |  |  | 0.20829 | 16.6633
244 | WHITNYDM01 | 1 | North | YES | 0.084737 | 15 | 0 | 15 | 0 | 1.035 | Hydro | 1 | 0.20839 | 0 | 0 | 0 | 0 |  |  | 0.20839 | 0
245 | WHITNYDM02 | 2 | North | YES | 0.084737 | 15 | 0 | 15 | 0 | 1.035 | Hydro | 1 | 0.20839 | 0 | 0 | 0 | 0 |  |  | 0.20839 | 0
1349 | WESTXWIN_1G | 1 | West | YES | 0.089047 | 1.3 | 0 | 6.6 |  | 1.014 | Wind | 1 | 0.2127 | 0 | 6.6 |  |  |  |  | 0.2127 | 1.4038
1350 | NWPWRG1_1G | 1 | West | YES | 0.089047 | 6.9 | 1 | 34.3 |  | 1.014 | Wind | 1 | 0.2127 | 0 | 34.3 |  |  |  |  | 0.2127 | 7.2958
60057 | CALLAHAN1A | 1 | West | YES | 0.089291 | 22.8 | 0 | 114 | 0 | 1.04 | Wind | 1 | 0.21295 | 0 | 114 |  |  |  |  | 0.21295 | 24.2761
1002 | PBCTAGE_1G | A | West | YES | 0.089365 | 64 | 64 | 66 | 0 | 1.036 | GGT | 1 | 0.21302 | 66 | 66 |  |  |  |  | 0.21302 | 14.0595
1003 | PBCTBGE_2G | B | West | YES | 0.089365 | 65 | 65 | 66 | 0 | 1.036 | GGT | 1 | 0.21302 | 66 | 66 |  |  |  |  | 0.21302 | 14.0595
1004 | PBCTCGE_3G | C | West | YES | 0.089365 | 62 | 62 | 67 | 0 | 1.036 | GGT | 1 | 0.21302 | 67 | 67 |  |  |  |  | 0.21302 | 14.2725
1005 | PBCTDGE_4G | D | West | YES | 0.089365 | 65 | 65 | 68 | 0 | 1.036 | GGT | 1 | 0.21302 | 68 | 68 |  |  |  |  | 0.21302 | 14.4855
1006 | PBCTEGE_5G | E | West | YES | 0.089365 | 65 | 65 | 67 | 0 | 1.036 | GGT | 1 | 0.21302 | 67 | 67 |  |  |  |  | 0.21302 | 14.2725
1007 | PB5GEN_6G | 5 | West | YES | 0.089365 | 91.2 | 40 | 114 | 0 | 1.036 | GST | 1 | 0.21302 | 114 | 114 |  |  |  |  | 0.21302 | 24.2846
1008 | PB6GEN_7G | 6 | West | YES | 0.089365 | 515 | 130 | 515 | 0 | 1.036 | GST | 1 | 0.21302 | 515 | 515 |  |  |  |  | 0.21302 | 109.7066
7038 | L_DELAWA1_1Y | 1 | West | YES | 0.089414 | 3.5 | 0 | 35 | 0 | 1 | Wind | 1 | 0.21307 | 0 | 35 |  |  |  |  | 0.21307 | 7.4575
7038 | L_DELAWA1_1Y | 2 | West | YES | 0.089414 | 3 | 0 | 30 | 0 | 1 | Wind | 1 | 0.21307 | 0 | 30 |  |  |  |  | 0.21307 | 6.3921
76091 | L_DIVIDE1_1N | W1 | West | YES | 0.089507 | 22.5 | 0 | 112.5 |  | 1.02 | Wind | 1 | 0.21316 | 0 | 112.5 |  |  |  |  | 0.21316 | 23.981
76095 | L_CAPRSI1_1N | W1 | West | YES | 0.089507 | 29.9 | 0 | 149.5 | 0 | 1.02 | Wind | 1 | 0.21316 | 0 | 149.5 |  |  |  |  | 0.21316 | 31.8681
76096 | L_CAPRSI1_2N | W1 | West | YES | 0.089507 | 37.2 | 0 | 186 | 0 | 1.02 | Wind | 1 | 0.21316 | 0 | 186 |  |  |  |  | 0.21316 | 39.6486
76097 | L_CAPRGE1_1N | W1 | West | YES | 0.089507 | 42.9 | 0 | 214.5 | 0 | 1.02 | Wind | 1 | 0.21316 | 0 | 214.5 |  |  |  |  | 0.21316 | 45.7238
11147 | NOTREES_1G | 1 | West | YES | 0.089509 | 29.8 | 0 | 149 | 0 | 1.017 | Wind | 1 | 0.21317 | 0 | 149 |  |  |  |  | 0.21317 | 31.7618
76031 | L_GASCCR1_1N | W1 | West | YES | 0.089755 | 30 | 0 | 150 | 0 | 1.02 | Wind | 1 | 0.21341 | 0 | 150 |  |  |  |  | 0.21341 | 32.0119
1320 | BSP 1 | 1 | West | YES | 0.089961 | 25.5 | 2.9 | 25.8 | 0 | 1 | Cogen | 1 | 0.21362 | 0 | 0 |  |  |  |  | 0.21362 | 0
1326 | STANTONW_8 | 1 | West | YES | 0.090048 | 20.1 | 0 | 100.5 |  | 1.01 | Wind | 1 | 0.21371 | 0 | 100.5 |  |  |  |  | 0.21371 | 21.4774
11020 | TIEHVSG_1G | 1 | West | YES | 0.09008 | 208.2 | 63 | 208.2 | 0 | 1.012 | CC | 1 | 0.21374 | 208.2 | 208.2 |  |  |  |  | 0.21374 | 44.5002
11021 | TIEHVCG_1G | 1 | West | YES | 0.09008 | 142.1 | 103 | 142.1 | 0 | 1.012 | CC | 1 | 0.21374 | 142.1 | 142.1 |  |  |  |  | 0.21374 | 30.3721
11022 | TIEHVCG_2G | 1 | West | YES | 0.09008 | 132.4 | 103 | 132.4 | 0 | 1.012 | CC | 1 | 0.21374 | 132.4 | 132.4 |  |  |  |  | 0.21374 | 28.2988
11023 | TIEHVCG_3G | 1 | West | YES | 0.09008 | 137.4 | 103 | 137.4 | 0 | 1.012 | CC | 1 | 0.21374 | 137.4 | 137.4 |  |  |  |  | 0.21374 | 29.3675
11024 | TIEHVCG_4G | 1 | West | YES | 0.09008 | 147 | 103 | 147 | 0 | 1.012 | CC | 1 | 0.21374 | 147 | 147 |  |  |  |  | 0.21374 | 31.4194
11025 | TIEHVSG_2G | 1 | West | YES | 0.09008 | 213.2 | 63 | 213.2 | 0 | 1.012 | CC | 1 | 0.21374 | 213.2 | 213.2 |  |  |  |  | 0.21374 | 45.5688
11001 | NAV1CT | 1 | West | YES | 0.090088 | 70.4 | 18 | 70.4 | 0 | 1.029 | CC | 1 | 0.21375 | 70.4 | 70.4 |  |  |  |  | 0.21375 | 15.0477
11009 | NAV2CT | 1 | West | YES | 0.090088 | 71.4 | 18 | 71.4 | 0 | 1.029 | CC | 1 | 0.21375 | 71.4 | 71.4 |  |  |  |  | 0.21375 | 15.2614
11011 | NAV3ST | 1 | West | YES | 0.090088 | 92.8 | 40 | 92.8 | 0 | 1.029 | CC | 1 | 0.21375 | 92.8 | 92.8 |  |  |  |  | 0.21375 | 19.8356
11012 | NAV4CT | 1 | West | YES | 0.090088 | 80 | 18 | 80 | 0 | 1.029 | CC | 1 | 0.21375 | 80 | 80 |  |  |  |  | 0.21375 | 17.0996
11013 | NAV5CT | 1 | West | YES | 0.090088 | 80 | 18 | 80 | 0 | 1.029 | CC | 1 | 0.21375 | 80 | 80 |  |  |  |  | 0.21375 | 17.0996
11014 | NAV6ST | 1 | West | YES | 0.090088 | 115 | 40 | 115 | 0 | 1.029 | CC | 1 | 0.21375 | 115 | 115 |  |  |  |  | 0.21375 | 24.5807
1328 | OCOTILLO_1G | 1 | West | YES | 0.090132 | 11.6 | 0 | 58 |  | 1.01 | Wind | 1 | 0.21379 | 0 | 58 |  |  |  |  | 0.21379 | 12.3998
1333 | MCDDONAL_8 | 1 | West | YES | 0.090258 | 42.8 | 0 | 214.2 |  | 1.01 | Wind | 1 | 0.21392 | 0 | 214.2 |  |  |  |  | 0.21392 | 45.8207
1327 | WILDHRSE_1G | 1 | West | YES | 0.090411 | 0 | 0 | 120 |  | 1 | Wind | 1 | 0.21407 | 0 | 120 |  |  |  |  | 0.21407 | 25.6882
1360 | GUNSIGHT_8 | 1 | West | YES | 0.090436 | 0 | 0 | 120 |  | 1.01 | Wind | 1 | 0.21409 | 0 | 120 |  |  |  |  | 0.21409 | 25.6912
11320 | COYOTE_1G | 1 | West | YES | 0.090627 | 22.5 | 0 | 225 |  | 1 | Wind | 1 | 0.21428 | 0 | 225 |  |  |  |  | 0.21428 | 48.214
11309 | BULLCREK_2G | 1 | West | YES | 0.090673 | 20.9 | 0 | 180 |  | 1 | Wind | 1 | 0.21433 | 0 | 180 |  |  |  |  | 0.21433 | 38.5795
11310 | BULLCREK_1G | 1 | West | YES | 0.090673 | 15.1 | 0 | 180 |  | 1 | Wind | 1 | 0.21433 | 0 | 180 |  |  |  |  | 0.21433 | 38.5795
1045 | CALENG1G_1G | 1 | West | YES | 0.090685 | 73.4 | 27 | 73.4 | 0 | 1.014 | Cogen | 1 | 0.21434 | 0 | 0 |  |  |  |  | 0.21434 | 0
1046 | CALENG2G_2G | 2 | West | YES | 0.090685 | 73.4 | 27 | 73.4 | 0 | 1.014 | Cogen | 1 | 0.21434 | 0 | 0 |  |  |  |  | 0.21434 | 0
1047 | CALENG3G_3G | 3 | West | YES | 0.090685 | 70.4 | 27 | 70.4 | 0 | 1.014 | Cogen | 1 | 0.21434 | 0 | 0 |  |  |  |  | 0.21434 | 0
1058 | LONGSHORE_5 | 1 | West | YES | 0.090825 | 30 | 0 | 150 |  | 1.01 | Wind | 1 | 0.21448 | 0 | 150 |  |  |  |  | 0.21448 | 32.1724
1058 | LONGSHORE_5 | 2 | West | YES | 0.090825 | 44 | 0 | 220 |  | 1.01 | Wind | 1 | 0.21448 | 0 | 220 |  |  |  |  | 0.21448 | 47.1862
11065 | ELBOWCK_1G | 1 | West | YES | 0.090825 | 23.4 | 0 | 121.9 | 0 | 1 | Wind | 1 | 0.21448 | 0 | 121.9 |  |  |  |  | 0.21448 | 26.1454
60058 | BUFF_GAP1A | 1 | West | YES | 0.09087 | 24 | 0 | 120 |  | 1 | Wind | 1 | 0.21453 | 0 | 120 |  |  |  |  | 0.21453 | 25.7433
60060 | CIRELLO | 1 | West | YES | 0.09087 | 46.6 | 0 | 233 | 0 | 1 | Wind | 1 | 0.21453 | 0 | 233 |  |  |  |  | 0.21453 | 49.9849
60063 | BUFF_GAP1B | 1 | West | YES | 0.09087 | 34 | 0 | 170.2 | 0 | 1.02 | Wind | 1 | 0.21453 | 0 | 170.2 |  |  |  |  | 0.21453 | 36.5126
60066 | H_HOLLOW1A | 1 | West | YES | 0.09087 | 44.4 | 0 | 222 | 0 | 1.005 | Wind | 1 | 0.21453 | 0 | 222 |  |  |  |  | 0.21453 | 47.6251
60068 | HHOLLOW21A | 1 | West | YES | 0.09087 | 36.8 | 0 | 184 | 0 | 1.025 | Wind | 1 | 0.21453 | 0 | 184 |  |  |  |  | 0.21453 | 39.4731
60070 | HHOLLOW31A | 1 | West | YES | 0.09087 | 44.8 | 0 | 224 | 0 | 1.025 | Wind | 1 | 0.21453 | 0 | 224 |  |  |  |  | 0.21453 | 48.0542
60072 | HHOLLOW41A | 1 | West | YES | 0.09087 | 23 | 0 | 115 | 0 | 1.025 | Wind | 1 | 0.21453 | 0 | 115 |  |  |  |  | 0.21453 | 24.6707
1037 | MORGAN5G_5G | 5 | West | YES | 0.09091 | 109.6 | 40 | 137 | 0 | 1.029 | GST | 1 | 0.21457 | 137 | 137 |  |  |  |  | 0.21457 | 29.3957
1039 | MRGNAG_1G | A | West | YES | 0.09091 | 69 | 69 | 69 | 0 | 1.029 | GGT | 1 | 0.21457 | 69 | 69 |  |  |  |  | 0.21457 | 14.8052
1040 | MRGNBG_2G | B | West | YES | 0.09091 | 70 | 70 | 71 | 0 | 1.029 | GGT | 1 | 0.21457 | 71 | 71 |  |  |  |  | 0.21457 | 15.2343
1041 | MRGNCG_3G | C | West | YES | 0.09091 | 69 | 69 | 70 | 0 | 1.029 | GGT | 1 | 0.21457 | 70 | 70 |  |  |  |  | 0.21457 | 15.0197
1042 | MRGNDG_4G | D | West | YES | 0.09091 | 68 | 68 | 68 | 0 | 1.029 | GGT | 1 | 0.21457 | 68 | 68 |  |  |  |  | 0.21457 | 14.5906
1043 | MRGNEG_5G | E | West | YES | 0.09091 | 68 | 68 | 70 | 0 | 1.029 | GGT | 1 | 0.21457 | 70 | 70 |  |  |  |  | 0.21457 | 15.0197
1044 | MRGNFG_6G | F | West | YES | 0.09091 | 66 | 66 | 66 | 0 | 1.029 | GGT | 1 | 0.21457 | 66 | 66 |  |  |  |  | 0.21457 | 14.1615
6637 | SNYDERW1A | 1 | West | YES | 0.090936 | 12.6 | 0 | 63 | 0 | 1.025 | Wind | 1 | 0.21459 | 0 | 63 |  |  |  |  | 0.21459 | 13.5194
1068 | SCURRYCW_1G | 1 | West | YES | 0.090984 | 28.2 | 1.3 | 141 | 0 | 1.0217 | Wind | 1 | 0.21464 | 0 | 141 |  |  |  |  | 0.21464 | 30.2645
1073 | SCURRYCW_2G | 2 | West | YES | 0.090984 | 24 | 0 | 120 | 0 | 1.0217 | Wind | 1 | 0.21464 | 0 | 120 |  |  |  |  | 0.21464 | 25.757
1061 | CIELOGEN_1G | 1 | West | YES | 0.090991 | 19.8 | 0 | 99 |  | 1 | Wind | 1 | 0.21465 | 0 | 99 |  |  |  |  | 0.21465 | 21.2502
1062 | CIELOGEN_2G | 1 | West | YES | 0.090991 | 12.2 | 0 | 61 |  | 1 | Wind | 1 | 0.21465 | 0 | 61 |  |  |  |  | 0.21465 | 13.0936
1069 | KINDERMG_1G | 1 | West | YES | 0.090991 | 25 | 5 | 25 | 0 | 1.017 | Cogen | 1 | 0.21465 | 0 | 0 |  |  |  |  | 0.21465 | 0
1070 | KINDERMG_2G | 1 | West | YES | 0.090991 | 45.7 | 12 | 45.7 | 0 | 1.017 | Cogen | 1 | 0.21465 | 0 | 0 |  |  |  |  | 0.21465 | 0
1071 | KINDERMG_3G | 1 | West | YES | 0.090991 | 45.7 | 12 | 45.7 | 0 | 1.017 | Cogen | 1 | 0.21465 | 0 | 0 |  |  |  |  | 0.21465 | 0
36998 | RDCNYNG1 | 1 | West | YES | 0.091115 | 16.8 | 0 | 84 |  | 1.01 | Wind | 1 | 0.21477 | 0 | 84 |  |  |  |  | 0.21477 | 18.0409
1343 | TRENTIPP_8 | 1 | West | YES | 0.091189 | 30 | 0 | 150 |  | 1.014 | Wind | 1 | 0.21485 | 0 | 150 |  |  |  |  | 0.21485 | 32.227
1354 | AEPWIND_8 | 1 | West | YES | 0.091189 | 20.2 | 0 | 101 |  | 1 | Wind | 1 | 0.21485 | 0 | 101 |  |  |  |  | 0.21485 | 21.6995
6407 | TURKTRAK1A | 1 | West | YES | 0.091328 | 33.9 | 0 | 169.5 | 0 | 1.025 | Wind | 1 | 0.21499 | 0 | 169.5 |  |  |  |  | 0.21499 | 36.44
71051 | L_BITTCR1_1N | W1 | West | YES | 0.091643 | 7.5 | 0 | 37.5 |  | 1.02 | Wind | 1 | 0.2153 | 0 | 37.5 |  |  |  |  | 0.2153 | 8.0738
71054 | L_SWEETW1_1N | W1 | West | YES | 0.091643 | 21.5 | 0 | 107.5 |  | 1.02 | Wind | 1 | 0.2153 | 0 | 107.5 |  |  |  |  | 0.2153 | 23.1448
71057 | L_SWEETW1_2N | W1 | West | YES | 0.091643 | 27 | 0 | 135 |  | 1.02 | Wind | 1 | 0.2153 | 0 | 135 |  |  |  |  | 0.2153 | 29.0656
71059 | L_SWEETW1_3N | W1 | West | YES | 0.091643 | 23.8 | 0 | 119 | 0 | 1.02 | Wind | 1 | 0.2153 | 0 | 119 |  |  |  |  | 0.2153 | 25.6208
71060 | L_SWEETW1_4N | W1 | West | YES | 0.091643 | 21 | 0 | 105 | 0 | 1.02 | Wind | 1 | 0.2153 | 0 | 105 |  |  |  |  | 0.2153 | 22.6066
71061 | L_SWEETW1_5N | W1 | West | YES | 0.091643 | 16.1 | 0 | 80.5 | 0 | 1.02 | Wind | 1 | 0.2153 | 0 | 80.5 |  |  |  |  | 0.2153 | 17.3317
6144 | MCADOO1A | 1 | West | YES | 0.09166 | 15 | 0 | 150 | 0 | 1.025 | Wind | 1 | 0.21532 | 0 | 150 |  |  |  |  | 0.21532 | 32.2976
11056 | ROSCOE_1G | 1 | West | YES | 0.091679 | 41.8 | 0 | 209 |  | 1 | Wind | 1 | 0.21534 | 0 | 209 |  |  |  |  | 0.21534 | 45.0053
11057 | CHAMPION_1G | 1 | West | YES | 0.091679 | 25.3 | 0 | 126.5 |  | 1 | Wind | 1 | 0.21534 | 0 | 126.5 |  |  |  |  | 0.21534 | 27.2401
11058 | PYRON_1G | 1 | West | YES | 0.091679 | 49.8 | 0 | 249 |  | 1 | Wind | 1 | 0.21534 | 0 | 249 |  |  |  |  | 0.21534 | 53.6188
11059 | INADALE_1G | 1 | West | YES | 0.091679 | 39.4 | 0 | 197 |  | 1 | Wind | 1 | 0.21534 | 0 | 197 |  |  |  |  | 0.21534 | 42.4213
1643 | SLSTR1PP_1G | 1 | North | YES | 0.091917 | 6 | 0 | 60 | 0 | 1.022 | Wind | 1 | 0.21557 | 0 | 60 | 5.515 | 60 |  |  | 0.21557 | 12.9345
1416 | SWETWATR_1G | 1 | West | YES | 0.092009 | 30 | 18 | 30 | 0 | 1.026 | CC | 1 | 0.21567 | 30 | 30 |  |  |  |  | 0.21567 | 6.47
1417 | SWETWATR_2G | 2 | West | YES | 0.092009 | 72 | 36 | 72 | 0 | 1.026 | CC | 1 | 0.21567 | 72 | 72 |  |  |  |  | 0.21567 | 15.528
1418 | SWETWATR_3G | 3 | West | YES | 0.092009 | 68 | 36 | 68 | 0 | 1.026 | CC | 1 | 0.21567 | 68 | 68 |  |  |  |  | 0.21567 | 14.6653
1419 | SWETWATR_4G | 4 | West | YES | 0.092009 | 61 | 36 | 61 | 0 | 1.026 | CC | 1 | 0.21567 | 61 | 61 |  |  |  |  | 0.21567 | 13.1557
60081 | WHRLWIND1A | 1 | West | YES | 0.092379 | 12 | 0 | 60 | 0 | 1.03 | Wind | 1 | 0.21604 | 0 | 60 |  |  |  |  | 0.21604 | 12.9622
1437 | MESQUITW_1G | 1 | North | YES | 0.09354 | 40 | 0 | 400 | 0 | 1.023 | Wind | 1 | 0.2172 | 0 | 400 | 37.416 | 400 |  |  | 0.2172 | 86.879
1438 | MESQUITW_2G | 1 | North | YES | 0.093543 | 23.6 | 0 | 236 |  | 1.017 | Wind | 1 | 0.2172 | 0 | 236 | 22.0761 | 236 |  |  | 0.2172 | 51.2593
1442 | COKFIELD_5 | 1 | North | YES | 0.094149 | 16.5 | 0 | 165 |  | 1.029 | Wind | 1 | 0.21781 | 0 | 165 | 15.5346 | 165 |  |  | 0.21781 | 35.9381
6100 | OKLA7A | EQ | West | YES | 0.094632 | 50 | -220 | 220 | 0 | 1.035 | DCTie | 1 | 0.21829 | 0 | 0 |  |  |  |  | 0.21829 | 0
6752 | OKLA0A | 1 | West | YES | 0.094632 | 649.7 | 175 | 649.7 | 0 | 1.035 | LIGCO | 1 | 0.21829 | 0 | 649.7 |  |  |  |  | 0.21829 | 141.8227
1433 | GRHAMSES_1G | 1 | North | YES | 0.095516 | 242 | 60 | 242 | 0 | 1.038 | GST | 1 | 0.21917 | 242 | 242 | 23.1149 | 242 |  |  | 0.21917 | 53.04
332 | RWMILLER01 | 1 | North | YES | 0.09558 | 58.4 | 18.5 | 73 | 0 | 1.04 | GST | 1 | 0.21924 | 73 | 73 | 6.9773 | 73 |  |  | 0.21924 | 16.0043
333 | RWMILLER02 | 2 | North | YES | 0.09558 | 95.2 | 37 | 119 | 0 | 1.04 | GST | 1 | 0.21924 | 119 | 119 | 11.374 | 119 |  |  | 0.21924 | 26.0893
334 | RWMILLER03 | 3 | North | YES | 0.09558 | 166.4 | 65 | 208 | 0 | 1.04 | GST | 1 | 0.21924 | 208 | 208 | 19.8806 | 208 |  |  | 0.21924 | 45.6014
335 | RWMILLER04 | 4 | North | YES | 0.09558 | 81.6 | 0 | 102 | 0 | 1.04 | GST | 1 | 0.21924 | 102 | 102 | 9.7492 | 102 |  |  | 0.21924 | 22.3622
336 | RWMILLER05 | 5 | North | YES | 0.09558 | 80.8 | 0 | 101 | 0 | 1.04 | GST | 1 | 0.21924 | 101 | 101 | 9.6536 | 101 |  |  | 0.21924 | 22.143
1432 | GRHAMSES_2G | 2 | North | YES | 0.096065 | 294.9 | 90 | 366 | 0 | 1.014 | GST | 1 | 0.21972 | 366 | 366 | 35.1598 | 366 |  |  | 0.21972 | 80.4184
1479 | WFCOGEN_1G | 1 | North | YES | 0.096143 | 16 | 12 | 20 | 0 | 1 | Cogen | 1 | 0.2198 | 0 | 0 | 0 | 0 |  |  | 0.2198 | 0
1479 | WFCOGEN_1G | 2 | North | YES | 0.096143 | 16 | 12 | 20 | 0 | 1 | Cogen | 1 | 0.2198 | 0 | 0 | 0 | 0 |  |  | 0.2198 | 0
1482 | WFCOGEN_2G | 1 | North | YES | 0.096143 | 16 | 12 | 20 | 0 | 1 | Cogen | 1 | 0.2198 | 0 | 0 | 0 | 0 |  |  | 0.2198 | 0
1482 | WFCOGEN_2G | 2 | North | YES | 0.096143 | 13.6 | 12 | 17 | 0 | 1 | Cogen | 1 | 0.2198 | 0 | 0 | 0 | 0 |  |  | 0.2198 | 0
1600 | BARTNWND_1G | 1 | North | YES | 0.096283 | 12 | 0 | 120 | 0 | 1.022 | Wind | 1 | 0.21994 | 0 | 120 | 11.554 | 120 |  |  | 0.21994 | 26.3929
344 | MRSSHPRD | 1 | North | YES | 0.096423 | 0 | 0 | 12 |  | 1.03 | Hydro | 1 | 0.22008 | 0 | 0 | 0 | 0 |  |  | 0.22008 | 0
345 | MRSSHPRD01 | 2 | North | YES | 0.096423 | 0 | 0 | 12 |  | 1.03 | Hydro | 1 | 0.22008 | 0 | 0 | 0 | 0 |  |  | 0.22008 | 0
366 | JNSNCNTY802 | 1 | North | YES | 0.096721 | 168 | 20 | 168 | 0 | 1.02 | Cogen | 1 | 0.22038 | 0 | 0 | 0 | 0 |  |  | 0.22038 | 0
367 | JNSNCNTY802 | 2 | North | YES | 0.096721 | 90 | 20 | 90 | 0 | 1.02 | Cogen | 1 | 0.22038 | 0 | 0 | 0 | 0 |  |  | 0.22038 | 0
1892 | DECRDOVA_2G | A | North | YES | 0.097312 | 65 | 65 | 70 | 0 | 1.025 | GGT | 1 | 0.22097 | 70 | 70 | 6.8118 | 70 |  |  | 0.22097 | 15.4679
1893 | DECRDOVA_3G | B | North | YES | 0.097312 | 65 | 65 | 69 | 0 | 1.025 | GGT | 1 | 0.22097 | 69 | 69 | 6.7145 | 69 |  |  | 0.22097 | 15.2469
1894 | DECRDOVA_4G | C | North | YES | 0.097312 | 65 | 65 | 69 | 0 | 1.025 | GGT | 1 | 0.22097 | 69 | 69 | 6.7145 | 69 |  |  | 0.22097 | 15.2469
1895 | DECRDOVA_5G | D | North | YES | 0.097312 | 65 | 65 | 68 | 0 | 1.025 | GGT | 1 | 0.22097 | 68 | 68 | 6.6172 | 68 |  |  | 0.22097 | 15.0259
503 | NTHTEXAS01 | 1 | North | YES | 0.097333 | 0 | 5 | 18 |  | 1.015 | GST | 1 | 0.22099 | 18 | 18 | 1.752 | 18 |  |  | 0.22099 | 3.9778
504 | NTHTEXAS02 | 2 | North | YES | 0.097333 | 14.4 | 5 | 18 |  | 1.015 | GST | 1 | 0.22099 | 18 | 18 | 1.752 | 18 |  |  | 0.22099 | 3.9778
505 | NTHTEXAS03 | 3 | North | YES | 0.097333 | 30.4 | 15 | 38 |  | 1.015 | GST | 1 | 0.22099 | 38 | 38 | 3.6987 | 38 |  |  | 0.22099 | 8.3976
1898 | COMCHEPK_1G | 1 | North | YES | 0.097811 | 1217 | 1150 | 1217 | 0 | 1.032 | Nuc | 1 | 0.22147 | 0 | 0 | 0 | 0 |  |  | 0.22147 | 0
1899 | COMCHEPK_2G | 2 | North | YES | 0.097811 | 1159 | 1128 | 1159 | 0 | 1.032 | Nuc | 1 | 0.22147 | 0 | 0 | 0 | 0 |  |  | 0.22147 | 0
1453 | WCPWRCO_1G | 1 | North | YES | 0.09794 | 204 | 50 | 204 | 0 | 1.02 | CC | 1 | 0.2216 | 204 | 204 | 19.9798 | 204 |  |  | 0.2216 | 45.2059
1454 | WCPWRCO_2G | 2 | North | YES | 0.09794 | 204 | 50 | 204 | 0 | 1.02 | CC | 1 | 0.2216 | 204 | 204 | 19.9798 | 204 |  |  | 0.2216 | 45.2059
1455 | WCPWRCO_3G | 3 | North | YES | 0.09794 | 242 | 50 | 242 |  | 1.02 | CC | 1 | 0.2216 | 242 | 242 | 23.7015 | 242 |  |  | 0.2216 | 53.6266
1877 | WLFHOLW_1G | 1 | North | YES | 0.098081 | 217.3 | 89.2 | 217.3 | 0 | 1.032 | CC | 1 | 0.22174 | 217.3 | 217.3 | 21.313 | 217.3 |  |  | 0.22174 | 48.1838
1878 | WLFHOLW_2G | 2 | North | YES | 0.098081 | 215.7 | 105 | 215.7 | 0 | 1.032 | CC | 1 | 0.22174 | 215.7 | 215.7 | 21.1561 | 215.7 |  |  | 0.22174 | 47.829
1879 | WLFHOLW_3G | 3 | North | YES | 0.098081 | 272.4 | 89.2 | 272.4 | 0 | 1.032 | CC | 1 | 0.22174 | 272.4 | 272.4 | 26.7173 | 272.4 |  |  | 0.22174 | 60.4016
1889 | DECRDOVA_1G | 1 | North | YES | 0.098271 | 779 | 255 | 779 | 0 | 1.02 | GSC | 1 | 0.22193 | 779 | 779 | 76.5531 | 779 |  |  | 0.22193 | 172.8823
580 | JCKCNTY801 | 1 | North | YES | 0.098584 | 288 | 0 | 288 | 0 | 1.022 | CC | 1 | 0.22224 | 288 | 288 | 28.3922 | 288 |  |  | 0.22224 | 64.0056
581 | JCKCNTY802 | 2 | North | YES | 0.098584 | 147 | 0 | 147 | 0 | 1.022 | CC | 1 | 0.22224 | 147 | 147 | 14.4918 | 147 |  |  | 0.22224 | 32.6695
582 | JCKCNTY803 | 3 | North | YES | 0.098584 | 147 | 0 | 147 | 0 | 1.022 | CC | 1 | 0.22224 | 147 | 147 | 14.4918 | 147 |  |  | 0.22224 | 32.6695
1937 | MDLTHELP_5G | 5 | North | YES | 0.098975 | 224 | 74 | 224 | 0 | 1 | CC | 1 | 0.22263 | 224 | 224 | 22.1704 | 224 |  |  | 0.22263 | 49.8697
1938 | MDLTHELP_6G | 6 | North | YES | 0.098975 | 226 | 74 | 226 | 0 | 1 | CC | 1 | 0.22263 | 226 | 226 | 22.3683 | 226 |  |  | 0.22263 | 50.3149
1943 | MDLTHELP_3G | 3 | North | YES | 0.098975 | 212 | 74 | 212 | 0 | 1 | CC | 1 | 0.22263 | 212 | 212 | 20.9827 | 212 |  |  | 0.22263 | 47.1981
1944 | MDLTHELP_4G | 4 | North | YES | 0.098975 | 211 | 74 | 211 | 0 | 1 | CC | 1 | 0.22263 | 211 | 211 | 20.8837 | 211 |  |  | 0.22263 | 46.9755
1861 | EAGLEMNT_1G | MB | North | YES | 0.099588 | 0 | 30 | 112 |  | 1.022 | GST | 1 | 0.22325 | 0 | 0 | 0 | 0 |  |  | 0.22325 | 0
1862 | EAGLEMNT_2G | MB | North | YES | 0.099588 | 0 | 40 | 100 |  | 1.022 | GST | 1 | 0.22325 | 0 | 0 | 0 | 0 |  |  | 0.22325 | 0
1863 | EAGLEMNT_3G | MB | North | YES | 0.099588 | 0 | 50 | 378 |  | 1.022 | GST | 1 | 0.22325 | 0 | 0 | 0 | 0 |  |  | 0.22325 | 0
728 | WOLFRIDGE801 | 1 | North | YES | 0.099984 | 11.2 | 0 | 112.5 | 0 | 0.99 | Wind | 1 | 0.22364 | 0 | 112.5 | 11.2482 | 112.5 |  |  | 0.22364 | 25.1597
1941 | MDLTHELP_1G | 1 | North | YES | 0.1 | 216.4 | 74 | 216.4 | 0 | 1 | CC | 1 | 0.22366 | 216.4 | 216.4 | 21.6404 | 216.4 |  |  | 0.22366 | 48.3999
1942 | MDLTHELP_2G | 2 | North | YES | 0.1 | 216.1 | 74 | 216.1 | 0 | 1 | CC | 1 | 0.22366 | 216.1 | 216.1 | 21.6104 | 216.1 |  |  | 0.22366 | 48.3328
1947 | HANDLEY_3G | 3 | North | YES | 0.10001 | 316 | 100 | 395 | 0 | 1.022 | GST | 1 | 0.22367 | 395 | 395 | 39.5051 | 395 |  |  | 0.22367 | 88.3499
1949 | HANDLEY_5G | 5 | North | YES | 0.10001 | 348 | 150 | 435 | 0 | 1.022 | GST | 1 | 0.22367 | 435 | 435 | 43.5057 | 435 |  |  | 0.22367 | 97.2967
1948 | HANDLEY_4G | 4 | North | YES | 0.10019 | 348 | 150 | 435 | 0 | 1.022 | GST | 1 | 0.22384 | 435 | 435 | 43.5809 | 435 |  |  | 0.22384 | 97.3719
923 | SPENCER_G4 | 1 | North | YES | 0.10093 | 48 | 20 | 61 | 0 | 1.03 | GST | 1 | 0.22458 | 61 | 61 | 6.1565 | 61 |  |  | 0.22458 | 13.6996
924 | SPENCER_G5 | 1 | North | YES | 0.10093 | 52 | 20 | 66 | 0 | 1.03 | GST | 1 | 0.22458 | 66 | 66 | 6.6611 | 66 |  |  | 0.22458 | 14.8225
12322 | ENNSTRAC_1G | 1 | North | YES | 0.10267 | 196 | 130 | 196 | 0 | 1.036 | CC | 1 | 0.22633 | 196 | 196 | 20.1231 | 196 |  |  | 0.22633 | 44.36
12323 | ENNSTRAC_2G | 2 | North | YES | 0.10267 | 116 | 100 | 116 | 0 | 1.036 | CC | 1 | 0.22633 | 116 | 116 | 11.9096 | 116 |  |  | 0.22633 | 26.2539
2381 | NTHLK1_G | 1 | North | YES | 0.1027 | 0 | 35 | 156 |  | 1.022 | GST | 1 | 0.22636 | 156 | 156 | 16.0217 | 156 |  |  | 0.22636 | 35.3122
2382 | NTHLK2_G | 2 | North | YES | 0.1027 | 0 | 35 | 181 |  | 1.022 | GST | 1 | 0.22636 | 181 | 181 | 18.5892 | 181 |  |  | 0.22636 | 40.9713
2383 | NTHLK3_G | 3 | North | YES | 0.1027 | 0 | 50 | 329 |  | 1.022 | GST | 1 | 0.22636 | 329 | 329 | 33.7893 | 329 |  |  | 0.22636 | 74.4726
2371 | COLLIN_1G | MB | North | YES | 0.10289 | 0 | 40 | 138 |  | 1.022 | GST | 1 | 0.22654 | 0 | 0 | 0 | 0 |  |  | 0.22654 | 0
6948 | DENISNDM | 1 | North | YES | 0.10341 | 40 | 5 | 40 |  | 1.015 | Hydro | 1 | 0.22707 | 0 | 0 | 0 | 0 |  |  | 0.22707 | 0
6948 | DENISNDM | 2 | North | YES | 0.10341 | 31 | 5 | 40 |  | 1.015 | Hydro | 1 | 0.22707 | 0 | 0 | 0 | 0 |  |  | 0.22707 | 0
2413 | MTCK6_G | 6 | North | YES | 0.10357 | 0 | 30 | 118 |  | 1.022 | GST | 1 | 0.22723 | 118 | 118 | 12.2213 | 118 |  |  | 0.22723 | 26.8128
2414 | MTCK7_G | 7 | North | YES | 0.10357 | 0 | 30 | 115 |  | 1.022 | GST | 1 | 0.22723 | 115 | 115 | 11.9106 | 115 |  |  | 0.22723 | 26.1312
2417 | MTCK8_G | 8 | North | YES | 0.10357 | 444.8 | 60 | 556 | 0 | 1.022 | GSC | 1 | 0.22723 | 556 | 556 | 57.5849 | 556 |  |  | 0.22723 | 126.3385
1687 | VALLEY_1G | 1 | North | YES | 0.10358 | 136 | 15 | 170 | 0 | 1.029 | GST | 1 | 0.22724 | 170 | 170 | 17.6084 | 170 |  |  | 0.22724 | 38.6302
1688 | VALLEY_2G | 2 | North | YES | 0.10358 | 527 | 90 | 527 | 0 | 1.029 | GSC | 1 | 0.22724 | 527 | 527 | 54.5861 | 527 |  |  | 0.22724 | 119.7536
1689 | VALLEY_3G | 3 | North | YES | 0.10379 | 0 | 25 | 375 |  | 1.003 | GST | 1 | 0.22745 | 375 | 375 | 38.922 | 375 |  |  | 0.22745 | 85.2936
11691 | KMICHICT1_G | 1 | North | YES | 0.10379 | 144 | 80 | 144 | 0 | 1.026 | CC | 1 | 0.22745 | 144 | 144 | 14.946 | 144 |  |  | 0.22745 | 32.7527
11692 | KMICHICT2_G | 2 | North | YES | 0.10379 | 146 | 80 | 146 | 0 | 1.026 | CC | 1 | 0.22745 | 146 | 146 | 15.1536 | 146 |  |  | 0.22745 | 33.2076
11693 | KMICHIST3_G | 3 | North | YES | 0.10379 | 312 | 60 | 312 | 0 | 1.026 | CC | 1 | 0.22745 | 312 | 312 | 32.3831 | 312 |  |  | 0.22745 | 70.9642
11694 | KMICHICT4_G | 4 | North | YES | 0.10379 | 144 | 80 | 144 | 0 | 1.026 | CC | 1 | 0.22745 | 144 | 144 | 14.946 | 144 |  |  | 0.22745 | 32.7527
11695 | KMICHICT5_G | 5 | North | YES | 0.10379 | 148 | 80 | 148 | 0 | 1.026 | CC | 1 | 0.22745 | 148 | 148 | 15.3612 | 148 |  |  | 0.22745 | 33.6625
11696 | KMICHIST6_G | 6 | North | YES | 0.10379 | 310 | 60 | 310 | 0 | 1.026 | CC | 1 | 0.22745 | 310 | 310 | 32.1755 | 310 |  |  | 0.22745 | 70.5094
1678 | LAMARPWR_1G | 1 | North | YES | 0.10389 | 160 | 67.7 | 160 | 0 | 1.038 | CC | 1 | 0.22754 | 160 | 160 | 16.6219 | 160 |  |  | 0.22754 | 36.4071
1679 | LAMARPWR_2G | 2 | North | YES | 0.10389 | 156 | 67.7 | 156 | 0 | 1.038 | CC | 1 | 0.22754 | 156 | 156 | 16.2064 | 156 |  |  | 0.22754 | 35.4969
1680 | LAMARPWR_3G | 3 | North | YES | 0.10389 | 196 | 129.1 | 196 | 0 | 1.038 | CC | 1 | 0.22754 | 196 | 196 | 20.3619 | 196 |  |  | 0.22754 | 44.5987
1681 | LAMARPWR_4G | 4 | North | YES | 0.10389 | 156 | 67.7 | 156 | 0 | 1.038 | CC | 1 | 0.22754 | 156 | 156 | 16.2064 | 156 |  |  | 0.22754 | 35.4969
1682 | LAMARPWR_5G | 5 | North | YES | 0.10389 | 157 | 67.7 | 157 | 0 | 1.038 | CC | 1 | 0.22754 | 157 | 157 | 16.3103 | 157 |  |  | 0.22754 | 35.7245
1683 | LAMARPWR_6G | 6 | North | YES | 0.10389 | 198 | 129.1 | 198 | 0 | 1.038 | CC | 1 | 0.22754 | 198 | 198 | 20.5696 | 198 |  |  | 0.22754 | 45.0538
1675 | PEC_1G | 1 | North | YES | 0.10395 | 76.7 | 35 | 76.7 | 0 | 1.022 | Cogen | 1 | 0.22761 | 0 | 0 | 0 | 0 |  |  | 0.22761 | 0
1676 | PEC_2G | 2 | North | YES | 0.10395 | 79.6 | 35 | 79.6 | 0 | 1.022 | Cogen | 1 | 0.22761 | 0 | 0 | 0 | 0 |  |  | 0.22761 | 0
1677 | PEC_3G | 3 | North | YES | 0.10395 | 88.4 | 35 | 88.4 | 0 | 1.022 | Cogen | 1 | 0.22761 | 0 | 0 | 0 | 0 |  |  | 0.22761 | 0
1701 | MOSES_1G | 1 | North | YES | 0.10406 | 558 | 175 | 558 | 0 | 1.023 | LIGCO | 1 | 0.22771 | 0 | 558 | 58.0632 | 558 |  |  | 0.22771 | 127.0641
1702 | MOSES_2G | 2 | North | YES | 0.10406 | 579 | 175 | 579 | 0 | 1.023 | LIGCO | 1 | 0.22771 | 0 | 579 | 60.2484 | 579 |  |  | 0.22771 | 131.8461
1703 | MOSES_3G | 3 | North | YES | 0.10406 | 808 | 463 | 808 | 0 | 1.023 | LIGCO | 1 | 0.22771 | 0 | 808 | 84.0772 | 808 |  |  | 0.22771 | 183.9925
5925 | DCEAST | EQ | North | YES | 0.10406 | 400.3 | -600 | 600 | 0 | 1.025 | DCTie | 1 | 0.22771 | 0 | 0 | 0 | 0 |  |  | 0.22771 | 0
842 | OLINGER_G1 | 1 | North | YES | 0.10425 | 55.4 | 20 | 79 | 0 | 1.03 | GST | 1 | 0.22791 | 79 | 79 | 8.2361 | 79 |  |  | 0.22791 | 18.005
843 | OLINGER_G2 | 1 | North | YES | 0.10425 | 76.2 | 25 | 110 | 0 | 1.03 | GST | 1 | 0.22791 | 110 | 110 | 11.4679 | 110 |  |  | 0.22791 | 25.0703
844 | OLINGER_G3 | 1 | North | YES | 0.10425 | 103.9 | 45 | 150 | 0 | 1.03 | GST | 1 | 0.22791 | 150 | 150 | 15.6381 | 150 |  |  | 0.22791 | 34.1867
845 | OLINGER_G4 | 1 | North | YES | 0.10425 | 51.9 | 0 | 76 | 0 | 1.03 | GGT | 1 | 0.22791 | 76 | 76 | 7.9233 | 76 |  |  | 0.22791 | 17.3213
837 | NEWMAN_G5 | 1 | North | YES | 0.10427 | 0 | 15 | 40 |  | 1.01 | GST | 1 | 0.22793 | 40 | 40 | 4.1708 | 40 |  |  | 0.22793 | 9.1171
949 | STEAM2 | 1 | North | YES | 0.10439 | 26 | 8 | 26 | 0 | 0.99 | GST | 1 | 0.22805 | 26 | 26 | 2.7142 | 26 |  |  | 0.22805 | 5.9293
950 | STEAM3 | 1 | North | YES | 0.10439 | 41 | 13 | 42 | 0 | 1.02 | GST | 1 | 0.22805 | 42 | 42 | 4.3845 | 42 |  |  | 0.22805 | 9.5781
948 | STEAM1 | 1 | North | YES | 0.10439 | 0 | 12 | 20 |  | 1.02 | GST | 1 | 0.22805 | 20 | 20 | 2.0879 | 20 |  |  | 0.22805 | 4.561
12440 | PARKD_1SVC8 | 1 | North | YES | 0.10465 | 0 | 0 | 0 | 0 | 1.007 | GST | 1 | 0.2283 | 0 | 0 | 0 | 0 |  |  | 0.2283 | 0
12449 | PARKD_2SVC8 | 1 | North | YES | 0.10465 | 0 | 0 | 0 | 0 | 1.007 | GST | 1 | 0.2283 | 0 | 0 | 0 | 0 |  |  | 0.2283 | 0
2451 | LKHB1_G | 1 | North | YES | 0.1047 | 0 | 80 | 391 |  | 1.022 | GST | 1 | 0.22835 | 391 | 391 | 40.9365 | 391 |  |  | 0.22835 | 89.2866
2452 | LKHB2_G | 2 | North | YES | 0.1047 | 516 | 80 | 516 | 0 | 1.022 | GST | 1 | 0.22835 | 516 | 516 | 54.0237 | 516 |  |  | 0.22835 | 117.8309
12411 | FPLEFR1A_G | 1 | North | YES | 0.10523 | 161 | 72 | 161 | 0 | 1 | CC | 1 | 0.22889 | 161 | 161 | 16.9419 | 161 |  |  | 0.22889 | 36.8507
12412 | FPLEFR1B_G | 2 | North | YES | 0.10523 | 164 | 72 | 164 | 0 | 1 | CC | 1 | 0.22889 | 164 | 164 | 17.2576 | 164 |  |  | 0.22889 | 37.5374
12413 | FPLEFR1C_G | 3 | North | YES | 0.10523 | 164 | 72 | 164 | 0 | 1 | CC | 1 | 0.22889 | 164 | 164 | 17.2576 | 164 |  |  | 0.22889 | 37.5374
12414 | FPLEFR1S_G | 4 | North | YES | 0.10523 | 414 | 191 | 414 | 0 | 1 | CC | 1 | 0.22889 | 414 | 414 | 43.5648 | 414 |  |  | 0.22889 | 94.759
12421 | FPLEFR2A_G | 1 | North | YES | 0.10523 | 162 | 72 | 162 | 0 | 1 | CC | 1 | 0.22889 | 162 | 162 | 17.0471 | 162 |  |  | 0.22889 | 37.0796
12422 | FPLEFR2B_G | 2 | North | YES | 0.10523 | 161 | 72 | 161 | 0 | 1 | CC | 1 | 0.22889 | 161 | 161 | 16.9419 | 161 |  |  | 0.22889 | 36.8507
12423 | FPLEFR2C_G | 3 | North | YES | 0.10523 | 163 | 72 | 163 | 0 | 1 | CC | 1 | 0.22889 | 163 | 163 | 17.1523 | 163 |  |  | 0.22889 | 37.3085
12424 | FPLEFR2S_G | 4 | North | YES | 0.10523 | 415 | 191 | 415 | 0 | 1 | CC | 1 | 0.22889 | 415 | 415 | 43.67 | 415 |  |  | 0.22889 | 94.9879
3126 | TRINIDAD_6G | 1 | North | YES | 0.1054 | 179.2 | 46 | 224 | 0 | 1 | GST | 1 | 0.22906 | 224 | 224 | 23.6107 | 224 |  |  | 0.22906 | 51.31
3097 | MARTLAKE_1G | 1 | North | YES | 0.10811 | 790 | 500 | 790 | 0 | 1.017 | LIGCO | 1 | 0.23177 | 0 | 790 | 85.4085 | 790 |  |  | 0.23177 | 183.0979
3098 | MARTLAKE_2G | 2 | North | YES | 0.10811 | 795 | 461 | 795 | 0 | 1.017 | LIGCO | 1 | 0.23177 | 0 | 795 | 85.949 | 795 |  |  | 0.23177 | 184.2568
3099 | MARTLAKE_3G | 3 | North | YES | 0.10811 | 804 | 500 | 804 | 0 | 1.017 | LIGCO | 1 | 0.23177 | 0 | 804 | 86.922 | 804 |  |  | 0.23177 | 186.3427
13116 | TGATEWAY_1G | 1 | North | YES | 0.10852 | 151 | 30 | 151 | 0 | 1.0232 | CC | 1 | 0.23218 | 151 | 151 | 16.3873 | 151 |  |  | 0.23218 | 35.0596
13117 | TGATEWAY_2G | 2 | North | YES | 0.10852 | 130 | 30 | 130 | 0 | 1.0232 | CC | 1 | 0.23218 | 130 | 130 | 14.1082 | 130 |  |  | 0.23218 | 30.1837
13118 | TGATEWAY_3G | 3 | North | YES | 0.10852 | 148 | 30 | 148 | 0 | 1.0232 | CC | 1 | 0.23218 | 148 | 148 | 16.0617 | 148 |  |  | 0.23218 | 34.363
13119 | TGATEWAY_4G | 4 | North | YES | 0.10852 | 399 | 65 | 399 | 0 | 1.0232 | CC | 1 | 0.23218 | 399 | 399 | 43.3015 | 399 |  |  | 0.23218 | 92.6408
3348 | CHAMPION_1G | MB | North | YES | 0.1089 | 0 | 42 | 42 |  | 1 | Cogen | 1 | 0.23256 | 0 | 0 | 0 | 0 |  |  | 0.23256 | 0
3309 | ASPN_G | 1 | North | YES | 0.10894 | 50 | 0 | 50 |  | 1 | Bio | 1 | 0.2326 | 50 | 50 | 5.4471 | 50 |  |  | 0.2326 | 11.63
3107 | STRYKER_1G | 1 | North | YES | 0.10901 | 145.6 | 45 | 182 | 0 | 1.029 | GST | 1 | 0.23266 | 182 | 182 | 19.8391 | 182 |  |  | 0.23266 | 42.3448
3108 | STRYKER_2G | 2 | North | YES | 0.10901 | 484 | 75 | 484 | 0 | 1.029 | GST | 1 | 0.23266 | 484 | 484 | 52.7589 | 484 |  |  | 0.23266 | 112.6091
13134 | CALFREST_4G | 4 | North | YES | 0.11309 | 151.5 | 40 | 151.5 | 0 | 1.031 | CC | 1 | 0.23675 | 151.5 | 151.5 | 17.1333 | 151.5 |  |  | 0.23675 | 35.8674
13135 | CALFREST_5G | 5 | North | YES | 0.11309 | 152.3 | 57 | 152.3 | 0 | 1.031 | CC | 1 | 0.23675 | 152.3 | 152.3 | 17.2238 | 152.3 |  |  | 0.23675 | 36.0568
13136 | CALFREST_6G | 6 | North | YES | 0.11309 | 177.5 | 40 | 177.5 | 0 | 1.031 | CC | 1 | 0.23675 | 177.5 | 177.5 | 20.0737 | 177.5 |  |  | 0.23675 | 42.0229
13131 | CALFREST_1G | 1 | North | YES | 0.11329 | 150.7 | 40 | 150.7 | 0 | 1.031 | CC | 1 | 0.23695 | 150.7 | 150.7 | 17.0727 | 150.7 |  |  | 0.23695 | 35.7078
13132 | CALFREST_2G | 2 | North | YES | 0.11329 | 151 | 57 | 151 | 0 | 1.031 | CC | 1 | 0.23695 | 151 | 151 | 17.1066 | 151 |  |  | 0.23695 | 35.7789
13133 | CALFREST_3G | 3 | North | YES | 0.11329 | 177.4 | 40 | 177.4 | 0 | 1.031 | CC | 1 | 0.23695 | 177.4 | 177.4 | 20.0975 | 177.4 |  |  | 0.23695 | 42.0343
3381 | BBRN_1G | 1 | North | YES | 0.11423 | 618 | 225 | 618 | 0 | 1.03 | LIGCO | 1 | 0.23789 | 0 | 618 | 70.5935 | 618 |  |  | 0.23789 | 147.0139
3382 | BBRN_2G | 2 | North | YES | 0.11423 | 589 | 225 | 589 | 0 | 1.03 | LIGCO | 1 | 0.23789 | 0 | 589 | 67.2809 | 589 |  |  | 0.23789 | 140.1152
48721 | LEG_1___1 | 1 | North | YES | 0.12574 | 827 | 357 | 827 | 0 | 1.0348 | LIGCO | 1 | 0.2494 | 0 | 827 | 103.9911 | 827 |  |  | 0.2494 | 206.2559
48722 | LEG_2___2 | 2 | North | YES | 0.12574 | 819 | 357 | 819 | 0 | 1.0348 | LIGCO | 1 | 0.2494 | 0 | 819 | 102.9852 | 819 |  |  | 0.2494 | 204.2607
39960 | TNTNPONE_18 | 1 | North | YES | 0.13309 | 152.3 | 30 | 152.3 |  | 1.04 | LIGCO | 1 | 0.25675 | 0 | 152.3 | 20.2696 | 152.3 |  |  | 0.25675 | 39.1026
39970 | TNTNPONE_28 | 1 | North | YES | 0.13309 | 153 | 30 | 153 |  | 1.04 | LIGCO | 1 | 0.25675 | 0 | 153 | 20.3628 | 153 |  |  | 0.25675 | 39.2824
48671 | FTR_GT1_5105 | 1 | North | YES | 0.13617 | 154.2 | 0 | 154.2 | 0 | 1.0319 | CC | 1 | 0.25982 | 154.2 | 154.2 | 20.9968 | 154.2 |  |  | 0.25982 | 40.0648
48672 | FTR_GT2_5110 | 2 | North | YES | 0.13617 | 159 | 0 | 159 | 0 | 1.0319 | CC | 1 | 0.25982 | 159 | 159 | 21.6504 | 159 |  |  | 0.25982 | 41.3119
48673 | FTR_GT3_5085 | 3 | North | YES | 0.13617 | 158 | 0 | 158 | 0 | 1.0319 | CC | 1 | 0.25982 | 158 | 158 | 21.5142 | 158 |  |  | 0.25982 | 41.0521
48674 | FTR_CN4_5095 | 4 | North | YES | 0.13617 | 380 | 0 | 380 | 0 | 1.0319 | CC | 1 | 0.25982 | 380 | 380 | 51.7431 | 380 |  |  | 0.25982 | 98.7329
32883 | BRYN_DNSBY3 | 1 | North | YES | 0.13622 | 0 | 2 | 48 |  | 1.015 | GST | 1 | 0.25987 | 48 | 48 | 6.5384 | 48 |  |  | 0.25987 | 12.4739
32884 | BRYN_DNSBY13 | 1 | North | YES | 0.13622 | 46 | 2 | 46 | 0 | 1.015 | GST | 1 | 0.25987 | 46 | 46 | 6.2659 | 46 |  |  | 0.25987 | 11.9542
32892 | BRYN_DNSBY14 | 1 | North | YES | 0.13622 | 84 | 25 | 105 | 0 | 1.035 | GST | 1 | 0.25987 | 105 | 105 | 14.3027 | 105 |  |  | 0.25987 | 27.2867
32886 | BRYN_ATKINS3 | MB | North | YES | 0.13948 | 0 | 5 | 12 |  | 1 | GST | 1 | 0.26314 | 0 | 0 | 0 | 0 |  |  | 0.26314 | 0
32887 | BRYN_ATKINS6 | MB | North | YES | 0.13948 | 0 | 12 | 51 |  | 1.028 | GST | 1 | 0.26314 | 0 | 0 | 0 | 0 |  |  | 0.26314 | 0
32888 | BRYN_ATKINS7 | 1 | North | YES | 0.13948 | 13.6 | 4 | 17 |  | 1.028 | GGT | 1 | 0.26314 | 17 | 17 | 2.3712 | 17 |  |  | 0.26314 | 4.4733
32890 | BRYN_ATKINS4 | MB | North | YES | 0.13948 | 0 | 5 | 22 |  | 1.031 | GST | 1 | 0.26314 | 0 | 0 | 0 | 0 |  |  | 0.26314 | 0
32891 | BRYN_ATKINS5 | MB | North | YES | 0.13948 | 0 | 5 | 25 |  | 1.031 | GST | 1 | 0.26314 | 0 | 0 | 0 | 0 |  |  | 0.26314 | 0
32798 | BRYN_TAMUGEN | 1 | North | YES | 0.14116 | 32 | 0 | 32 |  | 1.02 | GST | 1 | 0.26482 | 32 | 32 | 4.5171 | 32 |  |  | 0.26482 | 8.4741
990 | GIBN_CREK_G1 | 1 | North | YES | 0.15191 | 463 | 200 | 463 | 0 | 1.0275 | LIGCO | 1 | 0.27557 | 0 | 463 | 70.3366 | 463 |  |  | 0.27557 | 127.5901
Note on AL4: Zonal Cap - Zonal Impact

## Distributed Slack - Bound Gen
Number of Bus | Name of Bus | ID | Area Name of Gen | AGC | P Sensitivity of Bus | Gen MW | Min MW | Max MW | V Sensitivity of Bus | Set Volt | Tech Type | Zone Impact | Zone Correlation | Inc Max | Dec Max | Souce S.F. Weighting | Souce Capacity | Sink S.F. Weighting | Sink Capacity | PTDF Calc | PTDF Weighting | max of zone correlation | 0.073491 |  |  | Neg PTDF weight | Pos PTDF weight
13432 | SANDOW_5G | 5 | South | YES | 0.031486 | 581 | 225 | 581 |  | 1.029 | LIGCO | -1 | 0.073491 | 0 | 581 |  |  |  |  | -0.073491 | 0 |  |  |  |  | 0 | 0
3432 | SANDOW_4G | 4 | South | YES | 0.018271 | 580 | 225 | 580 |  | 1.029 | LIGCO | -1 | 0.086706 | 0 | 580 |  |  |  |  | -0.086706 | 0 |  |  |  |  | 0 | 0
7022 | L_BUCHAN1_1Y | 1 | South | YES | 0.007115 | 0 | 0 | 18 |  | 1 | Hydro | -1 | 0.097862 | 0 | 0 |  |  |  |  | -0.097862 | 0 |  |  |  |  | 0 | 0
7023 | L_BUCHAN1_2Y | 2 | South | YES | 0.007115 | 0 | 0 | 18 |  | 1 | Hydro | -1 | 0.097862 | 0 | 0 |  |  |  |  | -0.097862 | 0 |  |  | Weighted Shift Factors |  | 0 | 0
7024 | L_BUCHAN1_3Y | 3 | South | YES | 0.007115 | 0 | 0 | 15 |  | 1 | Hydro | -1 | 0.097862 | 0 | 0 |  |  |  |  | -0.097862 | 0 |  |  | North | 0.10498 | 0 | 0
7026 | L_INKSDA1_1Y | 1 | South | YES | 0.006635 | 0 | 0 | 13.7 |  | 1 | Hydro | -1 | 0.098342 | 0 | 0 |  |  |  |  | -0.098342 | 0 |  |  | Houston | -0.12366 | 0 | 0
8032 | AMISTADHYD1 | 1 | South | YES | 0.001781 | 33 | 13 | 33 | 0 | 1.03 | Hydro | -1 | 0.1032 | 0 | 0 |  |  |  |  | -0.1032 | 0 |  |  |  |  | 0 | 0
8033 | AMISTADHYD2 | 2 | South | YES | 0.001781 | 25 | 13 | 25 | 0 | 1.03 | Hydro | -1 | 0.1032 | 0 | 0 |  |  |  |  | -0.1032 | 0 | Houston |  |  |  | 0 | 0
88253 | HAMILTON | F | South | YES | 0.001781 | 0 | 0 | 0 | 0 | 1.04 | BLT | -1 | 0.1032 | 0 | 0 |  |  |  |  | -0.1032 | 0 | Line Rating |  | 1450 |  | 0 | 0
7035 | L_WIRTZ_1G1Y | 1 | South | YES | 0.000541 | 0 | 0 | 29 |  | 1 | Hydro | -1 | 0.10444 | 0 | 0 |  |  |  |  | -0.10444 | 0 | Impact Counter to Zone: |  | 0 |  | 0 | 0
7036 | L_WIRTZ_1G2Y | 2 | South | YES | 0.000541 | 0 | 0 | 29.7 |  | 1 | Hydro | -1 | 0.10444 | 0 | 0 |  |  |  |  | -0.10444 | 0 |  |  | 0% |  | 0 | 0
7000 | L_FERGUS1_1Y | 1 | South | YES | 0.000369 | 400 | 65 | 423.3 | 0 | 1.015 | GSC | -1 | 0.10461 | 423.3 | 423.3 |  |  |  |  | -0.10461 | -44.2804 |  |  |  |  | 0 | 0
5934 | SI_RAY5 | 5 | South | YES | 0 | 0 | 10 | 15 |  | 1.035 | GST | -1 | 0.10498 | 15 | 15 |  |  |  |  | -0.10498 | -1.5746 | North |  |  |  | 0 | 0
8139 | JOS #1 | MB | South | YES | 0 | 0 | 45 | 255 |  | 1.02 | GST | -1 | 0.10498 | 0 | 0 |  |  |  |  | -0.10498 | 0 | Line Rating |  | 1450 |  | 0 | 0
8285 | LAR #1 | MB | South | YES | 0 | 0 | 9 | 32 |  | 1.0497 | GST | -1 | 0.10498 | 0 | 0 |  |  |  |  | -0.10498 | 0 | Impact Counter to Zone: |  | 0 |  | 0 | 0
8287 | LAR #2 | MB | South | YES | 0 | 0 | 9 | 32 |  | 1.04 | GST | -1 | 0.10498 | 0 | 0 |  |  |  |  | -0.10498 | 0 |  |  | 0% |  | 0 | 0
8288 | LAR #3 | MB | South | YES | 0 | 0 | 25 | 105 |  | 1.04 | GST | -1 | 0.10498 | 0 | 0 |  |  |  |  | -0.10498 | 0 |  |  |  |  | 0 | 0
8388 | BATES0A | MB | South | YES | 0 | 0 | 21 | 71 |  | 1.033 | GST | -1 | 0.10498 | 0 | 0 |  |  |  |  | -0.10498 | 0 |  |  |  |  | 0 | 0
8393 | BATES0B | MB | South | YES | 0 | 0 | 25 | 110 |  | 1.03 | GST | -1 | 0.10498 | 0 | 0 |  |  |  |  | -0.10498 | 0 |  |  |  |  | 0 | 0
8437 | NUECES_B0C | MB | South | YES | 0 | 0 | 7 | 30 |  | 1.03 | GST | -1 | 0.10498 | 0 | 0 |  |  |  |  | -0.10498 | 0 |  |  |  |  | 0 | 0
8438 | NUECES_B0B | MB | South | YES | 0 | 0 | 26 | 169 |  | 1.03 | GST | -1 | 0.10498 | 0 | 0 |  |  |  |  | -0.10498 | 0 |  |  |  |  | 0 | 0
39190 | TNSLCGN1__8 | 1 | Houston | YES | 0 | 0 | 10 | 30 |  | 1.03 | Cogen | -1 | 0.10498 | 0 | 0 |  |  | 0 | 0 | -0.10498 | 0 |  |  |  |  | 0 | 0
7028 | L_MARBFA1_1Y | 1 | South | YES | -0.001461 | 0 | 0 | 18 |  | 1 | Hydro | -1 | 0.10644 | 0 | 0 |  |  |  |  | -0.10644 | 0 |  |  |  |  | 0 | 0
7029 | L_MARBFA1_2Y | 2 | South | YES | -0.001461 | 0 | 0 | 18 |  | 1 | Hydro | -1 | 0.10644 | 0 | 0 |  |  |  |  | -0.10644 | 0 |  |  |  |  | 0 | 0
7031 | L_MARSFO1G1Y | 1 | South | YES | -0.005247 | 0 | 0 | 36 |  | 1 | Hydro | -1 | 0.11022 | 0 | 0 |  |  |  |  | -0.11022 | 0 |  |  |  |  | 0 | 0
7032 | L_MARSFO1G2Y | 2 | South | YES | -0.005247 | 0 | 0 | 35 |  | 1 | Hydro | -1 | 0.11022 | 0 | 0 |  |  |  |  | -0.11022 | 0 |  |  |  |  | 0 | 0
7033 | L_MARSFO1G3Y | 3 | South | YES | -0.005247 | 0 | 0 | 36 |  | 1 | Hydro | -1 | 0.11022 | 0 | 0 |  |  |  |  | -0.11022 | 0 |  |  |  |  | 0 | 0
9005 | DECKR_G6 | 6 | South | YES | -0.006532 | 44 | 24 | 47 | 0 | 1.015 | GGT | -1 | 0.11151 | 47 | 47 |  |  |  |  | -0.11151 | -5.2409 |  |  |  |  | 0 | 0
9003 | DECKR_G4 | 4 | South | YES | -0.006532 | 44 | 24 | 44 | 0 | 1.015 | GGT | -1 | 0.11151 | 44 | 44 |  |  |  |  | -0.11151 | -4.9064 |  |  |  |  | 0 | 0
9004 | DECKR_G5 | 5 | South | YES | -0.006532 | 44 | 24 | 44 | 0 | 1.015 | GGT | -1 | 0.11151 | 44 | 44 |  |  |  |  | -0.11151 | -4.9064 |  |  |  |  | 0 | 0
9002 | DECKR_G3 | 3 | South | YES | -0.006532 | 0 | 24 | 42 |  | 1.015 | GGT | -1 | 0.11151 | 42 | 42 |  |  |  |  | -0.11151 | -4.6834 |  |  |  |  | 0 | 0
9001 | DECKR_G2 | 2 | South | YES | -0.007309 | 400 | 50 | 426 | 0 | 1.015 | GST | -1 | 0.11229 | 426 | 426 |  |  |  |  | -0.11229 | -47.8337 |  |  |  |  | 0 | 0
9000 | DECKR_G1 | 1 | South | YES | -0.007309 | 280 | 50 | 321 | 0 | 1.015 | GST | -1 | 0.11229 | 321 | 321 |  |  |  |  | -0.11229 | -36.0437 |  |  |  |  | 0 | 0
7020 | L_AUSTPL1_1Y | 1 | South | YES | -0.007404 | 0 | 0 | 8 |  | 1 | Hydro | -1 | 0.11238 | 0 | 0 |  |  |  |  | -0.11238 | 0 |  |  |  |  | 0 | 0
7020 | L_AUSTPL1_1Y | 2 | South | YES | -0.007404 | 0 | 0 | 8 |  | 1 | Hydro | -1 | 0.11238 | 0 | 0 |  |  |  |  | -0.11238 | 0 |  |  |  |  | 0 | 0
9020 | SANDHG5A | 5A | South | YES | -0.008361 | 150 | 84 | 155 | 0 | 1.0175 | CC | -1 | 0.11334 | 155 | 155 |  |  |  |  | -0.11334 | -17.5673 |  |  |  |  | 0 | 0
9021 | SANDHG5C | 5C | South | YES | -0.008361 | 140 | 0 | 148 | 0 | 1.0175 | CC | -1 | 0.11334 | 148 | 148 |  |  |  |  | -0.11334 | -16.774 |  |  |  |  | 0 | 0
9016 | SANDH_G1 | 1 | South | YES | -0.008361 | 45 | 2 | 49 | 0 | 1.0175 | GGT | -1 | 0.11334 | 49 | 49 |  |  |  |  | -0.11334 | -5.5535 |  |  |  |  | 0 | 0
9019 | SANDH_G4 | 4 | South | YES | -0.008361 | 0 | 2 | 47 |  | 1.0175 | GGT | -1 | 0.11334 | 47 | 47 |  |  |  |  | -0.11334 | -5.3269 |  |  |  |  | 0 | 0
9017 | SANDH_G2 | 2 | South | YES | -0.008361 | 45 | 2 | 46 | 0 | 1.0175 | GGT | -1 | 0.11334 | 46 | 46 |  |  |  |  | -0.11334 | -5.2135 |  |  |  |  | 0 | 0
9018 | SANDH_G3 | 3 | South | YES | -0.008361 | 45 | 2 | 46 | 0 | 1.0175 | GGT | -1 | 0.11334 | 46 | 46 |  |  |  |  | -0.11334 | -5.2135 |  |  |  |  | 0 | 0
8262 | ELPS | 1 | South | YES | -0.009646 | 6 | 6 | 6 | 0 | 1.15 | Hydro | -1 | 0.11462 | 0 | 0 |  |  |  |  | -0.11462 | 0 |  |  |  |  | 0 | 0
7809 | L_BASTEN1_3Y | 1 | South | YES | -0.011032 | 232.6 | 42 | 232.6 | 0 | 1.004 | CC | -1 | 0.11601 | 232.6 | 232.6 |  |  |  |  | -0.11601 | -26.9836 |  |  |  |  | 0 | 0
7807 | L_BASTEN1_1Y | 1 | South | YES | -0.011032 | 152.5 | 83.5 | 152.5 | 0 | 1.004 | CC | -1 | 0.11601 | 152.5 | 152.5 |  |  |  |  | -0.11601 | -17.6913 |  |  |  |  | 0 | 0
7808 | L_BASTEN1_2Y | 1 | South | YES | -0.011032 | 149.5 | 83.5 | 149.5 | 0 | 1.004 | CC | -1 | 0.11601 | 149.5 | 149.5 |  |  |  |  | -0.11601 | -17.3433 |  |  |  |  | 0 | 0
7009 | L_LOSTPI1_3Y | 3 | South | YES | -0.012494 | 173.9 | 72 | 175 | 0 | 1 | CC | -1 | 0.11747 | 175 | 175 |  |  |  |  | -0.11747 | -20.5574 |  |  |  |  | 0 | 0
7008 | L_LOSTPI1_2Y | 2 | South | YES | -0.012494 | 157.7 | 107 | 160 | 0 | 1 | CC | -1 | 0.11747 | 160 | 160 |  |  |  |  | -0.11747 | -18.7953 |  |  |  |  | 0 | 0
7007 | L_LOSTPI1_1Y | 1 | South | YES | -0.012494 | 158.6 | 110 | 158 | 0 | 1 | CC | -1 | 0.11747 | 158 | 158 |  |  |  |  | -0.11747 | -18.5604 |  |  |  |  | 0 | 0
7006 | L_SIMGID1_3Y | 3 | South | YES | -0.013596 | 324.9 | 60 | 329 | 0 | 1.02 | GST | -1 | 0.11857 | 329 | 329 |  |  |  |  | -0.11857 | -39.0104 |  |  |  |  | 0 | 0
7005 | L_SIMGID1_2Y | 2 | South | YES | -0.013596 | 133 | 32 | 139 | 0 | 1.02 | GST | -1 | 0.11857 | 139 | 139 |  |  |  |  | -0.11857 | -16.4816 |  |  |  |  | 0 | 0
7004 | L_SIMGID1_1Y | 1 | South | YES | -0.013596 | 132 | 40 | 132 | 0 | 1.02 | GST | -1 | 0.11857 | 132 | 132 |  |  |  |  | -0.11857 | -15.6516 |  |  |  |  | 0 | 0
7487 | L_CANYHY8_1Y | 1 | South | YES | -0.021192 | 0 | 0 | 6 |  | 1 | Hydro | -1 | 0.12617 | 0 | 0 |  |  |  |  | -0.12617 | 0 |  |  |  |  | 0 | 0
7303 | L_WPPGS12_1Y | 1 | South | YES | -0.024436 | 50 | 0 | 50 | 0 | 1.025 | GGT | -1 | 0.12941 | 50 | 50 |  |  |  |  | -0.12941 | -6.4706 |  |  |  |  | 0 | 0
7303 | L_WPPGS12_1Y | 2 | South | YES | -0.024436 | 50 | 0 | 50 | 0 | 1.025 | GGT | -1 | 0.12941 | 50 | 50 |  |  |  |  | -0.12941 | -6.4706 |  |  |  |  | 0 | 0
7305 | L_WPPGS34_1Y | 3 | South | YES | -0.024436 | 50 | 0 | 50 | 0 | 1.025 | GGT | -1 | 0.12941 | 50 | 50 |  |  |  |  | -0.12941 | -6.4706 |  |  |  |  | 0 | 0
7305 | L_WPPGS34_1Y | 4 | South | YES | -0.024436 | 50 | 0 | 50 | 0 | 1.025 | GGT | -1 | 0.12941 | 50 | 50 |  |  |  |  | -0.12941 | -6.4706 |  |  |  |  | 0 | 0
7017 | L_HAYSEN1_4Y | 4 | South | YES | -0.024722 | 226.7 | 74 | 226.7 | 0 | 1.008 | CC | -1 | 0.1297 | 226.7 | 226.7 |  |  |  |  | -0.1297 | -29.4027 |  |  |  |  | 0 | 0
7015 | L_HAYSEN1_2Y | 2 | South | YES | -0.024722 | 225 | 74 | 225 | 0 | 1.008 | CC | -1 | 0.1297 | 225 | 225 |  |  |  |  | -0.1297 | -29.1822 |  |  |  |  | 0 | 0
7016 | L_HAYSEN1_3Y | 3 | South | YES | -0.024722 | 224.6 | 74 | 224.6 | 0 | 1.008 | CC | -1 | 0.1297 | 224.6 | 224.6 |  |  |  |  | -0.1297 | -29.1303 |  |  |  |  | 0 | 0
7014 | L_HAYSEN1_1Y | 1 | South | YES | -0.024722 | 223.9 | 74 | 223.9 | 0 | 1.008 | CC | -1 | 0.1297 | 223.9 | 223.9 |  |  |  |  | -0.1297 | -29.0395 |  |  |  |  | 0 | 0
7010 | L_FPPYD11_1Y | 1 | South | YES | -0.025677 | 547.4 | 200 | 606 | 0 | 1.02 | LIGCO | -1 | 0.13065 | 0 | 606 |  |  |  |  | -0.13065 | 0 |  |  |  |  | 0 | 0
7011 | L_FPPYD11_2Y | 2 | South | YES | -0.025677 | 552.2 | 200 | 598 | 0 | 1.02 | LIGCO | -1 | 0.13065 | 0 | 598 |  |  |  |  | -0.13065 | 0 |  |  |  |  | 0 | 0
7012 | L_FPPYD21_3Y | 3 | South | YES | -0.025781 | 427.5 | 200 | 436 | 0 | 1.02 | LIGCO | -1 | 0.13076 | 0 | 436 |  |  |  |  | -0.13076 | 0 |  |  |  |  | 0 | 0
7605 | L_MCQUEE9_1Y | 1 | South | YES | -0.027795 | 0 | 0 | 2.4 |  | 1.025 | Hydro | -1 | 0.13277 | 0 | 0 |  |  |  |  | -0.13277 | 0 |  |  |  |  | 0 | 0
7605 | L_MCQUEE9_1Y | 2 | South | YES | -0.027795 | 0 | 0 | 2.4 |  | 1.025 | Hydro | -1 | 0.13277 | 0 | 0 |  |  |  |  | -0.13277 | 0 |  |  |  |  | 0 | 0
7605 | L_MCQUEE9_1Y | 3 | South | YES | -0.027795 | 0 | 0 | 2.8 |  | 1.025 | Hydro | -1 | 0.13277 | 0 | 0 |  |  |  |  | -0.13277 | 0 |  |  |  |  | 0 | 0
7813 | L_RIONOG1S1Y | 4 | South | YES | -0.02817 | 293 | 0 | 293 | 0 | 1.02 | CC | -1 | 0.13315 | 293 | 293 |  |  |  |  | -0.13315 | -39.012 |  |  |  |  | 0 | 0
7812 | L_RIONOG1G3Y | 3 | South | YES | -0.02817 | 154 | 0 | 154 | 0 | 1.02 | CC | -1 | 0.13315 | 154 | 154 |  |  |  |  | -0.13315 | -20.5046 |  |  |  |  | 0 | 0
7810 | L_RIONOG1G1Y | 1 | South | YES | -0.02817 | 148 | 0 | 148 | 0 | 1.02 | CC | -1 | 0.13315 | 148 | 148 |  |  |  |  | -0.13315 | -19.7057 |  |  |  |  | 0 | 0
7811 | L_RIONOG1G2Y | 2 | South | YES | -0.02817 | 148 | 0 | 148 | 0 | 1.02 | CC | -1 | 0.13315 | 148 | 148 |  |  |  |  | -0.13315 | -19.7057 |  |  |  |  | 0 | 0
7609 | L_SCHUMA8_1Y | 1 | South | YES | -0.028665 | 0 | 0 | 4 |  | 1 | Hydro | -1 | 0.13364 | 0 | 0 |  |  |  |  | -0.13364 | 0 |  |  |  |  | 0 | 0
7624 | L_LAKEWO9_1Y | 1 | South | YES | -0.02991 | 0 | 0 | 2.4 |  | 1 | Hydro | -1 | 0.13489 | 0 | 0 |  |  |  |  | -0.13489 | 0 |  |  |  |  | 0 | 0
7624 | L_LAKEWO9_1Y | 2 | South | YES | -0.02991 | 0 | 0 | 2.4 |  | 1 | Hydro | -1 | 0.13489 | 0 | 0 |  |  |  |  | -0.13489 | 0 |  |  |  |  | 0 | 0
58909 | PEARSALLSCG1 | 1 | South | YES | -0.030678 | 0 | 0 | 8.4 |  | 1.027 | Diesel | -1 | 0.13565 | 8.4 | 8.4 |  |  |  |  | -0.13565 | -1.1395 |  |  |  |  | 0 | 0
58909 | PEARSALLSCG1 | 2 | South | YES | -0.030678 | 0 | 0 | 8.4 |  | 1.027 | Diesel | -1 | 0.13565 | 8.4 | 8.4 |  |  |  |  | -0.13565 | -1.1395 |  |  |  |  | 0 | 0
58909 | PEARSALLSCG1 | 3 | South | YES | -0.030678 | 0 | 0 | 8.4 |  | 1.027 | Diesel | -1 | 0.13565 | 8.4 | 8.4 |  |  |  |  | -0.13565 | -1.1395 |  |  |  |  | 0 | 0
58909 | PEARSALLSCG1 | 4 | South | YES | -0.030678 | 0 | 0 | 8.4 |  | 1.027 | Diesel | -1 | 0.13565 | 8.4 | 8.4 |  |  |  |  | -0.13565 | -1.1395 |  |  |  |  | 0 | 0
58909 | PEARSALLSCG1 | 5 | South | YES | -0.030678 | 0 | 0 | 8.4 |  | 1.027 | Diesel | -1 | 0.13565 | 8.4 | 8.4 |  |  |  |  | -0.13565 | -1.1395 |  |  |  |  | 0 | 0
58909 | PEARSALLSCG1 | 6 | South | YES | -0.030678 | 0 | 0 | 8.4 |  | 1.027 | Diesel | -1 | 0.13565 | 8.4 | 8.4 |  |  |  |  | -0.13565 | -1.1395 |  |  |  |  | 0 | 0
58919 | PEARSALLSCG2 | 1 | South | YES | -0.030678 | 0 | 0 | 8.4 |  | 1.027 | Diesel | -1 | 0.13565 | 8.4 | 8.4 |  |  |  |  | -0.13565 | -1.1395 |  |  |  |  | 0 | 0
58919 | PEARSALLSCG2 | 2 | South | YES | -0.030678 | 0 | 0 | 8.4 |  | 1.027 | Diesel | -1 | 0.13565 | 8.4 | 8.4 |  |  |  |  | -0.13565 | -1.1395 |  |  |  |  | 0 | 0
58919 | PEARSALLSCG2 | 3 | South | YES | -0.030678 | 0 | 0 | 8.4 |  | 1.027 | Diesel | -1 | 0.13565 | 8.4 | 8.4 |  |  |  |  | -0.13565 | -1.1395 |  |  |  |  | 0 | 0
58919 | PEARSALLSCG2 | 4 | South | YES | -0.030678 | 0 | 0 | 8.4 |  | 1.027 | Diesel | -1 | 0.13565 | 8.4 | 8.4 |  |  |  |  | -0.13565 | -1.1395 |  |  |  |  | 0 | 0
58919 | PEARSALLSCG2 | 5 | South | YES | -0.030678 | 0 | 0 | 8.4 |  | 1.027 | Diesel | -1 | 0.13565 | 8.4 | 8.4 |  |  |  |  | -0.13565 | -1.1395 |  |  |  |  | 0 | 0
58919 | PEARSALLSCG2 | 6 | South | YES | -0.030678 | 0 | 0 | 8.4 |  | 1.027 | Diesel | -1 | 0.13565 | 8.4 | 8.4 |  |  |  |  | -0.13565 | -1.1395 |  |  |  |  | 0 | 0
58929 | PEARSALLSCG3 | 1 | South | YES | -0.030678 | 0 | 0 | 8.4 |  | 1.027 | Diesel | -1 | 0.13565 | 8.4 | 8.4 |  |  |  |  | -0.13565 | -1.1395 |  |  |  |  | 0 | 0
58929 | PEARSALLSCG3 | 2 | South | YES | -0.030678 | 0 | 0 | 8.4 |  | 1.027 | Diesel | -1 | 0.13565 | 8.4 | 8.4 |  |  |  |  | -0.13565 | -1.1395 |  |  |  |  | 0 | 0
58929 | PEARSALLSCG3 | 3 | South | YES | -0.030678 | 0 | 0 | 8.4 |  | 1.027 | Diesel | -1 | 0.13565 | 8.4 | 8.4 |  |  |  |  | -0.13565 | -1.1395 |  |  |  |  | 0 | 0
58929 | PEARSALLSCG3 | 4 | South | YES | -0.030678 | 0 | 0 | 8.4 |  | 1.027 | Diesel | -1 | 0.13565 | 8.4 | 8.4 |  |  |  |  | -0.13565 | -1.1395 |  |  |  |  | 0 | 0
58929 | PEARSALLSCG3 | 5 | South | YES | -0.030678 | 0 | 0 | 8.4 |  | 1.027 | Diesel | -1 | 0.13565 | 8.4 | 8.4 |  |  |  |  | -0.13565 | -1.1395 |  |  |  |  | 0 | 0
58929 | PEARSALLSCG3 | 6 | South | YES | -0.030678 | 0 | 0 | 8.4 |  | 1.027 | Diesel | -1 | 0.13565 | 8.4 | 8.4 |  |  |  |  | -0.13565 | -1.1395 |  |  |  |  | 0 | 0
58949 | PEARSALLSCG4 | 1 | South | YES | -0.030678 | 0 | 0 | 8.4 |  | 1.027 | Diesel | -1 | 0.13565 | 8.4 | 8.4 |  |  |  |  | -0.13565 | -1.1395 |  |  |  |  | 0 | 0
58949 | PEARSALLSCG4 | 2 | South | YES | -0.030678 | 0 | 0 | 8.4 |  | 1.027 | Diesel | -1 | 0.13565 | 8.4 | 8.4 |  |  |  |  | -0.13565 | -1.1395 |  |  |  |  | 0 | 0
58949 | PEARSALLSCG4 | 3 | South | YES | -0.030678 | 0 | 0 | 8.4 |  | 1.027 | Diesel | -1 | 0.13565 | 8.4 | 8.4 |  |  |  |  | -0.13565 | -1.1395 |  |  |  |  | 0 | 0
58949 | PEARSALLSCG4 | 4 | South | YES | -0.030678 | 0 | 0 | 8.4 |  | 1.027 | Diesel | -1 | 0.13565 | 8.4 | 8.4 |  |  |  |  | -0.13565 | -1.1395 |  |  |  |  | 0 | 0
58949 | PEARSALLSCG4 | 5 | South | YES | -0.030678 | 0 | 0 | 8.4 |  | 1.027 | Diesel | -1 | 0.13565 | 8.4 | 8.4 |  |  |  |  | -0.13565 | -1.1395 |  |  |  |  | 0 | 0
58949 | PEARSALLSCG4 | 6 | South | YES | -0.030678 | 0 | 0 | 8.4 |  | 1.027 | Diesel | -1 | 0.13565 | 8.4 | 8.4 |  |  |  |  | -0.13565 | -1.1395 |  |  |  |  | 0 | 0
7805 | L_GUADGE1_6Y | 6 | South | YES | -0.031409 | 203 | 30 | 203 | 0 | 1.02 | CC | -1 | 0.13639 | 203 | 203 |  |  |  |  | -0.13639 | -27.6863 |  |  |  |  | 0 | 0
7804 | L_GUADGE1_5Y | 5 | South | YES | -0.031409 | 182 | 30 | 182 | 0 | 1.02 | CC | -1 | 0.13639 | 182 | 182 |  |  |  |  | -0.13639 | -24.8222 |  |  |  |  | 0 | 0
7803 | L_GUADGE1_4Y | 4 | South | YES | -0.031409 | 149 | 30 | 149 | 0 | 1.02 | CC | -1 | 0.13639 | 149 | 149 |  |  |  |  | -0.13639 | -20.3215 |  |  |  |  | 0 | 0
7800 | L_GUADGE1_1Y | 1 | South | YES | -0.031409 | 147 | 30 | 147 | 0 | 1.02 | CC | -1 | 0.13639 | 147 | 147 |  |  |  |  | -0.13639 | -20.0487 |  |  |  |  | 0 | 0
7802 | L_GUADGE1_3Y | 3 | South | YES | -0.031409 | 146 | 30 | 146 | 0 | 1.02 | CC | -1 | 0.13639 | 146 | 146 |  |  |  |  | -0.13639 | -19.9123 |  |  |  |  | 0 | 0
7801 | L_GUADGE1_2Y | 2 | South | YES | -0.031409 | 138 | 30 | 138 | 0 | 1.02 | CC | -1 | 0.13639 | 138 | 138 |  |  |  |  | -0.13639 | -18.8212 |  |  |  |  | 0 | 0
5028 | BRAUNIG_VHB3 | 3 | South | YES | -0.032139 | 407 | 60 | 407 | 0 | 1.0138 | GST | -1 | 0.13712 | 407 | 407 |  |  |  |  | -0.13712 | -55.8061 |  |  |  |  | 0 | 0
5396 | CALAVER_OWS1 | 1 | South | YES | -0.032159 | 418 | 80 | 418 | 0 | 1.0192 | GST | -1 | 0.13714 | 418 | 418 |  |  |  |  | -0.13714 | -57.3227 |  |  |  |  | 0 | 0
5397 | CALAVER_OWS2 | 2 | South | YES | -0.032159 | 400 | 80 | 400 | 0 | 1.0192 | GST | -1 | 0.13714 | 400 | 400 |  |  |  |  | -0.13714 | -54.8542 |  |  |  |  | 0 | 0
5111 | CALAVER_JTD1 | 1 | South | YES | -0.032163 | 430 | 80 | 430 | 0 | 1.0138 | LIGCO | -1 | 0.13714 | 0 | 430 |  |  |  |  | -0.13714 | 0 |  |  |  |  | 0 | 0
5112 | CALAVER_JTD2 | 2 | South | YES | -0.032163 | 430 | 80 | 430 | 0 | 1.0138 | LIGCO | -1 | 0.13714 | 0 | 430 |  |  |  |  | -0.13714 | 0 |  |  |  |  | 0 | 0
5265 | LEON_LCP4G4 | 4 | South | YES | -0.032186 | 89 | 25 | 89 | 0 | 1.0197 | GST | -1 | 0.13716 | 89 | 89 |  |  |  |  | -0.13716 | -12.2075 |  |  |  |  | 0 | 0
5264 | LEON_LCP3G3 | 3 | South | YES | -0.032186 | 0 | 20 | 58 |  | 1.0197 | GST | -1 | 0.13716 | 58 | 58 |  |  |  |  | -0.13716 | -7.9554 |  |  |  |  | 0 | 0
5269 | LEON_LCPCT4 | 4 | South | YES | -0.032186 | 45 | 24 | 45 | 0 | 1.0197 | GGT | -1 | 0.13716 | 45 | 45 |  |  |  |  | -0.13716 | -6.1723 |  |  |  |  | 0 | 0
5266 | LEON_LCPCT1 | 1 | South | YES | -0.032186 | 44 | 24 | 44 | 0 | 1.0197 | GGT | -1 | 0.13716 | 44 | 44 |  |  |  |  | -0.13716 | -6.0352 |  |  |  |  | 0 | 0
5267 | LEON_LCPCT2 | 2 | South | YES | -0.032186 | 44 | 24 | 44 | 0 | 1.0197 | GGT | -1 | 0.13716 | 44 | 44 |  |  |  |  | -0.13716 | -6.0352 |  |  |  |  | 0 | 0
5268 | LEON_LCPCT3 | 3 | South | YES | -0.032186 | 43 | 24 | 43 | 0 | 1.0197 | GGT | -1 | 0.13716 | 43 | 43 |  |  |  |  | -0.13716 | -5.898 |  |  |  |  | 0 | 0
5439 | TUTTL_WBT4G4 | 4 | South | YES | -0.03219 | 151 | 40 | 151 | 0 | 1.012 | GST | -1 | 0.13717 | 151 | 151 |  |  |  |  | -0.13717 | -20.7122 |  |  |  |  | 0 | 0
5438 | TUTTL_WBT3G3 | 3 | South | YES | -0.03219 | 95 | 25 | 95 | 0 | 1.012 | GST | -1 | 0.13717 | 95 | 95 |  |  |  |  | -0.13717 | -13.0308 |  |  |  |  | 0 | 0
5436 | TUTTL_WBT1G1 | 1 | South | YES | -0.03219 | 48.8 | 20 | 61 | 0 | 1.012 | GST | -1 | 0.13717 | 61 | 61 |  |  |  |  | -0.13717 | -8.3672 |  |  |  |  | 0 | 0
5027 | BRAUNIG_VHB2 | 2 | South | YES | -0.032275 | 216 | 40 | 216 | 0 | 1.0192 | GST | -1 | 0.13725 | 216 | 216 |  |  |  |  | -0.13725 | -29.6463 |  |  |  |  | 0 | 0
5026 | BRAUNIG_VHB1 | 1 | South | YES | -0.032275 | 215 | 40 | 215 | 0 | 1.0192 | GST | -1 | 0.13725 | 215 | 215 |  |  |  |  | -0.13725 | -29.5091 |  |  |  |  | 0 | 0
5891 | PEARSALLGEN2 | 1 | South | YES | -0.032298 | 19.4 | 6 | 24.3 | 0 | 1.0226 | GST | -1 | 0.13727 | 24.3 | 24.3 |  |  |  |  | -0.13727 | -3.3358 |  |  |  |  | 0 | 0
5890 | PEARSALLGEN1 | 1 | South | YES | -0.032298 | 19.2 | 6 | 24 | 0 | 1.0226 | GST | -1 | 0.13727 | 24 | 24 |  |  |  |  | -0.13727 | -3.2946 |  |  |  |  | 0 | 0
5892 | PEARSALLGEN3 | 1 | South | YES | -0.032298 | 19.1 | 6 | 23.9 | 0 | 1.0226 | GST | -1 | 0.13727 | 23.9 | 23.9 |  |  |  |  | -0.13727 | -3.2809 |  |  |  |  | 0 | 0
5477 | BRA_AVR1_ST | 1 | South | YES | -0.033341 | 174 | 138 | 174 | 0 | 1.025 | CC | -1 | 0.13832 | 174 | 174 |  |  |  |  | -0.13832 | -24.0673 |  |  |  |  | 0 | 0
5476 | BRA_AVR1_CT1 | 1 | South | YES | -0.033341 | 155 | 90 | 155 | 0 | 1.025 | CC | -1 | 0.13832 | 155 | 155 |  |  |  |  | -0.13832 | -21.4392 |  |  |  |  | 0 | 0
5478 | BRA_AVR1_CT2 | 1 | South | YES | -0.033341 | 155 | 90 | 155 | 0 | 1.025 | CC | -1 | 0.13832 | 155 | 155 |  |  |  |  | -0.13832 | -21.4392 |  |  |  |  | 0 | 0
5401 | CALAVER_JKS1 | 1 | South | YES | -0.034137 | 562 | 100 | 562 | 0 | 1.026 | LIGCO | -1 | 0.13911 | 0 | 562 |  |  |  |  | -0.13911 | 0 |  |  |  |  | 0 | 0
8189 | CUECPL2A | 1 | South | YES | -0.036117 | 12 | 0 | 12 | 0 | 1.02 | Cogen | -1 | 0.14109 | 0 | 0 |  |  |  |  | -0.14109 | 0 |  |  |  |  | 0 | 0
5903 | SANMIGUELGEN | 1 | South | YES | -0.038243 | 396.3 | 180 | 396.3 | 0 | 1.0336 | LIGCO | -1 | 0.14322 | 0 | 396.3 |  |  |  |  | -0.14322 | 0 |  |  |  |  | 0 | 0
80265 | LARECU40A | 4 | South | YES | -0.038656 | 80 | 0 | 100 |  | 1.039 | GGT | -1 | 0.14363 | 100 | 100 |  |  |  |  | -0.14363 | -14.3633 |  |  |  |  | 0 | 0
80266 | LARECU50A | 5 | South | YES | -0.038656 | 80 | 0 | 100 |  | 1.039 | GGT | -1 | 0.14363 | 100 | 100 |  |  |  |  | -0.14363 | -14.3633 |  |  |  |  | 0 | 0
80012 | LAR | F | South | YES | -0.038658 | 0 | 0 | 0 | 0 | 1.04 | DCTie | -1 | 0.14363 | 0 | 0 |  |  |  |  | -0.14363 | 0 |  |  |  |  | 0 | 0
88299 | ZAPATA | F | South | YES | -0.043114 | 0 | 0 | 0 | 0 | 1.02 | BLT | -1 | 0.14809 | 0 | 0 |  |  |  |  | -0.14809 | 0 |  |  |  |  | 0 | 0
88198 | BEEVILLE | F | South | YES | -0.045173 | 0 | 0 | 0 | 0 | 1.02 | AVR | -1 | 0.15015 | 0 | 0 |  |  |  |  | -0.15015 | 0 |  |  |  |  | 0 | 0
5728 | FALCONHYDRO2 | 2 | South | YES | -0.046137 | 12 | 0 | 12 | 0 | 1.0234 | Hydro | -1 | 0.15111 | 0 | 0 |  |  |  |  | -0.15111 | 0 |  |  |  |  | 0 | 0
5729 | FALCONHYDRO3 | 3 | South | YES | -0.046137 | 11 | 0 | 11 | 0 | 1.0234 | Hydro | -1 | 0.15111 | 0 | 0 |  |  |  |  | -0.15111 | 0 |  |  |  |  | 0 | 0
8048 | FALCONHYDRO1 | 1 | South | YES | -0.046137 | 12 | 0 | 12 | 0 | 1.0234 | Hydro | -1 | 0.15111 | 0 | 0 |  |  |  |  | -0.15111 | 0 |  |  |  |  | 0 | 0
88508 | FALFURRI | F | South | YES | -0.046694 | 0 | 0 | 0 | 0 | 1 | AVR | -1 | 0.15167 | 0 | 0 |  |  |  |  | -0.15167 | 0 |  |  |  |  | 0 | 0
8161 | COLETO0A | 1 | South | YES | -0.047657 | 633 | 200 | 633 | 0 | 1.03 | LIGCO | -1 | 0.15263 | 0 | 633 |  |  |  |  | -0.15263 | 0 |  |  |  |  | 0 | 0
8935 | FGNTS201 | 3 | South | YES | -0.049296 | 173 | 0 | 173 | 0 | 1.03 | CC | -1 | 0.15427 | 173 | 173 |  |  |  |  | -0.15427 | -26.6892 |  |  |  |  | 0 | 0
8934 | FGNTS101 | 2 | South | YES | -0.049296 | 147.9 | 0 | 147.9 | 0 | 1.03 | CC | -1 | 0.15427 | 147.9 | 147.9 |  |  |  |  | -0.15427 | -22.8169 |  |  |  |  | 0 | 0
8933 | FGNTS001 | 1 | South | YES | -0.049296 | 146.5 | 0 | 146.5 | 0 | 1.03 | CC | -1 | 0.15427 | 146.5 | 146.5 |  |  |  |  | -0.15427 | -22.6009 |  |  |  |  | 0 | 0
8983 | HECN3 | 3 | South | YES | -0.049827 | 171.9 | 0 | 171.9 | 0 | 1.0304 | CC | -1 | 0.1548 | 171.9 | 171.9 |  |  |  |  | -0.1548 | -26.6107 |  |  |  |  | 0 | 0
8981 | HECN1 | 1 | South | YES | -0.049827 | 144.8 | 0 | 144.8 | 0 | 1.0304 | CC | -1 | 0.1548 | 144.8 | 144.8 |  |  |  |  | -0.1548 | -22.4156 |  |  |  |  | 0 | 0
8982 | HECN2 | 2 | South | YES | -0.049827 | 144.1 | 0 | 144.1 | 0 | 1.0304 | CC | -1 | 0.1548 | 144.1 | 144.1 |  |  |  |  | -0.1548 | -22.3072 |  |  |  |  | 0 | 0
8938 | MVGN#3 | 3 | South | YES | -0.049828 | 250.9 | 0 | 250.9 | 0 | 1.0304 | CC | -1 | 0.1548 | 250.9 | 250.9 |  |  |  |  | -0.1548 | -38.8405 |  |  |  |  | 0 | 0
8937 | MVGN#2 | 2 | South | YES | -0.049828 | 216.7 | 0 | 216.7 | 0 | 1.0304 | CC | -1 | 0.1548 | 216.7 | 216.7 |  |  |  |  | -0.1548 | -33.5462 |  |  |  |  | 0 | 0
8936 | MVGN#1 | 1 | South | YES | -0.049828 | 216.6 | 0 | 216.6 | 0 | 1.0304 | CC | -1 | 0.1548 | 216.6 | 216.6 |  |  |  |  | -0.1548 | -33.5307 |  |  |  |  | 0 | 0
80003 | MILHWYS | F | South | YES | -0.05006 | 0 | 0 | 0 | 0 | 1.0168 | AVR | -1 | 0.15504 | 0 | 0 |  |  |  |  | -0.15504 | 0 |  |  |  |  | 0 | 0
5935 | SI_RAY10 | 10 | South | YES | -0.050061 | 47 | 10 | 47 | 0 | 1.03 | CC | -1 | 0.15504 | 47 | 47 |  |  |  |  | -0.15504 | -7.2868 |  |  |  |  | 0 | 0
5932 | SI_RAY9 | 9 | South | YES | -0.050061 | 32 | 32 | 38 | 0 | 1.035 | CC | -1 | 0.15504 | 38 | 38 |  |  |  |  | -0.15504 | -5.8914 |  |  |  |  | 0 | 0
5933 | SI_RAY6 | 6 | South | YES | -0.050061 | 15.4 | 10 | 19.3 | 0 | 1.035 | GST | -1 | 0.15504 | 19.3 | 19.3 |  |  |  |  | -0.15504 | -2.9922 |  |  |  |  | 0 | 0
80080 | GWINDT11A | 1 | South | YES | -0.050203 | 28.2 | 0 | 94 | 0 | 1.025 | Wind | -1 | 0.15518 | 0 | 94 |  |  |  |  | -0.15518 | 0 |  |  |  |  | 0 | 0
80080 | GWINDT11A | 2 | South | YES | -0.050203 | 0 | 0 | 41 | 0 | 1.025 | Wind | -1 | 0.15518 | 0 | 41 |  |  |  |  | -0.15518 | 0 |  |  |  |  | 0 | 0
80080 | GWINDT11A | 3 | South | YES | -0.050203 | 0 | 0 | 38 | 0 | 1.025 | Wind | -1 | 0.15518 | 0 | 38 |  |  |  |  | -0.15518 | 0 |  |  |  |  | 0 | 0
80080 | GWINDT11A | 4 | South | YES | -0.050203 | 3.8 | 0 | 19 | 0 | 1.025 | Wind | -1 | 0.15518 | 0 | 19 |  |  |  |  | -0.15518 | 0 |  |  |  |  | 0 | 0
80081 | GWINDT21A | 1 | South | YES | -0.050203 | 28.2 | 0 | 94 | 0 | 1.025 | Wind | -1 | 0.15518 | 0 | 94 |  |  |  |  | -0.15518 | 0 |  |  |  |  | 0 | 0
80081 | GWINDT21A | 2 | South | YES | -0.050203 | 7.2 | 0 | 36 | 0 | 1.025 | Wind | -1 | 0.15518 | 0 | 36 |  |  |  |  | -0.15518 | 0 |  |  |  |  | 0 | 0
80081 | GWINDT21A | 3 | South | YES | -0.050203 | 8.6 | 0 | 43 | 0 | 1.025 | Wind | -1 | 0.15518 | 0 | 43 |  |  |  |  | -0.15518 | 0 |  |  |  |  | 0 | 0
80081 | GWINDT21A | 4 | South | YES | -0.050203 | 4.4 | 0 | 22 | 0 | 1.025 | Wind | -1 | 0.15518 | 0 | 22 |  |  |  |  | -0.15518 | 0 |  |  |  |  | 0 | 0
80180 | PNSCALT11A | 1 | South | YES | -0.050203 | 43.8 | 0 | 148 | 0 | 1.025 | Wind | -1 | 0.15518 | 0 | 148 |  |  |  |  | -0.15518 | 0 |  |  |  |  | 0 | 0
80180 | PNSCALT11A | 2 | South | YES | -0.050203 | 10 | 0 | 50 | 0 | 1.025 | Wind | -1 | 0.15518 | 0 | 50 |  |  |  |  | -0.15518 | 0 |  |  |  |  | 0 | 0
80181 | PNSCALT21A | 1 | South | YES | -0.050203 | 16.5 | 0 | 55 | 0 | 1.025 | Wind | -1 | 0.15518 | 0 | 55 |  |  |  |  | -0.15518 | 0 |  |  |  |  | 0 | 0
80181 | PNSCALT21A | 2 | South | YES | -0.050203 | 10 | 0 | 50 | 0 | 1.025 | Wind | -1 | 0.15518 | 0 | 50 |  |  |  |  | -0.15518 | 0 |  |  |  |  | 0 | 0
8517 | CELANEBI0A | 1 | South | YES | -0.050267 | 29 | 0 | 29 | 0 | 1.02 | Cogen | -1 | 0.15524 | 0 | 0 |  |  |  |  | -0.15524 | 0 |  |  |  |  | 0 | 0
8461 | KOCH_UP0A | 1 | South | YES | -0.050682 | 38 | 0 | 38 | 0 | 1.012 | Cogen | -1 | 0.15566 | 0 | 0 |  |  |  |  | -0.15566 | 0 |  |  |  |  | 0 | 0
8511 | OXY_CC0A | 1 | South | YES | -0.050724 | 30.3 | 0 | 38 | 0 | 1.027 | Cogen | -1 | 0.1557 | 0 | 0 |  |  |  |  | -0.1557 | 0 |  |  |  |  | 0 | 0
8506 | VAL #1 | 1 | South | YES | -0.0508 | 20.9 | 0 | 25 | 0 | 1.0055 | Cogen | -1 | 0.15578 | 0 | 0 |  |  |  |  | -0.15578 | 0 |  |  |  |  | 0 | 0
8507 | VAL #2 | 2 | South | YES | -0.0508 | 20.9 | 0 | 25 | 0 | 1.0055 | Cogen | -1 | 0.15578 | 0 | 0 |  |  |  |  | -0.15578 | 0 |  |  |  |  | 0 | 0
80263 | B_DAVIS31A | 3 | South | YES | -0.050906 | 0 | 0 | 180 |  | 1.0366 | CC | -1 | 0.15588 | 180 | 180 |  |  |  |  | -0.15588 | -28.0589 |  |  |  |  | 0 | 0
80264 | B_DAVIS41A | 4 | South | YES | -0.050906 | 0 | 0 | 180 |  | 1.0366 | CC | -1 | 0.15588 | 180 | 180 |  |  |  |  | -0.15588 | -28.0589 |  |  |  |  | 0 | 0
8459 | B_DAVIS0B | MB | South | YES | -0.050906 | 0 | 50 | 339 |  | 1.03 | GSC | -1 | 0.15588 | 0 | 0 |  |  |  |  | -0.15588 | 0 |  |  |  |  | 0 | 0
8460 | B_DAVIS0A | MB | South | YES | -0.050906 | 0 | 50 | 340 |  | 1.03 | GSC | -1 | 0.15588 | 0 | 0 |  |  |  |  | -0.15588 | 0 |  |  |  |  | 0 | 0
8456 | COSW#1 | 1 | South | YES | -0.051023 | 20 | 0 | 20 | 0 | 1.027 | Cogen | -1 | 0.156 | 0 | 0 |  |  |  |  | -0.156 | 0 |  |  |  |  | 0 | 0
8457 | COSW#2 | 2 | South | YES | -0.051023 | 14 | 0 | 14 | 0 | 1.027 | Cogen | -1 | 0.156 | 0 | 0 |  |  |  |  | -0.156 | 0 |  |  |  |  | 0 | 0
8560 | CNOPGT1 | 1 | South | YES | -0.051081 | 148.3 | 0 | 148.3 | 0 | 1.03 | Cogen | -1 | 0.15606 | 0 | 0 |  |  |  |  | -0.15606 | 0 |  |  |  |  | 0 | 0
8561 | CNOPGT2 | 2 | South | YES | -0.051081 | 148.6 | 0 | 148.6 | 0 | 1.03 | Cogen | -1 | 0.15606 | 0 | 0 |  |  |  |  | -0.15606 | 0 |  |  |  |  | 0 | 0
8562 | CNOPST1 | 3 | South | YES | -0.051081 | 153 | 0 | 153 | 0 | 1.03 | Cogen | -1 | 0.15606 | 0 | 0 |  |  |  |  | -0.15606 | 0 |  |  |  |  | 0 | 0
8442 | NBEC7 | 7 | South | YES | -0.051092 | 0 | 81 | 367 |  | 1.0298 | GST | -1 | 0.15607 | 367 | 367 |  |  |  |  | -0.15607 | -57.2772 |  |  |  |  | 0 | 0
8442 | NBEC7 | MB | South | YES | -0.051092 | 0 | 81 | 367 |  | 1.0298 | GST | -1 | 0.15607 | 0 | 0 |  |  |  |  | -0.15607 | 0 |  |  |  |  | 0 | 0
8926 | LGE_GT10A | 1 | South | YES | -0.052117 | 158 | 0 | 158 | 0 | 1.03 | Cogen | -1 | 0.15709 | 0 | 0 |  |  |  |  | -0.15709 | 0 |  |  |  |  | 0 | 0
8927 | LGE_GT20A | 2 | South | YES | -0.052117 | 153 | 0 | 153 | 0 | 1.03 | Cogen | -1 | 0.15709 | 0 | 0 |  |  |  |  | -0.15709 | 0 |  |  |  |  | 0 | 0
8928 | LGE_STG0A | 3 | South | YES | -0.052117 | 100 | 0 | 100 | 0 | 1.03 | Cogen | -1 | 0.15709 | 0 | 0 |  |  |  |  | -0.15709 | 0 |  |  |  |  | 0 | 0
8930 | ICPGN10A | 1 | South | YES | -0.052117 | 149 | 0 | 149 | 0 | 1.03 | Cogen | -1 | 0.15709 | 0 | 0 |  |  |  |  | -0.15709 | 0 |  |  |  |  | 0 | 0
8931 | ICPGN20A | 2 | South | YES | -0.052117 | 150 | 0 | 150 | 0 | 1.03 | Cogen | -1 | 0.15709 | 0 | 0 |  |  |  |  | -0.15709 | 0 |  |  |  |  | 0 | 0
8932 | ICPGN30A | 3 | South | YES | -0.052117 | 127 | 0 | 127 | 0 | 1.03 | Cogen | -1 | 0.15709 | 0 | 0 |  |  |  |  | -0.15709 | 0 |  |  |  |  | 0 | 0
80223 | REYSHR G | 1 | South | YES | -0.052117 | 12 | 0 | 12 | 0 | 1.032 | Cogen | -1 | 0.15709 | 0 | 0 |  |  |  |  | -0.15709 | 0 |  |  |  |  | 0 | 0
8174 | VICEC61A | 6 | South | YES | -0.052451 | 188 | 42 | 188 | 0 | 1.025 | CC | -1 | 0.15743 | 188 | 188 |  |  |  |  | -0.15743 | -29.5964 |  |  |  |  | 0 | 0
8173 | VICEC51A | 5 | South | YES | -0.052451 | 144 | 18 | 144 | 0 | 1.025 | CC | -1 | 0.15743 | 144 | 144 |  |  |  |  | -0.15743 | -22.6696 |  |  |  |  | 0 | 0
5512 | RAYBURNCC8 | 1 | South | YES | -0.053382 | 49.3 | 18.2 | 49.3 | 0 | 1.0296 | CC | -1 | 0.15836 | 49.3 | 49.3 |  |  |  |  | -0.15836 | -7.8071 |  |  |  |  | 0 | 0
5508 | RAYBURNCC9 | 1 | South | YES | -0.053382 | 47.7 | 18.2 | 47.7 | 0 | 1.0296 | CC | -1 | 0.15836 | 47.7 | 47.7 |  |  |  |  | -0.15836 | -7.5537 |  |  |  |  | 0 | 0
5511 | RAYBURNCC7 | 1 | South | YES | -0.053382 | 47.5 | 18.2 | 47.5 | 0 | 1.0296 | CC | -1 | 0.15836 | 47.5 | 47.5 |  |  |  |  | -0.15836 | -7.522 |  |  |  |  | 0 | 0
5509 | RAYBURNCC10 | 1 | South | YES | -0.053382 | 37.3 | 5.2 | 37.3 | 0 | 1.0296 | CC | -1 | 0.15836 | 37.3 | 37.3 |  |  |  |  | -0.15836 | -5.9068 |  |  |  |  | 0 | 0
8066 | DUP1V#1 | 1 | South | YES | -0.053448 | 52.3 | 0 | 73 | 0 | 1.01 | Cogen | -1 | 0.15842 | 0 | 0 |  |  |  |  | -0.15842 | 0 |  |  |  |  | 0 | 0
5503 | RAYBURNGEN3 | 1 | South | YES | -0.053858 | 17.6 | 6 | 22 | 0 | 1.0224 | GST | -1 | 0.15883 | 22 | 22 |  |  |  |  | -0.15883 | -3.4944 |  |  |  |  | 0 | 0
5505 | RAYBURNGEN1 | 1 | South | YES | -0.053858 | 0 | 1 | 11 |  | 1.0223 | GGT | -1 | 0.15883 | 11 | 11 |  |  |  |  | -0.15883 | -1.7472 |  |  |  |  | 0 | 0
5506 | RAYBURNGEN2 | 1 | South | YES | -0.053858 | 0 | 1 | 11 |  | 1.0223 | GGT | -1 | 0.15883 | 11 | 11 |  |  |  |  | -0.15883 | -1.7472 |  |  |  |  | 0 | 0
80224 | VISTRONG1 | 1 | South | YES | -0.055143 | 13.1 | 0 | 15 | 0 | 1.01 | Cogen | -1 | 0.16012 | 0 | 0 |  |  |  |  | -0.16012 | 0 |  |  |  |  | 0 | 0
80225 | VISTRONG2 | 2 | South | YES | -0.055143 | 20.2 | 0 | 23 | 0 | 1.01 | Cogen | -1 | 0.16012 | 0 | 0 |  |  |  |  | -0.16012 | 0 |  |  |  |  | 0 | 0
80227 | AIRCO G | 1 | South | YES | -0.055741 | 7.2 | 0 | 8 | 0 | 1.0104 | Cogen | -1 | 0.16072 | 0 | 0 |  |  |  |  | -0.16072 | 0 |  |  |  |  | 0 | 0
8147 | UCAR #2 | 10 | South | YES | -0.056136 | 18.2 | 0 | 28 |  | 1 | Cogen | -1 | 0.16111 | 0 | 0 |  |  |  |  | -0.16111 | 0 |  |  |  |  | 0 | 0
8148 | UCAR #1 | 2 | South | YES | -0.056136 | 6.1 | 0 | 7 | 0 | 1.009 | Cogen | -1 | 0.16111 | 0 | 0 |  |  |  |  | -0.16111 | 0 |  |  |  |  | 0 | 0
80137 | CSDR89 | 8 | South | YES | -0.056136 | 33.9 | 0 | 39 | 0 | 1.003 | DCTie | -1 | 0.16111 | 0 | 0 |  |  |  |  | -0.16111 | 0 |  |  |  |  | 0 | 0
80137 | CSDR89 | 9 | South | YES | -0.056136 | 15 | 0 | 15 | 0 | 1.003 | DCTie | -1 | 0.16111 | 0 | 0 |  |  |  |  | -0.16111 | 0 |  |  |  |  | 0 | 0
80138 | CSDR7 | 7 | South | YES | -0.056136 | 6.1 | 0 | 7 | 0 | 1.014 | DCTie | -1 | 0.16111 | 0 | 0 |  |  |  |  | -0.16111 | 0 |  |  |  |  | 0 | 0
80139 | CSDR56 | 5 | South | YES | -0.056136 | 15 | 0 | 15 |  | 1.0033 | DCTie | -1 | 0.16111 | 0 | 0 |  |  |  |  | -0.16111 | 0 |  |  |  |  | 0 | 0
80139 | CSDR56 | 6 | South | YES | -0.056136 | 0 | 0 | 39 |  | 1.0033 | DCTie | -1 | 0.16111 | 0 | 0 |  |  |  |  | -0.16111 | 0 |  |  |  |  | 0 | 0
80140 | CSDR11 | 11 | South | YES | -0.056136 | 33.9 | 0 | 39 | 0 | 1.03 | DCTie | -1 | 0.16111 | 0 | 0 |  |  |  |  | -0.16111 | 0 |  |  |  |  | 0 | 0
80226 | ALCOA G | 1 | South | YES | -0.058649 | 32.3 | 5 | 48 | 0 | 1.015 | Cogen | -1 | 0.16363 | 0 | 0 |  |  |  |  | -0.16363 | 0 |  |  |  |  | 0 | 0
8134 | FOR #1 | 1 | South | YES | -0.059407 | 54.1 | 45 | 79 | 0 | 1 | Cogen | -1 | 0.16438 | 0 | 0 |  |  |  |  | -0.16438 | 0 |  |  |  |  | 0 | 0
8138 | FOR #2 | 2 | South | YES | -0.059407 | 63.1 | 45 | 81 | 0 | 1 | Cogen | -1 | 0.16438 | 0 | 0 |  |  |  |  | -0.16438 | 0 |  |  |  |  | 0 | 0
8153 | FOR #3 | 3 | South | YES | -0.059407 | 63.1 | 45 | 79.9 | 0 | 1 | Cogen | -1 | 0.16438 | 0 | 0 |  |  |  |  | -0.16438 | 0 |  |  |  |  | 0 | 0
8154 | FOR #4 | 4 | South | YES | -0.059407 | 63.1 | 60 | 80 | 0 | 1 | Cogen | -1 | 0.16438 | 0 | 0 |  |  |  |  | -0.16438 | 0 |  |  |  |  | 0 | 0
8155 | FOR #5 | 5 | South | YES | -0.059407 | 63.1 | 60 | 78.4 | 0 | 1 | Cogen | -1 | 0.16438 | 0 | 0 |  |  |  |  | -0.16438 | 0 |  |  |  |  | 0 | 0
8156 | FOR #6 | 6 | South | YES | -0.059407 | 24.9 | 5 | 25 | 0 | 1 | Cogen | -1 | 0.16438 | 0 | 0 |  |  |  |  | -0.16438 | 0 |  |  |  |  | 0 | 0
8157 | FOR #7 | 7 | South | YES | -0.059407 | 28.8 | 5 | 46 | 0 | 1 | Cogen | -1 | 0.16438 | 0 | 0 |  |  |  |  | -0.16438 | 0 |  |  |  |  | 0 | 0
80051 | FOR #8 | 8 | South | YES | -0.059407 | 28 | 28 | 28 |  | 1 | Cogen | -1 | 0.16438 | 0 | 0 |  |  |  |  | -0.16438 | 0 |  |  |  |  | 0 | 0
80052 | FOR #9 | 9 | South | YES | -0.059407 | 29.7 | 5 | 43.6 | 0 | 1 | Cogen | -1 | 0.16438 | 0 | 0 |  |  |  |  | -0.16438 | 0 |  |  |  |  | 0 | 0
80053 | FOR #10 | 10 | South | YES | -0.059407 | 68.4 | 45 | 75 | 0 | 1 | Cogen | -1 | 0.16438 | 0 | 0 |  |  |  |  | -0.16438 | 0 |  |  |  |  | 0 | 0
5911 | STP_GN1___1 | 1 | Houston | YES | -0.086157 | 1333 | 1249 | 1333 | 0 | 1.0406 | Nuc | -1 | 0.19113 | 0 | 0 |  |  | 0 | 0 | -0.19113 | 0 |  |  |  |  | 0 | 0
5912 | STP_GN2___2 | 2 | Houston | YES | -0.086157 | 1332 | 1249 | 1332 | 0 | 1.0406 | Nuc | -1 | 0.19113 | 0 | 0 |  |  | 0 | 0 | -0.19113 | 0 |  |  |  |  | 0 | 0
48733 | CBE_ST12 | 1 | Houston | YES | -0.087002 | 105 | 0 | 105 | 0 | 1.029 | CC | -1 | 0.19198 | 105 | 105 |  |  | -9.1352 | 105 | -0.19198 | -20.1578 |  |  |  |  | 0 | 0
48736 | CBE_ST34 | 1 | Houston | YES | -0.087002 | 105 | 0 | 105 | 0 | 1.029 | CC | -1 | 0.19198 | 105 | 105 |  |  | -9.1352 | 105 | -0.19198 | -20.1578 |  |  |  |  | 0 | 0
48731 | CBE_GT1 | 1 | Houston | YES | -0.087002 | 76 | 0 | 76 | 0 | 1.029 | CC | -1 | 0.19198 | 76 | 76 |  |  | -6.6122 | 76 | -0.19198 | -14.5904 |  |  |  |  | 0 | 0
48732 | CBE_GT2 | 1 | Houston | YES | -0.087002 | 76 | 0 | 76 | 0 | 1.029 | CC | -1 | 0.19198 | 76 | 76 |  |  | -6.6122 | 76 | -0.19198 | -14.5904 |  |  |  |  | 0 | 0
48734 | CBE_GT3 | 1 | Houston | YES | -0.087002 | 76 | 0 | 76 | 0 | 1.029 | CC | -1 | 0.19198 | 76 | 76 |  |  | -6.6122 | 76 | -0.19198 | -14.5904 |  |  |  |  | 0 | 0
48735 | CBE_GT4 | 1 | Houston | YES | -0.087002 | 76 | 0 | 76 | 0 | 1.029 | CC | -1 | 0.19198 | 76 | 76 |  |  | -6.6122 | 76 | -0.19198 | -14.5904 |  |  |  |  | 0 | 0
48911 | TGF_GT1_8000 | 1 | Houston | YES | -0.090579 | 69.2 | 0 | 69.2 |  | 1.029 | Cogen | -1 | 0.19556 | 0 | 0 |  |  | 0 | 0 | -0.19556 | 0 |  |  |  |  | 0 | 0
60202 | FRNDDRCS | F | West | YES | 0.07353 | 0 | 0 | 0 | 0 | 0.9985 | AVR | 1 | 0.19719 | 0 | 0 |  |  |  |  | 0.19719 | 0 |  |  |  |  | 0 | 0
3416 | LAKE_CRK1_G | 1 | North | YES | 0.077277 | 60 | 33 | 75 |  | 1.029 | GST | 1 | 0.20093 | 75 | 75 | 5.7958 | 75 |  |  | 0.20093 | 15.0701 |  |  |  |  | 0 | 0
3417 | LAKE_CRK2_G | 2 | North | YES | 0.077277 | 177.6 | 40 | 222 | 0 | 1.029 | GST | 1 | 0.20093 | 222 | 222 | 17.1555 | 222 |  |  | 0.20093 | 44.6075 |  |  |  |  | 0 | 0
3403 | THOUSE_1G | 1 | North | YES | 0.078322 | 563 | 200 | 563 | 0 | 1.012 | GSC | 1 | 0.20198 | 563 | 563 | 44.0953 | 563 |  |  | 0.20198 | 113.7145 |  |  |  |  | 0 | 0
3404 | THOUSE_2G | 2 | North | YES | 0.078322 | 807 | 250 | 807 | 0 | 1.012 | GSC | 1 | 0.20198 | 807 | 807 | 63.2059 | 807 |  |  | 0.20198 | 162.9975 |  |  |  |  | 0 | 0
239 | BOSQUESW502 | 1 | North | YES | 0.07953 | 119.2 | 0 | 149 | 0 | 1.02 | GGT | 1 | 0.20319 | 149 | 149 | 11.85 | 149 |  |  | 0.20319 | 30.2749 |  |  |  |  | 0 | 0
247 | BOSQUESW501 | 2 | North | YES | 0.07953 | 124.8 | 0 | 156 | 0 | 1.02 | GGT | 1 | 0.20319 | 156 | 156 | 12.4067 | 156 |  |  | 0.20319 | 31.6973 |  |  |  |  | 0 | 0
238 | BOSQUESW505 | 1 | North | YES | 0.07953 | 255 | 0 | 255 | 0 | 1.02 | CC | 1 | 0.20319 | 255 | 255 | 20.2801 | 255 |  |  | 0.20319 | 51.8128 |  |  |  |  | 0 | 0
49851 | DOW17000 | 37 | Houston | YES | -0.099557 | 39 | 0 | 62 | 0 | 1 | Cogen | -1 | 0.20453 | 0 | 0 |  |  | 0 | 0 | -0.20453 | 0 |  |  |  |  | 0 | 0
49858 | DOW38100 | 31 | Houston | YES | -0.099557 | 45 | 0 | 71.4 |  | 1 | Cogen | -1 | 0.20453 | 0 | 0 |  |  | 0 | 0 | -0.20453 | 0 |  |  |  |  | 0 | 0
49859 | DOW38200 | 33 | Houston | YES | -0.099557 | 28 | 0 | 45 | 0 | 1 | Cogen | -1 | 0.20453 | 0 | 0 |  |  | 0 | 0 | -0.20453 | 0 |  |  |  |  | 0 | 0
49860 | DOW38300 | 32 | Houston | YES | -0.099557 | 63 | 0 | 101 |  | 1 | Cogen | -1 | 0.20453 | 0 | 0 |  |  | 0 | 0 | -0.20453 | 0 |  |  |  |  | 0 | 0
49862 | DOW39100 | 36 | Houston | YES | -0.099557 | 54 | 0 | 86 | 0 | 1 | Cogen | -1 | 0.20453 | 0 | 0 |  |  | 0 | 0 | -0.20453 | 0 |  |  |  |  | 0 | 0
49863 | DOW39200 | 35 | Houston | YES | -0.099557 | 55 | 0 | 88 | 0 | 1 | Cogen | -1 | 0.20453 | 0 | 0 |  |  | 0 | 0 | -0.20453 | 0 |  |  |  |  | 0 | 0
49865 | DOW41000 | 41 | Houston | YES | -0.099557 | 31 | 0 | 50 |  | 1 | Cogen | -1 | 0.20453 | 0 | 0 |  |  | 0 | 0 | -0.20453 | 0 |  |  |  |  | 0 | 0
49866 | DOW42000 | 42 | Houston | YES | -0.099557 | 11 | 0 | 18 |  | 1 | Cogen | -1 | 0.20453 | 0 | 0 |  |  | 0 | 0 | -0.20453 | 0 |  |  |  |  | 0 | 0
49869 | DOW49000 | 45 | Houston | YES | -0.099557 | 59 | 0 | 94 |  | 1 | Cogen | -1 | 0.20453 | 0 | 0 |  |  | 0 | 0 | -0.20453 | 0 |  |  |  |  | 0 | 0
49870 | DOW61000 | 61 | Houston | YES | -0.099557 | 44 | 0 | 70 | 0 | 1 | Cogen | -1 | 0.20453 | 0 | 0 |  |  | 0 | 0 | -0.20453 | 0 |  |  |  |  | 0 | 0
49871 | DOW62000 | 62 | Houston | YES | -0.099557 | 40 | 0 | 63 | 0 | 1 | Cogen | -1 | 0.20453 | 0 | 0 |  |  | 0 | 0 | -0.20453 | 0 |  |  |  |  | 0 | 0
49872 | DOW63000 | 63 | Houston | YES | -0.099557 | 45 | 0 | 72 | 0 | 1 | Cogen | -1 | 0.20453 | 0 | 0 |  |  | 0 | 0 | -0.20453 | 0 |  |  |  |  | 0 | 0
49873 | DOW64000 | 64 | Houston | YES | -0.099557 | 41 | 0 | 64.8 | 0 | 1 | Cogen | -1 | 0.20453 | 0 | 0 |  |  | 0 | 0 | -0.20453 | 0 |  |  |  |  | 0 | 0
49876 | DOW65000 | 65 | Houston | YES | -0.099557 | 63 | 0 | 101 | 0 | 1 | Cogen | -1 | 0.20453 | 0 | 0 |  |  | 0 | 0 | -0.20453 | 0 |  |  |  |  | 0 | 0
49877 | DOW66000 | 66 | Houston | YES | -0.099557 | 61 | 0 | 97 | 0 | 1 | Cogen | -1 | 0.20453 | 0 | 0 |  |  | 0 | 0 | -0.20453 | 0 |  |  |  |  | 0 | 0
49878 | DOW67000 | 67 | Houston | YES | -0.099557 | 65 | 0 | 103 | 0 | 1 | Cogen | -1 | 0.20453 | 0 | 0 |  |  | 0 | 0 | -0.20453 | 0 |  |  |  |  | 0 | 0
49882 | DOW81000 | 81 | Houston | YES | -0.099557 | 47 | 0 | 76 | 0 | 1 | Cogen | -1 | 0.20453 | 0 | 0 |  |  | 0 | 0 | -0.20453 | 0 |  |  |  |  | 0 | 0
49884 | DOW82000 | 82 | Houston | YES | -0.099557 | 51 | 0 | 80 | 0 | 1 | Cogen | -1 | 0.20453 | 0 | 0 |  |  | 0 | 0 | -0.20453 | 0 |  |  |  |  | 0 | 0
49885 | DOW83000 | 83 | Houston | YES | -0.099557 | 51 | 0 | 80 | 0 | 1 | Cogen | -1 | 0.20453 | 0 | 0 |  |  | 0 | 0 | -0.20453 | 0 |  |  |  |  | 0 | 0
49886 | DOW84000 | 84 | Houston | YES | -0.099557 | 107 | 0 | 171 | 0 | 0.98 | Cogen | -1 | 0.20453 | 0 | 0 |  |  | 0 | 0 | -0.20453 | 0 |  |  |  |  | 0 | 0
253 | BOSQUESW804 | 2 | North | YES | 0.081636 | 80 | 0 | 80 | 0 | 1.032 | CC | 1 | 0.20529 | 80 | 80 | 6.5309 | 80 |  |  | 0.20529 | 16.4235 |  |  |  |  | 0 | 0
251 | BOSQUESW803 | 2 | North | YES | 0.081636 | 150 | 0 | 150 | 0 | 1.032 | CC | 1 | 0.20529 | 150 | 150 | 12.2454 | 150 |  |  | 0.20529 | 30.794 |  |  |  |  | 0 | 0
60018 | DSKY1 | 1 | West | YES | 0.082036 | 21 | 0 | 84 | 0 | 1.023 | Wind | 1 | 0.20569 | 0 | 84 |  |  |  |  | 0.20569 | 17.2783 |  |  |  |  | 0 | 0
60000 | DSKY2 | 1 | West | YES | 0.082179 | 19.1 | 0 | 76.5 |  | 1.039 | Wind | 1 | 0.20584 | 0 | 76.5 |  |  |  |  | 0.20584 | 15.7465 |  |  |  |  | 0 | 0
60017 | ORNNWP1 | 1 | West | YES | 0.082585 | 20 | 0 | 80 |  | 1.027 | Wind | 1 | 0.20624 | 0 | 80 |  |  |  |  | 0.20624 | 16.4994 |  |  |  |  | 0 | 0
38437 | TNSRBNMESA9 | 1 | West | YES | 0.084213 | 37.5 | 0 | 150 | 0 | 1.02 | Wind | 1 | 0.20787 | 0 | 150 |  |  |  |  | 0.20787 | 31.1806 |  |  |  |  | 0 | 0
48520 | BSF_GT1_8070 | 1 | Houston | YES | -0.10294 | 72 | 0 | 72 | 0 | 1.0326 | Cogen | -1 | 0.20792 | 0 | 0 |  |  | 0 | 0 | -0.20792 | 0 |  |  |  |  | 0 | 0
48520 | BSF_GT1_8070 | 2 | Houston | YES | -0.10294 | 10 | 0 | 10 | 0 | 1.0326 | Cogen | -1 | 0.20792 | 0 | 0 |  |  | 0 | 0 | -0.20792 | 0 |  |  |  |  | 0 | 0
38332 | TNWDWRDU2_8 | 1 | West | YES | 0.08426 | 20 | 0 | 80 | 0 | 1.0232 | Wind | 1 | 0.20792 | 0 | 80 |  |  |  |  | 0.20792 | 16.6334 |  |  |  |  | 0 | 0
60016 | WOODWRD11A | 1 | West | YES | 0.084271 | 20 | 0 | 80 |  | 1.033 | Wind | 1 | 0.20793 | 0 | 80 |  |  |  |  | 0.20793 | 16.6343 |  |  |  |  | 0 | 0
60005 | KING_SE1A | 1 | West | YES | 0.084328 | 10 | 0 | 40 |  | 1.035 | Wind | 1 | 0.20799 | 0 | 40 |  |  |  |  | 0.20799 | 8.3194 |  |  |  |  | 0 | 0
6016 | SWMESA | 1 | West | YES | 0.084328 | 18.8 | 0 | 75 |  | 1.03 | Wind | 1 | 0.20799 | 0 | 75 |  |  |  |  | 0.20799 | 15.5989 |  |  |  |  | 0 | 0
60003 | KING_NE1A | 1 | West | YES | 0.084328 | 20 | 0 | 80 |  | 1.03 | Wind | 1 | 0.20799 | 0 | 80 |  |  |  |  | 0.20799 | 16.6388 |  |  |  |  | 0 | 0
60201 | RIO DRCS | F | West | YES | 0.084415 | 0 | 0 | 0 | 0 | 1.025 | AVR | 1 | 0.20807 | 0 | 0 |  |  |  |  | 0.20807 | 0 |  |  |  |  | 0 | 0
60007 | KING_SW1A | 1 | West | YES | 0.084634 | 20 | 0 | 80 |  | 1.03 | Wind | 1 | 0.20829 | 0 | 80 |  |  |  |  | 0.20829 | 16.6633 |  |  |  |  | 0 | 0
60019 | KING_NW1A | 1 | West | YES | 0.084634 | 20 | 0 | 80 |  | 1.03 | Wind | 1 | 0.20829 | 0 | 80 |  |  |  |  | 0.20829 | 16.6633 |  |  |  |  | 0 | 0
244 | WHITNYDM01 | 1 | North | YES | 0.084737 | 15 | 0 | 15 | 0 | 1.035 | Hydro | 1 | 0.20839 | 0 | 0 | 0 | 0 |  |  | 0.20839 | 0 |  |  |  |  | 0 | 0
245 | WHITNYDM02 | 2 | North | YES | 0.084737 | 15 | 0 | 15 | 0 | 1.035 | Hydro | 1 | 0.20839 | 0 | 0 | 0 | 0 |  |  | 0.20839 | 0 |  |  |  |  | 0 | 0
39760 | TNSCLP1___8 | 1 | Houston | YES | -0.10581 | 93.4 | 20 | 116.8 | 0 | 1.04 | Cogen | -1 | 0.21078 | 0 | 0 |  |  | 0 | 0 | -0.21078 | 0 |  |  |  |  | 0 | 0
39770 | TNSCLP2___8 | 1 | Houston | YES | -0.10581 | 91.6 | 20 | 114.5 | 0 | 1.04 | Cogen | -1 | 0.21078 | 0 | 0 |  |  | 0 | 0 | -0.21078 | 0 |  |  |  |  | 0 | 0
39775 | TNSCLP4___8 | 1 | Houston | YES | -0.10581 | 95.2 | 20 | 119 | 0 | 1.04 | Cogen | -1 | 0.21078 | 0 | 0 |  |  | 0 | 0 | -0.21078 | 0 |  |  |  |  | 0 | 0
39790 | TNSCLP3___8 | 1 | Houston | YES | -0.10581 | 87.6 | 20 | 109.5 | 0 | 1.027 | Cogen | -1 | 0.21078 | 0 | 0 |  |  | 0 | 0 | -0.21078 | 0 |  |  |  |  | 0 | 0
1349 | WESTXWIN_1G | 1 | West | YES | 0.089047 | 1.3 | 0 | 6.6 |  | 1.014 | Wind | 1 | 0.2127 | 0 | 6.6 |  |  |  |  | 0.2127 | 1.4038 |  |  |  |  | 0 | 0
1350 | NWPWRG1_1G | 1 | West | YES | 0.089047 | 6.9 | 1 | 34.3 |  | 1.014 | Wind | 1 | 0.2127 | 0 | 34.3 |  |  |  |  | 0.2127 | 7.2958 |  |  |  |  | 0 | 0
60057 | CALLAHAN1A | 1 | West | YES | 0.089291 | 22.8 | 0 | 114 | 0 | 1.04 | Wind | 1 | 0.21295 | 0 | 114 |  |  |  |  | 0.21295 | 24.2761 |  |  |  |  | 0 | 0
1002 | PBCTAGE_1G | A | West | YES | 0.089365 | 64 | 64 | 66 | 0 | 1.036 | GGT | 1 | 0.21302 | 66 | 66 |  |  |  |  | 0.21302 | 14.0595 |  |  |  |  | 0 | 0
1003 | PBCTBGE_2G | B | West | YES | 0.089365 | 65 | 65 | 66 | 0 | 1.036 | GGT | 1 | 0.21302 | 66 | 66 |  |  |  |  | 0.21302 | 14.0595 |  |  |  |  | 0 | 0
1004 | PBCTCGE_3G | C | West | YES | 0.089365 | 62 | 62 | 67 | 0 | 1.036 | GGT | 1 | 0.21302 | 67 | 67 |  |  |  |  | 0.21302 | 14.2725 |  |  |  |  | 0 | 0
1006 | PBCTEGE_5G | E | West | YES | 0.089365 | 65 | 65 | 67 | 0 | 1.036 | GGT | 1 | 0.21302 | 67 | 67 |  |  |  |  | 0.21302 | 14.2725 |  |  |  |  | 0 | 0
1005 | PBCTDGE_4G | D | West | YES | 0.089365 | 65 | 65 | 68 | 0 | 1.036 | GGT | 1 | 0.21302 | 68 | 68 |  |  |  |  | 0.21302 | 14.4855 |  |  |  |  | 0 | 0
1007 | PB5GEN_6G | 5 | West | YES | 0.089365 | 91.2 | 40 | 114 | 0 | 1.036 | GST | 1 | 0.21302 | 114 | 114 |  |  |  |  | 0.21302 | 24.2846 |  |  |  |  | 0 | 0
1008 | PB6GEN_7G | 6 | West | YES | 0.089365 | 515 | 130 | 515 | 0 | 1.036 | GST | 1 | 0.21302 | 515 | 515 |  |  |  |  | 0.21302 | 109.7066 |  |  |  |  | 0 | 0
7038 | L_DELAWA1_1Y | 2 | West | YES | 0.089414 | 3 | 0 | 30 | 0 | 1 | Wind | 1 | 0.21307 | 0 | 30 |  |  |  |  | 0.21307 | 6.3921 |  |  |  |  | 0 | 0
7038 | L_DELAWA1_1Y | 1 | West | YES | 0.089414 | 3.5 | 0 | 35 | 0 | 1 | Wind | 1 | 0.21307 | 0 | 35 |  |  |  |  | 0.21307 | 7.4575 |  |  |  |  | 0 | 0
76091 | L_DIVIDE1_1N | W1 | West | YES | 0.089507 | 22.5 | 0 | 112.5 |  | 1.02 | Wind | 1 | 0.21316 | 0 | 112.5 |  |  |  |  | 0.21316 | 23.981 |  |  |  |  | 0 | 0
76095 | L_CAPRSI1_1N | W1 | West | YES | 0.089507 | 29.9 | 0 | 149.5 | 0 | 1.02 | Wind | 1 | 0.21316 | 0 | 149.5 |  |  |  |  | 0.21316 | 31.8681 |  |  |  |  | 0 | 0
76096 | L_CAPRSI1_2N | W1 | West | YES | 0.089507 | 37.2 | 0 | 186 | 0 | 1.02 | Wind | 1 | 0.21316 | 0 | 186 |  |  |  |  | 0.21316 | 39.6486 |  |  |  |  | 0 | 0
76097 | L_CAPRGE1_1N | W1 | West | YES | 0.089507 | 42.9 | 0 | 214.5 | 0 | 1.02 | Wind | 1 | 0.21316 | 0 | 214.5 |  |  |  |  | 0.21316 | 45.7238 |  |  |  |  | 0 | 0
11147 | NOTREES_1G | 1 | West | YES | 0.089509 | 29.8 | 0 | 149 | 0 | 1.017 | Wind | 1 | 0.21317 | 0 | 149 |  |  |  |  | 0.21317 | 31.7618 |  |  |  |  | 0 | 0
76031 | L_GASCCR1_1N | W1 | West | YES | 0.089755 | 30 | 0 | 150 | 0 | 1.02 | Wind | 1 | 0.21341 | 0 | 150 |  |  |  |  | 0.21341 | 32.0119 |  |  |  |  | 0 | 0
1320 | BSP 1 | 1 | West | YES | 0.089961 | 25.5 | 2.9 | 25.8 | 0 | 1 | Cogen | 1 | 0.21362 | 0 | 0 |  |  |  |  | 0.21362 | 0 |  |  |  |  | 0 | 0
1326 | STANTONW_8 | 1 | West | YES | 0.090048 | 20.1 | 0 | 100.5 |  | 1.01 | Wind | 1 | 0.21371 | 0 | 100.5 |  |  |  |  | 0.21371 | 21.4774 |  |  |  |  | 0 | 0
11022 | TIEHVCG_2G | 1 | West | YES | 0.09008 | 132.4 | 103 | 132.4 | 0 | 1.012 | CC | 1 | 0.21374 | 132.4 | 132.4 |  |  |  |  | 0.21374 | 28.2988 |  |  |  |  | 0 | 0
11023 | TIEHVCG_3G | 1 | West | YES | 0.09008 | 137.4 | 103 | 137.4 | 0 | 1.012 | CC | 1 | 0.21374 | 137.4 | 137.4 |  |  |  |  | 0.21374 | 29.3675 |  |  |  |  | 0 | 0
11021 | TIEHVCG_1G | 1 | West | YES | 0.09008 | 142.1 | 103 | 142.1 | 0 | 1.012 | CC | 1 | 0.21374 | 142.1 | 142.1 |  |  |  |  | 0.21374 | 30.3721 |  |  |  |  | 0 | 0
11024 | TIEHVCG_4G | 1 | West | YES | 0.09008 | 147 | 103 | 147 | 0 | 1.012 | CC | 1 | 0.21374 | 147 | 147 |  |  |  |  | 0.21374 | 31.4194 |  |  |  |  | 0 | 0
11020 | TIEHVSG_1G | 1 | West | YES | 0.09008 | 208.2 | 63 | 208.2 | 0 | 1.012 | CC | 1 | 0.21374 | 208.2 | 208.2 |  |  |  |  | 0.21374 | 44.5002 |  |  |  |  | 0 | 0
11025 | TIEHVSG_2G | 1 | West | YES | 0.09008 | 213.2 | 63 | 213.2 | 0 | 1.012 | CC | 1 | 0.21374 | 213.2 | 213.2 |  |  |  |  | 0.21374 | 45.5688 |  |  |  |  | 0 | 0
11001 | NAV1CT | 1 | West | YES | 0.090088 | 70.4 | 18 | 70.4 | 0 | 1.029 | CC | 1 | 0.21375 | 70.4 | 70.4 |  |  |  |  | 0.21375 | 15.0477 |  |  |  |  | 0 | 0
11009 | NAV2CT | 1 | West | YES | 0.090088 | 71.4 | 18 | 71.4 | 0 | 1.029 | CC | 1 | 0.21375 | 71.4 | 71.4 |  |  |  |  | 0.21375 | 15.2614 |  |  |  |  | 0 | 0
11012 | NAV4CT | 1 | West | YES | 0.090088 | 80 | 18 | 80 | 0 | 1.029 | CC | 1 | 0.21375 | 80 | 80 |  |  |  |  | 0.21375 | 17.0996 |  |  |  |  | 0 | 0
11013 | NAV5CT | 1 | West | YES | 0.090088 | 80 | 18 | 80 | 0 | 1.029 | CC | 1 | 0.21375 | 80 | 80 |  |  |  |  | 0.21375 | 17.0996 |  |  |  |  | 0 | 0
11011 | NAV3ST | 1 | West | YES | 0.090088 | 92.8 | 40 | 92.8 | 0 | 1.029 | CC | 1 | 0.21375 | 92.8 | 92.8 |  |  |  |  | 0.21375 | 19.8356 |  |  |  |  | 0 | 0
11014 | NAV6ST | 1 | West | YES | 0.090088 | 115 | 40 | 115 | 0 | 1.029 | CC | 1 | 0.21375 | 115 | 115 |  |  |  |  | 0.21375 | 24.5807 |  |  |  |  | 0 | 0
1328 | OCOTILLO_1G | 1 | West | YES | 0.090132 | 11.6 | 0 | 58 |  | 1.01 | Wind | 1 | 0.21379 | 0 | 58 |  |  |  |  | 0.21379 | 12.3998 |  |  |  |  | 0 | 0
1333 | MCDDONAL_8 | 1 | West | YES | 0.090258 | 42.8 | 0 | 214.2 |  | 1.01 | Wind | 1 | 0.21392 | 0 | 214.2 |  |  |  |  | 0.21392 | 45.8207 |  |  |  |  | 0 | 0
1327 | WILDHRSE_1G | 1 | West | YES | 0.090411 | 0 | 0 | 120 |  | 1 | Wind | 1 | 0.21407 | 0 | 120 |  |  |  |  | 0.21407 | 25.6882 |  |  |  |  | 0 | 0
1360 | GUNSIGHT_8 | 1 | West | YES | 0.090436 | 0 | 0 | 120 |  | 1.01 | Wind | 1 | 0.21409 | 0 | 120 |  |  |  |  | 0.21409 | 25.6912 |  |  |  |  | 0 | 0
11320 | COYOTE_1G | 1 | West | YES | 0.090627 | 22.5 | 0 | 225 |  | 1 | Wind | 1 | 0.21428 | 0 | 225 |  |  |  |  | 0.21428 | 48.214 |  |  |  |  | 0 | 0
11309 | BULLCREK_2G | 1 | West | YES | 0.090673 | 20.9 | 0 | 180 |  | 1 | Wind | 1 | 0.21433 | 0 | 180 |  |  |  |  | 0.21433 | 38.5795 |  |  |  |  | 0 | 0
11310 | BULLCREK_1G | 1 | West | YES | 0.090673 | 15.1 | 0 | 180 |  | 1 | Wind | 1 | 0.21433 | 0 | 180 |  |  |  |  | 0.21433 | 38.5795 |  |  |  |  | 0 | 0
1045 | CALENG1G_1G | 1 | West | YES | 0.090685 | 73.4 | 27 | 73.4 | 0 | 1.014 | Cogen | 1 | 0.21434 | 0 | 0 |  |  |  |  | 0.21434 | 0 |  |  |  |  | 0 | 0
1046 | CALENG2G_2G | 2 | West | YES | 0.090685 | 73.4 | 27 | 73.4 | 0 | 1.014 | Cogen | 1 | 0.21434 | 0 | 0 |  |  |  |  | 0.21434 | 0 |  |  |  |  | 0 | 0
1047 | CALENG3G_3G | 3 | West | YES | 0.090685 | 70.4 | 27 | 70.4 | 0 | 1.014 | Cogen | 1 | 0.21434 | 0 | 0 |  |  |  |  | 0.21434 | 0 |  |  |  |  | 0 | 0
11065 | ELBOWCK_1G | 1 | West | YES | 0.090825 | 23.4 | 0 | 121.9 | 0 | 1 | Wind | 1 | 0.21448 | 0 | 121.9 |  |  |  |  | 0.21448 | 26.1454 |  |  |  |  | 0 | 0
1058 | LONGSHORE_5 | 1 | West | YES | 0.090825 | 30 | 0 | 150 |  | 1.01 | Wind | 1 | 0.21448 | 0 | 150 |  |  |  |  | 0.21448 | 32.1724 |  |  |  |  | 0 | 0
1058 | LONGSHORE_5 | 2 | West | YES | 0.090825 | 44 | 0 | 220 |  | 1.01 | Wind | 1 | 0.21448 | 0 | 220 |  |  |  |  | 0.21448 | 47.1862 |  |  |  |  | 0 | 0
60072 | HHOLLOW41A | 1 | West | YES | 0.09087 | 23 | 0 | 115 | 0 | 1.025 | Wind | 1 | 0.21453 | 0 | 115 |  |  |  |  | 0.21453 | 24.6707 |  |  |  |  | 0 | 0
60058 | BUFF_GAP1A | 1 | West | YES | 0.09087 | 24 | 0 | 120 |  | 1 | Wind | 1 | 0.21453 | 0 | 120 |  |  |  |  | 0.21453 | 25.7433 |  |  |  |  | 0 | 0
60063 | BUFF_GAP1B | 1 | West | YES | 0.09087 | 34 | 0 | 170.2 | 0 | 1.02 | Wind | 1 | 0.21453 | 0 | 170.2 |  |  |  |  | 0.21453 | 36.5126 |  |  |  |  | 0 | 0
60068 | HHOLLOW21A | 1 | West | YES | 0.09087 | 36.8 | 0 | 184 | 0 | 1.025 | Wind | 1 | 0.21453 | 0 | 184 |  |  |  |  | 0.21453 | 39.4731 |  |  |  |  | 0 | 0
60066 | H_HOLLOW1A | 1 | West | YES | 0.09087 | 44.4 | 0 | 222 | 0 | 1.005 | Wind | 1 | 0.21453 | 0 | 222 |  |  |  |  | 0.21453 | 47.6251 |  |  |  |  | 0 | 0
60070 | HHOLLOW31A | 1 | West | YES | 0.09087 | 44.8 | 0 | 224 | 0 | 1.025 | Wind | 1 | 0.21453 | 0 | 224 |  |  |  |  | 0.21453 | 48.0542 |  |  |  |  | 0 | 0
60060 | CIRELLO | 1 | West | YES | 0.09087 | 46.6 | 0 | 233 | 0 | 1 | Wind | 1 | 0.21453 | 0 | 233 |  |  |  |  | 0.21453 | 49.9849 |  |  |  |  | 0 | 0
1044 | MRGNFG_6G | F | West | YES | 0.09091 | 66 | 66 | 66 | 0 | 1.029 | GGT | 1 | 0.21457 | 66 | 66 |  |  |  |  | 0.21457 | 14.1615 |  |  |  |  | 0 | 0
1042 | MRGNDG_4G | D | West | YES | 0.09091 | 68 | 68 | 68 | 0 | 1.029 | GGT | 1 | 0.21457 | 68 | 68 |  |  |  |  | 0.21457 | 14.5906 |  |  |  |  | 0 | 0
1039 | MRGNAG_1G | A | West | YES | 0.09091 | 69 | 69 | 69 | 0 | 1.029 | GGT | 1 | 0.21457 | 69 | 69 |  |  |  |  | 0.21457 | 14.8052 |  |  |  |  | 0 | 0
1041 | MRGNCG_3G | C | West | YES | 0.09091 | 69 | 69 | 70 | 0 | 1.029 | GGT | 1 | 0.21457 | 70 | 70 |  |  |  |  | 0.21457 | 15.0197 |  |  |  |  | 0 | 0
1043 | MRGNEG_5G | E | West | YES | 0.09091 | 68 | 68 | 70 | 0 | 1.029 | GGT | 1 | 0.21457 | 70 | 70 |  |  |  |  | 0.21457 | 15.0197 |  |  |  |  | 0 | 0
1040 | MRGNBG_2G | B | West | YES | 0.09091 | 70 | 70 | 71 | 0 | 1.029 | GGT | 1 | 0.21457 | 71 | 71 |  |  |  |  | 0.21457 | 15.2343 |  |  |  |  | 0 | 0
1037 | MORGAN5G_5G | 5 | West | YES | 0.09091 | 109.6 | 40 | 137 | 0 | 1.029 | GST | 1 | 0.21457 | 137 | 137 |  |  |  |  | 0.21457 | 29.3957 |  |  |  |  | 0 | 0
6637 | SNYDERW1A | 1 | West | YES | 0.090936 | 12.6 | 0 | 63 | 0 | 1.025 | Wind | 1 | 0.21459 | 0 | 63 |  |  |  |  | 0.21459 | 13.5194 |  |  |  |  | 0 | 0
1073 | SCURRYCW_2G | 2 | West | YES | 0.090984 | 24 | 0 | 120 | 0 | 1.0217 | Wind | 1 | 0.21464 | 0 | 120 |  |  |  |  | 0.21464 | 25.757 |  |  |  |  | 0 | 0
1068 | SCURRYCW_1G | 1 | West | YES | 0.090984 | 28.2 | 1.3 | 141 | 0 | 1.0217 | Wind | 1 | 0.21464 | 0 | 141 |  |  |  |  | 0.21464 | 30.2645 |  |  |  |  | 0 | 0
1069 | KINDERMG_1G | 1 | West | YES | 0.090991 | 25 | 5 | 25 | 0 | 1.017 | Cogen | 1 | 0.21465 | 0 | 0 |  |  |  |  | 0.21465 | 0 |  |  |  |  | 0 | 0
1070 | KINDERMG_2G | 1 | West | YES | 0.090991 | 45.7 | 12 | 45.7 | 0 | 1.017 | Cogen | 1 | 0.21465 | 0 | 0 |  |  |  |  | 0.21465 | 0 |  |  |  |  | 0 | 0
1071 | KINDERMG_3G | 1 | West | YES | 0.090991 | 45.7 | 12 | 45.7 | 0 | 1.017 | Cogen | 1 | 0.21465 | 0 | 0 |  |  |  |  | 0.21465 | 0 |  |  |  |  | 0 | 0
1062 | CIELOGEN_2G | 1 | West | YES | 0.090991 | 12.2 | 0 | 61 |  | 1 | Wind | 1 | 0.21465 | 0 | 61 |  |  |  |  | 0.21465 | 13.0936 |  |  |  |  | 0 | 0
1061 | CIELOGEN_1G | 1 | West | YES | 0.090991 | 19.8 | 0 | 99 |  | 1 | Wind | 1 | 0.21465 | 0 | 99 |  |  |  |  | 0.21465 | 21.2502 |  |  |  |  | 0 | 0
36998 | RDCNYNG1 | 1 | West | YES | 0.091115 | 16.8 | 0 | 84 |  | 1.01 | Wind | 1 | 0.21477 | 0 | 84 |  |  |  |  | 0.21477 | 18.0409 |  |  |  |  | 0 | 0
1354 | AEPWIND_8 | 1 | West | YES | 0.091189 | 20.2 | 0 | 101 |  | 1 | Wind | 1 | 0.21485 | 0 | 101 |  |  |  |  | 0.21485 | 21.6995 |  |  |  |  | 0 | 0
1343 | TRENTIPP_8 | 1 | West | YES | 0.091189 | 30 | 0 | 150 |  | 1.014 | Wind | 1 | 0.21485 | 0 | 150 |  |  |  |  | 0.21485 | 32.227 |  |  |  |  | 0 | 0
6407 | TURKTRAK1A | 1 | West | YES | 0.091328 | 33.9 | 0 | 169.5 | 0 | 1.025 | Wind | 1 | 0.21499 | 0 | 169.5 |  |  |  |  | 0.21499 | 36.44 |  |  |  |  | 0 | 0
71051 | L_BITTCR1_1N | W1 | West | YES | 0.091643 | 7.5 | 0 | 37.5 |  | 1.02 | Wind | 1 | 0.2153 | 0 | 37.5 |  |  |  |  | 0.2153 | 8.0738 |  |  |  |  | 0 | 0
71061 | L_SWEETW1_5N | W1 | West | YES | 0.091643 | 16.1 | 0 | 80.5 | 0 | 1.02 | Wind | 1 | 0.2153 | 0 | 80.5 |  |  |  |  | 0.2153 | 17.3317 |  |  |  |  | 0 | 0
71060 | L_SWEETW1_4N | W1 | West | YES | 0.091643 | 21 | 0 | 105 | 0 | 1.02 | Wind | 1 | 0.2153 | 0 | 105 |  |  |  |  | 0.2153 | 22.6066 |  |  |  |  | 0 | 0
71054 | L_SWEETW1_1N | W1 | West | YES | 0.091643 | 21.5 | 0 | 107.5 |  | 1.02 | Wind | 1 | 0.2153 | 0 | 107.5 |  |  |  |  | 0.2153 | 23.1448 |  |  |  |  | 0 | 0
71059 | L_SWEETW1_3N | W1 | West | YES | 0.091643 | 23.8 | 0 | 119 | 0 | 1.02 | Wind | 1 | 0.2153 | 0 | 119 |  |  |  |  | 0.2153 | 25.6208 |  |  |  |  | 0 | 0
71057 | L_SWEETW1_2N | W1 | West | YES | 0.091643 | 27 | 0 | 135 |  | 1.02 | Wind | 1 | 0.2153 | 0 | 135 |  |  |  |  | 0.2153 | 29.0656 |  |  |  |  | 0 | 0
6144 | MCADOO1A | 1 | West | YES | 0.09166 | 15 | 0 | 150 | 0 | 1.025 | Wind | 1 | 0.21532 | 0 | 150 |  |  |  |  | 0.21532 | 32.2976 |  |  |  |  | 0 | 0
11057 | CHAMPION_1G | 1 | West | YES | 0.091679 | 25.3 | 0 | 126.5 |  | 1 | Wind | 1 | 0.21534 | 0 | 126.5 |  |  |  |  | 0.21534 | 27.2401 |  |  |  |  | 0 | 0
11059 | INADALE_1G | 1 | West | YES | 0.091679 | 39.4 | 0 | 197 |  | 1 | Wind | 1 | 0.21534 | 0 | 197 |  |  |  |  | 0.21534 | 42.4213 |  |  |  |  | 0 | 0
11056 | ROSCOE_1G | 1 | West | YES | 0.091679 | 41.8 | 0 | 209 |  | 1 | Wind | 1 | 0.21534 | 0 | 209 |  |  |  |  | 0.21534 | 45.0053 |  |  |  |  | 0 | 0
11058 | PYRON_1G | 1 | West | YES | 0.091679 | 49.8 | 0 | 249 |  | 1 | Wind | 1 | 0.21534 | 0 | 249 |  |  |  |  | 0.21534 | 53.6188 |  |  |  |  | 0 | 0
48926 | WAP_GN6_6 | 6 | Houston | YES | -0.11049 | 651 | 280 | 651 |  | 1.035 | LIGCO | -1 | 0.21547 | 0 | 651 |  |  | 0 | 0 | -0.21547 | 0 |  |  |  |  | 0 | 0
48927 | WAP_GN7_7 | 7 | Houston | YES | -0.11049 | 564 | 277 | 564 |  | 1.035 | LIGCO | -1 | 0.21547 | 0 | 564 |  |  | 0 | 0 | -0.21547 | 0 |  |  |  |  | 0 | 0
48928 | WAP_GN8_8 | 8 | Houston | YES | -0.11049 | 603 | 275 | 603 |  | 1.035 | LIGCO | -1 | 0.21547 | 0 | 603 |  |  | 0 | 0 | -0.21547 | 0 |  |  |  |  | 0 | 0
1643 | SLSTR1PP_1G | 1 | North | YES | 0.091917 | 6 | 0 | 60 | 0 | 1.022 | Wind | 1 | 0.21557 | 0 | 60 | 5.515 | 60 |  |  | 0.21557 | 12.9345 |  |  |  |  | 0 | 0
48523 | BVE_ST1_GN1 | 3 | Houston | YES | -0.11063 | 252.4 | 0 | 252.4 |  | 1.035 | CC | -1 | 0.21561 | 252.4 | 252.4 |  |  | -27.9243 | 252.4 | -0.21561 | -54.4204 |  |  |  |  | 0 | 0
48521 | BVE_GT1_GT1 | 1 | Houston | YES | -0.11063 | 167.7 | 0 | 167.7 |  | 1.035 | CC | -1 | 0.21561 | 167.7 | 167.7 |  |  | -18.5535 | 167.7 | -0.21561 | -36.1581 |  |  |  |  | 0 | 0
48522 | BVE_GT2_5035 | 2 | Houston | YES | -0.11063 | 166.4 | 0 | 166.4 |  | 1.035 | CC | -1 | 0.21561 | 166.4 | 166.4 |  |  | -18.4097 | 166.4 | -0.21561 | -35.8778 |  |  |  |  | 0 | 0
1416 | SWETWATR_1G | 1 | West | YES | 0.092009 | 30 | 18 | 30 | 0 | 1.026 | CC | 1 | 0.21567 | 30 | 30 |  |  |  |  | 0.21567 | 6.47 |  |  |  |  | 0 | 0
1419 | SWETWATR_4G | 4 | West | YES | 0.092009 | 61 | 36 | 61 | 0 | 1.026 | CC | 1 | 0.21567 | 61 | 61 |  |  |  |  | 0.21567 | 13.1557 |  |  |  |  | 0 | 0
1418 | SWETWATR_3G | 3 | West | YES | 0.092009 | 68 | 36 | 68 | 0 | 1.026 | CC | 1 | 0.21567 | 68 | 68 |  |  |  |  | 0.21567 | 14.6653 |  |  |  |  | 0 | 0
1417 | SWETWATR_2G | 2 | West | YES | 0.092009 | 72 | 36 | 72 | 0 | 1.026 | CC | 1 | 0.21567 | 72 | 72 |  |  |  |  | 0.21567 | 15.528 |  |  |  |  | 0 | 0
60081 | WHRLWIND1A | 1 | West | YES | 0.092379 | 12 | 0 | 60 | 0 | 1.03 | Wind | 1 | 0.21604 | 0 | 60 |  |  |  |  | 0.21604 | 12.9622 |  |  |  |  | 0 | 0
48730 | MNS_GT | 1 | Houston | YES | -0.11221 | 43 | 0 | 46.1 |  | 1.029 | Cogen | -1 | 0.21718 | 0 | 0 |  |  | 0 | 0 | -0.21718 | 0 |  |  |  |  | 0 | 0
1437 | MESQUITW_1G | 1 | North | YES | 0.09354 | 40 | 0 | 400 | 0 | 1.023 | Wind | 1 | 0.2172 | 0 | 400 | 37.416 | 400 |  |  | 0.2172 | 86.879 |  |  |  |  | 0 | 0
1438 | MESQUITW_2G | 1 | North | YES | 0.093543 | 23.6 | 0 | 236 |  | 1.017 | Wind | 1 | 0.2172 | 0 | 236 | 22.0761 | 236 |  |  | 0.2172 | 51.2593 |  |  |  |  | 0 | 0
1442 | COKFIELD_5 | 1 | North | YES | 0.094149 | 16.5 | 0 | 165 |  | 1.029 | Wind | 1 | 0.21781 | 0 | 165 | 15.5346 | 165 |  |  | 0.21781 | 35.9381 |  |  |  |  | 0 | 0
48510 | AK_GT1__8040 | 1 | Houston | YES | -0.11316 | 33.4 | 8.1 | 34 |  | 1.029 | Cogen | -1 | 0.21814 | 0 | 0 |  |  | 0 | 0 | -0.21814 | 0 |  |  |  |  | 0 | 0
6100 | OKLA7A | EQ | West | YES | 0.094632 | 50 | -220 | 220 | 0 | 1.035 | DCTie | 1 | 0.21829 | 0 | 0 |  |  |  |  | 0.21829 | 0 |  |  |  |  | 0 | 0
6752 | OKLA0A | 1 | West | YES | 0.094632 | 649.7 | 175 | 649.7 | 0 | 1.035 | LIGCO | 1 | 0.21829 | 0 | 649.7 |  |  |  |  | 0.21829 | 141.8227 |  |  |  |  | 0 | 0
1433 | GRHAMSES_1G | 1 | North | YES | 0.095516 | 242 | 60 | 242 | 0 | 1.038 | GST | 1 | 0.21917 | 242 | 242 | 23.1149 | 242 |  |  | 0.21917 | 53.04 |  |  |  |  | 0 | 0
332 | RWMILLER01 | 1 | North | YES | 0.09558 | 58.4 | 18.5 | 73 | 0 | 1.04 | GST | 1 | 0.21924 | 73 | 73 | 6.9773 | 73 |  |  | 0.21924 | 16.0043 |  |  |  |  | 0 | 0
336 | RWMILLER05 | 5 | North | YES | 0.09558 | 80.8 | 0 | 101 | 0 | 1.04 | GST | 1 | 0.21924 | 101 | 101 | 9.6536 | 101 |  |  | 0.21924 | 22.143 |  |  |  |  | 0 | 0
335 | RWMILLER04 | 4 | North | YES | 0.09558 | 81.6 | 0 | 102 | 0 | 1.04 | GST | 1 | 0.21924 | 102 | 102 | 9.7492 | 102 |  |  | 0.21924 | 22.3622 |  |  |  |  | 0 | 0
333 | RWMILLER02 | 2 | North | YES | 0.09558 | 95.2 | 37 | 119 | 0 | 1.04 | GST | 1 | 0.21924 | 119 | 119 | 11.374 | 119 |  |  | 0.21924 | 26.0893 |  |  |  |  | 0 | 0
334 | RWMILLER03 | 3 | North | YES | 0.09558 | 166.4 | 65 | 208 | 0 | 1.04 | GST | 1 | 0.21924 | 208 | 208 | 19.8806 | 208 |  |  | 0.21924 | 45.6014 |  |  |  |  | 0 | 0
1432 | GRHAMSES_2G | 2 | North | YES | 0.096065 | 294.9 | 90 | 366 | 0 | 1.014 | GST | 1 | 0.21972 | 366 | 366 | 35.1598 | 366 |  |  | 0.21972 | 80.4184 |  |  |  |  | 0 | 0
1479 | WFCOGEN_1G | 1 | North | YES | 0.096143 | 16 | 12 | 20 | 0 | 1 | Cogen | 1 | 0.2198 | 0 | 0 | 0 | 0 |  |  | 0.2198 | 0 |  |  |  |  | 0 | 0
1479 | WFCOGEN_1G | 2 | North | YES | 0.096143 | 16 | 12 | 20 | 0 | 1 | Cogen | 1 | 0.2198 | 0 | 0 | 0 | 0 |  |  | 0.2198 | 0 |  |  |  |  | 0 | 0
1482 | WFCOGEN_2G | 1 | North | YES | 0.096143 | 16 | 12 | 20 | 0 | 1 | Cogen | 1 | 0.2198 | 0 | 0 | 0 | 0 |  |  | 0.2198 | 0 |  |  |  |  | 0 | 0
1482 | WFCOGEN_2G | 2 | North | YES | 0.096143 | 13.6 | 12 | 17 | 0 | 1 | Cogen | 1 | 0.2198 | 0 | 0 | 0 | 0 |  |  | 0.2198 | 0 |  |  |  |  | 0 | 0
1600 | BARTNWND_1G | 1 | North | YES | 0.096283 | 12 | 0 | 120 | 0 | 1.022 | Wind | 1 | 0.21994 | 0 | 120 | 11.554 | 120 |  |  | 0.21994 | 26.3929 |  |  |  |  | 0 | 0
344 | MRSSHPRD | 1 | North | YES | 0.096423 | 0 | 0 | 12 |  | 1.03 | Hydro | 1 | 0.22008 | 0 | 0 | 0 | 0 |  |  | 0.22008 | 0 |  |  |  |  | 0 | 0
345 | MRSSHPRD01 | 2 | North | YES | 0.096423 | 0 | 0 | 12 |  | 1.03 | Hydro | 1 | 0.22008 | 0 | 0 | 0 | 0 |  |  | 0.22008 | 0 |  |  |  |  | 0 | 0
366 | JNSNCNTY802 | 1 | North | YES | 0.096721 | 168 | 20 | 168 | 0 | 1.02 | Cogen | 1 | 0.22038 | 0 | 0 | 0 | 0 |  |  | 0.22038 | 0 |  |  |  |  | 0 | 0
367 | JNSNCNTY802 | 2 | North | YES | 0.096721 | 90 | 20 | 90 | 0 | 1.02 | Cogen | 1 | 0.22038 | 0 | 0 | 0 | 0 |  |  | 0.22038 | 0 |  |  |  |  | 0 | 0
1895 | DECRDOVA_5G | D | North | YES | 0.097312 | 65 | 65 | 68 | 0 | 1.025 | GGT | 1 | 0.22097 | 68 | 68 | 6.6172 | 68 |  |  | 0.22097 | 15.0259 |  |  |  |  | 0 | 0
1893 | DECRDOVA_3G | B | North | YES | 0.097312 | 65 | 65 | 69 | 0 | 1.025 | GGT | 1 | 0.22097 | 69 | 69 | 6.7145 | 69 |  |  | 0.22097 | 15.2469 |  |  |  |  | 0 | 0
1894 | DECRDOVA_4G | C | North | YES | 0.097312 | 65 | 65 | 69 | 0 | 1.025 | GGT | 1 | 0.22097 | 69 | 69 | 6.7145 | 69 |  |  | 0.22097 | 15.2469 |  |  |  |  | 0 | 0
1892 | DECRDOVA_2G | A | North | YES | 0.097312 | 65 | 65 | 70 | 0 | 1.025 | GGT | 1 | 0.22097 | 70 | 70 | 6.8118 | 70 |  |  | 0.22097 | 15.4679 |  |  |  |  | 0 | 0
503 | NTHTEXAS01 | 1 | North | YES | 0.097333 | 0 | 5 | 18 |  | 1.015 | GST | 1 | 0.22099 | 18 | 18 | 1.752 | 18 |  |  | 0.22099 | 3.9778 |  |  |  |  | 0 | 0
504 | NTHTEXAS02 | 2 | North | YES | 0.097333 | 14.4 | 5 | 18 |  | 1.015 | GST | 1 | 0.22099 | 18 | 18 | 1.752 | 18 |  |  | 0.22099 | 3.9778 |  |  |  |  | 0 | 0
505 | NTHTEXAS03 | 3 | North | YES | 0.097333 | 30.4 | 15 | 38 |  | 1.015 | GST | 1 | 0.22099 | 38 | 38 | 3.6987 | 38 |  |  | 0.22099 | 8.3976 |  |  |  |  | 0 | 0
48924 | WAP_GN4_4 | 4 | Houston | YES | -0.11623 | 546 | 217 | 546 | 0 | 1.0362 | GSC | -1 | 0.22121 | 546 | 546 |  |  | -63.4638 | 546 | -0.22121 | -120.781 |  |  |  |  | 0 | 0
48923 | WAP_GN3_3 | 3 | Houston | YES | -0.11623 | 198.4 | 93 | 248 | 0 | 1.0362 | GST | -1 | 0.22121 | 248 | 248 |  |  | -28.826 | 248 | -0.22121 | -54.8602 |  |  |  |  | 0 | 0
48921 | WAP_GN1_1 | 1 | Houston | YES | -0.11623 | 132.8 | 37 | 166 | 0 | 1.0362 | GST | -1 | 0.22121 | 166 | 166 |  |  | -19.2948 | 166 | -0.22121 | -36.721 |  |  |  |  | 0 | 0
48922 | WAP_GN2_2 | 2 | Houston | YES | -0.11623 | 132.8 | 37 | 166 | 0 | 1.0362 | GST | -1 | 0.22121 | 166 | 166 |  |  | -19.2948 | 166 | -0.22121 | -36.721 |  |  |  |  | 0 | 0
48929 | WAPGT21_GT1 | B1 | Houston | YES | -0.11623 | 0 | 0 | 13 |  | 1.05 | GGT | -1 | 0.22121 | 13 | 13 |  |  | -1.511 | 13 | -0.22121 | -2.8757 |  |  |  |  | 0 | 0
48925 | WAP_GN5_5 | 5 | Houston | YES | -0.11623 | 607.1 | 278 | 654 | 0 | 0.985 | LIGCO | -1 | 0.22121 | 0 | 654 |  |  | 0 | 0 | -0.22121 | 0 |  |  |  |  | 0 | 0
1898 | COMCHEPK_1G | 1 | North | YES | 0.097811 | 1217 | 1150 | 1217 | 0 | 1.032 | Nuc | 1 | 0.22147 | 0 | 0 | 0 | 0 |  |  | 0.22147 | 0 |  |  |  |  | 0 | 0
1899 | COMCHEPK_2G | 2 | North | YES | 0.097811 | 1159 | 1128 | 1159 | 0 | 1.032 | Nuc | 1 | 0.22147 | 0 | 0 | 0 | 0 |  |  | 0.22147 | 0 |  |  |  |  | 0 | 0
1453 | WCPWRCO_1G | 1 | North | YES | 0.09794 | 204 | 50 | 204 | 0 | 1.02 | CC | 1 | 0.2216 | 204 | 204 | 19.9798 | 204 |  |  | 0.2216 | 45.2059 |  |  |  |  | 0 | 0
1454 | WCPWRCO_2G | 2 | North | YES | 0.09794 | 204 | 50 | 204 | 0 | 1.02 | CC | 1 | 0.2216 | 204 | 204 | 19.9798 | 204 |  |  | 0.2216 | 45.2059 |  |  |  |  | 0 | 0
1455 | WCPWRCO_3G | 3 | North | YES | 0.09794 | 242 | 50 | 242 |  | 1.02 | CC | 1 | 0.2216 | 242 | 242 | 23.7015 | 242 |  |  | 0.2216 | 53.6266 |  |  |  |  | 0 | 0
1878 | WLFHOLW_2G | 2 | North | YES | 0.098081 | 215.7 | 105 | 215.7 | 0 | 1.032 | CC | 1 | 0.22174 | 215.7 | 215.7 | 21.1561 | 215.7 |  |  | 0.22174 | 47.829 |  |  |  |  | 0 | 0
1877 | WLFHOLW_1G | 1 | North | YES | 0.098081 | 217.3 | 89.2 | 217.3 | 0 | 1.032 | CC | 1 | 0.22174 | 217.3 | 217.3 | 21.313 | 217.3 |  |  | 0.22174 | 48.1838 |  |  |  |  | 0 | 0
1879 | WLFHOLW_3G | 3 | North | YES | 0.098081 | 272.4 | 89.2 | 272.4 | 0 | 1.032 | CC | 1 | 0.22174 | 272.4 | 272.4 | 26.7173 | 272.4 |  |  | 0.22174 | 60.4016 |  |  |  |  | 0 | 0
38580 | TNBP_CGN1_8 | 1 | Houston | YES | -0.11692 | 70.8 | 0 | 70.8 | 0 | 1.005 | Cogen | -1 | 0.2219 | 0 | 0 |  |  | 0 | 0 | -0.2219 | 0 |  |  |  |  | 0 | 0
38590 | TNBP_CGN2_8 | 2 | Houston | YES | -0.11692 | 66.7 | 0 | 66.7 | 0 | 1.005 | Cogen | -1 | 0.2219 | 0 | 0 |  |  | 0 | 0 | -0.2219 | 0 |  |  |  |  | 0 | 0
38600 | TNBP_CGN3_8 | 5 | Houston | YES | -0.11692 | 53 | 0 | 53 | 0 | 1.005 | Cogen | -1 | 0.2219 | 0 | 0 |  |  | 0 | 0 | -0.2219 | 0 |  |  |  |  | 0 | 0
38611 | TNBPAMCG1_8 | 1 | Houston | YES | -0.11692 | 153.2 | 0 | 153.2 | 0 | 1.005 | Cogen | -1 | 0.2219 | 0 | 0 |  |  | 0 | 0 | -0.2219 | 0 |  |  |  |  | 0 | 0
38612 | TNBPAMCG2_8 | 2 | Houston | YES | -0.11692 | 153.5 | 0 | 153.5 | 0 | 1.005 | Cogen | -1 | 0.2219 | 0 | 0 |  |  | 0 | 0 | -0.2219 | 0 |  |  |  |  | 0 | 0
38613 | TNBPAMCG3_8 | 3 | Houston | YES | -0.11692 | 152.3 | 0 | 152.3 | 0 | 1.005 | Cogen | -1 | 0.2219 | 0 | 0 |  |  | 0 | 0 | -0.2219 | 0 |  |  |  |  | 0 | 0
38614 | TNBPAMCG4_8 | 4 | Houston | YES | -0.11692 | 96 | 0 | 96 |  | 1.005 | Cogen | -1 | 0.2219 | 0 | 0 |  |  | 0 | 0 | -0.2219 | 0 |  |  |  |  | 0 | 0
38615 | TNBPAMCG5_8 | 1 | Houston | YES | -0.11692 | 244 | 0 | 244 | 0 | 1.005 | Cogen | -1 | 0.2219 | 0 | 0 |  |  | 0 | 0 | -0.2219 | 0 |  |  |  |  | 0 | 0
38690 | TNBP_CGN4_8 | 3 | Houston | YES | -0.11692 | 40 | 0 | 40 |  | 1.005 | Cogen | -1 | 0.2219 | 0 | 0 |  |  | 0 | 0 | -0.2219 | 0 |  |  |  |  | 0 | 0
38711 | TNTXCTY1CG8 | 1 | Houston | YES | -0.11692 | 100.3 | 59 | 100.3 | 0 | 1 | Cogen | -1 | 0.2219 | 0 | 0 |  |  | 0 | 0 | -0.2219 | 0 |  |  |  |  | 0 | 0
38712 | TNTXCTY2CG8 | 1 | Houston | YES | -0.11692 | 92.9 | 59 | 92.9 | 0 | 1 | Cogen | -1 | 0.2219 | 0 | 0 |  |  | 0 | 0 | -0.2219 | 0 |  |  |  |  | 0 | 0
38713 | TNTXCTY3CG8 | 1 | Houston | YES | -0.11692 | 102.7 | 59 | 102.7 | 0 | 1 | Cogen | -1 | 0.2219 | 0 | 0 |  |  | 0 | 0 | -0.2219 | 0 |  |  |  |  | 0 | 0
38714 | TNTXCTY4CG8 | 1 | Houston | YES | -0.11692 | 103 | 59 | 103 | 0 | 1 | Cogen | -1 | 0.2219 | 0 | 0 |  |  | 0 | 0 | -0.2219 | 0 |  |  |  |  | 0 | 0
39470 | TNDOWCGNSG8 | 1 | Houston | YES | -0.11692 | 32 | 10 | 32 | 0 | 0.985 | Cogen | -1 | 0.2219 | 0 | 0 |  |  | 0 | 0 | -0.2219 | 0 |  |  |  |  | 0 | 0
39480 | TNDOWCGNGG8 | 1 | Houston | YES | -0.11692 | 30 | 10 | 30 | 0 | 0.985 | Cogen | -1 | 0.2219 | 0 | 0 |  |  | 0 | 0 | -0.2219 | 0 |  |  |  |  | 0 | 0
1889 | DECRDOVA_1G | 1 | North | YES | 0.098271 | 779 | 255 | 779 | 0 | 1.02 | GSC | 1 | 0.22193 | 779 | 779 | 76.5531 | 779 |  |  | 0.22193 | 172.8823 |  |  |  |  | 0 | 0
581 | JCKCNTY802 | 2 | North | YES | 0.098584 | 147 | 0 | 147 | 0 | 1.022 | CC | 1 | 0.22224 | 147 | 147 | 14.4918 | 147 |  |  | 0.22224 | 32.6695 |  |  |  |  | 0 | 0
582 | JCKCNTY803 | 3 | North | YES | 0.098584 | 147 | 0 | 147 | 0 | 1.022 | CC | 1 | 0.22224 | 147 | 147 | 14.4918 | 147 |  |  | 0.22224 | 32.6695 |  |  |  |  | 0 | 0
580 | JCKCNTY801 | 1 | North | YES | 0.098584 | 288 | 0 | 288 | 0 | 1.022 | CC | 1 | 0.22224 | 288 | 288 | 28.3922 | 288 |  |  | 0.22224 | 64.0056 |  |  |  |  | 0 | 0
1944 | MDLTHELP_4G | 4 | North | YES | 0.098975 | 211 | 74 | 211 | 0 | 1 | CC | 1 | 0.22263 | 211 | 211 | 20.8837 | 211 |  |  | 0.22263 | 46.9755 |  |  |  |  | 0 | 0
1943 | MDLTHELP_3G | 3 | North | YES | 0.098975 | 212 | 74 | 212 | 0 | 1 | CC | 1 | 0.22263 | 212 | 212 | 20.9827 | 212 |  |  | 0.22263 | 47.1981 |  |  |  |  | 0 | 0
1937 | MDLTHELP_5G | 5 | North | YES | 0.098975 | 224 | 74 | 224 | 0 | 1 | CC | 1 | 0.22263 | 224 | 224 | 22.1704 | 224 |  |  | 0.22263 | 49.8697 |  |  |  |  | 0 | 0
1938 | MDLTHELP_6G | 6 | North | YES | 0.098975 | 226 | 74 | 226 | 0 | 1 | CC | 1 | 0.22263 | 226 | 226 | 22.3683 | 226 |  |  | 0.22263 | 50.3149 |  |  |  |  | 0 | 0
48591 | CHE_GT2_5030 | 2 | Houston | YES | -0.11769 | 173 | 50 | 173 |  | 1.029 | Cogen | -1 | 0.22267 | 0 | 0 |  |  | 0 | 0 | -0.22267 | 0 |  |  |  |  | 0 | 0
48811 | CVC_GT3_5045 | 3 | Houston | YES | -0.11769 | 156 | 91.8 | 156 | 0 | 1.029 | Cogen | -1 | 0.22267 | 0 | 0 |  |  | 0 | 0 | -0.22267 | 0 |  |  |  |  | 0 | 0
48812 | CVC_GT2_5020 | 2 | Houston | YES | -0.11769 | 158 | 91.8 | 158 | 0 | 1.029 | Cogen | -1 | 0.22267 | 0 | 0 |  |  | 0 | 0 | -0.22267 | 0 |  |  |  |  | 0 | 0
48813 | CVC_GT1_5035 | 1 | Houston | YES | -0.11769 | 160 | 91.8 | 160 | 0 | 1.029 | Cogen | -1 | 0.22267 | 0 | 0 |  |  | 0 | 0 | -0.22267 | 0 |  |  |  |  | 0 | 0
48814 | CVC_ST5_5040 | 1 | Houston | YES | -0.11769 | 162 | 91.8 | 162 | 0 | 1.029 | Cogen | -1 | 0.22267 | 0 | 0 |  |  | 0 | 0 | -0.22267 | 0 |  |  |  |  | 0 | 0
48772 | PHR_GN2_2 | MB | Houston | YES | -0.11818 | 0 | 72 | 459 |  | 1.0362 | GSC | -1 | 0.22316 | 0 | 0 |  |  | 0 | 0 | -0.22316 | 0 |  |  |  |  | 0 | 0
1861 | EAGLEMNT_1G | MB | North | YES | 0.099588 | 0 | 30 | 112 |  | 1.022 | GST | 1 | 0.22325 | 0 | 0 | 0 | 0 |  |  | 0.22325 | 0 |  |  |  |  | 0 | 0
1862 | EAGLEMNT_2G | MB | North | YES | 0.099588 | 0 | 40 | 100 |  | 1.022 | GST | 1 | 0.22325 | 0 | 0 | 0 | 0 |  |  | 0.22325 | 0 |  |  |  |  | 0 | 0
1863 | EAGLEMNT_3G | MB | North | YES | 0.099588 | 0 | 50 | 378 |  | 1.022 | GST | 1 | 0.22325 | 0 | 0 | 0 | 0 |  |  | 0.22325 | 0 |  |  |  |  | 0 | 0
728 | WOLFRIDGE801 | 1 | North | YES | 0.099984 | 11.2 | 0 | 112.5 | 0 | 0.99 | Wind | 1 | 0.22364 | 0 | 112.5 | 11.2482 | 112.5 |  |  | 0.22364 | 25.1597 |  |  |  |  | 0 | 0
1942 | MDLTHELP_2G | 2 | North | YES | 0.1 | 216.1 | 74 | 216.1 | 0 | 1 | CC | 1 | 0.22366 | 216.1 | 216.1 | 21.6104 | 216.1 |  |  | 0.22366 | 48.3328 |  |  |  |  | 0 | 0
1941 | MDLTHELP_1G | 1 | North | YES | 0.1 | 216.4 | 74 | 216.4 | 0 | 1 | CC | 1 | 0.22366 | 216.4 | 216.4 | 21.6404 | 216.4 |  |  | 0.22366 | 48.3999 |  |  |  |  | 0 | 0
1947 | HANDLEY_3G | 3 | North | YES | 0.10001 | 316 | 100 | 395 | 0 | 1.022 | GST | 1 | 0.22367 | 395 | 395 | 39.5051 | 395 |  |  | 0.22367 | 88.3499 |  |  |  |  | 0 | 0
1949 | HANDLEY_5G | 5 | North | YES | 0.10001 | 348 | 150 | 435 | 0 | 1.022 | GST | 1 | 0.22367 | 435 | 435 | 43.5057 | 435 |  |  | 0.22367 | 97.2967 |  |  |  |  | 0 | 0
1948 | HANDLEY_4G | 4 | North | YES | 0.10019 | 348 | 150 | 435 | 0 | 1.022 | GST | 1 | 0.22384 | 435 | 435 | 43.5809 | 435 |  |  | 0.22384 | 97.3719 |  |  |  |  | 0 | 0
48561 | CTL_GT2_8130 | 1 | Houston | YES | -0.1194 | 73.5 | 30.3 | 91.9 |  | 1.0362 | Cogen | -1 | 0.22438 | 0 | 0 |  |  | 0 | 0 | -0.22438 | 0 |  |  |  |  | 0 | 0
48562 | CTL_GT3_8135 | 2 | Houston | YES | -0.1194 | 70.1 | 30.3 | 87.6 |  | 1.0362 | Cogen | -1 | 0.22438 | 0 | 0 |  |  | 0 | 0 | -0.22438 | 0 |  |  |  |  | 0 | 0
48563 | CTL_GT4_8140 | 3 | Houston | YES | -0.1194 | 69.6 | 30.3 | 87 |  | 1.0362 | Cogen | -1 | 0.22438 | 0 | 0 |  |  | 0 | 0 | -0.22438 | 0 |  |  |  |  | 0 | 0
48564 | CTL_GN1_8145 | 4 | Houston | YES | -0.1194 | 43.6 | 12.9 | 54.5 |  | 1.0362 | Cogen | -1 | 0.22438 | 0 | 0 |  |  | 0 | 0 | -0.22438 | 0 |  |  |  |  | 0 | 0
48565 | CTL_GN2_8155 | 5 | Houston | YES | -0.1194 | 9.8 | 3.4 | 12.2 |  | 1.0362 | Cogen | -1 | 0.22438 | 0 | 0 |  |  | 0 | 0 | -0.22438 | 0 |  |  |  |  | 0 | 0
923 | SPENCER_G4 | 1 | North | YES | 0.10093 | 48 | 20 | 61 | 0 | 1.03 | GST | 1 | 0.22458 | 61 | 61 | 6.1565 | 61 |  |  | 0.22458 | 13.6996 |  |  |  |  | 0 | 0
924 | SPENCER_G5 | 1 | North | YES | 0.10093 | 52 | 20 | 66 | 0 | 1.03 | GST | 1 | 0.22458 | 66 | 66 | 6.6611 | 66 |  |  | 0.22458 | 14.8225 |  |  |  |  | 0 | 0
48531 | BYU_GT1_8075 | 1 | Houston | YES | -0.11964 | 65 | 0 | 65 |  | 1.0362 | Cogen | -1 | 0.22461 | 0 | 0 |  |  | 0 | 0 | -0.22461 | 0 |  |  |  |  | 0 | 0
48532 | BYU_GT2_8055 | 2 | Houston | YES | -0.11964 | 62 | 0 | 62 |  | 1.0362 | Cogen | -1 | 0.22461 | 0 | 0 |  |  | 0 | 0 | -0.22461 | 0 |  |  |  |  | 0 | 0
48533 | BYU_GT3_8060 | 3 | Houston | YES | -0.11964 | 67 | 0 | 67 |  | 1.0362 | Cogen | -1 | 0.22461 | 0 | 0 |  |  | 0 | 0 | -0.22461 | 0 |  |  |  |  | 0 | 0
48534 | BYU_GT4_8065 | 4 | Houston | YES | -0.11964 | 65 | 0 | 65 |  | 1.0362 | Cogen | -1 | 0.22461 | 0 | 0 |  |  | 0 | 0 | -0.22461 | 0 |  |  |  |  | 0 | 0
48841 | SJS_GT1_GT1 | 1 | Houston | YES | -0.1203 | 62.4 | 49 | 78 | 0 | 1.0362 | Cogen | -1 | 0.22527 | 0 | 0 |  |  | 0 | 0 | -0.22527 | 0 |  |  |  |  | 0 | 0
48842 | SJS_GT2_GT2 | 2 | Houston | YES | -0.1203 | 64.8 | 49 | 81 | 0 | 1.0362 | Cogen | -1 | 0.22527 | 0 | 0 |  |  | 0 | 0 | -0.22527 | 0 |  |  |  |  | 0 | 0
48645 | DPEC_ST55065 | 5 | Houston | YES | -0.12088 | 282 | 0 | 282 | 0 | 1.0319 | CC | -1 | 0.22586 | 282 | 282 |  |  | -34.0882 | 282 | -0.22586 | -63.6916 |  |  |  |  | 0 | 0
48641 | DPEC_GT15040 | 1 | Houston | YES | -0.12088 | 163.2 | 98 | 163.2 | 0 | 1.0319 | CC | -1 | 0.22586 | 163.2 | 163.2 |  |  | -19.7276 | 163.2 | -0.22586 | -36.8598 |  |  |  |  | 0 | 0
48643 | DPEC_GT35010 | 3 | Houston | YES | -0.12088 | 157.5 | 98 | 157.5 | 0 | 1.0319 | CC | -1 | 0.22586 | 157.5 | 157.5 |  |  | -19.0386 | 157.5 | -0.22586 | -35.5724 |  |  |  |  | 0 | 0
48642 | DPEC_GT25025 | 2 | Houston | YES | -0.12088 | 157.1 | 98 | 157.1 | 0 | 1.0319 | CC | -1 | 0.22586 | 157.1 | 157.1 |  |  | -18.9902 | 157.1 | -0.22586 | -35.4821 |  |  |  |  | 0 | 0
48644 | DPEC_GT45070 | 4 | Houston | YES | -0.12088 | 157 | 98 | 157 | 0 | 1.0319 | CC | -1 | 0.22586 | 157 | 157 |  |  | -18.9782 | 157 | -0.22586 | -35.4595 |  |  |  |  | 0 | 0
48761 | PR_GT1__9040 | 1 | Houston | YES | -0.12089 | 26 | 0 | 35 |  | 1 | Cogen | -1 | 0.22587 | 0 | 0 |  |  | 0 | 0 | -0.22587 | 0 |  |  |  |  | 0 | 0
48551 | CAL_GT1_8045 | 1 | Houston | YES | -0.12091 | 149 | 0 | 149 | 0 | 1.0326 | Cogen | -1 | 0.22588 | 0 | 0 |  |  | 0 | 0 | -0.22588 | 0 |  |  |  |  | 0 | 0
48552 | CAL_ST1_8000 | 2 | Houston | YES | -0.12091 | 65.1 | 0 | 65.1 | 0 | 1.0326 | Cogen | -1 | 0.22588 | 0 | 0 |  |  | 0 | 0 | -0.22588 | 0 |  |  |  |  | 0 | 0
48740 | PSG_GN2_8050 | 1 | Houston | YES | -0.12093 | 182 | 60 | 182 | 0 | 1.0326 | Cogen | -1 | 0.2259 | 0 | 0 |  |  | 0 | 0 | -0.2259 | 0 |  |  |  |  | 0 | 0
48741 | PSG_GT2_8040 | 1 | Houston | YES | -0.12093 | 158.6 | 50 | 158.6 | 0 | 1.0326 | Cogen | -1 | 0.2259 | 0 | 0 |  |  | 0 | 0 | -0.2259 | 0 |  |  |  |  | 0 | 0
48742 | PSG_GT3_8060 | 1 | Houston | YES | -0.12093 | 157 | 50 | 157 | 0 | 1.0326 | Cogen | -1 | 0.2259 | 0 | 0 |  |  | 0 | 0 | -0.2259 | 0 |  |  |  |  | 0 | 0
48855 | SRB_GT211035 | B1 | Houston | YES | -0.12098 | 0 | 0 | 18 |  | 1.014 | GGT | -1 | 0.22595 | 18 | 18 |  |  | -2.1776 | 18 | -0.22595 | -4.0671 |  |  |  |  | 0 | 0
48855 | SRB_GT211035 | B2 | Houston | YES | -0.12098 | 0 | 0 | 12 |  | 1.014 | GGT | -1 | 0.22595 | 12 | 12 |  |  | -1.4517 | 12 | -0.22595 | -2.7114 |  |  |  |  | 0 | 0
48852 | SRB_GN2_2 | 2 | Houston | YES | -0.12098 | 140.8 | 26 | 176 | 0 | 1.0217 | GST | -1 | 0.22596 | 176 | 176 |  |  | -21.293 | 176 | -0.22596 | -39.7689 |  |  |  |  | 0 | 0
48851 | SRB_GN1_1 | 1 | Houston | YES | -0.12099 | 132 | 26 | 165 | 0 | 1.0217 | GST | -1 | 0.22597 | 165 | 165 |  |  | -19.9635 | 165 | -0.22597 | -37.2847 |  |  |  |  | 0 | 0
48854 | SRB_GN4_4 | 4 | Houston | YES | -0.12101 | 182.4 | 35 | 228 | 0 | 1.0326 | GST | -1 | 0.22598 | 228 | 228 |  |  | -27.5891 | 228 | -0.22598 | -51.5238 |  |  |  |  | 0 | 0
48611 | DIB_GT1_8080 | 1 | Houston | YES | -0.12102 | 64 | 0 | 64 | 0 | 1.0326 | Cogen | -1 | 0.22599 | 0 | 0 |  |  | 0 | 0 | -0.22599 | 0 |  |  |  |  | 0 | 0
48612 | DIB_GT2_8075 | 2 | Houston | YES | -0.12102 | 63.2 | 0 | 63.2 | 0 | 1.0326 | Cogen | -1 | 0.22599 | 0 | 0 |  |  | 0 | 0 | -0.22599 | 0 |  |  |  |  | 0 | 0
48613 | DIB_ST1_8085 | 3 | Houston | YES | -0.12102 | 67.9 | 30 | 82.6 | 0 | 1.0326 | Cogen | -1 | 0.22599 | 0 | 0 |  |  | 0 | 0 | -0.22599 | 0 |  |  |  |  | 0 | 0
48614 | DIB_GT3_8090 | 4 | Houston | YES | -0.12102 | 73.6 | 15 | 73.6 | 0 | 1.0326 | Cogen | -1 | 0.22599 | 0 | 0 |  |  | 0 | 0 | -0.22599 | 0 |  |  |  |  | 0 | 0
48845 | SOL_GT1 | 1 | Houston | YES | -0.12102 | 16.2 | 15.4 | 16.2 |  | 1.0326 | Solar | -1 | 0.226 | 16.2 | 16.2 |  |  | -1.9606 | 16.2 | -0.226 | -3.6612 |  |  |  |  | 0 | 0
48853 | SRB_GN3_3 | 3 | Houston | YES | -0.12103 | 170.4 | 35 | 213 |  | 1.0326 | GST | -1 | 0.22601 | 213 | 213 |  |  | -25.7796 | 213 | -0.22601 | -48.1396 |  |  |  |  | 0 | 0
48820 | SHELLG1_3015 | 1 | Houston | YES | -0.12131 | 71 | 34.5 | 71 |  | 1.029 | Cogen | -1 | 0.22629 | 0 | 0 |  |  | 0 | 0 | -0.22629 | 0 |  |  |  |  | 0 | 0
48821 | SHELLG2 | 2 | Houston | YES | -0.12131 | 72 | 34.5 | 72 |  | 1.029 | Cogen | -1 | 0.22629 | 0 | 0 |  |  | 0 | 0 | -0.22629 | 0 |  |  |  |  | 0 | 0
48822 | SHELLG3_3020 | 1 | Houston | YES | -0.12131 | 39 | 0 | 39 |  | 1.029 | Cogen | -1 | 0.22629 | 0 | 0 |  |  | 0 | 0 | -0.22629 | 0 |  |  |  |  | 0 | 0
48822 | SHELLG3_3020 | 2 | Houston | YES | -0.12131 | 30 | 0 | 30 |  | 1.029 | Cogen | -1 | 0.22629 | 0 | 0 |  |  | 0 | 0 | -0.22629 | 0 |  |  |  |  | 0 | 0
12323 | ENNSTRAC_2G | 2 | North | YES | 0.10267 | 116 | 100 | 116 | 0 | 1.036 | CC | 1 | 0.22633 | 116 | 116 | 11.9096 | 116 |  |  | 0.22633 | 26.2539 |  |  |  |  | 0 | 0
12322 | ENNSTRAC_1G | 1 | North | YES | 0.10267 | 196 | 130 | 196 | 0 | 1.036 | CC | 1 | 0.22633 | 196 | 196 | 20.1231 | 196 |  |  | 0.22633 | 44.36 |  |  |  |  | 0 | 0
2381 | NTHLK1_G | 1 | North | YES | 0.1027 | 0 | 35 | 156 |  | 1.022 | GST | 1 | 0.22636 | 156 | 156 | 16.0217 | 156 |  |  | 0.22636 | 35.3122 |  |  |  |  | 0 | 0
2382 | NTHLK2_G | 2 | North | YES | 0.1027 | 0 | 35 | 181 |  | 1.022 | GST | 1 | 0.22636 | 181 | 181 | 18.5892 | 181 |  |  | 0.22636 | 40.9713 |  |  |  |  | 0 | 0
2383 | NTHLK3_G | 3 | North | YES | 0.1027 | 0 | 50 | 329 |  | 1.022 | GST | 1 | 0.22636 | 329 | 329 | 33.7893 | 329 |  |  | 0.22636 | 74.4726 |  |  |  |  | 0 | 0
2371 | COLLIN_1G | MB | North | YES | 0.10289 | 0 | 40 | 138 |  | 1.022 | GST | 1 | 0.22654 | 0 | 0 | 0 | 0 |  |  | 0.22654 | 0 |  |  |  |  | 0 | 0
48511 | LPE_GT1_8070 | 1 | Houston | YES | -0.1219 | 42 | 0 | 42 | 0 | 1.0362 | GGT | -1 | 0.22688 | 42 | 42 |  |  | -5.1198 | 42 | -0.22688 | -9.5288 |  |  |  |  | 0 | 0
48512 | LPE_GT2_8075 | 2 | Houston | YES | -0.1219 | 42 | 0 | 42 | 0 | 1.0362 | GGT | -1 | 0.22688 | 42 | 42 |  |  | -5.1198 | 42 | -0.22688 | -9.5288 |  |  |  |  | 0 | 0
48513 | LPE_GT3_8080 | 3 | Houston | YES | -0.1219 | 39 | 0 | 39 | 0 | 1.0362 | GGT | -1 | 0.22688 | 39 | 39 |  |  | -4.7541 | 39 | -0.22688 | -8.8482 |  |  |  |  | 0 | 0
48514 | LPE_GT4_8085 | 4 | Houston | YES | -0.1219 | 39 | 0 | 39 | 0 | 1.0362 | GGT | -1 | 0.22688 | 39 | 39 |  |  | -4.7541 | 39 | -0.22688 | -8.8482 |  |  |  |  | 0 | 0
6948 | DENISNDM | 1 | North | YES | 0.10341 | 40 | 5 | 40 |  | 1.015 | Hydro | 1 | 0.22707 | 0 | 0 | 0 | 0 |  |  | 0.22707 | 0 |  |  |  |  | 0 | 0
6948 | DENISNDM | 2 | North | YES | 0.10341 | 31 | 5 | 40 |  | 1.015 | Hydro | 1 | 0.22707 | 0 | 0 | 0 | 0 |  |  | 0.22707 | 0 |  |  |  |  | 0 | 0
2414 | MTCK7_G | 7 | North | YES | 0.10357 | 0 | 30 | 115 |  | 1.022 | GST | 1 | 0.22723 | 115 | 115 | 11.9106 | 115 |  |  | 0.22723 | 26.1312 |  |  |  |  | 0 | 0
2413 | MTCK6_G | 6 | North | YES | 0.10357 | 0 | 30 | 118 |  | 1.022 | GST | 1 | 0.22723 | 118 | 118 | 12.2213 | 118 |  |  | 0.22723 | 26.8128 |  |  |  |  | 0 | 0
2417 | MTCK8_G | 8 | North | YES | 0.10357 | 444.8 | 60 | 556 | 0 | 1.022 | GSC | 1 | 0.22723 | 556 | 556 | 57.5849 | 556 |  |  | 0.22723 | 126.3385 |  |  |  |  | 0 | 0
1687 | VALLEY_1G | 1 | North | YES | 0.10358 | 136 | 15 | 170 | 0 | 1.029 | GST | 1 | 0.22724 | 170 | 170 | 17.6084 | 170 |  |  | 0.22724 | 38.6302 |  |  |  |  | 0 | 0
1688 | VALLEY_2G | 2 | North | YES | 0.10358 | 527 | 90 | 527 | 0 | 1.029 | GSC | 1 | 0.22724 | 527 | 527 | 54.5861 | 527 |  |  | 0.22724 | 119.7536 |  |  |  |  | 0 | 0
48791 | PSA_GT1_8160 | 1 | Houston | YES | -0.12241 | 52 | 20.8 | 65 | 0 | 1.0362 | Cogen | -1 | 0.22738 | 0 | 0 |  |  | 0 | 0 | -0.22738 | 0 |  |  |  |  | 0 | 0
48792 | PSA_GT2_8155 | 2 | Houston | YES | -0.12241 | 52.8 | 20.3 | 66 | 0 | 1.0362 | Cogen | -1 | 0.22738 | 0 | 0 |  |  | 0 | 0 | -0.22738 | 0 |  |  |  |  | 0 | 0
48793 | PSA_GT3_8150 | 3 | Houston | YES | -0.12241 | 56 | 20.3 | 70 | 0 | 1.0362 | Cogen | -1 | 0.22738 | 0 | 0 |  |  | 0 | 0 | -0.22738 | 0 |  |  |  |  | 0 | 0
48794 | PSA_GT4_8145 | 4 | Houston | YES | -0.12241 | 52.8 | 20.3 | 66 | 0 | 1.0362 | Cogen | -1 | 0.22738 | 0 | 0 |  |  | 0 | 0 | -0.22738 | 0 |  |  |  |  | 0 | 0
48795 | PSA_GT5_8140 | 5 | Houston | YES | -0.12241 | 51.2 | 20.3 | 64 | 0 | 1.0362 | Cogen | -1 | 0.22738 | 0 | 0 |  |  | 0 | 0 | -0.22738 | 0 |  |  |  |  | 0 | 0
48796 | PSA_GN1_8165 | 1 | Houston | YES | -0.12241 | 83.2 | 43.1 | 104 | 0 | 1.0362 | Cogen | -1 | 0.22738 | 0 | 0 |  |  | 0 | 0 | -0.22738 | 0 |  |  |  |  | 0 | 0
48797 | PSA_GT6_8135 | 6 | Houston | YES | -0.12241 | 47.2 | 34.5 | 59 | 0 | 1.0362 | Cogen | -1 | 0.22738 | 0 | 0 |  |  | 0 | 0 | -0.22738 | 0 |  |  |  |  | 0 | 0
48815 | CVC_GT4_8005 | 4 | Houston | YES | -0.12241 | 165 | 91.8 | 165 |  | 1.0362 | Cogen | -1 | 0.22739 | 0 | 0 |  |  | 0 | 0 | -0.22739 | 0 |  |  |  |  | 0 | 0
48690 | GBY_GN5_5 | 5 | Houston | YES | -0.12244 | 318.4 | 81 | 398 |  | 1.0362 | GSC | -1 | 0.22742 | 398 | 398 |  |  | -48.7311 | 398 | -0.22742 | -90.5118 |  |  |  |  | 0 | 0
11691 | KMICHICT1_G | 1 | North | YES | 0.10379 | 144 | 80 | 144 | 0 | 1.026 | CC | 1 | 0.22745 | 144 | 144 | 14.946 | 144 |  |  | 0.22745 | 32.7527 |  |  |  |  | 0 | 0
11694 | KMICHICT4_G | 4 | North | YES | 0.10379 | 144 | 80 | 144 | 0 | 1.026 | CC | 1 | 0.22745 | 144 | 144 | 14.946 | 144 |  |  | 0.22745 | 32.7527 |  |  |  |  | 0 | 0
11692 | KMICHICT2_G | 2 | North | YES | 0.10379 | 146 | 80 | 146 | 0 | 1.026 | CC | 1 | 0.22745 | 146 | 146 | 15.1536 | 146 |  |  | 0.22745 | 33.2076 |  |  |  |  | 0 | 0
11695 | KMICHICT5_G | 5 | North | YES | 0.10379 | 148 | 80 | 148 | 0 | 1.026 | CC | 1 | 0.22745 | 148 | 148 | 15.3612 | 148 |  |  | 0.22745 | 33.6625 |  |  |  |  | 0 | 0
11696 | KMICHIST6_G | 6 | North | YES | 0.10379 | 310 | 60 | 310 | 0 | 1.026 | CC | 1 | 0.22745 | 310 | 310 | 32.1755 | 310 |  |  | 0.22745 | 70.5094 |  |  |  |  | 0 | 0
11693 | KMICHIST3_G | 3 | North | YES | 0.10379 | 312 | 60 | 312 | 0 | 1.026 | CC | 1 | 0.22745 | 312 | 312 | 32.3831 | 312 |  |  | 0.22745 | 70.9642 |  |  |  |  | 0 | 0
1689 | VALLEY_3G | 3 | North | YES | 0.10379 | 0 | 25 | 375 |  | 1.003 | GST | 1 | 0.22745 | 375 | 375 | 38.922 | 375 |  |  | 0.22745 | 85.2936 |  |  |  |  | 0 | 0
1679 | LAMARPWR_2G | 2 | North | YES | 0.10389 | 156 | 67.7 | 156 | 0 | 1.038 | CC | 1 | 0.22754 | 156 | 156 | 16.2064 | 156 |  |  | 0.22754 | 35.4969 |  |  |  |  | 0 | 0
1681 | LAMARPWR_4G | 4 | North | YES | 0.10389 | 156 | 67.7 | 156 | 0 | 1.038 | CC | 1 | 0.22754 | 156 | 156 | 16.2064 | 156 |  |  | 0.22754 | 35.4969 |  |  |  |  | 0 | 0
1682 | LAMARPWR_5G | 5 | North | YES | 0.10389 | 157 | 67.7 | 157 | 0 | 1.038 | CC | 1 | 0.22754 | 157 | 157 | 16.3103 | 157 |  |  | 0.22754 | 35.7245 |  |  |  |  | 0 | 0
1678 | LAMARPWR_1G | 1 | North | YES | 0.10389 | 160 | 67.7 | 160 | 0 | 1.038 | CC | 1 | 0.22754 | 160 | 160 | 16.6219 | 160 |  |  | 0.22754 | 36.4071 |  |  |  |  | 0 | 0
1680 | LAMARPWR_3G | 3 | North | YES | 0.10389 | 196 | 129.1 | 196 | 0 | 1.038 | CC | 1 | 0.22754 | 196 | 196 | 20.3619 | 196 |  |  | 0.22754 | 44.5987 |  |  |  |  | 0 | 0
1683 | LAMARPWR_6G | 6 | North | YES | 0.10389 | 198 | 129.1 | 198 | 0 | 1.038 | CC | 1 | 0.22754 | 198 | 198 | 20.5696 | 198 |  |  | 0.22754 | 45.0538 |  |  |  |  | 0 | 0
1675 | PEC_1G | 1 | North | YES | 0.10395 | 76.7 | 35 | 76.7 | 0 | 1.022 | Cogen | 1 | 0.22761 | 0 | 0 | 0 | 0 |  |  | 0.22761 | 0 |  |  |  |  | 0 | 0
1676 | PEC_2G | 2 | North | YES | 0.10395 | 79.6 | 35 | 79.6 | 0 | 1.022 | Cogen | 1 | 0.22761 | 0 | 0 | 0 | 0 |  |  | 0.22761 | 0 |  |  |  |  | 0 | 0
1677 | PEC_3G | 3 | North | YES | 0.10395 | 88.4 | 35 | 88.4 | 0 | 1.022 | Cogen | 1 | 0.22761 | 0 | 0 | 0 | 0 |  |  | 0.22761 | 0 |  |  |  |  | 0 | 0
48593 | CHE_GT1_8015 | 1 | Houston | YES | -0.12266 | 173 | 50 | 173 | 0 | 1.0362 | Cogen | -1 | 0.22763 | 0 | 0 |  |  | 0 | 0 | -0.22763 | 0 |  |  |  |  | 0 | 0
48594 | CHE_GN4_8025 | 4 | Houston | YES | -0.12266 | 142 | 60 | 142 | 0 | 1.0362 | Cogen | -1 | 0.22763 | 0 | 0 |  |  | 0 | 0 | -0.22763 | 0 |  |  |  |  | 0 | 0
5925 | DCEAST | EQ | North | YES | 0.10406 | 400.3 | -600 | 600 | 0 | 1.025 | DCTie | 1 | 0.22771 | 0 | 0 | 0 | 0 |  |  | 0.22771 | 0 |  |  |  |  | 0 | 0
1701 | MOSES_1G | 1 | North | YES | 0.10406 | 558 | 175 | 558 | 0 | 1.023 | LIGCO | 1 | 0.22771 | 0 | 558 | 58.0632 | 558 |  |  | 0.22771 | 127.0641 |  |  |  |  | 0 | 0
1702 | MOSES_2G | 2 | North | YES | 0.10406 | 579 | 175 | 579 | 0 | 1.023 | LIGCO | 1 | 0.22771 | 0 | 579 | 60.2484 | 579 |  |  | 0.22771 | 131.8461 |  |  |  |  | 0 | 0
1703 | MOSES_3G | 3 | North | YES | 0.10406 | 808 | 463 | 808 | 0 | 1.023 | LIGCO | 1 | 0.22771 | 0 | 808 | 84.0772 | 808 |  |  | 0.22771 | 183.9925 |  |  |  |  | 0 | 0
48500 | APD_GT1_8005 | 1 | Houston | YES | -0.12279 | 137.6 | 54.6 | 137.6 | 0 | 1.0362 | Cogen | -1 | 0.22776 | 0 | 0 |  |  | 0 | 0 | -0.22776 | 0 |  |  |  |  | 0 | 0
845 | OLINGER_G4 | 1 | North | YES | 0.10425 | 51.9 | 0 | 76 | 0 | 1.03 | GGT | 1 | 0.22791 | 76 | 76 | 7.9233 | 76 |  |  | 0.22791 | 17.3213 |  |  |  |  | 0 | 0
842 | OLINGER_G1 | 1 | North | YES | 0.10425 | 55.4 | 20 | 79 | 0 | 1.03 | GST | 1 | 0.22791 | 79 | 79 | 8.2361 | 79 |  |  | 0.22791 | 18.005 |  |  |  |  | 0 | 0
843 | OLINGER_G2 | 1 | North | YES | 0.10425 | 76.2 | 25 | 110 | 0 | 1.03 | GST | 1 | 0.22791 | 110 | 110 | 11.4679 | 110 |  |  | 0.22791 | 25.0703 |  |  |  |  | 0 | 0
844 | OLINGER_G3 | 1 | North | YES | 0.10425 | 103.9 | 45 | 150 | 0 | 1.03 | GST | 1 | 0.22791 | 150 | 150 | 15.6381 | 150 |  |  | 0.22791 | 34.1867 |  |  |  |  | 0 | 0
837 | NEWMAN_G5 | 1 | North | YES | 0.10427 | 0 | 15 | 40 |  | 1.01 | GST | 1 | 0.22793 | 40 | 40 | 4.1708 | 40 |  |  | 0.22793 | 9.1171 |  |  |  |  | 0 | 0
949 | STEAM2 | 1 | North | YES | 0.10439 | 26 | 8 | 26 | 0 | 0.99 | GST | 1 | 0.22805 | 26 | 26 | 2.7142 | 26 |  |  | 0.22805 | 5.9293 |  |  |  |  | 0 | 0
950 | STEAM3 | 1 | North | YES | 0.10439 | 41 | 13 | 42 | 0 | 1.02 | GST | 1 | 0.22805 | 42 | 42 | 4.3845 | 42 |  |  | 0.22805 | 9.5781 |  |  |  |  | 0 | 0
948 | STEAM1 | 1 | North | YES | 0.10439 | 0 | 12 | 20 |  | 1.02 | GST | 1 | 0.22805 | 20 | 20 | 2.0879 | 20 |  |  | 0.22805 | 4.561 |  |  |  |  | 0 | 0
48582 | CBY_GN2_2 | 2 | Houston | YES | -0.12326 | 596.8 | 110 | 746 | 0 | 1.0435 | GSC | -1 | 0.22824 | 746 | 746 |  |  | -91.9512 | 746 | -0.22824 | -170.2638 |  |  |  |  | 0 | 0
12440 | PARKD_1SVC8 | 1 | North | YES | 0.10465 | 0 | 0 | 0 | 0 | 1.007 | GST | 1 | 0.2283 | 0 | 0 | 0 | 0 |  |  | 0.2283 | 0 |  |  |  |  | 0 | 0
12449 | PARKD_2SVC8 | 1 | North | YES | 0.10465 | 0 | 0 | 0 | 0 | 1.007 | GST | 1 | 0.2283 | 0 | 0 | 0 | 0 |  |  | 0.2283 | 0 |  |  |  |  | 0 | 0
2451 | LKHB1_G | 1 | North | YES | 0.1047 | 0 | 80 | 391 |  | 1.022 | GST | 1 | 0.22835 | 391 | 391 | 40.9365 | 391 |  |  | 0.22835 | 89.2866 |  |  |  |  | 0 | 0
2452 | LKHB2_G | 2 | North | YES | 0.1047 | 516 | 80 | 516 | 0 | 1.022 | GST | 1 | 0.22835 | 516 | 516 | 54.0237 | 516 |  |  | 0.22835 | 117.8309 |  |  |  |  | 0 | 0
48598 | BTE_ST1_8070 | 4 | Houston | YES | -0.12356 | 269.2 | 60 | 269.2 | 0 | 1.0261 | CC | -1 | 0.22854 | 269.2 | 269.2 |  |  | -33.2624 | 269.2 | -0.22854 | -61.5221 |  |  |  |  | 0 | 0
48595 | BTE_GT2_8075 | 1 | Houston | YES | -0.12356 | 162.8 | 130 | 162.8 | 0 | 1.0261 | CC | -1 | 0.22854 | 162.8 | 162.8 |  |  | -20.1156 | 162.8 | -0.22854 | -37.2058 |  |  |  |  | 0 | 0
48596 | BTE_GT3_8045 | 2 | Houston | YES | -0.12356 | 161.4 | 130 | 161.4 | 0 | 1.0261 | CC | -1 | 0.22854 | 161.4 | 161.4 |  |  | -19.9426 | 161.4 | -0.22854 | -36.8858 |  |  |  |  | 0 | 0
48597 | BTE_GT4_8055 | 3 | Houston | YES | -0.12356 | 158.9 | 130 | 158.9 | 0 | 1.0261 | CC | -1 | 0.22854 | 158.9 | 158.9 |  |  | -19.6337 | 158.9 | -0.22854 | -36.3145 |  |  |  |  | 0 | 0
49803 | EXN_15GT | 1 | Houston | YES | -0.12361 | 33 | 8.3 | 34 |  | 1.0326 | Cogen | -1 | 0.22859 | 0 | 0 |  |  | 0 | 0 | -0.22859 | 0 |  |  |  |  | 0 | 0
49804 | EXN_16GT | 2 | Houston | YES | -0.12361 | 32 | 8.3 | 34.7 |  | 1.0326 | Cogen | -1 | 0.22859 | 0 | 0 |  |  | 0 | 0 | -0.22859 | 0 |  |  |  |  | 0 | 0
49805 | EXN_17GT | 3 | Houston | YES | -0.12361 | 31 | 8.3 | 32.7 |  | 1.0326 | Cogen | -1 | 0.22859 | 0 | 0 |  |  | 0 | 0 | -0.22859 | 0 |  |  |  |  | 0 | 0
49826 | EXN938GT | 5 | Houston | YES | -0.12361 | 43 | 9.2 | 45.9 |  | 1.0326 | Cogen | -1 | 0.22859 | 0 | 0 |  |  | 0 | 0 | -0.22859 | 0 |  |  |  |  | 0 | 0
49828 | EXN941GT | 10 | Houston | YES | -0.12361 | 17.7 | 5.4 | 17.7 | 0 | 1.0326 | Cogen | -1 | 0.22859 | 0 | 0 |  |  | 0 | 0 | -0.22859 | 0 |  |  |  |  | 0 | 0
49829 | EXN942GT | 11 | Houston | YES | -0.12361 | 20 | 5.4 | 20.4 | 0 | 1.0326 | Cogen | -1 | 0.22859 | 0 | 0 |  |  | 0 | 0 | -0.22859 | 0 |  |  |  |  | 0 | 0
49830 | EXN943GT | 12 | Houston | YES | -0.12361 | 19 | 5.4 | 19.9 | 0 | 1.0326 | Cogen | -1 | 0.22859 | 0 | 0 |  |  | 0 | 0 | -0.22859 | 0 |  |  |  |  | 0 | 0
49831 | EXN944GT | 13 | Houston | YES | -0.12361 | 33 | 5.4 | 35 | 0 | 1.0326 | Cogen | -1 | 0.22859 | 0 | 0 |  |  | 0 | 0 | -0.22859 | 0 |  |  |  |  | 0 | 0
49832 | EXN945GT | 9 | Houston | YES | -0.12361 | 18.5 | 9.2 | 18.5 | 0 | 1.0326 | Cogen | -1 | 0.22859 | 0 | 0 |  |  | 0 | 0 | -0.22859 | 0 |  |  |  |  | 0 | 0
49837 | EXN_GT | 4 | Houston | YES | -0.12361 | 81 | 21.3 | 85.4 |  | 1.0326 | Cogen | -1 | 0.22859 | 0 | 0 |  |  | 0 | 0 | -0.22859 | 0 |  |  |  |  | 0 | 0
49838 | EXN_14GT | 14 | Houston | YES | -0.12361 | 140 | 0 | 148 |  | 1.0326 | Cogen | -1 | 0.22859 | 0 | 0 |  |  | 0 | 0 | -0.22859 | 0 |  |  |  |  | 0 | 0
12411 | FPLEFR1A_G | 1 | North | YES | 0.10523 | 161 | 72 | 161 | 0 | 1 | CC | 1 | 0.22889 | 161 | 161 | 16.9419 | 161 |  |  | 0.22889 | 36.8507 |  |  |  |  | 0 | 0
12422 | FPLEFR2B_G | 2 | North | YES | 0.10523 | 161 | 72 | 161 | 0 | 1 | CC | 1 | 0.22889 | 161 | 161 | 16.9419 | 161 |  |  | 0.22889 | 36.8507 |  |  |  |  | 0 | 0
12421 | FPLEFR2A_G | 1 | North | YES | 0.10523 | 162 | 72 | 162 | 0 | 1 | CC | 1 | 0.22889 | 162 | 162 | 17.0471 | 162 |  |  | 0.22889 | 37.0796 |  |  |  |  | 0 | 0
12423 | FPLEFR2C_G | 3 | North | YES | 0.10523 | 163 | 72 | 163 | 0 | 1 | CC | 1 | 0.22889 | 163 | 163 | 17.1523 | 163 |  |  | 0.22889 | 37.3085 |  |  |  |  | 0 | 0
12412 | FPLEFR1B_G | 2 | North | YES | 0.10523 | 164 | 72 | 164 | 0 | 1 | CC | 1 | 0.22889 | 164 | 164 | 17.2576 | 164 |  |  | 0.22889 | 37.5374 |  |  |  |  | 0 | 0
12413 | FPLEFR1C_G | 3 | North | YES | 0.10523 | 164 | 72 | 164 | 0 | 1 | CC | 1 | 0.22889 | 164 | 164 | 17.2576 | 164 |  |  | 0.22889 | 37.5374 |  |  |  |  | 0 | 0
12414 | FPLEFR1S_G | 4 | North | YES | 0.10523 | 414 | 191 | 414 | 0 | 1 | CC | 1 | 0.22889 | 414 | 414 | 43.5648 | 414 |  |  | 0.22889 | 94.759 |  |  |  |  | 0 | 0
12424 | FPLEFR2S_G | 4 | North | YES | 0.10523 | 415 | 191 | 415 | 0 | 1 | CC | 1 | 0.22889 | 415 | 415 | 43.67 | 415 |  |  | 0.22889 | 94.9879 |  |  |  |  | 0 | 0
48581 | CBY_GN1_1 | 1 | Houston | YES | -0.12396 | 595.2 | 108 | 744 | 0 | 1.0435 | GSC | -1 | 0.22893 | 744 | 744 |  |  | -92.224 | 744 | -0.22893 | -170.3266 |  |  |  |  | 0 | 0
48940 | WARVUE_GT1 | G1 | Houston | YES | -0.12396 | 15 | 0 | 15 |  | 1.021 | Cogen | -1 | 0.22893 | 0 | 0 |  |  | 0 | 0 | -0.22893 | 0 |  |  |  |  | 0 | 0
48651 | EP_1_2 | 1 | Houston | YES | -0.12396 | 4 | 0 | 5 | 0 | 1.0362 | Cogen | -1 | 0.22893 | 0 | 0 |  |  | 0 | 0 | -0.22893 | 0 |  |  |  |  | 0 | 0
48651 | EP_1_2 | 2 | Houston | YES | -0.12396 | 17.7 | 10 | 21 | 0 | 1.0362 | Cogen | -1 | 0.22893 | 0 | 0 |  |  | 0 | 0 | -0.22893 | 0 |  |  |  |  | 0 | 0
3126 | TRINIDAD_6G | 1 | North | YES | 0.1054 | 179.2 | 46 | 224 | 0 | 1 | GST | 1 | 0.22906 | 224 | 224 | 23.6107 | 224 |  |  | 0.22906 | 51.31 |  |  |  |  | 0 | 0
48583 | CBY_GT4_1 | 1 | Houston | YES | -0.12437 | 172 | 0 | 172 | 0 | 1.027 | GSC | -1 | 0.22935 | 172 | 172 |  |  | -21.3922 | 172 | -0.22935 | -39.4481 |  |  |  |  | 0 | 0
48584 | CBY_GT4_2 | 2 | Houston | YES | -0.12437 | 172 | 0 | 172 | 0 | 1.027 | CC | -1 | 0.22935 | 172 | 172 |  |  | -21.3922 | 172 | -0.22935 | -39.4481 |  |  |  |  | 0 | 0
48585 | CBY_ST4_1 | 3 | Houston | YES | -0.12437 | 172 | 0 | 172 | 0 | 1.027 | CC | -1 | 0.22935 | 172 | 172 |  |  | -21.3922 | 172 | -0.22935 | -39.4481 |  |  |  |  | 0 | 0
3097 | MARTLAKE_1G | 1 | North | YES | 0.10811 | 790 | 500 | 790 | 0 | 1.017 | LIGCO | 1 | 0.23177 | 0 | 790 | 85.4085 | 790 |  |  | 0.23177 | 183.0979 |  |  |  |  | 0 | 0
3098 | MARTLAKE_2G | 2 | North | YES | 0.10811 | 795 | 461 | 795 | 0 | 1.017 | LIGCO | 1 | 0.23177 | 0 | 795 | 85.949 | 795 |  |  | 0.23177 | 184.2568 |  |  |  |  | 0 | 0
3099 | MARTLAKE_3G | 3 | North | YES | 0.10811 | 804 | 500 | 804 | 0 | 1.017 | LIGCO | 1 | 0.23177 | 0 | 804 | 86.922 | 804 |  |  | 0.23177 | 186.3427 |  |  |  |  | 0 | 0
13117 | TGATEWAY_2G | 2 | North | YES | 0.10852 | 130 | 30 | 130 | 0 | 1.0232 | CC | 1 | 0.23218 | 130 | 130 | 14.1082 | 130 |  |  | 0.23218 | 30.1837 |  |  |  |  | 0 | 0
13118 | TGATEWAY_3G | 3 | North | YES | 0.10852 | 148 | 30 | 148 | 0 | 1.0232 | CC | 1 | 0.23218 | 148 | 148 | 16.0617 | 148 |  |  | 0.23218 | 34.363 |  |  |  |  | 0 | 0
13116 | TGATEWAY_1G | 1 | North | YES | 0.10852 | 151 | 30 | 151 | 0 | 1.0232 | CC | 1 | 0.23218 | 151 | 151 | 16.3873 | 151 |  |  | 0.23218 | 35.0596 |  |  |  |  | 0 | 0
13119 | TGATEWAY_4G | 4 | North | YES | 0.10852 | 399 | 65 | 399 | 0 | 1.0232 | CC | 1 | 0.23218 | 399 | 399 | 43.3015 | 399 |  |  | 0.23218 | 92.6408 |  |  |  |  | 0 | 0
3348 | CHAMPION_1G | MB | North | YES | 0.1089 | 0 | 42 | 42 |  | 1 | Cogen | 1 | 0.23256 | 0 | 0 | 0 | 0 |  |  | 0.23256 | 0 |  |  |  |  | 0 | 0
3309 | ASPN_G | 1 | North | YES | 0.10894 | 50 | 0 | 50 |  | 1 | Bio | 1 | 0.2326 | 50 | 50 | 5.4471 | 50 |  |  | 0.2326 | 11.63 |  |  |  |  | 0 | 0
3107 | STRYKER_1G | 1 | North | YES | 0.10901 | 145.6 | 45 | 182 | 0 | 1.029 | GST | 1 | 0.23266 | 182 | 182 | 19.8391 | 182 |  |  | 0.23266 | 42.3448 |  |  |  |  | 0 | 0
3108 | STRYKER_2G | 2 | North | YES | 0.10901 | 484 | 75 | 484 | 0 | 1.029 | GST | 1 | 0.23266 | 484 | 484 | 52.7589 | 484 |  |  | 0.23266 | 112.6091 |  |  |  |  | 0 | 0
48693 | GBY_83841065 | E | Houston | YES | -0.12889 | 45.6 | 20 | 57 | 0 | 1.0362 | GGT | -1 | 0.23387 | 57 | 57 |  |  | -7.3468 | 57 | -0.23387 | -13.3305 |  |  |  |  | 0 | 0
48692 | GBY_81821075 | D | Houston | YES | -0.12889 | 44 | 20 | 55 | 0 | 1.0362 | GGT | -1 | 0.23387 | 55 | 55 |  |  | -7.0891 | 55 | -0.23387 | -12.8628 |  |  |  |  | 0 | 0
48693 | GBY_83841065 | F | Houston | YES | -0.12889 | 43.2 | 20 | 54 | 0 | 1.0362 | GGT | -1 | 0.23387 | 54 | 54 |  |  | -6.9602 | 54 | -0.23387 | -12.6289 |  |  |  |  | 0 | 0
48691 | GBY_73741085 | A | Houston | YES | -0.12889 | 37.6 | 20 | 47 | 0 | 1.0362 | GGT | -1 | 0.23387 | 47 | 47 |  |  | -6.0579 | 47 | -0.23387 | -10.9918 |  |  |  |  | 0 | 0
48691 | GBY_73741085 | B | Houston | YES | -0.12889 | 37.6 | 20 | 47 | 0 | 1.0362 | GGT | -1 | 0.23387 | 47 | 47 |  |  | -6.0579 | 47 | -0.23387 | -10.9918 |  |  |  |  | 0 | 0
48692 | GBY_81821075 | C | Houston | YES | -0.12889 | 37.6 | 20 | 47 | 0 | 1.0362 | GGT | -1 | 0.23387 | 47 | 47 |  |  | -6.0579 | 47 | -0.23387 | -10.9918 |  |  |  |  | 0 | 0
13134 | CALFREST_4G | 4 | North | YES | 0.11309 | 151.5 | 40 | 151.5 | 0 | 1.031 | CC | 1 | 0.23675 | 151.5 | 151.5 | 17.1333 | 151.5 |  |  | 0.23675 | 35.8674 |  |  |  |  | 0 | 0
13135 | CALFREST_5G | 5 | North | YES | 0.11309 | 152.3 | 57 | 152.3 | 0 | 1.031 | CC | 1 | 0.23675 | 152.3 | 152.3 | 17.2238 | 152.3 |  |  | 0.23675 | 36.0568 |  |  |  |  | 0 | 0
13136 | CALFREST_6G | 6 | North | YES | 0.11309 | 177.5 | 40 | 177.5 | 0 | 1.031 | CC | 1 | 0.23675 | 177.5 | 177.5 | 20.0737 | 177.5 |  |  | 0.23675 | 42.0229 |  |  |  |  | 0 | 0
13131 | CALFREST_1G | 1 | North | YES | 0.11329 | 150.7 | 40 | 150.7 | 0 | 1.031 | CC | 1 | 0.23695 | 150.7 | 150.7 | 17.0727 | 150.7 |  |  | 0.23695 | 35.7078 |  |  |  |  | 0 | 0
13132 | CALFREST_2G | 2 | North | YES | 0.11329 | 151 | 57 | 151 | 0 | 1.031 | CC | 1 | 0.23695 | 151 | 151 | 17.1066 | 151 |  |  | 0.23695 | 35.7789 |  |  |  |  | 0 | 0
13133 | CALFREST_3G | 3 | North | YES | 0.11329 | 177.4 | 40 | 177.4 | 0 | 1.031 | CC | 1 | 0.23695 | 177.4 | 177.4 | 20.0975 | 177.4 |  |  | 0.23695 | 42.0343 |  |  |  |  | 0 | 0
3382 | BBRN_2G | 2 | North | YES | 0.11423 | 589 | 225 | 589 | 0 | 1.03 | LIGCO | 1 | 0.23789 | 0 | 589 | 67.2809 | 589 |  |  | 0.23789 | 140.1152 |  |  |  |  | 0 | 0
3381 | BBRN_1G | 1 | North | YES | 0.11423 | 618 | 225 | 618 | 0 | 1.03 | LIGCO | 1 | 0.23789 | 0 | 618 | 70.5935 | 618 |  |  | 0.23789 | 147.0139 |  |  |  |  | 0 | 0
48722 | LEG_2___2 | 2 | North | YES | 0.12574 | 819 | 357 | 819 | 0 | 1.0348 | LIGCO | 1 | 0.2494 | 0 | 819 | 102.9852 | 819 |  |  | 0.2494 | 204.2607 |  |  |  |  | 0 | 0
48721 | LEG_1___1 | 1 | North | YES | 0.12574 | 827 | 357 | 827 | 0 | 1.0348 | LIGCO | 1 | 0.2494 | 0 | 827 | 103.9911 | 827 |  |  | 0.2494 | 206.2559 |  |  |  |  | 0 | 0
48883 | THW_GT1_GT_1 | B2 | Houston | YES | -0.14975 | 0 | 0 | 12 |  | 1.043 | GGT | -1 | 0.25473 | 12 | 12 |  |  | -1.797 | 12 | -0.25473 | -3.0567 |  |  |  |  | 0 | 0
39960 | TNTNPONE_18 | 1 | North | YES | 0.13309 | 152.3 | 30 | 152.3 |  | 1.04 | LIGCO | 1 | 0.25675 | 0 | 152.3 | 20.2696 | 152.3 |  |  | 0.25675 | 39.1026 |  |  |  |  | 0 | 0
39970 | TNTNPONE_28 | 1 | North | YES | 0.13309 | 153 | 30 | 153 |  | 1.04 | LIGCO | 1 | 0.25675 | 0 | 153 | 20.3628 | 153 |  |  | 0.25675 | 39.2824 |  |  |  |  | 0 | 0
48874 | THW_ST4_ST_4 | 4 | Houston | YES | -0.15382 | 108 | 19 | 108 | 0 | 1.0435 | CC | -1 | 0.2588 | 108 | 108 |  |  | -16.6125 | 108 | -0.2588 | -27.9499 |  |  |  |  | 0 | 0
48873 | THW_ST3_ST_3 | 3 | Houston | YES | -0.15382 | 107 | 19 | 107 | 0 | 1.0435 | CC | -1 | 0.2588 | 107 | 107 |  |  | -16.4586 | 107 | -0.2588 | -27.6911 |  |  |  |  | 0 | 0
48881 | THW_4344 | G | Houston | YES | -0.15382 | 58 | 5 | 58 | 0 | 1.0435 | CC | -1 | 0.2588 | 58 | 58 |  |  | -8.9215 | 58 | -0.2588 | -15.0101 |  |  |  |  | 0 | 0
48881 | THW_4344 | H | Houston | YES | -0.15382 | 58 | 5 | 58 | 0 | 1.0435 | CC | -1 | 0.2588 | 58 | 58 |  |  | -8.9215 | 58 | -0.2588 | -15.0101 |  |  |  |  | 0 | 0
48877 | THW_3334 | D | Houston | YES | -0.15382 | 57 | 5 | 57 | 0 | 1.0435 | CC | -1 | 0.2588 | 57 | 57 |  |  | -8.7677 | 57 | -0.2588 | -14.7514 |  |  |  |  | 0 | 0
48879 | THW_4142 | E | Houston | YES | -0.15382 | 56 | 5 | 56 | 0 | 1.0435 | CC | -1 | 0.2588 | 56 | 56 |  |  | -8.6139 | 56 | -0.2588 | -14.4926 |  |  |  |  | 0 | 0
48875 | THW_3132 | A | Houston | YES | -0.15382 | 55 | 5 | 55 | 0 | 1.0435 | CC | -1 | 0.2588 | 55 | 55 |  |  | -8.46 | 55 | -0.2588 | -14.2338 |  |  |  |  | 0 | 0
48877 | THW_3334 | C | Houston | YES | -0.15382 | 55 | 5 | 55 | 0 | 1.0435 | CC | -1 | 0.2588 | 55 | 55 |  |  | -8.46 | 55 | -0.2588 | -14.2338 |  |  |  |  | 0 | 0
48879 | THW_4142 | F | Houston | YES | -0.15382 | 55 | 5 | 55 | 0 | 1.0435 | CC | -1 | 0.2588 | 55 | 55 |  |  | -8.46 | 55 | -0.2588 | -14.2338 |  |  |  |  | 0 | 0
48875 | THW_3132 | B | Houston | YES | -0.15382 | 53 | 5 | 53 | 0 | 1.0435 | CC | -1 | 0.2588 | 53 | 53 |  |  | -8.1524 | 53 | -0.2588 | -13.7162 |  |  |  |  | 0 | 0
48671 | FTR_GT1_5105 | 1 | North | YES | 0.13617 | 154.2 | 0 | 154.2 | 0 | 1.0319 | CC | 1 | 0.25982 | 154.2 | 154.2 | 20.9968 | 154.2 |  |  | 0.25982 | 40.0648 |  |  |  |  | 0 | 0
48673 | FTR_GT3_5085 | 3 | North | YES | 0.13617 | 158 | 0 | 158 | 0 | 1.0319 | CC | 1 | 0.25982 | 158 | 158 | 21.5142 | 158 |  |  | 0.25982 | 41.0521 |  |  |  |  | 0 | 0
48672 | FTR_GT2_5110 | 2 | North | YES | 0.13617 | 159 | 0 | 159 | 0 | 1.0319 | CC | 1 | 0.25982 | 159 | 159 | 21.6504 | 159 |  |  | 0.25982 | 41.3119 |  |  |  |  | 0 | 0
48674 | FTR_CN4_5095 | 4 | North | YES | 0.13617 | 380 | 0 | 380 | 0 | 1.0319 | CC | 1 | 0.25982 | 380 | 380 | 51.7431 | 380 |  |  | 0.25982 | 98.7329 |  |  |  |  | 0 | 0
32884 | BRYN_DNSBY13 | 1 | North | YES | 0.13622 | 46 | 2 | 46 | 0 | 1.015 | GST | 1 | 0.25987 | 46 | 46 | 6.2659 | 46 |  |  | 0.25987 | 11.9542 |  |  |  |  | 0 | 0
32883 | BRYN_DNSBY3 | 1 | North | YES | 0.13622 | 0 | 2 | 48 |  | 1.015 | GST | 1 | 0.25987 | 48 | 48 | 6.5384 | 48 |  |  | 0.25987 | 12.4739 |  |  |  |  | 0 | 0
32892 | BRYN_DNSBY14 | 1 | North | YES | 0.13622 | 84 | 25 | 105 | 0 | 1.035 | GST | 1 | 0.25987 | 105 | 105 | 14.3027 | 105 |  |  | 0.25987 | 27.2867 |  |  |  |  | 0 | 0
32886 | BRYN_ATKINS3 | MB | North | YES | 0.13948 | 0 | 5 | 12 |  | 1 | GST | 1 | 0.26314 | 0 | 0 | 0 | 0 |  |  | 0.26314 | 0 |  |  |  |  | 0 | 0
32887 | BRYN_ATKINS6 | MB | North | YES | 0.13948 | 0 | 12 | 51 |  | 1.028 | GST | 1 | 0.26314 | 0 | 0 | 0 | 0 |  |  | 0.26314 | 0 |  |  |  |  | 0 | 0
32890 | BRYN_ATKINS4 | MB | North | YES | 0.13948 | 0 | 5 | 22 |  | 1.031 | GST | 1 | 0.26314 | 0 | 0 | 0 | 0 |  |  | 0.26314 | 0 |  |  |  |  | 0 | 0
32891 | BRYN_ATKINS5 | MB | North | YES | 0.13948 | 0 | 5 | 25 |  | 1.031 | GST | 1 | 0.26314 | 0 | 0 | 0 | 0 |  |  | 0.26314 | 0 |  |  |  |  | 0 | 0
32888 | BRYN_ATKINS7 | 1 | North | YES | 0.13948 | 13.6 | 4 | 17 |  | 1.028 | GGT | 1 | 0.26314 | 17 | 17 | 2.3712 | 17 |  |  | 0.26314 | 4.4733 |  |  |  |  | 0 | 0
32798 | BRYN_TAMUGEN | 1 | North | YES | 0.14116 | 32 | 0 | 32 |  | 1.02 | GST | 1 | 0.26482 | 32 | 32 | 4.5171 | 32 |  |  | 0.26482 | 8.4741 |  |  |  |  | 0 | 0
990 | GIBN_CREK_G1 | 1 | North | YES | 0.15191 | 463 | 200 | 463 | 0 | 1.0275 | LIGCO | 1 | 0.27557 | 0 | 463 | 70.3366 | 463 |  |  | 0.27557 | 127.5901 |  |  |  |  | 0 | 0
48885 | THW_5152 | B | Houston | YES | -0.17636 | 47.2 | 5 | 59 |  | 1.0319 | GGT | -1 | 0.28133 | 59 | 59 |  |  | -10.4051 | 59 | -0.28133 | -16.5987 |  |  |  |  | 0 | 0
48887 | THW_5556 | E | Houston | YES | -0.17636 | 47.2 | 5 | 59 |  | 1.0319 | GGT | -1 | 0.28133 | 59 | 59 |  |  | -10.4051 | 59 | -0.28133 | -16.5987 |  |  |  |  | 0 | 0
48885 | THW_5152 | A | Houston | YES | -0.17636 | 46.4 | 5 | 58 |  | 1.0319 | GGT | -1 | 0.28133 | 58 | 58 |  |  | -10.2287 | 58 | -0.28133 | -16.3173 |  |  |  |  | 0 | 0
48886 | THW_5354 | D | Houston | YES | -0.17636 | 46.4 | 5 | 58 |  | 1.0319 | GGT | -1 | 0.28133 | 58 | 58 |  |  | -10.2287 | 58 | -0.28133 | -16.3173 |  |  |  |  | 0 | 0
48886 | THW_5354 | C | Houston | YES | -0.17636 | 45.6 | 5 | 57 |  | 1.0319 | GGT | -1 | 0.28133 | 57 | 57 |  |  | -10.0523 | 57 | -0.28133 | -16.036 |  |  |  |  | 0 | 0
48887 | THW_5556 | F | Houston | YES | -0.17636 | 45.6 | 5 | 57 |  | 1.0319 | GGT | -1 | 0.28133 | 57 | 57 |  |  | -10.0523 | 57 | -0.28133 | -16.036 |  |  |  |  | 0 | 0
[26 empty] | 0 | 0
[26 empty] | 0 | 0
[26 empty] | 0 | 0
[26 empty] | 0 | 0
[26 empty] | 0 | 0
[26 empty] | 0 | 0
[26 empty] | 0 | 0
[26 empty] | 0 | 0
[26 empty] | 0 | 0
[26 empty] | 0 | 0
[26 empty] | 0 | 0
[26 empty] | 0 | 0
[26 empty] | 0 | 0
[26 empty] | 0 | 0
[26 empty] | 0 | 0
[26 empty] | 0 | 0
[26 empty] | 0 | 0
[26 empty] | 0 | 0
[26 empty] | 0 | 0
[26 empty] | 0 | 0
[26 empty] | 0 | 0
[26 empty] | 0 | 0
[26 empty] | 0 | 0
[26 empty] | 0 | 0
[26 empty] | 0 | 0
[26 empty] | 0 | 0
[26 empty] | 0 | 0
[26 empty] | 0 | 0
[26 empty] | 0 | 0
[26 empty] | 0 | 0
[26 empty] | 0 | 0
[26 empty] | 0 | 0
[26 empty] | 0 | 0
[26 empty] | 0 | 0
[26 empty] | 0 | 0
[26 empty] | 0 | 0
[26 empty] | 0 | 0
[26 empty] | 0 | 0
[26 empty] | 0 | 0
[26 empty] | 0 | 0
[26 empty] | 0 | 0
[26 empty] | 0 | 0
[26 empty] | 0 | 0
[26 empty] | 0 | 0
[26 empty] | 0 | 0
[26 empty] | 0 | 0
[26 empty] | 0 | 0
[26 empty] | 0 | 0
[26 empty] | 0 | 0
[26 empty] | 0 | 0
[26 empty] | 0 | 0
[26 empty] | 0 | 0
[26 empty] | 0 | 0
[26 empty] | 0 | 0
[26 empty] | 0 | 0
[26 empty] | 0 | 0
[26 empty] | 0 | 0
[26 empty] | 0 | 0
[26 empty] | 0 | 0
[26 empty] | 0 | 0
[26 empty] | 0 | 0
[26 empty] | 0 | 0
[26 empty] | 0 | 0
[26 empty] | 0 | 0
[26 empty] | 0 | 0
[26 empty] | 0 | 0
[26 empty] | 0 | 0
[26 empty] | 0 | 0
[26 empty] | 0 | 0
[26 empty] | 0 | 0
[26 empty] | 0 | 0
[26 empty] | 0 | 0
[26 empty] | 0 | 0
[26 empty] | 0 | 0
[26 empty] | 0 | 0
[26 empty] | 0 | 0
[26 empty] | 0 | 0
[26 empty] | 0 | 0
[26 empty] | 0 | 0
[26 empty] | 0 | 0
[26 empty] | 0 | 0
[26 empty] | 0 | 0
[26 empty] | 0 | 0
[26 empty] | 0 | 0
[26 empty] | 0 | 0
[26 empty] | 0 | 0
[26 empty] | 0 | 0
[26 empty] | 0 | 0
[26 empty] | 0 | 0
[26 empty] | 0 | 0
[26 empty] | 0 | 0
[26 empty] | 0 | 0
[26 empty] | 0 | 0
[26 empty] | 0 | 0
[26 empty] | 0 | 0
[26 empty] | 0 | 0
[26 empty] | 0 | 0
[26 empty] | 0 | 0
[26 empty] | 0 | 0
[26 empty] | 0 | 0
[26 empty] | 0 | 0
[26 empty] | 0 | 0
[26 empty] | 0 | 0
[26 empty] | 0 | 0
[26 empty] | 0 | 0
[26 empty] | 0 | 0
[26 empty] | 0 | 0
[26 empty] | 0 | 0
[26 empty] | 0 | 0
[26 empty] | 0 | 0
[26 empty] | 0 | 0
[26 empty] | 0 | 0
[26 empty] | 0 | 0
[26 empty] | 0 | 0
[26 empty] | 0 | 0
[26 empty] | 0 | 0
[26 empty] | 0 | 0
[26 empty] | 0 | 0
[26 empty] | 0 | 0
[26 empty] | 0 | 0
[26 empty] | 0 | 0
[26 empty] | 0 | 0
[26 empty] | 0 | 0
[26 empty] | 0 | 0
[26 empty] | 0 | 0
[26 empty] | 0 | 0
[26 empty] | 0 | 0
[26 empty] | 0 | 0
[26 empty] | 0 | 0
[26 empty] | 0 | 0
[26 empty] | 0 | 0
[26 empty] | 0 | 0
[26 empty] | 0 | 0
[26 empty] | 0 | 0
[26 empty] | 0 | 0
[26 empty] | 0 | 0
[26 empty] | 0 | 0
[26 empty] | 0 | 0
[26 empty] | 0 | 0
[26 empty] | 0 | 0
[26 empty] | 0 | 0
[26 empty] | 0 | 0
[26 empty] | 0 | 0
[26 empty] | 0 | 0
[26 empty] | 0 | 0
[26 empty] | 0 | 0
[26 empty] | 0 | 0
[26 empty] | 0 | 0
[26 empty] | 0 | 0
[26 empty] | 0 | 0
[26 empty] | 0 | 0
[26 empty] | 0 | 0
[26 empty] | 0 | 0
[26 empty] | 0 | 0
[26 empty] | 0 | 0
[26 empty] | 0 | 0
[26 empty] | 0 | 0
[26 empty] | 0 | 0
[26 empty] | 0 | 0
[26 empty] | 0 | 0
[26 empty] | 0 | 0
[26 empty] | 0 | 0
[26 empty] | 0 | 0
[26 empty] | 0 | 0
[26 empty] | 0 | 0
[26 empty] | 0 | 0
[26 empty] | 0 | 0
[26 empty] | 0 | 0
[26 empty] | 0 | 0
[26 empty] | 0 | 0
[26 empty] | 0 | 0
[26 empty] | 0 | 0
[26 empty] | 0 | 0
[26 empty] | 0 | 0
[26 empty] | 0 | 0
[26 empty] | 0 | 0
[26 empty] | 0 | 0
[26 empty] | 0 | 0
[26 empty] | 0 | 0
[26 empty] | 0 | 0
[26 empty] | 0 | 0
[26 empty] | 0 | 0
[26 empty] | 0 | 0
[26 empty] | 0 | 0
[26 empty] | 0 | 0
[26 empty] | 0 | 0
[26 empty] | 0 | 0
[26 empty] | 0 | 0
[26 empty] | 0 | 0
[26 empty] | 0 | 0
[26 empty] | 0 | 0
[26 empty] | 0 | 0
[26 empty] | 0 | 0
[26 empty] | 0 | 0
[26 empty] | 0 | 0
[26 empty] | 0 | 0
[26 empty] | 0 | 0
[26 empty] | 0 | 0
[26 empty] | 0 | 0
[26 empty] | 0 | 0
[26 empty] | 0 | 0
[26 empty] | 0 | 0
[26 empty] | 0 | 0
[26 empty] | 0 | 0
[26 empty] | 0 | 0
[26 empty] | 0 | 0
[26 empty] | 0 | 0
[26 empty] | 0 | 0
[26 empty] | 0 | 0
[26 empty] | 0 | 0
[26 empty] | 0 | 0
[26 empty] | 0 | 0
[26 empty] | 0 | 0
[26 empty] | 0 | 0
[26 empty] | 0 | 0
[26 empty] | 0 | 0
[26 empty] | 0 | 0
[26 empty] | 0 | 0
[26 empty] | 0 | 0
[26 empty] | 0 | 0
[26 empty] | 0 | 0
[26 empty] | 0 | 0
[26 empty] | 0 | 0
[26 empty] | 0 | 0
[26 empty] | 0 | 0
[26 empty] | 0 | 0
[26 empty] | 0 | 0
[26 empty] | 0 | 0
[26 empty] | 0 | 0
[26 empty] | 0 | 0
[26 empty] | 0 | 0
[26 empty] | 0 | 0
[26 empty] | 0 | 0
[26 empty] | 0 | 0
[26 empty] | 0 | 0
[26 empty] | 0 | 0
[26 empty] | 0 | 0
[26 empty] | 0 | 0
[26 empty] | 0 | 0
[26 empty] | 0 | 0
[26 empty] | 0 | 0
[26 empty] | 0 | 0
[26 empty] | 0 | 0
[26 empty] | 0 | 0
[26 empty] | 0 | 0
[26 empty] | 0 | 0
[26 empty] | 0 | 0
[26 empty] | 0 | 0
[26 empty] | 0 | 0
[26 empty] | 0 | 0
[26 empty] | 0 | 0
[26 empty] | 0 | 0
[26 empty] | 0 | 0
[26 empty] | 0 | 0
[26 empty] | 0 | 0
[26 empty] | 0 | 0
[26 empty] | 0 | 0
[26 empty] | 0 | 0
[26 empty] | 0 | 0
[26 empty] | 0 | 0
[26 empty] | 0 | 0
[26 empty] | 0 | 0
[26 empty] | 0 | 0
[26 empty] | 0 | 0
[26 empty] | 0 | 0
[26 empty] | 0 | 0
[26 empty] | 0 | 0
[26 empty] | 0 | 0
[26 empty] | 0 | 0
[26 empty] | 0 | 0
[26 empty] | 0 | 0
[26 empty] | 0 | 0
[26 empty] | 0 | 0
[26 empty] | 0 | 0
[26 empty] | 0 | 0
[26 empty] | 0 | 0
[26 empty] | 0 | 0
[26 empty] | 0 | 0
[26 empty] | 0 | 0
[26 empty] | 0 | 0
[26 empty] | 0 | 0
[26 empty] | 0 | 0
[26 empty] | 0 | 0
[26 empty] | 0 | 0
[26 empty] | 0 | 0
[26 empty] | 0 | 0
[26 empty] | 0 | 0
[26 empty] | 0 | 0
[26 empty] | 0 | 0
[26 empty] | 0 | 0
[26 empty] | 0 | 0
[26 empty] | 0 | 0
[26 empty] | 0 | 0
[26 empty] | 0 | 0
[26 empty] | 0 | 0
[26 empty] | 0 | 0
[26 empty] | 0 | 0
[26 empty] | 0 | 0
[26 empty] | 0 | 0
[26 empty] | 0 | 0
[26 empty] | 0 | 0
[26 empty] | 0 | 0
[26 empty] | 0 | 0
[26 empty] | 0 | 0
[26 empty] | 0 | 0
[26 empty] | 0 | 0
[26 empty] | 0 | 0
[26 empty] | 0 | 0
[26 empty] | 0 | 0
[26 empty] | 0 | 0
[26 empty] | 0 | 0
[26 empty] | 0 | 0
[26 empty] | 0 | 0
[26 empty] | 0 | 0
[26 empty] | 0 | 0
[26 empty] | 0 | 0
[26 empty] | 0 | 0
[26 empty] | 0 | 0
[26 empty] | 0 | 0
[26 empty] | 0 | 0
[26 empty] | 0 | 0
[26 empty] | 0 | 0
[26 empty] | 0 | 0
[26 empty] | 0 | 0
[26 empty] | 0 | 0
[26 empty] | 0 | 0
[26 empty] | 0 | 0
[26 empty] | 0 | 0
[26 empty] | 0 | 0
[26 empty] | 0 | 0
[26 empty] | 0 | 0
[26 empty] | 0 | 0
[26 empty] | 0 | 0
[26 empty] | 0 | 0
[26 empty] | 0 | 0
[26 empty] | 0 | 0
[26 empty] | 0 | 0
[26 empty] | 0 | 0
[26 empty] | 0 | 0
[26 empty] | 0 | 0
[26 empty] | 0 | 0
[26 empty] | 0 | 0
[26 empty] | 0 | 0
[26 empty] | 0 | 0
[26 empty] | 0 | 0
[26 empty] | 0 | 0
[26 empty] | 0 | 0
[26 empty] | 0 | 0
[26 empty] | 0 | 0
[26 empty] | 0 | 0
[26 empty] | 0 | 0
[26 empty] | 0 | 0
[26 empty] | 0 | 0
[26 empty] | 0 | 0
[26 empty] | 0 | 0
[26 empty] | 0 | 0
[26 empty] | 0 | 0
[26 empty] | 0 | 0
[26 empty] | 0 | 0
[26 empty] | 0 | 0
[26 empty] | 0 | 0
[26 empty] | 0 | 0
[26 empty] | 0 | 0
[26 empty] | 0 | 0
[26 empty] | 0 | 0
[26 empty] | 0 | 0
[26 empty] | 0 | 0
[26 empty] | 0 | 0
[26 empty] | 0 | 0
[26 empty] | 0 | 0
[26 empty] | 0 | 0
[26 empty] | 0 | 0
[26 empty] | 0 | 0
[26 empty] | 0 | 0
[26 empty] | 0 | 0
[26 empty] | 0 | 0
[26 empty] | 0 | 0
[26 empty] | 0 | 0
[26 empty] | 0 | 0
[26 empty] | 0 | 0
[26 empty] | 0 | 0
[26 empty] | 0 | 0
[26 empty] | 0 | 0
[26 empty] | 0 | 0
[26 empty] | 0 | 0
[26 empty] | 0 | 0
[26 empty] | 0 | 0
[26 empty] | 0 | 0
[26 empty] | 0 | 0
[26 empty] | 0 | 0
[26 empty] | 0 | 0
[26 empty] | 0 | 0
[26 empty] | 0 | 0
[26 empty] | 0 | 0
[26 empty] | 0 | 0
[26 empty] | 0 | 0
[26 empty] | 0 | 0
[26 empty] | 0 | 0
[26 empty] | 0 | 0
[26 empty] | 0 | 0
[26 empty] | 0 | 0
[26 empty] | 0 | 0
[26 empty] | 0 | 0
[26 empty] | 0 | 0
[26 empty] | 0 | 0
[26 empty] | 0 | 0
[26 empty] | 0 | 0
[26 empty] | 0 | 0
[26 empty] | 0 | 0
[26 empty] | 0 | 0
[26 empty] | 0 | 0
[26 empty] | 0 | 0
[26 empty] | 0 | 0
[26 empty] | 0 | 0
[26 empty] | 0 | 0
[26 empty] | 0 | 0
[26 empty] | 0 | 0
[26 empty] | 0 | 0
[26 empty] | 0 | 0
[26 empty] | 0 | 0
[26 empty] | 0 | 0
[26 empty] | 0 | 0
[26 empty] | 0 | 0
[26 empty] | 0 | 0
[26 empty] | 0 | 0
[26 empty] | 0 | 0
[26 empty] | 0 | 0
[26 empty] | 0 | 0
[26 empty] | 0 | 0
[26 empty] | 0 | 0
[26 empty] | 0 | 0
[26 empty] | 0 | 0
[26 empty] | 0 | 0
[26 empty] | 0 | 0
[26 empty] | 0 | 0
[26 empty] | 0 | 0
[26 empty] | 0 | 0
[26 empty] | 0 | 0
[26 empty] | 0 | 0
[26 empty] | 0 | 0
[26 empty] | 0 | 0
[26 empty] | 0 | 0
[26 empty] | 0 | 0
[26 empty] | 0 | 0
[26 empty] | 0 | 0
[26 empty] | 0 | 0
[26 empty] | 0 | 0
[26 empty] | 0 | 0
[26 empty] | 0 | 0
[26 empty] | 0 | 0
[26 empty] | 0 | 0
[26 empty] | 0 | 0
[26 empty] | 0 | 0
[26 empty] | 0 | 0
[26 empty] | 0 | 0
[26 empty] | 0 | 0
[26 empty] | 0 | 0
[26 empty] | 0 | 0
[26 empty] | 0 | 0
[26 empty] | 0 | 0
[26 empty] | 0 | 0
[26 empty] | 0 | 0
[26 empty] | 0 | 0
[26 empty] | 0 | 0
[26 empty] | 0 | 0
[26 empty] | 0 | 0
[26 empty] | 0 | 0
[26 empty] | 0 | 0
[26 empty] | 0 | 0
[26 empty] | 0 | 0
[26 empty] | 0 | 0
[26 empty] | 0 | 0
[26 empty] | 0 | 0
[26 empty] | 0 | 0
[26 empty] | 0 | 0
[26 empty] | 0 | 0
[26 empty] | 0 | 0
[26 empty] | 0 | 0
[26 empty] | 0 | 0
[26 empty] | 0 | 0
[26 empty] | 0 | 0
[26 empty] | 0 | 0
[26 empty] | 0 | 0
[26 empty] | 0 | 0
[26 empty] | 0 | 0
[26 empty] | 0 | 0
[26 empty] | 0 | 0
[26 empty] | 0 | 0
[26 empty] | 0 | 0
[26 empty] | 0 | 0
[26 empty] | 0 | 0
[26 empty] | 0 | 0
[26 empty] | 0 | 0
[26 empty] | 0 | 0
[26 empty] | 0 | 0
[26 empty] | 0 | 0
[26 empty] | 0 | 0
[26 empty] | 0 | 0
[26 empty] | 0 | 0
[26 empty] | 0 | 0
[26 empty] | 0 | 0
[26 empty] | 0 | 0
[26 empty] | 0 | 0
[26 empty] | 0 | 0
[26 empty] | 0 | 0
[26 empty] | 0 | 0
[26 empty] | 0 | 0
[26 empty] | 0 | 0
[26 empty] | 0 | 0
[26 empty] | 0 | 0
[26 empty] | 0 | 0
[26 empty] | 0 | 0
[26 empty] | 0 | 0
[26 empty] | 0 | 0
[26 empty] | 0 | 0
[26 empty] | 0 | 0
[26 empty] | 0 | 0
[26 empty] | 0 | 0
[26 empty] | 0 | 0
[26 empty] | 0 | 0
[26 empty] | 0 | 0
[26 empty] | 0 | 0
[26 empty] | 0 | 0
[26 empty] | 0 | 0
[26 empty] | 0 | 0
[26 empty] | 0 | 0
[26 empty] | 0 | 0
[26 empty] | 0 | 0
[26 empty] | 0 | 0
[26 empty] | 0 | 0
[26 empty] | 0 | 0
[26 empty] | 0 | 0
[26 empty] | 0 | 0
[26 empty] | 0 | 0
[26 empty] | 0 | 0
[26 empty] | 0 | 0
[26 empty] | 0 | 0
[26 empty] | 0 | 0
[26 empty] | 0 | 0
[26 empty] | 0 | 0
[26 empty] | 0 | 0
[26 empty] | 0 | 0
[26 empty] | 0 | 0
[26 empty] | 0 | 0
[26 empty] | 0 | 0
[26 empty] | 0 | 0
[26 empty] | 0 | 0
[26 empty] | 0 | 0
[26 empty] | 0 | 0
[26 empty] | 0 | 0
[26 empty] | 0 | 0
[26 empty] | 0 | 0
[26 empty] | 0 | 0
[26 empty] | 0 | 0
[26 empty] | 0 | 0
[26 empty] | 0 | 0
[26 empty] | 0 | 0
[26 empty] | 0 | 0
[26 empty] | 0 | 0
[26 empty] | 0 | 0
[26 empty] | 0 | 0
[26 empty] | 0 | 0
[26 empty] | 0 | 0
[26 empty] | 0 | 0
[26 empty] | 0 | 0
[26 empty] | 0 | 0
[26 empty] | 0 | 0
[26 empty] | 0 | 0
[26 empty] | 0 | 0
[26 empty] | 0 | 0
[26 empty] | 0 | 0
[26 empty] | 0 | 0
[26 empty] | 0 | 0
[26 empty] | 0 | 0
[26 empty] | 0 | 0
[26 empty] | 0 | 0
[26 empty] | 0 | 0
[26 empty] | 0 | 0
[26 empty] | 0 | 0
[26 empty] | 0 | 0
[26 empty] | 0 | 0
[26 empty] | 0 | 0
[26 empty] | 0 | 0
[26 empty] | 0 | 0
[26 empty] | 0 | 0
[26 empty] | 0 | 0
[26 empty] | 0 | 0
[26 empty] | 0 | 0
[26 empty] | 0 | 0
[26 empty] | 0 | 0
[26 empty] | 0 | 0
[26 empty] | 0 | 0
[26 empty] | 0 | 0
[26 empty] | 0 | 0
[26 empty] | 0 | 0
[26 empty] | 0 | 0
[26 empty] | 0 | 0
[26 empty] | 0 | 0
[26 empty] | 0 | 0
[26 empty] | 0 | 0
[26 empty] | 0 | 0
[26 empty] | 0 | 0
[26 empty] | 0 | 0
[26 empty] | 0 | 0
[26 empty] | 0 | 0
[26 empty] | 0 | 0
[26 empty] | 0 | 0
[26 empty] | 0 | 0
[26 empty] | 0 | 0
[26 empty] | 0 | 0
[26 empty] | 0 | 0
[26 empty] | 0 | 0
[26 empty] | 0 | 0
[26 empty] | 0 | 0
[26 empty] | 0 | 0
[26 empty] | 0 | 0
[26 empty] | 0 | 0
[26 empty] | 0 | 0
[26 empty] | 0 | 0
[26 empty] | 0 | 0
[26 empty] | 0 | 0
[26 empty] | 0 | 0
[26 empty] | 0 | 0
[26 empty] | 0 | 0
[26 empty] | 0 | 0
[26 empty] | 0 | 0
[26 empty] | 0 | 0
[26 empty] | 0 | 0
[26 empty] | 0 | 0
[26 empty] | 0 | 0
[26 empty] | 0 | 0
[26 empty] | 0 | 0
[26 empty] | 0 | 0
[26 empty] | 0 | 0
[26 empty] | 0 | 0
[26 empty] | 0 | 0
[26 empty] | 0 | 0
[26 empty] | 0 | 0
[26 empty] | 0 | 0
[26 empty] | 0 | 0
[26 empty] | 0 | 0
[26 empty] | 0 | 0
[26 empty] | 0 | 0
[26 empty] | 0 | 0
[26 empty] | 0 | 0
[26 empty] | 0 | 0
[26 empty] | 0 | 0
[26 empty] | 0 | 0
[26 empty] | 0 | 0
[26 empty] | 0 | 0
[26 empty] | 0 | 0
[26 empty] | 0 | 0
[26 empty] | 0 | 0
[26 empty] | 0 | 0
[26 empty] | 0 | 0
[26 empty] | 0 | 0
[26 empty] | 0 | 0
[26 empty] | 0 | 0
[26 empty] | 0 | 0
[26 empty] | 0 | 0
[26 empty] | 0 | 0
[26 empty] | 0 | 0
[26 empty] | 0 | 0
[26 empty] | 0 | 0
[26 empty] | 0 | 0
[26 empty] | 0 | 0
[26 empty] | 0 | 0
[26 empty] | 0 | 0
[26 empty] | 0 | 0
[26 empty] | 0 | 0
[26 empty] | 0 | 0
[26 empty] | 0 | 0
[26 empty] | 0 | 0
[26 empty] | 0 | 0
[26 empty] | 0 | 0
[26 empty] | 0 | 0
[26 empty] | 0 | 0
[26 empty] | 0 | 0
[26 empty] | 0 | 0
[26 empty] | 0 | 0
[26 empty] | 0 | 0
[26 empty] | 0 | 0
[26 empty] | 0 | 0
[26 empty] | 0 | 0
[26 empty] | 0 | 0
[26 empty] | 0 | 0
[26 empty] | 0 | 0
[26 empty] | 0 | 0
[26 empty] | 0 | 0
[26 empty] | 0 | 0
[26 empty] | 0 | 0
[26 empty] | 0 | 0
[26 empty] | 0 | 0
[26 empty] | 0 | 0
[26 empty] | 0 | 0
[26 empty] | 0 | 0
[26 empty] | 0 | 0
[26 empty] | 0 | 0
[26 empty] | 0 | 0
[26 empty] | 0 | 0
[26 empty] | 0 | 0
[26 empty] | 0 | 0
[26 empty] | 0 | 0
[26 empty] | 0 | 0
[26 empty] | 0 | 0
[26 empty] | 0 | 0
[26 empty] | 0 | 0
[26 empty] | 0 | 0
[26 empty] | 0 | 0
[26 empty] | 0 | 0
[26 empty] | 0 | 0
[26 empty] | 0 | 0
[26 empty] | 0 | 0
[26 empty] | 0 | 0
[26 empty] | 0 | 0
[26 empty] | 0 | 0
[26 empty] | 0 | 0
[26 empty] | 0 | 0
[26 empty] | 0 | 0
[26 empty] | 0 | 0
[26 empty] | 0 | 0
[26 empty] | 0 | 0
[26 empty] | 0 | 0
[26 empty] | 0 | 0
[26 empty] | 0 | 0
[26 empty] | 0 | 0
[26 empty] | 0 | 0
[26 empty] | 0 | 0
[26 empty] | 0 | 0
[26 empty] | 0 | 0
[26 empty] | 0 | 0
[26 empty] | 0 | 0
[26 empty] | 0 | 0
[26 empty] | 0 | 0
[26 empty] | 0 | 0
[26 empty] | 0 | 0
[26 empty] | 0 | 0
[26 empty] | 0 | 0
[26 empty] | 0 | 0
[26 empty] | 0 | 0
[26 empty] | 0 | 0
[26 empty] | 0 | 0
[26 empty] | 0 | 0
[26 empty] | 0 | 0
[26 empty] | 0 | 0
[26 empty] | 0 | 0
[26 empty] | 0 | 0
[26 empty] | 0 | 0
[26 empty] | 0 | 0
[26 empty] | 0 | 0
[26 empty] | 0 | 0
[26 empty] | 0 | 0
[26 empty] | 0 | 0
[26 empty] | 0 | 0
[26 empty] | 0 | 0
[26 empty] | 0 | 0
[26 empty] | 0 | 0
[26 empty] | 0 | 0
[26 empty] | 0 | 0
[26 empty] | 0 | 0
[26 empty] | 0 | 0
[26 empty] | 0 | 0
[26 empty] | 0 | 0
[26 empty] | 0 | 0
[26 empty] | 0 | 0
[26 empty] | 0 | 0
[26 empty] | 0 | 0
[26 empty] | 0 | 0
[26 empty] | 0 | 0
[26 empty] | 0 | 0
[26 empty] | 0 | 0
[26 empty] | 0 | 0
[26 empty] | 0 | 0
[26 empty] | 0 | 0
[26 empty] | 0 | 0
[26 empty] | 0 | 0
[26 empty] | 0 | 0
[26 empty] | 0 | 0
[26 empty] | 0 | 0
[26 empty] | 0 | 0
[26 empty] | 0 | 0
[26 empty] | 0 | 0
[26 empty] | 0 | 0
[26 empty] | 0 | 0
[26 empty] | 0 | 0
[26 empty] | 0 | 0
[26 empty] | 0 | 0
[26 empty] | 0 | 0
[26 empty] | 0 | 0
[26 empty] | 0 | 0
[26 empty] | 0 | 0
[26 empty] | 0 | 0
[26 empty] | 0 | 0
[26 empty] | 0 | 0
[26 empty] | 0 | 0
[26 empty] | 0 | 0
[26 empty] | 0 | 0
[26 empty] | 0 | 0
[26 empty] | 0 | 0
[26 empty] | 0 | 0
[26 empty] | 0 | 0
[26 empty] | 0 | 0
[26 empty] | 0 | 0
[26 empty] | 0 | 0
[26 empty] | 0 | 0
[26 empty] | 0 | 0
[26 empty] | 0 | 0
[26 empty] | 0 | 0
[26 empty] | 0 | 0
[26 empty] | 0 | 0
[26 empty] | 0 | 0
[26 empty] | 0 | 0
[26 empty] | 0 | 0
[26 empty] | 0 | 0
[26 empty] | 0 | 0
[26 empty] | 0 | 0
[26 empty] | 0 | 0
[26 empty] | 0 | 0
[26 empty] | 0 | 0
[26 empty] | 0 | 0
[26 empty] | 0 | 0
[26 empty] | 0 | 0
[26 empty] | 0 | 0
[26 empty] | 0 | 0
[26 empty] | 0 | 0
[26 empty] | 0 | 0
[26 empty] | 0 | 0
[26 empty] | 0 | 0
[26 empty] | 0 | 0
[26 empty] | 0 | 0
[26 empty] | 0 | 0
[26 empty] | 0 | 0
[26 empty] | 0 | 0
[26 empty] | 0 | 0
[26 empty] | 0 | 0
[26 empty] | 0 | 0
[26 empty] | 0 | 0
[26 empty] | 0 | 0
[26 empty] | 0 | 0
[26 empty] | 0 | 0
[26 empty] | 0 | 0
[26 empty] | 0 | 0
[26 empty] | 0 | 0
[26 empty] | 0 | 0
[26 empty] | 0 | 0
[26 empty] | 0 | 0
[26 empty] | 0 | 0
[26 empty] | 0 | 0
[26 empty] | 0 | 0
[26 empty] | 0 | 0
[26 empty] | 0 | 0
[26 empty] | 0 | 0
[26 empty] | 0 | 0
[26 empty] | 0 | 0
[26 empty] | 0 | 0
[26 empty] | 0 | 0
[26 empty] | 0 | 0
[26 empty] | 0 | 0
[26 empty] | 0 | 0
[26 empty] | 0 | 0
[26 empty] | 0 | 0
[26 empty] | 0 | 0
[26 empty] | 0 | 0
[26 empty] | 0 | 0
[26 empty] | 0 | 0
[26 empty] | 0 | 0
[26 empty] | 0 | 0
[26 empty] | 0 | 0
[26 empty] | 0 | 0
[26 empty] | 0 | 0
[26 empty] | 0 | 0
[26 empty] | 0 | 0
[26 empty] | 0 | 0
[26 empty] | 0 | 0
[26 empty] | 0 | 0
[26 empty] | 0 | 0
[26 empty] | 0 | 0
[26 empty] | 0 | 0
[26 empty] | 0 | 0
[26 empty] | 0 | 0
[26 empty] | 0 | 0
[26 empty] | 0 | 0
[26 empty] | 0 | 0
[26 empty] | 0 | 0
[26 empty] | 0 | 0
[26 empty] | 0 | 0
[26 empty] | 0 | 0
[26 empty] | 0 | 0
[26 empty] | 0 | 0
[26 empty] | 0 | 0
[26 empty] | 0 | 0
[26 empty] | 0 | 0
[26 empty] | 0 | 0
[26 empty] | 0 | 0
[26 empty] | 0 | 0
[26 empty] | 0 | 0
[26 empty] | 0 | 0
[26 empty] | 0 | 0
[26 empty] | 0 | 0
[26 empty] | 0 | 0
[26 empty] | 0 | 0
[26 empty] | 0 | 0
[26 empty] | 0 | 0
[26 empty] | 0 | 0
[26 empty] | 0 | 0
[26 empty] | 0 | 0
[26 empty] | 0 | 0
[26 empty] | 0 | 0
[26 empty] | 0 | 0
[26 empty] | 0 | 0
[26 empty] | 0 | 0
[26 empty] | 0 | 0
[26 empty] | 0 | 0
[26 empty] | 0 | 0
[26 empty] | 0 | 0
[26 empty] | 0 | 0
[26 empty] | 0 | 0
[26 empty] | 0 | 0
[26 empty] | 0 | 0
[26 empty] | 0 | 0
[26 empty] | 0 | 0
[26 empty] | 0 | 0
[26 empty] | 0 | 0
[26 empty] | 0 | 0
[26 empty] | 0 | 0
[26 empty] | 0 | 0
[26 empty] | 0 | 0
[26 empty] | 0 | 0
[26 empty] | 0 | 0
[26 empty] | 0 | 0
[26 empty] | 0 | 0
[26 empty] | 0 | 0
[26 empty] | 0 | 0
[26 empty] | 0 | 0
[26 empty] | 0 | 0
[26 empty] | 0 | 0
[26 empty] | 0 | 0
[26 empty] | 0 | 0
[26 empty] | 0 | 0
[26 empty] | 0 | 0
[26 empty] | 0 | 0
[26 empty] | 0 | 0
[26 empty] | 0 | 0
[26 empty] | 0 | 0
[26 empty] | 0 | 0
[26 empty] | 0 | 0
[26 empty] | 0 | 0
[26 empty] | 0 | 0
[26 empty] | 0 | 0
[26 empty] | 0 | 0
[26 empty] | 0 | 0
[26 empty] | 0 | 0
[26 empty] | 0 | 0
[26 empty] | 0 | 0
[26 empty] | 0 | 0
[26 empty] | 0 | 0
[26 empty] | 0 | 0
[26 empty] | 0 | 0
[26 empty] | 0 | 0
[26 empty] | 0 | 0
[26 empty] | 0 | 0
[26 empty] | 0 | 0
[26 empty] | 0 | 0
[26 empty] | 0 | 0
[26 empty] | 0 | 0
[26 empty] | 0 | 0
[26 empty] | 0 | 0
[26 empty] | 0 | 0
[26 empty] | 0 | 0
[26 empty] | 0 | 0
[26 empty] | 0 | 0
[26 empty] | 0 | 0
[26 empty] | 0 | 0
[26 empty] | 0 | 0
[26 empty] | 0 | 0
[26 empty] | 0 | 0
[26 empty] | 0 | 0
[26 empty] | 0 | 0
[26 empty] | 0 | 0
[26 empty] | 0 | 0
[26 empty] | 0 | 0
[26 empty] | 0 | 0
[26 empty] | 0 | 0
[26 empty] | 0 | 0
[26 empty] | 0 | 0
[26 empty] | 0 | 0
[26 empty] | 0 | 0
[26 empty] | 0 | 0
[26 empty] | 0 | 0
[26 empty] | 0 | 0
[26 empty] | 0 | 0
[26 empty] | 0 | 0
[26 empty] | 0 | 0
[26 empty] | 0 | 0
[26 empty] | 0 | 0
[26 empty] | 0 | 0
[26 empty] | 0 | 0
[26 empty] | 0 | 0
[26 empty] | 0 | 0
[26 empty] | 0 | 0
[26 empty] | 0 | 0
[26 empty] | 0 | 0
[26 empty] | 0 | 0
[26 empty] | 0 | 0
[26 empty] | 0 | 0
[26 empty] | 0 | 0
[26 empty] | 0 | 0
[26 empty] | 0 | 0
[26 empty] | 0 | 0
[26 empty] | 0 | 0
[26 empty] | 0 | 0
[26 empty] | 0 | 0
[26 empty] | 0 | 0
[26 empty] | 0 | 0
[26 empty] | 0 | 0
[26 empty] | 0 | 0
[26 empty] | 0 | 0
[26 empty] | 0 | 0
[26 empty] | 0 | 0
[26 empty] | 0 | 0
[26 empty] | 0 | 0
[26 empty] | 0 | 0
[26 empty] | 0 | 0
[26 empty] | 0 | 0
[26 empty] | 0 | 0
[26 empty] | 0 | 0
[26 empty] | 0 | 0
[26 empty] | 0 | 0
[26 empty] | 0 | 0
[26 empty] | 0 | 0
[26 empty] | 0 | 0
[26 empty] | 0 | 0
[26 empty] | 0 | 0
[26 empty] | 0 | 0
[26 empty] | 0 | 0
[26 empty] | 0 | 0
[26 empty] | 0 | 0
[26 empty] | 0 | 0
[26 empty] | 0 | 0
[26 empty] | 0 | 0
[26 empty] | 0 | 0
[26 empty] | 0 | 0
[26 empty] | 0 | 0
[26 empty] | 0 | 0
[26 empty] | 0 | 0
[26 empty] | 0 | 0
[26 empty] | 0 | 0
[26 empty] | 0 | 0
[26 empty] | 0 | 0
[26 empty] | 0 | 0
[26 empty] | 0 | 0
[26 empty] | 0 | 0
[26 empty] | 0 | 0
[26 empty] | 0 | 0
[26 empty] | 0 | 0
[26 empty] | 0 | 0
[26 empty] | 0 | 0
[26 empty] | 0 | 0
[26 empty] | 0 | 0
[26 empty] | 0 | 0
[26 empty] | 0 | 0
[26 empty] | 0 | 0
[26 empty] | 0 | 0
[26 empty] | 0 | 0
[26 empty] | 0 | 0
[26 empty] | 0 | 0
[26 empty] | 0 | 0
[26 empty] | 0 | 0
[26 empty] | 0 | 0
[26 empty] | 0 | 0
[26 empty] | 0 | 0
[26 empty] | 0 | 0
[26 empty] | 0 | 0
[26 empty] | 0 | 0
[26 empty] | 0 | 0
[26 empty] | 0 | 0
[26 empty] | 0 | 0
[26 empty] | 0 | 0
[26 empty] | 0 | 0
[26 empty] | 0 | 0
[26 empty] | 0 | 0
[26 empty] | 0 | 0
[26 empty] | 0 | 0
[26 empty] | 0 | 0
[26 empty] | 0 | 0
[26 empty] | 0 | 0
[26 empty] | 0 | 0
[26 empty] | 0 | 0
[26 empty] | 0 | 0
[26 empty] | 0 | 0
[26 empty] | 0 | 0
[26 empty] | 0 | 0
[26 empty] | 0 | 0
[26 empty] | 0 | 0
[26 empty] | 0 | 0
[26 empty] | 0 | 0
[26 empty] | 0 | 0
[26 empty] | 0 | 0
[26 empty] | 0 | 0
[26 empty] | 0 | 0
[26 empty] | 0 | 0
[26 empty] | 0 | 0
[26 empty] | 0 | 0
[26 empty] | 0 | 0
[26 empty] | 0 | 0
[26 empty] | 0 | 0
[26 empty] | 0 | 0
[26 empty] | 0 | 0
[26 empty] | 0 | 0
[26 empty] | 0 | 0
[26 empty] | 0 | 0
[26 empty] | 0 | 0
[26 empty] | 0 | 0
[26 empty] | 0 | 0
[26 empty] | 0 | 0
[26 empty] | 0 | 0
[26 empty] | 0 | 0
[26 empty] | 0 | 0
[26 empty] | 0 | 0
[26 empty] | 0 | 0
[26 empty] | 0 | 0
[26 empty] | 0 | 0
[26 empty] | 0 | 0
[26 empty] | 0 | 0
[26 empty] | 0 | 0
[26 empty] | 0 | 0
[26 empty] | 0 | 0
[26 empty] | 0 | 0
[26 empty] | 0 | 0
[26 empty] | 0 | 0
[26 empty] | 0 | 0
[26 empty] | 0 | 0
[26 empty] | 0 | 0
[26 empty] | 0 | 0
[26 empty] | 0 | 0
[26 empty] | 0 | 0
[26 empty] | 0 | 0
[26 empty] | 0 | 0
[26 empty] | 0 | 0
[26 empty] | 0 | 0
[26 empty] | 0 | 0
[26 empty] | 0 | 0
[26 empty] | 0 | 0
[26 empty] | 0 | 0
[26 empty] | 0 | 0
[26 empty] | 0 | 0
[26 empty] | 0 | 0
[26 empty] | 0 | 0
[26 empty] | 0 | 0
[26 empty] | 0 | 0
[26 empty] | 0 | 0
[26 empty] | 0 | 0
[26 empty] | 0 | 0
[26 empty] | 0 | 0
[26 empty] | 0 | 0
[26 empty] | 0 | 0
[26 empty] | 0 | 0
[26 empty] | 0 | 0
[26 empty] | 0 | 0
[26 empty] | 0 | 0
[26 empty] | 0 | 0
[26 empty] | 0 | 0
[26 empty] | 0 | 0
[26 empty] | 0 | 0
[26 empty] | 0 | 0
[26 empty] | 0 | 0
[26 empty] | 0 | 0
[26 empty] | 0 | 0
[26 empty] | 0 | 0
[26 empty] | 0 | 0
[26 empty] | 0 | 0
[26 empty] | 0 | 0
[26 empty] | 0 | 0
[26 empty] | 0 | 0
[26 empty] | 0 | 0
[26 empty] | 0 | 0
[26 empty] | 0 | 0
[26 empty] | 0 | 0
[26 empty] | 0 | 0
[26 empty] | 0 | 0
[26 empty] | 0 | 0
[26 empty] | 0 | 0
[26 empty] | 0 | 0
[26 empty] | 0 | 0
[26 empty] | 0 | 0
[26 empty] | 0 | 0
[26 empty] | 0 | 0
[26 empty] | 0 | 0
[26 empty] | 0 | 0
[26 empty] | 0 | 0
[26 empty] | 0 | 0
[26 empty] | 0 | 0
[26 empty] | 0 | 0
[26 empty] | 0 | 0
[26 empty] | 0 | 0
[26 empty] | 0 | 0
[26 empty] | 0 | 0
[26 empty] | 0 | 0
[26 empty] | 0 | 0
[26 empty] | 0 | 0
[26 empty] | 0 | 0
[26 empty] | 0 | 0
[26 empty] | 0 | 0
[26 empty] | 0 | 0
[26 empty] | 0 | 0
[26 empty] | 0 | 0
[26 empty] | 0 | 0
[26 empty] | 0 | 0
[26 empty] | 0 | 0
[26 empty] | 0 | 0
[26 empty] | 0 | 0
[26 empty] | 0 | 0
[26 empty] | 0 | 0
[26 empty] | 0 | 0
[26 empty] | 0 | 0
[26 empty] | 0 | 0
[26 empty] | 0 | 0
[26 empty] | 0 | 0
[26 empty] | 0 | 0
[26 empty] | 0 | 0
[26 empty] | 0 | 0
[26 empty] | 0 | 0
[26 empty] | 0 | 0
[26 empty] | 0 | 0
[26 empty] | 0 | 0
[26 empty] | 0 | 0
[26 empty] | 0 | 0
[26 empty] | 0 | 0
[26 empty] | 0 | 0
[26 empty] | 0 | 0
[26 empty] | 0 | 0
[26 empty] | 0 | 0
[26 empty] | 0 | 0
[26 empty] | 0 | 0
[26 empty] | 0 | 0
[26 empty] | 0 | 0
[26 empty] | 0 | 0
[26 empty] | 0 | 0
[26 empty] | 0 | 0
[26 empty] | 0 | 0
[26 empty] | 0 | 0
[26 empty] | 0 | 0
[26 empty] | 0 | 0
[26 empty] | 0 | 0
[26 empty] | 0 | 0
[26 empty] | 0 | 0
[26 empty] | 0 | 0
[26 empty] | 0 | 0
[26 empty] | 0 | 0
[26 empty] | 0 | 0
[26 empty] | 0 | 0
[26 empty] | 0 | 0
[26 empty] | 0 | 0
[26 empty] | 0 | 0
[26 empty] | 0 | 0
[26 empty] | 0 | 0
[26 empty] | 0 | 0
[26 empty] | 0 | 0
[26 empty] | 0 | 0
[26 empty] | 0 | 0
[26 empty] | 0 | 0
[26 empty] | 0 | 0
[26 empty] | 0 | 0
[26 empty] | 0 | 0
[26 empty] | 0 | 0
[26 empty] | 0 | 0
[26 empty] | 0 | 0
[26 empty] | 0 | 0
[26 empty] | 0 | 0
[26 empty] | 0 | 0
[26 empty] | 0 | 0
[26 empty] | 0 | 0
[26 empty] | 0 | 0
[26 empty] | 0 | 0
[26 empty] | 0 | 0
[26 empty] | 0 | 0
[26 empty] | 0 | 0
[26 empty] | 0 | 0
[26 empty] | 0 | 0
[26 empty] | 0 | 0
[26 empty] | 0 | 0
[26 empty] | 0 | 0
[26 empty] | 0 | 0
[26 empty] | 0 | 0
[26 empty] | 0 | 0
[26 empty] | 0 | 0
[26 empty] | 0 | 0
[26 empty] | 0 | 0
[26 empty] | 0 | 0

## Zones
Houston | -1
North | 1
South | -1
West | 1
SET UP AREA, copy & paste values to cell B1
Source | North |  | N to H | N to W | N to S | W to N | S to N | W to S
Sink | Houston | Houston | -1 | 1 | -1 | -1 | 1 | -1
|  | North | 1 | 1 | 1 | -1 | -1 | -1
|  | South | -1 | 1 | -1 | -1 | 1 | -1
|  | West | 1 | -1 | 1 | 1 | -1 | 1
|  | Source | North | North | North | West | South | West
|  | Sink | Houston | West | South | North | North | South

## Tech
Number of Bus | Name of Bus | Tech Type
238 | BOSQUESW505 | CC
239 | BOSQUESW502 | GGT
244 | WHITNYDM01 | Hydro
245 | WHITNYDM02 | Hydro
247 | BOSQUESW501 | GGT
251 | BOSQUESW803 | CC
253 | BOSQUESW804 | CC
332 | RWMILLER01 | GST
333 | RWMILLER02 | GST
334 | RWMILLER03 | GST
335 | RWMILLER04 | GST
336 | RWMILLER05 | GST
344 | MRSSHPRD | Hydro
345 | MRSSHPRD01 | Hydro
366 | JNSNCNTY802 | Cogen
367 | JNSNCNTY802 | Cogen
503 | NTHTEXAS01 | GST
504 | NTHTEXAS02 | GST
505 | NTHTEXAS03 | GST
580 | JCKCNTY801 | CC
581 | JCKCNTY802 | CC
582 | JCKCNTY803 | CC
728 | WOLFRIDGE801 | Wind
837 | NEWMAN_G5 | GST
842 | OLINGER_G1 | GST
843 | OLINGER_G2 | GST
844 | OLINGER_G3 | GST
845 | OLINGER_G4 | GGT
923 | SPENCER_G4 | GST
924 | SPENCER_G5 | GST
948 | STEAM1 | GST
949 | STEAM2 | GST
950 | STEAM3 | GST
990 | GIBN_CREK_G1 | LIGCO
1002 | PBCTAGE_1G | GGT
1003 | PBCTBGE_2G | GGT
1004 | PBCTCGE_3G | GGT
1005 | PBCTDGE_4G | GGT
1006 | PBCTEGE_5G | GGT
1007 | PB5GEN_6G | GST
1008 | PB6GEN_7G | GST
1037 | MORGAN5G_5G | GST
1039 | MRGNAG_1G | GGT
1040 | MRGNBG_2G | GGT
1041 | MRGNCG_3G | GGT
1042 | MRGNDG_4G | GGT
1043 | MRGNEG_5G | GGT
1044 | MRGNFG_6G | GGT
1045 | CALENG1G_1G | Cogen
1046 | CALENG2G_2G | Cogen
1047 | CALENG3G_3G | Cogen
1058 | LONGSHORE_5 | Wind
1058 | LONGSHORE_5 | Wind
1061 | CIELOGEN_1G | Wind
1062 | CIELOGEN_2G | Wind
1068 | SCURRYCW_1G | Wind
1069 | KINDERMG_1G | Cogen
1070 | KINDERMG_2G | Cogen
1071 | KINDERMG_3G | Cogen
1073 | SCURRYCW_2G | Wind
1320 | BSP 1 | Cogen
1326 | STANTONW_8 | Wind
1327 | WILDHRSE_1G | Wind
1328 | OCOTILLO_1G | Wind
1333 | MCDDONAL_8 | Wind
1343 | TRENTIPP_8 | Wind
1349 | WESTXWIN_1G | Wind
1350 | NWPWRG1_1G | Wind
1354 | AEPWIND_8 | Wind
1360 | GUNSIGHT_8 | Wind
1416 | SWETWATR_1G | CC
1417 | SWETWATR_2G | CC
1418 | SWETWATR_3G | CC
1419 | SWETWATR_4G | CC
1432 | GRHAMSES_2G | GST
1433 | GRHAMSES_1G | GST
1437 | MESQUITW_1G | Wind
1438 | MESQUITW_2G | Wind
1442 | COKFIELD_5 | Wind
1453 | WCPWRCO_1G | CC
1454 | WCPWRCO_2G | CC
1455 | WCPWRCO_3G | CC
1479 | WFCOGEN_1G | Cogen
1479 | WFCOGEN_1G | Cogen
1482 | WFCOGEN_2G | Cogen
1482 | WFCOGEN_2G | Cogen
1600 | BARTNWND_1G | Wind
1643 | SLSTR1PP_1G | Wind
1675 | PEC_1G | Cogen
1676 | PEC_2G | Cogen
1677 | PEC_3G | Cogen
1678 | LAMARPWR_1G | CC
1679 | LAMARPWR_2G | CC
1680 | LAMARPWR_3G | CC
1681 | LAMARPWR_4G | CC
1682 | LAMARPWR_5G | CC
1683 | LAMARPWR_6G | CC
1687 | VALLEY_1G | GST
1688 | VALLEY_2G | GSC
1689 | VALLEY_3G | GST
1701 | MOSES_1G | LIGCO
1702 | MOSES_2G | LIGCO
1703 | MOSES_3G | LIGCO
1861 | EAGLEMNT_1G | GST
1862 | EAGLEMNT_2G | GST
1863 | EAGLEMNT_3G | GST
1877 | WLFHOLW_1G | CC
1878 | WLFHOLW_2G | CC
1879 | WLFHOLW_3G | CC
1889 | DECRDOVA_1G | GSC
1892 | DECRDOVA_2G | GGT
1893 | DECRDOVA_3G | GGT
1894 | DECRDOVA_4G | GGT
1895 | DECRDOVA_5G | GGT
1898 | COMCHEPK_1G | Nuc
1899 | COMCHEPK_2G | Nuc
1937 | MDLTHELP_5G | CC
1938 | MDLTHELP_6G | CC
1941 | MDLTHELP_1G | CC
1942 | MDLTHELP_2G | CC
1943 | MDLTHELP_3G | CC
1944 | MDLTHELP_4G | CC
1947 | HANDLEY_3G | GST
1948 | HANDLEY_4G | GST
1949 | HANDLEY_5G | GST
2371 | COLLIN_1G | GST
2381 | NTHLK1_G | GST
2382 | NTHLK2_G | GST
2383 | NTHLK3_G | GST
2413 | MTCK6_G | GST
2414 | MTCK7_G | GST
2417 | MTCK8_G | GSC
2451 | LKHB1_G | GST
2452 | LKHB2_G | GST
3097 | MARTLAKE_1G | LIGCO
3098 | MARTLAKE_2G | LIGCO
3099 | MARTLAKE_3G | LIGCO
3107 | STRYKER_1G | GST
3108 | STRYKER_2G | GST
3126 | TRINIDAD_6G | GST
3309 | ASPN_G | Bio
3348 | CHAMPION_1G | Cogen
3381 | BBRN_1G | LIGCO
3382 | BBRN_2G | LIGCO
3403 | THOUSE_1G | GSC
3404 | THOUSE_2G | GSC
3416 | LAKE_CRK1_G | GST
3417 | LAKE_CRK2_G | GST
3432 | SANDOW_4G | LIGCO
5026 | BRAUNIG_VHB1 | GST
5027 | BRAUNIG_VHB2 | GST
5028 | BRAUNIG_VHB3 | GST
5111 | CALAVER_JTD1 | LIGCO
5112 | CALAVER_JTD2 | LIGCO
5264 | LEON_LCP3G3 | GST
5265 | LEON_LCP4G4 | GST
5266 | LEON_LCPCT1 | GGT
5267 | LEON_LCPCT2 | GGT
5268 | LEON_LCPCT3 | GGT
5269 | LEON_LCPCT4 | GGT
5396 | CALAVER_OWS1 | GST
5397 | CALAVER_OWS2 | GST
5401 | CALAVER_JKS1 | LIGCO
5436 | TUTTL_WBT1G1 | GST
5438 | TUTTL_WBT3G3 | GST
5439 | TUTTL_WBT4G4 | GST
5476 | BRA_AVR1_CT1 | CC
5477 | BRA_AVR1_ST | CC
5478 | BRA_AVR1_CT2 | CC
5503 | RAYBURNGEN3 | GST
5505 | RAYBURNGEN1 | GGT
5506 | RAYBURNGEN2 | GGT
5508 | RAYBURNCC9 | CC
5509 | RAYBURNCC10 | CC
5511 | RAYBURNCC7 | CC
5512 | RAYBURNCC8 | CC
5728 | FALCONHYDRO2 | Hydro
5729 | FALCONHYDRO3 | Hydro
5890 | PEARSALLGEN1 | GST
5891 | PEARSALLGEN2 | GST
5892 | PEARSALLGEN3 | GST
5903 | SANMIGUELGEN | LIGCO
5911 | STP_GN1___1 | Nuc
5912 | STP_GN2___2 | Nuc
5920 | WELSHDC1 | DCTie
5925 | DCEAST | DCTie
5932 | SI_RAY9 | CC
5933 | SI_RAY6 | GST
5934 | SI_RAY5 | GST
5935 | SI_RAY10 | CC
6016 | SWMESA | Wind
6096 | NORTHDC7 | DCTie
6100 | OKLA7A | DCTie
6144 | MCADOO1A | Wind
6407 | TURKTRAK1A | Wind
6637 | SNYDERW1A | Wind
6752 | OKLA0A | LIGCO
6948 | DENISNDM | Hydro
6948 | DENISNDM | Hydro
7000 | L_FERGUS1_1Y | GSC
7004 | L_SIMGID1_1Y | GST
7005 | L_SIMGID1_2Y | GST
7006 | L_SIMGID1_3Y | GST
7007 | L_LOSTPI1_1Y | CC
7008 | L_LOSTPI1_2Y | CC
7009 | L_LOSTPI1_3Y | CC
7010 | L_FPPYD11_1Y | LIGCO
7011 | L_FPPYD11_2Y | LIGCO
7012 | L_FPPYD21_3Y | LIGCO
7014 | L_HAYSEN1_1Y | CC
7015 | L_HAYSEN1_2Y | CC
7016 | L_HAYSEN1_3Y | CC
7017 | L_HAYSEN1_4Y | CC
7020 | L_AUSTPL1_1Y | Hydro
7020 | L_AUSTPL1_1Y | Hydro
7022 | L_BUCHAN1_1Y | Hydro
7023 | L_BUCHAN1_2Y | Hydro
7024 | L_BUCHAN1_3Y | Hydro
7026 | L_INKSDA1_1Y | Hydro
7028 | L_MARBFA1_1Y | Hydro
7029 | L_MARBFA1_2Y | Hydro
7031 | L_MARSFO1G1Y | Hydro
7032 | L_MARSFO1G2Y | Hydro
7033 | L_MARSFO1G3Y | Hydro
7035 | L_WIRTZ_1G1Y | Hydro
7036 | L_WIRTZ_1G2Y | Hydro
7038 | L_DELAWA1_1Y | Wind
7038 | L_DELAWA1_1Y | Wind
7303 | L_WPPGS12_1Y | GGT
7303 | L_WPPGS12_1Y | GGT
7305 | L_WPPGS34_1Y | GGT
7305 | L_WPPGS34_1Y | GGT
7487 | L_CANYHY8_1Y | Hydro
7605 | L_MCQUEE9_1Y | Hydro
7605 | L_MCQUEE9_1Y | Hydro
7605 | L_MCQUEE9_1Y | Hydro
7609 | L_SCHUMA8_1Y | Hydro
7624 | L_LAKEWO9_1Y | Hydro
7624 | L_LAKEWO9_1Y | Hydro
7800 | L_GUADGE1_1Y | CC
7801 | L_GUADGE1_2Y | CC
7802 | L_GUADGE1_3Y | CC
7803 | L_GUADGE1_4Y | CC
7804 | L_GUADGE1_5Y | CC
7805 | L_GUADGE1_6Y | CC
7807 | L_BASTEN1_1Y | CC
7808 | L_BASTEN1_2Y | CC
7809 | L_BASTEN1_3Y | CC
7810 | L_RIONOG1G1Y | CC
7811 | L_RIONOG1G2Y | CC
7812 | L_RIONOG1G3Y | CC
7813 | L_RIONOG1S1Y | CC
8032 | AMISTADHYD1 | Hydro
8033 | AMISTADHYD2 | Hydro
8048 | FALCONHYDRO1 | Hydro
8066 | DUP1V#1 | Cogen
8134 | FOR #1 | Cogen
8138 | FOR #2 | Cogen
8139 | JOS #1 | GST
8147 | UCAR #2 | Cogen
8148 | UCAR #1 | Cogen
8153 | FOR #3 | Cogen
8154 | FOR #4 | Cogen
8155 | FOR #5 | Cogen
8156 | FOR #6 | Cogen
8157 | FOR #7 | Cogen
8161 | COLETO0A | LIGCO
8173 | VICEC51A | CC
8174 | VICEC61A | CC
8189 | CUECPL2A | Cogen
8262 | ELPS | Hydro
8285 | LAR #1 | GST
8287 | LAR #2 | GST
8288 | LAR #3 | GST
8388 | BATES0A | GST
8393 | BATES0B | GST
8437 | NUECES_B0C | GST
8438 | NUECES_B0B | GST
8442 | NBEC7 | GST
8442 | NBEC7 | GST
8456 | COSW#1 | Cogen
8457 | COSW#2 | Cogen
8459 | B_DAVIS0B | GSC
8460 | B_DAVIS0A | GSC
8461 | KOCH_UP0A | Cogen
8506 | VAL #1 | Cogen
8507 | VAL #2 | Cogen
8511 | OXY_CC0A | Cogen
8517 | CELANEBI0A | Cogen
8560 | CNOPGT1 | Cogen
8561 | CNOPGT2 | Cogen
8562 | CNOPST1 | Cogen
8926 | LGE_GT10A | Cogen
8927 | LGE_GT20A | Cogen
8928 | LGE_STG0A | Cogen
8930 | ICPGN10A | Cogen
8931 | ICPGN20A | Cogen
8932 | ICPGN30A | Cogen
8933 | FGNTS001 | CC
8934 | FGNTS101 | CC
8935 | FGNTS201 | CC
8936 | MVGN#1 | CC
8937 | MVGN#2 | CC
8938 | MVGN#3 | CC
8981 | HECN1 | CC
8982 | HECN2 | CC
8983 | HECN3 | CC
9000 | DECKR_G1 | GST
9001 | DECKR_G2 | GST
9002 | DECKR_G3 | GGT
9003 | DECKR_G4 | GGT
9004 | DECKR_G5 | GGT
9005 | DECKR_G6 | GGT
9016 | SANDH_G1 | GGT
9017 | SANDH_G2 | GGT
9018 | SANDH_G3 | GGT
9019 | SANDH_G4 | GGT
9020 | SANDHG5A | CC
9021 | SANDHG5C | CC
11001 | NAV1CT | CC
11009 | NAV2CT | CC
11011 | NAV3ST | CC
11012 | NAV4CT | CC
11013 | NAV5CT | CC
11014 | NAV6ST | CC
11020 | TIEHVSG_1G | CC
11021 | TIEHVCG_1G | CC
11022 | TIEHVCG_2G | CC
11023 | TIEHVCG_3G | CC
11024 | TIEHVCG_4G | CC
11025 | TIEHVSG_2G | CC
11056 | ROSCOE_1G | Wind
11057 | CHAMPION_1G | Wind
11058 | PYRON_1G | Wind
11059 | INADALE_1G | Wind
11065 | ELBOWCK_1G | Wind
11147 | NOTREES_1G | Wind
11309 | BULLCREK_2G | Wind
11310 | BULLCREK_1G | Wind
11320 | COYOTE_1G | Wind
11691 | KMICHICT1_G | CC
11692 | KMICHICT2_G | CC
11693 | KMICHIST3_G | CC
11694 | KMICHICT4_G | CC
11695 | KMICHICT5_G | CC
11696 | KMICHIST6_G | CC
12322 | ENNSTRAC_1G | CC
12323 | ENNSTRAC_2G | CC
12411 | FPLEFR1A_G | CC
12412 | FPLEFR1B_G | CC
12413 | FPLEFR1C_G | CC
12414 | FPLEFR1S_G | CC
12421 | FPLEFR2A_G | CC
12422 | FPLEFR2B_G | CC
12423 | FPLEFR2C_G | CC
12424 | FPLEFR2S_G | CC
12440 | PARKD_1SVC8 | GST
12449 | PARKD_2SVC8 | GST
13116 | TGATEWAY_1G | CC
13117 | TGATEWAY_2G | CC
13118 | TGATEWAY_3G | CC
13119 | TGATEWAY_4G | CC
13131 | CALFREST_1G | CC
13132 | CALFREST_2G | CC
13133 | CALFREST_3G | CC
13134 | CALFREST_4G | CC
13135 | CALFREST_5G | CC
13136 | CALFREST_6G | CC
13432 | SANDOW_5G | LIGCO
32798 | BRYN_TAMUGEN | GST
32883 | BRYN_DNSBY3 | GST
32884 | BRYN_DNSBY13 | GST
32886 | BRYN_ATKINS3 | GST
32887 | BRYN_ATKINS6 | GST
32888 | BRYN_ATKINS7 | GGT
32890 | BRYN_ATKINS4 | GST
32891 | BRYN_ATKINS5 | GST
32892 | BRYN_DNSBY14 | GST
36998 | RDCNYNG1 | Wind
38332 | TNWDWRDU2_8 | Wind
38437 | TNSRBNMESA9 | Wind
38580 | TNBP_CGN1_8 | Cogen
38590 | TNBP_CGN2_8 | Cogen
38600 | TNBP_CGN3_8 | Cogen
38611 | TNBPAMCG1_8 | Cogen
38612 | TNBPAMCG2_8 | Cogen
38613 | TNBPAMCG3_8 | Cogen
38614 | TNBPAMCG4_8 | Cogen
38615 | TNBPAMCG5_8 | Cogen
38690 | TNBP_CGN4_8 | Cogen
38711 | TNTXCTY1CG8 | Cogen
38712 | TNTXCTY2CG8 | Cogen
38713 | TNTXCTY3CG8 | Cogen
38714 | TNTXCTY4CG8 | Cogen
39190 | TNSLCGN1__8 | Cogen
39470 | TNDOWCGNSG8 | Cogen
39480 | TNDOWCGNGG8 | Cogen
39760 | TNSCLP1___8 | Cogen
39770 | TNSCLP2___8 | Cogen
39775 | TNSCLP4___8 | Cogen
39790 | TNSCLP3___8 | Cogen
39960 | TNTNPONE_18 | LIGCO
39970 | TNTNPONE_28 | LIGCO
48500 | APD_GT1_8005 | Cogen
48510 | AK_GT1__8040 | Cogen
48511 | LPE_GT1_8070 | GGT
48512 | LPE_GT2_8075 | GGT
48513 | LPE_GT3_8080 | GGT
48514 | LPE_GT4_8085 | GGT
48520 | BSF_GT1_8070 | Cogen
48520 | BSF_GT1_8070 | Cogen
48521 | BVE_GT1_GT1 | CC
48522 | BVE_GT2_5035 | CC
48523 | BVE_ST1_GN1 | CC
48531 | BYU_GT1_8075 | Cogen
48532 | BYU_GT2_8055 | Cogen
48533 | BYU_GT3_8060 | Cogen
48534 | BYU_GT4_8065 | Cogen
48551 | CAL_GT1_8045 | Cogen
48552 | CAL_ST1_8000 | Cogen
48561 | CTL_GT2_8130 | Cogen
48562 | CTL_GT3_8135 | Cogen
48563 | CTL_GT4_8140 | Cogen
48564 | CTL_GN1_8145 | Cogen
48565 | CTL_GN2_8155 | Cogen
48581 | CBY_GN1_1 | GSC
48582 | CBY_GN2_2 | GSC
48583 | CBY_GT4_1 | GSC
48584 | CBY_GT4_2 | CC
48585 | CBY_ST4_1 | CC
48591 | CHE_GT2_5030 | Cogen
48593 | CHE_GT1_8015 | Cogen
48594 | CHE_GN4_8025 | Cogen
48595 | BTE_GT2_8075 | CC
48596 | BTE_GT3_8045 | CC
48597 | BTE_GT4_8055 | CC
48598 | BTE_ST1_8070 | CC
48611 | DIB_GT1_8080 | Cogen
48612 | DIB_GT2_8075 | Cogen
48613 | DIB_ST1_8085 | Cogen
48614 | DIB_GT3_8090 | Cogen
48641 | DPEC_GT15040 | CC
48642 | DPEC_GT25025 | CC
48643 | DPEC_GT35010 | CC
48644 | DPEC_GT45070 | CC
48645 | DPEC_ST55065 | CC
48651 | EP_1_2 | Cogen
48651 | EP_1_2 | Cogen
48671 | FTR_GT1_5105 | CC
48672 | FTR_GT2_5110 | CC
48673 | FTR_GT3_5085 | CC
48674 | FTR_CN4_5095 | CC
48690 | GBY_GN5_5 | GSC
48691 | GBY_73741085 | GGT
48691 | GBY_73741085 | GGT
48692 | GBY_81821075 | GGT
48692 | GBY_81821075 | GGT
48693 | GBY_83841065 | GGT
48693 | GBY_83841065 | GGT
48721 | LEG_1___1 | LIGCO
48722 | LEG_2___2 | LIGCO
48730 | MNS_GT | Cogen
48731 | CBE_GT1 | CC
48732 | CBE_GT2 | CC
48733 | CBE_ST12 | CC
48734 | CBE_GT3 | CC
48735 | CBE_GT4 | CC
48736 | CBE_ST34 | CC
48740 | PSG_GN2_8050 | Cogen
48741 | PSG_GT2_8040 | Cogen
48742 | PSG_GT3_8060 | Cogen
48761 | PR_GT1__9040 | Cogen
48772 | PHR_GN2_2 | GSC
48791 | PSA_GT1_8160 | Cogen
48792 | PSA_GT2_8155 | Cogen
48793 | PSA_GT3_8150 | Cogen
48794 | PSA_GT4_8145 | Cogen
48795 | PSA_GT5_8140 | Cogen
48796 | PSA_GN1_8165 | Cogen
48797 | PSA_GT6_8135 | Cogen
48811 | CVC_GT3_5045 | Cogen
48812 | CVC_GT2_5020 | Cogen
48813 | CVC_GT1_5035 | Cogen
48814 | CVC_ST5_5040 | Cogen
48815 | CVC_GT4_8005 | Cogen
48820 | SHELLG1_3015 | Cogen
48821 | SHELLG2 | Cogen
48822 | SHELLG3_3020 | Cogen
48822 | SHELLG3_3020 | Cogen
48841 | SJS_GT1_GT1 | Cogen
48842 | SJS_GT2_GT2 | Cogen
48845 | SOL_GT1 | Solar
48851 | SRB_GN1_1 | GST
48852 | SRB_GN2_2 | GST
48853 | SRB_GN3_3 | GST
48854 | SRB_GN4_4 | GST
48855 | SRB_GT211035 | GGT
48855 | SRB_GT211035 | GGT
48873 | THW_ST3_ST_3 | CC
48874 | THW_ST4_ST_4 | CC
48875 | THW_3132 | CC
48875 | THW_3132 | CC
48877 | THW_3334 | CC
48877 | THW_3334 | CC
48879 | THW_4142 | CC
48879 | THW_4142 | CC
48881 | THW_4344 | CC
48881 | THW_4344 | CC
48883 | THW_GT1_GT_1 | GGT
48885 | THW_5152 | GGT
48885 | THW_5152 | GGT
48886 | THW_5354 | GGT
48886 | THW_5354 | GGT
48887 | THW_5556 | GGT
48887 | THW_5556 | GGT
48911 | TGF_GT1_8000 | Cogen
48921 | WAP_GN1_1 | GST
48922 | WAP_GN2_2 | GST
48923 | WAP_GN3_3 | GST
48924 | WAP_GN4_4 | GSC
48925 | WAP_GN5_5 | LIGCO
48926 | WAP_GN6_6 | LIGCO
48927 | WAP_GN7_7 | LIGCO
48928 | WAP_GN8_8 | LIGCO
48929 | WAPGT21_GT1 | GGT
48940 | WARVUE_GT1 | Cogen
49803 | EXN_15GT | Cogen
49804 | EXN_16GT | Cogen
49805 | EXN_17GT | Cogen
49826 | EXN938GT | Cogen
49828 | EXN941GT | Cogen
49829 | EXN942GT | Cogen
49830 | EXN943GT | Cogen
49831 | EXN944GT | Cogen
49832 | EXN945GT | Cogen
49837 | EXN_GT | Cogen
49838 | EXN_14GT | Cogen
49851 | DOW17000 | Cogen
49858 | DOW38100 | Cogen
49859 | DOW38200 | Cogen
49860 | DOW38300 | Cogen
49862 | DOW39100 | Cogen
49863 | DOW39200 | Cogen
49865 | DOW41000 | Cogen
49866 | DOW42000 | Cogen
49869 | DOW49000 | Cogen
49870 | DOW61000 | Cogen
49871 | DOW62000 | Cogen
49872 | DOW63000 | Cogen
49873 | DOW64000 | Cogen
49876 | DOW65000 | Cogen
49877 | DOW66000 | Cogen
49878 | DOW67000 | Cogen
49882 | DOW81000 | Cogen
49884 | DOW82000 | Cogen
49885 | DOW83000 | Cogen
49886 | DOW84000 | Cogen
58909 | PEARSALLSCG1 | Diesel
58909 | PEARSALLSCG1 | Diesel
58909 | PEARSALLSCG1 | Diesel
58909 | PEARSALLSCG1 | Diesel
58909 | PEARSALLSCG1 | Diesel
58909 | PEARSALLSCG1 | Diesel
58919 | PEARSALLSCG2 | Diesel
58919 | PEARSALLSCG2 | Diesel
58919 | PEARSALLSCG2 | Diesel
58919 | PEARSALLSCG2 | Diesel
58919 | PEARSALLSCG2 | Diesel
58919 | PEARSALLSCG2 | Diesel
58929 | PEARSALLSCG3 | Diesel
58929 | PEARSALLSCG3 | Diesel
58929 | PEARSALLSCG3 | Diesel
58929 | PEARSALLSCG3 | Diesel
58929 | PEARSALLSCG3 | Diesel
58929 | PEARSALLSCG3 | Diesel
58949 | PEARSALLSCG4 | Diesel
58949 | PEARSALLSCG4 | Diesel
58949 | PEARSALLSCG4 | Diesel
58949 | PEARSALLSCG4 | Diesel
58949 | PEARSALLSCG4 | Diesel
58949 | PEARSALLSCG4 | Diesel
60000 | DSKY2 | Wind
60003 | KING_NE1A | Wind
60005 | KING_SE1A | Wind
60007 | KING_SW1A | Wind
60016 | WOODWRD11A | Wind
60017 | ORNNWP1 | Wind
60018 | DSKY1 | Wind
60019 | KING_NW1A | Wind
60057 | CALLAHAN1A | Wind
60058 | BUFF_GAP1A | Wind
60060 | CIRELLO | Wind
60063 | BUFF_GAP1B | Wind
60066 | H_HOLLOW1A | Wind
60068 | HHOLLOW21A | Wind
60070 | HHOLLOW31A | Wind
60072 | HHOLLOW41A | Wind
60081 | WHRLWIND1A | Wind
60201 | RIO DRCS | AVR
60202 | FRNDDRCS | AVR
71051 | L_BITTCR1_1N | Wind
71054 | L_SWEETW1_1N | Wind
71057 | L_SWEETW1_2N | Wind
71059 | L_SWEETW1_3N | Wind
71060 | L_SWEETW1_4N | Wind
71061 | L_SWEETW1_5N | Wind
76031 | L_GASCCR1_1N | Wind
76091 | L_DIVIDE1_1N | Wind
76095 | L_CAPRSI1_1N | Wind
76096 | L_CAPRSI1_2N | Wind
76097 | L_CAPRGE1_1N | Wind
80003 | MILHWYS | AVR
80012 | LAR | DCTie
80051 | FOR #8 | Cogen
80052 | FOR #9 | Cogen
80053 | FOR #10 | Cogen
80080 | GWINDT11A | Wind
80080 | GWINDT11A | Wind
80080 | GWINDT11A | Wind
80080 | GWINDT11A | Wind
80081 | GWINDT21A | Wind
80081 | GWINDT21A | Wind
80081 | GWINDT21A | Wind
80081 | GWINDT21A | Wind
80137 | CSDR89 | DCTie
80137 | CSDR89 | DCTie
80138 | CSDR7 | DCTie
80139 | CSDR56 | DCTie
80139 | CSDR56 | DCTie
80140 | CSDR11 | DCTie
80180 | PNSCALT11A | Wind
80180 | PNSCALT11A | Wind
80181 | PNSCALT21A | Wind
80181 | PNSCALT21A | Wind
80223 | REYSHR G | Cogen
80224 | VISTRONG1 | Cogen
80225 | VISTRONG2 | Cogen
80226 | ALCOA G | Cogen
80227 | AIRCO G | Cogen
80263 | B_DAVIS31A | CC
80264 | B_DAVIS41A | CC
80265 | LARECU40A | GGT
80266 | LARECU50A | GGT
86104 | CID-138 | DCTie
86105 | CID-230 | DCTie
86106 | CUF-230 | DCTie
86107 | CUF-138 | DCTie
88198 | BEEVILLE | AVR
88253 | HAMILTON | BLT
88299 | ZAPATA | BLT
88508 | FALFURRI | AVR