## Set up
Step 1 | Go to the Zones worksheet in this workbook. Make sure that the source and sink zones are set correctly and the "1"s and "-1"s are correct |  | Summary of Key Data points | Value
File Description: Cont_ Roans to Kuykendal and Tomball to Singleton OL_ Singleton to Obrien_ckt_99
Step 2 | Open Dennis' file that needs to have the data transferred, same file that is listed in cell K27 |  | Number of units | 645
|  |  | Dec PTDF cutoff point | 258
Step 3 | Copy columns J:X from an old Dennis' Sheet to the new sheet (if first round of a new alaysis) |  | Dec PTDF cutoff unit | FRNDDRCS
|  |  | Dec 10% unit | BBRN_2G
Step 4 | Mark the contingencies and monitored element set by a "y" in column K of Dennis' sheet, if there are a match on the filename use something to make unique |  | Dec max cumltv zone impact - cumltv zone share | 0.025006
|  |  | Dec max cumltv zone impact - cumltv zone share pt | 91
Step 5 | Enter Dennis' file name into cell K27 |  | Dec max cumltv zone impact - cumltv zone share unit | ENNSTRAC_2G
|  |  | North Zonal weighted AWGSF | 0.14175
Step 6 | click the step one button |  | Houston Zonal weighted AWGSF | -0.15035
|  |  | Inc PTDF cutoff point | 387
Step 7 | Enter the line ratings in Dennis' workbook, the Input worksheet, in the cells |  | Inc PTDF cutoff unit | SANDOW_5G
| X6:X30, or to the end of the selected list. |  | Inc 10% unit | SRB_GN2_2
|  |  | Inc max cumltv zone impact - cumltv zone share | 0.10417
Step 8 | Check to see that the number of generators in Dennis' file matches the length |  | Inc max cumltv zone impact - cumltv zone share pt | 169
| of the formulas in columns L:V (Distributed Slack - Dec) have been copied through to the apporpriate number of rows |  | Inc max cumltv zone impact - cumltv zone share unit | CBE_ST34
| If Dennis' sheet data is less than this file then clear any old unit data in columns A:K of this workbook to match the correct leng |  | North Zonal weighted AWGSF | 0.14175
| It is only necessary to match the Distributed Slack - Dec worksheet. |  | Houston Zonal weighted AWGSF | -0.15035
|  |  | Min of zone correlation | 0.1053
Step 9 | Click the step 2 button |  | Bounary gen in Houston Zone | 0
| The last file saved will still be open, yopu will need to close this file. |  | Bounary gen in soucre zone as % of line | 0%
| This sheet willno longer be open. |  | Bounary gen in North Zone | 0
|  |  | Bounary gen in soucre zone as % of line | 0
|  |  | OL element line rating | 1450
|  |  | North Zonal weighted AWGSF | 0.14175
|  | NH_043009automation.xls | Houston Zonal weighted AWGSF | -0.15035
Copy Dennis' data step 1
Copy Dennis' Data Step 2

## Distributed Slack - Dec
Number of Bus | Name of Bus | ID | Area Name of Gen | AGC | P Sensitivity of Bus | Gen MW | Min MW | Max MW | V Sensitivity of Bus | Set Volt | Tech Type | Zone Impact | Zone Correlation | Inc Max | Dec Max | Souce S.F. Weighting | Souce Capacity | Sink S.F. Weighting | Sink Capacity | PTDF Calc | PTDF Weighting | Cumulative Share of Zonal Cap | Cumulative Share of Zonal Impact | Cont_ Roans to Kuykendal and Tomball to Singleton OL_ Singleton to Obrien_ckt_99 |  | i_PTDF_DEC_pt | 258 |  | ENNSTRAC_2G | Unit at max
48671 | FTR_GT1_5105 | 1 | North | YES | 0.21435 | 154.2 | 0 | 154.2 | 0 | 1.0319 | CC | 1 | 0.3647 | 154.2 | 154.2 | 33.0529 | 154.2 |  |  | 0.3647 | 56.2367 | 0.0036608 | 0.0046654 |  |  | i_10pctunit | 20 |  | 91 | # units @ max
48672 | FTR_GT2_5110 | 2 | North | YES | 0.21435 | 159 | 0 | 159 | 0 | 1.0319 | CC | 1 | 0.3647 | 159 | 159 | 34.0818 | 159 |  |  | 0.3647 | 57.9873 | 0.0074355 | 0.009476 |  |  | # units | 645 |  | 0.025006 | delta max
48673 | FTR_GT3_5085 | 3 | North | YES | 0.21435 | 158 | 0 | 158 | 0 | 1.0319 | CC | 1 | 0.3647 | 158 | 158 | 33.8675 | 158 |  |  | 0.3647 | 57.6226 | 0.011187 | 0.014256 | [5 empty] | Delta
48674 | FTR_CN4_5095 | 4 | North | YES | 0.21435 | 380 | 0 | 380 | 0 | 1.0319 | CC | 1 | 0.3647 | 380 | 380 | 81.4534 | 380 |  |  | 0.3647 | 138.586 | 0.020208 | 0.025753 | Weighted Shift Factors |  |  |  | 1 | 0.0010046
990 | GIBN_CREK_G1 | 1 | North | YES | 0.20768 | 463 | 200 | 463 | 0 | 1.0275 | LIGCO | 1 | 0.35803 | 0 | 463 | 96.1563 | 463 |  |  | 0.35803 | 165.7679 | 0.0312 | 0.039506 | North | 0.14175 |  |  | 2 | 0.0020405
32798 | BRYN_TAMUGEN | 1 | North | YES | 0.19239 | 32 | 0 | 32 |  | 1.02 | GST | 1 | 0.34274 | 32 | 32 | 6.1564 | 32 |  |  | 0.34274 | 10.9676 | 0.031959 | 0.040415 | Houston | -0.15035 |  |  | 3 | 0.0030699
32886 | BRYN_ATKINS3 | MB | North | YES | 0.19 | 0 | 5 | 12 |  | 1 | GST | 1 | 0.34035 | 0 | 0 | 0 | 0 |  |  | 0.34035 | 0 | 0.031959 | 0.040415 |  |  |  |  | 4 | 0.0055456
32887 | BRYN_ATKINS6 | MB | North | YES | 0.19 | 0 | 12 | 51 |  | 1.028 | GST | 1 | 0.34035 | 0 | 0 | 0 | 0 |  |  | 0.34035 | 0 | 0.031959 | 0.040415 |  |  |  |  | 5 | 0.0083058
32888 | BRYN_ATKINS7 | 1 | North | YES | 0.19 | 13.6 | 4 | 17 |  | 1.028 | GGT | 1 | 0.34035 | 17 | 17 | 3.23 | 17 |  |  | 0.34035 | 5.7859 | 0.032363 | 0.040895 |  |  |  |  | 6 | 0.008456
32890 | BRYN_ATKINS4 | MB | North | YES | 0.19 | 0 | 5 | 22 |  | 1.031 | GST | 1 | 0.34035 | 0 | 0 | 0 | 0 |  |  | 0.34035 | 0 | 0.032363 | 0.040895 |  |  |  |  | 7 | 0.008456
32891 | BRYN_ATKINS5 | MB | North | YES | 0.19 | 0 | 5 | 25 |  | 1.031 | GST | 1 | 0.34035 | 0 | 0 | 0 | 0 |  |  | 0.34035 | 0 | 0.032363 | 0.040895 |  |  |  |  | 8 | 0.008456
32883 | BRYN_DNSBY3 | 1 | North | YES | 0.18536 | 0 | 2 | 48 |  | 1.015 | GST | 1 | 0.33571 | 48 | 48 | 8.8973 | 48 |  |  | 0.33571 | 16.114 | 0.033503 | 0.042232 |  |  |  |  | 9 | 0.0085324
32884 | BRYN_DNSBY13 | 1 | North | YES | 0.18536 | 46 | 2 | 46 | 0 | 1.015 | GST | 1 | 0.33571 | 46 | 46 | 8.5266 | 46 |  |  | 0.33571 | 15.4426 | 0.034595 | 0.043513 |  |  |  |  | 10 | 0.0085324
32892 | BRYN_DNSBY14 | 1 | North | YES | 0.18536 | 84 | 25 | 105 | 0 | 1.035 | GST | 1 | 0.33571 | 105 | 105 | 19.4628 | 105 |  |  | 0.33571 | 35.2494 | 0.037087 | 0.046438 |  |  |  |  | 11 | 0.0085324
39960 | TNTNPONE_18 | 1 | North | YES | 0.18091 | 152.3 | 30 | 152.3 |  | 1.04 | LIGCO | 1 | 0.33126 | 0 | 152.3 | 27.5532 | 152.3 |  |  | 0.33126 | 50.4514 | 0.040703 | 0.050623 |  |  |  |  | 12 | 0.0087297
39970 | TNTNPONE_28 | 1 | North | YES | 0.18091 | 153 | 30 | 153 |  | 1.04 | LIGCO | 1 | 0.33126 | 0 | 153 | 27.6798 | 153 |  |  | 0.33126 | 50.6832 | 0.044335 | 0.054828 |  |  |  |  | 13 | 0.0089187
48721 | LEG_1___1 | 1 | North | YES | 0.17047 | 827 | 357 | 827 | 0 | 1.0348 | LIGCO | 1 | 0.32082 | 0 | 827 | 140.9787 | 827 |  |  | 0.32082 | 265.3173 | 0.063969 | 0.076839 |  |  |  |  | 14 | 0.0093503
48722 | LEG_2___2 | 2 | North | YES | 0.17047 | 819 | 357 | 819 | 0 | 1.0348 | LIGCO | 1 | 0.32082 | 0 | 819 | 139.6149 | 819 |  |  | 0.32082 | 262.7507 | 0.083412 | 0.098636 |  |  |  |  | 15 | 0.0099201
3381 | BBRN_1G | 1 | North | YES | 0.1541 | 618 | 225 | 618 | 0 | 1.03 | LIGCO | 1 | 0.30444 | 0 | 618 | 95.2313 | 618 |  |  | 0.30444 | 188.147 | 0.098084 | 0.11425 |  |  |  |  | 16 | 0.010492
3382 | BBRN_2G | 2 | North | YES | 0.1541 | 589 | 225 | 589 | 0 | 1.03 | LIGCO | 1 | 0.30444 | 0 | 589 | 90.7625 | 589 |  |  | 0.30444 | 179.3181 | 0.11207 | 0.12912 |  |  |  |  | 17 | 0.01287
13131 | CALFREST_1G | 1 | North | YES | 0.15276 | 150.7 | 40 | 150.7 | 0 | 1.031 | CC | 1 | 0.30311 | 150.7 | 150.7 | 23.0206 | 150.7 |  |  | 0.30311 | 45.6782 | 0.11564 | 0.13291 |  |  |  |  | 18 | 0.015224
13132 | CALFREST_2G | 2 | North | YES | 0.15276 | 151 | 57 | 151 | 0 | 1.031 | CC | 1 | 0.30311 | 151 | 151 | 23.0665 | 151 |  |  | 0.30311 | 45.7692 | 0.11923 | 0.13671 |  |  |  |  | 19 | 0.016161
13133 | CALFREST_3G | 3 | North | YES | 0.15276 | 177.4 | 40 | 177.4 | 0 | 1.031 | CC | 1 | 0.30311 | 177.4 | 177.4 | 27.0993 | 177.4 |  |  | 0.30311 | 53.7712 | 0.12344 | 0.14117 |  |  |  |  | 20 | 0.017054
13134 | CALFREST_4G | 4 | North | YES | 0.15248 | 151.5 | 40 | 151.5 | 0 | 1.031 | CC | 1 | 0.30283 | 151.5 | 151.5 | 23.1003 | 151.5 |  |  | 0.30283 | 45.8781 | 0.12704 | 0.14497 |  |  |  |  | 21 | 0.017266
13135 | CALFREST_5G | 5 | North | YES | 0.15248 | 152.3 | 57 | 152.3 | 0 | 1.031 | CC | 1 | 0.30283 | 152.3 | 152.3 | 23.2222 | 152.3 |  |  | 0.30283 | 46.1204 | 0.13065 | 0.1488 |  |  |  |  | 22 | 0.017478
13136 | CALFREST_6G | 6 | North | YES | 0.15248 | 177.5 | 40 | 177.5 | 0 | 1.031 | CC | 1 | 0.30283 | 177.5 | 177.5 | 27.0647 | 177.5 |  |  | 0.30283 | 53.7516 | 0.13487 | 0.15326 |  |  |  |  | 23 | 0.017727
3107 | STRYKER_1G | 1 | North | YES | 0.14667 | 145.6 | 45 | 182 | 0 | 1.029 | GST | 1 | 0.29702 | 182 | 182 | 26.6938 | 182 |  |  | 0.29702 | 54.0573 | 0.13919 | 0.15774 |  |  |  |  | 24 | 0.017937
3108 | STRYKER_2G | 2 | North | YES | 0.14667 | 484 | 75 | 484 | 0 | 1.029 | GST | 1 | 0.29702 | 484 | 484 | 70.9878 | 484 |  |  | 0.29702 | 143.7567 | 0.15068 | 0.16967 |  |  |  |  | 25 | 0.018147
3309 | ASPN_G | 1 | North | YES | 0.14658 | 50 | 0 | 50 |  | 1 | Bio | 1 | 0.29693 | 50 | 50 | 7.3289 | 50 |  |  | 0.29693 | 14.8463 | 0.15187 | 0.1709 |  |  |  |  | 26 | 0.018393
3348 | CHAMPION_1G | MB | North | YES | 0.14652 | 0 | 42 | 42 |  | 1 | Cogen | 1 | 0.29686 | 0 | 0 | 0 | 0 |  |  | 0.29686 | 0 | 0.15187 | 0.1709 |  |  |  |  | 27 | 0.018556
13116 | TGATEWAY_1G | 1 | North | YES | 0.14598 | 151 | 30 | 151 | 0 | 1.0232 | CC | 1 | 0.29633 | 151 | 151 | 22.0436 | 151 |  |  | 0.29633 | 44.7463 | 0.15545 | 0.17461 |  |  |  |  | 28 | 0.018992
13117 | TGATEWAY_2G | 2 | North | YES | 0.14598 | 130 | 30 | 130 | 0 | 1.0232 | CC | 1 | 0.29633 | 130 | 130 | 18.9779 | 130 |  |  | 0.29633 | 38.5233 | 0.15854 | 0.17781 |  |  |  |  | 29 | 0.019037
13118 | TGATEWAY_3G | 3 | North | YES | 0.14598 | 148 | 30 | 148 | 0 | 1.0232 | CC | 1 | 0.29633 | 148 | 148 | 21.6056 | 148 |  |  | 0.29633 | 43.8573 | 0.16205 | 0.18145 |  |  |  |  | 30 | 0.019037
13119 | TGATEWAY_4G | 4 | North | YES | 0.14598 | 399 | 65 | 399 | 0 | 1.0232 | CC | 1 | 0.29633 | 399 | 399 | 58.2476 | 399 |  |  | 0.29633 | 118.2369 | 0.17152 | 0.19126 |  |  |  |  | 31 | 0.019164
3097 | MARTLAKE_1G | 1 | North | YES | 0.1454 | 790 | 500 | 790 | 0 | 1.017 | LIGCO | 1 | 0.29575 | 0 | 790 | 114.8636 | 790 |  |  | 0.29575 | 233.6393 | 0.19028 | 0.21064 |  |  |  |  | 32 | 0.019274
3098 | MARTLAKE_2G | 2 | North | YES | 0.1454 | 795 | 461 | 795 | 0 | 1.017 | LIGCO | 1 | 0.29575 | 0 | 795 | 115.5906 | 795 |  |  | 0.29575 | 235.118 | 0.20915 | 0.23015 |  |  |  |  | 33 | 0.019398
3099 | MARTLAKE_3G | 3 | North | YES | 0.1454 | 804 | 500 | 804 | 0 | 1.017 | LIGCO | 1 | 0.29575 | 0 | 804 | 116.8992 | 804 |  |  | 0.29575 | 237.7798 | 0.22824 | 0.24987 |  |  |  |  | 34 | 0.019735
3126 | TRINIDAD_6G | 1 | North | YES | 0.14155 | 179.2 | 46 | 224 | 0 | 1 | GST | 1 | 0.2919 | 224 | 224 | 31.707 | 224 |  |  | 0.2919 | 65.3851 | 0.23356 | 0.2553 |  |  |  |  | 35 | 0.020363
12411 | FPLEFR1A_G | 1 | North | YES | 0.1413 | 161 | 72 | 161 | 0 | 1 | CC | 1 | 0.29165 | 161 | 161 | 22.749 | 161 |  |  | 0.29165 | 46.9552 | 0.23738 | 0.25919 |  |  |  |  | 36 | 0.020994
12412 | FPLEFR1B_G | 2 | North | YES | 0.1413 | 164 | 72 | 164 | 0 | 1 | CC | 1 | 0.29165 | 164 | 164 | 23.1729 | 164 |  |  | 0.29165 | 47.8301 | 0.24127 | 0.26316 |  |  |  |  | 37 | 0.021633
12413 | FPLEFR1C_G | 3 | North | YES | 0.1413 | 164 | 72 | 164 | 0 | 1 | CC | 1 | 0.29165 | 164 | 164 | 23.1729 | 164 |  |  | 0.29165 | 47.8301 | 0.24517 | 0.26713 |  |  |  |  | 38 | 0.02174
12414 | FPLEFR1S_G | 4 | North | YES | 0.1413 | 414 | 191 | 414 | 0 | 1 | CC | 1 | 0.29165 | 414 | 414 | 58.4974 | 414 |  |  | 0.29165 | 120.7418 | 0.25499 | 0.27714 |  |  |  |  | 39 | 0.021813
12421 | FPLEFR2A_G | 1 | North | YES | 0.1413 | 162 | 72 | 162 | 0 | 1 | CC | 1 | 0.29165 | 162 | 162 | 22.8903 | 162 |  |  | 0.29165 | 47.2468 | 0.25884 | 0.28106 |  |  |  |  | 40 | 0.021887
12422 | FPLEFR2B_G | 2 | North | YES | 0.1413 | 161 | 72 | 161 | 0 | 1 | CC | 1 | 0.29165 | 161 | 161 | 22.749 | 161 |  |  | 0.29165 | 46.9552 | 0.26266 | 0.28496 |  |  |  |  | 41 | 0.021962
12423 | FPLEFR2C_G | 3 | North | YES | 0.1413 | 163 | 72 | 163 | 0 | 1 | CC | 1 | 0.29165 | 163 | 163 | 23.0316 | 163 |  |  | 0.29165 | 47.5385 | 0.26653 | 0.2889 |  |  |  |  | 42 | 0.02215
12424 | FPLEFR2S_G | 4 | North | YES | 0.1413 | 415 | 191 | 415 | 0 | 1 | CC | 1 | 0.29165 | 415 | 415 | 58.6387 | 415 |  |  | 0.29165 | 121.0335 | 0.27638 | 0.29894 |  |  |  |  | 43 | 0.022224
2451 | LKHB1_G | 1 | North | YES | 0.14054 | 0 | 80 | 391 |  | 1.022 | GST | 1 | 0.29089 | 391 | 391 | 54.9515 | 391 |  |  | 0.29089 | 113.738 | 0.28567 | 0.30838 |  |  |  |  | 44 | 0.022297
2452 | LKHB2_G | 2 | North | YES | 0.14054 | 516 | 80 | 516 | 0 | 1.022 | GST | 1 | 0.29089 | 516 | 516 | 72.5192 | 516 |  |  | 0.29089 | 150.0992 | 0.29792 | 0.32083 |  |  |  |  | 45 | 0.022371
12440 | PARKD_1SVC8 | 1 | North | YES | 0.14047 | 0 | 0 | 0 | 0 | 1.007 | GST | 1 | 0.29082 | 0 | 0 | 0 | 0 |  |  | 0.29082 | 0 | 0.29792 | 0.32083 |  |  |  |  | 46 | 0.02256
12449 | PARKD_2SVC8 | 1 | North | YES | 0.14047 | 0 | 0 | 0 | 0 | 1.007 | GST | 1 | 0.29082 | 0 | 0 | 0 | 0 |  |  | 0.29082 | 0 | 0.29792 | 0.32083 |  |  |  |  | 47 | 0.022713
948 | STEAM1 | 1 | North | YES | 0.14011 | 0 | 12 | 20 |  | 1.02 | GST | 1 | 0.29046 | 20 | 20 | 2.8022 | 20 |  |  | 0.29046 | 5.8092 | 0.29839 | 0.32131 |  |  |  |  | 48 | 0.022915
949 | STEAM2 | 1 | North | YES | 0.14011 | 26 | 8 | 26 | 0 | 0.99 | GST | 1 | 0.29046 | 26 | 26 | 3.6428 | 26 |  |  | 0.29046 | 7.5519 | 0.29901 | 0.32194 |  |  |  |  | 49 | 0.022915
950 | STEAM3 | 1 | North | YES | 0.14011 | 41 | 13 | 42 | 0 | 1.02 | GST | 1 | 0.29046 | 42 | 42 | 5.8845 | 42 |  |  | 0.29046 | 12.1992 | 0.30001 | 0.32295 |  |  |  |  | 50 | 0.022915
837 | NEWMAN_G5 | 1 | North | YES | 0.13994 | 0 | 15 | 40 |  | 1.01 | GST | 1 | 0.29028 | 40 | 40 | 5.5974 | 40 |  |  | 0.29028 | 11.6114 | 0.30096 | 0.32392 |  |  |  |  | 51 | 0.022922
842 | OLINGER_G1 | 1 | North | YES | 0.13991 | 55.4 | 20 | 79 | 0 | 1.03 | GST | 1 | 0.29026 | 79 | 79 | 11.053 | 79 |  |  | 0.29026 | 22.9306 | 0.30283 | 0.32582 |  |  |  |  | 52 | 0.022931
843 | OLINGER_G2 | 1 | North | YES | 0.13991 | 76.2 | 25 | 110 | 0 | 1.03 | GST | 1 | 0.29026 | 110 | 110 | 15.3903 | 110 |  |  | 0.29026 | 31.9287 | 0.30544 | 0.32847 |  |  |  |  | 53 | 0.022946
844 | OLINGER_G3 | 1 | North | YES | 0.13991 | 103.9 | 45 | 150 | 0 | 1.03 | GST | 1 | 0.29026 | 150 | 150 | 20.9868 | 150 |  |  | 0.29026 | 43.5391 | 0.309 | 0.33208 |  |  |  |  | 54 | 0.02296
845 | OLINGER_G4 | 1 | North | YES | 0.13991 | 51.9 | 0 | 76 | 0 | 1.03 | GGT | 1 | 0.29026 | 76 | 76 | 10.6333 | 76 |  |  | 0.29026 | 22.0598 | 0.31081 | 0.33391 |  |  |  |  | 55 | 0.022987
1701 | MOSES_1G | 1 | North | YES | 0.13963 | 558 | 175 | 558 | 0 | 1.023 | LIGCO | 1 | 0.28998 | 0 | 558 | 77.9135 | 558 |  |  | 0.28998 | 161.8083 | 0.32406 | 0.34733 |  |  |  |  | 56 | 0.023024
1702 | MOSES_2G | 2 | North | YES | 0.13963 | 579 | 175 | 579 | 0 | 1.023 | LIGCO | 1 | 0.28998 | 0 | 579 | 80.8458 | 579 |  |  | 0.28998 | 167.8978 | 0.3378 | 0.36126 |  |  |  |  | 57 | 0.023075
1703 | MOSES_3G | 3 | North | YES | 0.13963 | 808 | 463 | 808 | 0 | 1.023 | LIGCO | 1 | 0.28998 | 0 | 808 | 112.821 | 808 |  |  | 0.28998 | 234.303 | 0.35698 | 0.3807 |  |  |  |  | 58 | 0.023101
5925 | DCEAST | EQ | North | YES | 0.13963 | 400.3 | -600 | 600 | 0 | 1.025 | DCTie | 1 | 0.28998 | 0 | 0 | 0 | 0 |  |  | 0.28998 | 0 | 0.35698 | 0.3807 |  |  |  |  | 59 | 0.023277
1675 | PEC_1G | 1 | North | YES | 0.13948 | 76.7 | 35 | 76.7 | 0 | 1.022 | Cogen | 1 | 0.28983 | 0 | 0 | 0 | 0 |  |  | 0.28983 | 0 | 0.35698 | 0.3807 |  |  |  |  | 60 | 0.02346
1676 | PEC_2G | 2 | North | YES | 0.13948 | 79.6 | 35 | 79.6 | 0 | 1.022 | Cogen | 1 | 0.28983 | 0 | 0 | 0 | 0 |  |  | 0.28983 | 0 | 0.35698 | 0.3807 |  |  |  |  | 61 | 0.023716
1677 | PEC_3G | 3 | North | YES | 0.13948 | 88.4 | 35 | 88.4 | 0 | 1.022 | Cogen | 1 | 0.28983 | 0 | 0 | 0 | 0 |  |  | 0.28983 | 0 | 0.35698 | 0.3807 |  |  |  |  | 62 | 0.023716
1678 | LAMARPWR_1G | 1 | North | YES | 0.13939 | 160 | 67.7 | 160 | 0 | 1.038 | CC | 1 | 0.28974 | 160 | 160 | 22.3022 | 160 |  |  | 0.28974 | 46.3581 | 0.36078 | 0.38455 |  |  |  |  | 63 | 0.023716
1679 | LAMARPWR_2G | 2 | North | YES | 0.13939 | 156 | 67.7 | 156 | 0 | 1.038 | CC | 1 | 0.28974 | 156 | 156 | 21.7447 | 156 |  |  | 0.28974 | 45.1991 | 0.36449 | 0.38829 |  |  |  |  | 64 | 0.023716
1680 | LAMARPWR_3G | 3 | North | YES | 0.13939 | 196 | 129.1 | 196 | 0 | 1.038 | CC | 1 | 0.28974 | 196 | 196 | 27.3202 | 196 |  |  | 0.28974 | 56.7886 | 0.36914 | 0.39301 |  |  |  |  | 65 | 0.023716
1681 | LAMARPWR_4G | 4 | North | YES | 0.13939 | 156 | 67.7 | 156 | 0 | 1.038 | CC | 1 | 0.28974 | 156 | 156 | 21.7447 | 156 |  |  | 0.28974 | 45.1991 | 0.37284 | 0.39676 |  |  |  |  | 66 | 0.023763
1682 | LAMARPWR_5G | 5 | North | YES | 0.13939 | 157 | 67.7 | 157 | 0 | 1.038 | CC | 1 | 0.28974 | 157 | 157 | 21.8841 | 157 |  |  | 0.28974 | 45.4889 | 0.37657 | 0.40053 |  |  |  |  | 67 | 0.023809
1683 | LAMARPWR_6G | 6 | North | YES | 0.13939 | 198 | 129.1 | 198 | 0 | 1.038 | CC | 1 | 0.28974 | 198 | 198 | 27.599 | 198 |  |  | 0.28974 | 57.3681 | 0.38127 | 0.40529 |  |  |  |  | 68 | 0.023867
1689 | VALLEY_3G | 3 | North | YES | 0.13925 | 0 | 25 | 375 |  | 1.003 | GST | 1 | 0.2896 | 375 | 375 | 52.2206 | 375 |  |  | 0.2896 | 108.6015 | 0.39017 | 0.4143 |  |  |  |  | 69 | 0.023914
11691 | KMICHICT1_G | 1 | North | YES | 0.13925 | 144 | 80 | 144 | 0 | 1.026 | CC | 1 | 0.2896 | 144 | 144 | 20.0527 | 144 |  |  | 0.2896 | 41.703 | 0.39359 | 0.41776 |  |  |  |  | 70 | 0.02396
11692 | KMICHICT2_G | 2 | North | YES | 0.13925 | 146 | 80 | 146 | 0 | 1.026 | CC | 1 | 0.2896 | 146 | 146 | 20.3312 | 146 |  |  | 0.2896 | 42.2822 | 0.39706 | 0.42127 |  |  |  |  | 71 | 0.024019
11693 | KMICHIST3_G | 3 | North | YES | 0.13925 | 312 | 60 | 312 | 0 | 1.026 | CC | 1 | 0.2896 | 312 | 312 | 43.4476 | 312 |  |  | 0.2896 | 90.3564 | 0.40446 | 0.42876 |  |  |  |  | 72 | 0.024126
11694 | KMICHICT4_G | 4 | North | YES | 0.13925 | 144 | 80 | 144 | 0 | 1.026 | CC | 1 | 0.2896 | 144 | 144 | 20.0527 | 144 |  |  | 0.2896 | 41.703 | 0.40788 | 0.43222 |  |  |  |  | 73 | 0.024167
11695 | KMICHICT5_G | 5 | North | YES | 0.13925 | 148 | 80 | 148 | 0 | 1.026 | CC | 1 | 0.2896 | 148 | 148 | 20.6097 | 148 |  |  | 0.2896 | 42.8614 | 0.4114 | 0.43578 |  |  |  |  | 74 | 0.024208
11696 | KMICHIST6_G | 6 | North | YES | 0.13925 | 310 | 60 | 310 | 0 | 1.026 | CC | 1 | 0.2896 | 310 | 310 | 43.169 | 310 |  |  | 0.2896 | 89.7772 | 0.41876 | 0.44323 |  |  |  |  | 75 | 0.024297
1687 | VALLEY_1G | 1 | North | YES | 0.13895 | 136 | 15 | 170 | 0 | 1.029 | GST | 1 | 0.2893 | 170 | 170 | 23.6218 | 170 |  |  | 0.2893 | 49.1812 | 0.42279 | 0.44731 |  |  |  |  | 76 | 0.024338
1688 | VALLEY_2G | 2 | North | YES | 0.13895 | 527 | 90 | 527 | 0 | 1.029 | GSC | 1 | 0.2893 | 527 | 527 | 73.2277 | 527 |  |  | 0.2893 | 152.4616 | 0.4353 | 0.45995 |  |  |  |  | 77 | 0.02438
2413 | MTCK6_G | 6 | North | YES | 0.13894 | 0 | 30 | 118 |  | 1.022 | GST | 1 | 0.28929 | 118 | 118 | 16.3948 | 118 |  |  | 0.28929 | 34.136 | 0.4381 | 0.46279 |  |  |  |  | 78 | 0.024469
2414 | MTCK7_G | 7 | North | YES | 0.13894 | 0 | 30 | 115 |  | 1.022 | GST | 1 | 0.28929 | 115 | 115 | 15.978 | 115 |  |  | 0.28929 | 33.2681 | 0.44084 | 0.46555 |  |  |  |  | 79 | 0.024513
2417 | MTCK8_G | 8 | North | YES | 0.13894 | 444.8 | 60 | 556 | 0 | 1.022 | GSC | 1 | 0.28929 | 556 | 556 | 77.2501 | 556 |  |  | 0.28929 | 160.8441 | 0.45403 | 0.47889 |  |  |  |  | 80 | 0.02465
6948 | DENISNDM | 1 | North | YES | 0.13871 | 40 | 5 | 40 |  | 1.015 | Hydro | 1 | 0.28906 | 0 | 0 | 0 | 0 |  |  | 0.28906 | 0 | 0.45403 | 0.47889 |  |  |  |  | 81 | 0.024681
6948 | DENISNDM | 2 | North | YES | 0.13871 | 31 | 5 | 40 |  | 1.015 | Hydro | 1 | 0.28906 | 0 | 0 | 0 | 0 |  |  | 0.28906 | 0 | 0.45403 | 0.47889 |  |  |  |  | 82 | 0.02471
2371 | COLLIN_1G | MB | North | YES | 0.13797 | 0 | 40 | 138 |  | 1.022 | GST | 1 | 0.28832 | 0 | 0 | 0 | 0 |  |  | 0.28832 | 0 | 0.45403 | 0.47889 |  |  |  |  | 83 | 0.024854
2381 | NTHLK1_G | 1 | North | YES | 0.13771 | 0 | 35 | 156 |  | 1.022 | GST | 1 | 0.28805 | 156 | 156 | 21.4821 | 156 |  |  | 0.28805 | 44.9366 | 0.45774 | 0.48262 |  |  |  |  | 84 | 0.024854
2382 | NTHLK2_G | 2 | North | YES | 0.13771 | 0 | 35 | 181 |  | 1.022 | GST | 1 | 0.28805 | 181 | 181 | 24.9248 | 181 |  |  | 0.28805 | 52.1379 | 0.46204 | 0.48694 |  |  |  |  | 85 | 0.024854
2383 | NTHLK3_G | 3 | North | YES | 0.13771 | 0 | 50 | 329 |  | 1.022 | GST | 1 | 0.28805 | 329 | 329 | 45.3053 | 329 |  |  | 0.28805 | 94.7701 | 0.46985 | 0.4948 |  |  |  |  | 86 | 0.024854
12322 | ENNSTRAC_1G | 1 | North | YES | 0.13766 | 196 | 130 | 196 | 0 | 1.036 | CC | 1 | 0.28801 | 196 | 196 | 26.981 | 196 |  |  | 0.28801 | 56.4494 | 0.4745 | 0.49949 |  |  |  |  | 87 | 0.024879
12323 | ENNSTRAC_2G | 2 | North | YES | 0.13766 | 116 | 100 | 116 | 0 | 1.036 | CC | 1 | 0.28801 | 116 | 116 | 15.9683 | 116 |  |  | 0.28801 | 33.4088 | 0.47725 | 0.50226 |  |  |  |  | 88 | 0.024907
923 | SPENCER_G4 | 1 | North | YES | 0.13518 | 48 | 20 | 61 | 0 | 1.03 | GST | 1 | 0.28553 | 61 | 61 | 8.246 | 61 |  |  | 0.28553 | 17.4173 | 0.4787 | 0.5037 |  |  |  |  | 89 | 0.024958
924 | SPENCER_G5 | 1 | North | YES | 0.13518 | 52 | 20 | 66 | 0 | 1.03 | GST | 1 | 0.28553 | 66 | 66 | 8.9219 | 66 |  |  | 0.28553 | 18.8449 | 0.48027 | 0.50527 |  |  |  |  | 90 | 0.024988
1948 | HANDLEY_4G | 4 | North | YES | 0.13413 | 348 | 150 | 435 | 0 | 1.022 | GST | 1 | 0.28448 | 435 | 435 | 58.3452 | 435 |  |  | 0.28448 | 123.747 | 0.4906 | 0.51553 |  |  |  |  | 91 | 0.025006
1947 | HANDLEY_3G | 3 | North | YES | 0.13388 | 316 | 100 | 395 | 0 | 1.022 | GST | 1 | 0.28423 | 395 | 395 | 52.883 | 395 |  |  | 0.28423 | 112.2708 | 0.49997 | 0.52485 |  |  |  |  | 92 | 0.025003
1949 | HANDLEY_5G | 5 | North | YES | 0.13388 | 348 | 150 | 435 | 0 | 1.022 | GST | 1 | 0.28423 | 435 | 435 | 58.2382 | 435 |  |  | 0.28423 | 123.64 | 0.5103 | 0.5351 |  |  |  |  | 93 | 0.024999
1941 | MDLTHELP_1G | 1 | North | YES | 0.13387 | 216.4 | 74 | 216.4 | 0 | 1 | CC | 1 | 0.28421 | 216.4 | 216.4 | 28.9684 | 216.4 |  |  | 0.28421 | 61.5039 | 0.51544 | 0.54021 |  |  |  |  | 94 | 0.024938
1942 | MDLTHELP_2G | 2 | North | YES | 0.13387 | 216.1 | 74 | 216.1 | 0 | 1 | CC | 1 | 0.28421 | 216.1 | 216.1 | 28.9282 | 216.1 |  |  | 0.28421 | 61.4186 | 0.52057 | 0.5453 |  |  |  |  | 95 | 0.024875
728 | WOLFRIDGE801 | 1 | North | YES | 0.13384 | 11.2 | 0 | 112.5 | 0 | 0.99 | Wind | 1 | 0.28419 | 0 | 112.5 | 15.0569 | 112.5 |  |  | 0.28419 | 31.9711 | 0.52324 | 0.54795 |  |  |  |  | 96 | 0.024805
1861 | EAGLEMNT_1G | MB | North | YES | 0.13328 | 0 | 30 | 112 |  | 1.022 | GST | 1 | 0.28362 | 0 | 0 | 0 | 0 |  |  | 0.28362 | 0 | 0.52324 | 0.54795 |  |  |  |  | 97 | 0.02477
1862 | EAGLEMNT_2G | MB | North | YES | 0.13328 | 0 | 40 | 100 |  | 1.022 | GST | 1 | 0.28362 | 0 | 0 | 0 | 0 |  |  | 0.28362 | 0 | 0.52324 | 0.54795 |  |  |  |  | 98 | 0.024735
1863 | EAGLEMNT_3G | MB | North | YES | 0.13328 | 0 | 50 | 378 |  | 1.022 | GST | 1 | 0.28362 | 0 | 0 | 0 | 0 |  |  | 0.28362 | 0 | 0.52324 | 0.54795 |  |  |  |  | 99 | 0.024716
1937 | MDLTHELP_5G | 5 | North | YES | 0.13241 | 224 | 74 | 224 | 0 | 1 | CC | 1 | 0.28275 | 224 | 224 | 29.6589 | 224 |  |  | 0.28275 | 63.3371 | 0.52856 | 0.55321 |  |  |  |  | 100 | 0.024716
1938 | MDLTHELP_6G | 6 | North | YES | 0.13241 | 226 | 74 | 226 | 0 | 1 | CC | 1 | 0.28275 | 226 | 226 | 29.9238 | 226 |  |  | 0.28275 | 63.9026 | 0.53392 | 0.55851 |  |  |  |  | 101 | 0.024716
1943 | MDLTHELP_3G | 3 | North | YES | 0.13241 | 212 | 74 | 212 | 0 | 1 | CC | 1 | 0.28275 | 212 | 212 | 28.0701 | 212 |  |  | 0.28275 | 59.9441 | 0.53895 | 0.56348 |  |  |  |  | 102 | 0.024716
1944 | MDLTHELP_4G | 4 | North | YES | 0.13241 | 211 | 74 | 211 | 0 | 1 | CC | 1 | 0.28275 | 211 | 211 | 27.9377 | 211 |  |  | 0.28275 | 59.6613 | 0.54396 | 0.56843 |  |  |  |  | 103 | 0.024653
580 | JCKCNTY801 | 1 | North | YES | 0.13185 | 288 | 0 | 288 | 0 | 1.022 | CC | 1 | 0.2822 | 288 | 288 | 37.9725 | 288 |  |  | 0.2822 | 81.273 | 0.5508 | 0.57518 |  |  |  |  | 104 | 0.024589
581 | JCKCNTY802 | 2 | North | YES | 0.13185 | 147 | 0 | 147 | 0 | 1.022 | CC | 1 | 0.2822 | 147 | 147 | 19.3818 | 147 |  |  | 0.2822 | 41.4831 | 0.55429 | 0.57862 |  |  |  |  | 105 | 0.024529
582 | JCKCNTY803 | 3 | North | YES | 0.13185 | 147 | 0 | 147 | 0 | 1.022 | CC | 1 | 0.2822 | 147 | 147 | 19.3818 | 147 |  |  | 0.2822 | 41.4831 | 0.55778 | 0.58206 |  |  |  |  | 106 | 0.024469
1889 | DECRDOVA_1G | 1 | North | YES | 0.1314 | 779 | 255 | 779 | 0 | 1.02 | GSC | 1 | 0.28175 | 779 | 779 | 102.3629 | 779 |  |  | 0.28175 | 219.4848 | 0.57627 | 0.60027 |  |  |  |  | 107 | 0.024374
1877 | WLFHOLW_1G | 1 | North | YES | 0.13113 | 217.3 | 89.2 | 217.3 | 0 | 1.032 | CC | 1 | 0.28148 | 217.3 | 217.3 | 28.4952 | 217.3 |  |  | 0.28148 | 61.166 | 0.58143 | 0.60534 |  |  |  |  | 108 | 0.024326
1878 | WLFHOLW_2G | 2 | North | YES | 0.13113 | 215.7 | 105 | 215.7 | 0 | 1.032 | CC | 1 | 0.28148 | 215.7 | 215.7 | 28.2854 | 215.7 |  |  | 0.28148 | 60.7157 | 0.58655 | 0.61038 |  |  |  |  | 109 | 0.024277
1879 | WLFHOLW_3G | 3 | North | YES | 0.13113 | 272.4 | 89.2 | 272.4 | 0 | 1.032 | CC | 1 | 0.28148 | 272.4 | 272.4 | 35.7206 | 272.4 |  |  | 0.28148 | 76.6757 | 0.59302 | 0.61674 |  |  |  |  | 110 | 0.023992
1453 | WCPWRCO_1G | 1 | North | YES | 0.13093 | 204 | 50 | 204 | 0 | 1.02 | CC | 1 | 0.28128 | 204 | 204 | 26.7103 | 204 |  |  | 0.28128 | 57.3815 | 0.59786 | 0.6215 |  |  |  |  | 111 | 0.023907
1454 | WCPWRCO_2G | 2 | North | YES | 0.13093 | 204 | 50 | 204 | 0 | 1.02 | CC | 1 | 0.28128 | 204 | 204 | 26.7103 | 204 |  |  | 0.28128 | 57.3815 | 0.60271 | 0.62626 |  |  |  |  | 112 | 0.023824
1455 | WCPWRCO_3G | 3 | North | YES | 0.13093 | 242 | 50 | 242 |  | 1.02 | CC | 1 | 0.28128 | 242 | 242 | 31.6858 | 242 |  |  | 0.28128 | 68.0702 | 0.60845 | 0.63191 |  |  |  |  | 113 | 0.023718
1898 | COMCHEPK_1G | 1 | North | YES | 0.13075 | 1217 | 1150 | 1217 | 0 | 1.032 | Nuc | 1 | 0.2811 | 0 | 0 | 0 | 0 |  |  | 0.2811 | 0 | 0.60845 | 0.63191 |  |  |  |  | 114 | 0.023635
1899 | COMCHEPK_2G | 2 | North | YES | 0.13075 | 1159 | 1128 | 1159 | 0 | 1.032 | Nuc | 1 | 0.2811 | 0 | 0 | 0 | 0 |  |  | 0.2811 | 0 | 0.60845 | 0.63191 |  |  |  |  | 115 | 0.023552
503 | NTHTEXAS01 | 1 | North | YES | 0.13007 | 0 | 5 | 18 |  | 1.015 | GST | 1 | 0.28042 | 18 | 18 | 2.3413 | 18 |  |  | 0.28042 | 5.0475 | 0.60888 | 0.63233 |  |  |  |  | 116 | 0.023454
504 | NTHTEXAS02 | 2 | North | YES | 0.13007 | 14.4 | 5 | 18 |  | 1.015 | GST | 1 | 0.28042 | 18 | 18 | 2.3413 | 18 |  |  | 0.28042 | 5.0475 | 0.60931 | 0.63274 |  |  |  |  | 117 | 0.023454
505 | NTHTEXAS03 | 3 | North | YES | 0.13007 | 30.4 | 15 | 38 |  | 1.015 | GST | 1 | 0.28042 | 38 | 38 | 4.9427 | 38 |  |  | 0.28042 | 10.6559 | 0.61021 | 0.63363 |  |  |  |  | 118 | 0.023454
1892 | DECRDOVA_2G | A | North | YES | 0.13004 | 65 | 65 | 70 | 0 | 1.025 | GGT | 1 | 0.28039 | 70 | 70 | 9.1028 | 70 |  |  | 0.28039 | 19.6272 | 0.61187 | 0.63526 |  |  |  |  | 119 | 0.023446
1893 | DECRDOVA_3G | B | North | YES | 0.13004 | 65 | 65 | 69 | 0 | 1.025 | GGT | 1 | 0.28039 | 69 | 69 | 8.9728 | 69 |  |  | 0.28039 | 19.3468 | 0.61351 | 0.63686 |  |  |  |  | 120 | 0.023437
1894 | DECRDOVA_4G | C | North | YES | 0.13004 | 65 | 65 | 69 | 0 | 1.025 | GGT | 1 | 0.28039 | 69 | 69 | 8.9728 | 69 |  |  | 0.28039 | 19.3468 | 0.61515 | 0.63847 |  |  |  |  | 121 | 0.023419
1895 | DECRDOVA_5G | D | North | YES | 0.13004 | 65 | 65 | 68 | 0 | 1.025 | GGT | 1 | 0.28039 | 68 | 68 | 8.8427 | 68 |  |  | 0.28039 | 19.0665 | 0.61676 | 0.64005 |  |  |  |  | 122 | 0.023385
366 | JNSNCNTY802 | 1 | North | YES | 0.1292 | 168 | 20 | 168 | 0 | 1.02 | Cogen | 1 | 0.27955 | 0 | 0 | 0 | 0 |  |  | 0.27955 | 0 | 0.61676 | 0.64005 |  |  |  |  | 123 | 0.023352
367 | JNSNCNTY802 | 2 | North | YES | 0.1292 | 90 | 20 | 90 | 0 | 1.02 | Cogen | 1 | 0.27955 | 0 | 0 | 0 | 0 |  |  | 0.27955 | 0 | 0.61676 | 0.64005 |  |  |  |  | 124 | 0.023319
344 | MRSSHPRD | 1 | North | YES | 0.12878 | 0 | 0 | 12 |  | 1.03 | Hydro | 1 | 0.27912 | 0 | 0 | 0 | 0 |  |  | 0.27912 | 0 | 0.61676 | 0.64005 |  |  |  |  | 125 | 0.023287
345 | MRSSHPRD01 | 2 | North | YES | 0.12878 | 0 | 0 | 12 |  | 1.03 | Hydro | 1 | 0.27912 | 0 | 0 | 0 | 0 |  |  | 0.27912 | 0 | 0.61676 | 0.64005 |  |  |  |  | 126 | 0.023287
1600 | BARTNWND_1G | 1 | North | YES | 0.12858 | 12 | 0 | 120 | 0 | 1.022 | Wind | 1 | 0.27893 | 0 | 120 | 15.4292 | 120 |  |  | 0.27893 | 33.4711 | 0.61961 | 0.64283 |  |  |  |  | 127 | 0.023287
1479 | WFCOGEN_1G | 1 | North | YES | 0.12838 | 16 | 12 | 20 | 0 | 1 | Cogen | 1 | 0.27873 | 0 | 0 | 0 | 0 |  |  | 0.27873 | 0 | 0.61961 | 0.64283 |  |  |  |  | 128 | 0.023287
1479 | WFCOGEN_1G | 2 | North | YES | 0.12838 | 16 | 12 | 20 | 0 | 1 | Cogen | 1 | 0.27873 | 0 | 0 | 0 | 0 |  |  | 0.27873 | 0 | 0.61961 | 0.64283 |  |  |  |  | 129 | 0.023287
1482 | WFCOGEN_2G | 1 | North | YES | 0.12838 | 16 | 12 | 20 | 0 | 1 | Cogen | 1 | 0.27873 | 0 | 0 | 0 | 0 |  |  | 0.27873 | 0 | 0.61961 | 0.64283 |  |  |  |  | 130 | 0.023215
1482 | WFCOGEN_2G | 2 | North | YES | 0.12838 | 13.6 | 12 | 17 | 0 | 1 | Cogen | 1 | 0.27873 | 0 | 0 | 0 | 0 |  |  | 0.27873 | 0 | 0.61961 | 0.64283 |  |  |  |  | 131 | 0.023215
1432 | GRHAMSES_2G | 2 | North | YES | 0.12827 | 294.9 | 90 | 366 | 0 | 1.014 | GST | 1 | 0.27861 | 366 | 366 | 46.9454 | 366 |  |  | 0.27861 | 101.9731 | 0.6283 | 0.65128 |  |  |  |  | 132 | 0.023215
332 | RWMILLER01 | 1 | North | YES | 0.12758 | 58.4 | 18.5 | 73 | 0 | 1.04 | GST | 1 | 0.27793 | 73 | 73 | 9.3131 | 73 |  |  | 0.27793 | 20.2886 | 0.63003 | 0.65297 |  |  |  |  | 133 | 0.023215
333 | RWMILLER02 | 2 | North | YES | 0.12758 | 95.2 | 37 | 119 | 0 | 1.04 | GST | 1 | 0.27793 | 119 | 119 | 15.1817 | 119 |  |  | 0.27793 | 33.0732 | 0.63286 | 0.65571 |  |  |  |  | 134 | 0.023215
334 | RWMILLER03 | 3 | North | YES | 0.12758 | 166.4 | 65 | 208 | 0 | 1.04 | GST | 1 | 0.27793 | 208 | 208 | 26.536 | 208 |  |  | 0.27793 | 57.8086 | 0.6378 | 0.66051 |  |  |  |  | 135 | 0.022985
335 | RWMILLER04 | 4 | North | YES | 0.12758 | 81.6 | 0 | 102 | 0 | 1.04 | GST | 1 | 0.27793 | 102 | 102 | 13.0129 | 102 |  |  | 0.27793 | 28.3484 | 0.64022 | 0.66286 |  |  |  |  | 136 | 0.022935
336 | RWMILLER05 | 5 | North | YES | 0.12758 | 80.8 | 0 | 101 | 0 | 1.04 | GST | 1 | 0.27793 | 101 | 101 | 12.8853 | 101 |  |  | 0.27793 | 28.0705 | 0.64262 | 0.66519 |  |  |  |  | 137 | 0.022854
1433 | GRHAMSES_1G | 1 | North | YES | 0.12748 | 242 | 60 | 242 | 0 | 1.038 | GST | 1 | 0.27783 | 242 | 242 | 30.8514 | 242 |  |  | 0.27783 | 67.2358 | 0.64836 | 0.67077 |  |  |  |  | 138 | 0.022712
6100 | OKLA7A | EQ | West | YES | 0.12623 | 50 | -220 | 220 | 0 | 1.035 | DCTie | 1 | 0.27658 | 0 | 0 |  |  |  |  | 0.27658 | 0 | 0.64836 | 0.67077 |  |  |  |  | 139 | 0.022642
6752 | OKLA0A | 1 | West | YES | 0.12623 | 649.7 | 175 | 649.7 | 0 | 1.035 | LIGCO | 1 | 0.27658 | 0 | 649.7 |  |  |  |  | 0.27658 | 179.6914 | 0.66378 | 0.68567 |  |  |  |  | 140 | 0.022573
1442 | COKFIELD_5 | 1 | North | YES | 0.12554 | 16.5 | 0 | 165 |  | 1.029 | Wind | 1 | 0.27589 | 0 | 165 | 20.7141 | 165 |  |  | 0.27589 | 45.5217 | 0.6677 | 0.68945 |  |  |  |  | 141 | 0.022406
1438 | MESQUITW_2G | 1 | North | YES | 0.12468 | 23.6 | 0 | 236 |  | 1.017 | Wind | 1 | 0.27503 | 0 | 236 | 29.4245 | 236 |  |  | 0.27503 | 64.9068 | 0.6733 | 0.69483 |  |  |  |  | 142 | 0.022406
1437 | MESQUITW_1G | 1 | North | YES | 0.12467 | 40 | 0 | 400 | 0 | 1.023 | Wind | 1 | 0.27502 | 0 | 400 | 49.87 | 400 |  |  | 0.27502 | 110.0096 | 0.6828 | 0.70396 |  |  |  |  | 143 | 0.021889
60081 | WHRLWIND1A | 1 | West | YES | 0.12302 | 12 | 0 | 60 | 0 | 1.03 | Wind | 1 | 0.27337 | 0 | 60 |  |  |  |  | 0.27337 | 16.4023 | 0.68423 | 0.70532 |  |  |  |  | 144 | 0.021748
1416 | SWETWATR_1G | 1 | West | YES | 0.1225 | 30 | 18 | 30 | 0 | 1.026 | CC | 1 | 0.27285 | 30 | 30 |  |  |  |  | 0.27285 | 8.1854 | 0.68494 | 0.706 |  |  |  |  | 145 | 0.02153
1417 | SWETWATR_2G | 2 | West | YES | 0.1225 | 72 | 36 | 72 | 0 | 1.026 | CC | 1 | 0.27285 | 72 | 72 |  |  |  |  | 0.27285 | 19.6449 | 0.68665 | 0.70763 |  |  |  |  | 146 | 0.02116
1418 | SWETWATR_3G | 3 | West | YES | 0.1225 | 68 | 36 | 68 | 0 | 1.026 | CC | 1 | 0.27285 | 68 | 68 |  |  |  |  | 0.27285 | 18.5535 | 0.68826 | 0.70917 |  |  |  |  | 147 | 0.021096
1419 | SWETWATR_4G | 4 | West | YES | 0.1225 | 61 | 36 | 61 | 0 | 1.026 | CC | 1 | 0.27285 | 61 | 61 |  |  |  |  | 0.27285 | 16.6436 | 0.68971 | 0.71055 |  |  |  |  | 148 | 0.021063
1643 | SLSTR1PP_1G | 1 | North | YES | 0.12237 | 6 | 0 | 60 | 0 | 1.022 | Wind | 1 | 0.27272 | 0 | 60 | 7.3421 | 60 |  |  | 0.27272 | 16.3631 | 0.69113 | 0.71191 |  |  |  |  | 149 | 0.020984
11056 | ROSCOE_1G | 1 | West | YES | 0.12203 | 41.8 | 0 | 209 |  | 1 | Wind | 1 | 0.27238 | 0 | 209 |  |  |  |  | 0.27238 | 56.9266 | 0.6961 | 0.71663 |  |  |  |  | 150 | 0.020908
11057 | CHAMPION_1G | 1 | West | YES | 0.12203 | 25.3 | 0 | 126.5 |  | 1 | Wind | 1 | 0.27238 | 0 | 126.5 |  |  |  |  | 0.27238 | 34.4556 | 0.6991 | 0.71949 |  |  |  |  | 151 | 0.020841
11058 | PYRON_1G | 1 | West | YES | 0.12203 | 49.8 | 0 | 249 |  | 1 | Wind | 1 | 0.27238 | 0 | 249 |  |  |  |  | 0.27238 | 67.8216 | 0.70501 | 0.72512 |  |  |  |  | 152 | 0.020774
11059 | INADALE_1G | 1 | West | YES | 0.12203 | 39.4 | 0 | 197 |  | 1 | Wind | 1 | 0.27238 | 0 | 197 |  |  |  |  | 0.27238 | 53.6581 | 0.70969 | 0.72957 |  |  |  |  | 153 | 0.020535
6144 | MCADOO1A | 1 | West | YES | 0.122 | 15 | 0 | 150 | 0 | 1.025 | Wind | 1 | 0.27235 | 0 | 150 |  |  |  |  | 0.27235 | 40.8525 | 0.71325 | 0.73296 |  |  |  |  | 154 | 0.02039
71051 | L_BITTCR1_1N | W1 | West | YES | 0.12198 | 7.5 | 0 | 37.5 |  | 1.02 | Wind | 1 | 0.27233 | 0 | 37.5 |  |  |  |  | 0.27233 | 10.2122 | 0.71414 | 0.7338 |  |  |  |  | 155 | 0.020105
71054 | L_SWEETW1_1N | W1 | West | YES | 0.12198 | 21.5 | 0 | 107.5 |  | 1.02 | Wind | 1 | 0.27233 | 0 | 107.5 |  |  |  |  | 0.27233 | 29.275 | 0.71669 | 0.73623 |  |  |  |  | 156 | 0.01988
71057 | L_SWEETW1_2N | W1 | West | YES | 0.12198 | 27 | 0 | 135 |  | 1.02 | Wind | 1 | 0.27233 | 0 | 135 |  |  |  |  | 0.27233 | 36.764 | 0.7199 | 0.73928 |  |  |  |  | 157 | 0.019708
71059 | L_SWEETW1_3N | W1 | West | YES | 0.12198 | 23.8 | 0 | 119 | 0 | 1.02 | Wind | 1 | 0.27233 | 0 | 119 |  |  |  |  | 0.27233 | 32.4068 | 0.72272 | 0.74197 |  |  |  |  | 158 | 0.019665
71060 | L_SWEETW1_4N | W1 | West | YES | 0.12198 | 21 | 0 | 105 | 0 | 1.02 | Wind | 1 | 0.27233 | 0 | 105 |  |  |  |  | 0.27233 | 28.5942 | 0.72521 | 0.74434 |  |  |  |  | 159 | 0.019541
71061 | L_SWEETW1_5N | W1 | West | YES | 0.12198 | 16.1 | 0 | 80.5 | 0 | 1.02 | Wind | 1 | 0.27233 | 0 | 80.5 |  |  |  |  | 0.27233 | 21.9222 | 0.72712 | 0.74616 |  |  |  |  | 160 | 0.019386
6407 | TURKTRAK1A | 1 | West | YES | 0.12153 | 33.9 | 0 | 169.5 | 0 | 1.025 | Wind | 1 | 0.27188 | 0 | 169.5 |  |  |  |  | 0.27188 | 46.0833 | 0.73115 | 0.74998 |  |  |  |  | 161 | 0.01925
1343 | TRENTIPP_8 | 1 | West | YES | 0.12133 | 30 | 0 | 150 |  | 1.014 | Wind | 1 | 0.27168 | 0 | 150 |  |  |  |  | 0.27168 | 40.752 | 0.73471 | 0.75336 |  |  |  |  | 162 | 0.019129
1354 | AEPWIND_8 | 1 | West | YES | 0.12133 | 20.2 | 0 | 101 |  | 1 | Wind | 1 | 0.27168 | 0 | 101 |  |  |  |  | 0.27168 | 27.4397 | 0.73711 | 0.75564 |  |  |  |  | 163 | 0.019037
36998 | RDCNYNG1 | 1 | West | YES | 0.12123 | 16.8 | 0 | 84 |  | 1.01 | Wind | 1 | 0.27157 | 0 | 84 |  |  |  |  | 0.27157 | 22.8123 | 0.7391 | 0.75753 |  |  |  |  | 164 | 0.018836
1061 | CIELOGEN_1G | 1 | West | YES | 0.12105 | 19.8 | 0 | 99 |  | 1 | Wind | 1 | 0.2714 | 0 | 99 |  |  |  |  | 0.2714 | 26.8684 | 0.74145 | 0.75976 |  |  |  |  | 165 | 0.018655
1062 | CIELOGEN_2G | 1 | West | YES | 0.12105 | 12.2 | 0 | 61 |  | 1 | Wind | 1 | 0.2714 | 0 | 61 |  |  |  |  | 0.2714 | 16.5553 | 0.7429 | 0.76114 |  |  |  |  | 166 | 0.018534
1069 | KINDERMG_1G | 1 | West | YES | 0.12105 | 25 | 5 | 25 | 0 | 1.017 | Cogen | 1 | 0.2714 | 0 | 0 |  |  |  |  | 0.2714 | 0 | 0.7429 | 0.76114 |  |  |  |  | 167 | 0.018432
1070 | KINDERMG_2G | 1 | West | YES | 0.12105 | 45.7 | 12 | 45.7 | 0 | 1.017 | Cogen | 1 | 0.2714 | 0 | 0 |  |  |  |  | 0.2714 | 0 | 0.7429 | 0.76114 |  |  |  |  | 168 | 0.018311
1071 | KINDERMG_3G | 1 | West | YES | 0.12105 | 45.7 | 12 | 45.7 | 0 | 1.017 | Cogen | 1 | 0.2714 | 0 | 0 |  |  |  |  | 0.2714 | 0 | 0.7429 | 0.76114 |  |  |  |  | 169 | 0.018236
1068 | SCURRYCW_1G | 1 | West | YES | 0.12104 | 28.2 | 1.3 | 141 | 0 | 1.0217 | Wind | 1 | 0.27139 | 0 | 141 |  |  |  |  | 0.27139 | 38.2657 | 0.74625 | 0.76431 |  |  |  |  | 170 | 0.018236
1073 | SCURRYCW_2G | 2 | West | YES | 0.12104 | 24 | 0 | 120 | 0 | 1.0217 | Wind | 1 | 0.27139 | 0 | 120 |  |  |  |  | 0.27139 | 32.5666 | 0.7491 | 0.76701 |  |  |  |  | 171 | 0.018236
6637 | SNYDERW1A | 1 | West | YES | 0.12097 | 12.6 | 0 | 63 | 0 | 1.025 | Wind | 1 | 0.27132 | 0 | 63 |  |  |  |  | 0.27132 | 17.0932 | 0.75059 | 0.76843 |  |  |  |  | 172 | 0.018236
1037 | MORGAN5G_5G | 5 | West | YES | 0.12093 | 109.6 | 40 | 137 | 0 | 1.029 | GST | 1 | 0.27128 | 137 | 137 |  |  |  |  | 0.27128 | 37.1658 | 0.75384 | 0.77151 |  |  |  |  | 173 | 0.018063
1039 | MRGNAG_1G | A | West | YES | 0.12093 | 69 | 69 | 69 | 0 | 1.029 | GGT | 1 | 0.27128 | 69 | 69 |  |  |  |  | 0.27128 | 18.7185 | 0.75548 | 0.77307 |  |  |  |  | 174 | 0.017916
1040 | MRGNBG_2G | B | West | YES | 0.12093 | 70 | 70 | 71 | 0 | 1.029 | GGT | 1 | 0.27128 | 71 | 71 |  |  |  |  | 0.27128 | 19.2611 | 0.75717 | 0.77466 |  |  |  |  | 175 | 0.017839
1041 | MRGNCG_3G | C | West | YES | 0.12093 | 69 | 69 | 70 | 0 | 1.029 | GGT | 1 | 0.27128 | 70 | 70 |  |  |  |  | 0.27128 | 18.9898 | 0.75883 | 0.77624 |  |  |  |  | 176 | 0.01767
1042 | MRGNDG_4G | D | West | YES | 0.12093 | 68 | 68 | 68 | 0 | 1.029 | GGT | 1 | 0.27128 | 68 | 68 |  |  |  |  | 0.27128 | 18.4472 | 0.76044 | 0.77777 |  |  |  |  | 177 | 0.017584
1043 | MRGNEG_5G | E | West | YES | 0.12093 | 68 | 68 | 70 | 0 | 1.029 | GGT | 1 | 0.27128 | 70 | 70 |  |  |  |  | 0.27128 | 18.9898 | 0.76211 | 0.77935 |  |  |  |  | 178 | 0.017497
1044 | MRGNFG_6G | F | West | YES | 0.12093 | 66 | 66 | 66 | 0 | 1.029 | GGT | 1 | 0.27128 | 66 | 66 |  |  |  |  | 0.27128 | 17.9047 | 0.76367 | 0.78083 |  |  |  |  | 179 | 0.01741
60058 | BUFF_GAP1A | 1 | West | YES | 0.12088 | 24 | 0 | 120 |  | 1 | Wind | 1 | 0.27123 | 0 | 120 |  |  |  |  | 0.27123 | 32.5472 | 0.76652 | 0.78353 |  |  |  |  | 180 | 0.017326
60060 | CIRELLO | 1 | West | YES | 0.12088 | 46.6 | 0 | 233 | 0 | 1 | Wind | 1 | 0.27123 | 0 | 233 |  |  |  |  | 0.27123 | 63.1959 | 0.77205 | 0.78877 |  |  |  |  | 181 | 0.01724
60063 | BUFF_GAP1B | 1 | West | YES | 0.12088 | 34 | 0 | 170.2 | 0 | 1.02 | Wind | 1 | 0.27123 | 0 | 170.2 |  |  |  |  | 0.27123 | 46.1628 | 0.77609 | 0.7926 |  |  |  |  | 182 | 0.017158
60066 | H_HOLLOW1A | 1 | West | YES | 0.12088 | 44.4 | 0 | 222 | 0 | 1.005 | Wind | 1 | 0.27123 | 0 | 222 |  |  |  |  | 0.27123 | 60.2124 | 0.78136 | 0.7976 |  |  |  |  | 183 | 0.01701
60068 | HHOLLOW21A | 1 | West | YES | 0.12088 | 36.8 | 0 | 184 | 0 | 1.025 | Wind | 1 | 0.27123 | 0 | 184 |  |  |  |  | 0.27123 | 49.9058 | 0.78573 | 0.80174 |  |  |  |  | 184 | 0.016721
60070 | HHOLLOW31A | 1 | West | YES | 0.12088 | 44.8 | 0 | 224 | 0 | 1.025 | Wind | 1 | 0.27123 | 0 | 224 |  |  |  |  | 0.27123 | 60.7548 | 0.79105 | 0.80678 |  |  |  |  | 185 | 0.01651
60072 | HHOLLOW41A | 1 | West | YES | 0.12088 | 23 | 0 | 115 | 0 | 1.025 | Wind | 1 | 0.27123 | 0 | 115 |  |  |  |  | 0.27123 | 31.1911 | 0.79378 | 0.80937 |  |  |  |  | 186 | 0.016235
1058 | LONGSHORE_5 | 1 | West | YES | 0.12081 | 30 | 0 | 150 |  | 1.01 | Wind | 1 | 0.27116 | 0 | 150 |  |  |  |  | 0.27116 | 40.6743 | 0.79734 | 0.81274 |  |  |  |  | 187 | 0.016007
1058 | LONGSHORE_5 | 2 | West | YES | 0.12081 | 44 | 0 | 220 |  | 1.01 | Wind | 1 | 0.27116 | 0 | 220 |  |  |  |  | 0.27116 | 59.6556 | 0.80256 | 0.81769 |  |  |  |  | 188 | 0.015729
11065 | ELBOWCK_1G | 1 | West | YES | 0.12081 | 23.4 | 0 | 121.9 | 0 | 1 | Wind | 1 | 0.27116 | 0 | 121.9 |  |  |  |  | 0.27116 | 33.0546 | 0.80546 | 0.82043 |  |  |  |  | 189 | 0.015586
1045 | CALENG1G_1G | 1 | West | YES | 0.12061 | 73.4 | 27 | 73.4 | 0 | 1.014 | Cogen | 1 | 0.27096 | 0 | 0 |  |  |  |  | 0.27096 | 0 | 0.80546 | 0.82043 |  |  |  |  | 190 | 0.0154
1046 | CALENG2G_2G | 2 | West | YES | 0.12061 | 73.4 | 27 | 73.4 | 0 | 1.014 | Cogen | 1 | 0.27096 | 0 | 0 |  |  |  |  | 0.27096 | 0 | 0.80546 | 0.82043 |  |  |  |  | 191 | 0.015126
1047 | CALENG3G_3G | 3 | West | YES | 0.12061 | 70.4 | 27 | 70.4 | 0 | 1.014 | Cogen | 1 | 0.27096 | 0 | 0 |  |  |  |  | 0.27096 | 0 | 0.80546 | 0.82043 |  |  |  |  | 192 | 0.014974
11309 | BULLCREK_2G | 1 | West | YES | 0.1206 | 20.9 | 0 | 180 |  | 1 | Wind | 1 | 0.27095 | 0 | 180 |  |  |  |  | 0.27095 | 48.7703 | 0.80973 | 0.82448 |  |  |  |  | 193 | 0.014974
11310 | BULLCREK_1G | 1 | West | YES | 0.1206 | 15.1 | 0 | 180 |  | 1 | Wind | 1 | 0.27095 | 0 | 180 |  |  |  |  | 0.27095 | 48.7703 | 0.814 | 0.82852 |  |  |  |  | 194 | 0.014974
11320 | COYOTE_1G | 1 | West | YES | 0.12053 | 22.5 | 0 | 225 |  | 1 | Wind | 1 | 0.27088 | 0 | 225 |  |  |  |  | 0.27088 | 60.9482 | 0.81935 | 0.83358 |  |  |  |  | 195 | 0.014974
1360 | GUNSIGHT_8 | 1 | West | YES | 0.12026 | 0 | 0 | 120 |  | 1.01 | Wind | 1 | 0.27061 | 0 | 120 |  |  |  |  | 0.27061 | 32.4731 | 0.8222 | 0.83627 |  |  |  |  | 196 | 0.014747
1327 | WILDHRSE_1G | 1 | West | YES | 0.12022 | 0 | 0 | 120 |  | 1 | Wind | 1 | 0.27057 | 0 | 120 |  |  |  |  | 0.27057 | 32.4688 | 0.82504 | 0.83897 |  |  |  |  | 197 | 0.014519
1333 | MCDDONAL_8 | 1 | West | YES | 0.12001 | 42.8 | 0 | 214.2 |  | 1.01 | Wind | 1 | 0.27035 | 0 | 214.2 |  |  |  |  | 0.27035 | 57.91 | 0.83013 | 0.84377 |  |  |  |  | 198 | 0.014234
1328 | OCOTILLO_1G | 1 | West | YES | 0.11983 | 11.6 | 0 | 58 |  | 1.01 | Wind | 1 | 0.27018 | 0 | 58 |  |  |  |  | 0.27018 | 15.6703 | 0.83151 | 0.84507 |  |  |  |  | 199 | 0.014079
11001 | NAV1CT | 1 | West | YES | 0.11976 | 70.4 | 18 | 70.4 | 0 | 1.029 | CC | 1 | 0.27011 | 70.4 | 70.4 |  |  |  |  | 0.27011 | 19.016 | 0.83318 | 0.84665 |  |  |  |  | 200 | 0.013924
11009 | NAV2CT | 1 | West | YES | 0.11976 | 71.4 | 18 | 71.4 | 0 | 1.029 | CC | 1 | 0.27011 | 71.4 | 71.4 |  |  |  |  | 0.27011 | 19.2861 | 0.83487 | 0.84825 |  |  |  |  | 201 | 0.013643
11011 | NAV3ST | 1 | West | YES | 0.11976 | 92.8 | 40 | 92.8 | 0 | 1.029 | CC | 1 | 0.27011 | 92.8 | 92.8 |  |  |  |  | 0.27011 | 25.0666 | 0.83708 | 0.85033 |  |  |  |  | 202 | 0.013566
11012 | NAV4CT | 1 | West | YES | 0.11976 | 80 | 18 | 80 | 0 | 1.029 | CC | 1 | 0.27011 | 80 | 80 |  |  |  |  | 0.27011 | 21.6091 | 0.83898 | 0.85212 |  |  |  |  | 203 | 0.013472
11013 | NAV5CT | 1 | West | YES | 0.11976 | 80 | 18 | 80 | 0 | 1.029 | CC | 1 | 0.27011 | 80 | 80 |  |  |  |  | 0.27011 | 21.6091 | 0.84087 | 0.85391 |  |  |  |  | 204 | 0.013377
11014 | NAV6ST | 1 | West | YES | 0.11976 | 115 | 40 | 115 | 0 | 1.029 | CC | 1 | 0.27011 | 115 | 115 |  |  |  |  | 0.27011 | 31.0631 | 0.8436 | 0.85649 |  |  |  |  | 205 | 0.013253
11020 | TIEHVSG_1G | 1 | West | YES | 0.11975 | 208.2 | 63 | 208.2 | 0 | 1.012 | CC | 1 | 0.2701 | 208.2 | 208.2 |  |  |  |  | 0.2701 | 56.2352 | 0.84855 | 0.86116 |  |  |  |  | 206 | 0.013147
11021 | TIEHVCG_1G | 1 | West | YES | 0.11975 | 142.1 | 103 | 142.1 | 0 | 1.012 | CC | 1 | 0.2701 | 142.1 | 142.1 |  |  |  |  | 0.2701 | 38.3815 | 0.85192 | 0.86434 |  |  |  |  | 207 | 0.01304
11022 | TIEHVCG_2G | 1 | West | YES | 0.11975 | 132.4 | 103 | 132.4 | 0 | 1.012 | CC | 1 | 0.2701 | 132.4 | 132.4 |  |  |  |  | 0.2701 | 35.7615 | 0.85506 | 0.86731 |  |  |  |  | 208 | 0.012887
11023 | TIEHVCG_3G | 1 | West | YES | 0.11975 | 137.4 | 103 | 137.4 | 0 | 1.012 | CC | 1 | 0.2701 | 137.4 | 137.4 |  |  |  |  | 0.2701 | 37.112 | 0.85833 | 0.87039 |  |  |  |  | 209 | 0.01261
11024 | TIEHVCG_4G | 1 | West | YES | 0.11975 | 147 | 103 | 147 | 0 | 1.012 | CC | 1 | 0.2701 | 147 | 147 |  |  |  |  | 0.2701 | 39.705 | 0.86182 | 0.87368 |  |  |  |  | 210 | 0.01242
11025 | TIEHVSG_2G | 1 | West | YES | 0.11975 | 213.2 | 63 | 213.2 | 0 | 1.012 | CC | 1 | 0.2701 | 213.2 | 213.2 |  |  |  |  | 0.2701 | 57.5857 | 0.86688 | 0.87846 |  |  |  |  | 211 | 0.012244
1326 | STANTONW_8 | 1 | West | YES | 0.11971 | 20.1 | 0 | 100.5 |  | 1.01 | Wind | 1 | 0.27006 | 0 | 100.5 |  |  |  |  | 0.27006 | 27.1407 | 0.86926 | 0.88071 |  |  |  |  | 212 | 0.012061
1320 | BSP 1 | 1 | West | YES | 0.11958 | 25.5 | 2.9 | 25.8 | 0 | 1 | Cogen | 1 | 0.26993 | 0 | 0 |  |  |  |  | 0.26993 | 0 | 0.86926 | 0.88071 |  |  |  |  | 213 | 0.011865
76031 | L_GASCCR1_1N | W1 | West | YES | 0.11929 | 30 | 0 | 150 | 0 | 1.02 | Wind | 1 | 0.26964 | 0 | 150 |  |  |  |  | 0.26964 | 40.446 | 0.87282 | 0.88407 |  |  |  |  | 214 | 0.011581
11147 | NOTREES_1G | 1 | West | YES | 0.11894 | 29.8 | 0 | 149 | 0 | 1.017 | Wind | 1 | 0.26929 | 0 | 149 |  |  |  |  | 0.26929 | 40.1242 | 0.87636 | 0.88739 |  |  |  |  | 215 | 0.011446
76091 | L_DIVIDE1_1N | W1 | West | YES | 0.11894 | 22.5 | 0 | 112.5 |  | 1.02 | Wind | 1 | 0.26929 | 0 | 112.5 |  |  |  |  | 0.26929 | 30.2949 | 0.87903 | 0.88991 |  |  |  |  | 216 | 0.011446
76095 | L_CAPRSI1_1N | W1 | West | YES | 0.11894 | 29.9 | 0 | 149.5 | 0 | 1.02 | Wind | 1 | 0.26929 | 0 | 149.5 |  |  |  |  | 0.26929 | 40.2586 | 0.88258 | 0.89325 |  |  |  |  | 217 | 0.011241
76096 | L_CAPRSI1_2N | W1 | West | YES | 0.11894 | 37.2 | 0 | 186 | 0 | 1.02 | Wind | 1 | 0.26929 | 0 | 186 |  |  |  |  | 0.26929 | 50.0876 | 0.887 | 0.8974 |  |  |  |  | 218 | 0.011032
76097 | L_CAPRGE1_1N | W1 | West | YES | 0.11894 | 42.9 | 0 | 214.5 | 0 | 1.02 | Wind | 1 | 0.26929 | 0 | 214.5 |  |  |  |  | 0.26929 | 57.7623 | 0.89209 | 0.90219 |  |  |  |  | 219 | 0.010874
7038 | L_DELAWA1_1Y | 1 | West | YES | 0.11881 | 3.5 | 0 | 35 | 0 | 1 | Wind | 1 | 0.26915 | 0 | 35 |  |  |  |  | 0.26915 | 9.4204 | 0.89292 | 0.90298 |  |  |  |  | 220 | 0.010665
7038 | L_DELAWA1_1Y | 2 | West | YES | 0.11881 | 3 | 0 | 30 | 0 | 1 | Wind | 1 | 0.26915 | 0 | 30 |  |  |  |  | 0.26915 | 8.0746 | 0.89363 | 0.90365 |  |  |  |  | 221 | 0.010405
1002 | PBCTAGE_1G | A | West | YES | 0.11874 | 64 | 64 | 66 | 0 | 1.036 | GGT | 1 | 0.26908 | 66 | 66 |  |  |  |  | 0.26908 | 17.7596 | 0.8952 | 0.90512 |  |  |  |  | 222 | 0.010104
1003 | PBCTBGE_2G | B | West | YES | 0.11874 | 65 | 65 | 66 | 0 | 1.036 | GGT | 1 | 0.26908 | 66 | 66 |  |  |  |  | 0.26908 | 17.7596 | 0.89677 | 0.90659 |  |  |  |  | 223 | 0.010055
1004 | PBCTCGE_3G | C | West | YES | 0.11874 | 62 | 62 | 67 | 0 | 1.036 | GGT | 1 | 0.26908 | 67 | 67 |  |  |  |  | 0.26908 | 18.0287 | 0.89836 | 0.90809 |  |  |  |  | 224 | 0.010013
1005 | PBCTDGE_4G | D | West | YES | 0.11874 | 65 | 65 | 68 | 0 | 1.036 | GGT | 1 | 0.26908 | 68 | 68 |  |  |  |  | 0.26908 | 18.2978 | 0.89997 | 0.90961 |  |  |  |  | 225 | 0.009919
1006 | PBCTEGE_5G | E | West | YES | 0.11874 | 65 | 65 | 67 | 0 | 1.036 | GGT | 1 | 0.26908 | 67 | 67 |  |  |  |  | 0.26908 | 18.0287 | 0.90156 | 0.9111 |  |  |  |  | 226 | 0.0098254
1007 | PB5GEN_6G | 5 | West | YES | 0.11874 | 91.2 | 40 | 114 | 0 | 1.036 | GST | 1 | 0.26908 | 114 | 114 |  |  |  |  | 0.26908 | 30.6757 | 0.90427 | 0.91365 |  |  |  |  | 227 | 0.0097305
1008 | PB6GEN_7G | 6 | West | YES | 0.11874 | 515 | 130 | 515 | 0 | 1.036 | GST | 1 | 0.26908 | 515 | 515 |  |  |  |  | 0.26908 | 138.5788 | 0.9165 | 0.92514 |  |  |  |  | 228 | 0.0096341
60057 | CALLAHAN1A | 1 | West | YES | 0.11863 | 22.8 | 0 | 114 | 0 | 1.04 | Wind | 1 | 0.26898 | 0 | 114 |  |  |  |  | 0.26898 | 30.6638 | 0.9192 | 0.92769 |  |  |  |  | 229 | 0.0095392
1349 | WESTXWIN_1G | 1 | West | YES | 0.11828 | 1.3 | 0 | 6.6 |  | 1.014 | Wind | 1 | 0.26863 | 0 | 6.6 |  |  |  |  | 0.26863 | 1.773 | 0.91936 | 0.92783 |  |  |  |  | 230 | 0.0093776
1350 | NWPWRG1_1G | 1 | West | YES | 0.11828 | 6.9 | 1 | 34.3 |  | 1.014 | Wind | 1 | 0.26863 | 0 | 34.3 |  |  |  |  | 0.26863 | 9.2141 | 0.92017 | 0.9286 |  |  |  |  | 231 | 0.0086477
244 | WHITNYDM01 | 1 | North | YES | 0.11216 | 15 | 0 | 15 | 0 | 1.035 | Hydro | 1 | 0.26251 | 0 | 0 | 0 | 0 |  |  | 0.26251 | 0 | 0.92017 | 0.9286 |  |  |  |  | 232 | 0.0084852
245 | WHITNYDM02 | 2 | North | YES | 0.11216 | 15 | 0 | 15 | 0 | 1.035 | Hydro | 1 | 0.26251 | 0 | 0 | 0 | 0 |  |  | 0.26251 | 0 | 0.92017 | 0.9286 |  |  |  |  | 233 | 0.0084756
60007 | KING_SW1A | 1 | West | YES | 0.11201 | 20 | 0 | 80 |  | 1.03 | Wind | 1 | 0.26236 | 0 | 80 |  |  |  |  | 0.26236 | 20.9885 | 0.92207 | 0.93034 |  |  |  |  | 234 | 0.0084257
60019 | KING_NW1A | 1 | West | YES | 0.11201 | 20 | 0 | 80 |  | 1.03 | Wind | 1 | 0.26236 | 0 | 80 |  |  |  |  | 0.26236 | 20.9885 | 0.92397 | 0.93208 |  |  |  |  | 235 | 0.0084257
60201 | RIO DRCS | F | West | YES | 0.1117 | 0 | 0 | 0 | 0 | 1.025 | AVR | 1 | 0.26204 | 0 | 0 |  |  |  |  | 0.26204 | 0 | 0.92397 | 0.93208 |  |  |  |  | 236 | 0.0084257
6016 | SWMESA | 1 | West | YES | 0.11157 | 18.8 | 0 | 75 |  | 1.03 | Wind | 1 | 0.26192 | 0 | 75 |  |  |  |  | 0.26192 | 19.644 | 0.92575 | 0.93371 |  |  |  |  | 237 | 0.0082677
60003 | KING_NE1A | 1 | West | YES | 0.11157 | 20 | 0 | 80 |  | 1.03 | Wind | 1 | 0.26192 | 0 | 80 |  |  |  |  | 0.26192 | 20.9536 | 0.92765 | 0.93545 |  |  |  |  | 238 | 0.0081096
60005 | KING_SE1A | 1 | West | YES | 0.11157 | 10 | 0 | 40 |  | 1.035 | Wind | 1 | 0.26192 | 0 | 40 |  |  |  |  | 0.26192 | 10.4768 | 0.9286 | 0.93632 |  |  |  |  | 239 | 0.0081096
60016 | WOODWRD11A | 1 | West | YES | 0.11149 | 20 | 0 | 80 |  | 1.033 | Wind | 1 | 0.26184 | 0 | 80 |  |  |  |  | 0.26184 | 20.9471 | 0.9305 | 0.93806 |  |  |  |  | 240 | 0.0079588
38332 | TNWDWRDU2_8 | 1 | West | YES | 0.11147 | 20 | 0 | 80 | 0 | 1.0232 | Wind | 1 | 0.26182 | 0 | 80 |  |  |  |  | 0.26182 | 20.9458 | 0.9324 | 0.93979 |  |  |  |  | 241 | 0.0077978
38437 | TNSRBNMESA9 | 1 | West | YES | 0.11141 | 37.5 | 0 | 150 | 0 | 1.02 | Wind | 1 | 0.26176 | 0 | 150 |  |  |  |  | 0.26176 | 39.2635 | 0.93596 | 0.94305 |  |  |  |  | 242 | 0.0077174
60017 | ORNNWP1 | 1 | West | YES | 0.10909 | 20 | 0 | 80 |  | 1.027 | Wind | 1 | 0.25944 | 0 | 80 |  |  |  |  | 0.25944 | 20.7553 | 0.93786 | 0.94477 |  |  |  |  | 243 | 0.0075559
60000 | DSKY2 | 1 | West | YES | 0.10851 | 19.1 | 0 | 76.5 |  | 1.039 | Wind | 1 | 0.25886 | 0 | 76.5 |  |  |  |  | 0.25886 | 19.803 | 0.93968 | 0.94642 |  |  |  |  | 244 | 0.0073943
60018 | DSKY1 | 1 | West | YES | 0.10831 | 21 | 0 | 84 | 0 | 1.023 | Wind | 1 | 0.25866 | 0 | 84 |  |  |  |  | 0.25866 | 21.7274 | 0.94167 | 0.94822 |  |  |  |  | 245 | 0.0070906
251 | BOSQUESW803 | 2 | North | YES | 0.10775 | 150 | 0 | 150 | 0 | 1.032 | CC | 1 | 0.2581 | 150 | 150 | 16.1629 | 150 |  |  | 0.2581 | 38.7153 | 0.94523 | 0.95143 |  |  |  |  | 246 | 0.0069132
253 | BOSQUESW804 | 2 | North | YES | 0.10775 | 80 | 0 | 80 | 0 | 1.032 | CC | 1 | 0.2581 | 80 | 80 | 8.6202 | 80 |  |  | 0.2581 | 20.6482 | 0.94713 | 0.95314 |  |  |  |  | 247 | 0.0067399
238 | BOSQUESW505 | 1 | North | YES | 0.10476 | 255 | 0 | 255 | 0 | 1.02 | CC | 1 | 0.25511 | 255 | 255 | 26.7133 | 255 |  |  | 0.25511 | 65.0523 | 0.95318 | 0.95854 |  |  |  |  | 248 | 0.0065482
239 | BOSQUESW502 | 1 | North | YES | 0.10476 | 119.2 | 0 | 149 | 0 | 1.02 | GGT | 1 | 0.25511 | 149 | 149 | 15.6089 | 149 |  |  | 0.25511 | 38.0109 | 0.95672 | 0.96169 |  |  |  |  | 249 | 0.0061989
247 | BOSQUESW501 | 2 | North | YES | 0.10476 | 124.8 | 0 | 156 | 0 | 1.02 | GGT | 1 | 0.25511 | 156 | 156 | 16.3422 | 156 |  |  | 0.25511 | 39.7967 | 0.96042 | 0.96499 |  |  |  |  | 250 | 0.0060127
3403 | THOUSE_1G | 1 | North | YES | 0.10304 | 563 | 200 | 563 | 0 | 1.012 | GSC | 1 | 0.25339 | 563 | 563 | 58.0121 | 563 |  |  | 0.25339 | 142.6586 | 0.97379 | 0.97683 |  |  |  |  | 251 | 0.0053556
3404 | THOUSE_2G | 2 | North | YES | 0.10304 | 807 | 250 | 807 | 0 | 1.012 | GSC | 1 | 0.25339 | 807 | 807 | 83.1541 | 807 |  |  | 0.25339 | 204.4857 | 0.99295 | 0.99379 |  |  |  |  | 252 | 0.0049716
3416 | LAKE_CRK1_G | 1 | North | YES | 0.10156 | 60 | 33 | 75 |  | 1.029 | GST | 1 | 0.2519 | 75 | 75 | 7.6166 | 75 |  |  | 0.2519 | 18.8928 | 0.99473 | 0.99536 |  |  |  |  | 253 | 0.0045696
3417 | LAKE_CRK2_G | 2 | North | YES | 0.10156 | 177.6 | 40 | 222 | 0 | 1.029 | GST | 1 | 0.2519 | 222 | 222 | 22.5452 | 222 |  |  | 0.2519 | 55.9227 | 1 | 1 |  |  |  |  | 254 | 0.0030387
60202 | FRNDDRCS | F | West | YES | 0.096211 | 0 | 0 | 0 | 0 | 0.9985 | AVR | 1 | 0.24656 | 0 | 0 |  |  |  |  | 0.24656 | 0 | 1 | 1 |  |  |  |  | 255 | 0.00084424
13432 | SANDOW_5G | 5 | South | YES | 0.036446 | 581 | 225 | 581 |  | 1.029 | LIGCO | -1 | 0.1053 | 0 | 581 |  |  |  |  | -0.1053 | 0 | [6 empty] | 256 | 0.00063105
3432 | SANDOW_4G | 4 | South | YES | 0.017668 | 580 | 225 | 580 |  | 1.029 | LIGCO | -1 | 0.12408 | 0 | 580 |  |  |  |  | -0.12408 | 0 | [6 empty] | 257 | 0
7022 | L_BUCHAN1_1Y | 1 | South | YES | 0.001785 | 0 | 0 | 18 |  | 1 | Hydro | -1 | 0.13996 | 0 | 0 |  |  |  |  | -0.13996 | 0 | [6 empty] | 258 | 0
7023 | L_BUCHAN1_2Y | 2 | South | YES | 0.001785 | 0 | 0 | 18 |  | 1 | Hydro | -1 | 0.13996 | 0 | 0 |  |  |  |  | -0.13996 | 0 | [6 empty] | 259 | 0
7024 | L_BUCHAN1_3Y | 3 | South | YES | 0.001785 | 0 | 0 | 15 |  | 1 | Hydro | -1 | 0.13996 | 0 | 0 |  |  |  |  | -0.13996 | 0 | [6 empty] | 260 | 0
7026 | L_INKSDA1_1Y | 1 | South | YES | 0.001099 | 0 | 0 | 13.7 |  | 1 | Hydro | -1 | 0.14065 | 0 | 0 |  |  |  |  | -0.14065 | 0 | [6 empty] | 261 | 0
5934 | SI_RAY5 | 5 | South | YES | 0 | 0 | 10 | 15 |  | 1.035 | GST | -1 | 0.14175 | 15 | 15 |  |  |  |  | -0.14175 | -2.1262 | [6 empty] | 262 | 0
8139 | JOS #1 | MB | South | YES | 0 | 0 | 45 | 255 |  | 1.02 | GST | -1 | 0.14175 | 0 | 0 |  |  |  |  | -0.14175 | 0 | [6 empty] | 263 | 0
8285 | LAR #1 | MB | South | YES | 0 | 0 | 9 | 32 |  | 1.0497 | GST | -1 | 0.14175 | 0 | 0 |  |  |  |  | -0.14175 | 0 | [6 empty] | 264 | 0
8287 | LAR #2 | MB | South | YES | 0 | 0 | 9 | 32 |  | 1.04 | GST | -1 | 0.14175 | 0 | 0 |  |  |  |  | -0.14175 | 0 | [6 empty] | 265 | 0
8288 | LAR #3 | MB | South | YES | 0 | 0 | 25 | 105 |  | 1.04 | GST | -1 | 0.14175 | 0 | 0 |  |  |  |  | -0.14175 | 0 | [6 empty] | 266 | 0
8388 | BATES0A | MB | South | YES | 0 | 0 | 21 | 71 |  | 1.033 | GST | -1 | 0.14175 | 0 | 0 |  |  |  |  | -0.14175 | 0 | [6 empty] | 267 | 0
8393 | BATES0B | MB | South | YES | 0 | 0 | 25 | 110 |  | 1.03 | GST | -1 | 0.14175 | 0 | 0 |  |  |  |  | -0.14175 | 0 | [6 empty] | 268 | 0
8437 | NUECES_B0C | MB | South | YES | 0 | 0 | 7 | 30 |  | 1.03 | GST | -1 | 0.14175 | 0 | 0 |  |  |  |  | -0.14175 | 0 | [6 empty] | 269 | 0
8438 | NUECES_B0B | MB | South | YES | 0 | 0 | 26 | 169 |  | 1.03 | GST | -1 | 0.14175 | 0 | 0 |  |  |  |  | -0.14175 | 0 | [6 empty] | 270 | 0
39190 | TNSLCGN1__8 | 1 | Houston | YES | 0 | 0 | 10 | 30 |  | 1.03 | Cogen | -1 | 0.14175 | 0 | 0 |  |  | 0 | 0 | -0.14175 | 0 | [6 empty] | 271 | 0
8032 | AMISTADHYD1 | 1 | South | YES | -0.005855 | 33 | 13 | 33 | 0 | 1.03 | Hydro | -1 | 0.1476 | 0 | 0 |  |  |  |  | -0.1476 | 0 | [6 empty] | 272 | 0
8033 | AMISTADHYD2 | 2 | South | YES | -0.005855 | 25 | 13 | 25 | 0 | 1.03 | Hydro | -1 | 0.1476 | 0 | 0 |  |  |  |  | -0.1476 | 0 | [6 empty] | 273 | 0
88253 | HAMILTON | F | South | YES | -0.005855 | 0 | 0 | 0 | 0 | 1.04 | BLT | -1 | 0.1476 | 0 | 0 |  |  |  |  | -0.1476 | 0 | [6 empty] | 274 | 0
7035 | L_WIRTZ_1G1Y | 1 | South | YES | -0.007567 | 0 | 0 | 29 |  | 1 | Hydro | -1 | 0.14931 | 0 | 0 |  |  |  |  | -0.14931 | 0 | [6 empty] | 275 | 0
7036 | L_WIRTZ_1G2Y | 2 | South | YES | -0.007567 | 0 | 0 | 29.7 |  | 1 | Hydro | -1 | 0.14931 | 0 | 0 |  |  |  |  | -0.14931 | 0 | [6 empty] | 276 | 0
7000 | L_FERGUS1_1Y | 1 | South | YES | -0.007814 | 400 | 65 | 423.3 | 0 | 1.015 | GSC | -1 | 0.14956 | 423.3 | 423.3 |  |  |  |  | -0.14956 | -63.3091 | [6 empty] | 277 | 0
7028 | L_MARBFA1_1Y | 1 | South | YES | -0.01041 | 0 | 0 | 18 |  | 1 | Hydro | -1 | 0.15216 | 0 | 0 |  |  |  |  | -0.15216 | 0 | [6 empty] | 278 | 0
7029 | L_MARBFA1_2Y | 2 | South | YES | -0.01041 | 0 | 0 | 18 |  | 1 | Hydro | -1 | 0.15216 | 0 | 0 |  |  |  |  | -0.15216 | 0 | [6 empty] | 279 | 0
7031 | L_MARSFO1G1Y | 1 | South | YES | -0.015781 | 0 | 0 | 36 |  | 1 | Hydro | -1 | 0.15753 | 0 | 0 |  |  |  |  | -0.15753 | 0 | [6 empty] | 280 | 0
7032 | L_MARSFO1G2Y | 2 | South | YES | -0.015781 | 0 | 0 | 35 |  | 1 | Hydro | -1 | 0.15753 | 0 | 0 |  |  |  |  | -0.15753 | 0 | [6 empty] | 281 | 0
7033 | L_MARSFO1G3Y | 3 | South | YES | -0.015781 | 0 | 0 | 36 |  | 1 | Hydro | -1 | 0.15753 | 0 | 0 |  |  |  |  | -0.15753 | 0 | [6 empty] | 282 | 0
9002 | DECKR_G3 | 3 | South | YES | -0.017588 | 0 | 24 | 42 |  | 1.015 | GGT | -1 | 0.15933 | 42 | 42 |  |  |  |  | -0.15933 | -6.6921 | [6 empty] | 283 | 0
9003 | DECKR_G4 | 4 | South | YES | -0.017588 | 44 | 24 | 44 | 0 | 1.015 | GGT | -1 | 0.15933 | 44 | 44 |  |  |  |  | -0.15933 | -7.0107 | [6 empty] | 284 | 0
9004 | DECKR_G5 | 5 | South | YES | -0.017588 | 44 | 24 | 44 | 0 | 1.015 | GGT | -1 | 0.15933 | 44 | 44 |  |  |  |  | -0.15933 | -7.0107 | [6 empty] | 285 | 0
9005 | DECKR_G6 | 6 | South | YES | -0.017588 | 44 | 24 | 47 | 0 | 1.015 | GGT | -1 | 0.15933 | 47 | 47 |  |  |  |  | -0.15933 | -7.4887 | [6 empty] | 286 | 0
9000 | DECKR_G1 | 1 | South | YES | -0.018702 | 280 | 50 | 321 | 0 | 1.015 | GST | -1 | 0.16045 | 321 | 321 |  |  |  |  | -0.16045 | -51.5041 | [6 empty] | 287 | 0
9001 | DECKR_G2 | 2 | South | YES | -0.018702 | 400 | 50 | 426 | 0 | 1.015 | GST | -1 | 0.16045 | 426 | 426 |  |  |  |  | -0.16045 | -68.3512 | [6 empty] | 288 | 0
7020 | L_AUSTPL1_1Y | 1 | South | YES | -0.018841 | 0 | 0 | 8 |  | 1 | Hydro | -1 | 0.16059 | 0 | 0 |  |  |  |  | -0.16059 | 0 | [6 empty] | 289 | 0
7020 | L_AUSTPL1_1Y | 2 | South | YES | -0.018841 | 0 | 0 | 8 |  | 1 | Hydro | -1 | 0.16059 | 0 | 0 |  |  |  |  | -0.16059 | 0 | [6 empty] | 290 | 0
9016 | SANDH_G1 | 1 | South | YES | -0.020206 | 45 | 2 | 49 | 0 | 1.0175 | GGT | -1 | 0.16195 | 49 | 49 |  |  |  |  | -0.16195 | -7.9357 | [6 empty] | 291 | 0
9017 | SANDH_G2 | 2 | South | YES | -0.020206 | 45 | 2 | 46 | 0 | 1.0175 | GGT | -1 | 0.16195 | 46 | 46 |  |  |  |  | -0.16195 | -7.4498 | [6 empty] | 292 | 0
9018 | SANDH_G3 | 3 | South | YES | -0.020206 | 45 | 2 | 46 | 0 | 1.0175 | GGT | -1 | 0.16195 | 46 | 46 |  |  |  |  | -0.16195 | -7.4498 | [6 empty] | 293 | 0
9019 | SANDH_G4 | 4 | South | YES | -0.020206 | 0 | 2 | 47 |  | 1.0175 | GGT | -1 | 0.16195 | 47 | 47 |  |  |  |  | -0.16195 | -7.6118 | [6 empty] | 294 | 0
9020 | SANDHG5A | 5A | South | YES | -0.020206 | 150 | 84 | 155 | 0 | 1.0175 | CC | -1 | 0.16195 | 155 | 155 |  |  |  |  | -0.16195 | -25.1027 | [6 empty] | 295 | 0
9021 | SANDHG5C | 5C | South | YES | -0.020206 | 140 | 0 | 148 | 0 | 1.0175 | CC | -1 | 0.16195 | 148 | 148 |  |  |  |  | -0.16195 | -23.969 | [6 empty] | 296 | 0
8262 | ELPS | 1 | South | YES | -0.022111 | 6 | 6 | 6 | 0 | 1.15 | Hydro | -1 | 0.16386 | 0 | 0 |  |  |  |  | -0.16386 | 0 | [6 empty] | 297 | 0
7807 | L_BASTEN1_1Y | 1 | South | YES | -0.024025 | 152.5 | 83.5 | 152.5 | 0 | 1.004 | CC | -1 | 0.16577 | 152.5 | 152.5 |  |  |  |  | -0.16577 | -25.2802 | [6 empty] | 298 | 0
7808 | L_BASTEN1_2Y | 1 | South | YES | -0.024025 | 149.5 | 83.5 | 149.5 | 0 | 1.004 | CC | -1 | 0.16577 | 149.5 | 149.5 |  |  |  |  | -0.16577 | -24.7829 | [6 empty] | 299 | 0
7809 | L_BASTEN1_3Y | 1 | South | YES | -0.024025 | 232.6 | 42 | 232.6 | 0 | 1.004 | CC | -1 | 0.16577 | 232.6 | 232.6 |  |  |  |  | -0.16577 | -38.5585 | [6 empty] | 300 | 0
7007 | L_LOSTPI1_1Y | 1 | South | YES | -0.026074 | 158.6 | 110 | 158 | 0 | 1 | CC | -1 | 0.16782 | 158 | 158 |  |  |  |  | -0.16782 | -26.5157 | [6 empty] | 301 | 0
7008 | L_LOSTPI1_2Y | 2 | South | YES | -0.026074 | 157.7 | 107 | 160 | 0 | 1 | CC | -1 | 0.16782 | 160 | 160 |  |  |  |  | -0.16782 | -26.8513 | [6 empty] | 302 | 0
7009 | L_LOSTPI1_3Y | 3 | South | YES | -0.026074 | 173.9 | 72 | 175 | 0 | 1 | CC | -1 | 0.16782 | 175 | 175 |  |  |  |  | -0.16782 | -29.3686 | [6 empty] | 303 | 0
7004 | L_SIMGID1_1Y | 1 | South | YES | -0.027509 | 132 | 40 | 132 | 0 | 1.02 | GST | -1 | 0.16926 | 132 | 132 |  |  |  |  | -0.16926 | -22.3418 | [6 empty] | 304 | 0
7005 | L_SIMGID1_2Y | 2 | South | YES | -0.027509 | 133 | 32 | 139 | 0 | 1.02 | GST | -1 | 0.16926 | 139 | 139 |  |  |  |  | -0.16926 | -23.5266 | [6 empty] | 305 | 0
7006 | L_SIMGID1_3Y | 3 | South | YES | -0.027509 | 324.9 | 60 | 329 | 0 | 1.02 | GST | -1 | 0.16926 | 329 | 329 |  |  |  |  | -0.16926 | -55.6851 | [6 empty] | 306 | 0
7487 | L_CANYHY8_1Y | 1 | South | YES | -0.0385 | 0 | 0 | 6 |  | 1 | Hydro | -1 | 0.18025 | 0 | 0 |  |  |  |  | -0.18025 | 0 | [6 empty] | 307 | 0
7303 | L_WPPGS12_1Y | 1 | South | YES | -0.042717 | 50 | 0 | 50 | 0 | 1.025 | GGT | -1 | 0.18446 | 50 | 50 |  |  |  |  | -0.18446 | -9.2232 | [6 empty] | 308 | 0
7303 | L_WPPGS12_1Y | 2 | South | YES | -0.042717 | 50 | 0 | 50 | 0 | 1.025 | GGT | -1 | 0.18446 | 50 | 50 |  |  |  |  | -0.18446 | -9.2232 | [6 empty] | 309 | 0
7305 | L_WPPGS34_1Y | 3 | South | YES | -0.042717 | 50 | 0 | 50 | 0 | 1.025 | GGT | -1 | 0.18446 | 50 | 50 |  |  |  |  | -0.18446 | -9.2232 | [6 empty] | 310 | 0
7305 | L_WPPGS34_1Y | 4 | South | YES | -0.042717 | 50 | 0 | 50 | 0 | 1.025 | GGT | -1 | 0.18446 | 50 | 50 |  |  |  |  | -0.18446 | -9.2232 | [6 empty] | 311 | 0
7014 | L_HAYSEN1_1Y | 1 | South | YES | -0.043553 | 223.9 | 74 | 223.9 | 0 | 1.008 | CC | -1 | 0.1853 | 223.9 | 223.9 |  |  |  |  | -0.1853 | -41.4886 | [6 empty] | 312 | 0
7015 | L_HAYSEN1_2Y | 2 | South | YES | -0.043553 | 225 | 74 | 225 | 0 | 1.008 | CC | -1 | 0.1853 | 225 | 225 |  |  |  |  | -0.1853 | -41.6924 | [6 empty] | 313 | 0
7016 | L_HAYSEN1_3Y | 3 | South | YES | -0.043553 | 224.6 | 74 | 224.6 | 0 | 1.008 | CC | -1 | 0.1853 | 224.6 | 224.6 |  |  |  |  | -0.1853 | -41.6183 | [6 empty] | 314 | 0
7017 | L_HAYSEN1_4Y | 4 | South | YES | -0.043553 | 226.7 | 74 | 226.7 | 0 | 1.008 | CC | -1 | 0.1853 | 226.7 | 226.7 |  |  |  |  | -0.1853 | -42.0075 | [6 empty] | 315 | 0
7010 | L_FPPYD11_1Y | 1 | South | YES | -0.04478 | 547.4 | 200 | 606 | 0 | 1.02 | LIGCO | -1 | 0.18653 | 0 | 606 |  |  |  |  | -0.18653 | 0 | [6 empty] | 316 | 0
7011 | L_FPPYD11_2Y | 2 | South | YES | -0.04478 | 552.2 | 200 | 598 | 0 | 1.02 | LIGCO | -1 | 0.18653 | 0 | 598 |  |  |  |  | -0.18653 | 0 | [6 empty] | 317 | 0
7012 | L_FPPYD21_3Y | 3 | South | YES | -0.044934 | 427.5 | 200 | 436 | 0 | 1.02 | LIGCO | -1 | 0.18668 | 0 | 436 |  |  |  |  | -0.18668 | 0 | [6 empty] | 318 | 0
7605 | L_MCQUEE9_1Y | 1 | South | YES | -0.047874 | 0 | 0 | 2.4 |  | 1.025 | Hydro | -1 | 0.18962 | 0 | 0 |  |  |  |  | -0.18962 | 0 | [6 empty] | 319 | 0
7605 | L_MCQUEE9_1Y | 2 | South | YES | -0.047874 | 0 | 0 | 2.4 |  | 1.025 | Hydro | -1 | 0.18962 | 0 | 0 |  |  |  |  | -0.18962 | 0 | [6 empty] | 320 | 0
7605 | L_MCQUEE9_1Y | 3 | South | YES | -0.047874 | 0 | 0 | 2.8 |  | 1.025 | Hydro | -1 | 0.18962 | 0 | 0 |  |  |  |  | -0.18962 | 0 | [6 empty] | 321 | 0
7810 | L_RIONOG1G1Y | 1 | South | YES | -0.048474 | 148 | 0 | 148 | 0 | 1.02 | CC | -1 | 0.19022 | 148 | 148 |  |  |  |  | -0.19022 | -28.1527 | [6 empty] | 322 | 0
7811 | L_RIONOG1G2Y | 2 | South | YES | -0.048474 | 148 | 0 | 148 | 0 | 1.02 | CC | -1 | 0.19022 | 148 | 148 |  |  |  |  | -0.19022 | -28.1527 | [6 empty] | 323 | 0
7812 | L_RIONOG1G3Y | 3 | South | YES | -0.048474 | 154 | 0 | 154 | 0 | 1.02 | CC | -1 | 0.19022 | 154 | 154 |  |  |  |  | -0.19022 | -29.294 | [6 empty] | 324 | 0
7813 | L_RIONOG1S1Y | 4 | South | YES | -0.048474 | 293 | 0 | 293 | 0 | 1.02 | CC | -1 | 0.19022 | 293 | 293 |  |  |  |  | -0.19022 | -55.7347 | [6 empty] | 325 | 0
7609 | L_SCHUMA8_1Y | 1 | South | YES | -0.049167 | 0 | 0 | 4 |  | 1 | Hydro | -1 | 0.19091 | 0 | 0 |  |  |  |  | -0.19091 | 0 | [6 empty] | 326 | 0
7624 | L_LAKEWO9_1Y | 1 | South | YES | -0.050781 | 0 | 0 | 2.4 |  | 1 | Hydro | -1 | 0.19253 | 0 | 0 |  |  |  |  | -0.19253 | 0 | [6 empty] | 327 | 0
7624 | L_LAKEWO9_1Y | 2 | South | YES | -0.050781 | 0 | 0 | 2.4 |  | 1 | Hydro | -1 | 0.19253 | 0 | 0 |  |  |  |  | -0.19253 | 0 | [6 empty] | 328 | 0
58909 | PEARSALLSCG1 | 1 | South | YES | -0.052029 | 0 | 0 | 8.4 |  | 1.027 | Diesel | -1 | 0.19378 | 8.4 | 8.4 |  |  |  |  | -0.19378 | -1.6277 | [6 empty] | 329 | 0
58909 | PEARSALLSCG1 | 2 | South | YES | -0.052029 | 0 | 0 | 8.4 |  | 1.027 | Diesel | -1 | 0.19378 | 8.4 | 8.4 |  |  |  |  | -0.19378 | -1.6277 | [6 empty] | 330 | 0
58909 | PEARSALLSCG1 | 3 | South | YES | -0.052029 | 0 | 0 | 8.4 |  | 1.027 | Diesel | -1 | 0.19378 | 8.4 | 8.4 |  |  |  |  | -0.19378 | -1.6277 | [6 empty] | 331 | 0
58909 | PEARSALLSCG1 | 4 | South | YES | -0.052029 | 0 | 0 | 8.4 |  | 1.027 | Diesel | -1 | 0.19378 | 8.4 | 8.4 |  |  |  |  | -0.19378 | -1.6277 | [6 empty] | 332 | 0
58909 | PEARSALLSCG1 | 5 | South | YES | -0.052029 | 0 | 0 | 8.4 |  | 1.027 | Diesel | -1 | 0.19378 | 8.4 | 8.4 |  |  |  |  | -0.19378 | -1.6277 | [6 empty] | 333 | 0
58909 | PEARSALLSCG1 | 6 | South | YES | -0.052029 | 0 | 0 | 8.4 |  | 1.027 | Diesel | -1 | 0.19378 | 8.4 | 8.4 |  |  |  |  | -0.19378 | -1.6277 | [6 empty] | 334 | 0
58919 | PEARSALLSCG2 | 1 | South | YES | -0.052029 | 0 | 0 | 8.4 |  | 1.027 | Diesel | -1 | 0.19378 | 8.4 | 8.4 |  |  |  |  | -0.19378 | -1.6277 | [6 empty] | 335 | 0
58919 | PEARSALLSCG2 | 2 | South | YES | -0.052029 | 0 | 0 | 8.4 |  | 1.027 | Diesel | -1 | 0.19378 | 8.4 | 8.4 |  |  |  |  | -0.19378 | -1.6277 | [6 empty] | 336 | 0
58919 | PEARSALLSCG2 | 3 | South | YES | -0.052029 | 0 | 0 | 8.4 |  | 1.027 | Diesel | -1 | 0.19378 | 8.4 | 8.4 |  |  |  |  | -0.19378 | -1.6277 | [6 empty] | 337 | 0
58919 | PEARSALLSCG2 | 4 | South | YES | -0.052029 | 0 | 0 | 8.4 |  | 1.027 | Diesel | -1 | 0.19378 | 8.4 | 8.4 |  |  |  |  | -0.19378 | -1.6277 | [6 empty] | 338 | 0
58919 | PEARSALLSCG2 | 5 | South | YES | -0.052029 | 0 | 0 | 8.4 |  | 1.027 | Diesel | -1 | 0.19378 | 8.4 | 8.4 |  |  |  |  | -0.19378 | -1.6277 | [6 empty] | 339 | 0
58919 | PEARSALLSCG2 | 6 | South | YES | -0.052029 | 0 | 0 | 8.4 |  | 1.027 | Diesel | -1 | 0.19378 | 8.4 | 8.4 |  |  |  |  | -0.19378 | -1.6277 | [6 empty] | 340 | 0
58929 | PEARSALLSCG3 | 1 | South | YES | -0.052029 | 0 | 0 | 8.4 |  | 1.027 | Diesel | -1 | 0.19378 | 8.4 | 8.4 |  |  |  |  | -0.19378 | -1.6277 | [6 empty] | 341 | 0
58929 | PEARSALLSCG3 | 2 | South | YES | -0.052029 | 0 | 0 | 8.4 |  | 1.027 | Diesel | -1 | 0.19378 | 8.4 | 8.4 |  |  |  |  | -0.19378 | -1.6277 | [6 empty] | 342 | 0
58929 | PEARSALLSCG3 | 3 | South | YES | -0.052029 | 0 | 0 | 8.4 |  | 1.027 | Diesel | -1 | 0.19378 | 8.4 | 8.4 |  |  |  |  | -0.19378 | -1.6277 | [6 empty] | 343 | 0
58929 | PEARSALLSCG3 | 4 | South | YES | -0.052029 | 0 | 0 | 8.4 |  | 1.027 | Diesel | -1 | 0.19378 | 8.4 | 8.4 |  |  |  |  | -0.19378 | -1.6277 | [6 empty] | 344 | 0
58929 | PEARSALLSCG3 | 5 | South | YES | -0.052029 | 0 | 0 | 8.4 |  | 1.027 | Diesel | -1 | 0.19378 | 8.4 | 8.4 |  |  |  |  | -0.19378 | -1.6277 | [6 empty] | 345 | 0
58929 | PEARSALLSCG3 | 6 | South | YES | -0.052029 | 0 | 0 | 8.4 |  | 1.027 | Diesel | -1 | 0.19378 | 8.4 | 8.4 |  |  |  |  | -0.19378 | -1.6277 | [6 empty] | 346 | 0
58949 | PEARSALLSCG4 | 1 | South | YES | -0.052029 | 0 | 0 | 8.4 |  | 1.027 | Diesel | -1 | 0.19378 | 8.4 | 8.4 |  |  |  |  | -0.19378 | -1.6277 | [6 empty] | 347 | 0
58949 | PEARSALLSCG4 | 2 | South | YES | -0.052029 | 0 | 0 | 8.4 |  | 1.027 | Diesel | -1 | 0.19378 | 8.4 | 8.4 |  |  |  |  | -0.19378 | -1.6277 | [6 empty] | 348 | 0
58949 | PEARSALLSCG4 | 3 | South | YES | -0.052029 | 0 | 0 | 8.4 |  | 1.027 | Diesel | -1 | 0.19378 | 8.4 | 8.4 |  |  |  |  | -0.19378 | -1.6277 | [6 empty] | 349 | 0
58949 | PEARSALLSCG4 | 4 | South | YES | -0.052029 | 0 | 0 | 8.4 |  | 1.027 | Diesel | -1 | 0.19378 | 8.4 | 8.4 |  |  |  |  | -0.19378 | -1.6277 | [6 empty] | 350 | 0
58949 | PEARSALLSCG4 | 5 | South | YES | -0.052029 | 0 | 0 | 8.4 |  | 1.027 | Diesel | -1 | 0.19378 | 8.4 | 8.4 |  |  |  |  | -0.19378 | -1.6277 | [6 empty] | 351 | 0
58949 | PEARSALLSCG4 | 6 | South | YES | -0.052029 | 0 | 0 | 8.4 |  | 1.027 | Diesel | -1 | 0.19378 | 8.4 | 8.4 |  |  |  |  | -0.19378 | -1.6277 | [6 empty] | 352 | 0
7800 | L_GUADGE1_1Y | 1 | South | YES | -0.053098 | 147 | 30 | 147 | 0 | 1.02 | CC | -1 | 0.19484 | 147 | 147 |  |  |  |  | -0.19484 | -28.6422 | [6 empty] | 353 | 0
7801 | L_GUADGE1_2Y | 2 | South | YES | -0.053098 | 138 | 30 | 138 | 0 | 1.02 | CC | -1 | 0.19484 | 138 | 138 |  |  |  |  | -0.19484 | -26.8886 | [6 empty] | 354 | 0
7802 | L_GUADGE1_3Y | 3 | South | YES | -0.053098 | 146 | 30 | 146 | 0 | 1.02 | CC | -1 | 0.19484 | 146 | 146 |  |  |  |  | -0.19484 | -28.4473 | [6 empty] | 355 | 0
7803 | L_GUADGE1_4Y | 4 | South | YES | -0.053098 | 149 | 30 | 149 | 0 | 1.02 | CC | -1 | 0.19484 | 149 | 149 |  |  |  |  | -0.19484 | -29.0319 | [6 empty] | 356 | 0
7804 | L_GUADGE1_5Y | 5 | South | YES | -0.053098 | 182 | 30 | 182 | 0 | 1.02 | CC | -1 | 0.19484 | 182 | 182 |  |  |  |  | -0.19484 | -35.4617 | [6 empty] | 357 | 0
7805 | L_GUADGE1_6Y | 6 | South | YES | -0.053098 | 203 | 30 | 203 | 0 | 1.02 | CC | -1 | 0.19484 | 203 | 203 |  |  |  |  | -0.19484 | -39.5535 | [6 empty] | 358 | 0
5028 | BRAUNIG_VHB3 | 3 | South | YES | -0.054126 | 407 | 60 | 407 | 0 | 1.0138 | GST | -1 | 0.19587 | 407 | 407 |  |  |  |  | -0.19587 | -79.7202 | [6 empty] | 359 | 0
5396 | CALAVER_OWS1 | 1 | South | YES | -0.05415 | 418 | 80 | 418 | 0 | 1.0192 | GST | -1 | 0.1959 | 418 | 418 |  |  |  |  | -0.1959 | -81.8849 | [6 empty] | 360 | 0
5397 | CALAVER_OWS2 | 2 | South | YES | -0.05415 | 400 | 80 | 400 | 0 | 1.0192 | GST | -1 | 0.1959 | 400 | 400 |  |  |  |  | -0.1959 | -78.3587 | [6 empty] | 361 | 0
5111 | CALAVER_JTD1 | 1 | South | YES | -0.054161 | 430 | 80 | 430 | 0 | 1.0138 | LIGCO | -1 | 0.19591 | 0 | 430 |  |  |  |  | -0.19591 | 0 | [6 empty] | 362 | 0
5112 | CALAVER_JTD2 | 2 | South | YES | -0.054161 | 430 | 80 | 430 | 0 | 1.0138 | LIGCO | -1 | 0.19591 | 0 | 430 |  |  |  |  | -0.19591 | 0 | [6 empty] | 363 | 0
5264 | LEON_LCP3G3 | 3 | South | YES | -0.054188 | 0 | 20 | 58 |  | 1.0197 | GST | -1 | 0.19593 | 58 | 58 |  |  |  |  | -0.19593 | -11.3642 | [6 empty] | 364 | 0
5265 | LEON_LCP4G4 | 4 | South | YES | -0.054188 | 89 | 25 | 89 | 0 | 1.0197 | GST | -1 | 0.19593 | 89 | 89 |  |  |  |  | -0.19593 | -17.4382 | [6 empty] | 365 | 0
5266 | LEON_LCPCT1 | 1 | South | YES | -0.054188 | 44 | 24 | 44 | 0 | 1.0197 | GGT | -1 | 0.19593 | 44 | 44 |  |  |  |  | -0.19593 | -8.6211 | [6 empty] | 366 | 0
5267 | LEON_LCPCT2 | 2 | South | YES | -0.054188 | 44 | 24 | 44 | 0 | 1.0197 | GGT | -1 | 0.19593 | 44 | 44 |  |  |  |  | -0.19593 | -8.6211 | [6 empty] | 367 | 0
5268 | LEON_LCPCT3 | 3 | South | YES | -0.054188 | 43 | 24 | 43 | 0 | 1.0197 | GGT | -1 | 0.19593 | 43 | 43 |  |  |  |  | -0.19593 | -8.4252 | [6 empty] | 368 | 0
5269 | LEON_LCPCT4 | 4 | South | YES | -0.054188 | 45 | 24 | 45 | 0 | 1.0197 | GGT | -1 | 0.19593 | 45 | 45 |  |  |  |  | -0.19593 | -8.8171 | [6 empty] | 369 | 0
5436 | TUTTL_WBT1G1 | 1 | South | YES | -0.054201 | 48.8 | 20 | 61 | 0 | 1.012 | GST | -1 | 0.19595 | 61 | 61 |  |  |  |  | -0.19595 | -11.9528 | [6 empty] | 370 | 0
5438 | TUTTL_WBT3G3 | 3 | South | YES | -0.054201 | 95 | 25 | 95 | 0 | 1.012 | GST | -1 | 0.19595 | 95 | 95 |  |  |  |  | -0.19595 | -18.615 | [6 empty] | 371 | 0
5439 | TUTTL_WBT4G4 | 4 | South | YES | -0.054201 | 151 | 40 | 151 | 0 | 1.012 | GST | -1 | 0.19595 | 151 | 151 |  |  |  |  | -0.19595 | -29.5881 | [6 empty] | 372 | 0
5026 | BRAUNIG_VHB1 | 1 | South | YES | -0.054314 | 215 | 40 | 215 | 0 | 1.0192 | GST | -1 | 0.19606 | 215 | 215 |  |  |  |  | -0.19606 | -42.1531 | [6 empty] | 373 | 0
5027 | BRAUNIG_VHB2 | 2 | South | YES | -0.054314 | 216 | 40 | 216 | 0 | 1.0192 | GST | -1 | 0.19606 | 216 | 216 |  |  |  |  | -0.19606 | -42.3491 | [6 empty] | 374 | 0
5890 | PEARSALLGEN1 | 1 | South | YES | -0.05433 | 19.2 | 6 | 24 | 0 | 1.0226 | GST | -1 | 0.19608 | 24 | 24 |  |  |  |  | -0.19608 | -4.7058 | [6 empty] | 375 | 0
5891 | PEARSALLGEN2 | 1 | South | YES | -0.05433 | 19.4 | 6 | 24.3 | 0 | 1.0226 | GST | -1 | 0.19608 | 24.3 | 24.3 |  |  |  |  | -0.19608 | -4.7647 | [6 empty] | 376 | 0
5892 | PEARSALLGEN3 | 1 | South | YES | -0.05433 | 19.1 | 6 | 23.9 | 0 | 1.0226 | GST | -1 | 0.19608 | 23.9 | 23.9 |  |  |  |  | -0.19608 | -4.6862 | [6 empty] | 377 | 0
5476 | BRA_AVR1_CT1 | 1 | South | YES | -0.055836 | 155 | 90 | 155 | 0 | 1.025 | CC | -1 | 0.19758 | 155 | 155 |  |  |  |  | -0.19758 | -30.6253 | [6 empty] | 378 | 0
5477 | BRA_AVR1_ST | 1 | South | YES | -0.055836 | 174 | 138 | 174 | 0 | 1.025 | CC | -1 | 0.19758 | 174 | 174 |  |  |  |  | -0.19758 | -34.3794 | [6 empty] | 379 | 0
5478 | BRA_AVR1_CT2 | 1 | South | YES | -0.055836 | 155 | 90 | 155 | 0 | 1.025 | CC | -1 | 0.19758 | 155 | 155 |  |  |  |  | -0.19758 | -30.6253 | [6 empty] | 380 | 0
5401 | CALAVER_JKS1 | 1 | South | YES | -0.056968 | 562 | 100 | 562 | 0 | 1.026 | LIGCO | -1 | 0.19871 | 0 | 562 |  |  |  |  | -0.19871 | 0 | [6 empty] | 381 | 0
8189 | CUECPL2A | 1 | South | YES | -0.059543 | 12 | 0 | 12 | 0 | 1.02 | Cogen | -1 | 0.20129 | 0 | 0 |  |  |  |  | -0.20129 | 0 | [6 empty] | 382 | 0
5903 | SANMIGUELGEN | 1 | South | YES | -0.06281 | 396.3 | 180 | 396.3 | 0 | 1.0336 | LIGCO | -1 | 0.20456 | 0 | 396.3 |  |  |  |  | -0.20456 | 0 | [6 empty] | 383 | 0
80265 | LARECU40A | 4 | South | YES | -0.06338 | 80 | 0 | 100 |  | 1.039 | GGT | -1 | 0.20513 | 100 | 100 |  |  |  |  | -0.20513 | -20.5127 | [6 empty] | 384 | 0
80266 | LARECU50A | 5 | South | YES | -0.06338 | 80 | 0 | 100 |  | 1.039 | GGT | -1 | 0.20513 | 100 | 100 |  |  |  |  | -0.20513 | -20.5127 | [6 empty] | 385 | 0
80012 | LAR | F | South | YES | -0.063383 | 0 | 0 | 0 | 0 | 1.04 | DCTie | -1 | 0.20513 | 0 | 0 |  |  |  |  | -0.20513 | 0 | [6 empty] | 386 | 0
88299 | ZAPATA | F | South | YES | -0.069728 | 0 | 0 | 0 | 0 | 1.02 | BLT | -1 | 0.21147 | 0 | 0 |  |  |  |  | -0.21147 | 0 | [6 empty] | 387 | 0
88198 | BEEVILLE | F | South | YES | -0.072573 | 0 | 0 | 0 | 0 | 1.02 | AVR | -1 | 0.21432 | 0 | 0 |  |  |  |  | -0.21432 | 0 | [6 empty] | 388 | 0
5728 | FALCONHYDRO2 | 2 | South | YES | -0.074031 | 12 | 0 | 12 | 0 | 1.0234 | Hydro | -1 | 0.21578 | 0 | 0 |  |  |  |  | -0.21578 | 0 | [6 empty] | 389 | 0
5729 | FALCONHYDRO3 | 3 | South | YES | -0.074031 | 11 | 0 | 11 | 0 | 1.0234 | Hydro | -1 | 0.21578 | 0 | 0 |  |  |  |  | -0.21578 | 0 | [6 empty] | 390 | 0
8048 | FALCONHYDRO1 | 1 | South | YES | -0.074031 | 12 | 0 | 12 | 0 | 1.0234 | Hydro | -1 | 0.21578 | 0 | 0 |  |  |  |  | -0.21578 | 0
88508 | FALFURRI | F | South | YES | -0.074811 | 0 | 0 | 0 | 0 | 1 | AVR | -1 | 0.21656 | 0 | 0 |  |  |  |  | -0.21656 | 0
8161 | COLETO0A | 1 | South | YES | -0.076037 | 633 | 200 | 633 | 0 | 1.03 | LIGCO | -1 | 0.21778 | 0 | 633 |  |  |  |  | -0.21778 | 0
8933 | FGNTS001 | 1 | South | YES | -0.078528 | 146.5 | 0 | 146.5 | 0 | 1.03 | CC | -1 | 0.22027 | 146.5 | 146.5 |  |  |  |  | -0.22027 | -32.2703
8934 | FGNTS101 | 2 | South | YES | -0.078528 | 147.9 | 0 | 147.9 | 0 | 1.03 | CC | -1 | 0.22027 | 147.9 | 147.9 |  |  |  |  | -0.22027 | -32.5786
8935 | FGNTS201 | 3 | South | YES | -0.078528 | 173 | 0 | 173 | 0 | 1.03 | CC | -1 | 0.22027 | 173 | 173 |  |  |  |  | -0.22027 | -38.1075
8981 | HECN1 | 1 | South | YES | -0.079284 | 144.8 | 0 | 144.8 | 0 | 1.0304 | CC | -1 | 0.22103 | 144.8 | 144.8 |  |  |  |  | -0.22103 | -32.0053
8982 | HECN2 | 2 | South | YES | -0.079284 | 144.1 | 0 | 144.1 | 0 | 1.0304 | CC | -1 | 0.22103 | 144.1 | 144.1 |  |  |  |  | -0.22103 | -31.8505
8983 | HECN3 | 3 | South | YES | -0.079284 | 171.9 | 0 | 171.9 | 0 | 1.0304 | CC | -1 | 0.22103 | 171.9 | 171.9 |  |  |  |  | -0.22103 | -37.9952
8936 | MVGN#1 | 1 | South | YES | -0.079286 | 216.6 | 0 | 216.6 | 0 | 1.0304 | CC | -1 | 0.22103 | 216.6 | 216.6 |  |  |  |  | -0.22103 | -47.8757
8937 | MVGN#2 | 2 | South | YES | -0.079286 | 216.7 | 0 | 216.7 | 0 | 1.0304 | CC | -1 | 0.22103 | 216.7 | 216.7 |  |  |  |  | -0.22103 | -47.8978
8938 | MVGN#3 | 3 | South | YES | -0.079286 | 250.9 | 0 | 250.9 | 0 | 1.0304 | CC | -1 | 0.22103 | 250.9 | 250.9 |  |  |  |  | -0.22103 | -55.4571
80003 | MILHWYS | F | South | YES | -0.079616 | 0 | 0 | 0 | 0 | 1.0168 | AVR | -1 | 0.22136 | 0 | 0 |  |  |  |  | -0.22136 | 0
5932 | SI_RAY9 | 9 | South | YES | -0.079617 | 32 | 32 | 38 | 0 | 1.035 | CC | -1 | 0.22136 | 38 | 38 |  |  |  |  | -0.22136 | -8.4118
5933 | SI_RAY6 | 6 | South | YES | -0.079617 | 15.4 | 10 | 19.3 | 0 | 1.035 | GST | -1 | 0.22136 | 19.3 | 19.3 |  |  |  |  | -0.22136 | -4.2723
5935 | SI_RAY10 | 10 | South | YES | -0.079617 | 47 | 10 | 47 | 0 | 1.03 | CC | -1 | 0.22136 | 47 | 47 |  |  |  |  | -0.22136 | -10.4041
80080 | GWINDT11A | 1 | South | YES | -0.079819 | 28.2 | 0 | 94 | 0 | 1.025 | Wind | -1 | 0.22157 | 0 | 94 |  |  |  |  | -0.22157 | 0
80080 | GWINDT11A | 2 | South | YES | -0.079819 | 0 | 0 | 41 | 0 | 1.025 | Wind | -1 | 0.22157 | 0 | 41 |  |  |  |  | -0.22157 | 0
80080 | GWINDT11A | 3 | South | YES | -0.079819 | 0 | 0 | 38 | 0 | 1.025 | Wind | -1 | 0.22157 | 0 | 38 |  |  |  |  | -0.22157 | 0
80080 | GWINDT11A | 4 | South | YES | -0.079819 | 3.8 | 0 | 19 | 0 | 1.025 | Wind | -1 | 0.22157 | 0 | 19 |  |  |  |  | -0.22157 | 0
80081 | GWINDT21A | 1 | South | YES | -0.079819 | 28.2 | 0 | 94 | 0 | 1.025 | Wind | -1 | 0.22157 | 0 | 94 |  |  |  |  | -0.22157 | 0
80081 | GWINDT21A | 2 | South | YES | -0.079819 | 7.2 | 0 | 36 | 0 | 1.025 | Wind | -1 | 0.22157 | 0 | 36 |  |  |  |  | -0.22157 | 0
80081 | GWINDT21A | 3 | South | YES | -0.079819 | 8.6 | 0 | 43 | 0 | 1.025 | Wind | -1 | 0.22157 | 0 | 43 |  |  |  |  | -0.22157 | 0
80081 | GWINDT21A | 4 | South | YES | -0.079819 | 4.4 | 0 | 22 | 0 | 1.025 | Wind | -1 | 0.22157 | 0 | 22 |  |  |  |  | -0.22157 | 0
80180 | PNSCALT11A | 1 | South | YES | -0.079819 | 43.8 | 0 | 148 | 0 | 1.025 | Wind | -1 | 0.22157 | 0 | 148 |  |  |  |  | -0.22157 | 0
80180 | PNSCALT11A | 2 | South | YES | -0.079819 | 10 | 0 | 50 | 0 | 1.025 | Wind | -1 | 0.22157 | 0 | 50 |  |  |  |  | -0.22157 | 0
80181 | PNSCALT21A | 1 | South | YES | -0.079819 | 16.5 | 0 | 55 | 0 | 1.025 | Wind | -1 | 0.22157 | 0 | 55 |  |  |  |  | -0.22157 | 0
80181 | PNSCALT21A | 2 | South | YES | -0.079819 | 10 | 0 | 50 | 0 | 1.025 | Wind | -1 | 0.22157 | 0 | 50 |  |  |  |  | -0.22157 | 0
8517 | CELANEBI0A | 1 | South | YES | -0.079904 | 29 | 0 | 29 | 0 | 1.02 | Cogen | -1 | 0.22165 | 0 | 0 |  |  |  |  | -0.22165 | 0
8461 | KOCH_UP0A | 1 | South | YES | -0.080479 | 38 | 0 | 38 | 0 | 1.012 | Cogen | -1 | 0.22223 | 0 | 0 |  |  |  |  | -0.22223 | 0
8511 | OXY_CC0A | 1 | South | YES | -0.080545 | 30.3 | 0 | 38 | 0 | 1.027 | Cogen | -1 | 0.22229 | 0 | 0 |  |  |  |  | -0.22229 | 0
8506 | VAL #1 | 1 | South | YES | -0.08065 | 20.9 | 0 | 25 | 0 | 1.0055 | Cogen | -1 | 0.2224 | 0 | 0 |  |  |  |  | -0.2224 | 0
8507 | VAL #2 | 2 | South | YES | -0.08065 | 20.9 | 0 | 25 | 0 | 1.0055 | Cogen | -1 | 0.2224 | 0 | 0 |  |  |  |  | -0.2224 | 0
8459 | B_DAVIS0B | MB | South | YES | -0.080805 | 0 | 50 | 339 |  | 1.03 | GSC | -1 | 0.22255 | 0 | 0 |  |  |  |  | -0.22255 | 0
8460 | B_DAVIS0A | MB | South | YES | -0.080805 | 0 | 50 | 340 |  | 1.03 | GSC | -1 | 0.22255 | 0 | 0 |  |  |  |  | -0.22255 | 0
80263 | B_DAVIS31A | 3 | South | YES | -0.080805 | 0 | 0 | 180 |  | 1.0366 | CC | -1 | 0.22255 | 180 | 180 |  |  |  |  | -0.22255 | -40.0593
80264 | B_DAVIS41A | 4 | South | YES | -0.080805 | 0 | 0 | 180 |  | 1.0366 | CC | -1 | 0.22255 | 180 | 180 |  |  |  |  | -0.22255 | -40.0593
8456 | COSW#1 | 1 | South | YES | -0.080971 | 20 | 0 | 20 | 0 | 1.027 | Cogen | -1 | 0.22272 | 0 | 0 |  |  |  |  | -0.22272 | 0
8457 | COSW#2 | 2 | South | YES | -0.080971 | 14 | 0 | 14 | 0 | 1.027 | Cogen | -1 | 0.22272 | 0 | 0 |  |  |  |  | -0.22272 | 0
8560 | CNOPGT1 | 1 | South | YES | -0.081053 | 148.3 | 0 | 148.3 | 0 | 1.03 | Cogen | -1 | 0.2228 | 0 | 0 |  |  |  |  | -0.2228 | 0
8561 | CNOPGT2 | 2 | South | YES | -0.081053 | 148.6 | 0 | 148.6 | 0 | 1.03 | Cogen | -1 | 0.2228 | 0 | 0 |  |  |  |  | -0.2228 | 0
8562 | CNOPST1 | 3 | South | YES | -0.081053 | 153 | 0 | 153 | 0 | 1.03 | Cogen | -1 | 0.2228 | 0 | 0 |  |  |  |  | -0.2228 | 0
8442 | NBEC7 | 7 | South | YES | -0.081069 | 0 | 81 | 367 |  | 1.0298 | GST | -1 | 0.22282 | 367 | 367 |  |  |  |  | -0.22282 | -81.7734
8442 | NBEC7 | MB | South | YES | -0.081069 | 0 | 81 | 367 |  | 1.0298 | GST | -1 | 0.22282 | 0 | 0 |  |  |  |  | -0.22282 | 0
8926 | LGE_GT10A | 1 | South | YES | -0.082521 | 158 | 0 | 158 | 0 | 1.03 | Cogen | -1 | 0.22427 | 0 | 0 |  |  |  |  | -0.22427 | 0
8927 | LGE_GT20A | 2 | South | YES | -0.082521 | 153 | 0 | 153 | 0 | 1.03 | Cogen | -1 | 0.22427 | 0 | 0 |  |  |  |  | -0.22427 | 0
8928 | LGE_STG0A | 3 | South | YES | -0.082521 | 100 | 0 | 100 | 0 | 1.03 | Cogen | -1 | 0.22427 | 0 | 0 |  |  |  |  | -0.22427 | 0
8930 | ICPGN10A | 1 | South | YES | -0.082521 | 149 | 0 | 149 | 0 | 1.03 | Cogen | -1 | 0.22427 | 0 | 0 |  |  |  |  | -0.22427 | 0
8931 | ICPGN20A | 2 | South | YES | -0.082521 | 150 | 0 | 150 | 0 | 1.03 | Cogen | -1 | 0.22427 | 0 | 0 |  |  |  |  | -0.22427 | 0
8932 | ICPGN30A | 3 | South | YES | -0.082521 | 127 | 0 | 127 | 0 | 1.03 | Cogen | -1 | 0.22427 | 0 | 0 |  |  |  |  | -0.22427 | 0
80223 | REYSHR G | 1 | South | YES | -0.082521 | 12 | 0 | 12 | 0 | 1.032 | Cogen | -1 | 0.22427 | 0 | 0 |  |  |  |  | -0.22427 | 0
8173 | VICEC51A | 5 | South | YES | -0.082681 | 144 | 18 | 144 | 0 | 1.025 | CC | -1 | 0.22443 | 144 | 144 |  |  |  |  | -0.22443 | -32.3176
8174 | VICEC61A | 6 | South | YES | -0.082681 | 188 | 42 | 188 | 0 | 1.025 | CC | -1 | 0.22443 | 188 | 188 |  |  |  |  | -0.22443 | -42.1924
5508 | RAYBURNCC9 | 1 | South | YES | -0.083997 | 47.7 | 18.2 | 47.7 | 0 | 1.0296 | CC | -1 | 0.22574 | 47.7 | 47.7 |  |  |  |  | -0.22574 | -10.768
5509 | RAYBURNCC10 | 1 | South | YES | -0.083997 | 37.3 | 5.2 | 37.3 | 0 | 1.0296 | CC | -1 | 0.22574 | 37.3 | 37.3 |  |  |  |  | -0.22574 | -8.4202
5511 | RAYBURNCC7 | 1 | South | YES | -0.083997 | 47.5 | 18.2 | 47.5 | 0 | 1.0296 | CC | -1 | 0.22574 | 47.5 | 47.5 |  |  |  |  | -0.22574 | -10.7228
5512 | RAYBURNCC8 | 1 | South | YES | -0.083997 | 49.3 | 18.2 | 49.3 | 0 | 1.0296 | CC | -1 | 0.22574 | 49.3 | 49.3 |  |  |  |  | -0.22574 | -11.1292
8066 | DUP1V#1 | 1 | South | YES | -0.084098 | 52.3 | 0 | 73 | 0 | 1.01 | Cogen | -1 | 0.22584 | 0 | 0 |  |  |  |  | -0.22584 | 0
5503 | RAYBURNGEN3 | 1 | South | YES | -0.084663 | 17.6 | 6 | 22 | 0 | 1.0224 | GST | -1 | 0.22641 | 22 | 22 |  |  |  |  | -0.22641 | -4.981
5505 | RAYBURNGEN1 | 1 | South | YES | -0.084663 | 0 | 1 | 11 |  | 1.0223 | GGT | -1 | 0.22641 | 11 | 11 |  |  |  |  | -0.22641 | -2.4905
5506 | RAYBURNGEN2 | 1 | South | YES | -0.084663 | 0 | 1 | 11 |  | 1.0223 | GGT | -1 | 0.22641 | 11 | 11 |  |  |  |  | -0.22641 | -2.4905
80224 | VISTRONG1 | 1 | South | YES | -0.08652 | 13.1 | 0 | 15 | 0 | 1.01 | Cogen | -1 | 0.22827 | 0 | 0 |  |  |  |  | -0.22827 | 0
80225 | VISTRONG2 | 2 | South | YES | -0.08652 | 20.2 | 0 | 23 | 0 | 1.01 | Cogen | -1 | 0.22827 | 0 | 0 |  |  |  |  | -0.22827 | 0
80227 | AIRCO G | 1 | South | YES | -0.087383 | 7.2 | 0 | 8 | 0 | 1.0104 | Cogen | -1 | 0.22913 | 0 | 0 |  |  |  |  | -0.22913 | 0
8147 | UCAR #2 | 10 | South | YES | -0.087915 | 18.2 | 0 | 28 |  | 1 | Cogen | -1 | 0.22966 | 0 | 0 |  |  |  |  | -0.22966 | 0
8148 | UCAR #1 | 2 | South | YES | -0.087915 | 6.1 | 0 | 7 | 0 | 1.009 | Cogen | -1 | 0.22966 | 0 | 0 |  |  |  |  | -0.22966 | 0
80137 | CSDR89 | 8 | South | YES | -0.087915 | 33.9 | 0 | 39 | 0 | 1.003 | DCTie | -1 | 0.22966 | 0 | 0 |  |  |  |  | -0.22966 | 0
80137 | CSDR89 | 9 | South | YES | -0.087915 | 15 | 0 | 15 | 0 | 1.003 | DCTie | -1 | 0.22966 | 0 | 0 |  |  |  |  | -0.22966 | 0
80138 | CSDR7 | 7 | South | YES | -0.087915 | 6.1 | 0 | 7 | 0 | 1.014 | DCTie | -1 | 0.22966 | 0 | 0 |  |  |  |  | -0.22966 | 0
80139 | CSDR56 | 5 | South | YES | -0.087915 | 15 | 0 | 15 |  | 1.0033 | DCTie | -1 | 0.22966 | 0 | 0 |  |  |  |  | -0.22966 | 0
80139 | CSDR56 | 6 | South | YES | -0.087915 | 0 | 0 | 39 |  | 1.0033 | DCTie | -1 | 0.22966 | 0 | 0 |  |  |  |  | -0.22966 | 0
80140 | CSDR11 | 11 | South | YES | -0.087915 | 33.9 | 0 | 39 | 0 | 1.03 | DCTie | -1 | 0.22966 | 0 | 0 |  |  |  |  | -0.22966 | 0
80226 | ALCOA G | 1 | South | YES | -0.091465 | 32.3 | 5 | 48 | 0 | 1.015 | Cogen | -1 | 0.23321 | 0 | 0 |  |  |  |  | -0.23321 | 0
8134 | FOR #1 | 1 | South | YES | -0.092534 | 54.1 | 45 | 79 | 0 | 1 | Cogen | -1 | 0.23428 | 0 | 0 |  |  |  |  | -0.23428 | 0
8138 | FOR #2 | 2 | South | YES | -0.092534 | 63.1 | 45 | 81 | 0 | 1 | Cogen | -1 | 0.23428 | 0 | 0 |  |  |  |  | -0.23428 | 0
8153 | FOR #3 | 3 | South | YES | -0.092534 | 63.1 | 45 | 79.9 | 0 | 1 | Cogen | -1 | 0.23428 | 0 | 0 |  |  |  |  | -0.23428 | 0
8154 | FOR #4 | 4 | South | YES | -0.092534 | 63.1 | 60 | 80 | 0 | 1 | Cogen | -1 | 0.23428 | 0 | 0 |  |  |  |  | -0.23428 | 0
8155 | FOR #5 | 5 | South | YES | -0.092534 | 63.1 | 60 | 78.4 | 0 | 1 | Cogen | -1 | 0.23428 | 0 | 0 |  |  |  |  | -0.23428 | 0
8156 | FOR #6 | 6 | South | YES | -0.092534 | 24.9 | 5 | 25 | 0 | 1 | Cogen | -1 | 0.23428 | 0 | 0 |  |  |  |  | -0.23428 | 0
8157 | FOR #7 | 7 | South | YES | -0.092534 | 28.8 | 5 | 46 | 0 | 1 | Cogen | -1 | 0.23428 | 0 | 0 |  |  |  |  | -0.23428 | 0
80051 | FOR #8 | 8 | South | YES | -0.092534 | 28 | 28 | 28 |  | 1 | Cogen | -1 | 0.23428 | 0 | 0 |  |  |  |  | -0.23428 | 0
80052 | FOR #9 | 9 | South | YES | -0.092534 | 29.7 | 5 | 43.6 | 0 | 1 | Cogen | -1 | 0.23428 | 0 | 0 |  |  |  |  | -0.23428 | 0
80053 | FOR #10 | 10 | South | YES | -0.092534 | 68.4 | 45 | 75 | 0 | 1 | Cogen | -1 | 0.23428 | 0 | 0 |  |  |  |  | -0.23428 | 0
48731 | CBE_GT1 | 1 | Houston | YES | -0.12994 | 76 | 0 | 76 | 0 | 1.029 | CC | -1 | 0.27168 | 76 | 76 |  |  | -9.8752 | 76 | -0.27168 | -20.648
48732 | CBE_GT2 | 1 | Houston | YES | -0.12994 | 76 | 0 | 76 | 0 | 1.029 | CC | -1 | 0.27168 | 76 | 76 |  |  | -9.8752 | 76 | -0.27168 | -20.648
48733 | CBE_ST12 | 1 | Houston | YES | -0.12994 | 105 | 0 | 105 | 0 | 1.029 | CC | -1 | 0.27168 | 105 | 105 |  |  | -13.6434 | 105 | -0.27168 | -28.5268
48734 | CBE_GT3 | 1 | Houston | YES | -0.12994 | 76 | 0 | 76 | 0 | 1.029 | CC | -1 | 0.27168 | 76 | 76 |  |  | -9.8752 | 76 | -0.27168 | -20.648
48735 | CBE_GT4 | 1 | Houston | YES | -0.12994 | 76 | 0 | 76 | 0 | 1.029 | CC | -1 | 0.27168 | 76 | 76 |  |  | -9.8752 | 76 | -0.27168 | -20.648
48736 | CBE_ST34 | 1 | Houston | YES | -0.12994 | 105 | 0 | 105 | 0 | 1.029 | CC | -1 | 0.27168 | 105 | 105 |  |  | -13.6434 | 105 | -0.27168 | -28.5268
5911 | STP_GN1___1 | 1 | Houston | YES | -0.13148 | 1333 | 1249 | 1333 | 0 | 1.0406 | Nuc | -1 | 0.27322 | 0 | 0 |  |  | 0 | 0 | -0.27322 | 0
5912 | STP_GN2___2 | 2 | Houston | YES | -0.13148 | 1332 | 1249 | 1332 | 0 | 1.0406 | Nuc | -1 | 0.27322 | 0 | 0 |  |  | 0 | 0 | -0.27322 | 0
48911 | TGF_GT1_8000 | 1 | Houston | YES | -0.13302 | 69.2 | 0 | 69.2 |  | 1.029 | Cogen | -1 | 0.27476 | 0 | 0 |  |  | 0 | 0 | -0.27476 | 0
48885 | THW_5152 | A | Houston | YES | -0.1363 | 46.4 | 5 | 58 |  | 1.0319 | GGT | -1 | 0.27804 | 58 | 58 |  |  | -7.9052 | 58 | -0.27804 | -16.1265
48885 | THW_5152 | B | Houston | YES | -0.1363 | 47.2 | 5 | 59 |  | 1.0319 | GGT | -1 | 0.27804 | 59 | 59 |  |  | -8.0415 | 59 | -0.27804 | -16.4046
48886 | THW_5354 | C | Houston | YES | -0.1363 | 45.6 | 5 | 57 |  | 1.0319 | GGT | -1 | 0.27804 | 57 | 57 |  |  | -7.7689 | 57 | -0.27804 | -15.8485
48886 | THW_5354 | D | Houston | YES | -0.1363 | 46.4 | 5 | 58 |  | 1.0319 | GGT | -1 | 0.27804 | 58 | 58 |  |  | -7.9052 | 58 | -0.27804 | -16.1265
48887 | THW_5556 | E | Houston | YES | -0.1363 | 47.2 | 5 | 59 |  | 1.0319 | GGT | -1 | 0.27804 | 59 | 59 |  |  | -8.0415 | 59 | -0.27804 | -16.4046
48887 | THW_5556 | F | Houston | YES | -0.1363 | 45.6 | 5 | 57 |  | 1.0319 | GGT | -1 | 0.27804 | 57 | 57 |  |  | -7.7689 | 57 | -0.27804 | -15.8485
48591 | CHE_GT2_5030 | 2 | Houston | YES | -0.14526 | 173 | 50 | 173 |  | 1.029 | Cogen | -1 | 0.28701 | 0 | 0 |  |  | 0 | 0 | -0.28701 | 0
48811 | CVC_GT3_5045 | 3 | Houston | YES | -0.14526 | 156 | 91.8 | 156 | 0 | 1.029 | Cogen | -1 | 0.28701 | 0 | 0 |  |  | 0 | 0 | -0.28701 | 0
48812 | CVC_GT2_5020 | 2 | Houston | YES | -0.14526 | 158 | 91.8 | 158 | 0 | 1.029 | Cogen | -1 | 0.28701 | 0 | 0 |  |  | 0 | 0 | -0.28701 | 0
48813 | CVC_GT1_5035 | 1 | Houston | YES | -0.14526 | 160 | 91.8 | 160 | 0 | 1.029 | Cogen | -1 | 0.28701 | 0 | 0 |  |  | 0 | 0 | -0.28701 | 0
48814 | CVC_ST5_5040 | 1 | Houston | YES | -0.14526 | 162 | 91.8 | 162 | 0 | 1.029 | Cogen | -1 | 0.28701 | 0 | 0 |  |  | 0 | 0 | -0.28701 | 0
48883 | THW_GT1_GT_1 | B2 | Houston | YES | -0.14599 | 0 | 0 | 12 |  | 1.043 | GGT | -1 | 0.28773 | 12 | 12 |  |  | -1.7518 | 12 | -0.28773 | -3.4528
48873 | THW_ST3_ST_3 | 3 | Houston | YES | -0.14734 | 107 | 19 | 107 | 0 | 1.0435 | CC | -1 | 0.28909 | 107 | 107 |  |  | -15.7657 | 107 | -0.28909 | -30.9326
48874 | THW_ST4_ST_4 | 4 | Houston | YES | -0.14734 | 108 | 19 | 108 | 0 | 1.0435 | CC | -1 | 0.28909 | 108 | 108 |  |  | -15.913 | 108 | -0.28909 | -31.2217
48875 | THW_3132 | A | Houston | YES | -0.14734 | 55 | 5 | 55 | 0 | 1.0435 | CC | -1 | 0.28909 | 55 | 55 |  |  | -8.1039 | 55 | -0.28909 | -15.8999
48875 | THW_3132 | B | Houston | YES | -0.14734 | 53 | 5 | 53 | 0 | 1.0435 | CC | -1 | 0.28909 | 53 | 53 |  |  | -7.8092 | 53 | -0.28909 | -15.3218
48877 | THW_3334 | C | Houston | YES | -0.14734 | 55 | 5 | 55 | 0 | 1.0435 | CC | -1 | 0.28909 | 55 | 55 |  |  | -8.1039 | 55 | -0.28909 | -15.8999
48877 | THW_3334 | D | Houston | YES | -0.14734 | 57 | 5 | 57 | 0 | 1.0435 | CC | -1 | 0.28909 | 57 | 57 |  |  | -8.3986 | 57 | -0.28909 | -16.4781
48879 | THW_4142 | E | Houston | YES | -0.14734 | 56 | 5 | 56 | 0 | 1.0435 | CC | -1 | 0.28909 | 56 | 56 |  |  | -8.2512 | 56 | -0.28909 | -16.189
48879 | THW_4142 | F | Houston | YES | -0.14734 | 55 | 5 | 55 | 0 | 1.0435 | CC | -1 | 0.28909 | 55 | 55 |  |  | -8.1039 | 55 | -0.28909 | -15.8999
48881 | THW_4344 | G | Houston | YES | -0.14734 | 58 | 5 | 58 | 0 | 1.0435 | CC | -1 | 0.28909 | 58 | 58 |  |  | -8.5459 | 58 | -0.28909 | -16.7672
48881 | THW_4344 | H | Houston | YES | -0.14734 | 58 | 5 | 58 | 0 | 1.0435 | CC | -1 | 0.28909 | 58 | 58 |  |  | -8.5459 | 58 | -0.28909 | -16.7672
48595 | BTE_GT2_8075 | 1 | Houston | YES | -0.14735 | 162.8 | 130 | 162.8 | 0 | 1.0261 | CC | -1 | 0.2891 | 162.8 | 162.8 |  |  | -23.9889 | 162.8 | -0.2891 | -47.0653
48596 | BTE_GT3_8045 | 2 | Houston | YES | -0.14735 | 161.4 | 130 | 161.4 | 0 | 1.0261 | CC | -1 | 0.2891 | 161.4 | 161.4 |  |  | -23.7826 | 161.4 | -0.2891 | -46.6605
48597 | BTE_GT4_8055 | 3 | Houston | YES | -0.14735 | 158.9 | 130 | 158.9 | 0 | 1.0261 | CC | -1 | 0.2891 | 158.9 | 158.9 |  |  | -23.4142 | 158.9 | -0.2891 | -45.9378
48598 | BTE_ST1_8070 | 4 | Houston | YES | -0.14735 | 269.2 | 60 | 269.2 | 0 | 1.0261 | CC | -1 | 0.2891 | 269.2 | 269.2 |  |  | -39.6672 | 269.2 | -0.2891 | -77.8254
48583 | CBY_GT4_1 | 1 | Houston | YES | -0.1477 | 172 | 0 | 172 | 0 | 1.027 | GSC | -1 | 0.28945 | 172 | 172 |  |  | -25.4042 | 172 | -0.28945 | -49.7847
48584 | CBY_GT4_2 | 2 | Houston | YES | -0.1477 | 172 | 0 | 172 | 0 | 1.027 | CC | -1 | 0.28945 | 172 | 172 |  |  | -25.4042 | 172 | -0.28945 | -49.7847
48585 | CBY_ST4_1 | 3 | Houston | YES | -0.1477 | 172 | 0 | 172 | 0 | 1.027 | CC | -1 | 0.28945 | 172 | 172 |  |  | -25.4042 | 172 | -0.28945 | -49.7847
49851 | DOW17000 | 37 | Houston | YES | -0.14789 | 39 | 0 | 62 | 0 | 1 | Cogen | -1 | 0.28964 | 0 | 0 |  |  | 0 | 0 | -0.28964 | 0
49858 | DOW38100 | 31 | Houston | YES | -0.14789 | 45 | 0 | 71.4 |  | 1 | Cogen | -1 | 0.28964 | 0 | 0 |  |  | 0 | 0 | -0.28964 | 0
49859 | DOW38200 | 33 | Houston | YES | -0.14789 | 28 | 0 | 45 | 0 | 1 | Cogen | -1 | 0.28964 | 0 | 0 |  |  | 0 | 0 | -0.28964 | 0
49860 | DOW38300 | 32 | Houston | YES | -0.14789 | 63 | 0 | 101 |  | 1 | Cogen | -1 | 0.28964 | 0 | 0 |  |  | 0 | 0 | -0.28964 | 0
49862 | DOW39100 | 36 | Houston | YES | -0.14789 | 54 | 0 | 86 | 0 | 1 | Cogen | -1 | 0.28964 | 0 | 0 |  |  | 0 | 0 | -0.28964 | 0
49863 | DOW39200 | 35 | Houston | YES | -0.14789 | 55 | 0 | 88 | 0 | 1 | Cogen | -1 | 0.28964 | 0 | 0 |  |  | 0 | 0 | -0.28964 | 0
49865 | DOW41000 | 41 | Houston | YES | -0.14789 | 31 | 0 | 50 |  | 1 | Cogen | -1 | 0.28964 | 0 | 0 |  |  | 0 | 0 | -0.28964 | 0
49866 | DOW42000 | 42 | Houston | YES | -0.14789 | 11 | 0 | 18 |  | 1 | Cogen | -1 | 0.28964 | 0 | 0 |  |  | 0 | 0 | -0.28964 | 0
49869 | DOW49000 | 45 | Houston | YES | -0.14789 | 59 | 0 | 94 |  | 1 | Cogen | -1 | 0.28964 | 0 | 0 |  |  | 0 | 0 | -0.28964 | 0
49870 | DOW61000 | 61 | Houston | YES | -0.14789 | 44 | 0 | 70 | 0 | 1 | Cogen | -1 | 0.28964 | 0 | 0 |  |  | 0 | 0 | -0.28964 | 0
49871 | DOW62000 | 62 | Houston | YES | -0.14789 | 40 | 0 | 63 | 0 | 1 | Cogen | -1 | 0.28964 | 0 | 0 |  |  | 0 | 0 | -0.28964 | 0
49872 | DOW63000 | 63 | Houston | YES | -0.14789 | 45 | 0 | 72 | 0 | 1 | Cogen | -1 | 0.28964 | 0 | 0 |  |  | 0 | 0 | -0.28964 | 0
49873 | DOW64000 | 64 | Houston | YES | -0.14789 | 41 | 0 | 64.8 | 0 | 1 | Cogen | -1 | 0.28964 | 0 | 0 |  |  | 0 | 0 | -0.28964 | 0
49876 | DOW65000 | 65 | Houston | YES | -0.14789 | 63 | 0 | 101 | 0 | 1 | Cogen | -1 | 0.28964 | 0 | 0 |  |  | 0 | 0 | -0.28964 | 0
49877 | DOW66000 | 66 | Houston | YES | -0.14789 | 61 | 0 | 97 | 0 | 1 | Cogen | -1 | 0.28964 | 0 | 0 |  |  | 0 | 0 | -0.28964 | 0
49878 | DOW67000 | 67 | Houston | YES | -0.14789 | 65 | 0 | 103 | 0 | 1 | Cogen | -1 | 0.28964 | 0 | 0 |  |  | 0 | 0 | -0.28964 | 0
49882 | DOW81000 | 81 | Houston | YES | -0.14789 | 47 | 0 | 76 | 0 | 1 | Cogen | -1 | 0.28964 | 0 | 0 |  |  | 0 | 0 | -0.28964 | 0
49884 | DOW82000 | 82 | Houston | YES | -0.14789 | 51 | 0 | 80 | 0 | 1 | Cogen | -1 | 0.28964 | 0 | 0 |  |  | 0 | 0 | -0.28964 | 0
49885 | DOW83000 | 83 | Houston | YES | -0.14789 | 51 | 0 | 80 | 0 | 1 | Cogen | -1 | 0.28964 | 0 | 0 |  |  | 0 | 0 | -0.28964 | 0
49886 | DOW84000 | 84 | Houston | YES | -0.14789 | 107 | 0 | 171 | 0 | 0.98 | Cogen | -1 | 0.28964 | 0 | 0 |  |  | 0 | 0 | -0.28964 | 0
48581 | CBY_GN1_1 | 1 | Houston | YES | -0.1483 | 595.2 | 108 | 744 | 0 | 1.0435 | GSC | -1 | 0.29005 | 744 | 744 |  |  | -110.3374 | 744 | -0.29005 | -215.797
48940 | WARVUE_GT1 | G1 | Houston | YES | -0.14852 | 15 | 0 | 15 |  | 1.021 | Cogen | -1 | 0.29027 | 0 | 0 |  |  | 0 | 0 | -0.29027 | 0
48651 | EP_1_2 | 1 | Houston | YES | -0.14873 | 4 | 0 | 5 | 0 | 1.0362 | Cogen | -1 | 0.29047 | 0 | 0 |  |  | 0 | 0 | -0.29047 | 0
48651 | EP_1_2 | 2 | Houston | YES | -0.14873 | 17.7 | 10 | 21 | 0 | 1.0362 | Cogen | -1 | 0.29047 | 0 | 0 |  |  | 0 | 0 | -0.29047 | 0
48690 | GBY_GN5_5 | 5 | Houston | YES | -0.14889 | 318.4 | 81 | 398 |  | 1.0362 | GSC | -1 | 0.29063 | 398 | 398 |  |  | -59.2574 | 398 | -0.29063 | -115.6726
49803 | EXN_15GT | 1 | Houston | YES | -0.1489 | 33 | 8.3 | 34 |  | 1.0326 | Cogen | -1 | 0.29065 | 0 | 0 |  |  | 0 | 0 | -0.29065 | 0
49804 | EXN_16GT | 2 | Houston | YES | -0.1489 | 32 | 8.3 | 34.7 |  | 1.0326 | Cogen | -1 | 0.29065 | 0 | 0 |  |  | 0 | 0 | -0.29065 | 0
49805 | EXN_17GT | 3 | Houston | YES | -0.1489 | 31 | 8.3 | 32.7 |  | 1.0326 | Cogen | -1 | 0.29065 | 0 | 0 |  |  | 0 | 0 | -0.29065 | 0
49826 | EXN938GT | 5 | Houston | YES | -0.1489 | 43 | 9.2 | 45.9 |  | 1.0326 | Cogen | -1 | 0.29065 | 0 | 0 |  |  | 0 | 0 | -0.29065 | 0
49828 | EXN941GT | 10 | Houston | YES | -0.1489 | 17.7 | 5.4 | 17.7 | 0 | 1.0326 | Cogen | -1 | 0.29065 | 0 | 0 |  |  | 0 | 0 | -0.29065 | 0
49829 | EXN942GT | 11 | Houston | YES | -0.1489 | 20 | 5.4 | 20.4 | 0 | 1.0326 | Cogen | -1 | 0.29065 | 0 | 0 |  |  | 0 | 0 | -0.29065 | 0
49830 | EXN943GT | 12 | Houston | YES | -0.1489 | 19 | 5.4 | 19.9 | 0 | 1.0326 | Cogen | -1 | 0.29065 | 0 | 0 |  |  | 0 | 0 | -0.29065 | 0
49831 | EXN944GT | 13 | Houston | YES | -0.1489 | 33 | 5.4 | 35 | 0 | 1.0326 | Cogen | -1 | 0.29065 | 0 | 0 |  |  | 0 | 0 | -0.29065 | 0
49832 | EXN945GT | 9 | Houston | YES | -0.1489 | 18.5 | 9.2 | 18.5 |  | 1.0326 | Cogen | -1 | 0.29065 | 0 | 0 |  |  | 0 | 0 | -0.29065 | 0
49837 | EXN_GT | 4 | Houston | YES | -0.1489 | 81 | 21.3 | 85.4 |  | 1.0326 | Cogen | -1 | 0.29065 | 0 | 0 |  |  | 0 | 0 | -0.29065 | 0
49838 | EXN_14GT | 14 | Houston | YES | -0.1489 | 140 | 0 | 148 |  | 1.0326 | Cogen | -1 | 0.29065 | 0 | 0 |  |  | 0 | 0 | -0.29065 | 0
48520 | BSF_GT1_8070 | 1 | Houston | YES | -0.14895 | 72 | 0 | 72 | 0 | 1.0326 | Cogen | -1 | 0.29069 | 0 | 0 |  |  | 0 | 0 | -0.29069 | 0
48520 | BSF_GT1_8070 | 2 | Houston | YES | -0.14895 | 10 | 0 | 10 | 0 | 1.0326 | Cogen | -1 | 0.29069 | 0 | 0 |  |  | 0 | 0 | -0.29069 | 0
48582 | CBY_GN2_2 | 2 | Houston | YES | -0.14913 | 596.8 | 110 | 746 | 0 | 1.0435 | GSC | -1 | 0.29087 | 746 | 746 |  |  | -111.2472 | 746 | -0.29087 | -216.9903
48815 | CVC_GT4_8005 | 4 | Houston | YES | -0.14936 | 165 | 91.8 | 165 |  | 1.0362 | Cogen | -1 | 0.29111 | 0 | 0 |  |  | 0 | 0 | -0.29111 | 0
48791 | PSA_GT1_8160 | 1 | Houston | YES | -0.14946 | 52 | 20.8 | 65 | 0 | 1.0362 | Cogen | -1 | 0.29121 | 0 | 0 |  |  | 0 | 0 | -0.29121 | 0
48792 | PSA_GT2_8155 | 2 | Houston | YES | -0.14946 | 52.8 | 20.3 | 66 | 0 | 1.0362 | Cogen | -1 | 0.29121 | 0 | 0 |  |  | 0 | 0 | -0.29121 | 0
48793 | PSA_GT3_8150 | 3 | Houston | YES | -0.14946 | 56 | 20.3 | 70 | 0 | 1.0362 | Cogen | -1 | 0.29121 | 0 | 0 |  |  | 0 | 0 | -0.29121 | 0
48794 | PSA_GT4_8145 | 4 | Houston | YES | -0.14946 | 52.8 | 20.3 | 66 | 0 | 1.0362 | Cogen | -1 | 0.29121 | 0 | 0 |  |  | 0 | 0 | -0.29121 | 0
48795 | PSA_GT5_8140 | 5 | Houston | YES | -0.14946 | 51.2 | 20.3 | 64 | 0 | 1.0362 | Cogen | -1 | 0.29121 | 0 | 0 |  |  | 0 | 0 | -0.29121 | 0
48796 | PSA_GN1_8165 | 1 | Houston | YES | -0.14946 | 83.2 | 43.1 | 104 | 0 | 1.0362 | Cogen | -1 | 0.29121 | 0 | 0 |  |  | 0 | 0 | -0.29121 | 0
48797 | PSA_GT6_8135 | 6 | Houston | YES | -0.14946 | 47.2 | 34.5 | 59 | 0 | 1.0362 | Cogen | -1 | 0.29121 | 0 | 0 |  |  | 0 | 0 | -0.29121 | 0
39760 | TNSCLP1___8 | 1 | Houston | YES | -0.14989 | 93.4 | 20 | 116.8 | 0 | 1.04 | Cogen | -1 | 0.29163 | 0 | 0 |  |  | 0 | 0 | -0.29163 | 0
39770 | TNSCLP2___8 | 1 | Houston | YES | -0.14989 | 91.6 | 20 | 114.5 | 0 | 1.04 | Cogen | -1 | 0.29163 | 0 | 0 |  |  | 0 | 0 | -0.29163 | 0
39775 | TNSCLP4___8 | 1 | Houston | YES | -0.14989 | 95.2 | 20 | 119 | 0 | 1.04 | Cogen | -1 | 0.29163 | 0 | 0 |  |  | 0 | 0 | -0.29163 | 0
39790 | TNSCLP3___8 | 1 | Houston | YES | -0.14989 | 87.6 | 20 | 109.5 | 0 | 1.027 | Cogen | -1 | 0.29163 | 0 | 0 |  |  | 0 | 0 | -0.29163 | 0
48511 | LPE_GT1_8070 | 1 | Houston | YES | -0.15069 | 42 | 0 | 42 | 0 | 1.0362 | GGT | -1 | 0.29244 | 42 | 42 |  |  | -6.3291 | 42 | -0.29244 | -12.2825
48512 | LPE_GT2_8075 | 2 | Houston | YES | -0.15069 | 42 | 0 | 42 | 0 | 1.0362 | GGT | -1 | 0.29244 | 42 | 42 |  |  | -6.3291 | 42 | -0.29244 | -12.2825
48513 | LPE_GT3_8080 | 3 | Houston | YES | -0.15069 | 39 | 0 | 39 | 0 | 1.0362 | GGT | -1 | 0.29244 | 39 | 39 |  |  | -5.8771 | 39 | -0.29244 | -11.4052
48514 | LPE_GT4_8085 | 4 | Houston | YES | -0.15069 | 39 | 0 | 39 | 0 | 1.0362 | GGT | -1 | 0.29244 | 39 | 39 |  |  | -5.8771 | 39 | -0.29244 | -11.4052
48641 | DPEC_GT15040 | 1 | Houston | YES | -0.15096 | 163.2 | 98 | 163.2 | 0 | 1.0319 | CC | -1 | 0.29271 | 163.2 | 163.2 |  |  | -24.637 | 163.2 | -0.29271 | -47.7701
48642 | DPEC_GT25025 | 2 | Houston | YES | -0.15096 | 157.1 | 98 | 157.1 | 0 | 1.0319 | CC | -1 | 0.29271 | 157.1 | 157.1 |  |  | -23.7161 | 157.1 | -0.29271 | -45.9845
48643 | DPEC_GT35010 | 3 | Houston | YES | -0.15096 | 157.5 | 98 | 157.5 | 0 | 1.0319 | CC | -1 | 0.29271 | 157.5 | 157.5 |  |  | -23.7765 | 157.5 | -0.29271 | -46.1016
48644 | DPEC_GT45070 | 4 | Houston | YES | -0.15096 | 157 | 98 | 157 | 0 | 1.0319 | CC | -1 | 0.29271 | 157 | 157 |  |  | -23.701 | 157 | -0.29271 | -45.9553
48645 | DPEC_ST55065 | 5 | Houston | YES | -0.15096 | 282 | 0 | 282 | 0 | 1.0319 | CC | -1 | 0.29271 | 282 | 282 |  |  | -42.5713 | 282 | -0.29271 | -82.5439
48820 | SHELLG1_3015 | 1 | Houston | YES | -0.15138 | 71 | 34.5 | 71 |  | 1.029 | Cogen | -1 | 0.29312 | 0 | 0 |  |  | 0 | 0 | -0.29312 | 0
48821 | SHELLG2 | 2 | Houston | YES | -0.15138 | 72 | 34.5 | 72 |  | 1.029 | Cogen | -1 | 0.29312 | 0 | 0 |  |  | 0 | 0 | -0.29312 | 0
48822 | SHELLG3_3020 | 1 | Houston | YES | -0.15138 | 39 | 0 | 39 |  | 1.029 | Cogen | -1 | 0.29312 | 0 | 0 |  |  | 0 | 0 | -0.29312 | 0
48822 | SHELLG3_3020 | 2 | Houston | YES | -0.15138 | 30 | 0 | 30 |  | 1.029 | Cogen | -1 | 0.29312 | 0 | 0 |  |  | 0 | 0 | -0.29312 | 0
48853 | SRB_GN3_3 | 3 | Houston | YES | -0.15157 | 170.4 | 35 | 213 |  | 1.0326 | GST | -1 | 0.29332 | 213 | 213 |  |  | -32.2846 | 213 | -0.29332 | -62.4767
48845 | SOL_GT1 | 1 | Houston | YES | -0.1516 | 16.2 | 15.4 | 16.2 |  | 1.0326 | Solar | -1 | 0.29335 | 16.2 | 16.2 |  |  | -2.4559 | 16.2 | -0.29335 | -4.7522
48611 | DIB_GT1_8080 | 1 | Houston | YES | -0.15162 | 64 | 0 | 64 | 0 | 1.0326 | Cogen | -1 | 0.29337 | 0 | 0 |  |  | 0 | 0 | -0.29337 | 0
48612 | DIB_GT2_8075 | 2 | Houston | YES | -0.15162 | 63.2 | 0 | 63.2 | 0 | 1.0326 | Cogen | -1 | 0.29337 | 0 | 0 |  |  | 0 | 0 | -0.29337 | 0
48613 | DIB_ST1_8085 | 3 | Houston | YES | -0.15162 | 67.9 | 30 | 82.6 | 0 | 1.0326 | Cogen | -1 | 0.29337 | 0 | 0 |  |  | 0 | 0 | -0.29337 | 0
48614 | DIB_GT3_8090 | 4 | Houston | YES | -0.15162 | 73.6 | 15 | 73.6 | 0 | 1.0326 | Cogen | -1 | 0.29337 | 0 | 0 |  |  | 0 | 0 | -0.29337 | 0
48854 | SRB_GN4_4 | 4 | Houston | YES | -0.15166 | 182.4 | 35 | 228 | 0 | 1.0326 | GST | -1 | 0.29341 | 228 | 228 |  |  | -34.5787 | 228 | -0.29341 | -66.897
48851 | SRB_GN1_1 | 1 | Houston | YES | -0.15168 | 132 | 26 | 165 | 0 | 1.0217 | GST | -1 | 0.29342 | 165 | 165 |  |  | -25.0267 | 165 | -0.29342 | -48.4149
48852 | SRB_GN2_2 | 2 | Houston | YES | -0.15169 | 140.8 | 26 | 176 | 0 | 1.0217 | GST | -1 | 0.29344 | 176 | 176 |  |  | -26.698 | 176 | -0.29344 | -51.6454
48855 | SRB_GT211035 | B1 | Houston | YES | -0.15171 | 0 | 0 | 18 |  | 1.014 | GGT | -1 | 0.29346 | 18 | 18 |  |  | -2.7308 | 18 | -0.29346 | -5.2823
48855 | SRB_GT211035 | B2 | Houston | YES | -0.15171 | 0 | 0 | 12 |  | 1.014 | GGT | -1 | 0.29346 | 12 | 12 |  |  | -1.8206 | 12 | -0.29346 | -3.5215
48551 | CAL_GT1_8045 | 1 | Houston | YES | -0.15181 | 149 | 0 | 149 | 0 | 1.0326 | Cogen | -1 | 0.29355 | 0 | 0 |  |  | 0 | 0 | -0.29355 | 0
48552 | CAL_ST1_8000 | 2 | Houston | YES | -0.15181 | 65.1 | 0 | 65.1 | 0 | 1.0326 | Cogen | -1 | 0.29355 | 0 | 0 |  |  | 0 | 0 | -0.29355 | 0
48740 | PSG_GN2_8050 | 1 | Houston | YES | -0.15185 | 182 | 60 | 182 | 0 | 1.0326 | Cogen | -1 | 0.2936 | 0 | 0 |  |  | 0 | 0 | -0.2936 | 0
48741 | PSG_GT2_8040 | 1 | Houston | YES | -0.15185 | 158.6 | 50 | 158.6 | 0 | 1.0326 | Cogen | -1 | 0.2936 | 0 | 0 |  |  | 0 | 0 | -0.2936 | 0
48742 | PSG_GT3_8060 | 1 | Houston | YES | -0.15185 | 157 | 50 | 157 | 0 | 1.0326 | Cogen | -1 | 0.2936 | 0 | 0 |  |  | 0 | 0 | -0.2936 | 0
48841 | SJS_GT1_GT1 | 1 | Houston | YES | -0.15219 | 62.4 | 49 | 78 | 0 | 1.0362 | Cogen | -1 | 0.29394 | 0 | 0 |  |  | 0 | 0 | -0.29394 | 0
48842 | SJS_GT2_GT2 | 2 | Houston | YES | -0.15219 | 64.8 | 49 | 81 | 0 | 1.0362 | Cogen | -1 | 0.29394 | 0 | 0 |  |  | 0 | 0 | -0.29394 | 0
48761 | PR_GT1__9040 | 1 | Houston | YES | -0.15221 | 26 | 0 | 35 |  | 1 | Cogen | -1 | 0.29395 | 0 | 0 |  |  | 0 | 0 | -0.29395 | 0
48593 | CHE_GT1_8015 | 1 | Houston | YES | -0.15222 | 173 | 50 | 173 | 0 | 1.0362 | Cogen | -1 | 0.29396 | 0 | 0 |  |  | 0 | 0 | -0.29396 | 0
48594 | CHE_GN4_8025 | 4 | Houston | YES | -0.15222 | 142 | 60 | 142 | 0 | 1.0362 | Cogen | -1 | 0.29396 | 0 | 0 |  |  | 0 | 0 | -0.29396 | 0
48500 | APD_GT1_8005 | 1 | Houston | YES | -0.15243 | 137.6 | 54.6 | 137.6 | 0 | 1.0362 | Cogen | -1 | 0.29417 | 0 | 0 |  |  | 0 | 0 | -0.29417 | 0
48531 | BYU_GT1_8075 | 1 | Houston | YES | -0.15289 | 65 | 0 | 65 |  | 1.0362 | Cogen | -1 | 0.29464 | 0 | 0 |  |  | 0 | 0 | -0.29464 | 0
48532 | BYU_GT2_8055 | 2 | Houston | YES | -0.15289 | 62 | 0 | 62 |  | 1.0362 | Cogen | -1 | 0.29464 | 0 | 0 |  |  | 0 | 0 | -0.29464 | 0
48533 | BYU_GT3_8060 | 3 | Houston | YES | -0.15289 | 67 | 0 | 67 |  | 1.0362 | Cogen | -1 | 0.29464 | 0 | 0 |  |  | 0 | 0 | -0.29464 | 0
48534 | BYU_GT4_8065 | 4 | Houston | YES | -0.15289 | 65 | 0 | 65 |  | 1.0362 | Cogen | -1 | 0.29464 | 0 | 0 |  |  | 0 | 0 | -0.29464 | 0
48730 | MNS_GT | 1 | Houston | YES | -0.15319 | 43 | 0 | 46.1 |  | 1.029 | Cogen | -1 | 0.29494 | 0 | 0 |  |  | 0 | 0 | -0.29494 | 0
48561 | CTL_GT2_8130 | 1 | Houston | YES | -0.15331 | 73.5 | 30.3 | 91.9 |  | 1.0362 | Cogen | -1 | 0.29506 | 0 | 0 |  |  | 0 | 0 | -0.29506 | 0
48562 | CTL_GT3_8135 | 2 | Houston | YES | -0.15331 | 70.1 | 30.3 | 87.6 |  | 1.0362 | Cogen | -1 | 0.29506 | 0 | 0 |  |  | 0 | 0 | -0.29506 | 0
48563 | CTL_GT4_8140 | 3 | Houston | YES | -0.15331 | 69.6 | 30.3 | 87 |  | 1.0362 | Cogen | -1 | 0.29506 | 0 | 0 |  |  | 0 | 0 | -0.29506 | 0
48564 | CTL_GN1_8145 | 4 | Houston | YES | -0.15331 | 43.6 | 12.9 | 54.5 |  | 1.0362 | Cogen | -1 | 0.29506 | 0 | 0 |  |  | 0 | 0 | -0.29506 | 0
48565 | CTL_GN2_8155 | 5 | Houston | YES | -0.15331 | 9.8 | 3.4 | 12.2 |  | 1.0362 | Cogen | -1 | 0.29506 | 0 | 0 |  |  | 0 | 0 | -0.29506 | 0
48510 | AK_GT1__8040 | 1 | Houston | YES | -0.15351 | 33.4 | 8.1 | 34 |  | 1.029 | Cogen | -1 | 0.29525 | 0 | 0 |  |  | 0 | 0 | -0.29525 | 0
48772 | PHR_GN2_2 | MB | Houston | YES | -0.15416 | 0 | 72 | 459 |  | 1.0362 | GSC | -1 | 0.2959 | 0 | 0 |  |  | 0 | 0 | -0.2959 | 0
48691 | GBY_73741085 | A | Houston | YES | -0.15548 | 37.6 | 20 | 47 | 0 | 1.0362 | GGT | -1 | 0.29723 | 47 | 47 |  |  | -7.3076 | 47 | -0.29723 | -13.9697
48691 | GBY_73741085 | B | Houston | YES | -0.15548 | 37.6 | 20 | 47 | 0 | 1.0362 | GGT | -1 | 0.29723 | 47 | 47 |  |  | -7.3076 | 47 | -0.29723 | -13.9697
48692 | GBY_81821075 | C | Houston | YES | -0.15548 | 37.6 | 20 | 47 | 0 | 1.0362 | GGT | -1 | 0.29723 | 47 | 47 |  |  | -7.3076 | 47 | -0.29723 | -13.9697
48692 | GBY_81821075 | D | Houston | YES | -0.15548 | 44 | 20 | 55 | 0 | 1.0362 | GGT | -1 | 0.29723 | 55 | 55 |  |  | -8.5515 | 55 | -0.29723 | -16.3475
48693 | GBY_83841065 | E | Houston | YES | -0.15548 | 45.6 | 20 | 57 | 0 | 1.0362 | GGT | -1 | 0.29723 | 57 | 57 |  |  | -8.8624 | 57 | -0.29723 | -16.942
48693 | GBY_83841065 | F | Houston | YES | -0.15548 | 43.2 | 20 | 54 | 0 | 1.0362 | GGT | -1 | 0.29723 | 54 | 54 |  |  | -8.396 | 54 | -0.29723 | -16.0503
38580 | TNBP_CGN1_8 | 1 | Houston | YES | -0.15556 | 70.8 | 0 | 70.8 | 0 | 1.005 | Cogen | -1 | 0.29731 | 0 | 0 |  |  | 0 | 0 | -0.29731 | 0
38590 | TNBP_CGN2_8 | 2 | Houston | YES | -0.15556 | 66.7 | 0 | 66.7 | 0 | 1.005 | Cogen | -1 | 0.29731 | 0 | 0 |  |  | 0 | 0 | -0.29731 | 0
38600 | TNBP_CGN3_8 | 5 | Houston | YES | -0.15556 | 53 | 0 | 53 | 0 | 1.005 | Cogen | -1 | 0.29731 | 0 | 0 |  |  | 0 | 0 | -0.29731 | 0
38611 | TNBPAMCG1_8 | 1 | Houston | YES | -0.15556 | 153.2 | 0 | 153.2 | 0 | 1.005 | Cogen | -1 | 0.29731 | 0 | 0 |  |  | 0 | 0 | -0.29731 | 0
38612 | TNBPAMCG2_8 | 2 | Houston | YES | -0.15556 | 153.5 | 0 | 153.5 | 0 | 1.005 | Cogen | -1 | 0.29731 | 0 | 0 |  |  | 0 | 0 | -0.29731 | 0
38613 | TNBPAMCG3_8 | 3 | Houston | YES | -0.15556 | 152.3 | 0 | 152.3 | 0 | 1.005 | Cogen | -1 | 0.29731 | 0 | 0 |  |  | 0 | 0 | -0.29731 | 0
38614 | TNBPAMCG4_8 | 4 | Houston | YES | -0.15556 | 96 | 0 | 96 |  | 1.005 | Cogen | -1 | 0.29731 | 0 | 0 |  |  | 0 | 0 | -0.29731 | 0
38615 | TNBPAMCG5_8 | 1 | Houston | YES | -0.15556 | 244 | 0 | 244 | 0 | 1.005 | Cogen | -1 | 0.29731 | 0 | 0 |  |  | 0 | 0 | -0.29731 | 0
38690 | TNBP_CGN4_8 | 3 | Houston | YES | -0.15556 | 40 | 0 | 40 |  | 1.005 | Cogen | -1 | 0.29731 | 0 | 0 |  |  | 0 | 0 | -0.29731 | 0
38711 | TNTXCTY1CG8 | 1 | Houston | YES | -0.15556 | 100.3 | 59 | 100.3 | 0 | 1 | Cogen | -1 | 0.29731 | 0 | 0 |  |  | 0 | 0 | -0.29731 | 0
38712 | TNTXCTY2CG8 | 1 | Houston | YES | -0.15556 | 92.9 | 59 | 92.9 | 0 | 1 | Cogen | -1 | 0.29731 | 0 | 0 |  |  | 0 | 0 | -0.29731 | 0
38713 | TNTXCTY3CG8 | 1 | Houston | YES | -0.15556 | 102.7 | 59 | 102.7 | 0 | 1 | Cogen | -1 | 0.29731 | 0 | 0 |  |  | 0 | 0 | -0.29731 | 0
38714 | TNTXCTY4CG8 | 1 | Houston | YES | -0.15556 | 103 | 59 | 103 | 0 | 1 | Cogen | -1 | 0.29731 | 0 | 0 |  |  | 0 | 0 | -0.29731 | 0
39470 | TNDOWCGNSG8 | 1 | Houston | YES | -0.15556 | 32 | 10 | 32 | 0 | 0.985 | Cogen | -1 | 0.29731 | 0 | 0 |  |  | 0 | 0 | -0.29731 | 0
39480 | TNDOWCGNGG8 | 1 | Houston | YES | -0.15556 | 30 | 10 | 30 | 0 | 0.985 | Cogen | -1 | 0.29731 | 0 | 0 |  |  | 0 | 0 | -0.29731 | 0
48921 | WAP_GN1_1 | 1 | Houston | YES | -0.1587 | 132.8 | 37 | 166 | 0 | 1.0362 | GST | -1 | 0.30045 | 166 | 166 |  |  | -26.3442 | 166 | -0.30045 | -49.8742
48922 | WAP_GN2_2 | 2 | Houston | YES | -0.1587 | 132.8 | 37 | 166 | 0 | 1.0362 | GST | -1 | 0.30045 | 166 | 166 |  |  | -26.3442 | 166 | -0.30045 | -49.8742
48923 | WAP_GN3_3 | 3 | Houston | YES | -0.1587 | 198.4 | 93 | 248 | 0 | 1.0362 | GST | -1 | 0.30045 | 248 | 248 |  |  | -39.3576 | 248 | -0.30045 | -74.5108
48924 | WAP_GN4_4 | 4 | Houston | YES | -0.1587 | 546 | 217 | 546 | 0 | 1.0362 | GSC | -1 | 0.30045 | 546 | 546 |  |  | -86.6502 | 546 | -0.30045 | -164.0439
48925 | WAP_GN5_5 | 5 | Houston | YES | -0.1587 | 576.1 | 278 | 654 | 0 | 0.985 | LIGCO | -1 | 0.30045 | 0 | 654 |  |  | 0 | 0 | -0.30045 | 0
48929 | WAPGT21_GT1 | B1 | Houston | YES | -0.1587 | 0 | 0 | 13 |  | 1.05 | GGT | -1 | 0.30045 | 13 | 13 |  |  | -2.0631 | 13 | -0.30045 | -3.9058
48521 | BVE_GT1_GT1 | 1 | Houston | YES | -0.16958 | 167.7 | 0 | 167.7 |  | 1.035 | CC | -1 | 0.31133 | 167.7 | 167.7 |  |  | -28.4392 | 167.7 | -0.31133 | -52.2102
48522 | BVE_GT2_5035 | 2 | Houston | YES | -0.16958 | 166.4 | 0 | 166.4 |  | 1.035 | CC | -1 | 0.31133 | 166.4 | 166.4 |  |  | -28.2188 | 166.4 | -0.31133 | -51.8054
48523 | BVE_ST1_GN1 | 3 | Houston | YES | -0.16958 | 252.4 | 0 | 252.4 |  | 1.035 | CC | -1 | 0.31133 | 252.4 | 252.4 |  |  | -42.803 | 252.4 | -0.31133 | -78.5799
48926 | WAP_GN6_6 | 6 | Houston | YES | -0.16965 | 651 | 280 | 651 |  | 1.035 | LIGCO | -1 | 0.3114 | 0 | 651 |  |  | 0 | 0 | -0.3114 | 0
48927 | WAP_GN7_7 | 7 | Houston | YES | -0.16965 | 564 | 277 | 564 |  | 1.035 | LIGCO | -1 | 0.3114 | 0 | 564 |  |  | 0 | 0 | -0.3114 | 0
48928 | WAP_GN8_8 | 8 | Houston | YES | -0.16965 | 603 | 275 | 603 |  | 1.035 | LIGCO | -1 | 0.3114 | 0 | 603 |  |  | 0 | 0 | -0.3114 | 0
Note on AL4: Zonal Cap - Zonal Impact

## Distributed Slack - Inc
Number of Bus | Name of Bus | ID | Area Name of Gen | AGC | P Sensitivity of Bus | Gen MW | Min MW | Max MW | V Sensitivity of Bus | Set Volt | Tech Type | Zone Impact | Zone Correlation | Inc Max | Dec Max | Souce S.F. Weighting | Souce Capacity | Sink S.F. Weighting | Sink Capacity | PTDF Calc | PTDF Weighting | Cumulative Share of Zonal Cap | Cumulative Share of Zonal Impact | Cont_ Roans to Kuykendal and Tomball to Singleton OL_ Singleton to Obrien_ckt_99 |  | i_PTDF_INC_pt | 387 |  | CBE_ST34 | Unit at max
48926 | WAP_GN6_6 | 6 | Houston | YES | -0.16965 | 651 | 280 | 651 |  | 1.035 | LIGCO | -1 | 0.3114 | 0 | 651 |  |  | 0 | 0 | -0.3114 | 0 | 0 | 0 |  |  | i_10pctunit | 59 |  | 169 | # units @ max
48927 | WAP_GN7_7 | 7 | Houston | YES | -0.16965 | 564 | 277 | 564 |  | 1.035 | LIGCO | -1 | 0.3114 | 0 | 564 |  |  | 0 | 0 | -0.3114 | 0 | 0 | 0 | [5 empty] | 0.10417 | delta max
48928 | WAP_GN8_8 | 8 | Houston | YES | -0.16965 | 603 | 275 | 603 |  | 1.035 | LIGCO | -1 | 0.3114 | 0 | 603 |  |  | 0 | 0 | -0.3114 | 0 | 0 | 0 | [5 empty] | Delta
48521 | BVE_GT1_GT1 | 1 | Houston | YES | -0.16958 | 167.7 | 0 | 167.7 |  | 1.035 | CC | -1 | 0.31133 | 167.7 | 167.7 |  |  | -28.4392 | 167.7 | -0.31133 | -52.2102 | 0.007923 | 0.010602 | Weighted Shift Factors |  |  |  | 1 | 0
48522 | BVE_GT2_5035 | 2 | Houston | YES | -0.16958 | 166.4 | 0 | 166.4 |  | 1.035 | CC | -1 | 0.31133 | 166.4 | 166.4 |  |  | -28.2188 | 166.4 | -0.31133 | -51.8054 | 0.015785 | 0.021122 | North | 0.14175 |  |  | 2 | 0
48523 | BVE_ST1_GN1 | 3 | Houston | YES | -0.16958 | 252.4 | 0 | 252.4 |  | 1.035 | CC | -1 | 0.31133 | 252.4 | 252.4 |  |  | -42.803 | 252.4 | -0.31133 | -78.5799 | 0.027709 | 0.037078 | Houston | -0.15035 |  |  | 3 | 0
48921 | WAP_GN1_1 | 1 | Houston | YES | -0.1587 | 132.8 | 37 | 166 | 0 | 1.0362 | GST | -1 | 0.30045 | 166 | 166 |  |  | -26.3442 | 166 | -0.30045 | -49.8742 | 0.035552 | 0.047206 |  |  |  |  | 4 | 0.0026789
48922 | WAP_GN2_2 | 2 | Houston | YES | -0.1587 | 132.8 | 37 | 166 | 0 | 1.0362 | GST | -1 | 0.30045 | 166 | 166 |  |  | -26.3442 | 166 | -0.30045 | -49.8742 | 0.043395 | 0.057333 |  |  |  |  | 5 | 0.005337
48923 | WAP_GN3_3 | 3 | Houston | YES | -0.1587 | 198.4 | 93 | 248 | 0 | 1.0362 | GST | -1 | 0.30045 | 248 | 248 |  |  | -39.3576 | 248 | -0.30045 | -74.5108 | 0.055111 | 0.072464 |  |  |  |  | 6 | 0.0093689
48924 | WAP_GN4_4 | 4 | Houston | YES | -0.1587 | 546 | 217 | 546 | 0 | 1.0362 | GSC | -1 | 0.30045 | 546 | 546 |  |  | -86.6502 | 546 | -0.30045 | -164.0439 | 0.080907 | 0.10577 |  |  |  |  | 7 | 0.011654
48925 | WAP_GN5_5 | 5 | Houston | YES | -0.1587 | 576.1 | 278 | 654 | 0 | 0.985 | LIGCO | -1 | 0.30045 | 0 | 654 |  |  | 0 | 0 | -0.30045 | 0 | 0.080907 | 0.10577 |  |  |  |  | 8 | 0.013939
48929 | WAPGT21_GT1 | B1 | Houston | YES | -0.1587 | 0 | 0 | 13 |  | 1.05 | GGT | -1 | 0.30045 | 13 | 13 |  |  | -2.0631 | 13 | -0.30045 | -3.9058 | 0.081521 | 0.10657 |  |  |  |  | 9 | 0.017352
38580 | TNBP_CGN1_8 | 1 | Houston | YES | -0.15556 | 70.8 | 0 | 70.8 | 0 | 1.005 | Cogen | -1 | 0.29731 | 0 | 0 |  |  | 0 | 0 | -0.29731 | 0 | 0.081521 | 0.10657 |  |  |  |  | 10 | 0.024867
38590 | TNBP_CGN2_8 | 2 | Houston | YES | -0.15556 | 66.7 | 0 | 66.7 | 0 | 1.005 | Cogen | -1 | 0.29731 | 0 | 0 |  |  | 0 | 0 | -0.29731 | 0 | 0.081521 | 0.10657 |  |  |  |  | 11 | 0.024867
38600 | TNBP_CGN3_8 | 5 | Houston | YES | -0.15556 | 53 | 0 | 53 | 0 | 1.005 | Cogen | -1 | 0.29731 | 0 | 0 |  |  | 0 | 0 | -0.29731 | 0 | 0.081521 | 0.10657 |  |  |  |  | 12 | 0.025046
38611 | TNBPAMCG1_8 | 1 | Houston | YES | -0.15556 | 153.2 | 0 | 153.2 | 0 | 1.005 | Cogen | -1 | 0.29731 | 0 | 0 |  |  | 0 | 0 | -0.29731 | 0 | 0.081521 | 0.10657 |  |  |  |  | 13 | 0.025046
38612 | TNBPAMCG2_8 | 2 | Houston | YES | -0.15556 | 153.5 | 0 | 153.5 | 0 | 1.005 | Cogen | -1 | 0.29731 | 0 | 0 |  |  | 0 | 0 | -0.29731 | 0 | 0.081521 | 0.10657 |  |  |  |  | 14 | 0.025046
38613 | TNBPAMCG3_8 | 3 | Houston | YES | -0.15556 | 152.3 | 0 | 152.3 | 0 | 1.005 | Cogen | -1 | 0.29731 | 0 | 0 |  |  | 0 | 0 | -0.29731 | 0 | 0.081521 | 0.10657 |  |  |  |  | 15 | 0.025046
38614 | TNBPAMCG4_8 | 4 | Houston | YES | -0.15556 | 96 | 0 | 96 |  | 1.005 | Cogen | -1 | 0.29731 | 0 | 0 |  |  | 0 | 0 | -0.29731 | 0 | 0.081521 | 0.10657 |  |  |  |  | 16 | 0.025046
38615 | TNBPAMCG5_8 | 1 | Houston | YES | -0.15556 | 244 | 0 | 244 | 0 | 1.005 | Cogen | -1 | 0.29731 | 0 | 0 |  |  | 0 | 0 | -0.29731 | 0 | 0.081521 | 0.10657 |  |  |  |  | 17 | 0.025046
38690 | TNBP_CGN4_8 | 3 | Houston | YES | -0.15556 | 40 | 0 | 40 |  | 1.005 | Cogen | -1 | 0.29731 | 0 | 0 |  |  | 0 | 0 | -0.29731 | 0 | 0.081521 | 0.10657 |  |  |  |  | 18 | 0.025046
38711 | TNTXCTY1CG8 | 1 | Houston | YES | -0.15556 | 100.3 | 59 | 100.3 | 0 | 1 | Cogen | -1 | 0.29731 | 0 | 0 |  |  | 0 | 0 | -0.29731 | 0 | 0.081521 | 0.10657 |  |  |  |  | 19 | 0.025046
38712 | TNTXCTY2CG8 | 1 | Houston | YES | -0.15556 | 92.9 | 59 | 92.9 | 0 | 1 | Cogen | -1 | 0.29731 | 0 | 0 |  |  | 0 | 0 | -0.29731 | 0 | 0.081521 | 0.10657 |  |  |  |  | 20 | 0.025046
38713 | TNTXCTY3CG8 | 1 | Houston | YES | -0.15556 | 102.7 | 59 | 102.7 | 0 | 1 | Cogen | -1 | 0.29731 | 0 | 0 |  |  | 0 | 0 | -0.29731 | 0 | 0.081521 | 0.10657 |  |  |  |  | 21 | 0.025046
38714 | TNTXCTY4CG8 | 1 | Houston | YES | -0.15556 | 103 | 59 | 103 | 0 | 1 | Cogen | -1 | 0.29731 | 0 | 0 |  |  | 0 | 0 | -0.29731 | 0 | 0.081521 | 0.10657 |  |  |  |  | 22 | 0.025046
39470 | TNDOWCGNSG8 | 1 | Houston | YES | -0.15556 | 32 | 10 | 32 | 0 | 0.985 | Cogen | -1 | 0.29731 | 0 | 0 |  |  | 0 | 0 | -0.29731 | 0 | 0.081521 | 0.10657 |  |  |  |  | 23 | 0.025046
39480 | TNDOWCGNGG8 | 1 | Houston | YES | -0.15556 | 30 | 10 | 30 | 0 | 0.985 | Cogen | -1 | 0.29731 | 0 | 0 |  |  | 0 | 0 | -0.29731 | 0 | 0.081521 | 0.10657 |  |  |  |  | 24 | 0.025046
48691 | GBY_73741085 | A | Houston | YES | -0.15548 | 37.6 | 20 | 47 | 0 | 1.0362 | GGT | -1 | 0.29723 | 47 | 47 |  |  | -7.3076 | 47 | -0.29723 | -13.9697 | 0.083742 | 0.1094 |  |  |  |  | 25 | 0.025046
48691 | GBY_73741085 | B | Houston | YES | -0.15548 | 37.6 | 20 | 47 | 0 | 1.0362 | GGT | -1 | 0.29723 | 47 | 47 |  |  | -7.3076 | 47 | -0.29723 | -13.9697 | 0.085963 | 0.11224 |  |  |  |  | 26 | 0.025046
48692 | GBY_81821075 | C | Houston | YES | -0.15548 | 37.6 | 20 | 47 | 0 | 1.0362 | GGT | -1 | 0.29723 | 47 | 47 |  |  | -7.3076 | 47 | -0.29723 | -13.9697 | 0.088183 | 0.11508 |  |  |  |  | 27 | 0.025046
48692 | GBY_81821075 | D | Houston | YES | -0.15548 | 44 | 20 | 55 | 0 | 1.0362 | GGT | -1 | 0.29723 | 55 | 55 |  |  | -8.5515 | 55 | -0.29723 | -16.3475 | 0.090782 | 0.1184 |  |  |  |  | 28 | 0.025662
48693 | GBY_83841065 | E | Houston | YES | -0.15548 | 45.6 | 20 | 57 | 0 | 1.0362 | GGT | -1 | 0.29723 | 57 | 57 |  |  | -8.8624 | 57 | -0.29723 | -16.942 | 0.093475 | 0.12184 |  |  |  |  | 29 | 0.026279
48693 | GBY_83841065 | F | Houston | YES | -0.15548 | 43.2 | 20 | 54 | 0 | 1.0362 | GGT | -1 | 0.29723 | 54 | 54 |  |  | -8.396 | 54 | -0.29723 | -16.0503 | 0.096026 | 0.1251 |  |  |  |  | 30 | 0.026895
48772 | PHR_GN2_2 | MB | Houston | YES | -0.15416 | 0 | 72 | 459 |  | 1.0362 | GSC | -1 | 0.2959 | 0 | 0 |  |  | 0 | 0 | -0.2959 | 0 | 0.096026 | 0.1251 |  |  |  |  | 31 | 0.027616
48510 | AK_GT1__8040 | 1 | Houston | YES | -0.15351 | 33.4 | 8.1 | 34 |  | 1.029 | Cogen | -1 | 0.29525 | 0 | 0 |  |  | 0 | 0 | -0.29525 | 0 | 0.096026 | 0.1251 |  |  |  |  | 32 | 0.028363
48561 | CTL_GT2_8130 | 1 | Houston | YES | -0.15331 | 73.5 | 30.3 | 91.9 |  | 1.0362 | Cogen | -1 | 0.29506 | 0 | 0 |  |  | 0 | 0 | -0.29506 | 0 | 0.096026 | 0.1251 |  |  |  |  | 33 | 0.029071
48562 | CTL_GT3_8135 | 2 | Houston | YES | -0.15331 | 70.1 | 30.3 | 87.6 |  | 1.0362 | Cogen | -1 | 0.29506 | 0 | 0 |  |  | 0 | 0 | -0.29506 | 0 | 0.096026 | 0.1251 |  |  |  |  | 34 | 0.029071
48563 | CTL_GT4_8140 | 3 | Houston | YES | -0.15331 | 69.6 | 30.3 | 87 |  | 1.0362 | Cogen | -1 | 0.29506 | 0 | 0 |  |  | 0 | 0 | -0.29506 | 0 | 0.096026 | 0.1251 |  |  |  |  | 35 | 0.029071
48564 | CTL_GN1_8145 | 4 | Houston | YES | -0.15331 | 43.6 | 12.9 | 54.5 |  | 1.0362 | Cogen | -1 | 0.29506 | 0 | 0 |  |  | 0 | 0 | -0.29506 | 0 | 0.096026 | 0.1251 |  |  |  |  | 36 | 0.029071
48565 | CTL_GN2_8155 | 5 | Houston | YES | -0.15331 | 9.8 | 3.4 | 12.2 |  | 1.0362 | Cogen | -1 | 0.29506 | 0 | 0 |  |  | 0 | 0 | -0.29506 | 0 | 0.096026 | 0.1251 |  |  |  |  | 37 | 0.029071
48730 | MNS_GT | 1 | Houston | YES | -0.15319 | 43 | 0 | 46.1 |  | 1.029 | Cogen | -1 | 0.29494 | 0 | 0 |  |  | 0 | 0 | -0.29494 | 0 | 0.096026 | 0.1251 |  |  |  |  | 38 | 0.029071
48531 | BYU_GT1_8075 | 1 | Houston | YES | -0.15289 | 65 | 0 | 65 |  | 1.0362 | Cogen | -1 | 0.29464 | 0 | 0 |  |  | 0 | 0 | -0.29464 | 0 | 0.096026 | 0.1251 |  |  |  |  | 39 | 0.029071
48532 | BYU_GT2_8055 | 2 | Houston | YES | -0.15289 | 62 | 0 | 62 |  | 1.0362 | Cogen | -1 | 0.29464 | 0 | 0 |  |  | 0 | 0 | -0.29464 | 0 | 0.096026 | 0.1251 |  |  |  |  | 40 | 0.029071
48533 | BYU_GT3_8060 | 3 | Houston | YES | -0.15289 | 67 | 0 | 67 |  | 1.0362 | Cogen | -1 | 0.29464 | 0 | 0 |  |  | 0 | 0 | -0.29464 | 0 | 0.096026 | 0.1251 |  |  |  |  | 41 | 0.029071
48534 | BYU_GT4_8065 | 4 | Houston | YES | -0.15289 | 65 | 0 | 65 |  | 1.0362 | Cogen | -1 | 0.29464 | 0 | 0 |  |  | 0 | 0 | -0.29464 | 0 | 0.096026 | 0.1251 |  |  |  |  | 42 | 0.029071
48500 | APD_GT1_8005 | 1 | Houston | YES | -0.15243 | 137.6 | 54.6 | 137.6 | 0 | 1.0362 | Cogen | -1 | 0.29417 | 0 | 0 |  |  | 0 | 0 | -0.29417 | 0 | 0.096026 | 0.1251 |  |  |  |  | 43 | 0.029071
48593 | CHE_GT1_8015 | 1 | Houston | YES | -0.15222 | 173 | 50 | 173 | 0 | 1.0362 | Cogen | -1 | 0.29396 | 0 | 0 |  |  | 0 | 0 | -0.29396 | 0 | 0.096026 | 0.1251 |  |  |  |  | 44 | 0.029071
48594 | CHE_GN4_8025 | 4 | Houston | YES | -0.15222 | 142 | 60 | 142 | 0 | 1.0362 | Cogen | -1 | 0.29396 | 0 | 0 |  |  | 0 | 0 | -0.29396 | 0 | 0.096026 | 0.1251 |  |  |  |  | 45 | 0.029071
48761 | PR_GT1__9040 | 1 | Houston | YES | -0.15221 | 26 | 0 | 35 |  | 1 | Cogen | -1 | 0.29395 | 0 | 0 |  |  | 0 | 0 | -0.29395 | 0 | 0.096026 | 0.1251 |  |  |  |  | 46 | 0.029071
48841 | SJS_GT1_GT1 | 1 | Houston | YES | -0.15219 | 62.4 | 49 | 78 | 0 | 1.0362 | Cogen | -1 | 0.29394 | 0 | 0 |  |  | 0 | 0 | -0.29394 | 0 | 0.096026 | 0.1251 |  |  |  |  | 47 | 0.029071
48842 | SJS_GT2_GT2 | 2 | Houston | YES | -0.15219 | 64.8 | 49 | 81 | 0 | 1.0362 | Cogen | -1 | 0.29394 | 0 | 0 |  |  | 0 | 0 | -0.29394 | 0 | 0.096026 | 0.1251 |  |  |  |  | 48 | 0.029071
48740 | PSG_GN2_8050 | 1 | Houston | YES | -0.15185 | 182 | 60 | 182 | 0 | 1.0326 | Cogen | -1 | 0.2936 | 0 | 0 |  |  | 0 | 0 | -0.2936 | 0 | 0.096026 | 0.1251 |  |  |  |  | 49 | 0.029071
48741 | PSG_GT2_8040 | 1 | Houston | YES | -0.15185 | 158.6 | 50 | 158.6 | 0 | 1.0326 | Cogen | -1 | 0.2936 | 0 | 0 |  |  | 0 | 0 | -0.2936 | 0 | 0.096026 | 0.1251 |  |  |  |  | 50 | 0.029071
48742 | PSG_GT3_8060 | 1 | Houston | YES | -0.15185 | 157 | 50 | 157 | 0 | 1.0326 | Cogen | -1 | 0.2936 | 0 | 0 |  |  | 0 | 0 | -0.2936 | 0 | 0.096026 | 0.1251 |  |  |  |  | 51 | 0.029071
48551 | CAL_GT1_8045 | 1 | Houston | YES | -0.15181 | 149 | 0 | 149 | 0 | 1.0326 | Cogen | -1 | 0.29355 | 0 | 0 |  |  | 0 | 0 | -0.29355 | 0 | 0.096026 | 0.1251 |  |  |  |  | 52 | 0.029071
48552 | CAL_ST1_8000 | 2 | Houston | YES | -0.15181 | 65.1 | 0 | 65.1 | 0 | 1.0326 | Cogen | -1 | 0.29355 | 0 | 0 |  |  | 0 | 0 | -0.29355 | 0 | 0.096026 | 0.1251 |  |  |  |  | 53 | 0.029071
48855 | SRB_GT211035 | B1 | Houston | YES | -0.15171 | 0 | 0 | 18 |  | 1.014 | GGT | -1 | 0.29346 | 18 | 18 |  |  | -2.7308 | 18 | -0.29346 | -5.2823 | 0.096876 | 0.12617 |  |  |  |  | 54 | 0.029071
48855 | SRB_GT211035 | B2 | Houston | YES | -0.15171 | 0 | 0 | 12 |  | 1.014 | GGT | -1 | 0.29346 | 12 | 12 |  |  | -1.8206 | 12 | -0.29346 | -3.5215 | 0.097443 | 0.12688 |  |  |  |  | 55 | 0.029071
48852 | SRB_GN2_2 | 2 | Houston | YES | -0.15169 | 140.8 | 26 | 176 | 0 | 1.0217 | GST | -1 | 0.29344 | 176 | 176 |  |  | -26.698 | 176 | -0.29344 | -51.6454 | 0.10576 | 0.13737 |  |  |  |  | 56 | 0.029071
48851 | SRB_GN1_1 | 1 | Houston | YES | -0.15168 | 132 | 26 | 165 | 0 | 1.0217 | GST | -1 | 0.29342 | 165 | 165 |  |  | -25.0267 | 165 | -0.29342 | -48.4149 | 0.11355 | 0.1472 |  |  |  |  | 57 | 0.029293
48854 | SRB_GN4_4 | 4 | Houston | YES | -0.15166 | 182.4 | 35 | 228 | 0 | 1.0326 | GST | -1 | 0.29341 | 228 | 228 |  |  | -34.5787 | 228 | -0.29341 | -66.897 | 0.12433 | 0.16079 |  |  |  |  | 58 | 0.029441
48611 | DIB_GT1_8080 | 1 | Houston | YES | -0.15162 | 64 | 0 | 64 | 0 | 1.0326 | Cogen | -1 | 0.29337 | 0 | 0 |  |  | 0 | 0 | -0.29337 | 0 | 0.12433 | 0.16079 |  |  |  |  | 59 | 0.031614
48612 | DIB_GT2_8075 | 2 | Houston | YES | -0.15162 | 63.2 | 0 | 63.2 | 0 | 1.0326 | Cogen | -1 | 0.29337 | 0 | 0 |  |  | 0 | 0 | -0.29337 | 0 | 0.12433 | 0.16079 |  |  |  |  | 60 | 0.033649
48613 | DIB_ST1_8085 | 3 | Houston | YES | -0.15162 | 67.9 | 30 | 82.6 | 0 | 1.0326 | Cogen | -1 | 0.29337 | 0 | 0 |  |  | 0 | 0 | -0.29337 | 0 | 0.12433 | 0.16079 |  |  |  |  | 61 | 0.036462
48614 | DIB_GT3_8090 | 4 | Houston | YES | -0.15162 | 73.6 | 15 | 73.6 | 0 | 1.0326 | Cogen | -1 | 0.29337 | 0 | 0 |  |  | 0 | 0 | -0.29337 | 0 | 0.12433 | 0.16079 |  |  |  |  | 62 | 0.036462
48845 | SOL_GT1 | 1 | Houston | YES | -0.1516 | 16.2 | 15.4 | 16.2 |  | 1.0326 | Solar | -1 | 0.29335 | 16.2 | 16.2 |  |  | -2.4559 | 16.2 | -0.29335 | -4.7522 | 0.12509 | 0.16175 |  |  |  |  | 63 | 0.036462
48853 | SRB_GN3_3 | 3 | Houston | YES | -0.15157 | 170.4 | 35 | 213 |  | 1.0326 | GST | -1 | 0.29332 | 213 | 213 |  |  | -32.2846 | 213 | -0.29332 | -62.4767 | 0.13515 | 0.17444 |  |  |  |  | 64 | 0.036462
48820 | SHELLG1_3015 | 1 | Houston | YES | -0.15138 | 71 | 34.5 | 71 |  | 1.029 | Cogen | -1 | 0.29312 | 0 | 0 |  |  | 0 | 0 | -0.29312 | 0 | 0.13515 | 0.17444 |  |  |  |  | 65 | 0.036462
48821 | SHELLG2 | 2 | Houston | YES | -0.15138 | 72 | 34.5 | 72 |  | 1.029 | Cogen | -1 | 0.29312 | 0 | 0 |  |  | 0 | 0 | -0.29312 | 0 | 0.13515 | 0.17444 |  |  |  |  | 66 | 0.036661
48822 | SHELLG3_3020 | 1 | Houston | YES | -0.15138 | 39 | 0 | 39 |  | 1.029 | Cogen | -1 | 0.29312 | 0 | 0 |  |  | 0 | 0 | -0.29312 | 0 | 0.13515 | 0.17444 |  |  |  |  | 67 | 0.039285
48822 | SHELLG3_3020 | 2 | Houston | YES | -0.15138 | 30 | 0 | 30 |  | 1.029 | Cogen | -1 | 0.29312 | 0 | 0 |  |  | 0 | 0 | -0.29312 | 0 | 0.13515 | 0.17444 |  |  |  |  | 68 | 0.039285
48641 | DPEC_GT15040 | 1 | Houston | YES | -0.15096 | 163.2 | 98 | 163.2 | 0 | 1.0319 | CC | -1 | 0.29271 | 163.2 | 163.2 |  |  | -24.637 | 163.2 | -0.29271 | -47.7701 | 0.14286 | 0.18414 |  |  |  |  | 69 | 0.039285
48642 | DPEC_GT25025 | 2 | Houston | YES | -0.15096 | 157.1 | 98 | 157.1 | 0 | 1.0319 | CC | -1 | 0.29271 | 157.1 | 157.1 |  |  | -23.7161 | 157.1 | -0.29271 | -45.9845 | 0.15029 | 0.19348 |  |  |  |  | 70 | 0.039285
48643 | DPEC_GT35010 | 3 | Houston | YES | -0.15096 | 157.5 | 98 | 157.5 | 0 | 1.0319 | CC | -1 | 0.29271 | 157.5 | 157.5 |  |  | -23.7765 | 157.5 | -0.29271 | -46.1016 | 0.15773 | 0.20284 |  |  |  |  | 71 | 0.039285
48644 | DPEC_GT45070 | 4 | Houston | YES | -0.15096 | 157 | 98 | 157 | 0 | 1.0319 | CC | -1 | 0.29271 | 157 | 157 |  |  | -23.701 | 157 | -0.29271 | -45.9553 | 0.16515 | 0.21217 |  |  |  |  | 72 | 0.041275
48645 | DPEC_ST55065 | 5 | Houston | YES | -0.15096 | 282 | 0 | 282 | 0 | 1.0319 | CC | -1 | 0.29271 | 282 | 282 |  |  | -42.5713 | 282 | -0.29271 | -82.5439 | 0.17847 | 0.22893 |  |  |  |  | 73 | 0.04319
48511 | LPE_GT1_8070 | 1 | Houston | YES | -0.15069 | 42 | 0 | 42 | 0 | 1.0362 | GGT | -1 | 0.29244 | 42 | 42 |  |  | -6.3291 | 42 | -0.29244 | -12.2825 | 0.18045 | 0.23143 |  |  |  |  | 74 | 0.04511
48512 | LPE_GT2_8075 | 2 | Houston | YES | -0.15069 | 42 | 0 | 42 | 0 | 1.0362 | GGT | -1 | 0.29244 | 42 | 42 |  |  | -6.3291 | 42 | -0.29244 | -12.2825 | 0.18244 | 0.23392 |  |  |  |  | 75 | 0.047025
48513 | LPE_GT3_8080 | 3 | Houston | YES | -0.15069 | 39 | 0 | 39 | 0 | 1.0362 | GGT | -1 | 0.29244 | 39 | 39 |  |  | -5.8771 | 39 | -0.29244 | -11.4052 | 0.18428 | 0.23624 |  |  |  |  | 76 | 0.050463
48514 | LPE_GT4_8085 | 4 | Houston | YES | -0.15069 | 39 | 0 | 39 | 0 | 1.0362 | GGT | -1 | 0.29244 | 39 | 39 |  |  | -5.8771 | 39 | -0.29244 | -11.4052 | 0.18612 | 0.23855 |  |  |  |  | 77 | 0.050973
39760 | TNSCLP1___8 | 1 | Houston | YES | -0.14989 | 93.4 | 20 | 116.8 | 0 | 1.04 | Cogen | -1 | 0.29163 | 0 | 0 |  |  | 0 | 0 | -0.29163 | 0 | 0.18612 | 0.23855 |  |  |  |  | 78 | 0.051483
39770 | TNSCLP2___8 | 1 | Houston | YES | -0.14989 | 91.6 | 20 | 114.5 | 0 | 1.04 | Cogen | -1 | 0.29163 | 0 | 0 |  |  | 0 | 0 | -0.29163 | 0 | 0.18612 | 0.23855 |  |  |  |  | 79 | 0.051956
39775 | TNSCLP4___8 | 1 | Houston | YES | -0.14989 | 95.2 | 20 | 119 | 0 | 1.04 | Cogen | -1 | 0.29163 | 0 | 0 |  |  | 0 | 0 | -0.29163 | 0 | 0.18612 | 0.23855 |  |  |  |  | 80 | 0.052429
39790 | TNSCLP3___8 | 1 | Houston | YES | -0.14989 | 87.6 | 20 | 109.5 | 0 | 1.027 | Cogen | -1 | 0.29163 | 0 | 0 |  |  | 0 | 0 | -0.29163 | 0 | 0.18612 | 0.23855 |  |  |  |  | 81 | 0.052429
48791 | PSA_GT1_8160 | 1 | Houston | YES | -0.14946 | 52 | 20.8 | 65 | 0 | 1.0362 | Cogen | -1 | 0.29121 | 0 | 0 |  |  | 0 | 0 | -0.29121 | 0 | 0.18612 | 0.23855 |  |  |  |  | 82 | 0.052429
48792 | PSA_GT2_8155 | 2 | Houston | YES | -0.14946 | 52.8 | 20.3 | 66 | 0 | 1.0362 | Cogen | -1 | 0.29121 | 0 | 0 |  |  | 0 | 0 | -0.29121 | 0 | 0.18612 | 0.23855 |  |  |  |  | 83 | 0.052429
48793 | PSA_GT3_8150 | 3 | Houston | YES | -0.14946 | 56 | 20.3 | 70 | 0 | 1.0362 | Cogen | -1 | 0.29121 | 0 | 0 |  |  | 0 | 0 | -0.29121 | 0 | 0.18612 | 0.23855 |  |  |  |  | 84 | 0.052429
48794 | PSA_GT4_8145 | 4 | Houston | YES | -0.14946 | 52.8 | 20.3 | 66 | 0 | 1.0362 | Cogen | -1 | 0.29121 | 0 | 0 |  |  | 0 | 0 | -0.29121 | 0 | 0.18612 | 0.23855 |  |  |  |  | 85 | 0.052429
48795 | PSA_GT5_8140 | 5 | Houston | YES | -0.14946 | 51.2 | 20.3 | 64 | 0 | 1.0362 | Cogen | -1 | 0.29121 | 0 | 0 |  |  | 0 | 0 | -0.29121 | 0 | 0.18612 | 0.23855 |  |  |  |  | 86 | 0.052429
48796 | PSA_GN1_8165 | 1 | Houston | YES | -0.14946 | 83.2 | 43.1 | 104 | 0 | 1.0362 | Cogen | -1 | 0.29121 | 0 | 0 |  |  | 0 | 0 | -0.29121 | 0 | 0.18612 | 0.23855 |  |  |  |  | 87 | 0.052429
48797 | PSA_GT6_8135 | 6 | Houston | YES | -0.14946 | 47.2 | 34.5 | 59 | 0 | 1.0362 | Cogen | -1 | 0.29121 | 0 | 0 |  |  | 0 | 0 | -0.29121 | 0 | 0.18612 | 0.23855 |  |  |  |  | 88 | 0.052429
48815 | CVC_GT4_8005 | 4 | Houston | YES | -0.14936 | 165 | 91.8 | 165 |  | 1.0362 | Cogen | -1 | 0.29111 | 0 | 0 |  |  | 0 | 0 | -0.29111 | 0 | 0.18612 | 0.23855 |  |  |  |  | 89 | 0.052429
48582 | CBY_GN2_2 | 2 | Houston | YES | -0.14913 | 596.8 | 110 | 746 | 0 | 1.0435 | GSC | -1 | 0.29087 | 746 | 746 |  |  | -111.2472 | 746 | -0.29087 | -216.9903 | 0.22137 | 0.28261 |  |  |  |  | 90 | 0.052429
48520 | BSF_GT1_8070 | 1 | Houston | YES | -0.14895 | 72 | 0 | 72 | 0 | 1.0326 | Cogen | -1 | 0.29069 | 0 | 0 |  |  | 0 | 0 | -0.29069 | 0 | 0.22137 | 0.28261 |  |  |  |  | 91 | 0.052429
48520 | BSF_GT1_8070 | 2 | Houston | YES | -0.14895 | 10 | 0 | 10 | 0 | 1.0326 | Cogen | -1 | 0.29069 | 0 | 0 |  |  | 0 | 0 | -0.29069 | 0 | 0.22137 | 0.28261 |  |  |  |  | 92 | 0.052429
49803 | EXN_15GT | 1 | Houston | YES | -0.1489 | 33 | 8.3 | 34 |  | 1.0326 | Cogen | -1 | 0.29065 | 0 | 0 |  |  | 0 | 0 | -0.29065 | 0 | 0.22137 | 0.28261 |  |  |  |  | 93 | 0.061247
49804 | EXN_16GT | 2 | Houston | YES | -0.1489 | 32 | 8.3 | 34.7 |  | 1.0326 | Cogen | -1 | 0.29065 | 0 | 0 |  |  | 0 | 0 | -0.29065 | 0 | 0.22137 | 0.28261 |  |  |  |  | 94 | 0.061247
49805 | EXN_17GT | 3 | Houston | YES | -0.1489 | 31 | 8.3 | 32.7 |  | 1.0326 | Cogen | -1 | 0.29065 | 0 | 0 |  |  | 0 | 0 | -0.29065 | 0 | 0.22137 | 0.28261 |  |  |  |  | 95 | 0.061247
49826 | EXN938GT | 5 | Houston | YES | -0.1489 | 43 | 9.2 | 45.9 |  | 1.0326 | Cogen | -1 | 0.29065 | 0 | 0 |  |  | 0 | 0 | -0.29065 | 0 | 0.22137 | 0.28261 |  |  |  |  | 96 | 0.061247
49828 | EXN941GT | 10 | Houston | YES | -0.1489 | 17.7 | 5.4 | 17.7 | 0 | 1.0326 | Cogen | -1 | 0.29065 | 0 | 0 |  |  | 0 | 0 | -0.29065 | 0 | 0.22137 | 0.28261 |  |  |  |  | 97 | 0.061247
49829 | EXN942GT | 11 | Houston | YES | -0.1489 | 20 | 5.4 | 20.4 | 0 | 1.0326 | Cogen | -1 | 0.29065 | 0 | 0 |  |  | 0 | 0 | -0.29065 | 0 | 0.22137 | 0.28261 |  |  |  |  | 98 | 0.061247
49830 | EXN943GT | 12 | Houston | YES | -0.1489 | 19 | 5.4 | 19.9 | 0 | 1.0326 | Cogen | -1 | 0.29065 | 0 | 0 |  |  | 0 | 0 | -0.29065 | 0 | 0.22137 | 0.28261 |  |  |  |  | 99 | 0.061247
49831 | EXN944GT | 13 | Houston | YES | -0.1489 | 33 | 5.4 | 35 | 0 | 1.0326 | Cogen | -1 | 0.29065 | 0 | 0 |  |  | 0 | 0 | -0.29065 | 0 | 0.22137 | 0.28261 |  |  |  |  | 100 | 0.061247
49832 | EXN945GT | 9 | Houston | YES | -0.1489 | 18.5 | 9.2 | 18.5 |  | 1.0326 | Cogen | -1 | 0.29065 | 0 | 0 |  |  | 0 | 0 | -0.29065 | 0 | 0.22137 | 0.28261 |  |  |  |  | 101 | 0.061247
49837 | EXN_GT | 4 | Houston | YES | -0.1489 | 81 | 21.3 | 85.4 |  | 1.0326 | Cogen | -1 | 0.29065 | 0 | 0 |  |  | 0 | 0 | -0.29065 | 0 | 0.22137 | 0.28261 |  |  |  |  | 102 | 0.061247
49838 | EXN_14GT | 14 | Houston | YES | -0.1489 | 140 | 0 | 148 |  | 1.0326 | Cogen | -1 | 0.29065 | 0 | 0 |  |  | 0 | 0 | -0.29065 | 0 | 0.22137 | 0.28261 |  |  |  |  | 103 | 0.061247
48690 | GBY_GN5_5 | 5 | Houston | YES | -0.14889 | 318.4 | 81 | 398 |  | 1.0362 | GSC | -1 | 0.29063 | 398 | 398 |  |  | -59.2574 | 398 | -0.29063 | -115.6726 | 0.24017 | 0.3061 |  |  |  |  | 104 | 0.061247
48651 | EP_1_2 | 1 | Houston | YES | -0.14873 | 4 | 0 | 5 | 0 | 1.0362 | Cogen | -1 | 0.29047 | 0 | 0 |  |  | 0 | 0 | -0.29047 | 0 | 0.24017 | 0.3061 |  |  |  |  | 105 | 0.061247
48651 | EP_1_2 | 2 | Houston | YES | -0.14873 | 17.7 | 10 | 21 | 0 | 1.0362 | Cogen | -1 | 0.29047 | 0 | 0 |  |  | 0 | 0 | -0.29047 | 0 | 0.24017 | 0.3061 |  |  |  |  | 106 | 0.061247
48940 | WARVUE_GT1 | G1 | Houston | YES | -0.14852 | 15 | 0 | 15 |  | 1.021 | Cogen | -1 | 0.29027 | 0 | 0 |  |  | 0 | 0 | -0.29027 | 0 | 0.24017 | 0.3061 |  |  |  |  | 107 | 0.065932
48581 | CBY_GN1_1 | 1 | Houston | YES | -0.1483 | 595.2 | 108 | 744 | 0 | 1.0435 | GSC | -1 | 0.29005 | 744 | 744 |  |  | -110.3374 | 744 | -0.29005 | -215.797 | 0.27532 | 0.34992 |  |  |  |  | 108 | 0.065932
49851 | DOW17000 | 37 | Houston | YES | -0.14789 | 39 | 0 | 62 | 0 | 1 | Cogen | -1 | 0.28964 | 0 | 0 |  |  | 0 | 0 | -0.28964 | 0 | 0.27532 | 0.34992 |  |  |  |  | 109 | 0.065932
49858 | DOW38100 | 31 | Houston | YES | -0.14789 | 45 | 0 | 71.4 |  | 1 | Cogen | -1 | 0.28964 | 0 | 0 |  |  | 0 | 0 | -0.28964 | 0 | 0.27532 | 0.34992 |  |  |  |  | 110 | 0.065932
49859 | DOW38200 | 33 | Houston | YES | -0.14789 | 28 | 0 | 45 | 0 | 1 | Cogen | -1 | 0.28964 | 0 | 0 |  |  | 0 | 0 | -0.28964 | 0 | 0.27532 | 0.34992 |  |  |  |  | 111 | 0.074602
49860 | DOW38300 | 32 | Houston | YES | -0.14789 | 63 | 0 | 101 |  | 1 | Cogen | -1 | 0.28964 | 0 | 0 |  |  | 0 | 0 | -0.28964 | 0 | 0.27532 | 0.34992 |  |  |  |  | 112 | 0.074602
49862 | DOW39100 | 36 | Houston | YES | -0.14789 | 54 | 0 | 86 | 0 | 1 | Cogen | -1 | 0.28964 | 0 | 0 |  |  | 0 | 0 | -0.28964 | 0 | 0.27532 | 0.34992 |  |  |  |  | 113 | 0.074602
49863 | DOW39200 | 35 | Houston | YES | -0.14789 | 55 | 0 | 88 | 0 | 1 | Cogen | -1 | 0.28964 | 0 | 0 |  |  | 0 | 0 | -0.28964 | 0 | 0.27532 | 0.34992 |  |  |  |  | 114 | 0.074602
49865 | DOW41000 | 41 | Houston | YES | -0.14789 | 31 | 0 | 50 |  | 1 | Cogen | -1 | 0.28964 | 0 | 0 |  |  | 0 | 0 | -0.28964 | 0 | 0.27532 | 0.34992 |  |  |  |  | 115 | 0.074602
49866 | DOW42000 | 42 | Houston | YES | -0.14789 | 11 | 0 | 18 |  | 1 | Cogen | -1 | 0.28964 | 0 | 0 |  |  | 0 | 0 | -0.28964 | 0 | 0.27532 | 0.34992 |  |  |  |  | 116 | 0.074602
49869 | DOW49000 | 45 | Houston | YES | -0.14789 | 59 | 0 | 94 |  | 1 | Cogen | -1 | 0.28964 | 0 | 0 |  |  | 0 | 0 | -0.28964 | 0 | 0.27532 | 0.34992 |  |  |  |  | 117 | 0.074602
49870 | DOW61000 | 61 | Houston | YES | -0.14789 | 44 | 0 | 70 | 0 | 1 | Cogen | -1 | 0.28964 | 0 | 0 |  |  | 0 | 0 | -0.28964 | 0 | 0.27532 | 0.34992 |  |  |  |  | 118 | 0.074602
49871 | DOW62000 | 62 | Houston | YES | -0.14789 | 40 | 0 | 63 | 0 | 1 | Cogen | -1 | 0.28964 | 0 | 0 |  |  | 0 | 0 | -0.28964 | 0 | 0.27532 | 0.34992 |  |  |  |  | 119 | 0.074602
49872 | DOW63000 | 63 | Houston | YES | -0.14789 | 45 | 0 | 72 | 0 | 1 | Cogen | -1 | 0.28964 | 0 | 0 |  |  | 0 | 0 | -0.28964 | 0 | 0.27532 | 0.34992 |  |  |  |  | 120 | 0.074602
49873 | DOW64000 | 64 | Houston | YES | -0.14789 | 41 | 0 | 64.8 | 0 | 1 | Cogen | -1 | 0.28964 | 0 | 0 |  |  | 0 | 0 | -0.28964 | 0 | 0.27532 | 0.34992 |  |  |  |  | 121 | 0.074602
49876 | DOW65000 | 65 | Houston | YES | -0.14789 | 63 | 0 | 101 | 0 | 1 | Cogen | -1 | 0.28964 | 0 | 0 |  |  | 0 | 0 | -0.28964 | 0 | 0.27532 | 0.34992 |  |  |  |  | 122 | 0.074602
49877 | DOW66000 | 66 | Houston | YES | -0.14789 | 61 | 0 | 97 | 0 | 1 | Cogen | -1 | 0.28964 | 0 | 0 |  |  | 0 | 0 | -0.28964 | 0 | 0.27532 | 0.34992 |  |  |  |  | 123 | 0.074602
49878 | DOW67000 | 67 | Houston | YES | -0.14789 | 65 | 0 | 103 | 0 | 1 | Cogen | -1 | 0.28964 | 0 | 0 |  |  | 0 | 0 | -0.28964 | 0 | 0.27532 | 0.34992 |  |  |  |  | 124 | 0.074602
49882 | DOW81000 | 81 | Houston | YES | -0.14789 | 47 | 0 | 76 | 0 | 1 | Cogen | -1 | 0.28964 | 0 | 0 |  |  | 0 | 0 | -0.28964 | 0 | 0.27532 | 0.34992 |  |  |  |  | 125 | 0.074602
49884 | DOW82000 | 82 | Houston | YES | -0.14789 | 51 | 0 | 80 | 0 | 1 | Cogen | -1 | 0.28964 | 0 | 0 |  |  | 0 | 0 | -0.28964 | 0 | 0.27532 | 0.34992 |  |  |  |  | 126 | 0.074602
49885 | DOW83000 | 83 | Houston | YES | -0.14789 | 51 | 0 | 80 | 0 | 1 | Cogen | -1 | 0.28964 | 0 | 0 |  |  | 0 | 0 | -0.28964 | 0 | 0.27532 | 0.34992 |  |  |  |  | 127 | 0.074602
49886 | DOW84000 | 84 | Houston | YES | -0.14789 | 107 | 0 | 171 | 0 | 0.98 | Cogen | -1 | 0.28964 | 0 | 0 |  |  | 0 | 0 | -0.28964 | 0 | 0.27532 | 0.34992 |  |  |  |  | 128 | 0.074602
48583 | CBY_GT4_1 | 1 | Houston | YES | -0.1477 | 172 | 0 | 172 | 0 | 1.027 | GSC | -1 | 0.28945 | 172 | 172 |  |  | -25.4042 | 172 | -0.28945 | -49.7847 | 0.28345 | 0.36003 |  |  |  |  | 129 | 0.074602
48584 | CBY_GT4_2 | 2 | Houston | YES | -0.1477 | 172 | 0 | 172 | 0 | 1.027 | CC | -1 | 0.28945 | 172 | 172 |  |  | -25.4042 | 172 | -0.28945 | -49.7847 | 0.29157 | 0.37014 |  |  |  |  | 130 | 0.074602
48585 | CBY_ST4_1 | 3 | Houston | YES | -0.1477 | 172 | 0 | 172 | 0 | 1.027 | CC | -1 | 0.28945 | 172 | 172 |  |  | -25.4042 | 172 | -0.28945 | -49.7847 | 0.2997 | 0.38025 |  |  |  |  | 131 | 0.074602
48595 | BTE_GT2_8075 | 1 | Houston | YES | -0.14735 | 162.8 | 130 | 162.8 | 0 | 1.0261 | CC | -1 | 0.2891 | 162.8 | 162.8 |  |  | -23.9889 | 162.8 | -0.2891 | -47.0653 | 0.30739 | 0.38981 |  |  |  |  | 132 | 0.076585
48596 | BTE_GT3_8045 | 2 | Houston | YES | -0.14735 | 161.4 | 130 | 161.4 | 0 | 1.0261 | CC | -1 | 0.2891 | 161.4 | 161.4 |  |  | -23.7826 | 161.4 | -0.2891 | -46.6605 | 0.31502 | 0.39928 |  |  |  |  | 133 | 0.078568
48597 | BTE_GT4_8055 | 3 | Houston | YES | -0.14735 | 158.9 | 130 | 158.9 | 0 | 1.0261 | CC | -1 | 0.2891 | 158.9 | 158.9 |  |  | -23.4142 | 158.9 | -0.2891 | -45.9378 | 0.32252 | 0.40861 |  |  |  |  | 134 | 0.080552
48598 | BTE_ST1_8070 | 4 | Houston | YES | -0.14735 | 269.2 | 60 | 269.2 | 0 | 1.0261 | CC | -1 | 0.2891 | 269.2 | 269.2 |  |  | -39.6672 | 269.2 | -0.2891 | -77.8254 | 0.33524 | 0.42441 |  |  |  |  | 135 | 0.082417
48873 | THW_ST3_ST_3 | 3 | Houston | YES | -0.14734 | 107 | 19 | 107 | 0 | 1.0435 | CC | -1 | 0.28909 | 107 | 107 |  |  | -15.7657 | 107 | -0.28909 | -30.9326 | 0.3403 | 0.4307 |  |  |  |  | 136 | 0.084267
48874 | THW_ST4_ST_4 | 4 | Houston | YES | -0.14734 | 108 | 19 | 108 | 0 | 1.0435 | CC | -1 | 0.28909 | 108 | 108 |  |  | -15.913 | 108 | -0.28909 | -31.2217 | 0.3454 | 0.43704 |  |  |  |  | 137 | 0.086088
48875 | THW_3132 | A | Houston | YES | -0.14734 | 55 | 5 | 55 | 0 | 1.0435 | CC | -1 | 0.28909 | 55 | 55 |  |  | -8.1039 | 55 | -0.28909 | -15.8999 | 0.348 | 0.44026 |  |  |  |  | 138 | 0.089173
48875 | THW_3132 | B | Houston | YES | -0.14734 | 53 | 5 | 53 | 0 | 1.0435 | CC | -1 | 0.28909 | 53 | 53 |  |  | -7.8092 | 53 | -0.28909 | -15.3218 | 0.3505 | 0.44338 |  |  |  |  | 139 | 0.090399
48877 | THW_3334 | C | Houston | YES | -0.14734 | 55 | 5 | 55 | 0 | 1.0435 | CC | -1 | 0.28909 | 55 | 55 |  |  | -8.1039 | 55 | -0.28909 | -15.8999 | 0.3531 | 0.4466 |  |  |  |  | 140 | 0.091636
48877 | THW_3334 | D | Houston | YES | -0.14734 | 57 | 5 | 57 | 0 | 1.0435 | CC | -1 | 0.28909 | 57 | 57 |  |  | -8.3986 | 57 | -0.28909 | -16.4781 | 0.35579 | 0.44995 |  |  |  |  | 141 | 0.092266
48879 | THW_4142 | E | Houston | YES | -0.14734 | 56 | 5 | 56 | 0 | 1.0435 | CC | -1 | 0.28909 | 56 | 56 |  |  | -8.2512 | 56 | -0.28909 | -16.189 | 0.35844 | 0.45324 |  |  |  |  | 142 | 0.092874
48879 | THW_4142 | F | Houston | YES | -0.14734 | 55 | 5 | 55 | 0 | 1.0435 | CC | -1 | 0.28909 | 55 | 55 |  |  | -8.1039 | 55 | -0.28909 | -15.8999 | 0.36104 | 0.45647 |  |  |  |  | 143 | 0.093504
48881 | THW_4344 | G | Houston | YES | -0.14734 | 58 | 5 | 58 | 0 | 1.0435 | CC | -1 | 0.28909 | 58 | 58 |  |  | -8.5459 | 58 | -0.28909 | -16.7672 | 0.36378 | 0.45987 |  |  |  |  | 144 | 0.094157
48881 | THW_4344 | H | Houston | YES | -0.14734 | 58 | 5 | 58 | 0 | 1.0435 | CC | -1 | 0.28909 | 58 | 58 |  |  | -8.5459 | 58 | -0.28909 | -16.7672 | 0.36652 | 0.46328 |  |  |  |  | 145 | 0.094799
48883 | THW_GT1_GT_1 | B2 | Houston | YES | -0.14599 | 0 | 0 | 12 |  | 1.043 | GGT | -1 | 0.28773 | 12 | 12 |  |  | -1.7518 | 12 | -0.28773 | -3.4528 | 0.36709 | 0.46398 |  |  |  |  | 146 | 0.095429
48591 | CHE_GT2_5030 | 2 | Houston | YES | -0.14526 | 173 | 50 | 173 |  | 1.029 | Cogen | -1 | 0.28701 | 0 | 0 |  |  | 0 | 0 | -0.28701 | 0 | 0.36709 | 0.46398 |  |  |  |  | 147 | 0.096093
48811 | CVC_GT3_5045 | 3 | Houston | YES | -0.14526 | 156 | 91.8 | 156 | 0 | 1.029 | Cogen | -1 | 0.28701 | 0 | 0 |  |  | 0 | 0 | -0.28701 | 0 | 0.36709 | 0.46398 |  |  |  |  | 148 | 0.096758
48812 | CVC_GT2_5020 | 2 | Houston | YES | -0.14526 | 158 | 91.8 | 158 | 0 | 1.029 | Cogen | -1 | 0.28701 | 0 | 0 |  |  | 0 | 0 | -0.28701 | 0 | 0.36709 | 0.46398 |  |  |  |  | 149 | 0.096892
48813 | CVC_GT1_5035 | 1 | Houston | YES | -0.14526 | 160 | 91.8 | 160 | 0 | 1.029 | Cogen | -1 | 0.28701 | 0 | 0 |  |  | 0 | 0 | -0.28701 | 0 | 0.36709 | 0.46398 |  |  |  |  | 150 | 0.096892
48814 | CVC_ST5_5040 | 1 | Houston | YES | -0.14526 | 162 | 91.8 | 162 | 0 | 1.029 | Cogen | -1 | 0.28701 | 0 | 0 |  |  | 0 | 0 | -0.28701 | 0 | 0.36709 | 0.46398 |  |  |  |  | 151 | 0.096892
48885 | THW_5152 | A | Houston | YES | -0.1363 | 46.4 | 5 | 58 |  | 1.0319 | GGT | -1 | 0.27804 | 58 | 58 |  |  | -7.9052 | 58 | -0.27804 | -16.1265 | 0.36983 | 0.46725 |  |  |  |  | 152 | 0.096892
48885 | THW_5152 | B | Houston | YES | -0.1363 | 47.2 | 5 | 59 |  | 1.0319 | GGT | -1 | 0.27804 | 59 | 59 |  |  | -8.0415 | 59 | -0.27804 | -16.4046 | 0.37261 | 0.47058 |  |  |  |  | 153 | 0.096892
48886 | THW_5354 | C | Houston | YES | -0.1363 | 45.6 | 5 | 57 |  | 1.0319 | GGT | -1 | 0.27804 | 57 | 57 |  |  | -7.7689 | 57 | -0.27804 | -15.8485 | 0.37531 | 0.4738 |  |  |  |  | 154 | 0.096892
48886 | THW_5354 | D | Houston | YES | -0.1363 | 46.4 | 5 | 58 |  | 1.0319 | GGT | -1 | 0.27804 | 58 | 58 |  |  | -7.9052 | 58 | -0.27804 | -16.1265 | 0.37805 | 0.47708 |  |  |  |  | 155 | 0.097427
48887 | THW_5556 | E | Houston | YES | -0.1363 | 47.2 | 5 | 59 |  | 1.0319 | GGT | -1 | 0.27804 | 59 | 59 |  |  | -8.0415 | 59 | -0.27804 | -16.4046 | 0.38083 | 0.48041 |  |  |  |  | 156 | 0.09797
48887 | THW_5556 | F | Houston | YES | -0.1363 | 45.6 | 5 | 57 |  | 1.0319 | GGT | -1 | 0.27804 | 57 | 57 |  |  | -7.7689 | 57 | -0.27804 | -15.8485 | 0.38353 | 0.48363 |  |  |  |  | 157 | 0.098495
48911 | TGF_GT1_8000 | 1 | Houston | YES | -0.13302 | 69.2 | 0 | 69.2 |  | 1.029 | Cogen | -1 | 0.27476 | 0 | 0 |  |  | 0 | 0 | -0.27476 | 0 | 0.38353 | 0.48363 |  |  |  |  | 158 | 0.09903
5911 | STP_GN1___1 | 1 | Houston | YES | -0.13148 | 1333 | 1249 | 1333 | 0 | 1.0406 | Nuc | -1 | 0.27322 | 0 | 0 |  |  | 0 | 0 | -0.27322 | 0 | 0.38353 | 0.48363 |  |  |  |  | 159 | 0.099574
5912 | STP_GN2___2 | 2 | Houston | YES | -0.13148 | 1332 | 1249 | 1332 | 0 | 1.0406 | Nuc | -1 | 0.27322 | 0 | 0 |  |  | 0 | 0 | -0.27322 | 0 | 0.38353 | 0.48363 |  |  |  |  | 160 | 0.1001
48731 | CBE_GT1 | 1 | Houston | YES | -0.12994 | 76 | 0 | 76 | 0 | 1.029 | CC | -1 | 0.27168 | 76 | 76 |  |  | -9.8752 | 76 | -0.27168 | -20.648 | 0.38712 | 0.48782 |  |  |  |  | 161 | 0.1001
48732 | CBE_GT2 | 1 | Houston | YES | -0.12994 | 76 | 0 | 76 | 0 | 1.029 | CC | -1 | 0.27168 | 76 | 76 |  |  | -9.8752 | 76 | -0.27168 | -20.648 | 0.39071 | 0.49201 |  |  |  |  | 162 | 0.1001
48733 | CBE_ST12 | 1 | Houston | YES | -0.12994 | 105 | 0 | 105 | 0 | 1.029 | CC | -1 | 0.27168 | 105 | 105 |  |  | -13.6434 | 105 | -0.27168 | -28.5268 | 0.39567 | 0.4978 |  |  |  |  | 163 | 0.1001
48734 | CBE_GT3 | 1 | Houston | YES | -0.12994 | 76 | 0 | 76 | 0 | 1.029 | CC | -1 | 0.27168 | 76 | 76 |  |  | -9.8752 | 76 | -0.27168 | -20.648 | 0.39926 | 0.502 |  |  |  |  | 164 | 0.1007
48735 | CBE_GT4 | 1 | Houston | YES | -0.12994 | 76 | 0 | 76 | 0 | 1.029 | CC | -1 | 0.27168 | 76 | 76 |  |  | -9.8752 | 76 | -0.27168 | -20.648 | 0.40285 | 0.50619 |  |  |  |  | 165 | 0.1013
48736 | CBE_ST34 | 1 | Houston | YES | -0.12994 | 105 | 0 | 105 | 0 | 1.029 | CC | -1 | 0.27168 | 105 | 105 |  |  | -13.6434 | 105 | -0.27168 | -28.5268 | 0.40781 | 0.51198 |  |  |  |  | 166 | 0.10214
8134 | FOR #1 | 1 | South | YES | -0.092534 | 54.1 | 45 | 79 | 0 | 1 | Cogen | -1 | 0.23428 | 0 | 0 |  |  |  |  | -0.23428 | 0 | 0.40781 | 0.51198 |  |  |  |  | 167 | 0.10274
8138 | FOR #2 | 2 | South | YES | -0.092534 | 63.1 | 45 | 81 | 0 | 1 | Cogen | -1 | 0.23428 | 0 | 0 |  |  |  |  | -0.23428 | 0 | 0.40781 | 0.51198 |  |  |  |  | 168 | 0.10334
8153 | FOR #3 | 3 | South | YES | -0.092534 | 63.1 | 45 | 79.9 | 0 | 1 | Cogen | -1 | 0.23428 | 0 | 0 |  |  |  |  | -0.23428 | 0 | 0.40781 | 0.51198 |  |  |  |  | 169 | 0.10417
8154 | FOR #4 | 4 | South | YES | -0.092534 | 63.1 | 60 | 80 | 0 | 1 | Cogen | -1 | 0.23428 | 0 | 0 |  |  |  |  | -0.23428 | 0 | 0.40781 | 0.51198 |  |  |  |  | 170 | 0.10417
8155 | FOR #5 | 5 | South | YES | -0.092534 | 63.1 | 60 | 78.4 | 0 | 1 | Cogen | -1 | 0.23428 | 0 | 0 |  |  |  |  | -0.23428 | 0 | 0.40781 | 0.51198 |  |  |  |  | 171 | 0.10417
8156 | FOR #6 | 6 | South | YES | -0.092534 | 24.9 | 5 | 25 | 0 | 1 | Cogen | -1 | 0.23428 | 0 | 0 |  |  |  |  | -0.23428 | 0 | 0.40781 | 0.51198 |  |  |  |  | 172 | 0.10417
8157 | FOR #7 | 7 | South | YES | -0.092534 | 28.8 | 5 | 46 | 0 | 1 | Cogen | -1 | 0.23428 | 0 | 0 |  |  |  |  | -0.23428 | 0 | 0.40781 | 0.51198 |  |  |  |  | 173 | 0.10417
80051 | FOR #8 | 8 | South | YES | -0.092534 | 28 | 28 | 28 |  | 1 | Cogen | -1 | 0.23428 | 0 | 0 |  |  |  |  | -0.23428 | 0 | 0.40781 | 0.51198 |  |  |  |  | 174 | 0.10417
80052 | FOR #9 | 9 | South | YES | -0.092534 | 29.7 | 5 | 43.6 | 0 | 1 | Cogen | -1 | 0.23428 | 0 | 0 |  |  |  |  | -0.23428 | 0 | 0.40781 | 0.51198 |  |  |  |  | 175 | 0.10417
80053 | FOR #10 | 10 | South | YES | -0.092534 | 68.4 | 45 | 75 | 0 | 1 | Cogen | -1 | 0.23428 | 0 | 0 |  |  |  |  | -0.23428 | 0 | 0.40781 | 0.51198 |  |  |  |  | 176 | 0.10417
80226 | ALCOA G | 1 | South | YES | -0.091465 | 32.3 | 5 | 48 | 0 | 1.015 | Cogen | -1 | 0.23321 | 0 | 0 |  |  |  |  | -0.23321 | 0 | 0.40781 | 0.51198 |  |  |  |  | 177 | 0.10417
8147 | UCAR #2 | 10 | South | YES | -0.087915 | 18.2 | 0 | 28 |  | 1 | Cogen | -1 | 0.22966 | 0 | 0 |  |  |  |  | -0.22966 | 0 | 0.40781 | 0.51198 |  |  |  |  | 178 | 0.10417
8148 | UCAR #1 | 2 | South | YES | -0.087915 | 6.1 | 0 | 7 | 0 | 1.009 | Cogen | -1 | 0.22966 | 0 | 0 |  |  |  |  | -0.22966 | 0 | 0.40781 | 0.51198 |  |  |  |  | 179 | 0.10417
80137 | CSDR89 | 8 | South | YES | -0.087915 | 33.9 | 0 | 39 | 0 | 1.003 | DCTie | -1 | 0.22966 | 0 | 0 |  |  |  |  | -0.22966 | 0 | 0.40781 | 0.51198 |  |  |  |  | 180 | 0.10417
80137 | CSDR89 | 9 | South | YES | -0.087915 | 15 | 0 | 15 | 0 | 1.003 | DCTie | -1 | 0.22966 | 0 | 0 |  |  |  |  | -0.22966 | 0 | 0.40781 | 0.51198 |  |  |  |  | 181 | 0.10417
80138 | CSDR7 | 7 | South | YES | -0.087915 | 6.1 | 0 | 7 | 0 | 1.014 | DCTie | -1 | 0.22966 | 0 | 0 |  |  |  |  | -0.22966 | 0 | 0.40781 | 0.51198 |  |  |  |  | 182 | 0.10417
80139 | CSDR56 | 5 | South | YES | -0.087915 | 15 | 0 | 15 |  | 1.0033 | DCTie | -1 | 0.22966 | 0 | 0 |  |  |  |  | -0.22966 | 0 | 0.40781 | 0.51198 |  |  |  |  | 183 | 0.10417
80139 | CSDR56 | 6 | South | YES | -0.087915 | 0 | 0 | 39 |  | 1.0033 | DCTie | -1 | 0.22966 | 0 | 0 |  |  |  |  | -0.22966 | 0 | 0.40781 | 0.51198 |  |  |  |  | 184 | 0.10417
80140 | CSDR11 | 11 | South | YES | -0.087915 | 33.9 | 0 | 39 | 0 | 1.03 | DCTie | -1 | 0.22966 | 0 | 0 |  |  |  |  | -0.22966 | 0 | 0.40781 | 0.51198 |  |  |  |  | 185 | 0.10417
80227 | AIRCO G | 1 | South | YES | -0.087383 | 7.2 | 0 | 8 | 0 | 1.0104 | Cogen | -1 | 0.22913 | 0 | 0 |  |  |  |  | -0.22913 | 0 | 0.40781 | 0.51198 |  |  |  |  | 186 | 0.10417
80224 | VISTRONG1 | 1 | South | YES | -0.08652 | 13.1 | 0 | 15 | 0 | 1.01 | Cogen | -1 | 0.22827 | 0 | 0 |  |  |  |  | -0.22827 | 0 | 0.40781 | 0.51198 |  |  |  |  | 187 | 0.10417
80225 | VISTRONG2 | 2 | South | YES | -0.08652 | 20.2 | 0 | 23 | 0 | 1.01 | Cogen | -1 | 0.22827 | 0 | 0 |  |  |  |  | -0.22827 | 0 | 0.40781 | 0.51198 |  |  |  |  | 188 | 0.10417
5503 | RAYBURNGEN3 | 1 | South | YES | -0.084663 | 17.6 | 6 | 22 | 0 | 1.0224 | GST | -1 | 0.22641 | 22 | 22 |  |  |  |  | -0.22641 | -4.981 | 0.40885 | 0.51299 |  |  |  |  | 189 | 0.10417
5505 | RAYBURNGEN1 | 1 | South | YES | -0.084663 | 0 | 1 | 11 |  | 1.0223 | GGT | -1 | 0.22641 | 11 | 11 |  |  |  |  | -0.22641 | -2.4905 | 0.40937 | 0.5135 |  |  |  |  | 190 | 0.10417
5506 | RAYBURNGEN2 | 1 | South | YES | -0.084663 | 0 | 1 | 11 |  | 1.0223 | GGT | -1 | 0.22641 | 11 | 11 |  |  |  |  | -0.22641 | -2.4905 | 0.40989 | 0.514 |  |  |  |  | 191 | 0.10417
8066 | DUP1V#1 | 1 | South | YES | -0.084098 | 52.3 | 0 | 73 | 0 | 1.01 | Cogen | -1 | 0.22584 | 0 | 0 |  |  |  |  | -0.22584 | 0 | 0.40989 | 0.514 |  |  |  |  | 192 | 0.10414
5508 | RAYBURNCC9 | 1 | South | YES | -0.083997 | 47.7 | 18.2 | 47.7 | 0 | 1.0296 | CC | -1 | 0.22574 | 47.7 | 47.7 |  |  |  |  | -0.22574 | -10.768 | 0.41214 | 0.51619 |  |  |  |  | 193 | 0.10413
5509 | RAYBURNCC10 | 1 | South | YES | -0.083997 | 37.3 | 5.2 | 37.3 | 0 | 1.0296 | CC | -1 | 0.22574 | 37.3 | 37.3 |  |  |  |  | -0.22574 | -8.4202 | 0.41391 | 0.5179 |  |  |  |  | 194 | 0.10412
5511 | RAYBURNCC7 | 1 | South | YES | -0.083997 | 47.5 | 18.2 | 47.5 | 0 | 1.0296 | CC | -1 | 0.22574 | 47.5 | 47.5 |  |  |  |  | -0.22574 | -10.7228 | 0.41615 | 0.52008 |  |  |  |  | 195 | 0.10412
5512 | RAYBURNCC8 | 1 | South | YES | -0.083997 | 49.3 | 18.2 | 49.3 | 0 | 1.0296 | CC | -1 | 0.22574 | 49.3 | 49.3 |  |  |  |  | -0.22574 | -11.1292 | 0.41848 | 0.52234 |  |  |  |  | 196 | 0.10405
8173 | VICEC51A | 5 | South | YES | -0.082681 | 144 | 18 | 144 | 0 | 1.025 | CC | -1 | 0.22443 | 144 | 144 |  |  |  |  | -0.22443 | -32.3176 | 0.42528 | 0.5289 |  |  |  |  | 197 | 0.104
8174 | VICEC61A | 6 | South | YES | -0.082681 | 188 | 42 | 188 | 0 | 1.025 | CC | -1 | 0.22443 | 188 | 188 |  |  |  |  | -0.22443 | -42.1924 | 0.43416 | 0.53747 |  |  |  |  | 198 | 0.10393
8926 | LGE_GT10A | 1 | South | YES | -0.082521 | 158 | 0 | 158 | 0 | 1.03 | Cogen | -1 | 0.22427 | 0 | 0 |  |  |  |  | -0.22427 | 0 | 0.43416 | 0.53747 |  |  |  |  | 199 | 0.10386
8927 | LGE_GT20A | 2 | South | YES | -0.082521 | 153 | 0 | 153 | 0 | 1.03 | Cogen | -1 | 0.22427 | 0 | 0 |  |  |  |  | -0.22427 | 0 | 0.43416 | 0.53747 |  |  |  |  | 200 | 0.10362
8928 | LGE_STG0A | 3 | South | YES | -0.082521 | 100 | 0 | 100 | 0 | 1.03 | Cogen | -1 | 0.22427 | 0 | 0 |  |  |  |  | -0.22427 | 0 | 0.43416 | 0.53747 |  |  |  |  | 201 | 0.1033
8930 | ICPGN10A | 1 | South | YES | -0.082521 | 149 | 0 | 149 | 0 | 1.03 | Cogen | -1 | 0.22427 | 0 | 0 |  |  |  |  | -0.22427 | 0 | 0.43416 | 0.53747 |  |  |  |  | 202 | 0.1033
8931 | ICPGN20A | 2 | South | YES | -0.082521 | 150 | 0 | 150 | 0 | 1.03 | Cogen | -1 | 0.22427 | 0 | 0 |  |  |  |  | -0.22427 | 0 | 0.43416 | 0.53747 |  |  |  |  | 203 | 0.1033
8932 | ICPGN30A | 3 | South | YES | -0.082521 | 127 | 0 | 127 | 0 | 1.03 | Cogen | -1 | 0.22427 | 0 | 0 |  |  |  |  | -0.22427 | 0 | 0.43416 | 0.53747 |  |  |  |  | 204 | 0.1033
80223 | REYSHR G | 1 | South | YES | -0.082521 | 12 | 0 | 12 | 0 | 1.032 | Cogen | -1 | 0.22427 | 0 | 0 |  |  |  |  | -0.22427 | 0 | 0.43416 | 0.53747 |  |  |  |  | 205 | 0.1033
8442 | NBEC7 | 7 | South | YES | -0.081069 | 0 | 81 | 367 |  | 1.0298 | GST | -1 | 0.22282 | 367 | 367 |  |  |  |  | -0.22282 | -81.7734 | 0.4515 | 0.55407 |  |  |  |  | 206 | 0.1033
8442 | NBEC7 | MB | South | YES | -0.081069 | 0 | 81 | 367 |  | 1.0298 | GST | -1 | 0.22282 | 0 | 0 |  |  |  |  | -0.22282 | 0 | 0.4515 | 0.55407 |  |  |  |  | 207 | 0.1033
8560 | CNOPGT1 | 1 | South | YES | -0.081053 | 148.3 | 0 | 148.3 | 0 | 1.03 | Cogen | -1 | 0.2228 | 0 | 0 |  |  |  |  | -0.2228 | 0 | 0.4515 | 0.55407 |  |  |  |  | 208 | 0.1033
8561 | CNOPGT2 | 2 | South | YES | -0.081053 | 148.6 | 0 | 148.6 | 0 | 1.03 | Cogen | -1 | 0.2228 | 0 | 0 |  |  |  |  | -0.2228 | 0 | 0.4515 | 0.55407 |  |  |  |  | 209 | 0.10257
8562 | CNOPST1 | 3 | South | YES | -0.081053 | 153 | 0 | 153 | 0 | 1.03 | Cogen | -1 | 0.2228 | 0 | 0 |  |  |  |  | -0.2228 | 0 | 0.4515 | 0.55407 |  |  |  |  | 210 | 0.10257
8456 | COSW#1 | 1 | South | YES | -0.080971 | 20 | 0 | 20 | 0 | 1.027 | Cogen | -1 | 0.22272 | 0 | 0 |  |  |  |  | -0.22272 | 0 | 0.4515 | 0.55407 |  |  |  |  | 211 | 0.10257
8457 | COSW#2 | 2 | South | YES | -0.080971 | 14 | 0 | 14 | 0 | 1.027 | Cogen | -1 | 0.22272 | 0 | 0 |  |  |  |  | -0.22272 | 0 | 0.4515 | 0.55407 |  |  |  |  | 212 | 0.10257
8459 | B_DAVIS0B | MB | South | YES | -0.080805 | 0 | 50 | 339 |  | 1.03 | GSC | -1 | 0.22255 | 0 | 0 |  |  |  |  | -0.22255 | 0 | 0.4515 | 0.55407 |  |  |  |  | 213 | 0.10257
8460 | B_DAVIS0A | MB | South | YES | -0.080805 | 0 | 50 | 340 |  | 1.03 | GSC | -1 | 0.22255 | 0 | 0 |  |  |  |  | -0.22255 | 0 | 0.4515 | 0.55407 |  |  |  |  | 214 | 0.10257
80263 | B_DAVIS31A | 3 | South | YES | -0.080805 | 0 | 0 | 180 |  | 1.0366 | CC | -1 | 0.22255 | 180 | 180 |  |  |  |  | -0.22255 | -40.0593 | 0.46001 | 0.56221 |  |  |  |  | 215 | 0.10257
80264 | B_DAVIS41A | 4 | South | YES | -0.080805 | 0 | 0 | 180 |  | 1.0366 | CC | -1 | 0.22255 | 180 | 180 |  |  |  |  | -0.22255 | -40.0593 | 0.46851 | 0.57034 |  |  |  |  | 216 | 0.10257
8506 | VAL #1 | 1 | South | YES | -0.08065 | 20.9 | 0 | 25 | 0 | 1.0055 | Cogen | -1 | 0.2224 | 0 | 0 |  |  |  |  | -0.2224 | 0 | 0.46851 | 0.57034 |  |  |  |  | 217 | 0.10257
8507 | VAL #2 | 2 | South | YES | -0.08065 | 20.9 | 0 | 25 | 0 | 1.0055 | Cogen | -1 | 0.2224 | 0 | 0 |  |  |  |  | -0.2224 | 0 | 0.46851 | 0.57034 |  |  |  |  | 218 | 0.1022
8511 | OXY_CC0A | 1 | South | YES | -0.080545 | 30.3 | 0 | 38 | 0 | 1.027 | Cogen | -1 | 0.22229 | 0 | 0 |  |  |  |  | -0.22229 | 0 | 0.46851 | 0.57034 |  |  |  |  | 219 | 0.10183
8461 | KOCH_UP0A | 1 | South | YES | -0.080479 | 38 | 0 | 38 | 0 | 1.012 | Cogen | -1 | 0.22223 | 0 | 0 |  |  |  |  | -0.22223 | 0 | 0.46851 | 0.57034 |  |  |  |  | 220 | 0.10183
8517 | CELANEBI0A | 1 | South | YES | -0.079904 | 29 | 0 | 29 | 0 | 1.02 | Cogen | -1 | 0.22165 | 0 | 0 |  |  |  |  | -0.22165 | 0 | 0.46851 | 0.57034 |  |  |  |  | 221 | 0.10183
80080 | GWINDT11A | 1 | South | YES | -0.079819 | 28.2 | 0 | 94 | 0 | 1.025 | Wind | -1 | 0.22157 | 0 | 94 |  |  |  |  | -0.22157 | 0 | 0.46851 | 0.57034 |  |  |  |  | 222 | 0.10183
80080 | GWINDT11A | 2 | South | YES | -0.079819 | 0 | 0 | 41 | 0 | 1.025 | Wind | -1 | 0.22157 | 0 | 41 |  |  |  |  | -0.22157 | 0 | 0.46851 | 0.57034 |  |  |  |  | 223 | 0.10183
80080 | GWINDT11A | 3 | South | YES | -0.079819 | 0 | 0 | 38 | 0 | 1.025 | Wind | -1 | 0.22157 | 0 | 38 |  |  |  |  | -0.22157 | 0 | 0.46851 | 0.57034 |  |  |  |  | 224 | 0.10183
80080 | GWINDT11A | 4 | South | YES | -0.079819 | 3.8 | 0 | 19 | 0 | 1.025 | Wind | -1 | 0.22157 | 0 | 19 |  |  |  |  | -0.22157 | 0 | 0.46851 | 0.57034 |  |  |  |  | 225 | 0.10183
80081 | GWINDT21A | 1 | South | YES | -0.079819 | 28.2 | 0 | 94 | 0 | 1.025 | Wind | -1 | 0.22157 | 0 | 94 |  |  |  |  | -0.22157 | 0 | 0.46851 | 0.57034 |  |  |  |  | 226 | 0.10183
80081 | GWINDT21A | 2 | South | YES | -0.079819 | 7.2 | 0 | 36 | 0 | 1.025 | Wind | -1 | 0.22157 | 0 | 36 |  |  |  |  | -0.22157 | 0 | 0.46851 | 0.57034 |  |  |  |  | 227 | 0.10183
80081 | GWINDT21A | 3 | South | YES | -0.079819 | 8.6 | 0 | 43 | 0 | 1.025 | Wind | -1 | 0.22157 | 0 | 43 |  |  |  |  | -0.22157 | 0 | 0.46851 | 0.57034 |  |  |  |  | 228 | 0.10183
80081 | GWINDT21A | 4 | South | YES | -0.079819 | 4.4 | 0 | 22 | 0 | 1.025 | Wind | -1 | 0.22157 | 0 | 22 |  |  |  |  | -0.22157 | 0 | 0.46851 | 0.57034 |  |  |  |  | 229 | 0.10183
80180 | PNSCALT11A | 1 | South | YES | -0.079819 | 43.8 | 0 | 148 | 0 | 1.025 | Wind | -1 | 0.22157 | 0 | 148 |  |  |  |  | -0.22157 | 0 | 0.46851 | 0.57034 |  |  |  |  | 230 | 0.10183
80180 | PNSCALT11A | 2 | South | YES | -0.079819 | 10 | 0 | 50 | 0 | 1.025 | Wind | -1 | 0.22157 | 0 | 50 |  |  |  |  | -0.22157 | 0 | 0.46851 | 0.57034 |  |  |  |  | 231 | 0.10183
80181 | PNSCALT21A | 1 | South | YES | -0.079819 | 16.5 | 0 | 55 | 0 | 1.025 | Wind | -1 | 0.22157 | 0 | 55 |  |  |  |  | -0.22157 | 0 | 0.46851 | 0.57034 |  |  |  |  | 232 | 0.10183
80181 | PNSCALT21A | 2 | South | YES | -0.079819 | 10 | 0 | 50 | 0 | 1.025 | Wind | -1 | 0.22157 | 0 | 50 |  |  |  |  | -0.22157 | 0 | 0.46851 | 0.57034 |  |  |  |  | 233 | 0.10183
5932 | SI_RAY9 | 9 | South | YES | -0.079617 | 32 | 32 | 38 | 0 | 1.035 | CC | -1 | 0.22136 | 38 | 38 |  |  |  |  | -0.22136 | -8.4118 | 0.47031 | 0.57205 |  |  |  |  | 234 | 0.10183
5933 | SI_RAY6 | 6 | South | YES | -0.079617 | 15.4 | 10 | 19.3 | 0 | 1.035 | GST | -1 | 0.22136 | 19.3 | 19.3 |  |  |  |  | -0.22136 | -4.2723 | 0.47122 | 0.57292 |  |  |  |  | 235 | 0.10183
5935 | SI_RAY10 | 10 | South | YES | -0.079617 | 47 | 10 | 47 | 0 | 1.03 | CC | -1 | 0.22136 | 47 | 47 |  |  |  |  | -0.22136 | -10.4041 | 0.47344 | 0.57503 |  |  |  |  | 236 | 0.10183
80003 | MILHWYS | F | South | YES | -0.079616 | 0 | 0 | 0 | 0 | 1.0168 | AVR | -1 | 0.22136 | 0 | 0 |  |  |  |  | -0.22136 | 0 | 0.47344 | 0.57503 |  |  |  |  | 237 | 0.10174
8936 | MVGN#1 | 1 | South | YES | -0.079286 | 216.6 | 0 | 216.6 | 0 | 1.0304 | CC | -1 | 0.22103 | 216.6 | 216.6 |  |  |  |  | -0.22103 | -47.8757 | 0.48367 | 0.58475 |  |  |  |  | 238 | 0.1017
8937 | MVGN#2 | 2 | South | YES | -0.079286 | 216.7 | 0 | 216.7 | 0 | 1.0304 | CC | -1 | 0.22103 | 216.7 | 216.7 |  |  |  |  | -0.22103 | -47.8978 | 0.49391 | 0.59448 |  |  |  |  | 239 | 0.10159
8938 | MVGN#3 | 3 | South | YES | -0.079286 | 250.9 | 0 | 250.9 | 0 | 1.0304 | CC | -1 | 0.22103 | 250.9 | 250.9 |  |  |  |  | -0.22103 | -55.4571 | 0.50576 | 0.60574 |  |  |  |  | 240 | 0.10159
8981 | HECN1 | 1 | South | YES | -0.079284 | 144.8 | 0 | 144.8 | 0 | 1.0304 | CC | -1 | 0.22103 | 144.8 | 144.8 |  |  |  |  | -0.22103 | -32.0053 | 0.51261 | 0.61224 |  |  |  |  | 241 | 0.10108
8982 | HECN2 | 2 | South | YES | -0.079284 | 144.1 | 0 | 144.1 | 0 | 1.0304 | CC | -1 | 0.22103 | 144.1 | 144.1 |  |  |  |  | -0.22103 | -31.8505 | 0.51941 | 0.61871 |  |  |  |  | 242 | 0.10057
8983 | HECN3 | 3 | South | YES | -0.079284 | 171.9 | 0 | 171.9 | 0 | 1.0304 | CC | -1 | 0.22103 | 171.9 | 171.9 |  |  |  |  | -0.22103 | -37.9952 | 0.52753 | 0.62642 |  |  |  |  | 243 | 0.099976
8933 | FGNTS001 | 1 | South | YES | -0.078528 | 146.5 | 0 | 146.5 | 0 | 1.03 | CC | -1 | 0.22027 | 146.5 | 146.5 |  |  |  |  | -0.22027 | -32.2703 | 0.53446 | 0.63298 |  |  |  |  | 244 | 0.099634
8934 | FGNTS101 | 2 | South | YES | -0.078528 | 147.9 | 0 | 147.9 | 0 | 1.03 | CC | -1 | 0.22027 | 147.9 | 147.9 |  |  |  |  | -0.22027 | -32.5786 | 0.54144 | 0.63959 |  |  |  |  | 245 | 0.099294
8935 | FGNTS201 | 3 | South | YES | -0.078528 | 173 | 0 | 173 | 0 | 1.03 | CC | -1 | 0.22027 | 173 | 173 |  |  |  |  | -0.22027 | -38.1075 | 0.54962 | 0.64733 |  |  |  |  | 246 | 0.098888
8161 | COLETO0A | 1 | South | YES | -0.076037 | 633 | 200 | 633 | 0 | 1.03 | LIGCO | -1 | 0.21778 | 0 | 633 |  |  |  |  | -0.21778 | 0 | 0.54962 | 0.64733 |  |  |  |  | 247 | 0.098519
88508 | FALFURRI | F | South | YES | -0.074811 | 0 | 0 | 0 | 0 | 1 | AVR | -1 | 0.21656 | 0 | 0 |  |  |  |  | -0.21656 | 0 | 0.54962 | 0.64733 |  |  |  |  | 248 | 0.098147
5728 | FALCONHYDRO2 | 2 | South | YES | -0.074031 | 12 | 0 | 12 | 0 | 1.0234 | Hydro | -1 | 0.21578 | 0 | 0 |  |  |  |  | -0.21578 | 0 | 0.54962 | 0.64733 |  |  |  |  | 249 | 0.097712
5729 | FALCONHYDRO3 | 3 | South | YES | -0.074031 | 11 | 0 | 11 | 0 | 1.0234 | Hydro | -1 | 0.21578 | 0 | 0 |  |  |  |  | -0.21578 | 0 | 0.54962 | 0.64733 |  |  |  |  | 250 | 0.097712
8048 | FALCONHYDRO1 | 1 | South | YES | -0.074031 | 12 | 0 | 12 | 0 | 1.0234 | Hydro | -1 | 0.21578 | 0 | 0 |  |  |  |  | -0.21578 | 0 | 0.54962 | 0.64733 |  |  |  |  | 251 | 0.097712
88198 | BEEVILLE | F | South | YES | -0.072573 | 0 | 0 | 0 | 0 | 1.02 | AVR | -1 | 0.21432 | 0 | 0 |  |  |  |  | -0.21432 | 0 | 0.54962 | 0.64733 |  |  |  |  | 252 | 0.097712
88299 | ZAPATA | F | South | YES | -0.069728 | 0 | 0 | 0 | 0 | 1.02 | BLT | -1 | 0.21147 | 0 | 0 |  |  |  |  | -0.21147 | 0 | 0.54962 | 0.64733 |  |  |  |  | 253 | 0.097712
80012 | LAR | F | South | YES | -0.063383 | 0 | 0 | 0 | 0 | 1.04 | DCTie | -1 | 0.20513 | 0 | 0 |  |  |  |  | -0.20513 | 0 | 0.54962 | 0.64733 |  |  |  |  | 254 | 0.097712
80265 | LARECU40A | 4 | South | YES | -0.06338 | 80 | 0 | 100 |  | 1.039 | GGT | -1 | 0.20513 | 100 | 100 |  |  |  |  | -0.20513 | -20.5127 | 0.55434 | 0.65149 |  |  |  |  | 255 | 0.097712
80266 | LARECU50A | 5 | South | YES | -0.06338 | 80 | 0 | 100 |  | 1.039 | GGT | -1 | 0.20513 | 100 | 100 |  |  |  |  | -0.20513 | -20.5127 | 0.55907 | 0.65566 |  |  |  |  | 256 | 0.097712
5903 | SANMIGUELGEN | 1 | South | YES | -0.06281 | 396.3 | 180 | 396.3 | 0 | 1.0336 | LIGCO | -1 | 0.20456 | 0 | 396.3 |  |  |  |  | -0.20456 | 0 | 0.55907 | 0.65566 |  |  |  |  | 257 | 0.097712
8189 | CUECPL2A | 1 | South | YES | -0.059543 | 12 | 0 | 12 | 0 | 1.02 | Cogen | -1 | 0.20129 | 0 | 0 |  |  |  |  | -0.20129 | 0 | 0.55907 | 0.65566 |  |  |  |  | 258 | 0.097153
5401 | CALAVER_JKS1 | 1 | South | YES | -0.056968 | 562 | 100 | 562 | 0 | 1.026 | LIGCO | -1 | 0.19871 | 0 | 562 |  |  |  |  | -0.19871 | 0 | 0.55907 | 0.65566 |  |  |  |  | 259 | 0.096594
5476 | BRA_AVR1_CT1 | 1 | South | YES | -0.055836 | 155 | 90 | 155 | 0 | 1.025 | CC | -1 | 0.19758 | 155 | 155 |  |  |  |  | -0.19758 | -30.6253 | 0.56639 | 0.66188 |  |  |  |  | 260 | 0.096594
5477 | BRA_AVR1_ST | 1 | South | YES | -0.055836 | 174 | 138 | 174 | 0 | 1.025 | CC | -1 | 0.19758 | 174 | 174 |  |  |  |  | -0.19758 | -34.3794 | 0.57461 | 0.66886 |  |  |  |  | 261 | 0.096594
5478 | BRA_AVR1_CT2 | 1 | South | YES | -0.055836 | 155 | 90 | 155 | 0 | 1.025 | CC | -1 | 0.19758 | 155 | 155 |  |  |  |  | -0.19758 | -30.6253 | 0.58193 | 0.67508 |  |  |  |  | 262 | 0.096594
5890 | PEARSALLGEN1 | 1 | South | YES | -0.05433 | 19.2 | 6 | 24 | 0 | 1.0226 | GST | -1 | 0.19608 | 24 | 24 |  |  |  |  | -0.19608 | -4.7058 | 0.58307 | 0.67603 |  |  |  |  | 263 | 0.09549
5891 | PEARSALLGEN2 | 1 | South | YES | -0.05433 | 19.4 | 6 | 24.3 | 0 | 1.0226 | GST | -1 | 0.19608 | 24.3 | 24.3 |  |  |  |  | -0.19608 | -4.7647 | 0.58421 | 0.677 |  |  |  |  | 264 | 0.09425
5892 | PEARSALLGEN3 | 1 | South | YES | -0.05433 | 19.1 | 6 | 23.9 | 0 | 1.0226 | GST | -1 | 0.19608 | 23.9 | 23.9 |  |  |  |  | -0.19608 | -4.6862 | 0.58534 | 0.67795 |  |  |  |  | 265 | 0.093146
5026 | BRAUNIG_VHB1 | 1 | South | YES | -0.054314 | 215 | 40 | 215 | 0 | 1.0192 | GST | -1 | 0.19606 | 215 | 215 |  |  |  |  | -0.19606 | -42.1531 | 0.5955 | 0.68651 |  |  |  |  | 266 | 0.092968
5027 | BRAUNIG_VHB2 | 2 | South | YES | -0.054314 | 216 | 40 | 216 | 0 | 1.0192 | GST | -1 | 0.19606 | 216 | 216 |  |  |  |  | -0.19606 | -42.3491 | 0.60571 | 0.69511 |  |  |  |  | 267 | 0.092787
5436 | TUTTL_WBT1G1 | 1 | South | YES | -0.054201 | 48.8 | 20 | 61 | 0 | 1.012 | GST | -1 | 0.19595 | 61 | 61 |  |  |  |  | -0.19595 | -11.9528 | 0.60859 | 0.69754 |  |  |  |  | 268 | 0.09261
5438 | TUTTL_WBT3G3 | 3 | South | YES | -0.054201 | 95 | 25 | 95 | 0 | 1.012 | GST | -1 | 0.19595 | 95 | 95 |  |  |  |  | -0.19595 | -18.615 | 0.61308 | 0.70132 |  |  |  |  | 269 | 0.091011
5439 | TUTTL_WBT4G4 | 4 | South | YES | -0.054201 | 151 | 40 | 151 | 0 | 1.012 | GST | -1 | 0.19595 | 151 | 151 |  |  |  |  | -0.19595 | -29.5881 | 0.62021 | 0.70733 |  |  |  |  | 270 | 0.089406
5264 | LEON_LCP3G3 | 3 | South | YES | -0.054188 | 0 | 20 | 58 |  | 1.0197 | GST | -1 | 0.19593 | 58 | 58 |  |  |  |  | -0.19593 | -11.3642 | 0.62295 | 0.70964 |  |  |  |  | 271 | 0.088951
5265 | LEON_LCP4G4 | 4 | South | YES | -0.054188 | 89 | 25 | 89 | 0 | 1.0197 | GST | -1 | 0.19593 | 89 | 89 |  |  |  |  | -0.19593 | -17.4382 | 0.62716 | 0.71318 |  |  |  |  | 272 | 0.088243
5266 | LEON_LCPCT1 | 1 | South | YES | -0.054188 | 44 | 24 | 44 | 0 | 1.0197 | GGT | -1 | 0.19593 | 44 | 44 |  |  |  |  | -0.19593 | -8.6211 | 0.62923 | 0.71493 |  |  |  |  | 273 | 0.087117
5267 | LEON_LCPCT2 | 2 | South | YES | -0.054188 | 44 | 24 | 44 | 0 | 1.0197 | GGT | -1 | 0.19593 | 44 | 44 |  |  |  |  | -0.19593 | -8.6211 | 0.63131 | 0.71668 |  |  |  |  | 274 | 0.086685
5268 | LEON_LCPCT3 | 3 | South | YES | -0.054188 | 43 | 24 | 43 | 0 | 1.0197 | GGT | -1 | 0.19593 | 43 | 43 |  |  |  |  | -0.19593 | -8.4252 | 0.63334 | 0.71839 |  |  |  |  | 275 | 0.086021
5269 | LEON_LCPCT4 | 4 | South | YES | -0.054188 | 45 | 24 | 45 | 0 | 1.0197 | GGT | -1 | 0.19593 | 45 | 45 |  |  |  |  | -0.19593 | -8.8171 | 0.63547 | 0.72018 |  |  |  |  | 276 | 0.085693
5111 | CALAVER_JTD1 | 1 | South | YES | -0.054161 | 430 | 80 | 430 | 0 | 1.0138 | LIGCO | -1 | 0.19591 | 0 | 430 |  |  |  |  | -0.19591 | 0 | 0.63547 | 0.72018 |  |  |  |  | 277 | 0.085364
5112 | CALAVER_JTD2 | 2 | South | YES | -0.054161 | 430 | 80 | 430 | 0 | 1.0138 | LIGCO | -1 | 0.19591 | 0 | 430 |  |  |  |  | -0.19591 | 0 | 0.63547 | 0.72018 |  |  |  |  | 278 | 0.085044
5396 | CALAVER_OWS1 | 1 | South | YES | -0.05415 | 418 | 80 | 418 | 0 | 1.0192 | GST | -1 | 0.1959 | 418 | 418 |  |  |  |  | -0.1959 | -81.8849 | 0.65522 | 0.73681 |  |  |  |  | 279 | 0.084708
5397 | CALAVER_OWS2 | 2 | South | YES | -0.05415 | 400 | 80 | 400 | 0 | 1.0192 | GST | -1 | 0.1959 | 400 | 400 |  |  |  |  | -0.1959 | -78.3587 | 0.67412 | 0.75272 |  |  |  |  | 280 | 0.084708
5028 | BRAUNIG_VHB3 | 3 | South | YES | -0.054126 | 407 | 60 | 407 | 0 | 1.0138 | GST | -1 | 0.19587 | 407 | 407 |  |  |  |  | -0.19587 | -79.7202 | 0.69335 | 0.76891 |  |  |  |  | 281 | 0.084708
7800 | L_GUADGE1_1Y | 1 | South | YES | -0.053098 | 147 | 30 | 147 | 0 | 1.02 | CC | -1 | 0.19484 | 147 | 147 |  |  |  |  | -0.19484 | -28.6422 | 0.70029 | 0.77472 |  |  |  |  | 282 | 0.081587
7801 | L_GUADGE1_2Y | 2 | South | YES | -0.053098 | 138 | 30 | 138 | 0 | 1.02 | CC | -1 | 0.19484 | 138 | 138 |  |  |  |  | -0.19484 | -26.8886 | 0.70681 | 0.78018 |  |  |  |  | 283 | 0.078601
7802 | L_GUADGE1_3Y | 3 | South | YES | -0.053098 | 146 | 30 | 146 | 0 | 1.02 | CC | -1 | 0.19484 | 146 | 146 |  |  |  |  | -0.19484 | -28.4473 | 0.71371 | 0.78596 |  |  |  |  | 284 | 0.07556
7803 | L_GUADGE1_4Y | 4 | South | YES | -0.053098 | 149 | 30 | 149 | 0 | 1.02 | CC | -1 | 0.19484 | 149 | 149 |  |  |  |  | -0.19484 | -29.0319 | 0.72075 | 0.79185 |  |  |  |  | 285 | 0.074431
7804 | L_GUADGE1_5Y | 5 | South | YES | -0.053098 | 182 | 30 | 182 | 0 | 1.02 | CC | -1 | 0.19484 | 182 | 182 |  |  |  |  | -0.19484 | -35.4617 | 0.72935 | 0.79906 |  |  |  |  | 286 | 0.073372
7805 | L_GUADGE1_6Y | 6 | South | YES | -0.053098 | 203 | 30 | 203 | 0 | 1.02 | CC | -1 | 0.19484 | 203 | 203 |  |  |  |  | -0.19484 | -39.5535 | 0.73894 | 0.80709 |  |  |  |  | 287 | 0.07225
58909 | PEARSALLSCG1 | 1 | South | YES | -0.052029 | 0 | 0 | 8.4 |  | 1.027 | Diesel | -1 | 0.19378 | 8.4 | 8.4 |  |  |  |  | -0.19378 | -1.6277 | 0.73933 | 0.80742 |  |  |  |  | 288 | 0.071106
58909 | PEARSALLSCG1 | 2 | South | YES | -0.052029 | 0 | 0 | 8.4 |  | 1.027 | Diesel | -1 | 0.19378 | 8.4 | 8.4 |  |  |  |  | -0.19378 | -1.6277 | 0.73973 | 0.80775 |  |  |  |  | 289 | 0.069708
58909 | PEARSALLSCG1 | 3 | South | YES | -0.052029 | 0 | 0 | 8.4 |  | 1.027 | Diesel | -1 | 0.19378 | 8.4 | 8.4 |  |  |  |  | -0.19378 | -1.6277 | 0.74013 | 0.80808 |  |  |  |  | 290 | 0.068149
58909 | PEARSALLSCG1 | 4 | South | YES | -0.052029 | 0 | 0 | 8.4 |  | 1.027 | Diesel | -1 | 0.19378 | 8.4 | 8.4 |  |  |  |  | -0.19378 | -1.6277 | 0.74052 | 0.80841 |  |  |  |  | 291 | 0.068083
58909 | PEARSALLSCG1 | 5 | South | YES | -0.052029 | 0 | 0 | 8.4 |  | 1.027 | Diesel | -1 | 0.19378 | 8.4 | 8.4 |  |  |  |  | -0.19378 | -1.6277 | 0.74092 | 0.80874 |  |  |  |  | 292 | 0.068017
58909 | PEARSALLSCG1 | 6 | South | YES | -0.052029 | 0 | 0 | 8.4 |  | 1.027 | Diesel | -1 | 0.19378 | 8.4 | 8.4 |  |  |  |  | -0.19378 | -1.6277 | 0.74132 | 0.80907 |  |  |  |  | 293 | 0.06795
58919 | PEARSALLSCG2 | 1 | South | YES | -0.052029 | 0 | 0 | 8.4 |  | 1.027 | Diesel | -1 | 0.19378 | 8.4 | 8.4 |  |  |  |  | -0.19378 | -1.6277 | 0.74172 | 0.8094 |  |  |  |  | 294 | 0.067884
58919 | PEARSALLSCG2 | 2 | South | YES | -0.052029 | 0 | 0 | 8.4 |  | 1.027 | Diesel | -1 | 0.19378 | 8.4 | 8.4 |  |  |  |  | -0.19378 | -1.6277 | 0.74211 | 0.80973 |  |  |  |  | 295 | 0.067818
58919 | PEARSALLSCG2 | 3 | South | YES | -0.052029 | 0 | 0 | 8.4 |  | 1.027 | Diesel | -1 | 0.19378 | 8.4 | 8.4 |  |  |  |  | -0.19378 | -1.6277 | 0.74251 | 0.81006 |  |  |  |  | 296 | 0.067751
58919 | PEARSALLSCG2 | 4 | South | YES | -0.052029 | 0 | 0 | 8.4 |  | 1.027 | Diesel | -1 | 0.19378 | 8.4 | 8.4 |  |  |  |  | -0.19378 | -1.6277 | 0.74291 | 0.81039 |  |  |  |  | 297 | 0.067685
58919 | PEARSALLSCG2 | 5 | South | YES | -0.052029 | 0 | 0 | 8.4 |  | 1.027 | Diesel | -1 | 0.19378 | 8.4 | 8.4 |  |  |  |  | -0.19378 | -1.6277 | 0.7433 | 0.81072 |  |  |  |  | 298 | 0.067619
58919 | PEARSALLSCG2 | 6 | South | YES | -0.052029 | 0 | 0 | 8.4 |  | 1.027 | Diesel | -1 | 0.19378 | 8.4 | 8.4 |  |  |  |  | -0.19378 | -1.6277 | 0.7437 | 0.81105 |  |  |  |  | 299 | 0.067552
58929 | PEARSALLSCG3 | 1 | South | YES | -0.052029 | 0 | 0 | 8.4 |  | 1.027 | Diesel | -1 | 0.19378 | 8.4 | 8.4 |  |  |  |  | -0.19378 | -1.6277 | 0.7441 | 0.81138 |  |  |  |  | 300 | 0.067486
58929 | PEARSALLSCG3 | 2 | South | YES | -0.052029 | 0 | 0 | 8.4 |  | 1.027 | Diesel | -1 | 0.19378 | 8.4 | 8.4 |  |  |  |  | -0.19378 | -1.6277 | 0.74449 | 0.81171 |  |  |  |  | 301 | 0.06742
58929 | PEARSALLSCG3 | 3 | South | YES | -0.052029 | 0 | 0 | 8.4 |  | 1.027 | Diesel | -1 | 0.19378 | 8.4 | 8.4 |  |  |  |  | -0.19378 | -1.6277 | 0.74489 | 0.81204 |  |  |  |  | 302 | 0.067353
58929 | PEARSALLSCG3 | 4 | South | YES | -0.052029 | 0 | 0 | 8.4 |  | 1.027 | Diesel | -1 | 0.19378 | 8.4 | 8.4 |  |  |  |  | -0.19378 | -1.6277 | 0.74529 | 0.81238 |  |  |  |  | 303 | 0.067287
58929 | PEARSALLSCG3 | 5 | South | YES | -0.052029 | 0 | 0 | 8.4 |  | 1.027 | Diesel | -1 | 0.19378 | 8.4 | 8.4 |  |  |  |  | -0.19378 | -1.6277 | 0.74568 | 0.81271 |  |  |  |  | 304 | 0.067221
58929 | PEARSALLSCG3 | 6 | South | YES | -0.052029 | 0 | 0 | 8.4 |  | 1.027 | Diesel | -1 | 0.19378 | 8.4 | 8.4 |  |  |  |  | -0.19378 | -1.6277 | 0.74608 | 0.81304 |  |  |  |  | 305 | 0.067155
58949 | PEARSALLSCG4 | 1 | South | YES | -0.052029 | 0 | 0 | 8.4 |  | 1.027 | Diesel | -1 | 0.19378 | 8.4 | 8.4 |  |  |  |  | -0.19378 | -1.6277 | 0.74648 | 0.81337 |  |  |  |  | 306 | 0.067088
58949 | PEARSALLSCG4 | 2 | South | YES | -0.052029 | 0 | 0 | 8.4 |  | 1.027 | Diesel | -1 | 0.19378 | 8.4 | 8.4 |  |  |  |  | -0.19378 | -1.6277 | 0.74687 | 0.8137 |  |  |  |  | 307 | 0.067022
58949 | PEARSALLSCG4 | 3 | South | YES | -0.052029 | 0 | 0 | 8.4 |  | 1.027 | Diesel | -1 | 0.19378 | 8.4 | 8.4 |  |  |  |  | -0.19378 | -1.6277 | 0.74727 | 0.81403 |  |  |  |  | 308 | 0.066956
58949 | PEARSALLSCG4 | 4 | South | YES | -0.052029 | 0 | 0 | 8.4 |  | 1.027 | Diesel | -1 | 0.19378 | 8.4 | 8.4 |  |  |  |  | -0.19378 | -1.6277 | 0.74767 | 0.81436 |  |  |  |  | 309 | 0.066889
58949 | PEARSALLSCG4 | 5 | South | YES | -0.052029 | 0 | 0 | 8.4 |  | 1.027 | Diesel | -1 | 0.19378 | 8.4 | 8.4 |  |  |  |  | -0.19378 | -1.6277 | 0.74807 | 0.81469 |  |  |  |  | 310 | 0.066823
58949 | PEARSALLSCG4 | 6 | South | YES | -0.052029 | 0 | 0 | 8.4 |  | 1.027 | Diesel | -1 | 0.19378 | 8.4 | 8.4 |  |  |  |  | -0.19378 | -1.6277 | 0.74846 | 0.81502 |  |  |  |  | 311 | 0.066757
7624 | L_LAKEWO9_1Y | 1 | South | YES | -0.050781 | 0 | 0 | 2.4 |  | 1 | Hydro | -1 | 0.19253 | 0 | 0 |  |  |  |  | -0.19253 | 0 | 0.74846 | 0.81502 |  |  |  |  | 312 | 0.06669
7624 | L_LAKEWO9_1Y | 2 | South | YES | -0.050781 | 0 | 0 | 2.4 |  | 1 | Hydro | -1 | 0.19253 | 0 | 0 |  |  |  |  | -0.19253 | 0 | 0.74846 | 0.81502 |  |  |  |  | 313 | 0.066624
7609 | L_SCHUMA8_1Y | 1 | South | YES | -0.049167 | 0 | 0 | 4 |  | 1 | Hydro | -1 | 0.19091 | 0 | 0 |  |  |  |  | -0.19091 | 0 | 0.74846 | 0.81502 |  |  |  |  | 314 | 0.066558
7810 | L_RIONOG1G1Y | 1 | South | YES | -0.048474 | 148 | 0 | 148 | 0 | 1.02 | CC | -1 | 0.19022 | 148 | 148 |  |  |  |  | -0.19022 | -28.1527 | 0.75545 | 0.82074 |  |  |  |  | 315 | 0.066558
7811 | L_RIONOG1G2Y | 2 | South | YES | -0.048474 | 148 | 0 | 148 | 0 | 1.02 | CC | -1 | 0.19022 | 148 | 148 |  |  |  |  | -0.19022 | -28.1527 | 0.76245 | 0.82645 |  |  |  |  | 316 | 0.066558
7812 | L_RIONOG1G3Y | 3 | South | YES | -0.048474 | 154 | 0 | 154 | 0 | 1.02 | CC | -1 | 0.19022 | 154 | 154 |  |  |  |  | -0.19022 | -29.294 | 0.76972 | 0.8324 |  |  |  |  | 317 | 0.066558
7813 | L_RIONOG1S1Y | 4 | South | YES | -0.048474 | 293 | 0 | 293 | 0 | 1.02 | CC | -1 | 0.19022 | 293 | 293 |  |  |  |  | -0.19022 | -55.7347 | 0.78357 | 0.84372 |  |  |  |  | 318 | 0.065282
7605 | L_MCQUEE9_1Y | 1 | South | YES | -0.047874 | 0 | 0 | 2.4 |  | 1.025 | Hydro | -1 | 0.18962 | 0 | 0 |  |  |  |  | -0.18962 | 0 | 0.78357 | 0.84372 |  |  |  |  | 319 | 0.064006
7605 | L_MCQUEE9_1Y | 2 | South | YES | -0.047874 | 0 | 0 | 2.4 |  | 1.025 | Hydro | -1 | 0.18962 | 0 | 0 |  |  |  |  | -0.18962 | 0 | 0.78357 | 0.84372 |  |  |  |  | 320 | 0.062679
7605 | L_MCQUEE9_1Y | 3 | South | YES | -0.047874 | 0 | 0 | 2.8 |  | 1.025 | Hydro | -1 | 0.18962 | 0 | 0 |  |  |  |  | -0.18962 | 0 | 0.78357 | 0.84372 |  |  |  |  | 321 | 0.060154
7012 | L_FPPYD21_3Y | 3 | South | YES | -0.044934 | 427.5 | 200 | 436 | 0 | 1.02 | LIGCO | -1 | 0.18668 | 0 | 436 |  |  |  |  | -0.18668 | 0 | 0.78357 | 0.84372 |  |  |  |  | 322 | 0.060154
7010 | L_FPPYD11_1Y | 1 | South | YES | -0.04478 | 547.4 | 200 | 606 | 0 | 1.02 | LIGCO | -1 | 0.18653 | 0 | 606 |  |  |  |  | -0.18653 | 0 | 0.78357 | 0.84372 |  |  |  |  | 323 | 0.060154
7011 | L_FPPYD11_2Y | 2 | South | YES | -0.04478 | 552.2 | 200 | 598 | 0 | 1.02 | LIGCO | -1 | 0.18653 | 0 | 598 |  |  |  |  | -0.18653 | 0 | 0.78357 | 0.84372 |  |  |  |  | 324 | 0.060154
7014 | L_HAYSEN1_1Y | 1 | South | YES | -0.043553 | 223.9 | 74 | 223.9 | 0 | 1.008 | CC | -1 | 0.1853 | 223.9 | 223.9 |  |  |  |  | -0.1853 | -41.4886 | 0.79414 | 0.85214 |  |  |  |  | 325 | 0.060154
7015 | L_HAYSEN1_2Y | 2 | South | YES | -0.043553 | 225 | 74 | 225 | 0 | 1.008 | CC | -1 | 0.1853 | 225 | 225 |  |  |  |  | -0.1853 | -41.6924 | 0.80477 | 0.86061 |  |  |  |  | 326 | 0.060154
7016 | L_HAYSEN1_3Y | 3 | South | YES | -0.043553 | 224.6 | 74 | 224.6 | 0 | 1.008 | CC | -1 | 0.1853 | 224.6 | 224.6 |  |  |  |  | -0.1853 | -41.6183 | 0.81538 | 0.86906 |  |  |  |  | 327 | 0.060154
7017 | L_HAYSEN1_4Y | 4 | South | YES | -0.043553 | 226.7 | 74 | 226.7 | 0 | 1.008 | CC | -1 | 0.1853 | 226.7 | 226.7 |  |  |  |  | -0.1853 | -42.0075 | 0.8261 | 0.87759 |  |  |  |  | 328 | 0.058
7303 | L_WPPGS12_1Y | 1 | South | YES | -0.042717 | 50 | 0 | 50 | 0 | 1.025 | GGT | -1 | 0.18446 | 50 | 50 |  |  |  |  | -0.18446 | -9.2232 | 0.82846 | 0.87946 |  |  |  |  | 329 | 0.055836
7303 | L_WPPGS12_1Y | 2 | South | YES | -0.042717 | 50 | 0 | 50 | 0 | 1.025 | GGT | -1 | 0.18446 | 50 | 50 |  |  |  |  | -0.18446 | -9.2232 | 0.83082 | 0.88134 |  |  |  |  | 330 | 0.053676
7305 | L_WPPGS34_1Y | 3 | South | YES | -0.042717 | 50 | 0 | 50 | 0 | 1.025 | GGT | -1 | 0.18446 | 50 | 50 |  |  |  |  | -0.18446 | -9.2232 | 0.83318 | 0.88321 |  |  |  |  | 331 | 0.051496
7305 | L_WPPGS34_1Y | 4 | South | YES | -0.042717 | 50 | 0 | 50 | 0 | 1.025 | GGT | -1 | 0.18446 | 50 | 50 |  |  |  |  | -0.18446 | -9.2232 | 0.83554 | 0.88508 |  |  |  |  | 332 | 0.051007
7487 | L_CANYHY8_1Y | 1 | South | YES | -0.0385 | 0 | 0 | 6 |  | 1 | Hydro | -1 | 0.18025 | 0 | 0 |  |  |  |  | -0.18025 | 0 | 0.83554 | 0.88508 |  |  |  |  | 333 | 0.050517
7004 | L_SIMGID1_1Y | 1 | South | YES | -0.027509 | 132 | 40 | 132 | 0 | 1.02 | GST | -1 | 0.16926 | 132 | 132 |  |  |  |  | -0.16926 | -22.3418 | 0.84178 | 0.88962 |  |  |  |  | 334 | 0.050028
7005 | L_SIMGID1_2Y | 2 | South | YES | -0.027509 | 133 | 32 | 139 | 0 | 1.02 | GST | -1 | 0.16926 | 139 | 139 |  |  |  |  | -0.16926 | -23.5266 | 0.84835 | 0.8944 |  |  |  |  | 335 | 0.049538
7006 | L_SIMGID1_3Y | 3 | South | YES | -0.027509 | 324.9 | 60 | 329 | 0 | 1.02 | GST | -1 | 0.16926 | 329 | 329 |  |  |  |  | -0.16926 | -55.6851 | 0.86389 | 0.9057 |  |  |  |  | 336 | 0.049538
7007 | L_LOSTPI1_1Y | 1 | South | YES | -0.026074 | 158.6 | 110 | 158 | 0 | 1 | CC | -1 | 0.16782 | 158 | 158 |  |  |  |  | -0.16782 | -26.5157 | 0.87136 | 0.91109 |  |  |  |  | 337 | 0.047839
7008 | L_LOSTPI1_2Y | 2 | South | YES | -0.026074 | 157.7 | 107 | 160 | 0 | 1 | CC | -1 | 0.16782 | 160 | 160 |  |  |  |  | -0.16782 | -26.8513 | 0.87892 | 0.91654 |  |  |  |  | 338 | 0.046049
7009 | L_LOSTPI1_3Y | 3 | South | YES | -0.026074 | 173.9 | 72 | 175 | 0 | 1 | CC | -1 | 0.16782 | 175 | 175 |  |  |  |  | -0.16782 | -29.3686 | 0.88718 | 0.9225 |  |  |  |  | 339 | 0.041813
7807 | L_BASTEN1_1Y | 1 | South | YES | -0.024025 | 152.5 | 83.5 | 152.5 | 0 | 1.004 | CC | -1 | 0.16577 | 152.5 | 152.5 |  |  |  |  | -0.16577 | -25.2802 | 0.89439 | 0.92764 |  |  |  |  | 340 | 0.039733
7808 | L_BASTEN1_2Y | 1 | South | YES | -0.024025 | 149.5 | 83.5 | 149.5 | 0 | 1.004 | CC | -1 | 0.16577 | 149.5 | 149.5 |  |  |  |  | -0.16577 | -24.7829 | 0.90145 | 0.93267 |  |  |  |  | 341 | 0.037626
7809 | L_BASTEN1_3Y | 1 | South | YES | -0.024025 | 232.6 | 42 | 232.6 | 0 | 1.004 | CC | -1 | 0.16577 | 232.6 | 232.6 |  |  |  |  | -0.16577 | -38.5585 | 0.91244 | 0.9405 |  |  |  |  | 342 | 0.035322
8262 | ELPS | 1 | South | YES | -0.022111 | 6 | 6 | 6 | 0 | 1.15 | Hydro | -1 | 0.16386 | 0 | 0 |  |  |  |  | -0.16386 | 0 | 0.91244 | 0.9405 |  |  |  |  | 343 | 0.03325
9016 | SANDH_G1 | 1 | South | YES | -0.020206 | 45 | 2 | 49 | 0 | 1.0175 | GGT | -1 | 0.16195 | 49 | 49 |  |  |  |  | -0.16195 | -7.9357 | 0.91476 | 0.94211 |  |  |  |  | 344 | 0.031219
9017 | SANDH_G2 | 2 | South | YES | -0.020206 | 45 | 2 | 46 | 0 | 1.0175 | GGT | -1 | 0.16195 | 46 | 46 |  |  |  |  | -0.16195 | -7.4498 | 0.91693 | 0.94362 |  |  |  |  | 345 | 0.02806
9018 | SANDH_G3 | 3 | South | YES | -0.020206 | 45 | 2 | 46 | 0 | 1.0175 | GGT | -1 | 0.16195 | 46 | 46 |  |  |  |  | -0.16195 | -7.4498 | 0.9191 | 0.94514 |  |  |  |  | 346 | 0.02806
9019 | SANDH_G4 | 4 | South | YES | -0.020206 | 0 | 2 | 47 |  | 1.0175 | GGT | -1 | 0.16195 | 47 | 47 |  |  |  |  | -0.16195 | -7.6118 | 0.92132 | 0.94668 |  |  |  |  | 347 | 0.027356
9020 | SANDHG5A | 5A | South | YES | -0.020206 | 150 | 84 | 155 | 0 | 1.0175 | CC | -1 | 0.16195 | 155 | 155 |  |  |  |  | -0.16195 | -25.1027 | 0.92865 | 0.95178 |  |  |  |  | 348 | 0.026696
9021 | SANDHG5C | 5C | South | YES | -0.020206 | 140 | 0 | 148 | 0 | 1.0175 | CC | -1 | 0.16195 | 148 | 148 |  |  |  |  | -0.16195 | -23.969 | 0.93564 | 0.95665 |  |  |  |  | 349 | 0.026035
7020 | L_AUSTPL1_1Y | 1 | South | YES | -0.018841 | 0 | 0 | 8 |  | 1 | Hydro | -1 | 0.16059 | 0 | 0 |  |  |  |  | -0.16059 | 0 | 0.93564 | 0.95665 |  |  |  |  | 350 | 0.025361
7020 | L_AUSTPL1_1Y | 2 | South | YES | -0.018841 | 0 | 0 | 8 |  | 1 | Hydro | -1 | 0.16059 | 0 | 0 |  |  |  |  | -0.16059 | 0 | 0.93564 | 0.95665 |  |  |  |  | 351 | 0.023135
9000 | DECKR_G1 | 1 | South | YES | -0.018702 | 280 | 50 | 321 | 0 | 1.015 | GST | -1 | 0.16045 | 321 | 321 |  |  |  |  | -0.16045 | -51.5041 | 0.9508 | 0.96711 |  |  |  |  | 352 | 0.02101
9001 | DECKR_G2 | 2 | South | YES | -0.018702 | 400 | 50 | 426 | 0 | 1.015 | GST | -1 | 0.16045 | 426 | 426 |  |  |  |  | -0.16045 | -68.3512 | 0.97093 | 0.98099 |  |  |  |  | 353 | 0.02101
9002 | DECKR_G3 | 3 | South | YES | -0.017588 | 0 | 24 | 42 |  | 1.015 | GGT | -1 | 0.15933 | 42 | 42 |  |  |  |  | -0.15933 | -6.6921 | 0.97291 | 0.98234 |  |  |  |  | 354 | 0.02101
9003 | DECKR_G4 | 4 | South | YES | -0.017588 | 44 | 24 | 44 | 0 | 1.015 | GGT | -1 | 0.15933 | 44 | 44 |  |  |  |  | -0.15933 | -7.0107 | 0.97499 | 0.98377 |  |  |  |  | 355 | 0.016303
9004 | DECKR_G5 | 5 | South | YES | -0.017588 | 44 | 24 | 44 | 0 | 1.015 | GGT | -1 | 0.15933 | 44 | 44 |  |  |  |  | -0.15933 | -7.0107 | 0.97707 | 0.98519 |  |  |  |  | 356 | 0.010056
9005 | DECKR_G6 | 6 | South | YES | -0.017588 | 44 | 24 | 47 | 0 | 1.015 | GGT | -1 | 0.15933 | 47 | 47 |  |  |  |  | -0.15933 | -7.4887 | 0.97929 | 0.98671 |  |  |  |  | 357 | 0.0094303
7031 | L_MARSFO1G1Y | 1 | South | YES | -0.015781 | 0 | 0 | 36 |  | 1 | Hydro | -1 | 0.15753 | 0 | 0 |  |  |  |  | -0.15753 | 0 | 0.97929 | 0.98671 |  |  |  |  | 358 | 0.0087752
7032 | L_MARSFO1G2Y | 2 | South | YES | -0.015781 | 0 | 0 | 35 |  | 1 | Hydro | -1 | 0.15753 | 0 | 0 |  |  |  |  | -0.15753 | 0 | 0.97929 | 0.98671 |  |  |  |  | 359 | 0.00812
7033 | L_MARSFO1G3Y | 3 | South | YES | -0.015781 | 0 | 0 | 36 |  | 1 | Hydro | -1 | 0.15753 | 0 | 0 |  |  |  |  | -0.15753 | 0 | 0.97929 | 0.98671 |  |  |  |  | 360 | 0.0074201
7028 | L_MARBFA1_1Y | 1 | South | YES | -0.01041 | 0 | 0 | 18 |  | 1 | Hydro | -1 | 0.15216 | 0 | 0 |  |  |  |  | -0.15216 | 0 | 0.97929 | 0.98671 |  |  |  |  | 361 | 0.0074201
7029 | L_MARBFA1_2Y | 2 | South | YES | -0.01041 | 0 | 0 | 18 |  | 1 | Hydro | -1 | 0.15216 | 0 | 0 |  |  |  |  | -0.15216 | 0 | 0.97929 | 0.98671 |  |  |  |  | 362 | 0.0074201
7000 | L_FERGUS1_1Y | 1 | South | YES | -0.007814 | 400 | 65 | 423.3 | 0 | 1.015 | GSC | -1 | 0.14956 | 423.3 | 423.3 |  |  |  |  | -0.14956 | -63.3091 | 0.99929 | 0.99957 |  |  |  |  | 363 | 0.0074201
7035 | L_WIRTZ_1G1Y | 1 | South | YES | -0.007567 | 0 | 0 | 29 |  | 1 | Hydro | -1 | 0.14931 | 0 | 0 |  |  |  |  | -0.14931 | 0 | 0.99929 | 0.99957 |  |  |  |  | 364 | 0.0074201
7036 | L_WIRTZ_1G2Y | 2 | South | YES | -0.007567 | 0 | 0 | 29.7 |  | 1 | Hydro | -1 | 0.14931 | 0 | 0 |  |  |  |  | -0.14931 | 0 | 0.99929 | 0.99957 |  |  |  |  | 365 | 0.0074201
8032 | AMISTADHYD1 | 1 | South | YES | -0.005855 | 33 | 13 | 33 | 0 | 1.03 | Hydro | -1 | 0.1476 | 0 | 0 |  |  |  |  | -0.1476 | 0 | 0.99929 | 0.99957 |  |  |  |  | 366 | 0.00027693
8033 | AMISTADHYD2 | 2 | South | YES | -0.005855 | 25 | 13 | 25 | 0 | 1.03 | Hydro | -1 | 0.1476 | 0 | 0 |  |  |  |  | -0.1476 | 0 | 0.99929 | 0.99957 |  |  |  |  | 367 | 0.00027693
88253 | HAMILTON | F | South | YES | -0.005855 | 0 | 0 | 0 | 0 | 1.04 | BLT | -1 | 0.1476 | 0 | 0 |  |  |  |  | -0.1476 | 0 | 0.99929 | 0.99957 |  |  |  |  | 368 | 0.00027693
5934 | SI_RAY5 | 5 | South | YES | 0 | 0 | 10 | 15 |  | 1.035 | GST | -1 | 0.14175 | 15 | 15 |  |  |  |  | -0.14175 | -2.1262 | 1 | 1 |  |  |  |  | 369 | 0.00027693
8139 | JOS #1 | MB | South | YES | 0 | 0 | 45 | 255 |  | 1.02 | GST | -1 | 0.14175 | 0 | 0 |  |  |  |  | -0.14175 | 0 | 1 | 1 |  |  |  |  | 370 | 0.00027693
8285 | LAR #1 | MB | South | YES | 0 | 0 | 9 | 32 |  | 1.0497 | GST | -1 | 0.14175 | 0 | 0 |  |  |  |  | -0.14175 | 0 | 1 | 1 |  |  |  |  | 371 | 0.00027693
8287 | LAR #2 | MB | South | YES | 0 | 0 | 9 | 32 |  | 1.04 | GST | -1 | 0.14175 | 0 | 0 |  |  |  |  | -0.14175 | 0 | 1 | 1 |  |  |  |  | 372 | 0
8288 | LAR #3 | MB | South | YES | 0 | 0 | 25 | 105 |  | 1.04 | GST | -1 | 0.14175 | 0 | 0 |  |  |  |  | -0.14175 | 0 | 1 | 1 |  |  |  |  | 373 | 0
8388 | BATES0A | MB | South | YES | 0 | 0 | 21 | 71 |  | 1.033 | GST | -1 | 0.14175 | 0 | 0 |  |  |  |  | -0.14175 | 0 | 1 | 1 |  |  |  |  | 374 | 0
8393 | BATES0B | MB | South | YES | 0 | 0 | 25 | 110 |  | 1.03 | GST | -1 | 0.14175 | 0 | 0 |  |  |  |  | -0.14175 | 0 | 1 | 1 |  |  |  |  | 375 | 0
8437 | NUECES_B0C | MB | South | YES | 0 | 0 | 7 | 30 |  | 1.03 | GST | -1 | 0.14175 | 0 | 0 |  |  |  |  | -0.14175 | 0 | 1 | 1 |  |  |  |  | 376 | 0
8438 | NUECES_B0B | MB | South | YES | 0 | 0 | 26 | 169 |  | 1.03 | GST | -1 | 0.14175 | 0 | 0 |  |  |  |  | -0.14175 | 0 | 1 | 1 |  |  |  |  | 377 | 0
39190 | TNSLCGN1__8 | 1 | Houston | YES | 0 | 0 | 10 | 30 |  | 1.03 | Cogen | -1 | 0.14175 | 0 | 0 |  |  | 0 | 0 | -0.14175 | 0 | 1 | 1 |  |  |  |  | 378 | 0
7026 | L_INKSDA1_1Y | 1 | South | YES | 0.001099 | 0 | 0 | 13.7 |  | 1 | Hydro | -1 | 0.14065 | 0 | 0 |  |  |  |  | -0.14065 | 0 | 1 | 1 |  |  |  |  | 379 | 0
7022 | L_BUCHAN1_1Y | 1 | South | YES | 0.001785 | 0 | 0 | 18 |  | 1 | Hydro | -1 | 0.13996 | 0 | 0 |  |  |  |  | -0.13996 | 0 | 1 | 1 |  |  |  |  | 380 | 0
7023 | L_BUCHAN1_2Y | 2 | South | YES | 0.001785 | 0 | 0 | 18 |  | 1 | Hydro | -1 | 0.13996 | 0 | 0 |  |  |  |  | -0.13996 | 0 | 1 | 1 |  |  |  |  | 381 | 0
7024 | L_BUCHAN1_3Y | 3 | South | YES | 0.001785 | 0 | 0 | 15 |  | 1 | Hydro | -1 | 0.13996 | 0 | 0 |  |  |  |  | -0.13996 | 0 | 1 | 1 |  |  |  |  | 382 | 0
3432 | SANDOW_4G | 4 | South | YES | 0.017668 | 580 | 225 | 580 |  | 1.029 | LIGCO | -1 | 0.12408 | 0 | 580 |  |  |  |  | -0.12408 | 0 | 1 | 1 |  |  |  |  | 383 | 0
13432 | SANDOW_5G | 5 | South | YES | 0.036446 | 581 | 225 | 581 |  | 1.029 | LIGCO | -1 | 0.1053 | 0 | 581 |  |  |  |  | -0.1053 | 0 | 1 | 1 |  |  |  |  | 384 | 0
60202 | FRNDDRCS | F | West | YES | 0.096211 | 0 | 0 | 0 | 0 | 0.9985 | AVR | 1 | 0.24656 | 0 | 0 |  |  |  |  | 0.24656 | 0 | [6 empty] | 385 | 0
3416 | LAKE_CRK1_G | 1 | North | YES | 0.10156 | 60 | 33 | 75 |  | 1.029 | GST | 1 | 0.2519 | 75 | 75 | 7.6166 | 75 |  |  | 0.2519 | 18.8928 | [6 empty] | 386 | 0
3417 | LAKE_CRK2_G | 2 | North | YES | 0.10156 | 177.6 | 40 | 222 | 0 | 1.029 | GST | 1 | 0.2519 | 222 | 222 | 22.5452 | 222 |  |  | 0.2519 | 55.9227 | [6 empty] | 387 | 0
3403 | THOUSE_1G | 1 | North | YES | 0.10304 | 563 | 200 | 563 | 0 | 1.012 | GSC | 1 | 0.25339 | 563 | 563 | 58.0121 | 563 |  |  | 0.25339 | 142.6586 | [6 empty] | 388 | 0
3404 | THOUSE_2G | 2 | North | YES | 0.10304 | 807 | 250 | 807 | 0 | 1.012 | GSC | 1 | 0.25339 | 807 | 807 | 83.1541 | 807 |  |  | 0.25339 | 204.4857 | [6 empty] | 389 | 0
238 | BOSQUESW505 | 1 | North | YES | 0.10476 | 255 | 0 | 255 | 0 | 1.02 | CC | 1 | 0.25511 | 255 | 255 | 26.7133 | 255 |  |  | 0.25511 | 65.0523 | [6 empty] | 390 | 0
239 | BOSQUESW502 | 1 | North | YES | 0.10476 | 119.2 | 0 | 149 | 0 | 1.02 | GGT | 1 | 0.25511 | 149 | 149 | 15.6089 | 149 |  |  | 0.25511 | 38.0109
247 | BOSQUESW501 | 2 | North | YES | 0.10476 | 124.8 | 0 | 156 | 0 | 1.02 | GGT | 1 | 0.25511 | 156 | 156 | 16.3422 | 156 |  |  | 0.25511 | 39.7967
251 | BOSQUESW803 | 2 | North | YES | 0.10775 | 150 | 0 | 150 | 0 | 1.032 | CC | 1 | 0.2581 | 150 | 150 | 16.1629 | 150 |  |  | 0.2581 | 38.7153
253 | BOSQUESW804 | 2 | North | YES | 0.10775 | 80 | 0 | 80 | 0 | 1.032 | CC | 1 | 0.2581 | 80 | 80 | 8.6202 | 80 |  |  | 0.2581 | 20.6482
60018 | DSKY1 | 1 | West | YES | 0.10831 | 21 | 0 | 84 | 0 | 1.023 | Wind | 1 | 0.25866 | 0 | 84 |  |  |  |  | 0.25866 | 21.7274
60000 | DSKY2 | 1 | West | YES | 0.10851 | 19.1 | 0 | 76.5 |  | 1.039 | Wind | 1 | 0.25886 | 0 | 76.5 |  |  |  |  | 0.25886 | 19.803
60017 | ORNNWP1 | 1 | West | YES | 0.10909 | 20 | 0 | 80 |  | 1.027 | Wind | 1 | 0.25944 | 0 | 80 |  |  |  |  | 0.25944 | 20.7553
38437 | TNSRBNMESA9 | 1 | West | YES | 0.11141 | 37.5 | 0 | 150 | 0 | 1.02 | Wind | 1 | 0.26176 | 0 | 150 |  |  |  |  | 0.26176 | 39.2635
38332 | TNWDWRDU2_8 | 1 | West | YES | 0.11147 | 20 | 0 | 80 | 0 | 1.0232 | Wind | 1 | 0.26182 | 0 | 80 |  |  |  |  | 0.26182 | 20.9458
60016 | WOODWRD11A | 1 | West | YES | 0.11149 | 20 | 0 | 80 |  | 1.033 | Wind | 1 | 0.26184 | 0 | 80 |  |  |  |  | 0.26184 | 20.9471
6016 | SWMESA | 1 | West | YES | 0.11157 | 18.8 | 0 | 75 |  | 1.03 | Wind | 1 | 0.26192 | 0 | 75 |  |  |  |  | 0.26192 | 19.644
60003 | KING_NE1A | 1 | West | YES | 0.11157 | 20 | 0 | 80 |  | 1.03 | Wind | 1 | 0.26192 | 0 | 80 |  |  |  |  | 0.26192 | 20.9536
60005 | KING_SE1A | 1 | West | YES | 0.11157 | 10 | 0 | 40 |  | 1.035 | Wind | 1 | 0.26192 | 0 | 40 |  |  |  |  | 0.26192 | 10.4768
60201 | RIO DRCS | F | West | YES | 0.1117 | 0 | 0 | 0 | 0 | 1.025 | AVR | 1 | 0.26204 | 0 | 0 |  |  |  |  | 0.26204 | 0
60007 | KING_SW1A | 1 | West | YES | 0.11201 | 20 | 0 | 80 |  | 1.03 | Wind | 1 | 0.26236 | 0 | 80 |  |  |  |  | 0.26236 | 20.9885
60019 | KING_NW1A | 1 | West | YES | 0.11201 | 20 | 0 | 80 |  | 1.03 | Wind | 1 | 0.26236 | 0 | 80 |  |  |  |  | 0.26236 | 20.9885
244 | WHITNYDM01 | 1 | North | YES | 0.11216 | 15 | 0 | 15 | 0 | 1.035 | Hydro | 1 | 0.26251 | 0 | 0 | 0 | 0 |  |  | 0.26251 | 0
245 | WHITNYDM02 | 2 | North | YES | 0.11216 | 15 | 0 | 15 | 0 | 1.035 | Hydro | 1 | 0.26251 | 0 | 0 | 0 | 0 |  |  | 0.26251 | 0
1349 | WESTXWIN_1G | 1 | West | YES | 0.11828 | 1.3 | 0 | 6.6 |  | 1.014 | Wind | 1 | 0.26863 | 0 | 6.6 |  |  |  |  | 0.26863 | 1.773
1350 | NWPWRG1_1G | 1 | West | YES | 0.11828 | 6.9 | 1 | 34.3 |  | 1.014 | Wind | 1 | 0.26863 | 0 | 34.3 |  |  |  |  | 0.26863 | 9.2141
60057 | CALLAHAN1A | 1 | West | YES | 0.11863 | 22.8 | 0 | 114 | 0 | 1.04 | Wind | 1 | 0.26898 | 0 | 114 |  |  |  |  | 0.26898 | 30.6638
1002 | PBCTAGE_1G | A | West | YES | 0.11874 | 64 | 64 | 66 | 0 | 1.036 | GGT | 1 | 0.26908 | 66 | 66 |  |  |  |  | 0.26908 | 17.7596
1003 | PBCTBGE_2G | B | West | YES | 0.11874 | 65 | 65 | 66 | 0 | 1.036 | GGT | 1 | 0.26908 | 66 | 66 |  |  |  |  | 0.26908 | 17.7596
1004 | PBCTCGE_3G | C | West | YES | 0.11874 | 62 | 62 | 67 | 0 | 1.036 | GGT | 1 | 0.26908 | 67 | 67 |  |  |  |  | 0.26908 | 18.0287
1005 | PBCTDGE_4G | D | West | YES | 0.11874 | 65 | 65 | 68 | 0 | 1.036 | GGT | 1 | 0.26908 | 68 | 68 |  |  |  |  | 0.26908 | 18.2978
1006 | PBCTEGE_5G | E | West | YES | 0.11874 | 65 | 65 | 67 | 0 | 1.036 | GGT | 1 | 0.26908 | 67 | 67 |  |  |  |  | 0.26908 | 18.0287
1007 | PB5GEN_6G | 5 | West | YES | 0.11874 | 91.2 | 40 | 114 | 0 | 1.036 | GST | 1 | 0.26908 | 114 | 114 |  |  |  |  | 0.26908 | 30.6757
1008 | PB6GEN_7G | 6 | West | YES | 0.11874 | 515 | 130 | 515 | 0 | 1.036 | GST | 1 | 0.26908 | 515 | 515 |  |  |  |  | 0.26908 | 138.5788
7038 | L_DELAWA1_1Y | 1 | West | YES | 0.11881 | 3.5 | 0 | 35 | 0 | 1 | Wind | 1 | 0.26915 | 0 | 35 |  |  |  |  | 0.26915 | 9.4204
7038 | L_DELAWA1_1Y | 2 | West | YES | 0.11881 | 3 | 0 | 30 | 0 | 1 | Wind | 1 | 0.26915 | 0 | 30 |  |  |  |  | 0.26915 | 8.0746
76091 | L_DIVIDE1_1N | W1 | West | YES | 0.11894 | 22.5 | 0 | 112.5 |  | 1.02 | Wind | 1 | 0.26929 | 0 | 112.5 |  |  |  |  | 0.26929 | 30.2949
76095 | L_CAPRSI1_1N | W1 | West | YES | 0.11894 | 29.9 | 0 | 149.5 | 0 | 1.02 | Wind | 1 | 0.26929 | 0 | 149.5 |  |  |  |  | 0.26929 | 40.2586
76096 | L_CAPRSI1_2N | W1 | West | YES | 0.11894 | 37.2 | 0 | 186 | 0 | 1.02 | Wind | 1 | 0.26929 | 0 | 186 |  |  |  |  | 0.26929 | 50.0876
76097 | L_CAPRGE1_1N | W1 | West | YES | 0.11894 | 42.9 | 0 | 214.5 | 0 | 1.02 | Wind | 1 | 0.26929 | 0 | 214.5 |  |  |  |  | 0.26929 | 57.7623
11147 | NOTREES_1G | 1 | West | YES | 0.11894 | 29.8 | 0 | 149 | 0 | 1.017 | Wind | 1 | 0.26929 | 0 | 149 |  |  |  |  | 0.26929 | 40.1242
76031 | L_GASCCR1_1N | W1 | West | YES | 0.11929 | 30 | 0 | 150 | 0 | 1.02 | Wind | 1 | 0.26964 | 0 | 150 |  |  |  |  | 0.26964 | 40.446
1320 | BSP 1 | 1 | West | YES | 0.11958 | 25.5 | 2.9 | 25.8 | 0 | 1 | Cogen | 1 | 0.26993 | 0 | 0 |  |  |  |  | 0.26993 | 0
1326 | STANTONW_8 | 1 | West | YES | 0.11971 | 20.1 | 0 | 100.5 |  | 1.01 | Wind | 1 | 0.27006 | 0 | 100.5 |  |  |  |  | 0.27006 | 27.1407
11020 | TIEHVSG_1G | 1 | West | YES | 0.11975 | 208.2 | 63 | 208.2 | 0 | 1.012 | CC | 1 | 0.2701 | 208.2 | 208.2 |  |  |  |  | 0.2701 | 56.2352
11021 | TIEHVCG_1G | 1 | West | YES | 0.11975 | 142.1 | 103 | 142.1 | 0 | 1.012 | CC | 1 | 0.2701 | 142.1 | 142.1 |  |  |  |  | 0.2701 | 38.3815
11022 | TIEHVCG_2G | 1 | West | YES | 0.11975 | 132.4 | 103 | 132.4 | 0 | 1.012 | CC | 1 | 0.2701 | 132.4 | 132.4 |  |  |  |  | 0.2701 | 35.7615
11023 | TIEHVCG_3G | 1 | West | YES | 0.11975 | 137.4 | 103 | 137.4 | 0 | 1.012 | CC | 1 | 0.2701 | 137.4 | 137.4 |  |  |  |  | 0.2701 | 37.112
11024 | TIEHVCG_4G | 1 | West | YES | 0.11975 | 147 | 103 | 147 | 0 | 1.012 | CC | 1 | 0.2701 | 147 | 147 |  |  |  |  | 0.2701 | 39.705
11025 | TIEHVSG_2G | 1 | West | YES | 0.11975 | 213.2 | 63 | 213.2 | 0 | 1.012 | CC | 1 | 0.2701 | 213.2 | 213.2 |  |  |  |  | 0.2701 | 57.5857
11001 | NAV1CT | 1 | West | YES | 0.11976 | 70.4 | 18 | 70.4 | 0 | 1.029 | CC | 1 | 0.27011 | 70.4 | 70.4 |  |  |  |  | 0.27011 | 19.016
11009 | NAV2CT | 1 | West | YES | 0.11976 | 71.4 | 18 | 71.4 | 0 | 1.029 | CC | 1 | 0.27011 | 71.4 | 71.4 |  |  |  |  | 0.27011 | 19.2861
11011 | NAV3ST | 1 | West | YES | 0.11976 | 92.8 | 40 | 92.8 | 0 | 1.029 | CC | 1 | 0.27011 | 92.8 | 92.8 |  |  |  |  | 0.27011 | 25.0666
11012 | NAV4CT | 1 | West | YES | 0.11976 | 80 | 18 | 80 | 0 | 1.029 | CC | 1 | 0.27011 | 80 | 80 |  |  |  |  | 0.27011 | 21.6091
11013 | NAV5CT | 1 | West | YES | 0.11976 | 80 | 18 | 80 | 0 | 1.029 | CC | 1 | 0.27011 | 80 | 80 |  |  |  |  | 0.27011 | 21.6091
11014 | NAV6ST | 1 | West | YES | 0.11976 | 115 | 40 | 115 | 0 | 1.029 | CC | 1 | 0.27011 | 115 | 115 |  |  |  |  | 0.27011 | 31.0631
1328 | OCOTILLO_1G | 1 | West | YES | 0.11983 | 11.6 | 0 | 58 |  | 1.01 | Wind | 1 | 0.27018 | 0 | 58 |  |  |  |  | 0.27018 | 15.6703
1333 | MCDDONAL_8 | 1 | West | YES | 0.12001 | 42.8 | 0 | 214.2 |  | 1.01 | Wind | 1 | 0.27035 | 0 | 214.2 |  |  |  |  | 0.27035 | 57.91
1327 | WILDHRSE_1G | 1 | West | YES | 0.12022 | 0 | 0 | 120 |  | 1 | Wind | 1 | 0.27057 | 0 | 120 |  |  |  |  | 0.27057 | 32.4688
1360 | GUNSIGHT_8 | 1 | West | YES | 0.12026 | 0 | 0 | 120 |  | 1.01 | Wind | 1 | 0.27061 | 0 | 120 |  |  |  |  | 0.27061 | 32.4731
11320 | COYOTE_1G | 1 | West | YES | 0.12053 | 22.5 | 0 | 225 |  | 1 | Wind | 1 | 0.27088 | 0 | 225 |  |  |  |  | 0.27088 | 60.9482
11309 | BULLCREK_2G | 1 | West | YES | 0.1206 | 20.9 | 0 | 180 |  | 1 | Wind | 1 | 0.27095 | 0 | 180 |  |  |  |  | 0.27095 | 48.7703
11310 | BULLCREK_1G | 1 | West | YES | 0.1206 | 15.1 | 0 | 180 |  | 1 | Wind | 1 | 0.27095 | 0 | 180 |  |  |  |  | 0.27095 | 48.7703
1045 | CALENG1G_1G | 1 | West | YES | 0.12061 | 73.4 | 27 | 73.4 | 0 | 1.014 | Cogen | 1 | 0.27096 | 0 | 0 |  |  |  |  | 0.27096 | 0
1046 | CALENG2G_2G | 2 | West | YES | 0.12061 | 73.4 | 27 | 73.4 | 0 | 1.014 | Cogen | 1 | 0.27096 | 0 | 0 |  |  |  |  | 0.27096 | 0
1047 | CALENG3G_3G | 3 | West | YES | 0.12061 | 70.4 | 27 | 70.4 | 0 | 1.014 | Cogen | 1 | 0.27096 | 0 | 0 |  |  |  |  | 0.27096 | 0
1058 | LONGSHORE_5 | 1 | West | YES | 0.12081 | 30 | 0 | 150 |  | 1.01 | Wind | 1 | 0.27116 | 0 | 150 |  |  |  |  | 0.27116 | 40.6743
1058 | LONGSHORE_5 | 2 | West | YES | 0.12081 | 44 | 0 | 220 |  | 1.01 | Wind | 1 | 0.27116 | 0 | 220 |  |  |  |  | 0.27116 | 59.6556
11065 | ELBOWCK_1G | 1 | West | YES | 0.12081 | 23.4 | 0 | 121.9 | 0 | 1 | Wind | 1 | 0.27116 | 0 | 121.9 |  |  |  |  | 0.27116 | 33.0546
60058 | BUFF_GAP1A | 1 | West | YES | 0.12088 | 24 | 0 | 120 |  | 1 | Wind | 1 | 0.27123 | 0 | 120 |  |  |  |  | 0.27123 | 32.5472
60060 | CIRELLO | 1 | West | YES | 0.12088 | 46.6 | 0 | 233 | 0 | 1 | Wind | 1 | 0.27123 | 0 | 233 |  |  |  |  | 0.27123 | 63.1959
60063 | BUFF_GAP1B | 1 | West | YES | 0.12088 | 34 | 0 | 170.2 | 0 | 1.02 | Wind | 1 | 0.27123 | 0 | 170.2 |  |  |  |  | 0.27123 | 46.1628
60066 | H_HOLLOW1A | 1 | West | YES | 0.12088 | 44.4 | 0 | 222 | 0 | 1.005 | Wind | 1 | 0.27123 | 0 | 222 |  |  |  |  | 0.27123 | 60.2124
60068 | HHOLLOW21A | 1 | West | YES | 0.12088 | 36.8 | 0 | 184 | 0 | 1.025 | Wind | 1 | 0.27123 | 0 | 184 |  |  |  |  | 0.27123 | 49.9058
60070 | HHOLLOW31A | 1 | West | YES | 0.12088 | 44.8 | 0 | 224 | 0 | 1.025 | Wind | 1 | 0.27123 | 0 | 224 |  |  |  |  | 0.27123 | 60.7548
60072 | HHOLLOW41A | 1 | West | YES | 0.12088 | 23 | 0 | 115 | 0 | 1.025 | Wind | 1 | 0.27123 | 0 | 115 |  |  |  |  | 0.27123 | 31.1911
1037 | MORGAN5G_5G | 5 | West | YES | 0.12093 | 109.6 | 40 | 137 | 0 | 1.029 | GST | 1 | 0.27128 | 137 | 137 |  |  |  |  | 0.27128 | 37.1658
1039 | MRGNAG_1G | A | West | YES | 0.12093 | 69 | 69 | 69 | 0 | 1.029 | GGT | 1 | 0.27128 | 69 | 69 |  |  |  |  | 0.27128 | 18.7185
1040 | MRGNBG_2G | B | West | YES | 0.12093 | 70 | 70 | 71 | 0 | 1.029 | GGT | 1 | 0.27128 | 71 | 71 |  |  |  |  | 0.27128 | 19.2611
1041 | MRGNCG_3G | C | West | YES | 0.12093 | 69 | 69 | 70 | 0 | 1.029 | GGT | 1 | 0.27128 | 70 | 70 |  |  |  |  | 0.27128 | 18.9898
1042 | MRGNDG_4G | D | West | YES | 0.12093 | 68 | 68 | 68 | 0 | 1.029 | GGT | 1 | 0.27128 | 68 | 68 |  |  |  |  | 0.27128 | 18.4472
1043 | MRGNEG_5G | E | West | YES | 0.12093 | 68 | 68 | 70 | 0 | 1.029 | GGT | 1 | 0.27128 | 70 | 70 |  |  |  |  | 0.27128 | 18.9898
1044 | MRGNFG_6G | F | West | YES | 0.12093 | 66 | 66 | 66 | 0 | 1.029 | GGT | 1 | 0.27128 | 66 | 66 |  |  |  |  | 0.27128 | 17.9047
6637 | SNYDERW1A | 1 | West | YES | 0.12097 | 12.6 | 0 | 63 | 0 | 1.025 | Wind | 1 | 0.27132 | 0 | 63 |  |  |  |  | 0.27132 | 17.0932
1068 | SCURRYCW_1G | 1 | West | YES | 0.12104 | 28.2 | 1.3 | 141 | 0 | 1.0217 | Wind | 1 | 0.27139 | 0 | 141 |  |  |  |  | 0.27139 | 38.2657
1073 | SCURRYCW_2G | 2 | West | YES | 0.12104 | 24 | 0 | 120 | 0 | 1.0217 | Wind | 1 | 0.27139 | 0 | 120 |  |  |  |  | 0.27139 | 32.5666
1061 | CIELOGEN_1G | 1 | West | YES | 0.12105 | 19.8 | 0 | 99 |  | 1 | Wind | 1 | 0.2714 | 0 | 99 |  |  |  |  | 0.2714 | 26.8684
1062 | CIELOGEN_2G | 1 | West | YES | 0.12105 | 12.2 | 0 | 61 |  | 1 | Wind | 1 | 0.2714 | 0 | 61 |  |  |  |  | 0.2714 | 16.5553
1069 | KINDERMG_1G | 1 | West | YES | 0.12105 | 25 | 5 | 25 | 0 | 1.017 | Cogen | 1 | 0.2714 | 0 | 0 |  |  |  |  | 0.2714 | 0
1070 | KINDERMG_2G | 1 | West | YES | 0.12105 | 45.7 | 12 | 45.7 | 0 | 1.017 | Cogen | 1 | 0.2714 | 0 | 0 |  |  |  |  | 0.2714 | 0
1071 | KINDERMG_3G | 1 | West | YES | 0.12105 | 45.7 | 12 | 45.7 | 0 | 1.017 | Cogen | 1 | 0.2714 | 0 | 0 |  |  |  |  | 0.2714 | 0
36998 | RDCNYNG1 | 1 | West | YES | 0.12123 | 16.8 | 0 | 84 |  | 1.01 | Wind | 1 | 0.27157 | 0 | 84 |  |  |  |  | 0.27157 | 22.8123
1343 | TRENTIPP_8 | 1 | West | YES | 0.12133 | 30 | 0 | 150 |  | 1.014 | Wind | 1 | 0.27168 | 0 | 150 |  |  |  |  | 0.27168 | 40.752
1354 | AEPWIND_8 | 1 | West | YES | 0.12133 | 20.2 | 0 | 101 |  | 1 | Wind | 1 | 0.27168 | 0 | 101 |  |  |  |  | 0.27168 | 27.4397
6407 | TURKTRAK1A | 1 | West | YES | 0.12153 | 33.9 | 0 | 169.5 | 0 | 1.025 | Wind | 1 | 0.27188 | 0 | 169.5 |  |  |  |  | 0.27188 | 46.0833
71051 | L_BITTCR1_1N | W1 | West | YES | 0.12198 | 7.5 | 0 | 37.5 |  | 1.02 | Wind | 1 | 0.27233 | 0 | 37.5 |  |  |  |  | 0.27233 | 10.2122
71054 | L_SWEETW1_1N | W1 | West | YES | 0.12198 | 21.5 | 0 | 107.5 |  | 1.02 | Wind | 1 | 0.27233 | 0 | 107.5 |  |  |  |  | 0.27233 | 29.275
71057 | L_SWEETW1_2N | W1 | West | YES | 0.12198 | 27 | 0 | 135 |  | 1.02 | Wind | 1 | 0.27233 | 0 | 135 |  |  |  |  | 0.27233 | 36.764
71059 | L_SWEETW1_3N | W1 | West | YES | 0.12198 | 23.8 | 0 | 119 | 0 | 1.02 | Wind | 1 | 0.27233 | 0 | 119 |  |  |  |  | 0.27233 | 32.4068
71060 | L_SWEETW1_4N | W1 | West | YES | 0.12198 | 21 | 0 | 105 | 0 | 1.02 | Wind | 1 | 0.27233 | 0 | 105 |  |  |  |  | 0.27233 | 28.5942
71061 | L_SWEETW1_5N | W1 | West | YES | 0.12198 | 16.1 | 0 | 80.5 | 0 | 1.02 | Wind | 1 | 0.27233 | 0 | 80.5 |  |  |  |  | 0.27233 | 21.9222
6144 | MCADOO1A | 1 | West | YES | 0.122 | 15 | 0 | 150 | 0 | 1.025 | Wind | 1 | 0.27235 | 0 | 150 |  |  |  |  | 0.27235 | 40.8525
11056 | ROSCOE_1G | 1 | West | YES | 0.12203 | 41.8 | 0 | 209 |  | 1 | Wind | 1 | 0.27238 | 0 | 209 |  |  |  |  | 0.27238 | 56.9266
11057 | CHAMPION_1G | 1 | West | YES | 0.12203 | 25.3 | 0 | 126.5 |  | 1 | Wind | 1 | 0.27238 | 0 | 126.5 |  |  |  |  | 0.27238 | 34.4556
11058 | PYRON_1G | 1 | West | YES | 0.12203 | 49.8 | 0 | 249 |  | 1 | Wind | 1 | 0.27238 | 0 | 249 |  |  |  |  | 0.27238 | 67.8216
11059 | INADALE_1G | 1 | West | YES | 0.12203 | 39.4 | 0 | 197 |  | 1 | Wind | 1 | 0.27238 | 0 | 197 |  |  |  |  | 0.27238 | 53.6581
1643 | SLSTR1PP_1G | 1 | North | YES | 0.12237 | 6 | 0 | 60 | 0 | 1.022 | Wind | 1 | 0.27272 | 0 | 60 | 7.3421 | 60 |  |  | 0.27272 | 16.3631
1416 | SWETWATR_1G | 1 | West | YES | 0.1225 | 30 | 18 | 30 | 0 | 1.026 | CC | 1 | 0.27285 | 30 | 30 |  |  |  |  | 0.27285 | 8.1854
1417 | SWETWATR_2G | 2 | West | YES | 0.1225 | 72 | 36 | 72 | 0 | 1.026 | CC | 1 | 0.27285 | 72 | 72 |  |  |  |  | 0.27285 | 19.6449
1418 | SWETWATR_3G | 3 | West | YES | 0.1225 | 68 | 36 | 68 | 0 | 1.026 | CC | 1 | 0.27285 | 68 | 68 |  |  |  |  | 0.27285 | 18.5535
1419 | SWETWATR_4G | 4 | West | YES | 0.1225 | 61 | 36 | 61 | 0 | 1.026 | CC | 1 | 0.27285 | 61 | 61 |  |  |  |  | 0.27285 | 16.6436
60081 | WHRLWIND1A | 1 | West | YES | 0.12302 | 12 | 0 | 60 | 0 | 1.03 | Wind | 1 | 0.27337 | 0 | 60 |  |  |  |  | 0.27337 | 16.4023
1437 | MESQUITW_1G | 1 | North | YES | 0.12467 | 40 | 0 | 400 | 0 | 1.023 | Wind | 1 | 0.27502 | 0 | 400 | 49.87 | 400 |  |  | 0.27502 | 110.0096
1438 | MESQUITW_2G | 1 | North | YES | 0.12468 | 23.6 | 0 | 236 |  | 1.017 | Wind | 1 | 0.27503 | 0 | 236 | 29.4245 | 236 |  |  | 0.27503 | 64.9068
1442 | COKFIELD_5 | 1 | North | YES | 0.12554 | 16.5 | 0 | 165 |  | 1.029 | Wind | 1 | 0.27589 | 0 | 165 | 20.7141 | 165 |  |  | 0.27589 | 45.5217
6100 | OKLA7A | EQ | West | YES | 0.12623 | 50 | -220 | 220 | 0 | 1.035 | DCTie | 1 | 0.27658 | 0 | 0 |  |  |  |  | 0.27658 | 0
6752 | OKLA0A | 1 | West | YES | 0.12623 | 649.7 | 175 | 649.7 | 0 | 1.035 | LIGCO | 1 | 0.27658 | 0 | 649.7 |  |  |  |  | 0.27658 | 179.6914
1433 | GRHAMSES_1G | 1 | North | YES | 0.12748 | 242 | 60 | 242 | 0 | 1.038 | GST | 1 | 0.27783 | 242 | 242 | 30.8514 | 242 |  |  | 0.27783 | 67.2358
332 | RWMILLER01 | 1 | North | YES | 0.12758 | 58.4 | 18.5 | 73 | 0 | 1.04 | GST | 1 | 0.27793 | 73 | 73 | 9.3131 | 73 |  |  | 0.27793 | 20.2886
333 | RWMILLER02 | 2 | North | YES | 0.12758 | 95.2 | 37 | 119 | 0 | 1.04 | GST | 1 | 0.27793 | 119 | 119 | 15.1817 | 119 |  |  | 0.27793 | 33.0732
334 | RWMILLER03 | 3 | North | YES | 0.12758 | 166.4 | 65 | 208 | 0 | 1.04 | GST | 1 | 0.27793 | 208 | 208 | 26.536 | 208 |  |  | 0.27793 | 57.8086
335 | RWMILLER04 | 4 | North | YES | 0.12758 | 81.6 | 0 | 102 | 0 | 1.04 | GST | 1 | 0.27793 | 102 | 102 | 13.0129 | 102 |  |  | 0.27793 | 28.3484
336 | RWMILLER05 | 5 | North | YES | 0.12758 | 80.8 | 0 | 101 | 0 | 1.04 | GST | 1 | 0.27793 | 101 | 101 | 12.8853 | 101 |  |  | 0.27793 | 28.0705
1432 | GRHAMSES_2G | 2 | North | YES | 0.12827 | 294.9 | 90 | 366 | 0 | 1.014 | GST | 1 | 0.27861 | 366 | 366 | 46.9454 | 366 |  |  | 0.27861 | 101.9731
1479 | WFCOGEN_1G | 1 | North | YES | 0.12838 | 16 | 12 | 20 | 0 | 1 | Cogen | 1 | 0.27873 | 0 | 0 | 0 | 0 |  |  | 0.27873 | 0
1479 | WFCOGEN_1G | 2 | North | YES | 0.12838 | 16 | 12 | 20 | 0 | 1 | Cogen | 1 | 0.27873 | 0 | 0 | 0 | 0 |  |  | 0.27873 | 0
1482 | WFCOGEN_2G | 1 | North | YES | 0.12838 | 16 | 12 | 20 | 0 | 1 | Cogen | 1 | 0.27873 | 0 | 0 | 0 | 0 |  |  | 0.27873 | 0
1482 | WFCOGEN_2G | 2 | North | YES | 0.12838 | 13.6 | 12 | 17 | 0 | 1 | Cogen | 1 | 0.27873 | 0 | 0 | 0 | 0 |  |  | 0.27873 | 0
1600 | BARTNWND_1G | 1 | North | YES | 0.12858 | 12 | 0 | 120 | 0 | 1.022 | Wind | 1 | 0.27893 | 0 | 120 | 15.4292 | 120 |  |  | 0.27893 | 33.4711
344 | MRSSHPRD | 1 | North | YES | 0.12878 | 0 | 0 | 12 |  | 1.03 | Hydro | 1 | 0.27912 | 0 | 0 | 0 | 0 |  |  | 0.27912 | 0
345 | MRSSHPRD01 | 2 | North | YES | 0.12878 | 0 | 0 | 12 |  | 1.03 | Hydro | 1 | 0.27912 | 0 | 0 | 0 | 0 |  |  | 0.27912 | 0
366 | JNSNCNTY802 | 1 | North | YES | 0.1292 | 168 | 20 | 168 | 0 | 1.02 | Cogen | 1 | 0.27955 | 0 | 0 | 0 | 0 |  |  | 0.27955 | 0
367 | JNSNCNTY802 | 2 | North | YES | 0.1292 | 90 | 20 | 90 | 0 | 1.02 | Cogen | 1 | 0.27955 | 0 | 0 | 0 | 0 |  |  | 0.27955 | 0
1892 | DECRDOVA_2G | A | North | YES | 0.13004 | 65 | 65 | 70 | 0 | 1.025 | GGT | 1 | 0.28039 | 70 | 70 | 9.1028 | 70 |  |  | 0.28039 | 19.6272
1893 | DECRDOVA_3G | B | North | YES | 0.13004 | 65 | 65 | 69 | 0 | 1.025 | GGT | 1 | 0.28039 | 69 | 69 | 8.9728 | 69 |  |  | 0.28039 | 19.3468
1894 | DECRDOVA_4G | C | North | YES | 0.13004 | 65 | 65 | 69 | 0 | 1.025 | GGT | 1 | 0.28039 | 69 | 69 | 8.9728 | 69 |  |  | 0.28039 | 19.3468
1895 | DECRDOVA_5G | D | North | YES | 0.13004 | 65 | 65 | 68 | 0 | 1.025 | GGT | 1 | 0.28039 | 68 | 68 | 8.8427 | 68 |  |  | 0.28039 | 19.0665
503 | NTHTEXAS01 | 1 | North | YES | 0.13007 | 0 | 5 | 18 |  | 1.015 | GST | 1 | 0.28042 | 18 | 18 | 2.3413 | 18 |  |  | 0.28042 | 5.0475
504 | NTHTEXAS02 | 2 | North | YES | 0.13007 | 14.4 | 5 | 18 |  | 1.015 | GST | 1 | 0.28042 | 18 | 18 | 2.3413 | 18 |  |  | 0.28042 | 5.0475
505 | NTHTEXAS03 | 3 | North | YES | 0.13007 | 30.4 | 15 | 38 |  | 1.015 | GST | 1 | 0.28042 | 38 | 38 | 4.9427 | 38 |  |  | 0.28042 | 10.6559
1898 | COMCHEPK_1G | 1 | North | YES | 0.13075 | 1217 | 1150 | 1217 | 0 | 1.032 | Nuc | 1 | 0.2811 | 0 | 0 | 0 | 0 |  |  | 0.2811 | 0
1899 | COMCHEPK_2G | 2 | North | YES | 0.13075 | 1159 | 1128 | 1159 | 0 | 1.032 | Nuc | 1 | 0.2811 | 0 | 0 | 0 | 0 |  |  | 0.2811 | 0
1453 | WCPWRCO_1G | 1 | North | YES | 0.13093 | 204 | 50 | 204 | 0 | 1.02 | CC | 1 | 0.28128 | 204 | 204 | 26.7103 | 204 |  |  | 0.28128 | 57.3815
1454 | WCPWRCO_2G | 2 | North | YES | 0.13093 | 204 | 50 | 204 | 0 | 1.02 | CC | 1 | 0.28128 | 204 | 204 | 26.7103 | 204 |  |  | 0.28128 | 57.3815
1455 | WCPWRCO_3G | 3 | North | YES | 0.13093 | 242 | 50 | 242 |  | 1.02 | CC | 1 | 0.28128 | 242 | 242 | 31.6858 | 242 |  |  | 0.28128 | 68.0702
1877 | WLFHOLW_1G | 1 | North | YES | 0.13113 | 217.3 | 89.2 | 217.3 | 0 | 1.032 | CC | 1 | 0.28148 | 217.3 | 217.3 | 28.4952 | 217.3 |  |  | 0.28148 | 61.166
1878 | WLFHOLW_2G | 2 | North | YES | 0.13113 | 215.7 | 105 | 215.7 | 0 | 1.032 | CC | 1 | 0.28148 | 215.7 | 215.7 | 28.2854 | 215.7 |  |  | 0.28148 | 60.7157
1879 | WLFHOLW_3G | 3 | North | YES | 0.13113 | 272.4 | 89.2 | 272.4 | 0 | 1.032 | CC | 1 | 0.28148 | 272.4 | 272.4 | 35.7206 | 272.4 |  |  | 0.28148 | 76.6757
1889 | DECRDOVA_1G | 1 | North | YES | 0.1314 | 779 | 255 | 779 | 0 | 1.02 | GSC | 1 | 0.28175 | 779 | 779 | 102.3629 | 779 |  |  | 0.28175 | 219.4848
580 | JCKCNTY801 | 1 | North | YES | 0.13185 | 288 | 0 | 288 | 0 | 1.022 | CC | 1 | 0.2822 | 288 | 288 | 37.9725 | 288 |  |  | 0.2822 | 81.273
581 | JCKCNTY802 | 2 | North | YES | 0.13185 | 147 | 0 | 147 | 0 | 1.022 | CC | 1 | 0.2822 | 147 | 147 | 19.3818 | 147 |  |  | 0.2822 | 41.4831
582 | JCKCNTY803 | 3 | North | YES | 0.13185 | 147 | 0 | 147 | 0 | 1.022 | CC | 1 | 0.2822 | 147 | 147 | 19.3818 | 147 |  |  | 0.2822 | 41.4831
1937 | MDLTHELP_5G | 5 | North | YES | 0.13241 | 224 | 74 | 224 | 0 | 1 | CC | 1 | 0.28275 | 224 | 224 | 29.6589 | 224 |  |  | 0.28275 | 63.3371
1938 | MDLTHELP_6G | 6 | North | YES | 0.13241 | 226 | 74 | 226 | 0 | 1 | CC | 1 | 0.28275 | 226 | 226 | 29.9238 | 226 |  |  | 0.28275 | 63.9026
1943 | MDLTHELP_3G | 3 | North | YES | 0.13241 | 212 | 74 | 212 | 0 | 1 | CC | 1 | 0.28275 | 212 | 212 | 28.0701 | 212 |  |  | 0.28275 | 59.9441
1944 | MDLTHELP_4G | 4 | North | YES | 0.13241 | 211 | 74 | 211 | 0 | 1 | CC | 1 | 0.28275 | 211 | 211 | 27.9377 | 211 |  |  | 0.28275 | 59.6613
1861 | EAGLEMNT_1G | MB | North | YES | 0.13328 | 0 | 30 | 112 |  | 1.022 | GST | 1 | 0.28362 | 0 | 0 | 0 | 0 |  |  | 0.28362 | 0
1862 | EAGLEMNT_2G | MB | North | YES | 0.13328 | 0 | 40 | 100 |  | 1.022 | GST | 1 | 0.28362 | 0 | 0 | 0 | 0 |  |  | 0.28362 | 0
1863 | EAGLEMNT_3G | MB | North | YES | 0.13328 | 0 | 50 | 378 |  | 1.022 | GST | 1 | 0.28362 | 0 | 0 | 0 | 0 |  |  | 0.28362 | 0
728 | WOLFRIDGE801 | 1 | North | YES | 0.13384 | 11.2 | 0 | 112.5 | 0 | 0.99 | Wind | 1 | 0.28419 | 0 | 112.5 | 15.0569 | 112.5 |  |  | 0.28419 | 31.9711
1941 | MDLTHELP_1G | 1 | North | YES | 0.13387 | 216.4 | 74 | 216.4 | 0 | 1 | CC | 1 | 0.28421 | 216.4 | 216.4 | 28.9684 | 216.4 |  |  | 0.28421 | 61.5039
1942 | MDLTHELP_2G | 2 | North | YES | 0.13387 | 216.1 | 74 | 216.1 | 0 | 1 | CC | 1 | 0.28421 | 216.1 | 216.1 | 28.9282 | 216.1 |  |  | 0.28421 | 61.4186
1947 | HANDLEY_3G | 3 | North | YES | 0.13388 | 316 | 100 | 395 | 0 | 1.022 | GST | 1 | 0.28423 | 395 | 395 | 52.883 | 395 |  |  | 0.28423 | 112.2708
1949 | HANDLEY_5G | 5 | North | YES | 0.13388 | 348 | 150 | 435 | 0 | 1.022 | GST | 1 | 0.28423 | 435 | 435 | 58.2382 | 435 |  |  | 0.28423 | 123.64
1948 | HANDLEY_4G | 4 | North | YES | 0.13413 | 348 | 150 | 435 | 0 | 1.022 | GST | 1 | 0.28448 | 435 | 435 | 58.3452 | 435 |  |  | 0.28448 | 123.747
923 | SPENCER_G4 | 1 | North | YES | 0.13518 | 48 | 20 | 61 | 0 | 1.03 | GST | 1 | 0.28553 | 61 | 61 | 8.246 | 61 |  |  | 0.28553 | 17.4173
924 | SPENCER_G5 | 1 | North | YES | 0.13518 | 52 | 20 | 66 | 0 | 1.03 | GST | 1 | 0.28553 | 66 | 66 | 8.9219 | 66 |  |  | 0.28553 | 18.8449
12322 | ENNSTRAC_1G | 1 | North | YES | 0.13766 | 196 | 130 | 196 | 0 | 1.036 | CC | 1 | 0.28801 | 196 | 196 | 26.981 | 196 |  |  | 0.28801 | 56.4494
12323 | ENNSTRAC_2G | 2 | North | YES | 0.13766 | 116 | 100 | 116 | 0 | 1.036 | CC | 1 | 0.28801 | 116 | 116 | 15.9683 | 116 |  |  | 0.28801 | 33.4088
2381 | NTHLK1_G | 1 | North | YES | 0.13771 | 0 | 35 | 156 |  | 1.022 | GST | 1 | 0.28805 | 156 | 156 | 21.4821 | 156 |  |  | 0.28805 | 44.9366
2382 | NTHLK2_G | 2 | North | YES | 0.13771 | 0 | 35 | 181 |  | 1.022 | GST | 1 | 0.28805 | 181 | 181 | 24.9248 | 181 |  |  | 0.28805 | 52.1379
2383 | NTHLK3_G | 3 | North | YES | 0.13771 | 0 | 50 | 329 |  | 1.022 | GST | 1 | 0.28805 | 329 | 329 | 45.3053 | 329 |  |  | 0.28805 | 94.7701
2371 | COLLIN_1G | MB | North | YES | 0.13797 | 0 | 40 | 138 |  | 1.022 | GST | 1 | 0.28832 | 0 | 0 | 0 | 0 |  |  | 0.28832 | 0
6948 | DENISNDM | 1 | North | YES | 0.13871 | 40 | 5 | 40 |  | 1.015 | Hydro | 1 | 0.28906 | 0 | 0 | 0 | 0 |  |  | 0.28906 | 0
6948 | DENISNDM | 2 | North | YES | 0.13871 | 31 | 5 | 40 |  | 1.015 | Hydro | 1 | 0.28906 | 0 | 0 | 0 | 0 |  |  | 0.28906 | 0
2413 | MTCK6_G | 6 | North | YES | 0.13894 | 0 | 30 | 118 |  | 1.022 | GST | 1 | 0.28929 | 118 | 118 | 16.3948 | 118 |  |  | 0.28929 | 34.136
2414 | MTCK7_G | 7 | North | YES | 0.13894 | 0 | 30 | 115 |  | 1.022 | GST | 1 | 0.28929 | 115 | 115 | 15.978 | 115 |  |  | 0.28929 | 33.2681
2417 | MTCK8_G | 8 | North | YES | 0.13894 | 444.8 | 60 | 556 | 0 | 1.022 | GSC | 1 | 0.28929 | 556 | 556 | 77.2501 | 556 |  |  | 0.28929 | 160.8441
1687 | VALLEY_1G | 1 | North | YES | 0.13895 | 136 | 15 | 170 | 0 | 1.029 | GST | 1 | 0.2893 | 170 | 170 | 23.6218 | 170 |  |  | 0.2893 | 49.1812
1688 | VALLEY_2G | 2 | North | YES | 0.13895 | 527 | 90 | 527 | 0 | 1.029 | GSC | 1 | 0.2893 | 527 | 527 | 73.2277 | 527 |  |  | 0.2893 | 152.4616
1689 | VALLEY_3G | 3 | North | YES | 0.13925 | 0 | 25 | 375 |  | 1.003 | GST | 1 | 0.2896 | 375 | 375 | 52.2206 | 375 |  |  | 0.2896 | 108.6015
11691 | KMICHICT1_G | 1 | North | YES | 0.13925 | 144 | 80 | 144 | 0 | 1.026 | CC | 1 | 0.2896 | 144 | 144 | 20.0527 | 144 |  |  | 0.2896 | 41.703
11692 | KMICHICT2_G | 2 | North | YES | 0.13925 | 146 | 80 | 146 | 0 | 1.026 | CC | 1 | 0.2896 | 146 | 146 | 20.3312 | 146 |  |  | 0.2896 | 42.2822
11693 | KMICHIST3_G | 3 | North | YES | 0.13925 | 312 | 60 | 312 | 0 | 1.026 | CC | 1 | 0.2896 | 312 | 312 | 43.4476 | 312 |  |  | 0.2896 | 90.3564
11694 | KMICHICT4_G | 4 | North | YES | 0.13925 | 144 | 80 | 144 | 0 | 1.026 | CC | 1 | 0.2896 | 144 | 144 | 20.0527 | 144 |  |  | 0.2896 | 41.703
11695 | KMICHICT5_G | 5 | North | YES | 0.13925 | 148 | 80 | 148 | 0 | 1.026 | CC | 1 | 0.2896 | 148 | 148 | 20.6097 | 148 |  |  | 0.2896 | 42.8614
11696 | KMICHIST6_G | 6 | North | YES | 0.13925 | 310 | 60 | 310 | 0 | 1.026 | CC | 1 | 0.2896 | 310 | 310 | 43.169 | 310 |  |  | 0.2896 | 89.7772
1678 | LAMARPWR_1G | 1 | North | YES | 0.13939 | 160 | 67.7 | 160 | 0 | 1.038 | CC | 1 | 0.28974 | 160 | 160 | 22.3022 | 160 |  |  | 0.28974 | 46.3581
1679 | LAMARPWR_2G | 2 | North | YES | 0.13939 | 156 | 67.7 | 156 | 0 | 1.038 | CC | 1 | 0.28974 | 156 | 156 | 21.7447 | 156 |  |  | 0.28974 | 45.1991
1680 | LAMARPWR_3G | 3 | North | YES | 0.13939 | 196 | 129.1 | 196 | 0 | 1.038 | CC | 1 | 0.28974 | 196 | 196 | 27.3202 | 196 |  |  | 0.28974 | 56.7886
1681 | LAMARPWR_4G | 4 | North | YES | 0.13939 | 156 | 67.7 | 156 | 0 | 1.038 | CC | 1 | 0.28974 | 156 | 156 | 21.7447 | 156 |  |  | 0.28974 | 45.1991
1682 | LAMARPWR_5G | 5 | North | YES | 0.13939 | 157 | 67.7 | 157 | 0 | 1.038 | CC | 1 | 0.28974 | 157 | 157 | 21.8841 | 157 |  |  | 0.28974 | 45.4889
1683 | LAMARPWR_6G | 6 | North | YES | 0.13939 | 198 | 129.1 | 198 | 0 | 1.038 | CC | 1 | 0.28974 | 198 | 198 | 27.599 | 198 |  |  | 0.28974 | 57.3681
1675 | PEC_1G | 1 | North | YES | 0.13948 | 76.7 | 35 | 76.7 | 0 | 1.022 | Cogen | 1 | 0.28983 | 0 | 0 | 0 | 0 |  |  | 0.28983 | 0
1676 | PEC_2G | 2 | North | YES | 0.13948 | 79.6 | 35 | 79.6 | 0 | 1.022 | Cogen | 1 | 0.28983 | 0 | 0 | 0 | 0 |  |  | 0.28983 | 0
1677 | PEC_3G | 3 | North | YES | 0.13948 | 88.4 | 35 | 88.4 | 0 | 1.022 | Cogen | 1 | 0.28983 | 0 | 0 | 0 | 0 |  |  | 0.28983 | 0
1701 | MOSES_1G | 1 | North | YES | 0.13963 | 558 | 175 | 558 | 0 | 1.023 | LIGCO | 1 | 0.28998 | 0 | 558 | 77.9135 | 558 |  |  | 0.28998 | 161.8083
1702 | MOSES_2G | 2 | North | YES | 0.13963 | 579 | 175 | 579 | 0 | 1.023 | LIGCO | 1 | 0.28998 | 0 | 579 | 80.8458 | 579 |  |  | 0.28998 | 167.8978
1703 | MOSES_3G | 3 | North | YES | 0.13963 | 808 | 463 | 808 | 0 | 1.023 | LIGCO | 1 | 0.28998 | 0 | 808 | 112.821 | 808 |  |  | 0.28998 | 234.303
5925 | DCEAST | EQ | North | YES | 0.13963 | 400.3 | -600 | 600 | 0 | 1.025 | DCTie | 1 | 0.28998 | 0 | 0 | 0 | 0 |  |  | 0.28998 | 0
842 | OLINGER_G1 | 1 | North | YES | 0.13991 | 55.4 | 20 | 79 | 0 | 1.03 | GST | 1 | 0.29026 | 79 | 79 | 11.053 | 79 |  |  | 0.29026 | 22.9306
843 | OLINGER_G2 | 1 | North | YES | 0.13991 | 76.2 | 25 | 110 | 0 | 1.03 | GST | 1 | 0.29026 | 110 | 110 | 15.3903 | 110 |  |  | 0.29026 | 31.9287
844 | OLINGER_G3 | 1 | North | YES | 0.13991 | 103.9 | 45 | 150 | 0 | 1.03 | GST | 1 | 0.29026 | 150 | 150 | 20.9868 | 150 |  |  | 0.29026 | 43.5391
845 | OLINGER_G4 | 1 | North | YES | 0.13991 | 51.9 | 0 | 76 | 0 | 1.03 | GGT | 1 | 0.29026 | 76 | 76 | 10.6333 | 76 |  |  | 0.29026 | 22.0598
837 | NEWMAN_G5 | 1 | North | YES | 0.13994 | 0 | 15 | 40 |  | 1.01 | GST | 1 | 0.29028 | 40 | 40 | 5.5974 | 40 |  |  | 0.29028 | 11.6114
949 | STEAM2 | 1 | North | YES | 0.14011 | 26 | 8 | 26 | 0 | 0.99 | GST | 1 | 0.29046 | 26 | 26 | 3.6428 | 26 |  |  | 0.29046 | 7.5519
950 | STEAM3 | 1 | North | YES | 0.14011 | 41 | 13 | 42 | 0 | 1.02 | GST | 1 | 0.29046 | 42 | 42 | 5.8845 | 42 |  |  | 0.29046 | 12.1992
948 | STEAM1 | 1 | North | YES | 0.14011 | 0 | 12 | 20 |  | 1.02 | GST | 1 | 0.29046 | 20 | 20 | 2.8022 | 20 |  |  | 0.29046 | 5.8092
12440 | PARKD_1SVC8 | 1 | North | YES | 0.14047 | 0 | 0 | 0 | 0 | 1.007 | GST | 1 | 0.29082 | 0 | 0 | 0 | 0 |  |  | 0.29082 | 0
12449 | PARKD_2SVC8 | 1 | North | YES | 0.14047 | 0 | 0 | 0 | 0 | 1.007 | GST | 1 | 0.29082 | 0 | 0 | 0 | 0 |  |  | 0.29082 | 0
2451 | LKHB1_G | 1 | North | YES | 0.14054 | 0 | 80 | 391 |  | 1.022 | GST | 1 | 0.29089 | 391 | 391 | 54.9515 | 391 |  |  | 0.29089 | 113.738
2452 | LKHB2_G | 2 | North | YES | 0.14054 | 516 | 80 | 516 | 0 | 1.022 | GST | 1 | 0.29089 | 516 | 516 | 72.5192 | 516 |  |  | 0.29089 | 150.0992
12411 | FPLEFR1A_G | 1 | North | YES | 0.1413 | 161 | 72 | 161 | 0 | 1 | CC | 1 | 0.29165 | 161 | 161 | 22.749 | 161 |  |  | 0.29165 | 46.9552
12412 | FPLEFR1B_G | 2 | North | YES | 0.1413 | 164 | 72 | 164 | 0 | 1 | CC | 1 | 0.29165 | 164 | 164 | 23.1729 | 164 |  |  | 0.29165 | 47.8301
12413 | FPLEFR1C_G | 3 | North | YES | 0.1413 | 164 | 72 | 164 | 0 | 1 | CC | 1 | 0.29165 | 164 | 164 | 23.1729 | 164 |  |  | 0.29165 | 47.8301
12414 | FPLEFR1S_G | 4 | North | YES | 0.1413 | 414 | 191 | 414 | 0 | 1 | CC | 1 | 0.29165 | 414 | 414 | 58.4974 | 414 |  |  | 0.29165 | 120.7418
12421 | FPLEFR2A_G | 1 | North | YES | 0.1413 | 162 | 72 | 162 | 0 | 1 | CC | 1 | 0.29165 | 162 | 162 | 22.8903 | 162 |  |  | 0.29165 | 47.2468
12422 | FPLEFR2B_G | 2 | North | YES | 0.1413 | 161 | 72 | 161 | 0 | 1 | CC | 1 | 0.29165 | 161 | 161 | 22.749 | 161 |  |  | 0.29165 | 46.9552
12423 | FPLEFR2C_G | 3 | North | YES | 0.1413 | 163 | 72 | 163 | 0 | 1 | CC | 1 | 0.29165 | 163 | 163 | 23.0316 | 163 |  |  | 0.29165 | 47.5385
12424 | FPLEFR2S_G | 4 | North | YES | 0.1413 | 415 | 191 | 415 | 0 | 1 | CC | 1 | 0.29165 | 415 | 415 | 58.6387 | 415 |  |  | 0.29165 | 121.0335
3126 | TRINIDAD_6G | 1 | North | YES | 0.14155 | 179.2 | 46 | 224 | 0 | 1 | GST | 1 | 0.2919 | 224 | 224 | 31.707 | 224 |  |  | 0.2919 | 65.3851
3097 | MARTLAKE_1G | 1 | North | YES | 0.1454 | 790 | 500 | 790 | 0 | 1.017 | LIGCO | 1 | 0.29575 | 0 | 790 | 114.8636 | 790 |  |  | 0.29575 | 233.6393
3098 | MARTLAKE_2G | 2 | North | YES | 0.1454 | 795 | 461 | 795 | 0 | 1.017 | LIGCO | 1 | 0.29575 | 0 | 795 | 115.5906 | 795 |  |  | 0.29575 | 235.118
3099 | MARTLAKE_3G | 3 | North | YES | 0.1454 | 804 | 500 | 804 | 0 | 1.017 | LIGCO | 1 | 0.29575 | 0 | 804 | 116.8992 | 804 |  |  | 0.29575 | 237.7798
13116 | TGATEWAY_1G | 1 | North | YES | 0.14598 | 151 | 30 | 151 | 0 | 1.0232 | CC | 1 | 0.29633 | 151 | 151 | 22.0436 | 151 |  |  | 0.29633 | 44.7463
13117 | TGATEWAY_2G | 2 | North | YES | 0.14598 | 130 | 30 | 130 | 0 | 1.0232 | CC | 1 | 0.29633 | 130 | 130 | 18.9779 | 130 |  |  | 0.29633 | 38.5233
13118 | TGATEWAY_3G | 3 | North | YES | 0.14598 | 148 | 30 | 148 | 0 | 1.0232 | CC | 1 | 0.29633 | 148 | 148 | 21.6056 | 148 |  |  | 0.29633 | 43.8573
13119 | TGATEWAY_4G | 4 | North | YES | 0.14598 | 399 | 65 | 399 | 0 | 1.0232 | CC | 1 | 0.29633 | 399 | 399 | 58.2476 | 399 |  |  | 0.29633 | 118.2369
3348 | CHAMPION_1G | MB | North | YES | 0.14652 | 0 | 42 | 42 |  | 1 | Cogen | 1 | 0.29686 | 0 | 0 | 0 | 0 |  |  | 0.29686 | 0
3309 | ASPN_G | 1 | North | YES | 0.14658 | 50 | 0 | 50 |  | 1 | Bio | 1 | 0.29693 | 50 | 50 | 7.3289 | 50 |  |  | 0.29693 | 14.8463
3107 | STRYKER_1G | 1 | North | YES | 0.14667 | 145.6 | 45 | 182 | 0 | 1.029 | GST | 1 | 0.29702 | 182 | 182 | 26.6938 | 182 |  |  | 0.29702 | 54.0573
3108 | STRYKER_2G | 2 | North | YES | 0.14667 | 484 | 75 | 484 | 0 | 1.029 | GST | 1 | 0.29702 | 484 | 484 | 70.9878 | 484 |  |  | 0.29702 | 143.7567
13134 | CALFREST_4G | 4 | North | YES | 0.15248 | 151.5 | 40 | 151.5 | 0 | 1.031 | CC | 1 | 0.30283 | 151.5 | 151.5 | 23.1003 | 151.5 |  |  | 0.30283 | 45.8781
13135 | CALFREST_5G | 5 | North | YES | 0.15248 | 152.3 | 57 | 152.3 | 0 | 1.031 | CC | 1 | 0.30283 | 152.3 | 152.3 | 23.2222 | 152.3 |  |  | 0.30283 | 46.1204
13136 | CALFREST_6G | 6 | North | YES | 0.15248 | 177.5 | 40 | 177.5 | 0 | 1.031 | CC | 1 | 0.30283 | 177.5 | 177.5 | 27.0647 | 177.5 |  |  | 0.30283 | 53.7516
13131 | CALFREST_1G | 1 | North | YES | 0.15276 | 150.7 | 40 | 150.7 | 0 | 1.031 | CC | 1 | 0.30311 | 150.7 | 150.7 | 23.0206 | 150.7 |  |  | 0.30311 | 45.6782
13132 | CALFREST_2G | 2 | North | YES | 0.15276 | 151 | 57 | 151 | 0 | 1.031 | CC | 1 | 0.30311 | 151 | 151 | 23.0665 | 151 |  |  | 0.30311 | 45.7692
13133 | CALFREST_3G | 3 | North | YES | 0.15276 | 177.4 | 40 | 177.4 | 0 | 1.031 | CC | 1 | 0.30311 | 177.4 | 177.4 | 27.0993 | 177.4 |  |  | 0.30311 | 53.7712
3381 | BBRN_1G | 1 | North | YES | 0.1541 | 618 | 225 | 618 | 0 | 1.03 | LIGCO | 1 | 0.30444 | 0 | 618 | 95.2313 | 618 |  |  | 0.30444 | 188.147
3382 | BBRN_2G | 2 | North | YES | 0.1541 | 589 | 225 | 589 | 0 | 1.03 | LIGCO | 1 | 0.30444 | 0 | 589 | 90.7625 | 589 |  |  | 0.30444 | 179.3181
48721 | LEG_1___1 | 1 | North | YES | 0.17047 | 827 | 357 | 827 | 0 | 1.0348 | LIGCO | 1 | 0.32082 | 0 | 827 | 140.9787 | 827 |  |  | 0.32082 | 265.3173
48722 | LEG_2___2 | 2 | North | YES | 0.17047 | 819 | 357 | 819 | 0 | 1.0348 | LIGCO | 1 | 0.32082 | 0 | 819 | 139.6149 | 819 |  |  | 0.32082 | 262.7507
39960 | TNTNPONE_18 | 1 | North | YES | 0.18091 | 152.3 | 30 | 152.3 |  | 1.04 | LIGCO | 1 | 0.33126 | 0 | 152.3 | 27.5532 | 152.3 |  |  | 0.33126 | 50.4514
39970 | TNTNPONE_28 | 1 | North | YES | 0.18091 | 153 | 30 | 153 |  | 1.04 | LIGCO | 1 | 0.33126 | 0 | 153 | 27.6798 | 153 |  |  | 0.33126 | 50.6832
32883 | BRYN_DNSBY3 | 1 | North | YES | 0.18536 | 0 | 2 | 48 |  | 1.015 | GST | 1 | 0.33571 | 48 | 48 | 8.8973 | 48 |  |  | 0.33571 | 16.114
32884 | BRYN_DNSBY13 | 1 | North | YES | 0.18536 | 46 | 2 | 46 | 0 | 1.015 | GST | 1 | 0.33571 | 46 | 46 | 8.5266 | 46 |  |  | 0.33571 | 15.4426
32892 | BRYN_DNSBY14 | 1 | North | YES | 0.18536 | 84 | 25 | 105 | 0 | 1.035 | GST | 1 | 0.33571 | 105 | 105 | 19.4628 | 105 |  |  | 0.33571 | 35.2494
32886 | BRYN_ATKINS3 | MB | North | YES | 0.19 | 0 | 5 | 12 |  | 1 | GST | 1 | 0.34035 | 0 | 0 | 0 | 0 |  |  | 0.34035 | 0
32887 | BRYN_ATKINS6 | MB | North | YES | 0.19 | 0 | 12 | 51 |  | 1.028 | GST | 1 | 0.34035 | 0 | 0 | 0 | 0 |  |  | 0.34035 | 0
32888 | BRYN_ATKINS7 | 1 | North | YES | 0.19 | 13.6 | 4 | 17 |  | 1.028 | GGT | 1 | 0.34035 | 17 | 17 | 3.23 | 17 |  |  | 0.34035 | 5.7859
32890 | BRYN_ATKINS4 | MB | North | YES | 0.19 | 0 | 5 | 22 |  | 1.031 | GST | 1 | 0.34035 | 0 | 0 | 0 | 0 |  |  | 0.34035 | 0
32891 | BRYN_ATKINS5 | MB | North | YES | 0.19 | 0 | 5 | 25 |  | 1.031 | GST | 1 | 0.34035 | 0 | 0 | 0 | 0 |  |  | 0.34035 | 0
32798 | BRYN_TAMUGEN | 1 | North | YES | 0.19239 | 32 | 0 | 32 |  | 1.02 | GST | 1 | 0.34274 | 32 | 32 | 6.1564 | 32 |  |  | 0.34274 | 10.9676
990 | GIBN_CREK_G1 | 1 | North | YES | 0.20768 | 463 | 200 | 463 | 0 | 1.0275 | LIGCO | 1 | 0.35803 | 0 | 463 | 96.1563 | 463 |  |  | 0.35803 | 165.7679
48671 | FTR_GT1_5105 | 1 | North | YES | 0.21435 | 154.2 | 0 | 154.2 | 0 | 1.0319 | CC | 1 | 0.3647 | 154.2 | 154.2 | 33.0529 | 154.2 |  |  | 0.3647 | 56.2367
48672 | FTR_GT2_5110 | 2 | North | YES | 0.21435 | 159 | 0 | 159 | 0 | 1.0319 | CC | 1 | 0.3647 | 159 | 159 | 34.0818 | 159 |  |  | 0.3647 | 57.9873
48673 | FTR_GT3_5085 | 3 | North | YES | 0.21435 | 158 | 0 | 158 | 0 | 1.0319 | CC | 1 | 0.3647 | 158 | 158 | 33.8675 | 158 |  |  | 0.3647 | 57.6226
48674 | FTR_CN4_5095 | 4 | North | YES | 0.21435 | 380 | 0 | 380 | 0 | 1.0319 | CC | 1 | 0.3647 | 380 | 380 | 81.4534 | 380 |  |  | 0.3647 | 138.586
Note on AL4: Zonal Cap - Zonal Impact

## Distributed Slack - Bound Gen
Number of Bus | Name of Bus | ID | Area Name of Gen | AGC | P Sensitivity of Bus | Gen MW | Min MW | Max MW | V Sensitivity of Bus | Set Volt | Tech Type | Zone Impact | Zone Correlation | Inc Max | Dec Max | Souce S.F. Weighting | Souce Capacity | Sink S.F. Weighting | Sink Capacity | PTDF Calc | PTDF Weighting | max of zone correlation | 0.1053 |  |  | Neg PTDF weight | Pos PTDF weight
13432 | SANDOW_5G | 5 | South | YES | 0.036446 | 581 | 225 | 581 |  | 1.029 | LIGCO | -1 | 0.1053 | 0 | 581 |  |  |  |  | -0.1053 | 0 |  |  |  |  | 0 | 0
3432 | SANDOW_4G | 4 | South | YES | 0.017668 | 580 | 225 | 580 |  | 1.029 | LIGCO | -1 | 0.12408 | 0 | 580 |  |  |  |  | -0.12408 | 0 |  |  |  |  | 0 | 0
7022 | L_BUCHAN1_1Y | 1 | South | YES | 0.001785 | 0 | 0 | 18 |  | 1 | Hydro | -1 | 0.13996 | 0 | 0 |  |  |  |  | -0.13996 | 0 |  |  |  |  | 0 | 0
7023 | L_BUCHAN1_2Y | 2 | South | YES | 0.001785 | 0 | 0 | 18 |  | 1 | Hydro | -1 | 0.13996 | 0 | 0 |  |  |  |  | -0.13996 | 0 |  |  | Weighted Shift Factors |  | 0 | 0
7024 | L_BUCHAN1_3Y | 3 | South | YES | 0.001785 | 0 | 0 | 15 |  | 1 | Hydro | -1 | 0.13996 | 0 | 0 |  |  |  |  | -0.13996 | 0 |  |  | North | 0.14175 | 0 | 0
7026 | L_INKSDA1_1Y | 1 | South | YES | 0.001099 | 0 | 0 | 13.7 |  | 1 | Hydro | -1 | 0.14065 | 0 | 0 |  |  |  |  | -0.14065 | 0 |  |  | Houston | -0.15035 | 0 | 0
5934 | SI_RAY5 | 5 | South | YES | 0 | 0 | 10 | 15 |  | 1.035 | GST | -1 | 0.14175 | 15 | 15 |  |  |  |  | -0.14175 | -2.1262 |  |  |  |  | 0 | 0
8139 | JOS #1 | MB | South | YES | 0 | 0 | 45 | 255 |  | 1.02 | GST | -1 | 0.14175 | 0 | 0 |  |  |  |  | -0.14175 | 0 | Houston |  |  |  | 0 | 0
8285 | LAR #1 | MB | South | YES | 0 | 0 | 9 | 32 |  | 1.0497 | GST | -1 | 0.14175 | 0 | 0 |  |  |  |  | -0.14175 | 0 | Line Rating |  | 1450 |  | 0 | 0
8287 | LAR #2 | MB | South | YES | 0 | 0 | 9 | 32 |  | 1.04 | GST | -1 | 0.14175 | 0 | 0 |  |  |  |  | -0.14175 | 0 | Impact Counter to Zone: |  | 0 |  | 0 | 0
8288 | LAR #3 | MB | South | YES | 0 | 0 | 25 | 105 |  | 1.04 | GST | -1 | 0.14175 | 0 | 0 |  |  |  |  | -0.14175 | 0 |  |  | 0% |  | 0 | 0
8388 | BATES0A | MB | South | YES | 0 | 0 | 21 | 71 |  | 1.033 | GST | -1 | 0.14175 | 0 | 0 |  |  |  |  | -0.14175 | 0 |  |  |  |  | 0 | 0
8393 | BATES0B | MB | South | YES | 0 | 0 | 25 | 110 |  | 1.03 | GST | -1 | 0.14175 | 0 | 0 |  |  |  |  | -0.14175 | 0 | North |  |  |  | 0 | 0
8437 | NUECES_B0C | MB | South | YES | 0 | 0 | 7 | 30 |  | 1.03 | GST | -1 | 0.14175 | 0 | 0 |  |  |  |  | -0.14175 | 0 | Line Rating |  | 1450 |  | 0 | 0
8438 | NUECES_B0B | MB | South | YES | 0 | 0 | 26 | 169 |  | 1.03 | GST | -1 | 0.14175 | 0 | 0 |  |  |  |  | -0.14175 | 0 | Impact Counter to Zone: |  | 0 |  | 0 | 0
39190 | TNSLCGN1__8 | 1 | Houston | YES | 0 | 0 | 10 | 30 |  | 1.03 | Cogen | -1 | 0.14175 | 0 | 0 |  |  | 0 | 0 | -0.14175 | 0 |  |  | 0% |  | 0 | 0
8032 | AMISTADHYD1 | 1 | South | YES | -0.005855 | 33 | 13 | 33 | 0 | 1.03 | Hydro | -1 | 0.1476 | 0 | 0 |  |  |  |  | -0.1476 | 0 |  |  |  |  | 0 | 0
8033 | AMISTADHYD2 | 2 | South | YES | -0.005855 | 25 | 13 | 25 | 0 | 1.03 | Hydro | -1 | 0.1476 | 0 | 0 |  |  |  |  | -0.1476 | 0 |  |  |  |  | 0 | 0
88253 | HAMILTON | F | South | YES | -0.005855 | 0 | 0 | 0 | 0 | 1.04 | BLT | -1 | 0.1476 | 0 | 0 |  |  |  |  | -0.1476 | 0 |  |  |  |  | 0 | 0
7035 | L_WIRTZ_1G1Y | 1 | South | YES | -0.007567 | 0 | 0 | 29 |  | 1 | Hydro | -1 | 0.14931 | 0 | 0 |  |  |  |  | -0.14931 | 0 |  |  |  |  | 0 | 0
7036 | L_WIRTZ_1G2Y | 2 | South | YES | -0.007567 | 0 | 0 | 29.7 |  | 1 | Hydro | -1 | 0.14931 | 0 | 0 |  |  |  |  | -0.14931 | 0 |  |  |  |  | 0 | 0
7000 | L_FERGUS1_1Y | 1 | South | YES | -0.007814 | 400 | 65 | 423.3 | 0 | 1.015 | GSC | -1 | 0.14956 | 423.3 | 423.3 |  |  |  |  | -0.14956 | -63.3091 |  |  |  |  | 0 | 0
7028 | L_MARBFA1_1Y | 1 | South | YES | -0.01041 | 0 | 0 | 18 |  | 1 | Hydro | -1 | 0.15216 | 0 | 0 |  |  |  |  | -0.15216 | 0 |  |  |  |  | 0 | 0
7029 | L_MARBFA1_2Y | 2 | South | YES | -0.01041 | 0 | 0 | 18 |  | 1 | Hydro | -1 | 0.15216 | 0 | 0 |  |  |  |  | -0.15216 | 0 |  |  |  |  | 0 | 0
7031 | L_MARSFO1G1Y | 1 | South | YES | -0.015781 | 0 | 0 | 36 |  | 1 | Hydro | -1 | 0.15753 | 0 | 0 |  |  |  |  | -0.15753 | 0 |  |  |  |  | 0 | 0
7032 | L_MARSFO1G2Y | 2 | South | YES | -0.015781 | 0 | 0 | 35 |  | 1 | Hydro | -1 | 0.15753 | 0 | 0 |  |  |  |  | -0.15753 | 0 |  |  |  |  | 0 | 0
7033 | L_MARSFO1G3Y | 3 | South | YES | -0.015781 | 0 | 0 | 36 |  | 1 | Hydro | -1 | 0.15753 | 0 | 0 |  |  |  |  | -0.15753 | 0 |  |  |  |  | 0 | 0
9005 | DECKR_G6 | 6 | South | YES | -0.017588 | 44 | 24 | 47 | 0 | 1.015 | GGT | -1 | 0.15933 | 47 | 47 |  |  |  |  | -0.15933 | -7.4887 |  |  |  |  | 0 | 0
9003 | DECKR_G4 | 4 | South | YES | -0.017588 | 44 | 24 | 44 | 0 | 1.015 | GGT | -1 | 0.15933 | 44 | 44 |  |  |  |  | -0.15933 | -7.0107 |  |  |  |  | 0 | 0
9004 | DECKR_G5 | 5 | South | YES | -0.017588 | 44 | 24 | 44 | 0 | 1.015 | GGT | -1 | 0.15933 | 44 | 44 |  |  |  |  | -0.15933 | -7.0107 |  |  |  |  | 0 | 0
9002 | DECKR_G3 | 3 | South | YES | -0.017588 | 0 | 24 | 42 |  | 1.015 | GGT | -1 | 0.15933 | 42 | 42 |  |  |  |  | -0.15933 | -6.6921 |  |  |  |  | 0 | 0
9001 | DECKR_G2 | 2 | South | YES | -0.018702 | 400 | 50 | 426 | 0 | 1.015 | GST | -1 | 0.16045 | 426 | 426 |  |  |  |  | -0.16045 | -68.3512 |  |  |  |  | 0 | 0
9000 | DECKR_G1 | 1 | South | YES | -0.018702 | 280 | 50 | 321 | 0 | 1.015 | GST | -1 | 0.16045 | 321 | 321 |  |  |  |  | -0.16045 | -51.5041 |  |  |  |  | 0 | 0
7020 | L_AUSTPL1_1Y | 1 | South | YES | -0.018841 | 0 | 0 | 8 |  | 1 | Hydro | -1 | 0.16059 | 0 | 0 |  |  |  |  | -0.16059 | 0 |  |  |  |  | 0 | 0
7020 | L_AUSTPL1_1Y | 2 | South | YES | -0.018841 | 0 | 0 | 8 |  | 1 | Hydro | -1 | 0.16059 | 0 | 0 |  |  |  |  | -0.16059 | 0 |  |  |  |  | 0 | 0
9020 | SANDHG5A | 5A | South | YES | -0.020206 | 150 | 84 | 155 | 0 | 1.0175 | CC | -1 | 0.16195 | 155 | 155 |  |  |  |  | -0.16195 | -25.1027 |  |  |  |  | 0 | 0
9021 | SANDHG5C | 5C | South | YES | -0.020206 | 140 | 0 | 148 | 0 | 1.0175 | CC | -1 | 0.16195 | 148 | 148 |  |  |  |  | -0.16195 | -23.969 |  |  |  |  | 0 | 0
9016 | SANDH_G1 | 1 | South | YES | -0.020206 | 45 | 2 | 49 | 0 | 1.0175 | GGT | -1 | 0.16195 | 49 | 49 |  |  |  |  | -0.16195 | -7.9357 |  |  |  |  | 0 | 0
9019 | SANDH_G4 | 4 | South | YES | -0.020206 | 0 | 2 | 47 |  | 1.0175 | GGT | -1 | 0.16195 | 47 | 47 |  |  |  |  | -0.16195 | -7.6118 |  |  |  |  | 0 | 0
9017 | SANDH_G2 | 2 | South | YES | -0.020206 | 45 | 2 | 46 | 0 | 1.0175 | GGT | -1 | 0.16195 | 46 | 46 |  |  |  |  | -0.16195 | -7.4498 |  |  |  |  | 0 | 0
9018 | SANDH_G3 | 3 | South | YES | -0.020206 | 45 | 2 | 46 | 0 | 1.0175 | GGT | -1 | 0.16195 | 46 | 46 |  |  |  |  | -0.16195 | -7.4498 |  |  |  |  | 0 | 0
8262 | ELPS | 1 | South | YES | -0.022111 | 6 | 6 | 6 | 0 | 1.15 | Hydro | -1 | 0.16386 | 0 | 0 |  |  |  |  | -0.16386 | 0 |  |  |  |  | 0 | 0
7809 | L_BASTEN1_3Y | 1 | South | YES | -0.024025 | 232.6 | 42 | 232.6 | 0 | 1.004 | CC | -1 | 0.16577 | 232.6 | 232.6 |  |  |  |  | -0.16577 | -38.5585 |  |  |  |  | 0 | 0
7807 | L_BASTEN1_1Y | 1 | South | YES | -0.024025 | 152.5 | 83.5 | 152.5 | 0 | 1.004 | CC | -1 | 0.16577 | 152.5 | 152.5 |  |  |  |  | -0.16577 | -25.2802 |  |  |  |  | 0 | 0
7808 | L_BASTEN1_2Y | 1 | South | YES | -0.024025 | 149.5 | 83.5 | 149.5 | 0 | 1.004 | CC | -1 | 0.16577 | 149.5 | 149.5 |  |  |  |  | -0.16577 | -24.7829 |  |  |  |  | 0 | 0
7009 | L_LOSTPI1_3Y | 3 | South | YES | -0.026074 | 173.9 | 72 | 175 | 0 | 1 | CC | -1 | 0.16782 | 175 | 175 |  |  |  |  | -0.16782 | -29.3686 |  |  |  |  | 0 | 0
7008 | L_LOSTPI1_2Y | 2 | South | YES | -0.026074 | 157.7 | 107 | 160 | 0 | 1 | CC | -1 | 0.16782 | 160 | 160 |  |  |  |  | -0.16782 | -26.8513 |  |  |  |  | 0 | 0
7007 | L_LOSTPI1_1Y | 1 | South | YES | -0.026074 | 158.6 | 110 | 158 | 0 | 1 | CC | -1 | 0.16782 | 158 | 158 |  |  |  |  | -0.16782 | -26.5157 |  |  |  |  | 0 | 0
7006 | L_SIMGID1_3Y | 3 | South | YES | -0.027509 | 324.9 | 60 | 329 | 0 | 1.02 | GST | -1 | 0.16926 | 329 | 329 |  |  |  |  | -0.16926 | -55.6851 |  |  |  |  | 0 | 0
7005 | L_SIMGID1_2Y | 2 | South | YES | -0.027509 | 133 | 32 | 139 | 0 | 1.02 | GST | -1 | 0.16926 | 139 | 139 |  |  |  |  | -0.16926 | -23.5266 |  |  |  |  | 0 | 0
7004 | L_SIMGID1_1Y | 1 | South | YES | -0.027509 | 132 | 40 | 132 | 0 | 1.02 | GST | -1 | 0.16926 | 132 | 132 |  |  |  |  | -0.16926 | -22.3418 |  |  |  |  | 0 | 0
7487 | L_CANYHY8_1Y | 1 | South | YES | -0.0385 | 0 | 0 | 6 |  | 1 | Hydro | -1 | 0.18025 | 0 | 0 |  |  |  |  | -0.18025 | 0 |  |  |  |  | 0 | 0
7303 | L_WPPGS12_1Y | 1 | South | YES | -0.042717 | 50 | 0 | 50 | 0 | 1.025 | GGT | -1 | 0.18446 | 50 | 50 |  |  |  |  | -0.18446 | -9.2232 |  |  |  |  | 0 | 0
7303 | L_WPPGS12_1Y | 2 | South | YES | -0.042717 | 50 | 0 | 50 | 0 | 1.025 | GGT | -1 | 0.18446 | 50 | 50 |  |  |  |  | -0.18446 | -9.2232 |  |  |  |  | 0 | 0
7305 | L_WPPGS34_1Y | 3 | South | YES | -0.042717 | 50 | 0 | 50 | 0 | 1.025 | GGT | -1 | 0.18446 | 50 | 50 |  |  |  |  | -0.18446 | -9.2232 |  |  |  |  | 0 | 0
7305 | L_WPPGS34_1Y | 4 | South | YES | -0.042717 | 50 | 0 | 50 | 0 | 1.025 | GGT | -1 | 0.18446 | 50 | 50 |  |  |  |  | -0.18446 | -9.2232 |  |  |  |  | 0 | 0
7017 | L_HAYSEN1_4Y | 4 | South | YES | -0.043553 | 226.7 | 74 | 226.7 | 0 | 1.008 | CC | -1 | 0.1853 | 226.7 | 226.7 |  |  |  |  | -0.1853 | -42.0075 |  |  |  |  | 0 | 0
7015 | L_HAYSEN1_2Y | 2 | South | YES | -0.043553 | 225 | 74 | 225 | 0 | 1.008 | CC | -1 | 0.1853 | 225 | 225 |  |  |  |  | -0.1853 | -41.6924 |  |  |  |  | 0 | 0
7016 | L_HAYSEN1_3Y | 3 | South | YES | -0.043553 | 224.6 | 74 | 224.6 | 0 | 1.008 | CC | -1 | 0.1853 | 224.6 | 224.6 |  |  |  |  | -0.1853 | -41.6183 |  |  |  |  | 0 | 0
7014 | L_HAYSEN1_1Y | 1 | South | YES | -0.043553 | 223.9 | 74 | 223.9 | 0 | 1.008 | CC | -1 | 0.1853 | 223.9 | 223.9 |  |  |  |  | -0.1853 | -41.4886 |  |  |  |  | 0 | 0
7010 | L_FPPYD11_1Y | 1 | South | YES | -0.04478 | 547.4 | 200 | 606 | 0 | 1.02 | LIGCO | -1 | 0.18653 | 0 | 606 |  |  |  |  | -0.18653 | 0 |  |  |  |  | 0 | 0
7011 | L_FPPYD11_2Y | 2 | South | YES | -0.04478 | 552.2 | 200 | 598 | 0 | 1.02 | LIGCO | -1 | 0.18653 | 0 | 598 |  |  |  |  | -0.18653 | 0 |  |  |  |  | 0 | 0
7012 | L_FPPYD21_3Y | 3 | South | YES | -0.044934 | 427.5 | 200 | 436 | 0 | 1.02 | LIGCO | -1 | 0.18668 | 0 | 436 |  |  |  |  | -0.18668 | 0 |  |  |  |  | 0 | 0
7605 | L_MCQUEE9_1Y | 1 | South | YES | -0.047874 | 0 | 0 | 2.4 |  | 1.025 | Hydro | -1 | 0.18962 | 0 | 0 |  |  |  |  | -0.18962 | 0 |  |  |  |  | 0 | 0
7605 | L_MCQUEE9_1Y | 2 | South | YES | -0.047874 | 0 | 0 | 2.4 |  | 1.025 | Hydro | -1 | 0.18962 | 0 | 0 |  |  |  |  | -0.18962 | 0 |  |  |  |  | 0 | 0
7605 | L_MCQUEE9_1Y | 3 | South | YES | -0.047874 | 0 | 0 | 2.8 |  | 1.025 | Hydro | -1 | 0.18962 | 0 | 0 |  |  |  |  | -0.18962 | 0 |  |  |  |  | 0 | 0
7813 | L_RIONOG1S1Y | 4 | South | YES | -0.048474 | 293 | 0 | 293 | 0 | 1.02 | CC | -1 | 0.19022 | 293 | 293 |  |  |  |  | -0.19022 | -55.7347 |  |  |  |  | 0 | 0
7812 | L_RIONOG1G3Y | 3 | South | YES | -0.048474 | 154 | 0 | 154 | 0 | 1.02 | CC | -1 | 0.19022 | 154 | 154 |  |  |  |  | -0.19022 | -29.294 |  |  |  |  | 0 | 0
7810 | L_RIONOG1G1Y | 1 | South | YES | -0.048474 | 148 | 0 | 148 | 0 | 1.02 | CC | -1 | 0.19022 | 148 | 148 |  |  |  |  | -0.19022 | -28.1527 |  |  |  |  | 0 | 0
7811 | L_RIONOG1G2Y | 2 | South | YES | -0.048474 | 148 | 0 | 148 | 0 | 1.02 | CC | -1 | 0.19022 | 148 | 148 |  |  |  |  | -0.19022 | -28.1527 |  |  |  |  | 0 | 0
7609 | L_SCHUMA8_1Y | 1 | South | YES | -0.049167 | 0 | 0 | 4 |  | 1 | Hydro | -1 | 0.19091 | 0 | 0 |  |  |  |  | -0.19091 | 0 |  |  |  |  | 0 | 0
7624 | L_LAKEWO9_1Y | 1 | South | YES | -0.050781 | 0 | 0 | 2.4 |  | 1 | Hydro | -1 | 0.19253 | 0 | 0 |  |  |  |  | -0.19253 | 0 |  |  |  |  | 0 | 0
7624 | L_LAKEWO9_1Y | 2 | South | YES | -0.050781 | 0 | 0 | 2.4 |  | 1 | Hydro | -1 | 0.19253 | 0 | 0 |  |  |  |  | -0.19253 | 0 |  |  |  |  | 0 | 0
58909 | PEARSALLSCG1 | 1 | South | YES | -0.052029 | 0 | 0 | 8.4 |  | 1.027 | Diesel | -1 | 0.19378 | 8.4 | 8.4 |  |  |  |  | -0.19378 | -1.6277 |  |  |  |  | 0 | 0
58909 | PEARSALLSCG1 | 2 | South | YES | -0.052029 | 0 | 0 | 8.4 |  | 1.027 | Diesel | -1 | 0.19378 | 8.4 | 8.4 |  |  |  |  | -0.19378 | -1.6277 |  |  |  |  | 0 | 0
58909 | PEARSALLSCG1 | 3 | South | YES | -0.052029 | 0 | 0 | 8.4 |  | 1.027 | Diesel | -1 | 0.19378 | 8.4 | 8.4 |  |  |  |  | -0.19378 | -1.6277 |  |  |  |  | 0 | 0
58909 | PEARSALLSCG1 | 4 | South | YES | -0.052029 | 0 | 0 | 8.4 |  | 1.027 | Diesel | -1 | 0.19378 | 8.4 | 8.4 |  |  |  |  | -0.19378 | -1.6277 |  |  |  |  | 0 | 0
58909 | PEARSALLSCG1 | 5 | South | YES | -0.052029 | 0 | 0 | 8.4 |  | 1.027 | Diesel | -1 | 0.19378 | 8.4 | 8.4 |  |  |  |  | -0.19378 | -1.6277 |  |  |  |  | 0 | 0
58909 | PEARSALLSCG1 | 6 | South | YES | -0.052029 | 0 | 0 | 8.4 |  | 1.027 | Diesel | -1 | 0.19378 | 8.4 | 8.4 |  |  |  |  | -0.19378 | -1.6277 |  |  |  |  | 0 | 0
58919 | PEARSALLSCG2 | 1 | South | YES | -0.052029 | 0 | 0 | 8.4 |  | 1.027 | Diesel | -1 | 0.19378 | 8.4 | 8.4 |  |  |  |  | -0.19378 | -1.6277 |  |  |  |  | 0 | 0
58919 | PEARSALLSCG2 | 2 | South | YES | -0.052029 | 0 | 0 | 8.4 |  | 1.027 | Diesel | -1 | 0.19378 | 8.4 | 8.4 |  |  |  |  | -0.19378 | -1.6277 |  |  |  |  | 0 | 0
58919 | PEARSALLSCG2 | 3 | South | YES | -0.052029 | 0 | 0 | 8.4 |  | 1.027 | Diesel | -1 | 0.19378 | 8.4 | 8.4 |  |  |  |  | -0.19378 | -1.6277 |  |  |  |  | 0 | 0
58919 | PEARSALLSCG2 | 4 | South | YES | -0.052029 | 0 | 0 | 8.4 |  | 1.027 | Diesel | -1 | 0.19378 | 8.4 | 8.4 |  |  |  |  | -0.19378 | -1.6277 |  |  |  |  | 0 | 0
58919 | PEARSALLSCG2 | 5 | South | YES | -0.052029 | 0 | 0 | 8.4 |  | 1.027 | Diesel | -1 | 0.19378 | 8.4 | 8.4 |  |  |  |  | -0.19378 | -1.6277 |  |  |  |  | 0 | 0
58919 | PEARSALLSCG2 | 6 | South | YES | -0.052029 | 0 | 0 | 8.4 |  | 1.027 | Diesel | -1 | 0.19378 | 8.4 | 8.4 |  |  |  |  | -0.19378 | -1.6277 |  |  |  |  | 0 | 0
58929 | PEARSALLSCG3 | 1 | South | YES | -0.052029 | 0 | 0 | 8.4 |  | 1.027 | Diesel | -1 | 0.19378 | 8.4 | 8.4 |  |  |  |  | -0.19378 | -1.6277 |  |  |  |  | 0 | 0
58929 | PEARSALLSCG3 | 2 | South | YES | -0.052029 | 0 | 0 | 8.4 |  | 1.027 | Diesel | -1 | 0.19378 | 8.4 | 8.4 |  |  |  |  | -0.19378 | -1.6277 |  |  |  |  | 0 | 0
58929 | PEARSALLSCG3 | 3 | South | YES | -0.052029 | 0 | 0 | 8.4 |  | 1.027 | Diesel | -1 | 0.19378 | 8.4 | 8.4 |  |  |  |  | -0.19378 | -1.6277 |  |  |  |  | 0 | 0
58929 | PEARSALLSCG3 | 4 | South | YES | -0.052029 | 0 | 0 | 8.4 |  | 1.027 | Diesel | -1 | 0.19378 | 8.4 | 8.4 |  |  |  |  | -0.19378 | -1.6277 |  |  |  |  | 0 | 0
58929 | PEARSALLSCG3 | 5 | South | YES | -0.052029 | 0 | 0 | 8.4 |  | 1.027 | Diesel | -1 | 0.19378 | 8.4 | 8.4 |  |  |  |  | -0.19378 | -1.6277 |  |  |  |  | 0 | 0
58929 | PEARSALLSCG3 | 6 | South | YES | -0.052029 | 0 | 0 | 8.4 |  | 1.027 | Diesel | -1 | 0.19378 | 8.4 | 8.4 |  |  |  |  | -0.19378 | -1.6277 |  |  |  |  | 0 | 0
58949 | PEARSALLSCG4 | 1 | South | YES | -0.052029 | 0 | 0 | 8.4 |  | 1.027 | Diesel | -1 | 0.19378 | 8.4 | 8.4 |  |  |  |  | -0.19378 | -1.6277 |  |  |  |  | 0 | 0
58949 | PEARSALLSCG4 | 2 | South | YES | -0.052029 | 0 | 0 | 8.4 |  | 1.027 | Diesel | -1 | 0.19378 | 8.4 | 8.4 |  |  |  |  | -0.19378 | -1.6277 |  |  |  |  | 0 | 0
58949 | PEARSALLSCG4 | 3 | South | YES | -0.052029 | 0 | 0 | 8.4 |  | 1.027 | Diesel | -1 | 0.19378 | 8.4 | 8.4 |  |  |  |  | -0.19378 | -1.6277 |  |  |  |  | 0 | 0
58949 | PEARSALLSCG4 | 4 | South | YES | -0.052029 | 0 | 0 | 8.4 |  | 1.027 | Diesel | -1 | 0.19378 | 8.4 | 8.4 |  |  |  |  | -0.19378 | -1.6277 |  |  |  |  | 0 | 0
58949 | PEARSALLSCG4 | 5 | South | YES | -0.052029 | 0 | 0 | 8.4 |  | 1.027 | Diesel | -1 | 0.19378 | 8.4 | 8.4 |  |  |  |  | -0.19378 | -1.6277 |  |  |  |  | 0 | 0
58949 | PEARSALLSCG4 | 6 | South | YES | -0.052029 | 0 | 0 | 8.4 |  | 1.027 | Diesel | -1 | 0.19378 | 8.4 | 8.4 |  |  |  |  | -0.19378 | -1.6277 |  |  |  |  | 0 | 0
7805 | L_GUADGE1_6Y | 6 | South | YES | -0.053098 | 203 | 30 | 203 | 0 | 1.02 | CC | -1 | 0.19484 | 203 | 203 |  |  |  |  | -0.19484 | -39.5535 |  |  |  |  | 0 | 0
7804 | L_GUADGE1_5Y | 5 | South | YES | -0.053098 | 182 | 30 | 182 | 0 | 1.02 | CC | -1 | 0.19484 | 182 | 182 |  |  |  |  | -0.19484 | -35.4617 |  |  |  |  | 0 | 0
7803 | L_GUADGE1_4Y | 4 | South | YES | -0.053098 | 149 | 30 | 149 | 0 | 1.02 | CC | -1 | 0.19484 | 149 | 149 |  |  |  |  | -0.19484 | -29.0319 |  |  |  |  | 0 | 0
7800 | L_GUADGE1_1Y | 1 | South | YES | -0.053098 | 147 | 30 | 147 | 0 | 1.02 | CC | -1 | 0.19484 | 147 | 147 |  |  |  |  | -0.19484 | -28.6422 |  |  |  |  | 0 | 0
7802 | L_GUADGE1_3Y | 3 | South | YES | -0.053098 | 146 | 30 | 146 | 0 | 1.02 | CC | -1 | 0.19484 | 146 | 146 |  |  |  |  | -0.19484 | -28.4473 |  |  |  |  | 0 | 0
7801 | L_GUADGE1_2Y | 2 | South | YES | -0.053098 | 138 | 30 | 138 | 0 | 1.02 | CC | -1 | 0.19484 | 138 | 138 |  |  |  |  | -0.19484 | -26.8886 |  |  |  |  | 0 | 0
5028 | BRAUNIG_VHB3 | 3 | South | YES | -0.054126 | 407 | 60 | 407 | 0 | 1.0138 | GST | -1 | 0.19587 | 407 | 407 |  |  |  |  | -0.19587 | -79.7202 |  |  |  |  | 0 | 0
5396 | CALAVER_OWS1 | 1 | South | YES | -0.05415 | 418 | 80 | 418 | 0 | 1.0192 | GST | -1 | 0.1959 | 418 | 418 |  |  |  |  | -0.1959 | -81.8849 |  |  |  |  | 0 | 0
5397 | CALAVER_OWS2 | 2 | South | YES | -0.05415 | 400 | 80 | 400 | 0 | 1.0192 | GST | -1 | 0.1959 | 400 | 400 |  |  |  |  | -0.1959 | -78.3587 |  |  |  |  | 0 | 0
5111 | CALAVER_JTD1 | 1 | South | YES | -0.054161 | 430 | 80 | 430 | 0 | 1.0138 | LIGCO | -1 | 0.19591 | 0 | 430 |  |  |  |  | -0.19591 | 0 |  |  |  |  | 0 | 0
5112 | CALAVER_JTD2 | 2 | South | YES | -0.054161 | 430 | 80 | 430 | 0 | 1.0138 | LIGCO | -1 | 0.19591 | 0 | 430 |  |  |  |  | -0.19591 | 0 |  |  |  |  | 0 | 0
5265 | LEON_LCP4G4 | 4 | South | YES | -0.054188 | 89 | 25 | 89 | 0 | 1.0197 | GST | -1 | 0.19593 | 89 | 89 |  |  |  |  | -0.19593 | -17.4382 |  |  |  |  | 0 | 0
5264 | LEON_LCP3G3 | 3 | South | YES | -0.054188 | 0 | 20 | 58 |  | 1.0197 | GST | -1 | 0.19593 | 58 | 58 |  |  |  |  | -0.19593 | -11.3642 |  |  |  |  | 0 | 0
5269 | LEON_LCPCT4 | 4 | South | YES | -0.054188 | 45 | 24 | 45 | 0 | 1.0197 | GGT | -1 | 0.19593 | 45 | 45 |  |  |  |  | -0.19593 | -8.8171 |  |  |  |  | 0 | 0
5266 | LEON_LCPCT1 | 1 | South | YES | -0.054188 | 44 | 24 | 44 | 0 | 1.0197 | GGT | -1 | 0.19593 | 44 | 44 |  |  |  |  | -0.19593 | -8.6211 |  |  |  |  | 0 | 0
5267 | LEON_LCPCT2 | 2 | South | YES | -0.054188 | 44 | 24 | 44 | 0 | 1.0197 | GGT | -1 | 0.19593 | 44 | 44 |  |  |  |  | -0.19593 | -8.6211 |  |  |  |  | 0 | 0
5268 | LEON_LCPCT3 | 3 | South | YES | -0.054188 | 43 | 24 | 43 | 0 | 1.0197 | GGT | -1 | 0.19593 | 43 | 43 |  |  |  |  | -0.19593 | -8.4252 |  |  |  |  | 0 | 0
5439 | TUTTL_WBT4G4 | 4 | South | YES | -0.054201 | 151 | 40 | 151 | 0 | 1.012 | GST | -1 | 0.19595 | 151 | 151 |  |  |  |  | -0.19595 | -29.5881 |  |  |  |  | 0 | 0
5438 | TUTTL_WBT3G3 | 3 | South | YES | -0.054201 | 95 | 25 | 95 | 0 | 1.012 | GST | -1 | 0.19595 | 95 | 95 |  |  |  |  | -0.19595 | -18.615 |  |  |  |  | 0 | 0
5436 | TUTTL_WBT1G1 | 1 | South | YES | -0.054201 | 48.8 | 20 | 61 | 0 | 1.012 | GST | -1 | 0.19595 | 61 | 61 |  |  |  |  | -0.19595 | -11.9528 |  |  |  |  | 0 | 0
5027 | BRAUNIG_VHB2 | 2 | South | YES | -0.054314 | 216 | 40 | 216 | 0 | 1.0192 | GST | -1 | 0.19606 | 216 | 216 |  |  |  |  | -0.19606 | -42.3491 |  |  |  |  | 0 | 0
5026 | BRAUNIG_VHB1 | 1 | South | YES | -0.054314 | 215 | 40 | 215 | 0 | 1.0192 | GST | -1 | 0.19606 | 215 | 215 |  |  |  |  | -0.19606 | -42.1531 |  |  |  |  | 0 | 0
5891 | PEARSALLGEN2 | 1 | South | YES | -0.05433 | 19.4 | 6 | 24.3 | 0 | 1.0226 | GST | -1 | 0.19608 | 24.3 | 24.3 |  |  |  |  | -0.19608 | -4.7647 |  |  |  |  | 0 | 0
5890 | PEARSALLGEN1 | 1 | South | YES | -0.05433 | 19.2 | 6 | 24 | 0 | 1.0226 | GST | -1 | 0.19608 | 24 | 24 |  |  |  |  | -0.19608 | -4.7058 |  |  |  |  | 0 | 0
5892 | PEARSALLGEN3 | 1 | South | YES | -0.05433 | 19.1 | 6 | 23.9 | 0 | 1.0226 | GST | -1 | 0.19608 | 23.9 | 23.9 |  |  |  |  | -0.19608 | -4.6862 |  |  |  |  | 0 | 0
5477 | BRA_AVR1_ST | 1 | South | YES | -0.055836 | 174 | 138 | 174 | 0 | 1.025 | CC | -1 | 0.19758 | 174 | 174 |  |  |  |  | -0.19758 | -34.3794 |  |  |  |  | 0 | 0
5476 | BRA_AVR1_CT1 | 1 | South | YES | -0.055836 | 155 | 90 | 155 | 0 | 1.025 | CC | -1 | 0.19758 | 155 | 155 |  |  |  |  | -0.19758 | -30.6253 |  |  |  |  | 0 | 0
5478 | BRA_AVR1_CT2 | 1 | South | YES | -0.055836 | 155 | 90 | 155 | 0 | 1.025 | CC | -1 | 0.19758 | 155 | 155 |  |  |  |  | -0.19758 | -30.6253 |  |  |  |  | 0 | 0
5401 | CALAVER_JKS1 | 1 | South | YES | -0.056968 | 562 | 100 | 562 | 0 | 1.026 | LIGCO | -1 | 0.19871 | 0 | 562 |  |  |  |  | -0.19871 | 0 |  |  |  |  | 0 | 0
8189 | CUECPL2A | 1 | South | YES | -0.059543 | 12 | 0 | 12 | 0 | 1.02 | Cogen | -1 | 0.20129 | 0 | 0 |  |  |  |  | -0.20129 | 0 |  |  |  |  | 0 | 0
5903 | SANMIGUELGEN | 1 | South | YES | -0.06281 | 396.3 | 180 | 396.3 | 0 | 1.0336 | LIGCO | -1 | 0.20456 | 0 | 396.3 |  |  |  |  | -0.20456 | 0 |  |  |  |  | 0 | 0
80265 | LARECU40A | 4 | South | YES | -0.06338 | 80 | 0 | 100 |  | 1.039 | GGT | -1 | 0.20513 | 100 | 100 |  |  |  |  | -0.20513 | -20.5127 |  |  |  |  | 0 | 0
80266 | LARECU50A | 5 | South | YES | -0.06338 | 80 | 0 | 100 |  | 1.039 | GGT | -1 | 0.20513 | 100 | 100 |  |  |  |  | -0.20513 | -20.5127 |  |  |  |  | 0 | 0
80012 | LAR | F | South | YES | -0.063383 | 0 | 0 | 0 | 0 | 1.04 | DCTie | -1 | 0.20513 | 0 | 0 |  |  |  |  | -0.20513 | 0 |  |  |  |  | 0 | 0
88299 | ZAPATA | F | South | YES | -0.069728 | 0 | 0 | 0 | 0 | 1.02 | BLT | -1 | 0.21147 | 0 | 0 |  |  |  |  | -0.21147 | 0 |  |  |  |  | 0 | 0
88198 | BEEVILLE | F | South | YES | -0.072573 | 0 | 0 | 0 | 0 | 1.02 | AVR | -1 | 0.21432 | 0 | 0 |  |  |  |  | -0.21432 | 0 |  |  |  |  | 0 | 0
5728 | FALCONHYDRO2 | 2 | South | YES | -0.074031 | 12 | 0 | 12 | 0 | 1.0234 | Hydro | -1 | 0.21578 | 0 | 0 |  |  |  |  | -0.21578 | 0 |  |  |  |  | 0 | 0
5729 | FALCONHYDRO3 | 3 | South | YES | -0.074031 | 11 | 0 | 11 | 0 | 1.0234 | Hydro | -1 | 0.21578 | 0 | 0 |  |  |  |  | -0.21578 | 0 |  |  |  |  | 0 | 0
8048 | FALCONHYDRO1 | 1 | South | YES | -0.074031 | 12 | 0 | 12 | 0 | 1.0234 | Hydro | -1 | 0.21578 | 0 | 0 |  |  |  |  | -0.21578 | 0 |  |  |  |  | 0 | 0
88508 | FALFURRI | F | South | YES | -0.074811 | 0 | 0 | 0 | 0 | 1 | AVR | -1 | 0.21656 | 0 | 0 |  |  |  |  | -0.21656 | 0 |  |  |  |  | 0 | 0
8161 | COLETO0A | 1 | South | YES | -0.076037 | 633 | 200 | 633 | 0 | 1.03 | LIGCO | -1 | 0.21778 | 0 | 633 |  |  |  |  | -0.21778 | 0 |  |  |  |  | 0 | 0
8935 | FGNTS201 | 3 | South | YES | -0.078528 | 173 | 0 | 173 | 0 | 1.03 | CC | -1 | 0.22027 | 173 | 173 |  |  |  |  | -0.22027 | -38.1075 |  |  |  |  | 0 | 0
8934 | FGNTS101 | 2 | South | YES | -0.078528 | 147.9 | 0 | 147.9 | 0 | 1.03 | CC | -1 | 0.22027 | 147.9 | 147.9 |  |  |  |  | -0.22027 | -32.5786 |  |  |  |  | 0 | 0
8933 | FGNTS001 | 1 | South | YES | -0.078528 | 146.5 | 0 | 146.5 | 0 | 1.03 | CC | -1 | 0.22027 | 146.5 | 146.5 |  |  |  |  | -0.22027 | -32.2703 |  |  |  |  | 0 | 0
8983 | HECN3 | 3 | South | YES | -0.079284 | 171.9 | 0 | 171.9 | 0 | 1.0304 | CC | -1 | 0.22103 | 171.9 | 171.9 |  |  |  |  | -0.22103 | -37.9952 |  |  |  |  | 0 | 0
8981 | HECN1 | 1 | South | YES | -0.079284 | 144.8 | 0 | 144.8 | 0 | 1.0304 | CC | -1 | 0.22103 | 144.8 | 144.8 |  |  |  |  | -0.22103 | -32.0053 |  |  |  |  | 0 | 0
8982 | HECN2 | 2 | South | YES | -0.079284 | 144.1 | 0 | 144.1 | 0 | 1.0304 | CC | -1 | 0.22103 | 144.1 | 144.1 |  |  |  |  | -0.22103 | -31.8505 |  |  |  |  | 0 | 0
8938 | MVGN#3 | 3 | South | YES | -0.079286 | 250.9 | 0 | 250.9 | 0 | 1.0304 | CC | -1 | 0.22103 | 250.9 | 250.9 |  |  |  |  | -0.22103 | -55.4571 |  |  |  |  | 0 | 0
8937 | MVGN#2 | 2 | South | YES | -0.079286 | 216.7 | 0 | 216.7 | 0 | 1.0304 | CC | -1 | 0.22103 | 216.7 | 216.7 |  |  |  |  | -0.22103 | -47.8978 |  |  |  |  | 0 | 0
8936 | MVGN#1 | 1 | South | YES | -0.079286 | 216.6 | 0 | 216.6 | 0 | 1.0304 | CC | -1 | 0.22103 | 216.6 | 216.6 |  |  |  |  | -0.22103 | -47.8757 |  |  |  |  | 0 | 0
80003 | MILHWYS | F | South | YES | -0.079616 | 0 | 0 | 0 | 0 | 1.0168 | AVR | -1 | 0.22136 | 0 | 0 |  |  |  |  | -0.22136 | 0 |  |  |  |  | 0 | 0
5935 | SI_RAY10 | 10 | South | YES | -0.079617 | 47 | 10 | 47 | 0 | 1.03 | CC | -1 | 0.22136 | 47 | 47 |  |  |  |  | -0.22136 | -10.4041 |  |  |  |  | 0 | 0
5932 | SI_RAY9 | 9 | South | YES | -0.079617 | 32 | 32 | 38 | 0 | 1.035 | CC | -1 | 0.22136 | 38 | 38 |  |  |  |  | -0.22136 | -8.4118 |  |  |  |  | 0 | 0
5933 | SI_RAY6 | 6 | South | YES | -0.079617 | 15.4 | 10 | 19.3 | 0 | 1.035 | GST | -1 | 0.22136 | 19.3 | 19.3 |  |  |  |  | -0.22136 | -4.2723 |  |  |  |  | 0 | 0
80080 | GWINDT11A | 1 | South | YES | -0.079819 | 28.2 | 0 | 94 | 0 | 1.025 | Wind | -1 | 0.22157 | 0 | 94 |  |  |  |  | -0.22157 | 0 |  |  |  |  | 0 | 0
80080 | GWINDT11A | 2 | South | YES | -0.079819 | 0 | 0 | 41 | 0 | 1.025 | Wind | -1 | 0.22157 | 0 | 41 |  |  |  |  | -0.22157 | 0 |  |  |  |  | 0 | 0
80080 | GWINDT11A | 3 | South | YES | -0.079819 | 0 | 0 | 38 | 0 | 1.025 | Wind | -1 | 0.22157 | 0 | 38 |  |  |  |  | -0.22157 | 0 |  |  |  |  | 0 | 0
80080 | GWINDT11A | 4 | South | YES | -0.079819 | 3.8 | 0 | 19 | 0 | 1.025 | Wind | -1 | 0.22157 | 0 | 19 |  |  |  |  | -0.22157 | 0 |  |  |  |  | 0 | 0
80081 | GWINDT21A | 1 | South | YES | -0.079819 | 28.2 | 0 | 94 | 0 | 1.025 | Wind | -1 | 0.22157 | 0 | 94 |  |  |  |  | -0.22157 | 0 |  |  |  |  | 0 | 0
80081 | GWINDT21A | 2 | South | YES | -0.079819 | 7.2 | 0 | 36 | 0 | 1.025 | Wind | -1 | 0.22157 | 0 | 36 |  |  |  |  | -0.22157 | 0 |  |  |  |  | 0 | 0
80081 | GWINDT21A | 3 | South | YES | -0.079819 | 8.6 | 0 | 43 | 0 | 1.025 | Wind | -1 | 0.22157 | 0 | 43 |  |  |  |  | -0.22157 | 0 |  |  |  |  | 0 | 0
80081 | GWINDT21A | 4 | South | YES | -0.079819 | 4.4 | 0 | 22 | 0 | 1.025 | Wind | -1 | 0.22157 | 0 | 22 |  |  |  |  | -0.22157 | 0 |  |  |  |  | 0 | 0
80180 | PNSCALT11A | 1 | South | YES | -0.079819 | 43.8 | 0 | 148 | 0 | 1.025 | Wind | -1 | 0.22157 | 0 | 148 |  |  |  |  | -0.22157 | 0 |  |  |  |  | 0 | 0
80180 | PNSCALT11A | 2 | South | YES | -0.079819 | 10 | 0 | 50 | 0 | 1.025 | Wind | -1 | 0.22157 | 0 | 50 |  |  |  |  | -0.22157 | 0 |  |  |  |  | 0 | 0
80181 | PNSCALT21A | 1 | South | YES | -0.079819 | 16.5 | 0 | 55 | 0 | 1.025 | Wind | -1 | 0.22157 | 0 | 55 |  |  |  |  | -0.22157 | 0 |  |  |  |  | 0 | 0
80181 | PNSCALT21A | 2 | South | YES | -0.079819 | 10 | 0 | 50 | 0 | 1.025 | Wind | -1 | 0.22157 | 0 | 50 |  |  |  |  | -0.22157 | 0 |  |  |  |  | 0 | 0
8517 | CELANEBI0A | 1 | South | YES | -0.079904 | 29 | 0 | 29 | 0 | 1.02 | Cogen | -1 | 0.22165 | 0 | 0 |  |  |  |  | -0.22165 | 0 |  |  |  |  | 0 | 0
8461 | KOCH_UP0A | 1 | South | YES | -0.080479 | 38 | 0 | 38 | 0 | 1.012 | Cogen | -1 | 0.22223 | 0 | 0 |  |  |  |  | -0.22223 | 0 |  |  |  |  | 0 | 0
8511 | OXY_CC0A | 1 | South | YES | -0.080545 | 30.3 | 0 | 38 | 0 | 1.027 | Cogen | -1 | 0.22229 | 0 | 0 |  |  |  |  | -0.22229 | 0 |  |  |  |  | 0 | 0
8506 | VAL #1 | 1 | South | YES | -0.08065 | 20.9 | 0 | 25 | 0 | 1.0055 | Cogen | -1 | 0.2224 | 0 | 0 |  |  |  |  | -0.2224 | 0 |  |  |  |  | 0 | 0
8507 | VAL #2 | 2 | South | YES | -0.08065 | 20.9 | 0 | 25 | 0 | 1.0055 | Cogen | -1 | 0.2224 | 0 | 0 |  |  |  |  | -0.2224 | 0 |  |  |  |  | 0 | 0
80263 | B_DAVIS31A | 3 | South | YES | -0.080805 | 0 | 0 | 180 |  | 1.0366 | CC | -1 | 0.22255 | 180 | 180 |  |  |  |  | -0.22255 | -40.0593 |  |  |  |  | 0 | 0
80264 | B_DAVIS41A | 4 | South | YES | -0.080805 | 0 | 0 | 180 |  | 1.0366 | CC | -1 | 0.22255 | 180 | 180 |  |  |  |  | -0.22255 | -40.0593 |  |  |  |  | 0 | 0
8459 | B_DAVIS0B | MB | South | YES | -0.080805 | 0 | 50 | 339 |  | 1.03 | GSC | -1 | 0.22255 | 0 | 0 |  |  |  |  | -0.22255 | 0 |  |  |  |  | 0 | 0
8460 | B_DAVIS0A | MB | South | YES | -0.080805 | 0 | 50 | 340 |  | 1.03 | GSC | -1 | 0.22255 | 0 | 0 |  |  |  |  | -0.22255 | 0 |  |  |  |  | 0 | 0
8456 | COSW#1 | 1 | South | YES | -0.080971 | 20 | 0 | 20 | 0 | 1.027 | Cogen | -1 | 0.22272 | 0 | 0 |  |  |  |  | -0.22272 | 0 |  |  |  |  | 0 | 0
8457 | COSW#2 | 2 | South | YES | -0.080971 | 14 | 0 | 14 | 0 | 1.027 | Cogen | -1 | 0.22272 | 0 | 0 |  |  |  |  | -0.22272 | 0 |  |  |  |  | 0 | 0
8560 | CNOPGT1 | 1 | South | YES | -0.081053 | 148.3 | 0 | 148.3 | 0 | 1.03 | Cogen | -1 | 0.2228 | 0 | 0 |  |  |  |  | -0.2228 | 0 |  |  |  |  | 0 | 0
8561 | CNOPGT2 | 2 | South | YES | -0.081053 | 148.6 | 0 | 148.6 | 0 | 1.03 | Cogen | -1 | 0.2228 | 0 | 0 |  |  |  |  | -0.2228 | 0 |  |  |  |  | 0 | 0
8562 | CNOPST1 | 3 | South | YES | -0.081053 | 153 | 0 | 153 | 0 | 1.03 | Cogen | -1 | 0.2228 | 0 | 0 |  |  |  |  | -0.2228 | 0 |  |  |  |  | 0 | 0
8442 | NBEC7 | 7 | South | YES | -0.081069 | 0 | 81 | 367 |  | 1.0298 | GST | -1 | 0.22282 | 367 | 367 |  |  |  |  | -0.22282 | -81.7734 |  |  |  |  | 0 | 0
8442 | NBEC7 | MB | South | YES | -0.081069 | 0 | 81 | 367 |  | 1.0298 | GST | -1 | 0.22282 | 0 | 0 |  |  |  |  | -0.22282 | 0 |  |  |  |  | 0 | 0
8926 | LGE_GT10A | 1 | South | YES | -0.082521 | 158 | 0 | 158 | 0 | 1.03 | Cogen | -1 | 0.22427 | 0 | 0 |  |  |  |  | -0.22427 | 0 |  |  |  |  | 0 | 0
8927 | LGE_GT20A | 2 | South | YES | -0.082521 | 153 | 0 | 153 | 0 | 1.03 | Cogen | -1 | 0.22427 | 0 | 0 |  |  |  |  | -0.22427 | 0 |  |  |  |  | 0 | 0
8928 | LGE_STG0A | 3 | South | YES | -0.082521 | 100 | 0 | 100 | 0 | 1.03 | Cogen | -1 | 0.22427 | 0 | 0 |  |  |  |  | -0.22427 | 0 |  |  |  |  | 0 | 0
8930 | ICPGN10A | 1 | South | YES | -0.082521 | 149 | 0 | 149 | 0 | 1.03 | Cogen | -1 | 0.22427 | 0 | 0 |  |  |  |  | -0.22427 | 0 |  |  |  |  | 0 | 0
8931 | ICPGN20A | 2 | South | YES | -0.082521 | 150 | 0 | 150 | 0 | 1.03 | Cogen | -1 | 0.22427 | 0 | 0 |  |  |  |  | -0.22427 | 0 |  |  |  |  | 0 | 0
8932 | ICPGN30A | 3 | South | YES | -0.082521 | 127 | 0 | 127 | 0 | 1.03 | Cogen | -1 | 0.22427 | 0 | 0 |  |  |  |  | -0.22427 | 0 |  |  |  |  | 0 | 0
80223 | REYSHR G | 1 | South | YES | -0.082521 | 12 | 0 | 12 | 0 | 1.032 | Cogen | -1 | 0.22427 | 0 | 0 |  |  |  |  | -0.22427 | 0 |  |  |  |  | 0 | 0
8174 | VICEC61A | 6 | South | YES | -0.082681 | 188 | 42 | 188 | 0 | 1.025 | CC | -1 | 0.22443 | 188 | 188 |  |  |  |  | -0.22443 | -42.1924 |  |  |  |  | 0 | 0
8173 | VICEC51A | 5 | South | YES | -0.082681 | 144 | 18 | 144 | 0 | 1.025 | CC | -1 | 0.22443 | 144 | 144 |  |  |  |  | -0.22443 | -32.3176 |  |  |  |  | 0 | 0
5512 | RAYBURNCC8 | 1 | South | YES | -0.083997 | 49.3 | 18.2 | 49.3 | 0 | 1.0296 | CC | -1 | 0.22574 | 49.3 | 49.3 |  |  |  |  | -0.22574 | -11.1292 |  |  |  |  | 0 | 0
5508 | RAYBURNCC9 | 1 | South | YES | -0.083997 | 47.7 | 18.2 | 47.7 | 0 | 1.0296 | CC | -1 | 0.22574 | 47.7 | 47.7 |  |  |  |  | -0.22574 | -10.768 |  |  |  |  | 0 | 0
5511 | RAYBURNCC7 | 1 | South | YES | -0.083997 | 47.5 | 18.2 | 47.5 | 0 | 1.0296 | CC | -1 | 0.22574 | 47.5 | 47.5 |  |  |  |  | -0.22574 | -10.7228 |  |  |  |  | 0 | 0
5509 | RAYBURNCC10 | 1 | South | YES | -0.083997 | 37.3 | 5.2 | 37.3 | 0 | 1.0296 | CC | -1 | 0.22574 | 37.3 | 37.3 |  |  |  |  | -0.22574 | -8.4202 |  |  |  |  | 0 | 0
8066 | DUP1V#1 | 1 | South | YES | -0.084098 | 52.3 | 0 | 73 | 0 | 1.01 | Cogen | -1 | 0.22584 | 0 | 0 |  |  |  |  | -0.22584 | 0 |  |  |  |  | 0 | 0
5503 | RAYBURNGEN3 | 1 | South | YES | -0.084663 | 17.6 | 6 | 22 | 0 | 1.0224 | GST | -1 | 0.22641 | 22 | 22 |  |  |  |  | -0.22641 | -4.981 |  |  |  |  | 0 | 0
5505 | RAYBURNGEN1 | 1 | South | YES | -0.084663 | 0 | 1 | 11 |  | 1.0223 | GGT | -1 | 0.22641 | 11 | 11 |  |  |  |  | -0.22641 | -2.4905 |  |  |  |  | 0 | 0
5506 | RAYBURNGEN2 | 1 | South | YES | -0.084663 | 0 | 1 | 11 |  | 1.0223 | GGT | -1 | 0.22641 | 11 | 11 |  |  |  |  | -0.22641 | -2.4905 |  |  |  |  | 0 | 0
80224 | VISTRONG1 | 1 | South | YES | -0.08652 | 13.1 | 0 | 15 | 0 | 1.01 | Cogen | -1 | 0.22827 | 0 | 0 |  |  |  |  | -0.22827 | 0 |  |  |  |  | 0 | 0
80225 | VISTRONG2 | 2 | South | YES | -0.08652 | 20.2 | 0 | 23 | 0 | 1.01 | Cogen | -1 | 0.22827 | 0 | 0 |  |  |  |  | -0.22827 | 0 |  |  |  |  | 0 | 0
80227 | AIRCO G | 1 | South | YES | -0.087383 | 7.2 | 0 | 8 | 0 | 1.0104 | Cogen | -1 | 0.22913 | 0 | 0 |  |  |  |  | -0.22913 | 0 |  |  |  |  | 0 | 0
8147 | UCAR #2 | 10 | South | YES | -0.087915 | 18.2 | 0 | 28 |  | 1 | Cogen | -1 | 0.22966 | 0 | 0 |  |  |  |  | -0.22966 | 0 |  |  |  |  | 0 | 0
8148 | UCAR #1 | 2 | South | YES | -0.087915 | 6.1 | 0 | 7 | 0 | 1.009 | Cogen | -1 | 0.22966 | 0 | 0 |  |  |  |  | -0.22966 | 0 |  |  |  |  | 0 | 0
80137 | CSDR89 | 8 | South | YES | -0.087915 | 33.9 | 0 | 39 | 0 | 1.003 | DCTie | -1 | 0.22966 | 0 | 0 |  |  |  |  | -0.22966 | 0 |  |  |  |  | 0 | 0
80137 | CSDR89 | 9 | South | YES | -0.087915 | 15 | 0 | 15 | 0 | 1.003 | DCTie | -1 | 0.22966 | 0 | 0 |  |  |  |  | -0.22966 | 0 |  |  |  |  | 0 | 0
80138 | CSDR7 | 7 | South | YES | -0.087915 | 6.1 | 0 | 7 | 0 | 1.014 | DCTie | -1 | 0.22966 | 0 | 0 |  |  |  |  | -0.22966 | 0 |  |  |  |  | 0 | 0
80139 | CSDR56 | 5 | South | YES | -0.087915 | 15 | 0 | 15 |  | 1.0033 | DCTie | -1 | 0.22966 | 0 | 0 |  |  |  |  | -0.22966 | 0 |  |  |  |  | 0 | 0
80139 | CSDR56 | 6 | South | YES | -0.087915 | 0 | 0 | 39 |  | 1.0033 | DCTie | -1 | 0.22966 | 0 | 0 |  |  |  |  | -0.22966 | 0 |  |  |  |  | 0 | 0
80140 | CSDR11 | 11 | South | YES | -0.087915 | 33.9 | 0 | 39 | 0 | 1.03 | DCTie | -1 | 0.22966 | 0 | 0 |  |  |  |  | -0.22966 | 0 |  |  |  |  | 0 | 0
80226 | ALCOA G | 1 | South | YES | -0.091465 | 32.3 | 5 | 48 | 0 | 1.015 | Cogen | -1 | 0.23321 | 0 | 0 |  |  |  |  | -0.23321 | 0 |  |  |  |  | 0 | 0
8134 | FOR #1 | 1 | South | YES | -0.092534 | 54.1 | 45 | 79 | 0 | 1 | Cogen | -1 | 0.23428 | 0 | 0 |  |  |  |  | -0.23428 | 0 |  |  |  |  | 0 | 0
8138 | FOR #2 | 2 | South | YES | -0.092534 | 63.1 | 45 | 81 | 0 | 1 | Cogen | -1 | 0.23428 | 0 | 0 |  |  |  |  | -0.23428 | 0 |  |  |  |  | 0 | 0
8153 | FOR #3 | 3 | South | YES | -0.092534 | 63.1 | 45 | 79.9 | 0 | 1 | Cogen | -1 | 0.23428 | 0 | 0 |  |  |  |  | -0.23428 | 0 |  |  |  |  | 0 | 0
8154 | FOR #4 | 4 | South | YES | -0.092534 | 63.1 | 60 | 80 | 0 | 1 | Cogen | -1 | 0.23428 | 0 | 0 |  |  |  |  | -0.23428 | 0 |  |  |  |  | 0 | 0
8155 | FOR #5 | 5 | South | YES | -0.092534 | 63.1 | 60 | 78.4 | 0 | 1 | Cogen | -1 | 0.23428 | 0 | 0 |  |  |  |  | -0.23428 | 0 |  |  |  |  | 0 | 0
8156 | FOR #6 | 6 | South | YES | -0.092534 | 24.9 | 5 | 25 | 0 | 1 | Cogen | -1 | 0.23428 | 0 | 0 |  |  |  |  | -0.23428 | 0 |  |  |  |  | 0 | 0
8157 | FOR #7 | 7 | South | YES | -0.092534 | 28.8 | 5 | 46 | 0 | 1 | Cogen | -1 | 0.23428 | 0 | 0 |  |  |  |  | -0.23428 | 0 |  |  |  |  | 0 | 0
80051 | FOR #8 | 8 | South | YES | -0.092534 | 28 | 28 | 28 |  | 1 | Cogen | -1 | 0.23428 | 0 | 0 |  |  |  |  | -0.23428 | 0 |  |  |  |  | 0 | 0
80052 | FOR #9 | 9 | South | YES | -0.092534 | 29.7 | 5 | 43.6 | 0 | 1 | Cogen | -1 | 0.23428 | 0 | 0 |  |  |  |  | -0.23428 | 0 |  |  |  |  | 0 | 0
80053 | FOR #10 | 10 | South | YES | -0.092534 | 68.4 | 45 | 75 | 0 | 1 | Cogen | -1 | 0.23428 | 0 | 0 |  |  |  |  | -0.23428 | 0 |  |  |  |  | 0 | 0
60202 | FRNDDRCS | F | West | YES | 0.096211 | 0 | 0 | 0 | 0 | 0.9985 | AVR | 1 | 0.24656 | 0 | 0 |  |  |  |  | 0.24656 | 0 |  |  |  |  | 0 | 0
3416 | LAKE_CRK1_G | 1 | North | YES | 0.10156 | 60 | 33 | 75 |  | 1.029 | GST | 1 | 0.2519 | 75 | 75 | 7.6166 | 75 |  |  | 0.2519 | 18.8928 |  |  |  |  | 0 | 0
3417 | LAKE_CRK2_G | 2 | North | YES | 0.10156 | 177.6 | 40 | 222 | 0 | 1.029 | GST | 1 | 0.2519 | 222 | 222 | 22.5452 | 222 |  |  | 0.2519 | 55.9227 |  |  |  |  | 0 | 0
3403 | THOUSE_1G | 1 | North | YES | 0.10304 | 563 | 200 | 563 | 0 | 1.012 | GSC | 1 | 0.25339 | 563 | 563 | 58.0121 | 563 |  |  | 0.25339 | 142.6586 |  |  |  |  | 0 | 0
3404 | THOUSE_2G | 2 | North | YES | 0.10304 | 807 | 250 | 807 | 0 | 1.012 | GSC | 1 | 0.25339 | 807 | 807 | 83.1541 | 807 |  |  | 0.25339 | 204.4857 |  |  |  |  | 0 | 0
239 | BOSQUESW502 | 1 | North | YES | 0.10476 | 119.2 | 0 | 149 | 0 | 1.02 | GGT | 1 | 0.25511 | 149 | 149 | 15.6089 | 149 |  |  | 0.25511 | 38.0109 |  |  |  |  | 0 | 0
247 | BOSQUESW501 | 2 | North | YES | 0.10476 | 124.8 | 0 | 156 | 0 | 1.02 | GGT | 1 | 0.25511 | 156 | 156 | 16.3422 | 156 |  |  | 0.25511 | 39.7967 |  |  |  |  | 0 | 0
238 | BOSQUESW505 | 1 | North | YES | 0.10476 | 255 | 0 | 255 | 0 | 1.02 | CC | 1 | 0.25511 | 255 | 255 | 26.7133 | 255 |  |  | 0.25511 | 65.0523 |  |  |  |  | 0 | 0
253 | BOSQUESW804 | 2 | North | YES | 0.10775 | 80 | 0 | 80 | 0 | 1.032 | CC | 1 | 0.2581 | 80 | 80 | 8.6202 | 80 |  |  | 0.2581 | 20.6482 |  |  |  |  | 0 | 0
251 | BOSQUESW803 | 2 | North | YES | 0.10775 | 150 | 0 | 150 | 0 | 1.032 | CC | 1 | 0.2581 | 150 | 150 | 16.1629 | 150 |  |  | 0.2581 | 38.7153 |  |  |  |  | 0 | 0
60018 | DSKY1 | 1 | West | YES | 0.10831 | 21 | 0 | 84 | 0 | 1.023 | Wind | 1 | 0.25866 | 0 | 84 |  |  |  |  | 0.25866 | 21.7274 |  |  |  |  | 0 | 0
60000 | DSKY2 | 1 | West | YES | 0.10851 | 19.1 | 0 | 76.5 |  | 1.039 | Wind | 1 | 0.25886 | 0 | 76.5 |  |  |  |  | 0.25886 | 19.803 |  |  |  |  | 0 | 0
60017 | ORNNWP1 | 1 | West | YES | 0.10909 | 20 | 0 | 80 |  | 1.027 | Wind | 1 | 0.25944 | 0 | 80 |  |  |  |  | 0.25944 | 20.7553 |  |  |  |  | 0 | 0
38437 | TNSRBNMESA9 | 1 | West | YES | 0.11141 | 37.5 | 0 | 150 | 0 | 1.02 | Wind | 1 | 0.26176 | 0 | 150 |  |  |  |  | 0.26176 | 39.2635 |  |  |  |  | 0 | 0
38332 | TNWDWRDU2_8 | 1 | West | YES | 0.11147 | 20 | 0 | 80 | 0 | 1.0232 | Wind | 1 | 0.26182 | 0 | 80 |  |  |  |  | 0.26182 | 20.9458 |  |  |  |  | 0 | 0
60016 | WOODWRD11A | 1 | West | YES | 0.11149 | 20 | 0 | 80 |  | 1.033 | Wind | 1 | 0.26184 | 0 | 80 |  |  |  |  | 0.26184 | 20.9471 |  |  |  |  | 0 | 0
60005 | KING_SE1A | 1 | West | YES | 0.11157 | 10 | 0 | 40 |  | 1.035 | Wind | 1 | 0.26192 | 0 | 40 |  |  |  |  | 0.26192 | 10.4768 |  |  |  |  | 0 | 0
6016 | SWMESA | 1 | West | YES | 0.11157 | 18.8 | 0 | 75 |  | 1.03 | Wind | 1 | 0.26192 | 0 | 75 |  |  |  |  | 0.26192 | 19.644 |  |  |  |  | 0 | 0
60003 | KING_NE1A | 1 | West | YES | 0.11157 | 20 | 0 | 80 |  | 1.03 | Wind | 1 | 0.26192 | 0 | 80 |  |  |  |  | 0.26192 | 20.9536 |  |  |  |  | 0 | 0
60201 | RIO DRCS | F | West | YES | 0.1117 | 0 | 0 | 0 | 0 | 1.025 | AVR | 1 | 0.26204 | 0 | 0 |  |  |  |  | 0.26204 | 0 |  |  |  |  | 0 | 0
60007 | KING_SW1A | 1 | West | YES | 0.11201 | 20 | 0 | 80 |  | 1.03 | Wind | 1 | 0.26236 | 0 | 80 |  |  |  |  | 0.26236 | 20.9885 |  |  |  |  | 0 | 0
60019 | KING_NW1A | 1 | West | YES | 0.11201 | 20 | 0 | 80 |  | 1.03 | Wind | 1 | 0.26236 | 0 | 80 |  |  |  |  | 0.26236 | 20.9885 |  |  |  |  | 0 | 0
244 | WHITNYDM01 | 1 | North | YES | 0.11216 | 15 | 0 | 15 | 0 | 1.035 | Hydro | 1 | 0.26251 | 0 | 0 | 0 | 0 |  |  | 0.26251 | 0 |  |  |  |  | 0 | 0
245 | WHITNYDM02 | 2 | North | YES | 0.11216 | 15 | 0 | 15 | 0 | 1.035 | Hydro | 1 | 0.26251 | 0 | 0 | 0 | 0 |  |  | 0.26251 | 0 |  |  |  |  | 0 | 0
1349 | WESTXWIN_1G | 1 | West | YES | 0.11828 | 1.3 | 0 | 6.6 |  | 1.014 | Wind | 1 | 0.26863 | 0 | 6.6 |  |  |  |  | 0.26863 | 1.773 |  |  |  |  | 0 | 0
1350 | NWPWRG1_1G | 1 | West | YES | 0.11828 | 6.9 | 1 | 34.3 |  | 1.014 | Wind | 1 | 0.26863 | 0 | 34.3 |  |  |  |  | 0.26863 | 9.2141 |  |  |  |  | 0 | 0
60057 | CALLAHAN1A | 1 | West | YES | 0.11863 | 22.8 | 0 | 114 | 0 | 1.04 | Wind | 1 | 0.26898 | 0 | 114 |  |  |  |  | 0.26898 | 30.6638 |  |  |  |  | 0 | 0
1002 | PBCTAGE_1G | A | West | YES | 0.11874 | 64 | 64 | 66 | 0 | 1.036 | GGT | 1 | 0.26908 | 66 | 66 |  |  |  |  | 0.26908 | 17.7596 |  |  |  |  | 0 | 0
1003 | PBCTBGE_2G | B | West | YES | 0.11874 | 65 | 65 | 66 | 0 | 1.036 | GGT | 1 | 0.26908 | 66 | 66 |  |  |  |  | 0.26908 | 17.7596 |  |  |  |  | 0 | 0
1004 | PBCTCGE_3G | C | West | YES | 0.11874 | 62 | 62 | 67 | 0 | 1.036 | GGT | 1 | 0.26908 | 67 | 67 |  |  |  |  | 0.26908 | 18.0287 |  |  |  |  | 0 | 0
1006 | PBCTEGE_5G | E | West | YES | 0.11874 | 65 | 65 | 67 | 0 | 1.036 | GGT | 1 | 0.26908 | 67 | 67 |  |  |  |  | 0.26908 | 18.0287 |  |  |  |  | 0 | 0
1005 | PBCTDGE_4G | D | West | YES | 0.11874 | 65 | 65 | 68 | 0 | 1.036 | GGT | 1 | 0.26908 | 68 | 68 |  |  |  |  | 0.26908 | 18.2978 |  |  |  |  | 0 | 0
1007 | PB5GEN_6G | 5 | West | YES | 0.11874 | 91.2 | 40 | 114 | 0 | 1.036 | GST | 1 | 0.26908 | 114 | 114 |  |  |  |  | 0.26908 | 30.6757 |  |  |  |  | 0 | 0
1008 | PB6GEN_7G | 6 | West | YES | 0.11874 | 515 | 130 | 515 | 0 | 1.036 | GST | 1 | 0.26908 | 515 | 515 |  |  |  |  | 0.26908 | 138.5788 |  |  |  |  | 0 | 0
7038 | L_DELAWA1_1Y | 2 | West | YES | 0.11881 | 3 | 0 | 30 | 0 | 1 | Wind | 1 | 0.26915 | 0 | 30 |  |  |  |  | 0.26915 | 8.0746 |  |  |  |  | 0 | 0
7038 | L_DELAWA1_1Y | 1 | West | YES | 0.11881 | 3.5 | 0 | 35 | 0 | 1 | Wind | 1 | 0.26915 | 0 | 35 |  |  |  |  | 0.26915 | 9.4204 |  |  |  |  | 0 | 0
76091 | L_DIVIDE1_1N | W1 | West | YES | 0.11894 | 22.5 | 0 | 112.5 |  | 1.02 | Wind | 1 | 0.26929 | 0 | 112.5 |  |  |  |  | 0.26929 | 30.2949 |  |  |  |  | 0 | 0
76095 | L_CAPRSI1_1N | W1 | West | YES | 0.11894 | 29.9 | 0 | 149.5 | 0 | 1.02 | Wind | 1 | 0.26929 | 0 | 149.5 |  |  |  |  | 0.26929 | 40.2586 |  |  |  |  | 0 | 0
76096 | L_CAPRSI1_2N | W1 | West | YES | 0.11894 | 37.2 | 0 | 186 | 0 | 1.02 | Wind | 1 | 0.26929 | 0 | 186 |  |  |  |  | 0.26929 | 50.0876 |  |  |  |  | 0 | 0
76097 | L_CAPRGE1_1N | W1 | West | YES | 0.11894 | 42.9 | 0 | 214.5 | 0 | 1.02 | Wind | 1 | 0.26929 | 0 | 214.5 |  |  |  |  | 0.26929 | 57.7623 |  |  |  |  | 0 | 0
11147 | NOTREES_1G | 1 | West | YES | 0.11894 | 29.8 | 0 | 149 | 0 | 1.017 | Wind | 1 | 0.26929 | 0 | 149 |  |  |  |  | 0.26929 | 40.1242 |  |  |  |  | 0 | 0
76031 | L_GASCCR1_1N | W1 | West | YES | 0.11929 | 30 | 0 | 150 | 0 | 1.02 | Wind | 1 | 0.26964 | 0 | 150 |  |  |  |  | 0.26964 | 40.446 |  |  |  |  | 0 | 0
1320 | BSP 1 | 1 | West | YES | 0.11958 | 25.5 | 2.9 | 25.8 | 0 | 1 | Cogen | 1 | 0.26993 | 0 | 0 |  |  |  |  | 0.26993 | 0 |  |  |  |  | 0 | 0
1326 | STANTONW_8 | 1 | West | YES | 0.11971 | 20.1 | 0 | 100.5 |  | 1.01 | Wind | 1 | 0.27006 | 0 | 100.5 |  |  |  |  | 0.27006 | 27.1407 |  |  |  |  | 0 | 0
11022 | TIEHVCG_2G | 1 | West | YES | 0.11975 | 132.4 | 103 | 132.4 | 0 | 1.012 | CC | 1 | 0.2701 | 132.4 | 132.4 |  |  |  |  | 0.2701 | 35.7615 |  |  |  |  | 0 | 0
11023 | TIEHVCG_3G | 1 | West | YES | 0.11975 | 137.4 | 103 | 137.4 | 0 | 1.012 | CC | 1 | 0.2701 | 137.4 | 137.4 |  |  |  |  | 0.2701 | 37.112 |  |  |  |  | 0 | 0
11021 | TIEHVCG_1G | 1 | West | YES | 0.11975 | 142.1 | 103 | 142.1 | 0 | 1.012 | CC | 1 | 0.2701 | 142.1 | 142.1 |  |  |  |  | 0.2701 | 38.3815 |  |  |  |  | 0 | 0
11024 | TIEHVCG_4G | 1 | West | YES | 0.11975 | 147 | 103 | 147 | 0 | 1.012 | CC | 1 | 0.2701 | 147 | 147 |  |  |  |  | 0.2701 | 39.705 |  |  |  |  | 0 | 0
11020 | TIEHVSG_1G | 1 | West | YES | 0.11975 | 208.2 | 63 | 208.2 | 0 | 1.012 | CC | 1 | 0.2701 | 208.2 | 208.2 |  |  |  |  | 0.2701 | 56.2352 |  |  |  |  | 0 | 0
11025 | TIEHVSG_2G | 1 | West | YES | 0.11975 | 213.2 | 63 | 213.2 | 0 | 1.012 | CC | 1 | 0.2701 | 213.2 | 213.2 |  |  |  |  | 0.2701 | 57.5857 |  |  |  |  | 0 | 0
11001 | NAV1CT | 1 | West | YES | 0.11976 | 70.4 | 18 | 70.4 | 0 | 1.029 | CC | 1 | 0.27011 | 70.4 | 70.4 |  |  |  |  | 0.27011 | 19.016 |  |  |  |  | 0 | 0
11009 | NAV2CT | 1 | West | YES | 0.11976 | 71.4 | 18 | 71.4 | 0 | 1.029 | CC | 1 | 0.27011 | 71.4 | 71.4 |  |  |  |  | 0.27011 | 19.2861 |  |  |  |  | 0 | 0
11012 | NAV4CT | 1 | West | YES | 0.11976 | 80 | 18 | 80 | 0 | 1.029 | CC | 1 | 0.27011 | 80 | 80 |  |  |  |  | 0.27011 | 21.6091 |  |  |  |  | 0 | 0
11013 | NAV5CT | 1 | West | YES | 0.11976 | 80 | 18 | 80 | 0 | 1.029 | CC | 1 | 0.27011 | 80 | 80 |  |  |  |  | 0.27011 | 21.6091 |  |  |  |  | 0 | 0
11011 | NAV3ST | 1 | West | YES | 0.11976 | 92.8 | 40 | 92.8 | 0 | 1.029 | CC | 1 | 0.27011 | 92.8 | 92.8 |  |  |  |  | 0.27011 | 25.0666 |  |  |  |  | 0 | 0
11014 | NAV6ST | 1 | West | YES | 0.11976 | 115 | 40 | 115 | 0 | 1.029 | CC | 1 | 0.27011 | 115 | 115 |  |  |  |  | 0.27011 | 31.0631 |  |  |  |  | 0 | 0
1328 | OCOTILLO_1G | 1 | West | YES | 0.11983 | 11.6 | 0 | 58 |  | 1.01 | Wind | 1 | 0.27018 | 0 | 58 |  |  |  |  | 0.27018 | 15.6703 |  |  |  |  | 0 | 0
1333 | MCDDONAL_8 | 1 | West | YES | 0.12001 | 42.8 | 0 | 214.2 |  | 1.01 | Wind | 1 | 0.27035 | 0 | 214.2 |  |  |  |  | 0.27035 | 57.91 |  |  |  |  | 0 | 0
1327 | WILDHRSE_1G | 1 | West | YES | 0.12022 | 0 | 0 | 120 |  | 1 | Wind | 1 | 0.27057 | 0 | 120 |  |  |  |  | 0.27057 | 32.4688 |  |  |  |  | 0 | 0
1360 | GUNSIGHT_8 | 1 | West | YES | 0.12026 | 0 | 0 | 120 |  | 1.01 | Wind | 1 | 0.27061 | 0 | 120 |  |  |  |  | 0.27061 | 32.4731 |  |  |  |  | 0 | 0
11320 | COYOTE_1G | 1 | West | YES | 0.12053 | 22.5 | 0 | 225 |  | 1 | Wind | 1 | 0.27088 | 0 | 225 |  |  |  |  | 0.27088 | 60.9482 |  |  |  |  | 0 | 0
11309 | BULLCREK_2G | 1 | West | YES | 0.1206 | 20.9 | 0 | 180 |  | 1 | Wind | 1 | 0.27095 | 0 | 180 |  |  |  |  | 0.27095 | 48.7703 |  |  |  |  | 0 | 0
11310 | BULLCREK_1G | 1 | West | YES | 0.1206 | 15.1 | 0 | 180 |  | 1 | Wind | 1 | 0.27095 | 0 | 180 |  |  |  |  | 0.27095 | 48.7703 |  |  |  |  | 0 | 0
1045 | CALENG1G_1G | 1 | West | YES | 0.12061 | 73.4 | 27 | 73.4 | 0 | 1.014 | Cogen | 1 | 0.27096 | 0 | 0 |  |  |  |  | 0.27096 | 0 |  |  |  |  | 0 | 0
1046 | CALENG2G_2G | 2 | West | YES | 0.12061 | 73.4 | 27 | 73.4 | 0 | 1.014 | Cogen | 1 | 0.27096 | 0 | 0 |  |  |  |  | 0.27096 | 0 |  |  |  |  | 0 | 0
1047 | CALENG3G_3G | 3 | West | YES | 0.12061 | 70.4 | 27 | 70.4 | 0 | 1.014 | Cogen | 1 | 0.27096 | 0 | 0 |  |  |  |  | 0.27096 | 0 |  |  |  |  | 0 | 0
11065 | ELBOWCK_1G | 1 | West | YES | 0.12081 | 23.4 | 0 | 121.9 | 0 | 1 | Wind | 1 | 0.27116 | 0 | 121.9 |  |  |  |  | 0.27116 | 33.0546 |  |  |  |  | 0 | 0
1058 | LONGSHORE_5 | 1 | West | YES | 0.12081 | 30 | 0 | 150 |  | 1.01 | Wind | 1 | 0.27116 | 0 | 150 |  |  |  |  | 0.27116 | 40.6743 |  |  |  |  | 0 | 0
1058 | LONGSHORE_5 | 2 | West | YES | 0.12081 | 44 | 0 | 220 |  | 1.01 | Wind | 1 | 0.27116 | 0 | 220 |  |  |  |  | 0.27116 | 59.6556 |  |  |  |  | 0 | 0
60072 | HHOLLOW41A | 1 | West | YES | 0.12088 | 23 | 0 | 115 | 0 | 1.025 | Wind | 1 | 0.27123 | 0 | 115 |  |  |  |  | 0.27123 | 31.1911 |  |  |  |  | 0 | 0
60058 | BUFF_GAP1A | 1 | West | YES | 0.12088 | 24 | 0 | 120 |  | 1 | Wind | 1 | 0.27123 | 0 | 120 |  |  |  |  | 0.27123 | 32.5472 |  |  |  |  | 0 | 0
60063 | BUFF_GAP1B | 1 | West | YES | 0.12088 | 34 | 0 | 170.2 | 0 | 1.02 | Wind | 1 | 0.27123 | 0 | 170.2 |  |  |  |  | 0.27123 | 46.1628 |  |  |  |  | 0 | 0
60068 | HHOLLOW21A | 1 | West | YES | 0.12088 | 36.8 | 0 | 184 | 0 | 1.025 | Wind | 1 | 0.27123 | 0 | 184 |  |  |  |  | 0.27123 | 49.9058 |  |  |  |  | 0 | 0
60066 | H_HOLLOW1A | 1 | West | YES | 0.12088 | 44.4 | 0 | 222 | 0 | 1.005 | Wind | 1 | 0.27123 | 0 | 222 |  |  |  |  | 0.27123 | 60.2124 |  |  |  |  | 0 | 0
60070 | HHOLLOW31A | 1 | West | YES | 0.12088 | 44.8 | 0 | 224 | 0 | 1.025 | Wind | 1 | 0.27123 | 0 | 224 |  |  |  |  | 0.27123 | 60.7548 |  |  |  |  | 0 | 0
60060 | CIRELLO | 1 | West | YES | 0.12088 | 46.6 | 0 | 233 | 0 | 1 | Wind | 1 | 0.27123 | 0 | 233 |  |  |  |  | 0.27123 | 63.1959 |  |  |  |  | 0 | 0
1044 | MRGNFG_6G | F | West | YES | 0.12093 | 66 | 66 | 66 | 0 | 1.029 | GGT | 1 | 0.27128 | 66 | 66 |  |  |  |  | 0.27128 | 17.9047 |  |  |  |  | 0 | 0
1042 | MRGNDG_4G | D | West | YES | 0.12093 | 68 | 68 | 68 | 0 | 1.029 | GGT | 1 | 0.27128 | 68 | 68 |  |  |  |  | 0.27128 | 18.4472 |  |  |  |  | 0 | 0
1039 | MRGNAG_1G | A | West | YES | 0.12093 | 69 | 69 | 69 | 0 | 1.029 | GGT | 1 | 0.27128 | 69 | 69 |  |  |  |  | 0.27128 | 18.7185 |  |  |  |  | 0 | 0
1041 | MRGNCG_3G | C | West | YES | 0.12093 | 69 | 69 | 70 | 0 | 1.029 | GGT | 1 | 0.27128 | 70 | 70 |  |  |  |  | 0.27128 | 18.9898 |  |  |  |  | 0 | 0
1043 | MRGNEG_5G | E | West | YES | 0.12093 | 68 | 68 | 70 | 0 | 1.029 | GGT | 1 | 0.27128 | 70 | 70 |  |  |  |  | 0.27128 | 18.9898 |  |  |  |  | 0 | 0
1040 | MRGNBG_2G | B | West | YES | 0.12093 | 70 | 70 | 71 | 0 | 1.029 | GGT | 1 | 0.27128 | 71 | 71 |  |  |  |  | 0.27128 | 19.2611 |  |  |  |  | 0 | 0
1037 | MORGAN5G_5G | 5 | West | YES | 0.12093 | 109.6 | 40 | 137 | 0 | 1.029 | GST | 1 | 0.27128 | 137 | 137 |  |  |  |  | 0.27128 | 37.1658 |  |  |  |  | 0 | 0
6637 | SNYDERW1A | 1 | West | YES | 0.12097 | 12.6 | 0 | 63 | 0 | 1.025 | Wind | 1 | 0.27132 | 0 | 63 |  |  |  |  | 0.27132 | 17.0932 |  |  |  |  | 0 | 0
1073 | SCURRYCW_2G | 2 | West | YES | 0.12104 | 24 | 0 | 120 | 0 | 1.0217 | Wind | 1 | 0.27139 | 0 | 120 |  |  |  |  | 0.27139 | 32.5666 |  |  |  |  | 0 | 0
1068 | SCURRYCW_1G | 1 | West | YES | 0.12104 | 28.2 | 1.3 | 141 | 0 | 1.0217 | Wind | 1 | 0.27139 | 0 | 141 |  |  |  |  | 0.27139 | 38.2657 |  |  |  |  | 0 | 0
1069 | KINDERMG_1G | 1 | West | YES | 0.12105 | 25 | 5 | 25 | 0 | 1.017 | Cogen | 1 | 0.2714 | 0 | 0 |  |  |  |  | 0.2714 | 0 |  |  |  |  | 0 | 0
1070 | KINDERMG_2G | 1 | West | YES | 0.12105 | 45.7 | 12 | 45.7 | 0 | 1.017 | Cogen | 1 | 0.2714 | 0 | 0 |  |  |  |  | 0.2714 | 0 |  |  |  |  | 0 | 0
1071 | KINDERMG_3G | 1 | West | YES | 0.12105 | 45.7 | 12 | 45.7 | 0 | 1.017 | Cogen | 1 | 0.2714 | 0 | 0 |  |  |  |  | 0.2714 | 0 |  |  |  |  | 0 | 0
1062 | CIELOGEN_2G | 1 | West | YES | 0.12105 | 12.2 | 0 | 61 |  | 1 | Wind | 1 | 0.2714 | 0 | 61 |  |  |  |  | 0.2714 | 16.5553 |  |  |  |  | 0 | 0
1061 | CIELOGEN_1G | 1 | West | YES | 0.12105 | 19.8 | 0 | 99 |  | 1 | Wind | 1 | 0.2714 | 0 | 99 |  |  |  |  | 0.2714 | 26.8684 |  |  |  |  | 0 | 0
36998 | RDCNYNG1 | 1 | West | YES | 0.12123 | 16.8 | 0 | 84 |  | 1.01 | Wind | 1 | 0.27157 | 0 | 84 |  |  |  |  | 0.27157 | 22.8123 |  |  |  |  | 0 | 0
1354 | AEPWIND_8 | 1 | West | YES | 0.12133 | 20.2 | 0 | 101 |  | 1 | Wind | 1 | 0.27168 | 0 | 101 |  |  |  |  | 0.27168 | 27.4397 |  |  |  |  | 0 | 0
1343 | TRENTIPP_8 | 1 | West | YES | 0.12133 | 30 | 0 | 150 |  | 1.014 | Wind | 1 | 0.27168 | 0 | 150 |  |  |  |  | 0.27168 | 40.752 |  |  |  |  | 0 | 0
48733 | CBE_ST12 | 1 | Houston | YES | -0.12994 | 105 | 0 | 105 | 0 | 1.029 | CC | -1 | 0.27168 | 105 | 105 |  |  | -13.6434 | 105 | -0.27168 | -28.5268 |  |  |  |  | 0 | 0
48736 | CBE_ST34 | 1 | Houston | YES | -0.12994 | 105 | 0 | 105 | 0 | 1.029 | CC | -1 | 0.27168 | 105 | 105 |  |  | -13.6434 | 105 | -0.27168 | -28.5268 |  |  |  |  | 0 | 0
48731 | CBE_GT1 | 1 | Houston | YES | -0.12994 | 76 | 0 | 76 | 0 | 1.029 | CC | -1 | 0.27168 | 76 | 76 |  |  | -9.8752 | 76 | -0.27168 | -20.648 |  |  |  |  | 0 | 0
48732 | CBE_GT2 | 1 | Houston | YES | -0.12994 | 76 | 0 | 76 | 0 | 1.029 | CC | -1 | 0.27168 | 76 | 76 |  |  | -9.8752 | 76 | -0.27168 | -20.648 |  |  |  |  | 0 | 0
48734 | CBE_GT3 | 1 | Houston | YES | -0.12994 | 76 | 0 | 76 | 0 | 1.029 | CC | -1 | 0.27168 | 76 | 76 |  |  | -9.8752 | 76 | -0.27168 | -20.648 |  |  |  |  | 0 | 0
48735 | CBE_GT4 | 1 | Houston | YES | -0.12994 | 76 | 0 | 76 | 0 | 1.029 | CC | -1 | 0.27168 | 76 | 76 |  |  | -9.8752 | 76 | -0.27168 | -20.648 |  |  |  |  | 0 | 0
6407 | TURKTRAK1A | 1 | West | YES | 0.12153 | 33.9 | 0 | 169.5 | 0 | 1.025 | Wind | 1 | 0.27188 | 0 | 169.5 |  |  |  |  | 0.27188 | 46.0833 |  |  |  |  | 0 | 0
71051 | L_BITTCR1_1N | W1 | West | YES | 0.12198 | 7.5 | 0 | 37.5 |  | 1.02 | Wind | 1 | 0.27233 | 0 | 37.5 |  |  |  |  | 0.27233 | 10.2122 |  |  |  |  | 0 | 0
71061 | L_SWEETW1_5N | W1 | West | YES | 0.12198 | 16.1 | 0 | 80.5 | 0 | 1.02 | Wind | 1 | 0.27233 | 0 | 80.5 |  |  |  |  | 0.27233 | 21.9222 |  |  |  |  | 0 | 0
71060 | L_SWEETW1_4N | W1 | West | YES | 0.12198 | 21 | 0 | 105 | 0 | 1.02 | Wind | 1 | 0.27233 | 0 | 105 |  |  |  |  | 0.27233 | 28.5942 |  |  |  |  | 0 | 0
71054 | L_SWEETW1_1N | W1 | West | YES | 0.12198 | 21.5 | 0 | 107.5 |  | 1.02 | Wind | 1 | 0.27233 | 0 | 107.5 |  |  |  |  | 0.27233 | 29.275 |  |  |  |  | 0 | 0
71059 | L_SWEETW1_3N | W1 | West | YES | 0.12198 | 23.8 | 0 | 119 | 0 | 1.02 | Wind | 1 | 0.27233 | 0 | 119 |  |  |  |  | 0.27233 | 32.4068 |  |  |  |  | 0 | 0
71057 | L_SWEETW1_2N | W1 | West | YES | 0.12198 | 27 | 0 | 135 |  | 1.02 | Wind | 1 | 0.27233 | 0 | 135 |  |  |  |  | 0.27233 | 36.764 |  |  |  |  | 0 | 0
6144 | MCADOO1A | 1 | West | YES | 0.122 | 15 | 0 | 150 | 0 | 1.025 | Wind | 1 | 0.27235 | 0 | 150 |  |  |  |  | 0.27235 | 40.8525 |  |  |  |  | 0 | 0
11057 | CHAMPION_1G | 1 | West | YES | 0.12203 | 25.3 | 0 | 126.5 |  | 1 | Wind | 1 | 0.27238 | 0 | 126.5 |  |  |  |  | 0.27238 | 34.4556 |  |  |  |  | 0 | 0
11059 | INADALE_1G | 1 | West | YES | 0.12203 | 39.4 | 0 | 197 |  | 1 | Wind | 1 | 0.27238 | 0 | 197 |  |  |  |  | 0.27238 | 53.6581 |  |  |  |  | 0 | 0
11056 | ROSCOE_1G | 1 | West | YES | 0.12203 | 41.8 | 0 | 209 |  | 1 | Wind | 1 | 0.27238 | 0 | 209 |  |  |  |  | 0.27238 | 56.9266 |  |  |  |  | 0 | 0
11058 | PYRON_1G | 1 | West | YES | 0.12203 | 49.8 | 0 | 249 |  | 1 | Wind | 1 | 0.27238 | 0 | 249 |  |  |  |  | 0.27238 | 67.8216 |  |  |  |  | 0 | 0
1643 | SLSTR1PP_1G | 1 | North | YES | 0.12237 | 6 | 0 | 60 | 0 | 1.022 | Wind | 1 | 0.27272 | 0 | 60 | 7.3421 | 60 |  |  | 0.27272 | 16.3631 |  |  |  |  | 0 | 0
1416 | SWETWATR_1G | 1 | West | YES | 0.1225 | 30 | 18 | 30 | 0 | 1.026 | CC | 1 | 0.27285 | 30 | 30 |  |  |  |  | 0.27285 | 8.1854 |  |  |  |  | 0 | 0
1419 | SWETWATR_4G | 4 | West | YES | 0.1225 | 61 | 36 | 61 | 0 | 1.026 | CC | 1 | 0.27285 | 61 | 61 |  |  |  |  | 0.27285 | 16.6436 |  |  |  |  | 0 | 0
1418 | SWETWATR_3G | 3 | West | YES | 0.1225 | 68 | 36 | 68 | 0 | 1.026 | CC | 1 | 0.27285 | 68 | 68 |  |  |  |  | 0.27285 | 18.5535 |  |  |  |  | 0 | 0
1417 | SWETWATR_2G | 2 | West | YES | 0.1225 | 72 | 36 | 72 | 0 | 1.026 | CC | 1 | 0.27285 | 72 | 72 |  |  |  |  | 0.27285 | 19.6449 |  |  |  |  | 0 | 0
5911 | STP_GN1___1 | 1 | Houston | YES | -0.13148 | 1333 | 1249 | 1333 | 0 | 1.0406 | Nuc | -1 | 0.27322 | 0 | 0 |  |  | 0 | 0 | -0.27322 | 0 |  |  |  |  | 0 | 0
5912 | STP_GN2___2 | 2 | Houston | YES | -0.13148 | 1332 | 1249 | 1332 | 0 | 1.0406 | Nuc | -1 | 0.27322 | 0 | 0 |  |  | 0 | 0 | -0.27322 | 0 |  |  |  |  | 0 | 0
60081 | WHRLWIND1A | 1 | West | YES | 0.12302 | 12 | 0 | 60 | 0 | 1.03 | Wind | 1 | 0.27337 | 0 | 60 |  |  |  |  | 0.27337 | 16.4023 |  |  |  |  | 0 | 0
48911 | TGF_GT1_8000 | 1 | Houston | YES | -0.13302 | 69.2 | 0 | 69.2 |  | 1.029 | Cogen | -1 | 0.27476 | 0 | 0 |  |  | 0 | 0 | -0.27476 | 0 |  |  |  |  | 0 | 0
1437 | MESQUITW_1G | 1 | North | YES | 0.12467 | 40 | 0 | 400 | 0 | 1.023 | Wind | 1 | 0.27502 | 0 | 400 | 49.87 | 400 |  |  | 0.27502 | 110.0096 |  |  |  |  | 0 | 0
1438 | MESQUITW_2G | 1 | North | YES | 0.12468 | 23.6 | 0 | 236 |  | 1.017 | Wind | 1 | 0.27503 | 0 | 236 | 29.4245 | 236 |  |  | 0.27503 | 64.9068 |  |  |  |  | 0 | 0
1442 | COKFIELD_5 | 1 | North | YES | 0.12554 | 16.5 | 0 | 165 |  | 1.029 | Wind | 1 | 0.27589 | 0 | 165 | 20.7141 | 165 |  |  | 0.27589 | 45.5217 |  |  |  |  | 0 | 0
6100 | OKLA7A | EQ | West | YES | 0.12623 | 50 | -220 | 220 | 0 | 1.035 | DCTie | 1 | 0.27658 | 0 | 0 |  |  |  |  | 0.27658 | 0 |  |  |  |  | 0 | 0
6752 | OKLA0A | 1 | West | YES | 0.12623 | 649.7 | 175 | 649.7 | 0 | 1.035 | LIGCO | 1 | 0.27658 | 0 | 649.7 |  |  |  |  | 0.27658 | 179.6914 |  |  |  |  | 0 | 0
1433 | GRHAMSES_1G | 1 | North | YES | 0.12748 | 242 | 60 | 242 | 0 | 1.038 | GST | 1 | 0.27783 | 242 | 242 | 30.8514 | 242 |  |  | 0.27783 | 67.2358 |  |  |  |  | 0 | 0
332 | RWMILLER01 | 1 | North | YES | 0.12758 | 58.4 | 18.5 | 73 | 0 | 1.04 | GST | 1 | 0.27793 | 73 | 73 | 9.3131 | 73 |  |  | 0.27793 | 20.2886 |  |  |  |  | 0 | 0
336 | RWMILLER05 | 5 | North | YES | 0.12758 | 80.8 | 0 | 101 | 0 | 1.04 | GST | 1 | 0.27793 | 101 | 101 | 12.8853 | 101 |  |  | 0.27793 | 28.0705 |  |  |  |  | 0 | 0
335 | RWMILLER04 | 4 | North | YES | 0.12758 | 81.6 | 0 | 102 | 0 | 1.04 | GST | 1 | 0.27793 | 102 | 102 | 13.0129 | 102 |  |  | 0.27793 | 28.3484 |  |  |  |  | 0 | 0
333 | RWMILLER02 | 2 | North | YES | 0.12758 | 95.2 | 37 | 119 | 0 | 1.04 | GST | 1 | 0.27793 | 119 | 119 | 15.1817 | 119 |  |  | 0.27793 | 33.0732 |  |  |  |  | 0 | 0
334 | RWMILLER03 | 3 | North | YES | 0.12758 | 166.4 | 65 | 208 | 0 | 1.04 | GST | 1 | 0.27793 | 208 | 208 | 26.536 | 208 |  |  | 0.27793 | 57.8086 |  |  |  |  | 0 | 0
48885 | THW_5152 | B | Houston | YES | -0.1363 | 47.2 | 5 | 59 |  | 1.0319 | GGT | -1 | 0.27804 | 59 | 59 |  |  | -8.0415 | 59 | -0.27804 | -16.4046 |  |  |  |  | 0 | 0
48887 | THW_5556 | E | Houston | YES | -0.1363 | 47.2 | 5 | 59 |  | 1.0319 | GGT | -1 | 0.27804 | 59 | 59 |  |  | -8.0415 | 59 | -0.27804 | -16.4046 |  |  |  |  | 0 | 0
48885 | THW_5152 | A | Houston | YES | -0.1363 | 46.4 | 5 | 58 |  | 1.0319 | GGT | -1 | 0.27804 | 58 | 58 |  |  | -7.9052 | 58 | -0.27804 | -16.1265 |  |  |  |  | 0 | 0
48886 | THW_5354 | D | Houston | YES | -0.1363 | 46.4 | 5 | 58 |  | 1.0319 | GGT | -1 | 0.27804 | 58 | 58 |  |  | -7.9052 | 58 | -0.27804 | -16.1265 |  |  |  |  | 0 | 0
48886 | THW_5354 | C | Houston | YES | -0.1363 | 45.6 | 5 | 57 |  | 1.0319 | GGT | -1 | 0.27804 | 57 | 57 |  |  | -7.7689 | 57 | -0.27804 | -15.8485 |  |  |  |  | 0 | 0
48887 | THW_5556 | F | Houston | YES | -0.1363 | 45.6 | 5 | 57 |  | 1.0319 | GGT | -1 | 0.27804 | 57 | 57 |  |  | -7.7689 | 57 | -0.27804 | -15.8485 |  |  |  |  | 0 | 0
1432 | GRHAMSES_2G | 2 | North | YES | 0.12827 | 294.9 | 90 | 366 | 0 | 1.014 | GST | 1 | 0.27861 | 366 | 366 | 46.9454 | 366 |  |  | 0.27861 | 101.9731 |  |  |  |  | 0 | 0
1479 | WFCOGEN_1G | 1 | North | YES | 0.12838 | 16 | 12 | 20 | 0 | 1 | Cogen | 1 | 0.27873 | 0 | 0 | 0 | 0 |  |  | 0.27873 | 0 |  |  |  |  | 0 | 0
1479 | WFCOGEN_1G | 2 | North | YES | 0.12838 | 16 | 12 | 20 | 0 | 1 | Cogen | 1 | 0.27873 | 0 | 0 | 0 | 0 |  |  | 0.27873 | 0 |  |  |  |  | 0 | 0
1482 | WFCOGEN_2G | 1 | North | YES | 0.12838 | 16 | 12 | 20 | 0 | 1 | Cogen | 1 | 0.27873 | 0 | 0 | 0 | 0 |  |  | 0.27873 | 0 |  |  |  |  | 0 | 0
1482 | WFCOGEN_2G | 2 | North | YES | 0.12838 | 13.6 | 12 | 17 | 0 | 1 | Cogen | 1 | 0.27873 | 0 | 0 | 0 | 0 |  |  | 0.27873 | 0 |  |  |  |  | 0 | 0
1600 | BARTNWND_1G | 1 | North | YES | 0.12858 | 12 | 0 | 120 | 0 | 1.022 | Wind | 1 | 0.27893 | 0 | 120 | 15.4292 | 120 |  |  | 0.27893 | 33.4711 |  |  |  |  | 0 | 0
344 | MRSSHPRD | 1 | North | YES | 0.12878 | 0 | 0 | 12 |  | 1.03 | Hydro | 1 | 0.27912 | 0 | 0 | 0 | 0 |  |  | 0.27912 | 0 |  |  |  |  | 0 | 0
345 | MRSSHPRD01 | 2 | North | YES | 0.12878 | 0 | 0 | 12 |  | 1.03 | Hydro | 1 | 0.27912 | 0 | 0 | 0 | 0 |  |  | 0.27912 | 0 |  |  |  |  | 0 | 0
366 | JNSNCNTY802 | 1 | North | YES | 0.1292 | 168 | 20 | 168 | 0 | 1.02 | Cogen | 1 | 0.27955 | 0 | 0 | 0 | 0 |  |  | 0.27955 | 0 |  |  |  |  | 0 | 0
367 | JNSNCNTY802 | 2 | North | YES | 0.1292 | 90 | 20 | 90 | 0 | 1.02 | Cogen | 1 | 0.27955 | 0 | 0 | 0 | 0 |  |  | 0.27955 | 0 |  |  |  |  | 0 | 0
1895 | DECRDOVA_5G | D | North | YES | 0.13004 | 65 | 65 | 68 | 0 | 1.025 | GGT | 1 | 0.28039 | 68 | 68 | 8.8427 | 68 |  |  | 0.28039 | 19.0665 |  |  |  |  | 0 | 0
1893 | DECRDOVA_3G | B | North | YES | 0.13004 | 65 | 65 | 69 | 0 | 1.025 | GGT | 1 | 0.28039 | 69 | 69 | 8.9728 | 69 |  |  | 0.28039 | 19.3468 |  |  |  |  | 0 | 0
1894 | DECRDOVA_4G | C | North | YES | 0.13004 | 65 | 65 | 69 | 0 | 1.025 | GGT | 1 | 0.28039 | 69 | 69 | 8.9728 | 69 |  |  | 0.28039 | 19.3468 |  |  |  |  | 0 | 0
1892 | DECRDOVA_2G | A | North | YES | 0.13004 | 65 | 65 | 70 | 0 | 1.025 | GGT | 1 | 0.28039 | 70 | 70 | 9.1028 | 70 |  |  | 0.28039 | 19.6272 |  |  |  |  | 0 | 0
503 | NTHTEXAS01 | 1 | North | YES | 0.13007 | 0 | 5 | 18 |  | 1.015 | GST | 1 | 0.28042 | 18 | 18 | 2.3413 | 18 |  |  | 0.28042 | 5.0475 |  |  |  |  | 0 | 0
504 | NTHTEXAS02 | 2 | North | YES | 0.13007 | 14.4 | 5 | 18 |  | 1.015 | GST | 1 | 0.28042 | 18 | 18 | 2.3413 | 18 |  |  | 0.28042 | 5.0475 |  |  |  |  | 0 | 0
505 | NTHTEXAS03 | 3 | North | YES | 0.13007 | 30.4 | 15 | 38 |  | 1.015 | GST | 1 | 0.28042 | 38 | 38 | 4.9427 | 38 |  |  | 0.28042 | 10.6559 |  |  |  |  | 0 | 0
1898 | COMCHEPK_1G | 1 | North | YES | 0.13075 | 1217 | 1150 | 1217 | 0 | 1.032 | Nuc | 1 | 0.2811 | 0 | 0 | 0 | 0 |  |  | 0.2811 | 0 |  |  |  |  | 0 | 0
1899 | COMCHEPK_2G | 2 | North | YES | 0.13075 | 1159 | 1128 | 1159 | 0 | 1.032 | Nuc | 1 | 0.2811 | 0 | 0 | 0 | 0 |  |  | 0.2811 | 0 |  |  |  |  | 0 | 0
1453 | WCPWRCO_1G | 1 | North | YES | 0.13093 | 204 | 50 | 204 | 0 | 1.02 | CC | 1 | 0.28128 | 204 | 204 | 26.7103 | 204 |  |  | 0.28128 | 57.3815 |  |  |  |  | 0 | 0
1454 | WCPWRCO_2G | 2 | North | YES | 0.13093 | 204 | 50 | 204 | 0 | 1.02 | CC | 1 | 0.28128 | 204 | 204 | 26.7103 | 204 |  |  | 0.28128 | 57.3815 |  |  |  |  | 0 | 0
1455 | WCPWRCO_3G | 3 | North | YES | 0.13093 | 242 | 50 | 242 |  | 1.02 | CC | 1 | 0.28128 | 242 | 242 | 31.6858 | 242 |  |  | 0.28128 | 68.0702 |  |  |  |  | 0 | 0
1878 | WLFHOLW_2G | 2 | North | YES | 0.13113 | 215.7 | 105 | 215.7 | 0 | 1.032 | CC | 1 | 0.28148 | 215.7 | 215.7 | 28.2854 | 215.7 |  |  | 0.28148 | 60.7157 |  |  |  |  | 0 | 0
1877 | WLFHOLW_1G | 1 | North | YES | 0.13113 | 217.3 | 89.2 | 217.3 | 0 | 1.032 | CC | 1 | 0.28148 | 217.3 | 217.3 | 28.4952 | 217.3 |  |  | 0.28148 | 61.166 |  |  |  |  | 0 | 0
1879 | WLFHOLW_3G | 3 | North | YES | 0.13113 | 272.4 | 89.2 | 272.4 | 0 | 1.032 | CC | 1 | 0.28148 | 272.4 | 272.4 | 35.7206 | 272.4 |  |  | 0.28148 | 76.6757 |  |  |  |  | 0 | 0
1889 | DECRDOVA_1G | 1 | North | YES | 0.1314 | 779 | 255 | 779 | 0 | 1.02 | GSC | 1 | 0.28175 | 779 | 779 | 102.3629 | 779 |  |  | 0.28175 | 219.4848 |  |  |  |  | 0 | 0
581 | JCKCNTY802 | 2 | North | YES | 0.13185 | 147 | 0 | 147 | 0 | 1.022 | CC | 1 | 0.2822 | 147 | 147 | 19.3818 | 147 |  |  | 0.2822 | 41.4831 |  |  |  |  | 0 | 0
582 | JCKCNTY803 | 3 | North | YES | 0.13185 | 147 | 0 | 147 | 0 | 1.022 | CC | 1 | 0.2822 | 147 | 147 | 19.3818 | 147 |  |  | 0.2822 | 41.4831 |  |  |  |  | 0 | 0
580 | JCKCNTY801 | 1 | North | YES | 0.13185 | 288 | 0 | 288 | 0 | 1.022 | CC | 1 | 0.2822 | 288 | 288 | 37.9725 | 288 |  |  | 0.2822 | 81.273 |  |  |  |  | 0 | 0
1944 | MDLTHELP_4G | 4 | North | YES | 0.13241 | 211 | 74 | 211 | 0 | 1 | CC | 1 | 0.28275 | 211 | 211 | 27.9377 | 211 |  |  | 0.28275 | 59.6613 |  |  |  |  | 0 | 0
1943 | MDLTHELP_3G | 3 | North | YES | 0.13241 | 212 | 74 | 212 | 0 | 1 | CC | 1 | 0.28275 | 212 | 212 | 28.0701 | 212 |  |  | 0.28275 | 59.9441 |  |  |  |  | 0 | 0
1937 | MDLTHELP_5G | 5 | North | YES | 0.13241 | 224 | 74 | 224 | 0 | 1 | CC | 1 | 0.28275 | 224 | 224 | 29.6589 | 224 |  |  | 0.28275 | 63.3371 |  |  |  |  | 0 | 0
1938 | MDLTHELP_6G | 6 | North | YES | 0.13241 | 226 | 74 | 226 | 0 | 1 | CC | 1 | 0.28275 | 226 | 226 | 29.9238 | 226 |  |  | 0.28275 | 63.9026 |  |  |  |  | 0 | 0
1861 | EAGLEMNT_1G | MB | North | YES | 0.13328 | 0 | 30 | 112 |  | 1.022 | GST | 1 | 0.28362 | 0 | 0 | 0 | 0 |  |  | 0.28362 | 0 |  |  |  |  | 0 | 0
1862 | EAGLEMNT_2G | MB | North | YES | 0.13328 | 0 | 40 | 100 |  | 1.022 | GST | 1 | 0.28362 | 0 | 0 | 0 | 0 |  |  | 0.28362 | 0 |  |  |  |  | 0 | 0
1863 | EAGLEMNT_3G | MB | North | YES | 0.13328 | 0 | 50 | 378 |  | 1.022 | GST | 1 | 0.28362 | 0 | 0 | 0 | 0 |  |  | 0.28362 | 0 |  |  |  |  | 0 | 0
728 | WOLFRIDGE801 | 1 | North | YES | 0.13384 | 11.2 | 0 | 112.5 | 0 | 0.99 | Wind | 1 | 0.28419 | 0 | 112.5 | 15.0569 | 112.5 |  |  | 0.28419 | 31.9711 |  |  |  |  | 0 | 0
1942 | MDLTHELP_2G | 2 | North | YES | 0.13387 | 216.1 | 74 | 216.1 | 0 | 1 | CC | 1 | 0.28421 | 216.1 | 216.1 | 28.9282 | 216.1 |  |  | 0.28421 | 61.4186 |  |  |  |  | 0 | 0
1941 | MDLTHELP_1G | 1 | North | YES | 0.13387 | 216.4 | 74 | 216.4 | 0 | 1 | CC | 1 | 0.28421 | 216.4 | 216.4 | 28.9684 | 216.4 |  |  | 0.28421 | 61.5039 |  |  |  |  | 0 | 0
1947 | HANDLEY_3G | 3 | North | YES | 0.13388 | 316 | 100 | 395 | 0 | 1.022 | GST | 1 | 0.28423 | 395 | 395 | 52.883 | 395 |  |  | 0.28423 | 112.2708 |  |  |  |  | 0 | 0
1949 | HANDLEY_5G | 5 | North | YES | 0.13388 | 348 | 150 | 435 | 0 | 1.022 | GST | 1 | 0.28423 | 435 | 435 | 58.2382 | 435 |  |  | 0.28423 | 123.64 |  |  |  |  | 0 | 0
1948 | HANDLEY_4G | 4 | North | YES | 0.13413 | 348 | 150 | 435 | 0 | 1.022 | GST | 1 | 0.28448 | 435 | 435 | 58.3452 | 435 |  |  | 0.28448 | 123.747 |  |  |  |  | 0 | 0
923 | SPENCER_G4 | 1 | North | YES | 0.13518 | 48 | 20 | 61 | 0 | 1.03 | GST | 1 | 0.28553 | 61 | 61 | 8.246 | 61 |  |  | 0.28553 | 17.4173 |  |  |  |  | 0 | 0
924 | SPENCER_G5 | 1 | North | YES | 0.13518 | 52 | 20 | 66 | 0 | 1.03 | GST | 1 | 0.28553 | 66 | 66 | 8.9219 | 66 |  |  | 0.28553 | 18.8449 |  |  |  |  | 0 | 0
48591 | CHE_GT2_5030 | 2 | Houston | YES | -0.14526 | 173 | 50 | 173 |  | 1.029 | Cogen | -1 | 0.28701 | 0 | 0 |  |  | 0 | 0 | -0.28701 | 0 |  |  |  |  | 0 | 0
48811 | CVC_GT3_5045 | 3 | Houston | YES | -0.14526 | 156 | 91.8 | 156 | 0 | 1.029 | Cogen | -1 | 0.28701 | 0 | 0 |  |  | 0 | 0 | -0.28701 | 0 |  |  |  |  | 0 | 0
48812 | CVC_GT2_5020 | 2 | Houston | YES | -0.14526 | 158 | 91.8 | 158 | 0 | 1.029 | Cogen | -1 | 0.28701 | 0 | 0 |  |  | 0 | 0 | -0.28701 | 0 |  |  |  |  | 0 | 0
48813 | CVC_GT1_5035 | 1 | Houston | YES | -0.14526 | 160 | 91.8 | 160 | 0 | 1.029 | Cogen | -1 | 0.28701 | 0 | 0 |  |  | 0 | 0 | -0.28701 | 0 |  |  |  |  | 0 | 0
48814 | CVC_ST5_5040 | 1 | Houston | YES | -0.14526 | 162 | 91.8 | 162 | 0 | 1.029 | Cogen | -1 | 0.28701 | 0 | 0 |  |  | 0 | 0 | -0.28701 | 0 |  |  |  |  | 0 | 0
48883 | THW_GT1_GT_1 | B2 | Houston | YES | -0.14599 | 0 | 0 | 12 |  | 1.043 | GGT | -1 | 0.28773 | 12 | 12 |  |  | -1.7518 | 12 | -0.28773 | -3.4528 |  |  |  |  | 0 | 0
12323 | ENNSTRAC_2G | 2 | North | YES | 0.13766 | 116 | 100 | 116 | 0 | 1.036 | CC | 1 | 0.28801 | 116 | 116 | 15.9683 | 116 |  |  | 0.28801 | 33.4088 |  |  |  |  | 0 | 0
12322 | ENNSTRAC_1G | 1 | North | YES | 0.13766 | 196 | 130 | 196 | 0 | 1.036 | CC | 1 | 0.28801 | 196 | 196 | 26.981 | 196 |  |  | 0.28801 | 56.4494 |  |  |  |  | 0 | 0
2381 | NTHLK1_G | 1 | North | YES | 0.13771 | 0 | 35 | 156 |  | 1.022 | GST | 1 | 0.28805 | 156 | 156 | 21.4821 | 156 |  |  | 0.28805 | 44.9366 |  |  |  |  | 0 | 0
2382 | NTHLK2_G | 2 | North | YES | 0.13771 | 0 | 35 | 181 |  | 1.022 | GST | 1 | 0.28805 | 181 | 181 | 24.9248 | 181 |  |  | 0.28805 | 52.1379 |  |  |  |  | 0 | 0
2383 | NTHLK3_G | 3 | North | YES | 0.13771 | 0 | 50 | 329 |  | 1.022 | GST | 1 | 0.28805 | 329 | 329 | 45.3053 | 329 |  |  | 0.28805 | 94.7701 |  |  |  |  | 0 | 0
2371 | COLLIN_1G | MB | North | YES | 0.13797 | 0 | 40 | 138 |  | 1.022 | GST | 1 | 0.28832 | 0 | 0 | 0 | 0 |  |  | 0.28832 | 0 |  |  |  |  | 0 | 0
6948 | DENISNDM | 1 | North | YES | 0.13871 | 40 | 5 | 40 |  | 1.015 | Hydro | 1 | 0.28906 | 0 | 0 | 0 | 0 |  |  | 0.28906 | 0 |  |  |  |  | 0 | 0
6948 | DENISNDM | 2 | North | YES | 0.13871 | 31 | 5 | 40 |  | 1.015 | Hydro | 1 | 0.28906 | 0 | 0 | 0 | 0 |  |  | 0.28906 | 0 |  |  |  |  | 0 | 0
48874 | THW_ST4_ST_4 | 4 | Houston | YES | -0.14734 | 108 | 19 | 108 | 0 | 1.0435 | CC | -1 | 0.28909 | 108 | 108 |  |  | -15.913 | 108 | -0.28909 | -31.2217 |  |  |  |  | 0 | 0
48873 | THW_ST3_ST_3 | 3 | Houston | YES | -0.14734 | 107 | 19 | 107 | 0 | 1.0435 | CC | -1 | 0.28909 | 107 | 107 |  |  | -15.7657 | 107 | -0.28909 | -30.9326 |  |  |  |  | 0 | 0
48881 | THW_4344 | G | Houston | YES | -0.14734 | 58 | 5 | 58 | 0 | 1.0435 | CC | -1 | 0.28909 | 58 | 58 |  |  | -8.5459 | 58 | -0.28909 | -16.7672 |  |  |  |  | 0 | 0
48881 | THW_4344 | H | Houston | YES | -0.14734 | 58 | 5 | 58 | 0 | 1.0435 | CC | -1 | 0.28909 | 58 | 58 |  |  | -8.5459 | 58 | -0.28909 | -16.7672 |  |  |  |  | 0 | 0
48877 | THW_3334 | D | Houston | YES | -0.14734 | 57 | 5 | 57 | 0 | 1.0435 | CC | -1 | 0.28909 | 57 | 57 |  |  | -8.3986 | 57 | -0.28909 | -16.4781 |  |  |  |  | 0 | 0
48879 | THW_4142 | E | Houston | YES | -0.14734 | 56 | 5 | 56 | 0 | 1.0435 | CC | -1 | 0.28909 | 56 | 56 |  |  | -8.2512 | 56 | -0.28909 | -16.189 |  |  |  |  | 0 | 0
48875 | THW_3132 | A | Houston | YES | -0.14734 | 55 | 5 | 55 | 0 | 1.0435 | CC | -1 | 0.28909 | 55 | 55 |  |  | -8.1039 | 55 | -0.28909 | -15.8999 |  |  |  |  | 0 | 0
48877 | THW_3334 | C | Houston | YES | -0.14734 | 55 | 5 | 55 | 0 | 1.0435 | CC | -1 | 0.28909 | 55 | 55 |  |  | -8.1039 | 55 | -0.28909 | -15.8999 |  |  |  |  | 0 | 0
48879 | THW_4142 | F | Houston | YES | -0.14734 | 55 | 5 | 55 | 0 | 1.0435 | CC | -1 | 0.28909 | 55 | 55 |  |  | -8.1039 | 55 | -0.28909 | -15.8999 |  |  |  |  | 0 | 0
48875 | THW_3132 | B | Houston | YES | -0.14734 | 53 | 5 | 53 | 0 | 1.0435 | CC | -1 | 0.28909 | 53 | 53 |  |  | -7.8092 | 53 | -0.28909 | -15.3218 |  |  |  |  | 0 | 0
48598 | BTE_ST1_8070 | 4 | Houston | YES | -0.14735 | 269.2 | 60 | 269.2 | 0 | 1.0261 | CC | -1 | 0.2891 | 269.2 | 269.2 |  |  | -39.6672 | 269.2 | -0.2891 | -77.8254 |  |  |  |  | 0 | 0
48595 | BTE_GT2_8075 | 1 | Houston | YES | -0.14735 | 162.8 | 130 | 162.8 | 0 | 1.0261 | CC | -1 | 0.2891 | 162.8 | 162.8 |  |  | -23.9889 | 162.8 | -0.2891 | -47.0653 |  |  |  |  | 0 | 0
48596 | BTE_GT3_8045 | 2 | Houston | YES | -0.14735 | 161.4 | 130 | 161.4 | 0 | 1.0261 | CC | -1 | 0.2891 | 161.4 | 161.4 |  |  | -23.7826 | 161.4 | -0.2891 | -46.6605 |  |  |  |  | 0 | 0
48597 | BTE_GT4_8055 | 3 | Houston | YES | -0.14735 | 158.9 | 130 | 158.9 | 0 | 1.0261 | CC | -1 | 0.2891 | 158.9 | 158.9 |  |  | -23.4142 | 158.9 | -0.2891 | -45.9378 |  |  |  |  | 0 | 0
2414 | MTCK7_G | 7 | North | YES | 0.13894 | 0 | 30 | 115 |  | 1.022 | GST | 1 | 0.28929 | 115 | 115 | 15.978 | 115 |  |  | 0.28929 | 33.2681 |  |  |  |  | 0 | 0
2413 | MTCK6_G | 6 | North | YES | 0.13894 | 0 | 30 | 118 |  | 1.022 | GST | 1 | 0.28929 | 118 | 118 | 16.3948 | 118 |  |  | 0.28929 | 34.136 |  |  |  |  | 0 | 0
2417 | MTCK8_G | 8 | North | YES | 0.13894 | 444.8 | 60 | 556 | 0 | 1.022 | GSC | 1 | 0.28929 | 556 | 556 | 77.2501 | 556 |  |  | 0.28929 | 160.8441 |  |  |  |  | 0 | 0
1687 | VALLEY_1G | 1 | North | YES | 0.13895 | 136 | 15 | 170 | 0 | 1.029 | GST | 1 | 0.2893 | 170 | 170 | 23.6218 | 170 |  |  | 0.2893 | 49.1812 |  |  |  |  | 0 | 0
1688 | VALLEY_2G | 2 | North | YES | 0.13895 | 527 | 90 | 527 | 0 | 1.029 | GSC | 1 | 0.2893 | 527 | 527 | 73.2277 | 527 |  |  | 0.2893 | 152.4616 |  |  |  |  | 0 | 0
48583 | CBY_GT4_1 | 1 | Houston | YES | -0.1477 | 172 | 0 | 172 | 0 | 1.027 | GSC | -1 | 0.28945 | 172 | 172 |  |  | -25.4042 | 172 | -0.28945 | -49.7847 |  |  |  |  | 0 | 0
48584 | CBY_GT4_2 | 2 | Houston | YES | -0.1477 | 172 | 0 | 172 | 0 | 1.027 | CC | -1 | 0.28945 | 172 | 172 |  |  | -25.4042 | 172 | -0.28945 | -49.7847 |  |  |  |  | 0 | 0
48585 | CBY_ST4_1 | 3 | Houston | YES | -0.1477 | 172 | 0 | 172 | 0 | 1.027 | CC | -1 | 0.28945 | 172 | 172 |  |  | -25.4042 | 172 | -0.28945 | -49.7847 |  |  |  |  | 0 | 0
11691 | KMICHICT1_G | 1 | North | YES | 0.13925 | 144 | 80 | 144 | 0 | 1.026 | CC | 1 | 0.2896 | 144 | 144 | 20.0527 | 144 |  |  | 0.2896 | 41.703 |  |  |  |  | 0 | 0
11694 | KMICHICT4_G | 4 | North | YES | 0.13925 | 144 | 80 | 144 | 0 | 1.026 | CC | 1 | 0.2896 | 144 | 144 | 20.0527 | 144 |  |  | 0.2896 | 41.703 |  |  |  |  | 0 | 0
11692 | KMICHICT2_G | 2 | North | YES | 0.13925 | 146 | 80 | 146 | 0 | 1.026 | CC | 1 | 0.2896 | 146 | 146 | 20.3312 | 146 |  |  | 0.2896 | 42.2822 |  |  |  |  | 0 | 0
11695 | KMICHICT5_G | 5 | North | YES | 0.13925 | 148 | 80 | 148 | 0 | 1.026 | CC | 1 | 0.2896 | 148 | 148 | 20.6097 | 148 |  |  | 0.2896 | 42.8614 |  |  |  |  | 0 | 0
11696 | KMICHIST6_G | 6 | North | YES | 0.13925 | 310 | 60 | 310 | 0 | 1.026 | CC | 1 | 0.2896 | 310 | 310 | 43.169 | 310 |  |  | 0.2896 | 89.7772 |  |  |  |  | 0 | 0
11693 | KMICHIST3_G | 3 | North | YES | 0.13925 | 312 | 60 | 312 | 0 | 1.026 | CC | 1 | 0.2896 | 312 | 312 | 43.4476 | 312 |  |  | 0.2896 | 90.3564 |  |  |  |  | 0 | 0
1689 | VALLEY_3G | 3 | North | YES | 0.13925 | 0 | 25 | 375 |  | 1.003 | GST | 1 | 0.2896 | 375 | 375 | 52.2206 | 375 |  |  | 0.2896 | 108.6015 |  |  |  |  | 0 | 0
49851 | DOW17000 | 37 | Houston | YES | -0.14789 | 39 | 0 | 62 | 0 | 1 | Cogen | -1 | 0.28964 | 0 | 0 |  |  | 0 | 0 | -0.28964 | 0 |  |  |  |  | 0 | 0
49858 | DOW38100 | 31 | Houston | YES | -0.14789 | 45 | 0 | 71.4 |  | 1 | Cogen | -1 | 0.28964 | 0 | 0 |  |  | 0 | 0 | -0.28964 | 0 |  |  |  |  | 0 | 0
49859 | DOW38200 | 33 | Houston | YES | -0.14789 | 28 | 0 | 45 | 0 | 1 | Cogen | -1 | 0.28964 | 0 | 0 |  |  | 0 | 0 | -0.28964 | 0 |  |  |  |  | 0 | 0
49860 | DOW38300 | 32 | Houston | YES | -0.14789 | 63 | 0 | 101 |  | 1 | Cogen | -1 | 0.28964 | 0 | 0 |  |  | 0 | 0 | -0.28964 | 0 |  |  |  |  | 0 | 0
49862 | DOW39100 | 36 | Houston | YES | -0.14789 | 54 | 0 | 86 | 0 | 1 | Cogen | -1 | 0.28964 | 0 | 0 |  |  | 0 | 0 | -0.28964 | 0 |  |  |  |  | 0 | 0
49863 | DOW39200 | 35 | Houston | YES | -0.14789 | 55 | 0 | 88 | 0 | 1 | Cogen | -1 | 0.28964 | 0 | 0 |  |  | 0 | 0 | -0.28964 | 0 |  |  |  |  | 0 | 0
49865 | DOW41000 | 41 | Houston | YES | -0.14789 | 31 | 0 | 50 |  | 1 | Cogen | -1 | 0.28964 | 0 | 0 |  |  | 0 | 0 | -0.28964 | 0 |  |  |  |  | 0 | 0
49866 | DOW42000 | 42 | Houston | YES | -0.14789 | 11 | 0 | 18 |  | 1 | Cogen | -1 | 0.28964 | 0 | 0 |  |  | 0 | 0 | -0.28964 | 0 |  |  |  |  | 0 | 0
49869 | DOW49000 | 45 | Houston | YES | -0.14789 | 59 | 0 | 94 |  | 1 | Cogen | -1 | 0.28964 | 0 | 0 |  |  | 0 | 0 | -0.28964 | 0 |  |  |  |  | 0 | 0
49870 | DOW61000 | 61 | Houston | YES | -0.14789 | 44 | 0 | 70 | 0 | 1 | Cogen | -1 | 0.28964 | 0 | 0 |  |  | 0 | 0 | -0.28964 | 0 |  |  |  |  | 0 | 0
49871 | DOW62000 | 62 | Houston | YES | -0.14789 | 40 | 0 | 63 | 0 | 1 | Cogen | -1 | 0.28964 | 0 | 0 |  |  | 0 | 0 | -0.28964 | 0 |  |  |  |  | 0 | 0
49872 | DOW63000 | 63 | Houston | YES | -0.14789 | 45 | 0 | 72 | 0 | 1 | Cogen | -1 | 0.28964 | 0 | 0 |  |  | 0 | 0 | -0.28964 | 0 |  |  |  |  | 0 | 0
49873 | DOW64000 | 64 | Houston | YES | -0.14789 | 41 | 0 | 64.8 | 0 | 1 | Cogen | -1 | 0.28964 | 0 | 0 |  |  | 0 | 0 | -0.28964 | 0 |  |  |  |  | 0 | 0
49876 | DOW65000 | 65 | Houston | YES | -0.14789 | 63 | 0 | 101 | 0 | 1 | Cogen | -1 | 0.28964 | 0 | 0 |  |  | 0 | 0 | -0.28964 | 0 |  |  |  |  | 0 | 0
49877 | DOW66000 | 66 | Houston | YES | -0.14789 | 61 | 0 | 97 | 0 | 1 | Cogen | -1 | 0.28964 | 0 | 0 |  |  | 0 | 0 | -0.28964 | 0 |  |  |  |  | 0 | 0
49878 | DOW67000 | 67 | Houston | YES | -0.14789 | 65 | 0 | 103 | 0 | 1 | Cogen | -1 | 0.28964 | 0 | 0 |  |  | 0 | 0 | -0.28964 | 0 |  |  |  |  | 0 | 0
49882 | DOW81000 | 81 | Houston | YES | -0.14789 | 47 | 0 | 76 | 0 | 1 | Cogen | -1 | 0.28964 | 0 | 0 |  |  | 0 | 0 | -0.28964 | 0 |  |  |  |  | 0 | 0
49884 | DOW82000 | 82 | Houston | YES | -0.14789 | 51 | 0 | 80 | 0 | 1 | Cogen | -1 | 0.28964 | 0 | 0 |  |  | 0 | 0 | -0.28964 | 0 |  |  |  |  | 0 | 0
49885 | DOW83000 | 83 | Houston | YES | -0.14789 | 51 | 0 | 80 | 0 | 1 | Cogen | -1 | 0.28964 | 0 | 0 |  |  | 0 | 0 | -0.28964 | 0 |  |  |  |  | 0 | 0
49886 | DOW84000 | 84 | Houston | YES | -0.14789 | 107 | 0 | 171 | 0 | 0.98 | Cogen | -1 | 0.28964 | 0 | 0 |  |  | 0 | 0 | -0.28964 | 0 |  |  |  |  | 0 | 0
1679 | LAMARPWR_2G | 2 | North | YES | 0.13939 | 156 | 67.7 | 156 | 0 | 1.038 | CC | 1 | 0.28974 | 156 | 156 | 21.7447 | 156 |  |  | 0.28974 | 45.1991 |  |  |  |  | 0 | 0
1681 | LAMARPWR_4G | 4 | North | YES | 0.13939 | 156 | 67.7 | 156 | 0 | 1.038 | CC | 1 | 0.28974 | 156 | 156 | 21.7447 | 156 |  |  | 0.28974 | 45.1991 |  |  |  |  | 0 | 0
1682 | LAMARPWR_5G | 5 | North | YES | 0.13939 | 157 | 67.7 | 157 | 0 | 1.038 | CC | 1 | 0.28974 | 157 | 157 | 21.8841 | 157 |  |  | 0.28974 | 45.4889 |  |  |  |  | 0 | 0
1678 | LAMARPWR_1G | 1 | North | YES | 0.13939 | 160 | 67.7 | 160 | 0 | 1.038 | CC | 1 | 0.28974 | 160 | 160 | 22.3022 | 160 |  |  | 0.28974 | 46.3581 |  |  |  |  | 0 | 0
1680 | LAMARPWR_3G | 3 | North | YES | 0.13939 | 196 | 129.1 | 196 | 0 | 1.038 | CC | 1 | 0.28974 | 196 | 196 | 27.3202 | 196 |  |  | 0.28974 | 56.7886 |  |  |  |  | 0 | 0
1683 | LAMARPWR_6G | 6 | North | YES | 0.13939 | 198 | 129.1 | 198 | 0 | 1.038 | CC | 1 | 0.28974 | 198 | 198 | 27.599 | 198 |  |  | 0.28974 | 57.3681 |  |  |  |  | 0 | 0
1675 | PEC_1G | 1 | North | YES | 0.13948 | 76.7 | 35 | 76.7 | 0 | 1.022 | Cogen | 1 | 0.28983 | 0 | 0 | 0 | 0 |  |  | 0.28983 | 0 |  |  |  |  | 0 | 0
1676 | PEC_2G | 2 | North | YES | 0.13948 | 79.6 | 35 | 79.6 | 0 | 1.022 | Cogen | 1 | 0.28983 | 0 | 0 | 0 | 0 |  |  | 0.28983 | 0 |  |  |  |  | 0 | 0
1677 | PEC_3G | 3 | North | YES | 0.13948 | 88.4 | 35 | 88.4 | 0 | 1.022 | Cogen | 1 | 0.28983 | 0 | 0 | 0 | 0 |  |  | 0.28983 | 0 |  |  |  |  | 0 | 0
5925 | DCEAST | EQ | North | YES | 0.13963 | 400.3 | -600 | 600 | 0 | 1.025 | DCTie | 1 | 0.28998 | 0 | 0 | 0 | 0 |  |  | 0.28998 | 0 |  |  |  |  | 0 | 0
1701 | MOSES_1G | 1 | North | YES | 0.13963 | 558 | 175 | 558 | 0 | 1.023 | LIGCO | 1 | 0.28998 | 0 | 558 | 77.9135 | 558 |  |  | 0.28998 | 161.8083 |  |  |  |  | 0 | 0
1702 | MOSES_2G | 2 | North | YES | 0.13963 | 579 | 175 | 579 | 0 | 1.023 | LIGCO | 1 | 0.28998 | 0 | 579 | 80.8458 | 579 |  |  | 0.28998 | 167.8978 |  |  |  |  | 0 | 0
1703 | MOSES_3G | 3 | North | YES | 0.13963 | 808 | 463 | 808 | 0 | 1.023 | LIGCO | 1 | 0.28998 | 0 | 808 | 112.821 | 808 |  |  | 0.28998 | 234.303 |  |  |  |  | 0 | 0
48581 | CBY_GN1_1 | 1 | Houston | YES | -0.1483 | 595.2 | 108 | 744 | 0 | 1.0435 | GSC | -1 | 0.29005 | 744 | 744 |  |  | -110.3374 | 744 | -0.29005 | -215.797 |  |  |  |  | 0 | 0
845 | OLINGER_G4 | 1 | North | YES | 0.13991 | 51.9 | 0 | 76 | 0 | 1.03 | GGT | 1 | 0.29026 | 76 | 76 | 10.6333 | 76 |  |  | 0.29026 | 22.0598 |  |  |  |  | 0 | 0
842 | OLINGER_G1 | 1 | North | YES | 0.13991 | 55.4 | 20 | 79 | 0 | 1.03 | GST | 1 | 0.29026 | 79 | 79 | 11.053 | 79 |  |  | 0.29026 | 22.9306 |  |  |  |  | 0 | 0
843 | OLINGER_G2 | 1 | North | YES | 0.13991 | 76.2 | 25 | 110 | 0 | 1.03 | GST | 1 | 0.29026 | 110 | 110 | 15.3903 | 110 |  |  | 0.29026 | 31.9287 |  |  |  |  | 0 | 0
844 | OLINGER_G3 | 1 | North | YES | 0.13991 | 103.9 | 45 | 150 | 0 | 1.03 | GST | 1 | 0.29026 | 150 | 150 | 20.9868 | 150 |  |  | 0.29026 | 43.5391 |  |  |  |  | 0 | 0
48940 | WARVUE_GT1 | G1 | Houston | YES | -0.14852 | 15 | 0 | 15 |  | 1.021 | Cogen | -1 | 0.29027 | 0 | 0 |  |  | 0 | 0 | -0.29027 | 0 |  |  |  |  | 0 | 0
837 | NEWMAN_G5 | 1 | North | YES | 0.13994 | 0 | 15 | 40 |  | 1.01 | GST | 1 | 0.29028 | 40 | 40 | 5.5974 | 40 |  |  | 0.29028 | 11.6114 |  |  |  |  | 0 | 0
949 | STEAM2 | 1 | North | YES | 0.14011 | 26 | 8 | 26 | 0 | 0.99 | GST | 1 | 0.29046 | 26 | 26 | 3.6428 | 26 |  |  | 0.29046 | 7.5519 |  |  |  |  | 0 | 0
950 | STEAM3 | 1 | North | YES | 0.14011 | 41 | 13 | 42 | 0 | 1.02 | GST | 1 | 0.29046 | 42 | 42 | 5.8845 | 42 |  |  | 0.29046 | 12.1992 |  |  |  |  | 0 | 0
948 | STEAM1 | 1 | North | YES | 0.14011 | 0 | 12 | 20 |  | 1.02 | GST | 1 | 0.29046 | 20 | 20 | 2.8022 | 20 |  |  | 0.29046 | 5.8092 |  |  |  |  | 0 | 0
48651 | EP_1_2 | 1 | Houston | YES | -0.14873 | 4 | 0 | 5 | 0 | 1.0362 | Cogen | -1 | 0.29047 | 0 | 0 |  |  | 0 | 0 | -0.29047 | 0 |  |  |  |  | 0 | 0
48651 | EP_1_2 | 2 | Houston | YES | -0.14873 | 17.7 | 10 | 21 | 0 | 1.0362 | Cogen | -1 | 0.29047 | 0 | 0 |  |  | 0 | 0 | -0.29047 | 0 |  |  |  |  | 0 | 0
48690 | GBY_GN5_5 | 5 | Houston | YES | -0.14889 | 318.4 | 81 | 398 |  | 1.0362 | GSC | -1 | 0.29063 | 398 | 398 |  |  | -59.2574 | 398 | -0.29063 | -115.6726 |  |  |  |  | 0 | 0
49803 | EXN_15GT | 1 | Houston | YES | -0.1489 | 33 | 8.3 | 34 |  | 1.0326 | Cogen | -1 | 0.29065 | 0 | 0 |  |  | 0 | 0 | -0.29065 | 0 |  |  |  |  | 0 | 0
49804 | EXN_16GT | 2 | Houston | YES | -0.1489 | 32 | 8.3 | 34.7 |  | 1.0326 | Cogen | -1 | 0.29065 | 0 | 0 |  |  | 0 | 0 | -0.29065 | 0 |  |  |  |  | 0 | 0
49805 | EXN_17GT | 3 | Houston | YES | -0.1489 | 31 | 8.3 | 32.7 |  | 1.0326 | Cogen | -1 | 0.29065 | 0 | 0 |  |  | 0 | 0 | -0.29065 | 0 |  |  |  |  | 0 | 0
49826 | EXN938GT | 5 | Houston | YES | -0.1489 | 43 | 9.2 | 45.9 |  | 1.0326 | Cogen | -1 | 0.29065 | 0 | 0 |  |  | 0 | 0 | -0.29065 | 0 |  |  |  |  | 0 | 0
49828 | EXN941GT | 10 | Houston | YES | -0.1489 | 17.7 | 5.4 | 17.7 | 0 | 1.0326 | Cogen | -1 | 0.29065 | 0 | 0 |  |  | 0 | 0 | -0.29065 | 0 |  |  |  |  | 0 | 0
49829 | EXN942GT | 11 | Houston | YES | -0.1489 | 20 | 5.4 | 20.4 | 0 | 1.0326 | Cogen | -1 | 0.29065 | 0 | 0 |  |  | 0 | 0 | -0.29065 | 0 |  |  |  |  | 0 | 0
49830 | EXN943GT | 12 | Houston | YES | -0.1489 | 19 | 5.4 | 19.9 | 0 | 1.0326 | Cogen | -1 | 0.29065 | 0 | 0 |  |  | 0 | 0 | -0.29065 | 0 |  |  |  |  | 0 | 0
49831 | EXN944GT | 13 | Houston | YES | -0.1489 | 33 | 5.4 | 35 | 0 | 1.0326 | Cogen | -1 | 0.29065 | 0 | 0 |  |  | 0 | 0 | -0.29065 | 0 |  |  |  |  | 0 | 0
49832 | EXN945GT | 9 | Houston | YES | -0.1489 | 18.5 | 9.2 | 18.5 |  | 1.0326 | Cogen | -1 | 0.29065 | 0 | 0 |  |  | 0 | 0 | -0.29065 | 0 |  |  |  |  | 0 | 0
49837 | EXN_GT | 4 | Houston | YES | -0.1489 | 81 | 21.3 | 85.4 |  | 1.0326 | Cogen | -1 | 0.29065 | 0 | 0 |  |  | 0 | 0 | -0.29065 | 0 |  |  |  |  | 0 | 0
49838 | EXN_14GT | 14 | Houston | YES | -0.1489 | 140 | 0 | 148 |  | 1.0326 | Cogen | -1 | 0.29065 | 0 | 0 |  |  | 0 | 0 | -0.29065 | 0 |  |  |  |  | 0 | 0
48520 | BSF_GT1_8070 | 1 | Houston | YES | -0.14895 | 72 | 0 | 72 | 0 | 1.0326 | Cogen | -1 | 0.29069 | 0 | 0 |  |  | 0 | 0 | -0.29069 | 0 |  |  |  |  | 0 | 0
48520 | BSF_GT1_8070 | 2 | Houston | YES | -0.14895 | 10 | 0 | 10 | 0 | 1.0326 | Cogen | -1 | 0.29069 | 0 | 0 |  |  | 0 | 0 | -0.29069 | 0 |  |  |  |  | 0 | 0
12440 | PARKD_1SVC8 | 1 | North | YES | 0.14047 | 0 | 0 | 0 | 0 | 1.007 | GST | 1 | 0.29082 | 0 | 0 | 0 | 0 |  |  | 0.29082 | 0 |  |  |  |  | 0 | 0
12449 | PARKD_2SVC8 | 1 | North | YES | 0.14047 | 0 | 0 | 0 | 0 | 1.007 | GST | 1 | 0.29082 | 0 | 0 | 0 | 0 |  |  | 0.29082 | 0 |  |  |  |  | 0 | 0
48582 | CBY_GN2_2 | 2 | Houston | YES | -0.14913 | 596.8 | 110 | 746 | 0 | 1.0435 | GSC | -1 | 0.29087 | 746 | 746 |  |  | -111.2472 | 746 | -0.29087 | -216.9903 |  |  |  |  | 0 | 0
2451 | LKHB1_G | 1 | North | YES | 0.14054 | 0 | 80 | 391 |  | 1.022 | GST | 1 | 0.29089 | 391 | 391 | 54.9515 | 391 |  |  | 0.29089 | 113.738 |  |  |  |  | 0 | 0
2452 | LKHB2_G | 2 | North | YES | 0.14054 | 516 | 80 | 516 | 0 | 1.022 | GST | 1 | 0.29089 | 516 | 516 | 72.5192 | 516 |  |  | 0.29089 | 150.0992 |  |  |  |  | 0 | 0
48815 | CVC_GT4_8005 | 4 | Houston | YES | -0.14936 | 165 | 91.8 | 165 |  | 1.0362 | Cogen | -1 | 0.29111 | 0 | 0 |  |  | 0 | 0 | -0.29111 | 0 |  |  |  |  | 0 | 0
48791 | PSA_GT1_8160 | 1 | Houston | YES | -0.14946 | 52 | 20.8 | 65 | 0 | 1.0362 | Cogen | -1 | 0.29121 | 0 | 0 |  |  | 0 | 0 | -0.29121 | 0 |  |  |  |  | 0 | 0
48792 | PSA_GT2_8155 | 2 | Houston | YES | -0.14946 | 52.8 | 20.3 | 66 | 0 | 1.0362 | Cogen | -1 | 0.29121 | 0 | 0 |  |  | 0 | 0 | -0.29121 | 0 |  |  |  |  | 0 | 0
48793 | PSA_GT3_8150 | 3 | Houston | YES | -0.14946 | 56 | 20.3 | 70 | 0 | 1.0362 | Cogen | -1 | 0.29121 | 0 | 0 |  |  | 0 | 0 | -0.29121 | 0 |  |  |  |  | 0 | 0
48794 | PSA_GT4_8145 | 4 | Houston | YES | -0.14946 | 52.8 | 20.3 | 66 | 0 | 1.0362 | Cogen | -1 | 0.29121 | 0 | 0 |  |  | 0 | 0 | -0.29121 | 0 |  |  |  |  | 0 | 0
48795 | PSA_GT5_8140 | 5 | Houston | YES | -0.14946 | 51.2 | 20.3 | 64 | 0 | 1.0362 | Cogen | -1 | 0.29121 | 0 | 0 |  |  | 0 | 0 | -0.29121 | 0 |  |  |  |  | 0 | 0
48796 | PSA_GN1_8165 | 1 | Houston | YES | -0.14946 | 83.2 | 43.1 | 104 | 0 | 1.0362 | Cogen | -1 | 0.29121 | 0 | 0 |  |  | 0 | 0 | -0.29121 | 0 |  |  |  |  | 0 | 0
48797 | PSA_GT6_8135 | 6 | Houston | YES | -0.14946 | 47.2 | 34.5 | 59 | 0 | 1.0362 | Cogen | -1 | 0.29121 | 0 | 0 |  |  | 0 | 0 | -0.29121 | 0 |  |  |  |  | 0 | 0
39760 | TNSCLP1___8 | 1 | Houston | YES | -0.14989 | 93.4 | 20 | 116.8 | 0 | 1.04 | Cogen | -1 | 0.29163 | 0 | 0 |  |  | 0 | 0 | -0.29163 | 0 |  |  |  |  | 0 | 0
39770 | TNSCLP2___8 | 1 | Houston | YES | -0.14989 | 91.6 | 20 | 114.5 | 0 | 1.04 | Cogen | -1 | 0.29163 | 0 | 0 |  |  | 0 | 0 | -0.29163 | 0 |  |  |  |  | 0 | 0
39775 | TNSCLP4___8 | 1 | Houston | YES | -0.14989 | 95.2 | 20 | 119 | 0 | 1.04 | Cogen | -1 | 0.29163 | 0 | 0 |  |  | 0 | 0 | -0.29163 | 0 |  |  |  |  | 0 | 0
39790 | TNSCLP3___8 | 1 | Houston | YES | -0.14989 | 87.6 | 20 | 109.5 | 0 | 1.027 | Cogen | -1 | 0.29163 | 0 | 0 |  |  | 0 | 0 | -0.29163 | 0 |  |  |  |  | 0 | 0
12411 | FPLEFR1A_G | 1 | North | YES | 0.1413 | 161 | 72 | 161 | 0 | 1 | CC | 1 | 0.29165 | 161 | 161 | 22.749 | 161 |  |  | 0.29165 | 46.9552 |  |  |  |  | 0 | 0
12422 | FPLEFR2B_G | 2 | North | YES | 0.1413 | 161 | 72 | 161 | 0 | 1 | CC | 1 | 0.29165 | 161 | 161 | 22.749 | 161 |  |  | 0.29165 | 46.9552 |  |  |  |  | 0 | 0
12421 | FPLEFR2A_G | 1 | North | YES | 0.1413 | 162 | 72 | 162 | 0 | 1 | CC | 1 | 0.29165 | 162 | 162 | 22.8903 | 162 |  |  | 0.29165 | 47.2468 |  |  |  |  | 0 | 0
12423 | FPLEFR2C_G | 3 | North | YES | 0.1413 | 163 | 72 | 163 | 0 | 1 | CC | 1 | 0.29165 | 163 | 163 | 23.0316 | 163 |  |  | 0.29165 | 47.5385 |  |  |  |  | 0 | 0
12412 | FPLEFR1B_G | 2 | North | YES | 0.1413 | 164 | 72 | 164 | 0 | 1 | CC | 1 | 0.29165 | 164 | 164 | 23.1729 | 164 |  |  | 0.29165 | 47.8301 |  |  |  |  | 0 | 0
12413 | FPLEFR1C_G | 3 | North | YES | 0.1413 | 164 | 72 | 164 | 0 | 1 | CC | 1 | 0.29165 | 164 | 164 | 23.1729 | 164 |  |  | 0.29165 | 47.8301 |  |  |  |  | 0 | 0
12414 | FPLEFR1S_G | 4 | North | YES | 0.1413 | 414 | 191 | 414 | 0 | 1 | CC | 1 | 0.29165 | 414 | 414 | 58.4974 | 414 |  |  | 0.29165 | 120.7418 |  |  |  |  | 0 | 0
12424 | FPLEFR2S_G | 4 | North | YES | 0.1413 | 415 | 191 | 415 | 0 | 1 | CC | 1 | 0.29165 | 415 | 415 | 58.6387 | 415 |  |  | 0.29165 | 121.0335 |  |  |  |  | 0 | 0
3126 | TRINIDAD_6G | 1 | North | YES | 0.14155 | 179.2 | 46 | 224 | 0 | 1 | GST | 1 | 0.2919 | 224 | 224 | 31.707 | 224 |  |  | 0.2919 | 65.3851 |  |  |  |  | 0 | 0
48511 | LPE_GT1_8070 | 1 | Houston | YES | -0.15069 | 42 | 0 | 42 | 0 | 1.0362 | GGT | -1 | 0.29244 | 42 | 42 |  |  | -6.3291 | 42 | -0.29244 | -12.2825 |  |  |  |  | 0 | 0
48512 | LPE_GT2_8075 | 2 | Houston | YES | -0.15069 | 42 | 0 | 42 | 0 | 1.0362 | GGT | -1 | 0.29244 | 42 | 42 |  |  | -6.3291 | 42 | -0.29244 | -12.2825 |  |  |  |  | 0 | 0
48513 | LPE_GT3_8080 | 3 | Houston | YES | -0.15069 | 39 | 0 | 39 | 0 | 1.0362 | GGT | -1 | 0.29244 | 39 | 39 |  |  | -5.8771 | 39 | -0.29244 | -11.4052 |  |  |  |  | 0 | 0
48514 | LPE_GT4_8085 | 4 | Houston | YES | -0.15069 | 39 | 0 | 39 | 0 | 1.0362 | GGT | -1 | 0.29244 | 39 | 39 |  |  | -5.8771 | 39 | -0.29244 | -11.4052 |  |  |  |  | 0 | 0
48645 | DPEC_ST55065 | 5 | Houston | YES | -0.15096 | 282 | 0 | 282 | 0 | 1.0319 | CC | -1 | 0.29271 | 282 | 282 |  |  | -42.5713 | 282 | -0.29271 | -82.5439 |  |  |  |  | 0 | 0
48641 | DPEC_GT15040 | 1 | Houston | YES | -0.15096 | 163.2 | 98 | 163.2 | 0 | 1.0319 | CC | -1 | 0.29271 | 163.2 | 163.2 |  |  | -24.637 | 163.2 | -0.29271 | -47.7701 |  |  |  |  | 0 | 0
48643 | DPEC_GT35010 | 3 | Houston | YES | -0.15096 | 157.5 | 98 | 157.5 | 0 | 1.0319 | CC | -1 | 0.29271 | 157.5 | 157.5 |  |  | -23.7765 | 157.5 | -0.29271 | -46.1016 |  |  |  |  | 0 | 0
48642 | DPEC_GT25025 | 2 | Houston | YES | -0.15096 | 157.1 | 98 | 157.1 | 0 | 1.0319 | CC | -1 | 0.29271 | 157.1 | 157.1 |  |  | -23.7161 | 157.1 | -0.29271 | -45.9845 |  |  |  |  | 0 | 0
48644 | DPEC_GT45070 | 4 | Houston | YES | -0.15096 | 157 | 98 | 157 | 0 | 1.0319 | CC | -1 | 0.29271 | 157 | 157 |  |  | -23.701 | 157 | -0.29271 | -45.9553 |  |  |  |  | 0 | 0
48820 | SHELLG1_3015 | 1 | Houston | YES | -0.15138 | 71 | 34.5 | 71 |  | 1.029 | Cogen | -1 | 0.29312 | 0 | 0 |  |  | 0 | 0 | -0.29312 | 0 |  |  |  |  | 0 | 0
48821 | SHELLG2 | 2 | Houston | YES | -0.15138 | 72 | 34.5 | 72 |  | 1.029 | Cogen | -1 | 0.29312 | 0 | 0 |  |  | 0 | 0 | -0.29312 | 0 |  |  |  |  | 0 | 0
48822 | SHELLG3_3020 | 1 | Houston | YES | -0.15138 | 39 | 0 | 39 |  | 1.029 | Cogen | -1 | 0.29312 | 0 | 0 |  |  | 0 | 0 | -0.29312 | 0 |  |  |  |  | 0 | 0
48822 | SHELLG3_3020 | 2 | Houston | YES | -0.15138 | 30 | 0 | 30 |  | 1.029 | Cogen | -1 | 0.29312 | 0 | 0 |  |  | 0 | 0 | -0.29312 | 0 |  |  |  |  | 0 | 0
48853 | SRB_GN3_3 | 3 | Houston | YES | -0.15157 | 170.4 | 35 | 213 |  | 1.0326 | GST | -1 | 0.29332 | 213 | 213 |  |  | -32.2846 | 213 | -0.29332 | -62.4767 |  |  |  |  | 0 | 0
48845 | SOL_GT1 | 1 | Houston | YES | -0.1516 | 16.2 | 15.4 | 16.2 |  | 1.0326 | Solar | -1 | 0.29335 | 16.2 | 16.2 |  |  | -2.4559 | 16.2 | -0.29335 | -4.7522 |  |  |  |  | 0 | 0
48611 | DIB_GT1_8080 | 1 | Houston | YES | -0.15162 | 64 | 0 | 64 | 0 | 1.0326 | Cogen | -1 | 0.29337 | 0 | 0 |  |  | 0 | 0 | -0.29337 | 0 |  |  |  |  | 0 | 0
48612 | DIB_GT2_8075 | 2 | Houston | YES | -0.15162 | 63.2 | 0 | 63.2 | 0 | 1.0326 | Cogen | -1 | 0.29337 | 0 | 0 |  |  | 0 | 0 | -0.29337 | 0 |  |  |  |  | 0 | 0
48613 | DIB_ST1_8085 | 3 | Houston | YES | -0.15162 | 67.9 | 30 | 82.6 | 0 | 1.0326 | Cogen | -1 | 0.29337 | 0 | 0 |  |  | 0 | 0 | -0.29337 | 0 |  |  |  |  | 0 | 0
48614 | DIB_GT3_8090 | 4 | Houston | YES | -0.15162 | 73.6 | 15 | 73.6 | 0 | 1.0326 | Cogen | -1 | 0.29337 | 0 | 0 |  |  | 0 | 0 | -0.29337 | 0 |  |  |  |  | 0 | 0
48854 | SRB_GN4_4 | 4 | Houston | YES | -0.15166 | 182.4 | 35 | 228 | 0 | 1.0326 | GST | -1 | 0.29341 | 228 | 228 |  |  | -34.5787 | 228 | -0.29341 | -66.897 |  |  |  |  | 0 | 0
48851 | SRB_GN1_1 | 1 | Houston | YES | -0.15168 | 132 | 26 | 165 | 0 | 1.0217 | GST | -1 | 0.29342 | 165 | 165 |  |  | -25.0267 | 165 | -0.29342 | -48.4149 |  |  |  |  | 0 | 0
48852 | SRB_GN2_2 | 2 | Houston | YES | -0.15169 | 140.8 | 26 | 176 | 0 | 1.0217 | GST | -1 | 0.29344 | 176 | 176 |  |  | -26.698 | 176 | -0.29344 | -51.6454 |  |  |  |  | 0 | 0
48855 | SRB_GT211035 | B1 | Houston | YES | -0.15171 | 0 | 0 | 18 |  | 1.014 | GGT | -1 | 0.29346 | 18 | 18 |  |  | -2.7308 | 18 | -0.29346 | -5.2823 |  |  |  |  | 0 | 0
48855 | SRB_GT211035 | B2 | Houston | YES | -0.15171 | 0 | 0 | 12 |  | 1.014 | GGT | -1 | 0.29346 | 12 | 12 |  |  | -1.8206 | 12 | -0.29346 | -3.5215 |  |  |  |  | 0 | 0
48551 | CAL_GT1_8045 | 1 | Houston | YES | -0.15181 | 149 | 0 | 149 | 0 | 1.0326 | Cogen | -1 | 0.29355 | 0 | 0 |  |  | 0 | 0 | -0.29355 | 0 |  |  |  |  | 0 | 0
48552 | CAL_ST1_8000 | 2 | Houston | YES | -0.15181 | 65.1 | 0 | 65.1 | 0 | 1.0326 | Cogen | -1 | 0.29355 | 0 | 0 |  |  | 0 | 0 | -0.29355 | 0 |  |  |  |  | 0 | 0
48740 | PSG_GN2_8050 | 1 | Houston | YES | -0.15185 | 182 | 60 | 182 | 0 | 1.0326 | Cogen | -1 | 0.2936 | 0 | 0 |  |  | 0 | 0 | -0.2936 | 0 |  |  |  |  | 0 | 0
48741 | PSG_GT2_8040 | 1 | Houston | YES | -0.15185 | 158.6 | 50 | 158.6 | 0 | 1.0326 | Cogen | -1 | 0.2936 | 0 | 0 |  |  | 0 | 0 | -0.2936 | 0 |  |  |  |  | 0 | 0
48742 | PSG_GT3_8060 | 1 | Houston | YES | -0.15185 | 157 | 50 | 157 | 0 | 1.0326 | Cogen | -1 | 0.2936 | 0 | 0 |  |  | 0 | 0 | -0.2936 | 0 |  |  |  |  | 0 | 0
48841 | SJS_GT1_GT1 | 1 | Houston | YES | -0.15219 | 62.4 | 49 | 78 | 0 | 1.0362 | Cogen | -1 | 0.29394 | 0 | 0 |  |  | 0 | 0 | -0.29394 | 0 |  |  |  |  | 0 | 0
48842 | SJS_GT2_GT2 | 2 | Houston | YES | -0.15219 | 64.8 | 49 | 81 | 0 | 1.0362 | Cogen | -1 | 0.29394 | 0 | 0 |  |  | 0 | 0 | -0.29394 | 0 |  |  |  |  | 0 | 0
48761 | PR_GT1__9040 | 1 | Houston | YES | -0.15221 | 26 | 0 | 35 |  | 1 | Cogen | -1 | 0.29395 | 0 | 0 |  |  | 0 | 0 | -0.29395 | 0 |  |  |  |  | 0 | 0
48593 | CHE_GT1_8015 | 1 | Houston | YES | -0.15222 | 173 | 50 | 173 | 0 | 1.0362 | Cogen | -1 | 0.29396 | 0 | 0 |  |  | 0 | 0 | -0.29396 | 0 |  |  |  |  | 0 | 0
48594 | CHE_GN4_8025 | 4 | Houston | YES | -0.15222 | 142 | 60 | 142 | 0 | 1.0362 | Cogen | -1 | 0.29396 | 0 | 0 |  |  | 0 | 0 | -0.29396 | 0 |  |  |  |  | 0 | 0
48500 | APD_GT1_8005 | 1 | Houston | YES | -0.15243 | 137.6 | 54.6 | 137.6 | 0 | 1.0362 | Cogen | -1 | 0.29417 | 0 | 0 |  |  | 0 | 0 | -0.29417 | 0 |  |  |  |  | 0 | 0
48531 | BYU_GT1_8075 | 1 | Houston | YES | -0.15289 | 65 | 0 | 65 |  | 1.0362 | Cogen | -1 | 0.29464 | 0 | 0 |  |  | 0 | 0 | -0.29464 | 0 |  |  |  |  | 0 | 0
48532 | BYU_GT2_8055 | 2 | Houston | YES | -0.15289 | 62 | 0 | 62 |  | 1.0362 | Cogen | -1 | 0.29464 | 0 | 0 |  |  | 0 | 0 | -0.29464 | 0 |  |  |  |  | 0 | 0
48533 | BYU_GT3_8060 | 3 | Houston | YES | -0.15289 | 67 | 0 | 67 |  | 1.0362 | Cogen | -1 | 0.29464 | 0 | 0 |  |  | 0 | 0 | -0.29464 | 0 |  |  |  |  | 0 | 0
48534 | BYU_GT4_8065 | 4 | Houston | YES | -0.15289 | 65 | 0 | 65 |  | 1.0362 | Cogen | -1 | 0.29464 | 0 | 0 |  |  | 0 | 0 | -0.29464 | 0 |  |  |  |  | 0 | 0
48730 | MNS_GT | 1 | Houston | YES | -0.15319 | 43 | 0 | 46.1 |  | 1.029 | Cogen | -1 | 0.29494 | 0 | 0 |  |  | 0 | 0 | -0.29494 | 0 |  |  |  |  | 0 | 0
48561 | CTL_GT2_8130 | 1 | Houston | YES | -0.15331 | 73.5 | 30.3 | 91.9 |  | 1.0362 | Cogen | -1 | 0.29506 | 0 | 0 |  |  | 0 | 0 | -0.29506 | 0 |  |  |  |  | 0 | 0
48562 | CTL_GT3_8135 | 2 | Houston | YES | -0.15331 | 70.1 | 30.3 | 87.6 |  | 1.0362 | Cogen | -1 | 0.29506 | 0 | 0 |  |  | 0 | 0 | -0.29506 | 0 |  |  |  |  | 0 | 0
48563 | CTL_GT4_8140 | 3 | Houston | YES | -0.15331 | 69.6 | 30.3 | 87 |  | 1.0362 | Cogen | -1 | 0.29506 | 0 | 0 |  |  | 0 | 0 | -0.29506 | 0 |  |  |  |  | 0 | 0
48564 | CTL_GN1_8145 | 4 | Houston | YES | -0.15331 | 43.6 | 12.9 | 54.5 |  | 1.0362 | Cogen | -1 | 0.29506 | 0 | 0 |  |  | 0 | 0 | -0.29506 | 0 |  |  |  |  | 0 | 0
48565 | CTL_GN2_8155 | 5 | Houston | YES | -0.15331 | 9.8 | 3.4 | 12.2 |  | 1.0362 | Cogen | -1 | 0.29506 | 0 | 0 |  |  | 0 | 0 | -0.29506 | 0 |  |  |  |  | 0 | 0
48510 | AK_GT1__8040 | 1 | Houston | YES | -0.15351 | 33.4 | 8.1 | 34 |  | 1.029 | Cogen | -1 | 0.29525 | 0 | 0 |  |  | 0 | 0 | -0.29525 | 0 |  |  |  |  | 0 | 0
3097 | MARTLAKE_1G | 1 | North | YES | 0.1454 | 790 | 500 | 790 | 0 | 1.017 | LIGCO | 1 | 0.29575 | 0 | 790 | 114.8636 | 790 |  |  | 0.29575 | 233.6393 |  |  |  |  | 0 | 0
3098 | MARTLAKE_2G | 2 | North | YES | 0.1454 | 795 | 461 | 795 | 0 | 1.017 | LIGCO | 1 | 0.29575 | 0 | 795 | 115.5906 | 795 |  |  | 0.29575 | 235.118 |  |  |  |  | 0 | 0
3099 | MARTLAKE_3G | 3 | North | YES | 0.1454 | 804 | 500 | 804 | 0 | 1.017 | LIGCO | 1 | 0.29575 | 0 | 804 | 116.8992 | 804 |  |  | 0.29575 | 237.7798 |  |  |  |  | 0 | 0
48772 | PHR_GN2_2 | MB | Houston | YES | -0.15416 | 0 | 72 | 459 |  | 1.0362 | GSC | -1 | 0.2959 | 0 | 0 |  |  | 0 | 0 | -0.2959 | 0 |  |  |  |  | 0 | 0
13117 | TGATEWAY_2G | 2 | North | YES | 0.14598 | 130 | 30 | 130 | 0 | 1.0232 | CC | 1 | 0.29633 | 130 | 130 | 18.9779 | 130 |  |  | 0.29633 | 38.5233 |  |  |  |  | 0 | 0
13118 | TGATEWAY_3G | 3 | North | YES | 0.14598 | 148 | 30 | 148 | 0 | 1.0232 | CC | 1 | 0.29633 | 148 | 148 | 21.6056 | 148 |  |  | 0.29633 | 43.8573 |  |  |  |  | 0 | 0
13116 | TGATEWAY_1G | 1 | North | YES | 0.14598 | 151 | 30 | 151 | 0 | 1.0232 | CC | 1 | 0.29633 | 151 | 151 | 22.0436 | 151 |  |  | 0.29633 | 44.7463 |  |  |  |  | 0 | 0
13119 | TGATEWAY_4G | 4 | North | YES | 0.14598 | 399 | 65 | 399 | 0 | 1.0232 | CC | 1 | 0.29633 | 399 | 399 | 58.2476 | 399 |  |  | 0.29633 | 118.2369 |  |  |  |  | 0 | 0
3348 | CHAMPION_1G | MB | North | YES | 0.14652 | 0 | 42 | 42 |  | 1 | Cogen | 1 | 0.29686 | 0 | 0 | 0 | 0 |  |  | 0.29686 | 0 |  |  |  |  | 0 | 0
3309 | ASPN_G | 1 | North | YES | 0.14658 | 50 | 0 | 50 |  | 1 | Bio | 1 | 0.29693 | 50 | 50 | 7.3289 | 50 |  |  | 0.29693 | 14.8463 |  |  |  |  | 0 | 0
3107 | STRYKER_1G | 1 | North | YES | 0.14667 | 145.6 | 45 | 182 | 0 | 1.029 | GST | 1 | 0.29702 | 182 | 182 | 26.6938 | 182 |  |  | 0.29702 | 54.0573 |  |  |  |  | 0 | 0
3108 | STRYKER_2G | 2 | North | YES | 0.14667 | 484 | 75 | 484 | 0 | 1.029 | GST | 1 | 0.29702 | 484 | 484 | 70.9878 | 484 |  |  | 0.29702 | 143.7567 |  |  |  |  | 0 | 0
48693 | GBY_83841065 | E | Houston | YES | -0.15548 | 45.6 | 20 | 57 | 0 | 1.0362 | GGT | -1 | 0.29723 | 57 | 57 |  |  | -8.8624 | 57 | -0.29723 | -16.942 |  |  |  |  | 0 | 0
48692 | GBY_81821075 | D | Houston | YES | -0.15548 | 44 | 20 | 55 | 0 | 1.0362 | GGT | -1 | 0.29723 | 55 | 55 |  |  | -8.5515 | 55 | -0.29723 | -16.3475 |  |  |  |  | 0 | 0
48693 | GBY_83841065 | F | Houston | YES | -0.15548 | 43.2 | 20 | 54 | 0 | 1.0362 | GGT | -1 | 0.29723 | 54 | 54 |  |  | -8.396 | 54 | -0.29723 | -16.0503 |  |  |  |  | 0 | 0
48691 | GBY_73741085 | A | Houston | YES | -0.15548 | 37.6 | 20 | 47 | 0 | 1.0362 | GGT | -1 | 0.29723 | 47 | 47 |  |  | -7.3076 | 47 | -0.29723 | -13.9697 |  |  |  |  | 0 | 0
48691 | GBY_73741085 | B | Houston | YES | -0.15548 | 37.6 | 20 | 47 | 0 | 1.0362 | GGT | -1 | 0.29723 | 47 | 47 |  |  | -7.3076 | 47 | -0.29723 | -13.9697 |  |  |  |  | 0 | 0
48692 | GBY_81821075 | C | Houston | YES | -0.15548 | 37.6 | 20 | 47 | 0 | 1.0362 | GGT | -1 | 0.29723 | 47 | 47 |  |  | -7.3076 | 47 | -0.29723 | -13.9697 |  |  |  |  | 0 | 0
38580 | TNBP_CGN1_8 | 1 | Houston | YES | -0.15556 | 70.8 | 0 | 70.8 | 0 | 1.005 | Cogen | -1 | 0.29731 | 0 | 0 |  |  | 0 | 0 | -0.29731 | 0 |  |  |  |  | 0 | 0
38590 | TNBP_CGN2_8 | 2 | Houston | YES | -0.15556 | 66.7 | 0 | 66.7 | 0 | 1.005 | Cogen | -1 | 0.29731 | 0 | 0 |  |  | 0 | 0 | -0.29731 | 0 |  |  |  |  | 0 | 0
38600 | TNBP_CGN3_8 | 5 | Houston | YES | -0.15556 | 53 | 0 | 53 | 0 | 1.005 | Cogen | -1 | 0.29731 | 0 | 0 |  |  | 0 | 0 | -0.29731 | 0 |  |  |  |  | 0 | 0
38611 | TNBPAMCG1_8 | 1 | Houston | YES | -0.15556 | 153.2 | 0 | 153.2 | 0 | 1.005 | Cogen | -1 | 0.29731 | 0 | 0 |  |  | 0 | 0 | -0.29731 | 0 |  |  |  |  | 0 | 0
38612 | TNBPAMCG2_8 | 2 | Houston | YES | -0.15556 | 153.5 | 0 | 153.5 | 0 | 1.005 | Cogen | -1 | 0.29731 | 0 | 0 |  |  | 0 | 0 | -0.29731 | 0 |  |  |  |  | 0 | 0
38613 | TNBPAMCG3_8 | 3 | Houston | YES | -0.15556 | 152.3 | 0 | 152.3 | 0 | 1.005 | Cogen | -1 | 0.29731 | 0 | 0 |  |  | 0 | 0 | -0.29731 | 0 |  |  |  |  | 0 | 0
38614 | TNBPAMCG4_8 | 4 | Houston | YES | -0.15556 | 96 | 0 | 96 |  | 1.005 | Cogen | -1 | 0.29731 | 0 | 0 |  |  | 0 | 0 | -0.29731 | 0 |  |  |  |  | 0 | 0
38615 | TNBPAMCG5_8 | 1 | Houston | YES | -0.15556 | 244 | 0 | 244 | 0 | 1.005 | Cogen | -1 | 0.29731 | 0 | 0 |  |  | 0 | 0 | -0.29731 | 0 |  |  |  |  | 0 | 0
38690 | TNBP_CGN4_8 | 3 | Houston | YES | -0.15556 | 40 | 0 | 40 |  | 1.005 | Cogen | -1 | 0.29731 | 0 | 0 |  |  | 0 | 0 | -0.29731 | 0 |  |  |  |  | 0 | 0
38711 | TNTXCTY1CG8 | 1 | Houston | YES | -0.15556 | 100.3 | 59 | 100.3 | 0 | 1 | Cogen | -1 | 0.29731 | 0 | 0 |  |  | 0 | 0 | -0.29731 | 0 |  |  |  |  | 0 | 0
38712 | TNTXCTY2CG8 | 1 | Houston | YES | -0.15556 | 92.9 | 59 | 92.9 | 0 | 1 | Cogen | -1 | 0.29731 | 0 | 0 |  |  | 0 | 0 | -0.29731 | 0 |  |  |  |  | 0 | 0
38713 | TNTXCTY3CG8 | 1 | Houston | YES | -0.15556 | 102.7 | 59 | 102.7 | 0 | 1 | Cogen | -1 | 0.29731 | 0 | 0 |  |  | 0 | 0 | -0.29731 | 0 |  |  |  |  | 0 | 0
38714 | TNTXCTY4CG8 | 1 | Houston | YES | -0.15556 | 103 | 59 | 103 | 0 | 1 | Cogen | -1 | 0.29731 | 0 | 0 |  |  | 0 | 0 | -0.29731 | 0 |  |  |  |  | 0 | 0
39470 | TNDOWCGNSG8 | 1 | Houston | YES | -0.15556 | 32 | 10 | 32 | 0 | 0.985 | Cogen | -1 | 0.29731 | 0 | 0 |  |  | 0 | 0 | -0.29731 | 0 |  |  |  |  | 0 | 0
39480 | TNDOWCGNGG8 | 1 | Houston | YES | -0.15556 | 30 | 10 | 30 | 0 | 0.985 | Cogen | -1 | 0.29731 | 0 | 0 |  |  | 0 | 0 | -0.29731 | 0 |  |  |  |  | 0 | 0
48924 | WAP_GN4_4 | 4 | Houston | YES | -0.1587 | 546 | 217 | 546 | 0 | 1.0362 | GSC | -1 | 0.30045 | 546 | 546 |  |  | -86.6502 | 546 | -0.30045 | -164.0439 |  |  |  |  | 0 | 0
48923 | WAP_GN3_3 | 3 | Houston | YES | -0.1587 | 198.4 | 93 | 248 | 0 | 1.0362 | GST | -1 | 0.30045 | 248 | 248 |  |  | -39.3576 | 248 | -0.30045 | -74.5108 |  |  |  |  | 0 | 0
48921 | WAP_GN1_1 | 1 | Houston | YES | -0.1587 | 132.8 | 37 | 166 | 0 | 1.0362 | GST | -1 | 0.30045 | 166 | 166 |  |  | -26.3442 | 166 | -0.30045 | -49.8742 |  |  |  |  | 0 | 0
48922 | WAP_GN2_2 | 2 | Houston | YES | -0.1587 | 132.8 | 37 | 166 | 0 | 1.0362 | GST | -1 | 0.30045 | 166 | 166 |  |  | -26.3442 | 166 | -0.30045 | -49.8742 |  |  |  |  | 0 | 0
48929 | WAPGT21_GT1 | B1 | Houston | YES | -0.1587 | 0 | 0 | 13 |  | 1.05 | GGT | -1 | 0.30045 | 13 | 13 |  |  | -2.0631 | 13 | -0.30045 | -3.9058 |  |  |  |  | 0 | 0
48925 | WAP_GN5_5 | 5 | Houston | YES | -0.1587 | 576.1 | 278 | 654 | 0 | 0.985 | LIGCO | -1 | 0.30045 | 0 | 654 |  |  | 0 | 0 | -0.30045 | 0 |  |  |  |  | 0 | 0
13134 | CALFREST_4G | 4 | North | YES | 0.15248 | 151.5 | 40 | 151.5 | 0 | 1.031 | CC | 1 | 0.30283 | 151.5 | 151.5 | 23.1003 | 151.5 |  |  | 0.30283 | 45.8781 |  |  |  |  | 0 | 0
13135 | CALFREST_5G | 5 | North | YES | 0.15248 | 152.3 | 57 | 152.3 | 0 | 1.031 | CC | 1 | 0.30283 | 152.3 | 152.3 | 23.2222 | 152.3 |  |  | 0.30283 | 46.1204 |  |  |  |  | 0 | 0
13136 | CALFREST_6G | 6 | North | YES | 0.15248 | 177.5 | 40 | 177.5 | 0 | 1.031 | CC | 1 | 0.30283 | 177.5 | 177.5 | 27.0647 | 177.5 |  |  | 0.30283 | 53.7516 |  |  |  |  | 0 | 0
13131 | CALFREST_1G | 1 | North | YES | 0.15276 | 150.7 | 40 | 150.7 | 0 | 1.031 | CC | 1 | 0.30311 | 150.7 | 150.7 | 23.0206 | 150.7 |  |  | 0.30311 | 45.6782 |  |  |  |  | 0 | 0
13132 | CALFREST_2G | 2 | North | YES | 0.15276 | 151 | 57 | 151 | 0 | 1.031 | CC | 1 | 0.30311 | 151 | 151 | 23.0665 | 151 |  |  | 0.30311 | 45.7692 |  |  |  |  | 0 | 0
13133 | CALFREST_3G | 3 | North | YES | 0.15276 | 177.4 | 40 | 177.4 | 0 | 1.031 | CC | 1 | 0.30311 | 177.4 | 177.4 | 27.0993 | 177.4 |  |  | 0.30311 | 53.7712 |  |  |  |  | 0 | 0
3382 | BBRN_2G | 2 | North | YES | 0.1541 | 589 | 225 | 589 | 0 | 1.03 | LIGCO | 1 | 0.30444 | 0 | 589 | 90.7625 | 589 |  |  | 0.30444 | 179.3181 |  |  |  |  | 0 | 0
3381 | BBRN_1G | 1 | North | YES | 0.1541 | 618 | 225 | 618 | 0 | 1.03 | LIGCO | 1 | 0.30444 | 0 | 618 | 95.2313 | 618 |  |  | 0.30444 | 188.147 |  |  |  |  | 0 | 0
48523 | BVE_ST1_GN1 | 3 | Houston | YES | -0.16958 | 252.4 | 0 | 252.4 |  | 1.035 | CC | -1 | 0.31133 | 252.4 | 252.4 |  |  | -42.803 | 252.4 | -0.31133 | -78.5799 |  |  |  |  | 0 | 0
48521 | BVE_GT1_GT1 | 1 | Houston | YES | -0.16958 | 167.7 | 0 | 167.7 |  | 1.035 | CC | -1 | 0.31133 | 167.7 | 167.7 |  |  | -28.4392 | 167.7 | -0.31133 | -52.2102 |  |  |  |  | 0 | 0
48522 | BVE_GT2_5035 | 2 | Houston | YES | -0.16958 | 166.4 | 0 | 166.4 |  | 1.035 | CC | -1 | 0.31133 | 166.4 | 166.4 |  |  | -28.2188 | 166.4 | -0.31133 | -51.8054 |  |  |  |  | 0 | 0
48926 | WAP_GN6_6 | 6 | Houston | YES | -0.16965 | 651 | 280 | 651 |  | 1.035 | LIGCO | -1 | 0.3114 | 0 | 651 |  |  | 0 | 0 | -0.3114 | 0 |  |  |  |  | 0 | 0
48927 | WAP_GN7_7 | 7 | Houston | YES | -0.16965 | 564 | 277 | 564 |  | 1.035 | LIGCO | -1 | 0.3114 | 0 | 564 |  |  | 0 | 0 | -0.3114 | 0 |  |  |  |  | 0 | 0
48928 | WAP_GN8_8 | 8 | Houston | YES | -0.16965 | 603 | 275 | 603 |  | 1.035 | LIGCO | -1 | 0.3114 | 0 | 603 |  |  | 0 | 0 | -0.3114 | 0 |  |  |  |  | 0 | 0
48722 | LEG_2___2 | 2 | North | YES | 0.17047 | 819 | 357 | 819 | 0 | 1.0348 | LIGCO | 1 | 0.32082 | 0 | 819 | 139.6149 | 819 |  |  | 0.32082 | 262.7507 |  |  |  |  | 0 | 0
48721 | LEG_1___1 | 1 | North | YES | 0.17047 | 827 | 357 | 827 | 0 | 1.0348 | LIGCO | 1 | 0.32082 | 0 | 827 | 140.9787 | 827 |  |  | 0.32082 | 265.3173 |  |  |  |  | 0 | 0
39960 | TNTNPONE_18 | 1 | North | YES | 0.18091 | 152.3 | 30 | 152.3 |  | 1.04 | LIGCO | 1 | 0.33126 | 0 | 152.3 | 27.5532 | 152.3 |  |  | 0.33126 | 50.4514 |  |  |  |  | 0 | 0
39970 | TNTNPONE_28 | 1 | North | YES | 0.18091 | 153 | 30 | 153 |  | 1.04 | LIGCO | 1 | 0.33126 | 0 | 153 | 27.6798 | 153 |  |  | 0.33126 | 50.6832 |  |  |  |  | 0 | 0
32884 | BRYN_DNSBY13 | 1 | North | YES | 0.18536 | 46 | 2 | 46 | 0 | 1.015 | GST | 1 | 0.33571 | 46 | 46 | 8.5266 | 46 |  |  | 0.33571 | 15.4426 |  |  |  |  | 0 | 0
32883 | BRYN_DNSBY3 | 1 | North | YES | 0.18536 | 0 | 2 | 48 |  | 1.015 | GST | 1 | 0.33571 | 48 | 48 | 8.8973 | 48 |  |  | 0.33571 | 16.114 |  |  |  |  | 0 | 0
32892 | BRYN_DNSBY14 | 1 | North | YES | 0.18536 | 84 | 25 | 105 | 0 | 1.035 | GST | 1 | 0.33571 | 105 | 105 | 19.4628 | 105 |  |  | 0.33571 | 35.2494 |  |  |  |  | 0 | 0
32886 | BRYN_ATKINS3 | MB | North | YES | 0.19 | 0 | 5 | 12 |  | 1 | GST | 1 | 0.34035 | 0 | 0 | 0 | 0 |  |  | 0.34035 | 0 |  |  |  |  | 0 | 0
32887 | BRYN_ATKINS6 | MB | North | YES | 0.19 | 0 | 12 | 51 |  | 1.028 | GST | 1 | 0.34035 | 0 | 0 | 0 | 0 |  |  | 0.34035 | 0 |  |  |  |  | 0 | 0
32890 | BRYN_ATKINS4 | MB | North | YES | 0.19 | 0 | 5 | 22 |  | 1.031 | GST | 1 | 0.34035 | 0 | 0 | 0 | 0 |  |  | 0.34035 | 0 |  |  |  |  | 0 | 0
32891 | BRYN_ATKINS5 | MB | North | YES | 0.19 | 0 | 5 | 25 |  | 1.031 | GST | 1 | 0.34035 | 0 | 0 | 0 | 0 |  |  | 0.34035 | 0 |  |  |  |  | 0 | 0
32888 | BRYN_ATKINS7 | 1 | North | YES | 0.19 | 13.6 | 4 | 17 |  | 1.028 | GGT | 1 | 0.34035 | 17 | 17 | 3.23 | 17 |  |  | 0.34035 | 5.7859 |  |  |  |  | 0 | 0
32798 | BRYN_TAMUGEN | 1 | North | YES | 0.19239 | 32 | 0 | 32 |  | 1.02 | GST | 1 | 0.34274 | 32 | 32 | 6.1564 | 32 |  |  | 0.34274 | 10.9676 |  |  |  |  | 0 | 0
990 | GIBN_CREK_G1 | 1 | North | YES | 0.20768 | 463 | 200 | 463 | 0 | 1.0275 | LIGCO | 1 | 0.35803 | 0 | 463 | 96.1563 | 463 |  |  | 0.35803 | 165.7679 |  |  |  |  | 0 | 0
48671 | FTR_GT1_5105 | 1 | North | YES | 0.21435 | 154.2 | 0 | 154.2 | 0 | 1.0319 | CC | 1 | 0.3647 | 154.2 | 154.2 | 33.0529 | 154.2 |  |  | 0.3647 | 56.2367 |  |  |  |  | 0 | 0
48673 | FTR_GT3_5085 | 3 | North | YES | 0.21435 | 158 | 0 | 158 | 0 | 1.0319 | CC | 1 | 0.3647 | 158 | 158 | 33.8675 | 158 |  |  | 0.3647 | 57.6226 |  |  |  |  | 0 | 0
48672 | FTR_GT2_5110 | 2 | North | YES | 0.21435 | 159 | 0 | 159 | 0 | 1.0319 | CC | 1 | 0.3647 | 159 | 159 | 34.0818 | 159 |  |  | 0.3647 | 57.9873 |  |  |  |  | 0 | 0
48674 | FTR_CN4_5095 | 4 | North | YES | 0.21435 | 380 | 0 | 380 | 0 | 1.0319 | CC | 1 | 0.3647 | 380 | 380 | 81.4534 | 380 |  |  | 0.3647 | 138.586 |  |  |  |  | 0 | 0
[26 empty] | 0 | 0
[26 empty] | 0 | 0
[26 empty] | 0 | 0
[26 empty] | 0 | 0
[26 empty] | 0 | 0
[26 empty] | 0 | 0
[26 empty] | 0 | 0
[26 empty] | 0 | 0
[26 empty] | 0 | 0
[26 empty] | 0 | 0
[26 empty] | 0 | 0
[26 empty] | 0 | 0
[26 empty] | 0 | 0
[26 empty] | 0 | 0
[26 empty] | 0 | 0
[26 empty] | 0 | 0
[26 empty] | 0 | 0
[26 empty] | 0 | 0
[26 empty] | 0 | 0
[26 empty] | 0 | 0
[26 empty] | 0 | 0
[26 empty] | 0 | 0
[26 empty] | 0 | 0
[26 empty] | 0 | 0
[26 empty] | 0 | 0
[26 empty] | 0 | 0
[26 empty] | 0 | 0
[26 empty] | 0 | 0
[26 empty] | 0 | 0
[26 empty] | 0 | 0
[26 empty] | 0 | 0
[26 empty] | 0 | 0
[26 empty] | 0 | 0
[26 empty] | 0 | 0
[26 empty] | 0 | 0
[26 empty] | 0 | 0
[26 empty] | 0 | 0
[26 empty] | 0 | 0
[26 empty] | 0 | 0
[26 empty] | 0 | 0
[26 empty] | 0 | 0
[26 empty] | 0 | 0
[26 empty] | 0 | 0
[26 empty] | 0 | 0
[26 empty] | 0 | 0
[26 empty] | 0 | 0
[26 empty] | 0 | 0
[26 empty] | 0 | 0
[26 empty] | 0 | 0
[26 empty] | 0 | 0
[26 empty] | 0 | 0
[26 empty] | 0 | 0
[26 empty] | 0 | 0
[26 empty] | 0 | 0
[26 empty] | 0 | 0
[26 empty] | 0 | 0
[26 empty] | 0 | 0
[26 empty] | 0 | 0
[26 empty] | 0 | 0
[26 empty] | 0 | 0
[26 empty] | 0 | 0
[26 empty] | 0 | 0
[26 empty] | 0 | 0
[26 empty] | 0 | 0
[26 empty] | 0 | 0
[26 empty] | 0 | 0
[26 empty] | 0 | 0
[26 empty] | 0 | 0
[26 empty] | 0 | 0
[26 empty] | 0 | 0
[26 empty] | 0 | 0
[26 empty] | 0 | 0
[26 empty] | 0 | 0
[26 empty] | 0 | 0
[26 empty] | 0 | 0
[26 empty] | 0 | 0
[26 empty] | 0 | 0
[26 empty] | 0 | 0
[26 empty] | 0 | 0
[26 empty] | 0 | 0
[26 empty] | 0 | 0
[26 empty] | 0 | 0
[26 empty] | 0 | 0
[26 empty] | 0 | 0
[26 empty] | 0 | 0
[26 empty] | 0 | 0
[26 empty] | 0 | 0
[26 empty] | 0 | 0
[26 empty] | 0 | 0
[26 empty] | 0 | 0
[26 empty] | 0 | 0
[26 empty] | 0 | 0
[26 empty] | 0 | 0
[26 empty] | 0 | 0
[26 empty] | 0 | 0
[26 empty] | 0 | 0
[26 empty] | 0 | 0
[26 empty] | 0 | 0
[26 empty] | 0 | 0
[26 empty] | 0 | 0
[26 empty] | 0 | 0
[26 empty] | 0 | 0
[26 empty] | 0 | 0
[26 empty] | 0 | 0
[26 empty] | 0 | 0
[26 empty] | 0 | 0
[26 empty] | 0 | 0
[26 empty] | 0 | 0
[26 empty] | 0 | 0
[26 empty] | 0 | 0
[26 empty] | 0 | 0
[26 empty] | 0 | 0
[26 empty] | 0 | 0
[26 empty] | 0 | 0
[26 empty] | 0 | 0
[26 empty] | 0 | 0
[26 empty] | 0 | 0
[26 empty] | 0 | 0
[26 empty] | 0 | 0
[26 empty] | 0 | 0
[26 empty] | 0 | 0
[26 empty] | 0 | 0
[26 empty] | 0 | 0
[26 empty] | 0 | 0
[26 empty] | 0 | 0
[26 empty] | 0 | 0
[26 empty] | 0 | 0
[26 empty] | 0 | 0
[26 empty] | 0 | 0
[26 empty] | 0 | 0
[26 empty] | 0 | 0
[26 empty] | 0 | 0
[26 empty] | 0 | 0
[26 empty] | 0 | 0
[26 empty] | 0 | 0
[26 empty] | 0 | 0
[26 empty] | 0 | 0
[26 empty] | 0 | 0
[26 empty] | 0 | 0
[26 empty] | 0 | 0
[26 empty] | 0 | 0
[26 empty] | 0 | 0
[26 empty] | 0 | 0
[26 empty] | 0 | 0
[26 empty] | 0 | 0
[26 empty] | 0 | 0
[26 empty] | 0 | 0
[26 empty] | 0 | 0
[26 empty] | 0 | 0
[26 empty] | 0 | 0
[26 empty] | 0 | 0
[26 empty] | 0 | 0
[26 empty] | 0 | 0
[26 empty] | 0 | 0
[26 empty] | 0 | 0
[26 empty] | 0 | 0
[26 empty] | 0 | 0
[26 empty] | 0 | 0
[26 empty] | 0 | 0
[26 empty] | 0 | 0
[26 empty] | 0 | 0
[26 empty] | 0 | 0
[26 empty] | 0 | 0
[26 empty] | 0 | 0
[26 empty] | 0 | 0
[26 empty] | 0 | 0
[26 empty] | 0 | 0
[26 empty] | 0 | 0
[26 empty] | 0 | 0
[26 empty] | 0 | 0
[26 empty] | 0 | 0
[26 empty] | 0 | 0
[26 empty] | 0 | 0
[26 empty] | 0 | 0
[26 empty] | 0 | 0
[26 empty] | 0 | 0
[26 empty] | 0 | 0
[26 empty] | 0 | 0
[26 empty] | 0 | 0
[26 empty] | 0 | 0
[26 empty] | 0 | 0
[26 empty] | 0 | 0
[26 empty] | 0 | 0
[26 empty] | 0 | 0
[26 empty] | 0 | 0
[26 empty] | 0 | 0
[26 empty] | 0 | 0
[26 empty] | 0 | 0
[26 empty] | 0 | 0
[26 empty] | 0 | 0
[26 empty] | 0 | 0
[26 empty] | 0 | 0
[26 empty] | 0 | 0
[26 empty] | 0 | 0
[26 empty] | 0 | 0
[26 empty] | 0 | 0
[26 empty] | 0 | 0
[26 empty] | 0 | 0
[26 empty] | 0 | 0
[26 empty] | 0 | 0
[26 empty] | 0 | 0
[26 empty] | 0 | 0
[26 empty] | 0 | 0
[26 empty] | 0 | 0
[26 empty] | 0 | 0
[26 empty] | 0 | 0
[26 empty] | 0 | 0
[26 empty] | 0 | 0
[26 empty] | 0 | 0
[26 empty] | 0 | 0
[26 empty] | 0 | 0
[26 empty] | 0 | 0
[26 empty] | 0 | 0
[26 empty] | 0 | 0
[26 empty] | 0 | 0
[26 empty] | 0 | 0
[26 empty] | 0 | 0
[26 empty] | 0 | 0
[26 empty] | 0 | 0
[26 empty] | 0 | 0
[26 empty] | 0 | 0
[26 empty] | 0 | 0
[26 empty] | 0 | 0
[26 empty] | 0 | 0
[26 empty] | 0 | 0
[26 empty] | 0 | 0
[26 empty] | 0 | 0
[26 empty] | 0 | 0
[26 empty] | 0 | 0
[26 empty] | 0 | 0
[26 empty] | 0 | 0
[26 empty] | 0 | 0
[26 empty] | 0 | 0
[26 empty] | 0 | 0
[26 empty] | 0 | 0
[26 empty] | 0 | 0
[26 empty] | 0 | 0
[26 empty] | 0 | 0
[26 empty] | 0 | 0
[26 empty] | 0 | 0
[26 empty] | 0 | 0
[26 empty] | 0 | 0
[26 empty] | 0 | 0
[26 empty] | 0 | 0
[26 empty] | 0 | 0
[26 empty] | 0 | 0
[26 empty] | 0 | 0
[26 empty] | 0 | 0
[26 empty] | 0 | 0
[26 empty] | 0 | 0
[26 empty] | 0 | 0
[26 empty] | 0 | 0
[26 empty] | 0 | 0
[26 empty] | 0 | 0
[26 empty] | 0 | 0
[26 empty] | 0 | 0
[26 empty] | 0 | 0
[26 empty] | 0 | 0
[26 empty] | 0 | 0
[26 empty] | 0 | 0
[26 empty] | 0 | 0
[26 empty] | 0 | 0
[26 empty] | 0 | 0
[26 empty] | 0 | 0
[26 empty] | 0 | 0
[26 empty] | 0 | 0
[26 empty] | 0 | 0
[26 empty] | 0 | 0
[26 empty] | 0 | 0
[26 empty] | 0 | 0
[26 empty] | 0 | 0
[26 empty] | 0 | 0
[26 empty] | 0 | 0
[26 empty] | 0 | 0
[26 empty] | 0 | 0
[26 empty] | 0 | 0
[26 empty] | 0 | 0
[26 empty] | 0 | 0
[26 empty] | 0 | 0
[26 empty] | 0 | 0
[26 empty] | 0 | 0
[26 empty] | 0 | 0
[26 empty] | 0 | 0
[26 empty] | 0 | 0
[26 empty] | 0 | 0
[26 empty] | 0 | 0
[26 empty] | 0 | 0
[26 empty] | 0 | 0
[26 empty] | 0 | 0
[26 empty] | 0 | 0
[26 empty] | 0 | 0
[26 empty] | 0 | 0
[26 empty] | 0 | 0
[26 empty] | 0 | 0
[26 empty] | 0 | 0
[26 empty] | 0 | 0
[26 empty] | 0 | 0
[26 empty] | 0 | 0
[26 empty] | 0 | 0
[26 empty] | 0 | 0
[26 empty] | 0 | 0
[26 empty] | 0 | 0
[26 empty] | 0 | 0
[26 empty] | 0 | 0
[26 empty] | 0 | 0
[26 empty] | 0 | 0
[26 empty] | 0 | 0
[26 empty] | 0 | 0
[26 empty] | 0 | 0
[26 empty] | 0 | 0
[26 empty] | 0 | 0
[26 empty] | 0 | 0
[26 empty] | 0 | 0
[26 empty] | 0 | 0
[26 empty] | 0 | 0
[26 empty] | 0 | 0
[26 empty] | 0 | 0
[26 empty] | 0 | 0
[26 empty] | 0 | 0
[26 empty] | 0 | 0
[26 empty] | 0 | 0
[26 empty] | 0 | 0
[26 empty] | 0 | 0
[26 empty] | 0 | 0
[26 empty] | 0 | 0
[26 empty] | 0 | 0
[26 empty] | 0 | 0
[26 empty] | 0 | 0
[26 empty] | 0 | 0
[26 empty] | 0 | 0
[26 empty] | 0 | 0
[26 empty] | 0 | 0
[26 empty] | 0 | 0
[26 empty] | 0 | 0
[26 empty] | 0 | 0
[26 empty] | 0 | 0
[26 empty] | 0 | 0
[26 empty] | 0 | 0
[26 empty] | 0 | 0
[26 empty] | 0 | 0
[26 empty] | 0 | 0
[26 empty] | 0 | 0
[26 empty] | 0 | 0
[26 empty] | 0 | 0
[26 empty] | 0 | 0
[26 empty] | 0 | 0
[26 empty] | 0 | 0
[26 empty] | 0 | 0
[26 empty] | 0 | 0
[26 empty] | 0 | 0
[26 empty] | 0 | 0
[26 empty] | 0 | 0
[26 empty] | 0 | 0
[26 empty] | 0 | 0
[26 empty] | 0 | 0
[26 empty] | 0 | 0
[26 empty] | 0 | 0
[26 empty] | 0 | 0
[26 empty] | 0 | 0
[26 empty] | 0 | 0
[26 empty] | 0 | 0
[26 empty] | 0 | 0
[26 empty] | 0 | 0
[26 empty] | 0 | 0
[26 empty] | 0 | 0
[26 empty] | 0 | 0
[26 empty] | 0 | 0
[26 empty] | 0 | 0
[26 empty] | 0 | 0
[26 empty] | 0 | 0
[26 empty] | 0 | 0
[26 empty] | 0 | 0
[26 empty] | 0 | 0
[26 empty] | 0 | 0
[26 empty] | 0 | 0
[26 empty] | 0 | 0
[26 empty] | 0 | 0
[26 empty] | 0 | 0
[26 empty] | 0 | 0
[26 empty] | 0 | 0
[26 empty] | 0 | 0
[26 empty] | 0 | 0
[26 empty] | 0 | 0
[26 empty] | 0 | 0
[26 empty] | 0 | 0
[26 empty] | 0 | 0
[26 empty] | 0 | 0
[26 empty] | 0 | 0
[26 empty] | 0 | 0
[26 empty] | 0 | 0
[26 empty] | 0 | 0
[26 empty] | 0 | 0
[26 empty] | 0 | 0
[26 empty] | 0 | 0
[26 empty] | 0 | 0
[26 empty] | 0 | 0
[26 empty] | 0 | 0
[26 empty] | 0 | 0
[26 empty] | 0 | 0
[26 empty] | 0 | 0
[26 empty] | 0 | 0
[26 empty] | 0 | 0
[26 empty] | 0 | 0
[26 empty] | 0 | 0
[26 empty] | 0 | 0
[26 empty] | 0 | 0
[26 empty] | 0 | 0
[26 empty] | 0 | 0
[26 empty] | 0 | 0
[26 empty] | 0 | 0
[26 empty] | 0 | 0
[26 empty] | 0 | 0
[26 empty] | 0 | 0
[26 empty] | 0 | 0
[26 empty] | 0 | 0
[26 empty] | 0 | 0
[26 empty] | 0 | 0
[26 empty] | 0 | 0
[26 empty] | 0 | 0
[26 empty] | 0 | 0
[26 empty] | 0 | 0
[26 empty] | 0 | 0
[26 empty] | 0 | 0
[26 empty] | 0 | 0
[26 empty] | 0 | 0
[26 empty] | 0 | 0
[26 empty] | 0 | 0
[26 empty] | 0 | 0
[26 empty] | 0 | 0
[26 empty] | 0 | 0
[26 empty] | 0 | 0
[26 empty] | 0 | 0
[26 empty] | 0 | 0
[26 empty] | 0 | 0
[26 empty] | 0 | 0
[26 empty] | 0 | 0
[26 empty] | 0 | 0
[26 empty] | 0 | 0
[26 empty] | 0 | 0
[26 empty] | 0 | 0
[26 empty] | 0 | 0
[26 empty] | 0 | 0
[26 empty] | 0 | 0
[26 empty] | 0 | 0
[26 empty] | 0 | 0
[26 empty] | 0 | 0
[26 empty] | 0 | 0
[26 empty] | 0 | 0
[26 empty] | 0 | 0
[26 empty] | 0 | 0
[26 empty] | 0 | 0
[26 empty] | 0 | 0
[26 empty] | 0 | 0
[26 empty] | 0 | 0
[26 empty] | 0 | 0
[26 empty] | 0 | 0
[26 empty] | 0 | 0
[26 empty] | 0 | 0
[26 empty] | 0 | 0
[26 empty] | 0 | 0
[26 empty] | 0 | 0
[26 empty] | 0 | 0
[26 empty] | 0 | 0
[26 empty] | 0 | 0
[26 empty] | 0 | 0
[26 empty] | 0 | 0
[26 empty] | 0 | 0
[26 empty] | 0 | 0
[26 empty] | 0 | 0
[26 empty] | 0 | 0
[26 empty] | 0 | 0
[26 empty] | 0 | 0
[26 empty] | 0 | 0
[26 empty] | 0 | 0
[26 empty] | 0 | 0
[26 empty] | 0 | 0
[26 empty] | 0 | 0
[26 empty] | 0 | 0
[26 empty] | 0 | 0
[26 empty] | 0 | 0
[26 empty] | 0 | 0
[26 empty] | 0 | 0
[26 empty] | 0 | 0
[26 empty] | 0 | 0
[26 empty] | 0 | 0
[26 empty] | 0 | 0
[26 empty] | 0 | 0
[26 empty] | 0 | 0
[26 empty] | 0 | 0
[26 empty] | 0 | 0
[26 empty] | 0 | 0
[26 empty] | 0 | 0
[26 empty] | 0 | 0
[26 empty] | 0 | 0
[26 empty] | 0 | 0
[26 empty] | 0 | 0
[26 empty] | 0 | 0
[26 empty] | 0 | 0
[26 empty] | 0 | 0
[26 empty] | 0 | 0
[26 empty] | 0 | 0
[26 empty] | 0 | 0
[26 empty] | 0 | 0
[26 empty] | 0 | 0
[26 empty] | 0 | 0
[26 empty] | 0 | 0
[26 empty] | 0 | 0
[26 empty] | 0 | 0
[26 empty] | 0 | 0
[26 empty] | 0 | 0
[26 empty] | 0 | 0
[26 empty] | 0 | 0
[26 empty] | 0 | 0
[26 empty] | 0 | 0
[26 empty] | 0 | 0
[26 empty] | 0 | 0
[26 empty] | 0 | 0
[26 empty] | 0 | 0
[26 empty] | 0 | 0
[26 empty] | 0 | 0
[26 empty] | 0 | 0
[26 empty] | 0 | 0
[26 empty] | 0 | 0
[26 empty] | 0 | 0
[26 empty] | 0 | 0
[26 empty] | 0 | 0
[26 empty] | 0 | 0
[26 empty] | 0 | 0
[26 empty] | 0 | 0
[26 empty] | 0 | 0
[26 empty] | 0 | 0
[26 empty] | 0 | 0
[26 empty] | 0 | 0
[26 empty] | 0 | 0
[26 empty] | 0 | 0
[26 empty] | 0 | 0
[26 empty] | 0 | 0
[26 empty] | 0 | 0
[26 empty] | 0 | 0
[26 empty] | 0 | 0
[26 empty] | 0 | 0
[26 empty] | 0 | 0
[26 empty] | 0 | 0
[26 empty] | 0 | 0
[26 empty] | 0 | 0
[26 empty] | 0 | 0
[26 empty] | 0 | 0
[26 empty] | 0 | 0
[26 empty] | 0 | 0
[26 empty] | 0 | 0
[26 empty] | 0 | 0
[26 empty] | 0 | 0
[26 empty] | 0 | 0
[26 empty] | 0 | 0
[26 empty] | 0 | 0
[26 empty] | 0 | 0
[26 empty] | 0 | 0
[26 empty] | 0 | 0
[26 empty] | 0 | 0
[26 empty] | 0 | 0
[26 empty] | 0 | 0
[26 empty] | 0 | 0
[26 empty] | 0 | 0
[26 empty] | 0 | 0
[26 empty] | 0 | 0
[26 empty] | 0 | 0
[26 empty] | 0 | 0
[26 empty] | 0 | 0
[26 empty] | 0 | 0
[26 empty] | 0 | 0
[26 empty] | 0 | 0
[26 empty] | 0 | 0
[26 empty] | 0 | 0
[26 empty] | 0 | 0
[26 empty] | 0 | 0
[26 empty] | 0 | 0
[26 empty] | 0 | 0
[26 empty] | 0 | 0
[26 empty] | 0 | 0
[26 empty] | 0 | 0
[26 empty] | 0 | 0
[26 empty] | 0 | 0
[26 empty] | 0 | 0
[26 empty] | 0 | 0
[26 empty] | 0 | 0
[26 empty] | 0 | 0
[26 empty] | 0 | 0
[26 empty] | 0 | 0
[26 empty] | 0 | 0
[26 empty] | 0 | 0
[26 empty] | 0 | 0
[26 empty] | 0 | 0
[26 empty] | 0 | 0
[26 empty] | 0 | 0
[26 empty] | 0 | 0
[26 empty] | 0 | 0
[26 empty] | 0 | 0
[26 empty] | 0 | 0
[26 empty] | 0 | 0
[26 empty] | 0 | 0
[26 empty] | 0 | 0
[26 empty] | 0 | 0
[26 empty] | 0 | 0
[26 empty] | 0 | 0
[26 empty] | 0 | 0
[26 empty] | 0 | 0
[26 empty] | 0 | 0
[26 empty] | 0 | 0
[26 empty] | 0 | 0
[26 empty] | 0 | 0
[26 empty] | 0 | 0
[26 empty] | 0 | 0
[26 empty] | 0 | 0
[26 empty] | 0 | 0
[26 empty] | 0 | 0
[26 empty] | 0 | 0
[26 empty] | 0 | 0
[26 empty] | 0 | 0
[26 empty] | 0 | 0
[26 empty] | 0 | 0
[26 empty] | 0 | 0
[26 empty] | 0 | 0
[26 empty] | 0 | 0
[26 empty] | 0 | 0
[26 empty] | 0 | 0
[26 empty] | 0 | 0
[26 empty] | 0 | 0
[26 empty] | 0 | 0
[26 empty] | 0 | 0
[26 empty] | 0 | 0
[26 empty] | 0 | 0
[26 empty] | 0 | 0
[26 empty] | 0 | 0
[26 empty] | 0 | 0
[26 empty] | 0 | 0
[26 empty] | 0 | 0
[26 empty] | 0 | 0
[26 empty] | 0 | 0
[26 empty] | 0 | 0
[26 empty] | 0 | 0
[26 empty] | 0 | 0
[26 empty] | 0 | 0
[26 empty] | 0 | 0
[26 empty] | 0 | 0
[26 empty] | 0 | 0
[26 empty] | 0 | 0
[26 empty] | 0 | 0
[26 empty] | 0 | 0
[26 empty] | 0 | 0
[26 empty] | 0 | 0
[26 empty] | 0 | 0
[26 empty] | 0 | 0
[26 empty] | 0 | 0
[26 empty] | 0 | 0
[26 empty] | 0 | 0
[26 empty] | 0 | 0
[26 empty] | 0 | 0
[26 empty] | 0 | 0
[26 empty] | 0 | 0
[26 empty] | 0 | 0
[26 empty] | 0 | 0
[26 empty] | 0 | 0
[26 empty] | 0 | 0
[26 empty] | 0 | 0
[26 empty] | 0 | 0
[26 empty] | 0 | 0
[26 empty] | 0 | 0
[26 empty] | 0 | 0
[26 empty] | 0 | 0
[26 empty] | 0 | 0
[26 empty] | 0 | 0
[26 empty] | 0 | 0
[26 empty] | 0 | 0
[26 empty] | 0 | 0
[26 empty] | 0 | 0
[26 empty] | 0 | 0
[26 empty] | 0 | 0
[26 empty] | 0 | 0
[26 empty] | 0 | 0
[26 empty] | 0 | 0
[26 empty] | 0 | 0
[26 empty] | 0 | 0
[26 empty] | 0 | 0
[26 empty] | 0 | 0
[26 empty] | 0 | 0
[26 empty] | 0 | 0
[26 empty] | 0 | 0
[26 empty] | 0 | 0
[26 empty] | 0 | 0
[26 empty] | 0 | 0
[26 empty] | 0 | 0
[26 empty] | 0 | 0
[26 empty] | 0 | 0
[26 empty] | 0 | 0
[26 empty] | 0 | 0
[26 empty] | 0 | 0
[26 empty] | 0 | 0
[26 empty] | 0 | 0
[26 empty] | 0 | 0
[26 empty] | 0 | 0
[26 empty] | 0 | 0
[26 empty] | 0 | 0
[26 empty] | 0 | 0
[26 empty] | 0 | 0
[26 empty] | 0 | 0
[26 empty] | 0 | 0
[26 empty] | 0 | 0
[26 empty] | 0 | 0
[26 empty] | 0 | 0
[26 empty] | 0 | 0
[26 empty] | 0 | 0
[26 empty] | 0 | 0
[26 empty] | 0 | 0
[26 empty] | 0 | 0
[26 empty] | 0 | 0
[26 empty] | 0 | 0
[26 empty] | 0 | 0
[26 empty] | 0 | 0
[26 empty] | 0 | 0
[26 empty] | 0 | 0
[26 empty] | 0 | 0
[26 empty] | 0 | 0
[26 empty] | 0 | 0
[26 empty] | 0 | 0
[26 empty] | 0 | 0
[26 empty] | 0 | 0
[26 empty] | 0 | 0
[26 empty] | 0 | 0
[26 empty] | 0 | 0
[26 empty] | 0 | 0
[26 empty] | 0 | 0
[26 empty] | 0 | 0
[26 empty] | 0 | 0
[26 empty] | 0 | 0
[26 empty] | 0 | 0
[26 empty] | 0 | 0
[26 empty] | 0 | 0
[26 empty] | 0 | 0
[26 empty] | 0 | 0
[26 empty] | 0 | 0
[26 empty] | 0 | 0
[26 empty] | 0 | 0
[26 empty] | 0 | 0
[26 empty] | 0 | 0
[26 empty] | 0 | 0
[26 empty] | 0 | 0
[26 empty] | 0 | 0
[26 empty] | 0 | 0
[26 empty] | 0 | 0
[26 empty] | 0 | 0
[26 empty] | 0 | 0
[26 empty] | 0 | 0
[26 empty] | 0 | 0
[26 empty] | 0 | 0
[26 empty] | 0 | 0
[26 empty] | 0 | 0
[26 empty] | 0 | 0
[26 empty] | 0 | 0
[26 empty] | 0 | 0
[26 empty] | 0 | 0
[26 empty] | 0 | 0
[26 empty] | 0 | 0
[26 empty] | 0 | 0
[26 empty] | 0 | 0
[26 empty] | 0 | 0
[26 empty] | 0 | 0
[26 empty] | 0 | 0
[26 empty] | 0 | 0
[26 empty] | 0 | 0
[26 empty] | 0 | 0
[26 empty] | 0 | 0
[26 empty] | 0 | 0
[26 empty] | 0 | 0
[26 empty] | 0 | 0
[26 empty] | 0 | 0
[26 empty] | 0 | 0
[26 empty] | 0 | 0
[26 empty] | 0 | 0
[26 empty] | 0 | 0
[26 empty] | 0 | 0
[26 empty] | 0 | 0
[26 empty] | 0 | 0
[26 empty] | 0 | 0
[26 empty] | 0 | 0
[26 empty] | 0 | 0
[26 empty] | 0 | 0
[26 empty] | 0 | 0
[26 empty] | 0 | 0
[26 empty] | 0 | 0
[26 empty] | 0 | 0
[26 empty] | 0 | 0
[26 empty] | 0 | 0
[26 empty] | 0 | 0
[26 empty] | 0 | 0
[26 empty] | 0 | 0
[26 empty] | 0 | 0
[26 empty] | 0 | 0
[26 empty] | 0 | 0
[26 empty] | 0 | 0
[26 empty] | 0 | 0
[26 empty] | 0 | 0
[26 empty] | 0 | 0
[26 empty] | 0 | 0
[26 empty] | 0 | 0
[26 empty] | 0 | 0
[26 empty] | 0 | 0
[26 empty] | 0 | 0
[26 empty] | 0 | 0
[26 empty] | 0 | 0
[26 empty] | 0 | 0
[26 empty] | 0 | 0
[26 empty] | 0 | 0
[26 empty] | 0 | 0
[26 empty] | 0 | 0
[26 empty] | 0 | 0
[26 empty] | 0 | 0
[26 empty] | 0 | 0
[26 empty] | 0 | 0
[26 empty] | 0 | 0
[26 empty] | 0 | 0
[26 empty] | 0 | 0
[26 empty] | 0 | 0
[26 empty] | 0 | 0
[26 empty] | 0 | 0
[26 empty] | 0 | 0
[26 empty] | 0 | 0
[26 empty] | 0 | 0
[26 empty] | 0 | 0
[26 empty] | 0 | 0
[26 empty] | 0 | 0
[26 empty] | 0 | 0
[26 empty] | 0 | 0
[26 empty] | 0 | 0
[26 empty] | 0 | 0
[26 empty] | 0 | 0
[26 empty] | 0 | 0
[26 empty] | 0 | 0
[26 empty] | 0 | 0
[26 empty] | 0 | 0
[26 empty] | 0 | 0
[26 empty] | 0 | 0
[26 empty] | 0 | 0
[26 empty] | 0 | 0
[26 empty] | 0 | 0
[26 empty] | 0 | 0
[26 empty] | 0 | 0
[26 empty] | 0 | 0
[26 empty] | 0 | 0
[26 empty] | 0 | 0
[26 empty] | 0 | 0
[26 empty] | 0 | 0
[26 empty] | 0 | 0
[26 empty] | 0 | 0
[26 empty] | 0 | 0
[26 empty] | 0 | 0
[26 empty] | 0 | 0
[26 empty] | 0 | 0
[26 empty] | 0 | 0
[26 empty] | 0 | 0
[26 empty] | 0 | 0
[26 empty] | 0 | 0
[26 empty] | 0 | 0
[26 empty] | 0 | 0
[26 empty] | 0 | 0
[26 empty] | 0 | 0
[26 empty] | 0 | 0
[26 empty] | 0 | 0
[26 empty] | 0 | 0
[26 empty] | 0 | 0
[26 empty] | 0 | 0
[26 empty] | 0 | 0
[26 empty] | 0 | 0
[26 empty] | 0 | 0
[26 empty] | 0 | 0
[26 empty] | 0 | 0
[26 empty] | 0 | 0
[26 empty] | 0 | 0
[26 empty] | 0 | 0
[26 empty] | 0 | 0
[26 empty] | 0 | 0
[26 empty] | 0 | 0
[26 empty] | 0 | 0
[26 empty] | 0 | 0
[26 empty] | 0 | 0
[26 empty] | 0 | 0
[26 empty] | 0 | 0
[26 empty] | 0 | 0
[26 empty] | 0 | 0
[26 empty] | 0 | 0
[26 empty] | 0 | 0
[26 empty] | 0 | 0
[26 empty] | 0 | 0
[26 empty] | 0 | 0
[26 empty] | 0 | 0
[26 empty] | 0 | 0
[26 empty] | 0 | 0
[26 empty] | 0 | 0
[26 empty] | 0 | 0
[26 empty] | 0 | 0
[26 empty] | 0 | 0
[26 empty] | 0 | 0
[26 empty] | 0 | 0
[26 empty] | 0 | 0
[26 empty] | 0 | 0
[26 empty] | 0 | 0
[26 empty] | 0 | 0
[26 empty] | 0 | 0
[26 empty] | 0 | 0
[26 empty] | 0 | 0
[26 empty] | 0 | 0
[26 empty] | 0 | 0
[26 empty] | 0 | 0
[26 empty] | 0 | 0
[26 empty] | 0 | 0
[26 empty] | 0 | 0
[26 empty] | 0 | 0
[26 empty] | 0 | 0
[26 empty] | 0 | 0
[26 empty] | 0 | 0
[26 empty] | 0 | 0
[26 empty] | 0 | 0
[26 empty] | 0 | 0
[26 empty] | 0 | 0
[26 empty] | 0 | 0
[26 empty] | 0 | 0
[26 empty] | 0 | 0
[26 empty] | 0 | 0
[26 empty] | 0 | 0
[26 empty] | 0 | 0
[26 empty] | 0 | 0
[26 empty] | 0 | 0
[26 empty] | 0 | 0
[26 empty] | 0 | 0
[26 empty] | 0 | 0
[26 empty] | 0 | 0
[26 empty] | 0 | 0
[26 empty] | 0 | 0
[26 empty] | 0 | 0
[26 empty] | 0 | 0
[26 empty] | 0 | 0
[26 empty] | 0 | 0
[26 empty] | 0 | 0
[26 empty] | 0 | 0
[26 empty] | 0 | 0
[26 empty] | 0 | 0
[26 empty] | 0 | 0
[26 empty] | 0 | 0
[26 empty] | 0 | 0
[26 empty] | 0 | 0
[26 empty] | 0 | 0
[26 empty] | 0 | 0
[26 empty] | 0 | 0
[26 empty] | 0 | 0
[26 empty] | 0 | 0
[26 empty] | 0 | 0
[26 empty] | 0 | 0
[26 empty] | 0 | 0
[26 empty] | 0 | 0
[26 empty] | 0 | 0
[26 empty] | 0 | 0
[26 empty] | 0 | 0
[26 empty] | 0 | 0
[26 empty] | 0 | 0
[26 empty] | 0 | 0
[26 empty] | 0 | 0
[26 empty] | 0 | 0
[26 empty] | 0 | 0
[26 empty] | 0 | 0
[26 empty] | 0 | 0
[26 empty] | 0 | 0
[26 empty] | 0 | 0
[26 empty] | 0 | 0
[26 empty] | 0 | 0
[26 empty] | 0 | 0
[26 empty] | 0 | 0
[26 empty] | 0 | 0
[26 empty] | 0 | 0
[26 empty] | 0 | 0
[26 empty] | 0 | 0
[26 empty] | 0 | 0
[26 empty] | 0 | 0
[26 empty] | 0 | 0
[26 empty] | 0 | 0
[26 empty] | 0 | 0
[26 empty] | 0 | 0
[26 empty] | 0 | 0
[26 empty] | 0 | 0
[26 empty] | 0 | 0
[26 empty] | 0 | 0
[26 empty] | 0 | 0
[26 empty] | 0 | 0
[26 empty] | 0 | 0
[26 empty] | 0 | 0
[26 empty] | 0 | 0
[26 empty] | 0 | 0
[26 empty] | 0 | 0
[26 empty] | 0 | 0
[26 empty] | 0 | 0
[26 empty] | 0 | 0
[26 empty] | 0 | 0
[26 empty] | 0 | 0
[26 empty] | 0 | 0
[26 empty] | 0 | 0
[26 empty] | 0 | 0
[26 empty] | 0 | 0
[26 empty] | 0 | 0
[26 empty] | 0 | 0
[26 empty] | 0 | 0
[26 empty] | 0 | 0
[26 empty] | 0 | 0
[26 empty] | 0 | 0
[26 empty] | 0 | 0
[26 empty] | 0 | 0
[26 empty] | 0 | 0
[26 empty] | 0 | 0
[26 empty] | 0 | 0
[26 empty] | 0 | 0
[26 empty] | 0 | 0
[26 empty] | 0 | 0
[26 empty] | 0 | 0
[26 empty] | 0 | 0
[26 empty] | 0 | 0
[26 empty] | 0 | 0
[26 empty] | 0 | 0
[26 empty] | 0 | 0
[26 empty] | 0 | 0
[26 empty] | 0 | 0
[26 empty] | 0 | 0
[26 empty] | 0 | 0
[26 empty] | 0 | 0
[26 empty] | 0 | 0
[26 empty] | 0 | 0
[26 empty] | 0 | 0
[26 empty] | 0 | 0
[26 empty] | 0 | 0
[26 empty] | 0 | 0
[26 empty] | 0 | 0
[26 empty] | 0 | 0
[26 empty] | 0 | 0
[26 empty] | 0 | 0
[26 empty] | 0 | 0
[26 empty] | 0 | 0
[26 empty] | 0 | 0
[26 empty] | 0 | 0
[26 empty] | 0 | 0
[26 empty] | 0 | 0
[26 empty] | 0 | 0
[26 empty] | 0 | 0
[26 empty] | 0 | 0
[26 empty] | 0 | 0
[26 empty] | 0 | 0
[26 empty] | 0 | 0
[26 empty] | 0 | 0
[26 empty] | 0 | 0
[26 empty] | 0 | 0
[26 empty] | 0 | 0
[26 empty] | 0 | 0
[26 empty] | 0 | 0
[26 empty] | 0 | 0
[26 empty] | 0 | 0
[26 empty] | 0 | 0
[26 empty] | 0 | 0
[26 empty] | 0 | 0
[26 empty] | 0 | 0
[26 empty] | 0 | 0
[26 empty] | 0 | 0
[26 empty] | 0 | 0
[26 empty] | 0 | 0
[26 empty] | 0 | 0
[26 empty] | 0 | 0
[26 empty] | 0 | 0
[26 empty] | 0 | 0
[26 empty] | 0 | 0
[26 empty] | 0 | 0
[26 empty] | 0 | 0
[26 empty] | 0 | 0
[26 empty] | 0 | 0
[26 empty] | 0 | 0
[26 empty] | 0 | 0
[26 empty] | 0 | 0
[26 empty] | 0 | 0
[26 empty] | 0 | 0
[26 empty] | 0 | 0
[26 empty] | 0 | 0
[26 empty] | 0 | 0
[26 empty] | 0 | 0
[26 empty] | 0 | 0
[26 empty] | 0 | 0
[26 empty] | 0 | 0
[26 empty] | 0 | 0
[26 empty] | 0 | 0
[26 empty] | 0 | 0
[26 empty] | 0 | 0
[26 empty] | 0 | 0
[26 empty] | 0 | 0
[26 empty] | 0 | 0
[26 empty] | 0 | 0
[26 empty] | 0 | 0
[26 empty] | 0 | 0
[26 empty] | 0 | 0
[26 empty] | 0 | 0
[26 empty] | 0 | 0
[26 empty] | 0 | 0
[26 empty] | 0 | 0
[26 empty] | 0 | 0
[26 empty] | 0 | 0
[26 empty] | 0 | 0
[26 empty] | 0 | 0
[26 empty] | 0 | 0
[26 empty] | 0 | 0
[26 empty] | 0 | 0
[26 empty] | 0 | 0
[26 empty] | 0 | 0
[26 empty] | 0 | 0
[26 empty] | 0 | 0
[26 empty] | 0 | 0
[26 empty] | 0 | 0
[26 empty] | 0 | 0
[26 empty] | 0 | 0
[26 empty] | 0 | 0
[26 empty] | 0 | 0
[26 empty] | 0 | 0
[26 empty] | 0 | 0
[26 empty] | 0 | 0
[26 empty] | 0 | 0
[26 empty] | 0 | 0
[26 empty] | 0 | 0
[26 empty] | 0 | 0
[26 empty] | 0 | 0
[26 empty] | 0 | 0
[26 empty] | 0 | 0
[26 empty] | 0 | 0
[26 empty] | 0 | 0
[26 empty] | 0 | 0
[26 empty] | 0 | 0
[26 empty] | 0 | 0
[26 empty] | 0 | 0
[26 empty] | 0 | 0
[26 empty] | 0 | 0
[26 empty] | 0 | 0
[26 empty] | 0 | 0
[26 empty] | 0 | 0
[26 empty] | 0 | 0
[26 empty] | 0 | 0
[26 empty] | 0 | 0
[26 empty] | 0 | 0
[26 empty] | 0 | 0
[26 empty] | 0 | 0
[26 empty] | 0 | 0
[26 empty] | 0 | 0
[26 empty] | 0 | 0
[26 empty] | 0 | 0
[26 empty] | 0 | 0
[26 empty] | 0 | 0
[26 empty] | 0 | 0
[26 empty] | 0 | 0
[26 empty] | 0 | 0
[26 empty] | 0 | 0
[26 empty] | 0 | 0
[26 empty] | 0 | 0
[26 empty] | 0 | 0
[26 empty] | 0 | 0
[26 empty] | 0 | 0
[26 empty] | 0 | 0
[26 empty] | 0 | 0
[26 empty] | 0 | 0
[26 empty] | 0 | 0
[26 empty] | 0 | 0
[26 empty] | 0 | 0
[26 empty] | 0 | 0
[26 empty] | 0 | 0
[26 empty] | 0 | 0
[26 empty] | 0 | 0
[26 empty] | 0 | 0
[26 empty] | 0 | 0
[26 empty] | 0 | 0
[26 empty] | 0 | 0
[26 empty] | 0 | 0
[26 empty] | 0 | 0
[26 empty] | 0 | 0
[26 empty] | 0 | 0
[26 empty] | 0 | 0
[26 empty] | 0 | 0
[26 empty] | 0 | 0
[26 empty] | 0 | 0
[26 empty] | 0 | 0
[26 empty] | 0 | 0
[26 empty] | 0 | 0
[26 empty] | 0 | 0
[26 empty] | 0 | 0
[26 empty] | 0 | 0
[26 empty] | 0 | 0
[26 empty] | 0 | 0
[26 empty] | 0 | 0
[26 empty] | 0 | 0
[26 empty] | 0 | 0
[26 empty] | 0 | 0
[26 empty] | 0 | 0
[26 empty] | 0 | 0
[26 empty] | 0 | 0
[26 empty] | 0 | 0
[26 empty] | 0 | 0
[26 empty] | 0 | 0
[26 empty] | 0 | 0
[26 empty] | 0 | 0
[26 empty] | 0 | 0
[26 empty] | 0 | 0
[26 empty] | 0 | 0
[26 empty] | 0 | 0
[26 empty] | 0 | 0
[26 empty] | 0 | 0
[26 empty] | 0 | 0
[26 empty] | 0 | 0
[26 empty] | 0 | 0
[26 empty] | 0 | 0
[26 empty] | 0 | 0
[26 empty] | 0 | 0
[26 empty] | 0 | 0
[26 empty] | 0 | 0
[26 empty] | 0 | 0
[26 empty] | 0 | 0
[26 empty] | 0 | 0
[26 empty] | 0 | 0
[26 empty] | 0 | 0
[26 empty] | 0 | 0
[26 empty] | 0 | 0
[26 empty] | 0 | 0
[26 empty] | 0 | 0
[26 empty] | 0 | 0
[26 empty] | 0 | 0
[26 empty] | 0 | 0
[26 empty] | 0 | 0
[26 empty] | 0 | 0
[26 empty] | 0 | 0
[26 empty] | 0 | 0
[26 empty] | 0 | 0
[26 empty] | 0 | 0
[26 empty] | 0 | 0
[26 empty] | 0 | 0
[26 empty] | 0 | 0
[26 empty] | 0 | 0
[26 empty] | 0 | 0
[26 empty] | 0 | 0
[26 empty] | 0 | 0
[26 empty] | 0 | 0
[26 empty] | 0 | 0
[26 empty] | 0 | 0
[26 empty] | 0 | 0
[26 empty] | 0 | 0
[26 empty] | 0 | 0
[26 empty] | 0 | 0
[26 empty] | 0 | 0
[26 empty] | 0 | 0
[26 empty] | 0 | 0
[26 empty] | 0 | 0
[26 empty] | 0 | 0
[26 empty] | 0 | 0
[26 empty] | 0 | 0
[26 empty] | 0 | 0
[26 empty] | 0 | 0
[26 empty] | 0 | 0
[26 empty] | 0 | 0
[26 empty] | 0 | 0
[26 empty] | 0 | 0
[26 empty] | 0 | 0
[26 empty] | 0 | 0
[26 empty] | 0 | 0
[26 empty] | 0 | 0
[26 empty] | 0 | 0
[26 empty] | 0 | 0
[26 empty] | 0 | 0
[26 empty] | 0 | 0
[26 empty] | 0 | 0
[26 empty] | 0 | 0
[26 empty] | 0 | 0
[26 empty] | 0 | 0
[26 empty] | 0 | 0
[26 empty] | 0 | 0
[26 empty] | 0 | 0
[26 empty] | 0 | 0
[26 empty] | 0 | 0
[26 empty] | 0 | 0
[26 empty] | 0 | 0
[26 empty] | 0 | 0
[26 empty] | 0 | 0
[26 empty] | 0 | 0
[26 empty] | 0 | 0
[26 empty] | 0 | 0
[26 empty] | 0 | 0

## Zones
Houston | -1
North | 1
South | -1
West | 1
SET UP AREA, copy & paste values to cell B1
Source | North |  | N to H | N to W | N to S | W to N | S to N | W to S
Sink | Houston | Houston | -1 | 1 | -1 | -1 | 1 | -1
|  | North | 1 | 1 | 1 | -1 | -1 | -1
|  | South | -1 | 1 | -1 | -1 | 1 | -1
|  | West | 1 | -1 | 1 | 1 | -1 | 1
|  | Source | North | North | North | West | South | West
|  | Sink | Houston | West | South | North | North | South

## Tech
Number of Bus | Name of Bus | Tech Type
238 | BOSQUESW505 | CC
239 | BOSQUESW502 | GGT
244 | WHITNYDM01 | Hydro
245 | WHITNYDM02 | Hydro
247 | BOSQUESW501 | GGT
251 | BOSQUESW803 | CC
253 | BOSQUESW804 | CC
332 | RWMILLER01 | GST
333 | RWMILLER02 | GST
334 | RWMILLER03 | GST
335 | RWMILLER04 | GST
336 | RWMILLER05 | GST
344 | MRSSHPRD | Hydro
345 | MRSSHPRD01 | Hydro
366 | JNSNCNTY802 | Cogen
367 | JNSNCNTY802 | Cogen
503 | NTHTEXAS01 | GST
504 | NTHTEXAS02 | GST
505 | NTHTEXAS03 | GST
580 | JCKCNTY801 | CC
581 | JCKCNTY802 | CC
582 | JCKCNTY803 | CC
728 | WOLFRIDGE801 | Wind
837 | NEWMAN_G5 | GST
842 | OLINGER_G1 | GST
843 | OLINGER_G2 | GST
844 | OLINGER_G3 | GST
845 | OLINGER_G4 | GGT
923 | SPENCER_G4 | GST
924 | SPENCER_G5 | GST
948 | STEAM1 | GST
949 | STEAM2 | GST
950 | STEAM3 | GST
990 | GIBN_CREK_G1 | LIGCO
1002 | PBCTAGE_1G | GGT
1003 | PBCTBGE_2G | GGT
1004 | PBCTCGE_3G | GGT
1005 | PBCTDGE_4G | GGT
1006 | PBCTEGE_5G | GGT
1007 | PB5GEN_6G | GST
1008 | PB6GEN_7G | GST
1037 | MORGAN5G_5G | GST
1039 | MRGNAG_1G | GGT
1040 | MRGNBG_2G | GGT
1041 | MRGNCG_3G | GGT
1042 | MRGNDG_4G | GGT
1043 | MRGNEG_5G | GGT
1044 | MRGNFG_6G | GGT
1045 | CALENG1G_1G | Cogen
1046 | CALENG2G_2G | Cogen
1047 | CALENG3G_3G | Cogen
1058 | LONGSHORE_5 | Wind
1058 | LONGSHORE_5 | Wind
1061 | CIELOGEN_1G | Wind
1062 | CIELOGEN_2G | Wind
1068 | SCURRYCW_1G | Wind
1069 | KINDERMG_1G | Cogen
1070 | KINDERMG_2G | Cogen
1071 | KINDERMG_3G | Cogen
1073 | SCURRYCW_2G | Wind
1320 | BSP 1 | Cogen
1326 | STANTONW_8 | Wind
1327 | WILDHRSE_1G | Wind
1328 | OCOTILLO_1G | Wind
1333 | MCDDONAL_8 | Wind
1343 | TRENTIPP_8 | Wind
1349 | WESTXWIN_1G | Wind
1350 | NWPWRG1_1G | Wind
1354 | AEPWIND_8 | Wind
1360 | GUNSIGHT_8 | Wind
1416 | SWETWATR_1G | CC
1417 | SWETWATR_2G | CC
1418 | SWETWATR_3G | CC
1419 | SWETWATR_4G | CC
1432 | GRHAMSES_2G | GST
1433 | GRHAMSES_1G | GST
1437 | MESQUITW_1G | Wind
1438 | MESQUITW_2G | Wind
1442 | COKFIELD_5 | Wind
1453 | WCPWRCO_1G | CC
1454 | WCPWRCO_2G | CC
1455 | WCPWRCO_3G | CC
1479 | WFCOGEN_1G | Cogen
1479 | WFCOGEN_1G | Cogen
1482 | WFCOGEN_2G | Cogen
1482 | WFCOGEN_2G | Cogen
1600 | BARTNWND_1G | Wind
1643 | SLSTR1PP_1G | Wind
1675 | PEC_1G | Cogen
1676 | PEC_2G | Cogen
1677 | PEC_3G | Cogen
1678 | LAMARPWR_1G | CC
1679 | LAMARPWR_2G | CC
1680 | LAMARPWR_3G | CC
1681 | LAMARPWR_4G | CC
1682 | LAMARPWR_5G | CC
1683 | LAMARPWR_6G | CC
1687 | VALLEY_1G | GST
1688 | VALLEY_2G | GSC
1689 | VALLEY_3G | GST
1701 | MOSES_1G | LIGCO
1702 | MOSES_2G | LIGCO
1703 | MOSES_3G | LIGCO
1861 | EAGLEMNT_1G | GST
1862 | EAGLEMNT_2G | GST
1863 | EAGLEMNT_3G | GST
1877 | WLFHOLW_1G | CC
1878 | WLFHOLW_2G | CC
1879 | WLFHOLW_3G | CC
1889 | DECRDOVA_1G | GSC
1892 | DECRDOVA_2G | GGT
1893 | DECRDOVA_3G | GGT
1894 | DECRDOVA_4G | GGT
1895 | DECRDOVA_5G | GGT
1898 | COMCHEPK_1G | Nuc
1899 | COMCHEPK_2G | Nuc
1937 | MDLTHELP_5G | CC
1938 | MDLTHELP_6G | CC
1941 | MDLTHELP_1G | CC
1942 | MDLTHELP_2G | CC
1943 | MDLTHELP_3G | CC
1944 | MDLTHELP_4G | CC
1947 | HANDLEY_3G | GST
1948 | HANDLEY_4G | GST
1949 | HANDLEY_5G | GST
2371 | COLLIN_1G | GST
2381 | NTHLK1_G | GST
2382 | NTHLK2_G | GST
2383 | NTHLK3_G | GST
2413 | MTCK6_G | GST
2414 | MTCK7_G | GST
2417 | MTCK8_G | GSC
2451 | LKHB1_G | GST
2452 | LKHB2_G | GST
3097 | MARTLAKE_1G | LIGCO
3098 | MARTLAKE_2G | LIGCO
3099 | MARTLAKE_3G | LIGCO
3107 | STRYKER_1G | GST
3108 | STRYKER_2G | GST
3126 | TRINIDAD_6G | GST
3309 | ASPN_G | Bio
3348 | CHAMPION_1G | Cogen
3381 | BBRN_1G | LIGCO
3382 | BBRN_2G | LIGCO
3403 | THOUSE_1G | GSC
3404 | THOUSE_2G | GSC
3416 | LAKE_CRK1_G | GST
3417 | LAKE_CRK2_G | GST
3432 | SANDOW_4G | LIGCO
5026 | BRAUNIG_VHB1 | GST
5027 | BRAUNIG_VHB2 | GST
5028 | BRAUNIG_VHB3 | GST
5111 | CALAVER_JTD1 | LIGCO
5112 | CALAVER_JTD2 | LIGCO
5264 | LEON_LCP3G3 | GST
5265 | LEON_LCP4G4 | GST
5266 | LEON_LCPCT1 | GGT
5267 | LEON_LCPCT2 | GGT
5268 | LEON_LCPCT3 | GGT
5269 | LEON_LCPCT4 | GGT
5396 | CALAVER_OWS1 | GST
5397 | CALAVER_OWS2 | GST
5401 | CALAVER_JKS1 | LIGCO
5436 | TUTTL_WBT1G1 | GST
5438 | TUTTL_WBT3G3 | GST
5439 | TUTTL_WBT4G4 | GST
5476 | BRA_AVR1_CT1 | CC
5477 | BRA_AVR1_ST | CC
5478 | BRA_AVR1_CT2 | CC
5503 | RAYBURNGEN3 | GST
5505 | RAYBURNGEN1 | GGT
5506 | RAYBURNGEN2 | GGT
5508 | RAYBURNCC9 | CC
5509 | RAYBURNCC10 | CC
5511 | RAYBURNCC7 | CC
5512 | RAYBURNCC8 | CC
5728 | FALCONHYDRO2 | Hydro
5729 | FALCONHYDRO3 | Hydro
5890 | PEARSALLGEN1 | GST
5891 | PEARSALLGEN2 | GST
5892 | PEARSALLGEN3 | GST
5903 | SANMIGUELGEN | LIGCO
5911 | STP_GN1___1 | Nuc
5912 | STP_GN2___2 | Nuc
5920 | WELSHDC1 | DCTie
5925 | DCEAST | DCTie
5932 | SI_RAY9 | CC
5933 | SI_RAY6 | GST
5934 | SI_RAY5 | GST
5935 | SI_RAY10 | CC
6016 | SWMESA | Wind
6096 | NORTHDC7 | DCTie
6100 | OKLA7A | DCTie
6144 | MCADOO1A | Wind
6407 | TURKTRAK1A | Wind
6637 | SNYDERW1A | Wind
6752 | OKLA0A | LIGCO
6948 | DENISNDM | Hydro
6948 | DENISNDM | Hydro
7000 | L_FERGUS1_1Y | GSC
7004 | L_SIMGID1_1Y | GST
7005 | L_SIMGID1_2Y | GST
7006 | L_SIMGID1_3Y | GST
7007 | L_LOSTPI1_1Y | CC
7008 | L_LOSTPI1_2Y | CC
7009 | L_LOSTPI1_3Y | CC
7010 | L_FPPYD11_1Y | LIGCO
7011 | L_FPPYD11_2Y | LIGCO
7012 | L_FPPYD21_3Y | LIGCO
7014 | L_HAYSEN1_1Y | CC
7015 | L_HAYSEN1_2Y | CC
7016 | L_HAYSEN1_3Y | CC
7017 | L_HAYSEN1_4Y | CC
7020 | L_AUSTPL1_1Y | Hydro
7020 | L_AUSTPL1_1Y | Hydro
7022 | L_BUCHAN1_1Y | Hydro
7023 | L_BUCHAN1_2Y | Hydro
7024 | L_BUCHAN1_3Y | Hydro
7026 | L_INKSDA1_1Y | Hydro
7028 | L_MARBFA1_1Y | Hydro
7029 | L_MARBFA1_2Y | Hydro
7031 | L_MARSFO1G1Y | Hydro
7032 | L_MARSFO1G2Y | Hydro
7033 | L_MARSFO1G3Y | Hydro
7035 | L_WIRTZ_1G1Y | Hydro
7036 | L_WIRTZ_1G2Y | Hydro
7038 | L_DELAWA1_1Y | Wind
7038 | L_DELAWA1_1Y | Wind
7303 | L_WPPGS12_1Y | GGT
7303 | L_WPPGS12_1Y | GGT
7305 | L_WPPGS34_1Y | GGT
7305 | L_WPPGS34_1Y | GGT
7487 | L_CANYHY8_1Y | Hydro
7605 | L_MCQUEE9_1Y | Hydro
7605 | L_MCQUEE9_1Y | Hydro
7605 | L_MCQUEE9_1Y | Hydro
7609 | L_SCHUMA8_1Y | Hydro
7624 | L_LAKEWO9_1Y | Hydro
7624 | L_LAKEWO9_1Y | Hydro
7800 | L_GUADGE1_1Y | CC
7801 | L_GUADGE1_2Y | CC
7802 | L_GUADGE1_3Y | CC
7803 | L_GUADGE1_4Y | CC
7804 | L_GUADGE1_5Y | CC
7805 | L_GUADGE1_6Y | CC
7807 | L_BASTEN1_1Y | CC
7808 | L_BASTEN1_2Y | CC
7809 | L_BASTEN1_3Y | CC
7810 | L_RIONOG1G1Y | CC
7811 | L_RIONOG1G2Y | CC
7812 | L_RIONOG1G3Y | CC
7813 | L_RIONOG1S1Y | CC
8032 | AMISTADHYD1 | Hydro
8033 | AMISTADHYD2 | Hydro
8048 | FALCONHYDRO1 | Hydro
8066 | DUP1V#1 | Cogen
8134 | FOR #1 | Cogen
8138 | FOR #2 | Cogen
8139 | JOS #1 | GST
8147 | UCAR #2 | Cogen
8148 | UCAR #1 | Cogen
8153 | FOR #3 | Cogen
8154 | FOR #4 | Cogen
8155 | FOR #5 | Cogen
8156 | FOR #6 | Cogen
8157 | FOR #7 | Cogen
8161 | COLETO0A | LIGCO
8173 | VICEC51A | CC
8174 | VICEC61A | CC
8189 | CUECPL2A | Cogen
8262 | ELPS | Hydro
8285 | LAR #1 | GST
8287 | LAR #2 | GST
8288 | LAR #3 | GST
8388 | BATES0A | GST
8393 | BATES0B | GST
8437 | NUECES_B0C | GST
8438 | NUECES_B0B | GST
8442 | NBEC7 | GST
8442 | NBEC7 | GST
8456 | COSW#1 | Cogen
8457 | COSW#2 | Cogen
8459 | B_DAVIS0B | GSC
8460 | B_DAVIS0A | GSC
8461 | KOCH_UP0A | Cogen
8506 | VAL #1 | Cogen
8507 | VAL #2 | Cogen
8511 | OXY_CC0A | Cogen
8517 | CELANEBI0A | Cogen
8560 | CNOPGT1 | Cogen
8561 | CNOPGT2 | Cogen
8562 | CNOPST1 | Cogen
8926 | LGE_GT10A | Cogen
8927 | LGE_GT20A | Cogen
8928 | LGE_STG0A | Cogen
8930 | ICPGN10A | Cogen
8931 | ICPGN20A | Cogen
8932 | ICPGN30A | Cogen
8933 | FGNTS001 | CC
8934 | FGNTS101 | CC
8935 | FGNTS201 | CC
8936 | MVGN#1 | CC
8937 | MVGN#2 | CC
8938 | MVGN#3 | CC
8981 | HECN1 | CC
8982 | HECN2 | CC
8983 | HECN3 | CC
9000 | DECKR_G1 | GST
9001 | DECKR_G2 | GST
9002 | DECKR_G3 | GGT
9003 | DECKR_G4 | GGT
9004 | DECKR_G5 | GGT
9005 | DECKR_G6 | GGT
9016 | SANDH_G1 | GGT
9017 | SANDH_G2 | GGT
9018 | SANDH_G3 | GGT
9019 | SANDH_G4 | GGT
9020 | SANDHG5A | CC
9021 | SANDHG5C | CC
11001 | NAV1CT | CC
11009 | NAV2CT | CC
11011 | NAV3ST | CC
11012 | NAV4CT | CC
11013 | NAV5CT | CC
11014 | NAV6ST | CC
11020 | TIEHVSG_1G | CC
11021 | TIEHVCG_1G | CC
11022 | TIEHVCG_2G | CC
11023 | TIEHVCG_3G | CC
11024 | TIEHVCG_4G | CC
11025 | TIEHVSG_2G | CC
11056 | ROSCOE_1G | Wind
11057 | CHAMPION_1G | Wind
11058 | PYRON_1G | Wind
11059 | INADALE_1G | Wind
11065 | ELBOWCK_1G | Wind
11147 | NOTREES_1G | Wind
11309 | BULLCREK_2G | Wind
11310 | BULLCREK_1G | Wind
11320 | COYOTE_1G | Wind
11691 | KMICHICT1_G | CC
11692 | KMICHICT2_G | CC
11693 | KMICHIST3_G | CC
11694 | KMICHICT4_G | CC
11695 | KMICHICT5_G | CC
11696 | KMICHIST6_G | CC
12322 | ENNSTRAC_1G | CC
12323 | ENNSTRAC_2G | CC
12411 | FPLEFR1A_G | CC
12412 | FPLEFR1B_G | CC
12413 | FPLEFR1C_G | CC
12414 | FPLEFR1S_G | CC
12421 | FPLEFR2A_G | CC
12422 | FPLEFR2B_G | CC
12423 | FPLEFR2C_G | CC
12424 | FPLEFR2S_G | CC
12440 | PARKD_1SVC8 | GST
12449 | PARKD_2SVC8 | GST
13116 | TGATEWAY_1G | CC
13117 | TGATEWAY_2G | CC
13118 | TGATEWAY_3G | CC
13119 | TGATEWAY_4G | CC
13131 | CALFREST_1G | CC
13132 | CALFREST_2G | CC
13133 | CALFREST_3G | CC
13134 | CALFREST_4G | CC
13135 | CALFREST_5G | CC
13136 | CALFREST_6G | CC
13432 | SANDOW_5G | LIGCO
32798 | BRYN_TAMUGEN | GST
32883 | BRYN_DNSBY3 | GST
32884 | BRYN_DNSBY13 | GST
32886 | BRYN_ATKINS3 | GST
32887 | BRYN_ATKINS6 | GST
32888 | BRYN_ATKINS7 | GGT
32890 | BRYN_ATKINS4 | GST
32891 | BRYN_ATKINS5 | GST
32892 | BRYN_DNSBY14 | GST
36998 | RDCNYNG1 | Wind
38332 | TNWDWRDU2_8 | Wind
38437 | TNSRBNMESA9 | Wind
38580 | TNBP_CGN1_8 | Cogen
38590 | TNBP_CGN2_8 | Cogen
38600 | TNBP_CGN3_8 | Cogen
38611 | TNBPAMCG1_8 | Cogen
38612 | TNBPAMCG2_8 | Cogen
38613 | TNBPAMCG3_8 | Cogen
38614 | TNBPAMCG4_8 | Cogen
38615 | TNBPAMCG5_8 | Cogen
38690 | TNBP_CGN4_8 | Cogen
38711 | TNTXCTY1CG8 | Cogen
38712 | TNTXCTY2CG8 | Cogen
38713 | TNTXCTY3CG8 | Cogen
38714 | TNTXCTY4CG8 | Cogen
39190 | TNSLCGN1__8 | Cogen
39470 | TNDOWCGNSG8 | Cogen
39480 | TNDOWCGNGG8 | Cogen
39760 | TNSCLP1___8 | Cogen
39770 | TNSCLP2___8 | Cogen
39775 | TNSCLP4___8 | Cogen
39790 | TNSCLP3___8 | Cogen
39960 | TNTNPONE_18 | LIGCO
39970 | TNTNPONE_28 | LIGCO
48500 | APD_GT1_8005 | Cogen
48510 | AK_GT1__8040 | Cogen
48511 | LPE_GT1_8070 | GGT
48512 | LPE_GT2_8075 | GGT
48513 | LPE_GT3_8080 | GGT
48514 | LPE_GT4_8085 | GGT
48520 | BSF_GT1_8070 | Cogen
48520 | BSF_GT1_8070 | Cogen
48521 | BVE_GT1_GT1 | CC
48522 | BVE_GT2_5035 | CC
48523 | BVE_ST1_GN1 | CC
48531 | BYU_GT1_8075 | Cogen
48532 | BYU_GT2_8055 | Cogen
48533 | BYU_GT3_8060 | Cogen
48534 | BYU_GT4_8065 | Cogen
48551 | CAL_GT1_8045 | Cogen
48552 | CAL_ST1_8000 | Cogen
48561 | CTL_GT2_8130 | Cogen
48562 | CTL_GT3_8135 | Cogen
48563 | CTL_GT4_8140 | Cogen
48564 | CTL_GN1_8145 | Cogen
48565 | CTL_GN2_8155 | Cogen
48581 | CBY_GN1_1 | GSC
48582 | CBY_GN2_2 | GSC
48583 | CBY_GT4_1 | GSC
48584 | CBY_GT4_2 | CC
48585 | CBY_ST4_1 | CC
48591 | CHE_GT2_5030 | Cogen
48593 | CHE_GT1_8015 | Cogen
48594 | CHE_GN4_8025 | Cogen
48595 | BTE_GT2_8075 | CC
48596 | BTE_GT3_8045 | CC
48597 | BTE_GT4_8055 | CC
48598 | BTE_ST1_8070 | CC
48611 | DIB_GT1_8080 | Cogen
48612 | DIB_GT2_8075 | Cogen
48613 | DIB_ST1_8085 | Cogen
48614 | DIB_GT3_8090 | Cogen
48641 | DPEC_GT15040 | CC
48642 | DPEC_GT25025 | CC
48643 | DPEC_GT35010 | CC
48644 | DPEC_GT45070 | CC
48645 | DPEC_ST55065 | CC
48651 | EP_1_2 | Cogen
48651 | EP_1_2 | Cogen
48671 | FTR_GT1_5105 | CC
48672 | FTR_GT2_5110 | CC
48673 | FTR_GT3_5085 | CC
48674 | FTR_CN4_5095 | CC
48690 | GBY_GN5_5 | GSC
48691 | GBY_73741085 | GGT
48691 | GBY_73741085 | GGT
48692 | GBY_81821075 | GGT
48692 | GBY_81821075 | GGT
48693 | GBY_83841065 | GGT
48693 | GBY_83841065 | GGT
48721 | LEG_1___1 | LIGCO
48722 | LEG_2___2 | LIGCO
48730 | MNS_GT | Cogen
48731 | CBE_GT1 | CC
48732 | CBE_GT2 | CC
48733 | CBE_ST12 | CC
48734 | CBE_GT3 | CC
48735 | CBE_GT4 | CC
48736 | CBE_ST34 | CC
48740 | PSG_GN2_8050 | Cogen
48741 | PSG_GT2_8040 | Cogen
48742 | PSG_GT3_8060 | Cogen
48761 | PR_GT1__9040 | Cogen
48772 | PHR_GN2_2 | GSC
48791 | PSA_GT1_8160 | Cogen
48792 | PSA_GT2_8155 | Cogen
48793 | PSA_GT3_8150 | Cogen
48794 | PSA_GT4_8145 | Cogen
48795 | PSA_GT5_8140 | Cogen
48796 | PSA_GN1_8165 | Cogen
48797 | PSA_GT6_8135 | Cogen
48811 | CVC_GT3_5045 | Cogen
48812 | CVC_GT2_5020 | Cogen
48813 | CVC_GT1_5035 | Cogen
48814 | CVC_ST5_5040 | Cogen
48815 | CVC_GT4_8005 | Cogen
48820 | SHELLG1_3015 | Cogen
48821 | SHELLG2 | Cogen
48822 | SHELLG3_3020 | Cogen
48822 | SHELLG3_3020 | Cogen
48841 | SJS_GT1_GT1 | Cogen
48842 | SJS_GT2_GT2 | Cogen
48845 | SOL_GT1 | Solar
48851 | SRB_GN1_1 | GST
48852 | SRB_GN2_2 | GST
48853 | SRB_GN3_3 | GST
48854 | SRB_GN4_4 | GST
48855 | SRB_GT211035 | GGT
48855 | SRB_GT211035 | GGT
48873 | THW_ST3_ST_3 | CC
48874 | THW_ST4_ST_4 | CC
48875 | THW_3132 | CC
48875 | THW_3132 | CC
48877 | THW_3334 | CC
48877 | THW_3334 | CC
48879 | THW_4142 | CC
48879 | THW_4142 | CC
48881 | THW_4344 | CC
48881 | THW_4344 | CC
48883 | THW_GT1_GT_1 | GGT
48885 | THW_5152 | GGT
48885 | THW_5152 | GGT
48886 | THW_5354 | GGT
48886 | THW_5354 | GGT
48887 | THW_5556 | GGT
48887 | THW_5556 | GGT
48911 | TGF_GT1_8000 | Cogen
48921 | WAP_GN1_1 | GST
48922 | WAP_GN2_2 | GST
48923 | WAP_GN3_3 | GST
48924 | WAP_GN4_4 | GSC
48925 | WAP_GN5_5 | LIGCO
48926 | WAP_GN6_6 | LIGCO
48927 | WAP_GN7_7 | LIGCO
48928 | WAP_GN8_8 | LIGCO
48929 | WAPGT21_GT1 | GGT
48940 | WARVUE_GT1 | Cogen
49803 | EXN_15GT | Cogen
49804 | EXN_16GT | Cogen
49805 | EXN_17GT | Cogen
49826 | EXN938GT | Cogen
49828 | EXN941GT | Cogen
49829 | EXN942GT | Cogen
49830 | EXN943GT | Cogen
49831 | EXN944GT | Cogen
49832 | EXN945GT | Cogen
49837 | EXN_GT | Cogen
49838 | EXN_14GT | Cogen
49851 | DOW17000 | Cogen
49858 | DOW38100 | Cogen
49859 | DOW38200 | Cogen
49860 | DOW38300 | Cogen
49862 | DOW39100 | Cogen
49863 | DOW39200 | Cogen
49865 | DOW41000 | Cogen
49866 | DOW42000 | Cogen
49869 | DOW49000 | Cogen
49870 | DOW61000 | Cogen
49871 | DOW62000 | Cogen
49872 | DOW63000 | Cogen
49873 | DOW64000 | Cogen
49876 | DOW65000 | Cogen
49877 | DOW66000 | Cogen
49878 | DOW67000 | Cogen
49882 | DOW81000 | Cogen
49884 | DOW82000 | Cogen
49885 | DOW83000 | Cogen
49886 | DOW84000 | Cogen
58909 | PEARSALLSCG1 | Diesel
58909 | PEARSALLSCG1 | Diesel
58909 | PEARSALLSCG1 | Diesel
58909 | PEARSALLSCG1 | Diesel
58909 | PEARSALLSCG1 | Diesel
58909 | PEARSALLSCG1 | Diesel
58919 | PEARSALLSCG2 | Diesel
58919 | PEARSALLSCG2 | Diesel
58919 | PEARSALLSCG2 | Diesel
58919 | PEARSALLSCG2 | Diesel
58919 | PEARSALLSCG2 | Diesel
58919 | PEARSALLSCG2 | Diesel
58929 | PEARSALLSCG3 | Diesel
58929 | PEARSALLSCG3 | Diesel
58929 | PEARSALLSCG3 | Diesel
58929 | PEARSALLSCG3 | Diesel
58929 | PEARSALLSCG3 | Diesel
58929 | PEARSALLSCG3 | Diesel
58949 | PEARSALLSCG4 | Diesel
58949 | PEARSALLSCG4 | Diesel
58949 | PEARSALLSCG4 | Diesel
58949 | PEARSALLSCG4 | Diesel
58949 | PEARSALLSCG4 | Diesel
58949 | PEARSALLSCG4 | Diesel
60000 | DSKY2 | Wind
60003 | KING_NE1A | Wind
60005 | KING_SE1A | Wind
60007 | KING_SW1A | Wind
60016 | WOODWRD11A | Wind
60017 | ORNNWP1 | Wind
60018 | DSKY1 | Wind
60019 | KING_NW1A | Wind
60057 | CALLAHAN1A | Wind
60058 | BUFF_GAP1A | Wind
60060 | CIRELLO | Wind
60063 | BUFF_GAP1B | Wind
60066 | H_HOLLOW1A | Wind
60068 | HHOLLOW21A | Wind
60070 | HHOLLOW31A | Wind
60072 | HHOLLOW41A | Wind
60081 | WHRLWIND1A | Wind
60201 | RIO DRCS | AVR
60202 | FRNDDRCS | AVR
71051 | L_BITTCR1_1N | Wind
71054 | L_SWEETW1_1N | Wind
71057 | L_SWEETW1_2N | Wind
71059 | L_SWEETW1_3N | Wind
71060 | L_SWEETW1_4N | Wind
71061 | L_SWEETW1_5N | Wind
76031 | L_GASCCR1_1N | Wind
76091 | L_DIVIDE1_1N | Wind
76095 | L_CAPRSI1_1N | Wind
76096 | L_CAPRSI1_2N | Wind
76097 | L_CAPRGE1_1N | Wind
80003 | MILHWYS | AVR
80012 | LAR | DCTie
80051 | FOR #8 | Cogen
80052 | FOR #9 | Cogen
80053 | FOR #10 | Cogen
80080 | GWINDT11A | Wind
80080 | GWINDT11A | Wind
80080 | GWINDT11A | Wind
80080 | GWINDT11A | Wind
80081 | GWINDT21A | Wind
80081 | GWINDT21A | Wind
80081 | GWINDT21A | Wind
80081 | GWINDT21A | Wind
80137 | CSDR89 | DCTie
80137 | CSDR89 | DCTie
80138 | CSDR7 | DCTie
80139 | CSDR56 | DCTie
80139 | CSDR56 | DCTie
80140 | CSDR11 | DCTie
80180 | PNSCALT11A | Wind
80180 | PNSCALT11A | Wind
80181 | PNSCALT21A | Wind
80181 | PNSCALT21A | Wind
80223 | REYSHR G | Cogen
80224 | VISTRONG1 | Cogen
80225 | VISTRONG2 | Cogen
80226 | ALCOA G | Cogen
80227 | AIRCO G | Cogen
80263 | B_DAVIS31A | CC
80264 | B_DAVIS41A | CC
80265 | LARECU40A | GGT
80266 | LARECU50A | GGT
86104 | CID-138 | DCTie
86105 | CID-230 | DCTie
86106 | CUF-230 | DCTie
86107 | CUF-138 | DCTie
88198 | BEEVILLE | AVR
88253 | HAMILTON | BLT
88299 | ZAPATA | BLT
88508 | FALFURRI | AVR