## Set up
Step 1 | Go to the Zones worksheet in this workbook. Make sure that the source and sink zones are set correctly and the "1"s and "-1"s are correct |  | Summary of Key Data points | Value
File Description: Cont_ Singleton to Obrien OL_ Singleton to Wharton
Step 2 | Open Dennis' file that needs to have the data transferred, same file that is listed in cell K27 |  | Number of units | 645
|  |  | Dec PTDF cutoff point | 258
Step 3 | Copy columns J:X from an old Dennis' Sheet to the new sheet (if first round of a new alaysis) |  | Dec PTDF cutoff unit | FRNDDRCS
|  |  | Dec 10% unit | BBRN_2G
Step 4 | Mark the contingencies and monitored element set by a "y" in column K of Dennis' sheet, if there are a match on the filename use something to make unique |  | Dec max cumltv zone impact - cumltv zone share | 0.023078
|  |  | Dec max cumltv zone impact - cumltv zone share pt | 91
Step 5 | Enter Dennis' file name into cell K27 |  | Dec max cumltv zone impact - cumltv zone share unit | ENNSTRAC_2G
|  |  | North Zonal weighted AWGSF | 0.1067
Step 6 | click the step one button |  | Houston Zonal weighted AWGSF | -0.11946
|  |  | Inc PTDF cutoff point | 387
Step 7 | Enter the line ratings in Dennis' workbook, the Input worksheet, in the cells |  | Inc PTDF cutoff unit | SANDOW_5G
| X6:X30, or to the end of the selected list. |  | Inc 10% unit | WAP_GN2_2
|  |  | Inc max cumltv zone impact - cumltv zone share | 0.11457
Step 8 | Check to see that the number of generators in Dennis' file matches the length |  | Inc max cumltv zone impact - cumltv zone share pt | 164
| of the formulas in columns L:V (Distributed Slack - Dec) have been copied through to the apporpriate number of rows |  | Inc max cumltv zone impact - cumltv zone share unit | CBE_ST34
| If Dennis' sheet data is less than this file then clear any old unit data in columns A:K of this workbook to match the correct leng |  | North Zonal weighted AWGSF | 0.1067
| It is only necessary to match the Distributed Slack - Dec worksheet. |  | Houston Zonal weighted AWGSF | -0.11946
|  |  | Min of zone correlation | 0.077656
Step 9 | Click the step 2 button |  | Bounary gen in Houston Zone | 0
| The last file saved will still be open, yopu will need to close this file. |  | Bounary gen in soucre zone as % of line | 0%
| This sheet willno longer be open. |  | Bounary gen in North Zone | 0
|  |  | Bounary gen in soucre zone as % of line | 0
|  |  | OL element line rating | 1450
|  |  | North Zonal weighted AWGSF | 0.1067
|  | NH_043009automation.xls | Houston Zonal weighted AWGSF | -0.11946
Copy Dennis' data step 1
Copy Dennis' Data Step 2

## Distributed Slack - Dec
Number of Bus | Name of Bus | ID | Area Name of Gen | AGC | P Sensitivity of Bus | Gen MW | Min MW | Max MW | V Sensitivity of Bus | Set Volt | Tech Type | Zone Impact | Zone Correlation | Inc Max | Dec Max | Souce S.F. Weighting | Souce Capacity | Sink S.F. Weighting | Sink Capacity | PTDF Calc | PTDF Weighting | Cumulative Share of Zonal Cap | Cumulative Share of Zonal Impact | Cont_ Singleton to Obrien OL_ Singleton to Wharton |  | i_PTDF_DEC_pt | 258 |  | ENNSTRAC_2G | Unit at max
990 | GIBN_CREK_G1 | 1 | North | YES | 0.15621 | 463 | 200 | 463 | 0 | 1.0275 | LIGCO | 1 | 0.27566 | 0 | 463 | 72.3229 | 463 |  |  | 0.27566 | 127.6315 | 0.010992 | 0.013656 |  |  | i_10pctunit | 20 |  | 91 | # units @ max
32798 | BRYN_TAMUGEN | 1 | North | YES | 0.14485 | 32 | 0 | 32 |  | 1.02 | GST | 1 | 0.2643 | 32 | 32 | 4.6351 | 32 |  |  | 0.2643 | 8.4577 | 0.011752 | 0.014561 |  |  | # units | 645 |  | 0.023078 | delta max
32886 | BRYN_ATKINS3 | MB | North | YES | 0.14307 | 0 | 5 | 12 |  | 1 | GST | 1 | 0.26253 | 0 | 0 | 0 | 0 |  |  | 0.26253 | 0 | 0.011752 | 0.014561 | [5 empty] | Delta
32887 | BRYN_ATKINS6 | MB | North | YES | 0.14307 | 0 | 12 | 51 |  | 1.028 | GST | 1 | 0.26253 | 0 | 0 | 0 | 0 |  |  | 0.26253 | 0 | 0.011752 | 0.014561 | Weighted Shift Factors |  |  |  | 1 | 0.0026639
32888 | BRYN_ATKINS7 | 1 | North | YES | 0.14307 | 13.6 | 4 | 17 |  | 1.028 | GGT | 1 | 0.26253 | 17 | 17 | 2.4323 | 17 |  |  | 0.26253 | 4.463 | 0.012155 | 0.015038 | North | 0.1067 |  |  | 2 | 0.0028091
32890 | BRYN_ATKINS4 | MB | North | YES | 0.14307 | 0 | 5 | 22 |  | 1.031 | GST | 1 | 0.26253 | 0 | 0 | 0 | 0 |  |  | 0.26253 | 0 | 0.012155 | 0.015038 | Houston | -0.11946 |  |  | 3 | 0.0028091
32891 | BRYN_ATKINS5 | MB | North | YES | 0.14307 | 0 | 5 | 25 |  | 1.031 | GST | 1 | 0.26253 | 0 | 0 | 0 | 0 |  |  | 0.26253 | 0 | 0.012155 | 0.015038 |  |  |  |  | 4 | 0.0028091
48671 | FTR_GT1_5105 | 1 | North | YES | 0.14226 | 154.2 | 0 | 154.2 | 0 | 1.0319 | CC | 1 | 0.26171 | 154.2 | 154.2 | 21.9362 | 154.2 |  |  | 0.26171 | 40.3564 | 0.015816 | 0.019356 |  |  |  |  | 5 | 0.002883
48672 | FTR_GT2_5110 | 2 | North | YES | 0.14226 | 159 | 0 | 159 | 0 | 1.0319 | CC | 1 | 0.26171 | 159 | 159 | 22.619 | 159 |  |  | 0.26171 | 41.6127 | 0.019591 | 0.023808 |  |  |  |  | 6 | 0.002883
48673 | FTR_GT3_5085 | 3 | North | YES | 0.14226 | 158 | 0 | 158 | 0 | 1.0319 | CC | 1 | 0.26171 | 158 | 158 | 22.4768 | 158 |  |  | 0.26171 | 41.351 | 0.023342 | 0.028233 |  |  |  |  | 7 | 0.002883
48674 | FTR_CN4_5095 | 4 | North | YES | 0.14226 | 380 | 0 | 380 | 0 | 1.0319 | CC | 1 | 0.26171 | 380 | 380 | 54.058 | 380 |  |  | 0.26171 | 99.4517 | 0.032363 | 0.038873 |  |  |  |  | 8 | 0.0035401
32883 | BRYN_DNSBY3 | 1 | North | YES | 0.13963 | 0 | 2 | 48 |  | 1.015 | GST | 1 | 0.25908 | 48 | 48 | 6.7021 | 48 |  |  | 0.25908 | 12.4361 | 0.033503 | 0.040204 |  |  |  |  | 9 | 0.0042177
32884 | BRYN_DNSBY13 | 1 | North | YES | 0.13963 | 46 | 2 | 46 | 0 | 1.015 | GST | 1 | 0.25908 | 46 | 46 | 6.4229 | 46 |  |  | 0.25908 | 11.9179 | 0.034595 | 0.041479 |  |  |  |  | 10 | 0.004891
32892 | BRYN_DNSBY14 | 1 | North | YES | 0.13963 | 84 | 25 | 105 | 0 | 1.035 | GST | 1 | 0.25908 | 105 | 105 | 14.6609 | 105 |  |  | 0.25908 | 27.2039 | 0.037087 | 0.04439 |  |  |  |  | 11 | 0.0065103
39960 | TNTNPONE_18 | 1 | North | YES | 0.13632 | 152.3 | 30 | 152.3 |  | 1.04 | LIGCO | 1 | 0.25578 | 0 | 152.3 | 20.7618 | 152.3 |  |  | 0.25578 | 38.9551 | 0.040703 | 0.048558 |  |  |  |  | 12 | 0.0067013
39970 | TNTNPONE_28 | 1 | North | YES | 0.13632 | 153 | 30 | 153 |  | 1.04 | LIGCO | 1 | 0.25578 | 0 | 153 | 20.8573 | 153 |  |  | 0.25578 | 39.1342 | 0.044335 | 0.052745 |  |  |  |  | 13 | 0.0068844
48721 | LEG_1___1 | 1 | North | YES | 0.12857 | 827 | 357 | 827 | 0 | 1.0348 | LIGCO | 1 | 0.24802 | 0 | 827 | 106.3233 | 827 |  |  | 0.24802 | 205.1141 | 0.063969 | 0.074691 |  |  |  |  | 14 | 0.0073023
48722 | LEG_2___2 | 2 | North | YES | 0.12857 | 819 | 357 | 819 | 0 | 1.0348 | LIGCO | 1 | 0.24802 | 0 | 819 | 105.2947 | 819 |  |  | 0.24802 | 203.13 | 0.083412 | 0.096424 |  |  |  |  | 15 | 0.0078546
3381 | BBRN_1G | 1 | North | YES | 0.1164 | 618 | 225 | 618 | 0 | 1.03 | LIGCO | 1 | 0.23586 | 0 | 618 | 71.9352 | 618 |  |  | 0.23586 | 145.7596 | 0.098084 | 0.11202 |  |  |  |  | 16 | 0.0084094
3382 | BBRN_2G | 2 | North | YES | 0.1164 | 589 | 225 | 589 | 0 | 1.03 | LIGCO | 1 | 0.23586 | 0 | 589 | 68.5596 | 589 |  |  | 0.23586 | 138.9197 | 0.11207 | 0.12688 |  |  |  |  | 17 | 0.010722
13131 | CALFREST_1G | 1 | North | YES | 0.11541 | 150.7 | 40 | 150.7 | 0 | 1.031 | CC | 1 | 0.23486 | 150.7 | 150.7 | 17.3918 | 150.7 |  |  | 0.23486 | 35.394 | 0.11564 | 0.13067 |  |  |  |  | 18 | 0.013012
13132 | CALFREST_2G | 2 | North | YES | 0.11541 | 151 | 57 | 151 | 0 | 1.031 | CC | 1 | 0.23486 | 151 | 151 | 17.4265 | 151 |  |  | 0.23486 | 35.4645 | 0.11923 | 0.13446 |  |  |  |  | 19 | 0.013936
13133 | CALFREST_3G | 3 | North | YES | 0.11541 | 177.4 | 40 | 177.4 | 0 | 1.031 | CC | 1 | 0.23486 | 177.4 | 177.4 | 20.4732 | 177.4 |  |  | 0.23486 | 41.6649 | 0.12344 | 0.13892 |  |  |  |  | 20 | 0.014816
13134 | CALFREST_4G | 4 | North | YES | 0.1152 | 151.5 | 40 | 151.5 | 0 | 1.031 | CC | 1 | 0.23465 | 151.5 | 151.5 | 17.4523 | 151.5 |  |  | 0.23465 | 35.5501 | 0.12704 | 0.14273 |  |  |  |  | 21 | 0.015025
13135 | CALFREST_5G | 5 | North | YES | 0.1152 | 152.3 | 57 | 152.3 | 0 | 1.031 | CC | 1 | 0.23465 | 152.3 | 152.3 | 17.5445 | 152.3 |  |  | 0.23465 | 35.7378 | 0.13065 | 0.14655 |  |  |  |  | 22 | 0.015235
13136 | CALFREST_6G | 6 | North | YES | 0.1152 | 177.5 | 40 | 177.5 | 0 | 1.031 | CC | 1 | 0.23465 | 177.5 | 177.5 | 20.4475 | 177.5 |  |  | 0.23465 | 41.6511 | 0.13487 | 0.15101 |  |  |  |  | 23 | 0.015481
3107 | STRYKER_1G | 1 | North | YES | 0.11088 | 145.6 | 45 | 182 | 0 | 1.029 | GST | 1 | 0.23034 | 182 | 182 | 20.1805 | 182 |  |  | 0.23034 | 41.9217 | 0.13919 | 0.15549 |  |  |  |  | 24 | 0.015688
3108 | STRYKER_2G | 2 | North | YES | 0.11088 | 484 | 75 | 484 | 0 | 1.029 | GST | 1 | 0.23034 | 484 | 484 | 53.6669 | 484 |  |  | 0.23034 | 111.484 | 0.15068 | 0.16742 |  |  |  |  | 25 | 0.015896
3309 | ASPN_G | 1 | North | YES | 0.11081 | 50 | 0 | 50 |  | 1 | Bio | 1 | 0.23027 | 50 | 50 | 5.5407 | 50 |  |  | 0.23027 | 11.5135 | 0.15187 | 0.16865 |  |  |  |  | 26 | 0.016139
3348 | CHAMPION_1G | MB | North | YES | 0.11077 | 0 | 42 | 42 |  | 1 | Cogen | 1 | 0.23023 | 0 | 0 | 0 | 0 |  |  | 0.23023 | 0 | 0.15187 | 0.16865 |  |  |  |  | 27 | 0.016303
13116 | TGATEWAY_1G | 1 | North | YES | 0.11037 | 151 | 30 | 151 | 0 | 1.0232 | CC | 1 | 0.22983 | 151 | 151 | 16.6663 | 151 |  |  | 0.22983 | 34.7043 | 0.15545 | 0.17236 |  |  |  |  | 28 | 0.016741
13117 | TGATEWAY_2G | 2 | North | YES | 0.11037 | 130 | 30 | 130 | 0 | 1.0232 | CC | 1 | 0.22983 | 130 | 130 | 14.3485 | 130 |  |  | 0.22983 | 29.8779 | 0.15854 | 0.17556 |  |  |  |  | 29 | 0.016786
13118 | TGATEWAY_3G | 3 | North | YES | 0.11037 | 148 | 30 | 148 | 0 | 1.0232 | CC | 1 | 0.22983 | 148 | 148 | 16.3352 | 148 |  |  | 0.22983 | 34.0148 | 0.16205 | 0.1792 |  |  |  |  | 30 | 0.016786
13119 | TGATEWAY_4G | 4 | North | YES | 0.11037 | 399 | 65 | 399 | 0 | 1.0232 | CC | 1 | 0.22983 | 399 | 399 | 44.0388 | 399 |  |  | 0.22983 | 91.7021 | 0.17152 | 0.18901 |  |  |  |  | 31 | 0.016914
3097 | MARTLAKE_1G | 1 | North | YES | 0.10994 | 790 | 500 | 790 | 0 | 1.017 | LIGCO | 1 | 0.22939 | 0 | 790 | 86.8502 | 790 |  |  | 0.22939 | 181.2212 | 0.19028 | 0.2084 |  |  |  |  | 32 | 0.017025
3098 | MARTLAKE_2G | 2 | North | YES | 0.10994 | 795 | 461 | 795 | 0 | 1.017 | LIGCO | 1 | 0.22939 | 0 | 795 | 87.3999 | 795 |  |  | 0.22939 | 182.3682 | 0.20915 | 0.22791 |  |  |  |  | 33 | 0.01715
3099 | MARTLAKE_3G | 3 | North | YES | 0.10994 | 804 | 500 | 804 | 0 | 1.017 | LIGCO | 1 | 0.22939 | 0 | 804 | 88.3893 | 804 |  |  | 0.22939 | 184.4327 | 0.22824 | 0.24765 |  |  |  |  | 34 | 0.017489
3126 | TRINIDAD_6G | 1 | North | YES | 0.10708 | 179.2 | 46 | 224 | 0 | 1 | GST | 1 | 0.22654 | 224 | 224 | 23.9859 | 224 |  |  | 0.22654 | 50.7443 | 0.23356 | 0.25308 |  |  |  |  | 35 | 0.018124
12411 | FPLEFR1A_G | 1 | North | YES | 0.10689 | 161 | 72 | 161 | 0 | 1 | CC | 1 | 0.22635 | 161 | 161 | 17.2095 | 161 |  |  | 0.22635 | 36.442 | 0.23738 | 0.25698 |  |  |  |  | 36 | 0.018763
12412 | FPLEFR1B_G | 2 | North | YES | 0.10689 | 164 | 72 | 164 | 0 | 1 | CC | 1 | 0.22635 | 164 | 164 | 17.5301 | 164 |  |  | 0.22635 | 37.1211 | 0.24127 | 0.26095 |  |  |  |  | 37 | 0.019408
12413 | FPLEFR1C_G | 3 | North | YES | 0.10689 | 164 | 72 | 164 | 0 | 1 | CC | 1 | 0.22635 | 164 | 164 | 17.5301 | 164 |  |  | 0.22635 | 37.1211 | 0.24517 | 0.26492 |  |  |  |  | 38 | 0.01952
12414 | FPLEFR1S_G | 4 | North | YES | 0.10689 | 414 | 191 | 414 | 0 | 1 | CC | 1 | 0.22635 | 414 | 414 | 44.2529 | 414 |  |  | 0.22635 | 93.708 | 0.25499 | 0.27495 |  |  |  |  | 39 | 0.019597
12421 | FPLEFR2A_G | 1 | North | YES | 0.10689 | 162 | 72 | 162 | 0 | 1 | CC | 1 | 0.22635 | 162 | 162 | 17.3163 | 162 |  |  | 0.22635 | 36.6684 | 0.25884 | 0.27887 |  |  |  |  | 40 | 0.019675
12422 | FPLEFR2B_G | 2 | North | YES | 0.10689 | 161 | 72 | 161 | 0 | 1 | CC | 1 | 0.22635 | 161 | 161 | 17.2095 | 161 |  |  | 0.22635 | 36.442 | 0.26266 | 0.28277 |  |  |  |  | 41 | 0.019753
12423 | FPLEFR2C_G | 3 | North | YES | 0.10689 | 163 | 72 | 163 | 0 | 1 | CC | 1 | 0.22635 | 163 | 163 | 17.4232 | 163 |  |  | 0.22635 | 36.8947 | 0.26653 | 0.28671 |  |  |  |  | 42 | 0.019951
12424 | FPLEFR2S_G | 4 | North | YES | 0.10689 | 415 | 191 | 415 | 0 | 1 | CC | 1 | 0.22635 | 415 | 415 | 44.3598 | 415 |  |  | 0.22635 | 93.9344 | 0.27638 | 0.29677 |  |  |  |  | 43 | 0.020028
2451 | LKHB1_G | 1 | North | YES | 0.10633 | 0 | 80 | 391 |  | 1.022 | GST | 1 | 0.22579 | 391 | 391 | 41.5746 | 391 |  |  | 0.22579 | 88.2823 | 0.28567 | 0.30621 |  |  |  |  | 44 | 0.020105
2452 | LKHB2_G | 2 | North | YES | 0.10633 | 516 | 80 | 516 | 0 | 1.022 | GST | 1 | 0.22579 | 516 | 516 | 54.8658 | 516 |  |  | 0.22579 | 116.5055 | 0.29792 | 0.31868 |  |  |  |  | 45 | 0.020183
12440 | PARKD_1SVC8 | 1 | North | YES | 0.10628 | 0 | 0 | 0 | 0 | 1.007 | GST | 1 | 0.22573 | 0 | 0 | 0 | 0 |  |  | 0.22573 | 0 | 0.29792 | 0.31868 |  |  |  |  | 46 | 0.020381
12449 | PARKD_2SVC8 | 1 | North | YES | 0.10628 | 0 | 0 | 0 | 0 | 1.007 | GST | 1 | 0.22573 | 0 | 0 | 0 | 0 |  |  | 0.22573 | 0 | 0.29792 | 0.31868 |  |  |  |  | 47 | 0.020544
948 | STEAM1 | 1 | North | YES | 0.10601 | 0 | 12 | 20 |  | 1.02 | GST | 1 | 0.22546 | 20 | 20 | 2.1202 | 20 |  |  | 0.22546 | 4.5093 | 0.29839 | 0.31916 |  |  |  |  | 48 | 0.020759
949 | STEAM2 | 1 | North | YES | 0.10601 | 26 | 8 | 26 | 0 | 0.99 | GST | 1 | 0.22546 | 26 | 26 | 2.7562 | 26 |  |  | 0.22546 | 5.8621 | 0.29901 | 0.31979 |  |  |  |  | 49 | 0.020759
950 | STEAM3 | 1 | North | YES | 0.10601 | 41 | 13 | 42 | 0 | 1.02 | GST | 1 | 0.22546 | 42 | 42 | 4.4523 | 42 |  |  | 0.22546 | 9.4695 | 0.30001 | 0.3208 |  |  |  |  | 50 | 0.020759
837 | NEWMAN_G5 | 1 | North | YES | 0.10588 | 0 | 15 | 40 |  | 1.01 | GST | 1 | 0.22534 | 40 | 40 | 4.2352 | 40 |  |  | 0.22534 | 9.0134 | 0.30096 | 0.32176 |  |  |  |  | 51 | 0.020767
842 | OLINGER_G1 | 1 | North | YES | 0.10586 | 55.4 | 20 | 79 | 0 | 1.03 | GST | 1 | 0.22532 | 79 | 79 | 8.363 | 79 |  |  | 0.22532 | 17.8001 | 0.30283 | 0.32367 |  |  |  |  | 52 | 0.020777
843 | OLINGER_G2 | 1 | North | YES | 0.10586 | 76.2 | 25 | 110 | 0 | 1.03 | GST | 1 | 0.22532 | 110 | 110 | 11.6447 | 110 |  |  | 0.22532 | 24.785 | 0.30544 | 0.32632 |  |  |  |  | 53 | 0.020793
844 | OLINGER_G3 | 1 | North | YES | 0.10586 | 103.9 | 45 | 150 | 0 | 1.03 | GST | 1 | 0.22532 | 150 | 150 | 15.8791 | 150 |  |  | 0.22532 | 33.7977 | 0.309 | 0.32994 |  |  |  |  | 54 | 0.020807
845 | OLINGER_G4 | 1 | North | YES | 0.10586 | 51.9 | 0 | 76 | 0 | 1.03 | GGT | 1 | 0.22532 | 76 | 76 | 8.0454 | 76 |  |  | 0.22532 | 17.1242 | 0.31081 | 0.33177 |  |  |  |  | 55 | 0.020836
1701 | MOSES_1G | 1 | North | YES | 0.10565 | 558 | 175 | 558 | 0 | 1.023 | LIGCO | 1 | 0.22511 | 0 | 558 | 58.9538 | 558 |  |  | 0.22511 | 125.6108 | 0.32406 | 0.34521 |  |  |  |  | 56 | 0.020877
1702 | MOSES_2G | 2 | North | YES | 0.10565 | 579 | 175 | 579 | 0 | 1.023 | LIGCO | 1 | 0.22511 | 0 | 579 | 61.1725 | 579 |  |  | 0.22511 | 130.3381 | 0.3378 | 0.35915 |  |  |  |  | 57 | 0.020932
1703 | MOSES_3G | 3 | North | YES | 0.10565 | 808 | 463 | 808 | 0 | 1.023 | LIGCO | 1 | 0.22511 | 0 | 808 | 85.3668 | 808 |  |  | 0.22511 | 181.888 | 0.35698 | 0.37861 |  |  |  |  | 58 | 0.02096
5925 | DCEAST | EQ | North | YES | 0.10565 | 400.3 | -600 | 600 | 0 | 1.025 | DCTie | 1 | 0.22511 | 0 | 0 | 0 | 0 |  |  | 0.22511 | 0 | 0.35698 | 0.37861 |  |  |  |  | 59 | 0.021152
1675 | PEC_1G | 1 | North | YES | 0.10554 | 76.7 | 35 | 76.7 | 0 | 1.022 | Cogen | 1 | 0.225 | 0 | 0 | 0 | 0 |  |  | 0.225 | 0 | 0.35698 | 0.37861 |  |  |  |  | 60 | 0.021352
1676 | PEC_2G | 2 | North | YES | 0.10554 | 79.6 | 35 | 79.6 | 0 | 1.022 | Cogen | 1 | 0.225 | 0 | 0 | 0 | 0 |  |  | 0.225 | 0 | 0.35698 | 0.37861 |  |  |  |  | 61 | 0.02163
1677 | PEC_3G | 3 | North | YES | 0.10554 | 88.4 | 35 | 88.4 | 0 | 1.022 | Cogen | 1 | 0.225 | 0 | 0 | 0 | 0 |  |  | 0.225 | 0 | 0.35698 | 0.37861 |  |  |  |  | 62 | 0.02163
1678 | LAMARPWR_1G | 1 | North | YES | 0.10547 | 160 | 67.7 | 160 | 0 | 1.038 | CC | 1 | 0.22493 | 160 | 160 | 16.8757 | 160 |  |  | 0.22493 | 35.9888 | 0.36078 | 0.38246 |  |  |  |  | 63 | 0.02163
1679 | LAMARPWR_2G | 2 | North | YES | 0.10547 | 156 | 67.7 | 156 | 0 | 1.038 | CC | 1 | 0.22493 | 156 | 156 | 16.4538 | 156 |  |  | 0.22493 | 35.0891 | 0.36449 | 0.38622 |  |  |  |  | 64 | 0.02163
1680 | LAMARPWR_3G | 3 | North | YES | 0.10547 | 196 | 129.1 | 196 | 0 | 1.038 | CC | 1 | 0.22493 | 196 | 196 | 20.6727 | 196 |  |  | 0.22493 | 44.0863 | 0.36914 | 0.39094 |  |  |  |  | 65 | 0.02163
1681 | LAMARPWR_4G | 4 | North | YES | 0.10547 | 156 | 67.7 | 156 | 0 | 1.038 | CC | 1 | 0.22493 | 156 | 156 | 16.4538 | 156 |  |  | 0.22493 | 35.0891 | 0.37284 | 0.39469 |  |  |  |  | 66 | 0.021682
1682 | LAMARPWR_5G | 5 | North | YES | 0.10547 | 157 | 67.7 | 157 | 0 | 1.038 | CC | 1 | 0.22493 | 157 | 157 | 16.5593 | 157 |  |  | 0.22493 | 35.314 | 0.37657 | 0.39847 |  |  |  |  | 67 | 0.021733
1683 | LAMARPWR_6G | 6 | North | YES | 0.10547 | 198 | 129.1 | 198 | 0 | 1.038 | CC | 1 | 0.22493 | 198 | 198 | 20.8837 | 198 |  |  | 0.22493 | 44.5361 | 0.38127 | 0.40323 |  |  |  |  | 68 | 0.021797
1689 | VALLEY_3G | 3 | North | YES | 0.10537 | 0 | 25 | 375 |  | 1.003 | GST | 1 | 0.22483 | 375 | 375 | 39.5149 | 375 |  |  | 0.22483 | 84.3112 | 0.39017 | 0.41225 |  |  |  |  | 69 | 0.021848
11691 | KMICHICT1_G | 1 | North | YES | 0.10537 | 144 | 80 | 144 | 0 | 1.026 | CC | 1 | 0.22483 | 144 | 144 | 15.1737 | 144 |  |  | 0.22483 | 32.3755 | 0.39359 | 0.41572 |  |  |  |  | 70 | 0.021899
11692 | KMICHICT2_G | 2 | North | YES | 0.10537 | 146 | 80 | 146 | 0 | 1.026 | CC | 1 | 0.22483 | 146 | 146 | 15.3845 | 146 |  |  | 0.22483 | 32.8252 | 0.39706 | 0.41923 |  |  |  |  | 71 | 0.021963
11693 | KMICHIST3_G | 3 | North | YES | 0.10537 | 312 | 60 | 312 | 0 | 1.026 | CC | 1 | 0.22483 | 312 | 312 | 32.8764 | 312 |  |  | 0.22483 | 70.1469 | 0.40446 | 0.42674 |  |  |  |  | 72 | 0.022081
11694 | KMICHICT4_G | 4 | North | YES | 0.10537 | 144 | 80 | 144 | 0 | 1.026 | CC | 1 | 0.22483 | 144 | 144 | 15.1737 | 144 |  |  | 0.22483 | 32.3755 | 0.40788 | 0.4302 |  |  |  |  | 73 | 0.022127
11695 | KMICHICT5_G | 5 | North | YES | 0.10537 | 148 | 80 | 148 | 0 | 1.026 | CC | 1 | 0.22483 | 148 | 148 | 15.5952 | 148 |  |  | 0.22483 | 33.2748 | 0.4114 | 0.43376 |  |  |  |  | 74 | 0.022173
11696 | KMICHIST6_G | 6 | North | YES | 0.10537 | 310 | 60 | 310 | 0 | 1.026 | CC | 1 | 0.22483 | 310 | 310 | 32.6656 | 310 |  |  | 0.22483 | 69.6973 | 0.41876 | 0.44122 |  |  |  |  | 75 | 0.022271
1687 | VALLEY_1G | 1 | North | YES | 0.10515 | 136 | 15 | 170 | 0 | 1.029 | GST | 1 | 0.2246 | 170 | 170 | 17.8752 | 170 |  |  | 0.2246 | 38.1828 | 0.42279 | 0.4453 |  |  |  |  | 76 | 0.022316
1688 | VALLEY_2G | 2 | North | YES | 0.10515 | 527 | 90 | 527 | 0 | 1.029 | GSC | 1 | 0.2246 | 527 | 527 | 55.413 | 527 |  |  | 0.2246 | 118.3668 | 0.4353 | 0.45797 |  |  |  |  | 77 | 0.022363
2413 | MTCK6_G | 6 | North | YES | 0.10514 | 0 | 30 | 118 |  | 1.022 | GST | 1 | 0.2246 | 118 | 118 | 12.4064 | 118 |  |  | 0.2246 | 26.5023 | 0.4381 | 0.4608 |  |  |  |  | 78 | 0.02246
2414 | MTCK7_G | 7 | North | YES | 0.10514 | 0 | 30 | 115 |  | 1.022 | GST | 1 | 0.2246 | 115 | 115 | 12.091 | 115 |  |  | 0.2246 | 25.8285 | 0.44084 | 0.46357 |  |  |  |  | 79 | 0.02251
2417 | MTCK8_G | 8 | North | YES | 0.10514 | 444.8 | 60 | 556 | 0 | 1.022 | GSC | 1 | 0.2246 | 556 | 556 | 58.4573 | 556 |  |  | 0.2246 | 124.8753 | 0.45403 | 0.47693 |  |  |  |  | 80 | 0.022663
6948 | DENISNDM | 1 | North | YES | 0.10497 | 40 | 5 | 40 |  | 1.015 | Hydro | 1 | 0.22443 | 0 | 0 | 0 | 0 |  |  | 0.22443 | 0 | 0.45403 | 0.47693 |  |  |  |  | 81 | 0.022697
6948 | DENISNDM | 2 | North | YES | 0.10497 | 31 | 5 | 40 |  | 1.015 | Hydro | 1 | 0.22443 | 0 | 0 | 0 | 0 |  |  | 0.22443 | 0 | 0.45403 | 0.47693 |  |  |  |  | 82 | 0.022731
2371 | COLLIN_1G | MB | North | YES | 0.10442 | 0 | 40 | 138 |  | 1.022 | GST | 1 | 0.22387 | 0 | 0 | 0 | 0 |  |  | 0.22387 | 0 | 0.45403 | 0.47693 |  |  |  |  | 83 | 0.022892
2381 | NTHLK1_G | 1 | North | YES | 0.10422 | 0 | 35 | 156 |  | 1.022 | GST | 1 | 0.22368 | 156 | 156 | 16.2586 | 156 |  |  | 0.22368 | 34.8939 | 0.45774 | 0.48066 |  |  |  |  | 84 | 0.022892
2382 | NTHLK2_G | 2 | North | YES | 0.10422 | 0 | 35 | 181 |  | 1.022 | GST | 1 | 0.22368 | 181 | 181 | 18.8642 | 181 |  |  | 0.22368 | 40.4859 | 0.46204 | 0.48499 |  |  |  |  | 85 | 0.022892
2383 | NTHLK3_G | 3 | North | YES | 0.10422 | 0 | 50 | 329 |  | 1.022 | GST | 1 | 0.22368 | 329 | 329 | 34.289 | 329 |  |  | 0.22368 | 73.5904 | 0.46985 | 0.49287 |  |  |  |  | 86 | 0.022892
12322 | ENNSTRAC_1G | 1 | North | YES | 0.10419 | 196 | 130 | 196 | 0 | 1.036 | CC | 1 | 0.22365 | 196 | 196 | 20.421 | 196 |  |  | 0.22365 | 43.8346 | 0.4745 | 0.49756 |  |  |  |  | 87 | 0.022922
12323 | ENNSTRAC_2G | 2 | North | YES | 0.10419 | 116 | 100 | 116 | 0 | 1.036 | CC | 1 | 0.22365 | 116 | 116 | 12.0859 | 116 |  |  | 0.22365 | 25.9429 | 0.47725 | 0.50033 |  |  |  |  | 88 | 0.022956
923 | SPENCER_G4 | 1 | North | YES | 0.10234 | 48 | 20 | 61 | 0 | 1.03 | GST | 1 | 0.2218 | 61 | 61 | 6.2429 | 61 |  |  | 0.2218 | 13.5298 | 0.4787 | 0.50178 |  |  |  |  | 89 | 0.02302
924 | SPENCER_G5 | 1 | North | YES | 0.10234 | 52 | 20 | 66 | 0 | 1.03 | GST | 1 | 0.2218 | 66 | 66 | 6.7546 | 66 |  |  | 0.2218 | 14.6388 | 0.48027 | 0.50335 |  |  |  |  | 90 | 0.023056
1948 | HANDLEY_4G | 4 | North | YES | 0.10156 | 348 | 150 | 435 | 0 | 1.022 | GST | 1 | 0.22102 | 435 | 435 | 44.1799 | 435 |  |  | 0.22102 | 96.1437 | 0.4906 | 0.51363 |  |  |  |  | 91 | 0.023078
1947 | HANDLEY_3G | 3 | North | YES | 0.10138 | 316 | 100 | 395 | 0 | 1.022 | GST | 1 | 0.22084 | 395 | 395 | 40.0451 | 395 |  |  | 0.22084 | 87.2306 | 0.49997 | 0.52296 |  |  |  |  | 92 | 0.023078
1949 | HANDLEY_5G | 5 | North | YES | 0.10138 | 348 | 150 | 435 | 0 | 1.022 | GST | 1 | 0.22084 | 435 | 435 | 44.1003 | 435 |  |  | 0.22084 | 96.0641 | 0.5103 | 0.53324 |  |  |  |  | 93 | 0.023077
1941 | MDLTHELP_1G | 1 | North | YES | 0.10137 | 216.4 | 74 | 216.4 | 0 | 1 | CC | 1 | 0.22083 | 216.4 | 216.4 | 21.9367 | 216.4 |  |  | 0.22083 | 47.7872 | 0.51544 | 0.53836 |  |  |  |  | 94 | 0.023037
1942 | MDLTHELP_2G | 2 | North | YES | 0.10137 | 216.1 | 74 | 216.1 | 0 | 1 | CC | 1 | 0.22083 | 216.1 | 216.1 | 21.9063 | 216.1 |  |  | 0.22083 | 47.7209 | 0.52057 | 0.54346 |  |  |  |  | 95 | 0.022992
728 | WOLFRIDGE801 | 1 | North | YES | 0.10135 | 11.2 | 0 | 112.5 | 0 | 0.99 | Wind | 1 | 0.2208 | 0 | 112.5 | 11.4014 | 112.5 |  |  | 0.2208 | 24.8403 | 0.52324 | 0.54612 |  |  |  |  | 96 | 0.022943
1861 | EAGLEMNT_1G | MB | North | YES | 0.10093 | 0 | 30 | 112 |  | 1.022 | GST | 1 | 0.22039 | 0 | 0 | 0 | 0 |  |  | 0.22039 | 0 | 0.52324 | 0.54612 |  |  |  |  | 97 | 0.022919
1862 | EAGLEMNT_2G | MB | North | YES | 0.10093 | 0 | 40 | 100 |  | 1.022 | GST | 1 | 0.22039 | 0 | 0 | 0 | 0 |  |  | 0.22039 | 0 | 0.52324 | 0.54612 |  |  |  |  | 98 | 0.022894
1863 | EAGLEMNT_3G | MB | North | YES | 0.10093 | 0 | 50 | 378 |  | 1.022 | GST | 1 | 0.22039 | 0 | 0 | 0 | 0 |  |  | 0.22039 | 0 | 0.52324 | 0.54612 |  |  |  |  | 99 | 0.022881
1937 | MDLTHELP_5G | 5 | North | YES | 0.10029 | 224 | 74 | 224 | 0 | 1 | CC | 1 | 0.21974 | 224 | 224 | 22.4643 | 224 |  |  | 0.21974 | 49.2226 | 0.52856 | 0.55139 |  |  |  |  | 100 | 0.022881
1938 | MDLTHELP_6G | 6 | North | YES | 0.10029 | 226 | 74 | 226 | 0 | 1 | CC | 1 | 0.21974 | 226 | 226 | 22.6649 | 226 |  |  | 0.21974 | 49.6621 | 0.53392 | 0.5567 |  |  |  |  | 101 | 0.022881
1943 | MDLTHELP_3G | 3 | North | YES | 0.10029 | 212 | 74 | 212 | 0 | 1 | CC | 1 | 0.21974 | 212 | 212 | 21.2608 | 212 |  |  | 0.21974 | 46.5857 | 0.53895 | 0.56168 |  |  |  |  | 102 | 0.022881
1944 | MDLTHELP_4G | 4 | North | YES | 0.10029 | 211 | 74 | 211 | 0 | 1 | CC | 1 | 0.21974 | 211 | 211 | 21.1606 | 211 |  |  | 0.21974 | 46.366 | 0.54396 | 0.56665 |  |  |  |  | 103 | 0.02283
580 | JCKCNTY801 | 1 | North | YES | 0.099867 | 288 | 0 | 288 | 0 | 1.022 | CC | 1 | 0.21932 | 288 | 288 | 28.7617 | 288 |  |  | 0.21932 | 63.1653 | 0.5508 | 0.5734 |  |  |  |  | 104 | 0.022778
581 | JCKCNTY802 | 2 | North | YES | 0.099867 | 147 | 0 | 147 | 0 | 1.022 | CC | 1 | 0.21932 | 147 | 147 | 14.6804 | 147 |  |  | 0.21932 | 32.2406 | 0.55429 | 0.57685 |  |  |  |  | 105 | 0.02273
582 | JCKCNTY803 | 3 | North | YES | 0.099867 | 147 | 0 | 147 | 0 | 1.022 | CC | 1 | 0.21932 | 147 | 147 | 14.6804 | 147 |  |  | 0.21932 | 32.2406 | 0.55778 | 0.5803 |  |  |  |  | 106 | 0.022681
1889 | DECRDOVA_1G | 1 | North | YES | 0.099538 | 779 | 255 | 779 | 0 | 1.02 | GSC | 1 | 0.21899 | 779 | 779 | 77.5401 | 779 |  |  | 0.21899 | 170.597 | 0.57627 | 0.59856 |  |  |  |  | 107 | 0.022602
1877 | WLFHOLW_1G | 1 | North | YES | 0.099337 | 217.3 | 89.2 | 217.3 | 0 | 1.032 | CC | 1 | 0.21879 | 217.3 | 217.3 | 21.5859 | 217.3 |  |  | 0.21879 | 47.5439 | 0.58143 | 0.60364 |  |  |  |  | 108 | 0.022562
1878 | WLFHOLW_2G | 2 | North | YES | 0.099337 | 215.7 | 105 | 215.7 | 0 | 1.032 | CC | 1 | 0.21879 | 215.7 | 215.7 | 21.427 | 215.7 |  |  | 0.21879 | 47.1938 | 0.58655 | 0.60869 |  |  |  |  | 109 | 0.022522
1879 | WLFHOLW_3G | 3 | North | YES | 0.099337 | 272.4 | 89.2 | 272.4 | 0 | 1.032 | CC | 1 | 0.21879 | 272.4 | 272.4 | 27.0594 | 272.4 |  |  | 0.21879 | 59.5995 | 0.59302 | 0.61507 |  |  |  |  | 110 | 0.02228
1453 | WCPWRCO_1G | 1 | North | YES | 0.099184 | 204 | 50 | 204 | 0 | 1.02 | CC | 1 | 0.21864 | 204 | 204 | 20.2335 | 204 |  |  | 0.21864 | 44.6027 | 0.59786 | 0.61984 |  |  |  |  | 111 | 0.022209
1454 | WCPWRCO_2G | 2 | North | YES | 0.099184 | 204 | 50 | 204 | 0 | 1.02 | CC | 1 | 0.21864 | 204 | 204 | 20.2335 | 204 |  |  | 0.21864 | 44.6027 | 0.60271 | 0.62461 |  |  |  |  | 112 | 0.022137
1455 | WCPWRCO_3G | 3 | North | YES | 0.099184 | 242 | 50 | 242 |  | 1.02 | CC | 1 | 0.21864 | 242 | 242 | 24.0025 | 242 |  |  | 0.21864 | 52.9111 | 0.60845 | 0.63027 |  |  |  |  | 113 | 0.022047
1898 | COMCHEPK_1G | 1 | North | YES | 0.099052 | 1217 | 1150 | 1217 | 0 | 1.032 | Nuc | 1 | 0.21851 | 0 | 0 | 0 | 0 |  |  | 0.21851 | 0 | 0.60845 | 0.63027 |  |  |  |  | 114 | 0.021976
1899 | COMCHEPK_2G | 2 | North | YES | 0.099052 | 1159 | 1128 | 1159 | 0 | 1.032 | Nuc | 1 | 0.21851 | 0 | 0 | 0 | 0 |  |  | 0.21851 | 0 | 0.60845 | 0.63027 |  |  |  |  | 115 | 0.021905
503 | NTHTEXAS01 | 1 | North | YES | 0.098545 | 0 | 5 | 18 |  | 1.015 | GST | 1 | 0.218 | 18 | 18 | 1.7738 | 18 |  |  | 0.218 | 3.924 | 0.60888 | 0.63069 |  |  |  |  | 116 | 0.021821
504 | NTHTEXAS02 | 2 | North | YES | 0.098545 | 14.4 | 5 | 18 |  | 1.015 | GST | 1 | 0.218 | 18 | 18 | 1.7738 | 18 |  |  | 0.218 | 3.924 | 0.60931 | 0.63111 |  |  |  |  | 117 | 0.021821
505 | NTHTEXAS03 | 3 | North | YES | 0.098545 | 30.4 | 15 | 38 |  | 1.015 | GST | 1 | 0.218 | 38 | 38 | 3.7447 | 38 |  |  | 0.218 | 8.2841 | 0.61021 | 0.632 |  |  |  |  | 118 | 0.021821
1892 | DECRDOVA_2G | A | North | YES | 0.098526 | 65 | 65 | 70 | 0 | 1.025 | GGT | 1 | 0.21798 | 70 | 70 | 6.8968 | 70 |  |  | 0.21798 | 15.2588 | 0.61187 | 0.63363 |  |  |  |  | 119 | 0.021814
1893 | DECRDOVA_3G | B | North | YES | 0.098526 | 65 | 65 | 69 | 0 | 1.025 | GGT | 1 | 0.21798 | 69 | 69 | 6.7983 | 69 |  |  | 0.21798 | 15.0408 | 0.61351 | 0.63524 |  |  |  |  | 120 | 0.021806
1894 | DECRDOVA_4G | C | North | YES | 0.098526 | 65 | 65 | 69 | 0 | 1.025 | GGT | 1 | 0.21798 | 69 | 69 | 6.7983 | 69 |  |  | 0.21798 | 15.0408 | 0.61515 | 0.63685 |  |  |  |  | 121 | 0.021791
1895 | DECRDOVA_5G | D | North | YES | 0.098526 | 65 | 65 | 68 | 0 | 1.025 | GGT | 1 | 0.21798 | 68 | 68 | 6.6998 | 68 |  |  | 0.21798 | 14.8228 | 0.61676 | 0.63844 |  |  |  |  | 122 | 0.021761
366 | JNSNCNTY802 | 1 | North | YES | 0.097904 | 168 | 20 | 168 | 0 | 1.02 | Cogen | 1 | 0.21736 | 0 | 0 | 0 | 0 |  |  | 0.21736 | 0 | 0.61676 | 0.63844 |  |  |  |  | 123 | 0.021732
367 | JNSNCNTY802 | 2 | North | YES | 0.097904 | 90 | 20 | 90 | 0 | 1.02 | Cogen | 1 | 0.21736 | 0 | 0 | 0 | 0 |  |  | 0.21736 | 0 | 0.61676 | 0.63844 |  |  |  |  | 124 | 0.021704
344 | MRSSHPRD | 1 | North | YES | 0.09758 | 0 | 0 | 12 |  | 1.03 | Hydro | 1 | 0.21704 | 0 | 0 | 0 | 0 |  |  | 0.21704 | 0 | 0.61676 | 0.63844 |  |  |  |  | 125 | 0.021675
345 | MRSSHPRD01 | 2 | North | YES | 0.09758 | 0 | 0 | 12 |  | 1.03 | Hydro | 1 | 0.21704 | 0 | 0 | 0 | 0 |  |  | 0.21704 | 0 | 0.61676 | 0.63844 |  |  |  |  | 126 | 0.021675
1600 | BARTNWND_1G | 1 | North | YES | 0.097432 | 12 | 0 | 120 | 0 | 1.022 | Wind | 1 | 0.21689 | 0 | 120 | 11.6918 | 120 |  |  | 0.21689 | 26.0267 | 0.61961 | 0.64122 |  |  |  |  | 127 | 0.021675
1479 | WFCOGEN_1G | 1 | North | YES | 0.097281 | 16 | 12 | 20 | 0 | 1 | Cogen | 1 | 0.21674 | 0 | 0 | 0 | 0 |  |  | 0.21674 | 0 | 0.61961 | 0.64122 |  |  |  |  | 128 | 0.021675
1479 | WFCOGEN_1G | 2 | North | YES | 0.097281 | 16 | 12 | 20 | 0 | 1 | Cogen | 1 | 0.21674 | 0 | 0 | 0 | 0 |  |  | 0.21674 | 0 | 0.61961 | 0.64122 |  |  |  |  | 129 | 0.021675
1482 | WFCOGEN_2G | 2 | North | YES | 0.097281 | 13.6 | 12 | 17 | 0 | 1 | Cogen | 1 | 0.21674 | 0 | 0 | 0 | 0 |  |  | 0.21674 | 0 | 0.61961 | 0.64122 |  |  |  |  | 130 | 0.021611
1482 | WFCOGEN_2G | 1 | North | YES | 0.097281 | 16 | 12 | 20 | 0 | 1 | Cogen | 1 | 0.21674 | 0 | 0 | 0 | 0 |  |  | 0.21674 | 0 | 0.61961 | 0.64122 |  |  |  |  | 131 | 0.021611
1432 | GRHAMSES_2G | 2 | North | YES | 0.097197 | 294.9 | 90 | 366 | 0 | 1.014 | GST | 1 | 0.21665 | 366 | 366 | 35.5741 | 366 |  |  | 0.21665 | 79.2953 | 0.6283 | 0.64971 |  |  |  |  | 132 | 0.021611
332 | RWMILLER01 | 1 | North | YES | 0.096693 | 58.4 | 18.5 | 73 | 0 | 1.04 | GST | 1 | 0.21615 | 73 | 73 | 7.0586 | 73 |  |  | 0.21615 | 15.7789 | 0.63003 | 0.65139 |  |  |  |  | 133 | 0.021611
333 | RWMILLER02 | 2 | North | YES | 0.096693 | 95.2 | 37 | 119 | 0 | 1.04 | GST | 1 | 0.21615 | 119 | 119 | 11.5065 | 119 |  |  | 0.21615 | 25.7218 | 0.63286 | 0.65415 |  |  |  |  | 134 | 0.021611
334 | RWMILLER03 | 3 | North | YES | 0.096693 | 166.4 | 65 | 208 | 0 | 1.04 | GST | 1 | 0.21615 | 208 | 208 | 20.1121 | 208 |  |  | 0.21615 | 44.9592 | 0.6378 | 0.65896 |  |  |  |  | 135 | 0.021406
335 | RWMILLER04 | 4 | North | YES | 0.096693 | 81.6 | 0 | 102 | 0 | 1.04 | GST | 1 | 0.21615 | 102 | 102 | 9.8627 | 102 |  |  | 0.21615 | 22.0473 | 0.64022 | 0.66132 |  |  |  |  | 136 | 0.021361
336 | RWMILLER05 | 5 | North | YES | 0.096693 | 80.8 | 0 | 101 | 0 | 1.04 | GST | 1 | 0.21615 | 101 | 101 | 9.766 | 101 |  |  | 0.21615 | 21.8311 | 0.64262 | 0.66365 |  |  |  |  | 137 | 0.021288
1433 | GRHAMSES_1G | 1 | North | YES | 0.096617 | 242 | 60 | 242 | 0 | 1.038 | GST | 1 | 0.21607 | 242 | 242 | 23.3813 | 242 |  |  | 0.21607 | 52.2899 | 0.64836 | 0.66925 |  |  |  |  | 138 | 0.021161
6100 | OKLA7A | EQ | West | YES | 0.095678 | 50 | -220 | 220 | 0 | 1.035 | DCTie | 1 | 0.21513 | 0 | 0 |  |  |  |  | 0.21513 | 0 | 0.64836 | 0.66925 |  |  |  |  | 139 | 0.021098
6752 | OKLA0A | 1 | West | YES | 0.095678 | 649.7 | 175 | 649.7 | 0 | 1.035 | LIGCO | 1 | 0.21513 | 0 | 649.7 |  |  |  |  | 0.21513 | 139.7732 | 0.66378 | 0.6842 |  |  |  |  | 140 | 0.021036
1442 | COKFIELD_5 | 1 | North | YES | 0.095166 | 16.5 | 0 | 165 |  | 1.029 | Wind | 1 | 0.21462 | 0 | 165 | 15.7024 | 165 |  |  | 0.21462 | 35.4128 | 0.6677 | 0.68799 |  |  |  |  | 141 | 0.020885
1438 | MESQUITW_2G | 1 | North | YES | 0.094525 | 23.6 | 0 | 236 |  | 1.017 | Wind | 1 | 0.21398 | 0 | 236 | 22.3079 | 236 |  |  | 0.21398 | 50.4997 | 0.6733 | 0.69339 |  |  |  |  | 142 | 0.020885
1437 | MESQUITW_1G | 1 | North | YES | 0.094522 | 40 | 0 | 400 | 0 | 1.023 | Wind | 1 | 0.21398 | 0 | 400 | 37.8088 | 400 |  |  | 0.21398 | 85.5916 | 0.6828 | 0.70255 |  |  |  |  | 143 | 0.020416
60081 | WHRLWIND1A | 1 | West | YES | 0.093292 | 12 | 0 | 60 | 0 | 1.03 | Wind | 1 | 0.21275 | 0 | 60 |  |  |  |  | 0.21275 | 12.7649 | 0.68423 | 0.70392 |  |  |  |  | 144 | 0.020288
1416 | SWETWATR_1G | 1 | West | YES | 0.092898 | 30 | 18 | 30 | 0 | 1.026 | CC | 1 | 0.21235 | 30 | 30 |  |  |  |  | 0.21235 | 6.3706 | 0.68494 | 0.7046 |  |  |  |  | 145 | 0.020088
1417 | SWETWATR_2G | 2 | West | YES | 0.092898 | 72 | 36 | 72 | 0 | 1.026 | CC | 1 | 0.21235 | 72 | 72 |  |  |  |  | 0.21235 | 15.2896 | 0.68665 | 0.70623 |  |  |  |  | 146 | 0.01975
1418 | SWETWATR_3G | 3 | West | YES | 0.092898 | 68 | 36 | 68 | 0 | 1.026 | CC | 1 | 0.21235 | 68 | 68 |  |  |  |  | 0.21235 | 14.4401 | 0.68826 | 0.70778 |  |  |  |  | 147 | 0.019691
1419 | SWETWATR_4G | 4 | West | YES | 0.092898 | 61 | 36 | 61 | 0 | 1.026 | CC | 1 | 0.21235 | 61 | 61 |  |  |  |  | 0.21235 | 12.9537 | 0.68971 | 0.70916 |  |  |  |  | 148 | 0.01966
1643 | SLSTR1PP_1G | 1 | North | YES | 0.09282 | 6 | 0 | 60 | 0 | 1.022 | Wind | 1 | 0.21228 | 0 | 60 | 5.5692 | 60 |  |  | 0.21228 | 12.7366 | 0.69113 | 0.71053 |  |  |  |  | 149 | 0.019587
11056 | ROSCOE_1G | 1 | West | YES | 0.092548 | 41.8 | 0 | 209 |  | 1 | Wind | 1 | 0.212 | 0 | 209 |  |  |  |  | 0.212 | 44.309 | 0.6961 | 0.71527 |  |  |  |  | 150 | 0.019518
11057 | CHAMPION_1G | 1 | West | YES | 0.092548 | 25.3 | 0 | 126.5 |  | 1 | Wind | 1 | 0.212 | 0 | 126.5 |  |  |  |  | 0.212 | 26.8186 | 0.6991 | 0.71814 |  |  |  |  | 151 | 0.019456
11058 | PYRON_1G | 1 | West | YES | 0.092548 | 49.8 | 0 | 249 |  | 1 | Wind | 1 | 0.212 | 0 | 249 |  |  |  |  | 0.212 | 52.7892 | 0.70501 | 0.72379 |  |  |  |  | 152 | 0.019394
11059 | INADALE_1G | 1 | West | YES | 0.092548 | 39.4 | 0 | 197 |  | 1 | Wind | 1 | 0.212 | 0 | 197 |  |  |  |  | 0.212 | 41.765 | 0.70969 | 0.72825 |  |  |  |  | 153 | 0.019173
6144 | MCADOO1A | 1 | West | YES | 0.09253 | 15 | 0 | 150 | 0 | 1.025 | Wind | 1 | 0.21199 | 0 | 150 |  |  |  |  | 0.21199 | 31.798 | 0.71325 | 0.73166 |  |  |  |  | 154 | 0.019039
71051 | L_BITTCR1_1N | W1 | West | YES | 0.092511 | 7.5 | 0 | 37.5 |  | 1.02 | Wind | 1 | 0.21197 | 0 | 37.5 |  |  |  |  | 0.21197 | 7.9488 | 0.71414 | 0.73251 |  |  |  |  | 155 | 0.018776
71054 | L_SWEETW1_1N | W1 | West | YES | 0.092511 | 21.5 | 0 | 107.5 |  | 1.02 | Wind | 1 | 0.21197 | 0 | 107.5 |  |  |  |  | 0.21197 | 22.7866 | 0.71669 | 0.73495 |  |  |  |  | 156 | 0.018567
71057 | L_SWEETW1_2N | W1 | West | YES | 0.092511 | 27 | 0 | 135 |  | 1.02 | Wind | 1 | 0.21197 | 0 | 135 |  |  |  |  | 0.21197 | 28.6157 | 0.7199 | 0.73801 |  |  |  |  | 157 | 0.018409
71059 | L_SWEETW1_3N | W1 | West | YES | 0.092511 | 23.8 | 0 | 119 | 0 | 1.02 | Wind | 1 | 0.21197 | 0 | 119 |  |  |  |  | 0.21197 | 25.2242 | 0.72272 | 0.74071 |  |  |  |  | 158 | 0.018369
71060 | L_SWEETW1_4N | W1 | West | YES | 0.092511 | 21 | 0 | 105 | 0 | 1.02 | Wind | 1 | 0.21197 | 0 | 105 |  |  |  |  | 0.21197 | 22.2566 | 0.72521 | 0.74309 |  |  |  |  | 159 | 0.018255
71061 | L_SWEETW1_5N | W1 | West | YES | 0.092511 | 16.1 | 0 | 80.5 | 0 | 1.02 | Wind | 1 | 0.21197 | 0 | 80.5 |  |  |  |  | 0.21197 | 17.0634 | 0.72712 | 0.74491 |  |  |  |  | 160 | 0.018111
6407 | TURKTRAK1A | 1 | West | YES | 0.09218 | 33.9 | 0 | 169.5 | 0 | 1.025 | Wind | 1 | 0.21164 | 0 | 169.5 |  |  |  |  | 0.21164 | 35.8725 | 0.73115 | 0.74875 |  |  |  |  | 161 | 0.017985
1343 | TRENTIPP_8 | 1 | West | YES | 0.092031 | 30 | 0 | 150 |  | 1.014 | Wind | 1 | 0.21149 | 0 | 150 |  |  |  |  | 0.21149 | 31.7232 | 0.73471 | 0.75214 |  |  |  |  | 162 | 0.017874
1354 | AEPWIND_8 | 1 | West | YES | 0.092031 | 20.2 | 0 | 101 |  | 1 | Wind | 1 | 0.21149 | 0 | 101 |  |  |  |  | 0.21149 | 21.3603 | 0.73711 | 0.75443 |  |  |  |  | 163 | 0.017788
36998 | RDCNYNG1 | 1 | West | YES | 0.091951 | 16.8 | 0 | 84 |  | 1.01 | Wind | 1 | 0.21141 | 0 | 84 |  |  |  |  | 0.21141 | 17.7583 | 0.7391 | 0.75633 |  |  |  |  | 164 | 0.017602
1061 | CIELOGEN_1G | 1 | West | YES | 0.09182 | 19.8 | 0 | 99 |  | 1 | Wind | 1 | 0.21128 | 0 | 99 |  |  |  |  | 0.21128 | 20.9164 | 0.74145 | 0.75857 |  |  |  |  | 165 | 0.017435
1062 | CIELOGEN_2G | 1 | West | YES | 0.09182 | 12.2 | 0 | 61 |  | 1 | Wind | 1 | 0.21128 | 0 | 61 |  |  |  |  | 0.21128 | 12.8879 | 0.7429 | 0.75995 |  |  |  |  | 166 | 0.017323
1069 | KINDERMG_1G | 1 | West | YES | 0.09182 | 25 | 5 | 25 | 0 | 1.017 | Cogen | 1 | 0.21128 | 0 | 0 |  |  |  |  | 0.21128 | 0 | 0.7429 | 0.75995 |  |  |  |  | 167 | 0.017229
1070 | KINDERMG_2G | 1 | West | YES | 0.09182 | 45.7 | 12 | 45.7 | 0 | 1.017 | Cogen | 1 | 0.21128 | 0 | 0 |  |  |  |  | 0.21128 | 0 | 0.7429 | 0.75995 |  |  |  |  | 168 | 0.017117
1071 | KINDERMG_3G | 1 | West | YES | 0.09182 | 45.7 | 12 | 45.7 | 0 | 1.017 | Cogen | 1 | 0.21128 | 0 | 0 |  |  |  |  | 0.21128 | 0 | 0.7429 | 0.75995 |  |  |  |  | 169 | 0.017047
1068 | SCURRYCW_1G | 1 | West | YES | 0.091812 | 28.2 | 1.3 | 141 | 0 | 1.0217 | Wind | 1 | 0.21127 | 0 | 141 |  |  |  |  | 0.21127 | 29.7889 | 0.74625 | 0.76313 |  |  |  |  | 170 | 0.017047
1073 | SCURRYCW_2G | 2 | West | YES | 0.091812 | 24 | 0 | 120 | 0 | 1.0217 | Wind | 1 | 0.21127 | 0 | 120 |  |  |  |  | 0.21127 | 25.3523 | 0.7491 | 0.76585 |  |  |  |  | 171 | 0.017047
6637 | SNYDERW1A | 1 | West | YES | 0.091761 | 12.6 | 0 | 63 | 0 | 1.025 | Wind | 1 | 0.21122 | 0 | 63 |  |  |  |  | 0.21122 | 13.3067 | 0.75059 | 0.76727 |  |  |  |  | 172 | 0.017047
1037 | MORGAN5G_5G | 5 | West | YES | 0.091733 | 109.6 | 40 | 137 | 0 | 1.029 | GST | 1 | 0.21119 | 137 | 137 |  |  |  |  | 0.21119 | 28.933 | 0.75384 | 0.77037 |  |  |  |  | 173 | 0.016887
1039 | MRGNAG_1G | A | West | YES | 0.091733 | 69 | 69 | 69 | 0 | 1.029 | GGT | 1 | 0.21119 | 69 | 69 |  |  |  |  | 0.21119 | 14.5721 | 0.75548 | 0.77193 |  |  |  |  | 174 | 0.016751
1040 | MRGNBG_2G | B | West | YES | 0.091733 | 70 | 70 | 71 | 0 | 1.029 | GGT | 1 | 0.21119 | 71 | 71 |  |  |  |  | 0.21119 | 14.9945 | 0.75717 | 0.77353 |  |  |  |  | 175 | 0.016679
1041 | MRGNCG_3G | C | West | YES | 0.091733 | 69 | 69 | 70 | 0 | 1.029 | GGT | 1 | 0.21119 | 70 | 70 |  |  |  |  | 0.21119 | 14.7833 | 0.75883 | 0.77511 |  |  |  |  | 176 | 0.016522
1042 | MRGNDG_4G | D | West | YES | 0.091733 | 68 | 68 | 68 | 0 | 1.029 | GGT | 1 | 0.21119 | 68 | 68 |  |  |  |  | 0.21119 | 14.3609 | 0.76044 | 0.77665 |  |  |  |  | 177 | 0.016443
1043 | MRGNEG_5G | E | West | YES | 0.091733 | 68 | 68 | 70 | 0 | 1.029 | GGT | 1 | 0.21119 | 70 | 70 |  |  |  |  | 0.21119 | 14.7833 | 0.76211 | 0.77823 |  |  |  |  | 178 | 0.016362
1044 | MRGNFG_6G | F | West | YES | 0.091733 | 66 | 66 | 66 | 0 | 1.029 | GGT | 1 | 0.21119 | 66 | 66 |  |  |  |  | 0.21119 | 13.9385 | 0.76367 | 0.77972 |  |  |  |  | 179 | 0.016282
60058 | BUFF_GAP1A | 1 | West | YES | 0.091693 | 24 | 0 | 120 |  | 1 | Wind | 1 | 0.21115 | 0 | 120 |  |  |  |  | 0.21115 | 25.338 | 0.76652 | 0.78243 |  |  |  |  | 180 | 0.016204
60060 | CIRELLO | 1 | West | YES | 0.091693 | 46.6 | 0 | 233 | 0 | 1 | Wind | 1 | 0.21115 | 0 | 233 |  |  |  |  | 0.21115 | 49.1979 | 0.77205 | 0.7877 |  |  |  |  | 181 | 0.016124
60063 | BUFF_GAP1B | 1 | West | YES | 0.091693 | 34 | 0 | 170.2 | 0 | 1.02 | Wind | 1 | 0.21115 | 0 | 170.2 |  |  |  |  | 0.21115 | 35.9377 | 0.77609 | 0.79154 |  |  |  |  | 182 | 0.016048
60066 | H_HOLLOW1A | 1 | West | YES | 0.091693 | 44.4 | 0 | 222 | 0 | 1.005 | Wind | 1 | 0.21115 | 0 | 222 |  |  |  |  | 0.21115 | 46.8753 | 0.78136 | 0.79656 |  |  |  |  | 183 | 0.01591
60068 | HHOLLOW21A | 1 | West | YES | 0.091693 | 36.8 | 0 | 184 | 0 | 1.025 | Wind | 1 | 0.21115 | 0 | 184 |  |  |  |  | 0.21115 | 38.8516 | 0.78573 | 0.80071 |  |  |  |  | 184 | 0.015643
60070 | HHOLLOW31A | 1 | West | YES | 0.091693 | 44.8 | 0 | 224 | 0 | 1.025 | Wind | 1 | 0.21115 | 0 | 224 |  |  |  |  | 0.21115 | 47.2976 | 0.79105 | 0.80577 |  |  |  |  | 185 | 0.015447
60072 | HHOLLOW41A | 1 | West | YES | 0.091693 | 23 | 0 | 115 | 0 | 1.025 | Wind | 1 | 0.21115 | 0 | 115 |  |  |  |  | 0.21115 | 24.2822 | 0.79378 | 0.80837 |  |  |  |  | 186 | 0.015192
1058 | LONGSHORE_5 | 1 | West | YES | 0.091643 | 30 | 0 | 150 |  | 1.01 | Wind | 1 | 0.2111 | 0 | 150 |  |  |  |  | 0.2111 | 31.665 | 0.79734 | 0.81176 |  |  |  |  | 187 | 0.014981
1058 | LONGSHORE_5 | 2 | West | YES | 0.091643 | 44 | 0 | 220 |  | 1.01 | Wind | 1 | 0.2111 | 0 | 220 |  |  |  |  | 0.2111 | 46.442 | 0.80256 | 0.81673 |  |  |  |  | 188 | 0.014723
11065 | ELBOWCK_1G | 1 | West | YES | 0.091643 | 23.4 | 0 | 121.9 | 0 | 1 | Wind | 1 | 0.2111 | 0 | 121.9 |  |  |  |  | 0.2111 | 25.7331 | 0.80546 | 0.81948 |  |  |  |  | 189 | 0.014591
1045 | CALENG1G_1G | 1 | West | YES | 0.091495 | 73.4 | 27 | 73.4 | 0 | 1.014 | Cogen | 1 | 0.21095 | 0 | 0 |  |  |  |  | 0.21095 | 0 | 0.80546 | 0.81948 |  |  |  |  | 190 | 0.014418
1046 | CALENG2G_2G | 2 | West | YES | 0.091495 | 73.4 | 27 | 73.4 | 0 | 1.014 | Cogen | 1 | 0.21095 | 0 | 0 |  |  |  |  | 0.21095 | 0 | 0.80546 | 0.81948 |  |  |  |  | 191 | 0.014164
1047 | CALENG3G_3G | 3 | West | YES | 0.091495 | 70.4 | 27 | 70.4 | 0 | 1.014 | Cogen | 1 | 0.21095 | 0 | 0 |  |  |  |  | 0.21095 | 0 | 0.80546 | 0.81948 |  |  |  |  | 192 | 0.014024
11309 | BULLCREK_2G | 1 | West | YES | 0.091482 | 20.9 | 0 | 180 |  | 1 | Wind | 1 | 0.21094 | 0 | 180 |  |  |  |  | 0.21094 | 37.969 | 0.80973 | 0.82354 |  |  |  |  | 193 | 0.014024
11310 | BULLCREK_1G | 1 | West | YES | 0.091482 | 15.1 | 0 | 180 |  | 1 | Wind | 1 | 0.21094 | 0 | 180 |  |  |  |  | 0.21094 | 37.969 | 0.814 | 0.82761 |  |  |  |  | 194 | 0.014024
11320 | COYOTE_1G | 1 | West | YES | 0.091434 | 22.5 | 0 | 225 |  | 1 | Wind | 1 | 0.21089 | 0 | 225 |  |  |  |  | 0.21089 | 47.4505 | 0.81935 | 0.83268 |  |  |  |  | 195 | 0.014024
1360 | GUNSIGHT_8 | 1 | West | YES | 0.091231 | 0 | 0 | 120 |  | 1.01 | Wind | 1 | 0.21069 | 0 | 120 |  |  |  |  | 0.21069 | 25.2826 | 0.8222 | 0.83539 |  |  |  |  | 196 | 0.013813
1327 | WILDHRSE_1G | 1 | West | YES | 0.091204 | 0 | 0 | 120 |  | 1 | Wind | 1 | 0.21066 | 0 | 120 |  |  |  |  | 0.21066 | 25.2793 | 0.82504 | 0.83809 |  |  |  |  | 197 | 0.013602
1333 | MCDDONAL_8 | 1 | West | YES | 0.091041 | 42.8 | 0 | 214.2 |  | 1.01 | Wind | 1 | 0.2105 | 0 | 214.2 |  |  |  |  | 0.2105 | 45.0887 | 0.83013 | 0.84292 |  |  |  |  | 198 | 0.013337
1328 | OCOTILLO_1G | 1 | West | YES | 0.090908 | 11.6 | 0 | 58 |  | 1.01 | Wind | 1 | 0.21036 | 0 | 58 |  |  |  |  | 0.21036 | 12.2012 | 0.83151 | 0.84422 |  |  |  |  | 199 | 0.013193
11001 | NAV1CT | 1 | West | YES | 0.090861 | 70.4 | 18 | 70.4 | 0 | 1.029 | CC | 1 | 0.21032 | 70.4 | 70.4 |  |  |  |  | 0.21032 | 14.8064 | 0.83318 | 0.84581 |  |  |  |  | 200 | 0.013049
11009 | NAV2CT | 1 | West | YES | 0.090861 | 71.4 | 18 | 71.4 | 0 | 1.029 | CC | 1 | 0.21032 | 71.4 | 71.4 |  |  |  |  | 0.21032 | 15.0167 | 0.83487 | 0.84741 |  |  |  |  | 201 | 0.012788
11011 | NAV3ST | 1 | West | YES | 0.090861 | 92.8 | 40 | 92.8 | 0 | 1.029 | CC | 1 | 0.21032 | 92.8 | 92.8 |  |  |  |  | 0.21032 | 19.5175 | 0.83708 | 0.8495 |  |  |  |  | 202 | 0.012717
11012 | NAV4CT | 1 | West | YES | 0.090861 | 80 | 18 | 80 | 0 | 1.029 | CC | 1 | 0.21032 | 80 | 80 |  |  |  |  | 0.21032 | 16.8254 | 0.83898 | 0.8513 |  |  |  |  | 203 | 0.01263
11013 | NAV5CT | 1 | West | YES | 0.090861 | 80 | 18 | 80 | 0 | 1.029 | CC | 1 | 0.21032 | 80 | 80 |  |  |  |  | 0.21032 | 16.8254 | 0.84087 | 0.8531 |  |  |  |  | 204 | 0.012541
11014 | NAV6ST | 1 | West | YES | 0.090861 | 115 | 40 | 115 | 0 | 1.029 | CC | 1 | 0.21032 | 115 | 115 |  |  |  |  | 0.21032 | 24.1866 | 0.8436 | 0.85569 |  |  |  |  | 205 | 0.012426
11020 | TIEHVSG_1G | 1 | West | YES | 0.090852 | 208.2 | 63 | 208.2 | 0 | 1.012 | CC | 1 | 0.21031 | 208.2 | 208.2 |  |  |  |  | 0.21031 | 43.7863 | 0.84855 | 0.86038 |  |  |  |  | 206 | 0.012327
11021 | TIEHVCG_1G | 1 | West | YES | 0.090852 | 142.1 | 103 | 142.1 | 0 | 1.012 | CC | 1 | 0.21031 | 142.1 | 142.1 |  |  |  |  | 0.21031 | 29.8849 | 0.85192 | 0.86357 |  |  |  |  | 207 | 0.012228
11022 | TIEHVCG_2G | 1 | West | YES | 0.090852 | 132.4 | 103 | 132.4 | 0 | 1.012 | CC | 1 | 0.21031 | 132.4 | 132.4 |  |  |  |  | 0.21031 | 27.8449 | 0.85506 | 0.86655 |  |  |  |  | 208 | 0.012086
11023 | TIEHVCG_3G | 1 | West | YES | 0.090852 | 137.4 | 103 | 137.4 | 0 | 1.012 | CC | 1 | 0.21031 | 137.4 | 137.4 |  |  |  |  | 0.21031 | 28.8964 | 0.85833 | 0.86964 |  |  |  |  | 209 | 0.011828
11024 | TIEHVCG_4G | 1 | West | YES | 0.090852 | 147 | 103 | 147 | 0 | 1.012 | CC | 1 | 0.21031 | 147 | 147 |  |  |  |  | 0.21031 | 30.9154 | 0.86182 | 0.87295 |  |  |  |  | 210 | 0.011652
11025 | TIEHVSG_2G | 1 | West | YES | 0.090852 | 213.2 | 63 | 213.2 | 0 | 1.012 | CC | 1 | 0.21031 | 213.2 | 213.2 |  |  |  |  | 0.21031 | 44.8379 | 0.86688 | 0.87775 |  |  |  |  | 211 | 0.011488
1326 | STANTONW_8 | 1 | West | YES | 0.090819 | 20.1 | 0 | 100.5 |  | 1.01 | Wind | 1 | 0.21028 | 0 | 100.5 |  |  |  |  | 0.21028 | 21.1327 | 0.86926 | 0.88001 |  |  |  |  | 212 | 0.011318
1320 | BSP 1 | 1 | West | YES | 0.090728 | 25.5 | 2.9 | 25.8 | 0 | 1 | Cogen | 1 | 0.21018 | 0 | 0 |  |  |  |  | 0.21018 | 0 | 0.86926 | 0.88001 |  |  |  |  | 213 | 0.011136
76031 | L_GASCCR1_1N | W1 | West | YES | 0.09051 | 30 | 0 | 150 | 0 | 1.02 | Wind | 1 | 0.20997 | 0 | 150 |  |  |  |  | 0.20997 | 31.495 | 0.87282 | 0.88338 |  |  |  |  | 214 | 0.010872
76091 | L_DIVIDE1_1N | W1 | West | YES | 0.090248 | 22.5 | 0 | 112.5 |  | 1.02 | Wind | 1 | 0.2097 | 0 | 112.5 |  |  |  |  | 0.2097 | 23.5918 | 0.8755 | 0.8859 |  |  |  |  | 215 | 0.010747
76095 | L_CAPRSI1_1N | W1 | West | YES | 0.090248 | 29.9 | 0 | 149.5 | 0 | 1.02 | Wind | 1 | 0.2097 | 0 | 149.5 |  |  |  |  | 0.2097 | 31.3509 | 0.87904 | 0.88926 |  |  |  |  | 216 | 0.010747
76096 | L_CAPRSI1_2N | W1 | West | YES | 0.090248 | 37.2 | 0 | 186 | 0 | 1.02 | Wind | 1 | 0.2097 | 0 | 186 |  |  |  |  | 0.2097 | 39.0051 | 0.88346 | 0.89343 |  |  |  |  | 217 | 0.010555
76097 | L_CAPRGE1_1N | W1 | West | YES | 0.090248 | 42.9 | 0 | 214.5 | 0 | 1.02 | Wind | 1 | 0.2097 | 0 | 214.5 |  |  |  |  | 0.2097 | 44.9817 | 0.88855 | 0.89824 |  |  |  |  | 218 | 0.010409
11147 | NOTREES_1G | 1 | West | YES | 0.090246 | 29.8 | 0 | 149 | 0 | 1.017 | Wind | 1 | 0.2097 | 0 | 149 |  |  |  |  | 0.2097 | 31.2457 | 0.89209 | 0.90159 |  |  |  |  | 219 | 0.010214
7038 | L_DELAWA1_1Y | 1 | West | YES | 0.090145 | 3.5 | 0 | 35 | 0 | 1 | Wind | 1 | 0.2096 | 0 | 35 |  |  |  |  | 0.2096 | 7.3361 | 0.89292 | 0.90237 |  |  |  |  | 220 | 0.0099714
7038 | L_DELAWA1_1Y | 2 | West | YES | 0.090145 | 3 | 0 | 30 | 0 | 1 | Wind | 1 | 0.2096 | 0 | 30 |  |  |  |  | 0.2096 | 6.2881 | 0.89363 | 0.90305 |  |  |  |  | 221 | 0.0096918
1002 | PBCTAGE_1G | A | West | YES | 0.090093 | 64 | 64 | 66 | 0 | 1.036 | GGT | 1 | 0.20955 | 66 | 66 |  |  |  |  | 0.20955 | 13.8303 | 0.8952 | 0.90452 |  |  |  |  | 222 | 0.0094976
1003 | PBCTBGE_2G | B | West | YES | 0.090093 | 65 | 65 | 66 | 0 | 1.036 | GGT | 1 | 0.20955 | 66 | 66 |  |  |  |  | 0.20955 | 13.8303 | 0.89677 | 0.906 |  |  |  |  | 223 | 0.0094516
1004 | PBCTCGE_3G | C | West | YES | 0.090093 | 62 | 62 | 67 | 0 | 1.036 | GGT | 1 | 0.20955 | 67 | 67 |  |  |  |  | 0.20955 | 14.0398 | 0.89836 | 0.90751 |  |  |  |  | 224 | 0.0094121
1005 | PBCTDGE_4G | D | West | YES | 0.090093 | 65 | 65 | 68 | 0 | 1.036 | GGT | 1 | 0.20955 | 68 | 68 |  |  |  |  | 0.20955 | 14.2494 | 0.89997 | 0.90903 |  |  |  |  | 225 | 0.009325
1006 | PBCTEGE_5G | E | West | YES | 0.090093 | 65 | 65 | 67 | 0 | 1.036 | GGT | 1 | 0.20955 | 67 | 67 |  |  |  |  | 0.20955 | 14.0398 | 0.90156 | 0.91053 |  |  |  |  | 226 | 0.0092379
1007 | PB5GEN_6G | 5 | West | YES | 0.090093 | 91.2 | 40 | 114 | 0 | 1.036 | GST | 1 | 0.20955 | 114 | 114 |  |  |  |  | 0.20955 | 23.8887 | 0.90427 | 0.91309 |  |  |  |  | 227 | 0.0091495
1008 | PB6GEN_7G | 6 | West | YES | 0.090093 | 515 | 130 | 515 | 0 | 1.036 | GST | 1 | 0.20955 | 515 | 515 |  |  |  |  | 0.20955 | 107.9182 | 0.9165 | 0.92464 |  |  |  |  | 228 | 0.0090597
60057 | CALLAHAN1A | 1 | West | YES | 0.090022 | 22.8 | 0 | 114 | 0 | 1.04 | Wind | 1 | 0.20948 | 0 | 114 |  |  |  |  | 0.20948 | 23.8806 | 0.9192 | 0.92719 |  |  |  |  | 229 | 0.0089713
1349 | WESTXWIN_1G | 1 | West | YES | 0.089758 | 1.3 | 0 | 6.6 |  | 1.014 | Wind | 1 | 0.20921 | 0 | 6.6 |  |  |  |  | 0.20921 | 1.3808 | 0.91936 | 0.92734 |  |  |  |  | 230 | 0.0088208
1350 | NWPWRG1_1G | 1 | West | YES | 0.089758 | 6.9 | 1 | 34.3 |  | 1.014 | Wind | 1 | 0.20921 | 0 | 34.3 |  |  |  |  | 0.20921 | 7.1761 | 0.92017 | 0.92811 |  |  |  |  | 231 | 0.008141
244 | WHITNYDM01 | 1 | North | YES | 0.085256 | 15 | 0 | 15 | 0 | 1.035 | Hydro | 1 | 0.20471 | 0 | 0 | 0 | 0 |  |  | 0.20471 | 0 | 0.92017 | 0.92811 |  |  |  |  | 232 | 0.0079896
245 | WHITNYDM02 | 2 | North | YES | 0.085256 | 15 | 0 | 15 | 0 | 1.035 | Hydro | 1 | 0.20471 | 0 | 0 | 0 | 0 |  |  | 0.20471 | 0 | 0.92017 | 0.92811 |  |  |  |  | 233 | 0.0079807
60007 | KING_SW1A | 1 | West | YES | 0.085071 | 20 | 0 | 80 |  | 1.03 | Wind | 1 | 0.20453 | 0 | 80 |  |  |  |  | 0.20453 | 16.3622 | 0.92207 | 0.92986 |  |  |  |  | 234 | 0.0079342
60019 | KING_NW1A | 1 | West | YES | 0.085071 | 20 | 0 | 80 |  | 1.03 | Wind | 1 | 0.20453 | 0 | 80 |  |  |  |  | 0.20453 | 16.3622 | 0.92397 | 0.93161 |  |  |  |  | 235 | 0.0079342
60201 | RIO DRCS | F | West | YES | 0.084839 | 0 | 0 | 0 | 0 | 1.025 | AVR | 1 | 0.2043 | 0 | 0 |  |  |  |  | 0.2043 | 0 | 0.92397 | 0.93161 |  |  |  |  | 236 | 0.0079342
6016 | SWMESA | 1 | West | YES | 0.084745 | 18.8 | 0 | 75 |  | 1.03 | Wind | 1 | 0.2042 | 0 | 75 |  |  |  |  | 0.2042 | 15.3151 | 0.92575 | 0.93325 |  |  |  |  | 237 | 0.0077856
60003 | KING_NE1A | 1 | West | YES | 0.084745 | 20 | 0 | 80 |  | 1.03 | Wind | 1 | 0.2042 | 0 | 80 |  |  |  |  | 0.2042 | 16.3362 | 0.92765 | 0.93499 |  |  |  |  | 238 | 0.007637
60005 | KING_SE1A | 1 | West | YES | 0.084745 | 10 | 0 | 40 |  | 1.035 | Wind | 1 | 0.2042 | 0 | 40 |  |  |  |  | 0.2042 | 8.1681 | 0.9286 | 0.93587 |  |  |  |  | 239 | 0.007637
60016 | WOODWRD11A | 1 | West | YES | 0.084685 | 20 | 0 | 80 |  | 1.033 | Wind | 1 | 0.20414 | 0 | 80 |  |  |  |  | 0.20414 | 16.3314 | 0.9305 | 0.93762 |  |  |  |  | 240 | 0.0074951
38332 | TNWDWRDU2_8 | 1 | West | YES | 0.084673 | 20 | 0 | 80 | 0 | 1.0232 | Wind | 1 | 0.20413 | 0 | 80 |  |  |  |  | 0.20413 | 16.3304 | 0.9324 | 0.93936 |  |  |  |  | 241 | 0.0073437
38437 | TNSRBNMESA9 | 1 | West | YES | 0.084624 | 37.5 | 0 | 150 | 0 | 1.02 | Wind | 1 | 0.20408 | 0 | 150 |  |  |  |  | 0.20408 | 30.6121 | 0.93596 | 0.94264 |  |  |  |  | 242 | 0.007268
60017 | ORNNWP1 | 1 | West | YES | 0.082895 | 20 | 0 | 80 |  | 1.027 | Wind | 1 | 0.20235 | 0 | 80 |  |  |  |  | 0.20235 | 16.1882 | 0.93786 | 0.94437 |  |  |  |  | 243 | 0.0071161
60000 | DSKY2 | 1 | West | YES | 0.082464 | 19.1 | 0 | 76.5 |  | 1.039 | Wind | 1 | 0.20192 | 0 | 76.5 |  |  |  |  | 0.20192 | 15.447 | 0.93968 | 0.94602 |  |  |  |  | 244 | 0.0069641
60018 | DSKY1 | 1 | West | YES | 0.082312 | 21 | 0 | 84 | 0 | 1.023 | Wind | 1 | 0.20177 | 0 | 84 |  |  |  |  | 0.20177 | 16.9486 | 0.94167 | 0.94784 |  |  |  |  | 245 | 0.0066784
251 | BOSQUESW803 | 2 | North | YES | 0.081983 | 150 | 0 | 150 | 0 | 1.032 | CC | 1 | 0.20144 | 150 | 150 | 12.2974 | 150 |  |  | 0.20144 | 30.216 | 0.94523 | 0.95107 |  |  |  |  | 246 | 0.0065112
253 | BOSQUESW804 | 2 | North | YES | 0.081983 | 80 | 0 | 80 | 0 | 1.032 | CC | 1 | 0.20144 | 80 | 80 | 6.5586 | 80 |  |  | 0.20144 | 16.1152 | 0.94713 | 0.95279 |  |  |  |  | 247 | 0.0063477
238 | BOSQUESW505 | 1 | North | YES | 0.079761 | 255 | 0 | 255 | 0 | 1.02 | CC | 1 | 0.19922 | 255 | 255 | 20.3391 | 255 |  |  | 0.19922 | 50.8006 | 0.95318 | 0.95823 |  |  |  |  | 248 | 0.0061669
239 | BOSQUESW502 | 1 | North | YES | 0.079761 | 119.2 | 0 | 149 | 0 | 1.02 | GGT | 1 | 0.19922 | 149 | 149 | 11.8844 | 149 |  |  | 0.19922 | 29.6835 | 0.95672 | 0.9614 |  |  |  |  | 249 | 0.0058388
247 | BOSQUESW501 | 2 | North | YES | 0.079761 | 124.8 | 0 | 156 | 0 | 1.02 | GGT | 1 | 0.19922 | 156 | 156 | 12.4427 | 156 |  |  | 0.19922 | 31.078 | 0.96042 | 0.96473 |  |  |  |  | 250 | 0.0056638
3403 | THOUSE_1G | 1 | North | YES | 0.078487 | 563 | 200 | 563 | 0 | 1.012 | GSC | 1 | 0.19794 | 563 | 563 | 44.1882 | 563 |  |  | 0.19794 | 111.4424 | 0.97379 | 0.97665 |  |  |  |  | 251 | 0.0050453
3404 | THOUSE_2G | 2 | North | YES | 0.078487 | 807 | 250 | 807 | 0 | 1.012 | GSC | 1 | 0.19794 | 807 | 807 | 63.339 | 807 |  |  | 0.19794 | 159.7407 | 0.99295 | 0.99374 |  |  |  |  | 252 | 0.0046839
3416 | LAKE_CRK1_G | 1 | North | YES | 0.077385 | 60 | 33 | 75 |  | 1.029 | GST | 1 | 0.19684 | 75 | 75 | 5.8039 | 75 |  |  | 0.19684 | 14.7631 | 0.99473 | 0.99532 |  |  |  |  | 253 | 0.0043055
3417 | LAKE_CRK2_G | 2 | North | YES | 0.077385 | 177.6 | 40 | 222 | 0 | 1.029 | GST | 1 | 0.19684 | 222 | 222 | 17.1795 | 222 |  |  | 0.19684 | 43.6989 | 1 | 1 |  |  |  |  | 254 | 0.0028632
60202 | FRNDDRCS | F | West | YES | 0.073281 | 0 | 0 | 0 | 0 | 0.9985 | AVR | 1 | 0.19274 | 0 | 0 |  |  |  |  | 0.19274 | 0 | 1 | 1 |  |  |  |  | 255 | 0.00079586
13432 | SANDOW_5G | 5 | South | YES | 0.029043 | 581 | 225 | 581 |  | 1.029 | LIGCO | -1 | 0.077656 | 0 | 581 |  |  |  |  | -0.077656 | 0 | [6 empty] | 256 | 0.00059489
3432 | SANDOW_4G | 4 | South | YES | 0.015119 | 580 | 225 | 580 |  | 1.029 | LIGCO | -1 | 0.09158 | 0 | 580 |  |  |  |  | -0.09158 | 0 | [6 empty] | 257 | 0
7022 | L_BUCHAN1_1Y | 1 | South | YES | 0.003191 | 0 | 0 | 18 |  | 1 | Hydro | -1 | 0.10351 | 0 | 0 |  |  |  |  | -0.10351 | 0 | [6 empty] | 258 | 0
7023 | L_BUCHAN1_2Y | 2 | South | YES | 0.003191 | 0 | 0 | 18 |  | 1 | Hydro | -1 | 0.10351 | 0 | 0 |  |  |  |  | -0.10351 | 0 | [6 empty] | 259 | 0
7024 | L_BUCHAN1_3Y | 3 | South | YES | 0.003191 | 0 | 0 | 15 |  | 1 | Hydro | -1 | 0.10351 | 0 | 0 |  |  |  |  | -0.10351 | 0 | [6 empty] | 260 | 0
7026 | L_INKSDA1_1Y | 1 | South | YES | 0.002661 | 0 | 0 | 13.7 |  | 1 | Hydro | -1 | 0.10404 | 0 | 0 |  |  |  |  | -0.10404 | 0 | [6 empty] | 261 | 0
5934 | SI_RAY5 | 5 | South | YES | 0 | 0 | 10 | 15 |  | 1.035 | GST | -1 | 0.1067 | 15 | 15 |  |  |  |  | -0.1067 | -1.6005 | [6 empty] | 262 | 0
8139 | JOS #1 | MB | South | YES | 0 | 0 | 45 | 255 |  | 1.02 | GST | -1 | 0.1067 | 0 | 0 |  |  |  |  | -0.1067 | 0 | [6 empty] | 263 | 0
8285 | LAR #1 | MB | South | YES | 0 | 0 | 9 | 32 |  | 1.0497 | GST | -1 | 0.1067 | 0 | 0 |  |  |  |  | -0.1067 | 0 | [6 empty] | 264 | 0
8287 | LAR #2 | MB | South | YES | 0 | 0 | 9 | 32 |  | 1.04 | GST | -1 | 0.1067 | 0 | 0 |  |  |  |  | -0.1067 | 0 | [6 empty] | 265 | 0
8288 | LAR #3 | MB | South | YES | 0 | 0 | 25 | 105 |  | 1.04 | GST | -1 | 0.1067 | 0 | 0 |  |  |  |  | -0.1067 | 0 | [6 empty] | 266 | 0
8388 | BATES0A | MB | South | YES | 0 | 0 | 21 | 71 |  | 1.033 | GST | -1 | 0.1067 | 0 | 0 |  |  |  |  | -0.1067 | 0 | [6 empty] | 267 | 0
8393 | BATES0B | MB | South | YES | 0 | 0 | 25 | 110 |  | 1.03 | GST | -1 | 0.1067 | 0 | 0 |  |  |  |  | -0.1067 | 0 | [6 empty] | 268 | 0
8437 | NUECES_B0C | MB | South | YES | 0 | 0 | 7 | 30 |  | 1.03 | GST | -1 | 0.1067 | 0 | 0 |  |  |  |  | -0.1067 | 0 | [6 empty] | 269 | 0
8438 | NUECES_B0B | MB | South | YES | 0 | 0 | 26 | 169 |  | 1.03 | GST | -1 | 0.1067 | 0 | 0 |  |  |  |  | -0.1067 | 0 | [6 empty] | 270 | 0
39190 | TNSLCGN1__8 | 1 | Houston | YES | 0 | 0 | 10 | 30 |  | 1.03 | Cogen | -1 | 0.1067 | 0 | 0 |  |  | 0 | 0 | -0.1067 | 0 | [6 empty] | 271 | 0
8032 | AMISTADHYD1 | 1 | South | YES | -0.002969 | 33 | 13 | 33 | 0 | 1.03 | Hydro | -1 | 0.10967 | 0 | 0 |  |  |  |  | -0.10967 | 0 | [6 empty] | 272 | 0
8033 | AMISTADHYD2 | 2 | South | YES | -0.002969 | 25 | 13 | 25 | 0 | 1.03 | Hydro | -1 | 0.10967 | 0 | 0 |  |  |  |  | -0.10967 | 0 | [6 empty] | 273 | 0
88253 | HAMILTON | F | South | YES | -0.002969 | 0 | 0 | 0 | 0 | 1.04 | BLT | -1 | 0.10967 | 0 | 0 |  |  |  |  | -0.10967 | 0 | [6 empty] | 274 | 0
7035 | L_WIRTZ_1G1Y | 1 | South | YES | -0.003785 | 0 | 0 | 29 |  | 1 | Hydro | -1 | 0.11048 | 0 | 0 |  |  |  |  | -0.11048 | 0 | [6 empty] | 275 | 0
7036 | L_WIRTZ_1G2Y | 2 | South | YES | -0.003785 | 0 | 0 | 29.7 |  | 1 | Hydro | -1 | 0.11048 | 0 | 0 |  |  |  |  | -0.11048 | 0 | [6 empty] | 276 | 0
7000 | L_FERGUS1_1Y | 1 | South | YES | -0.003977 | 400 | 65 | 423.3 | 0 | 1.015 | GSC | -1 | 0.11068 | 423.3 | 423.3 |  |  |  |  | -0.11068 | -46.8494 | [6 empty] | 277 | 0
7028 | L_MARBFA1_1Y | 1 | South | YES | -0.005876 | 0 | 0 | 18 |  | 1 | Hydro | -1 | 0.11258 | 0 | 0 |  |  |  |  | -0.11258 | 0 | [6 empty] | 278 | 0
7029 | L_MARBFA1_2Y | 2 | South | YES | -0.005876 | 0 | 0 | 18 |  | 1 | Hydro | -1 | 0.11258 | 0 | 0 |  |  |  |  | -0.11258 | 0 | [6 empty] | 279 | 0
7031 | L_MARSFO1G1Y | 1 | South | YES | -0.009804 | 0 | 0 | 36 |  | 1 | Hydro | -1 | 0.1165 | 0 | 0 |  |  |  |  | -0.1165 | 0 | [6 empty] | 280 | 0
7032 | L_MARSFO1G2Y | 2 | South | YES | -0.009804 | 0 | 0 | 35 |  | 1 | Hydro | -1 | 0.1165 | 0 | 0 |  |  |  |  | -0.1165 | 0 | [6 empty] | 281 | 0
7033 | L_MARSFO1G3Y | 3 | South | YES | -0.009804 | 0 | 0 | 36 |  | 1 | Hydro | -1 | 0.1165 | 0 | 0 |  |  |  |  | -0.1165 | 0 | [6 empty] | 282 | 0
9002 | DECKR_G3 | 3 | South | YES | -0.011052 | 0 | 24 | 42 |  | 1.015 | GGT | -1 | 0.11775 | 42 | 42 |  |  |  |  | -0.11775 | -4.9456 | [6 empty] | 283 | 0
9003 | DECKR_G4 | 4 | South | YES | -0.011052 | 44 | 24 | 44 | 0 | 1.015 | GGT | -1 | 0.11775 | 44 | 44 |  |  |  |  | -0.11775 | -5.1811 | [6 empty] | 284 | 0
9004 | DECKR_G5 | 5 | South | YES | -0.011052 | 44 | 24 | 44 | 0 | 1.015 | GGT | -1 | 0.11775 | 44 | 44 |  |  |  |  | -0.11775 | -5.1811 | [6 empty] | 285 | 0
9005 | DECKR_G6 | 6 | South | YES | -0.011052 | 44 | 24 | 47 | 0 | 1.015 | GGT | -1 | 0.11775 | 47 | 47 |  |  |  |  | -0.11775 | -5.5343 | [6 empty] | 286 | 0
9000 | DECKR_G1 | 1 | South | YES | -0.011912 | 280 | 50 | 321 | 0 | 1.015 | GST | -1 | 0.11861 | 321 | 321 |  |  |  |  | -0.11861 | -38.0743 | [6 empty] | 287 | 0
9001 | DECKR_G2 | 2 | South | YES | -0.011912 | 400 | 50 | 426 | 0 | 1.015 | GST | -1 | 0.11861 | 426 | 426 |  |  |  |  | -0.11861 | -50.5285 | [6 empty] | 288 | 0
7020 | L_AUSTPL1_1Y | 1 | South | YES | -0.012033 | 0 | 0 | 8 |  | 1 | Hydro | -1 | 0.11873 | 0 | 0 |  |  |  |  | -0.11873 | 0 | [6 empty] | 289 | 0
7020 | L_AUSTPL1_1Y | 2 | South | YES | -0.012033 | 0 | 0 | 8 |  | 1 | Hydro | -1 | 0.11873 | 0 | 0 |  |  |  |  | -0.11873 | 0 | [6 empty] | 290 | 0
9016 | SANDH_G1 | 1 | South | YES | -0.013046 | 45 | 2 | 49 | 0 | 1.0175 | GGT | -1 | 0.11975 | 49 | 49 |  |  |  |  | -0.11975 | -5.8675 | [6 empty] | 291 | 0
9017 | SANDH_G2 | 2 | South | YES | -0.013046 | 45 | 2 | 46 | 0 | 1.0175 | GGT | -1 | 0.11975 | 46 | 46 |  |  |  |  | -0.11975 | -5.5083 | [6 empty] | 292 | 0
9018 | SANDH_G3 | 3 | South | YES | -0.013046 | 45 | 2 | 46 | 0 | 1.0175 | GGT | -1 | 0.11975 | 46 | 46 |  |  |  |  | -0.11975 | -5.5083 | [6 empty] | 293 | 0
9019 | SANDH_G4 | 4 | South | YES | -0.013046 | 0 | 2 | 47 |  | 1.0175 | GGT | -1 | 0.11975 | 47 | 47 |  |  |  |  | -0.11975 | -5.628 | [6 empty] | 294 | 0
9020 | SANDHG5A | 5A | South | YES | -0.013046 | 150 | 84 | 155 | 0 | 1.0175 | CC | -1 | 0.11975 | 155 | 155 |  |  |  |  | -0.11975 | -18.5606 | [6 empty] | 295 | 0
9021 | SANDHG5C | 5C | South | YES | -0.013046 | 140 | 0 | 148 | 0 | 1.0175 | CC | -1 | 0.11975 | 148 | 148 |  |  |  |  | -0.11975 | -17.7223 | [6 empty] | 296 | 0
8262 | ELPS | 1 | South | YES | -0.015125 | 6 | 6 | 6 | 0 | 1.15 | Hydro | -1 | 0.12182 | 0 | 0 |  |  |  |  | -0.12182 | 0 | [6 empty] | 297 | 0
7807 | L_BASTEN1_1Y | 1 | South | YES | -0.015905 | 152.5 | 83.5 | 152.5 | 0 | 1.004 | CC | -1 | 0.1226 | 152.5 | 152.5 |  |  |  |  | -0.1226 | -18.6972 | [6 empty] | 298 | 0
7808 | L_BASTEN1_2Y | 1 | South | YES | -0.015905 | 149.5 | 83.5 | 149.5 | 0 | 1.004 | CC | -1 | 0.1226 | 149.5 | 149.5 |  |  |  |  | -0.1226 | -18.3294 | [6 empty] | 299 | 0
7809 | L_BASTEN1_3Y | 1 | South | YES | -0.015905 | 232.6 | 42 | 232.6 | 0 | 1.004 | CC | -1 | 0.1226 | 232.6 | 232.6 |  |  |  |  | -0.1226 | -28.5178 | [6 empty] | 300 | 0
7007 | L_LOSTPI1_1Y | 1 | South | YES | -0.017276 | 158.6 | 110 | 158 | 0 | 1 | CC | -1 | 0.12398 | 158 | 158 |  |  |  |  | -0.12398 | -19.5881 | [6 empty] | 301 | 0
7008 | L_LOSTPI1_2Y | 2 | South | YES | -0.017276 | 157.7 | 107 | 160 | 0 | 1 | CC | -1 | 0.12398 | 160 | 160 |  |  |  |  | -0.12398 | -19.8361 | [6 empty] | 302 | 0
7009 | L_LOSTPI1_3Y | 3 | South | YES | -0.017276 | 173.9 | 72 | 175 | 0 | 1 | CC | -1 | 0.12398 | 175 | 175 |  |  |  |  | -0.12398 | -21.6957 | [6 empty] | 303 | 0
7004 | L_SIMGID1_1Y | 1 | South | YES | -0.018099 | 132 | 40 | 132 | 0 | 1.02 | GST | -1 | 0.1248 | 132 | 132 |  |  |  |  | -0.1248 | -16.4734 | [6 empty] | 304 | 0
7005 | L_SIMGID1_2Y | 2 | South | YES | -0.018099 | 133 | 32 | 139 | 0 | 1.02 | GST | -1 | 0.1248 | 139 | 139 |  |  |  |  | -0.1248 | -17.347 | [6 empty] | 305 | 0
7006 | L_SIMGID1_3Y | 3 | South | YES | -0.018099 | 324.9 | 60 | 329 | 0 | 1.02 | GST | -1 | 0.1248 | 329 | 329 |  |  |  |  | -0.1248 | -41.0587 | [6 empty] | 306 | 0
7487 | L_CANYHY8_1Y | 1 | South | YES | -0.026947 | 0 | 0 | 6 |  | 1 | Hydro | -1 | 0.13365 | 0 | 0 |  |  |  |  | -0.13365 | 0 | [6 empty] | 307 | 0
7303 | L_WPPGS12_1Y | 1 | South | YES | -0.028814 | 50 | 0 | 50 | 0 | 1.025 | GGT | -1 | 0.13551 | 50 | 50 |  |  |  |  | -0.13551 | -6.7757 | [6 empty] | 308 | 0
7303 | L_WPPGS12_1Y | 2 | South | YES | -0.028814 | 50 | 0 | 50 | 0 | 1.025 | GGT | -1 | 0.13551 | 50 | 50 |  |  |  |  | -0.13551 | -6.7757 | [6 empty] | 309 | 0
7305 | L_WPPGS34_1Y | 3 | South | YES | -0.028814 | 50 | 0 | 50 | 0 | 1.025 | GGT | -1 | 0.13551 | 50 | 50 |  |  |  |  | -0.13551 | -6.7757 | [6 empty] | 310 | 0
7305 | L_WPPGS34_1Y | 4 | South | YES | -0.028814 | 50 | 0 | 50 | 0 | 1.025 | GGT | -1 | 0.13551 | 50 | 50 |  |  |  |  | -0.13551 | -6.7757 | [6 empty] | 311 | 0
7014 | L_HAYSEN1_1Y | 1 | South | YES | -0.030793 | 223.9 | 74 | 223.9 | 0 | 1.008 | CC | -1 | 0.13749 | 223.9 | 223.9 |  |  |  |  | -0.13749 | -30.7846 | [6 empty] | 312 | 0
7015 | L_HAYSEN1_2Y | 2 | South | YES | -0.030793 | 225 | 74 | 225 | 0 | 1.008 | CC | -1 | 0.13749 | 225 | 225 |  |  |  |  | -0.13749 | -30.9358 | [6 empty] | 313 | 0
7016 | L_HAYSEN1_3Y | 3 | South | YES | -0.030793 | 224.6 | 74 | 224.6 | 0 | 1.008 | CC | -1 | 0.13749 | 224.6 | 224.6 |  |  |  |  | -0.13749 | -30.8808 | [6 empty] | 314 | 0
7017 | L_HAYSEN1_4Y | 4 | South | YES | -0.030793 | 226.7 | 74 | 226.7 | 0 | 1.008 | CC | -1 | 0.13749 | 226.7 | 226.7 |  |  |  |  | -0.13749 | -31.1695 | [6 empty] | 315 | 0
7010 | L_FPPYD11_1Y | 1 | South | YES | -0.030925 | 547.4 | 200 | 606 | 0 | 1.02 | LIGCO | -1 | 0.13762 | 0 | 606 |  |  |  |  | -0.13762 | 0 | [6 empty] | 316 | 0
7011 | L_FPPYD11_2Y | 2 | South | YES | -0.030925 | 552.2 | 200 | 598 | 0 | 1.02 | LIGCO | -1 | 0.13762 | 0 | 598 |  |  |  |  | -0.13762 | 0 | [6 empty] | 317 | 0
7012 | L_FPPYD21_3Y | 3 | South | YES | -0.03105 | 427.5 | 200 | 436 | 0 | 1.02 | LIGCO | -1 | 0.13775 | 0 | 436 |  |  |  |  | -0.13775 | 0 | [6 empty] | 318 | 0
7605 | L_MCQUEE9_1Y | 1 | South | YES | -0.034002 | 0 | 0 | 2.4 |  | 1.025 | Hydro | -1 | 0.1407 | 0 | 0 |  |  |  |  | -0.1407 | 0 | [6 empty] | 319 | 0
7605 | L_MCQUEE9_1Y | 2 | South | YES | -0.034002 | 0 | 0 | 2.4 |  | 1.025 | Hydro | -1 | 0.1407 | 0 | 0 |  |  |  |  | -0.1407 | 0 | [6 empty] | 320 | 0
7605 | L_MCQUEE9_1Y | 3 | South | YES | -0.034002 | 0 | 0 | 2.8 |  | 1.025 | Hydro | -1 | 0.1407 | 0 | 0 |  |  |  |  | -0.1407 | 0 | [6 empty] | 321 | 0
7810 | L_RIONOG1G1Y | 1 | South | YES | -0.034558 | 148 | 0 | 148 | 0 | 1.02 | CC | -1 | 0.14126 | 148 | 148 |  |  |  |  | -0.14126 | -20.9061 | [6 empty] | 322 | 0
7811 | L_RIONOG1G2Y | 2 | South | YES | -0.034558 | 148 | 0 | 148 | 0 | 1.02 | CC | -1 | 0.14126 | 148 | 148 |  |  |  |  | -0.14126 | -20.9061 | [6 empty] | 323 | 0
7812 | L_RIONOG1G3Y | 3 | South | YES | -0.034558 | 154 | 0 | 154 | 0 | 1.02 | CC | -1 | 0.14126 | 154 | 154 |  |  |  |  | -0.14126 | -21.7537 | [6 empty] | 324 | 0
7813 | L_RIONOG1S1Y | 4 | South | YES | -0.034558 | 293 | 0 | 293 | 0 | 1.02 | CC | -1 | 0.14126 | 293 | 293 |  |  |  |  | -0.14126 | -41.3884 | [6 empty] | 325 | 0
7609 | L_SCHUMA8_1Y | 1 | South | YES | -0.035084 | 0 | 0 | 4 |  | 1 | Hydro | -1 | 0.14178 | 0 | 0 |  |  |  |  | -0.14178 | 0 | [6 empty] | 326 | 0
7624 | L_LAKEWO9_1Y | 1 | South | YES | -0.036037 | 0 | 0 | 2.4 |  | 1 | Hydro | -1 | 0.14274 | 0 | 0 |  |  |  |  | -0.14274 | 0 | [6 empty] | 327 | 0
7624 | L_LAKEWO9_1Y | 2 | South | YES | -0.036037 | 0 | 0 | 2.4 |  | 1 | Hydro | -1 | 0.14274 | 0 | 0 |  |  |  |  | -0.14274 | 0 | [6 empty] | 328 | 0
58909 | PEARSALLSCG1 | 3 | South | YES | -0.03744 | 0 | 0 | 8.4 |  | 1.027 | Diesel | -1 | 0.14414 | 8.4 | 8.4 |  |  |  |  | -0.14414 | -1.2108 | [6 empty] | 329 | 0
58909 | PEARSALLSCG1 | 4 | South | YES | -0.03744 | 0 | 0 | 8.4 |  | 1.027 | Diesel | -1 | 0.14414 | 8.4 | 8.4 |  |  |  |  | -0.14414 | -1.2108 | [6 empty] | 330 | 0
58909 | PEARSALLSCG1 | 6 | South | YES | -0.03744 | 0 | 0 | 8.4 |  | 1.027 | Diesel | -1 | 0.14414 | 8.4 | 8.4 |  |  |  |  | -0.14414 | -1.2108 | [6 empty] | 331 | 0
58909 | PEARSALLSCG1 | 5 | South | YES | -0.03744 | 0 | 0 | 8.4 |  | 1.027 | Diesel | -1 | 0.14414 | 8.4 | 8.4 |  |  |  |  | -0.14414 | -1.2108 | [6 empty] | 332 | 0
58909 | PEARSALLSCG1 | 1 | South | YES | -0.03744 | 0 | 0 | 8.4 |  | 1.027 | Diesel | -1 | 0.14414 | 8.4 | 8.4 |  |  |  |  | -0.14414 | -1.2108 | [6 empty] | 333 | 0
58909 | PEARSALLSCG1 | 2 | South | YES | -0.03744 | 0 | 0 | 8.4 |  | 1.027 | Diesel | -1 | 0.14414 | 8.4 | 8.4 |  |  |  |  | -0.14414 | -1.2108 | [6 empty] | 334 | 0
58919 | PEARSALLSCG2 | 5 | South | YES | -0.03744 | 0 | 0 | 8.4 |  | 1.027 | Diesel | -1 | 0.14414 | 8.4 | 8.4 |  |  |  |  | -0.14414 | -1.2108 | [6 empty] | 335 | 0
58919 | PEARSALLSCG2 | 6 | South | YES | -0.03744 | 0 | 0 | 8.4 |  | 1.027 | Diesel | -1 | 0.14414 | 8.4 | 8.4 |  |  |  |  | -0.14414 | -1.2108 | [6 empty] | 336 | 0
58919 | PEARSALLSCG2 | 1 | South | YES | -0.03744 | 0 | 0 | 8.4 |  | 1.027 | Diesel | -1 | 0.14414 | 8.4 | 8.4 |  |  |  |  | -0.14414 | -1.2108 | [6 empty] | 337 | 0
58919 | PEARSALLSCG2 | 2 | South | YES | -0.03744 | 0 | 0 | 8.4 |  | 1.027 | Diesel | -1 | 0.14414 | 8.4 | 8.4 |  |  |  |  | -0.14414 | -1.2108 | [6 empty] | 338 | 0
58919 | PEARSALLSCG2 | 4 | South | YES | -0.03744 | 0 | 0 | 8.4 |  | 1.027 | Diesel | -1 | 0.14414 | 8.4 | 8.4 |  |  |  |  | -0.14414 | -1.2108 | [6 empty] | 339 | 0
58919 | PEARSALLSCG2 | 3 | South | YES | -0.03744 | 0 | 0 | 8.4 |  | 1.027 | Diesel | -1 | 0.14414 | 8.4 | 8.4 |  |  |  |  | -0.14414 | -1.2108 | [6 empty] | 340 | 0
58929 | PEARSALLSCG3 | 4 | South | YES | -0.03744 | 0 | 0 | 8.4 |  | 1.027 | Diesel | -1 | 0.14414 | 8.4 | 8.4 |  |  |  |  | -0.14414 | -1.2108 | [6 empty] | 341 | 0
58929 | PEARSALLSCG3 | 6 | South | YES | -0.03744 | 0 | 0 | 8.4 |  | 1.027 | Diesel | -1 | 0.14414 | 8.4 | 8.4 |  |  |  |  | -0.14414 | -1.2108 | [6 empty] | 342 | 0
58929 | PEARSALLSCG3 | 2 | South | YES | -0.03744 | 0 | 0 | 8.4 |  | 1.027 | Diesel | -1 | 0.14414 | 8.4 | 8.4 |  |  |  |  | -0.14414 | -1.2108 | [6 empty] | 343 | 0
58929 | PEARSALLSCG3 | 5 | South | YES | -0.03744 | 0 | 0 | 8.4 |  | 1.027 | Diesel | -1 | 0.14414 | 8.4 | 8.4 |  |  |  |  | -0.14414 | -1.2108 | [6 empty] | 344 | 0
58929 | PEARSALLSCG3 | 1 | South | YES | -0.03744 | 0 | 0 | 8.4 |  | 1.027 | Diesel | -1 | 0.14414 | 8.4 | 8.4 |  |  |  |  | -0.14414 | -1.2108 | [6 empty] | 345 | 0
58929 | PEARSALLSCG3 | 3 | South | YES | -0.03744 | 0 | 0 | 8.4 |  | 1.027 | Diesel | -1 | 0.14414 | 8.4 | 8.4 |  |  |  |  | -0.14414 | -1.2108 | [6 empty] | 346 | 0
58949 | PEARSALLSCG4 | 3 | South | YES | -0.03744 | 0 | 0 | 8.4 |  | 1.027 | Diesel | -1 | 0.14414 | 8.4 | 8.4 |  |  |  |  | -0.14414 | -1.2108 | [6 empty] | 347 | 0
58949 | PEARSALLSCG4 | 2 | South | YES | -0.03744 | 0 | 0 | 8.4 |  | 1.027 | Diesel | -1 | 0.14414 | 8.4 | 8.4 |  |  |  |  | -0.14414 | -1.2108 | [6 empty] | 348 | 0
58949 | PEARSALLSCG4 | 1 | South | YES | -0.03744 | 0 | 0 | 8.4 |  | 1.027 | Diesel | -1 | 0.14414 | 8.4 | 8.4 |  |  |  |  | -0.14414 | -1.2108 | [6 empty] | 349 | 0
58949 | PEARSALLSCG4 | 4 | South | YES | -0.03744 | 0 | 0 | 8.4 |  | 1.027 | Diesel | -1 | 0.14414 | 8.4 | 8.4 |  |  |  |  | -0.14414 | -1.2108 | [6 empty] | 350 | 0
58949 | PEARSALLSCG4 | 6 | South | YES | -0.03744 | 0 | 0 | 8.4 |  | 1.027 | Diesel | -1 | 0.14414 | 8.4 | 8.4 |  |  |  |  | -0.14414 | -1.2108 | [6 empty] | 351 | 0
58949 | PEARSALLSCG4 | 5 | South | YES | -0.03744 | 0 | 0 | 8.4 |  | 1.027 | Diesel | -1 | 0.14414 | 8.4 | 8.4 |  |  |  |  | -0.14414 | -1.2108 | [6 empty] | 352 | 0
7800 | L_GUADGE1_1Y | 1 | South | YES | -0.038096 | 147 | 30 | 147 | 0 | 1.02 | CC | -1 | 0.1448 | 147 | 147 |  |  |  |  | -0.1448 | -21.2849 | [6 empty] | 353 | 0
7801 | L_GUADGE1_2Y | 2 | South | YES | -0.038096 | 138 | 30 | 138 | 0 | 1.02 | CC | -1 | 0.1448 | 138 | 138 |  |  |  |  | -0.1448 | -19.9818 | [6 empty] | 354 | 0
7802 | L_GUADGE1_3Y | 3 | South | YES | -0.038096 | 146 | 30 | 146 | 0 | 1.02 | CC | -1 | 0.1448 | 146 | 146 |  |  |  |  | -0.1448 | -21.1401 | [6 empty] | 355 | 0
7803 | L_GUADGE1_4Y | 4 | South | YES | -0.038096 | 149 | 30 | 149 | 0 | 1.02 | CC | -1 | 0.1448 | 149 | 149 |  |  |  |  | -0.1448 | -21.5745 | [6 empty] | 356 | 0
7804 | L_GUADGE1_5Y | 5 | South | YES | -0.038096 | 182 | 30 | 182 | 0 | 1.02 | CC | -1 | 0.1448 | 182 | 182 |  |  |  |  | -0.1448 | -26.3528 | [6 empty] | 357 | 0
7805 | L_GUADGE1_6Y | 6 | South | YES | -0.038096 | 203 | 30 | 203 | 0 | 1.02 | CC | -1 | 0.1448 | 203 | 203 |  |  |  |  | -0.1448 | -29.3935 | [6 empty] | 358 | 0
5028 | BRAUNIG_VHB3 | 3 | South | YES | -0.038901 | 407 | 60 | 407 | 0 | 1.0138 | GST | -1 | 0.1456 | 407 | 407 |  |  |  |  | -0.1456 | -59.2594 | [6 empty] | 359 | 0
5396 | CALAVER_OWS1 | 1 | South | YES | -0.038914 | 418 | 80 | 418 | 0 | 1.0192 | GST | -1 | 0.14561 | 418 | 418 |  |  |  |  | -0.14561 | -60.8664 | [6 empty] | 360 | 0
5397 | CALAVER_OWS2 | 2 | South | YES | -0.038914 | 400 | 80 | 400 | 0 | 1.0192 | GST | -1 | 0.14561 | 400 | 400 |  |  |  |  | -0.14561 | -58.2454 | [6 empty] | 361 | 0
5111 | CALAVER_JTD1 | 1 | South | YES | -0.038925 | 430 | 80 | 430 | 0 | 1.0138 | LIGCO | -1 | 0.14562 | 0 | 430 |  |  |  |  | -0.14562 | 0 | [6 empty] | 362 | 0
5112 | CALAVER_JTD2 | 2 | South | YES | -0.038925 | 430 | 80 | 430 | 0 | 1.0138 | LIGCO | -1 | 0.14562 | 0 | 430 |  |  |  |  | -0.14562 | 0 | [6 empty] | 363 | 0
5436 | TUTTL_WBT1G1 | 1 | South | YES | -0.038951 | 48.8 | 20 | 61 | 0 | 1.012 | GST | -1 | 0.14565 | 61 | 61 |  |  |  |  | -0.14565 | -8.8847 | [6 empty] | 364 | 0
5438 | TUTTL_WBT3G3 | 3 | South | YES | -0.038951 | 95 | 25 | 95 | 0 | 1.012 | GST | -1 | 0.14565 | 95 | 95 |  |  |  |  | -0.14565 | -13.8368 | [6 empty] | 365 | 0
5439 | TUTTL_WBT4G4 | 4 | South | YES | -0.038951 | 151 | 40 | 151 | 0 | 1.012 | GST | -1 | 0.14565 | 151 | 151 |  |  |  |  | -0.14565 | -21.9932 | [6 empty] | 366 | 0
5264 | LEON_LCP3G3 | 3 | South | YES | -0.038952 | 0 | 20 | 58 |  | 1.0197 | GST | -1 | 0.14565 | 58 | 58 |  |  |  |  | -0.14565 | -8.4478 | [6 empty] | 367 | 0
5265 | LEON_LCP4G4 | 4 | South | YES | -0.038952 | 89 | 25 | 89 | 0 | 1.0197 | GST | -1 | 0.14565 | 89 | 89 |  |  |  |  | -0.14565 | -12.963 | [6 empty] | 368 | 0
5266 | LEON_LCPCT1 | 1 | South | YES | -0.038952 | 44 | 24 | 44 | 0 | 1.0197 | GGT | -1 | 0.14565 | 44 | 44 |  |  |  |  | -0.14565 | -6.4087 | [6 empty] | 369 | 0
5267 | LEON_LCPCT2 | 2 | South | YES | -0.038952 | 44 | 24 | 44 | 0 | 1.0197 | GGT | -1 | 0.14565 | 44 | 44 |  |  |  |  | -0.14565 | -6.4087 | [6 empty] | 370 | 0
5268 | LEON_LCPCT3 | 3 | South | YES | -0.038952 | 43 | 24 | 43 | 0 | 1.0197 | GGT | -1 | 0.14565 | 43 | 43 |  |  |  |  | -0.14565 | -6.263 | [6 empty] | 371 | 0
5269 | LEON_LCPCT4 | 4 | South | YES | -0.038952 | 45 | 24 | 45 | 0 | 1.0197 | GGT | -1 | 0.14565 | 45 | 45 |  |  |  |  | -0.14565 | -6.5543 | [6 empty] | 372 | 0
5026 | BRAUNIG_VHB1 | 1 | South | YES | -0.039037 | 215 | 40 | 215 | 0 | 1.0192 | GST | -1 | 0.14574 | 215 | 215 |  |  |  |  | -0.14574 | -31.3333 | [6 empty] | 373 | 0
5027 | BRAUNIG_VHB2 | 2 | South | YES | -0.039037 | 216 | 40 | 216 | 0 | 1.0192 | GST | -1 | 0.14574 | 216 | 216 |  |  |  |  | -0.14574 | -31.4791 | [6 empty] | 374 | 0
5890 | PEARSALLGEN1 | 1 | South | YES | -0.039162 | 19.2 | 6 | 24 | 0 | 1.0226 | GST | -1 | 0.14586 | 24 | 24 |  |  |  |  | -0.14586 | -3.5007 | [6 empty] | 375 | 0
5891 | PEARSALLGEN2 | 1 | South | YES | -0.039162 | 19.4 | 6 | 24.3 | 0 | 1.0226 | GST | -1 | 0.14586 | 24.3 | 24.3 |  |  |  |  | -0.14586 | -3.5444 | [6 empty] | 376 | 0
5892 | PEARSALLGEN3 | 1 | South | YES | -0.039162 | 19.1 | 6 | 23.9 | 0 | 1.0226 | GST | -1 | 0.14586 | 23.9 | 23.9 |  |  |  |  | -0.14586 | -3.4861 | [6 empty] | 377 | 0
5476 | BRA_AVR1_CT1 | 1 | South | YES | -0.040199 | 155 | 90 | 155 | 0 | 1.025 | CC | -1 | 0.1469 | 155 | 155 |  |  |  |  | -0.1469 | -22.7693 | [6 empty] | 378 | 0
5477 | BRA_AVR1_ST | 1 | South | YES | -0.040199 | 174 | 138 | 174 | 0 | 1.025 | CC | -1 | 0.1469 | 174 | 174 |  |  |  |  | -0.1469 | -25.5603 | [6 empty] | 379 | 0
5478 | BRA_AVR1_CT2 | 1 | South | YES | -0.040199 | 155 | 90 | 155 | 0 | 1.025 | CC | -1 | 0.1469 | 155 | 155 |  |  |  |  | -0.1469 | -22.7693 | [6 empty] | 380 | 0
5401 | CALAVER_JKS1 | 1 | South | YES | -0.041059 | 562 | 100 | 562 | 0 | 1.026 | LIGCO | -1 | 0.14776 | 0 | 562 |  |  |  |  | -0.14776 | 0 | [6 empty] | 381 | 0
8189 | CUECPL2A | 1 | South | YES | -0.042665 | 12 | 0 | 12 | 0 | 1.02 | Cogen | -1 | 0.14936 | 0 | 0 |  |  |  |  | -0.14936 | 0 | [6 empty] | 382 | 0
5903 | SANMIGUELGEN | 1 | South | YES | -0.045518 | 396.3 | 180 | 396.3 | 0 | 1.0336 | LIGCO | -1 | 0.15222 | 0 | 396.3 |  |  |  |  | -0.15222 | 0 | [6 empty] | 383 | 0
80265 | LARECU40A | 4 | South | YES | -0.046076 | 80 | 0 | 100 |  | 1.039 | GGT | -1 | 0.15278 | 100 | 100 |  |  |  |  | -0.15278 | -15.2775 | [6 empty] | 384 | 0
80266 | LARECU50A | 5 | South | YES | -0.046076 | 80 | 0 | 100 |  | 1.039 | GGT | -1 | 0.15278 | 100 | 100 |  |  |  |  | -0.15278 | -15.2775 | [6 empty] | 385 | 0
80012 | LAR | F | South | YES | -0.046079 | 0 | 0 | 0 | 0 | 1.04 | DCTie | -1 | 0.15278 | 0 | 0 |  |  |  |  | -0.15278 | 0 | [6 empty] | 386 | 0
88299 | ZAPATA | F | South | YES | -0.050869 | 0 | 0 | 0 | 0 | 1.02 | BLT | -1 | 0.15757 | 0 | 0 |  |  |  |  | -0.15757 | 0 | [6 empty] | 387 | 0
88198 | BEEVILLE | F | South | YES | -0.052922 | 0 | 0 | 0 | 0 | 1.02 | AVR | -1 | 0.15962 | 0 | 0 |  |  |  |  | -0.15962 | 0 | [6 empty] | 388 | 0
5728 | FALCONHYDRO2 | 2 | South | YES | -0.054118 | 12 | 0 | 12 | 0 | 1.0234 | Hydro | -1 | 0.16082 | 0 | 0 |  |  |  |  | -0.16082 | 0 | [6 empty] | 389 | 0
5729 | FALCONHYDRO3 | 3 | South | YES | -0.054118 | 11 | 0 | 11 | 0 | 1.0234 | Hydro | -1 | 0.16082 | 0 | 0 |  |  |  |  | -0.16082 | 0 | [6 empty] | 390 | 0
8048 | FALCONHYDRO1 | 1 | South | YES | -0.054118 | 12 | 0 | 12 | 0 | 1.0234 | Hydro | -1 | 0.16082 | 0 | 0 |  |  |  |  | -0.16082 | 0
88508 | FALFURRI | F | South | YES | -0.054703 | 0 | 0 | 0 | 0 | 1 | AVR | -1 | 0.1614 | 0 | 0 |  |  |  |  | -0.1614 | 0
8161 | COLETO0A | 1 | South | YES | -0.055534 | 633 | 200 | 633 | 0 | 1.03 | LIGCO | -1 | 0.16223 | 0 | 633 |  |  |  |  | -0.16223 | 0
8933 | FGNTS001 | 1 | South | YES | -0.057513 | 146.5 | 0 | 146.5 | 0 | 1.03 | CC | -1 | 0.16421 | 146.5 | 146.5 |  |  |  |  | -0.16421 | -24.0571
8934 | FGNTS101 | 2 | South | YES | -0.057513 | 147.9 | 0 | 147.9 | 0 | 1.03 | CC | -1 | 0.16421 | 147.9 | 147.9 |  |  |  |  | -0.16421 | -24.287
8935 | FGNTS201 | 3 | South | YES | -0.057513 | 173 | 0 | 173 | 0 | 1.03 | CC | -1 | 0.16421 | 173 | 173 |  |  |  |  | -0.16421 | -28.4088
8981 | HECN1 | 1 | South | YES | -0.058084 | 144.8 | 0 | 144.8 | 0 | 1.0304 | CC | -1 | 0.16478 | 144.8 | 144.8 |  |  |  |  | -0.16478 | -23.8606
8982 | HECN2 | 2 | South | YES | -0.058084 | 144.1 | 0 | 144.1 | 0 | 1.0304 | CC | -1 | 0.16478 | 144.1 | 144.1 |  |  |  |  | -0.16478 | -23.7453
8983 | HECN3 | 3 | South | YES | -0.058084 | 171.9 | 0 | 171.9 | 0 | 1.0304 | CC | -1 | 0.16478 | 171.9 | 171.9 |  |  |  |  | -0.16478 | -28.3263
8936 | MVGN#1 | 1 | South | YES | -0.058085 | 216.6 | 0 | 216.6 | 0 | 1.0304 | CC | -1 | 0.16478 | 216.6 | 216.6 |  |  |  |  | -0.16478 | -35.6923
8937 | MVGN#2 | 2 | South | YES | -0.058085 | 216.7 | 0 | 216.7 | 0 | 1.0304 | CC | -1 | 0.16478 | 216.7 | 216.7 |  |  |  |  | -0.16478 | -35.7088
8938 | MVGN#3 | 3 | South | YES | -0.058085 | 250.9 | 0 | 250.9 | 0 | 1.0304 | CC | -1 | 0.16478 | 250.9 | 250.9 |  |  |  |  | -0.16478 | -41.3444
5932 | SI_RAY9 | 9 | South | YES | -0.058335 | 32 | 32 | 38 | 0 | 1.035 | CC | -1 | 0.16503 | 38 | 38 |  |  |  |  | -0.16503 | -6.2713
5933 | SI_RAY6 | 6 | South | YES | -0.058335 | 15.4 | 10 | 19.3 | 0 | 1.035 | GST | -1 | 0.16503 | 19.3 | 19.3 |  |  |  |  | -0.16503 | -3.1852
5935 | SI_RAY10 | 10 | South | YES | -0.058335 | 47 | 10 | 47 | 0 | 1.03 | CC | -1 | 0.16503 | 47 | 47 |  |  |  |  | -0.16503 | -7.7566
80003 | MILHWYS | F | South | YES | -0.058335 | 0 | 0 | 0 | 0 | 1.0168 | AVR | -1 | 0.16503 | 0 | 0 |  |  |  |  | -0.16503 | 0
80080 | GWINDT11A | 3 | South | YES | -0.058488 | 0 | 0 | 38 | 0 | 1.025 | Wind | -1 | 0.16519 | 0 | 38 |  |  |  |  | -0.16519 | 0
80080 | GWINDT11A | 4 | South | YES | -0.058488 | 3.8 | 0 | 19 | 0 | 1.025 | Wind | -1 | 0.16519 | 0 | 19 |  |  |  |  | -0.16519 | 0
80080 | GWINDT11A | 2 | South | YES | -0.058488 | 0 | 0 | 41 | 0 | 1.025 | Wind | -1 | 0.16519 | 0 | 41 |  |  |  |  | -0.16519 | 0
80080 | GWINDT11A | 1 | South | YES | -0.058488 | 28.2 | 0 | 94 | 0 | 1.025 | Wind | -1 | 0.16519 | 0 | 94 |  |  |  |  | -0.16519 | 0
80081 | GWINDT21A | 4 | South | YES | -0.058488 | 4.4 | 0 | 22 | 0 | 1.025 | Wind | -1 | 0.16519 | 0 | 22 |  |  |  |  | -0.16519 | 0
80081 | GWINDT21A | 1 | South | YES | -0.058488 | 28.2 | 0 | 94 | 0 | 1.025 | Wind | -1 | 0.16519 | 0 | 94 |  |  |  |  | -0.16519 | 0
80081 | GWINDT21A | 3 | South | YES | -0.058488 | 8.6 | 0 | 43 | 0 | 1.025 | Wind | -1 | 0.16519 | 0 | 43 |  |  |  |  | -0.16519 | 0
80081 | GWINDT21A | 2 | South | YES | -0.058488 | 7.2 | 0 | 36 | 0 | 1.025 | Wind | -1 | 0.16519 | 0 | 36 |  |  |  |  | -0.16519 | 0
80180 | PNSCALT11A | 2 | South | YES | -0.058488 | 10 | 0 | 50 | 0 | 1.025 | Wind | -1 | 0.16519 | 0 | 50 |  |  |  |  | -0.16519 | 0
80180 | PNSCALT11A | 1 | South | YES | -0.058488 | 43.8 | 0 | 148 | 0 | 1.025 | Wind | -1 | 0.16519 | 0 | 148 |  |  |  |  | -0.16519 | 0
80181 | PNSCALT21A | 2 | South | YES | -0.058488 | 10 | 0 | 50 | 0 | 1.025 | Wind | -1 | 0.16519 | 0 | 50 |  |  |  |  | -0.16519 | 0
80181 | PNSCALT21A | 1 | South | YES | -0.058488 | 16.5 | 0 | 55 | 0 | 1.025 | Wind | -1 | 0.16519 | 0 | 55 |  |  |  |  | -0.16519 | 0
8517 | CELANEBI0A | 1 | South | YES | -0.05855 | 29 | 0 | 29 | 0 | 1.02 | Cogen | -1 | 0.16525 | 0 | 0 |  |  |  |  | -0.16525 | 0
8461 | KOCH_UP0A | 1 | South | YES | -0.058983 | 38 | 0 | 38 | 0 | 1.012 | Cogen | -1 | 0.16568 | 0 | 0 |  |  |  |  | -0.16568 | 0
8511 | OXY_CC0A | 1 | South | YES | -0.059034 | 30.3 | 0 | 38 | 0 | 1.027 | Cogen | -1 | 0.16573 | 0 | 0 |  |  |  |  | -0.16573 | 0
8506 | VAL #1 | 1 | South | YES | -0.059113 | 20.9 | 0 | 25 | 0 | 1.0055 | Cogen | -1 | 0.16581 | 0 | 0 |  |  |  |  | -0.16581 | 0
8507 | VAL #2 | 2 | South | YES | -0.059113 | 20.9 | 0 | 25 | 0 | 1.0055 | Cogen | -1 | 0.16581 | 0 | 0 |  |  |  |  | -0.16581 | 0
8459 | B_DAVIS0B | MB | South | YES | -0.059234 | 0 | 50 | 339 |  | 1.03 | GSC | -1 | 0.16593 | 0 | 0 |  |  |  |  | -0.16593 | 0
8460 | B_DAVIS0A | MB | South | YES | -0.059234 | 0 | 50 | 340 |  | 1.03 | GSC | -1 | 0.16593 | 0 | 0 |  |  |  |  | -0.16593 | 0
80263 | B_DAVIS31A | 3 | South | YES | -0.059234 | 0 | 0 | 180 |  | 1.0366 | CC | -1 | 0.16593 | 180 | 180 |  |  |  |  | -0.16593 | -29.868
80264 | B_DAVIS41A | 4 | South | YES | -0.059234 | 0 | 0 | 180 |  | 1.0366 | CC | -1 | 0.16593 | 180 | 180 |  |  |  |  | -0.16593 | -29.868
8456 | COSW#1 | 1 | South | YES | -0.059359 | 20 | 0 | 20 | 0 | 1.027 | Cogen | -1 | 0.16606 | 0 | 0 |  |  |  |  | -0.16606 | 0
8457 | COSW#2 | 2 | South | YES | -0.059359 | 14 | 0 | 14 | 0 | 1.027 | Cogen | -1 | 0.16606 | 0 | 0 |  |  |  |  | -0.16606 | 0
8560 | CNOPGT1 | 1 | South | YES | -0.059421 | 148.3 | 0 | 148.3 | 0 | 1.03 | Cogen | -1 | 0.16612 | 0 | 0 |  |  |  |  | -0.16612 | 0
8561 | CNOPGT2 | 2 | South | YES | -0.059421 | 148.6 | 0 | 148.6 | 0 | 1.03 | Cogen | -1 | 0.16612 | 0 | 0 |  |  |  |  | -0.16612 | 0
8562 | CNOPST1 | 3 | South | YES | -0.059421 | 153 | 0 | 153 | 0 | 1.03 | Cogen | -1 | 0.16612 | 0 | 0 |  |  |  |  | -0.16612 | 0
8442 | NBEC7 | 7 | South | YES | -0.059434 | 0 | 81 | 367 |  | 1.0298 | GST | -1 | 0.16613 | 367 | 367 |  |  |  |  | -0.16613 | -60.971
8442 | NBEC7 | MB | South | YES | -0.059434 | 0 | 81 | 367 |  | 1.0298 | GST | -1 | 0.16613 | 0 | 0 |  |  |  |  | -0.16613 | 0
8173 | VICEC51A | 5 | South | YES | -0.060527 | 144 | 18 | 144 | 0 | 1.025 | CC | -1 | 0.16723 | 144 | 144 |  |  |  |  | -0.16723 | -24.0806
8174 | VICEC61A | 6 | South | YES | -0.060527 | 188 | 42 | 188 | 0 | 1.025 | CC | -1 | 0.16723 | 188 | 188 |  |  |  |  | -0.16723 | -31.4386
8926 | LGE_GT10A | 1 | South | YES | -0.060537 | 158 | 0 | 158 | 0 | 1.03 | Cogen | -1 | 0.16724 | 0 | 0 |  |  |  |  | -0.16724 | 0
8927 | LGE_GT20A | 2 | South | YES | -0.060537 | 153 | 0 | 153 | 0 | 1.03 | Cogen | -1 | 0.16724 | 0 | 0 |  |  |  |  | -0.16724 | 0
8928 | LGE_STG0A | 3 | South | YES | -0.060537 | 100 | 0 | 100 | 0 | 1.03 | Cogen | -1 | 0.16724 | 0 | 0 |  |  |  |  | -0.16724 | 0
8930 | ICPGN10A | 1 | South | YES | -0.060537 | 149 | 0 | 149 | 0 | 1.03 | Cogen | -1 | 0.16724 | 0 | 0 |  |  |  |  | -0.16724 | 0
8931 | ICPGN20A | 2 | South | YES | -0.060537 | 150 | 0 | 150 | 0 | 1.03 | Cogen | -1 | 0.16724 | 0 | 0 |  |  |  |  | -0.16724 | 0
8932 | ICPGN30A | 3 | South | YES | -0.060537 | 127 | 0 | 127 | 0 | 1.03 | Cogen | -1 | 0.16724 | 0 | 0 |  |  |  |  | -0.16724 | 0
80223 | REYSHR G | 1 | South | YES | -0.060537 | 12 | 0 | 12 | 0 | 1.032 | Cogen | -1 | 0.16724 | 0 | 0 |  |  |  |  | -0.16724 | 0
5508 | RAYBURNCC9 | 1 | South | YES | -0.061553 | 47.7 | 18.2 | 47.7 | 0 | 1.0296 | CC | -1 | 0.16825 | 47.7 | 47.7 |  |  |  |  | -0.16825 | -8.0256
5509 | RAYBURNCC10 | 1 | South | YES | -0.061553 | 37.3 | 5.2 | 37.3 | 0 | 1.0296 | CC | -1 | 0.16825 | 37.3 | 37.3 |  |  |  |  | -0.16825 | -6.2758
5511 | RAYBURNCC7 | 1 | South | YES | -0.061553 | 47.5 | 18.2 | 47.5 | 0 | 1.0296 | CC | -1 | 0.16825 | 47.5 | 47.5 |  |  |  |  | -0.16825 | -7.992
5512 | RAYBURNCC8 | 1 | South | YES | -0.061553 | 49.3 | 18.2 | 49.3 | 0 | 1.0296 | CC | -1 | 0.16825 | 49.3 | 49.3 |  |  |  |  | -0.16825 | -8.2948
8066 | DUP1V#1 | 1 | South | YES | -0.061613 | 52.3 | 0 | 73 | 0 | 1.01 | Cogen | -1 | 0.16831 | 0 | 0 |  |  |  |  | -0.16831 | 0
5503 | RAYBURNGEN3 | 1 | South | YES | -0.062065 | 17.6 | 6 | 22 | 0 | 1.0224 | GST | -1 | 0.16876 | 22 | 22 |  |  |  |  | -0.16876 | -3.7128
5505 | RAYBURNGEN1 | 1 | South | YES | -0.062065 | 0 | 1 | 11 |  | 1.0223 | GGT | -1 | 0.16876 | 11 | 11 |  |  |  |  | -0.16876 | -1.8564
5506 | RAYBURNGEN2 | 1 | South | YES | -0.062065 | 0 | 1 | 11 |  | 1.0223 | GGT | -1 | 0.16876 | 11 | 11 |  |  |  |  | -0.16876 | -1.8564
80224 | VISTRONG1 | 1 | South | YES | -0.063475 | 13.1 | 0 | 15 | 0 | 1.01 | Cogen | -1 | 0.17017 | 0 | 0 |  |  |  |  | -0.17017 | 0
80225 | VISTRONG2 | 2 | South | YES | -0.063475 | 20.2 | 0 | 23 | 0 | 1.01 | Cogen | -1 | 0.17017 | 0 | 0 |  |  |  |  | -0.17017 | 0
80227 | AIRCO G | 1 | South | YES | -0.064142 | 7.2 | 0 | 8 | 0 | 1.0104 | Cogen | -1 | 0.17084 | 0 | 0 |  |  |  |  | -0.17084 | 0
8147 | UCAR #2 | 10 | South | YES | -0.064541 | 18.2 | 0 | 28 |  | 1 | Cogen | -1 | 0.17124 | 0 | 0 |  |  |  |  | -0.17124 | 0
8148 | UCAR #1 | 2 | South | YES | -0.064541 | 6.1 | 0 | 7 | 0 | 1.009 | Cogen | -1 | 0.17124 | 0 | 0 |  |  |  |  | -0.17124 | 0
80137 | CSDR89 | 9 | South | YES | -0.064541 | 15 | 0 | 15 | 0 | 1.003 | DCTie | -1 | 0.17124 | 0 | 0 |  |  |  |  | -0.17124 | 0
80137 | CSDR89 | 8 | South | YES | -0.064541 | 33.9 | 0 | 39 | 0 | 1.003 | DCTie | -1 | 0.17124 | 0 | 0 |  |  |  |  | -0.17124 | 0
80138 | CSDR7 | 7 | South | YES | -0.064541 | 6.1 | 0 | 7 | 0 | 1.014 | DCTie | -1 | 0.17124 | 0 | 0 |  |  |  |  | -0.17124 | 0
80139 | CSDR56 | 6 | South | YES | -0.064541 | 0 | 0 | 39 |  | 1.0033 | DCTie | -1 | 0.17124 | 0 | 0 |  |  |  |  | -0.17124 | 0
80139 | CSDR56 | 5 | South | YES | -0.064541 | 15 | 0 | 15 |  | 1.0033 | DCTie | -1 | 0.17124 | 0 | 0 |  |  |  |  | -0.17124 | 0
80140 | CSDR11 | 11 | South | YES | -0.064541 | 33.9 | 0 | 39 | 0 | 1.03 | DCTie | -1 | 0.17124 | 0 | 0 |  |  |  |  | -0.17124 | 0
80226 | ALCOA G | 1 | South | YES | -0.067243 | 32.3 | 5 | 48 | 0 | 1.015 | Cogen | -1 | 0.17394 | 0 | 0 |  |  |  |  | -0.17394 | 0
8134 | FOR #1 | 1 | South | YES | -0.068058 | 54.1 | 45 | 79 | 0 | 1 | Cogen | -1 | 0.17476 | 0 | 0 |  |  |  |  | -0.17476 | 0
8138 | FOR #2 | 2 | South | YES | -0.068058 | 63.1 | 45 | 81 | 0 | 1 | Cogen | -1 | 0.17476 | 0 | 0 |  |  |  |  | -0.17476 | 0
8153 | FOR #3 | 3 | South | YES | -0.068058 | 63.1 | 45 | 79.9 | 0 | 1 | Cogen | -1 | 0.17476 | 0 | 0 |  |  |  |  | -0.17476 | 0
8154 | FOR #4 | 4 | South | YES | -0.068058 | 63.1 | 60 | 80 | 0 | 1 | Cogen | -1 | 0.17476 | 0 | 0 |  |  |  |  | -0.17476 | 0
8155 | FOR #5 | 5 | South | YES | -0.068058 | 63.1 | 60 | 78.4 | 0 | 1 | Cogen | -1 | 0.17476 | 0 | 0 |  |  |  |  | -0.17476 | 0
8156 | FOR #6 | 6 | South | YES | -0.068058 | 24.9 | 5 | 25 | 0 | 1 | Cogen | -1 | 0.17476 | 0 | 0 |  |  |  |  | -0.17476 | 0
8157 | FOR #7 | 7 | South | YES | -0.068058 | 28.8 | 5 | 46 | 0 | 1 | Cogen | -1 | 0.17476 | 0 | 0 |  |  |  |  | -0.17476 | 0
80051 | FOR #8 | 8 | South | YES | -0.068058 | 28 | 28 | 28 |  | 1 | Cogen | -1 | 0.17476 | 0 | 0 |  |  |  |  | -0.17476 | 0
80052 | FOR #9 | 9 | South | YES | -0.068058 | 29.7 | 5 | 43.6 | 0 | 1 | Cogen | -1 | 0.17476 | 0 | 0 |  |  |  |  | -0.17476 | 0
80053 | FOR #10 | 10 | South | YES | -0.068058 | 68.4 | 45 | 75 | 0 | 1 | Cogen | -1 | 0.17476 | 0 | 0 |  |  |  |  | -0.17476 | 0
48591 | CHE_GT2_5030 | 2 | Houston | YES | -0.094166 | 173 | 50 | 173 | 0 | 1.029 | Cogen | -1 | 0.20087 | 0 | 0 |  |  | 0 | 0 | -0.20087 | 0
48811 | CVC_GT3_5045 | 3 | Houston | YES | -0.094166 | 156 | 91.8 | 156 | 0 | 1.029 | Cogen | -1 | 0.20087 | 0 | 0 |  |  | 0 | 0 | -0.20087 | 0
48812 | CVC_GT2_5020 | 2 | Houston | YES | -0.094166 | 158 | 91.8 | 158 | 0 | 1.029 | Cogen | -1 | 0.20087 | 0 | 0 |  |  | 0 | 0 | -0.20087 | 0
48813 | CVC_GT1_5035 | 1 | Houston | YES | -0.094166 | 160 | 91.8 | 160 | 0 | 1.029 | Cogen | -1 | 0.20087 | 0 | 0 |  |  | 0 | 0 | -0.20087 | 0
48814 | CVC_ST5_5040 | 1 | Houston | YES | -0.094166 | 162 | 91.8 | 162 | 0 | 1.029 | Cogen | -1 | 0.20087 | 0 | 0 |  |  | 0 | 0 | -0.20087 | 0
48731 | CBE_GT1 | 1 | Houston | YES | -0.095581 | 76 | 0 | 76 | 0 | 1.029 | CC | -1 | 0.20228 | 76 | 76 |  |  | -7.2642 | 76 | -0.20228 | -15.3733
48732 | CBE_GT2 | 1 | Houston | YES | -0.095581 | 76 | 0 | 76 | 0 | 1.029 | CC | -1 | 0.20228 | 76 | 76 |  |  | -7.2642 | 76 | -0.20228 | -15.3733
48733 | CBE_ST12 | 1 | Houston | YES | -0.095581 | 105 | 0 | 105 | 0 | 1.029 | CC | -1 | 0.20228 | 105 | 105 |  |  | -10.036 | 105 | -0.20228 | -21.2395
48734 | CBE_GT3 | 1 | Houston | YES | -0.095581 | 76 | 0 | 76 | 0 | 1.029 | CC | -1 | 0.20228 | 76 | 76 |  |  | -7.2642 | 76 | -0.20228 | -15.3733
48735 | CBE_GT4 | 1 | Houston | YES | -0.095581 | 76 | 0 | 76 | 0 | 1.029 | CC | -1 | 0.20228 | 76 | 76 |  |  | -7.2642 | 76 | -0.20228 | -15.3733
48736 | CBE_ST34 | 1 | Houston | YES | -0.095581 | 105 | 0 | 105 | 0 | 1.029 | CC | -1 | 0.20228 | 105 | 105 |  |  | -10.036 | 105 | -0.20228 | -21.2395
5911 | STP_GN1___1 | 1 | Houston | YES | -0.098016 | 1333 | 1249 | 1333 | 0 | 1.0406 | Nuc | -1 | 0.20472 | 0 | 0 |  |  | 0 | 0 | -0.20472 | 0
5912 | STP_GN2___2 | 2 | Houston | YES | -0.098016 | 1332 | 1249 | 1332 | 0 | 1.0406 | Nuc | -1 | 0.20472 | 0 | 0 |  |  | 0 | 0 | -0.20472 | 0
48911 | TGF_GT1_8000 | 1 | Houston | YES | -0.099403 | 69.2 | 0 | 69.2 |  | 1.029 | Cogen | -1 | 0.2061 | 0 | 0 |  |  | 0 | 0 | -0.2061 | 0
48690 | GBY_GN5_5 | 5 | Houston | YES | -0.10636 | 318.4 | 81 | 398 |  | 1.0362 | GSC | -1 | 0.21306 | 398 | 398 |  |  | -42.3317 | 398 | -0.21306 | -84.7981
48815 | CVC_GT4_8005 | 4 | Houston | YES | -0.1078 | 165 | 91.8 | 165 |  | 1.0362 | Cogen | -1 | 0.2145 | 0 | 0 |  |  | 0 | 0 | -0.2145 | 0
48791 | PSA_GT1_8160 | 1 | Houston | YES | -0.10811 | 52 | 20.8 | 65 | 0 | 1.0362 | Cogen | -1 | 0.21481 | 0 | 0 |  |  | 0 | 0 | -0.21481 | 0
48792 | PSA_GT2_8155 | 2 | Houston | YES | -0.10811 | 52.8 | 20.3 | 66 | 0 | 1.0362 | Cogen | -1 | 0.21481 | 0 | 0 |  |  | 0 | 0 | -0.21481 | 0
48793 | PSA_GT3_8150 | 3 | Houston | YES | -0.10811 | 56 | 20.3 | 70 | 0 | 1.0362 | Cogen | -1 | 0.21481 | 0 | 0 |  |  | 0 | 0 | -0.21481 | 0
48794 | PSA_GT4_8145 | 4 | Houston | YES | -0.10811 | 52.8 | 20.3 | 66 | 0 | 1.0362 | Cogen | -1 | 0.21481 | 0 | 0 |  |  | 0 | 0 | -0.21481 | 0
48795 | PSA_GT5_8140 | 5 | Houston | YES | -0.10811 | 51.2 | 20.3 | 64 | 0 | 1.0362 | Cogen | -1 | 0.21481 | 0 | 0 |  |  | 0 | 0 | -0.21481 | 0
48796 | PSA_GN1_8165 | 1 | Houston | YES | -0.10811 | 83.2 | 43.1 | 104 | 0 | 1.0362 | Cogen | -1 | 0.21481 | 0 | 0 |  |  | 0 | 0 | -0.21481 | 0
48797 | PSA_GT6_8135 | 6 | Houston | YES | -0.10811 | 47.2 | 34.5 | 59 | 0 | 1.0362 | Cogen | -1 | 0.21481 | 0 | 0 |  |  | 0 | 0 | -0.21481 | 0
48595 | BTE_GT2_8075 | 1 | Houston | YES | -0.10885 | 162.8 | 130 | 162.8 | 0 | 1.0261 | CC | -1 | 0.21555 | 162.8 | 162.8 |  |  | -17.7213 | 162.8 | -0.21555 | -35.0919
48596 | BTE_GT3_8045 | 2 | Houston | YES | -0.10885 | 161.4 | 130 | 161.4 | 0 | 1.0261 | CC | -1 | 0.21555 | 161.4 | 161.4 |  |  | -17.5689 | 161.4 | -0.21555 | -34.7902
48597 | BTE_GT4_8055 | 3 | Houston | YES | -0.10885 | 158.9 | 130 | 158.9 | 0 | 1.0261 | CC | -1 | 0.21555 | 158.9 | 158.9 |  |  | -17.2967 | 158.9 | -0.21555 | -34.2513
48598 | BTE_ST1_8070 | 4 | Houston | YES | -0.10885 | 269.2 | 60 | 269.2 | 0 | 1.0261 | CC | -1 | 0.21555 | 269.2 | 269.2 |  |  | -29.3032 | 269.2 | -0.21555 | -58.0267
48651 | EP_1_2 | 1 | Houston | YES | -0.11037 | 4 | 0 | 5 | 0 | 1.0362 | Cogen | -1 | 0.21707 | 0 | 0 |  |  | 0 | 0 | -0.21707 | 0
48651 | EP_1_2 | 2 | Houston | YES | -0.11037 | 17.7 | 10 | 21 | 0 | 1.0362 | Cogen | -1 | 0.21707 | 0 | 0 |  |  | 0 | 0 | -0.21707 | 0
48940 | WARVUE_GT1 | G1 | Houston | YES | -0.11055 | 15 | 0 | 15 |  | 1.021 | Cogen | -1 | 0.21725 | 0 | 0 |  |  | 0 | 0 | -0.21725 | 0
48581 | CBY_GN1_1 | 1 | Houston | YES | -0.11076 | 595.2 | 108 | 744 | 0 | 1.0435 | GSC | -1 | 0.21746 | 744 | 744 |  |  | -82.404 | 744 | -0.21746 | -161.7884
49803 | EXN_15GT | 1 | Houston | YES | -0.11088 | 33 | 8.3 | 34 |  | 1.0326 | Cogen | -1 | 0.21758 | 0 | 0 |  |  | 0 | 0 | -0.21758 | 0
49804 | EXN_16GT | 2 | Houston | YES | -0.11088 | 32 | 8.3 | 34.7 |  | 1.0326 | Cogen | -1 | 0.21758 | 0 | 0 |  |  | 0 | 0 | -0.21758 | 0
49805 | EXN_17GT | 3 | Houston | YES | -0.11088 | 31 | 8.3 | 32.7 |  | 1.0326 | Cogen | -1 | 0.21758 | 0 | 0 |  |  | 0 | 0 | -0.21758 | 0
49826 | EXN938GT | 5 | Houston | YES | -0.11088 | 43 | 9.2 | 45.9 |  | 1.0326 | Cogen | -1 | 0.21758 | 0 | 0 |  |  | 0 | 0 | -0.21758 | 0
49828 | EXN941GT | 10 | Houston | YES | -0.11088 | 17.7 | 5.4 | 17.7 | 0 | 1.0326 | Cogen | -1 | 0.21758 | 0 | 0 |  |  | 0 | 0 | -0.21758 | 0
49829 | EXN942GT | 11 | Houston | YES | -0.11088 | 20 | 5.4 | 20.4 | 0 | 1.0326 | Cogen | -1 | 0.21758 | 0 | 0 |  |  | 0 | 0 | -0.21758 | 0
49830 | EXN943GT | 12 | Houston | YES | -0.11088 | 19 | 5.4 | 19.9 | 0 | 1.0326 | Cogen | -1 | 0.21758 | 0 | 0 |  |  | 0 | 0 | -0.21758 | 0
49831 | EXN944GT | 13 | Houston | YES | -0.11088 | 33 | 5.4 | 35 | 0 | 1.0326 | Cogen | -1 | 0.21758 | 0 | 0 |  |  | 0 | 0 | -0.21758 | 0
49832 | EXN945GT | 9 | Houston | YES | -0.11088 | 18.5 | 9.2 | 18.5 |  | 1.0326 | Cogen | -1 | 0.21758 | 0 | 0 |  |  | 0 | 0 | -0.21758 | 0
49837 | EXN_GT | 4 | Houston | YES | -0.11088 | 81 | 21.3 | 85.4 |  | 1.0326 | Cogen | -1 | 0.21758 | 0 | 0 |  |  | 0 | 0 | -0.21758 | 0
49838 | EXN_14GT | 14 | Houston | YES | -0.11088 | 140 | 0 | 148 |  | 1.0326 | Cogen | -1 | 0.21758 | 0 | 0 |  |  | 0 | 0 | -0.21758 | 0
49851 | DOW17000 | 37 | Houston | YES | -0.1109 | 39 | 0 | 62 | 0 | 1 | Cogen | -1 | 0.2176 | 0 | 0 |  |  | 0 | 0 | -0.2176 | 0
49858 | DOW38100 | 31 | Houston | YES | -0.1109 | 45 | 0 | 71.4 |  | 1 | Cogen | -1 | 0.2176 | 0 | 0 |  |  | 0 | 0 | -0.2176 | 0
49859 | DOW38200 | 33 | Houston | YES | -0.1109 | 28 | 0 | 45 | 0 | 1 | Cogen | -1 | 0.2176 | 0 | 0 |  |  | 0 | 0 | -0.2176 | 0
49860 | DOW38300 | 32 | Houston | YES | -0.1109 | 63 | 0 | 101 |  | 1 | Cogen | -1 | 0.2176 | 0 | 0 |  |  | 0 | 0 | -0.2176 | 0
49862 | DOW39100 | 36 | Houston | YES | -0.1109 | 54 | 0 | 86 | 0 | 1 | Cogen | -1 | 0.2176 | 0 | 0 |  |  | 0 | 0 | -0.2176 | 0
49863 | DOW39200 | 35 | Houston | YES | -0.1109 | 55 | 0 | 88 | 0 | 1 | Cogen | -1 | 0.2176 | 0 | 0 |  |  | 0 | 0 | -0.2176 | 0
49865 | DOW41000 | 41 | Houston | YES | -0.1109 | 31 | 0 | 50 |  | 1 | Cogen | -1 | 0.2176 | 0 | 0 |  |  | 0 | 0 | -0.2176 | 0
49866 | DOW42000 | 42 | Houston | YES | -0.1109 | 11 | 0 | 18 |  | 1 | Cogen | -1 | 0.2176 | 0 | 0 |  |  | 0 | 0 | -0.2176 | 0
49869 | DOW49000 | 45 | Houston | YES | -0.1109 | 59 | 0 | 94 |  | 1 | Cogen | -1 | 0.2176 | 0 | 0 |  |  | 0 | 0 | -0.2176 | 0
49870 | DOW61000 | 61 | Houston | YES | -0.1109 | 44 | 0 | 70 | 0 | 1 | Cogen | -1 | 0.2176 | 0 | 0 |  |  | 0 | 0 | -0.2176 | 0
49871 | DOW62000 | 62 | Houston | YES | -0.1109 | 40 | 0 | 63 | 0 | 1 | Cogen | -1 | 0.2176 | 0 | 0 |  |  | 0 | 0 | -0.2176 | 0
49872 | DOW63000 | 63 | Houston | YES | -0.1109 | 45 | 0 | 72 | 0 | 1 | Cogen | -1 | 0.2176 | 0 | 0 |  |  | 0 | 0 | -0.2176 | 0
49873 | DOW64000 | 64 | Houston | YES | -0.1109 | 41 | 0 | 64.8 | 0 | 1 | Cogen | -1 | 0.2176 | 0 | 0 |  |  | 0 | 0 | -0.2176 | 0
49876 | DOW65000 | 65 | Houston | YES | -0.1109 | 63 | 0 | 101 | 0 | 1 | Cogen | -1 | 0.2176 | 0 | 0 |  |  | 0 | 0 | -0.2176 | 0
49877 | DOW66000 | 66 | Houston | YES | -0.1109 | 61 | 0 | 97 | 0 | 1 | Cogen | -1 | 0.2176 | 0 | 0 |  |  | 0 | 0 | -0.2176 | 0
49878 | DOW67000 | 67 | Houston | YES | -0.1109 | 65 | 0 | 103 | 0 | 1 | Cogen | -1 | 0.2176 | 0 | 0 |  |  | 0 | 0 | -0.2176 | 0
49882 | DOW81000 | 81 | Houston | YES | -0.1109 | 47 | 0 | 76 | 0 | 1 | Cogen | -1 | 0.2176 | 0 | 0 |  |  | 0 | 0 | -0.2176 | 0
49884 | DOW82000 | 82 | Houston | YES | -0.1109 | 51 | 0 | 80 | 0 | 1 | Cogen | -1 | 0.2176 | 0 | 0 |  |  | 0 | 0 | -0.2176 | 0
49885 | DOW83000 | 83 | Houston | YES | -0.1109 | 51 | 0 | 80 | 0 | 1 | Cogen | -1 | 0.2176 | 0 | 0 |  |  | 0 | 0 | -0.2176 | 0
49886 | DOW84000 | 84 | Houston | YES | -0.1109 | 107 | 0 | 171 | 0 | 0.98 | Cogen | -1 | 0.2176 | 0 | 0 |  |  | 0 | 0 | -0.2176 | 0
48583 | CBY_GT4_1 | 1 | Houston | YES | -0.11093 | 172 | 0 | 172 | 0 | 1.027 | GSC | -1 | 0.21763 | 172 | 172 |  |  | -19.0805 | 172 | -0.21763 | -37.4328
48584 | CBY_GT4_2 | 2 | Houston | YES | -0.11093 | 172 | 0 | 172 | 0 | 1.027 | CC | -1 | 0.21763 | 172 | 172 |  |  | -19.0805 | 172 | -0.21763 | -37.4328
48585 | CBY_ST4_1 | 3 | Houston | YES | -0.11093 | 172 | 0 | 172 | 0 | 1.027 | CC | -1 | 0.21763 | 172 | 172 |  |  | -19.0805 | 172 | -0.21763 | -37.4328
48582 | CBY_GN2_2 | 2 | Houston | YES | -0.11137 | 596.8 | 110 | 746 | 0 | 1.0435 | GSC | -1 | 0.21807 | 746 | 746 |  |  | -83.082 | 746 | -0.21807 | -162.6798
48511 | LPE_GT1_8070 | 1 | Houston | YES | -0.11224 | 42 | 0 | 42 | 0 | 1.0362 | GGT | -1 | 0.21894 | 42 | 42 |  |  | -4.7141 | 42 | -0.21894 | -9.1955
48512 | LPE_GT2_8075 | 2 | Houston | YES | -0.11224 | 42 | 0 | 42 | 0 | 1.0362 | GGT | -1 | 0.21894 | 42 | 42 |  |  | -4.7141 | 42 | -0.21894 | -9.1955
48513 | LPE_GT3_8080 | 3 | Houston | YES | -0.11224 | 39 | 0 | 39 | 0 | 1.0362 | GGT | -1 | 0.21894 | 39 | 39 |  |  | -4.3774 | 39 | -0.21894 | -8.5387
48514 | LPE_GT4_8085 | 4 | Houston | YES | -0.11224 | 39 | 0 | 39 | 0 | 1.0362 | GGT | -1 | 0.21894 | 39 | 39 |  |  | -4.3774 | 39 | -0.21894 | -8.5387
48820 | SHELLG1_3015 | 1 | Houston | YES | -0.11262 | 71 | 34.5 | 71 |  | 1.029 | Cogen | -1 | 0.21932 | 0 | 0 |  |  | 0 | 0 | -0.21932 | 0
48821 | SHELLG2 | 2 | Houston | YES | -0.11262 | 72 | 34.5 | 72 |  | 1.029 | Cogen | -1 | 0.21932 | 0 | 0 |  |  | 0 | 0 | -0.21932 | 0
48822 | SHELLG3_3020 | 2 | Houston | YES | -0.11262 | 30 | 0 | 30 |  | 1.029 | Cogen | -1 | 0.21932 | 0 | 0 |  |  | 0 | 0 | -0.21932 | 0
48822 | SHELLG3_3020 | 1 | Houston | YES | -0.11262 | 39 | 0 | 39 |  | 1.029 | Cogen | -1 | 0.21932 | 0 | 0 |  |  | 0 | 0 | -0.21932 | 0
48853 | SRB_GN3_3 | 3 | Houston | YES | -0.11277 | 170.4 | 35 | 213 |  | 1.0326 | GST | -1 | 0.21947 | 213 | 213 |  |  | -24.0206 | 213 | -0.21947 | -46.7476
48845 | SOL_GT1 | 1 | Houston | YES | -0.11278 | 16.2 | 15.4 | 16.2 |  | 1.0326 | Solar | -1 | 0.21948 | 16.2 | 16.2 |  |  | -1.8271 | 16.2 | -0.21948 | -3.5556
48611 | DIB_GT1_8080 | 1 | Houston | YES | -0.11279 | 64 | 0 | 64 | 0 | 1.0326 | Cogen | -1 | 0.21949 | 0 | 0 |  |  | 0 | 0 | -0.21949 | 0
48612 | DIB_GT2_8075 | 2 | Houston | YES | -0.11279 | 63.2 | 0 | 63.2 | 0 | 1.0326 | Cogen | -1 | 0.21949 | 0 | 0 |  |  | 0 | 0 | -0.21949 | 0
48613 | DIB_ST1_8085 | 3 | Houston | YES | -0.11279 | 67.9 | 30 | 82.6 | 0 | 1.0326 | Cogen | -1 | 0.21949 | 0 | 0 |  |  | 0 | 0 | -0.21949 | 0
48614 | DIB_GT3_8090 | 4 | Houston | YES | -0.11279 | 73.6 | 15 | 73.6 | 0 | 1.0326 | Cogen | -1 | 0.21949 | 0 | 0 |  |  | 0 | 0 | -0.21949 | 0
48520 | BSF_GT1_8070 | 1 | Houston | YES | -0.1128 | 72 | 0 | 72 | 0 | 1.0326 | Cogen | -1 | 0.21949 | 0 | 0 |  |  | 0 | 0 | -0.21949 | 0
48520 | BSF_GT1_8070 | 2 | Houston | YES | -0.1128 | 10 | 0 | 10 | 0 | 1.0326 | Cogen | -1 | 0.21949 | 0 | 0 |  |  | 0 | 0 | -0.21949 | 0
48854 | SRB_GN4_4 | 4 | Houston | YES | -0.1128 | 182.4 | 35 | 228 | 0 | 1.0326 | GST | -1 | 0.2195 | 228 | 228 |  |  | -25.7189 | 228 | -0.2195 | -50.0463
48740 | PSG_GN2_8050 | 1 | Houston | YES | -0.11285 | 182 | 60 | 182 | 0 | 1.0326 | Cogen | -1 | 0.21955 | 0 | 0 |  |  | 0 | 0 | -0.21955 | 0
48741 | PSG_GT2_8040 | 1 | Houston | YES | -0.11285 | 158.6 | 50 | 158.6 | 0 | 1.0326 | Cogen | -1 | 0.21955 | 0 | 0 |  |  | 0 | 0 | -0.21955 | 0
48742 | PSG_GT3_8060 | 1 | Houston | YES | -0.11285 | 157 | 50 | 157 | 0 | 1.0326 | Cogen | -1 | 0.21955 | 0 | 0 |  |  | 0 | 0 | -0.21955 | 0
48551 | CAL_GT1_8045 | 1 | Houston | YES | -0.11287 | 149 | 0 | 149 | 0 | 1.0326 | Cogen | -1 | 0.21957 | 0 | 0 |  |  | 0 | 0 | -0.21957 | 0
48552 | CAL_ST1_8000 | 2 | Houston | YES | -0.11287 | 65.1 | 0 | 65.1 | 0 | 1.0326 | Cogen | -1 | 0.21957 | 0 | 0 |  |  | 0 | 0 | -0.21957 | 0
48851 | SRB_GN1_1 | 1 | Houston | YES | -0.11289 | 132 | 26 | 165 | 0 | 1.0217 | GST | -1 | 0.21959 | 165 | 165 |  |  | -18.6262 | 165 | -0.21959 | -36.2316
48852 | SRB_GN2_2 | 2 | Houston | YES | -0.11291 | 140.8 | 26 | 176 | 0 | 1.0217 | GST | -1 | 0.21961 | 176 | 176 |  |  | -19.8725 | 176 | -0.21961 | -38.6516
48855 | SRB_GT211035 | B1 | Houston | YES | -0.11293 | 0 | 0 | 18 |  | 1.014 | GGT | -1 | 0.21963 | 18 | 18 |  |  | -2.0328 | 18 | -0.21963 | -3.9534
48855 | SRB_GT211035 | B2 | Houston | YES | -0.11293 | 0 | 0 | 12 |  | 1.014 | GGT | -1 | 0.21963 | 12 | 12 |  |  | -1.3552 | 12 | -0.21963 | -2.6356
48841 | SJS_GT1_GT1 | 1 | Houston | YES | -0.11323 | 62.4 | 49 | 78 | 0 | 1.0362 | Cogen | -1 | 0.21993 | 0 | 0 |  |  | 0 | 0 | -0.21993 | 0
48842 | SJS_GT2_GT2 | 2 | Houston | YES | -0.11323 | 64.8 | 49 | 81 | 0 | 1.0362 | Cogen | -1 | 0.21993 | 0 | 0 |  |  | 0 | 0 | -0.21993 | 0
48641 | DPEC_GT15040 | 1 | Houston | YES | -0.11351 | 163.2 | 98 | 163.2 | 0 | 1.0319 | CC | -1 | 0.22021 | 163.2 | 163.2 |  |  | -18.5252 | 163.2 | -0.22021 | -35.9385
48642 | DPEC_GT25025 | 2 | Houston | YES | -0.11351 | 157.1 | 98 | 157.1 | 0 | 1.0319 | CC | -1 | 0.22021 | 157.1 | 157.1 |  |  | -17.8327 | 157.1 | -0.22021 | -34.5952
48643 | DPEC_GT35010 | 3 | Houston | YES | -0.11351 | 157.5 | 98 | 157.5 | 0 | 1.0319 | CC | -1 | 0.22021 | 157.5 | 157.5 |  |  | -17.8781 | 157.5 | -0.22021 | -34.6833
48644 | DPEC_GT45070 | 4 | Houston | YES | -0.11351 | 157 | 98 | 157 | 0 | 1.0319 | CC | -1 | 0.22021 | 157 | 157 |  |  | -17.8214 | 157 | -0.22021 | -34.5732
48645 | DPEC_ST55065 | 5 | Houston | YES | -0.11351 | 282 | 0 | 282 | 0 | 1.0319 | CC | -1 | 0.22021 | 282 | 282 |  |  | -32.0104 | 282 | -0.22021 | -62.0996
48761 | PR_GT1__9040 | 1 | Houston | YES | -0.11351 | 26 | 0 | 35 |  | 1 | Cogen | -1 | 0.22021 | 0 | 0 |  |  | 0 | 0 | -0.22021 | 0
48593 | CHE_GT1_8015 | 1 | Houston | YES | -0.11415 | 173 | 50 | 173 | 0 | 1.0362 | Cogen | -1 | 0.22085 | 0 | 0 |  |  | 0 | 0 | -0.22085 | 0
48594 | CHE_GN4_8025 | 4 | Houston | YES | -0.11415 | 142 | 60 | 142 | 0 | 1.0362 | Cogen | -1 | 0.22085 | 0 | 0 |  |  | 0 | 0 | -0.22085 | 0
48531 | BYU_GT1_8075 | 1 | Houston | YES | -0.1142 | 65 | 0 | 65 |  | 1.0362 | Cogen | -1 | 0.2209 | 0 | 0 |  |  | 0 | 0 | -0.2209 | 0
48532 | BYU_GT2_8055 | 2 | Houston | YES | -0.1142 | 62 | 0 | 62 |  | 1.0362 | Cogen | -1 | 0.2209 | 0 | 0 |  |  | 0 | 0 | -0.2209 | 0
48533 | BYU_GT3_8060 | 3 | Houston | YES | -0.1142 | 67 | 0 | 67 |  | 1.0362 | Cogen | -1 | 0.2209 | 0 | 0 |  |  | 0 | 0 | -0.2209 | 0
48534 | BYU_GT4_8065 | 4 | Houston | YES | -0.1142 | 65 | 0 | 65 |  | 1.0362 | Cogen | -1 | 0.2209 | 0 | 0 |  |  | 0 | 0 | -0.2209 | 0
39760 | TNSCLP1___8 | 1 | Houston | YES | -0.11453 | 93.4 | 20 | 116.8 | 0 | 1.04 | Cogen | -1 | 0.22123 | 0 | 0 |  |  | 0 | 0 | -0.22123 | 0
39770 | TNSCLP2___8 | 1 | Houston | YES | -0.11453 | 91.6 | 20 | 114.5 | 0 | 1.04 | Cogen | -1 | 0.22123 | 0 | 0 |  |  | 0 | 0 | -0.22123 | 0
39775 | TNSCLP4___8 | 1 | Houston | YES | -0.11453 | 95.2 | 20 | 119 | 0 | 1.04 | Cogen | -1 | 0.22123 | 0 | 0 |  |  | 0 | 0 | -0.22123 | 0
39790 | TNSCLP3___8 | 1 | Houston | YES | -0.11453 | 87.6 | 20 | 109.5 | 0 | 1.027 | Cogen | -1 | 0.22123 | 0 | 0 |  |  | 0 | 0 | -0.22123 | 0
48500 | APD_GT1_8005 | 1 | Houston | YES | -0.11471 | 137.6 | 54.6 | 137.6 | 0 | 1.0362 | Cogen | -1 | 0.22141 | 0 | 0 |  |  | 0 | 0 | -0.22141 | 0
48561 | CTL_GT2_8130 | 1 | Houston | YES | -0.11492 | 73.5 | 30.3 | 91.9 |  | 1.0362 | Cogen | -1 | 0.22162 | 0 | 0 |  |  | 0 | 0 | -0.22162 | 0
48562 | CTL_GT3_8135 | 2 | Houston | YES | -0.11492 | 70.1 | 30.3 | 87.6 |  | 1.0362 | Cogen | -1 | 0.22162 | 0 | 0 |  |  | 0 | 0 | -0.22162 | 0
48563 | CTL_GT4_8140 | 3 | Houston | YES | -0.11492 | 69.6 | 30.3 | 87 |  | 1.0362 | Cogen | -1 | 0.22162 | 0 | 0 |  |  | 0 | 0 | -0.22162 | 0
48564 | CTL_GN1_8145 | 4 | Houston | YES | -0.11492 | 43.6 | 12.9 | 54.5 |  | 1.0362 | Cogen | -1 | 0.22162 | 0 | 0 |  |  | 0 | 0 | -0.22162 | 0
48565 | CTL_GN2_8155 | 5 | Houston | YES | -0.11492 | 9.8 | 3.4 | 12.2 |  | 1.0362 | Cogen | -1 | 0.22162 | 0 | 0 |  |  | 0 | 0 | -0.22162 | 0
48772 | PHR_GN2_2 | MB | Houston | YES | -0.11575 | 0 | 72 | 459 |  | 1.0362 | GSC | -1 | 0.22245 | 0 | 0 |  |  | 0 | 0 | -0.22245 | 0
48730 | MNS_GT | 1 | Houston | YES | -0.11681 | 43 | 0 | 46.1 |  | 1.029 | Cogen | -1 | 0.2235 | 0 | 0 |  |  | 0 | 0 | -0.2235 | 0
48510 | AK_GT1__8040 | 1 | Houston | YES | -0.11697 | 33.4 | 8.1 | 34 |  | 1.029 | Cogen | -1 | 0.22367 | 0 | 0 |  |  | 0 | 0 | -0.22367 | 0
38580 | TNBP_CGN1_8 | 1 | Houston | YES | -0.11773 | 70.8 | 0 | 70.8 | 0 | 1.005 | Cogen | -1 | 0.22443 | 0 | 0 |  |  | 0 | 0 | -0.22443 | 0
38590 | TNBP_CGN2_8 | 2 | Houston | YES | -0.11773 | 66.7 | 0 | 66.7 | 0 | 1.005 | Cogen | -1 | 0.22443 | 0 | 0 |  |  | 0 | 0 | -0.22443 | 0
38600 | TNBP_CGN3_8 | 5 | Houston | YES | -0.11773 | 53 | 0 | 53 | 0 | 1.005 | Cogen | -1 | 0.22443 | 0 | 0 |  |  | 0 | 0 | -0.22443 | 0
38611 | TNBPAMCG1_8 | 1 | Houston | YES | -0.11773 | 153.2 | 0 | 153.2 | 0 | 1.005 | Cogen | -1 | 0.22443 | 0 | 0 |  |  | 0 | 0 | -0.22443 | 0
38612 | TNBPAMCG2_8 | 2 | Houston | YES | -0.11773 | 153.5 | 0 | 153.5 | 0 | 1.005 | Cogen | -1 | 0.22443 | 0 | 0 |  |  | 0 | 0 | -0.22443 | 0
38613 | TNBPAMCG3_8 | 3 | Houston | YES | -0.11773 | 152.3 | 0 | 152.3 | 0 | 1.005 | Cogen | -1 | 0.22443 | 0 | 0 |  |  | 0 | 0 | -0.22443 | 0
38614 | TNBPAMCG4_8 | 4 | Houston | YES | -0.11773 | 96 | 0 | 96 |  | 1.005 | Cogen | -1 | 0.22443 | 0 | 0 |  |  | 0 | 0 | -0.22443 | 0
38615 | TNBPAMCG5_8 | 1 | Houston | YES | -0.11773 | 244 | 0 | 244 | 0 | 1.005 | Cogen | -1 | 0.22443 | 0 | 0 |  |  | 0 | 0 | -0.22443 | 0
38690 | TNBP_CGN4_8 | 3 | Houston | YES | -0.11773 | 40 | 0 | 40 |  | 1.005 | Cogen | -1 | 0.22443 | 0 | 0 |  |  | 0 | 0 | -0.22443 | 0
38711 | TNTXCTY1CG8 | 1 | Houston | YES | -0.11773 | 100.3 | 59 | 100.3 | 0 | 1 | Cogen | -1 | 0.22443 | 0 | 0 |  |  | 0 | 0 | -0.22443 | 0
38712 | TNTXCTY2CG8 | 1 | Houston | YES | -0.11773 | 92.9 | 59 | 92.9 | 0 | 1 | Cogen | -1 | 0.22443 | 0 | 0 |  |  | 0 | 0 | -0.22443 | 0
38713 | TNTXCTY3CG8 | 1 | Houston | YES | -0.11773 | 102.7 | 59 | 102.7 | 0 | 1 | Cogen | -1 | 0.22443 | 0 | 0 |  |  | 0 | 0 | -0.22443 | 0
38714 | TNTXCTY4CG8 | 1 | Houston | YES | -0.11773 | 103 | 59 | 103 | 0 | 1 | Cogen | -1 | 0.22443 | 0 | 0 |  |  | 0 | 0 | -0.22443 | 0
39470 | TNDOWCGNSG8 | 1 | Houston | YES | -0.11773 | 32 | 10 | 32 | 0 | 0.985 | Cogen | -1 | 0.22443 | 0 | 0 |  |  | 0 | 0 | -0.22443 | 0
39480 | TNDOWCGNGG8 | 1 | Houston | YES | -0.11773 | 30 | 10 | 30 | 0 | 0.985 | Cogen | -1 | 0.22443 | 0 | 0 |  |  | 0 | 0 | -0.22443 | 0
48921 | WAP_GN1_1 | 1 | Houston | YES | -0.12438 | 132.8 | 37 | 166 | 0 | 1.0362 | GST | -1 | 0.23108 | 166 | 166 |  |  | -20.6476 | 166 | -0.23108 | -38.3597
48922 | WAP_GN2_2 | 2 | Houston | YES | -0.12438 | 132.8 | 37 | 166 | 0 | 1.0362 | GST | -1 | 0.23108 | 166 | 166 |  |  | -20.6476 | 166 | -0.23108 | -38.3597
48923 | WAP_GN3_3 | 3 | Houston | YES | -0.12438 | 198.4 | 93 | 248 | 0 | 1.0362 | GST | -1 | 0.23108 | 248 | 248 |  |  | -30.847 | 248 | -0.23108 | -57.3085
48924 | WAP_GN4_4 | 4 | Houston | YES | -0.12438 | 546 | 217 | 546 | 0 | 1.0362 | GSC | -1 | 0.23108 | 546 | 546 |  |  | -67.9131 | 546 | -0.23108 | -126.171
48925 | WAP_GN5_5 | 5 | Houston | YES | -0.12438 | 589.6 | 278 | 654 | 0 | 0.985 | LIGCO | -1 | 0.23108 | 0 | 654 |  |  | 0 | 0 | -0.23108 | 0
48929 | WAPGT21_GT1 | B1 | Houston | YES | -0.12438 | 0 | 0 | 13 |  | 1.05 | GGT | -1 | 0.23108 | 13 | 13 |  |  | -1.617 | 13 | -0.23108 | -3.0041
48926 | WAP_GN6_6 | 6 | Houston | YES | -0.12706 | 651 | 280 | 651 |  | 1.035 | LIGCO | -1 | 0.23376 | 0 | 651 |  |  | 0 | 0 | -0.23376 | 0
48927 | WAP_GN7_7 | 7 | Houston | YES | -0.12706 | 564 | 277 | 564 |  | 1.035 | LIGCO | -1 | 0.23376 | 0 | 564 |  |  | 0 | 0 | -0.23376 | 0
48928 | WAP_GN8_8 | 8 | Houston | YES | -0.12706 | 603 | 275 | 603 |  | 1.035 | LIGCO | -1 | 0.23376 | 0 | 603 |  |  | 0 | 0 | -0.23376 | 0
48521 | BVE_GT1_GT1 | 1 | Houston | YES | -0.12713 | 167.7 | 0 | 167.7 |  | 1.035 | CC | -1 | 0.23383 | 167.7 | 167.7 |  |  | -21.3195 | 167.7 | -0.23383 | -39.213
48522 | BVE_GT2_5035 | 2 | Houston | YES | -0.12713 | 166.4 | 0 | 166.4 |  | 1.035 | CC | -1 | 0.23383 | 166.4 | 166.4 |  |  | -21.1543 | 166.4 | -0.23383 | -38.9091
48523 | BVE_ST1_GN1 | 3 | Houston | YES | -0.12713 | 252.4 | 0 | 252.4 |  | 1.035 | CC | -1 | 0.23383 | 252.4 | 252.4 |  |  | -32.0874 | 252.4 | -0.23383 | -59.0183
48691 | GBY_73741085 | B | Houston | YES | -0.12792 | 37.6 | 20 | 47 | 0 | 1.0362 | GGT | -1 | 0.23461 | 47 | 47 |  |  | -6.012 | 47 | -0.23461 | -11.0269
48691 | GBY_73741085 | A | Houston | YES | -0.12792 | 37.6 | 20 | 47 | 0 | 1.0362 | GGT | -1 | 0.23461 | 47 | 47 |  |  | -6.012 | 47 | -0.23461 | -11.0269
48692 | GBY_81821075 | D | Houston | YES | -0.12792 | 44 | 20 | 55 | 0 | 1.0362 | GGT | -1 | 0.23461 | 55 | 55 |  |  | -7.0353 | 55 | -0.23461 | -12.9038
48692 | GBY_81821075 | C | Houston | YES | -0.12792 | 37.6 | 20 | 47 | 0 | 1.0362 | GGT | -1 | 0.23461 | 47 | 47 |  |  | -6.012 | 47 | -0.23461 | -11.0269
48693 | GBY_83841065 | F | Houston | YES | -0.12792 | 43.2 | 20 | 54 | 0 | 1.0362 | GGT | -1 | 0.23461 | 54 | 54 |  |  | -6.9074 | 54 | -0.23461 | -12.6692
48693 | GBY_83841065 | E | Houston | YES | -0.12792 | 45.6 | 20 | 57 | 0 | 1.0362 | GGT | -1 | 0.23461 | 57 | 57 |  |  | -7.2912 | 57 | -0.23461 | -13.373
48883 | THW_GT1_GT_1 | B2 | Houston | YES | -0.14368 | 0 | 0 | 12 |  | 1.043 | GGT | -1 | 0.25038 | 12 | 12 |  |  | -1.7241 | 12 | -0.25038 | -3.0045
48873 | THW_ST3_ST_3 | 3 | Houston | YES | -0.1525 | 107 | 19 | 107 | 0 | 1.0435 | CC | -1 | 0.2592 | 107 | 107 |  |  | -16.3173 | 107 | -0.2592 | -27.7341
48874 | THW_ST4_ST_4 | 4 | Houston | YES | -0.1525 | 108 | 19 | 108 | 0 | 1.0435 | CC | -1 | 0.2592 | 108 | 108 |  |  | -16.4698 | 108 | -0.2592 | -27.9933
48875 | THW_3132 | A | Houston | YES | -0.1525 | 55 | 5 | 55 | 0 | 1.0435 | CC | -1 | 0.2592 | 55 | 55 |  |  | -8.3874 | 55 | -0.2592 | -14.2559
48875 | THW_3132 | B | Houston | YES | -0.1525 | 53 | 5 | 53 | 0 | 1.0435 | CC | -1 | 0.2592 | 53 | 53 |  |  | -8.0824 | 53 | -0.2592 | -13.7375
48877 | THW_3334 | C | Houston | YES | -0.1525 | 55 | 5 | 55 | 0 | 1.0435 | CC | -1 | 0.2592 | 55 | 55 |  |  | -8.3874 | 55 | -0.2592 | -14.2559
48877 | THW_3334 | D | Houston | YES | -0.1525 | 57 | 5 | 57 | 0 | 1.0435 | CC | -1 | 0.2592 | 57 | 57 |  |  | -8.6924 | 57 | -0.2592 | -14.7743
48879 | THW_4142 | E | Houston | YES | -0.1525 | 56 | 5 | 56 | 0 | 1.0435 | CC | -1 | 0.2592 | 56 | 56 |  |  | -8.5399 | 56 | -0.2592 | -14.5151
48879 | THW_4142 | F | Houston | YES | -0.1525 | 55 | 5 | 55 | 0 | 1.0435 | CC | -1 | 0.2592 | 55 | 55 |  |  | -8.3874 | 55 | -0.2592 | -14.2559
48881 | THW_4344 | G | Houston | YES | -0.1525 | 58 | 5 | 58 | 0 | 1.0435 | CC | -1 | 0.2592 | 58 | 58 |  |  | -8.8449 | 58 | -0.2592 | -15.0335
48881 | THW_4344 | H | Houston | YES | -0.1525 | 58 | 5 | 58 | 0 | 1.0435 | CC | -1 | 0.2592 | 58 | 58 |  |  | -8.8449 | 58 | -0.2592 | -15.0335
48885 | THW_5152 | B | Houston | YES | -0.17576 | 47.2 | 5 | 59 |  | 1.0319 | GGT | -1 | 0.28246 | 59 | 59 |  |  | -10.37 | 59 | -0.28246 | -16.6652
48885 | THW_5152 | A | Houston | YES | -0.17576 | 46.4 | 5 | 58 |  | 1.0319 | GGT | -1 | 0.28246 | 58 | 58 |  |  | -10.1942 | 58 | -0.28246 | -16.3828
48886 | THW_5354 | D | Houston | YES | -0.17576 | 46.4 | 5 | 58 |  | 1.0319 | GGT | -1 | 0.28246 | 58 | 58 |  |  | -10.1942 | 58 | -0.28246 | -16.3828
48886 | THW_5354 | C | Houston | YES | -0.17576 | 45.6 | 5 | 57 |  | 1.0319 | GGT | -1 | 0.28246 | 57 | 57 |  |  | -10.0184 | 57 | -0.28246 | -16.1003
48887 | THW_5556 | E | Houston | YES | -0.17576 | 47.2 | 5 | 59 |  | 1.0319 | GGT | -1 | 0.28246 | 59 | 59 |  |  | -10.37 | 59 | -0.28246 | -16.6652
48887 | THW_5556 | F | Houston | YES | -0.17576 | 45.6 | 5 | 57 |  | 1.0319 | GGT | -1 | 0.28246 | 57 | 57 |  |  | -10.0184 | 57 | -0.28246 | -16.1003
Note on AL4: Zonal Cap - Zonal Impact

## Distributed Slack - Inc
Number of Bus | Name of Bus | ID | Area Name of Gen | AGC | P Sensitivity of Bus | Gen MW | Min MW | Max MW | V Sensitivity of Bus | Set Volt | Tech Type | Zone Impact | Zone Correlation | Inc Max | Dec Max | Souce S.F. Weighting | Souce Capacity | Sink S.F. Weighting | Sink Capacity | PTDF Calc | PTDF Weighting | Cumulative Share of Zonal Cap | Cumulative Share of Zonal Impact | Cont_ Singleton to Obrien OL_ Singleton to Wharton |  | i_PTDF_INC_pt | 387 |  | CBE_ST34 | Unit at max
48885 | THW_5152 | B | Houston | YES | -0.17576 | 47.2 | 5 | 59 |  | 1.0319 | GGT | -1 | 0.28246 | 59 | 59 |  |  | -10.37 | 59 | -0.28246 | -16.6652 | 0.0027875 | 0.0044595 |  |  | i_10pctunit | 31 |  | 164 | # units @ max
48885 | THW_5152 | A | Houston | YES | -0.17576 | 46.4 | 5 | 58 |  | 1.0319 | GGT | -1 | 0.28246 | 58 | 58 |  |  | -10.1942 | 58 | -0.28246 | -16.3828 | 0.0055277 | 0.0088435 | [5 empty] | 0.11457 | delta max
48886 | THW_5354 | D | Houston | YES | -0.17576 | 46.4 | 5 | 58 |  | 1.0319 | GGT | -1 | 0.28246 | 58 | 58 |  |  | -10.1942 | 58 | -0.28246 | -16.3828 | 0.0082679 | 0.013227 | [5 empty] | Delta
48886 | THW_5354 | C | Houston | YES | -0.17576 | 45.6 | 5 | 57 |  | 1.0319 | GGT | -1 | 0.28246 | 57 | 57 |  |  | -10.0184 | 57 | -0.28246 | -16.1003 | 0.010961 | 0.017536 | Weighted Shift Factors |  |  |  | 1 | 0.0016721
48887 | THW_5556 | E | Houston | YES | -0.17576 | 47.2 | 5 | 59 |  | 1.0319 | GGT | -1 | 0.28246 | 59 | 59 |  |  | -10.37 | 59 | -0.28246 | -16.6652 | 0.013748 | 0.021995 | North | 0.1067 |  |  | 2 | 0.0033158
48887 | THW_5556 | F | Houston | YES | -0.17576 | 45.6 | 5 | 57 |  | 1.0319 | GGT | -1 | 0.28246 | 57 | 57 |  |  | -10.0184 | 57 | -0.28246 | -16.1003 | 0.016441 | 0.026304 | Houston | -0.11946 |  |  | 3 | 0.0049595
48873 | THW_ST3_ST_3 | 3 | Houston | YES | -0.1525 | 107 | 19 | 107 | 0 | 1.0435 | CC | -1 | 0.2592 | 107 | 107 |  |  | -16.3173 | 107 | -0.2592 | -27.7341 | 0.021497 | 0.033725 |  |  |  |  | 4 | 0.0065749
48874 | THW_ST4_ST_4 | 4 | Houston | YES | -0.1525 | 108 | 19 | 108 | 0 | 1.0435 | CC | -1 | 0.2592 | 108 | 108 |  |  | -16.4698 | 108 | -0.2592 | -27.9933 | 0.026599 | 0.041216 |  |  |  |  | 5 | 0.0082469
48875 | THW_3132 | A | Houston | YES | -0.1525 | 55 | 5 | 55 | 0 | 1.0435 | CC | -1 | 0.2592 | 55 | 55 |  |  | -8.3874 | 55 | -0.2592 | -14.2559 | 0.029197 | 0.045031 |  |  |  |  | 6 | 0.0098623
48875 | THW_3132 | B | Houston | YES | -0.1525 | 53 | 5 | 53 | 0 | 1.0435 | CC | -1 | 0.2592 | 53 | 53 |  |  | -8.0824 | 53 | -0.2592 | -13.7375 | 0.031701 | 0.048707 |  |  |  |  | 7 | 0.012229
48877 | THW_3334 | C | Houston | YES | -0.1525 | 55 | 5 | 55 | 0 | 1.0435 | CC | -1 | 0.2592 | 55 | 55 |  |  | -8.3874 | 55 | -0.2592 | -14.2559 | 0.0343 | 0.052522 |  |  |  |  | 8 | 0.014617
48877 | THW_3334 | D | Houston | YES | -0.1525 | 57 | 5 | 57 | 0 | 1.0435 | CC | -1 | 0.2592 | 57 | 57 |  |  | -8.6924 | 57 | -0.2592 | -14.7743 | 0.036993 | 0.056475 |  |  |  |  | 9 | 0.015833
48879 | THW_4142 | E | Houston | YES | -0.1525 | 56 | 5 | 56 | 0 | 1.0435 | CC | -1 | 0.2592 | 56 | 56 |  |  | -8.5399 | 56 | -0.2592 | -14.5151 | 0.039639 | 0.060359 |  |  |  |  | 10 | 0.017005
48879 | THW_4142 | F | Houston | YES | -0.1525 | 55 | 5 | 55 | 0 | 1.0435 | CC | -1 | 0.2592 | 55 | 55 |  |  | -8.3874 | 55 | -0.2592 | -14.2559 | 0.042237 | 0.064174 |  |  |  |  | 11 | 0.018222
48881 | THW_4344 | G | Houston | YES | -0.1525 | 58 | 5 | 58 | 0 | 1.0435 | CC | -1 | 0.2592 | 58 | 58 |  |  | -8.8449 | 58 | -0.2592 | -15.0335 | 0.044977 | 0.068197 |  |  |  |  | 12 | 0.019482
48881 | THW_4344 | H | Houston | YES | -0.1525 | 58 | 5 | 58 | 0 | 1.0435 | CC | -1 | 0.2592 | 58 | 58 |  |  | -8.8449 | 58 | -0.2592 | -15.0335 | 0.047718 | 0.07222 |  |  |  |  | 13 | 0.020721
48883 | THW_GT1_GT_1 | B2 | Houston | YES | -0.14368 | 0 | 0 | 12 |  | 1.043 | GGT | -1 | 0.25038 | 12 | 12 |  |  | -1.7241 | 12 | -0.25038 | -3.0045 | 0.048285 | 0.073024 |  |  |  |  | 14 | 0.021937
48691 | GBY_73741085 | B | Houston | YES | -0.12792 | 37.6 | 20 | 47 | 0 | 1.0362 | GGT | -1 | 0.23461 | 47 | 47 |  |  | -6.012 | 47 | -0.23461 | -11.0269 | 0.050505 | 0.075975 |  |  |  |  | 15 | 0.02322
48691 | GBY_73741085 | A | Houston | YES | -0.12792 | 37.6 | 20 | 47 | 0 | 1.0362 | GGT | -1 | 0.23461 | 47 | 47 |  |  | -6.012 | 47 | -0.23461 | -11.0269 | 0.052726 | 0.078925 |  |  |  |  | 16 | 0.024502
48692 | GBY_81821075 | D | Houston | YES | -0.12792 | 44 | 20 | 55 | 0 | 1.0362 | GGT | -1 | 0.23461 | 55 | 55 |  |  | -7.0353 | 55 | -0.23461 | -12.9038 | 0.055324 | 0.082378 |  |  |  |  | 17 | 0.024739
48692 | GBY_81821075 | C | Houston | YES | -0.12792 | 37.6 | 20 | 47 | 0 | 1.0362 | GGT | -1 | 0.23461 | 47 | 47 |  |  | -6.012 | 47 | -0.23461 | -11.0269 | 0.057545 | 0.085329 |  |  |  |  | 18 | 0.02547
48693 | GBY_83841065 | F | Houston | YES | -0.12792 | 43.2 | 20 | 54 | 0 | 1.0362 | GGT | -1 | 0.23461 | 54 | 54 |  |  | -6.9074 | 54 | -0.23461 | -12.6692 | 0.060096 | 0.088719 |  |  |  |  | 19 | 0.0262
48693 | GBY_83841065 | E | Houston | YES | -0.12792 | 45.6 | 20 | 57 | 0 | 1.0362 | GGT | -1 | 0.23461 | 57 | 57 |  |  | -7.2912 | 57 | -0.23461 | -13.373 | 0.062789 | 0.092298 |  |  |  |  | 20 | 0.027054
48521 | BVE_GT1_GT1 | 1 | Houston | YES | -0.12713 | 167.7 | 0 | 167.7 |  | 1.035 | CC | -1 | 0.23383 | 167.7 | 167.7 |  |  | -21.3195 | 167.7 | -0.23383 | -39.213 | 0.070712 | 0.10279 |  |  |  |  | 21 | 0.027784
48522 | BVE_GT2_5035 | 2 | Houston | YES | -0.12713 | 166.4 | 0 | 166.4 |  | 1.035 | CC | -1 | 0.23383 | 166.4 | 166.4 |  |  | -21.1543 | 166.4 | -0.23383 | -38.9091 | 0.078573 | 0.1132 |  |  |  |  | 22 | 0.028623
48523 | BVE_ST1_GN1 | 3 | Houston | YES | -0.12713 | 252.4 | 0 | 252.4 |  | 1.035 | CC | -1 | 0.23383 | 252.4 | 252.4 |  |  | -32.0874 | 252.4 | -0.23383 | -59.0183 | 0.090498 | 0.129 |  |  |  |  | 23 | 0.029509
48926 | WAP_GN6_6 | 6 | Houston | YES | -0.12706 | 651 | 280 | 651 |  | 1.035 | LIGCO | -1 | 0.23376 | 0 | 651 |  |  | 0 | 0 | -0.23376 | 0 | 0.090498 | 0.129 |  |  |  |  | 24 | 0.032079
48927 | WAP_GN7_7 | 7 | Houston | YES | -0.12706 | 564 | 277 | 564 |  | 1.035 | LIGCO | -1 | 0.23376 | 0 | 564 |  |  | 0 | 0 | -0.23376 | 0 | 0.090498 | 0.129 |  |  |  |  | 25 | 0.034629
48928 | WAP_GN8_8 | 8 | Houston | YES | -0.12706 | 603 | 275 | 603 |  | 1.035 | LIGCO | -1 | 0.23376 | 0 | 603 |  |  | 0 | 0 | -0.23376 | 0 | 0.090498 | 0.129 |  |  |  |  | 26 | 0.038498
48921 | WAP_GN1_1 | 1 | Houston | YES | -0.12438 | 132.8 | 37 | 166 | 0 | 1.0362 | GST | -1 | 0.23108 | 166 | 166 |  |  | -20.6476 | 166 | -0.23108 | -38.3597 | 0.098341 | 0.13926 |  |  |  |  | 27 | 0.038498
48922 | WAP_GN2_2 | 2 | Houston | YES | -0.12438 | 132.8 | 37 | 166 | 0 | 1.0362 | GST | -1 | 0.23108 | 166 | 166 |  |  | -20.6476 | 166 | -0.23108 | -38.3597 | 0.10618 | 0.14953 |  |  |  |  | 28 | 0.038498
48923 | WAP_GN3_3 | 3 | Houston | YES | -0.12438 | 198.4 | 93 | 248 | 0 | 1.0362 | GST | -1 | 0.23108 | 248 | 248 |  |  | -30.847 | 248 | -0.23108 | -57.3085 | 0.1179 | 0.16486 |  |  |  |  | 29 | 0.038498
48924 | WAP_GN4_4 | 4 | Houston | YES | -0.12438 | 546 | 217 | 546 | 0 | 1.0362 | GSC | -1 | 0.23108 | 546 | 546 |  |  | -67.9131 | 546 | -0.23108 | -126.171 | 0.1437 | 0.19862 |  |  |  |  | 30 | 0.04092
48925 | WAP_GN5_5 | 5 | Houston | YES | -0.12438 | 589.6 | 278 | 654 | 0 | 0.985 | LIGCO | -1 | 0.23108 | 0 | 654 |  |  | 0 | 0 | -0.23108 | 0 | 0.1437 | 0.19862 |  |  |  |  | 31 | 0.043342
48929 | WAPGT21_GT1 | B1 | Houston | YES | -0.12438 | 0 | 0 | 13 |  | 1.05 | GGT | -1 | 0.23108 | 13 | 13 |  |  | -1.617 | 13 | -0.23108 | -3.0041 | 0.14431 | 0.19943 |  |  |  |  | 32 | 0.046961
38580 | TNBP_CGN1_8 | 1 | Houston | YES | -0.11773 | 70.8 | 0 | 70.8 | 0 | 1.005 | Cogen | -1 | 0.22443 | 0 | 0 |  |  | 0 | 0 | -0.22443 | 0 | 0.14431 | 0.19943 |  |  |  |  | 33 | 0.054928
38590 | TNBP_CGN2_8 | 2 | Houston | YES | -0.11773 | 66.7 | 0 | 66.7 | 0 | 1.005 | Cogen | -1 | 0.22443 | 0 | 0 |  |  | 0 | 0 | -0.22443 | 0 | 0.14431 | 0.19943 |  |  |  |  | 34 | 0.054928
38600 | TNBP_CGN3_8 | 5 | Houston | YES | -0.11773 | 53 | 0 | 53 | 0 | 1.005 | Cogen | -1 | 0.22443 | 0 | 0 |  |  | 0 | 0 | -0.22443 | 0 | 0.14431 | 0.19943 |  |  |  |  | 35 | 0.055117
38611 | TNBPAMCG1_8 | 1 | Houston | YES | -0.11773 | 153.2 | 0 | 153.2 | 0 | 1.005 | Cogen | -1 | 0.22443 | 0 | 0 |  |  | 0 | 0 | -0.22443 | 0 | 0.14431 | 0.19943 |  |  |  |  | 36 | 0.055117
38612 | TNBPAMCG2_8 | 2 | Houston | YES | -0.11773 | 153.5 | 0 | 153.5 | 0 | 1.005 | Cogen | -1 | 0.22443 | 0 | 0 |  |  | 0 | 0 | -0.22443 | 0 | 0.14431 | 0.19943 |  |  |  |  | 37 | 0.055117
38613 | TNBPAMCG3_8 | 3 | Houston | YES | -0.11773 | 152.3 | 0 | 152.3 | 0 | 1.005 | Cogen | -1 | 0.22443 | 0 | 0 |  |  | 0 | 0 | -0.22443 | 0 | 0.14431 | 0.19943 |  |  |  |  | 38 | 0.055117
38614 | TNBPAMCG4_8 | 4 | Houston | YES | -0.11773 | 96 | 0 | 96 |  | 1.005 | Cogen | -1 | 0.22443 | 0 | 0 |  |  | 0 | 0 | -0.22443 | 0 | 0.14431 | 0.19943 |  |  |  |  | 39 | 0.055117
38615 | TNBPAMCG5_8 | 1 | Houston | YES | -0.11773 | 244 | 0 | 244 | 0 | 1.005 | Cogen | -1 | 0.22443 | 0 | 0 |  |  | 0 | 0 | -0.22443 | 0 | 0.14431 | 0.19943 |  |  |  |  | 40 | 0.055117
38690 | TNBP_CGN4_8 | 3 | Houston | YES | -0.11773 | 40 | 0 | 40 |  | 1.005 | Cogen | -1 | 0.22443 | 0 | 0 |  |  | 0 | 0 | -0.22443 | 0 | 0.14431 | 0.19943 |  |  |  |  | 41 | 0.055117
38711 | TNTXCTY1CG8 | 1 | Houston | YES | -0.11773 | 100.3 | 59 | 100.3 | 0 | 1 | Cogen | -1 | 0.22443 | 0 | 0 |  |  | 0 | 0 | -0.22443 | 0 | 0.14431 | 0.19943 |  |  |  |  | 42 | 0.055117
38712 | TNTXCTY2CG8 | 1 | Houston | YES | -0.11773 | 92.9 | 59 | 92.9 | 0 | 1 | Cogen | -1 | 0.22443 | 0 | 0 |  |  | 0 | 0 | -0.22443 | 0 | 0.14431 | 0.19943 |  |  |  |  | 43 | 0.055117
38713 | TNTXCTY3CG8 | 1 | Houston | YES | -0.11773 | 102.7 | 59 | 102.7 | 0 | 1 | Cogen | -1 | 0.22443 | 0 | 0 |  |  | 0 | 0 | -0.22443 | 0 | 0.14431 | 0.19943 |  |  |  |  | 44 | 0.055117
38714 | TNTXCTY4CG8 | 1 | Houston | YES | -0.11773 | 103 | 59 | 103 | 0 | 1 | Cogen | -1 | 0.22443 | 0 | 0 |  |  | 0 | 0 | -0.22443 | 0 | 0.14431 | 0.19943 |  |  |  |  | 45 | 0.055117
39470 | TNDOWCGNSG8 | 1 | Houston | YES | -0.11773 | 32 | 10 | 32 | 0 | 0.985 | Cogen | -1 | 0.22443 | 0 | 0 |  |  | 0 | 0 | -0.22443 | 0 | 0.14431 | 0.19943 |  |  |  |  | 46 | 0.055117
39480 | TNDOWCGNGG8 | 1 | Houston | YES | -0.11773 | 30 | 10 | 30 | 0 | 0.985 | Cogen | -1 | 0.22443 | 0 | 0 |  |  | 0 | 0 | -0.22443 | 0 | 0.14431 | 0.19943 |  |  |  |  | 47 | 0.055117
48510 | AK_GT1__8040 | 1 | Houston | YES | -0.11697 | 33.4 | 8.1 | 34 |  | 1.029 | Cogen | -1 | 0.22367 | 0 | 0 |  |  | 0 | 0 | -0.22367 | 0 | 0.14431 | 0.19943 |  |  |  |  | 48 | 0.055117
48730 | MNS_GT | 1 | Houston | YES | -0.11681 | 43 | 0 | 46.1 |  | 1.029 | Cogen | -1 | 0.2235 | 0 | 0 |  |  | 0 | 0 | -0.2235 | 0 | 0.14431 | 0.19943 |  |  |  |  | 49 | 0.055117
48772 | PHR_GN2_2 | MB | Houston | YES | -0.11575 | 0 | 72 | 459 |  | 1.0362 | GSC | -1 | 0.22245 | 0 | 0 |  |  | 0 | 0 | -0.22245 | 0 | 0.14431 | 0.19943 |  |  |  |  | 50 | 0.055117
48561 | CTL_GT2_8130 | 1 | Houston | YES | -0.11492 | 73.5 | 30.3 | 91.9 |  | 1.0362 | Cogen | -1 | 0.22162 | 0 | 0 |  |  | 0 | 0 | -0.22162 | 0 | 0.14431 | 0.19943 |  |  |  |  | 51 | 0.055117
48562 | CTL_GT3_8135 | 2 | Houston | YES | -0.11492 | 70.1 | 30.3 | 87.6 |  | 1.0362 | Cogen | -1 | 0.22162 | 0 | 0 |  |  | 0 | 0 | -0.22162 | 0 | 0.14431 | 0.19943 |  |  |  |  | 52 | 0.055117
48563 | CTL_GT4_8140 | 3 | Houston | YES | -0.11492 | 69.6 | 30.3 | 87 |  | 1.0362 | Cogen | -1 | 0.22162 | 0 | 0 |  |  | 0 | 0 | -0.22162 | 0 | 0.14431 | 0.19943 |  |  |  |  | 53 | 0.055117
48564 | CTL_GN1_8145 | 4 | Houston | YES | -0.11492 | 43.6 | 12.9 | 54.5 |  | 1.0362 | Cogen | -1 | 0.22162 | 0 | 0 |  |  | 0 | 0 | -0.22162 | 0 | 0.14431 | 0.19943 |  |  |  |  | 54 | 0.055117
48565 | CTL_GN2_8155 | 5 | Houston | YES | -0.11492 | 9.8 | 3.4 | 12.2 |  | 1.0362 | Cogen | -1 | 0.22162 | 0 | 0 |  |  | 0 | 0 | -0.22162 | 0 | 0.14431 | 0.19943 |  |  |  |  | 55 | 0.055117
48500 | APD_GT1_8005 | 1 | Houston | YES | -0.11471 | 137.6 | 54.6 | 137.6 | 0 | 1.0362 | Cogen | -1 | 0.22141 | 0 | 0 |  |  | 0 | 0 | -0.22141 | 0 | 0.14431 | 0.19943 |  |  |  |  | 56 | 0.055117
39760 | TNSCLP1___8 | 1 | Houston | YES | -0.11453 | 93.4 | 20 | 116.8 | 0 | 1.04 | Cogen | -1 | 0.22123 | 0 | 0 |  |  | 0 | 0 | -0.22123 | 0 | 0.14431 | 0.19943 |  |  |  |  | 57 | 0.055117
39770 | TNSCLP2___8 | 1 | Houston | YES | -0.11453 | 91.6 | 20 | 114.5 | 0 | 1.04 | Cogen | -1 | 0.22123 | 0 | 0 |  |  | 0 | 0 | -0.22123 | 0 | 0.14431 | 0.19943 |  |  |  |  | 58 | 0.055117
39775 | TNSCLP4___8 | 1 | Houston | YES | -0.11453 | 95.2 | 20 | 119 | 0 | 1.04 | Cogen | -1 | 0.22123 | 0 | 0 |  |  | 0 | 0 | -0.22123 | 0 | 0.14431 | 0.19943 |  |  |  |  | 59 | 0.055117
39790 | TNSCLP3___8 | 1 | Houston | YES | -0.11453 | 87.6 | 20 | 109.5 | 0 | 1.027 | Cogen | -1 | 0.22123 | 0 | 0 |  |  | 0 | 0 | -0.22123 | 0 | 0.14431 | 0.19943 |  |  |  |  | 60 | 0.055117
48531 | BYU_GT1_8075 | 1 | Houston | YES | -0.1142 | 65 | 0 | 65 |  | 1.0362 | Cogen | -1 | 0.2209 | 0 | 0 |  |  | 0 | 0 | -0.2209 | 0 | 0.14431 | 0.19943 |  |  |  |  | 61 | 0.055117
48532 | BYU_GT2_8055 | 2 | Houston | YES | -0.1142 | 62 | 0 | 62 |  | 1.0362 | Cogen | -1 | 0.2209 | 0 | 0 |  |  | 0 | 0 | -0.2209 | 0 | 0.14431 | 0.19943 |  |  |  |  | 62 | 0.055117
48533 | BYU_GT3_8060 | 3 | Houston | YES | -0.1142 | 67 | 0 | 67 |  | 1.0362 | Cogen | -1 | 0.2209 | 0 | 0 |  |  | 0 | 0 | -0.2209 | 0 | 0.14431 | 0.19943 |  |  |  |  | 63 | 0.055117
48534 | BYU_GT4_8065 | 4 | Houston | YES | -0.1142 | 65 | 0 | 65 |  | 1.0362 | Cogen | -1 | 0.2209 | 0 | 0 |  |  | 0 | 0 | -0.2209 | 0 | 0.14431 | 0.19943 |  |  |  |  | 64 | 0.055117
48593 | CHE_GT1_8015 | 1 | Houston | YES | -0.11415 | 173 | 50 | 173 | 0 | 1.0362 | Cogen | -1 | 0.22085 | 0 | 0 |  |  | 0 | 0 | -0.22085 | 0 | 0.14431 | 0.19943 |  |  |  |  | 65 | 0.055117
48594 | CHE_GN4_8025 | 4 | Houston | YES | -0.11415 | 142 | 60 | 142 | 0 | 1.0362 | Cogen | -1 | 0.22085 | 0 | 0 |  |  | 0 | 0 | -0.22085 | 0 | 0.14431 | 0.19943 |  |  |  |  | 66 | 0.055117
48761 | PR_GT1__9040 | 1 | Houston | YES | -0.11351 | 26 | 0 | 35 |  | 1 | Cogen | -1 | 0.22021 | 0 | 0 |  |  | 0 | 0 | -0.22021 | 0 | 0.14431 | 0.19943 |  |  |  |  | 67 | 0.055117
48641 | DPEC_GT15040 | 1 | Houston | YES | -0.11351 | 163.2 | 98 | 163.2 | 0 | 1.0319 | CC | -1 | 0.22021 | 163.2 | 163.2 |  |  | -18.5252 | 163.2 | -0.22021 | -35.9385 | 0.15202 | 0.20904 |  |  |  |  | 68 | 0.055117
48642 | DPEC_GT25025 | 2 | Houston | YES | -0.11351 | 157.1 | 98 | 157.1 | 0 | 1.0319 | CC | -1 | 0.22021 | 157.1 | 157.1 |  |  | -17.8327 | 157.1 | -0.22021 | -34.5952 | 0.15944 | 0.2183 |  |  |  |  | 69 | 0.055117
48643 | DPEC_GT35010 | 3 | Houston | YES | -0.11351 | 157.5 | 98 | 157.5 | 0 | 1.0319 | CC | -1 | 0.22021 | 157.5 | 157.5 |  |  | -17.8781 | 157.5 | -0.22021 | -34.6833 | 0.16688 | 0.22758 |  |  |  |  | 70 | 0.055117
48644 | DPEC_GT45070 | 4 | Houston | YES | -0.11351 | 157 | 98 | 157 | 0 | 1.0319 | CC | -1 | 0.22021 | 157 | 157 |  |  | -17.8214 | 157 | -0.22021 | -34.5732 | 0.1743 | 0.23683 |  |  |  |  | 71 | 0.057024
48645 | DPEC_ST55065 | 5 | Houston | YES | -0.11351 | 282 | 0 | 282 | 0 | 1.0319 | CC | -1 | 0.22021 | 282 | 282 |  |  | -32.0104 | 282 | -0.22021 | -62.0996 | 0.18762 | 0.25345 |  |  |  |  | 72 | 0.058859
48841 | SJS_GT1_GT1 | 1 | Houston | YES | -0.11323 | 62.4 | 49 | 78 | 0 | 1.0362 | Cogen | -1 | 0.21993 | 0 | 0 |  |  | 0 | 0 | -0.21993 | 0 | 0.18762 | 0.25345 |  |  |  |  | 73 | 0.060699
48842 | SJS_GT2_GT2 | 2 | Houston | YES | -0.11323 | 64.8 | 49 | 81 | 0 | 1.0362 | Cogen | -1 | 0.21993 | 0 | 0 |  |  | 0 | 0 | -0.21993 | 0 | 0.18762 | 0.25345 |  |  |  |  | 74 | 0.062533
48855 | SRB_GT211035 | B1 | Houston | YES | -0.11293 | 0 | 0 | 18 |  | 1.014 | GGT | -1 | 0.21963 | 18 | 18 |  |  | -2.0328 | 18 | -0.21963 | -3.9534 | 0.18848 | 0.25451 |  |  |  |  | 75 | 0.065828
48855 | SRB_GT211035 | B2 | Houston | YES | -0.11293 | 0 | 0 | 12 |  | 1.014 | GGT | -1 | 0.21963 | 12 | 12 |  |  | -1.3552 | 12 | -0.21963 | -2.6356 | 0.18904 | 0.25522 |  |  |  |  | 76 | 0.065828
48852 | SRB_GN2_2 | 2 | Houston | YES | -0.11291 | 140.8 | 26 | 176 | 0 | 1.0217 | GST | -1 | 0.21961 | 176 | 176 |  |  | -19.8725 | 176 | -0.21961 | -38.6516 | 0.19736 | 0.26556 |  |  |  |  | 77 | 0.065828
48851 | SRB_GN1_1 | 1 | Houston | YES | -0.11289 | 132 | 26 | 165 | 0 | 1.0217 | GST | -1 | 0.21959 | 165 | 165 |  |  | -18.6262 | 165 | -0.21959 | -36.2316 | 0.20515 | 0.27525 |  |  |  |  | 78 | 0.066035
48551 | CAL_GT1_8045 | 1 | Houston | YES | -0.11287 | 149 | 0 | 149 | 0 | 1.0326 | Cogen | -1 | 0.21957 | 0 | 0 |  |  | 0 | 0 | -0.21957 | 0 | 0.20515 | 0.27525 |  |  |  |  | 79 | 0.066173
48552 | CAL_ST1_8000 | 2 | Houston | YES | -0.11287 | 65.1 | 0 | 65.1 | 0 | 1.0326 | Cogen | -1 | 0.21957 | 0 | 0 |  |  | 0 | 0 | -0.21957 | 0 | 0.20515 | 0.27525 |  |  |  |  | 80 | 0.068201
48740 | PSG_GN2_8050 | 1 | Houston | YES | -0.11285 | 182 | 60 | 182 | 0 | 1.0326 | Cogen | -1 | 0.21955 | 0 | 0 |  |  | 0 | 0 | -0.21955 | 0 | 0.20515 | 0.27525 |  |  |  |  | 81 | 0.070101
48741 | PSG_GT2_8040 | 1 | Houston | YES | -0.11285 | 158.6 | 50 | 158.6 | 0 | 1.0326 | Cogen | -1 | 0.21955 | 0 | 0 |  |  | 0 | 0 | -0.21955 | 0 | 0.20515 | 0.27525 |  |  |  |  | 82 | 0.070101
48742 | PSG_GT3_8060 | 1 | Houston | YES | -0.11285 | 157 | 50 | 157 | 0 | 1.0326 | Cogen | -1 | 0.21955 | 0 | 0 |  |  | 0 | 0 | -0.21955 | 0 | 0.20515 | 0.27525 |  |  |  |  | 83 | 0.070101
48854 | SRB_GN4_4 | 4 | Houston | YES | -0.1128 | 182.4 | 35 | 228 | 0 | 1.0326 | GST | -1 | 0.2195 | 228 | 228 |  |  | -25.7189 | 228 | -0.2195 | -50.0463 | 0.21592 | 0.28865 |  |  |  |  | 84 | 0.070101
48520 | BSF_GT1_8070 | 1 | Houston | YES | -0.1128 | 72 | 0 | 72 | 0 | 1.0326 | Cogen | -1 | 0.21949 | 0 | 0 |  |  | 0 | 0 | -0.21949 | 0 | 0.21592 | 0.28865 |  |  |  |  | 85 | 0.070101
48520 | BSF_GT1_8070 | 2 | Houston | YES | -0.1128 | 10 | 0 | 10 | 0 | 1.0326 | Cogen | -1 | 0.21949 | 0 | 0 |  |  | 0 | 0 | -0.21949 | 0 | 0.21592 | 0.28865 |  |  |  |  | 86 | 0.070101
48611 | DIB_GT1_8080 | 1 | Houston | YES | -0.11279 | 64 | 0 | 64 | 0 | 1.0326 | Cogen | -1 | 0.21949 | 0 | 0 |  |  | 0 | 0 | -0.21949 | 0 | 0.21592 | 0.28865 |  |  |  |  | 87 | 0.072721
48612 | DIB_GT2_8075 | 2 | Houston | YES | -0.11279 | 63.2 | 0 | 63.2 | 0 | 1.0326 | Cogen | -1 | 0.21949 | 0 | 0 |  |  | 0 | 0 | -0.21949 | 0 | 0.21592 | 0.28865 |  |  |  |  | 88 | 0.072721
48613 | DIB_ST1_8085 | 3 | Houston | YES | -0.11279 | 67.9 | 30 | 82.6 | 0 | 1.0326 | Cogen | -1 | 0.21949 | 0 | 0 |  |  | 0 | 0 | -0.21949 | 0 | 0.21592 | 0.28865 |  |  |  |  | 89 | 0.072721
48614 | DIB_GT3_8090 | 4 | Houston | YES | -0.11279 | 73.6 | 15 | 73.6 | 0 | 1.0326 | Cogen | -1 | 0.21949 | 0 | 0 |  |  | 0 | 0 | -0.21949 | 0 | 0.21592 | 0.28865 |  |  |  |  | 90 | 0.072721
48845 | SOL_GT1 | 1 | Houston | YES | -0.11278 | 16.2 | 15.4 | 16.2 |  | 1.0326 | Solar | -1 | 0.21948 | 16.2 | 16.2 |  |  | -1.8271 | 16.2 | -0.21948 | -3.5556 | 0.21669 | 0.2896 |  |  |  |  | 91 | 0.072721
48853 | SRB_GN3_3 | 3 | Houston | YES | -0.11277 | 170.4 | 35 | 213 |  | 1.0326 | GST | -1 | 0.21947 | 213 | 213 |  |  | -24.0206 | 213 | -0.21947 | -46.7476 | 0.22675 | 0.30211 |  |  |  |  | 92 | 0.072721
48820 | SHELLG1_3015 | 1 | Houston | YES | -0.11262 | 71 | 34.5 | 71 |  | 1.029 | Cogen | -1 | 0.21932 | 0 | 0 |  |  | 0 | 0 | -0.21932 | 0 | 0.22675 | 0.30211 |  |  |  |  | 93 | 0.072721
48821 | SHELLG2 | 2 | Houston | YES | -0.11262 | 72 | 34.5 | 72 |  | 1.029 | Cogen | -1 | 0.21932 | 0 | 0 |  |  | 0 | 0 | -0.21932 | 0 | 0.22675 | 0.30211 |  |  |  |  | 94 | 0.072907
48822 | SHELLG3_3020 | 2 | Houston | YES | -0.11262 | 30 | 0 | 30 |  | 1.029 | Cogen | -1 | 0.21932 | 0 | 0 |  |  | 0 | 0 | -0.21932 | 0 | 0.22675 | 0.30211 |  |  |  |  | 95 | 0.075354
48822 | SHELLG3_3020 | 1 | Houston | YES | -0.11262 | 39 | 0 | 39 |  | 1.029 | Cogen | -1 | 0.21932 | 0 | 0 |  |  | 0 | 0 | -0.21932 | 0 | 0.22675 | 0.30211 |  |  |  |  | 96 | 0.075354
48511 | LPE_GT1_8070 | 1 | Houston | YES | -0.11224 | 42 | 0 | 42 | 0 | 1.0362 | GGT | -1 | 0.21894 | 42 | 42 |  |  | -4.7141 | 42 | -0.21894 | -9.1955 | 0.22874 | 0.30457 |  |  |  |  | 97 | 0.075354
48512 | LPE_GT2_8075 | 2 | Houston | YES | -0.11224 | 42 | 0 | 42 | 0 | 1.0362 | GGT | -1 | 0.21894 | 42 | 42 |  |  | -4.7141 | 42 | -0.21894 | -9.1955 | 0.23072 | 0.30703 |  |  |  |  | 98 | 0.075354
48513 | LPE_GT3_8080 | 3 | Houston | YES | -0.11224 | 39 | 0 | 39 | 0 | 1.0362 | GGT | -1 | 0.21894 | 39 | 39 |  |  | -4.3774 | 39 | -0.21894 | -8.5387 | 0.23256 | 0.30931 |  |  |  |  | 99 | 0.075354
48514 | LPE_GT4_8085 | 4 | Houston | YES | -0.11224 | 39 | 0 | 39 | 0 | 1.0362 | GGT | -1 | 0.21894 | 39 | 39 |  |  | -4.3774 | 39 | -0.21894 | -8.5387 | 0.23441 | 0.3116 |  |  |  |  | 100 | 0.07583
48582 | CBY_GN2_2 | 2 | Houston | YES | -0.11137 | 596.8 | 110 | 746 | 0 | 1.0435 | GSC | -1 | 0.21807 | 746 | 746 |  |  | -83.082 | 746 | -0.21807 | -162.6798 | 0.26965 | 0.35513 |  |  |  |  | 101 | 0.076306
48583 | CBY_GT4_1 | 1 | Houston | YES | -0.11093 | 172 | 0 | 172 | 0 | 1.027 | GSC | -1 | 0.21763 | 172 | 172 |  |  | -19.0805 | 172 | -0.21763 | -37.4328 | 0.27778 | 0.36515 |  |  |  |  | 102 | 0.076749
48584 | CBY_GT4_2 | 2 | Houston | YES | -0.11093 | 172 | 0 | 172 | 0 | 1.027 | CC | -1 | 0.21763 | 172 | 172 |  |  | -19.0805 | 172 | -0.21763 | -37.4328 | 0.2859 | 0.37516 |  |  |  |  | 103 | 0.077191
48585 | CBY_ST4_1 | 3 | Houston | YES | -0.11093 | 172 | 0 | 172 | 0 | 1.027 | CC | -1 | 0.21763 | 172 | 172 |  |  | -19.0805 | 172 | -0.21763 | -37.4328 | 0.29403 | 0.38518 |  |  |  |  | 104 | 0.085478
49851 | DOW17000 | 37 | Houston | YES | -0.1109 | 39 | 0 | 62 | 0 | 1 | Cogen | -1 | 0.2176 | 0 | 0 |  |  | 0 | 0 | -0.2176 | 0 | 0.29403 | 0.38518 |  |  |  |  | 105 | 0.087369
49858 | DOW38100 | 31 | Houston | YES | -0.1109 | 45 | 0 | 71.4 |  | 1 | Cogen | -1 | 0.2176 | 0 | 0 |  |  | 0 | 0 | -0.2176 | 0 | 0.29403 | 0.38518 |  |  |  |  | 106 | 0.08926
49859 | DOW38200 | 33 | Houston | YES | -0.1109 | 28 | 0 | 45 | 0 | 1 | Cogen | -1 | 0.2176 | 0 | 0 |  |  | 0 | 0 | -0.2176 | 0 | 0.29403 | 0.38518 |  |  |  |  | 107 | 0.09115
49860 | DOW38300 | 32 | Houston | YES | -0.1109 | 63 | 0 | 101 |  | 1 | Cogen | -1 | 0.2176 | 0 | 0 |  |  | 0 | 0 | -0.2176 | 0 | 0.29403 | 0.38518 |  |  |  |  | 108 | 0.09115
49862 | DOW39100 | 36 | Houston | YES | -0.1109 | 54 | 0 | 86 | 0 | 1 | Cogen | -1 | 0.2176 | 0 | 0 |  |  | 0 | 0 | -0.2176 | 0 | 0.29403 | 0.38518 |  |  |  |  | 109 | 0.09115
49863 | DOW39200 | 35 | Houston | YES | -0.1109 | 55 | 0 | 88 | 0 | 1 | Cogen | -1 | 0.2176 | 0 | 0 |  |  | 0 | 0 | -0.2176 | 0 | 0.29403 | 0.38518 |  |  |  |  | 110 | 0.09115
49865 | DOW41000 | 41 | Houston | YES | -0.1109 | 31 | 0 | 50 |  | 1 | Cogen | -1 | 0.2176 | 0 | 0 |  |  | 0 | 0 | -0.2176 | 0 | 0.29403 | 0.38518 |  |  |  |  | 111 | 0.09115
49866 | DOW42000 | 42 | Houston | YES | -0.1109 | 11 | 0 | 18 |  | 1 | Cogen | -1 | 0.2176 | 0 | 0 |  |  | 0 | 0 | -0.2176 | 0 | 0.29403 | 0.38518 |  |  |  |  | 112 | 0.09115
49869 | DOW49000 | 45 | Houston | YES | -0.1109 | 59 | 0 | 94 |  | 1 | Cogen | -1 | 0.2176 | 0 | 0 |  |  | 0 | 0 | -0.2176 | 0 | 0.29403 | 0.38518 |  |  |  |  | 113 | 0.09115
49870 | DOW61000 | 61 | Houston | YES | -0.1109 | 44 | 0 | 70 | 0 | 1 | Cogen | -1 | 0.2176 | 0 | 0 |  |  | 0 | 0 | -0.2176 | 0 | 0.29403 | 0.38518 |  |  |  |  | 114 | 0.09115
49871 | DOW62000 | 62 | Houston | YES | -0.1109 | 40 | 0 | 63 | 0 | 1 | Cogen | -1 | 0.2176 | 0 | 0 |  |  | 0 | 0 | -0.2176 | 0 | 0.29403 | 0.38518 |  |  |  |  | 115 | 0.09115
49872 | DOW63000 | 63 | Houston | YES | -0.1109 | 45 | 0 | 72 | 0 | 1 | Cogen | -1 | 0.2176 | 0 | 0 |  |  | 0 | 0 | -0.2176 | 0 | 0.29403 | 0.38518 |  |  |  |  | 116 | 0.09115
49873 | DOW64000 | 64 | Houston | YES | -0.1109 | 41 | 0 | 64.8 | 0 | 1 | Cogen | -1 | 0.2176 | 0 | 0 |  |  | 0 | 0 | -0.2176 | 0 | 0.29403 | 0.38518 |  |  |  |  | 117 | 0.09115
49876 | DOW65000 | 65 | Houston | YES | -0.1109 | 63 | 0 | 101 | 0 | 1 | Cogen | -1 | 0.2176 | 0 | 0 |  |  | 0 | 0 | -0.2176 | 0 | 0.29403 | 0.38518 |  |  |  |  | 118 | 0.09115
49877 | DOW66000 | 66 | Houston | YES | -0.1109 | 61 | 0 | 97 | 0 | 1 | Cogen | -1 | 0.2176 | 0 | 0 |  |  | 0 | 0 | -0.2176 | 0 | 0.29403 | 0.38518 |  |  |  |  | 119 | 0.09115
49878 | DOW67000 | 67 | Houston | YES | -0.1109 | 65 | 0 | 103 | 0 | 1 | Cogen | -1 | 0.2176 | 0 | 0 |  |  | 0 | 0 | -0.2176 | 0 | 0.29403 | 0.38518 |  |  |  |  | 120 | 0.09115
49882 | DOW81000 | 81 | Houston | YES | -0.1109 | 47 | 0 | 76 | 0 | 1 | Cogen | -1 | 0.2176 | 0 | 0 |  |  | 0 | 0 | -0.2176 | 0 | 0.29403 | 0.38518 |  |  |  |  | 121 | 0.09115
49884 | DOW82000 | 82 | Houston | YES | -0.1109 | 51 | 0 | 80 | 0 | 1 | Cogen | -1 | 0.2176 | 0 | 0 |  |  | 0 | 0 | -0.2176 | 0 | 0.29403 | 0.38518 |  |  |  |  | 122 | 0.09115
49885 | DOW83000 | 83 | Houston | YES | -0.1109 | 51 | 0 | 80 | 0 | 1 | Cogen | -1 | 0.2176 | 0 | 0 |  |  | 0 | 0 | -0.2176 | 0 | 0.29403 | 0.38518 |  |  |  |  | 123 | 0.09115
49886 | DOW84000 | 84 | Houston | YES | -0.1109 | 107 | 0 | 171 | 0 | 0.98 | Cogen | -1 | 0.2176 | 0 | 0 |  |  | 0 | 0 | -0.2176 | 0 | 0.29403 | 0.38518 |  |  |  |  | 124 | 0.09115
49803 | EXN_15GT | 1 | Houston | YES | -0.11088 | 33 | 8.3 | 34 |  | 1.0326 | Cogen | -1 | 0.21758 | 0 | 0 |  |  | 0 | 0 | -0.21758 | 0 | 0.29403 | 0.38518 |  |  |  |  | 125 | 0.09115
49804 | EXN_16GT | 2 | Houston | YES | -0.11088 | 32 | 8.3 | 34.7 |  | 1.0326 | Cogen | -1 | 0.21758 | 0 | 0 |  |  | 0 | 0 | -0.21758 | 0 | 0.29403 | 0.38518 |  |  |  |  | 126 | 0.09115
49805 | EXN_17GT | 3 | Houston | YES | -0.11088 | 31 | 8.3 | 32.7 |  | 1.0326 | Cogen | -1 | 0.21758 | 0 | 0 |  |  | 0 | 0 | -0.21758 | 0 | 0.29403 | 0.38518 |  |  |  |  | 127 | 0.09115
49826 | EXN938GT | 5 | Houston | YES | -0.11088 | 43 | 9.2 | 45.9 |  | 1.0326 | Cogen | -1 | 0.21758 | 0 | 0 |  |  | 0 | 0 | -0.21758 | 0 | 0.29403 | 0.38518 |  |  |  |  | 128 | 0.09115
49828 | EXN941GT | 10 | Houston | YES | -0.11088 | 17.7 | 5.4 | 17.7 | 0 | 1.0326 | Cogen | -1 | 0.21758 | 0 | 0 |  |  | 0 | 0 | -0.21758 | 0 | 0.29403 | 0.38518 |  |  |  |  | 129 | 0.09115
49829 | EXN942GT | 11 | Houston | YES | -0.11088 | 20 | 5.4 | 20.4 | 0 | 1.0326 | Cogen | -1 | 0.21758 | 0 | 0 |  |  | 0 | 0 | -0.21758 | 0 | 0.29403 | 0.38518 |  |  |  |  | 130 | 0.09115
49830 | EXN943GT | 12 | Houston | YES | -0.11088 | 19 | 5.4 | 19.9 | 0 | 1.0326 | Cogen | -1 | 0.21758 | 0 | 0 |  |  | 0 | 0 | -0.21758 | 0 | 0.29403 | 0.38518 |  |  |  |  | 131 | 0.09115
49831 | EXN944GT | 13 | Houston | YES | -0.11088 | 33 | 5.4 | 35 | 0 | 1.0326 | Cogen | -1 | 0.21758 | 0 | 0 |  |  | 0 | 0 | -0.21758 | 0 | 0.29403 | 0.38518 |  |  |  |  | 132 | 0.09115
49832 | EXN945GT | 9 | Houston | YES | -0.11088 | 18.5 | 9.2 | 18.5 |  | 1.0326 | Cogen | -1 | 0.21758 | 0 | 0 |  |  | 0 | 0 | -0.21758 | 0 | 0.29403 | 0.38518 |  |  |  |  | 133 | 0.09115
49837 | EXN_GT | 4 | Houston | YES | -0.11088 | 81 | 21.3 | 85.4 |  | 1.0326 | Cogen | -1 | 0.21758 | 0 | 0 |  |  | 0 | 0 | -0.21758 | 0 | 0.29403 | 0.38518 |  |  |  |  | 134 | 0.09115
49838 | EXN_14GT | 14 | Houston | YES | -0.11088 | 140 | 0 | 148 |  | 1.0326 | Cogen | -1 | 0.21758 | 0 | 0 |  |  | 0 | 0 | -0.21758 | 0 | 0.29403 | 0.38518 |  |  |  |  | 135 | 0.09115
48581 | CBY_GN1_1 | 1 | Houston | YES | -0.11076 | 595.2 | 108 | 744 | 0 | 1.0435 | GSC | -1 | 0.21746 | 744 | 744 |  |  | -82.404 | 744 | -0.21746 | -161.7884 | 0.32918 | 0.42847 |  |  |  |  | 136 | 0.09115
48940 | WARVUE_GT1 | G1 | Houston | YES | -0.11055 | 15 | 0 | 15 |  | 1.021 | Cogen | -1 | 0.21725 | 0 | 0 |  |  | 0 | 0 | -0.21725 | 0 | 0.32918 | 0.42847 |  |  |  |  | 137 | 0.09115
48651 | EP_1_2 | 1 | Houston | YES | -0.11037 | 4 | 0 | 5 | 0 | 1.0362 | Cogen | -1 | 0.21707 | 0 | 0 |  |  | 0 | 0 | -0.21707 | 0 | 0.32918 | 0.42847 |  |  |  |  | 138 | 0.09115
48651 | EP_1_2 | 2 | Houston | YES | -0.11037 | 17.7 | 10 | 21 | 0 | 1.0362 | Cogen | -1 | 0.21707 | 0 | 0 |  |  | 0 | 0 | -0.21707 | 0 | 0.32918 | 0.42847 |  |  |  |  | 139 | 0.099294
48595 | BTE_GT2_8075 | 1 | Houston | YES | -0.10885 | 162.8 | 130 | 162.8 | 0 | 1.0261 | CC | -1 | 0.21555 | 162.8 | 162.8 |  |  | -17.7213 | 162.8 | -0.21555 | -35.0919 | 0.33687 | 0.43786 |  |  |  |  | 140 | 0.099294
48596 | BTE_GT3_8045 | 2 | Houston | YES | -0.10885 | 161.4 | 130 | 161.4 | 0 | 1.0261 | CC | -1 | 0.21555 | 161.4 | 161.4 |  |  | -17.5689 | 161.4 | -0.21555 | -34.7902 | 0.3445 | 0.44717 |  |  |  |  | 141 | 0.099294
48597 | BTE_GT4_8055 | 3 | Houston | YES | -0.10885 | 158.9 | 130 | 158.9 | 0 | 1.0261 | CC | -1 | 0.21555 | 158.9 | 158.9 |  |  | -17.2967 | 158.9 | -0.21555 | -34.2513 | 0.352 | 0.45634 |  |  |  |  | 142 | 0.099294
48598 | BTE_ST1_8070 | 4 | Houston | YES | -0.10885 | 269.2 | 60 | 269.2 | 0 | 1.0261 | CC | -1 | 0.21555 | 269.2 | 269.2 |  |  | -29.3032 | 269.2 | -0.21555 | -58.0267 | 0.36472 | 0.47187 |  |  |  |  | 143 | 0.10099
48791 | PSA_GT1_8160 | 1 | Houston | YES | -0.10811 | 52 | 20.8 | 65 | 0 | 1.0362 | Cogen | -1 | 0.21481 | 0 | 0 |  |  | 0 | 0 | -0.21481 | 0 | 0.36472 | 0.47187 |  |  |  |  | 144 | 0.10268
48792 | PSA_GT2_8155 | 2 | Houston | YES | -0.10811 | 52.8 | 20.3 | 66 | 0 | 1.0362 | Cogen | -1 | 0.21481 | 0 | 0 |  |  | 0 | 0 | -0.21481 | 0 | 0.36472 | 0.47187 |  |  |  |  | 145 | 0.10434
48793 | PSA_GT3_8150 | 3 | Houston | YES | -0.10811 | 56 | 20.3 | 70 | 0 | 1.0362 | Cogen | -1 | 0.21481 | 0 | 0 |  |  | 0 | 0 | -0.21481 | 0 | 0.36472 | 0.47187 |  |  |  |  | 146 | 0.10714
48794 | PSA_GT4_8145 | 4 | Houston | YES | -0.10811 | 52.8 | 20.3 | 66 | 0 | 1.0362 | Cogen | -1 | 0.21481 | 0 | 0 |  |  | 0 | 0 | -0.21481 | 0 | 0.36472 | 0.47187 |  |  |  |  | 147 | 0.10714
48795 | PSA_GT5_8140 | 5 | Houston | YES | -0.10811 | 51.2 | 20.3 | 64 | 0 | 1.0362 | Cogen | -1 | 0.21481 | 0 | 0 |  |  | 0 | 0 | -0.21481 | 0 | 0.36472 | 0.47187 |  |  |  |  | 148 | 0.10714
48796 | PSA_GN1_8165 | 1 | Houston | YES | -0.10811 | 83.2 | 43.1 | 104 | 0 | 1.0362 | Cogen | -1 | 0.21481 | 0 | 0 |  |  | 0 | 0 | -0.21481 | 0 | 0.36472 | 0.47187 |  |  |  |  | 149 | 0.10714
48797 | PSA_GT6_8135 | 6 | Houston | YES | -0.10811 | 47.2 | 34.5 | 59 | 0 | 1.0362 | Cogen | -1 | 0.21481 | 0 | 0 |  |  | 0 | 0 | -0.21481 | 0 | 0.36472 | 0.47187 |  |  |  |  | 150 | 0.10714
48815 | CVC_GT4_8005 | 4 | Houston | YES | -0.1078 | 165 | 91.8 | 165 |  | 1.0362 | Cogen | -1 | 0.2145 | 0 | 0 |  |  | 0 | 0 | -0.2145 | 0 | 0.36472 | 0.47187 |  |  |  |  | 151 | 0.10714
48690 | GBY_GN5_5 | 5 | Houston | YES | -0.10636 | 318.4 | 81 | 398 |  | 1.0362 | GSC | -1 | 0.21306 | 398 | 398 |  |  | -42.3317 | 398 | -0.21306 | -84.7981 | 0.38353 | 0.49456 |  |  |  |  | 152 | 0.10714
48911 | TGF_GT1_8000 | 1 | Houston | YES | -0.099403 | 69.2 | 0 | 69.2 |  | 1.029 | Cogen | -1 | 0.2061 | 0 | 0 |  |  | 0 | 0 | -0.2061 | 0 | 0.38353 | 0.49456 |  |  |  |  | 153 | 0.10714
5911 | STP_GN1___1 | 1 | Houston | YES | -0.098016 | 1333 | 1249 | 1333 | 0 | 1.0406 | Nuc | -1 | 0.20472 | 0 | 0 |  |  | 0 | 0 | -0.20472 | 0 | 0.38353 | 0.49456 |  |  |  |  | 154 | 0.10714
5912 | STP_GN2___2 | 2 | Houston | YES | -0.098016 | 1332 | 1249 | 1332 | 0 | 1.0406 | Nuc | -1 | 0.20472 | 0 | 0 |  |  | 0 | 0 | -0.20472 | 0 | 0.38353 | 0.49456 |  |  |  |  | 155 | 0.11103
48731 | CBE_GT1 | 1 | Houston | YES | -0.095581 | 76 | 0 | 76 | 0 | 1.029 | CC | -1 | 0.20228 | 76 | 76 |  |  | -7.2642 | 76 | -0.20228 | -15.3733 | 0.38712 | 0.49867 |  |  |  |  | 156 | 0.11103
48732 | CBE_GT2 | 1 | Houston | YES | -0.095581 | 76 | 0 | 76 | 0 | 1.029 | CC | -1 | 0.20228 | 76 | 76 |  |  | -7.2642 | 76 | -0.20228 | -15.3733 | 0.39071 | 0.50279 |  |  |  |  | 157 | 0.11103
48733 | CBE_ST12 | 1 | Houston | YES | -0.095581 | 105 | 0 | 105 | 0 | 1.029 | CC | -1 | 0.20228 | 105 | 105 |  |  | -10.036 | 105 | -0.20228 | -21.2395 | 0.39567 | 0.50847 |  |  |  |  | 158 | 0.11103
48734 | CBE_GT3 | 1 | Houston | YES | -0.095581 | 76 | 0 | 76 | 0 | 1.029 | CC | -1 | 0.20228 | 76 | 76 |  |  | -7.2642 | 76 | -0.20228 | -15.3733 | 0.39926 | 0.51258 |  |  |  |  | 159 | 0.11156
48735 | CBE_GT4 | 1 | Houston | YES | -0.095581 | 76 | 0 | 76 | 0 | 1.029 | CC | -1 | 0.20228 | 76 | 76 |  |  | -7.2642 | 76 | -0.20228 | -15.3733 | 0.40285 | 0.5167 |  |  |  |  | 160 | 0.11208
48736 | CBE_ST34 | 1 | Houston | YES | -0.095581 | 105 | 0 | 105 | 0 | 1.029 | CC | -1 | 0.20228 | 105 | 105 |  |  | -10.036 | 105 | -0.20228 | -21.2395 | 0.40781 | 0.52238 |  |  |  |  | 161 | 0.1128
48591 | CHE_GT2_5030 | 2 | Houston | YES | -0.094166 | 173 | 50 | 173 | 0 | 1.029 | Cogen | -1 | 0.20087 | 0 | 0 |  |  | 0 | 0 | -0.20087 | 0 | 0.40781 | 0.52238 |  |  |  |  | 162 | 0.11332
48811 | CVC_GT3_5045 | 3 | Houston | YES | -0.094166 | 156 | 91.8 | 156 | 0 | 1.029 | Cogen | -1 | 0.20087 | 0 | 0 |  |  | 0 | 0 | -0.20087 | 0 | 0.40781 | 0.52238 |  |  |  |  | 163 | 0.11385
48812 | CVC_GT2_5020 | 2 | Houston | YES | -0.094166 | 158 | 91.8 | 158 | 0 | 1.029 | Cogen | -1 | 0.20087 | 0 | 0 |  |  | 0 | 0 | -0.20087 | 0 | 0.40781 | 0.52238 |  |  |  |  | 164 | 0.11457
48813 | CVC_GT1_5035 | 1 | Houston | YES | -0.094166 | 160 | 91.8 | 160 | 0 | 1.029 | Cogen | -1 | 0.20087 | 0 | 0 |  |  | 0 | 0 | -0.20087 | 0 | 0.40781 | 0.52238 |  |  |  |  | 165 | 0.11457
48814 | CVC_ST5_5040 | 1 | Houston | YES | -0.094166 | 162 | 91.8 | 162 | 0 | 1.029 | Cogen | -1 | 0.20087 | 0 | 0 |  |  | 0 | 0 | -0.20087 | 0 | 0.40781 | 0.52238 |  |  |  |  | 166 | 0.11457
8134 | FOR #1 | 1 | South | YES | -0.068058 | 54.1 | 45 | 79 | 0 | 1 | Cogen | -1 | 0.17476 | 0 | 0 |  |  |  |  | -0.17476 | 0 | 0.40781 | 0.52238 |  |  |  |  | 167 | 0.11457
8138 | FOR #2 | 2 | South | YES | -0.068058 | 63.1 | 45 | 81 | 0 | 1 | Cogen | -1 | 0.17476 | 0 | 0 |  |  |  |  | -0.17476 | 0 | 0.40781 | 0.52238 |  |  |  |  | 168 | 0.11457
8153 | FOR #3 | 3 | South | YES | -0.068058 | 63.1 | 45 | 79.9 | 0 | 1 | Cogen | -1 | 0.17476 | 0 | 0 |  |  |  |  | -0.17476 | 0 | 0.40781 | 0.52238 |  |  |  |  | 169 | 0.11457
8154 | FOR #4 | 4 | South | YES | -0.068058 | 63.1 | 60 | 80 | 0 | 1 | Cogen | -1 | 0.17476 | 0 | 0 |  |  |  |  | -0.17476 | 0 | 0.40781 | 0.52238 |  |  |  |  | 170 | 0.11457
8155 | FOR #5 | 5 | South | YES | -0.068058 | 63.1 | 60 | 78.4 | 0 | 1 | Cogen | -1 | 0.17476 | 0 | 0 |  |  |  |  | -0.17476 | 0 | 0.40781 | 0.52238 |  |  |  |  | 171 | 0.11457
8156 | FOR #6 | 6 | South | YES | -0.068058 | 24.9 | 5 | 25 | 0 | 1 | Cogen | -1 | 0.17476 | 0 | 0 |  |  |  |  | -0.17476 | 0 | 0.40781 | 0.52238 |  |  |  |  | 172 | 0.11457
8157 | FOR #7 | 7 | South | YES | -0.068058 | 28.8 | 5 | 46 | 0 | 1 | Cogen | -1 | 0.17476 | 0 | 0 |  |  |  |  | -0.17476 | 0 | 0.40781 | 0.52238 |  |  |  |  | 173 | 0.11457
80051 | FOR #8 | 8 | South | YES | -0.068058 | 28 | 28 | 28 |  | 1 | Cogen | -1 | 0.17476 | 0 | 0 |  |  |  |  | -0.17476 | 0 | 0.40781 | 0.52238 |  |  |  |  | 174 | 0.11457
80052 | FOR #9 | 9 | South | YES | -0.068058 | 29.7 | 5 | 43.6 | 0 | 1 | Cogen | -1 | 0.17476 | 0 | 0 |  |  |  |  | -0.17476 | 0 | 0.40781 | 0.52238 |  |  |  |  | 175 | 0.11457
80053 | FOR #10 | 10 | South | YES | -0.068058 | 68.4 | 45 | 75 | 0 | 1 | Cogen | -1 | 0.17476 | 0 | 0 |  |  |  |  | -0.17476 | 0 | 0.40781 | 0.52238 |  |  |  |  | 176 | 0.11457
80226 | ALCOA G | 1 | South | YES | -0.067243 | 32.3 | 5 | 48 | 0 | 1.015 | Cogen | -1 | 0.17394 | 0 | 0 |  |  |  |  | -0.17394 | 0 | 0.40781 | 0.52238 |  |  |  |  | 177 | 0.11457
8147 | UCAR #2 | 10 | South | YES | -0.064541 | 18.2 | 0 | 28 |  | 1 | Cogen | -1 | 0.17124 | 0 | 0 |  |  |  |  | -0.17124 | 0 | 0.40781 | 0.52238 |  |  |  |  | 178 | 0.11457
8148 | UCAR #1 | 2 | South | YES | -0.064541 | 6.1 | 0 | 7 | 0 | 1.009 | Cogen | -1 | 0.17124 | 0 | 0 |  |  |  |  | -0.17124 | 0 | 0.40781 | 0.52238 |  |  |  |  | 179 | 0.11457
80137 | CSDR89 | 9 | South | YES | -0.064541 | 15 | 0 | 15 | 0 | 1.003 | DCTie | -1 | 0.17124 | 0 | 0 |  |  |  |  | -0.17124 | 0 | 0.40781 | 0.52238 |  |  |  |  | 180 | 0.11457
80137 | CSDR89 | 8 | South | YES | -0.064541 | 33.9 | 0 | 39 | 0 | 1.003 | DCTie | -1 | 0.17124 | 0 | 0 |  |  |  |  | -0.17124 | 0 | 0.40781 | 0.52238 |  |  |  |  | 181 | 0.11457
80138 | CSDR7 | 7 | South | YES | -0.064541 | 6.1 | 0 | 7 | 0 | 1.014 | DCTie | -1 | 0.17124 | 0 | 0 |  |  |  |  | -0.17124 | 0 | 0.40781 | 0.52238 |  |  |  |  | 182 | 0.11457
80139 | CSDR56 | 6 | South | YES | -0.064541 | 0 | 0 | 39 |  | 1.0033 | DCTie | -1 | 0.17124 | 0 | 0 |  |  |  |  | -0.17124 | 0 | 0.40781 | 0.52238 |  |  |  |  | 183 | 0.11457
80139 | CSDR56 | 5 | South | YES | -0.064541 | 15 | 0 | 15 |  | 1.0033 | DCTie | -1 | 0.17124 | 0 | 0 |  |  |  |  | -0.17124 | 0 | 0.40781 | 0.52238 |  |  |  |  | 184 | 0.11457
80140 | CSDR11 | 11 | South | YES | -0.064541 | 33.9 | 0 | 39 | 0 | 1.03 | DCTie | -1 | 0.17124 | 0 | 0 |  |  |  |  | -0.17124 | 0 | 0.40781 | 0.52238 |  |  |  |  | 185 | 0.11457
80227 | AIRCO G | 1 | South | YES | -0.064142 | 7.2 | 0 | 8 | 0 | 1.0104 | Cogen | -1 | 0.17084 | 0 | 0 |  |  |  |  | -0.17084 | 0 | 0.40781 | 0.52238 |  |  |  |  | 186 | 0.11457
80224 | VISTRONG1 | 1 | South | YES | -0.063475 | 13.1 | 0 | 15 | 0 | 1.01 | Cogen | -1 | 0.17017 | 0 | 0 |  |  |  |  | -0.17017 | 0 | 0.40781 | 0.52238 |  |  |  |  | 187 | 0.11457
80225 | VISTRONG2 | 2 | South | YES | -0.063475 | 20.2 | 0 | 23 | 0 | 1.01 | Cogen | -1 | 0.17017 | 0 | 0 |  |  |  |  | -0.17017 | 0 | 0.40781 | 0.52238 |  |  |  |  | 188 | 0.11457
5503 | RAYBURNGEN3 | 1 | South | YES | -0.062065 | 17.6 | 6 | 22 | 0 | 1.0224 | GST | -1 | 0.16876 | 22 | 22 |  |  |  |  | -0.16876 | -3.7128 | 0.40885 | 0.52337 |  |  |  |  | 189 | 0.11457
5505 | RAYBURNGEN1 | 1 | South | YES | -0.062065 | 0 | 1 | 11 |  | 1.0223 | GGT | -1 | 0.16876 | 11 | 11 |  |  |  |  | -0.16876 | -1.8564 | 0.40937 | 0.52387 |  |  |  |  | 190 | 0.11457
5506 | RAYBURNGEN2 | 1 | South | YES | -0.062065 | 0 | 1 | 11 |  | 1.0223 | GGT | -1 | 0.16876 | 11 | 11 |  |  |  |  | -0.16876 | -1.8564 | 0.40989 | 0.52437 |  |  |  |  | 191 | 0.11457
8066 | DUP1V#1 | 1 | South | YES | -0.061613 | 52.3 | 0 | 73 | 0 | 1.01 | Cogen | -1 | 0.16831 | 0 | 0 |  |  |  |  | -0.16831 | 0 | 0.40989 | 0.52437 |  |  |  |  | 192 | 0.11452
5508 | RAYBURNCC9 | 1 | South | YES | -0.061553 | 47.7 | 18.2 | 47.7 | 0 | 1.0296 | CC | -1 | 0.16825 | 47.7 | 47.7 |  |  |  |  | -0.16825 | -8.0256 | 0.41214 | 0.52652 |  |  |  |  | 193 | 0.1145
5509 | RAYBURNCC10 | 1 | South | YES | -0.061553 | 37.3 | 5.2 | 37.3 | 0 | 1.0296 | CC | -1 | 0.16825 | 37.3 | 37.3 |  |  |  |  | -0.16825 | -6.2758 | 0.41391 | 0.5282 |  |  |  |  | 194 | 0.11448
5511 | RAYBURNCC7 | 1 | South | YES | -0.061553 | 47.5 | 18.2 | 47.5 | 0 | 1.0296 | CC | -1 | 0.16825 | 47.5 | 47.5 |  |  |  |  | -0.16825 | -7.992 | 0.41615 | 0.53033 |  |  |  |  | 195 | 0.11448
5512 | RAYBURNCC8 | 1 | South | YES | -0.061553 | 49.3 | 18.2 | 49.3 | 0 | 1.0296 | CC | -1 | 0.16825 | 49.3 | 49.3 |  |  |  |  | -0.16825 | -8.2948 | 0.41848 | 0.53255 |  |  |  |  | 196 | 0.11437
8926 | LGE_GT10A | 1 | South | YES | -0.060537 | 158 | 0 | 158 | 0 | 1.03 | Cogen | -1 | 0.16724 | 0 | 0 |  |  |  |  | -0.16724 | 0 | 0.41848 | 0.53255 |  |  |  |  | 197 | 0.11429
8927 | LGE_GT20A | 2 | South | YES | -0.060537 | 153 | 0 | 153 | 0 | 1.03 | Cogen | -1 | 0.16724 | 0 | 0 |  |  |  |  | -0.16724 | 0 | 0.41848 | 0.53255 |  |  |  |  | 198 | 0.11418
8928 | LGE_STG0A | 3 | South | YES | -0.060537 | 100 | 0 | 100 | 0 | 1.03 | Cogen | -1 | 0.16724 | 0 | 0 |  |  |  |  | -0.16724 | 0 | 0.41848 | 0.53255 |  |  |  |  | 199 | 0.11408
8930 | ICPGN10A | 1 | South | YES | -0.060537 | 149 | 0 | 149 | 0 | 1.03 | Cogen | -1 | 0.16724 | 0 | 0 |  |  |  |  | -0.16724 | 0 | 0.41848 | 0.53255 |  |  |  |  | 200 | 0.11408
8931 | ICPGN20A | 2 | South | YES | -0.060537 | 150 | 0 | 150 | 0 | 1.03 | Cogen | -1 | 0.16724 | 0 | 0 |  |  |  |  | -0.16724 | 0 | 0.41848 | 0.53255 |  |  |  |  | 201 | 0.11408
8932 | ICPGN30A | 3 | South | YES | -0.060537 | 127 | 0 | 127 | 0 | 1.03 | Cogen | -1 | 0.16724 | 0 | 0 |  |  |  |  | -0.16724 | 0 | 0.41848 | 0.53255 |  |  |  |  | 202 | 0.11408
80223 | REYSHR G | 1 | South | YES | -0.060537 | 12 | 0 | 12 | 0 | 1.032 | Cogen | -1 | 0.16724 | 0 | 0 |  |  |  |  | -0.16724 | 0 | 0.41848 | 0.53255 |  |  |  |  | 203 | 0.11408
8173 | VICEC51A | 5 | South | YES | -0.060527 | 144 | 18 | 144 | 0 | 1.025 | CC | -1 | 0.16723 | 144 | 144 |  |  |  |  | -0.16723 | -24.0806 | 0.42528 | 0.539 |  |  |  |  | 204 | 0.11408
8174 | VICEC61A | 6 | South | YES | -0.060527 | 188 | 42 | 188 | 0 | 1.025 | CC | -1 | 0.16723 | 188 | 188 |  |  |  |  | -0.16723 | -31.4386 | 0.43416 | 0.54741 |  |  |  |  | 205 | 0.11408
8442 | NBEC7 | 7 | South | YES | -0.059434 | 0 | 81 | 367 |  | 1.0298 | GST | -1 | 0.16613 | 367 | 367 |  |  |  |  | -0.16613 | -60.971 | 0.4515 | 0.56373 |  |  |  |  | 206 | 0.11408
8442 | NBEC7 | MB | South | YES | -0.059434 | 0 | 81 | 367 |  | 1.0298 | GST | -1 | 0.16613 | 0 | 0 |  |  |  |  | -0.16613 | 0 | 0.4515 | 0.56373 |  |  |  |  | 207 | 0.11372
8560 | CNOPGT1 | 1 | South | YES | -0.059421 | 148.3 | 0 | 148.3 | 0 | 1.03 | Cogen | -1 | 0.16612 | 0 | 0 |  |  |  |  | -0.16612 | 0 | 0.4515 | 0.56373 |  |  |  |  | 208 | 0.11325
8561 | CNOPGT2 | 2 | South | YES | -0.059421 | 148.6 | 0 | 148.6 | 0 | 1.03 | Cogen | -1 | 0.16612 | 0 | 0 |  |  |  |  | -0.16612 | 0 | 0.4515 | 0.56373 |  |  |  |  | 209 | 0.11222
8562 | CNOPST1 | 3 | South | YES | -0.059421 | 153 | 0 | 153 | 0 | 1.03 | Cogen | -1 | 0.16612 | 0 | 0 |  |  |  |  | -0.16612 | 0 | 0.4515 | 0.56373 |  |  |  |  | 210 | 0.11222
8456 | COSW#1 | 1 | South | YES | -0.059359 | 20 | 0 | 20 | 0 | 1.027 | Cogen | -1 | 0.16606 | 0 | 0 |  |  |  |  | -0.16606 | 0 | 0.4515 | 0.56373 |  |  |  |  | 211 | 0.11222
8457 | COSW#2 | 2 | South | YES | -0.059359 | 14 | 0 | 14 | 0 | 1.027 | Cogen | -1 | 0.16606 | 0 | 0 |  |  |  |  | -0.16606 | 0 | 0.4515 | 0.56373 |  |  |  |  | 212 | 0.11222
8459 | B_DAVIS0B | MB | South | YES | -0.059234 | 0 | 50 | 339 |  | 1.03 | GSC | -1 | 0.16593 | 0 | 0 |  |  |  |  | -0.16593 | 0 | 0.4515 | 0.56373 |  |  |  |  | 213 | 0.11222
8460 | B_DAVIS0A | MB | South | YES | -0.059234 | 0 | 50 | 340 |  | 1.03 | GSC | -1 | 0.16593 | 0 | 0 |  |  |  |  | -0.16593 | 0 | 0.4515 | 0.56373 |  |  |  |  | 214 | 0.11222
80263 | B_DAVIS31A | 3 | South | YES | -0.059234 | 0 | 0 | 180 |  | 1.0366 | CC | -1 | 0.16593 | 180 | 180 |  |  |  |  | -0.16593 | -29.868 | 0.46001 | 0.57172 |  |  |  |  | 215 | 0.11222
80264 | B_DAVIS41A | 4 | South | YES | -0.059234 | 0 | 0 | 180 |  | 1.0366 | CC | -1 | 0.16593 | 180 | 180 |  |  |  |  | -0.16593 | -29.868 | 0.46851 | 0.57971 |  |  |  |  | 216 | 0.11222
8506 | VAL #1 | 1 | South | YES | -0.059113 | 20.9 | 0 | 25 | 0 | 1.0055 | Cogen | -1 | 0.16581 | 0 | 0 |  |  |  |  | -0.16581 | 0 | 0.46851 | 0.57971 |  |  |  |  | 217 | 0.11222
8507 | VAL #2 | 2 | South | YES | -0.059113 | 20.9 | 0 | 25 | 0 | 1.0055 | Cogen | -1 | 0.16581 | 0 | 0 |  |  |  |  | -0.16581 | 0 | 0.46851 | 0.57971 |  |  |  |  | 218 | 0.11171
8511 | OXY_CC0A | 1 | South | YES | -0.059034 | 30.3 | 0 | 38 | 0 | 1.027 | Cogen | -1 | 0.16573 | 0 | 0 |  |  |  |  | -0.16573 | 0 | 0.46851 | 0.57971 |  |  |  |  | 219 | 0.1112
8461 | KOCH_UP0A | 1 | South | YES | -0.058983 | 38 | 0 | 38 | 0 | 1.012 | Cogen | -1 | 0.16568 | 0 | 0 |  |  |  |  | -0.16568 | 0 | 0.46851 | 0.57971 |  |  |  |  | 220 | 0.1112
8517 | CELANEBI0A | 1 | South | YES | -0.05855 | 29 | 0 | 29 | 0 | 1.02 | Cogen | -1 | 0.16525 | 0 | 0 |  |  |  |  | -0.16525 | 0 | 0.46851 | 0.57971 |  |  |  |  | 221 | 0.1112
80080 | GWINDT11A | 3 | South | YES | -0.058488 | 0 | 0 | 38 | 0 | 1.025 | Wind | -1 | 0.16519 | 0 | 38 |  |  |  |  | -0.16519 | 0 | 0.46851 | 0.57971 |  |  |  |  | 222 | 0.1112
80080 | GWINDT11A | 4 | South | YES | -0.058488 | 3.8 | 0 | 19 | 0 | 1.025 | Wind | -1 | 0.16519 | 0 | 19 |  |  |  |  | -0.16519 | 0 | 0.46851 | 0.57971 |  |  |  |  | 223 | 0.1112
80080 | GWINDT11A | 2 | South | YES | -0.058488 | 0 | 0 | 41 | 0 | 1.025 | Wind | -1 | 0.16519 | 0 | 41 |  |  |  |  | -0.16519 | 0 | 0.46851 | 0.57971 |  |  |  |  | 224 | 0.1112
80080 | GWINDT11A | 1 | South | YES | -0.058488 | 28.2 | 0 | 94 | 0 | 1.025 | Wind | -1 | 0.16519 | 0 | 94 |  |  |  |  | -0.16519 | 0 | 0.46851 | 0.57971 |  |  |  |  | 225 | 0.1112
80081 | GWINDT21A | 4 | South | YES | -0.058488 | 4.4 | 0 | 22 | 0 | 1.025 | Wind | -1 | 0.16519 | 0 | 22 |  |  |  |  | -0.16519 | 0 | 0.46851 | 0.57971 |  |  |  |  | 226 | 0.1112
80081 | GWINDT21A | 1 | South | YES | -0.058488 | 28.2 | 0 | 94 | 0 | 1.025 | Wind | -1 | 0.16519 | 0 | 94 |  |  |  |  | -0.16519 | 0 | 0.46851 | 0.57971 |  |  |  |  | 227 | 0.1112
80081 | GWINDT21A | 3 | South | YES | -0.058488 | 8.6 | 0 | 43 | 0 | 1.025 | Wind | -1 | 0.16519 | 0 | 43 |  |  |  |  | -0.16519 | 0 | 0.46851 | 0.57971 |  |  |  |  | 228 | 0.1112
80081 | GWINDT21A | 2 | South | YES | -0.058488 | 7.2 | 0 | 36 | 0 | 1.025 | Wind | -1 | 0.16519 | 0 | 36 |  |  |  |  | -0.16519 | 0 | 0.46851 | 0.57971 |  |  |  |  | 229 | 0.1112
80180 | PNSCALT11A | 2 | South | YES | -0.058488 | 10 | 0 | 50 | 0 | 1.025 | Wind | -1 | 0.16519 | 0 | 50 |  |  |  |  | -0.16519 | 0 | 0.46851 | 0.57971 |  |  |  |  | 230 | 0.1112
80180 | PNSCALT11A | 1 | South | YES | -0.058488 | 43.8 | 0 | 148 | 0 | 1.025 | Wind | -1 | 0.16519 | 0 | 148 |  |  |  |  | -0.16519 | 0 | 0.46851 | 0.57971 |  |  |  |  | 231 | 0.1112
80181 | PNSCALT21A | 2 | South | YES | -0.058488 | 10 | 0 | 50 | 0 | 1.025 | Wind | -1 | 0.16519 | 0 | 50 |  |  |  |  | -0.16519 | 0 | 0.46851 | 0.57971 |  |  |  |  | 232 | 0.1112
80181 | PNSCALT21A | 1 | South | YES | -0.058488 | 16.5 | 0 | 55 | 0 | 1.025 | Wind | -1 | 0.16519 | 0 | 55 |  |  |  |  | -0.16519 | 0 | 0.46851 | 0.57971 |  |  |  |  | 233 | 0.1112
5932 | SI_RAY9 | 9 | South | YES | -0.058335 | 32 | 32 | 38 | 0 | 1.035 | CC | -1 | 0.16503 | 38 | 38 |  |  |  |  | -0.16503 | -6.2713 | 0.47031 | 0.58139 |  |  |  |  | 234 | 0.1112
5933 | SI_RAY6 | 6 | South | YES | -0.058335 | 15.4 | 10 | 19.3 | 0 | 1.035 | GST | -1 | 0.16503 | 19.3 | 19.3 |  |  |  |  | -0.16503 | -3.1852 | 0.47122 | 0.58224 |  |  |  |  | 235 | 0.1112
5935 | SI_RAY10 | 10 | South | YES | -0.058335 | 47 | 10 | 47 | 0 | 1.03 | CC | -1 | 0.16503 | 47 | 47 |  |  |  |  | -0.16503 | -7.7566 | 0.47344 | 0.58432 |  |  |  |  | 236 | 0.1112
80003 | MILHWYS | F | South | YES | -0.058335 | 0 | 0 | 0 | 0 | 1.0168 | AVR | -1 | 0.16503 | 0 | 0 |  |  |  |  | -0.16503 | 0 | 0.47344 | 0.58432 |  |  |  |  | 237 | 0.11108
8936 | MVGN#1 | 1 | South | YES | -0.058085 | 216.6 | 0 | 216.6 | 0 | 1.0304 | CC | -1 | 0.16478 | 216.6 | 216.6 |  |  |  |  | -0.16478 | -35.6923 | 0.48367 | 0.59387 |  |  |  |  | 238 | 0.11102
8937 | MVGN#2 | 2 | South | YES | -0.058085 | 216.7 | 0 | 216.7 | 0 | 1.0304 | CC | -1 | 0.16478 | 216.7 | 216.7 |  |  |  |  | -0.16478 | -35.7088 | 0.49391 | 0.60342 |  |  |  |  | 239 | 0.11088
8938 | MVGN#3 | 3 | South | YES | -0.058085 | 250.9 | 0 | 250.9 | 0 | 1.0304 | CC | -1 | 0.16478 | 250.9 | 250.9 |  |  |  |  | -0.16478 | -41.3444 | 0.50576 | 0.61449 |  |  |  |  | 240 | 0.11088
8981 | HECN1 | 1 | South | YES | -0.058084 | 144.8 | 0 | 144.8 | 0 | 1.0304 | CC | -1 | 0.16478 | 144.8 | 144.8 |  |  |  |  | -0.16478 | -23.8606 | 0.51261 | 0.62087 |  |  |  |  | 241 | 0.1102
8982 | HECN2 | 2 | South | YES | -0.058084 | 144.1 | 0 | 144.1 | 0 | 1.0304 | CC | -1 | 0.16478 | 144.1 | 144.1 |  |  |  |  | -0.16478 | -23.7453 | 0.51941 | 0.62723 |  |  |  |  | 242 | 0.10951
8983 | HECN3 | 3 | South | YES | -0.058084 | 171.9 | 0 | 171.9 | 0 | 1.0304 | CC | -1 | 0.16478 | 171.9 | 171.9 |  |  |  |  | -0.16478 | -28.3263 | 0.52753 | 0.63481 |  |  |  |  | 243 | 0.10872
8933 | FGNTS001 | 1 | South | YES | -0.057513 | 146.5 | 0 | 146.5 | 0 | 1.03 | CC | -1 | 0.16421 | 146.5 | 146.5 |  |  |  |  | -0.16421 | -24.0571 | 0.53446 | 0.64124 |  |  |  |  | 244 | 0.10827
8934 | FGNTS101 | 2 | South | YES | -0.057513 | 147.9 | 0 | 147.9 | 0 | 1.03 | CC | -1 | 0.16421 | 147.9 | 147.9 |  |  |  |  | -0.16421 | -24.287 | 0.54144 | 0.64774 |  |  |  |  | 245 | 0.10781
8935 | FGNTS201 | 3 | South | YES | -0.057513 | 173 | 0 | 173 | 0 | 1.03 | CC | -1 | 0.16421 | 173 | 173 |  |  |  |  | -0.16421 | -28.4088 | 0.54962 | 0.65534 |  |  |  |  | 246 | 0.10727
8161 | COLETO0A | 1 | South | YES | -0.055534 | 633 | 200 | 633 | 0 | 1.03 | LIGCO | -1 | 0.16223 | 0 | 633 |  |  |  |  | -0.16223 | 0 | 0.54962 | 0.65534 |  |  |  |  | 247 | 0.10679
88508 | FALFURRI | F | South | YES | -0.054703 | 0 | 0 | 0 | 0 | 1 | AVR | -1 | 0.1614 | 0 | 0 |  |  |  |  | -0.1614 | 0 | 0.54962 | 0.65534 |  |  |  |  | 248 | 0.1063
5728 | FALCONHYDRO2 | 2 | South | YES | -0.054118 | 12 | 0 | 12 | 0 | 1.0234 | Hydro | -1 | 0.16082 | 0 | 0 |  |  |  |  | -0.16082 | 0 | 0.54962 | 0.65534 |  |  |  |  | 249 | 0.10573
5729 | FALCONHYDRO3 | 3 | South | YES | -0.054118 | 11 | 0 | 11 | 0 | 1.0234 | Hydro | -1 | 0.16082 | 0 | 0 |  |  |  |  | -0.16082 | 0 | 0.54962 | 0.65534 |  |  |  |  | 250 | 0.10573
8048 | FALCONHYDRO1 | 1 | South | YES | -0.054118 | 12 | 0 | 12 | 0 | 1.0234 | Hydro | -1 | 0.16082 | 0 | 0 |  |  |  |  | -0.16082 | 0 | 0.54962 | 0.65534 |  |  |  |  | 251 | 0.10573
88198 | BEEVILLE | F | South | YES | -0.052922 | 0 | 0 | 0 | 0 | 1.02 | AVR | -1 | 0.15962 | 0 | 0 |  |  |  |  | -0.15962 | 0 | 0.54962 | 0.65534 |  |  |  |  | 252 | 0.10573
88299 | ZAPATA | F | South | YES | -0.050869 | 0 | 0 | 0 | 0 | 1.02 | BLT | -1 | 0.15757 | 0 | 0 |  |  |  |  | -0.15757 | 0 | 0.54962 | 0.65534 |  |  |  |  | 253 | 0.10573
80012 | LAR | F | South | YES | -0.046079 | 0 | 0 | 0 | 0 | 1.04 | DCTie | -1 | 0.15278 | 0 | 0 |  |  |  |  | -0.15278 | 0 | 0.54962 | 0.65534 |  |  |  |  | 254 | 0.10573
80265 | LARECU40A | 4 | South | YES | -0.046076 | 80 | 0 | 100 |  | 1.039 | GGT | -1 | 0.15278 | 100 | 100 |  |  |  |  | -0.15278 | -15.2775 | 0.55434 | 0.65943 |  |  |  |  | 255 | 0.10573
80266 | LARECU50A | 5 | South | YES | -0.046076 | 80 | 0 | 100 |  | 1.039 | GGT | -1 | 0.15278 | 100 | 100 |  |  |  |  | -0.15278 | -15.2775 | 0.55907 | 0.66352 |  |  |  |  | 256 | 0.10573
5903 | SANMIGUELGEN | 1 | South | YES | -0.045518 | 396.3 | 180 | 396.3 | 0 | 1.0336 | LIGCO | -1 | 0.15222 | 0 | 396.3 |  |  |  |  | -0.15222 | 0 | 0.55907 | 0.66352 |  |  |  |  | 257 | 0.10573
8189 | CUECPL2A | 1 | South | YES | -0.042665 | 12 | 0 | 12 | 0 | 1.02 | Cogen | -1 | 0.14936 | 0 | 0 |  |  |  |  | -0.14936 | 0 | 0.55907 | 0.66352 |  |  |  |  | 258 | 0.10509
5401 | CALAVER_JKS1 | 1 | South | YES | -0.041059 | 562 | 100 | 562 | 0 | 1.026 | LIGCO | -1 | 0.14776 | 0 | 562 |  |  |  |  | -0.14776 | 0 | 0.55907 | 0.66352 |  |  |  |  | 259 | 0.10446
5476 | BRA_AVR1_CT1 | 1 | South | YES | -0.040199 | 155 | 90 | 155 | 0 | 1.025 | CC | -1 | 0.1469 | 155 | 155 |  |  |  |  | -0.1469 | -22.7693 | 0.56639 | 0.66961 |  |  |  |  | 260 | 0.10446
5477 | BRA_AVR1_ST | 1 | South | YES | -0.040199 | 174 | 138 | 174 | 0 | 1.025 | CC | -1 | 0.1469 | 174 | 174 |  |  |  |  | -0.1469 | -25.5603 | 0.57461 | 0.67645 |  |  |  |  | 261 | 0.10446
5478 | BRA_AVR1_CT2 | 1 | South | YES | -0.040199 | 155 | 90 | 155 | 0 | 1.025 | CC | -1 | 0.1469 | 155 | 155 |  |  |  |  | -0.1469 | -22.7693 | 0.58193 | 0.68255 |  |  |  |  | 262 | 0.10446
5890 | PEARSALLGEN1 | 1 | South | YES | -0.039162 | 19.2 | 6 | 24 | 0 | 1.0226 | GST | -1 | 0.14586 | 24 | 24 |  |  |  |  | -0.14586 | -3.5007 | 0.58307 | 0.68348 |  |  |  |  | 263 | 0.10323
5891 | PEARSALLGEN2 | 1 | South | YES | -0.039162 | 19.4 | 6 | 24.3 | 0 | 1.0226 | GST | -1 | 0.14586 | 24.3 | 24.3 |  |  |  |  | -0.14586 | -3.5444 | 0.58421 | 0.68443 |  |  |  |  | 264 | 0.10184
5892 | PEARSALLGEN3 | 1 | South | YES | -0.039162 | 19.1 | 6 | 23.9 | 0 | 1.0226 | GST | -1 | 0.14586 | 23.9 | 23.9 |  |  |  |  | -0.14586 | -3.4861 | 0.58534 | 0.68536 |  |  |  |  | 265 | 0.10061
5026 | BRAUNIG_VHB1 | 1 | South | YES | -0.039037 | 215 | 40 | 215 | 0 | 1.0192 | GST | -1 | 0.14574 | 215 | 215 |  |  |  |  | -0.14574 | -31.3333 | 0.5955 | 0.69375 |  |  |  |  | 266 | 0.10042
5027 | BRAUNIG_VHB2 | 2 | South | YES | -0.039037 | 216 | 40 | 216 | 0 | 1.0192 | GST | -1 | 0.14574 | 216 | 216 |  |  |  |  | -0.14574 | -31.4791 | 0.60571 | 0.70217 |  |  |  |  | 267 | 0.10022
5264 | LEON_LCP3G3 | 3 | South | YES | -0.038952 | 0 | 20 | 58 |  | 1.0197 | GST | -1 | 0.14565 | 58 | 58 |  |  |  |  | -0.14565 | -8.4478 | 0.60845 | 0.70443 |  |  |  |  | 268 | 0.10002
5265 | LEON_LCP4G4 | 4 | South | YES | -0.038952 | 89 | 25 | 89 | 0 | 1.0197 | GST | -1 | 0.14565 | 89 | 89 |  |  |  |  | -0.14565 | -12.963 | 0.61265 | 0.7079 |  |  |  |  | 269 | 0.098248
5266 | LEON_LCPCT1 | 1 | South | YES | -0.038952 | 44 | 24 | 44 | 0 | 1.0197 | GGT | -1 | 0.14565 | 44 | 44 |  |  |  |  | -0.14565 | -6.4087 | 0.61473 | 0.70962 |  |  |  |  | 270 | 0.096467
5267 | LEON_LCPCT2 | 2 | South | YES | -0.038952 | 44 | 24 | 44 | 0 | 1.0197 | GGT | -1 | 0.14565 | 44 | 44 |  |  |  |  | -0.14565 | -6.4087 | 0.61681 | 0.71133 |  |  |  |  | 271 | 0.095987
5268 | LEON_LCPCT3 | 3 | South | YES | -0.038952 | 43 | 24 | 43 | 0 | 1.0197 | GGT | -1 | 0.14565 | 43 | 43 |  |  |  |  | -0.14565 | -6.263 | 0.61884 | 0.71301 |  |  |  |  | 272 | 0.095251
5269 | LEON_LCPCT4 | 4 | South | YES | -0.038952 | 45 | 24 | 45 | 0 | 1.0197 | GGT | -1 | 0.14565 | 45 | 45 |  |  |  |  | -0.14565 | -6.5543 | 0.62097 | 0.71476 |  |  |  |  | 273 | 0.094887
5436 | TUTTL_WBT1G1 | 1 | South | YES | -0.038951 | 48.8 | 20 | 61 | 0 | 1.012 | GST | -1 | 0.14565 | 61 | 61 |  |  |  |  | -0.14565 | -8.8847 | 0.62385 | 0.71714 |  |  |  |  | 274 | 0.094523
5438 | TUTTL_WBT3G3 | 3 | South | YES | -0.038951 | 95 | 25 | 95 | 0 | 1.012 | GST | -1 | 0.14565 | 95 | 95 |  |  |  |  | -0.14565 | -13.8368 | 0.62834 | 0.72084 |  |  |  |  | 275 | 0.094168
5439 | TUTTL_WBT4G4 | 4 | South | YES | -0.038951 | 151 | 40 | 151 | 0 | 1.012 | GST | -1 | 0.14565 | 151 | 151 |  |  |  |  | -0.14565 | -21.9932 | 0.63547 | 0.72673 |  |  |  |  | 276 | 0.093796
5111 | CALAVER_JTD1 | 1 | South | YES | -0.038925 | 430 | 80 | 430 | 0 | 1.0138 | LIGCO | -1 | 0.14562 | 0 | 430 |  |  |  |  | -0.14562 | 0 | 0.63547 | 0.72673 |  |  |  |  | 277 | 0.093291
5112 | CALAVER_JTD2 | 2 | South | YES | -0.038925 | 430 | 80 | 430 | 0 | 1.0138 | LIGCO | -1 | 0.14562 | 0 | 430 |  |  |  |  | -0.14562 | 0 | 0.63547 | 0.72673 |  |  |  |  | 278 | 0.092506
5396 | CALAVER_OWS1 | 1 | South | YES | -0.038914 | 418 | 80 | 418 | 0 | 1.0192 | GST | -1 | 0.14561 | 418 | 418 |  |  |  |  | -0.14561 | -60.8664 | 0.65522 | 0.74302 |  |  |  |  | 279 | 0.091257
5397 | CALAVER_OWS2 | 2 | South | YES | -0.038914 | 400 | 80 | 400 | 0 | 1.0192 | GST | -1 | 0.14561 | 400 | 400 |  |  |  |  | -0.14561 | -58.2454 | 0.67412 | 0.7586 |  |  |  |  | 280 | 0.091257
5028 | BRAUNIG_VHB3 | 3 | South | YES | -0.038901 | 407 | 60 | 407 | 0 | 1.0138 | GST | -1 | 0.1456 | 407 | 407 |  |  |  |  | -0.1456 | -59.2594 | 0.69335 | 0.77446 |  |  |  |  | 281 | 0.091257
7800 | L_GUADGE1_1Y | 1 | South | YES | -0.038096 | 147 | 30 | 147 | 0 | 1.02 | CC | -1 | 0.1448 | 147 | 147 |  |  |  |  | -0.1448 | -21.2849 | 0.70029 | 0.78015 |  |  |  |  | 282 | 0.087796
7801 | L_GUADGE1_2Y | 2 | South | YES | -0.038096 | 138 | 30 | 138 | 0 | 1.02 | CC | -1 | 0.1448 | 138 | 138 |  |  |  |  | -0.1448 | -19.9818 | 0.70681 | 0.7855 |  |  |  |  | 283 | 0.084484
7802 | L_GUADGE1_3Y | 3 | South | YES | -0.038096 | 146 | 30 | 146 | 0 | 1.02 | CC | -1 | 0.1448 | 146 | 146 |  |  |  |  | -0.1448 | -21.1401 | 0.71371 | 0.79116 |  |  |  |  | 284 | 0.081113
7803 | L_GUADGE1_4Y | 4 | South | YES | -0.038096 | 149 | 30 | 149 | 0 | 1.02 | CC | -1 | 0.1448 | 149 | 149 |  |  |  |  | -0.1448 | -21.5745 | 0.72075 | 0.79693 |  |  |  |  | 285 | 0.079863
7804 | L_GUADGE1_5Y | 5 | South | YES | -0.038096 | 182 | 30 | 182 | 0 | 1.02 | CC | -1 | 0.1448 | 182 | 182 |  |  |  |  | -0.1448 | -26.3528 | 0.72935 | 0.80398 |  |  |  |  | 286 | 0.078691
7805 | L_GUADGE1_6Y | 6 | South | YES | -0.038096 | 203 | 30 | 203 | 0 | 1.02 | CC | -1 | 0.1448 | 203 | 203 |  |  |  |  | -0.1448 | -29.3935 | 0.73894 | 0.81185 |  |  |  |  | 287 | 0.07745
58909 | PEARSALLSCG1 | 3 | South | YES | -0.03744 | 0 | 0 | 8.4 |  | 1.027 | Diesel | -1 | 0.14414 | 8.4 | 8.4 |  |  |  |  | -0.14414 | -1.2108 | 0.73933 | 0.81217 |  |  |  |  | 288 | 0.076184
58909 | PEARSALLSCG1 | 4 | South | YES | -0.03744 | 0 | 0 | 8.4 |  | 1.027 | Diesel | -1 | 0.14414 | 8.4 | 8.4 |  |  |  |  | -0.14414 | -1.2108 | 0.73973 | 0.8125 |  |  |  |  | 289 | 0.074637
58909 | PEARSALLSCG1 | 6 | South | YES | -0.03744 | 0 | 0 | 8.4 |  | 1.027 | Diesel | -1 | 0.14414 | 8.4 | 8.4 |  |  |  |  | -0.14414 | -1.2108 | 0.74013 | 0.81282 |  |  |  |  | 290 | 0.072912
58909 | PEARSALLSCG1 | 5 | South | YES | -0.03744 | 0 | 0 | 8.4 |  | 1.027 | Diesel | -1 | 0.14414 | 8.4 | 8.4 |  |  |  |  | -0.14414 | -1.2108 | 0.74052 | 0.81315 |  |  |  |  | 291 | 0.072839
58909 | PEARSALLSCG1 | 1 | South | YES | -0.03744 | 0 | 0 | 8.4 |  | 1.027 | Diesel | -1 | 0.14414 | 8.4 | 8.4 |  |  |  |  | -0.14414 | -1.2108 | 0.74092 | 0.81347 |  |  |  |  | 292 | 0.072766
58909 | PEARSALLSCG1 | 2 | South | YES | -0.03744 | 0 | 0 | 8.4 |  | 1.027 | Diesel | -1 | 0.14414 | 8.4 | 8.4 |  |  |  |  | -0.14414 | -1.2108 | 0.74132 | 0.81379 |  |  |  |  | 293 | 0.072693
58919 | PEARSALLSCG2 | 5 | South | YES | -0.03744 | 0 | 0 | 8.4 |  | 1.027 | Diesel | -1 | 0.14414 | 8.4 | 8.4 |  |  |  |  | -0.14414 | -1.2108 | 0.74172 | 0.81412 |  |  |  |  | 294 | 0.07262
58919 | PEARSALLSCG2 | 6 | South | YES | -0.03744 | 0 | 0 | 8.4 |  | 1.027 | Diesel | -1 | 0.14414 | 8.4 | 8.4 |  |  |  |  | -0.14414 | -1.2108 | 0.74211 | 0.81444 |  |  |  |  | 295 | 0.072547
58919 | PEARSALLSCG2 | 1 | South | YES | -0.03744 | 0 | 0 | 8.4 |  | 1.027 | Diesel | -1 | 0.14414 | 8.4 | 8.4 |  |  |  |  | -0.14414 | -1.2108 | 0.74251 | 0.81477 |  |  |  |  | 296 | 0.072474
58919 | PEARSALLSCG2 | 2 | South | YES | -0.03744 | 0 | 0 | 8.4 |  | 1.027 | Diesel | -1 | 0.14414 | 8.4 | 8.4 |  |  |  |  | -0.14414 | -1.2108 | 0.74291 | 0.81509 |  |  |  |  | 297 | 0.072402
58919 | PEARSALLSCG2 | 4 | South | YES | -0.03744 | 0 | 0 | 8.4 |  | 1.027 | Diesel | -1 | 0.14414 | 8.4 | 8.4 |  |  |  |  | -0.14414 | -1.2108 | 0.7433 | 0.81541 |  |  |  |  | 298 | 0.072329
58919 | PEARSALLSCG2 | 3 | South | YES | -0.03744 | 0 | 0 | 8.4 |  | 1.027 | Diesel | -1 | 0.14414 | 8.4 | 8.4 |  |  |  |  | -0.14414 | -1.2108 | 0.7437 | 0.81574 |  |  |  |  | 299 | 0.072256
58929 | PEARSALLSCG3 | 4 | South | YES | -0.03744 | 0 | 0 | 8.4 |  | 1.027 | Diesel | -1 | 0.14414 | 8.4 | 8.4 |  |  |  |  | -0.14414 | -1.2108 | 0.7441 | 0.81606 |  |  |  |  | 300 | 0.072183
58929 | PEARSALLSCG3 | 6 | South | YES | -0.03744 | 0 | 0 | 8.4 |  | 1.027 | Diesel | -1 | 0.14414 | 8.4 | 8.4 |  |  |  |  | -0.14414 | -1.2108 | 0.74449 | 0.81639 |  |  |  |  | 301 | 0.07211
58929 | PEARSALLSCG3 | 2 | South | YES | -0.03744 | 0 | 0 | 8.4 |  | 1.027 | Diesel | -1 | 0.14414 | 8.4 | 8.4 |  |  |  |  | -0.14414 | -1.2108 | 0.74489 | 0.81671 |  |  |  |  | 302 | 0.072037
58929 | PEARSALLSCG3 | 5 | South | YES | -0.03744 | 0 | 0 | 8.4 |  | 1.027 | Diesel | -1 | 0.14414 | 8.4 | 8.4 |  |  |  |  | -0.14414 | -1.2108 | 0.74529 | 0.81703 |  |  |  |  | 303 | 0.071964
58929 | PEARSALLSCG3 | 1 | South | YES | -0.03744 | 0 | 0 | 8.4 |  | 1.027 | Diesel | -1 | 0.14414 | 8.4 | 8.4 |  |  |  |  | -0.14414 | -1.2108 | 0.74568 | 0.81736 |  |  |  |  | 304 | 0.071891
58929 | PEARSALLSCG3 | 3 | South | YES | -0.03744 | 0 | 0 | 8.4 |  | 1.027 | Diesel | -1 | 0.14414 | 8.4 | 8.4 |  |  |  |  | -0.14414 | -1.2108 | 0.74608 | 0.81768 |  |  |  |  | 305 | 0.071819
58949 | PEARSALLSCG4 | 3 | South | YES | -0.03744 | 0 | 0 | 8.4 |  | 1.027 | Diesel | -1 | 0.14414 | 8.4 | 8.4 |  |  |  |  | -0.14414 | -1.2108 | 0.74648 | 0.81801 |  |  |  |  | 306 | 0.071746
58949 | PEARSALLSCG4 | 2 | South | YES | -0.03744 | 0 | 0 | 8.4 |  | 1.027 | Diesel | -1 | 0.14414 | 8.4 | 8.4 |  |  |  |  | -0.14414 | -1.2108 | 0.74687 | 0.81833 |  |  |  |  | 307 | 0.071673
58949 | PEARSALLSCG4 | 1 | South | YES | -0.03744 | 0 | 0 | 8.4 |  | 1.027 | Diesel | -1 | 0.14414 | 8.4 | 8.4 |  |  |  |  | -0.14414 | -1.2108 | 0.74727 | 0.81865 |  |  |  |  | 308 | 0.0716
58949 | PEARSALLSCG4 | 4 | South | YES | -0.03744 | 0 | 0 | 8.4 |  | 1.027 | Diesel | -1 | 0.14414 | 8.4 | 8.4 |  |  |  |  | -0.14414 | -1.2108 | 0.74767 | 0.81898 |  |  |  |  | 309 | 0.071527
58949 | PEARSALLSCG4 | 6 | South | YES | -0.03744 | 0 | 0 | 8.4 |  | 1.027 | Diesel | -1 | 0.14414 | 8.4 | 8.4 |  |  |  |  | -0.14414 | -1.2108 | 0.74807 | 0.8193 |  |  |  |  | 310 | 0.071454
58949 | PEARSALLSCG4 | 5 | South | YES | -0.03744 | 0 | 0 | 8.4 |  | 1.027 | Diesel | -1 | 0.14414 | 8.4 | 8.4 |  |  |  |  | -0.14414 | -1.2108 | 0.74846 | 0.81962 |  |  |  |  | 311 | 0.071381
7624 | L_LAKEWO9_1Y | 1 | South | YES | -0.036037 | 0 | 0 | 2.4 |  | 1 | Hydro | -1 | 0.14274 | 0 | 0 |  |  |  |  | -0.14274 | 0 | 0.74846 | 0.81962 |  |  |  |  | 312 | 0.071309
7624 | L_LAKEWO9_1Y | 2 | South | YES | -0.036037 | 0 | 0 | 2.4 |  | 1 | Hydro | -1 | 0.14274 | 0 | 0 |  |  |  |  | -0.14274 | 0 | 0.74846 | 0.81962 |  |  |  |  | 313 | 0.071236
7609 | L_SCHUMA8_1Y | 1 | South | YES | -0.035084 | 0 | 0 | 4 |  | 1 | Hydro | -1 | 0.14178 | 0 | 0 |  |  |  |  | -0.14178 | 0 | 0.74846 | 0.81962 |  |  |  |  | 314 | 0.071163
7810 | L_RIONOG1G1Y | 1 | South | YES | -0.034558 | 148 | 0 | 148 | 0 | 1.02 | CC | -1 | 0.14126 | 148 | 148 |  |  |  |  | -0.14126 | -20.9061 | 0.75545 | 0.82522 |  |  |  |  | 315 | 0.071163
7811 | L_RIONOG1G2Y | 2 | South | YES | -0.034558 | 148 | 0 | 148 | 0 | 1.02 | CC | -1 | 0.14126 | 148 | 148 |  |  |  |  | -0.14126 | -20.9061 | 0.76245 | 0.83081 |  |  |  |  | 316 | 0.071163
7812 | L_RIONOG1G3Y | 3 | South | YES | -0.034558 | 154 | 0 | 154 | 0 | 1.02 | CC | -1 | 0.14126 | 154 | 154 |  |  |  |  | -0.14126 | -21.7537 | 0.76972 | 0.83663 |  |  |  |  | 317 | 0.071163
7813 | L_RIONOG1S1Y | 4 | South | YES | -0.034558 | 293 | 0 | 293 | 0 | 1.02 | CC | -1 | 0.14126 | 293 | 293 |  |  |  |  | -0.14126 | -41.3884 | 0.78357 | 0.84771 |  |  |  |  | 318 | 0.069765
7605 | L_MCQUEE9_1Y | 1 | South | YES | -0.034002 | 0 | 0 | 2.4 |  | 1.025 | Hydro | -1 | 0.1407 | 0 | 0 |  |  |  |  | -0.1407 | 0 | 0.78357 | 0.84771 |  |  |  |  | 319 | 0.068367
7605 | L_MCQUEE9_1Y | 2 | South | YES | -0.034002 | 0 | 0 | 2.4 |  | 1.025 | Hydro | -1 | 0.1407 | 0 | 0 |  |  |  |  | -0.1407 | 0 | 0.78357 | 0.84771 |  |  |  |  | 320 | 0.066912
7605 | L_MCQUEE9_1Y | 3 | South | YES | -0.034002 | 0 | 0 | 2.8 |  | 1.025 | Hydro | -1 | 0.1407 | 0 | 0 |  |  |  |  | -0.1407 | 0 | 0.78357 | 0.84771 |  |  |  |  | 321 | 0.064145
7012 | L_FPPYD21_3Y | 3 | South | YES | -0.03105 | 427.5 | 200 | 436 | 0 | 1.02 | LIGCO | -1 | 0.13775 | 0 | 436 |  |  |  |  | -0.13775 | 0 | 0.78357 | 0.84771 |  |  |  |  | 322 | 0.064145
7010 | L_FPPYD11_1Y | 1 | South | YES | -0.030925 | 547.4 | 200 | 606 | 0 | 1.02 | LIGCO | -1 | 0.13762 | 0 | 606 |  |  |  |  | -0.13762 | 0 | 0.78357 | 0.84771 |  |  |  |  | 323 | 0.064145
7011 | L_FPPYD11_2Y | 2 | South | YES | -0.030925 | 552.2 | 200 | 598 | 0 | 1.02 | LIGCO | -1 | 0.13762 | 0 | 598 |  |  |  |  | -0.13762 | 0 | 0.78357 | 0.84771 |  |  |  |  | 324 | 0.064145
7014 | L_HAYSEN1_1Y | 1 | South | YES | -0.030793 | 223.9 | 74 | 223.9 | 0 | 1.008 | CC | -1 | 0.13749 | 223.9 | 223.9 |  |  |  |  | -0.13749 | -30.7846 | 0.79414 | 0.85595 |  |  |  |  | 325 | 0.064145
7015 | L_HAYSEN1_2Y | 2 | South | YES | -0.030793 | 225 | 74 | 225 | 0 | 1.008 | CC | -1 | 0.13749 | 225 | 225 |  |  |  |  | -0.13749 | -30.9358 | 0.80477 | 0.86423 |  |  |  |  | 326 | 0.064145
7016 | L_HAYSEN1_3Y | 3 | South | YES | -0.030793 | 224.6 | 74 | 224.6 | 0 | 1.008 | CC | -1 | 0.13749 | 224.6 | 224.6 |  |  |  |  | -0.13749 | -30.8808 | 0.81538 | 0.87249 |  |  |  |  | 327 | 0.064145
7017 | L_HAYSEN1_4Y | 4 | South | YES | -0.030793 | 226.7 | 74 | 226.7 | 0 | 1.008 | CC | -1 | 0.13749 | 226.7 | 226.7 |  |  |  |  | -0.13749 | -31.1695 | 0.8261 | 0.88083 |  |  |  |  | 328 | 0.061804
7303 | L_WPPGS12_1Y | 1 | South | YES | -0.028814 | 50 | 0 | 50 | 0 | 1.025 | GGT | -1 | 0.13551 | 50 | 50 |  |  |  |  | -0.13551 | -6.7757 | 0.82846 | 0.88264 |  |  |  |  | 329 | 0.059453
7303 | L_WPPGS12_1Y | 2 | South | YES | -0.028814 | 50 | 0 | 50 | 0 | 1.025 | GGT | -1 | 0.13551 | 50 | 50 |  |  |  |  | -0.13551 | -6.7757 | 0.83082 | 0.88446 |  |  |  |  | 330 | 0.057105
7305 | L_WPPGS34_1Y | 3 | South | YES | -0.028814 | 50 | 0 | 50 | 0 | 1.025 | GGT | -1 | 0.13551 | 50 | 50 |  |  |  |  | -0.13551 | -6.7757 | 0.83318 | 0.88627 |  |  |  |  | 331 | 0.054735
7305 | L_WPPGS34_1Y | 4 | South | YES | -0.028814 | 50 | 0 | 50 | 0 | 1.025 | GGT | -1 | 0.13551 | 50 | 50 |  |  |  |  | -0.13551 | -6.7757 | 0.83554 | 0.88808 |  |  |  |  | 332 | 0.054186
7487 | L_CANYHY8_1Y | 1 | South | YES | -0.026947 | 0 | 0 | 6 |  | 1 | Hydro | -1 | 0.13365 | 0 | 0 |  |  |  |  | -0.13365 | 0 | 0.83554 | 0.88808 |  |  |  |  | 333 | 0.053637
7004 | L_SIMGID1_1Y | 1 | South | YES | -0.018099 | 132 | 40 | 132 | 0 | 1.02 | GST | -1 | 0.1248 | 132 | 132 |  |  |  |  | -0.1248 | -16.4734 | 0.84178 | 0.89249 |  |  |  |  | 334 | 0.053088
7005 | L_SIMGID1_2Y | 2 | South | YES | -0.018099 | 133 | 32 | 139 | 0 | 1.02 | GST | -1 | 0.1248 | 139 | 139 |  |  |  |  | -0.1248 | -17.347 | 0.84835 | 0.89713 |  |  |  |  | 335 | 0.052539
7006 | L_SIMGID1_3Y | 3 | South | YES | -0.018099 | 324.9 | 60 | 329 | 0 | 1.02 | GST | -1 | 0.1248 | 329 | 329 |  |  |  |  | -0.1248 | -41.0587 | 0.86389 | 0.90812 |  |  |  |  | 336 | 0.052539
7007 | L_LOSTPI1_1Y | 1 | South | YES | -0.017276 | 158.6 | 110 | 158 | 0 | 1 | CC | -1 | 0.12398 | 158 | 158 |  |  |  |  | -0.12398 | -19.5881 | 0.87136 | 0.91336 |  |  |  |  | 337 | 0.050711
7008 | L_LOSTPI1_2Y | 2 | South | YES | -0.017276 | 157.7 | 107 | 160 | 0 | 1 | CC | -1 | 0.12398 | 160 | 160 |  |  |  |  | -0.12398 | -19.8361 | 0.87892 | 0.91867 |  |  |  |  | 338 | 0.048785
7009 | L_LOSTPI1_3Y | 3 | South | YES | -0.017276 | 173.9 | 72 | 175 | 0 | 1 | CC | -1 | 0.12398 | 175 | 175 |  |  |  |  | -0.12398 | -21.6957 | 0.88718 | 0.92448 |  |  |  |  | 339 | 0.044229
7807 | L_BASTEN1_1Y | 1 | South | YES | -0.015905 | 152.5 | 83.5 | 152.5 | 0 | 1.004 | CC | -1 | 0.1226 | 152.5 | 152.5 |  |  |  |  | -0.1226 | -18.6972 | 0.89439 | 0.92948 |  |  |  |  | 340 | 0.042006
7808 | L_BASTEN1_2Y | 1 | South | YES | -0.015905 | 149.5 | 83.5 | 149.5 | 0 | 1.004 | CC | -1 | 0.1226 | 149.5 | 149.5 |  |  |  |  | -0.1226 | -18.3294 | 0.90145 | 0.93438 |  |  |  |  | 341 | 0.039755
7809 | L_BASTEN1_3Y | 1 | South | YES | -0.015905 | 232.6 | 42 | 232.6 | 0 | 1.004 | CC | -1 | 0.1226 | 232.6 | 232.6 |  |  |  |  | -0.1226 | -28.5178 | 0.91244 | 0.94202 |  |  |  |  | 342 | 0.037292
8262 | ELPS | 1 | South | YES | -0.015125 | 6 | 6 | 6 | 0 | 1.15 | Hydro | -1 | 0.12182 | 0 | 0 |  |  |  |  | -0.12182 | 0 | 0.91244 | 0.94202 |  |  |  |  | 343 | 0.035091
9016 | SANDH_G1 | 1 | South | YES | -0.013046 | 45 | 2 | 49 | 0 | 1.0175 | GGT | -1 | 0.11975 | 49 | 49 |  |  |  |  | -0.11975 | -5.8675 | 0.91476 | 0.94359 |  |  |  |  | 344 | 0.032932
9017 | SANDH_G2 | 2 | South | YES | -0.013046 | 45 | 2 | 46 | 0 | 1.0175 | GGT | -1 | 0.11975 | 46 | 46 |  |  |  |  | -0.11975 | -5.5083 | 0.91693 | 0.94506 |  |  |  |  | 345 | 0.029574
9018 | SANDH_G3 | 3 | South | YES | -0.013046 | 45 | 2 | 46 | 0 | 1.0175 | GGT | -1 | 0.11975 | 46 | 46 |  |  |  |  | -0.11975 | -5.5083 | 0.9191 | 0.94653 |  |  |  |  | 346 | 0.029574
9019 | SANDH_G4 | 4 | South | YES | -0.013046 | 0 | 2 | 47 |  | 1.0175 | GGT | -1 | 0.11975 | 47 | 47 |  |  |  |  | -0.11975 | -5.628 | 0.92132 | 0.94804 |  |  |  |  | 347 | 0.02883
9020 | SANDHG5A | 5A | South | YES | -0.013046 | 150 | 84 | 155 | 0 | 1.0175 | CC | -1 | 0.11975 | 155 | 155 |  |  |  |  | -0.11975 | -18.5606 | 0.92865 | 0.95301 |  |  |  |  | 348 | 0.02813
9021 | SANDHG5C | 5C | South | YES | -0.013046 | 140 | 0 | 148 | 0 | 1.0175 | CC | -1 | 0.11975 | 148 | 148 |  |  |  |  | -0.11975 | -17.7223 | 0.93564 | 0.95775 |  |  |  |  | 349 | 0.027431
7020 | L_AUSTPL1_1Y | 1 | South | YES | -0.012033 | 0 | 0 | 8 |  | 1 | Hydro | -1 | 0.11873 | 0 | 0 |  |  |  |  | -0.11873 | 0 | 0.93564 | 0.95775 |  |  |  |  | 350 | 0.026716
7020 | L_AUSTPL1_1Y | 2 | South | YES | -0.012033 | 0 | 0 | 8 |  | 1 | Hydro | -1 | 0.11873 | 0 | 0 |  |  |  |  | -0.11873 | 0 | 0.93564 | 0.95775 |  |  |  |  | 351 | 0.02436
9000 | DECKR_G1 | 1 | South | YES | -0.011912 | 280 | 50 | 321 | 0 | 1.015 | GST | -1 | 0.11861 | 321 | 321 |  |  |  |  | -0.11861 | -38.0743 | 0.9508 | 0.96794 |  |  |  |  | 352 | 0.02211
9001 | DECKR_G2 | 2 | South | YES | -0.011912 | 400 | 50 | 426 | 0 | 1.015 | GST | -1 | 0.11861 | 426 | 426 |  |  |  |  | -0.11861 | -50.5285 | 0.97093 | 0.98146 |  |  |  |  | 353 | 0.02211
9002 | DECKR_G3 | 3 | South | YES | -0.011052 | 0 | 24 | 42 |  | 1.015 | GGT | -1 | 0.11775 | 42 | 42 |  |  |  |  | -0.11775 | -4.9456 | 0.97291 | 0.98278 |  |  |  |  | 354 | 0.02211
9003 | DECKR_G4 | 4 | South | YES | -0.011052 | 44 | 24 | 44 | 0 | 1.015 | GGT | -1 | 0.11775 | 44 | 44 |  |  |  |  | -0.11775 | -5.1811 | 0.97499 | 0.98417 |  |  |  |  | 355 | 0.017133
9004 | DECKR_G5 | 5 | South | YES | -0.011052 | 44 | 24 | 44 | 0 | 1.015 | GGT | -1 | 0.11775 | 44 | 44 |  |  |  |  | -0.11775 | -5.1811 | 0.97707 | 0.98555 |  |  |  |  | 356 | 0.010528
9005 | DECKR_G6 | 6 | South | YES | -0.011052 | 44 | 24 | 47 | 0 | 1.015 | GGT | -1 | 0.11775 | 47 | 47 |  |  |  |  | -0.11775 | -5.5343 | 0.97929 | 0.98704 |  |  |  |  | 357 | 0.0098669
7031 | L_MARSFO1G1Y | 1 | South | YES | -0.009804 | 0 | 0 | 36 |  | 1 | Hydro | -1 | 0.1165 | 0 | 0 |  |  |  |  | -0.1165 | 0 | 0.97929 | 0.98704 |  |  |  |  | 358 | 0.0091746
7032 | L_MARSFO1G2Y | 2 | South | YES | -0.009804 | 0 | 0 | 35 |  | 1 | Hydro | -1 | 0.1165 | 0 | 0 |  |  |  |  | -0.1165 | 0 | 0.97929 | 0.98704 |  |  |  |  | 359 | 0.0084822
7033 | L_MARSFO1G3Y | 3 | South | YES | -0.009804 | 0 | 0 | 36 |  | 1 | Hydro | -1 | 0.1165 | 0 | 0 |  |  |  |  | -0.1165 | 0 | 0.97929 | 0.98704 |  |  |  |  | 360 | 0.0077426
7028 | L_MARBFA1_1Y | 1 | South | YES | -0.005876 | 0 | 0 | 18 |  | 1 | Hydro | -1 | 0.11258 | 0 | 0 |  |  |  |  | -0.11258 | 0 | 0.97929 | 0.98704 |  |  |  |  | 361 | 0.0077426
7029 | L_MARBFA1_2Y | 2 | South | YES | -0.005876 | 0 | 0 | 18 |  | 1 | Hydro | -1 | 0.11258 | 0 | 0 |  |  |  |  | -0.11258 | 0 | 0.97929 | 0.98704 |  |  |  |  | 362 | 0.0077426
7000 | L_FERGUS1_1Y | 1 | South | YES | -0.003977 | 400 | 65 | 423.3 | 0 | 1.015 | GSC | -1 | 0.11068 | 423.3 | 423.3 |  |  |  |  | -0.11068 | -46.8494 | 0.99929 | 0.99957 |  |  |  |  | 363 | 0.0077426
7035 | L_WIRTZ_1G1Y | 1 | South | YES | -0.003785 | 0 | 0 | 29 |  | 1 | Hydro | -1 | 0.11048 | 0 | 0 |  |  |  |  | -0.11048 | 0 | 0.99929 | 0.99957 |  |  |  |  | 364 | 0.0077426
7036 | L_WIRTZ_1G2Y | 2 | South | YES | -0.003785 | 0 | 0 | 29.7 |  | 1 | Hydro | -1 | 0.11048 | 0 | 0 |  |  |  |  | -0.11048 | 0 | 0.99929 | 0.99957 |  |  |  |  | 365 | 0.0077426
8032 | AMISTADHYD1 | 1 | South | YES | -0.002969 | 33 | 13 | 33 | 0 | 1.03 | Hydro | -1 | 0.10967 | 0 | 0 |  |  |  |  | -0.10967 | 0 | 0.99929 | 0.99957 |  |  |  |  | 366 | 0.00028039
8033 | AMISTADHYD2 | 2 | South | YES | -0.002969 | 25 | 13 | 25 | 0 | 1.03 | Hydro | -1 | 0.10967 | 0 | 0 |  |  |  |  | -0.10967 | 0 | 0.99929 | 0.99957 |  |  |  |  | 367 | 0.00028039
88253 | HAMILTON | F | South | YES | -0.002969 | 0 | 0 | 0 | 0 | 1.04 | BLT | -1 | 0.10967 | 0 | 0 |  |  |  |  | -0.10967 | 0 | 0.99929 | 0.99957 |  |  |  |  | 368 | 0.00028039
5934 | SI_RAY5 | 5 | South | YES | 0 | 0 | 10 | 15 |  | 1.035 | GST | -1 | 0.1067 | 15 | 15 |  |  |  |  | -0.1067 | -1.6005 | 1 | 1 |  |  |  |  | 369 | 0.00028039
8139 | JOS #1 | MB | South | YES | 0 | 0 | 45 | 255 |  | 1.02 | GST | -1 | 0.1067 | 0 | 0 |  |  |  |  | -0.1067 | 0 | 1 | 1 |  |  |  |  | 370 | 0.00028039
8285 | LAR #1 | MB | South | YES | 0 | 0 | 9 | 32 |  | 1.0497 | GST | -1 | 0.1067 | 0 | 0 |  |  |  |  | -0.1067 | 0 | 1 | 1 |  |  |  |  | 371 | 0.00028039
8287 | LAR #2 | MB | South | YES | 0 | 0 | 9 | 32 |  | 1.04 | GST | -1 | 0.1067 | 0 | 0 |  |  |  |  | -0.1067 | 0 | 1 | 1 |  |  |  |  | 372 | 0
8288 | LAR #3 | MB | South | YES | 0 | 0 | 25 | 105 |  | 1.04 | GST | -1 | 0.1067 | 0 | 0 |  |  |  |  | -0.1067 | 0 | 1 | 1 |  |  |  |  | 373 | 0
8388 | BATES0A | MB | South | YES | 0 | 0 | 21 | 71 |  | 1.033 | GST | -1 | 0.1067 | 0 | 0 |  |  |  |  | -0.1067 | 0 | 1 | 1 |  |  |  |  | 374 | 0
8393 | BATES0B | MB | South | YES | 0 | 0 | 25 | 110 |  | 1.03 | GST | -1 | 0.1067 | 0 | 0 |  |  |  |  | -0.1067 | 0 | 1 | 1 |  |  |  |  | 375 | 0
8437 | NUECES_B0C | MB | South | YES | 0 | 0 | 7 | 30 |  | 1.03 | GST | -1 | 0.1067 | 0 | 0 |  |  |  |  | -0.1067 | 0 | 1 | 1 |  |  |  |  | 376 | 0
8438 | NUECES_B0B | MB | South | YES | 0 | 0 | 26 | 169 |  | 1.03 | GST | -1 | 0.1067 | 0 | 0 |  |  |  |  | -0.1067 | 0 | 1 | 1 |  |  |  |  | 377 | 0
39190 | TNSLCGN1__8 | 1 | Houston | YES | 0 | 0 | 10 | 30 |  | 1.03 | Cogen | -1 | 0.1067 | 0 | 0 |  |  | 0 | 0 | -0.1067 | 0 | 1 | 1 |  |  |  |  | 378 | 0
7026 | L_INKSDA1_1Y | 1 | South | YES | 0.002661 | 0 | 0 | 13.7 |  | 1 | Hydro | -1 | 0.10404 | 0 | 0 |  |  |  |  | -0.10404 | 0 | 1 | 1 |  |  |  |  | 379 | 0
7022 | L_BUCHAN1_1Y | 1 | South | YES | 0.003191 | 0 | 0 | 18 |  | 1 | Hydro | -1 | 0.10351 | 0 | 0 |  |  |  |  | -0.10351 | 0 | 1 | 1 |  |  |  |  | 380 | 0
7023 | L_BUCHAN1_2Y | 2 | South | YES | 0.003191 | 0 | 0 | 18 |  | 1 | Hydro | -1 | 0.10351 | 0 | 0 |  |  |  |  | -0.10351 | 0 | 1 | 1 |  |  |  |  | 381 | 0
7024 | L_BUCHAN1_3Y | 3 | South | YES | 0.003191 | 0 | 0 | 15 |  | 1 | Hydro | -1 | 0.10351 | 0 | 0 |  |  |  |  | -0.10351 | 0 | 1 | 1 |  |  |  |  | 382 | 0
3432 | SANDOW_4G | 4 | South | YES | 0.015119 | 580 | 225 | 580 |  | 1.029 | LIGCO | -1 | 0.09158 | 0 | 580 |  |  |  |  | -0.09158 | 0 | 1 | 1 |  |  |  |  | 383 | 0
13432 | SANDOW_5G | 5 | South | YES | 0.029043 | 581 | 225 | 581 |  | 1.029 | LIGCO | -1 | 0.077656 | 0 | 581 |  |  |  |  | -0.077656 | 0 | 1 | 1 |  |  |  |  | 384 | 0
60202 | FRNDDRCS | F | West | YES | 0.073281 | 0 | 0 | 0 | 0 | 0.9985 | AVR | 1 | 0.19274 | 0 | 0 |  |  |  |  | 0.19274 | 0 | [6 empty] | 385 | 0
3416 | LAKE_CRK1_G | 1 | North | YES | 0.077385 | 60 | 33 | 75 |  | 1.029 | GST | 1 | 0.19684 | 75 | 75 | 5.8039 | 75 |  |  | 0.19684 | 14.7631 | [6 empty] | 386 | 0
3417 | LAKE_CRK2_G | 2 | North | YES | 0.077385 | 177.6 | 40 | 222 | 0 | 1.029 | GST | 1 | 0.19684 | 222 | 222 | 17.1795 | 222 |  |  | 0.19684 | 43.6989 | [6 empty] | 387 | 0
3403 | THOUSE_1G | 1 | North | YES | 0.078487 | 563 | 200 | 563 | 0 | 1.012 | GSC | 1 | 0.19794 | 563 | 563 | 44.1882 | 563 |  |  | 0.19794 | 111.4424 | [6 empty] | 388 | 0
3404 | THOUSE_2G | 2 | North | YES | 0.078487 | 807 | 250 | 807 | 0 | 1.012 | GSC | 1 | 0.19794 | 807 | 807 | 63.339 | 807 |  |  | 0.19794 | 159.7407 | [6 empty] | 389 | 0
238 | BOSQUESW505 | 1 | North | YES | 0.079761 | 255 | 0 | 255 | 0 | 1.02 | CC | 1 | 0.19922 | 255 | 255 | 20.3391 | 255 |  |  | 0.19922 | 50.8006 | [6 empty] | 390 | 0
239 | BOSQUESW502 | 1 | North | YES | 0.079761 | 119.2 | 0 | 149 | 0 | 1.02 | GGT | 1 | 0.19922 | 149 | 149 | 11.8844 | 149 |  |  | 0.19922 | 29.6835
247 | BOSQUESW501 | 2 | North | YES | 0.079761 | 124.8 | 0 | 156 | 0 | 1.02 | GGT | 1 | 0.19922 | 156 | 156 | 12.4427 | 156 |  |  | 0.19922 | 31.078
251 | BOSQUESW803 | 2 | North | YES | 0.081983 | 150 | 0 | 150 | 0 | 1.032 | CC | 1 | 0.20144 | 150 | 150 | 12.2974 | 150 |  |  | 0.20144 | 30.216
253 | BOSQUESW804 | 2 | North | YES | 0.081983 | 80 | 0 | 80 | 0 | 1.032 | CC | 1 | 0.20144 | 80 | 80 | 6.5586 | 80 |  |  | 0.20144 | 16.1152
60018 | DSKY1 | 1 | West | YES | 0.082312 | 21 | 0 | 84 | 0 | 1.023 | Wind | 1 | 0.20177 | 0 | 84 |  |  |  |  | 0.20177 | 16.9486
60000 | DSKY2 | 1 | West | YES | 0.082464 | 19.1 | 0 | 76.5 |  | 1.039 | Wind | 1 | 0.20192 | 0 | 76.5 |  |  |  |  | 0.20192 | 15.447
60017 | ORNNWP1 | 1 | West | YES | 0.082895 | 20 | 0 | 80 |  | 1.027 | Wind | 1 | 0.20235 | 0 | 80 |  |  |  |  | 0.20235 | 16.1882
38437 | TNSRBNMESA9 | 1 | West | YES | 0.084624 | 37.5 | 0 | 150 | 0 | 1.02 | Wind | 1 | 0.20408 | 0 | 150 |  |  |  |  | 0.20408 | 30.6121
38332 | TNWDWRDU2_8 | 1 | West | YES | 0.084673 | 20 | 0 | 80 | 0 | 1.0232 | Wind | 1 | 0.20413 | 0 | 80 |  |  |  |  | 0.20413 | 16.3304
60016 | WOODWRD11A | 1 | West | YES | 0.084685 | 20 | 0 | 80 |  | 1.033 | Wind | 1 | 0.20414 | 0 | 80 |  |  |  |  | 0.20414 | 16.3314
6016 | SWMESA | 1 | West | YES | 0.084745 | 18.8 | 0 | 75 |  | 1.03 | Wind | 1 | 0.2042 | 0 | 75 |  |  |  |  | 0.2042 | 15.3151
60003 | KING_NE1A | 1 | West | YES | 0.084745 | 20 | 0 | 80 |  | 1.03 | Wind | 1 | 0.2042 | 0 | 80 |  |  |  |  | 0.2042 | 16.3362
60005 | KING_SE1A | 1 | West | YES | 0.084745 | 10 | 0 | 40 |  | 1.035 | Wind | 1 | 0.2042 | 0 | 40 |  |  |  |  | 0.2042 | 8.1681
60201 | RIO DRCS | F | West | YES | 0.084839 | 0 | 0 | 0 | 0 | 1.025 | AVR | 1 | 0.2043 | 0 | 0 |  |  |  |  | 0.2043 | 0
60007 | KING_SW1A | 1 | West | YES | 0.085071 | 20 | 0 | 80 |  | 1.03 | Wind | 1 | 0.20453 | 0 | 80 |  |  |  |  | 0.20453 | 16.3622
60019 | KING_NW1A | 1 | West | YES | 0.085071 | 20 | 0 | 80 |  | 1.03 | Wind | 1 | 0.20453 | 0 | 80 |  |  |  |  | 0.20453 | 16.3622
244 | WHITNYDM01 | 1 | North | YES | 0.085256 | 15 | 0 | 15 | 0 | 1.035 | Hydro | 1 | 0.20471 | 0 | 0 | 0 | 0 |  |  | 0.20471 | 0
245 | WHITNYDM02 | 2 | North | YES | 0.085256 | 15 | 0 | 15 | 0 | 1.035 | Hydro | 1 | 0.20471 | 0 | 0 | 0 | 0 |  |  | 0.20471 | 0
1349 | WESTXWIN_1G | 1 | West | YES | 0.089758 | 1.3 | 0 | 6.6 |  | 1.014 | Wind | 1 | 0.20921 | 0 | 6.6 |  |  |  |  | 0.20921 | 1.3808
1350 | NWPWRG1_1G | 1 | West | YES | 0.089758 | 6.9 | 1 | 34.3 |  | 1.014 | Wind | 1 | 0.20921 | 0 | 34.3 |  |  |  |  | 0.20921 | 7.1761
60057 | CALLAHAN1A | 1 | West | YES | 0.090022 | 22.8 | 0 | 114 | 0 | 1.04 | Wind | 1 | 0.20948 | 0 | 114 |  |  |  |  | 0.20948 | 23.8806
1002 | PBCTAGE_1G | A | West | YES | 0.090093 | 64 | 64 | 66 | 0 | 1.036 | GGT | 1 | 0.20955 | 66 | 66 |  |  |  |  | 0.20955 | 13.8303
1003 | PBCTBGE_2G | B | West | YES | 0.090093 | 65 | 65 | 66 | 0 | 1.036 | GGT | 1 | 0.20955 | 66 | 66 |  |  |  |  | 0.20955 | 13.8303
1004 | PBCTCGE_3G | C | West | YES | 0.090093 | 62 | 62 | 67 | 0 | 1.036 | GGT | 1 | 0.20955 | 67 | 67 |  |  |  |  | 0.20955 | 14.0398
1005 | PBCTDGE_4G | D | West | YES | 0.090093 | 65 | 65 | 68 | 0 | 1.036 | GGT | 1 | 0.20955 | 68 | 68 |  |  |  |  | 0.20955 | 14.2494
1006 | PBCTEGE_5G | E | West | YES | 0.090093 | 65 | 65 | 67 | 0 | 1.036 | GGT | 1 | 0.20955 | 67 | 67 |  |  |  |  | 0.20955 | 14.0398
1007 | PB5GEN_6G | 5 | West | YES | 0.090093 | 91.2 | 40 | 114 | 0 | 1.036 | GST | 1 | 0.20955 | 114 | 114 |  |  |  |  | 0.20955 | 23.8887
1008 | PB6GEN_7G | 6 | West | YES | 0.090093 | 515 | 130 | 515 | 0 | 1.036 | GST | 1 | 0.20955 | 515 | 515 |  |  |  |  | 0.20955 | 107.9182
7038 | L_DELAWA1_1Y | 1 | West | YES | 0.090145 | 3.5 | 0 | 35 | 0 | 1 | Wind | 1 | 0.2096 | 0 | 35 |  |  |  |  | 0.2096 | 7.3361
7038 | L_DELAWA1_1Y | 2 | West | YES | 0.090145 | 3 | 0 | 30 | 0 | 1 | Wind | 1 | 0.2096 | 0 | 30 |  |  |  |  | 0.2096 | 6.2881
11147 | NOTREES_1G | 1 | West | YES | 0.090246 | 29.8 | 0 | 149 | 0 | 1.017 | Wind | 1 | 0.2097 | 0 | 149 |  |  |  |  | 0.2097 | 31.2457
76091 | L_DIVIDE1_1N | W1 | West | YES | 0.090248 | 22.5 | 0 | 112.5 |  | 1.02 | Wind | 1 | 0.2097 | 0 | 112.5 |  |  |  |  | 0.2097 | 23.5918
76095 | L_CAPRSI1_1N | W1 | West | YES | 0.090248 | 29.9 | 0 | 149.5 | 0 | 1.02 | Wind | 1 | 0.2097 | 0 | 149.5 |  |  |  |  | 0.2097 | 31.3509
76096 | L_CAPRSI1_2N | W1 | West | YES | 0.090248 | 37.2 | 0 | 186 | 0 | 1.02 | Wind | 1 | 0.2097 | 0 | 186 |  |  |  |  | 0.2097 | 39.0051
76097 | L_CAPRGE1_1N | W1 | West | YES | 0.090248 | 42.9 | 0 | 214.5 | 0 | 1.02 | Wind | 1 | 0.2097 | 0 | 214.5 |  |  |  |  | 0.2097 | 44.9817
76031 | L_GASCCR1_1N | W1 | West | YES | 0.09051 | 30 | 0 | 150 | 0 | 1.02 | Wind | 1 | 0.20997 | 0 | 150 |  |  |  |  | 0.20997 | 31.495
1320 | BSP 1 | 1 | West | YES | 0.090728 | 25.5 | 2.9 | 25.8 | 0 | 1 | Cogen | 1 | 0.21018 | 0 | 0 |  |  |  |  | 0.21018 | 0
1326 | STANTONW_8 | 1 | West | YES | 0.090819 | 20.1 | 0 | 100.5 |  | 1.01 | Wind | 1 | 0.21028 | 0 | 100.5 |  |  |  |  | 0.21028 | 21.1327
11020 | TIEHVSG_1G | 1 | West | YES | 0.090852 | 208.2 | 63 | 208.2 | 0 | 1.012 | CC | 1 | 0.21031 | 208.2 | 208.2 |  |  |  |  | 0.21031 | 43.7863
11021 | TIEHVCG_1G | 1 | West | YES | 0.090852 | 142.1 | 103 | 142.1 | 0 | 1.012 | CC | 1 | 0.21031 | 142.1 | 142.1 |  |  |  |  | 0.21031 | 29.8849
11022 | TIEHVCG_2G | 1 | West | YES | 0.090852 | 132.4 | 103 | 132.4 | 0 | 1.012 | CC | 1 | 0.21031 | 132.4 | 132.4 |  |  |  |  | 0.21031 | 27.8449
11023 | TIEHVCG_3G | 1 | West | YES | 0.090852 | 137.4 | 103 | 137.4 | 0 | 1.012 | CC | 1 | 0.21031 | 137.4 | 137.4 |  |  |  |  | 0.21031 | 28.8964
11024 | TIEHVCG_4G | 1 | West | YES | 0.090852 | 147 | 103 | 147 | 0 | 1.012 | CC | 1 | 0.21031 | 147 | 147 |  |  |  |  | 0.21031 | 30.9154
11025 | TIEHVSG_2G | 1 | West | YES | 0.090852 | 213.2 | 63 | 213.2 | 0 | 1.012 | CC | 1 | 0.21031 | 213.2 | 213.2 |  |  |  |  | 0.21031 | 44.8379
11001 | NAV1CT | 1 | West | YES | 0.090861 | 70.4 | 18 | 70.4 | 0 | 1.029 | CC | 1 | 0.21032 | 70.4 | 70.4 |  |  |  |  | 0.21032 | 14.8064
11009 | NAV2CT | 1 | West | YES | 0.090861 | 71.4 | 18 | 71.4 | 0 | 1.029 | CC | 1 | 0.21032 | 71.4 | 71.4 |  |  |  |  | 0.21032 | 15.0167
11011 | NAV3ST | 1 | West | YES | 0.090861 | 92.8 | 40 | 92.8 | 0 | 1.029 | CC | 1 | 0.21032 | 92.8 | 92.8 |  |  |  |  | 0.21032 | 19.5175
11012 | NAV4CT | 1 | West | YES | 0.090861 | 80 | 18 | 80 | 0 | 1.029 | CC | 1 | 0.21032 | 80 | 80 |  |  |  |  | 0.21032 | 16.8254
11013 | NAV5CT | 1 | West | YES | 0.090861 | 80 | 18 | 80 | 0 | 1.029 | CC | 1 | 0.21032 | 80 | 80 |  |  |  |  | 0.21032 | 16.8254
11014 | NAV6ST | 1 | West | YES | 0.090861 | 115 | 40 | 115 | 0 | 1.029 | CC | 1 | 0.21032 | 115 | 115 |  |  |  |  | 0.21032 | 24.1866
1328 | OCOTILLO_1G | 1 | West | YES | 0.090908 | 11.6 | 0 | 58 |  | 1.01 | Wind | 1 | 0.21036 | 0 | 58 |  |  |  |  | 0.21036 | 12.2012
1333 | MCDDONAL_8 | 1 | West | YES | 0.091041 | 42.8 | 0 | 214.2 |  | 1.01 | Wind | 1 | 0.2105 | 0 | 214.2 |  |  |  |  | 0.2105 | 45.0887
1327 | WILDHRSE_1G | 1 | West | YES | 0.091204 | 0 | 0 | 120 |  | 1 | Wind | 1 | 0.21066 | 0 | 120 |  |  |  |  | 0.21066 | 25.2793
1360 | GUNSIGHT_8 | 1 | West | YES | 0.091231 | 0 | 0 | 120 |  | 1.01 | Wind | 1 | 0.21069 | 0 | 120 |  |  |  |  | 0.21069 | 25.2826
11320 | COYOTE_1G | 1 | West | YES | 0.091434 | 22.5 | 0 | 225 |  | 1 | Wind | 1 | 0.21089 | 0 | 225 |  |  |  |  | 0.21089 | 47.4505
11309 | BULLCREK_2G | 1 | West | YES | 0.091482 | 20.9 | 0 | 180 |  | 1 | Wind | 1 | 0.21094 | 0 | 180 |  |  |  |  | 0.21094 | 37.969
11310 | BULLCREK_1G | 1 | West | YES | 0.091482 | 15.1 | 0 | 180 |  | 1 | Wind | 1 | 0.21094 | 0 | 180 |  |  |  |  | 0.21094 | 37.969
1045 | CALENG1G_1G | 1 | West | YES | 0.091495 | 73.4 | 27 | 73.4 | 0 | 1.014 | Cogen | 1 | 0.21095 | 0 | 0 |  |  |  |  | 0.21095 | 0
1046 | CALENG2G_2G | 2 | West | YES | 0.091495 | 73.4 | 27 | 73.4 | 0 | 1.014 | Cogen | 1 | 0.21095 | 0 | 0 |  |  |  |  | 0.21095 | 0
1047 | CALENG3G_3G | 3 | West | YES | 0.091495 | 70.4 | 27 | 70.4 | 0 | 1.014 | Cogen | 1 | 0.21095 | 0 | 0 |  |  |  |  | 0.21095 | 0
1058 | LONGSHORE_5 | 1 | West | YES | 0.091643 | 30 | 0 | 150 |  | 1.01 | Wind | 1 | 0.2111 | 0 | 150 |  |  |  |  | 0.2111 | 31.665
1058 | LONGSHORE_5 | 2 | West | YES | 0.091643 | 44 | 0 | 220 |  | 1.01 | Wind | 1 | 0.2111 | 0 | 220 |  |  |  |  | 0.2111 | 46.442
11065 | ELBOWCK_1G | 1 | West | YES | 0.091643 | 23.4 | 0 | 121.9 | 0 | 1 | Wind | 1 | 0.2111 | 0 | 121.9 |  |  |  |  | 0.2111 | 25.7331
60058 | BUFF_GAP1A | 1 | West | YES | 0.091693 | 24 | 0 | 120 |  | 1 | Wind | 1 | 0.21115 | 0 | 120 |  |  |  |  | 0.21115 | 25.338
60060 | CIRELLO | 1 | West | YES | 0.091693 | 46.6 | 0 | 233 | 0 | 1 | Wind | 1 | 0.21115 | 0 | 233 |  |  |  |  | 0.21115 | 49.1979
60063 | BUFF_GAP1B | 1 | West | YES | 0.091693 | 34 | 0 | 170.2 | 0 | 1.02 | Wind | 1 | 0.21115 | 0 | 170.2 |  |  |  |  | 0.21115 | 35.9377
60066 | H_HOLLOW1A | 1 | West | YES | 0.091693 | 44.4 | 0 | 222 | 0 | 1.005 | Wind | 1 | 0.21115 | 0 | 222 |  |  |  |  | 0.21115 | 46.8753
60068 | HHOLLOW21A | 1 | West | YES | 0.091693 | 36.8 | 0 | 184 | 0 | 1.025 | Wind | 1 | 0.21115 | 0 | 184 |  |  |  |  | 0.21115 | 38.8516
60070 | HHOLLOW31A | 1 | West | YES | 0.091693 | 44.8 | 0 | 224 | 0 | 1.025 | Wind | 1 | 0.21115 | 0 | 224 |  |  |  |  | 0.21115 | 47.2976
60072 | HHOLLOW41A | 1 | West | YES | 0.091693 | 23 | 0 | 115 | 0 | 1.025 | Wind | 1 | 0.21115 | 0 | 115 |  |  |  |  | 0.21115 | 24.2822
1037 | MORGAN5G_5G | 5 | West | YES | 0.091733 | 109.6 | 40 | 137 | 0 | 1.029 | GST | 1 | 0.21119 | 137 | 137 |  |  |  |  | 0.21119 | 28.933
1039 | MRGNAG_1G | A | West | YES | 0.091733 | 69 | 69 | 69 | 0 | 1.029 | GGT | 1 | 0.21119 | 69 | 69 |  |  |  |  | 0.21119 | 14.5721
1040 | MRGNBG_2G | B | West | YES | 0.091733 | 70 | 70 | 71 | 0 | 1.029 | GGT | 1 | 0.21119 | 71 | 71 |  |  |  |  | 0.21119 | 14.9945
1041 | MRGNCG_3G | C | West | YES | 0.091733 | 69 | 69 | 70 | 0 | 1.029 | GGT | 1 | 0.21119 | 70 | 70 |  |  |  |  | 0.21119 | 14.7833
1042 | MRGNDG_4G | D | West | YES | 0.091733 | 68 | 68 | 68 | 0 | 1.029 | GGT | 1 | 0.21119 | 68 | 68 |  |  |  |  | 0.21119 | 14.3609
1043 | MRGNEG_5G | E | West | YES | 0.091733 | 68 | 68 | 70 | 0 | 1.029 | GGT | 1 | 0.21119 | 70 | 70 |  |  |  |  | 0.21119 | 14.7833
1044 | MRGNFG_6G | F | West | YES | 0.091733 | 66 | 66 | 66 | 0 | 1.029 | GGT | 1 | 0.21119 | 66 | 66 |  |  |  |  | 0.21119 | 13.9385
6637 | SNYDERW1A | 1 | West | YES | 0.091761 | 12.6 | 0 | 63 | 0 | 1.025 | Wind | 1 | 0.21122 | 0 | 63 |  |  |  |  | 0.21122 | 13.3067
1068 | SCURRYCW_1G | 1 | West | YES | 0.091812 | 28.2 | 1.3 | 141 | 0 | 1.0217 | Wind | 1 | 0.21127 | 0 | 141 |  |  |  |  | 0.21127 | 29.7889
1073 | SCURRYCW_2G | 2 | West | YES | 0.091812 | 24 | 0 | 120 | 0 | 1.0217 | Wind | 1 | 0.21127 | 0 | 120 |  |  |  |  | 0.21127 | 25.3523
1061 | CIELOGEN_1G | 1 | West | YES | 0.09182 | 19.8 | 0 | 99 |  | 1 | Wind | 1 | 0.21128 | 0 | 99 |  |  |  |  | 0.21128 | 20.9164
1062 | CIELOGEN_2G | 1 | West | YES | 0.09182 | 12.2 | 0 | 61 |  | 1 | Wind | 1 | 0.21128 | 0 | 61 |  |  |  |  | 0.21128 | 12.8879
1069 | KINDERMG_1G | 1 | West | YES | 0.09182 | 25 | 5 | 25 | 0 | 1.017 | Cogen | 1 | 0.21128 | 0 | 0 |  |  |  |  | 0.21128 | 0
1070 | KINDERMG_2G | 1 | West | YES | 0.09182 | 45.7 | 12 | 45.7 | 0 | 1.017 | Cogen | 1 | 0.21128 | 0 | 0 |  |  |  |  | 0.21128 | 0
1071 | KINDERMG_3G | 1 | West | YES | 0.09182 | 45.7 | 12 | 45.7 | 0 | 1.017 | Cogen | 1 | 0.21128 | 0 | 0 |  |  |  |  | 0.21128 | 0
36998 | RDCNYNG1 | 1 | West | YES | 0.091951 | 16.8 | 0 | 84 |  | 1.01 | Wind | 1 | 0.21141 | 0 | 84 |  |  |  |  | 0.21141 | 17.7583
1343 | TRENTIPP_8 | 1 | West | YES | 0.092031 | 30 | 0 | 150 |  | 1.014 | Wind | 1 | 0.21149 | 0 | 150 |  |  |  |  | 0.21149 | 31.7232
1354 | AEPWIND_8 | 1 | West | YES | 0.092031 | 20.2 | 0 | 101 |  | 1 | Wind | 1 | 0.21149 | 0 | 101 |  |  |  |  | 0.21149 | 21.3603
6407 | TURKTRAK1A | 1 | West | YES | 0.09218 | 33.9 | 0 | 169.5 | 0 | 1.025 | Wind | 1 | 0.21164 | 0 | 169.5 |  |  |  |  | 0.21164 | 35.8725
71051 | L_BITTCR1_1N | W1 | West | YES | 0.092511 | 7.5 | 0 | 37.5 |  | 1.02 | Wind | 1 | 0.21197 | 0 | 37.5 |  |  |  |  | 0.21197 | 7.9488
71054 | L_SWEETW1_1N | W1 | West | YES | 0.092511 | 21.5 | 0 | 107.5 |  | 1.02 | Wind | 1 | 0.21197 | 0 | 107.5 |  |  |  |  | 0.21197 | 22.7866
71057 | L_SWEETW1_2N | W1 | West | YES | 0.092511 | 27 | 0 | 135 |  | 1.02 | Wind | 1 | 0.21197 | 0 | 135 |  |  |  |  | 0.21197 | 28.6157
71059 | L_SWEETW1_3N | W1 | West | YES | 0.092511 | 23.8 | 0 | 119 | 0 | 1.02 | Wind | 1 | 0.21197 | 0 | 119 |  |  |  |  | 0.21197 | 25.2242
71060 | L_SWEETW1_4N | W1 | West | YES | 0.092511 | 21 | 0 | 105 | 0 | 1.02 | Wind | 1 | 0.21197 | 0 | 105 |  |  |  |  | 0.21197 | 22.2566
71061 | L_SWEETW1_5N | W1 | West | YES | 0.092511 | 16.1 | 0 | 80.5 | 0 | 1.02 | Wind | 1 | 0.21197 | 0 | 80.5 |  |  |  |  | 0.21197 | 17.0634
6144 | MCADOO1A | 1 | West | YES | 0.09253 | 15 | 0 | 150 | 0 | 1.025 | Wind | 1 | 0.21199 | 0 | 150 |  |  |  |  | 0.21199 | 31.798
11056 | ROSCOE_1G | 1 | West | YES | 0.092548 | 41.8 | 0 | 209 |  | 1 | Wind | 1 | 0.212 | 0 | 209 |  |  |  |  | 0.212 | 44.309
11057 | CHAMPION_1G | 1 | West | YES | 0.092548 | 25.3 | 0 | 126.5 |  | 1 | Wind | 1 | 0.212 | 0 | 126.5 |  |  |  |  | 0.212 | 26.8186
11058 | PYRON_1G | 1 | West | YES | 0.092548 | 49.8 | 0 | 249 |  | 1 | Wind | 1 | 0.212 | 0 | 249 |  |  |  |  | 0.212 | 52.7892
11059 | INADALE_1G | 1 | West | YES | 0.092548 | 39.4 | 0 | 197 |  | 1 | Wind | 1 | 0.212 | 0 | 197 |  |  |  |  | 0.212 | 41.765
1643 | SLSTR1PP_1G | 1 | North | YES | 0.09282 | 6 | 0 | 60 | 0 | 1.022 | Wind | 1 | 0.21228 | 0 | 60 | 5.5692 | 60 |  |  | 0.21228 | 12.7366
1416 | SWETWATR_1G | 1 | West | YES | 0.092898 | 30 | 18 | 30 | 0 | 1.026 | CC | 1 | 0.21235 | 30 | 30 |  |  |  |  | 0.21235 | 6.3706
1417 | SWETWATR_2G | 2 | West | YES | 0.092898 | 72 | 36 | 72 | 0 | 1.026 | CC | 1 | 0.21235 | 72 | 72 |  |  |  |  | 0.21235 | 15.2896
1418 | SWETWATR_3G | 3 | West | YES | 0.092898 | 68 | 36 | 68 | 0 | 1.026 | CC | 1 | 0.21235 | 68 | 68 |  |  |  |  | 0.21235 | 14.4401
1419 | SWETWATR_4G | 4 | West | YES | 0.092898 | 61 | 36 | 61 | 0 | 1.026 | CC | 1 | 0.21235 | 61 | 61 |  |  |  |  | 0.21235 | 12.9537
60081 | WHRLWIND1A | 1 | West | YES | 0.093292 | 12 | 0 | 60 | 0 | 1.03 | Wind | 1 | 0.21275 | 0 | 60 |  |  |  |  | 0.21275 | 12.7649
1437 | MESQUITW_1G | 1 | North | YES | 0.094522 | 40 | 0 | 400 | 0 | 1.023 | Wind | 1 | 0.21398 | 0 | 400 | 37.8088 | 400 |  |  | 0.21398 | 85.5916
1438 | MESQUITW_2G | 1 | North | YES | 0.094525 | 23.6 | 0 | 236 |  | 1.017 | Wind | 1 | 0.21398 | 0 | 236 | 22.3079 | 236 |  |  | 0.21398 | 50.4997
1442 | COKFIELD_5 | 1 | North | YES | 0.095166 | 16.5 | 0 | 165 |  | 1.029 | Wind | 1 | 0.21462 | 0 | 165 | 15.7024 | 165 |  |  | 0.21462 | 35.4128
6100 | OKLA7A | EQ | West | YES | 0.095678 | 50 | -220 | 220 | 0 | 1.035 | DCTie | 1 | 0.21513 | 0 | 0 |  |  |  |  | 0.21513 | 0
6752 | OKLA0A | 1 | West | YES | 0.095678 | 649.7 | 175 | 649.7 | 0 | 1.035 | LIGCO | 1 | 0.21513 | 0 | 649.7 |  |  |  |  | 0.21513 | 139.7732
1433 | GRHAMSES_1G | 1 | North | YES | 0.096617 | 242 | 60 | 242 | 0 | 1.038 | GST | 1 | 0.21607 | 242 | 242 | 23.3813 | 242 |  |  | 0.21607 | 52.2899
332 | RWMILLER01 | 1 | North | YES | 0.096693 | 58.4 | 18.5 | 73 | 0 | 1.04 | GST | 1 | 0.21615 | 73 | 73 | 7.0586 | 73 |  |  | 0.21615 | 15.7789
333 | RWMILLER02 | 2 | North | YES | 0.096693 | 95.2 | 37 | 119 | 0 | 1.04 | GST | 1 | 0.21615 | 119 | 119 | 11.5065 | 119 |  |  | 0.21615 | 25.7218
334 | RWMILLER03 | 3 | North | YES | 0.096693 | 166.4 | 65 | 208 | 0 | 1.04 | GST | 1 | 0.21615 | 208 | 208 | 20.1121 | 208 |  |  | 0.21615 | 44.9592
335 | RWMILLER04 | 4 | North | YES | 0.096693 | 81.6 | 0 | 102 | 0 | 1.04 | GST | 1 | 0.21615 | 102 | 102 | 9.8627 | 102 |  |  | 0.21615 | 22.0473
336 | RWMILLER05 | 5 | North | YES | 0.096693 | 80.8 | 0 | 101 | 0 | 1.04 | GST | 1 | 0.21615 | 101 | 101 | 9.766 | 101 |  |  | 0.21615 | 21.8311
1432 | GRHAMSES_2G | 2 | North | YES | 0.097197 | 294.9 | 90 | 366 | 0 | 1.014 | GST | 1 | 0.21665 | 366 | 366 | 35.5741 | 366 |  |  | 0.21665 | 79.2953
1479 | WFCOGEN_1G | 1 | North | YES | 0.097281 | 16 | 12 | 20 | 0 | 1 | Cogen | 1 | 0.21674 | 0 | 0 | 0 | 0 |  |  | 0.21674 | 0
1479 | WFCOGEN_1G | 2 | North | YES | 0.097281 | 16 | 12 | 20 | 0 | 1 | Cogen | 1 | 0.21674 | 0 | 0 | 0 | 0 |  |  | 0.21674 | 0
1482 | WFCOGEN_2G | 2 | North | YES | 0.097281 | 13.6 | 12 | 17 | 0 | 1 | Cogen | 1 | 0.21674 | 0 | 0 | 0 | 0 |  |  | 0.21674 | 0
1482 | WFCOGEN_2G | 1 | North | YES | 0.097281 | 16 | 12 | 20 | 0 | 1 | Cogen | 1 | 0.21674 | 0 | 0 | 0 | 0 |  |  | 0.21674 | 0
1600 | BARTNWND_1G | 1 | North | YES | 0.097432 | 12 | 0 | 120 | 0 | 1.022 | Wind | 1 | 0.21689 | 0 | 120 | 11.6918 | 120 |  |  | 0.21689 | 26.0267
344 | MRSSHPRD | 1 | North | YES | 0.09758 | 0 | 0 | 12 |  | 1.03 | Hydro | 1 | 0.21704 | 0 | 0 | 0 | 0 |  |  | 0.21704 | 0
345 | MRSSHPRD01 | 2 | North | YES | 0.09758 | 0 | 0 | 12 |  | 1.03 | Hydro | 1 | 0.21704 | 0 | 0 | 0 | 0 |  |  | 0.21704 | 0
366 | JNSNCNTY802 | 1 | North | YES | 0.097904 | 168 | 20 | 168 | 0 | 1.02 | Cogen | 1 | 0.21736 | 0 | 0 | 0 | 0 |  |  | 0.21736 | 0
367 | JNSNCNTY802 | 2 | North | YES | 0.097904 | 90 | 20 | 90 | 0 | 1.02 | Cogen | 1 | 0.21736 | 0 | 0 | 0 | 0 |  |  | 0.21736 | 0
1892 | DECRDOVA_2G | A | North | YES | 0.098526 | 65 | 65 | 70 | 0 | 1.025 | GGT | 1 | 0.21798 | 70 | 70 | 6.8968 | 70 |  |  | 0.21798 | 15.2588
1893 | DECRDOVA_3G | B | North | YES | 0.098526 | 65 | 65 | 69 | 0 | 1.025 | GGT | 1 | 0.21798 | 69 | 69 | 6.7983 | 69 |  |  | 0.21798 | 15.0408
1894 | DECRDOVA_4G | C | North | YES | 0.098526 | 65 | 65 | 69 | 0 | 1.025 | GGT | 1 | 0.21798 | 69 | 69 | 6.7983 | 69 |  |  | 0.21798 | 15.0408
1895 | DECRDOVA_5G | D | North | YES | 0.098526 | 65 | 65 | 68 | 0 | 1.025 | GGT | 1 | 0.21798 | 68 | 68 | 6.6998 | 68 |  |  | 0.21798 | 14.8228
503 | NTHTEXAS01 | 1 | North | YES | 0.098545 | 0 | 5 | 18 |  | 1.015 | GST | 1 | 0.218 | 18 | 18 | 1.7738 | 18 |  |  | 0.218 | 3.924
504 | NTHTEXAS02 | 2 | North | YES | 0.098545 | 14.4 | 5 | 18 |  | 1.015 | GST | 1 | 0.218 | 18 | 18 | 1.7738 | 18 |  |  | 0.218 | 3.924
505 | NTHTEXAS03 | 3 | North | YES | 0.098545 | 30.4 | 15 | 38 |  | 1.015 | GST | 1 | 0.218 | 38 | 38 | 3.7447 | 38 |  |  | 0.218 | 8.2841
1898 | COMCHEPK_1G | 1 | North | YES | 0.099052 | 1217 | 1150 | 1217 | 0 | 1.032 | Nuc | 1 | 0.21851 | 0 | 0 | 0 | 0 |  |  | 0.21851 | 0
1899 | COMCHEPK_2G | 2 | North | YES | 0.099052 | 1159 | 1128 | 1159 | 0 | 1.032 | Nuc | 1 | 0.21851 | 0 | 0 | 0 | 0 |  |  | 0.21851 | 0
1453 | WCPWRCO_1G | 1 | North | YES | 0.099184 | 204 | 50 | 204 | 0 | 1.02 | CC | 1 | 0.21864 | 204 | 204 | 20.2335 | 204 |  |  | 0.21864 | 44.6027
1454 | WCPWRCO_2G | 2 | North | YES | 0.099184 | 204 | 50 | 204 | 0 | 1.02 | CC | 1 | 0.21864 | 204 | 204 | 20.2335 | 204 |  |  | 0.21864 | 44.6027
1455 | WCPWRCO_3G | 3 | North | YES | 0.099184 | 242 | 50 | 242 |  | 1.02 | CC | 1 | 0.21864 | 242 | 242 | 24.0025 | 242 |  |  | 0.21864 | 52.9111
1877 | WLFHOLW_1G | 1 | North | YES | 0.099337 | 217.3 | 89.2 | 217.3 | 0 | 1.032 | CC | 1 | 0.21879 | 217.3 | 217.3 | 21.5859 | 217.3 |  |  | 0.21879 | 47.5439
1878 | WLFHOLW_2G | 2 | North | YES | 0.099337 | 215.7 | 105 | 215.7 | 0 | 1.032 | CC | 1 | 0.21879 | 215.7 | 215.7 | 21.427 | 215.7 |  |  | 0.21879 | 47.1938
1879 | WLFHOLW_3G | 3 | North | YES | 0.099337 | 272.4 | 89.2 | 272.4 | 0 | 1.032 | CC | 1 | 0.21879 | 272.4 | 272.4 | 27.0594 | 272.4 |  |  | 0.21879 | 59.5995
1889 | DECRDOVA_1G | 1 | North | YES | 0.099538 | 779 | 255 | 779 | 0 | 1.02 | GSC | 1 | 0.21899 | 779 | 779 | 77.5401 | 779 |  |  | 0.21899 | 170.597
580 | JCKCNTY801 | 1 | North | YES | 0.099867 | 288 | 0 | 288 | 0 | 1.022 | CC | 1 | 0.21932 | 288 | 288 | 28.7617 | 288 |  |  | 0.21932 | 63.1653
581 | JCKCNTY802 | 2 | North | YES | 0.099867 | 147 | 0 | 147 | 0 | 1.022 | CC | 1 | 0.21932 | 147 | 147 | 14.6804 | 147 |  |  | 0.21932 | 32.2406
582 | JCKCNTY803 | 3 | North | YES | 0.099867 | 147 | 0 | 147 | 0 | 1.022 | CC | 1 | 0.21932 | 147 | 147 | 14.6804 | 147 |  |  | 0.21932 | 32.2406
1937 | MDLTHELP_5G | 5 | North | YES | 0.10029 | 224 | 74 | 224 | 0 | 1 | CC | 1 | 0.21974 | 224 | 224 | 22.4643 | 224 |  |  | 0.21974 | 49.2226
1938 | MDLTHELP_6G | 6 | North | YES | 0.10029 | 226 | 74 | 226 | 0 | 1 | CC | 1 | 0.21974 | 226 | 226 | 22.6649 | 226 |  |  | 0.21974 | 49.6621
1943 | MDLTHELP_3G | 3 | North | YES | 0.10029 | 212 | 74 | 212 | 0 | 1 | CC | 1 | 0.21974 | 212 | 212 | 21.2608 | 212 |  |  | 0.21974 | 46.5857
1944 | MDLTHELP_4G | 4 | North | YES | 0.10029 | 211 | 74 | 211 | 0 | 1 | CC | 1 | 0.21974 | 211 | 211 | 21.1606 | 211 |  |  | 0.21974 | 46.366
1861 | EAGLEMNT_1G | MB | North | YES | 0.10093 | 0 | 30 | 112 |  | 1.022 | GST | 1 | 0.22039 | 0 | 0 | 0 | 0 |  |  | 0.22039 | 0
1862 | EAGLEMNT_2G | MB | North | YES | 0.10093 | 0 | 40 | 100 |  | 1.022 | GST | 1 | 0.22039 | 0 | 0 | 0 | 0 |  |  | 0.22039 | 0
1863 | EAGLEMNT_3G | MB | North | YES | 0.10093 | 0 | 50 | 378 |  | 1.022 | GST | 1 | 0.22039 | 0 | 0 | 0 | 0 |  |  | 0.22039 | 0
728 | WOLFRIDGE801 | 1 | North | YES | 0.10135 | 11.2 | 0 | 112.5 | 0 | 0.99 | Wind | 1 | 0.2208 | 0 | 112.5 | 11.4014 | 112.5 |  |  | 0.2208 | 24.8403
1941 | MDLTHELP_1G | 1 | North | YES | 0.10137 | 216.4 | 74 | 216.4 | 0 | 1 | CC | 1 | 0.22083 | 216.4 | 216.4 | 21.9367 | 216.4 |  |  | 0.22083 | 47.7872
1942 | MDLTHELP_2G | 2 | North | YES | 0.10137 | 216.1 | 74 | 216.1 | 0 | 1 | CC | 1 | 0.22083 | 216.1 | 216.1 | 21.9063 | 216.1 |  |  | 0.22083 | 47.7209
1947 | HANDLEY_3G | 3 | North | YES | 0.10138 | 316 | 100 | 395 | 0 | 1.022 | GST | 1 | 0.22084 | 395 | 395 | 40.0451 | 395 |  |  | 0.22084 | 87.2306
1949 | HANDLEY_5G | 5 | North | YES | 0.10138 | 348 | 150 | 435 | 0 | 1.022 | GST | 1 | 0.22084 | 435 | 435 | 44.1003 | 435 |  |  | 0.22084 | 96.0641
1948 | HANDLEY_4G | 4 | North | YES | 0.10156 | 348 | 150 | 435 | 0 | 1.022 | GST | 1 | 0.22102 | 435 | 435 | 44.1799 | 435 |  |  | 0.22102 | 96.1437
923 | SPENCER_G4 | 1 | North | YES | 0.10234 | 48 | 20 | 61 | 0 | 1.03 | GST | 1 | 0.2218 | 61 | 61 | 6.2429 | 61 |  |  | 0.2218 | 13.5298
924 | SPENCER_G5 | 1 | North | YES | 0.10234 | 52 | 20 | 66 | 0 | 1.03 | GST | 1 | 0.2218 | 66 | 66 | 6.7546 | 66 |  |  | 0.2218 | 14.6388
12322 | ENNSTRAC_1G | 1 | North | YES | 0.10419 | 196 | 130 | 196 | 0 | 1.036 | CC | 1 | 0.22365 | 196 | 196 | 20.421 | 196 |  |  | 0.22365 | 43.8346
12323 | ENNSTRAC_2G | 2 | North | YES | 0.10419 | 116 | 100 | 116 | 0 | 1.036 | CC | 1 | 0.22365 | 116 | 116 | 12.0859 | 116 |  |  | 0.22365 | 25.9429
2381 | NTHLK1_G | 1 | North | YES | 0.10422 | 0 | 35 | 156 |  | 1.022 | GST | 1 | 0.22368 | 156 | 156 | 16.2586 | 156 |  |  | 0.22368 | 34.8939
2382 | NTHLK2_G | 2 | North | YES | 0.10422 | 0 | 35 | 181 |  | 1.022 | GST | 1 | 0.22368 | 181 | 181 | 18.8642 | 181 |  |  | 0.22368 | 40.4859
2383 | NTHLK3_G | 3 | North | YES | 0.10422 | 0 | 50 | 329 |  | 1.022 | GST | 1 | 0.22368 | 329 | 329 | 34.289 | 329 |  |  | 0.22368 | 73.5904
2371 | COLLIN_1G | MB | North | YES | 0.10442 | 0 | 40 | 138 |  | 1.022 | GST | 1 | 0.22387 | 0 | 0 | 0 | 0 |  |  | 0.22387 | 0
6948 | DENISNDM | 1 | North | YES | 0.10497 | 40 | 5 | 40 |  | 1.015 | Hydro | 1 | 0.22443 | 0 | 0 | 0 | 0 |  |  | 0.22443 | 0
6948 | DENISNDM | 2 | North | YES | 0.10497 | 31 | 5 | 40 |  | 1.015 | Hydro | 1 | 0.22443 | 0 | 0 | 0 | 0 |  |  | 0.22443 | 0
2413 | MTCK6_G | 6 | North | YES | 0.10514 | 0 | 30 | 118 |  | 1.022 | GST | 1 | 0.2246 | 118 | 118 | 12.4064 | 118 |  |  | 0.2246 | 26.5023
2414 | MTCK7_G | 7 | North | YES | 0.10514 | 0 | 30 | 115 |  | 1.022 | GST | 1 | 0.2246 | 115 | 115 | 12.091 | 115 |  |  | 0.2246 | 25.8285
2417 | MTCK8_G | 8 | North | YES | 0.10514 | 444.8 | 60 | 556 | 0 | 1.022 | GSC | 1 | 0.2246 | 556 | 556 | 58.4573 | 556 |  |  | 0.2246 | 124.8753
1687 | VALLEY_1G | 1 | North | YES | 0.10515 | 136 | 15 | 170 | 0 | 1.029 | GST | 1 | 0.2246 | 170 | 170 | 17.8752 | 170 |  |  | 0.2246 | 38.1828
1688 | VALLEY_2G | 2 | North | YES | 0.10515 | 527 | 90 | 527 | 0 | 1.029 | GSC | 1 | 0.2246 | 527 | 527 | 55.413 | 527 |  |  | 0.2246 | 118.3668
1689 | VALLEY_3G | 3 | North | YES | 0.10537 | 0 | 25 | 375 |  | 1.003 | GST | 1 | 0.22483 | 375 | 375 | 39.5149 | 375 |  |  | 0.22483 | 84.3112
11691 | KMICHICT1_G | 1 | North | YES | 0.10537 | 144 | 80 | 144 | 0 | 1.026 | CC | 1 | 0.22483 | 144 | 144 | 15.1737 | 144 |  |  | 0.22483 | 32.3755
11692 | KMICHICT2_G | 2 | North | YES | 0.10537 | 146 | 80 | 146 | 0 | 1.026 | CC | 1 | 0.22483 | 146 | 146 | 15.3845 | 146 |  |  | 0.22483 | 32.8252
11693 | KMICHIST3_G | 3 | North | YES | 0.10537 | 312 | 60 | 312 | 0 | 1.026 | CC | 1 | 0.22483 | 312 | 312 | 32.8764 | 312 |  |  | 0.22483 | 70.1469
11694 | KMICHICT4_G | 4 | North | YES | 0.10537 | 144 | 80 | 144 | 0 | 1.026 | CC | 1 | 0.22483 | 144 | 144 | 15.1737 | 144 |  |  | 0.22483 | 32.3755
11695 | KMICHICT5_G | 5 | North | YES | 0.10537 | 148 | 80 | 148 | 0 | 1.026 | CC | 1 | 0.22483 | 148 | 148 | 15.5952 | 148 |  |  | 0.22483 | 33.2748
11696 | KMICHIST6_G | 6 | North | YES | 0.10537 | 310 | 60 | 310 | 0 | 1.026 | CC | 1 | 0.22483 | 310 | 310 | 32.6656 | 310 |  |  | 0.22483 | 69.6973
1678 | LAMARPWR_1G | 1 | North | YES | 0.10547 | 160 | 67.7 | 160 | 0 | 1.038 | CC | 1 | 0.22493 | 160 | 160 | 16.8757 | 160 |  |  | 0.22493 | 35.9888
1679 | LAMARPWR_2G | 2 | North | YES | 0.10547 | 156 | 67.7 | 156 | 0 | 1.038 | CC | 1 | 0.22493 | 156 | 156 | 16.4538 | 156 |  |  | 0.22493 | 35.0891
1680 | LAMARPWR_3G | 3 | North | YES | 0.10547 | 196 | 129.1 | 196 | 0 | 1.038 | CC | 1 | 0.22493 | 196 | 196 | 20.6727 | 196 |  |  | 0.22493 | 44.0863
1681 | LAMARPWR_4G | 4 | North | YES | 0.10547 | 156 | 67.7 | 156 | 0 | 1.038 | CC | 1 | 0.22493 | 156 | 156 | 16.4538 | 156 |  |  | 0.22493 | 35.0891
1682 | LAMARPWR_5G | 5 | North | YES | 0.10547 | 157 | 67.7 | 157 | 0 | 1.038 | CC | 1 | 0.22493 | 157 | 157 | 16.5593 | 157 |  |  | 0.22493 | 35.314
1683 | LAMARPWR_6G | 6 | North | YES | 0.10547 | 198 | 129.1 | 198 | 0 | 1.038 | CC | 1 | 0.22493 | 198 | 198 | 20.8837 | 198 |  |  | 0.22493 | 44.5361
1675 | PEC_1G | 1 | North | YES | 0.10554 | 76.7 | 35 | 76.7 | 0 | 1.022 | Cogen | 1 | 0.225 | 0 | 0 | 0 | 0 |  |  | 0.225 | 0
1676 | PEC_2G | 2 | North | YES | 0.10554 | 79.6 | 35 | 79.6 | 0 | 1.022 | Cogen | 1 | 0.225 | 0 | 0 | 0 | 0 |  |  | 0.225 | 0
1677 | PEC_3G | 3 | North | YES | 0.10554 | 88.4 | 35 | 88.4 | 0 | 1.022 | Cogen | 1 | 0.225 | 0 | 0 | 0 | 0 |  |  | 0.225 | 0
1701 | MOSES_1G | 1 | North | YES | 0.10565 | 558 | 175 | 558 | 0 | 1.023 | LIGCO | 1 | 0.22511 | 0 | 558 | 58.9538 | 558 |  |  | 0.22511 | 125.6108
1702 | MOSES_2G | 2 | North | YES | 0.10565 | 579 | 175 | 579 | 0 | 1.023 | LIGCO | 1 | 0.22511 | 0 | 579 | 61.1725 | 579 |  |  | 0.22511 | 130.3381
1703 | MOSES_3G | 3 | North | YES | 0.10565 | 808 | 463 | 808 | 0 | 1.023 | LIGCO | 1 | 0.22511 | 0 | 808 | 85.3668 | 808 |  |  | 0.22511 | 181.888
5925 | DCEAST | EQ | North | YES | 0.10565 | 400.3 | -600 | 600 | 0 | 1.025 | DCTie | 1 | 0.22511 | 0 | 0 | 0 | 0 |  |  | 0.22511 | 0
842 | OLINGER_G1 | 1 | North | YES | 0.10586 | 55.4 | 20 | 79 | 0 | 1.03 | GST | 1 | 0.22532 | 79 | 79 | 8.363 | 79 |  |  | 0.22532 | 17.8001
843 | OLINGER_G2 | 1 | North | YES | 0.10586 | 76.2 | 25 | 110 | 0 | 1.03 | GST | 1 | 0.22532 | 110 | 110 | 11.6447 | 110 |  |  | 0.22532 | 24.785
844 | OLINGER_G3 | 1 | North | YES | 0.10586 | 103.9 | 45 | 150 | 0 | 1.03 | GST | 1 | 0.22532 | 150 | 150 | 15.8791 | 150 |  |  | 0.22532 | 33.7977
845 | OLINGER_G4 | 1 | North | YES | 0.10586 | 51.9 | 0 | 76 | 0 | 1.03 | GGT | 1 | 0.22532 | 76 | 76 | 8.0454 | 76 |  |  | 0.22532 | 17.1242
837 | NEWMAN_G5 | 1 | North | YES | 0.10588 | 0 | 15 | 40 |  | 1.01 | GST | 1 | 0.22534 | 40 | 40 | 4.2352 | 40 |  |  | 0.22534 | 9.0134
949 | STEAM2 | 1 | North | YES | 0.10601 | 26 | 8 | 26 | 0 | 0.99 | GST | 1 | 0.22546 | 26 | 26 | 2.7562 | 26 |  |  | 0.22546 | 5.8621
950 | STEAM3 | 1 | North | YES | 0.10601 | 41 | 13 | 42 | 0 | 1.02 | GST | 1 | 0.22546 | 42 | 42 | 4.4523 | 42 |  |  | 0.22546 | 9.4695
948 | STEAM1 | 1 | North | YES | 0.10601 | 0 | 12 | 20 |  | 1.02 | GST | 1 | 0.22546 | 20 | 20 | 2.1202 | 20 |  |  | 0.22546 | 4.5093
12440 | PARKD_1SVC8 | 1 | North | YES | 0.10628 | 0 | 0 | 0 | 0 | 1.007 | GST | 1 | 0.22573 | 0 | 0 | 0 | 0 |  |  | 0.22573 | 0
12449 | PARKD_2SVC8 | 1 | North | YES | 0.10628 | 0 | 0 | 0 | 0 | 1.007 | GST | 1 | 0.22573 | 0 | 0 | 0 | 0 |  |  | 0.22573 | 0
2451 | LKHB1_G | 1 | North | YES | 0.10633 | 0 | 80 | 391 |  | 1.022 | GST | 1 | 0.22579 | 391 | 391 | 41.5746 | 391 |  |  | 0.22579 | 88.2823
2452 | LKHB2_G | 2 | North | YES | 0.10633 | 516 | 80 | 516 | 0 | 1.022 | GST | 1 | 0.22579 | 516 | 516 | 54.8658 | 516 |  |  | 0.22579 | 116.5055
12411 | FPLEFR1A_G | 1 | North | YES | 0.10689 | 161 | 72 | 161 | 0 | 1 | CC | 1 | 0.22635 | 161 | 161 | 17.2095 | 161 |  |  | 0.22635 | 36.442
12412 | FPLEFR1B_G | 2 | North | YES | 0.10689 | 164 | 72 | 164 | 0 | 1 | CC | 1 | 0.22635 | 164 | 164 | 17.5301 | 164 |  |  | 0.22635 | 37.1211
12413 | FPLEFR1C_G | 3 | North | YES | 0.10689 | 164 | 72 | 164 | 0 | 1 | CC | 1 | 0.22635 | 164 | 164 | 17.5301 | 164 |  |  | 0.22635 | 37.1211
12414 | FPLEFR1S_G | 4 | North | YES | 0.10689 | 414 | 191 | 414 | 0 | 1 | CC | 1 | 0.22635 | 414 | 414 | 44.2529 | 414 |  |  | 0.22635 | 93.708
12421 | FPLEFR2A_G | 1 | North | YES | 0.10689 | 162 | 72 | 162 | 0 | 1 | CC | 1 | 0.22635 | 162 | 162 | 17.3163 | 162 |  |  | 0.22635 | 36.6684
12422 | FPLEFR2B_G | 2 | North | YES | 0.10689 | 161 | 72 | 161 | 0 | 1 | CC | 1 | 0.22635 | 161 | 161 | 17.2095 | 161 |  |  | 0.22635 | 36.442
12423 | FPLEFR2C_G | 3 | North | YES | 0.10689 | 163 | 72 | 163 | 0 | 1 | CC | 1 | 0.22635 | 163 | 163 | 17.4232 | 163 |  |  | 0.22635 | 36.8947
12424 | FPLEFR2S_G | 4 | North | YES | 0.10689 | 415 | 191 | 415 | 0 | 1 | CC | 1 | 0.22635 | 415 | 415 | 44.3598 | 415 |  |  | 0.22635 | 93.9344
3126 | TRINIDAD_6G | 1 | North | YES | 0.10708 | 179.2 | 46 | 224 | 0 | 1 | GST | 1 | 0.22654 | 224 | 224 | 23.9859 | 224 |  |  | 0.22654 | 50.7443
3097 | MARTLAKE_1G | 1 | North | YES | 0.10994 | 790 | 500 | 790 | 0 | 1.017 | LIGCO | 1 | 0.22939 | 0 | 790 | 86.8502 | 790 |  |  | 0.22939 | 181.2212
3098 | MARTLAKE_2G | 2 | North | YES | 0.10994 | 795 | 461 | 795 | 0 | 1.017 | LIGCO | 1 | 0.22939 | 0 | 795 | 87.3999 | 795 |  |  | 0.22939 | 182.3682
3099 | MARTLAKE_3G | 3 | North | YES | 0.10994 | 804 | 500 | 804 | 0 | 1.017 | LIGCO | 1 | 0.22939 | 0 | 804 | 88.3893 | 804 |  |  | 0.22939 | 184.4327
13116 | TGATEWAY_1G | 1 | North | YES | 0.11037 | 151 | 30 | 151 | 0 | 1.0232 | CC | 1 | 0.22983 | 151 | 151 | 16.6663 | 151 |  |  | 0.22983 | 34.7043
13117 | TGATEWAY_2G | 2 | North | YES | 0.11037 | 130 | 30 | 130 | 0 | 1.0232 | CC | 1 | 0.22983 | 130 | 130 | 14.3485 | 130 |  |  | 0.22983 | 29.8779
13118 | TGATEWAY_3G | 3 | North | YES | 0.11037 | 148 | 30 | 148 | 0 | 1.0232 | CC | 1 | 0.22983 | 148 | 148 | 16.3352 | 148 |  |  | 0.22983 | 34.0148
13119 | TGATEWAY_4G | 4 | North | YES | 0.11037 | 399 | 65 | 399 | 0 | 1.0232 | CC | 1 | 0.22983 | 399 | 399 | 44.0388 | 399 |  |  | 0.22983 | 91.7021
3348 | CHAMPION_1G | MB | North | YES | 0.11077 | 0 | 42 | 42 |  | 1 | Cogen | 1 | 0.23023 | 0 | 0 | 0 | 0 |  |  | 0.23023 | 0
3309 | ASPN_G | 1 | North | YES | 0.11081 | 50 | 0 | 50 |  | 1 | Bio | 1 | 0.23027 | 50 | 50 | 5.5407 | 50 |  |  | 0.23027 | 11.5135
3107 | STRYKER_1G | 1 | North | YES | 0.11088 | 145.6 | 45 | 182 | 0 | 1.029 | GST | 1 | 0.23034 | 182 | 182 | 20.1805 | 182 |  |  | 0.23034 | 41.9217
3108 | STRYKER_2G | 2 | North | YES | 0.11088 | 484 | 75 | 484 | 0 | 1.029 | GST | 1 | 0.23034 | 484 | 484 | 53.6669 | 484 |  |  | 0.23034 | 111.484
13134 | CALFREST_4G | 4 | North | YES | 0.1152 | 151.5 | 40 | 151.5 | 0 | 1.031 | CC | 1 | 0.23465 | 151.5 | 151.5 | 17.4523 | 151.5 |  |  | 0.23465 | 35.5501
13135 | CALFREST_5G | 5 | North | YES | 0.1152 | 152.3 | 57 | 152.3 | 0 | 1.031 | CC | 1 | 0.23465 | 152.3 | 152.3 | 17.5445 | 152.3 |  |  | 0.23465 | 35.7378
13136 | CALFREST_6G | 6 | North | YES | 0.1152 | 177.5 | 40 | 177.5 | 0 | 1.031 | CC | 1 | 0.23465 | 177.5 | 177.5 | 20.4475 | 177.5 |  |  | 0.23465 | 41.6511
13131 | CALFREST_1G | 1 | North | YES | 0.11541 | 150.7 | 40 | 150.7 | 0 | 1.031 | CC | 1 | 0.23486 | 150.7 | 150.7 | 17.3918 | 150.7 |  |  | 0.23486 | 35.394
13132 | CALFREST_2G | 2 | North | YES | 0.11541 | 151 | 57 | 151 | 0 | 1.031 | CC | 1 | 0.23486 | 151 | 151 | 17.4265 | 151 |  |  | 0.23486 | 35.4645
13133 | CALFREST_3G | 3 | North | YES | 0.11541 | 177.4 | 40 | 177.4 | 0 | 1.031 | CC | 1 | 0.23486 | 177.4 | 177.4 | 20.4732 | 177.4 |  |  | 0.23486 | 41.6649
3381 | BBRN_1G | 1 | North | YES | 0.1164 | 618 | 225 | 618 | 0 | 1.03 | LIGCO | 1 | 0.23586 | 0 | 618 | 71.9352 | 618 |  |  | 0.23586 | 145.7596
3382 | BBRN_2G | 2 | North | YES | 0.1164 | 589 | 225 | 589 | 0 | 1.03 | LIGCO | 1 | 0.23586 | 0 | 589 | 68.5596 | 589 |  |  | 0.23586 | 138.9197
48721 | LEG_1___1 | 1 | North | YES | 0.12857 | 827 | 357 | 827 | 0 | 1.0348 | LIGCO | 1 | 0.24802 | 0 | 827 | 106.3233 | 827 |  |  | 0.24802 | 205.1141
48722 | LEG_2___2 | 2 | North | YES | 0.12857 | 819 | 357 | 819 | 0 | 1.0348 | LIGCO | 1 | 0.24802 | 0 | 819 | 105.2947 | 819 |  |  | 0.24802 | 203.13
39960 | TNTNPONE_18 | 1 | North | YES | 0.13632 | 152.3 | 30 | 152.3 |  | 1.04 | LIGCO | 1 | 0.25578 | 0 | 152.3 | 20.7618 | 152.3 |  |  | 0.25578 | 38.9551
39970 | TNTNPONE_28 | 1 | North | YES | 0.13632 | 153 | 30 | 153 |  | 1.04 | LIGCO | 1 | 0.25578 | 0 | 153 | 20.8573 | 153 |  |  | 0.25578 | 39.1342
32883 | BRYN_DNSBY3 | 1 | North | YES | 0.13963 | 0 | 2 | 48 |  | 1.015 | GST | 1 | 0.25908 | 48 | 48 | 6.7021 | 48 |  |  | 0.25908 | 12.4361
32884 | BRYN_DNSBY13 | 1 | North | YES | 0.13963 | 46 | 2 | 46 | 0 | 1.015 | GST | 1 | 0.25908 | 46 | 46 | 6.4229 | 46 |  |  | 0.25908 | 11.9179
32892 | BRYN_DNSBY14 | 1 | North | YES | 0.13963 | 84 | 25 | 105 | 0 | 1.035 | GST | 1 | 0.25908 | 105 | 105 | 14.6609 | 105 |  |  | 0.25908 | 27.2039
48671 | FTR_GT1_5105 | 1 | North | YES | 0.14226 | 154.2 | 0 | 154.2 | 0 | 1.0319 | CC | 1 | 0.26171 | 154.2 | 154.2 | 21.9362 | 154.2 |  |  | 0.26171 | 40.3564
48672 | FTR_GT2_5110 | 2 | North | YES | 0.14226 | 159 | 0 | 159 | 0 | 1.0319 | CC | 1 | 0.26171 | 159 | 159 | 22.619 | 159 |  |  | 0.26171 | 41.6127
48673 | FTR_GT3_5085 | 3 | North | YES | 0.14226 | 158 | 0 | 158 | 0 | 1.0319 | CC | 1 | 0.26171 | 158 | 158 | 22.4768 | 158 |  |  | 0.26171 | 41.351
48674 | FTR_CN4_5095 | 4 | North | YES | 0.14226 | 380 | 0 | 380 | 0 | 1.0319 | CC | 1 | 0.26171 | 380 | 380 | 54.058 | 380 |  |  | 0.26171 | 99.4517
32886 | BRYN_ATKINS3 | MB | North | YES | 0.14307 | 0 | 5 | 12 |  | 1 | GST | 1 | 0.26253 | 0 | 0 | 0 | 0 |  |  | 0.26253 | 0
32887 | BRYN_ATKINS6 | MB | North | YES | 0.14307 | 0 | 12 | 51 |  | 1.028 | GST | 1 | 0.26253 | 0 | 0 | 0 | 0 |  |  | 0.26253 | 0
32888 | BRYN_ATKINS7 | 1 | North | YES | 0.14307 | 13.6 | 4 | 17 |  | 1.028 | GGT | 1 | 0.26253 | 17 | 17 | 2.4323 | 17 |  |  | 0.26253 | 4.463
32890 | BRYN_ATKINS4 | MB | North | YES | 0.14307 | 0 | 5 | 22 |  | 1.031 | GST | 1 | 0.26253 | 0 | 0 | 0 | 0 |  |  | 0.26253 | 0
32891 | BRYN_ATKINS5 | MB | North | YES | 0.14307 | 0 | 5 | 25 |  | 1.031 | GST | 1 | 0.26253 | 0 | 0 | 0 | 0 |  |  | 0.26253 | 0
32798 | BRYN_TAMUGEN | 1 | North | YES | 0.14485 | 32 | 0 | 32 |  | 1.02 | GST | 1 | 0.2643 | 32 | 32 | 4.6351 | 32 |  |  | 0.2643 | 8.4577
990 | GIBN_CREK_G1 | 1 | North | YES | 0.15621 | 463 | 200 | 463 | 0 | 1.0275 | LIGCO | 1 | 0.27566 | 0 | 463 | 72.3229 | 463 |  |  | 0.27566 | 127.6315
Note on AL4: Zonal Cap - Zonal Impact

## Distributed Slack - Bound Gen
Number of Bus | Name of Bus | ID | Area Name of Gen | AGC | P Sensitivity of Bus | Gen MW | Min MW | Max MW | V Sensitivity of Bus | Set Volt | Tech Type | Zone Impact | Zone Correlation | Inc Max | Dec Max | Souce S.F. Weighting | Souce Capacity | Sink S.F. Weighting | Sink Capacity | PTDF Calc | PTDF Weighting | max of zone correlation | 0.077656 |  |  | Neg PTDF weight | Pos PTDF weight
13432 | SANDOW_5G | 5 | South | YES | 0.029043 | 581 | 225 | 581 |  | 1.029 | LIGCO | -1 | 0.077656 | 0 | 581 |  |  |  |  | -0.077656 | 0 |  |  |  |  | 0 | 0
3432 | SANDOW_4G | 4 | South | YES | 0.015119 | 580 | 225 | 580 |  | 1.029 | LIGCO | -1 | 0.09158 | 0 | 580 |  |  |  |  | -0.09158 | 0 |  |  |  |  | 0 | 0
7022 | L_BUCHAN1_1Y | 1 | South | YES | 0.003191 | 0 | 0 | 18 |  | 1 | Hydro | -1 | 0.10351 | 0 | 0 |  |  |  |  | -0.10351 | 0 |  |  |  |  | 0 | 0
7023 | L_BUCHAN1_2Y | 2 | South | YES | 0.003191 | 0 | 0 | 18 |  | 1 | Hydro | -1 | 0.10351 | 0 | 0 |  |  |  |  | -0.10351 | 0 |  |  | Weighted Shift Factors |  | 0 | 0
7024 | L_BUCHAN1_3Y | 3 | South | YES | 0.003191 | 0 | 0 | 15 |  | 1 | Hydro | -1 | 0.10351 | 0 | 0 |  |  |  |  | -0.10351 | 0 |  |  | North | 0.1067 | 0 | 0
7026 | L_INKSDA1_1Y | 1 | South | YES | 0.002661 | 0 | 0 | 13.7 |  | 1 | Hydro | -1 | 0.10404 | 0 | 0 |  |  |  |  | -0.10404 | 0 |  |  | Houston | -0.11946 | 0 | 0
5934 | SI_RAY5 | 5 | South | YES | 0 | 0 | 10 | 15 |  | 1.035 | GST | -1 | 0.1067 | 15 | 15 |  |  |  |  | -0.1067 | -1.6005 |  |  |  |  | 0 | 0
8139 | JOS #1 | MB | South | YES | 0 | 0 | 45 | 255 |  | 1.02 | GST | -1 | 0.1067 | 0 | 0 |  |  |  |  | -0.1067 | 0 | Houston |  |  |  | 0 | 0
8285 | LAR #1 | MB | South | YES | 0 | 0 | 9 | 32 |  | 1.0497 | GST | -1 | 0.1067 | 0 | 0 |  |  |  |  | -0.1067 | 0 | Line Rating |  | 1450 |  | 0 | 0
8287 | LAR #2 | MB | South | YES | 0 | 0 | 9 | 32 |  | 1.04 | GST | -1 | 0.1067 | 0 | 0 |  |  |  |  | -0.1067 | 0 | Impact Counter to Zone: |  | 0 |  | 0 | 0
8288 | LAR #3 | MB | South | YES | 0 | 0 | 25 | 105 |  | 1.04 | GST | -1 | 0.1067 | 0 | 0 |  |  |  |  | -0.1067 | 0 |  |  | 0% |  | 0 | 0
8388 | BATES0A | MB | South | YES | 0 | 0 | 21 | 71 |  | 1.033 | GST | -1 | 0.1067 | 0 | 0 |  |  |  |  | -0.1067 | 0 |  |  |  |  | 0 | 0
8393 | BATES0B | MB | South | YES | 0 | 0 | 25 | 110 |  | 1.03 | GST | -1 | 0.1067 | 0 | 0 |  |  |  |  | -0.1067 | 0 | North |  |  |  | 0 | 0
8437 | NUECES_B0C | MB | South | YES | 0 | 0 | 7 | 30 |  | 1.03 | GST | -1 | 0.1067 | 0 | 0 |  |  |  |  | -0.1067 | 0 | Line Rating |  | 1450 |  | 0 | 0
8438 | NUECES_B0B | MB | South | YES | 0 | 0 | 26 | 169 |  | 1.03 | GST | -1 | 0.1067 | 0 | 0 |  |  |  |  | -0.1067 | 0 | Impact Counter to Zone: |  | 0 |  | 0 | 0
39190 | TNSLCGN1__8 | 1 | Houston | YES | 0 | 0 | 10 | 30 |  | 1.03 | Cogen | -1 | 0.1067 | 0 | 0 |  |  | 0 | 0 | -0.1067 | 0 |  |  | 0% |  | 0 | 0
8032 | AMISTADHYD1 | 1 | South | YES | -0.002969 | 33 | 13 | 33 | 0 | 1.03 | Hydro | -1 | 0.10967 | 0 | 0 |  |  |  |  | -0.10967 | 0 |  |  |  |  | 0 | 0
8033 | AMISTADHYD2 | 2 | South | YES | -0.002969 | 25 | 13 | 25 | 0 | 1.03 | Hydro | -1 | 0.10967 | 0 | 0 |  |  |  |  | -0.10967 | 0 |  |  |  |  | 0 | 0
88253 | HAMILTON | F | South | YES | -0.002969 | 0 | 0 | 0 | 0 | 1.04 | BLT | -1 | 0.10967 | 0 | 0 |  |  |  |  | -0.10967 | 0 |  |  |  |  | 0 | 0
7035 | L_WIRTZ_1G1Y | 1 | South | YES | -0.003785 | 0 | 0 | 29 |  | 1 | Hydro | -1 | 0.11048 | 0 | 0 |  |  |  |  | -0.11048 | 0 |  |  |  |  | 0 | 0
7036 | L_WIRTZ_1G2Y | 2 | South | YES | -0.003785 | 0 | 0 | 29.7 |  | 1 | Hydro | -1 | 0.11048 | 0 | 0 |  |  |  |  | -0.11048 | 0 |  |  |  |  | 0 | 0
7000 | L_FERGUS1_1Y | 1 | South | YES | -0.003977 | 400 | 65 | 423.3 | 0 | 1.015 | GSC | -1 | 0.11068 | 423.3 | 423.3 |  |  |  |  | -0.11068 | -46.8494 |  |  |  |  | 0 | 0
7028 | L_MARBFA1_1Y | 1 | South | YES | -0.005876 | 0 | 0 | 18 |  | 1 | Hydro | -1 | 0.11258 | 0 | 0 |  |  |  |  | -0.11258 | 0 |  |  |  |  | 0 | 0
7029 | L_MARBFA1_2Y | 2 | South | YES | -0.005876 | 0 | 0 | 18 |  | 1 | Hydro | -1 | 0.11258 | 0 | 0 |  |  |  |  | -0.11258 | 0 |  |  |  |  | 0 | 0
7031 | L_MARSFO1G1Y | 1 | South | YES | -0.009804 | 0 | 0 | 36 |  | 1 | Hydro | -1 | 0.1165 | 0 | 0 |  |  |  |  | -0.1165 | 0 |  |  |  |  | 0 | 0
7032 | L_MARSFO1G2Y | 2 | South | YES | -0.009804 | 0 | 0 | 35 |  | 1 | Hydro | -1 | 0.1165 | 0 | 0 |  |  |  |  | -0.1165 | 0 |  |  |  |  | 0 | 0
7033 | L_MARSFO1G3Y | 3 | South | YES | -0.009804 | 0 | 0 | 36 |  | 1 | Hydro | -1 | 0.1165 | 0 | 0 |  |  |  |  | -0.1165 | 0 |  |  |  |  | 0 | 0
9005 | DECKR_G6 | 6 | South | YES | -0.011052 | 44 | 24 | 47 | 0 | 1.015 | GGT | -1 | 0.11775 | 47 | 47 |  |  |  |  | -0.11775 | -5.5343 |  |  |  |  | 0 | 0
9003 | DECKR_G4 | 4 | South | YES | -0.011052 | 44 | 24 | 44 | 0 | 1.015 | GGT | -1 | 0.11775 | 44 | 44 |  |  |  |  | -0.11775 | -5.1811 |  |  |  |  | 0 | 0
9004 | DECKR_G5 | 5 | South | YES | -0.011052 | 44 | 24 | 44 | 0 | 1.015 | GGT | -1 | 0.11775 | 44 | 44 |  |  |  |  | -0.11775 | -5.1811 |  |  |  |  | 0 | 0
9002 | DECKR_G3 | 3 | South | YES | -0.011052 | 0 | 24 | 42 |  | 1.015 | GGT | -1 | 0.11775 | 42 | 42 |  |  |  |  | -0.11775 | -4.9456 |  |  |  |  | 0 | 0
9001 | DECKR_G2 | 2 | South | YES | -0.011912 | 400 | 50 | 426 | 0 | 1.015 | GST | -1 | 0.11861 | 426 | 426 |  |  |  |  | -0.11861 | -50.5285 |  |  |  |  | 0 | 0
9000 | DECKR_G1 | 1 | South | YES | -0.011912 | 280 | 50 | 321 | 0 | 1.015 | GST | -1 | 0.11861 | 321 | 321 |  |  |  |  | -0.11861 | -38.0743 |  |  |  |  | 0 | 0
7020 | L_AUSTPL1_1Y | 1 | South | YES | -0.012033 | 0 | 0 | 8 |  | 1 | Hydro | -1 | 0.11873 | 0 | 0 |  |  |  |  | -0.11873 | 0 |  |  |  |  | 0 | 0
7020 | L_AUSTPL1_1Y | 2 | South | YES | -0.012033 | 0 | 0 | 8 |  | 1 | Hydro | -1 | 0.11873 | 0 | 0 |  |  |  |  | -0.11873 | 0 |  |  |  |  | 0 | 0
9020 | SANDHG5A | 5A | South | YES | -0.013046 | 150 | 84 | 155 | 0 | 1.0175 | CC | -1 | 0.11975 | 155 | 155 |  |  |  |  | -0.11975 | -18.5606 |  |  |  |  | 0 | 0
9021 | SANDHG5C | 5C | South | YES | -0.013046 | 140 | 0 | 148 | 0 | 1.0175 | CC | -1 | 0.11975 | 148 | 148 |  |  |  |  | -0.11975 | -17.7223 |  |  |  |  | 0 | 0
9016 | SANDH_G1 | 1 | South | YES | -0.013046 | 45 | 2 | 49 | 0 | 1.0175 | GGT | -1 | 0.11975 | 49 | 49 |  |  |  |  | -0.11975 | -5.8675 |  |  |  |  | 0 | 0
9019 | SANDH_G4 | 4 | South | YES | -0.013046 | 0 | 2 | 47 |  | 1.0175 | GGT | -1 | 0.11975 | 47 | 47 |  |  |  |  | -0.11975 | -5.628 |  |  |  |  | 0 | 0
9017 | SANDH_G2 | 2 | South | YES | -0.013046 | 45 | 2 | 46 | 0 | 1.0175 | GGT | -1 | 0.11975 | 46 | 46 |  |  |  |  | -0.11975 | -5.5083 |  |  |  |  | 0 | 0
9018 | SANDH_G3 | 3 | South | YES | -0.013046 | 45 | 2 | 46 | 0 | 1.0175 | GGT | -1 | 0.11975 | 46 | 46 |  |  |  |  | -0.11975 | -5.5083 |  |  |  |  | 0 | 0
8262 | ELPS | 1 | South | YES | -0.015125 | 6 | 6 | 6 | 0 | 1.15 | Hydro | -1 | 0.12182 | 0 | 0 |  |  |  |  | -0.12182 | 0 |  |  |  |  | 0 | 0
7809 | L_BASTEN1_3Y | 1 | South | YES | -0.015905 | 232.6 | 42 | 232.6 | 0 | 1.004 | CC | -1 | 0.1226 | 232.6 | 232.6 |  |  |  |  | -0.1226 | -28.5178 |  |  |  |  | 0 | 0
7807 | L_BASTEN1_1Y | 1 | South | YES | -0.015905 | 152.5 | 83.5 | 152.5 | 0 | 1.004 | CC | -1 | 0.1226 | 152.5 | 152.5 |  |  |  |  | -0.1226 | -18.6972 |  |  |  |  | 0 | 0
7808 | L_BASTEN1_2Y | 1 | South | YES | -0.015905 | 149.5 | 83.5 | 149.5 | 0 | 1.004 | CC | -1 | 0.1226 | 149.5 | 149.5 |  |  |  |  | -0.1226 | -18.3294 |  |  |  |  | 0 | 0
7009 | L_LOSTPI1_3Y | 3 | South | YES | -0.017276 | 173.9 | 72 | 175 | 0 | 1 | CC | -1 | 0.12398 | 175 | 175 |  |  |  |  | -0.12398 | -21.6957 |  |  |  |  | 0 | 0
7008 | L_LOSTPI1_2Y | 2 | South | YES | -0.017276 | 157.7 | 107 | 160 | 0 | 1 | CC | -1 | 0.12398 | 160 | 160 |  |  |  |  | -0.12398 | -19.8361 |  |  |  |  | 0 | 0
7007 | L_LOSTPI1_1Y | 1 | South | YES | -0.017276 | 158.6 | 110 | 158 | 0 | 1 | CC | -1 | 0.12398 | 158 | 158 |  |  |  |  | -0.12398 | -19.5881 |  |  |  |  | 0 | 0
7006 | L_SIMGID1_3Y | 3 | South | YES | -0.018099 | 324.9 | 60 | 329 | 0 | 1.02 | GST | -1 | 0.1248 | 329 | 329 |  |  |  |  | -0.1248 | -41.0587 |  |  |  |  | 0 | 0
7005 | L_SIMGID1_2Y | 2 | South | YES | -0.018099 | 133 | 32 | 139 | 0 | 1.02 | GST | -1 | 0.1248 | 139 | 139 |  |  |  |  | -0.1248 | -17.347 |  |  |  |  | 0 | 0
7004 | L_SIMGID1_1Y | 1 | South | YES | -0.018099 | 132 | 40 | 132 | 0 | 1.02 | GST | -1 | 0.1248 | 132 | 132 |  |  |  |  | -0.1248 | -16.4734 |  |  |  |  | 0 | 0
7487 | L_CANYHY8_1Y | 1 | South | YES | -0.026947 | 0 | 0 | 6 |  | 1 | Hydro | -1 | 0.13365 | 0 | 0 |  |  |  |  | -0.13365 | 0 |  |  |  |  | 0 | 0
7303 | L_WPPGS12_1Y | 1 | South | YES | -0.028814 | 50 | 0 | 50 | 0 | 1.025 | GGT | -1 | 0.13551 | 50 | 50 |  |  |  |  | -0.13551 | -6.7757 |  |  |  |  | 0 | 0
7303 | L_WPPGS12_1Y | 2 | South | YES | -0.028814 | 50 | 0 | 50 | 0 | 1.025 | GGT | -1 | 0.13551 | 50 | 50 |  |  |  |  | -0.13551 | -6.7757 |  |  |  |  | 0 | 0
7305 | L_WPPGS34_1Y | 3 | South | YES | -0.028814 | 50 | 0 | 50 | 0 | 1.025 | GGT | -1 | 0.13551 | 50 | 50 |  |  |  |  | -0.13551 | -6.7757 |  |  |  |  | 0 | 0
7305 | L_WPPGS34_1Y | 4 | South | YES | -0.028814 | 50 | 0 | 50 | 0 | 1.025 | GGT | -1 | 0.13551 | 50 | 50 |  |  |  |  | -0.13551 | -6.7757 |  |  |  |  | 0 | 0
7017 | L_HAYSEN1_4Y | 4 | South | YES | -0.030793 | 226.7 | 74 | 226.7 | 0 | 1.008 | CC | -1 | 0.13749 | 226.7 | 226.7 |  |  |  |  | -0.13749 | -31.1695 |  |  |  |  | 0 | 0
7015 | L_HAYSEN1_2Y | 2 | South | YES | -0.030793 | 225 | 74 | 225 | 0 | 1.008 | CC | -1 | 0.13749 | 225 | 225 |  |  |  |  | -0.13749 | -30.9358 |  |  |  |  | 0 | 0
7016 | L_HAYSEN1_3Y | 3 | South | YES | -0.030793 | 224.6 | 74 | 224.6 | 0 | 1.008 | CC | -1 | 0.13749 | 224.6 | 224.6 |  |  |  |  | -0.13749 | -30.8808 |  |  |  |  | 0 | 0
7014 | L_HAYSEN1_1Y | 1 | South | YES | -0.030793 | 223.9 | 74 | 223.9 | 0 | 1.008 | CC | -1 | 0.13749 | 223.9 | 223.9 |  |  |  |  | -0.13749 | -30.7846 |  |  |  |  | 0 | 0
7010 | L_FPPYD11_1Y | 1 | South | YES | -0.030925 | 547.4 | 200 | 606 | 0 | 1.02 | LIGCO | -1 | 0.13762 | 0 | 606 |  |  |  |  | -0.13762 | 0 |  |  |  |  | 0 | 0
7011 | L_FPPYD11_2Y | 2 | South | YES | -0.030925 | 552.2 | 200 | 598 | 0 | 1.02 | LIGCO | -1 | 0.13762 | 0 | 598 |  |  |  |  | -0.13762 | 0 |  |  |  |  | 0 | 0
7012 | L_FPPYD21_3Y | 3 | South | YES | -0.03105 | 427.5 | 200 | 436 | 0 | 1.02 | LIGCO | -1 | 0.13775 | 0 | 436 |  |  |  |  | -0.13775 | 0 |  |  |  |  | 0 | 0
7605 | L_MCQUEE9_1Y | 1 | South | YES | -0.034002 | 0 | 0 | 2.4 |  | 1.025 | Hydro | -1 | 0.1407 | 0 | 0 |  |  |  |  | -0.1407 | 0 |  |  |  |  | 0 | 0
7605 | L_MCQUEE9_1Y | 2 | South | YES | -0.034002 | 0 | 0 | 2.4 |  | 1.025 | Hydro | -1 | 0.1407 | 0 | 0 |  |  |  |  | -0.1407 | 0 |  |  |  |  | 0 | 0
7605 | L_MCQUEE9_1Y | 3 | South | YES | -0.034002 | 0 | 0 | 2.8 |  | 1.025 | Hydro | -1 | 0.1407 | 0 | 0 |  |  |  |  | -0.1407 | 0 |  |  |  |  | 0 | 0
7813 | L_RIONOG1S1Y | 4 | South | YES | -0.034558 | 293 | 0 | 293 | 0 | 1.02 | CC | -1 | 0.14126 | 293 | 293 |  |  |  |  | -0.14126 | -41.3884 |  |  |  |  | 0 | 0
7812 | L_RIONOG1G3Y | 3 | South | YES | -0.034558 | 154 | 0 | 154 | 0 | 1.02 | CC | -1 | 0.14126 | 154 | 154 |  |  |  |  | -0.14126 | -21.7537 |  |  |  |  | 0 | 0
7810 | L_RIONOG1G1Y | 1 | South | YES | -0.034558 | 148 | 0 | 148 | 0 | 1.02 | CC | -1 | 0.14126 | 148 | 148 |  |  |  |  | -0.14126 | -20.9061 |  |  |  |  | 0 | 0
7811 | L_RIONOG1G2Y | 2 | South | YES | -0.034558 | 148 | 0 | 148 | 0 | 1.02 | CC | -1 | 0.14126 | 148 | 148 |  |  |  |  | -0.14126 | -20.9061 |  |  |  |  | 0 | 0
7609 | L_SCHUMA8_1Y | 1 | South | YES | -0.035084 | 0 | 0 | 4 |  | 1 | Hydro | -1 | 0.14178 | 0 | 0 |  |  |  |  | -0.14178 | 0 |  |  |  |  | 0 | 0
7624 | L_LAKEWO9_1Y | 1 | South | YES | -0.036037 | 0 | 0 | 2.4 |  | 1 | Hydro | -1 | 0.14274 | 0 | 0 |  |  |  |  | -0.14274 | 0 |  |  |  |  | 0 | 0
7624 | L_LAKEWO9_1Y | 2 | South | YES | -0.036037 | 0 | 0 | 2.4 |  | 1 | Hydro | -1 | 0.14274 | 0 | 0 |  |  |  |  | -0.14274 | 0 |  |  |  |  | 0 | 0
58909 | PEARSALLSCG1 | 3 | South | YES | -0.03744 | 0 | 0 | 8.4 |  | 1.027 | Diesel | -1 | 0.14414 | 8.4 | 8.4 |  |  |  |  | -0.14414 | -1.2108 |  |  |  |  | 0 | 0
58909 | PEARSALLSCG1 | 4 | South | YES | -0.03744 | 0 | 0 | 8.4 |  | 1.027 | Diesel | -1 | 0.14414 | 8.4 | 8.4 |  |  |  |  | -0.14414 | -1.2108 |  |  |  |  | 0 | 0
58909 | PEARSALLSCG1 | 6 | South | YES | -0.03744 | 0 | 0 | 8.4 |  | 1.027 | Diesel | -1 | 0.14414 | 8.4 | 8.4 |  |  |  |  | -0.14414 | -1.2108 |  |  |  |  | 0 | 0
58909 | PEARSALLSCG1 | 5 | South | YES | -0.03744 | 0 | 0 | 8.4 |  | 1.027 | Diesel | -1 | 0.14414 | 8.4 | 8.4 |  |  |  |  | -0.14414 | -1.2108 |  |  |  |  | 0 | 0
58909 | PEARSALLSCG1 | 1 | South | YES | -0.03744 | 0 | 0 | 8.4 |  | 1.027 | Diesel | -1 | 0.14414 | 8.4 | 8.4 |  |  |  |  | -0.14414 | -1.2108 |  |  |  |  | 0 | 0
58909 | PEARSALLSCG1 | 2 | South | YES | -0.03744 | 0 | 0 | 8.4 |  | 1.027 | Diesel | -1 | 0.14414 | 8.4 | 8.4 |  |  |  |  | -0.14414 | -1.2108 |  |  |  |  | 0 | 0
58919 | PEARSALLSCG2 | 5 | South | YES | -0.03744 | 0 | 0 | 8.4 |  | 1.027 | Diesel | -1 | 0.14414 | 8.4 | 8.4 |  |  |  |  | -0.14414 | -1.2108 |  |  |  |  | 0 | 0
58919 | PEARSALLSCG2 | 6 | South | YES | -0.03744 | 0 | 0 | 8.4 |  | 1.027 | Diesel | -1 | 0.14414 | 8.4 | 8.4 |  |  |  |  | -0.14414 | -1.2108 |  |  |  |  | 0 | 0
58919 | PEARSALLSCG2 | 1 | South | YES | -0.03744 | 0 | 0 | 8.4 |  | 1.027 | Diesel | -1 | 0.14414 | 8.4 | 8.4 |  |  |  |  | -0.14414 | -1.2108 |  |  |  |  | 0 | 0
58919 | PEARSALLSCG2 | 2 | South | YES | -0.03744 | 0 | 0 | 8.4 |  | 1.027 | Diesel | -1 | 0.14414 | 8.4 | 8.4 |  |  |  |  | -0.14414 | -1.2108 |  |  |  |  | 0 | 0
58919 | PEARSALLSCG2 | 4 | South | YES | -0.03744 | 0 | 0 | 8.4 |  | 1.027 | Diesel | -1 | 0.14414 | 8.4 | 8.4 |  |  |  |  | -0.14414 | -1.2108 |  |  |  |  | 0 | 0
58919 | PEARSALLSCG2 | 3 | South | YES | -0.03744 | 0 | 0 | 8.4 |  | 1.027 | Diesel | -1 | 0.14414 | 8.4 | 8.4 |  |  |  |  | -0.14414 | -1.2108 |  |  |  |  | 0 | 0
58929 | PEARSALLSCG3 | 4 | South | YES | -0.03744 | 0 | 0 | 8.4 |  | 1.027 | Diesel | -1 | 0.14414 | 8.4 | 8.4 |  |  |  |  | -0.14414 | -1.2108 |  |  |  |  | 0 | 0
58929 | PEARSALLSCG3 | 6 | South | YES | -0.03744 | 0 | 0 | 8.4 |  | 1.027 | Diesel | -1 | 0.14414 | 8.4 | 8.4 |  |  |  |  | -0.14414 | -1.2108 |  |  |  |  | 0 | 0
58929 | PEARSALLSCG3 | 2 | South | YES | -0.03744 | 0 | 0 | 8.4 |  | 1.027 | Diesel | -1 | 0.14414 | 8.4 | 8.4 |  |  |  |  | -0.14414 | -1.2108 |  |  |  |  | 0 | 0
58929 | PEARSALLSCG3 | 5 | South | YES | -0.03744 | 0 | 0 | 8.4 |  | 1.027 | Diesel | -1 | 0.14414 | 8.4 | 8.4 |  |  |  |  | -0.14414 | -1.2108 |  |  |  |  | 0 | 0
58929 | PEARSALLSCG3 | 1 | South | YES | -0.03744 | 0 | 0 | 8.4 |  | 1.027 | Diesel | -1 | 0.14414 | 8.4 | 8.4 |  |  |  |  | -0.14414 | -1.2108 |  |  |  |  | 0 | 0
58929 | PEARSALLSCG3 | 3 | South | YES | -0.03744 | 0 | 0 | 8.4 |  | 1.027 | Diesel | -1 | 0.14414 | 8.4 | 8.4 |  |  |  |  | -0.14414 | -1.2108 |  |  |  |  | 0 | 0
58949 | PEARSALLSCG4 | 3 | South | YES | -0.03744 | 0 | 0 | 8.4 |  | 1.027 | Diesel | -1 | 0.14414 | 8.4 | 8.4 |  |  |  |  | -0.14414 | -1.2108 |  |  |  |  | 0 | 0
58949 | PEARSALLSCG4 | 2 | South | YES | -0.03744 | 0 | 0 | 8.4 |  | 1.027 | Diesel | -1 | 0.14414 | 8.4 | 8.4 |  |  |  |  | -0.14414 | -1.2108 |  |  |  |  | 0 | 0
58949 | PEARSALLSCG4 | 1 | South | YES | -0.03744 | 0 | 0 | 8.4 |  | 1.027 | Diesel | -1 | 0.14414 | 8.4 | 8.4 |  |  |  |  | -0.14414 | -1.2108 |  |  |  |  | 0 | 0
58949 | PEARSALLSCG4 | 4 | South | YES | -0.03744 | 0 | 0 | 8.4 |  | 1.027 | Diesel | -1 | 0.14414 | 8.4 | 8.4 |  |  |  |  | -0.14414 | -1.2108 |  |  |  |  | 0 | 0
58949 | PEARSALLSCG4 | 6 | South | YES | -0.03744 | 0 | 0 | 8.4 |  | 1.027 | Diesel | -1 | 0.14414 | 8.4 | 8.4 |  |  |  |  | -0.14414 | -1.2108 |  |  |  |  | 0 | 0
58949 | PEARSALLSCG4 | 5 | South | YES | -0.03744 | 0 | 0 | 8.4 |  | 1.027 | Diesel | -1 | 0.14414 | 8.4 | 8.4 |  |  |  |  | -0.14414 | -1.2108 |  |  |  |  | 0 | 0
7805 | L_GUADGE1_6Y | 6 | South | YES | -0.038096 | 203 | 30 | 203 | 0 | 1.02 | CC | -1 | 0.1448 | 203 | 203 |  |  |  |  | -0.1448 | -29.3935 |  |  |  |  | 0 | 0
7804 | L_GUADGE1_5Y | 5 | South | YES | -0.038096 | 182 | 30 | 182 | 0 | 1.02 | CC | -1 | 0.1448 | 182 | 182 |  |  |  |  | -0.1448 | -26.3528 |  |  |  |  | 0 | 0
7803 | L_GUADGE1_4Y | 4 | South | YES | -0.038096 | 149 | 30 | 149 | 0 | 1.02 | CC | -1 | 0.1448 | 149 | 149 |  |  |  |  | -0.1448 | -21.5745 |  |  |  |  | 0 | 0
7800 | L_GUADGE1_1Y | 1 | South | YES | -0.038096 | 147 | 30 | 147 | 0 | 1.02 | CC | -1 | 0.1448 | 147 | 147 |  |  |  |  | -0.1448 | -21.2849 |  |  |  |  | 0 | 0
7802 | L_GUADGE1_3Y | 3 | South | YES | -0.038096 | 146 | 30 | 146 | 0 | 1.02 | CC | -1 | 0.1448 | 146 | 146 |  |  |  |  | -0.1448 | -21.1401 |  |  |  |  | 0 | 0
7801 | L_GUADGE1_2Y | 2 | South | YES | -0.038096 | 138 | 30 | 138 | 0 | 1.02 | CC | -1 | 0.1448 | 138 | 138 |  |  |  |  | -0.1448 | -19.9818 |  |  |  |  | 0 | 0
5028 | BRAUNIG_VHB3 | 3 | South | YES | -0.038901 | 407 | 60 | 407 | 0 | 1.0138 | GST | -1 | 0.1456 | 407 | 407 |  |  |  |  | -0.1456 | -59.2594 |  |  |  |  | 0 | 0
5396 | CALAVER_OWS1 | 1 | South | YES | -0.038914 | 418 | 80 | 418 | 0 | 1.0192 | GST | -1 | 0.14561 | 418 | 418 |  |  |  |  | -0.14561 | -60.8664 |  |  |  |  | 0 | 0
5397 | CALAVER_OWS2 | 2 | South | YES | -0.038914 | 400 | 80 | 400 | 0 | 1.0192 | GST | -1 | 0.14561 | 400 | 400 |  |  |  |  | -0.14561 | -58.2454 |  |  |  |  | 0 | 0
5111 | CALAVER_JTD1 | 1 | South | YES | -0.038925 | 430 | 80 | 430 | 0 | 1.0138 | LIGCO | -1 | 0.14562 | 0 | 430 |  |  |  |  | -0.14562 | 0 |  |  |  |  | 0 | 0
5112 | CALAVER_JTD2 | 2 | South | YES | -0.038925 | 430 | 80 | 430 | 0 | 1.0138 | LIGCO | -1 | 0.14562 | 0 | 430 |  |  |  |  | -0.14562 | 0 |  |  |  |  | 0 | 0
5439 | TUTTL_WBT4G4 | 4 | South | YES | -0.038951 | 151 | 40 | 151 | 0 | 1.012 | GST | -1 | 0.14565 | 151 | 151 |  |  |  |  | -0.14565 | -21.9932 |  |  |  |  | 0 | 0
5438 | TUTTL_WBT3G3 | 3 | South | YES | -0.038951 | 95 | 25 | 95 | 0 | 1.012 | GST | -1 | 0.14565 | 95 | 95 |  |  |  |  | -0.14565 | -13.8368 |  |  |  |  | 0 | 0
5436 | TUTTL_WBT1G1 | 1 | South | YES | -0.038951 | 48.8 | 20 | 61 | 0 | 1.012 | GST | -1 | 0.14565 | 61 | 61 |  |  |  |  | -0.14565 | -8.8847 |  |  |  |  | 0 | 0
5265 | LEON_LCP4G4 | 4 | South | YES | -0.038952 | 89 | 25 | 89 | 0 | 1.0197 | GST | -1 | 0.14565 | 89 | 89 |  |  |  |  | -0.14565 | -12.963 |  |  |  |  | 0 | 0
5264 | LEON_LCP3G3 | 3 | South | YES | -0.038952 | 0 | 20 | 58 |  | 1.0197 | GST | -1 | 0.14565 | 58 | 58 |  |  |  |  | -0.14565 | -8.4478 |  |  |  |  | 0 | 0
5269 | LEON_LCPCT4 | 4 | South | YES | -0.038952 | 45 | 24 | 45 | 0 | 1.0197 | GGT | -1 | 0.14565 | 45 | 45 |  |  |  |  | -0.14565 | -6.5543 |  |  |  |  | 0 | 0
5266 | LEON_LCPCT1 | 1 | South | YES | -0.038952 | 44 | 24 | 44 | 0 | 1.0197 | GGT | -1 | 0.14565 | 44 | 44 |  |  |  |  | -0.14565 | -6.4087 |  |  |  |  | 0 | 0
5267 | LEON_LCPCT2 | 2 | South | YES | -0.038952 | 44 | 24 | 44 | 0 | 1.0197 | GGT | -1 | 0.14565 | 44 | 44 |  |  |  |  | -0.14565 | -6.4087 |  |  |  |  | 0 | 0
5268 | LEON_LCPCT3 | 3 | South | YES | -0.038952 | 43 | 24 | 43 | 0 | 1.0197 | GGT | -1 | 0.14565 | 43 | 43 |  |  |  |  | -0.14565 | -6.263 |  |  |  |  | 0 | 0
5027 | BRAUNIG_VHB2 | 2 | South | YES | -0.039037 | 216 | 40 | 216 | 0 | 1.0192 | GST | -1 | 0.14574 | 216 | 216 |  |  |  |  | -0.14574 | -31.4791 |  |  |  |  | 0 | 0
5026 | BRAUNIG_VHB1 | 1 | South | YES | -0.039037 | 215 | 40 | 215 | 0 | 1.0192 | GST | -1 | 0.14574 | 215 | 215 |  |  |  |  | -0.14574 | -31.3333 |  |  |  |  | 0 | 0
5891 | PEARSALLGEN2 | 1 | South | YES | -0.039162 | 19.4 | 6 | 24.3 | 0 | 1.0226 | GST | -1 | 0.14586 | 24.3 | 24.3 |  |  |  |  | -0.14586 | -3.5444 |  |  |  |  | 0 | 0
5890 | PEARSALLGEN1 | 1 | South | YES | -0.039162 | 19.2 | 6 | 24 | 0 | 1.0226 | GST | -1 | 0.14586 | 24 | 24 |  |  |  |  | -0.14586 | -3.5007 |  |  |  |  | 0 | 0
5892 | PEARSALLGEN3 | 1 | South | YES | -0.039162 | 19.1 | 6 | 23.9 | 0 | 1.0226 | GST | -1 | 0.14586 | 23.9 | 23.9 |  |  |  |  | -0.14586 | -3.4861 |  |  |  |  | 0 | 0
5477 | BRA_AVR1_ST | 1 | South | YES | -0.040199 | 174 | 138 | 174 | 0 | 1.025 | CC | -1 | 0.1469 | 174 | 174 |  |  |  |  | -0.1469 | -25.5603 |  |  |  |  | 0 | 0
5476 | BRA_AVR1_CT1 | 1 | South | YES | -0.040199 | 155 | 90 | 155 | 0 | 1.025 | CC | -1 | 0.1469 | 155 | 155 |  |  |  |  | -0.1469 | -22.7693 |  |  |  |  | 0 | 0
5478 | BRA_AVR1_CT2 | 1 | South | YES | -0.040199 | 155 | 90 | 155 | 0 | 1.025 | CC | -1 | 0.1469 | 155 | 155 |  |  |  |  | -0.1469 | -22.7693 |  |  |  |  | 0 | 0
5401 | CALAVER_JKS1 | 1 | South | YES | -0.041059 | 562 | 100 | 562 | 0 | 1.026 | LIGCO | -1 | 0.14776 | 0 | 562 |  |  |  |  | -0.14776 | 0 |  |  |  |  | 0 | 0
8189 | CUECPL2A | 1 | South | YES | -0.042665 | 12 | 0 | 12 | 0 | 1.02 | Cogen | -1 | 0.14936 | 0 | 0 |  |  |  |  | -0.14936 | 0 |  |  |  |  | 0 | 0
5903 | SANMIGUELGEN | 1 | South | YES | -0.045518 | 396.3 | 180 | 396.3 | 0 | 1.0336 | LIGCO | -1 | 0.15222 | 0 | 396.3 |  |  |  |  | -0.15222 | 0 |  |  |  |  | 0 | 0
80265 | LARECU40A | 4 | South | YES | -0.046076 | 80 | 0 | 100 |  | 1.039 | GGT | -1 | 0.15278 | 100 | 100 |  |  |  |  | -0.15278 | -15.2775 |  |  |  |  | 0 | 0
80266 | LARECU50A | 5 | South | YES | -0.046076 | 80 | 0 | 100 |  | 1.039 | GGT | -1 | 0.15278 | 100 | 100 |  |  |  |  | -0.15278 | -15.2775 |  |  |  |  | 0 | 0
80012 | LAR | F | South | YES | -0.046079 | 0 | 0 | 0 | 0 | 1.04 | DCTie | -1 | 0.15278 | 0 | 0 |  |  |  |  | -0.15278 | 0 |  |  |  |  | 0 | 0
88299 | ZAPATA | F | South | YES | -0.050869 | 0 | 0 | 0 | 0 | 1.02 | BLT | -1 | 0.15757 | 0 | 0 |  |  |  |  | -0.15757 | 0 |  |  |  |  | 0 | 0
88198 | BEEVILLE | F | South | YES | -0.052922 | 0 | 0 | 0 | 0 | 1.02 | AVR | -1 | 0.15962 | 0 | 0 |  |  |  |  | -0.15962 | 0 |  |  |  |  | 0 | 0
5728 | FALCONHYDRO2 | 2 | South | YES | -0.054118 | 12 | 0 | 12 | 0 | 1.0234 | Hydro | -1 | 0.16082 | 0 | 0 |  |  |  |  | -0.16082 | 0 |  |  |  |  | 0 | 0
5729 | FALCONHYDRO3 | 3 | South | YES | -0.054118 | 11 | 0 | 11 | 0 | 1.0234 | Hydro | -1 | 0.16082 | 0 | 0 |  |  |  |  | -0.16082 | 0 |  |  |  |  | 0 | 0
8048 | FALCONHYDRO1 | 1 | South | YES | -0.054118 | 12 | 0 | 12 | 0 | 1.0234 | Hydro | -1 | 0.16082 | 0 | 0 |  |  |  |  | -0.16082 | 0 |  |  |  |  | 0 | 0
88508 | FALFURRI | F | South | YES | -0.054703 | 0 | 0 | 0 | 0 | 1 | AVR | -1 | 0.1614 | 0 | 0 |  |  |  |  | -0.1614 | 0 |  |  |  |  | 0 | 0
8161 | COLETO0A | 1 | South | YES | -0.055534 | 633 | 200 | 633 | 0 | 1.03 | LIGCO | -1 | 0.16223 | 0 | 633 |  |  |  |  | -0.16223 | 0 |  |  |  |  | 0 | 0
8935 | FGNTS201 | 3 | South | YES | -0.057513 | 173 | 0 | 173 | 0 | 1.03 | CC | -1 | 0.16421 | 173 | 173 |  |  |  |  | -0.16421 | -28.4088 |  |  |  |  | 0 | 0
8934 | FGNTS101 | 2 | South | YES | -0.057513 | 147.9 | 0 | 147.9 | 0 | 1.03 | CC | -1 | 0.16421 | 147.9 | 147.9 |  |  |  |  | -0.16421 | -24.287 |  |  |  |  | 0 | 0
8933 | FGNTS001 | 1 | South | YES | -0.057513 | 146.5 | 0 | 146.5 | 0 | 1.03 | CC | -1 | 0.16421 | 146.5 | 146.5 |  |  |  |  | -0.16421 | -24.0571 |  |  |  |  | 0 | 0
8983 | HECN3 | 3 | South | YES | -0.058084 | 171.9 | 0 | 171.9 | 0 | 1.0304 | CC | -1 | 0.16478 | 171.9 | 171.9 |  |  |  |  | -0.16478 | -28.3263 |  |  |  |  | 0 | 0
8981 | HECN1 | 1 | South | YES | -0.058084 | 144.8 | 0 | 144.8 | 0 | 1.0304 | CC | -1 | 0.16478 | 144.8 | 144.8 |  |  |  |  | -0.16478 | -23.8606 |  |  |  |  | 0 | 0
8982 | HECN2 | 2 | South | YES | -0.058084 | 144.1 | 0 | 144.1 | 0 | 1.0304 | CC | -1 | 0.16478 | 144.1 | 144.1 |  |  |  |  | -0.16478 | -23.7453 |  |  |  |  | 0 | 0
8938 | MVGN#3 | 3 | South | YES | -0.058085 | 250.9 | 0 | 250.9 | 0 | 1.0304 | CC | -1 | 0.16478 | 250.9 | 250.9 |  |  |  |  | -0.16478 | -41.3444 |  |  |  |  | 0 | 0
8937 | MVGN#2 | 2 | South | YES | -0.058085 | 216.7 | 0 | 216.7 | 0 | 1.0304 | CC | -1 | 0.16478 | 216.7 | 216.7 |  |  |  |  | -0.16478 | -35.7088 |  |  |  |  | 0 | 0
8936 | MVGN#1 | 1 | South | YES | -0.058085 | 216.6 | 0 | 216.6 | 0 | 1.0304 | CC | -1 | 0.16478 | 216.6 | 216.6 |  |  |  |  | -0.16478 | -35.6923 |  |  |  |  | 0 | 0
5935 | SI_RAY10 | 10 | South | YES | -0.058335 | 47 | 10 | 47 | 0 | 1.03 | CC | -1 | 0.16503 | 47 | 47 |  |  |  |  | -0.16503 | -7.7566 |  |  |  |  | 0 | 0
5932 | SI_RAY9 | 9 | South | YES | -0.058335 | 32 | 32 | 38 | 0 | 1.035 | CC | -1 | 0.16503 | 38 | 38 |  |  |  |  | -0.16503 | -6.2713 |  |  |  |  | 0 | 0
5933 | SI_RAY6 | 6 | South | YES | -0.058335 | 15.4 | 10 | 19.3 | 0 | 1.035 | GST | -1 | 0.16503 | 19.3 | 19.3 |  |  |  |  | -0.16503 | -3.1852 |  |  |  |  | 0 | 0
80003 | MILHWYS | F | South | YES | -0.058335 | 0 | 0 | 0 | 0 | 1.0168 | AVR | -1 | 0.16503 | 0 | 0 |  |  |  |  | -0.16503 | 0 |  |  |  |  | 0 | 0
80080 | GWINDT11A | 3 | South | YES | -0.058488 | 0 | 0 | 38 | 0 | 1.025 | Wind | -1 | 0.16519 | 0 | 38 |  |  |  |  | -0.16519 | 0 |  |  |  |  | 0 | 0
80080 | GWINDT11A | 4 | South | YES | -0.058488 | 3.8 | 0 | 19 | 0 | 1.025 | Wind | -1 | 0.16519 | 0 | 19 |  |  |  |  | -0.16519 | 0 |  |  |  |  | 0 | 0
80080 | GWINDT11A | 2 | South | YES | -0.058488 | 0 | 0 | 41 | 0 | 1.025 | Wind | -1 | 0.16519 | 0 | 41 |  |  |  |  | -0.16519 | 0 |  |  |  |  | 0 | 0
80080 | GWINDT11A | 1 | South | YES | -0.058488 | 28.2 | 0 | 94 | 0 | 1.025 | Wind | -1 | 0.16519 | 0 | 94 |  |  |  |  | -0.16519 | 0 |  |  |  |  | 0 | 0
80081 | GWINDT21A | 4 | South | YES | -0.058488 | 4.4 | 0 | 22 | 0 | 1.025 | Wind | -1 | 0.16519 | 0 | 22 |  |  |  |  | -0.16519 | 0 |  |  |  |  | 0 | 0
80081 | GWINDT21A | 1 | South | YES | -0.058488 | 28.2 | 0 | 94 | 0 | 1.025 | Wind | -1 | 0.16519 | 0 | 94 |  |  |  |  | -0.16519 | 0 |  |  |  |  | 0 | 0
80081 | GWINDT21A | 3 | South | YES | -0.058488 | 8.6 | 0 | 43 | 0 | 1.025 | Wind | -1 | 0.16519 | 0 | 43 |  |  |  |  | -0.16519 | 0 |  |  |  |  | 0 | 0
80081 | GWINDT21A | 2 | South | YES | -0.058488 | 7.2 | 0 | 36 | 0 | 1.025 | Wind | -1 | 0.16519 | 0 | 36 |  |  |  |  | -0.16519 | 0 |  |  |  |  | 0 | 0
80180 | PNSCALT11A | 2 | South | YES | -0.058488 | 10 | 0 | 50 | 0 | 1.025 | Wind | -1 | 0.16519 | 0 | 50 |  |  |  |  | -0.16519 | 0 |  |  |  |  | 0 | 0
80180 | PNSCALT11A | 1 | South | YES | -0.058488 | 43.8 | 0 | 148 | 0 | 1.025 | Wind | -1 | 0.16519 | 0 | 148 |  |  |  |  | -0.16519 | 0 |  |  |  |  | 0 | 0
80181 | PNSCALT21A | 2 | South | YES | -0.058488 | 10 | 0 | 50 | 0 | 1.025 | Wind | -1 | 0.16519 | 0 | 50 |  |  |  |  | -0.16519 | 0 |  |  |  |  | 0 | 0
80181 | PNSCALT21A | 1 | South | YES | -0.058488 | 16.5 | 0 | 55 | 0 | 1.025 | Wind | -1 | 0.16519 | 0 | 55 |  |  |  |  | -0.16519 | 0 |  |  |  |  | 0 | 0
8517 | CELANEBI0A | 1 | South | YES | -0.05855 | 29 | 0 | 29 | 0 | 1.02 | Cogen | -1 | 0.16525 | 0 | 0 |  |  |  |  | -0.16525 | 0 |  |  |  |  | 0 | 0
8461 | KOCH_UP0A | 1 | South | YES | -0.058983 | 38 | 0 | 38 | 0 | 1.012 | Cogen | -1 | 0.16568 | 0 | 0 |  |  |  |  | -0.16568 | 0 |  |  |  |  | 0 | 0
8511 | OXY_CC0A | 1 | South | YES | -0.059034 | 30.3 | 0 | 38 | 0 | 1.027 | Cogen | -1 | 0.16573 | 0 | 0 |  |  |  |  | -0.16573 | 0 |  |  |  |  | 0 | 0
8506 | VAL #1 | 1 | South | YES | -0.059113 | 20.9 | 0 | 25 | 0 | 1.0055 | Cogen | -1 | 0.16581 | 0 | 0 |  |  |  |  | -0.16581 | 0 |  |  |  |  | 0 | 0
8507 | VAL #2 | 2 | South | YES | -0.059113 | 20.9 | 0 | 25 | 0 | 1.0055 | Cogen | -1 | 0.16581 | 0 | 0 |  |  |  |  | -0.16581 | 0 |  |  |  |  | 0 | 0
80263 | B_DAVIS31A | 3 | South | YES | -0.059234 | 0 | 0 | 180 |  | 1.0366 | CC | -1 | 0.16593 | 180 | 180 |  |  |  |  | -0.16593 | -29.868 |  |  |  |  | 0 | 0
80264 | B_DAVIS41A | 4 | South | YES | -0.059234 | 0 | 0 | 180 |  | 1.0366 | CC | -1 | 0.16593 | 180 | 180 |  |  |  |  | -0.16593 | -29.868 |  |  |  |  | 0 | 0
8459 | B_DAVIS0B | MB | South | YES | -0.059234 | 0 | 50 | 339 |  | 1.03 | GSC | -1 | 0.16593 | 0 | 0 |  |  |  |  | -0.16593 | 0 |  |  |  |  | 0 | 0
8460 | B_DAVIS0A | MB | South | YES | -0.059234 | 0 | 50 | 340 |  | 1.03 | GSC | -1 | 0.16593 | 0 | 0 |  |  |  |  | -0.16593 | 0 |  |  |  |  | 0 | 0
8456 | COSW#1 | 1 | South | YES | -0.059359 | 20 | 0 | 20 | 0 | 1.027 | Cogen | -1 | 0.16606 | 0 | 0 |  |  |  |  | -0.16606 | 0 |  |  |  |  | 0 | 0
8457 | COSW#2 | 2 | South | YES | -0.059359 | 14 | 0 | 14 | 0 | 1.027 | Cogen | -1 | 0.16606 | 0 | 0 |  |  |  |  | -0.16606 | 0 |  |  |  |  | 0 | 0
8560 | CNOPGT1 | 1 | South | YES | -0.059421 | 148.3 | 0 | 148.3 | 0 | 1.03 | Cogen | -1 | 0.16612 | 0 | 0 |  |  |  |  | -0.16612 | 0 |  |  |  |  | 0 | 0
8561 | CNOPGT2 | 2 | South | YES | -0.059421 | 148.6 | 0 | 148.6 | 0 | 1.03 | Cogen | -1 | 0.16612 | 0 | 0 |  |  |  |  | -0.16612 | 0 |  |  |  |  | 0 | 0
8562 | CNOPST1 | 3 | South | YES | -0.059421 | 153 | 0 | 153 | 0 | 1.03 | Cogen | -1 | 0.16612 | 0 | 0 |  |  |  |  | -0.16612 | 0 |  |  |  |  | 0 | 0
8442 | NBEC7 | 7 | South | YES | -0.059434 | 0 | 81 | 367 |  | 1.0298 | GST | -1 | 0.16613 | 367 | 367 |  |  |  |  | -0.16613 | -60.971 |  |  |  |  | 0 | 0
8442 | NBEC7 | MB | South | YES | -0.059434 | 0 | 81 | 367 |  | 1.0298 | GST | -1 | 0.16613 | 0 | 0 |  |  |  |  | -0.16613 | 0 |  |  |  |  | 0 | 0
8174 | VICEC61A | 6 | South | YES | -0.060527 | 188 | 42 | 188 | 0 | 1.025 | CC | -1 | 0.16723 | 188 | 188 |  |  |  |  | -0.16723 | -31.4386 |  |  |  |  | 0 | 0
8173 | VICEC51A | 5 | South | YES | -0.060527 | 144 | 18 | 144 | 0 | 1.025 | CC | -1 | 0.16723 | 144 | 144 |  |  |  |  | -0.16723 | -24.0806 |  |  |  |  | 0 | 0
8926 | LGE_GT10A | 1 | South | YES | -0.060537 | 158 | 0 | 158 | 0 | 1.03 | Cogen | -1 | 0.16724 | 0 | 0 |  |  |  |  | -0.16724 | 0 |  |  |  |  | 0 | 0
8927 | LGE_GT20A | 2 | South | YES | -0.060537 | 153 | 0 | 153 | 0 | 1.03 | Cogen | -1 | 0.16724 | 0 | 0 |  |  |  |  | -0.16724 | 0 |  |  |  |  | 0 | 0
8928 | LGE_STG0A | 3 | South | YES | -0.060537 | 100 | 0 | 100 | 0 | 1.03 | Cogen | -1 | 0.16724 | 0 | 0 |  |  |  |  | -0.16724 | 0 |  |  |  |  | 0 | 0
8930 | ICPGN10A | 1 | South | YES | -0.060537 | 149 | 0 | 149 | 0 | 1.03 | Cogen | -1 | 0.16724 | 0 | 0 |  |  |  |  | -0.16724 | 0 |  |  |  |  | 0 | 0
8931 | ICPGN20A | 2 | South | YES | -0.060537 | 150 | 0 | 150 | 0 | 1.03 | Cogen | -1 | 0.16724 | 0 | 0 |  |  |  |  | -0.16724 | 0 |  |  |  |  | 0 | 0
8932 | ICPGN30A | 3 | South | YES | -0.060537 | 127 | 0 | 127 | 0 | 1.03 | Cogen | -1 | 0.16724 | 0 | 0 |  |  |  |  | -0.16724 | 0 |  |  |  |  | 0 | 0
80223 | REYSHR G | 1 | South | YES | -0.060537 | 12 | 0 | 12 | 0 | 1.032 | Cogen | -1 | 0.16724 | 0 | 0 |  |  |  |  | -0.16724 | 0 |  |  |  |  | 0 | 0
5512 | RAYBURNCC8 | 1 | South | YES | -0.061553 | 49.3 | 18.2 | 49.3 | 0 | 1.0296 | CC | -1 | 0.16825 | 49.3 | 49.3 |  |  |  |  | -0.16825 | -8.2948 |  |  |  |  | 0 | 0
5508 | RAYBURNCC9 | 1 | South | YES | -0.061553 | 47.7 | 18.2 | 47.7 | 0 | 1.0296 | CC | -1 | 0.16825 | 47.7 | 47.7 |  |  |  |  | -0.16825 | -8.0256 |  |  |  |  | 0 | 0
5511 | RAYBURNCC7 | 1 | South | YES | -0.061553 | 47.5 | 18.2 | 47.5 | 0 | 1.0296 | CC | -1 | 0.16825 | 47.5 | 47.5 |  |  |  |  | -0.16825 | -7.992 |  |  |  |  | 0 | 0
5509 | RAYBURNCC10 | 1 | South | YES | -0.061553 | 37.3 | 5.2 | 37.3 | 0 | 1.0296 | CC | -1 | 0.16825 | 37.3 | 37.3 |  |  |  |  | -0.16825 | -6.2758 |  |  |  |  | 0 | 0
8066 | DUP1V#1 | 1 | South | YES | -0.061613 | 52.3 | 0 | 73 | 0 | 1.01 | Cogen | -1 | 0.16831 | 0 | 0 |  |  |  |  | -0.16831 | 0 |  |  |  |  | 0 | 0
5503 | RAYBURNGEN3 | 1 | South | YES | -0.062065 | 17.6 | 6 | 22 | 0 | 1.0224 | GST | -1 | 0.16876 | 22 | 22 |  |  |  |  | -0.16876 | -3.7128 |  |  |  |  | 0 | 0
5505 | RAYBURNGEN1 | 1 | South | YES | -0.062065 | 0 | 1 | 11 |  | 1.0223 | GGT | -1 | 0.16876 | 11 | 11 |  |  |  |  | -0.16876 | -1.8564 |  |  |  |  | 0 | 0
5506 | RAYBURNGEN2 | 1 | South | YES | -0.062065 | 0 | 1 | 11 |  | 1.0223 | GGT | -1 | 0.16876 | 11 | 11 |  |  |  |  | -0.16876 | -1.8564 |  |  |  |  | 0 | 0
80224 | VISTRONG1 | 1 | South | YES | -0.063475 | 13.1 | 0 | 15 | 0 | 1.01 | Cogen | -1 | 0.17017 | 0 | 0 |  |  |  |  | -0.17017 | 0 |  |  |  |  | 0 | 0
80225 | VISTRONG2 | 2 | South | YES | -0.063475 | 20.2 | 0 | 23 | 0 | 1.01 | Cogen | -1 | 0.17017 | 0 | 0 |  |  |  |  | -0.17017 | 0 |  |  |  |  | 0 | 0
80227 | AIRCO G | 1 | South | YES | -0.064142 | 7.2 | 0 | 8 | 0 | 1.0104 | Cogen | -1 | 0.17084 | 0 | 0 |  |  |  |  | -0.17084 | 0 |  |  |  |  | 0 | 0
8147 | UCAR #2 | 10 | South | YES | -0.064541 | 18.2 | 0 | 28 |  | 1 | Cogen | -1 | 0.17124 | 0 | 0 |  |  |  |  | -0.17124 | 0 |  |  |  |  | 0 | 0
8148 | UCAR #1 | 2 | South | YES | -0.064541 | 6.1 | 0 | 7 | 0 | 1.009 | Cogen | -1 | 0.17124 | 0 | 0 |  |  |  |  | -0.17124 | 0 |  |  |  |  | 0 | 0
80137 | CSDR89 | 9 | South | YES | -0.064541 | 15 | 0 | 15 | 0 | 1.003 | DCTie | -1 | 0.17124 | 0 | 0 |  |  |  |  | -0.17124 | 0 |  |  |  |  | 0 | 0
80137 | CSDR89 | 8 | South | YES | -0.064541 | 33.9 | 0 | 39 | 0 | 1.003 | DCTie | -1 | 0.17124 | 0 | 0 |  |  |  |  | -0.17124 | 0 |  |  |  |  | 0 | 0
80138 | CSDR7 | 7 | South | YES | -0.064541 | 6.1 | 0 | 7 | 0 | 1.014 | DCTie | -1 | 0.17124 | 0 | 0 |  |  |  |  | -0.17124 | 0 |  |  |  |  | 0 | 0
80139 | CSDR56 | 6 | South | YES | -0.064541 | 0 | 0 | 39 |  | 1.0033 | DCTie | -1 | 0.17124 | 0 | 0 |  |  |  |  | -0.17124 | 0 |  |  |  |  | 0 | 0
80139 | CSDR56 | 5 | South | YES | -0.064541 | 15 | 0 | 15 |  | 1.0033 | DCTie | -1 | 0.17124 | 0 | 0 |  |  |  |  | -0.17124 | 0 |  |  |  |  | 0 | 0
80140 | CSDR11 | 11 | South | YES | -0.064541 | 33.9 | 0 | 39 | 0 | 1.03 | DCTie | -1 | 0.17124 | 0 | 0 |  |  |  |  | -0.17124 | 0 |  |  |  |  | 0 | 0
80226 | ALCOA G | 1 | South | YES | -0.067243 | 32.3 | 5 | 48 | 0 | 1.015 | Cogen | -1 | 0.17394 | 0 | 0 |  |  |  |  | -0.17394 | 0 |  |  |  |  | 0 | 0
8134 | FOR #1 | 1 | South | YES | -0.068058 | 54.1 | 45 | 79 | 0 | 1 | Cogen | -1 | 0.17476 | 0 | 0 |  |  |  |  | -0.17476 | 0 |  |  |  |  | 0 | 0
8138 | FOR #2 | 2 | South | YES | -0.068058 | 63.1 | 45 | 81 | 0 | 1 | Cogen | -1 | 0.17476 | 0 | 0 |  |  |  |  | -0.17476 | 0 |  |  |  |  | 0 | 0
8153 | FOR #3 | 3 | South | YES | -0.068058 | 63.1 | 45 | 79.9 | 0 | 1 | Cogen | -1 | 0.17476 | 0 | 0 |  |  |  |  | -0.17476 | 0 |  |  |  |  | 0 | 0
8154 | FOR #4 | 4 | South | YES | -0.068058 | 63.1 | 60 | 80 | 0 | 1 | Cogen | -1 | 0.17476 | 0 | 0 |  |  |  |  | -0.17476 | 0 |  |  |  |  | 0 | 0
8155 | FOR #5 | 5 | South | YES | -0.068058 | 63.1 | 60 | 78.4 | 0 | 1 | Cogen | -1 | 0.17476 | 0 | 0 |  |  |  |  | -0.17476 | 0 |  |  |  |  | 0 | 0
8156 | FOR #6 | 6 | South | YES | -0.068058 | 24.9 | 5 | 25 | 0 | 1 | Cogen | -1 | 0.17476 | 0 | 0 |  |  |  |  | -0.17476 | 0 |  |  |  |  | 0 | 0
8157 | FOR #7 | 7 | South | YES | -0.068058 | 28.8 | 5 | 46 | 0 | 1 | Cogen | -1 | 0.17476 | 0 | 0 |  |  |  |  | -0.17476 | 0 |  |  |  |  | 0 | 0
80051 | FOR #8 | 8 | South | YES | -0.068058 | 28 | 28 | 28 |  | 1 | Cogen | -1 | 0.17476 | 0 | 0 |  |  |  |  | -0.17476 | 0 |  |  |  |  | 0 | 0
80052 | FOR #9 | 9 | South | YES | -0.068058 | 29.7 | 5 | 43.6 | 0 | 1 | Cogen | -1 | 0.17476 | 0 | 0 |  |  |  |  | -0.17476 | 0 |  |  |  |  | 0 | 0
80053 | FOR #10 | 10 | South | YES | -0.068058 | 68.4 | 45 | 75 | 0 | 1 | Cogen | -1 | 0.17476 | 0 | 0 |  |  |  |  | -0.17476 | 0 |  |  |  |  | 0 | 0
60202 | FRNDDRCS | F | West | YES | 0.073281 | 0 | 0 | 0 | 0 | 0.9985 | AVR | 1 | 0.19274 | 0 | 0 |  |  |  |  | 0.19274 | 0 |  |  |  |  | 0 | 0
3416 | LAKE_CRK1_G | 1 | North | YES | 0.077385 | 60 | 33 | 75 |  | 1.029 | GST | 1 | 0.19684 | 75 | 75 | 5.8039 | 75 |  |  | 0.19684 | 14.7631 |  |  |  |  | 0 | 0
3417 | LAKE_CRK2_G | 2 | North | YES | 0.077385 | 177.6 | 40 | 222 | 0 | 1.029 | GST | 1 | 0.19684 | 222 | 222 | 17.1795 | 222 |  |  | 0.19684 | 43.6989 |  |  |  |  | 0 | 0
3403 | THOUSE_1G | 1 | North | YES | 0.078487 | 563 | 200 | 563 | 0 | 1.012 | GSC | 1 | 0.19794 | 563 | 563 | 44.1882 | 563 |  |  | 0.19794 | 111.4424 |  |  |  |  | 0 | 0
3404 | THOUSE_2G | 2 | North | YES | 0.078487 | 807 | 250 | 807 | 0 | 1.012 | GSC | 1 | 0.19794 | 807 | 807 | 63.339 | 807 |  |  | 0.19794 | 159.7407 |  |  |  |  | 0 | 0
239 | BOSQUESW502 | 1 | North | YES | 0.079761 | 119.2 | 0 | 149 | 0 | 1.02 | GGT | 1 | 0.19922 | 149 | 149 | 11.8844 | 149 |  |  | 0.19922 | 29.6835 |  |  |  |  | 0 | 0
247 | BOSQUESW501 | 2 | North | YES | 0.079761 | 124.8 | 0 | 156 | 0 | 1.02 | GGT | 1 | 0.19922 | 156 | 156 | 12.4427 | 156 |  |  | 0.19922 | 31.078 |  |  |  |  | 0 | 0
238 | BOSQUESW505 | 1 | North | YES | 0.079761 | 255 | 0 | 255 | 0 | 1.02 | CC | 1 | 0.19922 | 255 | 255 | 20.3391 | 255 |  |  | 0.19922 | 50.8006 |  |  |  |  | 0 | 0
48591 | CHE_GT2_5030 | 2 | Houston | YES | -0.094166 | 173 | 50 | 173 | 0 | 1.029 | Cogen | -1 | 0.20087 | 0 | 0 |  |  | 0 | 0 | -0.20087 | 0 |  |  |  |  | 0 | 0
48811 | CVC_GT3_5045 | 3 | Houston | YES | -0.094166 | 156 | 91.8 | 156 | 0 | 1.029 | Cogen | -1 | 0.20087 | 0 | 0 |  |  | 0 | 0 | -0.20087 | 0 |  |  |  |  | 0 | 0
48812 | CVC_GT2_5020 | 2 | Houston | YES | -0.094166 | 158 | 91.8 | 158 | 0 | 1.029 | Cogen | -1 | 0.20087 | 0 | 0 |  |  | 0 | 0 | -0.20087 | 0 |  |  |  |  | 0 | 0
48813 | CVC_GT1_5035 | 1 | Houston | YES | -0.094166 | 160 | 91.8 | 160 | 0 | 1.029 | Cogen | -1 | 0.20087 | 0 | 0 |  |  | 0 | 0 | -0.20087 | 0 |  |  |  |  | 0 | 0
48814 | CVC_ST5_5040 | 1 | Houston | YES | -0.094166 | 162 | 91.8 | 162 | 0 | 1.029 | Cogen | -1 | 0.20087 | 0 | 0 |  |  | 0 | 0 | -0.20087 | 0 |  |  |  |  | 0 | 0
253 | BOSQUESW804 | 2 | North | YES | 0.081983 | 80 | 0 | 80 | 0 | 1.032 | CC | 1 | 0.20144 | 80 | 80 | 6.5586 | 80 |  |  | 0.20144 | 16.1152 |  |  |  |  | 0 | 0
251 | BOSQUESW803 | 2 | North | YES | 0.081983 | 150 | 0 | 150 | 0 | 1.032 | CC | 1 | 0.20144 | 150 | 150 | 12.2974 | 150 |  |  | 0.20144 | 30.216 |  |  |  |  | 0 | 0
60018 | DSKY1 | 1 | West | YES | 0.082312 | 21 | 0 | 84 | 0 | 1.023 | Wind | 1 | 0.20177 | 0 | 84 |  |  |  |  | 0.20177 | 16.9486 |  |  |  |  | 0 | 0
60000 | DSKY2 | 1 | West | YES | 0.082464 | 19.1 | 0 | 76.5 |  | 1.039 | Wind | 1 | 0.20192 | 0 | 76.5 |  |  |  |  | 0.20192 | 15.447 |  |  |  |  | 0 | 0
48733 | CBE_ST12 | 1 | Houston | YES | -0.095581 | 105 | 0 | 105 | 0 | 1.029 | CC | -1 | 0.20228 | 105 | 105 |  |  | -10.036 | 105 | -0.20228 | -21.2395 |  |  |  |  | 0 | 0
48736 | CBE_ST34 | 1 | Houston | YES | -0.095581 | 105 | 0 | 105 | 0 | 1.029 | CC | -1 | 0.20228 | 105 | 105 |  |  | -10.036 | 105 | -0.20228 | -21.2395 |  |  |  |  | 0 | 0
48731 | CBE_GT1 | 1 | Houston | YES | -0.095581 | 76 | 0 | 76 | 0 | 1.029 | CC | -1 | 0.20228 | 76 | 76 |  |  | -7.2642 | 76 | -0.20228 | -15.3733 |  |  |  |  | 0 | 0
48732 | CBE_GT2 | 1 | Houston | YES | -0.095581 | 76 | 0 | 76 | 0 | 1.029 | CC | -1 | 0.20228 | 76 | 76 |  |  | -7.2642 | 76 | -0.20228 | -15.3733 |  |  |  |  | 0 | 0
48734 | CBE_GT3 | 1 | Houston | YES | -0.095581 | 76 | 0 | 76 | 0 | 1.029 | CC | -1 | 0.20228 | 76 | 76 |  |  | -7.2642 | 76 | -0.20228 | -15.3733 |  |  |  |  | 0 | 0
48735 | CBE_GT4 | 1 | Houston | YES | -0.095581 | 76 | 0 | 76 | 0 | 1.029 | CC | -1 | 0.20228 | 76 | 76 |  |  | -7.2642 | 76 | -0.20228 | -15.3733 |  |  |  |  | 0 | 0
60017 | ORNNWP1 | 1 | West | YES | 0.082895 | 20 | 0 | 80 |  | 1.027 | Wind | 1 | 0.20235 | 0 | 80 |  |  |  |  | 0.20235 | 16.1882 |  |  |  |  | 0 | 0
38437 | TNSRBNMESA9 | 1 | West | YES | 0.084624 | 37.5 | 0 | 150 | 0 | 1.02 | Wind | 1 | 0.20408 | 0 | 150 |  |  |  |  | 0.20408 | 30.6121 |  |  |  |  | 0 | 0
38332 | TNWDWRDU2_8 | 1 | West | YES | 0.084673 | 20 | 0 | 80 | 0 | 1.0232 | Wind | 1 | 0.20413 | 0 | 80 |  |  |  |  | 0.20413 | 16.3304 |  |  |  |  | 0 | 0
60016 | WOODWRD11A | 1 | West | YES | 0.084685 | 20 | 0 | 80 |  | 1.033 | Wind | 1 | 0.20414 | 0 | 80 |  |  |  |  | 0.20414 | 16.3314 |  |  |  |  | 0 | 0
60005 | KING_SE1A | 1 | West | YES | 0.084745 | 10 | 0 | 40 |  | 1.035 | Wind | 1 | 0.2042 | 0 | 40 |  |  |  |  | 0.2042 | 8.1681 |  |  |  |  | 0 | 0
6016 | SWMESA | 1 | West | YES | 0.084745 | 18.8 | 0 | 75 |  | 1.03 | Wind | 1 | 0.2042 | 0 | 75 |  |  |  |  | 0.2042 | 15.3151 |  |  |  |  | 0 | 0
60003 | KING_NE1A | 1 | West | YES | 0.084745 | 20 | 0 | 80 |  | 1.03 | Wind | 1 | 0.2042 | 0 | 80 |  |  |  |  | 0.2042 | 16.3362 |  |  |  |  | 0 | 0
60201 | RIO DRCS | F | West | YES | 0.084839 | 0 | 0 | 0 | 0 | 1.025 | AVR | 1 | 0.2043 | 0 | 0 |  |  |  |  | 0.2043 | 0 |  |  |  |  | 0 | 0
60007 | KING_SW1A | 1 | West | YES | 0.085071 | 20 | 0 | 80 |  | 1.03 | Wind | 1 | 0.20453 | 0 | 80 |  |  |  |  | 0.20453 | 16.3622 |  |  |  |  | 0 | 0
60019 | KING_NW1A | 1 | West | YES | 0.085071 | 20 | 0 | 80 |  | 1.03 | Wind | 1 | 0.20453 | 0 | 80 |  |  |  |  | 0.20453 | 16.3622 |  |  |  |  | 0 | 0
244 | WHITNYDM01 | 1 | North | YES | 0.085256 | 15 | 0 | 15 | 0 | 1.035 | Hydro | 1 | 0.20471 | 0 | 0 | 0 | 0 |  |  | 0.20471 | 0 |  |  |  |  | 0 | 0
245 | WHITNYDM02 | 2 | North | YES | 0.085256 | 15 | 0 | 15 | 0 | 1.035 | Hydro | 1 | 0.20471 | 0 | 0 | 0 | 0 |  |  | 0.20471 | 0 |  |  |  |  | 0 | 0
5911 | STP_GN1___1 | 1 | Houston | YES | -0.098016 | 1333 | 1249 | 1333 | 0 | 1.0406 | Nuc | -1 | 0.20472 | 0 | 0 |  |  | 0 | 0 | -0.20472 | 0 |  |  |  |  | 0 | 0
5912 | STP_GN2___2 | 2 | Houston | YES | -0.098016 | 1332 | 1249 | 1332 | 0 | 1.0406 | Nuc | -1 | 0.20472 | 0 | 0 |  |  | 0 | 0 | -0.20472 | 0 |  |  |  |  | 0 | 0
48911 | TGF_GT1_8000 | 1 | Houston | YES | -0.099403 | 69.2 | 0 | 69.2 |  | 1.029 | Cogen | -1 | 0.2061 | 0 | 0 |  |  | 0 | 0 | -0.2061 | 0 |  |  |  |  | 0 | 0
1349 | WESTXWIN_1G | 1 | West | YES | 0.089758 | 1.3 | 0 | 6.6 |  | 1.014 | Wind | 1 | 0.20921 | 0 | 6.6 |  |  |  |  | 0.20921 | 1.3808 |  |  |  |  | 0 | 0
1350 | NWPWRG1_1G | 1 | West | YES | 0.089758 | 6.9 | 1 | 34.3 |  | 1.014 | Wind | 1 | 0.20921 | 0 | 34.3 |  |  |  |  | 0.20921 | 7.1761 |  |  |  |  | 0 | 0
60057 | CALLAHAN1A | 1 | West | YES | 0.090022 | 22.8 | 0 | 114 | 0 | 1.04 | Wind | 1 | 0.20948 | 0 | 114 |  |  |  |  | 0.20948 | 23.8806 |  |  |  |  | 0 | 0
1002 | PBCTAGE_1G | A | West | YES | 0.090093 | 64 | 64 | 66 | 0 | 1.036 | GGT | 1 | 0.20955 | 66 | 66 |  |  |  |  | 0.20955 | 13.8303 |  |  |  |  | 0 | 0
1003 | PBCTBGE_2G | B | West | YES | 0.090093 | 65 | 65 | 66 | 0 | 1.036 | GGT | 1 | 0.20955 | 66 | 66 |  |  |  |  | 0.20955 | 13.8303 |  |  |  |  | 0 | 0
1004 | PBCTCGE_3G | C | West | YES | 0.090093 | 62 | 62 | 67 | 0 | 1.036 | GGT | 1 | 0.20955 | 67 | 67 |  |  |  |  | 0.20955 | 14.0398 |  |  |  |  | 0 | 0
1006 | PBCTEGE_5G | E | West | YES | 0.090093 | 65 | 65 | 67 | 0 | 1.036 | GGT | 1 | 0.20955 | 67 | 67 |  |  |  |  | 0.20955 | 14.0398 |  |  |  |  | 0 | 0
1005 | PBCTDGE_4G | D | West | YES | 0.090093 | 65 | 65 | 68 | 0 | 1.036 | GGT | 1 | 0.20955 | 68 | 68 |  |  |  |  | 0.20955 | 14.2494 |  |  |  |  | 0 | 0
1007 | PB5GEN_6G | 5 | West | YES | 0.090093 | 91.2 | 40 | 114 | 0 | 1.036 | GST | 1 | 0.20955 | 114 | 114 |  |  |  |  | 0.20955 | 23.8887 |  |  |  |  | 0 | 0
1008 | PB6GEN_7G | 6 | West | YES | 0.090093 | 515 | 130 | 515 | 0 | 1.036 | GST | 1 | 0.20955 | 515 | 515 |  |  |  |  | 0.20955 | 107.9182 |  |  |  |  | 0 | 0
7038 | L_DELAWA1_1Y | 2 | West | YES | 0.090145 | 3 | 0 | 30 | 0 | 1 | Wind | 1 | 0.2096 | 0 | 30 |  |  |  |  | 0.2096 | 6.2881 |  |  |  |  | 0 | 0
7038 | L_DELAWA1_1Y | 1 | West | YES | 0.090145 | 3.5 | 0 | 35 | 0 | 1 | Wind | 1 | 0.2096 | 0 | 35 |  |  |  |  | 0.2096 | 7.3361 |  |  |  |  | 0 | 0
11147 | NOTREES_1G | 1 | West | YES | 0.090246 | 29.8 | 0 | 149 | 0 | 1.017 | Wind | 1 | 0.2097 | 0 | 149 |  |  |  |  | 0.2097 | 31.2457 |  |  |  |  | 0 | 0
76091 | L_DIVIDE1_1N | W1 | West | YES | 0.090248 | 22.5 | 0 | 112.5 |  | 1.02 | Wind | 1 | 0.2097 | 0 | 112.5 |  |  |  |  | 0.2097 | 23.5918 |  |  |  |  | 0 | 0
76095 | L_CAPRSI1_1N | W1 | West | YES | 0.090248 | 29.9 | 0 | 149.5 | 0 | 1.02 | Wind | 1 | 0.2097 | 0 | 149.5 |  |  |  |  | 0.2097 | 31.3509 |  |  |  |  | 0 | 0
76096 | L_CAPRSI1_2N | W1 | West | YES | 0.090248 | 37.2 | 0 | 186 | 0 | 1.02 | Wind | 1 | 0.2097 | 0 | 186 |  |  |  |  | 0.2097 | 39.0051 |  |  |  |  | 0 | 0
76097 | L_CAPRGE1_1N | W1 | West | YES | 0.090248 | 42.9 | 0 | 214.5 | 0 | 1.02 | Wind | 1 | 0.2097 | 0 | 214.5 |  |  |  |  | 0.2097 | 44.9817 |  |  |  |  | 0 | 0
76031 | L_GASCCR1_1N | W1 | West | YES | 0.09051 | 30 | 0 | 150 | 0 | 1.02 | Wind | 1 | 0.20997 | 0 | 150 |  |  |  |  | 0.20997 | 31.495 |  |  |  |  | 0 | 0
1320 | BSP 1 | 1 | West | YES | 0.090728 | 25.5 | 2.9 | 25.8 | 0 | 1 | Cogen | 1 | 0.21018 | 0 | 0 |  |  |  |  | 0.21018 | 0 |  |  |  |  | 0 | 0
1326 | STANTONW_8 | 1 | West | YES | 0.090819 | 20.1 | 0 | 100.5 |  | 1.01 | Wind | 1 | 0.21028 | 0 | 100.5 |  |  |  |  | 0.21028 | 21.1327 |  |  |  |  | 0 | 0
11022 | TIEHVCG_2G | 1 | West | YES | 0.090852 | 132.4 | 103 | 132.4 | 0 | 1.012 | CC | 1 | 0.21031 | 132.4 | 132.4 |  |  |  |  | 0.21031 | 27.8449 |  |  |  |  | 0 | 0
11023 | TIEHVCG_3G | 1 | West | YES | 0.090852 | 137.4 | 103 | 137.4 | 0 | 1.012 | CC | 1 | 0.21031 | 137.4 | 137.4 |  |  |  |  | 0.21031 | 28.8964 |  |  |  |  | 0 | 0
11021 | TIEHVCG_1G | 1 | West | YES | 0.090852 | 142.1 | 103 | 142.1 | 0 | 1.012 | CC | 1 | 0.21031 | 142.1 | 142.1 |  |  |  |  | 0.21031 | 29.8849 |  |  |  |  | 0 | 0
11024 | TIEHVCG_4G | 1 | West | YES | 0.090852 | 147 | 103 | 147 | 0 | 1.012 | CC | 1 | 0.21031 | 147 | 147 |  |  |  |  | 0.21031 | 30.9154 |  |  |  |  | 0 | 0
11020 | TIEHVSG_1G | 1 | West | YES | 0.090852 | 208.2 | 63 | 208.2 | 0 | 1.012 | CC | 1 | 0.21031 | 208.2 | 208.2 |  |  |  |  | 0.21031 | 43.7863 |  |  |  |  | 0 | 0
11025 | TIEHVSG_2G | 1 | West | YES | 0.090852 | 213.2 | 63 | 213.2 | 0 | 1.012 | CC | 1 | 0.21031 | 213.2 | 213.2 |  |  |  |  | 0.21031 | 44.8379 |  |  |  |  | 0 | 0
11001 | NAV1CT | 1 | West | YES | 0.090861 | 70.4 | 18 | 70.4 | 0 | 1.029 | CC | 1 | 0.21032 | 70.4 | 70.4 |  |  |  |  | 0.21032 | 14.8064 |  |  |  |  | 0 | 0
11009 | NAV2CT | 1 | West | YES | 0.090861 | 71.4 | 18 | 71.4 | 0 | 1.029 | CC | 1 | 0.21032 | 71.4 | 71.4 |  |  |  |  | 0.21032 | 15.0167 |  |  |  |  | 0 | 0
11012 | NAV4CT | 1 | West | YES | 0.090861 | 80 | 18 | 80 | 0 | 1.029 | CC | 1 | 0.21032 | 80 | 80 |  |  |  |  | 0.21032 | 16.8254 |  |  |  |  | 0 | 0
11013 | NAV5CT | 1 | West | YES | 0.090861 | 80 | 18 | 80 | 0 | 1.029 | CC | 1 | 0.21032 | 80 | 80 |  |  |  |  | 0.21032 | 16.8254 |  |  |  |  | 0 | 0
11011 | NAV3ST | 1 | West | YES | 0.090861 | 92.8 | 40 | 92.8 | 0 | 1.029 | CC | 1 | 0.21032 | 92.8 | 92.8 |  |  |  |  | 0.21032 | 19.5175 |  |  |  |  | 0 | 0
11014 | NAV6ST | 1 | West | YES | 0.090861 | 115 | 40 | 115 | 0 | 1.029 | CC | 1 | 0.21032 | 115 | 115 |  |  |  |  | 0.21032 | 24.1866 |  |  |  |  | 0 | 0
1328 | OCOTILLO_1G | 1 | West | YES | 0.090908 | 11.6 | 0 | 58 |  | 1.01 | Wind | 1 | 0.21036 | 0 | 58 |  |  |  |  | 0.21036 | 12.2012 |  |  |  |  | 0 | 0
1333 | MCDDONAL_8 | 1 | West | YES | 0.091041 | 42.8 | 0 | 214.2 |  | 1.01 | Wind | 1 | 0.2105 | 0 | 214.2 |  |  |  |  | 0.2105 | 45.0887 |  |  |  |  | 0 | 0
1327 | WILDHRSE_1G | 1 | West | YES | 0.091204 | 0 | 0 | 120 |  | 1 | Wind | 1 | 0.21066 | 0 | 120 |  |  |  |  | 0.21066 | 25.2793 |  |  |  |  | 0 | 0
1360 | GUNSIGHT_8 | 1 | West | YES | 0.091231 | 0 | 0 | 120 |  | 1.01 | Wind | 1 | 0.21069 | 0 | 120 |  |  |  |  | 0.21069 | 25.2826 |  |  |  |  | 0 | 0
11320 | COYOTE_1G | 1 | West | YES | 0.091434 | 22.5 | 0 | 225 |  | 1 | Wind | 1 | 0.21089 | 0 | 225 |  |  |  |  | 0.21089 | 47.4505 |  |  |  |  | 0 | 0
11309 | BULLCREK_2G | 1 | West | YES | 0.091482 | 20.9 | 0 | 180 |  | 1 | Wind | 1 | 0.21094 | 0 | 180 |  |  |  |  | 0.21094 | 37.969 |  |  |  |  | 0 | 0
11310 | BULLCREK_1G | 1 | West | YES | 0.091482 | 15.1 | 0 | 180 |  | 1 | Wind | 1 | 0.21094 | 0 | 180 |  |  |  |  | 0.21094 | 37.969 |  |  |  |  | 0 | 0
1045 | CALENG1G_1G | 1 | West | YES | 0.091495 | 73.4 | 27 | 73.4 | 0 | 1.014 | Cogen | 1 | 0.21095 | 0 | 0 |  |  |  |  | 0.21095 | 0 |  |  |  |  | 0 | 0
1046 | CALENG2G_2G | 2 | West | YES | 0.091495 | 73.4 | 27 | 73.4 | 0 | 1.014 | Cogen | 1 | 0.21095 | 0 | 0 |  |  |  |  | 0.21095 | 0 |  |  |  |  | 0 | 0
1047 | CALENG3G_3G | 3 | West | YES | 0.091495 | 70.4 | 27 | 70.4 | 0 | 1.014 | Cogen | 1 | 0.21095 | 0 | 0 |  |  |  |  | 0.21095 | 0 |  |  |  |  | 0 | 0
11065 | ELBOWCK_1G | 1 | West | YES | 0.091643 | 23.4 | 0 | 121.9 | 0 | 1 | Wind | 1 | 0.2111 | 0 | 121.9 |  |  |  |  | 0.2111 | 25.7331 |  |  |  |  | 0 | 0
1058 | LONGSHORE_5 | 1 | West | YES | 0.091643 | 30 | 0 | 150 |  | 1.01 | Wind | 1 | 0.2111 | 0 | 150 |  |  |  |  | 0.2111 | 31.665 |  |  |  |  | 0 | 0
1058 | LONGSHORE_5 | 2 | West | YES | 0.091643 | 44 | 0 | 220 |  | 1.01 | Wind | 1 | 0.2111 | 0 | 220 |  |  |  |  | 0.2111 | 46.442 |  |  |  |  | 0 | 0
60072 | HHOLLOW41A | 1 | West | YES | 0.091693 | 23 | 0 | 115 | 0 | 1.025 | Wind | 1 | 0.21115 | 0 | 115 |  |  |  |  | 0.21115 | 24.2822 |  |  |  |  | 0 | 0
60058 | BUFF_GAP1A | 1 | West | YES | 0.091693 | 24 | 0 | 120 |  | 1 | Wind | 1 | 0.21115 | 0 | 120 |  |  |  |  | 0.21115 | 25.338 |  |  |  |  | 0 | 0
60063 | BUFF_GAP1B | 1 | West | YES | 0.091693 | 34 | 0 | 170.2 | 0 | 1.02 | Wind | 1 | 0.21115 | 0 | 170.2 |  |  |  |  | 0.21115 | 35.9377 |  |  |  |  | 0 | 0
60068 | HHOLLOW21A | 1 | West | YES | 0.091693 | 36.8 | 0 | 184 | 0 | 1.025 | Wind | 1 | 0.21115 | 0 | 184 |  |  |  |  | 0.21115 | 38.8516 |  |  |  |  | 0 | 0
60066 | H_HOLLOW1A | 1 | West | YES | 0.091693 | 44.4 | 0 | 222 | 0 | 1.005 | Wind | 1 | 0.21115 | 0 | 222 |  |  |  |  | 0.21115 | 46.8753 |  |  |  |  | 0 | 0
60070 | HHOLLOW31A | 1 | West | YES | 0.091693 | 44.8 | 0 | 224 | 0 | 1.025 | Wind | 1 | 0.21115 | 0 | 224 |  |  |  |  | 0.21115 | 47.2976 |  |  |  |  | 0 | 0
60060 | CIRELLO | 1 | West | YES | 0.091693 | 46.6 | 0 | 233 | 0 | 1 | Wind | 1 | 0.21115 | 0 | 233 |  |  |  |  | 0.21115 | 49.1979 |  |  |  |  | 0 | 0
1044 | MRGNFG_6G | F | West | YES | 0.091733 | 66 | 66 | 66 | 0 | 1.029 | GGT | 1 | 0.21119 | 66 | 66 |  |  |  |  | 0.21119 | 13.9385 |  |  |  |  | 0 | 0
1042 | MRGNDG_4G | D | West | YES | 0.091733 | 68 | 68 | 68 | 0 | 1.029 | GGT | 1 | 0.21119 | 68 | 68 |  |  |  |  | 0.21119 | 14.3609 |  |  |  |  | 0 | 0
1039 | MRGNAG_1G | A | West | YES | 0.091733 | 69 | 69 | 69 | 0 | 1.029 | GGT | 1 | 0.21119 | 69 | 69 |  |  |  |  | 0.21119 | 14.5721 |  |  |  |  | 0 | 0
1041 | MRGNCG_3G | C | West | YES | 0.091733 | 69 | 69 | 70 | 0 | 1.029 | GGT | 1 | 0.21119 | 70 | 70 |  |  |  |  | 0.21119 | 14.7833 |  |  |  |  | 0 | 0
1043 | MRGNEG_5G | E | West | YES | 0.091733 | 68 | 68 | 70 | 0 | 1.029 | GGT | 1 | 0.21119 | 70 | 70 |  |  |  |  | 0.21119 | 14.7833 |  |  |  |  | 0 | 0
1040 | MRGNBG_2G | B | West | YES | 0.091733 | 70 | 70 | 71 | 0 | 1.029 | GGT | 1 | 0.21119 | 71 | 71 |  |  |  |  | 0.21119 | 14.9945 |  |  |  |  | 0 | 0
1037 | MORGAN5G_5G | 5 | West | YES | 0.091733 | 109.6 | 40 | 137 | 0 | 1.029 | GST | 1 | 0.21119 | 137 | 137 |  |  |  |  | 0.21119 | 28.933 |  |  |  |  | 0 | 0
6637 | SNYDERW1A | 1 | West | YES | 0.091761 | 12.6 | 0 | 63 | 0 | 1.025 | Wind | 1 | 0.21122 | 0 | 63 |  |  |  |  | 0.21122 | 13.3067 |  |  |  |  | 0 | 0
1073 | SCURRYCW_2G | 2 | West | YES | 0.091812 | 24 | 0 | 120 | 0 | 1.0217 | Wind | 1 | 0.21127 | 0 | 120 |  |  |  |  | 0.21127 | 25.3523 |  |  |  |  | 0 | 0
1068 | SCURRYCW_1G | 1 | West | YES | 0.091812 | 28.2 | 1.3 | 141 | 0 | 1.0217 | Wind | 1 | 0.21127 | 0 | 141 |  |  |  |  | 0.21127 | 29.7889 |  |  |  |  | 0 | 0
1069 | KINDERMG_1G | 1 | West | YES | 0.09182 | 25 | 5 | 25 | 0 | 1.017 | Cogen | 1 | 0.21128 | 0 | 0 |  |  |  |  | 0.21128 | 0 |  |  |  |  | 0 | 0
1070 | KINDERMG_2G | 1 | West | YES | 0.09182 | 45.7 | 12 | 45.7 | 0 | 1.017 | Cogen | 1 | 0.21128 | 0 | 0 |  |  |  |  | 0.21128 | 0 |  |  |  |  | 0 | 0
1071 | KINDERMG_3G | 1 | West | YES | 0.09182 | 45.7 | 12 | 45.7 | 0 | 1.017 | Cogen | 1 | 0.21128 | 0 | 0 |  |  |  |  | 0.21128 | 0 |  |  |  |  | 0 | 0
1062 | CIELOGEN_2G | 1 | West | YES | 0.09182 | 12.2 | 0 | 61 |  | 1 | Wind | 1 | 0.21128 | 0 | 61 |  |  |  |  | 0.21128 | 12.8879 |  |  |  |  | 0 | 0
1061 | CIELOGEN_1G | 1 | West | YES | 0.09182 | 19.8 | 0 | 99 |  | 1 | Wind | 1 | 0.21128 | 0 | 99 |  |  |  |  | 0.21128 | 20.9164 |  |  |  |  | 0 | 0
36998 | RDCNYNG1 | 1 | West | YES | 0.091951 | 16.8 | 0 | 84 |  | 1.01 | Wind | 1 | 0.21141 | 0 | 84 |  |  |  |  | 0.21141 | 17.7583 |  |  |  |  | 0 | 0
1354 | AEPWIND_8 | 1 | West | YES | 0.092031 | 20.2 | 0 | 101 |  | 1 | Wind | 1 | 0.21149 | 0 | 101 |  |  |  |  | 0.21149 | 21.3603 |  |  |  |  | 0 | 0
1343 | TRENTIPP_8 | 1 | West | YES | 0.092031 | 30 | 0 | 150 |  | 1.014 | Wind | 1 | 0.21149 | 0 | 150 |  |  |  |  | 0.21149 | 31.7232 |  |  |  |  | 0 | 0
6407 | TURKTRAK1A | 1 | West | YES | 0.09218 | 33.9 | 0 | 169.5 | 0 | 1.025 | Wind | 1 | 0.21164 | 0 | 169.5 |  |  |  |  | 0.21164 | 35.8725 |  |  |  |  | 0 | 0
71051 | L_BITTCR1_1N | W1 | West | YES | 0.092511 | 7.5 | 0 | 37.5 |  | 1.02 | Wind | 1 | 0.21197 | 0 | 37.5 |  |  |  |  | 0.21197 | 7.9488 |  |  |  |  | 0 | 0
71061 | L_SWEETW1_5N | W1 | West | YES | 0.092511 | 16.1 | 0 | 80.5 | 0 | 1.02 | Wind | 1 | 0.21197 | 0 | 80.5 |  |  |  |  | 0.21197 | 17.0634 |  |  |  |  | 0 | 0
71060 | L_SWEETW1_4N | W1 | West | YES | 0.092511 | 21 | 0 | 105 | 0 | 1.02 | Wind | 1 | 0.21197 | 0 | 105 |  |  |  |  | 0.21197 | 22.2566 |  |  |  |  | 0 | 0
71054 | L_SWEETW1_1N | W1 | West | YES | 0.092511 | 21.5 | 0 | 107.5 |  | 1.02 | Wind | 1 | 0.21197 | 0 | 107.5 |  |  |  |  | 0.21197 | 22.7866 |  |  |  |  | 0 | 0
71059 | L_SWEETW1_3N | W1 | West | YES | 0.092511 | 23.8 | 0 | 119 | 0 | 1.02 | Wind | 1 | 0.21197 | 0 | 119 |  |  |  |  | 0.21197 | 25.2242 |  |  |  |  | 0 | 0
71057 | L_SWEETW1_2N | W1 | West | YES | 0.092511 | 27 | 0 | 135 |  | 1.02 | Wind | 1 | 0.21197 | 0 | 135 |  |  |  |  | 0.21197 | 28.6157 |  |  |  |  | 0 | 0
6144 | MCADOO1A | 1 | West | YES | 0.09253 | 15 | 0 | 150 | 0 | 1.025 | Wind | 1 | 0.21199 | 0 | 150 |  |  |  |  | 0.21199 | 31.798 |  |  |  |  | 0 | 0
11057 | CHAMPION_1G | 1 | West | YES | 0.092548 | 25.3 | 0 | 126.5 |  | 1 | Wind | 1 | 0.212 | 0 | 126.5 |  |  |  |  | 0.212 | 26.8186 |  |  |  |  | 0 | 0
11059 | INADALE_1G | 1 | West | YES | 0.092548 | 39.4 | 0 | 197 |  | 1 | Wind | 1 | 0.212 | 0 | 197 |  |  |  |  | 0.212 | 41.765 |  |  |  |  | 0 | 0
11056 | ROSCOE_1G | 1 | West | YES | 0.092548 | 41.8 | 0 | 209 |  | 1 | Wind | 1 | 0.212 | 0 | 209 |  |  |  |  | 0.212 | 44.309 |  |  |  |  | 0 | 0
11058 | PYRON_1G | 1 | West | YES | 0.092548 | 49.8 | 0 | 249 |  | 1 | Wind | 1 | 0.212 | 0 | 249 |  |  |  |  | 0.212 | 52.7892 |  |  |  |  | 0 | 0
1643 | SLSTR1PP_1G | 1 | North | YES | 0.09282 | 6 | 0 | 60 | 0 | 1.022 | Wind | 1 | 0.21228 | 0 | 60 | 5.5692 | 60 |  |  | 0.21228 | 12.7366 |  |  |  |  | 0 | 0
1416 | SWETWATR_1G | 1 | West | YES | 0.092898 | 30 | 18 | 30 | 0 | 1.026 | CC | 1 | 0.21235 | 30 | 30 |  |  |  |  | 0.21235 | 6.3706 |  |  |  |  | 0 | 0
1419 | SWETWATR_4G | 4 | West | YES | 0.092898 | 61 | 36 | 61 | 0 | 1.026 | CC | 1 | 0.21235 | 61 | 61 |  |  |  |  | 0.21235 | 12.9537 |  |  |  |  | 0 | 0
1418 | SWETWATR_3G | 3 | West | YES | 0.092898 | 68 | 36 | 68 | 0 | 1.026 | CC | 1 | 0.21235 | 68 | 68 |  |  |  |  | 0.21235 | 14.4401 |  |  |  |  | 0 | 0
1417 | SWETWATR_2G | 2 | West | YES | 0.092898 | 72 | 36 | 72 | 0 | 1.026 | CC | 1 | 0.21235 | 72 | 72 |  |  |  |  | 0.21235 | 15.2896 |  |  |  |  | 0 | 0
60081 | WHRLWIND1A | 1 | West | YES | 0.093292 | 12 | 0 | 60 | 0 | 1.03 | Wind | 1 | 0.21275 | 0 | 60 |  |  |  |  | 0.21275 | 12.7649 |  |  |  |  | 0 | 0
48690 | GBY_GN5_5 | 5 | Houston | YES | -0.10636 | 318.4 | 81 | 398 |  | 1.0362 | GSC | -1 | 0.21306 | 398 | 398 |  |  | -42.3317 | 398 | -0.21306 | -84.7981 |  |  |  |  | 0 | 0
1437 | MESQUITW_1G | 1 | North | YES | 0.094522 | 40 | 0 | 400 | 0 | 1.023 | Wind | 1 | 0.21398 | 0 | 400 | 37.8088 | 400 |  |  | 0.21398 | 85.5916 |  |  |  |  | 0 | 0
1438 | MESQUITW_2G | 1 | North | YES | 0.094525 | 23.6 | 0 | 236 |  | 1.017 | Wind | 1 | 0.21398 | 0 | 236 | 22.3079 | 236 |  |  | 0.21398 | 50.4997 |  |  |  |  | 0 | 0
48815 | CVC_GT4_8005 | 4 | Houston | YES | -0.1078 | 165 | 91.8 | 165 |  | 1.0362 | Cogen | -1 | 0.2145 | 0 | 0 |  |  | 0 | 0 | -0.2145 | 0 |  |  |  |  | 0 | 0
1442 | COKFIELD_5 | 1 | North | YES | 0.095166 | 16.5 | 0 | 165 |  | 1.029 | Wind | 1 | 0.21462 | 0 | 165 | 15.7024 | 165 |  |  | 0.21462 | 35.4128 |  |  |  |  | 0 | 0
48791 | PSA_GT1_8160 | 1 | Houston | YES | -0.10811 | 52 | 20.8 | 65 | 0 | 1.0362 | Cogen | -1 | 0.21481 | 0 | 0 |  |  | 0 | 0 | -0.21481 | 0 |  |  |  |  | 0 | 0
48792 | PSA_GT2_8155 | 2 | Houston | YES | -0.10811 | 52.8 | 20.3 | 66 | 0 | 1.0362 | Cogen | -1 | 0.21481 | 0 | 0 |  |  | 0 | 0 | -0.21481 | 0 |  |  |  |  | 0 | 0
48793 | PSA_GT3_8150 | 3 | Houston | YES | -0.10811 | 56 | 20.3 | 70 | 0 | 1.0362 | Cogen | -1 | 0.21481 | 0 | 0 |  |  | 0 | 0 | -0.21481 | 0 |  |  |  |  | 0 | 0
48794 | PSA_GT4_8145 | 4 | Houston | YES | -0.10811 | 52.8 | 20.3 | 66 | 0 | 1.0362 | Cogen | -1 | 0.21481 | 0 | 0 |  |  | 0 | 0 | -0.21481 | 0 |  |  |  |  | 0 | 0
48795 | PSA_GT5_8140 | 5 | Houston | YES | -0.10811 | 51.2 | 20.3 | 64 | 0 | 1.0362 | Cogen | -1 | 0.21481 | 0 | 0 |  |  | 0 | 0 | -0.21481 | 0 |  |  |  |  | 0 | 0
48796 | PSA_GN1_8165 | 1 | Houston | YES | -0.10811 | 83.2 | 43.1 | 104 | 0 | 1.0362 | Cogen | -1 | 0.21481 | 0 | 0 |  |  | 0 | 0 | -0.21481 | 0 |  |  |  |  | 0 | 0
48797 | PSA_GT6_8135 | 6 | Houston | YES | -0.10811 | 47.2 | 34.5 | 59 | 0 | 1.0362 | Cogen | -1 | 0.21481 | 0 | 0 |  |  | 0 | 0 | -0.21481 | 0 |  |  |  |  | 0 | 0
6100 | OKLA7A | EQ | West | YES | 0.095678 | 50 | -220 | 220 | 0 | 1.035 | DCTie | 1 | 0.21513 | 0 | 0 |  |  |  |  | 0.21513 | 0 |  |  |  |  | 0 | 0
6752 | OKLA0A | 1 | West | YES | 0.095678 | 649.7 | 175 | 649.7 | 0 | 1.035 | LIGCO | 1 | 0.21513 | 0 | 649.7 |  |  |  |  | 0.21513 | 139.7732 |  |  |  |  | 0 | 0
48598 | BTE_ST1_8070 | 4 | Houston | YES | -0.10885 | 269.2 | 60 | 269.2 | 0 | 1.0261 | CC | -1 | 0.21555 | 269.2 | 269.2 |  |  | -29.3032 | 269.2 | -0.21555 | -58.0267 |  |  |  |  | 0 | 0
48595 | BTE_GT2_8075 | 1 | Houston | YES | -0.10885 | 162.8 | 130 | 162.8 | 0 | 1.0261 | CC | -1 | 0.21555 | 162.8 | 162.8 |  |  | -17.7213 | 162.8 | -0.21555 | -35.0919 |  |  |  |  | 0 | 0
48596 | BTE_GT3_8045 | 2 | Houston | YES | -0.10885 | 161.4 | 130 | 161.4 | 0 | 1.0261 | CC | -1 | 0.21555 | 161.4 | 161.4 |  |  | -17.5689 | 161.4 | -0.21555 | -34.7902 |  |  |  |  | 0 | 0
48597 | BTE_GT4_8055 | 3 | Houston | YES | -0.10885 | 158.9 | 130 | 158.9 | 0 | 1.0261 | CC | -1 | 0.21555 | 158.9 | 158.9 |  |  | -17.2967 | 158.9 | -0.21555 | -34.2513 |  |  |  |  | 0 | 0
1433 | GRHAMSES_1G | 1 | North | YES | 0.096617 | 242 | 60 | 242 | 0 | 1.038 | GST | 1 | 0.21607 | 242 | 242 | 23.3813 | 242 |  |  | 0.21607 | 52.2899 |  |  |  |  | 0 | 0
332 | RWMILLER01 | 1 | North | YES | 0.096693 | 58.4 | 18.5 | 73 | 0 | 1.04 | GST | 1 | 0.21615 | 73 | 73 | 7.0586 | 73 |  |  | 0.21615 | 15.7789 |  |  |  |  | 0 | 0
336 | RWMILLER05 | 5 | North | YES | 0.096693 | 80.8 | 0 | 101 | 0 | 1.04 | GST | 1 | 0.21615 | 101 | 101 | 9.766 | 101 |  |  | 0.21615 | 21.8311 |  |  |  |  | 0 | 0
335 | RWMILLER04 | 4 | North | YES | 0.096693 | 81.6 | 0 | 102 | 0 | 1.04 | GST | 1 | 0.21615 | 102 | 102 | 9.8627 | 102 |  |  | 0.21615 | 22.0473 |  |  |  |  | 0 | 0
333 | RWMILLER02 | 2 | North | YES | 0.096693 | 95.2 | 37 | 119 | 0 | 1.04 | GST | 1 | 0.21615 | 119 | 119 | 11.5065 | 119 |  |  | 0.21615 | 25.7218 |  |  |  |  | 0 | 0
334 | RWMILLER03 | 3 | North | YES | 0.096693 | 166.4 | 65 | 208 | 0 | 1.04 | GST | 1 | 0.21615 | 208 | 208 | 20.1121 | 208 |  |  | 0.21615 | 44.9592 |  |  |  |  | 0 | 0
1432 | GRHAMSES_2G | 2 | North | YES | 0.097197 | 294.9 | 90 | 366 | 0 | 1.014 | GST | 1 | 0.21665 | 366 | 366 | 35.5741 | 366 |  |  | 0.21665 | 79.2953 |  |  |  |  | 0 | 0
1479 | WFCOGEN_1G | 1 | North | YES | 0.097281 | 16 | 12 | 20 | 0 | 1 | Cogen | 1 | 0.21674 | 0 | 0 | 0 | 0 |  |  | 0.21674 | 0 |  |  |  |  | 0 | 0
1479 | WFCOGEN_1G | 2 | North | YES | 0.097281 | 16 | 12 | 20 | 0 | 1 | Cogen | 1 | 0.21674 | 0 | 0 | 0 | 0 |  |  | 0.21674 | 0 |  |  |  |  | 0 | 0
1482 | WFCOGEN_2G | 2 | North | YES | 0.097281 | 13.6 | 12 | 17 | 0 | 1 | Cogen | 1 | 0.21674 | 0 | 0 | 0 | 0 |  |  | 0.21674 | 0 |  |  |  |  | 0 | 0
1482 | WFCOGEN_2G | 1 | North | YES | 0.097281 | 16 | 12 | 20 | 0 | 1 | Cogen | 1 | 0.21674 | 0 | 0 | 0 | 0 |  |  | 0.21674 | 0 |  |  |  |  | 0 | 0
1600 | BARTNWND_1G | 1 | North | YES | 0.097432 | 12 | 0 | 120 | 0 | 1.022 | Wind | 1 | 0.21689 | 0 | 120 | 11.6918 | 120 |  |  | 0.21689 | 26.0267 |  |  |  |  | 0 | 0
344 | MRSSHPRD | 1 | North | YES | 0.09758 | 0 | 0 | 12 |  | 1.03 | Hydro | 1 | 0.21704 | 0 | 0 | 0 | 0 |  |  | 0.21704 | 0 |  |  |  |  | 0 | 0
345 | MRSSHPRD01 | 2 | North | YES | 0.09758 | 0 | 0 | 12 |  | 1.03 | Hydro | 1 | 0.21704 | 0 | 0 | 0 | 0 |  |  | 0.21704 | 0 |  |  |  |  | 0 | 0
48651 | EP_1_2 | 1 | Houston | YES | -0.11037 | 4 | 0 | 5 | 0 | 1.0362 | Cogen | -1 | 0.21707 | 0 | 0 |  |  | 0 | 0 | -0.21707 | 0 |  |  |  |  | 0 | 0
48651 | EP_1_2 | 2 | Houston | YES | -0.11037 | 17.7 | 10 | 21 | 0 | 1.0362 | Cogen | -1 | 0.21707 | 0 | 0 |  |  | 0 | 0 | -0.21707 | 0 |  |  |  |  | 0 | 0
48940 | WARVUE_GT1 | G1 | Houston | YES | -0.11055 | 15 | 0 | 15 |  | 1.021 | Cogen | -1 | 0.21725 | 0 | 0 |  |  | 0 | 0 | -0.21725 | 0 |  |  |  |  | 0 | 0
366 | JNSNCNTY802 | 1 | North | YES | 0.097904 | 168 | 20 | 168 | 0 | 1.02 | Cogen | 1 | 0.21736 | 0 | 0 | 0 | 0 |  |  | 0.21736 | 0 |  |  |  |  | 0 | 0
367 | JNSNCNTY802 | 2 | North | YES | 0.097904 | 90 | 20 | 90 | 0 | 1.02 | Cogen | 1 | 0.21736 | 0 | 0 | 0 | 0 |  |  | 0.21736 | 0 |  |  |  |  | 0 | 0
48581 | CBY_GN1_1 | 1 | Houston | YES | -0.11076 | 595.2 | 108 | 744 | 0 | 1.0435 | GSC | -1 | 0.21746 | 744 | 744 |  |  | -82.404 | 744 | -0.21746 | -161.7884 |  |  |  |  | 0 | 0
49803 | EXN_15GT | 1 | Houston | YES | -0.11088 | 33 | 8.3 | 34 |  | 1.0326 | Cogen | -1 | 0.21758 | 0 | 0 |  |  | 0 | 0 | -0.21758 | 0 |  |  |  |  | 0 | 0
49804 | EXN_16GT | 2 | Houston | YES | -0.11088 | 32 | 8.3 | 34.7 |  | 1.0326 | Cogen | -1 | 0.21758 | 0 | 0 |  |  | 0 | 0 | -0.21758 | 0 |  |  |  |  | 0 | 0
49805 | EXN_17GT | 3 | Houston | YES | -0.11088 | 31 | 8.3 | 32.7 |  | 1.0326 | Cogen | -1 | 0.21758 | 0 | 0 |  |  | 0 | 0 | -0.21758 | 0 |  |  |  |  | 0 | 0
49826 | EXN938GT | 5 | Houston | YES | -0.11088 | 43 | 9.2 | 45.9 |  | 1.0326 | Cogen | -1 | 0.21758 | 0 | 0 |  |  | 0 | 0 | -0.21758 | 0 |  |  |  |  | 0 | 0
49828 | EXN941GT | 10 | Houston | YES | -0.11088 | 17.7 | 5.4 | 17.7 | 0 | 1.0326 | Cogen | -1 | 0.21758 | 0 | 0 |  |  | 0 | 0 | -0.21758 | 0 |  |  |  |  | 0 | 0
49829 | EXN942GT | 11 | Houston | YES | -0.11088 | 20 | 5.4 | 20.4 | 0 | 1.0326 | Cogen | -1 | 0.21758 | 0 | 0 |  |  | 0 | 0 | -0.21758 | 0 |  |  |  |  | 0 | 0
49830 | EXN943GT | 12 | Houston | YES | -0.11088 | 19 | 5.4 | 19.9 | 0 | 1.0326 | Cogen | -1 | 0.21758 | 0 | 0 |  |  | 0 | 0 | -0.21758 | 0 |  |  |  |  | 0 | 0
49831 | EXN944GT | 13 | Houston | YES | -0.11088 | 33 | 5.4 | 35 | 0 | 1.0326 | Cogen | -1 | 0.21758 | 0 | 0 |  |  | 0 | 0 | -0.21758 | 0 |  |  |  |  | 0 | 0
49832 | EXN945GT | 9 | Houston | YES | -0.11088 | 18.5 | 9.2 | 18.5 |  | 1.0326 | Cogen | -1 | 0.21758 | 0 | 0 |  |  | 0 | 0 | -0.21758 | 0 |  |  |  |  | 0 | 0
49837 | EXN_GT | 4 | Houston | YES | -0.11088 | 81 | 21.3 | 85.4 |  | 1.0326 | Cogen | -1 | 0.21758 | 0 | 0 |  |  | 0 | 0 | -0.21758 | 0 |  |  |  |  | 0 | 0
49838 | EXN_14GT | 14 | Houston | YES | -0.11088 | 140 | 0 | 148 |  | 1.0326 | Cogen | -1 | 0.21758 | 0 | 0 |  |  | 0 | 0 | -0.21758 | 0 |  |  |  |  | 0 | 0
49851 | DOW17000 | 37 | Houston | YES | -0.1109 | 39 | 0 | 62 | 0 | 1 | Cogen | -1 | 0.2176 | 0 | 0 |  |  | 0 | 0 | -0.2176 | 0 |  |  |  |  | 0 | 0
49858 | DOW38100 | 31 | Houston | YES | -0.1109 | 45 | 0 | 71.4 |  | 1 | Cogen | -1 | 0.2176 | 0 | 0 |  |  | 0 | 0 | -0.2176 | 0 |  |  |  |  | 0 | 0
49859 | DOW38200 | 33 | Houston | YES | -0.1109 | 28 | 0 | 45 | 0 | 1 | Cogen | -1 | 0.2176 | 0 | 0 |  |  | 0 | 0 | -0.2176 | 0 |  |  |  |  | 0 | 0
49860 | DOW38300 | 32 | Houston | YES | -0.1109 | 63 | 0 | 101 |  | 1 | Cogen | -1 | 0.2176 | 0 | 0 |  |  | 0 | 0 | -0.2176 | 0 |  |  |  |  | 0 | 0
49862 | DOW39100 | 36 | Houston | YES | -0.1109 | 54 | 0 | 86 | 0 | 1 | Cogen | -1 | 0.2176 | 0 | 0 |  |  | 0 | 0 | -0.2176 | 0 |  |  |  |  | 0 | 0
49863 | DOW39200 | 35 | Houston | YES | -0.1109 | 55 | 0 | 88 | 0 | 1 | Cogen | -1 | 0.2176 | 0 | 0 |  |  | 0 | 0 | -0.2176 | 0 |  |  |  |  | 0 | 0
49865 | DOW41000 | 41 | Houston | YES | -0.1109 | 31 | 0 | 50 |  | 1 | Cogen | -1 | 0.2176 | 0 | 0 |  |  | 0 | 0 | -0.2176 | 0 |  |  |  |  | 0 | 0
49866 | DOW42000 | 42 | Houston | YES | -0.1109 | 11 | 0 | 18 |  | 1 | Cogen | -1 | 0.2176 | 0 | 0 |  |  | 0 | 0 | -0.2176 | 0 |  |  |  |  | 0 | 0
49869 | DOW49000 | 45 | Houston | YES | -0.1109 | 59 | 0 | 94 |  | 1 | Cogen | -1 | 0.2176 | 0 | 0 |  |  | 0 | 0 | -0.2176 | 0 |  |  |  |  | 0 | 0
49870 | DOW61000 | 61 | Houston | YES | -0.1109 | 44 | 0 | 70 | 0 | 1 | Cogen | -1 | 0.2176 | 0 | 0 |  |  | 0 | 0 | -0.2176 | 0 |  |  |  |  | 0 | 0
49871 | DOW62000 | 62 | Houston | YES | -0.1109 | 40 | 0 | 63 | 0 | 1 | Cogen | -1 | 0.2176 | 0 | 0 |  |  | 0 | 0 | -0.2176 | 0 |  |  |  |  | 0 | 0
49872 | DOW63000 | 63 | Houston | YES | -0.1109 | 45 | 0 | 72 | 0 | 1 | Cogen | -1 | 0.2176 | 0 | 0 |  |  | 0 | 0 | -0.2176 | 0 |  |  |  |  | 0 | 0
49873 | DOW64000 | 64 | Houston | YES | -0.1109 | 41 | 0 | 64.8 | 0 | 1 | Cogen | -1 | 0.2176 | 0 | 0 |  |  | 0 | 0 | -0.2176 | 0 |  |  |  |  | 0 | 0
49876 | DOW65000 | 65 | Houston | YES | -0.1109 | 63 | 0 | 101 | 0 | 1 | Cogen | -1 | 0.2176 | 0 | 0 |  |  | 0 | 0 | -0.2176 | 0 |  |  |  |  | 0 | 0
49877 | DOW66000 | 66 | Houston | YES | -0.1109 | 61 | 0 | 97 | 0 | 1 | Cogen | -1 | 0.2176 | 0 | 0 |  |  | 0 | 0 | -0.2176 | 0 |  |  |  |  | 0 | 0
49878 | DOW67000 | 67 | Houston | YES | -0.1109 | 65 | 0 | 103 | 0 | 1 | Cogen | -1 | 0.2176 | 0 | 0 |  |  | 0 | 0 | -0.2176 | 0 |  |  |  |  | 0 | 0
49882 | DOW81000 | 81 | Houston | YES | -0.1109 | 47 | 0 | 76 | 0 | 1 | Cogen | -1 | 0.2176 | 0 | 0 |  |  | 0 | 0 | -0.2176 | 0 |  |  |  |  | 0 | 0
49884 | DOW82000 | 82 | Houston | YES | -0.1109 | 51 | 0 | 80 | 0 | 1 | Cogen | -1 | 0.2176 | 0 | 0 |  |  | 0 | 0 | -0.2176 | 0 |  |  |  |  | 0 | 0
49885 | DOW83000 | 83 | Houston | YES | -0.1109 | 51 | 0 | 80 | 0 | 1 | Cogen | -1 | 0.2176 | 0 | 0 |  |  | 0 | 0 | -0.2176 | 0 |  |  |  |  | 0 | 0
49886 | DOW84000 | 84 | Houston | YES | -0.1109 | 107 | 0 | 171 | 0 | 0.98 | Cogen | -1 | 0.2176 | 0 | 0 |  |  | 0 | 0 | -0.2176 | 0 |  |  |  |  | 0 | 0
48583 | CBY_GT4_1 | 1 | Houston | YES | -0.11093 | 172 | 0 | 172 | 0 | 1.027 | GSC | -1 | 0.21763 | 172 | 172 |  |  | -19.0805 | 172 | -0.21763 | -37.4328 |  |  |  |  | 0 | 0
48584 | CBY_GT4_2 | 2 | Houston | YES | -0.11093 | 172 | 0 | 172 | 0 | 1.027 | CC | -1 | 0.21763 | 172 | 172 |  |  | -19.0805 | 172 | -0.21763 | -37.4328 |  |  |  |  | 0 | 0
48585 | CBY_ST4_1 | 3 | Houston | YES | -0.11093 | 172 | 0 | 172 | 0 | 1.027 | CC | -1 | 0.21763 | 172 | 172 |  |  | -19.0805 | 172 | -0.21763 | -37.4328 |  |  |  |  | 0 | 0
1895 | DECRDOVA_5G | D | North | YES | 0.098526 | 65 | 65 | 68 | 0 | 1.025 | GGT | 1 | 0.21798 | 68 | 68 | 6.6998 | 68 |  |  | 0.21798 | 14.8228 |  |  |  |  | 0 | 0
1893 | DECRDOVA_3G | B | North | YES | 0.098526 | 65 | 65 | 69 | 0 | 1.025 | GGT | 1 | 0.21798 | 69 | 69 | 6.7983 | 69 |  |  | 0.21798 | 15.0408 |  |  |  |  | 0 | 0
1894 | DECRDOVA_4G | C | North | YES | 0.098526 | 65 | 65 | 69 | 0 | 1.025 | GGT | 1 | 0.21798 | 69 | 69 | 6.7983 | 69 |  |  | 0.21798 | 15.0408 |  |  |  |  | 0 | 0
1892 | DECRDOVA_2G | A | North | YES | 0.098526 | 65 | 65 | 70 | 0 | 1.025 | GGT | 1 | 0.21798 | 70 | 70 | 6.8968 | 70 |  |  | 0.21798 | 15.2588 |  |  |  |  | 0 | 0
503 | NTHTEXAS01 | 1 | North | YES | 0.098545 | 0 | 5 | 18 |  | 1.015 | GST | 1 | 0.218 | 18 | 18 | 1.7738 | 18 |  |  | 0.218 | 3.924 |  |  |  |  | 0 | 0
504 | NTHTEXAS02 | 2 | North | YES | 0.098545 | 14.4 | 5 | 18 |  | 1.015 | GST | 1 | 0.218 | 18 | 18 | 1.7738 | 18 |  |  | 0.218 | 3.924 |  |  |  |  | 0 | 0
505 | NTHTEXAS03 | 3 | North | YES | 0.098545 | 30.4 | 15 | 38 |  | 1.015 | GST | 1 | 0.218 | 38 | 38 | 3.7447 | 38 |  |  | 0.218 | 8.2841 |  |  |  |  | 0 | 0
48582 | CBY_GN2_2 | 2 | Houston | YES | -0.11137 | 596.8 | 110 | 746 | 0 | 1.0435 | GSC | -1 | 0.21807 | 746 | 746 |  |  | -83.082 | 746 | -0.21807 | -162.6798 |  |  |  |  | 0 | 0
1898 | COMCHEPK_1G | 1 | North | YES | 0.099052 | 1217 | 1150 | 1217 | 0 | 1.032 | Nuc | 1 | 0.21851 | 0 | 0 | 0 | 0 |  |  | 0.21851 | 0 |  |  |  |  | 0 | 0
1899 | COMCHEPK_2G | 2 | North | YES | 0.099052 | 1159 | 1128 | 1159 | 0 | 1.032 | Nuc | 1 | 0.21851 | 0 | 0 | 0 | 0 |  |  | 0.21851 | 0 |  |  |  |  | 0 | 0
1453 | WCPWRCO_1G | 1 | North | YES | 0.099184 | 204 | 50 | 204 | 0 | 1.02 | CC | 1 | 0.21864 | 204 | 204 | 20.2335 | 204 |  |  | 0.21864 | 44.6027 |  |  |  |  | 0 | 0
1454 | WCPWRCO_2G | 2 | North | YES | 0.099184 | 204 | 50 | 204 | 0 | 1.02 | CC | 1 | 0.21864 | 204 | 204 | 20.2335 | 204 |  |  | 0.21864 | 44.6027 |  |  |  |  | 0 | 0
1455 | WCPWRCO_3G | 3 | North | YES | 0.099184 | 242 | 50 | 242 |  | 1.02 | CC | 1 | 0.21864 | 242 | 242 | 24.0025 | 242 |  |  | 0.21864 | 52.9111 |  |  |  |  | 0 | 0
1878 | WLFHOLW_2G | 2 | North | YES | 0.099337 | 215.7 | 105 | 215.7 | 0 | 1.032 | CC | 1 | 0.21879 | 215.7 | 215.7 | 21.427 | 215.7 |  |  | 0.21879 | 47.1938 |  |  |  |  | 0 | 0
1877 | WLFHOLW_1G | 1 | North | YES | 0.099337 | 217.3 | 89.2 | 217.3 | 0 | 1.032 | CC | 1 | 0.21879 | 217.3 | 217.3 | 21.5859 | 217.3 |  |  | 0.21879 | 47.5439 |  |  |  |  | 0 | 0
1879 | WLFHOLW_3G | 3 | North | YES | 0.099337 | 272.4 | 89.2 | 272.4 | 0 | 1.032 | CC | 1 | 0.21879 | 272.4 | 272.4 | 27.0594 | 272.4 |  |  | 0.21879 | 59.5995 |  |  |  |  | 0 | 0
48511 | LPE_GT1_8070 | 1 | Houston | YES | -0.11224 | 42 | 0 | 42 | 0 | 1.0362 | GGT | -1 | 0.21894 | 42 | 42 |  |  | -4.7141 | 42 | -0.21894 | -9.1955 |  |  |  |  | 0 | 0
48512 | LPE_GT2_8075 | 2 | Houston | YES | -0.11224 | 42 | 0 | 42 | 0 | 1.0362 | GGT | -1 | 0.21894 | 42 | 42 |  |  | -4.7141 | 42 | -0.21894 | -9.1955 |  |  |  |  | 0 | 0
48513 | LPE_GT3_8080 | 3 | Houston | YES | -0.11224 | 39 | 0 | 39 | 0 | 1.0362 | GGT | -1 | 0.21894 | 39 | 39 |  |  | -4.3774 | 39 | -0.21894 | -8.5387 |  |  |  |  | 0 | 0
48514 | LPE_GT4_8085 | 4 | Houston | YES | -0.11224 | 39 | 0 | 39 | 0 | 1.0362 | GGT | -1 | 0.21894 | 39 | 39 |  |  | -4.3774 | 39 | -0.21894 | -8.5387 |  |  |  |  | 0 | 0
1889 | DECRDOVA_1G | 1 | North | YES | 0.099538 | 779 | 255 | 779 | 0 | 1.02 | GSC | 1 | 0.21899 | 779 | 779 | 77.5401 | 779 |  |  | 0.21899 | 170.597 |  |  |  |  | 0 | 0
48820 | SHELLG1_3015 | 1 | Houston | YES | -0.11262 | 71 | 34.5 | 71 |  | 1.029 | Cogen | -1 | 0.21932 | 0 | 0 |  |  | 0 | 0 | -0.21932 | 0 |  |  |  |  | 0 | 0
48821 | SHELLG2 | 2 | Houston | YES | -0.11262 | 72 | 34.5 | 72 |  | 1.029 | Cogen | -1 | 0.21932 | 0 | 0 |  |  | 0 | 0 | -0.21932 | 0 |  |  |  |  | 0 | 0
48822 | SHELLG3_3020 | 2 | Houston | YES | -0.11262 | 30 | 0 | 30 |  | 1.029 | Cogen | -1 | 0.21932 | 0 | 0 |  |  | 0 | 0 | -0.21932 | 0 |  |  |  |  | 0 | 0
48822 | SHELLG3_3020 | 1 | Houston | YES | -0.11262 | 39 | 0 | 39 |  | 1.029 | Cogen | -1 | 0.21932 | 0 | 0 |  |  | 0 | 0 | -0.21932 | 0 |  |  |  |  | 0 | 0
581 | JCKCNTY802 | 2 | North | YES | 0.099867 | 147 | 0 | 147 | 0 | 1.022 | CC | 1 | 0.21932 | 147 | 147 | 14.6804 | 147 |  |  | 0.21932 | 32.2406 |  |  |  |  | 0 | 0
582 | JCKCNTY803 | 3 | North | YES | 0.099867 | 147 | 0 | 147 | 0 | 1.022 | CC | 1 | 0.21932 | 147 | 147 | 14.6804 | 147 |  |  | 0.21932 | 32.2406 |  |  |  |  | 0 | 0
580 | JCKCNTY801 | 1 | North | YES | 0.099867 | 288 | 0 | 288 | 0 | 1.022 | CC | 1 | 0.21932 | 288 | 288 | 28.7617 | 288 |  |  | 0.21932 | 63.1653 |  |  |  |  | 0 | 0
48853 | SRB_GN3_3 | 3 | Houston | YES | -0.11277 | 170.4 | 35 | 213 |  | 1.0326 | GST | -1 | 0.21947 | 213 | 213 |  |  | -24.0206 | 213 | -0.21947 | -46.7476 |  |  |  |  | 0 | 0
48845 | SOL_GT1 | 1 | Houston | YES | -0.11278 | 16.2 | 15.4 | 16.2 |  | 1.0326 | Solar | -1 | 0.21948 | 16.2 | 16.2 |  |  | -1.8271 | 16.2 | -0.21948 | -3.5556 |  |  |  |  | 0 | 0
48611 | DIB_GT1_8080 | 1 | Houston | YES | -0.11279 | 64 | 0 | 64 | 0 | 1.0326 | Cogen | -1 | 0.21949 | 0 | 0 |  |  | 0 | 0 | -0.21949 | 0 |  |  |  |  | 0 | 0
48612 | DIB_GT2_8075 | 2 | Houston | YES | -0.11279 | 63.2 | 0 | 63.2 | 0 | 1.0326 | Cogen | -1 | 0.21949 | 0 | 0 |  |  | 0 | 0 | -0.21949 | 0 |  |  |  |  | 0 | 0
48613 | DIB_ST1_8085 | 3 | Houston | YES | -0.11279 | 67.9 | 30 | 82.6 | 0 | 1.0326 | Cogen | -1 | 0.21949 | 0 | 0 |  |  | 0 | 0 | -0.21949 | 0 |  |  |  |  | 0 | 0
48614 | DIB_GT3_8090 | 4 | Houston | YES | -0.11279 | 73.6 | 15 | 73.6 | 0 | 1.0326 | Cogen | -1 | 0.21949 | 0 | 0 |  |  | 0 | 0 | -0.21949 | 0 |  |  |  |  | 0 | 0
48520 | BSF_GT1_8070 | 1 | Houston | YES | -0.1128 | 72 | 0 | 72 | 0 | 1.0326 | Cogen | -1 | 0.21949 | 0 | 0 |  |  | 0 | 0 | -0.21949 | 0 |  |  |  |  | 0 | 0
48520 | BSF_GT1_8070 | 2 | Houston | YES | -0.1128 | 10 | 0 | 10 | 0 | 1.0326 | Cogen | -1 | 0.21949 | 0 | 0 |  |  | 0 | 0 | -0.21949 | 0 |  |  |  |  | 0 | 0
48854 | SRB_GN4_4 | 4 | Houston | YES | -0.1128 | 182.4 | 35 | 228 | 0 | 1.0326 | GST | -1 | 0.2195 | 228 | 228 |  |  | -25.7189 | 228 | -0.2195 | -50.0463 |  |  |  |  | 0 | 0
48740 | PSG_GN2_8050 | 1 | Houston | YES | -0.11285 | 182 | 60 | 182 | 0 | 1.0326 | Cogen | -1 | 0.21955 | 0 | 0 |  |  | 0 | 0 | -0.21955 | 0 |  |  |  |  | 0 | 0
48741 | PSG_GT2_8040 | 1 | Houston | YES | -0.11285 | 158.6 | 50 | 158.6 | 0 | 1.0326 | Cogen | -1 | 0.21955 | 0 | 0 |  |  | 0 | 0 | -0.21955 | 0 |  |  |  |  | 0 | 0
48742 | PSG_GT3_8060 | 1 | Houston | YES | -0.11285 | 157 | 50 | 157 | 0 | 1.0326 | Cogen | -1 | 0.21955 | 0 | 0 |  |  | 0 | 0 | -0.21955 | 0 |  |  |  |  | 0 | 0
48551 | CAL_GT1_8045 | 1 | Houston | YES | -0.11287 | 149 | 0 | 149 | 0 | 1.0326 | Cogen | -1 | 0.21957 | 0 | 0 |  |  | 0 | 0 | -0.21957 | 0 |  |  |  |  | 0 | 0
48552 | CAL_ST1_8000 | 2 | Houston | YES | -0.11287 | 65.1 | 0 | 65.1 | 0 | 1.0326 | Cogen | -1 | 0.21957 | 0 | 0 |  |  | 0 | 0 | -0.21957 | 0 |  |  |  |  | 0 | 0
48851 | SRB_GN1_1 | 1 | Houston | YES | -0.11289 | 132 | 26 | 165 | 0 | 1.0217 | GST | -1 | 0.21959 | 165 | 165 |  |  | -18.6262 | 165 | -0.21959 | -36.2316 |  |  |  |  | 0 | 0
48852 | SRB_GN2_2 | 2 | Houston | YES | -0.11291 | 140.8 | 26 | 176 | 0 | 1.0217 | GST | -1 | 0.21961 | 176 | 176 |  |  | -19.8725 | 176 | -0.21961 | -38.6516 |  |  |  |  | 0 | 0
48855 | SRB_GT211035 | B1 | Houston | YES | -0.11293 | 0 | 0 | 18 |  | 1.014 | GGT | -1 | 0.21963 | 18 | 18 |  |  | -2.0328 | 18 | -0.21963 | -3.9534 |  |  |  |  | 0 | 0
48855 | SRB_GT211035 | B2 | Houston | YES | -0.11293 | 0 | 0 | 12 |  | 1.014 | GGT | -1 | 0.21963 | 12 | 12 |  |  | -1.3552 | 12 | -0.21963 | -2.6356 |  |  |  |  | 0 | 0
1944 | MDLTHELP_4G | 4 | North | YES | 0.10029 | 211 | 74 | 211 | 0 | 1 | CC | 1 | 0.21974 | 211 | 211 | 21.1606 | 211 |  |  | 0.21974 | 46.366 |  |  |  |  | 0 | 0
1943 | MDLTHELP_3G | 3 | North | YES | 0.10029 | 212 | 74 | 212 | 0 | 1 | CC | 1 | 0.21974 | 212 | 212 | 21.2608 | 212 |  |  | 0.21974 | 46.5857 |  |  |  |  | 0 | 0
1937 | MDLTHELP_5G | 5 | North | YES | 0.10029 | 224 | 74 | 224 | 0 | 1 | CC | 1 | 0.21974 | 224 | 224 | 22.4643 | 224 |  |  | 0.21974 | 49.2226 |  |  |  |  | 0 | 0
1938 | MDLTHELP_6G | 6 | North | YES | 0.10029 | 226 | 74 | 226 | 0 | 1 | CC | 1 | 0.21974 | 226 | 226 | 22.6649 | 226 |  |  | 0.21974 | 49.6621 |  |  |  |  | 0 | 0
48841 | SJS_GT1_GT1 | 1 | Houston | YES | -0.11323 | 62.4 | 49 | 78 | 0 | 1.0362 | Cogen | -1 | 0.21993 | 0 | 0 |  |  | 0 | 0 | -0.21993 | 0 |  |  |  |  | 0 | 0
48842 | SJS_GT2_GT2 | 2 | Houston | YES | -0.11323 | 64.8 | 49 | 81 | 0 | 1.0362 | Cogen | -1 | 0.21993 | 0 | 0 |  |  | 0 | 0 | -0.21993 | 0 |  |  |  |  | 0 | 0
48645 | DPEC_ST55065 | 5 | Houston | YES | -0.11351 | 282 | 0 | 282 | 0 | 1.0319 | CC | -1 | 0.22021 | 282 | 282 |  |  | -32.0104 | 282 | -0.22021 | -62.0996 |  |  |  |  | 0 | 0
48641 | DPEC_GT15040 | 1 | Houston | YES | -0.11351 | 163.2 | 98 | 163.2 | 0 | 1.0319 | CC | -1 | 0.22021 | 163.2 | 163.2 |  |  | -18.5252 | 163.2 | -0.22021 | -35.9385 |  |  |  |  | 0 | 0
48643 | DPEC_GT35010 | 3 | Houston | YES | -0.11351 | 157.5 | 98 | 157.5 | 0 | 1.0319 | CC | -1 | 0.22021 | 157.5 | 157.5 |  |  | -17.8781 | 157.5 | -0.22021 | -34.6833 |  |  |  |  | 0 | 0
48642 | DPEC_GT25025 | 2 | Houston | YES | -0.11351 | 157.1 | 98 | 157.1 | 0 | 1.0319 | CC | -1 | 0.22021 | 157.1 | 157.1 |  |  | -17.8327 | 157.1 | -0.22021 | -34.5952 |  |  |  |  | 0 | 0
48644 | DPEC_GT45070 | 4 | Houston | YES | -0.11351 | 157 | 98 | 157 | 0 | 1.0319 | CC | -1 | 0.22021 | 157 | 157 |  |  | -17.8214 | 157 | -0.22021 | -34.5732 |  |  |  |  | 0 | 0
48761 | PR_GT1__9040 | 1 | Houston | YES | -0.11351 | 26 | 0 | 35 |  | 1 | Cogen | -1 | 0.22021 | 0 | 0 |  |  | 0 | 0 | -0.22021 | 0 |  |  |  |  | 0 | 0
1861 | EAGLEMNT_1G | MB | North | YES | 0.10093 | 0 | 30 | 112 |  | 1.022 | GST | 1 | 0.22039 | 0 | 0 | 0 | 0 |  |  | 0.22039 | 0 |  |  |  |  | 0 | 0
1862 | EAGLEMNT_2G | MB | North | YES | 0.10093 | 0 | 40 | 100 |  | 1.022 | GST | 1 | 0.22039 | 0 | 0 | 0 | 0 |  |  | 0.22039 | 0 |  |  |  |  | 0 | 0
1863 | EAGLEMNT_3G | MB | North | YES | 0.10093 | 0 | 50 | 378 |  | 1.022 | GST | 1 | 0.22039 | 0 | 0 | 0 | 0 |  |  | 0.22039 | 0 |  |  |  |  | 0 | 0
728 | WOLFRIDGE801 | 1 | North | YES | 0.10135 | 11.2 | 0 | 112.5 | 0 | 0.99 | Wind | 1 | 0.2208 | 0 | 112.5 | 11.4014 | 112.5 |  |  | 0.2208 | 24.8403 |  |  |  |  | 0 | 0
1942 | MDLTHELP_2G | 2 | North | YES | 0.10137 | 216.1 | 74 | 216.1 | 0 | 1 | CC | 1 | 0.22083 | 216.1 | 216.1 | 21.9063 | 216.1 |  |  | 0.22083 | 47.7209 |  |  |  |  | 0 | 0
1941 | MDLTHELP_1G | 1 | North | YES | 0.10137 | 216.4 | 74 | 216.4 | 0 | 1 | CC | 1 | 0.22083 | 216.4 | 216.4 | 21.9367 | 216.4 |  |  | 0.22083 | 47.7872 |  |  |  |  | 0 | 0
1947 | HANDLEY_3G | 3 | North | YES | 0.10138 | 316 | 100 | 395 | 0 | 1.022 | GST | 1 | 0.22084 | 395 | 395 | 40.0451 | 395 |  |  | 0.22084 | 87.2306 |  |  |  |  | 0 | 0
1949 | HANDLEY_5G | 5 | North | YES | 0.10138 | 348 | 150 | 435 | 0 | 1.022 | GST | 1 | 0.22084 | 435 | 435 | 44.1003 | 435 |  |  | 0.22084 | 96.0641 |  |  |  |  | 0 | 0
48593 | CHE_GT1_8015 | 1 | Houston | YES | -0.11415 | 173 | 50 | 173 | 0 | 1.0362 | Cogen | -1 | 0.22085 | 0 | 0 |  |  | 0 | 0 | -0.22085 | 0 |  |  |  |  | 0 | 0
48594 | CHE_GN4_8025 | 4 | Houston | YES | -0.11415 | 142 | 60 | 142 | 0 | 1.0362 | Cogen | -1 | 0.22085 | 0 | 0 |  |  | 0 | 0 | -0.22085 | 0 |  |  |  |  | 0 | 0
48531 | BYU_GT1_8075 | 1 | Houston | YES | -0.1142 | 65 | 0 | 65 |  | 1.0362 | Cogen | -1 | 0.2209 | 0 | 0 |  |  | 0 | 0 | -0.2209 | 0 |  |  |  |  | 0 | 0
48532 | BYU_GT2_8055 | 2 | Houston | YES | -0.1142 | 62 | 0 | 62 |  | 1.0362 | Cogen | -1 | 0.2209 | 0 | 0 |  |  | 0 | 0 | -0.2209 | 0 |  |  |  |  | 0 | 0
48533 | BYU_GT3_8060 | 3 | Houston | YES | -0.1142 | 67 | 0 | 67 |  | 1.0362 | Cogen | -1 | 0.2209 | 0 | 0 |  |  | 0 | 0 | -0.2209 | 0 |  |  |  |  | 0 | 0
48534 | BYU_GT4_8065 | 4 | Houston | YES | -0.1142 | 65 | 0 | 65 |  | 1.0362 | Cogen | -1 | 0.2209 | 0 | 0 |  |  | 0 | 0 | -0.2209 | 0 |  |  |  |  | 0 | 0
1948 | HANDLEY_4G | 4 | North | YES | 0.10156 | 348 | 150 | 435 | 0 | 1.022 | GST | 1 | 0.22102 | 435 | 435 | 44.1799 | 435 |  |  | 0.22102 | 96.1437 |  |  |  |  | 0 | 0
39760 | TNSCLP1___8 | 1 | Houston | YES | -0.11453 | 93.4 | 20 | 116.8 | 0 | 1.04 | Cogen | -1 | 0.22123 | 0 | 0 |  |  | 0 | 0 | -0.22123 | 0 |  |  |  |  | 0 | 0
39770 | TNSCLP2___8 | 1 | Houston | YES | -0.11453 | 91.6 | 20 | 114.5 | 0 | 1.04 | Cogen | -1 | 0.22123 | 0 | 0 |  |  | 0 | 0 | -0.22123 | 0 |  |  |  |  | 0 | 0
39775 | TNSCLP4___8 | 1 | Houston | YES | -0.11453 | 95.2 | 20 | 119 | 0 | 1.04 | Cogen | -1 | 0.22123 | 0 | 0 |  |  | 0 | 0 | -0.22123 | 0 |  |  |  |  | 0 | 0
39790 | TNSCLP3___8 | 1 | Houston | YES | -0.11453 | 87.6 | 20 | 109.5 | 0 | 1.027 | Cogen | -1 | 0.22123 | 0 | 0 |  |  | 0 | 0 | -0.22123 | 0 |  |  |  |  | 0 | 0
48500 | APD_GT1_8005 | 1 | Houston | YES | -0.11471 | 137.6 | 54.6 | 137.6 | 0 | 1.0362 | Cogen | -1 | 0.22141 | 0 | 0 |  |  | 0 | 0 | -0.22141 | 0 |  |  |  |  | 0 | 0
48561 | CTL_GT2_8130 | 1 | Houston | YES | -0.11492 | 73.5 | 30.3 | 91.9 |  | 1.0362 | Cogen | -1 | 0.22162 | 0 | 0 |  |  | 0 | 0 | -0.22162 | 0 |  |  |  |  | 0 | 0
48562 | CTL_GT3_8135 | 2 | Houston | YES | -0.11492 | 70.1 | 30.3 | 87.6 |  | 1.0362 | Cogen | -1 | 0.22162 | 0 | 0 |  |  | 0 | 0 | -0.22162 | 0 |  |  |  |  | 0 | 0
48563 | CTL_GT4_8140 | 3 | Houston | YES | -0.11492 | 69.6 | 30.3 | 87 |  | 1.0362 | Cogen | -1 | 0.22162 | 0 | 0 |  |  | 0 | 0 | -0.22162 | 0 |  |  |  |  | 0 | 0
48564 | CTL_GN1_8145 | 4 | Houston | YES | -0.11492 | 43.6 | 12.9 | 54.5 |  | 1.0362 | Cogen | -1 | 0.22162 | 0 | 0 |  |  | 0 | 0 | -0.22162 | 0 |  |  |  |  | 0 | 0
48565 | CTL_GN2_8155 | 5 | Houston | YES | -0.11492 | 9.8 | 3.4 | 12.2 |  | 1.0362 | Cogen | -1 | 0.22162 | 0 | 0 |  |  | 0 | 0 | -0.22162 | 0 |  |  |  |  | 0 | 0
923 | SPENCER_G4 | 1 | North | YES | 0.10234 | 48 | 20 | 61 | 0 | 1.03 | GST | 1 | 0.2218 | 61 | 61 | 6.2429 | 61 |  |  | 0.2218 | 13.5298 |  |  |  |  | 0 | 0
924 | SPENCER_G5 | 1 | North | YES | 0.10234 | 52 | 20 | 66 | 0 | 1.03 | GST | 1 | 0.2218 | 66 | 66 | 6.7546 | 66 |  |  | 0.2218 | 14.6388 |  |  |  |  | 0 | 0
48772 | PHR_GN2_2 | MB | Houston | YES | -0.11575 | 0 | 72 | 459 |  | 1.0362 | GSC | -1 | 0.22245 | 0 | 0 |  |  | 0 | 0 | -0.22245 | 0 |  |  |  |  | 0 | 0
48730 | MNS_GT | 1 | Houston | YES | -0.11681 | 43 | 0 | 46.1 |  | 1.029 | Cogen | -1 | 0.2235 | 0 | 0 |  |  | 0 | 0 | -0.2235 | 0 |  |  |  |  | 0 | 0
12323 | ENNSTRAC_2G | 2 | North | YES | 0.10419 | 116 | 100 | 116 | 0 | 1.036 | CC | 1 | 0.22365 | 116 | 116 | 12.0859 | 116 |  |  | 0.22365 | 25.9429 |  |  |  |  | 0 | 0
12322 | ENNSTRAC_1G | 1 | North | YES | 0.10419 | 196 | 130 | 196 | 0 | 1.036 | CC | 1 | 0.22365 | 196 | 196 | 20.421 | 196 |  |  | 0.22365 | 43.8346 |  |  |  |  | 0 | 0
48510 | AK_GT1__8040 | 1 | Houston | YES | -0.11697 | 33.4 | 8.1 | 34 |  | 1.029 | Cogen | -1 | 0.22367 | 0 | 0 |  |  | 0 | 0 | -0.22367 | 0 |  |  |  |  | 0 | 0
2381 | NTHLK1_G | 1 | North | YES | 0.10422 | 0 | 35 | 156 |  | 1.022 | GST | 1 | 0.22368 | 156 | 156 | 16.2586 | 156 |  |  | 0.22368 | 34.8939 |  |  |  |  | 0 | 0
2382 | NTHLK2_G | 2 | North | YES | 0.10422 | 0 | 35 | 181 |  | 1.022 | GST | 1 | 0.22368 | 181 | 181 | 18.8642 | 181 |  |  | 0.22368 | 40.4859 |  |  |  |  | 0 | 0
2383 | NTHLK3_G | 3 | North | YES | 0.10422 | 0 | 50 | 329 |  | 1.022 | GST | 1 | 0.22368 | 329 | 329 | 34.289 | 329 |  |  | 0.22368 | 73.5904 |  |  |  |  | 0 | 0
2371 | COLLIN_1G | MB | North | YES | 0.10442 | 0 | 40 | 138 |  | 1.022 | GST | 1 | 0.22387 | 0 | 0 | 0 | 0 |  |  | 0.22387 | 0 |  |  |  |  | 0 | 0
6948 | DENISNDM | 1 | North | YES | 0.10497 | 40 | 5 | 40 |  | 1.015 | Hydro | 1 | 0.22443 | 0 | 0 | 0 | 0 |  |  | 0.22443 | 0 |  |  |  |  | 0 | 0
6948 | DENISNDM | 2 | North | YES | 0.10497 | 31 | 5 | 40 |  | 1.015 | Hydro | 1 | 0.22443 | 0 | 0 | 0 | 0 |  |  | 0.22443 | 0 |  |  |  |  | 0 | 0
38580 | TNBP_CGN1_8 | 1 | Houston | YES | -0.11773 | 70.8 | 0 | 70.8 | 0 | 1.005 | Cogen | -1 | 0.22443 | 0 | 0 |  |  | 0 | 0 | -0.22443 | 0 |  |  |  |  | 0 | 0
38590 | TNBP_CGN2_8 | 2 | Houston | YES | -0.11773 | 66.7 | 0 | 66.7 | 0 | 1.005 | Cogen | -1 | 0.22443 | 0 | 0 |  |  | 0 | 0 | -0.22443 | 0 |  |  |  |  | 0 | 0
38600 | TNBP_CGN3_8 | 5 | Houston | YES | -0.11773 | 53 | 0 | 53 | 0 | 1.005 | Cogen | -1 | 0.22443 | 0 | 0 |  |  | 0 | 0 | -0.22443 | 0 |  |  |  |  | 0 | 0
38611 | TNBPAMCG1_8 | 1 | Houston | YES | -0.11773 | 153.2 | 0 | 153.2 | 0 | 1.005 | Cogen | -1 | 0.22443 | 0 | 0 |  |  | 0 | 0 | -0.22443 | 0 |  |  |  |  | 0 | 0
38612 | TNBPAMCG2_8 | 2 | Houston | YES | -0.11773 | 153.5 | 0 | 153.5 | 0 | 1.005 | Cogen | -1 | 0.22443 | 0 | 0 |  |  | 0 | 0 | -0.22443 | 0 |  |  |  |  | 0 | 0
38613 | TNBPAMCG3_8 | 3 | Houston | YES | -0.11773 | 152.3 | 0 | 152.3 | 0 | 1.005 | Cogen | -1 | 0.22443 | 0 | 0 |  |  | 0 | 0 | -0.22443 | 0 |  |  |  |  | 0 | 0
38614 | TNBPAMCG4_8 | 4 | Houston | YES | -0.11773 | 96 | 0 | 96 |  | 1.005 | Cogen | -1 | 0.22443 | 0 | 0 |  |  | 0 | 0 | -0.22443 | 0 |  |  |  |  | 0 | 0
38615 | TNBPAMCG5_8 | 1 | Houston | YES | -0.11773 | 244 | 0 | 244 | 0 | 1.005 | Cogen | -1 | 0.22443 | 0 | 0 |  |  | 0 | 0 | -0.22443 | 0 |  |  |  |  | 0 | 0
38690 | TNBP_CGN4_8 | 3 | Houston | YES | -0.11773 | 40 | 0 | 40 |  | 1.005 | Cogen | -1 | 0.22443 | 0 | 0 |  |  | 0 | 0 | -0.22443 | 0 |  |  |  |  | 0 | 0
38711 | TNTXCTY1CG8 | 1 | Houston | YES | -0.11773 | 100.3 | 59 | 100.3 | 0 | 1 | Cogen | -1 | 0.22443 | 0 | 0 |  |  | 0 | 0 | -0.22443 | 0 |  |  |  |  | 0 | 0
38712 | TNTXCTY2CG8 | 1 | Houston | YES | -0.11773 | 92.9 | 59 | 92.9 | 0 | 1 | Cogen | -1 | 0.22443 | 0 | 0 |  |  | 0 | 0 | -0.22443 | 0 |  |  |  |  | 0 | 0
38713 | TNTXCTY3CG8 | 1 | Houston | YES | -0.11773 | 102.7 | 59 | 102.7 | 0 | 1 | Cogen | -1 | 0.22443 | 0 | 0 |  |  | 0 | 0 | -0.22443 | 0 |  |  |  |  | 0 | 0
38714 | TNTXCTY4CG8 | 1 | Houston | YES | -0.11773 | 103 | 59 | 103 | 0 | 1 | Cogen | -1 | 0.22443 | 0 | 0 |  |  | 0 | 0 | -0.22443 | 0 |  |  |  |  | 0 | 0
39470 | TNDOWCGNSG8 | 1 | Houston | YES | -0.11773 | 32 | 10 | 32 | 0 | 0.985 | Cogen | -1 | 0.22443 | 0 | 0 |  |  | 0 | 0 | -0.22443 | 0 |  |  |  |  | 0 | 0
39480 | TNDOWCGNGG8 | 1 | Houston | YES | -0.11773 | 30 | 10 | 30 | 0 | 0.985 | Cogen | -1 | 0.22443 | 0 | 0 |  |  | 0 | 0 | -0.22443 | 0 |  |  |  |  | 0 | 0
2414 | MTCK7_G | 7 | North | YES | 0.10514 | 0 | 30 | 115 |  | 1.022 | GST | 1 | 0.2246 | 115 | 115 | 12.091 | 115 |  |  | 0.2246 | 25.8285 |  |  |  |  | 0 | 0
2413 | MTCK6_G | 6 | North | YES | 0.10514 | 0 | 30 | 118 |  | 1.022 | GST | 1 | 0.2246 | 118 | 118 | 12.4064 | 118 |  |  | 0.2246 | 26.5023 |  |  |  |  | 0 | 0
2417 | MTCK8_G | 8 | North | YES | 0.10514 | 444.8 | 60 | 556 | 0 | 1.022 | GSC | 1 | 0.2246 | 556 | 556 | 58.4573 | 556 |  |  | 0.2246 | 124.8753 |  |  |  |  | 0 | 0
1687 | VALLEY_1G | 1 | North | YES | 0.10515 | 136 | 15 | 170 | 0 | 1.029 | GST | 1 | 0.2246 | 170 | 170 | 17.8752 | 170 |  |  | 0.2246 | 38.1828 |  |  |  |  | 0 | 0
1688 | VALLEY_2G | 2 | North | YES | 0.10515 | 527 | 90 | 527 | 0 | 1.029 | GSC | 1 | 0.2246 | 527 | 527 | 55.413 | 527 |  |  | 0.2246 | 118.3668 |  |  |  |  | 0 | 0
11691 | KMICHICT1_G | 1 | North | YES | 0.10537 | 144 | 80 | 144 | 0 | 1.026 | CC | 1 | 0.22483 | 144 | 144 | 15.1737 | 144 |  |  | 0.22483 | 32.3755 |  |  |  |  | 0 | 0
11694 | KMICHICT4_G | 4 | North | YES | 0.10537 | 144 | 80 | 144 | 0 | 1.026 | CC | 1 | 0.22483 | 144 | 144 | 15.1737 | 144 |  |  | 0.22483 | 32.3755 |  |  |  |  | 0 | 0
11692 | KMICHICT2_G | 2 | North | YES | 0.10537 | 146 | 80 | 146 | 0 | 1.026 | CC | 1 | 0.22483 | 146 | 146 | 15.3845 | 146 |  |  | 0.22483 | 32.8252 |  |  |  |  | 0 | 0
11695 | KMICHICT5_G | 5 | North | YES | 0.10537 | 148 | 80 | 148 | 0 | 1.026 | CC | 1 | 0.22483 | 148 | 148 | 15.5952 | 148 |  |  | 0.22483 | 33.2748 |  |  |  |  | 0 | 0
11696 | KMICHIST6_G | 6 | North | YES | 0.10537 | 310 | 60 | 310 | 0 | 1.026 | CC | 1 | 0.22483 | 310 | 310 | 32.6656 | 310 |  |  | 0.22483 | 69.6973 |  |  |  |  | 0 | 0
11693 | KMICHIST3_G | 3 | North | YES | 0.10537 | 312 | 60 | 312 | 0 | 1.026 | CC | 1 | 0.22483 | 312 | 312 | 32.8764 | 312 |  |  | 0.22483 | 70.1469 |  |  |  |  | 0 | 0
1689 | VALLEY_3G | 3 | North | YES | 0.10537 | 0 | 25 | 375 |  | 1.003 | GST | 1 | 0.22483 | 375 | 375 | 39.5149 | 375 |  |  | 0.22483 | 84.3112 |  |  |  |  | 0 | 0
1679 | LAMARPWR_2G | 2 | North | YES | 0.10547 | 156 | 67.7 | 156 | 0 | 1.038 | CC | 1 | 0.22493 | 156 | 156 | 16.4538 | 156 |  |  | 0.22493 | 35.0891 |  |  |  |  | 0 | 0
1681 | LAMARPWR_4G | 4 | North | YES | 0.10547 | 156 | 67.7 | 156 | 0 | 1.038 | CC | 1 | 0.22493 | 156 | 156 | 16.4538 | 156 |  |  | 0.22493 | 35.0891 |  |  |  |  | 0 | 0
1682 | LAMARPWR_5G | 5 | North | YES | 0.10547 | 157 | 67.7 | 157 | 0 | 1.038 | CC | 1 | 0.22493 | 157 | 157 | 16.5593 | 157 |  |  | 0.22493 | 35.314 |  |  |  |  | 0 | 0
1678 | LAMARPWR_1G | 1 | North | YES | 0.10547 | 160 | 67.7 | 160 | 0 | 1.038 | CC | 1 | 0.22493 | 160 | 160 | 16.8757 | 160 |  |  | 0.22493 | 35.9888 |  |  |  |  | 0 | 0
1680 | LAMARPWR_3G | 3 | North | YES | 0.10547 | 196 | 129.1 | 196 | 0 | 1.038 | CC | 1 | 0.22493 | 196 | 196 | 20.6727 | 196 |  |  | 0.22493 | 44.0863 |  |  |  |  | 0 | 0
1683 | LAMARPWR_6G | 6 | North | YES | 0.10547 | 198 | 129.1 | 198 | 0 | 1.038 | CC | 1 | 0.22493 | 198 | 198 | 20.8837 | 198 |  |  | 0.22493 | 44.5361 |  |  |  |  | 0 | 0
1675 | PEC_1G | 1 | North | YES | 0.10554 | 76.7 | 35 | 76.7 | 0 | 1.022 | Cogen | 1 | 0.225 | 0 | 0 | 0 | 0 |  |  | 0.225 | 0 |  |  |  |  | 0 | 0
1676 | PEC_2G | 2 | North | YES | 0.10554 | 79.6 | 35 | 79.6 | 0 | 1.022 | Cogen | 1 | 0.225 | 0 | 0 | 0 | 0 |  |  | 0.225 | 0 |  |  |  |  | 0 | 0
1677 | PEC_3G | 3 | North | YES | 0.10554 | 88.4 | 35 | 88.4 | 0 | 1.022 | Cogen | 1 | 0.225 | 0 | 0 | 0 | 0 |  |  | 0.225 | 0 |  |  |  |  | 0 | 0
5925 | DCEAST | EQ | North | YES | 0.10565 | 400.3 | -600 | 600 | 0 | 1.025 | DCTie | 1 | 0.22511 | 0 | 0 | 0 | 0 |  |  | 0.22511 | 0 |  |  |  |  | 0 | 0
1701 | MOSES_1G | 1 | North | YES | 0.10565 | 558 | 175 | 558 | 0 | 1.023 | LIGCO | 1 | 0.22511 | 0 | 558 | 58.9538 | 558 |  |  | 0.22511 | 125.6108 |  |  |  |  | 0 | 0
1702 | MOSES_2G | 2 | North | YES | 0.10565 | 579 | 175 | 579 | 0 | 1.023 | LIGCO | 1 | 0.22511 | 0 | 579 | 61.1725 | 579 |  |  | 0.22511 | 130.3381 |  |  |  |  | 0 | 0
1703 | MOSES_3G | 3 | North | YES | 0.10565 | 808 | 463 | 808 | 0 | 1.023 | LIGCO | 1 | 0.22511 | 0 | 808 | 85.3668 | 808 |  |  | 0.22511 | 181.888 |  |  |  |  | 0 | 0
845 | OLINGER_G4 | 1 | North | YES | 0.10586 | 51.9 | 0 | 76 | 0 | 1.03 | GGT | 1 | 0.22532 | 76 | 76 | 8.0454 | 76 |  |  | 0.22532 | 17.1242 |  |  |  |  | 0 | 0
842 | OLINGER_G1 | 1 | North | YES | 0.10586 | 55.4 | 20 | 79 | 0 | 1.03 | GST | 1 | 0.22532 | 79 | 79 | 8.363 | 79 |  |  | 0.22532 | 17.8001 |  |  |  |  | 0 | 0
843 | OLINGER_G2 | 1 | North | YES | 0.10586 | 76.2 | 25 | 110 | 0 | 1.03 | GST | 1 | 0.22532 | 110 | 110 | 11.6447 | 110 |  |  | 0.22532 | 24.785 |  |  |  |  | 0 | 0
844 | OLINGER_G3 | 1 | North | YES | 0.10586 | 103.9 | 45 | 150 | 0 | 1.03 | GST | 1 | 0.22532 | 150 | 150 | 15.8791 | 150 |  |  | 0.22532 | 33.7977 |  |  |  |  | 0 | 0
837 | NEWMAN_G5 | 1 | North | YES | 0.10588 | 0 | 15 | 40 |  | 1.01 | GST | 1 | 0.22534 | 40 | 40 | 4.2352 | 40 |  |  | 0.22534 | 9.0134 |  |  |  |  | 0 | 0
949 | STEAM2 | 1 | North | YES | 0.10601 | 26 | 8 | 26 | 0 | 0.99 | GST | 1 | 0.22546 | 26 | 26 | 2.7562 | 26 |  |  | 0.22546 | 5.8621 |  |  |  |  | 0 | 0
950 | STEAM3 | 1 | North | YES | 0.10601 | 41 | 13 | 42 | 0 | 1.02 | GST | 1 | 0.22546 | 42 | 42 | 4.4523 | 42 |  |  | 0.22546 | 9.4695 |  |  |  |  | 0 | 0
948 | STEAM1 | 1 | North | YES | 0.10601 | 0 | 12 | 20 |  | 1.02 | GST | 1 | 0.22546 | 20 | 20 | 2.1202 | 20 |  |  | 0.22546 | 4.5093 |  |  |  |  | 0 | 0
12440 | PARKD_1SVC8 | 1 | North | YES | 0.10628 | 0 | 0 | 0 | 0 | 1.007 | GST | 1 | 0.22573 | 0 | 0 | 0 | 0 |  |  | 0.22573 | 0 |  |  |  |  | 0 | 0
12449 | PARKD_2SVC8 | 1 | North | YES | 0.10628 | 0 | 0 | 0 | 0 | 1.007 | GST | 1 | 0.22573 | 0 | 0 | 0 | 0 |  |  | 0.22573 | 0 |  |  |  |  | 0 | 0
2451 | LKHB1_G | 1 | North | YES | 0.10633 | 0 | 80 | 391 |  | 1.022 | GST | 1 | 0.22579 | 391 | 391 | 41.5746 | 391 |  |  | 0.22579 | 88.2823 |  |  |  |  | 0 | 0
2452 | LKHB2_G | 2 | North | YES | 0.10633 | 516 | 80 | 516 | 0 | 1.022 | GST | 1 | 0.22579 | 516 | 516 | 54.8658 | 516 |  |  | 0.22579 | 116.5055 |  |  |  |  | 0 | 0
12411 | FPLEFR1A_G | 1 | North | YES | 0.10689 | 161 | 72 | 161 | 0 | 1 | CC | 1 | 0.22635 | 161 | 161 | 17.2095 | 161 |  |  | 0.22635 | 36.442 |  |  |  |  | 0 | 0
12422 | FPLEFR2B_G | 2 | North | YES | 0.10689 | 161 | 72 | 161 | 0 | 1 | CC | 1 | 0.22635 | 161 | 161 | 17.2095 | 161 |  |  | 0.22635 | 36.442 |  |  |  |  | 0 | 0
12421 | FPLEFR2A_G | 1 | North | YES | 0.10689 | 162 | 72 | 162 | 0 | 1 | CC | 1 | 0.22635 | 162 | 162 | 17.3163 | 162 |  |  | 0.22635 | 36.6684 |  |  |  |  | 0 | 0
12423 | FPLEFR2C_G | 3 | North | YES | 0.10689 | 163 | 72 | 163 | 0 | 1 | CC | 1 | 0.22635 | 163 | 163 | 17.4232 | 163 |  |  | 0.22635 | 36.8947 |  |  |  |  | 0 | 0
12412 | FPLEFR1B_G | 2 | North | YES | 0.10689 | 164 | 72 | 164 | 0 | 1 | CC | 1 | 0.22635 | 164 | 164 | 17.5301 | 164 |  |  | 0.22635 | 37.1211 |  |  |  |  | 0 | 0
12413 | FPLEFR1C_G | 3 | North | YES | 0.10689 | 164 | 72 | 164 | 0 | 1 | CC | 1 | 0.22635 | 164 | 164 | 17.5301 | 164 |  |  | 0.22635 | 37.1211 |  |  |  |  | 0 | 0
12414 | FPLEFR1S_G | 4 | North | YES | 0.10689 | 414 | 191 | 414 | 0 | 1 | CC | 1 | 0.22635 | 414 | 414 | 44.2529 | 414 |  |  | 0.22635 | 93.708 |  |  |  |  | 0 | 0
12424 | FPLEFR2S_G | 4 | North | YES | 0.10689 | 415 | 191 | 415 | 0 | 1 | CC | 1 | 0.22635 | 415 | 415 | 44.3598 | 415 |  |  | 0.22635 | 93.9344 |  |  |  |  | 0 | 0
3126 | TRINIDAD_6G | 1 | North | YES | 0.10708 | 179.2 | 46 | 224 | 0 | 1 | GST | 1 | 0.22654 | 224 | 224 | 23.9859 | 224 |  |  | 0.22654 | 50.7443 |  |  |  |  | 0 | 0
3097 | MARTLAKE_1G | 1 | North | YES | 0.10994 | 790 | 500 | 790 | 0 | 1.017 | LIGCO | 1 | 0.22939 | 0 | 790 | 86.8502 | 790 |  |  | 0.22939 | 181.2212 |  |  |  |  | 0 | 0
3098 | MARTLAKE_2G | 2 | North | YES | 0.10994 | 795 | 461 | 795 | 0 | 1.017 | LIGCO | 1 | 0.22939 | 0 | 795 | 87.3999 | 795 |  |  | 0.22939 | 182.3682 |  |  |  |  | 0 | 0
3099 | MARTLAKE_3G | 3 | North | YES | 0.10994 | 804 | 500 | 804 | 0 | 1.017 | LIGCO | 1 | 0.22939 | 0 | 804 | 88.3893 | 804 |  |  | 0.22939 | 184.4327 |  |  |  |  | 0 | 0
13117 | TGATEWAY_2G | 2 | North | YES | 0.11037 | 130 | 30 | 130 | 0 | 1.0232 | CC | 1 | 0.22983 | 130 | 130 | 14.3485 | 130 |  |  | 0.22983 | 29.8779 |  |  |  |  | 0 | 0
13118 | TGATEWAY_3G | 3 | North | YES | 0.11037 | 148 | 30 | 148 | 0 | 1.0232 | CC | 1 | 0.22983 | 148 | 148 | 16.3352 | 148 |  |  | 0.22983 | 34.0148 |  |  |  |  | 0 | 0
13116 | TGATEWAY_1G | 1 | North | YES | 0.11037 | 151 | 30 | 151 | 0 | 1.0232 | CC | 1 | 0.22983 | 151 | 151 | 16.6663 | 151 |  |  | 0.22983 | 34.7043 |  |  |  |  | 0 | 0
13119 | TGATEWAY_4G | 4 | North | YES | 0.11037 | 399 | 65 | 399 | 0 | 1.0232 | CC | 1 | 0.22983 | 399 | 399 | 44.0388 | 399 |  |  | 0.22983 | 91.7021 |  |  |  |  | 0 | 0
3348 | CHAMPION_1G | MB | North | YES | 0.11077 | 0 | 42 | 42 |  | 1 | Cogen | 1 | 0.23023 | 0 | 0 | 0 | 0 |  |  | 0.23023 | 0 |  |  |  |  | 0 | 0
3309 | ASPN_G | 1 | North | YES | 0.11081 | 50 | 0 | 50 |  | 1 | Bio | 1 | 0.23027 | 50 | 50 | 5.5407 | 50 |  |  | 0.23027 | 11.5135 |  |  |  |  | 0 | 0
3107 | STRYKER_1G | 1 | North | YES | 0.11088 | 145.6 | 45 | 182 | 0 | 1.029 | GST | 1 | 0.23034 | 182 | 182 | 20.1805 | 182 |  |  | 0.23034 | 41.9217 |  |  |  |  | 0 | 0
3108 | STRYKER_2G | 2 | North | YES | 0.11088 | 484 | 75 | 484 | 0 | 1.029 | GST | 1 | 0.23034 | 484 | 484 | 53.6669 | 484 |  |  | 0.23034 | 111.484 |  |  |  |  | 0 | 0
48924 | WAP_GN4_4 | 4 | Houston | YES | -0.12438 | 546 | 217 | 546 | 0 | 1.0362 | GSC | -1 | 0.23108 | 546 | 546 |  |  | -67.9131 | 546 | -0.23108 | -126.171 |  |  |  |  | 0 | 0
48923 | WAP_GN3_3 | 3 | Houston | YES | -0.12438 | 198.4 | 93 | 248 | 0 | 1.0362 | GST | -1 | 0.23108 | 248 | 248 |  |  | -30.847 | 248 | -0.23108 | -57.3085 |  |  |  |  | 0 | 0
48921 | WAP_GN1_1 | 1 | Houston | YES | -0.12438 | 132.8 | 37 | 166 | 0 | 1.0362 | GST | -1 | 0.23108 | 166 | 166 |  |  | -20.6476 | 166 | -0.23108 | -38.3597 |  |  |  |  | 0 | 0
48922 | WAP_GN2_2 | 2 | Houston | YES | -0.12438 | 132.8 | 37 | 166 | 0 | 1.0362 | GST | -1 | 0.23108 | 166 | 166 |  |  | -20.6476 | 166 | -0.23108 | -38.3597 |  |  |  |  | 0 | 0
48929 | WAPGT21_GT1 | B1 | Houston | YES | -0.12438 | 0 | 0 | 13 |  | 1.05 | GGT | -1 | 0.23108 | 13 | 13 |  |  | -1.617 | 13 | -0.23108 | -3.0041 |  |  |  |  | 0 | 0
48925 | WAP_GN5_5 | 5 | Houston | YES | -0.12438 | 589.6 | 278 | 654 | 0 | 0.985 | LIGCO | -1 | 0.23108 | 0 | 654 |  |  | 0 | 0 | -0.23108 | 0 |  |  |  |  | 0 | 0
48926 | WAP_GN6_6 | 6 | Houston | YES | -0.12706 | 651 | 280 | 651 |  | 1.035 | LIGCO | -1 | 0.23376 | 0 | 651 |  |  | 0 | 0 | -0.23376 | 0 |  |  |  |  | 0 | 0
48927 | WAP_GN7_7 | 7 | Houston | YES | -0.12706 | 564 | 277 | 564 |  | 1.035 | LIGCO | -1 | 0.23376 | 0 | 564 |  |  | 0 | 0 | -0.23376 | 0 |  |  |  |  | 0 | 0
48928 | WAP_GN8_8 | 8 | Houston | YES | -0.12706 | 603 | 275 | 603 |  | 1.035 | LIGCO | -1 | 0.23376 | 0 | 603 |  |  | 0 | 0 | -0.23376 | 0 |  |  |  |  | 0 | 0
48523 | BVE_ST1_GN1 | 3 | Houston | YES | -0.12713 | 252.4 | 0 | 252.4 |  | 1.035 | CC | -1 | 0.23383 | 252.4 | 252.4 |  |  | -32.0874 | 252.4 | -0.23383 | -59.0183 |  |  |  |  | 0 | 0
48521 | BVE_GT1_GT1 | 1 | Houston | YES | -0.12713 | 167.7 | 0 | 167.7 |  | 1.035 | CC | -1 | 0.23383 | 167.7 | 167.7 |  |  | -21.3195 | 167.7 | -0.23383 | -39.213 |  |  |  |  | 0 | 0
48522 | BVE_GT2_5035 | 2 | Houston | YES | -0.12713 | 166.4 | 0 | 166.4 |  | 1.035 | CC | -1 | 0.23383 | 166.4 | 166.4 |  |  | -21.1543 | 166.4 | -0.23383 | -38.9091 |  |  |  |  | 0 | 0
48693 | GBY_83841065 | E | Houston | YES | -0.12792 | 45.6 | 20 | 57 | 0 | 1.0362 | GGT | -1 | 0.23461 | 57 | 57 |  |  | -7.2912 | 57 | -0.23461 | -13.373 |  |  |  |  | 0 | 0
48692 | GBY_81821075 | D | Houston | YES | -0.12792 | 44 | 20 | 55 | 0 | 1.0362 | GGT | -1 | 0.23461 | 55 | 55 |  |  | -7.0353 | 55 | -0.23461 | -12.9038 |  |  |  |  | 0 | 0
48693 | GBY_83841065 | F | Houston | YES | -0.12792 | 43.2 | 20 | 54 | 0 | 1.0362 | GGT | -1 | 0.23461 | 54 | 54 |  |  | -6.9074 | 54 | -0.23461 | -12.6692 |  |  |  |  | 0 | 0
48691 | GBY_73741085 | B | Houston | YES | -0.12792 | 37.6 | 20 | 47 | 0 | 1.0362 | GGT | -1 | 0.23461 | 47 | 47 |  |  | -6.012 | 47 | -0.23461 | -11.0269 |  |  |  |  | 0 | 0
48691 | GBY_73741085 | A | Houston | YES | -0.12792 | 37.6 | 20 | 47 | 0 | 1.0362 | GGT | -1 | 0.23461 | 47 | 47 |  |  | -6.012 | 47 | -0.23461 | -11.0269 |  |  |  |  | 0 | 0
48692 | GBY_81821075 | C | Houston | YES | -0.12792 | 37.6 | 20 | 47 | 0 | 1.0362 | GGT | -1 | 0.23461 | 47 | 47 |  |  | -6.012 | 47 | -0.23461 | -11.0269 |  |  |  |  | 0 | 0
13134 | CALFREST_4G | 4 | North | YES | 0.1152 | 151.5 | 40 | 151.5 | 0 | 1.031 | CC | 1 | 0.23465 | 151.5 | 151.5 | 17.4523 | 151.5 |  |  | 0.23465 | 35.5501 |  |  |  |  | 0 | 0
13135 | CALFREST_5G | 5 | North | YES | 0.1152 | 152.3 | 57 | 152.3 | 0 | 1.031 | CC | 1 | 0.23465 | 152.3 | 152.3 | 17.5445 | 152.3 |  |  | 0.23465 | 35.7378 |  |  |  |  | 0 | 0
13136 | CALFREST_6G | 6 | North | YES | 0.1152 | 177.5 | 40 | 177.5 | 0 | 1.031 | CC | 1 | 0.23465 | 177.5 | 177.5 | 20.4475 | 177.5 |  |  | 0.23465 | 41.6511 |  |  |  |  | 0 | 0
13131 | CALFREST_1G | 1 | North | YES | 0.11541 | 150.7 | 40 | 150.7 | 0 | 1.031 | CC | 1 | 0.23486 | 150.7 | 150.7 | 17.3918 | 150.7 |  |  | 0.23486 | 35.394 |  |  |  |  | 0 | 0
13132 | CALFREST_2G | 2 | North | YES | 0.11541 | 151 | 57 | 151 | 0 | 1.031 | CC | 1 | 0.23486 | 151 | 151 | 17.4265 | 151 |  |  | 0.23486 | 35.4645 |  |  |  |  | 0 | 0
13133 | CALFREST_3G | 3 | North | YES | 0.11541 | 177.4 | 40 | 177.4 | 0 | 1.031 | CC | 1 | 0.23486 | 177.4 | 177.4 | 20.4732 | 177.4 |  |  | 0.23486 | 41.6649 |  |  |  |  | 0 | 0
3382 | BBRN_2G | 2 | North | YES | 0.1164 | 589 | 225 | 589 | 0 | 1.03 | LIGCO | 1 | 0.23586 | 0 | 589 | 68.5596 | 589 |  |  | 0.23586 | 138.9197 |  |  |  |  | 0 | 0
3381 | BBRN_1G | 1 | North | YES | 0.1164 | 618 | 225 | 618 | 0 | 1.03 | LIGCO | 1 | 0.23586 | 0 | 618 | 71.9352 | 618 |  |  | 0.23586 | 145.7596 |  |  |  |  | 0 | 0
48722 | LEG_2___2 | 2 | North | YES | 0.12857 | 819 | 357 | 819 | 0 | 1.0348 | LIGCO | 1 | 0.24802 | 0 | 819 | 105.2947 | 819 |  |  | 0.24802 | 203.13 |  |  |  |  | 0 | 0
48721 | LEG_1___1 | 1 | North | YES | 0.12857 | 827 | 357 | 827 | 0 | 1.0348 | LIGCO | 1 | 0.24802 | 0 | 827 | 106.3233 | 827 |  |  | 0.24802 | 205.1141 |  |  |  |  | 0 | 0
48883 | THW_GT1_GT_1 | B2 | Houston | YES | -0.14368 | 0 | 0 | 12 |  | 1.043 | GGT | -1 | 0.25038 | 12 | 12 |  |  | -1.7241 | 12 | -0.25038 | -3.0045 |  |  |  |  | 0 | 0
39960 | TNTNPONE_18 | 1 | North | YES | 0.13632 | 152.3 | 30 | 152.3 |  | 1.04 | LIGCO | 1 | 0.25578 | 0 | 152.3 | 20.7618 | 152.3 |  |  | 0.25578 | 38.9551 |  |  |  |  | 0 | 0
39970 | TNTNPONE_28 | 1 | North | YES | 0.13632 | 153 | 30 | 153 |  | 1.04 | LIGCO | 1 | 0.25578 | 0 | 153 | 20.8573 | 153 |  |  | 0.25578 | 39.1342 |  |  |  |  | 0 | 0
32884 | BRYN_DNSBY13 | 1 | North | YES | 0.13963 | 46 | 2 | 46 | 0 | 1.015 | GST | 1 | 0.25908 | 46 | 46 | 6.4229 | 46 |  |  | 0.25908 | 11.9179 |  |  |  |  | 0 | 0
32883 | BRYN_DNSBY3 | 1 | North | YES | 0.13963 | 0 | 2 | 48 |  | 1.015 | GST | 1 | 0.25908 | 48 | 48 | 6.7021 | 48 |  |  | 0.25908 | 12.4361 |  |  |  |  | 0 | 0
32892 | BRYN_DNSBY14 | 1 | North | YES | 0.13963 | 84 | 25 | 105 | 0 | 1.035 | GST | 1 | 0.25908 | 105 | 105 | 14.6609 | 105 |  |  | 0.25908 | 27.2039 |  |  |  |  | 0 | 0
48874 | THW_ST4_ST_4 | 4 | Houston | YES | -0.1525 | 108 | 19 | 108 | 0 | 1.0435 | CC | -1 | 0.2592 | 108 | 108 |  |  | -16.4698 | 108 | -0.2592 | -27.9933 |  |  |  |  | 0 | 0
48873 | THW_ST3_ST_3 | 3 | Houston | YES | -0.1525 | 107 | 19 | 107 | 0 | 1.0435 | CC | -1 | 0.2592 | 107 | 107 |  |  | -16.3173 | 107 | -0.2592 | -27.7341 |  |  |  |  | 0 | 0
48881 | THW_4344 | G | Houston | YES | -0.1525 | 58 | 5 | 58 | 0 | 1.0435 | CC | -1 | 0.2592 | 58 | 58 |  |  | -8.8449 | 58 | -0.2592 | -15.0335 |  |  |  |  | 0 | 0
48881 | THW_4344 | H | Houston | YES | -0.1525 | 58 | 5 | 58 | 0 | 1.0435 | CC | -1 | 0.2592 | 58 | 58 |  |  | -8.8449 | 58 | -0.2592 | -15.0335 |  |  |  |  | 0 | 0
48877 | THW_3334 | D | Houston | YES | -0.1525 | 57 | 5 | 57 | 0 | 1.0435 | CC | -1 | 0.2592 | 57 | 57 |  |  | -8.6924 | 57 | -0.2592 | -14.7743 |  |  |  |  | 0 | 0
48879 | THW_4142 | E | Houston | YES | -0.1525 | 56 | 5 | 56 | 0 | 1.0435 | CC | -1 | 0.2592 | 56 | 56 |  |  | -8.5399 | 56 | -0.2592 | -14.5151 |  |  |  |  | 0 | 0
48875 | THW_3132 | A | Houston | YES | -0.1525 | 55 | 5 | 55 | 0 | 1.0435 | CC | -1 | 0.2592 | 55 | 55 |  |  | -8.3874 | 55 | -0.2592 | -14.2559 |  |  |  |  | 0 | 0
48877 | THW_3334 | C | Houston | YES | -0.1525 | 55 | 5 | 55 | 0 | 1.0435 | CC | -1 | 0.2592 | 55 | 55 |  |  | -8.3874 | 55 | -0.2592 | -14.2559 |  |  |  |  | 0 | 0
48879 | THW_4142 | F | Houston | YES | -0.1525 | 55 | 5 | 55 | 0 | 1.0435 | CC | -1 | 0.2592 | 55 | 55 |  |  | -8.3874 | 55 | -0.2592 | -14.2559 |  |  |  |  | 0 | 0
48875 | THW_3132 | B | Houston | YES | -0.1525 | 53 | 5 | 53 | 0 | 1.0435 | CC | -1 | 0.2592 | 53 | 53 |  |  | -8.0824 | 53 | -0.2592 | -13.7375 |  |  |  |  | 0 | 0
48671 | FTR_GT1_5105 | 1 | North | YES | 0.14226 | 154.2 | 0 | 154.2 | 0 | 1.0319 | CC | 1 | 0.26171 | 154.2 | 154.2 | 21.9362 | 154.2 |  |  | 0.26171 | 40.3564 |  |  |  |  | 0 | 0
48673 | FTR_GT3_5085 | 3 | North | YES | 0.14226 | 158 | 0 | 158 | 0 | 1.0319 | CC | 1 | 0.26171 | 158 | 158 | 22.4768 | 158 |  |  | 0.26171 | 41.351 |  |  |  |  | 0 | 0
48672 | FTR_GT2_5110 | 2 | North | YES | 0.14226 | 159 | 0 | 159 | 0 | 1.0319 | CC | 1 | 0.26171 | 159 | 159 | 22.619 | 159 |  |  | 0.26171 | 41.6127 |  |  |  |  | 0 | 0
48674 | FTR_CN4_5095 | 4 | North | YES | 0.14226 | 380 | 0 | 380 | 0 | 1.0319 | CC | 1 | 0.26171 | 380 | 380 | 54.058 | 380 |  |  | 0.26171 | 99.4517 |  |  |  |  | 0 | 0
32886 | BRYN_ATKINS3 | MB | North | YES | 0.14307 | 0 | 5 | 12 |  | 1 | GST | 1 | 0.26253 | 0 | 0 | 0 | 0 |  |  | 0.26253 | 0 |  |  |  |  | 0 | 0
32887 | BRYN_ATKINS6 | MB | North | YES | 0.14307 | 0 | 12 | 51 |  | 1.028 | GST | 1 | 0.26253 | 0 | 0 | 0 | 0 |  |  | 0.26253 | 0 |  |  |  |  | 0 | 0
32890 | BRYN_ATKINS4 | MB | North | YES | 0.14307 | 0 | 5 | 22 |  | 1.031 | GST | 1 | 0.26253 | 0 | 0 | 0 | 0 |  |  | 0.26253 | 0 |  |  |  |  | 0 | 0
32891 | BRYN_ATKINS5 | MB | North | YES | 0.14307 | 0 | 5 | 25 |  | 1.031 | GST | 1 | 0.26253 | 0 | 0 | 0 | 0 |  |  | 0.26253 | 0 |  |  |  |  | 0 | 0
32888 | BRYN_ATKINS7 | 1 | North | YES | 0.14307 | 13.6 | 4 | 17 |  | 1.028 | GGT | 1 | 0.26253 | 17 | 17 | 2.4323 | 17 |  |  | 0.26253 | 4.463 |  |  |  |  | 0 | 0
32798 | BRYN_TAMUGEN | 1 | North | YES | 0.14485 | 32 | 0 | 32 |  | 1.02 | GST | 1 | 0.2643 | 32 | 32 | 4.6351 | 32 |  |  | 0.2643 | 8.4577 |  |  |  |  | 0 | 0
990 | GIBN_CREK_G1 | 1 | North | YES | 0.15621 | 463 | 200 | 463 | 0 | 1.0275 | LIGCO | 1 | 0.27566 | 0 | 463 | 72.3229 | 463 |  |  | 0.27566 | 127.6315 |  |  |  |  | 0 | 0
48885 | THW_5152 | B | Houston | YES | -0.17576 | 47.2 | 5 | 59 |  | 1.0319 | GGT | -1 | 0.28246 | 59 | 59 |  |  | -10.37 | 59 | -0.28246 | -16.6652 |  |  |  |  | 0 | 0
48887 | THW_5556 | E | Houston | YES | -0.17576 | 47.2 | 5 | 59 |  | 1.0319 | GGT | -1 | 0.28246 | 59 | 59 |  |  | -10.37 | 59 | -0.28246 | -16.6652 |  |  |  |  | 0 | 0
48885 | THW_5152 | A | Houston | YES | -0.17576 | 46.4 | 5 | 58 |  | 1.0319 | GGT | -1 | 0.28246 | 58 | 58 |  |  | -10.1942 | 58 | -0.28246 | -16.3828 |  |  |  |  | 0 | 0
48886 | THW_5354 | D | Houston | YES | -0.17576 | 46.4 | 5 | 58 |  | 1.0319 | GGT | -1 | 0.28246 | 58 | 58 |  |  | -10.1942 | 58 | -0.28246 | -16.3828 |  |  |  |  | 0 | 0
48886 | THW_5354 | C | Houston | YES | -0.17576 | 45.6 | 5 | 57 |  | 1.0319 | GGT | -1 | 0.28246 | 57 | 57 |  |  | -10.0184 | 57 | -0.28246 | -16.1003 |  |  |  |  | 0 | 0
48887 | THW_5556 | F | Houston | YES | -0.17576 | 45.6 | 5 | 57 |  | 1.0319 | GGT | -1 | 0.28246 | 57 | 57 |  |  | -10.0184 | 57 | -0.28246 | -16.1003 |  |  |  |  | 0 | 0
[26 empty] | 0 | 0
[26 empty] | 0 | 0
[26 empty] | 0 | 0
[26 empty] | 0 | 0
[26 empty] | 0 | 0
[26 empty] | 0 | 0
[26 empty] | 0 | 0
[26 empty] | 0 | 0
[26 empty] | 0 | 0
[26 empty] | 0 | 0
[26 empty] | 0 | 0
[26 empty] | 0 | 0
[26 empty] | 0 | 0
[26 empty] | 0 | 0
[26 empty] | 0 | 0
[26 empty] | 0 | 0
[26 empty] | 0 | 0
[26 empty] | 0 | 0
[26 empty] | 0 | 0
[26 empty] | 0 | 0
[26 empty] | 0 | 0
[26 empty] | 0 | 0
[26 empty] | 0 | 0
[26 empty] | 0 | 0
[26 empty] | 0 | 0
[26 empty] | 0 | 0
[26 empty] | 0 | 0
[26 empty] | 0 | 0
[26 empty] | 0 | 0
[26 empty] | 0 | 0
[26 empty] | 0 | 0
[26 empty] | 0 | 0
[26 empty] | 0 | 0
[26 empty] | 0 | 0
[26 empty] | 0 | 0
[26 empty] | 0 | 0
[26 empty] | 0 | 0
[26 empty] | 0 | 0
[26 empty] | 0 | 0
[26 empty] | 0 | 0
[26 empty] | 0 | 0
[26 empty] | 0 | 0
[26 empty] | 0 | 0
[26 empty] | 0 | 0
[26 empty] | 0 | 0
[26 empty] | 0 | 0
[26 empty] | 0 | 0
[26 empty] | 0 | 0
[26 empty] | 0 | 0
[26 empty] | 0 | 0
[26 empty] | 0 | 0
[26 empty] | 0 | 0
[26 empty] | 0 | 0
[26 empty] | 0 | 0
[26 empty] | 0 | 0
[26 empty] | 0 | 0
[26 empty] | 0 | 0
[26 empty] | 0 | 0
[26 empty] | 0 | 0
[26 empty] | 0 | 0
[26 empty] | 0 | 0
[26 empty] | 0 | 0
[26 empty] | 0 | 0
[26 empty] | 0 | 0
[26 empty] | 0 | 0
[26 empty] | 0 | 0
[26 empty] | 0 | 0
[26 empty] | 0 | 0
[26 empty] | 0 | 0
[26 empty] | 0 | 0
[26 empty] | 0 | 0
[26 empty] | 0 | 0
[26 empty] | 0 | 0
[26 empty] | 0 | 0
[26 empty] | 0 | 0
[26 empty] | 0 | 0
[26 empty] | 0 | 0
[26 empty] | 0 | 0
[26 empty] | 0 | 0
[26 empty] | 0 | 0
[26 empty] | 0 | 0
[26 empty] | 0 | 0
[26 empty] | 0 | 0
[26 empty] | 0 | 0
[26 empty] | 0 | 0
[26 empty] | 0 | 0
[26 empty] | 0 | 0
[26 empty] | 0 | 0
[26 empty] | 0 | 0
[26 empty] | 0 | 0
[26 empty] | 0 | 0
[26 empty] | 0 | 0
[26 empty] | 0 | 0
[26 empty] | 0 | 0
[26 empty] | 0 | 0
[26 empty] | 0 | 0
[26 empty] | 0 | 0
[26 empty] | 0 | 0
[26 empty] | 0 | 0
[26 empty] | 0 | 0
[26 empty] | 0 | 0
[26 empty] | 0 | 0
[26 empty] | 0 | 0
[26 empty] | 0 | 0
[26 empty] | 0 | 0
[26 empty] | 0 | 0
[26 empty] | 0 | 0
[26 empty] | 0 | 0
[26 empty] | 0 | 0
[26 empty] | 0 | 0
[26 empty] | 0 | 0
[26 empty] | 0 | 0
[26 empty] | 0 | 0
[26 empty] | 0 | 0
[26 empty] | 0 | 0
[26 empty] | 0 | 0
[26 empty] | 0 | 0
[26 empty] | 0 | 0
[26 empty] | 0 | 0
[26 empty] | 0 | 0
[26 empty] | 0 | 0
[26 empty] | 0 | 0
[26 empty] | 0 | 0
[26 empty] | 0 | 0
[26 empty] | 0 | 0
[26 empty] | 0 | 0
[26 empty] | 0 | 0
[26 empty] | 0 | 0
[26 empty] | 0 | 0
[26 empty] | 0 | 0
[26 empty] | 0 | 0
[26 empty] | 0 | 0
[26 empty] | 0 | 0
[26 empty] | 0 | 0
[26 empty] | 0 | 0
[26 empty] | 0 | 0
[26 empty] | 0 | 0
[26 empty] | 0 | 0
[26 empty] | 0 | 0
[26 empty] | 0 | 0
[26 empty] | 0 | 0
[26 empty] | 0 | 0
[26 empty] | 0 | 0
[26 empty] | 0 | 0
[26 empty] | 0 | 0
[26 empty] | 0 | 0
[26 empty] | 0 | 0
[26 empty] | 0 | 0
[26 empty] | 0 | 0
[26 empty] | 0 | 0
[26 empty] | 0 | 0
[26 empty] | 0 | 0
[26 empty] | 0 | 0
[26 empty] | 0 | 0
[26 empty] | 0 | 0
[26 empty] | 0 | 0
[26 empty] | 0 | 0
[26 empty] | 0 | 0
[26 empty] | 0 | 0
[26 empty] | 0 | 0
[26 empty] | 0 | 0
[26 empty] | 0 | 0
[26 empty] | 0 | 0
[26 empty] | 0 | 0
[26 empty] | 0 | 0
[26 empty] | 0 | 0
[26 empty] | 0 | 0
[26 empty] | 0 | 0
[26 empty] | 0 | 0
[26 empty] | 0 | 0
[26 empty] | 0 | 0
[26 empty] | 0 | 0
[26 empty] | 0 | 0
[26 empty] | 0 | 0
[26 empty] | 0 | 0
[26 empty] | 0 | 0
[26 empty] | 0 | 0
[26 empty] | 0 | 0
[26 empty] | 0 | 0
[26 empty] | 0 | 0
[26 empty] | 0 | 0
[26 empty] | 0 | 0
[26 empty] | 0 | 0
[26 empty] | 0 | 0
[26 empty] | 0 | 0
[26 empty] | 0 | 0
[26 empty] | 0 | 0
[26 empty] | 0 | 0
[26 empty] | 0 | 0
[26 empty] | 0 | 0
[26 empty] | 0 | 0
[26 empty] | 0 | 0
[26 empty] | 0 | 0
[26 empty] | 0 | 0
[26 empty] | 0 | 0
[26 empty] | 0 | 0
[26 empty] | 0 | 0
[26 empty] | 0 | 0
[26 empty] | 0 | 0
[26 empty] | 0 | 0
[26 empty] | 0 | 0
[26 empty] | 0 | 0
[26 empty] | 0 | 0
[26 empty] | 0 | 0
[26 empty] | 0 | 0
[26 empty] | 0 | 0
[26 empty] | 0 | 0
[26 empty] | 0 | 0
[26 empty] | 0 | 0
[26 empty] | 0 | 0
[26 empty] | 0 | 0
[26 empty] | 0 | 0
[26 empty] | 0 | 0
[26 empty] | 0 | 0
[26 empty] | 0 | 0
[26 empty] | 0 | 0
[26 empty] | 0 | 0
[26 empty] | 0 | 0
[26 empty] | 0 | 0
[26 empty] | 0 | 0
[26 empty] | 0 | 0
[26 empty] | 0 | 0
[26 empty] | 0 | 0
[26 empty] | 0 | 0
[26 empty] | 0 | 0
[26 empty] | 0 | 0
[26 empty] | 0 | 0
[26 empty] | 0 | 0
[26 empty] | 0 | 0
[26 empty] | 0 | 0
[26 empty] | 0 | 0
[26 empty] | 0 | 0
[26 empty] | 0 | 0
[26 empty] | 0 | 0
[26 empty] | 0 | 0
[26 empty] | 0 | 0
[26 empty] | 0 | 0
[26 empty] | 0 | 0
[26 empty] | 0 | 0
[26 empty] | 0 | 0
[26 empty] | 0 | 0
[26 empty] | 0 | 0
[26 empty] | 0 | 0
[26 empty] | 0 | 0
[26 empty] | 0 | 0
[26 empty] | 0 | 0
[26 empty] | 0 | 0
[26 empty] | 0 | 0
[26 empty] | 0 | 0
[26 empty] | 0 | 0
[26 empty] | 0 | 0
[26 empty] | 0 | 0
[26 empty] | 0 | 0
[26 empty] | 0 | 0
[26 empty] | 0 | 0
[26 empty] | 0 | 0
[26 empty] | 0 | 0
[26 empty] | 0 | 0
[26 empty] | 0 | 0
[26 empty] | 0 | 0
[26 empty] | 0 | 0
[26 empty] | 0 | 0
[26 empty] | 0 | 0
[26 empty] | 0 | 0
[26 empty] | 0 | 0
[26 empty] | 0 | 0
[26 empty] | 0 | 0
[26 empty] | 0 | 0
[26 empty] | 0 | 0
[26 empty] | 0 | 0
[26 empty] | 0 | 0
[26 empty] | 0 | 0
[26 empty] | 0 | 0
[26 empty] | 0 | 0
[26 empty] | 0 | 0
[26 empty] | 0 | 0
[26 empty] | 0 | 0
[26 empty] | 0 | 0
[26 empty] | 0 | 0
[26 empty] | 0 | 0
[26 empty] | 0 | 0
[26 empty] | 0 | 0
[26 empty] | 0 | 0
[26 empty] | 0 | 0
[26 empty] | 0 | 0
[26 empty] | 0 | 0
[26 empty] | 0 | 0
[26 empty] | 0 | 0
[26 empty] | 0 | 0
[26 empty] | 0 | 0
[26 empty] | 0 | 0
[26 empty] | 0 | 0
[26 empty] | 0 | 0
[26 empty] | 0 | 0
[26 empty] | 0 | 0
[26 empty] | 0 | 0
[26 empty] | 0 | 0
[26 empty] | 0 | 0
[26 empty] | 0 | 0
[26 empty] | 0 | 0
[26 empty] | 0 | 0
[26 empty] | 0 | 0
[26 empty] | 0 | 0
[26 empty] | 0 | 0
[26 empty] | 0 | 0
[26 empty] | 0 | 0
[26 empty] | 0 | 0
[26 empty] | 0 | 0
[26 empty] | 0 | 0
[26 empty] | 0 | 0
[26 empty] | 0 | 0
[26 empty] | 0 | 0
[26 empty] | 0 | 0
[26 empty] | 0 | 0
[26 empty] | 0 | 0
[26 empty] | 0 | 0
[26 empty] | 0 | 0
[26 empty] | 0 | 0
[26 empty] | 0 | 0
[26 empty] | 0 | 0
[26 empty] | 0 | 0
[26 empty] | 0 | 0
[26 empty] | 0 | 0
[26 empty] | 0 | 0
[26 empty] | 0 | 0
[26 empty] | 0 | 0
[26 empty] | 0 | 0
[26 empty] | 0 | 0
[26 empty] | 0 | 0
[26 empty] | 0 | 0
[26 empty] | 0 | 0
[26 empty] | 0 | 0
[26 empty] | 0 | 0
[26 empty] | 0 | 0
[26 empty] | 0 | 0
[26 empty] | 0 | 0
[26 empty] | 0 | 0
[26 empty] | 0 | 0
[26 empty] | 0 | 0
[26 empty] | 0 | 0
[26 empty] | 0 | 0
[26 empty] | 0 | 0
[26 empty] | 0 | 0
[26 empty] | 0 | 0
[26 empty] | 0 | 0
[26 empty] | 0 | 0
[26 empty] | 0 | 0
[26 empty] | 0 | 0
[26 empty] | 0 | 0
[26 empty] | 0 | 0
[26 empty] | 0 | 0
[26 empty] | 0 | 0
[26 empty] | 0 | 0
[26 empty] | 0 | 0
[26 empty] | 0 | 0
[26 empty] | 0 | 0
[26 empty] | 0 | 0
[26 empty] | 0 | 0
[26 empty] | 0 | 0
[26 empty] | 0 | 0
[26 empty] | 0 | 0
[26 empty] | 0 | 0
[26 empty] | 0 | 0
[26 empty] | 0 | 0
[26 empty] | 0 | 0
[26 empty] | 0 | 0
[26 empty] | 0 | 0
[26 empty] | 0 | 0
[26 empty] | 0 | 0
[26 empty] | 0 | 0
[26 empty] | 0 | 0
[26 empty] | 0 | 0
[26 empty] | 0 | 0
[26 empty] | 0 | 0
[26 empty] | 0 | 0
[26 empty] | 0 | 0
[26 empty] | 0 | 0
[26 empty] | 0 | 0
[26 empty] | 0 | 0
[26 empty] | 0 | 0
[26 empty] | 0 | 0
[26 empty] | 0 | 0
[26 empty] | 0 | 0
[26 empty] | 0 | 0
[26 empty] | 0 | 0
[26 empty] | 0 | 0
[26 empty] | 0 | 0
[26 empty] | 0 | 0
[26 empty] | 0 | 0
[26 empty] | 0 | 0
[26 empty] | 0 | 0
[26 empty] | 0 | 0
[26 empty] | 0 | 0
[26 empty] | 0 | 0
[26 empty] | 0 | 0
[26 empty] | 0 | 0
[26 empty] | 0 | 0
[26 empty] | 0 | 0
[26 empty] | 0 | 0
[26 empty] | 0 | 0
[26 empty] | 0 | 0
[26 empty] | 0 | 0
[26 empty] | 0 | 0
[26 empty] | 0 | 0
[26 empty] | 0 | 0
[26 empty] | 0 | 0
[26 empty] | 0 | 0
[26 empty] | 0 | 0
[26 empty] | 0 | 0
[26 empty] | 0 | 0
[26 empty] | 0 | 0
[26 empty] | 0 | 0
[26 empty] | 0 | 0
[26 empty] | 0 | 0
[26 empty] | 0 | 0
[26 empty] | 0 | 0
[26 empty] | 0 | 0
[26 empty] | 0 | 0
[26 empty] | 0 | 0
[26 empty] | 0 | 0
[26 empty] | 0 | 0
[26 empty] | 0 | 0
[26 empty] | 0 | 0
[26 empty] | 0 | 0
[26 empty] | 0 | 0
[26 empty] | 0 | 0
[26 empty] | 0 | 0
[26 empty] | 0 | 0
[26 empty] | 0 | 0
[26 empty] | 0 | 0
[26 empty] | 0 | 0
[26 empty] | 0 | 0
[26 empty] | 0 | 0
[26 empty] | 0 | 0
[26 empty] | 0 | 0
[26 empty] | 0 | 0
[26 empty] | 0 | 0
[26 empty] | 0 | 0
[26 empty] | 0 | 0
[26 empty] | 0 | 0
[26 empty] | 0 | 0
[26 empty] | 0 | 0
[26 empty] | 0 | 0
[26 empty] | 0 | 0
[26 empty] | 0 | 0
[26 empty] | 0 | 0
[26 empty] | 0 | 0
[26 empty] | 0 | 0
[26 empty] | 0 | 0
[26 empty] | 0 | 0
[26 empty] | 0 | 0
[26 empty] | 0 | 0
[26 empty] | 0 | 0
[26 empty] | 0 | 0
[26 empty] | 0 | 0
[26 empty] | 0 | 0
[26 empty] | 0 | 0
[26 empty] | 0 | 0
[26 empty] | 0 | 0
[26 empty] | 0 | 0
[26 empty] | 0 | 0
[26 empty] | 0 | 0
[26 empty] | 0 | 0
[26 empty] | 0 | 0
[26 empty] | 0 | 0
[26 empty] | 0 | 0
[26 empty] | 0 | 0
[26 empty] | 0 | 0
[26 empty] | 0 | 0
[26 empty] | 0 | 0
[26 empty] | 0 | 0
[26 empty] | 0 | 0
[26 empty] | 0 | 0
[26 empty] | 0 | 0
[26 empty] | 0 | 0
[26 empty] | 0 | 0
[26 empty] | 0 | 0
[26 empty] | 0 | 0
[26 empty] | 0 | 0
[26 empty] | 0 | 0
[26 empty] | 0 | 0
[26 empty] | 0 | 0
[26 empty] | 0 | 0
[26 empty] | 0 | 0
[26 empty] | 0 | 0
[26 empty] | 0 | 0
[26 empty] | 0 | 0
[26 empty] | 0 | 0
[26 empty] | 0 | 0
[26 empty] | 0 | 0
[26 empty] | 0 | 0
[26 empty] | 0 | 0
[26 empty] | 0 | 0
[26 empty] | 0 | 0
[26 empty] | 0 | 0
[26 empty] | 0 | 0
[26 empty] | 0 | 0
[26 empty] | 0 | 0
[26 empty] | 0 | 0
[26 empty] | 0 | 0
[26 empty] | 0 | 0
[26 empty] | 0 | 0
[26 empty] | 0 | 0
[26 empty] | 0 | 0
[26 empty] | 0 | 0
[26 empty] | 0 | 0
[26 empty] | 0 | 0
[26 empty] | 0 | 0
[26 empty] | 0 | 0
[26 empty] | 0 | 0
[26 empty] | 0 | 0
[26 empty] | 0 | 0
[26 empty] | 0 | 0
[26 empty] | 0 | 0
[26 empty] | 0 | 0
[26 empty] | 0 | 0
[26 empty] | 0 | 0
[26 empty] | 0 | 0
[26 empty] | 0 | 0
[26 empty] | 0 | 0
[26 empty] | 0 | 0
[26 empty] | 0 | 0
[26 empty] | 0 | 0
[26 empty] | 0 | 0
[26 empty] | 0 | 0
[26 empty] | 0 | 0
[26 empty] | 0 | 0
[26 empty] | 0 | 0
[26 empty] | 0 | 0
[26 empty] | 0 | 0
[26 empty] | 0 | 0
[26 empty] | 0 | 0
[26 empty] | 0 | 0
[26 empty] | 0 | 0
[26 empty] | 0 | 0
[26 empty] | 0 | 0
[26 empty] | 0 | 0
[26 empty] | 0 | 0
[26 empty] | 0 | 0
[26 empty] | 0 | 0
[26 empty] | 0 | 0
[26 empty] | 0 | 0
[26 empty] | 0 | 0
[26 empty] | 0 | 0
[26 empty] | 0 | 0
[26 empty] | 0 | 0
[26 empty] | 0 | 0
[26 empty] | 0 | 0
[26 empty] | 0 | 0
[26 empty] | 0 | 0
[26 empty] | 0 | 0
[26 empty] | 0 | 0
[26 empty] | 0 | 0
[26 empty] | 0 | 0
[26 empty] | 0 | 0
[26 empty] | 0 | 0
[26 empty] | 0 | 0
[26 empty] | 0 | 0
[26 empty] | 0 | 0
[26 empty] | 0 | 0
[26 empty] | 0 | 0
[26 empty] | 0 | 0
[26 empty] | 0 | 0
[26 empty] | 0 | 0
[26 empty] | 0 | 0
[26 empty] | 0 | 0
[26 empty] | 0 | 0
[26 empty] | 0 | 0
[26 empty] | 0 | 0
[26 empty] | 0 | 0
[26 empty] | 0 | 0
[26 empty] | 0 | 0
[26 empty] | 0 | 0
[26 empty] | 0 | 0
[26 empty] | 0 | 0
[26 empty] | 0 | 0
[26 empty] | 0 | 0
[26 empty] | 0 | 0
[26 empty] | 0 | 0
[26 empty] | 0 | 0
[26 empty] | 0 | 0
[26 empty] | 0 | 0
[26 empty] | 0 | 0
[26 empty] | 0 | 0
[26 empty] | 0 | 0
[26 empty] | 0 | 0
[26 empty] | 0 | 0
[26 empty] | 0 | 0
[26 empty] | 0 | 0
[26 empty] | 0 | 0
[26 empty] | 0 | 0
[26 empty] | 0 | 0
[26 empty] | 0 | 0
[26 empty] | 0 | 0
[26 empty] | 0 | 0
[26 empty] | 0 | 0
[26 empty] | 0 | 0
[26 empty] | 0 | 0
[26 empty] | 0 | 0
[26 empty] | 0 | 0
[26 empty] | 0 | 0
[26 empty] | 0 | 0
[26 empty] | 0 | 0
[26 empty] | 0 | 0
[26 empty] | 0 | 0
[26 empty] | 0 | 0
[26 empty] | 0 | 0
[26 empty] | 0 | 0
[26 empty] | 0 | 0
[26 empty] | 0 | 0
[26 empty] | 0 | 0
[26 empty] | 0 | 0
[26 empty] | 0 | 0
[26 empty] | 0 | 0
[26 empty] | 0 | 0
[26 empty] | 0 | 0
[26 empty] | 0 | 0
[26 empty] | 0 | 0
[26 empty] | 0 | 0
[26 empty] | 0 | 0
[26 empty] | 0 | 0
[26 empty] | 0 | 0
[26 empty] | 0 | 0
[26 empty] | 0 | 0
[26 empty] | 0 | 0
[26 empty] | 0 | 0
[26 empty] | 0 | 0
[26 empty] | 0 | 0
[26 empty] | 0 | 0
[26 empty] | 0 | 0
[26 empty] | 0 | 0
[26 empty] | 0 | 0
[26 empty] | 0 | 0
[26 empty] | 0 | 0
[26 empty] | 0 | 0
[26 empty] | 0 | 0
[26 empty] | 0 | 0
[26 empty] | 0 | 0
[26 empty] | 0 | 0
[26 empty] | 0 | 0
[26 empty] | 0 | 0
[26 empty] | 0 | 0
[26 empty] | 0 | 0
[26 empty] | 0 | 0
[26 empty] | 0 | 0
[26 empty] | 0 | 0
[26 empty] | 0 | 0
[26 empty] | 0 | 0
[26 empty] | 0 | 0
[26 empty] | 0 | 0
[26 empty] | 0 | 0
[26 empty] | 0 | 0
[26 empty] | 0 | 0
[26 empty] | 0 | 0
[26 empty] | 0 | 0
[26 empty] | 0 | 0
[26 empty] | 0 | 0
[26 empty] | 0 | 0
[26 empty] | 0 | 0
[26 empty] | 0 | 0
[26 empty] | 0 | 0
[26 empty] | 0 | 0
[26 empty] | 0 | 0
[26 empty] | 0 | 0
[26 empty] | 0 | 0
[26 empty] | 0 | 0
[26 empty] | 0 | 0
[26 empty] | 0 | 0
[26 empty] | 0 | 0
[26 empty] | 0 | 0
[26 empty] | 0 | 0
[26 empty] | 0 | 0
[26 empty] | 0 | 0
[26 empty] | 0 | 0
[26 empty] | 0 | 0
[26 empty] | 0 | 0
[26 empty] | 0 | 0
[26 empty] | 0 | 0
[26 empty] | 0 | 0
[26 empty] | 0 | 0
[26 empty] | 0 | 0
[26 empty] | 0 | 0
[26 empty] | 0 | 0
[26 empty] | 0 | 0
[26 empty] | 0 | 0
[26 empty] | 0 | 0
[26 empty] | 0 | 0
[26 empty] | 0 | 0
[26 empty] | 0 | 0
[26 empty] | 0 | 0
[26 empty] | 0 | 0
[26 empty] | 0 | 0
[26 empty] | 0 | 0
[26 empty] | 0 | 0
[26 empty] | 0 | 0
[26 empty] | 0 | 0
[26 empty] | 0 | 0
[26 empty] | 0 | 0
[26 empty] | 0 | 0
[26 empty] | 0 | 0
[26 empty] | 0 | 0
[26 empty] | 0 | 0
[26 empty] | 0 | 0
[26 empty] | 0 | 0
[26 empty] | 0 | 0
[26 empty] | 0 | 0
[26 empty] | 0 | 0
[26 empty] | 0 | 0
[26 empty] | 0 | 0
[26 empty] | 0 | 0
[26 empty] | 0 | 0
[26 empty] | 0 | 0
[26 empty] | 0 | 0
[26 empty] | 0 | 0
[26 empty] | 0 | 0
[26 empty] | 0 | 0
[26 empty] | 0 | 0
[26 empty] | 0 | 0
[26 empty] | 0 | 0
[26 empty] | 0 | 0
[26 empty] | 0 | 0
[26 empty] | 0 | 0
[26 empty] | 0 | 0
[26 empty] | 0 | 0
[26 empty] | 0 | 0
[26 empty] | 0 | 0
[26 empty] | 0 | 0
[26 empty] | 0 | 0
[26 empty] | 0 | 0
[26 empty] | 0 | 0
[26 empty] | 0 | 0
[26 empty] | 0 | 0
[26 empty] | 0 | 0
[26 empty] | 0 | 0
[26 empty] | 0 | 0
[26 empty] | 0 | 0
[26 empty] | 0 | 0
[26 empty] | 0 | 0
[26 empty] | 0 | 0
[26 empty] | 0 | 0
[26 empty] | 0 | 0
[26 empty] | 0 | 0
[26 empty] | 0 | 0
[26 empty] | 0 | 0
[26 empty] | 0 | 0
[26 empty] | 0 | 0
[26 empty] | 0 | 0
[26 empty] | 0 | 0
[26 empty] | 0 | 0
[26 empty] | 0 | 0
[26 empty] | 0 | 0
[26 empty] | 0 | 0
[26 empty] | 0 | 0
[26 empty] | 0 | 0
[26 empty] | 0 | 0
[26 empty] | 0 | 0
[26 empty] | 0 | 0
[26 empty] | 0 | 0
[26 empty] | 0 | 0
[26 empty] | 0 | 0
[26 empty] | 0 | 0
[26 empty] | 0 | 0
[26 empty] | 0 | 0
[26 empty] | 0 | 0
[26 empty] | 0 | 0
[26 empty] | 0 | 0
[26 empty] | 0 | 0
[26 empty] | 0 | 0
[26 empty] | 0 | 0
[26 empty] | 0 | 0
[26 empty] | 0 | 0
[26 empty] | 0 | 0
[26 empty] | 0 | 0
[26 empty] | 0 | 0
[26 empty] | 0 | 0
[26 empty] | 0 | 0
[26 empty] | 0 | 0
[26 empty] | 0 | 0
[26 empty] | 0 | 0
[26 empty] | 0 | 0
[26 empty] | 0 | 0
[26 empty] | 0 | 0
[26 empty] | 0 | 0
[26 empty] | 0 | 0
[26 empty] | 0 | 0
[26 empty] | 0 | 0
[26 empty] | 0 | 0
[26 empty] | 0 | 0
[26 empty] | 0 | 0
[26 empty] | 0 | 0
[26 empty] | 0 | 0
[26 empty] | 0 | 0
[26 empty] | 0 | 0
[26 empty] | 0 | 0
[26 empty] | 0 | 0
[26 empty] | 0 | 0
[26 empty] | 0 | 0
[26 empty] | 0 | 0
[26 empty] | 0 | 0
[26 empty] | 0 | 0
[26 empty] | 0 | 0
[26 empty] | 0 | 0
[26 empty] | 0 | 0
[26 empty] | 0 | 0
[26 empty] | 0 | 0
[26 empty] | 0 | 0
[26 empty] | 0 | 0
[26 empty] | 0 | 0
[26 empty] | 0 | 0
[26 empty] | 0 | 0
[26 empty] | 0 | 0
[26 empty] | 0 | 0
[26 empty] | 0 | 0
[26 empty] | 0 | 0
[26 empty] | 0 | 0
[26 empty] | 0 | 0
[26 empty] | 0 | 0
[26 empty] | 0 | 0
[26 empty] | 0 | 0
[26 empty] | 0 | 0
[26 empty] | 0 | 0
[26 empty] | 0 | 0
[26 empty] | 0 | 0
[26 empty] | 0 | 0
[26 empty] | 0 | 0
[26 empty] | 0 | 0
[26 empty] | 0 | 0
[26 empty] | 0 | 0
[26 empty] | 0 | 0
[26 empty] | 0 | 0
[26 empty] | 0 | 0
[26 empty] | 0 | 0
[26 empty] | 0 | 0
[26 empty] | 0 | 0
[26 empty] | 0 | 0
[26 empty] | 0 | 0
[26 empty] | 0 | 0
[26 empty] | 0 | 0
[26 empty] | 0 | 0
[26 empty] | 0 | 0
[26 empty] | 0 | 0
[26 empty] | 0 | 0
[26 empty] | 0 | 0
[26 empty] | 0 | 0
[26 empty] | 0 | 0
[26 empty] | 0 | 0
[26 empty] | 0 | 0
[26 empty] | 0 | 0
[26 empty] | 0 | 0
[26 empty] | 0 | 0
[26 empty] | 0 | 0
[26 empty] | 0 | 0
[26 empty] | 0 | 0
[26 empty] | 0 | 0
[26 empty] | 0 | 0
[26 empty] | 0 | 0
[26 empty] | 0 | 0
[26 empty] | 0 | 0
[26 empty] | 0 | 0
[26 empty] | 0 | 0
[26 empty] | 0 | 0
[26 empty] | 0 | 0
[26 empty] | 0 | 0
[26 empty] | 0 | 0
[26 empty] | 0 | 0
[26 empty] | 0 | 0
[26 empty] | 0 | 0
[26 empty] | 0 | 0
[26 empty] | 0 | 0
[26 empty] | 0 | 0
[26 empty] | 0 | 0
[26 empty] | 0 | 0
[26 empty] | 0 | 0
[26 empty] | 0 | 0
[26 empty] | 0 | 0
[26 empty] | 0 | 0
[26 empty] | 0 | 0
[26 empty] | 0 | 0
[26 empty] | 0 | 0
[26 empty] | 0 | 0
[26 empty] | 0 | 0
[26 empty] | 0 | 0
[26 empty] | 0 | 0
[26 empty] | 0 | 0
[26 empty] | 0 | 0
[26 empty] | 0 | 0
[26 empty] | 0 | 0
[26 empty] | 0 | 0
[26 empty] | 0 | 0
[26 empty] | 0 | 0
[26 empty] | 0 | 0
[26 empty] | 0 | 0
[26 empty] | 0 | 0
[26 empty] | 0 | 0
[26 empty] | 0 | 0
[26 empty] | 0 | 0
[26 empty] | 0 | 0
[26 empty] | 0 | 0
[26 empty] | 0 | 0
[26 empty] | 0 | 0
[26 empty] | 0 | 0
[26 empty] | 0 | 0
[26 empty] | 0 | 0
[26 empty] | 0 | 0
[26 empty] | 0 | 0
[26 empty] | 0 | 0
[26 empty] | 0 | 0
[26 empty] | 0 | 0
[26 empty] | 0 | 0
[26 empty] | 0 | 0
[26 empty] | 0 | 0
[26 empty] | 0 | 0
[26 empty] | 0 | 0
[26 empty] | 0 | 0
[26 empty] | 0 | 0
[26 empty] | 0 | 0
[26 empty] | 0 | 0
[26 empty] | 0 | 0
[26 empty] | 0 | 0
[26 empty] | 0 | 0
[26 empty] | 0 | 0
[26 empty] | 0 | 0
[26 empty] | 0 | 0
[26 empty] | 0 | 0
[26 empty] | 0 | 0
[26 empty] | 0 | 0
[26 empty] | 0 | 0
[26 empty] | 0 | 0
[26 empty] | 0 | 0
[26 empty] | 0 | 0
[26 empty] | 0 | 0
[26 empty] | 0 | 0
[26 empty] | 0 | 0
[26 empty] | 0 | 0
[26 empty] | 0 | 0
[26 empty] | 0 | 0
[26 empty] | 0 | 0
[26 empty] | 0 | 0
[26 empty] | 0 | 0
[26 empty] | 0 | 0
[26 empty] | 0 | 0
[26 empty] | 0 | 0
[26 empty] | 0 | 0
[26 empty] | 0 | 0
[26 empty] | 0 | 0
[26 empty] | 0 | 0
[26 empty] | 0 | 0
[26 empty] | 0 | 0
[26 empty] | 0 | 0
[26 empty] | 0 | 0
[26 empty] | 0 | 0
[26 empty] | 0 | 0
[26 empty] | 0 | 0
[26 empty] | 0 | 0
[26 empty] | 0 | 0
[26 empty] | 0 | 0
[26 empty] | 0 | 0
[26 empty] | 0 | 0
[26 empty] | 0 | 0
[26 empty] | 0 | 0
[26 empty] | 0 | 0
[26 empty] | 0 | 0
[26 empty] | 0 | 0
[26 empty] | 0 | 0
[26 empty] | 0 | 0
[26 empty] | 0 | 0
[26 empty] | 0 | 0
[26 empty] | 0 | 0
[26 empty] | 0 | 0
[26 empty] | 0 | 0
[26 empty] | 0 | 0
[26 empty] | 0 | 0
[26 empty] | 0 | 0
[26 empty] | 0 | 0
[26 empty] | 0 | 0
[26 empty] | 0 | 0
[26 empty] | 0 | 0
[26 empty] | 0 | 0
[26 empty] | 0 | 0
[26 empty] | 0 | 0
[26 empty] | 0 | 0
[26 empty] | 0 | 0
[26 empty] | 0 | 0
[26 empty] | 0 | 0
[26 empty] | 0 | 0
[26 empty] | 0 | 0
[26 empty] | 0 | 0
[26 empty] | 0 | 0
[26 empty] | 0 | 0
[26 empty] | 0 | 0
[26 empty] | 0 | 0
[26 empty] | 0 | 0
[26 empty] | 0 | 0
[26 empty] | 0 | 0
[26 empty] | 0 | 0
[26 empty] | 0 | 0
[26 empty] | 0 | 0
[26 empty] | 0 | 0
[26 empty] | 0 | 0
[26 empty] | 0 | 0
[26 empty] | 0 | 0
[26 empty] | 0 | 0
[26 empty] | 0 | 0
[26 empty] | 0 | 0
[26 empty] | 0 | 0
[26 empty] | 0 | 0
[26 empty] | 0 | 0
[26 empty] | 0 | 0
[26 empty] | 0 | 0
[26 empty] | 0 | 0
[26 empty] | 0 | 0
[26 empty] | 0 | 0
[26 empty] | 0 | 0
[26 empty] | 0 | 0
[26 empty] | 0 | 0
[26 empty] | 0 | 0
[26 empty] | 0 | 0
[26 empty] | 0 | 0
[26 empty] | 0 | 0
[26 empty] | 0 | 0
[26 empty] | 0 | 0
[26 empty] | 0 | 0
[26 empty] | 0 | 0
[26 empty] | 0 | 0
[26 empty] | 0 | 0
[26 empty] | 0 | 0
[26 empty] | 0 | 0
[26 empty] | 0 | 0
[26 empty] | 0 | 0
[26 empty] | 0 | 0
[26 empty] | 0 | 0
[26 empty] | 0 | 0
[26 empty] | 0 | 0
[26 empty] | 0 | 0
[26 empty] | 0 | 0
[26 empty] | 0 | 0
[26 empty] | 0 | 0
[26 empty] | 0 | 0
[26 empty] | 0 | 0
[26 empty] | 0 | 0
[26 empty] | 0 | 0
[26 empty] | 0 | 0
[26 empty] | 0 | 0
[26 empty] | 0 | 0
[26 empty] | 0 | 0
[26 empty] | 0 | 0
[26 empty] | 0 | 0
[26 empty] | 0 | 0
[26 empty] | 0 | 0
[26 empty] | 0 | 0
[26 empty] | 0 | 0
[26 empty] | 0 | 0
[26 empty] | 0 | 0
[26 empty] | 0 | 0
[26 empty] | 0 | 0
[26 empty] | 0 | 0
[26 empty] | 0 | 0
[26 empty] | 0 | 0
[26 empty] | 0 | 0
[26 empty] | 0 | 0
[26 empty] | 0 | 0
[26 empty] | 0 | 0
[26 empty] | 0 | 0
[26 empty] | 0 | 0
[26 empty] | 0 | 0
[26 empty] | 0 | 0
[26 empty] | 0 | 0
[26 empty] | 0 | 0
[26 empty] | 0 | 0
[26 empty] | 0 | 0
[26 empty] | 0 | 0
[26 empty] | 0 | 0
[26 empty] | 0 | 0
[26 empty] | 0 | 0
[26 empty] | 0 | 0
[26 empty] | 0 | 0
[26 empty] | 0 | 0
[26 empty] | 0 | 0
[26 empty] | 0 | 0
[26 empty] | 0 | 0
[26 empty] | 0 | 0
[26 empty] | 0 | 0
[26 empty] | 0 | 0
[26 empty] | 0 | 0
[26 empty] | 0 | 0
[26 empty] | 0 | 0
[26 empty] | 0 | 0
[26 empty] | 0 | 0
[26 empty] | 0 | 0
[26 empty] | 0 | 0
[26 empty] | 0 | 0
[26 empty] | 0 | 0
[26 empty] | 0 | 0
[26 empty] | 0 | 0
[26 empty] | 0 | 0
[26 empty] | 0 | 0
[26 empty] | 0 | 0
[26 empty] | 0 | 0
[26 empty] | 0 | 0
[26 empty] | 0 | 0
[26 empty] | 0 | 0
[26 empty] | 0 | 0
[26 empty] | 0 | 0
[26 empty] | 0 | 0
[26 empty] | 0 | 0
[26 empty] | 0 | 0
[26 empty] | 0 | 0
[26 empty] | 0 | 0
[26 empty] | 0 | 0
[26 empty] | 0 | 0
[26 empty] | 0 | 0
[26 empty] | 0 | 0
[26 empty] | 0 | 0
[26 empty] | 0 | 0
[26 empty] | 0 | 0
[26 empty] | 0 | 0
[26 empty] | 0 | 0
[26 empty] | 0 | 0
[26 empty] | 0 | 0
[26 empty] | 0 | 0
[26 empty] | 0 | 0
[26 empty] | 0 | 0
[26 empty] | 0 | 0
[26 empty] | 0 | 0
[26 empty] | 0 | 0
[26 empty] | 0 | 0
[26 empty] | 0 | 0
[26 empty] | 0 | 0
[26 empty] | 0 | 0
[26 empty] | 0 | 0
[26 empty] | 0 | 0
[26 empty] | 0 | 0
[26 empty] | 0 | 0
[26 empty] | 0 | 0
[26 empty] | 0 | 0
[26 empty] | 0 | 0
[26 empty] | 0 | 0
[26 empty] | 0 | 0
[26 empty] | 0 | 0
[26 empty] | 0 | 0
[26 empty] | 0 | 0
[26 empty] | 0 | 0
[26 empty] | 0 | 0
[26 empty] | 0 | 0
[26 empty] | 0 | 0
[26 empty] | 0 | 0
[26 empty] | 0 | 0
[26 empty] | 0 | 0
[26 empty] | 0 | 0
[26 empty] | 0 | 0
[26 empty] | 0 | 0
[26 empty] | 0 | 0
[26 empty] | 0 | 0
[26 empty] | 0 | 0
[26 empty] | 0 | 0
[26 empty] | 0 | 0
[26 empty] | 0 | 0
[26 empty] | 0 | 0
[26 empty] | 0 | 0
[26 empty] | 0 | 0
[26 empty] | 0 | 0
[26 empty] | 0 | 0
[26 empty] | 0 | 0
[26 empty] | 0 | 0
[26 empty] | 0 | 0
[26 empty] | 0 | 0
[26 empty] | 0 | 0
[26 empty] | 0 | 0
[26 empty] | 0 | 0
[26 empty] | 0 | 0
[26 empty] | 0 | 0
[26 empty] | 0 | 0
[26 empty] | 0 | 0
[26 empty] | 0 | 0
[26 empty] | 0 | 0
[26 empty] | 0 | 0
[26 empty] | 0 | 0
[26 empty] | 0 | 0
[26 empty] | 0 | 0
[26 empty] | 0 | 0
[26 empty] | 0 | 0
[26 empty] | 0 | 0
[26 empty] | 0 | 0
[26 empty] | 0 | 0
[26 empty] | 0 | 0
[26 empty] | 0 | 0
[26 empty] | 0 | 0
[26 empty] | 0 | 0
[26 empty] | 0 | 0
[26 empty] | 0 | 0
[26 empty] | 0 | 0
[26 empty] | 0 | 0
[26 empty] | 0 | 0
[26 empty] | 0 | 0
[26 empty] | 0 | 0
[26 empty] | 0 | 0
[26 empty] | 0 | 0
[26 empty] | 0 | 0
[26 empty] | 0 | 0
[26 empty] | 0 | 0
[26 empty] | 0 | 0
[26 empty] | 0 | 0
[26 empty] | 0 | 0
[26 empty] | 0 | 0
[26 empty] | 0 | 0
[26 empty] | 0 | 0
[26 empty] | 0 | 0
[26 empty] | 0 | 0
[26 empty] | 0 | 0
[26 empty] | 0 | 0
[26 empty] | 0 | 0
[26 empty] | 0 | 0
[26 empty] | 0 | 0
[26 empty] | 0 | 0
[26 empty] | 0 | 0
[26 empty] | 0 | 0
[26 empty] | 0 | 0
[26 empty] | 0 | 0
[26 empty] | 0 | 0
[26 empty] | 0 | 0
[26 empty] | 0 | 0
[26 empty] | 0 | 0
[26 empty] | 0 | 0
[26 empty] | 0 | 0
[26 empty] | 0 | 0
[26 empty] | 0 | 0
[26 empty] | 0 | 0
[26 empty] | 0 | 0
[26 empty] | 0 | 0
[26 empty] | 0 | 0
[26 empty] | 0 | 0
[26 empty] | 0 | 0
[26 empty] | 0 | 0
[26 empty] | 0 | 0
[26 empty] | 0 | 0
[26 empty] | 0 | 0
[26 empty] | 0 | 0
[26 empty] | 0 | 0
[26 empty] | 0 | 0
[26 empty] | 0 | 0
[26 empty] | 0 | 0
[26 empty] | 0 | 0
[26 empty] | 0 | 0
[26 empty] | 0 | 0
[26 empty] | 0 | 0
[26 empty] | 0 | 0
[26 empty] | 0 | 0
[26 empty] | 0 | 0
[26 empty] | 0 | 0
[26 empty] | 0 | 0
[26 empty] | 0 | 0
[26 empty] | 0 | 0
[26 empty] | 0 | 0
[26 empty] | 0 | 0
[26 empty] | 0 | 0
[26 empty] | 0 | 0
[26 empty] | 0 | 0
[26 empty] | 0 | 0
[26 empty] | 0 | 0
[26 empty] | 0 | 0
[26 empty] | 0 | 0
[26 empty] | 0 | 0
[26 empty] | 0 | 0
[26 empty] | 0 | 0
[26 empty] | 0 | 0
[26 empty] | 0 | 0
[26 empty] | 0 | 0
[26 empty] | 0 | 0
[26 empty] | 0 | 0
[26 empty] | 0 | 0
[26 empty] | 0 | 0
[26 empty] | 0 | 0
[26 empty] | 0 | 0
[26 empty] | 0 | 0
[26 empty] | 0 | 0
[26 empty] | 0 | 0
[26 empty] | 0 | 0
[26 empty] | 0 | 0
[26 empty] | 0 | 0
[26 empty] | 0 | 0
[26 empty] | 0 | 0
[26 empty] | 0 | 0
[26 empty] | 0 | 0
[26 empty] | 0 | 0
[26 empty] | 0 | 0
[26 empty] | 0 | 0
[26 empty] | 0 | 0
[26 empty] | 0 | 0
[26 empty] | 0 | 0

## Zones
Houston | -1
North | 1
South | -1
West | 1
SET UP AREA, copy & paste values to cell B1
Source | North |  | N to H | N to W | N to S | W to N | S to N | W to S
Sink | Houston | Houston | -1 | 1 | -1 | -1 | 1 | -1
|  | North | 1 | 1 | 1 | -1 | -1 | -1
|  | South | -1 | 1 | -1 | -1 | 1 | -1
|  | West | 1 | -1 | 1 | 1 | -1 | 1
|  | Source | North | North | North | West | South | West
|  | Sink | Houston | West | South | North | North | South

## Tech
Number of Bus | Name of Bus | Tech Type
238 | BOSQUESW505 | CC
239 | BOSQUESW502 | GGT
244 | WHITNYDM01 | Hydro
245 | WHITNYDM02 | Hydro
247 | BOSQUESW501 | GGT
251 | BOSQUESW803 | CC
253 | BOSQUESW804 | CC
332 | RWMILLER01 | GST
333 | RWMILLER02 | GST
334 | RWMILLER03 | GST
335 | RWMILLER04 | GST
336 | RWMILLER05 | GST
344 | MRSSHPRD | Hydro
345 | MRSSHPRD01 | Hydro
366 | JNSNCNTY802 | Cogen
367 | JNSNCNTY802 | Cogen
503 | NTHTEXAS01 | GST
504 | NTHTEXAS02 | GST
505 | NTHTEXAS03 | GST
580 | JCKCNTY801 | CC
581 | JCKCNTY802 | CC
582 | JCKCNTY803 | CC
728 | WOLFRIDGE801 | Wind
837 | NEWMAN_G5 | GST
842 | OLINGER_G1 | GST
843 | OLINGER_G2 | GST
844 | OLINGER_G3 | GST
845 | OLINGER_G4 | GGT
923 | SPENCER_G4 | GST
924 | SPENCER_G5 | GST
948 | STEAM1 | GST
949 | STEAM2 | GST
950 | STEAM3 | GST
990 | GIBN_CREK_G1 | LIGCO
1002 | PBCTAGE_1G | GGT
1003 | PBCTBGE_2G | GGT
1004 | PBCTCGE_3G | GGT
1005 | PBCTDGE_4G | GGT
1006 | PBCTEGE_5G | GGT
1007 | PB5GEN_6G | GST
1008 | PB6GEN_7G | GST
1037 | MORGAN5G_5G | GST
1039 | MRGNAG_1G | GGT
1040 | MRGNBG_2G | GGT
1041 | MRGNCG_3G | GGT
1042 | MRGNDG_4G | GGT
1043 | MRGNEG_5G | GGT
1044 | MRGNFG_6G | GGT
1045 | CALENG1G_1G | Cogen
1046 | CALENG2G_2G | Cogen
1047 | CALENG3G_3G | Cogen
1058 | LONGSHORE_5 | Wind
1058 | LONGSHORE_5 | Wind
1061 | CIELOGEN_1G | Wind
1062 | CIELOGEN_2G | Wind
1068 | SCURRYCW_1G | Wind
1069 | KINDERMG_1G | Cogen
1070 | KINDERMG_2G | Cogen
1071 | KINDERMG_3G | Cogen
1073 | SCURRYCW_2G | Wind
1320 | BSP 1 | Cogen
1326 | STANTONW_8 | Wind
1327 | WILDHRSE_1G | Wind
1328 | OCOTILLO_1G | Wind
1333 | MCDDONAL_8 | Wind
1343 | TRENTIPP_8 | Wind
1349 | WESTXWIN_1G | Wind
1350 | NWPWRG1_1G | Wind
1354 | AEPWIND_8 | Wind
1360 | GUNSIGHT_8 | Wind
1416 | SWETWATR_1G | CC
1417 | SWETWATR_2G | CC
1418 | SWETWATR_3G | CC
1419 | SWETWATR_4G | CC
1432 | GRHAMSES_2G | GST
1433 | GRHAMSES_1G | GST
1437 | MESQUITW_1G | Wind
1438 | MESQUITW_2G | Wind
1442 | COKFIELD_5 | Wind
1453 | WCPWRCO_1G | CC
1454 | WCPWRCO_2G | CC
1455 | WCPWRCO_3G | CC
1479 | WFCOGEN_1G | Cogen
1479 | WFCOGEN_1G | Cogen
1482 | WFCOGEN_2G | Cogen
1482 | WFCOGEN_2G | Cogen
1600 | BARTNWND_1G | Wind
1643 | SLSTR1PP_1G | Wind
1675 | PEC_1G | Cogen
1676 | PEC_2G | Cogen
1677 | PEC_3G | Cogen
1678 | LAMARPWR_1G | CC
1679 | LAMARPWR_2G | CC
1680 | LAMARPWR_3G | CC
1681 | LAMARPWR_4G | CC
1682 | LAMARPWR_5G | CC
1683 | LAMARPWR_6G | CC
1687 | VALLEY_1G | GST
1688 | VALLEY_2G | GSC
1689 | VALLEY_3G | GST
1701 | MOSES_1G | LIGCO
1702 | MOSES_2G | LIGCO
1703 | MOSES_3G | LIGCO
1861 | EAGLEMNT_1G | GST
1862 | EAGLEMNT_2G | GST
1863 | EAGLEMNT_3G | GST
1877 | WLFHOLW_1G | CC
1878 | WLFHOLW_2G | CC
1879 | WLFHOLW_3G | CC
1889 | DECRDOVA_1G | GSC
1892 | DECRDOVA_2G | GGT
1893 | DECRDOVA_3G | GGT
1894 | DECRDOVA_4G | GGT
1895 | DECRDOVA_5G | GGT
1898 | COMCHEPK_1G | Nuc
1899 | COMCHEPK_2G | Nuc
1937 | MDLTHELP_5G | CC
1938 | MDLTHELP_6G | CC
1941 | MDLTHELP_1G | CC
1942 | MDLTHELP_2G | CC
1943 | MDLTHELP_3G | CC
1944 | MDLTHELP_4G | CC
1947 | HANDLEY_3G | GST
1948 | HANDLEY_4G | GST
1949 | HANDLEY_5G | GST
2371 | COLLIN_1G | GST
2381 | NTHLK1_G | GST
2382 | NTHLK2_G | GST
2383 | NTHLK3_G | GST
2413 | MTCK6_G | GST
2414 | MTCK7_G | GST
2417 | MTCK8_G | GSC
2451 | LKHB1_G | GST
2452 | LKHB2_G | GST
3097 | MARTLAKE_1G | LIGCO
3098 | MARTLAKE_2G | LIGCO
3099 | MARTLAKE_3G | LIGCO
3107 | STRYKER_1G | GST
3108 | STRYKER_2G | GST
3126 | TRINIDAD_6G | GST
3309 | ASPN_G | Bio
3348 | CHAMPION_1G | Cogen
3381 | BBRN_1G | LIGCO
3382 | BBRN_2G | LIGCO
3403 | THOUSE_1G | GSC
3404 | THOUSE_2G | GSC
3416 | LAKE_CRK1_G | GST
3417 | LAKE_CRK2_G | GST
3432 | SANDOW_4G | LIGCO
5026 | BRAUNIG_VHB1 | GST
5027 | BRAUNIG_VHB2 | GST
5028 | BRAUNIG_VHB3 | GST
5111 | CALAVER_JTD1 | LIGCO
5112 | CALAVER_JTD2 | LIGCO
5264 | LEON_LCP3G3 | GST
5265 | LEON_LCP4G4 | GST
5266 | LEON_LCPCT1 | GGT
5267 | LEON_LCPCT2 | GGT
5268 | LEON_LCPCT3 | GGT
5269 | LEON_LCPCT4 | GGT
5396 | CALAVER_OWS1 | GST
5397 | CALAVER_OWS2 | GST
5401 | CALAVER_JKS1 | LIGCO
5436 | TUTTL_WBT1G1 | GST
5438 | TUTTL_WBT3G3 | GST
5439 | TUTTL_WBT4G4 | GST
5476 | BRA_AVR1_CT1 | CC
5477 | BRA_AVR1_ST | CC
5478 | BRA_AVR1_CT2 | CC
5503 | RAYBURNGEN3 | GST
5505 | RAYBURNGEN1 | GGT
5506 | RAYBURNGEN2 | GGT
5508 | RAYBURNCC9 | CC
5509 | RAYBURNCC10 | CC
5511 | RAYBURNCC7 | CC
5512 | RAYBURNCC8 | CC
5728 | FALCONHYDRO2 | Hydro
5729 | FALCONHYDRO3 | Hydro
5890 | PEARSALLGEN1 | GST
5891 | PEARSALLGEN2 | GST
5892 | PEARSALLGEN3 | GST
5903 | SANMIGUELGEN | LIGCO
5911 | STP_GN1___1 | Nuc
5912 | STP_GN2___2 | Nuc
5920 | WELSHDC1 | DCTie
5925 | DCEAST | DCTie
5932 | SI_RAY9 | CC
5933 | SI_RAY6 | GST
5934 | SI_RAY5 | GST
5935 | SI_RAY10 | CC
6016 | SWMESA | Wind
6096 | NORTHDC7 | DCTie
6100 | OKLA7A | DCTie
6144 | MCADOO1A | Wind
6407 | TURKTRAK1A | Wind
6637 | SNYDERW1A | Wind
6752 | OKLA0A | LIGCO
6948 | DENISNDM | Hydro
6948 | DENISNDM | Hydro
7000 | L_FERGUS1_1Y | GSC
7004 | L_SIMGID1_1Y | GST
7005 | L_SIMGID1_2Y | GST
7006 | L_SIMGID1_3Y | GST
7007 | L_LOSTPI1_1Y | CC
7008 | L_LOSTPI1_2Y | CC
7009 | L_LOSTPI1_3Y | CC
7010 | L_FPPYD11_1Y | LIGCO
7011 | L_FPPYD11_2Y | LIGCO
7012 | L_FPPYD21_3Y | LIGCO
7014 | L_HAYSEN1_1Y | CC
7015 | L_HAYSEN1_2Y | CC
7016 | L_HAYSEN1_3Y | CC
7017 | L_HAYSEN1_4Y | CC
7020 | L_AUSTPL1_1Y | Hydro
7020 | L_AUSTPL1_1Y | Hydro
7022 | L_BUCHAN1_1Y | Hydro
7023 | L_BUCHAN1_2Y | Hydro
7024 | L_BUCHAN1_3Y | Hydro
7026 | L_INKSDA1_1Y | Hydro
7028 | L_MARBFA1_1Y | Hydro
7029 | L_MARBFA1_2Y | Hydro
7031 | L_MARSFO1G1Y | Hydro
7032 | L_MARSFO1G2Y | Hydro
7033 | L_MARSFO1G3Y | Hydro
7035 | L_WIRTZ_1G1Y | Hydro
7036 | L_WIRTZ_1G2Y | Hydro
7038 | L_DELAWA1_1Y | Wind
7038 | L_DELAWA1_1Y | Wind
7303 | L_WPPGS12_1Y | GGT
7303 | L_WPPGS12_1Y | GGT
7305 | L_WPPGS34_1Y | GGT
7305 | L_WPPGS34_1Y | GGT
7487 | L_CANYHY8_1Y | Hydro
7605 | L_MCQUEE9_1Y | Hydro
7605 | L_MCQUEE9_1Y | Hydro
7605 | L_MCQUEE9_1Y | Hydro
7609 | L_SCHUMA8_1Y | Hydro
7624 | L_LAKEWO9_1Y | Hydro
7624 | L_LAKEWO9_1Y | Hydro
7800 | L_GUADGE1_1Y | CC
7801 | L_GUADGE1_2Y | CC
7802 | L_GUADGE1_3Y | CC
7803 | L_GUADGE1_4Y | CC
7804 | L_GUADGE1_5Y | CC
7805 | L_GUADGE1_6Y | CC
7807 | L_BASTEN1_1Y | CC
7808 | L_BASTEN1_2Y | CC
7809 | L_BASTEN1_3Y | CC
7810 | L_RIONOG1G1Y | CC
7811 | L_RIONOG1G2Y | CC
7812 | L_RIONOG1G3Y | CC
7813 | L_RIONOG1S1Y | CC
8032 | AMISTADHYD1 | Hydro
8033 | AMISTADHYD2 | Hydro
8048 | FALCONHYDRO1 | Hydro
8066 | DUP1V#1 | Cogen
8134 | FOR #1 | Cogen
8138 | FOR #2 | Cogen
8139 | JOS #1 | GST
8147 | UCAR #2 | Cogen
8148 | UCAR #1 | Cogen
8153 | FOR #3 | Cogen
8154 | FOR #4 | Cogen
8155 | FOR #5 | Cogen
8156 | FOR #6 | Cogen
8157 | FOR #7 | Cogen
8161 | COLETO0A | LIGCO
8173 | VICEC51A | CC
8174 | VICEC61A | CC
8189 | CUECPL2A | Cogen
8262 | ELPS | Hydro
8285 | LAR #1 | GST
8287 | LAR #2 | GST
8288 | LAR #3 | GST
8388 | BATES0A | GST
8393 | BATES0B | GST
8437 | NUECES_B0C | GST
8438 | NUECES_B0B | GST
8442 | NBEC7 | GST
8442 | NBEC7 | GST
8456 | COSW#1 | Cogen
8457 | COSW#2 | Cogen
8459 | B_DAVIS0B | GSC
8460 | B_DAVIS0A | GSC
8461 | KOCH_UP0A | Cogen
8506 | VAL #1 | Cogen
8507 | VAL #2 | Cogen
8511 | OXY_CC0A | Cogen
8517 | CELANEBI0A | Cogen
8560 | CNOPGT1 | Cogen
8561 | CNOPGT2 | Cogen
8562 | CNOPST1 | Cogen
8926 | LGE_GT10A | Cogen
8927 | LGE_GT20A | Cogen
8928 | LGE_STG0A | Cogen
8930 | ICPGN10A | Cogen
8931 | ICPGN20A | Cogen
8932 | ICPGN30A | Cogen
8933 | FGNTS001 | CC
8934 | FGNTS101 | CC
8935 | FGNTS201 | CC
8936 | MVGN#1 | CC
8937 | MVGN#2 | CC
8938 | MVGN#3 | CC
8981 | HECN1 | CC
8982 | HECN2 | CC
8983 | HECN3 | CC
9000 | DECKR_G1 | GST
9001 | DECKR_G2 | GST
9002 | DECKR_G3 | GGT
9003 | DECKR_G4 | GGT
9004 | DECKR_G5 | GGT
9005 | DECKR_G6 | GGT
9016 | SANDH_G1 | GGT
9017 | SANDH_G2 | GGT
9018 | SANDH_G3 | GGT
9019 | SANDH_G4 | GGT
9020 | SANDHG5A | CC
9021 | SANDHG5C | CC
11001 | NAV1CT | CC
11009 | NAV2CT | CC
11011 | NAV3ST | CC
11012 | NAV4CT | CC
11013 | NAV5CT | CC
11014 | NAV6ST | CC
11020 | TIEHVSG_1G | CC
11021 | TIEHVCG_1G | CC
11022 | TIEHVCG_2G | CC
11023 | TIEHVCG_3G | CC
11024 | TIEHVCG_4G | CC
11025 | TIEHVSG_2G | CC
11056 | ROSCOE_1G | Wind
11057 | CHAMPION_1G | Wind
11058 | PYRON_1G | Wind
11059 | INADALE_1G | Wind
11065 | ELBOWCK_1G | Wind
11147 | NOTREES_1G | Wind
11309 | BULLCREK_2G | Wind
11310 | BULLCREK_1G | Wind
11320 | COYOTE_1G | Wind
11691 | KMICHICT1_G | CC
11692 | KMICHICT2_G | CC
11693 | KMICHIST3_G | CC
11694 | KMICHICT4_G | CC
11695 | KMICHICT5_G | CC
11696 | KMICHIST6_G | CC
12322 | ENNSTRAC_1G | CC
12323 | ENNSTRAC_2G | CC
12411 | FPLEFR1A_G | CC
12412 | FPLEFR1B_G | CC
12413 | FPLEFR1C_G | CC
12414 | FPLEFR1S_G | CC
12421 | FPLEFR2A_G | CC
12422 | FPLEFR2B_G | CC
12423 | FPLEFR2C_G | CC
12424 | FPLEFR2S_G | CC
12440 | PARKD_1SVC8 | GST
12449 | PARKD_2SVC8 | GST
13116 | TGATEWAY_1G | CC
13117 | TGATEWAY_2G | CC
13118 | TGATEWAY_3G | CC
13119 | TGATEWAY_4G | CC
13131 | CALFREST_1G | CC
13132 | CALFREST_2G | CC
13133 | CALFREST_3G | CC
13134 | CALFREST_4G | CC
13135 | CALFREST_5G | CC
13136 | CALFREST_6G | CC
13432 | SANDOW_5G | LIGCO
32798 | BRYN_TAMUGEN | GST
32883 | BRYN_DNSBY3 | GST
32884 | BRYN_DNSBY13 | GST
32886 | BRYN_ATKINS3 | GST
32887 | BRYN_ATKINS6 | GST
32888 | BRYN_ATKINS7 | GGT
32890 | BRYN_ATKINS4 | GST
32891 | BRYN_ATKINS5 | GST
32892 | BRYN_DNSBY14 | GST
36998 | RDCNYNG1 | Wind
38332 | TNWDWRDU2_8 | Wind
38437 | TNSRBNMESA9 | Wind
38580 | TNBP_CGN1_8 | Cogen
38590 | TNBP_CGN2_8 | Cogen
38600 | TNBP_CGN3_8 | Cogen
38611 | TNBPAMCG1_8 | Cogen
38612 | TNBPAMCG2_8 | Cogen
38613 | TNBPAMCG3_8 | Cogen
38614 | TNBPAMCG4_8 | Cogen
38615 | TNBPAMCG5_8 | Cogen
38690 | TNBP_CGN4_8 | Cogen
38711 | TNTXCTY1CG8 | Cogen
38712 | TNTXCTY2CG8 | Cogen
38713 | TNTXCTY3CG8 | Cogen
38714 | TNTXCTY4CG8 | Cogen
39190 | TNSLCGN1__8 | Cogen
39470 | TNDOWCGNSG8 | Cogen
39480 | TNDOWCGNGG8 | Cogen
39760 | TNSCLP1___8 | Cogen
39770 | TNSCLP2___8 | Cogen
39775 | TNSCLP4___8 | Cogen
39790 | TNSCLP3___8 | Cogen
39960 | TNTNPONE_18 | LIGCO
39970 | TNTNPONE_28 | LIGCO
48500 | APD_GT1_8005 | Cogen
48510 | AK_GT1__8040 | Cogen
48511 | LPE_GT1_8070 | GGT
48512 | LPE_GT2_8075 | GGT
48513 | LPE_GT3_8080 | GGT
48514 | LPE_GT4_8085 | GGT
48520 | BSF_GT1_8070 | Cogen
48520 | BSF_GT1_8070 | Cogen
48521 | BVE_GT1_GT1 | CC
48522 | BVE_GT2_5035 | CC
48523 | BVE_ST1_GN1 | CC
48531 | BYU_GT1_8075 | Cogen
48532 | BYU_GT2_8055 | Cogen
48533 | BYU_GT3_8060 | Cogen
48534 | BYU_GT4_8065 | Cogen
48551 | CAL_GT1_8045 | Cogen
48552 | CAL_ST1_8000 | Cogen
48561 | CTL_GT2_8130 | Cogen
48562 | CTL_GT3_8135 | Cogen
48563 | CTL_GT4_8140 | Cogen
48564 | CTL_GN1_8145 | Cogen
48565 | CTL_GN2_8155 | Cogen
48581 | CBY_GN1_1 | GSC
48582 | CBY_GN2_2 | GSC
48583 | CBY_GT4_1 | GSC
48584 | CBY_GT4_2 | CC
48585 | CBY_ST4_1 | CC
48591 | CHE_GT2_5030 | Cogen
48593 | CHE_GT1_8015 | Cogen
48594 | CHE_GN4_8025 | Cogen
48595 | BTE_GT2_8075 | CC
48596 | BTE_GT3_8045 | CC
48597 | BTE_GT4_8055 | CC
48598 | BTE_ST1_8070 | CC
48611 | DIB_GT1_8080 | Cogen
48612 | DIB_GT2_8075 | Cogen
48613 | DIB_ST1_8085 | Cogen
48614 | DIB_GT3_8090 | Cogen
48641 | DPEC_GT15040 | CC
48642 | DPEC_GT25025 | CC
48643 | DPEC_GT35010 | CC
48644 | DPEC_GT45070 | CC
48645 | DPEC_ST55065 | CC
48651 | EP_1_2 | Cogen
48651 | EP_1_2 | Cogen
48671 | FTR_GT1_5105 | CC
48672 | FTR_GT2_5110 | CC
48673 | FTR_GT3_5085 | CC
48674 | FTR_CN4_5095 | CC
48690 | GBY_GN5_5 | GSC
48691 | GBY_73741085 | GGT
48691 | GBY_73741085 | GGT
48692 | GBY_81821075 | GGT
48692 | GBY_81821075 | GGT
48693 | GBY_83841065 | GGT
48693 | GBY_83841065 | GGT
48721 | LEG_1___1 | LIGCO
48722 | LEG_2___2 | LIGCO
48730 | MNS_GT | Cogen
48731 | CBE_GT1 | CC
48732 | CBE_GT2 | CC
48733 | CBE_ST12 | CC
48734 | CBE_GT3 | CC
48735 | CBE_GT4 | CC
48736 | CBE_ST34 | CC
48740 | PSG_GN2_8050 | Cogen
48741 | PSG_GT2_8040 | Cogen
48742 | PSG_GT3_8060 | Cogen
48761 | PR_GT1__9040 | Cogen
48772 | PHR_GN2_2 | GSC
48791 | PSA_GT1_8160 | Cogen
48792 | PSA_GT2_8155 | Cogen
48793 | PSA_GT3_8150 | Cogen
48794 | PSA_GT4_8145 | Cogen
48795 | PSA_GT5_8140 | Cogen
48796 | PSA_GN1_8165 | Cogen
48797 | PSA_GT6_8135 | Cogen
48811 | CVC_GT3_5045 | Cogen
48812 | CVC_GT2_5020 | Cogen
48813 | CVC_GT1_5035 | Cogen
48814 | CVC_ST5_5040 | Cogen
48815 | CVC_GT4_8005 | Cogen
48820 | SHELLG1_3015 | Cogen
48821 | SHELLG2 | Cogen
48822 | SHELLG3_3020 | Cogen
48822 | SHELLG3_3020 | Cogen
48841 | SJS_GT1_GT1 | Cogen
48842 | SJS_GT2_GT2 | Cogen
48845 | SOL_GT1 | Solar
48851 | SRB_GN1_1 | GST
48852 | SRB_GN2_2 | GST
48853 | SRB_GN3_3 | GST
48854 | SRB_GN4_4 | GST
48855 | SRB_GT211035 | GGT
48855 | SRB_GT211035 | GGT
48873 | THW_ST3_ST_3 | CC
48874 | THW_ST4_ST_4 | CC
48875 | THW_3132 | CC
48875 | THW_3132 | CC
48877 | THW_3334 | CC
48877 | THW_3334 | CC
48879 | THW_4142 | CC
48879 | THW_4142 | CC
48881 | THW_4344 | CC
48881 | THW_4344 | CC
48883 | THW_GT1_GT_1 | GGT
48885 | THW_5152 | GGT
48885 | THW_5152 | GGT
48886 | THW_5354 | GGT
48886 | THW_5354 | GGT
48887 | THW_5556 | GGT
48887 | THW_5556 | GGT
48911 | TGF_GT1_8000 | Cogen
48921 | WAP_GN1_1 | GST
48922 | WAP_GN2_2 | GST
48923 | WAP_GN3_3 | GST
48924 | WAP_GN4_4 | GSC
48925 | WAP_GN5_5 | LIGCO
48926 | WAP_GN6_6 | LIGCO
48927 | WAP_GN7_7 | LIGCO
48928 | WAP_GN8_8 | LIGCO
48929 | WAPGT21_GT1 | GGT
48940 | WARVUE_GT1 | Cogen
49803 | EXN_15GT | Cogen
49804 | EXN_16GT | Cogen
49805 | EXN_17GT | Cogen
49826 | EXN938GT | Cogen
49828 | EXN941GT | Cogen
49829 | EXN942GT | Cogen
49830 | EXN943GT | Cogen
49831 | EXN944GT | Cogen
49832 | EXN945GT | Cogen
49837 | EXN_GT | Cogen
49838 | EXN_14GT | Cogen
49851 | DOW17000 | Cogen
49858 | DOW38100 | Cogen
49859 | DOW38200 | Cogen
49860 | DOW38300 | Cogen
49862 | DOW39100 | Cogen
49863 | DOW39200 | Cogen
49865 | DOW41000 | Cogen
49866 | DOW42000 | Cogen
49869 | DOW49000 | Cogen
49870 | DOW61000 | Cogen
49871 | DOW62000 | Cogen
49872 | DOW63000 | Cogen
49873 | DOW64000 | Cogen
49876 | DOW65000 | Cogen
49877 | DOW66000 | Cogen
49878 | DOW67000 | Cogen
49882 | DOW81000 | Cogen
49884 | DOW82000 | Cogen
49885 | DOW83000 | Cogen
49886 | DOW84000 | Cogen
58909 | PEARSALLSCG1 | Diesel
58909 | PEARSALLSCG1 | Diesel
58909 | PEARSALLSCG1 | Diesel
58909 | PEARSALLSCG1 | Diesel
58909 | PEARSALLSCG1 | Diesel
58909 | PEARSALLSCG1 | Diesel
58919 | PEARSALLSCG2 | Diesel
58919 | PEARSALLSCG2 | Diesel
58919 | PEARSALLSCG2 | Diesel
58919 | PEARSALLSCG2 | Diesel
58919 | PEARSALLSCG2 | Diesel
58919 | PEARSALLSCG2 | Diesel
58929 | PEARSALLSCG3 | Diesel
58929 | PEARSALLSCG3 | Diesel
58929 | PEARSALLSCG3 | Diesel
58929 | PEARSALLSCG3 | Diesel
58929 | PEARSALLSCG3 | Diesel
58929 | PEARSALLSCG3 | Diesel
58949 | PEARSALLSCG4 | Diesel
58949 | PEARSALLSCG4 | Diesel
58949 | PEARSALLSCG4 | Diesel
58949 | PEARSALLSCG4 | Diesel
58949 | PEARSALLSCG4 | Diesel
58949 | PEARSALLSCG4 | Diesel
60000 | DSKY2 | Wind
60003 | KING_NE1A | Wind
60005 | KING_SE1A | Wind
60007 | KING_SW1A | Wind
60016 | WOODWRD11A | Wind
60017 | ORNNWP1 | Wind
60018 | DSKY1 | Wind
60019 | KING_NW1A | Wind
60057 | CALLAHAN1A | Wind
60058 | BUFF_GAP1A | Wind
60060 | CIRELLO | Wind
60063 | BUFF_GAP1B | Wind
60066 | H_HOLLOW1A | Wind
60068 | HHOLLOW21A | Wind
60070 | HHOLLOW31A | Wind
60072 | HHOLLOW41A | Wind
60081 | WHRLWIND1A | Wind
60201 | RIO DRCS | AVR
60202 | FRNDDRCS | AVR
71051 | L_BITTCR1_1N | Wind
71054 | L_SWEETW1_1N | Wind
71057 | L_SWEETW1_2N | Wind
71059 | L_SWEETW1_3N | Wind
71060 | L_SWEETW1_4N | Wind
71061 | L_SWEETW1_5N | Wind
76031 | L_GASCCR1_1N | Wind
76091 | L_DIVIDE1_1N | Wind
76095 | L_CAPRSI1_1N | Wind
76096 | L_CAPRSI1_2N | Wind
76097 | L_CAPRGE1_1N | Wind
80003 | MILHWYS | AVR
80012 | LAR | DCTie
80051 | FOR #8 | Cogen
80052 | FOR #9 | Cogen
80053 | FOR #10 | Cogen
80080 | GWINDT11A | Wind
80080 | GWINDT11A | Wind
80080 | GWINDT11A | Wind
80080 | GWINDT11A | Wind
80081 | GWINDT21A | Wind
80081 | GWINDT21A | Wind
80081 | GWINDT21A | Wind
80081 | GWINDT21A | Wind
80137 | CSDR89 | DCTie
80137 | CSDR89 | DCTie
80138 | CSDR7 | DCTie
80139 | CSDR56 | DCTie
80139 | CSDR56 | DCTie
80140 | CSDR11 | DCTie
80180 | PNSCALT11A | Wind
80180 | PNSCALT11A | Wind
80181 | PNSCALT21A | Wind
80181 | PNSCALT21A | Wind
80223 | REYSHR G | Cogen
80224 | VISTRONG1 | Cogen
80225 | VISTRONG2 | Cogen
80226 | ALCOA G | Cogen
80227 | AIRCO G | Cogen
80263 | B_DAVIS31A | CC
80264 | B_DAVIS41A | CC
80265 | LARECU40A | GGT
80266 | LARECU50A | GGT
86104 | CID-138 | DCTie
86105 | CID-230 | DCTie
86106 | CUF-230 | DCTie
86107 | CUF-138 | DCTie
88198 | BEEVILLE | AVR
88253 | HAMILTON | BLT
88299 | ZAPATA | BLT
88508 | FALFURRI | AVR