## Set up
Step 1 | Go to the Zones worksheet in this workbook. Make sure that the source and sink zones are set correctly and the "1"s and "-1"s are correct |  | Summary of Key Data points | Value
File Description: Cont_ Gibbons_1 to Singleton and Gibbons to Singleton OL_ Jewett to Singleton
Step 2 | Open Dennis' file that needs to have the data transferred, same file that is listed in cell K27 |  | Number of units | 645
|  |  | Dec PTDF cutoff point | 254
Step 3 | Copy columns J:X from an old Dennis' Sheet to the new sheet (if first round of a new alaysis) |  | Dec PTDF cutoff unit | FRNDDRCS
|  |  | Dec 10% unit | TGATEWAY_1G
Step 4 | Mark the contingencies and monitored element set by a "y" in column K of Dennis' sheet, if there are a match on the filename use something to make unique |  | Dec max cumltv zone impact - cumltv zone share | 0.014951
|  |  | Dec max cumltv zone impact - cumltv zone share pt | 94
Step 5 | Enter Dennis' file name into cell K27 |  | Dec max cumltv zone impact - cumltv zone share unit | BRYN_TAMUGEN
|  |  | North Zonal weighted AWGSF | 0.13367
Step 6 | click the step one button |  | Houston Zonal weighted AWGSF | -0.17161
|  |  | Inc PTDF cutoff point | 391
Step 7 | Enter the line ratings in Dennis' workbook, the Input worksheet, in the cells |  | Inc PTDF cutoff unit | FTR_CN4_5095
| X6:X30, or to the end of the selected list. |  | Inc 10% unit | CBY_GN1_1
|  |  | Inc max cumltv zone impact - cumltv zone share | 0.14486
Step 8 | Check to see that the number of generators in Dennis' file matches the length |  | Inc max cumltv zone impact - cumltv zone share pt | 167
| of the formulas in columns L:V (Distributed Slack - Dec) have been copied through to the apporpriate number of rows |  | Inc max cumltv zone impact - cumltv zone share unit | CBE_ST34
| If Dennis' sheet data is less than this file then clear any old unit data in columns A:K of this workbook to match the correct leng |  | North Zonal weighted AWGSF | 0.13367
| It is only necessary to match the Distributed Slack - Dec worksheet. |  | Houston Zonal weighted AWGSF | -0.17161
|  |  | Min of zone correlation | -0.065694
Step 9 | Click the step 2 button |  | Bounary gen in Houston Zone | 55.9188
| The last file saved will still be open, yopu will need to close this file. |  | Bounary gen in soucre zone as % of line | 3.856%
| This sheet willno longer be open. |  | Bounary gen in North Zone | 0
|  |  | Bounary gen in soucre zone as % of line | 0
|  |  | OL element line rating | 1450
|  |  | North Zonal weighted AWGSF | 0.13367
|  | NH_043009automation.xls | Houston Zonal weighted AWGSF | -0.17161
Copy Dennis' data step 1
Copy Dennis' Data Step 2

## Distributed Slack - Dec
Number of Bus | Name of Bus | ID | Area Name of Gen | AGC | P Sensitivity of Bus | Gen MW | Min MW | Max MW | V Sensitivity of Bus | Set Volt | Tech Type | Zone Impact | Zone Correlation | Inc Max | Dec Max | Souce S.F. Weighting | Souce Capacity | Sink S.F. Weighting | Sink Capacity | PTDF Calc | PTDF Weighting | Cumulative Share of Zonal Cap | Cumulative Share of Zonal Impact | Cont_ Gibbons_1 to Singleton and Gibbons to Singleton OL_ Jewett to Singleton |  | i_PTDF_DEC_pt | 254 |  | BRYN_TAMUGEN | Unit at max
48721 | LEG_1___1 | 1 | North | YES | 0.16514 | 827 | 357 | 827 | 0 | 1.0348 | LIGCO | 1 | 0.33675 | 0 | 827 | 136.5733 | 827 |  |  | 0.33675 | 278.4914 | 0.020038 | 0.021672 |  |  | i_10pctunit | 13 |  | 94 | # units @ max
48722 | LEG_2___2 | 2 | North | YES | 0.16514 | 819 | 357 | 819 | 0 | 1.0348 | LIGCO | 1 | 0.33675 | 0 | 819 | 135.2521 | 819 |  |  | 0.33675 | 275.7974 | 0.039883 | 0.043134 |  |  | # units | 645 |  | 0.014951 | delta max
3381 | BBRN_1G | 1 | North | YES | 0.15926 | 618 | 225 | 618 | 0 | 1.03 | LIGCO | 1 | 0.33087 | 0 | 618 | 98.4258 | 618 |  |  | 0.33087 | 204.4782 | 0.054857 | 0.059046 | [5 empty] | Delta
3382 | BBRN_2G | 2 | North | YES | 0.15926 | 589 | 225 | 589 | 0 | 1.03 | LIGCO | 1 | 0.33087 | 0 | 589 | 93.8071 | 589 |  |  | 0.33087 | 194.883 | 0.069129 | 0.074212 | Weighted Shift Factors |  |  |  | 1 | 0.0016336
13131 | CALFREST_1G | 1 | North | YES | 0.15782 | 150.7 | 40 | 150.7 | 0 | 1.031 | CC | 1 | 0.32942 | 150.7 | 150.7 | 23.7829 | 150.7 |  |  | 0.32942 | 49.6439 | 0.07278 | 0.078075 | North | 0.13367 |  |  | 2 | 0.0032513
13132 | CALFREST_2G | 2 | North | YES | 0.15782 | 151 | 57 | 151 | 0 | 1.031 | CC | 1 | 0.32942 | 151 | 151 | 23.8302 | 151 |  |  | 0.32942 | 49.7427 | 0.076439 | 0.081946 | Houston | -0.17161 |  |  | 3 | 0.0041894
13133 | CALFREST_3G | 3 | North | YES | 0.15782 | 177.4 | 40 | 177.4 | 0 | 1.031 | CC | 1 | 0.32942 | 177.4 | 177.4 | 27.9966 | 177.4 |  |  | 0.32942 | 58.4395 | 0.080737 | 0.086494 |  |  |  |  | 4 | 0.0050834
13134 | CALFREST_4G | 4 | North | YES | 0.15752 | 151.5 | 40 | 151.5 | 0 | 1.031 | CC | 1 | 0.32912 | 151.5 | 151.5 | 23.8641 | 151.5 |  |  | 0.32912 | 49.8624 | 0.084408 | 0.090374 |  |  |  |  | 5 | 0.0052952
13135 | CALFREST_5G | 5 | North | YES | 0.15752 | 152.3 | 57 | 152.3 | 0 | 1.031 | CC | 1 | 0.32912 | 152.3 | 152.3 | 23.9901 | 152.3 |  |  | 0.32912 | 50.1257 | 0.088098 | 0.094275 |  |  |  |  | 6 | 0.0055074
13136 | CALFREST_6G | 6 | North | YES | 0.15752 | 177.5 | 40 | 177.5 | 0 | 1.031 | CC | 1 | 0.32912 | 177.5 | 177.5 | 27.9596 | 177.5 |  |  | 0.32912 | 58.4197 | 0.092399 | 0.098821 |  |  |  |  | 7 | 0.0057566
39960 | TNTNPONE_18 | 1 | North | YES | 0.15145 | 152.3 | 30 | 152.3 |  | 1.04 | LIGCO | 1 | 0.32306 | 0 | 152.3 | 23.0661 | 152.3 |  |  | 0.32306 | 49.2017 | 0.096089 | 0.10265 |  |  |  |  | 8 | 0.005966
39970 | TNTNPONE_28 | 1 | North | YES | 0.15145 | 153 | 30 | 153 |  | 1.04 | LIGCO | 1 | 0.32306 | 0 | 153 | 23.1722 | 153 |  |  | 0.32306 | 49.4279 | 0.099797 | 0.1065 |  |  |  |  | 9 | 0.0061765
13116 | TGATEWAY_1G | 1 | North | YES | 0.14994 | 151 | 30 | 151 | 0 | 1.0232 | CC | 1 | 0.32154 | 151 | 151 | 22.6405 | 151 |  |  | 0.32154 | 48.553 | 0.10346 | 0.11027 |  |  |  |  | 10 | 0.0064218
13117 | TGATEWAY_2G | 2 | North | YES | 0.14994 | 130 | 30 | 130 | 0 | 1.0232 | CC | 1 | 0.32154 | 130 | 130 | 19.4918 | 130 |  |  | 0.32154 | 41.8006 | 0.10661 | 0.11353 |  |  |  |  | 11 | 0.0065604
13118 | TGATEWAY_3G | 3 | North | YES | 0.14994 | 148 | 30 | 148 | 0 | 1.0232 | CC | 1 | 0.32154 | 148 | 148 | 22.1907 | 148 |  |  | 0.32154 | 47.5884 | 0.11019 | 0.11723 |  |  |  |  | 12 | 0.0066996
13119 | TGATEWAY_4G | 4 | North | YES | 0.14994 | 399 | 65 | 399 | 0 | 1.0232 | CC | 1 | 0.32154 | 399 | 399 | 59.8249 | 399 |  |  | 0.32154 | 128.2956 | 0.11986 | 0.12721 |  |  |  |  | 13 | 0.0068192
3309 | ASPN_G | 1 | North | YES | 0.14992 | 50 | 0 | 50 |  | 1 | Bio | 1 | 0.32152 | 50 | 50 | 7.4959 | 50 |  |  | 0.32152 | 16.0762 | 0.12107 | 0.12847 |  |  |  |  | 14 | 0.0069221
3348 | CHAMPION_1G | MB | North | YES | 0.14983 | 0 | 42 | 42 |  | 1 | Cogen | 1 | 0.32143 | 0 | 0 | 0 | 0 |  |  | 0.32143 | 0 | 0.12107 | 0.12847 |  |  |  |  | 15 | 0.0070393
3097 | MARTLAKE_1G | 1 | North | YES | 0.1493 | 790 | 500 | 790 | 0 | 1.017 | LIGCO | 1 | 0.32091 | 0 | 790 | 117.947 | 790 |  |  | 0.32091 | 253.5157 | 0.14021 | 0.14819 |  |  |  |  | 16 | 0.0073553
3098 | MARTLAKE_2G | 2 | North | YES | 0.1493 | 795 | 461 | 795 | 0 | 1.017 | LIGCO | 1 | 0.32091 | 0 | 795 | 118.6935 | 795 |  |  | 0.32091 | 255.1202 | 0.15948 | 0.16805 |  |  |  |  | 17 | 0.0073949
3099 | MARTLAKE_3G | 3 | North | YES | 0.1493 | 804 | 500 | 804 | 0 | 1.017 | LIGCO | 1 | 0.32091 | 0 | 804 | 120.0372 | 804 |  |  | 0.32091 | 258.0084 | 0.17896 | 0.18813 |  |  |  |  | 18 | 0.0073949
3107 | STRYKER_1G | 1 | North | YES | 0.14862 | 145.6 | 45 | 182 | 0 | 1.029 | GST | 1 | 0.32023 | 182 | 182 | 27.0488 | 182 |  |  | 0.32023 | 58.2811 | 0.18337 | 0.19266 |  |  |  |  | 19 | 0.0079814
3108 | STRYKER_2G | 2 | North | YES | 0.14862 | 484 | 75 | 484 | 0 | 1.029 | GST | 1 | 0.32023 | 484 | 484 | 71.9321 | 484 |  |  | 0.32023 | 154.9894 | 0.19509 | 0.20472 |  |  |  |  | 20 | 0.0085716
990 | GIBN_CREK_G1 | 1 | North | YES | 0.14749 | 463 | 200 | 463 | 0 | 1.0275 | LIGCO | 1 | 0.31909 | 0 | 463 | 68.2869 | 463 |  |  | 0.31909 | 147.7405 | 0.20631 | 0.21622 |  |  |  |  | 21 | 0.0091685
12411 | FPLEFR1A_G | 1 | North | YES | 0.14668 | 161 | 72 | 161 | 0 | 1 | CC | 1 | 0.31829 | 161 | 161 | 23.6156 | 161 |  |  | 0.31829 | 51.2442 | 0.21021 | 0.22021 |  |  |  |  | 22 | 0.009294
12412 | FPLEFR1B_G | 2 | North | YES | 0.14668 | 164 | 72 | 164 | 0 | 1 | CC | 1 | 0.31829 | 164 | 164 | 24.0557 | 164 |  |  | 0.31829 | 52.1991 | 0.21419 | 0.22427 |  |  |  |  | 23 | 0.0096277
12413 | FPLEFR1C_G | 3 | North | YES | 0.14668 | 164 | 72 | 164 | 0 | 1 | CC | 1 | 0.31829 | 164 | 164 | 24.0557 | 164 |  |  | 0.31829 | 52.1991 | 0.21816 | 0.22833 |  |  |  |  | 24 | 0.0099062
12414 | FPLEFR1S_G | 4 | North | YES | 0.14668 | 414 | 191 | 414 | 0 | 1 | CC | 1 | 0.31829 | 414 | 414 | 60.7259 | 414 |  |  | 0.31829 | 131.7708 | 0.22819 | 0.23858 |  |  |  |  | 25 | 0.0099929
12421 | FPLEFR2A_G | 1 | North | YES | 0.14668 | 162 | 72 | 162 | 0 | 1 | CC | 1 | 0.31829 | 162 | 162 | 23.7623 | 162 |  |  | 0.31829 | 51.5625 | 0.23212 | 0.2426 |  |  |  |  | 26 | 0.010081
12422 | FPLEFR2B_G | 2 | North | YES | 0.14668 | 161 | 72 | 161 | 0 | 1 | CC | 1 | 0.31829 | 161 | 161 | 23.6156 | 161 |  |  | 0.31829 | 51.2442 | 0.23602 | 0.24659 |  |  |  |  | 27 | 0.01017
12423 | FPLEFR2C_G | 3 | North | YES | 0.14668 | 163 | 72 | 163 | 0 | 1 | CC | 1 | 0.31829 | 163 | 163 | 23.909 | 163 |  |  | 0.31829 | 51.8808 | 0.23997 | 0.25062 |  |  |  |  | 28 | 0.010393
12424 | FPLEFR2S_G | 4 | North | YES | 0.14668 | 415 | 191 | 415 | 0 | 1 | CC | 1 | 0.31829 | 415 | 415 | 60.8726 | 415 |  |  | 0.31829 | 132.0891 | 0.25002 | 0.2609 |  |  |  |  | 29 | 0.01048
2451 | LKHB1_G | 1 | North | YES | 0.14616 | 0 | 80 | 391 |  | 1.022 | GST | 1 | 0.31777 | 391 | 391 | 57.1501 | 391 |  |  | 0.31777 | 124.248 | 0.2595 | 0.27057 |  |  |  |  | 30 | 0.010567
2452 | LKHB2_G | 2 | North | YES | 0.14616 | 516 | 80 | 516 | 0 | 1.022 | GST | 1 | 0.31777 | 516 | 516 | 75.4206 | 516 |  |  | 0.31777 | 163.9693 | 0.272 | 0.28333 |  |  |  |  | 31 | 0.010654
12440 | PARKD_1SVC8 | 1 | North | YES | 0.14615 | 0 | 0 | 0 | 0 | 1.007 | GST | 1 | 0.31775 | 0 | 0 | 0 | 0 |  |  | 0.31775 | 0 | 0.272 | 0.28333 |  |  |  |  | 32 | 0.010878
12449 | PARKD_2SVC8 | 1 | North | YES | 0.14615 | 0 | 0 | 0 | 0 | 1.007 | GST | 1 | 0.31775 | 0 | 0 | 0 | 0 |  |  | 0.31775 | 0 | 0.272 | 0.28333 |  |  |  |  | 33 | 0.011073
948 | STEAM1 | 1 | North | YES | 0.14579 | 0 | 12 | 20 |  | 1.02 | GST | 1 | 0.3174 | 20 | 20 | 2.9158 | 20 |  |  | 0.3174 | 6.3479 | 0.27248 | 0.28382 |  |  |  |  | 34 | 0.01133
949 | STEAM2 | 1 | North | YES | 0.14579 | 26 | 8 | 26 | 0 | 0.99 | GST | 1 | 0.31739 | 26 | 26 | 3.7905 | 26 |  |  | 0.31739 | 8.2523 | 0.27311 | 0.28447 |  |  |  |  | 35 | 0.01133
950 | STEAM3 | 1 | North | YES | 0.14579 | 41 | 13 | 42 | 0 | 1.02 | GST | 1 | 0.31739 | 42 | 42 | 6.1231 | 42 |  |  | 0.31739 | 13.3306 | 0.27413 | 0.2855 |  |  |  |  | 36 | 0.01133
837 | NEWMAN_G5 | 1 | North | YES | 0.14569 | 0 | 15 | 40 |  | 1.01 | GST | 1 | 0.31729 | 40 | 40 | 5.8275 | 40 |  |  | 0.31729 | 12.6917 | 0.2751 | 0.28649 |  |  |  |  | 37 | 0.011339
842 | OLINGER_G1 | 1 | North | YES | 0.14567 | 55.4 | 20 | 79 | 0 | 1.03 | GST | 1 | 0.31727 | 79 | 79 | 11.5079 | 79 |  |  | 0.31727 | 25.0647 | 0.27702 | 0.28844 |  |  |  |  | 38 | 0.011351
843 | OLINGER_G2 | 1 | North | YES | 0.14567 | 76.2 | 25 | 110 | 0 | 1.03 | GST | 1 | 0.31727 | 110 | 110 | 16.0236 | 110 |  |  | 0.31727 | 34.9002 | 0.27968 | 0.29116 |  |  |  |  | 39 | 0.011371
844 | OLINGER_G3 | 1 | North | YES | 0.14567 | 103.9 | 45 | 150 | 0 | 1.03 | GST | 1 | 0.31727 | 150 | 150 | 21.8503 | 150 |  |  | 0.31727 | 47.5912 | 0.28332 | 0.29486 |  |  |  |  | 40 | 0.01139
845 | OLINGER_G4 | 1 | North | YES | 0.14567 | 51.9 | 0 | 76 | 0 | 1.03 | GGT | 1 | 0.31727 | 76 | 76 | 11.0708 | 76 |  |  | 0.31727 | 24.1129 | 0.28516 | 0.29674 |  |  |  |  | 41 | 0.011426
1701 | MOSES_1G | 1 | North | YES | 0.14546 | 558 | 175 | 558 | 0 | 1.023 | LIGCO | 1 | 0.31706 | 0 | 558 | 81.165 | 558 |  |  | 0.31706 | 176.9211 | 0.29868 | 0.31051 |  |  |  |  | 42 | 0.011476
1702 | MOSES_2G | 2 | North | YES | 0.14546 | 579 | 175 | 579 | 0 | 1.023 | LIGCO | 1 | 0.31706 | 0 | 579 | 84.2196 | 579 |  |  | 0.31706 | 183.5794 | 0.31271 | 0.32479 |  |  |  |  | 43 | 0.011545
1703 | MOSES_3G | 3 | North | YES | 0.14546 | 808 | 463 | 808 | 0 | 1.023 | LIGCO | 1 | 0.31706 | 0 | 808 | 117.5293 | 808 |  |  | 0.31706 | 256.1868 | 0.33228 | 0.34473 |  |  |  |  | 44 | 0.01158
5925 | DCEAST | EQ | North | YES | 0.14546 | 400.3 | -600 | 600 | 0 | 1.025 | DCTie | 1 | 0.31706 | 0 | 0 | 0 | 0 |  |  | 0.31706 | 0 | 0.33228 | 0.34473 |  |  |  |  | 45 | 0.011828
1675 | PEC_1G | 1 | North | YES | 0.14534 | 76.7 | 35 | 76.7 | 0 | 1.022 | Cogen | 1 | 0.31695 | 0 | 0 | 0 | 0 |  |  | 0.31695 | 0 | 0.33228 | 0.34473 |  |  |  |  | 46 | 0.012085
1676 | PEC_2G | 2 | North | YES | 0.14534 | 79.6 | 35 | 79.6 | 0 | 1.022 | Cogen | 1 | 0.31695 | 0 | 0 | 0 | 0 |  |  | 0.31695 | 0 | 0.33228 | 0.34473 |  |  |  |  | 47 | 0.012443
1677 | PEC_3G | 3 | North | YES | 0.14534 | 88.4 | 35 | 88.4 | 0 | 1.022 | Cogen | 1 | 0.31695 | 0 | 0 | 0 | 0 |  |  | 0.31695 | 0 | 0.33228 | 0.34473 |  |  |  |  | 48 | 0.012443
1678 | LAMARPWR_1G | 1 | North | YES | 0.14529 | 160 | 67.7 | 160 | 0 | 1.038 | CC | 1 | 0.31689 | 160 | 160 | 23.2462 | 160 |  |  | 0.31689 | 50.7032 | 0.33616 | 0.34867 |  |  |  |  | 49 | 0.012443
1679 | LAMARPWR_2G | 2 | North | YES | 0.14529 | 156 | 67.7 | 156 | 0 | 1.038 | CC | 1 | 0.31689 | 156 | 156 | 22.6651 | 156 |  |  | 0.31689 | 49.4356 | 0.33994 | 0.35252 |  |  |  |  | 50 | 0.012443
1680 | LAMARPWR_3G | 3 | North | YES | 0.14529 | 196 | 129.1 | 196 | 0 | 1.038 | CC | 1 | 0.31689 | 196 | 196 | 28.4766 | 196 |  |  | 0.31689 | 62.1114 | 0.34469 | 0.35735 |  |  |  |  | 51 | 0.012443
1681 | LAMARPWR_4G | 4 | North | YES | 0.14529 | 156 | 67.7 | 156 | 0 | 1.038 | CC | 1 | 0.31689 | 156 | 156 | 22.6651 | 156 |  |  | 0.31689 | 49.4356 | 0.34847 | 0.3612 |  |  |  |  | 52 | 0.012512
1682 | LAMARPWR_5G | 5 | North | YES | 0.14529 | 157 | 67.7 | 157 | 0 | 1.038 | CC | 1 | 0.31689 | 157 | 157 | 22.8104 | 157 |  |  | 0.31689 | 49.7525 | 0.35227 | 0.36507 |  |  |  |  | 53 | 0.012579
1683 | LAMARPWR_6G | 6 | North | YES | 0.14529 | 198 | 129.1 | 198 | 0 | 1.038 | CC | 1 | 0.31689 | 198 | 198 | 28.7672 | 198 |  |  | 0.31689 | 62.7452 | 0.35707 | 0.36996 |  |  |  |  | 54 | 0.012663
1689 | VALLEY_3G | 3 | North | YES | 0.1452 | 0 | 25 | 375 |  | 1.003 | GST | 1 | 0.31681 | 375 | 375 | 54.45 | 375 |  |  | 0.31681 | 118.8022 | 0.36616 | 0.3792 |  |  |  |  | 55 | 0.01273
11691 | KMICHICT1_G | 1 | North | YES | 0.1452 | 144 | 80 | 144 | 0 | 1.026 | CC | 1 | 0.31681 | 144 | 144 | 20.9088 | 144 |  |  | 0.31681 | 45.6201 | 0.36965 | 0.38275 |  |  |  |  | 56 | 0.012798
11692 | KMICHICT2_G | 2 | North | YES | 0.1452 | 146 | 80 | 146 | 0 | 1.026 | CC | 1 | 0.31681 | 146 | 146 | 21.1992 | 146 |  |  | 0.31681 | 46.2537 | 0.37319 | 0.38635 |  |  |  |  | 57 | 0.012883
11693 | KMICHIST3_G | 3 | North | YES | 0.1452 | 312 | 60 | 312 | 0 | 1.026 | CC | 1 | 0.31681 | 312 | 312 | 45.3024 | 312 |  |  | 0.31681 | 98.8435 | 0.38075 | 0.39404 |  |  |  |  | 58 | 0.013042
11694 | KMICHICT4_G | 4 | North | YES | 0.1452 | 144 | 80 | 144 | 0 | 1.026 | CC | 1 | 0.31681 | 144 | 144 | 20.9088 | 144 |  |  | 0.31681 | 45.6201 | 0.38423 | 0.39759 |  |  |  |  | 59 | 0.013103
11695 | KMICHICT5_G | 5 | North | YES | 0.1452 | 148 | 80 | 148 | 0 | 1.026 | CC | 1 | 0.31681 | 148 | 148 | 21.4896 | 148 |  |  | 0.31681 | 46.8873 | 0.38782 | 0.40124 |  |  |  |  | 60 | 0.013164
11696 | KMICHIST6_G | 6 | North | YES | 0.1452 | 310 | 60 | 310 | 0 | 1.026 | CC | 1 | 0.31681 | 310 | 310 | 45.012 | 310 |  |  | 0.31681 | 98.2098 | 0.39533 | 0.40888 |  |  |  |  | 61 | 0.013297
2413 | MTCK6_G | 6 | North | YES | 0.14515 | 0 | 30 | 118 |  | 1.022 | GST | 1 | 0.31676 | 118 | 118 | 17.1282 | 118 |  |  | 0.31676 | 37.3777 | 0.39819 | 0.41179 |  |  |  |  | 62 | 0.013358
2414 | MTCK7_G | 7 | North | YES | 0.14515 | 0 | 30 | 115 |  | 1.022 | GST | 1 | 0.31676 | 115 | 115 | 16.6927 | 115 |  |  | 0.31676 | 36.4274 | 0.40098 | 0.41463 |  |  |  |  | 63 | 0.01342
2417 | MTCK8_G | 8 | North | YES | 0.14515 | 444.8 | 60 | 556 | 0 | 1.022 | GSC | 1 | 0.31676 | 556 | 556 | 80.7056 | 556 |  |  | 0.31676 | 176.1185 | 0.41445 | 0.42833 |  |  |  |  | 64 | 0.013551
1687 | VALLEY_1G | 1 | North | YES | 0.14497 | 136 | 15 | 170 | 0 | 1.029 | GST | 1 | 0.31658 | 170 | 170 | 24.6451 | 170 |  |  | 0.31658 | 53.8181 | 0.41857 | 0.43252 |  |  |  |  | 65 | 0.013601
1688 | VALLEY_2G | 2 | North | YES | 0.14497 | 527 | 90 | 527 | 0 | 1.029 | GSC | 1 | 0.31658 | 527 | 527 | 76.3997 | 527 |  |  | 0.31658 | 166.836 | 0.43134 | 0.4455 |  |  |  |  | 66 | 0.013649
6948 | DENISNDM | 1 | North | YES | 0.1448 | 40 | 5 | 40 |  | 1.015 | Hydro | 1 | 0.3164 | 0 | 0 | 0 | 0 |  |  | 0.3164 | 0 | 0.43134 | 0.4455 |  |  |  |  | 67 | 0.013883
6948 | DENISNDM | 2 | North | YES | 0.1448 | 31 | 5 | 40 |  | 1.015 | Hydro | 1 | 0.3164 | 0 | 0 | 0 | 0 |  |  | 0.3164 | 0 | 0.43134 | 0.4455 |  |  |  |  | 68 | 0.013952
2371 | COLLIN_1G | MB | North | YES | 0.1443 | 0 | 40 | 138 |  | 1.022 | GST | 1 | 0.3159 | 0 | 0 | 0 | 0 |  |  | 0.3159 | 0 | 0.43134 | 0.4455 |  |  |  |  | 69 | 0.014165
2381 | NTHLK1_G | 1 | North | YES | 0.14421 | 0 | 35 | 156 |  | 1.022 | GST | 1 | 0.31581 | 156 | 156 | 22.4964 | 156 |  |  | 0.31581 | 49.267 | 0.43512 | 0.44934 |  |  |  |  | 70 | 0.014165
2382 | NTHLK2_G | 2 | North | YES | 0.14421 | 0 | 35 | 181 |  | 1.022 | GST | 1 | 0.31581 | 181 | 181 | 26.1016 | 181 |  |  | 0.31581 | 57.1623 | 0.4395 | 0.45379 |  |  |  |  | 71 | 0.014165
2383 | NTHLK3_G | 3 | North | YES | 0.14421 | 0 | 50 | 329 |  | 1.022 | GST | 1 | 0.31581 | 329 | 329 | 47.4444 | 329 |  |  | 0.31581 | 103.9028 | 0.44748 | 0.46187 |  |  |  |  | 72 | 0.014165
3126 | TRINIDAD_6G | 1 | North | YES | 0.1441 | 179.2 | 46 | 224 | 0 | 1 | GST | 1 | 0.3157 | 224 | 224 | 32.2782 | 224 |  |  | 0.3157 | 70.7179 | 0.4529 | 0.46737 |  |  |  |  | 73 | 0.014219
12322 | ENNSTRAC_1G | 1 | North | YES | 0.14339 | 196 | 130 | 196 | 0 | 1.036 | CC | 1 | 0.315 | 196 | 196 | 28.105 | 196 |  |  | 0.315 | 61.7398 | 0.45765 | 0.47218 |  |  |  |  | 74 | 0.014282
12323 | ENNSTRAC_2G | 2 | North | YES | 0.14339 | 116 | 100 | 116 | 0 | 1.036 | CC | 1 | 0.315 | 116 | 116 | 16.6336 | 116 |  |  | 0.315 | 36.5399 | 0.46046 | 0.47502 |  |  |  |  | 75 | 0.014396
1941 | MDLTHELP_1G | 1 | North | YES | 0.14223 | 216.4 | 74 | 216.4 | 0 | 1 | CC | 1 | 0.31383 | 216.4 | 216.4 | 30.7779 | 216.4 |  |  | 0.31383 | 67.9134 | 0.46571 | 0.48031 |  |  |  |  | 76 | 0.014471
1942 | MDLTHELP_2G | 2 | North | YES | 0.14223 | 216.1 | 74 | 216.1 | 0 | 1 | CC | 1 | 0.31383 | 216.1 | 216.1 | 30.7353 | 216.1 |  |  | 0.31383 | 67.8193 | 0.47094 | 0.48558 |  |  |  |  | 77 | 0.014527
923 | SPENCER_G4 | 1 | North | YES | 0.14212 | 48 | 20 | 61 | 0 | 1.03 | GST | 1 | 0.31373 | 61 | 61 | 8.6696 | 61 |  |  | 0.31373 | 19.1375 | 0.47242 | 0.48707 |  |  |  |  | 78 | 0.01456
924 | SPENCER_G5 | 1 | North | YES | 0.14212 | 52 | 20 | 66 | 0 | 1.03 | GST | 1 | 0.31373 | 66 | 66 | 9.3802 | 66 |  |  | 0.31373 | 20.7062 | 0.47402 | 0.48869 |  |  |  |  | 79 | 0.014601
1948 | HANDLEY_4G | 4 | North | YES | 0.14175 | 348 | 150 | 435 | 0 | 1.022 | GST | 1 | 0.31336 | 435 | 435 | 61.6621 | 435 |  |  | 0.31336 | 136.3107 | 0.48456 | 0.49929 |  |  |  |  | 80 | 0.014643
1947 | HANDLEY_3G | 3 | North | YES | 0.14158 | 316 | 100 | 395 | 0 | 1.022 | GST | 1 | 0.31318 | 395 | 395 | 55.9237 | 395 |  |  | 0.31318 | 123.708 | 0.49413 | 0.50892 |  |  |  |  | 81 | 0.014654
1949 | HANDLEY_5G | 5 | North | YES | 0.14158 | 348 | 150 | 435 | 0 | 1.022 | GST | 1 | 0.31318 | 435 | 435 | 61.5869 | 435 |  |  | 0.31318 | 136.2354 | 0.50467 | 0.51952 |  |  |  |  | 82 | 0.014666
1937 | MDLTHELP_5G | 5 | North | YES | 0.14104 | 224 | 74 | 224 | 0 | 1 | CC | 1 | 0.31264 | 224 | 224 | 31.5927 | 224 |  |  | 0.31264 | 70.0325 | 0.5101 | 0.52497 |  |  |  |  | 83 | 0.014734
1938 | MDLTHELP_6G | 6 | North | YES | 0.14104 | 226 | 74 | 226 | 0 | 1 | CC | 1 | 0.31264 | 226 | 226 | 31.8748 | 226 |  |  | 0.31264 | 70.6578 | 0.51557 | 0.53047 |  |  |  |  | 84 | 0.014789
1943 | MDLTHELP_3G | 3 | North | YES | 0.14104 | 212 | 74 | 212 | 0 | 1 | CC | 1 | 0.31264 | 212 | 212 | 29.9003 | 212 |  |  | 0.31264 | 66.2807 | 0.52071 | 0.53563 |  |  |  |  | 85 | 0.014851
1944 | MDLTHELP_4G | 4 | North | YES | 0.14104 | 211 | 74 | 211 | 0 | 1 | CC | 1 | 0.31264 | 211 | 211 | 29.7592 | 211 |  |  | 0.31264 | 65.9681 | 0.52582 | 0.54076 |  |  |  |  | 86 | 0.014873
728 | WOLFRIDGE801 | 1 | North | YES | 0.14099 | 11.2 | 0 | 112.5 | 0 | 0.99 | Wind | 1 | 0.3126 | 0 | 112.5 | 15.8614 | 112.5 |  |  | 0.3126 | 35.167 | 0.52855 | 0.5435 |  |  |  |  | 87 | 0.014896
1861 | EAGLEMNT_1G | MB | North | YES | 0.14082 | 0 | 30 | 112 |  | 1.022 | GST | 1 | 0.31243 | 0 | 0 | 0 | 0 |  |  | 0.31243 | 0 | 0.52855 | 0.5435 |  |  |  |  | 88 | 0.014917
1862 | EAGLEMNT_2G | MB | North | YES | 0.14082 | 0 | 40 | 100 |  | 1.022 | GST | 1 | 0.31243 | 0 | 0 | 0 | 0 |  |  | 0.31243 | 0 | 0.52855 | 0.5435 |  |  |  |  | 89 | 0.014938
1863 | EAGLEMNT_3G | MB | North | YES | 0.14082 | 0 | 50 | 378 |  | 1.022 | GST | 1 | 0.31243 | 0 | 0 | 0 | 0 |  |  | 0.31243 | 0 | 0.52855 | 0.5435 |  |  |  |  | 90 | 0.014949
32798 | BRYN_TAMUGEN | 1 | North | YES | 0.14058 | 32 | 0 | 32 |  | 1.02 | GST | 1 | 0.31219 | 32 | 32 | 4.4986 | 32 |  |  | 0.31219 | 9.99 | 0.52932 | 0.54428 |  |  |  |  | 91 | 0.014949
32886 | BRYN_ATKINS3 | MB | North | YES | 0.13956 | 0 | 5 | 12 |  | 1 | GST | 1 | 0.31117 | 0 | 0 | 0 | 0 |  |  | 0.31117 | 0 | 0.52932 | 0.54428 |  |  |  |  | 92 | 0.014949
32887 | BRYN_ATKINS6 | MB | North | YES | 0.13956 | 0 | 12 | 51 |  | 1.028 | GST | 1 | 0.31117 | 0 | 0 | 0 | 0 |  |  | 0.31117 | 0 | 0.52932 | 0.54428 |  |  |  |  | 93 | 0.014949
32888 | BRYN_ATKINS7 | 1 | North | YES | 0.13956 | 13.6 | 4 | 17 |  | 1.028 | GGT | 1 | 0.31117 | 17 | 17 | 2.3726 | 17 |  |  | 0.31117 | 5.2899 | 0.52974 | 0.54469 |  |  |  |  | 94 | 0.014951
32890 | BRYN_ATKINS4 | MB | North | YES | 0.13956 | 0 | 5 | 22 |  | 1.031 | GST | 1 | 0.31117 | 0 | 0 | 0 | 0 |  |  | 0.31117 | 0 | 0.52974 | 0.54469 |  |  |  |  | 95 | 0.014951
32891 | BRYN_ATKINS5 | MB | North | YES | 0.13956 | 0 | 5 | 25 |  | 1.031 | GST | 1 | 0.31117 | 0 | 0 | 0 | 0 |  |  | 0.31117 | 0 | 0.52974 | 0.54469 |  |  |  |  | 96 | 0.014951
1889 | DECRDOVA_1G | 1 | North | YES | 0.13948 | 779 | 255 | 779 | 0 | 1.02 | GSC | 1 | 0.31108 | 779 | 779 | 108.6526 | 779 |  |  | 0.31108 | 242.3336 | 0.54861 | 0.56355 |  |  |  |  | 97 | 0.014951
580 | JCKCNTY801 | 1 | North | YES | 0.13945 | 288 | 0 | 288 | 0 | 1.022 | CC | 1 | 0.31106 | 288 | 288 | 40.1628 | 288 |  |  | 0.31106 | 89.5853 | 0.55559 | 0.57052 |  |  |  |  | 98 | 0.014951
581 | JCKCNTY802 | 2 | North | YES | 0.13945 | 147 | 0 | 147 | 0 | 1.022 | CC | 1 | 0.31106 | 147 | 147 | 20.4997 | 147 |  |  | 0.31106 | 45.7258 | 0.55915 | 0.57407 |  |  |  |  | 99 | 0.014951
582 | JCKCNTY803 | 3 | North | YES | 0.13945 | 147 | 0 | 147 | 0 | 1.022 | CC | 1 | 0.31106 | 147 | 147 | 20.4997 | 147 |  |  | 0.31106 | 45.7258 | 0.56271 | 0.57763 |  |  |  |  | 100 | 0.014933
1877 | WLFHOLW_1G | 1 | North | YES | 0.13923 | 217.3 | 89.2 | 217.3 | 0 | 1.032 | CC | 1 | 0.31084 | 217.3 | 217.3 | 30.2553 | 217.3 |  |  | 0.31084 | 67.5453 | 0.56798 | 0.58289 |  |  |  |  | 101 | 0.014927
1878 | WLFHOLW_2G | 2 | North | YES | 0.13923 | 215.7 | 105 | 215.7 | 0 | 1.032 | CC | 1 | 0.31084 | 215.7 | 215.7 | 30.0326 | 215.7 |  |  | 0.31084 | 67.048 | 0.57321 | 0.58811 |  |  |  |  | 102 | 0.014923
1879 | WLFHOLW_3G | 3 | North | YES | 0.13923 | 272.4 | 89.2 | 272.4 | 0 | 1.032 | CC | 1 | 0.31084 | 272.4 | 272.4 | 37.9271 | 272.4 |  |  | 0.31084 | 84.6725 | 0.57981 | 0.5947 |  |  |  |  | 103 | 0.01492
1898 | COMCHEPK_1G | 1 | North | YES | 0.13888 | 1217 | 1150 | 1217 | 0 | 1.032 | Nuc | 1 | 0.31048 | 0 | 0 | 0 | 0 |  |  | 0.31048 | 0 | 0.57981 | 0.5947 |  |  |  |  | 104 | 0.014911
1899 | COMCHEPK_2G | 2 | North | YES | 0.13888 | 1159 | 1128 | 1159 | 0 | 1.032 | Nuc | 1 | 0.31048 | 0 | 0 | 0 | 0 |  |  | 0.31048 | 0 | 0.57981 | 0.5947 |  |  |  |  | 105 | 0.014902
1453 | WCPWRCO_1G | 1 | North | YES | 0.1386 | 204 | 50 | 204 | 0 | 1.02 | CC | 1 | 0.3102 | 204 | 204 | 28.2742 | 204 |  |  | 0.3102 | 63.2818 | 0.58475 | 0.59962 |  |  |  |  | 106 | 0.014891
1454 | WCPWRCO_2G | 2 | North | YES | 0.1386 | 204 | 50 | 204 | 0 | 1.02 | CC | 1 | 0.3102 | 204 | 204 | 28.2742 | 204 |  |  | 0.3102 | 63.2818 | 0.58969 | 0.60455 |  |  |  |  | 107 | 0.014891
1455 | WCPWRCO_3G | 3 | North | YES | 0.1386 | 242 | 50 | 242 |  | 1.02 | CC | 1 | 0.3102 | 242 | 242 | 33.541 | 242 |  |  | 0.3102 | 75.0696 | 0.59556 | 0.61039 |  |  |  |  | 108 | 0.014891
1892 | DECRDOVA_2G | A | North | YES | 0.13841 | 65 | 65 | 70 | 0 | 1.025 | GGT | 1 | 0.31001 | 70 | 70 | 9.6886 | 70 |  |  | 0.31001 | 21.701 | 0.59725 | 0.61208 |  |  |  |  | 109 | 0.014872
1893 | DECRDOVA_3G | B | North | YES | 0.13841 | 65 | 65 | 69 | 0 | 1.025 | GGT | 1 | 0.31001 | 69 | 69 | 9.5502 | 69 |  |  | 0.31001 | 21.391 | 0.59892 | 0.61374 |  |  |  |  | 110 | 0.014854
1894 | DECRDOVA_4G | C | North | YES | 0.13841 | 65 | 65 | 69 | 0 | 1.025 | GGT | 1 | 0.31001 | 69 | 69 | 9.5502 | 69 |  |  | 0.31001 | 21.391 | 0.6006 | 0.61541 |  |  |  |  | 111 | 0.014832
1895 | DECRDOVA_5G | D | North | YES | 0.13841 | 65 | 65 | 68 | 0 | 1.025 | GGT | 1 | 0.31001 | 68 | 68 | 9.4118 | 68 |  |  | 0.31001 | 21.081 | 0.60224 | 0.61705 |  |  |  |  | 112 | 0.014825
503 | NTHTEXAS01 | 1 | North | YES | 0.13807 | 0 | 5 | 18 |  | 1.015 | GST | 1 | 0.30968 | 18 | 18 | 2.4853 | 18 |  |  | 0.30968 | 5.5742 | 0.60268 | 0.61748 |  |  |  |  | 113 | 0.014817
504 | NTHTEXAS02 | 2 | North | YES | 0.13807 | 14.4 | 5 | 18 |  | 1.015 | GST | 1 | 0.30968 | 18 | 18 | 2.4853 | 18 |  |  | 0.30968 | 5.5742 | 0.60312 | 0.61791 |  |  |  |  | 114 | 0.01481
505 | NTHTEXAS03 | 3 | North | YES | 0.13807 | 30.4 | 15 | 38 |  | 1.015 | GST | 1 | 0.30968 | 38 | 38 | 5.2467 | 38 |  |  | 0.30968 | 11.7678 | 0.60404 | 0.61883 |  |  |  |  | 115 | 0.014803
366 | JNSNCNTY802 | 1 | North | YES | 0.13805 | 168 | 20 | 168 | 0 | 1.02 | Cogen | 1 | 0.30966 | 0 | 0 | 0 | 0 |  |  | 0.30966 | 0 | 0.60404 | 0.61883 |  |  |  |  | 116 | 0.014801
367 | JNSNCNTY802 | 2 | North | YES | 0.13805 | 90 | 20 | 90 | 0 | 1.02 | Cogen | 1 | 0.30966 | 0 | 0 | 0 | 0 |  |  | 0.30966 | 0 | 0.60404 | 0.61883 |  |  |  |  | 117 | 0.014798
32883 | BRYN_DNSBY3 | 1 | North | YES | 0.1373 | 0 | 2 | 48 |  | 1.015 | GST | 1 | 0.30891 | 48 | 48 | 6.5906 | 48 |  |  | 0.30891 | 14.8277 | 0.6052 | 0.61998 |  |  |  |  | 118 | 0.014793
32884 | BRYN_DNSBY13 | 1 | North | YES | 0.1373 | 46 | 2 | 46 | 0 | 1.015 | GST | 1 | 0.30891 | 46 | 46 | 6.316 | 46 |  |  | 0.30891 | 14.2099 | 0.60631 | 0.62109 |  |  |  |  | 119 | 0.014793
32892 | BRYN_DNSBY14 | 1 | North | YES | 0.1373 | 84 | 25 | 105 | 0 | 1.035 | GST | 1 | 0.30891 | 105 | 105 | 14.4169 | 105 |  |  | 0.30891 | 32.4355 | 0.60886 | 0.62361 |  |  |  |  | 120 | 0.014793
344 | MRSSHPRD | 1 | North | YES | 0.13674 | 0 | 0 | 12 |  | 1.03 | Hydro | 1 | 0.30835 | 0 | 0 | 0 | 0 |  |  | 0.30835 | 0 | 0.60886 | 0.62361 |  |  |  |  | 121 | 0.014784
345 | MRSSHPRD01 | 2 | North | YES | 0.13674 | 0 | 0 | 12 |  | 1.03 | Hydro | 1 | 0.30835 | 0 | 0 | 0 | 0 |  |  | 0.30835 | 0 | 0.60886 | 0.62361 |  |  |  |  | 122 | 0.014775
1600 | BARTNWND_1G | 1 | North | YES | 0.13657 | 12 | 0 | 120 | 0 | 1.022 | Wind | 1 | 0.30818 | 0 | 120 | 16.3888 | 120 |  |  | 0.30818 | 36.9815 | 0.61177 | 0.62649 |  |  |  |  | 123 | 0.014755
1479 | WFCOGEN_1G | 1 | North | YES | 0.13616 | 16 | 12 | 20 | 0 | 1 | Cogen | 1 | 0.30777 | 0 | 0 | 0 | 0 |  |  | 0.30777 | 0 | 0.61177 | 0.62649 |  |  |  |  | 124 | 0.014755
1479 | WFCOGEN_1G | 2 | North | YES | 0.13616 | 16 | 12 | 20 | 0 | 1 | Cogen | 1 | 0.30777 | 0 | 0 | 0 | 0 |  |  | 0.30777 | 0 | 0.61177 | 0.62649 |  |  |  |  | 125 | 0.014755
1482 | WFCOGEN_2G | 2 | North | YES | 0.13616 | 13.6 | 12 | 17 | 0 | 1 | Cogen | 1 | 0.30777 | 0 | 0 | 0 | 0 |  |  | 0.30777 | 0 | 0.61177 | 0.62649 |  |  |  |  | 126 | 0.014725
1482 | WFCOGEN_2G | 1 | North | YES | 0.13616 | 16 | 12 | 20 | 0 | 1 | Cogen | 1 | 0.30777 | 0 | 0 | 0 | 0 |  |  | 0.30777 | 0 | 0.61177 | 0.62649 |  |  |  |  | 127 | 0.014725
1432 | GRHAMSES_2G | 2 | North | YES | 0.13606 | 294.9 | 90 | 366 | 0 | 1.014 | GST | 1 | 0.30767 | 366 | 366 | 49.7998 | 366 |  |  | 0.30767 | 112.6076 | 0.62063 | 0.63525 |  |  |  |  | 128 | 0.014725
332 | RWMILLER01 | 1 | North | YES | 0.13606 | 58.4 | 18.5 | 73 | 0 | 1.04 | GST | 1 | 0.30766 | 73 | 73 | 9.932 | 73 |  |  | 0.30766 | 22.4592 | 0.6224 | 0.637 |  |  |  |  | 129 | 0.014725
333 | RWMILLER02 | 2 | North | YES | 0.13606 | 95.2 | 37 | 119 | 0 | 1.04 | GST | 1 | 0.30766 | 119 | 119 | 16.1905 | 119 |  |  | 0.30766 | 36.6117 | 0.62529 | 0.63985 |  |  |  |  | 130 | 0.014725
334 | RWMILLER03 | 3 | North | YES | 0.13606 | 166.4 | 65 | 208 | 0 | 1.04 | GST | 1 | 0.30766 | 208 | 208 | 28.2994 | 208 |  |  | 0.30766 | 63.9935 | 0.63033 | 0.64483 |  |  |  |  | 131 | 0.01462
335 | RWMILLER04 | 4 | North | YES | 0.13606 | 81.6 | 0 | 102 | 0 | 1.04 | GST | 1 | 0.30766 | 102 | 102 | 13.8776 | 102 |  |  | 0.30766 | 31.3814 | 0.6328 | 0.64727 |  |  |  |  | 132 | 0.014599
336 | RWMILLER05 | 5 | North | YES | 0.13606 | 80.8 | 0 | 101 | 0 | 1.04 | GST | 1 | 0.30766 | 101 | 101 | 13.7416 | 101 |  |  | 0.30766 | 31.0738 | 0.63524 | 0.64969 |  |  |  |  | 133 | 0.014565
1433 | GRHAMSES_1G | 1 | North | YES | 0.13541 | 242 | 60 | 242 | 0 | 1.038 | GST | 1 | 0.30701 | 242 | 242 | 32.769 | 242 |  |  | 0.30701 | 74.2976 | 0.64111 | 0.65547 |  |  |  |  | 134 | 0.014505
6100 | OKLA7A | EQ | West | YES | 0.13408 | 50 | -220 | 220 | 0 | 1.035 | DCTie | 1 | 0.30569 | 0 | 0 |  |  |  |  | 0.30569 | 0 | 0.64111 | 0.65547 |  |  |  |  | 135 | 0.014475
6752 | OKLA0A | 1 | West | YES | 0.13408 | 649.7 | 175 | 649.7 | 0 | 1.035 | LIGCO | 1 | 0.30569 | 0 | 649.7 |  |  |  |  | 0.30569 | 198.6061 | 0.65685 | 0.67093 |  |  |  |  | 136 | 0.014446
1442 | COKFIELD_5 | 1 | North | YES | 0.13343 | 16.5 | 0 | 165 |  | 1.029 | Wind | 1 | 0.30503 | 0 | 165 | 22.0155 | 165 |  |  | 0.30503 | 50.3304 | 0.66085 | 0.67484 |  |  |  |  | 137 | 0.014364
1438 | MESQUITW_2G | 1 | North | YES | 0.13259 | 23.6 | 0 | 236 |  | 1.017 | Wind | 1 | 0.3042 | 0 | 236 | 31.2922 | 236 |  |  | 0.3042 | 71.7912 | 0.66657 | 0.68043 |  |  |  |  | 138 | 0.014364
1437 | MESQUITW_1G | 1 | North | YES | 0.13259 | 40 | 0 | 400 | 0 | 1.023 | Wind | 1 | 0.3042 | 0 | 400 | 53.036 | 400 |  |  | 0.3042 | 121.6784 | 0.67626 | 0.6899 |  |  |  |  | 139 | 0.014077
1643 | SLSTR1PP_1G | 1 | North | YES | 0.13147 | 6 | 0 | 60 | 0 | 1.022 | Wind | 1 | 0.30308 | 0 | 60 | 7.8883 | 60 |  |  | 0.30308 | 18.1846 | 0.67771 | 0.69131 |  |  |  |  | 140 | 0.013996
60081 | WHRLWIND1A | 1 | West | YES | 0.13102 | 12 | 0 | 60 | 0 | 1.03 | Wind | 1 | 0.30263 | 0 | 60 |  |  |  |  | 0.30263 | 18.1577 | 0.67917 | 0.69273 |  |  |  |  | 141 | 0.013864
1416 | SWETWATR_1G | 1 | West | YES | 0.13047 | 30 | 18 | 30 | 0 | 1.026 | CC | 1 | 0.30208 | 30 | 30 |  |  |  |  | 0.30208 | 9.0623 | 0.67989 | 0.69343 |  |  |  |  | 142 | 0.013641
1417 | SWETWATR_2G | 2 | West | YES | 0.13047 | 72 | 36 | 72 | 0 | 1.026 | CC | 1 | 0.30208 | 72 | 72 |  |  |  |  | 0.30208 | 21.7495 | 0.68164 | 0.69513 |  |  |  |  | 143 | 0.013603
1418 | SWETWATR_3G | 3 | West | YES | 0.13047 | 68 | 36 | 68 | 0 | 1.026 | CC | 1 | 0.30208 | 68 | 68 |  |  |  |  | 0.30208 | 20.5412 | 0.68329 | 0.69672 |  |  |  |  | 144 | 0.013562
1419 | SWETWATR_4G | 4 | West | YES | 0.13047 | 61 | 36 | 61 | 0 | 1.026 | CC | 1 | 0.30208 | 61 | 61 |  |  |  |  | 0.30208 | 18.4267 | 0.68476 | 0.69816 |  |  |  |  | 145 | 0.01354
6144 | MCADOO1A | 1 | West | YES | 0.13002 | 15 | 0 | 150 | 0 | 1.025 | Wind | 1 | 0.30163 | 0 | 150 |  |  |  |  | 0.30163 | 45.2443 | 0.6884 | 0.70168 |  |  |  |  | 146 | 0.013488
11056 | ROSCOE_1G | 1 | West | YES | 0.13001 | 41.8 | 0 | 209 |  | 1 | Wind | 1 | 0.30162 | 0 | 209 |  |  |  |  | 0.30162 | 63.0384 | 0.69346 | 0.70658 |  |  |  |  | 147 | 0.013439
11057 | CHAMPION_1G | 1 | West | YES | 0.13001 | 25.3 | 0 | 126.5 |  | 1 | Wind | 1 | 0.30162 | 0 | 126.5 |  |  |  |  | 0.30162 | 38.1548 | 0.69653 | 0.70955 |  |  |  |  | 148 | 0.013395
11058 | PYRON_1G | 1 | West | YES | 0.13001 | 49.8 | 0 | 249 |  | 1 | Wind | 1 | 0.30162 | 0 | 249 |  |  |  |  | 0.30162 | 75.1031 | 0.70256 | 0.7154 |  |  |  |  | 149 | 0.013281
11059 | INADALE_1G | 1 | West | YES | 0.13001 | 39.4 | 0 | 197 |  | 1 | Wind | 1 | 0.30162 | 0 | 197 |  |  |  |  | 0.30162 | 59.4189 | 0.70733 | 0.72002 |  |  |  |  | 150 | 0.013123
71051 | L_BITTCR1_1N | W1 | West | YES | 0.12997 | 7.5 | 0 | 37.5 |  | 1.02 | Wind | 1 | 0.30158 | 0 | 37.5 |  |  |  |  | 0.30158 | 11.3092 | 0.70824 | 0.7209 |  |  |  |  | 151 | 0.013027
71054 | L_SWEETW1_1N | W1 | West | YES | 0.12997 | 21.5 | 0 | 107.5 |  | 1.02 | Wind | 1 | 0.30158 | 0 | 107.5 |  |  |  |  | 0.30158 | 32.4196 | 0.71085 | 0.72343 |  |  |  |  | 152 | 0.012838
71057 | L_SWEETW1_2N | W1 | West | YES | 0.12997 | 27 | 0 | 135 |  | 1.02 | Wind | 1 | 0.30158 | 0 | 135 |  |  |  |  | 0.30158 | 40.713 | 0.71412 | 0.72659 |  |  |  |  | 153 | 0.012688
71059 | L_SWEETW1_3N | W1 | West | YES | 0.12997 | 23.8 | 0 | 119 | 0 | 1.02 | Wind | 1 | 0.30158 | 0 | 119 |  |  |  |  | 0.30158 | 35.8878 | 0.717 | 0.72939 |  |  |  |  | 154 | 0.01266
71060 | L_SWEETW1_4N | W1 | West | YES | 0.12997 | 21 | 0 | 105 | 0 | 1.02 | Wind | 1 | 0.30158 | 0 | 105 |  |  |  |  | 0.30158 | 31.6657 | 0.71955 | 0.73185 |  |  |  |  | 155 | 0.012578
71061 | L_SWEETW1_5N | W1 | West | YES | 0.12997 | 16.1 | 0 | 80.5 | 0 | 1.02 | Wind | 1 | 0.30158 | 0 | 80.5 |  |  |  |  | 0.30158 | 24.277 | 0.7215 | 0.73374 |  |  |  |  | 156 | 0.012475
6407 | TURKTRAK1A | 1 | West | YES | 0.12963 | 33.9 | 0 | 169.5 | 0 | 1.025 | Wind | 1 | 0.30124 | 0 | 169.5 |  |  |  |  | 0.30124 | 51.0602 | 0.7256 | 0.73771 |  |  |  |  | 157 | 0.012385
1343 | TRENTIPP_8 | 1 | West | YES | 0.1294 | 30 | 0 | 150 |  | 1.014 | Wind | 1 | 0.301 | 0 | 150 |  |  |  |  | 0.301 | 45.1507 | 0.72924 | 0.74123 |  |  |  |  | 158 | 0.012305
1354 | AEPWIND_8 | 1 | West | YES | 0.1294 | 20.2 | 0 | 101 |  | 1 | Wind | 1 | 0.301 | 0 | 101 |  |  |  |  | 0.301 | 30.4015 | 0.73169 | 0.74359 |  |  |  |  | 159 | 0.012243
36998 | RDCNYNG1 | 1 | West | YES | 0.12925 | 16.8 | 0 | 84 |  | 1.01 | Wind | 1 | 0.30086 | 0 | 84 |  |  |  |  | 0.30086 | 25.2719 | 0.73372 | 0.74556 |  |  |  |  | 160 | 0.01211
1061 | CIELOGEN_1G | 1 | West | YES | 0.12907 | 19.8 | 0 | 99 |  | 1 | Wind | 1 | 0.30068 | 0 | 99 |  |  |  |  | 0.30068 | 29.7672 | 0.73612 | 0.74788 |  |  |  |  | 161 | 0.011989
1062 | CIELOGEN_2G | 1 | West | YES | 0.12907 | 12.2 | 0 | 61 |  | 1 | Wind | 1 | 0.30068 | 0 | 61 |  |  |  |  | 0.30068 | 18.3414 | 0.7376 | 0.7493 |  |  |  |  | 162 | 0.011907
1069 | KINDERMG_1G | 1 | West | YES | 0.12907 | 25 | 5 | 25 | 0 | 1.017 | Cogen | 1 | 0.30068 | 0 | 0 |  |  |  |  | 0.30068 | 0 | 0.7376 | 0.7493 |  |  |  |  | 163 | 0.011839
1070 | KINDERMG_2G | 1 | West | YES | 0.12907 | 45.7 | 12 | 45.7 | 0 | 1.017 | Cogen | 1 | 0.30068 | 0 | 0 |  |  |  |  | 0.30068 | 0 | 0.7376 | 0.7493 |  |  |  |  | 164 | 0.011756
1071 | KINDERMG_3G | 1 | West | YES | 0.12907 | 45.7 | 12 | 45.7 | 0 | 1.017 | Cogen | 1 | 0.30068 | 0 | 0 |  |  |  |  | 0.30068 | 0 | 0.7376 | 0.7493 |  |  |  |  | 165 | 0.011706
1068 | SCURRYCW_1G | 1 | West | YES | 0.12906 | 28.2 | 1.3 | 141 | 0 | 1.0217 | Wind | 1 | 0.30067 | 0 | 141 |  |  |  |  | 0.30067 | 42.3943 | 0.74101 | 0.7526 |  |  |  |  | 166 | 0.011706
1073 | SCURRYCW_2G | 2 | West | YES | 0.12906 | 24 | 0 | 120 | 0 | 1.0217 | Wind | 1 | 0.30067 | 0 | 120 |  |  |  |  | 0.30067 | 36.0803 | 0.74392 | 0.75541 |  |  |  |  | 167 | 0.011706
6637 | SNYDERW1A | 1 | West | YES | 0.129 | 12.6 | 0 | 63 | 0 | 1.025 | Wind | 1 | 0.3006 | 0 | 63 |  |  |  |  | 0.3006 | 18.938 | 0.74545 | 0.75688 |  |  |  |  | 168 | 0.011706
1037 | MORGAN5G_5G | 5 | West | YES | 0.12895 | 109.6 | 40 | 137 | 0 | 1.029 | GST | 1 | 0.30056 | 137 | 137 |  |  |  |  | 0.30056 | 41.1768 | 0.74877 | 0.76009 |  |  |  |  | 169 | 0.011588
1039 | MRGNAG_1G | A | West | YES | 0.12895 | 69 | 69 | 69 | 0 | 1.029 | GGT | 1 | 0.30056 | 69 | 69 |  |  |  |  | 0.30056 | 20.7387 | 0.75044 | 0.7617 |  |  |  |  | 170 | 0.011488
1040 | MRGNBG_2G | B | West | YES | 0.12895 | 70 | 70 | 71 | 0 | 1.029 | GGT | 1 | 0.30056 | 71 | 71 |  |  |  |  | 0.30056 | 21.3398 | 0.75216 | 0.76336 |  |  |  |  | 171 | 0.011436
1041 | MRGNCG_3G | C | West | YES | 0.12895 | 69 | 69 | 70 | 0 | 1.029 | GGT | 1 | 0.30056 | 70 | 70 |  |  |  |  | 0.30056 | 21.0393 | 0.75386 | 0.765 |  |  |  |  | 172 | 0.01132
1042 | MRGNDG_4G | D | West | YES | 0.12895 | 68 | 68 | 68 | 0 | 1.029 | GGT | 1 | 0.30056 | 68 | 68 |  |  |  |  | 0.30056 | 20.4381 | 0.7555 | 0.76659 |  |  |  |  | 173 | 0.011262
1043 | MRGNEG_5G | E | West | YES | 0.12895 | 68 | 68 | 70 | 0 | 1.029 | GGT | 1 | 0.30056 | 70 | 70 |  |  |  |  | 0.30056 | 21.0393 | 0.7572 | 0.76823 |  |  |  |  | 174 | 0.011203
1044 | MRGNFG_6G | F | West | YES | 0.12895 | 66 | 66 | 66 | 0 | 1.029 | GGT | 1 | 0.30056 | 66 | 66 |  |  |  |  | 0.30056 | 19.837 | 0.7588 | 0.76977 |  |  |  |  | 175 | 0.011144
60058 | BUFF_GAP1A | 1 | West | YES | 0.12892 | 24 | 0 | 120 |  | 1 | Wind | 1 | 0.30053 | 0 | 120 |  |  |  |  | 0.30053 | 36.0632 | 0.76171 | 0.77258 |  |  |  |  | 176 | 0.011087
60060 | CIRELLO | 1 | West | YES | 0.12892 | 46.6 | 0 | 233 | 0 | 1 | Wind | 1 | 0.30053 | 0 | 233 |  |  |  |  | 0.30053 | 70.0228 | 0.76735 | 0.77803 |  |  |  |  | 177 | 0.011028
60063 | BUFF_GAP1B | 1 | West | YES | 0.12892 | 34 | 0 | 170.2 | 0 | 1.02 | Wind | 1 | 0.30053 | 0 | 170.2 |  |  |  |  | 0.30053 | 51.1497 | 0.77148 | 0.78201 |  |  |  |  | 178 | 0.010972
60066 | H_HOLLOW1A | 1 | West | YES | 0.12892 | 44.4 | 0 | 222 | 0 | 1.005 | Wind | 1 | 0.30053 | 0 | 222 |  |  |  |  | 0.30053 | 66.717 | 0.77685 | 0.7872 |  |  |  |  | 179 | 0.010871
60068 | HHOLLOW21A | 1 | West | YES | 0.12892 | 36.8 | 0 | 184 | 0 | 1.025 | Wind | 1 | 0.30053 | 0 | 184 |  |  |  |  | 0.30053 | 55.297 | 0.78131 | 0.7915 |  |  |  |  | 180 | 0.010674
60070 | HHOLLOW31A | 1 | West | YES | 0.12892 | 44.8 | 0 | 224 | 0 | 1.025 | Wind | 1 | 0.30053 | 0 | 224 |  |  |  |  | 0.30053 | 67.318 | 0.78674 | 0.79674 |  |  |  |  | 181 | 0.010531
60072 | HHOLLOW41A | 1 | West | YES | 0.12892 | 23 | 0 | 115 | 0 | 1.025 | Wind | 1 | 0.30053 | 0 | 115 |  |  |  |  | 0.30053 | 34.5606 | 0.78953 | 0.79943 |  |  |  |  | 182 | 0.010344
1058 | LONGSHORE_5 | 1 | West | YES | 0.12883 | 30 | 0 | 150 |  | 1.01 | Wind | 1 | 0.30044 | 0 | 150 |  |  |  |  | 0.30044 | 45.0654 | 0.79316 | 0.80294 |  |  |  |  | 183 | 0.010188
1058 | LONGSHORE_5 | 2 | West | YES | 0.12883 | 44 | 0 | 220 |  | 1.01 | Wind | 1 | 0.30044 | 0 | 220 |  |  |  |  | 0.30044 | 66.0959 | 0.79849 | 0.80808 |  |  |  |  | 184 | 0.0099996
11065 | ELBOWCK_1G | 1 | West | YES | 0.12883 | 23.4 | 0 | 121.9 | 0 | 1 | Wind | 1 | 0.30044 | 0 | 121.9 |  |  |  |  | 0.30044 | 36.6231 | 0.80145 | 0.81093 |  |  |  |  | 185 | 0.0099026
1045 | CALENG1G_1G | 1 | West | YES | 0.12863 | 73.4 | 27 | 73.4 | 0 | 1.014 | Cogen | 1 | 0.30024 | 0 | 0 |  |  |  |  | 0.30024 | 0 | 0.80145 | 0.81093 |  |  |  |  | 186 | 0.009775
1046 | CALENG2G_2G | 2 | West | YES | 0.12863 | 73.4 | 27 | 73.4 | 0 | 1.014 | Cogen | 1 | 0.30024 | 0 | 0 |  |  |  |  | 0.30024 | 0 | 0.80145 | 0.81093 |  |  |  |  | 187 | 0.0095879
1047 | CALENG3G_3G | 3 | West | YES | 0.12863 | 70.4 | 27 | 70.4 | 0 | 1.014 | Cogen | 1 | 0.30024 | 0 | 0 |  |  |  |  | 0.30024 | 0 | 0.80145 | 0.81093 |  |  |  |  | 188 | 0.0094842
11309 | BULLCREK_2G | 1 | West | YES | 0.12862 | 20.9 | 0 | 180 |  | 1 | Wind | 1 | 0.30023 | 0 | 180 |  |  |  |  | 0.30023 | 54.0416 | 0.80581 | 0.81514 |  |  |  |  | 189 | 0.0094842
11310 | BULLCREK_1G | 1 | West | YES | 0.12862 | 15.1 | 0 | 180 |  | 1 | Wind | 1 | 0.30023 | 0 | 180 |  |  |  |  | 0.30023 | 54.0416 | 0.81017 | 0.81934 |  |  |  |  | 190 | 0.0094842
11320 | COYOTE_1G | 1 | West | YES | 0.12856 | 22.5 | 0 | 225 |  | 1 | Wind | 1 | 0.30017 | 0 | 225 |  |  |  |  | 0.30017 | 67.5373 | 0.81562 | 0.8246 |  |  |  |  | 191 | 0.0094842
1360 | GUNSIGHT_8 | 1 | West | YES | 0.12829 | 0 | 0 | 120 |  | 1.01 | Wind | 1 | 0.2999 | 0 | 120 |  |  |  |  | 0.2999 | 35.9879 | 0.81853 | 0.8274 |  |  |  |  | 192 | 0.0093282
1327 | WILDHRSE_1G | 1 | West | YES | 0.12826 | 0 | 0 | 120 |  | 1 | Wind | 1 | 0.29986 | 0 | 120 |  |  |  |  | 0.29986 | 35.9836 | 0.82144 | 0.8302 |  |  |  |  | 193 | 0.0091722
1333 | MCDDONAL_8 | 1 | West | YES | 0.12804 | 42.8 | 0 | 214.2 |  | 1.01 | Wind | 1 | 0.29965 | 0 | 214.2 |  |  |  |  | 0.29965 | 64.1842 | 0.82663 | 0.83519 |  |  |  |  | 194 | 0.0089761
1328 | OCOTILLO_1G | 1 | West | YES | 0.12786 | 11.6 | 0 | 58 |  | 1.01 | Wind | 1 | 0.29947 | 0 | 58 |  |  |  |  | 0.29947 | 17.3692 | 0.82803 | 0.83654 |  |  |  |  | 195 | 0.0088691
11001 | NAV1CT | 1 | West | YES | 0.12779 | 70.4 | 18 | 70.4 | 0 | 1.029 | CC | 1 | 0.2994 | 70.4 | 70.4 |  |  |  |  | 0.2994 | 21.0778 | 0.82974 | 0.83818 |  |  |  |  | 196 | 0.0087617
11009 | NAV2CT | 1 | West | YES | 0.12779 | 71.4 | 18 | 71.4 | 0 | 1.029 | CC | 1 | 0.2994 | 71.4 | 71.4 |  |  |  |  | 0.2994 | 21.3772 | 0.83147 | 0.83985 |  |  |  |  | 197 | 0.0085663
11011 | NAV3ST | 1 | West | YES | 0.12779 | 92.8 | 40 | 92.8 | 0 | 1.029 | CC | 1 | 0.2994 | 92.8 | 92.8 |  |  |  |  | 0.2994 | 27.7844 | 0.83372 | 0.84201 |  |  |  |  | 198 | 0.0085126
11012 | NAV4CT | 1 | West | YES | 0.12779 | 80 | 18 | 80 | 0 | 1.029 | CC | 1 | 0.2994 | 80 | 80 |  |  |  |  | 0.2994 | 23.9521 | 0.83565 | 0.84387 |  |  |  |  | 199 | 0.0084471
11013 | NAV5CT | 1 | West | YES | 0.12779 | 80 | 18 | 80 | 0 | 1.029 | CC | 1 | 0.2994 | 80 | 80 |  |  |  |  | 0.2994 | 23.9521 | 0.83759 | 0.84574 |  |  |  |  | 200 | 0.0083806
11014 | NAV6ST | 1 | West | YES | 0.12779 | 115 | 40 | 115 | 0 | 1.029 | CC | 1 | 0.2994 | 115 | 115 |  |  |  |  | 0.2994 | 34.4311 | 0.84038 | 0.84842 |  |  |  |  | 201 | 0.0082942
11020 | TIEHVSG_1G | 1 | West | YES | 0.12778 | 208.2 | 63 | 208.2 | 0 | 1.012 | CC | 1 | 0.29939 | 208.2 | 208.2 |  |  |  |  | 0.29939 | 62.3328 | 0.84542 | 0.85327 |  |  |  |  | 202 | 0.0082197
11021 | TIEHVCG_1G | 1 | West | YES | 0.12778 | 142.1 | 103 | 142.1 | 0 | 1.012 | CC | 1 | 0.29939 | 142.1 | 142.1 |  |  |  |  | 0.29939 | 42.5432 | 0.84887 | 0.85658 |  |  |  |  | 203 | 0.0081452
11022 | TIEHVCG_2G | 1 | West | YES | 0.12778 | 132.4 | 103 | 132.4 | 0 | 1.012 | CC | 1 | 0.29939 | 132.4 | 132.4 |  |  |  |  | 0.29939 | 39.6391 | 0.85207 | 0.85966 |  |  |  |  | 204 | 0.0080381
11023 | TIEHVCG_3G | 1 | West | YES | 0.12778 | 137.4 | 103 | 137.4 | 0 | 1.012 | CC | 1 | 0.29939 | 137.4 | 137.4 |  |  |  |  | 0.29939 | 41.136 | 0.8554 | 0.86286 |  |  |  |  | 205 | 0.0078441
11024 | TIEHVCG_4G | 1 | West | YES | 0.12778 | 147 | 103 | 147 | 0 | 1.012 | CC | 1 | 0.29939 | 147 | 147 |  |  |  |  | 0.29939 | 44.0102 | 0.85897 | 0.86629 |  |  |  |  | 206 | 0.0077116
11025 | TIEHVSG_2G | 1 | West | YES | 0.12778 | 213.2 | 63 | 213.2 | 0 | 1.012 | CC | 1 | 0.29939 | 213.2 | 213.2 |  |  |  |  | 0.29939 | 63.8297 | 0.86413 | 0.87126 |  |  |  |  | 207 | 0.0075882
1326 | STANTONW_8 | 1 | West | YES | 0.12774 | 20.1 | 0 | 100.5 |  | 1.01 | Wind | 1 | 0.29935 | 0 | 100.5 |  |  |  |  | 0.29935 | 30.0846 | 0.86657 | 0.8736 |  |  |  |  | 208 | 0.0074602
1320 | BSP 1 | 1 | West | YES | 0.12763 | 25.5 | 2.9 | 25.8 | 0 | 1 | Cogen | 1 | 0.29924 | 0 | 0 |  |  |  |  | 0.29924 | 0 | 0.86657 | 0.8736 |  |  |  |  | 209 | 0.0073232
76031 | L_GASCCR1_1N | W1 | West | YES | 0.12736 | 30 | 0 | 150 | 0 | 1.02 | Wind | 1 | 0.29897 | 0 | 150 |  |  |  |  | 0.29897 | 44.8455 | 0.8702 | 0.87709 |  |  |  |  | 210 | 0.0071245
76091 | L_DIVIDE1_1N | W1 | West | YES | 0.12702 | 22.5 | 0 | 112.5 |  | 1.02 | Wind | 1 | 0.29863 | 0 | 112.5 |  |  |  |  | 0.29863 | 33.5959 | 0.87293 | 0.8797 |  |  |  |  | 211 | 0.0070305
76095 | L_CAPRSI1_1N | W1 | West | YES | 0.12702 | 29.9 | 0 | 149.5 | 0 | 1.02 | Wind | 1 | 0.29863 | 0 | 149.5 |  |  |  |  | 0.29863 | 44.6452 | 0.87655 | 0.88318 |  |  |  |  | 212 | 0.0070305
76096 | L_CAPRSI1_2N | W1 | West | YES | 0.12702 | 37.2 | 0 | 186 | 0 | 1.02 | Wind | 1 | 0.29863 | 0 | 186 |  |  |  |  | 0.29863 | 55.5452 | 0.88106 | 0.8875 |  |  |  |  | 213 | 0.0068858
76097 | L_CAPRGE1_1N | W1 | West | YES | 0.12702 | 42.9 | 0 | 214.5 | 0 | 1.02 | Wind | 1 | 0.29863 | 0 | 214.5 |  |  |  |  | 0.29863 | 64.0561 | 0.88625 | 0.89248 |  |  |  |  | 214 | 0.0067743
11147 | NOTREES_1G | 1 | West | YES | 0.12698 | 29.8 | 0 | 149 | 0 | 1.017 | Wind | 1 | 0.29859 | 0 | 149 |  |  |  |  | 0.29859 | 44.4896 | 0.88986 | 0.89595 |  |  |  |  | 215 | 0.0066261
7038 | L_DELAWA1_1Y | 1 | West | YES | 0.12685 | 3.5 | 0 | 35 | 0 | 1 | Wind | 1 | 0.29845 | 0 | 35 |  |  |  |  | 0.29845 | 10.4459 | 0.89071 | 0.89676 |  |  |  |  | 216 | 0.0064418
7038 | L_DELAWA1_1Y | 2 | West | YES | 0.12685 | 3 | 0 | 30 | 0 | 1 | Wind | 1 | 0.29845 | 0 | 30 |  |  |  |  | 0.29845 | 8.9536 | 0.89144 | 0.89745 |  |  |  |  | 217 | 0.0062292
60057 | CALLAHAN1A | 1 | West | YES | 0.12678 | 22.8 | 0 | 114 | 0 | 1.04 | Wind | 1 | 0.29839 | 0 | 114 |  |  |  |  | 0.29839 | 34.0163 | 0.8942 | 0.9001 |  |  |  |  | 218 | 0.006081
1002 | PBCTAGE_1G | A | West | YES | 0.12678 | 64 | 64 | 66 | 0 | 1.036 | GGT | 1 | 0.29838 | 66 | 66 |  |  |  |  | 0.29838 | 19.6934 | 0.8958 | 0.90163 |  |  |  |  | 219 | 0.0060459
1003 | PBCTBGE_2G | B | West | YES | 0.12678 | 65 | 65 | 66 | 0 | 1.036 | GGT | 1 | 0.29838 | 66 | 66 |  |  |  |  | 0.29838 | 19.6934 | 0.8974 | 0.90317 |  |  |  |  | 220 | 0.0060157
1004 | PBCTCGE_3G | C | West | YES | 0.12678 | 62 | 62 | 67 | 0 | 1.036 | GGT | 1 | 0.29838 | 67 | 67 |  |  |  |  | 0.29838 | 19.9918 | 0.89902 | 0.90472 |  |  |  |  | 221 | 0.0059006
1005 | PBCTDGE_4G | D | West | YES | 0.12678 | 65 | 65 | 68 | 0 | 1.036 | GGT | 1 | 0.29838 | 68 | 68 |  |  |  |  | 0.29838 | 20.2902 | 0.90067 | 0.9063 |  |  |  |  | 222 | 0.005834
1006 | PBCTEGE_5G | E | West | YES | 0.12678 | 65 | 65 | 67 | 0 | 1.036 | GGT | 1 | 0.29838 | 67 | 67 |  |  |  |  | 0.29838 | 19.9918 | 0.90229 | 0.90786 |  |  |  |  | 223 | 0.0057673
1007 | PB5GEN_6G | 5 | West | YES | 0.12678 | 91.2 | 40 | 114 | 0 | 1.036 | GST | 1 | 0.29838 | 114 | 114 |  |  |  |  | 0.29838 | 34.0159 | 0.90506 | 0.9105 |  |  |  |  | 224 | 0.0056996
1008 | PB6GEN_7G | 6 | West | YES | 0.12678 | 515 | 130 | 515 | 0 | 1.036 | GST | 1 | 0.29838 | 515 | 515 |  |  |  |  | 0.29838 | 153.6682 | 0.91754 | 0.92246 |  |  |  |  | 225 | 0.0056309
1349 | WESTXWIN_1G | 1 | West | YES | 0.12636 | 1.3 | 0 | 6.6 |  | 1.014 | Wind | 1 | 0.29797 | 0 | 6.6 |  |  |  |  | 0.29797 | 1.9666 | 0.9177 | 0.92262 |  |  |  |  | 226 | 0.0055632
1350 | NWPWRG1_1G | 1 | West | YES | 0.12636 | 6.9 | 1 | 34.3 |  | 1.014 | Wind | 1 | 0.29797 | 0 | 34.3 |  |  |  |  | 0.29797 | 10.2203 | 0.91853 | 0.92341 |  |  |  |  | 227 | 0.0054481
244 | WHITNYDM01 | 1 | North | YES | 0.12553 | 15 | 0 | 15 | 0 | 1.035 | Hydro | 1 | 0.29714 | 0 | 0 | 0 | 0 |  |  | 0.29714 | 0 | 0.91853 | 0.92341 |  |  |  |  | 228 | 0.0049279
245 | WHITNYDM02 | 2 | North | YES | 0.12553 | 15 | 0 | 15 | 0 | 1.035 | Hydro | 1 | 0.29714 | 0 | 0 | 0 | 0 |  |  | 0.29714 | 0 | 0.91853 | 0.92341 |  |  |  |  | 229 | 0.004921
251 | BOSQUESW803 | 2 | North | YES | 0.12258 | 150 | 0 | 150 | 0 | 1.032 | CC | 1 | 0.29419 | 150 | 150 | 18.387 | 150 |  |  | 0.29419 | 44.1279 | 0.92216 | 0.92685 |  |  |  |  | 230 | 0.0048852
253 | BOSQUESW804 | 2 | North | YES | 0.12258 | 80 | 0 | 80 | 0 | 1.032 | CC | 1 | 0.29419 | 80 | 80 | 9.8064 | 80 |  |  | 0.29419 | 23.5349 | 0.9241 | 0.92868 |  |  |  |  | 231 | 0.0048852
3403 | THOUSE_1G | 1 | North | YES | 0.12238 | 563 | 200 | 563 | 0 | 1.012 | GSC | 1 | 0.29398 | 563 | 563 | 68.8983 | 563 |  |  | 0.29398 | 165.5124 | 0.93774 | 0.94156 |  |  |  |  | 232 | 0.0048852
3404 | THOUSE_2G | 2 | North | YES | 0.12238 | 807 | 250 | 807 | 0 | 1.012 | GSC | 1 | 0.29398 | 807 | 807 | 98.7582 | 807 |  |  | 0.29398 | 237.2442 | 0.95729 | 0.96002 |  |  |  |  | 233 | 0.0046847
238 | BOSQUESW505 | 1 | North | YES | 0.12217 | 255 | 0 | 255 | 0 | 1.02 | CC | 1 | 0.29377 | 255 | 255 | 31.1523 | 255 |  |  | 0.29377 | 74.9118 | 0.96347 | 0.96585 |  |  |  |  | 234 | 0.0045777
239 | BOSQUESW502 | 1 | North | YES | 0.12217 | 119.2 | 0 | 149 | 0 | 1.02 | GGT | 1 | 0.29377 | 149 | 149 | 18.2027 | 149 |  |  | 0.29377 | 43.772 | 0.96708 | 0.96925 |  |  |  |  | 235 | 0.0038162
247 | BOSQUESW501 | 2 | North | YES | 0.12217 | 124.8 | 0 | 156 | 0 | 1.02 | GGT | 1 | 0.29377 | 156 | 156 | 19.0579 | 156 |  |  | 0.29377 | 45.8284 | 0.97086 | 0.97282 |  |  |  |  | 236 | 0.0027245
60007 | KING_SW1A | 1 | West | YES | 0.12013 | 20 | 0 | 80 |  | 1.03 | Wind | 1 | 0.29174 | 0 | 80 |  |  |  |  | 0.29174 | 23.3389 | 0.9728 | 0.97464 |  |  |  |  | 237 | 0.0023754
60019 | KING_NW1A | 1 | West | YES | 0.12013 | 20 | 0 | 80 |  | 1.03 | Wind | 1 | 0.29174 | 0 | 80 |  |  |  |  | 0.29174 | 23.3389 | 0.97474 | 0.97645 |  |  |  |  | 238 | 0.0021714
60201 | RIO DRCS | F | West | YES | 0.11982 | 0 | 0 | 0 | 0 | 1.025 | AVR | 1 | 0.29143 | 0 | 0 |  |  |  |  | 0.29143 | 0 | 0.97474 | 0.97645 |  |  |  |  | 239 | 0.0019578
6016 | SWMESA | 1 | West | YES | 0.1197 | 18.8 | 0 | 75 |  | 1.03 | Wind | 1 | 0.2913 | 0 | 75 |  |  |  |  | 0.2913 | 21.8478 | 0.97656 | 0.97815 |  |  |  |  | 240 | 0.0018356
60003 | KING_NE1A | 1 | West | YES | 0.1197 | 20 | 0 | 80 |  | 1.03 | Wind | 1 | 0.2913 | 0 | 80 |  |  |  |  | 0.2913 | 23.3043 | 0.9785 | 0.97997 |  |  |  |  | 241 | 0.0017134
60005 | KING_SE1A | 1 | West | YES | 0.1197 | 10 | 0 | 40 |  | 1.035 | Wind | 1 | 0.2913 | 0 | 40 |  |  |  |  | 0.2913 | 11.6522 | 0.97946 | 0.98087 |  |  |  |  | 242 | 0.0017134
60016 | WOODWRD11A | 1 | West | YES | 0.11962 | 20 | 0 | 80 |  | 1.033 | Wind | 1 | 0.29122 | 0 | 80 |  |  |  |  | 0.29122 | 23.2979 | 0.9814 | 0.98269 |  |  |  |  | 243 | 0.0015963
38332 | TNWDWRDU2_8 | 1 | West | YES | 0.1196 | 20 | 0 | 80 | 0 | 1.0232 | Wind | 1 | 0.29121 | 0 | 80 |  |  |  |  | 0.29121 | 23.2967 | 0.98334 | 0.9845 |  |  |  |  | 244 | 0.0014714
38437 | TNSRBNMESA9 | 1 | West | YES | 0.11954 | 37.5 | 0 | 150 | 0 | 1.02 | Wind | 1 | 0.29114 | 0 | 150 |  |  |  |  | 0.29114 | 43.6714 | 0.98698 | 0.9879 |  |  |  |  | 245 | 0.001409
3416 | LAKE_CRK1_G | 1 | North | YES | 0.11846 | 60 | 33 | 75 |  | 1.029 | GST | 1 | 0.29007 | 75 | 75 | 8.8846 | 75 |  |  | 0.29007 | 21.755 | 0.98879 | 0.98959 |  |  |  |  | 246 | 0.0012836
3417 | LAKE_CRK2_G | 2 | North | YES | 0.11846 | 177.6 | 40 | 222 | 0 | 1.029 | GST | 1 | 0.29007 | 222 | 222 | 26.2983 | 222 |  |  | 0.29007 | 64.3949 | 0.99417 | 0.9946 |  |  |  |  | 247 | 0.0011581
60017 | ORNNWP1 | 1 | West | YES | 0.11725 | 20 | 0 | 80 |  | 1.027 | Wind | 1 | 0.28885 | 0 | 80 |  |  |  |  | 0.28885 | 23.1082 | 0.99611 | 0.9964 |  |  |  |  | 248 | 0.00092204
60000 | DSKY2 | 1 | West | YES | 0.11668 | 19.1 | 0 | 76.5 |  | 1.039 | Wind | 1 | 0.28828 | 0 | 76.5 |  |  |  |  | 0.28828 | 22.0537 | 0.99796 | 0.99812 |  |  |  |  | 249 | 0.00079773
60018 | DSKY1 | 1 | West | YES | 0.11647 | 21 | 0 | 84 | 0 | 1.023 | Wind | 1 | 0.28808 | 0 | 84 |  |  |  |  | 0.28808 | 24.1987 | 1 | 1 |  |  |  |  | 250 | 0.00042978
60202 | FRNDDRCS | F | West | YES | 0.10451 | 0 | 0 | 0 | 0 | 0.9985 | AVR | 1 | 0.27611 | 0 | 0 |  |  |  |  | 0.27611 | 0 | 1 | 1 |  |  |  |  | 251 | 0.00028962
48671 | FTR_GT1_5105 | 1 | North | YES | -0.2373 | 154.2 | 0 | 154.2 | 0 | 1.0319 | CC | 1 | -0.065694 | 154.2 | 154.2 | -36.5917 | 154.2 |  |  | -0.065694 | -10.13 | [6 empty] | 252 | 0.00015221
48672 | FTR_GT2_5110 | 2 | North | YES | -0.2373 | 159 | 0 | 159 | 0 | 1.0319 | CC | 1 | -0.065694 | 159 | 159 | -37.7307 | 159 |  |  | -0.065694 | -10.4454 | [6 empty] | 253 | 0
48673 | FTR_GT3_5085 | 3 | North | YES | -0.2373 | 158 | 0 | 158 | 0 | 1.0319 | CC | 1 | -0.065694 | 158 | 158 | -37.4934 | 158 |  |  | -0.065694 | -10.3797 | [6 empty] | 254 | 0
48674 | FTR_CN4_5095 | 4 | North | YES | -0.2373 | 380 | 0 | 380 | 0 | 1.0319 | CC | 1 | -0.065694 | 380 | 380 | -90.174 | 380 |  |  | -0.065694 | -24.9637 | [6 empty] | 255 | 0
13432 | SANDOW_5G | 5 | South | YES | 0.043627 | 581 | 225 | 581 |  | 1.029 | LIGCO | -1 | 0.090046 | 0 | 581 |  |  |  |  | -0.090046 | 0 | [6 empty] | 256 | 0
3432 | SANDOW_4G | 4 | South | YES | 0.030117 | 580 | 225 | 580 |  | 1.029 | LIGCO | -1 | 0.10356 | 0 | 580 |  |  |  |  | -0.10356 | 0 | [6 empty] | 257 | 0
7022 | L_BUCHAN1_1Y | 1 | South | YES | 0.012815 | 0 | 0 | 18 |  | 1 | Hydro | -1 | 0.12086 | 0 | 0 |  |  |  |  | -0.12086 | 0 | [6 empty] | 258 | 0
7023 | L_BUCHAN1_2Y | 2 | South | YES | 0.012815 | 0 | 0 | 18 |  | 1 | Hydro | -1 | 0.12086 | 0 | 0 |  |  |  |  | -0.12086 | 0 | [6 empty] | 259 | 0
7024 | L_BUCHAN1_3Y | 3 | South | YES | 0.012815 | 0 | 0 | 15 |  | 1 | Hydro | -1 | 0.12086 | 0 | 0 |  |  |  |  | -0.12086 | 0 | [6 empty] | 260 | 0
7026 | L_INKSDA1_1Y | 1 | South | YES | 0.011981 | 0 | 0 | 13.7 |  | 1 | Hydro | -1 | 0.12169 | 0 | 0 |  |  |  |  | -0.12169 | 0 | [6 empty] | 261 | 0
7035 | L_WIRTZ_1G1Y | 1 | South | YES | 0.003221 | 0 | 0 | 29 |  | 1 | Hydro | -1 | 0.13045 | 0 | 0 |  |  |  |  | -0.13045 | 0 | [6 empty] | 262 | 0
7036 | L_WIRTZ_1G2Y | 2 | South | YES | 0.003221 | 0 | 0 | 29.7 |  | 1 | Hydro | -1 | 0.13045 | 0 | 0 |  |  |  |  | -0.13045 | 0 | [6 empty] | 263 | 0
8032 | AMISTADHYD1 | 1 | South | YES | 0.003156 | 33 | 13 | 33 | 0 | 1.03 | Hydro | -1 | 0.13052 | 0 | 0 |  |  |  |  | -0.13052 | 0 | [6 empty] | 264 | 0
8033 | AMISTADHYD2 | 2 | South | YES | 0.003156 | 25 | 13 | 25 | 0 | 1.03 | Hydro | -1 | 0.13052 | 0 | 0 |  |  |  |  | -0.13052 | 0 | [6 empty] | 265 | 0
88253 | HAMILTON | F | South | YES | 0.003156 | 0 | 0 | 0 | 0 | 1.04 | BLT | -1 | 0.13052 | 0 | 0 |  |  |  |  | -0.13052 | 0 | [6 empty] | 266 | 0
7000 | L_FERGUS1_1Y | 1 | South | YES | 0.002946 | 400 | 65 | 423.3 | 0 | 1.015 | GSC | -1 | 0.13073 | 423.3 | 423.3 |  |  |  |  | -0.13073 | -55.3369 | [6 empty] | 267 | 0
7028 | L_MARBFA1_1Y | 1 | South | YES | 0.000366 | 0 | 0 | 18 |  | 1 | Hydro | -1 | 0.13331 | 0 | 0 |  |  |  |  | -0.13331 | 0 | [6 empty] | 268 | 0
7029 | L_MARBFA1_2Y | 2 | South | YES | 0.000366 | 0 | 0 | 18 |  | 1 | Hydro | -1 | 0.13331 | 0 | 0 |  |  |  |  | -0.13331 | 0 | [6 empty] | 269 | 0
5934 | SI_RAY5 | 5 | South | YES | 0 | 0 | 10 | 15 |  | 1.035 | GST | -1 | 0.13367 | 15 | 15 |  |  |  |  | -0.13367 | -2.0051 | [6 empty] | 270 | 0
8139 | JOS #1 | MB | South | YES | 0 | 0 | 45 | 255 |  | 1.02 | GST | -1 | 0.13367 | 0 | 0 |  |  |  |  | -0.13367 | 0 | [6 empty] | 271 | 0
8285 | LAR #1 | MB | South | YES | 0 | 0 | 9 | 32 |  | 1.0497 | GST | -1 | 0.13367 | 0 | 0 |  |  |  |  | -0.13367 | 0 | [6 empty] | 272 | 0
8287 | LAR #2 | MB | South | YES | 0 | 0 | 9 | 32 |  | 1.04 | GST | -1 | 0.13367 | 0 | 0 |  |  |  |  | -0.13367 | 0 | [6 empty] | 273 | 0
8288 | LAR #3 | MB | South | YES | 0 | 0 | 25 | 105 |  | 1.04 | GST | -1 | 0.13367 | 0 | 0 |  |  |  |  | -0.13367 | 0 | [6 empty] | 274 | 0
8388 | BATES0A | MB | South | YES | 0 | 0 | 21 | 71 |  | 1.033 | GST | -1 | 0.13367 | 0 | 0 |  |  |  |  | -0.13367 | 0 | [6 empty] | 275 | 0
8393 | BATES0B | MB | South | YES | 0 | 0 | 25 | 110 |  | 1.03 | GST | -1 | 0.13367 | 0 | 0 |  |  |  |  | -0.13367 | 0 | [6 empty] | 276 | 0
8437 | NUECES_B0C | MB | South | YES | 0 | 0 | 7 | 30 |  | 1.03 | GST | -1 | 0.13367 | 0 | 0 |  |  |  |  | -0.13367 | 0 | [6 empty] | 277 | 0
8438 | NUECES_B0B | MB | South | YES | 0 | 0 | 26 | 169 |  | 1.03 | GST | -1 | 0.13367 | 0 | 0 |  |  |  |  | -0.13367 | 0 | [6 empty] | 278 | 0
39190 | TNSLCGN1__8 | 1 | Houston | YES | 0 | 0 | 10 | 30 |  | 1.03 | Cogen | -1 | 0.13367 | 0 | 0 |  |  | 0 | 0 | -0.13367 | 0 | [6 empty] | 279 | 0
7031 | L_MARSFO1G1Y | 1 | South | YES | -0.004972 | 0 | 0 | 36 |  | 1 | Hydro | -1 | 0.13865 | 0 | 0 |  |  |  |  | -0.13865 | 0 | [6 empty] | 280 | 0
7032 | L_MARSFO1G2Y | 2 | South | YES | -0.004972 | 0 | 0 | 35 |  | 1 | Hydro | -1 | 0.13865 | 0 | 0 |  |  |  |  | -0.13865 | 0 | [6 empty] | 281 | 0
7033 | L_MARSFO1G3Y | 3 | South | YES | -0.004972 | 0 | 0 | 36 |  | 1 | Hydro | -1 | 0.13865 | 0 | 0 |  |  |  |  | -0.13865 | 0 | [6 empty] | 282 | 0
9002 | DECKR_G3 | 3 | South | YES | -0.006748 | 0 | 24 | 42 |  | 1.015 | GGT | -1 | 0.14042 | 42 | 42 |  |  |  |  | -0.14042 | -5.8977 | [6 empty] | 283 | 0
9003 | DECKR_G4 | 4 | South | YES | -0.006748 | 44 | 24 | 44 | 0 | 1.015 | GGT | -1 | 0.14042 | 44 | 44 |  |  |  |  | -0.14042 | -6.1785 | [6 empty] | 284 | 0
9004 | DECKR_G5 | 5 | South | YES | -0.006748 | 44 | 24 | 44 | 0 | 1.015 | GGT | -1 | 0.14042 | 44 | 44 |  |  |  |  | -0.14042 | -6.1785 | [6 empty] | 285 | 0
9005 | DECKR_G6 | 6 | South | YES | -0.006748 | 44 | 24 | 47 | 0 | 1.015 | GGT | -1 | 0.14042 | 47 | 47 |  |  |  |  | -0.14042 | -6.5998 | [6 empty] | 286 | 0
9000 | DECKR_G1 | 1 | South | YES | -0.007895 | 280 | 50 | 321 | 0 | 1.015 | GST | -1 | 0.14157 | 321 | 321 |  |  |  |  | -0.14157 | -45.4435 | [6 empty] | 287 | 0
9001 | DECKR_G2 | 2 | South | YES | -0.007895 | 400 | 50 | 426 | 0 | 1.015 | GST | -1 | 0.14157 | 426 | 426 |  |  |  |  | -0.14157 | -60.3082 | [6 empty] | 288 | 0
7020 | L_AUSTPL1_1Y | 1 | South | YES | -0.008041 | 0 | 0 | 8 |  | 1 | Hydro | -1 | 0.14171 | 0 | 0 |  |  |  |  | -0.14171 | 0 | [6 empty] | 289 | 0
7020 | L_AUSTPL1_1Y | 2 | South | YES | -0.008041 | 0 | 0 | 8 |  | 1 | Hydro | -1 | 0.14171 | 0 | 0 |  |  |  |  | -0.14171 | 0 | [6 empty] | 290 | 0
9016 | SANDH_G1 | 1 | South | YES | -0.009447 | 45 | 2 | 49 | 0 | 1.0175 | GGT | -1 | 0.14312 | 49 | 49 |  |  |  |  | -0.14312 | -7.0129 | [6 empty] | 291 | 0
9017 | SANDH_G2 | 2 | South | YES | -0.009447 | 45 | 2 | 46 | 0 | 1.0175 | GGT | -1 | 0.14312 | 46 | 46 |  |  |  |  | -0.14312 | -6.5835 | [6 empty] | 292 | 0
9018 | SANDH_G3 | 3 | South | YES | -0.009447 | 45 | 2 | 46 | 0 | 1.0175 | GGT | -1 | 0.14312 | 46 | 46 |  |  |  |  | -0.14312 | -6.5835 | [6 empty] | 293 | 0
9019 | SANDH_G4 | 4 | South | YES | -0.009447 | 0 | 2 | 47 |  | 1.0175 | GGT | -1 | 0.14312 | 47 | 47 |  |  |  |  | -0.14312 | -6.7267 | [6 empty] | 294 | 0
9020 | SANDHG5A | 5A | South | YES | -0.009447 | 150 | 84 | 155 | 0 | 1.0175 | CC | -1 | 0.14312 | 155 | 155 |  |  |  |  | -0.14312 | -22.1837 | [6 empty] | 295 | 0
9021 | SANDHG5C | 5C | South | YES | -0.009447 | 140 | 0 | 148 | 0 | 1.0175 | CC | -1 | 0.14312 | 148 | 148 |  |  |  |  | -0.14312 | -21.1818 | [6 empty] | 296 | 0
8262 | ELPS | 1 | South | YES | -0.013019 | 6 | 6 | 6 | 0 | 1.15 | Hydro | -1 | 0.14669 | 0 | 0 |  |  |  |  | -0.14669 | 0 | [6 empty] | 297 | 0
7807 | L_BASTEN1_1Y | 1 | South | YES | -0.013353 | 152.5 | 83.5 | 152.5 | 0 | 1.004 | CC | -1 | 0.14703 | 152.5 | 152.5 |  |  |  |  | -0.14703 | -22.4215 | [6 empty] | 298 | 0
7808 | L_BASTEN1_2Y | 1 | South | YES | -0.013353 | 149.5 | 83.5 | 149.5 | 0 | 1.004 | CC | -1 | 0.14703 | 149.5 | 149.5 |  |  |  |  | -0.14703 | -21.9805 | [6 empty] | 299 | 0
7809 | L_BASTEN1_3Y | 1 | South | YES | -0.013353 | 232.6 | 42 | 232.6 | 0 | 1.004 | CC | -1 | 0.14703 | 232.6 | 232.6 |  |  |  |  | -0.14703 | -34.1984 | [6 empty] | 300 | 0
7007 | L_LOSTPI1_1Y | 1 | South | YES | -0.015534 | 158.6 | 110 | 158 | 0 | 1 | CC | -1 | 0.14921 | 158 | 158 |  |  |  |  | -0.14921 | -23.5748 | [6 empty] | 301 | 0
7008 | L_LOSTPI1_2Y | 2 | South | YES | -0.015534 | 157.7 | 107 | 160 | 0 | 1 | CC | -1 | 0.14921 | 160 | 160 |  |  |  |  | -0.14921 | -23.8732 | [6 empty] | 302 | 0
7009 | L_LOSTPI1_3Y | 3 | South | YES | -0.015534 | 173.9 | 72 | 175 | 0 | 1 | CC | -1 | 0.14921 | 175 | 175 |  |  |  |  | -0.14921 | -26.1113 | [6 empty] | 303 | 0
7004 | L_SIMGID1_1Y | 1 | South | YES | -0.017231 | 132 | 40 | 132 | 0 | 1.02 | GST | -1 | 0.1509 | 132 | 132 |  |  |  |  | -0.1509 | -19.9194 | [6 empty] | 304 | 0
7005 | L_SIMGID1_2Y | 2 | South | YES | -0.017231 | 133 | 32 | 139 | 0 | 1.02 | GST | -1 | 0.1509 | 139 | 139 |  |  |  |  | -0.1509 | -20.9757 | [6 empty] | 305 | 0
7006 | L_SIMGID1_3Y | 3 | South | YES | -0.017231 | 324.9 | 60 | 329 | 0 | 1.02 | GST | -1 | 0.1509 | 329 | 329 |  |  |  |  | -0.1509 | -49.6476 | [6 empty] | 306 | 0
7487 | L_CANYHY8_1Y | 1 | South | YES | -0.028359 | 0 | 0 | 6 |  | 1 | Hydro | -1 | 0.16203 | 0 | 0 |  |  |  |  | -0.16203 | 0 | [6 empty] | 307 | 0
7303 | L_WPPGS12_1Y | 1 | South | YES | -0.033363 | 50 | 0 | 50 | 0 | 1.025 | GGT | -1 | 0.16704 | 50 | 50 |  |  |  |  | -0.16704 | -8.3518 | [6 empty] | 308 | 0
7303 | L_WPPGS12_1Y | 2 | South | YES | -0.033363 | 50 | 0 | 50 | 0 | 1.025 | GGT | -1 | 0.16704 | 50 | 50 |  |  |  |  | -0.16704 | -8.3518 | [6 empty] | 309 | 0
7305 | L_WPPGS34_1Y | 3 | South | YES | -0.033363 | 50 | 0 | 50 | 0 | 1.025 | GGT | -1 | 0.16704 | 50 | 50 |  |  |  |  | -0.16704 | -8.3518 | [6 empty] | 310 | 0
7305 | L_WPPGS34_1Y | 4 | South | YES | -0.033363 | 50 | 0 | 50 | 0 | 1.025 | GGT | -1 | 0.16704 | 50 | 50 |  |  |  |  | -0.16704 | -8.3518 | [6 empty] | 311 | 0
7014 | L_HAYSEN1_1Y | 1 | South | YES | -0.033513 | 223.9 | 74 | 223.9 | 0 | 1.008 | CC | -1 | 0.16719 | 223.9 | 223.9 |  |  |  |  | -0.16719 | -37.433 | [6 empty] | 312 | 0
7015 | L_HAYSEN1_2Y | 2 | South | YES | -0.033513 | 225 | 74 | 225 | 0 | 1.008 | CC | -1 | 0.16719 | 225 | 225 |  |  |  |  | -0.16719 | -37.617 | [6 empty] | 313 | 0
7016 | L_HAYSEN1_3Y | 3 | South | YES | -0.033513 | 224.6 | 74 | 224.6 | 0 | 1.008 | CC | -1 | 0.16719 | 224.6 | 224.6 |  |  |  |  | -0.16719 | -37.5501 | [6 empty] | 314 | 0
7017 | L_HAYSEN1_4Y | 4 | South | YES | -0.033513 | 226.7 | 74 | 226.7 | 0 | 1.008 | CC | -1 | 0.16719 | 226.7 | 226.7 |  |  |  |  | -0.16719 | -37.9012 | [6 empty] | 315 | 0
7010 | L_FPPYD11_1Y | 1 | South | YES | -0.03505 | 547.4 | 200 | 606 | 0 | 1.02 | LIGCO | -1 | 0.16872 | 0 | 606 |  |  |  |  | -0.16872 | 0 | [6 empty] | 316 | 0
7011 | L_FPPYD11_2Y | 2 | South | YES | -0.03505 | 552.2 | 200 | 598 | 0 | 1.02 | LIGCO | -1 | 0.16872 | 0 | 598 |  |  |  |  | -0.16872 | 0 | [6 empty] | 317 | 0
7012 | L_FPPYD21_3Y | 3 | South | YES | -0.035202 | 427.5 | 200 | 436 | 0 | 1.02 | LIGCO | -1 | 0.16888 | 0 | 436 |  |  |  |  | -0.16888 | 0 | [6 empty] | 318 | 0
7605 | L_MCQUEE9_1Y | 1 | South | YES | -0.038047 | 0 | 0 | 2.4 |  | 1.025 | Hydro | -1 | 0.17172 | 0 | 0 |  |  |  |  | -0.17172 | 0 | [6 empty] | 319 | 0
7605 | L_MCQUEE9_1Y | 2 | South | YES | -0.038047 | 0 | 0 | 2.4 |  | 1.025 | Hydro | -1 | 0.17172 | 0 | 0 |  |  |  |  | -0.17172 | 0 | [6 empty] | 320 | 0
7605 | L_MCQUEE9_1Y | 3 | South | YES | -0.038047 | 0 | 0 | 2.8 |  | 1.025 | Hydro | -1 | 0.17172 | 0 | 0 |  |  |  |  | -0.17172 | 0 | [6 empty] | 321 | 0
7810 | L_RIONOG1G1Y | 1 | South | YES | -0.038576 | 148 | 0 | 148 | 0 | 1.02 | CC | -1 | 0.17225 | 148 | 148 |  |  |  |  | -0.17225 | -25.4929 | [6 empty] | 322 | 0
7811 | L_RIONOG1G2Y | 2 | South | YES | -0.038576 | 148 | 0 | 148 | 0 | 1.02 | CC | -1 | 0.17225 | 148 | 148 |  |  |  |  | -0.17225 | -25.4929 | [6 empty] | 323 | 0
7812 | L_RIONOG1G3Y | 3 | South | YES | -0.038576 | 154 | 0 | 154 | 0 | 1.02 | CC | -1 | 0.17225 | 154 | 154 |  |  |  |  | -0.17225 | -26.5264 | [6 empty] | 324 | 0
7813 | L_RIONOG1S1Y | 4 | South | YES | -0.038576 | 293 | 0 | 293 | 0 | 1.02 | CC | -1 | 0.17225 | 293 | 293 |  |  |  |  | -0.17225 | -50.4691 | [6 empty] | 325 | 0
7609 | L_SCHUMA8_1Y | 1 | South | YES | -0.039317 | 0 | 0 | 4 |  | 1 | Hydro | -1 | 0.17299 | 0 | 0 |  |  |  |  | -0.17299 | 0 | [6 empty] | 326 | 0
7624 | L_LAKEWO9_1Y | 1 | South | YES | -0.041172 | 0 | 0 | 2.4 |  | 1 | Hydro | -1 | 0.17485 | 0 | 0 |  |  |  |  | -0.17485 | 0 | [6 empty] | 327 | 0
7624 | L_LAKEWO9_1Y | 2 | South | YES | -0.041172 | 0 | 0 | 2.4 |  | 1 | Hydro | -1 | 0.17485 | 0 | 0 |  |  |  |  | -0.17485 | 0 | [6 empty] | 328 | 0
58909 | PEARSALLSCG1 | 3 | South | YES | -0.042654 | 0 | 0 | 8.4 |  | 1.027 | Diesel | -1 | 0.17633 | 8.4 | 8.4 |  |  |  |  | -0.17633 | -1.4812 | [6 empty] | 329 | 0
58909 | PEARSALLSCG1 | 4 | South | YES | -0.042654 | 0 | 0 | 8.4 |  | 1.027 | Diesel | -1 | 0.17633 | 8.4 | 8.4 |  |  |  |  | -0.17633 | -1.4812 | [6 empty] | 330 | 0
58909 | PEARSALLSCG1 | 6 | South | YES | -0.042654 | 0 | 0 | 8.4 |  | 1.027 | Diesel | -1 | 0.17633 | 8.4 | 8.4 |  |  |  |  | -0.17633 | -1.4812 | [6 empty] | 331 | 0
58909 | PEARSALLSCG1 | 5 | South | YES | -0.042654 | 0 | 0 | 8.4 |  | 1.027 | Diesel | -1 | 0.17633 | 8.4 | 8.4 |  |  |  |  | -0.17633 | -1.4812 | [6 empty] | 332 | 0
58909 | PEARSALLSCG1 | 1 | South | YES | -0.042654 | 0 | 0 | 8.4 |  | 1.027 | Diesel | -1 | 0.17633 | 8.4 | 8.4 |  |  |  |  | -0.17633 | -1.4812 | [6 empty] | 333 | 0
58909 | PEARSALLSCG1 | 2 | South | YES | -0.042654 | 0 | 0 | 8.4 |  | 1.027 | Diesel | -1 | 0.17633 | 8.4 | 8.4 |  |  |  |  | -0.17633 | -1.4812 | [6 empty] | 334 | 0
58919 | PEARSALLSCG2 | 5 | South | YES | -0.042654 | 0 | 0 | 8.4 |  | 1.027 | Diesel | -1 | 0.17633 | 8.4 | 8.4 |  |  |  |  | -0.17633 | -1.4812 | [6 empty] | 335 | 0
58919 | PEARSALLSCG2 | 6 | South | YES | -0.042654 | 0 | 0 | 8.4 |  | 1.027 | Diesel | -1 | 0.17633 | 8.4 | 8.4 |  |  |  |  | -0.17633 | -1.4812 | [6 empty] | 336 | 0
58919 | PEARSALLSCG2 | 1 | South | YES | -0.042654 | 0 | 0 | 8.4 |  | 1.027 | Diesel | -1 | 0.17633 | 8.4 | 8.4 |  |  |  |  | -0.17633 | -1.4812 | [6 empty] | 337 | 0
58919 | PEARSALLSCG2 | 2 | South | YES | -0.042654 | 0 | 0 | 8.4 |  | 1.027 | Diesel | -1 | 0.17633 | 8.4 | 8.4 |  |  |  |  | -0.17633 | -1.4812 | [6 empty] | 338 | 0
58919 | PEARSALLSCG2 | 4 | South | YES | -0.042654 | 0 | 0 | 8.4 |  | 1.027 | Diesel | -1 | 0.17633 | 8.4 | 8.4 |  |  |  |  | -0.17633 | -1.4812 | [6 empty] | 339 | 0
58919 | PEARSALLSCG2 | 3 | South | YES | -0.042654 | 0 | 0 | 8.4 |  | 1.027 | Diesel | -1 | 0.17633 | 8.4 | 8.4 |  |  |  |  | -0.17633 | -1.4812 | [6 empty] | 340 | 0
58929 | PEARSALLSCG3 | 4 | South | YES | -0.042654 | 0 | 0 | 8.4 |  | 1.027 | Diesel | -1 | 0.17633 | 8.4 | 8.4 |  |  |  |  | -0.17633 | -1.4812 | [6 empty] | 341 | 0
58929 | PEARSALLSCG3 | 6 | South | YES | -0.042654 | 0 | 0 | 8.4 |  | 1.027 | Diesel | -1 | 0.17633 | 8.4 | 8.4 |  |  |  |  | -0.17633 | -1.4812 | [6 empty] | 342 | 0
58929 | PEARSALLSCG3 | 2 | South | YES | -0.042654 | 0 | 0 | 8.4 |  | 1.027 | Diesel | -1 | 0.17633 | 8.4 | 8.4 |  |  |  |  | -0.17633 | -1.4812 | [6 empty] | 343 | 0
58929 | PEARSALLSCG3 | 5 | South | YES | -0.042654 | 0 | 0 | 8.4 |  | 1.027 | Diesel | -1 | 0.17633 | 8.4 | 8.4 |  |  |  |  | -0.17633 | -1.4812 | [6 empty] | 344 | 0
58929 | PEARSALLSCG3 | 1 | South | YES | -0.042654 | 0 | 0 | 8.4 |  | 1.027 | Diesel | -1 | 0.17633 | 8.4 | 8.4 |  |  |  |  | -0.17633 | -1.4812 | [6 empty] | 345 | 0
58929 | PEARSALLSCG3 | 3 | South | YES | -0.042654 | 0 | 0 | 8.4 |  | 1.027 | Diesel | -1 | 0.17633 | 8.4 | 8.4 |  |  |  |  | -0.17633 | -1.4812 | [6 empty] | 346 | 0
58949 | PEARSALLSCG4 | 3 | South | YES | -0.042654 | 0 | 0 | 8.4 |  | 1.027 | Diesel | -1 | 0.17633 | 8.4 | 8.4 |  |  |  |  | -0.17633 | -1.4812 | [6 empty] | 347 | 0
58949 | PEARSALLSCG4 | 2 | South | YES | -0.042654 | 0 | 0 | 8.4 |  | 1.027 | Diesel | -1 | 0.17633 | 8.4 | 8.4 |  |  |  |  | -0.17633 | -1.4812 | [6 empty] | 348 | 0
58949 | PEARSALLSCG4 | 1 | South | YES | -0.042654 | 0 | 0 | 8.4 |  | 1.027 | Diesel | -1 | 0.17633 | 8.4 | 8.4 |  |  |  |  | -0.17633 | -1.4812 | [6 empty] | 349 | 0
58949 | PEARSALLSCG4 | 4 | South | YES | -0.042654 | 0 | 0 | 8.4 |  | 1.027 | Diesel | -1 | 0.17633 | 8.4 | 8.4 |  |  |  |  | -0.17633 | -1.4812 | [6 empty] | 350 | 0
58949 | PEARSALLSCG4 | 6 | South | YES | -0.042654 | 0 | 0 | 8.4 |  | 1.027 | Diesel | -1 | 0.17633 | 8.4 | 8.4 |  |  |  |  | -0.17633 | -1.4812 | [6 empty] | 351 | 0
58949 | PEARSALLSCG4 | 5 | South | YES | -0.042654 | 0 | 0 | 8.4 |  | 1.027 | Diesel | -1 | 0.17633 | 8.4 | 8.4 |  |  |  |  | -0.17633 | -1.4812 | [6 empty] | 352 | 0
7800 | L_GUADGE1_1Y | 1 | South | YES | -0.043333 | 147 | 30 | 147 | 0 | 1.02 | CC | -1 | 0.17701 | 147 | 147 |  |  |  |  | -0.17701 | -26.0199 | [6 empty] | 353 | 0
7801 | L_GUADGE1_2Y | 2 | South | YES | -0.043333 | 138 | 30 | 138 | 0 | 1.02 | CC | -1 | 0.17701 | 138 | 138 |  |  |  |  | -0.17701 | -24.4269 | [6 empty] | 354 | 0
7802 | L_GUADGE1_3Y | 3 | South | YES | -0.043333 | 146 | 30 | 146 | 0 | 1.02 | CC | -1 | 0.17701 | 146 | 146 |  |  |  |  | -0.17701 | -25.8429 | [6 empty] | 355 | 0
7803 | L_GUADGE1_4Y | 4 | South | YES | -0.043333 | 149 | 30 | 149 | 0 | 1.02 | CC | -1 | 0.17701 | 149 | 149 |  |  |  |  | -0.17701 | -26.374 | [6 empty] | 356 | 0
7804 | L_GUADGE1_5Y | 5 | South | YES | -0.043333 | 182 | 30 | 182 | 0 | 1.02 | CC | -1 | 0.17701 | 182 | 182 |  |  |  |  | -0.17701 | -32.2152 | [6 empty] | 357 | 0
7805 | L_GUADGE1_6Y | 6 | South | YES | -0.043333 | 203 | 30 | 203 | 0 | 1.02 | CC | -1 | 0.17701 | 203 | 203 |  |  |  |  | -0.17701 | -35.9323 | [6 empty] | 358 | 0
5028 | BRAUNIG_VHB3 | 3 | South | YES | -0.044451 | 407 | 60 | 407 | 0 | 1.0138 | GST | -1 | 0.17812 | 407 | 407 |  |  |  |  | -0.17812 | -72.4967 | [6 empty] | 359 | 0
5396 | CALAVER_OWS1 | 1 | South | YES | -0.044475 | 418 | 80 | 418 | 0 | 1.0192 | GST | -1 | 0.17815 | 418 | 418 |  |  |  |  | -0.17815 | -74.4661 | [6 empty] | 360 | 0
5397 | CALAVER_OWS2 | 2 | South | YES | -0.044475 | 400 | 80 | 400 | 0 | 1.0192 | GST | -1 | 0.17815 | 400 | 400 |  |  |  |  | -0.17815 | -71.2594 | [6 empty] | 361 | 0
5111 | CALAVER_JTD1 | 1 | South | YES | -0.044479 | 430 | 80 | 430 | 0 | 1.0138 | LIGCO | -1 | 0.17815 | 0 | 430 |  |  |  |  | -0.17815 | 0 | [6 empty] | 362 | 0
5112 | CALAVER_JTD2 | 2 | South | YES | -0.044479 | 430 | 80 | 430 | 0 | 1.0138 | LIGCO | -1 | 0.17815 | 0 | 430 |  |  |  |  | -0.17815 | 0 | [6 empty] | 363 | 0
5436 | TUTTL_WBT1G1 | 1 | South | YES | -0.04451 | 48.8 | 20 | 61 | 0 | 1.012 | GST | -1 | 0.17818 | 61 | 61 |  |  |  |  | -0.17818 | -10.8692 | [6 empty] | 364 | 0
5438 | TUTTL_WBT3G3 | 3 | South | YES | -0.04451 | 95 | 25 | 95 | 0 | 1.012 | GST | -1 | 0.17818 | 95 | 95 |  |  |  |  | -0.17818 | -16.9274 | [6 empty] | 365 | 0
5439 | TUTTL_WBT4G4 | 4 | South | YES | -0.04451 | 151 | 40 | 151 | 0 | 1.012 | GST | -1 | 0.17818 | 151 | 151 |  |  |  |  | -0.17818 | -26.9057 | [6 empty] | 366 | 0
5264 | LEON_LCP3G3 | 3 | South | YES | -0.044533 | 0 | 20 | 58 |  | 1.0197 | GST | -1 | 0.17821 | 58 | 58 |  |  |  |  | -0.17821 | -10.336 | [6 empty] | 367 | 0
5265 | LEON_LCP4G4 | 4 | South | YES | -0.044533 | 89 | 25 | 89 | 0 | 1.0197 | GST | -1 | 0.17821 | 89 | 89 |  |  |  |  | -0.17821 | -15.8604 | [6 empty] | 368 | 0
5266 | LEON_LCPCT1 | 1 | South | YES | -0.044533 | 44 | 24 | 44 | 0 | 1.0197 | GGT | -1 | 0.17821 | 44 | 44 |  |  |  |  | -0.17821 | -7.8411 | [6 empty] | 369 | 0
5267 | LEON_LCPCT2 | 2 | South | YES | -0.044533 | 44 | 24 | 44 | 0 | 1.0197 | GGT | -1 | 0.17821 | 44 | 44 |  |  |  |  | -0.17821 | -7.8411 | [6 empty] | 370 | 0
5268 | LEON_LCPCT3 | 3 | South | YES | -0.044533 | 43 | 24 | 43 | 0 | 1.0197 | GGT | -1 | 0.17821 | 43 | 43 |  |  |  |  | -0.17821 | -7.6629 | [6 empty] | 371 | 0
5269 | LEON_LCPCT4 | 4 | South | YES | -0.044533 | 45 | 24 | 45 | 0 | 1.0197 | GGT | -1 | 0.17821 | 45 | 45 |  |  |  |  | -0.17821 | -8.0193 | [6 empty] | 372 | 0
5026 | BRAUNIG_VHB1 | 1 | South | YES | -0.044647 | 215 | 40 | 215 | 0 | 1.0192 | GST | -1 | 0.17832 | 215 | 215 |  |  |  |  | -0.17832 | -38.3389 | [6 empty] | 373 | 0
5027 | BRAUNIG_VHB2 | 2 | South | YES | -0.044647 | 216 | 40 | 216 | 0 | 1.0192 | GST | -1 | 0.17832 | 216 | 216 |  |  |  |  | -0.17832 | -38.5172 | [6 empty] | 374 | 0
5890 | PEARSALLGEN1 | 1 | South | YES | -0.044949 | 19.2 | 6 | 24 | 0 | 1.0226 | GST | -1 | 0.17862 | 24 | 24 |  |  |  |  | -0.17862 | -4.2869 | [6 empty] | 375 | 0
5891 | PEARSALLGEN2 | 1 | South | YES | -0.044949 | 19.4 | 6 | 24.3 | 0 | 1.0226 | GST | -1 | 0.17862 | 24.3 | 24.3 |  |  |  |  | -0.17862 | -4.3405 | [6 empty] | 376 | 0
5892 | PEARSALLGEN3 | 1 | South | YES | -0.044949 | 19.1 | 6 | 23.9 | 0 | 1.0226 | GST | -1 | 0.17862 | 23.9 | 23.9 |  |  |  |  | -0.17862 | -4.2691 | [6 empty] | 377 | 0
5476 | BRA_AVR1_CT1 | 1 | South | YES | -0.046193 | 155 | 90 | 155 | 0 | 1.025 | CC | -1 | 0.17987 | 155 | 155 |  |  |  |  | -0.17987 | -27.8793 | [6 empty] | 378 | 0
5477 | BRA_AVR1_ST | 1 | South | YES | -0.046193 | 174 | 138 | 174 | 0 | 1.025 | CC | -1 | 0.17987 | 174 | 174 |  |  |  |  | -0.17987 | -31.2968 | [6 empty] | 379 | 0
5478 | BRA_AVR1_CT2 | 1 | South | YES | -0.046193 | 155 | 90 | 155 | 0 | 1.025 | CC | -1 | 0.17987 | 155 | 155 |  |  |  |  | -0.17987 | -27.8793 | [6 empty] | 380 | 0
5401 | CALAVER_JKS1 | 1 | South | YES | -0.047355 | 562 | 100 | 562 | 0 | 1.026 | LIGCO | -1 | 0.18103 | 0 | 562 |  |  |  |  | -0.18103 | 0 | [6 empty] | 381 | 0
8189 | CUECPL2A | 1 | South | YES | -0.050271 | 12 | 0 | 12 | 0 | 1.02 | Cogen | -1 | 0.18394 | 0 | 0 |  |  |  |  | -0.18394 | 0 | [6 empty] | 382 | 0
5903 | SANMIGUELGEN | 1 | South | YES | -0.053382 | 396.3 | 180 | 396.3 | 0 | 1.0336 | LIGCO | -1 | 0.18706 | 0 | 396.3 |  |  |  |  | -0.18706 | 0 | [6 empty] | 383 | 0
80265 | LARECU40A | 4 | South | YES | -0.054285 | 80 | 0 | 100 |  | 1.039 | GGT | -1 | 0.18796 | 100 | 100 |  |  |  |  | -0.18796 | -18.7958 | [6 empty] | 384 | 0
80266 | LARECU50A | 5 | South | YES | -0.054285 | 80 | 0 | 100 |  | 1.039 | GGT | -1 | 0.18796 | 100 | 100 |  |  |  |  | -0.18796 | -18.7958 | [6 empty] | 385 | 0
80012 | LAR | F | South | YES | -0.054289 | 0 | 0 | 0 | 0 | 1.04 | DCTie | -1 | 0.18796 | 0 | 0 |  |  |  |  | -0.18796 | 0 | [6 empty] | 386 | 0
88299 | ZAPATA | F | South | YES | -0.060699 | 0 | 0 | 0 | 0 | 1.02 | BLT | -1 | 0.19437 | 0 | 0 |  |  |  |  | -0.19437 | 0 | [6 empty] | 387 | 0
88198 | BEEVILLE | F | South | YES | -0.063541 | 0 | 0 | 0 | 0 | 1.02 | AVR | -1 | 0.19721 | 0 | 0 |  |  |  |  | -0.19721 | 0 | [6 empty] | 388 | 0
5728 | FALCONHYDRO2 | 2 | South | YES | -0.065047 | 12 | 0 | 12 | 0 | 1.0234 | Hydro | -1 | 0.19872 | 0 | 0 |  |  |  |  | -0.19872 | 0 | [6 empty] | 389 | 0
5729 | FALCONHYDRO3 | 3 | South | YES | -0.065047 | 11 | 0 | 11 | 0 | 1.0234 | Hydro | -1 | 0.19872 | 0 | 0 |  |  |  |  | -0.19872 | 0 | [6 empty] | 390 | 0
8048 | FALCONHYDRO1 | 1 | South | YES | -0.065047 | 12 | 0 | 12 | 0 | 1.0234 | Hydro | -1 | 0.19872 | 0 | 0 |  |  |  |  | -0.19872 | 0
88508 | FALFURRI | F | South | YES | -0.065849 | 0 | 0 | 0 | 0 | 1 | AVR | -1 | 0.19952 | 0 | 0 |  |  |  |  | -0.19952 | 0
8161 | COLETO0A | 1 | South | YES | -0.06713 | 633 | 200 | 633 | 0 | 1.03 | LIGCO | -1 | 0.2008 | 0 | 633 |  |  |  |  | -0.2008 | 0
8933 | FGNTS001 | 1 | South | YES | -0.069591 | 146.5 | 0 | 146.5 | 0 | 1.03 | CC | -1 | 0.20326 | 146.5 | 146.5 |  |  |  |  | -0.20326 | -29.7782
8934 | FGNTS101 | 2 | South | YES | -0.069591 | 147.9 | 0 | 147.9 | 0 | 1.03 | CC | -1 | 0.20326 | 147.9 | 147.9 |  |  |  |  | -0.20326 | -30.0628
8935 | FGNTS201 | 3 | South | YES | -0.069591 | 173 | 0 | 173 | 0 | 1.03 | CC | -1 | 0.20326 | 173 | 173 |  |  |  |  | -0.20326 | -35.1648
8981 | HECN1 | 1 | South | YES | -0.070355 | 144.8 | 0 | 144.8 | 0 | 1.0304 | CC | -1 | 0.20403 | 144.8 | 144.8 |  |  |  |  | -0.20403 | -29.5433
8982 | HECN2 | 2 | South | YES | -0.070355 | 144.1 | 0 | 144.1 | 0 | 1.0304 | CC | -1 | 0.20403 | 144.1 | 144.1 |  |  |  |  | -0.20403 | -29.4005
8983 | HECN3 | 3 | South | YES | -0.070355 | 171.9 | 0 | 171.9 | 0 | 1.0304 | CC | -1 | 0.20403 | 171.9 | 171.9 |  |  |  |  | -0.20403 | -35.0725
8936 | MVGN#1 | 1 | South | YES | -0.070356 | 216.6 | 0 | 216.6 | 0 | 1.0304 | CC | -1 | 0.20403 | 216.6 | 216.6 |  |  |  |  | -0.20403 | -44.1928
8937 | MVGN#2 | 2 | South | YES | -0.070356 | 216.7 | 0 | 216.7 | 0 | 1.0304 | CC | -1 | 0.20403 | 216.7 | 216.7 |  |  |  |  | -0.20403 | -44.2132
8938 | MVGN#3 | 3 | South | YES | -0.070356 | 250.9 | 0 | 250.9 | 0 | 1.0304 | CC | -1 | 0.20403 | 250.9 | 250.9 |  |  |  |  | -0.20403 | -51.191
80003 | MILHWYS | F | South | YES | -0.070691 | 0 | 0 | 0 | 0 | 1.0168 | AVR | -1 | 0.20436 | 0 | 0 |  |  |  |  | -0.20436 | 0
5932 | SI_RAY9 | 9 | South | YES | -0.070692 | 32 | 32 | 38 | 0 | 1.035 | CC | -1 | 0.20437 | 38 | 38 |  |  |  |  | -0.20437 | -7.7659
5933 | SI_RAY6 | 6 | South | YES | -0.070692 | 15.4 | 10 | 19.3 | 0 | 1.035 | GST | -1 | 0.20437 | 19.3 | 19.3 |  |  |  |  | -0.20437 | -3.9443
5935 | SI_RAY10 | 10 | South | YES | -0.070692 | 47 | 10 | 47 | 0 | 1.03 | CC | -1 | 0.20437 | 47 | 47 |  |  |  |  | -0.20437 | -9.6052
80080 | GWINDT11A | 3 | South | YES | -0.070896 | 0 | 0 | 38 | 0 | 1.025 | Wind | -1 | 0.20457 | 0 | 38 |  |  |  |  | -0.20457 | 0
80080 | GWINDT11A | 4 | South | YES | -0.070896 | 3.8 | 0 | 19 | 0 | 1.025 | Wind | -1 | 0.20457 | 0 | 19 |  |  |  |  | -0.20457 | 0
80080 | GWINDT11A | 2 | South | YES | -0.070896 | 0 | 0 | 41 | 0 | 1.025 | Wind | -1 | 0.20457 | 0 | 41 |  |  |  |  | -0.20457 | 0
80080 | GWINDT11A | 1 | South | YES | -0.070896 | 28.2 | 0 | 94 | 0 | 1.025 | Wind | -1 | 0.20457 | 0 | 94 |  |  |  |  | -0.20457 | 0
80081 | GWINDT21A | 4 | South | YES | -0.070896 | 4.4 | 0 | 22 | 0 | 1.025 | Wind | -1 | 0.20457 | 0 | 22 |  |  |  |  | -0.20457 | 0
80081 | GWINDT21A | 1 | South | YES | -0.070896 | 28.2 | 0 | 94 | 0 | 1.025 | Wind | -1 | 0.20457 | 0 | 94 |  |  |  |  | -0.20457 | 0
80081 | GWINDT21A | 3 | South | YES | -0.070896 | 8.6 | 0 | 43 | 0 | 1.025 | Wind | -1 | 0.20457 | 0 | 43 |  |  |  |  | -0.20457 | 0
80081 | GWINDT21A | 2 | South | YES | -0.070896 | 7.2 | 0 | 36 | 0 | 1.025 | Wind | -1 | 0.20457 | 0 | 36 |  |  |  |  | -0.20457 | 0
80180 | PNSCALT11A | 2 | South | YES | -0.070896 | 10 | 0 | 50 | 0 | 1.025 | Wind | -1 | 0.20457 | 0 | 50 |  |  |  |  | -0.20457 | 0
80180 | PNSCALT11A | 1 | South | YES | -0.070896 | 43.8 | 0 | 148 | 0 | 1.025 | Wind | -1 | 0.20457 | 0 | 148 |  |  |  |  | -0.20457 | 0
80181 | PNSCALT21A | 2 | South | YES | -0.070896 | 10 | 0 | 50 | 0 | 1.025 | Wind | -1 | 0.20457 | 0 | 50 |  |  |  |  | -0.20457 | 0
80181 | PNSCALT21A | 1 | South | YES | -0.070896 | 16.5 | 0 | 55 | 0 | 1.025 | Wind | -1 | 0.20457 | 0 | 55 |  |  |  |  | -0.20457 | 0
8517 | CELANEBI0A | 1 | South | YES | -0.07099 | 29 | 0 | 29 | 0 | 1.02 | Cogen | -1 | 0.20466 | 0 | 0 |  |  |  |  | -0.20466 | 0
8461 | KOCH_UP0A | 1 | South | YES | -0.071593 | 38 | 0 | 38 | 0 | 1.012 | Cogen | -1 | 0.20527 | 0 | 0 |  |  |  |  | -0.20527 | 0
8511 | OXY_CC0A | 1 | South | YES | -0.071654 | 30.3 | 0 | 38 | 0 | 1.027 | Cogen | -1 | 0.20533 | 0 | 0 |  |  |  |  | -0.20533 | 0
8506 | VAL #1 | 1 | South | YES | -0.071766 | 20.9 | 0 | 25 | 0 | 1.0055 | Cogen | -1 | 0.20544 | 0 | 0 |  |  |  |  | -0.20544 | 0
8507 | VAL #2 | 2 | South | YES | -0.071766 | 20.9 | 0 | 25 | 0 | 1.0055 | Cogen | -1 | 0.20544 | 0 | 0 |  |  |  |  | -0.20544 | 0
8459 | B_DAVIS0B | MB | South | YES | -0.071919 | 0 | 50 | 339 |  | 1.03 | GSC | -1 | 0.20559 | 0 | 0 |  |  |  |  | -0.20559 | 0
8460 | B_DAVIS0A | MB | South | YES | -0.071919 | 0 | 50 | 340 |  | 1.03 | GSC | -1 | 0.20559 | 0 | 0 |  |  |  |  | -0.20559 | 0
80263 | B_DAVIS31A | 3 | South | YES | -0.071919 | 0 | 0 | 180 |  | 1.0366 | CC | -1 | 0.20559 | 180 | 180 |  |  |  |  | -0.20559 | -37.0066
80264 | B_DAVIS41A | 4 | South | YES | -0.071919 | 0 | 0 | 180 |  | 1.0366 | CC | -1 | 0.20559 | 180 | 180 |  |  |  |  | -0.20559 | -37.0066
8456 | COSW#1 | 1 | South | YES | -0.072091 | 20 | 0 | 20 | 0 | 1.027 | Cogen | -1 | 0.20576 | 0 | 0 |  |  |  |  | -0.20576 | 0
8457 | COSW#2 | 2 | South | YES | -0.072091 | 14 | 0 | 14 | 0 | 1.027 | Cogen | -1 | 0.20576 | 0 | 0 |  |  |  |  | -0.20576 | 0
8560 | CNOPGT1 | 1 | South | YES | -0.072175 | 148.3 | 0 | 148.3 | 0 | 1.03 | Cogen | -1 | 0.20585 | 0 | 0 |  |  |  |  | -0.20585 | 0
8561 | CNOPGT2 | 2 | South | YES | -0.072175 | 148.6 | 0 | 148.6 | 0 | 1.03 | Cogen | -1 | 0.20585 | 0 | 0 |  |  |  |  | -0.20585 | 0
8562 | CNOPST1 | 3 | South | YES | -0.072175 | 153 | 0 | 153 | 0 | 1.03 | Cogen | -1 | 0.20585 | 0 | 0 |  |  |  |  | -0.20585 | 0
8442 | NBEC7 | 7 | South | YES | -0.072192 | 0 | 81 | 367 |  | 1.0298 | GST | -1 | 0.20587 | 367 | 367 |  |  |  |  | -0.20587 | -75.5526
8442 | NBEC7 | MB | South | YES | -0.072192 | 0 | 81 | 367 |  | 1.0298 | GST | -1 | 0.20587 | 0 | 0 |  |  |  |  | -0.20587 | 0
8926 | LGE_GT10A | 1 | South | YES | -0.073686 | 158 | 0 | 158 | 0 | 1.03 | Cogen | -1 | 0.20736 | 0 | 0 |  |  |  |  | -0.20736 | 0
8927 | LGE_GT20A | 2 | South | YES | -0.073686 | 153 | 0 | 153 | 0 | 1.03 | Cogen | -1 | 0.20736 | 0 | 0 |  |  |  |  | -0.20736 | 0
8928 | LGE_STG0A | 3 | South | YES | -0.073686 | 100 | 0 | 100 | 0 | 1.03 | Cogen | -1 | 0.20736 | 0 | 0 |  |  |  |  | -0.20736 | 0
8930 | ICPGN10A | 1 | South | YES | -0.073686 | 149 | 0 | 149 | 0 | 1.03 | Cogen | -1 | 0.20736 | 0 | 0 |  |  |  |  | -0.20736 | 0
8931 | ICPGN20A | 2 | South | YES | -0.073686 | 150 | 0 | 150 | 0 | 1.03 | Cogen | -1 | 0.20736 | 0 | 0 |  |  |  |  | -0.20736 | 0
8932 | ICPGN30A | 3 | South | YES | -0.073686 | 127 | 0 | 127 | 0 | 1.03 | Cogen | -1 | 0.20736 | 0 | 0 |  |  |  |  | -0.20736 | 0
80223 | REYSHR G | 1 | South | YES | -0.073686 | 12 | 0 | 12 | 0 | 1.032 | Cogen | -1 | 0.20736 | 0 | 0 |  |  |  |  | -0.20736 | 0
8173 | VICEC51A | 5 | South | YES | -0.074109 | 144 | 18 | 144 | 0 | 1.025 | CC | -1 | 0.20778 | 144 | 144 |  |  |  |  | -0.20778 | -29.9207
8174 | VICEC61A | 6 | South | YES | -0.074109 | 188 | 42 | 188 | 0 | 1.025 | CC | -1 | 0.20778 | 188 | 188 |  |  |  |  | -0.20778 | -39.0631
5508 | RAYBURNCC9 | 1 | South | YES | -0.075469 | 47.7 | 18.2 | 47.7 | 0 | 1.0296 | CC | -1 | 0.20914 | 47.7 | 47.7 |  |  |  |  | -0.20914 | -9.9761
5509 | RAYBURNCC10 | 1 | South | YES | -0.075469 | 37.3 | 5.2 | 37.3 | 0 | 1.0296 | CC | -1 | 0.20914 | 37.3 | 37.3 |  |  |  |  | -0.20914 | -7.801
5511 | RAYBURNCC7 | 1 | South | YES | -0.075469 | 47.5 | 18.2 | 47.5 | 0 | 1.0296 | CC | -1 | 0.20914 | 47.5 | 47.5 |  |  |  |  | -0.20914 | -9.9343
5512 | RAYBURNCC8 | 1 | South | YES | -0.075469 | 49.3 | 18.2 | 49.3 | 0 | 1.0296 | CC | -1 | 0.20914 | 49.3 | 49.3 |  |  |  |  | -0.20914 | -10.3107
8066 | DUP1V#1 | 1 | South | YES | -0.075566 | 52.3 | 0 | 73 | 0 | 1.01 | Cogen | -1 | 0.20924 | 0 | 0 |  |  |  |  | -0.20924 | 0
5503 | RAYBURNGEN3 | 1 | South | YES | -0.076173 | 17.6 | 6 | 22 | 0 | 1.0224 | GST | -1 | 0.20985 | 22 | 22 |  |  |  |  | -0.20985 | -4.6166
5505 | RAYBURNGEN1 | 1 | South | YES | -0.076173 | 0 | 1 | 11 |  | 1.0223 | GGT | -1 | 0.20985 | 11 | 11 |  |  |  |  | -0.20985 | -2.3083
5506 | RAYBURNGEN2 | 1 | South | YES | -0.076173 | 0 | 1 | 11 |  | 1.0223 | GGT | -1 | 0.20985 | 11 | 11 |  |  |  |  | -0.20985 | -2.3083
80224 | VISTRONG1 | 1 | South | YES | -0.078045 | 13.1 | 0 | 15 | 0 | 1.01 | Cogen | -1 | 0.21172 | 0 | 0 |  |  |  |  | -0.21172 | 0
80225 | VISTRONG2 | 2 | South | YES | -0.078045 | 20.2 | 0 | 23 | 0 | 1.01 | Cogen | -1 | 0.21172 | 0 | 0 |  |  |  |  | -0.21172 | 0
80227 | AIRCO G | 1 | South | YES | -0.078921 | 7.2 | 0 | 8 | 0 | 1.0104 | Cogen | -1 | 0.21259 | 0 | 0 |  |  |  |  | -0.21259 | 0
80140 | CSDR11 | 11 | South | YES | -0.079492 | 33.9 | 0 | 39 | 0 | 1.03 | DCTie | -1 | 0.21317 | 0 | 0 |  |  |  |  | -0.21317 | 0
8147 | UCAR #2 | 10 | South | YES | -0.079493 | 18.2 | 0 | 28 |  | 1 | Cogen | -1 | 0.21317 | 0 | 0 |  |  |  |  | -0.21317 | 0
8148 | UCAR #1 | 2 | South | YES | -0.079493 | 6.1 | 0 | 7 | 0 | 1.009 | Cogen | -1 | 0.21317 | 0 | 0 |  |  |  |  | -0.21317 | 0
80137 | CSDR89 | 9 | South | YES | -0.079493 | 15 | 0 | 15 | 0 | 1.003 | DCTie | -1 | 0.21317 | 0 | 0 |  |  |  |  | -0.21317 | 0
80137 | CSDR89 | 8 | South | YES | -0.079493 | 33.9 | 0 | 39 | 0 | 1.003 | DCTie | -1 | 0.21317 | 0 | 0 |  |  |  |  | -0.21317 | 0
80138 | CSDR7 | 7 | South | YES | -0.079493 | 6.1 | 0 | 7 | 0 | 1.014 | DCTie | -1 | 0.21317 | 0 | 0 |  |  |  |  | -0.21317 | 0
80139 | CSDR56 | 6 | South | YES | -0.079493 | 0 | 0 | 39 |  | 1.0033 | DCTie | -1 | 0.21317 | 0 | 0 |  |  |  |  | -0.21317 | 0
80139 | CSDR56 | 5 | South | YES | -0.079493 | 15 | 0 | 15 |  | 1.0033 | DCTie | -1 | 0.21317 | 0 | 0 |  |  |  |  | -0.21317 | 0
80226 | ALCOA G | 1 | South | YES | -0.083157 | 32.3 | 5 | 48 | 0 | 1.015 | Cogen | -1 | 0.21683 | 0 | 0 |  |  |  |  | -0.21683 | 0
8134 | FOR #1 | 1 | South | YES | -0.084263 | 54.1 | 45 | 79 | 0 | 1 | Cogen | -1 | 0.21794 | 0 | 0 |  |  |  |  | -0.21794 | 0
8138 | FOR #2 | 2 | South | YES | -0.084263 | 63.1 | 45 | 81 | 0 | 1 | Cogen | -1 | 0.21794 | 0 | 0 |  |  |  |  | -0.21794 | 0
8153 | FOR #3 | 3 | South | YES | -0.084263 | 63.1 | 45 | 79.9 | 0 | 1 | Cogen | -1 | 0.21794 | 0 | 0 |  |  |  |  | -0.21794 | 0
8154 | FOR #4 | 4 | South | YES | -0.084263 | 63.1 | 60 | 80 | 0 | 1 | Cogen | -1 | 0.21794 | 0 | 0 |  |  |  |  | -0.21794 | 0
8155 | FOR #5 | 5 | South | YES | -0.084263 | 63.1 | 60 | 78.4 | 0 | 1 | Cogen | -1 | 0.21794 | 0 | 0 |  |  |  |  | -0.21794 | 0
8156 | FOR #6 | 6 | South | YES | -0.084263 | 24.9 | 5 | 25 | 0 | 1 | Cogen | -1 | 0.21794 | 0 | 0 |  |  |  |  | -0.21794 | 0
8157 | FOR #7 | 7 | South | YES | -0.084263 | 28.8 | 5 | 46 | 0 | 1 | Cogen | -1 | 0.21794 | 0 | 0 |  |  |  |  | -0.21794 | 0
80051 | FOR #8 | 8 | South | YES | -0.084263 | 28 | 28 | 28 |  | 1 | Cogen | -1 | 0.21794 | 0 | 0 |  |  |  |  | -0.21794 | 0
80052 | FOR #9 | 9 | South | YES | -0.084263 | 29.7 | 5 | 43.6 | 0 | 1 | Cogen | -1 | 0.21794 | 0 | 0 |  |  |  |  | -0.21794 | 0
80053 | FOR #10 | 10 | South | YES | -0.084263 | 68.4 | 45 | 75 | 0 | 1 | Cogen | -1 | 0.21794 | 0 | 0 |  |  |  |  | -0.21794 | 0
5911 | STP_GN1___1 | 1 | Houston | YES | -0.1235 | 1333 | 1249 | 1333 | 0 | 1.0406 | Nuc | -1 | 0.25717 | 0 | 0 |  |  | 0 | 0 | -0.25717 | 0
5912 | STP_GN2___2 | 2 | Houston | YES | -0.1235 | 1332 | 1249 | 1332 | 0 | 1.0406 | Nuc | -1 | 0.25717 | 0 | 0 |  |  | 0 | 0 | -0.25717 | 0
48731 | CBE_GT1 | 1 | Houston | YES | -0.12437 | 76 | 0 | 76 | 0 | 1.029 | CC | -1 | 0.25804 | 76 | 76 |  |  | -9.452 | 76 | -0.25804 | -19.6112
48732 | CBE_GT2 | 1 | Houston | YES | -0.12437 | 76 | 0 | 76 | 0 | 1.029 | CC | -1 | 0.25804 | 76 | 76 |  |  | -9.452 | 76 | -0.25804 | -19.6112
48733 | CBE_ST12 | 1 | Houston | YES | -0.12437 | 105 | 0 | 105 | 0 | 1.029 | CC | -1 | 0.25804 | 105 | 105 |  |  | -13.0586 | 105 | -0.25804 | -27.0944
48734 | CBE_GT3 | 1 | Houston | YES | -0.12437 | 76 | 0 | 76 | 0 | 1.029 | CC | -1 | 0.25804 | 76 | 76 |  |  | -9.452 | 76 | -0.25804 | -19.6112
48735 | CBE_GT4 | 1 | Houston | YES | -0.12437 | 76 | 0 | 76 | 0 | 1.029 | CC | -1 | 0.25804 | 76 | 76 |  |  | -9.452 | 76 | -0.25804 | -19.6112
48736 | CBE_ST34 | 1 | Houston | YES | -0.12437 | 105 | 0 | 105 | 0 | 1.029 | CC | -1 | 0.25804 | 105 | 105 |  |  | -13.0586 | 105 | -0.25804 | -27.0944
48911 | TGF_GT1_8000 | 1 | Houston | YES | -0.12873 | 69.2 | 0 | 69.2 |  | 1.029 | Cogen | -1 | 0.26241 | 0 | 0 |  |  | 0 | 0 | -0.26241 | 0
49851 | DOW17000 | 37 | Houston | YES | -0.14285 | 39 | 0 | 62 | 0 | 1 | Cogen | -1 | 0.27652 | 0 | 0 |  |  | 0 | 0 | -0.27652 | 0
49858 | DOW38100 | 31 | Houston | YES | -0.14285 | 45 | 0 | 71.4 |  | 1 | Cogen | -1 | 0.27652 | 0 | 0 |  |  | 0 | 0 | -0.27652 | 0
49859 | DOW38200 | 33 | Houston | YES | -0.14285 | 28 | 0 | 45 | 0 | 1 | Cogen | -1 | 0.27652 | 0 | 0 |  |  | 0 | 0 | -0.27652 | 0
49860 | DOW38300 | 32 | Houston | YES | -0.14285 | 63 | 0 | 101 |  | 1 | Cogen | -1 | 0.27652 | 0 | 0 |  |  | 0 | 0 | -0.27652 | 0
49862 | DOW39100 | 36 | Houston | YES | -0.14285 | 54 | 0 | 86 | 0 | 1 | Cogen | -1 | 0.27652 | 0 | 0 |  |  | 0 | 0 | -0.27652 | 0
49863 | DOW39200 | 35 | Houston | YES | -0.14285 | 55 | 0 | 88 | 0 | 1 | Cogen | -1 | 0.27652 | 0 | 0 |  |  | 0 | 0 | -0.27652 | 0
49865 | DOW41000 | 41 | Houston | YES | -0.14285 | 31 | 0 | 50 |  | 1 | Cogen | -1 | 0.27652 | 0 | 0 |  |  | 0 | 0 | -0.27652 | 0
49866 | DOW42000 | 42 | Houston | YES | -0.14285 | 11 | 0 | 18 |  | 1 | Cogen | -1 | 0.27652 | 0 | 0 |  |  | 0 | 0 | -0.27652 | 0
49869 | DOW49000 | 45 | Houston | YES | -0.14285 | 59 | 0 | 94 |  | 1 | Cogen | -1 | 0.27652 | 0 | 0 |  |  | 0 | 0 | -0.27652 | 0
49870 | DOW61000 | 61 | Houston | YES | -0.14285 | 44 | 0 | 70 | 0 | 1 | Cogen | -1 | 0.27652 | 0 | 0 |  |  | 0 | 0 | -0.27652 | 0
49871 | DOW62000 | 62 | Houston | YES | -0.14285 | 40 | 0 | 63 | 0 | 1 | Cogen | -1 | 0.27652 | 0 | 0 |  |  | 0 | 0 | -0.27652 | 0
49872 | DOW63000 | 63 | Houston | YES | -0.14285 | 45 | 0 | 72 | 0 | 1 | Cogen | -1 | 0.27652 | 0 | 0 |  |  | 0 | 0 | -0.27652 | 0
49873 | DOW64000 | 64 | Houston | YES | -0.14285 | 41 | 0 | 64.8 | 0 | 1 | Cogen | -1 | 0.27652 | 0 | 0 |  |  | 0 | 0 | -0.27652 | 0
49876 | DOW65000 | 65 | Houston | YES | -0.14285 | 63 | 0 | 101 | 0 | 1 | Cogen | -1 | 0.27652 | 0 | 0 |  |  | 0 | 0 | -0.27652 | 0
49877 | DOW66000 | 66 | Houston | YES | -0.14285 | 61 | 0 | 97 | 0 | 1 | Cogen | -1 | 0.27652 | 0 | 0 |  |  | 0 | 0 | -0.27652 | 0
49878 | DOW67000 | 67 | Houston | YES | -0.14285 | 65 | 0 | 103 | 0 | 1 | Cogen | -1 | 0.27652 | 0 | 0 |  |  | 0 | 0 | -0.27652 | 0
49882 | DOW81000 | 81 | Houston | YES | -0.14285 | 47 | 0 | 76 | 0 | 1 | Cogen | -1 | 0.27652 | 0 | 0 |  |  | 0 | 0 | -0.27652 | 0
49884 | DOW82000 | 82 | Houston | YES | -0.14285 | 51 | 0 | 80 | 0 | 1 | Cogen | -1 | 0.27652 | 0 | 0 |  |  | 0 | 0 | -0.27652 | 0
49885 | DOW83000 | 83 | Houston | YES | -0.14285 | 51 | 0 | 80 | 0 | 1 | Cogen | -1 | 0.27652 | 0 | 0 |  |  | 0 | 0 | -0.27652 | 0
49886 | DOW84000 | 84 | Houston | YES | -0.14285 | 107 | 0 | 171 | 0 | 0.98 | Cogen | -1 | 0.27652 | 0 | 0 |  |  | 0 | 0 | -0.27652 | 0
48520 | BSF_GT1_8070 | 1 | Houston | YES | -0.14641 | 72 | 0 | 72 | 0 | 1.0326 | Cogen | -1 | 0.28008 | 0 | 0 |  |  | 0 | 0 | -0.28008 | 0
48520 | BSF_GT1_8070 | 2 | Houston | YES | -0.14641 | 10 | 0 | 10 | 0 | 1.0326 | Cogen | -1 | 0.28008 | 0 | 0 |  |  | 0 | 0 | -0.28008 | 0
39760 | TNSCLP1___8 | 1 | Houston | YES | -0.14924 | 93.4 | 20 | 116.8 | 0 | 1.04 | Cogen | -1 | 0.28291 | 0 | 0 |  |  | 0 | 0 | -0.28291 | 0
39770 | TNSCLP2___8 | 1 | Houston | YES | -0.14924 | 91.6 | 20 | 114.5 | 0 | 1.04 | Cogen | -1 | 0.28291 | 0 | 0 |  |  | 0 | 0 | -0.28291 | 0
39775 | TNSCLP4___8 | 1 | Houston | YES | -0.14924 | 95.2 | 20 | 119 | 0 | 1.04 | Cogen | -1 | 0.28291 | 0 | 0 |  |  | 0 | 0 | -0.28291 | 0
39790 | TNSCLP3___8 | 1 | Houston | YES | -0.14924 | 87.6 | 20 | 109.5 | 0 | 1.027 | Cogen | -1 | 0.28291 | 0 | 0 |  |  | 0 | 0 | -0.28291 | 0
48730 | MNS_GT | 1 | Houston | YES | -0.15934 | 43 | 0 | 46.1 |  | 1.029 | Cogen | -1 | 0.29301 | 0 | 0 |  |  | 0 | 0 | -0.29301 | 0
48926 | WAP_GN6_6 | 6 | Houston | YES | -0.15945 | 651 | 280 | 651 |  | 1.035 | LIGCO | -1 | 0.29312 | 0 | 651 |  |  | 0 | 0 | -0.29312 | 0
48927 | WAP_GN7_7 | 7 | Houston | YES | -0.15945 | 564 | 277 | 564 |  | 1.035 | LIGCO | -1 | 0.29312 | 0 | 564 |  |  | 0 | 0 | -0.29312 | 0
48928 | WAP_GN8_8 | 8 | Houston | YES | -0.15945 | 603 | 275 | 603 |  | 1.035 | LIGCO | -1 | 0.29312 | 0 | 603 |  |  | 0 | 0 | -0.29312 | 0
48521 | BVE_GT1_GT1 | 1 | Houston | YES | -0.15953 | 167.7 | 0 | 167.7 |  | 1.035 | CC | -1 | 0.2932 | 167.7 | 167.7 |  |  | -26.7533 | 167.7 | -0.2932 | -49.1704
48522 | BVE_GT2_5035 | 2 | Houston | YES | -0.15953 | 166.4 | 0 | 166.4 |  | 1.035 | CC | -1 | 0.2932 | 166.4 | 166.4 |  |  | -26.546 | 166.4 | -0.2932 | -48.7892
48523 | BVE_ST1_GN1 | 3 | Houston | YES | -0.15953 | 252.4 | 0 | 252.4 |  | 1.035 | CC | -1 | 0.2932 | 252.4 | 252.4 |  |  | -40.2656 | 252.4 | -0.2932 | -74.0048
48510 | AK_GT1__8040 | 1 | Houston | YES | -0.16085 | 33.4 | 8.1 | 34 |  | 1.029 | Cogen | -1 | 0.29453 | 0 | 0 |  |  | 0 | 0 | -0.29453 | 0
48921 | WAP_GN1_1 | 1 | Houston | YES | -0.16115 | 132.8 | 37 | 166 | 0 | 1.0362 | GST | -1 | 0.29482 | 166 | 166 |  |  | -26.7504 | 166 | -0.29482 | -48.9402
48922 | WAP_GN2_2 | 2 | Houston | YES | -0.16115 | 132.8 | 37 | 166 | 0 | 1.0362 | GST | -1 | 0.29482 | 166 | 166 |  |  | -26.7504 | 166 | -0.29482 | -48.9402
48923 | WAP_GN3_3 | 3 | Houston | YES | -0.16115 | 198.4 | 93 | 248 | 0 | 1.0362 | GST | -1 | 0.29482 | 248 | 248 |  |  | -39.9645 | 248 | -0.29482 | -73.1155
48924 | WAP_GN4_4 | 4 | Houston | YES | -0.16115 | 546 | 217 | 546 | 0 | 1.0362 | GSC | -1 | 0.29482 | 546 | 546 |  |  | -87.9863 | 546 | -0.29482 | -160.972
48925 | WAP_GN5_5 | 5 | Houston | YES | -0.16115 | 596.5 | 278 | 654 | 0 | 0.985 | LIGCO | -1 | 0.29482 | 0 | 654 |  |  | 0 | 0 | -0.29482 | 0
48929 | WAPGT21_GT1 | B1 | Houston | YES | -0.16115 | 0 | 0 | 13 |  | 1.05 | GGT | -1 | 0.29482 | 13 | 13 |  |  | -2.0949 | 13 | -0.29482 | -3.8327
38580 | TNBP_CGN1_8 | 1 | Houston | YES | -0.16761 | 70.8 | 0 | 70.8 | 0 | 1.005 | Cogen | -1 | 0.30128 | 0 | 0 |  |  | 0 | 0 | -0.30128 | 0
38590 | TNBP_CGN2_8 | 2 | Houston | YES | -0.16761 | 66.7 | 0 | 66.7 | 0 | 1.005 | Cogen | -1 | 0.30128 | 0 | 0 |  |  | 0 | 0 | -0.30128 | 0
38600 | TNBP_CGN3_8 | 5 | Houston | YES | -0.16761 | 53 | 0 | 53 | 0 | 1.005 | Cogen | -1 | 0.30128 | 0 | 0 |  |  | 0 | 0 | -0.30128 | 0
38611 | TNBPAMCG1_8 | 1 | Houston | YES | -0.16761 | 153.2 | 0 | 153.2 | 0 | 1.005 | Cogen | -1 | 0.30128 | 0 | 0 |  |  | 0 | 0 | -0.30128 | 0
38612 | TNBPAMCG2_8 | 2 | Houston | YES | -0.16761 | 153.5 | 0 | 153.5 | 0 | 1.005 | Cogen | -1 | 0.30128 | 0 | 0 |  |  | 0 | 0 | -0.30128 | 0
38613 | TNBPAMCG3_8 | 3 | Houston | YES | -0.16761 | 152.3 | 0 | 152.3 | 0 | 1.005 | Cogen | -1 | 0.30128 | 0 | 0 |  |  | 0 | 0 | -0.30128 | 0
38614 | TNBPAMCG4_8 | 4 | Houston | YES | -0.16761 | 96 | 0 | 96 |  | 1.005 | Cogen | -1 | 0.30128 | 0 | 0 |  |  | 0 | 0 | -0.30128 | 0
38615 | TNBPAMCG5_8 | 1 | Houston | YES | -0.16761 | 244 | 0 | 244 | 0 | 1.005 | Cogen | -1 | 0.30128 | 0 | 0 |  |  | 0 | 0 | -0.30128 | 0
38690 | TNBP_CGN4_8 | 3 | Houston | YES | -0.16761 | 40 | 0 | 40 |  | 1.005 | Cogen | -1 | 0.30128 | 0 | 0 |  |  | 0 | 0 | -0.30128 | 0
38711 | TNTXCTY1CG8 | 1 | Houston | YES | -0.16761 | 100.3 | 59 | 100.3 | 0 | 1 | Cogen | -1 | 0.30128 | 0 | 0 |  |  | 0 | 0 | -0.30128 | 0
38712 | TNTXCTY2CG8 | 1 | Houston | YES | -0.16761 | 92.9 | 59 | 92.9 | 0 | 1 | Cogen | -1 | 0.30128 | 0 | 0 |  |  | 0 | 0 | -0.30128 | 0
38713 | TNTXCTY3CG8 | 1 | Houston | YES | -0.16761 | 102.7 | 59 | 102.7 | 0 | 1 | Cogen | -1 | 0.30128 | 0 | 0 |  |  | 0 | 0 | -0.30128 | 0
38714 | TNTXCTY4CG8 | 1 | Houston | YES | -0.16761 | 103 | 59 | 103 | 0 | 1 | Cogen | -1 | 0.30128 | 0 | 0 |  |  | 0 | 0 | -0.30128 | 0
39470 | TNDOWCGNSG8 | 1 | Houston | YES | -0.16761 | 32 | 10 | 32 | 0 | 0.985 | Cogen | -1 | 0.30128 | 0 | 0 |  |  | 0 | 0 | -0.30128 | 0
39480 | TNDOWCGNGG8 | 1 | Houston | YES | -0.16761 | 30 | 10 | 30 | 0 | 0.985 | Cogen | -1 | 0.30128 | 0 | 0 |  |  | 0 | 0 | -0.30128 | 0
48772 | PHR_GN2_2 | MB | Houston | YES | -0.17038 | 0 | 72 | 459 |  | 1.0362 | GSC | -1 | 0.30405 | 0 | 0 |  |  | 0 | 0 | -0.30405 | 0
48561 | CTL_GT2_8130 | 1 | Houston | YES | -0.17231 | 73.5 | 30.3 | 91.9 |  | 1.0362 | Cogen | -1 | 0.30599 | 0 | 0 |  |  | 0 | 0 | -0.30599 | 0
48562 | CTL_GT3_8135 | 2 | Houston | YES | -0.17231 | 70.1 | 30.3 | 87.6 |  | 1.0362 | Cogen | -1 | 0.30599 | 0 | 0 |  |  | 0 | 0 | -0.30599 | 0
48563 | CTL_GT4_8140 | 3 | Houston | YES | -0.17231 | 69.6 | 30.3 | 87 |  | 1.0362 | Cogen | -1 | 0.30599 | 0 | 0 |  |  | 0 | 0 | -0.30599 | 0
48564 | CTL_GN1_8145 | 4 | Houston | YES | -0.17231 | 43.6 | 12.9 | 54.5 |  | 1.0362 | Cogen | -1 | 0.30599 | 0 | 0 |  |  | 0 | 0 | -0.30599 | 0
48565 | CTL_GN2_8155 | 5 | Houston | YES | -0.17231 | 9.8 | 3.4 | 12.2 |  | 1.0362 | Cogen | -1 | 0.30599 | 0 | 0 |  |  | 0 | 0 | -0.30599 | 0
48531 | BYU_GT1_8075 | 1 | Houston | YES | -0.17305 | 65 | 0 | 65 |  | 1.0362 | Cogen | -1 | 0.30673 | 0 | 0 |  |  | 0 | 0 | -0.30673 | 0
48532 | BYU_GT2_8055 | 2 | Houston | YES | -0.17305 | 62 | 0 | 62 |  | 1.0362 | Cogen | -1 | 0.30673 | 0 | 0 |  |  | 0 | 0 | -0.30673 | 0
48533 | BYU_GT3_8060 | 3 | Houston | YES | -0.17305 | 67 | 0 | 67 |  | 1.0362 | Cogen | -1 | 0.30673 | 0 | 0 |  |  | 0 | 0 | -0.30673 | 0
48534 | BYU_GT4_8065 | 4 | Houston | YES | -0.17305 | 65 | 0 | 65 |  | 1.0362 | Cogen | -1 | 0.30673 | 0 | 0 |  |  | 0 | 0 | -0.30673 | 0
48691 | GBY_73741085 | B | Houston | YES | -0.17402 | 37.6 | 20 | 47 | 0 | 1.0362 | GGT | -1 | 0.30769 | 47 | 47 |  |  | -8.1787 | 47 | -0.30769 | -14.4614
48691 | GBY_73741085 | A | Houston | YES | -0.17402 | 37.6 | 20 | 47 | 0 | 1.0362 | GGT | -1 | 0.30769 | 47 | 47 |  |  | -8.1787 | 47 | -0.30769 | -14.4614
48692 | GBY_81821075 | D | Houston | YES | -0.17402 | 44 | 20 | 55 | 0 | 1.0362 | GGT | -1 | 0.30769 | 55 | 55 |  |  | -9.5708 | 55 | -0.30769 | -16.9229
48692 | GBY_81821075 | C | Houston | YES | -0.17402 | 37.6 | 20 | 47 | 0 | 1.0362 | GGT | -1 | 0.30769 | 47 | 47 |  |  | -8.1787 | 47 | -0.30769 | -14.4614
48693 | GBY_83841065 | F | Houston | YES | -0.17402 | 43.2 | 20 | 54 | 0 | 1.0362 | GGT | -1 | 0.30769 | 54 | 54 |  |  | -9.3968 | 54 | -0.30769 | -16.6152
48693 | GBY_83841065 | E | Houston | YES | -0.17402 | 45.6 | 20 | 57 | 0 | 1.0362 | GGT | -1 | 0.30769 | 57 | 57 |  |  | -9.9189 | 57 | -0.30769 | -17.5382
48841 | SJS_GT1_GT1 | 1 | Houston | YES | -0.17445 | 62.4 | 49 | 78 | 0 | 1.0362 | Cogen | -1 | 0.30812 | 0 | 0 |  |  | 0 | 0 | -0.30812 | 0
48842 | SJS_GT2_GT2 | 2 | Houston | YES | -0.17445 | 64.8 | 49 | 81 | 0 | 1.0362 | Cogen | -1 | 0.30812 | 0 | 0 |  |  | 0 | 0 | -0.30812 | 0
48641 | DPEC_GT15040 | 1 | Houston | YES | -0.1748 | 163.2 | 98 | 163.2 | 0 | 1.0319 | CC | -1 | 0.30847 | 163.2 | 163.2 |  |  | -28.5272 | 163.2 | -0.30847 | -50.3427
48642 | DPEC_GT25025 | 2 | Houston | YES | -0.1748 | 157.1 | 98 | 157.1 | 0 | 1.0319 | CC | -1 | 0.30847 | 157.1 | 157.1 |  |  | -27.4609 | 157.1 | -0.30847 | -48.461
48643 | DPEC_GT35010 | 3 | Houston | YES | -0.1748 | 157.5 | 98 | 157.5 | 0 | 1.0319 | CC | -1 | 0.30847 | 157.5 | 157.5 |  |  | -27.5308 | 157.5 | -0.30847 | -48.5844
48644 | DPEC_GT45070 | 4 | Houston | YES | -0.1748 | 157 | 98 | 157 | 0 | 1.0319 | CC | -1 | 0.30847 | 157 | 157 |  |  | -27.4434 | 157 | -0.30847 | -48.4302
48645 | DPEC_ST55065 | 5 | Houston | YES | -0.1748 | 282 | 0 | 282 | 0 | 1.0319 | CC | -1 | 0.30847 | 282 | 282 |  |  | -49.2933 | 282 | -0.30847 | -86.9892
48761 | PR_GT1__9040 | 1 | Houston | YES | -0.17515 | 26 | 0 | 35 |  | 1 | Cogen | -1 | 0.30883 | 0 | 0 |  |  | 0 | 0 | -0.30883 | 0
48855 | SRB_GT211035 | B1 | Houston | YES | -0.1755 | 0 | 0 | 18 |  | 1.014 | GGT | -1 | 0.30917 | 18 | 18 |  |  | -3.1589 | 18 | -0.30917 | -5.5651
48855 | SRB_GT211035 | B2 | Houston | YES | -0.1755 | 0 | 0 | 12 |  | 1.014 | GGT | -1 | 0.30917 | 12 | 12 |  |  | -2.106 | 12 | -0.30917 | -3.71
48852 | SRB_GN2_2 | 2 | Houston | YES | -0.17552 | 140.8 | 26 | 176 | 0 | 1.0217 | GST | -1 | 0.30919 | 176 | 176 |  |  | -30.8908 | 176 | -0.30919 | -54.4173
48851 | SRB_GN1_1 | 1 | Houston | YES | -0.17554 | 132 | 26 | 165 | 0 | 1.0217 | GST | -1 | 0.30922 | 165 | 165 |  |  | -28.9644 | 165 | -0.30922 | -51.0206
48551 | CAL_GT1_8045 | 1 | Houston | YES | -0.17555 | 149 | 0 | 149 | 0 | 1.0326 | Cogen | -1 | 0.30922 | 0 | 0 |  |  | 0 | 0 | -0.30922 | 0
48552 | CAL_ST1_8000 | 2 | Houston | YES | -0.17555 | 65.1 | 0 | 65.1 | 0 | 1.0326 | Cogen | -1 | 0.30922 | 0 | 0 |  |  | 0 | 0 | -0.30922 | 0
48853 | SRB_GN3_3 | 3 | Houston | YES | -0.17563 | 170.4 | 35 | 213 |  | 1.0326 | GST | -1 | 0.30931 | 213 | 213 |  |  | -37.4098 | 213 | -0.30931 | -65.8823
48845 | SOL_GT1 | 1 | Houston | YES | -0.17564 | 16.2 | 15.4 | 16.2 |  | 1.0326 | Solar | -1 | 0.30931 | 16.2 | 16.2 |  |  | -2.8454 | 16.2 | -0.30931 | -5.0109
48611 | DIB_GT1_8080 | 1 | Houston | YES | -0.17564 | 64 | 0 | 64 | 0 | 1.0326 | Cogen | -1 | 0.30932 | 0 | 0 |  |  | 0 | 0 | -0.30932 | 0
48612 | DIB_GT2_8075 | 2 | Houston | YES | -0.17564 | 63.2 | 0 | 63.2 | 0 | 1.0326 | Cogen | -1 | 0.30932 | 0 | 0 |  |  | 0 | 0 | -0.30932 | 0
48613 | DIB_ST1_8085 | 3 | Houston | YES | -0.17564 | 67.9 | 30 | 82.6 | 0 | 1.0326 | Cogen | -1 | 0.30932 | 0 | 0 |  |  | 0 | 0 | -0.30932 | 0
48614 | DIB_GT3_8090 | 4 | Houston | YES | -0.17564 | 73.6 | 15 | 73.6 | 0 | 1.0326 | Cogen | -1 | 0.30932 | 0 | 0 |  |  | 0 | 0 | -0.30932 | 0
48854 | SRB_GN4_4 | 4 | Houston | YES | -0.17565 | 182.4 | 35 | 228 | 0 | 1.0326 | GST | -1 | 0.30933 | 228 | 228 |  |  | -40.0491 | 228 | -0.30933 | -70.5267
48740 | PSG_GN2_8050 | 1 | Houston | YES | -0.17566 | 182 | 60 | 182 | 0 | 1.0326 | Cogen | -1 | 0.30933 | 0 | 0 |  |  | 0 | 0 | -0.30933 | 0
48741 | PSG_GT2_8040 | 1 | Houston | YES | -0.17566 | 158.6 | 50 | 158.6 | 0 | 1.0326 | Cogen | -1 | 0.30933 | 0 | 0 |  |  | 0 | 0 | -0.30933 | 0
48742 | PSG_GT3_8060 | 1 | Houston | YES | -0.17566 | 157 | 50 | 157 | 0 | 1.0326 | Cogen | -1 | 0.30933 | 0 | 0 |  |  | 0 | 0 | -0.30933 | 0
48820 | SHELLG1_3015 | 1 | Houston | YES | -0.17614 | 71 | 34.5 | 71 |  | 1.029 | Cogen | -1 | 0.30981 | 0 | 0 |  |  | 0 | 0 | -0.30981 | 0
48821 | SHELLG2 | 2 | Houston | YES | -0.17614 | 72 | 34.5 | 72 |  | 1.029 | Cogen | -1 | 0.30981 | 0 | 0 |  |  | 0 | 0 | -0.30981 | 0
48822 | SHELLG3_3020 | 2 | Houston | YES | -0.17614 | 30 | 0 | 30 |  | 1.029 | Cogen | -1 | 0.30981 | 0 | 0 |  |  | 0 | 0 | -0.30981 | 0
48822 | SHELLG3_3020 | 1 | Houston | YES | -0.17614 | 39 | 0 | 39 |  | 1.029 | Cogen | -1 | 0.30981 | 0 | 0 |  |  | 0 | 0 | -0.30981 | 0
48500 | APD_GT1_8005 | 1 | Houston | YES | -0.17682 | 137.6 | 54.6 | 137.6 | 0 | 1.0362 | Cogen | -1 | 0.31049 | 0 | 0 |  |  | 0 | 0 | -0.31049 | 0
48511 | LPE_GT1_8070 | 1 | Houston | YES | -0.17696 | 42 | 0 | 42 | 0 | 1.0362 | GGT | -1 | 0.31064 | 42 | 42 |  |  | -7.4325 | 42 | -0.31064 | -13.0468
48512 | LPE_GT2_8075 | 2 | Houston | YES | -0.17696 | 42 | 0 | 42 | 0 | 1.0362 | GGT | -1 | 0.31064 | 42 | 42 |  |  | -7.4325 | 42 | -0.31064 | -13.0468
48513 | LPE_GT3_8080 | 3 | Houston | YES | -0.17696 | 39 | 0 | 39 | 0 | 1.0362 | GGT | -1 | 0.31064 | 39 | 39 |  |  | -6.9016 | 39 | -0.31064 | -12.1149
48514 | LPE_GT4_8085 | 4 | Houston | YES | -0.17696 | 39 | 0 | 39 | 0 | 1.0362 | GGT | -1 | 0.31064 | 39 | 39 |  |  | -6.9016 | 39 | -0.31064 | -12.1149
48593 | CHE_GT1_8015 | 1 | Houston | YES | -0.17707 | 173 | 50 | 173 | 0 | 1.0362 | Cogen | -1 | 0.31075 | 0 | 0 |  |  | 0 | 0 | -0.31075 | 0
48594 | CHE_GN4_8025 | 4 | Houston | YES | -0.17707 | 142 | 60 | 142 | 0 | 1.0362 | Cogen | -1 | 0.31075 | 0 | 0 |  |  | 0 | 0 | -0.31075 | 0
48873 | THW_ST3_ST_3 | 3 | Houston | YES | -0.17808 | 107 | 19 | 107 | 0 | 1.0435 | CC | -1 | 0.31175 | 107 | 107 |  |  | -19.0542 | 107 | -0.31175 | -33.3573
48874 | THW_ST4_ST_4 | 4 | Houston | YES | -0.17808 | 108 | 19 | 108 | 0 | 1.0435 | CC | -1 | 0.31175 | 108 | 108 |  |  | -19.2323 | 108 | -0.31175 | -33.669
48875 | THW_3132 | A | Houston | YES | -0.17808 | 55 | 5 | 55 | 0 | 1.0435 | CC | -1 | 0.31175 | 55 | 55 |  |  | -9.7942 | 55 | -0.31175 | -17.1463
48875 | THW_3132 | B | Houston | YES | -0.17808 | 53 | 5 | 53 | 0 | 1.0435 | CC | -1 | 0.31175 | 53 | 53 |  |  | -9.4381 | 53 | -0.31175 | -16.5228
48877 | THW_3334 | C | Houston | YES | -0.17808 | 55 | 5 | 55 | 0 | 1.0435 | CC | -1 | 0.31175 | 55 | 55 |  |  | -9.7942 | 55 | -0.31175 | -17.1463
48877 | THW_3334 | D | Houston | YES | -0.17808 | 57 | 5 | 57 | 0 | 1.0435 | CC | -1 | 0.31175 | 57 | 57 |  |  | -10.1504 | 57 | -0.31175 | -17.7698
48879 | THW_4142 | E | Houston | YES | -0.17808 | 56 | 5 | 56 | 0 | 1.0435 | CC | -1 | 0.31175 | 56 | 56 |  |  | -9.9723 | 56 | -0.31175 | -17.458
48879 | THW_4142 | F | Houston | YES | -0.17808 | 55 | 5 | 55 | 0 | 1.0435 | CC | -1 | 0.31175 | 55 | 55 |  |  | -9.7942 | 55 | -0.31175 | -17.1463
48881 | THW_4344 | G | Houston | YES | -0.17808 | 58 | 5 | 58 | 0 | 1.0435 | CC | -1 | 0.31175 | 58 | 58 |  |  | -10.3285 | 58 | -0.31175 | -18.0815
48881 | THW_4344 | H | Houston | YES | -0.17808 | 58 | 5 | 58 | 0 | 1.0435 | CC | -1 | 0.31175 | 58 | 58 |  |  | -10.3285 | 58 | -0.31175 | -18.0815
48582 | CBY_GN2_2 | 2 | Houston | YES | -0.17886 | 596.8 | 110 | 746 | 0 | 1.0435 | GSC | -1 | 0.31253 | 746 | 746 |  |  | -133.4266 | 746 | -0.31253 | -233.147
48883 | THW_GT1_GT_1 | B2 | Houston | YES | -0.17928 | 0 | 0 | 12 |  | 1.043 | GGT | -1 | 0.31295 | 12 | 12 |  |  | -2.1513 | 12 | -0.31295 | -3.7554
49803 | EXN_15GT | 1 | Houston | YES | -0.17939 | 33 | 8.3 | 34 |  | 1.0326 | Cogen | -1 | 0.31307 | 0 | 0 |  |  | 0 | 0 | -0.31307 | 0
49804 | EXN_16GT | 2 | Houston | YES | -0.17939 | 32 | 8.3 | 34.7 |  | 1.0326 | Cogen | -1 | 0.31307 | 0 | 0 |  |  | 0 | 0 | -0.31307 | 0
49805 | EXN_17GT | 3 | Houston | YES | -0.17939 | 31 | 8.3 | 32.7 |  | 1.0326 | Cogen | -1 | 0.31307 | 0 | 0 |  |  | 0 | 0 | -0.31307 | 0
49826 | EXN938GT | 5 | Houston | YES | -0.17939 | 43 | 9.2 | 45.9 |  | 1.0326 | Cogen | -1 | 0.31307 | 0 | 0 |  |  | 0 | 0 | -0.31307 | 0
49828 | EXN941GT | 10 | Houston | YES | -0.17939 | 17.7 | 5.4 | 17.7 | 0 | 1.0326 | Cogen | -1 | 0.31307 | 0 | 0 |  |  | 0 | 0 | -0.31307 | 0
49829 | EXN942GT | 11 | Houston | YES | -0.17939 | 20 | 5.4 | 20.4 | 0 | 1.0326 | Cogen | -1 | 0.31307 | 0 | 0 |  |  | 0 | 0 | -0.31307 | 0
49830 | EXN943GT | 12 | Houston | YES | -0.17939 | 19 | 5.4 | 19.9 | 0 | 1.0326 | Cogen | -1 | 0.31307 | 0 | 0 |  |  | 0 | 0 | -0.31307 | 0
49831 | EXN944GT | 13 | Houston | YES | -0.17939 | 33 | 5.4 | 35 | 0 | 1.0326 | Cogen | -1 | 0.31307 | 0 | 0 |  |  | 0 | 0 | -0.31307 | 0
49832 | EXN945GT | 9 | Houston | YES | -0.17939 | 18.5 | 9.2 | 18.5 |  | 1.0326 | Cogen | -1 | 0.31307 | 0 | 0 |  |  | 0 | 0 | -0.31307 | 0
49837 | EXN_GT | 4 | Houston | YES | -0.17939 | 81 | 21.3 | 85.4 |  | 1.0326 | Cogen | -1 | 0.31307 | 0 | 0 |  |  | 0 | 0 | -0.31307 | 0
49838 | EXN_14GT | 14 | Houston | YES | -0.17939 | 140 | 0 | 148 |  | 1.0326 | Cogen | -1 | 0.31307 | 0 | 0 |  |  | 0 | 0 | -0.31307 | 0
48651 | EP_1_2 | 1 | Houston | YES | -0.17992 | 4 | 0 | 5 | 0 | 1.0362 | Cogen | -1 | 0.31359 | 0 | 0 |  |  | 0 | 0 | -0.31359 | 0
48651 | EP_1_2 | 2 | Houston | YES | -0.17992 | 17.7 | 10 | 21 | 0 | 1.0362 | Cogen | -1 | 0.31359 | 0 | 0 |  |  | 0 | 0 | -0.31359 | 0
48940 | WARVUE_GT1 | G1 | Houston | YES | -0.17993 | 15 | 0 | 15 |  | 1.021 | Cogen | -1 | 0.31361 | 0 | 0 |  |  | 0 | 0 | -0.31361 | 0
48581 | CBY_GN1_1 | 1 | Houston | YES | -0.17995 | 595.2 | 108 | 744 | 0 | 1.0435 | GSC | -1 | 0.31362 | 744 | 744 |  |  | -133.8821 | 744 | -0.31362 | -233.3351
48791 | PSA_GT1_8160 | 1 | Houston | YES | -0.17997 | 52 | 20.8 | 65 | 0 | 1.0362 | Cogen | -1 | 0.31365 | 0 | 0 |  |  | 0 | 0 | -0.31365 | 0
48792 | PSA_GT2_8155 | 2 | Houston | YES | -0.17997 | 52.8 | 20.3 | 66 | 0 | 1.0362 | Cogen | -1 | 0.31365 | 0 | 0 |  |  | 0 | 0 | -0.31365 | 0
48793 | PSA_GT3_8150 | 3 | Houston | YES | -0.17997 | 56 | 20.3 | 70 | 0 | 1.0362 | Cogen | -1 | 0.31365 | 0 | 0 |  |  | 0 | 0 | -0.31365 | 0
48794 | PSA_GT4_8145 | 4 | Houston | YES | -0.17997 | 52.8 | 20.3 | 66 | 0 | 1.0362 | Cogen | -1 | 0.31365 | 0 | 0 |  |  | 0 | 0 | -0.31365 | 0
48795 | PSA_GT5_8140 | 5 | Houston | YES | -0.17997 | 51.2 | 20.3 | 64 | 0 | 1.0362 | Cogen | -1 | 0.31365 | 0 | 0 |  |  | 0 | 0 | -0.31365 | 0
48796 | PSA_GN1_8165 | 1 | Houston | YES | -0.17997 | 83.2 | 43.1 | 104 | 0 | 1.0362 | Cogen | -1 | 0.31365 | 0 | 0 |  |  | 0 | 0 | -0.31365 | 0
48797 | PSA_GT6_8135 | 6 | Houston | YES | -0.17997 | 47.2 | 34.5 | 59 | 0 | 1.0362 | Cogen | -1 | 0.31365 | 0 | 0 |  |  | 0 | 0 | -0.31365 | 0
48815 | CVC_GT4_8005 | 4 | Houston | YES | -0.18026 | 165 | 91.8 | 165 |  | 1.0362 | Cogen | -1 | 0.31393 | 0 | 0 |  |  | 0 | 0 | -0.31393 | 0
48583 | CBY_GT4_1 | 1 | Houston | YES | -0.18041 | 172 | 0 | 172 | 0 | 1.027 | GSC | -1 | 0.31408 | 172 | 172 |  |  | -31.0302 | 172 | -0.31408 | -54.022
48584 | CBY_GT4_2 | 2 | Houston | YES | -0.18041 | 172 | 0 | 172 | 0 | 1.027 | CC | -1 | 0.31408 | 172 | 172 |  |  | -31.0302 | 172 | -0.31408 | -54.022
48585 | CBY_ST4_1 | 3 | Houston | YES | -0.18041 | 172 | 0 | 172 | 0 | 1.027 | CC | -1 | 0.31408 | 172 | 172 |  |  | -31.0302 | 172 | -0.31408 | -54.022
48595 | BTE_GT2_8075 | 1 | Houston | YES | -0.18131 | 162.8 | 130 | 162.8 | 0 | 1.0261 | CC | -1 | 0.31499 | 162.8 | 162.8 |  |  | -29.5178 | 162.8 | -0.31499 | -51.2798
48596 | BTE_GT3_8045 | 2 | Houston | YES | -0.18131 | 161.4 | 130 | 161.4 | 0 | 1.0261 | CC | -1 | 0.31499 | 161.4 | 161.4 |  |  | -29.2639 | 161.4 | -0.31499 | -50.8388
48597 | BTE_GT4_8055 | 3 | Houston | YES | -0.18131 | 158.9 | 130 | 158.9 | 0 | 1.0261 | CC | -1 | 0.31499 | 158.9 | 158.9 |  |  | -28.8106 | 158.9 | -0.31499 | -50.0513
48598 | BTE_ST1_8070 | 4 | Houston | YES | -0.18131 | 269.2 | 60 | 269.2 | 0 | 1.0261 | CC | -1 | 0.31499 | 269.2 | 269.2 |  |  | -48.8095 | 269.2 | -0.31499 | -84.7944
48690 | GBY_GN5_5 | 5 | Houston | YES | -0.18161 | 318.4 | 81 | 398 |  | 1.0362 | GSC | -1 | 0.31529 | 398 | 398 |  |  | -72.2816 | 398 | -0.31529 | -125.4836
48885 | THW_5152 | B | Houston | YES | -0.18201 | 47.2 | 5 | 59 |  | 1.0319 | GGT | -1 | 0.31568 | 59 | 59 |  |  | -10.7386 | 59 | -0.31568 | -18.6254
48885 | THW_5152 | A | Houston | YES | -0.18201 | 46.4 | 5 | 58 |  | 1.0319 | GGT | -1 | 0.31568 | 58 | 58 |  |  | -10.5566 | 58 | -0.31568 | -18.3097
48886 | THW_5354 | D | Houston | YES | -0.18201 | 46.4 | 5 | 58 |  | 1.0319 | GGT | -1 | 0.31568 | 58 | 58 |  |  | -10.5566 | 58 | -0.31568 | -18.3097
48886 | THW_5354 | C | Houston | YES | -0.18201 | 45.6 | 5 | 57 |  | 1.0319 | GGT | -1 | 0.31568 | 57 | 57 |  |  | -10.3746 | 57 | -0.31568 | -17.994
48887 | THW_5556 | E | Houston | YES | -0.18201 | 47.2 | 5 | 59 |  | 1.0319 | GGT | -1 | 0.31568 | 59 | 59 |  |  | -10.7386 | 59 | -0.31568 | -18.6254
48887 | THW_5556 | F | Houston | YES | -0.18201 | 45.6 | 5 | 57 |  | 1.0319 | GGT | -1 | 0.31568 | 57 | 57 |  |  | -10.3746 | 57 | -0.31568 | -17.994
48591 | CHE_GT2_5030 | 2 | Houston | YES | -0.18752 | 173 | 50 | 173 | 0 | 1.029 | Cogen | -1 | 0.32119 | 0 | 0 |  |  | 0 | 0 | -0.32119 | 0
48811 | CVC_GT3_5045 | 3 | Houston | YES | -0.18752 | 156 | 91.8 | 156 | 0 | 1.029 | Cogen | -1 | 0.32119 | 0 | 0 |  |  | 0 | 0 | -0.32119 | 0
48812 | CVC_GT2_5020 | 2 | Houston | YES | -0.18752 | 158 | 91.8 | 158 | 0 | 1.029 | Cogen | -1 | 0.32119 | 0 | 0 |  |  | 0 | 0 | -0.32119 | 0
48813 | CVC_GT1_5035 | 1 | Houston | YES | -0.18752 | 160 | 91.8 | 160 | 0 | 1.029 | Cogen | -1 | 0.32119 | 0 | 0 |  |  | 0 | 0 | -0.32119 | 0
48814 | CVC_ST5_5040 | 1 | Houston | YES | -0.18752 | 162 | 91.8 | 162 | 0 | 1.029 | Cogen | -1 | 0.32119 | 0 | 0 |  |  | 0 | 0 | -0.32119 | 0
Note on AL4: Zonal Cap - Zonal Impact

## Distributed Slack - Inc
Number of Bus | Name of Bus | ID | Area Name of Gen | AGC | P Sensitivity of Bus | Gen MW | Min MW | Max MW | V Sensitivity of Bus | Set Volt | Tech Type | Zone Impact | Zone Correlation | Inc Max | Dec Max | Souce S.F. Weighting | Souce Capacity | Sink S.F. Weighting | Sink Capacity | PTDF Calc | PTDF Weighting | Cumulative Share of Zonal Cap | Cumulative Share of Zonal Impact | Cont_ Gibbons_1 to Singleton and Gibbons to Singleton OL_ Jewett to Singleton |  | i_PTDF_INC_pt | 391 |  | CBE_ST34 | Unit at max
48591 | CHE_GT2_5030 | 2 | Houston | YES | -0.18752 | 173 | 50 | 173 | 0 | 1.029 | Cogen | -1 | 0.32119 | 0 | 0 |  |  | 0 | 0 | -0.32119 | 0 | 0 | 0 |  |  | i_10pctunit | 28 |  | 167 | # units @ max
48811 | CVC_GT3_5045 | 3 | Houston | YES | -0.18752 | 156 | 91.8 | 156 | 0 | 1.029 | Cogen | -1 | 0.32119 | 0 | 0 |  |  | 0 | 0 | -0.32119 | 0 | 0 | 0 | [5 empty] | 0.14486 | delta max
48812 | CVC_GT2_5020 | 2 | Houston | YES | -0.18752 | 158 | 91.8 | 158 | 0 | 1.029 | Cogen | -1 | 0.32119 | 0 | 0 |  |  | 0 | 0 | -0.32119 | 0 | 0 | 0 | [5 empty] | Delta
48813 | CVC_GT1_5035 | 1 | Houston | YES | -0.18752 | 160 | 91.8 | 160 | 0 | 1.029 | Cogen | -1 | 0.32119 | 0 | 0 |  |  | 0 | 0 | -0.32119 | 0 | 0 | 0 | Weighted Shift Factors |  |  |  | 1 | 0
48814 | CVC_ST5_5040 | 1 | Houston | YES | -0.18752 | 162 | 91.8 | 162 | 0 | 1.029 | Cogen | -1 | 0.32119 | 0 | 0 |  |  | 0 | 0 | -0.32119 | 0 | 0 | 0 | North | 0.13367 |  |  | 2 | 0
48885 | THW_5152 | B | Houston | YES | -0.18201 | 47.2 | 5 | 59 |  | 1.0319 | GGT | -1 | 0.31568 | 59 | 59 |  |  | -10.7386 | 59 | -0.31568 | -18.6254 | 0.0027268 | 0.0038436 | Houston | -0.17161 |  |  | 3 | 0
48885 | THW_5152 | A | Houston | YES | -0.18201 | 46.4 | 5 | 58 |  | 1.0319 | GGT | -1 | 0.31568 | 58 | 58 |  |  | -10.5566 | 58 | -0.31568 | -18.3097 | 0.0054073 | 0.007622 |  |  |  |  | 4 | 0
48886 | THW_5354 | D | Houston | YES | -0.18201 | 46.4 | 5 | 58 |  | 1.0319 | GGT | -1 | 0.31568 | 58 | 58 |  |  | -10.5566 | 58 | -0.31568 | -18.3097 | 0.0080878 | 0.0114 |  |  |  |  | 5 | 0
48886 | THW_5354 | C | Houston | YES | -0.18201 | 45.6 | 5 | 57 |  | 1.0319 | GGT | -1 | 0.31568 | 57 | 57 |  |  | -10.3746 | 57 | -0.31568 | -17.994 | 0.010722 | 0.015114 |  |  |  |  | 6 | 0.0011168
48887 | THW_5556 | E | Houston | YES | -0.18201 | 47.2 | 5 | 59 |  | 1.0319 | GGT | -1 | 0.31568 | 59 | 59 |  |  | -10.7386 | 59 | -0.31568 | -18.6254 | 0.013449 | 0.018957 |  |  |  |  | 7 | 0.0022147
48887 | THW_5556 | F | Houston | YES | -0.18201 | 45.6 | 5 | 57 |  | 1.0319 | GGT | -1 | 0.31568 | 57 | 57 |  |  | -10.3746 | 57 | -0.31568 | -17.994 | 0.016083 | 0.022671 |  |  |  |  | 8 | 0.0033126
48690 | GBY_GN5_5 | 5 | Houston | YES | -0.18161 | 318.4 | 81 | 398 |  | 1.0362 | GSC | -1 | 0.31529 | 398 | 398 |  |  | -72.2816 | 398 | -0.31529 | -125.4836 | 0.034477 | 0.048566 |  |  |  |  | 9 | 0.0043915
48595 | BTE_GT2_8075 | 1 | Houston | YES | -0.18131 | 162.8 | 130 | 162.8 | 0 | 1.0261 | CC | -1 | 0.31499 | 162.8 | 162.8 |  |  | -29.5178 | 162.8 | -0.31499 | -51.2798 | 0.042001 | 0.059148 |  |  |  |  | 10 | 0.0055083
48596 | BTE_GT3_8045 | 2 | Houston | YES | -0.18131 | 161.4 | 130 | 161.4 | 0 | 1.0261 | CC | -1 | 0.31499 | 161.4 | 161.4 |  |  | -29.2639 | 161.4 | -0.31499 | -50.8388 | 0.049461 | 0.069639 |  |  |  |  | 11 | 0.0065873
48597 | BTE_GT4_8055 | 3 | Houston | YES | -0.18131 | 158.9 | 130 | 158.9 | 0 | 1.0261 | CC | -1 | 0.31499 | 158.9 | 158.9 |  |  | -28.8106 | 158.9 | -0.31499 | -50.0513 | 0.056804 | 0.079968 |  |  |  |  | 12 | 0.014088
48598 | BTE_ST1_8070 | 4 | Houston | YES | -0.18131 | 269.2 | 60 | 269.2 | 0 | 1.0261 | CC | -1 | 0.31499 | 269.2 | 269.2 |  |  | -48.8095 | 269.2 | -0.31499 | -84.7944 | 0.069246 | 0.097466 |  |  |  |  | 13 | 0.017146
48583 | CBY_GT4_1 | 1 | Houston | YES | -0.18041 | 172 | 0 | 172 | 0 | 1.027 | GSC | -1 | 0.31408 | 172 | 172 |  |  | -31.0302 | 172 | -0.31408 | -54.022 | 0.077195 | 0.10861 |  |  |  |  | 14 | 0.020178
48584 | CBY_GT4_2 | 2 | Houston | YES | -0.18041 | 172 | 0 | 172 | 0 | 1.027 | CC | -1 | 0.31408 | 172 | 172 |  |  | -31.0302 | 172 | -0.31408 | -54.022 | 0.085144 | 0.11976 |  |  |  |  | 15 | 0.023163
48585 | CBY_ST4_1 | 3 | Houston | YES | -0.18041 | 172 | 0 | 172 | 0 | 1.027 | CC | -1 | 0.31408 | 172 | 172 |  |  | -31.0302 | 172 | -0.31408 | -54.022 | 0.093093 | 0.13091 |  |  |  |  | 16 | 0.02822
48815 | CVC_GT4_8005 | 4 | Houston | YES | -0.18026 | 165 | 91.8 | 165 |  | 1.0362 | Cogen | -1 | 0.31393 | 0 | 0 |  |  | 0 | 0 | -0.31393 | 0 | 0.093093 | 0.13091 |  |  |  |  | 17 | 0.031419
48791 | PSA_GT1_8160 | 1 | Houston | YES | -0.17997 | 52 | 20.8 | 65 | 0 | 1.0362 | Cogen | -1 | 0.31365 | 0 | 0 |  |  | 0 | 0 | -0.31365 | 0 | 0.093093 | 0.13091 |  |  |  |  | 18 | 0.034618
48792 | PSA_GT2_8155 | 2 | Houston | YES | -0.17997 | 52.8 | 20.3 | 66 | 0 | 1.0362 | Cogen | -1 | 0.31365 | 0 | 0 |  |  | 0 | 0 | -0.31365 | 0 | 0.093093 | 0.13091 |  |  |  |  | 19 | 0.037817
48793 | PSA_GT3_8150 | 3 | Houston | YES | -0.17997 | 56 | 20.3 | 70 | 0 | 1.0362 | Cogen | -1 | 0.31365 | 0 | 0 |  |  | 0 | 0 | -0.31365 | 0 | 0.093093 | 0.13091 |  |  |  |  | 20 | 0.037817
48794 | PSA_GT4_8145 | 4 | Houston | YES | -0.17997 | 52.8 | 20.3 | 66 | 0 | 1.0362 | Cogen | -1 | 0.31365 | 0 | 0 |  |  | 0 | 0 | -0.31365 | 0 | 0.093093 | 0.13091 |  |  |  |  | 21 | 0.037817
48795 | PSA_GT5_8140 | 5 | Houston | YES | -0.17997 | 51.2 | 20.3 | 64 | 0 | 1.0362 | Cogen | -1 | 0.31365 | 0 | 0 |  |  | 0 | 0 | -0.31365 | 0 | 0.093093 | 0.13091 |  |  |  |  | 22 | 0.037817
48796 | PSA_GN1_8165 | 1 | Houston | YES | -0.17997 | 83.2 | 43.1 | 104 | 0 | 1.0362 | Cogen | -1 | 0.31365 | 0 | 0 |  |  | 0 | 0 | -0.31365 | 0 | 0.093093 | 0.13091 |  |  |  |  | 23 | 0.037817
48797 | PSA_GT6_8135 | 6 | Houston | YES | -0.17997 | 47.2 | 34.5 | 59 | 0 | 1.0362 | Cogen | -1 | 0.31365 | 0 | 0 |  |  | 0 | 0 | -0.31365 | 0 | 0.093093 | 0.13091 |  |  |  |  | 24 | 0.037817
48581 | CBY_GN1_1 | 1 | Houston | YES | -0.17995 | 595.2 | 108 | 744 | 0 | 1.0435 | GSC | -1 | 0.31362 | 744 | 744 |  |  | -133.8821 | 744 | -0.31362 | -233.3351 | 0.12748 | 0.17906 |  |  |  |  | 25 | 0.037817
48940 | WARVUE_GT1 | G1 | Houston | YES | -0.17993 | 15 | 0 | 15 |  | 1.021 | Cogen | -1 | 0.31361 | 0 | 0 |  |  | 0 | 0 | -0.31361 | 0 | 0.12748 | 0.17906 |  |  |  |  | 26 | 0.037817
48651 | EP_1_2 | 1 | Houston | YES | -0.17992 | 4 | 0 | 5 | 0 | 1.0362 | Cogen | -1 | 0.31359 | 0 | 0 |  |  | 0 | 0 | -0.31359 | 0 | 0.12748 | 0.17906 |  |  |  |  | 27 | 0.037817
48651 | EP_1_2 | 2 | Houston | YES | -0.17992 | 17.7 | 10 | 21 | 0 | 1.0362 | Cogen | -1 | 0.31359 | 0 | 0 |  |  | 0 | 0 | -0.31359 | 0 | 0.12748 | 0.17906 |  |  |  |  | 28 | 0.051583
49803 | EXN_15GT | 1 | Houston | YES | -0.17939 | 33 | 8.3 | 34 |  | 1.0326 | Cogen | -1 | 0.31307 | 0 | 0 |  |  | 0 | 0 | -0.31307 | 0 | 0.12748 | 0.17906 |  |  |  |  | 29 | 0.051583
49804 | EXN_16GT | 2 | Houston | YES | -0.17939 | 32 | 8.3 | 34.7 |  | 1.0326 | Cogen | -1 | 0.31307 | 0 | 0 |  |  | 0 | 0 | -0.31307 | 0 | 0.12748 | 0.17906 |  |  |  |  | 30 | 0.051583
49805 | EXN_17GT | 3 | Houston | YES | -0.17939 | 31 | 8.3 | 32.7 |  | 1.0326 | Cogen | -1 | 0.31307 | 0 | 0 |  |  | 0 | 0 | -0.31307 | 0 | 0.12748 | 0.17906 |  |  |  |  | 31 | 0.051583
49826 | EXN938GT | 5 | Houston | YES | -0.17939 | 43 | 9.2 | 45.9 |  | 1.0326 | Cogen | -1 | 0.31307 | 0 | 0 |  |  | 0 | 0 | -0.31307 | 0 | 0.12748 | 0.17906 |  |  |  |  | 32 | 0.051583
49828 | EXN941GT | 10 | Houston | YES | -0.17939 | 17.7 | 5.4 | 17.7 | 0 | 1.0326 | Cogen | -1 | 0.31307 | 0 | 0 |  |  | 0 | 0 | -0.31307 | 0 | 0.12748 | 0.17906 |  |  |  |  | 33 | 0.051583
49829 | EXN942GT | 11 | Houston | YES | -0.17939 | 20 | 5.4 | 20.4 | 0 | 1.0326 | Cogen | -1 | 0.31307 | 0 | 0 |  |  | 0 | 0 | -0.31307 | 0 | 0.12748 | 0.17906 |  |  |  |  | 34 | 0.051583
49830 | EXN943GT | 12 | Houston | YES | -0.17939 | 19 | 5.4 | 19.9 | 0 | 1.0326 | Cogen | -1 | 0.31307 | 0 | 0 |  |  | 0 | 0 | -0.31307 | 0 | 0.12748 | 0.17906 |  |  |  |  | 35 | 0.051583
49831 | EXN944GT | 13 | Houston | YES | -0.17939 | 33 | 5.4 | 35 | 0 | 1.0326 | Cogen | -1 | 0.31307 | 0 | 0 |  |  | 0 | 0 | -0.31307 | 0 | 0.12748 | 0.17906 |  |  |  |  | 36 | 0.051583
49832 | EXN945GT | 9 | Houston | YES | -0.17939 | 18.5 | 9.2 | 18.5 |  | 1.0326 | Cogen | -1 | 0.31307 | 0 | 0 |  |  | 0 | 0 | -0.31307 | 0 | 0.12748 | 0.17906 |  |  |  |  | 37 | 0.051583
49837 | EXN_GT | 4 | Houston | YES | -0.17939 | 81 | 21.3 | 85.4 |  | 1.0326 | Cogen | -1 | 0.31307 | 0 | 0 |  |  | 0 | 0 | -0.31307 | 0 | 0.12748 | 0.17906 |  |  |  |  | 38 | 0.051583
49838 | EXN_14GT | 14 | Houston | YES | -0.17939 | 140 | 0 | 148 |  | 1.0326 | Cogen | -1 | 0.31307 | 0 | 0 |  |  | 0 | 0 | -0.31307 | 0 | 0.12748 | 0.17906 |  |  |  |  | 39 | 0.051583
48883 | THW_GT1_GT_1 | B2 | Houston | YES | -0.17928 | 0 | 0 | 12 |  | 1.043 | GGT | -1 | 0.31295 | 12 | 12 |  |  | -2.1513 | 12 | -0.31295 | -3.7554 | 0.12803 | 0.17984 |  |  |  |  | 40 | 0.051583
48582 | CBY_GN2_2 | 2 | Houston | YES | -0.17886 | 596.8 | 110 | 746 | 0 | 1.0435 | GSC | -1 | 0.31253 | 746 | 746 |  |  | -133.4266 | 746 | -0.31253 | -233.147 | 0.16251 | 0.22795 |  |  |  |  | 41 | 0.051583
48873 | THW_ST3_ST_3 | 3 | Houston | YES | -0.17808 | 107 | 19 | 107 | 0 | 1.0435 | CC | -1 | 0.31175 | 107 | 107 |  |  | -19.0542 | 107 | -0.31175 | -33.3573 | 0.16746 | 0.23483 |  |  |  |  | 42 | 0.051583
48874 | THW_ST4_ST_4 | 4 | Houston | YES | -0.17808 | 108 | 19 | 108 | 0 | 1.0435 | CC | -1 | 0.31175 | 108 | 108 |  |  | -19.2323 | 108 | -0.31175 | -33.669 | 0.17245 | 0.24178 |  |  |  |  | 43 | 0.051804
48875 | THW_3132 | A | Houston | YES | -0.17808 | 55 | 5 | 55 | 0 | 1.0435 | CC | -1 | 0.31175 | 55 | 55 |  |  | -9.7942 | 55 | -0.31175 | -17.1463 | 0.17499 | 0.24532 |  |  |  |  | 44 | 0.065439
48875 | THW_3132 | B | Houston | YES | -0.17808 | 53 | 5 | 53 | 0 | 1.0435 | CC | -1 | 0.31175 | 53 | 53 |  |  | -9.4381 | 53 | -0.31175 | -16.5228 | 0.17744 | 0.24873 |  |  |  |  | 45 | 0.067377
48877 | THW_3334 | C | Houston | YES | -0.17808 | 55 | 5 | 55 | 0 | 1.0435 | CC | -1 | 0.31175 | 55 | 55 |  |  | -9.7942 | 55 | -0.31175 | -17.1463 | 0.17998 | 0.25227 |  |  |  |  | 46 | 0.069334
48877 | THW_3334 | D | Houston | YES | -0.17808 | 57 | 5 | 57 | 0 | 1.0435 | CC | -1 | 0.31175 | 57 | 57 |  |  | -10.1504 | 57 | -0.31175 | -17.7698 | 0.18261 | 0.25593 |  |  |  |  | 47 | 0.07033
48879 | THW_4142 | E | Houston | YES | -0.17808 | 56 | 5 | 56 | 0 | 1.0435 | CC | -1 | 0.31175 | 56 | 56 |  |  | -9.9723 | 56 | -0.31175 | -17.458 | 0.1852 | 0.25954 |  |  |  |  | 48 | 0.071291
48879 | THW_4142 | F | Houston | YES | -0.17808 | 55 | 5 | 55 | 0 | 1.0435 | CC | -1 | 0.31175 | 55 | 55 |  |  | -9.7942 | 55 | -0.31175 | -17.1463 | 0.18774 | 0.26308 |  |  |  |  | 49 | 0.072287
48881 | THW_4344 | G | Houston | YES | -0.17808 | 58 | 5 | 58 | 0 | 1.0435 | CC | -1 | 0.31175 | 58 | 58 |  |  | -10.3285 | 58 | -0.31175 | -18.0815 | 0.19042 | 0.26681 |  |  |  |  | 50 | 0.07332
48881 | THW_4344 | H | Houston | YES | -0.17808 | 58 | 5 | 58 | 0 | 1.0435 | CC | -1 | 0.31175 | 58 | 58 |  |  | -10.3285 | 58 | -0.31175 | -18.0815 | 0.19311 | 0.27054 |  |  |  |  | 51 | 0.074334
48593 | CHE_GT1_8015 | 1 | Houston | YES | -0.17707 | 173 | 50 | 173 | 0 | 1.0362 | Cogen | -1 | 0.31075 | 0 | 0 |  |  | 0 | 0 | -0.31075 | 0 | 0.19311 | 0.27054 |  |  |  |  | 52 | 0.075331
48594 | CHE_GN4_8025 | 4 | Houston | YES | -0.17707 | 142 | 60 | 142 | 0 | 1.0362 | Cogen | -1 | 0.31075 | 0 | 0 |  |  | 0 | 0 | -0.31075 | 0 | 0.19311 | 0.27054 |  |  |  |  | 53 | 0.076382
48511 | LPE_GT1_8070 | 1 | Houston | YES | -0.17696 | 42 | 0 | 42 | 0 | 1.0362 | GGT | -1 | 0.31064 | 42 | 42 |  |  | -7.4325 | 42 | -0.31064 | -13.0468 | 0.19505 | 0.27323 |  |  |  |  | 54 | 0.077432
48512 | LPE_GT2_8075 | 2 | Houston | YES | -0.17696 | 42 | 0 | 42 | 0 | 1.0362 | GGT | -1 | 0.31064 | 42 | 42 |  |  | -7.4325 | 42 | -0.31064 | -13.0468 | 0.19699 | 0.27592 |  |  |  |  | 55 | 0.077432
48513 | LPE_GT3_8080 | 3 | Houston | YES | -0.17696 | 39 | 0 | 39 | 0 | 1.0362 | GGT | -1 | 0.31064 | 39 | 39 |  |  | -6.9016 | 39 | -0.31064 | -12.1149 | 0.19879 | 0.27842 |  |  |  |  | 56 | 0.077432
48514 | LPE_GT4_8085 | 4 | Houston | YES | -0.17696 | 39 | 0 | 39 | 0 | 1.0362 | GGT | -1 | 0.31064 | 39 | 39 |  |  | -6.9016 | 39 | -0.31064 | -12.1149 | 0.20059 | 0.28092 |  |  |  |  | 57 | 0.078184
48500 | APD_GT1_8005 | 1 | Houston | YES | -0.17682 | 137.6 | 54.6 | 137.6 | 0 | 1.0362 | Cogen | -1 | 0.31049 | 0 | 0 |  |  | 0 | 0 | -0.31049 | 0 | 0.20059 | 0.28092 |  |  |  |  | 58 | 0.078935
48820 | SHELLG1_3015 | 1 | Houston | YES | -0.17614 | 71 | 34.5 | 71 |  | 1.029 | Cogen | -1 | 0.30981 | 0 | 0 |  |  | 0 | 0 | -0.30981 | 0 | 0.20059 | 0.28092 |  |  |  |  | 59 | 0.079632
48821 | SHELLG2 | 2 | Houston | YES | -0.17614 | 72 | 34.5 | 72 |  | 1.029 | Cogen | -1 | 0.30981 | 0 | 0 |  |  | 0 | 0 | -0.30981 | 0 | 0.20059 | 0.28092 |  |  |  |  | 60 | 0.08033
48822 | SHELLG3_3020 | 2 | Houston | YES | -0.17614 | 30 | 0 | 30 |  | 1.029 | Cogen | -1 | 0.30981 | 0 | 0 |  |  | 0 | 0 | -0.30981 | 0 | 0.20059 | 0.28092 |  |  |  |  | 61 | 0.08033
48822 | SHELLG3_3020 | 1 | Houston | YES | -0.17614 | 39 | 0 | 39 |  | 1.029 | Cogen | -1 | 0.30981 | 0 | 0 |  |  | 0 | 0 | -0.30981 | 0 | 0.20059 | 0.28092 |  |  |  |  | 62 | 0.08033
48740 | PSG_GN2_8050 | 1 | Houston | YES | -0.17566 | 182 | 60 | 182 | 0 | 1.0326 | Cogen | -1 | 0.30933 | 0 | 0 |  |  | 0 | 0 | -0.30933 | 0 | 0.20059 | 0.28092 |  |  |  |  | 63 | 0.08033
48741 | PSG_GT2_8040 | 1 | Houston | YES | -0.17566 | 158.6 | 50 | 158.6 | 0 | 1.0326 | Cogen | -1 | 0.30933 | 0 | 0 |  |  | 0 | 0 | -0.30933 | 0 | 0.20059 | 0.28092 |  |  |  |  | 64 | 0.08033
48742 | PSG_GT3_8060 | 1 | Houston | YES | -0.17566 | 157 | 50 | 157 | 0 | 1.0326 | Cogen | -1 | 0.30933 | 0 | 0 |  |  | 0 | 0 | -0.30933 | 0 | 0.20059 | 0.28092 |  |  |  |  | 65 | 0.08033
48854 | SRB_GN4_4 | 4 | Houston | YES | -0.17565 | 182.4 | 35 | 228 | 0 | 1.0326 | GST | -1 | 0.30933 | 228 | 228 |  |  | -40.0491 | 228 | -0.30933 | -70.5267 | 0.21113 | 0.29548 |  |  |  |  | 66 | 0.08033
48611 | DIB_GT1_8080 | 1 | Houston | YES | -0.17564 | 64 | 0 | 64 | 0 | 1.0326 | Cogen | -1 | 0.30932 | 0 | 0 |  |  | 0 | 0 | -0.30932 | 0 | 0.21113 | 0.29548 |  |  |  |  | 67 | 0.08033
48612 | DIB_GT2_8075 | 2 | Houston | YES | -0.17564 | 63.2 | 0 | 63.2 | 0 | 1.0326 | Cogen | -1 | 0.30932 | 0 | 0 |  |  | 0 | 0 | -0.30932 | 0 | 0.21113 | 0.29548 |  |  |  |  | 68 | 0.08033
48613 | DIB_ST1_8085 | 3 | Houston | YES | -0.17564 | 67.9 | 30 | 82.6 | 0 | 1.0326 | Cogen | -1 | 0.30932 | 0 | 0 |  |  | 0 | 0 | -0.30932 | 0 | 0.21113 | 0.29548 |  |  |  |  | 69 | 0.084347
48614 | DIB_GT3_8090 | 4 | Houston | YES | -0.17564 | 73.6 | 15 | 73.6 | 0 | 1.0326 | Cogen | -1 | 0.30932 | 0 | 0 |  |  | 0 | 0 | -0.30932 | 0 | 0.21113 | 0.29548 |  |  |  |  | 70 | 0.084347
48845 | SOL_GT1 | 1 | Houston | YES | -0.17564 | 16.2 | 15.4 | 16.2 |  | 1.0326 | Solar | -1 | 0.30931 | 16.2 | 16.2 |  |  | -2.8454 | 16.2 | -0.30931 | -5.0109 | 0.21188 | 0.29651 |  |  |  |  | 71 | 0.084347
48853 | SRB_GN3_3 | 3 | Houston | YES | -0.17563 | 170.4 | 35 | 213 |  | 1.0326 | GST | -1 | 0.30931 | 213 | 213 |  |  | -37.4098 | 213 | -0.30931 | -65.8823 | 0.22172 | 0.31011 |  |  |  |  | 72 | 0.084347
48551 | CAL_GT1_8045 | 1 | Houston | YES | -0.17555 | 149 | 0 | 149 | 0 | 1.0326 | Cogen | -1 | 0.30922 | 0 | 0 |  |  | 0 | 0 | -0.30922 | 0 | 0.22172 | 0.31011 |  |  |  |  | 73 | 0.084347
48552 | CAL_ST1_8000 | 2 | Houston | YES | -0.17555 | 65.1 | 0 | 65.1 | 0 | 1.0326 | Cogen | -1 | 0.30922 | 0 | 0 |  |  | 0 | 0 | -0.30922 | 0 | 0.22172 | 0.31011 |  |  |  |  | 74 | 0.084632
48851 | SRB_GN1_1 | 1 | Houston | YES | -0.17554 | 132 | 26 | 165 | 0 | 1.0217 | GST | -1 | 0.30922 | 165 | 165 |  |  | -28.9644 | 165 | -0.30922 | -51.0206 | 0.22935 | 0.32063 |  |  |  |  | 75 | 0.088384
48852 | SRB_GN2_2 | 2 | Houston | YES | -0.17552 | 140.8 | 26 | 176 | 0 | 1.0217 | GST | -1 | 0.30919 | 176 | 176 |  |  | -30.8908 | 176 | -0.30919 | -54.4173 | 0.23748 | 0.33186 |  |  |  |  | 76 | 0.088384
48855 | SRB_GT211035 | B1 | Houston | YES | -0.1755 | 0 | 0 | 18 |  | 1.014 | GGT | -1 | 0.30917 | 18 | 18 |  |  | -3.1589 | 18 | -0.30917 | -5.5651 | 0.23831 | 0.33301 |  |  |  |  | 77 | 0.088384
48855 | SRB_GT211035 | B2 | Houston | YES | -0.1755 | 0 | 0 | 12 |  | 1.014 | GGT | -1 | 0.30917 | 12 | 12 |  |  | -2.106 | 12 | -0.30917 | -3.71 | 0.23887 | 0.33378 |  |  |  |  | 78 | 0.091287
48761 | PR_GT1__9040 | 1 | Houston | YES | -0.17515 | 26 | 0 | 35 |  | 1 | Cogen | -1 | 0.30883 | 0 | 0 |  |  | 0 | 0 | -0.30883 | 0 | 0.23887 | 0.33378 |  |  |  |  | 79 | 0.094382
48641 | DPEC_GT15040 | 1 | Houston | YES | -0.1748 | 163.2 | 98 | 163.2 | 0 | 1.0319 | CC | -1 | 0.30847 | 163.2 | 163.2 |  |  | -28.5272 | 163.2 | -0.30847 | -50.3427 | 0.24641 | 0.34417 |  |  |  |  | 80 | 0.094699
48642 | DPEC_GT25025 | 2 | Houston | YES | -0.1748 | 157.1 | 98 | 157.1 | 0 | 1.0319 | CC | -1 | 0.30847 | 157.1 | 157.1 |  |  | -27.4609 | 157.1 | -0.30847 | -48.461 | 0.25367 | 0.35417 |  |  |  |  | 81 | 0.09491
48643 | DPEC_GT35010 | 3 | Houston | YES | -0.1748 | 157.5 | 98 | 157.5 | 0 | 1.0319 | CC | -1 | 0.30847 | 157.5 | 157.5 |  |  | -27.5308 | 157.5 | -0.30847 | -48.5844 | 0.26095 | 0.36419 |  |  |  |  | 82 | 0.09491
48644 | DPEC_GT45070 | 4 | Houston | YES | -0.1748 | 157 | 98 | 157 | 0 | 1.0319 | CC | -1 | 0.30847 | 157 | 157 |  |  | -27.4434 | 157 | -0.30847 | -48.4302 | 0.26821 | 0.37419 |  |  |  |  | 83 | 0.097756
48645 | DPEC_ST55065 | 5 | Houston | YES | -0.1748 | 282 | 0 | 282 | 0 | 1.0319 | CC | -1 | 0.30847 | 282 | 282 |  |  | -49.2933 | 282 | -0.30847 | -86.9892 | 0.28124 | 0.39214 |  |  |  |  | 84 | 0.1005
48841 | SJS_GT1_GT1 | 1 | Houston | YES | -0.17445 | 62.4 | 49 | 78 | 0 | 1.0362 | Cogen | -1 | 0.30812 | 0 | 0 |  |  | 0 | 0 | -0.30812 | 0 | 0.28124 | 0.39214 |  |  |  |  | 85 | 0.10324
48842 | SJS_GT2_GT2 | 2 | Houston | YES | -0.17445 | 64.8 | 49 | 81 | 0 | 1.0362 | Cogen | -1 | 0.30812 | 0 | 0 |  |  | 0 | 0 | -0.30812 | 0 | 0.28124 | 0.39214 |  |  |  |  | 86 | 0.10598
48691 | GBY_73741085 | B | Houston | YES | -0.17402 | 37.6 | 20 | 47 | 0 | 1.0362 | GGT | -1 | 0.30769 | 47 | 47 |  |  | -8.1787 | 47 | -0.30769 | -14.4614 | 0.28341 | 0.39512 |  |  |  |  | 87 | 0.1109
48691 | GBY_73741085 | A | Houston | YES | -0.17402 | 37.6 | 20 | 47 | 0 | 1.0362 | GGT | -1 | 0.30769 | 47 | 47 |  |  | -8.1787 | 47 | -0.30769 | -14.4614 | 0.28558 | 0.39811 |  |  |  |  | 88 | 0.1109
48692 | GBY_81821075 | D | Houston | YES | -0.17402 | 44 | 20 | 55 | 0 | 1.0362 | GGT | -1 | 0.30769 | 55 | 55 |  |  | -9.5708 | 55 | -0.30769 | -16.9229 | 0.28813 | 0.4016 |  |  |  |  | 89 | 0.1109
48692 | GBY_81821075 | C | Houston | YES | -0.17402 | 37.6 | 20 | 47 | 0 | 1.0362 | GGT | -1 | 0.30769 | 47 | 47 |  |  | -8.1787 | 47 | -0.30769 | -14.4614 | 0.2903 | 0.40458 |  |  |  |  | 90 | 0.11171
48693 | GBY_83841065 | F | Houston | YES | -0.17402 | 43.2 | 20 | 54 | 0 | 1.0362 | GGT | -1 | 0.30769 | 54 | 54 |  |  | -9.3968 | 54 | -0.30769 | -16.6152 | 0.29279 | 0.40801 |  |  |  |  | 91 | 0.11252
48693 | GBY_83841065 | E | Houston | YES | -0.17402 | 45.6 | 20 | 57 | 0 | 1.0362 | GGT | -1 | 0.30769 | 57 | 57 |  |  | -9.9189 | 57 | -0.30769 | -17.5382 | 0.29543 | 0.41163 |  |  |  |  | 92 | 0.11347
48531 | BYU_GT1_8075 | 1 | Houston | YES | -0.17305 | 65 | 0 | 65 |  | 1.0362 | Cogen | -1 | 0.30673 | 0 | 0 |  |  | 0 | 0 | -0.30673 | 0 | 0.29543 | 0.41163 |  |  |  |  | 93 | 0.11429
48532 | BYU_GT2_8055 | 2 | Houston | YES | -0.17305 | 62 | 0 | 62 |  | 1.0362 | Cogen | -1 | 0.30673 | 0 | 0 |  |  | 0 | 0 | -0.30673 | 0 | 0.29543 | 0.41163 |  |  |  |  | 94 | 0.11522
48533 | BYU_GT3_8060 | 3 | Houston | YES | -0.17305 | 67 | 0 | 67 |  | 1.0362 | Cogen | -1 | 0.30673 | 0 | 0 |  |  | 0 | 0 | -0.30673 | 0 | 0.29543 | 0.41163 |  |  |  |  | 95 | 0.1162
48534 | BYU_GT4_8065 | 4 | Houston | YES | -0.17305 | 65 | 0 | 65 |  | 1.0362 | Cogen | -1 | 0.30673 | 0 | 0 |  |  | 0 | 0 | -0.30673 | 0 | 0.29543 | 0.41163 |  |  |  |  | 96 | 0.1162
48561 | CTL_GT2_8130 | 1 | Houston | YES | -0.17231 | 73.5 | 30.3 | 91.9 |  | 1.0362 | Cogen | -1 | 0.30599 | 0 | 0 |  |  | 0 | 0 | -0.30599 | 0 | 0.29543 | 0.41163 |  |  |  |  | 97 | 0.1162
48562 | CTL_GT3_8135 | 2 | Houston | YES | -0.17231 | 70.1 | 30.3 | 87.6 |  | 1.0362 | Cogen | -1 | 0.30599 | 0 | 0 |  |  | 0 | 0 | -0.30599 | 0 | 0.29543 | 0.41163 |  |  |  |  | 98 | 0.1162
48563 | CTL_GT4_8140 | 3 | Houston | YES | -0.17231 | 69.6 | 30.3 | 87 |  | 1.0362 | Cogen | -1 | 0.30599 | 0 | 0 |  |  | 0 | 0 | -0.30599 | 0 | 0.29543 | 0.41163 |  |  |  |  | 99 | 0.1162
48564 | CTL_GN1_8145 | 4 | Houston | YES | -0.17231 | 43.6 | 12.9 | 54.5 |  | 1.0362 | Cogen | -1 | 0.30599 | 0 | 0 |  |  | 0 | 0 | -0.30599 | 0 | 0.29543 | 0.41163 |  |  |  |  | 100 | 0.1162
48565 | CTL_GN2_8155 | 5 | Houston | YES | -0.17231 | 9.8 | 3.4 | 12.2 |  | 1.0362 | Cogen | -1 | 0.30599 | 0 | 0 |  |  | 0 | 0 | -0.30599 | 0 | 0.29543 | 0.41163 |  |  |  |  | 101 | 0.1162
48772 | PHR_GN2_2 | MB | Houston | YES | -0.17038 | 0 | 72 | 459 |  | 1.0362 | GSC | -1 | 0.30405 | 0 | 0 |  |  | 0 | 0 | -0.30405 | 0 | 0.29543 | 0.41163 |  |  |  |  | 102 | 0.1162
38580 | TNBP_CGN1_8 | 1 | Houston | YES | -0.16761 | 70.8 | 0 | 70.8 | 0 | 1.005 | Cogen | -1 | 0.30128 | 0 | 0 |  |  | 0 | 0 | -0.30128 | 0 | 0.29543 | 0.41163 |  |  |  |  | 103 | 0.1162
38590 | TNBP_CGN2_8 | 2 | Houston | YES | -0.16761 | 66.7 | 0 | 66.7 | 0 | 1.005 | Cogen | -1 | 0.30128 | 0 | 0 |  |  | 0 | 0 | -0.30128 | 0 | 0.29543 | 0.41163 |  |  |  |  | 104 | 0.1162
38600 | TNBP_CGN3_8 | 5 | Houston | YES | -0.16761 | 53 | 0 | 53 | 0 | 1.005 | Cogen | -1 | 0.30128 | 0 | 0 |  |  | 0 | 0 | -0.30128 | 0 | 0.29543 | 0.41163 |  |  |  |  | 105 | 0.1162
38611 | TNBPAMCG1_8 | 1 | Houston | YES | -0.16761 | 153.2 | 0 | 153.2 | 0 | 1.005 | Cogen | -1 | 0.30128 | 0 | 0 |  |  | 0 | 0 | -0.30128 | 0 | 0.29543 | 0.41163 |  |  |  |  | 106 | 0.1162
38612 | TNBPAMCG2_8 | 2 | Houston | YES | -0.16761 | 153.5 | 0 | 153.5 | 0 | 1.005 | Cogen | -1 | 0.30128 | 0 | 0 |  |  | 0 | 0 | -0.30128 | 0 | 0.29543 | 0.41163 |  |  |  |  | 107 | 0.1162
38613 | TNBPAMCG3_8 | 3 | Houston | YES | -0.16761 | 152.3 | 0 | 152.3 | 0 | 1.005 | Cogen | -1 | 0.30128 | 0 | 0 |  |  | 0 | 0 | -0.30128 | 0 | 0.29543 | 0.41163 |  |  |  |  | 108 | 0.1162
38614 | TNBPAMCG4_8 | 4 | Houston | YES | -0.16761 | 96 | 0 | 96 |  | 1.005 | Cogen | -1 | 0.30128 | 0 | 0 |  |  | 0 | 0 | -0.30128 | 0 | 0.29543 | 0.41163 |  |  |  |  | 109 | 0.1162
38615 | TNBPAMCG5_8 | 1 | Houston | YES | -0.16761 | 244 | 0 | 244 | 0 | 1.005 | Cogen | -1 | 0.30128 | 0 | 0 |  |  | 0 | 0 | -0.30128 | 0 | 0.29543 | 0.41163 |  |  |  |  | 110 | 0.1162
38690 | TNBP_CGN4_8 | 3 | Houston | YES | -0.16761 | 40 | 0 | 40 |  | 1.005 | Cogen | -1 | 0.30128 | 0 | 0 |  |  | 0 | 0 | -0.30128 | 0 | 0.29543 | 0.41163 |  |  |  |  | 111 | 0.1162
38711 | TNTXCTY1CG8 | 1 | Houston | YES | -0.16761 | 100.3 | 59 | 100.3 | 0 | 1 | Cogen | -1 | 0.30128 | 0 | 0 |  |  | 0 | 0 | -0.30128 | 0 | 0.29543 | 0.41163 |  |  |  |  | 112 | 0.1162
38712 | TNTXCTY2CG8 | 1 | Houston | YES | -0.16761 | 92.9 | 59 | 92.9 | 0 | 1 | Cogen | -1 | 0.30128 | 0 | 0 |  |  | 0 | 0 | -0.30128 | 0 | 0.29543 | 0.41163 |  |  |  |  | 113 | 0.1162
38713 | TNTXCTY3CG8 | 1 | Houston | YES | -0.16761 | 102.7 | 59 | 102.7 | 0 | 1 | Cogen | -1 | 0.30128 | 0 | 0 |  |  | 0 | 0 | -0.30128 | 0 | 0.29543 | 0.41163 |  |  |  |  | 114 | 0.1162
38714 | TNTXCTY4CG8 | 1 | Houston | YES | -0.16761 | 103 | 59 | 103 | 0 | 1 | Cogen | -1 | 0.30128 | 0 | 0 |  |  | 0 | 0 | -0.30128 | 0 | 0.29543 | 0.41163 |  |  |  |  | 115 | 0.1162
39470 | TNDOWCGNSG8 | 1 | Houston | YES | -0.16761 | 32 | 10 | 32 | 0 | 0.985 | Cogen | -1 | 0.30128 | 0 | 0 |  |  | 0 | 0 | -0.30128 | 0 | 0.29543 | 0.41163 |  |  |  |  | 116 | 0.1162
39480 | TNDOWCGNGG8 | 1 | Houston | YES | -0.16761 | 30 | 10 | 30 | 0 | 0.985 | Cogen | -1 | 0.30128 | 0 | 0 |  |  | 0 | 0 | -0.30128 | 0 | 0.29543 | 0.41163 |  |  |  |  | 117 | 0.1162
48921 | WAP_GN1_1 | 1 | Houston | YES | -0.16115 | 132.8 | 37 | 166 | 0 | 1.0362 | GST | -1 | 0.29482 | 166 | 166 |  |  | -26.7504 | 166 | -0.29482 | -48.9402 | 0.3031 | 0.42173 |  |  |  |  | 118 | 0.1162
48922 | WAP_GN2_2 | 2 | Houston | YES | -0.16115 | 132.8 | 37 | 166 | 0 | 1.0362 | GST | -1 | 0.29482 | 166 | 166 |  |  | -26.7504 | 166 | -0.29482 | -48.9402 | 0.31077 | 0.43183 |  |  |  |  | 119 | 0.1162
48923 | WAP_GN3_3 | 3 | Houston | YES | -0.16115 | 198.4 | 93 | 248 | 0 | 1.0362 | GST | -1 | 0.29482 | 248 | 248 |  |  | -39.9645 | 248 | -0.29482 | -73.1155 | 0.32223 | 0.44692 |  |  |  |  | 120 | 0.1162
48924 | WAP_GN4_4 | 4 | Houston | YES | -0.16115 | 546 | 217 | 546 | 0 | 1.0362 | GSC | -1 | 0.29482 | 546 | 546 |  |  | -87.9863 | 546 | -0.29482 | -160.972 | 0.34747 | 0.48014 |  |  |  |  | 121 | 0.11863
48925 | WAP_GN5_5 | 5 | Houston | YES | -0.16115 | 596.5 | 278 | 654 | 0 | 0.985 | LIGCO | -1 | 0.29482 | 0 | 654 |  |  | 0 | 0 | -0.29482 | 0 | 0.34747 | 0.48014 |  |  |  |  | 122 | 0.12106
48929 | WAPGT21_GT1 | B1 | Houston | YES | -0.16115 | 0 | 0 | 13 |  | 1.05 | GGT | -1 | 0.29482 | 13 | 13 |  |  | -2.0949 | 13 | -0.29482 | -3.8327 | 0.34807 | 0.48093 |  |  |  |  | 123 | 0.12469
48510 | AK_GT1__8040 | 1 | Houston | YES | -0.16085 | 33.4 | 8.1 | 34 |  | 1.029 | Cogen | -1 | 0.29453 | 0 | 0 |  |  | 0 | 0 | -0.29453 | 0 | 0.34807 | 0.48093 |  |  |  |  | 124 | 0.13267
48521 | BVE_GT1_GT1 | 1 | Houston | YES | -0.15953 | 167.7 | 0 | 167.7 |  | 1.035 | CC | -1 | 0.2932 | 167.7 | 167.7 |  |  | -26.7533 | 167.7 | -0.2932 | -49.1704 | 0.35582 | 0.49108 |  |  |  |  | 125 | 0.13267
48522 | BVE_GT2_5035 | 2 | Houston | YES | -0.15953 | 166.4 | 0 | 166.4 |  | 1.035 | CC | -1 | 0.2932 | 166.4 | 166.4 |  |  | -26.546 | 166.4 | -0.2932 | -48.7892 | 0.36351 | 0.50114 |  |  |  |  | 126 | 0.13286
48523 | BVE_ST1_GN1 | 3 | Houston | YES | -0.15953 | 252.4 | 0 | 252.4 |  | 1.035 | CC | -1 | 0.2932 | 252.4 | 252.4 |  |  | -40.2656 | 252.4 | -0.2932 | -74.0048 | 0.37517 | 0.51642 |  |  |  |  | 127 | 0.13286
48926 | WAP_GN6_6 | 6 | Houston | YES | -0.15945 | 651 | 280 | 651 |  | 1.035 | LIGCO | -1 | 0.29312 | 0 | 651 |  |  | 0 | 0 | -0.29312 | 0 | 0.37517 | 0.51642 |  |  |  |  | 128 | 0.13526
48927 | WAP_GN7_7 | 7 | Houston | YES | -0.15945 | 564 | 277 | 564 |  | 1.035 | LIGCO | -1 | 0.29312 | 0 | 564 |  |  | 0 | 0 | -0.29312 | 0 | 0.37517 | 0.51642 |  |  |  |  | 129 | 0.13763
48928 | WAP_GN8_8 | 8 | Houston | YES | -0.15945 | 603 | 275 | 603 |  | 1.035 | LIGCO | -1 | 0.29312 | 0 | 603 |  |  | 0 | 0 | -0.29312 | 0 | 0.37517 | 0.51642 |  |  |  |  | 130 | 0.14124
48730 | MNS_GT | 1 | Houston | YES | -0.15934 | 43 | 0 | 46.1 |  | 1.029 | Cogen | -1 | 0.29301 | 0 | 0 |  |  | 0 | 0 | -0.29301 | 0 | 0.37517 | 0.51642 |  |  |  |  | 131 | 0.14124
39760 | TNSCLP1___8 | 1 | Houston | YES | -0.14924 | 93.4 | 20 | 116.8 | 0 | 1.04 | Cogen | -1 | 0.28291 | 0 | 0 |  |  | 0 | 0 | -0.28291 | 0 | 0.37517 | 0.51642 |  |  |  |  | 132 | 0.14124
39770 | TNSCLP2___8 | 1 | Houston | YES | -0.14924 | 91.6 | 20 | 114.5 | 0 | 1.04 | Cogen | -1 | 0.28291 | 0 | 0 |  |  | 0 | 0 | -0.28291 | 0 | 0.37517 | 0.51642 |  |  |  |  | 133 | 0.14124
39775 | TNSCLP4___8 | 1 | Houston | YES | -0.14924 | 95.2 | 20 | 119 | 0 | 1.04 | Cogen | -1 | 0.28291 | 0 | 0 |  |  | 0 | 0 | -0.28291 | 0 | 0.37517 | 0.51642 |  |  |  |  | 134 | 0.14124
39790 | TNSCLP3___8 | 1 | Houston | YES | -0.14924 | 87.6 | 20 | 109.5 | 0 | 1.027 | Cogen | -1 | 0.28291 | 0 | 0 |  |  | 0 | 0 | -0.28291 | 0 | 0.37517 | 0.51642 |  |  |  |  | 135 | 0.14124
48520 | BSF_GT1_8070 | 1 | Houston | YES | -0.14641 | 72 | 0 | 72 | 0 | 1.0326 | Cogen | -1 | 0.28008 | 0 | 0 |  |  | 0 | 0 | -0.28008 | 0 | 0.37517 | 0.51642 |  |  |  |  | 136 | 0.14124
48520 | BSF_GT1_8070 | 2 | Houston | YES | -0.14641 | 10 | 0 | 10 | 0 | 1.0326 | Cogen | -1 | 0.28008 | 0 | 0 |  |  | 0 | 0 | -0.28008 | 0 | 0.37517 | 0.51642 |  |  |  |  | 137 | 0.14124
49851 | DOW17000 | 37 | Houston | YES | -0.14285 | 39 | 0 | 62 | 0 | 1 | Cogen | -1 | 0.27652 | 0 | 0 |  |  | 0 | 0 | -0.27652 | 0 | 0.37517 | 0.51642 |  |  |  |  | 138 | 0.14124
49858 | DOW38100 | 31 | Houston | YES | -0.14285 | 45 | 0 | 71.4 |  | 1 | Cogen | -1 | 0.27652 | 0 | 0 |  |  | 0 | 0 | -0.27652 | 0 | 0.37517 | 0.51642 |  |  |  |  | 139 | 0.14124
49859 | DOW38200 | 33 | Houston | YES | -0.14285 | 28 | 0 | 45 | 0 | 1 | Cogen | -1 | 0.27652 | 0 | 0 |  |  | 0 | 0 | -0.27652 | 0 | 0.37517 | 0.51642 |  |  |  |  | 140 | 0.14124
49860 | DOW38300 | 32 | Houston | YES | -0.14285 | 63 | 0 | 101 |  | 1 | Cogen | -1 | 0.27652 | 0 | 0 |  |  | 0 | 0 | -0.27652 | 0 | 0.37517 | 0.51642 |  |  |  |  | 141 | 0.14124
49862 | DOW39100 | 36 | Houston | YES | -0.14285 | 54 | 0 | 86 | 0 | 1 | Cogen | -1 | 0.27652 | 0 | 0 |  |  | 0 | 0 | -0.27652 | 0 | 0.37517 | 0.51642 |  |  |  |  | 142 | 0.14124
49863 | DOW39200 | 35 | Houston | YES | -0.14285 | 55 | 0 | 88 | 0 | 1 | Cogen | -1 | 0.27652 | 0 | 0 |  |  | 0 | 0 | -0.27652 | 0 | 0.37517 | 0.51642 |  |  |  |  | 143 | 0.14124
49865 | DOW41000 | 41 | Houston | YES | -0.14285 | 31 | 0 | 50 |  | 1 | Cogen | -1 | 0.27652 | 0 | 0 |  |  | 0 | 0 | -0.27652 | 0 | 0.37517 | 0.51642 |  |  |  |  | 144 | 0.14124
49866 | DOW42000 | 42 | Houston | YES | -0.14285 | 11 | 0 | 18 |  | 1 | Cogen | -1 | 0.27652 | 0 | 0 |  |  | 0 | 0 | -0.27652 | 0 | 0.37517 | 0.51642 |  |  |  |  | 145 | 0.14124
49869 | DOW49000 | 45 | Houston | YES | -0.14285 | 59 | 0 | 94 |  | 1 | Cogen | -1 | 0.27652 | 0 | 0 |  |  | 0 | 0 | -0.27652 | 0 | 0.37517 | 0.51642 |  |  |  |  | 146 | 0.14124
49870 | DOW61000 | 61 | Houston | YES | -0.14285 | 44 | 0 | 70 | 0 | 1 | Cogen | -1 | 0.27652 | 0 | 0 |  |  | 0 | 0 | -0.27652 | 0 | 0.37517 | 0.51642 |  |  |  |  | 147 | 0.14124
49871 | DOW62000 | 62 | Houston | YES | -0.14285 | 40 | 0 | 63 | 0 | 1 | Cogen | -1 | 0.27652 | 0 | 0 |  |  | 0 | 0 | -0.27652 | 0 | 0.37517 | 0.51642 |  |  |  |  | 148 | 0.14124
49872 | DOW63000 | 63 | Houston | YES | -0.14285 | 45 | 0 | 72 | 0 | 1 | Cogen | -1 | 0.27652 | 0 | 0 |  |  | 0 | 0 | -0.27652 | 0 | 0.37517 | 0.51642 |  |  |  |  | 149 | 0.14124
49873 | DOW64000 | 64 | Houston | YES | -0.14285 | 41 | 0 | 64.8 | 0 | 1 | Cogen | -1 | 0.27652 | 0 | 0 |  |  | 0 | 0 | -0.27652 | 0 | 0.37517 | 0.51642 |  |  |  |  | 150 | 0.14124
49876 | DOW65000 | 65 | Houston | YES | -0.14285 | 63 | 0 | 101 | 0 | 1 | Cogen | -1 | 0.27652 | 0 | 0 |  |  | 0 | 0 | -0.27652 | 0 | 0.37517 | 0.51642 |  |  |  |  | 151 | 0.14124
49877 | DOW66000 | 66 | Houston | YES | -0.14285 | 61 | 0 | 97 | 0 | 1 | Cogen | -1 | 0.27652 | 0 | 0 |  |  | 0 | 0 | -0.27652 | 0 | 0.37517 | 0.51642 |  |  |  |  | 152 | 0.14124
49878 | DOW67000 | 67 | Houston | YES | -0.14285 | 65 | 0 | 103 | 0 | 1 | Cogen | -1 | 0.27652 | 0 | 0 |  |  | 0 | 0 | -0.27652 | 0 | 0.37517 | 0.51642 |  |  |  |  | 153 | 0.14124
49882 | DOW81000 | 81 | Houston | YES | -0.14285 | 47 | 0 | 76 | 0 | 1 | Cogen | -1 | 0.27652 | 0 | 0 |  |  | 0 | 0 | -0.27652 | 0 | 0.37517 | 0.51642 |  |  |  |  | 154 | 0.14124
49884 | DOW82000 | 82 | Houston | YES | -0.14285 | 51 | 0 | 80 | 0 | 1 | Cogen | -1 | 0.27652 | 0 | 0 |  |  | 0 | 0 | -0.27652 | 0 | 0.37517 | 0.51642 |  |  |  |  | 155 | 0.14124
49885 | DOW83000 | 83 | Houston | YES | -0.14285 | 51 | 0 | 80 | 0 | 1 | Cogen | -1 | 0.27652 | 0 | 0 |  |  | 0 | 0 | -0.27652 | 0 | 0.37517 | 0.51642 |  |  |  |  | 156 | 0.14124
49886 | DOW84000 | 84 | Houston | YES | -0.14285 | 107 | 0 | 171 | 0 | 0.98 | Cogen | -1 | 0.27652 | 0 | 0 |  |  | 0 | 0 | -0.27652 | 0 | 0.37517 | 0.51642 |  |  |  |  | 157 | 0.14124
48911 | TGF_GT1_8000 | 1 | Houston | YES | -0.12873 | 69.2 | 0 | 69.2 |  | 1.029 | Cogen | -1 | 0.26241 | 0 | 0 |  |  | 0 | 0 | -0.26241 | 0 | 0.37517 | 0.51642 |  |  |  |  | 158 | 0.14124
48731 | CBE_GT1 | 1 | Houston | YES | -0.12437 | 76 | 0 | 76 | 0 | 1.029 | CC | -1 | 0.25804 | 76 | 76 |  |  | -9.452 | 76 | -0.25804 | -19.6112 | 0.37869 | 0.52046 |  |  |  |  | 159 | 0.14124
48732 | CBE_GT2 | 1 | Houston | YES | -0.12437 | 76 | 0 | 76 | 0 | 1.029 | CC | -1 | 0.25804 | 76 | 76 |  |  | -9.452 | 76 | -0.25804 | -19.6112 | 0.3822 | 0.52451 |  |  |  |  | 160 | 0.14124
48733 | CBE_ST12 | 1 | Houston | YES | -0.12437 | 105 | 0 | 105 | 0 | 1.029 | CC | -1 | 0.25804 | 105 | 105 |  |  | -13.0586 | 105 | -0.25804 | -27.0944 | 0.38705 | 0.5301 |  |  |  |  | 161 | 0.14124
48734 | CBE_GT3 | 1 | Houston | YES | -0.12437 | 76 | 0 | 76 | 0 | 1.029 | CC | -1 | 0.25804 | 76 | 76 |  |  | -9.452 | 76 | -0.25804 | -19.6112 | 0.39056 | 0.53415 |  |  |  |  | 162 | 0.14178
48735 | CBE_GT4 | 1 | Houston | YES | -0.12437 | 76 | 0 | 76 | 0 | 1.029 | CC | -1 | 0.25804 | 76 | 76 |  |  | -9.452 | 76 | -0.25804 | -19.6112 | 0.39408 | 0.53819 |  |  |  |  | 163 | 0.14231
48736 | CBE_ST34 | 1 | Houston | YES | -0.12437 | 105 | 0 | 105 | 0 | 1.029 | CC | -1 | 0.25804 | 105 | 105 |  |  | -13.0586 | 105 | -0.25804 | -27.0944 | 0.39893 | 0.54379 |  |  |  |  | 164 | 0.14305
5911 | STP_GN1___1 | 1 | Houston | YES | -0.1235 | 1333 | 1249 | 1333 | 0 | 1.0406 | Nuc | -1 | 0.25717 | 0 | 0 |  |  | 0 | 0 | -0.25717 | 0 | 0.39893 | 0.54379 |  |  |  |  | 165 | 0.14358
5912 | STP_GN2___2 | 2 | Houston | YES | -0.1235 | 1332 | 1249 | 1332 | 0 | 1.0406 | Nuc | -1 | 0.25717 | 0 | 0 |  |  | 0 | 0 | -0.25717 | 0 | 0.39893 | 0.54379 |  |  |  |  | 166 | 0.14412
8134 | FOR #1 | 1 | South | YES | -0.084263 | 54.1 | 45 | 79 | 0 | 1 | Cogen | -1 | 0.21794 | 0 | 0 |  |  |  |  | -0.21794 | 0 | 0.39893 | 0.54379 |  |  |  |  | 167 | 0.14486
8138 | FOR #2 | 2 | South | YES | -0.084263 | 63.1 | 45 | 81 | 0 | 1 | Cogen | -1 | 0.21794 | 0 | 0 |  |  |  |  | -0.21794 | 0 | 0.39893 | 0.54379 |  |  |  |  | 168 | 0.14486
8153 | FOR #3 | 3 | South | YES | -0.084263 | 63.1 | 45 | 79.9 | 0 | 1 | Cogen | -1 | 0.21794 | 0 | 0 |  |  |  |  | -0.21794 | 0 | 0.39893 | 0.54379 |  |  |  |  | 169 | 0.14486
8154 | FOR #4 | 4 | South | YES | -0.084263 | 63.1 | 60 | 80 | 0 | 1 | Cogen | -1 | 0.21794 | 0 | 0 |  |  |  |  | -0.21794 | 0 | 0.39893 | 0.54379 |  |  |  |  | 170 | 0.14486
8155 | FOR #5 | 5 | South | YES | -0.084263 | 63.1 | 60 | 78.4 | 0 | 1 | Cogen | -1 | 0.21794 | 0 | 0 |  |  |  |  | -0.21794 | 0 | 0.39893 | 0.54379 |  |  |  |  | 171 | 0.14486
8156 | FOR #6 | 6 | South | YES | -0.084263 | 24.9 | 5 | 25 | 0 | 1 | Cogen | -1 | 0.21794 | 0 | 0 |  |  |  |  | -0.21794 | 0 | 0.39893 | 0.54379 |  |  |  |  | 172 | 0.14486
8157 | FOR #7 | 7 | South | YES | -0.084263 | 28.8 | 5 | 46 | 0 | 1 | Cogen | -1 | 0.21794 | 0 | 0 |  |  |  |  | -0.21794 | 0 | 0.39893 | 0.54379 |  |  |  |  | 173 | 0.14486
80051 | FOR #8 | 8 | South | YES | -0.084263 | 28 | 28 | 28 |  | 1 | Cogen | -1 | 0.21794 | 0 | 0 |  |  |  |  | -0.21794 | 0 | 0.39893 | 0.54379 |  |  |  |  | 174 | 0.14486
80052 | FOR #9 | 9 | South | YES | -0.084263 | 29.7 | 5 | 43.6 | 0 | 1 | Cogen | -1 | 0.21794 | 0 | 0 |  |  |  |  | -0.21794 | 0 | 0.39893 | 0.54379 |  |  |  |  | 175 | 0.14486
80053 | FOR #10 | 10 | South | YES | -0.084263 | 68.4 | 45 | 75 | 0 | 1 | Cogen | -1 | 0.21794 | 0 | 0 |  |  |  |  | -0.21794 | 0 | 0.39893 | 0.54379 |  |  |  |  | 176 | 0.14486
80226 | ALCOA G | 1 | South | YES | -0.083157 | 32.3 | 5 | 48 | 0 | 1.015 | Cogen | -1 | 0.21683 | 0 | 0 |  |  |  |  | -0.21683 | 0 | 0.39893 | 0.54379 |  |  |  |  | 177 | 0.14486
8147 | UCAR #2 | 10 | South | YES | -0.079493 | 18.2 | 0 | 28 |  | 1 | Cogen | -1 | 0.21317 | 0 | 0 |  |  |  |  | -0.21317 | 0 | 0.39893 | 0.54379 |  |  |  |  | 178 | 0.14486
8148 | UCAR #1 | 2 | South | YES | -0.079493 | 6.1 | 0 | 7 | 0 | 1.009 | Cogen | -1 | 0.21317 | 0 | 0 |  |  |  |  | -0.21317 | 0 | 0.39893 | 0.54379 |  |  |  |  | 179 | 0.14486
80137 | CSDR89 | 9 | South | YES | -0.079493 | 15 | 0 | 15 | 0 | 1.003 | DCTie | -1 | 0.21317 | 0 | 0 |  |  |  |  | -0.21317 | 0 | 0.39893 | 0.54379 |  |  |  |  | 180 | 0.14486
80137 | CSDR89 | 8 | South | YES | -0.079493 | 33.9 | 0 | 39 | 0 | 1.003 | DCTie | -1 | 0.21317 | 0 | 0 |  |  |  |  | -0.21317 | 0 | 0.39893 | 0.54379 |  |  |  |  | 181 | 0.14486
80138 | CSDR7 | 7 | South | YES | -0.079493 | 6.1 | 0 | 7 | 0 | 1.014 | DCTie | -1 | 0.21317 | 0 | 0 |  |  |  |  | -0.21317 | 0 | 0.39893 | 0.54379 |  |  |  |  | 182 | 0.14486
80139 | CSDR56 | 6 | South | YES | -0.079493 | 0 | 0 | 39 |  | 1.0033 | DCTie | -1 | 0.21317 | 0 | 0 |  |  |  |  | -0.21317 | 0 | 0.39893 | 0.54379 |  |  |  |  | 183 | 0.14486
80139 | CSDR56 | 5 | South | YES | -0.079493 | 15 | 0 | 15 |  | 1.0033 | DCTie | -1 | 0.21317 | 0 | 0 |  |  |  |  | -0.21317 | 0 | 0.39893 | 0.54379 |  |  |  |  | 184 | 0.14486
80140 | CSDR11 | 11 | South | YES | -0.079492 | 33.9 | 0 | 39 | 0 | 1.03 | DCTie | -1 | 0.21317 | 0 | 0 |  |  |  |  | -0.21317 | 0 | 0.39893 | 0.54379 |  |  |  |  | 185 | 0.14486
80227 | AIRCO G | 1 | South | YES | -0.078921 | 7.2 | 0 | 8 | 0 | 1.0104 | Cogen | -1 | 0.21259 | 0 | 0 |  |  |  |  | -0.21259 | 0 | 0.39893 | 0.54379 |  |  |  |  | 186 | 0.14486
80224 | VISTRONG1 | 1 | South | YES | -0.078045 | 13.1 | 0 | 15 | 0 | 1.01 | Cogen | -1 | 0.21172 | 0 | 0 |  |  |  |  | -0.21172 | 0 | 0.39893 | 0.54379 |  |  |  |  | 187 | 0.14486
80225 | VISTRONG2 | 2 | South | YES | -0.078045 | 20.2 | 0 | 23 | 0 | 1.01 | Cogen | -1 | 0.21172 | 0 | 0 |  |  |  |  | -0.21172 | 0 | 0.39893 | 0.54379 |  |  |  |  | 188 | 0.14486
5503 | RAYBURNGEN3 | 1 | South | YES | -0.076173 | 17.6 | 6 | 22 | 0 | 1.0224 | GST | -1 | 0.20985 | 22 | 22 |  |  |  |  | -0.20985 | -4.6166 | 0.39995 | 0.54474 |  |  |  |  | 189 | 0.14486
5505 | RAYBURNGEN1 | 1 | South | YES | -0.076173 | 0 | 1 | 11 |  | 1.0223 | GGT | -1 | 0.20985 | 11 | 11 |  |  |  |  | -0.20985 | -2.3083 | 0.40045 | 0.54521 |  |  |  |  | 190 | 0.14486
5506 | RAYBURNGEN2 | 1 | South | YES | -0.076173 | 0 | 1 | 11 |  | 1.0223 | GGT | -1 | 0.20985 | 11 | 11 |  |  |  |  | -0.20985 | -2.3083 | 0.40096 | 0.54569 |  |  |  |  | 191 | 0.14486
8066 | DUP1V#1 | 1 | South | YES | -0.075566 | 52.3 | 0 | 73 | 0 | 1.01 | Cogen | -1 | 0.20924 | 0 | 0 |  |  |  |  | -0.20924 | 0 | 0.40096 | 0.54569 |  |  |  |  | 192 | 0.14479
5508 | RAYBURNCC9 | 1 | South | YES | -0.075469 | 47.7 | 18.2 | 47.7 | 0 | 1.0296 | CC | -1 | 0.20914 | 47.7 | 47.7 |  |  |  |  | -0.20914 | -9.9761 | 0.40317 | 0.54775 |  |  |  |  | 193 | 0.14476
5509 | RAYBURNCC10 | 1 | South | YES | -0.075469 | 37.3 | 5.2 | 37.3 | 0 | 1.0296 | CC | -1 | 0.20914 | 37.3 | 37.3 |  |  |  |  | -0.20914 | -7.801 | 0.40489 | 0.54936 |  |  |  |  | 194 | 0.14473
5511 | RAYBURNCC7 | 1 | South | YES | -0.075469 | 47.5 | 18.2 | 47.5 | 0 | 1.0296 | CC | -1 | 0.20914 | 47.5 | 47.5 |  |  |  |  | -0.20914 | -9.9343 | 0.40709 | 0.55141 |  |  |  |  | 195 | 0.14473
5512 | RAYBURNCC8 | 1 | South | YES | -0.075469 | 49.3 | 18.2 | 49.3 | 0 | 1.0296 | CC | -1 | 0.20914 | 49.3 | 49.3 |  |  |  |  | -0.20914 | -10.3107 | 0.40937 | 0.55354 |  |  |  |  | 196 | 0.14458
8173 | VICEC51A | 5 | South | YES | -0.074109 | 144 | 18 | 144 | 0 | 1.025 | CC | -1 | 0.20778 | 144 | 144 |  |  |  |  | -0.20778 | -29.9207 | 0.41602 | 0.55971 |  |  |  |  | 197 | 0.14447
8174 | VICEC61A | 6 | South | YES | -0.074109 | 188 | 42 | 188 | 0 | 1.025 | CC | -1 | 0.20778 | 188 | 188 |  |  |  |  | -0.20778 | -39.0631 | 0.42471 | 0.56777 |  |  |  |  | 198 | 0.14432
8926 | LGE_GT10A | 1 | South | YES | -0.073686 | 158 | 0 | 158 | 0 | 1.03 | Cogen | -1 | 0.20736 | 0 | 0 |  |  |  |  | -0.20736 | 0 | 0.42471 | 0.56777 |  |  |  |  | 199 | 0.14417
8927 | LGE_GT20A | 2 | South | YES | -0.073686 | 153 | 0 | 153 | 0 | 1.03 | Cogen | -1 | 0.20736 | 0 | 0 |  |  |  |  | -0.20736 | 0 | 0.42471 | 0.56777 |  |  |  |  | 200 | 0.14369
8928 | LGE_STG0A | 3 | South | YES | -0.073686 | 100 | 0 | 100 | 0 | 1.03 | Cogen | -1 | 0.20736 | 0 | 0 |  |  |  |  | -0.20736 | 0 | 0.42471 | 0.56777 |  |  |  |  | 201 | 0.14306
8930 | ICPGN10A | 1 | South | YES | -0.073686 | 149 | 0 | 149 | 0 | 1.03 | Cogen | -1 | 0.20736 | 0 | 0 |  |  |  |  | -0.20736 | 0 | 0.42471 | 0.56777 |  |  |  |  | 202 | 0.14306
8931 | ICPGN20A | 2 | South | YES | -0.073686 | 150 | 0 | 150 | 0 | 1.03 | Cogen | -1 | 0.20736 | 0 | 0 |  |  |  |  | -0.20736 | 0 | 0.42471 | 0.56777 |  |  |  |  | 203 | 0.14306
8932 | ICPGN30A | 3 | South | YES | -0.073686 | 127 | 0 | 127 | 0 | 1.03 | Cogen | -1 | 0.20736 | 0 | 0 |  |  |  |  | -0.20736 | 0 | 0.42471 | 0.56777 |  |  |  |  | 204 | 0.14306
80223 | REYSHR G | 1 | South | YES | -0.073686 | 12 | 0 | 12 | 0 | 1.032 | Cogen | -1 | 0.20736 | 0 | 0 |  |  |  |  | -0.20736 | 0 | 0.42471 | 0.56777 |  |  |  |  | 205 | 0.14306
8442 | NBEC7 | 7 | South | YES | -0.072192 | 0 | 81 | 367 |  | 1.0298 | GST | -1 | 0.20587 | 367 | 367 |  |  |  |  | -0.20587 | -75.5526 | 0.44167 | 0.58336 |  |  |  |  | 206 | 0.14306
8442 | NBEC7 | MB | South | YES | -0.072192 | 0 | 81 | 367 |  | 1.0298 | GST | -1 | 0.20587 | 0 | 0 |  |  |  |  | -0.20587 | 0 | 0.44167 | 0.58336 |  |  |  |  | 207 | 0.14306
8560 | CNOPGT1 | 1 | South | YES | -0.072175 | 148.3 | 0 | 148.3 | 0 | 1.03 | Cogen | -1 | 0.20585 | 0 | 0 |  |  |  |  | -0.20585 | 0 | 0.44167 | 0.58336 |  |  |  |  | 208 | 0.14306
8561 | CNOPGT2 | 2 | South | YES | -0.072175 | 148.6 | 0 | 148.6 | 0 | 1.03 | Cogen | -1 | 0.20585 | 0 | 0 |  |  |  |  | -0.20585 | 0 | 0.44167 | 0.58336 |  |  |  |  | 209 | 0.14169
8562 | CNOPST1 | 3 | South | YES | -0.072175 | 153 | 0 | 153 | 0 | 1.03 | Cogen | -1 | 0.20585 | 0 | 0 |  |  |  |  | -0.20585 | 0 | 0.44167 | 0.58336 |  |  |  |  | 210 | 0.14169
8456 | COSW#1 | 1 | South | YES | -0.072091 | 20 | 0 | 20 | 0 | 1.027 | Cogen | -1 | 0.20576 | 0 | 0 |  |  |  |  | -0.20576 | 0 | 0.44167 | 0.58336 |  |  |  |  | 211 | 0.14169
8457 | COSW#2 | 2 | South | YES | -0.072091 | 14 | 0 | 14 | 0 | 1.027 | Cogen | -1 | 0.20576 | 0 | 0 |  |  |  |  | -0.20576 | 0 | 0.44167 | 0.58336 |  |  |  |  | 212 | 0.14169
8459 | B_DAVIS0B | MB | South | YES | -0.071919 | 0 | 50 | 339 |  | 1.03 | GSC | -1 | 0.20559 | 0 | 0 |  |  |  |  | -0.20559 | 0 | 0.44167 | 0.58336 |  |  |  |  | 213 | 0.14169
8460 | B_DAVIS0A | MB | South | YES | -0.071919 | 0 | 50 | 340 |  | 1.03 | GSC | -1 | 0.20559 | 0 | 0 |  |  |  |  | -0.20559 | 0 | 0.44167 | 0.58336 |  |  |  |  | 214 | 0.14169
80263 | B_DAVIS31A | 3 | South | YES | -0.071919 | 0 | 0 | 180 |  | 1.0366 | CC | -1 | 0.20559 | 180 | 180 |  |  |  |  | -0.20559 | -37.0066 | 0.44999 | 0.591 |  |  |  |  | 215 | 0.14169
80264 | B_DAVIS41A | 4 | South | YES | -0.071919 | 0 | 0 | 180 |  | 1.0366 | CC | -1 | 0.20559 | 180 | 180 |  |  |  |  | -0.20559 | -37.0066 | 0.45831 | 0.59864 |  |  |  |  | 216 | 0.14169
8506 | VAL #1 | 1 | South | YES | -0.071766 | 20.9 | 0 | 25 | 0 | 1.0055 | Cogen | -1 | 0.20544 | 0 | 0 |  |  |  |  | -0.20544 | 0 | 0.45831 | 0.59864 |  |  |  |  | 217 | 0.14169
8507 | VAL #2 | 2 | South | YES | -0.071766 | 20.9 | 0 | 25 | 0 | 1.0055 | Cogen | -1 | 0.20544 | 0 | 0 |  |  |  |  | -0.20544 | 0 | 0.45831 | 0.59864 |  |  |  |  | 218 | 0.14101
8511 | OXY_CC0A | 1 | South | YES | -0.071654 | 30.3 | 0 | 38 | 0 | 1.027 | Cogen | -1 | 0.20533 | 0 | 0 |  |  |  |  | -0.20533 | 0 | 0.45831 | 0.59864 |  |  |  |  | 219 | 0.14033
8461 | KOCH_UP0A | 1 | South | YES | -0.071593 | 38 | 0 | 38 | 0 | 1.012 | Cogen | -1 | 0.20527 | 0 | 0 |  |  |  |  | -0.20527 | 0 | 0.45831 | 0.59864 |  |  |  |  | 220 | 0.14033
8517 | CELANEBI0A | 1 | South | YES | -0.07099 | 29 | 0 | 29 | 0 | 1.02 | Cogen | -1 | 0.20466 | 0 | 0 |  |  |  |  | -0.20466 | 0 | 0.45831 | 0.59864 |  |  |  |  | 221 | 0.14033
80080 | GWINDT11A | 3 | South | YES | -0.070896 | 0 | 0 | 38 | 0 | 1.025 | Wind | -1 | 0.20457 | 0 | 38 |  |  |  |  | -0.20457 | 0 | 0.45831 | 0.59864 |  |  |  |  | 222 | 0.14033
80080 | GWINDT11A | 4 | South | YES | -0.070896 | 3.8 | 0 | 19 | 0 | 1.025 | Wind | -1 | 0.20457 | 0 | 19 |  |  |  |  | -0.20457 | 0 | 0.45831 | 0.59864 |  |  |  |  | 223 | 0.14033
80080 | GWINDT11A | 2 | South | YES | -0.070896 | 0 | 0 | 41 | 0 | 1.025 | Wind | -1 | 0.20457 | 0 | 41 |  |  |  |  | -0.20457 | 0 | 0.45831 | 0.59864 |  |  |  |  | 224 | 0.14033
80080 | GWINDT11A | 1 | South | YES | -0.070896 | 28.2 | 0 | 94 | 0 | 1.025 | Wind | -1 | 0.20457 | 0 | 94 |  |  |  |  | -0.20457 | 0 | 0.45831 | 0.59864 |  |  |  |  | 225 | 0.14033
80081 | GWINDT21A | 4 | South | YES | -0.070896 | 4.4 | 0 | 22 | 0 | 1.025 | Wind | -1 | 0.20457 | 0 | 22 |  |  |  |  | -0.20457 | 0 | 0.45831 | 0.59864 |  |  |  |  | 226 | 0.14033
80081 | GWINDT21A | 1 | South | YES | -0.070896 | 28.2 | 0 | 94 | 0 | 1.025 | Wind | -1 | 0.20457 | 0 | 94 |  |  |  |  | -0.20457 | 0 | 0.45831 | 0.59864 |  |  |  |  | 227 | 0.14033
80081 | GWINDT21A | 3 | South | YES | -0.070896 | 8.6 | 0 | 43 | 0 | 1.025 | Wind | -1 | 0.20457 | 0 | 43 |  |  |  |  | -0.20457 | 0 | 0.45831 | 0.59864 |  |  |  |  | 228 | 0.14033
80081 | GWINDT21A | 2 | South | YES | -0.070896 | 7.2 | 0 | 36 | 0 | 1.025 | Wind | -1 | 0.20457 | 0 | 36 |  |  |  |  | -0.20457 | 0 | 0.45831 | 0.59864 |  |  |  |  | 229 | 0.14033
80180 | PNSCALT11A | 2 | South | YES | -0.070896 | 10 | 0 | 50 | 0 | 1.025 | Wind | -1 | 0.20457 | 0 | 50 |  |  |  |  | -0.20457 | 0 | 0.45831 | 0.59864 |  |  |  |  | 230 | 0.14033
80180 | PNSCALT11A | 1 | South | YES | -0.070896 | 43.8 | 0 | 148 | 0 | 1.025 | Wind | -1 | 0.20457 | 0 | 148 |  |  |  |  | -0.20457 | 0 | 0.45831 | 0.59864 |  |  |  |  | 231 | 0.14033
80181 | PNSCALT21A | 2 | South | YES | -0.070896 | 10 | 0 | 50 | 0 | 1.025 | Wind | -1 | 0.20457 | 0 | 50 |  |  |  |  | -0.20457 | 0 | 0.45831 | 0.59864 |  |  |  |  | 232 | 0.14033
80181 | PNSCALT21A | 1 | South | YES | -0.070896 | 16.5 | 0 | 55 | 0 | 1.025 | Wind | -1 | 0.20457 | 0 | 55 |  |  |  |  | -0.20457 | 0 | 0.45831 | 0.59864 |  |  |  |  | 233 | 0.14033
5932 | SI_RAY9 | 9 | South | YES | -0.070692 | 32 | 32 | 38 | 0 | 1.035 | CC | -1 | 0.20437 | 38 | 38 |  |  |  |  | -0.20437 | -7.7659 | 0.46006 | 0.60024 |  |  |  |  | 234 | 0.14033
5933 | SI_RAY6 | 6 | South | YES | -0.070692 | 15.4 | 10 | 19.3 | 0 | 1.035 | GST | -1 | 0.20437 | 19.3 | 19.3 |  |  |  |  | -0.20437 | -3.9443 | 0.46096 | 0.60105 |  |  |  |  | 235 | 0.14033
5935 | SI_RAY10 | 10 | South | YES | -0.070692 | 47 | 10 | 47 | 0 | 1.03 | CC | -1 | 0.20437 | 47 | 47 |  |  |  |  | -0.20437 | -9.6052 | 0.46313 | 0.60304 |  |  |  |  | 236 | 0.14033
80003 | MILHWYS | F | South | YES | -0.070691 | 0 | 0 | 0 | 0 | 1.0168 | AVR | -1 | 0.20436 | 0 | 0 |  |  |  |  | -0.20436 | 0 | 0.46313 | 0.60304 |  |  |  |  | 237 | 0.14018
8936 | MVGN#1 | 1 | South | YES | -0.070356 | 216.6 | 0 | 216.6 | 0 | 1.0304 | CC | -1 | 0.20403 | 216.6 | 216.6 |  |  |  |  | -0.20403 | -44.1928 | 0.47314 | 0.61216 |  |  |  |  | 238 | 0.1401
8937 | MVGN#2 | 2 | South | YES | -0.070356 | 216.7 | 0 | 216.7 | 0 | 1.0304 | CC | -1 | 0.20403 | 216.7 | 216.7 |  |  |  |  | -0.20403 | -44.2132 | 0.48315 | 0.62128 |  |  |  |  | 239 | 0.13991
8938 | MVGN#3 | 3 | South | YES | -0.070356 | 250.9 | 0 | 250.9 | 0 | 1.0304 | CC | -1 | 0.20403 | 250.9 | 250.9 |  |  |  |  | -0.20403 | -51.191 | 0.49475 | 0.63184 |  |  |  |  | 240 | 0.13991
8981 | HECN1 | 1 | South | YES | -0.070355 | 144.8 | 0 | 144.8 | 0 | 1.0304 | CC | -1 | 0.20403 | 144.8 | 144.8 |  |  |  |  | -0.20403 | -29.5433 | 0.50144 | 0.63794 |  |  |  |  | 241 | 0.13902
8982 | HECN2 | 2 | South | YES | -0.070355 | 144.1 | 0 | 144.1 | 0 | 1.0304 | CC | -1 | 0.20403 | 144.1 | 144.1 |  |  |  |  | -0.20403 | -29.4005 | 0.5081 | 0.64401 |  |  |  |  | 242 | 0.13813
8983 | HECN3 | 3 | South | YES | -0.070355 | 171.9 | 0 | 171.9 | 0 | 1.0304 | CC | -1 | 0.20403 | 171.9 | 171.9 |  |  |  |  | -0.20403 | -35.0725 | 0.51605 | 0.65125 |  |  |  |  | 243 | 0.13709
8933 | FGNTS001 | 1 | South | YES | -0.069591 | 146.5 | 0 | 146.5 | 0 | 1.03 | CC | -1 | 0.20326 | 146.5 | 146.5 |  |  |  |  | -0.20326 | -29.7782 | 0.52282 | 0.65739 |  |  |  |  | 244 | 0.1365
8934 | FGNTS101 | 2 | South | YES | -0.069591 | 147.9 | 0 | 147.9 | 0 | 1.03 | CC | -1 | 0.20326 | 147.9 | 147.9 |  |  |  |  | -0.20326 | -30.0628 | 0.52965 | 0.66359 |  |  |  |  | 245 | 0.13591
8935 | FGNTS201 | 3 | South | YES | -0.069591 | 173 | 0 | 173 | 0 | 1.03 | CC | -1 | 0.20326 | 173 | 173 |  |  |  |  | -0.20326 | -35.1648 | 0.53765 | 0.67085 |  |  |  |  | 246 | 0.1352
8161 | COLETO0A | 1 | South | YES | -0.06713 | 633 | 200 | 633 | 0 | 1.03 | LIGCO | -1 | 0.2008 | 0 | 633 |  |  |  |  | -0.2008 | 0 | 0.53765 | 0.67085 |  |  |  |  | 247 | 0.13457
88508 | FALFURRI | F | South | YES | -0.065849 | 0 | 0 | 0 | 0 | 1 | AVR | -1 | 0.19952 | 0 | 0 |  |  |  |  | -0.19952 | 0 | 0.53765 | 0.67085 |  |  |  |  | 248 | 0.13394
5728 | FALCONHYDRO2 | 2 | South | YES | -0.065047 | 12 | 0 | 12 | 0 | 1.0234 | Hydro | -1 | 0.19872 | 0 | 0 |  |  |  |  | -0.19872 | 0 | 0.53765 | 0.67085 |  |  |  |  | 249 | 0.1332
5729 | FALCONHYDRO3 | 3 | South | YES | -0.065047 | 11 | 0 | 11 | 0 | 1.0234 | Hydro | -1 | 0.19872 | 0 | 0 |  |  |  |  | -0.19872 | 0 | 0.53765 | 0.67085 |  |  |  |  | 250 | 0.1332
8048 | FALCONHYDRO1 | 1 | South | YES | -0.065047 | 12 | 0 | 12 | 0 | 1.0234 | Hydro | -1 | 0.19872 | 0 | 0 |  |  |  |  | -0.19872 | 0 | 0.53765 | 0.67085 |  |  |  |  | 251 | 0.1332
88198 | BEEVILLE | F | South | YES | -0.063541 | 0 | 0 | 0 | 0 | 1.02 | AVR | -1 | 0.19721 | 0 | 0 |  |  |  |  | -0.19721 | 0 | 0.53765 | 0.67085 |  |  |  |  | 252 | 0.1332
88299 | ZAPATA | F | South | YES | -0.060699 | 0 | 0 | 0 | 0 | 1.02 | BLT | -1 | 0.19437 | 0 | 0 |  |  |  |  | -0.19437 | 0 | 0.53765 | 0.67085 |  |  |  |  | 253 | 0.1332
80012 | LAR | F | South | YES | -0.054289 | 0 | 0 | 0 | 0 | 1.04 | DCTie | -1 | 0.18796 | 0 | 0 |  |  |  |  | -0.18796 | 0 | 0.53765 | 0.67085 |  |  |  |  | 254 | 0.1332
80265 | LARECU40A | 4 | South | YES | -0.054285 | 80 | 0 | 100 |  | 1.039 | GGT | -1 | 0.18796 | 100 | 100 |  |  |  |  | -0.18796 | -18.7958 | 0.54227 | 0.67473 |  |  |  |  | 255 | 0.1332
80266 | LARECU50A | 5 | South | YES | -0.054285 | 80 | 0 | 100 |  | 1.039 | GGT | -1 | 0.18796 | 100 | 100 |  |  |  |  | -0.18796 | -18.7958 | 0.54689 | 0.67861 |  |  |  |  | 256 | 0.1332
5903 | SANMIGUELGEN | 1 | South | YES | -0.053382 | 396.3 | 180 | 396.3 | 0 | 1.0336 | LIGCO | -1 | 0.18706 | 0 | 396.3 |  |  |  |  | -0.18706 | 0 | 0.54689 | 0.67861 |  |  |  |  | 257 | 0.1332
8189 | CUECPL2A | 1 | South | YES | -0.050271 | 12 | 0 | 12 | 0 | 1.02 | Cogen | -1 | 0.18394 | 0 | 0 |  |  |  |  | -0.18394 | 0 | 0.54689 | 0.67861 |  |  |  |  | 258 | 0.13246
5401 | CALAVER_JKS1 | 1 | South | YES | -0.047355 | 562 | 100 | 562 | 0 | 1.026 | LIGCO | -1 | 0.18103 | 0 | 562 |  |  |  |  | -0.18103 | 0 | 0.54689 | 0.67861 |  |  |  |  | 259 | 0.13172
5476 | BRA_AVR1_CT1 | 1 | South | YES | -0.046193 | 155 | 90 | 155 | 0 | 1.025 | CC | -1 | 0.17987 | 155 | 155 |  |  |  |  | -0.17987 | -27.8793 | 0.55405 | 0.68436 |  |  |  |  | 260 | 0.13172
5477 | BRA_AVR1_ST | 1 | South | YES | -0.046193 | 174 | 138 | 174 | 0 | 1.025 | CC | -1 | 0.17987 | 174 | 174 |  |  |  |  | -0.17987 | -31.2968 | 0.5621 | 0.69082 |  |  |  |  | 261 | 0.13172
5478 | BRA_AVR1_CT2 | 1 | South | YES | -0.046193 | 155 | 90 | 155 | 0 | 1.025 | CC | -1 | 0.17987 | 155 | 155 |  |  |  |  | -0.17987 | -27.8793 | 0.56926 | 0.69657 |  |  |  |  | 262 | 0.13172
5890 | PEARSALLGEN1 | 1 | South | YES | -0.044949 | 19.2 | 6 | 24 | 0 | 1.0226 | GST | -1 | 0.17862 | 24 | 24 |  |  |  |  | -0.17862 | -4.2869 | 0.57037 | 0.69746 |  |  |  |  | 263 | 0.13031
5891 | PEARSALLGEN2 | 1 | South | YES | -0.044949 | 19.4 | 6 | 24.3 | 0 | 1.0226 | GST | -1 | 0.17862 | 24.3 | 24.3 |  |  |  |  | -0.17862 | -4.3405 | 0.57149 | 0.69835 |  |  |  |  | 264 | 0.12872
5892 | PEARSALLGEN3 | 1 | South | YES | -0.044949 | 19.1 | 6 | 23.9 | 0 | 1.0226 | GST | -1 | 0.17862 | 23.9 | 23.9 |  |  |  |  | -0.17862 | -4.2691 | 0.5726 | 0.69923 |  |  |  |  | 265 | 0.12731
5026 | BRAUNIG_VHB1 | 1 | South | YES | -0.044647 | 215 | 40 | 215 | 0 | 1.0192 | GST | -1 | 0.17832 | 215 | 215 |  |  |  |  | -0.17832 | -38.3389 | 0.58253 | 0.70715 |  |  |  |  | 266 | 0.12709
5027 | BRAUNIG_VHB2 | 2 | South | YES | -0.044647 | 216 | 40 | 216 | 0 | 1.0192 | GST | -1 | 0.17832 | 216 | 216 |  |  |  |  | -0.17832 | -38.5172 | 0.59252 | 0.71509 |  |  |  |  | 267 | 0.12686
5264 | LEON_LCP3G3 | 3 | South | YES | -0.044533 | 0 | 20 | 58 |  | 1.0197 | GST | -1 | 0.17821 | 58 | 58 |  |  |  |  | -0.17821 | -10.336 | 0.5952 | 0.71723 |  |  |  |  | 268 | 0.12664
5265 | LEON_LCP4G4 | 4 | South | YES | -0.044533 | 89 | 25 | 89 | 0 | 1.0197 | GST | -1 | 0.17821 | 89 | 89 |  |  |  |  | -0.17821 | -15.8604 | 0.59931 | 0.7205 |  |  |  |  | 269 | 0.12461
5266 | LEON_LCPCT1 | 1 | South | YES | -0.044533 | 44 | 24 | 44 | 0 | 1.0197 | GGT | -1 | 0.17821 | 44 | 44 |  |  |  |  | -0.17821 | -7.8411 | 0.60134 | 0.72212 |  |  |  |  | 270 | 0.12258
5267 | LEON_LCPCT2 | 2 | South | YES | -0.044533 | 44 | 24 | 44 | 0 | 1.0197 | GGT | -1 | 0.17821 | 44 | 44 |  |  |  |  | -0.17821 | -7.8411 | 0.60338 | 0.72374 |  |  |  |  | 271 | 0.12203
5268 | LEON_LCPCT3 | 3 | South | YES | -0.044533 | 43 | 24 | 43 | 0 | 1.0197 | GGT | -1 | 0.17821 | 43 | 43 |  |  |  |  | -0.17821 | -7.6629 | 0.60536 | 0.72532 |  |  |  |  | 272 | 0.12119
5269 | LEON_LCPCT4 | 4 | South | YES | -0.044533 | 45 | 24 | 45 | 0 | 1.0197 | GGT | -1 | 0.17821 | 45 | 45 |  |  |  |  | -0.17821 | -8.0193 | 0.60744 | 0.72697 |  |  |  |  | 273 | 0.12078
5436 | TUTTL_WBT1G1 | 1 | South | YES | -0.04451 | 48.8 | 20 | 61 | 0 | 1.012 | GST | -1 | 0.17818 | 61 | 61 |  |  |  |  | -0.17818 | -10.8692 | 0.61026 | 0.72922 |  |  |  |  | 274 | 0.12036
5438 | TUTTL_WBT3G3 | 3 | South | YES | -0.04451 | 95 | 25 | 95 | 0 | 1.012 | GST | -1 | 0.17818 | 95 | 95 |  |  |  |  | -0.17818 | -16.9274 | 0.61465 | 0.73271 |  |  |  |  | 275 | 0.11995
5439 | TUTTL_WBT4G4 | 4 | South | YES | -0.04451 | 151 | 40 | 151 | 0 | 1.012 | GST | -1 | 0.17818 | 151 | 151 |  |  |  |  | -0.17818 | -26.9057 | 0.62163 | 0.73826 |  |  |  |  | 276 | 0.11953
5111 | CALAVER_JTD1 | 1 | South | YES | -0.044479 | 430 | 80 | 430 | 0 | 1.0138 | LIGCO | -1 | 0.17815 | 0 | 430 |  |  |  |  | -0.17815 | 0 | 0.62163 | 0.73826 |  |  |  |  | 277 | 0.11895
5112 | CALAVER_JTD2 | 2 | South | YES | -0.044479 | 430 | 80 | 430 | 0 | 1.0138 | LIGCO | -1 | 0.17815 | 0 | 430 |  |  |  |  | -0.17815 | 0 | 0.62163 | 0.73826 |  |  |  |  | 278 | 0.11806
5396 | CALAVER_OWS1 | 1 | South | YES | -0.044475 | 418 | 80 | 418 | 0 | 1.0192 | GST | -1 | 0.17815 | 418 | 418 |  |  |  |  | -0.17815 | -74.4661 | 0.64095 | 0.75363 |  |  |  |  | 279 | 0.11663
5397 | CALAVER_OWS2 | 2 | South | YES | -0.044475 | 400 | 80 | 400 | 0 | 1.0192 | GST | -1 | 0.17815 | 400 | 400 |  |  |  |  | -0.17815 | -71.2594 | 0.65944 | 0.76833 |  |  |  |  | 280 | 0.11663
5028 | BRAUNIG_VHB3 | 3 | South | YES | -0.044451 | 407 | 60 | 407 | 0 | 1.0138 | GST | -1 | 0.17812 | 407 | 407 |  |  |  |  | -0.17812 | -72.4967 | 0.67825 | 0.78329 |  |  |  |  | 281 | 0.11663
7800 | L_GUADGE1_1Y | 1 | South | YES | -0.043333 | 147 | 30 | 147 | 0 | 1.02 | CC | -1 | 0.17701 | 147 | 147 |  |  |  |  | -0.17701 | -26.0199 | 0.68504 | 0.78866 |  |  |  |  | 282 | 0.11268
7801 | L_GUADGE1_2Y | 2 | South | YES | -0.043333 | 138 | 30 | 138 | 0 | 1.02 | CC | -1 | 0.17701 | 138 | 138 |  |  |  |  | -0.17701 | -24.4269 | 0.69142 | 0.7937 |  |  |  |  | 283 | 0.1089
7802 | L_GUADGE1_3Y | 3 | South | YES | -0.043333 | 146 | 30 | 146 | 0 | 1.02 | CC | -1 | 0.17701 | 146 | 146 |  |  |  |  | -0.17701 | -25.8429 | 0.69817 | 0.79904 |  |  |  |  | 284 | 0.10505
7803 | L_GUADGE1_4Y | 4 | South | YES | -0.043333 | 149 | 30 | 149 | 0 | 1.02 | CC | -1 | 0.17701 | 149 | 149 |  |  |  |  | -0.17701 | -26.374 | 0.70505 | 0.80448 |  |  |  |  | 285 | 0.10362
7804 | L_GUADGE1_5Y | 5 | South | YES | -0.043333 | 182 | 30 | 182 | 0 | 1.02 | CC | -1 | 0.17701 | 182 | 182 |  |  |  |  | -0.17701 | -32.2152 | 0.71346 | 0.81113 |  |  |  |  | 286 | 0.10229
7805 | L_GUADGE1_6Y | 6 | South | YES | -0.043333 | 203 | 30 | 203 | 0 | 1.02 | CC | -1 | 0.17701 | 203 | 203 |  |  |  |  | -0.17701 | -35.9323 | 0.72285 | 0.81854 |  |  |  |  | 287 | 0.10087
58909 | PEARSALLSCG1 | 3 | South | YES | -0.042654 | 0 | 0 | 8.4 |  | 1.027 | Diesel | -1 | 0.17633 | 8.4 | 8.4 |  |  |  |  | -0.17633 | -1.4812 | 0.72323 | 0.81885 |  |  |  |  | 288 | 0.099428
58909 | PEARSALLSCG1 | 4 | South | YES | -0.042654 | 0 | 0 | 8.4 |  | 1.027 | Diesel | -1 | 0.17633 | 8.4 | 8.4 |  |  |  |  | -0.17633 | -1.4812 | 0.72362 | 0.81915 |  |  |  |  | 289 | 0.097664
58909 | PEARSALLSCG1 | 6 | South | YES | -0.042654 | 0 | 0 | 8.4 |  | 1.027 | Diesel | -1 | 0.17633 | 8.4 | 8.4 |  |  |  |  | -0.17633 | -1.4812 | 0.72401 | 0.81946 |  |  |  |  | 290 | 0.095697
58909 | PEARSALLSCG1 | 5 | South | YES | -0.042654 | 0 | 0 | 8.4 |  | 1.027 | Diesel | -1 | 0.17633 | 8.4 | 8.4 |  |  |  |  | -0.17633 | -1.4812 | 0.7244 | 0.81977 |  |  |  |  | 291 | 0.095615
58909 | PEARSALLSCG1 | 1 | South | YES | -0.042654 | 0 | 0 | 8.4 |  | 1.027 | Diesel | -1 | 0.17633 | 8.4 | 8.4 |  |  |  |  | -0.17633 | -1.4812 | 0.72479 | 0.82007 |  |  |  |  | 292 | 0.095532
58909 | PEARSALLSCG1 | 2 | South | YES | -0.042654 | 0 | 0 | 8.4 |  | 1.027 | Diesel | -1 | 0.17633 | 8.4 | 8.4 |  |  |  |  | -0.17633 | -1.4812 | 0.72517 | 0.82038 |  |  |  |  | 293 | 0.09545
58919 | PEARSALLSCG2 | 5 | South | YES | -0.042654 | 0 | 0 | 8.4 |  | 1.027 | Diesel | -1 | 0.17633 | 8.4 | 8.4 |  |  |  |  | -0.17633 | -1.4812 | 0.72556 | 0.82068 |  |  |  |  | 294 | 0.095367
58919 | PEARSALLSCG2 | 6 | South | YES | -0.042654 | 0 | 0 | 8.4 |  | 1.027 | Diesel | -1 | 0.17633 | 8.4 | 8.4 |  |  |  |  | -0.17633 | -1.4812 | 0.72595 | 0.82099 |  |  |  |  | 295 | 0.095285
58919 | PEARSALLSCG2 | 1 | South | YES | -0.042654 | 0 | 0 | 8.4 |  | 1.027 | Diesel | -1 | 0.17633 | 8.4 | 8.4 |  |  |  |  | -0.17633 | -1.4812 | 0.72634 | 0.82129 |  |  |  |  | 296 | 0.095202
58919 | PEARSALLSCG2 | 2 | South | YES | -0.042654 | 0 | 0 | 8.4 |  | 1.027 | Diesel | -1 | 0.17633 | 8.4 | 8.4 |  |  |  |  | -0.17633 | -1.4812 | 0.72673 | 0.8216 |  |  |  |  | 297 | 0.095119
58919 | PEARSALLSCG2 | 4 | South | YES | -0.042654 | 0 | 0 | 8.4 |  | 1.027 | Diesel | -1 | 0.17633 | 8.4 | 8.4 |  |  |  |  | -0.17633 | -1.4812 | 0.72712 | 0.82191 |  |  |  |  | 298 | 0.095037
58919 | PEARSALLSCG2 | 3 | South | YES | -0.042654 | 0 | 0 | 8.4 |  | 1.027 | Diesel | -1 | 0.17633 | 8.4 | 8.4 |  |  |  |  | -0.17633 | -1.4812 | 0.7275 | 0.82221 |  |  |  |  | 299 | 0.094954
58929 | PEARSALLSCG3 | 4 | South | YES | -0.042654 | 0 | 0 | 8.4 |  | 1.027 | Diesel | -1 | 0.17633 | 8.4 | 8.4 |  |  |  |  | -0.17633 | -1.4812 | 0.72789 | 0.82252 |  |  |  |  | 300 | 0.094872
58929 | PEARSALLSCG3 | 6 | South | YES | -0.042654 | 0 | 0 | 8.4 |  | 1.027 | Diesel | -1 | 0.17633 | 8.4 | 8.4 |  |  |  |  | -0.17633 | -1.4812 | 0.72828 | 0.82282 |  |  |  |  | 301 | 0.094789
58929 | PEARSALLSCG3 | 2 | South | YES | -0.042654 | 0 | 0 | 8.4 |  | 1.027 | Diesel | -1 | 0.17633 | 8.4 | 8.4 |  |  |  |  | -0.17633 | -1.4812 | 0.72867 | 0.82313 |  |  |  |  | 302 | 0.094707
58929 | PEARSALLSCG3 | 5 | South | YES | -0.042654 | 0 | 0 | 8.4 |  | 1.027 | Diesel | -1 | 0.17633 | 8.4 | 8.4 |  |  |  |  | -0.17633 | -1.4812 | 0.72906 | 0.82343 |  |  |  |  | 303 | 0.094624
58929 | PEARSALLSCG3 | 1 | South | YES | -0.042654 | 0 | 0 | 8.4 |  | 1.027 | Diesel | -1 | 0.17633 | 8.4 | 8.4 |  |  |  |  | -0.17633 | -1.4812 | 0.72945 | 0.82374 |  |  |  |  | 304 | 0.094542
58929 | PEARSALLSCG3 | 3 | South | YES | -0.042654 | 0 | 0 | 8.4 |  | 1.027 | Diesel | -1 | 0.17633 | 8.4 | 8.4 |  |  |  |  | -0.17633 | -1.4812 | 0.72983 | 0.82404 |  |  |  |  | 305 | 0.094459
58949 | PEARSALLSCG4 | 3 | South | YES | -0.042654 | 0 | 0 | 8.4 |  | 1.027 | Diesel | -1 | 0.17633 | 8.4 | 8.4 |  |  |  |  | -0.17633 | -1.4812 | 0.73022 | 0.82435 |  |  |  |  | 306 | 0.094376
58949 | PEARSALLSCG4 | 2 | South | YES | -0.042654 | 0 | 0 | 8.4 |  | 1.027 | Diesel | -1 | 0.17633 | 8.4 | 8.4 |  |  |  |  | -0.17633 | -1.4812 | 0.73061 | 0.82466 |  |  |  |  | 307 | 0.094294
58949 | PEARSALLSCG4 | 1 | South | YES | -0.042654 | 0 | 0 | 8.4 |  | 1.027 | Diesel | -1 | 0.17633 | 8.4 | 8.4 |  |  |  |  | -0.17633 | -1.4812 | 0.731 | 0.82496 |  |  |  |  | 308 | 0.094211
58949 | PEARSALLSCG4 | 4 | South | YES | -0.042654 | 0 | 0 | 8.4 |  | 1.027 | Diesel | -1 | 0.17633 | 8.4 | 8.4 |  |  |  |  | -0.17633 | -1.4812 | 0.73139 | 0.82527 |  |  |  |  | 309 | 0.094129
58949 | PEARSALLSCG4 | 6 | South | YES | -0.042654 | 0 | 0 | 8.4 |  | 1.027 | Diesel | -1 | 0.17633 | 8.4 | 8.4 |  |  |  |  | -0.17633 | -1.4812 | 0.73177 | 0.82557 |  |  |  |  | 310 | 0.094046
58949 | PEARSALLSCG4 | 5 | South | YES | -0.042654 | 0 | 0 | 8.4 |  | 1.027 | Diesel | -1 | 0.17633 | 8.4 | 8.4 |  |  |  |  | -0.17633 | -1.4812 | 0.73216 | 0.82588 |  |  |  |  | 311 | 0.093964
7624 | L_LAKEWO9_1Y | 1 | South | YES | -0.041172 | 0 | 0 | 2.4 |  | 1 | Hydro | -1 | 0.17485 | 0 | 0 |  |  |  |  | -0.17485 | 0 | 0.73216 | 0.82588 |  |  |  |  | 312 | 0.093881
7624 | L_LAKEWO9_1Y | 2 | South | YES | -0.041172 | 0 | 0 | 2.4 |  | 1 | Hydro | -1 | 0.17485 | 0 | 0 |  |  |  |  | -0.17485 | 0 | 0.73216 | 0.82588 |  |  |  |  | 313 | 0.093798
7609 | L_SCHUMA8_1Y | 1 | South | YES | -0.039317 | 0 | 0 | 4 |  | 1 | Hydro | -1 | 0.17299 | 0 | 0 |  |  |  |  | -0.17299 | 0 | 0.73216 | 0.82588 |  |  |  |  | 314 | 0.093716
7810 | L_RIONOG1G1Y | 1 | South | YES | -0.038576 | 148 | 0 | 148 | 0 | 1.02 | CC | -1 | 0.17225 | 148 | 148 |  |  |  |  | -0.17225 | -25.4929 | 0.739 | 0.83114 |  |  |  |  | 315 | 0.093716
7811 | L_RIONOG1G2Y | 2 | South | YES | -0.038576 | 148 | 0 | 148 | 0 | 1.02 | CC | -1 | 0.17225 | 148 | 148 |  |  |  |  | -0.17225 | -25.4929 | 0.74584 | 0.8364 |  |  |  |  | 316 | 0.093716
7812 | L_RIONOG1G3Y | 3 | South | YES | -0.038576 | 154 | 0 | 154 | 0 | 1.02 | CC | -1 | 0.17225 | 154 | 154 |  |  |  |  | -0.17225 | -26.5264 | 0.75296 | 0.84187 |  |  |  |  | 317 | 0.093716
7813 | L_RIONOG1S1Y | 4 | South | YES | -0.038576 | 293 | 0 | 293 | 0 | 1.02 | CC | -1 | 0.17225 | 293 | 293 |  |  |  |  | -0.17225 | -50.4691 | 0.7665 | 0.85229 |  |  |  |  | 318 | 0.092137
7605 | L_MCQUEE9_1Y | 1 | South | YES | -0.038047 | 0 | 0 | 2.4 |  | 1.025 | Hydro | -1 | 0.17172 | 0 | 0 |  |  |  |  | -0.17172 | 0 | 0.7665 | 0.85229 |  |  |  |  | 319 | 0.090557
7605 | L_MCQUEE9_1Y | 2 | South | YES | -0.038047 | 0 | 0 | 2.4 |  | 1.025 | Hydro | -1 | 0.17172 | 0 | 0 |  |  |  |  | -0.17172 | 0 | 0.7665 | 0.85229 |  |  |  |  | 320 | 0.088914
7605 | L_MCQUEE9_1Y | 3 | South | YES | -0.038047 | 0 | 0 | 2.8 |  | 1.025 | Hydro | -1 | 0.17172 | 0 | 0 |  |  |  |  | -0.17172 | 0 | 0.7665 | 0.85229 |  |  |  |  | 321 | 0.085788
7012 | L_FPPYD21_3Y | 3 | South | YES | -0.035202 | 427.5 | 200 | 436 | 0 | 1.02 | LIGCO | -1 | 0.16888 | 0 | 436 |  |  |  |  | -0.16888 | 0 | 0.7665 | 0.85229 |  |  |  |  | 322 | 0.085788
7010 | L_FPPYD11_1Y | 1 | South | YES | -0.03505 | 547.4 | 200 | 606 | 0 | 1.02 | LIGCO | -1 | 0.16872 | 0 | 606 |  |  |  |  | -0.16872 | 0 | 0.7665 | 0.85229 |  |  |  |  | 323 | 0.085788
7011 | L_FPPYD11_2Y | 2 | South | YES | -0.03505 | 552.2 | 200 | 598 | 0 | 1.02 | LIGCO | -1 | 0.16872 | 0 | 598 |  |  |  |  | -0.16872 | 0 | 0.7665 | 0.85229 |  |  |  |  | 324 | 0.085788
7014 | L_HAYSEN1_1Y | 1 | South | YES | -0.033513 | 223.9 | 74 | 223.9 | 0 | 1.008 | CC | -1 | 0.16719 | 223.9 | 223.9 |  |  |  |  | -0.16719 | -37.433 | 0.77685 | 0.86001 |  |  |  |  | 325 | 0.085788
7015 | L_HAYSEN1_2Y | 2 | South | YES | -0.033513 | 225 | 74 | 225 | 0 | 1.008 | CC | -1 | 0.16719 | 225 | 225 |  |  |  |  | -0.16719 | -37.617 | 0.78725 | 0.86778 |  |  |  |  | 326 | 0.085788
7016 | L_HAYSEN1_3Y | 3 | South | YES | -0.033513 | 224.6 | 74 | 224.6 | 0 | 1.008 | CC | -1 | 0.16719 | 224.6 | 224.6 |  |  |  |  | -0.16719 | -37.5501 | 0.79763 | 0.87553 |  |  |  |  | 327 | 0.085788
7017 | L_HAYSEN1_4Y | 4 | South | YES | -0.033513 | 226.7 | 74 | 226.7 | 0 | 1.008 | CC | -1 | 0.16719 | 226.7 | 226.7 |  |  |  |  | -0.16719 | -37.9012 | 0.80811 | 0.88335 |  |  |  |  | 328 | 0.083165
7303 | L_WPPGS12_1Y | 1 | South | YES | -0.033363 | 50 | 0 | 50 | 0 | 1.025 | GGT | -1 | 0.16704 | 50 | 50 |  |  |  |  | -0.16704 | -8.3518 | 0.81042 | 0.88507 |  |  |  |  | 329 | 0.080529
7303 | L_WPPGS12_1Y | 2 | South | YES | -0.033363 | 50 | 0 | 50 | 0 | 1.025 | GGT | -1 | 0.16704 | 50 | 50 |  |  |  |  | -0.16704 | -8.3518 | 0.81273 | 0.88679 |  |  |  |  | 330 | 0.077897
7305 | L_WPPGS34_1Y | 3 | South | YES | -0.033363 | 50 | 0 | 50 | 0 | 1.025 | GGT | -1 | 0.16704 | 50 | 50 |  |  |  |  | -0.16704 | -8.3518 | 0.81504 | 0.88852 |  |  |  |  | 331 | 0.075241
7305 | L_WPPGS34_1Y | 4 | South | YES | -0.033363 | 50 | 0 | 50 | 0 | 1.025 | GGT | -1 | 0.16704 | 50 | 50 |  |  |  |  | -0.16704 | -8.3518 | 0.81735 | 0.89024 |  |  |  |  | 332 | 0.074654
7487 | L_CANYHY8_1Y | 1 | South | YES | -0.028359 | 0 | 0 | 6 |  | 1 | Hydro | -1 | 0.16203 | 0 | 0 |  |  |  |  | -0.16203 | 0 | 0.81735 | 0.89024 |  |  |  |  | 333 | 0.074067
7004 | L_SIMGID1_1Y | 1 | South | YES | -0.017231 | 132 | 40 | 132 | 0 | 1.02 | GST | -1 | 0.1509 | 132 | 132 |  |  |  |  | -0.1509 | -19.9194 | 0.82345 | 0.89435 |  |  |  |  | 334 | 0.073479
7005 | L_SIMGID1_2Y | 2 | South | YES | -0.017231 | 133 | 32 | 139 | 0 | 1.02 | GST | -1 | 0.1509 | 139 | 139 |  |  |  |  | -0.1509 | -20.9757 | 0.82987 | 0.89868 |  |  |  |  | 335 | 0.072892
7006 | L_SIMGID1_3Y | 3 | South | YES | -0.017231 | 324.9 | 60 | 329 | 0 | 1.02 | GST | -1 | 0.1509 | 329 | 329 |  |  |  |  | -0.1509 | -49.6476 | 0.84508 | 0.90893 |  |  |  |  | 336 | 0.072892
7007 | L_LOSTPI1_1Y | 1 | South | YES | -0.015534 | 158.6 | 110 | 158 | 0 | 1 | CC | -1 | 0.14921 | 158 | 158 |  |  |  |  | -0.14921 | -23.5748 | 0.85238 | 0.91379 |  |  |  |  | 337 | 0.070902
7008 | L_LOSTPI1_2Y | 2 | South | YES | -0.015534 | 157.7 | 107 | 160 | 0 | 1 | CC | -1 | 0.14921 | 160 | 160 |  |  |  |  | -0.14921 | -23.8732 | 0.85978 | 0.91872 |  |  |  |  | 338 | 0.068807
7009 | L_LOSTPI1_3Y | 3 | South | YES | -0.015534 | 173.9 | 72 | 175 | 0 | 1 | CC | -1 | 0.14921 | 175 | 175 |  |  |  |  | -0.14921 | -26.1113 | 0.86786 | 0.92411 |  |  |  |  | 339 | 0.063847
7807 | L_BASTEN1_1Y | 1 | South | YES | -0.013353 | 152.5 | 83.5 | 152.5 | 0 | 1.004 | CC | -1 | 0.14703 | 152.5 | 152.5 |  |  |  |  | -0.14703 | -22.4215 | 0.87491 | 0.92873 |  |  |  |  | 340 | 0.06141
7808 | L_BASTEN1_2Y | 1 | South | YES | -0.013353 | 149.5 | 83.5 | 149.5 | 0 | 1.004 | CC | -1 | 0.14703 | 149.5 | 149.5 |  |  |  |  | -0.14703 | -21.9805 | 0.88182 | 0.93327 |  |  |  |  | 341 | 0.058942
7809 | L_BASTEN1_3Y | 1 | South | YES | -0.013353 | 232.6 | 42 | 232.6 | 0 | 1.004 | CC | -1 | 0.14703 | 232.6 | 232.6 |  |  |  |  | -0.14703 | -34.1984 | 0.89257 | 0.94033 |  |  |  |  | 342 | 0.056242
8262 | ELPS | 1 | South | YES | -0.013019 | 6 | 6 | 6 | 0 | 1.15 | Hydro | -1 | 0.14669 | 0 | 0 |  |  |  |  | -0.14669 | 0 | 0.89257 | 0.94033 |  |  |  |  | 343 | 0.053821
9016 | SANDH_G1 | 1 | South | YES | -0.009447 | 45 | 2 | 49 | 0 | 1.0175 | GGT | -1 | 0.14312 | 49 | 49 |  |  |  |  | -0.14312 | -7.0129 | 0.89483 | 0.94177 |  |  |  |  | 344 | 0.051448
9017 | SANDH_G2 | 2 | South | YES | -0.009447 | 45 | 2 | 46 | 0 | 1.0175 | GGT | -1 | 0.14312 | 46 | 46 |  |  |  |  | -0.14312 | -6.5835 | 0.89696 | 0.94313 |  |  |  |  | 345 | 0.047755
9018 | SANDH_G3 | 3 | South | YES | -0.009447 | 45 | 2 | 46 | 0 | 1.0175 | GGT | -1 | 0.14312 | 46 | 46 |  |  |  |  | -0.14312 | -6.5835 | 0.89909 | 0.94449 |  |  |  |  | 346 | 0.047755
9019 | SANDH_G4 | 4 | South | YES | -0.009447 | 0 | 2 | 47 |  | 1.0175 | GGT | -1 | 0.14312 | 47 | 47 |  |  |  |  | -0.14312 | -6.7267 | 0.90126 | 0.94588 |  |  |  |  | 347 | 0.046938
9020 | SANDHG5A | 5A | South | YES | -0.009447 | 150 | 84 | 155 | 0 | 1.0175 | CC | -1 | 0.14312 | 155 | 155 |  |  |  |  | -0.14312 | -22.1837 | 0.90842 | 0.95046 |  |  |  |  | 348 | 0.04617
9021 | SANDHG5C | 5C | South | YES | -0.009447 | 140 | 0 | 148 | 0 | 1.0175 | CC | -1 | 0.14312 | 148 | 148 |  |  |  |  | -0.14312 | -21.1818 | 0.91526 | 0.95483 |  |  |  |  | 349 | 0.045403
7020 | L_AUSTPL1_1Y | 1 | South | YES | -0.008041 | 0 | 0 | 8 |  | 1 | Hydro | -1 | 0.14171 | 0 | 0 |  |  |  |  | -0.14171 | 0 | 0.91526 | 0.95483 |  |  |  |  | 350 | 0.044619
7020 | L_AUSTPL1_1Y | 2 | South | YES | -0.008041 | 0 | 0 | 8 |  | 1 | Hydro | -1 | 0.14171 | 0 | 0 |  |  |  |  | -0.14171 | 0 | 0.91526 | 0.95483 |  |  |  |  | 351 | 0.042033
9000 | DECKR_G1 | 1 | South | YES | -0.007895 | 280 | 50 | 321 | 0 | 1.015 | GST | -1 | 0.14157 | 321 | 321 |  |  |  |  | -0.14157 | -45.4435 | 0.9301 | 0.9642 |  |  |  |  | 352 | 0.039564
9001 | DECKR_G2 | 2 | South | YES | -0.007895 | 400 | 50 | 426 | 0 | 1.015 | GST | -1 | 0.14157 | 426 | 426 |  |  |  |  | -0.14157 | -60.3082 | 0.94979 | 0.97665 |  |  |  |  | 353 | 0.039564
9002 | DECKR_G3 | 3 | South | YES | -0.006748 | 0 | 24 | 42 |  | 1.015 | GGT | -1 | 0.14042 | 42 | 42 |  |  |  |  | -0.14042 | -5.8977 | 0.95173 | 0.97787 |  |  |  |  | 354 | 0.039564
9003 | DECKR_G4 | 4 | South | YES | -0.006748 | 44 | 24 | 44 | 0 | 1.015 | GGT | -1 | 0.14042 | 44 | 44 |  |  |  |  | -0.14042 | -6.1785 | 0.95376 | 0.97914 |  |  |  |  | 355 | 0.034107
9004 | DECKR_G5 | 5 | South | YES | -0.006748 | 44 | 24 | 44 | 0 | 1.015 | GGT | -1 | 0.14042 | 44 | 44 |  |  |  |  | -0.14042 | -6.1785 | 0.95579 | 0.98042 |  |  |  |  | 356 | 0.026864
9005 | DECKR_G6 | 6 | South | YES | -0.006748 | 44 | 24 | 47 | 0 | 1.015 | GGT | -1 | 0.14042 | 47 | 47 |  |  |  |  | -0.14042 | -6.5998 | 0.95797 | 0.98178 |  |  |  |  | 357 | 0.02614
7031 | L_MARSFO1G1Y | 1 | South | YES | -0.004972 | 0 | 0 | 36 |  | 1 | Hydro | -1 | 0.13865 | 0 | 0 |  |  |  |  | -0.13865 | 0 | 0.95797 | 0.98178 |  |  |  |  | 358 | 0.025381
7032 | L_MARSFO1G2Y | 2 | South | YES | -0.004972 | 0 | 0 | 35 |  | 1 | Hydro | -1 | 0.13865 | 0 | 0 |  |  |  |  | -0.13865 | 0 | 0.95797 | 0.98178 |  |  |  |  | 359 | 0.024623
7033 | L_MARSFO1G3Y | 3 | South | YES | -0.004972 | 0 | 0 | 36 |  | 1 | Hydro | -1 | 0.13865 | 0 | 0 |  |  |  |  | -0.13865 | 0 | 0.95797 | 0.98178 |  |  |  |  | 360 | 0.023813
5934 | SI_RAY5 | 5 | South | YES | 0 | 0 | 10 | 15 |  | 1.035 | GST | -1 | 0.13367 | 15 | 15 |  |  |  |  | -0.13367 | -2.0051 | 0.95866 | 0.98219 |  |  |  |  | 361 | 0.023813
8139 | JOS #1 | MB | South | YES | 0 | 0 | 45 | 255 |  | 1.02 | GST | -1 | 0.13367 | 0 | 0 |  |  |  |  | -0.13367 | 0 | 0.95866 | 0.98219 |  |  |  |  | 362 | 0.023813
8285 | LAR #1 | MB | South | YES | 0 | 0 | 9 | 32 |  | 1.0497 | GST | -1 | 0.13367 | 0 | 0 |  |  |  |  | -0.13367 | 0 | 0.95866 | 0.98219 |  |  |  |  | 363 | 0.023813
8287 | LAR #2 | MB | South | YES | 0 | 0 | 9 | 32 |  | 1.04 | GST | -1 | 0.13367 | 0 | 0 |  |  |  |  | -0.13367 | 0 | 0.95866 | 0.98219 |  |  |  |  | 364 | 0.023533
8288 | LAR #3 | MB | South | YES | 0 | 0 | 25 | 105 |  | 1.04 | GST | -1 | 0.13367 | 0 | 0 |  |  |  |  | -0.13367 | 0 | 0.95866 | 0.98219 |  |  |  |  | 365 | 0.023533
8388 | BATES0A | MB | South | YES | 0 | 0 | 21 | 71 |  | 1.033 | GST | -1 | 0.13367 | 0 | 0 |  |  |  |  | -0.13367 | 0 | 0.95866 | 0.98219 |  |  |  |  | 366 | 0.023533
8393 | BATES0B | MB | South | YES | 0 | 0 | 25 | 110 |  | 1.03 | GST | -1 | 0.13367 | 0 | 0 |  |  |  |  | -0.13367 | 0 | 0.95866 | 0.98219 |  |  |  |  | 367 | 0.023533
8437 | NUECES_B0C | MB | South | YES | 0 | 0 | 7 | 30 |  | 1.03 | GST | -1 | 0.13367 | 0 | 0 |  |  |  |  | -0.13367 | 0 | 0.95866 | 0.98219 |  |  |  |  | 368 | 0.023533
8438 | NUECES_B0B | MB | South | YES | 0 | 0 | 26 | 169 |  | 1.03 | GST | -1 | 0.13367 | 0 | 0 |  |  |  |  | -0.13367 | 0 | 0.95866 | 0.98219 |  |  |  |  | 369 | 0.023533
39190 | TNSLCGN1__8 | 1 | Houston | YES | 0 | 0 | 10 | 30 |  | 1.03 | Cogen | -1 | 0.13367 | 0 | 0 |  |  | 0 | 0 | -0.13367 | 0 | 0.95866 | 0.98219 |  |  |  |  | 370 | 0.023533
7028 | L_MARBFA1_1Y | 1 | South | YES | 0.000366 | 0 | 0 | 18 |  | 1 | Hydro | -1 | 0.13331 | 0 | 0 |  |  |  |  | -0.13331 | 0 | 0.95866 | 0.98219 |  |  |  |  | 371 | 0.023533
7029 | L_MARBFA1_2Y | 2 | South | YES | 0.000366 | 0 | 0 | 18 |  | 1 | Hydro | -1 | 0.13331 | 0 | 0 |  |  |  |  | -0.13331 | 0 | 0.95866 | 0.98219 |  |  |  |  | 372 | 0.023533
7000 | L_FERGUS1_1Y | 1 | South | YES | 0.002946 | 400 | 65 | 423.3 | 0 | 1.015 | GSC | -1 | 0.13073 | 423.3 | 423.3 |  |  |  |  | -0.13073 | -55.3369 | 0.97822 | 0.99361 |  |  |  |  | 373 | 0.023533
8032 | AMISTADHYD1 | 1 | South | YES | 0.003156 | 33 | 13 | 33 | 0 | 1.03 | Hydro | -1 | 0.13052 | 0 | 0 |  |  |  |  | -0.13052 | 0 | 0.97822 | 0.99361 |  |  |  |  | 374 | 0.023533
8033 | AMISTADHYD2 | 2 | South | YES | 0.003156 | 25 | 13 | 25 | 0 | 1.03 | Hydro | -1 | 0.13052 | 0 | 0 |  |  |  |  | -0.13052 | 0 | 0.97822 | 0.99361 |  |  |  |  | 375 | 0.023533
88253 | HAMILTON | F | South | YES | 0.003156 | 0 | 0 | 0 | 0 | 1.04 | BLT | -1 | 0.13052 | 0 | 0 |  |  |  |  | -0.13052 | 0 | 0.97822 | 0.99361 |  |  |  |  | 376 | 0.015389
7035 | L_WIRTZ_1G1Y | 1 | South | YES | 0.003221 | 0 | 0 | 29 |  | 1 | Hydro | -1 | 0.13045 | 0 | 0 |  |  |  |  | -0.13045 | 0 | 0.97822 | 0.99361 |  |  |  |  | 377 | 0.015389
7036 | L_WIRTZ_1G2Y | 2 | South | YES | 0.003221 | 0 | 0 | 29.7 |  | 1 | Hydro | -1 | 0.13045 | 0 | 0 |  |  |  |  | -0.13045 | 0 | 0.97822 | 0.99361 |  |  |  |  | 378 | 0.015389
7026 | L_INKSDA1_1Y | 1 | South | YES | 0.011981 | 0 | 0 | 13.7 |  | 1 | Hydro | -1 | 0.12169 | 0 | 0 |  |  |  |  | -0.12169 | 0 | 0.97822 | 0.99361 |  |  |  |  | 379 | 0.015389
7022 | L_BUCHAN1_1Y | 1 | South | YES | 0.012815 | 0 | 0 | 18 |  | 1 | Hydro | -1 | 0.12086 | 0 | 0 |  |  |  |  | -0.12086 | 0 | 0.97822 | 0.99361 |  |  |  |  | 380 | 0.015389
7023 | L_BUCHAN1_2Y | 2 | South | YES | 0.012815 | 0 | 0 | 18 |  | 1 | Hydro | -1 | 0.12086 | 0 | 0 |  |  |  |  | -0.12086 | 0 | 0.97822 | 0.99361 |  |  |  |  | 381 | 0.015389
7024 | L_BUCHAN1_3Y | 3 | South | YES | 0.012815 | 0 | 0 | 15 |  | 1 | Hydro | -1 | 0.12086 | 0 | 0 |  |  |  |  | -0.12086 | 0 | 0.97822 | 0.99361 |  |  |  |  | 382 | 0.015389
3432 | SANDOW_4G | 4 | South | YES | 0.030117 | 580 | 225 | 580 |  | 1.029 | LIGCO | -1 | 0.10356 | 0 | 580 |  |  |  |  | -0.10356 | 0 | 0.97822 | 0.99361 |  |  |  |  | 383 | 0.015389
13432 | SANDOW_5G | 5 | South | YES | 0.043627 | 581 | 225 | 581 |  | 1.029 | LIGCO | -1 | 0.090046 | 0 | 581 |  |  |  |  | -0.090046 | 0 | 0.97822 | 0.99361 |  |  |  |  | 384 | 0.015389
48671 | FTR_GT1_5105 | 1 | North | YES | -0.2373 | 154.2 | 0 | 154.2 | 0 | 1.0319 | CC | 1 | -0.065694 | 154.2 | 154.2 | -36.5917 | 154.2 |  |  | -0.065694 | -10.13 | 0.98535 | 0.9957 |  |  |  |  | 385 | 0.015389
48672 | FTR_GT2_5110 | 2 | North | YES | -0.2373 | 159 | 0 | 159 | 0 | 1.0319 | CC | 1 | -0.065694 | 159 | 159 | -37.7307 | 159 |  |  | -0.065694 | -10.4454 | 0.9927 | 0.99786 |  |  |  |  | 386 | 0.015389
48673 | FTR_GT3_5085 | 3 | North | YES | -0.2373 | 158 | 0 | 158 | 0 | 1.0319 | CC | 1 | -0.065694 | 158 | 158 | -37.4934 | 158 |  |  | -0.065694 | -10.3797 | 1 | 1 |  |  |  |  | 387 | 0.015389
48674 | FTR_CN4_5095 | 4 | North | YES | -0.2373 | 380 | 0 | 380 | 0 | 1.0319 | CC | 1 | -0.065694 | 380 | 380 | -90.174 | 380 |  |  | -0.065694 | -24.9637 | 1.0176 | 1.0052 |  |  |  |  | 388 | 0.010353
60202 | FRNDDRCS | F | West | YES | 0.10451 | 0 | 0 | 0 | 0 | 0.9985 | AVR | 1 | 0.27611 | 0 | 0 |  |  |  |  | 0.27611 | 0 | [6 empty] | 389 | 0.0051602
60018 | DSKY1 | 1 | West | YES | 0.11647 | 21 | 0 | 84 | 0 | 1.023 | Wind | 1 | 0.28808 | 0 | 84 |  |  |  |  | 0.28808 | 24.1987 | [6 empty] | 390 | 0
60000 | DSKY2 | 1 | West | YES | 0.11668 | 19.1 | 0 | 76.5 |  | 1.039 | Wind | 1 | 0.28828 | 0 | 76.5 |  |  |  |  | 0.28828 | 22.0537
60017 | ORNNWP1 | 1 | West | YES | 0.11725 | 20 | 0 | 80 |  | 1.027 | Wind | 1 | 0.28885 | 0 | 80 |  |  |  |  | 0.28885 | 23.1082
3416 | LAKE_CRK1_G | 1 | North | YES | 0.11846 | 60 | 33 | 75 |  | 1.029 | GST | 1 | 0.29007 | 75 | 75 | 8.8846 | 75 |  |  | 0.29007 | 21.755
3417 | LAKE_CRK2_G | 2 | North | YES | 0.11846 | 177.6 | 40 | 222 | 0 | 1.029 | GST | 1 | 0.29007 | 222 | 222 | 26.2983 | 222 |  |  | 0.29007 | 64.3949
38437 | TNSRBNMESA9 | 1 | West | YES | 0.11954 | 37.5 | 0 | 150 | 0 | 1.02 | Wind | 1 | 0.29114 | 0 | 150 |  |  |  |  | 0.29114 | 43.6714
38332 | TNWDWRDU2_8 | 1 | West | YES | 0.1196 | 20 | 0 | 80 | 0 | 1.0232 | Wind | 1 | 0.29121 | 0 | 80 |  |  |  |  | 0.29121 | 23.2967
60016 | WOODWRD11A | 1 | West | YES | 0.11962 | 20 | 0 | 80 |  | 1.033 | Wind | 1 | 0.29122 | 0 | 80 |  |  |  |  | 0.29122 | 23.2979
6016 | SWMESA | 1 | West | YES | 0.1197 | 18.8 | 0 | 75 |  | 1.03 | Wind | 1 | 0.2913 | 0 | 75 |  |  |  |  | 0.2913 | 21.8478
60003 | KING_NE1A | 1 | West | YES | 0.1197 | 20 | 0 | 80 |  | 1.03 | Wind | 1 | 0.2913 | 0 | 80 |  |  |  |  | 0.2913 | 23.3043
60005 | KING_SE1A | 1 | West | YES | 0.1197 | 10 | 0 | 40 |  | 1.035 | Wind | 1 | 0.2913 | 0 | 40 |  |  |  |  | 0.2913 | 11.6522
60201 | RIO DRCS | F | West | YES | 0.11982 | 0 | 0 | 0 | 0 | 1.025 | AVR | 1 | 0.29143 | 0 | 0 |  |  |  |  | 0.29143 | 0
60007 | KING_SW1A | 1 | West | YES | 0.12013 | 20 | 0 | 80 |  | 1.03 | Wind | 1 | 0.29174 | 0 | 80 |  |  |  |  | 0.29174 | 23.3389
60019 | KING_NW1A | 1 | West | YES | 0.12013 | 20 | 0 | 80 |  | 1.03 | Wind | 1 | 0.29174 | 0 | 80 |  |  |  |  | 0.29174 | 23.3389
238 | BOSQUESW505 | 1 | North | YES | 0.12217 | 255 | 0 | 255 | 0 | 1.02 | CC | 1 | 0.29377 | 255 | 255 | 31.1523 | 255 |  |  | 0.29377 | 74.9118
239 | BOSQUESW502 | 1 | North | YES | 0.12217 | 119.2 | 0 | 149 | 0 | 1.02 | GGT | 1 | 0.29377 | 149 | 149 | 18.2027 | 149 |  |  | 0.29377 | 43.772
247 | BOSQUESW501 | 2 | North | YES | 0.12217 | 124.8 | 0 | 156 | 0 | 1.02 | GGT | 1 | 0.29377 | 156 | 156 | 19.0579 | 156 |  |  | 0.29377 | 45.8284
3403 | THOUSE_1G | 1 | North | YES | 0.12238 | 563 | 200 | 563 | 0 | 1.012 | GSC | 1 | 0.29398 | 563 | 563 | 68.8983 | 563 |  |  | 0.29398 | 165.5124
3404 | THOUSE_2G | 2 | North | YES | 0.12238 | 807 | 250 | 807 | 0 | 1.012 | GSC | 1 | 0.29398 | 807 | 807 | 98.7582 | 807 |  |  | 0.29398 | 237.2442
251 | BOSQUESW803 | 2 | North | YES | 0.12258 | 150 | 0 | 150 | 0 | 1.032 | CC | 1 | 0.29419 | 150 | 150 | 18.387 | 150 |  |  | 0.29419 | 44.1279
253 | BOSQUESW804 | 2 | North | YES | 0.12258 | 80 | 0 | 80 | 0 | 1.032 | CC | 1 | 0.29419 | 80 | 80 | 9.8064 | 80 |  |  | 0.29419 | 23.5349
244 | WHITNYDM01 | 1 | North | YES | 0.12553 | 15 | 0 | 15 | 0 | 1.035 | Hydro | 1 | 0.29714 | 0 | 0 | 0 | 0 |  |  | 0.29714 | 0
245 | WHITNYDM02 | 2 | North | YES | 0.12553 | 15 | 0 | 15 | 0 | 1.035 | Hydro | 1 | 0.29714 | 0 | 0 | 0 | 0 |  |  | 0.29714 | 0
1349 | WESTXWIN_1G | 1 | West | YES | 0.12636 | 1.3 | 0 | 6.6 |  | 1.014 | Wind | 1 | 0.29797 | 0 | 6.6 |  |  |  |  | 0.29797 | 1.9666
1350 | NWPWRG1_1G | 1 | West | YES | 0.12636 | 6.9 | 1 | 34.3 |  | 1.014 | Wind | 1 | 0.29797 | 0 | 34.3 |  |  |  |  | 0.29797 | 10.2203
1002 | PBCTAGE_1G | A | West | YES | 0.12678 | 64 | 64 | 66 | 0 | 1.036 | GGT | 1 | 0.29838 | 66 | 66 |  |  |  |  | 0.29838 | 19.6934
1003 | PBCTBGE_2G | B | West | YES | 0.12678 | 65 | 65 | 66 | 0 | 1.036 | GGT | 1 | 0.29838 | 66 | 66 |  |  |  |  | 0.29838 | 19.6934
1004 | PBCTCGE_3G | C | West | YES | 0.12678 | 62 | 62 | 67 | 0 | 1.036 | GGT | 1 | 0.29838 | 67 | 67 |  |  |  |  | 0.29838 | 19.9918
1005 | PBCTDGE_4G | D | West | YES | 0.12678 | 65 | 65 | 68 | 0 | 1.036 | GGT | 1 | 0.29838 | 68 | 68 |  |  |  |  | 0.29838 | 20.2902
1006 | PBCTEGE_5G | E | West | YES | 0.12678 | 65 | 65 | 67 | 0 | 1.036 | GGT | 1 | 0.29838 | 67 | 67 |  |  |  |  | 0.29838 | 19.9918
1007 | PB5GEN_6G | 5 | West | YES | 0.12678 | 91.2 | 40 | 114 | 0 | 1.036 | GST | 1 | 0.29838 | 114 | 114 |  |  |  |  | 0.29838 | 34.0159
1008 | PB6GEN_7G | 6 | West | YES | 0.12678 | 515 | 130 | 515 | 0 | 1.036 | GST | 1 | 0.29838 | 515 | 515 |  |  |  |  | 0.29838 | 153.6682
60057 | CALLAHAN1A | 1 | West | YES | 0.12678 | 22.8 | 0 | 114 | 0 | 1.04 | Wind | 1 | 0.29839 | 0 | 114 |  |  |  |  | 0.29839 | 34.0163
7038 | L_DELAWA1_1Y | 1 | West | YES | 0.12685 | 3.5 | 0 | 35 | 0 | 1 | Wind | 1 | 0.29845 | 0 | 35 |  |  |  |  | 0.29845 | 10.4459
7038 | L_DELAWA1_1Y | 2 | West | YES | 0.12685 | 3 | 0 | 30 | 0 | 1 | Wind | 1 | 0.29845 | 0 | 30 |  |  |  |  | 0.29845 | 8.9536
11147 | NOTREES_1G | 1 | West | YES | 0.12698 | 29.8 | 0 | 149 | 0 | 1.017 | Wind | 1 | 0.29859 | 0 | 149 |  |  |  |  | 0.29859 | 44.4896
76091 | L_DIVIDE1_1N | W1 | West | YES | 0.12702 | 22.5 | 0 | 112.5 |  | 1.02 | Wind | 1 | 0.29863 | 0 | 112.5 |  |  |  |  | 0.29863 | 33.5959
76095 | L_CAPRSI1_1N | W1 | West | YES | 0.12702 | 29.9 | 0 | 149.5 | 0 | 1.02 | Wind | 1 | 0.29863 | 0 | 149.5 |  |  |  |  | 0.29863 | 44.6452
76096 | L_CAPRSI1_2N | W1 | West | YES | 0.12702 | 37.2 | 0 | 186 | 0 | 1.02 | Wind | 1 | 0.29863 | 0 | 186 |  |  |  |  | 0.29863 | 55.5452
76097 | L_CAPRGE1_1N | W1 | West | YES | 0.12702 | 42.9 | 0 | 214.5 | 0 | 1.02 | Wind | 1 | 0.29863 | 0 | 214.5 |  |  |  |  | 0.29863 | 64.0561
76031 | L_GASCCR1_1N | W1 | West | YES | 0.12736 | 30 | 0 | 150 | 0 | 1.02 | Wind | 1 | 0.29897 | 0 | 150 |  |  |  |  | 0.29897 | 44.8455
1320 | BSP 1 | 1 | West | YES | 0.12763 | 25.5 | 2.9 | 25.8 | 0 | 1 | Cogen | 1 | 0.29924 | 0 | 0 |  |  |  |  | 0.29924 | 0
1326 | STANTONW_8 | 1 | West | YES | 0.12774 | 20.1 | 0 | 100.5 |  | 1.01 | Wind | 1 | 0.29935 | 0 | 100.5 |  |  |  |  | 0.29935 | 30.0846
11020 | TIEHVSG_1G | 1 | West | YES | 0.12778 | 208.2 | 63 | 208.2 | 0 | 1.012 | CC | 1 | 0.29939 | 208.2 | 208.2 |  |  |  |  | 0.29939 | 62.3328
11021 | TIEHVCG_1G | 1 | West | YES | 0.12778 | 142.1 | 103 | 142.1 | 0 | 1.012 | CC | 1 | 0.29939 | 142.1 | 142.1 |  |  |  |  | 0.29939 | 42.5432
11022 | TIEHVCG_2G | 1 | West | YES | 0.12778 | 132.4 | 103 | 132.4 | 0 | 1.012 | CC | 1 | 0.29939 | 132.4 | 132.4 |  |  |  |  | 0.29939 | 39.6391
11023 | TIEHVCG_3G | 1 | West | YES | 0.12778 | 137.4 | 103 | 137.4 | 0 | 1.012 | CC | 1 | 0.29939 | 137.4 | 137.4 |  |  |  |  | 0.29939 | 41.136
11024 | TIEHVCG_4G | 1 | West | YES | 0.12778 | 147 | 103 | 147 | 0 | 1.012 | CC | 1 | 0.29939 | 147 | 147 |  |  |  |  | 0.29939 | 44.0102
11025 | TIEHVSG_2G | 1 | West | YES | 0.12778 | 213.2 | 63 | 213.2 | 0 | 1.012 | CC | 1 | 0.29939 | 213.2 | 213.2 |  |  |  |  | 0.29939 | 63.8297
11001 | NAV1CT | 1 | West | YES | 0.12779 | 70.4 | 18 | 70.4 | 0 | 1.029 | CC | 1 | 0.2994 | 70.4 | 70.4 |  |  |  |  | 0.2994 | 21.0778
11009 | NAV2CT | 1 | West | YES | 0.12779 | 71.4 | 18 | 71.4 | 0 | 1.029 | CC | 1 | 0.2994 | 71.4 | 71.4 |  |  |  |  | 0.2994 | 21.3772
11011 | NAV3ST | 1 | West | YES | 0.12779 | 92.8 | 40 | 92.8 | 0 | 1.029 | CC | 1 | 0.2994 | 92.8 | 92.8 |  |  |  |  | 0.2994 | 27.7844
11012 | NAV4CT | 1 | West | YES | 0.12779 | 80 | 18 | 80 | 0 | 1.029 | CC | 1 | 0.2994 | 80 | 80 |  |  |  |  | 0.2994 | 23.9521
11013 | NAV5CT | 1 | West | YES | 0.12779 | 80 | 18 | 80 | 0 | 1.029 | CC | 1 | 0.2994 | 80 | 80 |  |  |  |  | 0.2994 | 23.9521
11014 | NAV6ST | 1 | West | YES | 0.12779 | 115 | 40 | 115 | 0 | 1.029 | CC | 1 | 0.2994 | 115 | 115 |  |  |  |  | 0.2994 | 34.4311
1328 | OCOTILLO_1G | 1 | West | YES | 0.12786 | 11.6 | 0 | 58 |  | 1.01 | Wind | 1 | 0.29947 | 0 | 58 |  |  |  |  | 0.29947 | 17.3692
1333 | MCDDONAL_8 | 1 | West | YES | 0.12804 | 42.8 | 0 | 214.2 |  | 1.01 | Wind | 1 | 0.29965 | 0 | 214.2 |  |  |  |  | 0.29965 | 64.1842
1327 | WILDHRSE_1G | 1 | West | YES | 0.12826 | 0 | 0 | 120 |  | 1 | Wind | 1 | 0.29986 | 0 | 120 |  |  |  |  | 0.29986 | 35.9836
1360 | GUNSIGHT_8 | 1 | West | YES | 0.12829 | 0 | 0 | 120 |  | 1.01 | Wind | 1 | 0.2999 | 0 | 120 |  |  |  |  | 0.2999 | 35.9879
11320 | COYOTE_1G | 1 | West | YES | 0.12856 | 22.5 | 0 | 225 |  | 1 | Wind | 1 | 0.30017 | 0 | 225 |  |  |  |  | 0.30017 | 67.5373
11309 | BULLCREK_2G | 1 | West | YES | 0.12862 | 20.9 | 0 | 180 |  | 1 | Wind | 1 | 0.30023 | 0 | 180 |  |  |  |  | 0.30023 | 54.0416
11310 | BULLCREK_1G | 1 | West | YES | 0.12862 | 15.1 | 0 | 180 |  | 1 | Wind | 1 | 0.30023 | 0 | 180 |  |  |  |  | 0.30023 | 54.0416
1045 | CALENG1G_1G | 1 | West | YES | 0.12863 | 73.4 | 27 | 73.4 | 0 | 1.014 | Cogen | 1 | 0.30024 | 0 | 0 |  |  |  |  | 0.30024 | 0
1046 | CALENG2G_2G | 2 | West | YES | 0.12863 | 73.4 | 27 | 73.4 | 0 | 1.014 | Cogen | 1 | 0.30024 | 0 | 0 |  |  |  |  | 0.30024 | 0
1047 | CALENG3G_3G | 3 | West | YES | 0.12863 | 70.4 | 27 | 70.4 | 0 | 1.014 | Cogen | 1 | 0.30024 | 0 | 0 |  |  |  |  | 0.30024 | 0
1058 | LONGSHORE_5 | 1 | West | YES | 0.12883 | 30 | 0 | 150 |  | 1.01 | Wind | 1 | 0.30044 | 0 | 150 |  |  |  |  | 0.30044 | 45.0654
1058 | LONGSHORE_5 | 2 | West | YES | 0.12883 | 44 | 0 | 220 |  | 1.01 | Wind | 1 | 0.30044 | 0 | 220 |  |  |  |  | 0.30044 | 66.0959
11065 | ELBOWCK_1G | 1 | West | YES | 0.12883 | 23.4 | 0 | 121.9 | 0 | 1 | Wind | 1 | 0.30044 | 0 | 121.9 |  |  |  |  | 0.30044 | 36.6231
60058 | BUFF_GAP1A | 1 | West | YES | 0.12892 | 24 | 0 | 120 |  | 1 | Wind | 1 | 0.30053 | 0 | 120 |  |  |  |  | 0.30053 | 36.0632
60060 | CIRELLO | 1 | West | YES | 0.12892 | 46.6 | 0 | 233 | 0 | 1 | Wind | 1 | 0.30053 | 0 | 233 |  |  |  |  | 0.30053 | 70.0228
60063 | BUFF_GAP1B | 1 | West | YES | 0.12892 | 34 | 0 | 170.2 | 0 | 1.02 | Wind | 1 | 0.30053 | 0 | 170.2 |  |  |  |  | 0.30053 | 51.1497
60066 | H_HOLLOW1A | 1 | West | YES | 0.12892 | 44.4 | 0 | 222 | 0 | 1.005 | Wind | 1 | 0.30053 | 0 | 222 |  |  |  |  | 0.30053 | 66.717
60068 | HHOLLOW21A | 1 | West | YES | 0.12892 | 36.8 | 0 | 184 | 0 | 1.025 | Wind | 1 | 0.30053 | 0 | 184 |  |  |  |  | 0.30053 | 55.297
60070 | HHOLLOW31A | 1 | West | YES | 0.12892 | 44.8 | 0 | 224 | 0 | 1.025 | Wind | 1 | 0.30053 | 0 | 224 |  |  |  |  | 0.30053 | 67.318
60072 | HHOLLOW41A | 1 | West | YES | 0.12892 | 23 | 0 | 115 | 0 | 1.025 | Wind | 1 | 0.30053 | 0 | 115 |  |  |  |  | 0.30053 | 34.5606
1037 | MORGAN5G_5G | 5 | West | YES | 0.12895 | 109.6 | 40 | 137 | 0 | 1.029 | GST | 1 | 0.30056 | 137 | 137 |  |  |  |  | 0.30056 | 41.1768
1039 | MRGNAG_1G | A | West | YES | 0.12895 | 69 | 69 | 69 | 0 | 1.029 | GGT | 1 | 0.30056 | 69 | 69 |  |  |  |  | 0.30056 | 20.7387
1040 | MRGNBG_2G | B | West | YES | 0.12895 | 70 | 70 | 71 | 0 | 1.029 | GGT | 1 | 0.30056 | 71 | 71 |  |  |  |  | 0.30056 | 21.3398
1041 | MRGNCG_3G | C | West | YES | 0.12895 | 69 | 69 | 70 | 0 | 1.029 | GGT | 1 | 0.30056 | 70 | 70 |  |  |  |  | 0.30056 | 21.0393
1042 | MRGNDG_4G | D | West | YES | 0.12895 | 68 | 68 | 68 | 0 | 1.029 | GGT | 1 | 0.30056 | 68 | 68 |  |  |  |  | 0.30056 | 20.4381
1043 | MRGNEG_5G | E | West | YES | 0.12895 | 68 | 68 | 70 | 0 | 1.029 | GGT | 1 | 0.30056 | 70 | 70 |  |  |  |  | 0.30056 | 21.0393
1044 | MRGNFG_6G | F | West | YES | 0.12895 | 66 | 66 | 66 | 0 | 1.029 | GGT | 1 | 0.30056 | 66 | 66 |  |  |  |  | 0.30056 | 19.837
6637 | SNYDERW1A | 1 | West | YES | 0.129 | 12.6 | 0 | 63 | 0 | 1.025 | Wind | 1 | 0.3006 | 0 | 63 |  |  |  |  | 0.3006 | 18.938
1068 | SCURRYCW_1G | 1 | West | YES | 0.12906 | 28.2 | 1.3 | 141 | 0 | 1.0217 | Wind | 1 | 0.30067 | 0 | 141 |  |  |  |  | 0.30067 | 42.3943
1073 | SCURRYCW_2G | 2 | West | YES | 0.12906 | 24 | 0 | 120 | 0 | 1.0217 | Wind | 1 | 0.30067 | 0 | 120 |  |  |  |  | 0.30067 | 36.0803
1061 | CIELOGEN_1G | 1 | West | YES | 0.12907 | 19.8 | 0 | 99 |  | 1 | Wind | 1 | 0.30068 | 0 | 99 |  |  |  |  | 0.30068 | 29.7672
1062 | CIELOGEN_2G | 1 | West | YES | 0.12907 | 12.2 | 0 | 61 |  | 1 | Wind | 1 | 0.30068 | 0 | 61 |  |  |  |  | 0.30068 | 18.3414
1069 | KINDERMG_1G | 1 | West | YES | 0.12907 | 25 | 5 | 25 | 0 | 1.017 | Cogen | 1 | 0.30068 | 0 | 0 |  |  |  |  | 0.30068 | 0
1070 | KINDERMG_2G | 1 | West | YES | 0.12907 | 45.7 | 12 | 45.7 | 0 | 1.017 | Cogen | 1 | 0.30068 | 0 | 0 |  |  |  |  | 0.30068 | 0
1071 | KINDERMG_3G | 1 | West | YES | 0.12907 | 45.7 | 12 | 45.7 | 0 | 1.017 | Cogen | 1 | 0.30068 | 0 | 0 |  |  |  |  | 0.30068 | 0
36998 | RDCNYNG1 | 1 | West | YES | 0.12925 | 16.8 | 0 | 84 |  | 1.01 | Wind | 1 | 0.30086 | 0 | 84 |  |  |  |  | 0.30086 | 25.2719
1343 | TRENTIPP_8 | 1 | West | YES | 0.1294 | 30 | 0 | 150 |  | 1.014 | Wind | 1 | 0.301 | 0 | 150 |  |  |  |  | 0.301 | 45.1507
1354 | AEPWIND_8 | 1 | West | YES | 0.1294 | 20.2 | 0 | 101 |  | 1 | Wind | 1 | 0.301 | 0 | 101 |  |  |  |  | 0.301 | 30.4015
6407 | TURKTRAK1A | 1 | West | YES | 0.12963 | 33.9 | 0 | 169.5 | 0 | 1.025 | Wind | 1 | 0.30124 | 0 | 169.5 |  |  |  |  | 0.30124 | 51.0602
71051 | L_BITTCR1_1N | W1 | West | YES | 0.12997 | 7.5 | 0 | 37.5 |  | 1.02 | Wind | 1 | 0.30158 | 0 | 37.5 |  |  |  |  | 0.30158 | 11.3092
71054 | L_SWEETW1_1N | W1 | West | YES | 0.12997 | 21.5 | 0 | 107.5 |  | 1.02 | Wind | 1 | 0.30158 | 0 | 107.5 |  |  |  |  | 0.30158 | 32.4196
71057 | L_SWEETW1_2N | W1 | West | YES | 0.12997 | 27 | 0 | 135 |  | 1.02 | Wind | 1 | 0.30158 | 0 | 135 |  |  |  |  | 0.30158 | 40.713
71059 | L_SWEETW1_3N | W1 | West | YES | 0.12997 | 23.8 | 0 | 119 | 0 | 1.02 | Wind | 1 | 0.30158 | 0 | 119 |  |  |  |  | 0.30158 | 35.8878
71060 | L_SWEETW1_4N | W1 | West | YES | 0.12997 | 21 | 0 | 105 | 0 | 1.02 | Wind | 1 | 0.30158 | 0 | 105 |  |  |  |  | 0.30158 | 31.6657
71061 | L_SWEETW1_5N | W1 | West | YES | 0.12997 | 16.1 | 0 | 80.5 | 0 | 1.02 | Wind | 1 | 0.30158 | 0 | 80.5 |  |  |  |  | 0.30158 | 24.277
11056 | ROSCOE_1G | 1 | West | YES | 0.13001 | 41.8 | 0 | 209 |  | 1 | Wind | 1 | 0.30162 | 0 | 209 |  |  |  |  | 0.30162 | 63.0384
11057 | CHAMPION_1G | 1 | West | YES | 0.13001 | 25.3 | 0 | 126.5 |  | 1 | Wind | 1 | 0.30162 | 0 | 126.5 |  |  |  |  | 0.30162 | 38.1548
11058 | PYRON_1G | 1 | West | YES | 0.13001 | 49.8 | 0 | 249 |  | 1 | Wind | 1 | 0.30162 | 0 | 249 |  |  |  |  | 0.30162 | 75.1031
11059 | INADALE_1G | 1 | West | YES | 0.13001 | 39.4 | 0 | 197 |  | 1 | Wind | 1 | 0.30162 | 0 | 197 |  |  |  |  | 0.30162 | 59.4189
6144 | MCADOO1A | 1 | West | YES | 0.13002 | 15 | 0 | 150 | 0 | 1.025 | Wind | 1 | 0.30163 | 0 | 150 |  |  |  |  | 0.30163 | 45.2443
1416 | SWETWATR_1G | 1 | West | YES | 0.13047 | 30 | 18 | 30 | 0 | 1.026 | CC | 1 | 0.30208 | 30 | 30 |  |  |  |  | 0.30208 | 9.0623
1417 | SWETWATR_2G | 2 | West | YES | 0.13047 | 72 | 36 | 72 | 0 | 1.026 | CC | 1 | 0.30208 | 72 | 72 |  |  |  |  | 0.30208 | 21.7495
1418 | SWETWATR_3G | 3 | West | YES | 0.13047 | 68 | 36 | 68 | 0 | 1.026 | CC | 1 | 0.30208 | 68 | 68 |  |  |  |  | 0.30208 | 20.5412
1419 | SWETWATR_4G | 4 | West | YES | 0.13047 | 61 | 36 | 61 | 0 | 1.026 | CC | 1 | 0.30208 | 61 | 61 |  |  |  |  | 0.30208 | 18.4267
60081 | WHRLWIND1A | 1 | West | YES | 0.13102 | 12 | 0 | 60 | 0 | 1.03 | Wind | 1 | 0.30263 | 0 | 60 |  |  |  |  | 0.30263 | 18.1577
1643 | SLSTR1PP_1G | 1 | North | YES | 0.13147 | 6 | 0 | 60 | 0 | 1.022 | Wind | 1 | 0.30308 | 0 | 60 | 7.8883 | 60 |  |  | 0.30308 | 18.1846
1437 | MESQUITW_1G | 1 | North | YES | 0.13259 | 40 | 0 | 400 | 0 | 1.023 | Wind | 1 | 0.3042 | 0 | 400 | 53.036 | 400 |  |  | 0.3042 | 121.6784
1438 | MESQUITW_2G | 1 | North | YES | 0.13259 | 23.6 | 0 | 236 |  | 1.017 | Wind | 1 | 0.3042 | 0 | 236 | 31.2922 | 236 |  |  | 0.3042 | 71.7912
1442 | COKFIELD_5 | 1 | North | YES | 0.13343 | 16.5 | 0 | 165 |  | 1.029 | Wind | 1 | 0.30503 | 0 | 165 | 22.0155 | 165 |  |  | 0.30503 | 50.3304
6100 | OKLA7A | EQ | West | YES | 0.13408 | 50 | -220 | 220 | 0 | 1.035 | DCTie | 1 | 0.30569 | 0 | 0 |  |  |  |  | 0.30569 | 0
6752 | OKLA0A | 1 | West | YES | 0.13408 | 649.7 | 175 | 649.7 | 0 | 1.035 | LIGCO | 1 | 0.30569 | 0 | 649.7 |  |  |  |  | 0.30569 | 198.6061
1433 | GRHAMSES_1G | 1 | North | YES | 0.13541 | 242 | 60 | 242 | 0 | 1.038 | GST | 1 | 0.30701 | 242 | 242 | 32.769 | 242 |  |  | 0.30701 | 74.2976
332 | RWMILLER01 | 1 | North | YES | 0.13606 | 58.4 | 18.5 | 73 | 0 | 1.04 | GST | 1 | 0.30766 | 73 | 73 | 9.932 | 73 |  |  | 0.30766 | 22.4592
333 | RWMILLER02 | 2 | North | YES | 0.13606 | 95.2 | 37 | 119 | 0 | 1.04 | GST | 1 | 0.30766 | 119 | 119 | 16.1905 | 119 |  |  | 0.30766 | 36.6117
334 | RWMILLER03 | 3 | North | YES | 0.13606 | 166.4 | 65 | 208 | 0 | 1.04 | GST | 1 | 0.30766 | 208 | 208 | 28.2994 | 208 |  |  | 0.30766 | 63.9935
335 | RWMILLER04 | 4 | North | YES | 0.13606 | 81.6 | 0 | 102 | 0 | 1.04 | GST | 1 | 0.30766 | 102 | 102 | 13.8776 | 102 |  |  | 0.30766 | 31.3814
336 | RWMILLER05 | 5 | North | YES | 0.13606 | 80.8 | 0 | 101 | 0 | 1.04 | GST | 1 | 0.30766 | 101 | 101 | 13.7416 | 101 |  |  | 0.30766 | 31.0738
1432 | GRHAMSES_2G | 2 | North | YES | 0.13606 | 294.9 | 90 | 366 | 0 | 1.014 | GST | 1 | 0.30767 | 366 | 366 | 49.7998 | 366 |  |  | 0.30767 | 112.6076
1479 | WFCOGEN_1G | 1 | North | YES | 0.13616 | 16 | 12 | 20 | 0 | 1 | Cogen | 1 | 0.30777 | 0 | 0 | 0 | 0 |  |  | 0.30777 | 0
1479 | WFCOGEN_1G | 2 | North | YES | 0.13616 | 16 | 12 | 20 | 0 | 1 | Cogen | 1 | 0.30777 | 0 | 0 | 0 | 0 |  |  | 0.30777 | 0
1482 | WFCOGEN_2G | 2 | North | YES | 0.13616 | 13.6 | 12 | 17 | 0 | 1 | Cogen | 1 | 0.30777 | 0 | 0 | 0 | 0 |  |  | 0.30777 | 0
1482 | WFCOGEN_2G | 1 | North | YES | 0.13616 | 16 | 12 | 20 | 0 | 1 | Cogen | 1 | 0.30777 | 0 | 0 | 0 | 0 |  |  | 0.30777 | 0
1600 | BARTNWND_1G | 1 | North | YES | 0.13657 | 12 | 0 | 120 | 0 | 1.022 | Wind | 1 | 0.30818 | 0 | 120 | 16.3888 | 120 |  |  | 0.30818 | 36.9815
344 | MRSSHPRD | 1 | North | YES | 0.13674 | 0 | 0 | 12 |  | 1.03 | Hydro | 1 | 0.30835 | 0 | 0 | 0 | 0 |  |  | 0.30835 | 0
345 | MRSSHPRD01 | 2 | North | YES | 0.13674 | 0 | 0 | 12 |  | 1.03 | Hydro | 1 | 0.30835 | 0 | 0 | 0 | 0 |  |  | 0.30835 | 0
32883 | BRYN_DNSBY3 | 1 | North | YES | 0.1373 | 0 | 2 | 48 |  | 1.015 | GST | 1 | 0.30891 | 48 | 48 | 6.5906 | 48 |  |  | 0.30891 | 14.8277
32884 | BRYN_DNSBY13 | 1 | North | YES | 0.1373 | 46 | 2 | 46 | 0 | 1.015 | GST | 1 | 0.30891 | 46 | 46 | 6.316 | 46 |  |  | 0.30891 | 14.2099
32892 | BRYN_DNSBY14 | 1 | North | YES | 0.1373 | 84 | 25 | 105 | 0 | 1.035 | GST | 1 | 0.30891 | 105 | 105 | 14.4169 | 105 |  |  | 0.30891 | 32.4355
366 | JNSNCNTY802 | 1 | North | YES | 0.13805 | 168 | 20 | 168 | 0 | 1.02 | Cogen | 1 | 0.30966 | 0 | 0 | 0 | 0 |  |  | 0.30966 | 0
367 | JNSNCNTY802 | 2 | North | YES | 0.13805 | 90 | 20 | 90 | 0 | 1.02 | Cogen | 1 | 0.30966 | 0 | 0 | 0 | 0 |  |  | 0.30966 | 0
503 | NTHTEXAS01 | 1 | North | YES | 0.13807 | 0 | 5 | 18 |  | 1.015 | GST | 1 | 0.30968 | 18 | 18 | 2.4853 | 18 |  |  | 0.30968 | 5.5742
504 | NTHTEXAS02 | 2 | North | YES | 0.13807 | 14.4 | 5 | 18 |  | 1.015 | GST | 1 | 0.30968 | 18 | 18 | 2.4853 | 18 |  |  | 0.30968 | 5.5742
505 | NTHTEXAS03 | 3 | North | YES | 0.13807 | 30.4 | 15 | 38 |  | 1.015 | GST | 1 | 0.30968 | 38 | 38 | 5.2467 | 38 |  |  | 0.30968 | 11.7678
1892 | DECRDOVA_2G | A | North | YES | 0.13841 | 65 | 65 | 70 | 0 | 1.025 | GGT | 1 | 0.31001 | 70 | 70 | 9.6886 | 70 |  |  | 0.31001 | 21.701
1893 | DECRDOVA_3G | B | North | YES | 0.13841 | 65 | 65 | 69 | 0 | 1.025 | GGT | 1 | 0.31001 | 69 | 69 | 9.5502 | 69 |  |  | 0.31001 | 21.391
1894 | DECRDOVA_4G | C | North | YES | 0.13841 | 65 | 65 | 69 | 0 | 1.025 | GGT | 1 | 0.31001 | 69 | 69 | 9.5502 | 69 |  |  | 0.31001 | 21.391
1895 | DECRDOVA_5G | D | North | YES | 0.13841 | 65 | 65 | 68 | 0 | 1.025 | GGT | 1 | 0.31001 | 68 | 68 | 9.4118 | 68 |  |  | 0.31001 | 21.081
1453 | WCPWRCO_1G | 1 | North | YES | 0.1386 | 204 | 50 | 204 | 0 | 1.02 | CC | 1 | 0.3102 | 204 | 204 | 28.2742 | 204 |  |  | 0.3102 | 63.2818
1454 | WCPWRCO_2G | 2 | North | YES | 0.1386 | 204 | 50 | 204 | 0 | 1.02 | CC | 1 | 0.3102 | 204 | 204 | 28.2742 | 204 |  |  | 0.3102 | 63.2818
1455 | WCPWRCO_3G | 3 | North | YES | 0.1386 | 242 | 50 | 242 |  | 1.02 | CC | 1 | 0.3102 | 242 | 242 | 33.541 | 242 |  |  | 0.3102 | 75.0696
1898 | COMCHEPK_1G | 1 | North | YES | 0.13888 | 1217 | 1150 | 1217 | 0 | 1.032 | Nuc | 1 | 0.31048 | 0 | 0 | 0 | 0 |  |  | 0.31048 | 0
1899 | COMCHEPK_2G | 2 | North | YES | 0.13888 | 1159 | 1128 | 1159 | 0 | 1.032 | Nuc | 1 | 0.31048 | 0 | 0 | 0 | 0 |  |  | 0.31048 | 0
1877 | WLFHOLW_1G | 1 | North | YES | 0.13923 | 217.3 | 89.2 | 217.3 | 0 | 1.032 | CC | 1 | 0.31084 | 217.3 | 217.3 | 30.2553 | 217.3 |  |  | 0.31084 | 67.5453
1878 | WLFHOLW_2G | 2 | North | YES | 0.13923 | 215.7 | 105 | 215.7 | 0 | 1.032 | CC | 1 | 0.31084 | 215.7 | 215.7 | 30.0326 | 215.7 |  |  | 0.31084 | 67.048
1879 | WLFHOLW_3G | 3 | North | YES | 0.13923 | 272.4 | 89.2 | 272.4 | 0 | 1.032 | CC | 1 | 0.31084 | 272.4 | 272.4 | 37.9271 | 272.4 |  |  | 0.31084 | 84.6725
580 | JCKCNTY801 | 1 | North | YES | 0.13945 | 288 | 0 | 288 | 0 | 1.022 | CC | 1 | 0.31106 | 288 | 288 | 40.1628 | 288 |  |  | 0.31106 | 89.5853
581 | JCKCNTY802 | 2 | North | YES | 0.13945 | 147 | 0 | 147 | 0 | 1.022 | CC | 1 | 0.31106 | 147 | 147 | 20.4997 | 147 |  |  | 0.31106 | 45.7258
582 | JCKCNTY803 | 3 | North | YES | 0.13945 | 147 | 0 | 147 | 0 | 1.022 | CC | 1 | 0.31106 | 147 | 147 | 20.4997 | 147 |  |  | 0.31106 | 45.7258
1889 | DECRDOVA_1G | 1 | North | YES | 0.13948 | 779 | 255 | 779 | 0 | 1.02 | GSC | 1 | 0.31108 | 779 | 779 | 108.6526 | 779 |  |  | 0.31108 | 242.3336
32886 | BRYN_ATKINS3 | MB | North | YES | 0.13956 | 0 | 5 | 12 |  | 1 | GST | 1 | 0.31117 | 0 | 0 | 0 | 0 |  |  | 0.31117 | 0
32887 | BRYN_ATKINS6 | MB | North | YES | 0.13956 | 0 | 12 | 51 |  | 1.028 | GST | 1 | 0.31117 | 0 | 0 | 0 | 0 |  |  | 0.31117 | 0
32888 | BRYN_ATKINS7 | 1 | North | YES | 0.13956 | 13.6 | 4 | 17 |  | 1.028 | GGT | 1 | 0.31117 | 17 | 17 | 2.3726 | 17 |  |  | 0.31117 | 5.2899
32890 | BRYN_ATKINS4 | MB | North | YES | 0.13956 | 0 | 5 | 22 |  | 1.031 | GST | 1 | 0.31117 | 0 | 0 | 0 | 0 |  |  | 0.31117 | 0
32891 | BRYN_ATKINS5 | MB | North | YES | 0.13956 | 0 | 5 | 25 |  | 1.031 | GST | 1 | 0.31117 | 0 | 0 | 0 | 0 |  |  | 0.31117 | 0
32798 | BRYN_TAMUGEN | 1 | North | YES | 0.14058 | 32 | 0 | 32 |  | 1.02 | GST | 1 | 0.31219 | 32 | 32 | 4.4986 | 32 |  |  | 0.31219 | 9.99
1861 | EAGLEMNT_1G | MB | North | YES | 0.14082 | 0 | 30 | 112 |  | 1.022 | GST | 1 | 0.31243 | 0 | 0 | 0 | 0 |  |  | 0.31243 | 0
1862 | EAGLEMNT_2G | MB | North | YES | 0.14082 | 0 | 40 | 100 |  | 1.022 | GST | 1 | 0.31243 | 0 | 0 | 0 | 0 |  |  | 0.31243 | 0
1863 | EAGLEMNT_3G | MB | North | YES | 0.14082 | 0 | 50 | 378 |  | 1.022 | GST | 1 | 0.31243 | 0 | 0 | 0 | 0 |  |  | 0.31243 | 0
728 | WOLFRIDGE801 | 1 | North | YES | 0.14099 | 11.2 | 0 | 112.5 | 0 | 0.99 | Wind | 1 | 0.3126 | 0 | 112.5 | 15.8614 | 112.5 |  |  | 0.3126 | 35.167
1937 | MDLTHELP_5G | 5 | North | YES | 0.14104 | 224 | 74 | 224 | 0 | 1 | CC | 1 | 0.31264 | 224 | 224 | 31.5927 | 224 |  |  | 0.31264 | 70.0325
1938 | MDLTHELP_6G | 6 | North | YES | 0.14104 | 226 | 74 | 226 | 0 | 1 | CC | 1 | 0.31264 | 226 | 226 | 31.8748 | 226 |  |  | 0.31264 | 70.6578
1943 | MDLTHELP_3G | 3 | North | YES | 0.14104 | 212 | 74 | 212 | 0 | 1 | CC | 1 | 0.31264 | 212 | 212 | 29.9003 | 212 |  |  | 0.31264 | 66.2807
1944 | MDLTHELP_4G | 4 | North | YES | 0.14104 | 211 | 74 | 211 | 0 | 1 | CC | 1 | 0.31264 | 211 | 211 | 29.7592 | 211 |  |  | 0.31264 | 65.9681
1947 | HANDLEY_3G | 3 | North | YES | 0.14158 | 316 | 100 | 395 | 0 | 1.022 | GST | 1 | 0.31318 | 395 | 395 | 55.9237 | 395 |  |  | 0.31318 | 123.708
1949 | HANDLEY_5G | 5 | North | YES | 0.14158 | 348 | 150 | 435 | 0 | 1.022 | GST | 1 | 0.31318 | 435 | 435 | 61.5869 | 435 |  |  | 0.31318 | 136.2354
1948 | HANDLEY_4G | 4 | North | YES | 0.14175 | 348 | 150 | 435 | 0 | 1.022 | GST | 1 | 0.31336 | 435 | 435 | 61.6621 | 435 |  |  | 0.31336 | 136.3107
923 | SPENCER_G4 | 1 | North | YES | 0.14212 | 48 | 20 | 61 | 0 | 1.03 | GST | 1 | 0.31373 | 61 | 61 | 8.6696 | 61 |  |  | 0.31373 | 19.1375
924 | SPENCER_G5 | 1 | North | YES | 0.14212 | 52 | 20 | 66 | 0 | 1.03 | GST | 1 | 0.31373 | 66 | 66 | 9.3802 | 66 |  |  | 0.31373 | 20.7062
1941 | MDLTHELP_1G | 1 | North | YES | 0.14223 | 216.4 | 74 | 216.4 | 0 | 1 | CC | 1 | 0.31383 | 216.4 | 216.4 | 30.7779 | 216.4 |  |  | 0.31383 | 67.9134
1942 | MDLTHELP_2G | 2 | North | YES | 0.14223 | 216.1 | 74 | 216.1 | 0 | 1 | CC | 1 | 0.31383 | 216.1 | 216.1 | 30.7353 | 216.1 |  |  | 0.31383 | 67.8193
12322 | ENNSTRAC_1G | 1 | North | YES | 0.14339 | 196 | 130 | 196 | 0 | 1.036 | CC | 1 | 0.315 | 196 | 196 | 28.105 | 196 |  |  | 0.315 | 61.7398
12323 | ENNSTRAC_2G | 2 | North | YES | 0.14339 | 116 | 100 | 116 | 0 | 1.036 | CC | 1 | 0.315 | 116 | 116 | 16.6336 | 116 |  |  | 0.315 | 36.5399
3126 | TRINIDAD_6G | 1 | North | YES | 0.1441 | 179.2 | 46 | 224 | 0 | 1 | GST | 1 | 0.3157 | 224 | 224 | 32.2782 | 224 |  |  | 0.3157 | 70.7179
2381 | NTHLK1_G | 1 | North | YES | 0.14421 | 0 | 35 | 156 |  | 1.022 | GST | 1 | 0.31581 | 156 | 156 | 22.4964 | 156 |  |  | 0.31581 | 49.267
2382 | NTHLK2_G | 2 | North | YES | 0.14421 | 0 | 35 | 181 |  | 1.022 | GST | 1 | 0.31581 | 181 | 181 | 26.1016 | 181 |  |  | 0.31581 | 57.1623
2383 | NTHLK3_G | 3 | North | YES | 0.14421 | 0 | 50 | 329 |  | 1.022 | GST | 1 | 0.31581 | 329 | 329 | 47.4444 | 329 |  |  | 0.31581 | 103.9028
2371 | COLLIN_1G | MB | North | YES | 0.1443 | 0 | 40 | 138 |  | 1.022 | GST | 1 | 0.3159 | 0 | 0 | 0 | 0 |  |  | 0.3159 | 0
6948 | DENISNDM | 1 | North | YES | 0.1448 | 40 | 5 | 40 |  | 1.015 | Hydro | 1 | 0.3164 | 0 | 0 | 0 | 0 |  |  | 0.3164 | 0
6948 | DENISNDM | 2 | North | YES | 0.1448 | 31 | 5 | 40 |  | 1.015 | Hydro | 1 | 0.3164 | 0 | 0 | 0 | 0 |  |  | 0.3164 | 0
1687 | VALLEY_1G | 1 | North | YES | 0.14497 | 136 | 15 | 170 | 0 | 1.029 | GST | 1 | 0.31658 | 170 | 170 | 24.6451 | 170 |  |  | 0.31658 | 53.8181
1688 | VALLEY_2G | 2 | North | YES | 0.14497 | 527 | 90 | 527 | 0 | 1.029 | GSC | 1 | 0.31658 | 527 | 527 | 76.3997 | 527 |  |  | 0.31658 | 166.836
2413 | MTCK6_G | 6 | North | YES | 0.14515 | 0 | 30 | 118 |  | 1.022 | GST | 1 | 0.31676 | 118 | 118 | 17.1282 | 118 |  |  | 0.31676 | 37.3777
2414 | MTCK7_G | 7 | North | YES | 0.14515 | 0 | 30 | 115 |  | 1.022 | GST | 1 | 0.31676 | 115 | 115 | 16.6927 | 115 |  |  | 0.31676 | 36.4274
2417 | MTCK8_G | 8 | North | YES | 0.14515 | 444.8 | 60 | 556 | 0 | 1.022 | GSC | 1 | 0.31676 | 556 | 556 | 80.7056 | 556 |  |  | 0.31676 | 176.1185
1689 | VALLEY_3G | 3 | North | YES | 0.1452 | 0 | 25 | 375 |  | 1.003 | GST | 1 | 0.31681 | 375 | 375 | 54.45 | 375 |  |  | 0.31681 | 118.8022
11691 | KMICHICT1_G | 1 | North | YES | 0.1452 | 144 | 80 | 144 | 0 | 1.026 | CC | 1 | 0.31681 | 144 | 144 | 20.9088 | 144 |  |  | 0.31681 | 45.6201
11692 | KMICHICT2_G | 2 | North | YES | 0.1452 | 146 | 80 | 146 | 0 | 1.026 | CC | 1 | 0.31681 | 146 | 146 | 21.1992 | 146 |  |  | 0.31681 | 46.2537
11693 | KMICHIST3_G | 3 | North | YES | 0.1452 | 312 | 60 | 312 | 0 | 1.026 | CC | 1 | 0.31681 | 312 | 312 | 45.3024 | 312 |  |  | 0.31681 | 98.8435
11694 | KMICHICT4_G | 4 | North | YES | 0.1452 | 144 | 80 | 144 | 0 | 1.026 | CC | 1 | 0.31681 | 144 | 144 | 20.9088 | 144 |  |  | 0.31681 | 45.6201
11695 | KMICHICT5_G | 5 | North | YES | 0.1452 | 148 | 80 | 148 | 0 | 1.026 | CC | 1 | 0.31681 | 148 | 148 | 21.4896 | 148 |  |  | 0.31681 | 46.8873
11696 | KMICHIST6_G | 6 | North | YES | 0.1452 | 310 | 60 | 310 | 0 | 1.026 | CC | 1 | 0.31681 | 310 | 310 | 45.012 | 310 |  |  | 0.31681 | 98.2098
1678 | LAMARPWR_1G | 1 | North | YES | 0.14529 | 160 | 67.7 | 160 | 0 | 1.038 | CC | 1 | 0.31689 | 160 | 160 | 23.2462 | 160 |  |  | 0.31689 | 50.7032
1679 | LAMARPWR_2G | 2 | North | YES | 0.14529 | 156 | 67.7 | 156 | 0 | 1.038 | CC | 1 | 0.31689 | 156 | 156 | 22.6651 | 156 |  |  | 0.31689 | 49.4356
1680 | LAMARPWR_3G | 3 | North | YES | 0.14529 | 196 | 129.1 | 196 | 0 | 1.038 | CC | 1 | 0.31689 | 196 | 196 | 28.4766 | 196 |  |  | 0.31689 | 62.1114
1681 | LAMARPWR_4G | 4 | North | YES | 0.14529 | 156 | 67.7 | 156 | 0 | 1.038 | CC | 1 | 0.31689 | 156 | 156 | 22.6651 | 156 |  |  | 0.31689 | 49.4356
1682 | LAMARPWR_5G | 5 | North | YES | 0.14529 | 157 | 67.7 | 157 | 0 | 1.038 | CC | 1 | 0.31689 | 157 | 157 | 22.8104 | 157 |  |  | 0.31689 | 49.7525
1683 | LAMARPWR_6G | 6 | North | YES | 0.14529 | 198 | 129.1 | 198 | 0 | 1.038 | CC | 1 | 0.31689 | 198 | 198 | 28.7672 | 198 |  |  | 0.31689 | 62.7452
1675 | PEC_1G | 1 | North | YES | 0.14534 | 76.7 | 35 | 76.7 | 0 | 1.022 | Cogen | 1 | 0.31695 | 0 | 0 | 0 | 0 |  |  | 0.31695 | 0
1676 | PEC_2G | 2 | North | YES | 0.14534 | 79.6 | 35 | 79.6 | 0 | 1.022 | Cogen | 1 | 0.31695 | 0 | 0 | 0 | 0 |  |  | 0.31695 | 0
1677 | PEC_3G | 3 | North | YES | 0.14534 | 88.4 | 35 | 88.4 | 0 | 1.022 | Cogen | 1 | 0.31695 | 0 | 0 | 0 | 0 |  |  | 0.31695 | 0
1701 | MOSES_1G | 1 | North | YES | 0.14546 | 558 | 175 | 558 | 0 | 1.023 | LIGCO | 1 | 0.31706 | 0 | 558 | 81.165 | 558 |  |  | 0.31706 | 176.9211
1702 | MOSES_2G | 2 | North | YES | 0.14546 | 579 | 175 | 579 | 0 | 1.023 | LIGCO | 1 | 0.31706 | 0 | 579 | 84.2196 | 579 |  |  | 0.31706 | 183.5794
1703 | MOSES_3G | 3 | North | YES | 0.14546 | 808 | 463 | 808 | 0 | 1.023 | LIGCO | 1 | 0.31706 | 0 | 808 | 117.5293 | 808 |  |  | 0.31706 | 256.1868
5925 | DCEAST | EQ | North | YES | 0.14546 | 400.3 | -600 | 600 | 0 | 1.025 | DCTie | 1 | 0.31706 | 0 | 0 | 0 | 0 |  |  | 0.31706 | 0
842 | OLINGER_G1 | 1 | North | YES | 0.14567 | 55.4 | 20 | 79 | 0 | 1.03 | GST | 1 | 0.31727 | 79 | 79 | 11.5079 | 79 |  |  | 0.31727 | 25.0647
843 | OLINGER_G2 | 1 | North | YES | 0.14567 | 76.2 | 25 | 110 | 0 | 1.03 | GST | 1 | 0.31727 | 110 | 110 | 16.0236 | 110 |  |  | 0.31727 | 34.9002
844 | OLINGER_G3 | 1 | North | YES | 0.14567 | 103.9 | 45 | 150 | 0 | 1.03 | GST | 1 | 0.31727 | 150 | 150 | 21.8503 | 150 |  |  | 0.31727 | 47.5912
845 | OLINGER_G4 | 1 | North | YES | 0.14567 | 51.9 | 0 | 76 | 0 | 1.03 | GGT | 1 | 0.31727 | 76 | 76 | 11.0708 | 76 |  |  | 0.31727 | 24.1129
837 | NEWMAN_G5 | 1 | North | YES | 0.14569 | 0 | 15 | 40 |  | 1.01 | GST | 1 | 0.31729 | 40 | 40 | 5.8275 | 40 |  |  | 0.31729 | 12.6917
949 | STEAM2 | 1 | North | YES | 0.14579 | 26 | 8 | 26 | 0 | 0.99 | GST | 1 | 0.31739 | 26 | 26 | 3.7905 | 26 |  |  | 0.31739 | 8.2523
950 | STEAM3 | 1 | North | YES | 0.14579 | 41 | 13 | 42 | 0 | 1.02 | GST | 1 | 0.31739 | 42 | 42 | 6.1231 | 42 |  |  | 0.31739 | 13.3306
948 | STEAM1 | 1 | North | YES | 0.14579 | 0 | 12 | 20 |  | 1.02 | GST | 1 | 0.3174 | 20 | 20 | 2.9158 | 20 |  |  | 0.3174 | 6.3479
12440 | PARKD_1SVC8 | 1 | North | YES | 0.14615 | 0 | 0 | 0 | 0 | 1.007 | GST | 1 | 0.31775 | 0 | 0 | 0 | 0 |  |  | 0.31775 | 0
12449 | PARKD_2SVC8 | 1 | North | YES | 0.14615 | 0 | 0 | 0 | 0 | 1.007 | GST | 1 | 0.31775 | 0 | 0 | 0 | 0 |  |  | 0.31775 | 0
2451 | LKHB1_G | 1 | North | YES | 0.14616 | 0 | 80 | 391 |  | 1.022 | GST | 1 | 0.31777 | 391 | 391 | 57.1501 | 391 |  |  | 0.31777 | 124.248
2452 | LKHB2_G | 2 | North | YES | 0.14616 | 516 | 80 | 516 | 0 | 1.022 | GST | 1 | 0.31777 | 516 | 516 | 75.4206 | 516 |  |  | 0.31777 | 163.9693
12411 | FPLEFR1A_G | 1 | North | YES | 0.14668 | 161 | 72 | 161 | 0 | 1 | CC | 1 | 0.31829 | 161 | 161 | 23.6156 | 161 |  |  | 0.31829 | 51.2442
12412 | FPLEFR1B_G | 2 | North | YES | 0.14668 | 164 | 72 | 164 | 0 | 1 | CC | 1 | 0.31829 | 164 | 164 | 24.0557 | 164 |  |  | 0.31829 | 52.1991
12413 | FPLEFR1C_G | 3 | North | YES | 0.14668 | 164 | 72 | 164 | 0 | 1 | CC | 1 | 0.31829 | 164 | 164 | 24.0557 | 164 |  |  | 0.31829 | 52.1991
12414 | FPLEFR1S_G | 4 | North | YES | 0.14668 | 414 | 191 | 414 | 0 | 1 | CC | 1 | 0.31829 | 414 | 414 | 60.7259 | 414 |  |  | 0.31829 | 131.7708
12421 | FPLEFR2A_G | 1 | North | YES | 0.14668 | 162 | 72 | 162 | 0 | 1 | CC | 1 | 0.31829 | 162 | 162 | 23.7623 | 162 |  |  | 0.31829 | 51.5625
12422 | FPLEFR2B_G | 2 | North | YES | 0.14668 | 161 | 72 | 161 | 0 | 1 | CC | 1 | 0.31829 | 161 | 161 | 23.6156 | 161 |  |  | 0.31829 | 51.2442
12423 | FPLEFR2C_G | 3 | North | YES | 0.14668 | 163 | 72 | 163 | 0 | 1 | CC | 1 | 0.31829 | 163 | 163 | 23.909 | 163 |  |  | 0.31829 | 51.8808
12424 | FPLEFR2S_G | 4 | North | YES | 0.14668 | 415 | 191 | 415 | 0 | 1 | CC | 1 | 0.31829 | 415 | 415 | 60.8726 | 415 |  |  | 0.31829 | 132.0891
990 | GIBN_CREK_G1 | 1 | North | YES | 0.14749 | 463 | 200 | 463 | 0 | 1.0275 | LIGCO | 1 | 0.31909 | 0 | 463 | 68.2869 | 463 |  |  | 0.31909 | 147.7405
3107 | STRYKER_1G | 1 | North | YES | 0.14862 | 145.6 | 45 | 182 | 0 | 1.029 | GST | 1 | 0.32023 | 182 | 182 | 27.0488 | 182 |  |  | 0.32023 | 58.2811
3108 | STRYKER_2G | 2 | North | YES | 0.14862 | 484 | 75 | 484 | 0 | 1.029 | GST | 1 | 0.32023 | 484 | 484 | 71.9321 | 484 |  |  | 0.32023 | 154.9894
3097 | MARTLAKE_1G | 1 | North | YES | 0.1493 | 790 | 500 | 790 | 0 | 1.017 | LIGCO | 1 | 0.32091 | 0 | 790 | 117.947 | 790 |  |  | 0.32091 | 253.5157
3098 | MARTLAKE_2G | 2 | North | YES | 0.1493 | 795 | 461 | 795 | 0 | 1.017 | LIGCO | 1 | 0.32091 | 0 | 795 | 118.6935 | 795 |  |  | 0.32091 | 255.1202
3099 | MARTLAKE_3G | 3 | North | YES | 0.1493 | 804 | 500 | 804 | 0 | 1.017 | LIGCO | 1 | 0.32091 | 0 | 804 | 120.0372 | 804 |  |  | 0.32091 | 258.0084
3348 | CHAMPION_1G | MB | North | YES | 0.14983 | 0 | 42 | 42 |  | 1 | Cogen | 1 | 0.32143 | 0 | 0 | 0 | 0 |  |  | 0.32143 | 0
3309 | ASPN_G | 1 | North | YES | 0.14992 | 50 | 0 | 50 |  | 1 | Bio | 1 | 0.32152 | 50 | 50 | 7.4959 | 50 |  |  | 0.32152 | 16.0762
13116 | TGATEWAY_1G | 1 | North | YES | 0.14994 | 151 | 30 | 151 | 0 | 1.0232 | CC | 1 | 0.32154 | 151 | 151 | 22.6405 | 151 |  |  | 0.32154 | 48.553
13117 | TGATEWAY_2G | 2 | North | YES | 0.14994 | 130 | 30 | 130 | 0 | 1.0232 | CC | 1 | 0.32154 | 130 | 130 | 19.4918 | 130 |  |  | 0.32154 | 41.8006
13118 | TGATEWAY_3G | 3 | North | YES | 0.14994 | 148 | 30 | 148 | 0 | 1.0232 | CC | 1 | 0.32154 | 148 | 148 | 22.1907 | 148 |  |  | 0.32154 | 47.5884
13119 | TGATEWAY_4G | 4 | North | YES | 0.14994 | 399 | 65 | 399 | 0 | 1.0232 | CC | 1 | 0.32154 | 399 | 399 | 59.8249 | 399 |  |  | 0.32154 | 128.2956
39960 | TNTNPONE_18 | 1 | North | YES | 0.15145 | 152.3 | 30 | 152.3 |  | 1.04 | LIGCO | 1 | 0.32306 | 0 | 152.3 | 23.0661 | 152.3 |  |  | 0.32306 | 49.2017
39970 | TNTNPONE_28 | 1 | North | YES | 0.15145 | 153 | 30 | 153 |  | 1.04 | LIGCO | 1 | 0.32306 | 0 | 153 | 23.1722 | 153 |  |  | 0.32306 | 49.4279
13134 | CALFREST_4G | 4 | North | YES | 0.15752 | 151.5 | 40 | 151.5 | 0 | 1.031 | CC | 1 | 0.32912 | 151.5 | 151.5 | 23.8641 | 151.5 |  |  | 0.32912 | 49.8624
13135 | CALFREST_5G | 5 | North | YES | 0.15752 | 152.3 | 57 | 152.3 | 0 | 1.031 | CC | 1 | 0.32912 | 152.3 | 152.3 | 23.9901 | 152.3 |  |  | 0.32912 | 50.1257
13136 | CALFREST_6G | 6 | North | YES | 0.15752 | 177.5 | 40 | 177.5 | 0 | 1.031 | CC | 1 | 0.32912 | 177.5 | 177.5 | 27.9596 | 177.5 |  |  | 0.32912 | 58.4197
13131 | CALFREST_1G | 1 | North | YES | 0.15782 | 150.7 | 40 | 150.7 | 0 | 1.031 | CC | 1 | 0.32942 | 150.7 | 150.7 | 23.7829 | 150.7 |  |  | 0.32942 | 49.6439
13132 | CALFREST_2G | 2 | North | YES | 0.15782 | 151 | 57 | 151 | 0 | 1.031 | CC | 1 | 0.32942 | 151 | 151 | 23.8302 | 151 |  |  | 0.32942 | 49.7427
13133 | CALFREST_3G | 3 | North | YES | 0.15782 | 177.4 | 40 | 177.4 | 0 | 1.031 | CC | 1 | 0.32942 | 177.4 | 177.4 | 27.9966 | 177.4 |  |  | 0.32942 | 58.4395
3381 | BBRN_1G | 1 | North | YES | 0.15926 | 618 | 225 | 618 | 0 | 1.03 | LIGCO | 1 | 0.33087 | 0 | 618 | 98.4258 | 618 |  |  | 0.33087 | 204.4782
3382 | BBRN_2G | 2 | North | YES | 0.15926 | 589 | 225 | 589 | 0 | 1.03 | LIGCO | 1 | 0.33087 | 0 | 589 | 93.8071 | 589 |  |  | 0.33087 | 194.883
48721 | LEG_1___1 | 1 | North | YES | 0.16514 | 827 | 357 | 827 | 0 | 1.0348 | LIGCO | 1 | 0.33675 | 0 | 827 | 136.5733 | 827 |  |  | 0.33675 | 278.4914
48722 | LEG_2___2 | 2 | North | YES | 0.16514 | 819 | 357 | 819 | 0 | 1.0348 | LIGCO | 1 | 0.33675 | 0 | 819 | 135.2521 | 819 |  |  | 0.33675 | 275.7974
Note on AL4: Zonal Cap - Zonal Impact

## Distributed Slack - Bound Gen
Number of Bus | Name of Bus | ID | Area Name of Gen | AGC | P Sensitivity of Bus | Gen MW | Min MW | Max MW | V Sensitivity of Bus | Set Volt | Tech Type | Zone Impact | Zone Correlation | Inc Max | Dec Max | Souce S.F. Weighting | Souce Capacity | Sink S.F. Weighting | Sink Capacity | PTDF Calc | PTDF Weighting | max of zone correlation | -0.065694 |  |  | Neg PTDF weight | Pos PTDF weight
48674 | FTR_CN4_5095 | 4 | North | YES | -0.2373 | 380 | 0 | 380 | 0 | 1.0319 | CC | 1 | -0.065694 | 380 | 380 | -90.174 | 380 |  |  | -0.065694 | -24.9637 |  |  |  |  | -24.9637 | 0
48672 | FTR_GT2_5110 | 2 | North | YES | -0.2373 | 159 | 0 | 159 | 0 | 1.0319 | CC | 1 | -0.065694 | 159 | 159 | -37.7307 | 159 |  |  | -0.065694 | -10.4454 |  |  |  |  | -10.4454 | 0
48673 | FTR_GT3_5085 | 3 | North | YES | -0.2373 | 158 | 0 | 158 | 0 | 1.0319 | CC | 1 | -0.065694 | 158 | 158 | -37.4934 | 158 |  |  | -0.065694 | -10.3797 |  |  |  |  | -10.3797 | 0
48671 | FTR_GT1_5105 | 1 | North | YES | -0.2373 | 154.2 | 0 | 154.2 | 0 | 1.0319 | CC | 1 | -0.065694 | 154.2 | 154.2 | -36.5917 | 154.2 |  |  | -0.065694 | -10.13 |  |  | Weighted Shift Factors |  | -10.13 | 0
13432 | SANDOW_5G | 5 | South | YES | 0.043627 | 581 | 225 | 581 |  | 1.029 | LIGCO | -1 | 0.090046 | 0 | 581 |  |  |  |  | -0.090046 | 0 |  |  | North | 0.13367 | 0 | 0
3432 | SANDOW_4G | 4 | South | YES | 0.030117 | 580 | 225 | 580 |  | 1.029 | LIGCO | -1 | 0.10356 | 0 | 580 |  |  |  |  | -0.10356 | 0 |  |  | Houston | -0.17161 | 0 | 0
7022 | L_BUCHAN1_1Y | 1 | South | YES | 0.012815 | 0 | 0 | 18 |  | 1 | Hydro | -1 | 0.12086 | 0 | 0 |  |  |  |  | -0.12086 | 0 |  |  |  |  | 0 | 0
7023 | L_BUCHAN1_2Y | 2 | South | YES | 0.012815 | 0 | 0 | 18 |  | 1 | Hydro | -1 | 0.12086 | 0 | 0 |  |  |  |  | -0.12086 | 0 | Houston |  |  |  | 0 | 0
7024 | L_BUCHAN1_3Y | 3 | South | YES | 0.012815 | 0 | 0 | 15 |  | 1 | Hydro | -1 | 0.12086 | 0 | 0 |  |  |  |  | -0.12086 | 0 | Line Rating |  | 1450 |  | 0 | 0
7026 | L_INKSDA1_1Y | 1 | South | YES | 0.011981 | 0 | 0 | 13.7 |  | 1 | Hydro | -1 | 0.12169 | 0 | 0 |  |  |  |  | -0.12169 | 0 | Impact Counter to Zone: |  | 55.9188 |  | 0 | 0
7035 | L_WIRTZ_1G1Y | 1 | South | YES | 0.003221 | 0 | 0 | 29 |  | 1 | Hydro | -1 | 0.13045 | 0 | 0 |  |  |  |  | -0.13045 | 0 |  |  | 3.856% |  | 0 | 0
7036 | L_WIRTZ_1G2Y | 2 | South | YES | 0.003221 | 0 | 0 | 29.7 |  | 1 | Hydro | -1 | 0.13045 | 0 | 0 |  |  |  |  | -0.13045 | 0 |  |  |  |  | 0 | 0
8032 | AMISTADHYD1 | 1 | South | YES | 0.003156 | 33 | 13 | 33 | 0 | 1.03 | Hydro | -1 | 0.13052 | 0 | 0 |  |  |  |  | -0.13052 | 0 | North |  |  |  | 0 | 0
8033 | AMISTADHYD2 | 2 | South | YES | 0.003156 | 25 | 13 | 25 | 0 | 1.03 | Hydro | -1 | 0.13052 | 0 | 0 |  |  |  |  | -0.13052 | 0 | Line Rating |  | 1450 |  | 0 | 0
88253 | HAMILTON | F | South | YES | 0.003156 | 0 | 0 | 0 | 0 | 1.04 | BLT | -1 | 0.13052 | 0 | 0 |  |  |  |  | -0.13052 | 0 | Impact Counter to Zone: |  | 0 |  | 0 | 0
7000 | L_FERGUS1_1Y | 1 | South | YES | 0.002946 | 400 | 65 | 423.3 | 0 | 1.015 | GSC | -1 | 0.13073 | 423.3 | 423.3 |  |  |  |  | -0.13073 | -55.3369 |  |  | 0% |  | 0 | 0
7028 | L_MARBFA1_1Y | 1 | South | YES | 0.000366 | 0 | 0 | 18 |  | 1 | Hydro | -1 | 0.13331 | 0 | 0 |  |  |  |  | -0.13331 | 0 |  |  |  |  | 0 | 0
7029 | L_MARBFA1_2Y | 2 | South | YES | 0.000366 | 0 | 0 | 18 |  | 1 | Hydro | -1 | 0.13331 | 0 | 0 |  |  |  |  | -0.13331 | 0 |  |  |  |  | 0 | 0
5934 | SI_RAY5 | 5 | South | YES | 0 | 0 | 10 | 15 |  | 1.035 | GST | -1 | 0.13367 | 15 | 15 |  |  |  |  | -0.13367 | -2.0051 |  |  |  |  | 0 | 0
8139 | JOS #1 | MB | South | YES | 0 | 0 | 45 | 255 |  | 1.02 | GST | -1 | 0.13367 | 0 | 0 |  |  |  |  | -0.13367 | 0 |  |  |  |  | 0 | 0
8285 | LAR #1 | MB | South | YES | 0 | 0 | 9 | 32 |  | 1.0497 | GST | -1 | 0.13367 | 0 | 0 |  |  |  |  | -0.13367 | 0 |  |  |  |  | 0 | 0
8287 | LAR #2 | MB | South | YES | 0 | 0 | 9 | 32 |  | 1.04 | GST | -1 | 0.13367 | 0 | 0 |  |  |  |  | -0.13367 | 0 |  |  |  |  | 0 | 0
8288 | LAR #3 | MB | South | YES | 0 | 0 | 25 | 105 |  | 1.04 | GST | -1 | 0.13367 | 0 | 0 |  |  |  |  | -0.13367 | 0 |  |  |  |  | 0 | 0
8388 | BATES0A | MB | South | YES | 0 | 0 | 21 | 71 |  | 1.033 | GST | -1 | 0.13367 | 0 | 0 |  |  |  |  | -0.13367 | 0 |  |  |  |  | 0 | 0
8393 | BATES0B | MB | South | YES | 0 | 0 | 25 | 110 |  | 1.03 | GST | -1 | 0.13367 | 0 | 0 |  |  |  |  | -0.13367 | 0 |  |  |  |  | 0 | 0
8437 | NUECES_B0C | MB | South | YES | 0 | 0 | 7 | 30 |  | 1.03 | GST | -1 | 0.13367 | 0 | 0 |  |  |  |  | -0.13367 | 0 |  |  |  |  | 0 | 0
8438 | NUECES_B0B | MB | South | YES | 0 | 0 | 26 | 169 |  | 1.03 | GST | -1 | 0.13367 | 0 | 0 |  |  |  |  | -0.13367 | 0 |  |  |  |  | 0 | 0
39190 | TNSLCGN1__8 | 1 | Houston | YES | 0 | 0 | 10 | 30 |  | 1.03 | Cogen | -1 | 0.13367 | 0 | 0 |  |  | 0 | 0 | -0.13367 | 0 |  |  |  |  | 0 | 0
7031 | L_MARSFO1G1Y | 1 | South | YES | -0.004972 | 0 | 0 | 36 |  | 1 | Hydro | -1 | 0.13865 | 0 | 0 |  |  |  |  | -0.13865 | 0 |  |  |  |  | 0 | 0
7032 | L_MARSFO1G2Y | 2 | South | YES | -0.004972 | 0 | 0 | 35 |  | 1 | Hydro | -1 | 0.13865 | 0 | 0 |  |  |  |  | -0.13865 | 0 |  |  |  |  | 0 | 0
7033 | L_MARSFO1G3Y | 3 | South | YES | -0.004972 | 0 | 0 | 36 |  | 1 | Hydro | -1 | 0.13865 | 0 | 0 |  |  |  |  | -0.13865 | 0 |  |  |  |  | 0 | 0
9005 | DECKR_G6 | 6 | South | YES | -0.006748 | 44 | 24 | 47 | 0 | 1.015 | GGT | -1 | 0.14042 | 47 | 47 |  |  |  |  | -0.14042 | -6.5998 |  |  |  |  | 0 | 0
9003 | DECKR_G4 | 4 | South | YES | -0.006748 | 44 | 24 | 44 | 0 | 1.015 | GGT | -1 | 0.14042 | 44 | 44 |  |  |  |  | -0.14042 | -6.1785 |  |  |  |  | 0 | 0
9004 | DECKR_G5 | 5 | South | YES | -0.006748 | 44 | 24 | 44 | 0 | 1.015 | GGT | -1 | 0.14042 | 44 | 44 |  |  |  |  | -0.14042 | -6.1785 |  |  |  |  | 0 | 0
9002 | DECKR_G3 | 3 | South | YES | -0.006748 | 0 | 24 | 42 |  | 1.015 | GGT | -1 | 0.14042 | 42 | 42 |  |  |  |  | -0.14042 | -5.8977 |  |  |  |  | 0 | 0
9001 | DECKR_G2 | 2 | South | YES | -0.007895 | 400 | 50 | 426 | 0 | 1.015 | GST | -1 | 0.14157 | 426 | 426 |  |  |  |  | -0.14157 | -60.3082 |  |  |  |  | 0 | 0
9000 | DECKR_G1 | 1 | South | YES | -0.007895 | 280 | 50 | 321 | 0 | 1.015 | GST | -1 | 0.14157 | 321 | 321 |  |  |  |  | -0.14157 | -45.4435 |  |  |  |  | 0 | 0
7020 | L_AUSTPL1_1Y | 1 | South | YES | -0.008041 | 0 | 0 | 8 |  | 1 | Hydro | -1 | 0.14171 | 0 | 0 |  |  |  |  | -0.14171 | 0 |  |  |  |  | 0 | 0
7020 | L_AUSTPL1_1Y | 2 | South | YES | -0.008041 | 0 | 0 | 8 |  | 1 | Hydro | -1 | 0.14171 | 0 | 0 |  |  |  |  | -0.14171 | 0 |  |  |  |  | 0 | 0
9020 | SANDHG5A | 5A | South | YES | -0.009447 | 150 | 84 | 155 | 0 | 1.0175 | CC | -1 | 0.14312 | 155 | 155 |  |  |  |  | -0.14312 | -22.1837 |  |  |  |  | 0 | 0
9021 | SANDHG5C | 5C | South | YES | -0.009447 | 140 | 0 | 148 | 0 | 1.0175 | CC | -1 | 0.14312 | 148 | 148 |  |  |  |  | -0.14312 | -21.1818 |  |  |  |  | 0 | 0
9016 | SANDH_G1 | 1 | South | YES | -0.009447 | 45 | 2 | 49 | 0 | 1.0175 | GGT | -1 | 0.14312 | 49 | 49 |  |  |  |  | -0.14312 | -7.0129 |  |  |  |  | 0 | 0
9019 | SANDH_G4 | 4 | South | YES | -0.009447 | 0 | 2 | 47 |  | 1.0175 | GGT | -1 | 0.14312 | 47 | 47 |  |  |  |  | -0.14312 | -6.7267 |  |  |  |  | 0 | 0
9017 | SANDH_G2 | 2 | South | YES | -0.009447 | 45 | 2 | 46 | 0 | 1.0175 | GGT | -1 | 0.14312 | 46 | 46 |  |  |  |  | -0.14312 | -6.5835 |  |  |  |  | 0 | 0
9018 | SANDH_G3 | 3 | South | YES | -0.009447 | 45 | 2 | 46 | 0 | 1.0175 | GGT | -1 | 0.14312 | 46 | 46 |  |  |  |  | -0.14312 | -6.5835 |  |  |  |  | 0 | 0
8262 | ELPS | 1 | South | YES | -0.013019 | 6 | 6 | 6 | 0 | 1.15 | Hydro | -1 | 0.14669 | 0 | 0 |  |  |  |  | -0.14669 | 0 |  |  |  |  | 0 | 0
7809 | L_BASTEN1_3Y | 1 | South | YES | -0.013353 | 232.6 | 42 | 232.6 | 0 | 1.004 | CC | -1 | 0.14703 | 232.6 | 232.6 |  |  |  |  | -0.14703 | -34.1984 |  |  |  |  | 0 | 0
7807 | L_BASTEN1_1Y | 1 | South | YES | -0.013353 | 152.5 | 83.5 | 152.5 | 0 | 1.004 | CC | -1 | 0.14703 | 152.5 | 152.5 |  |  |  |  | -0.14703 | -22.4215 |  |  |  |  | 0 | 0
7808 | L_BASTEN1_2Y | 1 | South | YES | -0.013353 | 149.5 | 83.5 | 149.5 | 0 | 1.004 | CC | -1 | 0.14703 | 149.5 | 149.5 |  |  |  |  | -0.14703 | -21.9805 |  |  |  |  | 0 | 0
7009 | L_LOSTPI1_3Y | 3 | South | YES | -0.015534 | 173.9 | 72 | 175 | 0 | 1 | CC | -1 | 0.14921 | 175 | 175 |  |  |  |  | -0.14921 | -26.1113 |  |  |  |  | 0 | 0
7008 | L_LOSTPI1_2Y | 2 | South | YES | -0.015534 | 157.7 | 107 | 160 | 0 | 1 | CC | -1 | 0.14921 | 160 | 160 |  |  |  |  | -0.14921 | -23.8732 |  |  |  |  | 0 | 0
7007 | L_LOSTPI1_1Y | 1 | South | YES | -0.015534 | 158.6 | 110 | 158 | 0 | 1 | CC | -1 | 0.14921 | 158 | 158 |  |  |  |  | -0.14921 | -23.5748 |  |  |  |  | 0 | 0
7006 | L_SIMGID1_3Y | 3 | South | YES | -0.017231 | 324.9 | 60 | 329 | 0 | 1.02 | GST | -1 | 0.1509 | 329 | 329 |  |  |  |  | -0.1509 | -49.6476 |  |  |  |  | 0 | 0
7005 | L_SIMGID1_2Y | 2 | South | YES | -0.017231 | 133 | 32 | 139 | 0 | 1.02 | GST | -1 | 0.1509 | 139 | 139 |  |  |  |  | -0.1509 | -20.9757 |  |  |  |  | 0 | 0
7004 | L_SIMGID1_1Y | 1 | South | YES | -0.017231 | 132 | 40 | 132 | 0 | 1.02 | GST | -1 | 0.1509 | 132 | 132 |  |  |  |  | -0.1509 | -19.9194 |  |  |  |  | 0 | 0
7487 | L_CANYHY8_1Y | 1 | South | YES | -0.028359 | 0 | 0 | 6 |  | 1 | Hydro | -1 | 0.16203 | 0 | 0 |  |  |  |  | -0.16203 | 0 |  |  |  |  | 0 | 0
7303 | L_WPPGS12_1Y | 1 | South | YES | -0.033363 | 50 | 0 | 50 | 0 | 1.025 | GGT | -1 | 0.16704 | 50 | 50 |  |  |  |  | -0.16704 | -8.3518 |  |  |  |  | 0 | 0
7303 | L_WPPGS12_1Y | 2 | South | YES | -0.033363 | 50 | 0 | 50 | 0 | 1.025 | GGT | -1 | 0.16704 | 50 | 50 |  |  |  |  | -0.16704 | -8.3518 |  |  |  |  | 0 | 0
7305 | L_WPPGS34_1Y | 3 | South | YES | -0.033363 | 50 | 0 | 50 | 0 | 1.025 | GGT | -1 | 0.16704 | 50 | 50 |  |  |  |  | -0.16704 | -8.3518 |  |  |  |  | 0 | 0
7305 | L_WPPGS34_1Y | 4 | South | YES | -0.033363 | 50 | 0 | 50 | 0 | 1.025 | GGT | -1 | 0.16704 | 50 | 50 |  |  |  |  | -0.16704 | -8.3518 |  |  |  |  | 0 | 0
7017 | L_HAYSEN1_4Y | 4 | South | YES | -0.033513 | 226.7 | 74 | 226.7 | 0 | 1.008 | CC | -1 | 0.16719 | 226.7 | 226.7 |  |  |  |  | -0.16719 | -37.9012 |  |  |  |  | 0 | 0
7015 | L_HAYSEN1_2Y | 2 | South | YES | -0.033513 | 225 | 74 | 225 | 0 | 1.008 | CC | -1 | 0.16719 | 225 | 225 |  |  |  |  | -0.16719 | -37.617 |  |  |  |  | 0 | 0
7016 | L_HAYSEN1_3Y | 3 | South | YES | -0.033513 | 224.6 | 74 | 224.6 | 0 | 1.008 | CC | -1 | 0.16719 | 224.6 | 224.6 |  |  |  |  | -0.16719 | -37.5501 |  |  |  |  | 0 | 0
7014 | L_HAYSEN1_1Y | 1 | South | YES | -0.033513 | 223.9 | 74 | 223.9 | 0 | 1.008 | CC | -1 | 0.16719 | 223.9 | 223.9 |  |  |  |  | -0.16719 | -37.433 |  |  |  |  | 0 | 0
7010 | L_FPPYD11_1Y | 1 | South | YES | -0.03505 | 547.4 | 200 | 606 | 0 | 1.02 | LIGCO | -1 | 0.16872 | 0 | 606 |  |  |  |  | -0.16872 | 0 |  |  |  |  | 0 | 0
7011 | L_FPPYD11_2Y | 2 | South | YES | -0.03505 | 552.2 | 200 | 598 | 0 | 1.02 | LIGCO | -1 | 0.16872 | 0 | 598 |  |  |  |  | -0.16872 | 0 |  |  |  |  | 0 | 0
7012 | L_FPPYD21_3Y | 3 | South | YES | -0.035202 | 427.5 | 200 | 436 | 0 | 1.02 | LIGCO | -1 | 0.16888 | 0 | 436 |  |  |  |  | -0.16888 | 0 |  |  |  |  | 0 | 0
7605 | L_MCQUEE9_1Y | 1 | South | YES | -0.038047 | 0 | 0 | 2.4 |  | 1.025 | Hydro | -1 | 0.17172 | 0 | 0 |  |  |  |  | -0.17172 | 0 |  |  |  |  | 0 | 0
7605 | L_MCQUEE9_1Y | 2 | South | YES | -0.038047 | 0 | 0 | 2.4 |  | 1.025 | Hydro | -1 | 0.17172 | 0 | 0 |  |  |  |  | -0.17172 | 0 |  |  |  |  | 0 | 0
7605 | L_MCQUEE9_1Y | 3 | South | YES | -0.038047 | 0 | 0 | 2.8 |  | 1.025 | Hydro | -1 | 0.17172 | 0 | 0 |  |  |  |  | -0.17172 | 0 |  |  |  |  | 0 | 0
7813 | L_RIONOG1S1Y | 4 | South | YES | -0.038576 | 293 | 0 | 293 | 0 | 1.02 | CC | -1 | 0.17225 | 293 | 293 |  |  |  |  | -0.17225 | -50.4691 |  |  |  |  | 0 | 0
7812 | L_RIONOG1G3Y | 3 | South | YES | -0.038576 | 154 | 0 | 154 | 0 | 1.02 | CC | -1 | 0.17225 | 154 | 154 |  |  |  |  | -0.17225 | -26.5264 |  |  |  |  | 0 | 0
7810 | L_RIONOG1G1Y | 1 | South | YES | -0.038576 | 148 | 0 | 148 | 0 | 1.02 | CC | -1 | 0.17225 | 148 | 148 |  |  |  |  | -0.17225 | -25.4929 |  |  |  |  | 0 | 0
7811 | L_RIONOG1G2Y | 2 | South | YES | -0.038576 | 148 | 0 | 148 | 0 | 1.02 | CC | -1 | 0.17225 | 148 | 148 |  |  |  |  | -0.17225 | -25.4929 |  |  |  |  | 0 | 0
7609 | L_SCHUMA8_1Y | 1 | South | YES | -0.039317 | 0 | 0 | 4 |  | 1 | Hydro | -1 | 0.17299 | 0 | 0 |  |  |  |  | -0.17299 | 0 |  |  |  |  | 0 | 0
7624 | L_LAKEWO9_1Y | 1 | South | YES | -0.041172 | 0 | 0 | 2.4 |  | 1 | Hydro | -1 | 0.17485 | 0 | 0 |  |  |  |  | -0.17485 | 0 |  |  |  |  | 0 | 0
7624 | L_LAKEWO9_1Y | 2 | South | YES | -0.041172 | 0 | 0 | 2.4 |  | 1 | Hydro | -1 | 0.17485 | 0 | 0 |  |  |  |  | -0.17485 | 0 |  |  |  |  | 0 | 0
58909 | PEARSALLSCG1 | 3 | South | YES | -0.042654 | 0 | 0 | 8.4 |  | 1.027 | Diesel | -1 | 0.17633 | 8.4 | 8.4 |  |  |  |  | -0.17633 | -1.4812 |  |  |  |  | 0 | 0
58909 | PEARSALLSCG1 | 4 | South | YES | -0.042654 | 0 | 0 | 8.4 |  | 1.027 | Diesel | -1 | 0.17633 | 8.4 | 8.4 |  |  |  |  | -0.17633 | -1.4812 |  |  |  |  | 0 | 0
58909 | PEARSALLSCG1 | 6 | South | YES | -0.042654 | 0 | 0 | 8.4 |  | 1.027 | Diesel | -1 | 0.17633 | 8.4 | 8.4 |  |  |  |  | -0.17633 | -1.4812 |  |  |  |  | 0 | 0
58909 | PEARSALLSCG1 | 5 | South | YES | -0.042654 | 0 | 0 | 8.4 |  | 1.027 | Diesel | -1 | 0.17633 | 8.4 | 8.4 |  |  |  |  | -0.17633 | -1.4812 |  |  |  |  | 0 | 0
58909 | PEARSALLSCG1 | 1 | South | YES | -0.042654 | 0 | 0 | 8.4 |  | 1.027 | Diesel | -1 | 0.17633 | 8.4 | 8.4 |  |  |  |  | -0.17633 | -1.4812 |  |  |  |  | 0 | 0
58909 | PEARSALLSCG1 | 2 | South | YES | -0.042654 | 0 | 0 | 8.4 |  | 1.027 | Diesel | -1 | 0.17633 | 8.4 | 8.4 |  |  |  |  | -0.17633 | -1.4812 |  |  |  |  | 0 | 0
58919 | PEARSALLSCG2 | 5 | South | YES | -0.042654 | 0 | 0 | 8.4 |  | 1.027 | Diesel | -1 | 0.17633 | 8.4 | 8.4 |  |  |  |  | -0.17633 | -1.4812 |  |  |  |  | 0 | 0
58919 | PEARSALLSCG2 | 6 | South | YES | -0.042654 | 0 | 0 | 8.4 |  | 1.027 | Diesel | -1 | 0.17633 | 8.4 | 8.4 |  |  |  |  | -0.17633 | -1.4812 |  |  |  |  | 0 | 0
58919 | PEARSALLSCG2 | 1 | South | YES | -0.042654 | 0 | 0 | 8.4 |  | 1.027 | Diesel | -1 | 0.17633 | 8.4 | 8.4 |  |  |  |  | -0.17633 | -1.4812 |  |  |  |  | 0 | 0
58919 | PEARSALLSCG2 | 2 | South | YES | -0.042654 | 0 | 0 | 8.4 |  | 1.027 | Diesel | -1 | 0.17633 | 8.4 | 8.4 |  |  |  |  | -0.17633 | -1.4812 |  |  |  |  | 0 | 0
58919 | PEARSALLSCG2 | 4 | South | YES | -0.042654 | 0 | 0 | 8.4 |  | 1.027 | Diesel | -1 | 0.17633 | 8.4 | 8.4 |  |  |  |  | -0.17633 | -1.4812 |  |  |  |  | 0 | 0
58919 | PEARSALLSCG2 | 3 | South | YES | -0.042654 | 0 | 0 | 8.4 |  | 1.027 | Diesel | -1 | 0.17633 | 8.4 | 8.4 |  |  |  |  | -0.17633 | -1.4812 |  |  |  |  | 0 | 0
58929 | PEARSALLSCG3 | 4 | South | YES | -0.042654 | 0 | 0 | 8.4 |  | 1.027 | Diesel | -1 | 0.17633 | 8.4 | 8.4 |  |  |  |  | -0.17633 | -1.4812 |  |  |  |  | 0 | 0
58929 | PEARSALLSCG3 | 6 | South | YES | -0.042654 | 0 | 0 | 8.4 |  | 1.027 | Diesel | -1 | 0.17633 | 8.4 | 8.4 |  |  |  |  | -0.17633 | -1.4812 |  |  |  |  | 0 | 0
58929 | PEARSALLSCG3 | 2 | South | YES | -0.042654 | 0 | 0 | 8.4 |  | 1.027 | Diesel | -1 | 0.17633 | 8.4 | 8.4 |  |  |  |  | -0.17633 | -1.4812 |  |  |  |  | 0 | 0
58929 | PEARSALLSCG3 | 5 | South | YES | -0.042654 | 0 | 0 | 8.4 |  | 1.027 | Diesel | -1 | 0.17633 | 8.4 | 8.4 |  |  |  |  | -0.17633 | -1.4812 |  |  |  |  | 0 | 0
58929 | PEARSALLSCG3 | 1 | South | YES | -0.042654 | 0 | 0 | 8.4 |  | 1.027 | Diesel | -1 | 0.17633 | 8.4 | 8.4 |  |  |  |  | -0.17633 | -1.4812 |  |  |  |  | 0 | 0
58929 | PEARSALLSCG3 | 3 | South | YES | -0.042654 | 0 | 0 | 8.4 |  | 1.027 | Diesel | -1 | 0.17633 | 8.4 | 8.4 |  |  |  |  | -0.17633 | -1.4812 |  |  |  |  | 0 | 0
58949 | PEARSALLSCG4 | 3 | South | YES | -0.042654 | 0 | 0 | 8.4 |  | 1.027 | Diesel | -1 | 0.17633 | 8.4 | 8.4 |  |  |  |  | -0.17633 | -1.4812 |  |  |  |  | 0 | 0
58949 | PEARSALLSCG4 | 2 | South | YES | -0.042654 | 0 | 0 | 8.4 |  | 1.027 | Diesel | -1 | 0.17633 | 8.4 | 8.4 |  |  |  |  | -0.17633 | -1.4812 |  |  |  |  | 0 | 0
58949 | PEARSALLSCG4 | 1 | South | YES | -0.042654 | 0 | 0 | 8.4 |  | 1.027 | Diesel | -1 | 0.17633 | 8.4 | 8.4 |  |  |  |  | -0.17633 | -1.4812 |  |  |  |  | 0 | 0
58949 | PEARSALLSCG4 | 4 | South | YES | -0.042654 | 0 | 0 | 8.4 |  | 1.027 | Diesel | -1 | 0.17633 | 8.4 | 8.4 |  |  |  |  | -0.17633 | -1.4812 |  |  |  |  | 0 | 0
58949 | PEARSALLSCG4 | 6 | South | YES | -0.042654 | 0 | 0 | 8.4 |  | 1.027 | Diesel | -1 | 0.17633 | 8.4 | 8.4 |  |  |  |  | -0.17633 | -1.4812 |  |  |  |  | 0 | 0
58949 | PEARSALLSCG4 | 5 | South | YES | -0.042654 | 0 | 0 | 8.4 |  | 1.027 | Diesel | -1 | 0.17633 | 8.4 | 8.4 |  |  |  |  | -0.17633 | -1.4812 |  |  |  |  | 0 | 0
7805 | L_GUADGE1_6Y | 6 | South | YES | -0.043333 | 203 | 30 | 203 | 0 | 1.02 | CC | -1 | 0.17701 | 203 | 203 |  |  |  |  | -0.17701 | -35.9323 |  |  |  |  | 0 | 0
7804 | L_GUADGE1_5Y | 5 | South | YES | -0.043333 | 182 | 30 | 182 | 0 | 1.02 | CC | -1 | 0.17701 | 182 | 182 |  |  |  |  | -0.17701 | -32.2152 |  |  |  |  | 0 | 0
7803 | L_GUADGE1_4Y | 4 | South | YES | -0.043333 | 149 | 30 | 149 | 0 | 1.02 | CC | -1 | 0.17701 | 149 | 149 |  |  |  |  | -0.17701 | -26.374 |  |  |  |  | 0 | 0
7800 | L_GUADGE1_1Y | 1 | South | YES | -0.043333 | 147 | 30 | 147 | 0 | 1.02 | CC | -1 | 0.17701 | 147 | 147 |  |  |  |  | -0.17701 | -26.0199 |  |  |  |  | 0 | 0
7802 | L_GUADGE1_3Y | 3 | South | YES | -0.043333 | 146 | 30 | 146 | 0 | 1.02 | CC | -1 | 0.17701 | 146 | 146 |  |  |  |  | -0.17701 | -25.8429 |  |  |  |  | 0 | 0
7801 | L_GUADGE1_2Y | 2 | South | YES | -0.043333 | 138 | 30 | 138 | 0 | 1.02 | CC | -1 | 0.17701 | 138 | 138 |  |  |  |  | -0.17701 | -24.4269 |  |  |  |  | 0 | 0
5028 | BRAUNIG_VHB3 | 3 | South | YES | -0.044451 | 407 | 60 | 407 | 0 | 1.0138 | GST | -1 | 0.17812 | 407 | 407 |  |  |  |  | -0.17812 | -72.4967 |  |  |  |  | 0 | 0
5396 | CALAVER_OWS1 | 1 | South | YES | -0.044475 | 418 | 80 | 418 | 0 | 1.0192 | GST | -1 | 0.17815 | 418 | 418 |  |  |  |  | -0.17815 | -74.4661 |  |  |  |  | 0 | 0
5397 | CALAVER_OWS2 | 2 | South | YES | -0.044475 | 400 | 80 | 400 | 0 | 1.0192 | GST | -1 | 0.17815 | 400 | 400 |  |  |  |  | -0.17815 | -71.2594 |  |  |  |  | 0 | 0
5111 | CALAVER_JTD1 | 1 | South | YES | -0.044479 | 430 | 80 | 430 | 0 | 1.0138 | LIGCO | -1 | 0.17815 | 0 | 430 |  |  |  |  | -0.17815 | 0 |  |  |  |  | 0 | 0
5112 | CALAVER_JTD2 | 2 | South | YES | -0.044479 | 430 | 80 | 430 | 0 | 1.0138 | LIGCO | -1 | 0.17815 | 0 | 430 |  |  |  |  | -0.17815 | 0 |  |  |  |  | 0 | 0
5439 | TUTTL_WBT4G4 | 4 | South | YES | -0.04451 | 151 | 40 | 151 | 0 | 1.012 | GST | -1 | 0.17818 | 151 | 151 |  |  |  |  | -0.17818 | -26.9057 |  |  |  |  | 0 | 0
5438 | TUTTL_WBT3G3 | 3 | South | YES | -0.04451 | 95 | 25 | 95 | 0 | 1.012 | GST | -1 | 0.17818 | 95 | 95 |  |  |  |  | -0.17818 | -16.9274 |  |  |  |  | 0 | 0
5436 | TUTTL_WBT1G1 | 1 | South | YES | -0.04451 | 48.8 | 20 | 61 | 0 | 1.012 | GST | -1 | 0.17818 | 61 | 61 |  |  |  |  | -0.17818 | -10.8692 |  |  |  |  | 0 | 0
5265 | LEON_LCP4G4 | 4 | South | YES | -0.044533 | 89 | 25 | 89 | 0 | 1.0197 | GST | -1 | 0.17821 | 89 | 89 |  |  |  |  | -0.17821 | -15.8604 |  |  |  |  | 0 | 0
5264 | LEON_LCP3G3 | 3 | South | YES | -0.044533 | 0 | 20 | 58 |  | 1.0197 | GST | -1 | 0.17821 | 58 | 58 |  |  |  |  | -0.17821 | -10.336 |  |  |  |  | 0 | 0
5269 | LEON_LCPCT4 | 4 | South | YES | -0.044533 | 45 | 24 | 45 | 0 | 1.0197 | GGT | -1 | 0.17821 | 45 | 45 |  |  |  |  | -0.17821 | -8.0193 |  |  |  |  | 0 | 0
5266 | LEON_LCPCT1 | 1 | South | YES | -0.044533 | 44 | 24 | 44 | 0 | 1.0197 | GGT | -1 | 0.17821 | 44 | 44 |  |  |  |  | -0.17821 | -7.8411 |  |  |  |  | 0 | 0
5267 | LEON_LCPCT2 | 2 | South | YES | -0.044533 | 44 | 24 | 44 | 0 | 1.0197 | GGT | -1 | 0.17821 | 44 | 44 |  |  |  |  | -0.17821 | -7.8411 |  |  |  |  | 0 | 0
5268 | LEON_LCPCT3 | 3 | South | YES | -0.044533 | 43 | 24 | 43 | 0 | 1.0197 | GGT | -1 | 0.17821 | 43 | 43 |  |  |  |  | -0.17821 | -7.6629 |  |  |  |  | 0 | 0
5027 | BRAUNIG_VHB2 | 2 | South | YES | -0.044647 | 216 | 40 | 216 | 0 | 1.0192 | GST | -1 | 0.17832 | 216 | 216 |  |  |  |  | -0.17832 | -38.5172 |  |  |  |  | 0 | 0
5026 | BRAUNIG_VHB1 | 1 | South | YES | -0.044647 | 215 | 40 | 215 | 0 | 1.0192 | GST | -1 | 0.17832 | 215 | 215 |  |  |  |  | -0.17832 | -38.3389 |  |  |  |  | 0 | 0
5891 | PEARSALLGEN2 | 1 | South | YES | -0.044949 | 19.4 | 6 | 24.3 | 0 | 1.0226 | GST | -1 | 0.17862 | 24.3 | 24.3 |  |  |  |  | -0.17862 | -4.3405 |  |  |  |  | 0 | 0
5890 | PEARSALLGEN1 | 1 | South | YES | -0.044949 | 19.2 | 6 | 24 | 0 | 1.0226 | GST | -1 | 0.17862 | 24 | 24 |  |  |  |  | -0.17862 | -4.2869 |  |  |  |  | 0 | 0
5892 | PEARSALLGEN3 | 1 | South | YES | -0.044949 | 19.1 | 6 | 23.9 | 0 | 1.0226 | GST | -1 | 0.17862 | 23.9 | 23.9 |  |  |  |  | -0.17862 | -4.2691 |  |  |  |  | 0 | 0
5477 | BRA_AVR1_ST | 1 | South | YES | -0.046193 | 174 | 138 | 174 | 0 | 1.025 | CC | -1 | 0.17987 | 174 | 174 |  |  |  |  | -0.17987 | -31.2968 |  |  |  |  | 0 | 0
5476 | BRA_AVR1_CT1 | 1 | South | YES | -0.046193 | 155 | 90 | 155 | 0 | 1.025 | CC | -1 | 0.17987 | 155 | 155 |  |  |  |  | -0.17987 | -27.8793 |  |  |  |  | 0 | 0
5478 | BRA_AVR1_CT2 | 1 | South | YES | -0.046193 | 155 | 90 | 155 | 0 | 1.025 | CC | -1 | 0.17987 | 155 | 155 |  |  |  |  | -0.17987 | -27.8793 |  |  |  |  | 0 | 0
5401 | CALAVER_JKS1 | 1 | South | YES | -0.047355 | 562 | 100 | 562 | 0 | 1.026 | LIGCO | -1 | 0.18103 | 0 | 562 |  |  |  |  | -0.18103 | 0 |  |  |  |  | 0 | 0
8189 | CUECPL2A | 1 | South | YES | -0.050271 | 12 | 0 | 12 | 0 | 1.02 | Cogen | -1 | 0.18394 | 0 | 0 |  |  |  |  | -0.18394 | 0 |  |  |  |  | 0 | 0
5903 | SANMIGUELGEN | 1 | South | YES | -0.053382 | 396.3 | 180 | 396.3 | 0 | 1.0336 | LIGCO | -1 | 0.18706 | 0 | 396.3 |  |  |  |  | -0.18706 | 0 |  |  |  |  | 0 | 0
80265 | LARECU40A | 4 | South | YES | -0.054285 | 80 | 0 | 100 |  | 1.039 | GGT | -1 | 0.18796 | 100 | 100 |  |  |  |  | -0.18796 | -18.7958 |  |  |  |  | 0 | 0
80266 | LARECU50A | 5 | South | YES | -0.054285 | 80 | 0 | 100 |  | 1.039 | GGT | -1 | 0.18796 | 100 | 100 |  |  |  |  | -0.18796 | -18.7958 |  |  |  |  | 0 | 0
80012 | LAR | F | South | YES | -0.054289 | 0 | 0 | 0 | 0 | 1.04 | DCTie | -1 | 0.18796 | 0 | 0 |  |  |  |  | -0.18796 | 0 |  |  |  |  | 0 | 0
88299 | ZAPATA | F | South | YES | -0.060699 | 0 | 0 | 0 | 0 | 1.02 | BLT | -1 | 0.19437 | 0 | 0 |  |  |  |  | -0.19437 | 0 |  |  |  |  | 0 | 0
88198 | BEEVILLE | F | South | YES | -0.063541 | 0 | 0 | 0 | 0 | 1.02 | AVR | -1 | 0.19721 | 0 | 0 |  |  |  |  | -0.19721 | 0 |  |  |  |  | 0 | 0
5728 | FALCONHYDRO2 | 2 | South | YES | -0.065047 | 12 | 0 | 12 | 0 | 1.0234 | Hydro | -1 | 0.19872 | 0 | 0 |  |  |  |  | -0.19872 | 0 |  |  |  |  | 0 | 0
5729 | FALCONHYDRO3 | 3 | South | YES | -0.065047 | 11 | 0 | 11 | 0 | 1.0234 | Hydro | -1 | 0.19872 | 0 | 0 |  |  |  |  | -0.19872 | 0 |  |  |  |  | 0 | 0
8048 | FALCONHYDRO1 | 1 | South | YES | -0.065047 | 12 | 0 | 12 | 0 | 1.0234 | Hydro | -1 | 0.19872 | 0 | 0 |  |  |  |  | -0.19872 | 0 |  |  |  |  | 0 | 0
88508 | FALFURRI | F | South | YES | -0.065849 | 0 | 0 | 0 | 0 | 1 | AVR | -1 | 0.19952 | 0 | 0 |  |  |  |  | -0.19952 | 0 |  |  |  |  | 0 | 0
8161 | COLETO0A | 1 | South | YES | -0.06713 | 633 | 200 | 633 | 0 | 1.03 | LIGCO | -1 | 0.2008 | 0 | 633 |  |  |  |  | -0.2008 | 0 |  |  |  |  | 0 | 0
8935 | FGNTS201 | 3 | South | YES | -0.069591 | 173 | 0 | 173 | 0 | 1.03 | CC | -1 | 0.20326 | 173 | 173 |  |  |  |  | -0.20326 | -35.1648 |  |  |  |  | 0 | 0
8934 | FGNTS101 | 2 | South | YES | -0.069591 | 147.9 | 0 | 147.9 | 0 | 1.03 | CC | -1 | 0.20326 | 147.9 | 147.9 |  |  |  |  | -0.20326 | -30.0628 |  |  |  |  | 0 | 0
8933 | FGNTS001 | 1 | South | YES | -0.069591 | 146.5 | 0 | 146.5 | 0 | 1.03 | CC | -1 | 0.20326 | 146.5 | 146.5 |  |  |  |  | -0.20326 | -29.7782 |  |  |  |  | 0 | 0
8983 | HECN3 | 3 | South | YES | -0.070355 | 171.9 | 0 | 171.9 | 0 | 1.0304 | CC | -1 | 0.20403 | 171.9 | 171.9 |  |  |  |  | -0.20403 | -35.0725 |  |  |  |  | 0 | 0
8981 | HECN1 | 1 | South | YES | -0.070355 | 144.8 | 0 | 144.8 | 0 | 1.0304 | CC | -1 | 0.20403 | 144.8 | 144.8 |  |  |  |  | -0.20403 | -29.5433 |  |  |  |  | 0 | 0
8982 | HECN2 | 2 | South | YES | -0.070355 | 144.1 | 0 | 144.1 | 0 | 1.0304 | CC | -1 | 0.20403 | 144.1 | 144.1 |  |  |  |  | -0.20403 | -29.4005 |  |  |  |  | 0 | 0
8938 | MVGN#3 | 3 | South | YES | -0.070356 | 250.9 | 0 | 250.9 | 0 | 1.0304 | CC | -1 | 0.20403 | 250.9 | 250.9 |  |  |  |  | -0.20403 | -51.191 |  |  |  |  | 0 | 0
8937 | MVGN#2 | 2 | South | YES | -0.070356 | 216.7 | 0 | 216.7 | 0 | 1.0304 | CC | -1 | 0.20403 | 216.7 | 216.7 |  |  |  |  | -0.20403 | -44.2132 |  |  |  |  | 0 | 0
8936 | MVGN#1 | 1 | South | YES | -0.070356 | 216.6 | 0 | 216.6 | 0 | 1.0304 | CC | -1 | 0.20403 | 216.6 | 216.6 |  |  |  |  | -0.20403 | -44.1928 |  |  |  |  | 0 | 0
80003 | MILHWYS | F | South | YES | -0.070691 | 0 | 0 | 0 | 0 | 1.0168 | AVR | -1 | 0.20436 | 0 | 0 |  |  |  |  | -0.20436 | 0 |  |  |  |  | 0 | 0
5935 | SI_RAY10 | 10 | South | YES | -0.070692 | 47 | 10 | 47 | 0 | 1.03 | CC | -1 | 0.20437 | 47 | 47 |  |  |  |  | -0.20437 | -9.6052 |  |  |  |  | 0 | 0
5932 | SI_RAY9 | 9 | South | YES | -0.070692 | 32 | 32 | 38 | 0 | 1.035 | CC | -1 | 0.20437 | 38 | 38 |  |  |  |  | -0.20437 | -7.7659 |  |  |  |  | 0 | 0
5933 | SI_RAY6 | 6 | South | YES | -0.070692 | 15.4 | 10 | 19.3 | 0 | 1.035 | GST | -1 | 0.20437 | 19.3 | 19.3 |  |  |  |  | -0.20437 | -3.9443 |  |  |  |  | 0 | 0
80080 | GWINDT11A | 3 | South | YES | -0.070896 | 0 | 0 | 38 | 0 | 1.025 | Wind | -1 | 0.20457 | 0 | 38 |  |  |  |  | -0.20457 | 0 |  |  |  |  | 0 | 0
80080 | GWINDT11A | 4 | South | YES | -0.070896 | 3.8 | 0 | 19 | 0 | 1.025 | Wind | -1 | 0.20457 | 0 | 19 |  |  |  |  | -0.20457 | 0 |  |  |  |  | 0 | 0
80080 | GWINDT11A | 2 | South | YES | -0.070896 | 0 | 0 | 41 | 0 | 1.025 | Wind | -1 | 0.20457 | 0 | 41 |  |  |  |  | -0.20457 | 0 |  |  |  |  | 0 | 0
80080 | GWINDT11A | 1 | South | YES | -0.070896 | 28.2 | 0 | 94 | 0 | 1.025 | Wind | -1 | 0.20457 | 0 | 94 |  |  |  |  | -0.20457 | 0 |  |  |  |  | 0 | 0
80081 | GWINDT21A | 4 | South | YES | -0.070896 | 4.4 | 0 | 22 | 0 | 1.025 | Wind | -1 | 0.20457 | 0 | 22 |  |  |  |  | -0.20457 | 0 |  |  |  |  | 0 | 0
80081 | GWINDT21A | 1 | South | YES | -0.070896 | 28.2 | 0 | 94 | 0 | 1.025 | Wind | -1 | 0.20457 | 0 | 94 |  |  |  |  | -0.20457 | 0 |  |  |  |  | 0 | 0
80081 | GWINDT21A | 3 | South | YES | -0.070896 | 8.6 | 0 | 43 | 0 | 1.025 | Wind | -1 | 0.20457 | 0 | 43 |  |  |  |  | -0.20457 | 0 |  |  |  |  | 0 | 0
80081 | GWINDT21A | 2 | South | YES | -0.070896 | 7.2 | 0 | 36 | 0 | 1.025 | Wind | -1 | 0.20457 | 0 | 36 |  |  |  |  | -0.20457 | 0 |  |  |  |  | 0 | 0
80180 | PNSCALT11A | 2 | South | YES | -0.070896 | 10 | 0 | 50 | 0 | 1.025 | Wind | -1 | 0.20457 | 0 | 50 |  |  |  |  | -0.20457 | 0 |  |  |  |  | 0 | 0
80180 | PNSCALT11A | 1 | South | YES | -0.070896 | 43.8 | 0 | 148 | 0 | 1.025 | Wind | -1 | 0.20457 | 0 | 148 |  |  |  |  | -0.20457 | 0 |  |  |  |  | 0 | 0
80181 | PNSCALT21A | 2 | South | YES | -0.070896 | 10 | 0 | 50 | 0 | 1.025 | Wind | -1 | 0.20457 | 0 | 50 |  |  |  |  | -0.20457 | 0 |  |  |  |  | 0 | 0
80181 | PNSCALT21A | 1 | South | YES | -0.070896 | 16.5 | 0 | 55 | 0 | 1.025 | Wind | -1 | 0.20457 | 0 | 55 |  |  |  |  | -0.20457 | 0 |  |  |  |  | 0 | 0
8517 | CELANEBI0A | 1 | South | YES | -0.07099 | 29 | 0 | 29 | 0 | 1.02 | Cogen | -1 | 0.20466 | 0 | 0 |  |  |  |  | -0.20466 | 0 |  |  |  |  | 0 | 0
8461 | KOCH_UP0A | 1 | South | YES | -0.071593 | 38 | 0 | 38 | 0 | 1.012 | Cogen | -1 | 0.20527 | 0 | 0 |  |  |  |  | -0.20527 | 0 |  |  |  |  | 0 | 0
8511 | OXY_CC0A | 1 | South | YES | -0.071654 | 30.3 | 0 | 38 | 0 | 1.027 | Cogen | -1 | 0.20533 | 0 | 0 |  |  |  |  | -0.20533 | 0 |  |  |  |  | 0 | 0
8506 | VAL #1 | 1 | South | YES | -0.071766 | 20.9 | 0 | 25 | 0 | 1.0055 | Cogen | -1 | 0.20544 | 0 | 0 |  |  |  |  | -0.20544 | 0 |  |  |  |  | 0 | 0
8507 | VAL #2 | 2 | South | YES | -0.071766 | 20.9 | 0 | 25 | 0 | 1.0055 | Cogen | -1 | 0.20544 | 0 | 0 |  |  |  |  | -0.20544 | 0 |  |  |  |  | 0 | 0
80263 | B_DAVIS31A | 3 | South | YES | -0.071919 | 0 | 0 | 180 |  | 1.0366 | CC | -1 | 0.20559 | 180 | 180 |  |  |  |  | -0.20559 | -37.0066 |  |  |  |  | 0 | 0
80264 | B_DAVIS41A | 4 | South | YES | -0.071919 | 0 | 0 | 180 |  | 1.0366 | CC | -1 | 0.20559 | 180 | 180 |  |  |  |  | -0.20559 | -37.0066 |  |  |  |  | 0 | 0
8459 | B_DAVIS0B | MB | South | YES | -0.071919 | 0 | 50 | 339 |  | 1.03 | GSC | -1 | 0.20559 | 0 | 0 |  |  |  |  | -0.20559 | 0 |  |  |  |  | 0 | 0
8460 | B_DAVIS0A | MB | South | YES | -0.071919 | 0 | 50 | 340 |  | 1.03 | GSC | -1 | 0.20559 | 0 | 0 |  |  |  |  | -0.20559 | 0 |  |  |  |  | 0 | 0
8456 | COSW#1 | 1 | South | YES | -0.072091 | 20 | 0 | 20 | 0 | 1.027 | Cogen | -1 | 0.20576 | 0 | 0 |  |  |  |  | -0.20576 | 0 |  |  |  |  | 0 | 0
8457 | COSW#2 | 2 | South | YES | -0.072091 | 14 | 0 | 14 | 0 | 1.027 | Cogen | -1 | 0.20576 | 0 | 0 |  |  |  |  | -0.20576 | 0 |  |  |  |  | 0 | 0
8560 | CNOPGT1 | 1 | South | YES | -0.072175 | 148.3 | 0 | 148.3 | 0 | 1.03 | Cogen | -1 | 0.20585 | 0 | 0 |  |  |  |  | -0.20585 | 0 |  |  |  |  | 0 | 0
8561 | CNOPGT2 | 2 | South | YES | -0.072175 | 148.6 | 0 | 148.6 | 0 | 1.03 | Cogen | -1 | 0.20585 | 0 | 0 |  |  |  |  | -0.20585 | 0 |  |  |  |  | 0 | 0
8562 | CNOPST1 | 3 | South | YES | -0.072175 | 153 | 0 | 153 | 0 | 1.03 | Cogen | -1 | 0.20585 | 0 | 0 |  |  |  |  | -0.20585 | 0 |  |  |  |  | 0 | 0
8442 | NBEC7 | 7 | South | YES | -0.072192 | 0 | 81 | 367 |  | 1.0298 | GST | -1 | 0.20587 | 367 | 367 |  |  |  |  | -0.20587 | -75.5526 |  |  |  |  | 0 | 0
8442 | NBEC7 | MB | South | YES | -0.072192 | 0 | 81 | 367 |  | 1.0298 | GST | -1 | 0.20587 | 0 | 0 |  |  |  |  | -0.20587 | 0 |  |  |  |  | 0 | 0
8926 | LGE_GT10A | 1 | South | YES | -0.073686 | 158 | 0 | 158 | 0 | 1.03 | Cogen | -1 | 0.20736 | 0 | 0 |  |  |  |  | -0.20736 | 0 |  |  |  |  | 0 | 0
8927 | LGE_GT20A | 2 | South | YES | -0.073686 | 153 | 0 | 153 | 0 | 1.03 | Cogen | -1 | 0.20736 | 0 | 0 |  |  |  |  | -0.20736 | 0 |  |  |  |  | 0 | 0
8928 | LGE_STG0A | 3 | South | YES | -0.073686 | 100 | 0 | 100 | 0 | 1.03 | Cogen | -1 | 0.20736 | 0 | 0 |  |  |  |  | -0.20736 | 0 |  |  |  |  | 0 | 0
8930 | ICPGN10A | 1 | South | YES | -0.073686 | 149 | 0 | 149 | 0 | 1.03 | Cogen | -1 | 0.20736 | 0 | 0 |  |  |  |  | -0.20736 | 0 |  |  |  |  | 0 | 0
8931 | ICPGN20A | 2 | South | YES | -0.073686 | 150 | 0 | 150 | 0 | 1.03 | Cogen | -1 | 0.20736 | 0 | 0 |  |  |  |  | -0.20736 | 0 |  |  |  |  | 0 | 0
8932 | ICPGN30A | 3 | South | YES | -0.073686 | 127 | 0 | 127 | 0 | 1.03 | Cogen | -1 | 0.20736 | 0 | 0 |  |  |  |  | -0.20736 | 0 |  |  |  |  | 0 | 0
80223 | REYSHR G | 1 | South | YES | -0.073686 | 12 | 0 | 12 | 0 | 1.032 | Cogen | -1 | 0.20736 | 0 | 0 |  |  |  |  | -0.20736 | 0 |  |  |  |  | 0 | 0
8174 | VICEC61A | 6 | South | YES | -0.074109 | 188 | 42 | 188 | 0 | 1.025 | CC | -1 | 0.20778 | 188 | 188 |  |  |  |  | -0.20778 | -39.0631 |  |  |  |  | 0 | 0
8173 | VICEC51A | 5 | South | YES | -0.074109 | 144 | 18 | 144 | 0 | 1.025 | CC | -1 | 0.20778 | 144 | 144 |  |  |  |  | -0.20778 | -29.9207 |  |  |  |  | 0 | 0
5512 | RAYBURNCC8 | 1 | South | YES | -0.075469 | 49.3 | 18.2 | 49.3 | 0 | 1.0296 | CC | -1 | 0.20914 | 49.3 | 49.3 |  |  |  |  | -0.20914 | -10.3107 |  |  |  |  | 0 | 0
5508 | RAYBURNCC9 | 1 | South | YES | -0.075469 | 47.7 | 18.2 | 47.7 | 0 | 1.0296 | CC | -1 | 0.20914 | 47.7 | 47.7 |  |  |  |  | -0.20914 | -9.9761 |  |  |  |  | 0 | 0
5511 | RAYBURNCC7 | 1 | South | YES | -0.075469 | 47.5 | 18.2 | 47.5 | 0 | 1.0296 | CC | -1 | 0.20914 | 47.5 | 47.5 |  |  |  |  | -0.20914 | -9.9343 |  |  |  |  | 0 | 0
5509 | RAYBURNCC10 | 1 | South | YES | -0.075469 | 37.3 | 5.2 | 37.3 | 0 | 1.0296 | CC | -1 | 0.20914 | 37.3 | 37.3 |  |  |  |  | -0.20914 | -7.801 |  |  |  |  | 0 | 0
8066 | DUP1V#1 | 1 | South | YES | -0.075566 | 52.3 | 0 | 73 | 0 | 1.01 | Cogen | -1 | 0.20924 | 0 | 0 |  |  |  |  | -0.20924 | 0 |  |  |  |  | 0 | 0
5503 | RAYBURNGEN3 | 1 | South | YES | -0.076173 | 17.6 | 6 | 22 | 0 | 1.0224 | GST | -1 | 0.20985 | 22 | 22 |  |  |  |  | -0.20985 | -4.6166 |  |  |  |  | 0 | 0
5505 | RAYBURNGEN1 | 1 | South | YES | -0.076173 | 0 | 1 | 11 |  | 1.0223 | GGT | -1 | 0.20985 | 11 | 11 |  |  |  |  | -0.20985 | -2.3083 |  |  |  |  | 0 | 0
5506 | RAYBURNGEN2 | 1 | South | YES | -0.076173 | 0 | 1 | 11 |  | 1.0223 | GGT | -1 | 0.20985 | 11 | 11 |  |  |  |  | -0.20985 | -2.3083 |  |  |  |  | 0 | 0
80224 | VISTRONG1 | 1 | South | YES | -0.078045 | 13.1 | 0 | 15 | 0 | 1.01 | Cogen | -1 | 0.21172 | 0 | 0 |  |  |  |  | -0.21172 | 0 |  |  |  |  | 0 | 0
80225 | VISTRONG2 | 2 | South | YES | -0.078045 | 20.2 | 0 | 23 | 0 | 1.01 | Cogen | -1 | 0.21172 | 0 | 0 |  |  |  |  | -0.21172 | 0 |  |  |  |  | 0 | 0
80227 | AIRCO G | 1 | South | YES | -0.078921 | 7.2 | 0 | 8 | 0 | 1.0104 | Cogen | -1 | 0.21259 | 0 | 0 |  |  |  |  | -0.21259 | 0 |  |  |  |  | 0 | 0
80140 | CSDR11 | 11 | South | YES | -0.079492 | 33.9 | 0 | 39 | 0 | 1.03 | DCTie | -1 | 0.21317 | 0 | 0 |  |  |  |  | -0.21317 | 0 |  |  |  |  | 0 | 0
8147 | UCAR #2 | 10 | South | YES | -0.079493 | 18.2 | 0 | 28 |  | 1 | Cogen | -1 | 0.21317 | 0 | 0 |  |  |  |  | -0.21317 | 0 |  |  |  |  | 0 | 0
8148 | UCAR #1 | 2 | South | YES | -0.079493 | 6.1 | 0 | 7 | 0 | 1.009 | Cogen | -1 | 0.21317 | 0 | 0 |  |  |  |  | -0.21317 | 0 |  |  |  |  | 0 | 0
80137 | CSDR89 | 9 | South | YES | -0.079493 | 15 | 0 | 15 | 0 | 1.003 | DCTie | -1 | 0.21317 | 0 | 0 |  |  |  |  | -0.21317 | 0 |  |  |  |  | 0 | 0
80137 | CSDR89 | 8 | South | YES | -0.079493 | 33.9 | 0 | 39 | 0 | 1.003 | DCTie | -1 | 0.21317 | 0 | 0 |  |  |  |  | -0.21317 | 0 |  |  |  |  | 0 | 0
80138 | CSDR7 | 7 | South | YES | -0.079493 | 6.1 | 0 | 7 | 0 | 1.014 | DCTie | -1 | 0.21317 | 0 | 0 |  |  |  |  | -0.21317 | 0 |  |  |  |  | 0 | 0
80139 | CSDR56 | 6 | South | YES | -0.079493 | 0 | 0 | 39 |  | 1.0033 | DCTie | -1 | 0.21317 | 0 | 0 |  |  |  |  | -0.21317 | 0 |  |  |  |  | 0 | 0
80139 | CSDR56 | 5 | South | YES | -0.079493 | 15 | 0 | 15 |  | 1.0033 | DCTie | -1 | 0.21317 | 0 | 0 |  |  |  |  | -0.21317 | 0 |  |  |  |  | 0 | 0
80226 | ALCOA G | 1 | South | YES | -0.083157 | 32.3 | 5 | 48 | 0 | 1.015 | Cogen | -1 | 0.21683 | 0 | 0 |  |  |  |  | -0.21683 | 0 |  |  |  |  | 0 | 0
8134 | FOR #1 | 1 | South | YES | -0.084263 | 54.1 | 45 | 79 | 0 | 1 | Cogen | -1 | 0.21794 | 0 | 0 |  |  |  |  | -0.21794 | 0 |  |  |  |  | 0 | 0
8138 | FOR #2 | 2 | South | YES | -0.084263 | 63.1 | 45 | 81 | 0 | 1 | Cogen | -1 | 0.21794 | 0 | 0 |  |  |  |  | -0.21794 | 0 |  |  |  |  | 0 | 0
8153 | FOR #3 | 3 | South | YES | -0.084263 | 63.1 | 45 | 79.9 | 0 | 1 | Cogen | -1 | 0.21794 | 0 | 0 |  |  |  |  | -0.21794 | 0 |  |  |  |  | 0 | 0
8154 | FOR #4 | 4 | South | YES | -0.084263 | 63.1 | 60 | 80 | 0 | 1 | Cogen | -1 | 0.21794 | 0 | 0 |  |  |  |  | -0.21794 | 0 |  |  |  |  | 0 | 0
8155 | FOR #5 | 5 | South | YES | -0.084263 | 63.1 | 60 | 78.4 | 0 | 1 | Cogen | -1 | 0.21794 | 0 | 0 |  |  |  |  | -0.21794 | 0 |  |  |  |  | 0 | 0
8156 | FOR #6 | 6 | South | YES | -0.084263 | 24.9 | 5 | 25 | 0 | 1 | Cogen | -1 | 0.21794 | 0 | 0 |  |  |  |  | -0.21794 | 0 |  |  |  |  | 0 | 0
8157 | FOR #7 | 7 | South | YES | -0.084263 | 28.8 | 5 | 46 | 0 | 1 | Cogen | -1 | 0.21794 | 0 | 0 |  |  |  |  | -0.21794 | 0 |  |  |  |  | 0 | 0
80051 | FOR #8 | 8 | South | YES | -0.084263 | 28 | 28 | 28 |  | 1 | Cogen | -1 | 0.21794 | 0 | 0 |  |  |  |  | -0.21794 | 0 |  |  |  |  | 0 | 0
80052 | FOR #9 | 9 | South | YES | -0.084263 | 29.7 | 5 | 43.6 | 0 | 1 | Cogen | -1 | 0.21794 | 0 | 0 |  |  |  |  | -0.21794 | 0 |  |  |  |  | 0 | 0
80053 | FOR #10 | 10 | South | YES | -0.084263 | 68.4 | 45 | 75 | 0 | 1 | Cogen | -1 | 0.21794 | 0 | 0 |  |  |  |  | -0.21794 | 0 |  |  |  |  | 0 | 0
5911 | STP_GN1___1 | 1 | Houston | YES | -0.1235 | 1333 | 1249 | 1333 | 0 | 1.0406 | Nuc | -1 | 0.25717 | 0 | 0 |  |  | 0 | 0 | -0.25717 | 0 |  |  |  |  | 0 | 0
5912 | STP_GN2___2 | 2 | Houston | YES | -0.1235 | 1332 | 1249 | 1332 | 0 | 1.0406 | Nuc | -1 | 0.25717 | 0 | 0 |  |  | 0 | 0 | -0.25717 | 0 |  |  |  |  | 0 | 0
48733 | CBE_ST12 | 1 | Houston | YES | -0.12437 | 105 | 0 | 105 | 0 | 1.029 | CC | -1 | 0.25804 | 105 | 105 |  |  | -13.0586 | 105 | -0.25804 | -27.0944 |  |  |  |  | 0 | 0
48736 | CBE_ST34 | 1 | Houston | YES | -0.12437 | 105 | 0 | 105 | 0 | 1.029 | CC | -1 | 0.25804 | 105 | 105 |  |  | -13.0586 | 105 | -0.25804 | -27.0944 |  |  |  |  | 0 | 0
48731 | CBE_GT1 | 1 | Houston | YES | -0.12437 | 76 | 0 | 76 | 0 | 1.029 | CC | -1 | 0.25804 | 76 | 76 |  |  | -9.452 | 76 | -0.25804 | -19.6112 |  |  |  |  | 0 | 0
48732 | CBE_GT2 | 1 | Houston | YES | -0.12437 | 76 | 0 | 76 | 0 | 1.029 | CC | -1 | 0.25804 | 76 | 76 |  |  | -9.452 | 76 | -0.25804 | -19.6112 |  |  |  |  | 0 | 0
48734 | CBE_GT3 | 1 | Houston | YES | -0.12437 | 76 | 0 | 76 | 0 | 1.029 | CC | -1 | 0.25804 | 76 | 76 |  |  | -9.452 | 76 | -0.25804 | -19.6112 |  |  |  |  | 0 | 0
48735 | CBE_GT4 | 1 | Houston | YES | -0.12437 | 76 | 0 | 76 | 0 | 1.029 | CC | -1 | 0.25804 | 76 | 76 |  |  | -9.452 | 76 | -0.25804 | -19.6112 |  |  |  |  | 0 | 0
48911 | TGF_GT1_8000 | 1 | Houston | YES | -0.12873 | 69.2 | 0 | 69.2 |  | 1.029 | Cogen | -1 | 0.26241 | 0 | 0 |  |  | 0 | 0 | -0.26241 | 0 |  |  |  |  | 0 | 0
60202 | FRNDDRCS | F | West | YES | 0.10451 | 0 | 0 | 0 | 0 | 0.9985 | AVR | 1 | 0.27611 | 0 | 0 |  |  |  |  | 0.27611 | 0 |  |  |  |  | 0 | 0
49851 | DOW17000 | 37 | Houston | YES | -0.14285 | 39 | 0 | 62 | 0 | 1 | Cogen | -1 | 0.27652 | 0 | 0 |  |  | 0 | 0 | -0.27652 | 0 |  |  |  |  | 0 | 0
49858 | DOW38100 | 31 | Houston | YES | -0.14285 | 45 | 0 | 71.4 |  | 1 | Cogen | -1 | 0.27652 | 0 | 0 |  |  | 0 | 0 | -0.27652 | 0 |  |  |  |  | 0 | 0
49859 | DOW38200 | 33 | Houston | YES | -0.14285 | 28 | 0 | 45 | 0 | 1 | Cogen | -1 | 0.27652 | 0 | 0 |  |  | 0 | 0 | -0.27652 | 0 |  |  |  |  | 0 | 0
49860 | DOW38300 | 32 | Houston | YES | -0.14285 | 63 | 0 | 101 |  | 1 | Cogen | -1 | 0.27652 | 0 | 0 |  |  | 0 | 0 | -0.27652 | 0 |  |  |  |  | 0 | 0
49862 | DOW39100 | 36 | Houston | YES | -0.14285 | 54 | 0 | 86 | 0 | 1 | Cogen | -1 | 0.27652 | 0 | 0 |  |  | 0 | 0 | -0.27652 | 0 |  |  |  |  | 0 | 0
49863 | DOW39200 | 35 | Houston | YES | -0.14285 | 55 | 0 | 88 | 0 | 1 | Cogen | -1 | 0.27652 | 0 | 0 |  |  | 0 | 0 | -0.27652 | 0 |  |  |  |  | 0 | 0
49865 | DOW41000 | 41 | Houston | YES | -0.14285 | 31 | 0 | 50 |  | 1 | Cogen | -1 | 0.27652 | 0 | 0 |  |  | 0 | 0 | -0.27652 | 0 |  |  |  |  | 0 | 0
49866 | DOW42000 | 42 | Houston | YES | -0.14285 | 11 | 0 | 18 |  | 1 | Cogen | -1 | 0.27652 | 0 | 0 |  |  | 0 | 0 | -0.27652 | 0 |  |  |  |  | 0 | 0
49869 | DOW49000 | 45 | Houston | YES | -0.14285 | 59 | 0 | 94 |  | 1 | Cogen | -1 | 0.27652 | 0 | 0 |  |  | 0 | 0 | -0.27652 | 0 |  |  |  |  | 0 | 0
49870 | DOW61000 | 61 | Houston | YES | -0.14285 | 44 | 0 | 70 | 0 | 1 | Cogen | -1 | 0.27652 | 0 | 0 |  |  | 0 | 0 | -0.27652 | 0 |  |  |  |  | 0 | 0
49871 | DOW62000 | 62 | Houston | YES | -0.14285 | 40 | 0 | 63 | 0 | 1 | Cogen | -1 | 0.27652 | 0 | 0 |  |  | 0 | 0 | -0.27652 | 0 |  |  |  |  | 0 | 0
49872 | DOW63000 | 63 | Houston | YES | -0.14285 | 45 | 0 | 72 | 0 | 1 | Cogen | -1 | 0.27652 | 0 | 0 |  |  | 0 | 0 | -0.27652 | 0 |  |  |  |  | 0 | 0
49873 | DOW64000 | 64 | Houston | YES | -0.14285 | 41 | 0 | 64.8 | 0 | 1 | Cogen | -1 | 0.27652 | 0 | 0 |  |  | 0 | 0 | -0.27652 | 0 |  |  |  |  | 0 | 0
49876 | DOW65000 | 65 | Houston | YES | -0.14285 | 63 | 0 | 101 | 0 | 1 | Cogen | -1 | 0.27652 | 0 | 0 |  |  | 0 | 0 | -0.27652 | 0 |  |  |  |  | 0 | 0
49877 | DOW66000 | 66 | Houston | YES | -0.14285 | 61 | 0 | 97 | 0 | 1 | Cogen | -1 | 0.27652 | 0 | 0 |  |  | 0 | 0 | -0.27652 | 0 |  |  |  |  | 0 | 0
49878 | DOW67000 | 67 | Houston | YES | -0.14285 | 65 | 0 | 103 | 0 | 1 | Cogen | -1 | 0.27652 | 0 | 0 |  |  | 0 | 0 | -0.27652 | 0 |  |  |  |  | 0 | 0
49882 | DOW81000 | 81 | Houston | YES | -0.14285 | 47 | 0 | 76 | 0 | 1 | Cogen | -1 | 0.27652 | 0 | 0 |  |  | 0 | 0 | -0.27652 | 0 |  |  |  |  | 0 | 0
49884 | DOW82000 | 82 | Houston | YES | -0.14285 | 51 | 0 | 80 | 0 | 1 | Cogen | -1 | 0.27652 | 0 | 0 |  |  | 0 | 0 | -0.27652 | 0 |  |  |  |  | 0 | 0
49885 | DOW83000 | 83 | Houston | YES | -0.14285 | 51 | 0 | 80 | 0 | 1 | Cogen | -1 | 0.27652 | 0 | 0 |  |  | 0 | 0 | -0.27652 | 0 |  |  |  |  | 0 | 0
49886 | DOW84000 | 84 | Houston | YES | -0.14285 | 107 | 0 | 171 | 0 | 0.98 | Cogen | -1 | 0.27652 | 0 | 0 |  |  | 0 | 0 | -0.27652 | 0 |  |  |  |  | 0 | 0
48520 | BSF_GT1_8070 | 1 | Houston | YES | -0.14641 | 72 | 0 | 72 | 0 | 1.0326 | Cogen | -1 | 0.28008 | 0 | 0 |  |  | 0 | 0 | -0.28008 | 0 |  |  |  |  | 0 | 0
48520 | BSF_GT1_8070 | 2 | Houston | YES | -0.14641 | 10 | 0 | 10 | 0 | 1.0326 | Cogen | -1 | 0.28008 | 0 | 0 |  |  | 0 | 0 | -0.28008 | 0 |  |  |  |  | 0 | 0
39760 | TNSCLP1___8 | 1 | Houston | YES | -0.14924 | 93.4 | 20 | 116.8 | 0 | 1.04 | Cogen | -1 | 0.28291 | 0 | 0 |  |  | 0 | 0 | -0.28291 | 0 |  |  |  |  | 0 | 0
39770 | TNSCLP2___8 | 1 | Houston | YES | -0.14924 | 91.6 | 20 | 114.5 | 0 | 1.04 | Cogen | -1 | 0.28291 | 0 | 0 |  |  | 0 | 0 | -0.28291 | 0 |  |  |  |  | 0 | 0
39775 | TNSCLP4___8 | 1 | Houston | YES | -0.14924 | 95.2 | 20 | 119 | 0 | 1.04 | Cogen | -1 | 0.28291 | 0 | 0 |  |  | 0 | 0 | -0.28291 | 0 |  |  |  |  | 0 | 0
39790 | TNSCLP3___8 | 1 | Houston | YES | -0.14924 | 87.6 | 20 | 109.5 | 0 | 1.027 | Cogen | -1 | 0.28291 | 0 | 0 |  |  | 0 | 0 | -0.28291 | 0 |  |  |  |  | 0 | 0
60018 | DSKY1 | 1 | West | YES | 0.11647 | 21 | 0 | 84 | 0 | 1.023 | Wind | 1 | 0.28808 | 0 | 84 |  |  |  |  | 0.28808 | 24.1987 |  |  |  |  | 0 | 0
60000 | DSKY2 | 1 | West | YES | 0.11668 | 19.1 | 0 | 76.5 |  | 1.039 | Wind | 1 | 0.28828 | 0 | 76.5 |  |  |  |  | 0.28828 | 22.0537 |  |  |  |  | 0 | 0
60017 | ORNNWP1 | 1 | West | YES | 0.11725 | 20 | 0 | 80 |  | 1.027 | Wind | 1 | 0.28885 | 0 | 80 |  |  |  |  | 0.28885 | 23.1082 |  |  |  |  | 0 | 0
3416 | LAKE_CRK1_G | 1 | North | YES | 0.11846 | 60 | 33 | 75 |  | 1.029 | GST | 1 | 0.29007 | 75 | 75 | 8.8846 | 75 |  |  | 0.29007 | 21.755 |  |  |  |  | 0 | 0
3417 | LAKE_CRK2_G | 2 | North | YES | 0.11846 | 177.6 | 40 | 222 | 0 | 1.029 | GST | 1 | 0.29007 | 222 | 222 | 26.2983 | 222 |  |  | 0.29007 | 64.3949 |  |  |  |  | 0 | 0
38437 | TNSRBNMESA9 | 1 | West | YES | 0.11954 | 37.5 | 0 | 150 | 0 | 1.02 | Wind | 1 | 0.29114 | 0 | 150 |  |  |  |  | 0.29114 | 43.6714 |  |  |  |  | 0 | 0
38332 | TNWDWRDU2_8 | 1 | West | YES | 0.1196 | 20 | 0 | 80 | 0 | 1.0232 | Wind | 1 | 0.29121 | 0 | 80 |  |  |  |  | 0.29121 | 23.2967 |  |  |  |  | 0 | 0
60016 | WOODWRD11A | 1 | West | YES | 0.11962 | 20 | 0 | 80 |  | 1.033 | Wind | 1 | 0.29122 | 0 | 80 |  |  |  |  | 0.29122 | 23.2979 |  |  |  |  | 0 | 0
60005 | KING_SE1A | 1 | West | YES | 0.1197 | 10 | 0 | 40 |  | 1.035 | Wind | 1 | 0.2913 | 0 | 40 |  |  |  |  | 0.2913 | 11.6522 |  |  |  |  | 0 | 0
6016 | SWMESA | 1 | West | YES | 0.1197 | 18.8 | 0 | 75 |  | 1.03 | Wind | 1 | 0.2913 | 0 | 75 |  |  |  |  | 0.2913 | 21.8478 |  |  |  |  | 0 | 0
60003 | KING_NE1A | 1 | West | YES | 0.1197 | 20 | 0 | 80 |  | 1.03 | Wind | 1 | 0.2913 | 0 | 80 |  |  |  |  | 0.2913 | 23.3043 |  |  |  |  | 0 | 0
60201 | RIO DRCS | F | West | YES | 0.11982 | 0 | 0 | 0 | 0 | 1.025 | AVR | 1 | 0.29143 | 0 | 0 |  |  |  |  | 0.29143 | 0 |  |  |  |  | 0 | 0
60007 | KING_SW1A | 1 | West | YES | 0.12013 | 20 | 0 | 80 |  | 1.03 | Wind | 1 | 0.29174 | 0 | 80 |  |  |  |  | 0.29174 | 23.3389 |  |  |  |  | 0 | 0
60019 | KING_NW1A | 1 | West | YES | 0.12013 | 20 | 0 | 80 |  | 1.03 | Wind | 1 | 0.29174 | 0 | 80 |  |  |  |  | 0.29174 | 23.3389 |  |  |  |  | 0 | 0
48730 | MNS_GT | 1 | Houston | YES | -0.15934 | 43 | 0 | 46.1 |  | 1.029 | Cogen | -1 | 0.29301 | 0 | 0 |  |  | 0 | 0 | -0.29301 | 0 |  |  |  |  | 0 | 0
48926 | WAP_GN6_6 | 6 | Houston | YES | -0.15945 | 651 | 280 | 651 |  | 1.035 | LIGCO | -1 | 0.29312 | 0 | 651 |  |  | 0 | 0 | -0.29312 | 0 |  |  |  |  | 0 | 0
48927 | WAP_GN7_7 | 7 | Houston | YES | -0.15945 | 564 | 277 | 564 |  | 1.035 | LIGCO | -1 | 0.29312 | 0 | 564 |  |  | 0 | 0 | -0.29312 | 0 |  |  |  |  | 0 | 0
48928 | WAP_GN8_8 | 8 | Houston | YES | -0.15945 | 603 | 275 | 603 |  | 1.035 | LIGCO | -1 | 0.29312 | 0 | 603 |  |  | 0 | 0 | -0.29312 | 0 |  |  |  |  | 0 | 0
48523 | BVE_ST1_GN1 | 3 | Houston | YES | -0.15953 | 252.4 | 0 | 252.4 |  | 1.035 | CC | -1 | 0.2932 | 252.4 | 252.4 |  |  | -40.2656 | 252.4 | -0.2932 | -74.0048 |  |  |  |  | 0 | 0
48521 | BVE_GT1_GT1 | 1 | Houston | YES | -0.15953 | 167.7 | 0 | 167.7 |  | 1.035 | CC | -1 | 0.2932 | 167.7 | 167.7 |  |  | -26.7533 | 167.7 | -0.2932 | -49.1704 |  |  |  |  | 0 | 0
48522 | BVE_GT2_5035 | 2 | Houston | YES | -0.15953 | 166.4 | 0 | 166.4 |  | 1.035 | CC | -1 | 0.2932 | 166.4 | 166.4 |  |  | -26.546 | 166.4 | -0.2932 | -48.7892 |  |  |  |  | 0 | 0
239 | BOSQUESW502 | 1 | North | YES | 0.12217 | 119.2 | 0 | 149 | 0 | 1.02 | GGT | 1 | 0.29377 | 149 | 149 | 18.2027 | 149 |  |  | 0.29377 | 43.772 |  |  |  |  | 0 | 0
247 | BOSQUESW501 | 2 | North | YES | 0.12217 | 124.8 | 0 | 156 | 0 | 1.02 | GGT | 1 | 0.29377 | 156 | 156 | 19.0579 | 156 |  |  | 0.29377 | 45.8284 |  |  |  |  | 0 | 0
238 | BOSQUESW505 | 1 | North | YES | 0.12217 | 255 | 0 | 255 | 0 | 1.02 | CC | 1 | 0.29377 | 255 | 255 | 31.1523 | 255 |  |  | 0.29377 | 74.9118 |  |  |  |  | 0 | 0
3403 | THOUSE_1G | 1 | North | YES | 0.12238 | 563 | 200 | 563 | 0 | 1.012 | GSC | 1 | 0.29398 | 563 | 563 | 68.8983 | 563 |  |  | 0.29398 | 165.5124 |  |  |  |  | 0 | 0
3404 | THOUSE_2G | 2 | North | YES | 0.12238 | 807 | 250 | 807 | 0 | 1.012 | GSC | 1 | 0.29398 | 807 | 807 | 98.7582 | 807 |  |  | 0.29398 | 237.2442 |  |  |  |  | 0 | 0
253 | BOSQUESW804 | 2 | North | YES | 0.12258 | 80 | 0 | 80 | 0 | 1.032 | CC | 1 | 0.29419 | 80 | 80 | 9.8064 | 80 |  |  | 0.29419 | 23.5349 |  |  |  |  | 0 | 0
251 | BOSQUESW803 | 2 | North | YES | 0.12258 | 150 | 0 | 150 | 0 | 1.032 | CC | 1 | 0.29419 | 150 | 150 | 18.387 | 150 |  |  | 0.29419 | 44.1279 |  |  |  |  | 0 | 0
48510 | AK_GT1__8040 | 1 | Houston | YES | -0.16085 | 33.4 | 8.1 | 34 |  | 1.029 | Cogen | -1 | 0.29453 | 0 | 0 |  |  | 0 | 0 | -0.29453 | 0 |  |  |  |  | 0 | 0
48924 | WAP_GN4_4 | 4 | Houston | YES | -0.16115 | 546 | 217 | 546 | 0 | 1.0362 | GSC | -1 | 0.29482 | 546 | 546 |  |  | -87.9863 | 546 | -0.29482 | -160.972 |  |  |  |  | 0 | 0
48923 | WAP_GN3_3 | 3 | Houston | YES | -0.16115 | 198.4 | 93 | 248 | 0 | 1.0362 | GST | -1 | 0.29482 | 248 | 248 |  |  | -39.9645 | 248 | -0.29482 | -73.1155 |  |  |  |  | 0 | 0
48921 | WAP_GN1_1 | 1 | Houston | YES | -0.16115 | 132.8 | 37 | 166 | 0 | 1.0362 | GST | -1 | 0.29482 | 166 | 166 |  |  | -26.7504 | 166 | -0.29482 | -48.9402 |  |  |  |  | 0 | 0
48922 | WAP_GN2_2 | 2 | Houston | YES | -0.16115 | 132.8 | 37 | 166 | 0 | 1.0362 | GST | -1 | 0.29482 | 166 | 166 |  |  | -26.7504 | 166 | -0.29482 | -48.9402 |  |  |  |  | 0 | 0
48929 | WAPGT21_GT1 | B1 | Houston | YES | -0.16115 | 0 | 0 | 13 |  | 1.05 | GGT | -1 | 0.29482 | 13 | 13 |  |  | -2.0949 | 13 | -0.29482 | -3.8327 |  |  |  |  | 0 | 0
48925 | WAP_GN5_5 | 5 | Houston | YES | -0.16115 | 596.5 | 278 | 654 | 0 | 0.985 | LIGCO | -1 | 0.29482 | 0 | 654 |  |  | 0 | 0 | -0.29482 | 0 |  |  |  |  | 0 | 0
244 | WHITNYDM01 | 1 | North | YES | 0.12553 | 15 | 0 | 15 | 0 | 1.035 | Hydro | 1 | 0.29714 | 0 | 0 | 0 | 0 |  |  | 0.29714 | 0 |  |  |  |  | 0 | 0
245 | WHITNYDM02 | 2 | North | YES | 0.12553 | 15 | 0 | 15 | 0 | 1.035 | Hydro | 1 | 0.29714 | 0 | 0 | 0 | 0 |  |  | 0.29714 | 0 |  |  |  |  | 0 | 0
1349 | WESTXWIN_1G | 1 | West | YES | 0.12636 | 1.3 | 0 | 6.6 |  | 1.014 | Wind | 1 | 0.29797 | 0 | 6.6 |  |  |  |  | 0.29797 | 1.9666 |  |  |  |  | 0 | 0
1350 | NWPWRG1_1G | 1 | West | YES | 0.12636 | 6.9 | 1 | 34.3 |  | 1.014 | Wind | 1 | 0.29797 | 0 | 34.3 |  |  |  |  | 0.29797 | 10.2203 |  |  |  |  | 0 | 0
1002 | PBCTAGE_1G | A | West | YES | 0.12678 | 64 | 64 | 66 | 0 | 1.036 | GGT | 1 | 0.29838 | 66 | 66 |  |  |  |  | 0.29838 | 19.6934 |  |  |  |  | 0 | 0
1003 | PBCTBGE_2G | B | West | YES | 0.12678 | 65 | 65 | 66 | 0 | 1.036 | GGT | 1 | 0.29838 | 66 | 66 |  |  |  |  | 0.29838 | 19.6934 |  |  |  |  | 0 | 0
1004 | PBCTCGE_3G | C | West | YES | 0.12678 | 62 | 62 | 67 | 0 | 1.036 | GGT | 1 | 0.29838 | 67 | 67 |  |  |  |  | 0.29838 | 19.9918 |  |  |  |  | 0 | 0
1006 | PBCTEGE_5G | E | West | YES | 0.12678 | 65 | 65 | 67 | 0 | 1.036 | GGT | 1 | 0.29838 | 67 | 67 |  |  |  |  | 0.29838 | 19.9918 |  |  |  |  | 0 | 0
1005 | PBCTDGE_4G | D | West | YES | 0.12678 | 65 | 65 | 68 | 0 | 1.036 | GGT | 1 | 0.29838 | 68 | 68 |  |  |  |  | 0.29838 | 20.2902 |  |  |  |  | 0 | 0
1007 | PB5GEN_6G | 5 | West | YES | 0.12678 | 91.2 | 40 | 114 | 0 | 1.036 | GST | 1 | 0.29838 | 114 | 114 |  |  |  |  | 0.29838 | 34.0159 |  |  |  |  | 0 | 0
1008 | PB6GEN_7G | 6 | West | YES | 0.12678 | 515 | 130 | 515 | 0 | 1.036 | GST | 1 | 0.29838 | 515 | 515 |  |  |  |  | 0.29838 | 153.6682 |  |  |  |  | 0 | 0
60057 | CALLAHAN1A | 1 | West | YES | 0.12678 | 22.8 | 0 | 114 | 0 | 1.04 | Wind | 1 | 0.29839 | 0 | 114 |  |  |  |  | 0.29839 | 34.0163 |  |  |  |  | 0 | 0
7038 | L_DELAWA1_1Y | 2 | West | YES | 0.12685 | 3 | 0 | 30 | 0 | 1 | Wind | 1 | 0.29845 | 0 | 30 |  |  |  |  | 0.29845 | 8.9536 |  |  |  |  | 0 | 0
7038 | L_DELAWA1_1Y | 1 | West | YES | 0.12685 | 3.5 | 0 | 35 | 0 | 1 | Wind | 1 | 0.29845 | 0 | 35 |  |  |  |  | 0.29845 | 10.4459 |  |  |  |  | 0 | 0
11147 | NOTREES_1G | 1 | West | YES | 0.12698 | 29.8 | 0 | 149 | 0 | 1.017 | Wind | 1 | 0.29859 | 0 | 149 |  |  |  |  | 0.29859 | 44.4896 |  |  |  |  | 0 | 0
76091 | L_DIVIDE1_1N | W1 | West | YES | 0.12702 | 22.5 | 0 | 112.5 |  | 1.02 | Wind | 1 | 0.29863 | 0 | 112.5 |  |  |  |  | 0.29863 | 33.5959 |  |  |  |  | 0 | 0
76095 | L_CAPRSI1_1N | W1 | West | YES | 0.12702 | 29.9 | 0 | 149.5 | 0 | 1.02 | Wind | 1 | 0.29863 | 0 | 149.5 |  |  |  |  | 0.29863 | 44.6452 |  |  |  |  | 0 | 0
76096 | L_CAPRSI1_2N | W1 | West | YES | 0.12702 | 37.2 | 0 | 186 | 0 | 1.02 | Wind | 1 | 0.29863 | 0 | 186 |  |  |  |  | 0.29863 | 55.5452 |  |  |  |  | 0 | 0
76097 | L_CAPRGE1_1N | W1 | West | YES | 0.12702 | 42.9 | 0 | 214.5 | 0 | 1.02 | Wind | 1 | 0.29863 | 0 | 214.5 |  |  |  |  | 0.29863 | 64.0561 |  |  |  |  | 0 | 0
76031 | L_GASCCR1_1N | W1 | West | YES | 0.12736 | 30 | 0 | 150 | 0 | 1.02 | Wind | 1 | 0.29897 | 0 | 150 |  |  |  |  | 0.29897 | 44.8455 |  |  |  |  | 0 | 0
1320 | BSP 1 | 1 | West | YES | 0.12763 | 25.5 | 2.9 | 25.8 | 0 | 1 | Cogen | 1 | 0.29924 | 0 | 0 |  |  |  |  | 0.29924 | 0 |  |  |  |  | 0 | 0
1326 | STANTONW_8 | 1 | West | YES | 0.12774 | 20.1 | 0 | 100.5 |  | 1.01 | Wind | 1 | 0.29935 | 0 | 100.5 |  |  |  |  | 0.29935 | 30.0846 |  |  |  |  | 0 | 0
11022 | TIEHVCG_2G | 1 | West | YES | 0.12778 | 132.4 | 103 | 132.4 | 0 | 1.012 | CC | 1 | 0.29939 | 132.4 | 132.4 |  |  |  |  | 0.29939 | 39.6391 |  |  |  |  | 0 | 0
11023 | TIEHVCG_3G | 1 | West | YES | 0.12778 | 137.4 | 103 | 137.4 | 0 | 1.012 | CC | 1 | 0.29939 | 137.4 | 137.4 |  |  |  |  | 0.29939 | 41.136 |  |  |  |  | 0 | 0
11021 | TIEHVCG_1G | 1 | West | YES | 0.12778 | 142.1 | 103 | 142.1 | 0 | 1.012 | CC | 1 | 0.29939 | 142.1 | 142.1 |  |  |  |  | 0.29939 | 42.5432 |  |  |  |  | 0 | 0
11024 | TIEHVCG_4G | 1 | West | YES | 0.12778 | 147 | 103 | 147 | 0 | 1.012 | CC | 1 | 0.29939 | 147 | 147 |  |  |  |  | 0.29939 | 44.0102 |  |  |  |  | 0 | 0
11020 | TIEHVSG_1G | 1 | West | YES | 0.12778 | 208.2 | 63 | 208.2 | 0 | 1.012 | CC | 1 | 0.29939 | 208.2 | 208.2 |  |  |  |  | 0.29939 | 62.3328 |  |  |  |  | 0 | 0
11025 | TIEHVSG_2G | 1 | West | YES | 0.12778 | 213.2 | 63 | 213.2 | 0 | 1.012 | CC | 1 | 0.29939 | 213.2 | 213.2 |  |  |  |  | 0.29939 | 63.8297 |  |  |  |  | 0 | 0
11001 | NAV1CT | 1 | West | YES | 0.12779 | 70.4 | 18 | 70.4 | 0 | 1.029 | CC | 1 | 0.2994 | 70.4 | 70.4 |  |  |  |  | 0.2994 | 21.0778 |  |  |  |  | 0 | 0
11009 | NAV2CT | 1 | West | YES | 0.12779 | 71.4 | 18 | 71.4 | 0 | 1.029 | CC | 1 | 0.2994 | 71.4 | 71.4 |  |  |  |  | 0.2994 | 21.3772 |  |  |  |  | 0 | 0
11012 | NAV4CT | 1 | West | YES | 0.12779 | 80 | 18 | 80 | 0 | 1.029 | CC | 1 | 0.2994 | 80 | 80 |  |  |  |  | 0.2994 | 23.9521 |  |  |  |  | 0 | 0
11013 | NAV5CT | 1 | West | YES | 0.12779 | 80 | 18 | 80 | 0 | 1.029 | CC | 1 | 0.2994 | 80 | 80 |  |  |  |  | 0.2994 | 23.9521 |  |  |  |  | 0 | 0
11011 | NAV3ST | 1 | West | YES | 0.12779 | 92.8 | 40 | 92.8 | 0 | 1.029 | CC | 1 | 0.2994 | 92.8 | 92.8 |  |  |  |  | 0.2994 | 27.7844 |  |  |  |  | 0 | 0
11014 | NAV6ST | 1 | West | YES | 0.12779 | 115 | 40 | 115 | 0 | 1.029 | CC | 1 | 0.2994 | 115 | 115 |  |  |  |  | 0.2994 | 34.4311 |  |  |  |  | 0 | 0
1328 | OCOTILLO_1G | 1 | West | YES | 0.12786 | 11.6 | 0 | 58 |  | 1.01 | Wind | 1 | 0.29947 | 0 | 58 |  |  |  |  | 0.29947 | 17.3692 |  |  |  |  | 0 | 0
1333 | MCDDONAL_8 | 1 | West | YES | 0.12804 | 42.8 | 0 | 214.2 |  | 1.01 | Wind | 1 | 0.29965 | 0 | 214.2 |  |  |  |  | 0.29965 | 64.1842 |  |  |  |  | 0 | 0
1327 | WILDHRSE_1G | 1 | West | YES | 0.12826 | 0 | 0 | 120 |  | 1 | Wind | 1 | 0.29986 | 0 | 120 |  |  |  |  | 0.29986 | 35.9836 |  |  |  |  | 0 | 0
1360 | GUNSIGHT_8 | 1 | West | YES | 0.12829 | 0 | 0 | 120 |  | 1.01 | Wind | 1 | 0.2999 | 0 | 120 |  |  |  |  | 0.2999 | 35.9879 |  |  |  |  | 0 | 0
11320 | COYOTE_1G | 1 | West | YES | 0.12856 | 22.5 | 0 | 225 |  | 1 | Wind | 1 | 0.30017 | 0 | 225 |  |  |  |  | 0.30017 | 67.5373 |  |  |  |  | 0 | 0
11309 | BULLCREK_2G | 1 | West | YES | 0.12862 | 20.9 | 0 | 180 |  | 1 | Wind | 1 | 0.30023 | 0 | 180 |  |  |  |  | 0.30023 | 54.0416 |  |  |  |  | 0 | 0
11310 | BULLCREK_1G | 1 | West | YES | 0.12862 | 15.1 | 0 | 180 |  | 1 | Wind | 1 | 0.30023 | 0 | 180 |  |  |  |  | 0.30023 | 54.0416 |  |  |  |  | 0 | 0
1045 | CALENG1G_1G | 1 | West | YES | 0.12863 | 73.4 | 27 | 73.4 | 0 | 1.014 | Cogen | 1 | 0.30024 | 0 | 0 |  |  |  |  | 0.30024 | 0 |  |  |  |  | 0 | 0
1046 | CALENG2G_2G | 2 | West | YES | 0.12863 | 73.4 | 27 | 73.4 | 0 | 1.014 | Cogen | 1 | 0.30024 | 0 | 0 |  |  |  |  | 0.30024 | 0 |  |  |  |  | 0 | 0
1047 | CALENG3G_3G | 3 | West | YES | 0.12863 | 70.4 | 27 | 70.4 | 0 | 1.014 | Cogen | 1 | 0.30024 | 0 | 0 |  |  |  |  | 0.30024 | 0 |  |  |  |  | 0 | 0
11065 | ELBOWCK_1G | 1 | West | YES | 0.12883 | 23.4 | 0 | 121.9 | 0 | 1 | Wind | 1 | 0.30044 | 0 | 121.9 |  |  |  |  | 0.30044 | 36.6231 |  |  |  |  | 0 | 0
1058 | LONGSHORE_5 | 1 | West | YES | 0.12883 | 30 | 0 | 150 |  | 1.01 | Wind | 1 | 0.30044 | 0 | 150 |  |  |  |  | 0.30044 | 45.0654 |  |  |  |  | 0 | 0
1058 | LONGSHORE_5 | 2 | West | YES | 0.12883 | 44 | 0 | 220 |  | 1.01 | Wind | 1 | 0.30044 | 0 | 220 |  |  |  |  | 0.30044 | 66.0959 |  |  |  |  | 0 | 0
60072 | HHOLLOW41A | 1 | West | YES | 0.12892 | 23 | 0 | 115 | 0 | 1.025 | Wind | 1 | 0.30053 | 0 | 115 |  |  |  |  | 0.30053 | 34.5606 |  |  |  |  | 0 | 0
60058 | BUFF_GAP1A | 1 | West | YES | 0.12892 | 24 | 0 | 120 |  | 1 | Wind | 1 | 0.30053 | 0 | 120 |  |  |  |  | 0.30053 | 36.0632 |  |  |  |  | 0 | 0
60063 | BUFF_GAP1B | 1 | West | YES | 0.12892 | 34 | 0 | 170.2 | 0 | 1.02 | Wind | 1 | 0.30053 | 0 | 170.2 |  |  |  |  | 0.30053 | 51.1497 |  |  |  |  | 0 | 0
60068 | HHOLLOW21A | 1 | West | YES | 0.12892 | 36.8 | 0 | 184 | 0 | 1.025 | Wind | 1 | 0.30053 | 0 | 184 |  |  |  |  | 0.30053 | 55.297 |  |  |  |  | 0 | 0
60066 | H_HOLLOW1A | 1 | West | YES | 0.12892 | 44.4 | 0 | 222 | 0 | 1.005 | Wind | 1 | 0.30053 | 0 | 222 |  |  |  |  | 0.30053 | 66.717 |  |  |  |  | 0 | 0
60070 | HHOLLOW31A | 1 | West | YES | 0.12892 | 44.8 | 0 | 224 | 0 | 1.025 | Wind | 1 | 0.30053 | 0 | 224 |  |  |  |  | 0.30053 | 67.318 |  |  |  |  | 0 | 0
60060 | CIRELLO | 1 | West | YES | 0.12892 | 46.6 | 0 | 233 | 0 | 1 | Wind | 1 | 0.30053 | 0 | 233 |  |  |  |  | 0.30053 | 70.0228 |  |  |  |  | 0 | 0
1044 | MRGNFG_6G | F | West | YES | 0.12895 | 66 | 66 | 66 | 0 | 1.029 | GGT | 1 | 0.30056 | 66 | 66 |  |  |  |  | 0.30056 | 19.837 |  |  |  |  | 0 | 0
1042 | MRGNDG_4G | D | West | YES | 0.12895 | 68 | 68 | 68 | 0 | 1.029 | GGT | 1 | 0.30056 | 68 | 68 |  |  |  |  | 0.30056 | 20.4381 |  |  |  |  | 0 | 0
1039 | MRGNAG_1G | A | West | YES | 0.12895 | 69 | 69 | 69 | 0 | 1.029 | GGT | 1 | 0.30056 | 69 | 69 |  |  |  |  | 0.30056 | 20.7387 |  |  |  |  | 0 | 0
1041 | MRGNCG_3G | C | West | YES | 0.12895 | 69 | 69 | 70 | 0 | 1.029 | GGT | 1 | 0.30056 | 70 | 70 |  |  |  |  | 0.30056 | 21.0393 |  |  |  |  | 0 | 0
1043 | MRGNEG_5G | E | West | YES | 0.12895 | 68 | 68 | 70 | 0 | 1.029 | GGT | 1 | 0.30056 | 70 | 70 |  |  |  |  | 0.30056 | 21.0393 |  |  |  |  | 0 | 0
1040 | MRGNBG_2G | B | West | YES | 0.12895 | 70 | 70 | 71 | 0 | 1.029 | GGT | 1 | 0.30056 | 71 | 71 |  |  |  |  | 0.30056 | 21.3398 |  |  |  |  | 0 | 0
1037 | MORGAN5G_5G | 5 | West | YES | 0.12895 | 109.6 | 40 | 137 | 0 | 1.029 | GST | 1 | 0.30056 | 137 | 137 |  |  |  |  | 0.30056 | 41.1768 |  |  |  |  | 0 | 0
6637 | SNYDERW1A | 1 | West | YES | 0.129 | 12.6 | 0 | 63 | 0 | 1.025 | Wind | 1 | 0.3006 | 0 | 63 |  |  |  |  | 0.3006 | 18.938 |  |  |  |  | 0 | 0
1073 | SCURRYCW_2G | 2 | West | YES | 0.12906 | 24 | 0 | 120 | 0 | 1.0217 | Wind | 1 | 0.30067 | 0 | 120 |  |  |  |  | 0.30067 | 36.0803 |  |  |  |  | 0 | 0
1068 | SCURRYCW_1G | 1 | West | YES | 0.12906 | 28.2 | 1.3 | 141 | 0 | 1.0217 | Wind | 1 | 0.30067 | 0 | 141 |  |  |  |  | 0.30067 | 42.3943 |  |  |  |  | 0 | 0
1069 | KINDERMG_1G | 1 | West | YES | 0.12907 | 25 | 5 | 25 | 0 | 1.017 | Cogen | 1 | 0.30068 | 0 | 0 |  |  |  |  | 0.30068 | 0 |  |  |  |  | 0 | 0
1070 | KINDERMG_2G | 1 | West | YES | 0.12907 | 45.7 | 12 | 45.7 | 0 | 1.017 | Cogen | 1 | 0.30068 | 0 | 0 |  |  |  |  | 0.30068 | 0 |  |  |  |  | 0 | 0
1071 | KINDERMG_3G | 1 | West | YES | 0.12907 | 45.7 | 12 | 45.7 | 0 | 1.017 | Cogen | 1 | 0.30068 | 0 | 0 |  |  |  |  | 0.30068 | 0 |  |  |  |  | 0 | 0
1062 | CIELOGEN_2G | 1 | West | YES | 0.12907 | 12.2 | 0 | 61 |  | 1 | Wind | 1 | 0.30068 | 0 | 61 |  |  |  |  | 0.30068 | 18.3414 |  |  |  |  | 0 | 0
1061 | CIELOGEN_1G | 1 | West | YES | 0.12907 | 19.8 | 0 | 99 |  | 1 | Wind | 1 | 0.30068 | 0 | 99 |  |  |  |  | 0.30068 | 29.7672 |  |  |  |  | 0 | 0
36998 | RDCNYNG1 | 1 | West | YES | 0.12925 | 16.8 | 0 | 84 |  | 1.01 | Wind | 1 | 0.30086 | 0 | 84 |  |  |  |  | 0.30086 | 25.2719 |  |  |  |  | 0 | 0
1354 | AEPWIND_8 | 1 | West | YES | 0.1294 | 20.2 | 0 | 101 |  | 1 | Wind | 1 | 0.301 | 0 | 101 |  |  |  |  | 0.301 | 30.4015 |  |  |  |  | 0 | 0
1343 | TRENTIPP_8 | 1 | West | YES | 0.1294 | 30 | 0 | 150 |  | 1.014 | Wind | 1 | 0.301 | 0 | 150 |  |  |  |  | 0.301 | 45.1507 |  |  |  |  | 0 | 0
6407 | TURKTRAK1A | 1 | West | YES | 0.12963 | 33.9 | 0 | 169.5 | 0 | 1.025 | Wind | 1 | 0.30124 | 0 | 169.5 |  |  |  |  | 0.30124 | 51.0602 |  |  |  |  | 0 | 0
38580 | TNBP_CGN1_8 | 1 | Houston | YES | -0.16761 | 70.8 | 0 | 70.8 | 0 | 1.005 | Cogen | -1 | 0.30128 | 0 | 0 |  |  | 0 | 0 | -0.30128 | 0 |  |  |  |  | 0 | 0
38590 | TNBP_CGN2_8 | 2 | Houston | YES | -0.16761 | 66.7 | 0 | 66.7 | 0 | 1.005 | Cogen | -1 | 0.30128 | 0 | 0 |  |  | 0 | 0 | -0.30128 | 0 |  |  |  |  | 0 | 0
38600 | TNBP_CGN3_8 | 5 | Houston | YES | -0.16761 | 53 | 0 | 53 | 0 | 1.005 | Cogen | -1 | 0.30128 | 0 | 0 |  |  | 0 | 0 | -0.30128 | 0 |  |  |  |  | 0 | 0
38611 | TNBPAMCG1_8 | 1 | Houston | YES | -0.16761 | 153.2 | 0 | 153.2 | 0 | 1.005 | Cogen | -1 | 0.30128 | 0 | 0 |  |  | 0 | 0 | -0.30128 | 0 |  |  |  |  | 0 | 0
38612 | TNBPAMCG2_8 | 2 | Houston | YES | -0.16761 | 153.5 | 0 | 153.5 | 0 | 1.005 | Cogen | -1 | 0.30128 | 0 | 0 |  |  | 0 | 0 | -0.30128 | 0 |  |  |  |  | 0 | 0
38613 | TNBPAMCG3_8 | 3 | Houston | YES | -0.16761 | 152.3 | 0 | 152.3 | 0 | 1.005 | Cogen | -1 | 0.30128 | 0 | 0 |  |  | 0 | 0 | -0.30128 | 0 |  |  |  |  | 0 | 0
38614 | TNBPAMCG4_8 | 4 | Houston | YES | -0.16761 | 96 | 0 | 96 |  | 1.005 | Cogen | -1 | 0.30128 | 0 | 0 |  |  | 0 | 0 | -0.30128 | 0 |  |  |  |  | 0 | 0
38615 | TNBPAMCG5_8 | 1 | Houston | YES | -0.16761 | 244 | 0 | 244 | 0 | 1.005 | Cogen | -1 | 0.30128 | 0 | 0 |  |  | 0 | 0 | -0.30128 | 0 |  |  |  |  | 0 | 0
38690 | TNBP_CGN4_8 | 3 | Houston | YES | -0.16761 | 40 | 0 | 40 |  | 1.005 | Cogen | -1 | 0.30128 | 0 | 0 |  |  | 0 | 0 | -0.30128 | 0 |  |  |  |  | 0 | 0
38711 | TNTXCTY1CG8 | 1 | Houston | YES | -0.16761 | 100.3 | 59 | 100.3 | 0 | 1 | Cogen | -1 | 0.30128 | 0 | 0 |  |  | 0 | 0 | -0.30128 | 0 |  |  |  |  | 0 | 0
38712 | TNTXCTY2CG8 | 1 | Houston | YES | -0.16761 | 92.9 | 59 | 92.9 | 0 | 1 | Cogen | -1 | 0.30128 | 0 | 0 |  |  | 0 | 0 | -0.30128 | 0 |  |  |  |  | 0 | 0
38713 | TNTXCTY3CG8 | 1 | Houston | YES | -0.16761 | 102.7 | 59 | 102.7 | 0 | 1 | Cogen | -1 | 0.30128 | 0 | 0 |  |  | 0 | 0 | -0.30128 | 0 |  |  |  |  | 0 | 0
38714 | TNTXCTY4CG8 | 1 | Houston | YES | -0.16761 | 103 | 59 | 103 | 0 | 1 | Cogen | -1 | 0.30128 | 0 | 0 |  |  | 0 | 0 | -0.30128 | 0 |  |  |  |  | 0 | 0
39470 | TNDOWCGNSG8 | 1 | Houston | YES | -0.16761 | 32 | 10 | 32 | 0 | 0.985 | Cogen | -1 | 0.30128 | 0 | 0 |  |  | 0 | 0 | -0.30128 | 0 |  |  |  |  | 0 | 0
39480 | TNDOWCGNGG8 | 1 | Houston | YES | -0.16761 | 30 | 10 | 30 | 0 | 0.985 | Cogen | -1 | 0.30128 | 0 | 0 |  |  | 0 | 0 | -0.30128 | 0 |  |  |  |  | 0 | 0
71051 | L_BITTCR1_1N | W1 | West | YES | 0.12997 | 7.5 | 0 | 37.5 |  | 1.02 | Wind | 1 | 0.30158 | 0 | 37.5 |  |  |  |  | 0.30158 | 11.3092 |  |  |  |  | 0 | 0
71061 | L_SWEETW1_5N | W1 | West | YES | 0.12997 | 16.1 | 0 | 80.5 | 0 | 1.02 | Wind | 1 | 0.30158 | 0 | 80.5 |  |  |  |  | 0.30158 | 24.277 |  |  |  |  | 0 | 0
71060 | L_SWEETW1_4N | W1 | West | YES | 0.12997 | 21 | 0 | 105 | 0 | 1.02 | Wind | 1 | 0.30158 | 0 | 105 |  |  |  |  | 0.30158 | 31.6657 |  |  |  |  | 0 | 0
71054 | L_SWEETW1_1N | W1 | West | YES | 0.12997 | 21.5 | 0 | 107.5 |  | 1.02 | Wind | 1 | 0.30158 | 0 | 107.5 |  |  |  |  | 0.30158 | 32.4196 |  |  |  |  | 0 | 0
71059 | L_SWEETW1_3N | W1 | West | YES | 0.12997 | 23.8 | 0 | 119 | 0 | 1.02 | Wind | 1 | 0.30158 | 0 | 119 |  |  |  |  | 0.30158 | 35.8878 |  |  |  |  | 0 | 0
71057 | L_SWEETW1_2N | W1 | West | YES | 0.12997 | 27 | 0 | 135 |  | 1.02 | Wind | 1 | 0.30158 | 0 | 135 |  |  |  |  | 0.30158 | 40.713 |  |  |  |  | 0 | 0
11057 | CHAMPION_1G | 1 | West | YES | 0.13001 | 25.3 | 0 | 126.5 |  | 1 | Wind | 1 | 0.30162 | 0 | 126.5 |  |  |  |  | 0.30162 | 38.1548 |  |  |  |  | 0 | 0
11059 | INADALE_1G | 1 | West | YES | 0.13001 | 39.4 | 0 | 197 |  | 1 | Wind | 1 | 0.30162 | 0 | 197 |  |  |  |  | 0.30162 | 59.4189 |  |  |  |  | 0 | 0
11056 | ROSCOE_1G | 1 | West | YES | 0.13001 | 41.8 | 0 | 209 |  | 1 | Wind | 1 | 0.30162 | 0 | 209 |  |  |  |  | 0.30162 | 63.0384 |  |  |  |  | 0 | 0
11058 | PYRON_1G | 1 | West | YES | 0.13001 | 49.8 | 0 | 249 |  | 1 | Wind | 1 | 0.30162 | 0 | 249 |  |  |  |  | 0.30162 | 75.1031 |  |  |  |  | 0 | 0
6144 | MCADOO1A | 1 | West | YES | 0.13002 | 15 | 0 | 150 | 0 | 1.025 | Wind | 1 | 0.30163 | 0 | 150 |  |  |  |  | 0.30163 | 45.2443 |  |  |  |  | 0 | 0
1416 | SWETWATR_1G | 1 | West | YES | 0.13047 | 30 | 18 | 30 | 0 | 1.026 | CC | 1 | 0.30208 | 30 | 30 |  |  |  |  | 0.30208 | 9.0623 |  |  |  |  | 0 | 0
1419 | SWETWATR_4G | 4 | West | YES | 0.13047 | 61 | 36 | 61 | 0 | 1.026 | CC | 1 | 0.30208 | 61 | 61 |  |  |  |  | 0.30208 | 18.4267 |  |  |  |  | 0 | 0
1418 | SWETWATR_3G | 3 | West | YES | 0.13047 | 68 | 36 | 68 | 0 | 1.026 | CC | 1 | 0.30208 | 68 | 68 |  |  |  |  | 0.30208 | 20.5412 |  |  |  |  | 0 | 0
1417 | SWETWATR_2G | 2 | West | YES | 0.13047 | 72 | 36 | 72 | 0 | 1.026 | CC | 1 | 0.30208 | 72 | 72 |  |  |  |  | 0.30208 | 21.7495 |  |  |  |  | 0 | 0
60081 | WHRLWIND1A | 1 | West | YES | 0.13102 | 12 | 0 | 60 | 0 | 1.03 | Wind | 1 | 0.30263 | 0 | 60 |  |  |  |  | 0.30263 | 18.1577 |  |  |  |  | 0 | 0
1643 | SLSTR1PP_1G | 1 | North | YES | 0.13147 | 6 | 0 | 60 | 0 | 1.022 | Wind | 1 | 0.30308 | 0 | 60 | 7.8883 | 60 |  |  | 0.30308 | 18.1846 |  |  |  |  | 0 | 0
48772 | PHR_GN2_2 | MB | Houston | YES | -0.17038 | 0 | 72 | 459 |  | 1.0362 | GSC | -1 | 0.30405 | 0 | 0 |  |  | 0 | 0 | -0.30405 | 0 |  |  |  |  | 0 | 0
1437 | MESQUITW_1G | 1 | North | YES | 0.13259 | 40 | 0 | 400 | 0 | 1.023 | Wind | 1 | 0.3042 | 0 | 400 | 53.036 | 400 |  |  | 0.3042 | 121.6784 |  |  |  |  | 0 | 0
1438 | MESQUITW_2G | 1 | North | YES | 0.13259 | 23.6 | 0 | 236 |  | 1.017 | Wind | 1 | 0.3042 | 0 | 236 | 31.2922 | 236 |  |  | 0.3042 | 71.7912 |  |  |  |  | 0 | 0
1442 | COKFIELD_5 | 1 | North | YES | 0.13343 | 16.5 | 0 | 165 |  | 1.029 | Wind | 1 | 0.30503 | 0 | 165 | 22.0155 | 165 |  |  | 0.30503 | 50.3304 |  |  |  |  | 0 | 0
6100 | OKLA7A | EQ | West | YES | 0.13408 | 50 | -220 | 220 | 0 | 1.035 | DCTie | 1 | 0.30569 | 0 | 0 |  |  |  |  | 0.30569 | 0 |  |  |  |  | 0 | 0
6752 | OKLA0A | 1 | West | YES | 0.13408 | 649.7 | 175 | 649.7 | 0 | 1.035 | LIGCO | 1 | 0.30569 | 0 | 649.7 |  |  |  |  | 0.30569 | 198.6061 |  |  |  |  | 0 | 0
48561 | CTL_GT2_8130 | 1 | Houston | YES | -0.17231 | 73.5 | 30.3 | 91.9 |  | 1.0362 | Cogen | -1 | 0.30599 | 0 | 0 |  |  | 0 | 0 | -0.30599 | 0 |  |  |  |  | 0 | 0
48562 | CTL_GT3_8135 | 2 | Houston | YES | -0.17231 | 70.1 | 30.3 | 87.6 |  | 1.0362 | Cogen | -1 | 0.30599 | 0 | 0 |  |  | 0 | 0 | -0.30599 | 0 |  |  |  |  | 0 | 0
48563 | CTL_GT4_8140 | 3 | Houston | YES | -0.17231 | 69.6 | 30.3 | 87 |  | 1.0362 | Cogen | -1 | 0.30599 | 0 | 0 |  |  | 0 | 0 | -0.30599 | 0 |  |  |  |  | 0 | 0
48564 | CTL_GN1_8145 | 4 | Houston | YES | -0.17231 | 43.6 | 12.9 | 54.5 |  | 1.0362 | Cogen | -1 | 0.30599 | 0 | 0 |  |  | 0 | 0 | -0.30599 | 0 |  |  |  |  | 0 | 0
48565 | CTL_GN2_8155 | 5 | Houston | YES | -0.17231 | 9.8 | 3.4 | 12.2 |  | 1.0362 | Cogen | -1 | 0.30599 | 0 | 0 |  |  | 0 | 0 | -0.30599 | 0 |  |  |  |  | 0 | 0
48531 | BYU_GT1_8075 | 1 | Houston | YES | -0.17305 | 65 | 0 | 65 |  | 1.0362 | Cogen | -1 | 0.30673 | 0 | 0 |  |  | 0 | 0 | -0.30673 | 0 |  |  |  |  | 0 | 0
48532 | BYU_GT2_8055 | 2 | Houston | YES | -0.17305 | 62 | 0 | 62 |  | 1.0362 | Cogen | -1 | 0.30673 | 0 | 0 |  |  | 0 | 0 | -0.30673 | 0 |  |  |  |  | 0 | 0
48533 | BYU_GT3_8060 | 3 | Houston | YES | -0.17305 | 67 | 0 | 67 |  | 1.0362 | Cogen | -1 | 0.30673 | 0 | 0 |  |  | 0 | 0 | -0.30673 | 0 |  |  |  |  | 0 | 0
48534 | BYU_GT4_8065 | 4 | Houston | YES | -0.17305 | 65 | 0 | 65 |  | 1.0362 | Cogen | -1 | 0.30673 | 0 | 0 |  |  | 0 | 0 | -0.30673 | 0 |  |  |  |  | 0 | 0
1433 | GRHAMSES_1G | 1 | North | YES | 0.13541 | 242 | 60 | 242 | 0 | 1.038 | GST | 1 | 0.30701 | 242 | 242 | 32.769 | 242 |  |  | 0.30701 | 74.2976 |  |  |  |  | 0 | 0
332 | RWMILLER01 | 1 | North | YES | 0.13606 | 58.4 | 18.5 | 73 | 0 | 1.04 | GST | 1 | 0.30766 | 73 | 73 | 9.932 | 73 |  |  | 0.30766 | 22.4592 |  |  |  |  | 0 | 0
336 | RWMILLER05 | 5 | North | YES | 0.13606 | 80.8 | 0 | 101 | 0 | 1.04 | GST | 1 | 0.30766 | 101 | 101 | 13.7416 | 101 |  |  | 0.30766 | 31.0738 |  |  |  |  | 0 | 0
335 | RWMILLER04 | 4 | North | YES | 0.13606 | 81.6 | 0 | 102 | 0 | 1.04 | GST | 1 | 0.30766 | 102 | 102 | 13.8776 | 102 |  |  | 0.30766 | 31.3814 |  |  |  |  | 0 | 0
333 | RWMILLER02 | 2 | North | YES | 0.13606 | 95.2 | 37 | 119 | 0 | 1.04 | GST | 1 | 0.30766 | 119 | 119 | 16.1905 | 119 |  |  | 0.30766 | 36.6117 |  |  |  |  | 0 | 0
334 | RWMILLER03 | 3 | North | YES | 0.13606 | 166.4 | 65 | 208 | 0 | 1.04 | GST | 1 | 0.30766 | 208 | 208 | 28.2994 | 208 |  |  | 0.30766 | 63.9935 |  |  |  |  | 0 | 0
1432 | GRHAMSES_2G | 2 | North | YES | 0.13606 | 294.9 | 90 | 366 | 0 | 1.014 | GST | 1 | 0.30767 | 366 | 366 | 49.7998 | 366 |  |  | 0.30767 | 112.6076 |  |  |  |  | 0 | 0
48693 | GBY_83841065 | E | Houston | YES | -0.17402 | 45.6 | 20 | 57 | 0 | 1.0362 | GGT | -1 | 0.30769 | 57 | 57 |  |  | -9.9189 | 57 | -0.30769 | -17.5382 |  |  |  |  | 0 | 0
48692 | GBY_81821075 | D | Houston | YES | -0.17402 | 44 | 20 | 55 | 0 | 1.0362 | GGT | -1 | 0.30769 | 55 | 55 |  |  | -9.5708 | 55 | -0.30769 | -16.9229 |  |  |  |  | 0 | 0
48693 | GBY_83841065 | F | Houston | YES | -0.17402 | 43.2 | 20 | 54 | 0 | 1.0362 | GGT | -1 | 0.30769 | 54 | 54 |  |  | -9.3968 | 54 | -0.30769 | -16.6152 |  |  |  |  | 0 | 0
48691 | GBY_73741085 | B | Houston | YES | -0.17402 | 37.6 | 20 | 47 | 0 | 1.0362 | GGT | -1 | 0.30769 | 47 | 47 |  |  | -8.1787 | 47 | -0.30769 | -14.4614 |  |  |  |  | 0 | 0
48691 | GBY_73741085 | A | Houston | YES | -0.17402 | 37.6 | 20 | 47 | 0 | 1.0362 | GGT | -1 | 0.30769 | 47 | 47 |  |  | -8.1787 | 47 | -0.30769 | -14.4614 |  |  |  |  | 0 | 0
48692 | GBY_81821075 | C | Houston | YES | -0.17402 | 37.6 | 20 | 47 | 0 | 1.0362 | GGT | -1 | 0.30769 | 47 | 47 |  |  | -8.1787 | 47 | -0.30769 | -14.4614 |  |  |  |  | 0 | 0
1479 | WFCOGEN_1G | 1 | North | YES | 0.13616 | 16 | 12 | 20 | 0 | 1 | Cogen | 1 | 0.30777 | 0 | 0 | 0 | 0 |  |  | 0.30777 | 0 |  |  |  |  | 0 | 0
1479 | WFCOGEN_1G | 2 | North | YES | 0.13616 | 16 | 12 | 20 | 0 | 1 | Cogen | 1 | 0.30777 | 0 | 0 | 0 | 0 |  |  | 0.30777 | 0 |  |  |  |  | 0 | 0
1482 | WFCOGEN_2G | 2 | North | YES | 0.13616 | 13.6 | 12 | 17 | 0 | 1 | Cogen | 1 | 0.30777 | 0 | 0 | 0 | 0 |  |  | 0.30777 | 0 |  |  |  |  | 0 | 0
1482 | WFCOGEN_2G | 1 | North | YES | 0.13616 | 16 | 12 | 20 | 0 | 1 | Cogen | 1 | 0.30777 | 0 | 0 | 0 | 0 |  |  | 0.30777 | 0 |  |  |  |  | 0 | 0
48841 | SJS_GT1_GT1 | 1 | Houston | YES | -0.17445 | 62.4 | 49 | 78 | 0 | 1.0362 | Cogen | -1 | 0.30812 | 0 | 0 |  |  | 0 | 0 | -0.30812 | 0 |  |  |  |  | 0 | 0
48842 | SJS_GT2_GT2 | 2 | Houston | YES | -0.17445 | 64.8 | 49 | 81 | 0 | 1.0362 | Cogen | -1 | 0.30812 | 0 | 0 |  |  | 0 | 0 | -0.30812 | 0 |  |  |  |  | 0 | 0
1600 | BARTNWND_1G | 1 | North | YES | 0.13657 | 12 | 0 | 120 | 0 | 1.022 | Wind | 1 | 0.30818 | 0 | 120 | 16.3888 | 120 |  |  | 0.30818 | 36.9815 |  |  |  |  | 0 | 0
344 | MRSSHPRD | 1 | North | YES | 0.13674 | 0 | 0 | 12 |  | 1.03 | Hydro | 1 | 0.30835 | 0 | 0 | 0 | 0 |  |  | 0.30835 | 0 |  |  |  |  | 0 | 0
345 | MRSSHPRD01 | 2 | North | YES | 0.13674 | 0 | 0 | 12 |  | 1.03 | Hydro | 1 | 0.30835 | 0 | 0 | 0 | 0 |  |  | 0.30835 | 0 |  |  |  |  | 0 | 0
48645 | DPEC_ST55065 | 5 | Houston | YES | -0.1748 | 282 | 0 | 282 | 0 | 1.0319 | CC | -1 | 0.30847 | 282 | 282 |  |  | -49.2933 | 282 | -0.30847 | -86.9892 |  |  |  |  | 0 | 0
48641 | DPEC_GT15040 | 1 | Houston | YES | -0.1748 | 163.2 | 98 | 163.2 | 0 | 1.0319 | CC | -1 | 0.30847 | 163.2 | 163.2 |  |  | -28.5272 | 163.2 | -0.30847 | -50.3427 |  |  |  |  | 0 | 0
48643 | DPEC_GT35010 | 3 | Houston | YES | -0.1748 | 157.5 | 98 | 157.5 | 0 | 1.0319 | CC | -1 | 0.30847 | 157.5 | 157.5 |  |  | -27.5308 | 157.5 | -0.30847 | -48.5844 |  |  |  |  | 0 | 0
48642 | DPEC_GT25025 | 2 | Houston | YES | -0.1748 | 157.1 | 98 | 157.1 | 0 | 1.0319 | CC | -1 | 0.30847 | 157.1 | 157.1 |  |  | -27.4609 | 157.1 | -0.30847 | -48.461 |  |  |  |  | 0 | 0
48644 | DPEC_GT45070 | 4 | Houston | YES | -0.1748 | 157 | 98 | 157 | 0 | 1.0319 | CC | -1 | 0.30847 | 157 | 157 |  |  | -27.4434 | 157 | -0.30847 | -48.4302 |  |  |  |  | 0 | 0
48761 | PR_GT1__9040 | 1 | Houston | YES | -0.17515 | 26 | 0 | 35 |  | 1 | Cogen | -1 | 0.30883 | 0 | 0 |  |  | 0 | 0 | -0.30883 | 0 |  |  |  |  | 0 | 0
32884 | BRYN_DNSBY13 | 1 | North | YES | 0.1373 | 46 | 2 | 46 | 0 | 1.015 | GST | 1 | 0.30891 | 46 | 46 | 6.316 | 46 |  |  | 0.30891 | 14.2099 |  |  |  |  | 0 | 0
32883 | BRYN_DNSBY3 | 1 | North | YES | 0.1373 | 0 | 2 | 48 |  | 1.015 | GST | 1 | 0.30891 | 48 | 48 | 6.5906 | 48 |  |  | 0.30891 | 14.8277 |  |  |  |  | 0 | 0
32892 | BRYN_DNSBY14 | 1 | North | YES | 0.1373 | 84 | 25 | 105 | 0 | 1.035 | GST | 1 | 0.30891 | 105 | 105 | 14.4169 | 105 |  |  | 0.30891 | 32.4355 |  |  |  |  | 0 | 0
48855 | SRB_GT211035 | B1 | Houston | YES | -0.1755 | 0 | 0 | 18 |  | 1.014 | GGT | -1 | 0.30917 | 18 | 18 |  |  | -3.1589 | 18 | -0.30917 | -5.5651 |  |  |  |  | 0 | 0
48855 | SRB_GT211035 | B2 | Houston | YES | -0.1755 | 0 | 0 | 12 |  | 1.014 | GGT | -1 | 0.30917 | 12 | 12 |  |  | -2.106 | 12 | -0.30917 | -3.71 |  |  |  |  | 0 | 0
48852 | SRB_GN2_2 | 2 | Houston | YES | -0.17552 | 140.8 | 26 | 176 | 0 | 1.0217 | GST | -1 | 0.30919 | 176 | 176 |  |  | -30.8908 | 176 | -0.30919 | -54.4173 |  |  |  |  | 0 | 0
48851 | SRB_GN1_1 | 1 | Houston | YES | -0.17554 | 132 | 26 | 165 | 0 | 1.0217 | GST | -1 | 0.30922 | 165 | 165 |  |  | -28.9644 | 165 | -0.30922 | -51.0206 |  |  |  |  | 0 | 0
48551 | CAL_GT1_8045 | 1 | Houston | YES | -0.17555 | 149 | 0 | 149 | 0 | 1.0326 | Cogen | -1 | 0.30922 | 0 | 0 |  |  | 0 | 0 | -0.30922 | 0 |  |  |  |  | 0 | 0
48552 | CAL_ST1_8000 | 2 | Houston | YES | -0.17555 | 65.1 | 0 | 65.1 | 0 | 1.0326 | Cogen | -1 | 0.30922 | 0 | 0 |  |  | 0 | 0 | -0.30922 | 0 |  |  |  |  | 0 | 0
48853 | SRB_GN3_3 | 3 | Houston | YES | -0.17563 | 170.4 | 35 | 213 |  | 1.0326 | GST | -1 | 0.30931 | 213 | 213 |  |  | -37.4098 | 213 | -0.30931 | -65.8823 |  |  |  |  | 0 | 0
48845 | SOL_GT1 | 1 | Houston | YES | -0.17564 | 16.2 | 15.4 | 16.2 |  | 1.0326 | Solar | -1 | 0.30931 | 16.2 | 16.2 |  |  | -2.8454 | 16.2 | -0.30931 | -5.0109 |  |  |  |  | 0 | 0
48611 | DIB_GT1_8080 | 1 | Houston | YES | -0.17564 | 64 | 0 | 64 | 0 | 1.0326 | Cogen | -1 | 0.30932 | 0 | 0 |  |  | 0 | 0 | -0.30932 | 0 |  |  |  |  | 0 | 0
48612 | DIB_GT2_8075 | 2 | Houston | YES | -0.17564 | 63.2 | 0 | 63.2 | 0 | 1.0326 | Cogen | -1 | 0.30932 | 0 | 0 |  |  | 0 | 0 | -0.30932 | 0 |  |  |  |  | 0 | 0
48613 | DIB_ST1_8085 | 3 | Houston | YES | -0.17564 | 67.9 | 30 | 82.6 | 0 | 1.0326 | Cogen | -1 | 0.30932 | 0 | 0 |  |  | 0 | 0 | -0.30932 | 0 |  |  |  |  | 0 | 0
48614 | DIB_GT3_8090 | 4 | Houston | YES | -0.17564 | 73.6 | 15 | 73.6 | 0 | 1.0326 | Cogen | -1 | 0.30932 | 0 | 0 |  |  | 0 | 0 | -0.30932 | 0 |  |  |  |  | 0 | 0
48854 | SRB_GN4_4 | 4 | Houston | YES | -0.17565 | 182.4 | 35 | 228 | 0 | 1.0326 | GST | -1 | 0.30933 | 228 | 228 |  |  | -40.0491 | 228 | -0.30933 | -70.5267 |  |  |  |  | 0 | 0
48740 | PSG_GN2_8050 | 1 | Houston | YES | -0.17566 | 182 | 60 | 182 | 0 | 1.0326 | Cogen | -1 | 0.30933 | 0 | 0 |  |  | 0 | 0 | -0.30933 | 0 |  |  |  |  | 0 | 0
48741 | PSG_GT2_8040 | 1 | Houston | YES | -0.17566 | 158.6 | 50 | 158.6 | 0 | 1.0326 | Cogen | -1 | 0.30933 | 0 | 0 |  |  | 0 | 0 | -0.30933 | 0 |  |  |  |  | 0 | 0
48742 | PSG_GT3_8060 | 1 | Houston | YES | -0.17566 | 157 | 50 | 157 | 0 | 1.0326 | Cogen | -1 | 0.30933 | 0 | 0 |  |  | 0 | 0 | -0.30933 | 0 |  |  |  |  | 0 | 0
366 | JNSNCNTY802 | 1 | North | YES | 0.13805 | 168 | 20 | 168 | 0 | 1.02 | Cogen | 1 | 0.30966 | 0 | 0 | 0 | 0 |  |  | 0.30966 | 0 |  |  |  |  | 0 | 0
367 | JNSNCNTY802 | 2 | North | YES | 0.13805 | 90 | 20 | 90 | 0 | 1.02 | Cogen | 1 | 0.30966 | 0 | 0 | 0 | 0 |  |  | 0.30966 | 0 |  |  |  |  | 0 | 0
503 | NTHTEXAS01 | 1 | North | YES | 0.13807 | 0 | 5 | 18 |  | 1.015 | GST | 1 | 0.30968 | 18 | 18 | 2.4853 | 18 |  |  | 0.30968 | 5.5742 |  |  |  |  | 0 | 0
504 | NTHTEXAS02 | 2 | North | YES | 0.13807 | 14.4 | 5 | 18 |  | 1.015 | GST | 1 | 0.30968 | 18 | 18 | 2.4853 | 18 |  |  | 0.30968 | 5.5742 |  |  |  |  | 0 | 0
505 | NTHTEXAS03 | 3 | North | YES | 0.13807 | 30.4 | 15 | 38 |  | 1.015 | GST | 1 | 0.30968 | 38 | 38 | 5.2467 | 38 |  |  | 0.30968 | 11.7678 |  |  |  |  | 0 | 0
48820 | SHELLG1_3015 | 1 | Houston | YES | -0.17614 | 71 | 34.5 | 71 |  | 1.029 | Cogen | -1 | 0.30981 | 0 | 0 |  |  | 0 | 0 | -0.30981 | 0 |  |  |  |  | 0 | 0
48821 | SHELLG2 | 2 | Houston | YES | -0.17614 | 72 | 34.5 | 72 |  | 1.029 | Cogen | -1 | 0.30981 | 0 | 0 |  |  | 0 | 0 | -0.30981 | 0 |  |  |  |  | 0 | 0
48822 | SHELLG3_3020 | 2 | Houston | YES | -0.17614 | 30 | 0 | 30 |  | 1.029 | Cogen | -1 | 0.30981 | 0 | 0 |  |  | 0 | 0 | -0.30981 | 0 |  |  |  |  | 0 | 0
48822 | SHELLG3_3020 | 1 | Houston | YES | -0.17614 | 39 | 0 | 39 |  | 1.029 | Cogen | -1 | 0.30981 | 0 | 0 |  |  | 0 | 0 | -0.30981 | 0 |  |  |  |  | 0 | 0
1895 | DECRDOVA_5G | D | North | YES | 0.13841 | 65 | 65 | 68 | 0 | 1.025 | GGT | 1 | 0.31001 | 68 | 68 | 9.4118 | 68 |  |  | 0.31001 | 21.081 |  |  |  |  | 0 | 0
1893 | DECRDOVA_3G | B | North | YES | 0.13841 | 65 | 65 | 69 | 0 | 1.025 | GGT | 1 | 0.31001 | 69 | 69 | 9.5502 | 69 |  |  | 0.31001 | 21.391 |  |  |  |  | 0 | 0
1894 | DECRDOVA_4G | C | North | YES | 0.13841 | 65 | 65 | 69 | 0 | 1.025 | GGT | 1 | 0.31001 | 69 | 69 | 9.5502 | 69 |  |  | 0.31001 | 21.391 |  |  |  |  | 0 | 0
1892 | DECRDOVA_2G | A | North | YES | 0.13841 | 65 | 65 | 70 | 0 | 1.025 | GGT | 1 | 0.31001 | 70 | 70 | 9.6886 | 70 |  |  | 0.31001 | 21.701 |  |  |  |  | 0 | 0
1453 | WCPWRCO_1G | 1 | North | YES | 0.1386 | 204 | 50 | 204 | 0 | 1.02 | CC | 1 | 0.3102 | 204 | 204 | 28.2742 | 204 |  |  | 0.3102 | 63.2818 |  |  |  |  | 0 | 0
1454 | WCPWRCO_2G | 2 | North | YES | 0.1386 | 204 | 50 | 204 | 0 | 1.02 | CC | 1 | 0.3102 | 204 | 204 | 28.2742 | 204 |  |  | 0.3102 | 63.2818 |  |  |  |  | 0 | 0
1455 | WCPWRCO_3G | 3 | North | YES | 0.1386 | 242 | 50 | 242 |  | 1.02 | CC | 1 | 0.3102 | 242 | 242 | 33.541 | 242 |  |  | 0.3102 | 75.0696 |  |  |  |  | 0 | 0
1898 | COMCHEPK_1G | 1 | North | YES | 0.13888 | 1217 | 1150 | 1217 | 0 | 1.032 | Nuc | 1 | 0.31048 | 0 | 0 | 0 | 0 |  |  | 0.31048 | 0 |  |  |  |  | 0 | 0
1899 | COMCHEPK_2G | 2 | North | YES | 0.13888 | 1159 | 1128 | 1159 | 0 | 1.032 | Nuc | 1 | 0.31048 | 0 | 0 | 0 | 0 |  |  | 0.31048 | 0 |  |  |  |  | 0 | 0
48500 | APD_GT1_8005 | 1 | Houston | YES | -0.17682 | 137.6 | 54.6 | 137.6 | 0 | 1.0362 | Cogen | -1 | 0.31049 | 0 | 0 |  |  | 0 | 0 | -0.31049 | 0 |  |  |  |  | 0 | 0
48511 | LPE_GT1_8070 | 1 | Houston | YES | -0.17696 | 42 | 0 | 42 | 0 | 1.0362 | GGT | -1 | 0.31064 | 42 | 42 |  |  | -7.4325 | 42 | -0.31064 | -13.0468 |  |  |  |  | 0 | 0
48512 | LPE_GT2_8075 | 2 | Houston | YES | -0.17696 | 42 | 0 | 42 | 0 | 1.0362 | GGT | -1 | 0.31064 | 42 | 42 |  |  | -7.4325 | 42 | -0.31064 | -13.0468 |  |  |  |  | 0 | 0
48513 | LPE_GT3_8080 | 3 | Houston | YES | -0.17696 | 39 | 0 | 39 | 0 | 1.0362 | GGT | -1 | 0.31064 | 39 | 39 |  |  | -6.9016 | 39 | -0.31064 | -12.1149 |  |  |  |  | 0 | 0
48514 | LPE_GT4_8085 | 4 | Houston | YES | -0.17696 | 39 | 0 | 39 | 0 | 1.0362 | GGT | -1 | 0.31064 | 39 | 39 |  |  | -6.9016 | 39 | -0.31064 | -12.1149 |  |  |  |  | 0 | 0
48593 | CHE_GT1_8015 | 1 | Houston | YES | -0.17707 | 173 | 50 | 173 | 0 | 1.0362 | Cogen | -1 | 0.31075 | 0 | 0 |  |  | 0 | 0 | -0.31075 | 0 |  |  |  |  | 0 | 0
48594 | CHE_GN4_8025 | 4 | Houston | YES | -0.17707 | 142 | 60 | 142 | 0 | 1.0362 | Cogen | -1 | 0.31075 | 0 | 0 |  |  | 0 | 0 | -0.31075 | 0 |  |  |  |  | 0 | 0
1878 | WLFHOLW_2G | 2 | North | YES | 0.13923 | 215.7 | 105 | 215.7 | 0 | 1.032 | CC | 1 | 0.31084 | 215.7 | 215.7 | 30.0326 | 215.7 |  |  | 0.31084 | 67.048 |  |  |  |  | 0 | 0
1877 | WLFHOLW_1G | 1 | North | YES | 0.13923 | 217.3 | 89.2 | 217.3 | 0 | 1.032 | CC | 1 | 0.31084 | 217.3 | 217.3 | 30.2553 | 217.3 |  |  | 0.31084 | 67.5453 |  |  |  |  | 0 | 0
1879 | WLFHOLW_3G | 3 | North | YES | 0.13923 | 272.4 | 89.2 | 272.4 | 0 | 1.032 | CC | 1 | 0.31084 | 272.4 | 272.4 | 37.9271 | 272.4 |  |  | 0.31084 | 84.6725 |  |  |  |  | 0 | 0
581 | JCKCNTY802 | 2 | North | YES | 0.13945 | 147 | 0 | 147 | 0 | 1.022 | CC | 1 | 0.31106 | 147 | 147 | 20.4997 | 147 |  |  | 0.31106 | 45.7258 |  |  |  |  | 0 | 0
582 | JCKCNTY803 | 3 | North | YES | 0.13945 | 147 | 0 | 147 | 0 | 1.022 | CC | 1 | 0.31106 | 147 | 147 | 20.4997 | 147 |  |  | 0.31106 | 45.7258 |  |  |  |  | 0 | 0
580 | JCKCNTY801 | 1 | North | YES | 0.13945 | 288 | 0 | 288 | 0 | 1.022 | CC | 1 | 0.31106 | 288 | 288 | 40.1628 | 288 |  |  | 0.31106 | 89.5853 |  |  |  |  | 0 | 0
1889 | DECRDOVA_1G | 1 | North | YES | 0.13948 | 779 | 255 | 779 | 0 | 1.02 | GSC | 1 | 0.31108 | 779 | 779 | 108.6526 | 779 |  |  | 0.31108 | 242.3336 |  |  |  |  | 0 | 0
32886 | BRYN_ATKINS3 | MB | North | YES | 0.13956 | 0 | 5 | 12 |  | 1 | GST | 1 | 0.31117 | 0 | 0 | 0 | 0 |  |  | 0.31117 | 0 |  |  |  |  | 0 | 0
32887 | BRYN_ATKINS6 | MB | North | YES | 0.13956 | 0 | 12 | 51 |  | 1.028 | GST | 1 | 0.31117 | 0 | 0 | 0 | 0 |  |  | 0.31117 | 0 |  |  |  |  | 0 | 0
32890 | BRYN_ATKINS4 | MB | North | YES | 0.13956 | 0 | 5 | 22 |  | 1.031 | GST | 1 | 0.31117 | 0 | 0 | 0 | 0 |  |  | 0.31117 | 0 |  |  |  |  | 0 | 0
32891 | BRYN_ATKINS5 | MB | North | YES | 0.13956 | 0 | 5 | 25 |  | 1.031 | GST | 1 | 0.31117 | 0 | 0 | 0 | 0 |  |  | 0.31117 | 0 |  |  |  |  | 0 | 0
32888 | BRYN_ATKINS7 | 1 | North | YES | 0.13956 | 13.6 | 4 | 17 |  | 1.028 | GGT | 1 | 0.31117 | 17 | 17 | 2.3726 | 17 |  |  | 0.31117 | 5.2899 |  |  |  |  | 0 | 0
48874 | THW_ST4_ST_4 | 4 | Houston | YES | -0.17808 | 108 | 19 | 108 | 0 | 1.0435 | CC | -1 | 0.31175 | 108 | 108 |  |  | -19.2323 | 108 | -0.31175 | -33.669 |  |  |  |  | 0 | 0
48873 | THW_ST3_ST_3 | 3 | Houston | YES | -0.17808 | 107 | 19 | 107 | 0 | 1.0435 | CC | -1 | 0.31175 | 107 | 107 |  |  | -19.0542 | 107 | -0.31175 | -33.3573 |  |  |  |  | 0 | 0
48881 | THW_4344 | G | Houston | YES | -0.17808 | 58 | 5 | 58 | 0 | 1.0435 | CC | -1 | 0.31175 | 58 | 58 |  |  | -10.3285 | 58 | -0.31175 | -18.0815 |  |  |  |  | 0 | 0
48881 | THW_4344 | H | Houston | YES | -0.17808 | 58 | 5 | 58 | 0 | 1.0435 | CC | -1 | 0.31175 | 58 | 58 |  |  | -10.3285 | 58 | -0.31175 | -18.0815 |  |  |  |  | 0 | 0
48877 | THW_3334 | D | Houston | YES | -0.17808 | 57 | 5 | 57 | 0 | 1.0435 | CC | -1 | 0.31175 | 57 | 57 |  |  | -10.1504 | 57 | -0.31175 | -17.7698 |  |  |  |  | 0 | 0
48879 | THW_4142 | E | Houston | YES | -0.17808 | 56 | 5 | 56 | 0 | 1.0435 | CC | -1 | 0.31175 | 56 | 56 |  |  | -9.9723 | 56 | -0.31175 | -17.458 |  |  |  |  | 0 | 0
48875 | THW_3132 | A | Houston | YES | -0.17808 | 55 | 5 | 55 | 0 | 1.0435 | CC | -1 | 0.31175 | 55 | 55 |  |  | -9.7942 | 55 | -0.31175 | -17.1463 |  |  |  |  | 0 | 0
48877 | THW_3334 | C | Houston | YES | -0.17808 | 55 | 5 | 55 | 0 | 1.0435 | CC | -1 | 0.31175 | 55 | 55 |  |  | -9.7942 | 55 | -0.31175 | -17.1463 |  |  |  |  | 0 | 0
48879 | THW_4142 | F | Houston | YES | -0.17808 | 55 | 5 | 55 | 0 | 1.0435 | CC | -1 | 0.31175 | 55 | 55 |  |  | -9.7942 | 55 | -0.31175 | -17.1463 |  |  |  |  | 0 | 0
48875 | THW_3132 | B | Houston | YES | -0.17808 | 53 | 5 | 53 | 0 | 1.0435 | CC | -1 | 0.31175 | 53 | 53 |  |  | -9.4381 | 53 | -0.31175 | -16.5228 |  |  |  |  | 0 | 0
32798 | BRYN_TAMUGEN | 1 | North | YES | 0.14058 | 32 | 0 | 32 |  | 1.02 | GST | 1 | 0.31219 | 32 | 32 | 4.4986 | 32 |  |  | 0.31219 | 9.99 |  |  |  |  | 0 | 0
1861 | EAGLEMNT_1G | MB | North | YES | 0.14082 | 0 | 30 | 112 |  | 1.022 | GST | 1 | 0.31243 | 0 | 0 | 0 | 0 |  |  | 0.31243 | 0 |  |  |  |  | 0 | 0
1862 | EAGLEMNT_2G | MB | North | YES | 0.14082 | 0 | 40 | 100 |  | 1.022 | GST | 1 | 0.31243 | 0 | 0 | 0 | 0 |  |  | 0.31243 | 0 |  |  |  |  | 0 | 0
1863 | EAGLEMNT_3G | MB | North | YES | 0.14082 | 0 | 50 | 378 |  | 1.022 | GST | 1 | 0.31243 | 0 | 0 | 0 | 0 |  |  | 0.31243 | 0 |  |  |  |  | 0 | 0
48582 | CBY_GN2_2 | 2 | Houston | YES | -0.17886 | 596.8 | 110 | 746 | 0 | 1.0435 | GSC | -1 | 0.31253 | 746 | 746 |  |  | -133.4266 | 746 | -0.31253 | -233.147 |  |  |  |  | 0 | 0
728 | WOLFRIDGE801 | 1 | North | YES | 0.14099 | 11.2 | 0 | 112.5 | 0 | 0.99 | Wind | 1 | 0.3126 | 0 | 112.5 | 15.8614 | 112.5 |  |  | 0.3126 | 35.167 |  |  |  |  | 0 | 0
1944 | MDLTHELP_4G | 4 | North | YES | 0.14104 | 211 | 74 | 211 | 0 | 1 | CC | 1 | 0.31264 | 211 | 211 | 29.7592 | 211 |  |  | 0.31264 | 65.9681 |  |  |  |  | 0 | 0
1943 | MDLTHELP_3G | 3 | North | YES | 0.14104 | 212 | 74 | 212 | 0 | 1 | CC | 1 | 0.31264 | 212 | 212 | 29.9003 | 212 |  |  | 0.31264 | 66.2807 |  |  |  |  | 0 | 0
1937 | MDLTHELP_5G | 5 | North | YES | 0.14104 | 224 | 74 | 224 | 0 | 1 | CC | 1 | 0.31264 | 224 | 224 | 31.5927 | 224 |  |  | 0.31264 | 70.0325 |  |  |  |  | 0 | 0
1938 | MDLTHELP_6G | 6 | North | YES | 0.14104 | 226 | 74 | 226 | 0 | 1 | CC | 1 | 0.31264 | 226 | 226 | 31.8748 | 226 |  |  | 0.31264 | 70.6578 |  |  |  |  | 0 | 0
48883 | THW_GT1_GT_1 | B2 | Houston | YES | -0.17928 | 0 | 0 | 12 |  | 1.043 | GGT | -1 | 0.31295 | 12 | 12 |  |  | -2.1513 | 12 | -0.31295 | -3.7554 |  |  |  |  | 0 | 0
49803 | EXN_15GT | 1 | Houston | YES | -0.17939 | 33 | 8.3 | 34 |  | 1.0326 | Cogen | -1 | 0.31307 | 0 | 0 |  |  | 0 | 0 | -0.31307 | 0 |  |  |  |  | 0 | 0
49804 | EXN_16GT | 2 | Houston | YES | -0.17939 | 32 | 8.3 | 34.7 |  | 1.0326 | Cogen | -1 | 0.31307 | 0 | 0 |  |  | 0 | 0 | -0.31307 | 0 |  |  |  |  | 0 | 0
49805 | EXN_17GT | 3 | Houston | YES | -0.17939 | 31 | 8.3 | 32.7 |  | 1.0326 | Cogen | -1 | 0.31307 | 0 | 0 |  |  | 0 | 0 | -0.31307 | 0 |  |  |  |  | 0 | 0
49826 | EXN938GT | 5 | Houston | YES | -0.17939 | 43 | 9.2 | 45.9 |  | 1.0326 | Cogen | -1 | 0.31307 | 0 | 0 |  |  | 0 | 0 | -0.31307 | 0 |  |  |  |  | 0 | 0
49828 | EXN941GT | 10 | Houston | YES | -0.17939 | 17.7 | 5.4 | 17.7 | 0 | 1.0326 | Cogen | -1 | 0.31307 | 0 | 0 |  |  | 0 | 0 | -0.31307 | 0 |  |  |  |  | 0 | 0
49829 | EXN942GT | 11 | Houston | YES | -0.17939 | 20 | 5.4 | 20.4 | 0 | 1.0326 | Cogen | -1 | 0.31307 | 0 | 0 |  |  | 0 | 0 | -0.31307 | 0 |  |  |  |  | 0 | 0
49830 | EXN943GT | 12 | Houston | YES | -0.17939 | 19 | 5.4 | 19.9 | 0 | 1.0326 | Cogen | -1 | 0.31307 | 0 | 0 |  |  | 0 | 0 | -0.31307 | 0 |  |  |  |  | 0 | 0
49831 | EXN944GT | 13 | Houston | YES | -0.17939 | 33 | 5.4 | 35 | 0 | 1.0326 | Cogen | -1 | 0.31307 | 0 | 0 |  |  | 0 | 0 | -0.31307 | 0 |  |  |  |  | 0 | 0
49832 | EXN945GT | 9 | Houston | YES | -0.17939 | 18.5 | 9.2 | 18.5 |  | 1.0326 | Cogen | -1 | 0.31307 | 0 | 0 |  |  | 0 | 0 | -0.31307 | 0 |  |  |  |  | 0 | 0
49837 | EXN_GT | 4 | Houston | YES | -0.17939 | 81 | 21.3 | 85.4 |  | 1.0326 | Cogen | -1 | 0.31307 | 0 | 0 |  |  | 0 | 0 | -0.31307 | 0 |  |  |  |  | 0 | 0
49838 | EXN_14GT | 14 | Houston | YES | -0.17939 | 140 | 0 | 148 |  | 1.0326 | Cogen | -1 | 0.31307 | 0 | 0 |  |  | 0 | 0 | -0.31307 | 0 |  |  |  |  | 0 | 0
1947 | HANDLEY_3G | 3 | North | YES | 0.14158 | 316 | 100 | 395 | 0 | 1.022 | GST | 1 | 0.31318 | 395 | 395 | 55.9237 | 395 |  |  | 0.31318 | 123.708 |  |  |  |  | 0 | 0
1949 | HANDLEY_5G | 5 | North | YES | 0.14158 | 348 | 150 | 435 | 0 | 1.022 | GST | 1 | 0.31318 | 435 | 435 | 61.5869 | 435 |  |  | 0.31318 | 136.2354 |  |  |  |  | 0 | 0
1948 | HANDLEY_4G | 4 | North | YES | 0.14175 | 348 | 150 | 435 | 0 | 1.022 | GST | 1 | 0.31336 | 435 | 435 | 61.6621 | 435 |  |  | 0.31336 | 136.3107 |  |  |  |  | 0 | 0
48651 | EP_1_2 | 1 | Houston | YES | -0.17992 | 4 | 0 | 5 | 0 | 1.0362 | Cogen | -1 | 0.31359 | 0 | 0 |  |  | 0 | 0 | -0.31359 | 0 |  |  |  |  | 0 | 0
48651 | EP_1_2 | 2 | Houston | YES | -0.17992 | 17.7 | 10 | 21 | 0 | 1.0362 | Cogen | -1 | 0.31359 | 0 | 0 |  |  | 0 | 0 | -0.31359 | 0 |  |  |  |  | 0 | 0
48940 | WARVUE_GT1 | G1 | Houston | YES | -0.17993 | 15 | 0 | 15 |  | 1.021 | Cogen | -1 | 0.31361 | 0 | 0 |  |  | 0 | 0 | -0.31361 | 0 |  |  |  |  | 0 | 0
48581 | CBY_GN1_1 | 1 | Houston | YES | -0.17995 | 595.2 | 108 | 744 | 0 | 1.0435 | GSC | -1 | 0.31362 | 744 | 744 |  |  | -133.8821 | 744 | -0.31362 | -233.3351 |  |  |  |  | 0 | 0
48791 | PSA_GT1_8160 | 1 | Houston | YES | -0.17997 | 52 | 20.8 | 65 | 0 | 1.0362 | Cogen | -1 | 0.31365 | 0 | 0 |  |  | 0 | 0 | -0.31365 | 0 |  |  |  |  | 0 | 0
48792 | PSA_GT2_8155 | 2 | Houston | YES | -0.17997 | 52.8 | 20.3 | 66 | 0 | 1.0362 | Cogen | -1 | 0.31365 | 0 | 0 |  |  | 0 | 0 | -0.31365 | 0 |  |  |  |  | 0 | 0
48793 | PSA_GT3_8150 | 3 | Houston | YES | -0.17997 | 56 | 20.3 | 70 | 0 | 1.0362 | Cogen | -1 | 0.31365 | 0 | 0 |  |  | 0 | 0 | -0.31365 | 0 |  |  |  |  | 0 | 0
48794 | PSA_GT4_8145 | 4 | Houston | YES | -0.17997 | 52.8 | 20.3 | 66 | 0 | 1.0362 | Cogen | -1 | 0.31365 | 0 | 0 |  |  | 0 | 0 | -0.31365 | 0 |  |  |  |  | 0 | 0
48795 | PSA_GT5_8140 | 5 | Houston | YES | -0.17997 | 51.2 | 20.3 | 64 | 0 | 1.0362 | Cogen | -1 | 0.31365 | 0 | 0 |  |  | 0 | 0 | -0.31365 | 0 |  |  |  |  | 0 | 0
48796 | PSA_GN1_8165 | 1 | Houston | YES | -0.17997 | 83.2 | 43.1 | 104 | 0 | 1.0362 | Cogen | -1 | 0.31365 | 0 | 0 |  |  | 0 | 0 | -0.31365 | 0 |  |  |  |  | 0 | 0
48797 | PSA_GT6_8135 | 6 | Houston | YES | -0.17997 | 47.2 | 34.5 | 59 | 0 | 1.0362 | Cogen | -1 | 0.31365 | 0 | 0 |  |  | 0 | 0 | -0.31365 | 0 |  |  |  |  | 0 | 0
923 | SPENCER_G4 | 1 | North | YES | 0.14212 | 48 | 20 | 61 | 0 | 1.03 | GST | 1 | 0.31373 | 61 | 61 | 8.6696 | 61 |  |  | 0.31373 | 19.1375 |  |  |  |  | 0 | 0
924 | SPENCER_G5 | 1 | North | YES | 0.14212 | 52 | 20 | 66 | 0 | 1.03 | GST | 1 | 0.31373 | 66 | 66 | 9.3802 | 66 |  |  | 0.31373 | 20.7062 |  |  |  |  | 0 | 0
1942 | MDLTHELP_2G | 2 | North | YES | 0.14223 | 216.1 | 74 | 216.1 | 0 | 1 | CC | 1 | 0.31383 | 216.1 | 216.1 | 30.7353 | 216.1 |  |  | 0.31383 | 67.8193 |  |  |  |  | 0 | 0
1941 | MDLTHELP_1G | 1 | North | YES | 0.14223 | 216.4 | 74 | 216.4 | 0 | 1 | CC | 1 | 0.31383 | 216.4 | 216.4 | 30.7779 | 216.4 |  |  | 0.31383 | 67.9134 |  |  |  |  | 0 | 0
48815 | CVC_GT4_8005 | 4 | Houston | YES | -0.18026 | 165 | 91.8 | 165 |  | 1.0362 | Cogen | -1 | 0.31393 | 0 | 0 |  |  | 0 | 0 | -0.31393 | 0 |  |  |  |  | 0 | 0
48583 | CBY_GT4_1 | 1 | Houston | YES | -0.18041 | 172 | 0 | 172 | 0 | 1.027 | GSC | -1 | 0.31408 | 172 | 172 |  |  | -31.0302 | 172 | -0.31408 | -54.022 |  |  |  |  | 0 | 0
48584 | CBY_GT4_2 | 2 | Houston | YES | -0.18041 | 172 | 0 | 172 | 0 | 1.027 | CC | -1 | 0.31408 | 172 | 172 |  |  | -31.0302 | 172 | -0.31408 | -54.022 |  |  |  |  | 0 | 0
48585 | CBY_ST4_1 | 3 | Houston | YES | -0.18041 | 172 | 0 | 172 | 0 | 1.027 | CC | -1 | 0.31408 | 172 | 172 |  |  | -31.0302 | 172 | -0.31408 | -54.022 |  |  |  |  | 0 | 0
48598 | BTE_ST1_8070 | 4 | Houston | YES | -0.18131 | 269.2 | 60 | 269.2 | 0 | 1.0261 | CC | -1 | 0.31499 | 269.2 | 269.2 |  |  | -48.8095 | 269.2 | -0.31499 | -84.7944 |  |  |  |  | 0 | 0
48595 | BTE_GT2_8075 | 1 | Houston | YES | -0.18131 | 162.8 | 130 | 162.8 | 0 | 1.0261 | CC | -1 | 0.31499 | 162.8 | 162.8 |  |  | -29.5178 | 162.8 | -0.31499 | -51.2798 |  |  |  |  | 0 | 0
48596 | BTE_GT3_8045 | 2 | Houston | YES | -0.18131 | 161.4 | 130 | 161.4 | 0 | 1.0261 | CC | -1 | 0.31499 | 161.4 | 161.4 |  |  | -29.2639 | 161.4 | -0.31499 | -50.8388 |  |  |  |  | 0 | 0
48597 | BTE_GT4_8055 | 3 | Houston | YES | -0.18131 | 158.9 | 130 | 158.9 | 0 | 1.0261 | CC | -1 | 0.31499 | 158.9 | 158.9 |  |  | -28.8106 | 158.9 | -0.31499 | -50.0513 |  |  |  |  | 0 | 0
12323 | ENNSTRAC_2G | 2 | North | YES | 0.14339 | 116 | 100 | 116 | 0 | 1.036 | CC | 1 | 0.315 | 116 | 116 | 16.6336 | 116 |  |  | 0.315 | 36.5399 |  |  |  |  | 0 | 0
12322 | ENNSTRAC_1G | 1 | North | YES | 0.14339 | 196 | 130 | 196 | 0 | 1.036 | CC | 1 | 0.315 | 196 | 196 | 28.105 | 196 |  |  | 0.315 | 61.7398 |  |  |  |  | 0 | 0
48690 | GBY_GN5_5 | 5 | Houston | YES | -0.18161 | 318.4 | 81 | 398 |  | 1.0362 | GSC | -1 | 0.31529 | 398 | 398 |  |  | -72.2816 | 398 | -0.31529 | -125.4836 |  |  |  |  | 0 | 0
48885 | THW_5152 | B | Houston | YES | -0.18201 | 47.2 | 5 | 59 |  | 1.0319 | GGT | -1 | 0.31568 | 59 | 59 |  |  | -10.7386 | 59 | -0.31568 | -18.6254 |  |  |  |  | 0 | 0
48887 | THW_5556 | E | Houston | YES | -0.18201 | 47.2 | 5 | 59 |  | 1.0319 | GGT | -1 | 0.31568 | 59 | 59 |  |  | -10.7386 | 59 | -0.31568 | -18.6254 |  |  |  |  | 0 | 0
48885 | THW_5152 | A | Houston | YES | -0.18201 | 46.4 | 5 | 58 |  | 1.0319 | GGT | -1 | 0.31568 | 58 | 58 |  |  | -10.5566 | 58 | -0.31568 | -18.3097 |  |  |  |  | 0 | 0
48886 | THW_5354 | D | Houston | YES | -0.18201 | 46.4 | 5 | 58 |  | 1.0319 | GGT | -1 | 0.31568 | 58 | 58 |  |  | -10.5566 | 58 | -0.31568 | -18.3097 |  |  |  |  | 0 | 0
48886 | THW_5354 | C | Houston | YES | -0.18201 | 45.6 | 5 | 57 |  | 1.0319 | GGT | -1 | 0.31568 | 57 | 57 |  |  | -10.3746 | 57 | -0.31568 | -17.994 |  |  |  |  | 0 | 0
48887 | THW_5556 | F | Houston | YES | -0.18201 | 45.6 | 5 | 57 |  | 1.0319 | GGT | -1 | 0.31568 | 57 | 57 |  |  | -10.3746 | 57 | -0.31568 | -17.994 |  |  |  |  | 0 | 0
3126 | TRINIDAD_6G | 1 | North | YES | 0.1441 | 179.2 | 46 | 224 | 0 | 1 | GST | 1 | 0.3157 | 224 | 224 | 32.2782 | 224 |  |  | 0.3157 | 70.7179 |  |  |  |  | 0 | 0
2381 | NTHLK1_G | 1 | North | YES | 0.14421 | 0 | 35 | 156 |  | 1.022 | GST | 1 | 0.31581 | 156 | 156 | 22.4964 | 156 |  |  | 0.31581 | 49.267 |  |  |  |  | 0 | 0
2382 | NTHLK2_G | 2 | North | YES | 0.14421 | 0 | 35 | 181 |  | 1.022 | GST | 1 | 0.31581 | 181 | 181 | 26.1016 | 181 |  |  | 0.31581 | 57.1623 |  |  |  |  | 0 | 0
2383 | NTHLK3_G | 3 | North | YES | 0.14421 | 0 | 50 | 329 |  | 1.022 | GST | 1 | 0.31581 | 329 | 329 | 47.4444 | 329 |  |  | 0.31581 | 103.9028 |  |  |  |  | 0 | 0
2371 | COLLIN_1G | MB | North | YES | 0.1443 | 0 | 40 | 138 |  | 1.022 | GST | 1 | 0.3159 | 0 | 0 | 0 | 0 |  |  | 0.3159 | 0 |  |  |  |  | 0 | 0
6948 | DENISNDM | 1 | North | YES | 0.1448 | 40 | 5 | 40 |  | 1.015 | Hydro | 1 | 0.3164 | 0 | 0 | 0 | 0 |  |  | 0.3164 | 0 |  |  |  |  | 0 | 0
6948 | DENISNDM | 2 | North | YES | 0.1448 | 31 | 5 | 40 |  | 1.015 | Hydro | 1 | 0.3164 | 0 | 0 | 0 | 0 |  |  | 0.3164 | 0 |  |  |  |  | 0 | 0
1687 | VALLEY_1G | 1 | North | YES | 0.14497 | 136 | 15 | 170 | 0 | 1.029 | GST | 1 | 0.31658 | 170 | 170 | 24.6451 | 170 |  |  | 0.31658 | 53.8181 |  |  |  |  | 0 | 0
1688 | VALLEY_2G | 2 | North | YES | 0.14497 | 527 | 90 | 527 | 0 | 1.029 | GSC | 1 | 0.31658 | 527 | 527 | 76.3997 | 527 |  |  | 0.31658 | 166.836 |  |  |  |  | 0 | 0
2414 | MTCK7_G | 7 | North | YES | 0.14515 | 0 | 30 | 115 |  | 1.022 | GST | 1 | 0.31676 | 115 | 115 | 16.6927 | 115 |  |  | 0.31676 | 36.4274 |  |  |  |  | 0 | 0
2413 | MTCK6_G | 6 | North | YES | 0.14515 | 0 | 30 | 118 |  | 1.022 | GST | 1 | 0.31676 | 118 | 118 | 17.1282 | 118 |  |  | 0.31676 | 37.3777 |  |  |  |  | 0 | 0
2417 | MTCK8_G | 8 | North | YES | 0.14515 | 444.8 | 60 | 556 | 0 | 1.022 | GSC | 1 | 0.31676 | 556 | 556 | 80.7056 | 556 |  |  | 0.31676 | 176.1185 |  |  |  |  | 0 | 0
11691 | KMICHICT1_G | 1 | North | YES | 0.1452 | 144 | 80 | 144 | 0 | 1.026 | CC | 1 | 0.31681 | 144 | 144 | 20.9088 | 144 |  |  | 0.31681 | 45.6201 |  |  |  |  | 0 | 0
11694 | KMICHICT4_G | 4 | North | YES | 0.1452 | 144 | 80 | 144 | 0 | 1.026 | CC | 1 | 0.31681 | 144 | 144 | 20.9088 | 144 |  |  | 0.31681 | 45.6201 |  |  |  |  | 0 | 0
11692 | KMICHICT2_G | 2 | North | YES | 0.1452 | 146 | 80 | 146 | 0 | 1.026 | CC | 1 | 0.31681 | 146 | 146 | 21.1992 | 146 |  |  | 0.31681 | 46.2537 |  |  |  |  | 0 | 0
11695 | KMICHICT5_G | 5 | North | YES | 0.1452 | 148 | 80 | 148 | 0 | 1.026 | CC | 1 | 0.31681 | 148 | 148 | 21.4896 | 148 |  |  | 0.31681 | 46.8873 |  |  |  |  | 0 | 0
11696 | KMICHIST6_G | 6 | North | YES | 0.1452 | 310 | 60 | 310 | 0 | 1.026 | CC | 1 | 0.31681 | 310 | 310 | 45.012 | 310 |  |  | 0.31681 | 98.2098 |  |  |  |  | 0 | 0
11693 | KMICHIST3_G | 3 | North | YES | 0.1452 | 312 | 60 | 312 | 0 | 1.026 | CC | 1 | 0.31681 | 312 | 312 | 45.3024 | 312 |  |  | 0.31681 | 98.8435 |  |  |  |  | 0 | 0
1689 | VALLEY_3G | 3 | North | YES | 0.1452 | 0 | 25 | 375 |  | 1.003 | GST | 1 | 0.31681 | 375 | 375 | 54.45 | 375 |  |  | 0.31681 | 118.8022 |  |  |  |  | 0 | 0
1679 | LAMARPWR_2G | 2 | North | YES | 0.14529 | 156 | 67.7 | 156 | 0 | 1.038 | CC | 1 | 0.31689 | 156 | 156 | 22.6651 | 156 |  |  | 0.31689 | 49.4356 |  |  |  |  | 0 | 0
1681 | LAMARPWR_4G | 4 | North | YES | 0.14529 | 156 | 67.7 | 156 | 0 | 1.038 | CC | 1 | 0.31689 | 156 | 156 | 22.6651 | 156 |  |  | 0.31689 | 49.4356 |  |  |  |  | 0 | 0
1682 | LAMARPWR_5G | 5 | North | YES | 0.14529 | 157 | 67.7 | 157 | 0 | 1.038 | CC | 1 | 0.31689 | 157 | 157 | 22.8104 | 157 |  |  | 0.31689 | 49.7525 |  |  |  |  | 0 | 0
1678 | LAMARPWR_1G | 1 | North | YES | 0.14529 | 160 | 67.7 | 160 | 0 | 1.038 | CC | 1 | 0.31689 | 160 | 160 | 23.2462 | 160 |  |  | 0.31689 | 50.7032 |  |  |  |  | 0 | 0
1680 | LAMARPWR_3G | 3 | North | YES | 0.14529 | 196 | 129.1 | 196 | 0 | 1.038 | CC | 1 | 0.31689 | 196 | 196 | 28.4766 | 196 |  |  | 0.31689 | 62.1114 |  |  |  |  | 0 | 0
1683 | LAMARPWR_6G | 6 | North | YES | 0.14529 | 198 | 129.1 | 198 | 0 | 1.038 | CC | 1 | 0.31689 | 198 | 198 | 28.7672 | 198 |  |  | 0.31689 | 62.7452 |  |  |  |  | 0 | 0
1675 | PEC_1G | 1 | North | YES | 0.14534 | 76.7 | 35 | 76.7 | 0 | 1.022 | Cogen | 1 | 0.31695 | 0 | 0 | 0 | 0 |  |  | 0.31695 | 0 |  |  |  |  | 0 | 0
1676 | PEC_2G | 2 | North | YES | 0.14534 | 79.6 | 35 | 79.6 | 0 | 1.022 | Cogen | 1 | 0.31695 | 0 | 0 | 0 | 0 |  |  | 0.31695 | 0 |  |  |  |  | 0 | 0
1677 | PEC_3G | 3 | North | YES | 0.14534 | 88.4 | 35 | 88.4 | 0 | 1.022 | Cogen | 1 | 0.31695 | 0 | 0 | 0 | 0 |  |  | 0.31695 | 0 |  |  |  |  | 0 | 0
5925 | DCEAST | EQ | North | YES | 0.14546 | 400.3 | -600 | 600 | 0 | 1.025 | DCTie | 1 | 0.31706 | 0 | 0 | 0 | 0 |  |  | 0.31706 | 0 |  |  |  |  | 0 | 0
1701 | MOSES_1G | 1 | North | YES | 0.14546 | 558 | 175 | 558 | 0 | 1.023 | LIGCO | 1 | 0.31706 | 0 | 558 | 81.165 | 558 |  |  | 0.31706 | 176.9211 |  |  |  |  | 0 | 0
1702 | MOSES_2G | 2 | North | YES | 0.14546 | 579 | 175 | 579 | 0 | 1.023 | LIGCO | 1 | 0.31706 | 0 | 579 | 84.2196 | 579 |  |  | 0.31706 | 183.5794 |  |  |  |  | 0 | 0
1703 | MOSES_3G | 3 | North | YES | 0.14546 | 808 | 463 | 808 | 0 | 1.023 | LIGCO | 1 | 0.31706 | 0 | 808 | 117.5293 | 808 |  |  | 0.31706 | 256.1868 |  |  |  |  | 0 | 0
845 | OLINGER_G4 | 1 | North | YES | 0.14567 | 51.9 | 0 | 76 | 0 | 1.03 | GGT | 1 | 0.31727 | 76 | 76 | 11.0708 | 76 |  |  | 0.31727 | 24.1129 |  |  |  |  | 0 | 0
842 | OLINGER_G1 | 1 | North | YES | 0.14567 | 55.4 | 20 | 79 | 0 | 1.03 | GST | 1 | 0.31727 | 79 | 79 | 11.5079 | 79 |  |  | 0.31727 | 25.0647 |  |  |  |  | 0 | 0
843 | OLINGER_G2 | 1 | North | YES | 0.14567 | 76.2 | 25 | 110 | 0 | 1.03 | GST | 1 | 0.31727 | 110 | 110 | 16.0236 | 110 |  |  | 0.31727 | 34.9002 |  |  |  |  | 0 | 0
844 | OLINGER_G3 | 1 | North | YES | 0.14567 | 103.9 | 45 | 150 | 0 | 1.03 | GST | 1 | 0.31727 | 150 | 150 | 21.8503 | 150 |  |  | 0.31727 | 47.5912 |  |  |  |  | 0 | 0
837 | NEWMAN_G5 | 1 | North | YES | 0.14569 | 0 | 15 | 40 |  | 1.01 | GST | 1 | 0.31729 | 40 | 40 | 5.8275 | 40 |  |  | 0.31729 | 12.6917 |  |  |  |  | 0 | 0
949 | STEAM2 | 1 | North | YES | 0.14579 | 26 | 8 | 26 | 0 | 0.99 | GST | 1 | 0.31739 | 26 | 26 | 3.7905 | 26 |  |  | 0.31739 | 8.2523 |  |  |  |  | 0 | 0
950 | STEAM3 | 1 | North | YES | 0.14579 | 41 | 13 | 42 | 0 | 1.02 | GST | 1 | 0.31739 | 42 | 42 | 6.1231 | 42 |  |  | 0.31739 | 13.3306 |  |  |  |  | 0 | 0
948 | STEAM1 | 1 | North | YES | 0.14579 | 0 | 12 | 20 |  | 1.02 | GST | 1 | 0.3174 | 20 | 20 | 2.9158 | 20 |  |  | 0.3174 | 6.3479 |  |  |  |  | 0 | 0
12440 | PARKD_1SVC8 | 1 | North | YES | 0.14615 | 0 | 0 | 0 | 0 | 1.007 | GST | 1 | 0.31775 | 0 | 0 | 0 | 0 |  |  | 0.31775 | 0 |  |  |  |  | 0 | 0
12449 | PARKD_2SVC8 | 1 | North | YES | 0.14615 | 0 | 0 | 0 | 0 | 1.007 | GST | 1 | 0.31775 | 0 | 0 | 0 | 0 |  |  | 0.31775 | 0 |  |  |  |  | 0 | 0
2451 | LKHB1_G | 1 | North | YES | 0.14616 | 0 | 80 | 391 |  | 1.022 | GST | 1 | 0.31777 | 391 | 391 | 57.1501 | 391 |  |  | 0.31777 | 124.248 |  |  |  |  | 0 | 0
2452 | LKHB2_G | 2 | North | YES | 0.14616 | 516 | 80 | 516 | 0 | 1.022 | GST | 1 | 0.31777 | 516 | 516 | 75.4206 | 516 |  |  | 0.31777 | 163.9693 |  |  |  |  | 0 | 0
12411 | FPLEFR1A_G | 1 | North | YES | 0.14668 | 161 | 72 | 161 | 0 | 1 | CC | 1 | 0.31829 | 161 | 161 | 23.6156 | 161 |  |  | 0.31829 | 51.2442 |  |  |  |  | 0 | 0
12422 | FPLEFR2B_G | 2 | North | YES | 0.14668 | 161 | 72 | 161 | 0 | 1 | CC | 1 | 0.31829 | 161 | 161 | 23.6156 | 161 |  |  | 0.31829 | 51.2442 |  |  |  |  | 0 | 0
12421 | FPLEFR2A_G | 1 | North | YES | 0.14668 | 162 | 72 | 162 | 0 | 1 | CC | 1 | 0.31829 | 162 | 162 | 23.7623 | 162 |  |  | 0.31829 | 51.5625 |  |  |  |  | 0 | 0
12423 | FPLEFR2C_G | 3 | North | YES | 0.14668 | 163 | 72 | 163 | 0 | 1 | CC | 1 | 0.31829 | 163 | 163 | 23.909 | 163 |  |  | 0.31829 | 51.8808 |  |  |  |  | 0 | 0
12412 | FPLEFR1B_G | 2 | North | YES | 0.14668 | 164 | 72 | 164 | 0 | 1 | CC | 1 | 0.31829 | 164 | 164 | 24.0557 | 164 |  |  | 0.31829 | 52.1991 |  |  |  |  | 0 | 0
12413 | FPLEFR1C_G | 3 | North | YES | 0.14668 | 164 | 72 | 164 | 0 | 1 | CC | 1 | 0.31829 | 164 | 164 | 24.0557 | 164 |  |  | 0.31829 | 52.1991 |  |  |  |  | 0 | 0
12414 | FPLEFR1S_G | 4 | North | YES | 0.14668 | 414 | 191 | 414 | 0 | 1 | CC | 1 | 0.31829 | 414 | 414 | 60.7259 | 414 |  |  | 0.31829 | 131.7708 |  |  |  |  | 0 | 0
12424 | FPLEFR2S_G | 4 | North | YES | 0.14668 | 415 | 191 | 415 | 0 | 1 | CC | 1 | 0.31829 | 415 | 415 | 60.8726 | 415 |  |  | 0.31829 | 132.0891 |  |  |  |  | 0 | 0
990 | GIBN_CREK_G1 | 1 | North | YES | 0.14749 | 463 | 200 | 463 | 0 | 1.0275 | LIGCO | 1 | 0.31909 | 0 | 463 | 68.2869 | 463 |  |  | 0.31909 | 147.7405 |  |  |  |  | 0 | 0
3107 | STRYKER_1G | 1 | North | YES | 0.14862 | 145.6 | 45 | 182 | 0 | 1.029 | GST | 1 | 0.32023 | 182 | 182 | 27.0488 | 182 |  |  | 0.32023 | 58.2811 |  |  |  |  | 0 | 0
3108 | STRYKER_2G | 2 | North | YES | 0.14862 | 484 | 75 | 484 | 0 | 1.029 | GST | 1 | 0.32023 | 484 | 484 | 71.9321 | 484 |  |  | 0.32023 | 154.9894 |  |  |  |  | 0 | 0
3097 | MARTLAKE_1G | 1 | North | YES | 0.1493 | 790 | 500 | 790 | 0 | 1.017 | LIGCO | 1 | 0.32091 | 0 | 790 | 117.947 | 790 |  |  | 0.32091 | 253.5157 |  |  |  |  | 0 | 0
3098 | MARTLAKE_2G | 2 | North | YES | 0.1493 | 795 | 461 | 795 | 0 | 1.017 | LIGCO | 1 | 0.32091 | 0 | 795 | 118.6935 | 795 |  |  | 0.32091 | 255.1202 |  |  |  |  | 0 | 0
3099 | MARTLAKE_3G | 3 | North | YES | 0.1493 | 804 | 500 | 804 | 0 | 1.017 | LIGCO | 1 | 0.32091 | 0 | 804 | 120.0372 | 804 |  |  | 0.32091 | 258.0084 |  |  |  |  | 0 | 0
48591 | CHE_GT2_5030 | 2 | Houston | YES | -0.18752 | 173 | 50 | 173 | 0 | 1.029 | Cogen | -1 | 0.32119 | 0 | 0 |  |  | 0 | 0 | -0.32119 | 0 |  |  |  |  | 0 | 0
48811 | CVC_GT3_5045 | 3 | Houston | YES | -0.18752 | 156 | 91.8 | 156 | 0 | 1.029 | Cogen | -1 | 0.32119 | 0 | 0 |  |  | 0 | 0 | -0.32119 | 0 |  |  |  |  | 0 | 0
48812 | CVC_GT2_5020 | 2 | Houston | YES | -0.18752 | 158 | 91.8 | 158 | 0 | 1.029 | Cogen | -1 | 0.32119 | 0 | 0 |  |  | 0 | 0 | -0.32119 | 0 |  |  |  |  | 0 | 0
48813 | CVC_GT1_5035 | 1 | Houston | YES | -0.18752 | 160 | 91.8 | 160 | 0 | 1.029 | Cogen | -1 | 0.32119 | 0 | 0 |  |  | 0 | 0 | -0.32119 | 0 |  |  |  |  | 0 | 0
48814 | CVC_ST5_5040 | 1 | Houston | YES | -0.18752 | 162 | 91.8 | 162 | 0 | 1.029 | Cogen | -1 | 0.32119 | 0 | 0 |  |  | 0 | 0 | -0.32119 | 0 |  |  |  |  | 0 | 0
3348 | CHAMPION_1G | MB | North | YES | 0.14983 | 0 | 42 | 42 |  | 1 | Cogen | 1 | 0.32143 | 0 | 0 | 0 | 0 |  |  | 0.32143 | 0 |  |  |  |  | 0 | 0
3309 | ASPN_G | 1 | North | YES | 0.14992 | 50 | 0 | 50 |  | 1 | Bio | 1 | 0.32152 | 50 | 50 | 7.4959 | 50 |  |  | 0.32152 | 16.0762 |  |  |  |  | 0 | 0
13117 | TGATEWAY_2G | 2 | North | YES | 0.14994 | 130 | 30 | 130 | 0 | 1.0232 | CC | 1 | 0.32154 | 130 | 130 | 19.4918 | 130 |  |  | 0.32154 | 41.8006 |  |  |  |  | 0 | 0
13118 | TGATEWAY_3G | 3 | North | YES | 0.14994 | 148 | 30 | 148 | 0 | 1.0232 | CC | 1 | 0.32154 | 148 | 148 | 22.1907 | 148 |  |  | 0.32154 | 47.5884 |  |  |  |  | 0 | 0
13116 | TGATEWAY_1G | 1 | North | YES | 0.14994 | 151 | 30 | 151 | 0 | 1.0232 | CC | 1 | 0.32154 | 151 | 151 | 22.6405 | 151 |  |  | 0.32154 | 48.553 |  |  |  |  | 0 | 0
13119 | TGATEWAY_4G | 4 | North | YES | 0.14994 | 399 | 65 | 399 | 0 | 1.0232 | CC | 1 | 0.32154 | 399 | 399 | 59.8249 | 399 |  |  | 0.32154 | 128.2956 |  |  |  |  | 0 | 0
39960 | TNTNPONE_18 | 1 | North | YES | 0.15145 | 152.3 | 30 | 152.3 |  | 1.04 | LIGCO | 1 | 0.32306 | 0 | 152.3 | 23.0661 | 152.3 |  |  | 0.32306 | 49.2017 |  |  |  |  | 0 | 0
39970 | TNTNPONE_28 | 1 | North | YES | 0.15145 | 153 | 30 | 153 |  | 1.04 | LIGCO | 1 | 0.32306 | 0 | 153 | 23.1722 | 153 |  |  | 0.32306 | 49.4279 |  |  |  |  | 0 | 0
13134 | CALFREST_4G | 4 | North | YES | 0.15752 | 151.5 | 40 | 151.5 | 0 | 1.031 | CC | 1 | 0.32912 | 151.5 | 151.5 | 23.8641 | 151.5 |  |  | 0.32912 | 49.8624 |  |  |  |  | 0 | 0
13135 | CALFREST_5G | 5 | North | YES | 0.15752 | 152.3 | 57 | 152.3 | 0 | 1.031 | CC | 1 | 0.32912 | 152.3 | 152.3 | 23.9901 | 152.3 |  |  | 0.32912 | 50.1257 |  |  |  |  | 0 | 0
13136 | CALFREST_6G | 6 | North | YES | 0.15752 | 177.5 | 40 | 177.5 | 0 | 1.031 | CC | 1 | 0.32912 | 177.5 | 177.5 | 27.9596 | 177.5 |  |  | 0.32912 | 58.4197 |  |  |  |  | 0 | 0
13131 | CALFREST_1G | 1 | North | YES | 0.15782 | 150.7 | 40 | 150.7 | 0 | 1.031 | CC | 1 | 0.32942 | 150.7 | 150.7 | 23.7829 | 150.7 |  |  | 0.32942 | 49.6439 |  |  |  |  | 0 | 0
13132 | CALFREST_2G | 2 | North | YES | 0.15782 | 151 | 57 | 151 | 0 | 1.031 | CC | 1 | 0.32942 | 151 | 151 | 23.8302 | 151 |  |  | 0.32942 | 49.7427 |  |  |  |  | 0 | 0
13133 | CALFREST_3G | 3 | North | YES | 0.15782 | 177.4 | 40 | 177.4 | 0 | 1.031 | CC | 1 | 0.32942 | 177.4 | 177.4 | 27.9966 | 177.4 |  |  | 0.32942 | 58.4395 |  |  |  |  | 0 | 0
3382 | BBRN_2G | 2 | North | YES | 0.15926 | 589 | 225 | 589 | 0 | 1.03 | LIGCO | 1 | 0.33087 | 0 | 589 | 93.8071 | 589 |  |  | 0.33087 | 194.883 |  |  |  |  | 0 | 0
3381 | BBRN_1G | 1 | North | YES | 0.15926 | 618 | 225 | 618 | 0 | 1.03 | LIGCO | 1 | 0.33087 | 0 | 618 | 98.4258 | 618 |  |  | 0.33087 | 204.4782 |  |  |  |  | 0 | 0
48722 | LEG_2___2 | 2 | North | YES | 0.16514 | 819 | 357 | 819 | 0 | 1.0348 | LIGCO | 1 | 0.33675 | 0 | 819 | 135.2521 | 819 |  |  | 0.33675 | 275.7974 |  |  |  |  | 0 | 0
48721 | LEG_1___1 | 1 | North | YES | 0.16514 | 827 | 357 | 827 | 0 | 1.0348 | LIGCO | 1 | 0.33675 | 0 | 827 | 136.5733 | 827 |  |  | 0.33675 | 278.4914 |  |  |  |  | 0 | 0
[26 empty] | 0 | 0
[26 empty] | 0 | 0
[26 empty] | 0 | 0
[26 empty] | 0 | 0
[26 empty] | 0 | 0
[26 empty] | 0 | 0
[26 empty] | 0 | 0
[26 empty] | 0 | 0
[26 empty] | 0 | 0
[26 empty] | 0 | 0
[26 empty] | 0 | 0
[26 empty] | 0 | 0
[26 empty] | 0 | 0
[26 empty] | 0 | 0
[26 empty] | 0 | 0
[26 empty] | 0 | 0
[26 empty] | 0 | 0
[26 empty] | 0 | 0
[26 empty] | 0 | 0
[26 empty] | 0 | 0
[26 empty] | 0 | 0
[26 empty] | 0 | 0
[26 empty] | 0 | 0
[26 empty] | 0 | 0
[26 empty] | 0 | 0
[26 empty] | 0 | 0
[26 empty] | 0 | 0
[26 empty] | 0 | 0
[26 empty] | 0 | 0
[26 empty] | 0 | 0
[26 empty] | 0 | 0
[26 empty] | 0 | 0
[26 empty] | 0 | 0
[26 empty] | 0 | 0
[26 empty] | 0 | 0
[26 empty] | 0 | 0
[26 empty] | 0 | 0
[26 empty] | 0 | 0
[26 empty] | 0 | 0
[26 empty] | 0 | 0
[26 empty] | 0 | 0
[26 empty] | 0 | 0
[26 empty] | 0 | 0
[26 empty] | 0 | 0
[26 empty] | 0 | 0
[26 empty] | 0 | 0
[26 empty] | 0 | 0
[26 empty] | 0 | 0
[26 empty] | 0 | 0
[26 empty] | 0 | 0
[26 empty] | 0 | 0
[26 empty] | 0 | 0
[26 empty] | 0 | 0
[26 empty] | 0 | 0
[26 empty] | 0 | 0
[26 empty] | 0 | 0
[26 empty] | 0 | 0
[26 empty] | 0 | 0
[26 empty] | 0 | 0
[26 empty] | 0 | 0
[26 empty] | 0 | 0
[26 empty] | 0 | 0
[26 empty] | 0 | 0
[26 empty] | 0 | 0
[26 empty] | 0 | 0
[26 empty] | 0 | 0
[26 empty] | 0 | 0
[26 empty] | 0 | 0
[26 empty] | 0 | 0
[26 empty] | 0 | 0
[26 empty] | 0 | 0
[26 empty] | 0 | 0
[26 empty] | 0 | 0
[26 empty] | 0 | 0
[26 empty] | 0 | 0
[26 empty] | 0 | 0
[26 empty] | 0 | 0
[26 empty] | 0 | 0
[26 empty] | 0 | 0
[26 empty] | 0 | 0
[26 empty] | 0 | 0
[26 empty] | 0 | 0
[26 empty] | 0 | 0
[26 empty] | 0 | 0
[26 empty] | 0 | 0
[26 empty] | 0 | 0
[26 empty] | 0 | 0
[26 empty] | 0 | 0
[26 empty] | 0 | 0
[26 empty] | 0 | 0
[26 empty] | 0 | 0
[26 empty] | 0 | 0
[26 empty] | 0 | 0
[26 empty] | 0 | 0
[26 empty] | 0 | 0
[26 empty] | 0 | 0
[26 empty] | 0 | 0
[26 empty] | 0 | 0
[26 empty] | 0 | 0
[26 empty] | 0 | 0
[26 empty] | 0 | 0
[26 empty] | 0 | 0
[26 empty] | 0 | 0
[26 empty] | 0 | 0
[26 empty] | 0 | 0
[26 empty] | 0 | 0
[26 empty] | 0 | 0
[26 empty] | 0 | 0
[26 empty] | 0 | 0
[26 empty] | 0 | 0
[26 empty] | 0 | 0
[26 empty] | 0 | 0
[26 empty] | 0 | 0
[26 empty] | 0 | 0
[26 empty] | 0 | 0
[26 empty] | 0 | 0
[26 empty] | 0 | 0
[26 empty] | 0 | 0
[26 empty] | 0 | 0
[26 empty] | 0 | 0
[26 empty] | 0 | 0
[26 empty] | 0 | 0
[26 empty] | 0 | 0
[26 empty] | 0 | 0
[26 empty] | 0 | 0
[26 empty] | 0 | 0
[26 empty] | 0 | 0
[26 empty] | 0 | 0
[26 empty] | 0 | 0
[26 empty] | 0 | 0
[26 empty] | 0 | 0
[26 empty] | 0 | 0
[26 empty] | 0 | 0
[26 empty] | 0 | 0
[26 empty] | 0 | 0
[26 empty] | 0 | 0
[26 empty] | 0 | 0
[26 empty] | 0 | 0
[26 empty] | 0 | 0
[26 empty] | 0 | 0
[26 empty] | 0 | 0
[26 empty] | 0 | 0
[26 empty] | 0 | 0
[26 empty] | 0 | 0
[26 empty] | 0 | 0
[26 empty] | 0 | 0
[26 empty] | 0 | 0
[26 empty] | 0 | 0
[26 empty] | 0 | 0
[26 empty] | 0 | 0
[26 empty] | 0 | 0
[26 empty] | 0 | 0
[26 empty] | 0 | 0
[26 empty] | 0 | 0
[26 empty] | 0 | 0
[26 empty] | 0 | 0
[26 empty] | 0 | 0
[26 empty] | 0 | 0
[26 empty] | 0 | 0
[26 empty] | 0 | 0
[26 empty] | 0 | 0
[26 empty] | 0 | 0
[26 empty] | 0 | 0
[26 empty] | 0 | 0
[26 empty] | 0 | 0
[26 empty] | 0 | 0
[26 empty] | 0 | 0
[26 empty] | 0 | 0
[26 empty] | 0 | 0
[26 empty] | 0 | 0
[26 empty] | 0 | 0
[26 empty] | 0 | 0
[26 empty] | 0 | 0
[26 empty] | 0 | 0
[26 empty] | 0 | 0
[26 empty] | 0 | 0
[26 empty] | 0 | 0
[26 empty] | 0 | 0
[26 empty] | 0 | 0
[26 empty] | 0 | 0
[26 empty] | 0 | 0
[26 empty] | 0 | 0
[26 empty] | 0 | 0
[26 empty] | 0 | 0
[26 empty] | 0 | 0
[26 empty] | 0 | 0
[26 empty] | 0 | 0
[26 empty] | 0 | 0
[26 empty] | 0 | 0
[26 empty] | 0 | 0
[26 empty] | 0 | 0
[26 empty] | 0 | 0
[26 empty] | 0 | 0
[26 empty] | 0 | 0
[26 empty] | 0 | 0
[26 empty] | 0 | 0
[26 empty] | 0 | 0
[26 empty] | 0 | 0
[26 empty] | 0 | 0
[26 empty] | 0 | 0
[26 empty] | 0 | 0
[26 empty] | 0 | 0
[26 empty] | 0 | 0
[26 empty] | 0 | 0
[26 empty] | 0 | 0
[26 empty] | 0 | 0
[26 empty] | 0 | 0
[26 empty] | 0 | 0
[26 empty] | 0 | 0
[26 empty] | 0 | 0
[26 empty] | 0 | 0
[26 empty] | 0 | 0
[26 empty] | 0 | 0
[26 empty] | 0 | 0
[26 empty] | 0 | 0
[26 empty] | 0 | 0
[26 empty] | 0 | 0
[26 empty] | 0 | 0
[26 empty] | 0 | 0
[26 empty] | 0 | 0
[26 empty] | 0 | 0
[26 empty] | 0 | 0
[26 empty] | 0 | 0
[26 empty] | 0 | 0
[26 empty] | 0 | 0
[26 empty] | 0 | 0
[26 empty] | 0 | 0
[26 empty] | 0 | 0
[26 empty] | 0 | 0
[26 empty] | 0 | 0
[26 empty] | 0 | 0
[26 empty] | 0 | 0
[26 empty] | 0 | 0
[26 empty] | 0 | 0
[26 empty] | 0 | 0
[26 empty] | 0 | 0
[26 empty] | 0 | 0
[26 empty] | 0 | 0
[26 empty] | 0 | 0
[26 empty] | 0 | 0
[26 empty] | 0 | 0
[26 empty] | 0 | 0
[26 empty] | 0 | 0
[26 empty] | 0 | 0
[26 empty] | 0 | 0
[26 empty] | 0 | 0
[26 empty] | 0 | 0
[26 empty] | 0 | 0
[26 empty] | 0 | 0
[26 empty] | 0 | 0
[26 empty] | 0 | 0
[26 empty] | 0 | 0
[26 empty] | 0 | 0
[26 empty] | 0 | 0
[26 empty] | 0 | 0
[26 empty] | 0 | 0
[26 empty] | 0 | 0
[26 empty] | 0 | 0
[26 empty] | 0 | 0
[26 empty] | 0 | 0
[26 empty] | 0 | 0
[26 empty] | 0 | 0
[26 empty] | 0 | 0
[26 empty] | 0 | 0
[26 empty] | 0 | 0
[26 empty] | 0 | 0
[26 empty] | 0 | 0
[26 empty] | 0 | 0
[26 empty] | 0 | 0
[26 empty] | 0 | 0
[26 empty] | 0 | 0
[26 empty] | 0 | 0
[26 empty] | 0 | 0
[26 empty] | 0 | 0
[26 empty] | 0 | 0
[26 empty] | 0 | 0
[26 empty] | 0 | 0
[26 empty] | 0 | 0
[26 empty] | 0 | 0
[26 empty] | 0 | 0
[26 empty] | 0 | 0
[26 empty] | 0 | 0
[26 empty] | 0 | 0
[26 empty] | 0 | 0
[26 empty] | 0 | 0
[26 empty] | 0 | 0
[26 empty] | 0 | 0
[26 empty] | 0 | 0
[26 empty] | 0 | 0
[26 empty] | 0 | 0
[26 empty] | 0 | 0
[26 empty] | 0 | 0
[26 empty] | 0 | 0
[26 empty] | 0 | 0
[26 empty] | 0 | 0
[26 empty] | 0 | 0
[26 empty] | 0 | 0
[26 empty] | 0 | 0
[26 empty] | 0 | 0
[26 empty] | 0 | 0
[26 empty] | 0 | 0
[26 empty] | 0 | 0
[26 empty] | 0 | 0
[26 empty] | 0 | 0
[26 empty] | 0 | 0
[26 empty] | 0 | 0
[26 empty] | 0 | 0
[26 empty] | 0 | 0
[26 empty] | 0 | 0
[26 empty] | 0 | 0
[26 empty] | 0 | 0
[26 empty] | 0 | 0
[26 empty] | 0 | 0
[26 empty] | 0 | 0
[26 empty] | 0 | 0
[26 empty] | 0 | 0
[26 empty] | 0 | 0
[26 empty] | 0 | 0
[26 empty] | 0 | 0
[26 empty] | 0 | 0
[26 empty] | 0 | 0
[26 empty] | 0 | 0
[26 empty] | 0 | 0
[26 empty] | 0 | 0
[26 empty] | 0 | 0
[26 empty] | 0 | 0
[26 empty] | 0 | 0
[26 empty] | 0 | 0
[26 empty] | 0 | 0
[26 empty] | 0 | 0
[26 empty] | 0 | 0
[26 empty] | 0 | 0
[26 empty] | 0 | 0
[26 empty] | 0 | 0
[26 empty] | 0 | 0
[26 empty] | 0 | 0
[26 empty] | 0 | 0
[26 empty] | 0 | 0
[26 empty] | 0 | 0
[26 empty] | 0 | 0
[26 empty] | 0 | 0
[26 empty] | 0 | 0
[26 empty] | 0 | 0
[26 empty] | 0 | 0
[26 empty] | 0 | 0
[26 empty] | 0 | 0
[26 empty] | 0 | 0
[26 empty] | 0 | 0
[26 empty] | 0 | 0
[26 empty] | 0 | 0
[26 empty] | 0 | 0
[26 empty] | 0 | 0
[26 empty] | 0 | 0
[26 empty] | 0 | 0
[26 empty] | 0 | 0
[26 empty] | 0 | 0
[26 empty] | 0 | 0
[26 empty] | 0 | 0
[26 empty] | 0 | 0
[26 empty] | 0 | 0
[26 empty] | 0 | 0
[26 empty] | 0 | 0
[26 empty] | 0 | 0
[26 empty] | 0 | 0
[26 empty] | 0 | 0
[26 empty] | 0 | 0
[26 empty] | 0 | 0
[26 empty] | 0 | 0
[26 empty] | 0 | 0
[26 empty] | 0 | 0
[26 empty] | 0 | 0
[26 empty] | 0 | 0
[26 empty] | 0 | 0
[26 empty] | 0 | 0
[26 empty] | 0 | 0
[26 empty] | 0 | 0
[26 empty] | 0 | 0
[26 empty] | 0 | 0
[26 empty] | 0 | 0
[26 empty] | 0 | 0
[26 empty] | 0 | 0
[26 empty] | 0 | 0
[26 empty] | 0 | 0
[26 empty] | 0 | 0
[26 empty] | 0 | 0
[26 empty] | 0 | 0
[26 empty] | 0 | 0
[26 empty] | 0 | 0
[26 empty] | 0 | 0
[26 empty] | 0 | 0
[26 empty] | 0 | 0
[26 empty] | 0 | 0
[26 empty] | 0 | 0
[26 empty] | 0 | 0
[26 empty] | 0 | 0
[26 empty] | 0 | 0
[26 empty] | 0 | 0
[26 empty] | 0 | 0
[26 empty] | 0 | 0
[26 empty] | 0 | 0
[26 empty] | 0 | 0
[26 empty] | 0 | 0
[26 empty] | 0 | 0
[26 empty] | 0 | 0
[26 empty] | 0 | 0
[26 empty] | 0 | 0
[26 empty] | 0 | 0
[26 empty] | 0 | 0
[26 empty] | 0 | 0
[26 empty] | 0 | 0
[26 empty] | 0 | 0
[26 empty] | 0 | 0
[26 empty] | 0 | 0
[26 empty] | 0 | 0
[26 empty] | 0 | 0
[26 empty] | 0 | 0
[26 empty] | 0 | 0
[26 empty] | 0 | 0
[26 empty] | 0 | 0
[26 empty] | 0 | 0
[26 empty] | 0 | 0
[26 empty] | 0 | 0
[26 empty] | 0 | 0
[26 empty] | 0 | 0
[26 empty] | 0 | 0
[26 empty] | 0 | 0
[26 empty] | 0 | 0
[26 empty] | 0 | 0
[26 empty] | 0 | 0
[26 empty] | 0 | 0
[26 empty] | 0 | 0
[26 empty] | 0 | 0
[26 empty] | 0 | 0
[26 empty] | 0 | 0
[26 empty] | 0 | 0
[26 empty] | 0 | 0
[26 empty] | 0 | 0
[26 empty] | 0 | 0
[26 empty] | 0 | 0
[26 empty] | 0 | 0
[26 empty] | 0 | 0
[26 empty] | 0 | 0
[26 empty] | 0 | 0
[26 empty] | 0 | 0
[26 empty] | 0 | 0
[26 empty] | 0 | 0
[26 empty] | 0 | 0
[26 empty] | 0 | 0
[26 empty] | 0 | 0
[26 empty] | 0 | 0
[26 empty] | 0 | 0
[26 empty] | 0 | 0
[26 empty] | 0 | 0
[26 empty] | 0 | 0
[26 empty] | 0 | 0
[26 empty] | 0 | 0
[26 empty] | 0 | 0
[26 empty] | 0 | 0
[26 empty] | 0 | 0
[26 empty] | 0 | 0
[26 empty] | 0 | 0
[26 empty] | 0 | 0
[26 empty] | 0 | 0
[26 empty] | 0 | 0
[26 empty] | 0 | 0
[26 empty] | 0 | 0
[26 empty] | 0 | 0
[26 empty] | 0 | 0
[26 empty] | 0 | 0
[26 empty] | 0 | 0
[26 empty] | 0 | 0
[26 empty] | 0 | 0
[26 empty] | 0 | 0
[26 empty] | 0 | 0
[26 empty] | 0 | 0
[26 empty] | 0 | 0
[26 empty] | 0 | 0
[26 empty] | 0 | 0
[26 empty] | 0 | 0
[26 empty] | 0 | 0
[26 empty] | 0 | 0
[26 empty] | 0 | 0
[26 empty] | 0 | 0
[26 empty] | 0 | 0
[26 empty] | 0 | 0
[26 empty] | 0 | 0
[26 empty] | 0 | 0
[26 empty] | 0 | 0
[26 empty] | 0 | 0
[26 empty] | 0 | 0
[26 empty] | 0 | 0
[26 empty] | 0 | 0
[26 empty] | 0 | 0
[26 empty] | 0 | 0
[26 empty] | 0 | 0
[26 empty] | 0 | 0
[26 empty] | 0 | 0
[26 empty] | 0 | 0
[26 empty] | 0 | 0
[26 empty] | 0 | 0
[26 empty] | 0 | 0
[26 empty] | 0 | 0
[26 empty] | 0 | 0
[26 empty] | 0 | 0
[26 empty] | 0 | 0
[26 empty] | 0 | 0
[26 empty] | 0 | 0
[26 empty] | 0 | 0
[26 empty] | 0 | 0
[26 empty] | 0 | 0
[26 empty] | 0 | 0
[26 empty] | 0 | 0
[26 empty] | 0 | 0
[26 empty] | 0 | 0
[26 empty] | 0 | 0
[26 empty] | 0 | 0
[26 empty] | 0 | 0
[26 empty] | 0 | 0
[26 empty] | 0 | 0
[26 empty] | 0 | 0
[26 empty] | 0 | 0
[26 empty] | 0 | 0
[26 empty] | 0 | 0
[26 empty] | 0 | 0
[26 empty] | 0 | 0
[26 empty] | 0 | 0
[26 empty] | 0 | 0
[26 empty] | 0 | 0
[26 empty] | 0 | 0
[26 empty] | 0 | 0
[26 empty] | 0 | 0
[26 empty] | 0 | 0
[26 empty] | 0 | 0
[26 empty] | 0 | 0
[26 empty] | 0 | 0
[26 empty] | 0 | 0
[26 empty] | 0 | 0
[26 empty] | 0 | 0
[26 empty] | 0 | 0
[26 empty] | 0 | 0
[26 empty] | 0 | 0
[26 empty] | 0 | 0
[26 empty] | 0 | 0
[26 empty] | 0 | 0
[26 empty] | 0 | 0
[26 empty] | 0 | 0
[26 empty] | 0 | 0
[26 empty] | 0 | 0
[26 empty] | 0 | 0
[26 empty] | 0 | 0
[26 empty] | 0 | 0
[26 empty] | 0 | 0
[26 empty] | 0 | 0
[26 empty] | 0 | 0
[26 empty] | 0 | 0
[26 empty] | 0 | 0
[26 empty] | 0 | 0
[26 empty] | 0 | 0
[26 empty] | 0 | 0
[26 empty] | 0 | 0
[26 empty] | 0 | 0
[26 empty] | 0 | 0
[26 empty] | 0 | 0
[26 empty] | 0 | 0
[26 empty] | 0 | 0
[26 empty] | 0 | 0
[26 empty] | 0 | 0
[26 empty] | 0 | 0
[26 empty] | 0 | 0
[26 empty] | 0 | 0
[26 empty] | 0 | 0
[26 empty] | 0 | 0
[26 empty] | 0 | 0
[26 empty] | 0 | 0
[26 empty] | 0 | 0
[26 empty] | 0 | 0
[26 empty] | 0 | 0
[26 empty] | 0 | 0
[26 empty] | 0 | 0
[26 empty] | 0 | 0
[26 empty] | 0 | 0
[26 empty] | 0 | 0
[26 empty] | 0 | 0
[26 empty] | 0 | 0
[26 empty] | 0 | 0
[26 empty] | 0 | 0
[26 empty] | 0 | 0
[26 empty] | 0 | 0
[26 empty] | 0 | 0
[26 empty] | 0 | 0
[26 empty] | 0 | 0
[26 empty] | 0 | 0
[26 empty] | 0 | 0
[26 empty] | 0 | 0
[26 empty] | 0 | 0
[26 empty] | 0 | 0
[26 empty] | 0 | 0
[26 empty] | 0 | 0
[26 empty] | 0 | 0
[26 empty] | 0 | 0
[26 empty] | 0 | 0
[26 empty] | 0 | 0
[26 empty] | 0 | 0
[26 empty] | 0 | 0
[26 empty] | 0 | 0
[26 empty] | 0 | 0
[26 empty] | 0 | 0
[26 empty] | 0 | 0
[26 empty] | 0 | 0
[26 empty] | 0 | 0
[26 empty] | 0 | 0
[26 empty] | 0 | 0
[26 empty] | 0 | 0
[26 empty] | 0 | 0
[26 empty] | 0 | 0
[26 empty] | 0 | 0
[26 empty] | 0 | 0
[26 empty] | 0 | 0
[26 empty] | 0 | 0
[26 empty] | 0 | 0
[26 empty] | 0 | 0
[26 empty] | 0 | 0
[26 empty] | 0 | 0
[26 empty] | 0 | 0
[26 empty] | 0 | 0
[26 empty] | 0 | 0
[26 empty] | 0 | 0
[26 empty] | 0 | 0
[26 empty] | 0 | 0
[26 empty] | 0 | 0
[26 empty] | 0 | 0
[26 empty] | 0 | 0
[26 empty] | 0 | 0
[26 empty] | 0 | 0
[26 empty] | 0 | 0
[26 empty] | 0 | 0
[26 empty] | 0 | 0
[26 empty] | 0 | 0
[26 empty] | 0 | 0
[26 empty] | 0 | 0
[26 empty] | 0 | 0
[26 empty] | 0 | 0
[26 empty] | 0 | 0
[26 empty] | 0 | 0
[26 empty] | 0 | 0
[26 empty] | 0 | 0
[26 empty] | 0 | 0
[26 empty] | 0 | 0
[26 empty] | 0 | 0
[26 empty] | 0 | 0
[26 empty] | 0 | 0
[26 empty] | 0 | 0
[26 empty] | 0 | 0
[26 empty] | 0 | 0
[26 empty] | 0 | 0
[26 empty] | 0 | 0
[26 empty] | 0 | 0
[26 empty] | 0 | 0
[26 empty] | 0 | 0
[26 empty] | 0 | 0
[26 empty] | 0 | 0
[26 empty] | 0 | 0
[26 empty] | 0 | 0
[26 empty] | 0 | 0
[26 empty] | 0 | 0
[26 empty] | 0 | 0
[26 empty] | 0 | 0
[26 empty] | 0 | 0
[26 empty] | 0 | 0
[26 empty] | 0 | 0
[26 empty] | 0 | 0
[26 empty] | 0 | 0
[26 empty] | 0 | 0
[26 empty] | 0 | 0
[26 empty] | 0 | 0
[26 empty] | 0 | 0
[26 empty] | 0 | 0
[26 empty] | 0 | 0
[26 empty] | 0 | 0
[26 empty] | 0 | 0
[26 empty] | 0 | 0
[26 empty] | 0 | 0
[26 empty] | 0 | 0
[26 empty] | 0 | 0
[26 empty] | 0 | 0
[26 empty] | 0 | 0
[26 empty] | 0 | 0
[26 empty] | 0 | 0
[26 empty] | 0 | 0
[26 empty] | 0 | 0
[26 empty] | 0 | 0
[26 empty] | 0 | 0
[26 empty] | 0 | 0
[26 empty] | 0 | 0
[26 empty] | 0 | 0
[26 empty] | 0 | 0
[26 empty] | 0 | 0
[26 empty] | 0 | 0
[26 empty] | 0 | 0
[26 empty] | 0 | 0
[26 empty] | 0 | 0
[26 empty] | 0 | 0
[26 empty] | 0 | 0
[26 empty] | 0 | 0
[26 empty] | 0 | 0
[26 empty] | 0 | 0
[26 empty] | 0 | 0
[26 empty] | 0 | 0
[26 empty] | 0 | 0
[26 empty] | 0 | 0
[26 empty] | 0 | 0
[26 empty] | 0 | 0
[26 empty] | 0 | 0
[26 empty] | 0 | 0
[26 empty] | 0 | 0
[26 empty] | 0 | 0
[26 empty] | 0 | 0
[26 empty] | 0 | 0
[26 empty] | 0 | 0
[26 empty] | 0 | 0
[26 empty] | 0 | 0
[26 empty] | 0 | 0
[26 empty] | 0 | 0
[26 empty] | 0 | 0
[26 empty] | 0 | 0
[26 empty] | 0 | 0
[26 empty] | 0 | 0
[26 empty] | 0 | 0
[26 empty] | 0 | 0
[26 empty] | 0 | 0
[26 empty] | 0 | 0
[26 empty] | 0 | 0
[26 empty] | 0 | 0
[26 empty] | 0 | 0
[26 empty] | 0 | 0
[26 empty] | 0 | 0
[26 empty] | 0 | 0
[26 empty] | 0 | 0
[26 empty] | 0 | 0
[26 empty] | 0 | 0
[26 empty] | 0 | 0
[26 empty] | 0 | 0
[26 empty] | 0 | 0
[26 empty] | 0 | 0
[26 empty] | 0 | 0
[26 empty] | 0 | 0
[26 empty] | 0 | 0
[26 empty] | 0 | 0
[26 empty] | 0 | 0
[26 empty] | 0 | 0
[26 empty] | 0 | 0
[26 empty] | 0 | 0
[26 empty] | 0 | 0
[26 empty] | 0 | 0
[26 empty] | 0 | 0
[26 empty] | 0 | 0
[26 empty] | 0 | 0
[26 empty] | 0 | 0
[26 empty] | 0 | 0
[26 empty] | 0 | 0
[26 empty] | 0 | 0
[26 empty] | 0 | 0
[26 empty] | 0 | 0
[26 empty] | 0 | 0
[26 empty] | 0 | 0
[26 empty] | 0 | 0
[26 empty] | 0 | 0
[26 empty] | 0 | 0
[26 empty] | 0 | 0
[26 empty] | 0 | 0
[26 empty] | 0 | 0
[26 empty] | 0 | 0
[26 empty] | 0 | 0
[26 empty] | 0 | 0
[26 empty] | 0 | 0
[26 empty] | 0 | 0
[26 empty] | 0 | 0
[26 empty] | 0 | 0
[26 empty] | 0 | 0
[26 empty] | 0 | 0
[26 empty] | 0 | 0
[26 empty] | 0 | 0
[26 empty] | 0 | 0
[26 empty] | 0 | 0
[26 empty] | 0 | 0
[26 empty] | 0 | 0
[26 empty] | 0 | 0
[26 empty] | 0 | 0
[26 empty] | 0 | 0
[26 empty] | 0 | 0
[26 empty] | 0 | 0
[26 empty] | 0 | 0
[26 empty] | 0 | 0
[26 empty] | 0 | 0
[26 empty] | 0 | 0
[26 empty] | 0 | 0
[26 empty] | 0 | 0
[26 empty] | 0 | 0
[26 empty] | 0 | 0
[26 empty] | 0 | 0
[26 empty] | 0 | 0
[26 empty] | 0 | 0
[26 empty] | 0 | 0
[26 empty] | 0 | 0
[26 empty] | 0 | 0
[26 empty] | 0 | 0
[26 empty] | 0 | 0
[26 empty] | 0 | 0
[26 empty] | 0 | 0
[26 empty] | 0 | 0
[26 empty] | 0 | 0
[26 empty] | 0 | 0
[26 empty] | 0 | 0
[26 empty] | 0 | 0
[26 empty] | 0 | 0
[26 empty] | 0 | 0
[26 empty] | 0 | 0
[26 empty] | 0 | 0
[26 empty] | 0 | 0
[26 empty] | 0 | 0
[26 empty] | 0 | 0
[26 empty] | 0 | 0
[26 empty] | 0 | 0
[26 empty] | 0 | 0
[26 empty] | 0 | 0
[26 empty] | 0 | 0
[26 empty] | 0 | 0
[26 empty] | 0 | 0
[26 empty] | 0 | 0
[26 empty] | 0 | 0
[26 empty] | 0 | 0
[26 empty] | 0 | 0
[26 empty] | 0 | 0
[26 empty] | 0 | 0
[26 empty] | 0 | 0
[26 empty] | 0 | 0
[26 empty] | 0 | 0
[26 empty] | 0 | 0
[26 empty] | 0 | 0
[26 empty] | 0 | 0
[26 empty] | 0 | 0
[26 empty] | 0 | 0
[26 empty] | 0 | 0
[26 empty] | 0 | 0
[26 empty] | 0 | 0
[26 empty] | 0 | 0
[26 empty] | 0 | 0
[26 empty] | 0 | 0
[26 empty] | 0 | 0
[26 empty] | 0 | 0
[26 empty] | 0 | 0
[26 empty] | 0 | 0
[26 empty] | 0 | 0
[26 empty] | 0 | 0
[26 empty] | 0 | 0
[26 empty] | 0 | 0
[26 empty] | 0 | 0
[26 empty] | 0 | 0
[26 empty] | 0 | 0
[26 empty] | 0 | 0
[26 empty] | 0 | 0
[26 empty] | 0 | 0
[26 empty] | 0 | 0
[26 empty] | 0 | 0
[26 empty] | 0 | 0
[26 empty] | 0 | 0
[26 empty] | 0 | 0
[26 empty] | 0 | 0
[26 empty] | 0 | 0
[26 empty] | 0 | 0
[26 empty] | 0 | 0
[26 empty] | 0 | 0
[26 empty] | 0 | 0
[26 empty] | 0 | 0
[26 empty] | 0 | 0
[26 empty] | 0 | 0
[26 empty] | 0 | 0
[26 empty] | 0 | 0
[26 empty] | 0 | 0
[26 empty] | 0 | 0
[26 empty] | 0 | 0
[26 empty] | 0 | 0
[26 empty] | 0 | 0
[26 empty] | 0 | 0
[26 empty] | 0 | 0
[26 empty] | 0 | 0
[26 empty] | 0 | 0
[26 empty] | 0 | 0
[26 empty] | 0 | 0
[26 empty] | 0 | 0
[26 empty] | 0 | 0
[26 empty] | 0 | 0
[26 empty] | 0 | 0
[26 empty] | 0 | 0
[26 empty] | 0 | 0
[26 empty] | 0 | 0
[26 empty] | 0 | 0
[26 empty] | 0 | 0
[26 empty] | 0 | 0
[26 empty] | 0 | 0
[26 empty] | 0 | 0
[26 empty] | 0 | 0
[26 empty] | 0 | 0
[26 empty] | 0 | 0
[26 empty] | 0 | 0
[26 empty] | 0 | 0
[26 empty] | 0 | 0
[26 empty] | 0 | 0
[26 empty] | 0 | 0
[26 empty] | 0 | 0
[26 empty] | 0 | 0
[26 empty] | 0 | 0
[26 empty] | 0 | 0
[26 empty] | 0 | 0
[26 empty] | 0 | 0
[26 empty] | 0 | 0
[26 empty] | 0 | 0
[26 empty] | 0 | 0
[26 empty] | 0 | 0
[26 empty] | 0 | 0
[26 empty] | 0 | 0
[26 empty] | 0 | 0
[26 empty] | 0 | 0
[26 empty] | 0 | 0
[26 empty] | 0 | 0
[26 empty] | 0 | 0
[26 empty] | 0 | 0
[26 empty] | 0 | 0
[26 empty] | 0 | 0
[26 empty] | 0 | 0
[26 empty] | 0 | 0
[26 empty] | 0 | 0
[26 empty] | 0 | 0
[26 empty] | 0 | 0
[26 empty] | 0 | 0
[26 empty] | 0 | 0
[26 empty] | 0 | 0
[26 empty] | 0 | 0
[26 empty] | 0 | 0
[26 empty] | 0 | 0
[26 empty] | 0 | 0
[26 empty] | 0 | 0
[26 empty] | 0 | 0
[26 empty] | 0 | 0
[26 empty] | 0 | 0
[26 empty] | 0 | 0
[26 empty] | 0 | 0
[26 empty] | 0 | 0
[26 empty] | 0 | 0
[26 empty] | 0 | 0
[26 empty] | 0 | 0
[26 empty] | 0 | 0
[26 empty] | 0 | 0
[26 empty] | 0 | 0
[26 empty] | 0 | 0
[26 empty] | 0 | 0
[26 empty] | 0 | 0
[26 empty] | 0 | 0
[26 empty] | 0 | 0
[26 empty] | 0 | 0
[26 empty] | 0 | 0
[26 empty] | 0 | 0
[26 empty] | 0 | 0
[26 empty] | 0 | 0
[26 empty] | 0 | 0
[26 empty] | 0 | 0
[26 empty] | 0 | 0
[26 empty] | 0 | 0
[26 empty] | 0 | 0
[26 empty] | 0 | 0
[26 empty] | 0 | 0
[26 empty] | 0 | 0
[26 empty] | 0 | 0
[26 empty] | 0 | 0
[26 empty] | 0 | 0
[26 empty] | 0 | 0
[26 empty] | 0 | 0
[26 empty] | 0 | 0
[26 empty] | 0 | 0
[26 empty] | 0 | 0
[26 empty] | 0 | 0
[26 empty] | 0 | 0
[26 empty] | 0 | 0
[26 empty] | 0 | 0
[26 empty] | 0 | 0
[26 empty] | 0 | 0
[26 empty] | 0 | 0
[26 empty] | 0 | 0
[26 empty] | 0 | 0
[26 empty] | 0 | 0
[26 empty] | 0 | 0
[26 empty] | 0 | 0
[26 empty] | 0 | 0
[26 empty] | 0 | 0
[26 empty] | 0 | 0
[26 empty] | 0 | 0
[26 empty] | 0 | 0
[26 empty] | 0 | 0
[26 empty] | 0 | 0
[26 empty] | 0 | 0
[26 empty] | 0 | 0
[26 empty] | 0 | 0
[26 empty] | 0 | 0
[26 empty] | 0 | 0
[26 empty] | 0 | 0
[26 empty] | 0 | 0
[26 empty] | 0 | 0
[26 empty] | 0 | 0
[26 empty] | 0 | 0
[26 empty] | 0 | 0
[26 empty] | 0 | 0
[26 empty] | 0 | 0
[26 empty] | 0 | 0
[26 empty] | 0 | 0
[26 empty] | 0 | 0
[26 empty] | 0 | 0
[26 empty] | 0 | 0
[26 empty] | 0 | 0
[26 empty] | 0 | 0
[26 empty] | 0 | 0
[26 empty] | 0 | 0
[26 empty] | 0 | 0
[26 empty] | 0 | 0
[26 empty] | 0 | 0
[26 empty] | 0 | 0
[26 empty] | 0 | 0
[26 empty] | 0 | 0
[26 empty] | 0 | 0
[26 empty] | 0 | 0
[26 empty] | 0 | 0
[26 empty] | 0 | 0
[26 empty] | 0 | 0
[26 empty] | 0 | 0
[26 empty] | 0 | 0
[26 empty] | 0 | 0
[26 empty] | 0 | 0
[26 empty] | 0 | 0
[26 empty] | 0 | 0
[26 empty] | 0 | 0
[26 empty] | 0 | 0
[26 empty] | 0 | 0
[26 empty] | 0 | 0
[26 empty] | 0 | 0
[26 empty] | 0 | 0
[26 empty] | 0 | 0
[26 empty] | 0 | 0
[26 empty] | 0 | 0
[26 empty] | 0 | 0
[26 empty] | 0 | 0
[26 empty] | 0 | 0
[26 empty] | 0 | 0
[26 empty] | 0 | 0
[26 empty] | 0 | 0
[26 empty] | 0 | 0
[26 empty] | 0 | 0
[26 empty] | 0 | 0
[26 empty] | 0 | 0
[26 empty] | 0 | 0
[26 empty] | 0 | 0
[26 empty] | 0 | 0
[26 empty] | 0 | 0
[26 empty] | 0 | 0
[26 empty] | 0 | 0
[26 empty] | 0 | 0
[26 empty] | 0 | 0
[26 empty] | 0 | 0
[26 empty] | 0 | 0
[26 empty] | 0 | 0
[26 empty] | 0 | 0
[26 empty] | 0 | 0
[26 empty] | 0 | 0
[26 empty] | 0 | 0
[26 empty] | 0 | 0
[26 empty] | 0 | 0
[26 empty] | 0 | 0
[26 empty] | 0 | 0
[26 empty] | 0 | 0
[26 empty] | 0 | 0
[26 empty] | 0 | 0
[26 empty] | 0 | 0
[26 empty] | 0 | 0
[26 empty] | 0 | 0
[26 empty] | 0 | 0
[26 empty] | 0 | 0
[26 empty] | 0 | 0
[26 empty] | 0 | 0
[26 empty] | 0 | 0
[26 empty] | 0 | 0
[26 empty] | 0 | 0
[26 empty] | 0 | 0
[26 empty] | 0 | 0
[26 empty] | 0 | 0
[26 empty] | 0 | 0
[26 empty] | 0 | 0
[26 empty] | 0 | 0
[26 empty] | 0 | 0
[26 empty] | 0 | 0
[26 empty] | 0 | 0
[26 empty] | 0 | 0
[26 empty] | 0 | 0
[26 empty] | 0 | 0
[26 empty] | 0 | 0
[26 empty] | 0 | 0
[26 empty] | 0 | 0
[26 empty] | 0 | 0
[26 empty] | 0 | 0
[26 empty] | 0 | 0
[26 empty] | 0 | 0
[26 empty] | 0 | 0
[26 empty] | 0 | 0
[26 empty] | 0 | 0
[26 empty] | 0 | 0
[26 empty] | 0 | 0
[26 empty] | 0 | 0
[26 empty] | 0 | 0
[26 empty] | 0 | 0
[26 empty] | 0 | 0
[26 empty] | 0 | 0
[26 empty] | 0 | 0
[26 empty] | 0 | 0
[26 empty] | 0 | 0
[26 empty] | 0 | 0
[26 empty] | 0 | 0
[26 empty] | 0 | 0
[26 empty] | 0 | 0
[26 empty] | 0 | 0
[26 empty] | 0 | 0
[26 empty] | 0 | 0
[26 empty] | 0 | 0
[26 empty] | 0 | 0
[26 empty] | 0 | 0
[26 empty] | 0 | 0
[26 empty] | 0 | 0
[26 empty] | 0 | 0
[26 empty] | 0 | 0
[26 empty] | 0 | 0
[26 empty] | 0 | 0
[26 empty] | 0 | 0
[26 empty] | 0 | 0
[26 empty] | 0 | 0
[26 empty] | 0 | 0
[26 empty] | 0 | 0
[26 empty] | 0 | 0
[26 empty] | 0 | 0
[26 empty] | 0 | 0
[26 empty] | 0 | 0
[26 empty] | 0 | 0
[26 empty] | 0 | 0
[26 empty] | 0 | 0
[26 empty] | 0 | 0
[26 empty] | 0 | 0
[26 empty] | 0 | 0
[26 empty] | 0 | 0
[26 empty] | 0 | 0
[26 empty] | 0 | 0
[26 empty] | 0 | 0
[26 empty] | 0 | 0
[26 empty] | 0 | 0
[26 empty] | 0 | 0
[26 empty] | 0 | 0
[26 empty] | 0 | 0
[26 empty] | 0 | 0
[26 empty] | 0 | 0
[26 empty] | 0 | 0
[26 empty] | 0 | 0
[26 empty] | 0 | 0
[26 empty] | 0 | 0
[26 empty] | 0 | 0
[26 empty] | 0 | 0
[26 empty] | 0 | 0
[26 empty] | 0 | 0
[26 empty] | 0 | 0
[26 empty] | 0 | 0
[26 empty] | 0 | 0
[26 empty] | 0 | 0
[26 empty] | 0 | 0
[26 empty] | 0 | 0
[26 empty] | 0 | 0
[26 empty] | 0 | 0
[26 empty] | 0 | 0
[26 empty] | 0 | 0
[26 empty] | 0 | 0
[26 empty] | 0 | 0
[26 empty] | 0 | 0
[26 empty] | 0 | 0
[26 empty] | 0 | 0
[26 empty] | 0 | 0
[26 empty] | 0 | 0
[26 empty] | 0 | 0
[26 empty] | 0 | 0
[26 empty] | 0 | 0
[26 empty] | 0 | 0
[26 empty] | 0 | 0
[26 empty] | 0 | 0
[26 empty] | 0 | 0
[26 empty] | 0 | 0
[26 empty] | 0 | 0
[26 empty] | 0 | 0
[26 empty] | 0 | 0
[26 empty] | 0 | 0
[26 empty] | 0 | 0
[26 empty] | 0 | 0
[26 empty] | 0 | 0
[26 empty] | 0 | 0
[26 empty] | 0 | 0
[26 empty] | 0 | 0
[26 empty] | 0 | 0
[26 empty] | 0 | 0
[26 empty] | 0 | 0
[26 empty] | 0 | 0
[26 empty] | 0 | 0
[26 empty] | 0 | 0
[26 empty] | 0 | 0
[26 empty] | 0 | 0
[26 empty] | 0 | 0
[26 empty] | 0 | 0
[26 empty] | 0 | 0
[26 empty] | 0 | 0
[26 empty] | 0 | 0
[26 empty] | 0 | 0
[26 empty] | 0 | 0
[26 empty] | 0 | 0
[26 empty] | 0 | 0
[26 empty] | 0 | 0
[26 empty] | 0 | 0
[26 empty] | 0 | 0
[26 empty] | 0 | 0
[26 empty] | 0 | 0
[26 empty] | 0 | 0
[26 empty] | 0 | 0
[26 empty] | 0 | 0
[26 empty] | 0 | 0
[26 empty] | 0 | 0
[26 empty] | 0 | 0
[26 empty] | 0 | 0
[26 empty] | 0 | 0
[26 empty] | 0 | 0
[26 empty] | 0 | 0
[26 empty] | 0 | 0
[26 empty] | 0 | 0
[26 empty] | 0 | 0
[26 empty] | 0 | 0
[26 empty] | 0 | 0
[26 empty] | 0 | 0
[26 empty] | 0 | 0
[26 empty] | 0 | 0
[26 empty] | 0 | 0
[26 empty] | 0 | 0
[26 empty] | 0 | 0
[26 empty] | 0 | 0
[26 empty] | 0 | 0
[26 empty] | 0 | 0
[26 empty] | 0 | 0
[26 empty] | 0 | 0
[26 empty] | 0 | 0
[26 empty] | 0 | 0
[26 empty] | 0 | 0
[26 empty] | 0 | 0
[26 empty] | 0 | 0
[26 empty] | 0 | 0
[26 empty] | 0 | 0
[26 empty] | 0 | 0
[26 empty] | 0 | 0
[26 empty] | 0 | 0
[26 empty] | 0 | 0
[26 empty] | 0 | 0
[26 empty] | 0 | 0
[26 empty] | 0 | 0
[26 empty] | 0 | 0
[26 empty] | 0 | 0
[26 empty] | 0 | 0
[26 empty] | 0 | 0
[26 empty] | 0 | 0
[26 empty] | 0 | 0
[26 empty] | 0 | 0
[26 empty] | 0 | 0
[26 empty] | 0 | 0
[26 empty] | 0 | 0
[26 empty] | 0 | 0
[26 empty] | 0 | 0
[26 empty] | 0 | 0
[26 empty] | 0 | 0
[26 empty] | 0 | 0
[26 empty] | 0 | 0
[26 empty] | 0 | 0
[26 empty] | 0 | 0
[26 empty] | 0 | 0
[26 empty] | 0 | 0
[26 empty] | 0 | 0

## Zones
Houston | -1
North | 1
South | -1
West | 1
SET UP AREA, copy & paste values to cell B1
Source | North |  | N to H | N to W | N to S | W to N | S to N | W to S
Sink | Houston | Houston | -1 | 1 | -1 | -1 | 1 | -1
|  | North | 1 | 1 | 1 | -1 | -1 | -1
|  | South | -1 | 1 | -1 | -1 | 1 | -1
|  | West | 1 | -1 | 1 | 1 | -1 | 1
|  | Source | North | North | North | West | South | West
|  | Sink | Houston | West | South | North | North | South

## Tech
Number of Bus | Name of Bus | Tech Type
238 | BOSQUESW505 | CC
239 | BOSQUESW502 | GGT
244 | WHITNYDM01 | Hydro
245 | WHITNYDM02 | Hydro
247 | BOSQUESW501 | GGT
251 | BOSQUESW803 | CC
253 | BOSQUESW804 | CC
332 | RWMILLER01 | GST
333 | RWMILLER02 | GST
334 | RWMILLER03 | GST
335 | RWMILLER04 | GST
336 | RWMILLER05 | GST
344 | MRSSHPRD | Hydro
345 | MRSSHPRD01 | Hydro
366 | JNSNCNTY802 | Cogen
367 | JNSNCNTY802 | Cogen
503 | NTHTEXAS01 | GST
504 | NTHTEXAS02 | GST
505 | NTHTEXAS03 | GST
580 | JCKCNTY801 | CC
581 | JCKCNTY802 | CC
582 | JCKCNTY803 | CC
728 | WOLFRIDGE801 | Wind
837 | NEWMAN_G5 | GST
842 | OLINGER_G1 | GST
843 | OLINGER_G2 | GST
844 | OLINGER_G3 | GST
845 | OLINGER_G4 | GGT
923 | SPENCER_G4 | GST
924 | SPENCER_G5 | GST
948 | STEAM1 | GST
949 | STEAM2 | GST
950 | STEAM3 | GST
990 | GIBN_CREK_G1 | LIGCO
1002 | PBCTAGE_1G | GGT
1003 | PBCTBGE_2G | GGT
1004 | PBCTCGE_3G | GGT
1005 | PBCTDGE_4G | GGT
1006 | PBCTEGE_5G | GGT
1007 | PB5GEN_6G | GST
1008 | PB6GEN_7G | GST
1037 | MORGAN5G_5G | GST
1039 | MRGNAG_1G | GGT
1040 | MRGNBG_2G | GGT
1041 | MRGNCG_3G | GGT
1042 | MRGNDG_4G | GGT
1043 | MRGNEG_5G | GGT
1044 | MRGNFG_6G | GGT
1045 | CALENG1G_1G | Cogen
1046 | CALENG2G_2G | Cogen
1047 | CALENG3G_3G | Cogen
1058 | LONGSHORE_5 | Wind
1058 | LONGSHORE_5 | Wind
1061 | CIELOGEN_1G | Wind
1062 | CIELOGEN_2G | Wind
1068 | SCURRYCW_1G | Wind
1069 | KINDERMG_1G | Cogen
1070 | KINDERMG_2G | Cogen
1071 | KINDERMG_3G | Cogen
1073 | SCURRYCW_2G | Wind
1320 | BSP 1 | Cogen
1326 | STANTONW_8 | Wind
1327 | WILDHRSE_1G | Wind
1328 | OCOTILLO_1G | Wind
1333 | MCDDONAL_8 | Wind
1343 | TRENTIPP_8 | Wind
1349 | WESTXWIN_1G | Wind
1350 | NWPWRG1_1G | Wind
1354 | AEPWIND_8 | Wind
1360 | GUNSIGHT_8 | Wind
1416 | SWETWATR_1G | CC
1417 | SWETWATR_2G | CC
1418 | SWETWATR_3G | CC
1419 | SWETWATR_4G | CC
1432 | GRHAMSES_2G | GST
1433 | GRHAMSES_1G | GST
1437 | MESQUITW_1G | Wind
1438 | MESQUITW_2G | Wind
1442 | COKFIELD_5 | Wind
1453 | WCPWRCO_1G | CC
1454 | WCPWRCO_2G | CC
1455 | WCPWRCO_3G | CC
1479 | WFCOGEN_1G | Cogen
1479 | WFCOGEN_1G | Cogen
1482 | WFCOGEN_2G | Cogen
1482 | WFCOGEN_2G | Cogen
1600 | BARTNWND_1G | Wind
1643 | SLSTR1PP_1G | Wind
1675 | PEC_1G | Cogen
1676 | PEC_2G | Cogen
1677 | PEC_3G | Cogen
1678 | LAMARPWR_1G | CC
1679 | LAMARPWR_2G | CC
1680 | LAMARPWR_3G | CC
1681 | LAMARPWR_4G | CC
1682 | LAMARPWR_5G | CC
1683 | LAMARPWR_6G | CC
1687 | VALLEY_1G | GST
1688 | VALLEY_2G | GSC
1689 | VALLEY_3G | GST
1701 | MOSES_1G | LIGCO
1702 | MOSES_2G | LIGCO
1703 | MOSES_3G | LIGCO
1861 | EAGLEMNT_1G | GST
1862 | EAGLEMNT_2G | GST
1863 | EAGLEMNT_3G | GST
1877 | WLFHOLW_1G | CC
1878 | WLFHOLW_2G | CC
1879 | WLFHOLW_3G | CC
1889 | DECRDOVA_1G | GSC
1892 | DECRDOVA_2G | GGT
1893 | DECRDOVA_3G | GGT
1894 | DECRDOVA_4G | GGT
1895 | DECRDOVA_5G | GGT
1898 | COMCHEPK_1G | Nuc
1899 | COMCHEPK_2G | Nuc
1937 | MDLTHELP_5G | CC
1938 | MDLTHELP_6G | CC
1941 | MDLTHELP_1G | CC
1942 | MDLTHELP_2G | CC
1943 | MDLTHELP_3G | CC
1944 | MDLTHELP_4G | CC
1947 | HANDLEY_3G | GST
1948 | HANDLEY_4G | GST
1949 | HANDLEY_5G | GST
2371 | COLLIN_1G | GST
2381 | NTHLK1_G | GST
2382 | NTHLK2_G | GST
2383 | NTHLK3_G | GST
2413 | MTCK6_G | GST
2414 | MTCK7_G | GST
2417 | MTCK8_G | GSC
2451 | LKHB1_G | GST
2452 | LKHB2_G | GST
3097 | MARTLAKE_1G | LIGCO
3098 | MARTLAKE_2G | LIGCO
3099 | MARTLAKE_3G | LIGCO
3107 | STRYKER_1G | GST
3108 | STRYKER_2G | GST
3126 | TRINIDAD_6G | GST
3309 | ASPN_G | Bio
3348 | CHAMPION_1G | Cogen
3381 | BBRN_1G | LIGCO
3382 | BBRN_2G | LIGCO
3403 | THOUSE_1G | GSC
3404 | THOUSE_2G | GSC
3416 | LAKE_CRK1_G | GST
3417 | LAKE_CRK2_G | GST
3432 | SANDOW_4G | LIGCO
5026 | BRAUNIG_VHB1 | GST
5027 | BRAUNIG_VHB2 | GST
5028 | BRAUNIG_VHB3 | GST
5111 | CALAVER_JTD1 | LIGCO
5112 | CALAVER_JTD2 | LIGCO
5264 | LEON_LCP3G3 | GST
5265 | LEON_LCP4G4 | GST
5266 | LEON_LCPCT1 | GGT
5267 | LEON_LCPCT2 | GGT
5268 | LEON_LCPCT3 | GGT
5269 | LEON_LCPCT4 | GGT
5396 | CALAVER_OWS1 | GST
5397 | CALAVER_OWS2 | GST
5401 | CALAVER_JKS1 | LIGCO
5436 | TUTTL_WBT1G1 | GST
5438 | TUTTL_WBT3G3 | GST
5439 | TUTTL_WBT4G4 | GST
5476 | BRA_AVR1_CT1 | CC
5477 | BRA_AVR1_ST | CC
5478 | BRA_AVR1_CT2 | CC
5503 | RAYBURNGEN3 | GST
5505 | RAYBURNGEN1 | GGT
5506 | RAYBURNGEN2 | GGT
5508 | RAYBURNCC9 | CC
5509 | RAYBURNCC10 | CC
5511 | RAYBURNCC7 | CC
5512 | RAYBURNCC8 | CC
5728 | FALCONHYDRO2 | Hydro
5729 | FALCONHYDRO3 | Hydro
5890 | PEARSALLGEN1 | GST
5891 | PEARSALLGEN2 | GST
5892 | PEARSALLGEN3 | GST
5903 | SANMIGUELGEN | LIGCO
5911 | STP_GN1___1 | Nuc
5912 | STP_GN2___2 | Nuc
5920 | WELSHDC1 | DCTie
5925 | DCEAST | DCTie
5932 | SI_RAY9 | CC
5933 | SI_RAY6 | GST
5934 | SI_RAY5 | GST
5935 | SI_RAY10 | CC
6016 | SWMESA | Wind
6096 | NORTHDC7 | DCTie
6100 | OKLA7A | DCTie
6144 | MCADOO1A | Wind
6407 | TURKTRAK1A | Wind
6637 | SNYDERW1A | Wind
6752 | OKLA0A | LIGCO
6948 | DENISNDM | Hydro
6948 | DENISNDM | Hydro
7000 | L_FERGUS1_1Y | GSC
7004 | L_SIMGID1_1Y | GST
7005 | L_SIMGID1_2Y | GST
7006 | L_SIMGID1_3Y | GST
7007 | L_LOSTPI1_1Y | CC
7008 | L_LOSTPI1_2Y | CC
7009 | L_LOSTPI1_3Y | CC
7010 | L_FPPYD11_1Y | LIGCO
7011 | L_FPPYD11_2Y | LIGCO
7012 | L_FPPYD21_3Y | LIGCO
7014 | L_HAYSEN1_1Y | CC
7015 | L_HAYSEN1_2Y | CC
7016 | L_HAYSEN1_3Y | CC
7017 | L_HAYSEN1_4Y | CC
7020 | L_AUSTPL1_1Y | Hydro
7020 | L_AUSTPL1_1Y | Hydro
7022 | L_BUCHAN1_1Y | Hydro
7023 | L_BUCHAN1_2Y | Hydro
7024 | L_BUCHAN1_3Y | Hydro
7026 | L_INKSDA1_1Y | Hydro
7028 | L_MARBFA1_1Y | Hydro
7029 | L_MARBFA1_2Y | Hydro
7031 | L_MARSFO1G1Y | Hydro
7032 | L_MARSFO1G2Y | Hydro
7033 | L_MARSFO1G3Y | Hydro
7035 | L_WIRTZ_1G1Y | Hydro
7036 | L_WIRTZ_1G2Y | Hydro
7038 | L_DELAWA1_1Y | Wind
7038 | L_DELAWA1_1Y | Wind
7303 | L_WPPGS12_1Y | GGT
7303 | L_WPPGS12_1Y | GGT
7305 | L_WPPGS34_1Y | GGT
7305 | L_WPPGS34_1Y | GGT
7487 | L_CANYHY8_1Y | Hydro
7605 | L_MCQUEE9_1Y | Hydro
7605 | L_MCQUEE9_1Y | Hydro
7605 | L_MCQUEE9_1Y | Hydro
7609 | L_SCHUMA8_1Y | Hydro
7624 | L_LAKEWO9_1Y | Hydro
7624 | L_LAKEWO9_1Y | Hydro
7800 | L_GUADGE1_1Y | CC
7801 | L_GUADGE1_2Y | CC
7802 | L_GUADGE1_3Y | CC
7803 | L_GUADGE1_4Y | CC
7804 | L_GUADGE1_5Y | CC
7805 | L_GUADGE1_6Y | CC
7807 | L_BASTEN1_1Y | CC
7808 | L_BASTEN1_2Y | CC
7809 | L_BASTEN1_3Y | CC
7810 | L_RIONOG1G1Y | CC
7811 | L_RIONOG1G2Y | CC
7812 | L_RIONOG1G3Y | CC
7813 | L_RIONOG1S1Y | CC
8032 | AMISTADHYD1 | Hydro
8033 | AMISTADHYD2 | Hydro
8048 | FALCONHYDRO1 | Hydro
8066 | DUP1V#1 | Cogen
8134 | FOR #1 | Cogen
8138 | FOR #2 | Cogen
8139 | JOS #1 | GST
8147 | UCAR #2 | Cogen
8148 | UCAR #1 | Cogen
8153 | FOR #3 | Cogen
8154 | FOR #4 | Cogen
8155 | FOR #5 | Cogen
8156 | FOR #6 | Cogen
8157 | FOR #7 | Cogen
8161 | COLETO0A | LIGCO
8173 | VICEC51A | CC
8174 | VICEC61A | CC
8189 | CUECPL2A | Cogen
8262 | ELPS | Hydro
8285 | LAR #1 | GST
8287 | LAR #2 | GST
8288 | LAR #3 | GST
8388 | BATES0A | GST
8393 | BATES0B | GST
8437 | NUECES_B0C | GST
8438 | NUECES_B0B | GST
8442 | NBEC7 | GST
8442 | NBEC7 | GST
8456 | COSW#1 | Cogen
8457 | COSW#2 | Cogen
8459 | B_DAVIS0B | GSC
8460 | B_DAVIS0A | GSC
8461 | KOCH_UP0A | Cogen
8506 | VAL #1 | Cogen
8507 | VAL #2 | Cogen
8511 | OXY_CC0A | Cogen
8517 | CELANEBI0A | Cogen
8560 | CNOPGT1 | Cogen
8561 | CNOPGT2 | Cogen
8562 | CNOPST1 | Cogen
8926 | LGE_GT10A | Cogen
8927 | LGE_GT20A | Cogen
8928 | LGE_STG0A | Cogen
8930 | ICPGN10A | Cogen
8931 | ICPGN20A | Cogen
8932 | ICPGN30A | Cogen
8933 | FGNTS001 | CC
8934 | FGNTS101 | CC
8935 | FGNTS201 | CC
8936 | MVGN#1 | CC
8937 | MVGN#2 | CC
8938 | MVGN#3 | CC
8981 | HECN1 | CC
8982 | HECN2 | CC
8983 | HECN3 | CC
9000 | DECKR_G1 | GST
9001 | DECKR_G2 | GST
9002 | DECKR_G3 | GGT
9003 | DECKR_G4 | GGT
9004 | DECKR_G5 | GGT
9005 | DECKR_G6 | GGT
9016 | SANDH_G1 | GGT
9017 | SANDH_G2 | GGT
9018 | SANDH_G3 | GGT
9019 | SANDH_G4 | GGT
9020 | SANDHG5A | CC
9021 | SANDHG5C | CC
11001 | NAV1CT | CC
11009 | NAV2CT | CC
11011 | NAV3ST | CC
11012 | NAV4CT | CC
11013 | NAV5CT | CC
11014 | NAV6ST | CC
11020 | TIEHVSG_1G | CC
11021 | TIEHVCG_1G | CC
11022 | TIEHVCG_2G | CC
11023 | TIEHVCG_3G | CC
11024 | TIEHVCG_4G | CC
11025 | TIEHVSG_2G | CC
11056 | ROSCOE_1G | Wind
11057 | CHAMPION_1G | Wind
11058 | PYRON_1G | Wind
11059 | INADALE_1G | Wind
11065 | ELBOWCK_1G | Wind
11147 | NOTREES_1G | Wind
11309 | BULLCREK_2G | Wind
11310 | BULLCREK_1G | Wind
11320 | COYOTE_1G | Wind
11691 | KMICHICT1_G | CC
11692 | KMICHICT2_G | CC
11693 | KMICHIST3_G | CC
11694 | KMICHICT4_G | CC
11695 | KMICHICT5_G | CC
11696 | KMICHIST6_G | CC
12322 | ENNSTRAC_1G | CC
12323 | ENNSTRAC_2G | CC
12411 | FPLEFR1A_G | CC
12412 | FPLEFR1B_G | CC
12413 | FPLEFR1C_G | CC
12414 | FPLEFR1S_G | CC
12421 | FPLEFR2A_G | CC
12422 | FPLEFR2B_G | CC
12423 | FPLEFR2C_G | CC
12424 | FPLEFR2S_G | CC
12440 | PARKD_1SVC8 | GST
12449 | PARKD_2SVC8 | GST
13116 | TGATEWAY_1G | CC
13117 | TGATEWAY_2G | CC
13118 | TGATEWAY_3G | CC
13119 | TGATEWAY_4G | CC
13131 | CALFREST_1G | CC
13132 | CALFREST_2G | CC
13133 | CALFREST_3G | CC
13134 | CALFREST_4G | CC
13135 | CALFREST_5G | CC
13136 | CALFREST_6G | CC
13432 | SANDOW_5G | LIGCO
32798 | BRYN_TAMUGEN | GST
32883 | BRYN_DNSBY3 | GST
32884 | BRYN_DNSBY13 | GST
32886 | BRYN_ATKINS3 | GST
32887 | BRYN_ATKINS6 | GST
32888 | BRYN_ATKINS7 | GGT
32890 | BRYN_ATKINS4 | GST
32891 | BRYN_ATKINS5 | GST
32892 | BRYN_DNSBY14 | GST
36998 | RDCNYNG1 | Wind
38332 | TNWDWRDU2_8 | Wind
38437 | TNSRBNMESA9 | Wind
38580 | TNBP_CGN1_8 | Cogen
38590 | TNBP_CGN2_8 | Cogen
38600 | TNBP_CGN3_8 | Cogen
38611 | TNBPAMCG1_8 | Cogen
38612 | TNBPAMCG2_8 | Cogen
38613 | TNBPAMCG3_8 | Cogen
38614 | TNBPAMCG4_8 | Cogen
38615 | TNBPAMCG5_8 | Cogen
38690 | TNBP_CGN4_8 | Cogen
38711 | TNTXCTY1CG8 | Cogen
38712 | TNTXCTY2CG8 | Cogen
38713 | TNTXCTY3CG8 | Cogen
38714 | TNTXCTY4CG8 | Cogen
39190 | TNSLCGN1__8 | Cogen
39470 | TNDOWCGNSG8 | Cogen
39480 | TNDOWCGNGG8 | Cogen
39760 | TNSCLP1___8 | Cogen
39770 | TNSCLP2___8 | Cogen
39775 | TNSCLP4___8 | Cogen
39790 | TNSCLP3___8 | Cogen
39960 | TNTNPONE_18 | LIGCO
39970 | TNTNPONE_28 | LIGCO
48500 | APD_GT1_8005 | Cogen
48510 | AK_GT1__8040 | Cogen
48511 | LPE_GT1_8070 | GGT
48512 | LPE_GT2_8075 | GGT
48513 | LPE_GT3_8080 | GGT
48514 | LPE_GT4_8085 | GGT
48520 | BSF_GT1_8070 | Cogen
48520 | BSF_GT1_8070 | Cogen
48521 | BVE_GT1_GT1 | CC
48522 | BVE_GT2_5035 | CC
48523 | BVE_ST1_GN1 | CC
48531 | BYU_GT1_8075 | Cogen
48532 | BYU_GT2_8055 | Cogen
48533 | BYU_GT3_8060 | Cogen
48534 | BYU_GT4_8065 | Cogen
48551 | CAL_GT1_8045 | Cogen
48552 | CAL_ST1_8000 | Cogen
48561 | CTL_GT2_8130 | Cogen
48562 | CTL_GT3_8135 | Cogen
48563 | CTL_GT4_8140 | Cogen
48564 | CTL_GN1_8145 | Cogen
48565 | CTL_GN2_8155 | Cogen
48581 | CBY_GN1_1 | GSC
48582 | CBY_GN2_2 | GSC
48583 | CBY_GT4_1 | GSC
48584 | CBY_GT4_2 | CC
48585 | CBY_ST4_1 | CC
48591 | CHE_GT2_5030 | Cogen
48593 | CHE_GT1_8015 | Cogen
48594 | CHE_GN4_8025 | Cogen
48595 | BTE_GT2_8075 | CC
48596 | BTE_GT3_8045 | CC
48597 | BTE_GT4_8055 | CC
48598 | BTE_ST1_8070 | CC
48611 | DIB_GT1_8080 | Cogen
48612 | DIB_GT2_8075 | Cogen
48613 | DIB_ST1_8085 | Cogen
48614 | DIB_GT3_8090 | Cogen
48641 | DPEC_GT15040 | CC
48642 | DPEC_GT25025 | CC
48643 | DPEC_GT35010 | CC
48644 | DPEC_GT45070 | CC
48645 | DPEC_ST55065 | CC
48651 | EP_1_2 | Cogen
48651 | EP_1_2 | Cogen
48671 | FTR_GT1_5105 | CC
48672 | FTR_GT2_5110 | CC
48673 | FTR_GT3_5085 | CC
48674 | FTR_CN4_5095 | CC
48690 | GBY_GN5_5 | GSC
48691 | GBY_73741085 | GGT
48691 | GBY_73741085 | GGT
48692 | GBY_81821075 | GGT
48692 | GBY_81821075 | GGT
48693 | GBY_83841065 | GGT
48693 | GBY_83841065 | GGT
48721 | LEG_1___1 | LIGCO
48722 | LEG_2___2 | LIGCO
48730 | MNS_GT | Cogen
48731 | CBE_GT1 | CC
48732 | CBE_GT2 | CC
48733 | CBE_ST12 | CC
48734 | CBE_GT3 | CC
48735 | CBE_GT4 | CC
48736 | CBE_ST34 | CC
48740 | PSG_GN2_8050 | Cogen
48741 | PSG_GT2_8040 | Cogen
48742 | PSG_GT3_8060 | Cogen
48761 | PR_GT1__9040 | Cogen
48772 | PHR_GN2_2 | GSC
48791 | PSA_GT1_8160 | Cogen
48792 | PSA_GT2_8155 | Cogen
48793 | PSA_GT3_8150 | Cogen
48794 | PSA_GT4_8145 | Cogen
48795 | PSA_GT5_8140 | Cogen
48796 | PSA_GN1_8165 | Cogen
48797 | PSA_GT6_8135 | Cogen
48811 | CVC_GT3_5045 | Cogen
48812 | CVC_GT2_5020 | Cogen
48813 | CVC_GT1_5035 | Cogen
48814 | CVC_ST5_5040 | Cogen
48815 | CVC_GT4_8005 | Cogen
48820 | SHELLG1_3015 | Cogen
48821 | SHELLG2 | Cogen
48822 | SHELLG3_3020 | Cogen
48822 | SHELLG3_3020 | Cogen
48841 | SJS_GT1_GT1 | Cogen
48842 | SJS_GT2_GT2 | Cogen
48845 | SOL_GT1 | Solar
48851 | SRB_GN1_1 | GST
48852 | SRB_GN2_2 | GST
48853 | SRB_GN3_3 | GST
48854 | SRB_GN4_4 | GST
48855 | SRB_GT211035 | GGT
48855 | SRB_GT211035 | GGT
48873 | THW_ST3_ST_3 | CC
48874 | THW_ST4_ST_4 | CC
48875 | THW_3132 | CC
48875 | THW_3132 | CC
48877 | THW_3334 | CC
48877 | THW_3334 | CC
48879 | THW_4142 | CC
48879 | THW_4142 | CC
48881 | THW_4344 | CC
48881 | THW_4344 | CC
48883 | THW_GT1_GT_1 | GGT
48885 | THW_5152 | GGT
48885 | THW_5152 | GGT
48886 | THW_5354 | GGT
48886 | THW_5354 | GGT
48887 | THW_5556 | GGT
48887 | THW_5556 | GGT
48911 | TGF_GT1_8000 | Cogen
48921 | WAP_GN1_1 | GST
48922 | WAP_GN2_2 | GST
48923 | WAP_GN3_3 | GST
48924 | WAP_GN4_4 | GSC
48925 | WAP_GN5_5 | LIGCO
48926 | WAP_GN6_6 | LIGCO
48927 | WAP_GN7_7 | LIGCO
48928 | WAP_GN8_8 | LIGCO
48929 | WAPGT21_GT1 | GGT
48940 | WARVUE_GT1 | Cogen
49803 | EXN_15GT | Cogen
49804 | EXN_16GT | Cogen
49805 | EXN_17GT | Cogen
49826 | EXN938GT | Cogen
49828 | EXN941GT | Cogen
49829 | EXN942GT | Cogen
49830 | EXN943GT | Cogen
49831 | EXN944GT | Cogen
49832 | EXN945GT | Cogen
49837 | EXN_GT | Cogen
49838 | EXN_14GT | Cogen
49851 | DOW17000 | Cogen
49858 | DOW38100 | Cogen
49859 | DOW38200 | Cogen
49860 | DOW38300 | Cogen
49862 | DOW39100 | Cogen
49863 | DOW39200 | Cogen
49865 | DOW41000 | Cogen
49866 | DOW42000 | Cogen
49869 | DOW49000 | Cogen
49870 | DOW61000 | Cogen
49871 | DOW62000 | Cogen
49872 | DOW63000 | Cogen
49873 | DOW64000 | Cogen
49876 | DOW65000 | Cogen
49877 | DOW66000 | Cogen
49878 | DOW67000 | Cogen
49882 | DOW81000 | Cogen
49884 | DOW82000 | Cogen
49885 | DOW83000 | Cogen
49886 | DOW84000 | Cogen
58909 | PEARSALLSCG1 | Diesel
58909 | PEARSALLSCG1 | Diesel
58909 | PEARSALLSCG1 | Diesel
58909 | PEARSALLSCG1 | Diesel
58909 | PEARSALLSCG1 | Diesel
58909 | PEARSALLSCG1 | Diesel
58919 | PEARSALLSCG2 | Diesel
58919 | PEARSALLSCG2 | Diesel
58919 | PEARSALLSCG2 | Diesel
58919 | PEARSALLSCG2 | Diesel
58919 | PEARSALLSCG2 | Diesel
58919 | PEARSALLSCG2 | Diesel
58929 | PEARSALLSCG3 | Diesel
58929 | PEARSALLSCG3 | Diesel
58929 | PEARSALLSCG3 | Diesel
58929 | PEARSALLSCG3 | Diesel
58929 | PEARSALLSCG3 | Diesel
58929 | PEARSALLSCG3 | Diesel
58949 | PEARSALLSCG4 | Diesel
58949 | PEARSALLSCG4 | Diesel
58949 | PEARSALLSCG4 | Diesel
58949 | PEARSALLSCG4 | Diesel
58949 | PEARSALLSCG4 | Diesel
58949 | PEARSALLSCG4 | Diesel
60000 | DSKY2 | Wind
60003 | KING_NE1A | Wind
60005 | KING_SE1A | Wind
60007 | KING_SW1A | Wind
60016 | WOODWRD11A | Wind
60017 | ORNNWP1 | Wind
60018 | DSKY1 | Wind
60019 | KING_NW1A | Wind
60057 | CALLAHAN1A | Wind
60058 | BUFF_GAP1A | Wind
60060 | CIRELLO | Wind
60063 | BUFF_GAP1B | Wind
60066 | H_HOLLOW1A | Wind
60068 | HHOLLOW21A | Wind
60070 | HHOLLOW31A | Wind
60072 | HHOLLOW41A | Wind
60081 | WHRLWIND1A | Wind
60201 | RIO DRCS | AVR
60202 | FRNDDRCS | AVR
71051 | L_BITTCR1_1N | Wind
71054 | L_SWEETW1_1N | Wind
71057 | L_SWEETW1_2N | Wind
71059 | L_SWEETW1_3N | Wind
71060 | L_SWEETW1_4N | Wind
71061 | L_SWEETW1_5N | Wind
76031 | L_GASCCR1_1N | Wind
76091 | L_DIVIDE1_1N | Wind
76095 | L_CAPRSI1_1N | Wind
76096 | L_CAPRSI1_2N | Wind
76097 | L_CAPRGE1_1N | Wind
80003 | MILHWYS | AVR
80012 | LAR | DCTie
80051 | FOR #8 | Cogen
80052 | FOR #9 | Cogen
80053 | FOR #10 | Cogen
80080 | GWINDT11A | Wind
80080 | GWINDT11A | Wind
80080 | GWINDT11A | Wind
80080 | GWINDT11A | Wind
80081 | GWINDT21A | Wind
80081 | GWINDT21A | Wind
80081 | GWINDT21A | Wind
80081 | GWINDT21A | Wind
80137 | CSDR89 | DCTie
80137 | CSDR89 | DCTie
80138 | CSDR7 | DCTie
80139 | CSDR56 | DCTie
80139 | CSDR56 | DCTie
80140 | CSDR11 | DCTie
80180 | PNSCALT11A | Wind
80180 | PNSCALT11A | Wind
80181 | PNSCALT21A | Wind
80181 | PNSCALT21A | Wind
80223 | REYSHR G | Cogen
80224 | VISTRONG1 | Cogen
80225 | VISTRONG2 | Cogen
80226 | ALCOA G | Cogen
80227 | AIRCO G | Cogen
80263 | B_DAVIS31A | CC
80264 | B_DAVIS41A | CC
80265 | LARECU40A | GGT
80266 | LARECU50A | GGT
86104 | CID-138 | DCTie
86105 | CID-230 | DCTie
86106 | CUF-230 | DCTie
86107 | CUF-138 | DCTie
88198 | BEEVILLE | AVR
88253 | HAMILTON | BLT
88299 | ZAPATA | BLT
88508 | FALFURRI | AVR