## Set up
Step 1 | Go to the Zones worksheet in this workbook. Make sure that the source and sink zones are set correctly and the "1"s and "-1"s are correct |  | Summary of Key Data points | Value
File Description: Cont_ Gibbons to Singleton OL_ Gibbons to Singleton_ckt_75
Step 2 | Open Dennis' file that needs to have the data transferred, same file that is listed in cell K27 |  | Number of units | 645
|  |  | Dec PTDF cutoff point | 254
Step 3 | Copy columns J:X from an old Dennis' Sheet to the new sheet (if first round of a new alaysis) |  | Dec PTDF cutoff unit | FRNDDRCS
|  |  | Dec 10% unit | MARTLAKE_1G
Step 4 | Mark the contingencies and monitored element set by a "y" in column K of Dennis' sheet, if there are a match on the filename use something to make unique |  | Dec max cumltv zone impact - cumltv zone share | 0.040187
|  |  | Dec max cumltv zone impact - cumltv zone share pt | 18
Step 5 | Enter Dennis' file name into cell K27 |  | Dec max cumltv zone impact - cumltv zone share unit | ASPN_G
|  |  | North Zonal weighted AWGSF | 0.12529
Step 6 | click the step one button |  | Houston Zonal weighted AWGSF | -0.15317
|  |  | Inc PTDF cutoff point | 391
Step 7 | Enter the line ratings in Dennis' workbook, the Input worksheet, in the cells |  | Inc PTDF cutoff unit | FTR_CN4_5095
| X6:X30, or to the end of the selected list. |  | Inc 10% unit | CBY_GN1_1
|  |  | Inc max cumltv zone impact - cumltv zone share | 0.13818
Step 8 | Check to see that the number of generators in Dennis' file matches the length |  | Inc max cumltv zone impact - cumltv zone share pt | 167
| of the formulas in columns L:V (Distributed Slack - Dec) have been copied through to the apporpriate number of rows |  | Inc max cumltv zone impact - cumltv zone share unit | CBE_ST34
| If Dennis' sheet data is less than this file then clear any old unit data in columns A:K of this workbook to match the correct leng |  | North Zonal weighted AWGSF | 0.12529
| It is only necessary to match the Distributed Slack - Dec worksheet. |  | Houston Zonal weighted AWGSF | -0.15317
|  |  | Min of zone correlation | -0.057744
Step 9 | Click the step 2 button |  | Bounary gen in Houston Zone | 49.1518
| The last file saved will still be open, yopu will need to close this file. |  | Bounary gen in soucre zone as % of line | 3.572%
| This sheet willno longer be open. |  | Bounary gen in North Zone | 0
|  |  | Bounary gen in soucre zone as % of line | 0
|  |  | OL element line rating | 1376
|  |  | North Zonal weighted AWGSF | 0.12529
|  | NH_043009automation.xls | Houston Zonal weighted AWGSF | -0.15317
Copy Dennis' data step 1
Copy Dennis' Data Step 2

## Distributed Slack - Dec
Number of Bus | Name of Bus | ID | Area Name of Gen | AGC | P Sensitivity of Bus | Gen MW | Min MW | Max MW | V Sensitivity of Bus | Set Volt | Tech Type | Zone Impact | Zone Correlation | Inc Max | Dec Max | Souce S.F. Weighting | Souce Capacity | Sink S.F. Weighting | Sink Capacity | PTDF Calc | PTDF Weighting | Cumulative Share of Zonal Cap | Cumulative Share of Zonal Impact | Cont_ Gibbons to Singleton OL_ Gibbons to Singleton_ckt_75 |  | i_PTDF_DEC_pt | 254 |  | ASPN_G | Unit at max
990 | GIBN_CREK_G1 | 1 | North | YES | 0.63587 | 463 | 200 | 463 | 0 | 1.0275 | LIGCO | 1 | 0.78904 | 0 | 463 | 294.4087 | 463 |  |  | 0.78904 | 365.3268 | 0.011219 | 0.03161 |  |  | i_10pctunit | 19 |  | 18 | # units @ max
32798 | BRYN_TAMUGEN | 1 | North | YES | 0.54009 | 32 | 0 | 32 |  | 1.02 | GST | 1 | 0.69327 | 32 | 32 | 17.283 | 32 |  |  | 0.69327 | 22.1845 | 0.011994 | 0.03353 |  |  | # units | 645 |  | 0.040187 | delta max
32886 | BRYN_ATKINS3 | MB | North | YES | 0.52647 | 0 | 5 | 12 |  | 1 | GST | 1 | 0.67964 | 0 | 0 | 0 | 0 |  |  | 0.67964 | 0 | 0.011994 | 0.03353 | [5 empty] | Delta
32887 | BRYN_ATKINS6 | MB | North | YES | 0.52647 | 0 | 12 | 51 |  | 1.028 | GST | 1 | 0.67964 | 0 | 0 | 0 | 0 |  |  | 0.67964 | 0 | 0.011994 | 0.03353 | Weighted Shift Factors |  |  |  | 1 | 0.020392
32888 | BRYN_ATKINS7 | 1 | North | YES | 0.52647 | 13.6 | 4 | 17 |  | 1.028 | GGT | 1 | 0.67964 | 17 | 17 | 8.95 | 17 |  |  | 0.67964 | 11.5539 | 0.012406 | 0.03453 | North | 0.12529 |  |  | 2 | 0.021536
32890 | BRYN_ATKINS4 | MB | North | YES | 0.52647 | 0 | 5 | 22 |  | 1.031 | GST | 1 | 0.67964 | 0 | 0 | 0 | 0 |  |  | 0.67964 | 0 | 0.012406 | 0.03453 | Houston | -0.15317 |  |  | 3 | 0.021536
32891 | BRYN_ATKINS5 | MB | North | YES | 0.52647 | 0 | 5 | 25 |  | 1.031 | GST | 1 | 0.67964 | 0 | 0 | 0 | 0 |  |  | 0.67964 | 0 | 0.012406 | 0.03453 |  |  |  |  | 4 | 0.021536
32883 | BRYN_DNSBY3 | 1 | North | YES | 0.50106 | 0 | 2 | 48 |  | 1.015 | GST | 1 | 0.65424 | 48 | 48 | 24.0511 | 48 |  |  | 0.65424 | 31.4033 | 0.013569 | 0.037247 |  |  |  |  | 5 | 0.022124
32884 | BRYN_DNSBY13 | 1 | North | YES | 0.50106 | 46 | 2 | 46 | 0 | 1.015 | GST | 1 | 0.65424 | 46 | 46 | 23.049 | 46 |  |  | 0.65424 | 30.0948 | 0.014683 | 0.039851 |  |  |  |  | 6 | 0.022124
32892 | BRYN_DNSBY14 | 1 | North | YES | 0.50106 | 84 | 25 | 105 | 0 | 1.035 | GST | 1 | 0.65424 | 105 | 105 | 52.6118 | 105 |  |  | 0.65424 | 68.6948 | 0.017228 | 0.045795 |  |  |  |  | 7 | 0.022124
39960 | TNTNPONE_18 | 1 | North | YES | 0.29615 | 152.3 | 30 | 152.3 |  | 1.04 | LIGCO | 1 | 0.44932 | 0 | 152.3 | 45.1033 | 152.3 |  |  | 0.44932 | 68.4313 | 0.020918 | 0.051716 |  |  |  |  | 8 | 0.023678
39970 | TNTNPONE_28 | 1 | North | YES | 0.29615 | 153 | 30 | 153 |  | 1.04 | LIGCO | 1 | 0.44932 | 0 | 153 | 45.3106 | 153 |  |  | 0.44932 | 68.7458 | 0.024625 | 0.057664 |  |  |  |  | 9 | 0.025167
48721 | LEG_1___1 | 1 | North | YES | 0.17641 | 827 | 357 | 827 | 0 | 1.0348 | LIGCO | 1 | 0.32958 | 0 | 827 | 145.8878 | 827 |  |  | 0.32958 | 272.56 | 0.044663 | 0.081248 |  |  |  |  | 10 | 0.028567
48722 | LEG_2___2 | 2 | North | YES | 0.17641 | 819 | 357 | 819 | 0 | 1.0348 | LIGCO | 1 | 0.32958 | 0 | 819 | 144.4765 | 819 |  |  | 0.32958 | 269.9234 | 0.064508 | 0.1046 |  |  |  |  | 11 | 0.030798
3107 | STRYKER_1G | 1 | North | YES | 0.12842 | 145.6 | 45 | 182 | 0 | 1.029 | GST | 1 | 0.28159 | 182 | 182 | 23.3721 | 182 |  |  | 0.28159 | 51.2492 | 0.068918 | 0.10904 |  |  |  |  | 12 | 0.033039
3108 | STRYKER_2G | 2 | North | YES | 0.12842 | 484 | 75 | 484 | 0 | 1.029 | GST | 1 | 0.28159 | 484 | 484 | 62.1543 | 484 |  |  | 0.28159 | 136.289 | 0.080645 | 0.12083 |  |  |  |  | 13 | 0.036584
3348 | CHAMPION_1G | MB | North | YES | 0.12733 | 0 | 42 | 42 |  | 1 | Cogen | 1 | 0.2805 | 0 | 0 | 0 | 0 |  |  | 0.2805 | 0 | 0.080645 | 0.12083 |  |  |  |  | 14 | 0.040095
3309 | ASPN_G | 1 | North | YES | 0.12732 | 50 | 0 | 50 |  | 1 | Bio | 1 | 0.28049 | 50 | 50 | 6.3659 | 50 |  |  | 0.28049 | 14.0245 | 0.081857 | 0.12204 |  |  |  |  | 15 | 0.04012
3097 | MARTLAKE_1G | 1 | North | YES | 0.12673 | 790 | 500 | 790 | 0 | 1.017 | LIGCO | 1 | 0.2799 | 0 | 790 | 100.1199 | 790 |  |  | 0.2799 | 221.1248 | 0.101 | 0.14118 |  |  |  |  | 16 | 0.040185
3098 | MARTLAKE_2G | 2 | North | YES | 0.12673 | 795 | 461 | 795 | 0 | 1.017 | LIGCO | 1 | 0.2799 | 0 | 795 | 100.7535 | 795 |  |  | 0.2799 | 222.5243 | 0.12026 | 0.16043 |  |  |  |  | 17 | 0.040185
3099 | MARTLAKE_3G | 3 | North | YES | 0.12673 | 804 | 500 | 804 | 0 | 1.017 | LIGCO | 1 | 0.2799 | 0 | 804 | 101.8941 | 804 |  |  | 0.2799 | 225.0435 | 0.13974 | 0.1799 |  |  |  |  | 18 | 0.040187
13116 | TGATEWAY_1G | 1 | North | YES | 0.12672 | 151 | 30 | 151 | 0 | 1.0232 | CC | 1 | 0.27989 | 151 | 151 | 19.1353 | 151 |  |  | 0.27989 | 42.2641 | 0.1434 | 0.18356 |  |  |  |  | 19 | 0.040178
13117 | TGATEWAY_2G | 2 | North | YES | 0.12672 | 130 | 30 | 130 | 0 | 1.0232 | CC | 1 | 0.27989 | 130 | 130 | 16.4741 | 130 |  |  | 0.27989 | 36.3863 | 0.14655 | 0.18671 |  |  |  |  | 20 | 0.04017
13118 | TGATEWAY_3G | 3 | North | YES | 0.12672 | 148 | 30 | 148 | 0 | 1.0232 | CC | 1 | 0.27989 | 148 | 148 | 18.7552 | 148 |  |  | 0.27989 | 41.4244 | 0.15014 | 0.19029 |  |  |  |  | 21 | 0.040161
13119 | TGATEWAY_4G | 4 | North | YES | 0.12672 | 399 | 65 | 399 | 0 | 1.0232 | CC | 1 | 0.27989 | 399 | 399 | 50.5629 | 399 |  |  | 0.27989 | 111.678 | 0.15981 | 0.19996 |  |  |  |  | 22 | 0.040159
13131 | CALFREST_1G | 1 | North | YES | 0.1259 | 150.7 | 40 | 150.7 | 0 | 1.031 | CC | 1 | 0.27907 | 150.7 | 150.7 | 18.9734 | 150.7 |  |  | 0.27907 | 42.0563 | 0.16346 | 0.2036 |  |  |  |  | 23 | 0.040157
13132 | CALFREST_2G | 2 | North | YES | 0.1259 | 151 | 57 | 151 | 0 | 1.031 | CC | 1 | 0.27907 | 151 | 151 | 19.0112 | 151 |  |  | 0.27907 | 42.14 | 0.16712 | 0.20724 |  |  |  |  | 24 | 0.040156
13133 | CALFREST_3G | 3 | North | YES | 0.1259 | 177.4 | 40 | 177.4 | 0 | 1.031 | CC | 1 | 0.27907 | 177.4 | 177.4 | 22.335 | 177.4 |  |  | 0.27907 | 49.5075 | 0.17141 | 0.21152 |  |  |  |  | 25 | 0.040151
13134 | CALFREST_4G | 4 | North | YES | 0.12576 | 151.5 | 40 | 151.5 | 0 | 1.031 | CC | 1 | 0.27894 | 151.5 | 151.5 | 19.0534 | 151.5 |  |  | 0.27894 | 42.2588 | 0.17508 | 0.21518 |  |  |  |  | 26 | 0.040138
13135 | CALFREST_5G | 5 | North | YES | 0.12576 | 152.3 | 57 | 152.3 | 0 | 1.031 | CC | 1 | 0.27894 | 152.3 | 152.3 | 19.154 | 152.3 |  |  | 0.27894 | 42.4819 | 0.17877 | 0.21886 |  |  |  |  | 27 | 0.040126
13136 | CALFREST_6G | 6 | North | YES | 0.12576 | 177.5 | 40 | 177.5 | 0 | 1.031 | CC | 1 | 0.27894 | 177.5 | 177.5 | 22.3233 | 177.5 |  |  | 0.27894 | 49.5111 | 0.18308 | 0.22314 |  |  |  |  | 28 | 0.040111
3381 | BBRN_1G | 1 | North | YES | 0.12558 | 618 | 225 | 618 | 0 | 1.03 | LIGCO | 1 | 0.27875 | 0 | 618 | 77.6103 | 618 |  |  | 0.27875 | 172.2699 | 0.19805 | 0.23805 |  |  |  |  | 29 | 0.040097
3382 | BBRN_2G | 2 | North | YES | 0.12558 | 589 | 225 | 589 | 0 | 1.03 | LIGCO | 1 | 0.27875 | 0 | 589 | 73.9684 | 589 |  |  | 0.27875 | 164.186 | 0.21232 | 0.25225 |  |  |  |  | 30 | 0.040082
3126 | TRINIDAD_6G | 1 | North | YES | 0.12534 | 179.2 | 46 | 224 | 0 | 1 | GST | 1 | 0.27851 | 224 | 224 | 28.0768 | 224 |  |  | 0.27851 | 62.3871 | 0.21775 | 0.25765 |  |  |  |  | 31 | 0.040066
12411 | FPLEFR1A_G | 1 | North | YES | 0.12495 | 161 | 72 | 161 | 0 | 1 | CC | 1 | 0.27812 | 161 | 161 | 20.1166 | 161 |  |  | 0.27812 | 44.7771 | 0.22165 | 0.26153 |  |  |  |  | 32 | 0.039997
12412 | FPLEFR1B_G | 2 | North | YES | 0.12495 | 164 | 72 | 164 | 0 | 1 | CC | 1 | 0.27812 | 164 | 164 | 20.4915 | 164 |  |  | 0.27812 | 45.6115 | 0.22562 | 0.26547 |  |  |  |  | 33 | 0.039932
12413 | FPLEFR1C_G | 3 | North | YES | 0.12495 | 164 | 72 | 164 | 0 | 1 | CC | 1 | 0.27812 | 164 | 164 | 20.4915 | 164 |  |  | 0.27812 | 45.6115 | 0.2296 | 0.26942 |  |  |  |  | 34 | 0.039903
12414 | FPLEFR1S_G | 4 | North | YES | 0.12495 | 414 | 191 | 414 | 0 | 1 | CC | 1 | 0.27812 | 414 | 414 | 51.7285 | 414 |  |  | 0.27812 | 115.1412 | 0.23963 | 0.27938 |  |  |  |  | 35 | 0.039876
12421 | FPLEFR2A_G | 1 | North | YES | 0.12495 | 162 | 72 | 162 | 0 | 1 | CC | 1 | 0.27812 | 162 | 162 | 20.2416 | 162 |  |  | 0.27812 | 45.0553 | 0.24355 | 0.28328 |  |  |  |  | 36 | 0.039849
12422 | FPLEFR2B_G | 2 | North | YES | 0.12495 | 161 | 72 | 161 | 0 | 1 | CC | 1 | 0.27812 | 161 | 161 | 20.1166 | 161 |  |  | 0.27812 | 44.7771 | 0.24746 | 0.28715 |  |  |  |  | 37 | 0.039822
12423 | FPLEFR2C_G | 3 | North | YES | 0.12495 | 163 | 72 | 163 | 0 | 1 | CC | 1 | 0.27812 | 163 | 163 | 20.3665 | 163 |  |  | 0.27812 | 45.3334 | 0.2514 | 0.29108 |  |  |  |  | 38 | 0.039753
12424 | FPLEFR2S_G | 4 | North | YES | 0.12495 | 415 | 191 | 415 | 0 | 1 | CC | 1 | 0.27812 | 415 | 415 | 51.8534 | 415 |  |  | 0.27812 | 115.4193 | 0.26146 | 0.30106 |  |  |  |  | 39 | 0.039726
12440 | PARKD_1SVC8 | 1 | North | YES | 0.1247 | 0 | 0 | 0 | 0 | 1.007 | GST | 1 | 0.27787 | 0 | 0 | 0 | 0 |  |  | 0.27787 | 0 | 0.26146 | 0.30106 |  |  |  |  | 40 | 0.0397
12449 | PARKD_2SVC8 | 1 | North | YES | 0.1247 | 0 | 0 | 0 | 0 | 1.007 | GST | 1 | 0.27787 | 0 | 0 | 0 | 0 |  |  | 0.27787 | 0 | 0.26146 | 0.30106 |  |  |  |  | 41 | 0.039673
2451 | LKHB1_G | 1 | North | YES | 0.12454 | 0 | 80 | 391 |  | 1.022 | GST | 1 | 0.27771 | 391 | 391 | 48.6955 | 391 |  |  | 0.27771 | 108.5853 | 0.27093 | 0.31046 |  |  |  |  | 42 | 0.039604
2452 | LKHB2_G | 2 | North | YES | 0.12454 | 516 | 80 | 516 | 0 | 1.022 | GST | 1 | 0.27771 | 516 | 516 | 64.2632 | 516 |  |  | 0.27771 | 143.2993 | 0.28344 | 0.32286 |  |  |  |  | 43 | 0.039604
948 | STEAM1 | 1 | North | YES | 0.12393 | 0 | 12 | 20 |  | 1.02 | GST | 1 | 0.2771 | 20 | 20 | 2.4786 | 20 |  |  | 0.2771 | 5.542 | 0.28392 | 0.32334 |  |  |  |  | 44 | 0.039604
949 | STEAM2 | 1 | North | YES | 0.12393 | 26 | 8 | 26 | 0 | 0.99 | GST | 1 | 0.2771 | 26 | 26 | 3.2222 | 26 |  |  | 0.2771 | 7.2046 | 0.28455 | 0.32396 |  |  |  |  | 45 | 0.039525
950 | STEAM3 | 1 | North | YES | 0.12393 | 41 | 13 | 42 | 0 | 1.02 | GST | 1 | 0.2771 | 42 | 42 | 5.2051 | 42 |  |  | 0.2771 | 11.6383 | 0.28557 | 0.32497 |  |  |  |  | 46 | 0.039422
837 | NEWMAN_G5 | 1 | North | YES | 0.12387 | 0 | 15 | 40 |  | 1.01 | GST | 1 | 0.27704 | 40 | 40 | 4.9547 | 40 |  |  | 0.27704 | 11.0815 | 0.28654 | 0.32593 |  |  |  |  | 47 | 0.039417
842 | OLINGER_G1 | 1 | North | YES | 0.12378 | 55.4 | 20 | 79 | 0 | 1.03 | GST | 1 | 0.27695 | 79 | 79 | 9.7787 | 79 |  |  | 0.27695 | 21.8792 | 0.28845 | 0.32782 |  |  |  |  | 48 | 0.03941
843 | OLINGER_G2 | 1 | North | YES | 0.12378 | 76.2 | 25 | 110 | 0 | 1.03 | GST | 1 | 0.27695 | 110 | 110 | 13.6159 | 110 |  |  | 0.27695 | 30.4647 | 0.29112 | 0.33046 |  |  |  |  | 49 | 0.0394
844 | OLINGER_G3 | 1 | North | YES | 0.12378 | 103.9 | 45 | 150 | 0 | 1.03 | GST | 1 | 0.27695 | 150 | 150 | 18.5672 | 150 |  |  | 0.27695 | 41.5428 | 0.29475 | 0.33405 |  |  |  |  | 50 | 0.039389
845 | OLINGER_G4 | 1 | North | YES | 0.12378 | 51.9 | 0 | 76 | 0 | 1.03 | GGT | 1 | 0.27695 | 76 | 76 | 9.4074 | 76 |  |  | 0.27695 | 21.0483 | 0.29659 | 0.33587 |  |  |  |  | 51 | 0.039368
1701 | MOSES_1G | 1 | North | YES | 0.12335 | 558 | 175 | 558 | 0 | 1.023 | LIGCO | 1 | 0.27652 | 0 | 558 | 68.8282 | 558 |  |  | 0.27652 | 154.2975 | 0.31011 | 0.34922 |  |  |  |  | 52 | 0.039339
1702 | MOSES_2G | 2 | North | YES | 0.12335 | 579 | 175 | 579 | 0 | 1.023 | LIGCO | 1 | 0.27652 | 0 | 579 | 71.4185 | 579 |  |  | 0.27652 | 160.1044 | 0.32414 | 0.36308 |  |  |  |  | 53 | 0.039299
1703 | MOSES_3G | 3 | North | YES | 0.12335 | 808 | 463 | 808 | 0 | 1.023 | LIGCO | 1 | 0.27652 | 0 | 808 | 99.6652 | 808 |  |  | 0.27652 | 223.4272 | 0.34372 | 0.38241 |  |  |  |  | 54 | 0.039279
5925 | DCEAST | EQ | North | YES | 0.12335 | 400.3 | -600 | 600 | 0 | 1.025 | DCTie | 1 | 0.27652 | 0 | 0 | 0 | 0 |  |  | 0.27652 | 0 | 0.34372 | 0.38241 |  |  |  |  | 55 | 0.039109
2413 | MTCK6_G | 6 | North | YES | 0.12328 | 0 | 30 | 118 |  | 1.022 | GST | 1 | 0.27645 | 118 | 118 | 14.5473 | 118 |  |  | 0.27645 | 32.6214 | 0.34658 | 0.38523 |  |  |  |  | 56 | 0.038933
2414 | MTCK7_G | 7 | North | YES | 0.12328 | 0 | 30 | 115 |  | 1.022 | GST | 1 | 0.27645 | 115 | 115 | 14.1774 | 115 |  |  | 0.27645 | 31.7921 | 0.34937 | 0.38798 |  |  |  |  | 57 | 0.038687
2417 | MTCK8_G | 8 | North | YES | 0.12328 | 444.8 | 60 | 556 | 0 | 1.022 | GSC | 1 | 0.27645 | 556 | 556 | 68.5448 | 556 |  |  | 0.27645 | 153.7078 | 0.36284 | 0.40128 |  |  |  |  | 58 | 0.038687
1675 | PEC_1G | 1 | North | YES | 0.1232 | 76.7 | 35 | 76.7 | 0 | 1.022 | Cogen | 1 | 0.27637 | 0 | 0 | 0 | 0 |  |  | 0.27637 | 0 | 0.36284 | 0.40128 |  |  |  |  | 59 | 0.038651
1676 | PEC_2G | 2 | North | YES | 0.1232 | 79.6 | 35 | 79.6 | 0 | 1.022 | Cogen | 1 | 0.27637 | 0 | 0 | 0 | 0 |  |  | 0.27637 | 0 | 0.36284 | 0.40128 |  |  |  |  | 60 | 0.038615
1677 | PEC_3G | 3 | North | YES | 0.1232 | 88.4 | 35 | 88.4 | 0 | 1.022 | Cogen | 1 | 0.27637 | 0 | 0 | 0 | 0 |  |  | 0.27637 | 0 | 0.36284 | 0.40128 |  |  |  |  | 61 | 0.038443
1678 | LAMARPWR_1G | 1 | North | YES | 0.12314 | 160 | 67.7 | 160 | 0 | 1.038 | CC | 1 | 0.27631 | 160 | 160 | 19.7018 | 160 |  |  | 0.27631 | 44.2091 | 0.36672 | 0.40511 |  |  |  |  | 62 | 0.038443
1679 | LAMARPWR_2G | 2 | North | YES | 0.12314 | 156 | 67.7 | 156 | 0 | 1.038 | CC | 1 | 0.27631 | 156 | 156 | 19.2092 | 156 |  |  | 0.27631 | 43.1039 | 0.3705 | 0.40884 |  |  |  |  | 63 | 0.038443
1680 | LAMARPWR_3G | 3 | North | YES | 0.12314 | 196 | 129.1 | 196 | 0 | 1.038 | CC | 1 | 0.27631 | 196 | 196 | 24.1347 | 196 |  |  | 0.27631 | 54.1561 | 0.37525 | 0.41352 |  |  |  |  | 64 | 0.038443
1681 | LAMARPWR_4G | 4 | North | YES | 0.12314 | 156 | 67.7 | 156 | 0 | 1.038 | CC | 1 | 0.27631 | 156 | 156 | 19.2092 | 156 |  |  | 0.27631 | 43.1039 | 0.37902 | 0.41725 |  |  |  |  | 65 | 0.038391
1682 | LAMARPWR_5G | 5 | North | YES | 0.12314 | 157 | 67.7 | 157 | 0 | 1.038 | CC | 1 | 0.27631 | 157 | 157 | 19.3324 | 157 |  |  | 0.27631 | 43.3802 | 0.38283 | 0.42101 |  |  |  |  | 66 | 0.038341
1683 | LAMARPWR_6G | 6 | North | YES | 0.12314 | 198 | 129.1 | 198 | 0 | 1.038 | CC | 1 | 0.27631 | 198 | 198 | 24.3809 | 198 |  |  | 0.27631 | 54.7088 | 0.38763 | 0.42574 |  |  |  |  | 67 | 0.038278
1689 | VALLEY_3G | 3 | North | YES | 0.12302 | 0 | 25 | 375 |  | 1.003 | GST | 1 | 0.27619 | 375 | 375 | 46.134 | 375 |  |  | 0.27619 | 103.5731 | 0.39671 | 0.4347 |  |  |  |  | 68 | 0.038228
11691 | KMICHICT1_G | 1 | North | YES | 0.12302 | 144 | 80 | 144 | 0 | 1.026 | CC | 1 | 0.27619 | 144 | 144 | 17.7155 | 144 |  |  | 0.27619 | 39.7721 | 0.4002 | 0.43814 |  |  |  |  | 69 | 0.038177
11692 | KMICHICT2_G | 2 | North | YES | 0.12302 | 146 | 80 | 146 | 0 | 1.026 | CC | 1 | 0.27619 | 146 | 146 | 17.9615 | 146 |  |  | 0.27619 | 40.3244 | 0.40374 | 0.44163 |  |  |  |  | 70 | 0.038113
11693 | KMICHIST3_G | 3 | North | YES | 0.12302 | 312 | 60 | 312 | 0 | 1.026 | CC | 1 | 0.27619 | 312 | 312 | 38.3835 | 312 |  |  | 0.27619 | 86.1728 | 0.4113 | 0.44909 |  |  |  |  | 71 | 0.037989
11694 | KMICHICT4_G | 4 | North | YES | 0.12302 | 144 | 80 | 144 | 0 | 1.026 | CC | 1 | 0.27619 | 144 | 144 | 17.7155 | 144 |  |  | 0.27619 | 39.7721 | 0.41479 | 0.45253 |  |  |  |  | 72 | 0.037941
11695 | KMICHICT5_G | 5 | North | YES | 0.12302 | 148 | 80 | 148 | 0 | 1.026 | CC | 1 | 0.27619 | 148 | 148 | 18.2076 | 148 |  |  | 0.27619 | 40.8768 | 0.41837 | 0.45607 |  |  |  |  | 73 | 0.037892
11696 | KMICHIST6_G | 6 | North | YES | 0.12302 | 310 | 60 | 310 | 0 | 1.026 | CC | 1 | 0.27619 | 310 | 310 | 38.1374 | 310 |  |  | 0.27619 | 85.6204 | 0.42589 | 0.46347 |  |  |  |  | 74 | 0.037789
1687 | VALLEY_1G | 1 | North | YES | 0.12274 | 136 | 15 | 170 | 0 | 1.029 | GST | 1 | 0.27591 | 170 | 170 | 20.866 | 170 |  |  | 0.27591 | 46.905 | 0.43001 | 0.46753 |  |  |  |  | 75 | 0.037741
1688 | VALLEY_2G | 2 | North | YES | 0.12274 | 527 | 90 | 527 | 0 | 1.029 | GSC | 1 | 0.27591 | 527 | 527 | 64.6845 | 527 |  |  | 0.27591 | 145.4055 | 0.44277 | 0.48011 |  |  |  |  | 76 | 0.037692
6948 | DENISNDM | 1 | North | YES | 0.12252 | 40 | 5 | 40 |  | 1.015 | Hydro | 1 | 0.27569 | 0 | 0 | 0 | 0 |  |  | 0.27569 | 0 | 0.44277 | 0.48011 |  |  |  |  | 77 | 0.037589
6948 | DENISNDM | 2 | North | YES | 0.12252 | 31 | 5 | 40 |  | 1.015 | Hydro | 1 | 0.27569 | 0 | 0 | 0 | 0 |  |  | 0.27569 | 0 | 0.44277 | 0.48011 |  |  |  |  | 78 | 0.037528
12322 | ENNSTRAC_1G | 1 | North | YES | 0.12239 | 196 | 130 | 196 | 0 | 1.036 | CC | 1 | 0.27556 | 196 | 196 | 23.9888 | 196 |  |  | 0.27556 | 54.0103 | 0.44752 | 0.48479 |  |  |  |  | 79 | 0.03734
12323 | ENNSTRAC_2G | 2 | North | YES | 0.12239 | 116 | 100 | 116 | 0 | 1.036 | CC | 1 | 0.27556 | 116 | 116 | 14.1975 | 116 |  |  | 0.27556 | 31.9653 | 0.45033 | 0.48755 |  |  |  |  | 80 | 0.03734
2371 | COLLIN_1G | MB | North | YES | 0.12187 | 0 | 40 | 138 |  | 1.022 | GST | 1 | 0.27504 | 0 | 0 | 0 | 0 |  |  | 0.27504 | 0 | 0.45033 | 0.48755 |  |  |  |  | 81 | 0.03734
2381 | NTHLK1_G | 1 | North | YES | 0.12172 | 0 | 35 | 156 |  | 1.022 | GST | 1 | 0.27489 | 156 | 156 | 18.9879 | 156 |  |  | 0.27489 | 42.8825 | 0.45411 | 0.49126 |  |  |  |  | 82 | 0.037265
2382 | NTHLK2_G | 2 | North | YES | 0.12172 | 0 | 35 | 181 |  | 1.022 | GST | 1 | 0.27489 | 181 | 181 | 22.0308 | 181 |  |  | 0.27489 | 49.7547 | 0.4585 | 0.49557 |  |  |  |  | 83 | 0.03722
2383 | NTHLK3_G | 3 | North | YES | 0.12172 | 0 | 50 | 329 |  | 1.022 | GST | 1 | 0.27489 | 329 | 329 | 40.0449 | 329 |  |  | 0.27489 | 90.4381 | 0.46647 | 0.50339 |  |  |  |  | 84 | 0.03722
923 | SPENCER_G4 | 1 | North | YES | 0.11925 | 48 | 20 | 61 | 0 | 1.03 | GST | 1 | 0.27242 | 61 | 61 | 7.274 | 61 |  |  | 0.27242 | 16.6174 | 0.46795 | 0.50483 |  |  |  |  | 85 | 0.03715
924 | SPENCER_G5 | 1 | North | YES | 0.11925 | 52 | 20 | 66 | 0 | 1.03 | GST | 1 | 0.27242 | 66 | 66 | 7.8702 | 66 |  |  | 0.27242 | 17.9795 | 0.46955 | 0.50639 |  |  |  |  | 86 | 0.03707
728 | WOLFRIDGE801 | 1 | North | YES | 0.11802 | 11.2 | 0 | 112.5 | 0 | 0.99 | Wind | 1 | 0.27119 | 0 | 112.5 | 13.2776 | 112.5 |  |  | 0.27119 | 30.5093 | 0.47227 | 0.50903 |  |  |  |  | 87 | 0.036923
1948 | HANDLEY_4G | 4 | North | YES | 0.11796 | 348 | 150 | 435 | 0 | 1.022 | GST | 1 | 0.27113 | 435 | 435 | 51.3113 | 435 |  |  | 0.27113 | 117.9406 | 0.48281 | 0.51923 |  |  |  |  | 88 | 0.036883
1947 | HANDLEY_3G | 3 | North | YES | 0.11769 | 316 | 100 | 395 | 0 | 1.022 | GST | 1 | 0.27087 | 395 | 395 | 46.4895 | 395 |  |  | 0.27087 | 106.992 | 0.49239 | 0.52849 |  |  |  |  | 89 | 0.03684
1949 | HANDLEY_5G | 5 | North | YES | 0.11769 | 348 | 150 | 435 | 0 | 1.022 | GST | 1 | 0.27087 | 435 | 435 | 51.1973 | 435 |  |  | 0.27087 | 117.8266 | 0.50293 | 0.53869 |  |  |  |  | 90 | 0.036754
1861 | EAGLEMNT_1G | MB | North | YES | 0.11732 | 0 | 30 | 112 |  | 1.022 | GST | 1 | 0.27049 | 0 | 0 | 0 | 0 |  |  | 0.27049 | 0 | 0.50293 | 0.53869 |  |  |  |  | 91 | 0.036419
1862 | EAGLEMNT_2G | MB | North | YES | 0.11732 | 0 | 40 | 100 |  | 1.022 | GST | 1 | 0.27049 | 0 | 0 | 0 | 0 |  |  | 0.27049 | 0 | 0.50293 | 0.53869 |  |  |  |  | 92 | 0.036105
1863 | EAGLEMNT_3G | MB | North | YES | 0.11732 | 0 | 50 | 378 |  | 1.022 | GST | 1 | 0.27049 | 0 | 0 | 0 | 0 |  |  | 0.27049 | 0 | 0.50293 | 0.53869 |  |  |  |  | 93 | 0.03576
1941 | MDLTHELP_1G | 1 | North | YES | 0.11694 | 216.4 | 74 | 216.4 | 0 | 1 | CC | 1 | 0.27011 | 216.4 | 216.4 | 25.3054 | 216.4 |  |  | 0.27011 | 58.4516 | 0.50817 | 0.54374 |  |  |  |  | 94 | 0.03576
1942 | MDLTHELP_2G | 2 | North | YES | 0.11694 | 216.1 | 74 | 216.1 | 0 | 1 | CC | 1 | 0.27011 | 216.1 | 216.1 | 25.2703 | 216.1 |  |  | 0.27011 | 58.3705 | 0.51341 | 0.54879 |  |  |  |  | 95 | 0.03576
580 | JCKCNTY801 | 1 | North | YES | 0.11617 | 288 | 0 | 288 | 0 | 1.022 | CC | 1 | 0.26934 | 288 | 288 | 33.4561 | 288 |  |  | 0.26934 | 77.5693 | 0.52038 | 0.55551 |  |  |  |  | 96 | 0.03576
581 | JCKCNTY802 | 2 | North | YES | 0.11617 | 147 | 0 | 147 | 0 | 1.022 | CC | 1 | 0.26934 | 147 | 147 | 17.0765 | 147 |  |  | 0.26934 | 39.5927 | 0.52395 | 0.55893 |  |  |  |  | 97 | 0.035574
582 | JCKCNTY803 | 3 | North | YES | 0.11617 | 147 | 0 | 147 | 0 | 1.022 | CC | 1 | 0.26934 | 147 | 147 | 17.0765 | 147 |  |  | 0.26934 | 39.5927 | 0.52751 | 0.56236 |  |  |  |  | 98 | 0.035389
1937 | MDLTHELP_5G | 5 | North | YES | 0.11552 | 224 | 74 | 224 | 0 | 1 | CC | 1 | 0.26869 | 224 | 224 | 25.8758 | 224 |  |  | 0.26869 | 60.1861 | 0.53293 | 0.56757 |  |  |  |  | 99 | 0.035122
1938 | MDLTHELP_6G | 6 | North | YES | 0.11552 | 226 | 74 | 226 | 0 | 1 | CC | 1 | 0.26869 | 226 | 226 | 26.1068 | 226 |  |  | 0.26869 | 60.7235 | 0.53841 | 0.57282 |  |  |  |  | 100 | 0.034986
1943 | MDLTHELP_3G | 3 | North | YES | 0.11552 | 212 | 74 | 212 | 0 | 1 | CC | 1 | 0.26869 | 212 | 212 | 24.4896 | 212 |  |  | 0.26869 | 56.9618 | 0.54355 | 0.57775 |  |  |  |  | 101 | 0.03485
1944 | MDLTHELP_4G | 4 | North | YES | 0.11552 | 211 | 74 | 211 | 0 | 1 | CC | 1 | 0.26869 | 211 | 211 | 24.3741 | 211 |  |  | 0.26869 | 56.6931 | 0.54866 | 0.58265 |  |  |  |  | 102 | 0.03463
1889 | DECRDOVA_1G | 1 | North | YES | 0.11542 | 779 | 255 | 779 | 0 | 1.02 | GSC | 1 | 0.26859 | 779 | 779 | 89.9122 | 779 |  |  | 0.26859 | 209.2323 | 0.56754 | 0.60076 |  |  |  |  | 103 | 0.034409
1453 | WCPWRCO_1G | 1 | North | YES | 0.11529 | 204 | 50 | 204 | 0 | 1.02 | CC | 1 | 0.26846 | 204 | 204 | 23.519 | 204 |  |  | 0.26846 | 54.7658 | 0.57248 | 0.6055 |  |  |  |  | 104 | 0.034201
1454 | WCPWRCO_2G | 2 | North | YES | 0.11529 | 204 | 50 | 204 | 0 | 1.02 | CC | 1 | 0.26846 | 204 | 204 | 23.519 | 204 |  |  | 0.26846 | 54.7658 | 0.57742 | 0.61024 |  |  |  |  | 105 | 0.033993
1455 | WCPWRCO_3G | 3 | North | YES | 0.11529 | 242 | 50 | 242 |  | 1.02 | CC | 1 | 0.26846 | 242 | 242 | 27.8999 | 242 |  |  | 0.26846 | 64.9673 | 0.58329 | 0.61586 |  |  |  |  | 106 | 0.033222
1877 | WLFHOLW_1G | 1 | North | YES | 0.11515 | 217.3 | 89.2 | 217.3 | 0 | 1.032 | CC | 1 | 0.26832 | 217.3 | 217.3 | 25.023 | 217.3 |  |  | 0.26832 | 58.307 | 0.58855 | 0.6209 |  |  |  |  | 107 | 0.033018
1878 | WLFHOLW_2G | 2 | North | YES | 0.11515 | 215.7 | 105 | 215.7 | 0 | 1.032 | CC | 1 | 0.26832 | 215.7 | 215.7 | 24.8387 | 215.7 |  |  | 0.26832 | 57.8777 | 0.59378 | 0.62591 |  |  |  |  | 108 | 0.032814
1879 | WLFHOLW_3G | 3 | North | YES | 0.11515 | 272.4 | 89.2 | 272.4 | 0 | 1.032 | CC | 1 | 0.26832 | 272.4 | 272.4 | 31.3679 | 272.4 |  |  | 0.26832 | 73.0917 | 0.60038 | 0.63223 |  |  |  |  | 109 | 0.032571
1898 | COMCHEPK_1G | 1 | North | YES | 0.11483 | 1217 | 1150 | 1217 | 0 | 1.032 | Nuc | 1 | 0.268 | 0 | 0 | 0 | 0 |  |  | 0.268 | 0 | 0.60038 | 0.63223 |  |  |  |  | 110 | 0.032351
1899 | COMCHEPK_2G | 2 | North | YES | 0.11483 | 1159 | 1128 | 1159 | 0 | 1.032 | Nuc | 1 | 0.268 | 0 | 0 | 0 | 0 |  |  | 0.268 | 0 | 0.60038 | 0.63223 |  |  |  |  | 111 | 0.032133
503 | NTHTEXAS01 | 1 | North | YES | 0.11458 | 0 | 5 | 18 |  | 1.015 | GST | 1 | 0.26775 | 18 | 18 | 2.0624 | 18 |  |  | 0.26775 | 4.8195 | 0.60081 | 0.63265 |  |  |  |  | 112 | 0.031857
504 | NTHTEXAS02 | 2 | North | YES | 0.11458 | 14.4 | 5 | 18 |  | 1.015 | GST | 1 | 0.26775 | 18 | 18 | 2.0624 | 18 |  |  | 0.26775 | 4.8195 | 0.60125 | 0.63307 |  |  |  |  | 113 | 0.031857
505 | NTHTEXAS03 | 3 | North | YES | 0.11458 | 30.4 | 15 | 38 |  | 1.015 | GST | 1 | 0.26775 | 38 | 38 | 4.354 | 38 |  |  | 0.26775 | 10.1745 | 0.60217 | 0.63395 |  |  |  |  | 114 | 0.031857
1892 | DECRDOVA_2G | A | North | YES | 0.11428 | 65 | 65 | 70 | 0 | 1.025 | GGT | 1 | 0.26745 | 70 | 70 | 7.9995 | 70 |  |  | 0.26745 | 18.7214 | 0.60387 | 0.63557 |  |  |  |  | 115 | 0.031838
1893 | DECRDOVA_3G | B | North | YES | 0.11428 | 65 | 65 | 69 | 0 | 1.025 | GGT | 1 | 0.26745 | 69 | 69 | 7.8852 | 69 |  |  | 0.26745 | 18.454 | 0.60554 | 0.63716 |  |  |  |  | 116 | 0.031819
1894 | DECRDOVA_4G | C | North | YES | 0.11428 | 65 | 65 | 69 | 0 | 1.025 | GGT | 1 | 0.26745 | 69 | 69 | 7.8852 | 69 |  |  | 0.26745 | 18.454 | 0.60721 | 0.63876 |  |  |  |  | 117 | 0.031778
1895 | DECRDOVA_5G | D | North | YES | 0.11428 | 65 | 65 | 68 | 0 | 1.025 | GGT | 1 | 0.26745 | 68 | 68 | 7.7709 | 68 |  |  | 0.26745 | 18.1865 | 0.60886 | 0.64034 |  |  |  |  | 118 | 0.031702
344 | MRSSHPRD | 1 | North | YES | 0.11347 | 0 | 0 | 12 |  | 1.03 | Hydro | 1 | 0.26664 | 0 | 0 | 0 | 0 |  |  | 0.26664 | 0 | 0.60886 | 0.64034 |  |  |  |  | 119 | 0.031627
345 | MRSSHPRD01 | 2 | North | YES | 0.11347 | 0 | 0 | 12 |  | 1.03 | Hydro | 1 | 0.26664 | 0 | 0 | 0 | 0 |  |  | 0.26664 | 0 | 0.60886 | 0.64034 |  |  |  |  | 120 | 0.031552
366 | JNSNCNTY802 | 1 | North | YES | 0.11342 | 168 | 20 | 168 | 0 | 1.02 | Cogen | 1 | 0.26659 | 0 | 0 | 0 | 0 |  |  | 0.26659 | 0 | 0.60886 | 0.64034 |  |  |  |  | 121 | 0.031478
367 | JNSNCNTY802 | 2 | North | YES | 0.11342 | 90 | 20 | 90 | 0 | 1.02 | Cogen | 1 | 0.26659 | 0 | 0 | 0 | 0 |  |  | 0.26659 | 0 | 0.60886 | 0.64034 |  |  |  |  | 122 | 0.031478
1600 | BARTNWND_1G | 1 | North | YES | 0.11329 | 12 | 0 | 120 | 0 | 1.022 | Wind | 1 | 0.26646 | 0 | 120 | 13.5948 | 120 |  |  | 0.26646 | 31.9753 | 0.61177 | 0.6431 |  |  |  |  | 123 | 0.031478
1479 | WFCOGEN_1G | 1 | North | YES | 0.11313 | 16 | 12 | 20 | 0 | 1 | Cogen | 1 | 0.2663 | 0 | 0 | 0 | 0 |  |  | 0.2663 | 0 | 0.61177 | 0.6431 |  |  |  |  | 124 | 0.031478
1479 | WFCOGEN_1G | 2 | North | YES | 0.11313 | 16 | 12 | 20 | 0 | 1 | Cogen | 1 | 0.2663 | 0 | 0 | 0 | 0 |  |  | 0.2663 | 0 | 0.61177 | 0.6431 |  |  |  |  | 125 | 0.031478
1482 | WFCOGEN_2G | 2 | North | YES | 0.11313 | 13.6 | 12 | 17 | 0 | 1 | Cogen | 1 | 0.2663 | 0 | 0 | 0 | 0 |  |  | 0.2663 | 0 | 0.61177 | 0.6431 |  |  |  |  | 126 | 0.031337
1482 | WFCOGEN_2G | 1 | North | YES | 0.11313 | 16 | 12 | 20 | 0 | 1 | Cogen | 1 | 0.2663 | 0 | 0 | 0 | 0 |  |  | 0.2663 | 0 | 0.61177 | 0.6431 |  |  |  |  | 127 | 0.031337
1432 | GRHAMSES_2G | 2 | North | YES | 0.11301 | 294.9 | 90 | 366 | 0 | 1.014 | GST | 1 | 0.26618 | 366 | 366 | 41.362 | 366 |  |  | 0.26618 | 97.4226 | 0.62063 | 0.65153 |  |  |  |  | 128 | 0.031337
332 | RWMILLER01 | 1 | North | YES | 0.11237 | 58.4 | 18.5 | 73 | 0 | 1.04 | GST | 1 | 0.26554 | 73 | 73 | 8.2032 | 73 |  |  | 0.26554 | 19.3846 | 0.6224 | 0.65321 |  |  |  |  | 129 | 0.031337
333 | RWMILLER02 | 2 | North | YES | 0.11237 | 95.2 | 37 | 119 | 0 | 1.04 | GST | 1 | 0.26554 | 119 | 119 | 13.3723 | 119 |  |  | 0.26554 | 31.5996 | 0.62529 | 0.65594 |  |  |  |  | 130 | 0.031337
334 | RWMILLER03 | 3 | North | YES | 0.11237 | 166.4 | 65 | 208 | 0 | 1.04 | GST | 1 | 0.26554 | 208 | 208 | 23.3734 | 208 |  |  | 0.26554 | 55.2329 | 0.63033 | 0.66072 |  |  |  |  | 131 | 0.030898
335 | RWMILLER04 | 4 | North | YES | 0.11237 | 81.6 | 0 | 102 | 0 | 1.04 | GST | 1 | 0.26554 | 102 | 102 | 11.4619 | 102 |  |  | 0.26554 | 27.0854 | 0.6328 | 0.66307 |  |  |  |  | 132 | 0.030807
336 | RWMILLER05 | 5 | North | YES | 0.11237 | 80.8 | 0 | 101 | 0 | 1.04 | GST | 1 | 0.26554 | 101 | 101 | 11.3496 | 101 |  |  | 0.26554 | 26.8198 | 0.63524 | 0.66539 |  |  |  |  | 133 | 0.030657
1433 | GRHAMSES_1G | 1 | North | YES | 0.11236 | 242 | 60 | 242 | 0 | 1.038 | GST | 1 | 0.26553 | 242 | 242 | 27.1904 | 242 |  |  | 0.26553 | 64.2577 | 0.64111 | 0.67095 |  |  |  |  | 134 | 0.030397
6100 | OKLA7A | EQ | West | YES | 0.1113 | 50 | -220 | 220 | 0 | 1.035 | DCTie | 1 | 0.26447 | 0 | 0 |  |  |  |  | 0.26447 | 0 | 0.64111 | 0.67095 |  |  |  |  | 135 | 0.030269
6752 | OKLA0A | 1 | West | YES | 0.1113 | 649.7 | 175 | 649.7 | 0 | 1.035 | LIGCO | 1 | 0.26447 | 0 | 649.7 |  |  |  |  | 0.26447 | 171.8254 | 0.65685 | 0.68581 |  |  |  |  | 136 | 0.030142
1442 | COKFIELD_5 | 1 | North | YES | 0.1107 | 16.5 | 0 | 165 |  | 1.029 | Wind | 1 | 0.26387 | 0 | 165 | 18.2658 | 165 |  |  | 0.26387 | 43.539 | 0.66085 | 0.68958 |  |  |  |  | 137 | 0.029838
1438 | MESQUITW_2G | 1 | North | YES | 0.10997 | 23.6 | 0 | 236 |  | 1.017 | Wind | 1 | 0.26314 | 0 | 236 | 25.9536 | 236 |  |  | 0.26314 | 62.1019 | 0.66657 | 0.69495 |  |  |  |  | 138 | 0.029838
1437 | MESQUITW_1G | 1 | North | YES | 0.10997 | 40 | 0 | 400 | 0 | 1.023 | Wind | 1 | 0.26314 | 0 | 400 | 43.988 | 400 |  |  | 0.26314 | 105.2563 | 0.67626 | 0.70406 |  |  |  |  | 139 | 0.028964
60081 | WHRLWIND1A | 1 | West | YES | 0.10858 | 12 | 0 | 60 | 0 | 1.03 | Wind | 1 | 0.26175 | 0 | 60 |  |  |  |  | 0.26175 | 15.7048 | 0.67771 | 0.70542 |  |  |  |  | 140 | 0.028733
1416 | SWETWATR_1G | 1 | West | YES | 0.10812 | 30 | 18 | 30 | 0 | 1.026 | CC | 1 | 0.26129 | 30 | 30 |  |  |  |  | 0.26129 | 7.8388 | 0.67844 | 0.7061 |  |  |  |  | 141 | 0.028388
1417 | SWETWATR_2G | 2 | West | YES | 0.10812 | 72 | 36 | 72 | 0 | 1.026 | CC | 1 | 0.26129 | 72 | 72 |  |  |  |  | 0.26129 | 18.8132 | 0.68018 | 0.70773 |  |  |  |  | 142 | 0.027803
1418 | SWETWATR_3G | 3 | West | YES | 0.10812 | 68 | 36 | 68 | 0 | 1.026 | CC | 1 | 0.26129 | 68 | 68 |  |  |  |  | 0.26129 | 17.768 | 0.68183 | 0.70926 |  |  |  |  | 143 | 0.027708
1419 | SWETWATR_4G | 4 | West | YES | 0.10812 | 61 | 36 | 61 | 0 | 1.026 | CC | 1 | 0.26129 | 61 | 61 |  |  |  |  | 0.26129 | 15.9389 | 0.68331 | 0.71064 |  |  |  |  | 144 | 0.02766
1643 | SLSTR1PP_1G | 1 | North | YES | 0.10796 | 6 | 0 | 60 | 0 | 1.022 | Wind | 1 | 0.26113 | 0 | 60 | 6.4774 | 60 |  |  | 0.26113 | 15.6676 | 0.68476 | 0.712 |  |  |  |  | 145 | 0.027543
11056 | ROSCOE_1G | 1 | West | YES | 0.10773 | 41.8 | 0 | 209 |  | 1 | Wind | 1 | 0.2609 | 0 | 209 |  |  |  |  | 0.2609 | 54.5274 | 0.68983 | 0.71672 |  |  |  |  | 146 | 0.027433
11057 | CHAMPION_1G | 1 | West | YES | 0.10773 | 25.3 | 0 | 126.5 |  | 1 | Wind | 1 | 0.2609 | 0 | 126.5 |  |  |  |  | 0.2609 | 33.0034 | 0.69289 | 0.71957 |  |  |  |  | 147 | 0.027334
11058 | PYRON_1G | 1 | West | YES | 0.10773 | 49.8 | 0 | 249 |  | 1 | Wind | 1 | 0.2609 | 0 | 249 |  |  |  |  | 0.2609 | 64.9633 | 0.69893 | 0.72519 |  |  |  |  | 148 | 0.027236
11059 | INADALE_1G | 1 | West | YES | 0.10773 | 39.4 | 0 | 197 |  | 1 | Wind | 1 | 0.2609 | 0 | 197 |  |  |  |  | 0.2609 | 51.3967 | 0.7037 | 0.72964 |  |  |  |  | 149 | 0.02689
6144 | MCADOO1A | 1 | West | YES | 0.10771 | 15 | 0 | 150 | 0 | 1.025 | Wind | 1 | 0.26088 | 0 | 150 |  |  |  |  | 0.26088 | 39.1318 | 0.70733 | 0.73303 |  |  |  |  | 150 | 0.02668
71051 | L_BITTCR1_1N | W1 | West | YES | 0.10768 | 7.5 | 0 | 37.5 |  | 1.02 | Wind | 1 | 0.26085 | 0 | 37.5 |  |  |  |  | 0.26085 | 9.782 | 0.70824 | 0.73387 |  |  |  |  | 151 | 0.026268
71054 | L_SWEETW1_1N | W1 | West | YES | 0.10768 | 21.5 | 0 | 107.5 |  | 1.02 | Wind | 1 | 0.26085 | 0 | 107.5 |  |  |  |  | 0.26085 | 28.0418 | 0.71085 | 0.7363 |  |  |  |  | 152 | 0.025942
71057 | L_SWEETW1_2N | W1 | West | YES | 0.10768 | 27 | 0 | 135 |  | 1.02 | Wind | 1 | 0.26085 | 0 | 135 |  |  |  |  | 0.26085 | 35.2153 | 0.71412 | 0.73935 |  |  |  |  | 153 | 0.025693
71059 | L_SWEETW1_3N | W1 | West | YES | 0.10768 | 23.8 | 0 | 119 | 0 | 1.02 | Wind | 1 | 0.26085 | 0 | 119 |  |  |  |  | 0.26085 | 31.0416 | 0.717 | 0.74203 |  |  |  |  | 154 | 0.025631
71060 | L_SWEETW1_4N | W1 | West | YES | 0.10768 | 21 | 0 | 105 | 0 | 1.02 | Wind | 1 | 0.26085 | 0 | 105 |  |  |  |  | 0.26085 | 27.3897 | 0.71955 | 0.7444 |  |  |  |  | 155 | 0.025453
71061 | L_SWEETW1_5N | W1 | West | YES | 0.10768 | 16.1 | 0 | 80.5 | 0 | 1.02 | Wind | 1 | 0.26085 | 0 | 80.5 |  |  |  |  | 0.26085 | 20.9987 | 0.7215 | 0.74622 |  |  |  |  | 156 | 0.025229
6407 | TURKTRAK1A | 1 | West | YES | 0.10731 | 33.9 | 0 | 169.5 | 0 | 1.025 | Wind | 1 | 0.26048 | 0 | 169.5 |  |  |  |  | 0.26048 | 44.1513 | 0.7256 | 0.75004 |  |  |  |  | 157 | 0.025031
1343 | TRENTIPP_8 | 1 | West | YES | 0.10714 | 30 | 0 | 150 |  | 1.014 | Wind | 1 | 0.26031 | 0 | 150 |  |  |  |  | 0.26031 | 39.0465 | 0.72924 | 0.75342 |  |  |  |  | 158 | 0.024857
1354 | AEPWIND_8 | 1 | West | YES | 0.10714 | 20.2 | 0 | 101 |  | 1 | Wind | 1 | 0.26031 | 0 | 101 |  |  |  |  | 0.26031 | 26.2913 | 0.73169 | 0.75569 |  |  |  |  | 159 | 0.024723
36998 | RDCNYNG1 | 1 | West | YES | 0.10705 | 16.8 | 0 | 84 |  | 1.01 | Wind | 1 | 0.26022 | 0 | 84 |  |  |  |  | 0.26022 | 21.8584 | 0.73372 | 0.75758 |  |  |  |  | 160 | 0.024437
1061 | CIELOGEN_1G | 1 | West | YES | 0.1069 | 19.8 | 0 | 99 |  | 1 | Wind | 1 | 0.26007 | 0 | 99 |  |  |  |  | 0.26007 | 25.7468 | 0.73612 | 0.75981 |  |  |  |  | 161 | 0.024181
1062 | CIELOGEN_2G | 1 | West | YES | 0.1069 | 12.2 | 0 | 61 |  | 1 | Wind | 1 | 0.26007 | 0 | 61 |  |  |  |  | 0.26007 | 15.8642 | 0.7376 | 0.76119 |  |  |  |  | 162 | 0.024008
1069 | KINDERMG_1G | 1 | West | YES | 0.1069 | 25 | 5 | 25 | 0 | 1.017 | Cogen | 1 | 0.26007 | 0 | 0 |  |  |  |  | 0.26007 | 0 | 0.7376 | 0.76119 |  |  |  |  | 163 | 0.023864
1070 | KINDERMG_2G | 1 | West | YES | 0.1069 | 45.7 | 12 | 45.7 | 0 | 1.017 | Cogen | 1 | 0.26007 | 0 | 0 |  |  |  |  | 0.26007 | 0 | 0.7376 | 0.76119 |  |  |  |  | 164 | 0.023693
1071 | KINDERMG_3G | 1 | West | YES | 0.1069 | 45.7 | 12 | 45.7 | 0 | 1.017 | Cogen | 1 | 0.26007 | 0 | 0 |  |  |  |  | 0.26007 | 0 | 0.7376 | 0.76119 |  |  |  |  | 165 | 0.023588
1068 | SCURRYCW_1G | 1 | West | YES | 0.10689 | 28.2 | 1.3 | 141 | 0 | 1.0217 | Wind | 1 | 0.26006 | 0 | 141 |  |  |  |  | 0.26006 | 36.6684 | 0.74101 | 0.76436 |  |  |  |  | 166 | 0.023588
1073 | SCURRYCW_2G | 2 | West | YES | 0.10689 | 24 | 0 | 120 | 0 | 1.0217 | Wind | 1 | 0.26006 | 0 | 120 |  |  |  |  | 0.26006 | 31.2072 | 0.74392 | 0.76706 |  |  |  |  | 167 | 0.023588
6637 | SNYDERW1A | 1 | West | YES | 0.10683 | 12.6 | 0 | 63 | 0 | 1.025 | Wind | 1 | 0.26 | 0 | 63 |  |  |  |  | 0.26 | 16.3802 | 0.74545 | 0.76848 |  |  |  |  | 168 | 0.023588
1037 | MORGAN5G_5G | 5 | West | YES | 0.1068 | 109.6 | 40 | 137 | 0 | 1.029 | GST | 1 | 0.25997 | 137 | 137 |  |  |  |  | 0.25997 | 35.616 | 0.74877 | 0.77156 |  |  |  |  | 169 | 0.023344
1039 | MRGNAG_1G | A | West | YES | 0.1068 | 69 | 69 | 69 | 0 | 1.029 | GGT | 1 | 0.25997 | 69 | 69 |  |  |  |  | 0.25997 | 17.938 | 0.75044 | 0.77311 |  |  |  |  | 170 | 0.023137
1040 | MRGNBG_2G | B | West | YES | 0.1068 | 70 | 70 | 71 | 0 | 1.029 | GGT | 1 | 0.25997 | 71 | 71 |  |  |  |  | 0.25997 | 18.4579 | 0.75216 | 0.77471 |  |  |  |  | 171 | 0.023028
1041 | MRGNCG_3G | C | West | YES | 0.1068 | 69 | 69 | 70 | 0 | 1.029 | GGT | 1 | 0.25997 | 70 | 70 |  |  |  |  | 0.25997 | 18.198 | 0.75386 | 0.77628 |  |  |  |  | 172 | 0.02279
1042 | MRGNDG_4G | D | West | YES | 0.1068 | 68 | 68 | 68 | 0 | 1.029 | GGT | 1 | 0.25997 | 68 | 68 |  |  |  |  | 0.25997 | 17.678 | 0.7555 | 0.77781 |  |  |  |  | 173 | 0.02267
1043 | MRGNEG_5G | E | West | YES | 0.1068 | 68 | 68 | 70 | 0 | 1.029 | GGT | 1 | 0.25997 | 70 | 70 |  |  |  |  | 0.25997 | 18.198 | 0.7572 | 0.77939 |  |  |  |  | 174 | 0.022547
1044 | MRGNFG_6G | F | West | YES | 0.1068 | 66 | 66 | 66 | 0 | 1.029 | GGT | 1 | 0.25997 | 66 | 66 |  |  |  |  | 0.25997 | 17.1581 | 0.7588 | 0.78087 |  |  |  |  | 175 | 0.022425
60058 | BUFF_GAP1A | 1 | West | YES | 0.10675 | 24 | 0 | 120 |  | 1 | Wind | 1 | 0.25992 | 0 | 120 |  |  |  |  | 0.25992 | 31.1905 | 0.76171 | 0.78357 |  |  |  |  | 176 | 0.022307
60060 | CIRELLO | 1 | West | YES | 0.10675 | 46.6 | 0 | 233 | 0 | 1 | Wind | 1 | 0.25992 | 0 | 233 |  |  |  |  | 0.25992 | 60.5616 | 0.76735 | 0.78881 |  |  |  |  | 177 | 0.022186
60063 | BUFF_GAP1B | 1 | West | YES | 0.10675 | 34 | 0 | 170.2 | 0 | 1.02 | Wind | 1 | 0.25992 | 0 | 170.2 |  |  |  |  | 0.25992 | 44.2385 | 0.77148 | 0.79264 |  |  |  |  | 178 | 0.022071
60066 | H_HOLLOW1A | 1 | West | YES | 0.10675 | 44.4 | 0 | 222 | 0 | 1.005 | Wind | 1 | 0.25992 | 0 | 222 |  |  |  |  | 0.25992 | 57.7024 | 0.77685 | 0.79763 |  |  |  |  | 179 | 0.021862
60068 | HHOLLOW21A | 1 | West | YES | 0.10675 | 36.8 | 0 | 184 | 0 | 1.025 | Wind | 1 | 0.25992 | 0 | 184 |  |  |  |  | 0.25992 | 47.8254 | 0.78131 | 0.80177 |  |  |  |  | 180 | 0.021457
60070 | HHOLLOW31A | 1 | West | YES | 0.10675 | 44.8 | 0 | 224 | 0 | 1.025 | Wind | 1 | 0.25992 | 0 | 224 |  |  |  |  | 0.25992 | 58.2223 | 0.78674 | 0.80681 |  |  |  |  | 181 | 0.021161
60072 | HHOLLOW41A | 1 | West | YES | 0.10675 | 23 | 0 | 115 | 0 | 1.025 | Wind | 1 | 0.25992 | 0 | 115 |  |  |  |  | 0.25992 | 29.8909 | 0.78953 | 0.80939 |  |  |  |  | 182 | 0.020774
1058 | LONGSHORE_5 | 1 | West | YES | 0.1067 | 30 | 0 | 150 |  | 1.01 | Wind | 1 | 0.25987 | 0 | 150 |  |  |  |  | 0.25987 | 38.98 | 0.79316 | 0.81276 |  |  |  |  | 183 | 0.020454
1058 | LONGSHORE_5 | 2 | West | YES | 0.1067 | 44 | 0 | 220 |  | 1.01 | Wind | 1 | 0.25987 | 0 | 220 |  |  |  |  | 0.25987 | 57.1707 | 0.79849 | 0.81771 |  |  |  |  | 184 | 0.020064
11065 | ELBOWCK_1G | 1 | West | YES | 0.1067 | 23.4 | 0 | 121.9 | 0 | 1 | Wind | 1 | 0.25987 | 0 | 121.9 |  |  |  |  | 0.25987 | 31.6778 | 0.80145 | 0.82045 |  |  |  |  | 185 | 0.019864
1045 | CALENG1G_1G | 1 | West | YES | 0.10653 | 73.4 | 27 | 73.4 | 0 | 1.014 | Cogen | 1 | 0.2597 | 0 | 0 |  |  |  |  | 0.2597 | 0 | 0.80145 | 0.82045 |  |  |  |  | 186 | 0.019603
1046 | CALENG2G_2G | 2 | West | YES | 0.10653 | 73.4 | 27 | 73.4 | 0 | 1.014 | Cogen | 1 | 0.2597 | 0 | 0 |  |  |  |  | 0.2597 | 0 | 0.80145 | 0.82045 |  |  |  |  | 187 | 0.019219
1047 | CALENG3G_3G | 3 | West | YES | 0.10653 | 70.4 | 27 | 70.4 | 0 | 1.014 | Cogen | 1 | 0.2597 | 0 | 0 |  |  |  |  | 0.2597 | 0 | 0.80145 | 0.82045 |  |  |  |  | 188 | 0.019006
11309 | BULLCREK_2G | 1 | West | YES | 0.10651 | 20.9 | 0 | 180 |  | 1 | Wind | 1 | 0.25968 | 0 | 180 |  |  |  |  | 0.25968 | 46.7433 | 0.80581 | 0.8245 |  |  |  |  | 189 | 0.019006
11310 | BULLCREK_1G | 1 | West | YES | 0.10651 | 15.1 | 0 | 180 |  | 1 | Wind | 1 | 0.25968 | 0 | 180 |  |  |  |  | 0.25968 | 46.7433 | 0.81017 | 0.82854 |  |  |  |  | 190 | 0.019006
11320 | COYOTE_1G | 1 | West | YES | 0.10646 | 22.5 | 0 | 225 |  | 1 | Wind | 1 | 0.25963 | 0 | 225 |  |  |  |  | 0.25963 | 58.4167 | 0.81562 | 0.8336 |  |  |  |  | 191 | 0.019006
1360 | GUNSIGHT_8 | 1 | West | YES | 0.10623 | 0 | 0 | 120 |  | 1.01 | Wind | 1 | 0.2594 | 0 | 120 |  |  |  |  | 0.2594 | 31.128 | 0.81853 | 0.83629 |  |  |  |  | 192 | 0.018689
1327 | WILDHRSE_1G | 1 | West | YES | 0.1062 | 0 | 0 | 120 |  | 1 | Wind | 1 | 0.25937 | 0 | 120 |  |  |  |  | 0.25937 | 31.1244 | 0.82144 | 0.83898 |  |  |  |  | 193 | 0.018372
1333 | MCDDONAL_8 | 1 | West | YES | 0.10601 | 42.8 | 0 | 214.2 |  | 1.01 | Wind | 1 | 0.25918 | 0 | 214.2 |  |  |  |  | 0.25918 | 55.5172 | 0.82663 | 0.84379 |  |  |  |  | 194 | 0.017975
1328 | OCOTILLO_1G | 1 | West | YES | 0.10586 | 11.6 | 0 | 58 |  | 1.01 | Wind | 1 | 0.25903 | 0 | 58 |  |  |  |  | 0.25903 | 15.0239 | 0.82803 | 0.84509 |  |  |  |  | 195 | 0.017761
11001 | NAV1CT | 1 | West | YES | 0.10581 | 70.4 | 18 | 70.4 | 0 | 1.029 | CC | 1 | 0.25898 | 70.4 | 70.4 |  |  |  |  | 0.25898 | 18.232 | 0.82974 | 0.84666 |  |  |  |  | 196 | 0.017546
11009 | NAV2CT | 1 | West | YES | 0.10581 | 71.4 | 18 | 71.4 | 0 | 1.029 | CC | 1 | 0.25898 | 71.4 | 71.4 |  |  |  |  | 0.25898 | 18.491 | 0.83147 | 0.84826 |  |  |  |  | 197 | 0.01716
11011 | NAV3ST | 1 | West | YES | 0.10581 | 92.8 | 40 | 92.8 | 0 | 1.029 | CC | 1 | 0.25898 | 92.8 | 92.8 |  |  |  |  | 0.25898 | 24.0331 | 0.83372 | 0.85034 |  |  |  |  | 198 | 0.017054
11012 | NAV4CT | 1 | West | YES | 0.10581 | 80 | 18 | 80 | 0 | 1.029 | CC | 1 | 0.25898 | 80 | 80 |  |  |  |  | 0.25898 | 20.7182 | 0.83565 | 0.85214 |  |  |  |  | 199 | 0.016926
11013 | NAV5CT | 1 | West | YES | 0.10581 | 80 | 18 | 80 | 0 | 1.029 | CC | 1 | 0.25898 | 80 | 80 |  |  |  |  | 0.25898 | 20.7182 | 0.83759 | 0.85393 |  |  |  |  | 200 | 0.016796
11014 | NAV6ST | 1 | West | YES | 0.10581 | 115 | 40 | 115 | 0 | 1.029 | CC | 1 | 0.25898 | 115 | 115 |  |  |  |  | 0.25898 | 29.7825 | 0.84038 | 0.85651 |  |  |  |  | 201 | 0.016627
11020 | TIEHVSG_1G | 1 | West | YES | 0.1058 | 208.2 | 63 | 208.2 | 0 | 1.012 | CC | 1 | 0.25897 | 208.2 | 208.2 |  |  |  |  | 0.25897 | 53.9173 | 0.84542 | 0.86117 |  |  |  |  | 202 | 0.016481
11021 | TIEHVCG_1G | 1 | West | YES | 0.1058 | 142.1 | 103 | 142.1 | 0 | 1.012 | CC | 1 | 0.25897 | 142.1 | 142.1 |  |  |  |  | 0.25897 | 36.7995 | 0.84887 | 0.86435 |  |  |  |  | 203 | 0.016336
11022 | TIEHVCG_2G | 1 | West | YES | 0.1058 | 132.4 | 103 | 132.4 | 0 | 1.012 | CC | 1 | 0.25897 | 132.4 | 132.4 |  |  |  |  | 0.25897 | 34.2875 | 0.85207 | 0.86732 |  |  |  |  | 204 | 0.016126
11023 | TIEHVCG_3G | 1 | West | YES | 0.1058 | 137.4 | 103 | 137.4 | 0 | 1.012 | CC | 1 | 0.25897 | 137.4 | 137.4 |  |  |  |  | 0.25897 | 35.5823 | 0.8554 | 0.8704 |  |  |  |  | 205 | 0.015747
11024 | TIEHVCG_4G | 1 | West | YES | 0.1058 | 147 | 103 | 147 | 0 | 1.012 | CC | 1 | 0.25897 | 147 | 147 |  |  |  |  | 0.25897 | 38.0684 | 0.85897 | 0.87369 |  |  |  |  | 206 | 0.015488
11025 | TIEHVSG_2G | 1 | West | YES | 0.1058 | 213.2 | 63 | 213.2 | 0 | 1.012 | CC | 1 | 0.25897 | 213.2 | 213.2 |  |  |  |  | 0.25897 | 55.2122 | 0.86413 | 0.87847 |  |  |  |  | 207 | 0.015246
1326 | STANTONW_8 | 1 | West | YES | 0.10576 | 20.1 | 0 | 100.5 |  | 1.01 | Wind | 1 | 0.25893 | 0 | 100.5 |  |  |  |  | 0.25893 | 26.0225 | 0.86657 | 0.88072 |  |  |  |  | 208 | 0.014996
1320 | BSP 1 | 1 | West | YES | 0.10566 | 25.5 | 2.9 | 25.8 | 0 | 1 | Cogen | 1 | 0.25883 | 0 | 0 |  |  |  |  | 0.25883 | 0 | 0.86657 | 0.88072 |  |  |  |  | 209 | 0.014728
76031 | L_GASCCR1_1N | W1 | West | YES | 0.10541 | 30 | 0 | 150 | 0 | 1.02 | Wind | 1 | 0.25858 | 0 | 150 |  |  |  |  | 0.25858 | 38.7865 | 0.8702 | 0.88408 |  |  |  |  | 210 | 0.014339
11147 | NOTREES_1G | 1 | West | YES | 0.10511 | 29.8 | 0 | 149 | 0 | 1.017 | Wind | 1 | 0.25828 | 0 | 149 |  |  |  |  | 0.25828 | 38.4837 | 0.87381 | 0.88741 |  |  |  |  | 211 | 0.014156
76091 | L_DIVIDE1_1N | W1 | West | YES | 0.10511 | 22.5 | 0 | 112.5 |  | 1.02 | Wind | 1 | 0.25828 | 0 | 112.5 |  |  |  |  | 0.25828 | 29.0564 | 0.87654 | 0.88992 |  |  |  |  | 212 | 0.014156
76095 | L_CAPRSI1_1N | W1 | West | YES | 0.10511 | 29.9 | 0 | 149.5 | 0 | 1.02 | Wind | 1 | 0.25828 | 0 | 149.5 |  |  |  |  | 0.25828 | 38.6127 | 0.88016 | 0.89326 |  |  |  |  | 213 | 0.013878
76096 | L_CAPRSI1_2N | W1 | West | YES | 0.10511 | 37.2 | 0 | 186 | 0 | 1.02 | Wind | 1 | 0.25828 | 0 | 186 |  |  |  |  | 0.25828 | 48.0399 | 0.88467 | 0.89742 |  |  |  |  | 214 | 0.013597
76097 | L_CAPRGE1_1N | W1 | West | YES | 0.10511 | 42.9 | 0 | 214.5 | 0 | 1.02 | Wind | 1 | 0.25828 | 0 | 214.5 |  |  |  |  | 0.25828 | 55.4008 | 0.88986 | 0.90221 |  |  |  |  | 215 | 0.013385
7038 | L_DELAWA1_1Y | 1 | West | YES | 0.105 | 3.5 | 0 | 35 | 0 | 1 | Wind | 1 | 0.25817 | 0 | 35 |  |  |  |  | 0.25817 | 9.0358 | 0.89071 | 0.903 |  |  |  |  | 216 | 0.013104
7038 | L_DELAWA1_1Y | 2 | West | YES | 0.105 | 3 | 0 | 30 | 0 | 1 | Wind | 1 | 0.25817 | 0 | 30 |  |  |  |  | 0.25817 | 7.745 | 0.89144 | 0.90367 |  |  |  |  | 217 | 0.012754
1002 | PBCTAGE_1G | A | West | YES | 0.10494 | 64 | 64 | 66 | 0 | 1.036 | GGT | 1 | 0.25811 | 66 | 66 |  |  |  |  | 0.25811 | 17.035 | 0.89304 | 0.90514 |  |  |  |  | 218 | 0.01235
1003 | PBCTBGE_2G | B | West | YES | 0.10494 | 65 | 65 | 66 | 0 | 1.036 | GGT | 1 | 0.25811 | 66 | 66 |  |  |  |  | 0.25811 | 17.035 | 0.89464 | 0.90661 |  |  |  |  | 219 | 0.012284
1004 | PBCTCGE_3G | C | West | YES | 0.10494 | 62 | 62 | 67 | 0 | 1.036 | GGT | 1 | 0.25811 | 67 | 67 |  |  |  |  | 0.25811 | 17.2931 | 0.89626 | 0.90811 |  |  |  |  | 220 | 0.012227
1005 | PBCTDGE_4G | D | West | YES | 0.10494 | 65 | 65 | 68 | 0 | 1.036 | GGT | 1 | 0.25811 | 68 | 68 |  |  |  |  | 0.25811 | 17.5512 | 0.89791 | 0.90963 |  |  |  |  | 221 | 0.012102
1006 | PBCTEGE_5G | E | West | YES | 0.10494 | 65 | 65 | 67 | 0 | 1.036 | GGT | 1 | 0.25811 | 67 | 67 |  |  |  |  | 0.25811 | 17.2931 | 0.89953 | 0.91113 |  |  |  |  | 222 | 0.011977
1007 | PB5GEN_6G | 5 | West | YES | 0.10494 | 91.2 | 40 | 114 | 0 | 1.036 | GST | 1 | 0.25811 | 114 | 114 |  |  |  |  | 0.25811 | 29.4241 | 0.90229 | 0.91367 |  |  |  |  | 223 | 0.01185
1008 | PB6GEN_7G | 6 | West | YES | 0.10494 | 515 | 130 | 515 | 0 | 1.036 | GST | 1 | 0.25811 | 515 | 515 |  |  |  |  | 0.25811 | 132.9245 | 0.91477 | 0.92517 |  |  |  |  | 224 | 0.011721
60057 | CALLAHAN1A | 1 | West | YES | 0.10486 | 22.8 | 0 | 114 | 0 | 1.04 | Wind | 1 | 0.25803 | 0 | 114 |  |  |  |  | 0.25803 | 29.416 | 0.91754 | 0.92772 |  |  |  |  | 225 | 0.011593
1349 | WESTXWIN_1G | 1 | West | YES | 0.10456 | 1.3 | 0 | 6.6 |  | 1.014 | Wind | 1 | 0.25773 | 0 | 6.6 |  |  |  |  | 0.25773 | 1.701 | 0.9177 | 0.92787 |  |  |  |  | 226 | 0.011377
1350 | NWPWRG1_1G | 1 | West | YES | 0.10456 | 6.9 | 1 | 34.3 |  | 1.014 | Wind | 1 | 0.25773 | 0 | 34.3 |  |  |  |  | 0.25773 | 8.8401 | 0.91853 | 0.92863 |  |  |  |  | 227 | 0.0104
244 | WHITNYDM01 | 1 | North | YES | 0.099608 | 15 | 0 | 15 | 0 | 1.035 | Hydro | 1 | 0.25278 | 0 | 0 | 0 | 0 |  |  | 0.25278 | 0 | 0.91853 | 0.92863 |  |  |  |  | 228 | 0.010183
245 | WHITNYDM02 | 2 | North | YES | 0.099608 | 15 | 0 | 15 | 0 | 1.035 | Hydro | 1 | 0.25278 | 0 | 0 | 0 | 0 |  |  | 0.25278 | 0 | 0.91853 | 0.92863 |  |  |  |  | 229 | 0.01017
60007 | KING_SW1A | 1 | West | YES | 0.099228 | 20 | 0 | 80 |  | 1.03 | Wind | 1 | 0.2524 | 0 | 80 |  |  |  |  | 0.2524 | 20.1919 | 0.92046 | 0.93038 |  |  |  |  | 230 | 0.010104
60019 | KING_NW1A | 1 | West | YES | 0.099228 | 20 | 0 | 80 |  | 1.03 | Wind | 1 | 0.2524 | 0 | 80 |  |  |  |  | 0.2524 | 20.1919 | 0.9224 | 0.93212 |  |  |  |  | 231 | 0.010104
60201 | RIO DRCS | F | West | YES | 0.098964 | 0 | 0 | 0 | 0 | 1.025 | AVR | 1 | 0.25213 | 0 | 0 |  |  |  |  | 0.25213 | 0 | 0.9224 | 0.93212 |  |  |  |  | 232 | 0.010104
6016 | SWMESA | 1 | West | YES | 0.098858 | 18.8 | 0 | 75 |  | 1.03 | Wind | 1 | 0.25203 | 0 | 75 |  |  |  |  | 0.25203 | 18.9022 | 0.92422 | 0.93376 |  |  |  |  | 233 | 0.009913
60003 | KING_NE1A | 1 | West | YES | 0.098858 | 20 | 0 | 80 |  | 1.03 | Wind | 1 | 0.25203 | 0 | 80 |  |  |  |  | 0.25203 | 20.1623 | 0.92616 | 0.9355 |  |  |  |  | 234 | 0.0097217
60005 | KING_SE1A | 1 | West | YES | 0.098858 | 10 | 0 | 40 |  | 1.035 | Wind | 1 | 0.25203 | 0 | 40 |  |  |  |  | 0.25203 | 10.0812 | 0.92713 | 0.93638 |  |  |  |  | 235 | 0.0097217
60016 | WOODWRD11A | 1 | West | YES | 0.098789 | 20 | 0 | 80 |  | 1.033 | Wind | 1 | 0.25196 | 0 | 80 |  |  |  |  | 0.25196 | 20.1568 | 0.92907 | 0.93812 |  |  |  |  | 236 | 0.0095399
38332 | TNWDWRDU2_8 | 1 | West | YES | 0.098776 | 20 | 0 | 80 | 0 | 1.0232 | Wind | 1 | 0.25195 | 0 | 80 |  |  |  |  | 0.25195 | 20.1557 | 0.931 | 0.93987 |  |  |  |  | 237 | 0.0093461
38437 | TNSRBNMESA9 | 1 | West | YES | 0.09872 | 37.5 | 0 | 150 | 0 | 1.02 | Wind | 1 | 0.25189 | 0 | 150 |  |  |  |  | 0.25189 | 37.7836 | 0.93464 | 0.94313 |  |  |  |  | 238 | 0.0092492
60017 | ORNNWP1 | 1 | West | YES | 0.096755 | 20 | 0 | 80 |  | 1.027 | Wind | 1 | 0.24993 | 0 | 80 |  |  |  |  | 0.24993 | 19.9941 | 0.93658 | 0.94486 |  |  |  |  | 239 | 0.0090549
60000 | DSKY2 | 1 | West | YES | 0.096265 | 19.1 | 0 | 76.5 |  | 1.039 | Wind | 1 | 0.24944 | 0 | 76.5 |  |  |  |  | 0.24944 | 19.0818 | 0.93843 | 0.94652 |  |  |  |  | 240 | 0.0088605
60018 | DSKY1 | 1 | West | YES | 0.096092 | 21 | 0 | 84 | 0 | 1.023 | Wind | 1 | 0.24926 | 0 | 84 |  |  |  |  | 0.24926 | 20.9381 | 0.94047 | 0.94833 |  |  |  |  | 241 | 0.0084952
251 | BOSQUESW803 | 2 | North | YES | 0.094817 | 150 | 0 | 150 | 0 | 1.032 | CC | 1 | 0.24799 | 150 | 150 | 14.2226 | 150 |  |  | 0.24799 | 37.1982 | 0.9441 | 0.95155 |  |  |  |  | 242 | 0.0082868
253 | BOSQUESW804 | 2 | North | YES | 0.094817 | 80 | 0 | 80 | 0 | 1.032 | CC | 1 | 0.24799 | 80 | 80 | 7.5854 | 80 |  |  | 0.24799 | 19.839 | 0.94604 | 0.95326 |  |  |  |  | 243 | 0.0080843
238 | BOSQUESW505 | 1 | North | YES | 0.091029 | 255 | 0 | 255 | 0 | 1.02 | CC | 1 | 0.2442 | 255 | 255 | 23.2124 | 255 |  |  | 0.2442 | 62.271 | 0.95222 | 0.95865 |  |  |  |  | 244 | 0.0078607
239 | BOSQUESW502 | 1 | North | YES | 0.091029 | 119.2 | 0 | 149 | 0 | 1.02 | GGT | 1 | 0.2442 | 149 | 149 | 13.5633 | 149 |  |  | 0.2442 | 36.3858 | 0.95583 | 0.9618 |  |  |  |  | 245 | 0.0074448
247 | BOSQUESW501 | 2 | North | YES | 0.091029 | 124.8 | 0 | 156 | 0 | 1.02 | GGT | 1 | 0.2442 | 156 | 156 | 14.2005 | 156 |  |  | 0.2442 | 38.0952 | 0.95961 | 0.9651 |  |  |  |  | 246 | 0.0072229
3416 | LAKE_CRK1_G | 1 | North | YES | 0.090485 | 60 | 33 | 75 |  | 1.029 | GST | 1 | 0.24366 | 75 | 75 | 6.7864 | 75 |  |  | 0.24366 | 18.2742 | 0.96143 | 0.96668 |  |  |  |  | 247 | 0.0064323
3417 | LAKE_CRK2_G | 2 | North | YES | 0.090485 | 177.6 | 40 | 222 | 0 | 1.029 | GST | 1 | 0.24366 | 222 | 222 | 20.0877 | 222 |  |  | 0.24366 | 54.0916 | 0.9668 | 0.97136 |  |  |  |  | 248 | 0.0059704
3403 | THOUSE_1G | 1 | North | YES | 0.088462 | 563 | 200 | 563 | 0 | 1.012 | GSC | 1 | 0.24163 | 563 | 563 | 49.8041 | 563 |  |  | 0.24163 | 136.0393 | 0.98045 | 0.98313 |  |  |  |  | 249 | 0.0054867
3404 | THOUSE_2G | 2 | North | YES | 0.088462 | 807 | 250 | 807 | 0 | 1.012 | GSC | 1 | 0.24163 | 807 | 807 | 71.3888 | 807 |  |  | 0.24163 | 194.9977 | 1 | 1 |  |  |  |  | 250 | 0.0052506
60202 | FRNDDRCS | F | West | YES | 0.085827 | 0 | 0 | 0 | 0 | 0.9985 | AVR | 1 | 0.239 | 0 | 0 |  |  |  |  | 0.239 | 0 | 1 | 1 |  |  |  |  | 251 | 0.0045519
48671 | FTR_GT1_5105 | 1 | North | YES | -0.21091 | 154.2 | 0 | 154.2 | 0 | 1.0319 | CC | 1 | -0.057744 | 154.2 | 154.2 | -32.5231 | 154.2 |  |  | -0.057744 | -8.9042 | [6 empty] | 252 | 0.0026813
48672 | FTR_GT2_5110 | 2 | North | YES | -0.21091 | 159 | 0 | 159 | 0 | 1.0319 | CC | 1 | -0.057744 | 159 | 159 | -33.5355 | 159 |  |  | -0.057744 | -9.1813 | [6 empty] | 253 | 0
48673 | FTR_GT3_5085 | 3 | North | YES | -0.21091 | 158 | 0 | 158 | 0 | 1.0319 | CC | 1 | -0.057744 | 158 | 158 | -33.3246 | 158 |  |  | -0.057744 | -9.1236 | [6 empty] | 254 | 0
48674 | FTR_CN4_5095 | 4 | North | YES | -0.21091 | 380 | 0 | 380 | 0 | 1.0319 | CC | 1 | -0.057744 | 380 | 380 | -80.1477 | 380 |  |  | -0.057744 | -21.9428 | [6 empty] | 255 | 0
13432 | SANDOW_5G | 5 | South | YES | 0.06278 | 581 | 225 | 581 |  | 1.029 | LIGCO | -1 | 0.062512 | 0 | 581 |  |  |  |  | -0.062512 | 0 | [6 empty] | 256 | 0
3432 | SANDOW_4G | 4 | South | YES | 0.023639 | 580 | 225 | 580 |  | 1.029 | LIGCO | -1 | 0.10165 | 0 | 580 |  |  |  |  | -0.10165 | 0 | [6 empty] | 257 | 0
7022 | L_BUCHAN1_1Y | 1 | South | YES | 0.007339 | 0 | 0 | 18 |  | 1 | Hydro | -1 | 0.11795 | 0 | 0 |  |  |  |  | -0.11795 | 0 | [6 empty] | 258 | 0
7023 | L_BUCHAN1_2Y | 2 | South | YES | 0.007339 | 0 | 0 | 18 |  | 1 | Hydro | -1 | 0.11795 | 0 | 0 |  |  |  |  | -0.11795 | 0 | [6 empty] | 259 | 0
7024 | L_BUCHAN1_3Y | 3 | South | YES | 0.007339 | 0 | 0 | 15 |  | 1 | Hydro | -1 | 0.11795 | 0 | 0 |  |  |  |  | -0.11795 | 0 | [6 empty] | 260 | 0
7026 | L_INKSDA1_1Y | 1 | South | YES | 0.006671 | 0 | 0 | 13.7 |  | 1 | Hydro | -1 | 0.11862 | 0 | 0 |  |  |  |  | -0.11862 | 0 | [6 empty] | 261 | 0
5934 | SI_RAY5 | 5 | South | YES | 0 | 0 | 10 | 15 |  | 1.035 | GST | -1 | 0.12529 | 15 | 15 |  |  |  |  | -0.12529 | -1.8794 | [6 empty] | 262 | 0
8139 | JOS #1 | MB | South | YES | 0 | 0 | 45 | 255 |  | 1.02 | GST | -1 | 0.12529 | 0 | 0 |  |  |  |  | -0.12529 | 0 | [6 empty] | 263 | 0
8285 | LAR #1 | MB | South | YES | 0 | 0 | 9 | 32 |  | 1.0497 | GST | -1 | 0.12529 | 0 | 0 |  |  |  |  | -0.12529 | 0 | [6 empty] | 264 | 0
8287 | LAR #2 | MB | South | YES | 0 | 0 | 9 | 32 |  | 1.04 | GST | -1 | 0.12529 | 0 | 0 |  |  |  |  | -0.12529 | 0 | [6 empty] | 265 | 0
8288 | LAR #3 | MB | South | YES | 0 | 0 | 25 | 105 |  | 1.04 | GST | -1 | 0.12529 | 0 | 0 |  |  |  |  | -0.12529 | 0 | [6 empty] | 266 | 0
8388 | BATES0A | MB | South | YES | 0 | 0 | 21 | 71 |  | 1.033 | GST | -1 | 0.12529 | 0 | 0 |  |  |  |  | -0.12529 | 0 | [6 empty] | 267 | 0
8393 | BATES0B | MB | South | YES | 0 | 0 | 25 | 110 |  | 1.03 | GST | -1 | 0.12529 | 0 | 0 |  |  |  |  | -0.12529 | 0 | [6 empty] | 268 | 0
8437 | NUECES_B0C | MB | South | YES | 0 | 0 | 7 | 30 |  | 1.03 | GST | -1 | 0.12529 | 0 | 0 |  |  |  |  | -0.12529 | 0 | [6 empty] | 269 | 0
8438 | NUECES_B0B | MB | South | YES | 0 | 0 | 26 | 169 |  | 1.03 | GST | -1 | 0.12529 | 0 | 0 |  |  |  |  | -0.12529 | 0 | [6 empty] | 270 | 0
39190 | TNSLCGN1__8 | 1 | Houston | YES | 0 | 0 | 10 | 30 |  | 1.03 | Cogen | -1 | 0.12529 | 0 | 0 |  |  | 0 | 0 | -0.12529 | 0 | [6 empty] | 271 | 0
7035 | L_WIRTZ_1G1Y | 1 | South | YES | -0.000627 | 0 | 0 | 29 |  | 1 | Hydro | -1 | 0.12592 | 0 | 0 |  |  |  |  | -0.12592 | 0 | [6 empty] | 272 | 0
7036 | L_WIRTZ_1G2Y | 2 | South | YES | -0.000627 | 0 | 0 | 29.7 |  | 1 | Hydro | -1 | 0.12592 | 0 | 0 |  |  |  |  | -0.12592 | 0 | [6 empty] | 273 | 0
7000 | L_FERGUS1_1Y | 1 | South | YES | -0.000866 | 400 | 65 | 423.3 | 0 | 1.015 | GSC | -1 | 0.12616 | 423.3 | 423.3 |  |  |  |  | -0.12616 | -53.4028 | [6 empty] | 274 | 0
8032 | AMISTADHYD1 | 1 | South | YES | -0.000953 | 33 | 13 | 33 | 0 | 1.03 | Hydro | -1 | 0.12625 | 0 | 0 |  |  |  |  | -0.12625 | 0 | [6 empty] | 275 | 0
8033 | AMISTADHYD2 | 2 | South | YES | -0.000953 | 25 | 13 | 25 | 0 | 1.03 | Hydro | -1 | 0.12625 | 0 | 0 |  |  |  |  | -0.12625 | 0 | [6 empty] | 276 | 0
88253 | HAMILTON | F | South | YES | -0.000953 | 0 | 0 | 0 | 0 | 1.04 | BLT | -1 | 0.12625 | 0 | 0 |  |  |  |  | -0.12625 | 0 | [6 empty] | 277 | 0
7028 | L_MARBFA1_1Y | 1 | South | YES | -0.00293 | 0 | 0 | 18 |  | 1 | Hydro | -1 | 0.12822 | 0 | 0 |  |  |  |  | -0.12822 | 0 | [6 empty] | 278 | 0
7029 | L_MARBFA1_2Y | 2 | South | YES | -0.00293 | 0 | 0 | 18 |  | 1 | Hydro | -1 | 0.12822 | 0 | 0 |  |  |  |  | -0.12822 | 0 | [6 empty] | 279 | 0
7031 | L_MARSFO1G1Y | 1 | South | YES | -0.0072 | 0 | 0 | 36 |  | 1 | Hydro | -1 | 0.13249 | 0 | 0 |  |  |  |  | -0.13249 | 0 | [6 empty] | 280 | 0
7032 | L_MARSFO1G2Y | 2 | South | YES | -0.0072 | 0 | 0 | 35 |  | 1 | Hydro | -1 | 0.13249 | 0 | 0 |  |  |  |  | -0.13249 | 0 | [6 empty] | 281 | 0
7033 | L_MARSFO1G3Y | 3 | South | YES | -0.0072 | 0 | 0 | 36 |  | 1 | Hydro | -1 | 0.13249 | 0 | 0 |  |  |  |  | -0.13249 | 0 | [6 empty] | 282 | 0
9002 | DECKR_G3 | 3 | South | YES | -0.008436 | 0 | 24 | 42 |  | 1.015 | GGT | -1 | 0.13373 | 42 | 42 |  |  |  |  | -0.13373 | -5.6166 | [6 empty] | 283 | 0
9003 | DECKR_G4 | 4 | South | YES | -0.008436 | 44 | 24 | 44 | 0 | 1.015 | GGT | -1 | 0.13373 | 44 | 44 |  |  |  |  | -0.13373 | -5.884 | [6 empty] | 284 | 0
9004 | DECKR_G5 | 5 | South | YES | -0.008436 | 44 | 24 | 44 | 0 | 1.015 | GGT | -1 | 0.13373 | 44 | 44 |  |  |  |  | -0.13373 | -5.884 | [6 empty] | 285 | 0
9005 | DECKR_G6 | 6 | South | YES | -0.008436 | 44 | 24 | 47 | 0 | 1.015 | GGT | -1 | 0.13373 | 47 | 47 |  |  |  |  | -0.13373 | -6.2852 | [6 empty] | 286 | 0
9000 | DECKR_G1 | 1 | South | YES | -0.009462 | 280 | 50 | 321 | 0 | 1.015 | GST | -1 | 0.13475 | 321 | 321 |  |  |  |  | -0.13475 | -43.2561 | [6 empty] | 287 | 0
9001 | DECKR_G2 | 2 | South | YES | -0.009462 | 400 | 50 | 426 | 0 | 1.015 | GST | -1 | 0.13475 | 426 | 426 |  |  |  |  | -0.13475 | -57.4053 | [6 empty] | 288 | 0
7020 | L_AUSTPL1_1Y | 1 | South | YES | -0.009634 | 0 | 0 | 8 |  | 1 | Hydro | -1 | 0.13493 | 0 | 0 |  |  |  |  | -0.13493 | 0 | [6 empty] | 289 | 0
7020 | L_AUSTPL1_1Y | 2 | South | YES | -0.009634 | 0 | 0 | 8 |  | 1 | Hydro | -1 | 0.13493 | 0 | 0 |  |  |  |  | -0.13493 | 0 | [6 empty] | 290 | 0
9016 | SANDH_G1 | 1 | South | YES | -0.0108 | 45 | 2 | 49 | 0 | 1.0175 | GGT | -1 | 0.13609 | 49 | 49 |  |  |  |  | -0.13609 | -6.6685 | [6 empty] | 291 | 0
9017 | SANDH_G2 | 2 | South | YES | -0.0108 | 45 | 2 | 46 | 0 | 1.0175 | GGT | -1 | 0.13609 | 46 | 46 |  |  |  |  | -0.13609 | -6.2602 | [6 empty] | 292 | 0
9018 | SANDH_G3 | 3 | South | YES | -0.0108 | 45 | 2 | 46 | 0 | 1.0175 | GGT | -1 | 0.13609 | 46 | 46 |  |  |  |  | -0.13609 | -6.2602 | [6 empty] | 293 | 0
9019 | SANDH_G4 | 4 | South | YES | -0.0108 | 0 | 2 | 47 |  | 1.0175 | GGT | -1 | 0.13609 | 47 | 47 |  |  |  |  | -0.13609 | -6.3963 | [6 empty] | 294 | 0
9020 | SANDHG5A | 5A | South | YES | -0.0108 | 150 | 84 | 155 | 0 | 1.0175 | CC | -1 | 0.13609 | 155 | 155 |  |  |  |  | -0.13609 | -21.0943 | [6 empty] | 295 | 0
9021 | SANDHG5C | 5C | South | YES | -0.0108 | 140 | 0 | 148 | 0 | 1.0175 | CC | -1 | 0.13609 | 148 | 148 |  |  |  |  | -0.13609 | -20.1416 | [6 empty] | 296 | 0
7807 | L_BASTEN1_1Y | 1 | South | YES | -0.01394 | 152.5 | 83.5 | 152.5 | 0 | 1.004 | CC | -1 | 0.13923 | 152.5 | 152.5 |  |  |  |  | -0.13923 | -21.2329 | [6 empty] | 297 | 0
7808 | L_BASTEN1_2Y | 1 | South | YES | -0.01394 | 149.5 | 83.5 | 149.5 | 0 | 1.004 | CC | -1 | 0.13923 | 149.5 | 149.5 |  |  |  |  | -0.13923 | -20.8152 | [6 empty] | 298 | 0
7809 | L_BASTEN1_3Y | 1 | South | YES | -0.01394 | 232.6 | 42 | 232.6 | 0 | 1.004 | CC | -1 | 0.13923 | 232.6 | 232.6 |  |  |  |  | -0.13923 | -32.3854 | [6 empty] | 299 | 0
8262 | ELPS | 1 | South | YES | -0.014817 | 6 | 6 | 6 | 0 | 1.15 | Hydro | -1 | 0.14011 | 0 | 0 |  |  |  |  | -0.14011 | 0 | [6 empty] | 300 | 0
7007 | L_LOSTPI1_1Y | 1 | South | YES | -0.01581 | 158.6 | 110 | 158 | 0 | 1 | CC | -1 | 0.1411 | 158 | 158 |  |  |  |  | -0.1411 | -22.2941 | [6 empty] | 301 | 0
7008 | L_LOSTPI1_2Y | 2 | South | YES | -0.01581 | 157.7 | 107 | 160 | 0 | 1 | CC | -1 | 0.1411 | 160 | 160 |  |  |  |  | -0.1411 | -22.5764 | [6 empty] | 302 | 0
7009 | L_LOSTPI1_3Y | 3 | South | YES | -0.01581 | 173.9 | 72 | 175 | 0 | 1 | CC | -1 | 0.1411 | 175 | 175 |  |  |  |  | -0.1411 | -24.6929 | [6 empty] | 303 | 0
7004 | L_SIMGID1_1Y | 1 | South | YES | -0.017594 | 132 | 40 | 132 | 0 | 1.02 | GST | -1 | 0.14289 | 132 | 132 |  |  |  |  | -0.14289 | -18.861 | [6 empty] | 304 | 0
7005 | L_SIMGID1_2Y | 2 | South | YES | -0.017594 | 133 | 32 | 139 | 0 | 1.02 | GST | -1 | 0.14289 | 139 | 139 |  |  |  |  | -0.14289 | -19.8612 | [6 empty] | 305 | 0
7006 | L_SIMGID1_3Y | 3 | South | YES | -0.017594 | 324.9 | 60 | 329 | 0 | 1.02 | GST | -1 | 0.14289 | 329 | 329 |  |  |  |  | -0.14289 | -47.0096 | [6 empty] | 306 | 0
7487 | L_CANYHY8_1Y | 1 | South | YES | -0.027384 | 0 | 0 | 6 |  | 1 | Hydro | -1 | 0.15268 | 0 | 0 |  |  |  |  | -0.15268 | 0 | [6 empty] | 307 | 0
7303 | L_WPPGS12_1Y | 1 | South | YES | -0.031685 | 50 | 0 | 50 | 0 | 1.025 | GGT | -1 | 0.15698 | 50 | 50 |  |  |  |  | -0.15698 | -7.8489 | [6 empty] | 308 | 0
7303 | L_WPPGS12_1Y | 2 | South | YES | -0.031685 | 50 | 0 | 50 | 0 | 1.025 | GGT | -1 | 0.15698 | 50 | 50 |  |  |  |  | -0.15698 | -7.8489 | [6 empty] | 309 | 0
7305 | L_WPPGS34_1Y | 3 | South | YES | -0.031685 | 50 | 0 | 50 | 0 | 1.025 | GGT | -1 | 0.15698 | 50 | 50 |  |  |  |  | -0.15698 | -7.8489 | [6 empty] | 310 | 0
7305 | L_WPPGS34_1Y | 4 | South | YES | -0.031685 | 50 | 0 | 50 | 0 | 1.025 | GGT | -1 | 0.15698 | 50 | 50 |  |  |  |  | -0.15698 | -7.8489 | [6 empty] | 311 | 0
7014 | L_HAYSEN1_1Y | 1 | South | YES | -0.0318 | 223.9 | 74 | 223.9 | 0 | 1.008 | CC | -1 | 0.15709 | 223.9 | 223.9 |  |  |  |  | -0.15709 | -35.1729 | [6 empty] | 312 | 0
7015 | L_HAYSEN1_2Y | 2 | South | YES | -0.0318 | 225 | 74 | 225 | 0 | 1.008 | CC | -1 | 0.15709 | 225 | 225 |  |  |  |  | -0.15709 | -35.3457 | [6 empty] | 313 | 0
7016 | L_HAYSEN1_3Y | 3 | South | YES | -0.0318 | 224.6 | 74 | 224.6 | 0 | 1.008 | CC | -1 | 0.15709 | 224.6 | 224.6 |  |  |  |  | -0.15709 | -35.2829 | [6 empty] | 314 | 0
7017 | L_HAYSEN1_4Y | 4 | South | YES | -0.0318 | 226.7 | 74 | 226.7 | 0 | 1.008 | CC | -1 | 0.15709 | 226.7 | 226.7 |  |  |  |  | -0.15709 | -35.6128 | [6 empty] | 315 | 0
7010 | L_FPPYD11_1Y | 1 | South | YES | -0.03304 | 547.4 | 200 | 606 | 0 | 1.02 | LIGCO | -1 | 0.15833 | 0 | 606 |  |  |  |  | -0.15833 | 0 | [6 empty] | 316 | 0
7011 | L_FPPYD11_2Y | 2 | South | YES | -0.03304 | 552.2 | 200 | 598 | 0 | 1.02 | LIGCO | -1 | 0.15833 | 0 | 598 |  |  |  |  | -0.15833 | 0 | [6 empty] | 317 | 0
7012 | L_FPPYD21_3Y | 3 | South | YES | -0.033174 | 427.5 | 200 | 436 | 0 | 1.02 | LIGCO | -1 | 0.15847 | 0 | 436 |  |  |  |  | -0.15847 | 0 | [6 empty] | 318 | 0
7605 | L_MCQUEE9_1Y | 1 | South | YES | -0.035842 | 0 | 0 | 2.4 |  | 1.025 | Hydro | -1 | 0.16113 | 0 | 0 |  |  |  |  | -0.16113 | 0 | [6 empty] | 319 | 0
7605 | L_MCQUEE9_1Y | 2 | South | YES | -0.035842 | 0 | 0 | 2.4 |  | 1.025 | Hydro | -1 | 0.16113 | 0 | 0 |  |  |  |  | -0.16113 | 0 | [6 empty] | 320 | 0
7605 | L_MCQUEE9_1Y | 3 | South | YES | -0.035842 | 0 | 0 | 2.8 |  | 1.025 | Hydro | -1 | 0.16113 | 0 | 0 |  |  |  |  | -0.16113 | 0 | [6 empty] | 321 | 0
7810 | L_RIONOG1G1Y | 1 | South | YES | -0.036268 | 148 | 0 | 148 | 0 | 1.02 | CC | -1 | 0.16156 | 148 | 148 |  |  |  |  | -0.16156 | -23.9109 | [6 empty] | 322 | 0
7811 | L_RIONOG1G2Y | 2 | South | YES | -0.036268 | 148 | 0 | 148 | 0 | 1.02 | CC | -1 | 0.16156 | 148 | 148 |  |  |  |  | -0.16156 | -23.9109 | [6 empty] | 323 | 0
7812 | L_RIONOG1G3Y | 3 | South | YES | -0.036268 | 154 | 0 | 154 | 0 | 1.02 | CC | -1 | 0.16156 | 154 | 154 |  |  |  |  | -0.16156 | -24.8803 | [6 empty] | 324 | 0
7813 | L_RIONOG1S1Y | 4 | South | YES | -0.036268 | 293 | 0 | 293 | 0 | 1.02 | CC | -1 | 0.16156 | 293 | 293 |  |  |  |  | -0.16156 | -47.3371 | [6 empty] | 325 | 0
7609 | L_SCHUMA8_1Y | 1 | South | YES | -0.036955 | 0 | 0 | 4 |  | 1 | Hydro | -1 | 0.16225 | 0 | 0 |  |  |  |  | -0.16225 | 0 | [6 empty] | 326 | 0
7624 | L_LAKEWO9_1Y | 1 | South | YES | -0.0386 | 0 | 0 | 2.4 |  | 1 | Hydro | -1 | 0.16389 | 0 | 0 |  |  |  |  | -0.16389 | 0 | [6 empty] | 327 | 0
7624 | L_LAKEWO9_1Y | 2 | South | YES | -0.0386 | 0 | 0 | 2.4 |  | 1 | Hydro | -1 | 0.16389 | 0 | 0 |  |  |  |  | -0.16389 | 0 | [6 empty] | 328 | 0
58909 | PEARSALLSCG1 | 3 | South | YES | -0.040132 | 0 | 0 | 8.4 |  | 1.027 | Diesel | -1 | 0.16542 | 8.4 | 8.4 |  |  |  |  | -0.16542 | -1.3896 | [6 empty] | 329 | 0
58909 | PEARSALLSCG1 | 4 | South | YES | -0.040132 | 0 | 0 | 8.4 |  | 1.027 | Diesel | -1 | 0.16542 | 8.4 | 8.4 |  |  |  |  | -0.16542 | -1.3896 | [6 empty] | 330 | 0
58909 | PEARSALLSCG1 | 6 | South | YES | -0.040132 | 0 | 0 | 8.4 |  | 1.027 | Diesel | -1 | 0.16542 | 8.4 | 8.4 |  |  |  |  | -0.16542 | -1.3896 | [6 empty] | 331 | 0
58909 | PEARSALLSCG1 | 5 | South | YES | -0.040132 | 0 | 0 | 8.4 |  | 1.027 | Diesel | -1 | 0.16542 | 8.4 | 8.4 |  |  |  |  | -0.16542 | -1.3896 | [6 empty] | 332 | 0
58909 | PEARSALLSCG1 | 1 | South | YES | -0.040132 | 0 | 0 | 8.4 |  | 1.027 | Diesel | -1 | 0.16542 | 8.4 | 8.4 |  |  |  |  | -0.16542 | -1.3896 | [6 empty] | 333 | 0
58909 | PEARSALLSCG1 | 2 | South | YES | -0.040132 | 0 | 0 | 8.4 |  | 1.027 | Diesel | -1 | 0.16542 | 8.4 | 8.4 |  |  |  |  | -0.16542 | -1.3896 | [6 empty] | 334 | 0
58919 | PEARSALLSCG2 | 5 | South | YES | -0.040132 | 0 | 0 | 8.4 |  | 1.027 | Diesel | -1 | 0.16542 | 8.4 | 8.4 |  |  |  |  | -0.16542 | -1.3896 | [6 empty] | 335 | 0
58919 | PEARSALLSCG2 | 6 | South | YES | -0.040132 | 0 | 0 | 8.4 |  | 1.027 | Diesel | -1 | 0.16542 | 8.4 | 8.4 |  |  |  |  | -0.16542 | -1.3896 | [6 empty] | 336 | 0
58919 | PEARSALLSCG2 | 1 | South | YES | -0.040132 | 0 | 0 | 8.4 |  | 1.027 | Diesel | -1 | 0.16542 | 8.4 | 8.4 |  |  |  |  | -0.16542 | -1.3896 | [6 empty] | 337 | 0
58919 | PEARSALLSCG2 | 2 | South | YES | -0.040132 | 0 | 0 | 8.4 |  | 1.027 | Diesel | -1 | 0.16542 | 8.4 | 8.4 |  |  |  |  | -0.16542 | -1.3896 | [6 empty] | 338 | 0
58919 | PEARSALLSCG2 | 4 | South | YES | -0.040132 | 0 | 0 | 8.4 |  | 1.027 | Diesel | -1 | 0.16542 | 8.4 | 8.4 |  |  |  |  | -0.16542 | -1.3896 | [6 empty] | 339 | 0
58919 | PEARSALLSCG2 | 3 | South | YES | -0.040132 | 0 | 0 | 8.4 |  | 1.027 | Diesel | -1 | 0.16542 | 8.4 | 8.4 |  |  |  |  | -0.16542 | -1.3896 | [6 empty] | 340 | 0
58929 | PEARSALLSCG3 | 4 | South | YES | -0.040132 | 0 | 0 | 8.4 |  | 1.027 | Diesel | -1 | 0.16542 | 8.4 | 8.4 |  |  |  |  | -0.16542 | -1.3896 | [6 empty] | 341 | 0
58929 | PEARSALLSCG3 | 6 | South | YES | -0.040132 | 0 | 0 | 8.4 |  | 1.027 | Diesel | -1 | 0.16542 | 8.4 | 8.4 |  |  |  |  | -0.16542 | -1.3896 | [6 empty] | 342 | 0
58929 | PEARSALLSCG3 | 2 | South | YES | -0.040132 | 0 | 0 | 8.4 |  | 1.027 | Diesel | -1 | 0.16542 | 8.4 | 8.4 |  |  |  |  | -0.16542 | -1.3896 | [6 empty] | 343 | 0
58929 | PEARSALLSCG3 | 5 | South | YES | -0.040132 | 0 | 0 | 8.4 |  | 1.027 | Diesel | -1 | 0.16542 | 8.4 | 8.4 |  |  |  |  | -0.16542 | -1.3896 | [6 empty] | 344 | 0
58929 | PEARSALLSCG3 | 1 | South | YES | -0.040132 | 0 | 0 | 8.4 |  | 1.027 | Diesel | -1 | 0.16542 | 8.4 | 8.4 |  |  |  |  | -0.16542 | -1.3896 | [6 empty] | 345 | 0
58929 | PEARSALLSCG3 | 3 | South | YES | -0.040132 | 0 | 0 | 8.4 |  | 1.027 | Diesel | -1 | 0.16542 | 8.4 | 8.4 |  |  |  |  | -0.16542 | -1.3896 | [6 empty] | 346 | 0
58949 | PEARSALLSCG4 | 3 | South | YES | -0.040132 | 0 | 0 | 8.4 |  | 1.027 | Diesel | -1 | 0.16542 | 8.4 | 8.4 |  |  |  |  | -0.16542 | -1.3896 | [6 empty] | 347 | 0
58949 | PEARSALLSCG4 | 2 | South | YES | -0.040132 | 0 | 0 | 8.4 |  | 1.027 | Diesel | -1 | 0.16542 | 8.4 | 8.4 |  |  |  |  | -0.16542 | -1.3896 | [6 empty] | 348 | 0
58949 | PEARSALLSCG4 | 1 | South | YES | -0.040132 | 0 | 0 | 8.4 |  | 1.027 | Diesel | -1 | 0.16542 | 8.4 | 8.4 |  |  |  |  | -0.16542 | -1.3896 | [6 empty] | 349 | 0
58949 | PEARSALLSCG4 | 4 | South | YES | -0.040132 | 0 | 0 | 8.4 |  | 1.027 | Diesel | -1 | 0.16542 | 8.4 | 8.4 |  |  |  |  | -0.16542 | -1.3896 | [6 empty] | 350 | 0
58949 | PEARSALLSCG4 | 6 | South | YES | -0.040132 | 0 | 0 | 8.4 |  | 1.027 | Diesel | -1 | 0.16542 | 8.4 | 8.4 |  |  |  |  | -0.16542 | -1.3896 | [6 empty] | 351 | 0
58949 | PEARSALLSCG4 | 5 | South | YES | -0.040132 | 0 | 0 | 8.4 |  | 1.027 | Diesel | -1 | 0.16542 | 8.4 | 8.4 |  |  |  |  | -0.16542 | -1.3896 | [6 empty] | 352 | 0
7800 | L_GUADGE1_1Y | 1 | South | YES | -0.040464 | 147 | 30 | 147 | 0 | 1.02 | CC | -1 | 0.16576 | 147 | 147 |  |  |  |  | -0.16576 | -24.3662 | [6 empty] | 353 | 0
7801 | L_GUADGE1_2Y | 2 | South | YES | -0.040464 | 138 | 30 | 138 | 0 | 1.02 | CC | -1 | 0.16576 | 138 | 138 |  |  |  |  | -0.16576 | -22.8744 | [6 empty] | 354 | 0
7802 | L_GUADGE1_3Y | 3 | South | YES | -0.040464 | 146 | 30 | 146 | 0 | 1.02 | CC | -1 | 0.16576 | 146 | 146 |  |  |  |  | -0.16576 | -24.2004 | [6 empty] | 355 | 0
7803 | L_GUADGE1_4Y | 4 | South | YES | -0.040464 | 149 | 30 | 149 | 0 | 1.02 | CC | -1 | 0.16576 | 149 | 149 |  |  |  |  | -0.16576 | -24.6977 | [6 empty] | 356 | 0
7804 | L_GUADGE1_5Y | 5 | South | YES | -0.040464 | 182 | 30 | 182 | 0 | 1.02 | CC | -1 | 0.16576 | 182 | 182 |  |  |  |  | -0.16576 | -30.1676 | [6 empty] | 357 | 0
7805 | L_GUADGE1_6Y | 6 | South | YES | -0.040464 | 203 | 30 | 203 | 0 | 1.02 | CC | -1 | 0.16576 | 203 | 203 |  |  |  |  | -0.16576 | -33.6485 | [6 empty] | 358 | 0
5028 | BRAUNIG_VHB3 | 3 | South | YES | -0.041497 | 407 | 60 | 407 | 0 | 1.0138 | GST | -1 | 0.16679 | 407 | 407 |  |  |  |  | -0.16679 | -67.8832 | [6 empty] | 359 | 0
5396 | CALAVER_OWS1 | 1 | South | YES | -0.041515 | 418 | 80 | 418 | 0 | 1.0192 | GST | -1 | 0.16681 | 418 | 418 |  |  |  |  | -0.16681 | -69.7254 | [6 empty] | 360 | 0
5397 | CALAVER_OWS2 | 2 | South | YES | -0.041515 | 400 | 80 | 400 | 0 | 1.0192 | GST | -1 | 0.16681 | 400 | 400 |  |  |  |  | -0.16681 | -66.7229 | [6 empty] | 361 | 0
5111 | CALAVER_JTD1 | 1 | South | YES | -0.041516 | 430 | 80 | 430 | 0 | 1.0138 | LIGCO | -1 | 0.16681 | 0 | 430 |  |  |  |  | -0.16681 | 0 | [6 empty] | 362 | 0
5112 | CALAVER_JTD2 | 2 | South | YES | -0.041516 | 430 | 80 | 430 | 0 | 1.0138 | LIGCO | -1 | 0.16681 | 0 | 430 |  |  |  |  | -0.16681 | 0 | [6 empty] | 363 | 0
5436 | TUTTL_WBT1G1 | 1 | South | YES | -0.041536 | 48.8 | 20 | 61 | 0 | 1.012 | GST | -1 | 0.16683 | 61 | 61 |  |  |  |  | -0.16683 | -10.1765 | [6 empty] | 364 | 0
5438 | TUTTL_WBT3G3 | 3 | South | YES | -0.041536 | 95 | 25 | 95 | 0 | 1.012 | GST | -1 | 0.16683 | 95 | 95 |  |  |  |  | -0.16683 | -15.8487 | [6 empty] | 365 | 0
5439 | TUTTL_WBT4G4 | 4 | South | YES | -0.041536 | 151 | 40 | 151 | 0 | 1.012 | GST | -1 | 0.16683 | 151 | 151 |  |  |  |  | -0.16683 | -25.1911 | [6 empty] | 366 | 0
5264 | LEON_LCP3G3 | 3 | South | YES | -0.041578 | 0 | 20 | 58 |  | 1.0197 | GST | -1 | 0.16687 | 58 | 58 |  |  |  |  | -0.16687 | -9.6785 | [6 empty] | 367 | 0
5265 | LEON_LCP4G4 | 4 | South | YES | -0.041578 | 89 | 25 | 89 | 0 | 1.0197 | GST | -1 | 0.16687 | 89 | 89 |  |  |  |  | -0.16687 | -14.8514 | [6 empty] | 368 | 0
5266 | LEON_LCPCT1 | 1 | South | YES | -0.041578 | 44 | 24 | 44 | 0 | 1.0197 | GGT | -1 | 0.16687 | 44 | 44 |  |  |  |  | -0.16687 | -7.3423 | [6 empty] | 369 | 0
5267 | LEON_LCPCT2 | 2 | South | YES | -0.041578 | 44 | 24 | 44 | 0 | 1.0197 | GGT | -1 | 0.16687 | 44 | 44 |  |  |  |  | -0.16687 | -7.3423 | [6 empty] | 370 | 0
5268 | LEON_LCPCT3 | 3 | South | YES | -0.041578 | 43 | 24 | 43 | 0 | 1.0197 | GGT | -1 | 0.16687 | 43 | 43 |  |  |  |  | -0.16687 | -7.1754 | [6 empty] | 371 | 0
5269 | LEON_LCPCT4 | 4 | South | YES | -0.041578 | 45 | 24 | 45 | 0 | 1.0197 | GGT | -1 | 0.16687 | 45 | 45 |  |  |  |  | -0.16687 | -7.5092 | [6 empty] | 372 | 0
5026 | BRAUNIG_VHB1 | 1 | South | YES | -0.041666 | 215 | 40 | 215 | 0 | 1.0192 | GST | -1 | 0.16696 | 215 | 215 |  |  |  |  | -0.16696 | -35.896 | [6 empty] | 373 | 0
5027 | BRAUNIG_VHB2 | 2 | South | YES | -0.041666 | 216 | 40 | 216 | 0 | 1.0192 | GST | -1 | 0.16696 | 216 | 216 |  |  |  |  | -0.16696 | -36.063 | [6 empty] | 374 | 0
5890 | PEARSALLGEN1 | 1 | South | YES | -0.0421 | 19.2 | 6 | 24 | 0 | 1.0226 | GST | -1 | 0.16739 | 24 | 24 |  |  |  |  | -0.16739 | -4.0174 | [6 empty] | 375 | 0
5891 | PEARSALLGEN2 | 1 | South | YES | -0.0421 | 19.4 | 6 | 24.3 | 0 | 1.0226 | GST | -1 | 0.16739 | 24.3 | 24.3 |  |  |  |  | -0.16739 | -4.0676 | [6 empty] | 376 | 0
5892 | PEARSALLGEN3 | 1 | South | YES | -0.0421 | 19.1 | 6 | 23.9 | 0 | 1.0226 | GST | -1 | 0.16739 | 23.9 | 23.9 |  |  |  |  | -0.16739 | -4.0007 | [6 empty] | 377 | 0
5476 | BRA_AVR1_CT1 | 1 | South | YES | -0.043017 | 155 | 90 | 155 | 0 | 1.025 | CC | -1 | 0.16831 | 155 | 155 |  |  |  |  | -0.16831 | -26.0879 | [6 empty] | 378 | 0
5477 | BRA_AVR1_ST | 1 | South | YES | -0.043017 | 174 | 138 | 174 | 0 | 1.025 | CC | -1 | 0.16831 | 174 | 174 |  |  |  |  | -0.16831 | -29.2858 | [6 empty] | 379 | 0
5478 | BRA_AVR1_CT2 | 1 | South | YES | -0.043017 | 155 | 90 | 155 | 0 | 1.025 | CC | -1 | 0.16831 | 155 | 155 |  |  |  |  | -0.16831 | -26.0879 | [6 empty] | 380 | 0
5401 | CALAVER_JKS1 | 1 | South | YES | -0.044033 | 562 | 100 | 562 | 0 | 1.026 | LIGCO | -1 | 0.16933 | 0 | 562 |  |  |  |  | -0.16933 | 0 | [6 empty] | 381 | 0
8189 | CUECPL2A | 1 | South | YES | -0.046595 | 12 | 0 | 12 | 0 | 1.02 | Cogen | -1 | 0.17189 | 0 | 0 |  |  |  |  | -0.17189 | 0 | [6 empty] | 382 | 0
5903 | SANMIGUELGEN | 1 | South | YES | -0.049333 | 396.3 | 180 | 396.3 | 0 | 1.0336 | LIGCO | -1 | 0.17463 | 0 | 396.3 |  |  |  |  | -0.17463 | 0 | [6 empty] | 383 | 0
80265 | LARECU40A | 4 | South | YES | -0.050321 | 80 | 0 | 100 |  | 1.039 | GGT | -1 | 0.17561 | 100 | 100 |  |  |  |  | -0.17561 | -17.5613 | [6 empty] | 384 | 0
80266 | LARECU50A | 5 | South | YES | -0.050321 | 80 | 0 | 100 |  | 1.039 | GGT | -1 | 0.17561 | 100 | 100 |  |  |  |  | -0.17561 | -17.5613 | [6 empty] | 385 | 0
80012 | LAR | F | South | YES | -0.050325 | 0 | 0 | 0 | 0 | 1.04 | DCTie | -1 | 0.17562 | 0 | 0 |  |  |  |  | -0.17562 | 0 | [6 empty] | 386 | 0
88299 | ZAPATA | F | South | YES | -0.055885 | 0 | 0 | 0 | 0 | 1.02 | BLT | -1 | 0.18118 | 0 | 0 |  |  |  |  | -0.18118 | 0 | [6 empty] | 387 | 0
88198 | BEEVILLE | F | South | YES | -0.05828 | 0 | 0 | 0 | 0 | 1.02 | AVR | -1 | 0.18357 | 0 | 0 |  |  |  |  | -0.18357 | 0 | [6 empty] | 388 | 0
5728 | FALCONHYDRO2 | 2 | South | YES | -0.059657 | 12 | 0 | 12 | 0 | 1.0234 | Hydro | -1 | 0.18495 | 0 | 0 |  |  |  |  | -0.18495 | 0 | [6 empty] | 389 | 0
5729 | FALCONHYDRO3 | 3 | South | YES | -0.059657 | 11 | 0 | 11 | 0 | 1.0234 | Hydro | -1 | 0.18495 | 0 | 0 |  |  |  |  | -0.18495 | 0 | [6 empty] | 390 | 0
8048 | FALCONHYDRO1 | 1 | South | YES | -0.059657 | 12 | 0 | 12 | 0 | 1.0234 | Hydro | -1 | 0.18495 | 0 | 0 |  |  |  |  | -0.18495 | 0
88508 | FALFURRI | F | South | YES | -0.060354 | 0 | 0 | 0 | 0 | 1 | AVR | -1 | 0.18565 | 0 | 0 |  |  |  |  | -0.18565 | 0
8161 | COLETO0A | 1 | South | YES | -0.061412 | 633 | 200 | 633 | 0 | 1.03 | LIGCO | -1 | 0.1867 | 0 | 633 |  |  |  |  | -0.1867 | 0
8933 | FGNTS001 | 1 | South | YES | -0.063599 | 146.5 | 0 | 146.5 | 0 | 1.03 | CC | -1 | 0.18889 | 146.5 | 146.5 |  |  |  |  | -0.18889 | -27.6726
8934 | FGNTS101 | 2 | South | YES | -0.063599 | 147.9 | 0 | 147.9 | 0 | 1.03 | CC | -1 | 0.18889 | 147.9 | 147.9 |  |  |  |  | -0.18889 | -27.937
8935 | FGNTS201 | 3 | South | YES | -0.063599 | 173 | 0 | 173 | 0 | 1.03 | CC | -1 | 0.18889 | 173 | 173 |  |  |  |  | -0.18889 | -32.6782
8981 | HECN1 | 1 | South | YES | -0.064262 | 144.8 | 0 | 144.8 | 0 | 1.0304 | CC | -1 | 0.18955 | 144.8 | 144.8 |  |  |  |  | -0.18955 | -27.4475
8982 | HECN2 | 2 | South | YES | -0.064262 | 144.1 | 0 | 144.1 | 0 | 1.0304 | CC | -1 | 0.18955 | 144.1 | 144.1 |  |  |  |  | -0.18955 | -27.3148
8983 | HECN3 | 3 | South | YES | -0.064262 | 171.9 | 0 | 171.9 | 0 | 1.0304 | CC | -1 | 0.18955 | 171.9 | 171.9 |  |  |  |  | -0.18955 | -32.5844
8936 | MVGN#1 | 1 | South | YES | -0.064263 | 216.6 | 0 | 216.6 | 0 | 1.0304 | CC | -1 | 0.18956 | 216.6 | 216.6 |  |  |  |  | -0.18956 | -41.0577
8937 | MVGN#2 | 2 | South | YES | -0.064263 | 216.7 | 0 | 216.7 | 0 | 1.0304 | CC | -1 | 0.18956 | 216.7 | 216.7 |  |  |  |  | -0.18956 | -41.0766
8938 | MVGN#3 | 3 | South | YES | -0.064263 | 250.9 | 0 | 250.9 | 0 | 1.0304 | CC | -1 | 0.18956 | 250.9 | 250.9 |  |  |  |  | -0.18956 | -47.5594
80003 | MILHWYS | F | South | YES | -0.064553 | 0 | 0 | 0 | 0 | 1.0168 | AVR | -1 | 0.18985 | 0 | 0 |  |  |  |  | -0.18985 | 0
5932 | SI_RAY9 | 9 | South | YES | -0.064554 | 32 | 32 | 38 | 0 | 1.035 | CC | -1 | 0.18985 | 38 | 38 |  |  |  |  | -0.18985 | -7.2142
5933 | SI_RAY6 | 6 | South | YES | -0.064554 | 15.4 | 10 | 19.3 | 0 | 1.035 | GST | -1 | 0.18985 | 19.3 | 19.3 |  |  |  |  | -0.18985 | -3.664
5935 | SI_RAY10 | 10 | South | YES | -0.064554 | 47 | 10 | 47 | 0 | 1.03 | CC | -1 | 0.18985 | 47 | 47 |  |  |  |  | -0.18985 | -8.9228
80080 | GWINDT11A | 3 | South | YES | -0.064731 | 0 | 0 | 38 | 0 | 1.025 | Wind | -1 | 0.19002 | 0 | 38 |  |  |  |  | -0.19002 | 0
80080 | GWINDT11A | 4 | South | YES | -0.064731 | 3.8 | 0 | 19 | 0 | 1.025 | Wind | -1 | 0.19002 | 0 | 19 |  |  |  |  | -0.19002 | 0
80080 | GWINDT11A | 2 | South | YES | -0.064731 | 0 | 0 | 41 | 0 | 1.025 | Wind | -1 | 0.19002 | 0 | 41 |  |  |  |  | -0.19002 | 0
80080 | GWINDT11A | 1 | South | YES | -0.064731 | 28.2 | 0 | 94 | 0 | 1.025 | Wind | -1 | 0.19002 | 0 | 94 |  |  |  |  | -0.19002 | 0
80081 | GWINDT21A | 4 | South | YES | -0.064731 | 4.4 | 0 | 22 | 0 | 1.025 | Wind | -1 | 0.19002 | 0 | 22 |  |  |  |  | -0.19002 | 0
80081 | GWINDT21A | 1 | South | YES | -0.064731 | 28.2 | 0 | 94 | 0 | 1.025 | Wind | -1 | 0.19002 | 0 | 94 |  |  |  |  | -0.19002 | 0
80081 | GWINDT21A | 3 | South | YES | -0.064731 | 8.6 | 0 | 43 | 0 | 1.025 | Wind | -1 | 0.19002 | 0 | 43 |  |  |  |  | -0.19002 | 0
80081 | GWINDT21A | 2 | South | YES | -0.064731 | 7.2 | 0 | 36 | 0 | 1.025 | Wind | -1 | 0.19002 | 0 | 36 |  |  |  |  | -0.19002 | 0
80180 | PNSCALT11A | 2 | South | YES | -0.064731 | 10 | 0 | 50 | 0 | 1.025 | Wind | -1 | 0.19002 | 0 | 50 |  |  |  |  | -0.19002 | 0
80180 | PNSCALT11A | 1 | South | YES | -0.064731 | 43.8 | 0 | 148 | 0 | 1.025 | Wind | -1 | 0.19002 | 0 | 148 |  |  |  |  | -0.19002 | 0
80181 | PNSCALT21A | 2 | South | YES | -0.064731 | 10 | 0 | 50 | 0 | 1.025 | Wind | -1 | 0.19002 | 0 | 50 |  |  |  |  | -0.19002 | 0
80181 | PNSCALT21A | 1 | South | YES | -0.064731 | 16.5 | 0 | 55 | 0 | 1.025 | Wind | -1 | 0.19002 | 0 | 55 |  |  |  |  | -0.19002 | 0
8517 | CELANEBI0A | 1 | South | YES | -0.064814 | 29 | 0 | 29 | 0 | 1.02 | Cogen | -1 | 0.19011 | 0 | 0 |  |  |  |  | -0.19011 | 0
8461 | KOCH_UP0A | 1 | South | YES | -0.065343 | 38 | 0 | 38 | 0 | 1.012 | Cogen | -1 | 0.19064 | 0 | 0 |  |  |  |  | -0.19064 | 0
8511 | OXY_CC0A | 1 | South | YES | -0.065396 | 30.3 | 0 | 38 | 0 | 1.027 | Cogen | -1 | 0.19069 | 0 | 0 |  |  |  |  | -0.19069 | 0
8506 | VAL #1 | 1 | South | YES | -0.065494 | 20.9 | 0 | 25 | 0 | 1.0055 | Cogen | -1 | 0.19079 | 0 | 0 |  |  |  |  | -0.19079 | 0
8507 | VAL #2 | 2 | South | YES | -0.065494 | 20.9 | 0 | 25 | 0 | 1.0055 | Cogen | -1 | 0.19079 | 0 | 0 |  |  |  |  | -0.19079 | 0
8459 | B_DAVIS0B | MB | South | YES | -0.065628 | 0 | 50 | 339 |  | 1.03 | GSC | -1 | 0.19092 | 0 | 0 |  |  |  |  | -0.19092 | 0
8460 | B_DAVIS0A | MB | South | YES | -0.065628 | 0 | 50 | 340 |  | 1.03 | GSC | -1 | 0.19092 | 0 | 0 |  |  |  |  | -0.19092 | 0
80263 | B_DAVIS31A | 3 | South | YES | -0.065628 | 0 | 0 | 180 |  | 1.0366 | CC | -1 | 0.19092 | 180 | 180 |  |  |  |  | -0.19092 | -34.3656
80264 | B_DAVIS41A | 4 | South | YES | -0.065628 | 0 | 0 | 180 |  | 1.0366 | CC | -1 | 0.19092 | 180 | 180 |  |  |  |  | -0.19092 | -34.3656
8456 | COSW#1 | 1 | South | YES | -0.065779 | 20 | 0 | 20 | 0 | 1.027 | Cogen | -1 | 0.19107 | 0 | 0 |  |  |  |  | -0.19107 | 0
8457 | COSW#2 | 2 | South | YES | -0.065779 | 14 | 0 | 14 | 0 | 1.027 | Cogen | -1 | 0.19107 | 0 | 0 |  |  |  |  | -0.19107 | 0
8560 | CNOPGT1 | 1 | South | YES | -0.065853 | 148.3 | 0 | 148.3 | 0 | 1.03 | Cogen | -1 | 0.19115 | 0 | 0 |  |  |  |  | -0.19115 | 0
8561 | CNOPGT2 | 2 | South | YES | -0.065853 | 148.6 | 0 | 148.6 | 0 | 1.03 | Cogen | -1 | 0.19115 | 0 | 0 |  |  |  |  | -0.19115 | 0
8562 | CNOPST1 | 3 | South | YES | -0.065853 | 153 | 0 | 153 | 0 | 1.03 | Cogen | -1 | 0.19115 | 0 | 0 |  |  |  |  | -0.19115 | 0
8442 | NBEC7 | 7 | South | YES | -0.065867 | 0 | 81 | 367 |  | 1.0298 | GST | -1 | 0.19116 | 367 | 367 |  |  |  |  | -0.19116 | -70.1554
8442 | NBEC7 | MB | South | YES | -0.065867 | 0 | 81 | 367 |  | 1.0298 | GST | -1 | 0.19116 | 0 | 0 |  |  |  |  | -0.19116 | 0
8926 | LGE_GT10A | 1 | South | YES | -0.067177 | 158 | 0 | 158 | 0 | 1.03 | Cogen | -1 | 0.19247 | 0 | 0 |  |  |  |  | -0.19247 | 0
8927 | LGE_GT20A | 2 | South | YES | -0.067177 | 153 | 0 | 153 | 0 | 1.03 | Cogen | -1 | 0.19247 | 0 | 0 |  |  |  |  | -0.19247 | 0
8928 | LGE_STG0A | 3 | South | YES | -0.067177 | 100 | 0 | 100 | 0 | 1.03 | Cogen | -1 | 0.19247 | 0 | 0 |  |  |  |  | -0.19247 | 0
8930 | ICPGN10A | 1 | South | YES | -0.067177 | 149 | 0 | 149 | 0 | 1.03 | Cogen | -1 | 0.19247 | 0 | 0 |  |  |  |  | -0.19247 | 0
8931 | ICPGN20A | 2 | South | YES | -0.067177 | 150 | 0 | 150 | 0 | 1.03 | Cogen | -1 | 0.19247 | 0 | 0 |  |  |  |  | -0.19247 | 0
8932 | ICPGN30A | 3 | South | YES | -0.067177 | 127 | 0 | 127 | 0 | 1.03 | Cogen | -1 | 0.19247 | 0 | 0 |  |  |  |  | -0.19247 | 0
80223 | REYSHR G | 1 | South | YES | -0.067177 | 12 | 0 | 12 | 0 | 1.032 | Cogen | -1 | 0.19247 | 0 | 0 |  |  |  |  | -0.19247 | 0
8173 | VICEC51A | 5 | South | YES | -0.067536 | 144 | 18 | 144 | 0 | 1.025 | CC | -1 | 0.19283 | 144 | 144 |  |  |  |  | -0.19283 | -27.7673
8174 | VICEC61A | 6 | South | YES | -0.067536 | 188 | 42 | 188 | 0 | 1.025 | CC | -1 | 0.19283 | 188 | 188 |  |  |  |  | -0.19283 | -36.2517
5508 | RAYBURNCC9 | 1 | South | YES | -0.068732 | 47.7 | 18.2 | 47.7 | 0 | 1.0296 | CC | -1 | 0.19402 | 47.7 | 47.7 |  |  |  |  | -0.19402 | -9.255
5509 | RAYBURNCC10 | 1 | South | YES | -0.068732 | 37.3 | 5.2 | 37.3 | 0 | 1.0296 | CC | -1 | 0.19402 | 37.3 | 37.3 |  |  |  |  | -0.19402 | -7.2371
5511 | RAYBURNCC7 | 1 | South | YES | -0.068732 | 47.5 | 18.2 | 47.5 | 0 | 1.0296 | CC | -1 | 0.19402 | 47.5 | 47.5 |  |  |  |  | -0.19402 | -9.2162
5512 | RAYBURNCC8 | 1 | South | YES | -0.068732 | 49.3 | 18.2 | 49.3 | 0 | 1.0296 | CC | -1 | 0.19402 | 49.3 | 49.3 |  |  |  |  | -0.19402 | -9.5654
8066 | DUP1V#1 | 1 | South | YES | -0.068815 | 52.3 | 0 | 73 | 0 | 1.01 | Cogen | -1 | 0.19411 | 0 | 0 |  |  |  |  | -0.19411 | 0
5503 | RAYBURNGEN3 | 1 | South | YES | -0.069354 | 17.6 | 6 | 22 | 0 | 1.0224 | GST | -1 | 0.19465 | 22 | 22 |  |  |  |  | -0.19465 | -4.2822
5505 | RAYBURNGEN1 | 1 | South | YES | -0.069354 | 0 | 1 | 11 |  | 1.0223 | GGT | -1 | 0.19465 | 11 | 11 |  |  |  |  | -0.19465 | -2.1411
5506 | RAYBURNGEN2 | 1 | South | YES | -0.069354 | 0 | 1 | 11 |  | 1.0223 | GGT | -1 | 0.19465 | 11 | 11 |  |  |  |  | -0.19465 | -2.1411
80224 | VISTRONG1 | 1 | South | YES | -0.070992 | 13.1 | 0 | 15 | 0 | 1.01 | Cogen | -1 | 0.19628 | 0 | 0 |  |  |  |  | -0.19628 | 0
80225 | VISTRONG2 | 2 | South | YES | -0.070992 | 20.2 | 0 | 23 | 0 | 1.01 | Cogen | -1 | 0.19628 | 0 | 0 |  |  |  |  | -0.19628 | 0
80227 | AIRCO G | 1 | South | YES | -0.071762 | 7.2 | 0 | 8 | 0 | 1.0104 | Cogen | -1 | 0.19705 | 0 | 0 |  |  |  |  | -0.19705 | 0
8147 | UCAR #2 | 10 | South | YES | -0.072264 | 18.2 | 0 | 28 |  | 1 | Cogen | -1 | 0.19756 | 0 | 0 |  |  |  |  | -0.19756 | 0
8148 | UCAR #1 | 2 | South | YES | -0.072264 | 6.1 | 0 | 7 | 0 | 1.009 | Cogen | -1 | 0.19756 | 0 | 0 |  |  |  |  | -0.19756 | 0
80137 | CSDR89 | 9 | South | YES | -0.072264 | 15 | 0 | 15 | 0 | 1.003 | DCTie | -1 | 0.19756 | 0 | 0 |  |  |  |  | -0.19756 | 0
80137 | CSDR89 | 8 | South | YES | -0.072264 | 33.9 | 0 | 39 | 0 | 1.003 | DCTie | -1 | 0.19756 | 0 | 0 |  |  |  |  | -0.19756 | 0
80138 | CSDR7 | 7 | South | YES | -0.072264 | 6.1 | 0 | 7 | 0 | 1.014 | DCTie | -1 | 0.19756 | 0 | 0 |  |  |  |  | -0.19756 | 0
80139 | CSDR56 | 6 | South | YES | -0.072264 | 0 | 0 | 39 |  | 1.0033 | DCTie | -1 | 0.19756 | 0 | 0 |  |  |  |  | -0.19756 | 0
80139 | CSDR56 | 5 | South | YES | -0.072264 | 15 | 0 | 15 |  | 1.0033 | DCTie | -1 | 0.19756 | 0 | 0 |  |  |  |  | -0.19756 | 0
80140 | CSDR11 | 11 | South | YES | -0.072264 | 33.9 | 0 | 39 | 0 | 1.03 | DCTie | -1 | 0.19756 | 0 | 0 |  |  |  |  | -0.19756 | 0
80226 | ALCOA G | 1 | South | YES | -0.07548 | 32.3 | 5 | 48 | 0 | 1.015 | Cogen | -1 | 0.20077 | 0 | 0 |  |  |  |  | -0.20077 | 0
8134 | FOR #1 | 1 | South | YES | -0.07645 | 54.1 | 45 | 79 | 0 | 1 | Cogen | -1 | 0.20174 | 0 | 0 |  |  |  |  | -0.20174 | 0
8138 | FOR #2 | 2 | South | YES | -0.07645 | 63.1 | 45 | 81 | 0 | 1 | Cogen | -1 | 0.20174 | 0 | 0 |  |  |  |  | -0.20174 | 0
8153 | FOR #3 | 3 | South | YES | -0.07645 | 63.1 | 45 | 79.9 | 0 | 1 | Cogen | -1 | 0.20174 | 0 | 0 |  |  |  |  | -0.20174 | 0
8154 | FOR #4 | 4 | South | YES | -0.07645 | 63.1 | 60 | 80 | 0 | 1 | Cogen | -1 | 0.20174 | 0 | 0 |  |  |  |  | -0.20174 | 0
8155 | FOR #5 | 5 | South | YES | -0.07645 | 63.1 | 60 | 78.4 | 0 | 1 | Cogen | -1 | 0.20174 | 0 | 0 |  |  |  |  | -0.20174 | 0
8156 | FOR #6 | 6 | South | YES | -0.07645 | 24.9 | 5 | 25 | 0 | 1 | Cogen | -1 | 0.20174 | 0 | 0 |  |  |  |  | -0.20174 | 0
8157 | FOR #7 | 7 | South | YES | -0.07645 | 28.8 | 5 | 46 | 0 | 1 | Cogen | -1 | 0.20174 | 0 | 0 |  |  |  |  | -0.20174 | 0
80051 | FOR #8 | 8 | South | YES | -0.07645 | 28 | 28 | 28 |  | 1 | Cogen | -1 | 0.20174 | 0 | 0 |  |  |  |  | -0.20174 | 0
80052 | FOR #9 | 9 | South | YES | -0.07645 | 29.7 | 5 | 43.6 | 0 | 1 | Cogen | -1 | 0.20174 | 0 | 0 |  |  |  |  | -0.20174 | 0
80053 | FOR #10 | 10 | South | YES | -0.07645 | 68.4 | 45 | 75 | 0 | 1 | Cogen | -1 | 0.20174 | 0 | 0 |  |  |  |  | -0.20174 | 0
5911 | STP_GN1___1 | 1 | Houston | YES | -0.11089 | 1333 | 1249 | 1333 | 0 | 1.0406 | Nuc | -1 | 0.23618 | 0 | 0 |  |  | 0 | 0 | -0.23618 | 0
5912 | STP_GN2___2 | 2 | Houston | YES | -0.11089 | 1332 | 1249 | 1332 | 0 | 1.0406 | Nuc | -1 | 0.23618 | 0 | 0 |  |  | 0 | 0 | -0.23618 | 0
48731 | CBE_GT1 | 1 | Houston | YES | -0.11166 | 76 | 0 | 76 | 0 | 1.029 | CC | -1 | 0.23695 | 76 | 76 |  |  | -8.4859 | 76 | -0.23695 | -18.0081
48732 | CBE_GT2 | 1 | Houston | YES | -0.11166 | 76 | 0 | 76 | 0 | 1.029 | CC | -1 | 0.23695 | 76 | 76 |  |  | -8.4859 | 76 | -0.23695 | -18.0081
48733 | CBE_ST12 | 1 | Houston | YES | -0.11166 | 105 | 0 | 105 | 0 | 1.029 | CC | -1 | 0.23695 | 105 | 105 |  |  | -11.7239 | 105 | -0.23695 | -24.8796
48734 | CBE_GT3 | 1 | Houston | YES | -0.11166 | 76 | 0 | 76 | 0 | 1.029 | CC | -1 | 0.23695 | 76 | 76 |  |  | -8.4859 | 76 | -0.23695 | -18.0081
48735 | CBE_GT4 | 1 | Houston | YES | -0.11166 | 76 | 0 | 76 | 0 | 1.029 | CC | -1 | 0.23695 | 76 | 76 |  |  | -8.4859 | 76 | -0.23695 | -18.0081
48736 | CBE_ST34 | 1 | Houston | YES | -0.11166 | 105 | 0 | 105 | 0 | 1.029 | CC | -1 | 0.23695 | 105 | 105 |  |  | -11.7239 | 105 | -0.23695 | -24.8796
48911 | TGF_GT1_8000 | 1 | Houston | YES | -0.1155 | 69.2 | 0 | 69.2 |  | 1.029 | Cogen | -1 | 0.24079 | 0 | 0 |  |  | 0 | 0 | -0.24079 | 0
49851 | DOW17000 | 37 | Houston | YES | -0.1279 | 39 | 0 | 62 | 0 | 1 | Cogen | -1 | 0.25319 | 0 | 0 |  |  | 0 | 0 | -0.25319 | 0
49858 | DOW38100 | 31 | Houston | YES | -0.1279 | 45 | 0 | 71.4 |  | 1 | Cogen | -1 | 0.25319 | 0 | 0 |  |  | 0 | 0 | -0.25319 | 0
49859 | DOW38200 | 33 | Houston | YES | -0.1279 | 28 | 0 | 45 | 0 | 1 | Cogen | -1 | 0.25319 | 0 | 0 |  |  | 0 | 0 | -0.25319 | 0
49860 | DOW38300 | 32 | Houston | YES | -0.1279 | 63 | 0 | 101 |  | 1 | Cogen | -1 | 0.25319 | 0 | 0 |  |  | 0 | 0 | -0.25319 | 0
49862 | DOW39100 | 36 | Houston | YES | -0.1279 | 54 | 0 | 86 | 0 | 1 | Cogen | -1 | 0.25319 | 0 | 0 |  |  | 0 | 0 | -0.25319 | 0
49863 | DOW39200 | 35 | Houston | YES | -0.1279 | 55 | 0 | 88 | 0 | 1 | Cogen | -1 | 0.25319 | 0 | 0 |  |  | 0 | 0 | -0.25319 | 0
49865 | DOW41000 | 41 | Houston | YES | -0.1279 | 31 | 0 | 50 |  | 1 | Cogen | -1 | 0.25319 | 0 | 0 |  |  | 0 | 0 | -0.25319 | 0
49866 | DOW42000 | 42 | Houston | YES | -0.1279 | 11 | 0 | 18 |  | 1 | Cogen | -1 | 0.25319 | 0 | 0 |  |  | 0 | 0 | -0.25319 | 0
49869 | DOW49000 | 45 | Houston | YES | -0.1279 | 59 | 0 | 94 |  | 1 | Cogen | -1 | 0.25319 | 0 | 0 |  |  | 0 | 0 | -0.25319 | 0
49870 | DOW61000 | 61 | Houston | YES | -0.1279 | 44 | 0 | 70 | 0 | 1 | Cogen | -1 | 0.25319 | 0 | 0 |  |  | 0 | 0 | -0.25319 | 0
49871 | DOW62000 | 62 | Houston | YES | -0.1279 | 40 | 0 | 63 | 0 | 1 | Cogen | -1 | 0.25319 | 0 | 0 |  |  | 0 | 0 | -0.25319 | 0
49872 | DOW63000 | 63 | Houston | YES | -0.1279 | 45 | 0 | 72 | 0 | 1 | Cogen | -1 | 0.25319 | 0 | 0 |  |  | 0 | 0 | -0.25319 | 0
49873 | DOW64000 | 64 | Houston | YES | -0.1279 | 41 | 0 | 64.8 | 0 | 1 | Cogen | -1 | 0.25319 | 0 | 0 |  |  | 0 | 0 | -0.25319 | 0
49876 | DOW65000 | 65 | Houston | YES | -0.1279 | 63 | 0 | 101 | 0 | 1 | Cogen | -1 | 0.25319 | 0 | 0 |  |  | 0 | 0 | -0.25319 | 0
49877 | DOW66000 | 66 | Houston | YES | -0.1279 | 61 | 0 | 97 | 0 | 1 | Cogen | -1 | 0.25319 | 0 | 0 |  |  | 0 | 0 | -0.25319 | 0
49878 | DOW67000 | 67 | Houston | YES | -0.1279 | 65 | 0 | 103 | 0 | 1 | Cogen | -1 | 0.25319 | 0 | 0 |  |  | 0 | 0 | -0.25319 | 0
49882 | DOW81000 | 81 | Houston | YES | -0.1279 | 47 | 0 | 76 | 0 | 1 | Cogen | -1 | 0.25319 | 0 | 0 |  |  | 0 | 0 | -0.25319 | 0
49884 | DOW82000 | 82 | Houston | YES | -0.1279 | 51 | 0 | 80 | 0 | 1 | Cogen | -1 | 0.25319 | 0 | 0 |  |  | 0 | 0 | -0.25319 | 0
49885 | DOW83000 | 83 | Houston | YES | -0.1279 | 51 | 0 | 80 | 0 | 1 | Cogen | -1 | 0.25319 | 0 | 0 |  |  | 0 | 0 | -0.25319 | 0
49886 | DOW84000 | 84 | Houston | YES | -0.1279 | 107 | 0 | 171 | 0 | 0.98 | Cogen | -1 | 0.25319 | 0 | 0 |  |  | 0 | 0 | -0.25319 | 0
48520 | BSF_GT1_8070 | 1 | Houston | YES | -0.13102 | 72 | 0 | 72 | 0 | 1.0326 | Cogen | -1 | 0.25632 | 0 | 0 |  |  | 0 | 0 | -0.25632 | 0
48520 | BSF_GT1_8070 | 2 | Houston | YES | -0.13102 | 10 | 0 | 10 | 0 | 1.0326 | Cogen | -1 | 0.25632 | 0 | 0 |  |  | 0 | 0 | -0.25632 | 0
39760 | TNSCLP1___8 | 1 | Houston | YES | -0.13351 | 93.4 | 20 | 116.8 | 0 | 1.04 | Cogen | -1 | 0.25881 | 0 | 0 |  |  | 0 | 0 | -0.25881 | 0
39770 | TNSCLP2___8 | 1 | Houston | YES | -0.13351 | 91.6 | 20 | 114.5 | 0 | 1.04 | Cogen | -1 | 0.25881 | 0 | 0 |  |  | 0 | 0 | -0.25881 | 0
39775 | TNSCLP4___8 | 1 | Houston | YES | -0.13351 | 95.2 | 20 | 119 | 0 | 1.04 | Cogen | -1 | 0.25881 | 0 | 0 |  |  | 0 | 0 | -0.25881 | 0
39790 | TNSCLP3___8 | 1 | Houston | YES | -0.13351 | 87.6 | 20 | 109.5 | 0 | 1.027 | Cogen | -1 | 0.25881 | 0 | 0 |  |  | 0 | 0 | -0.25881 | 0
48730 | MNS_GT | 1 | Houston | YES | -0.14239 | 43 | 0 | 46.1 |  | 1.029 | Cogen | -1 | 0.26768 | 0 | 0 |  |  | 0 | 0 | -0.26768 | 0
48926 | WAP_GN6_6 | 6 | Houston | YES | -0.14248 | 651 | 280 | 651 |  | 1.035 | LIGCO | -1 | 0.26778 | 0 | 651 |  |  | 0 | 0 | -0.26778 | 0
48927 | WAP_GN7_7 | 7 | Houston | YES | -0.14248 | 564 | 277 | 564 |  | 1.035 | LIGCO | -1 | 0.26778 | 0 | 564 |  |  | 0 | 0 | -0.26778 | 0
48928 | WAP_GN8_8 | 8 | Houston | YES | -0.14248 | 603 | 275 | 603 |  | 1.035 | LIGCO | -1 | 0.26778 | 0 | 603 |  |  | 0 | 0 | -0.26778 | 0
48521 | BVE_GT1_GT1 | 1 | Houston | YES | -0.14256 | 167.7 | 0 | 167.7 |  | 1.035 | CC | -1 | 0.26785 | 167.7 | 167.7 |  |  | -23.9068 | 167.7 | -0.26785 | -44.9183
48522 | BVE_GT2_5035 | 2 | Houston | YES | -0.14256 | 166.4 | 0 | 166.4 |  | 1.035 | CC | -1 | 0.26785 | 166.4 | 166.4 |  |  | -23.7215 | 166.4 | -0.26785 | -44.5701
48523 | BVE_ST1_GN1 | 3 | Houston | YES | -0.14256 | 252.4 | 0 | 252.4 |  | 1.035 | CC | -1 | 0.26785 | 252.4 | 252.4 |  |  | -35.9814 | 252.4 | -0.26785 | -67.6051
48510 | AK_GT1__8040 | 1 | Houston | YES | -0.14372 | 33.4 | 8.1 | 34 |  | 1.029 | Cogen | -1 | 0.26901 | 0 | 0 |  |  | 0 | 0 | -0.26901 | 0
48921 | WAP_GN1_1 | 1 | Houston | YES | -0.14398 | 132.8 | 37 | 166 | 0 | 1.0362 | GST | -1 | 0.26927 | 166 | 166 |  |  | -23.9002 | 166 | -0.26927 | -44.6987
48922 | WAP_GN2_2 | 2 | Houston | YES | -0.14398 | 132.8 | 37 | 166 | 0 | 1.0362 | GST | -1 | 0.26927 | 166 | 166 |  |  | -23.9002 | 166 | -0.26927 | -44.6987
48923 | WAP_GN3_3 | 3 | Houston | YES | -0.14398 | 198.4 | 93 | 248 | 0 | 1.0362 | GST | -1 | 0.26927 | 248 | 248 |  |  | -35.7063 | 248 | -0.26927 | -66.7788
48924 | WAP_GN4_4 | 4 | Houston | YES | -0.14398 | 546 | 217 | 546 | 0 | 1.0362 | GSC | -1 | 0.26927 | 546 | 546 |  |  | -78.6114 | 546 | -0.26927 | -147.021
48925 | WAP_GN5_5 | 5 | Houston | YES | -0.14398 | 579.5 | 278 | 654 | 0 | 0.985 | LIGCO | -1 | 0.26927 | 0 | 654 |  |  | 0 | 0 | -0.26927 | 0
48929 | WAPGT21_GT1 | B1 | Houston | YES | -0.14398 | 0 | 0 | 13 |  | 1.05 | GGT | -1 | 0.26927 | 13 | 13 |  |  | -1.8717 | 13 | -0.26927 | -3.5005
38580 | TNBP_CGN1_8 | 1 | Houston | YES | -0.14965 | 70.8 | 0 | 70.8 | 0 | 1.005 | Cogen | -1 | 0.27495 | 0 | 0 |  |  | 0 | 0 | -0.27495 | 0
38590 | TNBP_CGN2_8 | 2 | Houston | YES | -0.14965 | 66.7 | 0 | 66.7 | 0 | 1.005 | Cogen | -1 | 0.27495 | 0 | 0 |  |  | 0 | 0 | -0.27495 | 0
38600 | TNBP_CGN3_8 | 5 | Houston | YES | -0.14965 | 53 | 0 | 53 | 0 | 1.005 | Cogen | -1 | 0.27495 | 0 | 0 |  |  | 0 | 0 | -0.27495 | 0
38611 | TNBPAMCG1_8 | 1 | Houston | YES | -0.14965 | 153.2 | 0 | 153.2 | 0 | 1.005 | Cogen | -1 | 0.27495 | 0 | 0 |  |  | 0 | 0 | -0.27495 | 0
38612 | TNBPAMCG2_8 | 2 | Houston | YES | -0.14965 | 153.5 | 0 | 153.5 | 0 | 1.005 | Cogen | -1 | 0.27495 | 0 | 0 |  |  | 0 | 0 | -0.27495 | 0
38613 | TNBPAMCG3_8 | 3 | Houston | YES | -0.14965 | 152.3 | 0 | 152.3 | 0 | 1.005 | Cogen | -1 | 0.27495 | 0 | 0 |  |  | 0 | 0 | -0.27495 | 0
38614 | TNBPAMCG4_8 | 4 | Houston | YES | -0.14965 | 96 | 0 | 96 |  | 1.005 | Cogen | -1 | 0.27495 | 0 | 0 |  |  | 0 | 0 | -0.27495 | 0
38615 | TNBPAMCG5_8 | 1 | Houston | YES | -0.14965 | 244 | 0 | 244 | 0 | 1.005 | Cogen | -1 | 0.27495 | 0 | 0 |  |  | 0 | 0 | -0.27495 | 0
38690 | TNBP_CGN4_8 | 3 | Houston | YES | -0.14965 | 40 | 0 | 40 |  | 1.005 | Cogen | -1 | 0.27495 | 0 | 0 |  |  | 0 | 0 | -0.27495 | 0
38711 | TNTXCTY1CG8 | 1 | Houston | YES | -0.14965 | 100.3 | 59 | 100.3 | 0 | 1 | Cogen | -1 | 0.27495 | 0 | 0 |  |  | 0 | 0 | -0.27495 | 0
38712 | TNTXCTY2CG8 | 1 | Houston | YES | -0.14965 | 92.9 | 59 | 92.9 | 0 | 1 | Cogen | -1 | 0.27495 | 0 | 0 |  |  | 0 | 0 | -0.27495 | 0
38713 | TNTXCTY3CG8 | 1 | Houston | YES | -0.14965 | 102.7 | 59 | 102.7 | 0 | 1 | Cogen | -1 | 0.27495 | 0 | 0 |  |  | 0 | 0 | -0.27495 | 0
38714 | TNTXCTY4CG8 | 1 | Houston | YES | -0.14965 | 103 | 59 | 103 | 0 | 1 | Cogen | -1 | 0.27495 | 0 | 0 |  |  | 0 | 0 | -0.27495 | 0
39470 | TNDOWCGNSG8 | 1 | Houston | YES | -0.14965 | 32 | 10 | 32 | 0 | 0.985 | Cogen | -1 | 0.27495 | 0 | 0 |  |  | 0 | 0 | -0.27495 | 0
39480 | TNDOWCGNGG8 | 1 | Houston | YES | -0.14965 | 30 | 10 | 30 | 0 | 0.985 | Cogen | -1 | 0.27495 | 0 | 0 |  |  | 0 | 0 | -0.27495 | 0
48772 | PHR_GN2_2 | MB | Houston | YES | -0.15209 | 0 | 72 | 459 |  | 1.0362 | GSC | -1 | 0.27738 | 0 | 0 |  |  | 0 | 0 | -0.27738 | 0
48561 | CTL_GT2_8130 | 1 | Houston | YES | -0.15379 | 73.5 | 30.3 | 91.9 |  | 1.0362 | Cogen | -1 | 0.27909 | 0 | 0 |  |  | 0 | 0 | -0.27909 | 0
48562 | CTL_GT3_8135 | 2 | Houston | YES | -0.15379 | 70.1 | 30.3 | 87.6 |  | 1.0362 | Cogen | -1 | 0.27909 | 0 | 0 |  |  | 0 | 0 | -0.27909 | 0
48563 | CTL_GT4_8140 | 3 | Houston | YES | -0.15379 | 69.6 | 30.3 | 87 |  | 1.0362 | Cogen | -1 | 0.27909 | 0 | 0 |  |  | 0 | 0 | -0.27909 | 0
48564 | CTL_GN1_8145 | 4 | Houston | YES | -0.15379 | 43.6 | 12.9 | 54.5 |  | 1.0362 | Cogen | -1 | 0.27909 | 0 | 0 |  |  | 0 | 0 | -0.27909 | 0
48565 | CTL_GN2_8155 | 5 | Houston | YES | -0.15379 | 9.8 | 3.4 | 12.2 |  | 1.0362 | Cogen | -1 | 0.27909 | 0 | 0 |  |  | 0 | 0 | -0.27909 | 0
48531 | BYU_GT1_8075 | 1 | Houston | YES | -0.15444 | 65 | 0 | 65 |  | 1.0362 | Cogen | -1 | 0.27974 | 0 | 0 |  |  | 0 | 0 | -0.27974 | 0
48532 | BYU_GT2_8055 | 2 | Houston | YES | -0.15444 | 62 | 0 | 62 |  | 1.0362 | Cogen | -1 | 0.27974 | 0 | 0 |  |  | 0 | 0 | -0.27974 | 0
48533 | BYU_GT3_8060 | 3 | Houston | YES | -0.15444 | 67 | 0 | 67 |  | 1.0362 | Cogen | -1 | 0.27974 | 0 | 0 |  |  | 0 | 0 | -0.27974 | 0
48534 | BYU_GT4_8065 | 4 | Houston | YES | -0.15444 | 65 | 0 | 65 |  | 1.0362 | Cogen | -1 | 0.27974 | 0 | 0 |  |  | 0 | 0 | -0.27974 | 0
48691 | GBY_73741085 | B | Houston | YES | -0.15529 | 37.6 | 20 | 47 | 0 | 1.0362 | GGT | -1 | 0.28058 | 47 | 47 |  |  | -7.2985 | 47 | -0.28058 | -13.1873
48691 | GBY_73741085 | A | Houston | YES | -0.15529 | 37.6 | 20 | 47 | 0 | 1.0362 | GGT | -1 | 0.28058 | 47 | 47 |  |  | -7.2985 | 47 | -0.28058 | -13.1873
48692 | GBY_81821075 | D | Houston | YES | -0.15529 | 44 | 20 | 55 | 0 | 1.0362 | GGT | -1 | 0.28058 | 55 | 55 |  |  | -8.5408 | 55 | -0.28058 | -15.4319
48692 | GBY_81821075 | C | Houston | YES | -0.15529 | 37.6 | 20 | 47 | 0 | 1.0362 | GGT | -1 | 0.28058 | 47 | 47 |  |  | -7.2985 | 47 | -0.28058 | -13.1873
48693 | GBY_83841065 | F | Houston | YES | -0.15529 | 43.2 | 20 | 54 | 0 | 1.0362 | GGT | -1 | 0.28058 | 54 | 54 |  |  | -8.3856 | 54 | -0.28058 | -15.1513
48693 | GBY_83841065 | E | Houston | YES | -0.15529 | 45.6 | 20 | 57 | 0 | 1.0362 | GGT | -1 | 0.28058 | 57 | 57 |  |  | -8.8514 | 57 | -0.28058 | -15.9931
48841 | SJS_GT1_GT1 | 1 | Houston | YES | -0.15567 | 62.4 | 49 | 78 | 0 | 1.0362 | Cogen | -1 | 0.28096 | 0 | 0 |  |  | 0 | 0 | -0.28096 | 0
48842 | SJS_GT2_GT2 | 2 | Houston | YES | -0.15567 | 64.8 | 49 | 81 | 0 | 1.0362 | Cogen | -1 | 0.28096 | 0 | 0 |  |  | 0 | 0 | -0.28096 | 0
48641 | DPEC_GT15040 | 1 | Houston | YES | -0.15598 | 163.2 | 98 | 163.2 | 0 | 1.0319 | CC | -1 | 0.28127 | 163.2 | 163.2 |  |  | -25.4556 | 163.2 | -0.28127 | -45.9033
48642 | DPEC_GT25025 | 2 | Houston | YES | -0.15598 | 157.1 | 98 | 157.1 | 0 | 1.0319 | CC | -1 | 0.28127 | 157.1 | 157.1 |  |  | -24.5041 | 157.1 | -0.28127 | -44.1876
48643 | DPEC_GT35010 | 3 | Houston | YES | -0.15598 | 157.5 | 98 | 157.5 | 0 | 1.0319 | CC | -1 | 0.28127 | 157.5 | 157.5 |  |  | -24.5665 | 157.5 | -0.28127 | -44.3001
48644 | DPEC_GT45070 | 4 | Houston | YES | -0.15598 | 157 | 98 | 157 | 0 | 1.0319 | CC | -1 | 0.28127 | 157 | 157 |  |  | -24.4885 | 157 | -0.28127 | -44.1594
48645 | DPEC_ST55065 | 5 | Houston | YES | -0.15598 | 282 | 0 | 282 | 0 | 1.0319 | CC | -1 | 0.28127 | 282 | 282 |  |  | -43.9858 | 282 | -0.28127 | -79.3182
48761 | PR_GT1__9040 | 1 | Houston | YES | -0.15629 | 26 | 0 | 35 |  | 1 | Cogen | -1 | 0.28158 | 0 | 0 |  |  | 0 | 0 | -0.28158 | 0
48855 | SRB_GT211035 | B1 | Houston | YES | -0.15659 | 0 | 0 | 18 |  | 1.014 | GGT | -1 | 0.28188 | 18 | 18 |  |  | -2.8186 | 18 | -0.28188 | -5.0739
48855 | SRB_GT211035 | B2 | Houston | YES | -0.15659 | 0 | 0 | 12 |  | 1.014 | GGT | -1 | 0.28188 | 12 | 12 |  |  | -1.8791 | 12 | -0.28188 | -3.3826
48852 | SRB_GN2_2 | 2 | Houston | YES | -0.15661 | 140.8 | 26 | 176 | 0 | 1.0217 | GST | -1 | 0.2819 | 176 | 176 |  |  | -27.5628 | 176 | -0.2819 | -49.6143
48851 | SRB_GN1_1 | 1 | Houston | YES | -0.15663 | 132 | 26 | 165 | 0 | 1.0217 | GST | -1 | 0.28192 | 165 | 165 |  |  | -25.8439 | 165 | -0.28192 | -46.5172
48551 | CAL_GT1_8045 | 1 | Houston | YES | -0.15664 | 149 | 0 | 149 | 0 | 1.0326 | Cogen | -1 | 0.28193 | 0 | 0 |  |  | 0 | 0 | -0.28193 | 0
48552 | CAL_ST1_8000 | 2 | Houston | YES | -0.15664 | 65.1 | 0 | 65.1 | 0 | 1.0326 | Cogen | -1 | 0.28193 | 0 | 0 |  |  | 0 | 0 | -0.28193 | 0
48853 | SRB_GN3_3 | 3 | Houston | YES | -0.15671 | 170.4 | 35 | 213 |  | 1.0326 | GST | -1 | 0.282 | 213 | 213 |  |  | -33.3792 | 213 | -0.282 | -60.0665
48845 | SOL_GT1 | 1 | Houston | YES | -0.15672 | 16.2 | 15.4 | 16.2 |  | 1.0326 | Solar | -1 | 0.28201 | 16.2 | 16.2 |  |  | -2.5388 | 16.2 | -0.28201 | -4.5685
48611 | DIB_GT1_8080 | 1 | Houston | YES | -0.15672 | 64 | 0 | 64 | 0 | 1.0326 | Cogen | -1 | 0.28201 | 0 | 0 |  |  | 0 | 0 | -0.28201 | 0
48612 | DIB_GT2_8075 | 2 | Houston | YES | -0.15672 | 63.2 | 0 | 63.2 | 0 | 1.0326 | Cogen | -1 | 0.28201 | 0 | 0 |  |  | 0 | 0 | -0.28201 | 0
48613 | DIB_ST1_8085 | 3 | Houston | YES | -0.15672 | 67.9 | 30 | 82.6 | 0 | 1.0326 | Cogen | -1 | 0.28201 | 0 | 0 |  |  | 0 | 0 | -0.28201 | 0
48614 | DIB_GT3_8090 | 4 | Houston | YES | -0.15672 | 73.6 | 15 | 73.6 | 0 | 1.0326 | Cogen | -1 | 0.28201 | 0 | 0 |  |  | 0 | 0 | -0.28201 | 0
48854 | SRB_GN4_4 | 4 | Houston | YES | -0.15673 | 182.4 | 35 | 228 | 0 | 1.0326 | GST | -1 | 0.28202 | 228 | 228 |  |  | -35.734 | 228 | -0.28202 | -64.3006
48740 | PSG_GN2_8050 | 1 | Houston | YES | -0.15673 | 182 | 60 | 182 | 0 | 1.0326 | Cogen | -1 | 0.28202 | 0 | 0 |  |  | 0 | 0 | -0.28202 | 0
48741 | PSG_GT2_8040 | 1 | Houston | YES | -0.15673 | 158.6 | 50 | 158.6 | 0 | 1.0326 | Cogen | -1 | 0.28202 | 0 | 0 |  |  | 0 | 0 | -0.28202 | 0
48742 | PSG_GT3_8060 | 1 | Houston | YES | -0.15673 | 157 | 50 | 157 | 0 | 1.0326 | Cogen | -1 | 0.28202 | 0 | 0 |  |  | 0 | 0 | -0.28202 | 0
48820 | SHELLG1_3015 | 1 | Houston | YES | -0.15715 | 71 | 34.5 | 71 |  | 1.029 | Cogen | -1 | 0.28245 | 0 | 0 |  |  | 0 | 0 | -0.28245 | 0
48821 | SHELLG2 | 2 | Houston | YES | -0.15715 | 72 | 34.5 | 72 |  | 1.029 | Cogen | -1 | 0.28245 | 0 | 0 |  |  | 0 | 0 | -0.28245 | 0
48822 | SHELLG3_3020 | 2 | Houston | YES | -0.15715 | 30 | 0 | 30 |  | 1.029 | Cogen | -1 | 0.28245 | 0 | 0 |  |  | 0 | 0 | -0.28245 | 0
48822 | SHELLG3_3020 | 1 | Houston | YES | -0.15715 | 39 | 0 | 39 |  | 1.029 | Cogen | -1 | 0.28245 | 0 | 0 |  |  | 0 | 0 | -0.28245 | 0
48500 | APD_GT1_8005 | 1 | Houston | YES | -0.15775 | 137.6 | 54.6 | 137.6 | 0 | 1.0362 | Cogen | -1 | 0.28304 | 0 | 0 |  |  | 0 | 0 | -0.28304 | 0
48511 | LPE_GT1_8070 | 1 | Houston | YES | -0.15788 | 42 | 0 | 42 | 0 | 1.0362 | GGT | -1 | 0.28317 | 42 | 42 |  |  | -6.631 | 42 | -0.28317 | -11.8932
48512 | LPE_GT2_8075 | 2 | Houston | YES | -0.15788 | 42 | 0 | 42 | 0 | 1.0362 | GGT | -1 | 0.28317 | 42 | 42 |  |  | -6.631 | 42 | -0.28317 | -11.8932
48513 | LPE_GT3_8080 | 3 | Houston | YES | -0.15788 | 39 | 0 | 39 | 0 | 1.0362 | GGT | -1 | 0.28317 | 39 | 39 |  |  | -6.1573 | 39 | -0.28317 | -11.0437
48514 | LPE_GT4_8085 | 4 | Houston | YES | -0.15788 | 39 | 0 | 39 | 0 | 1.0362 | GGT | -1 | 0.28317 | 39 | 39 |  |  | -6.1573 | 39 | -0.28317 | -11.0437
48593 | CHE_GT1_8015 | 1 | Houston | YES | -0.15798 | 173 | 50 | 173 | 0 | 1.0362 | Cogen | -1 | 0.28327 | 0 | 0 |  |  | 0 | 0 | -0.28327 | 0
48594 | CHE_GN4_8025 | 4 | Houston | YES | -0.15798 | 142 | 60 | 142 | 0 | 1.0362 | Cogen | -1 | 0.28327 | 0 | 0 |  |  | 0 | 0 | -0.28327 | 0
48873 | THW_ST3_ST_3 | 3 | Houston | YES | -0.15886 | 107 | 19 | 107 | 0 | 1.0435 | CC | -1 | 0.28415 | 107 | 107 |  |  | -16.9978 | 107 | -0.28415 | -30.4041
48874 | THW_ST4_ST_4 | 4 | Houston | YES | -0.15886 | 108 | 19 | 108 | 0 | 1.0435 | CC | -1 | 0.28415 | 108 | 108 |  |  | -17.1567 | 108 | -0.28415 | -30.6882
48875 | THW_3132 | A | Houston | YES | -0.15886 | 55 | 5 | 55 | 0 | 1.0435 | CC | -1 | 0.28415 | 55 | 55 |  |  | -8.7372 | 55 | -0.28415 | -15.6283
48875 | THW_3132 | B | Houston | YES | -0.15886 | 53 | 5 | 53 | 0 | 1.0435 | CC | -1 | 0.28415 | 53 | 53 |  |  | -8.4195 | 53 | -0.28415 | -15.06
48877 | THW_3334 | C | Houston | YES | -0.15886 | 55 | 5 | 55 | 0 | 1.0435 | CC | -1 | 0.28415 | 55 | 55 |  |  | -8.7372 | 55 | -0.28415 | -15.6283
48877 | THW_3334 | D | Houston | YES | -0.15886 | 57 | 5 | 57 | 0 | 1.0435 | CC | -1 | 0.28415 | 57 | 57 |  |  | -9.0549 | 57 | -0.28415 | -16.1966
48879 | THW_4142 | E | Houston | YES | -0.15886 | 56 | 5 | 56 | 0 | 1.0435 | CC | -1 | 0.28415 | 56 | 56 |  |  | -8.896 | 56 | -0.28415 | -15.9124
48879 | THW_4142 | F | Houston | YES | -0.15886 | 55 | 5 | 55 | 0 | 1.0435 | CC | -1 | 0.28415 | 55 | 55 |  |  | -8.7372 | 55 | -0.28415 | -15.6283
48881 | THW_4344 | G | Houston | YES | -0.15886 | 58 | 5 | 58 | 0 | 1.0435 | CC | -1 | 0.28415 | 58 | 58 |  |  | -9.2138 | 58 | -0.28415 | -16.4807
48881 | THW_4344 | H | Houston | YES | -0.15886 | 58 | 5 | 58 | 0 | 1.0435 | CC | -1 | 0.28415 | 58 | 58 |  |  | -9.2138 | 58 | -0.28415 | -16.4807
48582 | CBY_GN2_2 | 2 | Houston | YES | -0.15954 | 596.8 | 110 | 746 | 0 | 1.0435 | GSC | -1 | 0.28484 | 746 | 746 |  |  | -119.0191 | 746 | -0.28484 | -212.4871
48883 | THW_GT1_GT_1 | B2 | Houston | YES | -0.15991 | 0 | 0 | 12 |  | 1.043 | GGT | -1 | 0.2852 | 12 | 12 |  |  | -1.9189 | 12 | -0.2852 | -3.4225
49803 | EXN_15GT | 1 | Houston | YES | -0.16002 | 33 | 8.3 | 34 |  | 1.0326 | Cogen | -1 | 0.28531 | 0 | 0 |  |  | 0 | 0 | -0.28531 | 0
49804 | EXN_16GT | 2 | Houston | YES | -0.16002 | 32 | 8.3 | 34.7 |  | 1.0326 | Cogen | -1 | 0.28531 | 0 | 0 |  |  | 0 | 0 | -0.28531 | 0
49805 | EXN_17GT | 3 | Houston | YES | -0.16002 | 31 | 8.3 | 32.7 |  | 1.0326 | Cogen | -1 | 0.28531 | 0 | 0 |  |  | 0 | 0 | -0.28531 | 0
49826 | EXN938GT | 5 | Houston | YES | -0.16002 | 43 | 9.2 | 45.9 |  | 1.0326 | Cogen | -1 | 0.28531 | 0 | 0 |  |  | 0 | 0 | -0.28531 | 0
49828 | EXN941GT | 10 | Houston | YES | -0.16002 | 17.7 | 5.4 | 17.7 | 0 | 1.0326 | Cogen | -1 | 0.28531 | 0 | 0 |  |  | 0 | 0 | -0.28531 | 0
49829 | EXN942GT | 11 | Houston | YES | -0.16002 | 20 | 5.4 | 20.4 | 0 | 1.0326 | Cogen | -1 | 0.28531 | 0 | 0 |  |  | 0 | 0 | -0.28531 | 0
49830 | EXN943GT | 12 | Houston | YES | -0.16002 | 19 | 5.4 | 19.9 | 0 | 1.0326 | Cogen | -1 | 0.28531 | 0 | 0 |  |  | 0 | 0 | -0.28531 | 0
49831 | EXN944GT | 13 | Houston | YES | -0.16002 | 33 | 5.4 | 35 | 0 | 1.0326 | Cogen | -1 | 0.28531 | 0 | 0 |  |  | 0 | 0 | -0.28531 | 0
49832 | EXN945GT | 9 | Houston | YES | -0.16002 | 18.5 | 9.2 | 18.5 |  | 1.0326 | Cogen | -1 | 0.28531 | 0 | 0 |  |  | 0 | 0 | -0.28531 | 0
49837 | EXN_GT | 4 | Houston | YES | -0.16002 | 81 | 21.3 | 85.4 |  | 1.0326 | Cogen | -1 | 0.28531 | 0 | 0 |  |  | 0 | 0 | -0.28531 | 0
49838 | EXN_14GT | 14 | Houston | YES | -0.16002 | 140 | 0 | 148 |  | 1.0326 | Cogen | -1 | 0.28531 | 0 | 0 |  |  | 0 | 0 | -0.28531 | 0
48651 | EP_1_2 | 1 | Houston | YES | -0.16048 | 4 | 0 | 5 | 0 | 1.0362 | Cogen | -1 | 0.28577 | 0 | 0 |  |  | 0 | 0 | -0.28577 | 0
48651 | EP_1_2 | 2 | Houston | YES | -0.16048 | 17.7 | 10 | 21 | 0 | 1.0362 | Cogen | -1 | 0.28577 | 0 | 0 |  |  | 0 | 0 | -0.28577 | 0
48940 | WARVUE_GT1 | G1 | Houston | YES | -0.16049 | 15 | 0 | 15 |  | 1.021 | Cogen | -1 | 0.28578 | 0 | 0 |  |  | 0 | 0 | -0.28578 | 0
48581 | CBY_GN1_1 | 1 | Houston | YES | -0.1605 | 595.2 | 108 | 744 | 0 | 1.0435 | GSC | -1 | 0.2858 | 744 | 744 |  |  | -119.415 | 744 | -0.2858 | -212.6324
48791 | PSA_GT1_8160 | 1 | Houston | YES | -0.16052 | 52 | 20.8 | 65 | 0 | 1.0362 | Cogen | -1 | 0.28582 | 0 | 0 |  |  | 0 | 0 | -0.28582 | 0
48792 | PSA_GT2_8155 | 2 | Houston | YES | -0.16052 | 52.8 | 20.3 | 66 | 0 | 1.0362 | Cogen | -1 | 0.28582 | 0 | 0 |  |  | 0 | 0 | -0.28582 | 0
48793 | PSA_GT3_8150 | 3 | Houston | YES | -0.16052 | 56 | 20.3 | 70 | 0 | 1.0362 | Cogen | -1 | 0.28582 | 0 | 0 |  |  | 0 | 0 | -0.28582 | 0
48794 | PSA_GT4_8145 | 4 | Houston | YES | -0.16052 | 52.8 | 20.3 | 66 | 0 | 1.0362 | Cogen | -1 | 0.28582 | 0 | 0 |  |  | 0 | 0 | -0.28582 | 0
48795 | PSA_GT5_8140 | 5 | Houston | YES | -0.16052 | 51.2 | 20.3 | 64 | 0 | 1.0362 | Cogen | -1 | 0.28582 | 0 | 0 |  |  | 0 | 0 | -0.28582 | 0
48796 | PSA_GN1_8165 | 1 | Houston | YES | -0.16052 | 83.2 | 43.1 | 104 | 0 | 1.0362 | Cogen | -1 | 0.28582 | 0 | 0 |  |  | 0 | 0 | -0.28582 | 0
48797 | PSA_GT6_8135 | 6 | Houston | YES | -0.16052 | 47.2 | 34.5 | 59 | 0 | 1.0362 | Cogen | -1 | 0.28582 | 0 | 0 |  |  | 0 | 0 | -0.28582 | 0
48815 | CVC_GT4_8005 | 4 | Houston | YES | -0.16078 | 165 | 91.8 | 165 |  | 1.0362 | Cogen | -1 | 0.28607 | 0 | 0 |  |  | 0 | 0 | -0.28607 | 0
48583 | CBY_GT4_1 | 1 | Houston | YES | -0.16091 | 172 | 0 | 172 | 0 | 1.027 | GSC | -1 | 0.2862 | 172 | 172 |  |  | -27.676 | 172 | -0.2862 | -49.2263
48584 | CBY_GT4_2 | 2 | Houston | YES | -0.16091 | 172 | 0 | 172 | 0 | 1.027 | CC | -1 | 0.2862 | 172 | 172 |  |  | -27.676 | 172 | -0.2862 | -49.2263
48585 | CBY_ST4_1 | 3 | Houston | YES | -0.16091 | 172 | 0 | 172 | 0 | 1.027 | CC | -1 | 0.2862 | 172 | 172 |  |  | -27.676 | 172 | -0.2862 | -49.2263
48595 | BTE_GT2_8075 | 1 | Houston | YES | -0.1617 | 162.8 | 130 | 162.8 | 0 | 1.0261 | CC | -1 | 0.287 | 162.8 | 162.8 |  |  | -26.3252 | 162.8 | -0.287 | -46.7228
48596 | BTE_GT3_8045 | 2 | Houston | YES | -0.1617 | 161.4 | 130 | 161.4 | 0 | 1.0261 | CC | -1 | 0.287 | 161.4 | 161.4 |  |  | -26.0989 | 161.4 | -0.287 | -46.321
48597 | BTE_GT4_8055 | 3 | Houston | YES | -0.1617 | 158.9 | 130 | 158.9 | 0 | 1.0261 | CC | -1 | 0.287 | 158.9 | 158.9 |  |  | -25.6946 | 158.9 | -0.287 | -45.6035
48598 | BTE_ST1_8070 | 4 | Houston | YES | -0.1617 | 269.2 | 60 | 269.2 | 0 | 1.0261 | CC | -1 | 0.287 | 269.2 | 269.2 |  |  | -43.5304 | 269.2 | -0.287 | -77.2591
48690 | GBY_GN5_5 | 5 | Houston | YES | -0.16196 | 318.4 | 81 | 398 |  | 1.0362 | GSC | -1 | 0.28726 | 398 | 398 |  |  | -64.4621 | 398 | -0.28726 | -114.3284
48885 | THW_5152 | B | Houston | YES | -0.16232 | 47.2 | 5 | 59 |  | 1.0319 | GGT | -1 | 0.28761 | 59 | 59 |  |  | -9.5766 | 59 | -0.28761 | -16.9689
48885 | THW_5152 | A | Houston | YES | -0.16232 | 46.4 | 5 | 58 |  | 1.0319 | GGT | -1 | 0.28761 | 58 | 58 |  |  | -9.4143 | 58 | -0.28761 | -16.6813
48886 | THW_5354 | D | Houston | YES | -0.16232 | 46.4 | 5 | 58 |  | 1.0319 | GGT | -1 | 0.28761 | 58 | 58 |  |  | -9.4143 | 58 | -0.28761 | -16.6813
48886 | THW_5354 | C | Houston | YES | -0.16232 | 45.6 | 5 | 57 |  | 1.0319 | GGT | -1 | 0.28761 | 57 | 57 |  |  | -9.252 | 57 | -0.28761 | -16.3937
48887 | THW_5556 | E | Houston | YES | -0.16232 | 47.2 | 5 | 59 |  | 1.0319 | GGT | -1 | 0.28761 | 59 | 59 |  |  | -9.5766 | 59 | -0.28761 | -16.9689
48887 | THW_5556 | F | Houston | YES | -0.16232 | 45.6 | 5 | 57 |  | 1.0319 | GGT | -1 | 0.28761 | 57 | 57 |  |  | -9.252 | 57 | -0.28761 | -16.3937
48591 | CHE_GT2_5030 | 2 | Houston | YES | -0.16716 | 173 | 50 | 173 | 0 | 1.029 | Cogen | -1 | 0.29245 | 0 | 0 |  |  | 0 | 0 | -0.29245 | 0
48811 | CVC_GT3_5045 | 3 | Houston | YES | -0.16716 | 156 | 91.8 | 156 | 0 | 1.029 | Cogen | -1 | 0.29245 | 0 | 0 |  |  | 0 | 0 | -0.29245 | 0
48812 | CVC_GT2_5020 | 2 | Houston | YES | -0.16716 | 158 | 91.8 | 158 | 0 | 1.029 | Cogen | -1 | 0.29245 | 0 | 0 |  |  | 0 | 0 | -0.29245 | 0
48813 | CVC_GT1_5035 | 1 | Houston | YES | -0.16716 | 160 | 91.8 | 160 | 0 | 1.029 | Cogen | -1 | 0.29245 | 0 | 0 |  |  | 0 | 0 | -0.29245 | 0
48814 | CVC_ST5_5040 | 1 | Houston | YES | -0.16716 | 162 | 91.8 | 162 | 0 | 1.029 | Cogen | -1 | 0.29245 | 0 | 0 |  |  | 0 | 0 | -0.29245 | 0
Note on AL4: Zonal Cap - Zonal Impact

## Distributed Slack - Inc
Number of Bus | Name of Bus | ID | Area Name of Gen | AGC | P Sensitivity of Bus | Gen MW | Min MW | Max MW | V Sensitivity of Bus | Set Volt | Tech Type | Zone Impact | Zone Correlation | Inc Max | Dec Max | Souce S.F. Weighting | Souce Capacity | Sink S.F. Weighting | Sink Capacity | PTDF Calc | PTDF Weighting | Cumulative Share of Zonal Cap | Cumulative Share of Zonal Impact | Cont_ Gibbons to Singleton OL_ Gibbons to Singleton_ckt_75 |  | i_PTDF_INC_pt | 391 |  | CBE_ST34 | Unit at max
48591 | CHE_GT2_5030 | 2 | Houston | YES | -0.16716 | 173 | 50 | 173 | 0 | 1.029 | Cogen | -1 | 0.29245 | 0 | 0 |  |  | 0 | 0 | -0.29245 | 0 | 0 | 0 |  |  | i_10pctunit | 28 |  | 167 | # units @ max
48811 | CVC_GT3_5045 | 3 | Houston | YES | -0.16716 | 156 | 91.8 | 156 | 0 | 1.029 | Cogen | -1 | 0.29245 | 0 | 0 |  |  | 0 | 0 | -0.29245 | 0 | 0 | 0 | [5 empty] | 0.13818 | delta max
48812 | CVC_GT2_5020 | 2 | Houston | YES | -0.16716 | 158 | 91.8 | 158 | 0 | 1.029 | Cogen | -1 | 0.29245 | 0 | 0 |  |  | 0 | 0 | -0.29245 | 0 | 0 | 0 | [5 empty] | Delta
48813 | CVC_GT1_5035 | 1 | Houston | YES | -0.16716 | 160 | 91.8 | 160 | 0 | 1.029 | Cogen | -1 | 0.29245 | 0 | 0 |  |  | 0 | 0 | -0.29245 | 0 | 0 | 0 | Weighted Shift Factors |  |  |  | 1 | 0
48814 | CVC_ST5_5040 | 1 | Houston | YES | -0.16716 | 162 | 91.8 | 162 | 0 | 1.029 | Cogen | -1 | 0.29245 | 0 | 0 |  |  | 0 | 0 | -0.29245 | 0 | 0 | 0 | North | 0.12529 |  |  | 2 | 0
48885 | THW_5152 | B | Houston | YES | -0.16232 | 47.2 | 5 | 59 |  | 1.0319 | GGT | -1 | 0.28761 | 59 | 59 |  |  | -9.5766 | 59 | -0.28761 | -16.9689 | 0.0027268 | 0.0037918 | Houston | -0.15317 |  |  | 3 | 0
48885 | THW_5152 | A | Houston | YES | -0.16232 | 46.4 | 5 | 58 |  | 1.0319 | GGT | -1 | 0.28761 | 58 | 58 |  |  | -9.4143 | 58 | -0.28761 | -16.6813 | 0.0054073 | 0.0075194 |  |  |  |  | 4 | 0
48886 | THW_5354 | D | Houston | YES | -0.16232 | 46.4 | 5 | 58 |  | 1.0319 | GGT | -1 | 0.28761 | 58 | 58 |  |  | -9.4143 | 58 | -0.28761 | -16.6813 | 0.0080878 | 0.011247 |  |  |  |  | 5 | 0
48886 | THW_5354 | C | Houston | YES | -0.16232 | 45.6 | 5 | 57 |  | 1.0319 | GGT | -1 | 0.28761 | 57 | 57 |  |  | -9.252 | 57 | -0.28761 | -16.3937 | 0.010722 | 0.01491 |  |  |  |  | 6 | 0.0010651
48887 | THW_5556 | E | Houston | YES | -0.16232 | 47.2 | 5 | 59 |  | 1.0319 | GGT | -1 | 0.28761 | 59 | 59 |  |  | -9.5766 | 59 | -0.28761 | -16.9689 | 0.013449 | 0.018702 |  |  |  |  | 7 | 0.0021121
48887 | THW_5556 | F | Houston | YES | -0.16232 | 45.6 | 5 | 57 |  | 1.0319 | GGT | -1 | 0.28761 | 57 | 57 |  |  | -9.252 | 57 | -0.28761 | -16.3937 | 0.016083 | 0.022365 |  |  |  |  | 8 | 0.0031591
48690 | GBY_GN5_5 | 5 | Houston | YES | -0.16196 | 318.4 | 81 | 398 |  | 1.0362 | GSC | -1 | 0.28726 | 398 | 398 |  |  | -64.4621 | 398 | -0.28726 | -114.3284 | 0.034477 | 0.047913 |  |  |  |  | 9 | 0.0041881
48595 | BTE_GT2_8075 | 1 | Houston | YES | -0.1617 | 162.8 | 130 | 162.8 | 0 | 1.0261 | CC | -1 | 0.287 | 162.8 | 162.8 |  |  | -26.3252 | 162.8 | -0.287 | -46.7228 | 0.042001 | 0.058354 |  |  |  |  | 10 | 0.0052532
48596 | BTE_GT3_8045 | 2 | Houston | YES | -0.1617 | 161.4 | 130 | 161.4 | 0 | 1.0261 | CC | -1 | 0.287 | 161.4 | 161.4 |  |  | -26.0989 | 161.4 | -0.287 | -46.321 | 0.049461 | 0.068704 |  |  |  |  | 11 | 0.0062821
48597 | BTE_GT4_8055 | 3 | Houston | YES | -0.1617 | 158.9 | 130 | 158.9 | 0 | 1.0261 | CC | -1 | 0.287 | 158.9 | 158.9 |  |  | -25.6946 | 158.9 | -0.287 | -45.6035 | 0.056804 | 0.078895 |  |  |  |  | 12 | 0.013436
48598 | BTE_ST1_8070 | 4 | Houston | YES | -0.1617 | 269.2 | 60 | 269.2 | 0 | 1.0261 | CC | -1 | 0.287 | 269.2 | 269.2 |  |  | -43.5304 | 269.2 | -0.287 | -77.2591 | 0.069246 | 0.096159 |  |  |  |  | 13 | 0.016352
48583 | CBY_GT4_1 | 1 | Houston | YES | -0.16091 | 172 | 0 | 172 | 0 | 1.027 | GSC | -1 | 0.2862 | 172 | 172 |  |  | -27.676 | 172 | -0.2862 | -49.2263 | 0.077195 | 0.10716 |  |  |  |  | 14 | 0.019244
48584 | CBY_GT4_2 | 2 | Houston | YES | -0.16091 | 172 | 0 | 172 | 0 | 1.027 | CC | -1 | 0.2862 | 172 | 172 |  |  | -27.676 | 172 | -0.2862 | -49.2263 | 0.085144 | 0.11816 |  |  |  |  | 15 | 0.02209
48585 | CBY_ST4_1 | 3 | Houston | YES | -0.16091 | 172 | 0 | 172 | 0 | 1.027 | CC | -1 | 0.2862 | 172 | 172 |  |  | -27.676 | 172 | -0.2862 | -49.2263 | 0.093093 | 0.12916 |  |  |  |  | 16 | 0.026913
48815 | CVC_GT4_8005 | 4 | Houston | YES | -0.16078 | 165 | 91.8 | 165 |  | 1.0362 | Cogen | -1 | 0.28607 | 0 | 0 |  |  | 0 | 0 | -0.28607 | 0 | 0.093093 | 0.12916 |  |  |  |  | 17 | 0.029964
48791 | PSA_GT1_8160 | 1 | Houston | YES | -0.16052 | 52 | 20.8 | 65 | 0 | 1.0362 | Cogen | -1 | 0.28582 | 0 | 0 |  |  | 0 | 0 | -0.28582 | 0 | 0.093093 | 0.12916 |  |  |  |  | 18 | 0.033015
48792 | PSA_GT2_8155 | 2 | Houston | YES | -0.16052 | 52.8 | 20.3 | 66 | 0 | 1.0362 | Cogen | -1 | 0.28582 | 0 | 0 |  |  | 0 | 0 | -0.28582 | 0 | 0.093093 | 0.12916 |  |  |  |  | 19 | 0.036066
48793 | PSA_GT3_8150 | 3 | Houston | YES | -0.16052 | 56 | 20.3 | 70 | 0 | 1.0362 | Cogen | -1 | 0.28582 | 0 | 0 |  |  | 0 | 0 | -0.28582 | 0 | 0.093093 | 0.12916 |  |  |  |  | 20 | 0.036066
48794 | PSA_GT4_8145 | 4 | Houston | YES | -0.16052 | 52.8 | 20.3 | 66 | 0 | 1.0362 | Cogen | -1 | 0.28582 | 0 | 0 |  |  | 0 | 0 | -0.28582 | 0 | 0.093093 | 0.12916 |  |  |  |  | 21 | 0.036066
48795 | PSA_GT5_8140 | 5 | Houston | YES | -0.16052 | 51.2 | 20.3 | 64 | 0 | 1.0362 | Cogen | -1 | 0.28582 | 0 | 0 |  |  | 0 | 0 | -0.28582 | 0 | 0.093093 | 0.12916 |  |  |  |  | 22 | 0.036066
48796 | PSA_GN1_8165 | 1 | Houston | YES | -0.16052 | 83.2 | 43.1 | 104 | 0 | 1.0362 | Cogen | -1 | 0.28582 | 0 | 0 |  |  | 0 | 0 | -0.28582 | 0 | 0.093093 | 0.12916 |  |  |  |  | 23 | 0.036066
48797 | PSA_GT6_8135 | 6 | Houston | YES | -0.16052 | 47.2 | 34.5 | 59 | 0 | 1.0362 | Cogen | -1 | 0.28582 | 0 | 0 |  |  | 0 | 0 | -0.28582 | 0 | 0.093093 | 0.12916 |  |  |  |  | 24 | 0.036066
48581 | CBY_GN1_1 | 1 | Houston | YES | -0.1605 | 595.2 | 108 | 744 | 0 | 1.0435 | GSC | -1 | 0.2858 | 744 | 744 |  |  | -119.415 | 744 | -0.2858 | -212.6324 | 0.12748 | 0.17667 |  |  |  |  | 25 | 0.036066
48940 | WARVUE_GT1 | G1 | Houston | YES | -0.16049 | 15 | 0 | 15 |  | 1.021 | Cogen | -1 | 0.28578 | 0 | 0 |  |  | 0 | 0 | -0.28578 | 0 | 0.12748 | 0.17667 |  |  |  |  | 26 | 0.036066
48651 | EP_1_2 | 1 | Houston | YES | -0.16048 | 4 | 0 | 5 | 0 | 1.0362 | Cogen | -1 | 0.28577 | 0 | 0 |  |  | 0 | 0 | -0.28577 | 0 | 0.12748 | 0.17667 |  |  |  |  | 27 | 0.036066
48651 | EP_1_2 | 2 | Houston | YES | -0.16048 | 17.7 | 10 | 21 | 0 | 1.0362 | Cogen | -1 | 0.28577 | 0 | 0 |  |  | 0 | 0 | -0.28577 | 0 | 0.12748 | 0.17667 |  |  |  |  | 28 | 0.049195
49803 | EXN_15GT | 1 | Houston | YES | -0.16002 | 33 | 8.3 | 34 |  | 1.0326 | Cogen | -1 | 0.28531 | 0 | 0 |  |  | 0 | 0 | -0.28531 | 0 | 0.12748 | 0.17667 |  |  |  |  | 29 | 0.049195
49804 | EXN_16GT | 2 | Houston | YES | -0.16002 | 32 | 8.3 | 34.7 |  | 1.0326 | Cogen | -1 | 0.28531 | 0 | 0 |  |  | 0 | 0 | -0.28531 | 0 | 0.12748 | 0.17667 |  |  |  |  | 30 | 0.049195
49805 | EXN_17GT | 3 | Houston | YES | -0.16002 | 31 | 8.3 | 32.7 |  | 1.0326 | Cogen | -1 | 0.28531 | 0 | 0 |  |  | 0 | 0 | -0.28531 | 0 | 0.12748 | 0.17667 |  |  |  |  | 31 | 0.049195
49826 | EXN938GT | 5 | Houston | YES | -0.16002 | 43 | 9.2 | 45.9 |  | 1.0326 | Cogen | -1 | 0.28531 | 0 | 0 |  |  | 0 | 0 | -0.28531 | 0 | 0.12748 | 0.17667 |  |  |  |  | 32 | 0.049195
49828 | EXN941GT | 10 | Houston | YES | -0.16002 | 17.7 | 5.4 | 17.7 | 0 | 1.0326 | Cogen | -1 | 0.28531 | 0 | 0 |  |  | 0 | 0 | -0.28531 | 0 | 0.12748 | 0.17667 |  |  |  |  | 33 | 0.049195
49829 | EXN942GT | 11 | Houston | YES | -0.16002 | 20 | 5.4 | 20.4 | 0 | 1.0326 | Cogen | -1 | 0.28531 | 0 | 0 |  |  | 0 | 0 | -0.28531 | 0 | 0.12748 | 0.17667 |  |  |  |  | 34 | 0.049195
49830 | EXN943GT | 12 | Houston | YES | -0.16002 | 19 | 5.4 | 19.9 | 0 | 1.0326 | Cogen | -1 | 0.28531 | 0 | 0 |  |  | 0 | 0 | -0.28531 | 0 | 0.12748 | 0.17667 |  |  |  |  | 35 | 0.049195
49831 | EXN944GT | 13 | Houston | YES | -0.16002 | 33 | 5.4 | 35 | 0 | 1.0326 | Cogen | -1 | 0.28531 | 0 | 0 |  |  | 0 | 0 | -0.28531 | 0 | 0.12748 | 0.17667 |  |  |  |  | 36 | 0.049195
49832 | EXN945GT | 9 | Houston | YES | -0.16002 | 18.5 | 9.2 | 18.5 |  | 1.0326 | Cogen | -1 | 0.28531 | 0 | 0 |  |  | 0 | 0 | -0.28531 | 0 | 0.12748 | 0.17667 |  |  |  |  | 37 | 0.049195
49837 | EXN_GT | 4 | Houston | YES | -0.16002 | 81 | 21.3 | 85.4 |  | 1.0326 | Cogen | -1 | 0.28531 | 0 | 0 |  |  | 0 | 0 | -0.28531 | 0 | 0.12748 | 0.17667 |  |  |  |  | 38 | 0.049195
49838 | EXN_14GT | 14 | Houston | YES | -0.16002 | 140 | 0 | 148 |  | 1.0326 | Cogen | -1 | 0.28531 | 0 | 0 |  |  | 0 | 0 | -0.28531 | 0 | 0.12748 | 0.17667 |  |  |  |  | 39 | 0.049195
48883 | THW_GT1_GT_1 | B2 | Houston | YES | -0.15991 | 0 | 0 | 12 |  | 1.043 | GGT | -1 | 0.2852 | 12 | 12 |  |  | -1.9189 | 12 | -0.2852 | -3.4225 | 0.12803 | 0.17744 |  |  |  |  | 40 | 0.049195
48582 | CBY_GN2_2 | 2 | Houston | YES | -0.15954 | 596.8 | 110 | 746 | 0 | 1.0435 | GSC | -1 | 0.28484 | 746 | 746 |  |  | -119.0191 | 746 | -0.28484 | -212.4871 | 0.16251 | 0.22492 |  |  |  |  | 41 | 0.049195
48873 | THW_ST3_ST_3 | 3 | Houston | YES | -0.15886 | 107 | 19 | 107 | 0 | 1.0435 | CC | -1 | 0.28415 | 107 | 107 |  |  | -16.9978 | 107 | -0.28415 | -30.4041 | 0.16746 | 0.23171 |  |  |  |  | 42 | 0.049195
48874 | THW_ST4_ST_4 | 4 | Houston | YES | -0.15886 | 108 | 19 | 108 | 0 | 1.0435 | CC | -1 | 0.28415 | 108 | 108 |  |  | -17.1567 | 108 | -0.28415 | -30.6882 | 0.17245 | 0.23857 |  |  |  |  | 43 | 0.049405
48875 | THW_3132 | A | Houston | YES | -0.15886 | 55 | 5 | 55 | 0 | 1.0435 | CC | -1 | 0.28415 | 55 | 55 |  |  | -8.7372 | 55 | -0.28415 | -15.6283 | 0.17499 | 0.24206 |  |  |  |  | 44 | 0.06241
48875 | THW_3132 | B | Houston | YES | -0.15886 | 53 | 5 | 53 | 0 | 1.0435 | CC | -1 | 0.28415 | 53 | 53 |  |  | -8.4195 | 53 | -0.28415 | -15.06 | 0.17744 | 0.24543 |  |  |  |  | 45 | 0.064259
48877 | THW_3334 | C | Houston | YES | -0.15886 | 55 | 5 | 55 | 0 | 1.0435 | CC | -1 | 0.28415 | 55 | 55 |  |  | -8.7372 | 55 | -0.28415 | -15.6283 | 0.17998 | 0.24892 |  |  |  |  | 46 | 0.066125
48877 | THW_3334 | D | Houston | YES | -0.15886 | 57 | 5 | 57 | 0 | 1.0435 | CC | -1 | 0.28415 | 57 | 57 |  |  | -9.0549 | 57 | -0.28415 | -16.1966 | 0.18261 | 0.25254 |  |  |  |  | 47 | 0.067075
48879 | THW_4142 | E | Houston | YES | -0.15886 | 56 | 5 | 56 | 0 | 1.0435 | CC | -1 | 0.28415 | 56 | 56 |  |  | -8.896 | 56 | -0.28415 | -15.9124 | 0.1852 | 0.2561 |  |  |  |  | 48 | 0.067991
48879 | THW_4142 | F | Houston | YES | -0.15886 | 55 | 5 | 55 | 0 | 1.0435 | CC | -1 | 0.28415 | 55 | 55 |  |  | -8.7372 | 55 | -0.28415 | -15.6283 | 0.18774 | 0.25959 |  |  |  |  | 49 | 0.068942
48881 | THW_4344 | G | Houston | YES | -0.15886 | 58 | 5 | 58 | 0 | 1.0435 | CC | -1 | 0.28415 | 58 | 58 |  |  | -9.2138 | 58 | -0.28415 | -16.4807 | 0.19042 | 0.26327 |  |  |  |  | 50 | 0.069927
48881 | THW_4344 | H | Houston | YES | -0.15886 | 58 | 5 | 58 | 0 | 1.0435 | CC | -1 | 0.28415 | 58 | 58 |  |  | -9.2138 | 58 | -0.28415 | -16.4807 | 0.19311 | 0.26695 |  |  |  |  | 51 | 0.070894
48593 | CHE_GT1_8015 | 1 | Houston | YES | -0.15798 | 173 | 50 | 173 | 0 | 1.0362 | Cogen | -1 | 0.28327 | 0 | 0 |  |  | 0 | 0 | -0.28327 | 0 | 0.19311 | 0.26695 |  |  |  |  | 52 | 0.071845
48594 | CHE_GN4_8025 | 4 | Houston | YES | -0.15798 | 142 | 60 | 142 | 0 | 1.0362 | Cogen | -1 | 0.28327 | 0 | 0 |  |  | 0 | 0 | -0.28327 | 0 | 0.19311 | 0.26695 |  |  |  |  | 53 | 0.072847
48511 | LPE_GT1_8070 | 1 | Houston | YES | -0.15788 | 42 | 0 | 42 | 0 | 1.0362 | GGT | -1 | 0.28317 | 42 | 42 |  |  | -6.631 | 42 | -0.28317 | -11.8932 | 0.19505 | 0.26961 |  |  |  |  | 54 | 0.073849
48512 | LPE_GT2_8075 | 2 | Houston | YES | -0.15788 | 42 | 0 | 42 | 0 | 1.0362 | GGT | -1 | 0.28317 | 42 | 42 |  |  | -6.631 | 42 | -0.28317 | -11.8932 | 0.19699 | 0.27227 |  |  |  |  | 55 | 0.073849
48513 | LPE_GT3_8080 | 3 | Houston | YES | -0.15788 | 39 | 0 | 39 | 0 | 1.0362 | GGT | -1 | 0.28317 | 39 | 39 |  |  | -6.1573 | 39 | -0.28317 | -11.0437 | 0.19879 | 0.27474 |  |  |  |  | 56 | 0.073849
48514 | LPE_GT4_8085 | 4 | Houston | YES | -0.15788 | 39 | 0 | 39 | 0 | 1.0362 | GGT | -1 | 0.28317 | 39 | 39 |  |  | -6.1573 | 39 | -0.28317 | -11.0437 | 0.20059 | 0.27721 |  |  |  |  | 57 | 0.074565
48500 | APD_GT1_8005 | 1 | Houston | YES | -0.15775 | 137.6 | 54.6 | 137.6 | 0 | 1.0362 | Cogen | -1 | 0.28304 | 0 | 0 |  |  | 0 | 0 | -0.28304 | 0 | 0.20059 | 0.27721 |  |  |  |  | 58 | 0.075282
48820 | SHELLG1_3015 | 1 | Houston | YES | -0.15715 | 71 | 34.5 | 71 |  | 1.029 | Cogen | -1 | 0.28245 | 0 | 0 |  |  | 0 | 0 | -0.28245 | 0 | 0.20059 | 0.27721 |  |  |  |  | 59 | 0.075947
48821 | SHELLG2 | 2 | Houston | YES | -0.15715 | 72 | 34.5 | 72 |  | 1.029 | Cogen | -1 | 0.28245 | 0 | 0 |  |  | 0 | 0 | -0.28245 | 0 | 0.20059 | 0.27721 |  |  |  |  | 60 | 0.076613
48822 | SHELLG3_3020 | 2 | Houston | YES | -0.15715 | 30 | 0 | 30 |  | 1.029 | Cogen | -1 | 0.28245 | 0 | 0 |  |  | 0 | 0 | -0.28245 | 0 | 0.20059 | 0.27721 |  |  |  |  | 61 | 0.076613
48822 | SHELLG3_3020 | 1 | Houston | YES | -0.15715 | 39 | 0 | 39 |  | 1.029 | Cogen | -1 | 0.28245 | 0 | 0 |  |  | 0 | 0 | -0.28245 | 0 | 0.20059 | 0.27721 |  |  |  |  | 62 | 0.076613
48740 | PSG_GN2_8050 | 1 | Houston | YES | -0.15673 | 182 | 60 | 182 | 0 | 1.0326 | Cogen | -1 | 0.28202 | 0 | 0 |  |  | 0 | 0 | -0.28202 | 0 | 0.20059 | 0.27721 |  |  |  |  | 63 | 0.076613
48741 | PSG_GT2_8040 | 1 | Houston | YES | -0.15673 | 158.6 | 50 | 158.6 | 0 | 1.0326 | Cogen | -1 | 0.28202 | 0 | 0 |  |  | 0 | 0 | -0.28202 | 0 | 0.20059 | 0.27721 |  |  |  |  | 64 | 0.076613
48742 | PSG_GT3_8060 | 1 | Houston | YES | -0.15673 | 157 | 50 | 157 | 0 | 1.0326 | Cogen | -1 | 0.28202 | 0 | 0 |  |  | 0 | 0 | -0.28202 | 0 | 0.20059 | 0.27721 |  |  |  |  | 65 | 0.076613
48854 | SRB_GN4_4 | 4 | Houston | YES | -0.15673 | 182.4 | 35 | 228 | 0 | 1.0326 | GST | -1 | 0.28202 | 228 | 228 |  |  | -35.734 | 228 | -0.28202 | -64.3006 | 0.21113 | 0.29157 |  |  |  |  | 66 | 0.076613
48611 | DIB_GT1_8080 | 1 | Houston | YES | -0.15672 | 64 | 0 | 64 | 0 | 1.0326 | Cogen | -1 | 0.28201 | 0 | 0 |  |  | 0 | 0 | -0.28201 | 0 | 0.21113 | 0.29157 |  |  |  |  | 67 | 0.076613
48612 | DIB_GT2_8075 | 2 | Houston | YES | -0.15672 | 63.2 | 0 | 63.2 | 0 | 1.0326 | Cogen | -1 | 0.28201 | 0 | 0 |  |  | 0 | 0 | -0.28201 | 0 | 0.21113 | 0.29157 |  |  |  |  | 68 | 0.076613
48613 | DIB_ST1_8085 | 3 | Houston | YES | -0.15672 | 67.9 | 30 | 82.6 | 0 | 1.0326 | Cogen | -1 | 0.28201 | 0 | 0 |  |  | 0 | 0 | -0.28201 | 0 | 0.21113 | 0.29157 |  |  |  |  | 69 | 0.080444
48614 | DIB_GT3_8090 | 4 | Houston | YES | -0.15672 | 73.6 | 15 | 73.6 | 0 | 1.0326 | Cogen | -1 | 0.28201 | 0 | 0 |  |  | 0 | 0 | -0.28201 | 0 | 0.21113 | 0.29157 |  |  |  |  | 70 | 0.080444
48845 | SOL_GT1 | 1 | Houston | YES | -0.15672 | 16.2 | 15.4 | 16.2 |  | 1.0326 | Solar | -1 | 0.28201 | 16.2 | 16.2 |  |  | -2.5388 | 16.2 | -0.28201 | -4.5685 | 0.21188 | 0.29259 |  |  |  |  | 71 | 0.080444
48853 | SRB_GN3_3 | 3 | Houston | YES | -0.15671 | 170.4 | 35 | 213 |  | 1.0326 | GST | -1 | 0.282 | 213 | 213 |  |  | -33.3792 | 213 | -0.282 | -60.0665 | 0.22172 | 0.30602 |  |  |  |  | 72 | 0.080444
48551 | CAL_GT1_8045 | 1 | Houston | YES | -0.15664 | 149 | 0 | 149 | 0 | 1.0326 | Cogen | -1 | 0.28193 | 0 | 0 |  |  | 0 | 0 | -0.28193 | 0 | 0.22172 | 0.30602 |  |  |  |  | 73 | 0.080444
48552 | CAL_ST1_8000 | 2 | Houston | YES | -0.15664 | 65.1 | 0 | 65.1 | 0 | 1.0326 | Cogen | -1 | 0.28193 | 0 | 0 |  |  | 0 | 0 | -0.28193 | 0 | 0.22172 | 0.30602 |  |  |  |  | 74 | 0.080716
48851 | SRB_GN1_1 | 1 | Houston | YES | -0.15663 | 132 | 26 | 165 | 0 | 1.0217 | GST | -1 | 0.28192 | 165 | 165 |  |  | -25.8439 | 165 | -0.28192 | -46.5172 | 0.22935 | 0.31641 |  |  |  |  | 75 | 0.084294
48852 | SRB_GN2_2 | 2 | Houston | YES | -0.15661 | 140.8 | 26 | 176 | 0 | 1.0217 | GST | -1 | 0.2819 | 176 | 176 |  |  | -27.5628 | 176 | -0.2819 | -49.6143 | 0.23748 | 0.3275 |  |  |  |  | 76 | 0.084294
48855 | SRB_GT211035 | B1 | Houston | YES | -0.15659 | 0 | 0 | 18 |  | 1.014 | GGT | -1 | 0.28188 | 18 | 18 |  |  | -2.8186 | 18 | -0.28188 | -5.0739 | 0.23831 | 0.32863 |  |  |  |  | 77 | 0.084294
48855 | SRB_GT211035 | B2 | Houston | YES | -0.15659 | 0 | 0 | 12 |  | 1.014 | GGT | -1 | 0.28188 | 12 | 12 |  |  | -1.8791 | 12 | -0.28188 | -3.3826 | 0.23887 | 0.32939 |  |  |  |  | 78 | 0.087063
48761 | PR_GT1__9040 | 1 | Houston | YES | -0.15629 | 26 | 0 | 35 |  | 1 | Cogen | -1 | 0.28158 | 0 | 0 |  |  | 0 | 0 | -0.28158 | 0 | 0.23887 | 0.32939 |  |  |  |  | 79 | 0.090016
48641 | DPEC_GT15040 | 1 | Houston | YES | -0.15598 | 163.2 | 98 | 163.2 | 0 | 1.0319 | CC | -1 | 0.28127 | 163.2 | 163.2 |  |  | -25.4556 | 163.2 | -0.28127 | -45.9033 | 0.24641 | 0.33965 |  |  |  |  | 80 | 0.090318
48642 | DPEC_GT25025 | 2 | Houston | YES | -0.15598 | 157.1 | 98 | 157.1 | 0 | 1.0319 | CC | -1 | 0.28127 | 157.1 | 157.1 |  |  | -24.5041 | 157.1 | -0.28127 | -44.1876 | 0.25367 | 0.34952 |  |  |  |  | 81 | 0.090519
48643 | DPEC_GT35010 | 3 | Houston | YES | -0.15598 | 157.5 | 98 | 157.5 | 0 | 1.0319 | CC | -1 | 0.28127 | 157.5 | 157.5 |  |  | -24.5665 | 157.5 | -0.28127 | -44.3001 | 0.26095 | 0.35942 |  |  |  |  | 82 | 0.090519
48644 | DPEC_GT45070 | 4 | Houston | YES | -0.15598 | 157 | 98 | 157 | 0 | 1.0319 | CC | -1 | 0.28127 | 157 | 157 |  |  | -24.4885 | 157 | -0.28127 | -44.1594 | 0.26821 | 0.36929 |  |  |  |  | 83 | 0.093234
48645 | DPEC_ST55065 | 5 | Houston | YES | -0.15598 | 282 | 0 | 282 | 0 | 1.0319 | CC | -1 | 0.28127 | 282 | 282 |  |  | -43.9858 | 282 | -0.28127 | -79.3182 | 0.28124 | 0.38701 |  |  |  |  | 84 | 0.095848
48841 | SJS_GT1_GT1 | 1 | Houston | YES | -0.15567 | 62.4 | 49 | 78 | 0 | 1.0362 | Cogen | -1 | 0.28096 | 0 | 0 |  |  | 0 | 0 | -0.28096 | 0 | 0.28124 | 0.38701 |  |  |  |  | 85 | 0.098468
48842 | SJS_GT2_GT2 | 2 | Houston | YES | -0.15567 | 64.8 | 49 | 81 | 0 | 1.0362 | Cogen | -1 | 0.28096 | 0 | 0 |  |  | 0 | 0 | -0.28096 | 0 | 0.28124 | 0.38701 |  |  |  |  | 86 | 0.10108
48691 | GBY_73741085 | B | Houston | YES | -0.15529 | 37.6 | 20 | 47 | 0 | 1.0362 | GGT | -1 | 0.28058 | 47 | 47 |  |  | -7.2985 | 47 | -0.28058 | -13.1873 | 0.28341 | 0.38996 |  |  |  |  | 87 | 0.10577
48691 | GBY_73741085 | A | Houston | YES | -0.15529 | 37.6 | 20 | 47 | 0 | 1.0362 | GGT | -1 | 0.28058 | 47 | 47 |  |  | -7.2985 | 47 | -0.28058 | -13.1873 | 0.28558 | 0.3929 |  |  |  |  | 88 | 0.10577
48692 | GBY_81821075 | D | Houston | YES | -0.15529 | 44 | 20 | 55 | 0 | 1.0362 | GGT | -1 | 0.28058 | 55 | 55 |  |  | -8.5408 | 55 | -0.28058 | -15.4319 | 0.28813 | 0.39635 |  |  |  |  | 89 | 0.10577
48692 | GBY_81821075 | C | Houston | YES | -0.15529 | 37.6 | 20 | 47 | 0 | 1.0362 | GGT | -1 | 0.28058 | 47 | 47 |  |  | -7.2985 | 47 | -0.28058 | -13.1873 | 0.2903 | 0.3993 |  |  |  |  | 90 | 0.10655
48693 | GBY_83841065 | F | Houston | YES | -0.15529 | 43.2 | 20 | 54 | 0 | 1.0362 | GGT | -1 | 0.28058 | 54 | 54 |  |  | -8.3856 | 54 | -0.28058 | -15.1513 | 0.29279 | 0.40269 |  |  |  |  | 91 | 0.10732
48693 | GBY_83841065 | E | Houston | YES | -0.15529 | 45.6 | 20 | 57 | 0 | 1.0362 | GGT | -1 | 0.28058 | 57 | 57 |  |  | -8.8514 | 57 | -0.28058 | -15.9931 | 0.29543 | 0.40626 |  |  |  |  | 92 | 0.10823
48531 | BYU_GT1_8075 | 1 | Houston | YES | -0.15444 | 65 | 0 | 65 |  | 1.0362 | Cogen | -1 | 0.27974 | 0 | 0 |  |  | 0 | 0 | -0.27974 | 0 | 0.29543 | 0.40626 |  |  |  |  | 93 | 0.109
48532 | BYU_GT2_8055 | 2 | Houston | YES | -0.15444 | 62 | 0 | 62 |  | 1.0362 | Cogen | -1 | 0.27974 | 0 | 0 |  |  | 0 | 0 | -0.27974 | 0 | 0.29543 | 0.40626 |  |  |  |  | 94 | 0.10989
48533 | BYU_GT3_8060 | 3 | Houston | YES | -0.15444 | 67 | 0 | 67 |  | 1.0362 | Cogen | -1 | 0.27974 | 0 | 0 |  |  | 0 | 0 | -0.27974 | 0 | 0.29543 | 0.40626 |  |  |  |  | 95 | 0.11083
48534 | BYU_GT4_8065 | 4 | Houston | YES | -0.15444 | 65 | 0 | 65 |  | 1.0362 | Cogen | -1 | 0.27974 | 0 | 0 |  |  | 0 | 0 | -0.27974 | 0 | 0.29543 | 0.40626 |  |  |  |  | 96 | 0.11083
48561 | CTL_GT2_8130 | 1 | Houston | YES | -0.15379 | 73.5 | 30.3 | 91.9 |  | 1.0362 | Cogen | -1 | 0.27909 | 0 | 0 |  |  | 0 | 0 | -0.27909 | 0 | 0.29543 | 0.40626 |  |  |  |  | 97 | 0.11083
48562 | CTL_GT3_8135 | 2 | Houston | YES | -0.15379 | 70.1 | 30.3 | 87.6 |  | 1.0362 | Cogen | -1 | 0.27909 | 0 | 0 |  |  | 0 | 0 | -0.27909 | 0 | 0.29543 | 0.40626 |  |  |  |  | 98 | 0.11083
48563 | CTL_GT4_8140 | 3 | Houston | YES | -0.15379 | 69.6 | 30.3 | 87 |  | 1.0362 | Cogen | -1 | 0.27909 | 0 | 0 |  |  | 0 | 0 | -0.27909 | 0 | 0.29543 | 0.40626 |  |  |  |  | 99 | 0.11083
48564 | CTL_GN1_8145 | 4 | Houston | YES | -0.15379 | 43.6 | 12.9 | 54.5 |  | 1.0362 | Cogen | -1 | 0.27909 | 0 | 0 |  |  | 0 | 0 | -0.27909 | 0 | 0.29543 | 0.40626 |  |  |  |  | 100 | 0.11083
48565 | CTL_GN2_8155 | 5 | Houston | YES | -0.15379 | 9.8 | 3.4 | 12.2 |  | 1.0362 | Cogen | -1 | 0.27909 | 0 | 0 |  |  | 0 | 0 | -0.27909 | 0 | 0.29543 | 0.40626 |  |  |  |  | 101 | 0.11083
48772 | PHR_GN2_2 | MB | Houston | YES | -0.15209 | 0 | 72 | 459 |  | 1.0362 | GSC | -1 | 0.27738 | 0 | 0 |  |  | 0 | 0 | -0.27738 | 0 | 0.29543 | 0.40626 |  |  |  |  | 102 | 0.11083
38580 | TNBP_CGN1_8 | 1 | Houston | YES | -0.14965 | 70.8 | 0 | 70.8 | 0 | 1.005 | Cogen | -1 | 0.27495 | 0 | 0 |  |  | 0 | 0 | -0.27495 | 0 | 0.29543 | 0.40626 |  |  |  |  | 103 | 0.11083
38590 | TNBP_CGN2_8 | 2 | Houston | YES | -0.14965 | 66.7 | 0 | 66.7 | 0 | 1.005 | Cogen | -1 | 0.27495 | 0 | 0 |  |  | 0 | 0 | -0.27495 | 0 | 0.29543 | 0.40626 |  |  |  |  | 104 | 0.11083
38600 | TNBP_CGN3_8 | 5 | Houston | YES | -0.14965 | 53 | 0 | 53 | 0 | 1.005 | Cogen | -1 | 0.27495 | 0 | 0 |  |  | 0 | 0 | -0.27495 | 0 | 0.29543 | 0.40626 |  |  |  |  | 105 | 0.11083
38611 | TNBPAMCG1_8 | 1 | Houston | YES | -0.14965 | 153.2 | 0 | 153.2 | 0 | 1.005 | Cogen | -1 | 0.27495 | 0 | 0 |  |  | 0 | 0 | -0.27495 | 0 | 0.29543 | 0.40626 |  |  |  |  | 106 | 0.11083
38612 | TNBPAMCG2_8 | 2 | Houston | YES | -0.14965 | 153.5 | 0 | 153.5 | 0 | 1.005 | Cogen | -1 | 0.27495 | 0 | 0 |  |  | 0 | 0 | -0.27495 | 0 | 0.29543 | 0.40626 |  |  |  |  | 107 | 0.11083
38613 | TNBPAMCG3_8 | 3 | Houston | YES | -0.14965 | 152.3 | 0 | 152.3 | 0 | 1.005 | Cogen | -1 | 0.27495 | 0 | 0 |  |  | 0 | 0 | -0.27495 | 0 | 0.29543 | 0.40626 |  |  |  |  | 108 | 0.11083
38614 | TNBPAMCG4_8 | 4 | Houston | YES | -0.14965 | 96 | 0 | 96 |  | 1.005 | Cogen | -1 | 0.27495 | 0 | 0 |  |  | 0 | 0 | -0.27495 | 0 | 0.29543 | 0.40626 |  |  |  |  | 109 | 0.11083
38615 | TNBPAMCG5_8 | 1 | Houston | YES | -0.14965 | 244 | 0 | 244 | 0 | 1.005 | Cogen | -1 | 0.27495 | 0 | 0 |  |  | 0 | 0 | -0.27495 | 0 | 0.29543 | 0.40626 |  |  |  |  | 110 | 0.11083
38690 | TNBP_CGN4_8 | 3 | Houston | YES | -0.14965 | 40 | 0 | 40 |  | 1.005 | Cogen | -1 | 0.27495 | 0 | 0 |  |  | 0 | 0 | -0.27495 | 0 | 0.29543 | 0.40626 |  |  |  |  | 111 | 0.11083
38711 | TNTXCTY1CG8 | 1 | Houston | YES | -0.14965 | 100.3 | 59 | 100.3 | 0 | 1 | Cogen | -1 | 0.27495 | 0 | 0 |  |  | 0 | 0 | -0.27495 | 0 | 0.29543 | 0.40626 |  |  |  |  | 112 | 0.11083
38712 | TNTXCTY2CG8 | 1 | Houston | YES | -0.14965 | 92.9 | 59 | 92.9 | 0 | 1 | Cogen | -1 | 0.27495 | 0 | 0 |  |  | 0 | 0 | -0.27495 | 0 | 0.29543 | 0.40626 |  |  |  |  | 113 | 0.11083
38713 | TNTXCTY3CG8 | 1 | Houston | YES | -0.14965 | 102.7 | 59 | 102.7 | 0 | 1 | Cogen | -1 | 0.27495 | 0 | 0 |  |  | 0 | 0 | -0.27495 | 0 | 0.29543 | 0.40626 |  |  |  |  | 114 | 0.11083
38714 | TNTXCTY4CG8 | 1 | Houston | YES | -0.14965 | 103 | 59 | 103 | 0 | 1 | Cogen | -1 | 0.27495 | 0 | 0 |  |  | 0 | 0 | -0.27495 | 0 | 0.29543 | 0.40626 |  |  |  |  | 115 | 0.11083
39470 | TNDOWCGNSG8 | 1 | Houston | YES | -0.14965 | 32 | 10 | 32 | 0 | 0.985 | Cogen | -1 | 0.27495 | 0 | 0 |  |  | 0 | 0 | -0.27495 | 0 | 0.29543 | 0.40626 |  |  |  |  | 116 | 0.11083
39480 | TNDOWCGNGG8 | 1 | Houston | YES | -0.14965 | 30 | 10 | 30 | 0 | 0.985 | Cogen | -1 | 0.27495 | 0 | 0 |  |  | 0 | 0 | -0.27495 | 0 | 0.29543 | 0.40626 |  |  |  |  | 117 | 0.11083
48921 | WAP_GN1_1 | 1 | Houston | YES | -0.14398 | 132.8 | 37 | 166 | 0 | 1.0362 | GST | -1 | 0.26927 | 166 | 166 |  |  | -23.9002 | 166 | -0.26927 | -44.6987 | 0.3031 | 0.41625 |  |  |  |  | 118 | 0.11083
48922 | WAP_GN2_2 | 2 | Houston | YES | -0.14398 | 132.8 | 37 | 166 | 0 | 1.0362 | GST | -1 | 0.26927 | 166 | 166 |  |  | -23.9002 | 166 | -0.26927 | -44.6987 | 0.31077 | 0.42624 |  |  |  |  | 119 | 0.11083
48923 | WAP_GN3_3 | 3 | Houston | YES | -0.14398 | 198.4 | 93 | 248 | 0 | 1.0362 | GST | -1 | 0.26927 | 248 | 248 |  |  | -35.7063 | 248 | -0.26927 | -66.7788 | 0.32223 | 0.44116 |  |  |  |  | 120 | 0.11083
48924 | WAP_GN4_4 | 4 | Houston | YES | -0.14398 | 546 | 217 | 546 | 0 | 1.0362 | GSC | -1 | 0.26927 | 546 | 546 |  |  | -78.6114 | 546 | -0.26927 | -147.021 | 0.34747 | 0.47401 |  |  |  |  | 121 | 0.11315
48925 | WAP_GN5_5 | 5 | Houston | YES | -0.14398 | 579.5 | 278 | 654 | 0 | 0.985 | LIGCO | -1 | 0.26927 | 0 | 654 |  |  | 0 | 0 | -0.26927 | 0 | 0.34747 | 0.47401 |  |  |  |  | 122 | 0.11546
48929 | WAPGT21_GT1 | B1 | Houston | YES | -0.14398 | 0 | 0 | 13 |  | 1.05 | GGT | -1 | 0.26927 | 13 | 13 |  |  | -1.8717 | 13 | -0.26927 | -3.5005 | 0.34807 | 0.47479 |  |  |  |  | 123 | 0.11892
48510 | AK_GT1__8040 | 1 | Houston | YES | -0.14372 | 33.4 | 8.1 | 34 |  | 1.029 | Cogen | -1 | 0.26901 | 0 | 0 |  |  | 0 | 0 | -0.26901 | 0 | 0.34807 | 0.47479 |  |  |  |  | 124 | 0.12654
48521 | BVE_GT1_GT1 | 1 | Houston | YES | -0.14256 | 167.7 | 0 | 167.7 |  | 1.035 | CC | -1 | 0.26785 | 167.7 | 167.7 |  |  | -23.9068 | 167.7 | -0.26785 | -44.9183 | 0.35582 | 0.48483 |  |  |  |  | 125 | 0.12654
48522 | BVE_GT2_5035 | 2 | Houston | YES | -0.14256 | 166.4 | 0 | 166.4 |  | 1.035 | CC | -1 | 0.26785 | 166.4 | 166.4 |  |  | -23.7215 | 166.4 | -0.26785 | -44.5701 | 0.36351 | 0.49479 |  |  |  |  | 126 | 0.12672
48523 | BVE_ST1_GN1 | 3 | Houston | YES | -0.14256 | 252.4 | 0 | 252.4 |  | 1.035 | CC | -1 | 0.26785 | 252.4 | 252.4 |  |  | -35.9814 | 252.4 | -0.26785 | -67.6051 | 0.37517 | 0.5099 |  |  |  |  | 127 | 0.12672
48926 | WAP_GN6_6 | 6 | Houston | YES | -0.14248 | 651 | 280 | 651 |  | 1.035 | LIGCO | -1 | 0.26778 | 0 | 651 |  |  | 0 | 0 | -0.26778 | 0 | 0.37517 | 0.5099 |  |  |  |  | 128 | 0.12901
48927 | WAP_GN7_7 | 7 | Houston | YES | -0.14248 | 564 | 277 | 564 |  | 1.035 | LIGCO | -1 | 0.26778 | 0 | 564 |  |  | 0 | 0 | -0.26778 | 0 | 0.37517 | 0.5099 |  |  |  |  | 129 | 0.13128
48928 | WAP_GN8_8 | 8 | Houston | YES | -0.14248 | 603 | 275 | 603 |  | 1.035 | LIGCO | -1 | 0.26778 | 0 | 603 |  |  | 0 | 0 | -0.26778 | 0 | 0.37517 | 0.5099 |  |  |  |  | 130 | 0.13472
48730 | MNS_GT | 1 | Houston | YES | -0.14239 | 43 | 0 | 46.1 |  | 1.029 | Cogen | -1 | 0.26768 | 0 | 0 |  |  | 0 | 0 | -0.26768 | 0 | 0.37517 | 0.5099 |  |  |  |  | 131 | 0.13472
39760 | TNSCLP1___8 | 1 | Houston | YES | -0.13351 | 93.4 | 20 | 116.8 | 0 | 1.04 | Cogen | -1 | 0.25881 | 0 | 0 |  |  | 0 | 0 | -0.25881 | 0 | 0.37517 | 0.5099 |  |  |  |  | 132 | 0.13472
39770 | TNSCLP2___8 | 1 | Houston | YES | -0.13351 | 91.6 | 20 | 114.5 | 0 | 1.04 | Cogen | -1 | 0.25881 | 0 | 0 |  |  | 0 | 0 | -0.25881 | 0 | 0.37517 | 0.5099 |  |  |  |  | 133 | 0.13472
39775 | TNSCLP4___8 | 1 | Houston | YES | -0.13351 | 95.2 | 20 | 119 | 0 | 1.04 | Cogen | -1 | 0.25881 | 0 | 0 |  |  | 0 | 0 | -0.25881 | 0 | 0.37517 | 0.5099 |  |  |  |  | 134 | 0.13472
39790 | TNSCLP3___8 | 1 | Houston | YES | -0.13351 | 87.6 | 20 | 109.5 | 0 | 1.027 | Cogen | -1 | 0.25881 | 0 | 0 |  |  | 0 | 0 | -0.25881 | 0 | 0.37517 | 0.5099 |  |  |  |  | 135 | 0.13472
48520 | BSF_GT1_8070 | 1 | Houston | YES | -0.13102 | 72 | 0 | 72 | 0 | 1.0326 | Cogen | -1 | 0.25632 | 0 | 0 |  |  | 0 | 0 | -0.25632 | 0 | 0.37517 | 0.5099 |  |  |  |  | 136 | 0.13472
48520 | BSF_GT1_8070 | 2 | Houston | YES | -0.13102 | 10 | 0 | 10 | 0 | 1.0326 | Cogen | -1 | 0.25632 | 0 | 0 |  |  | 0 | 0 | -0.25632 | 0 | 0.37517 | 0.5099 |  |  |  |  | 137 | 0.13472
49851 | DOW17000 | 37 | Houston | YES | -0.1279 | 39 | 0 | 62 | 0 | 1 | Cogen | -1 | 0.25319 | 0 | 0 |  |  | 0 | 0 | -0.25319 | 0 | 0.37517 | 0.5099 |  |  |  |  | 138 | 0.13472
49858 | DOW38100 | 31 | Houston | YES | -0.1279 | 45 | 0 | 71.4 |  | 1 | Cogen | -1 | 0.25319 | 0 | 0 |  |  | 0 | 0 | -0.25319 | 0 | 0.37517 | 0.5099 |  |  |  |  | 139 | 0.13472
49859 | DOW38200 | 33 | Houston | YES | -0.1279 | 28 | 0 | 45 | 0 | 1 | Cogen | -1 | 0.25319 | 0 | 0 |  |  | 0 | 0 | -0.25319 | 0 | 0.37517 | 0.5099 |  |  |  |  | 140 | 0.13472
49860 | DOW38300 | 32 | Houston | YES | -0.1279 | 63 | 0 | 101 |  | 1 | Cogen | -1 | 0.25319 | 0 | 0 |  |  | 0 | 0 | -0.25319 | 0 | 0.37517 | 0.5099 |  |  |  |  | 141 | 0.13472
49862 | DOW39100 | 36 | Houston | YES | -0.1279 | 54 | 0 | 86 | 0 | 1 | Cogen | -1 | 0.25319 | 0 | 0 |  |  | 0 | 0 | -0.25319 | 0 | 0.37517 | 0.5099 |  |  |  |  | 142 | 0.13472
49863 | DOW39200 | 35 | Houston | YES | -0.1279 | 55 | 0 | 88 | 0 | 1 | Cogen | -1 | 0.25319 | 0 | 0 |  |  | 0 | 0 | -0.25319 | 0 | 0.37517 | 0.5099 |  |  |  |  | 143 | 0.13472
49865 | DOW41000 | 41 | Houston | YES | -0.1279 | 31 | 0 | 50 |  | 1 | Cogen | -1 | 0.25319 | 0 | 0 |  |  | 0 | 0 | -0.25319 | 0 | 0.37517 | 0.5099 |  |  |  |  | 144 | 0.13472
49866 | DOW42000 | 42 | Houston | YES | -0.1279 | 11 | 0 | 18 |  | 1 | Cogen | -1 | 0.25319 | 0 | 0 |  |  | 0 | 0 | -0.25319 | 0 | 0.37517 | 0.5099 |  |  |  |  | 145 | 0.13472
49869 | DOW49000 | 45 | Houston | YES | -0.1279 | 59 | 0 | 94 |  | 1 | Cogen | -1 | 0.25319 | 0 | 0 |  |  | 0 | 0 | -0.25319 | 0 | 0.37517 | 0.5099 |  |  |  |  | 146 | 0.13472
49870 | DOW61000 | 61 | Houston | YES | -0.1279 | 44 | 0 | 70 | 0 | 1 | Cogen | -1 | 0.25319 | 0 | 0 |  |  | 0 | 0 | -0.25319 | 0 | 0.37517 | 0.5099 |  |  |  |  | 147 | 0.13472
49871 | DOW62000 | 62 | Houston | YES | -0.1279 | 40 | 0 | 63 | 0 | 1 | Cogen | -1 | 0.25319 | 0 | 0 |  |  | 0 | 0 | -0.25319 | 0 | 0.37517 | 0.5099 |  |  |  |  | 148 | 0.13472
49872 | DOW63000 | 63 | Houston | YES | -0.1279 | 45 | 0 | 72 | 0 | 1 | Cogen | -1 | 0.25319 | 0 | 0 |  |  | 0 | 0 | -0.25319 | 0 | 0.37517 | 0.5099 |  |  |  |  | 149 | 0.13472
49873 | DOW64000 | 64 | Houston | YES | -0.1279 | 41 | 0 | 64.8 | 0 | 1 | Cogen | -1 | 0.25319 | 0 | 0 |  |  | 0 | 0 | -0.25319 | 0 | 0.37517 | 0.5099 |  |  |  |  | 150 | 0.13472
49876 | DOW65000 | 65 | Houston | YES | -0.1279 | 63 | 0 | 101 | 0 | 1 | Cogen | -1 | 0.25319 | 0 | 0 |  |  | 0 | 0 | -0.25319 | 0 | 0.37517 | 0.5099 |  |  |  |  | 151 | 0.13472
49877 | DOW66000 | 66 | Houston | YES | -0.1279 | 61 | 0 | 97 | 0 | 1 | Cogen | -1 | 0.25319 | 0 | 0 |  |  | 0 | 0 | -0.25319 | 0 | 0.37517 | 0.5099 |  |  |  |  | 152 | 0.13472
49878 | DOW67000 | 67 | Houston | YES | -0.1279 | 65 | 0 | 103 | 0 | 1 | Cogen | -1 | 0.25319 | 0 | 0 |  |  | 0 | 0 | -0.25319 | 0 | 0.37517 | 0.5099 |  |  |  |  | 153 | 0.13472
49882 | DOW81000 | 81 | Houston | YES | -0.1279 | 47 | 0 | 76 | 0 | 1 | Cogen | -1 | 0.25319 | 0 | 0 |  |  | 0 | 0 | -0.25319 | 0 | 0.37517 | 0.5099 |  |  |  |  | 154 | 0.13472
49884 | DOW82000 | 82 | Houston | YES | -0.1279 | 51 | 0 | 80 | 0 | 1 | Cogen | -1 | 0.25319 | 0 | 0 |  |  | 0 | 0 | -0.25319 | 0 | 0.37517 | 0.5099 |  |  |  |  | 155 | 0.13472
49885 | DOW83000 | 83 | Houston | YES | -0.1279 | 51 | 0 | 80 | 0 | 1 | Cogen | -1 | 0.25319 | 0 | 0 |  |  | 0 | 0 | -0.25319 | 0 | 0.37517 | 0.5099 |  |  |  |  | 156 | 0.13472
49886 | DOW84000 | 84 | Houston | YES | -0.1279 | 107 | 0 | 171 | 0 | 0.98 | Cogen | -1 | 0.25319 | 0 | 0 |  |  | 0 | 0 | -0.25319 | 0 | 0.37517 | 0.5099 |  |  |  |  | 157 | 0.13472
48911 | TGF_GT1_8000 | 1 | Houston | YES | -0.1155 | 69.2 | 0 | 69.2 |  | 1.029 | Cogen | -1 | 0.24079 | 0 | 0 |  |  | 0 | 0 | -0.24079 | 0 | 0.37517 | 0.5099 |  |  |  |  | 158 | 0.13472
48731 | CBE_GT1 | 1 | Houston | YES | -0.11166 | 76 | 0 | 76 | 0 | 1.029 | CC | -1 | 0.23695 | 76 | 76 |  |  | -8.4859 | 76 | -0.23695 | -18.0081 | 0.37869 | 0.51392 |  |  |  |  | 159 | 0.13472
48732 | CBE_GT2 | 1 | Houston | YES | -0.11166 | 76 | 0 | 76 | 0 | 1.029 | CC | -1 | 0.23695 | 76 | 76 |  |  | -8.4859 | 76 | -0.23695 | -18.0081 | 0.3822 | 0.51795 |  |  |  |  | 160 | 0.13472
48733 | CBE_ST12 | 1 | Houston | YES | -0.11166 | 105 | 0 | 105 | 0 | 1.029 | CC | -1 | 0.23695 | 105 | 105 |  |  | -11.7239 | 105 | -0.23695 | -24.8796 | 0.38705 | 0.5235 |  |  |  |  | 161 | 0.13472
48734 | CBE_GT3 | 1 | Houston | YES | -0.11166 | 76 | 0 | 76 | 0 | 1.029 | CC | -1 | 0.23695 | 76 | 76 |  |  | -8.4859 | 76 | -0.23695 | -18.0081 | 0.39056 | 0.52753 |  |  |  |  | 162 | 0.13523
48735 | CBE_GT4 | 1 | Houston | YES | -0.11166 | 76 | 0 | 76 | 0 | 1.029 | CC | -1 | 0.23695 | 76 | 76 |  |  | -8.4859 | 76 | -0.23695 | -18.0081 | 0.39408 | 0.53155 |  |  |  |  | 163 | 0.13575
48736 | CBE_ST34 | 1 | Houston | YES | -0.11166 | 105 | 0 | 105 | 0 | 1.029 | CC | -1 | 0.23695 | 105 | 105 |  |  | -11.7239 | 105 | -0.23695 | -24.8796 | 0.39893 | 0.53711 |  |  |  |  | 164 | 0.13645
5911 | STP_GN1___1 | 1 | Houston | YES | -0.11089 | 1333 | 1249 | 1333 | 0 | 1.0406 | Nuc | -1 | 0.23618 | 0 | 0 |  |  | 0 | 0 | -0.23618 | 0 | 0.39893 | 0.53711 |  |  |  |  | 165 | 0.13696
5912 | STP_GN2___2 | 2 | Houston | YES | -0.11089 | 1332 | 1249 | 1332 | 0 | 1.0406 | Nuc | -1 | 0.23618 | 0 | 0 |  |  | 0 | 0 | -0.23618 | 0 | 0.39893 | 0.53711 |  |  |  |  | 166 | 0.13748
8134 | FOR #1 | 1 | South | YES | -0.07645 | 54.1 | 45 | 79 | 0 | 1 | Cogen | -1 | 0.20174 | 0 | 0 |  |  |  |  | -0.20174 | 0 | 0.39893 | 0.53711 |  |  |  |  | 167 | 0.13818
8138 | FOR #2 | 2 | South | YES | -0.07645 | 63.1 | 45 | 81 | 0 | 1 | Cogen | -1 | 0.20174 | 0 | 0 |  |  |  |  | -0.20174 | 0 | 0.39893 | 0.53711 |  |  |  |  | 168 | 0.13818
8153 | FOR #3 | 3 | South | YES | -0.07645 | 63.1 | 45 | 79.9 | 0 | 1 | Cogen | -1 | 0.20174 | 0 | 0 |  |  |  |  | -0.20174 | 0 | 0.39893 | 0.53711 |  |  |  |  | 169 | 0.13818
8154 | FOR #4 | 4 | South | YES | -0.07645 | 63.1 | 60 | 80 | 0 | 1 | Cogen | -1 | 0.20174 | 0 | 0 |  |  |  |  | -0.20174 | 0 | 0.39893 | 0.53711 |  |  |  |  | 170 | 0.13818
8155 | FOR #5 | 5 | South | YES | -0.07645 | 63.1 | 60 | 78.4 | 0 | 1 | Cogen | -1 | 0.20174 | 0 | 0 |  |  |  |  | -0.20174 | 0 | 0.39893 | 0.53711 |  |  |  |  | 171 | 0.13818
8156 | FOR #6 | 6 | South | YES | -0.07645 | 24.9 | 5 | 25 | 0 | 1 | Cogen | -1 | 0.20174 | 0 | 0 |  |  |  |  | -0.20174 | 0 | 0.39893 | 0.53711 |  |  |  |  | 172 | 0.13818
8157 | FOR #7 | 7 | South | YES | -0.07645 | 28.8 | 5 | 46 | 0 | 1 | Cogen | -1 | 0.20174 | 0 | 0 |  |  |  |  | -0.20174 | 0 | 0.39893 | 0.53711 |  |  |  |  | 173 | 0.13818
80051 | FOR #8 | 8 | South | YES | -0.07645 | 28 | 28 | 28 |  | 1 | Cogen | -1 | 0.20174 | 0 | 0 |  |  |  |  | -0.20174 | 0 | 0.39893 | 0.53711 |  |  |  |  | 174 | 0.13818
80052 | FOR #9 | 9 | South | YES | -0.07645 | 29.7 | 5 | 43.6 | 0 | 1 | Cogen | -1 | 0.20174 | 0 | 0 |  |  |  |  | -0.20174 | 0 | 0.39893 | 0.53711 |  |  |  |  | 175 | 0.13818
80053 | FOR #10 | 10 | South | YES | -0.07645 | 68.4 | 45 | 75 | 0 | 1 | Cogen | -1 | 0.20174 | 0 | 0 |  |  |  |  | -0.20174 | 0 | 0.39893 | 0.53711 |  |  |  |  | 176 | 0.13818
80226 | ALCOA G | 1 | South | YES | -0.07548 | 32.3 | 5 | 48 | 0 | 1.015 | Cogen | -1 | 0.20077 | 0 | 0 |  |  |  |  | -0.20077 | 0 | 0.39893 | 0.53711 |  |  |  |  | 177 | 0.13818
8147 | UCAR #2 | 10 | South | YES | -0.072264 | 18.2 | 0 | 28 |  | 1 | Cogen | -1 | 0.19756 | 0 | 0 |  |  |  |  | -0.19756 | 0 | 0.39893 | 0.53711 |  |  |  |  | 178 | 0.13818
8148 | UCAR #1 | 2 | South | YES | -0.072264 | 6.1 | 0 | 7 | 0 | 1.009 | Cogen | -1 | 0.19756 | 0 | 0 |  |  |  |  | -0.19756 | 0 | 0.39893 | 0.53711 |  |  |  |  | 179 | 0.13818
80137 | CSDR89 | 9 | South | YES | -0.072264 | 15 | 0 | 15 | 0 | 1.003 | DCTie | -1 | 0.19756 | 0 | 0 |  |  |  |  | -0.19756 | 0 | 0.39893 | 0.53711 |  |  |  |  | 180 | 0.13818
80137 | CSDR89 | 8 | South | YES | -0.072264 | 33.9 | 0 | 39 | 0 | 1.003 | DCTie | -1 | 0.19756 | 0 | 0 |  |  |  |  | -0.19756 | 0 | 0.39893 | 0.53711 |  |  |  |  | 181 | 0.13818
80138 | CSDR7 | 7 | South | YES | -0.072264 | 6.1 | 0 | 7 | 0 | 1.014 | DCTie | -1 | 0.19756 | 0 | 0 |  |  |  |  | -0.19756 | 0 | 0.39893 | 0.53711 |  |  |  |  | 182 | 0.13818
80139 | CSDR56 | 6 | South | YES | -0.072264 | 0 | 0 | 39 |  | 1.0033 | DCTie | -1 | 0.19756 | 0 | 0 |  |  |  |  | -0.19756 | 0 | 0.39893 | 0.53711 |  |  |  |  | 183 | 0.13818
80139 | CSDR56 | 5 | South | YES | -0.072264 | 15 | 0 | 15 |  | 1.0033 | DCTie | -1 | 0.19756 | 0 | 0 |  |  |  |  | -0.19756 | 0 | 0.39893 | 0.53711 |  |  |  |  | 184 | 0.13818
80140 | CSDR11 | 11 | South | YES | -0.072264 | 33.9 | 0 | 39 | 0 | 1.03 | DCTie | -1 | 0.19756 | 0 | 0 |  |  |  |  | -0.19756 | 0 | 0.39893 | 0.53711 |  |  |  |  | 185 | 0.13818
80227 | AIRCO G | 1 | South | YES | -0.071762 | 7.2 | 0 | 8 | 0 | 1.0104 | Cogen | -1 | 0.19705 | 0 | 0 |  |  |  |  | -0.19705 | 0 | 0.39893 | 0.53711 |  |  |  |  | 186 | 0.13818
80224 | VISTRONG1 | 1 | South | YES | -0.070992 | 13.1 | 0 | 15 | 0 | 1.01 | Cogen | -1 | 0.19628 | 0 | 0 |  |  |  |  | -0.19628 | 0 | 0.39893 | 0.53711 |  |  |  |  | 187 | 0.13818
80225 | VISTRONG2 | 2 | South | YES | -0.070992 | 20.2 | 0 | 23 | 0 | 1.01 | Cogen | -1 | 0.19628 | 0 | 0 |  |  |  |  | -0.19628 | 0 | 0.39893 | 0.53711 |  |  |  |  | 188 | 0.13818
5503 | RAYBURNGEN3 | 1 | South | YES | -0.069354 | 17.6 | 6 | 22 | 0 | 1.0224 | GST | -1 | 0.19465 | 22 | 22 |  |  |  |  | -0.19465 | -4.2822 | 0.39995 | 0.53807 |  |  |  |  | 189 | 0.13818
5505 | RAYBURNGEN1 | 1 | South | YES | -0.069354 | 0 | 1 | 11 |  | 1.0223 | GGT | -1 | 0.19465 | 11 | 11 |  |  |  |  | -0.19465 | -2.1411 | 0.40045 | 0.53855 |  |  |  |  | 190 | 0.13818
5506 | RAYBURNGEN2 | 1 | South | YES | -0.069354 | 0 | 1 | 11 |  | 1.0223 | GGT | -1 | 0.19465 | 11 | 11 |  |  |  |  | -0.19465 | -2.1411 | 0.40096 | 0.53903 |  |  |  |  | 191 | 0.13818
8066 | DUP1V#1 | 1 | South | YES | -0.068815 | 52.3 | 0 | 73 | 0 | 1.01 | Cogen | -1 | 0.19411 | 0 | 0 |  |  |  |  | -0.19411 | 0 | 0.40096 | 0.53903 |  |  |  |  | 192 | 0.13812
5508 | RAYBURNCC9 | 1 | South | YES | -0.068732 | 47.7 | 18.2 | 47.7 | 0 | 1.0296 | CC | -1 | 0.19402 | 47.7 | 47.7 |  |  |  |  | -0.19402 | -9.255 | 0.40317 | 0.54109 |  |  |  |  | 193 | 0.13809
5509 | RAYBURNCC10 | 1 | South | YES | -0.068732 | 37.3 | 5.2 | 37.3 | 0 | 1.0296 | CC | -1 | 0.19402 | 37.3 | 37.3 |  |  |  |  | -0.19402 | -7.2371 | 0.40489 | 0.54271 |  |  |  |  | 194 | 0.13806
5511 | RAYBURNCC7 | 1 | South | YES | -0.068732 | 47.5 | 18.2 | 47.5 | 0 | 1.0296 | CC | -1 | 0.19402 | 47.5 | 47.5 |  |  |  |  | -0.19402 | -9.2162 | 0.40709 | 0.54477 |  |  |  |  | 195 | 0.13806
5512 | RAYBURNCC8 | 1 | South | YES | -0.068732 | 49.3 | 18.2 | 49.3 | 0 | 1.0296 | CC | -1 | 0.19402 | 49.3 | 49.3 |  |  |  |  | -0.19402 | -9.5654 | 0.40937 | 0.54691 |  |  |  |  | 196 | 0.13793
8173 | VICEC51A | 5 | South | YES | -0.067536 | 144 | 18 | 144 | 0 | 1.025 | CC | -1 | 0.19283 | 144 | 144 |  |  |  |  | -0.19283 | -27.7673 | 0.41602 | 0.55311 |  |  |  |  | 197 | 0.13782
8174 | VICEC61A | 6 | South | YES | -0.067536 | 188 | 42 | 188 | 0 | 1.025 | CC | -1 | 0.19283 | 188 | 188 |  |  |  |  | -0.19283 | -36.2517 | 0.42471 | 0.56121 |  |  |  |  | 198 | 0.13768
8926 | LGE_GT10A | 1 | South | YES | -0.067177 | 158 | 0 | 158 | 0 | 1.03 | Cogen | -1 | 0.19247 | 0 | 0 |  |  |  |  | -0.19247 | 0 | 0.42471 | 0.56121 |  |  |  |  | 199 | 0.13754
8927 | LGE_GT20A | 2 | South | YES | -0.067177 | 153 | 0 | 153 | 0 | 1.03 | Cogen | -1 | 0.19247 | 0 | 0 |  |  |  |  | -0.19247 | 0 | 0.42471 | 0.56121 |  |  |  |  | 200 | 0.13709
8928 | LGE_STG0A | 3 | South | YES | -0.067177 | 100 | 0 | 100 | 0 | 1.03 | Cogen | -1 | 0.19247 | 0 | 0 |  |  |  |  | -0.19247 | 0 | 0.42471 | 0.56121 |  |  |  |  | 201 | 0.1365
8930 | ICPGN10A | 1 | South | YES | -0.067177 | 149 | 0 | 149 | 0 | 1.03 | Cogen | -1 | 0.19247 | 0 | 0 |  |  |  |  | -0.19247 | 0 | 0.42471 | 0.56121 |  |  |  |  | 202 | 0.1365
8931 | ICPGN20A | 2 | South | YES | -0.067177 | 150 | 0 | 150 | 0 | 1.03 | Cogen | -1 | 0.19247 | 0 | 0 |  |  |  |  | -0.19247 | 0 | 0.42471 | 0.56121 |  |  |  |  | 203 | 0.1365
8932 | ICPGN30A | 3 | South | YES | -0.067177 | 127 | 0 | 127 | 0 | 1.03 | Cogen | -1 | 0.19247 | 0 | 0 |  |  |  |  | -0.19247 | 0 | 0.42471 | 0.56121 |  |  |  |  | 204 | 0.1365
80223 | REYSHR G | 1 | South | YES | -0.067177 | 12 | 0 | 12 | 0 | 1.032 | Cogen | -1 | 0.19247 | 0 | 0 |  |  |  |  | -0.19247 | 0 | 0.42471 | 0.56121 |  |  |  |  | 205 | 0.1365
8442 | NBEC7 | 7 | South | YES | -0.065867 | 0 | 81 | 367 |  | 1.0298 | GST | -1 | 0.19116 | 367 | 367 |  |  |  |  | -0.19116 | -70.1554 | 0.44167 | 0.57689 |  |  |  |  | 206 | 0.1365
8442 | NBEC7 | MB | South | YES | -0.065867 | 0 | 81 | 367 |  | 1.0298 | GST | -1 | 0.19116 | 0 | 0 |  |  |  |  | -0.19116 | 0 | 0.44167 | 0.57689 |  |  |  |  | 207 | 0.1365
8560 | CNOPGT1 | 1 | South | YES | -0.065853 | 148.3 | 0 | 148.3 | 0 | 1.03 | Cogen | -1 | 0.19115 | 0 | 0 |  |  |  |  | -0.19115 | 0 | 0.44167 | 0.57689 |  |  |  |  | 208 | 0.1365
8561 | CNOPGT2 | 2 | South | YES | -0.065853 | 148.6 | 0 | 148.6 | 0 | 1.03 | Cogen | -1 | 0.19115 | 0 | 0 |  |  |  |  | -0.19115 | 0 | 0.44167 | 0.57689 |  |  |  |  | 209 | 0.13522
8562 | CNOPST1 | 3 | South | YES | -0.065853 | 153 | 0 | 153 | 0 | 1.03 | Cogen | -1 | 0.19115 | 0 | 0 |  |  |  |  | -0.19115 | 0 | 0.44167 | 0.57689 |  |  |  |  | 210 | 0.13522
8456 | COSW#1 | 1 | South | YES | -0.065779 | 20 | 0 | 20 | 0 | 1.027 | Cogen | -1 | 0.19107 | 0 | 0 |  |  |  |  | -0.19107 | 0 | 0.44167 | 0.57689 |  |  |  |  | 211 | 0.13522
8457 | COSW#2 | 2 | South | YES | -0.065779 | 14 | 0 | 14 | 0 | 1.027 | Cogen | -1 | 0.19107 | 0 | 0 |  |  |  |  | -0.19107 | 0 | 0.44167 | 0.57689 |  |  |  |  | 212 | 0.13522
8459 | B_DAVIS0B | MB | South | YES | -0.065628 | 0 | 50 | 339 |  | 1.03 | GSC | -1 | 0.19092 | 0 | 0 |  |  |  |  | -0.19092 | 0 | 0.44167 | 0.57689 |  |  |  |  | 213 | 0.13522
8460 | B_DAVIS0A | MB | South | YES | -0.065628 | 0 | 50 | 340 |  | 1.03 | GSC | -1 | 0.19092 | 0 | 0 |  |  |  |  | -0.19092 | 0 | 0.44167 | 0.57689 |  |  |  |  | 214 | 0.13522
80263 | B_DAVIS31A | 3 | South | YES | -0.065628 | 0 | 0 | 180 |  | 1.0366 | CC | -1 | 0.19092 | 180 | 180 |  |  |  |  | -0.19092 | -34.3656 | 0.44999 | 0.58457 |  |  |  |  | 215 | 0.13522
80264 | B_DAVIS41A | 4 | South | YES | -0.065628 | 0 | 0 | 180 |  | 1.0366 | CC | -1 | 0.19092 | 180 | 180 |  |  |  |  | -0.19092 | -34.3656 | 0.45831 | 0.59225 |  |  |  |  | 216 | 0.13522
8506 | VAL #1 | 1 | South | YES | -0.065494 | 20.9 | 0 | 25 | 0 | 1.0055 | Cogen | -1 | 0.19079 | 0 | 0 |  |  |  |  | -0.19079 | 0 | 0.45831 | 0.59225 |  |  |  |  | 217 | 0.13522
8507 | VAL #2 | 2 | South | YES | -0.065494 | 20.9 | 0 | 25 | 0 | 1.0055 | Cogen | -1 | 0.19079 | 0 | 0 |  |  |  |  | -0.19079 | 0 | 0.45831 | 0.59225 |  |  |  |  | 218 | 0.13458
8511 | OXY_CC0A | 1 | South | YES | -0.065396 | 30.3 | 0 | 38 | 0 | 1.027 | Cogen | -1 | 0.19069 | 0 | 0 |  |  |  |  | -0.19069 | 0 | 0.45831 | 0.59225 |  |  |  |  | 219 | 0.13394
8461 | KOCH_UP0A | 1 | South | YES | -0.065343 | 38 | 0 | 38 | 0 | 1.012 | Cogen | -1 | 0.19064 | 0 | 0 |  |  |  |  | -0.19064 | 0 | 0.45831 | 0.59225 |  |  |  |  | 220 | 0.13394
8517 | CELANEBI0A | 1 | South | YES | -0.064814 | 29 | 0 | 29 | 0 | 1.02 | Cogen | -1 | 0.19011 | 0 | 0 |  |  |  |  | -0.19011 | 0 | 0.45831 | 0.59225 |  |  |  |  | 221 | 0.13394
80080 | GWINDT11A | 3 | South | YES | -0.064731 | 0 | 0 | 38 | 0 | 1.025 | Wind | -1 | 0.19002 | 0 | 38 |  |  |  |  | -0.19002 | 0 | 0.45831 | 0.59225 |  |  |  |  | 222 | 0.13394
80080 | GWINDT11A | 4 | South | YES | -0.064731 | 3.8 | 0 | 19 | 0 | 1.025 | Wind | -1 | 0.19002 | 0 | 19 |  |  |  |  | -0.19002 | 0 | 0.45831 | 0.59225 |  |  |  |  | 223 | 0.13394
80080 | GWINDT11A | 2 | South | YES | -0.064731 | 0 | 0 | 41 | 0 | 1.025 | Wind | -1 | 0.19002 | 0 | 41 |  |  |  |  | -0.19002 | 0 | 0.45831 | 0.59225 |  |  |  |  | 224 | 0.13394
80080 | GWINDT11A | 1 | South | YES | -0.064731 | 28.2 | 0 | 94 | 0 | 1.025 | Wind | -1 | 0.19002 | 0 | 94 |  |  |  |  | -0.19002 | 0 | 0.45831 | 0.59225 |  |  |  |  | 225 | 0.13394
80081 | GWINDT21A | 4 | South | YES | -0.064731 | 4.4 | 0 | 22 | 0 | 1.025 | Wind | -1 | 0.19002 | 0 | 22 |  |  |  |  | -0.19002 | 0 | 0.45831 | 0.59225 |  |  |  |  | 226 | 0.13394
80081 | GWINDT21A | 1 | South | YES | -0.064731 | 28.2 | 0 | 94 | 0 | 1.025 | Wind | -1 | 0.19002 | 0 | 94 |  |  |  |  | -0.19002 | 0 | 0.45831 | 0.59225 |  |  |  |  | 227 | 0.13394
80081 | GWINDT21A | 3 | South | YES | -0.064731 | 8.6 | 0 | 43 | 0 | 1.025 | Wind | -1 | 0.19002 | 0 | 43 |  |  |  |  | -0.19002 | 0 | 0.45831 | 0.59225 |  |  |  |  | 228 | 0.13394
80081 | GWINDT21A | 2 | South | YES | -0.064731 | 7.2 | 0 | 36 | 0 | 1.025 | Wind | -1 | 0.19002 | 0 | 36 |  |  |  |  | -0.19002 | 0 | 0.45831 | 0.59225 |  |  |  |  | 229 | 0.13394
80180 | PNSCALT11A | 2 | South | YES | -0.064731 | 10 | 0 | 50 | 0 | 1.025 | Wind | -1 | 0.19002 | 0 | 50 |  |  |  |  | -0.19002 | 0 | 0.45831 | 0.59225 |  |  |  |  | 230 | 0.13394
80180 | PNSCALT11A | 1 | South | YES | -0.064731 | 43.8 | 0 | 148 | 0 | 1.025 | Wind | -1 | 0.19002 | 0 | 148 |  |  |  |  | -0.19002 | 0 | 0.45831 | 0.59225 |  |  |  |  | 231 | 0.13394
80181 | PNSCALT21A | 2 | South | YES | -0.064731 | 10 | 0 | 50 | 0 | 1.025 | Wind | -1 | 0.19002 | 0 | 50 |  |  |  |  | -0.19002 | 0 | 0.45831 | 0.59225 |  |  |  |  | 232 | 0.13394
80181 | PNSCALT21A | 1 | South | YES | -0.064731 | 16.5 | 0 | 55 | 0 | 1.025 | Wind | -1 | 0.19002 | 0 | 55 |  |  |  |  | -0.19002 | 0 | 0.45831 | 0.59225 |  |  |  |  | 233 | 0.13394
5932 | SI_RAY9 | 9 | South | YES | -0.064554 | 32 | 32 | 38 | 0 | 1.035 | CC | -1 | 0.18985 | 38 | 38 |  |  |  |  | -0.18985 | -7.2142 | 0.46006 | 0.59386 |  |  |  |  | 234 | 0.13394
5933 | SI_RAY6 | 6 | South | YES | -0.064554 | 15.4 | 10 | 19.3 | 0 | 1.035 | GST | -1 | 0.18985 | 19.3 | 19.3 |  |  |  |  | -0.18985 | -3.664 | 0.46096 | 0.59468 |  |  |  |  | 235 | 0.13394
5935 | SI_RAY10 | 10 | South | YES | -0.064554 | 47 | 10 | 47 | 0 | 1.03 | CC | -1 | 0.18985 | 47 | 47 |  |  |  |  | -0.18985 | -8.9228 | 0.46313 | 0.59667 |  |  |  |  | 236 | 0.13394
80003 | MILHWYS | F | South | YES | -0.064553 | 0 | 0 | 0 | 0 | 1.0168 | AVR | -1 | 0.18985 | 0 | 0 |  |  |  |  | -0.18985 | 0 | 0.46313 | 0.59667 |  |  |  |  | 237 | 0.1338
8936 | MVGN#1 | 1 | South | YES | -0.064263 | 216.6 | 0 | 216.6 | 0 | 1.0304 | CC | -1 | 0.18956 | 216.6 | 216.6 |  |  |  |  | -0.18956 | -41.0577 | 0.47314 | 0.60585 |  |  |  |  | 238 | 0.13372
8937 | MVGN#2 | 2 | South | YES | -0.064263 | 216.7 | 0 | 216.7 | 0 | 1.0304 | CC | -1 | 0.18956 | 216.7 | 216.7 |  |  |  |  | -0.18956 | -41.0766 | 0.48315 | 0.61503 |  |  |  |  | 239 | 0.13355
8938 | MVGN#3 | 3 | South | YES | -0.064263 | 250.9 | 0 | 250.9 | 0 | 1.0304 | CC | -1 | 0.18956 | 250.9 | 250.9 |  |  |  |  | -0.18956 | -47.5594 | 0.49475 | 0.62565 |  |  |  |  | 240 | 0.13355
8981 | HECN1 | 1 | South | YES | -0.064262 | 144.8 | 0 | 144.8 | 0 | 1.0304 | CC | -1 | 0.18955 | 144.8 | 144.8 |  |  |  |  | -0.18955 | -27.4475 | 0.50144 | 0.63179 |  |  |  |  | 241 | 0.13271
8982 | HECN2 | 2 | South | YES | -0.064262 | 144.1 | 0 | 144.1 | 0 | 1.0304 | CC | -1 | 0.18955 | 144.1 | 144.1 |  |  |  |  | -0.18955 | -27.3148 | 0.5081 | 0.63789 |  |  |  |  | 242 | 0.13187
8983 | HECN3 | 3 | South | YES | -0.064262 | 171.9 | 0 | 171.9 | 0 | 1.0304 | CC | -1 | 0.18955 | 171.9 | 171.9 |  |  |  |  | -0.18955 | -32.5844 | 0.51605 | 0.64517 |  |  |  |  | 243 | 0.13091
8933 | FGNTS001 | 1 | South | YES | -0.063599 | 146.5 | 0 | 146.5 | 0 | 1.03 | CC | -1 | 0.18889 | 146.5 | 146.5 |  |  |  |  | -0.18889 | -27.6726 | 0.52282 | 0.65136 |  |  |  |  | 244 | 0.13035
8934 | FGNTS101 | 2 | South | YES | -0.063599 | 147.9 | 0 | 147.9 | 0 | 1.03 | CC | -1 | 0.18889 | 147.9 | 147.9 |  |  |  |  | -0.18889 | -27.937 | 0.52965 | 0.6576 |  |  |  |  | 245 | 0.12979
8935 | FGNTS201 | 3 | South | YES | -0.063599 | 173 | 0 | 173 | 0 | 1.03 | CC | -1 | 0.18889 | 173 | 173 |  |  |  |  | -0.18889 | -32.6782 | 0.53765 | 0.6649 |  |  |  |  | 246 | 0.12913
8161 | COLETO0A | 1 | South | YES | -0.061412 | 633 | 200 | 633 | 0 | 1.03 | LIGCO | -1 | 0.1867 | 0 | 633 |  |  |  |  | -0.1867 | 0 | 0.53765 | 0.6649 |  |  |  |  | 247 | 0.12854
88508 | FALFURRI | F | South | YES | -0.060354 | 0 | 0 | 0 | 0 | 1 | AVR | -1 | 0.18565 | 0 | 0 |  |  |  |  | -0.18565 | 0 | 0.53765 | 0.6649 |  |  |  |  | 248 | 0.12795
5728 | FALCONHYDRO2 | 2 | South | YES | -0.059657 | 12 | 0 | 12 | 0 | 1.0234 | Hydro | -1 | 0.18495 | 0 | 0 |  |  |  |  | -0.18495 | 0 | 0.53765 | 0.6649 |  |  |  |  | 249 | 0.12725
5729 | FALCONHYDRO3 | 3 | South | YES | -0.059657 | 11 | 0 | 11 | 0 | 1.0234 | Hydro | -1 | 0.18495 | 0 | 0 |  |  |  |  | -0.18495 | 0 | 0.53765 | 0.6649 |  |  |  |  | 250 | 0.12725
8048 | FALCONHYDRO1 | 1 | South | YES | -0.059657 | 12 | 0 | 12 | 0 | 1.0234 | Hydro | -1 | 0.18495 | 0 | 0 |  |  |  |  | -0.18495 | 0 | 0.53765 | 0.6649 |  |  |  |  | 251 | 0.12725
88198 | BEEVILLE | F | South | YES | -0.05828 | 0 | 0 | 0 | 0 | 1.02 | AVR | -1 | 0.18357 | 0 | 0 |  |  |  |  | -0.18357 | 0 | 0.53765 | 0.6649 |  |  |  |  | 252 | 0.12725
88299 | ZAPATA | F | South | YES | -0.055885 | 0 | 0 | 0 | 0 | 1.02 | BLT | -1 | 0.18118 | 0 | 0 |  |  |  |  | -0.18118 | 0 | 0.53765 | 0.6649 |  |  |  |  | 253 | 0.12725
80012 | LAR | F | South | YES | -0.050325 | 0 | 0 | 0 | 0 | 1.04 | DCTie | -1 | 0.17562 | 0 | 0 |  |  |  |  | -0.17562 | 0 | 0.53765 | 0.6649 |  |  |  |  | 254 | 0.12725
80265 | LARECU40A | 4 | South | YES | -0.050321 | 80 | 0 | 100 |  | 1.039 | GGT | -1 | 0.17561 | 100 | 100 |  |  |  |  | -0.17561 | -17.5613 | 0.54227 | 0.66883 |  |  |  |  | 255 | 0.12725
80266 | LARECU50A | 5 | South | YES | -0.050321 | 80 | 0 | 100 |  | 1.039 | GGT | -1 | 0.17561 | 100 | 100 |  |  |  |  | -0.17561 | -17.5613 | 0.54689 | 0.67275 |  |  |  |  | 256 | 0.12725
5903 | SANMIGUELGEN | 1 | South | YES | -0.049333 | 396.3 | 180 | 396.3 | 0 | 1.0336 | LIGCO | -1 | 0.17463 | 0 | 396.3 |  |  |  |  | -0.17463 | 0 | 0.54689 | 0.67275 |  |  |  |  | 257 | 0.12725
8189 | CUECPL2A | 1 | South | YES | -0.046595 | 12 | 0 | 12 | 0 | 1.02 | Cogen | -1 | 0.17189 | 0 | 0 |  |  |  |  | -0.17189 | 0 | 0.54689 | 0.67275 |  |  |  |  | 258 | 0.12656
5401 | CALAVER_JKS1 | 1 | South | YES | -0.044033 | 562 | 100 | 562 | 0 | 1.026 | LIGCO | -1 | 0.16933 | 0 | 562 |  |  |  |  | -0.16933 | 0 | 0.54689 | 0.67275 |  |  |  |  | 259 | 0.12586
5476 | BRA_AVR1_CT1 | 1 | South | YES | -0.043017 | 155 | 90 | 155 | 0 | 1.025 | CC | -1 | 0.16831 | 155 | 155 |  |  |  |  | -0.16831 | -26.0879 | 0.55405 | 0.67858 |  |  |  |  | 260 | 0.12586
5477 | BRA_AVR1_ST | 1 | South | YES | -0.043017 | 174 | 138 | 174 | 0 | 1.025 | CC | -1 | 0.16831 | 174 | 174 |  |  |  |  | -0.16831 | -29.2858 | 0.5621 | 0.68512 |  |  |  |  | 261 | 0.12586
5478 | BRA_AVR1_CT2 | 1 | South | YES | -0.043017 | 155 | 90 | 155 | 0 | 1.025 | CC | -1 | 0.16831 | 155 | 155 |  |  |  |  | -0.16831 | -26.0879 | 0.56926 | 0.69095 |  |  |  |  | 262 | 0.12586
5890 | PEARSALLGEN1 | 1 | South | YES | -0.0421 | 19.2 | 6 | 24 | 0 | 1.0226 | GST | -1 | 0.16739 | 24 | 24 |  |  |  |  | -0.16739 | -4.0174 | 0.57037 | 0.69185 |  |  |  |  | 263 | 0.12453
5891 | PEARSALLGEN2 | 1 | South | YES | -0.0421 | 19.4 | 6 | 24.3 | 0 | 1.0226 | GST | -1 | 0.16739 | 24.3 | 24.3 |  |  |  |  | -0.16739 | -4.0676 | 0.57149 | 0.69276 |  |  |  |  | 264 | 0.12303
5892 | PEARSALLGEN3 | 1 | South | YES | -0.0421 | 19.1 | 6 | 23.9 | 0 | 1.0226 | GST | -1 | 0.16739 | 23.9 | 23.9 |  |  |  |  | -0.16739 | -4.0007 | 0.5726 | 0.69365 |  |  |  |  | 265 | 0.12169
5026 | BRAUNIG_VHB1 | 1 | South | YES | -0.041666 | 215 | 40 | 215 | 0 | 1.0192 | GST | -1 | 0.16696 | 215 | 215 |  |  |  |  | -0.16696 | -35.896 | 0.58253 | 0.70168 |  |  |  |  | 266 | 0.12148
5027 | BRAUNIG_VHB2 | 2 | South | YES | -0.041666 | 216 | 40 | 216 | 0 | 1.0192 | GST | -1 | 0.16696 | 216 | 216 |  |  |  |  | -0.16696 | -36.063 | 0.59252 | 0.70973 |  |  |  |  | 267 | 0.12127
5264 | LEON_LCP3G3 | 3 | South | YES | -0.041578 | 0 | 20 | 58 |  | 1.0197 | GST | -1 | 0.16687 | 58 | 58 |  |  |  |  | -0.16687 | -9.6785 | 0.5952 | 0.7119 |  |  |  |  | 268 | 0.12106
5265 | LEON_LCP4G4 | 4 | South | YES | -0.041578 | 89 | 25 | 89 | 0 | 1.0197 | GST | -1 | 0.16687 | 89 | 89 |  |  |  |  | -0.16687 | -14.8514 | 0.59931 | 0.71522 |  |  |  |  | 269 | 0.11914
5266 | LEON_LCPCT1 | 1 | South | YES | -0.041578 | 44 | 24 | 44 | 0 | 1.0197 | GGT | -1 | 0.16687 | 44 | 44 |  |  |  |  | -0.16687 | -7.3423 | 0.60134 | 0.71686 |  |  |  |  | 270 | 0.11722
5267 | LEON_LCPCT2 | 2 | South | YES | -0.041578 | 44 | 24 | 44 | 0 | 1.0197 | GGT | -1 | 0.16687 | 44 | 44 |  |  |  |  | -0.16687 | -7.3423 | 0.60338 | 0.7185 |  |  |  |  | 271 | 0.1167
5268 | LEON_LCPCT3 | 3 | South | YES | -0.041578 | 43 | 24 | 43 | 0 | 1.0197 | GGT | -1 | 0.16687 | 43 | 43 |  |  |  |  | -0.16687 | -7.1754 | 0.60536 | 0.7201 |  |  |  |  | 272 | 0.11591
5269 | LEON_LCPCT4 | 4 | South | YES | -0.041578 | 45 | 24 | 45 | 0 | 1.0197 | GGT | -1 | 0.16687 | 45 | 45 |  |  |  |  | -0.16687 | -7.5092 | 0.60744 | 0.72178 |  |  |  |  | 273 | 0.11551
5436 | TUTTL_WBT1G1 | 1 | South | YES | -0.041536 | 48.8 | 20 | 61 | 0 | 1.012 | GST | -1 | 0.16683 | 61 | 61 |  |  |  |  | -0.16683 | -10.1765 | 0.61026 | 0.72405 |  |  |  |  | 274 | 0.11512
5438 | TUTTL_WBT3G3 | 3 | South | YES | -0.041536 | 95 | 25 | 95 | 0 | 1.012 | GST | -1 | 0.16683 | 95 | 95 |  |  |  |  | -0.16683 | -15.8487 | 0.61465 | 0.72759 |  |  |  |  | 275 | 0.11474
5439 | TUTTL_WBT4G4 | 4 | South | YES | -0.041536 | 151 | 40 | 151 | 0 | 1.012 | GST | -1 | 0.16683 | 151 | 151 |  |  |  |  | -0.16683 | -25.1911 | 0.62163 | 0.73322 |  |  |  |  | 276 | 0.11433
5111 | CALAVER_JTD1 | 1 | South | YES | -0.041516 | 430 | 80 | 430 | 0 | 1.0138 | LIGCO | -1 | 0.16681 | 0 | 430 |  |  |  |  | -0.16681 | 0 | 0.62163 | 0.73322 |  |  |  |  | 277 | 0.11379
5112 | CALAVER_JTD2 | 2 | South | YES | -0.041516 | 430 | 80 | 430 | 0 | 1.0138 | LIGCO | -1 | 0.16681 | 0 | 430 |  |  |  |  | -0.16681 | 0 | 0.62163 | 0.73322 |  |  |  |  | 278 | 0.11294
5396 | CALAVER_OWS1 | 1 | South | YES | -0.041515 | 418 | 80 | 418 | 0 | 1.0192 | GST | -1 | 0.16681 | 418 | 418 |  |  |  |  | -0.16681 | -69.7254 | 0.64095 | 0.7488 |  |  |  |  | 279 | 0.11159
5397 | CALAVER_OWS2 | 2 | South | YES | -0.041515 | 400 | 80 | 400 | 0 | 1.0192 | GST | -1 | 0.16681 | 400 | 400 |  |  |  |  | -0.16681 | -66.7229 | 0.65944 | 0.76371 |  |  |  |  | 280 | 0.11159
5028 | BRAUNIG_VHB3 | 3 | South | YES | -0.041497 | 407 | 60 | 407 | 0 | 1.0138 | GST | -1 | 0.16679 | 407 | 407 |  |  |  |  | -0.16679 | -67.8832 | 0.67825 | 0.77888 |  |  |  |  | 281 | 0.11159
7800 | L_GUADGE1_1Y | 1 | South | YES | -0.040464 | 147 | 30 | 147 | 0 | 1.02 | CC | -1 | 0.16576 | 147 | 147 |  |  |  |  | -0.16576 | -24.3662 | 0.68504 | 0.78433 |  |  |  |  | 282 | 0.10785
7801 | L_GUADGE1_2Y | 2 | South | YES | -0.040464 | 138 | 30 | 138 | 0 | 1.02 | CC | -1 | 0.16576 | 138 | 138 |  |  |  |  | -0.16576 | -22.8744 | 0.69142 | 0.78944 |  |  |  |  | 283 | 0.10428
7802 | L_GUADGE1_3Y | 3 | South | YES | -0.040464 | 146 | 30 | 146 | 0 | 1.02 | CC | -1 | 0.16576 | 146 | 146 |  |  |  |  | -0.16576 | -24.2004 | 0.69817 | 0.79485 |  |  |  |  | 284 | 0.10064
7803 | L_GUADGE1_4Y | 4 | South | YES | -0.040464 | 149 | 30 | 149 | 0 | 1.02 | CC | -1 | 0.16576 | 149 | 149 |  |  |  |  | -0.16576 | -24.6977 | 0.70505 | 0.80037 |  |  |  |  | 285 | 0.099287
7804 | L_GUADGE1_5Y | 5 | South | YES | -0.040464 | 182 | 30 | 182 | 0 | 1.02 | CC | -1 | 0.16576 | 182 | 182 |  |  |  |  | -0.16576 | -30.1676 | 0.71346 | 0.80711 |  |  |  |  | 286 | 0.09802
7805 | L_GUADGE1_6Y | 6 | South | YES | -0.040464 | 203 | 30 | 203 | 0 | 1.02 | CC | -1 | 0.16576 | 203 | 203 |  |  |  |  | -0.16576 | -33.6485 | 0.72285 | 0.81463 |  |  |  |  | 287 | 0.09668
58909 | PEARSALLSCG1 | 3 | South | YES | -0.040132 | 0 | 0 | 8.4 |  | 1.027 | Diesel | -1 | 0.16542 | 8.4 | 8.4 |  |  |  |  | -0.16542 | -1.3896 | 0.72323 | 0.81494 |  |  |  |  | 288 | 0.095313
58909 | PEARSALLSCG1 | 4 | South | YES | -0.040132 | 0 | 0 | 8.4 |  | 1.027 | Diesel | -1 | 0.16542 | 8.4 | 8.4 |  |  |  |  | -0.16542 | -1.3896 | 0.72362 | 0.81525 |  |  |  |  | 289 | 0.093643
58909 | PEARSALLSCG1 | 6 | South | YES | -0.040132 | 0 | 0 | 8.4 |  | 1.027 | Diesel | -1 | 0.16542 | 8.4 | 8.4 |  |  |  |  | -0.16542 | -1.3896 | 0.72401 | 0.81556 |  |  |  |  | 290 | 0.09178
58909 | PEARSALLSCG1 | 5 | South | YES | -0.040132 | 0 | 0 | 8.4 |  | 1.027 | Diesel | -1 | 0.16542 | 8.4 | 8.4 |  |  |  |  | -0.16542 | -1.3896 | 0.7244 | 0.81587 |  |  |  |  | 291 | 0.091702
58909 | PEARSALLSCG1 | 1 | South | YES | -0.040132 | 0 | 0 | 8.4 |  | 1.027 | Diesel | -1 | 0.16542 | 8.4 | 8.4 |  |  |  |  | -0.16542 | -1.3896 | 0.72479 | 0.81618 |  |  |  |  | 292 | 0.091625
58909 | PEARSALLSCG1 | 2 | South | YES | -0.040132 | 0 | 0 | 8.4 |  | 1.027 | Diesel | -1 | 0.16542 | 8.4 | 8.4 |  |  |  |  | -0.16542 | -1.3896 | 0.72517 | 0.81649 |  |  |  |  | 293 | 0.091547
58919 | PEARSALLSCG2 | 5 | South | YES | -0.040132 | 0 | 0 | 8.4 |  | 1.027 | Diesel | -1 | 0.16542 | 8.4 | 8.4 |  |  |  |  | -0.16542 | -1.3896 | 0.72556 | 0.8168 |  |  |  |  | 294 | 0.091469
58919 | PEARSALLSCG2 | 6 | South | YES | -0.040132 | 0 | 0 | 8.4 |  | 1.027 | Diesel | -1 | 0.16542 | 8.4 | 8.4 |  |  |  |  | -0.16542 | -1.3896 | 0.72595 | 0.81711 |  |  |  |  | 295 | 0.091391
58919 | PEARSALLSCG2 | 1 | South | YES | -0.040132 | 0 | 0 | 8.4 |  | 1.027 | Diesel | -1 | 0.16542 | 8.4 | 8.4 |  |  |  |  | -0.16542 | -1.3896 | 0.72634 | 0.81742 |  |  |  |  | 296 | 0.091314
58919 | PEARSALLSCG2 | 2 | South | YES | -0.040132 | 0 | 0 | 8.4 |  | 1.027 | Diesel | -1 | 0.16542 | 8.4 | 8.4 |  |  |  |  | -0.16542 | -1.3896 | 0.72673 | 0.81773 |  |  |  |  | 297 | 0.091236
58919 | PEARSALLSCG2 | 4 | South | YES | -0.040132 | 0 | 0 | 8.4 |  | 1.027 | Diesel | -1 | 0.16542 | 8.4 | 8.4 |  |  |  |  | -0.16542 | -1.3896 | 0.72712 | 0.81804 |  |  |  |  | 298 | 0.091158
58919 | PEARSALLSCG2 | 3 | South | YES | -0.040132 | 0 | 0 | 8.4 |  | 1.027 | Diesel | -1 | 0.16542 | 8.4 | 8.4 |  |  |  |  | -0.16542 | -1.3896 | 0.7275 | 0.81835 |  |  |  |  | 299 | 0.091081
58929 | PEARSALLSCG3 | 4 | South | YES | -0.040132 | 0 | 0 | 8.4 |  | 1.027 | Diesel | -1 | 0.16542 | 8.4 | 8.4 |  |  |  |  | -0.16542 | -1.3896 | 0.72789 | 0.81866 |  |  |  |  | 300 | 0.091003
58929 | PEARSALLSCG3 | 6 | South | YES | -0.040132 | 0 | 0 | 8.4 |  | 1.027 | Diesel | -1 | 0.16542 | 8.4 | 8.4 |  |  |  |  | -0.16542 | -1.3896 | 0.72828 | 0.81897 |  |  |  |  | 301 | 0.090925
58929 | PEARSALLSCG3 | 2 | South | YES | -0.040132 | 0 | 0 | 8.4 |  | 1.027 | Diesel | -1 | 0.16542 | 8.4 | 8.4 |  |  |  |  | -0.16542 | -1.3896 | 0.72867 | 0.81928 |  |  |  |  | 302 | 0.090848
58929 | PEARSALLSCG3 | 5 | South | YES | -0.040132 | 0 | 0 | 8.4 |  | 1.027 | Diesel | -1 | 0.16542 | 8.4 | 8.4 |  |  |  |  | -0.16542 | -1.3896 | 0.72906 | 0.81959 |  |  |  |  | 303 | 0.09077
58929 | PEARSALLSCG3 | 1 | South | YES | -0.040132 | 0 | 0 | 8.4 |  | 1.027 | Diesel | -1 | 0.16542 | 8.4 | 8.4 |  |  |  |  | -0.16542 | -1.3896 | 0.72945 | 0.8199 |  |  |  |  | 304 | 0.090692
58929 | PEARSALLSCG3 | 3 | South | YES | -0.040132 | 0 | 0 | 8.4 |  | 1.027 | Diesel | -1 | 0.16542 | 8.4 | 8.4 |  |  |  |  | -0.16542 | -1.3896 | 0.72983 | 0.82021 |  |  |  |  | 305 | 0.090614
58949 | PEARSALLSCG4 | 3 | South | YES | -0.040132 | 0 | 0 | 8.4 |  | 1.027 | Diesel | -1 | 0.16542 | 8.4 | 8.4 |  |  |  |  | -0.16542 | -1.3896 | 0.73022 | 0.82053 |  |  |  |  | 306 | 0.090537
58949 | PEARSALLSCG4 | 2 | South | YES | -0.040132 | 0 | 0 | 8.4 |  | 1.027 | Diesel | -1 | 0.16542 | 8.4 | 8.4 |  |  |  |  | -0.16542 | -1.3896 | 0.73061 | 0.82084 |  |  |  |  | 307 | 0.090459
58949 | PEARSALLSCG4 | 1 | South | YES | -0.040132 | 0 | 0 | 8.4 |  | 1.027 | Diesel | -1 | 0.16542 | 8.4 | 8.4 |  |  |  |  | -0.16542 | -1.3896 | 0.731 | 0.82115 |  |  |  |  | 308 | 0.090381
58949 | PEARSALLSCG4 | 4 | South | YES | -0.040132 | 0 | 0 | 8.4 |  | 1.027 | Diesel | -1 | 0.16542 | 8.4 | 8.4 |  |  |  |  | -0.16542 | -1.3896 | 0.73139 | 0.82146 |  |  |  |  | 309 | 0.090304
58949 | PEARSALLSCG4 | 6 | South | YES | -0.040132 | 0 | 0 | 8.4 |  | 1.027 | Diesel | -1 | 0.16542 | 8.4 | 8.4 |  |  |  |  | -0.16542 | -1.3896 | 0.73177 | 0.82177 |  |  |  |  | 310 | 0.090226
58949 | PEARSALLSCG4 | 5 | South | YES | -0.040132 | 0 | 0 | 8.4 |  | 1.027 | Diesel | -1 | 0.16542 | 8.4 | 8.4 |  |  |  |  | -0.16542 | -1.3896 | 0.73216 | 0.82208 |  |  |  |  | 311 | 0.090148
7624 | L_LAKEWO9_1Y | 1 | South | YES | -0.0386 | 0 | 0 | 2.4 |  | 1 | Hydro | -1 | 0.16389 | 0 | 0 |  |  |  |  | -0.16389 | 0 | 0.73216 | 0.82208 |  |  |  |  | 312 | 0.09007
7624 | L_LAKEWO9_1Y | 2 | South | YES | -0.0386 | 0 | 0 | 2.4 |  | 1 | Hydro | -1 | 0.16389 | 0 | 0 |  |  |  |  | -0.16389 | 0 | 0.73216 | 0.82208 |  |  |  |  | 313 | 0.089993
7609 | L_SCHUMA8_1Y | 1 | South | YES | -0.036955 | 0 | 0 | 4 |  | 1 | Hydro | -1 | 0.16225 | 0 | 0 |  |  |  |  | -0.16225 | 0 | 0.73216 | 0.82208 |  |  |  |  | 314 | 0.089915
7810 | L_RIONOG1G1Y | 1 | South | YES | -0.036268 | 148 | 0 | 148 | 0 | 1.02 | CC | -1 | 0.16156 | 148 | 148 |  |  |  |  | -0.16156 | -23.9109 | 0.739 | 0.82742 |  |  |  |  | 315 | 0.089915
7811 | L_RIONOG1G2Y | 2 | South | YES | -0.036268 | 148 | 0 | 148 | 0 | 1.02 | CC | -1 | 0.16156 | 148 | 148 |  |  |  |  | -0.16156 | -23.9109 | 0.74584 | 0.83276 |  |  |  |  | 316 | 0.089915
7812 | L_RIONOG1G3Y | 3 | South | YES | -0.036268 | 154 | 0 | 154 | 0 | 1.02 | CC | -1 | 0.16156 | 154 | 154 |  |  |  |  | -0.16156 | -24.8803 | 0.75296 | 0.83832 |  |  |  |  | 317 | 0.089915
7813 | L_RIONOG1S1Y | 4 | South | YES | -0.036268 | 293 | 0 | 293 | 0 | 1.02 | CC | -1 | 0.16156 | 293 | 293 |  |  |  |  | -0.16156 | -47.3371 | 0.7665 | 0.8489 |  |  |  |  | 318 | 0.088418
7605 | L_MCQUEE9_1Y | 1 | South | YES | -0.035842 | 0 | 0 | 2.4 |  | 1.025 | Hydro | -1 | 0.16113 | 0 | 0 |  |  |  |  | -0.16113 | 0 | 0.7665 | 0.8489 |  |  |  |  | 319 | 0.086921
7605 | L_MCQUEE9_1Y | 2 | South | YES | -0.035842 | 0 | 0 | 2.4 |  | 1.025 | Hydro | -1 | 0.16113 | 0 | 0 |  |  |  |  | -0.16113 | 0 | 0.7665 | 0.8489 |  |  |  |  | 320 | 0.085364
7605 | L_MCQUEE9_1Y | 3 | South | YES | -0.035842 | 0 | 0 | 2.8 |  | 1.025 | Hydro | -1 | 0.16113 | 0 | 0 |  |  |  |  | -0.16113 | 0 | 0.7665 | 0.8489 |  |  |  |  | 321 | 0.0824
7012 | L_FPPYD21_3Y | 3 | South | YES | -0.033174 | 427.5 | 200 | 436 | 0 | 1.02 | LIGCO | -1 | 0.15847 | 0 | 436 |  |  |  |  | -0.15847 | 0 | 0.7665 | 0.8489 |  |  |  |  | 322 | 0.0824
7010 | L_FPPYD11_1Y | 1 | South | YES | -0.03304 | 547.4 | 200 | 606 | 0 | 1.02 | LIGCO | -1 | 0.15833 | 0 | 606 |  |  |  |  | -0.15833 | 0 | 0.7665 | 0.8489 |  |  |  |  | 323 | 0.0824
7011 | L_FPPYD11_2Y | 2 | South | YES | -0.03304 | 552.2 | 200 | 598 | 0 | 1.02 | LIGCO | -1 | 0.15833 | 0 | 598 |  |  |  |  | -0.15833 | 0 | 0.7665 | 0.8489 |  |  |  |  | 324 | 0.0824
7014 | L_HAYSEN1_1Y | 1 | South | YES | -0.0318 | 223.9 | 74 | 223.9 | 0 | 1.008 | CC | -1 | 0.15709 | 223.9 | 223.9 |  |  |  |  | -0.15709 | -35.1729 | 0.77685 | 0.85676 |  |  |  |  | 325 | 0.0824
7015 | L_HAYSEN1_2Y | 2 | South | YES | -0.0318 | 225 | 74 | 225 | 0 | 1.008 | CC | -1 | 0.15709 | 225 | 225 |  |  |  |  | -0.15709 | -35.3457 | 0.78725 | 0.86466 |  |  |  |  | 326 | 0.0824
7016 | L_HAYSEN1_3Y | 3 | South | YES | -0.0318 | 224.6 | 74 | 224.6 | 0 | 1.008 | CC | -1 | 0.15709 | 224.6 | 224.6 |  |  |  |  | -0.15709 | -35.2829 | 0.79763 | 0.87254 |  |  |  |  | 327 | 0.0824
7017 | L_HAYSEN1_4Y | 4 | South | YES | -0.0318 | 226.7 | 74 | 226.7 | 0 | 1.008 | CC | -1 | 0.15709 | 226.7 | 226.7 |  |  |  |  | -0.15709 | -35.6128 | 0.80811 | 0.8805 |  |  |  |  | 328 | 0.079912
7303 | L_WPPGS12_1Y | 1 | South | YES | -0.031685 | 50 | 0 | 50 | 0 | 1.025 | GGT | -1 | 0.15698 | 50 | 50 |  |  |  |  | -0.15698 | -7.8489 | 0.81042 | 0.88226 |  |  |  |  | 329 | 0.077412
7303 | L_WPPGS12_1Y | 2 | South | YES | -0.031685 | 50 | 0 | 50 | 0 | 1.025 | GGT | -1 | 0.15698 | 50 | 50 |  |  |  |  | -0.15698 | -7.8489 | 0.81273 | 0.88401 |  |  |  |  | 330 | 0.074916
7305 | L_WPPGS34_1Y | 3 | South | YES | -0.031685 | 50 | 0 | 50 | 0 | 1.025 | GGT | -1 | 0.15698 | 50 | 50 |  |  |  |  | -0.15698 | -7.8489 | 0.81504 | 0.88576 |  |  |  |  | 331 | 0.072396
7305 | L_WPPGS34_1Y | 4 | South | YES | -0.031685 | 50 | 0 | 50 | 0 | 1.025 | GGT | -1 | 0.15698 | 50 | 50 |  |  |  |  | -0.15698 | -7.8489 | 0.81735 | 0.88752 |  |  |  |  | 332 | 0.071839
7487 | L_CANYHY8_1Y | 1 | South | YES | -0.027384 | 0 | 0 | 6 |  | 1 | Hydro | -1 | 0.15268 | 0 | 0 |  |  |  |  | -0.15268 | 0 | 0.81735 | 0.88752 |  |  |  |  | 333 | 0.071283
7004 | L_SIMGID1_1Y | 1 | South | YES | -0.017594 | 132 | 40 | 132 | 0 | 1.02 | GST | -1 | 0.14289 | 132 | 132 |  |  |  |  | -0.14289 | -18.861 | 0.82345 | 0.89173 |  |  |  |  | 334 | 0.070726
7005 | L_SIMGID1_2Y | 2 | South | YES | -0.017594 | 133 | 32 | 139 | 0 | 1.02 | GST | -1 | 0.14289 | 139 | 139 |  |  |  |  | -0.14289 | -19.8612 | 0.82987 | 0.89617 |  |  |  |  | 335 | 0.070169
7006 | L_SIMGID1_3Y | 3 | South | YES | -0.017594 | 324.9 | 60 | 329 | 0 | 1.02 | GST | -1 | 0.14289 | 329 | 329 |  |  |  |  | -0.14289 | -47.0096 | 0.84508 | 0.90667 |  |  |  |  | 336 | 0.070169
7007 | L_LOSTPI1_1Y | 1 | South | YES | -0.01581 | 158.6 | 110 | 158 | 0 | 1 | CC | -1 | 0.1411 | 158 | 158 |  |  |  |  | -0.1411 | -22.2941 | 0.85238 | 0.91166 |  |  |  |  | 337 | 0.068283
7008 | L_LOSTPI1_2Y | 2 | South | YES | -0.01581 | 157.7 | 107 | 160 | 0 | 1 | CC | -1 | 0.1411 | 160 | 160 |  |  |  |  | -0.1411 | -22.5764 | 0.85978 | 0.9167 |  |  |  |  | 338 | 0.066297
7009 | L_LOSTPI1_3Y | 3 | South | YES | -0.01581 | 173.9 | 72 | 175 | 0 | 1 | CC | -1 | 0.1411 | 175 | 175 |  |  |  |  | -0.1411 | -24.6929 | 0.86786 | 0.92222 |  |  |  |  | 339 | 0.061596
8262 | ELPS | 1 | South | YES | -0.014817 | 6 | 6 | 6 | 0 | 1.15 | Hydro | -1 | 0.14011 | 0 | 0 |  |  |  |  | -0.14011 | 0 | 0.86786 | 0.92222 |  |  |  |  | 340 | 0.059276
7807 | L_BASTEN1_1Y | 1 | South | YES | -0.01394 | 152.5 | 83.5 | 152.5 | 0 | 1.004 | CC | -1 | 0.13923 | 152.5 | 152.5 |  |  |  |  | -0.13923 | -21.2329 | 0.87491 | 0.92696 |  |  |  |  | 341 | 0.056926
7808 | L_BASTEN1_2Y | 1 | South | YES | -0.01394 | 149.5 | 83.5 | 149.5 | 0 | 1.004 | CC | -1 | 0.13923 | 149.5 | 149.5 |  |  |  |  | -0.13923 | -20.8152 | 0.88182 | 0.93162 |  |  |  |  | 342 | 0.054356
7809 | L_BASTEN1_3Y | 1 | South | YES | -0.01394 | 232.6 | 42 | 232.6 | 0 | 1.004 | CC | -1 | 0.13923 | 232.6 | 232.6 |  |  |  |  | -0.13923 | -32.3854 | 0.89257 | 0.93885 |  |  |  |  | 343 | 0.054356
9016 | SANDH_G1 | 1 | South | YES | -0.0108 | 45 | 2 | 49 | 0 | 1.0175 | GGT | -1 | 0.13609 | 49 | 49 |  |  |  |  | -0.13609 | -6.6685 | 0.89483 | 0.94034 |  |  |  |  | 344 | 0.052053
9017 | SANDH_G2 | 2 | South | YES | -0.0108 | 45 | 2 | 46 | 0 | 1.0175 | GGT | -1 | 0.13609 | 46 | 46 |  |  |  |  | -0.13609 | -6.2602 | 0.89696 | 0.94174 |  |  |  |  | 345 | 0.049795
9018 | SANDH_G3 | 3 | South | YES | -0.0108 | 45 | 2 | 46 | 0 | 1.0175 | GGT | -1 | 0.13609 | 46 | 46 |  |  |  |  | -0.13609 | -6.2602 | 0.89909 | 0.94314 |  |  |  |  | 346 | 0.046282
9019 | SANDH_G4 | 4 | South | YES | -0.0108 | 0 | 2 | 47 |  | 1.0175 | GGT | -1 | 0.13609 | 47 | 47 |  |  |  |  | -0.13609 | -6.3963 | 0.90126 | 0.94457 |  |  |  |  | 347 | 0.045507
9020 | SANDHG5A | 5A | South | YES | -0.0108 | 150 | 84 | 155 | 0 | 1.0175 | CC | -1 | 0.13609 | 155 | 155 |  |  |  |  | -0.13609 | -21.0943 | 0.90842 | 0.94928 |  |  |  |  | 348 | 0.04478
9021 | SANDHG5C | 5C | South | YES | -0.0108 | 140 | 0 | 148 | 0 | 1.0175 | CC | -1 | 0.13609 | 148 | 148 |  |  |  |  | -0.13609 | -20.1416 | 0.91526 | 0.95378 |  |  |  |  | 349 | 0.044053
7020 | L_AUSTPL1_1Y | 1 | South | YES | -0.009634 | 0 | 0 | 8 |  | 1 | Hydro | -1 | 0.13493 | 0 | 0 |  |  |  |  | -0.13493 | 0 | 0.91526 | 0.95378 |  |  |  |  | 350 | 0.04331
7020 | L_AUSTPL1_1Y | 2 | South | YES | -0.009634 | 0 | 0 | 8 |  | 1 | Hydro | -1 | 0.13493 | 0 | 0 |  |  |  |  | -0.13493 | 0 | 0.91526 | 0.95378 |  |  |  |  | 351 | 0.040861
9000 | DECKR_G1 | 1 | South | YES | -0.009462 | 280 | 50 | 321 | 0 | 1.015 | GST | -1 | 0.13475 | 321 | 321 |  |  |  |  | -0.13475 | -43.2561 | 0.9301 | 0.96345 |  |  |  |  | 352 | 0.038521
9001 | DECKR_G2 | 2 | South | YES | -0.009462 | 400 | 50 | 426 | 0 | 1.015 | GST | -1 | 0.13475 | 426 | 426 |  |  |  |  | -0.13475 | -57.4053 | 0.94979 | 0.97628 |  |  |  |  | 353 | 0.038521
9002 | DECKR_G3 | 3 | South | YES | -0.008436 | 0 | 24 | 42 |  | 1.015 | GGT | -1 | 0.13373 | 42 | 42 |  |  |  |  | -0.13373 | -5.6166 | 0.95173 | 0.97753 |  |  |  |  | 354 | 0.038521
9003 | DECKR_G4 | 4 | South | YES | -0.008436 | 44 | 24 | 44 | 0 | 1.015 | GGT | -1 | 0.13373 | 44 | 44 |  |  |  |  | -0.13373 | -5.884 | 0.95376 | 0.97885 |  |  |  |  | 355 | 0.033352
9004 | DECKR_G5 | 5 | South | YES | -0.008436 | 44 | 24 | 44 | 0 | 1.015 | GGT | -1 | 0.13373 | 44 | 44 |  |  |  |  | -0.13373 | -5.884 | 0.95579 | 0.98016 |  |  |  |  | 356 | 0.026491
9005 | DECKR_G6 | 6 | South | YES | -0.008436 | 44 | 24 | 47 | 0 | 1.015 | GGT | -1 | 0.13373 | 47 | 47 |  |  |  |  | -0.13373 | -6.2852 | 0.95797 | 0.98157 |  |  |  |  | 357 | 0.025805
7031 | L_MARSFO1G1Y | 1 | South | YES | -0.0072 | 0 | 0 | 36 |  | 1 | Hydro | -1 | 0.13249 | 0 | 0 |  |  |  |  | -0.13249 | 0 | 0.95797 | 0.98157 |  |  |  |  | 358 | 0.025087
7032 | L_MARSFO1G2Y | 2 | South | YES | -0.0072 | 0 | 0 | 35 |  | 1 | Hydro | -1 | 0.13249 | 0 | 0 |  |  |  |  | -0.13249 | 0 | 0.95797 | 0.98157 |  |  |  |  | 359 | 0.024368
7033 | L_MARSFO1G3Y | 3 | South | YES | -0.0072 | 0 | 0 | 36 |  | 1 | Hydro | -1 | 0.13249 | 0 | 0 |  |  |  |  | -0.13249 | 0 | 0.95797 | 0.98157 |  |  |  |  | 360 | 0.0236
7028 | L_MARBFA1_1Y | 1 | South | YES | -0.00293 | 0 | 0 | 18 |  | 1 | Hydro | -1 | 0.12822 | 0 | 0 |  |  |  |  | -0.12822 | 0 | 0.95797 | 0.98157 |  |  |  |  | 361 | 0.0236
7029 | L_MARBFA1_2Y | 2 | South | YES | -0.00293 | 0 | 0 | 18 |  | 1 | Hydro | -1 | 0.12822 | 0 | 0 |  |  |  |  | -0.12822 | 0 | 0.95797 | 0.98157 |  |  |  |  | 362 | 0.0236
8032 | AMISTADHYD1 | 1 | South | YES | -0.000953 | 33 | 13 | 33 | 0 | 1.03 | Hydro | -1 | 0.12625 | 0 | 0 |  |  |  |  | -0.12625 | 0 | 0.95797 | 0.98157 |  |  |  |  | 363 | 0.0236
8033 | AMISTADHYD2 | 2 | South | YES | -0.000953 | 25 | 13 | 25 | 0 | 1.03 | Hydro | -1 | 0.12625 | 0 | 0 |  |  |  |  | -0.12625 | 0 | 0.95797 | 0.98157 |  |  |  |  | 364 | 0.0236
88253 | HAMILTON | F | South | YES | -0.000953 | 0 | 0 | 0 | 0 | 1.04 | BLT | -1 | 0.12625 | 0 | 0 |  |  |  |  | -0.12625 | 0 | 0.95797 | 0.98157 |  |  |  |  | 365 | 0.0236
7000 | L_FERGUS1_1Y | 1 | South | YES | -0.000866 | 400 | 65 | 423.3 | 0 | 1.015 | GSC | -1 | 0.12616 | 423.3 | 423.3 |  |  |  |  | -0.12616 | -53.4028 | 0.97753 | 0.9935 |  |  |  |  | 366 | 0.0236
7035 | L_WIRTZ_1G1Y | 1 | South | YES | -0.000627 | 0 | 0 | 29 |  | 1 | Hydro | -1 | 0.12592 | 0 | 0 |  |  |  |  | -0.12592 | 0 | 0.97753 | 0.9935 |  |  |  |  | 367 | 0.0236
7036 | L_WIRTZ_1G2Y | 2 | South | YES | -0.000627 | 0 | 0 | 29.7 |  | 1 | Hydro | -1 | 0.12592 | 0 | 0 |  |  |  |  | -0.12592 | 0 | 0.97753 | 0.9935 |  |  |  |  | 368 | 0.0236
5934 | SI_RAY5 | 5 | South | YES | 0 | 0 | 10 | 15 |  | 1.035 | GST | -1 | 0.12529 | 15 | 15 |  |  |  |  | -0.12529 | -1.8794 | 0.97822 | 0.99392 |  |  |  |  | 369 | 0.01597
8139 | JOS #1 | MB | South | YES | 0 | 0 | 45 | 255 |  | 1.02 | GST | -1 | 0.12529 | 0 | 0 |  |  |  |  | -0.12529 | 0 | 0.97822 | 0.99392 |  |  |  |  | 370 | 0.01597
8285 | LAR #1 | MB | South | YES | 0 | 0 | 9 | 32 |  | 1.0497 | GST | -1 | 0.12529 | 0 | 0 |  |  |  |  | -0.12529 | 0 | 0.97822 | 0.99392 |  |  |  |  | 371 | 0.01597
8287 | LAR #2 | MB | South | YES | 0 | 0 | 9 | 32 |  | 1.04 | GST | -1 | 0.12529 | 0 | 0 |  |  |  |  | -0.12529 | 0 | 0.97822 | 0.99392 |  |  |  |  | 372 | 0.015697
8288 | LAR #3 | MB | South | YES | 0 | 0 | 25 | 105 |  | 1.04 | GST | -1 | 0.12529 | 0 | 0 |  |  |  |  | -0.12529 | 0 | 0.97822 | 0.99392 |  |  |  |  | 373 | 0.015697
8388 | BATES0A | MB | South | YES | 0 | 0 | 21 | 71 |  | 1.033 | GST | -1 | 0.12529 | 0 | 0 |  |  |  |  | -0.12529 | 0 | 0.97822 | 0.99392 |  |  |  |  | 374 | 0.015697
8393 | BATES0B | MB | South | YES | 0 | 0 | 25 | 110 |  | 1.03 | GST | -1 | 0.12529 | 0 | 0 |  |  |  |  | -0.12529 | 0 | 0.97822 | 0.99392 |  |  |  |  | 375 | 0.015697
8437 | NUECES_B0C | MB | South | YES | 0 | 0 | 7 | 30 |  | 1.03 | GST | -1 | 0.12529 | 0 | 0 |  |  |  |  | -0.12529 | 0 | 0.97822 | 0.99392 |  |  |  |  | 376 | 0.015697
8438 | NUECES_B0B | MB | South | YES | 0 | 0 | 26 | 169 |  | 1.03 | GST | -1 | 0.12529 | 0 | 0 |  |  |  |  | -0.12529 | 0 | 0.97822 | 0.99392 |  |  |  |  | 377 | 0.015697
39190 | TNSLCGN1__8 | 1 | Houston | YES | 0 | 0 | 10 | 30 |  | 1.03 | Cogen | -1 | 0.12529 | 0 | 0 |  |  | 0 | 0 | -0.12529 | 0 | 0.97822 | 0.99392 |  |  |  |  | 378 | 0.015697
7026 | L_INKSDA1_1Y | 1 | South | YES | 0.006671 | 0 | 0 | 13.7 |  | 1 | Hydro | -1 | 0.11862 | 0 | 0 |  |  |  |  | -0.11862 | 0 | 0.97822 | 0.99392 |  |  |  |  | 379 | 0.015697
7022 | L_BUCHAN1_1Y | 1 | South | YES | 0.007339 | 0 | 0 | 18 |  | 1 | Hydro | -1 | 0.11795 | 0 | 0 |  |  |  |  | -0.11795 | 0 | 0.97822 | 0.99392 |  |  |  |  | 380 | 0.015697
7023 | L_BUCHAN1_2Y | 2 | South | YES | 0.007339 | 0 | 0 | 18 |  | 1 | Hydro | -1 | 0.11795 | 0 | 0 |  |  |  |  | -0.11795 | 0 | 0.97822 | 0.99392 |  |  |  |  | 381 | 0.015697
7024 | L_BUCHAN1_3Y | 3 | South | YES | 0.007339 | 0 | 0 | 15 |  | 1 | Hydro | -1 | 0.11795 | 0 | 0 |  |  |  |  | -0.11795 | 0 | 0.97822 | 0.99392 |  |  |  |  | 382 | 0.015697
3432 | SANDOW_4G | 4 | South | YES | 0.023639 | 580 | 225 | 580 |  | 1.029 | LIGCO | -1 | 0.10165 | 0 | 580 |  |  |  |  | -0.10165 | 0 | 0.97822 | 0.99392 |  |  |  |  | 383 | 0.015697
13432 | SANDOW_5G | 5 | South | YES | 0.06278 | 581 | 225 | 581 |  | 1.029 | LIGCO | -1 | 0.062512 | 0 | 581 |  |  |  |  | -0.062512 | 0 | 0.97822 | 0.99392 |  |  |  |  | 384 | 0.015697
48671 | FTR_GT1_5105 | 1 | North | YES | -0.21091 | 154.2 | 0 | 154.2 | 0 | 1.0319 | CC | 1 | -0.057744 | 154.2 | 154.2 | -32.5231 | 154.2 |  |  | -0.057744 | -8.9042 | 0.98535 | 0.99591 |  |  |  |  | 385 | 0.015697
48672 | FTR_GT2_5110 | 2 | North | YES | -0.21091 | 159 | 0 | 159 | 0 | 1.0319 | CC | 1 | -0.057744 | 159 | 159 | -33.5355 | 159 |  |  | -0.057744 | -9.1813 | 0.9927 | 0.99796 |  |  |  |  | 386 | 0.015697
48673 | FTR_GT3_5085 | 3 | North | YES | -0.21091 | 158 | 0 | 158 | 0 | 1.0319 | CC | 1 | -0.057744 | 158 | 158 | -33.3246 | 158 |  |  | -0.057744 | -9.1236 | 1 | 1 |  |  |  |  | 387 | 0.015697
48674 | FTR_CN4_5095 | 4 | North | YES | -0.21091 | 380 | 0 | 380 | 0 | 1.0319 | CC | 1 | -0.057744 | 380 | 380 | -80.1477 | 380 |  |  | -0.057744 | -21.9428 | 1.0176 | 1.0049 |  |  |  |  | 388 | 0.01056
60202 | FRNDDRCS | F | West | YES | 0.085827 | 0 | 0 | 0 | 0 | 0.9985 | AVR | 1 | 0.239 | 0 | 0 |  |  |  |  | 0.239 | 0 | [6 empty] | 389 | 0.0052634
3403 | THOUSE_1G | 1 | North | YES | 0.088462 | 563 | 200 | 563 | 0 | 1.012 | GSC | 1 | 0.24163 | 563 | 563 | 49.8041 | 563 |  |  | 0.24163 | 136.0393 | [6 empty] | 390 | 0
3404 | THOUSE_2G | 2 | North | YES | 0.088462 | 807 | 250 | 807 | 0 | 1.012 | GSC | 1 | 0.24163 | 807 | 807 | 71.3888 | 807 |  |  | 0.24163 | 194.9977
3416 | LAKE_CRK1_G | 1 | North | YES | 0.090485 | 60 | 33 | 75 |  | 1.029 | GST | 1 | 0.24366 | 75 | 75 | 6.7864 | 75 |  |  | 0.24366 | 18.2742
3417 | LAKE_CRK2_G | 2 | North | YES | 0.090485 | 177.6 | 40 | 222 | 0 | 1.029 | GST | 1 | 0.24366 | 222 | 222 | 20.0877 | 222 |  |  | 0.24366 | 54.0916
238 | BOSQUESW505 | 1 | North | YES | 0.091029 | 255 | 0 | 255 | 0 | 1.02 | CC | 1 | 0.2442 | 255 | 255 | 23.2124 | 255 |  |  | 0.2442 | 62.271
239 | BOSQUESW502 | 1 | North | YES | 0.091029 | 119.2 | 0 | 149 | 0 | 1.02 | GGT | 1 | 0.2442 | 149 | 149 | 13.5633 | 149 |  |  | 0.2442 | 36.3858
247 | BOSQUESW501 | 2 | North | YES | 0.091029 | 124.8 | 0 | 156 | 0 | 1.02 | GGT | 1 | 0.2442 | 156 | 156 | 14.2005 | 156 |  |  | 0.2442 | 38.0952
251 | BOSQUESW803 | 2 | North | YES | 0.094817 | 150 | 0 | 150 | 0 | 1.032 | CC | 1 | 0.24799 | 150 | 150 | 14.2226 | 150 |  |  | 0.24799 | 37.1982
253 | BOSQUESW804 | 2 | North | YES | 0.094817 | 80 | 0 | 80 | 0 | 1.032 | CC | 1 | 0.24799 | 80 | 80 | 7.5854 | 80 |  |  | 0.24799 | 19.839
60018 | DSKY1 | 1 | West | YES | 0.096092 | 21 | 0 | 84 | 0 | 1.023 | Wind | 1 | 0.24926 | 0 | 84 |  |  |  |  | 0.24926 | 20.9381
60000 | DSKY2 | 1 | West | YES | 0.096265 | 19.1 | 0 | 76.5 |  | 1.039 | Wind | 1 | 0.24944 | 0 | 76.5 |  |  |  |  | 0.24944 | 19.0818
60017 | ORNNWP1 | 1 | West | YES | 0.096755 | 20 | 0 | 80 |  | 1.027 | Wind | 1 | 0.24993 | 0 | 80 |  |  |  |  | 0.24993 | 19.9941
38437 | TNSRBNMESA9 | 1 | West | YES | 0.09872 | 37.5 | 0 | 150 | 0 | 1.02 | Wind | 1 | 0.25189 | 0 | 150 |  |  |  |  | 0.25189 | 37.7836
38332 | TNWDWRDU2_8 | 1 | West | YES | 0.098776 | 20 | 0 | 80 | 0 | 1.0232 | Wind | 1 | 0.25195 | 0 | 80 |  |  |  |  | 0.25195 | 20.1557
60016 | WOODWRD11A | 1 | West | YES | 0.098789 | 20 | 0 | 80 |  | 1.033 | Wind | 1 | 0.25196 | 0 | 80 |  |  |  |  | 0.25196 | 20.1568
6016 | SWMESA | 1 | West | YES | 0.098858 | 18.8 | 0 | 75 |  | 1.03 | Wind | 1 | 0.25203 | 0 | 75 |  |  |  |  | 0.25203 | 18.9022
60003 | KING_NE1A | 1 | West | YES | 0.098858 | 20 | 0 | 80 |  | 1.03 | Wind | 1 | 0.25203 | 0 | 80 |  |  |  |  | 0.25203 | 20.1623
60005 | KING_SE1A | 1 | West | YES | 0.098858 | 10 | 0 | 40 |  | 1.035 | Wind | 1 | 0.25203 | 0 | 40 |  |  |  |  | 0.25203 | 10.0812
60201 | RIO DRCS | F | West | YES | 0.098964 | 0 | 0 | 0 | 0 | 1.025 | AVR | 1 | 0.25213 | 0 | 0 |  |  |  |  | 0.25213 | 0
60007 | KING_SW1A | 1 | West | YES | 0.099228 | 20 | 0 | 80 |  | 1.03 | Wind | 1 | 0.2524 | 0 | 80 |  |  |  |  | 0.2524 | 20.1919
60019 | KING_NW1A | 1 | West | YES | 0.099228 | 20 | 0 | 80 |  | 1.03 | Wind | 1 | 0.2524 | 0 | 80 |  |  |  |  | 0.2524 | 20.1919
244 | WHITNYDM01 | 1 | North | YES | 0.099608 | 15 | 0 | 15 | 0 | 1.035 | Hydro | 1 | 0.25278 | 0 | 0 | 0 | 0 |  |  | 0.25278 | 0
245 | WHITNYDM02 | 2 | North | YES | 0.099608 | 15 | 0 | 15 | 0 | 1.035 | Hydro | 1 | 0.25278 | 0 | 0 | 0 | 0 |  |  | 0.25278 | 0
1349 | WESTXWIN_1G | 1 | West | YES | 0.10456 | 1.3 | 0 | 6.6 |  | 1.014 | Wind | 1 | 0.25773 | 0 | 6.6 |  |  |  |  | 0.25773 | 1.701
1350 | NWPWRG1_1G | 1 | West | YES | 0.10456 | 6.9 | 1 | 34.3 |  | 1.014 | Wind | 1 | 0.25773 | 0 | 34.3 |  |  |  |  | 0.25773 | 8.8401
60057 | CALLAHAN1A | 1 | West | YES | 0.10486 | 22.8 | 0 | 114 | 0 | 1.04 | Wind | 1 | 0.25803 | 0 | 114 |  |  |  |  | 0.25803 | 29.416
1002 | PBCTAGE_1G | A | West | YES | 0.10494 | 64 | 64 | 66 | 0 | 1.036 | GGT | 1 | 0.25811 | 66 | 66 |  |  |  |  | 0.25811 | 17.035
1003 | PBCTBGE_2G | B | West | YES | 0.10494 | 65 | 65 | 66 | 0 | 1.036 | GGT | 1 | 0.25811 | 66 | 66 |  |  |  |  | 0.25811 | 17.035
1004 | PBCTCGE_3G | C | West | YES | 0.10494 | 62 | 62 | 67 | 0 | 1.036 | GGT | 1 | 0.25811 | 67 | 67 |  |  |  |  | 0.25811 | 17.2931
1005 | PBCTDGE_4G | D | West | YES | 0.10494 | 65 | 65 | 68 | 0 | 1.036 | GGT | 1 | 0.25811 | 68 | 68 |  |  |  |  | 0.25811 | 17.5512
1006 | PBCTEGE_5G | E | West | YES | 0.10494 | 65 | 65 | 67 | 0 | 1.036 | GGT | 1 | 0.25811 | 67 | 67 |  |  |  |  | 0.25811 | 17.2931
1007 | PB5GEN_6G | 5 | West | YES | 0.10494 | 91.2 | 40 | 114 | 0 | 1.036 | GST | 1 | 0.25811 | 114 | 114 |  |  |  |  | 0.25811 | 29.4241
1008 | PB6GEN_7G | 6 | West | YES | 0.10494 | 515 | 130 | 515 | 0 | 1.036 | GST | 1 | 0.25811 | 515 | 515 |  |  |  |  | 0.25811 | 132.9245
7038 | L_DELAWA1_1Y | 1 | West | YES | 0.105 | 3.5 | 0 | 35 | 0 | 1 | Wind | 1 | 0.25817 | 0 | 35 |  |  |  |  | 0.25817 | 9.0358
7038 | L_DELAWA1_1Y | 2 | West | YES | 0.105 | 3 | 0 | 30 | 0 | 1 | Wind | 1 | 0.25817 | 0 | 30 |  |  |  |  | 0.25817 | 7.745
76091 | L_DIVIDE1_1N | W1 | West | YES | 0.10511 | 22.5 | 0 | 112.5 |  | 1.02 | Wind | 1 | 0.25828 | 0 | 112.5 |  |  |  |  | 0.25828 | 29.0564
76095 | L_CAPRSI1_1N | W1 | West | YES | 0.10511 | 29.9 | 0 | 149.5 | 0 | 1.02 | Wind | 1 | 0.25828 | 0 | 149.5 |  |  |  |  | 0.25828 | 38.6127
76096 | L_CAPRSI1_2N | W1 | West | YES | 0.10511 | 37.2 | 0 | 186 | 0 | 1.02 | Wind | 1 | 0.25828 | 0 | 186 |  |  |  |  | 0.25828 | 48.0399
76097 | L_CAPRGE1_1N | W1 | West | YES | 0.10511 | 42.9 | 0 | 214.5 | 0 | 1.02 | Wind | 1 | 0.25828 | 0 | 214.5 |  |  |  |  | 0.25828 | 55.4008
11147 | NOTREES_1G | 1 | West | YES | 0.10511 | 29.8 | 0 | 149 | 0 | 1.017 | Wind | 1 | 0.25828 | 0 | 149 |  |  |  |  | 0.25828 | 38.4837
76031 | L_GASCCR1_1N | W1 | West | YES | 0.10541 | 30 | 0 | 150 | 0 | 1.02 | Wind | 1 | 0.25858 | 0 | 150 |  |  |  |  | 0.25858 | 38.7865
1320 | BSP 1 | 1 | West | YES | 0.10566 | 25.5 | 2.9 | 25.8 | 0 | 1 | Cogen | 1 | 0.25883 | 0 | 0 |  |  |  |  | 0.25883 | 0
1326 | STANTONW_8 | 1 | West | YES | 0.10576 | 20.1 | 0 | 100.5 |  | 1.01 | Wind | 1 | 0.25893 | 0 | 100.5 |  |  |  |  | 0.25893 | 26.0225
11020 | TIEHVSG_1G | 1 | West | YES | 0.1058 | 208.2 | 63 | 208.2 | 0 | 1.012 | CC | 1 | 0.25897 | 208.2 | 208.2 |  |  |  |  | 0.25897 | 53.9173
11021 | TIEHVCG_1G | 1 | West | YES | 0.1058 | 142.1 | 103 | 142.1 | 0 | 1.012 | CC | 1 | 0.25897 | 142.1 | 142.1 |  |  |  |  | 0.25897 | 36.7995
11022 | TIEHVCG_2G | 1 | West | YES | 0.1058 | 132.4 | 103 | 132.4 | 0 | 1.012 | CC | 1 | 0.25897 | 132.4 | 132.4 |  |  |  |  | 0.25897 | 34.2875
11023 | TIEHVCG_3G | 1 | West | YES | 0.1058 | 137.4 | 103 | 137.4 | 0 | 1.012 | CC | 1 | 0.25897 | 137.4 | 137.4 |  |  |  |  | 0.25897 | 35.5823
11024 | TIEHVCG_4G | 1 | West | YES | 0.1058 | 147 | 103 | 147 | 0 | 1.012 | CC | 1 | 0.25897 | 147 | 147 |  |  |  |  | 0.25897 | 38.0684
11025 | TIEHVSG_2G | 1 | West | YES | 0.1058 | 213.2 | 63 | 213.2 | 0 | 1.012 | CC | 1 | 0.25897 | 213.2 | 213.2 |  |  |  |  | 0.25897 | 55.2122
11001 | NAV1CT | 1 | West | YES | 0.10581 | 70.4 | 18 | 70.4 | 0 | 1.029 | CC | 1 | 0.25898 | 70.4 | 70.4 |  |  |  |  | 0.25898 | 18.232
11009 | NAV2CT | 1 | West | YES | 0.10581 | 71.4 | 18 | 71.4 | 0 | 1.029 | CC | 1 | 0.25898 | 71.4 | 71.4 |  |  |  |  | 0.25898 | 18.491
11011 | NAV3ST | 1 | West | YES | 0.10581 | 92.8 | 40 | 92.8 | 0 | 1.029 | CC | 1 | 0.25898 | 92.8 | 92.8 |  |  |  |  | 0.25898 | 24.0331
11012 | NAV4CT | 1 | West | YES | 0.10581 | 80 | 18 | 80 | 0 | 1.029 | CC | 1 | 0.25898 | 80 | 80 |  |  |  |  | 0.25898 | 20.7182
11013 | NAV5CT | 1 | West | YES | 0.10581 | 80 | 18 | 80 | 0 | 1.029 | CC | 1 | 0.25898 | 80 | 80 |  |  |  |  | 0.25898 | 20.7182
11014 | NAV6ST | 1 | West | YES | 0.10581 | 115 | 40 | 115 | 0 | 1.029 | CC | 1 | 0.25898 | 115 | 115 |  |  |  |  | 0.25898 | 29.7825
1328 | OCOTILLO_1G | 1 | West | YES | 0.10586 | 11.6 | 0 | 58 |  | 1.01 | Wind | 1 | 0.25903 | 0 | 58 |  |  |  |  | 0.25903 | 15.0239
1333 | MCDDONAL_8 | 1 | West | YES | 0.10601 | 42.8 | 0 | 214.2 |  | 1.01 | Wind | 1 | 0.25918 | 0 | 214.2 |  |  |  |  | 0.25918 | 55.5172
1327 | WILDHRSE_1G | 1 | West | YES | 0.1062 | 0 | 0 | 120 |  | 1 | Wind | 1 | 0.25937 | 0 | 120 |  |  |  |  | 0.25937 | 31.1244
1360 | GUNSIGHT_8 | 1 | West | YES | 0.10623 | 0 | 0 | 120 |  | 1.01 | Wind | 1 | 0.2594 | 0 | 120 |  |  |  |  | 0.2594 | 31.128
11320 | COYOTE_1G | 1 | West | YES | 0.10646 | 22.5 | 0 | 225 |  | 1 | Wind | 1 | 0.25963 | 0 | 225 |  |  |  |  | 0.25963 | 58.4167
11309 | BULLCREK_2G | 1 | West | YES | 0.10651 | 20.9 | 0 | 180 |  | 1 | Wind | 1 | 0.25968 | 0 | 180 |  |  |  |  | 0.25968 | 46.7433
11310 | BULLCREK_1G | 1 | West | YES | 0.10651 | 15.1 | 0 | 180 |  | 1 | Wind | 1 | 0.25968 | 0 | 180 |  |  |  |  | 0.25968 | 46.7433
1045 | CALENG1G_1G | 1 | West | YES | 0.10653 | 73.4 | 27 | 73.4 | 0 | 1.014 | Cogen | 1 | 0.2597 | 0 | 0 |  |  |  |  | 0.2597 | 0
1046 | CALENG2G_2G | 2 | West | YES | 0.10653 | 73.4 | 27 | 73.4 | 0 | 1.014 | Cogen | 1 | 0.2597 | 0 | 0 |  |  |  |  | 0.2597 | 0
1047 | CALENG3G_3G | 3 | West | YES | 0.10653 | 70.4 | 27 | 70.4 | 0 | 1.014 | Cogen | 1 | 0.2597 | 0 | 0 |  |  |  |  | 0.2597 | 0
1058 | LONGSHORE_5 | 1 | West | YES | 0.1067 | 30 | 0 | 150 |  | 1.01 | Wind | 1 | 0.25987 | 0 | 150 |  |  |  |  | 0.25987 | 38.98
1058 | LONGSHORE_5 | 2 | West | YES | 0.1067 | 44 | 0 | 220 |  | 1.01 | Wind | 1 | 0.25987 | 0 | 220 |  |  |  |  | 0.25987 | 57.1707
11065 | ELBOWCK_1G | 1 | West | YES | 0.1067 | 23.4 | 0 | 121.9 | 0 | 1 | Wind | 1 | 0.25987 | 0 | 121.9 |  |  |  |  | 0.25987 | 31.6778
60058 | BUFF_GAP1A | 1 | West | YES | 0.10675 | 24 | 0 | 120 |  | 1 | Wind | 1 | 0.25992 | 0 | 120 |  |  |  |  | 0.25992 | 31.1905
60060 | CIRELLO | 1 | West | YES | 0.10675 | 46.6 | 0 | 233 | 0 | 1 | Wind | 1 | 0.25992 | 0 | 233 |  |  |  |  | 0.25992 | 60.5616
60063 | BUFF_GAP1B | 1 | West | YES | 0.10675 | 34 | 0 | 170.2 | 0 | 1.02 | Wind | 1 | 0.25992 | 0 | 170.2 |  |  |  |  | 0.25992 | 44.2385
60066 | H_HOLLOW1A | 1 | West | YES | 0.10675 | 44.4 | 0 | 222 | 0 | 1.005 | Wind | 1 | 0.25992 | 0 | 222 |  |  |  |  | 0.25992 | 57.7024
60068 | HHOLLOW21A | 1 | West | YES | 0.10675 | 36.8 | 0 | 184 | 0 | 1.025 | Wind | 1 | 0.25992 | 0 | 184 |  |  |  |  | 0.25992 | 47.8254
60070 | HHOLLOW31A | 1 | West | YES | 0.10675 | 44.8 | 0 | 224 | 0 | 1.025 | Wind | 1 | 0.25992 | 0 | 224 |  |  |  |  | 0.25992 | 58.2223
60072 | HHOLLOW41A | 1 | West | YES | 0.10675 | 23 | 0 | 115 | 0 | 1.025 | Wind | 1 | 0.25992 | 0 | 115 |  |  |  |  | 0.25992 | 29.8909
1037 | MORGAN5G_5G | 5 | West | YES | 0.1068 | 109.6 | 40 | 137 | 0 | 1.029 | GST | 1 | 0.25997 | 137 | 137 |  |  |  |  | 0.25997 | 35.616
1039 | MRGNAG_1G | A | West | YES | 0.1068 | 69 | 69 | 69 | 0 | 1.029 | GGT | 1 | 0.25997 | 69 | 69 |  |  |  |  | 0.25997 | 17.938
1040 | MRGNBG_2G | B | West | YES | 0.1068 | 70 | 70 | 71 | 0 | 1.029 | GGT | 1 | 0.25997 | 71 | 71 |  |  |  |  | 0.25997 | 18.4579
1041 | MRGNCG_3G | C | West | YES | 0.1068 | 69 | 69 | 70 | 0 | 1.029 | GGT | 1 | 0.25997 | 70 | 70 |  |  |  |  | 0.25997 | 18.198
1042 | MRGNDG_4G | D | West | YES | 0.1068 | 68 | 68 | 68 | 0 | 1.029 | GGT | 1 | 0.25997 | 68 | 68 |  |  |  |  | 0.25997 | 17.678
1043 | MRGNEG_5G | E | West | YES | 0.1068 | 68 | 68 | 70 | 0 | 1.029 | GGT | 1 | 0.25997 | 70 | 70 |  |  |  |  | 0.25997 | 18.198
1044 | MRGNFG_6G | F | West | YES | 0.1068 | 66 | 66 | 66 | 0 | 1.029 | GGT | 1 | 0.25997 | 66 | 66 |  |  |  |  | 0.25997 | 17.1581
6637 | SNYDERW1A | 1 | West | YES | 0.10683 | 12.6 | 0 | 63 | 0 | 1.025 | Wind | 1 | 0.26 | 0 | 63 |  |  |  |  | 0.26 | 16.3802
1068 | SCURRYCW_1G | 1 | West | YES | 0.10689 | 28.2 | 1.3 | 141 | 0 | 1.0217 | Wind | 1 | 0.26006 | 0 | 141 |  |  |  |  | 0.26006 | 36.6684
1073 | SCURRYCW_2G | 2 | West | YES | 0.10689 | 24 | 0 | 120 | 0 | 1.0217 | Wind | 1 | 0.26006 | 0 | 120 |  |  |  |  | 0.26006 | 31.2072
1061 | CIELOGEN_1G | 1 | West | YES | 0.1069 | 19.8 | 0 | 99 |  | 1 | Wind | 1 | 0.26007 | 0 | 99 |  |  |  |  | 0.26007 | 25.7468
1062 | CIELOGEN_2G | 1 | West | YES | 0.1069 | 12.2 | 0 | 61 |  | 1 | Wind | 1 | 0.26007 | 0 | 61 |  |  |  |  | 0.26007 | 15.8642
1069 | KINDERMG_1G | 1 | West | YES | 0.1069 | 25 | 5 | 25 | 0 | 1.017 | Cogen | 1 | 0.26007 | 0 | 0 |  |  |  |  | 0.26007 | 0
1070 | KINDERMG_2G | 1 | West | YES | 0.1069 | 45.7 | 12 | 45.7 | 0 | 1.017 | Cogen | 1 | 0.26007 | 0 | 0 |  |  |  |  | 0.26007 | 0
1071 | KINDERMG_3G | 1 | West | YES | 0.1069 | 45.7 | 12 | 45.7 | 0 | 1.017 | Cogen | 1 | 0.26007 | 0 | 0 |  |  |  |  | 0.26007 | 0
36998 | RDCNYNG1 | 1 | West | YES | 0.10705 | 16.8 | 0 | 84 |  | 1.01 | Wind | 1 | 0.26022 | 0 | 84 |  |  |  |  | 0.26022 | 21.8584
1343 | TRENTIPP_8 | 1 | West | YES | 0.10714 | 30 | 0 | 150 |  | 1.014 | Wind | 1 | 0.26031 | 0 | 150 |  |  |  |  | 0.26031 | 39.0465
1354 | AEPWIND_8 | 1 | West | YES | 0.10714 | 20.2 | 0 | 101 |  | 1 | Wind | 1 | 0.26031 | 0 | 101 |  |  |  |  | 0.26031 | 26.2913
6407 | TURKTRAK1A | 1 | West | YES | 0.10731 | 33.9 | 0 | 169.5 | 0 | 1.025 | Wind | 1 | 0.26048 | 0 | 169.5 |  |  |  |  | 0.26048 | 44.1513
71051 | L_BITTCR1_1N | W1 | West | YES | 0.10768 | 7.5 | 0 | 37.5 |  | 1.02 | Wind | 1 | 0.26085 | 0 | 37.5 |  |  |  |  | 0.26085 | 9.782
71054 | L_SWEETW1_1N | W1 | West | YES | 0.10768 | 21.5 | 0 | 107.5 |  | 1.02 | Wind | 1 | 0.26085 | 0 | 107.5 |  |  |  |  | 0.26085 | 28.0418
71057 | L_SWEETW1_2N | W1 | West | YES | 0.10768 | 27 | 0 | 135 |  | 1.02 | Wind | 1 | 0.26085 | 0 | 135 |  |  |  |  | 0.26085 | 35.2153
71059 | L_SWEETW1_3N | W1 | West | YES | 0.10768 | 23.8 | 0 | 119 | 0 | 1.02 | Wind | 1 | 0.26085 | 0 | 119 |  |  |  |  | 0.26085 | 31.0416
71060 | L_SWEETW1_4N | W1 | West | YES | 0.10768 | 21 | 0 | 105 | 0 | 1.02 | Wind | 1 | 0.26085 | 0 | 105 |  |  |  |  | 0.26085 | 27.3897
71061 | L_SWEETW1_5N | W1 | West | YES | 0.10768 | 16.1 | 0 | 80.5 | 0 | 1.02 | Wind | 1 | 0.26085 | 0 | 80.5 |  |  |  |  | 0.26085 | 20.9987
6144 | MCADOO1A | 1 | West | YES | 0.10771 | 15 | 0 | 150 | 0 | 1.025 | Wind | 1 | 0.26088 | 0 | 150 |  |  |  |  | 0.26088 | 39.1318
11056 | ROSCOE_1G | 1 | West | YES | 0.10773 | 41.8 | 0 | 209 |  | 1 | Wind | 1 | 0.2609 | 0 | 209 |  |  |  |  | 0.2609 | 54.5274
11057 | CHAMPION_1G | 1 | West | YES | 0.10773 | 25.3 | 0 | 126.5 |  | 1 | Wind | 1 | 0.2609 | 0 | 126.5 |  |  |  |  | 0.2609 | 33.0034
11058 | PYRON_1G | 1 | West | YES | 0.10773 | 49.8 | 0 | 249 |  | 1 | Wind | 1 | 0.2609 | 0 | 249 |  |  |  |  | 0.2609 | 64.9633
11059 | INADALE_1G | 1 | West | YES | 0.10773 | 39.4 | 0 | 197 |  | 1 | Wind | 1 | 0.2609 | 0 | 197 |  |  |  |  | 0.2609 | 51.3967
1643 | SLSTR1PP_1G | 1 | North | YES | 0.10796 | 6 | 0 | 60 | 0 | 1.022 | Wind | 1 | 0.26113 | 0 | 60 | 6.4774 | 60 |  |  | 0.26113 | 15.6676
1416 | SWETWATR_1G | 1 | West | YES | 0.10812 | 30 | 18 | 30 | 0 | 1.026 | CC | 1 | 0.26129 | 30 | 30 |  |  |  |  | 0.26129 | 7.8388
1417 | SWETWATR_2G | 2 | West | YES | 0.10812 | 72 | 36 | 72 | 0 | 1.026 | CC | 1 | 0.26129 | 72 | 72 |  |  |  |  | 0.26129 | 18.8132
1418 | SWETWATR_3G | 3 | West | YES | 0.10812 | 68 | 36 | 68 | 0 | 1.026 | CC | 1 | 0.26129 | 68 | 68 |  |  |  |  | 0.26129 | 17.768
1419 | SWETWATR_4G | 4 | West | YES | 0.10812 | 61 | 36 | 61 | 0 | 1.026 | CC | 1 | 0.26129 | 61 | 61 |  |  |  |  | 0.26129 | 15.9389
60081 | WHRLWIND1A | 1 | West | YES | 0.10858 | 12 | 0 | 60 | 0 | 1.03 | Wind | 1 | 0.26175 | 0 | 60 |  |  |  |  | 0.26175 | 15.7048
1437 | MESQUITW_1G | 1 | North | YES | 0.10997 | 40 | 0 | 400 | 0 | 1.023 | Wind | 1 | 0.26314 | 0 | 400 | 43.988 | 400 |  |  | 0.26314 | 105.2563
1438 | MESQUITW_2G | 1 | North | YES | 0.10997 | 23.6 | 0 | 236 |  | 1.017 | Wind | 1 | 0.26314 | 0 | 236 | 25.9536 | 236 |  |  | 0.26314 | 62.1019
1442 | COKFIELD_5 | 1 | North | YES | 0.1107 | 16.5 | 0 | 165 |  | 1.029 | Wind | 1 | 0.26387 | 0 | 165 | 18.2658 | 165 |  |  | 0.26387 | 43.539
6100 | OKLA7A | EQ | West | YES | 0.1113 | 50 | -220 | 220 | 0 | 1.035 | DCTie | 1 | 0.26447 | 0 | 0 |  |  |  |  | 0.26447 | 0
6752 | OKLA0A | 1 | West | YES | 0.1113 | 649.7 | 175 | 649.7 | 0 | 1.035 | LIGCO | 1 | 0.26447 | 0 | 649.7 |  |  |  |  | 0.26447 | 171.8254
1433 | GRHAMSES_1G | 1 | North | YES | 0.11236 | 242 | 60 | 242 | 0 | 1.038 | GST | 1 | 0.26553 | 242 | 242 | 27.1904 | 242 |  |  | 0.26553 | 64.2577
332 | RWMILLER01 | 1 | North | YES | 0.11237 | 58.4 | 18.5 | 73 | 0 | 1.04 | GST | 1 | 0.26554 | 73 | 73 | 8.2032 | 73 |  |  | 0.26554 | 19.3846
333 | RWMILLER02 | 2 | North | YES | 0.11237 | 95.2 | 37 | 119 | 0 | 1.04 | GST | 1 | 0.26554 | 119 | 119 | 13.3723 | 119 |  |  | 0.26554 | 31.5996
334 | RWMILLER03 | 3 | North | YES | 0.11237 | 166.4 | 65 | 208 | 0 | 1.04 | GST | 1 | 0.26554 | 208 | 208 | 23.3734 | 208 |  |  | 0.26554 | 55.2329
335 | RWMILLER04 | 4 | North | YES | 0.11237 | 81.6 | 0 | 102 | 0 | 1.04 | GST | 1 | 0.26554 | 102 | 102 | 11.4619 | 102 |  |  | 0.26554 | 27.0854
336 | RWMILLER05 | 5 | North | YES | 0.11237 | 80.8 | 0 | 101 | 0 | 1.04 | GST | 1 | 0.26554 | 101 | 101 | 11.3496 | 101 |  |  | 0.26554 | 26.8198
1432 | GRHAMSES_2G | 2 | North | YES | 0.11301 | 294.9 | 90 | 366 | 0 | 1.014 | GST | 1 | 0.26618 | 366 | 366 | 41.362 | 366 |  |  | 0.26618 | 97.4226
1479 | WFCOGEN_1G | 1 | North | YES | 0.11313 | 16 | 12 | 20 | 0 | 1 | Cogen | 1 | 0.2663 | 0 | 0 | 0 | 0 |  |  | 0.2663 | 0
1479 | WFCOGEN_1G | 2 | North | YES | 0.11313 | 16 | 12 | 20 | 0 | 1 | Cogen | 1 | 0.2663 | 0 | 0 | 0 | 0 |  |  | 0.2663 | 0
1482 | WFCOGEN_2G | 2 | North | YES | 0.11313 | 13.6 | 12 | 17 | 0 | 1 | Cogen | 1 | 0.2663 | 0 | 0 | 0 | 0 |  |  | 0.2663 | 0
1482 | WFCOGEN_2G | 1 | North | YES | 0.11313 | 16 | 12 | 20 | 0 | 1 | Cogen | 1 | 0.2663 | 0 | 0 | 0 | 0 |  |  | 0.2663 | 0
1600 | BARTNWND_1G | 1 | North | YES | 0.11329 | 12 | 0 | 120 | 0 | 1.022 | Wind | 1 | 0.26646 | 0 | 120 | 13.5948 | 120 |  |  | 0.26646 | 31.9753
366 | JNSNCNTY802 | 1 | North | YES | 0.11342 | 168 | 20 | 168 | 0 | 1.02 | Cogen | 1 | 0.26659 | 0 | 0 | 0 | 0 |  |  | 0.26659 | 0
367 | JNSNCNTY802 | 2 | North | YES | 0.11342 | 90 | 20 | 90 | 0 | 1.02 | Cogen | 1 | 0.26659 | 0 | 0 | 0 | 0 |  |  | 0.26659 | 0
344 | MRSSHPRD | 1 | North | YES | 0.11347 | 0 | 0 | 12 |  | 1.03 | Hydro | 1 | 0.26664 | 0 | 0 | 0 | 0 |  |  | 0.26664 | 0
345 | MRSSHPRD01 | 2 | North | YES | 0.11347 | 0 | 0 | 12 |  | 1.03 | Hydro | 1 | 0.26664 | 0 | 0 | 0 | 0 |  |  | 0.26664 | 0
1892 | DECRDOVA_2G | A | North | YES | 0.11428 | 65 | 65 | 70 | 0 | 1.025 | GGT | 1 | 0.26745 | 70 | 70 | 7.9995 | 70 |  |  | 0.26745 | 18.7214
1893 | DECRDOVA_3G | B | North | YES | 0.11428 | 65 | 65 | 69 | 0 | 1.025 | GGT | 1 | 0.26745 | 69 | 69 | 7.8852 | 69 |  |  | 0.26745 | 18.454
1894 | DECRDOVA_4G | C | North | YES | 0.11428 | 65 | 65 | 69 | 0 | 1.025 | GGT | 1 | 0.26745 | 69 | 69 | 7.8852 | 69 |  |  | 0.26745 | 18.454
1895 | DECRDOVA_5G | D | North | YES | 0.11428 | 65 | 65 | 68 | 0 | 1.025 | GGT | 1 | 0.26745 | 68 | 68 | 7.7709 | 68 |  |  | 0.26745 | 18.1865
503 | NTHTEXAS01 | 1 | North | YES | 0.11458 | 0 | 5 | 18 |  | 1.015 | GST | 1 | 0.26775 | 18 | 18 | 2.0624 | 18 |  |  | 0.26775 | 4.8195
504 | NTHTEXAS02 | 2 | North | YES | 0.11458 | 14.4 | 5 | 18 |  | 1.015 | GST | 1 | 0.26775 | 18 | 18 | 2.0624 | 18 |  |  | 0.26775 | 4.8195
505 | NTHTEXAS03 | 3 | North | YES | 0.11458 | 30.4 | 15 | 38 |  | 1.015 | GST | 1 | 0.26775 | 38 | 38 | 4.354 | 38 |  |  | 0.26775 | 10.1745
1898 | COMCHEPK_1G | 1 | North | YES | 0.11483 | 1217 | 1150 | 1217 | 0 | 1.032 | Nuc | 1 | 0.268 | 0 | 0 | 0 | 0 |  |  | 0.268 | 0
1899 | COMCHEPK_2G | 2 | North | YES | 0.11483 | 1159 | 1128 | 1159 | 0 | 1.032 | Nuc | 1 | 0.268 | 0 | 0 | 0 | 0 |  |  | 0.268 | 0
1877 | WLFHOLW_1G | 1 | North | YES | 0.11515 | 217.3 | 89.2 | 217.3 | 0 | 1.032 | CC | 1 | 0.26832 | 217.3 | 217.3 | 25.023 | 217.3 |  |  | 0.26832 | 58.307
1878 | WLFHOLW_2G | 2 | North | YES | 0.11515 | 215.7 | 105 | 215.7 | 0 | 1.032 | CC | 1 | 0.26832 | 215.7 | 215.7 | 24.8387 | 215.7 |  |  | 0.26832 | 57.8777
1879 | WLFHOLW_3G | 3 | North | YES | 0.11515 | 272.4 | 89.2 | 272.4 | 0 | 1.032 | CC | 1 | 0.26832 | 272.4 | 272.4 | 31.3679 | 272.4 |  |  | 0.26832 | 73.0917
1453 | WCPWRCO_1G | 1 | North | YES | 0.11529 | 204 | 50 | 204 | 0 | 1.02 | CC | 1 | 0.26846 | 204 | 204 | 23.519 | 204 |  |  | 0.26846 | 54.7658
1454 | WCPWRCO_2G | 2 | North | YES | 0.11529 | 204 | 50 | 204 | 0 | 1.02 | CC | 1 | 0.26846 | 204 | 204 | 23.519 | 204 |  |  | 0.26846 | 54.7658
1455 | WCPWRCO_3G | 3 | North | YES | 0.11529 | 242 | 50 | 242 |  | 1.02 | CC | 1 | 0.26846 | 242 | 242 | 27.8999 | 242 |  |  | 0.26846 | 64.9673
1889 | DECRDOVA_1G | 1 | North | YES | 0.11542 | 779 | 255 | 779 | 0 | 1.02 | GSC | 1 | 0.26859 | 779 | 779 | 89.9122 | 779 |  |  | 0.26859 | 209.2323
1937 | MDLTHELP_5G | 5 | North | YES | 0.11552 | 224 | 74 | 224 | 0 | 1 | CC | 1 | 0.26869 | 224 | 224 | 25.8758 | 224 |  |  | 0.26869 | 60.1861
1938 | MDLTHELP_6G | 6 | North | YES | 0.11552 | 226 | 74 | 226 | 0 | 1 | CC | 1 | 0.26869 | 226 | 226 | 26.1068 | 226 |  |  | 0.26869 | 60.7235
1943 | MDLTHELP_3G | 3 | North | YES | 0.11552 | 212 | 74 | 212 | 0 | 1 | CC | 1 | 0.26869 | 212 | 212 | 24.4896 | 212 |  |  | 0.26869 | 56.9618
1944 | MDLTHELP_4G | 4 | North | YES | 0.11552 | 211 | 74 | 211 | 0 | 1 | CC | 1 | 0.26869 | 211 | 211 | 24.3741 | 211 |  |  | 0.26869 | 56.6931
580 | JCKCNTY801 | 1 | North | YES | 0.11617 | 288 | 0 | 288 | 0 | 1.022 | CC | 1 | 0.26934 | 288 | 288 | 33.4561 | 288 |  |  | 0.26934 | 77.5693
581 | JCKCNTY802 | 2 | North | YES | 0.11617 | 147 | 0 | 147 | 0 | 1.022 | CC | 1 | 0.26934 | 147 | 147 | 17.0765 | 147 |  |  | 0.26934 | 39.5927
582 | JCKCNTY803 | 3 | North | YES | 0.11617 | 147 | 0 | 147 | 0 | 1.022 | CC | 1 | 0.26934 | 147 | 147 | 17.0765 | 147 |  |  | 0.26934 | 39.5927
1941 | MDLTHELP_1G | 1 | North | YES | 0.11694 | 216.4 | 74 | 216.4 | 0 | 1 | CC | 1 | 0.27011 | 216.4 | 216.4 | 25.3054 | 216.4 |  |  | 0.27011 | 58.4516
1942 | MDLTHELP_2G | 2 | North | YES | 0.11694 | 216.1 | 74 | 216.1 | 0 | 1 | CC | 1 | 0.27011 | 216.1 | 216.1 | 25.2703 | 216.1 |  |  | 0.27011 | 58.3705
1861 | EAGLEMNT_1G | MB | North | YES | 0.11732 | 0 | 30 | 112 |  | 1.022 | GST | 1 | 0.27049 | 0 | 0 | 0 | 0 |  |  | 0.27049 | 0
1862 | EAGLEMNT_2G | MB | North | YES | 0.11732 | 0 | 40 | 100 |  | 1.022 | GST | 1 | 0.27049 | 0 | 0 | 0 | 0 |  |  | 0.27049 | 0
1863 | EAGLEMNT_3G | MB | North | YES | 0.11732 | 0 | 50 | 378 |  | 1.022 | GST | 1 | 0.27049 | 0 | 0 | 0 | 0 |  |  | 0.27049 | 0
1947 | HANDLEY_3G | 3 | North | YES | 0.11769 | 316 | 100 | 395 | 0 | 1.022 | GST | 1 | 0.27087 | 395 | 395 | 46.4895 | 395 |  |  | 0.27087 | 106.992
1949 | HANDLEY_5G | 5 | North | YES | 0.11769 | 348 | 150 | 435 | 0 | 1.022 | GST | 1 | 0.27087 | 435 | 435 | 51.1973 | 435 |  |  | 0.27087 | 117.8266
1948 | HANDLEY_4G | 4 | North | YES | 0.11796 | 348 | 150 | 435 | 0 | 1.022 | GST | 1 | 0.27113 | 435 | 435 | 51.3113 | 435 |  |  | 0.27113 | 117.9406
728 | WOLFRIDGE801 | 1 | North | YES | 0.11802 | 11.2 | 0 | 112.5 | 0 | 0.99 | Wind | 1 | 0.27119 | 0 | 112.5 | 13.2776 | 112.5 |  |  | 0.27119 | 30.5093
923 | SPENCER_G4 | 1 | North | YES | 0.11925 | 48 | 20 | 61 | 0 | 1.03 | GST | 1 | 0.27242 | 61 | 61 | 7.274 | 61 |  |  | 0.27242 | 16.6174
924 | SPENCER_G5 | 1 | North | YES | 0.11925 | 52 | 20 | 66 | 0 | 1.03 | GST | 1 | 0.27242 | 66 | 66 | 7.8702 | 66 |  |  | 0.27242 | 17.9795
2381 | NTHLK1_G | 1 | North | YES | 0.12172 | 0 | 35 | 156 |  | 1.022 | GST | 1 | 0.27489 | 156 | 156 | 18.9879 | 156 |  |  | 0.27489 | 42.8825
2382 | NTHLK2_G | 2 | North | YES | 0.12172 | 0 | 35 | 181 |  | 1.022 | GST | 1 | 0.27489 | 181 | 181 | 22.0308 | 181 |  |  | 0.27489 | 49.7547
2383 | NTHLK3_G | 3 | North | YES | 0.12172 | 0 | 50 | 329 |  | 1.022 | GST | 1 | 0.27489 | 329 | 329 | 40.0449 | 329 |  |  | 0.27489 | 90.4381
2371 | COLLIN_1G | MB | North | YES | 0.12187 | 0 | 40 | 138 |  | 1.022 | GST | 1 | 0.27504 | 0 | 0 | 0 | 0 |  |  | 0.27504 | 0
12322 | ENNSTRAC_1G | 1 | North | YES | 0.12239 | 196 | 130 | 196 | 0 | 1.036 | CC | 1 | 0.27556 | 196 | 196 | 23.9888 | 196 |  |  | 0.27556 | 54.0103
12323 | ENNSTRAC_2G | 2 | North | YES | 0.12239 | 116 | 100 | 116 | 0 | 1.036 | CC | 1 | 0.27556 | 116 | 116 | 14.1975 | 116 |  |  | 0.27556 | 31.9653
6948 | DENISNDM | 1 | North | YES | 0.12252 | 40 | 5 | 40 |  | 1.015 | Hydro | 1 | 0.27569 | 0 | 0 | 0 | 0 |  |  | 0.27569 | 0
6948 | DENISNDM | 2 | North | YES | 0.12252 | 31 | 5 | 40 |  | 1.015 | Hydro | 1 | 0.27569 | 0 | 0 | 0 | 0 |  |  | 0.27569 | 0
1687 | VALLEY_1G | 1 | North | YES | 0.12274 | 136 | 15 | 170 | 0 | 1.029 | GST | 1 | 0.27591 | 170 | 170 | 20.866 | 170 |  |  | 0.27591 | 46.905
1688 | VALLEY_2G | 2 | North | YES | 0.12274 | 527 | 90 | 527 | 0 | 1.029 | GSC | 1 | 0.27591 | 527 | 527 | 64.6845 | 527 |  |  | 0.27591 | 145.4055
1689 | VALLEY_3G | 3 | North | YES | 0.12302 | 0 | 25 | 375 |  | 1.003 | GST | 1 | 0.27619 | 375 | 375 | 46.134 | 375 |  |  | 0.27619 | 103.5731
11691 | KMICHICT1_G | 1 | North | YES | 0.12302 | 144 | 80 | 144 | 0 | 1.026 | CC | 1 | 0.27619 | 144 | 144 | 17.7155 | 144 |  |  | 0.27619 | 39.7721
11692 | KMICHICT2_G | 2 | North | YES | 0.12302 | 146 | 80 | 146 | 0 | 1.026 | CC | 1 | 0.27619 | 146 | 146 | 17.9615 | 146 |  |  | 0.27619 | 40.3244
11693 | KMICHIST3_G | 3 | North | YES | 0.12302 | 312 | 60 | 312 | 0 | 1.026 | CC | 1 | 0.27619 | 312 | 312 | 38.3835 | 312 |  |  | 0.27619 | 86.1728
11694 | KMICHICT4_G | 4 | North | YES | 0.12302 | 144 | 80 | 144 | 0 | 1.026 | CC | 1 | 0.27619 | 144 | 144 | 17.7155 | 144 |  |  | 0.27619 | 39.7721
11695 | KMICHICT5_G | 5 | North | YES | 0.12302 | 148 | 80 | 148 | 0 | 1.026 | CC | 1 | 0.27619 | 148 | 148 | 18.2076 | 148 |  |  | 0.27619 | 40.8768
11696 | KMICHIST6_G | 6 | North | YES | 0.12302 | 310 | 60 | 310 | 0 | 1.026 | CC | 1 | 0.27619 | 310 | 310 | 38.1374 | 310 |  |  | 0.27619 | 85.6204
1678 | LAMARPWR_1G | 1 | North | YES | 0.12314 | 160 | 67.7 | 160 | 0 | 1.038 | CC | 1 | 0.27631 | 160 | 160 | 19.7018 | 160 |  |  | 0.27631 | 44.2091
1679 | LAMARPWR_2G | 2 | North | YES | 0.12314 | 156 | 67.7 | 156 | 0 | 1.038 | CC | 1 | 0.27631 | 156 | 156 | 19.2092 | 156 |  |  | 0.27631 | 43.1039
1680 | LAMARPWR_3G | 3 | North | YES | 0.12314 | 196 | 129.1 | 196 | 0 | 1.038 | CC | 1 | 0.27631 | 196 | 196 | 24.1347 | 196 |  |  | 0.27631 | 54.1561
1681 | LAMARPWR_4G | 4 | North | YES | 0.12314 | 156 | 67.7 | 156 | 0 | 1.038 | CC | 1 | 0.27631 | 156 | 156 | 19.2092 | 156 |  |  | 0.27631 | 43.1039
1682 | LAMARPWR_5G | 5 | North | YES | 0.12314 | 157 | 67.7 | 157 | 0 | 1.038 | CC | 1 | 0.27631 | 157 | 157 | 19.3324 | 157 |  |  | 0.27631 | 43.3802
1683 | LAMARPWR_6G | 6 | North | YES | 0.12314 | 198 | 129.1 | 198 | 0 | 1.038 | CC | 1 | 0.27631 | 198 | 198 | 24.3809 | 198 |  |  | 0.27631 | 54.7088
1675 | PEC_1G | 1 | North | YES | 0.1232 | 76.7 | 35 | 76.7 | 0 | 1.022 | Cogen | 1 | 0.27637 | 0 | 0 | 0 | 0 |  |  | 0.27637 | 0
1676 | PEC_2G | 2 | North | YES | 0.1232 | 79.6 | 35 | 79.6 | 0 | 1.022 | Cogen | 1 | 0.27637 | 0 | 0 | 0 | 0 |  |  | 0.27637 | 0
1677 | PEC_3G | 3 | North | YES | 0.1232 | 88.4 | 35 | 88.4 | 0 | 1.022 | Cogen | 1 | 0.27637 | 0 | 0 | 0 | 0 |  |  | 0.27637 | 0
2413 | MTCK6_G | 6 | North | YES | 0.12328 | 0 | 30 | 118 |  | 1.022 | GST | 1 | 0.27645 | 118 | 118 | 14.5473 | 118 |  |  | 0.27645 | 32.6214
2414 | MTCK7_G | 7 | North | YES | 0.12328 | 0 | 30 | 115 |  | 1.022 | GST | 1 | 0.27645 | 115 | 115 | 14.1774 | 115 |  |  | 0.27645 | 31.7921
2417 | MTCK8_G | 8 | North | YES | 0.12328 | 444.8 | 60 | 556 | 0 | 1.022 | GSC | 1 | 0.27645 | 556 | 556 | 68.5448 | 556 |  |  | 0.27645 | 153.7078
1701 | MOSES_1G | 1 | North | YES | 0.12335 | 558 | 175 | 558 | 0 | 1.023 | LIGCO | 1 | 0.27652 | 0 | 558 | 68.8282 | 558 |  |  | 0.27652 | 154.2975
1702 | MOSES_2G | 2 | North | YES | 0.12335 | 579 | 175 | 579 | 0 | 1.023 | LIGCO | 1 | 0.27652 | 0 | 579 | 71.4185 | 579 |  |  | 0.27652 | 160.1044
1703 | MOSES_3G | 3 | North | YES | 0.12335 | 808 | 463 | 808 | 0 | 1.023 | LIGCO | 1 | 0.27652 | 0 | 808 | 99.6652 | 808 |  |  | 0.27652 | 223.4272
5925 | DCEAST | EQ | North | YES | 0.12335 | 400.3 | -600 | 600 | 0 | 1.025 | DCTie | 1 | 0.27652 | 0 | 0 | 0 | 0 |  |  | 0.27652 | 0
842 | OLINGER_G1 | 1 | North | YES | 0.12378 | 55.4 | 20 | 79 | 0 | 1.03 | GST | 1 | 0.27695 | 79 | 79 | 9.7787 | 79 |  |  | 0.27695 | 21.8792
843 | OLINGER_G2 | 1 | North | YES | 0.12378 | 76.2 | 25 | 110 | 0 | 1.03 | GST | 1 | 0.27695 | 110 | 110 | 13.6159 | 110 |  |  | 0.27695 | 30.4647
844 | OLINGER_G3 | 1 | North | YES | 0.12378 | 103.9 | 45 | 150 | 0 | 1.03 | GST | 1 | 0.27695 | 150 | 150 | 18.5672 | 150 |  |  | 0.27695 | 41.5428
845 | OLINGER_G4 | 1 | North | YES | 0.12378 | 51.9 | 0 | 76 | 0 | 1.03 | GGT | 1 | 0.27695 | 76 | 76 | 9.4074 | 76 |  |  | 0.27695 | 21.0483
837 | NEWMAN_G5 | 1 | North | YES | 0.12387 | 0 | 15 | 40 |  | 1.01 | GST | 1 | 0.27704 | 40 | 40 | 4.9547 | 40 |  |  | 0.27704 | 11.0815
948 | STEAM1 | 1 | North | YES | 0.12393 | 0 | 12 | 20 |  | 1.02 | GST | 1 | 0.2771 | 20 | 20 | 2.4786 | 20 |  |  | 0.2771 | 5.542
949 | STEAM2 | 1 | North | YES | 0.12393 | 26 | 8 | 26 | 0 | 0.99 | GST | 1 | 0.2771 | 26 | 26 | 3.2222 | 26 |  |  | 0.2771 | 7.2046
950 | STEAM3 | 1 | North | YES | 0.12393 | 41 | 13 | 42 | 0 | 1.02 | GST | 1 | 0.2771 | 42 | 42 | 5.2051 | 42 |  |  | 0.2771 | 11.6383
2451 | LKHB1_G | 1 | North | YES | 0.12454 | 0 | 80 | 391 |  | 1.022 | GST | 1 | 0.27771 | 391 | 391 | 48.6955 | 391 |  |  | 0.27771 | 108.5853
2452 | LKHB2_G | 2 | North | YES | 0.12454 | 516 | 80 | 516 | 0 | 1.022 | GST | 1 | 0.27771 | 516 | 516 | 64.2632 | 516 |  |  | 0.27771 | 143.2993
12440 | PARKD_1SVC8 | 1 | North | YES | 0.1247 | 0 | 0 | 0 | 0 | 1.007 | GST | 1 | 0.27787 | 0 | 0 | 0 | 0 |  |  | 0.27787 | 0
12449 | PARKD_2SVC8 | 1 | North | YES | 0.1247 | 0 | 0 | 0 | 0 | 1.007 | GST | 1 | 0.27787 | 0 | 0 | 0 | 0 |  |  | 0.27787 | 0
12411 | FPLEFR1A_G | 1 | North | YES | 0.12495 | 161 | 72 | 161 | 0 | 1 | CC | 1 | 0.27812 | 161 | 161 | 20.1166 | 161 |  |  | 0.27812 | 44.7771
12412 | FPLEFR1B_G | 2 | North | YES | 0.12495 | 164 | 72 | 164 | 0 | 1 | CC | 1 | 0.27812 | 164 | 164 | 20.4915 | 164 |  |  | 0.27812 | 45.6115
12413 | FPLEFR1C_G | 3 | North | YES | 0.12495 | 164 | 72 | 164 | 0 | 1 | CC | 1 | 0.27812 | 164 | 164 | 20.4915 | 164 |  |  | 0.27812 | 45.6115
12414 | FPLEFR1S_G | 4 | North | YES | 0.12495 | 414 | 191 | 414 | 0 | 1 | CC | 1 | 0.27812 | 414 | 414 | 51.7285 | 414 |  |  | 0.27812 | 115.1412
12421 | FPLEFR2A_G | 1 | North | YES | 0.12495 | 162 | 72 | 162 | 0 | 1 | CC | 1 | 0.27812 | 162 | 162 | 20.2416 | 162 |  |  | 0.27812 | 45.0553
12422 | FPLEFR2B_G | 2 | North | YES | 0.12495 | 161 | 72 | 161 | 0 | 1 | CC | 1 | 0.27812 | 161 | 161 | 20.1166 | 161 |  |  | 0.27812 | 44.7771
12423 | FPLEFR2C_G | 3 | North | YES | 0.12495 | 163 | 72 | 163 | 0 | 1 | CC | 1 | 0.27812 | 163 | 163 | 20.3665 | 163 |  |  | 0.27812 | 45.3334
12424 | FPLEFR2S_G | 4 | North | YES | 0.12495 | 415 | 191 | 415 | 0 | 1 | CC | 1 | 0.27812 | 415 | 415 | 51.8534 | 415 |  |  | 0.27812 | 115.4193
3126 | TRINIDAD_6G | 1 | North | YES | 0.12534 | 179.2 | 46 | 224 | 0 | 1 | GST | 1 | 0.27851 | 224 | 224 | 28.0768 | 224 |  |  | 0.27851 | 62.3871
3381 | BBRN_1G | 1 | North | YES | 0.12558 | 618 | 225 | 618 | 0 | 1.03 | LIGCO | 1 | 0.27875 | 0 | 618 | 77.6103 | 618 |  |  | 0.27875 | 172.2699
3382 | BBRN_2G | 2 | North | YES | 0.12558 | 589 | 225 | 589 | 0 | 1.03 | LIGCO | 1 | 0.27875 | 0 | 589 | 73.9684 | 589 |  |  | 0.27875 | 164.186
13134 | CALFREST_4G | 4 | North | YES | 0.12576 | 151.5 | 40 | 151.5 | 0 | 1.031 | CC | 1 | 0.27894 | 151.5 | 151.5 | 19.0534 | 151.5 |  |  | 0.27894 | 42.2588
13135 | CALFREST_5G | 5 | North | YES | 0.12576 | 152.3 | 57 | 152.3 | 0 | 1.031 | CC | 1 | 0.27894 | 152.3 | 152.3 | 19.154 | 152.3 |  |  | 0.27894 | 42.4819
13136 | CALFREST_6G | 6 | North | YES | 0.12576 | 177.5 | 40 | 177.5 | 0 | 1.031 | CC | 1 | 0.27894 | 177.5 | 177.5 | 22.3233 | 177.5 |  |  | 0.27894 | 49.5111
13131 | CALFREST_1G | 1 | North | YES | 0.1259 | 150.7 | 40 | 150.7 | 0 | 1.031 | CC | 1 | 0.27907 | 150.7 | 150.7 | 18.9734 | 150.7 |  |  | 0.27907 | 42.0563
13132 | CALFREST_2G | 2 | North | YES | 0.1259 | 151 | 57 | 151 | 0 | 1.031 | CC | 1 | 0.27907 | 151 | 151 | 19.0112 | 151 |  |  | 0.27907 | 42.14
13133 | CALFREST_3G | 3 | North | YES | 0.1259 | 177.4 | 40 | 177.4 | 0 | 1.031 | CC | 1 | 0.27907 | 177.4 | 177.4 | 22.335 | 177.4 |  |  | 0.27907 | 49.5075
13116 | TGATEWAY_1G | 1 | North | YES | 0.12672 | 151 | 30 | 151 | 0 | 1.0232 | CC | 1 | 0.27989 | 151 | 151 | 19.1353 | 151 |  |  | 0.27989 | 42.2641
13117 | TGATEWAY_2G | 2 | North | YES | 0.12672 | 130 | 30 | 130 | 0 | 1.0232 | CC | 1 | 0.27989 | 130 | 130 | 16.4741 | 130 |  |  | 0.27989 | 36.3863
13118 | TGATEWAY_3G | 3 | North | YES | 0.12672 | 148 | 30 | 148 | 0 | 1.0232 | CC | 1 | 0.27989 | 148 | 148 | 18.7552 | 148 |  |  | 0.27989 | 41.4244
13119 | TGATEWAY_4G | 4 | North | YES | 0.12672 | 399 | 65 | 399 | 0 | 1.0232 | CC | 1 | 0.27989 | 399 | 399 | 50.5629 | 399 |  |  | 0.27989 | 111.678
3097 | MARTLAKE_1G | 1 | North | YES | 0.12673 | 790 | 500 | 790 | 0 | 1.017 | LIGCO | 1 | 0.2799 | 0 | 790 | 100.1199 | 790 |  |  | 0.2799 | 221.1248
3098 | MARTLAKE_2G | 2 | North | YES | 0.12673 | 795 | 461 | 795 | 0 | 1.017 | LIGCO | 1 | 0.2799 | 0 | 795 | 100.7535 | 795 |  |  | 0.2799 | 222.5243
3099 | MARTLAKE_3G | 3 | North | YES | 0.12673 | 804 | 500 | 804 | 0 | 1.017 | LIGCO | 1 | 0.2799 | 0 | 804 | 101.8941 | 804 |  |  | 0.2799 | 225.0435
3309 | ASPN_G | 1 | North | YES | 0.12732 | 50 | 0 | 50 |  | 1 | Bio | 1 | 0.28049 | 50 | 50 | 6.3659 | 50 |  |  | 0.28049 | 14.0245
3348 | CHAMPION_1G | MB | North | YES | 0.12733 | 0 | 42 | 42 |  | 1 | Cogen | 1 | 0.2805 | 0 | 0 | 0 | 0 |  |  | 0.2805 | 0
3107 | STRYKER_1G | 1 | North | YES | 0.12842 | 145.6 | 45 | 182 | 0 | 1.029 | GST | 1 | 0.28159 | 182 | 182 | 23.3721 | 182 |  |  | 0.28159 | 51.2492
3108 | STRYKER_2G | 2 | North | YES | 0.12842 | 484 | 75 | 484 | 0 | 1.029 | GST | 1 | 0.28159 | 484 | 484 | 62.1543 | 484 |  |  | 0.28159 | 136.289
48721 | LEG_1___1 | 1 | North | YES | 0.17641 | 827 | 357 | 827 | 0 | 1.0348 | LIGCO | 1 | 0.32958 | 0 | 827 | 145.8878 | 827 |  |  | 0.32958 | 272.56
48722 | LEG_2___2 | 2 | North | YES | 0.17641 | 819 | 357 | 819 | 0 | 1.0348 | LIGCO | 1 | 0.32958 | 0 | 819 | 144.4765 | 819 |  |  | 0.32958 | 269.9234
39960 | TNTNPONE_18 | 1 | North | YES | 0.29615 | 152.3 | 30 | 152.3 |  | 1.04 | LIGCO | 1 | 0.44932 | 0 | 152.3 | 45.1033 | 152.3 |  |  | 0.44932 | 68.4313
39970 | TNTNPONE_28 | 1 | North | YES | 0.29615 | 153 | 30 | 153 |  | 1.04 | LIGCO | 1 | 0.44932 | 0 | 153 | 45.3106 | 153 |  |  | 0.44932 | 68.7458
32883 | BRYN_DNSBY3 | 1 | North | YES | 0.50106 | 0 | 2 | 48 |  | 1.015 | GST | 1 | 0.65424 | 48 | 48 | 24.0511 | 48 |  |  | 0.65424 | 31.4033
32884 | BRYN_DNSBY13 | 1 | North | YES | 0.50106 | 46 | 2 | 46 | 0 | 1.015 | GST | 1 | 0.65424 | 46 | 46 | 23.049 | 46 |  |  | 0.65424 | 30.0948
32892 | BRYN_DNSBY14 | 1 | North | YES | 0.50106 | 84 | 25 | 105 | 0 | 1.035 | GST | 1 | 0.65424 | 105 | 105 | 52.6118 | 105 |  |  | 0.65424 | 68.6948
32886 | BRYN_ATKINS3 | MB | North | YES | 0.52647 | 0 | 5 | 12 |  | 1 | GST | 1 | 0.67964 | 0 | 0 | 0 | 0 |  |  | 0.67964 | 0
32887 | BRYN_ATKINS6 | MB | North | YES | 0.52647 | 0 | 12 | 51 |  | 1.028 | GST | 1 | 0.67964 | 0 | 0 | 0 | 0 |  |  | 0.67964 | 0
32888 | BRYN_ATKINS7 | 1 | North | YES | 0.52647 | 13.6 | 4 | 17 |  | 1.028 | GGT | 1 | 0.67964 | 17 | 17 | 8.95 | 17 |  |  | 0.67964 | 11.5539
32890 | BRYN_ATKINS4 | MB | North | YES | 0.52647 | 0 | 5 | 22 |  | 1.031 | GST | 1 | 0.67964 | 0 | 0 | 0 | 0 |  |  | 0.67964 | 0
32891 | BRYN_ATKINS5 | MB | North | YES | 0.52647 | 0 | 5 | 25 |  | 1.031 | GST | 1 | 0.67964 | 0 | 0 | 0 | 0 |  |  | 0.67964 | 0
32798 | BRYN_TAMUGEN | 1 | North | YES | 0.54009 | 32 | 0 | 32 |  | 1.02 | GST | 1 | 0.69327 | 32 | 32 | 17.283 | 32 |  |  | 0.69327 | 22.1845
990 | GIBN_CREK_G1 | 1 | North | YES | 0.63587 | 463 | 200 | 463 | 0 | 1.0275 | LIGCO | 1 | 0.78904 | 0 | 463 | 294.4087 | 463 |  |  | 0.78904 | 365.3268
Note on AL4: Zonal Cap - Zonal Impact

## Distributed Slack - Bound Gen
Number of Bus | Name of Bus | ID | Area Name of Gen | AGC | P Sensitivity of Bus | Gen MW | Min MW | Max MW | V Sensitivity of Bus | Set Volt | Tech Type | Zone Impact | Zone Correlation | Inc Max | Dec Max | Souce S.F. Weighting | Souce Capacity | Sink S.F. Weighting | Sink Capacity | PTDF Calc | PTDF Weighting | max of zone correlation | -0.057744 |  |  | Neg PTDF weight | Pos PTDF weight
48674 | FTR_CN4_5095 | 4 | North | YES | -0.21091 | 380 | 0 | 380 | 0 | 1.0319 | CC | 1 | -0.057744 | 380 | 380 | -80.1477 | 380 |  |  | -0.057744 | -21.9428 |  |  |  |  | -21.9428 | 0
48672 | FTR_GT2_5110 | 2 | North | YES | -0.21091 | 159 | 0 | 159 | 0 | 1.0319 | CC | 1 | -0.057744 | 159 | 159 | -33.5355 | 159 |  |  | -0.057744 | -9.1813 |  |  |  |  | -9.1813 | 0
48673 | FTR_GT3_5085 | 3 | North | YES | -0.21091 | 158 | 0 | 158 | 0 | 1.0319 | CC | 1 | -0.057744 | 158 | 158 | -33.3246 | 158 |  |  | -0.057744 | -9.1236 |  |  |  |  | -9.1236 | 0
48671 | FTR_GT1_5105 | 1 | North | YES | -0.21091 | 154.2 | 0 | 154.2 | 0 | 1.0319 | CC | 1 | -0.057744 | 154.2 | 154.2 | -32.5231 | 154.2 |  |  | -0.057744 | -8.9042 |  |  | Weighted Shift Factors |  | -8.9042 | 0
13432 | SANDOW_5G | 5 | South | YES | 0.06278 | 581 | 225 | 581 |  | 1.029 | LIGCO | -1 | 0.062512 | 0 | 581 |  |  |  |  | -0.062512 | 0 |  |  | North | 0.12529 | 0 | 0
3432 | SANDOW_4G | 4 | South | YES | 0.023639 | 580 | 225 | 580 |  | 1.029 | LIGCO | -1 | 0.10165 | 0 | 580 |  |  |  |  | -0.10165 | 0 |  |  | Houston | -0.15317 | 0 | 0
7022 | L_BUCHAN1_1Y | 1 | South | YES | 0.007339 | 0 | 0 | 18 |  | 1 | Hydro | -1 | 0.11795 | 0 | 0 |  |  |  |  | -0.11795 | 0 |  |  |  |  | 0 | 0
7023 | L_BUCHAN1_2Y | 2 | South | YES | 0.007339 | 0 | 0 | 18 |  | 1 | Hydro | -1 | 0.11795 | 0 | 0 |  |  |  |  | -0.11795 | 0 | Houston |  |  |  | 0 | 0
7024 | L_BUCHAN1_3Y | 3 | South | YES | 0.007339 | 0 | 0 | 15 |  | 1 | Hydro | -1 | 0.11795 | 0 | 0 |  |  |  |  | -0.11795 | 0 | Line Rating |  | 1376 |  | 0 | 0
7026 | L_INKSDA1_1Y | 1 | South | YES | 0.006671 | 0 | 0 | 13.7 |  | 1 | Hydro | -1 | 0.11862 | 0 | 0 |  |  |  |  | -0.11862 | 0 | Impact Counter to Zone: |  | 49.1518 |  | 0 | 0
5934 | SI_RAY5 | 5 | South | YES | 0 | 0 | 10 | 15 |  | 1.035 | GST | -1 | 0.12529 | 15 | 15 |  |  |  |  | -0.12529 | -1.8794 |  |  | 3.572% |  | 0 | 0
8139 | JOS #1 | MB | South | YES | 0 | 0 | 45 | 255 |  | 1.02 | GST | -1 | 0.12529 | 0 | 0 |  |  |  |  | -0.12529 | 0 |  |  |  |  | 0 | 0
8285 | LAR #1 | MB | South | YES | 0 | 0 | 9 | 32 |  | 1.0497 | GST | -1 | 0.12529 | 0 | 0 |  |  |  |  | -0.12529 | 0 | North |  |  |  | 0 | 0
8287 | LAR #2 | MB | South | YES | 0 | 0 | 9 | 32 |  | 1.04 | GST | -1 | 0.12529 | 0 | 0 |  |  |  |  | -0.12529 | 0 | Line Rating |  | 1376 |  | 0 | 0
8288 | LAR #3 | MB | South | YES | 0 | 0 | 25 | 105 |  | 1.04 | GST | -1 | 0.12529 | 0 | 0 |  |  |  |  | -0.12529 | 0 | Impact Counter to Zone: |  | 0 |  | 0 | 0
8388 | BATES0A | MB | South | YES | 0 | 0 | 21 | 71 |  | 1.033 | GST | -1 | 0.12529 | 0 | 0 |  |  |  |  | -0.12529 | 0 |  |  | 0% |  | 0 | 0
8393 | BATES0B | MB | South | YES | 0 | 0 | 25 | 110 |  | 1.03 | GST | -1 | 0.12529 | 0 | 0 |  |  |  |  | -0.12529 | 0 |  |  |  |  | 0 | 0
8437 | NUECES_B0C | MB | South | YES | 0 | 0 | 7 | 30 |  | 1.03 | GST | -1 | 0.12529 | 0 | 0 |  |  |  |  | -0.12529 | 0 |  |  |  |  | 0 | 0
8438 | NUECES_B0B | MB | South | YES | 0 | 0 | 26 | 169 |  | 1.03 | GST | -1 | 0.12529 | 0 | 0 |  |  |  |  | -0.12529 | 0 |  |  |  |  | 0 | 0
39190 | TNSLCGN1__8 | 1 | Houston | YES | 0 | 0 | 10 | 30 |  | 1.03 | Cogen | -1 | 0.12529 | 0 | 0 |  |  | 0 | 0 | -0.12529 | 0 |  |  |  |  | 0 | 0
7035 | L_WIRTZ_1G1Y | 1 | South | YES | -0.000627 | 0 | 0 | 29 |  | 1 | Hydro | -1 | 0.12592 | 0 | 0 |  |  |  |  | -0.12592 | 0 |  |  |  |  | 0 | 0
7036 | L_WIRTZ_1G2Y | 2 | South | YES | -0.000627 | 0 | 0 | 29.7 |  | 1 | Hydro | -1 | 0.12592 | 0 | 0 |  |  |  |  | -0.12592 | 0 |  |  |  |  | 0 | 0
7000 | L_FERGUS1_1Y | 1 | South | YES | -0.000866 | 400 | 65 | 423.3 | 0 | 1.015 | GSC | -1 | 0.12616 | 423.3 | 423.3 |  |  |  |  | -0.12616 | -53.4028 |  |  |  |  | 0 | 0
8032 | AMISTADHYD1 | 1 | South | YES | -0.000953 | 33 | 13 | 33 | 0 | 1.03 | Hydro | -1 | 0.12625 | 0 | 0 |  |  |  |  | -0.12625 | 0 |  |  |  |  | 0 | 0
8033 | AMISTADHYD2 | 2 | South | YES | -0.000953 | 25 | 13 | 25 | 0 | 1.03 | Hydro | -1 | 0.12625 | 0 | 0 |  |  |  |  | -0.12625 | 0 |  |  |  |  | 0 | 0
88253 | HAMILTON | F | South | YES | -0.000953 | 0 | 0 | 0 | 0 | 1.04 | BLT | -1 | 0.12625 | 0 | 0 |  |  |  |  | -0.12625 | 0 |  |  |  |  | 0 | 0
7028 | L_MARBFA1_1Y | 1 | South | YES | -0.00293 | 0 | 0 | 18 |  | 1 | Hydro | -1 | 0.12822 | 0 | 0 |  |  |  |  | -0.12822 | 0 |  |  |  |  | 0 | 0
7029 | L_MARBFA1_2Y | 2 | South | YES | -0.00293 | 0 | 0 | 18 |  | 1 | Hydro | -1 | 0.12822 | 0 | 0 |  |  |  |  | -0.12822 | 0 |  |  |  |  | 0 | 0
7031 | L_MARSFO1G1Y | 1 | South | YES | -0.0072 | 0 | 0 | 36 |  | 1 | Hydro | -1 | 0.13249 | 0 | 0 |  |  |  |  | -0.13249 | 0 |  |  |  |  | 0 | 0
7032 | L_MARSFO1G2Y | 2 | South | YES | -0.0072 | 0 | 0 | 35 |  | 1 | Hydro | -1 | 0.13249 | 0 | 0 |  |  |  |  | -0.13249 | 0 |  |  |  |  | 0 | 0
7033 | L_MARSFO1G3Y | 3 | South | YES | -0.0072 | 0 | 0 | 36 |  | 1 | Hydro | -1 | 0.13249 | 0 | 0 |  |  |  |  | -0.13249 | 0 |  |  |  |  | 0 | 0
9005 | DECKR_G6 | 6 | South | YES | -0.008436 | 44 | 24 | 47 | 0 | 1.015 | GGT | -1 | 0.13373 | 47 | 47 |  |  |  |  | -0.13373 | -6.2852 |  |  |  |  | 0 | 0
9003 | DECKR_G4 | 4 | South | YES | -0.008436 | 44 | 24 | 44 | 0 | 1.015 | GGT | -1 | 0.13373 | 44 | 44 |  |  |  |  | -0.13373 | -5.884 |  |  |  |  | 0 | 0
9004 | DECKR_G5 | 5 | South | YES | -0.008436 | 44 | 24 | 44 | 0 | 1.015 | GGT | -1 | 0.13373 | 44 | 44 |  |  |  |  | -0.13373 | -5.884 |  |  |  |  | 0 | 0
9002 | DECKR_G3 | 3 | South | YES | -0.008436 | 0 | 24 | 42 |  | 1.015 | GGT | -1 | 0.13373 | 42 | 42 |  |  |  |  | -0.13373 | -5.6166 |  |  |  |  | 0 | 0
9001 | DECKR_G2 | 2 | South | YES | -0.009462 | 400 | 50 | 426 | 0 | 1.015 | GST | -1 | 0.13475 | 426 | 426 |  |  |  |  | -0.13475 | -57.4053 |  |  |  |  | 0 | 0
9000 | DECKR_G1 | 1 | South | YES | -0.009462 | 280 | 50 | 321 | 0 | 1.015 | GST | -1 | 0.13475 | 321 | 321 |  |  |  |  | -0.13475 | -43.2561 |  |  |  |  | 0 | 0
7020 | L_AUSTPL1_1Y | 1 | South | YES | -0.009634 | 0 | 0 | 8 |  | 1 | Hydro | -1 | 0.13493 | 0 | 0 |  |  |  |  | -0.13493 | 0 |  |  |  |  | 0 | 0
7020 | L_AUSTPL1_1Y | 2 | South | YES | -0.009634 | 0 | 0 | 8 |  | 1 | Hydro | -1 | 0.13493 | 0 | 0 |  |  |  |  | -0.13493 | 0 |  |  |  |  | 0 | 0
9020 | SANDHG5A | 5A | South | YES | -0.0108 | 150 | 84 | 155 | 0 | 1.0175 | CC | -1 | 0.13609 | 155 | 155 |  |  |  |  | -0.13609 | -21.0943 |  |  |  |  | 0 | 0
9021 | SANDHG5C | 5C | South | YES | -0.0108 | 140 | 0 | 148 | 0 | 1.0175 | CC | -1 | 0.13609 | 148 | 148 |  |  |  |  | -0.13609 | -20.1416 |  |  |  |  | 0 | 0
9016 | SANDH_G1 | 1 | South | YES | -0.0108 | 45 | 2 | 49 | 0 | 1.0175 | GGT | -1 | 0.13609 | 49 | 49 |  |  |  |  | -0.13609 | -6.6685 |  |  |  |  | 0 | 0
9019 | SANDH_G4 | 4 | South | YES | -0.0108 | 0 | 2 | 47 |  | 1.0175 | GGT | -1 | 0.13609 | 47 | 47 |  |  |  |  | -0.13609 | -6.3963 |  |  |  |  | 0 | 0
9017 | SANDH_G2 | 2 | South | YES | -0.0108 | 45 | 2 | 46 | 0 | 1.0175 | GGT | -1 | 0.13609 | 46 | 46 |  |  |  |  | -0.13609 | -6.2602 |  |  |  |  | 0 | 0
9018 | SANDH_G3 | 3 | South | YES | -0.0108 | 45 | 2 | 46 | 0 | 1.0175 | GGT | -1 | 0.13609 | 46 | 46 |  |  |  |  | -0.13609 | -6.2602 |  |  |  |  | 0 | 0
7809 | L_BASTEN1_3Y | 1 | South | YES | -0.01394 | 232.6 | 42 | 232.6 | 0 | 1.004 | CC | -1 | 0.13923 | 232.6 | 232.6 |  |  |  |  | -0.13923 | -32.3854 |  |  |  |  | 0 | 0
7807 | L_BASTEN1_1Y | 1 | South | YES | -0.01394 | 152.5 | 83.5 | 152.5 | 0 | 1.004 | CC | -1 | 0.13923 | 152.5 | 152.5 |  |  |  |  | -0.13923 | -21.2329 |  |  |  |  | 0 | 0
7808 | L_BASTEN1_2Y | 1 | South | YES | -0.01394 | 149.5 | 83.5 | 149.5 | 0 | 1.004 | CC | -1 | 0.13923 | 149.5 | 149.5 |  |  |  |  | -0.13923 | -20.8152 |  |  |  |  | 0 | 0
8262 | ELPS | 1 | South | YES | -0.014817 | 6 | 6 | 6 | 0 | 1.15 | Hydro | -1 | 0.14011 | 0 | 0 |  |  |  |  | -0.14011 | 0 |  |  |  |  | 0 | 0
7009 | L_LOSTPI1_3Y | 3 | South | YES | -0.01581 | 173.9 | 72 | 175 | 0 | 1 | CC | -1 | 0.1411 | 175 | 175 |  |  |  |  | -0.1411 | -24.6929 |  |  |  |  | 0 | 0
7008 | L_LOSTPI1_2Y | 2 | South | YES | -0.01581 | 157.7 | 107 | 160 | 0 | 1 | CC | -1 | 0.1411 | 160 | 160 |  |  |  |  | -0.1411 | -22.5764 |  |  |  |  | 0 | 0
7007 | L_LOSTPI1_1Y | 1 | South | YES | -0.01581 | 158.6 | 110 | 158 | 0 | 1 | CC | -1 | 0.1411 | 158 | 158 |  |  |  |  | -0.1411 | -22.2941 |  |  |  |  | 0 | 0
7006 | L_SIMGID1_3Y | 3 | South | YES | -0.017594 | 324.9 | 60 | 329 | 0 | 1.02 | GST | -1 | 0.14289 | 329 | 329 |  |  |  |  | -0.14289 | -47.0096 |  |  |  |  | 0 | 0
7005 | L_SIMGID1_2Y | 2 | South | YES | -0.017594 | 133 | 32 | 139 | 0 | 1.02 | GST | -1 | 0.14289 | 139 | 139 |  |  |  |  | -0.14289 | -19.8612 |  |  |  |  | 0 | 0
7004 | L_SIMGID1_1Y | 1 | South | YES | -0.017594 | 132 | 40 | 132 | 0 | 1.02 | GST | -1 | 0.14289 | 132 | 132 |  |  |  |  | -0.14289 | -18.861 |  |  |  |  | 0 | 0
7487 | L_CANYHY8_1Y | 1 | South | YES | -0.027384 | 0 | 0 | 6 |  | 1 | Hydro | -1 | 0.15268 | 0 | 0 |  |  |  |  | -0.15268 | 0 |  |  |  |  | 0 | 0
7303 | L_WPPGS12_1Y | 1 | South | YES | -0.031685 | 50 | 0 | 50 | 0 | 1.025 | GGT | -1 | 0.15698 | 50 | 50 |  |  |  |  | -0.15698 | -7.8489 |  |  |  |  | 0 | 0
7303 | L_WPPGS12_1Y | 2 | South | YES | -0.031685 | 50 | 0 | 50 | 0 | 1.025 | GGT | -1 | 0.15698 | 50 | 50 |  |  |  |  | -0.15698 | -7.8489 |  |  |  |  | 0 | 0
7305 | L_WPPGS34_1Y | 3 | South | YES | -0.031685 | 50 | 0 | 50 | 0 | 1.025 | GGT | -1 | 0.15698 | 50 | 50 |  |  |  |  | -0.15698 | -7.8489 |  |  |  |  | 0 | 0
7305 | L_WPPGS34_1Y | 4 | South | YES | -0.031685 | 50 | 0 | 50 | 0 | 1.025 | GGT | -1 | 0.15698 | 50 | 50 |  |  |  |  | -0.15698 | -7.8489 |  |  |  |  | 0 | 0
7017 | L_HAYSEN1_4Y | 4 | South | YES | -0.0318 | 226.7 | 74 | 226.7 | 0 | 1.008 | CC | -1 | 0.15709 | 226.7 | 226.7 |  |  |  |  | -0.15709 | -35.6128 |  |  |  |  | 0 | 0
7015 | L_HAYSEN1_2Y | 2 | South | YES | -0.0318 | 225 | 74 | 225 | 0 | 1.008 | CC | -1 | 0.15709 | 225 | 225 |  |  |  |  | -0.15709 | -35.3457 |  |  |  |  | 0 | 0
7016 | L_HAYSEN1_3Y | 3 | South | YES | -0.0318 | 224.6 | 74 | 224.6 | 0 | 1.008 | CC | -1 | 0.15709 | 224.6 | 224.6 |  |  |  |  | -0.15709 | -35.2829 |  |  |  |  | 0 | 0
7014 | L_HAYSEN1_1Y | 1 | South | YES | -0.0318 | 223.9 | 74 | 223.9 | 0 | 1.008 | CC | -1 | 0.15709 | 223.9 | 223.9 |  |  |  |  | -0.15709 | -35.1729 |  |  |  |  | 0 | 0
7010 | L_FPPYD11_1Y | 1 | South | YES | -0.03304 | 547.4 | 200 | 606 | 0 | 1.02 | LIGCO | -1 | 0.15833 | 0 | 606 |  |  |  |  | -0.15833 | 0 |  |  |  |  | 0 | 0
7011 | L_FPPYD11_2Y | 2 | South | YES | -0.03304 | 552.2 | 200 | 598 | 0 | 1.02 | LIGCO | -1 | 0.15833 | 0 | 598 |  |  |  |  | -0.15833 | 0 |  |  |  |  | 0 | 0
7012 | L_FPPYD21_3Y | 3 | South | YES | -0.033174 | 427.5 | 200 | 436 | 0 | 1.02 | LIGCO | -1 | 0.15847 | 0 | 436 |  |  |  |  | -0.15847 | 0 |  |  |  |  | 0 | 0
7605 | L_MCQUEE9_1Y | 1 | South | YES | -0.035842 | 0 | 0 | 2.4 |  | 1.025 | Hydro | -1 | 0.16113 | 0 | 0 |  |  |  |  | -0.16113 | 0 |  |  |  |  | 0 | 0
7605 | L_MCQUEE9_1Y | 2 | South | YES | -0.035842 | 0 | 0 | 2.4 |  | 1.025 | Hydro | -1 | 0.16113 | 0 | 0 |  |  |  |  | -0.16113 | 0 |  |  |  |  | 0 | 0
7605 | L_MCQUEE9_1Y | 3 | South | YES | -0.035842 | 0 | 0 | 2.8 |  | 1.025 | Hydro | -1 | 0.16113 | 0 | 0 |  |  |  |  | -0.16113 | 0 |  |  |  |  | 0 | 0
7813 | L_RIONOG1S1Y | 4 | South | YES | -0.036268 | 293 | 0 | 293 | 0 | 1.02 | CC | -1 | 0.16156 | 293 | 293 |  |  |  |  | -0.16156 | -47.3371 |  |  |  |  | 0 | 0
7812 | L_RIONOG1G3Y | 3 | South | YES | -0.036268 | 154 | 0 | 154 | 0 | 1.02 | CC | -1 | 0.16156 | 154 | 154 |  |  |  |  | -0.16156 | -24.8803 |  |  |  |  | 0 | 0
7810 | L_RIONOG1G1Y | 1 | South | YES | -0.036268 | 148 | 0 | 148 | 0 | 1.02 | CC | -1 | 0.16156 | 148 | 148 |  |  |  |  | -0.16156 | -23.9109 |  |  |  |  | 0 | 0
7811 | L_RIONOG1G2Y | 2 | South | YES | -0.036268 | 148 | 0 | 148 | 0 | 1.02 | CC | -1 | 0.16156 | 148 | 148 |  |  |  |  | -0.16156 | -23.9109 |  |  |  |  | 0 | 0
7609 | L_SCHUMA8_1Y | 1 | South | YES | -0.036955 | 0 | 0 | 4 |  | 1 | Hydro | -1 | 0.16225 | 0 | 0 |  |  |  |  | -0.16225 | 0 |  |  |  |  | 0 | 0
7624 | L_LAKEWO9_1Y | 1 | South | YES | -0.0386 | 0 | 0 | 2.4 |  | 1 | Hydro | -1 | 0.16389 | 0 | 0 |  |  |  |  | -0.16389 | 0 |  |  |  |  | 0 | 0
7624 | L_LAKEWO9_1Y | 2 | South | YES | -0.0386 | 0 | 0 | 2.4 |  | 1 | Hydro | -1 | 0.16389 | 0 | 0 |  |  |  |  | -0.16389 | 0 |  |  |  |  | 0 | 0
58909 | PEARSALLSCG1 | 3 | South | YES | -0.040132 | 0 | 0 | 8.4 |  | 1.027 | Diesel | -1 | 0.16542 | 8.4 | 8.4 |  |  |  |  | -0.16542 | -1.3896 |  |  |  |  | 0 | 0
58909 | PEARSALLSCG1 | 4 | South | YES | -0.040132 | 0 | 0 | 8.4 |  | 1.027 | Diesel | -1 | 0.16542 | 8.4 | 8.4 |  |  |  |  | -0.16542 | -1.3896 |  |  |  |  | 0 | 0
58909 | PEARSALLSCG1 | 6 | South | YES | -0.040132 | 0 | 0 | 8.4 |  | 1.027 | Diesel | -1 | 0.16542 | 8.4 | 8.4 |  |  |  |  | -0.16542 | -1.3896 |  |  |  |  | 0 | 0
58909 | PEARSALLSCG1 | 5 | South | YES | -0.040132 | 0 | 0 | 8.4 |  | 1.027 | Diesel | -1 | 0.16542 | 8.4 | 8.4 |  |  |  |  | -0.16542 | -1.3896 |  |  |  |  | 0 | 0
58909 | PEARSALLSCG1 | 1 | South | YES | -0.040132 | 0 | 0 | 8.4 |  | 1.027 | Diesel | -1 | 0.16542 | 8.4 | 8.4 |  |  |  |  | -0.16542 | -1.3896 |  |  |  |  | 0 | 0
58909 | PEARSALLSCG1 | 2 | South | YES | -0.040132 | 0 | 0 | 8.4 |  | 1.027 | Diesel | -1 | 0.16542 | 8.4 | 8.4 |  |  |  |  | -0.16542 | -1.3896 |  |  |  |  | 0 | 0
58919 | PEARSALLSCG2 | 5 | South | YES | -0.040132 | 0 | 0 | 8.4 |  | 1.027 | Diesel | -1 | 0.16542 | 8.4 | 8.4 |  |  |  |  | -0.16542 | -1.3896 |  |  |  |  | 0 | 0
58919 | PEARSALLSCG2 | 6 | South | YES | -0.040132 | 0 | 0 | 8.4 |  | 1.027 | Diesel | -1 | 0.16542 | 8.4 | 8.4 |  |  |  |  | -0.16542 | -1.3896 |  |  |  |  | 0 | 0
58919 | PEARSALLSCG2 | 1 | South | YES | -0.040132 | 0 | 0 | 8.4 |  | 1.027 | Diesel | -1 | 0.16542 | 8.4 | 8.4 |  |  |  |  | -0.16542 | -1.3896 |  |  |  |  | 0 | 0
58919 | PEARSALLSCG2 | 2 | South | YES | -0.040132 | 0 | 0 | 8.4 |  | 1.027 | Diesel | -1 | 0.16542 | 8.4 | 8.4 |  |  |  |  | -0.16542 | -1.3896 |  |  |  |  | 0 | 0
58919 | PEARSALLSCG2 | 4 | South | YES | -0.040132 | 0 | 0 | 8.4 |  | 1.027 | Diesel | -1 | 0.16542 | 8.4 | 8.4 |  |  |  |  | -0.16542 | -1.3896 |  |  |  |  | 0 | 0
58919 | PEARSALLSCG2 | 3 | South | YES | -0.040132 | 0 | 0 | 8.4 |  | 1.027 | Diesel | -1 | 0.16542 | 8.4 | 8.4 |  |  |  |  | -0.16542 | -1.3896 |  |  |  |  | 0 | 0
58929 | PEARSALLSCG3 | 4 | South | YES | -0.040132 | 0 | 0 | 8.4 |  | 1.027 | Diesel | -1 | 0.16542 | 8.4 | 8.4 |  |  |  |  | -0.16542 | -1.3896 |  |  |  |  | 0 | 0
58929 | PEARSALLSCG3 | 6 | South | YES | -0.040132 | 0 | 0 | 8.4 |  | 1.027 | Diesel | -1 | 0.16542 | 8.4 | 8.4 |  |  |  |  | -0.16542 | -1.3896 |  |  |  |  | 0 | 0
58929 | PEARSALLSCG3 | 2 | South | YES | -0.040132 | 0 | 0 | 8.4 |  | 1.027 | Diesel | -1 | 0.16542 | 8.4 | 8.4 |  |  |  |  | -0.16542 | -1.3896 |  |  |  |  | 0 | 0
58929 | PEARSALLSCG3 | 5 | South | YES | -0.040132 | 0 | 0 | 8.4 |  | 1.027 | Diesel | -1 | 0.16542 | 8.4 | 8.4 |  |  |  |  | -0.16542 | -1.3896 |  |  |  |  | 0 | 0
58929 | PEARSALLSCG3 | 1 | South | YES | -0.040132 | 0 | 0 | 8.4 |  | 1.027 | Diesel | -1 | 0.16542 | 8.4 | 8.4 |  |  |  |  | -0.16542 | -1.3896 |  |  |  |  | 0 | 0
58929 | PEARSALLSCG3 | 3 | South | YES | -0.040132 | 0 | 0 | 8.4 |  | 1.027 | Diesel | -1 | 0.16542 | 8.4 | 8.4 |  |  |  |  | -0.16542 | -1.3896 |  |  |  |  | 0 | 0
58949 | PEARSALLSCG4 | 3 | South | YES | -0.040132 | 0 | 0 | 8.4 |  | 1.027 | Diesel | -1 | 0.16542 | 8.4 | 8.4 |  |  |  |  | -0.16542 | -1.3896 |  |  |  |  | 0 | 0
58949 | PEARSALLSCG4 | 2 | South | YES | -0.040132 | 0 | 0 | 8.4 |  | 1.027 | Diesel | -1 | 0.16542 | 8.4 | 8.4 |  |  |  |  | -0.16542 | -1.3896 |  |  |  |  | 0 | 0
58949 | PEARSALLSCG4 | 1 | South | YES | -0.040132 | 0 | 0 | 8.4 |  | 1.027 | Diesel | -1 | 0.16542 | 8.4 | 8.4 |  |  |  |  | -0.16542 | -1.3896 |  |  |  |  | 0 | 0
58949 | PEARSALLSCG4 | 4 | South | YES | -0.040132 | 0 | 0 | 8.4 |  | 1.027 | Diesel | -1 | 0.16542 | 8.4 | 8.4 |  |  |  |  | -0.16542 | -1.3896 |  |  |  |  | 0 | 0
58949 | PEARSALLSCG4 | 6 | South | YES | -0.040132 | 0 | 0 | 8.4 |  | 1.027 | Diesel | -1 | 0.16542 | 8.4 | 8.4 |  |  |  |  | -0.16542 | -1.3896 |  |  |  |  | 0 | 0
58949 | PEARSALLSCG4 | 5 | South | YES | -0.040132 | 0 | 0 | 8.4 |  | 1.027 | Diesel | -1 | 0.16542 | 8.4 | 8.4 |  |  |  |  | -0.16542 | -1.3896 |  |  |  |  | 0 | 0
7805 | L_GUADGE1_6Y | 6 | South | YES | -0.040464 | 203 | 30 | 203 | 0 | 1.02 | CC | -1 | 0.16576 | 203 | 203 |  |  |  |  | -0.16576 | -33.6485 |  |  |  |  | 0 | 0
7804 | L_GUADGE1_5Y | 5 | South | YES | -0.040464 | 182 | 30 | 182 | 0 | 1.02 | CC | -1 | 0.16576 | 182 | 182 |  |  |  |  | -0.16576 | -30.1676 |  |  |  |  | 0 | 0
7803 | L_GUADGE1_4Y | 4 | South | YES | -0.040464 | 149 | 30 | 149 | 0 | 1.02 | CC | -1 | 0.16576 | 149 | 149 |  |  |  |  | -0.16576 | -24.6977 |  |  |  |  | 0 | 0
7800 | L_GUADGE1_1Y | 1 | South | YES | -0.040464 | 147 | 30 | 147 | 0 | 1.02 | CC | -1 | 0.16576 | 147 | 147 |  |  |  |  | -0.16576 | -24.3662 |  |  |  |  | 0 | 0
7802 | L_GUADGE1_3Y | 3 | South | YES | -0.040464 | 146 | 30 | 146 | 0 | 1.02 | CC | -1 | 0.16576 | 146 | 146 |  |  |  |  | -0.16576 | -24.2004 |  |  |  |  | 0 | 0
7801 | L_GUADGE1_2Y | 2 | South | YES | -0.040464 | 138 | 30 | 138 | 0 | 1.02 | CC | -1 | 0.16576 | 138 | 138 |  |  |  |  | -0.16576 | -22.8744 |  |  |  |  | 0 | 0
5028 | BRAUNIG_VHB3 | 3 | South | YES | -0.041497 | 407 | 60 | 407 | 0 | 1.0138 | GST | -1 | 0.16679 | 407 | 407 |  |  |  |  | -0.16679 | -67.8832 |  |  |  |  | 0 | 0
5396 | CALAVER_OWS1 | 1 | South | YES | -0.041515 | 418 | 80 | 418 | 0 | 1.0192 | GST | -1 | 0.16681 | 418 | 418 |  |  |  |  | -0.16681 | -69.7254 |  |  |  |  | 0 | 0
5397 | CALAVER_OWS2 | 2 | South | YES | -0.041515 | 400 | 80 | 400 | 0 | 1.0192 | GST | -1 | 0.16681 | 400 | 400 |  |  |  |  | -0.16681 | -66.7229 |  |  |  |  | 0 | 0
5111 | CALAVER_JTD1 | 1 | South | YES | -0.041516 | 430 | 80 | 430 | 0 | 1.0138 | LIGCO | -1 | 0.16681 | 0 | 430 |  |  |  |  | -0.16681 | 0 |  |  |  |  | 0 | 0
5112 | CALAVER_JTD2 | 2 | South | YES | -0.041516 | 430 | 80 | 430 | 0 | 1.0138 | LIGCO | -1 | 0.16681 | 0 | 430 |  |  |  |  | -0.16681 | 0 |  |  |  |  | 0 | 0
5439 | TUTTL_WBT4G4 | 4 | South | YES | -0.041536 | 151 | 40 | 151 | 0 | 1.012 | GST | -1 | 0.16683 | 151 | 151 |  |  |  |  | -0.16683 | -25.1911 |  |  |  |  | 0 | 0
5438 | TUTTL_WBT3G3 | 3 | South | YES | -0.041536 | 95 | 25 | 95 | 0 | 1.012 | GST | -1 | 0.16683 | 95 | 95 |  |  |  |  | -0.16683 | -15.8487 |  |  |  |  | 0 | 0
5436 | TUTTL_WBT1G1 | 1 | South | YES | -0.041536 | 48.8 | 20 | 61 | 0 | 1.012 | GST | -1 | 0.16683 | 61 | 61 |  |  |  |  | -0.16683 | -10.1765 |  |  |  |  | 0 | 0
5265 | LEON_LCP4G4 | 4 | South | YES | -0.041578 | 89 | 25 | 89 | 0 | 1.0197 | GST | -1 | 0.16687 | 89 | 89 |  |  |  |  | -0.16687 | -14.8514 |  |  |  |  | 0 | 0
5264 | LEON_LCP3G3 | 3 | South | YES | -0.041578 | 0 | 20 | 58 |  | 1.0197 | GST | -1 | 0.16687 | 58 | 58 |  |  |  |  | -0.16687 | -9.6785 |  |  |  |  | 0 | 0
5269 | LEON_LCPCT4 | 4 | South | YES | -0.041578 | 45 | 24 | 45 | 0 | 1.0197 | GGT | -1 | 0.16687 | 45 | 45 |  |  |  |  | -0.16687 | -7.5092 |  |  |  |  | 0 | 0
5266 | LEON_LCPCT1 | 1 | South | YES | -0.041578 | 44 | 24 | 44 | 0 | 1.0197 | GGT | -1 | 0.16687 | 44 | 44 |  |  |  |  | -0.16687 | -7.3423 |  |  |  |  | 0 | 0
5267 | LEON_LCPCT2 | 2 | South | YES | -0.041578 | 44 | 24 | 44 | 0 | 1.0197 | GGT | -1 | 0.16687 | 44 | 44 |  |  |  |  | -0.16687 | -7.3423 |  |  |  |  | 0 | 0
5268 | LEON_LCPCT3 | 3 | South | YES | -0.041578 | 43 | 24 | 43 | 0 | 1.0197 | GGT | -1 | 0.16687 | 43 | 43 |  |  |  |  | -0.16687 | -7.1754 |  |  |  |  | 0 | 0
5027 | BRAUNIG_VHB2 | 2 | South | YES | -0.041666 | 216 | 40 | 216 | 0 | 1.0192 | GST | -1 | 0.16696 | 216 | 216 |  |  |  |  | -0.16696 | -36.063 |  |  |  |  | 0 | 0
5026 | BRAUNIG_VHB1 | 1 | South | YES | -0.041666 | 215 | 40 | 215 | 0 | 1.0192 | GST | -1 | 0.16696 | 215 | 215 |  |  |  |  | -0.16696 | -35.896 |  |  |  |  | 0 | 0
5891 | PEARSALLGEN2 | 1 | South | YES | -0.0421 | 19.4 | 6 | 24.3 | 0 | 1.0226 | GST | -1 | 0.16739 | 24.3 | 24.3 |  |  |  |  | -0.16739 | -4.0676 |  |  |  |  | 0 | 0
5890 | PEARSALLGEN1 | 1 | South | YES | -0.0421 | 19.2 | 6 | 24 | 0 | 1.0226 | GST | -1 | 0.16739 | 24 | 24 |  |  |  |  | -0.16739 | -4.0174 |  |  |  |  | 0 | 0
5892 | PEARSALLGEN3 | 1 | South | YES | -0.0421 | 19.1 | 6 | 23.9 | 0 | 1.0226 | GST | -1 | 0.16739 | 23.9 | 23.9 |  |  |  |  | -0.16739 | -4.0007 |  |  |  |  | 0 | 0
5477 | BRA_AVR1_ST | 1 | South | YES | -0.043017 | 174 | 138 | 174 | 0 | 1.025 | CC | -1 | 0.16831 | 174 | 174 |  |  |  |  | -0.16831 | -29.2858 |  |  |  |  | 0 | 0
5476 | BRA_AVR1_CT1 | 1 | South | YES | -0.043017 | 155 | 90 | 155 | 0 | 1.025 | CC | -1 | 0.16831 | 155 | 155 |  |  |  |  | -0.16831 | -26.0879 |  |  |  |  | 0 | 0
5478 | BRA_AVR1_CT2 | 1 | South | YES | -0.043017 | 155 | 90 | 155 | 0 | 1.025 | CC | -1 | 0.16831 | 155 | 155 |  |  |  |  | -0.16831 | -26.0879 |  |  |  |  | 0 | 0
5401 | CALAVER_JKS1 | 1 | South | YES | -0.044033 | 562 | 100 | 562 | 0 | 1.026 | LIGCO | -1 | 0.16933 | 0 | 562 |  |  |  |  | -0.16933 | 0 |  |  |  |  | 0 | 0
8189 | CUECPL2A | 1 | South | YES | -0.046595 | 12 | 0 | 12 | 0 | 1.02 | Cogen | -1 | 0.17189 | 0 | 0 |  |  |  |  | -0.17189 | 0 |  |  |  |  | 0 | 0
5903 | SANMIGUELGEN | 1 | South | YES | -0.049333 | 396.3 | 180 | 396.3 | 0 | 1.0336 | LIGCO | -1 | 0.17463 | 0 | 396.3 |  |  |  |  | -0.17463 | 0 |  |  |  |  | 0 | 0
80265 | LARECU40A | 4 | South | YES | -0.050321 | 80 | 0 | 100 |  | 1.039 | GGT | -1 | 0.17561 | 100 | 100 |  |  |  |  | -0.17561 | -17.5613 |  |  |  |  | 0 | 0
80266 | LARECU50A | 5 | South | YES | -0.050321 | 80 | 0 | 100 |  | 1.039 | GGT | -1 | 0.17561 | 100 | 100 |  |  |  |  | -0.17561 | -17.5613 |  |  |  |  | 0 | 0
80012 | LAR | F | South | YES | -0.050325 | 0 | 0 | 0 | 0 | 1.04 | DCTie | -1 | 0.17562 | 0 | 0 |  |  |  |  | -0.17562 | 0 |  |  |  |  | 0 | 0
88299 | ZAPATA | F | South | YES | -0.055885 | 0 | 0 | 0 | 0 | 1.02 | BLT | -1 | 0.18118 | 0 | 0 |  |  |  |  | -0.18118 | 0 |  |  |  |  | 0 | 0
88198 | BEEVILLE | F | South | YES | -0.05828 | 0 | 0 | 0 | 0 | 1.02 | AVR | -1 | 0.18357 | 0 | 0 |  |  |  |  | -0.18357 | 0 |  |  |  |  | 0 | 0
5728 | FALCONHYDRO2 | 2 | South | YES | -0.059657 | 12 | 0 | 12 | 0 | 1.0234 | Hydro | -1 | 0.18495 | 0 | 0 |  |  |  |  | -0.18495 | 0 |  |  |  |  | 0 | 0
5729 | FALCONHYDRO3 | 3 | South | YES | -0.059657 | 11 | 0 | 11 | 0 | 1.0234 | Hydro | -1 | 0.18495 | 0 | 0 |  |  |  |  | -0.18495 | 0 |  |  |  |  | 0 | 0
8048 | FALCONHYDRO1 | 1 | South | YES | -0.059657 | 12 | 0 | 12 | 0 | 1.0234 | Hydro | -1 | 0.18495 | 0 | 0 |  |  |  |  | -0.18495 | 0 |  |  |  |  | 0 | 0
88508 | FALFURRI | F | South | YES | -0.060354 | 0 | 0 | 0 | 0 | 1 | AVR | -1 | 0.18565 | 0 | 0 |  |  |  |  | -0.18565 | 0 |  |  |  |  | 0 | 0
8161 | COLETO0A | 1 | South | YES | -0.061412 | 633 | 200 | 633 | 0 | 1.03 | LIGCO | -1 | 0.1867 | 0 | 633 |  |  |  |  | -0.1867 | 0 |  |  |  |  | 0 | 0
8935 | FGNTS201 | 3 | South | YES | -0.063599 | 173 | 0 | 173 | 0 | 1.03 | CC | -1 | 0.18889 | 173 | 173 |  |  |  |  | -0.18889 | -32.6782 |  |  |  |  | 0 | 0
8934 | FGNTS101 | 2 | South | YES | -0.063599 | 147.9 | 0 | 147.9 | 0 | 1.03 | CC | -1 | 0.18889 | 147.9 | 147.9 |  |  |  |  | -0.18889 | -27.937 |  |  |  |  | 0 | 0
8933 | FGNTS001 | 1 | South | YES | -0.063599 | 146.5 | 0 | 146.5 | 0 | 1.03 | CC | -1 | 0.18889 | 146.5 | 146.5 |  |  |  |  | -0.18889 | -27.6726 |  |  |  |  | 0 | 0
8983 | HECN3 | 3 | South | YES | -0.064262 | 171.9 | 0 | 171.9 | 0 | 1.0304 | CC | -1 | 0.18955 | 171.9 | 171.9 |  |  |  |  | -0.18955 | -32.5844 |  |  |  |  | 0 | 0
8981 | HECN1 | 1 | South | YES | -0.064262 | 144.8 | 0 | 144.8 | 0 | 1.0304 | CC | -1 | 0.18955 | 144.8 | 144.8 |  |  |  |  | -0.18955 | -27.4475 |  |  |  |  | 0 | 0
8982 | HECN2 | 2 | South | YES | -0.064262 | 144.1 | 0 | 144.1 | 0 | 1.0304 | CC | -1 | 0.18955 | 144.1 | 144.1 |  |  |  |  | -0.18955 | -27.3148 |  |  |  |  | 0 | 0
8938 | MVGN#3 | 3 | South | YES | -0.064263 | 250.9 | 0 | 250.9 | 0 | 1.0304 | CC | -1 | 0.18956 | 250.9 | 250.9 |  |  |  |  | -0.18956 | -47.5594 |  |  |  |  | 0 | 0
8937 | MVGN#2 | 2 | South | YES | -0.064263 | 216.7 | 0 | 216.7 | 0 | 1.0304 | CC | -1 | 0.18956 | 216.7 | 216.7 |  |  |  |  | -0.18956 | -41.0766 |  |  |  |  | 0 | 0
8936 | MVGN#1 | 1 | South | YES | -0.064263 | 216.6 | 0 | 216.6 | 0 | 1.0304 | CC | -1 | 0.18956 | 216.6 | 216.6 |  |  |  |  | -0.18956 | -41.0577 |  |  |  |  | 0 | 0
80003 | MILHWYS | F | South | YES | -0.064553 | 0 | 0 | 0 | 0 | 1.0168 | AVR | -1 | 0.18985 | 0 | 0 |  |  |  |  | -0.18985 | 0 |  |  |  |  | 0 | 0
5935 | SI_RAY10 | 10 | South | YES | -0.064554 | 47 | 10 | 47 | 0 | 1.03 | CC | -1 | 0.18985 | 47 | 47 |  |  |  |  | -0.18985 | -8.9228 |  |  |  |  | 0 | 0
5932 | SI_RAY9 | 9 | South | YES | -0.064554 | 32 | 32 | 38 | 0 | 1.035 | CC | -1 | 0.18985 | 38 | 38 |  |  |  |  | -0.18985 | -7.2142 |  |  |  |  | 0 | 0
5933 | SI_RAY6 | 6 | South | YES | -0.064554 | 15.4 | 10 | 19.3 | 0 | 1.035 | GST | -1 | 0.18985 | 19.3 | 19.3 |  |  |  |  | -0.18985 | -3.664 |  |  |  |  | 0 | 0
80080 | GWINDT11A | 3 | South | YES | -0.064731 | 0 | 0 | 38 | 0 | 1.025 | Wind | -1 | 0.19002 | 0 | 38 |  |  |  |  | -0.19002 | 0 |  |  |  |  | 0 | 0
80080 | GWINDT11A | 4 | South | YES | -0.064731 | 3.8 | 0 | 19 | 0 | 1.025 | Wind | -1 | 0.19002 | 0 | 19 |  |  |  |  | -0.19002 | 0 |  |  |  |  | 0 | 0
80080 | GWINDT11A | 2 | South | YES | -0.064731 | 0 | 0 | 41 | 0 | 1.025 | Wind | -1 | 0.19002 | 0 | 41 |  |  |  |  | -0.19002 | 0 |  |  |  |  | 0 | 0
80080 | GWINDT11A | 1 | South | YES | -0.064731 | 28.2 | 0 | 94 | 0 | 1.025 | Wind | -1 | 0.19002 | 0 | 94 |  |  |  |  | -0.19002 | 0 |  |  |  |  | 0 | 0
80081 | GWINDT21A | 4 | South | YES | -0.064731 | 4.4 | 0 | 22 | 0 | 1.025 | Wind | -1 | 0.19002 | 0 | 22 |  |  |  |  | -0.19002 | 0 |  |  |  |  | 0 | 0
80081 | GWINDT21A | 1 | South | YES | -0.064731 | 28.2 | 0 | 94 | 0 | 1.025 | Wind | -1 | 0.19002 | 0 | 94 |  |  |  |  | -0.19002 | 0 |  |  |  |  | 0 | 0
80081 | GWINDT21A | 3 | South | YES | -0.064731 | 8.6 | 0 | 43 | 0 | 1.025 | Wind | -1 | 0.19002 | 0 | 43 |  |  |  |  | -0.19002 | 0 |  |  |  |  | 0 | 0
80081 | GWINDT21A | 2 | South | YES | -0.064731 | 7.2 | 0 | 36 | 0 | 1.025 | Wind | -1 | 0.19002 | 0 | 36 |  |  |  |  | -0.19002 | 0 |  |  |  |  | 0 | 0
80180 | PNSCALT11A | 2 | South | YES | -0.064731 | 10 | 0 | 50 | 0 | 1.025 | Wind | -1 | 0.19002 | 0 | 50 |  |  |  |  | -0.19002 | 0 |  |  |  |  | 0 | 0
80180 | PNSCALT11A | 1 | South | YES | -0.064731 | 43.8 | 0 | 148 | 0 | 1.025 | Wind | -1 | 0.19002 | 0 | 148 |  |  |  |  | -0.19002 | 0 |  |  |  |  | 0 | 0
80181 | PNSCALT21A | 2 | South | YES | -0.064731 | 10 | 0 | 50 | 0 | 1.025 | Wind | -1 | 0.19002 | 0 | 50 |  |  |  |  | -0.19002 | 0 |  |  |  |  | 0 | 0
80181 | PNSCALT21A | 1 | South | YES | -0.064731 | 16.5 | 0 | 55 | 0 | 1.025 | Wind | -1 | 0.19002 | 0 | 55 |  |  |  |  | -0.19002 | 0 |  |  |  |  | 0 | 0
8517 | CELANEBI0A | 1 | South | YES | -0.064814 | 29 | 0 | 29 | 0 | 1.02 | Cogen | -1 | 0.19011 | 0 | 0 |  |  |  |  | -0.19011 | 0 |  |  |  |  | 0 | 0
8461 | KOCH_UP0A | 1 | South | YES | -0.065343 | 38 | 0 | 38 | 0 | 1.012 | Cogen | -1 | 0.19064 | 0 | 0 |  |  |  |  | -0.19064 | 0 |  |  |  |  | 0 | 0
8511 | OXY_CC0A | 1 | South | YES | -0.065396 | 30.3 | 0 | 38 | 0 | 1.027 | Cogen | -1 | 0.19069 | 0 | 0 |  |  |  |  | -0.19069 | 0 |  |  |  |  | 0 | 0
8506 | VAL #1 | 1 | South | YES | -0.065494 | 20.9 | 0 | 25 | 0 | 1.0055 | Cogen | -1 | 0.19079 | 0 | 0 |  |  |  |  | -0.19079 | 0 |  |  |  |  | 0 | 0
8507 | VAL #2 | 2 | South | YES | -0.065494 | 20.9 | 0 | 25 | 0 | 1.0055 | Cogen | -1 | 0.19079 | 0 | 0 |  |  |  |  | -0.19079 | 0 |  |  |  |  | 0 | 0
80263 | B_DAVIS31A | 3 | South | YES | -0.065628 | 0 | 0 | 180 |  | 1.0366 | CC | -1 | 0.19092 | 180 | 180 |  |  |  |  | -0.19092 | -34.3656 |  |  |  |  | 0 | 0
80264 | B_DAVIS41A | 4 | South | YES | -0.065628 | 0 | 0 | 180 |  | 1.0366 | CC | -1 | 0.19092 | 180 | 180 |  |  |  |  | -0.19092 | -34.3656 |  |  |  |  | 0 | 0
8459 | B_DAVIS0B | MB | South | YES | -0.065628 | 0 | 50 | 339 |  | 1.03 | GSC | -1 | 0.19092 | 0 | 0 |  |  |  |  | -0.19092 | 0 |  |  |  |  | 0 | 0
8460 | B_DAVIS0A | MB | South | YES | -0.065628 | 0 | 50 | 340 |  | 1.03 | GSC | -1 | 0.19092 | 0 | 0 |  |  |  |  | -0.19092 | 0 |  |  |  |  | 0 | 0
8456 | COSW#1 | 1 | South | YES | -0.065779 | 20 | 0 | 20 | 0 | 1.027 | Cogen | -1 | 0.19107 | 0 | 0 |  |  |  |  | -0.19107 | 0 |  |  |  |  | 0 | 0
8457 | COSW#2 | 2 | South | YES | -0.065779 | 14 | 0 | 14 | 0 | 1.027 | Cogen | -1 | 0.19107 | 0 | 0 |  |  |  |  | -0.19107 | 0 |  |  |  |  | 0 | 0
8560 | CNOPGT1 | 1 | South | YES | -0.065853 | 148.3 | 0 | 148.3 | 0 | 1.03 | Cogen | -1 | 0.19115 | 0 | 0 |  |  |  |  | -0.19115 | 0 |  |  |  |  | 0 | 0
8561 | CNOPGT2 | 2 | South | YES | -0.065853 | 148.6 | 0 | 148.6 | 0 | 1.03 | Cogen | -1 | 0.19115 | 0 | 0 |  |  |  |  | -0.19115 | 0 |  |  |  |  | 0 | 0
8562 | CNOPST1 | 3 | South | YES | -0.065853 | 153 | 0 | 153 | 0 | 1.03 | Cogen | -1 | 0.19115 | 0 | 0 |  |  |  |  | -0.19115 | 0 |  |  |  |  | 0 | 0
8442 | NBEC7 | 7 | South | YES | -0.065867 | 0 | 81 | 367 |  | 1.0298 | GST | -1 | 0.19116 | 367 | 367 |  |  |  |  | -0.19116 | -70.1554 |  |  |  |  | 0 | 0
8442 | NBEC7 | MB | South | YES | -0.065867 | 0 | 81 | 367 |  | 1.0298 | GST | -1 | 0.19116 | 0 | 0 |  |  |  |  | -0.19116 | 0 |  |  |  |  | 0 | 0
8926 | LGE_GT10A | 1 | South | YES | -0.067177 | 158 | 0 | 158 | 0 | 1.03 | Cogen | -1 | 0.19247 | 0 | 0 |  |  |  |  | -0.19247 | 0 |  |  |  |  | 0 | 0
8927 | LGE_GT20A | 2 | South | YES | -0.067177 | 153 | 0 | 153 | 0 | 1.03 | Cogen | -1 | 0.19247 | 0 | 0 |  |  |  |  | -0.19247 | 0 |  |  |  |  | 0 | 0
8928 | LGE_STG0A | 3 | South | YES | -0.067177 | 100 | 0 | 100 | 0 | 1.03 | Cogen | -1 | 0.19247 | 0 | 0 |  |  |  |  | -0.19247 | 0 |  |  |  |  | 0 | 0
8930 | ICPGN10A | 1 | South | YES | -0.067177 | 149 | 0 | 149 | 0 | 1.03 | Cogen | -1 | 0.19247 | 0 | 0 |  |  |  |  | -0.19247 | 0 |  |  |  |  | 0 | 0
8931 | ICPGN20A | 2 | South | YES | -0.067177 | 150 | 0 | 150 | 0 | 1.03 | Cogen | -1 | 0.19247 | 0 | 0 |  |  |  |  | -0.19247 | 0 |  |  |  |  | 0 | 0
8932 | ICPGN30A | 3 | South | YES | -0.067177 | 127 | 0 | 127 | 0 | 1.03 | Cogen | -1 | 0.19247 | 0 | 0 |  |  |  |  | -0.19247 | 0 |  |  |  |  | 0 | 0
80223 | REYSHR G | 1 | South | YES | -0.067177 | 12 | 0 | 12 | 0 | 1.032 | Cogen | -1 | 0.19247 | 0 | 0 |  |  |  |  | -0.19247 | 0 |  |  |  |  | 0 | 0
8174 | VICEC61A | 6 | South | YES | -0.067536 | 188 | 42 | 188 | 0 | 1.025 | CC | -1 | 0.19283 | 188 | 188 |  |  |  |  | -0.19283 | -36.2517 |  |  |  |  | 0 | 0
8173 | VICEC51A | 5 | South | YES | -0.067536 | 144 | 18 | 144 | 0 | 1.025 | CC | -1 | 0.19283 | 144 | 144 |  |  |  |  | -0.19283 | -27.7673 |  |  |  |  | 0 | 0
5512 | RAYBURNCC8 | 1 | South | YES | -0.068732 | 49.3 | 18.2 | 49.3 | 0 | 1.0296 | CC | -1 | 0.19402 | 49.3 | 49.3 |  |  |  |  | -0.19402 | -9.5654 |  |  |  |  | 0 | 0
5508 | RAYBURNCC9 | 1 | South | YES | -0.068732 | 47.7 | 18.2 | 47.7 | 0 | 1.0296 | CC | -1 | 0.19402 | 47.7 | 47.7 |  |  |  |  | -0.19402 | -9.255 |  |  |  |  | 0 | 0
5511 | RAYBURNCC7 | 1 | South | YES | -0.068732 | 47.5 | 18.2 | 47.5 | 0 | 1.0296 | CC | -1 | 0.19402 | 47.5 | 47.5 |  |  |  |  | -0.19402 | -9.2162 |  |  |  |  | 0 | 0
5509 | RAYBURNCC10 | 1 | South | YES | -0.068732 | 37.3 | 5.2 | 37.3 | 0 | 1.0296 | CC | -1 | 0.19402 | 37.3 | 37.3 |  |  |  |  | -0.19402 | -7.2371 |  |  |  |  | 0 | 0
8066 | DUP1V#1 | 1 | South | YES | -0.068815 | 52.3 | 0 | 73 | 0 | 1.01 | Cogen | -1 | 0.19411 | 0 | 0 |  |  |  |  | -0.19411 | 0 |  |  |  |  | 0 | 0
5503 | RAYBURNGEN3 | 1 | South | YES | -0.069354 | 17.6 | 6 | 22 | 0 | 1.0224 | GST | -1 | 0.19465 | 22 | 22 |  |  |  |  | -0.19465 | -4.2822 |  |  |  |  | 0 | 0
5505 | RAYBURNGEN1 | 1 | South | YES | -0.069354 | 0 | 1 | 11 |  | 1.0223 | GGT | -1 | 0.19465 | 11 | 11 |  |  |  |  | -0.19465 | -2.1411 |  |  |  |  | 0 | 0
5506 | RAYBURNGEN2 | 1 | South | YES | -0.069354 | 0 | 1 | 11 |  | 1.0223 | GGT | -1 | 0.19465 | 11 | 11 |  |  |  |  | -0.19465 | -2.1411 |  |  |  |  | 0 | 0
80224 | VISTRONG1 | 1 | South | YES | -0.070992 | 13.1 | 0 | 15 | 0 | 1.01 | Cogen | -1 | 0.19628 | 0 | 0 |  |  |  |  | -0.19628 | 0 |  |  |  |  | 0 | 0
80225 | VISTRONG2 | 2 | South | YES | -0.070992 | 20.2 | 0 | 23 | 0 | 1.01 | Cogen | -1 | 0.19628 | 0 | 0 |  |  |  |  | -0.19628 | 0 |  |  |  |  | 0 | 0
80227 | AIRCO G | 1 | South | YES | -0.071762 | 7.2 | 0 | 8 | 0 | 1.0104 | Cogen | -1 | 0.19705 | 0 | 0 |  |  |  |  | -0.19705 | 0 |  |  |  |  | 0 | 0
8147 | UCAR #2 | 10 | South | YES | -0.072264 | 18.2 | 0 | 28 |  | 1 | Cogen | -1 | 0.19756 | 0 | 0 |  |  |  |  | -0.19756 | 0 |  |  |  |  | 0 | 0
8148 | UCAR #1 | 2 | South | YES | -0.072264 | 6.1 | 0 | 7 | 0 | 1.009 | Cogen | -1 | 0.19756 | 0 | 0 |  |  |  |  | -0.19756 | 0 |  |  |  |  | 0 | 0
80137 | CSDR89 | 9 | South | YES | -0.072264 | 15 | 0 | 15 | 0 | 1.003 | DCTie | -1 | 0.19756 | 0 | 0 |  |  |  |  | -0.19756 | 0 |  |  |  |  | 0 | 0
80137 | CSDR89 | 8 | South | YES | -0.072264 | 33.9 | 0 | 39 | 0 | 1.003 | DCTie | -1 | 0.19756 | 0 | 0 |  |  |  |  | -0.19756 | 0 |  |  |  |  | 0 | 0
80138 | CSDR7 | 7 | South | YES | -0.072264 | 6.1 | 0 | 7 | 0 | 1.014 | DCTie | -1 | 0.19756 | 0 | 0 |  |  |  |  | -0.19756 | 0 |  |  |  |  | 0 | 0
80139 | CSDR56 | 6 | South | YES | -0.072264 | 0 | 0 | 39 |  | 1.0033 | DCTie | -1 | 0.19756 | 0 | 0 |  |  |  |  | -0.19756 | 0 |  |  |  |  | 0 | 0
80139 | CSDR56 | 5 | South | YES | -0.072264 | 15 | 0 | 15 |  | 1.0033 | DCTie | -1 | 0.19756 | 0 | 0 |  |  |  |  | -0.19756 | 0 |  |  |  |  | 0 | 0
80140 | CSDR11 | 11 | South | YES | -0.072264 | 33.9 | 0 | 39 | 0 | 1.03 | DCTie | -1 | 0.19756 | 0 | 0 |  |  |  |  | -0.19756 | 0 |  |  |  |  | 0 | 0
80226 | ALCOA G | 1 | South | YES | -0.07548 | 32.3 | 5 | 48 | 0 | 1.015 | Cogen | -1 | 0.20077 | 0 | 0 |  |  |  |  | -0.20077 | 0 |  |  |  |  | 0 | 0
8134 | FOR #1 | 1 | South | YES | -0.07645 | 54.1 | 45 | 79 | 0 | 1 | Cogen | -1 | 0.20174 | 0 | 0 |  |  |  |  | -0.20174 | 0 |  |  |  |  | 0 | 0
8138 | FOR #2 | 2 | South | YES | -0.07645 | 63.1 | 45 | 81 | 0 | 1 | Cogen | -1 | 0.20174 | 0 | 0 |  |  |  |  | -0.20174 | 0 |  |  |  |  | 0 | 0
8153 | FOR #3 | 3 | South | YES | -0.07645 | 63.1 | 45 | 79.9 | 0 | 1 | Cogen | -1 | 0.20174 | 0 | 0 |  |  |  |  | -0.20174 | 0 |  |  |  |  | 0 | 0
8154 | FOR #4 | 4 | South | YES | -0.07645 | 63.1 | 60 | 80 | 0 | 1 | Cogen | -1 | 0.20174 | 0 | 0 |  |  |  |  | -0.20174 | 0 |  |  |  |  | 0 | 0
8155 | FOR #5 | 5 | South | YES | -0.07645 | 63.1 | 60 | 78.4 | 0 | 1 | Cogen | -1 | 0.20174 | 0 | 0 |  |  |  |  | -0.20174 | 0 |  |  |  |  | 0 | 0
8156 | FOR #6 | 6 | South | YES | -0.07645 | 24.9 | 5 | 25 | 0 | 1 | Cogen | -1 | 0.20174 | 0 | 0 |  |  |  |  | -0.20174 | 0 |  |  |  |  | 0 | 0
8157 | FOR #7 | 7 | South | YES | -0.07645 | 28.8 | 5 | 46 | 0 | 1 | Cogen | -1 | 0.20174 | 0 | 0 |  |  |  |  | -0.20174 | 0 |  |  |  |  | 0 | 0
80051 | FOR #8 | 8 | South | YES | -0.07645 | 28 | 28 | 28 |  | 1 | Cogen | -1 | 0.20174 | 0 | 0 |  |  |  |  | -0.20174 | 0 |  |  |  |  | 0 | 0
80052 | FOR #9 | 9 | South | YES | -0.07645 | 29.7 | 5 | 43.6 | 0 | 1 | Cogen | -1 | 0.20174 | 0 | 0 |  |  |  |  | -0.20174 | 0 |  |  |  |  | 0 | 0
80053 | FOR #10 | 10 | South | YES | -0.07645 | 68.4 | 45 | 75 | 0 | 1 | Cogen | -1 | 0.20174 | 0 | 0 |  |  |  |  | -0.20174 | 0 |  |  |  |  | 0 | 0
5911 | STP_GN1___1 | 1 | Houston | YES | -0.11089 | 1333 | 1249 | 1333 | 0 | 1.0406 | Nuc | -1 | 0.23618 | 0 | 0 |  |  | 0 | 0 | -0.23618 | 0 |  |  |  |  | 0 | 0
5912 | STP_GN2___2 | 2 | Houston | YES | -0.11089 | 1332 | 1249 | 1332 | 0 | 1.0406 | Nuc | -1 | 0.23618 | 0 | 0 |  |  | 0 | 0 | -0.23618 | 0 |  |  |  |  | 0 | 0
48733 | CBE_ST12 | 1 | Houston | YES | -0.11166 | 105 | 0 | 105 | 0 | 1.029 | CC | -1 | 0.23695 | 105 | 105 |  |  | -11.7239 | 105 | -0.23695 | -24.8796 |  |  |  |  | 0 | 0
48736 | CBE_ST34 | 1 | Houston | YES | -0.11166 | 105 | 0 | 105 | 0 | 1.029 | CC | -1 | 0.23695 | 105 | 105 |  |  | -11.7239 | 105 | -0.23695 | -24.8796 |  |  |  |  | 0 | 0
48731 | CBE_GT1 | 1 | Houston | YES | -0.11166 | 76 | 0 | 76 | 0 | 1.029 | CC | -1 | 0.23695 | 76 | 76 |  |  | -8.4859 | 76 | -0.23695 | -18.0081 |  |  |  |  | 0 | 0
48732 | CBE_GT2 | 1 | Houston | YES | -0.11166 | 76 | 0 | 76 | 0 | 1.029 | CC | -1 | 0.23695 | 76 | 76 |  |  | -8.4859 | 76 | -0.23695 | -18.0081 |  |  |  |  | 0 | 0
48734 | CBE_GT3 | 1 | Houston | YES | -0.11166 | 76 | 0 | 76 | 0 | 1.029 | CC | -1 | 0.23695 | 76 | 76 |  |  | -8.4859 | 76 | -0.23695 | -18.0081 |  |  |  |  | 0 | 0
48735 | CBE_GT4 | 1 | Houston | YES | -0.11166 | 76 | 0 | 76 | 0 | 1.029 | CC | -1 | 0.23695 | 76 | 76 |  |  | -8.4859 | 76 | -0.23695 | -18.0081 |  |  |  |  | 0 | 0
60202 | FRNDDRCS | F | West | YES | 0.085827 | 0 | 0 | 0 | 0 | 0.9985 | AVR | 1 | 0.239 | 0 | 0 |  |  |  |  | 0.239 | 0 |  |  |  |  | 0 | 0
48911 | TGF_GT1_8000 | 1 | Houston | YES | -0.1155 | 69.2 | 0 | 69.2 |  | 1.029 | Cogen | -1 | 0.24079 | 0 | 0 |  |  | 0 | 0 | -0.24079 | 0 |  |  |  |  | 0 | 0
3403 | THOUSE_1G | 1 | North | YES | 0.088462 | 563 | 200 | 563 | 0 | 1.012 | GSC | 1 | 0.24163 | 563 | 563 | 49.8041 | 563 |  |  | 0.24163 | 136.0393 |  |  |  |  | 0 | 0
3404 | THOUSE_2G | 2 | North | YES | 0.088462 | 807 | 250 | 807 | 0 | 1.012 | GSC | 1 | 0.24163 | 807 | 807 | 71.3888 | 807 |  |  | 0.24163 | 194.9977 |  |  |  |  | 0 | 0
3416 | LAKE_CRK1_G | 1 | North | YES | 0.090485 | 60 | 33 | 75 |  | 1.029 | GST | 1 | 0.24366 | 75 | 75 | 6.7864 | 75 |  |  | 0.24366 | 18.2742 |  |  |  |  | 0 | 0
3417 | LAKE_CRK2_G | 2 | North | YES | 0.090485 | 177.6 | 40 | 222 | 0 | 1.029 | GST | 1 | 0.24366 | 222 | 222 | 20.0877 | 222 |  |  | 0.24366 | 54.0916 |  |  |  |  | 0 | 0
239 | BOSQUESW502 | 1 | North | YES | 0.091029 | 119.2 | 0 | 149 | 0 | 1.02 | GGT | 1 | 0.2442 | 149 | 149 | 13.5633 | 149 |  |  | 0.2442 | 36.3858 |  |  |  |  | 0 | 0
247 | BOSQUESW501 | 2 | North | YES | 0.091029 | 124.8 | 0 | 156 | 0 | 1.02 | GGT | 1 | 0.2442 | 156 | 156 | 14.2005 | 156 |  |  | 0.2442 | 38.0952 |  |  |  |  | 0 | 0
238 | BOSQUESW505 | 1 | North | YES | 0.091029 | 255 | 0 | 255 | 0 | 1.02 | CC | 1 | 0.2442 | 255 | 255 | 23.2124 | 255 |  |  | 0.2442 | 62.271 |  |  |  |  | 0 | 0
253 | BOSQUESW804 | 2 | North | YES | 0.094817 | 80 | 0 | 80 | 0 | 1.032 | CC | 1 | 0.24799 | 80 | 80 | 7.5854 | 80 |  |  | 0.24799 | 19.839 |  |  |  |  | 0 | 0
251 | BOSQUESW803 | 2 | North | YES | 0.094817 | 150 | 0 | 150 | 0 | 1.032 | CC | 1 | 0.24799 | 150 | 150 | 14.2226 | 150 |  |  | 0.24799 | 37.1982 |  |  |  |  | 0 | 0
60018 | DSKY1 | 1 | West | YES | 0.096092 | 21 | 0 | 84 | 0 | 1.023 | Wind | 1 | 0.24926 | 0 | 84 |  |  |  |  | 0.24926 | 20.9381 |  |  |  |  | 0 | 0
60000 | DSKY2 | 1 | West | YES | 0.096265 | 19.1 | 0 | 76.5 |  | 1.039 | Wind | 1 | 0.24944 | 0 | 76.5 |  |  |  |  | 0.24944 | 19.0818 |  |  |  |  | 0 | 0
60017 | ORNNWP1 | 1 | West | YES | 0.096755 | 20 | 0 | 80 |  | 1.027 | Wind | 1 | 0.24993 | 0 | 80 |  |  |  |  | 0.24993 | 19.9941 |  |  |  |  | 0 | 0
38437 | TNSRBNMESA9 | 1 | West | YES | 0.09872 | 37.5 | 0 | 150 | 0 | 1.02 | Wind | 1 | 0.25189 | 0 | 150 |  |  |  |  | 0.25189 | 37.7836 |  |  |  |  | 0 | 0
38332 | TNWDWRDU2_8 | 1 | West | YES | 0.098776 | 20 | 0 | 80 | 0 | 1.0232 | Wind | 1 | 0.25195 | 0 | 80 |  |  |  |  | 0.25195 | 20.1557 |  |  |  |  | 0 | 0
60016 | WOODWRD11A | 1 | West | YES | 0.098789 | 20 | 0 | 80 |  | 1.033 | Wind | 1 | 0.25196 | 0 | 80 |  |  |  |  | 0.25196 | 20.1568 |  |  |  |  | 0 | 0
60005 | KING_SE1A | 1 | West | YES | 0.098858 | 10 | 0 | 40 |  | 1.035 | Wind | 1 | 0.25203 | 0 | 40 |  |  |  |  | 0.25203 | 10.0812 |  |  |  |  | 0 | 0
6016 | SWMESA | 1 | West | YES | 0.098858 | 18.8 | 0 | 75 |  | 1.03 | Wind | 1 | 0.25203 | 0 | 75 |  |  |  |  | 0.25203 | 18.9022 |  |  |  |  | 0 | 0
60003 | KING_NE1A | 1 | West | YES | 0.098858 | 20 | 0 | 80 |  | 1.03 | Wind | 1 | 0.25203 | 0 | 80 |  |  |  |  | 0.25203 | 20.1623 |  |  |  |  | 0 | 0
60201 | RIO DRCS | F | West | YES | 0.098964 | 0 | 0 | 0 | 0 | 1.025 | AVR | 1 | 0.25213 | 0 | 0 |  |  |  |  | 0.25213 | 0 |  |  |  |  | 0 | 0
60007 | KING_SW1A | 1 | West | YES | 0.099228 | 20 | 0 | 80 |  | 1.03 | Wind | 1 | 0.2524 | 0 | 80 |  |  |  |  | 0.2524 | 20.1919 |  |  |  |  | 0 | 0
60019 | KING_NW1A | 1 | West | YES | 0.099228 | 20 | 0 | 80 |  | 1.03 | Wind | 1 | 0.2524 | 0 | 80 |  |  |  |  | 0.2524 | 20.1919 |  |  |  |  | 0 | 0
244 | WHITNYDM01 | 1 | North | YES | 0.099608 | 15 | 0 | 15 | 0 | 1.035 | Hydro | 1 | 0.25278 | 0 | 0 | 0 | 0 |  |  | 0.25278 | 0 |  |  |  |  | 0 | 0
245 | WHITNYDM02 | 2 | North | YES | 0.099608 | 15 | 0 | 15 | 0 | 1.035 | Hydro | 1 | 0.25278 | 0 | 0 | 0 | 0 |  |  | 0.25278 | 0 |  |  |  |  | 0 | 0
49851 | DOW17000 | 37 | Houston | YES | -0.1279 | 39 | 0 | 62 | 0 | 1 | Cogen | -1 | 0.25319 | 0 | 0 |  |  | 0 | 0 | -0.25319 | 0 |  |  |  |  | 0 | 0
49858 | DOW38100 | 31 | Houston | YES | -0.1279 | 45 | 0 | 71.4 |  | 1 | Cogen | -1 | 0.25319 | 0 | 0 |  |  | 0 | 0 | -0.25319 | 0 |  |  |  |  | 0 | 0
49859 | DOW38200 | 33 | Houston | YES | -0.1279 | 28 | 0 | 45 | 0 | 1 | Cogen | -1 | 0.25319 | 0 | 0 |  |  | 0 | 0 | -0.25319 | 0 |  |  |  |  | 0 | 0
49860 | DOW38300 | 32 | Houston | YES | -0.1279 | 63 | 0 | 101 |  | 1 | Cogen | -1 | 0.25319 | 0 | 0 |  |  | 0 | 0 | -0.25319 | 0 |  |  |  |  | 0 | 0
49862 | DOW39100 | 36 | Houston | YES | -0.1279 | 54 | 0 | 86 | 0 | 1 | Cogen | -1 | 0.25319 | 0 | 0 |  |  | 0 | 0 | -0.25319 | 0 |  |  |  |  | 0 | 0
49863 | DOW39200 | 35 | Houston | YES | -0.1279 | 55 | 0 | 88 | 0 | 1 | Cogen | -1 | 0.25319 | 0 | 0 |  |  | 0 | 0 | -0.25319 | 0 |  |  |  |  | 0 | 0
49865 | DOW41000 | 41 | Houston | YES | -0.1279 | 31 | 0 | 50 |  | 1 | Cogen | -1 | 0.25319 | 0 | 0 |  |  | 0 | 0 | -0.25319 | 0 |  |  |  |  | 0 | 0
49866 | DOW42000 | 42 | Houston | YES | -0.1279 | 11 | 0 | 18 |  | 1 | Cogen | -1 | 0.25319 | 0 | 0 |  |  | 0 | 0 | -0.25319 | 0 |  |  |  |  | 0 | 0
49869 | DOW49000 | 45 | Houston | YES | -0.1279 | 59 | 0 | 94 |  | 1 | Cogen | -1 | 0.25319 | 0 | 0 |  |  | 0 | 0 | -0.25319 | 0 |  |  |  |  | 0 | 0
49870 | DOW61000 | 61 | Houston | YES | -0.1279 | 44 | 0 | 70 | 0 | 1 | Cogen | -1 | 0.25319 | 0 | 0 |  |  | 0 | 0 | -0.25319 | 0 |  |  |  |  | 0 | 0
49871 | DOW62000 | 62 | Houston | YES | -0.1279 | 40 | 0 | 63 | 0 | 1 | Cogen | -1 | 0.25319 | 0 | 0 |  |  | 0 | 0 | -0.25319 | 0 |  |  |  |  | 0 | 0
49872 | DOW63000 | 63 | Houston | YES | -0.1279 | 45 | 0 | 72 | 0 | 1 | Cogen | -1 | 0.25319 | 0 | 0 |  |  | 0 | 0 | -0.25319 | 0 |  |  |  |  | 0 | 0
49873 | DOW64000 | 64 | Houston | YES | -0.1279 | 41 | 0 | 64.8 | 0 | 1 | Cogen | -1 | 0.25319 | 0 | 0 |  |  | 0 | 0 | -0.25319 | 0 |  |  |  |  | 0 | 0
49876 | DOW65000 | 65 | Houston | YES | -0.1279 | 63 | 0 | 101 | 0 | 1 | Cogen | -1 | 0.25319 | 0 | 0 |  |  | 0 | 0 | -0.25319 | 0 |  |  |  |  | 0 | 0
49877 | DOW66000 | 66 | Houston | YES | -0.1279 | 61 | 0 | 97 | 0 | 1 | Cogen | -1 | 0.25319 | 0 | 0 |  |  | 0 | 0 | -0.25319 | 0 |  |  |  |  | 0 | 0
49878 | DOW67000 | 67 | Houston | YES | -0.1279 | 65 | 0 | 103 | 0 | 1 | Cogen | -1 | 0.25319 | 0 | 0 |  |  | 0 | 0 | -0.25319 | 0 |  |  |  |  | 0 | 0
49882 | DOW81000 | 81 | Houston | YES | -0.1279 | 47 | 0 | 76 | 0 | 1 | Cogen | -1 | 0.25319 | 0 | 0 |  |  | 0 | 0 | -0.25319 | 0 |  |  |  |  | 0 | 0
49884 | DOW82000 | 82 | Houston | YES | -0.1279 | 51 | 0 | 80 | 0 | 1 | Cogen | -1 | 0.25319 | 0 | 0 |  |  | 0 | 0 | -0.25319 | 0 |  |  |  |  | 0 | 0
49885 | DOW83000 | 83 | Houston | YES | -0.1279 | 51 | 0 | 80 | 0 | 1 | Cogen | -1 | 0.25319 | 0 | 0 |  |  | 0 | 0 | -0.25319 | 0 |  |  |  |  | 0 | 0
49886 | DOW84000 | 84 | Houston | YES | -0.1279 | 107 | 0 | 171 | 0 | 0.98 | Cogen | -1 | 0.25319 | 0 | 0 |  |  | 0 | 0 | -0.25319 | 0 |  |  |  |  | 0 | 0
48520 | BSF_GT1_8070 | 1 | Houston | YES | -0.13102 | 72 | 0 | 72 | 0 | 1.0326 | Cogen | -1 | 0.25632 | 0 | 0 |  |  | 0 | 0 | -0.25632 | 0 |  |  |  |  | 0 | 0
48520 | BSF_GT1_8070 | 2 | Houston | YES | -0.13102 | 10 | 0 | 10 | 0 | 1.0326 | Cogen | -1 | 0.25632 | 0 | 0 |  |  | 0 | 0 | -0.25632 | 0 |  |  |  |  | 0 | 0
1349 | WESTXWIN_1G | 1 | West | YES | 0.10456 | 1.3 | 0 | 6.6 |  | 1.014 | Wind | 1 | 0.25773 | 0 | 6.6 |  |  |  |  | 0.25773 | 1.701 |  |  |  |  | 0 | 0
1350 | NWPWRG1_1G | 1 | West | YES | 0.10456 | 6.9 | 1 | 34.3 |  | 1.014 | Wind | 1 | 0.25773 | 0 | 34.3 |  |  |  |  | 0.25773 | 8.8401 |  |  |  |  | 0 | 0
60057 | CALLAHAN1A | 1 | West | YES | 0.10486 | 22.8 | 0 | 114 | 0 | 1.04 | Wind | 1 | 0.25803 | 0 | 114 |  |  |  |  | 0.25803 | 29.416 |  |  |  |  | 0 | 0
1002 | PBCTAGE_1G | A | West | YES | 0.10494 | 64 | 64 | 66 | 0 | 1.036 | GGT | 1 | 0.25811 | 66 | 66 |  |  |  |  | 0.25811 | 17.035 |  |  |  |  | 0 | 0
1003 | PBCTBGE_2G | B | West | YES | 0.10494 | 65 | 65 | 66 | 0 | 1.036 | GGT | 1 | 0.25811 | 66 | 66 |  |  |  |  | 0.25811 | 17.035 |  |  |  |  | 0 | 0
1004 | PBCTCGE_3G | C | West | YES | 0.10494 | 62 | 62 | 67 | 0 | 1.036 | GGT | 1 | 0.25811 | 67 | 67 |  |  |  |  | 0.25811 | 17.2931 |  |  |  |  | 0 | 0
1006 | PBCTEGE_5G | E | West | YES | 0.10494 | 65 | 65 | 67 | 0 | 1.036 | GGT | 1 | 0.25811 | 67 | 67 |  |  |  |  | 0.25811 | 17.2931 |  |  |  |  | 0 | 0
1005 | PBCTDGE_4G | D | West | YES | 0.10494 | 65 | 65 | 68 | 0 | 1.036 | GGT | 1 | 0.25811 | 68 | 68 |  |  |  |  | 0.25811 | 17.5512 |  |  |  |  | 0 | 0
1007 | PB5GEN_6G | 5 | West | YES | 0.10494 | 91.2 | 40 | 114 | 0 | 1.036 | GST | 1 | 0.25811 | 114 | 114 |  |  |  |  | 0.25811 | 29.4241 |  |  |  |  | 0 | 0
1008 | PB6GEN_7G | 6 | West | YES | 0.10494 | 515 | 130 | 515 | 0 | 1.036 | GST | 1 | 0.25811 | 515 | 515 |  |  |  |  | 0.25811 | 132.9245 |  |  |  |  | 0 | 0
7038 | L_DELAWA1_1Y | 2 | West | YES | 0.105 | 3 | 0 | 30 | 0 | 1 | Wind | 1 | 0.25817 | 0 | 30 |  |  |  |  | 0.25817 | 7.745 |  |  |  |  | 0 | 0
7038 | L_DELAWA1_1Y | 1 | West | YES | 0.105 | 3.5 | 0 | 35 | 0 | 1 | Wind | 1 | 0.25817 | 0 | 35 |  |  |  |  | 0.25817 | 9.0358 |  |  |  |  | 0 | 0
76091 | L_DIVIDE1_1N | W1 | West | YES | 0.10511 | 22.5 | 0 | 112.5 |  | 1.02 | Wind | 1 | 0.25828 | 0 | 112.5 |  |  |  |  | 0.25828 | 29.0564 |  |  |  |  | 0 | 0
76095 | L_CAPRSI1_1N | W1 | West | YES | 0.10511 | 29.9 | 0 | 149.5 | 0 | 1.02 | Wind | 1 | 0.25828 | 0 | 149.5 |  |  |  |  | 0.25828 | 38.6127 |  |  |  |  | 0 | 0
76096 | L_CAPRSI1_2N | W1 | West | YES | 0.10511 | 37.2 | 0 | 186 | 0 | 1.02 | Wind | 1 | 0.25828 | 0 | 186 |  |  |  |  | 0.25828 | 48.0399 |  |  |  |  | 0 | 0
76097 | L_CAPRGE1_1N | W1 | West | YES | 0.10511 | 42.9 | 0 | 214.5 | 0 | 1.02 | Wind | 1 | 0.25828 | 0 | 214.5 |  |  |  |  | 0.25828 | 55.4008 |  |  |  |  | 0 | 0
11147 | NOTREES_1G | 1 | West | YES | 0.10511 | 29.8 | 0 | 149 | 0 | 1.017 | Wind | 1 | 0.25828 | 0 | 149 |  |  |  |  | 0.25828 | 38.4837 |  |  |  |  | 0 | 0
76031 | L_GASCCR1_1N | W1 | West | YES | 0.10541 | 30 | 0 | 150 | 0 | 1.02 | Wind | 1 | 0.25858 | 0 | 150 |  |  |  |  | 0.25858 | 38.7865 |  |  |  |  | 0 | 0
39760 | TNSCLP1___8 | 1 | Houston | YES | -0.13351 | 93.4 | 20 | 116.8 | 0 | 1.04 | Cogen | -1 | 0.25881 | 0 | 0 |  |  | 0 | 0 | -0.25881 | 0 |  |  |  |  | 0 | 0
39770 | TNSCLP2___8 | 1 | Houston | YES | -0.13351 | 91.6 | 20 | 114.5 | 0 | 1.04 | Cogen | -1 | 0.25881 | 0 | 0 |  |  | 0 | 0 | -0.25881 | 0 |  |  |  |  | 0 | 0
39775 | TNSCLP4___8 | 1 | Houston | YES | -0.13351 | 95.2 | 20 | 119 | 0 | 1.04 | Cogen | -1 | 0.25881 | 0 | 0 |  |  | 0 | 0 | -0.25881 | 0 |  |  |  |  | 0 | 0
39790 | TNSCLP3___8 | 1 | Houston | YES | -0.13351 | 87.6 | 20 | 109.5 | 0 | 1.027 | Cogen | -1 | 0.25881 | 0 | 0 |  |  | 0 | 0 | -0.25881 | 0 |  |  |  |  | 0 | 0
1320 | BSP 1 | 1 | West | YES | 0.10566 | 25.5 | 2.9 | 25.8 | 0 | 1 | Cogen | 1 | 0.25883 | 0 | 0 |  |  |  |  | 0.25883 | 0 |  |  |  |  | 0 | 0
1326 | STANTONW_8 | 1 | West | YES | 0.10576 | 20.1 | 0 | 100.5 |  | 1.01 | Wind | 1 | 0.25893 | 0 | 100.5 |  |  |  |  | 0.25893 | 26.0225 |  |  |  |  | 0 | 0
11022 | TIEHVCG_2G | 1 | West | YES | 0.1058 | 132.4 | 103 | 132.4 | 0 | 1.012 | CC | 1 | 0.25897 | 132.4 | 132.4 |  |  |  |  | 0.25897 | 34.2875 |  |  |  |  | 0 | 0
11023 | TIEHVCG_3G | 1 | West | YES | 0.1058 | 137.4 | 103 | 137.4 | 0 | 1.012 | CC | 1 | 0.25897 | 137.4 | 137.4 |  |  |  |  | 0.25897 | 35.5823 |  |  |  |  | 0 | 0
11021 | TIEHVCG_1G | 1 | West | YES | 0.1058 | 142.1 | 103 | 142.1 | 0 | 1.012 | CC | 1 | 0.25897 | 142.1 | 142.1 |  |  |  |  | 0.25897 | 36.7995 |  |  |  |  | 0 | 0
11024 | TIEHVCG_4G | 1 | West | YES | 0.1058 | 147 | 103 | 147 | 0 | 1.012 | CC | 1 | 0.25897 | 147 | 147 |  |  |  |  | 0.25897 | 38.0684 |  |  |  |  | 0 | 0
11020 | TIEHVSG_1G | 1 | West | YES | 0.1058 | 208.2 | 63 | 208.2 | 0 | 1.012 | CC | 1 | 0.25897 | 208.2 | 208.2 |  |  |  |  | 0.25897 | 53.9173 |  |  |  |  | 0 | 0
11025 | TIEHVSG_2G | 1 | West | YES | 0.1058 | 213.2 | 63 | 213.2 | 0 | 1.012 | CC | 1 | 0.25897 | 213.2 | 213.2 |  |  |  |  | 0.25897 | 55.2122 |  |  |  |  | 0 | 0
11001 | NAV1CT | 1 | West | YES | 0.10581 | 70.4 | 18 | 70.4 | 0 | 1.029 | CC | 1 | 0.25898 | 70.4 | 70.4 |  |  |  |  | 0.25898 | 18.232 |  |  |  |  | 0 | 0
11009 | NAV2CT | 1 | West | YES | 0.10581 | 71.4 | 18 | 71.4 | 0 | 1.029 | CC | 1 | 0.25898 | 71.4 | 71.4 |  |  |  |  | 0.25898 | 18.491 |  |  |  |  | 0 | 0
11012 | NAV4CT | 1 | West | YES | 0.10581 | 80 | 18 | 80 | 0 | 1.029 | CC | 1 | 0.25898 | 80 | 80 |  |  |  |  | 0.25898 | 20.7182 |  |  |  |  | 0 | 0
11013 | NAV5CT | 1 | West | YES | 0.10581 | 80 | 18 | 80 | 0 | 1.029 | CC | 1 | 0.25898 | 80 | 80 |  |  |  |  | 0.25898 | 20.7182 |  |  |  |  | 0 | 0
11011 | NAV3ST | 1 | West | YES | 0.10581 | 92.8 | 40 | 92.8 | 0 | 1.029 | CC | 1 | 0.25898 | 92.8 | 92.8 |  |  |  |  | 0.25898 | 24.0331 |  |  |  |  | 0 | 0
11014 | NAV6ST | 1 | West | YES | 0.10581 | 115 | 40 | 115 | 0 | 1.029 | CC | 1 | 0.25898 | 115 | 115 |  |  |  |  | 0.25898 | 29.7825 |  |  |  |  | 0 | 0
1328 | OCOTILLO_1G | 1 | West | YES | 0.10586 | 11.6 | 0 | 58 |  | 1.01 | Wind | 1 | 0.25903 | 0 | 58 |  |  |  |  | 0.25903 | 15.0239 |  |  |  |  | 0 | 0
1333 | MCDDONAL_8 | 1 | West | YES | 0.10601 | 42.8 | 0 | 214.2 |  | 1.01 | Wind | 1 | 0.25918 | 0 | 214.2 |  |  |  |  | 0.25918 | 55.5172 |  |  |  |  | 0 | 0
1327 | WILDHRSE_1G | 1 | West | YES | 0.1062 | 0 | 0 | 120 |  | 1 | Wind | 1 | 0.25937 | 0 | 120 |  |  |  |  | 0.25937 | 31.1244 |  |  |  |  | 0 | 0
1360 | GUNSIGHT_8 | 1 | West | YES | 0.10623 | 0 | 0 | 120 |  | 1.01 | Wind | 1 | 0.2594 | 0 | 120 |  |  |  |  | 0.2594 | 31.128 |  |  |  |  | 0 | 0
11320 | COYOTE_1G | 1 | West | YES | 0.10646 | 22.5 | 0 | 225 |  | 1 | Wind | 1 | 0.25963 | 0 | 225 |  |  |  |  | 0.25963 | 58.4167 |  |  |  |  | 0 | 0
11309 | BULLCREK_2G | 1 | West | YES | 0.10651 | 20.9 | 0 | 180 |  | 1 | Wind | 1 | 0.25968 | 0 | 180 |  |  |  |  | 0.25968 | 46.7433 |  |  |  |  | 0 | 0
11310 | BULLCREK_1G | 1 | West | YES | 0.10651 | 15.1 | 0 | 180 |  | 1 | Wind | 1 | 0.25968 | 0 | 180 |  |  |  |  | 0.25968 | 46.7433 |  |  |  |  | 0 | 0
1045 | CALENG1G_1G | 1 | West | YES | 0.10653 | 73.4 | 27 | 73.4 | 0 | 1.014 | Cogen | 1 | 0.2597 | 0 | 0 |  |  |  |  | 0.2597 | 0 |  |  |  |  | 0 | 0
1046 | CALENG2G_2G | 2 | West | YES | 0.10653 | 73.4 | 27 | 73.4 | 0 | 1.014 | Cogen | 1 | 0.2597 | 0 | 0 |  |  |  |  | 0.2597 | 0 |  |  |  |  | 0 | 0
1047 | CALENG3G_3G | 3 | West | YES | 0.10653 | 70.4 | 27 | 70.4 | 0 | 1.014 | Cogen | 1 | 0.2597 | 0 | 0 |  |  |  |  | 0.2597 | 0 |  |  |  |  | 0 | 0
11065 | ELBOWCK_1G | 1 | West | YES | 0.1067 | 23.4 | 0 | 121.9 | 0 | 1 | Wind | 1 | 0.25987 | 0 | 121.9 |  |  |  |  | 0.25987 | 31.6778 |  |  |  |  | 0 | 0
1058 | LONGSHORE_5 | 1 | West | YES | 0.1067 | 30 | 0 | 150 |  | 1.01 | Wind | 1 | 0.25987 | 0 | 150 |  |  |  |  | 0.25987 | 38.98 |  |  |  |  | 0 | 0
1058 | LONGSHORE_5 | 2 | West | YES | 0.1067 | 44 | 0 | 220 |  | 1.01 | Wind | 1 | 0.25987 | 0 | 220 |  |  |  |  | 0.25987 | 57.1707 |  |  |  |  | 0 | 0
60072 | HHOLLOW41A | 1 | West | YES | 0.10675 | 23 | 0 | 115 | 0 | 1.025 | Wind | 1 | 0.25992 | 0 | 115 |  |  |  |  | 0.25992 | 29.8909 |  |  |  |  | 0 | 0
60058 | BUFF_GAP1A | 1 | West | YES | 0.10675 | 24 | 0 | 120 |  | 1 | Wind | 1 | 0.25992 | 0 | 120 |  |  |  |  | 0.25992 | 31.1905 |  |  |  |  | 0 | 0
60063 | BUFF_GAP1B | 1 | West | YES | 0.10675 | 34 | 0 | 170.2 | 0 | 1.02 | Wind | 1 | 0.25992 | 0 | 170.2 |  |  |  |  | 0.25992 | 44.2385 |  |  |  |  | 0 | 0
60068 | HHOLLOW21A | 1 | West | YES | 0.10675 | 36.8 | 0 | 184 | 0 | 1.025 | Wind | 1 | 0.25992 | 0 | 184 |  |  |  |  | 0.25992 | 47.8254 |  |  |  |  | 0 | 0
60066 | H_HOLLOW1A | 1 | West | YES | 0.10675 | 44.4 | 0 | 222 | 0 | 1.005 | Wind | 1 | 0.25992 | 0 | 222 |  |  |  |  | 0.25992 | 57.7024 |  |  |  |  | 0 | 0
60070 | HHOLLOW31A | 1 | West | YES | 0.10675 | 44.8 | 0 | 224 | 0 | 1.025 | Wind | 1 | 0.25992 | 0 | 224 |  |  |  |  | 0.25992 | 58.2223 |  |  |  |  | 0 | 0
60060 | CIRELLO | 1 | West | YES | 0.10675 | 46.6 | 0 | 233 | 0 | 1 | Wind | 1 | 0.25992 | 0 | 233 |  |  |  |  | 0.25992 | 60.5616 |  |  |  |  | 0 | 0
1044 | MRGNFG_6G | F | West | YES | 0.1068 | 66 | 66 | 66 | 0 | 1.029 | GGT | 1 | 0.25997 | 66 | 66 |  |  |  |  | 0.25997 | 17.1581 |  |  |  |  | 0 | 0
1042 | MRGNDG_4G | D | West | YES | 0.1068 | 68 | 68 | 68 | 0 | 1.029 | GGT | 1 | 0.25997 | 68 | 68 |  |  |  |  | 0.25997 | 17.678 |  |  |  |  | 0 | 0
1039 | MRGNAG_1G | A | West | YES | 0.1068 | 69 | 69 | 69 | 0 | 1.029 | GGT | 1 | 0.25997 | 69 | 69 |  |  |  |  | 0.25997 | 17.938 |  |  |  |  | 0 | 0
1041 | MRGNCG_3G | C | West | YES | 0.1068 | 69 | 69 | 70 | 0 | 1.029 | GGT | 1 | 0.25997 | 70 | 70 |  |  |  |  | 0.25997 | 18.198 |  |  |  |  | 0 | 0
1043 | MRGNEG_5G | E | West | YES | 0.1068 | 68 | 68 | 70 | 0 | 1.029 | GGT | 1 | 0.25997 | 70 | 70 |  |  |  |  | 0.25997 | 18.198 |  |  |  |  | 0 | 0
1040 | MRGNBG_2G | B | West | YES | 0.1068 | 70 | 70 | 71 | 0 | 1.029 | GGT | 1 | 0.25997 | 71 | 71 |  |  |  |  | 0.25997 | 18.4579 |  |  |  |  | 0 | 0
1037 | MORGAN5G_5G | 5 | West | YES | 0.1068 | 109.6 | 40 | 137 | 0 | 1.029 | GST | 1 | 0.25997 | 137 | 137 |  |  |  |  | 0.25997 | 35.616 |  |  |  |  | 0 | 0
6637 | SNYDERW1A | 1 | West | YES | 0.10683 | 12.6 | 0 | 63 | 0 | 1.025 | Wind | 1 | 0.26 | 0 | 63 |  |  |  |  | 0.26 | 16.3802 |  |  |  |  | 0 | 0
1073 | SCURRYCW_2G | 2 | West | YES | 0.10689 | 24 | 0 | 120 | 0 | 1.0217 | Wind | 1 | 0.26006 | 0 | 120 |  |  |  |  | 0.26006 | 31.2072 |  |  |  |  | 0 | 0
1068 | SCURRYCW_1G | 1 | West | YES | 0.10689 | 28.2 | 1.3 | 141 | 0 | 1.0217 | Wind | 1 | 0.26006 | 0 | 141 |  |  |  |  | 0.26006 | 36.6684 |  |  |  |  | 0 | 0
1069 | KINDERMG_1G | 1 | West | YES | 0.1069 | 25 | 5 | 25 | 0 | 1.017 | Cogen | 1 | 0.26007 | 0 | 0 |  |  |  |  | 0.26007 | 0 |  |  |  |  | 0 | 0
1070 | KINDERMG_2G | 1 | West | YES | 0.1069 | 45.7 | 12 | 45.7 | 0 | 1.017 | Cogen | 1 | 0.26007 | 0 | 0 |  |  |  |  | 0.26007 | 0 |  |  |  |  | 0 | 0
1071 | KINDERMG_3G | 1 | West | YES | 0.1069 | 45.7 | 12 | 45.7 | 0 | 1.017 | Cogen | 1 | 0.26007 | 0 | 0 |  |  |  |  | 0.26007 | 0 |  |  |  |  | 0 | 0
1062 | CIELOGEN_2G | 1 | West | YES | 0.1069 | 12.2 | 0 | 61 |  | 1 | Wind | 1 | 0.26007 | 0 | 61 |  |  |  |  | 0.26007 | 15.8642 |  |  |  |  | 0 | 0
1061 | CIELOGEN_1G | 1 | West | YES | 0.1069 | 19.8 | 0 | 99 |  | 1 | Wind | 1 | 0.26007 | 0 | 99 |  |  |  |  | 0.26007 | 25.7468 |  |  |  |  | 0 | 0
36998 | RDCNYNG1 | 1 | West | YES | 0.10705 | 16.8 | 0 | 84 |  | 1.01 | Wind | 1 | 0.26022 | 0 | 84 |  |  |  |  | 0.26022 | 21.8584 |  |  |  |  | 0 | 0
1354 | AEPWIND_8 | 1 | West | YES | 0.10714 | 20.2 | 0 | 101 |  | 1 | Wind | 1 | 0.26031 | 0 | 101 |  |  |  |  | 0.26031 | 26.2913 |  |  |  |  | 0 | 0
1343 | TRENTIPP_8 | 1 | West | YES | 0.10714 | 30 | 0 | 150 |  | 1.014 | Wind | 1 | 0.26031 | 0 | 150 |  |  |  |  | 0.26031 | 39.0465 |  |  |  |  | 0 | 0
6407 | TURKTRAK1A | 1 | West | YES | 0.10731 | 33.9 | 0 | 169.5 | 0 | 1.025 | Wind | 1 | 0.26048 | 0 | 169.5 |  |  |  |  | 0.26048 | 44.1513 |  |  |  |  | 0 | 0
71051 | L_BITTCR1_1N | W1 | West | YES | 0.10768 | 7.5 | 0 | 37.5 |  | 1.02 | Wind | 1 | 0.26085 | 0 | 37.5 |  |  |  |  | 0.26085 | 9.782 |  |  |  |  | 0 | 0
71061 | L_SWEETW1_5N | W1 | West | YES | 0.10768 | 16.1 | 0 | 80.5 | 0 | 1.02 | Wind | 1 | 0.26085 | 0 | 80.5 |  |  |  |  | 0.26085 | 20.9987 |  |  |  |  | 0 | 0
71060 | L_SWEETW1_4N | W1 | West | YES | 0.10768 | 21 | 0 | 105 | 0 | 1.02 | Wind | 1 | 0.26085 | 0 | 105 |  |  |  |  | 0.26085 | 27.3897 |  |  |  |  | 0 | 0
71054 | L_SWEETW1_1N | W1 | West | YES | 0.10768 | 21.5 | 0 | 107.5 |  | 1.02 | Wind | 1 | 0.26085 | 0 | 107.5 |  |  |  |  | 0.26085 | 28.0418 |  |  |  |  | 0 | 0
71059 | L_SWEETW1_3N | W1 | West | YES | 0.10768 | 23.8 | 0 | 119 | 0 | 1.02 | Wind | 1 | 0.26085 | 0 | 119 |  |  |  |  | 0.26085 | 31.0416 |  |  |  |  | 0 | 0
71057 | L_SWEETW1_2N | W1 | West | YES | 0.10768 | 27 | 0 | 135 |  | 1.02 | Wind | 1 | 0.26085 | 0 | 135 |  |  |  |  | 0.26085 | 35.2153 |  |  |  |  | 0 | 0
6144 | MCADOO1A | 1 | West | YES | 0.10771 | 15 | 0 | 150 | 0 | 1.025 | Wind | 1 | 0.26088 | 0 | 150 |  |  |  |  | 0.26088 | 39.1318 |  |  |  |  | 0 | 0
11057 | CHAMPION_1G | 1 | West | YES | 0.10773 | 25.3 | 0 | 126.5 |  | 1 | Wind | 1 | 0.2609 | 0 | 126.5 |  |  |  |  | 0.2609 | 33.0034 |  |  |  |  | 0 | 0
11059 | INADALE_1G | 1 | West | YES | 0.10773 | 39.4 | 0 | 197 |  | 1 | Wind | 1 | 0.2609 | 0 | 197 |  |  |  |  | 0.2609 | 51.3967 |  |  |  |  | 0 | 0
11056 | ROSCOE_1G | 1 | West | YES | 0.10773 | 41.8 | 0 | 209 |  | 1 | Wind | 1 | 0.2609 | 0 | 209 |  |  |  |  | 0.2609 | 54.5274 |  |  |  |  | 0 | 0
11058 | PYRON_1G | 1 | West | YES | 0.10773 | 49.8 | 0 | 249 |  | 1 | Wind | 1 | 0.2609 | 0 | 249 |  |  |  |  | 0.2609 | 64.9633 |  |  |  |  | 0 | 0
1643 | SLSTR1PP_1G | 1 | North | YES | 0.10796 | 6 | 0 | 60 | 0 | 1.022 | Wind | 1 | 0.26113 | 0 | 60 | 6.4774 | 60 |  |  | 0.26113 | 15.6676 |  |  |  |  | 0 | 0
1416 | SWETWATR_1G | 1 | West | YES | 0.10812 | 30 | 18 | 30 | 0 | 1.026 | CC | 1 | 0.26129 | 30 | 30 |  |  |  |  | 0.26129 | 7.8388 |  |  |  |  | 0 | 0
1419 | SWETWATR_4G | 4 | West | YES | 0.10812 | 61 | 36 | 61 | 0 | 1.026 | CC | 1 | 0.26129 | 61 | 61 |  |  |  |  | 0.26129 | 15.9389 |  |  |  |  | 0 | 0
1418 | SWETWATR_3G | 3 | West | YES | 0.10812 | 68 | 36 | 68 | 0 | 1.026 | CC | 1 | 0.26129 | 68 | 68 |  |  |  |  | 0.26129 | 17.768 |  |  |  |  | 0 | 0
1417 | SWETWATR_2G | 2 | West | YES | 0.10812 | 72 | 36 | 72 | 0 | 1.026 | CC | 1 | 0.26129 | 72 | 72 |  |  |  |  | 0.26129 | 18.8132 |  |  |  |  | 0 | 0
60081 | WHRLWIND1A | 1 | West | YES | 0.10858 | 12 | 0 | 60 | 0 | 1.03 | Wind | 1 | 0.26175 | 0 | 60 |  |  |  |  | 0.26175 | 15.7048 |  |  |  |  | 0 | 0
1437 | MESQUITW_1G | 1 | North | YES | 0.10997 | 40 | 0 | 400 | 0 | 1.023 | Wind | 1 | 0.26314 | 0 | 400 | 43.988 | 400 |  |  | 0.26314 | 105.2563 |  |  |  |  | 0 | 0
1438 | MESQUITW_2G | 1 | North | YES | 0.10997 | 23.6 | 0 | 236 |  | 1.017 | Wind | 1 | 0.26314 | 0 | 236 | 25.9536 | 236 |  |  | 0.26314 | 62.1019 |  |  |  |  | 0 | 0
1442 | COKFIELD_5 | 1 | North | YES | 0.1107 | 16.5 | 0 | 165 |  | 1.029 | Wind | 1 | 0.26387 | 0 | 165 | 18.2658 | 165 |  |  | 0.26387 | 43.539 |  |  |  |  | 0 | 0
6100 | OKLA7A | EQ | West | YES | 0.1113 | 50 | -220 | 220 | 0 | 1.035 | DCTie | 1 | 0.26447 | 0 | 0 |  |  |  |  | 0.26447 | 0 |  |  |  |  | 0 | 0
6752 | OKLA0A | 1 | West | YES | 0.1113 | 649.7 | 175 | 649.7 | 0 | 1.035 | LIGCO | 1 | 0.26447 | 0 | 649.7 |  |  |  |  | 0.26447 | 171.8254 |  |  |  |  | 0 | 0
1433 | GRHAMSES_1G | 1 | North | YES | 0.11236 | 242 | 60 | 242 | 0 | 1.038 | GST | 1 | 0.26553 | 242 | 242 | 27.1904 | 242 |  |  | 0.26553 | 64.2577 |  |  |  |  | 0 | 0
332 | RWMILLER01 | 1 | North | YES | 0.11237 | 58.4 | 18.5 | 73 | 0 | 1.04 | GST | 1 | 0.26554 | 73 | 73 | 8.2032 | 73 |  |  | 0.26554 | 19.3846 |  |  |  |  | 0 | 0
336 | RWMILLER05 | 5 | North | YES | 0.11237 | 80.8 | 0 | 101 | 0 | 1.04 | GST | 1 | 0.26554 | 101 | 101 | 11.3496 | 101 |  |  | 0.26554 | 26.8198 |  |  |  |  | 0 | 0
335 | RWMILLER04 | 4 | North | YES | 0.11237 | 81.6 | 0 | 102 | 0 | 1.04 | GST | 1 | 0.26554 | 102 | 102 | 11.4619 | 102 |  |  | 0.26554 | 27.0854 |  |  |  |  | 0 | 0
333 | RWMILLER02 | 2 | North | YES | 0.11237 | 95.2 | 37 | 119 | 0 | 1.04 | GST | 1 | 0.26554 | 119 | 119 | 13.3723 | 119 |  |  | 0.26554 | 31.5996 |  |  |  |  | 0 | 0
334 | RWMILLER03 | 3 | North | YES | 0.11237 | 166.4 | 65 | 208 | 0 | 1.04 | GST | 1 | 0.26554 | 208 | 208 | 23.3734 | 208 |  |  | 0.26554 | 55.2329 |  |  |  |  | 0 | 0
1432 | GRHAMSES_2G | 2 | North | YES | 0.11301 | 294.9 | 90 | 366 | 0 | 1.014 | GST | 1 | 0.26618 | 366 | 366 | 41.362 | 366 |  |  | 0.26618 | 97.4226 |  |  |  |  | 0 | 0
1479 | WFCOGEN_1G | 1 | North | YES | 0.11313 | 16 | 12 | 20 | 0 | 1 | Cogen | 1 | 0.2663 | 0 | 0 | 0 | 0 |  |  | 0.2663 | 0 |  |  |  |  | 0 | 0
1479 | WFCOGEN_1G | 2 | North | YES | 0.11313 | 16 | 12 | 20 | 0 | 1 | Cogen | 1 | 0.2663 | 0 | 0 | 0 | 0 |  |  | 0.2663 | 0 |  |  |  |  | 0 | 0
1482 | WFCOGEN_2G | 2 | North | YES | 0.11313 | 13.6 | 12 | 17 | 0 | 1 | Cogen | 1 | 0.2663 | 0 | 0 | 0 | 0 |  |  | 0.2663 | 0 |  |  |  |  | 0 | 0
1482 | WFCOGEN_2G | 1 | North | YES | 0.11313 | 16 | 12 | 20 | 0 | 1 | Cogen | 1 | 0.2663 | 0 | 0 | 0 | 0 |  |  | 0.2663 | 0 |  |  |  |  | 0 | 0
1600 | BARTNWND_1G | 1 | North | YES | 0.11329 | 12 | 0 | 120 | 0 | 1.022 | Wind | 1 | 0.26646 | 0 | 120 | 13.5948 | 120 |  |  | 0.26646 | 31.9753 |  |  |  |  | 0 | 0
366 | JNSNCNTY802 | 1 | North | YES | 0.11342 | 168 | 20 | 168 | 0 | 1.02 | Cogen | 1 | 0.26659 | 0 | 0 | 0 | 0 |  |  | 0.26659 | 0 |  |  |  |  | 0 | 0
367 | JNSNCNTY802 | 2 | North | YES | 0.11342 | 90 | 20 | 90 | 0 | 1.02 | Cogen | 1 | 0.26659 | 0 | 0 | 0 | 0 |  |  | 0.26659 | 0 |  |  |  |  | 0 | 0
344 | MRSSHPRD | 1 | North | YES | 0.11347 | 0 | 0 | 12 |  | 1.03 | Hydro | 1 | 0.26664 | 0 | 0 | 0 | 0 |  |  | 0.26664 | 0 |  |  |  |  | 0 | 0
345 | MRSSHPRD01 | 2 | North | YES | 0.11347 | 0 | 0 | 12 |  | 1.03 | Hydro | 1 | 0.26664 | 0 | 0 | 0 | 0 |  |  | 0.26664 | 0 |  |  |  |  | 0 | 0
1895 | DECRDOVA_5G | D | North | YES | 0.11428 | 65 | 65 | 68 | 0 | 1.025 | GGT | 1 | 0.26745 | 68 | 68 | 7.7709 | 68 |  |  | 0.26745 | 18.1865 |  |  |  |  | 0 | 0
1893 | DECRDOVA_3G | B | North | YES | 0.11428 | 65 | 65 | 69 | 0 | 1.025 | GGT | 1 | 0.26745 | 69 | 69 | 7.8852 | 69 |  |  | 0.26745 | 18.454 |  |  |  |  | 0 | 0
1894 | DECRDOVA_4G | C | North | YES | 0.11428 | 65 | 65 | 69 | 0 | 1.025 | GGT | 1 | 0.26745 | 69 | 69 | 7.8852 | 69 |  |  | 0.26745 | 18.454 |  |  |  |  | 0 | 0
1892 | DECRDOVA_2G | A | North | YES | 0.11428 | 65 | 65 | 70 | 0 | 1.025 | GGT | 1 | 0.26745 | 70 | 70 | 7.9995 | 70 |  |  | 0.26745 | 18.7214 |  |  |  |  | 0 | 0
48730 | MNS_GT | 1 | Houston | YES | -0.14239 | 43 | 0 | 46.1 |  | 1.029 | Cogen | -1 | 0.26768 | 0 | 0 |  |  | 0 | 0 | -0.26768 | 0 |  |  |  |  | 0 | 0
503 | NTHTEXAS01 | 1 | North | YES | 0.11458 | 0 | 5 | 18 |  | 1.015 | GST | 1 | 0.26775 | 18 | 18 | 2.0624 | 18 |  |  | 0.26775 | 4.8195 |  |  |  |  | 0 | 0
504 | NTHTEXAS02 | 2 | North | YES | 0.11458 | 14.4 | 5 | 18 |  | 1.015 | GST | 1 | 0.26775 | 18 | 18 | 2.0624 | 18 |  |  | 0.26775 | 4.8195 |  |  |  |  | 0 | 0
505 | NTHTEXAS03 | 3 | North | YES | 0.11458 | 30.4 | 15 | 38 |  | 1.015 | GST | 1 | 0.26775 | 38 | 38 | 4.354 | 38 |  |  | 0.26775 | 10.1745 |  |  |  |  | 0 | 0
48926 | WAP_GN6_6 | 6 | Houston | YES | -0.14248 | 651 | 280 | 651 |  | 1.035 | LIGCO | -1 | 0.26778 | 0 | 651 |  |  | 0 | 0 | -0.26778 | 0 |  |  |  |  | 0 | 0
48927 | WAP_GN7_7 | 7 | Houston | YES | -0.14248 | 564 | 277 | 564 |  | 1.035 | LIGCO | -1 | 0.26778 | 0 | 564 |  |  | 0 | 0 | -0.26778 | 0 |  |  |  |  | 0 | 0
48928 | WAP_GN8_8 | 8 | Houston | YES | -0.14248 | 603 | 275 | 603 |  | 1.035 | LIGCO | -1 | 0.26778 | 0 | 603 |  |  | 0 | 0 | -0.26778 | 0 |  |  |  |  | 0 | 0
48523 | BVE_ST1_GN1 | 3 | Houston | YES | -0.14256 | 252.4 | 0 | 252.4 |  | 1.035 | CC | -1 | 0.26785 | 252.4 | 252.4 |  |  | -35.9814 | 252.4 | -0.26785 | -67.6051 |  |  |  |  | 0 | 0
48521 | BVE_GT1_GT1 | 1 | Houston | YES | -0.14256 | 167.7 | 0 | 167.7 |  | 1.035 | CC | -1 | 0.26785 | 167.7 | 167.7 |  |  | -23.9068 | 167.7 | -0.26785 | -44.9183 |  |  |  |  | 0 | 0
48522 | BVE_GT2_5035 | 2 | Houston | YES | -0.14256 | 166.4 | 0 | 166.4 |  | 1.035 | CC | -1 | 0.26785 | 166.4 | 166.4 |  |  | -23.7215 | 166.4 | -0.26785 | -44.5701 |  |  |  |  | 0 | 0
1898 | COMCHEPK_1G | 1 | North | YES | 0.11483 | 1217 | 1150 | 1217 | 0 | 1.032 | Nuc | 1 | 0.268 | 0 | 0 | 0 | 0 |  |  | 0.268 | 0 |  |  |  |  | 0 | 0
1899 | COMCHEPK_2G | 2 | North | YES | 0.11483 | 1159 | 1128 | 1159 | 0 | 1.032 | Nuc | 1 | 0.268 | 0 | 0 | 0 | 0 |  |  | 0.268 | 0 |  |  |  |  | 0 | 0
1878 | WLFHOLW_2G | 2 | North | YES | 0.11515 | 215.7 | 105 | 215.7 | 0 | 1.032 | CC | 1 | 0.26832 | 215.7 | 215.7 | 24.8387 | 215.7 |  |  | 0.26832 | 57.8777 |  |  |  |  | 0 | 0
1877 | WLFHOLW_1G | 1 | North | YES | 0.11515 | 217.3 | 89.2 | 217.3 | 0 | 1.032 | CC | 1 | 0.26832 | 217.3 | 217.3 | 25.023 | 217.3 |  |  | 0.26832 | 58.307 |  |  |  |  | 0 | 0
1879 | WLFHOLW_3G | 3 | North | YES | 0.11515 | 272.4 | 89.2 | 272.4 | 0 | 1.032 | CC | 1 | 0.26832 | 272.4 | 272.4 | 31.3679 | 272.4 |  |  | 0.26832 | 73.0917 |  |  |  |  | 0 | 0
1453 | WCPWRCO_1G | 1 | North | YES | 0.11529 | 204 | 50 | 204 | 0 | 1.02 | CC | 1 | 0.26846 | 204 | 204 | 23.519 | 204 |  |  | 0.26846 | 54.7658 |  |  |  |  | 0 | 0
1454 | WCPWRCO_2G | 2 | North | YES | 0.11529 | 204 | 50 | 204 | 0 | 1.02 | CC | 1 | 0.26846 | 204 | 204 | 23.519 | 204 |  |  | 0.26846 | 54.7658 |  |  |  |  | 0 | 0
1455 | WCPWRCO_3G | 3 | North | YES | 0.11529 | 242 | 50 | 242 |  | 1.02 | CC | 1 | 0.26846 | 242 | 242 | 27.8999 | 242 |  |  | 0.26846 | 64.9673 |  |  |  |  | 0 | 0
1889 | DECRDOVA_1G | 1 | North | YES | 0.11542 | 779 | 255 | 779 | 0 | 1.02 | GSC | 1 | 0.26859 | 779 | 779 | 89.9122 | 779 |  |  | 0.26859 | 209.2323 |  |  |  |  | 0 | 0
1944 | MDLTHELP_4G | 4 | North | YES | 0.11552 | 211 | 74 | 211 | 0 | 1 | CC | 1 | 0.26869 | 211 | 211 | 24.3741 | 211 |  |  | 0.26869 | 56.6931 |  |  |  |  | 0 | 0
1943 | MDLTHELP_3G | 3 | North | YES | 0.11552 | 212 | 74 | 212 | 0 | 1 | CC | 1 | 0.26869 | 212 | 212 | 24.4896 | 212 |  |  | 0.26869 | 56.9618 |  |  |  |  | 0 | 0
1937 | MDLTHELP_5G | 5 | North | YES | 0.11552 | 224 | 74 | 224 | 0 | 1 | CC | 1 | 0.26869 | 224 | 224 | 25.8758 | 224 |  |  | 0.26869 | 60.1861 |  |  |  |  | 0 | 0
1938 | MDLTHELP_6G | 6 | North | YES | 0.11552 | 226 | 74 | 226 | 0 | 1 | CC | 1 | 0.26869 | 226 | 226 | 26.1068 | 226 |  |  | 0.26869 | 60.7235 |  |  |  |  | 0 | 0
48510 | AK_GT1__8040 | 1 | Houston | YES | -0.14372 | 33.4 | 8.1 | 34 |  | 1.029 | Cogen | -1 | 0.26901 | 0 | 0 |  |  | 0 | 0 | -0.26901 | 0 |  |  |  |  | 0 | 0
48924 | WAP_GN4_4 | 4 | Houston | YES | -0.14398 | 546 | 217 | 546 | 0 | 1.0362 | GSC | -1 | 0.26927 | 546 | 546 |  |  | -78.6114 | 546 | -0.26927 | -147.021 |  |  |  |  | 0 | 0
48923 | WAP_GN3_3 | 3 | Houston | YES | -0.14398 | 198.4 | 93 | 248 | 0 | 1.0362 | GST | -1 | 0.26927 | 248 | 248 |  |  | -35.7063 | 248 | -0.26927 | -66.7788 |  |  |  |  | 0 | 0
48921 | WAP_GN1_1 | 1 | Houston | YES | -0.14398 | 132.8 | 37 | 166 | 0 | 1.0362 | GST | -1 | 0.26927 | 166 | 166 |  |  | -23.9002 | 166 | -0.26927 | -44.6987 |  |  |  |  | 0 | 0
48922 | WAP_GN2_2 | 2 | Houston | YES | -0.14398 | 132.8 | 37 | 166 | 0 | 1.0362 | GST | -1 | 0.26927 | 166 | 166 |  |  | -23.9002 | 166 | -0.26927 | -44.6987 |  |  |  |  | 0 | 0
48929 | WAPGT21_GT1 | B1 | Houston | YES | -0.14398 | 0 | 0 | 13 |  | 1.05 | GGT | -1 | 0.26927 | 13 | 13 |  |  | -1.8717 | 13 | -0.26927 | -3.5005 |  |  |  |  | 0 | 0
48925 | WAP_GN5_5 | 5 | Houston | YES | -0.14398 | 579.5 | 278 | 654 | 0 | 0.985 | LIGCO | -1 | 0.26927 | 0 | 654 |  |  | 0 | 0 | -0.26927 | 0 |  |  |  |  | 0 | 0
581 | JCKCNTY802 | 2 | North | YES | 0.11617 | 147 | 0 | 147 | 0 | 1.022 | CC | 1 | 0.26934 | 147 | 147 | 17.0765 | 147 |  |  | 0.26934 | 39.5927 |  |  |  |  | 0 | 0
582 | JCKCNTY803 | 3 | North | YES | 0.11617 | 147 | 0 | 147 | 0 | 1.022 | CC | 1 | 0.26934 | 147 | 147 | 17.0765 | 147 |  |  | 0.26934 | 39.5927 |  |  |  |  | 0 | 0
580 | JCKCNTY801 | 1 | North | YES | 0.11617 | 288 | 0 | 288 | 0 | 1.022 | CC | 1 | 0.26934 | 288 | 288 | 33.4561 | 288 |  |  | 0.26934 | 77.5693 |  |  |  |  | 0 | 0
1942 | MDLTHELP_2G | 2 | North | YES | 0.11694 | 216.1 | 74 | 216.1 | 0 | 1 | CC | 1 | 0.27011 | 216.1 | 216.1 | 25.2703 | 216.1 |  |  | 0.27011 | 58.3705 |  |  |  |  | 0 | 0
1941 | MDLTHELP_1G | 1 | North | YES | 0.11694 | 216.4 | 74 | 216.4 | 0 | 1 | CC | 1 | 0.27011 | 216.4 | 216.4 | 25.3054 | 216.4 |  |  | 0.27011 | 58.4516 |  |  |  |  | 0 | 0
1861 | EAGLEMNT_1G | MB | North | YES | 0.11732 | 0 | 30 | 112 |  | 1.022 | GST | 1 | 0.27049 | 0 | 0 | 0 | 0 |  |  | 0.27049 | 0 |  |  |  |  | 0 | 0
1862 | EAGLEMNT_2G | MB | North | YES | 0.11732 | 0 | 40 | 100 |  | 1.022 | GST | 1 | 0.27049 | 0 | 0 | 0 | 0 |  |  | 0.27049 | 0 |  |  |  |  | 0 | 0
1863 | EAGLEMNT_3G | MB | North | YES | 0.11732 | 0 | 50 | 378 |  | 1.022 | GST | 1 | 0.27049 | 0 | 0 | 0 | 0 |  |  | 0.27049 | 0 |  |  |  |  | 0 | 0
1947 | HANDLEY_3G | 3 | North | YES | 0.11769 | 316 | 100 | 395 | 0 | 1.022 | GST | 1 | 0.27087 | 395 | 395 | 46.4895 | 395 |  |  | 0.27087 | 106.992 |  |  |  |  | 0 | 0
1949 | HANDLEY_5G | 5 | North | YES | 0.11769 | 348 | 150 | 435 | 0 | 1.022 | GST | 1 | 0.27087 | 435 | 435 | 51.1973 | 435 |  |  | 0.27087 | 117.8266 |  |  |  |  | 0 | 0
1948 | HANDLEY_4G | 4 | North | YES | 0.11796 | 348 | 150 | 435 | 0 | 1.022 | GST | 1 | 0.27113 | 435 | 435 | 51.3113 | 435 |  |  | 0.27113 | 117.9406 |  |  |  |  | 0 | 0
728 | WOLFRIDGE801 | 1 | North | YES | 0.11802 | 11.2 | 0 | 112.5 | 0 | 0.99 | Wind | 1 | 0.27119 | 0 | 112.5 | 13.2776 | 112.5 |  |  | 0.27119 | 30.5093 |  |  |  |  | 0 | 0
923 | SPENCER_G4 | 1 | North | YES | 0.11925 | 48 | 20 | 61 | 0 | 1.03 | GST | 1 | 0.27242 | 61 | 61 | 7.274 | 61 |  |  | 0.27242 | 16.6174 |  |  |  |  | 0 | 0
924 | SPENCER_G5 | 1 | North | YES | 0.11925 | 52 | 20 | 66 | 0 | 1.03 | GST | 1 | 0.27242 | 66 | 66 | 7.8702 | 66 |  |  | 0.27242 | 17.9795 |  |  |  |  | 0 | 0
2381 | NTHLK1_G | 1 | North | YES | 0.12172 | 0 | 35 | 156 |  | 1.022 | GST | 1 | 0.27489 | 156 | 156 | 18.9879 | 156 |  |  | 0.27489 | 42.8825 |  |  |  |  | 0 | 0
2382 | NTHLK2_G | 2 | North | YES | 0.12172 | 0 | 35 | 181 |  | 1.022 | GST | 1 | 0.27489 | 181 | 181 | 22.0308 | 181 |  |  | 0.27489 | 49.7547 |  |  |  |  | 0 | 0
2383 | NTHLK3_G | 3 | North | YES | 0.12172 | 0 | 50 | 329 |  | 1.022 | GST | 1 | 0.27489 | 329 | 329 | 40.0449 | 329 |  |  | 0.27489 | 90.4381 |  |  |  |  | 0 | 0
38580 | TNBP_CGN1_8 | 1 | Houston | YES | -0.14965 | 70.8 | 0 | 70.8 | 0 | 1.005 | Cogen | -1 | 0.27495 | 0 | 0 |  |  | 0 | 0 | -0.27495 | 0 |  |  |  |  | 0 | 0
38590 | TNBP_CGN2_8 | 2 | Houston | YES | -0.14965 | 66.7 | 0 | 66.7 | 0 | 1.005 | Cogen | -1 | 0.27495 | 0 | 0 |  |  | 0 | 0 | -0.27495 | 0 |  |  |  |  | 0 | 0
38600 | TNBP_CGN3_8 | 5 | Houston | YES | -0.14965 | 53 | 0 | 53 | 0 | 1.005 | Cogen | -1 | 0.27495 | 0 | 0 |  |  | 0 | 0 | -0.27495 | 0 |  |  |  |  | 0 | 0
38611 | TNBPAMCG1_8 | 1 | Houston | YES | -0.14965 | 153.2 | 0 | 153.2 | 0 | 1.005 | Cogen | -1 | 0.27495 | 0 | 0 |  |  | 0 | 0 | -0.27495 | 0 |  |  |  |  | 0 | 0
38612 | TNBPAMCG2_8 | 2 | Houston | YES | -0.14965 | 153.5 | 0 | 153.5 | 0 | 1.005 | Cogen | -1 | 0.27495 | 0 | 0 |  |  | 0 | 0 | -0.27495 | 0 |  |  |  |  | 0 | 0
38613 | TNBPAMCG3_8 | 3 | Houston | YES | -0.14965 | 152.3 | 0 | 152.3 | 0 | 1.005 | Cogen | -1 | 0.27495 | 0 | 0 |  |  | 0 | 0 | -0.27495 | 0 |  |  |  |  | 0 | 0
38614 | TNBPAMCG4_8 | 4 | Houston | YES | -0.14965 | 96 | 0 | 96 |  | 1.005 | Cogen | -1 | 0.27495 | 0 | 0 |  |  | 0 | 0 | -0.27495 | 0 |  |  |  |  | 0 | 0
38615 | TNBPAMCG5_8 | 1 | Houston | YES | -0.14965 | 244 | 0 | 244 | 0 | 1.005 | Cogen | -1 | 0.27495 | 0 | 0 |  |  | 0 | 0 | -0.27495 | 0 |  |  |  |  | 0 | 0
38690 | TNBP_CGN4_8 | 3 | Houston | YES | -0.14965 | 40 | 0 | 40 |  | 1.005 | Cogen | -1 | 0.27495 | 0 | 0 |  |  | 0 | 0 | -0.27495 | 0 |  |  |  |  | 0 | 0
38711 | TNTXCTY1CG8 | 1 | Houston | YES | -0.14965 | 100.3 | 59 | 100.3 | 0 | 1 | Cogen | -1 | 0.27495 | 0 | 0 |  |  | 0 | 0 | -0.27495 | 0 |  |  |  |  | 0 | 0
38712 | TNTXCTY2CG8 | 1 | Houston | YES | -0.14965 | 92.9 | 59 | 92.9 | 0 | 1 | Cogen | -1 | 0.27495 | 0 | 0 |  |  | 0 | 0 | -0.27495 | 0 |  |  |  |  | 0 | 0
38713 | TNTXCTY3CG8 | 1 | Houston | YES | -0.14965 | 102.7 | 59 | 102.7 | 0 | 1 | Cogen | -1 | 0.27495 | 0 | 0 |  |  | 0 | 0 | -0.27495 | 0 |  |  |  |  | 0 | 0
38714 | TNTXCTY4CG8 | 1 | Houston | YES | -0.14965 | 103 | 59 | 103 | 0 | 1 | Cogen | -1 | 0.27495 | 0 | 0 |  |  | 0 | 0 | -0.27495 | 0 |  |  |  |  | 0 | 0
39470 | TNDOWCGNSG8 | 1 | Houston | YES | -0.14965 | 32 | 10 | 32 | 0 | 0.985 | Cogen | -1 | 0.27495 | 0 | 0 |  |  | 0 | 0 | -0.27495 | 0 |  |  |  |  | 0 | 0
39480 | TNDOWCGNGG8 | 1 | Houston | YES | -0.14965 | 30 | 10 | 30 | 0 | 0.985 | Cogen | -1 | 0.27495 | 0 | 0 |  |  | 0 | 0 | -0.27495 | 0 |  |  |  |  | 0 | 0
2371 | COLLIN_1G | MB | North | YES | 0.12187 | 0 | 40 | 138 |  | 1.022 | GST | 1 | 0.27504 | 0 | 0 | 0 | 0 |  |  | 0.27504 | 0 |  |  |  |  | 0 | 0
12323 | ENNSTRAC_2G | 2 | North | YES | 0.12239 | 116 | 100 | 116 | 0 | 1.036 | CC | 1 | 0.27556 | 116 | 116 | 14.1975 | 116 |  |  | 0.27556 | 31.9653 |  |  |  |  | 0 | 0
12322 | ENNSTRAC_1G | 1 | North | YES | 0.12239 | 196 | 130 | 196 | 0 | 1.036 | CC | 1 | 0.27556 | 196 | 196 | 23.9888 | 196 |  |  | 0.27556 | 54.0103 |  |  |  |  | 0 | 0
6948 | DENISNDM | 1 | North | YES | 0.12252 | 40 | 5 | 40 |  | 1.015 | Hydro | 1 | 0.27569 | 0 | 0 | 0 | 0 |  |  | 0.27569 | 0 |  |  |  |  | 0 | 0
6948 | DENISNDM | 2 | North | YES | 0.12252 | 31 | 5 | 40 |  | 1.015 | Hydro | 1 | 0.27569 | 0 | 0 | 0 | 0 |  |  | 0.27569 | 0 |  |  |  |  | 0 | 0
1687 | VALLEY_1G | 1 | North | YES | 0.12274 | 136 | 15 | 170 | 0 | 1.029 | GST | 1 | 0.27591 | 170 | 170 | 20.866 | 170 |  |  | 0.27591 | 46.905 |  |  |  |  | 0 | 0
1688 | VALLEY_2G | 2 | North | YES | 0.12274 | 527 | 90 | 527 | 0 | 1.029 | GSC | 1 | 0.27591 | 527 | 527 | 64.6845 | 527 |  |  | 0.27591 | 145.4055 |  |  |  |  | 0 | 0
11691 | KMICHICT1_G | 1 | North | YES | 0.12302 | 144 | 80 | 144 | 0 | 1.026 | CC | 1 | 0.27619 | 144 | 144 | 17.7155 | 144 |  |  | 0.27619 | 39.7721 |  |  |  |  | 0 | 0
11694 | KMICHICT4_G | 4 | North | YES | 0.12302 | 144 | 80 | 144 | 0 | 1.026 | CC | 1 | 0.27619 | 144 | 144 | 17.7155 | 144 |  |  | 0.27619 | 39.7721 |  |  |  |  | 0 | 0
11692 | KMICHICT2_G | 2 | North | YES | 0.12302 | 146 | 80 | 146 | 0 | 1.026 | CC | 1 | 0.27619 | 146 | 146 | 17.9615 | 146 |  |  | 0.27619 | 40.3244 |  |  |  |  | 0 | 0
11695 | KMICHICT5_G | 5 | North | YES | 0.12302 | 148 | 80 | 148 | 0 | 1.026 | CC | 1 | 0.27619 | 148 | 148 | 18.2076 | 148 |  |  | 0.27619 | 40.8768 |  |  |  |  | 0 | 0
11696 | KMICHIST6_G | 6 | North | YES | 0.12302 | 310 | 60 | 310 | 0 | 1.026 | CC | 1 | 0.27619 | 310 | 310 | 38.1374 | 310 |  |  | 0.27619 | 85.6204 |  |  |  |  | 0 | 0
11693 | KMICHIST3_G | 3 | North | YES | 0.12302 | 312 | 60 | 312 | 0 | 1.026 | CC | 1 | 0.27619 | 312 | 312 | 38.3835 | 312 |  |  | 0.27619 | 86.1728 |  |  |  |  | 0 | 0
1689 | VALLEY_3G | 3 | North | YES | 0.12302 | 0 | 25 | 375 |  | 1.003 | GST | 1 | 0.27619 | 375 | 375 | 46.134 | 375 |  |  | 0.27619 | 103.5731 |  |  |  |  | 0 | 0
1679 | LAMARPWR_2G | 2 | North | YES | 0.12314 | 156 | 67.7 | 156 | 0 | 1.038 | CC | 1 | 0.27631 | 156 | 156 | 19.2092 | 156 |  |  | 0.27631 | 43.1039 |  |  |  |  | 0 | 0
1681 | LAMARPWR_4G | 4 | North | YES | 0.12314 | 156 | 67.7 | 156 | 0 | 1.038 | CC | 1 | 0.27631 | 156 | 156 | 19.2092 | 156 |  |  | 0.27631 | 43.1039 |  |  |  |  | 0 | 0
1682 | LAMARPWR_5G | 5 | North | YES | 0.12314 | 157 | 67.7 | 157 | 0 | 1.038 | CC | 1 | 0.27631 | 157 | 157 | 19.3324 | 157 |  |  | 0.27631 | 43.3802 |  |  |  |  | 0 | 0
1678 | LAMARPWR_1G | 1 | North | YES | 0.12314 | 160 | 67.7 | 160 | 0 | 1.038 | CC | 1 | 0.27631 | 160 | 160 | 19.7018 | 160 |  |  | 0.27631 | 44.2091 |  |  |  |  | 0 | 0
1680 | LAMARPWR_3G | 3 | North | YES | 0.12314 | 196 | 129.1 | 196 | 0 | 1.038 | CC | 1 | 0.27631 | 196 | 196 | 24.1347 | 196 |  |  | 0.27631 | 54.1561 |  |  |  |  | 0 | 0
1683 | LAMARPWR_6G | 6 | North | YES | 0.12314 | 198 | 129.1 | 198 | 0 | 1.038 | CC | 1 | 0.27631 | 198 | 198 | 24.3809 | 198 |  |  | 0.27631 | 54.7088 |  |  |  |  | 0 | 0
1675 | PEC_1G | 1 | North | YES | 0.1232 | 76.7 | 35 | 76.7 | 0 | 1.022 | Cogen | 1 | 0.27637 | 0 | 0 | 0 | 0 |  |  | 0.27637 | 0 |  |  |  |  | 0 | 0
1676 | PEC_2G | 2 | North | YES | 0.1232 | 79.6 | 35 | 79.6 | 0 | 1.022 | Cogen | 1 | 0.27637 | 0 | 0 | 0 | 0 |  |  | 0.27637 | 0 |  |  |  |  | 0 | 0
1677 | PEC_3G | 3 | North | YES | 0.1232 | 88.4 | 35 | 88.4 | 0 | 1.022 | Cogen | 1 | 0.27637 | 0 | 0 | 0 | 0 |  |  | 0.27637 | 0 |  |  |  |  | 0 | 0
2414 | MTCK7_G | 7 | North | YES | 0.12328 | 0 | 30 | 115 |  | 1.022 | GST | 1 | 0.27645 | 115 | 115 | 14.1774 | 115 |  |  | 0.27645 | 31.7921 |  |  |  |  | 0 | 0
2413 | MTCK6_G | 6 | North | YES | 0.12328 | 0 | 30 | 118 |  | 1.022 | GST | 1 | 0.27645 | 118 | 118 | 14.5473 | 118 |  |  | 0.27645 | 32.6214 |  |  |  |  | 0 | 0
2417 | MTCK8_G | 8 | North | YES | 0.12328 | 444.8 | 60 | 556 | 0 | 1.022 | GSC | 1 | 0.27645 | 556 | 556 | 68.5448 | 556 |  |  | 0.27645 | 153.7078 |  |  |  |  | 0 | 0
5925 | DCEAST | EQ | North | YES | 0.12335 | 400.3 | -600 | 600 | 0 | 1.025 | DCTie | 1 | 0.27652 | 0 | 0 | 0 | 0 |  |  | 0.27652 | 0 |  |  |  |  | 0 | 0
1701 | MOSES_1G | 1 | North | YES | 0.12335 | 558 | 175 | 558 | 0 | 1.023 | LIGCO | 1 | 0.27652 | 0 | 558 | 68.8282 | 558 |  |  | 0.27652 | 154.2975 |  |  |  |  | 0 | 0
1702 | MOSES_2G | 2 | North | YES | 0.12335 | 579 | 175 | 579 | 0 | 1.023 | LIGCO | 1 | 0.27652 | 0 | 579 | 71.4185 | 579 |  |  | 0.27652 | 160.1044 |  |  |  |  | 0 | 0
1703 | MOSES_3G | 3 | North | YES | 0.12335 | 808 | 463 | 808 | 0 | 1.023 | LIGCO | 1 | 0.27652 | 0 | 808 | 99.6652 | 808 |  |  | 0.27652 | 223.4272 |  |  |  |  | 0 | 0
845 | OLINGER_G4 | 1 | North | YES | 0.12378 | 51.9 | 0 | 76 | 0 | 1.03 | GGT | 1 | 0.27695 | 76 | 76 | 9.4074 | 76 |  |  | 0.27695 | 21.0483 |  |  |  |  | 0 | 0
842 | OLINGER_G1 | 1 | North | YES | 0.12378 | 55.4 | 20 | 79 | 0 | 1.03 | GST | 1 | 0.27695 | 79 | 79 | 9.7787 | 79 |  |  | 0.27695 | 21.8792 |  |  |  |  | 0 | 0
843 | OLINGER_G2 | 1 | North | YES | 0.12378 | 76.2 | 25 | 110 | 0 | 1.03 | GST | 1 | 0.27695 | 110 | 110 | 13.6159 | 110 |  |  | 0.27695 | 30.4647 |  |  |  |  | 0 | 0
844 | OLINGER_G3 | 1 | North | YES | 0.12378 | 103.9 | 45 | 150 | 0 | 1.03 | GST | 1 | 0.27695 | 150 | 150 | 18.5672 | 150 |  |  | 0.27695 | 41.5428 |  |  |  |  | 0 | 0
837 | NEWMAN_G5 | 1 | North | YES | 0.12387 | 0 | 15 | 40 |  | 1.01 | GST | 1 | 0.27704 | 40 | 40 | 4.9547 | 40 |  |  | 0.27704 | 11.0815 |  |  |  |  | 0 | 0
948 | STEAM1 | 1 | North | YES | 0.12393 | 0 | 12 | 20 |  | 1.02 | GST | 1 | 0.2771 | 20 | 20 | 2.4786 | 20 |  |  | 0.2771 | 5.542 |  |  |  |  | 0 | 0
949 | STEAM2 | 1 | North | YES | 0.12393 | 26 | 8 | 26 | 0 | 0.99 | GST | 1 | 0.2771 | 26 | 26 | 3.2222 | 26 |  |  | 0.2771 | 7.2046 |  |  |  |  | 0 | 0
950 | STEAM3 | 1 | North | YES | 0.12393 | 41 | 13 | 42 | 0 | 1.02 | GST | 1 | 0.2771 | 42 | 42 | 5.2051 | 42 |  |  | 0.2771 | 11.6383 |  |  |  |  | 0 | 0
48772 | PHR_GN2_2 | MB | Houston | YES | -0.15209 | 0 | 72 | 459 |  | 1.0362 | GSC | -1 | 0.27738 | 0 | 0 |  |  | 0 | 0 | -0.27738 | 0 |  |  |  |  | 0 | 0
2451 | LKHB1_G | 1 | North | YES | 0.12454 | 0 | 80 | 391 |  | 1.022 | GST | 1 | 0.27771 | 391 | 391 | 48.6955 | 391 |  |  | 0.27771 | 108.5853 |  |  |  |  | 0 | 0
2452 | LKHB2_G | 2 | North | YES | 0.12454 | 516 | 80 | 516 | 0 | 1.022 | GST | 1 | 0.27771 | 516 | 516 | 64.2632 | 516 |  |  | 0.27771 | 143.2993 |  |  |  |  | 0 | 0
12440 | PARKD_1SVC8 | 1 | North | YES | 0.1247 | 0 | 0 | 0 | 0 | 1.007 | GST | 1 | 0.27787 | 0 | 0 | 0 | 0 |  |  | 0.27787 | 0 |  |  |  |  | 0 | 0
12449 | PARKD_2SVC8 | 1 | North | YES | 0.1247 | 0 | 0 | 0 | 0 | 1.007 | GST | 1 | 0.27787 | 0 | 0 | 0 | 0 |  |  | 0.27787 | 0 |  |  |  |  | 0 | 0
12411 | FPLEFR1A_G | 1 | North | YES | 0.12495 | 161 | 72 | 161 | 0 | 1 | CC | 1 | 0.27812 | 161 | 161 | 20.1166 | 161 |  |  | 0.27812 | 44.7771 |  |  |  |  | 0 | 0
12422 | FPLEFR2B_G | 2 | North | YES | 0.12495 | 161 | 72 | 161 | 0 | 1 | CC | 1 | 0.27812 | 161 | 161 | 20.1166 | 161 |  |  | 0.27812 | 44.7771 |  |  |  |  | 0 | 0
12421 | FPLEFR2A_G | 1 | North | YES | 0.12495 | 162 | 72 | 162 | 0 | 1 | CC | 1 | 0.27812 | 162 | 162 | 20.2416 | 162 |  |  | 0.27812 | 45.0553 |  |  |  |  | 0 | 0
12423 | FPLEFR2C_G | 3 | North | YES | 0.12495 | 163 | 72 | 163 | 0 | 1 | CC | 1 | 0.27812 | 163 | 163 | 20.3665 | 163 |  |  | 0.27812 | 45.3334 |  |  |  |  | 0 | 0
12412 | FPLEFR1B_G | 2 | North | YES | 0.12495 | 164 | 72 | 164 | 0 | 1 | CC | 1 | 0.27812 | 164 | 164 | 20.4915 | 164 |  |  | 0.27812 | 45.6115 |  |  |  |  | 0 | 0
12413 | FPLEFR1C_G | 3 | North | YES | 0.12495 | 164 | 72 | 164 | 0 | 1 | CC | 1 | 0.27812 | 164 | 164 | 20.4915 | 164 |  |  | 0.27812 | 45.6115 |  |  |  |  | 0 | 0
12414 | FPLEFR1S_G | 4 | North | YES | 0.12495 | 414 | 191 | 414 | 0 | 1 | CC | 1 | 0.27812 | 414 | 414 | 51.7285 | 414 |  |  | 0.27812 | 115.1412 |  |  |  |  | 0 | 0
12424 | FPLEFR2S_G | 4 | North | YES | 0.12495 | 415 | 191 | 415 | 0 | 1 | CC | 1 | 0.27812 | 415 | 415 | 51.8534 | 415 |  |  | 0.27812 | 115.4193 |  |  |  |  | 0 | 0
3126 | TRINIDAD_6G | 1 | North | YES | 0.12534 | 179.2 | 46 | 224 | 0 | 1 | GST | 1 | 0.27851 | 224 | 224 | 28.0768 | 224 |  |  | 0.27851 | 62.3871 |  |  |  |  | 0 | 0
3382 | BBRN_2G | 2 | North | YES | 0.12558 | 589 | 225 | 589 | 0 | 1.03 | LIGCO | 1 | 0.27875 | 0 | 589 | 73.9684 | 589 |  |  | 0.27875 | 164.186 |  |  |  |  | 0 | 0
3381 | BBRN_1G | 1 | North | YES | 0.12558 | 618 | 225 | 618 | 0 | 1.03 | LIGCO | 1 | 0.27875 | 0 | 618 | 77.6103 | 618 |  |  | 0.27875 | 172.2699 |  |  |  |  | 0 | 0
13134 | CALFREST_4G | 4 | North | YES | 0.12576 | 151.5 | 40 | 151.5 | 0 | 1.031 | CC | 1 | 0.27894 | 151.5 | 151.5 | 19.0534 | 151.5 |  |  | 0.27894 | 42.2588 |  |  |  |  | 0 | 0
13135 | CALFREST_5G | 5 | North | YES | 0.12576 | 152.3 | 57 | 152.3 | 0 | 1.031 | CC | 1 | 0.27894 | 152.3 | 152.3 | 19.154 | 152.3 |  |  | 0.27894 | 42.4819 |  |  |  |  | 0 | 0
13136 | CALFREST_6G | 6 | North | YES | 0.12576 | 177.5 | 40 | 177.5 | 0 | 1.031 | CC | 1 | 0.27894 | 177.5 | 177.5 | 22.3233 | 177.5 |  |  | 0.27894 | 49.5111 |  |  |  |  | 0 | 0
13131 | CALFREST_1G | 1 | North | YES | 0.1259 | 150.7 | 40 | 150.7 | 0 | 1.031 | CC | 1 | 0.27907 | 150.7 | 150.7 | 18.9734 | 150.7 |  |  | 0.27907 | 42.0563 |  |  |  |  | 0 | 0
13132 | CALFREST_2G | 2 | North | YES | 0.1259 | 151 | 57 | 151 | 0 | 1.031 | CC | 1 | 0.27907 | 151 | 151 | 19.0112 | 151 |  |  | 0.27907 | 42.14 |  |  |  |  | 0 | 0
13133 | CALFREST_3G | 3 | North | YES | 0.1259 | 177.4 | 40 | 177.4 | 0 | 1.031 | CC | 1 | 0.27907 | 177.4 | 177.4 | 22.335 | 177.4 |  |  | 0.27907 | 49.5075 |  |  |  |  | 0 | 0
48561 | CTL_GT2_8130 | 1 | Houston | YES | -0.15379 | 73.5 | 30.3 | 91.9 |  | 1.0362 | Cogen | -1 | 0.27909 | 0 | 0 |  |  | 0 | 0 | -0.27909 | 0 |  |  |  |  | 0 | 0
48562 | CTL_GT3_8135 | 2 | Houston | YES | -0.15379 | 70.1 | 30.3 | 87.6 |  | 1.0362 | Cogen | -1 | 0.27909 | 0 | 0 |  |  | 0 | 0 | -0.27909 | 0 |  |  |  |  | 0 | 0
48563 | CTL_GT4_8140 | 3 | Houston | YES | -0.15379 | 69.6 | 30.3 | 87 |  | 1.0362 | Cogen | -1 | 0.27909 | 0 | 0 |  |  | 0 | 0 | -0.27909 | 0 |  |  |  |  | 0 | 0
48564 | CTL_GN1_8145 | 4 | Houston | YES | -0.15379 | 43.6 | 12.9 | 54.5 |  | 1.0362 | Cogen | -1 | 0.27909 | 0 | 0 |  |  | 0 | 0 | -0.27909 | 0 |  |  |  |  | 0 | 0
48565 | CTL_GN2_8155 | 5 | Houston | YES | -0.15379 | 9.8 | 3.4 | 12.2 |  | 1.0362 | Cogen | -1 | 0.27909 | 0 | 0 |  |  | 0 | 0 | -0.27909 | 0 |  |  |  |  | 0 | 0
48531 | BYU_GT1_8075 | 1 | Houston | YES | -0.15444 | 65 | 0 | 65 |  | 1.0362 | Cogen | -1 | 0.27974 | 0 | 0 |  |  | 0 | 0 | -0.27974 | 0 |  |  |  |  | 0 | 0
48532 | BYU_GT2_8055 | 2 | Houston | YES | -0.15444 | 62 | 0 | 62 |  | 1.0362 | Cogen | -1 | 0.27974 | 0 | 0 |  |  | 0 | 0 | -0.27974 | 0 |  |  |  |  | 0 | 0
48533 | BYU_GT3_8060 | 3 | Houston | YES | -0.15444 | 67 | 0 | 67 |  | 1.0362 | Cogen | -1 | 0.27974 | 0 | 0 |  |  | 0 | 0 | -0.27974 | 0 |  |  |  |  | 0 | 0
48534 | BYU_GT4_8065 | 4 | Houston | YES | -0.15444 | 65 | 0 | 65 |  | 1.0362 | Cogen | -1 | 0.27974 | 0 | 0 |  |  | 0 | 0 | -0.27974 | 0 |  |  |  |  | 0 | 0
13117 | TGATEWAY_2G | 2 | North | YES | 0.12672 | 130 | 30 | 130 | 0 | 1.0232 | CC | 1 | 0.27989 | 130 | 130 | 16.4741 | 130 |  |  | 0.27989 | 36.3863 |  |  |  |  | 0 | 0
13118 | TGATEWAY_3G | 3 | North | YES | 0.12672 | 148 | 30 | 148 | 0 | 1.0232 | CC | 1 | 0.27989 | 148 | 148 | 18.7552 | 148 |  |  | 0.27989 | 41.4244 |  |  |  |  | 0 | 0
13116 | TGATEWAY_1G | 1 | North | YES | 0.12672 | 151 | 30 | 151 | 0 | 1.0232 | CC | 1 | 0.27989 | 151 | 151 | 19.1353 | 151 |  |  | 0.27989 | 42.2641 |  |  |  |  | 0 | 0
13119 | TGATEWAY_4G | 4 | North | YES | 0.12672 | 399 | 65 | 399 | 0 | 1.0232 | CC | 1 | 0.27989 | 399 | 399 | 50.5629 | 399 |  |  | 0.27989 | 111.678 |  |  |  |  | 0 | 0
3097 | MARTLAKE_1G | 1 | North | YES | 0.12673 | 790 | 500 | 790 | 0 | 1.017 | LIGCO | 1 | 0.2799 | 0 | 790 | 100.1199 | 790 |  |  | 0.2799 | 221.1248 |  |  |  |  | 0 | 0
3098 | MARTLAKE_2G | 2 | North | YES | 0.12673 | 795 | 461 | 795 | 0 | 1.017 | LIGCO | 1 | 0.2799 | 0 | 795 | 100.7535 | 795 |  |  | 0.2799 | 222.5243 |  |  |  |  | 0 | 0
3099 | MARTLAKE_3G | 3 | North | YES | 0.12673 | 804 | 500 | 804 | 0 | 1.017 | LIGCO | 1 | 0.2799 | 0 | 804 | 101.8941 | 804 |  |  | 0.2799 | 225.0435 |  |  |  |  | 0 | 0
3309 | ASPN_G | 1 | North | YES | 0.12732 | 50 | 0 | 50 |  | 1 | Bio | 1 | 0.28049 | 50 | 50 | 6.3659 | 50 |  |  | 0.28049 | 14.0245 |  |  |  |  | 0 | 0
3348 | CHAMPION_1G | MB | North | YES | 0.12733 | 0 | 42 | 42 |  | 1 | Cogen | 1 | 0.2805 | 0 | 0 | 0 | 0 |  |  | 0.2805 | 0 |  |  |  |  | 0 | 0
48693 | GBY_83841065 | E | Houston | YES | -0.15529 | 45.6 | 20 | 57 | 0 | 1.0362 | GGT | -1 | 0.28058 | 57 | 57 |  |  | -8.8514 | 57 | -0.28058 | -15.9931 |  |  |  |  | 0 | 0
48692 | GBY_81821075 | D | Houston | YES | -0.15529 | 44 | 20 | 55 | 0 | 1.0362 | GGT | -1 | 0.28058 | 55 | 55 |  |  | -8.5408 | 55 | -0.28058 | -15.4319 |  |  |  |  | 0 | 0
48693 | GBY_83841065 | F | Houston | YES | -0.15529 | 43.2 | 20 | 54 | 0 | 1.0362 | GGT | -1 | 0.28058 | 54 | 54 |  |  | -8.3856 | 54 | -0.28058 | -15.1513 |  |  |  |  | 0 | 0
48691 | GBY_73741085 | B | Houston | YES | -0.15529 | 37.6 | 20 | 47 | 0 | 1.0362 | GGT | -1 | 0.28058 | 47 | 47 |  |  | -7.2985 | 47 | -0.28058 | -13.1873 |  |  |  |  | 0 | 0
48691 | GBY_73741085 | A | Houston | YES | -0.15529 | 37.6 | 20 | 47 | 0 | 1.0362 | GGT | -1 | 0.28058 | 47 | 47 |  |  | -7.2985 | 47 | -0.28058 | -13.1873 |  |  |  |  | 0 | 0
48692 | GBY_81821075 | C | Houston | YES | -0.15529 | 37.6 | 20 | 47 | 0 | 1.0362 | GGT | -1 | 0.28058 | 47 | 47 |  |  | -7.2985 | 47 | -0.28058 | -13.1873 |  |  |  |  | 0 | 0
48841 | SJS_GT1_GT1 | 1 | Houston | YES | -0.15567 | 62.4 | 49 | 78 | 0 | 1.0362 | Cogen | -1 | 0.28096 | 0 | 0 |  |  | 0 | 0 | -0.28096 | 0 |  |  |  |  | 0 | 0
48842 | SJS_GT2_GT2 | 2 | Houston | YES | -0.15567 | 64.8 | 49 | 81 | 0 | 1.0362 | Cogen | -1 | 0.28096 | 0 | 0 |  |  | 0 | 0 | -0.28096 | 0 |  |  |  |  | 0 | 0
48645 | DPEC_ST55065 | 5 | Houston | YES | -0.15598 | 282 | 0 | 282 | 0 | 1.0319 | CC | -1 | 0.28127 | 282 | 282 |  |  | -43.9858 | 282 | -0.28127 | -79.3182 |  |  |  |  | 0 | 0
48641 | DPEC_GT15040 | 1 | Houston | YES | -0.15598 | 163.2 | 98 | 163.2 | 0 | 1.0319 | CC | -1 | 0.28127 | 163.2 | 163.2 |  |  | -25.4556 | 163.2 | -0.28127 | -45.9033 |  |  |  |  | 0 | 0
48643 | DPEC_GT35010 | 3 | Houston | YES | -0.15598 | 157.5 | 98 | 157.5 | 0 | 1.0319 | CC | -1 | 0.28127 | 157.5 | 157.5 |  |  | -24.5665 | 157.5 | -0.28127 | -44.3001 |  |  |  |  | 0 | 0
48642 | DPEC_GT25025 | 2 | Houston | YES | -0.15598 | 157.1 | 98 | 157.1 | 0 | 1.0319 | CC | -1 | 0.28127 | 157.1 | 157.1 |  |  | -24.5041 | 157.1 | -0.28127 | -44.1876 |  |  |  |  | 0 | 0
48644 | DPEC_GT45070 | 4 | Houston | YES | -0.15598 | 157 | 98 | 157 | 0 | 1.0319 | CC | -1 | 0.28127 | 157 | 157 |  |  | -24.4885 | 157 | -0.28127 | -44.1594 |  |  |  |  | 0 | 0
48761 | PR_GT1__9040 | 1 | Houston | YES | -0.15629 | 26 | 0 | 35 |  | 1 | Cogen | -1 | 0.28158 | 0 | 0 |  |  | 0 | 0 | -0.28158 | 0 |  |  |  |  | 0 | 0
3107 | STRYKER_1G | 1 | North | YES | 0.12842 | 145.6 | 45 | 182 | 0 | 1.029 | GST | 1 | 0.28159 | 182 | 182 | 23.3721 | 182 |  |  | 0.28159 | 51.2492 |  |  |  |  | 0 | 0
3108 | STRYKER_2G | 2 | North | YES | 0.12842 | 484 | 75 | 484 | 0 | 1.029 | GST | 1 | 0.28159 | 484 | 484 | 62.1543 | 484 |  |  | 0.28159 | 136.289 |  |  |  |  | 0 | 0
48855 | SRB_GT211035 | B1 | Houston | YES | -0.15659 | 0 | 0 | 18 |  | 1.014 | GGT | -1 | 0.28188 | 18 | 18 |  |  | -2.8186 | 18 | -0.28188 | -5.0739 |  |  |  |  | 0 | 0
48855 | SRB_GT211035 | B2 | Houston | YES | -0.15659 | 0 | 0 | 12 |  | 1.014 | GGT | -1 | 0.28188 | 12 | 12 |  |  | -1.8791 | 12 | -0.28188 | -3.3826 |  |  |  |  | 0 | 0
48852 | SRB_GN2_2 | 2 | Houston | YES | -0.15661 | 140.8 | 26 | 176 | 0 | 1.0217 | GST | -1 | 0.2819 | 176 | 176 |  |  | -27.5628 | 176 | -0.2819 | -49.6143 |  |  |  |  | 0 | 0
48851 | SRB_GN1_1 | 1 | Houston | YES | -0.15663 | 132 | 26 | 165 | 0 | 1.0217 | GST | -1 | 0.28192 | 165 | 165 |  |  | -25.8439 | 165 | -0.28192 | -46.5172 |  |  |  |  | 0 | 0
48551 | CAL_GT1_8045 | 1 | Houston | YES | -0.15664 | 149 | 0 | 149 | 0 | 1.0326 | Cogen | -1 | 0.28193 | 0 | 0 |  |  | 0 | 0 | -0.28193 | 0 |  |  |  |  | 0 | 0
48552 | CAL_ST1_8000 | 2 | Houston | YES | -0.15664 | 65.1 | 0 | 65.1 | 0 | 1.0326 | Cogen | -1 | 0.28193 | 0 | 0 |  |  | 0 | 0 | -0.28193 | 0 |  |  |  |  | 0 | 0
48853 | SRB_GN3_3 | 3 | Houston | YES | -0.15671 | 170.4 | 35 | 213 |  | 1.0326 | GST | -1 | 0.282 | 213 | 213 |  |  | -33.3792 | 213 | -0.282 | -60.0665 |  |  |  |  | 0 | 0
48845 | SOL_GT1 | 1 | Houston | YES | -0.15672 | 16.2 | 15.4 | 16.2 |  | 1.0326 | Solar | -1 | 0.28201 | 16.2 | 16.2 |  |  | -2.5388 | 16.2 | -0.28201 | -4.5685 |  |  |  |  | 0 | 0
48611 | DIB_GT1_8080 | 1 | Houston | YES | -0.15672 | 64 | 0 | 64 | 0 | 1.0326 | Cogen | -1 | 0.28201 | 0 | 0 |  |  | 0 | 0 | -0.28201 | 0 |  |  |  |  | 0 | 0
48612 | DIB_GT2_8075 | 2 | Houston | YES | -0.15672 | 63.2 | 0 | 63.2 | 0 | 1.0326 | Cogen | -1 | 0.28201 | 0 | 0 |  |  | 0 | 0 | -0.28201 | 0 |  |  |  |  | 0 | 0
48613 | DIB_ST1_8085 | 3 | Houston | YES | -0.15672 | 67.9 | 30 | 82.6 | 0 | 1.0326 | Cogen | -1 | 0.28201 | 0 | 0 |  |  | 0 | 0 | -0.28201 | 0 |  |  |  |  | 0 | 0
48614 | DIB_GT3_8090 | 4 | Houston | YES | -0.15672 | 73.6 | 15 | 73.6 | 0 | 1.0326 | Cogen | -1 | 0.28201 | 0 | 0 |  |  | 0 | 0 | -0.28201 | 0 |  |  |  |  | 0 | 0
48854 | SRB_GN4_4 | 4 | Houston | YES | -0.15673 | 182.4 | 35 | 228 | 0 | 1.0326 | GST | -1 | 0.28202 | 228 | 228 |  |  | -35.734 | 228 | -0.28202 | -64.3006 |  |  |  |  | 0 | 0
48740 | PSG_GN2_8050 | 1 | Houston | YES | -0.15673 | 182 | 60 | 182 | 0 | 1.0326 | Cogen | -1 | 0.28202 | 0 | 0 |  |  | 0 | 0 | -0.28202 | 0 |  |  |  |  | 0 | 0
48741 | PSG_GT2_8040 | 1 | Houston | YES | -0.15673 | 158.6 | 50 | 158.6 | 0 | 1.0326 | Cogen | -1 | 0.28202 | 0 | 0 |  |  | 0 | 0 | -0.28202 | 0 |  |  |  |  | 0 | 0
48742 | PSG_GT3_8060 | 1 | Houston | YES | -0.15673 | 157 | 50 | 157 | 0 | 1.0326 | Cogen | -1 | 0.28202 | 0 | 0 |  |  | 0 | 0 | -0.28202 | 0 |  |  |  |  | 0 | 0
48820 | SHELLG1_3015 | 1 | Houston | YES | -0.15715 | 71 | 34.5 | 71 |  | 1.029 | Cogen | -1 | 0.28245 | 0 | 0 |  |  | 0 | 0 | -0.28245 | 0 |  |  |  |  | 0 | 0
48821 | SHELLG2 | 2 | Houston | YES | -0.15715 | 72 | 34.5 | 72 |  | 1.029 | Cogen | -1 | 0.28245 | 0 | 0 |  |  | 0 | 0 | -0.28245 | 0 |  |  |  |  | 0 | 0
48822 | SHELLG3_3020 | 2 | Houston | YES | -0.15715 | 30 | 0 | 30 |  | 1.029 | Cogen | -1 | 0.28245 | 0 | 0 |  |  | 0 | 0 | -0.28245 | 0 |  |  |  |  | 0 | 0
48822 | SHELLG3_3020 | 1 | Houston | YES | -0.15715 | 39 | 0 | 39 |  | 1.029 | Cogen | -1 | 0.28245 | 0 | 0 |  |  | 0 | 0 | -0.28245 | 0 |  |  |  |  | 0 | 0
48500 | APD_GT1_8005 | 1 | Houston | YES | -0.15775 | 137.6 | 54.6 | 137.6 | 0 | 1.0362 | Cogen | -1 | 0.28304 | 0 | 0 |  |  | 0 | 0 | -0.28304 | 0 |  |  |  |  | 0 | 0
48511 | LPE_GT1_8070 | 1 | Houston | YES | -0.15788 | 42 | 0 | 42 | 0 | 1.0362 | GGT | -1 | 0.28317 | 42 | 42 |  |  | -6.631 | 42 | -0.28317 | -11.8932 |  |  |  |  | 0 | 0
48512 | LPE_GT2_8075 | 2 | Houston | YES | -0.15788 | 42 | 0 | 42 | 0 | 1.0362 | GGT | -1 | 0.28317 | 42 | 42 |  |  | -6.631 | 42 | -0.28317 | -11.8932 |  |  |  |  | 0 | 0
48513 | LPE_GT3_8080 | 3 | Houston | YES | -0.15788 | 39 | 0 | 39 | 0 | 1.0362 | GGT | -1 | 0.28317 | 39 | 39 |  |  | -6.1573 | 39 | -0.28317 | -11.0437 |  |  |  |  | 0 | 0
48514 | LPE_GT4_8085 | 4 | Houston | YES | -0.15788 | 39 | 0 | 39 | 0 | 1.0362 | GGT | -1 | 0.28317 | 39 | 39 |  |  | -6.1573 | 39 | -0.28317 | -11.0437 |  |  |  |  | 0 | 0
48593 | CHE_GT1_8015 | 1 | Houston | YES | -0.15798 | 173 | 50 | 173 | 0 | 1.0362 | Cogen | -1 | 0.28327 | 0 | 0 |  |  | 0 | 0 | -0.28327 | 0 |  |  |  |  | 0 | 0
48594 | CHE_GN4_8025 | 4 | Houston | YES | -0.15798 | 142 | 60 | 142 | 0 | 1.0362 | Cogen | -1 | 0.28327 | 0 | 0 |  |  | 0 | 0 | -0.28327 | 0 |  |  |  |  | 0 | 0
48874 | THW_ST4_ST_4 | 4 | Houston | YES | -0.15886 | 108 | 19 | 108 | 0 | 1.0435 | CC | -1 | 0.28415 | 108 | 108 |  |  | -17.1567 | 108 | -0.28415 | -30.6882 |  |  |  |  | 0 | 0
48873 | THW_ST3_ST_3 | 3 | Houston | YES | -0.15886 | 107 | 19 | 107 | 0 | 1.0435 | CC | -1 | 0.28415 | 107 | 107 |  |  | -16.9978 | 107 | -0.28415 | -30.4041 |  |  |  |  | 0 | 0
48881 | THW_4344 | G | Houston | YES | -0.15886 | 58 | 5 | 58 | 0 | 1.0435 | CC | -1 | 0.28415 | 58 | 58 |  |  | -9.2138 | 58 | -0.28415 | -16.4807 |  |  |  |  | 0 | 0
48881 | THW_4344 | H | Houston | YES | -0.15886 | 58 | 5 | 58 | 0 | 1.0435 | CC | -1 | 0.28415 | 58 | 58 |  |  | -9.2138 | 58 | -0.28415 | -16.4807 |  |  |  |  | 0 | 0
48877 | THW_3334 | D | Houston | YES | -0.15886 | 57 | 5 | 57 | 0 | 1.0435 | CC | -1 | 0.28415 | 57 | 57 |  |  | -9.0549 | 57 | -0.28415 | -16.1966 |  |  |  |  | 0 | 0
48879 | THW_4142 | E | Houston | YES | -0.15886 | 56 | 5 | 56 | 0 | 1.0435 | CC | -1 | 0.28415 | 56 | 56 |  |  | -8.896 | 56 | -0.28415 | -15.9124 |  |  |  |  | 0 | 0
48875 | THW_3132 | A | Houston | YES | -0.15886 | 55 | 5 | 55 | 0 | 1.0435 | CC | -1 | 0.28415 | 55 | 55 |  |  | -8.7372 | 55 | -0.28415 | -15.6283 |  |  |  |  | 0 | 0
48877 | THW_3334 | C | Houston | YES | -0.15886 | 55 | 5 | 55 | 0 | 1.0435 | CC | -1 | 0.28415 | 55 | 55 |  |  | -8.7372 | 55 | -0.28415 | -15.6283 |  |  |  |  | 0 | 0
48879 | THW_4142 | F | Houston | YES | -0.15886 | 55 | 5 | 55 | 0 | 1.0435 | CC | -1 | 0.28415 | 55 | 55 |  |  | -8.7372 | 55 | -0.28415 | -15.6283 |  |  |  |  | 0 | 0
48875 | THW_3132 | B | Houston | YES | -0.15886 | 53 | 5 | 53 | 0 | 1.0435 | CC | -1 | 0.28415 | 53 | 53 |  |  | -8.4195 | 53 | -0.28415 | -15.06 |  |  |  |  | 0 | 0
48582 | CBY_GN2_2 | 2 | Houston | YES | -0.15954 | 596.8 | 110 | 746 | 0 | 1.0435 | GSC | -1 | 0.28484 | 746 | 746 |  |  | -119.0191 | 746 | -0.28484 | -212.4871 |  |  |  |  | 0 | 0
48883 | THW_GT1_GT_1 | B2 | Houston | YES | -0.15991 | 0 | 0 | 12 |  | 1.043 | GGT | -1 | 0.2852 | 12 | 12 |  |  | -1.9189 | 12 | -0.2852 | -3.4225 |  |  |  |  | 0 | 0
49803 | EXN_15GT | 1 | Houston | YES | -0.16002 | 33 | 8.3 | 34 |  | 1.0326 | Cogen | -1 | 0.28531 | 0 | 0 |  |  | 0 | 0 | -0.28531 | 0 |  |  |  |  | 0 | 0
49804 | EXN_16GT | 2 | Houston | YES | -0.16002 | 32 | 8.3 | 34.7 |  | 1.0326 | Cogen | -1 | 0.28531 | 0 | 0 |  |  | 0 | 0 | -0.28531 | 0 |  |  |  |  | 0 | 0
49805 | EXN_17GT | 3 | Houston | YES | -0.16002 | 31 | 8.3 | 32.7 |  | 1.0326 | Cogen | -1 | 0.28531 | 0 | 0 |  |  | 0 | 0 | -0.28531 | 0 |  |  |  |  | 0 | 0
49826 | EXN938GT | 5 | Houston | YES | -0.16002 | 43 | 9.2 | 45.9 |  | 1.0326 | Cogen | -1 | 0.28531 | 0 | 0 |  |  | 0 | 0 | -0.28531 | 0 |  |  |  |  | 0 | 0
49828 | EXN941GT | 10 | Houston | YES | -0.16002 | 17.7 | 5.4 | 17.7 | 0 | 1.0326 | Cogen | -1 | 0.28531 | 0 | 0 |  |  | 0 | 0 | -0.28531 | 0 |  |  |  |  | 0 | 0
49829 | EXN942GT | 11 | Houston | YES | -0.16002 | 20 | 5.4 | 20.4 | 0 | 1.0326 | Cogen | -1 | 0.28531 | 0 | 0 |  |  | 0 | 0 | -0.28531 | 0 |  |  |  |  | 0 | 0
49830 | EXN943GT | 12 | Houston | YES | -0.16002 | 19 | 5.4 | 19.9 | 0 | 1.0326 | Cogen | -1 | 0.28531 | 0 | 0 |  |  | 0 | 0 | -0.28531 | 0 |  |  |  |  | 0 | 0
49831 | EXN944GT | 13 | Houston | YES | -0.16002 | 33 | 5.4 | 35 | 0 | 1.0326 | Cogen | -1 | 0.28531 | 0 | 0 |  |  | 0 | 0 | -0.28531 | 0 |  |  |  |  | 0 | 0
49832 | EXN945GT | 9 | Houston | YES | -0.16002 | 18.5 | 9.2 | 18.5 |  | 1.0326 | Cogen | -1 | 0.28531 | 0 | 0 |  |  | 0 | 0 | -0.28531 | 0 |  |  |  |  | 0 | 0
49837 | EXN_GT | 4 | Houston | YES | -0.16002 | 81 | 21.3 | 85.4 |  | 1.0326 | Cogen | -1 | 0.28531 | 0 | 0 |  |  | 0 | 0 | -0.28531 | 0 |  |  |  |  | 0 | 0
49838 | EXN_14GT | 14 | Houston | YES | -0.16002 | 140 | 0 | 148 |  | 1.0326 | Cogen | -1 | 0.28531 | 0 | 0 |  |  | 0 | 0 | -0.28531 | 0 |  |  |  |  | 0 | 0
48651 | EP_1_2 | 1 | Houston | YES | -0.16048 | 4 | 0 | 5 | 0 | 1.0362 | Cogen | -1 | 0.28577 | 0 | 0 |  |  | 0 | 0 | -0.28577 | 0 |  |  |  |  | 0 | 0
48651 | EP_1_2 | 2 | Houston | YES | -0.16048 | 17.7 | 10 | 21 | 0 | 1.0362 | Cogen | -1 | 0.28577 | 0 | 0 |  |  | 0 | 0 | -0.28577 | 0 |  |  |  |  | 0 | 0
48940 | WARVUE_GT1 | G1 | Houston | YES | -0.16049 | 15 | 0 | 15 |  | 1.021 | Cogen | -1 | 0.28578 | 0 | 0 |  |  | 0 | 0 | -0.28578 | 0 |  |  |  |  | 0 | 0
48581 | CBY_GN1_1 | 1 | Houston | YES | -0.1605 | 595.2 | 108 | 744 | 0 | 1.0435 | GSC | -1 | 0.2858 | 744 | 744 |  |  | -119.415 | 744 | -0.2858 | -212.6324 |  |  |  |  | 0 | 0
48791 | PSA_GT1_8160 | 1 | Houston | YES | -0.16052 | 52 | 20.8 | 65 | 0 | 1.0362 | Cogen | -1 | 0.28582 | 0 | 0 |  |  | 0 | 0 | -0.28582 | 0 |  |  |  |  | 0 | 0
48792 | PSA_GT2_8155 | 2 | Houston | YES | -0.16052 | 52.8 | 20.3 | 66 | 0 | 1.0362 | Cogen | -1 | 0.28582 | 0 | 0 |  |  | 0 | 0 | -0.28582 | 0 |  |  |  |  | 0 | 0
48793 | PSA_GT3_8150 | 3 | Houston | YES | -0.16052 | 56 | 20.3 | 70 | 0 | 1.0362 | Cogen | -1 | 0.28582 | 0 | 0 |  |  | 0 | 0 | -0.28582 | 0 |  |  |  |  | 0 | 0
48794 | PSA_GT4_8145 | 4 | Houston | YES | -0.16052 | 52.8 | 20.3 | 66 | 0 | 1.0362 | Cogen | -1 | 0.28582 | 0 | 0 |  |  | 0 | 0 | -0.28582 | 0 |  |  |  |  | 0 | 0
48795 | PSA_GT5_8140 | 5 | Houston | YES | -0.16052 | 51.2 | 20.3 | 64 | 0 | 1.0362 | Cogen | -1 | 0.28582 | 0 | 0 |  |  | 0 | 0 | -0.28582 | 0 |  |  |  |  | 0 | 0
48796 | PSA_GN1_8165 | 1 | Houston | YES | -0.16052 | 83.2 | 43.1 | 104 | 0 | 1.0362 | Cogen | -1 | 0.28582 | 0 | 0 |  |  | 0 | 0 | -0.28582 | 0 |  |  |  |  | 0 | 0
48797 | PSA_GT6_8135 | 6 | Houston | YES | -0.16052 | 47.2 | 34.5 | 59 | 0 | 1.0362 | Cogen | -1 | 0.28582 | 0 | 0 |  |  | 0 | 0 | -0.28582 | 0 |  |  |  |  | 0 | 0
48815 | CVC_GT4_8005 | 4 | Houston | YES | -0.16078 | 165 | 91.8 | 165 |  | 1.0362 | Cogen | -1 | 0.28607 | 0 | 0 |  |  | 0 | 0 | -0.28607 | 0 |  |  |  |  | 0 | 0
48583 | CBY_GT4_1 | 1 | Houston | YES | -0.16091 | 172 | 0 | 172 | 0 | 1.027 | GSC | -1 | 0.2862 | 172 | 172 |  |  | -27.676 | 172 | -0.2862 | -49.2263 |  |  |  |  | 0 | 0
48584 | CBY_GT4_2 | 2 | Houston | YES | -0.16091 | 172 | 0 | 172 | 0 | 1.027 | CC | -1 | 0.2862 | 172 | 172 |  |  | -27.676 | 172 | -0.2862 | -49.2263 |  |  |  |  | 0 | 0
48585 | CBY_ST4_1 | 3 | Houston | YES | -0.16091 | 172 | 0 | 172 | 0 | 1.027 | CC | -1 | 0.2862 | 172 | 172 |  |  | -27.676 | 172 | -0.2862 | -49.2263 |  |  |  |  | 0 | 0
48598 | BTE_ST1_8070 | 4 | Houston | YES | -0.1617 | 269.2 | 60 | 269.2 | 0 | 1.0261 | CC | -1 | 0.287 | 269.2 | 269.2 |  |  | -43.5304 | 269.2 | -0.287 | -77.2591 |  |  |  |  | 0 | 0
48595 | BTE_GT2_8075 | 1 | Houston | YES | -0.1617 | 162.8 | 130 | 162.8 | 0 | 1.0261 | CC | -1 | 0.287 | 162.8 | 162.8 |  |  | -26.3252 | 162.8 | -0.287 | -46.7228 |  |  |  |  | 0 | 0
48596 | BTE_GT3_8045 | 2 | Houston | YES | -0.1617 | 161.4 | 130 | 161.4 | 0 | 1.0261 | CC | -1 | 0.287 | 161.4 | 161.4 |  |  | -26.0989 | 161.4 | -0.287 | -46.321 |  |  |  |  | 0 | 0
48597 | BTE_GT4_8055 | 3 | Houston | YES | -0.1617 | 158.9 | 130 | 158.9 | 0 | 1.0261 | CC | -1 | 0.287 | 158.9 | 158.9 |  |  | -25.6946 | 158.9 | -0.287 | -45.6035 |  |  |  |  | 0 | 0
48690 | GBY_GN5_5 | 5 | Houston | YES | -0.16196 | 318.4 | 81 | 398 |  | 1.0362 | GSC | -1 | 0.28726 | 398 | 398 |  |  | -64.4621 | 398 | -0.28726 | -114.3284 |  |  |  |  | 0 | 0
48885 | THW_5152 | B | Houston | YES | -0.16232 | 47.2 | 5 | 59 |  | 1.0319 | GGT | -1 | 0.28761 | 59 | 59 |  |  | -9.5766 | 59 | -0.28761 | -16.9689 |  |  |  |  | 0 | 0
48887 | THW_5556 | E | Houston | YES | -0.16232 | 47.2 | 5 | 59 |  | 1.0319 | GGT | -1 | 0.28761 | 59 | 59 |  |  | -9.5766 | 59 | -0.28761 | -16.9689 |  |  |  |  | 0 | 0
48885 | THW_5152 | A | Houston | YES | -0.16232 | 46.4 | 5 | 58 |  | 1.0319 | GGT | -1 | 0.28761 | 58 | 58 |  |  | -9.4143 | 58 | -0.28761 | -16.6813 |  |  |  |  | 0 | 0
48886 | THW_5354 | D | Houston | YES | -0.16232 | 46.4 | 5 | 58 |  | 1.0319 | GGT | -1 | 0.28761 | 58 | 58 |  |  | -9.4143 | 58 | -0.28761 | -16.6813 |  |  |  |  | 0 | 0
48886 | THW_5354 | C | Houston | YES | -0.16232 | 45.6 | 5 | 57 |  | 1.0319 | GGT | -1 | 0.28761 | 57 | 57 |  |  | -9.252 | 57 | -0.28761 | -16.3937 |  |  |  |  | 0 | 0
48887 | THW_5556 | F | Houston | YES | -0.16232 | 45.6 | 5 | 57 |  | 1.0319 | GGT | -1 | 0.28761 | 57 | 57 |  |  | -9.252 | 57 | -0.28761 | -16.3937 |  |  |  |  | 0 | 0
48591 | CHE_GT2_5030 | 2 | Houston | YES | -0.16716 | 173 | 50 | 173 | 0 | 1.029 | Cogen | -1 | 0.29245 | 0 | 0 |  |  | 0 | 0 | -0.29245 | 0 |  |  |  |  | 0 | 0
48811 | CVC_GT3_5045 | 3 | Houston | YES | -0.16716 | 156 | 91.8 | 156 | 0 | 1.029 | Cogen | -1 | 0.29245 | 0 | 0 |  |  | 0 | 0 | -0.29245 | 0 |  |  |  |  | 0 | 0
48812 | CVC_GT2_5020 | 2 | Houston | YES | -0.16716 | 158 | 91.8 | 158 | 0 | 1.029 | Cogen | -1 | 0.29245 | 0 | 0 |  |  | 0 | 0 | -0.29245 | 0 |  |  |  |  | 0 | 0
48813 | CVC_GT1_5035 | 1 | Houston | YES | -0.16716 | 160 | 91.8 | 160 | 0 | 1.029 | Cogen | -1 | 0.29245 | 0 | 0 |  |  | 0 | 0 | -0.29245 | 0 |  |  |  |  | 0 | 0
48814 | CVC_ST5_5040 | 1 | Houston | YES | -0.16716 | 162 | 91.8 | 162 | 0 | 1.029 | Cogen | -1 | 0.29245 | 0 | 0 |  |  | 0 | 0 | -0.29245 | 0 |  |  |  |  | 0 | 0
48722 | LEG_2___2 | 2 | North | YES | 0.17641 | 819 | 357 | 819 | 0 | 1.0348 | LIGCO | 1 | 0.32958 | 0 | 819 | 144.4765 | 819 |  |  | 0.32958 | 269.9234 |  |  |  |  | 0 | 0
48721 | LEG_1___1 | 1 | North | YES | 0.17641 | 827 | 357 | 827 | 0 | 1.0348 | LIGCO | 1 | 0.32958 | 0 | 827 | 145.8878 | 827 |  |  | 0.32958 | 272.56 |  |  |  |  | 0 | 0
39960 | TNTNPONE_18 | 1 | North | YES | 0.29615 | 152.3 | 30 | 152.3 |  | 1.04 | LIGCO | 1 | 0.44932 | 0 | 152.3 | 45.1033 | 152.3 |  |  | 0.44932 | 68.4313 |  |  |  |  | 0 | 0
39970 | TNTNPONE_28 | 1 | North | YES | 0.29615 | 153 | 30 | 153 |  | 1.04 | LIGCO | 1 | 0.44932 | 0 | 153 | 45.3106 | 153 |  |  | 0.44932 | 68.7458 |  |  |  |  | 0 | 0
32884 | BRYN_DNSBY13 | 1 | North | YES | 0.50106 | 46 | 2 | 46 | 0 | 1.015 | GST | 1 | 0.65424 | 46 | 46 | 23.049 | 46 |  |  | 0.65424 | 30.0948 |  |  |  |  | 0 | 0
32883 | BRYN_DNSBY3 | 1 | North | YES | 0.50106 | 0 | 2 | 48 |  | 1.015 | GST | 1 | 0.65424 | 48 | 48 | 24.0511 | 48 |  |  | 0.65424 | 31.4033 |  |  |  |  | 0 | 0
32892 | BRYN_DNSBY14 | 1 | North | YES | 0.50106 | 84 | 25 | 105 | 0 | 1.035 | GST | 1 | 0.65424 | 105 | 105 | 52.6118 | 105 |  |  | 0.65424 | 68.6948 |  |  |  |  | 0 | 0
32886 | BRYN_ATKINS3 | MB | North | YES | 0.52647 | 0 | 5 | 12 |  | 1 | GST | 1 | 0.67964 | 0 | 0 | 0 | 0 |  |  | 0.67964 | 0 |  |  |  |  | 0 | 0
32887 | BRYN_ATKINS6 | MB | North | YES | 0.52647 | 0 | 12 | 51 |  | 1.028 | GST | 1 | 0.67964 | 0 | 0 | 0 | 0 |  |  | 0.67964 | 0 |  |  |  |  | 0 | 0
32890 | BRYN_ATKINS4 | MB | North | YES | 0.52647 | 0 | 5 | 22 |  | 1.031 | GST | 1 | 0.67964 | 0 | 0 | 0 | 0 |  |  | 0.67964 | 0 |  |  |  |  | 0 | 0
32891 | BRYN_ATKINS5 | MB | North | YES | 0.52647 | 0 | 5 | 25 |  | 1.031 | GST | 1 | 0.67964 | 0 | 0 | 0 | 0 |  |  | 0.67964 | 0 |  |  |  |  | 0 | 0
32888 | BRYN_ATKINS7 | 1 | North | YES | 0.52647 | 13.6 | 4 | 17 |  | 1.028 | GGT | 1 | 0.67964 | 17 | 17 | 8.95 | 17 |  |  | 0.67964 | 11.5539 |  |  |  |  | 0 | 0
32798 | BRYN_TAMUGEN | 1 | North | YES | 0.54009 | 32 | 0 | 32 |  | 1.02 | GST | 1 | 0.69327 | 32 | 32 | 17.283 | 32 |  |  | 0.69327 | 22.1845 |  |  |  |  | 0 | 0
990 | GIBN_CREK_G1 | 1 | North | YES | 0.63587 | 463 | 200 | 463 | 0 | 1.0275 | LIGCO | 1 | 0.78904 | 0 | 463 | 294.4087 | 463 |  |  | 0.78904 | 365.3268 |  |  |  |  | 0 | 0
[26 empty] | 0 | 0
[26 empty] | 0 | 0
[26 empty] | 0 | 0
[26 empty] | 0 | 0
[26 empty] | 0 | 0
[26 empty] | 0 | 0
[26 empty] | 0 | 0
[26 empty] | 0 | 0
[26 empty] | 0 | 0
[26 empty] | 0 | 0
[26 empty] | 0 | 0
[26 empty] | 0 | 0
[26 empty] | 0 | 0
[26 empty] | 0 | 0
[26 empty] | 0 | 0
[26 empty] | 0 | 0
[26 empty] | 0 | 0
[26 empty] | 0 | 0
[26 empty] | 0 | 0
[26 empty] | 0 | 0
[26 empty] | 0 | 0
[26 empty] | 0 | 0
[26 empty] | 0 | 0
[26 empty] | 0 | 0
[26 empty] | 0 | 0
[26 empty] | 0 | 0
[26 empty] | 0 | 0
[26 empty] | 0 | 0
[26 empty] | 0 | 0
[26 empty] | 0 | 0
[26 empty] | 0 | 0
[26 empty] | 0 | 0
[26 empty] | 0 | 0
[26 empty] | 0 | 0
[26 empty] | 0 | 0
[26 empty] | 0 | 0
[26 empty] | 0 | 0
[26 empty] | 0 | 0
[26 empty] | 0 | 0
[26 empty] | 0 | 0
[26 empty] | 0 | 0
[26 empty] | 0 | 0
[26 empty] | 0 | 0
[26 empty] | 0 | 0
[26 empty] | 0 | 0
[26 empty] | 0 | 0
[26 empty] | 0 | 0
[26 empty] | 0 | 0
[26 empty] | 0 | 0
[26 empty] | 0 | 0
[26 empty] | 0 | 0
[26 empty] | 0 | 0
[26 empty] | 0 | 0
[26 empty] | 0 | 0
[26 empty] | 0 | 0
[26 empty] | 0 | 0
[26 empty] | 0 | 0
[26 empty] | 0 | 0
[26 empty] | 0 | 0
[26 empty] | 0 | 0
[26 empty] | 0 | 0
[26 empty] | 0 | 0
[26 empty] | 0 | 0
[26 empty] | 0 | 0
[26 empty] | 0 | 0
[26 empty] | 0 | 0
[26 empty] | 0 | 0
[26 empty] | 0 | 0
[26 empty] | 0 | 0
[26 empty] | 0 | 0
[26 empty] | 0 | 0
[26 empty] | 0 | 0
[26 empty] | 0 | 0
[26 empty] | 0 | 0
[26 empty] | 0 | 0
[26 empty] | 0 | 0
[26 empty] | 0 | 0
[26 empty] | 0 | 0
[26 empty] | 0 | 0
[26 empty] | 0 | 0
[26 empty] | 0 | 0
[26 empty] | 0 | 0
[26 empty] | 0 | 0
[26 empty] | 0 | 0
[26 empty] | 0 | 0
[26 empty] | 0 | 0
[26 empty] | 0 | 0
[26 empty] | 0 | 0
[26 empty] | 0 | 0
[26 empty] | 0 | 0
[26 empty] | 0 | 0
[26 empty] | 0 | 0
[26 empty] | 0 | 0
[26 empty] | 0 | 0
[26 empty] | 0 | 0
[26 empty] | 0 | 0
[26 empty] | 0 | 0
[26 empty] | 0 | 0
[26 empty] | 0 | 0
[26 empty] | 0 | 0
[26 empty] | 0 | 0
[26 empty] | 0 | 0
[26 empty] | 0 | 0
[26 empty] | 0 | 0
[26 empty] | 0 | 0
[26 empty] | 0 | 0
[26 empty] | 0 | 0
[26 empty] | 0 | 0
[26 empty] | 0 | 0
[26 empty] | 0 | 0
[26 empty] | 0 | 0
[26 empty] | 0 | 0
[26 empty] | 0 | 0
[26 empty] | 0 | 0
[26 empty] | 0 | 0
[26 empty] | 0 | 0
[26 empty] | 0 | 0
[26 empty] | 0 | 0
[26 empty] | 0 | 0
[26 empty] | 0 | 0
[26 empty] | 0 | 0
[26 empty] | 0 | 0
[26 empty] | 0 | 0
[26 empty] | 0 | 0
[26 empty] | 0 | 0
[26 empty] | 0 | 0
[26 empty] | 0 | 0
[26 empty] | 0 | 0
[26 empty] | 0 | 0
[26 empty] | 0 | 0
[26 empty] | 0 | 0
[26 empty] | 0 | 0
[26 empty] | 0 | 0
[26 empty] | 0 | 0
[26 empty] | 0 | 0
[26 empty] | 0 | 0
[26 empty] | 0 | 0
[26 empty] | 0 | 0
[26 empty] | 0 | 0
[26 empty] | 0 | 0
[26 empty] | 0 | 0
[26 empty] | 0 | 0
[26 empty] | 0 | 0
[26 empty] | 0 | 0
[26 empty] | 0 | 0
[26 empty] | 0 | 0
[26 empty] | 0 | 0
[26 empty] | 0 | 0
[26 empty] | 0 | 0
[26 empty] | 0 | 0
[26 empty] | 0 | 0
[26 empty] | 0 | 0
[26 empty] | 0 | 0
[26 empty] | 0 | 0
[26 empty] | 0 | 0
[26 empty] | 0 | 0
[26 empty] | 0 | 0
[26 empty] | 0 | 0
[26 empty] | 0 | 0
[26 empty] | 0 | 0
[26 empty] | 0 | 0
[26 empty] | 0 | 0
[26 empty] | 0 | 0
[26 empty] | 0 | 0
[26 empty] | 0 | 0
[26 empty] | 0 | 0
[26 empty] | 0 | 0
[26 empty] | 0 | 0
[26 empty] | 0 | 0
[26 empty] | 0 | 0
[26 empty] | 0 | 0
[26 empty] | 0 | 0
[26 empty] | 0 | 0
[26 empty] | 0 | 0
[26 empty] | 0 | 0
[26 empty] | 0 | 0
[26 empty] | 0 | 0
[26 empty] | 0 | 0
[26 empty] | 0 | 0
[26 empty] | 0 | 0
[26 empty] | 0 | 0
[26 empty] | 0 | 0
[26 empty] | 0 | 0
[26 empty] | 0 | 0
[26 empty] | 0 | 0
[26 empty] | 0 | 0
[26 empty] | 0 | 0
[26 empty] | 0 | 0
[26 empty] | 0 | 0
[26 empty] | 0 | 0
[26 empty] | 0 | 0
[26 empty] | 0 | 0
[26 empty] | 0 | 0
[26 empty] | 0 | 0
[26 empty] | 0 | 0
[26 empty] | 0 | 0
[26 empty] | 0 | 0
[26 empty] | 0 | 0
[26 empty] | 0 | 0
[26 empty] | 0 | 0
[26 empty] | 0 | 0
[26 empty] | 0 | 0
[26 empty] | 0 | 0
[26 empty] | 0 | 0
[26 empty] | 0 | 0
[26 empty] | 0 | 0
[26 empty] | 0 | 0
[26 empty] | 0 | 0
[26 empty] | 0 | 0
[26 empty] | 0 | 0
[26 empty] | 0 | 0
[26 empty] | 0 | 0
[26 empty] | 0 | 0
[26 empty] | 0 | 0
[26 empty] | 0 | 0
[26 empty] | 0 | 0
[26 empty] | 0 | 0
[26 empty] | 0 | 0
[26 empty] | 0 | 0
[26 empty] | 0 | 0
[26 empty] | 0 | 0
[26 empty] | 0 | 0
[26 empty] | 0 | 0
[26 empty] | 0 | 0
[26 empty] | 0 | 0
[26 empty] | 0 | 0
[26 empty] | 0 | 0
[26 empty] | 0 | 0
[26 empty] | 0 | 0
[26 empty] | 0 | 0
[26 empty] | 0 | 0
[26 empty] | 0 | 0
[26 empty] | 0 | 0
[26 empty] | 0 | 0
[26 empty] | 0 | 0
[26 empty] | 0 | 0
[26 empty] | 0 | 0
[26 empty] | 0 | 0
[26 empty] | 0 | 0
[26 empty] | 0 | 0
[26 empty] | 0 | 0
[26 empty] | 0 | 0
[26 empty] | 0 | 0
[26 empty] | 0 | 0
[26 empty] | 0 | 0
[26 empty] | 0 | 0
[26 empty] | 0 | 0
[26 empty] | 0 | 0
[26 empty] | 0 | 0
[26 empty] | 0 | 0
[26 empty] | 0 | 0
[26 empty] | 0 | 0
[26 empty] | 0 | 0
[26 empty] | 0 | 0
[26 empty] | 0 | 0
[26 empty] | 0 | 0
[26 empty] | 0 | 0
[26 empty] | 0 | 0
[26 empty] | 0 | 0
[26 empty] | 0 | 0
[26 empty] | 0 | 0
[26 empty] | 0 | 0
[26 empty] | 0 | 0
[26 empty] | 0 | 0
[26 empty] | 0 | 0
[26 empty] | 0 | 0
[26 empty] | 0 | 0
[26 empty] | 0 | 0
[26 empty] | 0 | 0
[26 empty] | 0 | 0
[26 empty] | 0 | 0
[26 empty] | 0 | 0
[26 empty] | 0 | 0
[26 empty] | 0 | 0
[26 empty] | 0 | 0
[26 empty] | 0 | 0
[26 empty] | 0 | 0
[26 empty] | 0 | 0
[26 empty] | 0 | 0
[26 empty] | 0 | 0
[26 empty] | 0 | 0
[26 empty] | 0 | 0
[26 empty] | 0 | 0
[26 empty] | 0 | 0
[26 empty] | 0 | 0
[26 empty] | 0 | 0
[26 empty] | 0 | 0
[26 empty] | 0 | 0
[26 empty] | 0 | 0
[26 empty] | 0 | 0
[26 empty] | 0 | 0
[26 empty] | 0 | 0
[26 empty] | 0 | 0
[26 empty] | 0 | 0
[26 empty] | 0 | 0
[26 empty] | 0 | 0
[26 empty] | 0 | 0
[26 empty] | 0 | 0
[26 empty] | 0 | 0
[26 empty] | 0 | 0
[26 empty] | 0 | 0
[26 empty] | 0 | 0
[26 empty] | 0 | 0
[26 empty] | 0 | 0
[26 empty] | 0 | 0
[26 empty] | 0 | 0
[26 empty] | 0 | 0
[26 empty] | 0 | 0
[26 empty] | 0 | 0
[26 empty] | 0 | 0
[26 empty] | 0 | 0
[26 empty] | 0 | 0
[26 empty] | 0 | 0
[26 empty] | 0 | 0
[26 empty] | 0 | 0
[26 empty] | 0 | 0
[26 empty] | 0 | 0
[26 empty] | 0 | 0
[26 empty] | 0 | 0
[26 empty] | 0 | 0
[26 empty] | 0 | 0
[26 empty] | 0 | 0
[26 empty] | 0 | 0
[26 empty] | 0 | 0
[26 empty] | 0 | 0
[26 empty] | 0 | 0
[26 empty] | 0 | 0
[26 empty] | 0 | 0
[26 empty] | 0 | 0
[26 empty] | 0 | 0
[26 empty] | 0 | 0
[26 empty] | 0 | 0
[26 empty] | 0 | 0
[26 empty] | 0 | 0
[26 empty] | 0 | 0
[26 empty] | 0 | 0
[26 empty] | 0 | 0
[26 empty] | 0 | 0
[26 empty] | 0 | 0
[26 empty] | 0 | 0
[26 empty] | 0 | 0
[26 empty] | 0 | 0
[26 empty] | 0 | 0
[26 empty] | 0 | 0
[26 empty] | 0 | 0
[26 empty] | 0 | 0
[26 empty] | 0 | 0
[26 empty] | 0 | 0
[26 empty] | 0 | 0
[26 empty] | 0 | 0
[26 empty] | 0 | 0
[26 empty] | 0 | 0
[26 empty] | 0 | 0
[26 empty] | 0 | 0
[26 empty] | 0 | 0
[26 empty] | 0 | 0
[26 empty] | 0 | 0
[26 empty] | 0 | 0
[26 empty] | 0 | 0
[26 empty] | 0 | 0
[26 empty] | 0 | 0
[26 empty] | 0 | 0
[26 empty] | 0 | 0
[26 empty] | 0 | 0
[26 empty] | 0 | 0
[26 empty] | 0 | 0
[26 empty] | 0 | 0
[26 empty] | 0 | 0
[26 empty] | 0 | 0
[26 empty] | 0 | 0
[26 empty] | 0 | 0
[26 empty] | 0 | 0
[26 empty] | 0 | 0
[26 empty] | 0 | 0
[26 empty] | 0 | 0
[26 empty] | 0 | 0
[26 empty] | 0 | 0
[26 empty] | 0 | 0
[26 empty] | 0 | 0
[26 empty] | 0 | 0
[26 empty] | 0 | 0
[26 empty] | 0 | 0
[26 empty] | 0 | 0
[26 empty] | 0 | 0
[26 empty] | 0 | 0
[26 empty] | 0 | 0
[26 empty] | 0 | 0
[26 empty] | 0 | 0
[26 empty] | 0 | 0
[26 empty] | 0 | 0
[26 empty] | 0 | 0
[26 empty] | 0 | 0
[26 empty] | 0 | 0
[26 empty] | 0 | 0
[26 empty] | 0 | 0
[26 empty] | 0 | 0
[26 empty] | 0 | 0
[26 empty] | 0 | 0
[26 empty] | 0 | 0
[26 empty] | 0 | 0
[26 empty] | 0 | 0
[26 empty] | 0 | 0
[26 empty] | 0 | 0
[26 empty] | 0 | 0
[26 empty] | 0 | 0
[26 empty] | 0 | 0
[26 empty] | 0 | 0
[26 empty] | 0 | 0
[26 empty] | 0 | 0
[26 empty] | 0 | 0
[26 empty] | 0 | 0
[26 empty] | 0 | 0
[26 empty] | 0 | 0
[26 empty] | 0 | 0
[26 empty] | 0 | 0
[26 empty] | 0 | 0
[26 empty] | 0 | 0
[26 empty] | 0 | 0
[26 empty] | 0 | 0
[26 empty] | 0 | 0
[26 empty] | 0 | 0
[26 empty] | 0 | 0
[26 empty] | 0 | 0
[26 empty] | 0 | 0
[26 empty] | 0 | 0
[26 empty] | 0 | 0
[26 empty] | 0 | 0
[26 empty] | 0 | 0
[26 empty] | 0 | 0
[26 empty] | 0 | 0
[26 empty] | 0 | 0
[26 empty] | 0 | 0
[26 empty] | 0 | 0
[26 empty] | 0 | 0
[26 empty] | 0 | 0
[26 empty] | 0 | 0
[26 empty] | 0 | 0
[26 empty] | 0 | 0
[26 empty] | 0 | 0
[26 empty] | 0 | 0
[26 empty] | 0 | 0
[26 empty] | 0 | 0
[26 empty] | 0 | 0
[26 empty] | 0 | 0
[26 empty] | 0 | 0
[26 empty] | 0 | 0
[26 empty] | 0 | 0
[26 empty] | 0 | 0
[26 empty] | 0 | 0
[26 empty] | 0 | 0
[26 empty] | 0 | 0
[26 empty] | 0 | 0
[26 empty] | 0 | 0
[26 empty] | 0 | 0
[26 empty] | 0 | 0
[26 empty] | 0 | 0
[26 empty] | 0 | 0
[26 empty] | 0 | 0
[26 empty] | 0 | 0
[26 empty] | 0 | 0
[26 empty] | 0 | 0
[26 empty] | 0 | 0
[26 empty] | 0 | 0
[26 empty] | 0 | 0
[26 empty] | 0 | 0
[26 empty] | 0 | 0
[26 empty] | 0 | 0
[26 empty] | 0 | 0
[26 empty] | 0 | 0
[26 empty] | 0 | 0
[26 empty] | 0 | 0
[26 empty] | 0 | 0
[26 empty] | 0 | 0
[26 empty] | 0 | 0
[26 empty] | 0 | 0
[26 empty] | 0 | 0
[26 empty] | 0 | 0
[26 empty] | 0 | 0
[26 empty] | 0 | 0
[26 empty] | 0 | 0
[26 empty] | 0 | 0
[26 empty] | 0 | 0
[26 empty] | 0 | 0
[26 empty] | 0 | 0
[26 empty] | 0 | 0
[26 empty] | 0 | 0
[26 empty] | 0 | 0
[26 empty] | 0 | 0
[26 empty] | 0 | 0
[26 empty] | 0 | 0
[26 empty] | 0 | 0
[26 empty] | 0 | 0
[26 empty] | 0 | 0
[26 empty] | 0 | 0
[26 empty] | 0 | 0
[26 empty] | 0 | 0
[26 empty] | 0 | 0
[26 empty] | 0 | 0
[26 empty] | 0 | 0
[26 empty] | 0 | 0
[26 empty] | 0 | 0
[26 empty] | 0 | 0
[26 empty] | 0 | 0
[26 empty] | 0 | 0
[26 empty] | 0 | 0
[26 empty] | 0 | 0
[26 empty] | 0 | 0
[26 empty] | 0 | 0
[26 empty] | 0 | 0
[26 empty] | 0 | 0
[26 empty] | 0 | 0
[26 empty] | 0 | 0
[26 empty] | 0 | 0
[26 empty] | 0 | 0
[26 empty] | 0 | 0
[26 empty] | 0 | 0
[26 empty] | 0 | 0
[26 empty] | 0 | 0
[26 empty] | 0 | 0
[26 empty] | 0 | 0
[26 empty] | 0 | 0
[26 empty] | 0 | 0
[26 empty] | 0 | 0
[26 empty] | 0 | 0
[26 empty] | 0 | 0
[26 empty] | 0 | 0
[26 empty] | 0 | 0
[26 empty] | 0 | 0
[26 empty] | 0 | 0
[26 empty] | 0 | 0
[26 empty] | 0 | 0
[26 empty] | 0 | 0
[26 empty] | 0 | 0
[26 empty] | 0 | 0
[26 empty] | 0 | 0
[26 empty] | 0 | 0
[26 empty] | 0 | 0
[26 empty] | 0 | 0
[26 empty] | 0 | 0
[26 empty] | 0 | 0
[26 empty] | 0 | 0
[26 empty] | 0 | 0
[26 empty] | 0 | 0
[26 empty] | 0 | 0
[26 empty] | 0 | 0
[26 empty] | 0 | 0
[26 empty] | 0 | 0
[26 empty] | 0 | 0
[26 empty] | 0 | 0
[26 empty] | 0 | 0
[26 empty] | 0 | 0
[26 empty] | 0 | 0
[26 empty] | 0 | 0
[26 empty] | 0 | 0
[26 empty] | 0 | 0
[26 empty] | 0 | 0
[26 empty] | 0 | 0
[26 empty] | 0 | 0
[26 empty] | 0 | 0
[26 empty] | 0 | 0
[26 empty] | 0 | 0
[26 empty] | 0 | 0
[26 empty] | 0 | 0
[26 empty] | 0 | 0
[26 empty] | 0 | 0
[26 empty] | 0 | 0
[26 empty] | 0 | 0
[26 empty] | 0 | 0
[26 empty] | 0 | 0
[26 empty] | 0 | 0
[26 empty] | 0 | 0
[26 empty] | 0 | 0
[26 empty] | 0 | 0
[26 empty] | 0 | 0
[26 empty] | 0 | 0
[26 empty] | 0 | 0
[26 empty] | 0 | 0
[26 empty] | 0 | 0
[26 empty] | 0 | 0
[26 empty] | 0 | 0
[26 empty] | 0 | 0
[26 empty] | 0 | 0
[26 empty] | 0 | 0
[26 empty] | 0 | 0
[26 empty] | 0 | 0
[26 empty] | 0 | 0
[26 empty] | 0 | 0
[26 empty] | 0 | 0
[26 empty] | 0 | 0
[26 empty] | 0 | 0
[26 empty] | 0 | 0
[26 empty] | 0 | 0
[26 empty] | 0 | 0
[26 empty] | 0 | 0
[26 empty] | 0 | 0
[26 empty] | 0 | 0
[26 empty] | 0 | 0
[26 empty] | 0 | 0
[26 empty] | 0 | 0
[26 empty] | 0 | 0
[26 empty] | 0 | 0
[26 empty] | 0 | 0
[26 empty] | 0 | 0
[26 empty] | 0 | 0
[26 empty] | 0 | 0
[26 empty] | 0 | 0
[26 empty] | 0 | 0
[26 empty] | 0 | 0
[26 empty] | 0 | 0
[26 empty] | 0 | 0
[26 empty] | 0 | 0
[26 empty] | 0 | 0
[26 empty] | 0 | 0
[26 empty] | 0 | 0
[26 empty] | 0 | 0
[26 empty] | 0 | 0
[26 empty] | 0 | 0
[26 empty] | 0 | 0
[26 empty] | 0 | 0
[26 empty] | 0 | 0
[26 empty] | 0 | 0
[26 empty] | 0 | 0
[26 empty] | 0 | 0
[26 empty] | 0 | 0
[26 empty] | 0 | 0
[26 empty] | 0 | 0
[26 empty] | 0 | 0
[26 empty] | 0 | 0
[26 empty] | 0 | 0
[26 empty] | 0 | 0
[26 empty] | 0 | 0
[26 empty] | 0 | 0
[26 empty] | 0 | 0
[26 empty] | 0 | 0
[26 empty] | 0 | 0
[26 empty] | 0 | 0
[26 empty] | 0 | 0
[26 empty] | 0 | 0
[26 empty] | 0 | 0
[26 empty] | 0 | 0
[26 empty] | 0 | 0
[26 empty] | 0 | 0
[26 empty] | 0 | 0
[26 empty] | 0 | 0
[26 empty] | 0 | 0
[26 empty] | 0 | 0
[26 empty] | 0 | 0
[26 empty] | 0 | 0
[26 empty] | 0 | 0
[26 empty] | 0 | 0
[26 empty] | 0 | 0
[26 empty] | 0 | 0
[26 empty] | 0 | 0
[26 empty] | 0 | 0
[26 empty] | 0 | 0
[26 empty] | 0 | 0
[26 empty] | 0 | 0
[26 empty] | 0 | 0
[26 empty] | 0 | 0
[26 empty] | 0 | 0
[26 empty] | 0 | 0
[26 empty] | 0 | 0
[26 empty] | 0 | 0
[26 empty] | 0 | 0
[26 empty] | 0 | 0
[26 empty] | 0 | 0
[26 empty] | 0 | 0
[26 empty] | 0 | 0
[26 empty] | 0 | 0
[26 empty] | 0 | 0
[26 empty] | 0 | 0
[26 empty] | 0 | 0
[26 empty] | 0 | 0
[26 empty] | 0 | 0
[26 empty] | 0 | 0
[26 empty] | 0 | 0
[26 empty] | 0 | 0
[26 empty] | 0 | 0
[26 empty] | 0 | 0
[26 empty] | 0 | 0
[26 empty] | 0 | 0
[26 empty] | 0 | 0
[26 empty] | 0 | 0
[26 empty] | 0 | 0
[26 empty] | 0 | 0
[26 empty] | 0 | 0
[26 empty] | 0 | 0
[26 empty] | 0 | 0
[26 empty] | 0 | 0
[26 empty] | 0 | 0
[26 empty] | 0 | 0
[26 empty] | 0 | 0
[26 empty] | 0 | 0
[26 empty] | 0 | 0
[26 empty] | 0 | 0
[26 empty] | 0 | 0
[26 empty] | 0 | 0
[26 empty] | 0 | 0
[26 empty] | 0 | 0
[26 empty] | 0 | 0
[26 empty] | 0 | 0
[26 empty] | 0 | 0
[26 empty] | 0 | 0
[26 empty] | 0 | 0
[26 empty] | 0 | 0
[26 empty] | 0 | 0
[26 empty] | 0 | 0
[26 empty] | 0 | 0
[26 empty] | 0 | 0
[26 empty] | 0 | 0
[26 empty] | 0 | 0
[26 empty] | 0 | 0
[26 empty] | 0 | 0
[26 empty] | 0 | 0
[26 empty] | 0 | 0
[26 empty] | 0 | 0
[26 empty] | 0 | 0
[26 empty] | 0 | 0
[26 empty] | 0 | 0
[26 empty] | 0 | 0
[26 empty] | 0 | 0
[26 empty] | 0 | 0
[26 empty] | 0 | 0
[26 empty] | 0 | 0
[26 empty] | 0 | 0
[26 empty] | 0 | 0
[26 empty] | 0 | 0
[26 empty] | 0 | 0
[26 empty] | 0 | 0
[26 empty] | 0 | 0
[26 empty] | 0 | 0
[26 empty] | 0 | 0
[26 empty] | 0 | 0
[26 empty] | 0 | 0
[26 empty] | 0 | 0
[26 empty] | 0 | 0
[26 empty] | 0 | 0
[26 empty] | 0 | 0
[26 empty] | 0 | 0
[26 empty] | 0 | 0
[26 empty] | 0 | 0
[26 empty] | 0 | 0
[26 empty] | 0 | 0
[26 empty] | 0 | 0
[26 empty] | 0 | 0
[26 empty] | 0 | 0
[26 empty] | 0 | 0
[26 empty] | 0 | 0
[26 empty] | 0 | 0
[26 empty] | 0 | 0
[26 empty] | 0 | 0
[26 empty] | 0 | 0
[26 empty] | 0 | 0
[26 empty] | 0 | 0
[26 empty] | 0 | 0
[26 empty] | 0 | 0
[26 empty] | 0 | 0
[26 empty] | 0 | 0
[26 empty] | 0 | 0
[26 empty] | 0 | 0
[26 empty] | 0 | 0
[26 empty] | 0 | 0
[26 empty] | 0 | 0
[26 empty] | 0 | 0
[26 empty] | 0 | 0
[26 empty] | 0 | 0
[26 empty] | 0 | 0
[26 empty] | 0 | 0
[26 empty] | 0 | 0
[26 empty] | 0 | 0
[26 empty] | 0 | 0
[26 empty] | 0 | 0
[26 empty] | 0 | 0
[26 empty] | 0 | 0
[26 empty] | 0 | 0
[26 empty] | 0 | 0
[26 empty] | 0 | 0
[26 empty] | 0 | 0
[26 empty] | 0 | 0
[26 empty] | 0 | 0
[26 empty] | 0 | 0
[26 empty] | 0 | 0
[26 empty] | 0 | 0
[26 empty] | 0 | 0
[26 empty] | 0 | 0
[26 empty] | 0 | 0
[26 empty] | 0 | 0
[26 empty] | 0 | 0
[26 empty] | 0 | 0
[26 empty] | 0 | 0
[26 empty] | 0 | 0
[26 empty] | 0 | 0
[26 empty] | 0 | 0
[26 empty] | 0 | 0
[26 empty] | 0 | 0
[26 empty] | 0 | 0
[26 empty] | 0 | 0
[26 empty] | 0 | 0
[26 empty] | 0 | 0
[26 empty] | 0 | 0
[26 empty] | 0 | 0
[26 empty] | 0 | 0
[26 empty] | 0 | 0
[26 empty] | 0 | 0
[26 empty] | 0 | 0
[26 empty] | 0 | 0
[26 empty] | 0 | 0
[26 empty] | 0 | 0
[26 empty] | 0 | 0
[26 empty] | 0 | 0
[26 empty] | 0 | 0
[26 empty] | 0 | 0
[26 empty] | 0 | 0
[26 empty] | 0 | 0
[26 empty] | 0 | 0
[26 empty] | 0 | 0
[26 empty] | 0 | 0
[26 empty] | 0 | 0
[26 empty] | 0 | 0
[26 empty] | 0 | 0
[26 empty] | 0 | 0
[26 empty] | 0 | 0
[26 empty] | 0 | 0
[26 empty] | 0 | 0
[26 empty] | 0 | 0
[26 empty] | 0 | 0
[26 empty] | 0 | 0
[26 empty] | 0 | 0
[26 empty] | 0 | 0
[26 empty] | 0 | 0
[26 empty] | 0 | 0
[26 empty] | 0 | 0
[26 empty] | 0 | 0
[26 empty] | 0 | 0
[26 empty] | 0 | 0
[26 empty] | 0 | 0
[26 empty] | 0 | 0
[26 empty] | 0 | 0
[26 empty] | 0 | 0
[26 empty] | 0 | 0
[26 empty] | 0 | 0
[26 empty] | 0 | 0
[26 empty] | 0 | 0
[26 empty] | 0 | 0
[26 empty] | 0 | 0
[26 empty] | 0 | 0
[26 empty] | 0 | 0
[26 empty] | 0 | 0
[26 empty] | 0 | 0
[26 empty] | 0 | 0
[26 empty] | 0 | 0
[26 empty] | 0 | 0
[26 empty] | 0 | 0
[26 empty] | 0 | 0
[26 empty] | 0 | 0
[26 empty] | 0 | 0
[26 empty] | 0 | 0
[26 empty] | 0 | 0
[26 empty] | 0 | 0
[26 empty] | 0 | 0
[26 empty] | 0 | 0
[26 empty] | 0 | 0
[26 empty] | 0 | 0
[26 empty] | 0 | 0
[26 empty] | 0 | 0
[26 empty] | 0 | 0
[26 empty] | 0 | 0
[26 empty] | 0 | 0
[26 empty] | 0 | 0
[26 empty] | 0 | 0
[26 empty] | 0 | 0
[26 empty] | 0 | 0
[26 empty] | 0 | 0
[26 empty] | 0 | 0
[26 empty] | 0 | 0
[26 empty] | 0 | 0
[26 empty] | 0 | 0
[26 empty] | 0 | 0
[26 empty] | 0 | 0
[26 empty] | 0 | 0
[26 empty] | 0 | 0
[26 empty] | 0 | 0
[26 empty] | 0 | 0
[26 empty] | 0 | 0
[26 empty] | 0 | 0
[26 empty] | 0 | 0
[26 empty] | 0 | 0
[26 empty] | 0 | 0
[26 empty] | 0 | 0
[26 empty] | 0 | 0
[26 empty] | 0 | 0
[26 empty] | 0 | 0
[26 empty] | 0 | 0
[26 empty] | 0 | 0
[26 empty] | 0 | 0
[26 empty] | 0 | 0
[26 empty] | 0 | 0
[26 empty] | 0 | 0
[26 empty] | 0 | 0
[26 empty] | 0 | 0
[26 empty] | 0 | 0
[26 empty] | 0 | 0
[26 empty] | 0 | 0
[26 empty] | 0 | 0
[26 empty] | 0 | 0
[26 empty] | 0 | 0
[26 empty] | 0 | 0
[26 empty] | 0 | 0
[26 empty] | 0 | 0
[26 empty] | 0 | 0
[26 empty] | 0 | 0
[26 empty] | 0 | 0
[26 empty] | 0 | 0
[26 empty] | 0 | 0
[26 empty] | 0 | 0
[26 empty] | 0 | 0
[26 empty] | 0 | 0
[26 empty] | 0 | 0
[26 empty] | 0 | 0
[26 empty] | 0 | 0
[26 empty] | 0 | 0
[26 empty] | 0 | 0
[26 empty] | 0 | 0
[26 empty] | 0 | 0
[26 empty] | 0 | 0
[26 empty] | 0 | 0
[26 empty] | 0 | 0
[26 empty] | 0 | 0
[26 empty] | 0 | 0
[26 empty] | 0 | 0
[26 empty] | 0 | 0
[26 empty] | 0 | 0
[26 empty] | 0 | 0
[26 empty] | 0 | 0
[26 empty] | 0 | 0
[26 empty] | 0 | 0
[26 empty] | 0 | 0
[26 empty] | 0 | 0
[26 empty] | 0 | 0
[26 empty] | 0 | 0
[26 empty] | 0 | 0
[26 empty] | 0 | 0
[26 empty] | 0 | 0
[26 empty] | 0 | 0
[26 empty] | 0 | 0
[26 empty] | 0 | 0
[26 empty] | 0 | 0
[26 empty] | 0 | 0
[26 empty] | 0 | 0
[26 empty] | 0 | 0
[26 empty] | 0 | 0
[26 empty] | 0 | 0
[26 empty] | 0 | 0
[26 empty] | 0 | 0
[26 empty] | 0 | 0
[26 empty] | 0 | 0
[26 empty] | 0 | 0
[26 empty] | 0 | 0
[26 empty] | 0 | 0
[26 empty] | 0 | 0
[26 empty] | 0 | 0
[26 empty] | 0 | 0
[26 empty] | 0 | 0
[26 empty] | 0 | 0
[26 empty] | 0 | 0
[26 empty] | 0 | 0
[26 empty] | 0 | 0
[26 empty] | 0 | 0
[26 empty] | 0 | 0
[26 empty] | 0 | 0
[26 empty] | 0 | 0
[26 empty] | 0 | 0
[26 empty] | 0 | 0
[26 empty] | 0 | 0
[26 empty] | 0 | 0
[26 empty] | 0 | 0
[26 empty] | 0 | 0
[26 empty] | 0 | 0
[26 empty] | 0 | 0
[26 empty] | 0 | 0
[26 empty] | 0 | 0
[26 empty] | 0 | 0
[26 empty] | 0 | 0
[26 empty] | 0 | 0
[26 empty] | 0 | 0
[26 empty] | 0 | 0
[26 empty] | 0 | 0
[26 empty] | 0 | 0
[26 empty] | 0 | 0
[26 empty] | 0 | 0
[26 empty] | 0 | 0
[26 empty] | 0 | 0
[26 empty] | 0 | 0
[26 empty] | 0 | 0
[26 empty] | 0 | 0
[26 empty] | 0 | 0
[26 empty] | 0 | 0
[26 empty] | 0 | 0
[26 empty] | 0 | 0
[26 empty] | 0 | 0
[26 empty] | 0 | 0
[26 empty] | 0 | 0
[26 empty] | 0 | 0
[26 empty] | 0 | 0
[26 empty] | 0 | 0
[26 empty] | 0 | 0
[26 empty] | 0 | 0
[26 empty] | 0 | 0
[26 empty] | 0 | 0
[26 empty] | 0 | 0
[26 empty] | 0 | 0
[26 empty] | 0 | 0
[26 empty] | 0 | 0
[26 empty] | 0 | 0
[26 empty] | 0 | 0
[26 empty] | 0 | 0
[26 empty] | 0 | 0
[26 empty] | 0 | 0
[26 empty] | 0 | 0
[26 empty] | 0 | 0
[26 empty] | 0 | 0
[26 empty] | 0 | 0
[26 empty] | 0 | 0
[26 empty] | 0 | 0
[26 empty] | 0 | 0
[26 empty] | 0 | 0
[26 empty] | 0 | 0
[26 empty] | 0 | 0
[26 empty] | 0 | 0
[26 empty] | 0 | 0
[26 empty] | 0 | 0
[26 empty] | 0 | 0
[26 empty] | 0 | 0
[26 empty] | 0 | 0
[26 empty] | 0 | 0
[26 empty] | 0 | 0
[26 empty] | 0 | 0
[26 empty] | 0 | 0
[26 empty] | 0 | 0
[26 empty] | 0 | 0
[26 empty] | 0 | 0
[26 empty] | 0 | 0
[26 empty] | 0 | 0
[26 empty] | 0 | 0
[26 empty] | 0 | 0
[26 empty] | 0 | 0
[26 empty] | 0 | 0
[26 empty] | 0 | 0
[26 empty] | 0 | 0
[26 empty] | 0 | 0
[26 empty] | 0 | 0
[26 empty] | 0 | 0
[26 empty] | 0 | 0
[26 empty] | 0 | 0
[26 empty] | 0 | 0
[26 empty] | 0 | 0
[26 empty] | 0 | 0
[26 empty] | 0 | 0
[26 empty] | 0 | 0
[26 empty] | 0 | 0
[26 empty] | 0 | 0
[26 empty] | 0 | 0
[26 empty] | 0 | 0
[26 empty] | 0 | 0
[26 empty] | 0 | 0
[26 empty] | 0 | 0
[26 empty] | 0 | 0
[26 empty] | 0 | 0
[26 empty] | 0 | 0
[26 empty] | 0 | 0
[26 empty] | 0 | 0
[26 empty] | 0 | 0
[26 empty] | 0 | 0
[26 empty] | 0 | 0
[26 empty] | 0 | 0
[26 empty] | 0 | 0
[26 empty] | 0 | 0
[26 empty] | 0 | 0
[26 empty] | 0 | 0
[26 empty] | 0 | 0
[26 empty] | 0 | 0
[26 empty] | 0 | 0
[26 empty] | 0 | 0
[26 empty] | 0 | 0
[26 empty] | 0 | 0
[26 empty] | 0 | 0
[26 empty] | 0 | 0
[26 empty] | 0 | 0
[26 empty] | 0 | 0
[26 empty] | 0 | 0
[26 empty] | 0 | 0
[26 empty] | 0 | 0
[26 empty] | 0 | 0
[26 empty] | 0 | 0
[26 empty] | 0 | 0
[26 empty] | 0 | 0
[26 empty] | 0 | 0
[26 empty] | 0 | 0
[26 empty] | 0 | 0
[26 empty] | 0 | 0
[26 empty] | 0 | 0
[26 empty] | 0 | 0
[26 empty] | 0 | 0
[26 empty] | 0 | 0
[26 empty] | 0 | 0
[26 empty] | 0 | 0
[26 empty] | 0 | 0
[26 empty] | 0 | 0
[26 empty] | 0 | 0
[26 empty] | 0 | 0
[26 empty] | 0 | 0
[26 empty] | 0 | 0
[26 empty] | 0 | 0
[26 empty] | 0 | 0
[26 empty] | 0 | 0
[26 empty] | 0 | 0
[26 empty] | 0 | 0
[26 empty] | 0 | 0
[26 empty] | 0 | 0
[26 empty] | 0 | 0
[26 empty] | 0 | 0
[26 empty] | 0 | 0
[26 empty] | 0 | 0
[26 empty] | 0 | 0
[26 empty] | 0 | 0
[26 empty] | 0 | 0
[26 empty] | 0 | 0
[26 empty] | 0 | 0
[26 empty] | 0 | 0
[26 empty] | 0 | 0
[26 empty] | 0 | 0
[26 empty] | 0 | 0
[26 empty] | 0 | 0
[26 empty] | 0 | 0
[26 empty] | 0 | 0
[26 empty] | 0 | 0
[26 empty] | 0 | 0
[26 empty] | 0 | 0
[26 empty] | 0 | 0
[26 empty] | 0 | 0
[26 empty] | 0 | 0
[26 empty] | 0 | 0
[26 empty] | 0 | 0
[26 empty] | 0 | 0
[26 empty] | 0 | 0
[26 empty] | 0 | 0
[26 empty] | 0 | 0
[26 empty] | 0 | 0
[26 empty] | 0 | 0
[26 empty] | 0 | 0
[26 empty] | 0 | 0
[26 empty] | 0 | 0
[26 empty] | 0 | 0
[26 empty] | 0 | 0
[26 empty] | 0 | 0
[26 empty] | 0 | 0
[26 empty] | 0 | 0
[26 empty] | 0 | 0
[26 empty] | 0 | 0
[26 empty] | 0 | 0
[26 empty] | 0 | 0
[26 empty] | 0 | 0
[26 empty] | 0 | 0
[26 empty] | 0 | 0
[26 empty] | 0 | 0
[26 empty] | 0 | 0
[26 empty] | 0 | 0
[26 empty] | 0 | 0
[26 empty] | 0 | 0
[26 empty] | 0 | 0
[26 empty] | 0 | 0
[26 empty] | 0 | 0
[26 empty] | 0 | 0
[26 empty] | 0 | 0
[26 empty] | 0 | 0
[26 empty] | 0 | 0
[26 empty] | 0 | 0
[26 empty] | 0 | 0
[26 empty] | 0 | 0
[26 empty] | 0 | 0
[26 empty] | 0 | 0
[26 empty] | 0 | 0
[26 empty] | 0 | 0
[26 empty] | 0 | 0
[26 empty] | 0 | 0
[26 empty] | 0 | 0
[26 empty] | 0 | 0
[26 empty] | 0 | 0
[26 empty] | 0 | 0
[26 empty] | 0 | 0
[26 empty] | 0 | 0
[26 empty] | 0 | 0
[26 empty] | 0 | 0
[26 empty] | 0 | 0
[26 empty] | 0 | 0
[26 empty] | 0 | 0
[26 empty] | 0 | 0
[26 empty] | 0 | 0
[26 empty] | 0 | 0
[26 empty] | 0 | 0
[26 empty] | 0 | 0
[26 empty] | 0 | 0
[26 empty] | 0 | 0
[26 empty] | 0 | 0
[26 empty] | 0 | 0
[26 empty] | 0 | 0
[26 empty] | 0 | 0
[26 empty] | 0 | 0
[26 empty] | 0 | 0
[26 empty] | 0 | 0
[26 empty] | 0 | 0
[26 empty] | 0 | 0
[26 empty] | 0 | 0
[26 empty] | 0 | 0
[26 empty] | 0 | 0
[26 empty] | 0 | 0
[26 empty] | 0 | 0
[26 empty] | 0 | 0
[26 empty] | 0 | 0
[26 empty] | 0 | 0
[26 empty] | 0 | 0
[26 empty] | 0 | 0
[26 empty] | 0 | 0
[26 empty] | 0 | 0
[26 empty] | 0 | 0
[26 empty] | 0 | 0
[26 empty] | 0 | 0
[26 empty] | 0 | 0
[26 empty] | 0 | 0
[26 empty] | 0 | 0
[26 empty] | 0 | 0
[26 empty] | 0 | 0
[26 empty] | 0 | 0
[26 empty] | 0 | 0
[26 empty] | 0 | 0
[26 empty] | 0 | 0
[26 empty] | 0 | 0
[26 empty] | 0 | 0
[26 empty] | 0 | 0
[26 empty] | 0 | 0
[26 empty] | 0 | 0
[26 empty] | 0 | 0
[26 empty] | 0 | 0
[26 empty] | 0 | 0
[26 empty] | 0 | 0
[26 empty] | 0 | 0
[26 empty] | 0 | 0
[26 empty] | 0 | 0
[26 empty] | 0 | 0
[26 empty] | 0 | 0
[26 empty] | 0 | 0
[26 empty] | 0 | 0
[26 empty] | 0 | 0
[26 empty] | 0 | 0
[26 empty] | 0 | 0
[26 empty] | 0 | 0
[26 empty] | 0 | 0
[26 empty] | 0 | 0
[26 empty] | 0 | 0
[26 empty] | 0 | 0
[26 empty] | 0 | 0
[26 empty] | 0 | 0
[26 empty] | 0 | 0
[26 empty] | 0 | 0
[26 empty] | 0 | 0
[26 empty] | 0 | 0
[26 empty] | 0 | 0
[26 empty] | 0 | 0
[26 empty] | 0 | 0
[26 empty] | 0 | 0
[26 empty] | 0 | 0
[26 empty] | 0 | 0
[26 empty] | 0 | 0
[26 empty] | 0 | 0
[26 empty] | 0 | 0
[26 empty] | 0 | 0
[26 empty] | 0 | 0
[26 empty] | 0 | 0
[26 empty] | 0 | 0
[26 empty] | 0 | 0
[26 empty] | 0 | 0
[26 empty] | 0 | 0
[26 empty] | 0 | 0
[26 empty] | 0 | 0
[26 empty] | 0 | 0
[26 empty] | 0 | 0
[26 empty] | 0 | 0
[26 empty] | 0 | 0
[26 empty] | 0 | 0

## Zones
Houston | -1
North | 1
South | -1
West | 1
SET UP AREA, copy & paste values to cell B1
Source | North |  | N to H | N to W | N to S | W to N | S to N | W to S
Sink | Houston | Houston | -1 | 1 | -1 | -1 | 1 | -1
|  | North | 1 | 1 | 1 | -1 | -1 | -1
|  | South | -1 | 1 | -1 | -1 | 1 | -1
|  | West | 1 | -1 | 1 | 1 | -1 | 1
|  | Source | North | North | North | West | South | West
|  | Sink | Houston | West | South | North | North | South

## Tech
Number of Bus | Name of Bus | Tech Type
238 | BOSQUESW505 | CC
239 | BOSQUESW502 | GGT
244 | WHITNYDM01 | Hydro
245 | WHITNYDM02 | Hydro
247 | BOSQUESW501 | GGT
251 | BOSQUESW803 | CC
253 | BOSQUESW804 | CC
332 | RWMILLER01 | GST
333 | RWMILLER02 | GST
334 | RWMILLER03 | GST
335 | RWMILLER04 | GST
336 | RWMILLER05 | GST
344 | MRSSHPRD | Hydro
345 | MRSSHPRD01 | Hydro
366 | JNSNCNTY802 | Cogen
367 | JNSNCNTY802 | Cogen
503 | NTHTEXAS01 | GST
504 | NTHTEXAS02 | GST
505 | NTHTEXAS03 | GST
580 | JCKCNTY801 | CC
581 | JCKCNTY802 | CC
582 | JCKCNTY803 | CC
728 | WOLFRIDGE801 | Wind
837 | NEWMAN_G5 | GST
842 | OLINGER_G1 | GST
843 | OLINGER_G2 | GST
844 | OLINGER_G3 | GST
845 | OLINGER_G4 | GGT
923 | SPENCER_G4 | GST
924 | SPENCER_G5 | GST
948 | STEAM1 | GST
949 | STEAM2 | GST
950 | STEAM3 | GST
990 | GIBN_CREK_G1 | LIGCO
1002 | PBCTAGE_1G | GGT
1003 | PBCTBGE_2G | GGT
1004 | PBCTCGE_3G | GGT
1005 | PBCTDGE_4G | GGT
1006 | PBCTEGE_5G | GGT
1007 | PB5GEN_6G | GST
1008 | PB6GEN_7G | GST
1037 | MORGAN5G_5G | GST
1039 | MRGNAG_1G | GGT
1040 | MRGNBG_2G | GGT
1041 | MRGNCG_3G | GGT
1042 | MRGNDG_4G | GGT
1043 | MRGNEG_5G | GGT
1044 | MRGNFG_6G | GGT
1045 | CALENG1G_1G | Cogen
1046 | CALENG2G_2G | Cogen
1047 | CALENG3G_3G | Cogen
1058 | LONGSHORE_5 | Wind
1058 | LONGSHORE_5 | Wind
1061 | CIELOGEN_1G | Wind
1062 | CIELOGEN_2G | Wind
1068 | SCURRYCW_1G | Wind
1069 | KINDERMG_1G | Cogen
1070 | KINDERMG_2G | Cogen
1071 | KINDERMG_3G | Cogen
1073 | SCURRYCW_2G | Wind
1320 | BSP 1 | Cogen
1326 | STANTONW_8 | Wind
1327 | WILDHRSE_1G | Wind
1328 | OCOTILLO_1G | Wind
1333 | MCDDONAL_8 | Wind
1343 | TRENTIPP_8 | Wind
1349 | WESTXWIN_1G | Wind
1350 | NWPWRG1_1G | Wind
1354 | AEPWIND_8 | Wind
1360 | GUNSIGHT_8 | Wind
1416 | SWETWATR_1G | CC
1417 | SWETWATR_2G | CC
1418 | SWETWATR_3G | CC
1419 | SWETWATR_4G | CC
1432 | GRHAMSES_2G | GST
1433 | GRHAMSES_1G | GST
1437 | MESQUITW_1G | Wind
1438 | MESQUITW_2G | Wind
1442 | COKFIELD_5 | Wind
1453 | WCPWRCO_1G | CC
1454 | WCPWRCO_2G | CC
1455 | WCPWRCO_3G | CC
1479 | WFCOGEN_1G | Cogen
1479 | WFCOGEN_1G | Cogen
1482 | WFCOGEN_2G | Cogen
1482 | WFCOGEN_2G | Cogen
1600 | BARTNWND_1G | Wind
1643 | SLSTR1PP_1G | Wind
1675 | PEC_1G | Cogen
1676 | PEC_2G | Cogen
1677 | PEC_3G | Cogen
1678 | LAMARPWR_1G | CC
1679 | LAMARPWR_2G | CC
1680 | LAMARPWR_3G | CC
1681 | LAMARPWR_4G | CC
1682 | LAMARPWR_5G | CC
1683 | LAMARPWR_6G | CC
1687 | VALLEY_1G | GST
1688 | VALLEY_2G | GSC
1689 | VALLEY_3G | GST
1701 | MOSES_1G | LIGCO
1702 | MOSES_2G | LIGCO
1703 | MOSES_3G | LIGCO
1861 | EAGLEMNT_1G | GST
1862 | EAGLEMNT_2G | GST
1863 | EAGLEMNT_3G | GST
1877 | WLFHOLW_1G | CC
1878 | WLFHOLW_2G | CC
1879 | WLFHOLW_3G | CC
1889 | DECRDOVA_1G | GSC
1892 | DECRDOVA_2G | GGT
1893 | DECRDOVA_3G | GGT
1894 | DECRDOVA_4G | GGT
1895 | DECRDOVA_5G | GGT
1898 | COMCHEPK_1G | Nuc
1899 | COMCHEPK_2G | Nuc
1937 | MDLTHELP_5G | CC
1938 | MDLTHELP_6G | CC
1941 | MDLTHELP_1G | CC
1942 | MDLTHELP_2G | CC
1943 | MDLTHELP_3G | CC
1944 | MDLTHELP_4G | CC
1947 | HANDLEY_3G | GST
1948 | HANDLEY_4G | GST
1949 | HANDLEY_5G | GST
2371 | COLLIN_1G | GST
2381 | NTHLK1_G | GST
2382 | NTHLK2_G | GST
2383 | NTHLK3_G | GST
2413 | MTCK6_G | GST
2414 | MTCK7_G | GST
2417 | MTCK8_G | GSC
2451 | LKHB1_G | GST
2452 | LKHB2_G | GST
3097 | MARTLAKE_1G | LIGCO
3098 | MARTLAKE_2G | LIGCO
3099 | MARTLAKE_3G | LIGCO
3107 | STRYKER_1G | GST
3108 | STRYKER_2G | GST
3126 | TRINIDAD_6G | GST
3309 | ASPN_G | Bio
3348 | CHAMPION_1G | Cogen
3381 | BBRN_1G | LIGCO
3382 | BBRN_2G | LIGCO
3403 | THOUSE_1G | GSC
3404 | THOUSE_2G | GSC
3416 | LAKE_CRK1_G | GST
3417 | LAKE_CRK2_G | GST
3432 | SANDOW_4G | LIGCO
5026 | BRAUNIG_VHB1 | GST
5027 | BRAUNIG_VHB2 | GST
5028 | BRAUNIG_VHB3 | GST
5111 | CALAVER_JTD1 | LIGCO
5112 | CALAVER_JTD2 | LIGCO
5264 | LEON_LCP3G3 | GST
5265 | LEON_LCP4G4 | GST
5266 | LEON_LCPCT1 | GGT
5267 | LEON_LCPCT2 | GGT
5268 | LEON_LCPCT3 | GGT
5269 | LEON_LCPCT4 | GGT
5396 | CALAVER_OWS1 | GST
5397 | CALAVER_OWS2 | GST
5401 | CALAVER_JKS1 | LIGCO
5436 | TUTTL_WBT1G1 | GST
5438 | TUTTL_WBT3G3 | GST
5439 | TUTTL_WBT4G4 | GST
5476 | BRA_AVR1_CT1 | CC
5477 | BRA_AVR1_ST | CC
5478 | BRA_AVR1_CT2 | CC
5503 | RAYBURNGEN3 | GST
5505 | RAYBURNGEN1 | GGT
5506 | RAYBURNGEN2 | GGT
5508 | RAYBURNCC9 | CC
5509 | RAYBURNCC10 | CC
5511 | RAYBURNCC7 | CC
5512 | RAYBURNCC8 | CC
5728 | FALCONHYDRO2 | Hydro
5729 | FALCONHYDRO3 | Hydro
5890 | PEARSALLGEN1 | GST
5891 | PEARSALLGEN2 | GST
5892 | PEARSALLGEN3 | GST
5903 | SANMIGUELGEN | LIGCO
5911 | STP_GN1___1 | Nuc
5912 | STP_GN2___2 | Nuc
5920 | WELSHDC1 | DCTie
5925 | DCEAST | DCTie
5932 | SI_RAY9 | CC
5933 | SI_RAY6 | GST
5934 | SI_RAY5 | GST
5935 | SI_RAY10 | CC
6016 | SWMESA | Wind
6096 | NORTHDC7 | DCTie
6100 | OKLA7A | DCTie
6144 | MCADOO1A | Wind
6407 | TURKTRAK1A | Wind
6637 | SNYDERW1A | Wind
6752 | OKLA0A | LIGCO
6948 | DENISNDM | Hydro
6948 | DENISNDM | Hydro
7000 | L_FERGUS1_1Y | GSC
7004 | L_SIMGID1_1Y | GST
7005 | L_SIMGID1_2Y | GST
7006 | L_SIMGID1_3Y | GST
7007 | L_LOSTPI1_1Y | CC
7008 | L_LOSTPI1_2Y | CC
7009 | L_LOSTPI1_3Y | CC
7010 | L_FPPYD11_1Y | LIGCO
7011 | L_FPPYD11_2Y | LIGCO
7012 | L_FPPYD21_3Y | LIGCO
7014 | L_HAYSEN1_1Y | CC
7015 | L_HAYSEN1_2Y | CC
7016 | L_HAYSEN1_3Y | CC
7017 | L_HAYSEN1_4Y | CC
7020 | L_AUSTPL1_1Y | Hydro
7020 | L_AUSTPL1_1Y | Hydro
7022 | L_BUCHAN1_1Y | Hydro
7023 | L_BUCHAN1_2Y | Hydro
7024 | L_BUCHAN1_3Y | Hydro
7026 | L_INKSDA1_1Y | Hydro
7028 | L_MARBFA1_1Y | Hydro
7029 | L_MARBFA1_2Y | Hydro
7031 | L_MARSFO1G1Y | Hydro
7032 | L_MARSFO1G2Y | Hydro
7033 | L_MARSFO1G3Y | Hydro
7035 | L_WIRTZ_1G1Y | Hydro
7036 | L_WIRTZ_1G2Y | Hydro
7038 | L_DELAWA1_1Y | Wind
7038 | L_DELAWA1_1Y | Wind
7303 | L_WPPGS12_1Y | GGT
7303 | L_WPPGS12_1Y | GGT
7305 | L_WPPGS34_1Y | GGT
7305 | L_WPPGS34_1Y | GGT
7487 | L_CANYHY8_1Y | Hydro
7605 | L_MCQUEE9_1Y | Hydro
7605 | L_MCQUEE9_1Y | Hydro
7605 | L_MCQUEE9_1Y | Hydro
7609 | L_SCHUMA8_1Y | Hydro
7624 | L_LAKEWO9_1Y | Hydro
7624 | L_LAKEWO9_1Y | Hydro
7800 | L_GUADGE1_1Y | CC
7801 | L_GUADGE1_2Y | CC
7802 | L_GUADGE1_3Y | CC
7803 | L_GUADGE1_4Y | CC
7804 | L_GUADGE1_5Y | CC
7805 | L_GUADGE1_6Y | CC
7807 | L_BASTEN1_1Y | CC
7808 | L_BASTEN1_2Y | CC
7809 | L_BASTEN1_3Y | CC
7810 | L_RIONOG1G1Y | CC
7811 | L_RIONOG1G2Y | CC
7812 | L_RIONOG1G3Y | CC
7813 | L_RIONOG1S1Y | CC
8032 | AMISTADHYD1 | Hydro
8033 | AMISTADHYD2 | Hydro
8048 | FALCONHYDRO1 | Hydro
8066 | DUP1V#1 | Cogen
8134 | FOR #1 | Cogen
8138 | FOR #2 | Cogen
8139 | JOS #1 | GST
8147 | UCAR #2 | Cogen
8148 | UCAR #1 | Cogen
8153 | FOR #3 | Cogen
8154 | FOR #4 | Cogen
8155 | FOR #5 | Cogen
8156 | FOR #6 | Cogen
8157 | FOR #7 | Cogen
8161 | COLETO0A | LIGCO
8173 | VICEC51A | CC
8174 | VICEC61A | CC
8189 | CUECPL2A | Cogen
8262 | ELPS | Hydro
8285 | LAR #1 | GST
8287 | LAR #2 | GST
8288 | LAR #3 | GST
8388 | BATES0A | GST
8393 | BATES0B | GST
8437 | NUECES_B0C | GST
8438 | NUECES_B0B | GST
8442 | NBEC7 | GST
8442 | NBEC7 | GST
8456 | COSW#1 | Cogen
8457 | COSW#2 | Cogen
8459 | B_DAVIS0B | GSC
8460 | B_DAVIS0A | GSC
8461 | KOCH_UP0A | Cogen
8506 | VAL #1 | Cogen
8507 | VAL #2 | Cogen
8511 | OXY_CC0A | Cogen
8517 | CELANEBI0A | Cogen
8560 | CNOPGT1 | Cogen
8561 | CNOPGT2 | Cogen
8562 | CNOPST1 | Cogen
8926 | LGE_GT10A | Cogen
8927 | LGE_GT20A | Cogen
8928 | LGE_STG0A | Cogen
8930 | ICPGN10A | Cogen
8931 | ICPGN20A | Cogen
8932 | ICPGN30A | Cogen
8933 | FGNTS001 | CC
8934 | FGNTS101 | CC
8935 | FGNTS201 | CC
8936 | MVGN#1 | CC
8937 | MVGN#2 | CC
8938 | MVGN#3 | CC
8981 | HECN1 | CC
8982 | HECN2 | CC
8983 | HECN3 | CC
9000 | DECKR_G1 | GST
9001 | DECKR_G2 | GST
9002 | DECKR_G3 | GGT
9003 | DECKR_G4 | GGT
9004 | DECKR_G5 | GGT
9005 | DECKR_G6 | GGT
9016 | SANDH_G1 | GGT
9017 | SANDH_G2 | GGT
9018 | SANDH_G3 | GGT
9019 | SANDH_G4 | GGT
9020 | SANDHG5A | CC
9021 | SANDHG5C | CC
11001 | NAV1CT | CC
11009 | NAV2CT | CC
11011 | NAV3ST | CC
11012 | NAV4CT | CC
11013 | NAV5CT | CC
11014 | NAV6ST | CC
11020 | TIEHVSG_1G | CC
11021 | TIEHVCG_1G | CC
11022 | TIEHVCG_2G | CC
11023 | TIEHVCG_3G | CC
11024 | TIEHVCG_4G | CC
11025 | TIEHVSG_2G | CC
11056 | ROSCOE_1G | Wind
11057 | CHAMPION_1G | Wind
11058 | PYRON_1G | Wind
11059 | INADALE_1G | Wind
11065 | ELBOWCK_1G | Wind
11147 | NOTREES_1G | Wind
11309 | BULLCREK_2G | Wind
11310 | BULLCREK_1G | Wind
11320 | COYOTE_1G | Wind
11691 | KMICHICT1_G | CC
11692 | KMICHICT2_G | CC
11693 | KMICHIST3_G | CC
11694 | KMICHICT4_G | CC
11695 | KMICHICT5_G | CC
11696 | KMICHIST6_G | CC
12322 | ENNSTRAC_1G | CC
12323 | ENNSTRAC_2G | CC
12411 | FPLEFR1A_G | CC
12412 | FPLEFR1B_G | CC
12413 | FPLEFR1C_G | CC
12414 | FPLEFR1S_G | CC
12421 | FPLEFR2A_G | CC
12422 | FPLEFR2B_G | CC
12423 | FPLEFR2C_G | CC
12424 | FPLEFR2S_G | CC
12440 | PARKD_1SVC8 | GST
12449 | PARKD_2SVC8 | GST
13116 | TGATEWAY_1G | CC
13117 | TGATEWAY_2G | CC
13118 | TGATEWAY_3G | CC
13119 | TGATEWAY_4G | CC
13131 | CALFREST_1G | CC
13132 | CALFREST_2G | CC
13133 | CALFREST_3G | CC
13134 | CALFREST_4G | CC
13135 | CALFREST_5G | CC
13136 | CALFREST_6G | CC
13432 | SANDOW_5G | LIGCO
32798 | BRYN_TAMUGEN | GST
32883 | BRYN_DNSBY3 | GST
32884 | BRYN_DNSBY13 | GST
32886 | BRYN_ATKINS3 | GST
32887 | BRYN_ATKINS6 | GST
32888 | BRYN_ATKINS7 | GGT
32890 | BRYN_ATKINS4 | GST
32891 | BRYN_ATKINS5 | GST
32892 | BRYN_DNSBY14 | GST
36998 | RDCNYNG1 | Wind
38332 | TNWDWRDU2_8 | Wind
38437 | TNSRBNMESA9 | Wind
38580 | TNBP_CGN1_8 | Cogen
38590 | TNBP_CGN2_8 | Cogen
38600 | TNBP_CGN3_8 | Cogen
38611 | TNBPAMCG1_8 | Cogen
38612 | TNBPAMCG2_8 | Cogen
38613 | TNBPAMCG3_8 | Cogen
38614 | TNBPAMCG4_8 | Cogen
38615 | TNBPAMCG5_8 | Cogen
38690 | TNBP_CGN4_8 | Cogen
38711 | TNTXCTY1CG8 | Cogen
38712 | TNTXCTY2CG8 | Cogen
38713 | TNTXCTY3CG8 | Cogen
38714 | TNTXCTY4CG8 | Cogen
39190 | TNSLCGN1__8 | Cogen
39470 | TNDOWCGNSG8 | Cogen
39480 | TNDOWCGNGG8 | Cogen
39760 | TNSCLP1___8 | Cogen
39770 | TNSCLP2___8 | Cogen
39775 | TNSCLP4___8 | Cogen
39790 | TNSCLP3___8 | Cogen
39960 | TNTNPONE_18 | LIGCO
39970 | TNTNPONE_28 | LIGCO
48500 | APD_GT1_8005 | Cogen
48510 | AK_GT1__8040 | Cogen
48511 | LPE_GT1_8070 | GGT
48512 | LPE_GT2_8075 | GGT
48513 | LPE_GT3_8080 | GGT
48514 | LPE_GT4_8085 | GGT
48520 | BSF_GT1_8070 | Cogen
48520 | BSF_GT1_8070 | Cogen
48521 | BVE_GT1_GT1 | CC
48522 | BVE_GT2_5035 | CC
48523 | BVE_ST1_GN1 | CC
48531 | BYU_GT1_8075 | Cogen
48532 | BYU_GT2_8055 | Cogen
48533 | BYU_GT3_8060 | Cogen
48534 | BYU_GT4_8065 | Cogen
48551 | CAL_GT1_8045 | Cogen
48552 | CAL_ST1_8000 | Cogen
48561 | CTL_GT2_8130 | Cogen
48562 | CTL_GT3_8135 | Cogen
48563 | CTL_GT4_8140 | Cogen
48564 | CTL_GN1_8145 | Cogen
48565 | CTL_GN2_8155 | Cogen
48581 | CBY_GN1_1 | GSC
48582 | CBY_GN2_2 | GSC
48583 | CBY_GT4_1 | GSC
48584 | CBY_GT4_2 | CC
48585 | CBY_ST4_1 | CC
48591 | CHE_GT2_5030 | Cogen
48593 | CHE_GT1_8015 | Cogen
48594 | CHE_GN4_8025 | Cogen
48595 | BTE_GT2_8075 | CC
48596 | BTE_GT3_8045 | CC
48597 | BTE_GT4_8055 | CC
48598 | BTE_ST1_8070 | CC
48611 | DIB_GT1_8080 | Cogen
48612 | DIB_GT2_8075 | Cogen
48613 | DIB_ST1_8085 | Cogen
48614 | DIB_GT3_8090 | Cogen
48641 | DPEC_GT15040 | CC
48642 | DPEC_GT25025 | CC
48643 | DPEC_GT35010 | CC
48644 | DPEC_GT45070 | CC
48645 | DPEC_ST55065 | CC
48651 | EP_1_2 | Cogen
48651 | EP_1_2 | Cogen
48671 | FTR_GT1_5105 | CC
48672 | FTR_GT2_5110 | CC
48673 | FTR_GT3_5085 | CC
48674 | FTR_CN4_5095 | CC
48690 | GBY_GN5_5 | GSC
48691 | GBY_73741085 | GGT
48691 | GBY_73741085 | GGT
48692 | GBY_81821075 | GGT
48692 | GBY_81821075 | GGT
48693 | GBY_83841065 | GGT
48693 | GBY_83841065 | GGT
48721 | LEG_1___1 | LIGCO
48722 | LEG_2___2 | LIGCO
48730 | MNS_GT | Cogen
48731 | CBE_GT1 | CC
48732 | CBE_GT2 | CC
48733 | CBE_ST12 | CC
48734 | CBE_GT3 | CC
48735 | CBE_GT4 | CC
48736 | CBE_ST34 | CC
48740 | PSG_GN2_8050 | Cogen
48741 | PSG_GT2_8040 | Cogen
48742 | PSG_GT3_8060 | Cogen
48761 | PR_GT1__9040 | Cogen
48772 | PHR_GN2_2 | GSC
48791 | PSA_GT1_8160 | Cogen
48792 | PSA_GT2_8155 | Cogen
48793 | PSA_GT3_8150 | Cogen
48794 | PSA_GT4_8145 | Cogen
48795 | PSA_GT5_8140 | Cogen
48796 | PSA_GN1_8165 | Cogen
48797 | PSA_GT6_8135 | Cogen
48811 | CVC_GT3_5045 | Cogen
48812 | CVC_GT2_5020 | Cogen
48813 | CVC_GT1_5035 | Cogen
48814 | CVC_ST5_5040 | Cogen
48815 | CVC_GT4_8005 | Cogen
48820 | SHELLG1_3015 | Cogen
48821 | SHELLG2 | Cogen
48822 | SHELLG3_3020 | Cogen
48822 | SHELLG3_3020 | Cogen
48841 | SJS_GT1_GT1 | Cogen
48842 | SJS_GT2_GT2 | Cogen
48845 | SOL_GT1 | Solar
48851 | SRB_GN1_1 | GST
48852 | SRB_GN2_2 | GST
48853 | SRB_GN3_3 | GST
48854 | SRB_GN4_4 | GST
48855 | SRB_GT211035 | GGT
48855 | SRB_GT211035 | GGT
48873 | THW_ST3_ST_3 | CC
48874 | THW_ST4_ST_4 | CC
48875 | THW_3132 | CC
48875 | THW_3132 | CC
48877 | THW_3334 | CC
48877 | THW_3334 | CC
48879 | THW_4142 | CC
48879 | THW_4142 | CC
48881 | THW_4344 | CC
48881 | THW_4344 | CC
48883 | THW_GT1_GT_1 | GGT
48885 | THW_5152 | GGT
48885 | THW_5152 | GGT
48886 | THW_5354 | GGT
48886 | THW_5354 | GGT
48887 | THW_5556 | GGT
48887 | THW_5556 | GGT
48911 | TGF_GT1_8000 | Cogen
48921 | WAP_GN1_1 | GST
48922 | WAP_GN2_2 | GST
48923 | WAP_GN3_3 | GST
48924 | WAP_GN4_4 | GSC
48925 | WAP_GN5_5 | LIGCO
48926 | WAP_GN6_6 | LIGCO
48927 | WAP_GN7_7 | LIGCO
48928 | WAP_GN8_8 | LIGCO
48929 | WAPGT21_GT1 | GGT
48940 | WARVUE_GT1 | Cogen
49803 | EXN_15GT | Cogen
49804 | EXN_16GT | Cogen
49805 | EXN_17GT | Cogen
49826 | EXN938GT | Cogen
49828 | EXN941GT | Cogen
49829 | EXN942GT | Cogen
49830 | EXN943GT | Cogen
49831 | EXN944GT | Cogen
49832 | EXN945GT | Cogen
49837 | EXN_GT | Cogen
49838 | EXN_14GT | Cogen
49851 | DOW17000 | Cogen
49858 | DOW38100 | Cogen
49859 | DOW38200 | Cogen
49860 | DOW38300 | Cogen
49862 | DOW39100 | Cogen
49863 | DOW39200 | Cogen
49865 | DOW41000 | Cogen
49866 | DOW42000 | Cogen
49869 | DOW49000 | Cogen
49870 | DOW61000 | Cogen
49871 | DOW62000 | Cogen
49872 | DOW63000 | Cogen
49873 | DOW64000 | Cogen
49876 | DOW65000 | Cogen
49877 | DOW66000 | Cogen
49878 | DOW67000 | Cogen
49882 | DOW81000 | Cogen
49884 | DOW82000 | Cogen
49885 | DOW83000 | Cogen
49886 | DOW84000 | Cogen
58909 | PEARSALLSCG1 | Diesel
58909 | PEARSALLSCG1 | Diesel
58909 | PEARSALLSCG1 | Diesel
58909 | PEARSALLSCG1 | Diesel
58909 | PEARSALLSCG1 | Diesel
58909 | PEARSALLSCG1 | Diesel
58919 | PEARSALLSCG2 | Diesel
58919 | PEARSALLSCG2 | Diesel
58919 | PEARSALLSCG2 | Diesel
58919 | PEARSALLSCG2 | Diesel
58919 | PEARSALLSCG2 | Diesel
58919 | PEARSALLSCG2 | Diesel
58929 | PEARSALLSCG3 | Diesel
58929 | PEARSALLSCG3 | Diesel
58929 | PEARSALLSCG3 | Diesel
58929 | PEARSALLSCG3 | Diesel
58929 | PEARSALLSCG3 | Diesel
58929 | PEARSALLSCG3 | Diesel
58949 | PEARSALLSCG4 | Diesel
58949 | PEARSALLSCG4 | Diesel
58949 | PEARSALLSCG4 | Diesel
58949 | PEARSALLSCG4 | Diesel
58949 | PEARSALLSCG4 | Diesel
58949 | PEARSALLSCG4 | Diesel
60000 | DSKY2 | Wind
60003 | KING_NE1A | Wind
60005 | KING_SE1A | Wind
60007 | KING_SW1A | Wind
60016 | WOODWRD11A | Wind
60017 | ORNNWP1 | Wind
60018 | DSKY1 | Wind
60019 | KING_NW1A | Wind
60057 | CALLAHAN1A | Wind
60058 | BUFF_GAP1A | Wind
60060 | CIRELLO | Wind
60063 | BUFF_GAP1B | Wind
60066 | H_HOLLOW1A | Wind
60068 | HHOLLOW21A | Wind
60070 | HHOLLOW31A | Wind
60072 | HHOLLOW41A | Wind
60081 | WHRLWIND1A | Wind
60201 | RIO DRCS | AVR
60202 | FRNDDRCS | AVR
71051 | L_BITTCR1_1N | Wind
71054 | L_SWEETW1_1N | Wind
71057 | L_SWEETW1_2N | Wind
71059 | L_SWEETW1_3N | Wind
71060 | L_SWEETW1_4N | Wind
71061 | L_SWEETW1_5N | Wind
76031 | L_GASCCR1_1N | Wind
76091 | L_DIVIDE1_1N | Wind
76095 | L_CAPRSI1_1N | Wind
76096 | L_CAPRSI1_2N | Wind
76097 | L_CAPRGE1_1N | Wind
80003 | MILHWYS | AVR
80012 | LAR | DCTie
80051 | FOR #8 | Cogen
80052 | FOR #9 | Cogen
80053 | FOR #10 | Cogen
80080 | GWINDT11A | Wind
80080 | GWINDT11A | Wind
80080 | GWINDT11A | Wind
80080 | GWINDT11A | Wind
80081 | GWINDT21A | Wind
80081 | GWINDT21A | Wind
80081 | GWINDT21A | Wind
80081 | GWINDT21A | Wind
80137 | CSDR89 | DCTie
80137 | CSDR89 | DCTie
80138 | CSDR7 | DCTie
80139 | CSDR56 | DCTie
80139 | CSDR56 | DCTie
80140 | CSDR11 | DCTie
80180 | PNSCALT11A | Wind
80180 | PNSCALT11A | Wind
80181 | PNSCALT21A | Wind
80181 | PNSCALT21A | Wind
80223 | REYSHR G | Cogen
80224 | VISTRONG1 | Cogen
80225 | VISTRONG2 | Cogen
80226 | ALCOA G | Cogen
80227 | AIRCO G | Cogen
80263 | B_DAVIS31A | CC
80264 | B_DAVIS41A | CC
80265 | LARECU40A | GGT
80266 | LARECU50A | GGT
86104 | CID-138 | DCTie
86105 | CID-230 | DCTie
86106 | CUF-230 | DCTie
86107 | CUF-138 | DCTie
88198 | BEEVILLE | AVR
88253 | HAMILTON | BLT
88299 | ZAPATA | BLT
88508 | FALFURRI | AVR