## Set up
Step 1 | Go to the Zones worksheet in this workbook. Make sure that the source and sink zones are set correctly and the "1"s and "-1"s are correct |  | Summary of Key Data points | Value
File Description: Cont_ Roans to Kuykendal and Tomball to Singleton OL_ Singleton to Wharton
Step 2 | Open Dennis' file that needs to have the data transferred, same file that is listed in cell K27 |  | Number of units | 645
|  |  | Dec PTDF cutoff point | 258
Step 3 | Copy columns J:X from an old Dennis' Sheet to the new sheet (if first round of a new alaysis) |  | Dec PTDF cutoff unit | FRNDDRCS
|  |  | Dec 10% unit | BBRN_2G
Step 4 | Mark the contingencies and monitored element set by a "y" in column K of Dennis' sheet, if there are a match on the filename use something to make unique |  | Dec max cumltv zone impact - cumltv zone share | 0.021612
|  |  | Dec max cumltv zone impact - cumltv zone share pt | 91
Step 5 | Enter Dennis' file name into cell K27 |  | Dec max cumltv zone impact - cumltv zone share unit | ENNSTRAC_2G
|  |  | North Zonal weighted AWGSF | 0.14489
Step 6 | click the step one button |  | Houston Zonal weighted AWGSF | -0.17565
|  |  | Inc PTDF cutoff point | 387
Step 7 | Enter the line ratings in Dennis' workbook, the Input worksheet, in the cells |  | Inc PTDF cutoff unit | SANDOW_5G
| X6:X30, or to the end of the selected list. |  | Inc 10% unit | CBY_GT4_2
|  |  | Inc max cumltv zone impact - cumltv zone share | 0.1399
Step 8 | Check to see that the number of generators in Dennis' file matches the length |  | Inc max cumltv zone impact - cumltv zone share pt | 167
| of the formulas in columns L:V (Distributed Slack - Dec) have been copied through to the apporpriate number of rows |  | Inc max cumltv zone impact - cumltv zone share unit | CBE_ST34
| If Dennis' sheet data is less than this file then clear any old unit data in columns A:K of this workbook to match the correct leng |  | North Zonal weighted AWGSF | 0.14489
| It is only necessary to match the Distributed Slack - Dec worksheet. |  | Houston Zonal weighted AWGSF | -0.17565
|  |  | Min of zone correlation | 0.10018
Step 9 | Click the step 2 button |  | Bounary gen in Houston Zone | 0
| The last file saved will still be open, yopu will need to close this file. |  | Bounary gen in soucre zone as % of line | 0%
| This sheet willno longer be open. |  | Bounary gen in North Zone | 0
|  |  | Bounary gen in soucre zone as % of line | 0
|  |  | OL element line rating | 1450
|  |  | North Zonal weighted AWGSF | 0.14489
|  | NH_043009automation.xls | Houston Zonal weighted AWGSF | -0.17565
Copy Dennis' data step 1
Copy Dennis' Data Step 2

## Distributed Slack - Dec
Number of Bus | Name of Bus | ID | Area Name of Gen | AGC | P Sensitivity of Bus | Gen MW | Min MW | Max MW | V Sensitivity of Bus | Set Volt | Tech Type | Zone Impact | Zone Correlation | Inc Max | Dec Max | Souce S.F. Weighting | Souce Capacity | Sink S.F. Weighting | Sink Capacity | PTDF Calc | PTDF Weighting | Cumulative Share of Zonal Cap | Cumulative Share of Zonal Impact | Cont_ Roans to Kuykendal and Tomball to Singleton OL_ Singleton to Wharton |  | i_PTDF_DEC_pt | 258 |  | ENNSTRAC_2G | Unit at max
48671 | FTR_GT1_5105 | 1 | North | YES | 0.21396 | 154.2 | 0 | 154.2 | 0 | 1.0319 | CC | 1 | 0.3896 | 154.2 | 154.2 | 32.992 | 154.2 |  |  | 0.3896 | 60.0769 | 0.0036608 | 0.0045292 |  |  | i_10pctunit | 20 |  | 91 | # units @ max
48672 | FTR_GT2_5110 | 2 | North | YES | 0.21396 | 159 | 0 | 159 | 0 | 1.0319 | CC | 1 | 0.3896 | 159 | 159 | 34.019 | 159 |  |  | 0.3896 | 61.947 | 0.0074355 | 0.0091993 |  |  | # units | 645 |  | 0.021612 | delta max
48673 | FTR_GT3_5085 | 3 | North | YES | 0.21396 | 158 | 0 | 158 | 0 | 1.0319 | CC | 1 | 0.3896 | 158 | 158 | 33.805 | 158 |  |  | 0.3896 | 61.5574 | 0.011187 | 0.01384 | [5 empty] | Delta
48674 | FTR_CN4_5095 | 4 | North | YES | 0.21396 | 380 | 0 | 380 | 0 | 1.0319 | CC | 1 | 0.3896 | 380 | 380 | 81.3033 | 380 |  |  | 0.3896 | 148.0494 | 0.020208 | 0.025002 | Weighted Shift Factors |  |  |  | 1 | 0.00086839
990 | GIBN_CREK_G1 | 1 | North | YES | 0.20761 | 463 | 200 | 463 | 0 | 1.0275 | LIGCO | 1 | 0.38326 | 0 | 463 | 96.1239 | 463 |  |  | 0.38326 | 177.4487 | 0.0312 | 0.038379 | North | 0.14489 |  |  | 2 | 0.0017638
32798 | BRYN_TAMUGEN | 1 | North | YES | 0.19306 | 32 | 0 | 32 |  | 1.02 | GST | 1 | 0.36871 | 32 | 32 | 6.178 | 32 |  |  | 0.36871 | 11.7987 | 0.031959 | 0.039269 | Houston | -0.17565 |  |  | 3 | 0.0026536
32886 | BRYN_ATKINS3 | MB | North | YES | 0.19079 | 0 | 5 | 12 |  | 1 | GST | 1 | 0.36644 | 0 | 0 | 0 | 0 |  |  | 0.36644 | 0 | 0.031959 | 0.039269 |  |  |  |  | 4 | 0.0047936
32887 | BRYN_ATKINS6 | MB | North | YES | 0.19079 | 0 | 12 | 51 |  | 1.028 | GST | 1 | 0.36644 | 0 | 0 | 0 | 0 |  |  | 0.36644 | 0 | 0.031959 | 0.039269 |  |  |  |  | 5 | 0.0071796
32888 | BRYN_ATKINS7 | 1 | North | YES | 0.19079 | 13.6 | 4 | 17 |  | 1.028 | GGT | 1 | 0.36644 | 17 | 17 | 3.2434 | 17 |  |  | 0.36644 | 6.2295 | 0.032363 | 0.039738 |  |  |  |  | 6 | 0.0073094
32890 | BRYN_ATKINS4 | MB | North | YES | 0.19079 | 0 | 5 | 22 |  | 1.031 | GST | 1 | 0.36644 | 0 | 0 | 0 | 0 |  |  | 0.36644 | 0 | 0.032363 | 0.039738 |  |  |  |  | 7 | 0.0073094
32891 | BRYN_ATKINS5 | MB | North | YES | 0.19079 | 0 | 5 | 25 |  | 1.031 | GST | 1 | 0.36644 | 0 | 0 | 0 | 0 |  |  | 0.36644 | 0 | 0.032363 | 0.039738 |  |  |  |  | 8 | 0.0073094
32883 | BRYN_DNSBY3 | 1 | North | YES | 0.18638 | 0 | 2 | 48 |  | 1.015 | GST | 1 | 0.36202 | 48 | 48 | 8.9461 | 48 |  |  | 0.36202 | 17.3772 | 0.033503 | 0.041049 |  |  |  |  | 9 | 0.0073754
32884 | BRYN_DNSBY13 | 1 | North | YES | 0.18638 | 46 | 2 | 46 | 0 | 1.015 | GST | 1 | 0.36202 | 46 | 46 | 8.5733 | 46 |  |  | 0.36202 | 16.6531 | 0.034595 | 0.042304 |  |  |  |  | 10 | 0.0073754
32892 | BRYN_DNSBY14 | 1 | North | YES | 0.18638 | 84 | 25 | 105 | 0 | 1.035 | GST | 1 | 0.36202 | 105 | 105 | 19.5696 | 105 |  |  | 0.36202 | 38.0126 | 0.037087 | 0.04517 |  |  |  |  | 11 | 0.0073754
39960 | TNTNPONE_18 | 1 | North | YES | 0.18215 | 152.3 | 30 | 152.3 |  | 1.04 | LIGCO | 1 | 0.3578 | 0 | 152.3 | 27.7413 | 152.3 |  |  | 0.3578 | 54.4924 | 0.040703 | 0.049278 |  |  |  |  | 12 | 0.0075459
39970 | TNTNPONE_28 | 1 | North | YES | 0.18215 | 153 | 30 | 153 |  | 1.04 | LIGCO | 1 | 0.3578 | 0 | 153 | 27.8688 | 153 |  |  | 0.3578 | 54.7429 | 0.044335 | 0.053405 |  |  |  |  | 13 | 0.0077094
48721 | LEG_1___1 | 1 | North | YES | 0.17221 | 827 | 357 | 827 | 0 | 1.0348 | LIGCO | 1 | 0.34786 | 0 | 827 | 142.421 | 827 |  |  | 0.34786 | 287.6816 | 0.063969 | 0.075093 |  |  |  |  | 14 | 0.0080824
48722 | LEG_2___2 | 2 | North | YES | 0.17221 | 819 | 357 | 819 | 0 | 1.0348 | LIGCO | 1 | 0.34786 | 0 | 819 | 141.0433 | 819 |  |  | 0.34786 | 284.8987 | 0.083412 | 0.096572 |  |  |  |  | 15 | 0.0085748
3381 | BBRN_1G | 1 | North | YES | 0.15664 | 618 | 225 | 618 | 0 | 1.03 | LIGCO | 1 | 0.33229 | 0 | 618 | 96.8023 | 618 |  |  | 0.33229 | 205.3525 | 0.098084 | 0.11205 |  |  |  |  | 16 | 0.0090696
3382 | BBRN_2G | 2 | North | YES | 0.15664 | 589 | 225 | 589 | 0 | 1.03 | LIGCO | 1 | 0.33229 | 0 | 589 | 92.2598 | 589 |  |  | 0.33229 | 195.7162 | 0.11207 | 0.12681 |  |  |  |  | 17 | 0.011124
13131 | CALFREST_1G | 1 | North | YES | 0.15537 | 150.7 | 40 | 150.7 | 0 | 1.031 | CC | 1 | 0.33101 | 150.7 | 150.7 | 23.4137 | 150.7 |  |  | 0.33101 | 49.8838 | 0.11564 | 0.13057 |  |  |  |  | 18 | 0.013159
13132 | CALFREST_2G | 2 | North | YES | 0.15537 | 151 | 57 | 151 | 0 | 1.031 | CC | 1 | 0.33101 | 151 | 151 | 23.4603 | 151 |  |  | 0.33101 | 49.9831 | 0.11923 | 0.13434 |  |  |  |  | 19 | 0.013969
13133 | CALFREST_3G | 3 | North | YES | 0.15537 | 177.4 | 40 | 177.4 | 0 | 1.031 | CC | 1 | 0.33101 | 177.4 | 177.4 | 27.5619 | 177.4 |  |  | 0.33101 | 58.7218 | 0.12344 | 0.13876 |  |  |  |  | 20 | 0.014741
13134 | CALFREST_4G | 4 | North | YES | 0.1551 | 151.5 | 40 | 151.5 | 0 | 1.031 | CC | 1 | 0.33075 | 151.5 | 151.5 | 23.4973 | 151.5 |  |  | 0.33075 | 50.108 | 0.12704 | 0.14254 |  |  |  |  | 21 | 0.014924
13135 | CALFREST_5G | 5 | North | YES | 0.1551 | 152.3 | 57 | 152.3 | 0 | 1.031 | CC | 1 | 0.33075 | 152.3 | 152.3 | 23.6214 | 152.3 |  |  | 0.33075 | 50.3726 | 0.13065 | 0.14634 |  |  |  |  | 22 | 0.015107
13136 | CALFREST_6G | 6 | North | YES | 0.1551 | 177.5 | 40 | 177.5 | 0 | 1.031 | CC | 1 | 0.33075 | 177.5 | 177.5 | 27.5299 | 177.5 |  |  | 0.33075 | 58.7073 | 0.13487 | 0.15077 |  |  |  |  | 23 | 0.015323
3107 | STRYKER_1G | 1 | North | YES | 0.14957 | 145.6 | 45 | 182 | 0 | 1.029 | GST | 1 | 0.32522 | 182 | 182 | 27.2225 | 182 |  |  | 0.32522 | 59.1903 | 0.13919 | 0.15523 |  |  |  |  | 24 | 0.015504
3108 | STRYKER_2G | 2 | North | YES | 0.14957 | 484 | 75 | 484 | 0 | 1.029 | GST | 1 | 0.32522 | 484 | 484 | 72.3938 | 484 |  |  | 0.32522 | 157.4073 | 0.15068 | 0.16709 |  |  |  |  | 25 | 0.015686
3309 | ASPN_G | 1 | North | YES | 0.14949 | 50 | 0 | 50 |  | 1 | Bio | 1 | 0.32513 | 50 | 50 | 7.4744 | 50 |  |  | 0.32513 | 16.2567 | 0.15187 | 0.16832 |  |  |  |  | 26 | 0.015898
3348 | CHAMPION_1G | MB | North | YES | 0.14943 | 0 | 42 | 42 |  | 1 | Cogen | 1 | 0.32508 | 0 | 0 | 0 | 0 |  |  | 0.32508 | 0 | 0.15187 | 0.16832 |  |  |  |  | 27 | 0.016039
13116 | TGATEWAY_1G | 1 | North | YES | 0.14892 | 151 | 30 | 151 | 0 | 1.0232 | CC | 1 | 0.32457 | 151 | 151 | 22.4872 | 151 |  |  | 0.32457 | 49.01 | 0.15545 | 0.17201 |  |  |  |  | 28 | 0.016416
13117 | TGATEWAY_2G | 2 | North | YES | 0.14892 | 130 | 30 | 130 | 0 | 1.0232 | CC | 1 | 0.32457 | 130 | 130 | 19.3599 | 130 |  |  | 0.32457 | 42.1941 | 0.15854 | 0.1752 |  |  |  |  | 29 | 0.016454
13118 | TGATEWAY_3G | 3 | North | YES | 0.14892 | 148 | 30 | 148 | 0 | 1.0232 | CC | 1 | 0.32457 | 148 | 148 | 22.0405 | 148 |  |  | 0.32457 | 48.0363 | 0.16205 | 0.17882 |  |  |  |  | 30 | 0.016454
13119 | TGATEWAY_4G | 4 | North | YES | 0.14892 | 399 | 65 | 399 | 0 | 1.0232 | CC | 1 | 0.32457 | 399 | 399 | 59.4199 | 399 |  |  | 0.32457 | 129.5033 | 0.17152 | 0.18858 |  |  |  |  | 31 | 0.016564
3097 | MARTLAKE_1G | 1 | North | YES | 0.14836 | 790 | 500 | 790 | 0 | 1.017 | LIGCO | 1 | 0.32401 | 0 | 790 | 117.2083 | 790 |  |  | 0.32401 | 255.97 | 0.19028 | 0.20788 |  |  |  |  | 32 | 0.016659
3098 | MARTLAKE_2G | 2 | North | YES | 0.14836 | 795 | 461 | 795 | 0 | 1.017 | LIGCO | 1 | 0.32401 | 0 | 795 | 117.9502 | 795 |  |  | 0.32401 | 257.59 | 0.20915 | 0.2273 |  |  |  |  | 33 | 0.016767
3099 | MARTLAKE_3G | 3 | North | YES | 0.14836 | 804 | 500 | 804 | 0 | 1.017 | LIGCO | 1 | 0.32401 | 0 | 804 | 119.2855 | 804 |  |  | 0.32401 | 260.5061 | 0.22824 | 0.24694 |  |  |  |  | 34 | 0.017058
3126 | TRINIDAD_6G | 1 | North | YES | 0.1447 | 179.2 | 46 | 224 | 0 | 1 | GST | 1 | 0.32035 | 224 | 224 | 32.4137 | 224 |  |  | 0.32035 | 71.7588 | 0.23356 | 0.25235 |  |  |  |  | 35 | 0.0176
12411 | FPLEFR1A_G | 1 | North | YES | 0.14447 | 161 | 72 | 161 | 0 | 1 | CC | 1 | 0.32011 | 161 | 161 | 23.2589 | 161 |  |  | 0.32011 | 51.5381 | 0.23738 | 0.25623 |  |  |  |  | 36 | 0.018146
12412 | FPLEFR1B_G | 2 | North | YES | 0.14447 | 164 | 72 | 164 | 0 | 1 | CC | 1 | 0.32011 | 164 | 164 | 23.6923 | 164 |  |  | 0.32011 | 52.4985 | 0.24127 | 0.26019 |  |  |  |  | 37 | 0.018698
12413 | FPLEFR1C_G | 3 | North | YES | 0.14447 | 164 | 72 | 164 | 0 | 1 | CC | 1 | 0.32011 | 164 | 164 | 23.6923 | 164 |  |  | 0.32011 | 52.4985 | 0.24517 | 0.26415 |  |  |  |  | 38 | 0.01879
12414 | FPLEFR1S_G | 4 | North | YES | 0.14447 | 414 | 191 | 414 | 0 | 1 | CC | 1 | 0.32011 | 414 | 414 | 59.8085 | 414 |  |  | 0.32011 | 132.5266 | 0.25499 | 0.27414 |  |  |  |  | 39 | 0.018854
12421 | FPLEFR2A_G | 1 | North | YES | 0.14447 | 162 | 72 | 162 | 0 | 1 | CC | 1 | 0.32011 | 162 | 162 | 23.4033 | 162 |  |  | 0.32011 | 51.8582 | 0.25884 | 0.27805 |  |  |  |  | 40 | 0.018918
12422 | FPLEFR2B_G | 2 | North | YES | 0.14447 | 161 | 72 | 161 | 0 | 1 | CC | 1 | 0.32011 | 161 | 161 | 23.2589 | 161 |  |  | 0.32011 | 51.5381 | 0.26266 | 0.28193 |  |  |  |  | 41 | 0.018982
12423 | FPLEFR2C_G | 3 | North | YES | 0.14447 | 163 | 72 | 163 | 0 | 1 | CC | 1 | 0.32011 | 163 | 163 | 23.5478 | 163 |  |  | 0.32011 | 52.1784 | 0.26653 | 0.28587 |  |  |  |  | 42 | 0.019145
12424 | FPLEFR2S_G | 4 | North | YES | 0.14447 | 415 | 191 | 415 | 0 | 1 | CC | 1 | 0.32011 | 415 | 415 | 59.953 | 415 |  |  | 0.32011 | 132.8467 | 0.27638 | 0.29588 |  |  |  |  | 43 | 0.019209
2451 | LKHB1_G | 1 | North | YES | 0.14375 | 0 | 80 | 391 |  | 1.022 | GST | 1 | 0.31939 | 391 | 391 | 56.2043 | 391 |  |  | 0.31939 | 124.8825 | 0.28567 | 0.3053 |  |  |  |  | 44 | 0.019272
2452 | LKHB2_G | 2 | North | YES | 0.14375 | 516 | 80 | 516 | 0 | 1.022 | GST | 1 | 0.31939 | 516 | 516 | 74.1724 | 516 |  |  | 0.31939 | 164.8066 | 0.29792 | 0.31772 |  |  |  |  | 45 | 0.019336
12440 | PARKD_1SVC8 | 1 | North | YES | 0.14368 | 0 | 0 | 0 | 0 | 1.007 | GST | 1 | 0.31933 | 0 | 0 | 0 | 0 |  |  | 0.31933 | 0 | 0.29792 | 0.31772 |  |  |  |  | 46 | 0.019499
12449 | PARKD_2SVC8 | 1 | North | YES | 0.14368 | 0 | 0 | 0 | 0 | 1.007 | GST | 1 | 0.31933 | 0 | 0 | 0 | 0 |  |  | 0.31933 | 0 | 0.29792 | 0.31772 |  |  |  |  | 47 | 0.019631
948 | STEAM1 | 1 | North | YES | 0.14333 | 0 | 12 | 20 |  | 1.02 | GST | 1 | 0.31898 | 20 | 20 | 2.8667 | 20 |  |  | 0.31898 | 6.3796 | 0.29839 | 0.3182 |  |  |  |  | 48 | 0.019806
949 | STEAM2 | 1 | North | YES | 0.14333 | 26 | 8 | 26 | 0 | 0.99 | GST | 1 | 0.31898 | 26 | 26 | 3.7267 | 26 |  |  | 0.31898 | 8.2935 | 0.29901 | 0.31883 |  |  |  |  | 49 | 0.019806
950 | STEAM3 | 1 | North | YES | 0.14333 | 41 | 13 | 42 | 0 | 1.02 | GST | 1 | 0.31898 | 42 | 42 | 6.02 | 42 |  |  | 0.31898 | 13.3972 | 0.30001 | 0.31984 |  |  |  |  | 50 | 0.019806
837 | NEWMAN_G5 | 1 | North | YES | 0.14317 | 0 | 15 | 40 |  | 1.01 | GST | 1 | 0.31882 | 40 | 40 | 5.7268 | 40 |  |  | 0.31882 | 12.7527 | 0.30096 | 0.3208 |  |  |  |  | 51 | 0.019812
842 | OLINGER_G1 | 1 | North | YES | 0.14315 | 55.4 | 20 | 79 | 0 | 1.03 | GST | 1 | 0.31879 | 79 | 79 | 11.3086 | 79 |  |  | 0.31879 | 25.1848 | 0.30283 | 0.3227 |  |  |  |  | 52 | 0.01982
843 | OLINGER_G2 | 1 | North | YES | 0.14315 | 76.2 | 25 | 110 | 0 | 1.03 | GST | 1 | 0.31879 | 110 | 110 | 15.7462 | 110 |  |  | 0.31879 | 35.0674 | 0.30544 | 0.32534 |  |  |  |  | 53 | 0.019833
844 | OLINGER_G3 | 1 | North | YES | 0.14315 | 103.9 | 45 | 150 | 0 | 1.03 | GST | 1 | 0.31879 | 150 | 150 | 21.472 | 150 |  |  | 0.31879 | 47.8192 | 0.309 | 0.32895 |  |  |  |  | 54 | 0.019844
845 | OLINGER_G4 | 1 | North | YES | 0.14315 | 51.9 | 0 | 76 | 0 | 1.03 | GGT | 1 | 0.31879 | 76 | 76 | 10.8792 | 76 |  |  | 0.31879 | 24.2284 | 0.31081 | 0.33077 |  |  |  |  | 55 | 0.019868
1701 | MOSES_1G | 1 | North | YES | 0.14288 | 558 | 175 | 558 | 0 | 1.023 | LIGCO | 1 | 0.31853 | 0 | 558 | 79.7265 | 558 |  |  | 0.31853 | 177.7379 | 0.32406 | 0.34417 |  |  |  |  | 56 | 0.0199
1702 | MOSES_2G | 2 | North | YES | 0.14288 | 579 | 175 | 579 | 0 | 1.023 | LIGCO | 1 | 0.31853 | 0 | 579 | 82.7269 | 579 |  |  | 0.31853 | 184.4269 | 0.3378 | 0.35808 |  |  |  |  | 57 | 0.019944
1703 | MOSES_3G | 3 | North | YES | 0.14288 | 808 | 463 | 808 | 0 | 1.023 | LIGCO | 1 | 0.31853 | 0 | 808 | 115.4462 | 808 |  |  | 0.31853 | 257.3695 | 0.35698 | 0.37748 |  |  |  |  | 58 | 0.019966
5925 | DCEAST | EQ | North | YES | 0.14288 | 400.3 | -600 | 600 | 0 | 1.025 | DCTie | 1 | 0.31853 | 0 | 0 | 0 | 0 |  |  | 0.31853 | 0 | 0.35698 | 0.37748 |  |  |  |  | 59 | 0.020119
1675 | PEC_1G | 1 | North | YES | 0.14274 | 76.7 | 35 | 76.7 | 0 | 1.022 | Cogen | 1 | 0.31839 | 0 | 0 | 0 | 0 |  |  | 0.31839 | 0 | 0.35698 | 0.37748 |  |  |  |  | 60 | 0.020277
1676 | PEC_2G | 2 | North | YES | 0.14274 | 79.6 | 35 | 79.6 | 0 | 1.022 | Cogen | 1 | 0.31839 | 0 | 0 | 0 | 0 |  |  | 0.31839 | 0 | 0.35698 | 0.37748 |  |  |  |  | 61 | 0.020497
1677 | PEC_3G | 3 | North | YES | 0.14274 | 88.4 | 35 | 88.4 | 0 | 1.022 | Cogen | 1 | 0.31839 | 0 | 0 | 0 | 0 |  |  | 0.31839 | 0 | 0.35698 | 0.37748 |  |  |  |  | 62 | 0.020497
1678 | LAMARPWR_1G | 1 | North | YES | 0.14265 | 160 | 67.7 | 160 | 0 | 1.038 | CC | 1 | 0.3183 | 160 | 160 | 22.824 | 160 |  |  | 0.3183 | 50.9276 | 0.36078 | 0.38132 |  |  |  |  | 63 | 0.020497
1679 | LAMARPWR_2G | 2 | North | YES | 0.14265 | 156 | 67.7 | 156 | 0 | 1.038 | CC | 1 | 0.3183 | 156 | 156 | 22.2534 | 156 |  |  | 0.3183 | 49.6544 | 0.36449 | 0.38506 |  |  |  |  | 64 | 0.020497
1680 | LAMARPWR_3G | 3 | North | YES | 0.14265 | 196 | 129.1 | 196 | 0 | 1.038 | CC | 1 | 0.3183 | 196 | 196 | 27.9594 | 196 |  |  | 0.3183 | 62.3863 | 0.36914 | 0.38977 |  |  |  |  | 65 | 0.020497
1681 | LAMARPWR_4G | 4 | North | YES | 0.14265 | 156 | 67.7 | 156 | 0 | 1.038 | CC | 1 | 0.3183 | 156 | 156 | 22.2534 | 156 |  |  | 0.3183 | 49.6544 | 0.37284 | 0.39351 |  |  |  |  | 66 | 0.020538
1682 | LAMARPWR_5G | 5 | North | YES | 0.14265 | 157 | 67.7 | 157 | 0 | 1.038 | CC | 1 | 0.3183 | 157 | 157 | 22.396 | 157 |  |  | 0.3183 | 49.9727 | 0.37657 | 0.39728 |  |  |  |  | 67 | 0.020578
1683 | LAMARPWR_6G | 6 | North | YES | 0.14265 | 198 | 129.1 | 198 | 0 | 1.038 | CC | 1 | 0.3183 | 198 | 198 | 28.2447 | 198 |  |  | 0.3183 | 63.0229 | 0.38127 | 0.40203 |  |  |  |  | 68 | 0.020628
1689 | VALLEY_3G | 3 | North | YES | 0.14252 | 0 | 25 | 375 |  | 1.003 | GST | 1 | 0.31817 | 375 | 375 | 53.4457 | 375 |  |  | 0.31817 | 119.3136 | 0.39017 | 0.41102 |  |  |  |  | 69 | 0.020668
11691 | KMICHICT1_G | 1 | North | YES | 0.14252 | 144 | 80 | 144 | 0 | 1.026 | CC | 1 | 0.31817 | 144 | 144 | 20.5232 | 144 |  |  | 0.31817 | 45.8164 | 0.39359 | 0.41448 |  |  |  |  | 70 | 0.020709
11692 | KMICHICT2_G | 2 | North | YES | 0.14252 | 146 | 80 | 146 | 0 | 1.026 | CC | 1 | 0.31817 | 146 | 146 | 20.8082 | 146 |  |  | 0.31817 | 46.4528 | 0.39706 | 0.41798 |  |  |  |  | 71 | 0.020759
11693 | KMICHIST3_G | 3 | North | YES | 0.14252 | 312 | 60 | 312 | 0 | 1.026 | CC | 1 | 0.31817 | 312 | 312 | 44.4669 | 312 |  |  | 0.31817 | 99.2689 | 0.40446 | 0.42546 |  |  |  |  | 72 | 0.020852
11694 | KMICHICT4_G | 4 | North | YES | 0.14252 | 144 | 80 | 144 | 0 | 1.026 | CC | 1 | 0.31817 | 144 | 144 | 20.5232 | 144 |  |  | 0.31817 | 45.8164 | 0.40788 | 0.42892 |  |  |  |  | 73 | 0.020887
11695 | KMICHICT5_G | 5 | North | YES | 0.14252 | 148 | 80 | 148 | 0 | 1.026 | CC | 1 | 0.31817 | 148 | 148 | 21.0933 | 148 |  |  | 0.31817 | 47.0891 | 0.4114 | 0.43247 |  |  |  |  | 74 | 0.020923
11696 | KMICHIST6_G | 6 | North | YES | 0.14252 | 310 | 60 | 310 | 0 | 1.026 | CC | 1 | 0.31817 | 310 | 310 | 44.1818 | 310 |  |  | 0.31817 | 98.6326 | 0.41876 | 0.4399 |  |  |  |  | 75 | 0.021
1687 | VALLEY_1G | 1 | North | YES | 0.14223 | 136 | 15 | 170 | 0 | 1.029 | GST | 1 | 0.31788 | 170 | 170 | 24.1798 | 170 |  |  | 0.31788 | 54.0399 | 0.42279 | 0.44398 |  |  |  |  | 76 | 0.021035
1688 | VALLEY_2G | 2 | North | YES | 0.14223 | 527 | 90 | 527 | 0 | 1.029 | GSC | 1 | 0.31788 | 527 | 527 | 74.9573 | 527 |  |  | 0.31788 | 167.5236 | 0.4353 | 0.45661 |  |  |  |  | 77 | 0.021072
2413 | MTCK6_G | 6 | North | YES | 0.14222 | 0 | 30 | 118 |  | 1.022 | GST | 1 | 0.31787 | 118 | 118 | 16.7822 | 118 |  |  | 0.31787 | 37.5086 | 0.4381 | 0.45944 |  |  |  |  | 78 | 0.021148
2414 | MTCK7_G | 7 | North | YES | 0.14222 | 0 | 30 | 115 |  | 1.022 | GST | 1 | 0.31787 | 115 | 115 | 16.3555 | 115 |  |  | 0.31787 | 36.555 | 0.44084 | 0.46219 |  |  |  |  | 79 | 0.021186
2417 | MTCK8_G | 8 | North | YES | 0.14222 | 444.8 | 60 | 556 | 0 | 1.022 | GSC | 1 | 0.31787 | 556 | 556 | 79.0754 | 556 |  |  | 0.31787 | 176.7355 | 0.45403 | 0.47552 |  |  |  |  | 80 | 0.021304
6948 | DENISNDM | 1 | North | YES | 0.142 | 40 | 5 | 40 |  | 1.015 | Hydro | 1 | 0.31765 | 0 | 0 | 0 | 0 |  |  | 0.31765 | 0 | 0.45403 | 0.47552 |  |  |  |  | 81 | 0.021331
6948 | DENISNDM | 2 | North | YES | 0.142 | 31 | 5 | 40 |  | 1.015 | Hydro | 1 | 0.31765 | 0 | 0 | 0 | 0 |  |  | 0.31765 | 0 | 0.45403 | 0.47552 |  |  |  |  | 82 | 0.021357
2371 | COLLIN_1G | MB | North | YES | 0.1413 | 0 | 40 | 138 |  | 1.022 | GST | 1 | 0.31695 | 0 | 0 | 0 | 0 |  |  | 0.31695 | 0 | 0.45403 | 0.47552 |  |  |  |  | 83 | 0.021481
2381 | NTHLK1_G | 1 | North | YES | 0.14105 | 0 | 35 | 156 |  | 1.022 | GST | 1 | 0.3167 | 156 | 156 | 22.0036 | 156 |  |  | 0.3167 | 49.4047 | 0.45774 | 0.47924 |  |  |  |  | 84 | 0.021481
2382 | NTHLK2_G | 2 | North | YES | 0.14105 | 0 | 35 | 181 |  | 1.022 | GST | 1 | 0.3167 | 181 | 181 | 25.5299 | 181 |  |  | 0.3167 | 57.3221 | 0.46204 | 0.48356 |  |  |  |  | 85 | 0.021481
2383 | NTHLK3_G | 3 | North | YES | 0.14105 | 0 | 50 | 329 |  | 1.022 | GST | 1 | 0.3167 | 329 | 329 | 46.4051 | 329 |  |  | 0.3167 | 104.1932 | 0.46985 | 0.49142 |  |  |  |  | 86 | 0.021481
12322 | ENNSTRAC_1G | 1 | North | YES | 0.141 | 196 | 130 | 196 | 0 | 1.036 | CC | 1 | 0.31665 | 196 | 196 | 27.6366 | 196 |  |  | 0.31665 | 62.0635 | 0.4745 | 0.4961 |  |  |  |  | 87 | 0.021502
12323 | ENNSTRAC_2G | 2 | North | YES | 0.141 | 116 | 100 | 116 | 0 | 1.036 | CC | 1 | 0.31665 | 116 | 116 | 16.3563 | 116 |  |  | 0.31665 | 36.7315 | 0.47725 | 0.49886 |  |  |  |  | 88 | 0.021526
923 | SPENCER_G4 | 1 | North | YES | 0.13865 | 48 | 20 | 61 | 0 | 1.03 | GST | 1 | 0.31429 | 61 | 61 | 8.4574 | 61 |  |  | 0.31429 | 19.1719 | 0.4787 | 0.50031 |  |  |  |  | 89 | 0.021571
924 | SPENCER_G5 | 1 | North | YES | 0.13865 | 52 | 20 | 66 | 0 | 1.03 | GST | 1 | 0.31429 | 66 | 66 | 9.1506 | 66 |  |  | 0.31429 | 20.7434 | 0.48027 | 0.50187 |  |  |  |  | 90 | 0.021597
1948 | HANDLEY_4G | 4 | North | YES | 0.13764 | 348 | 150 | 435 | 0 | 1.022 | GST | 1 | 0.31329 | 435 | 435 | 59.8751 | 435 |  |  | 0.31329 | 136.2819 | 0.4906 | 0.51215 |  |  |  |  | 91 | 0.021612
1947 | HANDLEY_3G | 3 | North | YES | 0.13741 | 316 | 100 | 395 | 0 | 1.022 | GST | 1 | 0.31306 | 395 | 395 | 54.2769 | 395 |  |  | 0.31306 | 123.6578 | 0.49997 | 0.52147 |  |  |  |  | 92 | 0.021609
1949 | HANDLEY_5G | 5 | North | YES | 0.13741 | 348 | 150 | 435 | 0 | 1.022 | GST | 1 | 0.31306 | 435 | 435 | 59.7734 | 435 |  |  | 0.31306 | 136.1801 | 0.5103 | 0.53174 |  |  |  |  | 93 | 0.021606
1941 | MDLTHELP_1G | 1 | North | YES | 0.13739 | 216.4 | 74 | 216.4 | 0 | 1 | CC | 1 | 0.31304 | 216.4 | 216.4 | 29.7323 | 216.4 |  |  | 0.31304 | 67.7424 | 0.51544 | 0.53684 |  |  |  |  | 94 | 0.021553
1942 | MDLTHELP_2G | 2 | North | YES | 0.13739 | 216.1 | 74 | 216.1 | 0 | 1 | CC | 1 | 0.31304 | 216.1 | 216.1 | 29.6911 | 216.1 |  |  | 0.31304 | 67.6485 | 0.52057 | 0.54194 |  |  |  |  | 95 | 0.021498
728 | WOLFRIDGE801 | 1 | North | YES | 0.13737 | 11.2 | 0 | 112.5 | 0 | 0.99 | Wind | 1 | 0.31302 | 0 | 112.5 | 15.4543 | 112.5 |  |  | 0.31302 | 35.2147 | 0.52324 | 0.5446 |  |  |  |  | 96 | 0.021438
1861 | EAGLEMNT_1G | MB | North | YES | 0.13684 | 0 | 30 | 112 |  | 1.022 | GST | 1 | 0.31248 | 0 | 0 | 0 | 0 |  |  | 0.31248 | 0 | 0.52324 | 0.5446 |  |  |  |  | 97 | 0.021407
1862 | EAGLEMNT_2G | MB | North | YES | 0.13684 | 0 | 40 | 100 |  | 1.022 | GST | 1 | 0.31248 | 0 | 0 | 0 | 0 |  |  | 0.31248 | 0 | 0.52324 | 0.5446 |  |  |  |  | 98 | 0.021377
1863 | EAGLEMNT_3G | MB | North | YES | 0.13684 | 0 | 50 | 378 |  | 1.022 | GST | 1 | 0.31248 | 0 | 0 | 0 | 0 |  |  | 0.31248 | 0 | 0.52324 | 0.5446 |  |  |  |  | 99 | 0.021361
1937 | MDLTHELP_5G | 5 | North | YES | 0.13601 | 224 | 74 | 224 | 0 | 1 | CC | 1 | 0.31165 | 224 | 224 | 30.4656 | 224 |  |  | 0.31165 | 69.8106 | 0.52856 | 0.54986 |  |  |  |  | 100 | 0.021361
1938 | MDLTHELP_6G | 6 | North | YES | 0.13601 | 226 | 74 | 226 | 0 | 1 | CC | 1 | 0.31165 | 226 | 226 | 30.7376 | 226 |  |  | 0.31165 | 70.4339 | 0.53392 | 0.55517 |  |  |  |  | 101 | 0.021361
1943 | MDLTHELP_3G | 3 | North | YES | 0.13601 | 212 | 74 | 212 | 0 | 1 | CC | 1 | 0.31165 | 212 | 212 | 28.8335 | 212 |  |  | 0.31165 | 66.0708 | 0.53895 | 0.56015 |  |  |  |  | 102 | 0.021361
1944 | MDLTHELP_4G | 4 | North | YES | 0.13601 | 211 | 74 | 211 | 0 | 1 | CC | 1 | 0.31165 | 211 | 211 | 28.6975 | 211 |  |  | 0.31165 | 65.7591 | 0.54396 | 0.56511 |  |  |  |  | 103 | 0.021306
580 | JCKCNTY801 | 1 | North | YES | 0.13548 | 288 | 0 | 288 | 0 | 1.022 | CC | 1 | 0.31113 | 288 | 288 | 39.018 | 288 |  |  | 0.31113 | 89.6045 | 0.5508 | 0.57187 |  |  |  |  | 104 | 0.021251
581 | JCKCNTY802 | 2 | North | YES | 0.13548 | 147 | 0 | 147 | 0 | 1.022 | CC | 1 | 0.31113 | 147 | 147 | 19.9154 | 147 |  |  | 0.31113 | 45.7356 | 0.55429 | 0.57531 |  |  |  |  | 105 | 0.021199
582 | JCKCNTY803 | 3 | North | YES | 0.13548 | 147 | 0 | 147 | 0 | 1.022 | CC | 1 | 0.31113 | 147 | 147 | 19.9154 | 147 |  |  | 0.31113 | 45.7356 | 0.55778 | 0.57876 |  |  |  |  | 106 | 0.021147
1889 | DECRDOVA_1G | 1 | North | YES | 0.13505 | 779 | 255 | 779 | 0 | 1.02 | GSC | 1 | 0.3107 | 779 | 779 | 105.2071 | 779 |  |  | 0.3107 | 242.0366 | 0.57627 | 0.59701 |  |  |  |  | 107 | 0.021065
1877 | WLFHOLW_1G | 1 | North | YES | 0.1348 | 217.3 | 89.2 | 217.3 | 0 | 1.032 | CC | 1 | 0.31044 | 217.3 | 217.3 | 29.2914 | 217.3 |  |  | 0.31044 | 67.4596 | 0.58143 | 0.6021 |  |  |  |  | 108 | 0.021023
1878 | WLFHOLW_2G | 2 | North | YES | 0.1348 | 215.7 | 105 | 215.7 | 0 | 1.032 | CC | 1 | 0.31044 | 215.7 | 215.7 | 29.0757 | 215.7 |  |  | 0.31044 | 66.9629 | 0.58655 | 0.60714 |  |  |  |  | 109 | 0.020981
1879 | WLFHOLW_3G | 3 | North | YES | 0.1348 | 272.4 | 89.2 | 272.4 | 0 | 1.032 | CC | 1 | 0.31044 | 272.4 | 272.4 | 36.7187 | 272.4 |  |  | 0.31044 | 84.5651 | 0.59302 | 0.61352 |  |  |  |  | 110 | 0.020735
1453 | WCPWRCO_1G | 1 | North | YES | 0.13461 | 204 | 50 | 204 | 0 | 1.02 | CC | 1 | 0.31026 | 204 | 204 | 27.46 | 204 |  |  | 0.31026 | 63.2921 | 0.59786 | 0.61829 |  |  |  |  | 111 | 0.020662
1454 | WCPWRCO_2G | 2 | North | YES | 0.13461 | 204 | 50 | 204 | 0 | 1.02 | CC | 1 | 0.31026 | 204 | 204 | 27.46 | 204 |  |  | 0.31026 | 63.2921 | 0.60271 | 0.62306 |  |  |  |  | 112 | 0.020589
1455 | WCPWRCO_3G | 3 | North | YES | 0.13461 | 242 | 50 | 242 |  | 1.02 | CC | 1 | 0.31026 | 242 | 242 | 32.5751 | 242 |  |  | 0.31026 | 75.0819 | 0.60845 | 0.62872 |  |  |  |  | 113 | 0.020498
1898 | COMCHEPK_1G | 1 | North | YES | 0.13443 | 1217 | 1150 | 1217 | 0 | 1.032 | Nuc | 1 | 0.31008 | 0 | 0 | 0 | 0 |  |  | 0.31008 | 0 | 0.60845 | 0.62872 |  |  |  |  | 114 | 0.020426
1899 | COMCHEPK_2G | 2 | North | YES | 0.13443 | 1159 | 1128 | 1159 | 0 | 1.032 | Nuc | 1 | 0.31008 | 0 | 0 | 0 | 0 |  |  | 0.31008 | 0 | 0.60845 | 0.62872 |  |  |  |  | 115 | 0.020355
503 | NTHTEXAS01 | 1 | North | YES | 0.13379 | 0 | 5 | 18 |  | 1.015 | GST | 1 | 0.30943 | 18 | 18 | 2.4081 | 18 |  |  | 0.30943 | 5.5698 | 0.60888 | 0.62914 |  |  |  |  | 116 | 0.02027
504 | NTHTEXAS02 | 2 | North | YES | 0.13379 | 14.4 | 5 | 18 |  | 1.015 | GST | 1 | 0.30943 | 18 | 18 | 2.4081 | 18 |  |  | 0.30943 | 5.5698 | 0.60931 | 0.62956 |  |  |  |  | 117 | 0.02027
505 | NTHTEXAS03 | 3 | North | YES | 0.13379 | 30.4 | 15 | 38 |  | 1.015 | GST | 1 | 0.30943 | 38 | 38 | 5.0839 | 38 |  |  | 0.30943 | 11.7585 | 0.61021 | 0.63045 |  |  |  |  | 118 | 0.02027
1892 | DECRDOVA_2G | A | North | YES | 0.13376 | 65 | 65 | 70 | 0 | 1.025 | GGT | 1 | 0.3094 | 70 | 70 | 9.363 | 70 |  |  | 0.3094 | 21.6583 | 0.61187 | 0.63208 |  |  |  |  | 119 | 0.020262
1893 | DECRDOVA_3G | B | North | YES | 0.13376 | 65 | 65 | 69 | 0 | 1.025 | GGT | 1 | 0.3094 | 69 | 69 | 9.2292 | 69 |  |  | 0.3094 | 21.3489 | 0.61351 | 0.63369 |  |  |  |  | 120 | 0.020255
1894 | DECRDOVA_4G | C | North | YES | 0.13376 | 65 | 65 | 69 | 0 | 1.025 | GGT | 1 | 0.3094 | 69 | 69 | 9.2292 | 69 |  |  | 0.3094 | 21.3489 | 0.61515 | 0.6353 |  |  |  |  | 121 | 0.020239
1895 | DECRDOVA_5G | D | North | YES | 0.13376 | 65 | 65 | 68 | 0 | 1.025 | GGT | 1 | 0.3094 | 68 | 68 | 9.0955 | 68 |  |  | 0.3094 | 21.0395 | 0.61676 | 0.63689 |  |  |  |  | 122 | 0.02021
366 | JNSNCNTY802 | 1 | North | YES | 0.13296 | 168 | 20 | 168 | 0 | 1.02 | Cogen | 1 | 0.3086 | 0 | 0 | 0 | 0 |  |  | 0.3086 | 0 | 0.61676 | 0.63689 |  |  |  |  | 123 | 0.020182
367 | JNSNCNTY802 | 2 | North | YES | 0.13296 | 90 | 20 | 90 | 0 | 1.02 | Cogen | 1 | 0.3086 | 0 | 0 | 0 | 0 |  |  | 0.3086 | 0 | 0.61676 | 0.63689 |  |  |  |  | 124 | 0.020153
344 | MRSSHPRD | 1 | North | YES | 0.13256 | 0 | 0 | 12 |  | 1.03 | Hydro | 1 | 0.3082 | 0 | 0 | 0 | 0 |  |  | 0.3082 | 0 | 0.61676 | 0.63689 |  |  |  |  | 125 | 0.020125
345 | MRSSHPRD01 | 2 | North | YES | 0.13256 | 0 | 0 | 12 |  | 1.03 | Hydro | 1 | 0.3082 | 0 | 0 | 0 | 0 |  |  | 0.3082 | 0 | 0.61676 | 0.63689 |  |  |  |  | 126 | 0.020125
1600 | BARTNWND_1G | 1 | North | YES | 0.13237 | 12 | 0 | 120 | 0 | 1.022 | Wind | 1 | 0.30801 | 0 | 120 | 15.884 | 120 |  |  | 0.30801 | 36.9618 | 0.61961 | 0.63967 |  |  |  |  | 127 | 0.020125
1479 | WFCOGEN_1G | 1 | North | YES | 0.13218 | 16 | 12 | 20 | 0 | 1 | Cogen | 1 | 0.30783 | 0 | 0 | 0 | 0 |  |  | 0.30783 | 0 | 0.61961 | 0.63967 |  |  |  |  | 128 | 0.020125
1479 | WFCOGEN_1G | 2 | North | YES | 0.13218 | 16 | 12 | 20 | 0 | 1 | Cogen | 1 | 0.30783 | 0 | 0 | 0 | 0 |  |  | 0.30783 | 0 | 0.61961 | 0.63967 |  |  |  |  | 129 | 0.020125
1482 | WFCOGEN_2G | 2 | North | YES | 0.13218 | 13.6 | 12 | 17 | 0 | 1 | Cogen | 1 | 0.30783 | 0 | 0 | 0 | 0 |  |  | 0.30783 | 0 | 0.61961 | 0.63967 |  |  |  |  | 130 | 0.020063
1482 | WFCOGEN_2G | 1 | North | YES | 0.13218 | 16 | 12 | 20 | 0 | 1 | Cogen | 1 | 0.30783 | 0 | 0 | 0 | 0 |  |  | 0.30783 | 0 | 0.61961 | 0.63967 |  |  |  |  | 131 | 0.020063
1432 | GRHAMSES_2G | 2 | North | YES | 0.13207 | 294.9 | 90 | 366 | 0 | 1.014 | GST | 1 | 0.30772 | 366 | 366 | 48.3384 | 366 |  |  | 0.30772 | 112.6254 | 0.6283 | 0.64816 |  |  |  |  | 132 | 0.020063
332 | RWMILLER01 | 1 | North | YES | 0.13142 | 58.4 | 18.5 | 73 | 0 | 1.04 | GST | 1 | 0.30706 | 73 | 73 | 9.5933 | 73 |  |  | 0.30706 | 22.4156 | 0.63003 | 0.64985 |  |  |  |  | 133 | 0.020063
333 | RWMILLER02 | 2 | North | YES | 0.13142 | 95.2 | 37 | 119 | 0 | 1.04 | GST | 1 | 0.30706 | 119 | 119 | 15.6384 | 119 |  |  | 0.30706 | 36.5405 | 0.63286 | 0.65261 |  |  |  |  | 134 | 0.020063
334 | RWMILLER03 | 3 | North | YES | 0.13142 | 166.4 | 65 | 208 | 0 | 1.04 | GST | 1 | 0.30706 | 208 | 208 | 27.3343 | 208 |  |  | 0.30706 | 63.869 | 0.6378 | 0.65742 |  |  |  |  | 135 | 0.019864
335 | RWMILLER04 | 4 | North | YES | 0.13142 | 81.6 | 0 | 102 | 0 | 1.04 | GST | 1 | 0.30706 | 102 | 102 | 13.4043 | 102 |  |  | 0.30706 | 31.3204 | 0.64022 | 0.65978 |  |  |  |  | 136 | 0.019821
336 | RWMILLER05 | 5 | North | YES | 0.13142 | 80.8 | 0 | 101 | 0 | 1.04 | GST | 1 | 0.30706 | 101 | 101 | 13.2729 | 101 |  |  | 0.30706 | 31.0133 | 0.64262 | 0.66212 |  |  |  |  | 137 | 0.019751
1433 | GRHAMSES_1G | 1 | North | YES | 0.13133 | 242 | 60 | 242 | 0 | 1.038 | GST | 1 | 0.30698 | 242 | 242 | 31.7819 | 242 |  |  | 0.30698 | 74.2886 | 0.64836 | 0.66772 |  |  |  |  | 138 | 0.019628
6100 | OKLA7A | EQ | West | YES | 0.13014 | 50 | -220 | 220 | 0 | 1.035 | DCTie | 1 | 0.30578 | 0 | 0 |  |  |  |  | 0.30578 | 0 | 0.64836 | 0.66772 |  |  |  |  | 139 | 0.019568
6752 | OKLA0A | 1 | West | YES | 0.13014 | 649.7 | 175 | 649.7 | 0 | 1.035 | LIGCO | 1 | 0.30578 | 0 | 649.7 |  |  |  |  | 0.30578 | 198.667 | 0.66378 | 0.6827 |  |  |  |  | 140 | 0.019508
1442 | COKFIELD_5 | 1 | North | YES | 0.12948 | 16.5 | 0 | 165 |  | 1.029 | Wind | 1 | 0.30513 | 0 | 165 | 21.3645 | 165 |  |  | 0.30513 | 50.3464 | 0.6677 | 0.6865 |  |  |  |  | 141 | 0.019363
1438 | MESQUITW_2G | 1 | North | YES | 0.12866 | 23.6 | 0 | 236 |  | 1.017 | Wind | 1 | 0.30431 | 0 | 236 | 30.3645 | 236 |  |  | 0.30431 | 71.8173 | 0.6733 | 0.69191 |  |  |  |  | 142 | 0.019363
1437 | MESQUITW_1G | 1 | North | YES | 0.12866 | 40 | 0 | 400 | 0 | 1.023 | Wind | 1 | 0.30431 | 0 | 400 | 51.4636 | 400 |  |  | 0.30431 | 121.7226 | 0.6828 | 0.70109 |  |  |  |  | 143 | 0.018916
60081 | WHRLWIND1A | 1 | West | YES | 0.12709 | 12 | 0 | 60 | 0 | 1.03 | Wind | 1 | 0.30274 | 0 | 60 |  |  |  |  | 0.30274 | 18.1642 | 0.68423 | 0.70246 |  |  |  |  | 144 | 0.018795
1416 | SWETWATR_1G | 1 | West | YES | 0.12659 | 30 | 18 | 30 | 0 | 1.026 | CC | 1 | 0.30224 | 30 | 30 |  |  |  |  | 0.30224 | 9.0671 | 0.68494 | 0.70314 |  |  |  |  | 145 | 0.018606
1417 | SWETWATR_2G | 2 | West | YES | 0.12659 | 72 | 36 | 72 | 0 | 1.026 | CC | 1 | 0.30224 | 72 | 72 |  |  |  |  | 0.30224 | 21.761 | 0.68665 | 0.70478 |  |  |  |  | 146 | 0.018287
1418 | SWETWATR_3G | 3 | West | YES | 0.12659 | 68 | 36 | 68 | 0 | 1.026 | CC | 1 | 0.30224 | 68 | 68 |  |  |  |  | 0.30224 | 20.552 | 0.68826 | 0.70633 |  |  |  |  | 147 | 0.018232
1419 | SWETWATR_4G | 4 | West | YES | 0.12659 | 61 | 36 | 61 | 0 | 1.026 | CC | 1 | 0.30224 | 61 | 61 |  |  |  |  | 0.30224 | 18.4364 | 0.68971 | 0.70772 |  |  |  |  | 148 | 0.018203
1643 | SLSTR1PP_1G | 1 | North | YES | 0.12646 | 6 | 0 | 60 | 0 | 1.022 | Wind | 1 | 0.30211 | 0 | 60 | 7.5877 | 60 |  |  | 0.30211 | 18.1266 | 0.69113 | 0.70909 |  |  |  |  | 149 | 0.018134
11056 | ROSCOE_1G | 1 | West | YES | 0.12614 | 41.8 | 0 | 209 |  | 1 | Wind | 1 | 0.30179 | 0 | 209 |  |  |  |  | 0.30179 | 63.0742 | 0.6961 | 0.71384 |  |  |  |  | 150 | 0.018069
11057 | CHAMPION_1G | 1 | West | YES | 0.12614 | 25.3 | 0 | 126.5 |  | 1 | Wind | 1 | 0.30179 | 0 | 126.5 |  |  |  |  | 0.30179 | 38.1765 | 0.6991 | 0.71672 |  |  |  |  | 151 | 0.018011
11058 | PYRON_1G | 1 | West | YES | 0.12614 | 49.8 | 0 | 249 |  | 1 | Wind | 1 | 0.30179 | 0 | 249 |  |  |  |  | 0.30179 | 75.1459 | 0.70501 | 0.72239 |  |  |  |  | 152 | 0.017953
11059 | INADALE_1G | 1 | West | YES | 0.12614 | 39.4 | 0 | 197 |  | 1 | Wind | 1 | 0.30179 | 0 | 197 |  |  |  |  | 0.30179 | 59.4528 | 0.70969 | 0.72687 |  |  |  |  | 153 | 0.017747
6144 | MCADOO1A | 1 | West | YES | 0.12612 | 15 | 0 | 150 | 0 | 1.025 | Wind | 1 | 0.30176 | 0 | 150 |  |  |  |  | 0.30176 | 45.2647 | 0.71325 | 0.73028 |  |  |  |  | 154 | 0.017622
71051 | L_BITTCR1_1N | W1 | West | YES | 0.12609 | 7.5 | 0 | 37.5 |  | 1.02 | Wind | 1 | 0.30174 | 0 | 37.5 |  |  |  |  | 0.30174 | 11.3153 | 0.71414 | 0.73113 |  |  |  |  | 155 | 0.017375
71054 | L_SWEETW1_1N | W1 | West | YES | 0.12609 | 21.5 | 0 | 107.5 |  | 1.02 | Wind | 1 | 0.30174 | 0 | 107.5 |  |  |  |  | 0.30174 | 32.4372 | 0.71669 | 0.73358 |  |  |  |  | 156 | 0.017181
71057 | L_SWEETW1_2N | W1 | West | YES | 0.12609 | 27 | 0 | 135 |  | 1.02 | Wind | 1 | 0.30174 | 0 | 135 |  |  |  |  | 0.30174 | 40.7351 | 0.7199 | 0.73665 |  |  |  |  | 157 | 0.017032
71059 | L_SWEETW1_3N | W1 | West | YES | 0.12609 | 23.8 | 0 | 119 | 0 | 1.02 | Wind | 1 | 0.30174 | 0 | 119 |  |  |  |  | 0.30174 | 35.9073 | 0.72272 | 0.73936 |  |  |  |  | 158 | 0.016995
71060 | L_SWEETW1_4N | W1 | West | YES | 0.12609 | 21 | 0 | 105 | 0 | 1.02 | Wind | 1 | 0.30174 | 0 | 105 |  |  |  |  | 0.30174 | 31.6829 | 0.72521 | 0.74175 |  |  |  |  | 159 | 0.016888
71061 | L_SWEETW1_5N | W1 | West | YES | 0.12609 | 16.1 | 0 | 80.5 | 0 | 1.02 | Wind | 1 | 0.30174 | 0 | 80.5 |  |  |  |  | 0.30174 | 24.2902 | 0.72712 | 0.74358 |  |  |  |  | 160 | 0.016754
6407 | TURKTRAK1A | 1 | West | YES | 0.12567 | 33.9 | 0 | 169.5 | 0 | 1.025 | Wind | 1 | 0.30132 | 0 | 169.5 |  |  |  |  | 0.30132 | 51.073 | 0.73115 | 0.74743 |  |  |  |  | 161 | 0.016636
1343 | TRENTIPP_8 | 1 | West | YES | 0.12548 | 30 | 0 | 150 |  | 1.014 | Wind | 1 | 0.30113 | 0 | 150 |  |  |  |  | 0.30113 | 45.1691 | 0.73471 | 0.75083 |  |  |  |  | 162 | 0.016532
1354 | AEPWIND_8 | 1 | West | YES | 0.12548 | 20.2 | 0 | 101 |  | 1 | Wind | 1 | 0.30113 | 0 | 101 |  |  |  |  | 0.30113 | 30.4139 | 0.73711 | 0.75312 |  |  |  |  | 163 | 0.016452
36998 | RDCNYNG1 | 1 | West | YES | 0.12538 | 16.8 | 0 | 84 |  | 1.01 | Wind | 1 | 0.30103 | 0 | 84 |  |  |  |  | 0.30103 | 25.2864 | 0.7391 | 0.75503 |  |  |  |  | 164 | 0.016278
1061 | CIELOGEN_1G | 1 | West | YES | 0.12521 | 19.8 | 0 | 99 |  | 1 | Wind | 1 | 0.30086 | 0 | 99 |  |  |  |  | 0.30086 | 29.7852 | 0.74145 | 0.75728 |  |  |  |  | 165 | 0.016123
1062 | CIELOGEN_2G | 1 | West | YES | 0.12521 | 12.2 | 0 | 61 |  | 1 | Wind | 1 | 0.30086 | 0 | 61 |  |  |  |  | 0.30086 | 18.3525 | 0.7429 | 0.75866 |  |  |  |  | 166 | 0.016018
1069 | KINDERMG_1G | 1 | West | YES | 0.12521 | 25 | 5 | 25 | 0 | 1.017 | Cogen | 1 | 0.30086 | 0 | 0 |  |  |  |  | 0.30086 | 0 | 0.7429 | 0.75866 |  |  |  |  | 167 | 0.01593
1070 | KINDERMG_2G | 1 | West | YES | 0.12521 | 45.7 | 12 | 45.7 | 0 | 1.017 | Cogen | 1 | 0.30086 | 0 | 0 |  |  |  |  | 0.30086 | 0 | 0.7429 | 0.75866 |  |  |  |  | 168 | 0.015825
1071 | KINDERMG_3G | 1 | West | YES | 0.12521 | 45.7 | 12 | 45.7 | 0 | 1.017 | Cogen | 1 | 0.30086 | 0 | 0 |  |  |  |  | 0.30086 | 0 | 0.7429 | 0.75866 |  |  |  |  | 169 | 0.015761
1068 | SCURRYCW_1G | 1 | West | YES | 0.1252 | 28.2 | 1.3 | 141 | 0 | 1.0217 | Wind | 1 | 0.30085 | 0 | 141 |  |  |  |  | 0.30085 | 42.4199 | 0.74625 | 0.76186 |  |  |  |  | 170 | 0.015761
1073 | SCURRYCW_2G | 2 | West | YES | 0.1252 | 24 | 0 | 120 | 0 | 1.0217 | Wind | 1 | 0.30085 | 0 | 120 |  |  |  |  | 0.30085 | 36.1021 | 0.7491 | 0.76458 |  |  |  |  | 171 | 0.015761
6637 | SNYDERW1A | 1 | West | YES | 0.12514 | 12.6 | 0 | 63 | 0 | 1.025 | Wind | 1 | 0.30079 | 0 | 63 |  |  |  |  | 0.30079 | 18.9495 | 0.75059 | 0.76601 |  |  |  |  | 172 | 0.015761
1037 | MORGAN5G_5G | 5 | West | YES | 0.1251 | 109.6 | 40 | 137 | 0 | 1.029 | GST | 1 | 0.30075 | 137 | 137 |  |  |  |  | 0.30075 | 41.2028 | 0.75384 | 0.76911 |  |  |  |  | 173 | 0.015611
1039 | MRGNAG_1G | A | West | YES | 0.1251 | 69 | 69 | 69 | 0 | 1.029 | GGT | 1 | 0.30075 | 69 | 69 |  |  |  |  | 0.30075 | 20.7518 | 0.75548 | 0.77068 |  |  |  |  | 174 | 0.015484
1040 | MRGNBG_2G | B | West | YES | 0.1251 | 70 | 70 | 71 | 0 | 1.029 | GGT | 1 | 0.30075 | 71 | 71 |  |  |  |  | 0.30075 | 21.3533 | 0.75717 | 0.77229 |  |  |  |  | 175 | 0.015417
1041 | MRGNCG_3G | C | West | YES | 0.1251 | 69 | 69 | 70 | 0 | 1.029 | GGT | 1 | 0.30075 | 70 | 70 |  |  |  |  | 0.30075 | 21.0525 | 0.75883 | 0.77388 |  |  |  |  | 176 | 0.015271
1042 | MRGNDG_4G | D | West | YES | 0.1251 | 68 | 68 | 68 | 0 | 1.029 | GGT | 1 | 0.30075 | 68 | 68 |  |  |  |  | 0.30075 | 20.451 | 0.76044 | 0.77542 |  |  |  |  | 177 | 0.015197
1043 | MRGNEG_5G | E | West | YES | 0.1251 | 68 | 68 | 70 | 0 | 1.029 | GGT | 1 | 0.30075 | 70 | 70 |  |  |  |  | 0.30075 | 21.0525 | 0.76211 | 0.77701 |  |  |  |  | 178 | 0.015121
1044 | MRGNFG_6G | F | West | YES | 0.1251 | 66 | 66 | 66 | 0 | 1.029 | GGT | 1 | 0.30075 | 66 | 66 |  |  |  |  | 0.30075 | 19.8495 | 0.76367 | 0.7785 |  |  |  |  | 179 | 0.015047
60058 | BUFF_GAP1A | 1 | West | YES | 0.12505 | 24 | 0 | 120 |  | 1 | Wind | 1 | 0.3007 | 0 | 120 |  |  |  |  | 0.3007 | 36.0836 | 0.76652 | 0.78122 |  |  |  |  | 180 | 0.014974
60060 | CIRELLO | 1 | West | YES | 0.12505 | 46.6 | 0 | 233 | 0 | 1 | Wind | 1 | 0.3007 | 0 | 233 |  |  |  |  | 0.3007 | 70.0623 | 0.77205 | 0.7865 |  |  |  |  | 181 | 0.014899
60063 | BUFF_GAP1B | 1 | West | YES | 0.12505 | 34 | 0 | 170.2 | 0 | 1.02 | Wind | 1 | 0.3007 | 0 | 170.2 |  |  |  |  | 0.3007 | 51.1786 | 0.77609 | 0.79036 |  |  |  |  | 182 | 0.014829
60066 | H_HOLLOW1A | 1 | West | YES | 0.12505 | 44.4 | 0 | 222 | 0 | 1.005 | Wind | 1 | 0.3007 | 0 | 222 |  |  |  |  | 0.3007 | 66.7547 | 0.78136 | 0.7954 |  |  |  |  | 183 | 0.014701
60068 | HHOLLOW21A | 1 | West | YES | 0.12505 | 36.8 | 0 | 184 | 0 | 1.025 | Wind | 1 | 0.3007 | 0 | 184 |  |  |  |  | 0.3007 | 55.3282 | 0.78573 | 0.79957 |  |  |  |  | 184 | 0.014451
60070 | HHOLLOW31A | 1 | West | YES | 0.12505 | 44.8 | 0 | 224 | 0 | 1.025 | Wind | 1 | 0.3007 | 0 | 224 |  |  |  |  | 0.3007 | 67.356 | 0.79105 | 0.80464 |  |  |  |  | 185 | 0.014269
60072 | HHOLLOW41A | 1 | West | YES | 0.12505 | 23 | 0 | 115 | 0 | 1.025 | Wind | 1 | 0.3007 | 0 | 115 |  |  |  |  | 0.3007 | 34.5801 | 0.79378 | 0.80725 |  |  |  |  | 186 | 0.014031
1058 | LONGSHORE_5 | 1 | West | YES | 0.12499 | 30 | 0 | 150 |  | 1.01 | Wind | 1 | 0.30064 | 0 | 150 |  |  |  |  | 0.30064 | 45.0953 | 0.79734 | 0.81065 |  |  |  |  | 187 | 0.013834
1058 | LONGSHORE_5 | 2 | West | YES | 0.12499 | 44 | 0 | 220 |  | 1.01 | Wind | 1 | 0.30064 | 0 | 220 |  |  |  |  | 0.30064 | 66.1398 | 0.80256 | 0.81564 |  |  |  |  | 188 | 0.013594
11065 | ELBOWCK_1G | 1 | West | YES | 0.12499 | 23.4 | 0 | 121.9 | 0 | 1 | Wind | 1 | 0.30064 | 0 | 121.9 |  |  |  |  | 0.30064 | 36.6475 | 0.80546 | 0.8184 |  |  |  |  | 189 | 0.013471
1045 | CALENG1G_1G | 1 | West | YES | 0.1248 | 73.4 | 27 | 73.4 | 0 | 1.014 | Cogen | 1 | 0.30045 | 0 | 0 |  |  |  |  | 0.30045 | 0 | 0.80546 | 0.8184 |  |  |  |  | 190 | 0.013309
1046 | CALENG2G_2G | 2 | West | YES | 0.1248 | 73.4 | 27 | 73.4 | 0 | 1.014 | Cogen | 1 | 0.30045 | 0 | 0 |  |  |  |  | 0.30045 | 0 | 0.80546 | 0.8184 |  |  |  |  | 191 | 0.013073
1047 | CALENG3G_3G | 3 | West | YES | 0.1248 | 70.4 | 27 | 70.4 | 0 | 1.014 | Cogen | 1 | 0.30045 | 0 | 0 |  |  |  |  | 0.30045 | 0 | 0.80546 | 0.8184 |  |  |  |  | 192 | 0.012942
11309 | BULLCREK_2G | 1 | West | YES | 0.12478 | 20.9 | 0 | 180 |  | 1 | Wind | 1 | 0.30043 | 0 | 180 |  |  |  |  | 0.30043 | 54.0775 | 0.80973 | 0.82248 |  |  |  |  | 193 | 0.012942
11310 | BULLCREK_1G | 1 | West | YES | 0.12478 | 15.1 | 0 | 180 |  | 1 | Wind | 1 | 0.30043 | 0 | 180 |  |  |  |  | 0.30043 | 54.0775 | 0.814 | 0.82655 |  |  |  |  | 194 | 0.012942
11320 | COYOTE_1G | 1 | West | YES | 0.12472 | 22.5 | 0 | 225 |  | 1 | Wind | 1 | 0.30037 | 0 | 225 |  |  |  |  | 0.30037 | 67.5829 | 0.81935 | 0.83165 |  |  |  |  | 195 | 0.012942
1360 | GUNSIGHT_8 | 1 | West | YES | 0.12446 | 0 | 0 | 120 |  | 1.01 | Wind | 1 | 0.30011 | 0 | 120 |  |  |  |  | 0.30011 | 36.0133 | 0.8222 | 0.83436 |  |  |  |  | 196 | 0.012745
1327 | WILDHRSE_1G | 1 | West | YES | 0.12443 | 0 | 0 | 120 |  | 1 | Wind | 1 | 0.30008 | 0 | 120 |  |  |  |  | 0.30008 | 36.0092 | 0.82504 | 0.83708 |  |  |  |  | 197 | 0.012549
1333 | MCDDONAL_8 | 1 | West | YES | 0.12422 | 42.8 | 0 | 214.2 |  | 1.01 | Wind | 1 | 0.29987 | 0 | 214.2 |  |  |  |  | 0.29987 | 64.2319 | 0.83013 | 0.84192 |  |  |  |  | 198 | 0.012302
1328 | OCOTILLO_1G | 1 | West | YES | 0.12405 | 11.6 | 0 | 58 |  | 1.01 | Wind | 1 | 0.2997 | 0 | 58 |  |  |  |  | 0.2997 | 17.3826 | 0.83151 | 0.84323 |  |  |  |  | 199 | 0.012168
11001 | NAV1CT | 1 | West | YES | 0.12399 | 70.4 | 18 | 70.4 | 0 | 1.029 | CC | 1 | 0.29964 | 70.4 | 70.4 |  |  |  |  | 0.29964 | 21.0946 | 0.83318 | 0.84482 |  |  |  |  | 200 | 0.012034
11009 | NAV2CT | 1 | West | YES | 0.12399 | 71.4 | 18 | 71.4 | 0 | 1.029 | CC | 1 | 0.29964 | 71.4 | 71.4 |  |  |  |  | 0.29964 | 21.3943 | 0.83487 | 0.84643 |  |  |  |  | 201 | 0.011791
11011 | NAV3ST | 1 | West | YES | 0.12399 | 92.8 | 40 | 92.8 | 0 | 1.029 | CC | 1 | 0.29964 | 92.8 | 92.8 |  |  |  |  | 0.29964 | 27.8066 | 0.83708 | 0.84853 |  |  |  |  | 202 | 0.011725
11012 | NAV4CT | 1 | West | YES | 0.12399 | 80 | 18 | 80 | 0 | 1.029 | CC | 1 | 0.29964 | 80 | 80 |  |  |  |  | 0.29964 | 23.9712 | 0.83898 | 0.85034 |  |  |  |  | 203 | 0.011644
11013 | NAV5CT | 1 | West | YES | 0.12399 | 80 | 18 | 80 | 0 | 1.029 | CC | 1 | 0.29964 | 80 | 80 |  |  |  |  | 0.29964 | 23.9712 | 0.84087 | 0.85215 |  |  |  |  | 204 | 0.011562
11014 | NAV6ST | 1 | West | YES | 0.12399 | 115 | 40 | 115 | 0 | 1.029 | CC | 1 | 0.29964 | 115 | 115 |  |  |  |  | 0.29964 | 34.4586 | 0.8436 | 0.85474 |  |  |  |  | 205 | 0.011455
11020 | TIEHVSG_1G | 1 | West | YES | 0.12398 | 208.2 | 63 | 208.2 | 0 | 1.012 | CC | 1 | 0.29963 | 208.2 | 208.2 |  |  |  |  | 0.29963 | 62.3827 | 0.84855 | 0.85945 |  |  |  |  | 206 | 0.011363
11021 | TIEHVCG_1G | 1 | West | YES | 0.12398 | 142.1 | 103 | 142.1 | 0 | 1.012 | CC | 1 | 0.29963 | 142.1 | 142.1 |  |  |  |  | 0.29963 | 42.5772 | 0.85192 | 0.86266 |  |  |  |  | 207 | 0.011271
11022 | TIEHVCG_2G | 1 | West | YES | 0.12398 | 132.4 | 103 | 132.4 | 0 | 1.012 | CC | 1 | 0.29963 | 132.4 | 132.4 |  |  |  |  | 0.29963 | 39.6708 | 0.85506 | 0.86565 |  |  |  |  | 208 | 0.011139
11023 | TIEHVCG_3G | 1 | West | YES | 0.12398 | 137.4 | 103 | 137.4 | 0 | 1.012 | CC | 1 | 0.29963 | 137.4 | 137.4 |  |  |  |  | 0.29963 | 41.169 | 0.85833 | 0.86875 |  |  |  |  | 209 | 0.010899
11024 | TIEHVCG_4G | 1 | West | YES | 0.12398 | 147 | 103 | 147 | 0 | 1.012 | CC | 1 | 0.29963 | 147 | 147 |  |  |  |  | 0.29963 | 44.0454 | 0.86182 | 0.87207 |  |  |  |  | 210 | 0.010735
11025 | TIEHVSG_2G | 1 | West | YES | 0.12398 | 213.2 | 63 | 213.2 | 0 | 1.012 | CC | 1 | 0.29963 | 213.2 | 213.2 |  |  |  |  | 0.29963 | 63.8808 | 0.86688 | 0.87689 |  |  |  |  | 211 | 0.010583
1326 | STANTONW_8 | 1 | West | YES | 0.12394 | 20.1 | 0 | 100.5 |  | 1.01 | Wind | 1 | 0.29959 | 0 | 100.5 |  |  |  |  | 0.29959 | 30.1084 | 0.86926 | 0.87916 |  |  |  |  | 212 | 0.010424
1320 | BSP 1 | 1 | West | YES | 0.12382 | 25.5 | 2.9 | 25.8 | 0 | 1 | Cogen | 1 | 0.29947 | 0 | 0 |  |  |  |  | 0.29947 | 0 | 0.86926 | 0.87916 |  |  |  |  | 213 | 0.010255
76031 | L_GASCCR1_1N | W1 | West | YES | 0.12354 | 30 | 0 | 150 | 0 | 1.02 | Wind | 1 | 0.29919 | 0 | 150 |  |  |  |  | 0.29919 | 44.8783 | 0.87282 | 0.88254 |  |  |  |  | 214 | 0.01001
11147 | NOTREES_1G | 1 | West | YES | 0.12321 | 29.8 | 0 | 149 | 0 | 1.017 | Wind | 1 | 0.29886 | 0 | 149 |  |  |  |  | 0.29886 | 44.5296 | 0.87636 | 0.8859 |  |  |  |  | 215 | 0.0098936
76091 | L_DIVIDE1_1N | W1 | West | YES | 0.12321 | 22.5 | 0 | 112.5 |  | 1.02 | Wind | 1 | 0.29885 | 0 | 112.5 |  |  |  |  | 0.29885 | 33.6211 | 0.87903 | 0.88843 |  |  |  |  | 216 | 0.0098936
76095 | L_CAPRSI1_1N | W1 | West | YES | 0.12321 | 29.9 | 0 | 149.5 | 0 | 1.02 | Wind | 1 | 0.29885 | 0 | 149.5 |  |  |  |  | 0.29885 | 44.6788 | 0.88258 | 0.8918 |  |  |  |  | 217 | 0.0097159
76096 | L_CAPRSI1_2N | W1 | West | YES | 0.12321 | 37.2 | 0 | 186 | 0 | 1.02 | Wind | 1 | 0.29885 | 0 | 186 |  |  |  |  | 0.29885 | 55.587 | 0.887 | 0.89599 |  |  |  |  | 218 | 0.0095356
76097 | L_CAPRGE1_1N | W1 | West | YES | 0.12321 | 42.9 | 0 | 214.5 | 0 | 1.02 | Wind | 1 | 0.29885 | 0 | 214.5 |  |  |  |  | 0.29885 | 64.1043 | 0.89209 | 0.90082 |  |  |  |  | 219 | 0.0093995
7038 | L_DELAWA1_1Y | 1 | West | YES | 0.12308 | 3.5 | 0 | 35 | 0 | 1 | Wind | 1 | 0.29873 | 0 | 35 |  |  |  |  | 0.29873 | 10.4555 | 0.89292 | 0.90161 |  |  |  |  | 220 | 0.0092186
7038 | L_DELAWA1_1Y | 2 | West | YES | 0.12308 | 3 | 0 | 30 | 0 | 1 | Wind | 1 | 0.29873 | 0 | 30 |  |  |  |  | 0.29873 | 8.9619 | 0.89363 | 0.90229 |  |  |  |  | 221 | 0.0089936
1002 | PBCTAGE_1G | A | West | YES | 0.12301 | 64 | 64 | 66 | 0 | 1.036 | GGT | 1 | 0.29866 | 66 | 66 |  |  |  |  | 0.29866 | 19.7117 | 0.8952 | 0.90377 |  |  |  |  | 222 | 0.008734
1003 | PBCTBGE_2G | B | West | YES | 0.12301 | 65 | 65 | 66 | 0 | 1.036 | GGT | 1 | 0.29866 | 66 | 66 |  |  |  |  | 0.29866 | 19.7117 | 0.89677 | 0.90526 |  |  |  |  | 223 | 0.0086913
1004 | PBCTCGE_3G | C | West | YES | 0.12301 | 62 | 62 | 67 | 0 | 1.036 | GGT | 1 | 0.29866 | 67 | 67 |  |  |  |  | 0.29866 | 20.0103 | 0.89836 | 0.90677 |  |  |  |  | 224 | 0.0086548
1005 | PBCTDGE_4G | D | West | YES | 0.12301 | 65 | 65 | 68 | 0 | 1.036 | GGT | 1 | 0.29866 | 68 | 68 |  |  |  |  | 0.29866 | 20.309 | 0.89997 | 0.9083 |  |  |  |  | 225 | 0.0085739
1006 | PBCTEGE_5G | E | West | YES | 0.12301 | 65 | 65 | 67 | 0 | 1.036 | GGT | 1 | 0.29866 | 67 | 67 |  |  |  |  | 0.29866 | 20.0103 | 0.90156 | 0.90981 |  |  |  |  | 226 | 0.0084931
1007 | PB5GEN_6G | 5 | West | YES | 0.12301 | 91.2 | 40 | 114 | 0 | 1.036 | GST | 1 | 0.29866 | 114 | 114 |  |  |  |  | 0.29866 | 34.0474 | 0.90427 | 0.91237 |  |  |  |  | 227 | 0.0084111
1008 | PB6GEN_7G | 6 | West | YES | 0.12301 | 515 | 130 | 515 | 0 | 1.036 | GST | 1 | 0.29866 | 515 | 515 |  |  |  |  | 0.29866 | 153.8107 | 0.9165 | 0.92397 |  |  |  |  | 228 | 0.0083278
60057 | CALLAHAN1A | 1 | West | YES | 0.12291 | 22.8 | 0 | 114 | 0 | 1.04 | Wind | 1 | 0.29856 | 0 | 114 |  |  |  |  | 0.29856 | 34.036 | 0.9192 | 0.92654 |  |  |  |  | 229 | 0.0082458
1349 | WESTXWIN_1G | 1 | West | YES | 0.12258 | 1.3 | 0 | 6.6 |  | 1.014 | Wind | 1 | 0.29823 | 0 | 6.6 |  |  |  |  | 0.29823 | 1.9683 | 0.91936 | 0.92669 |  |  |  |  | 230 | 0.0081062
1350 | NWPWRG1_1G | 1 | West | YES | 0.12258 | 6.9 | 1 | 34.3 |  | 1.014 | Wind | 1 | 0.29823 | 0 | 34.3 |  |  |  |  | 0.29823 | 10.2293 | 0.92017 | 0.92746 |  |  |  |  | 231 | 0.0074756
244 | WHITNYDM01 | 1 | North | YES | 0.11675 | 15 | 0 | 15 | 0 | 1.035 | Hydro | 1 | 0.29239 | 0 | 0 | 0 | 0 |  |  | 0.29239 | 0 | 0.92017 | 0.92746 |  |  |  |  | 232 | 0.0073351
245 | WHITNYDM02 | 2 | North | YES | 0.11675 | 15 | 0 | 15 | 0 | 1.035 | Hydro | 1 | 0.29239 | 0 | 0 | 0 | 0 |  |  | 0.29239 | 0 | 0.92017 | 0.92746 |  |  |  |  | 233 | 0.0073268
60007 | KING_SW1A | 1 | West | YES | 0.11662 | 20 | 0 | 80 |  | 1.03 | Wind | 1 | 0.29227 | 0 | 80 |  |  |  |  | 0.29227 | 23.3814 | 0.92207 | 0.92922 |  |  |  |  | 234 | 0.0072837
60019 | KING_NW1A | 1 | West | YES | 0.11662 | 20 | 0 | 80 |  | 1.03 | Wind | 1 | 0.29227 | 0 | 80 |  |  |  |  | 0.29227 | 23.3814 | 0.92397 | 0.93098 |  |  |  |  | 235 | 0.0072837
60201 | RIO DRCS | F | West | YES | 0.11632 | 0 | 0 | 0 | 0 | 1.025 | AVR | 1 | 0.29197 | 0 | 0 |  |  |  |  | 0.29197 | 0 | 0.92397 | 0.93098 |  |  |  |  | 236 | 0.0072837
6016 | SWMESA | 1 | West | YES | 0.11621 | 18.8 | 0 | 75 |  | 1.03 | Wind | 1 | 0.29185 | 0 | 75 |  |  |  |  | 0.29185 | 21.889 | 0.92575 | 0.93263 |  |  |  |  | 237 | 0.0071472
60003 | KING_NE1A | 1 | West | YES | 0.11621 | 20 | 0 | 80 |  | 1.03 | Wind | 1 | 0.29185 | 0 | 80 |  |  |  |  | 0.29185 | 23.3483 | 0.92765 | 0.93439 |  |  |  |  | 238 | 0.0070107
60005 | KING_SE1A | 1 | West | YES | 0.11621 | 10 | 0 | 40 |  | 1.035 | Wind | 1 | 0.29185 | 0 | 40 |  |  |  |  | 0.29185 | 11.6741 | 0.9286 | 0.93527 |  |  |  |  | 239 | 0.0070107
60016 | WOODWRD11A | 1 | West | YES | 0.11613 | 20 | 0 | 80 |  | 1.033 | Wind | 1 | 0.29178 | 0 | 80 |  |  |  |  | 0.29178 | 23.3421 | 0.9305 | 0.93703 |  |  |  |  | 240 | 0.0068803
38332 | TNWDWRDU2_8 | 1 | West | YES | 0.11611 | 20 | 0 | 80 | 0 | 1.0232 | Wind | 1 | 0.29176 | 0 | 80 |  |  |  |  | 0.29176 | 23.3409 | 0.9324 | 0.93879 |  |  |  |  | 241 | 0.0067413
38437 | TNSRBNMESA9 | 1 | West | YES | 0.11605 | 37.5 | 0 | 150 | 0 | 1.02 | Wind | 1 | 0.2917 | 0 | 150 |  |  |  |  | 0.2917 | 43.7548 | 0.93596 | 0.94209 |  |  |  |  | 242 | 0.0066718
60017 | ORNNWP1 | 1 | West | YES | 0.11385 | 20 | 0 | 80 |  | 1.027 | Wind | 1 | 0.2895 | 0 | 80 |  |  |  |  | 0.2895 | 23.1598 | 0.93786 | 0.94384 |  |  |  |  | 243 | 0.0065323
60000 | DSKY2 | 1 | West | YES | 0.1133 | 19.1 | 0 | 76.5 |  | 1.039 | Wind | 1 | 0.28895 | 0 | 76.5 |  |  |  |  | 0.28895 | 22.1046 | 0.93968 | 0.9455 |  |  |  |  | 244 | 0.0063927
60018 | DSKY1 | 1 | West | YES | 0.11311 | 21 | 0 | 84 | 0 | 1.023 | Wind | 1 | 0.28876 | 0 | 84 |  |  |  |  | 0.28876 | 24.2555 | 0.94167 | 0.94733 |  |  |  |  | 245 | 0.0061303
251 | BOSQUESW803 | 2 | North | YES | 0.11255 | 150 | 0 | 150 | 0 | 1.032 | CC | 1 | 0.2882 | 150 | 150 | 16.8828 | 150 |  |  | 0.2882 | 43.2299 | 0.94523 | 0.95059 |  |  |  |  | 246 | 0.0059771
253 | BOSQUESW804 | 2 | North | YES | 0.11255 | 80 | 0 | 80 | 0 | 1.032 | CC | 1 | 0.2882 | 80 | 80 | 9.0042 | 80 |  |  | 0.2882 | 23.056 | 0.94713 | 0.95233 |  |  |  |  | 247 | 0.0058274
238 | BOSQUESW505 | 1 | North | YES | 0.1097 | 255 | 0 | 255 | 0 | 1.02 | CC | 1 | 0.28535 | 255 | 255 | 27.9743 | 255 |  |  | 0.28535 | 72.7644 | 0.95318 | 0.95781 |  |  |  |  | 248 | 0.0056618
239 | BOSQUESW502 | 1 | North | YES | 0.1097 | 119.2 | 0 | 149 | 0 | 1.02 | GGT | 1 | 0.28535 | 149 | 149 | 16.3457 | 149 |  |  | 0.28535 | 42.5172 | 0.95672 | 0.96102 |  |  |  |  | 249 | 0.0053598
247 | BOSQUESW501 | 2 | North | YES | 0.1097 | 124.8 | 0 | 156 | 0 | 1.02 | GGT | 1 | 0.28535 | 156 | 156 | 17.1137 | 156 |  |  | 0.28535 | 44.5147 | 0.96042 | 0.96438 |  |  |  |  | 250 | 0.0051988
3403 | THOUSE_1G | 1 | North | YES | 0.10807 | 563 | 200 | 563 | 0 | 1.012 | GSC | 1 | 0.28372 | 563 | 563 | 60.8428 | 563 |  |  | 0.28372 | 159.7325 | 0.97379 | 0.97642 |  |  |  |  | 251 | 0.0046306
3404 | THOUSE_2G | 2 | North | YES | 0.10807 | 807 | 250 | 807 | 0 | 1.012 | GSC | 1 | 0.28372 | 807 | 807 | 87.2117 | 807 |  |  | 0.28372 | 228.9593 | 0.99295 | 0.99368 |  |  |  |  | 252 | 0.0042987
3416 | LAKE_CRK1_G | 1 | North | YES | 0.10665 | 60 | 33 | 75 |  | 1.029 | GST | 1 | 0.2823 | 75 | 75 | 7.9991 | 75 |  |  | 0.2823 | 21.1727 | 0.99473 | 0.99528 |  |  |  |  | 253 | 0.0039511
3417 | LAKE_CRK2_G | 2 | North | YES | 0.10665 | 177.6 | 40 | 222 | 0 | 1.029 | GST | 1 | 0.2823 | 222 | 222 | 23.6774 | 222 |  |  | 0.2823 | 62.6712 | 1 | 1 |  |  |  |  | 254 | 0.0026274
60202 | FRNDDRCS | F | West | YES | 0.10161 | 0 | 0 | 0 | 0 | 0.9985 | AVR | 1 | 0.27726 | 0 | 0 |  |  |  |  | 0.27726 | 0 | 1 | 1 |  |  |  |  | 255 | 0.00072996
13432 | SANDOW_5G | 5 | South | YES | 0.044717 | 581 | 225 | 581 |  | 1.029 | LIGCO | -1 | 0.10018 | 0 | 581 |  |  |  |  | -0.10018 | 0 | [6 empty] | 256 | 0.00054563
3432 | SANDOW_4G | 4 | South | YES | 0.026835 | 580 | 225 | 580 |  | 1.029 | LIGCO | -1 | 0.11806 | 0 | 580 |  |  |  |  | -0.11806 | 0 | [6 empty] | 257 | 0
7022 | L_BUCHAN1_1Y | 1 | South | YES | 0.011769 | 0 | 0 | 18 |  | 1 | Hydro | -1 | 0.13312 | 0 | 0 |  |  |  |  | -0.13312 | 0 | [6 empty] | 258 | 0
7023 | L_BUCHAN1_2Y | 2 | South | YES | 0.011769 | 0 | 0 | 18 |  | 1 | Hydro | -1 | 0.13312 | 0 | 0 |  |  |  |  | -0.13312 | 0 | [6 empty] | 259 | 0
7024 | L_BUCHAN1_3Y | 3 | South | YES | 0.011769 | 0 | 0 | 15 |  | 1 | Hydro | -1 | 0.13312 | 0 | 0 |  |  |  |  | -0.13312 | 0 | [6 empty] | 260 | 0
7026 | L_INKSDA1_1Y | 1 | South | YES | 0.011124 | 0 | 0 | 13.7 |  | 1 | Hydro | -1 | 0.13377 | 0 | 0 |  |  |  |  | -0.13377 | 0 | [6 empty] | 261 | 0
8032 | AMISTADHYD1 | 1 | South | YES | 0.00464 | 33 | 13 | 33 | 0 | 1.03 | Hydro | -1 | 0.14025 | 0 | 0 |  |  |  |  | -0.14025 | 0 | [6 empty] | 262 | 0
8033 | AMISTADHYD2 | 2 | South | YES | 0.00464 | 25 | 13 | 25 | 0 | 1.03 | Hydro | -1 | 0.14025 | 0 | 0 |  |  |  |  | -0.14025 | 0 | [6 empty] | 263 | 0
88253 | HAMILTON | F | South | YES | 0.00464 | 0 | 0 | 0 | 0 | 1.04 | BLT | -1 | 0.14025 | 0 | 0 |  |  |  |  | -0.14025 | 0 | [6 empty] | 264 | 0
7035 | L_WIRTZ_1G1Y | 1 | South | YES | 0.002883 | 0 | 0 | 29 |  | 1 | Hydro | -1 | 0.14201 | 0 | 0 |  |  |  |  | -0.14201 | 0 | [6 empty] | 265 | 0
7036 | L_WIRTZ_1G2Y | 2 | South | YES | 0.002883 | 0 | 0 | 29.7 |  | 1 | Hydro | -1 | 0.14201 | 0 | 0 |  |  |  |  | -0.14201 | 0 | [6 empty] | 266 | 0
7000 | L_FERGUS1_1Y | 1 | South | YES | 0.002651 | 400 | 65 | 423.3 | 0 | 1.015 | GSC | -1 | 0.14224 | 423.3 | 423.3 |  |  |  |  | -0.14224 | -60.2107 | [6 empty] | 267 | 0
7028 | L_MARBFA1_1Y | 1 | South | YES | 0.00017 | 0 | 0 | 18 |  | 1 | Hydro | -1 | 0.14472 | 0 | 0 |  |  |  |  | -0.14472 | 0 | [6 empty] | 268 | 0
7029 | L_MARBFA1_2Y | 2 | South | YES | 0.00017 | 0 | 0 | 18 |  | 1 | Hydro | -1 | 0.14472 | 0 | 0 |  |  |  |  | -0.14472 | 0 | [6 empty] | 269 | 0
5934 | SI_RAY5 | 5 | South | YES | 0 | 0 | 10 | 15 |  | 1.035 | GST | -1 | 0.14489 | 15 | 15 |  |  |  |  | -0.14489 | -2.1734 | [6 empty] | 270 | 0
8139 | JOS #1 | MB | South | YES | 0 | 0 | 45 | 255 |  | 1.02 | GST | -1 | 0.14489 | 0 | 0 |  |  |  |  | -0.14489 | 0 | [6 empty] | 271 | 0
8285 | LAR #1 | MB | South | YES | 0 | 0 | 9 | 32 |  | 1.0497 | GST | -1 | 0.14489 | 0 | 0 |  |  |  |  | -0.14489 | 0 | [6 empty] | 272 | 0
8287 | LAR #2 | MB | South | YES | 0 | 0 | 9 | 32 |  | 1.04 | GST | -1 | 0.14489 | 0 | 0 |  |  |  |  | -0.14489 | 0 | [6 empty] | 273 | 0
8288 | LAR #3 | MB | South | YES | 0 | 0 | 25 | 105 |  | 1.04 | GST | -1 | 0.14489 | 0 | 0 |  |  |  |  | -0.14489 | 0 | [6 empty] | 274 | 0
8388 | BATES0A | MB | South | YES | 0 | 0 | 21 | 71 |  | 1.033 | GST | -1 | 0.14489 | 0 | 0 |  |  |  |  | -0.14489 | 0 | [6 empty] | 275 | 0
8393 | BATES0B | MB | South | YES | 0 | 0 | 25 | 110 |  | 1.03 | GST | -1 | 0.14489 | 0 | 0 |  |  |  |  | -0.14489 | 0 | [6 empty] | 276 | 0
8437 | NUECES_B0C | MB | South | YES | 0 | 0 | 7 | 30 |  | 1.03 | GST | -1 | 0.14489 | 0 | 0 |  |  |  |  | -0.14489 | 0 | [6 empty] | 277 | 0
8438 | NUECES_B0B | MB | South | YES | 0 | 0 | 26 | 169 |  | 1.03 | GST | -1 | 0.14489 | 0 | 0 |  |  |  |  | -0.14489 | 0 | [6 empty] | 278 | 0
39190 | TNSLCGN1__8 | 1 | Houston | YES | 0 | 0 | 10 | 30 |  | 1.03 | Cogen | -1 | 0.14489 | 0 | 0 |  |  | 0 | 0 | -0.14489 | 0 | [6 empty] | 279 | 0
7031 | L_MARSFO1G1Y | 1 | South | YES | -0.004962 | 0 | 0 | 36 |  | 1 | Hydro | -1 | 0.14985 | 0 | 0 |  |  |  |  | -0.14985 | 0 | [6 empty] | 280 | 0
7032 | L_MARSFO1G2Y | 2 | South | YES | -0.004962 | 0 | 0 | 35 |  | 1 | Hydro | -1 | 0.14985 | 0 | 0 |  |  |  |  | -0.14985 | 0 | [6 empty] | 281 | 0
7033 | L_MARSFO1G3Y | 3 | South | YES | -0.004962 | 0 | 0 | 36 |  | 1 | Hydro | -1 | 0.14985 | 0 | 0 |  |  |  |  | -0.14985 | 0 | [6 empty] | 282 | 0
9002 | DECKR_G3 | 3 | South | YES | -0.006719 | 0 | 24 | 42 |  | 1.015 | GGT | -1 | 0.15161 | 42 | 42 |  |  |  |  | -0.15161 | -6.3677 | [6 empty] | 283 | 0
9003 | DECKR_G4 | 4 | South | YES | -0.006719 | 44 | 24 | 44 | 0 | 1.015 | GGT | -1 | 0.15161 | 44 | 44 |  |  |  |  | -0.15161 | -6.6709 | [6 empty] | 284 | 0
9004 | DECKR_G5 | 5 | South | YES | -0.006719 | 44 | 24 | 44 | 0 | 1.015 | GGT | -1 | 0.15161 | 44 | 44 |  |  |  |  | -0.15161 | -6.6709 | [6 empty] | 285 | 0
9005 | DECKR_G6 | 6 | South | YES | -0.006719 | 44 | 24 | 47 | 0 | 1.015 | GGT | -1 | 0.15161 | 47 | 47 |  |  |  |  | -0.15161 | -7.1257 | [6 empty] | 286 | 0
9000 | DECKR_G1 | 1 | South | YES | -0.007763 | 280 | 50 | 321 | 0 | 1.015 | GST | -1 | 0.15266 | 321 | 321 |  |  |  |  | -0.15266 | -49.0023 | [6 empty] | 287 | 0
9001 | DECKR_G2 | 2 | South | YES | -0.007763 | 400 | 50 | 426 | 0 | 1.015 | GST | -1 | 0.15266 | 426 | 426 |  |  |  |  | -0.15266 | -65.0311 | [6 empty] | 288 | 0
7020 | L_AUSTPL1_1Y | 1 | South | YES | -0.007887 | 0 | 0 | 8 |  | 1 | Hydro | -1 | 0.15278 | 0 | 0 |  |  |  |  | -0.15278 | 0 | [6 empty] | 289 | 0
7020 | L_AUSTPL1_1Y | 2 | South | YES | -0.007887 | 0 | 0 | 8 |  | 1 | Hydro | -1 | 0.15278 | 0 | 0 |  |  |  |  | -0.15278 | 0 | [6 empty] | 290 | 0
9016 | SANDH_G1 | 1 | South | YES | -0.009182 | 45 | 2 | 49 | 0 | 1.0175 | GGT | -1 | 0.15407 | 49 | 49 |  |  |  |  | -0.15407 | -7.5496 | [6 empty] | 291 | 0
9017 | SANDH_G2 | 2 | South | YES | -0.009182 | 45 | 2 | 46 | 0 | 1.0175 | GGT | -1 | 0.15407 | 46 | 46 |  |  |  |  | -0.15407 | -7.0874 | [6 empty] | 292 | 0
9018 | SANDH_G3 | 3 | South | YES | -0.009182 | 45 | 2 | 46 | 0 | 1.0175 | GGT | -1 | 0.15407 | 46 | 46 |  |  |  |  | -0.15407 | -7.0874 | [6 empty] | 293 | 0
9019 | SANDH_G4 | 4 | South | YES | -0.009182 | 0 | 2 | 47 |  | 1.0175 | GGT | -1 | 0.15407 | 47 | 47 |  |  |  |  | -0.15407 | -7.2415 | [6 empty] | 294 | 0
9020 | SANDHG5A | 5A | South | YES | -0.009182 | 150 | 84 | 155 | 0 | 1.0175 | CC | -1 | 0.15407 | 155 | 155 |  |  |  |  | -0.15407 | -23.8815 | [6 empty] | 295 | 0
9021 | SANDHG5C | 5C | South | YES | -0.009182 | 140 | 0 | 148 | 0 | 1.0175 | CC | -1 | 0.15407 | 148 | 148 |  |  |  |  | -0.15407 | -22.803 | [6 empty] | 296 | 0
8262 | ELPS | 1 | South | YES | -0.010802 | 6 | 6 | 6 | 0 | 1.15 | Hydro | -1 | 0.15569 | 0 | 0 |  |  |  |  | -0.15569 | 0 | [6 empty] | 297 | 0
7807 | L_BASTEN1_1Y | 1 | South | YES | -0.012783 | 152.5 | 83.5 | 152.5 | 0 | 1.004 | CC | -1 | 0.15768 | 152.5 | 152.5 |  |  |  |  | -0.15768 | -24.0455 | [6 empty] | 298 | 0
7808 | L_BASTEN1_2Y | 1 | South | YES | -0.012783 | 149.5 | 83.5 | 149.5 | 0 | 1.004 | CC | -1 | 0.15768 | 149.5 | 149.5 |  |  |  |  | -0.15768 | -23.5724 | [6 empty] | 299 | 0
7809 | L_BASTEN1_3Y | 1 | South | YES | -0.012783 | 232.6 | 42 | 232.6 | 0 | 1.004 | CC | -1 | 0.15768 | 232.6 | 232.6 |  |  |  |  | -0.15768 | -36.6752 | [6 empty] | 300 | 0
7007 | L_LOSTPI1_1Y | 1 | South | YES | -0.01479 | 158.6 | 110 | 158 | 0 | 1 | CC | -1 | 0.15968 | 158 | 158 |  |  |  |  | -0.15968 | -25.2298 | [6 empty] | 301 | 0
7008 | L_LOSTPI1_2Y | 2 | South | YES | -0.01479 | 157.7 | 107 | 160 | 0 | 1 | CC | -1 | 0.15968 | 160 | 160 |  |  |  |  | -0.15968 | -25.5492 | [6 empty] | 302 | 0
7009 | L_LOSTPI1_3Y | 3 | South | YES | -0.01479 | 173.9 | 72 | 175 | 0 | 1 | CC | -1 | 0.15968 | 175 | 175 |  |  |  |  | -0.15968 | -27.9444 | [6 empty] | 303 | 0
7004 | L_SIMGID1_1Y | 1 | South | YES | -0.016357 | 132 | 40 | 132 | 0 | 1.02 | GST | -1 | 0.16125 | 132 | 132 |  |  |  |  | -0.16125 | -21.2849 | [6 empty] | 304 | 0
7005 | L_SIMGID1_2Y | 2 | South | YES | -0.016357 | 133 | 32 | 139 | 0 | 1.02 | GST | -1 | 0.16125 | 139 | 139 |  |  |  |  | -0.16125 | -22.4136 | [6 empty] | 305 | 0
7006 | L_SIMGID1_3Y | 3 | South | YES | -0.016357 | 324.9 | 60 | 329 | 0 | 1.02 | GST | -1 | 0.16125 | 329 | 329 |  |  |  |  | -0.16125 | -53.051 | [6 empty] | 306 | 0
7487 | L_CANYHY8_1Y | 1 | South | YES | -0.026478 | 0 | 0 | 6 |  | 1 | Hydro | -1 | 0.17137 | 0 | 0 |  |  |  |  | -0.17137 | 0 | [6 empty] | 307 | 0
7303 | L_WPPGS12_1Y | 1 | South | YES | -0.031164 | 50 | 0 | 50 | 0 | 1.025 | GGT | -1 | 0.17606 | 50 | 50 |  |  |  |  | -0.17606 | -8.8028 | [6 empty] | 308 | 0
7303 | L_WPPGS12_1Y | 2 | South | YES | -0.031164 | 50 | 0 | 50 | 0 | 1.025 | GGT | -1 | 0.17606 | 50 | 50 |  |  |  |  | -0.17606 | -8.8028 | [6 empty] | 309 | 0
7305 | L_WPPGS34_1Y | 3 | South | YES | -0.031164 | 50 | 0 | 50 | 0 | 1.025 | GGT | -1 | 0.17606 | 50 | 50 |  |  |  |  | -0.17606 | -8.8028 | [6 empty] | 310 | 0
7305 | L_WPPGS34_1Y | 4 | South | YES | -0.031164 | 50 | 0 | 50 | 0 | 1.025 | GGT | -1 | 0.17606 | 50 | 50 |  |  |  |  | -0.17606 | -8.8028 | [6 empty] | 311 | 0
7014 | L_HAYSEN1_1Y | 1 | South | YES | -0.031231 | 223.9 | 74 | 223.9 | 0 | 1.008 | CC | -1 | 0.17612 | 223.9 | 223.9 |  |  |  |  | -0.17612 | -39.434 | [6 empty] | 312 | 0
7015 | L_HAYSEN1_2Y | 2 | South | YES | -0.031231 | 225 | 74 | 225 | 0 | 1.008 | CC | -1 | 0.17612 | 225 | 225 |  |  |  |  | -0.17612 | -39.6277 | [6 empty] | 313 | 0
7016 | L_HAYSEN1_3Y | 3 | South | YES | -0.031231 | 224.6 | 74 | 224.6 | 0 | 1.008 | CC | -1 | 0.17612 | 224.6 | 224.6 |  |  |  |  | -0.17612 | -39.5573 | [6 empty] | 314 | 0
7017 | L_HAYSEN1_4Y | 4 | South | YES | -0.031231 | 226.7 | 74 | 226.7 | 0 | 1.008 | CC | -1 | 0.17612 | 226.7 | 226.7 |  |  |  |  | -0.17612 | -39.9271 | [6 empty] | 315 | 0
7010 | L_FPPYD11_1Y | 1 | South | YES | -0.032666 | 547.4 | 200 | 606 | 0 | 1.02 | LIGCO | -1 | 0.17756 | 0 | 606 |  |  |  |  | -0.17756 | 0 | [6 empty] | 316 | 0
7011 | L_FPPYD11_2Y | 2 | South | YES | -0.032666 | 552.2 | 200 | 598 | 0 | 1.02 | LIGCO | -1 | 0.17756 | 0 | 598 |  |  |  |  | -0.17756 | 0 | [6 empty] | 317 | 0
7012 | L_FPPYD21_3Y | 3 | South | YES | -0.032805 | 427.5 | 200 | 436 | 0 | 1.02 | LIGCO | -1 | 0.1777 | 0 | 436 |  |  |  |  | -0.1777 | 0 | [6 empty] | 318 | 0
7605 | L_MCQUEE9_1Y | 1 | South | YES | -0.035399 | 0 | 0 | 2.4 |  | 1.025 | Hydro | -1 | 0.18029 | 0 | 0 |  |  |  |  | -0.18029 | 0 | [6 empty] | 319 | 0
7605 | L_MCQUEE9_1Y | 2 | South | YES | -0.035399 | 0 | 0 | 2.4 |  | 1.025 | Hydro | -1 | 0.18029 | 0 | 0 |  |  |  |  | -0.18029 | 0 | [6 empty] | 320 | 0
7605 | L_MCQUEE9_1Y | 3 | South | YES | -0.035399 | 0 | 0 | 2.8 |  | 1.025 | Hydro | -1 | 0.18029 | 0 | 0 |  |  |  |  | -0.18029 | 0 | [6 empty] | 321 | 0
7810 | L_RIONOG1G1Y | 1 | South | YES | -0.035874 | 148 | 0 | 148 | 0 | 1.02 | CC | -1 | 0.18077 | 148 | 148 |  |  |  |  | -0.18077 | -26.7534 | [6 empty] | 322 | 0
7811 | L_RIONOG1G2Y | 2 | South | YES | -0.035874 | 148 | 0 | 148 | 0 | 1.02 | CC | -1 | 0.18077 | 148 | 148 |  |  |  |  | -0.18077 | -26.7534 | [6 empty] | 323 | 0
7812 | L_RIONOG1G3Y | 3 | South | YES | -0.035874 | 154 | 0 | 154 | 0 | 1.02 | CC | -1 | 0.18077 | 154 | 154 |  |  |  |  | -0.18077 | -27.838 | [6 empty] | 324 | 0
7813 | L_RIONOG1S1Y | 4 | South | YES | -0.035874 | 293 | 0 | 293 | 0 | 1.02 | CC | -1 | 0.18077 | 293 | 293 |  |  |  |  | -0.18077 | -52.9645 | [6 empty] | 325 | 0
7609 | L_SCHUMA8_1Y | 1 | South | YES | -0.036544 | 0 | 0 | 4 |  | 1 | Hydro | -1 | 0.18144 | 0 | 0 |  |  |  |  | -0.18144 | 0 | [6 empty] | 326 | 0
7624 | L_LAKEWO9_1Y | 1 | South | YES | -0.038301 | 0 | 0 | 2.4 |  | 1 | Hydro | -1 | 0.18319 | 0 | 0 |  |  |  |  | -0.18319 | 0 | [6 empty] | 327 | 0
7624 | L_LAKEWO9_1Y | 2 | South | YES | -0.038301 | 0 | 0 | 2.4 |  | 1 | Hydro | -1 | 0.18319 | 0 | 0 |  |  |  |  | -0.18319 | 0 | [6 empty] | 328 | 0
58909 | PEARSALLSCG1 | 3 | South | YES | -0.039232 | 0 | 0 | 8.4 |  | 1.027 | Diesel | -1 | 0.18412 | 8.4 | 8.4 |  |  |  |  | -0.18412 | -1.5466 | [6 empty] | 329 | 0
58909 | PEARSALLSCG1 | 4 | South | YES | -0.039232 | 0 | 0 | 8.4 |  | 1.027 | Diesel | -1 | 0.18412 | 8.4 | 8.4 |  |  |  |  | -0.18412 | -1.5466 | [6 empty] | 330 | 0
58909 | PEARSALLSCG1 | 6 | South | YES | -0.039232 | 0 | 0 | 8.4 |  | 1.027 | Diesel | -1 | 0.18412 | 8.4 | 8.4 |  |  |  |  | -0.18412 | -1.5466 | [6 empty] | 331 | 0
58909 | PEARSALLSCG1 | 5 | South | YES | -0.039232 | 0 | 0 | 8.4 |  | 1.027 | Diesel | -1 | 0.18412 | 8.4 | 8.4 |  |  |  |  | -0.18412 | -1.5466 | [6 empty] | 332 | 0
58909 | PEARSALLSCG1 | 1 | South | YES | -0.039232 | 0 | 0 | 8.4 |  | 1.027 | Diesel | -1 | 0.18412 | 8.4 | 8.4 |  |  |  |  | -0.18412 | -1.5466 | [6 empty] | 333 | 0
58909 | PEARSALLSCG1 | 2 | South | YES | -0.039232 | 0 | 0 | 8.4 |  | 1.027 | Diesel | -1 | 0.18412 | 8.4 | 8.4 |  |  |  |  | -0.18412 | -1.5466 | [6 empty] | 334 | 0
58919 | PEARSALLSCG2 | 5 | South | YES | -0.039232 | 0 | 0 | 8.4 |  | 1.027 | Diesel | -1 | 0.18412 | 8.4 | 8.4 |  |  |  |  | -0.18412 | -1.5466 | [6 empty] | 335 | 0
58919 | PEARSALLSCG2 | 6 | South | YES | -0.039232 | 0 | 0 | 8.4 |  | 1.027 | Diesel | -1 | 0.18412 | 8.4 | 8.4 |  |  |  |  | -0.18412 | -1.5466 | [6 empty] | 336 | 0
58919 | PEARSALLSCG2 | 1 | South | YES | -0.039232 | 0 | 0 | 8.4 |  | 1.027 | Diesel | -1 | 0.18412 | 8.4 | 8.4 |  |  |  |  | -0.18412 | -1.5466 | [6 empty] | 337 | 0
58919 | PEARSALLSCG2 | 2 | South | YES | -0.039232 | 0 | 0 | 8.4 |  | 1.027 | Diesel | -1 | 0.18412 | 8.4 | 8.4 |  |  |  |  | -0.18412 | -1.5466 | [6 empty] | 338 | 0
58919 | PEARSALLSCG2 | 4 | South | YES | -0.039232 | 0 | 0 | 8.4 |  | 1.027 | Diesel | -1 | 0.18412 | 8.4 | 8.4 |  |  |  |  | -0.18412 | -1.5466 | [6 empty] | 339 | 0
58919 | PEARSALLSCG2 | 3 | South | YES | -0.039232 | 0 | 0 | 8.4 |  | 1.027 | Diesel | -1 | 0.18412 | 8.4 | 8.4 |  |  |  |  | -0.18412 | -1.5466 | [6 empty] | 340 | 0
58929 | PEARSALLSCG3 | 4 | South | YES | -0.039232 | 0 | 0 | 8.4 |  | 1.027 | Diesel | -1 | 0.18412 | 8.4 | 8.4 |  |  |  |  | -0.18412 | -1.5466 | [6 empty] | 341 | 0
58929 | PEARSALLSCG3 | 6 | South | YES | -0.039232 | 0 | 0 | 8.4 |  | 1.027 | Diesel | -1 | 0.18412 | 8.4 | 8.4 |  |  |  |  | -0.18412 | -1.5466 | [6 empty] | 342 | 0
58929 | PEARSALLSCG3 | 2 | South | YES | -0.039232 | 0 | 0 | 8.4 |  | 1.027 | Diesel | -1 | 0.18412 | 8.4 | 8.4 |  |  |  |  | -0.18412 | -1.5466 | [6 empty] | 343 | 0
58929 | PEARSALLSCG3 | 5 | South | YES | -0.039232 | 0 | 0 | 8.4 |  | 1.027 | Diesel | -1 | 0.18412 | 8.4 | 8.4 |  |  |  |  | -0.18412 | -1.5466 | [6 empty] | 344 | 0
58929 | PEARSALLSCG3 | 1 | South | YES | -0.039232 | 0 | 0 | 8.4 |  | 1.027 | Diesel | -1 | 0.18412 | 8.4 | 8.4 |  |  |  |  | -0.18412 | -1.5466 | [6 empty] | 345 | 0
58929 | PEARSALLSCG3 | 3 | South | YES | -0.039232 | 0 | 0 | 8.4 |  | 1.027 | Diesel | -1 | 0.18412 | 8.4 | 8.4 |  |  |  |  | -0.18412 | -1.5466 | [6 empty] | 346 | 0
58949 | PEARSALLSCG4 | 3 | South | YES | -0.039232 | 0 | 0 | 8.4 |  | 1.027 | Diesel | -1 | 0.18412 | 8.4 | 8.4 |  |  |  |  | -0.18412 | -1.5466 | [6 empty] | 347 | 0
58949 | PEARSALLSCG4 | 2 | South | YES | -0.039232 | 0 | 0 | 8.4 |  | 1.027 | Diesel | -1 | 0.18412 | 8.4 | 8.4 |  |  |  |  | -0.18412 | -1.5466 | [6 empty] | 348 | 0
58949 | PEARSALLSCG4 | 1 | South | YES | -0.039232 | 0 | 0 | 8.4 |  | 1.027 | Diesel | -1 | 0.18412 | 8.4 | 8.4 |  |  |  |  | -0.18412 | -1.5466 | [6 empty] | 349 | 0
58949 | PEARSALLSCG4 | 4 | South | YES | -0.039232 | 0 | 0 | 8.4 |  | 1.027 | Diesel | -1 | 0.18412 | 8.4 | 8.4 |  |  |  |  | -0.18412 | -1.5466 | [6 empty] | 350 | 0
58949 | PEARSALLSCG4 | 6 | South | YES | -0.039232 | 0 | 0 | 8.4 |  | 1.027 | Diesel | -1 | 0.18412 | 8.4 | 8.4 |  |  |  |  | -0.18412 | -1.5466 | [6 empty] | 351 | 0
58949 | PEARSALLSCG4 | 5 | South | YES | -0.039232 | 0 | 0 | 8.4 |  | 1.027 | Diesel | -1 | 0.18412 | 8.4 | 8.4 |  |  |  |  | -0.18412 | -1.5466 | [6 empty] | 352 | 0
7800 | L_GUADGE1_1Y | 1 | South | YES | -0.040236 | 147 | 30 | 147 | 0 | 1.02 | CC | -1 | 0.18513 | 147 | 147 |  |  |  |  | -0.18513 | -27.2138 | [6 empty] | 353 | 0
7801 | L_GUADGE1_2Y | 2 | South | YES | -0.040236 | 138 | 30 | 138 | 0 | 1.02 | CC | -1 | 0.18513 | 138 | 138 |  |  |  |  | -0.18513 | -25.5477 | [6 empty] | 354 | 0
7802 | L_GUADGE1_3Y | 3 | South | YES | -0.040236 | 146 | 30 | 146 | 0 | 1.02 | CC | -1 | 0.18513 | 146 | 146 |  |  |  |  | -0.18513 | -27.0287 | [6 empty] | 355 | 0
7803 | L_GUADGE1_4Y | 4 | South | YES | -0.040236 | 149 | 30 | 149 | 0 | 1.02 | CC | -1 | 0.18513 | 149 | 149 |  |  |  |  | -0.18513 | -27.5841 | [6 empty] | 356 | 0
7804 | L_GUADGE1_5Y | 5 | South | YES | -0.040236 | 182 | 30 | 182 | 0 | 1.02 | CC | -1 | 0.18513 | 182 | 182 |  |  |  |  | -0.18513 | -33.6933 | [6 empty] | 357 | 0
7805 | L_GUADGE1_6Y | 6 | South | YES | -0.040236 | 203 | 30 | 203 | 0 | 1.02 | CC | -1 | 0.18513 | 203 | 203 |  |  |  |  | -0.18513 | -37.581 | [6 empty] | 358 | 0
5028 | BRAUNIG_VHB3 | 3 | South | YES | -0.04122 | 407 | 60 | 407 | 0 | 1.0138 | GST | -1 | 0.18611 | 407 | 407 |  |  |  |  | -0.18611 | -75.7477 | [6 empty] | 359 | 0
5396 | CALAVER_OWS1 | 1 | South | YES | -0.041248 | 418 | 80 | 418 | 0 | 1.0192 | GST | -1 | 0.18614 | 418 | 418 |  |  |  |  | -0.18614 | -77.8066 | [6 empty] | 360 | 0
5397 | CALAVER_OWS2 | 2 | South | YES | -0.041248 | 400 | 80 | 400 | 0 | 1.0192 | GST | -1 | 0.18614 | 400 | 400 |  |  |  |  | -0.18614 | -74.4561 | [6 empty] | 361 | 0
5111 | CALAVER_JTD1 | 1 | South | YES | -0.041252 | 430 | 80 | 430 | 0 | 1.0138 | LIGCO | -1 | 0.18614 | 0 | 430 |  |  |  |  | -0.18614 | 0 | [6 empty] | 362 | 0
5112 | CALAVER_JTD2 | 2 | South | YES | -0.041252 | 430 | 80 | 430 | 0 | 1.0138 | LIGCO | -1 | 0.18614 | 0 | 430 |  |  |  |  | -0.18614 | 0 | [6 empty] | 363 | 0
5264 | LEON_LCP3G3 | 3 | South | YES | -0.041283 | 0 | 20 | 58 |  | 1.0197 | GST | -1 | 0.18618 | 58 | 58 |  |  |  |  | -0.18618 | -10.7982 | [6 empty] | 364 | 0
5265 | LEON_LCP4G4 | 4 | South | YES | -0.041283 | 89 | 25 | 89 | 0 | 1.0197 | GST | -1 | 0.18618 | 89 | 89 |  |  |  |  | -0.18618 | -16.5696 | [6 empty] | 365 | 0
5266 | LEON_LCPCT1 | 1 | South | YES | -0.041283 | 44 | 24 | 44 | 0 | 1.0197 | GGT | -1 | 0.18618 | 44 | 44 |  |  |  |  | -0.18618 | -8.1917 | [6 empty] | 366 | 0
5267 | LEON_LCPCT2 | 2 | South | YES | -0.041283 | 44 | 24 | 44 | 0 | 1.0197 | GGT | -1 | 0.18618 | 44 | 44 |  |  |  |  | -0.18618 | -8.1917 | [6 empty] | 367 | 0
5268 | LEON_LCPCT3 | 3 | South | YES | -0.041283 | 43 | 24 | 43 | 0 | 1.0197 | GGT | -1 | 0.18618 | 43 | 43 |  |  |  |  | -0.18618 | -8.0055 | [6 empty] | 368 | 0
5269 | LEON_LCPCT4 | 4 | South | YES | -0.041283 | 45 | 24 | 45 | 0 | 1.0197 | GGT | -1 | 0.18618 | 45 | 45 |  |  |  |  | -0.18618 | -8.3779 | [6 empty] | 369 | 0
5436 | TUTTL_WBT1G1 | 1 | South | YES | -0.041289 | 48.8 | 20 | 61 | 0 | 1.012 | GST | -1 | 0.18618 | 61 | 61 |  |  |  |  | -0.18618 | -11.3571 | [6 empty] | 370 | 0
5438 | TUTTL_WBT3G3 | 3 | South | YES | -0.041289 | 95 | 25 | 95 | 0 | 1.012 | GST | -1 | 0.18618 | 95 | 95 |  |  |  |  | -0.18618 | -17.6872 | [6 empty] | 371 | 0
5439 | TUTTL_WBT4G4 | 4 | South | YES | -0.041289 | 151 | 40 | 151 | 0 | 1.012 | GST | -1 | 0.18618 | 151 | 151 |  |  |  |  | -0.18618 | -28.1134 | [6 empty] | 372 | 0
5026 | BRAUNIG_VHB1 | 1 | South | YES | -0.041406 | 215 | 40 | 215 | 0 | 1.0192 | GST | -1 | 0.1863 | 215 | 215 |  |  |  |  | -0.1863 | -40.0541 | [6 empty] | 373 | 0
5027 | BRAUNIG_VHB2 | 2 | South | YES | -0.041406 | 216 | 40 | 216 | 0 | 1.0192 | GST | -1 | 0.1863 | 216 | 216 |  |  |  |  | -0.1863 | -40.2404 | [6 empty] | 374 | 0
5890 | PEARSALLGEN1 | 1 | South | YES | -0.041422 | 19.2 | 6 | 24 | 0 | 1.0226 | GST | -1 | 0.18631 | 24 | 24 |  |  |  |  | -0.18631 | -4.4715 | [6 empty] | 375 | 0
5891 | PEARSALLGEN2 | 1 | South | YES | -0.041422 | 19.4 | 6 | 24.3 | 0 | 1.0226 | GST | -1 | 0.18631 | 24.3 | 24.3 |  |  |  |  | -0.18631 | -4.5274 | [6 empty] | 376 | 0
5892 | PEARSALLGEN3 | 1 | South | YES | -0.041422 | 19.1 | 6 | 23.9 | 0 | 1.0226 | GST | -1 | 0.18631 | 23.9 | 23.9 |  |  |  |  | -0.18631 | -4.4529 | [6 empty] | 377 | 0
5476 | BRA_AVR1_CT1 | 1 | South | YES | -0.042841 | 155 | 90 | 155 | 0 | 1.025 | CC | -1 | 0.18773 | 155 | 155 |  |  |  |  | -0.18773 | -29.0986 | [6 empty] | 378 | 0
5477 | BRA_AVR1_ST | 1 | South | YES | -0.042841 | 174 | 138 | 174 | 0 | 1.025 | CC | -1 | 0.18773 | 174 | 174 |  |  |  |  | -0.18773 | -32.6656 | [6 empty] | 379 | 0
5478 | BRA_AVR1_CT2 | 1 | South | YES | -0.042841 | 155 | 90 | 155 | 0 | 1.025 | CC | -1 | 0.18773 | 155 | 155 |  |  |  |  | -0.18773 | -29.0986 | [6 empty] | 380 | 0
5401 | CALAVER_JKS1 | 1 | South | YES | -0.043914 | 562 | 100 | 562 | 0 | 1.026 | LIGCO | -1 | 0.18881 | 0 | 562 |  |  |  |  | -0.18881 | 0 | [6 empty] | 381 | 0
8189 | CUECPL2A | 1 | South | YES | -0.046691 | 12 | 0 | 12 | 0 | 1.02 | Cogen | -1 | 0.19158 | 0 | 0 |  |  |  |  | -0.19158 | 0 | [6 empty] | 382 | 0
5903 | SANMIGUELGEN | 1 | South | YES | -0.049449 | 396.3 | 180 | 396.3 | 0 | 1.0336 | LIGCO | -1 | 0.19434 | 0 | 396.3 |  |  |  |  | -0.19434 | 0 | [6 empty] | 383 | 0
80265 | LARECU40A | 4 | South | YES | -0.04999 | 80 | 0 | 100 |  | 1.039 | GGT | -1 | 0.19488 | 100 | 100 |  |  |  |  | -0.19488 | -19.4882 | [6 empty] | 384 | 0
80266 | LARECU50A | 5 | South | YES | -0.04999 | 80 | 0 | 100 |  | 1.039 | GGT | -1 | 0.19488 | 100 | 100 |  |  |  |  | -0.19488 | -19.4882 | [6 empty] | 385 | 0
80012 | LAR | F | South | YES | -0.049993 | 0 | 0 | 0 | 0 | 1.04 | DCTie | -1 | 0.19489 | 0 | 0 |  |  |  |  | -0.19489 | 0 | [6 empty] | 386 | 0
88299 | ZAPATA | F | South | YES | -0.056007 | 0 | 0 | 0 | 0 | 1.02 | BLT | -1 | 0.2009 | 0 | 0 |  |  |  |  | -0.2009 | 0 | [6 empty] | 387 | 0
88198 | BEEVILLE | F | South | YES | -0.058817 | 0 | 0 | 0 | 0 | 1.02 | AVR | -1 | 0.20371 | 0 | 0 |  |  |  |  | -0.20371 | 0 | [6 empty] | 388 | 0
5728 | FALCONHYDRO2 | 2 | South | YES | -0.060086 | 12 | 0 | 12 | 0 | 1.0234 | Hydro | -1 | 0.20498 | 0 | 0 |  |  |  |  | -0.20498 | 0 | [6 empty] | 389 | 0
5729 | FALCONHYDRO3 | 3 | South | YES | -0.060086 | 11 | 0 | 11 | 0 | 1.0234 | Hydro | -1 | 0.20498 | 0 | 0 |  |  |  |  | -0.20498 | 0 | [6 empty] | 390 | 0
8048 | FALCONHYDRO1 | 1 | South | YES | -0.060086 | 12 | 0 | 12 | 0 | 1.0234 | Hydro | -1 | 0.20498 | 0 | 0 |  |  |  |  | -0.20498 | 0
88508 | FALFURRI | F | South | YES | -0.060841 | 0 | 0 | 0 | 0 | 1 | AVR | -1 | 0.20573 | 0 | 0 |  |  |  |  | -0.20573 | 0
8161 | COLETO0A | 1 | South | YES | -0.062182 | 633 | 200 | 633 | 0 | 1.03 | LIGCO | -1 | 0.20707 | 0 | 633 |  |  |  |  | -0.20707 | 0
8933 | FGNTS001 | 1 | South | YES | -0.06435 | 146.5 | 0 | 146.5 | 0 | 1.03 | CC | -1 | 0.20924 | 146.5 | 146.5 |  |  |  |  | -0.20924 | -30.654
8934 | FGNTS101 | 2 | South | YES | -0.06435 | 147.9 | 0 | 147.9 | 0 | 1.03 | CC | -1 | 0.20924 | 147.9 | 147.9 |  |  |  |  | -0.20924 | -30.9469
8935 | FGNTS201 | 3 | South | YES | -0.06435 | 173 | 0 | 173 | 0 | 1.03 | CC | -1 | 0.20924 | 173 | 173 |  |  |  |  | -0.20924 | -36.1989
8981 | HECN1 | 1 | South | YES | -0.065066 | 144.8 | 0 | 144.8 | 0 | 1.0304 | CC | -1 | 0.20996 | 144.8 | 144.8 |  |  |  |  | -0.20996 | -30.4019
8982 | HECN2 | 2 | South | YES | -0.065066 | 144.1 | 0 | 144.1 | 0 | 1.0304 | CC | -1 | 0.20996 | 144.1 | 144.1 |  |  |  |  | -0.20996 | -30.255
8983 | HECN3 | 3 | South | YES | -0.065066 | 171.9 | 0 | 171.9 | 0 | 1.0304 | CC | -1 | 0.20996 | 171.9 | 171.9 |  |  |  |  | -0.20996 | -36.0918
8936 | MVGN#1 | 1 | South | YES | -0.065068 | 216.6 | 0 | 216.6 | 0 | 1.0304 | CC | -1 | 0.20996 | 216.6 | 216.6 |  |  |  |  | -0.20996 | -45.4774
8937 | MVGN#2 | 2 | South | YES | -0.065068 | 216.7 | 0 | 216.7 | 0 | 1.0304 | CC | -1 | 0.20996 | 216.7 | 216.7 |  |  |  |  | -0.20996 | -45.4984
8938 | MVGN#3 | 3 | South | YES | -0.065068 | 250.9 | 0 | 250.9 | 0 | 1.0304 | CC | -1 | 0.20996 | 250.9 | 250.9 |  |  |  |  | -0.20996 | -52.679
5932 | SI_RAY9 | 9 | South | YES | -0.065382 | 32 | 32 | 38 | 0 | 1.035 | CC | -1 | 0.21027 | 38 | 38 |  |  |  |  | -0.21027 | -7.9904
5933 | SI_RAY6 | 6 | South | YES | -0.065382 | 15.4 | 10 | 19.3 | 0 | 1.035 | GST | -1 | 0.21027 | 19.3 | 19.3 |  |  |  |  | -0.21027 | -4.0583
5935 | SI_RAY10 | 10 | South | YES | -0.065382 | 47 | 10 | 47 | 0 | 1.03 | CC | -1 | 0.21027 | 47 | 47 |  |  |  |  | -0.21027 | -9.8829
80003 | MILHWYS | F | South | YES | -0.065382 | 0 | 0 | 0 | 0 | 1.0168 | AVR | -1 | 0.21027 | 0 | 0 |  |  |  |  | -0.21027 | 0
80080 | GWINDT11A | 3 | South | YES | -0.065574 | 0 | 0 | 38 | 0 | 1.025 | Wind | -1 | 0.21047 | 0 | 38 |  |  |  |  | -0.21047 | 0
80080 | GWINDT11A | 4 | South | YES | -0.065574 | 3.8 | 0 | 19 | 0 | 1.025 | Wind | -1 | 0.21047 | 0 | 19 |  |  |  |  | -0.21047 | 0
80080 | GWINDT11A | 2 | South | YES | -0.065574 | 0 | 0 | 41 | 0 | 1.025 | Wind | -1 | 0.21047 | 0 | 41 |  |  |  |  | -0.21047 | 0
80080 | GWINDT11A | 1 | South | YES | -0.065574 | 28.2 | 0 | 94 | 0 | 1.025 | Wind | -1 | 0.21047 | 0 | 94 |  |  |  |  | -0.21047 | 0
80081 | GWINDT21A | 4 | South | YES | -0.065574 | 4.4 | 0 | 22 | 0 | 1.025 | Wind | -1 | 0.21047 | 0 | 22 |  |  |  |  | -0.21047 | 0
80081 | GWINDT21A | 1 | South | YES | -0.065574 | 28.2 | 0 | 94 | 0 | 1.025 | Wind | -1 | 0.21047 | 0 | 94 |  |  |  |  | -0.21047 | 0
80081 | GWINDT21A | 3 | South | YES | -0.065574 | 8.6 | 0 | 43 | 0 | 1.025 | Wind | -1 | 0.21047 | 0 | 43 |  |  |  |  | -0.21047 | 0
80081 | GWINDT21A | 2 | South | YES | -0.065574 | 7.2 | 0 | 36 | 0 | 1.025 | Wind | -1 | 0.21047 | 0 | 36 |  |  |  |  | -0.21047 | 0
80180 | PNSCALT11A | 2 | South | YES | -0.065574 | 10 | 0 | 50 | 0 | 1.025 | Wind | -1 | 0.21047 | 0 | 50 |  |  |  |  | -0.21047 | 0
80180 | PNSCALT11A | 1 | South | YES | -0.065574 | 43.8 | 0 | 148 | 0 | 1.025 | Wind | -1 | 0.21047 | 0 | 148 |  |  |  |  | -0.21047 | 0
80181 | PNSCALT21A | 2 | South | YES | -0.065574 | 10 | 0 | 50 | 0 | 1.025 | Wind | -1 | 0.21047 | 0 | 50 |  |  |  |  | -0.21047 | 0
80181 | PNSCALT21A | 1 | South | YES | -0.065574 | 16.5 | 0 | 55 | 0 | 1.025 | Wind | -1 | 0.21047 | 0 | 55 |  |  |  |  | -0.21047 | 0
8517 | CELANEBI0A | 1 | South | YES | -0.065662 | 29 | 0 | 29 | 0 | 1.02 | Cogen | -1 | 0.21055 | 0 | 0 |  |  |  |  | -0.21055 | 0
8461 | KOCH_UP0A | 1 | South | YES | -0.066225 | 38 | 0 | 38 | 0 | 1.012 | Cogen | -1 | 0.21112 | 0 | 0 |  |  |  |  | -0.21112 | 0
8511 | OXY_CC0A | 1 | South | YES | -0.06628 | 30.3 | 0 | 38 | 0 | 1.027 | Cogen | -1 | 0.21117 | 0 | 0 |  |  |  |  | -0.21117 | 0
8506 | VAL #1 | 1 | South | YES | -0.066384 | 20.9 | 0 | 25 | 0 | 1.0055 | Cogen | -1 | 0.21128 | 0 | 0 |  |  |  |  | -0.21128 | 0
8507 | VAL #2 | 2 | South | YES | -0.066384 | 20.9 | 0 | 25 | 0 | 1.0055 | Cogen | -1 | 0.21128 | 0 | 0 |  |  |  |  | -0.21128 | 0
8459 | B_DAVIS0B | MB | South | YES | -0.066525 | 0 | 50 | 339 |  | 1.03 | GSC | -1 | 0.21142 | 0 | 0 |  |  |  |  | -0.21142 | 0
8460 | B_DAVIS0A | MB | South | YES | -0.066525 | 0 | 50 | 340 |  | 1.03 | GSC | -1 | 0.21142 | 0 | 0 |  |  |  |  | -0.21142 | 0
80263 | B_DAVIS31A | 3 | South | YES | -0.066525 | 0 | 0 | 180 |  | 1.0366 | CC | -1 | 0.21142 | 180 | 180 |  |  |  |  | -0.21142 | -38.0551
80264 | B_DAVIS41A | 4 | South | YES | -0.066525 | 0 | 0 | 180 |  | 1.0366 | CC | -1 | 0.21142 | 180 | 180 |  |  |  |  | -0.21142 | -38.0551
8456 | COSW#1 | 1 | South | YES | -0.066684 | 20 | 0 | 20 | 0 | 1.027 | Cogen | -1 | 0.21158 | 0 | 0 |  |  |  |  | -0.21158 | 0
8457 | COSW#2 | 2 | South | YES | -0.066684 | 14 | 0 | 14 | 0 | 1.027 | Cogen | -1 | 0.21158 | 0 | 0 |  |  |  |  | -0.21158 | 0
8560 | CNOPGT1 | 1 | South | YES | -0.066761 | 148.3 | 0 | 148.3 | 0 | 1.03 | Cogen | -1 | 0.21165 | 0 | 0 |  |  |  |  | -0.21165 | 0
8561 | CNOPGT2 | 2 | South | YES | -0.066761 | 148.6 | 0 | 148.6 | 0 | 1.03 | Cogen | -1 | 0.21165 | 0 | 0 |  |  |  |  | -0.21165 | 0
8562 | CNOPST1 | 3 | South | YES | -0.066761 | 153 | 0 | 153 | 0 | 1.03 | Cogen | -1 | 0.21165 | 0 | 0 |  |  |  |  | -0.21165 | 0
8442 | NBEC7 | 7 | South | YES | -0.066777 | 0 | 81 | 367 |  | 1.0298 | GST | -1 | 0.21167 | 367 | 367 |  |  |  |  | -0.21167 | -77.6826
8442 | NBEC7 | MB | South | YES | -0.066777 | 0 | 81 | 367 |  | 1.0298 | GST | -1 | 0.21167 | 0 | 0 |  |  |  |  | -0.21167 | 0
8926 | LGE_GT10A | 1 | South | YES | -0.06816 | 158 | 0 | 158 | 0 | 1.03 | Cogen | -1 | 0.21305 | 0 | 0 |  |  |  |  | -0.21305 | 0
8927 | LGE_GT20A | 2 | South | YES | -0.06816 | 153 | 0 | 153 | 0 | 1.03 | Cogen | -1 | 0.21305 | 0 | 0 |  |  |  |  | -0.21305 | 0
8928 | LGE_STG0A | 3 | South | YES | -0.06816 | 100 | 0 | 100 | 0 | 1.03 | Cogen | -1 | 0.21305 | 0 | 0 |  |  |  |  | -0.21305 | 0
8930 | ICPGN10A | 1 | South | YES | -0.06816 | 149 | 0 | 149 | 0 | 1.03 | Cogen | -1 | 0.21305 | 0 | 0 |  |  |  |  | -0.21305 | 0
8931 | ICPGN20A | 2 | South | YES | -0.06816 | 150 | 0 | 150 | 0 | 1.03 | Cogen | -1 | 0.21305 | 0 | 0 |  |  |  |  | -0.21305 | 0
8932 | ICPGN30A | 3 | South | YES | -0.06816 | 127 | 0 | 127 | 0 | 1.03 | Cogen | -1 | 0.21305 | 0 | 0 |  |  |  |  | -0.21305 | 0
80223 | REYSHR G | 1 | South | YES | -0.06816 | 12 | 0 | 12 | 0 | 1.032 | Cogen | -1 | 0.21305 | 0 | 0 |  |  |  |  | -0.21305 | 0
8173 | VICEC51A | 5 | South | YES | -0.068687 | 144 | 18 | 144 | 0 | 1.025 | CC | -1 | 0.21358 | 144 | 144 |  |  |  |  | -0.21358 | -30.7554
8174 | VICEC61A | 6 | South | YES | -0.068687 | 188 | 42 | 188 | 0 | 1.025 | CC | -1 | 0.21358 | 188 | 188 |  |  |  |  | -0.21358 | -40.1529
5508 | RAYBURNCC9 | 1 | South | YES | -0.069944 | 47.7 | 18.2 | 47.7 | 0 | 1.0296 | CC | -1 | 0.21484 | 47.7 | 47.7 |  |  |  |  | -0.21484 | -10.2477
5509 | RAYBURNCC10 | 1 | South | YES | -0.069944 | 37.3 | 5.2 | 37.3 | 0 | 1.0296 | CC | -1 | 0.21484 | 37.3 | 37.3 |  |  |  |  | -0.21484 | -8.0134
5511 | RAYBURNCC7 | 1 | South | YES | -0.069944 | 47.5 | 18.2 | 47.5 | 0 | 1.0296 | CC | -1 | 0.21484 | 47.5 | 47.5 |  |  |  |  | -0.21484 | -10.2047
5512 | RAYBURNCC8 | 1 | South | YES | -0.069944 | 49.3 | 18.2 | 49.3 | 0 | 1.0296 | CC | -1 | 0.21484 | 49.3 | 49.3 |  |  |  |  | -0.21484 | -10.5914
8066 | DUP1V#1 | 1 | South | YES | -0.070031 | 52.3 | 0 | 73 | 0 | 1.01 | Cogen | -1 | 0.21492 | 0 | 0 |  |  |  |  | -0.21492 | 0
5503 | RAYBURNGEN3 | 1 | South | YES | -0.070592 | 17.6 | 6 | 22 | 0 | 1.0224 | GST | -1 | 0.21548 | 22 | 22 |  |  |  |  | -0.21548 | -4.7407
5505 | RAYBURNGEN1 | 1 | South | YES | -0.070592 | 0 | 1 | 11 |  | 1.0223 | GGT | -1 | 0.21548 | 11 | 11 |  |  |  |  | -0.21548 | -2.3703
5506 | RAYBURNGEN2 | 1 | South | YES | -0.070592 | 0 | 1 | 11 |  | 1.0223 | GGT | -1 | 0.21548 | 11 | 11 |  |  |  |  | -0.21548 | -2.3703
80224 | VISTRONG1 | 1 | South | YES | -0.072312 | 13.1 | 0 | 15 | 0 | 1.01 | Cogen | -1 | 0.2172 | 0 | 0 |  |  |  |  | -0.2172 | 0
80225 | VISTRONG2 | 2 | South | YES | -0.072312 | 20.2 | 0 | 23 | 0 | 1.01 | Cogen | -1 | 0.2172 | 0 | 0 |  |  |  |  | -0.2172 | 0
80227 | AIRCO G | 1 | South | YES | -0.073115 | 7.2 | 0 | 8 | 0 | 1.0104 | Cogen | -1 | 0.21801 | 0 | 0 |  |  |  |  | -0.21801 | 0
8147 | UCAR #2 | 10 | South | YES | -0.073655 | 18.2 | 0 | 28 |  | 1 | Cogen | -1 | 0.21855 | 0 | 0 |  |  |  |  | -0.21855 | 0
8148 | UCAR #1 | 2 | South | YES | -0.073655 | 6.1 | 0 | 7 | 0 | 1.009 | Cogen | -1 | 0.21855 | 0 | 0 |  |  |  |  | -0.21855 | 0
80137 | CSDR89 | 9 | South | YES | -0.073655 | 15 | 0 | 15 | 0 | 1.003 | DCTie | -1 | 0.21855 | 0 | 0 |  |  |  |  | -0.21855 | 0
80137 | CSDR89 | 8 | South | YES | -0.073655 | 33.9 | 0 | 39 | 0 | 1.003 | DCTie | -1 | 0.21855 | 0 | 0 |  |  |  |  | -0.21855 | 0
80138 | CSDR7 | 7 | South | YES | -0.073655 | 6.1 | 0 | 7 | 0 | 1.014 | DCTie | -1 | 0.21855 | 0 | 0 |  |  |  |  | -0.21855 | 0
80139 | CSDR56 | 6 | South | YES | -0.073655 | 0 | 0 | 39 |  | 1.0033 | DCTie | -1 | 0.21855 | 0 | 0 |  |  |  |  | -0.21855 | 0
80139 | CSDR56 | 5 | South | YES | -0.073655 | 15 | 0 | 15 |  | 1.0033 | DCTie | -1 | 0.21855 | 0 | 0 |  |  |  |  | -0.21855 | 0
80140 | CSDR11 | 11 | South | YES | -0.073655 | 33.9 | 0 | 39 | 0 | 1.03 | DCTie | -1 | 0.21855 | 0 | 0 |  |  |  |  | -0.21855 | 0
80226 | ALCOA G | 1 | South | YES | -0.077046 | 32.3 | 5 | 48 | 0 | 1.015 | Cogen | -1 | 0.22194 | 0 | 0 |  |  |  |  | -0.22194 | 0
8134 | FOR #1 | 1 | South | YES | -0.078069 | 54.1 | 45 | 79 | 0 | 1 | Cogen | -1 | 0.22296 | 0 | 0 |  |  |  |  | -0.22296 | 0
8138 | FOR #2 | 2 | South | YES | -0.078069 | 63.1 | 45 | 81 | 0 | 1 | Cogen | -1 | 0.22296 | 0 | 0 |  |  |  |  | -0.22296 | 0
8153 | FOR #3 | 3 | South | YES | -0.078069 | 63.1 | 45 | 79.9 | 0 | 1 | Cogen | -1 | 0.22296 | 0 | 0 |  |  |  |  | -0.22296 | 0
8154 | FOR #4 | 4 | South | YES | -0.078069 | 63.1 | 60 | 80 | 0 | 1 | Cogen | -1 | 0.22296 | 0 | 0 |  |  |  |  | -0.22296 | 0
8155 | FOR #5 | 5 | South | YES | -0.078069 | 63.1 | 60 | 78.4 | 0 | 1 | Cogen | -1 | 0.22296 | 0 | 0 |  |  |  |  | -0.22296 | 0
8156 | FOR #6 | 6 | South | YES | -0.078069 | 24.9 | 5 | 25 | 0 | 1 | Cogen | -1 | 0.22296 | 0 | 0 |  |  |  |  | -0.22296 | 0
8157 | FOR #7 | 7 | South | YES | -0.078069 | 28.8 | 5 | 46 | 0 | 1 | Cogen | -1 | 0.22296 | 0 | 0 |  |  |  |  | -0.22296 | 0
80051 | FOR #8 | 8 | South | YES | -0.078069 | 28 | 28 | 28 |  | 1 | Cogen | -1 | 0.22296 | 0 | 0 |  |  |  |  | -0.22296 | 0
80052 | FOR #9 | 9 | South | YES | -0.078069 | 29.7 | 5 | 43.6 | 0 | 1 | Cogen | -1 | 0.22296 | 0 | 0 |  |  |  |  | -0.22296 | 0
80053 | FOR #10 | 10 | South | YES | -0.078069 | 68.4 | 45 | 75 | 0 | 1 | Cogen | -1 | 0.22296 | 0 | 0 |  |  |  |  | -0.22296 | 0
5911 | STP_GN1___1 | 1 | Houston | YES | -0.11393 | 1333 | 1249 | 1333 | 0 | 1.0406 | Nuc | -1 | 0.25882 | 0 | 0 |  |  | 0 | 0 | -0.25882 | 0
5912 | STP_GN2___2 | 2 | Houston | YES | -0.11393 | 1332 | 1249 | 1332 | 0 | 1.0406 | Nuc | -1 | 0.25882 | 0 | 0 |  |  | 0 | 0 | -0.25882 | 0
48731 | CBE_GT1 | 1 | Houston | YES | -0.11562 | 76 | 0 | 76 | 0 | 1.029 | CC | -1 | 0.26052 | 76 | 76 |  |  | -8.7873 | 76 | -0.26052 | -19.7992
48732 | CBE_GT2 | 1 | Houston | YES | -0.11562 | 76 | 0 | 76 | 0 | 1.029 | CC | -1 | 0.26052 | 76 | 76 |  |  | -8.7873 | 76 | -0.26052 | -19.7992
48733 | CBE_ST12 | 1 | Houston | YES | -0.11562 | 105 | 0 | 105 | 0 | 1.029 | CC | -1 | 0.26052 | 105 | 105 |  |  | -12.1404 | 105 | -0.26052 | -27.3541
48734 | CBE_GT3 | 1 | Houston | YES | -0.11562 | 76 | 0 | 76 | 0 | 1.029 | CC | -1 | 0.26052 | 76 | 76 |  |  | -8.7873 | 76 | -0.26052 | -19.7992
48735 | CBE_GT4 | 1 | Houston | YES | -0.11562 | 76 | 0 | 76 | 0 | 1.029 | CC | -1 | 0.26052 | 76 | 76 |  |  | -8.7873 | 76 | -0.26052 | -19.7992
48736 | CBE_ST34 | 1 | Houston | YES | -0.11562 | 105 | 0 | 105 | 0 | 1.029 | CC | -1 | 0.26052 | 105 | 105 |  |  | -12.1404 | 105 | -0.26052 | -27.3541
48911 | TGF_GT1_8000 | 1 | Houston | YES | -0.12074 | 69.2 | 0 | 69.2 |  | 1.029 | Cogen | -1 | 0.26564 | 0 | 0 |  |  | 0 | 0 | -0.26564 | 0
49851 | DOW17000 | 37 | Houston | YES | -0.13318 | 39 | 0 | 62 | 0 | 1 | Cogen | -1 | 0.27807 | 0 | 0 |  |  | 0 | 0 | -0.27807 | 0
49858 | DOW38100 | 31 | Houston | YES | -0.13318 | 45 | 0 | 71.4 |  | 1 | Cogen | -1 | 0.27807 | 0 | 0 |  |  | 0 | 0 | -0.27807 | 0
49859 | DOW38200 | 33 | Houston | YES | -0.13318 | 28 | 0 | 45 | 0 | 1 | Cogen | -1 | 0.27807 | 0 | 0 |  |  | 0 | 0 | -0.27807 | 0
49860 | DOW38300 | 32 | Houston | YES | -0.13318 | 63 | 0 | 101 |  | 1 | Cogen | -1 | 0.27807 | 0 | 0 |  |  | 0 | 0 | -0.27807 | 0
49862 | DOW39100 | 36 | Houston | YES | -0.13318 | 54 | 0 | 86 | 0 | 1 | Cogen | -1 | 0.27807 | 0 | 0 |  |  | 0 | 0 | -0.27807 | 0
49863 | DOW39200 | 35 | Houston | YES | -0.13318 | 55 | 0 | 88 | 0 | 1 | Cogen | -1 | 0.27807 | 0 | 0 |  |  | 0 | 0 | -0.27807 | 0
49865 | DOW41000 | 41 | Houston | YES | -0.13318 | 31 | 0 | 50 |  | 1 | Cogen | -1 | 0.27807 | 0 | 0 |  |  | 0 | 0 | -0.27807 | 0
49866 | DOW42000 | 42 | Houston | YES | -0.13318 | 11 | 0 | 18 |  | 1 | Cogen | -1 | 0.27807 | 0 | 0 |  |  | 0 | 0 | -0.27807 | 0
49869 | DOW49000 | 45 | Houston | YES | -0.13318 | 59 | 0 | 94 |  | 1 | Cogen | -1 | 0.27807 | 0 | 0 |  |  | 0 | 0 | -0.27807 | 0
49870 | DOW61000 | 61 | Houston | YES | -0.13318 | 44 | 0 | 70 | 0 | 1 | Cogen | -1 | 0.27807 | 0 | 0 |  |  | 0 | 0 | -0.27807 | 0
49871 | DOW62000 | 62 | Houston | YES | -0.13318 | 40 | 0 | 63 | 0 | 1 | Cogen | -1 | 0.27807 | 0 | 0 |  |  | 0 | 0 | -0.27807 | 0
49872 | DOW63000 | 63 | Houston | YES | -0.13318 | 45 | 0 | 72 | 0 | 1 | Cogen | -1 | 0.27807 | 0 | 0 |  |  | 0 | 0 | -0.27807 | 0
49873 | DOW64000 | 64 | Houston | YES | -0.13318 | 41 | 0 | 64.8 | 0 | 1 | Cogen | -1 | 0.27807 | 0 | 0 |  |  | 0 | 0 | -0.27807 | 0
49876 | DOW65000 | 65 | Houston | YES | -0.13318 | 63 | 0 | 101 | 0 | 1 | Cogen | -1 | 0.27807 | 0 | 0 |  |  | 0 | 0 | -0.27807 | 0
49877 | DOW66000 | 66 | Houston | YES | -0.13318 | 61 | 0 | 97 | 0 | 1 | Cogen | -1 | 0.27807 | 0 | 0 |  |  | 0 | 0 | -0.27807 | 0
49878 | DOW67000 | 67 | Houston | YES | -0.13318 | 65 | 0 | 103 | 0 | 1 | Cogen | -1 | 0.27807 | 0 | 0 |  |  | 0 | 0 | -0.27807 | 0
49882 | DOW81000 | 81 | Houston | YES | -0.13318 | 47 | 0 | 76 | 0 | 1 | Cogen | -1 | 0.27807 | 0 | 0 |  |  | 0 | 0 | -0.27807 | 0
49884 | DOW82000 | 82 | Houston | YES | -0.13318 | 51 | 0 | 80 | 0 | 1 | Cogen | -1 | 0.27807 | 0 | 0 |  |  | 0 | 0 | -0.27807 | 0
49885 | DOW83000 | 83 | Houston | YES | -0.13318 | 51 | 0 | 80 | 0 | 1 | Cogen | -1 | 0.27807 | 0 | 0 |  |  | 0 | 0 | -0.27807 | 0
49886 | DOW84000 | 84 | Houston | YES | -0.13318 | 107 | 0 | 171 | 0 | 0.98 | Cogen | -1 | 0.27807 | 0 | 0 |  |  | 0 | 0 | -0.27807 | 0
48520 | BSF_GT1_8070 | 1 | Houston | YES | -0.13811 | 72 | 0 | 72 | 0 | 1.0326 | Cogen | -1 | 0.283 | 0 | 0 |  |  | 0 | 0 | -0.283 | 0
48520 | BSF_GT1_8070 | 2 | Houston | YES | -0.13811 | 10 | 0 | 10 | 0 | 1.0326 | Cogen | -1 | 0.283 | 0 | 0 |  |  | 0 | 0 | -0.283 | 0
39760 | TNSCLP1___8 | 1 | Houston | YES | -0.14202 | 93.4 | 20 | 116.8 | 0 | 1.04 | Cogen | -1 | 0.28691 | 0 | 0 |  |  | 0 | 0 | -0.28691 | 0
39770 | TNSCLP2___8 | 1 | Houston | YES | -0.14202 | 91.6 | 20 | 114.5 | 0 | 1.04 | Cogen | -1 | 0.28691 | 0 | 0 |  |  | 0 | 0 | -0.28691 | 0
39775 | TNSCLP4___8 | 1 | Houston | YES | -0.14202 | 95.2 | 20 | 119 | 0 | 1.04 | Cogen | -1 | 0.28691 | 0 | 0 |  |  | 0 | 0 | -0.28691 | 0
39790 | TNSCLP3___8 | 1 | Houston | YES | -0.14202 | 87.6 | 20 | 109.5 | 0 | 1.027 | Cogen | -1 | 0.28691 | 0 | 0 |  |  | 0 | 0 | -0.28691 | 0
48926 | WAP_GN6_6 | 6 | Houston | YES | -0.14529 | 651 | 280 | 651 |  | 1.035 | LIGCO | -1 | 0.29018 | 0 | 651 |  |  | 0 | 0 | -0.29018 | 0
48927 | WAP_GN7_7 | 7 | Houston | YES | -0.14529 | 564 | 277 | 564 |  | 1.035 | LIGCO | -1 | 0.29018 | 0 | 564 |  |  | 0 | 0 | -0.29018 | 0
48928 | WAP_GN8_8 | 8 | Houston | YES | -0.14529 | 603 | 275 | 603 |  | 1.035 | LIGCO | -1 | 0.29018 | 0 | 603 |  |  | 0 | 0 | -0.29018 | 0
48521 | BVE_GT1_GT1 | 1 | Houston | YES | -0.14548 | 167.7 | 0 | 167.7 |  | 1.035 | CC | -1 | 0.29037 | 167.7 | 167.7 |  |  | -24.3973 | 167.7 | -0.29037 | -48.6958
48522 | BVE_GT2_5035 | 2 | Houston | YES | -0.14548 | 166.4 | 0 | 166.4 |  | 1.035 | CC | -1 | 0.29037 | 166.4 | 166.4 |  |  | -24.2082 | 166.4 | -0.29037 | -48.3183
48523 | BVE_ST1_GN1 | 3 | Houston | YES | -0.14548 | 252.4 | 0 | 252.4 |  | 1.035 | CC | -1 | 0.29037 | 252.4 | 252.4 |  |  | -36.7197 | 252.4 | -0.29037 | -73.2904
48730 | MNS_GT | 1 | Houston | YES | -0.15479 | 43 | 0 | 46.1 |  | 1.029 | Cogen | -1 | 0.29968 | 0 | 0 |  |  | 0 | 0 | -0.29968 | 0
48921 | WAP_GN1_1 | 1 | Houston | YES | -0.15547 | 132.8 | 37 | 166 | 0 | 1.0362 | GST | -1 | 0.30036 | 166 | 166 |  |  | -25.8079 | 166 | -0.30036 | -49.86
48922 | WAP_GN2_2 | 2 | Houston | YES | -0.15547 | 132.8 | 37 | 166 | 0 | 1.0362 | GST | -1 | 0.30036 | 166 | 166 |  |  | -25.8079 | 166 | -0.30036 | -49.86
48923 | WAP_GN3_3 | 3 | Houston | YES | -0.15547 | 198.4 | 93 | 248 | 0 | 1.0362 | GST | -1 | 0.30036 | 248 | 248 |  |  | -38.5563 | 248 | -0.30036 | -74.4896
48924 | WAP_GN4_4 | 4 | Houston | YES | -0.15547 | 546 | 217 | 546 | 0 | 1.0362 | GSC | -1 | 0.30036 | 546 | 546 |  |  | -84.8861 | 546 | -0.30036 | -163.9972
48925 | WAP_GN5_5 | 5 | Houston | YES | -0.15547 | 576 | 278 | 654 | 0 | 0.985 | LIGCO | -1 | 0.30036 | 0 | 654 |  |  | 0 | 0 | -0.30036 | 0
48929 | WAPGT21_GT1 | B1 | Houston | YES | -0.15547 | 0 | 0 | 13 |  | 1.05 | GGT | -1 | 0.30036 | 13 | 13 |  |  | -2.0211 | 13 | -0.30036 | -3.9047
48510 | AK_GT1__8040 | 1 | Houston | YES | -0.1568 | 33.4 | 8.1 | 34 |  | 1.029 | Cogen | -1 | 0.3017 | 0 | 0 |  |  | 0 | 0 | -0.3017 | 0
38580 | TNBP_CGN1_8 | 1 | Houston | YES | -0.16523 | 70.8 | 0 | 70.8 | 0 | 1.005 | Cogen | -1 | 0.31012 | 0 | 0 |  |  | 0 | 0 | -0.31012 | 0
38590 | TNBP_CGN2_8 | 2 | Houston | YES | -0.16523 | 66.7 | 0 | 66.7 | 0 | 1.005 | Cogen | -1 | 0.31012 | 0 | 0 |  |  | 0 | 0 | -0.31012 | 0
38600 | TNBP_CGN3_8 | 5 | Houston | YES | -0.16523 | 53 | 0 | 53 | 0 | 1.005 | Cogen | -1 | 0.31012 | 0 | 0 |  |  | 0 | 0 | -0.31012 | 0
38611 | TNBPAMCG1_8 | 1 | Houston | YES | -0.16523 | 153.2 | 0 | 153.2 | 0 | 1.005 | Cogen | -1 | 0.31012 | 0 | 0 |  |  | 0 | 0 | -0.31012 | 0
38612 | TNBPAMCG2_8 | 2 | Houston | YES | -0.16523 | 153.5 | 0 | 153.5 | 0 | 1.005 | Cogen | -1 | 0.31012 | 0 | 0 |  |  | 0 | 0 | -0.31012 | 0
38613 | TNBPAMCG3_8 | 3 | Houston | YES | -0.16523 | 152.3 | 0 | 152.3 | 0 | 1.005 | Cogen | -1 | 0.31012 | 0 | 0 |  |  | 0 | 0 | -0.31012 | 0
38614 | TNBPAMCG4_8 | 4 | Houston | YES | -0.16523 | 96 | 0 | 96 |  | 1.005 | Cogen | -1 | 0.31012 | 0 | 0 |  |  | 0 | 0 | -0.31012 | 0
38615 | TNBPAMCG5_8 | 1 | Houston | YES | -0.16523 | 244 | 0 | 244 | 0 | 1.005 | Cogen | -1 | 0.31012 | 0 | 0 |  |  | 0 | 0 | -0.31012 | 0
38690 | TNBP_CGN4_8 | 3 | Houston | YES | -0.16523 | 40 | 0 | 40 |  | 1.005 | Cogen | -1 | 0.31012 | 0 | 0 |  |  | 0 | 0 | -0.31012 | 0
38711 | TNTXCTY1CG8 | 1 | Houston | YES | -0.16523 | 100.3 | 59 | 100.3 | 0 | 1 | Cogen | -1 | 0.31012 | 0 | 0 |  |  | 0 | 0 | -0.31012 | 0
38712 | TNTXCTY2CG8 | 1 | Houston | YES | -0.16523 | 92.9 | 59 | 92.9 | 0 | 1 | Cogen | -1 | 0.31012 | 0 | 0 |  |  | 0 | 0 | -0.31012 | 0
38713 | TNTXCTY3CG8 | 1 | Houston | YES | -0.16523 | 102.7 | 59 | 102.7 | 0 | 1 | Cogen | -1 | 0.31012 | 0 | 0 |  |  | 0 | 0 | -0.31012 | 0
38714 | TNTXCTY4CG8 | 1 | Houston | YES | -0.16523 | 103 | 59 | 103 | 0 | 1 | Cogen | -1 | 0.31012 | 0 | 0 |  |  | 0 | 0 | -0.31012 | 0
39470 | TNDOWCGNSG8 | 1 | Houston | YES | -0.16523 | 32 | 10 | 32 | 0 | 0.985 | Cogen | -1 | 0.31012 | 0 | 0 |  |  | 0 | 0 | -0.31012 | 0
39480 | TNDOWCGNGG8 | 1 | Houston | YES | -0.16523 | 30 | 10 | 30 | 0 | 0.985 | Cogen | -1 | 0.31012 | 0 | 0 |  |  | 0 | 0 | -0.31012 | 0
48772 | PHR_GN2_2 | MB | Houston | YES | -0.16974 | 0 | 72 | 459 |  | 1.0362 | GSC | -1 | 0.31463 | 0 | 0 |  |  | 0 | 0 | -0.31463 | 0
48561 | CTL_GT2_8130 | 1 | Houston | YES | -0.17295 | 73.5 | 30.3 | 91.9 |  | 1.0362 | Cogen | -1 | 0.31784 | 0 | 0 |  |  | 0 | 0 | -0.31784 | 0
48562 | CTL_GT3_8135 | 2 | Houston | YES | -0.17295 | 70.1 | 30.3 | 87.6 |  | 1.0362 | Cogen | -1 | 0.31784 | 0 | 0 |  |  | 0 | 0 | -0.31784 | 0
48563 | CTL_GT4_8140 | 3 | Houston | YES | -0.17295 | 69.6 | 30.3 | 87 |  | 1.0362 | Cogen | -1 | 0.31784 | 0 | 0 |  |  | 0 | 0 | -0.31784 | 0
48564 | CTL_GN1_8145 | 4 | Houston | YES | -0.17295 | 43.6 | 12.9 | 54.5 |  | 1.0362 | Cogen | -1 | 0.31784 | 0 | 0 |  |  | 0 | 0 | -0.31784 | 0
48565 | CTL_GN2_8155 | 5 | Houston | YES | -0.17295 | 9.8 | 3.4 | 12.2 |  | 1.0362 | Cogen | -1 | 0.31784 | 0 | 0 |  |  | 0 | 0 | -0.31784 | 0
48531 | BYU_GT1_8075 | 1 | Houston | YES | -0.17413 | 65 | 0 | 65 |  | 1.0362 | Cogen | -1 | 0.31902 | 0 | 0 |  |  | 0 | 0 | -0.31902 | 0
48532 | BYU_GT2_8055 | 2 | Houston | YES | -0.17413 | 62 | 0 | 62 |  | 1.0362 | Cogen | -1 | 0.31902 | 0 | 0 |  |  | 0 | 0 | -0.31902 | 0
48533 | BYU_GT3_8060 | 3 | Houston | YES | -0.17413 | 67 | 0 | 67 |  | 1.0362 | Cogen | -1 | 0.31902 | 0 | 0 |  |  | 0 | 0 | -0.31902 | 0
48534 | BYU_GT4_8065 | 4 | Houston | YES | -0.17413 | 65 | 0 | 65 |  | 1.0362 | Cogen | -1 | 0.31902 | 0 | 0 |  |  | 0 | 0 | -0.31902 | 0
48841 | SJS_GT1_GT1 | 1 | Houston | YES | -0.17639 | 62.4 | 49 | 78 | 0 | 1.0362 | Cogen | -1 | 0.32128 | 0 | 0 |  |  | 0 | 0 | -0.32128 | 0
48842 | SJS_GT2_GT2 | 2 | Houston | YES | -0.17639 | 64.8 | 49 | 81 | 0 | 1.0362 | Cogen | -1 | 0.32128 | 0 | 0 |  |  | 0 | 0 | -0.32128 | 0
48761 | PR_GT1__9040 | 1 | Houston | YES | -0.17749 | 26 | 0 | 35 |  | 1 | Cogen | -1 | 0.32238 | 0 | 0 |  |  | 0 | 0 | -0.32238 | 0
48691 | GBY_73741085 | B | Houston | YES | -0.17775 | 37.6 | 20 | 47 | 0 | 1.0362 | GGT | -1 | 0.32265 | 47 | 47 |  |  | -8.3544 | 47 | -0.32265 | -15.1644
48691 | GBY_73741085 | A | Houston | YES | -0.17775 | 37.6 | 20 | 47 | 0 | 1.0362 | GGT | -1 | 0.32265 | 47 | 47 |  |  | -8.3544 | 47 | -0.32265 | -15.1644
48692 | GBY_81821075 | D | Houston | YES | -0.17775 | 44 | 20 | 55 | 0 | 1.0362 | GGT | -1 | 0.32265 | 55 | 55 |  |  | -9.7765 | 55 | -0.32265 | -17.7455
48692 | GBY_81821075 | C | Houston | YES | -0.17775 | 37.6 | 20 | 47 | 0 | 1.0362 | GGT | -1 | 0.32265 | 47 | 47 |  |  | -8.3544 | 47 | -0.32265 | -15.1644
48693 | GBY_83841065 | F | Houston | YES | -0.17775 | 43.2 | 20 | 54 | 0 | 1.0362 | GGT | -1 | 0.32265 | 54 | 54 |  |  | -9.5987 | 54 | -0.32265 | -17.4229
48693 | GBY_83841065 | E | Houston | YES | -0.17775 | 45.6 | 20 | 57 | 0 | 1.0362 | GGT | -1 | 0.32265 | 57 | 57 |  |  | -10.132 | 57 | -0.32265 | -18.3908
48641 | DPEC_GT15040 | 1 | Houston | YES | -0.17796 | 163.2 | 98 | 163.2 | 0 | 1.0319 | CC | -1 | 0.32285 | 163.2 | 163.2 |  |  | -29.0431 | 163.2 | -0.32285 | -52.6895
48642 | DPEC_GT25025 | 2 | Houston | YES | -0.17796 | 157.1 | 98 | 157.1 | 0 | 1.0319 | CC | -1 | 0.32285 | 157.1 | 157.1 |  |  | -27.9575 | 157.1 | -0.32285 | -50.7201
48643 | DPEC_GT35010 | 3 | Houston | YES | -0.17796 | 157.5 | 98 | 157.5 | 0 | 1.0319 | CC | -1 | 0.32285 | 157.5 | 157.5 |  |  | -28.0287 | 157.5 | -0.32285 | -50.8492
48644 | DPEC_GT45070 | 4 | Houston | YES | -0.17796 | 157 | 98 | 157 | 0 | 1.0319 | CC | -1 | 0.32285 | 157 | 157 |  |  | -27.9397 | 157 | -0.32285 | -50.6878
48645 | DPEC_ST55065 | 5 | Houston | YES | -0.17796 | 282 | 0 | 282 | 0 | 1.0319 | CC | -1 | 0.32285 | 282 | 282 |  |  | -50.1847 | 282 | -0.32285 | -91.0443
48551 | CAL_GT1_8045 | 1 | Houston | YES | -0.17818 | 149 | 0 | 149 | 0 | 1.0326 | Cogen | -1 | 0.32308 | 0 | 0 |  |  | 0 | 0 | -0.32308 | 0
48552 | CAL_ST1_8000 | 2 | Houston | YES | -0.17818 | 65.1 | 0 | 65.1 | 0 | 1.0326 | Cogen | -1 | 0.32308 | 0 | 0 |  |  | 0 | 0 | -0.32308 | 0
48855 | SRB_GT211035 | B1 | Houston | YES | -0.1782 | 0 | 0 | 18 |  | 1.014 | GGT | -1 | 0.32309 | 18 | 18 |  |  | -3.2075 | 18 | -0.32309 | -5.8156
48855 | SRB_GT211035 | B2 | Houston | YES | -0.1782 | 0 | 0 | 12 |  | 1.014 | GGT | -1 | 0.32309 | 12 | 12 |  |  | -2.1384 | 12 | -0.32309 | -3.8771
48852 | SRB_GN2_2 | 2 | Houston | YES | -0.17823 | 140.8 | 26 | 176 | 0 | 1.0217 | GST | -1 | 0.32313 | 176 | 176 |  |  | -31.369 | 176 | -0.32313 | -56.87
48851 | SRB_GN1_1 | 1 | Houston | YES | -0.17827 | 132 | 26 | 165 | 0 | 1.0217 | GST | -1 | 0.32317 | 165 | 165 |  |  | -29.4154 | 165 | -0.32317 | -53.3226
48740 | PSG_GN2_8050 | 1 | Houston | YES | -0.17829 | 182 | 60 | 182 | 0 | 1.0326 | Cogen | -1 | 0.32319 | 0 | 0 |  |  | 0 | 0 | -0.32319 | 0
48741 | PSG_GT2_8040 | 1 | Houston | YES | -0.17829 | 158.6 | 50 | 158.6 | 0 | 1.0326 | Cogen | -1 | 0.32319 | 0 | 0 |  |  | 0 | 0 | -0.32319 | 0
48742 | PSG_GT3_8060 | 1 | Houston | YES | -0.17829 | 157 | 50 | 157 | 0 | 1.0326 | Cogen | -1 | 0.32319 | 0 | 0 |  |  | 0 | 0 | -0.32319 | 0
48854 | SRB_GN4_4 | 4 | Houston | YES | -0.17842 | 182.4 | 35 | 228 | 0 | 1.0326 | GST | -1 | 0.32332 | 228 | 228 |  |  | -40.6807 | 228 | -0.32332 | -73.7161
48611 | DIB_GT1_8080 | 1 | Houston | YES | -0.17844 | 64 | 0 | 64 | 0 | 1.0326 | Cogen | -1 | 0.32333 | 0 | 0 |  |  | 0 | 0 | -0.32333 | 0
48612 | DIB_GT2_8075 | 2 | Houston | YES | -0.17844 | 63.2 | 0 | 63.2 | 0 | 1.0326 | Cogen | -1 | 0.32333 | 0 | 0 |  |  | 0 | 0 | -0.32333 | 0
48613 | DIB_ST1_8085 | 3 | Houston | YES | -0.17844 | 67.9 | 30 | 82.6 | 0 | 1.0326 | Cogen | -1 | 0.32333 | 0 | 0 |  |  | 0 | 0 | -0.32333 | 0
48614 | DIB_GT3_8090 | 4 | Houston | YES | -0.17844 | 73.6 | 15 | 73.6 | 0 | 1.0326 | Cogen | -1 | 0.32333 | 0 | 0 |  |  | 0 | 0 | -0.32333 | 0
48845 | SOL_GT1 | 1 | Houston | YES | -0.17844 | 16.2 | 15.4 | 16.2 |  | 1.0326 | Solar | -1 | 0.32334 | 16.2 | 16.2 |  |  | -2.8908 | 16.2 | -0.32334 | -5.2381
48853 | SRB_GN3_3 | 3 | Houston | YES | -0.17846 | 170.4 | 35 | 213 |  | 1.0326 | GST | -1 | 0.32335 | 213 | 213 |  |  | -38.0109 | 213 | -0.32335 | -68.873
48820 | SHELLG1_3015 | 1 | Houston | YES | -0.17929 | 71 | 34.5 | 71 |  | 1.029 | Cogen | -1 | 0.32419 | 0 | 0 |  |  | 0 | 0 | -0.32419 | 0
48821 | SHELLG2 | 2 | Houston | YES | -0.17929 | 72 | 34.5 | 72 |  | 1.029 | Cogen | -1 | 0.32419 | 0 | 0 |  |  | 0 | 0 | -0.32419 | 0
48822 | SHELLG3_3020 | 2 | Houston | YES | -0.17929 | 30 | 0 | 30 |  | 1.029 | Cogen | -1 | 0.32419 | 0 | 0 |  |  | 0 | 0 | -0.32419 | 0
48822 | SHELLG3_3020 | 1 | Houston | YES | -0.17929 | 39 | 0 | 39 |  | 1.029 | Cogen | -1 | 0.32419 | 0 | 0 |  |  | 0 | 0 | -0.32419 | 0
48500 | APD_GT1_8005 | 1 | Houston | YES | -0.1801 | 137.6 | 54.6 | 137.6 | 0 | 1.0362 | Cogen | -1 | 0.325 | 0 | 0 |  |  | 0 | 0 | -0.325 | 0
48593 | CHE_GT1_8015 | 1 | Houston | YES | -0.18046 | 173 | 50 | 173 | 0 | 1.0362 | Cogen | -1 | 0.32536 | 0 | 0 |  |  | 0 | 0 | -0.32536 | 0
48594 | CHE_GN4_8025 | 4 | Houston | YES | -0.18046 | 142 | 60 | 142 | 0 | 1.0362 | Cogen | -1 | 0.32536 | 0 | 0 |  |  | 0 | 0 | -0.32536 | 0
48511 | LPE_GT1_8070 | 1 | Houston | YES | -0.18091 | 42 | 0 | 42 | 0 | 1.0362 | GGT | -1 | 0.3258 | 42 | 42 |  |  | -7.5981 | 42 | -0.3258 | -13.6836
48512 | LPE_GT2_8075 | 2 | Houston | YES | -0.18091 | 42 | 0 | 42 | 0 | 1.0362 | GGT | -1 | 0.3258 | 42 | 42 |  |  | -7.5981 | 42 | -0.3258 | -13.6836
48513 | LPE_GT3_8080 | 3 | Houston | YES | -0.18091 | 39 | 0 | 39 | 0 | 1.0362 | GGT | -1 | 0.3258 | 39 | 39 |  |  | -7.0554 | 39 | -0.3258 | -12.7062
48514 | LPE_GT4_8085 | 4 | Houston | YES | -0.18091 | 39 | 0 | 39 | 0 | 1.0362 | GGT | -1 | 0.3258 | 39 | 39 |  |  | -7.0554 | 39 | -0.3258 | -12.7062
48582 | CBY_GN2_2 | 2 | Houston | YES | -0.18461 | 596.8 | 110 | 746 | 0 | 1.0435 | GSC | -1 | 0.3295 | 746 | 746 |  |  | -137.7198 | 746 | -0.3295 | -245.8094
48791 | PSA_GT1_8160 | 1 | Houston | YES | -0.18493 | 52 | 20.8 | 65 | 0 | 1.0362 | Cogen | -1 | 0.32983 | 0 | 0 |  |  | 0 | 0 | -0.32983 | 0
48792 | PSA_GT2_8155 | 2 | Houston | YES | -0.18493 | 52.8 | 20.3 | 66 | 0 | 1.0362 | Cogen | -1 | 0.32983 | 0 | 0 |  |  | 0 | 0 | -0.32983 | 0
48793 | PSA_GT3_8150 | 3 | Houston | YES | -0.18493 | 56 | 20.3 | 70 | 0 | 1.0362 | Cogen | -1 | 0.32983 | 0 | 0 |  |  | 0 | 0 | -0.32983 | 0
48794 | PSA_GT4_8145 | 4 | Houston | YES | -0.18493 | 52.8 | 20.3 | 66 | 0 | 1.0362 | Cogen | -1 | 0.32983 | 0 | 0 |  |  | 0 | 0 | -0.32983 | 0
48795 | PSA_GT5_8140 | 5 | Houston | YES | -0.18493 | 51.2 | 20.3 | 64 | 0 | 1.0362 | Cogen | -1 | 0.32983 | 0 | 0 |  |  | 0 | 0 | -0.32983 | 0
48796 | PSA_GN1_8165 | 1 | Houston | YES | -0.18493 | 83.2 | 43.1 | 104 | 0 | 1.0362 | Cogen | -1 | 0.32983 | 0 | 0 |  |  | 0 | 0 | -0.32983 | 0
48797 | PSA_GT6_8135 | 6 | Houston | YES | -0.18493 | 47.2 | 34.5 | 59 | 0 | 1.0362 | Cogen | -1 | 0.32983 | 0 | 0 |  |  | 0 | 0 | -0.32983 | 0
48815 | CVC_GT4_8005 | 4 | Houston | YES | -0.18534 | 165 | 91.8 | 165 |  | 1.0362 | Cogen | -1 | 0.33023 | 0 | 0 |  |  | 0 | 0 | -0.33023 | 0
49803 | EXN_15GT | 1 | Houston | YES | -0.18541 | 33 | 8.3 | 34 |  | 1.0326 | Cogen | -1 | 0.3303 | 0 | 0 |  |  | 0 | 0 | -0.3303 | 0
49804 | EXN_16GT | 2 | Houston | YES | -0.18541 | 32 | 8.3 | 34.7 |  | 1.0326 | Cogen | -1 | 0.3303 | 0 | 0 |  |  | 0 | 0 | -0.3303 | 0
49805 | EXN_17GT | 3 | Houston | YES | -0.18541 | 31 | 8.3 | 32.7 |  | 1.0326 | Cogen | -1 | 0.3303 | 0 | 0 |  |  | 0 | 0 | -0.3303 | 0
49826 | EXN938GT | 5 | Houston | YES | -0.18541 | 43 | 9.2 | 45.9 |  | 1.0326 | Cogen | -1 | 0.3303 | 0 | 0 |  |  | 0 | 0 | -0.3303 | 0
49828 | EXN941GT | 10 | Houston | YES | -0.18541 | 17.7 | 5.4 | 17.7 | 0 | 1.0326 | Cogen | -1 | 0.3303 | 0 | 0 |  |  | 0 | 0 | -0.3303 | 0
49829 | EXN942GT | 11 | Houston | YES | -0.18541 | 20 | 5.4 | 20.4 | 0 | 1.0326 | Cogen | -1 | 0.3303 | 0 | 0 |  |  | 0 | 0 | -0.3303 | 0
49830 | EXN943GT | 12 | Houston | YES | -0.18541 | 19 | 5.4 | 19.9 | 0 | 1.0326 | Cogen | -1 | 0.3303 | 0 | 0 |  |  | 0 | 0 | -0.3303 | 0
49831 | EXN944GT | 13 | Houston | YES | -0.18541 | 33 | 5.4 | 35 | 0 | 1.0326 | Cogen | -1 | 0.3303 | 0 | 0 |  |  | 0 | 0 | -0.3303 | 0
49832 | EXN945GT | 9 | Houston | YES | -0.18541 | 18.5 | 9.2 | 18.5 |  | 1.0326 | Cogen | -1 | 0.3303 | 0 | 0 |  |  | 0 | 0 | -0.3303 | 0
49837 | EXN_GT | 4 | Houston | YES | -0.18541 | 81 | 21.3 | 85.4 |  | 1.0326 | Cogen | -1 | 0.3303 | 0 | 0 |  |  | 0 | 0 | -0.3303 | 0
49838 | EXN_14GT | 14 | Houston | YES | -0.18541 | 140 | 0 | 148 |  | 1.0326 | Cogen | -1 | 0.3303 | 0 | 0 |  |  | 0 | 0 | -0.3303 | 0
48651 | EP_1_2 | 1 | Houston | YES | -0.18614 | 4 | 0 | 5 | 0 | 1.0362 | Cogen | -1 | 0.33103 | 0 | 0 |  |  | 0 | 0 | -0.33103 | 0
48651 | EP_1_2 | 2 | Houston | YES | -0.18614 | 17.7 | 10 | 21 | 0 | 1.0362 | Cogen | -1 | 0.33103 | 0 | 0 |  |  | 0 | 0 | -0.33103 | 0
48940 | WARVUE_GT1 | G1 | Houston | YES | -0.18638 | 15 | 0 | 15 |  | 1.021 | Cogen | -1 | 0.33128 | 0 | 0 |  |  | 0 | 0 | -0.33128 | 0
48581 | CBY_GN1_1 | 1 | Houston | YES | -0.18665 | 595.2 | 108 | 744 | 0 | 1.0435 | GSC | -1 | 0.33154 | 744 | 744 |  |  | -138.8676 | 744 | -0.33154 | -246.6674
48690 | GBY_GN5_5 | 5 | Houston | YES | -0.18722 | 318.4 | 81 | 398 |  | 1.0362 | GSC | -1 | 0.33211 | 398 | 398 |  |  | -74.5144 | 398 | -0.33211 | -132.1814
48583 | CBY_GT4_1 | 1 | Houston | YES | -0.18785 | 172 | 0 | 172 | 0 | 1.027 | GSC | -1 | 0.33274 | 172 | 172 |  |  | -32.31 | 172 | -0.33274 | -57.2315
48584 | CBY_GT4_2 | 2 | Houston | YES | -0.18785 | 172 | 0 | 172 | 0 | 1.027 | CC | -1 | 0.33274 | 172 | 172 |  |  | -32.31 | 172 | -0.33274 | -57.2315
48585 | CBY_ST4_1 | 3 | Houston | YES | -0.18785 | 172 | 0 | 172 | 0 | 1.027 | CC | -1 | 0.33274 | 172 | 172 |  |  | -32.31 | 172 | -0.33274 | -57.2315
48595 | BTE_GT2_8075 | 1 | Houston | YES | -0.18879 | 162.8 | 130 | 162.8 | 0 | 1.0261 | CC | -1 | 0.33368 | 162.8 | 162.8 |  |  | -30.735 | 162.8 | -0.33368 | -54.3235
48596 | BTE_GT3_8045 | 2 | Houston | YES | -0.18879 | 161.4 | 130 | 161.4 | 0 | 1.0261 | CC | -1 | 0.33368 | 161.4 | 161.4 |  |  | -30.4707 | 161.4 | -0.33368 | -53.8563
48597 | BTE_GT4_8055 | 3 | Houston | YES | -0.18879 | 158.9 | 130 | 158.9 | 0 | 1.0261 | CC | -1 | 0.33368 | 158.9 | 158.9 |  |  | -29.9987 | 158.9 | -0.33368 | -53.0221
48598 | BTE_ST1_8070 | 4 | Houston | YES | -0.18879 | 269.2 | 60 | 269.2 | 0 | 1.0261 | CC | -1 | 0.33368 | 269.2 | 269.2 |  |  | -50.8223 | 269.2 | -0.33368 | -89.8272
48591 | CHE_GT2_5030 | 2 | Houston | YES | -0.19487 | 173 | 50 | 173 |  | 1.029 | Cogen | -1 | 0.33977 | 0 | 0 |  |  | 0 | 0 | -0.33977 | 0
48811 | CVC_GT3_5045 | 3 | Houston | YES | -0.19487 | 156 | 91.8 | 156 | 0 | 1.029 | Cogen | -1 | 0.33977 | 0 | 0 |  |  | 0 | 0 | -0.33977 | 0
48812 | CVC_GT2_5020 | 2 | Houston | YES | -0.19487 | 158 | 91.8 | 158 | 0 | 1.029 | Cogen | -1 | 0.33977 | 0 | 0 |  |  | 0 | 0 | -0.33977 | 0
48813 | CVC_GT1_5035 | 1 | Houston | YES | -0.19487 | 160 | 91.8 | 160 | 0 | 1.029 | Cogen | -1 | 0.33977 | 0 | 0 |  |  | 0 | 0 | -0.33977 | 0
48814 | CVC_ST5_5040 | 1 | Houston | YES | -0.19487 | 162 | 91.8 | 162 | 0 | 1.029 | Cogen | -1 | 0.33977 | 0 | 0 |  |  | 0 | 0 | -0.33977 | 0
48873 | THW_ST3_ST_3 | 3 | Houston | YES | -0.19764 | 107 | 19 | 107 | 0 | 1.0435 | CC | -1 | 0.34254 | 107 | 107 |  |  | -21.1479 | 107 | -0.34254 | -36.6514
48874 | THW_ST4_ST_4 | 4 | Houston | YES | -0.19764 | 108 | 19 | 108 | 0 | 1.0435 | CC | -1 | 0.34254 | 108 | 108 |  |  | -21.3456 | 108 | -0.34254 | -36.9939
48875 | THW_3132 | A | Houston | YES | -0.19764 | 55 | 5 | 55 | 0 | 1.0435 | CC | -1 | 0.34254 | 55 | 55 |  |  | -10.8704 | 55 | -0.34254 | -18.8395
48875 | THW_3132 | B | Houston | YES | -0.19764 | 53 | 5 | 53 | 0 | 1.0435 | CC | -1 | 0.34254 | 53 | 53 |  |  | -10.4751 | 53 | -0.34254 | -18.1544
48877 | THW_3334 | C | Houston | YES | -0.19764 | 55 | 5 | 55 | 0 | 1.0435 | CC | -1 | 0.34254 | 55 | 55 |  |  | -10.8704 | 55 | -0.34254 | -18.8395
48877 | THW_3334 | D | Houston | YES | -0.19764 | 57 | 5 | 57 | 0 | 1.0435 | CC | -1 | 0.34254 | 57 | 57 |  |  | -11.2657 | 57 | -0.34254 | -19.5246
48879 | THW_4142 | E | Houston | YES | -0.19764 | 56 | 5 | 56 | 0 | 1.0435 | CC | -1 | 0.34254 | 56 | 56 |  |  | -11.0681 | 56 | -0.34254 | -19.182
48879 | THW_4142 | F | Houston | YES | -0.19764 | 55 | 5 | 55 | 0 | 1.0435 | CC | -1 | 0.34254 | 55 | 55 |  |  | -10.8704 | 55 | -0.34254 | -18.8395
48881 | THW_4344 | G | Houston | YES | -0.19764 | 58 | 5 | 58 | 0 | 1.0435 | CC | -1 | 0.34254 | 58 | 58 |  |  | -11.4634 | 58 | -0.34254 | -19.8671
48881 | THW_4344 | H | Houston | YES | -0.19764 | 58 | 5 | 58 | 0 | 1.0435 | CC | -1 | 0.34254 | 58 | 58 |  |  | -11.4634 | 58 | -0.34254 | -19.8671
48883 | THW_GT1_GT_1 | B2 | Houston | YES | -0.19769 | 0 | 0 | 12 |  | 1.043 | GGT | -1 | 0.34258 | 12 | 12 |  |  | -2.3722 | 12 | -0.34258 | -4.111
48885 | THW_5152 | B | Houston | YES | -0.21927 | 47.2 | 5 | 59 |  | 1.0319 | GGT | -1 | 0.36416 | 59 | 59 |  |  | -12.9369 | 59 | -0.36416 | -21.4855
48885 | THW_5152 | A | Houston | YES | -0.21927 | 46.4 | 5 | 58 |  | 1.0319 | GGT | -1 | 0.36416 | 58 | 58 |  |  | -12.7176 | 58 | -0.36416 | -21.1213
48886 | THW_5354 | D | Houston | YES | -0.21927 | 46.4 | 5 | 58 |  | 1.0319 | GGT | -1 | 0.36416 | 58 | 58 |  |  | -12.7176 | 58 | -0.36416 | -21.1213
48886 | THW_5354 | C | Houston | YES | -0.21927 | 45.6 | 5 | 57 |  | 1.0319 | GGT | -1 | 0.36416 | 57 | 57 |  |  | -12.4983 | 57 | -0.36416 | -20.7572
48887 | THW_5556 | E | Houston | YES | -0.21927 | 47.2 | 5 | 59 |  | 1.0319 | GGT | -1 | 0.36416 | 59 | 59 |  |  | -12.9369 | 59 | -0.36416 | -21.4855
48887 | THW_5556 | F | Houston | YES | -0.21927 | 45.6 | 5 | 57 |  | 1.0319 | GGT | -1 | 0.36416 | 57 | 57 |  |  | -12.4983 | 57 | -0.36416 | -20.7572
Note on AL4: Zonal Cap - Zonal Impact

## Distributed Slack - Inc
Number of Bus | Name of Bus | ID | Area Name of Gen | AGC | P Sensitivity of Bus | Gen MW | Min MW | Max MW | V Sensitivity of Bus | Set Volt | Tech Type | Zone Impact | Zone Correlation | Inc Max | Dec Max | Souce S.F. Weighting | Souce Capacity | Sink S.F. Weighting | Sink Capacity | PTDF Calc | PTDF Weighting | Cumulative Share of Zonal Cap | Cumulative Share of Zonal Impact | Cont_ Roans to Kuykendal and Tomball to Singleton OL_ Singleton to Wharton |  | i_PTDF_INC_pt | 387 |  | CBE_ST34 | Unit at max
48885 | THW_5152 | B | Houston | YES | -0.21927 | 47.2 | 5 | 59 |  | 1.0319 | GGT | -1 | 0.36416 | 59 | 59 |  |  | -12.9369 | 59 | -0.36416 | -21.4855 | 0.0027875 | 0.0042532 |  |  | i_10pctunit | 28 |  | 167 | # units @ max
48885 | THW_5152 | A | Houston | YES | -0.21927 | 46.4 | 5 | 58 |  | 1.0319 | GGT | -1 | 0.36416 | 58 | 58 |  |  | -12.7176 | 58 | -0.36416 | -21.1213 | 0.0055277 | 0.0084343 | [5 empty] | 0.1399 | delta max
48886 | THW_5354 | D | Houston | YES | -0.21927 | 46.4 | 5 | 58 |  | 1.0319 | GGT | -1 | 0.36416 | 58 | 58 |  |  | -12.7176 | 58 | -0.36416 | -21.1213 | 0.0082679 | 0.012615 | [5 empty] | Delta
48886 | THW_5354 | C | Houston | YES | -0.21927 | 45.6 | 5 | 57 |  | 1.0319 | GGT | -1 | 0.36416 | 57 | 57 |  |  | -12.4983 | 57 | -0.36416 | -20.7572 | 0.010961 | 0.016724 | Weighted Shift Factors |  |  |  | 1 | 0.0014657
48887 | THW_5556 | E | Houston | YES | -0.21927 | 47.2 | 5 | 59 |  | 1.0319 | GGT | -1 | 0.36416 | 59 | 59 |  |  | -12.9369 | 59 | -0.36416 | -21.4855 | 0.013748 | 0.020978 | North | 0.14489 |  |  | 2 | 0.0029066
48887 | THW_5556 | F | Houston | YES | -0.21927 | 45.6 | 5 | 57 |  | 1.0319 | GGT | -1 | 0.36416 | 57 | 57 |  |  | -12.4983 | 57 | -0.36416 | -20.7572 | 0.016441 | 0.025087 | Houston | -0.17565 |  |  | 3 | 0.0043475
48883 | THW_GT1_GT_1 | B2 | Houston | YES | -0.19769 | 0 | 0 | 12 |  | 1.043 | GGT | -1 | 0.34258 | 12 | 12 |  |  | -2.3722 | 12 | -0.34258 | -4.111 | 0.017008 | 0.025901 |  |  |  |  | 4 | 0.0057636
48873 | THW_ST3_ST_3 | 3 | Houston | YES | -0.19764 | 107 | 19 | 107 | 0 | 1.0435 | CC | -1 | 0.34254 | 107 | 107 |  |  | -21.1479 | 107 | -0.34254 | -36.6514 | 0.022063 | 0.033156 |  |  |  |  | 5 | 0.0072293
48874 | THW_ST4_ST_4 | 4 | Houston | YES | -0.19764 | 108 | 19 | 108 | 0 | 1.0435 | CC | -1 | 0.34254 | 108 | 108 |  |  | -21.3456 | 108 | -0.34254 | -36.9939 | 0.027166 | 0.040479 |  |  |  |  | 6 | 0.0086454
48875 | THW_3132 | A | Houston | YES | -0.19764 | 55 | 5 | 55 | 0 | 1.0435 | CC | -1 | 0.34254 | 55 | 55 |  |  | -10.8704 | 55 | -0.34254 | -18.8395 | 0.029764 | 0.044209 |  |  |  |  | 7 | 0.0088923
48875 | THW_3132 | B | Houston | YES | -0.19764 | 53 | 5 | 53 | 0 | 1.0435 | CC | -1 | 0.34254 | 53 | 53 |  |  | -10.4751 | 53 | -0.34254 | -18.1544 | 0.032268 | 0.047802 |  |  |  |  | 8 | 0.011092
48877 | THW_3334 | C | Houston | YES | -0.19764 | 55 | 5 | 55 | 0 | 1.0435 | CC | -1 | 0.34254 | 55 | 55 |  |  | -10.8704 | 55 | -0.34254 | -18.8395 | 0.034867 | 0.051532 |  |  |  |  | 9 | 0.013313
48877 | THW_3334 | D | Houston | YES | -0.19764 | 57 | 5 | 57 | 0 | 1.0435 | CC | -1 | 0.34254 | 57 | 57 |  |  | -11.2657 | 57 | -0.34254 | -19.5246 | 0.03756 | 0.055397 |  |  |  |  | 10 | 0.014444
48879 | THW_4142 | E | Houston | YES | -0.19764 | 56 | 5 | 56 | 0 | 1.0435 | CC | -1 | 0.34254 | 56 | 56 |  |  | -11.0681 | 56 | -0.34254 | -19.182 | 0.040206 | 0.059194 |  |  |  |  | 11 | 0.015534
48879 | THW_4142 | F | Houston | YES | -0.19764 | 55 | 5 | 55 | 0 | 1.0435 | CC | -1 | 0.34254 | 55 | 55 |  |  | -10.8704 | 55 | -0.34254 | -18.8395 | 0.042804 | 0.062923 |  |  |  |  | 12 | 0.016665
48881 | THW_4344 | G | Houston | YES | -0.19764 | 58 | 5 | 58 | 0 | 1.0435 | CC | -1 | 0.34254 | 58 | 58 |  |  | -11.4634 | 58 | -0.34254 | -19.8671 | 0.045544 | 0.066856 |  |  |  |  | 13 | 0.017837
48881 | THW_4344 | H | Houston | YES | -0.19764 | 58 | 5 | 58 | 0 | 1.0435 | CC | -1 | 0.34254 | 58 | 58 |  |  | -11.4634 | 58 | -0.34254 | -19.8671 | 0.048285 | 0.070789 |  |  |  |  | 14 | 0.018988
48591 | CHE_GT2_5030 | 2 | Houston | YES | -0.19487 | 173 | 50 | 173 |  | 1.029 | Cogen | -1 | 0.33977 | 0 | 0 |  |  | 0 | 0 | -0.33977 | 0 | 0.048285 | 0.070789 |  |  |  |  | 15 | 0.020119
48811 | CVC_GT3_5045 | 3 | Houston | YES | -0.19487 | 156 | 91.8 | 156 | 0 | 1.029 | Cogen | -1 | 0.33977 | 0 | 0 |  |  | 0 | 0 | -0.33977 | 0 | 0.048285 | 0.070789 |  |  |  |  | 16 | 0.021312
48812 | CVC_GT2_5020 | 2 | Houston | YES | -0.19487 | 158 | 91.8 | 158 | 0 | 1.029 | Cogen | -1 | 0.33977 | 0 | 0 |  |  | 0 | 0 | -0.33977 | 0 | 0.048285 | 0.070789 |  |  |  |  | 17 | 0.022504
48813 | CVC_GT1_5035 | 1 | Houston | YES | -0.19487 | 160 | 91.8 | 160 | 0 | 1.029 | Cogen | -1 | 0.33977 | 0 | 0 |  |  | 0 | 0 | -0.33977 | 0 | 0.048285 | 0.070789 |  |  |  |  | 18 | 0.022504
48814 | CVC_ST5_5040 | 1 | Houston | YES | -0.19487 | 162 | 91.8 | 162 | 0 | 1.029 | Cogen | -1 | 0.33977 | 0 | 0 |  |  | 0 | 0 | -0.33977 | 0 | 0.048285 | 0.070789 |  |  |  |  | 19 | 0.022504
48595 | BTE_GT2_8075 | 1 | Houston | YES | -0.18879 | 162.8 | 130 | 162.8 | 0 | 1.0261 | CC | -1 | 0.33368 | 162.8 | 162.8 |  |  | -30.735 | 162.8 | -0.33368 | -54.3235 | 0.055976 | 0.081543 |  |  |  |  | 20 | 0.022504
48596 | BTE_GT3_8045 | 2 | Houston | YES | -0.18879 | 161.4 | 130 | 161.4 | 0 | 1.0261 | CC | -1 | 0.33368 | 161.4 | 161.4 |  |  | -30.4707 | 161.4 | -0.33368 | -53.8563 | 0.063601 | 0.092204 |  |  |  |  | 21 | 0.022504
48597 | BTE_GT4_8055 | 3 | Houston | YES | -0.18879 | 158.9 | 130 | 158.9 | 0 | 1.0261 | CC | -1 | 0.33368 | 158.9 | 158.9 |  |  | -29.9987 | 158.9 | -0.33368 | -53.0221 | 0.071109 | 0.1027 |  |  |  |  | 22 | 0.022504
48598 | BTE_ST1_8070 | 4 | Houston | YES | -0.18879 | 269.2 | 60 | 269.2 | 0 | 1.0261 | CC | -1 | 0.33368 | 269.2 | 269.2 |  |  | -50.8223 | 269.2 | -0.33368 | -89.8272 | 0.083827 | 0.12048 |  |  |  |  | 23 | 0.025567
48583 | CBY_GT4_1 | 1 | Houston | YES | -0.18785 | 172 | 0 | 172 | 0 | 1.027 | GSC | -1 | 0.33274 | 172 | 172 |  |  | -32.31 | 172 | -0.33274 | -57.2315 | 0.091953 | 0.13181 |  |  |  |  | 24 | 0.028603
48584 | CBY_GT4_2 | 2 | Houston | YES | -0.18785 | 172 | 0 | 172 | 0 | 1.027 | CC | -1 | 0.33274 | 172 | 172 |  |  | -32.31 | 172 | -0.33274 | -57.2315 | 0.10008 | 0.14314 |  |  |  |  | 25 | 0.031591
48585 | CBY_ST4_1 | 3 | Houston | YES | -0.18785 | 172 | 0 | 172 | 0 | 1.027 | CC | -1 | 0.33274 | 172 | 172 |  |  | -32.31 | 172 | -0.33274 | -57.2315 | 0.10821 | 0.15447 |  |  |  |  | 26 | 0.036655
48690 | GBY_GN5_5 | 5 | Houston | YES | -0.18722 | 318.4 | 81 | 398 |  | 1.0362 | GSC | -1 | 0.33211 | 398 | 398 |  |  | -74.5144 | 398 | -0.33211 | -132.1814 | 0.12701 | 0.18064 |  |  |  |  | 27 | 0.039858
48581 | CBY_GN1_1 | 1 | Houston | YES | -0.18665 | 595.2 | 108 | 744 | 0 | 1.0435 | GSC | -1 | 0.33154 | 744 | 744 |  |  | -138.8676 | 744 | -0.33154 | -246.6674 | 0.16216 | 0.22947 |  |  |  |  | 28 | 0.043061
48940 | WARVUE_GT1 | G1 | Houston | YES | -0.18638 | 15 | 0 | 15 |  | 1.021 | Cogen | -1 | 0.33128 | 0 | 0 |  |  | 0 | 0 | -0.33128 | 0 | 0.16216 | 0.22947 |  |  |  |  | 29 | 0.046265
48651 | EP_1_2 | 1 | Houston | YES | -0.18614 | 4 | 0 | 5 | 0 | 1.0362 | Cogen | -1 | 0.33103 | 0 | 0 |  |  | 0 | 0 | -0.33103 | 0 | 0.16216 | 0.22947 |  |  |  |  | 30 | 0.053627
48651 | EP_1_2 | 2 | Houston | YES | -0.18614 | 17.7 | 10 | 21 | 0 | 1.0362 | Cogen | -1 | 0.33103 | 0 | 0 |  |  | 0 | 0 | -0.33103 | 0 | 0.16216 | 0.22947 |  |  |  |  | 31 | 0.067306
49803 | EXN_15GT | 1 | Houston | YES | -0.18541 | 33 | 8.3 | 34 |  | 1.0326 | Cogen | -1 | 0.3303 | 0 | 0 |  |  | 0 | 0 | -0.3303 | 0 | 0.16216 | 0.22947 |  |  |  |  | 32 | 0.067306
49804 | EXN_16GT | 2 | Houston | YES | -0.18541 | 32 | 8.3 | 34.7 |  | 1.0326 | Cogen | -1 | 0.3303 | 0 | 0 |  |  | 0 | 0 | -0.3303 | 0 | 0.16216 | 0.22947 |  |  |  |  | 33 | 0.067306
49805 | EXN_17GT | 3 | Houston | YES | -0.18541 | 31 | 8.3 | 32.7 |  | 1.0326 | Cogen | -1 | 0.3303 | 0 | 0 |  |  | 0 | 0 | -0.3303 | 0 | 0.16216 | 0.22947 |  |  |  |  | 34 | 0.067306
49826 | EXN938GT | 5 | Houston | YES | -0.18541 | 43 | 9.2 | 45.9 |  | 1.0326 | Cogen | -1 | 0.3303 | 0 | 0 |  |  | 0 | 0 | -0.3303 | 0 | 0.16216 | 0.22947 |  |  |  |  | 35 | 0.067306
49828 | EXN941GT | 10 | Houston | YES | -0.18541 | 17.7 | 5.4 | 17.7 | 0 | 1.0326 | Cogen | -1 | 0.3303 | 0 | 0 |  |  | 0 | 0 | -0.3303 | 0 | 0.16216 | 0.22947 |  |  |  |  | 36 | 0.067306
49829 | EXN942GT | 11 | Houston | YES | -0.18541 | 20 | 5.4 | 20.4 | 0 | 1.0326 | Cogen | -1 | 0.3303 | 0 | 0 |  |  | 0 | 0 | -0.3303 | 0 | 0.16216 | 0.22947 |  |  |  |  | 37 | 0.067306
49830 | EXN943GT | 12 | Houston | YES | -0.18541 | 19 | 5.4 | 19.9 | 0 | 1.0326 | Cogen | -1 | 0.3303 | 0 | 0 |  |  | 0 | 0 | -0.3303 | 0 | 0.16216 | 0.22947 |  |  |  |  | 38 | 0.067306
49831 | EXN944GT | 13 | Houston | YES | -0.18541 | 33 | 5.4 | 35 | 0 | 1.0326 | Cogen | -1 | 0.3303 | 0 | 0 |  |  | 0 | 0 | -0.3303 | 0 | 0.16216 | 0.22947 |  |  |  |  | 39 | 0.067306
49832 | EXN945GT | 9 | Houston | YES | -0.18541 | 18.5 | 9.2 | 18.5 |  | 1.0326 | Cogen | -1 | 0.3303 | 0 | 0 |  |  | 0 | 0 | -0.3303 | 0 | 0.16216 | 0.22947 |  |  |  |  | 40 | 0.067306
49837 | EXN_GT | 4 | Houston | YES | -0.18541 | 81 | 21.3 | 85.4 |  | 1.0326 | Cogen | -1 | 0.3303 | 0 | 0 |  |  | 0 | 0 | -0.3303 | 0 | 0.16216 | 0.22947 |  |  |  |  | 41 | 0.067306
49838 | EXN_14GT | 14 | Houston | YES | -0.18541 | 140 | 0 | 148 |  | 1.0326 | Cogen | -1 | 0.3303 | 0 | 0 |  |  | 0 | 0 | -0.3303 | 0 | 0.16216 | 0.22947 |  |  |  |  | 42 | 0.067306
48815 | CVC_GT4_8005 | 4 | Houston | YES | -0.18534 | 165 | 91.8 | 165 |  | 1.0362 | Cogen | -1 | 0.33023 | 0 | 0 |  |  | 0 | 0 | -0.33023 | 0 | 0.16216 | 0.22947 |  |  |  |  | 43 | 0.067306
48791 | PSA_GT1_8160 | 1 | Houston | YES | -0.18493 | 52 | 20.8 | 65 | 0 | 1.0362 | Cogen | -1 | 0.32983 | 0 | 0 |  |  | 0 | 0 | -0.32983 | 0 | 0.16216 | 0.22947 |  |  |  |  | 44 | 0.067306
48792 | PSA_GT2_8155 | 2 | Houston | YES | -0.18493 | 52.8 | 20.3 | 66 | 0 | 1.0362 | Cogen | -1 | 0.32983 | 0 | 0 |  |  | 0 | 0 | -0.32983 | 0 | 0.16216 | 0.22947 |  |  |  |  | 45 | 0.067306
48793 | PSA_GT3_8150 | 3 | Houston | YES | -0.18493 | 56 | 20.3 | 70 | 0 | 1.0362 | Cogen | -1 | 0.32983 | 0 | 0 |  |  | 0 | 0 | -0.32983 | 0 | 0.16216 | 0.22947 |  |  |  |  | 46 | 0.067306
48794 | PSA_GT4_8145 | 4 | Houston | YES | -0.18493 | 52.8 | 20.3 | 66 | 0 | 1.0362 | Cogen | -1 | 0.32983 | 0 | 0 |  |  | 0 | 0 | -0.32983 | 0 | 0.16216 | 0.22947 |  |  |  |  | 47 | 0.067306
48795 | PSA_GT5_8140 | 5 | Houston | YES | -0.18493 | 51.2 | 20.3 | 64 | 0 | 1.0362 | Cogen | -1 | 0.32983 | 0 | 0 |  |  | 0 | 0 | -0.32983 | 0 | 0.16216 | 0.22947 |  |  |  |  | 48 | 0.067306
48796 | PSA_GN1_8165 | 1 | Houston | YES | -0.18493 | 83.2 | 43.1 | 104 | 0 | 1.0362 | Cogen | -1 | 0.32983 | 0 | 0 |  |  | 0 | 0 | -0.32983 | 0 | 0.16216 | 0.22947 |  |  |  |  | 49 | 0.067306
48797 | PSA_GT6_8135 | 6 | Houston | YES | -0.18493 | 47.2 | 34.5 | 59 | 0 | 1.0362 | Cogen | -1 | 0.32983 | 0 | 0 |  |  | 0 | 0 | -0.32983 | 0 | 0.16216 | 0.22947 |  |  |  |  | 50 | 0.067306
48582 | CBY_GN2_2 | 2 | Houston | YES | -0.18461 | 596.8 | 110 | 746 | 0 | 1.0435 | GSC | -1 | 0.3295 | 746 | 746 |  |  | -137.7198 | 746 | -0.3295 | -245.8094 | 0.1974 | 0.27813 |  |  |  |  | 51 | 0.067306
48511 | LPE_GT1_8070 | 1 | Houston | YES | -0.18091 | 42 | 0 | 42 | 0 | 1.0362 | GGT | -1 | 0.3258 | 42 | 42 |  |  | -7.5981 | 42 | -0.3258 | -13.6836 | 0.19939 | 0.28083 |  |  |  |  | 52 | 0.067306
48512 | LPE_GT2_8075 | 2 | Houston | YES | -0.18091 | 42 | 0 | 42 | 0 | 1.0362 | GGT | -1 | 0.3258 | 42 | 42 |  |  | -7.5981 | 42 | -0.3258 | -13.6836 | 0.20137 | 0.28354 |  |  |  |  | 53 | 0.067306
48513 | LPE_GT3_8080 | 3 | Houston | YES | -0.18091 | 39 | 0 | 39 | 0 | 1.0362 | GGT | -1 | 0.3258 | 39 | 39 |  |  | -7.0554 | 39 | -0.3258 | -12.7062 | 0.20322 | 0.28606 |  |  |  |  | 54 | 0.080721
48514 | LPE_GT4_8085 | 4 | Houston | YES | -0.18091 | 39 | 0 | 39 | 0 | 1.0362 | GGT | -1 | 0.3258 | 39 | 39 |  |  | -7.0554 | 39 | -0.3258 | -12.7062 | 0.20506 | 0.28857 |  |  |  |  | 55 | 0.081446
48593 | CHE_GT1_8015 | 1 | Houston | YES | -0.18046 | 173 | 50 | 173 | 0 | 1.0362 | Cogen | -1 | 0.32536 | 0 | 0 |  |  | 0 | 0 | -0.32536 | 0 | 0.20506 | 0.28857 |  |  |  |  | 56 | 0.08217
48594 | CHE_GN4_8025 | 4 | Houston | YES | -0.18046 | 142 | 60 | 142 | 0 | 1.0362 | Cogen | -1 | 0.32536 | 0 | 0 |  |  | 0 | 0 | -0.32536 | 0 | 0.20506 | 0.28857 |  |  |  |  | 57 | 0.082843
48500 | APD_GT1_8005 | 1 | Houston | YES | -0.1801 | 137.6 | 54.6 | 137.6 | 0 | 1.0362 | Cogen | -1 | 0.325 | 0 | 0 |  |  | 0 | 0 | -0.325 | 0 | 0.20506 | 0.28857 |  |  |  |  | 58 | 0.083516
48820 | SHELLG1_3015 | 1 | Houston | YES | -0.17929 | 71 | 34.5 | 71 |  | 1.029 | Cogen | -1 | 0.32419 | 0 | 0 |  |  | 0 | 0 | -0.32419 | 0 | 0.20506 | 0.28857 |  |  |  |  | 59 | 0.083516
48821 | SHELLG2 | 2 | Houston | YES | -0.17929 | 72 | 34.5 | 72 |  | 1.029 | Cogen | -1 | 0.32419 | 0 | 0 |  |  | 0 | 0 | -0.32419 | 0 | 0.20506 | 0.28857 |  |  |  |  | 60 | 0.083516
48822 | SHELLG3_3020 | 2 | Houston | YES | -0.17929 | 30 | 0 | 30 |  | 1.029 | Cogen | -1 | 0.32419 | 0 | 0 |  |  | 0 | 0 | -0.32419 | 0 | 0.20506 | 0.28857 |  |  |  |  | 61 | 0.083516
48822 | SHELLG3_3020 | 1 | Houston | YES | -0.17929 | 39 | 0 | 39 |  | 1.029 | Cogen | -1 | 0.32419 | 0 | 0 |  |  | 0 | 0 | -0.32419 | 0 | 0.20506 | 0.28857 |  |  |  |  | 62 | 0.083516
48853 | SRB_GN3_3 | 3 | Houston | YES | -0.17846 | 170.4 | 35 | 213 |  | 1.0326 | GST | -1 | 0.32335 | 213 | 213 |  |  | -38.0109 | 213 | -0.32335 | -68.873 | 0.21512 | 0.30221 |  |  |  |  | 63 | 0.083516
48845 | SOL_GT1 | 1 | Houston | YES | -0.17844 | 16.2 | 15.4 | 16.2 |  | 1.0326 | Solar | -1 | 0.32334 | 16.2 | 16.2 |  |  | -2.8908 | 16.2 | -0.32334 | -5.2381 | 0.21589 | 0.30324 |  |  |  |  | 64 | 0.083516
48611 | DIB_GT1_8080 | 1 | Houston | YES | -0.17844 | 64 | 0 | 64 | 0 | 1.0326 | Cogen | -1 | 0.32333 | 0 | 0 |  |  | 0 | 0 | -0.32333 | 0 | 0.21589 | 0.30324 |  |  |  |  | 65 | 0.083516
48612 | DIB_GT2_8075 | 2 | Houston | YES | -0.17844 | 63.2 | 0 | 63.2 | 0 | 1.0326 | Cogen | -1 | 0.32333 | 0 | 0 |  |  | 0 | 0 | -0.32333 | 0 | 0.21589 | 0.30324 |  |  |  |  | 66 | 0.087086
48613 | DIB_ST1_8085 | 3 | Houston | YES | -0.17844 | 67.9 | 30 | 82.6 | 0 | 1.0326 | Cogen | -1 | 0.32333 | 0 | 0 |  |  | 0 | 0 | -0.32333 | 0 | 0.21589 | 0.30324 |  |  |  |  | 67 | 0.087358
48614 | DIB_GT3_8090 | 4 | Houston | YES | -0.17844 | 73.6 | 15 | 73.6 | 0 | 1.0326 | Cogen | -1 | 0.32333 | 0 | 0 |  |  | 0 | 0 | -0.32333 | 0 | 0.21589 | 0.30324 |  |  |  |  | 68 | 0.087358
48854 | SRB_GN4_4 | 4 | Houston | YES | -0.17842 | 182.4 | 35 | 228 | 0 | 1.0326 | GST | -1 | 0.32332 | 228 | 228 |  |  | -40.6807 | 228 | -0.32332 | -73.7161 | 0.22666 | 0.31784 |  |  |  |  | 69 | 0.087358
48740 | PSG_GN2_8050 | 1 | Houston | YES | -0.17829 | 182 | 60 | 182 | 0 | 1.0326 | Cogen | -1 | 0.32319 | 0 | 0 |  |  | 0 | 0 | -0.32319 | 0 | 0.22666 | 0.31784 |  |  |  |  | 70 | 0.087358
48741 | PSG_GT2_8040 | 1 | Houston | YES | -0.17829 | 158.6 | 50 | 158.6 | 0 | 1.0326 | Cogen | -1 | 0.32319 | 0 | 0 |  |  | 0 | 0 | -0.32319 | 0 | 0.22666 | 0.31784 |  |  |  |  | 71 | 0.087358
48742 | PSG_GT3_8060 | 1 | Houston | YES | -0.17829 | 157 | 50 | 157 | 0 | 1.0326 | Cogen | -1 | 0.32319 | 0 | 0 |  |  | 0 | 0 | -0.32319 | 0 | 0.22666 | 0.31784 |  |  |  |  | 72 | 0.091179
48851 | SRB_GN1_1 | 1 | Houston | YES | -0.17827 | 132 | 26 | 165 | 0 | 1.0217 | GST | -1 | 0.32317 | 165 | 165 |  |  | -29.4154 | 165 | -0.32317 | -53.3226 | 0.23445 | 0.32839 |  |  |  |  | 73 | 0.091179
48852 | SRB_GN2_2 | 2 | Houston | YES | -0.17823 | 140.8 | 26 | 176 | 0 | 1.0217 | GST | -1 | 0.32313 | 176 | 176 |  |  | -31.369 | 176 | -0.32313 | -56.87 | 0.24277 | 0.33965 |  |  |  |  | 74 | 0.091179
48855 | SRB_GT211035 | B1 | Houston | YES | -0.1782 | 0 | 0 | 18 |  | 1.014 | GGT | -1 | 0.32309 | 18 | 18 |  |  | -3.2075 | 18 | -0.32309 | -5.8156 | 0.24362 | 0.3408 |  |  |  |  | 75 | 0.091179
48855 | SRB_GT211035 | B2 | Houston | YES | -0.1782 | 0 | 0 | 12 |  | 1.014 | GGT | -1 | 0.32309 | 12 | 12 |  |  | -2.1384 | 12 | -0.32309 | -3.8771 | 0.24419 | 0.34157 |  |  |  |  | 76 | 0.093939
48551 | CAL_GT1_8045 | 1 | Houston | YES | -0.17818 | 149 | 0 | 149 | 0 | 1.0326 | Cogen | -1 | 0.32308 | 0 | 0 |  |  | 0 | 0 | -0.32308 | 0 | 0.24419 | 0.34157 |  |  |  |  | 77 | 0.096881
48552 | CAL_ST1_8000 | 2 | Houston | YES | -0.17818 | 65.1 | 0 | 65.1 | 0 | 1.0326 | Cogen | -1 | 0.32308 | 0 | 0 |  |  | 0 | 0 | -0.32308 | 0 | 0.24419 | 0.34157 |  |  |  |  | 78 | 0.097182
48641 | DPEC_GT15040 | 1 | Houston | YES | -0.17796 | 163.2 | 98 | 163.2 | 0 | 1.0319 | CC | -1 | 0.32285 | 163.2 | 163.2 |  |  | -29.0431 | 163.2 | -0.32285 | -52.6895 | 0.2519 | 0.352 |  |  |  |  | 79 | 0.097383
48642 | DPEC_GT25025 | 2 | Houston | YES | -0.17796 | 157.1 | 98 | 157.1 | 0 | 1.0319 | CC | -1 | 0.32285 | 157.1 | 157.1 |  |  | -27.9575 | 157.1 | -0.32285 | -50.7201 | 0.25932 | 0.36204 |  |  |  |  | 80 | 0.097383
48643 | DPEC_GT35010 | 3 | Houston | YES | -0.17796 | 157.5 | 98 | 157.5 | 0 | 1.0319 | CC | -1 | 0.32285 | 157.5 | 157.5 |  |  | -28.0287 | 157.5 | -0.32285 | -50.8492 | 0.26676 | 0.37211 |  |  |  |  | 81 | 0.097383
48644 | DPEC_GT45070 | 4 | Houston | YES | -0.17796 | 157 | 98 | 157 | 0 | 1.0319 | CC | -1 | 0.32285 | 157 | 157 |  |  | -27.9397 | 157 | -0.32285 | -50.6878 | 0.27418 | 0.38214 |  |  |  |  | 82 | 0.1001
48645 | DPEC_ST55065 | 5 | Houston | YES | -0.17796 | 282 | 0 | 282 | 0 | 1.0319 | CC | -1 | 0.32285 | 282 | 282 |  |  | -50.1847 | 282 | -0.32285 | -91.0443 | 0.2875 | 0.40016 |  |  |  |  | 83 | 0.10272
48691 | GBY_73741085 | B | Houston | YES | -0.17775 | 37.6 | 20 | 47 | 0 | 1.0362 | GGT | -1 | 0.32265 | 47 | 47 |  |  | -8.3544 | 47 | -0.32265 | -15.1644 | 0.28972 | 0.40316 |  |  |  |  | 84 | 0.10535
48691 | GBY_73741085 | A | Houston | YES | -0.17775 | 37.6 | 20 | 47 | 0 | 1.0362 | GGT | -1 | 0.32265 | 47 | 47 |  |  | -8.3544 | 47 | -0.32265 | -15.1644 | 0.29194 | 0.40617 |  |  |  |  | 85 | 0.10796
48692 | GBY_81821075 | D | Houston | YES | -0.17775 | 44 | 20 | 55 | 0 | 1.0362 | GGT | -1 | 0.32265 | 55 | 55 |  |  | -9.7765 | 55 | -0.32265 | -17.7455 | 0.29454 | 0.40968 |  |  |  |  | 86 | 0.11266
48692 | GBY_81821075 | C | Houston | YES | -0.17775 | 37.6 | 20 | 47 | 0 | 1.0362 | GGT | -1 | 0.32265 | 47 | 47 |  |  | -8.3544 | 47 | -0.32265 | -15.1644 | 0.29676 | 0.41268 |  |  |  |  | 87 | 0.11344
48693 | GBY_83841065 | F | Houston | YES | -0.17775 | 43.2 | 20 | 54 | 0 | 1.0362 | GGT | -1 | 0.32265 | 54 | 54 |  |  | -9.5987 | 54 | -0.32265 | -17.4229 | 0.29931 | 0.41613 |  |  |  |  | 88 | 0.11422
48693 | GBY_83841065 | E | Houston | YES | -0.17775 | 45.6 | 20 | 57 | 0 | 1.0362 | GGT | -1 | 0.32265 | 57 | 57 |  |  | -10.132 | 57 | -0.32265 | -18.3908 | 0.30201 | 0.41977 |  |  |  |  | 89 | 0.11514
48761 | PR_GT1__9040 | 1 | Houston | YES | -0.17749 | 26 | 0 | 35 |  | 1 | Cogen | -1 | 0.32238 | 0 | 0 |  |  | 0 | 0 | -0.32238 | 0 | 0.30201 | 0.41977 |  |  |  |  | 90 | 0.11592
48841 | SJS_GT1_GT1 | 1 | Houston | YES | -0.17639 | 62.4 | 49 | 78 | 0 | 1.0362 | Cogen | -1 | 0.32128 | 0 | 0 |  |  | 0 | 0 | -0.32128 | 0 | 0.30201 | 0.41977 |  |  |  |  | 91 | 0.11682
48842 | SJS_GT2_GT2 | 2 | Houston | YES | -0.17639 | 64.8 | 49 | 81 | 0 | 1.0362 | Cogen | -1 | 0.32128 | 0 | 0 |  |  | 0 | 0 | -0.32128 | 0 | 0.30201 | 0.41977 |  |  |  |  | 92 | 0.11777
48531 | BYU_GT1_8075 | 1 | Houston | YES | -0.17413 | 65 | 0 | 65 |  | 1.0362 | Cogen | -1 | 0.31902 | 0 | 0 |  |  | 0 | 0 | -0.31902 | 0 | 0.30201 | 0.41977 |  |  |  |  | 93 | 0.11777
48532 | BYU_GT2_8055 | 2 | Houston | YES | -0.17413 | 62 | 0 | 62 |  | 1.0362 | Cogen | -1 | 0.31902 | 0 | 0 |  |  | 0 | 0 | -0.31902 | 0 | 0.30201 | 0.41977 |  |  |  |  | 94 | 0.11777
48533 | BYU_GT3_8060 | 3 | Houston | YES | -0.17413 | 67 | 0 | 67 |  | 1.0362 | Cogen | -1 | 0.31902 | 0 | 0 |  |  | 0 | 0 | -0.31902 | 0 | 0.30201 | 0.41977 |  |  |  |  | 95 | 0.11777
48534 | BYU_GT4_8065 | 4 | Houston | YES | -0.17413 | 65 | 0 | 65 |  | 1.0362 | Cogen | -1 | 0.31902 | 0 | 0 |  |  | 0 | 0 | -0.31902 | 0 | 0.30201 | 0.41977 |  |  |  |  | 96 | 0.11777
48561 | CTL_GT2_8130 | 1 | Houston | YES | -0.17295 | 73.5 | 30.3 | 91.9 |  | 1.0362 | Cogen | -1 | 0.31784 | 0 | 0 |  |  | 0 | 0 | -0.31784 | 0 | 0.30201 | 0.41977 |  |  |  |  | 97 | 0.11777
48562 | CTL_GT3_8135 | 2 | Houston | YES | -0.17295 | 70.1 | 30.3 | 87.6 |  | 1.0362 | Cogen | -1 | 0.31784 | 0 | 0 |  |  | 0 | 0 | -0.31784 | 0 | 0.30201 | 0.41977 |  |  |  |  | 98 | 0.11777
48563 | CTL_GT4_8140 | 3 | Houston | YES | -0.17295 | 69.6 | 30.3 | 87 |  | 1.0362 | Cogen | -1 | 0.31784 | 0 | 0 |  |  | 0 | 0 | -0.31784 | 0 | 0.30201 | 0.41977 |  |  |  |  | 99 | 0.11777
48564 | CTL_GN1_8145 | 4 | Houston | YES | -0.17295 | 43.6 | 12.9 | 54.5 |  | 1.0362 | Cogen | -1 | 0.31784 | 0 | 0 |  |  | 0 | 0 | -0.31784 | 0 | 0.30201 | 0.41977 |  |  |  |  | 100 | 0.11777
48565 | CTL_GN2_8155 | 5 | Houston | YES | -0.17295 | 9.8 | 3.4 | 12.2 |  | 1.0362 | Cogen | -1 | 0.31784 | 0 | 0 |  |  | 0 | 0 | -0.31784 | 0 | 0.30201 | 0.41977 |  |  |  |  | 101 | 0.11777
48772 | PHR_GN2_2 | MB | Houston | YES | -0.16974 | 0 | 72 | 459 |  | 1.0362 | GSC | -1 | 0.31463 | 0 | 0 |  |  | 0 | 0 | -0.31463 | 0 | 0.30201 | 0.41977 |  |  |  |  | 102 | 0.11777
38580 | TNBP_CGN1_8 | 1 | Houston | YES | -0.16523 | 70.8 | 0 | 70.8 | 0 | 1.005 | Cogen | -1 | 0.31012 | 0 | 0 |  |  | 0 | 0 | -0.31012 | 0 | 0.30201 | 0.41977 |  |  |  |  | 103 | 0.11777
38590 | TNBP_CGN2_8 | 2 | Houston | YES | -0.16523 | 66.7 | 0 | 66.7 | 0 | 1.005 | Cogen | -1 | 0.31012 | 0 | 0 |  |  | 0 | 0 | -0.31012 | 0 | 0.30201 | 0.41977 |  |  |  |  | 104 | 0.11777
38600 | TNBP_CGN3_8 | 5 | Houston | YES | -0.16523 | 53 | 0 | 53 | 0 | 1.005 | Cogen | -1 | 0.31012 | 0 | 0 |  |  | 0 | 0 | -0.31012 | 0 | 0.30201 | 0.41977 |  |  |  |  | 105 | 0.11777
38611 | TNBPAMCG1_8 | 1 | Houston | YES | -0.16523 | 153.2 | 0 | 153.2 | 0 | 1.005 | Cogen | -1 | 0.31012 | 0 | 0 |  |  | 0 | 0 | -0.31012 | 0 | 0.30201 | 0.41977 |  |  |  |  | 106 | 0.11777
38612 | TNBPAMCG2_8 | 2 | Houston | YES | -0.16523 | 153.5 | 0 | 153.5 | 0 | 1.005 | Cogen | -1 | 0.31012 | 0 | 0 |  |  | 0 | 0 | -0.31012 | 0 | 0.30201 | 0.41977 |  |  |  |  | 107 | 0.11777
38613 | TNBPAMCG3_8 | 3 | Houston | YES | -0.16523 | 152.3 | 0 | 152.3 | 0 | 1.005 | Cogen | -1 | 0.31012 | 0 | 0 |  |  | 0 | 0 | -0.31012 | 0 | 0.30201 | 0.41977 |  |  |  |  | 108 | 0.11777
38614 | TNBPAMCG4_8 | 4 | Houston | YES | -0.16523 | 96 | 0 | 96 |  | 1.005 | Cogen | -1 | 0.31012 | 0 | 0 |  |  | 0 | 0 | -0.31012 | 0 | 0.30201 | 0.41977 |  |  |  |  | 109 | 0.11777
38615 | TNBPAMCG5_8 | 1 | Houston | YES | -0.16523 | 244 | 0 | 244 | 0 | 1.005 | Cogen | -1 | 0.31012 | 0 | 0 |  |  | 0 | 0 | -0.31012 | 0 | 0.30201 | 0.41977 |  |  |  |  | 110 | 0.11777
38690 | TNBP_CGN4_8 | 3 | Houston | YES | -0.16523 | 40 | 0 | 40 |  | 1.005 | Cogen | -1 | 0.31012 | 0 | 0 |  |  | 0 | 0 | -0.31012 | 0 | 0.30201 | 0.41977 |  |  |  |  | 111 | 0.11777
38711 | TNTXCTY1CG8 | 1 | Houston | YES | -0.16523 | 100.3 | 59 | 100.3 | 0 | 1 | Cogen | -1 | 0.31012 | 0 | 0 |  |  | 0 | 0 | -0.31012 | 0 | 0.30201 | 0.41977 |  |  |  |  | 112 | 0.11777
38712 | TNTXCTY2CG8 | 1 | Houston | YES | -0.16523 | 92.9 | 59 | 92.9 | 0 | 1 | Cogen | -1 | 0.31012 | 0 | 0 |  |  | 0 | 0 | -0.31012 | 0 | 0.30201 | 0.41977 |  |  |  |  | 113 | 0.11777
38713 | TNTXCTY3CG8 | 1 | Houston | YES | -0.16523 | 102.7 | 59 | 102.7 | 0 | 1 | Cogen | -1 | 0.31012 | 0 | 0 |  |  | 0 | 0 | -0.31012 | 0 | 0.30201 | 0.41977 |  |  |  |  | 114 | 0.11777
38714 | TNTXCTY4CG8 | 1 | Houston | YES | -0.16523 | 103 | 59 | 103 | 0 | 1 | Cogen | -1 | 0.31012 | 0 | 0 |  |  | 0 | 0 | -0.31012 | 0 | 0.30201 | 0.41977 |  |  |  |  | 115 | 0.11777
39470 | TNDOWCGNSG8 | 1 | Houston | YES | -0.16523 | 32 | 10 | 32 | 0 | 0.985 | Cogen | -1 | 0.31012 | 0 | 0 |  |  | 0 | 0 | -0.31012 | 0 | 0.30201 | 0.41977 |  |  |  |  | 116 | 0.11777
39480 | TNDOWCGNGG8 | 1 | Houston | YES | -0.16523 | 30 | 10 | 30 | 0 | 0.985 | Cogen | -1 | 0.31012 | 0 | 0 |  |  | 0 | 0 | -0.31012 | 0 | 0.30201 | 0.41977 |  |  |  |  | 117 | 0.11777
48510 | AK_GT1__8040 | 1 | Houston | YES | -0.1568 | 33.4 | 8.1 | 34 |  | 1.029 | Cogen | -1 | 0.3017 | 0 | 0 |  |  | 0 | 0 | -0.3017 | 0 | 0.30201 | 0.41977 |  |  |  |  | 118 | 0.11777
48921 | WAP_GN1_1 | 1 | Houston | YES | -0.15547 | 132.8 | 37 | 166 | 0 | 1.0362 | GST | -1 | 0.30036 | 166 | 166 |  |  | -25.8079 | 166 | -0.30036 | -49.86 | 0.30985 | 0.42964 |  |  |  |  | 119 | 0.11777
48922 | WAP_GN2_2 | 2 | Houston | YES | -0.15547 | 132.8 | 37 | 166 | 0 | 1.0362 | GST | -1 | 0.30036 | 166 | 166 |  |  | -25.8079 | 166 | -0.30036 | -49.86 | 0.31769 | 0.43951 |  |  |  |  | 120 | 0.11777
48923 | WAP_GN3_3 | 3 | Houston | YES | -0.15547 | 198.4 | 93 | 248 | 0 | 1.0362 | GST | -1 | 0.30036 | 248 | 248 |  |  | -38.5563 | 248 | -0.30036 | -74.4896 | 0.32941 | 0.45426 |  |  |  |  | 121 | 0.11777
48924 | WAP_GN4_4 | 4 | Houston | YES | -0.15547 | 546 | 217 | 546 | 0 | 1.0362 | GSC | -1 | 0.30036 | 546 | 546 |  |  | -84.8861 | 546 | -0.30036 | -163.9972 | 0.3552 | 0.48672 |  |  |  |  | 122 | 0.11979
48925 | WAP_GN5_5 | 5 | Houston | YES | -0.15547 | 576 | 278 | 654 | 0 | 0.985 | LIGCO | -1 | 0.30036 | 0 | 654 |  |  | 0 | 0 | -0.30036 | 0 | 0.3552 | 0.48672 |  |  |  |  | 123 | 0.12182
48929 | WAPGT21_GT1 | B1 | Houston | YES | -0.15547 | 0 | 0 | 13 |  | 1.05 | GGT | -1 | 0.30036 | 13 | 13 |  |  | -2.0211 | 13 | -0.30036 | -3.9047 | 0.35582 | 0.48749 |  |  |  |  | 124 | 0.12485
48730 | MNS_GT | 1 | Houston | YES | -0.15479 | 43 | 0 | 46.1 |  | 1.029 | Cogen | -1 | 0.29968 | 0 | 0 |  |  | 0 | 0 | -0.29968 | 0 | 0.35582 | 0.48749 |  |  |  |  | 125 | 0.13152
48521 | BVE_GT1_GT1 | 1 | Houston | YES | -0.14548 | 167.7 | 0 | 167.7 |  | 1.035 | CC | -1 | 0.29037 | 167.7 | 167.7 |  |  | -24.3973 | 167.7 | -0.29037 | -48.6958 | 0.36374 | 0.49713 |  |  |  |  | 126 | 0.13152
48522 | BVE_GT2_5035 | 2 | Houston | YES | -0.14548 | 166.4 | 0 | 166.4 |  | 1.035 | CC | -1 | 0.29037 | 166.4 | 166.4 |  |  | -24.2082 | 166.4 | -0.29037 | -48.3183 | 0.3716 | 0.5067 |  |  |  |  | 127 | 0.13168
48523 | BVE_ST1_GN1 | 3 | Houston | YES | -0.14548 | 252.4 | 0 | 252.4 |  | 1.035 | CC | -1 | 0.29037 | 252.4 | 252.4 |  |  | -36.7197 | 252.4 | -0.29037 | -73.2904 | 0.38353 | 0.52121 |  |  |  |  | 128 | 0.13168
48926 | WAP_GN6_6 | 6 | Houston | YES | -0.14529 | 651 | 280 | 651 |  | 1.035 | LIGCO | -1 | 0.29018 | 0 | 651 |  |  | 0 | 0 | -0.29018 | 0 | 0.38353 | 0.52121 |  |  |  |  | 129 | 0.13339
48927 | WAP_GN7_7 | 7 | Houston | YES | -0.14529 | 564 | 277 | 564 |  | 1.035 | LIGCO | -1 | 0.29018 | 0 | 564 |  |  | 0 | 0 | -0.29018 | 0 | 0.38353 | 0.52121 |  |  |  |  | 130 | 0.1351
48928 | WAP_GN8_8 | 8 | Houston | YES | -0.14529 | 603 | 275 | 603 |  | 1.035 | LIGCO | -1 | 0.29018 | 0 | 603 |  |  | 0 | 0 | -0.29018 | 0 | 0.38353 | 0.52121 |  |  |  |  | 131 | 0.13768
39760 | TNSCLP1___8 | 1 | Houston | YES | -0.14202 | 93.4 | 20 | 116.8 | 0 | 1.04 | Cogen | -1 | 0.28691 | 0 | 0 |  |  | 0 | 0 | -0.28691 | 0 | 0.38353 | 0.52121 |  |  |  |  | 132 | 0.13768
39770 | TNSCLP2___8 | 1 | Houston | YES | -0.14202 | 91.6 | 20 | 114.5 | 0 | 1.04 | Cogen | -1 | 0.28691 | 0 | 0 |  |  | 0 | 0 | -0.28691 | 0 | 0.38353 | 0.52121 |  |  |  |  | 133 | 0.13768
39775 | TNSCLP4___8 | 1 | Houston | YES | -0.14202 | 95.2 | 20 | 119 | 0 | 1.04 | Cogen | -1 | 0.28691 | 0 | 0 |  |  | 0 | 0 | -0.28691 | 0 | 0.38353 | 0.52121 |  |  |  |  | 134 | 0.13768
39790 | TNSCLP3___8 | 1 | Houston | YES | -0.14202 | 87.6 | 20 | 109.5 | 0 | 1.027 | Cogen | -1 | 0.28691 | 0 | 0 |  |  | 0 | 0 | -0.28691 | 0 | 0.38353 | 0.52121 |  |  |  |  | 135 | 0.13768
48520 | BSF_GT1_8070 | 1 | Houston | YES | -0.13811 | 72 | 0 | 72 | 0 | 1.0326 | Cogen | -1 | 0.283 | 0 | 0 |  |  | 0 | 0 | -0.283 | 0 | 0.38353 | 0.52121 |  |  |  |  | 136 | 0.13768
48520 | BSF_GT1_8070 | 2 | Houston | YES | -0.13811 | 10 | 0 | 10 | 0 | 1.0326 | Cogen | -1 | 0.283 | 0 | 0 |  |  | 0 | 0 | -0.283 | 0 | 0.38353 | 0.52121 |  |  |  |  | 137 | 0.13768
49851 | DOW17000 | 37 | Houston | YES | -0.13318 | 39 | 0 | 62 | 0 | 1 | Cogen | -1 | 0.27807 | 0 | 0 |  |  | 0 | 0 | -0.27807 | 0 | 0.38353 | 0.52121 |  |  |  |  | 138 | 0.13768
49858 | DOW38100 | 31 | Houston | YES | -0.13318 | 45 | 0 | 71.4 |  | 1 | Cogen | -1 | 0.27807 | 0 | 0 |  |  | 0 | 0 | -0.27807 | 0 | 0.38353 | 0.52121 |  |  |  |  | 139 | 0.13768
49859 | DOW38200 | 33 | Houston | YES | -0.13318 | 28 | 0 | 45 | 0 | 1 | Cogen | -1 | 0.27807 | 0 | 0 |  |  | 0 | 0 | -0.27807 | 0 | 0.38353 | 0.52121 |  |  |  |  | 140 | 0.13768
49860 | DOW38300 | 32 | Houston | YES | -0.13318 | 63 | 0 | 101 |  | 1 | Cogen | -1 | 0.27807 | 0 | 0 |  |  | 0 | 0 | -0.27807 | 0 | 0.38353 | 0.52121 |  |  |  |  | 141 | 0.13768
49862 | DOW39100 | 36 | Houston | YES | -0.13318 | 54 | 0 | 86 | 0 | 1 | Cogen | -1 | 0.27807 | 0 | 0 |  |  | 0 | 0 | -0.27807 | 0 | 0.38353 | 0.52121 |  |  |  |  | 142 | 0.13768
49863 | DOW39200 | 35 | Houston | YES | -0.13318 | 55 | 0 | 88 | 0 | 1 | Cogen | -1 | 0.27807 | 0 | 0 |  |  | 0 | 0 | -0.27807 | 0 | 0.38353 | 0.52121 |  |  |  |  | 143 | 0.13768
49865 | DOW41000 | 41 | Houston | YES | -0.13318 | 31 | 0 | 50 |  | 1 | Cogen | -1 | 0.27807 | 0 | 0 |  |  | 0 | 0 | -0.27807 | 0 | 0.38353 | 0.52121 |  |  |  |  | 144 | 0.13768
49866 | DOW42000 | 42 | Houston | YES | -0.13318 | 11 | 0 | 18 |  | 1 | Cogen | -1 | 0.27807 | 0 | 0 |  |  | 0 | 0 | -0.27807 | 0 | 0.38353 | 0.52121 |  |  |  |  | 145 | 0.13768
49869 | DOW49000 | 45 | Houston | YES | -0.13318 | 59 | 0 | 94 |  | 1 | Cogen | -1 | 0.27807 | 0 | 0 |  |  | 0 | 0 | -0.27807 | 0 | 0.38353 | 0.52121 |  |  |  |  | 146 | 0.13768
49870 | DOW61000 | 61 | Houston | YES | -0.13318 | 44 | 0 | 70 | 0 | 1 | Cogen | -1 | 0.27807 | 0 | 0 |  |  | 0 | 0 | -0.27807 | 0 | 0.38353 | 0.52121 |  |  |  |  | 147 | 0.13768
49871 | DOW62000 | 62 | Houston | YES | -0.13318 | 40 | 0 | 63 | 0 | 1 | Cogen | -1 | 0.27807 | 0 | 0 |  |  | 0 | 0 | -0.27807 | 0 | 0.38353 | 0.52121 |  |  |  |  | 148 | 0.13768
49872 | DOW63000 | 63 | Houston | YES | -0.13318 | 45 | 0 | 72 | 0 | 1 | Cogen | -1 | 0.27807 | 0 | 0 |  |  | 0 | 0 | -0.27807 | 0 | 0.38353 | 0.52121 |  |  |  |  | 149 | 0.13768
49873 | DOW64000 | 64 | Houston | YES | -0.13318 | 41 | 0 | 64.8 | 0 | 1 | Cogen | -1 | 0.27807 | 0 | 0 |  |  | 0 | 0 | -0.27807 | 0 | 0.38353 | 0.52121 |  |  |  |  | 150 | 0.13768
49876 | DOW65000 | 65 | Houston | YES | -0.13318 | 63 | 0 | 101 | 0 | 1 | Cogen | -1 | 0.27807 | 0 | 0 |  |  | 0 | 0 | -0.27807 | 0 | 0.38353 | 0.52121 |  |  |  |  | 151 | 0.13768
49877 | DOW66000 | 66 | Houston | YES | -0.13318 | 61 | 0 | 97 | 0 | 1 | Cogen | -1 | 0.27807 | 0 | 0 |  |  | 0 | 0 | -0.27807 | 0 | 0.38353 | 0.52121 |  |  |  |  | 152 | 0.13768
49878 | DOW67000 | 67 | Houston | YES | -0.13318 | 65 | 0 | 103 | 0 | 1 | Cogen | -1 | 0.27807 | 0 | 0 |  |  | 0 | 0 | -0.27807 | 0 | 0.38353 | 0.52121 |  |  |  |  | 153 | 0.13768
49882 | DOW81000 | 81 | Houston | YES | -0.13318 | 47 | 0 | 76 | 0 | 1 | Cogen | -1 | 0.27807 | 0 | 0 |  |  | 0 | 0 | -0.27807 | 0 | 0.38353 | 0.52121 |  |  |  |  | 154 | 0.13768
49884 | DOW82000 | 82 | Houston | YES | -0.13318 | 51 | 0 | 80 | 0 | 1 | Cogen | -1 | 0.27807 | 0 | 0 |  |  | 0 | 0 | -0.27807 | 0 | 0.38353 | 0.52121 |  |  |  |  | 155 | 0.13768
49885 | DOW83000 | 83 | Houston | YES | -0.13318 | 51 | 0 | 80 | 0 | 1 | Cogen | -1 | 0.27807 | 0 | 0 |  |  | 0 | 0 | -0.27807 | 0 | 0.38353 | 0.52121 |  |  |  |  | 156 | 0.13768
49886 | DOW84000 | 84 | Houston | YES | -0.13318 | 107 | 0 | 171 | 0 | 0.98 | Cogen | -1 | 0.27807 | 0 | 0 |  |  | 0 | 0 | -0.27807 | 0 | 0.38353 | 0.52121 |  |  |  |  | 157 | 0.13768
48911 | TGF_GT1_8000 | 1 | Houston | YES | -0.12074 | 69.2 | 0 | 69.2 |  | 1.029 | Cogen | -1 | 0.26564 | 0 | 0 |  |  | 0 | 0 | -0.26564 | 0 | 0.38353 | 0.52121 |  |  |  |  | 158 | 0.13768
48731 | CBE_GT1 | 1 | Houston | YES | -0.11562 | 76 | 0 | 76 | 0 | 1.029 | CC | -1 | 0.26052 | 76 | 76 |  |  | -8.7873 | 76 | -0.26052 | -19.7992 | 0.38712 | 0.52513 |  |  |  |  | 159 | 0.13768
48732 | CBE_GT2 | 1 | Houston | YES | -0.11562 | 76 | 0 | 76 | 0 | 1.029 | CC | -1 | 0.26052 | 76 | 76 |  |  | -8.7873 | 76 | -0.26052 | -19.7992 | 0.39071 | 0.52905 |  |  |  |  | 160 | 0.13768
48733 | CBE_ST12 | 1 | Houston | YES | -0.11562 | 105 | 0 | 105 | 0 | 1.029 | CC | -1 | 0.26052 | 105 | 105 |  |  | -12.1404 | 105 | -0.26052 | -27.3541 | 0.39567 | 0.53446 |  |  |  |  | 161 | 0.13768
48734 | CBE_GT3 | 1 | Houston | YES | -0.11562 | 76 | 0 | 76 | 0 | 1.029 | CC | -1 | 0.26052 | 76 | 76 |  |  | -8.7873 | 76 | -0.26052 | -19.7992 | 0.39926 | 0.53838 |  |  |  |  | 162 | 0.13801
48735 | CBE_GT4 | 1 | Houston | YES | -0.11562 | 76 | 0 | 76 | 0 | 1.029 | CC | -1 | 0.26052 | 76 | 76 |  |  | -8.7873 | 76 | -0.26052 | -19.7992 | 0.40285 | 0.5423 |  |  |  |  | 163 | 0.13834
48736 | CBE_ST34 | 1 | Houston | YES | -0.11562 | 105 | 0 | 105 | 0 | 1.029 | CC | -1 | 0.26052 | 105 | 105 |  |  | -12.1404 | 105 | -0.26052 | -27.3541 | 0.40781 | 0.54771 |  |  |  |  | 164 | 0.13879
5911 | STP_GN1___1 | 1 | Houston | YES | -0.11393 | 1333 | 1249 | 1333 | 0 | 1.0406 | Nuc | -1 | 0.25882 | 0 | 0 |  |  | 0 | 0 | -0.25882 | 0 | 0.40781 | 0.54771 |  |  |  |  | 165 | 0.13912
5912 | STP_GN2___2 | 2 | Houston | YES | -0.11393 | 1332 | 1249 | 1332 | 0 | 1.0406 | Nuc | -1 | 0.25882 | 0 | 0 |  |  | 0 | 0 | -0.25882 | 0 | 0.40781 | 0.54771 |  |  |  |  | 166 | 0.13945
8134 | FOR #1 | 1 | South | YES | -0.078069 | 54.1 | 45 | 79 | 0 | 1 | Cogen | -1 | 0.22296 | 0 | 0 |  |  |  |  | -0.22296 | 0 | 0.40781 | 0.54771 |  |  |  |  | 167 | 0.1399
8138 | FOR #2 | 2 | South | YES | -0.078069 | 63.1 | 45 | 81 | 0 | 1 | Cogen | -1 | 0.22296 | 0 | 0 |  |  |  |  | -0.22296 | 0 | 0.40781 | 0.54771 |  |  |  |  | 168 | 0.1399
8153 | FOR #3 | 3 | South | YES | -0.078069 | 63.1 | 45 | 79.9 | 0 | 1 | Cogen | -1 | 0.22296 | 0 | 0 |  |  |  |  | -0.22296 | 0 | 0.40781 | 0.54771 |  |  |  |  | 169 | 0.1399
8154 | FOR #4 | 4 | South | YES | -0.078069 | 63.1 | 60 | 80 | 0 | 1 | Cogen | -1 | 0.22296 | 0 | 0 |  |  |  |  | -0.22296 | 0 | 0.40781 | 0.54771 |  |  |  |  | 170 | 0.1399
8155 | FOR #5 | 5 | South | YES | -0.078069 | 63.1 | 60 | 78.4 | 0 | 1 | Cogen | -1 | 0.22296 | 0 | 0 |  |  |  |  | -0.22296 | 0 | 0.40781 | 0.54771 |  |  |  |  | 171 | 0.1399
8156 | FOR #6 | 6 | South | YES | -0.078069 | 24.9 | 5 | 25 | 0 | 1 | Cogen | -1 | 0.22296 | 0 | 0 |  |  |  |  | -0.22296 | 0 | 0.40781 | 0.54771 |  |  |  |  | 172 | 0.1399
8157 | FOR #7 | 7 | South | YES | -0.078069 | 28.8 | 5 | 46 | 0 | 1 | Cogen | -1 | 0.22296 | 0 | 0 |  |  |  |  | -0.22296 | 0 | 0.40781 | 0.54771 |  |  |  |  | 173 | 0.1399
80051 | FOR #8 | 8 | South | YES | -0.078069 | 28 | 28 | 28 |  | 1 | Cogen | -1 | 0.22296 | 0 | 0 |  |  |  |  | -0.22296 | 0 | 0.40781 | 0.54771 |  |  |  |  | 174 | 0.1399
80052 | FOR #9 | 9 | South | YES | -0.078069 | 29.7 | 5 | 43.6 | 0 | 1 | Cogen | -1 | 0.22296 | 0 | 0 |  |  |  |  | -0.22296 | 0 | 0.40781 | 0.54771 |  |  |  |  | 175 | 0.1399
80053 | FOR #10 | 10 | South | YES | -0.078069 | 68.4 | 45 | 75 | 0 | 1 | Cogen | -1 | 0.22296 | 0 | 0 |  |  |  |  | -0.22296 | 0 | 0.40781 | 0.54771 |  |  |  |  | 176 | 0.1399
80226 | ALCOA G | 1 | South | YES | -0.077046 | 32.3 | 5 | 48 | 0 | 1.015 | Cogen | -1 | 0.22194 | 0 | 0 |  |  |  |  | -0.22194 | 0 | 0.40781 | 0.54771 |  |  |  |  | 177 | 0.1399
8147 | UCAR #2 | 10 | South | YES | -0.073655 | 18.2 | 0 | 28 |  | 1 | Cogen | -1 | 0.21855 | 0 | 0 |  |  |  |  | -0.21855 | 0 | 0.40781 | 0.54771 |  |  |  |  | 178 | 0.1399
8148 | UCAR #1 | 2 | South | YES | -0.073655 | 6.1 | 0 | 7 | 0 | 1.009 | Cogen | -1 | 0.21855 | 0 | 0 |  |  |  |  | -0.21855 | 0 | 0.40781 | 0.54771 |  |  |  |  | 179 | 0.1399
80137 | CSDR89 | 9 | South | YES | -0.073655 | 15 | 0 | 15 | 0 | 1.003 | DCTie | -1 | 0.21855 | 0 | 0 |  |  |  |  | -0.21855 | 0 | 0.40781 | 0.54771 |  |  |  |  | 180 | 0.1399
80137 | CSDR89 | 8 | South | YES | -0.073655 | 33.9 | 0 | 39 | 0 | 1.003 | DCTie | -1 | 0.21855 | 0 | 0 |  |  |  |  | -0.21855 | 0 | 0.40781 | 0.54771 |  |  |  |  | 181 | 0.1399
80138 | CSDR7 | 7 | South | YES | -0.073655 | 6.1 | 0 | 7 | 0 | 1.014 | DCTie | -1 | 0.21855 | 0 | 0 |  |  |  |  | -0.21855 | 0 | 0.40781 | 0.54771 |  |  |  |  | 182 | 0.1399
80139 | CSDR56 | 6 | South | YES | -0.073655 | 0 | 0 | 39 |  | 1.0033 | DCTie | -1 | 0.21855 | 0 | 0 |  |  |  |  | -0.21855 | 0 | 0.40781 | 0.54771 |  |  |  |  | 183 | 0.1399
80139 | CSDR56 | 5 | South | YES | -0.073655 | 15 | 0 | 15 |  | 1.0033 | DCTie | -1 | 0.21855 | 0 | 0 |  |  |  |  | -0.21855 | 0 | 0.40781 | 0.54771 |  |  |  |  | 184 | 0.1399
80140 | CSDR11 | 11 | South | YES | -0.073655 | 33.9 | 0 | 39 | 0 | 1.03 | DCTie | -1 | 0.21855 | 0 | 0 |  |  |  |  | -0.21855 | 0 | 0.40781 | 0.54771 |  |  |  |  | 185 | 0.1399
80227 | AIRCO G | 1 | South | YES | -0.073115 | 7.2 | 0 | 8 | 0 | 1.0104 | Cogen | -1 | 0.21801 | 0 | 0 |  |  |  |  | -0.21801 | 0 | 0.40781 | 0.54771 |  |  |  |  | 186 | 0.1399
80224 | VISTRONG1 | 1 | South | YES | -0.072312 | 13.1 | 0 | 15 | 0 | 1.01 | Cogen | -1 | 0.2172 | 0 | 0 |  |  |  |  | -0.2172 | 0 | 0.40781 | 0.54771 |  |  |  |  | 187 | 0.1399
80225 | VISTRONG2 | 2 | South | YES | -0.072312 | 20.2 | 0 | 23 | 0 | 1.01 | Cogen | -1 | 0.2172 | 0 | 0 |  |  |  |  | -0.2172 | 0 | 0.40781 | 0.54771 |  |  |  |  | 188 | 0.1399
5503 | RAYBURNGEN3 | 1 | South | YES | -0.070592 | 17.6 | 6 | 22 | 0 | 1.0224 | GST | -1 | 0.21548 | 22 | 22 |  |  |  |  | -0.21548 | -4.7407 | 0.40885 | 0.54865 |  |  |  |  | 189 | 0.1399
5505 | RAYBURNGEN1 | 1 | South | YES | -0.070592 | 0 | 1 | 11 |  | 1.0223 | GGT | -1 | 0.21548 | 11 | 11 |  |  |  |  | -0.21548 | -2.3703 | 0.40937 | 0.54912 |  |  |  |  | 190 | 0.1399
5506 | RAYBURNGEN2 | 1 | South | YES | -0.070592 | 0 | 1 | 11 |  | 1.0223 | GGT | -1 | 0.21548 | 11 | 11 |  |  |  |  | -0.21548 | -2.3703 | 0.40989 | 0.54959 |  |  |  |  | 191 | 0.1399
8066 | DUP1V#1 | 1 | South | YES | -0.070031 | 52.3 | 0 | 73 | 0 | 1.01 | Cogen | -1 | 0.21492 | 0 | 0 |  |  |  |  | -0.21492 | 0 | 0.40989 | 0.54959 |  |  |  |  | 192 | 0.1398
5508 | RAYBURNCC9 | 1 | South | YES | -0.069944 | 47.7 | 18.2 | 47.7 | 0 | 1.0296 | CC | -1 | 0.21484 | 47.7 | 47.7 |  |  |  |  | -0.21484 | -10.2477 | 0.41214 | 0.55162 |  |  |  |  | 193 | 0.13975
5509 | RAYBURNCC10 | 1 | South | YES | -0.069944 | 37.3 | 5.2 | 37.3 | 0 | 1.0296 | CC | -1 | 0.21484 | 37.3 | 37.3 |  |  |  |  | -0.21484 | -8.0134 | 0.41391 | 0.55321 |  |  |  |  | 194 | 0.1397
5511 | RAYBURNCC7 | 1 | South | YES | -0.069944 | 47.5 | 18.2 | 47.5 | 0 | 1.0296 | CC | -1 | 0.21484 | 47.5 | 47.5 |  |  |  |  | -0.21484 | -10.2047 | 0.41615 | 0.55523 |  |  |  |  | 195 | 0.1397
5512 | RAYBURNCC8 | 1 | South | YES | -0.069944 | 49.3 | 18.2 | 49.3 | 0 | 1.0296 | CC | -1 | 0.21484 | 49.3 | 49.3 |  |  |  |  | -0.21484 | -10.5914 | 0.41848 | 0.55732 |  |  |  |  | 196 | 0.13948
8173 | VICEC51A | 5 | South | YES | -0.068687 | 144 | 18 | 144 | 0 | 1.025 | CC | -1 | 0.21358 | 144 | 144 |  |  |  |  | -0.21358 | -30.7554 | 0.42528 | 0.56341 |  |  |  |  | 197 | 0.1393
8174 | VICEC61A | 6 | South | YES | -0.068687 | 188 | 42 | 188 | 0 | 1.025 | CC | -1 | 0.21358 | 188 | 188 |  |  |  |  | -0.21358 | -40.1529 | 0.43416 | 0.57136 |  |  |  |  | 198 | 0.13908
8926 | LGE_GT10A | 1 | South | YES | -0.06816 | 158 | 0 | 158 | 0 | 1.03 | Cogen | -1 | 0.21305 | 0 | 0 |  |  |  |  | -0.21305 | 0 | 0.43416 | 0.57136 |  |  |  |  | 199 | 0.13884
8927 | LGE_GT20A | 2 | South | YES | -0.06816 | 153 | 0 | 153 | 0 | 1.03 | Cogen | -1 | 0.21305 | 0 | 0 |  |  |  |  | -0.21305 | 0 | 0.43416 | 0.57136 |  |  |  |  | 200 | 0.13813
8928 | LGE_STG0A | 3 | South | YES | -0.06816 | 100 | 0 | 100 | 0 | 1.03 | Cogen | -1 | 0.21305 | 0 | 0 |  |  |  |  | -0.21305 | 0 | 0.43416 | 0.57136 |  |  |  |  | 201 | 0.1372
8930 | ICPGN10A | 1 | South | YES | -0.06816 | 149 | 0 | 149 | 0 | 1.03 | Cogen | -1 | 0.21305 | 0 | 0 |  |  |  |  | -0.21305 | 0 | 0.43416 | 0.57136 |  |  |  |  | 202 | 0.1372
8931 | ICPGN20A | 2 | South | YES | -0.06816 | 150 | 0 | 150 | 0 | 1.03 | Cogen | -1 | 0.21305 | 0 | 0 |  |  |  |  | -0.21305 | 0 | 0.43416 | 0.57136 |  |  |  |  | 203 | 0.1372
8932 | ICPGN30A | 3 | South | YES | -0.06816 | 127 | 0 | 127 | 0 | 1.03 | Cogen | -1 | 0.21305 | 0 | 0 |  |  |  |  | -0.21305 | 0 | 0.43416 | 0.57136 |  |  |  |  | 204 | 0.1372
80223 | REYSHR G | 1 | South | YES | -0.06816 | 12 | 0 | 12 | 0 | 1.032 | Cogen | -1 | 0.21305 | 0 | 0 |  |  |  |  | -0.21305 | 0 | 0.43416 | 0.57136 |  |  |  |  | 205 | 0.1372
8442 | NBEC7 | 7 | South | YES | -0.066777 | 0 | 81 | 367 |  | 1.0298 | GST | -1 | 0.21167 | 367 | 367 |  |  |  |  | -0.21167 | -77.6826 | 0.4515 | 0.58674 |  |  |  |  | 206 | 0.1372
8442 | NBEC7 | MB | South | YES | -0.066777 | 0 | 81 | 367 |  | 1.0298 | GST | -1 | 0.21167 | 0 | 0 |  |  |  |  | -0.21167 | 0 | 0.4515 | 0.58674 |  |  |  |  | 207 | 0.1372
8560 | CNOPGT1 | 1 | South | YES | -0.066761 | 148.3 | 0 | 148.3 | 0 | 1.03 | Cogen | -1 | 0.21165 | 0 | 0 |  |  |  |  | -0.21165 | 0 | 0.4515 | 0.58674 |  |  |  |  | 208 | 0.1372
8561 | CNOPGT2 | 2 | South | YES | -0.066761 | 148.6 | 0 | 148.6 | 0 | 1.03 | Cogen | -1 | 0.21165 | 0 | 0 |  |  |  |  | -0.21165 | 0 | 0.4515 | 0.58674 |  |  |  |  | 209 | 0.13523
8562 | CNOPST1 | 3 | South | YES | -0.066761 | 153 | 0 | 153 | 0 | 1.03 | Cogen | -1 | 0.21165 | 0 | 0 |  |  |  |  | -0.21165 | 0 | 0.4515 | 0.58674 |  |  |  |  | 210 | 0.13523
8456 | COSW#1 | 1 | South | YES | -0.066684 | 20 | 0 | 20 | 0 | 1.027 | Cogen | -1 | 0.21158 | 0 | 0 |  |  |  |  | -0.21158 | 0 | 0.4515 | 0.58674 |  |  |  |  | 211 | 0.13523
8457 | COSW#2 | 2 | South | YES | -0.066684 | 14 | 0 | 14 | 0 | 1.027 | Cogen | -1 | 0.21158 | 0 | 0 |  |  |  |  | -0.21158 | 0 | 0.4515 | 0.58674 |  |  |  |  | 212 | 0.13523
8459 | B_DAVIS0B | MB | South | YES | -0.066525 | 0 | 50 | 339 |  | 1.03 | GSC | -1 | 0.21142 | 0 | 0 |  |  |  |  | -0.21142 | 0 | 0.4515 | 0.58674 |  |  |  |  | 213 | 0.13523
8460 | B_DAVIS0A | MB | South | YES | -0.066525 | 0 | 50 | 340 |  | 1.03 | GSC | -1 | 0.21142 | 0 | 0 |  |  |  |  | -0.21142 | 0 | 0.4515 | 0.58674 |  |  |  |  | 214 | 0.13523
80263 | B_DAVIS31A | 3 | South | YES | -0.066525 | 0 | 0 | 180 |  | 1.0366 | CC | -1 | 0.21142 | 180 | 180 |  |  |  |  | -0.21142 | -38.0551 | 0.46001 | 0.59427 |  |  |  |  | 215 | 0.13523
80264 | B_DAVIS41A | 4 | South | YES | -0.066525 | 0 | 0 | 180 |  | 1.0366 | CC | -1 | 0.21142 | 180 | 180 |  |  |  |  | -0.21142 | -38.0551 | 0.46851 | 0.6018 |  |  |  |  | 216 | 0.13523
8506 | VAL #1 | 1 | South | YES | -0.066384 | 20.9 | 0 | 25 | 0 | 1.0055 | Cogen | -1 | 0.21128 | 0 | 0 |  |  |  |  | -0.21128 | 0 | 0.46851 | 0.6018 |  |  |  |  | 217 | 0.13523
8507 | VAL #2 | 2 | South | YES | -0.066384 | 20.9 | 0 | 25 | 0 | 1.0055 | Cogen | -1 | 0.21128 | 0 | 0 |  |  |  |  | -0.21128 | 0 | 0.46851 | 0.6018 |  |  |  |  | 218 | 0.13426
8511 | OXY_CC0A | 1 | South | YES | -0.06628 | 30.3 | 0 | 38 | 0 | 1.027 | Cogen | -1 | 0.21117 | 0 | 0 |  |  |  |  | -0.21117 | 0 | 0.46851 | 0.6018 |  |  |  |  | 219 | 0.13329
8461 | KOCH_UP0A | 1 | South | YES | -0.066225 | 38 | 0 | 38 | 0 | 1.012 | Cogen | -1 | 0.21112 | 0 | 0 |  |  |  |  | -0.21112 | 0 | 0.46851 | 0.6018 |  |  |  |  | 220 | 0.13329
8517 | CELANEBI0A | 1 | South | YES | -0.065662 | 29 | 0 | 29 | 0 | 1.02 | Cogen | -1 | 0.21055 | 0 | 0 |  |  |  |  | -0.21055 | 0 | 0.46851 | 0.6018 |  |  |  |  | 221 | 0.13329
80080 | GWINDT11A | 3 | South | YES | -0.065574 | 0 | 0 | 38 | 0 | 1.025 | Wind | -1 | 0.21047 | 0 | 38 |  |  |  |  | -0.21047 | 0 | 0.46851 | 0.6018 |  |  |  |  | 222 | 0.13329
80080 | GWINDT11A | 4 | South | YES | -0.065574 | 3.8 | 0 | 19 | 0 | 1.025 | Wind | -1 | 0.21047 | 0 | 19 |  |  |  |  | -0.21047 | 0 | 0.46851 | 0.6018 |  |  |  |  | 223 | 0.13329
80080 | GWINDT11A | 2 | South | YES | -0.065574 | 0 | 0 | 41 | 0 | 1.025 | Wind | -1 | 0.21047 | 0 | 41 |  |  |  |  | -0.21047 | 0 | 0.46851 | 0.6018 |  |  |  |  | 224 | 0.13329
80080 | GWINDT11A | 1 | South | YES | -0.065574 | 28.2 | 0 | 94 | 0 | 1.025 | Wind | -1 | 0.21047 | 0 | 94 |  |  |  |  | -0.21047 | 0 | 0.46851 | 0.6018 |  |  |  |  | 225 | 0.13329
80081 | GWINDT21A | 4 | South | YES | -0.065574 | 4.4 | 0 | 22 | 0 | 1.025 | Wind | -1 | 0.21047 | 0 | 22 |  |  |  |  | -0.21047 | 0 | 0.46851 | 0.6018 |  |  |  |  | 226 | 0.13329
80081 | GWINDT21A | 1 | South | YES | -0.065574 | 28.2 | 0 | 94 | 0 | 1.025 | Wind | -1 | 0.21047 | 0 | 94 |  |  |  |  | -0.21047 | 0 | 0.46851 | 0.6018 |  |  |  |  | 227 | 0.13329
80081 | GWINDT21A | 3 | South | YES | -0.065574 | 8.6 | 0 | 43 | 0 | 1.025 | Wind | -1 | 0.21047 | 0 | 43 |  |  |  |  | -0.21047 | 0 | 0.46851 | 0.6018 |  |  |  |  | 228 | 0.13329
80081 | GWINDT21A | 2 | South | YES | -0.065574 | 7.2 | 0 | 36 | 0 | 1.025 | Wind | -1 | 0.21047 | 0 | 36 |  |  |  |  | -0.21047 | 0 | 0.46851 | 0.6018 |  |  |  |  | 229 | 0.13329
80180 | PNSCALT11A | 2 | South | YES | -0.065574 | 10 | 0 | 50 | 0 | 1.025 | Wind | -1 | 0.21047 | 0 | 50 |  |  |  |  | -0.21047 | 0 | 0.46851 | 0.6018 |  |  |  |  | 230 | 0.13329
80180 | PNSCALT11A | 1 | South | YES | -0.065574 | 43.8 | 0 | 148 | 0 | 1.025 | Wind | -1 | 0.21047 | 0 | 148 |  |  |  |  | -0.21047 | 0 | 0.46851 | 0.6018 |  |  |  |  | 231 | 0.13329
80181 | PNSCALT21A | 2 | South | YES | -0.065574 | 10 | 0 | 50 | 0 | 1.025 | Wind | -1 | 0.21047 | 0 | 50 |  |  |  |  | -0.21047 | 0 | 0.46851 | 0.6018 |  |  |  |  | 232 | 0.13329
80181 | PNSCALT21A | 1 | South | YES | -0.065574 | 16.5 | 0 | 55 | 0 | 1.025 | Wind | -1 | 0.21047 | 0 | 55 |  |  |  |  | -0.21047 | 0 | 0.46851 | 0.6018 |  |  |  |  | 233 | 0.13329
5932 | SI_RAY9 | 9 | South | YES | -0.065382 | 32 | 32 | 38 | 0 | 1.035 | CC | -1 | 0.21027 | 38 | 38 |  |  |  |  | -0.21027 | -7.9904 | 0.47031 | 0.60339 |  |  |  |  | 234 | 0.13329
5933 | SI_RAY6 | 6 | South | YES | -0.065382 | 15.4 | 10 | 19.3 | 0 | 1.035 | GST | -1 | 0.21027 | 19.3 | 19.3 |  |  |  |  | -0.21027 | -4.0583 | 0.47122 | 0.60419 |  |  |  |  | 235 | 0.13329
5935 | SI_RAY10 | 10 | South | YES | -0.065382 | 47 | 10 | 47 | 0 | 1.03 | CC | -1 | 0.21027 | 47 | 47 |  |  |  |  | -0.21027 | -9.8829 | 0.47344 | 0.60615 |  |  |  |  | 236 | 0.13329
80003 | MILHWYS | F | South | YES | -0.065382 | 0 | 0 | 0 | 0 | 1.0168 | AVR | -1 | 0.21027 | 0 | 0 |  |  |  |  | -0.21027 | 0 | 0.47344 | 0.60615 |  |  |  |  | 237 | 0.13308
8936 | MVGN#1 | 1 | South | YES | -0.065068 | 216.6 | 0 | 216.6 | 0 | 1.0304 | CC | -1 | 0.20996 | 216.6 | 216.6 |  |  |  |  | -0.20996 | -45.4774 | 0.48367 | 0.61515 |  |  |  |  | 238 | 0.13297
8937 | MVGN#2 | 2 | South | YES | -0.065068 | 216.7 | 0 | 216.7 | 0 | 1.0304 | CC | -1 | 0.20996 | 216.7 | 216.7 |  |  |  |  | -0.20996 | -45.4984 | 0.49391 | 0.62415 |  |  |  |  | 239 | 0.13271
8938 | MVGN#3 | 3 | South | YES | -0.065068 | 250.9 | 0 | 250.9 | 0 | 1.0304 | CC | -1 | 0.20996 | 250.9 | 250.9 |  |  |  |  | -0.20996 | -52.679 | 0.50576 | 0.63458 |  |  |  |  | 240 | 0.13271
8981 | HECN1 | 1 | South | YES | -0.065066 | 144.8 | 0 | 144.8 | 0 | 1.0304 | CC | -1 | 0.20996 | 144.8 | 144.8 |  |  |  |  | -0.20996 | -30.4019 | 0.51261 | 0.6406 |  |  |  |  | 241 | 0.13148
8982 | HECN2 | 2 | South | YES | -0.065066 | 144.1 | 0 | 144.1 | 0 | 1.0304 | CC | -1 | 0.20996 | 144.1 | 144.1 |  |  |  |  | -0.20996 | -30.255 | 0.51941 | 0.64659 |  |  |  |  | 242 | 0.13024
8983 | HECN3 | 3 | South | YES | -0.065066 | 171.9 | 0 | 171.9 | 0 | 1.0304 | CC | -1 | 0.20996 | 171.9 | 171.9 |  |  |  |  | -0.20996 | -36.0918 | 0.52753 | 0.65374 |  |  |  |  | 243 | 0.12882
8933 | FGNTS001 | 1 | South | YES | -0.06435 | 146.5 | 0 | 146.5 | 0 | 1.03 | CC | -1 | 0.20924 | 146.5 | 146.5 |  |  |  |  | -0.20924 | -30.654 | 0.53446 | 0.6598 |  |  |  |  | 244 | 0.128
8934 | FGNTS101 | 2 | South | YES | -0.06435 | 147.9 | 0 | 147.9 | 0 | 1.03 | CC | -1 | 0.20924 | 147.9 | 147.9 |  |  |  |  | -0.20924 | -30.9469 | 0.54144 | 0.66593 |  |  |  |  | 245 | 0.12718
8935 | FGNTS201 | 3 | South | YES | -0.06435 | 173 | 0 | 173 | 0 | 1.03 | CC | -1 | 0.20924 | 173 | 173 |  |  |  |  | -0.20924 | -36.1989 | 0.54962 | 0.6731 |  |  |  |  | 246 | 0.1262
8161 | COLETO0A | 1 | South | YES | -0.062182 | 633 | 200 | 633 | 0 | 1.03 | LIGCO | -1 | 0.20707 | 0 | 633 |  |  |  |  | -0.20707 | 0 | 0.54962 | 0.6731 |  |  |  |  | 247 | 0.12535
88508 | FALFURRI | F | South | YES | -0.060841 | 0 | 0 | 0 | 0 | 1 | AVR | -1 | 0.20573 | 0 | 0 |  |  |  |  | -0.20573 | 0 | 0.54962 | 0.6731 |  |  |  |  | 248 | 0.12449
5728 | FALCONHYDRO2 | 2 | South | YES | -0.060086 | 12 | 0 | 12 | 0 | 1.0234 | Hydro | -1 | 0.20498 | 0 | 0 |  |  |  |  | -0.20498 | 0 | 0.54962 | 0.6731 |  |  |  |  | 249 | 0.12348
5729 | FALCONHYDRO3 | 3 | South | YES | -0.060086 | 11 | 0 | 11 | 0 | 1.0234 | Hydro | -1 | 0.20498 | 0 | 0 |  |  |  |  | -0.20498 | 0 | 0.54962 | 0.6731 |  |  |  |  | 250 | 0.12348
8048 | FALCONHYDRO1 | 1 | South | YES | -0.060086 | 12 | 0 | 12 | 0 | 1.0234 | Hydro | -1 | 0.20498 | 0 | 0 |  |  |  |  | -0.20498 | 0 | 0.54962 | 0.6731 |  |  |  |  | 251 | 0.12348
88198 | BEEVILLE | F | South | YES | -0.058817 | 0 | 0 | 0 | 0 | 1.02 | AVR | -1 | 0.20371 | 0 | 0 |  |  |  |  | -0.20371 | 0 | 0.54962 | 0.6731 |  |  |  |  | 252 | 0.12348
88299 | ZAPATA | F | South | YES | -0.056007 | 0 | 0 | 0 | 0 | 1.02 | BLT | -1 | 0.2009 | 0 | 0 |  |  |  |  | -0.2009 | 0 | 0.54962 | 0.6731 |  |  |  |  | 253 | 0.12348
80012 | LAR | F | South | YES | -0.049993 | 0 | 0 | 0 | 0 | 1.04 | DCTie | -1 | 0.19489 | 0 | 0 |  |  |  |  | -0.19489 | 0 | 0.54962 | 0.6731 |  |  |  |  | 254 | 0.12348
80265 | LARECU40A | 4 | South | YES | -0.04999 | 80 | 0 | 100 |  | 1.039 | GGT | -1 | 0.19488 | 100 | 100 |  |  |  |  | -0.19488 | -19.4882 | 0.55434 | 0.67695 |  |  |  |  | 255 | 0.12348
80266 | LARECU50A | 5 | South | YES | -0.04999 | 80 | 0 | 100 |  | 1.039 | GGT | -1 | 0.19488 | 100 | 100 |  |  |  |  | -0.19488 | -19.4882 | 0.55907 | 0.68081 |  |  |  |  | 256 | 0.12348
5903 | SANMIGUELGEN | 1 | South | YES | -0.049449 | 396.3 | 180 | 396.3 | 0 | 1.0336 | LIGCO | -1 | 0.19434 | 0 | 396.3 |  |  |  |  | -0.19434 | 0 | 0.55907 | 0.68081 |  |  |  |  | 257 | 0.12348
8189 | CUECPL2A | 1 | South | YES | -0.046691 | 12 | 0 | 12 | 0 | 1.02 | Cogen | -1 | 0.19158 | 0 | 0 |  |  |  |  | -0.19158 | 0 | 0.55907 | 0.68081 |  |  |  |  | 258 | 0.12261
5401 | CALAVER_JKS1 | 1 | South | YES | -0.043914 | 562 | 100 | 562 | 0 | 1.026 | LIGCO | -1 | 0.18881 | 0 | 562 |  |  |  |  | -0.18881 | 0 | 0.55907 | 0.68081 |  |  |  |  | 259 | 0.12175
5476 | BRA_AVR1_CT1 | 1 | South | YES | -0.042841 | 155 | 90 | 155 | 0 | 1.025 | CC | -1 | 0.18773 | 155 | 155 |  |  |  |  | -0.18773 | -29.0986 | 0.56639 | 0.68657 |  |  |  |  | 260 | 0.12175
5477 | BRA_AVR1_ST | 1 | South | YES | -0.042841 | 174 | 138 | 174 | 0 | 1.025 | CC | -1 | 0.18773 | 174 | 174 |  |  |  |  | -0.18773 | -32.6656 | 0.57461 | 0.69304 |  |  |  |  | 261 | 0.12175
5478 | BRA_AVR1_CT2 | 1 | South | YES | -0.042841 | 155 | 90 | 155 | 0 | 1.025 | CC | -1 | 0.18773 | 155 | 155 |  |  |  |  | -0.18773 | -29.0986 | 0.58193 | 0.6988 |  |  |  |  | 262 | 0.12175
5890 | PEARSALLGEN1 | 1 | South | YES | -0.041422 | 19.2 | 6 | 24 | 0 | 1.0226 | GST | -1 | 0.18631 | 24 | 24 |  |  |  |  | -0.18631 | -4.4715 | 0.58307 | 0.69968 |  |  |  |  | 263 | 0.12018
5891 | PEARSALLGEN2 | 1 | South | YES | -0.041422 | 19.4 | 6 | 24.3 | 0 | 1.0226 | GST | -1 | 0.18631 | 24.3 | 24.3 |  |  |  |  | -0.18631 | -4.5274 | 0.58421 | 0.70058 |  |  |  |  | 264 | 0.11843
5892 | PEARSALLGEN3 | 1 | South | YES | -0.041422 | 19.1 | 6 | 23.9 | 0 | 1.0226 | GST | -1 | 0.18631 | 23.9 | 23.9 |  |  |  |  | -0.18631 | -4.4529 | 0.58534 | 0.70146 |  |  |  |  | 265 | 0.11687
5026 | BRAUNIG_VHB1 | 1 | South | YES | -0.041406 | 215 | 40 | 215 | 0 | 1.0192 | GST | -1 | 0.1863 | 215 | 215 |  |  |  |  | -0.1863 | -40.0541 | 0.5955 | 0.70939 |  |  |  |  | 266 | 0.11662
5027 | BRAUNIG_VHB2 | 2 | South | YES | -0.041406 | 216 | 40 | 216 | 0 | 1.0192 | GST | -1 | 0.1863 | 216 | 216 |  |  |  |  | -0.1863 | -40.2404 | 0.60571 | 0.71736 |  |  |  |  | 267 | 0.11636
5436 | TUTTL_WBT1G1 | 1 | South | YES | -0.041289 | 48.8 | 20 | 61 | 0 | 1.012 | GST | -1 | 0.18618 | 61 | 61 |  |  |  |  | -0.18618 | -11.3571 | 0.60859 | 0.7196 |  |  |  |  | 268 | 0.11612
5438 | TUTTL_WBT3G3 | 3 | South | YES | -0.041289 | 95 | 25 | 95 | 0 | 1.012 | GST | -1 | 0.18618 | 95 | 95 |  |  |  |  | -0.18618 | -17.6872 | 0.61308 | 0.72311 |  |  |  |  | 269 | 0.11389
5439 | TUTTL_WBT4G4 | 4 | South | YES | -0.041289 | 151 | 40 | 151 | 0 | 1.012 | GST | -1 | 0.18618 | 151 | 151 |  |  |  |  | -0.18618 | -28.1134 | 0.62021 | 0.72867 |  |  |  |  | 270 | 0.11165
5264 | LEON_LCP3G3 | 3 | South | YES | -0.041283 | 0 | 20 | 58 |  | 1.0197 | GST | -1 | 0.18618 | 58 | 58 |  |  |  |  | -0.18618 | -10.7982 | 0.62295 | 0.73081 |  |  |  |  | 271 | 0.11102
5265 | LEON_LCP4G4 | 4 | South | YES | -0.041283 | 89 | 25 | 89 | 0 | 1.0197 | GST | -1 | 0.18618 | 89 | 89 |  |  |  |  | -0.18618 | -16.5696 | 0.62716 | 0.73409 |  |  |  |  | 272 | 0.11003
5266 | LEON_LCPCT1 | 1 | South | YES | -0.041283 | 44 | 24 | 44 | 0 | 1.0197 | GGT | -1 | 0.18618 | 44 | 44 |  |  |  |  | -0.18618 | -8.1917 | 0.62923 | 0.73571 |  |  |  |  | 273 | 0.10846
5267 | LEON_LCPCT2 | 2 | South | YES | -0.041283 | 44 | 24 | 44 | 0 | 1.0197 | GGT | -1 | 0.18618 | 44 | 44 |  |  |  |  | -0.18618 | -8.1917 | 0.63131 | 0.73733 |  |  |  |  | 274 | 0.10786
5268 | LEON_LCPCT3 | 3 | South | YES | -0.041283 | 43 | 24 | 43 | 0 | 1.0197 | GGT | -1 | 0.18618 | 43 | 43 |  |  |  |  | -0.18618 | -8.0055 | 0.63334 | 0.73892 |  |  |  |  | 275 | 0.10693
5269 | LEON_LCPCT4 | 4 | South | YES | -0.041283 | 45 | 24 | 45 | 0 | 1.0197 | GGT | -1 | 0.18618 | 45 | 45 |  |  |  |  | -0.18618 | -8.3779 | 0.63547 | 0.74057 |  |  |  |  | 276 | 0.10648
5111 | CALAVER_JTD1 | 1 | South | YES | -0.041252 | 430 | 80 | 430 | 0 | 1.0138 | LIGCO | -1 | 0.18614 | 0 | 430 |  |  |  |  | -0.18614 | 0 | 0.63547 | 0.74057 |  |  |  |  | 277 | 0.10602
5112 | CALAVER_JTD2 | 2 | South | YES | -0.041252 | 430 | 80 | 430 | 0 | 1.0138 | LIGCO | -1 | 0.18614 | 0 | 430 |  |  |  |  | -0.18614 | 0 | 0.63547 | 0.74057 |  |  |  |  | 278 | 0.10557
5396 | CALAVER_OWS1 | 1 | South | YES | -0.041248 | 418 | 80 | 418 | 0 | 1.0192 | GST | -1 | 0.18614 | 418 | 418 |  |  |  |  | -0.18614 | -77.8066 | 0.65522 | 0.75598 |  |  |  |  | 279 | 0.1051
5397 | CALAVER_OWS2 | 2 | South | YES | -0.041248 | 400 | 80 | 400 | 0 | 1.0192 | GST | -1 | 0.18614 | 400 | 400 |  |  |  |  | -0.18614 | -74.4561 | 0.67412 | 0.77072 |  |  |  |  | 280 | 0.1051
5028 | BRAUNIG_VHB3 | 3 | South | YES | -0.04122 | 407 | 60 | 407 | 0 | 1.0138 | GST | -1 | 0.18611 | 407 | 407 |  |  |  |  | -0.18611 | -75.7477 | 0.69335 | 0.78571 |  |  |  |  | 281 | 0.1051
7800 | L_GUADGE1_1Y | 1 | South | YES | -0.040236 | 147 | 30 | 147 | 0 | 1.02 | CC | -1 | 0.18513 | 147 | 147 |  |  |  |  | -0.18513 | -27.2138 | 0.70029 | 0.7911 |  |  |  |  | 282 | 0.10076
7801 | L_GUADGE1_2Y | 2 | South | YES | -0.040236 | 138 | 30 | 138 | 0 | 1.02 | CC | -1 | 0.18513 | 138 | 138 |  |  |  |  | -0.18513 | -25.5477 | 0.70681 | 0.79616 |  |  |  |  | 283 | 0.096599
7802 | L_GUADGE1_3Y | 3 | South | YES | -0.040236 | 146 | 30 | 146 | 0 | 1.02 | CC | -1 | 0.18513 | 146 | 146 |  |  |  |  | -0.18513 | -27.0287 | 0.71371 | 0.80151 |  |  |  |  | 284 | 0.092365
7803 | L_GUADGE1_4Y | 4 | South | YES | -0.040236 | 149 | 30 | 149 | 0 | 1.02 | CC | -1 | 0.18513 | 149 | 149 |  |  |  |  | -0.18513 | -27.5841 | 0.72075 | 0.80697 |  |  |  |  | 285 | 0.090807
7804 | L_GUADGE1_5Y | 5 | South | YES | -0.040236 | 182 | 30 | 182 | 0 | 1.02 | CC | -1 | 0.18513 | 182 | 182 |  |  |  |  | -0.18513 | -33.6933 | 0.72935 | 0.81364 |  |  |  |  | 286 | 0.089344
7805 | L_GUADGE1_6Y | 6 | South | YES | -0.040236 | 203 | 30 | 203 | 0 | 1.02 | CC | -1 | 0.18513 | 203 | 203 |  |  |  |  | -0.18513 | -37.581 | 0.73894 | 0.82108 |  |  |  |  | 287 | 0.087797
58909 | PEARSALLSCG1 | 3 | South | YES | -0.039232 | 0 | 0 | 8.4 |  | 1.027 | Diesel | -1 | 0.18412 | 8.4 | 8.4 |  |  |  |  | -0.18412 | -1.5466 | 0.73933 | 0.82138 |  |  |  |  | 288 | 0.086218
58909 | PEARSALLSCG1 | 4 | South | YES | -0.039232 | 0 | 0 | 8.4 |  | 1.027 | Diesel | -1 | 0.18412 | 8.4 | 8.4 |  |  |  |  | -0.18412 | -1.5466 | 0.73973 | 0.82169 |  |  |  |  | 289 | 0.084289
58909 | PEARSALLSCG1 | 6 | South | YES | -0.039232 | 0 | 0 | 8.4 |  | 1.027 | Diesel | -1 | 0.18412 | 8.4 | 8.4 |  |  |  |  | -0.18412 | -1.5466 | 0.74013 | 0.82199 |  |  |  |  | 290 | 0.082138
58909 | PEARSALLSCG1 | 5 | South | YES | -0.039232 | 0 | 0 | 8.4 |  | 1.027 | Diesel | -1 | 0.18412 | 8.4 | 8.4 |  |  |  |  | -0.18412 | -1.5466 | 0.74052 | 0.8223 |  |  |  |  | 291 | 0.082047
58909 | PEARSALLSCG1 | 1 | South | YES | -0.039232 | 0 | 0 | 8.4 |  | 1.027 | Diesel | -1 | 0.18412 | 8.4 | 8.4 |  |  |  |  | -0.18412 | -1.5466 | 0.74092 | 0.82261 |  |  |  |  | 292 | 0.081957
58909 | PEARSALLSCG1 | 2 | South | YES | -0.039232 | 0 | 0 | 8.4 |  | 1.027 | Diesel | -1 | 0.18412 | 8.4 | 8.4 |  |  |  |  | -0.18412 | -1.5466 | 0.74132 | 0.82291 |  |  |  |  | 293 | 0.081866
58919 | PEARSALLSCG2 | 5 | South | YES | -0.039232 | 0 | 0 | 8.4 |  | 1.027 | Diesel | -1 | 0.18412 | 8.4 | 8.4 |  |  |  |  | -0.18412 | -1.5466 | 0.74172 | 0.82322 |  |  |  |  | 294 | 0.081775
58919 | PEARSALLSCG2 | 6 | South | YES | -0.039232 | 0 | 0 | 8.4 |  | 1.027 | Diesel | -1 | 0.18412 | 8.4 | 8.4 |  |  |  |  | -0.18412 | -1.5466 | 0.74211 | 0.82352 |  |  |  |  | 295 | 0.081685
58919 | PEARSALLSCG2 | 1 | South | YES | -0.039232 | 0 | 0 | 8.4 |  | 1.027 | Diesel | -1 | 0.18412 | 8.4 | 8.4 |  |  |  |  | -0.18412 | -1.5466 | 0.74251 | 0.82383 |  |  |  |  | 296 | 0.081594
58919 | PEARSALLSCG2 | 2 | South | YES | -0.039232 | 0 | 0 | 8.4 |  | 1.027 | Diesel | -1 | 0.18412 | 8.4 | 8.4 |  |  |  |  | -0.18412 | -1.5466 | 0.74291 | 0.82414 |  |  |  |  | 297 | 0.081503
58919 | PEARSALLSCG2 | 4 | South | YES | -0.039232 | 0 | 0 | 8.4 |  | 1.027 | Diesel | -1 | 0.18412 | 8.4 | 8.4 |  |  |  |  | -0.18412 | -1.5466 | 0.7433 | 0.82444 |  |  |  |  | 298 | 0.081412
58919 | PEARSALLSCG2 | 3 | South | YES | -0.039232 | 0 | 0 | 8.4 |  | 1.027 | Diesel | -1 | 0.18412 | 8.4 | 8.4 |  |  |  |  | -0.18412 | -1.5466 | 0.7437 | 0.82475 |  |  |  |  | 299 | 0.081322
58929 | PEARSALLSCG3 | 4 | South | YES | -0.039232 | 0 | 0 | 8.4 |  | 1.027 | Diesel | -1 | 0.18412 | 8.4 | 8.4 |  |  |  |  | -0.18412 | -1.5466 | 0.7441 | 0.82506 |  |  |  |  | 300 | 0.081231
58929 | PEARSALLSCG3 | 6 | South | YES | -0.039232 | 0 | 0 | 8.4 |  | 1.027 | Diesel | -1 | 0.18412 | 8.4 | 8.4 |  |  |  |  | -0.18412 | -1.5466 | 0.74449 | 0.82536 |  |  |  |  | 301 | 0.08114
58929 | PEARSALLSCG3 | 2 | South | YES | -0.039232 | 0 | 0 | 8.4 |  | 1.027 | Diesel | -1 | 0.18412 | 8.4 | 8.4 |  |  |  |  | -0.18412 | -1.5466 | 0.74489 | 0.82567 |  |  |  |  | 302 | 0.08105
58929 | PEARSALLSCG3 | 5 | South | YES | -0.039232 | 0 | 0 | 8.4 |  | 1.027 | Diesel | -1 | 0.18412 | 8.4 | 8.4 |  |  |  |  | -0.18412 | -1.5466 | 0.74529 | 0.82597 |  |  |  |  | 303 | 0.080959
58929 | PEARSALLSCG3 | 1 | South | YES | -0.039232 | 0 | 0 | 8.4 |  | 1.027 | Diesel | -1 | 0.18412 | 8.4 | 8.4 |  |  |  |  | -0.18412 | -1.5466 | 0.74568 | 0.82628 |  |  |  |  | 304 | 0.080868
58929 | PEARSALLSCG3 | 3 | South | YES | -0.039232 | 0 | 0 | 8.4 |  | 1.027 | Diesel | -1 | 0.18412 | 8.4 | 8.4 |  |  |  |  | -0.18412 | -1.5466 | 0.74608 | 0.82659 |  |  |  |  | 305 | 0.080778
58949 | PEARSALLSCG4 | 3 | South | YES | -0.039232 | 0 | 0 | 8.4 |  | 1.027 | Diesel | -1 | 0.18412 | 8.4 | 8.4 |  |  |  |  | -0.18412 | -1.5466 | 0.74648 | 0.82689 |  |  |  |  | 306 | 0.080687
58949 | PEARSALLSCG4 | 2 | South | YES | -0.039232 | 0 | 0 | 8.4 |  | 1.027 | Diesel | -1 | 0.18412 | 8.4 | 8.4 |  |  |  |  | -0.18412 | -1.5466 | 0.74687 | 0.8272 |  |  |  |  | 307 | 0.080596
58949 | PEARSALLSCG4 | 1 | South | YES | -0.039232 | 0 | 0 | 8.4 |  | 1.027 | Diesel | -1 | 0.18412 | 8.4 | 8.4 |  |  |  |  | -0.18412 | -1.5466 | 0.74727 | 0.82751 |  |  |  |  | 308 | 0.080506
58949 | PEARSALLSCG4 | 4 | South | YES | -0.039232 | 0 | 0 | 8.4 |  | 1.027 | Diesel | -1 | 0.18412 | 8.4 | 8.4 |  |  |  |  | -0.18412 | -1.5466 | 0.74767 | 0.82781 |  |  |  |  | 309 | 0.080415
58949 | PEARSALLSCG4 | 6 | South | YES | -0.039232 | 0 | 0 | 8.4 |  | 1.027 | Diesel | -1 | 0.18412 | 8.4 | 8.4 |  |  |  |  | -0.18412 | -1.5466 | 0.74807 | 0.82812 |  |  |  |  | 310 | 0.080324
58949 | PEARSALLSCG4 | 5 | South | YES | -0.039232 | 0 | 0 | 8.4 |  | 1.027 | Diesel | -1 | 0.18412 | 8.4 | 8.4 |  |  |  |  | -0.18412 | -1.5466 | 0.74846 | 0.82842 |  |  |  |  | 311 | 0.080233
7624 | L_LAKEWO9_1Y | 1 | South | YES | -0.038301 | 0 | 0 | 2.4 |  | 1 | Hydro | -1 | 0.18319 | 0 | 0 |  |  |  |  | -0.18319 | 0 | 0.74846 | 0.82842 |  |  |  |  | 312 | 0.080143
7624 | L_LAKEWO9_1Y | 2 | South | YES | -0.038301 | 0 | 0 | 2.4 |  | 1 | Hydro | -1 | 0.18319 | 0 | 0 |  |  |  |  | -0.18319 | 0 | 0.74846 | 0.82842 |  |  |  |  | 313 | 0.080052
7609 | L_SCHUMA8_1Y | 1 | South | YES | -0.036544 | 0 | 0 | 4 |  | 1 | Hydro | -1 | 0.18144 | 0 | 0 |  |  |  |  | -0.18144 | 0 | 0.74846 | 0.82842 |  |  |  |  | 314 | 0.079961
7810 | L_RIONOG1G1Y | 1 | South | YES | -0.035874 | 148 | 0 | 148 | 0 | 1.02 | CC | -1 | 0.18077 | 148 | 148 |  |  |  |  | -0.18077 | -26.7534 | 0.75545 | 0.83372 |  |  |  |  | 315 | 0.079961
7811 | L_RIONOG1G2Y | 2 | South | YES | -0.035874 | 148 | 0 | 148 | 0 | 1.02 | CC | -1 | 0.18077 | 148 | 148 |  |  |  |  | -0.18077 | -26.7534 | 0.76245 | 0.83902 |  |  |  |  | 316 | 0.079961
7812 | L_RIONOG1G3Y | 3 | South | YES | -0.035874 | 154 | 0 | 154 | 0 | 1.02 | CC | -1 | 0.18077 | 154 | 154 |  |  |  |  | -0.18077 | -27.838 | 0.76972 | 0.84453 |  |  |  |  | 317 | 0.079961
7813 | L_RIONOG1S1Y | 4 | South | YES | -0.035874 | 293 | 0 | 293 | 0 | 1.02 | CC | -1 | 0.18077 | 293 | 293 |  |  |  |  | -0.18077 | -52.9645 | 0.78357 | 0.85501 |  |  |  |  | 318 | 0.078265
7605 | L_MCQUEE9_1Y | 1 | South | YES | -0.035399 | 0 | 0 | 2.4 |  | 1.025 | Hydro | -1 | 0.18029 | 0 | 0 |  |  |  |  | -0.18029 | 0 | 0.78357 | 0.85501 |  |  |  |  | 319 | 0.076569
7605 | L_MCQUEE9_1Y | 2 | South | YES | -0.035399 | 0 | 0 | 2.4 |  | 1.025 | Hydro | -1 | 0.18029 | 0 | 0 |  |  |  |  | -0.18029 | 0 | 0.78357 | 0.85501 |  |  |  |  | 320 | 0.074804
7605 | L_MCQUEE9_1Y | 3 | South | YES | -0.035399 | 0 | 0 | 2.8 |  | 1.025 | Hydro | -1 | 0.18029 | 0 | 0 |  |  |  |  | -0.18029 | 0 | 0.78357 | 0.85501 |  |  |  |  | 321 | 0.071446
7012 | L_FPPYD21_3Y | 3 | South | YES | -0.032805 | 427.5 | 200 | 436 | 0 | 1.02 | LIGCO | -1 | 0.1777 | 0 | 436 |  |  |  |  | -0.1777 | 0 | 0.78357 | 0.85501 |  |  |  |  | 322 | 0.071446
7010 | L_FPPYD11_1Y | 1 | South | YES | -0.032666 | 547.4 | 200 | 606 | 0 | 1.02 | LIGCO | -1 | 0.17756 | 0 | 606 |  |  |  |  | -0.17756 | 0 | 0.78357 | 0.85501 |  |  |  |  | 323 | 0.071446
7011 | L_FPPYD11_2Y | 2 | South | YES | -0.032666 | 552.2 | 200 | 598 | 0 | 1.02 | LIGCO | -1 | 0.17756 | 0 | 598 |  |  |  |  | -0.17756 | 0 | 0.78357 | 0.85501 |  |  |  |  | 324 | 0.071446
7014 | L_HAYSEN1_1Y | 1 | South | YES | -0.031231 | 223.9 | 74 | 223.9 | 0 | 1.008 | CC | -1 | 0.17612 | 223.9 | 223.9 |  |  |  |  | -0.17612 | -39.434 | 0.79414 | 0.86282 |  |  |  |  | 325 | 0.071446
7015 | L_HAYSEN1_2Y | 2 | South | YES | -0.031231 | 225 | 74 | 225 | 0 | 1.008 | CC | -1 | 0.17612 | 225 | 225 |  |  |  |  | -0.17612 | -39.6277 | 0.80477 | 0.87066 |  |  |  |  | 326 | 0.071446
7016 | L_HAYSEN1_3Y | 3 | South | YES | -0.031231 | 224.6 | 74 | 224.6 | 0 | 1.008 | CC | -1 | 0.17612 | 224.6 | 224.6 |  |  |  |  | -0.17612 | -39.5573 | 0.81538 | 0.87849 |  |  |  |  | 327 | 0.071446
7017 | L_HAYSEN1_4Y | 4 | South | YES | -0.031231 | 226.7 | 74 | 226.7 | 0 | 1.008 | CC | -1 | 0.17612 | 226.7 | 226.7 |  |  |  |  | -0.17612 | -39.9271 | 0.8261 | 0.8864 |  |  |  |  | 328 | 0.068674
7303 | L_WPPGS12_1Y | 1 | South | YES | -0.031164 | 50 | 0 | 50 | 0 | 1.025 | GGT | -1 | 0.17606 | 50 | 50 |  |  |  |  | -0.17606 | -8.8028 | 0.82846 | 0.88814 |  |  |  |  | 329 | 0.065888
7303 | L_WPPGS12_1Y | 2 | South | YES | -0.031164 | 50 | 0 | 50 | 0 | 1.025 | GGT | -1 | 0.17606 | 50 | 50 |  |  |  |  | -0.17606 | -8.8028 | 0.83082 | 0.88988 |  |  |  |  | 330 | 0.063108
7305 | L_WPPGS34_1Y | 3 | South | YES | -0.031164 | 50 | 0 | 50 | 0 | 1.025 | GGT | -1 | 0.17606 | 50 | 50 |  |  |  |  | -0.17606 | -8.8028 | 0.83318 | 0.89162 |  |  |  |  | 331 | 0.060301
7305 | L_WPPGS34_1Y | 4 | South | YES | -0.031164 | 50 | 0 | 50 | 0 | 1.025 | GGT | -1 | 0.17606 | 50 | 50 |  |  |  |  | -0.17606 | -8.8028 | 0.83554 | 0.89337 |  |  |  |  | 332 | 0.059681
7487 | L_CANYHY8_1Y | 1 | South | YES | -0.026478 | 0 | 0 | 6 |  | 1 | Hydro | -1 | 0.17137 | 0 | 0 |  |  |  |  | -0.17137 | 0 | 0.83554 | 0.89337 |  |  |  |  | 333 | 0.059062
7004 | L_SIMGID1_1Y | 1 | South | YES | -0.016357 | 132 | 40 | 132 | 0 | 1.02 | GST | -1 | 0.16125 | 132 | 132 |  |  |  |  | -0.16125 | -21.2849 | 0.84178 | 0.89758 |  |  |  |  | 334 | 0.058442
7005 | L_SIMGID1_2Y | 2 | South | YES | -0.016357 | 133 | 32 | 139 | 0 | 1.02 | GST | -1 | 0.16125 | 139 | 139 |  |  |  |  | -0.16125 | -22.4136 | 0.84835 | 0.90202 |  |  |  |  | 335 | 0.057822
7006 | L_SIMGID1_3Y | 3 | South | YES | -0.016357 | 324.9 | 60 | 329 | 0 | 1.02 | GST | -1 | 0.16125 | 329 | 329 |  |  |  |  | -0.16125 | -53.051 | 0.86389 | 0.91252 |  |  |  |  | 336 | 0.057822
7007 | L_LOSTPI1_1Y | 1 | South | YES | -0.01479 | 158.6 | 110 | 158 | 0 | 1 | CC | -1 | 0.15968 | 158 | 158 |  |  |  |  | -0.15968 | -25.2298 | 0.87136 | 0.91751 |  |  |  |  | 337 | 0.055799
7008 | L_LOSTPI1_2Y | 2 | South | YES | -0.01479 | 157.7 | 107 | 160 | 0 | 1 | CC | -1 | 0.15968 | 160 | 160 |  |  |  |  | -0.15968 | -25.5492 | 0.87892 | 0.92257 |  |  |  |  | 338 | 0.053669
7009 | L_LOSTPI1_3Y | 3 | South | YES | -0.01479 | 173.9 | 72 | 175 | 0 | 1 | CC | -1 | 0.15968 | 175 | 175 |  |  |  |  | -0.15968 | -27.9444 | 0.88718 | 0.9281 |  |  |  |  | 339 | 0.048627
7807 | L_BASTEN1_1Y | 1 | South | YES | -0.012783 | 152.5 | 83.5 | 152.5 | 0 | 1.004 | CC | -1 | 0.15768 | 152.5 | 152.5 |  |  |  |  | -0.15768 | -24.0455 | 0.89439 | 0.93286 |  |  |  |  | 340 | 0.046157
7808 | L_BASTEN1_2Y | 1 | South | YES | -0.012783 | 149.5 | 83.5 | 149.5 | 0 | 1.004 | CC | -1 | 0.15768 | 149.5 | 149.5 |  |  |  |  | -0.15768 | -23.5724 | 0.90145 | 0.93753 |  |  |  |  | 341 | 0.043656
7809 | L_BASTEN1_3Y | 1 | South | YES | -0.012783 | 232.6 | 42 | 232.6 | 0 | 1.004 | CC | -1 | 0.15768 | 232.6 | 232.6 |  |  |  |  | -0.15768 | -36.6752 | 0.91244 | 0.94479 |  |  |  |  | 342 | 0.040919
8262 | ELPS | 1 | South | YES | -0.010802 | 6 | 6 | 6 | 0 | 1.15 | Hydro | -1 | 0.15569 | 0 | 0 |  |  |  |  | -0.15569 | 0 | 0.91244 | 0.94479 |  |  |  |  | 343 | 0.038475
9016 | SANDH_G1 | 1 | South | YES | -0.009182 | 45 | 2 | 49 | 0 | 1.0175 | GGT | -1 | 0.15407 | 49 | 49 |  |  |  |  | -0.15407 | -7.5496 | 0.91476 | 0.94628 |  |  |  |  | 344 | 0.036078
9017 | SANDH_G2 | 2 | South | YES | -0.009182 | 45 | 2 | 46 | 0 | 1.0175 | GGT | -1 | 0.15407 | 46 | 46 |  |  |  |  | -0.15407 | -7.0874 | 0.91693 | 0.94769 |  |  |  |  | 345 | 0.032349
9018 | SANDH_G3 | 3 | South | YES | -0.009182 | 45 | 2 | 46 | 0 | 1.0175 | GGT | -1 | 0.15407 | 46 | 46 |  |  |  |  | -0.15407 | -7.0874 | 0.9191 | 0.94909 |  |  |  |  | 346 | 0.032349
9019 | SANDH_G4 | 4 | South | YES | -0.009182 | 0 | 2 | 47 |  | 1.0175 | GGT | -1 | 0.15407 | 47 | 47 |  |  |  |  | -0.15407 | -7.2415 | 0.92132 | 0.95052 |  |  |  |  | 347 | 0.031528
9020 | SANDHG5A | 5A | South | YES | -0.009182 | 150 | 84 | 155 | 0 | 1.0175 | CC | -1 | 0.15407 | 155 | 155 |  |  |  |  | -0.15407 | -23.8815 | 0.92865 | 0.95525 |  |  |  |  | 348 | 0.030758
9021 | SANDHG5C | 5C | South | YES | -0.009182 | 140 | 0 | 148 | 0 | 1.0175 | CC | -1 | 0.15407 | 148 | 148 |  |  |  |  | -0.15407 | -22.803 | 0.93564 | 0.95976 |  |  |  |  | 349 | 0.029988
7020 | L_AUSTPL1_1Y | 1 | South | YES | -0.007887 | 0 | 0 | 8 |  | 1 | Hydro | -1 | 0.15278 | 0 | 0 |  |  |  |  | -0.15278 | 0 | 0.93564 | 0.95976 |  |  |  |  | 350 | 0.029201
7020 | L_AUSTPL1_1Y | 2 | South | YES | -0.007887 | 0 | 0 | 8 |  | 1 | Hydro | -1 | 0.15278 | 0 | 0 |  |  |  |  | -0.15278 | 0 | 0.93564 | 0.95976 |  |  |  |  | 351 | 0.026605
9000 | DECKR_G1 | 1 | South | YES | -0.007763 | 280 | 50 | 321 | 0 | 1.015 | GST | -1 | 0.15266 | 321 | 321 |  |  |  |  | -0.15266 | -49.0023 | 0.9508 | 0.96947 |  |  |  |  | 352 | 0.024127
9001 | DECKR_G2 | 2 | South | YES | -0.007763 | 400 | 50 | 426 | 0 | 1.015 | GST | -1 | 0.15266 | 426 | 426 |  |  |  |  | -0.15266 | -65.0311 | 0.97093 | 0.98234 |  |  |  |  | 353 | 0.024127
9002 | DECKR_G3 | 3 | South | YES | -0.006719 | 0 | 24 | 42 |  | 1.015 | GGT | -1 | 0.15161 | 42 | 42 |  |  |  |  | -0.15161 | -6.3677 | 0.97291 | 0.9836 |  |  |  |  | 354 | 0.024127
9003 | DECKR_G4 | 4 | South | YES | -0.006719 | 44 | 24 | 44 | 0 | 1.015 | GGT | -1 | 0.15161 | 44 | 44 |  |  |  |  | -0.15161 | -6.6709 | 0.97499 | 0.98492 |  |  |  |  | 355 | 0.018661
9004 | DECKR_G5 | 5 | South | YES | -0.006719 | 44 | 24 | 44 | 0 | 1.015 | GGT | -1 | 0.15161 | 44 | 44 |  |  |  |  | -0.15161 | -6.6709 | 0.97707 | 0.98624 |  |  |  |  | 356 | 0.011408
9005 | DECKR_G6 | 6 | South | YES | -0.006719 | 44 | 24 | 47 | 0 | 1.015 | GGT | -1 | 0.15161 | 47 | 47 |  |  |  |  | -0.15161 | -7.1257 | 0.97929 | 0.98765 |  |  |  |  | 357 | 0.010685
7031 | L_MARSFO1G1Y | 1 | South | YES | -0.004962 | 0 | 0 | 36 |  | 1 | Hydro | -1 | 0.14985 | 0 | 0 |  |  |  |  | -0.14985 | 0 | 0.97929 | 0.98765 |  |  |  |  | 358 | 0.0099263
7032 | L_MARSFO1G2Y | 2 | South | YES | -0.004962 | 0 | 0 | 35 |  | 1 | Hydro | -1 | 0.14985 | 0 | 0 |  |  |  |  | -0.14985 | 0 | 0.97929 | 0.98765 |  |  |  |  | 359 | 0.0091681
7033 | L_MARSFO1G3Y | 3 | South | YES | -0.004962 | 0 | 0 | 36 |  | 1 | Hydro | -1 | 0.14985 | 0 | 0 |  |  |  |  | -0.14985 | 0 | 0.97929 | 0.98765 |  |  |  |  | 360 | 0.0083582
5934 | SI_RAY5 | 5 | South | YES | 0 | 0 | 10 | 15 |  | 1.035 | GST | -1 | 0.14489 | 15 | 15 |  |  |  |  | -0.14489 | -2.1734 | 0.98 | 0.98808 |  |  |  |  | 361 | 0.0083582
8139 | JOS #1 | MB | South | YES | 0 | 0 | 45 | 255 |  | 1.02 | GST | -1 | 0.14489 | 0 | 0 |  |  |  |  | -0.14489 | 0 | 0.98 | 0.98808 |  |  |  |  | 362 | 0.0083582
8285 | LAR #1 | MB | South | YES | 0 | 0 | 9 | 32 |  | 1.0497 | GST | -1 | 0.14489 | 0 | 0 |  |  |  |  | -0.14489 | 0 | 0.98 | 0.98808 |  |  |  |  | 363 | 0.0083582
8287 | LAR #2 | MB | South | YES | 0 | 0 | 9 | 32 |  | 1.04 | GST | -1 | 0.14489 | 0 | 0 |  |  |  |  | -0.14489 | 0 | 0.98 | 0.98808 |  |  |  |  | 364 | 0.0080797
8288 | LAR #3 | MB | South | YES | 0 | 0 | 25 | 105 |  | 1.04 | GST | -1 | 0.14489 | 0 | 0 |  |  |  |  | -0.14489 | 0 | 0.98 | 0.98808 |  |  |  |  | 365 | 0.0080797
8388 | BATES0A | MB | South | YES | 0 | 0 | 21 | 71 |  | 1.033 | GST | -1 | 0.14489 | 0 | 0 |  |  |  |  | -0.14489 | 0 | 0.98 | 0.98808 |  |  |  |  | 366 | 0.0080797
8393 | BATES0B | MB | South | YES | 0 | 0 | 25 | 110 |  | 1.03 | GST | -1 | 0.14489 | 0 | 0 |  |  |  |  | -0.14489 | 0 | 0.98 | 0.98808 |  |  |  |  | 367 | 0.0080797
8437 | NUECES_B0C | MB | South | YES | 0 | 0 | 7 | 30 |  | 1.03 | GST | -1 | 0.14489 | 0 | 0 |  |  |  |  | -0.14489 | 0 | 0.98 | 0.98808 |  |  |  |  | 368 | 0.0080797
8438 | NUECES_B0B | MB | South | YES | 0 | 0 | 26 | 169 |  | 1.03 | GST | -1 | 0.14489 | 0 | 0 |  |  |  |  | -0.14489 | 0 | 0.98 | 0.98808 |  |  |  |  | 369 | 0.0080797
39190 | TNSLCGN1__8 | 1 | Houston | YES | 0 | 0 | 10 | 30 |  | 1.03 | Cogen | -1 | 0.14489 | 0 | 0 |  |  | 0 | 0 | -0.14489 | 0 | 0.98 | 0.98808 |  |  |  |  | 370 | 0.0080797
7028 | L_MARBFA1_1Y | 1 | South | YES | 0.00017 | 0 | 0 | 18 |  | 1 | Hydro | -1 | 0.14472 | 0 | 0 |  |  |  |  | -0.14472 | 0 | 0.98 | 0.98808 |  |  |  |  | 371 | 0.0080797
7029 | L_MARBFA1_2Y | 2 | South | YES | 0.00017 | 0 | 0 | 18 |  | 1 | Hydro | -1 | 0.14472 | 0 | 0 |  |  |  |  | -0.14472 | 0 | 0.98 | 0.98808 |  |  |  |  | 372 | 0.0080797
7000 | L_FERGUS1_1Y | 1 | South | YES | 0.002651 | 400 | 65 | 423.3 | 0 | 1.015 | GSC | -1 | 0.14224 | 423.3 | 423.3 |  |  |  |  | -0.14224 | -60.2107 | 1 | 1 |  |  |  |  | 373 | 0.0080797
7035 | L_WIRTZ_1G1Y | 1 | South | YES | 0.002883 | 0 | 0 | 29 |  | 1 | Hydro | -1 | 0.14201 | 0 | 0 |  |  |  |  | -0.14201 | 0 | 1 | 1 |  |  |  |  | 374 | 0.0080797
7036 | L_WIRTZ_1G2Y | 2 | South | YES | 0.002883 | 0 | 0 | 29.7 |  | 1 | Hydro | -1 | 0.14201 | 0 | 0 |  |  |  |  | -0.14201 | 0 | 1 | 1 |  |  |  |  | 375 | 0.0080797
8032 | AMISTADHYD1 | 1 | South | YES | 0.00464 | 33 | 13 | 33 | 0 | 1.03 | Hydro | -1 | 0.14025 | 0 | 0 |  |  |  |  | -0.14025 | 0 | 1 | 1 |  |  |  |  | 376 | 0
8033 | AMISTADHYD2 | 2 | South | YES | 0.00464 | 25 | 13 | 25 | 0 | 1.03 | Hydro | -1 | 0.14025 | 0 | 0 |  |  |  |  | -0.14025 | 0 | 1 | 1 |  |  |  |  | 377 | 0
88253 | HAMILTON | F | South | YES | 0.00464 | 0 | 0 | 0 | 0 | 1.04 | BLT | -1 | 0.14025 | 0 | 0 |  |  |  |  | -0.14025 | 0 | 1 | 1 |  |  |  |  | 378 | 0
7026 | L_INKSDA1_1Y | 1 | South | YES | 0.011124 | 0 | 0 | 13.7 |  | 1 | Hydro | -1 | 0.13377 | 0 | 0 |  |  |  |  | -0.13377 | 0 | 1 | 1 |  |  |  |  | 379 | 0
7022 | L_BUCHAN1_1Y | 1 | South | YES | 0.011769 | 0 | 0 | 18 |  | 1 | Hydro | -1 | 0.13312 | 0 | 0 |  |  |  |  | -0.13312 | 0 | 1 | 1 |  |  |  |  | 380 | 0
7023 | L_BUCHAN1_2Y | 2 | South | YES | 0.011769 | 0 | 0 | 18 |  | 1 | Hydro | -1 | 0.13312 | 0 | 0 |  |  |  |  | -0.13312 | 0 | 1 | 1 |  |  |  |  | 381 | 0
7024 | L_BUCHAN1_3Y | 3 | South | YES | 0.011769 | 0 | 0 | 15 |  | 1 | Hydro | -1 | 0.13312 | 0 | 0 |  |  |  |  | -0.13312 | 0 | 1 | 1 |  |  |  |  | 382 | 0
3432 | SANDOW_4G | 4 | South | YES | 0.026835 | 580 | 225 | 580 |  | 1.029 | LIGCO | -1 | 0.11806 | 0 | 580 |  |  |  |  | -0.11806 | 0 | 1 | 1 |  |  |  |  | 383 | 0
13432 | SANDOW_5G | 5 | South | YES | 0.044717 | 581 | 225 | 581 |  | 1.029 | LIGCO | -1 | 0.10018 | 0 | 581 |  |  |  |  | -0.10018 | 0 | 1 | 1 |  |  |  |  | 384 | 0
60202 | FRNDDRCS | F | West | YES | 0.10161 | 0 | 0 | 0 | 0 | 0.9985 | AVR | 1 | 0.27726 | 0 | 0 |  |  |  |  | 0.27726 | 0 | [6 empty] | 385 | 0
3416 | LAKE_CRK1_G | 1 | North | YES | 0.10665 | 60 | 33 | 75 |  | 1.029 | GST | 1 | 0.2823 | 75 | 75 | 7.9991 | 75 |  |  | 0.2823 | 21.1727 | [6 empty] | 386 | 0
3417 | LAKE_CRK2_G | 2 | North | YES | 0.10665 | 177.6 | 40 | 222 | 0 | 1.029 | GST | 1 | 0.2823 | 222 | 222 | 23.6774 | 222 |  |  | 0.2823 | 62.6712 | [6 empty] | 387 | 0
3403 | THOUSE_1G | 1 | North | YES | 0.10807 | 563 | 200 | 563 | 0 | 1.012 | GSC | 1 | 0.28372 | 563 | 563 | 60.8428 | 563 |  |  | 0.28372 | 159.7325 | [6 empty] | 388 | 0
3404 | THOUSE_2G | 2 | North | YES | 0.10807 | 807 | 250 | 807 | 0 | 1.012 | GSC | 1 | 0.28372 | 807 | 807 | 87.2117 | 807 |  |  | 0.28372 | 228.9593 | [6 empty] | 389 | 0
238 | BOSQUESW505 | 1 | North | YES | 0.1097 | 255 | 0 | 255 | 0 | 1.02 | CC | 1 | 0.28535 | 255 | 255 | 27.9743 | 255 |  |  | 0.28535 | 72.7644 | [6 empty] | 390 | 0
239 | BOSQUESW502 | 1 | North | YES | 0.1097 | 119.2 | 0 | 149 | 0 | 1.02 | GGT | 1 | 0.28535 | 149 | 149 | 16.3457 | 149 |  |  | 0.28535 | 42.5172
247 | BOSQUESW501 | 2 | North | YES | 0.1097 | 124.8 | 0 | 156 | 0 | 1.02 | GGT | 1 | 0.28535 | 156 | 156 | 17.1137 | 156 |  |  | 0.28535 | 44.5147
251 | BOSQUESW803 | 2 | North | YES | 0.11255 | 150 | 0 | 150 | 0 | 1.032 | CC | 1 | 0.2882 | 150 | 150 | 16.8828 | 150 |  |  | 0.2882 | 43.2299
253 | BOSQUESW804 | 2 | North | YES | 0.11255 | 80 | 0 | 80 | 0 | 1.032 | CC | 1 | 0.2882 | 80 | 80 | 9.0042 | 80 |  |  | 0.2882 | 23.056
60018 | DSKY1 | 1 | West | YES | 0.11311 | 21 | 0 | 84 | 0 | 1.023 | Wind | 1 | 0.28876 | 0 | 84 |  |  |  |  | 0.28876 | 24.2555
60000 | DSKY2 | 1 | West | YES | 0.1133 | 19.1 | 0 | 76.5 |  | 1.039 | Wind | 1 | 0.28895 | 0 | 76.5 |  |  |  |  | 0.28895 | 22.1046
60017 | ORNNWP1 | 1 | West | YES | 0.11385 | 20 | 0 | 80 |  | 1.027 | Wind | 1 | 0.2895 | 0 | 80 |  |  |  |  | 0.2895 | 23.1598
38437 | TNSRBNMESA9 | 1 | West | YES | 0.11605 | 37.5 | 0 | 150 | 0 | 1.02 | Wind | 1 | 0.2917 | 0 | 150 |  |  |  |  | 0.2917 | 43.7548
38332 | TNWDWRDU2_8 | 1 | West | YES | 0.11611 | 20 | 0 | 80 | 0 | 1.0232 | Wind | 1 | 0.29176 | 0 | 80 |  |  |  |  | 0.29176 | 23.3409
60016 | WOODWRD11A | 1 | West | YES | 0.11613 | 20 | 0 | 80 |  | 1.033 | Wind | 1 | 0.29178 | 0 | 80 |  |  |  |  | 0.29178 | 23.3421
6016 | SWMESA | 1 | West | YES | 0.11621 | 18.8 | 0 | 75 |  | 1.03 | Wind | 1 | 0.29185 | 0 | 75 |  |  |  |  | 0.29185 | 21.889
60003 | KING_NE1A | 1 | West | YES | 0.11621 | 20 | 0 | 80 |  | 1.03 | Wind | 1 | 0.29185 | 0 | 80 |  |  |  |  | 0.29185 | 23.3483
60005 | KING_SE1A | 1 | West | YES | 0.11621 | 10 | 0 | 40 |  | 1.035 | Wind | 1 | 0.29185 | 0 | 40 |  |  |  |  | 0.29185 | 11.6741
60201 | RIO DRCS | F | West | YES | 0.11632 | 0 | 0 | 0 | 0 | 1.025 | AVR | 1 | 0.29197 | 0 | 0 |  |  |  |  | 0.29197 | 0
60007 | KING_SW1A | 1 | West | YES | 0.11662 | 20 | 0 | 80 |  | 1.03 | Wind | 1 | 0.29227 | 0 | 80 |  |  |  |  | 0.29227 | 23.3814
60019 | KING_NW1A | 1 | West | YES | 0.11662 | 20 | 0 | 80 |  | 1.03 | Wind | 1 | 0.29227 | 0 | 80 |  |  |  |  | 0.29227 | 23.3814
244 | WHITNYDM01 | 1 | North | YES | 0.11675 | 15 | 0 | 15 | 0 | 1.035 | Hydro | 1 | 0.29239 | 0 | 0 | 0 | 0 |  |  | 0.29239 | 0
245 | WHITNYDM02 | 2 | North | YES | 0.11675 | 15 | 0 | 15 | 0 | 1.035 | Hydro | 1 | 0.29239 | 0 | 0 | 0 | 0 |  |  | 0.29239 | 0
1349 | WESTXWIN_1G | 1 | West | YES | 0.12258 | 1.3 | 0 | 6.6 |  | 1.014 | Wind | 1 | 0.29823 | 0 | 6.6 |  |  |  |  | 0.29823 | 1.9683
1350 | NWPWRG1_1G | 1 | West | YES | 0.12258 | 6.9 | 1 | 34.3 |  | 1.014 | Wind | 1 | 0.29823 | 0 | 34.3 |  |  |  |  | 0.29823 | 10.2293
60057 | CALLAHAN1A | 1 | West | YES | 0.12291 | 22.8 | 0 | 114 | 0 | 1.04 | Wind | 1 | 0.29856 | 0 | 114 |  |  |  |  | 0.29856 | 34.036
1002 | PBCTAGE_1G | A | West | YES | 0.12301 | 64 | 64 | 66 | 0 | 1.036 | GGT | 1 | 0.29866 | 66 | 66 |  |  |  |  | 0.29866 | 19.7117
1003 | PBCTBGE_2G | B | West | YES | 0.12301 | 65 | 65 | 66 | 0 | 1.036 | GGT | 1 | 0.29866 | 66 | 66 |  |  |  |  | 0.29866 | 19.7117
1004 | PBCTCGE_3G | C | West | YES | 0.12301 | 62 | 62 | 67 | 0 | 1.036 | GGT | 1 | 0.29866 | 67 | 67 |  |  |  |  | 0.29866 | 20.0103
1005 | PBCTDGE_4G | D | West | YES | 0.12301 | 65 | 65 | 68 | 0 | 1.036 | GGT | 1 | 0.29866 | 68 | 68 |  |  |  |  | 0.29866 | 20.309
1006 | PBCTEGE_5G | E | West | YES | 0.12301 | 65 | 65 | 67 | 0 | 1.036 | GGT | 1 | 0.29866 | 67 | 67 |  |  |  |  | 0.29866 | 20.0103
1007 | PB5GEN_6G | 5 | West | YES | 0.12301 | 91.2 | 40 | 114 | 0 | 1.036 | GST | 1 | 0.29866 | 114 | 114 |  |  |  |  | 0.29866 | 34.0474
1008 | PB6GEN_7G | 6 | West | YES | 0.12301 | 515 | 130 | 515 | 0 | 1.036 | GST | 1 | 0.29866 | 515 | 515 |  |  |  |  | 0.29866 | 153.8107
7038 | L_DELAWA1_1Y | 1 | West | YES | 0.12308 | 3.5 | 0 | 35 | 0 | 1 | Wind | 1 | 0.29873 | 0 | 35 |  |  |  |  | 0.29873 | 10.4555
7038 | L_DELAWA1_1Y | 2 | West | YES | 0.12308 | 3 | 0 | 30 | 0 | 1 | Wind | 1 | 0.29873 | 0 | 30 |  |  |  |  | 0.29873 | 8.9619
76091 | L_DIVIDE1_1N | W1 | West | YES | 0.12321 | 22.5 | 0 | 112.5 |  | 1.02 | Wind | 1 | 0.29885 | 0 | 112.5 |  |  |  |  | 0.29885 | 33.6211
76095 | L_CAPRSI1_1N | W1 | West | YES | 0.12321 | 29.9 | 0 | 149.5 | 0 | 1.02 | Wind | 1 | 0.29885 | 0 | 149.5 |  |  |  |  | 0.29885 | 44.6788
76096 | L_CAPRSI1_2N | W1 | West | YES | 0.12321 | 37.2 | 0 | 186 | 0 | 1.02 | Wind | 1 | 0.29885 | 0 | 186 |  |  |  |  | 0.29885 | 55.587
76097 | L_CAPRGE1_1N | W1 | West | YES | 0.12321 | 42.9 | 0 | 214.5 | 0 | 1.02 | Wind | 1 | 0.29885 | 0 | 214.5 |  |  |  |  | 0.29885 | 64.1043
11147 | NOTREES_1G | 1 | West | YES | 0.12321 | 29.8 | 0 | 149 | 0 | 1.017 | Wind | 1 | 0.29886 | 0 | 149 |  |  |  |  | 0.29886 | 44.5296
76031 | L_GASCCR1_1N | W1 | West | YES | 0.12354 | 30 | 0 | 150 | 0 | 1.02 | Wind | 1 | 0.29919 | 0 | 150 |  |  |  |  | 0.29919 | 44.8783
1320 | BSP 1 | 1 | West | YES | 0.12382 | 25.5 | 2.9 | 25.8 | 0 | 1 | Cogen | 1 | 0.29947 | 0 | 0 |  |  |  |  | 0.29947 | 0
1326 | STANTONW_8 | 1 | West | YES | 0.12394 | 20.1 | 0 | 100.5 |  | 1.01 | Wind | 1 | 0.29959 | 0 | 100.5 |  |  |  |  | 0.29959 | 30.1084
11020 | TIEHVSG_1G | 1 | West | YES | 0.12398 | 208.2 | 63 | 208.2 | 0 | 1.012 | CC | 1 | 0.29963 | 208.2 | 208.2 |  |  |  |  | 0.29963 | 62.3827
11021 | TIEHVCG_1G | 1 | West | YES | 0.12398 | 142.1 | 103 | 142.1 | 0 | 1.012 | CC | 1 | 0.29963 | 142.1 | 142.1 |  |  |  |  | 0.29963 | 42.5772
11022 | TIEHVCG_2G | 1 | West | YES | 0.12398 | 132.4 | 103 | 132.4 | 0 | 1.012 | CC | 1 | 0.29963 | 132.4 | 132.4 |  |  |  |  | 0.29963 | 39.6708
11023 | TIEHVCG_3G | 1 | West | YES | 0.12398 | 137.4 | 103 | 137.4 | 0 | 1.012 | CC | 1 | 0.29963 | 137.4 | 137.4 |  |  |  |  | 0.29963 | 41.169
11024 | TIEHVCG_4G | 1 | West | YES | 0.12398 | 147 | 103 | 147 | 0 | 1.012 | CC | 1 | 0.29963 | 147 | 147 |  |  |  |  | 0.29963 | 44.0454
11025 | TIEHVSG_2G | 1 | West | YES | 0.12398 | 213.2 | 63 | 213.2 | 0 | 1.012 | CC | 1 | 0.29963 | 213.2 | 213.2 |  |  |  |  | 0.29963 | 63.8808
11001 | NAV1CT | 1 | West | YES | 0.12399 | 70.4 | 18 | 70.4 | 0 | 1.029 | CC | 1 | 0.29964 | 70.4 | 70.4 |  |  |  |  | 0.29964 | 21.0946
11009 | NAV2CT | 1 | West | YES | 0.12399 | 71.4 | 18 | 71.4 | 0 | 1.029 | CC | 1 | 0.29964 | 71.4 | 71.4 |  |  |  |  | 0.29964 | 21.3943
11011 | NAV3ST | 1 | West | YES | 0.12399 | 92.8 | 40 | 92.8 | 0 | 1.029 | CC | 1 | 0.29964 | 92.8 | 92.8 |  |  |  |  | 0.29964 | 27.8066
11012 | NAV4CT | 1 | West | YES | 0.12399 | 80 | 18 | 80 | 0 | 1.029 | CC | 1 | 0.29964 | 80 | 80 |  |  |  |  | 0.29964 | 23.9712
11013 | NAV5CT | 1 | West | YES | 0.12399 | 80 | 18 | 80 | 0 | 1.029 | CC | 1 | 0.29964 | 80 | 80 |  |  |  |  | 0.29964 | 23.9712
11014 | NAV6ST | 1 | West | YES | 0.12399 | 115 | 40 | 115 | 0 | 1.029 | CC | 1 | 0.29964 | 115 | 115 |  |  |  |  | 0.29964 | 34.4586
1328 | OCOTILLO_1G | 1 | West | YES | 0.12405 | 11.6 | 0 | 58 |  | 1.01 | Wind | 1 | 0.2997 | 0 | 58 |  |  |  |  | 0.2997 | 17.3826
1333 | MCDDONAL_8 | 1 | West | YES | 0.12422 | 42.8 | 0 | 214.2 |  | 1.01 | Wind | 1 | 0.29987 | 0 | 214.2 |  |  |  |  | 0.29987 | 64.2319
1327 | WILDHRSE_1G | 1 | West | YES | 0.12443 | 0 | 0 | 120 |  | 1 | Wind | 1 | 0.30008 | 0 | 120 |  |  |  |  | 0.30008 | 36.0092
1360 | GUNSIGHT_8 | 1 | West | YES | 0.12446 | 0 | 0 | 120 |  | 1.01 | Wind | 1 | 0.30011 | 0 | 120 |  |  |  |  | 0.30011 | 36.0133
11320 | COYOTE_1G | 1 | West | YES | 0.12472 | 22.5 | 0 | 225 |  | 1 | Wind | 1 | 0.30037 | 0 | 225 |  |  |  |  | 0.30037 | 67.5829
11309 | BULLCREK_2G | 1 | West | YES | 0.12478 | 20.9 | 0 | 180 |  | 1 | Wind | 1 | 0.30043 | 0 | 180 |  |  |  |  | 0.30043 | 54.0775
11310 | BULLCREK_1G | 1 | West | YES | 0.12478 | 15.1 | 0 | 180 |  | 1 | Wind | 1 | 0.30043 | 0 | 180 |  |  |  |  | 0.30043 | 54.0775
1045 | CALENG1G_1G | 1 | West | YES | 0.1248 | 73.4 | 27 | 73.4 | 0 | 1.014 | Cogen | 1 | 0.30045 | 0 | 0 |  |  |  |  | 0.30045 | 0
1046 | CALENG2G_2G | 2 | West | YES | 0.1248 | 73.4 | 27 | 73.4 | 0 | 1.014 | Cogen | 1 | 0.30045 | 0 | 0 |  |  |  |  | 0.30045 | 0
1047 | CALENG3G_3G | 3 | West | YES | 0.1248 | 70.4 | 27 | 70.4 | 0 | 1.014 | Cogen | 1 | 0.30045 | 0 | 0 |  |  |  |  | 0.30045 | 0
1058 | LONGSHORE_5 | 1 | West | YES | 0.12499 | 30 | 0 | 150 |  | 1.01 | Wind | 1 | 0.30064 | 0 | 150 |  |  |  |  | 0.30064 | 45.0953
1058 | LONGSHORE_5 | 2 | West | YES | 0.12499 | 44 | 0 | 220 |  | 1.01 | Wind | 1 | 0.30064 | 0 | 220 |  |  |  |  | 0.30064 | 66.1398
11065 | ELBOWCK_1G | 1 | West | YES | 0.12499 | 23.4 | 0 | 121.9 | 0 | 1 | Wind | 1 | 0.30064 | 0 | 121.9 |  |  |  |  | 0.30064 | 36.6475
60058 | BUFF_GAP1A | 1 | West | YES | 0.12505 | 24 | 0 | 120 |  | 1 | Wind | 1 | 0.3007 | 0 | 120 |  |  |  |  | 0.3007 | 36.0836
60060 | CIRELLO | 1 | West | YES | 0.12505 | 46.6 | 0 | 233 | 0 | 1 | Wind | 1 | 0.3007 | 0 | 233 |  |  |  |  | 0.3007 | 70.0623
60063 | BUFF_GAP1B | 1 | West | YES | 0.12505 | 34 | 0 | 170.2 | 0 | 1.02 | Wind | 1 | 0.3007 | 0 | 170.2 |  |  |  |  | 0.3007 | 51.1786
60066 | H_HOLLOW1A | 1 | West | YES | 0.12505 | 44.4 | 0 | 222 | 0 | 1.005 | Wind | 1 | 0.3007 | 0 | 222 |  |  |  |  | 0.3007 | 66.7547
60068 | HHOLLOW21A | 1 | West | YES | 0.12505 | 36.8 | 0 | 184 | 0 | 1.025 | Wind | 1 | 0.3007 | 0 | 184 |  |  |  |  | 0.3007 | 55.3282
60070 | HHOLLOW31A | 1 | West | YES | 0.12505 | 44.8 | 0 | 224 | 0 | 1.025 | Wind | 1 | 0.3007 | 0 | 224 |  |  |  |  | 0.3007 | 67.356
60072 | HHOLLOW41A | 1 | West | YES | 0.12505 | 23 | 0 | 115 | 0 | 1.025 | Wind | 1 | 0.3007 | 0 | 115 |  |  |  |  | 0.3007 | 34.5801
1037 | MORGAN5G_5G | 5 | West | YES | 0.1251 | 109.6 | 40 | 137 | 0 | 1.029 | GST | 1 | 0.30075 | 137 | 137 |  |  |  |  | 0.30075 | 41.2028
1039 | MRGNAG_1G | A | West | YES | 0.1251 | 69 | 69 | 69 | 0 | 1.029 | GGT | 1 | 0.30075 | 69 | 69 |  |  |  |  | 0.30075 | 20.7518
1040 | MRGNBG_2G | B | West | YES | 0.1251 | 70 | 70 | 71 | 0 | 1.029 | GGT | 1 | 0.30075 | 71 | 71 |  |  |  |  | 0.30075 | 21.3533
1041 | MRGNCG_3G | C | West | YES | 0.1251 | 69 | 69 | 70 | 0 | 1.029 | GGT | 1 | 0.30075 | 70 | 70 |  |  |  |  | 0.30075 | 21.0525
1042 | MRGNDG_4G | D | West | YES | 0.1251 | 68 | 68 | 68 | 0 | 1.029 | GGT | 1 | 0.30075 | 68 | 68 |  |  |  |  | 0.30075 | 20.451
1043 | MRGNEG_5G | E | West | YES | 0.1251 | 68 | 68 | 70 | 0 | 1.029 | GGT | 1 | 0.30075 | 70 | 70 |  |  |  |  | 0.30075 | 21.0525
1044 | MRGNFG_6G | F | West | YES | 0.1251 | 66 | 66 | 66 | 0 | 1.029 | GGT | 1 | 0.30075 | 66 | 66 |  |  |  |  | 0.30075 | 19.8495
6637 | SNYDERW1A | 1 | West | YES | 0.12514 | 12.6 | 0 | 63 | 0 | 1.025 | Wind | 1 | 0.30079 | 0 | 63 |  |  |  |  | 0.30079 | 18.9495
1068 | SCURRYCW_1G | 1 | West | YES | 0.1252 | 28.2 | 1.3 | 141 | 0 | 1.0217 | Wind | 1 | 0.30085 | 0 | 141 |  |  |  |  | 0.30085 | 42.4199
1073 | SCURRYCW_2G | 2 | West | YES | 0.1252 | 24 | 0 | 120 | 0 | 1.0217 | Wind | 1 | 0.30085 | 0 | 120 |  |  |  |  | 0.30085 | 36.1021
1061 | CIELOGEN_1G | 1 | West | YES | 0.12521 | 19.8 | 0 | 99 |  | 1 | Wind | 1 | 0.30086 | 0 | 99 |  |  |  |  | 0.30086 | 29.7852
1062 | CIELOGEN_2G | 1 | West | YES | 0.12521 | 12.2 | 0 | 61 |  | 1 | Wind | 1 | 0.30086 | 0 | 61 |  |  |  |  | 0.30086 | 18.3525
1069 | KINDERMG_1G | 1 | West | YES | 0.12521 | 25 | 5 | 25 | 0 | 1.017 | Cogen | 1 | 0.30086 | 0 | 0 |  |  |  |  | 0.30086 | 0
1070 | KINDERMG_2G | 1 | West | YES | 0.12521 | 45.7 | 12 | 45.7 | 0 | 1.017 | Cogen | 1 | 0.30086 | 0 | 0 |  |  |  |  | 0.30086 | 0
1071 | KINDERMG_3G | 1 | West | YES | 0.12521 | 45.7 | 12 | 45.7 | 0 | 1.017 | Cogen | 1 | 0.30086 | 0 | 0 |  |  |  |  | 0.30086 | 0
36998 | RDCNYNG1 | 1 | West | YES | 0.12538 | 16.8 | 0 | 84 |  | 1.01 | Wind | 1 | 0.30103 | 0 | 84 |  |  |  |  | 0.30103 | 25.2864
1343 | TRENTIPP_8 | 1 | West | YES | 0.12548 | 30 | 0 | 150 |  | 1.014 | Wind | 1 | 0.30113 | 0 | 150 |  |  |  |  | 0.30113 | 45.1691
1354 | AEPWIND_8 | 1 | West | YES | 0.12548 | 20.2 | 0 | 101 |  | 1 | Wind | 1 | 0.30113 | 0 | 101 |  |  |  |  | 0.30113 | 30.4139
6407 | TURKTRAK1A | 1 | West | YES | 0.12567 | 33.9 | 0 | 169.5 | 0 | 1.025 | Wind | 1 | 0.30132 | 0 | 169.5 |  |  |  |  | 0.30132 | 51.073
71051 | L_BITTCR1_1N | W1 | West | YES | 0.12609 | 7.5 | 0 | 37.5 |  | 1.02 | Wind | 1 | 0.30174 | 0 | 37.5 |  |  |  |  | 0.30174 | 11.3153
71054 | L_SWEETW1_1N | W1 | West | YES | 0.12609 | 21.5 | 0 | 107.5 |  | 1.02 | Wind | 1 | 0.30174 | 0 | 107.5 |  |  |  |  | 0.30174 | 32.4372
71057 | L_SWEETW1_2N | W1 | West | YES | 0.12609 | 27 | 0 | 135 |  | 1.02 | Wind | 1 | 0.30174 | 0 | 135 |  |  |  |  | 0.30174 | 40.7351
71059 | L_SWEETW1_3N | W1 | West | YES | 0.12609 | 23.8 | 0 | 119 | 0 | 1.02 | Wind | 1 | 0.30174 | 0 | 119 |  |  |  |  | 0.30174 | 35.9073
71060 | L_SWEETW1_4N | W1 | West | YES | 0.12609 | 21 | 0 | 105 | 0 | 1.02 | Wind | 1 | 0.30174 | 0 | 105 |  |  |  |  | 0.30174 | 31.6829
71061 | L_SWEETW1_5N | W1 | West | YES | 0.12609 | 16.1 | 0 | 80.5 | 0 | 1.02 | Wind | 1 | 0.30174 | 0 | 80.5 |  |  |  |  | 0.30174 | 24.2902
6144 | MCADOO1A | 1 | West | YES | 0.12612 | 15 | 0 | 150 | 0 | 1.025 | Wind | 1 | 0.30176 | 0 | 150 |  |  |  |  | 0.30176 | 45.2647
11056 | ROSCOE_1G | 1 | West | YES | 0.12614 | 41.8 | 0 | 209 |  | 1 | Wind | 1 | 0.30179 | 0 | 209 |  |  |  |  | 0.30179 | 63.0742
11057 | CHAMPION_1G | 1 | West | YES | 0.12614 | 25.3 | 0 | 126.5 |  | 1 | Wind | 1 | 0.30179 | 0 | 126.5 |  |  |  |  | 0.30179 | 38.1765
11058 | PYRON_1G | 1 | West | YES | 0.12614 | 49.8 | 0 | 249 |  | 1 | Wind | 1 | 0.30179 | 0 | 249 |  |  |  |  | 0.30179 | 75.1459
11059 | INADALE_1G | 1 | West | YES | 0.12614 | 39.4 | 0 | 197 |  | 1 | Wind | 1 | 0.30179 | 0 | 197 |  |  |  |  | 0.30179 | 59.4528
1643 | SLSTR1PP_1G | 1 | North | YES | 0.12646 | 6 | 0 | 60 | 0 | 1.022 | Wind | 1 | 0.30211 | 0 | 60 | 7.5877 | 60 |  |  | 0.30211 | 18.1266
1416 | SWETWATR_1G | 1 | West | YES | 0.12659 | 30 | 18 | 30 | 0 | 1.026 | CC | 1 | 0.30224 | 30 | 30 |  |  |  |  | 0.30224 | 9.0671
1417 | SWETWATR_2G | 2 | West | YES | 0.12659 | 72 | 36 | 72 | 0 | 1.026 | CC | 1 | 0.30224 | 72 | 72 |  |  |  |  | 0.30224 | 21.761
1418 | SWETWATR_3G | 3 | West | YES | 0.12659 | 68 | 36 | 68 | 0 | 1.026 | CC | 1 | 0.30224 | 68 | 68 |  |  |  |  | 0.30224 | 20.552
1419 | SWETWATR_4G | 4 | West | YES | 0.12659 | 61 | 36 | 61 | 0 | 1.026 | CC | 1 | 0.30224 | 61 | 61 |  |  |  |  | 0.30224 | 18.4364
60081 | WHRLWIND1A | 1 | West | YES | 0.12709 | 12 | 0 | 60 | 0 | 1.03 | Wind | 1 | 0.30274 | 0 | 60 |  |  |  |  | 0.30274 | 18.1642
1437 | MESQUITW_1G | 1 | North | YES | 0.12866 | 40 | 0 | 400 | 0 | 1.023 | Wind | 1 | 0.30431 | 0 | 400 | 51.4636 | 400 |  |  | 0.30431 | 121.7226
1438 | MESQUITW_2G | 1 | North | YES | 0.12866 | 23.6 | 0 | 236 |  | 1.017 | Wind | 1 | 0.30431 | 0 | 236 | 30.3645 | 236 |  |  | 0.30431 | 71.8173
1442 | COKFIELD_5 | 1 | North | YES | 0.12948 | 16.5 | 0 | 165 |  | 1.029 | Wind | 1 | 0.30513 | 0 | 165 | 21.3645 | 165 |  |  | 0.30513 | 50.3464
6100 | OKLA7A | EQ | West | YES | 0.13014 | 50 | -220 | 220 | 0 | 1.035 | DCTie | 1 | 0.30578 | 0 | 0 |  |  |  |  | 0.30578 | 0
6752 | OKLA0A | 1 | West | YES | 0.13014 | 649.7 | 175 | 649.7 | 0 | 1.035 | LIGCO | 1 | 0.30578 | 0 | 649.7 |  |  |  |  | 0.30578 | 198.667
1433 | GRHAMSES_1G | 1 | North | YES | 0.13133 | 242 | 60 | 242 | 0 | 1.038 | GST | 1 | 0.30698 | 242 | 242 | 31.7819 | 242 |  |  | 0.30698 | 74.2886
332 | RWMILLER01 | 1 | North | YES | 0.13142 | 58.4 | 18.5 | 73 | 0 | 1.04 | GST | 1 | 0.30706 | 73 | 73 | 9.5933 | 73 |  |  | 0.30706 | 22.4156
333 | RWMILLER02 | 2 | North | YES | 0.13142 | 95.2 | 37 | 119 | 0 | 1.04 | GST | 1 | 0.30706 | 119 | 119 | 15.6384 | 119 |  |  | 0.30706 | 36.5405
334 | RWMILLER03 | 3 | North | YES | 0.13142 | 166.4 | 65 | 208 | 0 | 1.04 | GST | 1 | 0.30706 | 208 | 208 | 27.3343 | 208 |  |  | 0.30706 | 63.869
335 | RWMILLER04 | 4 | North | YES | 0.13142 | 81.6 | 0 | 102 | 0 | 1.04 | GST | 1 | 0.30706 | 102 | 102 | 13.4043 | 102 |  |  | 0.30706 | 31.3204
336 | RWMILLER05 | 5 | North | YES | 0.13142 | 80.8 | 0 | 101 | 0 | 1.04 | GST | 1 | 0.30706 | 101 | 101 | 13.2729 | 101 |  |  | 0.30706 | 31.0133
1432 | GRHAMSES_2G | 2 | North | YES | 0.13207 | 294.9 | 90 | 366 | 0 | 1.014 | GST | 1 | 0.30772 | 366 | 366 | 48.3384 | 366 |  |  | 0.30772 | 112.6254
1479 | WFCOGEN_1G | 1 | North | YES | 0.13218 | 16 | 12 | 20 | 0 | 1 | Cogen | 1 | 0.30783 | 0 | 0 | 0 | 0 |  |  | 0.30783 | 0
1479 | WFCOGEN_1G | 2 | North | YES | 0.13218 | 16 | 12 | 20 | 0 | 1 | Cogen | 1 | 0.30783 | 0 | 0 | 0 | 0 |  |  | 0.30783 | 0
1482 | WFCOGEN_2G | 2 | North | YES | 0.13218 | 13.6 | 12 | 17 | 0 | 1 | Cogen | 1 | 0.30783 | 0 | 0 | 0 | 0 |  |  | 0.30783 | 0
1482 | WFCOGEN_2G | 1 | North | YES | 0.13218 | 16 | 12 | 20 | 0 | 1 | Cogen | 1 | 0.30783 | 0 | 0 | 0 | 0 |  |  | 0.30783 | 0
1600 | BARTNWND_1G | 1 | North | YES | 0.13237 | 12 | 0 | 120 | 0 | 1.022 | Wind | 1 | 0.30801 | 0 | 120 | 15.884 | 120 |  |  | 0.30801 | 36.9618
344 | MRSSHPRD | 1 | North | YES | 0.13256 | 0 | 0 | 12 |  | 1.03 | Hydro | 1 | 0.3082 | 0 | 0 | 0 | 0 |  |  | 0.3082 | 0
345 | MRSSHPRD01 | 2 | North | YES | 0.13256 | 0 | 0 | 12 |  | 1.03 | Hydro | 1 | 0.3082 | 0 | 0 | 0 | 0 |  |  | 0.3082 | 0
366 | JNSNCNTY802 | 1 | North | YES | 0.13296 | 168 | 20 | 168 | 0 | 1.02 | Cogen | 1 | 0.3086 | 0 | 0 | 0 | 0 |  |  | 0.3086 | 0
367 | JNSNCNTY802 | 2 | North | YES | 0.13296 | 90 | 20 | 90 | 0 | 1.02 | Cogen | 1 | 0.3086 | 0 | 0 | 0 | 0 |  |  | 0.3086 | 0
1892 | DECRDOVA_2G | A | North | YES | 0.13376 | 65 | 65 | 70 | 0 | 1.025 | GGT | 1 | 0.3094 | 70 | 70 | 9.363 | 70 |  |  | 0.3094 | 21.6583
1893 | DECRDOVA_3G | B | North | YES | 0.13376 | 65 | 65 | 69 | 0 | 1.025 | GGT | 1 | 0.3094 | 69 | 69 | 9.2292 | 69 |  |  | 0.3094 | 21.3489
1894 | DECRDOVA_4G | C | North | YES | 0.13376 | 65 | 65 | 69 | 0 | 1.025 | GGT | 1 | 0.3094 | 69 | 69 | 9.2292 | 69 |  |  | 0.3094 | 21.3489
1895 | DECRDOVA_5G | D | North | YES | 0.13376 | 65 | 65 | 68 | 0 | 1.025 | GGT | 1 | 0.3094 | 68 | 68 | 9.0955 | 68 |  |  | 0.3094 | 21.0395
503 | NTHTEXAS01 | 1 | North | YES | 0.13379 | 0 | 5 | 18 |  | 1.015 | GST | 1 | 0.30943 | 18 | 18 | 2.4081 | 18 |  |  | 0.30943 | 5.5698
504 | NTHTEXAS02 | 2 | North | YES | 0.13379 | 14.4 | 5 | 18 |  | 1.015 | GST | 1 | 0.30943 | 18 | 18 | 2.4081 | 18 |  |  | 0.30943 | 5.5698
505 | NTHTEXAS03 | 3 | North | YES | 0.13379 | 30.4 | 15 | 38 |  | 1.015 | GST | 1 | 0.30943 | 38 | 38 | 5.0839 | 38 |  |  | 0.30943 | 11.7585
1898 | COMCHEPK_1G | 1 | North | YES | 0.13443 | 1217 | 1150 | 1217 | 0 | 1.032 | Nuc | 1 | 0.31008 | 0 | 0 | 0 | 0 |  |  | 0.31008 | 0
1899 | COMCHEPK_2G | 2 | North | YES | 0.13443 | 1159 | 1128 | 1159 | 0 | 1.032 | Nuc | 1 | 0.31008 | 0 | 0 | 0 | 0 |  |  | 0.31008 | 0
1453 | WCPWRCO_1G | 1 | North | YES | 0.13461 | 204 | 50 | 204 | 0 | 1.02 | CC | 1 | 0.31026 | 204 | 204 | 27.46 | 204 |  |  | 0.31026 | 63.2921
1454 | WCPWRCO_2G | 2 | North | YES | 0.13461 | 204 | 50 | 204 | 0 | 1.02 | CC | 1 | 0.31026 | 204 | 204 | 27.46 | 204 |  |  | 0.31026 | 63.2921
1455 | WCPWRCO_3G | 3 | North | YES | 0.13461 | 242 | 50 | 242 |  | 1.02 | CC | 1 | 0.31026 | 242 | 242 | 32.5751 | 242 |  |  | 0.31026 | 75.0819
1877 | WLFHOLW_1G | 1 | North | YES | 0.1348 | 217.3 | 89.2 | 217.3 | 0 | 1.032 | CC | 1 | 0.31044 | 217.3 | 217.3 | 29.2914 | 217.3 |  |  | 0.31044 | 67.4596
1878 | WLFHOLW_2G | 2 | North | YES | 0.1348 | 215.7 | 105 | 215.7 | 0 | 1.032 | CC | 1 | 0.31044 | 215.7 | 215.7 | 29.0757 | 215.7 |  |  | 0.31044 | 66.9629
1879 | WLFHOLW_3G | 3 | North | YES | 0.1348 | 272.4 | 89.2 | 272.4 | 0 | 1.032 | CC | 1 | 0.31044 | 272.4 | 272.4 | 36.7187 | 272.4 |  |  | 0.31044 | 84.5651
1889 | DECRDOVA_1G | 1 | North | YES | 0.13505 | 779 | 255 | 779 | 0 | 1.02 | GSC | 1 | 0.3107 | 779 | 779 | 105.2071 | 779 |  |  | 0.3107 | 242.0366
580 | JCKCNTY801 | 1 | North | YES | 0.13548 | 288 | 0 | 288 | 0 | 1.022 | CC | 1 | 0.31113 | 288 | 288 | 39.018 | 288 |  |  | 0.31113 | 89.6045
581 | JCKCNTY802 | 2 | North | YES | 0.13548 | 147 | 0 | 147 | 0 | 1.022 | CC | 1 | 0.31113 | 147 | 147 | 19.9154 | 147 |  |  | 0.31113 | 45.7356
582 | JCKCNTY803 | 3 | North | YES | 0.13548 | 147 | 0 | 147 | 0 | 1.022 | CC | 1 | 0.31113 | 147 | 147 | 19.9154 | 147 |  |  | 0.31113 | 45.7356
1937 | MDLTHELP_5G | 5 | North | YES | 0.13601 | 224 | 74 | 224 | 0 | 1 | CC | 1 | 0.31165 | 224 | 224 | 30.4656 | 224 |  |  | 0.31165 | 69.8106
1938 | MDLTHELP_6G | 6 | North | YES | 0.13601 | 226 | 74 | 226 | 0 | 1 | CC | 1 | 0.31165 | 226 | 226 | 30.7376 | 226 |  |  | 0.31165 | 70.4339
1943 | MDLTHELP_3G | 3 | North | YES | 0.13601 | 212 | 74 | 212 | 0 | 1 | CC | 1 | 0.31165 | 212 | 212 | 28.8335 | 212 |  |  | 0.31165 | 66.0708
1944 | MDLTHELP_4G | 4 | North | YES | 0.13601 | 211 | 74 | 211 | 0 | 1 | CC | 1 | 0.31165 | 211 | 211 | 28.6975 | 211 |  |  | 0.31165 | 65.7591
1861 | EAGLEMNT_1G | MB | North | YES | 0.13684 | 0 | 30 | 112 |  | 1.022 | GST | 1 | 0.31248 | 0 | 0 | 0 | 0 |  |  | 0.31248 | 0
1862 | EAGLEMNT_2G | MB | North | YES | 0.13684 | 0 | 40 | 100 |  | 1.022 | GST | 1 | 0.31248 | 0 | 0 | 0 | 0 |  |  | 0.31248 | 0
1863 | EAGLEMNT_3G | MB | North | YES | 0.13684 | 0 | 50 | 378 |  | 1.022 | GST | 1 | 0.31248 | 0 | 0 | 0 | 0 |  |  | 0.31248 | 0
728 | WOLFRIDGE801 | 1 | North | YES | 0.13737 | 11.2 | 0 | 112.5 | 0 | 0.99 | Wind | 1 | 0.31302 | 0 | 112.5 | 15.4543 | 112.5 |  |  | 0.31302 | 35.2147
1941 | MDLTHELP_1G | 1 | North | YES | 0.13739 | 216.4 | 74 | 216.4 | 0 | 1 | CC | 1 | 0.31304 | 216.4 | 216.4 | 29.7323 | 216.4 |  |  | 0.31304 | 67.7424
1942 | MDLTHELP_2G | 2 | North | YES | 0.13739 | 216.1 | 74 | 216.1 | 0 | 1 | CC | 1 | 0.31304 | 216.1 | 216.1 | 29.6911 | 216.1 |  |  | 0.31304 | 67.6485
1947 | HANDLEY_3G | 3 | North | YES | 0.13741 | 316 | 100 | 395 | 0 | 1.022 | GST | 1 | 0.31306 | 395 | 395 | 54.2769 | 395 |  |  | 0.31306 | 123.6578
1949 | HANDLEY_5G | 5 | North | YES | 0.13741 | 348 | 150 | 435 | 0 | 1.022 | GST | 1 | 0.31306 | 435 | 435 | 59.7734 | 435 |  |  | 0.31306 | 136.1801
1948 | HANDLEY_4G | 4 | North | YES | 0.13764 | 348 | 150 | 435 | 0 | 1.022 | GST | 1 | 0.31329 | 435 | 435 | 59.8751 | 435 |  |  | 0.31329 | 136.2819
923 | SPENCER_G4 | 1 | North | YES | 0.13865 | 48 | 20 | 61 | 0 | 1.03 | GST | 1 | 0.31429 | 61 | 61 | 8.4574 | 61 |  |  | 0.31429 | 19.1719
924 | SPENCER_G5 | 1 | North | YES | 0.13865 | 52 | 20 | 66 | 0 | 1.03 | GST | 1 | 0.31429 | 66 | 66 | 9.1506 | 66 |  |  | 0.31429 | 20.7434
12322 | ENNSTRAC_1G | 1 | North | YES | 0.141 | 196 | 130 | 196 | 0 | 1.036 | CC | 1 | 0.31665 | 196 | 196 | 27.6366 | 196 |  |  | 0.31665 | 62.0635
12323 | ENNSTRAC_2G | 2 | North | YES | 0.141 | 116 | 100 | 116 | 0 | 1.036 | CC | 1 | 0.31665 | 116 | 116 | 16.3563 | 116 |  |  | 0.31665 | 36.7315
2381 | NTHLK1_G | 1 | North | YES | 0.14105 | 0 | 35 | 156 |  | 1.022 | GST | 1 | 0.3167 | 156 | 156 | 22.0036 | 156 |  |  | 0.3167 | 49.4047
2382 | NTHLK2_G | 2 | North | YES | 0.14105 | 0 | 35 | 181 |  | 1.022 | GST | 1 | 0.3167 | 181 | 181 | 25.5299 | 181 |  |  | 0.3167 | 57.3221
2383 | NTHLK3_G | 3 | North | YES | 0.14105 | 0 | 50 | 329 |  | 1.022 | GST | 1 | 0.3167 | 329 | 329 | 46.4051 | 329 |  |  | 0.3167 | 104.1932
2371 | COLLIN_1G | MB | North | YES | 0.1413 | 0 | 40 | 138 |  | 1.022 | GST | 1 | 0.31695 | 0 | 0 | 0 | 0 |  |  | 0.31695 | 0
6948 | DENISNDM | 1 | North | YES | 0.142 | 40 | 5 | 40 |  | 1.015 | Hydro | 1 | 0.31765 | 0 | 0 | 0 | 0 |  |  | 0.31765 | 0
6948 | DENISNDM | 2 | North | YES | 0.142 | 31 | 5 | 40 |  | 1.015 | Hydro | 1 | 0.31765 | 0 | 0 | 0 | 0 |  |  | 0.31765 | 0
2413 | MTCK6_G | 6 | North | YES | 0.14222 | 0 | 30 | 118 |  | 1.022 | GST | 1 | 0.31787 | 118 | 118 | 16.7822 | 118 |  |  | 0.31787 | 37.5086
2414 | MTCK7_G | 7 | North | YES | 0.14222 | 0 | 30 | 115 |  | 1.022 | GST | 1 | 0.31787 | 115 | 115 | 16.3555 | 115 |  |  | 0.31787 | 36.555
2417 | MTCK8_G | 8 | North | YES | 0.14222 | 444.8 | 60 | 556 | 0 | 1.022 | GSC | 1 | 0.31787 | 556 | 556 | 79.0754 | 556 |  |  | 0.31787 | 176.7355
1687 | VALLEY_1G | 1 | North | YES | 0.14223 | 136 | 15 | 170 | 0 | 1.029 | GST | 1 | 0.31788 | 170 | 170 | 24.1798 | 170 |  |  | 0.31788 | 54.0399
1688 | VALLEY_2G | 2 | North | YES | 0.14223 | 527 | 90 | 527 | 0 | 1.029 | GSC | 1 | 0.31788 | 527 | 527 | 74.9573 | 527 |  |  | 0.31788 | 167.5236
1689 | VALLEY_3G | 3 | North | YES | 0.14252 | 0 | 25 | 375 |  | 1.003 | GST | 1 | 0.31817 | 375 | 375 | 53.4457 | 375 |  |  | 0.31817 | 119.3136
11691 | KMICHICT1_G | 1 | North | YES | 0.14252 | 144 | 80 | 144 | 0 | 1.026 | CC | 1 | 0.31817 | 144 | 144 | 20.5232 | 144 |  |  | 0.31817 | 45.8164
11692 | KMICHICT2_G | 2 | North | YES | 0.14252 | 146 | 80 | 146 | 0 | 1.026 | CC | 1 | 0.31817 | 146 | 146 | 20.8082 | 146 |  |  | 0.31817 | 46.4528
11693 | KMICHIST3_G | 3 | North | YES | 0.14252 | 312 | 60 | 312 | 0 | 1.026 | CC | 1 | 0.31817 | 312 | 312 | 44.4669 | 312 |  |  | 0.31817 | 99.2689
11694 | KMICHICT4_G | 4 | North | YES | 0.14252 | 144 | 80 | 144 | 0 | 1.026 | CC | 1 | 0.31817 | 144 | 144 | 20.5232 | 144 |  |  | 0.31817 | 45.8164
11695 | KMICHICT5_G | 5 | North | YES | 0.14252 | 148 | 80 | 148 | 0 | 1.026 | CC | 1 | 0.31817 | 148 | 148 | 21.0933 | 148 |  |  | 0.31817 | 47.0891
11696 | KMICHIST6_G | 6 | North | YES | 0.14252 | 310 | 60 | 310 | 0 | 1.026 | CC | 1 | 0.31817 | 310 | 310 | 44.1818 | 310 |  |  | 0.31817 | 98.6326
1678 | LAMARPWR_1G | 1 | North | YES | 0.14265 | 160 | 67.7 | 160 | 0 | 1.038 | CC | 1 | 0.3183 | 160 | 160 | 22.824 | 160 |  |  | 0.3183 | 50.9276
1679 | LAMARPWR_2G | 2 | North | YES | 0.14265 | 156 | 67.7 | 156 | 0 | 1.038 | CC | 1 | 0.3183 | 156 | 156 | 22.2534 | 156 |  |  | 0.3183 | 49.6544
1680 | LAMARPWR_3G | 3 | North | YES | 0.14265 | 196 | 129.1 | 196 | 0 | 1.038 | CC | 1 | 0.3183 | 196 | 196 | 27.9594 | 196 |  |  | 0.3183 | 62.3863
1681 | LAMARPWR_4G | 4 | North | YES | 0.14265 | 156 | 67.7 | 156 | 0 | 1.038 | CC | 1 | 0.3183 | 156 | 156 | 22.2534 | 156 |  |  | 0.3183 | 49.6544
1682 | LAMARPWR_5G | 5 | North | YES | 0.14265 | 157 | 67.7 | 157 | 0 | 1.038 | CC | 1 | 0.3183 | 157 | 157 | 22.396 | 157 |  |  | 0.3183 | 49.9727
1683 | LAMARPWR_6G | 6 | North | YES | 0.14265 | 198 | 129.1 | 198 | 0 | 1.038 | CC | 1 | 0.3183 | 198 | 198 | 28.2447 | 198 |  |  | 0.3183 | 63.0229
1675 | PEC_1G | 1 | North | YES | 0.14274 | 76.7 | 35 | 76.7 | 0 | 1.022 | Cogen | 1 | 0.31839 | 0 | 0 | 0 | 0 |  |  | 0.31839 | 0
1676 | PEC_2G | 2 | North | YES | 0.14274 | 79.6 | 35 | 79.6 | 0 | 1.022 | Cogen | 1 | 0.31839 | 0 | 0 | 0 | 0 |  |  | 0.31839 | 0
1677 | PEC_3G | 3 | North | YES | 0.14274 | 88.4 | 35 | 88.4 | 0 | 1.022 | Cogen | 1 | 0.31839 | 0 | 0 | 0 | 0 |  |  | 0.31839 | 0
1701 | MOSES_1G | 1 | North | YES | 0.14288 | 558 | 175 | 558 | 0 | 1.023 | LIGCO | 1 | 0.31853 | 0 | 558 | 79.7265 | 558 |  |  | 0.31853 | 177.7379
1702 | MOSES_2G | 2 | North | YES | 0.14288 | 579 | 175 | 579 | 0 | 1.023 | LIGCO | 1 | 0.31853 | 0 | 579 | 82.7269 | 579 |  |  | 0.31853 | 184.4269
1703 | MOSES_3G | 3 | North | YES | 0.14288 | 808 | 463 | 808 | 0 | 1.023 | LIGCO | 1 | 0.31853 | 0 | 808 | 115.4462 | 808 |  |  | 0.31853 | 257.3695
5925 | DCEAST | EQ | North | YES | 0.14288 | 400.3 | -600 | 600 | 0 | 1.025 | DCTie | 1 | 0.31853 | 0 | 0 | 0 | 0 |  |  | 0.31853 | 0
842 | OLINGER_G1 | 1 | North | YES | 0.14315 | 55.4 | 20 | 79 | 0 | 1.03 | GST | 1 | 0.31879 | 79 | 79 | 11.3086 | 79 |  |  | 0.31879 | 25.1848
843 | OLINGER_G2 | 1 | North | YES | 0.14315 | 76.2 | 25 | 110 | 0 | 1.03 | GST | 1 | 0.31879 | 110 | 110 | 15.7462 | 110 |  |  | 0.31879 | 35.0674
844 | OLINGER_G3 | 1 | North | YES | 0.14315 | 103.9 | 45 | 150 | 0 | 1.03 | GST | 1 | 0.31879 | 150 | 150 | 21.472 | 150 |  |  | 0.31879 | 47.8192
845 | OLINGER_G4 | 1 | North | YES | 0.14315 | 51.9 | 0 | 76 | 0 | 1.03 | GGT | 1 | 0.31879 | 76 | 76 | 10.8792 | 76 |  |  | 0.31879 | 24.2284
837 | NEWMAN_G5 | 1 | North | YES | 0.14317 | 0 | 15 | 40 |  | 1.01 | GST | 1 | 0.31882 | 40 | 40 | 5.7268 | 40 |  |  | 0.31882 | 12.7527
949 | STEAM2 | 1 | North | YES | 0.14333 | 26 | 8 | 26 | 0 | 0.99 | GST | 1 | 0.31898 | 26 | 26 | 3.7267 | 26 |  |  | 0.31898 | 8.2935
950 | STEAM3 | 1 | North | YES | 0.14333 | 41 | 13 | 42 | 0 | 1.02 | GST | 1 | 0.31898 | 42 | 42 | 6.02 | 42 |  |  | 0.31898 | 13.3972
948 | STEAM1 | 1 | North | YES | 0.14333 | 0 | 12 | 20 |  | 1.02 | GST | 1 | 0.31898 | 20 | 20 | 2.8667 | 20 |  |  | 0.31898 | 6.3796
12440 | PARKD_1SVC8 | 1 | North | YES | 0.14368 | 0 | 0 | 0 | 0 | 1.007 | GST | 1 | 0.31933 | 0 | 0 | 0 | 0 |  |  | 0.31933 | 0
12449 | PARKD_2SVC8 | 1 | North | YES | 0.14368 | 0 | 0 | 0 | 0 | 1.007 | GST | 1 | 0.31933 | 0 | 0 | 0 | 0 |  |  | 0.31933 | 0
2451 | LKHB1_G | 1 | North | YES | 0.14375 | 0 | 80 | 391 |  | 1.022 | GST | 1 | 0.31939 | 391 | 391 | 56.2043 | 391 |  |  | 0.31939 | 124.8825
2452 | LKHB2_G | 2 | North | YES | 0.14375 | 516 | 80 | 516 | 0 | 1.022 | GST | 1 | 0.31939 | 516 | 516 | 74.1724 | 516 |  |  | 0.31939 | 164.8066
12411 | FPLEFR1A_G | 1 | North | YES | 0.14447 | 161 | 72 | 161 | 0 | 1 | CC | 1 | 0.32011 | 161 | 161 | 23.2589 | 161 |  |  | 0.32011 | 51.5381
12412 | FPLEFR1B_G | 2 | North | YES | 0.14447 | 164 | 72 | 164 | 0 | 1 | CC | 1 | 0.32011 | 164 | 164 | 23.6923 | 164 |  |  | 0.32011 | 52.4985
12413 | FPLEFR1C_G | 3 | North | YES | 0.14447 | 164 | 72 | 164 | 0 | 1 | CC | 1 | 0.32011 | 164 | 164 | 23.6923 | 164 |  |  | 0.32011 | 52.4985
12414 | FPLEFR1S_G | 4 | North | YES | 0.14447 | 414 | 191 | 414 | 0 | 1 | CC | 1 | 0.32011 | 414 | 414 | 59.8085 | 414 |  |  | 0.32011 | 132.5266
12421 | FPLEFR2A_G | 1 | North | YES | 0.14447 | 162 | 72 | 162 | 0 | 1 | CC | 1 | 0.32011 | 162 | 162 | 23.4033 | 162 |  |  | 0.32011 | 51.8582
12422 | FPLEFR2B_G | 2 | North | YES | 0.14447 | 161 | 72 | 161 | 0 | 1 | CC | 1 | 0.32011 | 161 | 161 | 23.2589 | 161 |  |  | 0.32011 | 51.5381
12423 | FPLEFR2C_G | 3 | North | YES | 0.14447 | 163 | 72 | 163 | 0 | 1 | CC | 1 | 0.32011 | 163 | 163 | 23.5478 | 163 |  |  | 0.32011 | 52.1784
12424 | FPLEFR2S_G | 4 | North | YES | 0.14447 | 415 | 191 | 415 | 0 | 1 | CC | 1 | 0.32011 | 415 | 415 | 59.953 | 415 |  |  | 0.32011 | 132.8467
3126 | TRINIDAD_6G | 1 | North | YES | 0.1447 | 179.2 | 46 | 224 | 0 | 1 | GST | 1 | 0.32035 | 224 | 224 | 32.4137 | 224 |  |  | 0.32035 | 71.7588
3097 | MARTLAKE_1G | 1 | North | YES | 0.14836 | 790 | 500 | 790 | 0 | 1.017 | LIGCO | 1 | 0.32401 | 0 | 790 | 117.2083 | 790 |  |  | 0.32401 | 255.97
3098 | MARTLAKE_2G | 2 | North | YES | 0.14836 | 795 | 461 | 795 | 0 | 1.017 | LIGCO | 1 | 0.32401 | 0 | 795 | 117.9502 | 795 |  |  | 0.32401 | 257.59
3099 | MARTLAKE_3G | 3 | North | YES | 0.14836 | 804 | 500 | 804 | 0 | 1.017 | LIGCO | 1 | 0.32401 | 0 | 804 | 119.2855 | 804 |  |  | 0.32401 | 260.5061
13116 | TGATEWAY_1G | 1 | North | YES | 0.14892 | 151 | 30 | 151 | 0 | 1.0232 | CC | 1 | 0.32457 | 151 | 151 | 22.4872 | 151 |  |  | 0.32457 | 49.01
13117 | TGATEWAY_2G | 2 | North | YES | 0.14892 | 130 | 30 | 130 | 0 | 1.0232 | CC | 1 | 0.32457 | 130 | 130 | 19.3599 | 130 |  |  | 0.32457 | 42.1941
13118 | TGATEWAY_3G | 3 | North | YES | 0.14892 | 148 | 30 | 148 | 0 | 1.0232 | CC | 1 | 0.32457 | 148 | 148 | 22.0405 | 148 |  |  | 0.32457 | 48.0363
13119 | TGATEWAY_4G | 4 | North | YES | 0.14892 | 399 | 65 | 399 | 0 | 1.0232 | CC | 1 | 0.32457 | 399 | 399 | 59.4199 | 399 |  |  | 0.32457 | 129.5033
3348 | CHAMPION_1G | MB | North | YES | 0.14943 | 0 | 42 | 42 |  | 1 | Cogen | 1 | 0.32508 | 0 | 0 | 0 | 0 |  |  | 0.32508 | 0
3309 | ASPN_G | 1 | North | YES | 0.14949 | 50 | 0 | 50 |  | 1 | Bio | 1 | 0.32513 | 50 | 50 | 7.4744 | 50 |  |  | 0.32513 | 16.2567
3107 | STRYKER_1G | 1 | North | YES | 0.14957 | 145.6 | 45 | 182 | 0 | 1.029 | GST | 1 | 0.32522 | 182 | 182 | 27.2225 | 182 |  |  | 0.32522 | 59.1903
3108 | STRYKER_2G | 2 | North | YES | 0.14957 | 484 | 75 | 484 | 0 | 1.029 | GST | 1 | 0.32522 | 484 | 484 | 72.3938 | 484 |  |  | 0.32522 | 157.4073
13134 | CALFREST_4G | 4 | North | YES | 0.1551 | 151.5 | 40 | 151.5 | 0 | 1.031 | CC | 1 | 0.33075 | 151.5 | 151.5 | 23.4973 | 151.5 |  |  | 0.33075 | 50.108
13135 | CALFREST_5G | 5 | North | YES | 0.1551 | 152.3 | 57 | 152.3 | 0 | 1.031 | CC | 1 | 0.33075 | 152.3 | 152.3 | 23.6214 | 152.3 |  |  | 0.33075 | 50.3726
13136 | CALFREST_6G | 6 | North | YES | 0.1551 | 177.5 | 40 | 177.5 | 0 | 1.031 | CC | 1 | 0.33075 | 177.5 | 177.5 | 27.5299 | 177.5 |  |  | 0.33075 | 58.7073
13131 | CALFREST_1G | 1 | North | YES | 0.15537 | 150.7 | 40 | 150.7 | 0 | 1.031 | CC | 1 | 0.33101 | 150.7 | 150.7 | 23.4137 | 150.7 |  |  | 0.33101 | 49.8838
13132 | CALFREST_2G | 2 | North | YES | 0.15537 | 151 | 57 | 151 | 0 | 1.031 | CC | 1 | 0.33101 | 151 | 151 | 23.4603 | 151 |  |  | 0.33101 | 49.9831
13133 | CALFREST_3G | 3 | North | YES | 0.15537 | 177.4 | 40 | 177.4 | 0 | 1.031 | CC | 1 | 0.33101 | 177.4 | 177.4 | 27.5619 | 177.4 |  |  | 0.33101 | 58.7218
3381 | BBRN_1G | 1 | North | YES | 0.15664 | 618 | 225 | 618 | 0 | 1.03 | LIGCO | 1 | 0.33229 | 0 | 618 | 96.8023 | 618 |  |  | 0.33229 | 205.3525
3382 | BBRN_2G | 2 | North | YES | 0.15664 | 589 | 225 | 589 | 0 | 1.03 | LIGCO | 1 | 0.33229 | 0 | 589 | 92.2598 | 589 |  |  | 0.33229 | 195.7162
48721 | LEG_1___1 | 1 | North | YES | 0.17221 | 827 | 357 | 827 | 0 | 1.0348 | LIGCO | 1 | 0.34786 | 0 | 827 | 142.421 | 827 |  |  | 0.34786 | 287.6816
48722 | LEG_2___2 | 2 | North | YES | 0.17221 | 819 | 357 | 819 | 0 | 1.0348 | LIGCO | 1 | 0.34786 | 0 | 819 | 141.0433 | 819 |  |  | 0.34786 | 284.8987
39960 | TNTNPONE_18 | 1 | North | YES | 0.18215 | 152.3 | 30 | 152.3 |  | 1.04 | LIGCO | 1 | 0.3578 | 0 | 152.3 | 27.7413 | 152.3 |  |  | 0.3578 | 54.4924
39970 | TNTNPONE_28 | 1 | North | YES | 0.18215 | 153 | 30 | 153 |  | 1.04 | LIGCO | 1 | 0.3578 | 0 | 153 | 27.8688 | 153 |  |  | 0.3578 | 54.7429
32883 | BRYN_DNSBY3 | 1 | North | YES | 0.18638 | 0 | 2 | 48 |  | 1.015 | GST | 1 | 0.36202 | 48 | 48 | 8.9461 | 48 |  |  | 0.36202 | 17.3772
32884 | BRYN_DNSBY13 | 1 | North | YES | 0.18638 | 46 | 2 | 46 | 0 | 1.015 | GST | 1 | 0.36202 | 46 | 46 | 8.5733 | 46 |  |  | 0.36202 | 16.6531
32892 | BRYN_DNSBY14 | 1 | North | YES | 0.18638 | 84 | 25 | 105 | 0 | 1.035 | GST | 1 | 0.36202 | 105 | 105 | 19.5696 | 105 |  |  | 0.36202 | 38.0126
32886 | BRYN_ATKINS3 | MB | North | YES | 0.19079 | 0 | 5 | 12 |  | 1 | GST | 1 | 0.36644 | 0 | 0 | 0 | 0 |  |  | 0.36644 | 0
32887 | BRYN_ATKINS6 | MB | North | YES | 0.19079 | 0 | 12 | 51 |  | 1.028 | GST | 1 | 0.36644 | 0 | 0 | 0 | 0 |  |  | 0.36644 | 0
32888 | BRYN_ATKINS7 | 1 | North | YES | 0.19079 | 13.6 | 4 | 17 |  | 1.028 | GGT | 1 | 0.36644 | 17 | 17 | 3.2434 | 17 |  |  | 0.36644 | 6.2295
32890 | BRYN_ATKINS4 | MB | North | YES | 0.19079 | 0 | 5 | 22 |  | 1.031 | GST | 1 | 0.36644 | 0 | 0 | 0 | 0 |  |  | 0.36644 | 0
32891 | BRYN_ATKINS5 | MB | North | YES | 0.19079 | 0 | 5 | 25 |  | 1.031 | GST | 1 | 0.36644 | 0 | 0 | 0 | 0 |  |  | 0.36644 | 0
32798 | BRYN_TAMUGEN | 1 | North | YES | 0.19306 | 32 | 0 | 32 |  | 1.02 | GST | 1 | 0.36871 | 32 | 32 | 6.178 | 32 |  |  | 0.36871 | 11.7987
990 | GIBN_CREK_G1 | 1 | North | YES | 0.20761 | 463 | 200 | 463 | 0 | 1.0275 | LIGCO | 1 | 0.38326 | 0 | 463 | 96.1239 | 463 |  |  | 0.38326 | 177.4487
48671 | FTR_GT1_5105 | 1 | North | YES | 0.21396 | 154.2 | 0 | 154.2 | 0 | 1.0319 | CC | 1 | 0.3896 | 154.2 | 154.2 | 32.992 | 154.2 |  |  | 0.3896 | 60.0769
48672 | FTR_GT2_5110 | 2 | North | YES | 0.21396 | 159 | 0 | 159 | 0 | 1.0319 | CC | 1 | 0.3896 | 159 | 159 | 34.019 | 159 |  |  | 0.3896 | 61.947
48673 | FTR_GT3_5085 | 3 | North | YES | 0.21396 | 158 | 0 | 158 | 0 | 1.0319 | CC | 1 | 0.3896 | 158 | 158 | 33.805 | 158 |  |  | 0.3896 | 61.5574
48674 | FTR_CN4_5095 | 4 | North | YES | 0.21396 | 380 | 0 | 380 | 0 | 1.0319 | CC | 1 | 0.3896 | 380 | 380 | 81.3033 | 380 |  |  | 0.3896 | 148.0494
Note on AL4: Zonal Cap - Zonal Impact

## Distributed Slack - Bound Gen
Number of Bus | Name of Bus | ID | Area Name of Gen | AGC | P Sensitivity of Bus | Gen MW | Min MW | Max MW | V Sensitivity of Bus | Set Volt | Tech Type | Zone Impact | Zone Correlation | Inc Max | Dec Max | Souce S.F. Weighting | Souce Capacity | Sink S.F. Weighting | Sink Capacity | PTDF Calc | PTDF Weighting | max of zone correlation | 0.10018 |  |  | Neg PTDF weight | Pos PTDF weight
13432 | SANDOW_5G | 5 | South | YES | 0.044717 | 581 | 225 | 581 |  | 1.029 | LIGCO | -1 | 0.10018 | 0 | 581 |  |  |  |  | -0.10018 | 0 |  |  |  |  | 0 | 0
3432 | SANDOW_4G | 4 | South | YES | 0.026835 | 580 | 225 | 580 |  | 1.029 | LIGCO | -1 | 0.11806 | 0 | 580 |  |  |  |  | -0.11806 | 0 |  |  |  |  | 0 | 0
7022 | L_BUCHAN1_1Y | 1 | South | YES | 0.011769 | 0 | 0 | 18 |  | 1 | Hydro | -1 | 0.13312 | 0 | 0 |  |  |  |  | -0.13312 | 0 |  |  |  |  | 0 | 0
7023 | L_BUCHAN1_2Y | 2 | South | YES | 0.011769 | 0 | 0 | 18 |  | 1 | Hydro | -1 | 0.13312 | 0 | 0 |  |  |  |  | -0.13312 | 0 |  |  | Weighted Shift Factors |  | 0 | 0
7024 | L_BUCHAN1_3Y | 3 | South | YES | 0.011769 | 0 | 0 | 15 |  | 1 | Hydro | -1 | 0.13312 | 0 | 0 |  |  |  |  | -0.13312 | 0 |  |  | North | 0.14489 | 0 | 0
7026 | L_INKSDA1_1Y | 1 | South | YES | 0.011124 | 0 | 0 | 13.7 |  | 1 | Hydro | -1 | 0.13377 | 0 | 0 |  |  |  |  | -0.13377 | 0 |  |  | Houston | -0.17565 | 0 | 0
8032 | AMISTADHYD1 | 1 | South | YES | 0.00464 | 33 | 13 | 33 | 0 | 1.03 | Hydro | -1 | 0.14025 | 0 | 0 |  |  |  |  | -0.14025 | 0 |  |  |  |  | 0 | 0
8033 | AMISTADHYD2 | 2 | South | YES | 0.00464 | 25 | 13 | 25 | 0 | 1.03 | Hydro | -1 | 0.14025 | 0 | 0 |  |  |  |  | -0.14025 | 0 | Houston |  |  |  | 0 | 0
88253 | HAMILTON | F | South | YES | 0.00464 | 0 | 0 | 0 | 0 | 1.04 | BLT | -1 | 0.14025 | 0 | 0 |  |  |  |  | -0.14025 | 0 | Line Rating |  | 1450 |  | 0 | 0
7035 | L_WIRTZ_1G1Y | 1 | South | YES | 0.002883 | 0 | 0 | 29 |  | 1 | Hydro | -1 | 0.14201 | 0 | 0 |  |  |  |  | -0.14201 | 0 | Impact Counter to Zone: |  | 0 |  | 0 | 0
7036 | L_WIRTZ_1G2Y | 2 | South | YES | 0.002883 | 0 | 0 | 29.7 |  | 1 | Hydro | -1 | 0.14201 | 0 | 0 |  |  |  |  | -0.14201 | 0 |  |  | 0% |  | 0 | 0
7000 | L_FERGUS1_1Y | 1 | South | YES | 0.002651 | 400 | 65 | 423.3 | 0 | 1.015 | GSC | -1 | 0.14224 | 423.3 | 423.3 |  |  |  |  | -0.14224 | -60.2107 |  |  |  |  | 0 | 0
7028 | L_MARBFA1_1Y | 1 | South | YES | 0.00017 | 0 | 0 | 18 |  | 1 | Hydro | -1 | 0.14472 | 0 | 0 |  |  |  |  | -0.14472 | 0 | North |  |  |  | 0 | 0
7029 | L_MARBFA1_2Y | 2 | South | YES | 0.00017 | 0 | 0 | 18 |  | 1 | Hydro | -1 | 0.14472 | 0 | 0 |  |  |  |  | -0.14472 | 0 | Line Rating |  | 1450 |  | 0 | 0
5934 | SI_RAY5 | 5 | South | YES | 0 | 0 | 10 | 15 |  | 1.035 | GST | -1 | 0.14489 | 15 | 15 |  |  |  |  | -0.14489 | -2.1734 | Impact Counter to Zone: |  | 0 |  | 0 | 0
8139 | JOS #1 | MB | South | YES | 0 | 0 | 45 | 255 |  | 1.02 | GST | -1 | 0.14489 | 0 | 0 |  |  |  |  | -0.14489 | 0 |  |  | 0% |  | 0 | 0
8285 | LAR #1 | MB | South | YES | 0 | 0 | 9 | 32 |  | 1.0497 | GST | -1 | 0.14489 | 0 | 0 |  |  |  |  | -0.14489 | 0 |  |  |  |  | 0 | 0
8287 | LAR #2 | MB | South | YES | 0 | 0 | 9 | 32 |  | 1.04 | GST | -1 | 0.14489 | 0 | 0 |  |  |  |  | -0.14489 | 0 |  |  |  |  | 0 | 0
8288 | LAR #3 | MB | South | YES | 0 | 0 | 25 | 105 |  | 1.04 | GST | -1 | 0.14489 | 0 | 0 |  |  |  |  | -0.14489 | 0 |  |  |  |  | 0 | 0
8388 | BATES0A | MB | South | YES | 0 | 0 | 21 | 71 |  | 1.033 | GST | -1 | 0.14489 | 0 | 0 |  |  |  |  | -0.14489 | 0 |  |  |  |  | 0 | 0
8393 | BATES0B | MB | South | YES | 0 | 0 | 25 | 110 |  | 1.03 | GST | -1 | 0.14489 | 0 | 0 |  |  |  |  | -0.14489 | 0 |  |  |  |  | 0 | 0
8437 | NUECES_B0C | MB | South | YES | 0 | 0 | 7 | 30 |  | 1.03 | GST | -1 | 0.14489 | 0 | 0 |  |  |  |  | -0.14489 | 0 |  |  |  |  | 0 | 0
8438 | NUECES_B0B | MB | South | YES | 0 | 0 | 26 | 169 |  | 1.03 | GST | -1 | 0.14489 | 0 | 0 |  |  |  |  | -0.14489 | 0 |  |  |  |  | 0 | 0
39190 | TNSLCGN1__8 | 1 | Houston | YES | 0 | 0 | 10 | 30 |  | 1.03 | Cogen | -1 | 0.14489 | 0 | 0 |  |  | 0 | 0 | -0.14489 | 0 |  |  |  |  | 0 | 0
7031 | L_MARSFO1G1Y | 1 | South | YES | -0.004962 | 0 | 0 | 36 |  | 1 | Hydro | -1 | 0.14985 | 0 | 0 |  |  |  |  | -0.14985 | 0 |  |  |  |  | 0 | 0
7032 | L_MARSFO1G2Y | 2 | South | YES | -0.004962 | 0 | 0 | 35 |  | 1 | Hydro | -1 | 0.14985 | 0 | 0 |  |  |  |  | -0.14985 | 0 |  |  |  |  | 0 | 0
7033 | L_MARSFO1G3Y | 3 | South | YES | -0.004962 | 0 | 0 | 36 |  | 1 | Hydro | -1 | 0.14985 | 0 | 0 |  |  |  |  | -0.14985 | 0 |  |  |  |  | 0 | 0
9005 | DECKR_G6 | 6 | South | YES | -0.006719 | 44 | 24 | 47 | 0 | 1.015 | GGT | -1 | 0.15161 | 47 | 47 |  |  |  |  | -0.15161 | -7.1257 |  |  |  |  | 0 | 0
9003 | DECKR_G4 | 4 | South | YES | -0.006719 | 44 | 24 | 44 | 0 | 1.015 | GGT | -1 | 0.15161 | 44 | 44 |  |  |  |  | -0.15161 | -6.6709 |  |  |  |  | 0 | 0
9004 | DECKR_G5 | 5 | South | YES | -0.006719 | 44 | 24 | 44 | 0 | 1.015 | GGT | -1 | 0.15161 | 44 | 44 |  |  |  |  | -0.15161 | -6.6709 |  |  |  |  | 0 | 0
9002 | DECKR_G3 | 3 | South | YES | -0.006719 | 0 | 24 | 42 |  | 1.015 | GGT | -1 | 0.15161 | 42 | 42 |  |  |  |  | -0.15161 | -6.3677 |  |  |  |  | 0 | 0
9001 | DECKR_G2 | 2 | South | YES | -0.007763 | 400 | 50 | 426 | 0 | 1.015 | GST | -1 | 0.15266 | 426 | 426 |  |  |  |  | -0.15266 | -65.0311 |  |  |  |  | 0 | 0
9000 | DECKR_G1 | 1 | South | YES | -0.007763 | 280 | 50 | 321 | 0 | 1.015 | GST | -1 | 0.15266 | 321 | 321 |  |  |  |  | -0.15266 | -49.0023 |  |  |  |  | 0 | 0
7020 | L_AUSTPL1_1Y | 1 | South | YES | -0.007887 | 0 | 0 | 8 |  | 1 | Hydro | -1 | 0.15278 | 0 | 0 |  |  |  |  | -0.15278 | 0 |  |  |  |  | 0 | 0
7020 | L_AUSTPL1_1Y | 2 | South | YES | -0.007887 | 0 | 0 | 8 |  | 1 | Hydro | -1 | 0.15278 | 0 | 0 |  |  |  |  | -0.15278 | 0 |  |  |  |  | 0 | 0
9020 | SANDHG5A | 5A | South | YES | -0.009182 | 150 | 84 | 155 | 0 | 1.0175 | CC | -1 | 0.15407 | 155 | 155 |  |  |  |  | -0.15407 | -23.8815 |  |  |  |  | 0 | 0
9021 | SANDHG5C | 5C | South | YES | -0.009182 | 140 | 0 | 148 | 0 | 1.0175 | CC | -1 | 0.15407 | 148 | 148 |  |  |  |  | -0.15407 | -22.803 |  |  |  |  | 0 | 0
9016 | SANDH_G1 | 1 | South | YES | -0.009182 | 45 | 2 | 49 | 0 | 1.0175 | GGT | -1 | 0.15407 | 49 | 49 |  |  |  |  | -0.15407 | -7.5496 |  |  |  |  | 0 | 0
9019 | SANDH_G4 | 4 | South | YES | -0.009182 | 0 | 2 | 47 |  | 1.0175 | GGT | -1 | 0.15407 | 47 | 47 |  |  |  |  | -0.15407 | -7.2415 |  |  |  |  | 0 | 0
9017 | SANDH_G2 | 2 | South | YES | -0.009182 | 45 | 2 | 46 | 0 | 1.0175 | GGT | -1 | 0.15407 | 46 | 46 |  |  |  |  | -0.15407 | -7.0874 |  |  |  |  | 0 | 0
9018 | SANDH_G3 | 3 | South | YES | -0.009182 | 45 | 2 | 46 | 0 | 1.0175 | GGT | -1 | 0.15407 | 46 | 46 |  |  |  |  | -0.15407 | -7.0874 |  |  |  |  | 0 | 0
8262 | ELPS | 1 | South | YES | -0.010802 | 6 | 6 | 6 | 0 | 1.15 | Hydro | -1 | 0.15569 | 0 | 0 |  |  |  |  | -0.15569 | 0 |  |  |  |  | 0 | 0
7809 | L_BASTEN1_3Y | 1 | South | YES | -0.012783 | 232.6 | 42 | 232.6 | 0 | 1.004 | CC | -1 | 0.15768 | 232.6 | 232.6 |  |  |  |  | -0.15768 | -36.6752 |  |  |  |  | 0 | 0
7807 | L_BASTEN1_1Y | 1 | South | YES | -0.012783 | 152.5 | 83.5 | 152.5 | 0 | 1.004 | CC | -1 | 0.15768 | 152.5 | 152.5 |  |  |  |  | -0.15768 | -24.0455 |  |  |  |  | 0 | 0
7808 | L_BASTEN1_2Y | 1 | South | YES | -0.012783 | 149.5 | 83.5 | 149.5 | 0 | 1.004 | CC | -1 | 0.15768 | 149.5 | 149.5 |  |  |  |  | -0.15768 | -23.5724 |  |  |  |  | 0 | 0
7009 | L_LOSTPI1_3Y | 3 | South | YES | -0.01479 | 173.9 | 72 | 175 | 0 | 1 | CC | -1 | 0.15968 | 175 | 175 |  |  |  |  | -0.15968 | -27.9444 |  |  |  |  | 0 | 0
7008 | L_LOSTPI1_2Y | 2 | South | YES | -0.01479 | 157.7 | 107 | 160 | 0 | 1 | CC | -1 | 0.15968 | 160 | 160 |  |  |  |  | -0.15968 | -25.5492 |  |  |  |  | 0 | 0
7007 | L_LOSTPI1_1Y | 1 | South | YES | -0.01479 | 158.6 | 110 | 158 | 0 | 1 | CC | -1 | 0.15968 | 158 | 158 |  |  |  |  | -0.15968 | -25.2298 |  |  |  |  | 0 | 0
7006 | L_SIMGID1_3Y | 3 | South | YES | -0.016357 | 324.9 | 60 | 329 | 0 | 1.02 | GST | -1 | 0.16125 | 329 | 329 |  |  |  |  | -0.16125 | -53.051 |  |  |  |  | 0 | 0
7005 | L_SIMGID1_2Y | 2 | South | YES | -0.016357 | 133 | 32 | 139 | 0 | 1.02 | GST | -1 | 0.16125 | 139 | 139 |  |  |  |  | -0.16125 | -22.4136 |  |  |  |  | 0 | 0
7004 | L_SIMGID1_1Y | 1 | South | YES | -0.016357 | 132 | 40 | 132 | 0 | 1.02 | GST | -1 | 0.16125 | 132 | 132 |  |  |  |  | -0.16125 | -21.2849 |  |  |  |  | 0 | 0
7487 | L_CANYHY8_1Y | 1 | South | YES | -0.026478 | 0 | 0 | 6 |  | 1 | Hydro | -1 | 0.17137 | 0 | 0 |  |  |  |  | -0.17137 | 0 |  |  |  |  | 0 | 0
7303 | L_WPPGS12_1Y | 1 | South | YES | -0.031164 | 50 | 0 | 50 | 0 | 1.025 | GGT | -1 | 0.17606 | 50 | 50 |  |  |  |  | -0.17606 | -8.8028 |  |  |  |  | 0 | 0
7303 | L_WPPGS12_1Y | 2 | South | YES | -0.031164 | 50 | 0 | 50 | 0 | 1.025 | GGT | -1 | 0.17606 | 50 | 50 |  |  |  |  | -0.17606 | -8.8028 |  |  |  |  | 0 | 0
7305 | L_WPPGS34_1Y | 3 | South | YES | -0.031164 | 50 | 0 | 50 | 0 | 1.025 | GGT | -1 | 0.17606 | 50 | 50 |  |  |  |  | -0.17606 | -8.8028 |  |  |  |  | 0 | 0
7305 | L_WPPGS34_1Y | 4 | South | YES | -0.031164 | 50 | 0 | 50 | 0 | 1.025 | GGT | -1 | 0.17606 | 50 | 50 |  |  |  |  | -0.17606 | -8.8028 |  |  |  |  | 0 | 0
7017 | L_HAYSEN1_4Y | 4 | South | YES | -0.031231 | 226.7 | 74 | 226.7 | 0 | 1.008 | CC | -1 | 0.17612 | 226.7 | 226.7 |  |  |  |  | -0.17612 | -39.9271 |  |  |  |  | 0 | 0
7015 | L_HAYSEN1_2Y | 2 | South | YES | -0.031231 | 225 | 74 | 225 | 0 | 1.008 | CC | -1 | 0.17612 | 225 | 225 |  |  |  |  | -0.17612 | -39.6277 |  |  |  |  | 0 | 0
7016 | L_HAYSEN1_3Y | 3 | South | YES | -0.031231 | 224.6 | 74 | 224.6 | 0 | 1.008 | CC | -1 | 0.17612 | 224.6 | 224.6 |  |  |  |  | -0.17612 | -39.5573 |  |  |  |  | 0 | 0
7014 | L_HAYSEN1_1Y | 1 | South | YES | -0.031231 | 223.9 | 74 | 223.9 | 0 | 1.008 | CC | -1 | 0.17612 | 223.9 | 223.9 |  |  |  |  | -0.17612 | -39.434 |  |  |  |  | 0 | 0
7010 | L_FPPYD11_1Y | 1 | South | YES | -0.032666 | 547.4 | 200 | 606 | 0 | 1.02 | LIGCO | -1 | 0.17756 | 0 | 606 |  |  |  |  | -0.17756 | 0 |  |  |  |  | 0 | 0
7011 | L_FPPYD11_2Y | 2 | South | YES | -0.032666 | 552.2 | 200 | 598 | 0 | 1.02 | LIGCO | -1 | 0.17756 | 0 | 598 |  |  |  |  | -0.17756 | 0 |  |  |  |  | 0 | 0
7012 | L_FPPYD21_3Y | 3 | South | YES | -0.032805 | 427.5 | 200 | 436 | 0 | 1.02 | LIGCO | -1 | 0.1777 | 0 | 436 |  |  |  |  | -0.1777 | 0 |  |  |  |  | 0 | 0
7605 | L_MCQUEE9_1Y | 1 | South | YES | -0.035399 | 0 | 0 | 2.4 |  | 1.025 | Hydro | -1 | 0.18029 | 0 | 0 |  |  |  |  | -0.18029 | 0 |  |  |  |  | 0 | 0
7605 | L_MCQUEE9_1Y | 2 | South | YES | -0.035399 | 0 | 0 | 2.4 |  | 1.025 | Hydro | -1 | 0.18029 | 0 | 0 |  |  |  |  | -0.18029 | 0 |  |  |  |  | 0 | 0
7605 | L_MCQUEE9_1Y | 3 | South | YES | -0.035399 | 0 | 0 | 2.8 |  | 1.025 | Hydro | -1 | 0.18029 | 0 | 0 |  |  |  |  | -0.18029 | 0 |  |  |  |  | 0 | 0
7813 | L_RIONOG1S1Y | 4 | South | YES | -0.035874 | 293 | 0 | 293 | 0 | 1.02 | CC | -1 | 0.18077 | 293 | 293 |  |  |  |  | -0.18077 | -52.9645 |  |  |  |  | 0 | 0
7812 | L_RIONOG1G3Y | 3 | South | YES | -0.035874 | 154 | 0 | 154 | 0 | 1.02 | CC | -1 | 0.18077 | 154 | 154 |  |  |  |  | -0.18077 | -27.838 |  |  |  |  | 0 | 0
7810 | L_RIONOG1G1Y | 1 | South | YES | -0.035874 | 148 | 0 | 148 | 0 | 1.02 | CC | -1 | 0.18077 | 148 | 148 |  |  |  |  | -0.18077 | -26.7534 |  |  |  |  | 0 | 0
7811 | L_RIONOG1G2Y | 2 | South | YES | -0.035874 | 148 | 0 | 148 | 0 | 1.02 | CC | -1 | 0.18077 | 148 | 148 |  |  |  |  | -0.18077 | -26.7534 |  |  |  |  | 0 | 0
7609 | L_SCHUMA8_1Y | 1 | South | YES | -0.036544 | 0 | 0 | 4 |  | 1 | Hydro | -1 | 0.18144 | 0 | 0 |  |  |  |  | -0.18144 | 0 |  |  |  |  | 0 | 0
7624 | L_LAKEWO9_1Y | 1 | South | YES | -0.038301 | 0 | 0 | 2.4 |  | 1 | Hydro | -1 | 0.18319 | 0 | 0 |  |  |  |  | -0.18319 | 0 |  |  |  |  | 0 | 0
7624 | L_LAKEWO9_1Y | 2 | South | YES | -0.038301 | 0 | 0 | 2.4 |  | 1 | Hydro | -1 | 0.18319 | 0 | 0 |  |  |  |  | -0.18319 | 0 |  |  |  |  | 0 | 0
58909 | PEARSALLSCG1 | 3 | South | YES | -0.039232 | 0 | 0 | 8.4 |  | 1.027 | Diesel | -1 | 0.18412 | 8.4 | 8.4 |  |  |  |  | -0.18412 | -1.5466 |  |  |  |  | 0 | 0
58909 | PEARSALLSCG1 | 4 | South | YES | -0.039232 | 0 | 0 | 8.4 |  | 1.027 | Diesel | -1 | 0.18412 | 8.4 | 8.4 |  |  |  |  | -0.18412 | -1.5466 |  |  |  |  | 0 | 0
58909 | PEARSALLSCG1 | 6 | South | YES | -0.039232 | 0 | 0 | 8.4 |  | 1.027 | Diesel | -1 | 0.18412 | 8.4 | 8.4 |  |  |  |  | -0.18412 | -1.5466 |  |  |  |  | 0 | 0
58909 | PEARSALLSCG1 | 5 | South | YES | -0.039232 | 0 | 0 | 8.4 |  | 1.027 | Diesel | -1 | 0.18412 | 8.4 | 8.4 |  |  |  |  | -0.18412 | -1.5466 |  |  |  |  | 0 | 0
58909 | PEARSALLSCG1 | 1 | South | YES | -0.039232 | 0 | 0 | 8.4 |  | 1.027 | Diesel | -1 | 0.18412 | 8.4 | 8.4 |  |  |  |  | -0.18412 | -1.5466 |  |  |  |  | 0 | 0
58909 | PEARSALLSCG1 | 2 | South | YES | -0.039232 | 0 | 0 | 8.4 |  | 1.027 | Diesel | -1 | 0.18412 | 8.4 | 8.4 |  |  |  |  | -0.18412 | -1.5466 |  |  |  |  | 0 | 0
58919 | PEARSALLSCG2 | 5 | South | YES | -0.039232 | 0 | 0 | 8.4 |  | 1.027 | Diesel | -1 | 0.18412 | 8.4 | 8.4 |  |  |  |  | -0.18412 | -1.5466 |  |  |  |  | 0 | 0
58919 | PEARSALLSCG2 | 6 | South | YES | -0.039232 | 0 | 0 | 8.4 |  | 1.027 | Diesel | -1 | 0.18412 | 8.4 | 8.4 |  |  |  |  | -0.18412 | -1.5466 |  |  |  |  | 0 | 0
58919 | PEARSALLSCG2 | 1 | South | YES | -0.039232 | 0 | 0 | 8.4 |  | 1.027 | Diesel | -1 | 0.18412 | 8.4 | 8.4 |  |  |  |  | -0.18412 | -1.5466 |  |  |  |  | 0 | 0
58919 | PEARSALLSCG2 | 2 | South | YES | -0.039232 | 0 | 0 | 8.4 |  | 1.027 | Diesel | -1 | 0.18412 | 8.4 | 8.4 |  |  |  |  | -0.18412 | -1.5466 |  |  |  |  | 0 | 0
58919 | PEARSALLSCG2 | 4 | South | YES | -0.039232 | 0 | 0 | 8.4 |  | 1.027 | Diesel | -1 | 0.18412 | 8.4 | 8.4 |  |  |  |  | -0.18412 | -1.5466 |  |  |  |  | 0 | 0
58919 | PEARSALLSCG2 | 3 | South | YES | -0.039232 | 0 | 0 | 8.4 |  | 1.027 | Diesel | -1 | 0.18412 | 8.4 | 8.4 |  |  |  |  | -0.18412 | -1.5466 |  |  |  |  | 0 | 0
58929 | PEARSALLSCG3 | 4 | South | YES | -0.039232 | 0 | 0 | 8.4 |  | 1.027 | Diesel | -1 | 0.18412 | 8.4 | 8.4 |  |  |  |  | -0.18412 | -1.5466 |  |  |  |  | 0 | 0
58929 | PEARSALLSCG3 | 6 | South | YES | -0.039232 | 0 | 0 | 8.4 |  | 1.027 | Diesel | -1 | 0.18412 | 8.4 | 8.4 |  |  |  |  | -0.18412 | -1.5466 |  |  |  |  | 0 | 0
58929 | PEARSALLSCG3 | 2 | South | YES | -0.039232 | 0 | 0 | 8.4 |  | 1.027 | Diesel | -1 | 0.18412 | 8.4 | 8.4 |  |  |  |  | -0.18412 | -1.5466 |  |  |  |  | 0 | 0
58929 | PEARSALLSCG3 | 5 | South | YES | -0.039232 | 0 | 0 | 8.4 |  | 1.027 | Diesel | -1 | 0.18412 | 8.4 | 8.4 |  |  |  |  | -0.18412 | -1.5466 |  |  |  |  | 0 | 0
58929 | PEARSALLSCG3 | 1 | South | YES | -0.039232 | 0 | 0 | 8.4 |  | 1.027 | Diesel | -1 | 0.18412 | 8.4 | 8.4 |  |  |  |  | -0.18412 | -1.5466 |  |  |  |  | 0 | 0
58929 | PEARSALLSCG3 | 3 | South | YES | -0.039232 | 0 | 0 | 8.4 |  | 1.027 | Diesel | -1 | 0.18412 | 8.4 | 8.4 |  |  |  |  | -0.18412 | -1.5466 |  |  |  |  | 0 | 0
58949 | PEARSALLSCG4 | 3 | South | YES | -0.039232 | 0 | 0 | 8.4 |  | 1.027 | Diesel | -1 | 0.18412 | 8.4 | 8.4 |  |  |  |  | -0.18412 | -1.5466 |  |  |  |  | 0 | 0
58949 | PEARSALLSCG4 | 2 | South | YES | -0.039232 | 0 | 0 | 8.4 |  | 1.027 | Diesel | -1 | 0.18412 | 8.4 | 8.4 |  |  |  |  | -0.18412 | -1.5466 |  |  |  |  | 0 | 0
58949 | PEARSALLSCG4 | 1 | South | YES | -0.039232 | 0 | 0 | 8.4 |  | 1.027 | Diesel | -1 | 0.18412 | 8.4 | 8.4 |  |  |  |  | -0.18412 | -1.5466 |  |  |  |  | 0 | 0
58949 | PEARSALLSCG4 | 4 | South | YES | -0.039232 | 0 | 0 | 8.4 |  | 1.027 | Diesel | -1 | 0.18412 | 8.4 | 8.4 |  |  |  |  | -0.18412 | -1.5466 |  |  |  |  | 0 | 0
58949 | PEARSALLSCG4 | 6 | South | YES | -0.039232 | 0 | 0 | 8.4 |  | 1.027 | Diesel | -1 | 0.18412 | 8.4 | 8.4 |  |  |  |  | -0.18412 | -1.5466 |  |  |  |  | 0 | 0
58949 | PEARSALLSCG4 | 5 | South | YES | -0.039232 | 0 | 0 | 8.4 |  | 1.027 | Diesel | -1 | 0.18412 | 8.4 | 8.4 |  |  |  |  | -0.18412 | -1.5466 |  |  |  |  | 0 | 0
7805 | L_GUADGE1_6Y | 6 | South | YES | -0.040236 | 203 | 30 | 203 | 0 | 1.02 | CC | -1 | 0.18513 | 203 | 203 |  |  |  |  | -0.18513 | -37.581 |  |  |  |  | 0 | 0
7804 | L_GUADGE1_5Y | 5 | South | YES | -0.040236 | 182 | 30 | 182 | 0 | 1.02 | CC | -1 | 0.18513 | 182 | 182 |  |  |  |  | -0.18513 | -33.6933 |  |  |  |  | 0 | 0
7803 | L_GUADGE1_4Y | 4 | South | YES | -0.040236 | 149 | 30 | 149 | 0 | 1.02 | CC | -1 | 0.18513 | 149 | 149 |  |  |  |  | -0.18513 | -27.5841 |  |  |  |  | 0 | 0
7800 | L_GUADGE1_1Y | 1 | South | YES | -0.040236 | 147 | 30 | 147 | 0 | 1.02 | CC | -1 | 0.18513 | 147 | 147 |  |  |  |  | -0.18513 | -27.2138 |  |  |  |  | 0 | 0
7802 | L_GUADGE1_3Y | 3 | South | YES | -0.040236 | 146 | 30 | 146 | 0 | 1.02 | CC | -1 | 0.18513 | 146 | 146 |  |  |  |  | -0.18513 | -27.0287 |  |  |  |  | 0 | 0
7801 | L_GUADGE1_2Y | 2 | South | YES | -0.040236 | 138 | 30 | 138 | 0 | 1.02 | CC | -1 | 0.18513 | 138 | 138 |  |  |  |  | -0.18513 | -25.5477 |  |  |  |  | 0 | 0
5028 | BRAUNIG_VHB3 | 3 | South | YES | -0.04122 | 407 | 60 | 407 | 0 | 1.0138 | GST | -1 | 0.18611 | 407 | 407 |  |  |  |  | -0.18611 | -75.7477 |  |  |  |  | 0 | 0
5396 | CALAVER_OWS1 | 1 | South | YES | -0.041248 | 418 | 80 | 418 | 0 | 1.0192 | GST | -1 | 0.18614 | 418 | 418 |  |  |  |  | -0.18614 | -77.8066 |  |  |  |  | 0 | 0
5397 | CALAVER_OWS2 | 2 | South | YES | -0.041248 | 400 | 80 | 400 | 0 | 1.0192 | GST | -1 | 0.18614 | 400 | 400 |  |  |  |  | -0.18614 | -74.4561 |  |  |  |  | 0 | 0
5111 | CALAVER_JTD1 | 1 | South | YES | -0.041252 | 430 | 80 | 430 | 0 | 1.0138 | LIGCO | -1 | 0.18614 | 0 | 430 |  |  |  |  | -0.18614 | 0 |  |  |  |  | 0 | 0
5112 | CALAVER_JTD2 | 2 | South | YES | -0.041252 | 430 | 80 | 430 | 0 | 1.0138 | LIGCO | -1 | 0.18614 | 0 | 430 |  |  |  |  | -0.18614 | 0 |  |  |  |  | 0 | 0
5265 | LEON_LCP4G4 | 4 | South | YES | -0.041283 | 89 | 25 | 89 | 0 | 1.0197 | GST | -1 | 0.18618 | 89 | 89 |  |  |  |  | -0.18618 | -16.5696 |  |  |  |  | 0 | 0
5264 | LEON_LCP3G3 | 3 | South | YES | -0.041283 | 0 | 20 | 58 |  | 1.0197 | GST | -1 | 0.18618 | 58 | 58 |  |  |  |  | -0.18618 | -10.7982 |  |  |  |  | 0 | 0
5269 | LEON_LCPCT4 | 4 | South | YES | -0.041283 | 45 | 24 | 45 | 0 | 1.0197 | GGT | -1 | 0.18618 | 45 | 45 |  |  |  |  | -0.18618 | -8.3779 |  |  |  |  | 0 | 0
5266 | LEON_LCPCT1 | 1 | South | YES | -0.041283 | 44 | 24 | 44 | 0 | 1.0197 | GGT | -1 | 0.18618 | 44 | 44 |  |  |  |  | -0.18618 | -8.1917 |  |  |  |  | 0 | 0
5267 | LEON_LCPCT2 | 2 | South | YES | -0.041283 | 44 | 24 | 44 | 0 | 1.0197 | GGT | -1 | 0.18618 | 44 | 44 |  |  |  |  | -0.18618 | -8.1917 |  |  |  |  | 0 | 0
5268 | LEON_LCPCT3 | 3 | South | YES | -0.041283 | 43 | 24 | 43 | 0 | 1.0197 | GGT | -1 | 0.18618 | 43 | 43 |  |  |  |  | -0.18618 | -8.0055 |  |  |  |  | 0 | 0
5439 | TUTTL_WBT4G4 | 4 | South | YES | -0.041289 | 151 | 40 | 151 | 0 | 1.012 | GST | -1 | 0.18618 | 151 | 151 |  |  |  |  | -0.18618 | -28.1134 |  |  |  |  | 0 | 0
5438 | TUTTL_WBT3G3 | 3 | South | YES | -0.041289 | 95 | 25 | 95 | 0 | 1.012 | GST | -1 | 0.18618 | 95 | 95 |  |  |  |  | -0.18618 | -17.6872 |  |  |  |  | 0 | 0
5436 | TUTTL_WBT1G1 | 1 | South | YES | -0.041289 | 48.8 | 20 | 61 | 0 | 1.012 | GST | -1 | 0.18618 | 61 | 61 |  |  |  |  | -0.18618 | -11.3571 |  |  |  |  | 0 | 0
5027 | BRAUNIG_VHB2 | 2 | South | YES | -0.041406 | 216 | 40 | 216 | 0 | 1.0192 | GST | -1 | 0.1863 | 216 | 216 |  |  |  |  | -0.1863 | -40.2404 |  |  |  |  | 0 | 0
5026 | BRAUNIG_VHB1 | 1 | South | YES | -0.041406 | 215 | 40 | 215 | 0 | 1.0192 | GST | -1 | 0.1863 | 215 | 215 |  |  |  |  | -0.1863 | -40.0541 |  |  |  |  | 0 | 0
5891 | PEARSALLGEN2 | 1 | South | YES | -0.041422 | 19.4 | 6 | 24.3 | 0 | 1.0226 | GST | -1 | 0.18631 | 24.3 | 24.3 |  |  |  |  | -0.18631 | -4.5274 |  |  |  |  | 0 | 0
5890 | PEARSALLGEN1 | 1 | South | YES | -0.041422 | 19.2 | 6 | 24 | 0 | 1.0226 | GST | -1 | 0.18631 | 24 | 24 |  |  |  |  | -0.18631 | -4.4715 |  |  |  |  | 0 | 0
5892 | PEARSALLGEN3 | 1 | South | YES | -0.041422 | 19.1 | 6 | 23.9 | 0 | 1.0226 | GST | -1 | 0.18631 | 23.9 | 23.9 |  |  |  |  | -0.18631 | -4.4529 |  |  |  |  | 0 | 0
5477 | BRA_AVR1_ST | 1 | South | YES | -0.042841 | 174 | 138 | 174 | 0 | 1.025 | CC | -1 | 0.18773 | 174 | 174 |  |  |  |  | -0.18773 | -32.6656 |  |  |  |  | 0 | 0
5476 | BRA_AVR1_CT1 | 1 | South | YES | -0.042841 | 155 | 90 | 155 | 0 | 1.025 | CC | -1 | 0.18773 | 155 | 155 |  |  |  |  | -0.18773 | -29.0986 |  |  |  |  | 0 | 0
5478 | BRA_AVR1_CT2 | 1 | South | YES | -0.042841 | 155 | 90 | 155 | 0 | 1.025 | CC | -1 | 0.18773 | 155 | 155 |  |  |  |  | -0.18773 | -29.0986 |  |  |  |  | 0 | 0
5401 | CALAVER_JKS1 | 1 | South | YES | -0.043914 | 562 | 100 | 562 | 0 | 1.026 | LIGCO | -1 | 0.18881 | 0 | 562 |  |  |  |  | -0.18881 | 0 |  |  |  |  | 0 | 0
8189 | CUECPL2A | 1 | South | YES | -0.046691 | 12 | 0 | 12 | 0 | 1.02 | Cogen | -1 | 0.19158 | 0 | 0 |  |  |  |  | -0.19158 | 0 |  |  |  |  | 0 | 0
5903 | SANMIGUELGEN | 1 | South | YES | -0.049449 | 396.3 | 180 | 396.3 | 0 | 1.0336 | LIGCO | -1 | 0.19434 | 0 | 396.3 |  |  |  |  | -0.19434 | 0 |  |  |  |  | 0 | 0
80265 | LARECU40A | 4 | South | YES | -0.04999 | 80 | 0 | 100 |  | 1.039 | GGT | -1 | 0.19488 | 100 | 100 |  |  |  |  | -0.19488 | -19.4882 |  |  |  |  | 0 | 0
80266 | LARECU50A | 5 | South | YES | -0.04999 | 80 | 0 | 100 |  | 1.039 | GGT | -1 | 0.19488 | 100 | 100 |  |  |  |  | -0.19488 | -19.4882 |  |  |  |  | 0 | 0
80012 | LAR | F | South | YES | -0.049993 | 0 | 0 | 0 | 0 | 1.04 | DCTie | -1 | 0.19489 | 0 | 0 |  |  |  |  | -0.19489 | 0 |  |  |  |  | 0 | 0
88299 | ZAPATA | F | South | YES | -0.056007 | 0 | 0 | 0 | 0 | 1.02 | BLT | -1 | 0.2009 | 0 | 0 |  |  |  |  | -0.2009 | 0 |  |  |  |  | 0 | 0
88198 | BEEVILLE | F | South | YES | -0.058817 | 0 | 0 | 0 | 0 | 1.02 | AVR | -1 | 0.20371 | 0 | 0 |  |  |  |  | -0.20371 | 0 |  |  |  |  | 0 | 0
5728 | FALCONHYDRO2 | 2 | South | YES | -0.060086 | 12 | 0 | 12 | 0 | 1.0234 | Hydro | -1 | 0.20498 | 0 | 0 |  |  |  |  | -0.20498 | 0 |  |  |  |  | 0 | 0
5729 | FALCONHYDRO3 | 3 | South | YES | -0.060086 | 11 | 0 | 11 | 0 | 1.0234 | Hydro | -1 | 0.20498 | 0 | 0 |  |  |  |  | -0.20498 | 0 |  |  |  |  | 0 | 0
8048 | FALCONHYDRO1 | 1 | South | YES | -0.060086 | 12 | 0 | 12 | 0 | 1.0234 | Hydro | -1 | 0.20498 | 0 | 0 |  |  |  |  | -0.20498 | 0 |  |  |  |  | 0 | 0
88508 | FALFURRI | F | South | YES | -0.060841 | 0 | 0 | 0 | 0 | 1 | AVR | -1 | 0.20573 | 0 | 0 |  |  |  |  | -0.20573 | 0 |  |  |  |  | 0 | 0
8161 | COLETO0A | 1 | South | YES | -0.062182 | 633 | 200 | 633 | 0 | 1.03 | LIGCO | -1 | 0.20707 | 0 | 633 |  |  |  |  | -0.20707 | 0 |  |  |  |  | 0 | 0
8935 | FGNTS201 | 3 | South | YES | -0.06435 | 173 | 0 | 173 | 0 | 1.03 | CC | -1 | 0.20924 | 173 | 173 |  |  |  |  | -0.20924 | -36.1989 |  |  |  |  | 0 | 0
8934 | FGNTS101 | 2 | South | YES | -0.06435 | 147.9 | 0 | 147.9 | 0 | 1.03 | CC | -1 | 0.20924 | 147.9 | 147.9 |  |  |  |  | -0.20924 | -30.9469 |  |  |  |  | 0 | 0
8933 | FGNTS001 | 1 | South | YES | -0.06435 | 146.5 | 0 | 146.5 | 0 | 1.03 | CC | -1 | 0.20924 | 146.5 | 146.5 |  |  |  |  | -0.20924 | -30.654 |  |  |  |  | 0 | 0
8983 | HECN3 | 3 | South | YES | -0.065066 | 171.9 | 0 | 171.9 | 0 | 1.0304 | CC | -1 | 0.20996 | 171.9 | 171.9 |  |  |  |  | -0.20996 | -36.0918 |  |  |  |  | 0 | 0
8981 | HECN1 | 1 | South | YES | -0.065066 | 144.8 | 0 | 144.8 | 0 | 1.0304 | CC | -1 | 0.20996 | 144.8 | 144.8 |  |  |  |  | -0.20996 | -30.4019 |  |  |  |  | 0 | 0
8982 | HECN2 | 2 | South | YES | -0.065066 | 144.1 | 0 | 144.1 | 0 | 1.0304 | CC | -1 | 0.20996 | 144.1 | 144.1 |  |  |  |  | -0.20996 | -30.255 |  |  |  |  | 0 | 0
8938 | MVGN#3 | 3 | South | YES | -0.065068 | 250.9 | 0 | 250.9 | 0 | 1.0304 | CC | -1 | 0.20996 | 250.9 | 250.9 |  |  |  |  | -0.20996 | -52.679 |  |  |  |  | 0 | 0
8937 | MVGN#2 | 2 | South | YES | -0.065068 | 216.7 | 0 | 216.7 | 0 | 1.0304 | CC | -1 | 0.20996 | 216.7 | 216.7 |  |  |  |  | -0.20996 | -45.4984 |  |  |  |  | 0 | 0
8936 | MVGN#1 | 1 | South | YES | -0.065068 | 216.6 | 0 | 216.6 | 0 | 1.0304 | CC | -1 | 0.20996 | 216.6 | 216.6 |  |  |  |  | -0.20996 | -45.4774 |  |  |  |  | 0 | 0
5935 | SI_RAY10 | 10 | South | YES | -0.065382 | 47 | 10 | 47 | 0 | 1.03 | CC | -1 | 0.21027 | 47 | 47 |  |  |  |  | -0.21027 | -9.8829 |  |  |  |  | 0 | 0
5932 | SI_RAY9 | 9 | South | YES | -0.065382 | 32 | 32 | 38 | 0 | 1.035 | CC | -1 | 0.21027 | 38 | 38 |  |  |  |  | -0.21027 | -7.9904 |  |  |  |  | 0 | 0
5933 | SI_RAY6 | 6 | South | YES | -0.065382 | 15.4 | 10 | 19.3 | 0 | 1.035 | GST | -1 | 0.21027 | 19.3 | 19.3 |  |  |  |  | -0.21027 | -4.0583 |  |  |  |  | 0 | 0
80003 | MILHWYS | F | South | YES | -0.065382 | 0 | 0 | 0 | 0 | 1.0168 | AVR | -1 | 0.21027 | 0 | 0 |  |  |  |  | -0.21027 | 0 |  |  |  |  | 0 | 0
80080 | GWINDT11A | 3 | South | YES | -0.065574 | 0 | 0 | 38 | 0 | 1.025 | Wind | -1 | 0.21047 | 0 | 38 |  |  |  |  | -0.21047 | 0 |  |  |  |  | 0 | 0
80080 | GWINDT11A | 4 | South | YES | -0.065574 | 3.8 | 0 | 19 | 0 | 1.025 | Wind | -1 | 0.21047 | 0 | 19 |  |  |  |  | -0.21047 | 0 |  |  |  |  | 0 | 0
80080 | GWINDT11A | 2 | South | YES | -0.065574 | 0 | 0 | 41 | 0 | 1.025 | Wind | -1 | 0.21047 | 0 | 41 |  |  |  |  | -0.21047 | 0 |  |  |  |  | 0 | 0
80080 | GWINDT11A | 1 | South | YES | -0.065574 | 28.2 | 0 | 94 | 0 | 1.025 | Wind | -1 | 0.21047 | 0 | 94 |  |  |  |  | -0.21047 | 0 |  |  |  |  | 0 | 0
80081 | GWINDT21A | 4 | South | YES | -0.065574 | 4.4 | 0 | 22 | 0 | 1.025 | Wind | -1 | 0.21047 | 0 | 22 |  |  |  |  | -0.21047 | 0 |  |  |  |  | 0 | 0
80081 | GWINDT21A | 1 | South | YES | -0.065574 | 28.2 | 0 | 94 | 0 | 1.025 | Wind | -1 | 0.21047 | 0 | 94 |  |  |  |  | -0.21047 | 0 |  |  |  |  | 0 | 0
80081 | GWINDT21A | 3 | South | YES | -0.065574 | 8.6 | 0 | 43 | 0 | 1.025 | Wind | -1 | 0.21047 | 0 | 43 |  |  |  |  | -0.21047 | 0 |  |  |  |  | 0 | 0
80081 | GWINDT21A | 2 | South | YES | -0.065574 | 7.2 | 0 | 36 | 0 | 1.025 | Wind | -1 | 0.21047 | 0 | 36 |  |  |  |  | -0.21047 | 0 |  |  |  |  | 0 | 0
80180 | PNSCALT11A | 2 | South | YES | -0.065574 | 10 | 0 | 50 | 0 | 1.025 | Wind | -1 | 0.21047 | 0 | 50 |  |  |  |  | -0.21047 | 0 |  |  |  |  | 0 | 0
80180 | PNSCALT11A | 1 | South | YES | -0.065574 | 43.8 | 0 | 148 | 0 | 1.025 | Wind | -1 | 0.21047 | 0 | 148 |  |  |  |  | -0.21047 | 0 |  |  |  |  | 0 | 0
80181 | PNSCALT21A | 2 | South | YES | -0.065574 | 10 | 0 | 50 | 0 | 1.025 | Wind | -1 | 0.21047 | 0 | 50 |  |  |  |  | -0.21047 | 0 |  |  |  |  | 0 | 0
80181 | PNSCALT21A | 1 | South | YES | -0.065574 | 16.5 | 0 | 55 | 0 | 1.025 | Wind | -1 | 0.21047 | 0 | 55 |  |  |  |  | -0.21047 | 0 |  |  |  |  | 0 | 0
8517 | CELANEBI0A | 1 | South | YES | -0.065662 | 29 | 0 | 29 | 0 | 1.02 | Cogen | -1 | 0.21055 | 0 | 0 |  |  |  |  | -0.21055 | 0 |  |  |  |  | 0 | 0
8461 | KOCH_UP0A | 1 | South | YES | -0.066225 | 38 | 0 | 38 | 0 | 1.012 | Cogen | -1 | 0.21112 | 0 | 0 |  |  |  |  | -0.21112 | 0 |  |  |  |  | 0 | 0
8511 | OXY_CC0A | 1 | South | YES | -0.06628 | 30.3 | 0 | 38 | 0 | 1.027 | Cogen | -1 | 0.21117 | 0 | 0 |  |  |  |  | -0.21117 | 0 |  |  |  |  | 0 | 0
8506 | VAL #1 | 1 | South | YES | -0.066384 | 20.9 | 0 | 25 | 0 | 1.0055 | Cogen | -1 | 0.21128 | 0 | 0 |  |  |  |  | -0.21128 | 0 |  |  |  |  | 0 | 0
8507 | VAL #2 | 2 | South | YES | -0.066384 | 20.9 | 0 | 25 | 0 | 1.0055 | Cogen | -1 | 0.21128 | 0 | 0 |  |  |  |  | -0.21128 | 0 |  |  |  |  | 0 | 0
80263 | B_DAVIS31A | 3 | South | YES | -0.066525 | 0 | 0 | 180 |  | 1.0366 | CC | -1 | 0.21142 | 180 | 180 |  |  |  |  | -0.21142 | -38.0551 |  |  |  |  | 0 | 0
80264 | B_DAVIS41A | 4 | South | YES | -0.066525 | 0 | 0 | 180 |  | 1.0366 | CC | -1 | 0.21142 | 180 | 180 |  |  |  |  | -0.21142 | -38.0551 |  |  |  |  | 0 | 0
8459 | B_DAVIS0B | MB | South | YES | -0.066525 | 0 | 50 | 339 |  | 1.03 | GSC | -1 | 0.21142 | 0 | 0 |  |  |  |  | -0.21142 | 0 |  |  |  |  | 0 | 0
8460 | B_DAVIS0A | MB | South | YES | -0.066525 | 0 | 50 | 340 |  | 1.03 | GSC | -1 | 0.21142 | 0 | 0 |  |  |  |  | -0.21142 | 0 |  |  |  |  | 0 | 0
8456 | COSW#1 | 1 | South | YES | -0.066684 | 20 | 0 | 20 | 0 | 1.027 | Cogen | -1 | 0.21158 | 0 | 0 |  |  |  |  | -0.21158 | 0 |  |  |  |  | 0 | 0
8457 | COSW#2 | 2 | South | YES | -0.066684 | 14 | 0 | 14 | 0 | 1.027 | Cogen | -1 | 0.21158 | 0 | 0 |  |  |  |  | -0.21158 | 0 |  |  |  |  | 0 | 0
8560 | CNOPGT1 | 1 | South | YES | -0.066761 | 148.3 | 0 | 148.3 | 0 | 1.03 | Cogen | -1 | 0.21165 | 0 | 0 |  |  |  |  | -0.21165 | 0 |  |  |  |  | 0 | 0
8561 | CNOPGT2 | 2 | South | YES | -0.066761 | 148.6 | 0 | 148.6 | 0 | 1.03 | Cogen | -1 | 0.21165 | 0 | 0 |  |  |  |  | -0.21165 | 0 |  |  |  |  | 0 | 0
8562 | CNOPST1 | 3 | South | YES | -0.066761 | 153 | 0 | 153 | 0 | 1.03 | Cogen | -1 | 0.21165 | 0 | 0 |  |  |  |  | -0.21165 | 0 |  |  |  |  | 0 | 0
8442 | NBEC7 | 7 | South | YES | -0.066777 | 0 | 81 | 367 |  | 1.0298 | GST | -1 | 0.21167 | 367 | 367 |  |  |  |  | -0.21167 | -77.6826 |  |  |  |  | 0 | 0
8442 | NBEC7 | MB | South | YES | -0.066777 | 0 | 81 | 367 |  | 1.0298 | GST | -1 | 0.21167 | 0 | 0 |  |  |  |  | -0.21167 | 0 |  |  |  |  | 0 | 0
8926 | LGE_GT10A | 1 | South | YES | -0.06816 | 158 | 0 | 158 | 0 | 1.03 | Cogen | -1 | 0.21305 | 0 | 0 |  |  |  |  | -0.21305 | 0 |  |  |  |  | 0 | 0
8927 | LGE_GT20A | 2 | South | YES | -0.06816 | 153 | 0 | 153 | 0 | 1.03 | Cogen | -1 | 0.21305 | 0 | 0 |  |  |  |  | -0.21305 | 0 |  |  |  |  | 0 | 0
8928 | LGE_STG0A | 3 | South | YES | -0.06816 | 100 | 0 | 100 | 0 | 1.03 | Cogen | -1 | 0.21305 | 0 | 0 |  |  |  |  | -0.21305 | 0 |  |  |  |  | 0 | 0
8930 | ICPGN10A | 1 | South | YES | -0.06816 | 149 | 0 | 149 | 0 | 1.03 | Cogen | -1 | 0.21305 | 0 | 0 |  |  |  |  | -0.21305 | 0 |  |  |  |  | 0 | 0
8931 | ICPGN20A | 2 | South | YES | -0.06816 | 150 | 0 | 150 | 0 | 1.03 | Cogen | -1 | 0.21305 | 0 | 0 |  |  |  |  | -0.21305 | 0 |  |  |  |  | 0 | 0
8932 | ICPGN30A | 3 | South | YES | -0.06816 | 127 | 0 | 127 | 0 | 1.03 | Cogen | -1 | 0.21305 | 0 | 0 |  |  |  |  | -0.21305 | 0 |  |  |  |  | 0 | 0
80223 | REYSHR G | 1 | South | YES | -0.06816 | 12 | 0 | 12 | 0 | 1.032 | Cogen | -1 | 0.21305 | 0 | 0 |  |  |  |  | -0.21305 | 0 |  |  |  |  | 0 | 0
8174 | VICEC61A | 6 | South | YES | -0.068687 | 188 | 42 | 188 | 0 | 1.025 | CC | -1 | 0.21358 | 188 | 188 |  |  |  |  | -0.21358 | -40.1529 |  |  |  |  | 0 | 0
8173 | VICEC51A | 5 | South | YES | -0.068687 | 144 | 18 | 144 | 0 | 1.025 | CC | -1 | 0.21358 | 144 | 144 |  |  |  |  | -0.21358 | -30.7554 |  |  |  |  | 0 | 0
5512 | RAYBURNCC8 | 1 | South | YES | -0.069944 | 49.3 | 18.2 | 49.3 | 0 | 1.0296 | CC | -1 | 0.21484 | 49.3 | 49.3 |  |  |  |  | -0.21484 | -10.5914 |  |  |  |  | 0 | 0
5508 | RAYBURNCC9 | 1 | South | YES | -0.069944 | 47.7 | 18.2 | 47.7 | 0 | 1.0296 | CC | -1 | 0.21484 | 47.7 | 47.7 |  |  |  |  | -0.21484 | -10.2477 |  |  |  |  | 0 | 0
5511 | RAYBURNCC7 | 1 | South | YES | -0.069944 | 47.5 | 18.2 | 47.5 | 0 | 1.0296 | CC | -1 | 0.21484 | 47.5 | 47.5 |  |  |  |  | -0.21484 | -10.2047 |  |  |  |  | 0 | 0
5509 | RAYBURNCC10 | 1 | South | YES | -0.069944 | 37.3 | 5.2 | 37.3 | 0 | 1.0296 | CC | -1 | 0.21484 | 37.3 | 37.3 |  |  |  |  | -0.21484 | -8.0134 |  |  |  |  | 0 | 0
8066 | DUP1V#1 | 1 | South | YES | -0.070031 | 52.3 | 0 | 73 | 0 | 1.01 | Cogen | -1 | 0.21492 | 0 | 0 |  |  |  |  | -0.21492 | 0 |  |  |  |  | 0 | 0
5503 | RAYBURNGEN3 | 1 | South | YES | -0.070592 | 17.6 | 6 | 22 | 0 | 1.0224 | GST | -1 | 0.21548 | 22 | 22 |  |  |  |  | -0.21548 | -4.7407 |  |  |  |  | 0 | 0
5505 | RAYBURNGEN1 | 1 | South | YES | -0.070592 | 0 | 1 | 11 |  | 1.0223 | GGT | -1 | 0.21548 | 11 | 11 |  |  |  |  | -0.21548 | -2.3703 |  |  |  |  | 0 | 0
5506 | RAYBURNGEN2 | 1 | South | YES | -0.070592 | 0 | 1 | 11 |  | 1.0223 | GGT | -1 | 0.21548 | 11 | 11 |  |  |  |  | -0.21548 | -2.3703 |  |  |  |  | 0 | 0
80224 | VISTRONG1 | 1 | South | YES | -0.072312 | 13.1 | 0 | 15 | 0 | 1.01 | Cogen | -1 | 0.2172 | 0 | 0 |  |  |  |  | -0.2172 | 0 |  |  |  |  | 0 | 0
80225 | VISTRONG2 | 2 | South | YES | -0.072312 | 20.2 | 0 | 23 | 0 | 1.01 | Cogen | -1 | 0.2172 | 0 | 0 |  |  |  |  | -0.2172 | 0 |  |  |  |  | 0 | 0
80227 | AIRCO G | 1 | South | YES | -0.073115 | 7.2 | 0 | 8 | 0 | 1.0104 | Cogen | -1 | 0.21801 | 0 | 0 |  |  |  |  | -0.21801 | 0 |  |  |  |  | 0 | 0
8147 | UCAR #2 | 10 | South | YES | -0.073655 | 18.2 | 0 | 28 |  | 1 | Cogen | -1 | 0.21855 | 0 | 0 |  |  |  |  | -0.21855 | 0 |  |  |  |  | 0 | 0
8148 | UCAR #1 | 2 | South | YES | -0.073655 | 6.1 | 0 | 7 | 0 | 1.009 | Cogen | -1 | 0.21855 | 0 | 0 |  |  |  |  | -0.21855 | 0 |  |  |  |  | 0 | 0
80137 | CSDR89 | 9 | South | YES | -0.073655 | 15 | 0 | 15 | 0 | 1.003 | DCTie | -1 | 0.21855 | 0 | 0 |  |  |  |  | -0.21855 | 0 |  |  |  |  | 0 | 0
80137 | CSDR89 | 8 | South | YES | -0.073655 | 33.9 | 0 | 39 | 0 | 1.003 | DCTie | -1 | 0.21855 | 0 | 0 |  |  |  |  | -0.21855 | 0 |  |  |  |  | 0 | 0
80138 | CSDR7 | 7 | South | YES | -0.073655 | 6.1 | 0 | 7 | 0 | 1.014 | DCTie | -1 | 0.21855 | 0 | 0 |  |  |  |  | -0.21855 | 0 |  |  |  |  | 0 | 0
80139 | CSDR56 | 6 | South | YES | -0.073655 | 0 | 0 | 39 |  | 1.0033 | DCTie | -1 | 0.21855 | 0 | 0 |  |  |  |  | -0.21855 | 0 |  |  |  |  | 0 | 0
80139 | CSDR56 | 5 | South | YES | -0.073655 | 15 | 0 | 15 |  | 1.0033 | DCTie | -1 | 0.21855 | 0 | 0 |  |  |  |  | -0.21855 | 0 |  |  |  |  | 0 | 0
80140 | CSDR11 | 11 | South | YES | -0.073655 | 33.9 | 0 | 39 | 0 | 1.03 | DCTie | -1 | 0.21855 | 0 | 0 |  |  |  |  | -0.21855 | 0 |  |  |  |  | 0 | 0
80226 | ALCOA G | 1 | South | YES | -0.077046 | 32.3 | 5 | 48 | 0 | 1.015 | Cogen | -1 | 0.22194 | 0 | 0 |  |  |  |  | -0.22194 | 0 |  |  |  |  | 0 | 0
8134 | FOR #1 | 1 | South | YES | -0.078069 | 54.1 | 45 | 79 | 0 | 1 | Cogen | -1 | 0.22296 | 0 | 0 |  |  |  |  | -0.22296 | 0 |  |  |  |  | 0 | 0
8138 | FOR #2 | 2 | South | YES | -0.078069 | 63.1 | 45 | 81 | 0 | 1 | Cogen | -1 | 0.22296 | 0 | 0 |  |  |  |  | -0.22296 | 0 |  |  |  |  | 0 | 0
8153 | FOR #3 | 3 | South | YES | -0.078069 | 63.1 | 45 | 79.9 | 0 | 1 | Cogen | -1 | 0.22296 | 0 | 0 |  |  |  |  | -0.22296 | 0 |  |  |  |  | 0 | 0
8154 | FOR #4 | 4 | South | YES | -0.078069 | 63.1 | 60 | 80 | 0 | 1 | Cogen | -1 | 0.22296 | 0 | 0 |  |  |  |  | -0.22296 | 0 |  |  |  |  | 0 | 0
8155 | FOR #5 | 5 | South | YES | -0.078069 | 63.1 | 60 | 78.4 | 0 | 1 | Cogen | -1 | 0.22296 | 0 | 0 |  |  |  |  | -0.22296 | 0 |  |  |  |  | 0 | 0
8156 | FOR #6 | 6 | South | YES | -0.078069 | 24.9 | 5 | 25 | 0 | 1 | Cogen | -1 | 0.22296 | 0 | 0 |  |  |  |  | -0.22296 | 0 |  |  |  |  | 0 | 0
8157 | FOR #7 | 7 | South | YES | -0.078069 | 28.8 | 5 | 46 | 0 | 1 | Cogen | -1 | 0.22296 | 0 | 0 |  |  |  |  | -0.22296 | 0 |  |  |  |  | 0 | 0
80051 | FOR #8 | 8 | South | YES | -0.078069 | 28 | 28 | 28 |  | 1 | Cogen | -1 | 0.22296 | 0 | 0 |  |  |  |  | -0.22296 | 0 |  |  |  |  | 0 | 0
80052 | FOR #9 | 9 | South | YES | -0.078069 | 29.7 | 5 | 43.6 | 0 | 1 | Cogen | -1 | 0.22296 | 0 | 0 |  |  |  |  | -0.22296 | 0 |  |  |  |  | 0 | 0
80053 | FOR #10 | 10 | South | YES | -0.078069 | 68.4 | 45 | 75 | 0 | 1 | Cogen | -1 | 0.22296 | 0 | 0 |  |  |  |  | -0.22296 | 0 |  |  |  |  | 0 | 0
5911 | STP_GN1___1 | 1 | Houston | YES | -0.11393 | 1333 | 1249 | 1333 | 0 | 1.0406 | Nuc | -1 | 0.25882 | 0 | 0 |  |  | 0 | 0 | -0.25882 | 0 |  |  |  |  | 0 | 0
5912 | STP_GN2___2 | 2 | Houston | YES | -0.11393 | 1332 | 1249 | 1332 | 0 | 1.0406 | Nuc | -1 | 0.25882 | 0 | 0 |  |  | 0 | 0 | -0.25882 | 0 |  |  |  |  | 0 | 0
48733 | CBE_ST12 | 1 | Houston | YES | -0.11562 | 105 | 0 | 105 | 0 | 1.029 | CC | -1 | 0.26052 | 105 | 105 |  |  | -12.1404 | 105 | -0.26052 | -27.3541 |  |  |  |  | 0 | 0
48736 | CBE_ST34 | 1 | Houston | YES | -0.11562 | 105 | 0 | 105 | 0 | 1.029 | CC | -1 | 0.26052 | 105 | 105 |  |  | -12.1404 | 105 | -0.26052 | -27.3541 |  |  |  |  | 0 | 0
48731 | CBE_GT1 | 1 | Houston | YES | -0.11562 | 76 | 0 | 76 | 0 | 1.029 | CC | -1 | 0.26052 | 76 | 76 |  |  | -8.7873 | 76 | -0.26052 | -19.7992 |  |  |  |  | 0 | 0
48732 | CBE_GT2 | 1 | Houston | YES | -0.11562 | 76 | 0 | 76 | 0 | 1.029 | CC | -1 | 0.26052 | 76 | 76 |  |  | -8.7873 | 76 | -0.26052 | -19.7992 |  |  |  |  | 0 | 0
48734 | CBE_GT3 | 1 | Houston | YES | -0.11562 | 76 | 0 | 76 | 0 | 1.029 | CC | -1 | 0.26052 | 76 | 76 |  |  | -8.7873 | 76 | -0.26052 | -19.7992 |  |  |  |  | 0 | 0
48735 | CBE_GT4 | 1 | Houston | YES | -0.11562 | 76 | 0 | 76 | 0 | 1.029 | CC | -1 | 0.26052 | 76 | 76 |  |  | -8.7873 | 76 | -0.26052 | -19.7992 |  |  |  |  | 0 | 0
48911 | TGF_GT1_8000 | 1 | Houston | YES | -0.12074 | 69.2 | 0 | 69.2 |  | 1.029 | Cogen | -1 | 0.26564 | 0 | 0 |  |  | 0 | 0 | -0.26564 | 0 |  |  |  |  | 0 | 0
60202 | FRNDDRCS | F | West | YES | 0.10161 | 0 | 0 | 0 | 0 | 0.9985 | AVR | 1 | 0.27726 | 0 | 0 |  |  |  |  | 0.27726 | 0 |  |  |  |  | 0 | 0
49851 | DOW17000 | 37 | Houston | YES | -0.13318 | 39 | 0 | 62 | 0 | 1 | Cogen | -1 | 0.27807 | 0 | 0 |  |  | 0 | 0 | -0.27807 | 0 |  |  |  |  | 0 | 0
49858 | DOW38100 | 31 | Houston | YES | -0.13318 | 45 | 0 | 71.4 |  | 1 | Cogen | -1 | 0.27807 | 0 | 0 |  |  | 0 | 0 | -0.27807 | 0 |  |  |  |  | 0 | 0
49859 | DOW38200 | 33 | Houston | YES | -0.13318 | 28 | 0 | 45 | 0 | 1 | Cogen | -1 | 0.27807 | 0 | 0 |  |  | 0 | 0 | -0.27807 | 0 |  |  |  |  | 0 | 0
49860 | DOW38300 | 32 | Houston | YES | -0.13318 | 63 | 0 | 101 |  | 1 | Cogen | -1 | 0.27807 | 0 | 0 |  |  | 0 | 0 | -0.27807 | 0 |  |  |  |  | 0 | 0
49862 | DOW39100 | 36 | Houston | YES | -0.13318 | 54 | 0 | 86 | 0 | 1 | Cogen | -1 | 0.27807 | 0 | 0 |  |  | 0 | 0 | -0.27807 | 0 |  |  |  |  | 0 | 0
49863 | DOW39200 | 35 | Houston | YES | -0.13318 | 55 | 0 | 88 | 0 | 1 | Cogen | -1 | 0.27807 | 0 | 0 |  |  | 0 | 0 | -0.27807 | 0 |  |  |  |  | 0 | 0
49865 | DOW41000 | 41 | Houston | YES | -0.13318 | 31 | 0 | 50 |  | 1 | Cogen | -1 | 0.27807 | 0 | 0 |  |  | 0 | 0 | -0.27807 | 0 |  |  |  |  | 0 | 0
49866 | DOW42000 | 42 | Houston | YES | -0.13318 | 11 | 0 | 18 |  | 1 | Cogen | -1 | 0.27807 | 0 | 0 |  |  | 0 | 0 | -0.27807 | 0 |  |  |  |  | 0 | 0
49869 | DOW49000 | 45 | Houston | YES | -0.13318 | 59 | 0 | 94 |  | 1 | Cogen | -1 | 0.27807 | 0 | 0 |  |  | 0 | 0 | -0.27807 | 0 |  |  |  |  | 0 | 0
49870 | DOW61000 | 61 | Houston | YES | -0.13318 | 44 | 0 | 70 | 0 | 1 | Cogen | -1 | 0.27807 | 0 | 0 |  |  | 0 | 0 | -0.27807 | 0 |  |  |  |  | 0 | 0
49871 | DOW62000 | 62 | Houston | YES | -0.13318 | 40 | 0 | 63 | 0 | 1 | Cogen | -1 | 0.27807 | 0 | 0 |  |  | 0 | 0 | -0.27807 | 0 |  |  |  |  | 0 | 0
49872 | DOW63000 | 63 | Houston | YES | -0.13318 | 45 | 0 | 72 | 0 | 1 | Cogen | -1 | 0.27807 | 0 | 0 |  |  | 0 | 0 | -0.27807 | 0 |  |  |  |  | 0 | 0
49873 | DOW64000 | 64 | Houston | YES | -0.13318 | 41 | 0 | 64.8 | 0 | 1 | Cogen | -1 | 0.27807 | 0 | 0 |  |  | 0 | 0 | -0.27807 | 0 |  |  |  |  | 0 | 0
49876 | DOW65000 | 65 | Houston | YES | -0.13318 | 63 | 0 | 101 | 0 | 1 | Cogen | -1 | 0.27807 | 0 | 0 |  |  | 0 | 0 | -0.27807 | 0 |  |  |  |  | 0 | 0
49877 | DOW66000 | 66 | Houston | YES | -0.13318 | 61 | 0 | 97 | 0 | 1 | Cogen | -1 | 0.27807 | 0 | 0 |  |  | 0 | 0 | -0.27807 | 0 |  |  |  |  | 0 | 0
49878 | DOW67000 | 67 | Houston | YES | -0.13318 | 65 | 0 | 103 | 0 | 1 | Cogen | -1 | 0.27807 | 0 | 0 |  |  | 0 | 0 | -0.27807 | 0 |  |  |  |  | 0 | 0
49882 | DOW81000 | 81 | Houston | YES | -0.13318 | 47 | 0 | 76 | 0 | 1 | Cogen | -1 | 0.27807 | 0 | 0 |  |  | 0 | 0 | -0.27807 | 0 |  |  |  |  | 0 | 0
49884 | DOW82000 | 82 | Houston | YES | -0.13318 | 51 | 0 | 80 | 0 | 1 | Cogen | -1 | 0.27807 | 0 | 0 |  |  | 0 | 0 | -0.27807 | 0 |  |  |  |  | 0 | 0
49885 | DOW83000 | 83 | Houston | YES | -0.13318 | 51 | 0 | 80 | 0 | 1 | Cogen | -1 | 0.27807 | 0 | 0 |  |  | 0 | 0 | -0.27807 | 0 |  |  |  |  | 0 | 0
49886 | DOW84000 | 84 | Houston | YES | -0.13318 | 107 | 0 | 171 | 0 | 0.98 | Cogen | -1 | 0.27807 | 0 | 0 |  |  | 0 | 0 | -0.27807 | 0 |  |  |  |  | 0 | 0
3416 | LAKE_CRK1_G | 1 | North | YES | 0.10665 | 60 | 33 | 75 |  | 1.029 | GST | 1 | 0.2823 | 75 | 75 | 7.9991 | 75 |  |  | 0.2823 | 21.1727 |  |  |  |  | 0 | 0
3417 | LAKE_CRK2_G | 2 | North | YES | 0.10665 | 177.6 | 40 | 222 | 0 | 1.029 | GST | 1 | 0.2823 | 222 | 222 | 23.6774 | 222 |  |  | 0.2823 | 62.6712 |  |  |  |  | 0 | 0
48520 | BSF_GT1_8070 | 1 | Houston | YES | -0.13811 | 72 | 0 | 72 | 0 | 1.0326 | Cogen | -1 | 0.283 | 0 | 0 |  |  | 0 | 0 | -0.283 | 0 |  |  |  |  | 0 | 0
48520 | BSF_GT1_8070 | 2 | Houston | YES | -0.13811 | 10 | 0 | 10 | 0 | 1.0326 | Cogen | -1 | 0.283 | 0 | 0 |  |  | 0 | 0 | -0.283 | 0 |  |  |  |  | 0 | 0
3403 | THOUSE_1G | 1 | North | YES | 0.10807 | 563 | 200 | 563 | 0 | 1.012 | GSC | 1 | 0.28372 | 563 | 563 | 60.8428 | 563 |  |  | 0.28372 | 159.7325 |  |  |  |  | 0 | 0
3404 | THOUSE_2G | 2 | North | YES | 0.10807 | 807 | 250 | 807 | 0 | 1.012 | GSC | 1 | 0.28372 | 807 | 807 | 87.2117 | 807 |  |  | 0.28372 | 228.9593 |  |  |  |  | 0 | 0
239 | BOSQUESW502 | 1 | North | YES | 0.1097 | 119.2 | 0 | 149 | 0 | 1.02 | GGT | 1 | 0.28535 | 149 | 149 | 16.3457 | 149 |  |  | 0.28535 | 42.5172 |  |  |  |  | 0 | 0
247 | BOSQUESW501 | 2 | North | YES | 0.1097 | 124.8 | 0 | 156 | 0 | 1.02 | GGT | 1 | 0.28535 | 156 | 156 | 17.1137 | 156 |  |  | 0.28535 | 44.5147 |  |  |  |  | 0 | 0
238 | BOSQUESW505 | 1 | North | YES | 0.1097 | 255 | 0 | 255 | 0 | 1.02 | CC | 1 | 0.28535 | 255 | 255 | 27.9743 | 255 |  |  | 0.28535 | 72.7644 |  |  |  |  | 0 | 0
39760 | TNSCLP1___8 | 1 | Houston | YES | -0.14202 | 93.4 | 20 | 116.8 | 0 | 1.04 | Cogen | -1 | 0.28691 | 0 | 0 |  |  | 0 | 0 | -0.28691 | 0 |  |  |  |  | 0 | 0
39770 | TNSCLP2___8 | 1 | Houston | YES | -0.14202 | 91.6 | 20 | 114.5 | 0 | 1.04 | Cogen | -1 | 0.28691 | 0 | 0 |  |  | 0 | 0 | -0.28691 | 0 |  |  |  |  | 0 | 0
39775 | TNSCLP4___8 | 1 | Houston | YES | -0.14202 | 95.2 | 20 | 119 | 0 | 1.04 | Cogen | -1 | 0.28691 | 0 | 0 |  |  | 0 | 0 | -0.28691 | 0 |  |  |  |  | 0 | 0
39790 | TNSCLP3___8 | 1 | Houston | YES | -0.14202 | 87.6 | 20 | 109.5 | 0 | 1.027 | Cogen | -1 | 0.28691 | 0 | 0 |  |  | 0 | 0 | -0.28691 | 0 |  |  |  |  | 0 | 0
253 | BOSQUESW804 | 2 | North | YES | 0.11255 | 80 | 0 | 80 | 0 | 1.032 | CC | 1 | 0.2882 | 80 | 80 | 9.0042 | 80 |  |  | 0.2882 | 23.056 |  |  |  |  | 0 | 0
251 | BOSQUESW803 | 2 | North | YES | 0.11255 | 150 | 0 | 150 | 0 | 1.032 | CC | 1 | 0.2882 | 150 | 150 | 16.8828 | 150 |  |  | 0.2882 | 43.2299 |  |  |  |  | 0 | 0
60018 | DSKY1 | 1 | West | YES | 0.11311 | 21 | 0 | 84 | 0 | 1.023 | Wind | 1 | 0.28876 | 0 | 84 |  |  |  |  | 0.28876 | 24.2555 |  |  |  |  | 0 | 0
60000 | DSKY2 | 1 | West | YES | 0.1133 | 19.1 | 0 | 76.5 |  | 1.039 | Wind | 1 | 0.28895 | 0 | 76.5 |  |  |  |  | 0.28895 | 22.1046 |  |  |  |  | 0 | 0
60017 | ORNNWP1 | 1 | West | YES | 0.11385 | 20 | 0 | 80 |  | 1.027 | Wind | 1 | 0.2895 | 0 | 80 |  |  |  |  | 0.2895 | 23.1598 |  |  |  |  | 0 | 0
48926 | WAP_GN6_6 | 6 | Houston | YES | -0.14529 | 651 | 280 | 651 |  | 1.035 | LIGCO | -1 | 0.29018 | 0 | 651 |  |  | 0 | 0 | -0.29018 | 0 |  |  |  |  | 0 | 0
48927 | WAP_GN7_7 | 7 | Houston | YES | -0.14529 | 564 | 277 | 564 |  | 1.035 | LIGCO | -1 | 0.29018 | 0 | 564 |  |  | 0 | 0 | -0.29018 | 0 |  |  |  |  | 0 | 0
48928 | WAP_GN8_8 | 8 | Houston | YES | -0.14529 | 603 | 275 | 603 |  | 1.035 | LIGCO | -1 | 0.29018 | 0 | 603 |  |  | 0 | 0 | -0.29018 | 0 |  |  |  |  | 0 | 0
48523 | BVE_ST1_GN1 | 3 | Houston | YES | -0.14548 | 252.4 | 0 | 252.4 |  | 1.035 | CC | -1 | 0.29037 | 252.4 | 252.4 |  |  | -36.7197 | 252.4 | -0.29037 | -73.2904 |  |  |  |  | 0 | 0
48521 | BVE_GT1_GT1 | 1 | Houston | YES | -0.14548 | 167.7 | 0 | 167.7 |  | 1.035 | CC | -1 | 0.29037 | 167.7 | 167.7 |  |  | -24.3973 | 167.7 | -0.29037 | -48.6958 |  |  |  |  | 0 | 0
48522 | BVE_GT2_5035 | 2 | Houston | YES | -0.14548 | 166.4 | 0 | 166.4 |  | 1.035 | CC | -1 | 0.29037 | 166.4 | 166.4 |  |  | -24.2082 | 166.4 | -0.29037 | -48.3183 |  |  |  |  | 0 | 0
38437 | TNSRBNMESA9 | 1 | West | YES | 0.11605 | 37.5 | 0 | 150 | 0 | 1.02 | Wind | 1 | 0.2917 | 0 | 150 |  |  |  |  | 0.2917 | 43.7548 |  |  |  |  | 0 | 0
38332 | TNWDWRDU2_8 | 1 | West | YES | 0.11611 | 20 | 0 | 80 | 0 | 1.0232 | Wind | 1 | 0.29176 | 0 | 80 |  |  |  |  | 0.29176 | 23.3409 |  |  |  |  | 0 | 0
60016 | WOODWRD11A | 1 | West | YES | 0.11613 | 20 | 0 | 80 |  | 1.033 | Wind | 1 | 0.29178 | 0 | 80 |  |  |  |  | 0.29178 | 23.3421 |  |  |  |  | 0 | 0
60005 | KING_SE1A | 1 | West | YES | 0.11621 | 10 | 0 | 40 |  | 1.035 | Wind | 1 | 0.29185 | 0 | 40 |  |  |  |  | 0.29185 | 11.6741 |  |  |  |  | 0 | 0
6016 | SWMESA | 1 | West | YES | 0.11621 | 18.8 | 0 | 75 |  | 1.03 | Wind | 1 | 0.29185 | 0 | 75 |  |  |  |  | 0.29185 | 21.889 |  |  |  |  | 0 | 0
60003 | KING_NE1A | 1 | West | YES | 0.11621 | 20 | 0 | 80 |  | 1.03 | Wind | 1 | 0.29185 | 0 | 80 |  |  |  |  | 0.29185 | 23.3483 |  |  |  |  | 0 | 0
60201 | RIO DRCS | F | West | YES | 0.11632 | 0 | 0 | 0 | 0 | 1.025 | AVR | 1 | 0.29197 | 0 | 0 |  |  |  |  | 0.29197 | 0 |  |  |  |  | 0 | 0
60007 | KING_SW1A | 1 | West | YES | 0.11662 | 20 | 0 | 80 |  | 1.03 | Wind | 1 | 0.29227 | 0 | 80 |  |  |  |  | 0.29227 | 23.3814 |  |  |  |  | 0 | 0
60019 | KING_NW1A | 1 | West | YES | 0.11662 | 20 | 0 | 80 |  | 1.03 | Wind | 1 | 0.29227 | 0 | 80 |  |  |  |  | 0.29227 | 23.3814 |  |  |  |  | 0 | 0
244 | WHITNYDM01 | 1 | North | YES | 0.11675 | 15 | 0 | 15 | 0 | 1.035 | Hydro | 1 | 0.29239 | 0 | 0 | 0 | 0 |  |  | 0.29239 | 0 |  |  |  |  | 0 | 0
245 | WHITNYDM02 | 2 | North | YES | 0.11675 | 15 | 0 | 15 | 0 | 1.035 | Hydro | 1 | 0.29239 | 0 | 0 | 0 | 0 |  |  | 0.29239 | 0 |  |  |  |  | 0 | 0
1349 | WESTXWIN_1G | 1 | West | YES | 0.12258 | 1.3 | 0 | 6.6 |  | 1.014 | Wind | 1 | 0.29823 | 0 | 6.6 |  |  |  |  | 0.29823 | 1.9683 |  |  |  |  | 0 | 0
1350 | NWPWRG1_1G | 1 | West | YES | 0.12258 | 6.9 | 1 | 34.3 |  | 1.014 | Wind | 1 | 0.29823 | 0 | 34.3 |  |  |  |  | 0.29823 | 10.2293 |  |  |  |  | 0 | 0
60057 | CALLAHAN1A | 1 | West | YES | 0.12291 | 22.8 | 0 | 114 | 0 | 1.04 | Wind | 1 | 0.29856 | 0 | 114 |  |  |  |  | 0.29856 | 34.036 |  |  |  |  | 0 | 0
1002 | PBCTAGE_1G | A | West | YES | 0.12301 | 64 | 64 | 66 | 0 | 1.036 | GGT | 1 | 0.29866 | 66 | 66 |  |  |  |  | 0.29866 | 19.7117 |  |  |  |  | 0 | 0
1003 | PBCTBGE_2G | B | West | YES | 0.12301 | 65 | 65 | 66 | 0 | 1.036 | GGT | 1 | 0.29866 | 66 | 66 |  |  |  |  | 0.29866 | 19.7117 |  |  |  |  | 0 | 0
1004 | PBCTCGE_3G | C | West | YES | 0.12301 | 62 | 62 | 67 | 0 | 1.036 | GGT | 1 | 0.29866 | 67 | 67 |  |  |  |  | 0.29866 | 20.0103 |  |  |  |  | 0 | 0
1006 | PBCTEGE_5G | E | West | YES | 0.12301 | 65 | 65 | 67 | 0 | 1.036 | GGT | 1 | 0.29866 | 67 | 67 |  |  |  |  | 0.29866 | 20.0103 |  |  |  |  | 0 | 0
1005 | PBCTDGE_4G | D | West | YES | 0.12301 | 65 | 65 | 68 | 0 | 1.036 | GGT | 1 | 0.29866 | 68 | 68 |  |  |  |  | 0.29866 | 20.309 |  |  |  |  | 0 | 0
1007 | PB5GEN_6G | 5 | West | YES | 0.12301 | 91.2 | 40 | 114 | 0 | 1.036 | GST | 1 | 0.29866 | 114 | 114 |  |  |  |  | 0.29866 | 34.0474 |  |  |  |  | 0 | 0
1008 | PB6GEN_7G | 6 | West | YES | 0.12301 | 515 | 130 | 515 | 0 | 1.036 | GST | 1 | 0.29866 | 515 | 515 |  |  |  |  | 0.29866 | 153.8107 |  |  |  |  | 0 | 0
7038 | L_DELAWA1_1Y | 2 | West | YES | 0.12308 | 3 | 0 | 30 | 0 | 1 | Wind | 1 | 0.29873 | 0 | 30 |  |  |  |  | 0.29873 | 8.9619 |  |  |  |  | 0 | 0
7038 | L_DELAWA1_1Y | 1 | West | YES | 0.12308 | 3.5 | 0 | 35 | 0 | 1 | Wind | 1 | 0.29873 | 0 | 35 |  |  |  |  | 0.29873 | 10.4555 |  |  |  |  | 0 | 0
76091 | L_DIVIDE1_1N | W1 | West | YES | 0.12321 | 22.5 | 0 | 112.5 |  | 1.02 | Wind | 1 | 0.29885 | 0 | 112.5 |  |  |  |  | 0.29885 | 33.6211 |  |  |  |  | 0 | 0
76095 | L_CAPRSI1_1N | W1 | West | YES | 0.12321 | 29.9 | 0 | 149.5 | 0 | 1.02 | Wind | 1 | 0.29885 | 0 | 149.5 |  |  |  |  | 0.29885 | 44.6788 |  |  |  |  | 0 | 0
76096 | L_CAPRSI1_2N | W1 | West | YES | 0.12321 | 37.2 | 0 | 186 | 0 | 1.02 | Wind | 1 | 0.29885 | 0 | 186 |  |  |  |  | 0.29885 | 55.587 |  |  |  |  | 0 | 0
76097 | L_CAPRGE1_1N | W1 | West | YES | 0.12321 | 42.9 | 0 | 214.5 | 0 | 1.02 | Wind | 1 | 0.29885 | 0 | 214.5 |  |  |  |  | 0.29885 | 64.1043 |  |  |  |  | 0 | 0
11147 | NOTREES_1G | 1 | West | YES | 0.12321 | 29.8 | 0 | 149 | 0 | 1.017 | Wind | 1 | 0.29886 | 0 | 149 |  |  |  |  | 0.29886 | 44.5296 |  |  |  |  | 0 | 0
76031 | L_GASCCR1_1N | W1 | West | YES | 0.12354 | 30 | 0 | 150 | 0 | 1.02 | Wind | 1 | 0.29919 | 0 | 150 |  |  |  |  | 0.29919 | 44.8783 |  |  |  |  | 0 | 0
1320 | BSP 1 | 1 | West | YES | 0.12382 | 25.5 | 2.9 | 25.8 | 0 | 1 | Cogen | 1 | 0.29947 | 0 | 0 |  |  |  |  | 0.29947 | 0 |  |  |  |  | 0 | 0
1326 | STANTONW_8 | 1 | West | YES | 0.12394 | 20.1 | 0 | 100.5 |  | 1.01 | Wind | 1 | 0.29959 | 0 | 100.5 |  |  |  |  | 0.29959 | 30.1084 |  |  |  |  | 0 | 0
11022 | TIEHVCG_2G | 1 | West | YES | 0.12398 | 132.4 | 103 | 132.4 | 0 | 1.012 | CC | 1 | 0.29963 | 132.4 | 132.4 |  |  |  |  | 0.29963 | 39.6708 |  |  |  |  | 0 | 0
11023 | TIEHVCG_3G | 1 | West | YES | 0.12398 | 137.4 | 103 | 137.4 | 0 | 1.012 | CC | 1 | 0.29963 | 137.4 | 137.4 |  |  |  |  | 0.29963 | 41.169 |  |  |  |  | 0 | 0
11021 | TIEHVCG_1G | 1 | West | YES | 0.12398 | 142.1 | 103 | 142.1 | 0 | 1.012 | CC | 1 | 0.29963 | 142.1 | 142.1 |  |  |  |  | 0.29963 | 42.5772 |  |  |  |  | 0 | 0
11024 | TIEHVCG_4G | 1 | West | YES | 0.12398 | 147 | 103 | 147 | 0 | 1.012 | CC | 1 | 0.29963 | 147 | 147 |  |  |  |  | 0.29963 | 44.0454 |  |  |  |  | 0 | 0
11020 | TIEHVSG_1G | 1 | West | YES | 0.12398 | 208.2 | 63 | 208.2 | 0 | 1.012 | CC | 1 | 0.29963 | 208.2 | 208.2 |  |  |  |  | 0.29963 | 62.3827 |  |  |  |  | 0 | 0
11025 | TIEHVSG_2G | 1 | West | YES | 0.12398 | 213.2 | 63 | 213.2 | 0 | 1.012 | CC | 1 | 0.29963 | 213.2 | 213.2 |  |  |  |  | 0.29963 | 63.8808 |  |  |  |  | 0 | 0
11001 | NAV1CT | 1 | West | YES | 0.12399 | 70.4 | 18 | 70.4 | 0 | 1.029 | CC | 1 | 0.29964 | 70.4 | 70.4 |  |  |  |  | 0.29964 | 21.0946 |  |  |  |  | 0 | 0
11009 | NAV2CT | 1 | West | YES | 0.12399 | 71.4 | 18 | 71.4 | 0 | 1.029 | CC | 1 | 0.29964 | 71.4 | 71.4 |  |  |  |  | 0.29964 | 21.3943 |  |  |  |  | 0 | 0
11012 | NAV4CT | 1 | West | YES | 0.12399 | 80 | 18 | 80 | 0 | 1.029 | CC | 1 | 0.29964 | 80 | 80 |  |  |  |  | 0.29964 | 23.9712 |  |  |  |  | 0 | 0
11013 | NAV5CT | 1 | West | YES | 0.12399 | 80 | 18 | 80 | 0 | 1.029 | CC | 1 | 0.29964 | 80 | 80 |  |  |  |  | 0.29964 | 23.9712 |  |  |  |  | 0 | 0
11011 | NAV3ST | 1 | West | YES | 0.12399 | 92.8 | 40 | 92.8 | 0 | 1.029 | CC | 1 | 0.29964 | 92.8 | 92.8 |  |  |  |  | 0.29964 | 27.8066 |  |  |  |  | 0 | 0
11014 | NAV6ST | 1 | West | YES | 0.12399 | 115 | 40 | 115 | 0 | 1.029 | CC | 1 | 0.29964 | 115 | 115 |  |  |  |  | 0.29964 | 34.4586 |  |  |  |  | 0 | 0
48730 | MNS_GT | 1 | Houston | YES | -0.15479 | 43 | 0 | 46.1 |  | 1.029 | Cogen | -1 | 0.29968 | 0 | 0 |  |  | 0 | 0 | -0.29968 | 0 |  |  |  |  | 0 | 0
1328 | OCOTILLO_1G | 1 | West | YES | 0.12405 | 11.6 | 0 | 58 |  | 1.01 | Wind | 1 | 0.2997 | 0 | 58 |  |  |  |  | 0.2997 | 17.3826 |  |  |  |  | 0 | 0
1333 | MCDDONAL_8 | 1 | West | YES | 0.12422 | 42.8 | 0 | 214.2 |  | 1.01 | Wind | 1 | 0.29987 | 0 | 214.2 |  |  |  |  | 0.29987 | 64.2319 |  |  |  |  | 0 | 0
1327 | WILDHRSE_1G | 1 | West | YES | 0.12443 | 0 | 0 | 120 |  | 1 | Wind | 1 | 0.30008 | 0 | 120 |  |  |  |  | 0.30008 | 36.0092 |  |  |  |  | 0 | 0
1360 | GUNSIGHT_8 | 1 | West | YES | 0.12446 | 0 | 0 | 120 |  | 1.01 | Wind | 1 | 0.30011 | 0 | 120 |  |  |  |  | 0.30011 | 36.0133 |  |  |  |  | 0 | 0
48924 | WAP_GN4_4 | 4 | Houston | YES | -0.15547 | 546 | 217 | 546 | 0 | 1.0362 | GSC | -1 | 0.30036 | 546 | 546 |  |  | -84.8861 | 546 | -0.30036 | -163.9972 |  |  |  |  | 0 | 0
48923 | WAP_GN3_3 | 3 | Houston | YES | -0.15547 | 198.4 | 93 | 248 | 0 | 1.0362 | GST | -1 | 0.30036 | 248 | 248 |  |  | -38.5563 | 248 | -0.30036 | -74.4896 |  |  |  |  | 0 | 0
48921 | WAP_GN1_1 | 1 | Houston | YES | -0.15547 | 132.8 | 37 | 166 | 0 | 1.0362 | GST | -1 | 0.30036 | 166 | 166 |  |  | -25.8079 | 166 | -0.30036 | -49.86 |  |  |  |  | 0 | 0
48922 | WAP_GN2_2 | 2 | Houston | YES | -0.15547 | 132.8 | 37 | 166 | 0 | 1.0362 | GST | -1 | 0.30036 | 166 | 166 |  |  | -25.8079 | 166 | -0.30036 | -49.86 |  |  |  |  | 0 | 0
48929 | WAPGT21_GT1 | B1 | Houston | YES | -0.15547 | 0 | 0 | 13 |  | 1.05 | GGT | -1 | 0.30036 | 13 | 13 |  |  | -2.0211 | 13 | -0.30036 | -3.9047 |  |  |  |  | 0 | 0
48925 | WAP_GN5_5 | 5 | Houston | YES | -0.15547 | 576 | 278 | 654 | 0 | 0.985 | LIGCO | -1 | 0.30036 | 0 | 654 |  |  | 0 | 0 | -0.30036 | 0 |  |  |  |  | 0 | 0
11320 | COYOTE_1G | 1 | West | YES | 0.12472 | 22.5 | 0 | 225 |  | 1 | Wind | 1 | 0.30037 | 0 | 225 |  |  |  |  | 0.30037 | 67.5829 |  |  |  |  | 0 | 0
11309 | BULLCREK_2G | 1 | West | YES | 0.12478 | 20.9 | 0 | 180 |  | 1 | Wind | 1 | 0.30043 | 0 | 180 |  |  |  |  | 0.30043 | 54.0775 |  |  |  |  | 0 | 0
11310 | BULLCREK_1G | 1 | West | YES | 0.12478 | 15.1 | 0 | 180 |  | 1 | Wind | 1 | 0.30043 | 0 | 180 |  |  |  |  | 0.30043 | 54.0775 |  |  |  |  | 0 | 0
1045 | CALENG1G_1G | 1 | West | YES | 0.1248 | 73.4 | 27 | 73.4 | 0 | 1.014 | Cogen | 1 | 0.30045 | 0 | 0 |  |  |  |  | 0.30045 | 0 |  |  |  |  | 0 | 0
1046 | CALENG2G_2G | 2 | West | YES | 0.1248 | 73.4 | 27 | 73.4 | 0 | 1.014 | Cogen | 1 | 0.30045 | 0 | 0 |  |  |  |  | 0.30045 | 0 |  |  |  |  | 0 | 0
1047 | CALENG3G_3G | 3 | West | YES | 0.1248 | 70.4 | 27 | 70.4 | 0 | 1.014 | Cogen | 1 | 0.30045 | 0 | 0 |  |  |  |  | 0.30045 | 0 |  |  |  |  | 0 | 0
11065 | ELBOWCK_1G | 1 | West | YES | 0.12499 | 23.4 | 0 | 121.9 | 0 | 1 | Wind | 1 | 0.30064 | 0 | 121.9 |  |  |  |  | 0.30064 | 36.6475 |  |  |  |  | 0 | 0
1058 | LONGSHORE_5 | 1 | West | YES | 0.12499 | 30 | 0 | 150 |  | 1.01 | Wind | 1 | 0.30064 | 0 | 150 |  |  |  |  | 0.30064 | 45.0953 |  |  |  |  | 0 | 0
1058 | LONGSHORE_5 | 2 | West | YES | 0.12499 | 44 | 0 | 220 |  | 1.01 | Wind | 1 | 0.30064 | 0 | 220 |  |  |  |  | 0.30064 | 66.1398 |  |  |  |  | 0 | 0
60072 | HHOLLOW41A | 1 | West | YES | 0.12505 | 23 | 0 | 115 | 0 | 1.025 | Wind | 1 | 0.3007 | 0 | 115 |  |  |  |  | 0.3007 | 34.5801 |  |  |  |  | 0 | 0
60058 | BUFF_GAP1A | 1 | West | YES | 0.12505 | 24 | 0 | 120 |  | 1 | Wind | 1 | 0.3007 | 0 | 120 |  |  |  |  | 0.3007 | 36.0836 |  |  |  |  | 0 | 0
60063 | BUFF_GAP1B | 1 | West | YES | 0.12505 | 34 | 0 | 170.2 | 0 | 1.02 | Wind | 1 | 0.3007 | 0 | 170.2 |  |  |  |  | 0.3007 | 51.1786 |  |  |  |  | 0 | 0
60068 | HHOLLOW21A | 1 | West | YES | 0.12505 | 36.8 | 0 | 184 | 0 | 1.025 | Wind | 1 | 0.3007 | 0 | 184 |  |  |  |  | 0.3007 | 55.3282 |  |  |  |  | 0 | 0
60066 | H_HOLLOW1A | 1 | West | YES | 0.12505 | 44.4 | 0 | 222 | 0 | 1.005 | Wind | 1 | 0.3007 | 0 | 222 |  |  |  |  | 0.3007 | 66.7547 |  |  |  |  | 0 | 0
60070 | HHOLLOW31A | 1 | West | YES | 0.12505 | 44.8 | 0 | 224 | 0 | 1.025 | Wind | 1 | 0.3007 | 0 | 224 |  |  |  |  | 0.3007 | 67.356 |  |  |  |  | 0 | 0
60060 | CIRELLO | 1 | West | YES | 0.12505 | 46.6 | 0 | 233 | 0 | 1 | Wind | 1 | 0.3007 | 0 | 233 |  |  |  |  | 0.3007 | 70.0623 |  |  |  |  | 0 | 0
1044 | MRGNFG_6G | F | West | YES | 0.1251 | 66 | 66 | 66 | 0 | 1.029 | GGT | 1 | 0.30075 | 66 | 66 |  |  |  |  | 0.30075 | 19.8495 |  |  |  |  | 0 | 0
1042 | MRGNDG_4G | D | West | YES | 0.1251 | 68 | 68 | 68 | 0 | 1.029 | GGT | 1 | 0.30075 | 68 | 68 |  |  |  |  | 0.30075 | 20.451 |  |  |  |  | 0 | 0
1039 | MRGNAG_1G | A | West | YES | 0.1251 | 69 | 69 | 69 | 0 | 1.029 | GGT | 1 | 0.30075 | 69 | 69 |  |  |  |  | 0.30075 | 20.7518 |  |  |  |  | 0 | 0
1041 | MRGNCG_3G | C | West | YES | 0.1251 | 69 | 69 | 70 | 0 | 1.029 | GGT | 1 | 0.30075 | 70 | 70 |  |  |  |  | 0.30075 | 21.0525 |  |  |  |  | 0 | 0
1043 | MRGNEG_5G | E | West | YES | 0.1251 | 68 | 68 | 70 | 0 | 1.029 | GGT | 1 | 0.30075 | 70 | 70 |  |  |  |  | 0.30075 | 21.0525 |  |  |  |  | 0 | 0
1040 | MRGNBG_2G | B | West | YES | 0.1251 | 70 | 70 | 71 | 0 | 1.029 | GGT | 1 | 0.30075 | 71 | 71 |  |  |  |  | 0.30075 | 21.3533 |  |  |  |  | 0 | 0
1037 | MORGAN5G_5G | 5 | West | YES | 0.1251 | 109.6 | 40 | 137 | 0 | 1.029 | GST | 1 | 0.30075 | 137 | 137 |  |  |  |  | 0.30075 | 41.2028 |  |  |  |  | 0 | 0
6637 | SNYDERW1A | 1 | West | YES | 0.12514 | 12.6 | 0 | 63 | 0 | 1.025 | Wind | 1 | 0.30079 | 0 | 63 |  |  |  |  | 0.30079 | 18.9495 |  |  |  |  | 0 | 0
1073 | SCURRYCW_2G | 2 | West | YES | 0.1252 | 24 | 0 | 120 | 0 | 1.0217 | Wind | 1 | 0.30085 | 0 | 120 |  |  |  |  | 0.30085 | 36.1021 |  |  |  |  | 0 | 0
1068 | SCURRYCW_1G | 1 | West | YES | 0.1252 | 28.2 | 1.3 | 141 | 0 | 1.0217 | Wind | 1 | 0.30085 | 0 | 141 |  |  |  |  | 0.30085 | 42.4199 |  |  |  |  | 0 | 0
1069 | KINDERMG_1G | 1 | West | YES | 0.12521 | 25 | 5 | 25 | 0 | 1.017 | Cogen | 1 | 0.30086 | 0 | 0 |  |  |  |  | 0.30086 | 0 |  |  |  |  | 0 | 0
1070 | KINDERMG_2G | 1 | West | YES | 0.12521 | 45.7 | 12 | 45.7 | 0 | 1.017 | Cogen | 1 | 0.30086 | 0 | 0 |  |  |  |  | 0.30086 | 0 |  |  |  |  | 0 | 0
1071 | KINDERMG_3G | 1 | West | YES | 0.12521 | 45.7 | 12 | 45.7 | 0 | 1.017 | Cogen | 1 | 0.30086 | 0 | 0 |  |  |  |  | 0.30086 | 0 |  |  |  |  | 0 | 0
1062 | CIELOGEN_2G | 1 | West | YES | 0.12521 | 12.2 | 0 | 61 |  | 1 | Wind | 1 | 0.30086 | 0 | 61 |  |  |  |  | 0.30086 | 18.3525 |  |  |  |  | 0 | 0
1061 | CIELOGEN_1G | 1 | West | YES | 0.12521 | 19.8 | 0 | 99 |  | 1 | Wind | 1 | 0.30086 | 0 | 99 |  |  |  |  | 0.30086 | 29.7852 |  |  |  |  | 0 | 0
36998 | RDCNYNG1 | 1 | West | YES | 0.12538 | 16.8 | 0 | 84 |  | 1.01 | Wind | 1 | 0.30103 | 0 | 84 |  |  |  |  | 0.30103 | 25.2864 |  |  |  |  | 0 | 0
1354 | AEPWIND_8 | 1 | West | YES | 0.12548 | 20.2 | 0 | 101 |  | 1 | Wind | 1 | 0.30113 | 0 | 101 |  |  |  |  | 0.30113 | 30.4139 |  |  |  |  | 0 | 0
1343 | TRENTIPP_8 | 1 | West | YES | 0.12548 | 30 | 0 | 150 |  | 1.014 | Wind | 1 | 0.30113 | 0 | 150 |  |  |  |  | 0.30113 | 45.1691 |  |  |  |  | 0 | 0
6407 | TURKTRAK1A | 1 | West | YES | 0.12567 | 33.9 | 0 | 169.5 | 0 | 1.025 | Wind | 1 | 0.30132 | 0 | 169.5 |  |  |  |  | 0.30132 | 51.073 |  |  |  |  | 0 | 0
48510 | AK_GT1__8040 | 1 | Houston | YES | -0.1568 | 33.4 | 8.1 | 34 |  | 1.029 | Cogen | -1 | 0.3017 | 0 | 0 |  |  | 0 | 0 | -0.3017 | 0 |  |  |  |  | 0 | 0
71051 | L_BITTCR1_1N | W1 | West | YES | 0.12609 | 7.5 | 0 | 37.5 |  | 1.02 | Wind | 1 | 0.30174 | 0 | 37.5 |  |  |  |  | 0.30174 | 11.3153 |  |  |  |  | 0 | 0
71061 | L_SWEETW1_5N | W1 | West | YES | 0.12609 | 16.1 | 0 | 80.5 | 0 | 1.02 | Wind | 1 | 0.30174 | 0 | 80.5 |  |  |  |  | 0.30174 | 24.2902 |  |  |  |  | 0 | 0
71060 | L_SWEETW1_4N | W1 | West | YES | 0.12609 | 21 | 0 | 105 | 0 | 1.02 | Wind | 1 | 0.30174 | 0 | 105 |  |  |  |  | 0.30174 | 31.6829 |  |  |  |  | 0 | 0
71054 | L_SWEETW1_1N | W1 | West | YES | 0.12609 | 21.5 | 0 | 107.5 |  | 1.02 | Wind | 1 | 0.30174 | 0 | 107.5 |  |  |  |  | 0.30174 | 32.4372 |  |  |  |  | 0 | 0
71059 | L_SWEETW1_3N | W1 | West | YES | 0.12609 | 23.8 | 0 | 119 | 0 | 1.02 | Wind | 1 | 0.30174 | 0 | 119 |  |  |  |  | 0.30174 | 35.9073 |  |  |  |  | 0 | 0
71057 | L_SWEETW1_2N | W1 | West | YES | 0.12609 | 27 | 0 | 135 |  | 1.02 | Wind | 1 | 0.30174 | 0 | 135 |  |  |  |  | 0.30174 | 40.7351 |  |  |  |  | 0 | 0
6144 | MCADOO1A | 1 | West | YES | 0.12612 | 15 | 0 | 150 | 0 | 1.025 | Wind | 1 | 0.30176 | 0 | 150 |  |  |  |  | 0.30176 | 45.2647 |  |  |  |  | 0 | 0
11057 | CHAMPION_1G | 1 | West | YES | 0.12614 | 25.3 | 0 | 126.5 |  | 1 | Wind | 1 | 0.30179 | 0 | 126.5 |  |  |  |  | 0.30179 | 38.1765 |  |  |  |  | 0 | 0
11059 | INADALE_1G | 1 | West | YES | 0.12614 | 39.4 | 0 | 197 |  | 1 | Wind | 1 | 0.30179 | 0 | 197 |  |  |  |  | 0.30179 | 59.4528 |  |  |  |  | 0 | 0
11056 | ROSCOE_1G | 1 | West | YES | 0.12614 | 41.8 | 0 | 209 |  | 1 | Wind | 1 | 0.30179 | 0 | 209 |  |  |  |  | 0.30179 | 63.0742 |  |  |  |  | 0 | 0
11058 | PYRON_1G | 1 | West | YES | 0.12614 | 49.8 | 0 | 249 |  | 1 | Wind | 1 | 0.30179 | 0 | 249 |  |  |  |  | 0.30179 | 75.1459 |  |  |  |  | 0 | 0
1643 | SLSTR1PP_1G | 1 | North | YES | 0.12646 | 6 | 0 | 60 | 0 | 1.022 | Wind | 1 | 0.30211 | 0 | 60 | 7.5877 | 60 |  |  | 0.30211 | 18.1266 |  |  |  |  | 0 | 0
1416 | SWETWATR_1G | 1 | West | YES | 0.12659 | 30 | 18 | 30 | 0 | 1.026 | CC | 1 | 0.30224 | 30 | 30 |  |  |  |  | 0.30224 | 9.0671 |  |  |  |  | 0 | 0
1419 | SWETWATR_4G | 4 | West | YES | 0.12659 | 61 | 36 | 61 | 0 | 1.026 | CC | 1 | 0.30224 | 61 | 61 |  |  |  |  | 0.30224 | 18.4364 |  |  |  |  | 0 | 0
1418 | SWETWATR_3G | 3 | West | YES | 0.12659 | 68 | 36 | 68 | 0 | 1.026 | CC | 1 | 0.30224 | 68 | 68 |  |  |  |  | 0.30224 | 20.552 |  |  |  |  | 0 | 0
1417 | SWETWATR_2G | 2 | West | YES | 0.12659 | 72 | 36 | 72 | 0 | 1.026 | CC | 1 | 0.30224 | 72 | 72 |  |  |  |  | 0.30224 | 21.761 |  |  |  |  | 0 | 0
60081 | WHRLWIND1A | 1 | West | YES | 0.12709 | 12 | 0 | 60 | 0 | 1.03 | Wind | 1 | 0.30274 | 0 | 60 |  |  |  |  | 0.30274 | 18.1642 |  |  |  |  | 0 | 0
1437 | MESQUITW_1G | 1 | North | YES | 0.12866 | 40 | 0 | 400 | 0 | 1.023 | Wind | 1 | 0.30431 | 0 | 400 | 51.4636 | 400 |  |  | 0.30431 | 121.7226 |  |  |  |  | 0 | 0
1438 | MESQUITW_2G | 1 | North | YES | 0.12866 | 23.6 | 0 | 236 |  | 1.017 | Wind | 1 | 0.30431 | 0 | 236 | 30.3645 | 236 |  |  | 0.30431 | 71.8173 |  |  |  |  | 0 | 0
1442 | COKFIELD_5 | 1 | North | YES | 0.12948 | 16.5 | 0 | 165 |  | 1.029 | Wind | 1 | 0.30513 | 0 | 165 | 21.3645 | 165 |  |  | 0.30513 | 50.3464 |  |  |  |  | 0 | 0
6100 | OKLA7A | EQ | West | YES | 0.13014 | 50 | -220 | 220 | 0 | 1.035 | DCTie | 1 | 0.30578 | 0 | 0 |  |  |  |  | 0.30578 | 0 |  |  |  |  | 0 | 0
6752 | OKLA0A | 1 | West | YES | 0.13014 | 649.7 | 175 | 649.7 | 0 | 1.035 | LIGCO | 1 | 0.30578 | 0 | 649.7 |  |  |  |  | 0.30578 | 198.667 |  |  |  |  | 0 | 0
1433 | GRHAMSES_1G | 1 | North | YES | 0.13133 | 242 | 60 | 242 | 0 | 1.038 | GST | 1 | 0.30698 | 242 | 242 | 31.7819 | 242 |  |  | 0.30698 | 74.2886 |  |  |  |  | 0 | 0
332 | RWMILLER01 | 1 | North | YES | 0.13142 | 58.4 | 18.5 | 73 | 0 | 1.04 | GST | 1 | 0.30706 | 73 | 73 | 9.5933 | 73 |  |  | 0.30706 | 22.4156 |  |  |  |  | 0 | 0
336 | RWMILLER05 | 5 | North | YES | 0.13142 | 80.8 | 0 | 101 | 0 | 1.04 | GST | 1 | 0.30706 | 101 | 101 | 13.2729 | 101 |  |  | 0.30706 | 31.0133 |  |  |  |  | 0 | 0
335 | RWMILLER04 | 4 | North | YES | 0.13142 | 81.6 | 0 | 102 | 0 | 1.04 | GST | 1 | 0.30706 | 102 | 102 | 13.4043 | 102 |  |  | 0.30706 | 31.3204 |  |  |  |  | 0 | 0
333 | RWMILLER02 | 2 | North | YES | 0.13142 | 95.2 | 37 | 119 | 0 | 1.04 | GST | 1 | 0.30706 | 119 | 119 | 15.6384 | 119 |  |  | 0.30706 | 36.5405 |  |  |  |  | 0 | 0
334 | RWMILLER03 | 3 | North | YES | 0.13142 | 166.4 | 65 | 208 | 0 | 1.04 | GST | 1 | 0.30706 | 208 | 208 | 27.3343 | 208 |  |  | 0.30706 | 63.869 |  |  |  |  | 0 | 0
1432 | GRHAMSES_2G | 2 | North | YES | 0.13207 | 294.9 | 90 | 366 | 0 | 1.014 | GST | 1 | 0.30772 | 366 | 366 | 48.3384 | 366 |  |  | 0.30772 | 112.6254 |  |  |  |  | 0 | 0
1479 | WFCOGEN_1G | 1 | North | YES | 0.13218 | 16 | 12 | 20 | 0 | 1 | Cogen | 1 | 0.30783 | 0 | 0 | 0 | 0 |  |  | 0.30783 | 0 |  |  |  |  | 0 | 0
1479 | WFCOGEN_1G | 2 | North | YES | 0.13218 | 16 | 12 | 20 | 0 | 1 | Cogen | 1 | 0.30783 | 0 | 0 | 0 | 0 |  |  | 0.30783 | 0 |  |  |  |  | 0 | 0
1482 | WFCOGEN_2G | 2 | North | YES | 0.13218 | 13.6 | 12 | 17 | 0 | 1 | Cogen | 1 | 0.30783 | 0 | 0 | 0 | 0 |  |  | 0.30783 | 0 |  |  |  |  | 0 | 0
1482 | WFCOGEN_2G | 1 | North | YES | 0.13218 | 16 | 12 | 20 | 0 | 1 | Cogen | 1 | 0.30783 | 0 | 0 | 0 | 0 |  |  | 0.30783 | 0 |  |  |  |  | 0 | 0
1600 | BARTNWND_1G | 1 | North | YES | 0.13237 | 12 | 0 | 120 | 0 | 1.022 | Wind | 1 | 0.30801 | 0 | 120 | 15.884 | 120 |  |  | 0.30801 | 36.9618 |  |  |  |  | 0 | 0
344 | MRSSHPRD | 1 | North | YES | 0.13256 | 0 | 0 | 12 |  | 1.03 | Hydro | 1 | 0.3082 | 0 | 0 | 0 | 0 |  |  | 0.3082 | 0 |  |  |  |  | 0 | 0
345 | MRSSHPRD01 | 2 | North | YES | 0.13256 | 0 | 0 | 12 |  | 1.03 | Hydro | 1 | 0.3082 | 0 | 0 | 0 | 0 |  |  | 0.3082 | 0 |  |  |  |  | 0 | 0
366 | JNSNCNTY802 | 1 | North | YES | 0.13296 | 168 | 20 | 168 | 0 | 1.02 | Cogen | 1 | 0.3086 | 0 | 0 | 0 | 0 |  |  | 0.3086 | 0 |  |  |  |  | 0 | 0
367 | JNSNCNTY802 | 2 | North | YES | 0.13296 | 90 | 20 | 90 | 0 | 1.02 | Cogen | 1 | 0.3086 | 0 | 0 | 0 | 0 |  |  | 0.3086 | 0 |  |  |  |  | 0 | 0
1895 | DECRDOVA_5G | D | North | YES | 0.13376 | 65 | 65 | 68 | 0 | 1.025 | GGT | 1 | 0.3094 | 68 | 68 | 9.0955 | 68 |  |  | 0.3094 | 21.0395 |  |  |  |  | 0 | 0
1893 | DECRDOVA_3G | B | North | YES | 0.13376 | 65 | 65 | 69 | 0 | 1.025 | GGT | 1 | 0.3094 | 69 | 69 | 9.2292 | 69 |  |  | 0.3094 | 21.3489 |  |  |  |  | 0 | 0
1894 | DECRDOVA_4G | C | North | YES | 0.13376 | 65 | 65 | 69 | 0 | 1.025 | GGT | 1 | 0.3094 | 69 | 69 | 9.2292 | 69 |  |  | 0.3094 | 21.3489 |  |  |  |  | 0 | 0
1892 | DECRDOVA_2G | A | North | YES | 0.13376 | 65 | 65 | 70 | 0 | 1.025 | GGT | 1 | 0.3094 | 70 | 70 | 9.363 | 70 |  |  | 0.3094 | 21.6583 |  |  |  |  | 0 | 0
503 | NTHTEXAS01 | 1 | North | YES | 0.13379 | 0 | 5 | 18 |  | 1.015 | GST | 1 | 0.30943 | 18 | 18 | 2.4081 | 18 |  |  | 0.30943 | 5.5698 |  |  |  |  | 0 | 0
504 | NTHTEXAS02 | 2 | North | YES | 0.13379 | 14.4 | 5 | 18 |  | 1.015 | GST | 1 | 0.30943 | 18 | 18 | 2.4081 | 18 |  |  | 0.30943 | 5.5698 |  |  |  |  | 0 | 0
505 | NTHTEXAS03 | 3 | North | YES | 0.13379 | 30.4 | 15 | 38 |  | 1.015 | GST | 1 | 0.30943 | 38 | 38 | 5.0839 | 38 |  |  | 0.30943 | 11.7585 |  |  |  |  | 0 | 0
1898 | COMCHEPK_1G | 1 | North | YES | 0.13443 | 1217 | 1150 | 1217 | 0 | 1.032 | Nuc | 1 | 0.31008 | 0 | 0 | 0 | 0 |  |  | 0.31008 | 0 |  |  |  |  | 0 | 0
1899 | COMCHEPK_2G | 2 | North | YES | 0.13443 | 1159 | 1128 | 1159 | 0 | 1.032 | Nuc | 1 | 0.31008 | 0 | 0 | 0 | 0 |  |  | 0.31008 | 0 |  |  |  |  | 0 | 0
38580 | TNBP_CGN1_8 | 1 | Houston | YES | -0.16523 | 70.8 | 0 | 70.8 | 0 | 1.005 | Cogen | -1 | 0.31012 | 0 | 0 |  |  | 0 | 0 | -0.31012 | 0 |  |  |  |  | 0 | 0
38590 | TNBP_CGN2_8 | 2 | Houston | YES | -0.16523 | 66.7 | 0 | 66.7 | 0 | 1.005 | Cogen | -1 | 0.31012 | 0 | 0 |  |  | 0 | 0 | -0.31012 | 0 |  |  |  |  | 0 | 0
38600 | TNBP_CGN3_8 | 5 | Houston | YES | -0.16523 | 53 | 0 | 53 | 0 | 1.005 | Cogen | -1 | 0.31012 | 0 | 0 |  |  | 0 | 0 | -0.31012 | 0 |  |  |  |  | 0 | 0
38611 | TNBPAMCG1_8 | 1 | Houston | YES | -0.16523 | 153.2 | 0 | 153.2 | 0 | 1.005 | Cogen | -1 | 0.31012 | 0 | 0 |  |  | 0 | 0 | -0.31012 | 0 |  |  |  |  | 0 | 0
38612 | TNBPAMCG2_8 | 2 | Houston | YES | -0.16523 | 153.5 | 0 | 153.5 | 0 | 1.005 | Cogen | -1 | 0.31012 | 0 | 0 |  |  | 0 | 0 | -0.31012 | 0 |  |  |  |  | 0 | 0
38613 | TNBPAMCG3_8 | 3 | Houston | YES | -0.16523 | 152.3 | 0 | 152.3 | 0 | 1.005 | Cogen | -1 | 0.31012 | 0 | 0 |  |  | 0 | 0 | -0.31012 | 0 |  |  |  |  | 0 | 0
38614 | TNBPAMCG4_8 | 4 | Houston | YES | -0.16523 | 96 | 0 | 96 |  | 1.005 | Cogen | -1 | 0.31012 | 0 | 0 |  |  | 0 | 0 | -0.31012 | 0 |  |  |  |  | 0 | 0
38615 | TNBPAMCG5_8 | 1 | Houston | YES | -0.16523 | 244 | 0 | 244 | 0 | 1.005 | Cogen | -1 | 0.31012 | 0 | 0 |  |  | 0 | 0 | -0.31012 | 0 |  |  |  |  | 0 | 0
38690 | TNBP_CGN4_8 | 3 | Houston | YES | -0.16523 | 40 | 0 | 40 |  | 1.005 | Cogen | -1 | 0.31012 | 0 | 0 |  |  | 0 | 0 | -0.31012 | 0 |  |  |  |  | 0 | 0
38711 | TNTXCTY1CG8 | 1 | Houston | YES | -0.16523 | 100.3 | 59 | 100.3 | 0 | 1 | Cogen | -1 | 0.31012 | 0 | 0 |  |  | 0 | 0 | -0.31012 | 0 |  |  |  |  | 0 | 0
38712 | TNTXCTY2CG8 | 1 | Houston | YES | -0.16523 | 92.9 | 59 | 92.9 | 0 | 1 | Cogen | -1 | 0.31012 | 0 | 0 |  |  | 0 | 0 | -0.31012 | 0 |  |  |  |  | 0 | 0
38713 | TNTXCTY3CG8 | 1 | Houston | YES | -0.16523 | 102.7 | 59 | 102.7 | 0 | 1 | Cogen | -1 | 0.31012 | 0 | 0 |  |  | 0 | 0 | -0.31012 | 0 |  |  |  |  | 0 | 0
38714 | TNTXCTY4CG8 | 1 | Houston | YES | -0.16523 | 103 | 59 | 103 | 0 | 1 | Cogen | -1 | 0.31012 | 0 | 0 |  |  | 0 | 0 | -0.31012 | 0 |  |  |  |  | 0 | 0
39470 | TNDOWCGNSG8 | 1 | Houston | YES | -0.16523 | 32 | 10 | 32 | 0 | 0.985 | Cogen | -1 | 0.31012 | 0 | 0 |  |  | 0 | 0 | -0.31012 | 0 |  |  |  |  | 0 | 0
39480 | TNDOWCGNGG8 | 1 | Houston | YES | -0.16523 | 30 | 10 | 30 | 0 | 0.985 | Cogen | -1 | 0.31012 | 0 | 0 |  |  | 0 | 0 | -0.31012 | 0 |  |  |  |  | 0 | 0
1453 | WCPWRCO_1G | 1 | North | YES | 0.13461 | 204 | 50 | 204 | 0 | 1.02 | CC | 1 | 0.31026 | 204 | 204 | 27.46 | 204 |  |  | 0.31026 | 63.2921 |  |  |  |  | 0 | 0
1454 | WCPWRCO_2G | 2 | North | YES | 0.13461 | 204 | 50 | 204 | 0 | 1.02 | CC | 1 | 0.31026 | 204 | 204 | 27.46 | 204 |  |  | 0.31026 | 63.2921 |  |  |  |  | 0 | 0
1455 | WCPWRCO_3G | 3 | North | YES | 0.13461 | 242 | 50 | 242 |  | 1.02 | CC | 1 | 0.31026 | 242 | 242 | 32.5751 | 242 |  |  | 0.31026 | 75.0819 |  |  |  |  | 0 | 0
1878 | WLFHOLW_2G | 2 | North | YES | 0.1348 | 215.7 | 105 | 215.7 | 0 | 1.032 | CC | 1 | 0.31044 | 215.7 | 215.7 | 29.0757 | 215.7 |  |  | 0.31044 | 66.9629 |  |  |  |  | 0 | 0
1877 | WLFHOLW_1G | 1 | North | YES | 0.1348 | 217.3 | 89.2 | 217.3 | 0 | 1.032 | CC | 1 | 0.31044 | 217.3 | 217.3 | 29.2914 | 217.3 |  |  | 0.31044 | 67.4596 |  |  |  |  | 0 | 0
1879 | WLFHOLW_3G | 3 | North | YES | 0.1348 | 272.4 | 89.2 | 272.4 | 0 | 1.032 | CC | 1 | 0.31044 | 272.4 | 272.4 | 36.7187 | 272.4 |  |  | 0.31044 | 84.5651 |  |  |  |  | 0 | 0
1889 | DECRDOVA_1G | 1 | North | YES | 0.13505 | 779 | 255 | 779 | 0 | 1.02 | GSC | 1 | 0.3107 | 779 | 779 | 105.2071 | 779 |  |  | 0.3107 | 242.0366 |  |  |  |  | 0 | 0
581 | JCKCNTY802 | 2 | North | YES | 0.13548 | 147 | 0 | 147 | 0 | 1.022 | CC | 1 | 0.31113 | 147 | 147 | 19.9154 | 147 |  |  | 0.31113 | 45.7356 |  |  |  |  | 0 | 0
582 | JCKCNTY803 | 3 | North | YES | 0.13548 | 147 | 0 | 147 | 0 | 1.022 | CC | 1 | 0.31113 | 147 | 147 | 19.9154 | 147 |  |  | 0.31113 | 45.7356 |  |  |  |  | 0 | 0
580 | JCKCNTY801 | 1 | North | YES | 0.13548 | 288 | 0 | 288 | 0 | 1.022 | CC | 1 | 0.31113 | 288 | 288 | 39.018 | 288 |  |  | 0.31113 | 89.6045 |  |  |  |  | 0 | 0
1944 | MDLTHELP_4G | 4 | North | YES | 0.13601 | 211 | 74 | 211 | 0 | 1 | CC | 1 | 0.31165 | 211 | 211 | 28.6975 | 211 |  |  | 0.31165 | 65.7591 |  |  |  |  | 0 | 0
1943 | MDLTHELP_3G | 3 | North | YES | 0.13601 | 212 | 74 | 212 | 0 | 1 | CC | 1 | 0.31165 | 212 | 212 | 28.8335 | 212 |  |  | 0.31165 | 66.0708 |  |  |  |  | 0 | 0
1937 | MDLTHELP_5G | 5 | North | YES | 0.13601 | 224 | 74 | 224 | 0 | 1 | CC | 1 | 0.31165 | 224 | 224 | 30.4656 | 224 |  |  | 0.31165 | 69.8106 |  |  |  |  | 0 | 0
1938 | MDLTHELP_6G | 6 | North | YES | 0.13601 | 226 | 74 | 226 | 0 | 1 | CC | 1 | 0.31165 | 226 | 226 | 30.7376 | 226 |  |  | 0.31165 | 70.4339 |  |  |  |  | 0 | 0
1861 | EAGLEMNT_1G | MB | North | YES | 0.13684 | 0 | 30 | 112 |  | 1.022 | GST | 1 | 0.31248 | 0 | 0 | 0 | 0 |  |  | 0.31248 | 0 |  |  |  |  | 0 | 0
1862 | EAGLEMNT_2G | MB | North | YES | 0.13684 | 0 | 40 | 100 |  | 1.022 | GST | 1 | 0.31248 | 0 | 0 | 0 | 0 |  |  | 0.31248 | 0 |  |  |  |  | 0 | 0
1863 | EAGLEMNT_3G | MB | North | YES | 0.13684 | 0 | 50 | 378 |  | 1.022 | GST | 1 | 0.31248 | 0 | 0 | 0 | 0 |  |  | 0.31248 | 0 |  |  |  |  | 0 | 0
728 | WOLFRIDGE801 | 1 | North | YES | 0.13737 | 11.2 | 0 | 112.5 | 0 | 0.99 | Wind | 1 | 0.31302 | 0 | 112.5 | 15.4543 | 112.5 |  |  | 0.31302 | 35.2147 |  |  |  |  | 0 | 0
1942 | MDLTHELP_2G | 2 | North | YES | 0.13739 | 216.1 | 74 | 216.1 | 0 | 1 | CC | 1 | 0.31304 | 216.1 | 216.1 | 29.6911 | 216.1 |  |  | 0.31304 | 67.6485 |  |  |  |  | 0 | 0
1941 | MDLTHELP_1G | 1 | North | YES | 0.13739 | 216.4 | 74 | 216.4 | 0 | 1 | CC | 1 | 0.31304 | 216.4 | 216.4 | 29.7323 | 216.4 |  |  | 0.31304 | 67.7424 |  |  |  |  | 0 | 0
1947 | HANDLEY_3G | 3 | North | YES | 0.13741 | 316 | 100 | 395 | 0 | 1.022 | GST | 1 | 0.31306 | 395 | 395 | 54.2769 | 395 |  |  | 0.31306 | 123.6578 |  |  |  |  | 0 | 0
1949 | HANDLEY_5G | 5 | North | YES | 0.13741 | 348 | 150 | 435 | 0 | 1.022 | GST | 1 | 0.31306 | 435 | 435 | 59.7734 | 435 |  |  | 0.31306 | 136.1801 |  |  |  |  | 0 | 0
1948 | HANDLEY_4G | 4 | North | YES | 0.13764 | 348 | 150 | 435 | 0 | 1.022 | GST | 1 | 0.31329 | 435 | 435 | 59.8751 | 435 |  |  | 0.31329 | 136.2819 |  |  |  |  | 0 | 0
923 | SPENCER_G4 | 1 | North | YES | 0.13865 | 48 | 20 | 61 | 0 | 1.03 | GST | 1 | 0.31429 | 61 | 61 | 8.4574 | 61 |  |  | 0.31429 | 19.1719 |  |  |  |  | 0 | 0
924 | SPENCER_G5 | 1 | North | YES | 0.13865 | 52 | 20 | 66 | 0 | 1.03 | GST | 1 | 0.31429 | 66 | 66 | 9.1506 | 66 |  |  | 0.31429 | 20.7434 |  |  |  |  | 0 | 0
48772 | PHR_GN2_2 | MB | Houston | YES | -0.16974 | 0 | 72 | 459 |  | 1.0362 | GSC | -1 | 0.31463 | 0 | 0 |  |  | 0 | 0 | -0.31463 | 0 |  |  |  |  | 0 | 0
12323 | ENNSTRAC_2G | 2 | North | YES | 0.141 | 116 | 100 | 116 | 0 | 1.036 | CC | 1 | 0.31665 | 116 | 116 | 16.3563 | 116 |  |  | 0.31665 | 36.7315 |  |  |  |  | 0 | 0
12322 | ENNSTRAC_1G | 1 | North | YES | 0.141 | 196 | 130 | 196 | 0 | 1.036 | CC | 1 | 0.31665 | 196 | 196 | 27.6366 | 196 |  |  | 0.31665 | 62.0635 |  |  |  |  | 0 | 0
2381 | NTHLK1_G | 1 | North | YES | 0.14105 | 0 | 35 | 156 |  | 1.022 | GST | 1 | 0.3167 | 156 | 156 | 22.0036 | 156 |  |  | 0.3167 | 49.4047 |  |  |  |  | 0 | 0
2382 | NTHLK2_G | 2 | North | YES | 0.14105 | 0 | 35 | 181 |  | 1.022 | GST | 1 | 0.3167 | 181 | 181 | 25.5299 | 181 |  |  | 0.3167 | 57.3221 |  |  |  |  | 0 | 0
2383 | NTHLK3_G | 3 | North | YES | 0.14105 | 0 | 50 | 329 |  | 1.022 | GST | 1 | 0.3167 | 329 | 329 | 46.4051 | 329 |  |  | 0.3167 | 104.1932 |  |  |  |  | 0 | 0
2371 | COLLIN_1G | MB | North | YES | 0.1413 | 0 | 40 | 138 |  | 1.022 | GST | 1 | 0.31695 | 0 | 0 | 0 | 0 |  |  | 0.31695 | 0 |  |  |  |  | 0 | 0
6948 | DENISNDM | 1 | North | YES | 0.142 | 40 | 5 | 40 |  | 1.015 | Hydro | 1 | 0.31765 | 0 | 0 | 0 | 0 |  |  | 0.31765 | 0 |  |  |  |  | 0 | 0
6948 | DENISNDM | 2 | North | YES | 0.142 | 31 | 5 | 40 |  | 1.015 | Hydro | 1 | 0.31765 | 0 | 0 | 0 | 0 |  |  | 0.31765 | 0 |  |  |  |  | 0 | 0
48561 | CTL_GT2_8130 | 1 | Houston | YES | -0.17295 | 73.5 | 30.3 | 91.9 |  | 1.0362 | Cogen | -1 | 0.31784 | 0 | 0 |  |  | 0 | 0 | -0.31784 | 0 |  |  |  |  | 0 | 0
48562 | CTL_GT3_8135 | 2 | Houston | YES | -0.17295 | 70.1 | 30.3 | 87.6 |  | 1.0362 | Cogen | -1 | 0.31784 | 0 | 0 |  |  | 0 | 0 | -0.31784 | 0 |  |  |  |  | 0 | 0
48563 | CTL_GT4_8140 | 3 | Houston | YES | -0.17295 | 69.6 | 30.3 | 87 |  | 1.0362 | Cogen | -1 | 0.31784 | 0 | 0 |  |  | 0 | 0 | -0.31784 | 0 |  |  |  |  | 0 | 0
48564 | CTL_GN1_8145 | 4 | Houston | YES | -0.17295 | 43.6 | 12.9 | 54.5 |  | 1.0362 | Cogen | -1 | 0.31784 | 0 | 0 |  |  | 0 | 0 | -0.31784 | 0 |  |  |  |  | 0 | 0
48565 | CTL_GN2_8155 | 5 | Houston | YES | -0.17295 | 9.8 | 3.4 | 12.2 |  | 1.0362 | Cogen | -1 | 0.31784 | 0 | 0 |  |  | 0 | 0 | -0.31784 | 0 |  |  |  |  | 0 | 0
2414 | MTCK7_G | 7 | North | YES | 0.14222 | 0 | 30 | 115 |  | 1.022 | GST | 1 | 0.31787 | 115 | 115 | 16.3555 | 115 |  |  | 0.31787 | 36.555 |  |  |  |  | 0 | 0
2413 | MTCK6_G | 6 | North | YES | 0.14222 | 0 | 30 | 118 |  | 1.022 | GST | 1 | 0.31787 | 118 | 118 | 16.7822 | 118 |  |  | 0.31787 | 37.5086 |  |  |  |  | 0 | 0
2417 | MTCK8_G | 8 | North | YES | 0.14222 | 444.8 | 60 | 556 | 0 | 1.022 | GSC | 1 | 0.31787 | 556 | 556 | 79.0754 | 556 |  |  | 0.31787 | 176.7355 |  |  |  |  | 0 | 0
1687 | VALLEY_1G | 1 | North | YES | 0.14223 | 136 | 15 | 170 | 0 | 1.029 | GST | 1 | 0.31788 | 170 | 170 | 24.1798 | 170 |  |  | 0.31788 | 54.0399 |  |  |  |  | 0 | 0
1688 | VALLEY_2G | 2 | North | YES | 0.14223 | 527 | 90 | 527 | 0 | 1.029 | GSC | 1 | 0.31788 | 527 | 527 | 74.9573 | 527 |  |  | 0.31788 | 167.5236 |  |  |  |  | 0 | 0
11691 | KMICHICT1_G | 1 | North | YES | 0.14252 | 144 | 80 | 144 | 0 | 1.026 | CC | 1 | 0.31817 | 144 | 144 | 20.5232 | 144 |  |  | 0.31817 | 45.8164 |  |  |  |  | 0 | 0
11694 | KMICHICT4_G | 4 | North | YES | 0.14252 | 144 | 80 | 144 | 0 | 1.026 | CC | 1 | 0.31817 | 144 | 144 | 20.5232 | 144 |  |  | 0.31817 | 45.8164 |  |  |  |  | 0 | 0
11692 | KMICHICT2_G | 2 | North | YES | 0.14252 | 146 | 80 | 146 | 0 | 1.026 | CC | 1 | 0.31817 | 146 | 146 | 20.8082 | 146 |  |  | 0.31817 | 46.4528 |  |  |  |  | 0 | 0
11695 | KMICHICT5_G | 5 | North | YES | 0.14252 | 148 | 80 | 148 | 0 | 1.026 | CC | 1 | 0.31817 | 148 | 148 | 21.0933 | 148 |  |  | 0.31817 | 47.0891 |  |  |  |  | 0 | 0
11696 | KMICHIST6_G | 6 | North | YES | 0.14252 | 310 | 60 | 310 | 0 | 1.026 | CC | 1 | 0.31817 | 310 | 310 | 44.1818 | 310 |  |  | 0.31817 | 98.6326 |  |  |  |  | 0 | 0
11693 | KMICHIST3_G | 3 | North | YES | 0.14252 | 312 | 60 | 312 | 0 | 1.026 | CC | 1 | 0.31817 | 312 | 312 | 44.4669 | 312 |  |  | 0.31817 | 99.2689 |  |  |  |  | 0 | 0
1689 | VALLEY_3G | 3 | North | YES | 0.14252 | 0 | 25 | 375 |  | 1.003 | GST | 1 | 0.31817 | 375 | 375 | 53.4457 | 375 |  |  | 0.31817 | 119.3136 |  |  |  |  | 0 | 0
1679 | LAMARPWR_2G | 2 | North | YES | 0.14265 | 156 | 67.7 | 156 | 0 | 1.038 | CC | 1 | 0.3183 | 156 | 156 | 22.2534 | 156 |  |  | 0.3183 | 49.6544 |  |  |  |  | 0 | 0
1681 | LAMARPWR_4G | 4 | North | YES | 0.14265 | 156 | 67.7 | 156 | 0 | 1.038 | CC | 1 | 0.3183 | 156 | 156 | 22.2534 | 156 |  |  | 0.3183 | 49.6544 |  |  |  |  | 0 | 0
1682 | LAMARPWR_5G | 5 | North | YES | 0.14265 | 157 | 67.7 | 157 | 0 | 1.038 | CC | 1 | 0.3183 | 157 | 157 | 22.396 | 157 |  |  | 0.3183 | 49.9727 |  |  |  |  | 0 | 0
1678 | LAMARPWR_1G | 1 | North | YES | 0.14265 | 160 | 67.7 | 160 | 0 | 1.038 | CC | 1 | 0.3183 | 160 | 160 | 22.824 | 160 |  |  | 0.3183 | 50.9276 |  |  |  |  | 0 | 0
1680 | LAMARPWR_3G | 3 | North | YES | 0.14265 | 196 | 129.1 | 196 | 0 | 1.038 | CC | 1 | 0.3183 | 196 | 196 | 27.9594 | 196 |  |  | 0.3183 | 62.3863 |  |  |  |  | 0 | 0
1683 | LAMARPWR_6G | 6 | North | YES | 0.14265 | 198 | 129.1 | 198 | 0 | 1.038 | CC | 1 | 0.3183 | 198 | 198 | 28.2447 | 198 |  |  | 0.3183 | 63.0229 |  |  |  |  | 0 | 0
1675 | PEC_1G | 1 | North | YES | 0.14274 | 76.7 | 35 | 76.7 | 0 | 1.022 | Cogen | 1 | 0.31839 | 0 | 0 | 0 | 0 |  |  | 0.31839 | 0 |  |  |  |  | 0 | 0
1676 | PEC_2G | 2 | North | YES | 0.14274 | 79.6 | 35 | 79.6 | 0 | 1.022 | Cogen | 1 | 0.31839 | 0 | 0 | 0 | 0 |  |  | 0.31839 | 0 |  |  |  |  | 0 | 0
1677 | PEC_3G | 3 | North | YES | 0.14274 | 88.4 | 35 | 88.4 | 0 | 1.022 | Cogen | 1 | 0.31839 | 0 | 0 | 0 | 0 |  |  | 0.31839 | 0 |  |  |  |  | 0 | 0
5925 | DCEAST | EQ | North | YES | 0.14288 | 400.3 | -600 | 600 | 0 | 1.025 | DCTie | 1 | 0.31853 | 0 | 0 | 0 | 0 |  |  | 0.31853 | 0 |  |  |  |  | 0 | 0
1701 | MOSES_1G | 1 | North | YES | 0.14288 | 558 | 175 | 558 | 0 | 1.023 | LIGCO | 1 | 0.31853 | 0 | 558 | 79.7265 | 558 |  |  | 0.31853 | 177.7379 |  |  |  |  | 0 | 0
1702 | MOSES_2G | 2 | North | YES | 0.14288 | 579 | 175 | 579 | 0 | 1.023 | LIGCO | 1 | 0.31853 | 0 | 579 | 82.7269 | 579 |  |  | 0.31853 | 184.4269 |  |  |  |  | 0 | 0
1703 | MOSES_3G | 3 | North | YES | 0.14288 | 808 | 463 | 808 | 0 | 1.023 | LIGCO | 1 | 0.31853 | 0 | 808 | 115.4462 | 808 |  |  | 0.31853 | 257.3695 |  |  |  |  | 0 | 0
845 | OLINGER_G4 | 1 | North | YES | 0.14315 | 51.9 | 0 | 76 | 0 | 1.03 | GGT | 1 | 0.31879 | 76 | 76 | 10.8792 | 76 |  |  | 0.31879 | 24.2284 |  |  |  |  | 0 | 0
842 | OLINGER_G1 | 1 | North | YES | 0.14315 | 55.4 | 20 | 79 | 0 | 1.03 | GST | 1 | 0.31879 | 79 | 79 | 11.3086 | 79 |  |  | 0.31879 | 25.1848 |  |  |  |  | 0 | 0
843 | OLINGER_G2 | 1 | North | YES | 0.14315 | 76.2 | 25 | 110 | 0 | 1.03 | GST | 1 | 0.31879 | 110 | 110 | 15.7462 | 110 |  |  | 0.31879 | 35.0674 |  |  |  |  | 0 | 0
844 | OLINGER_G3 | 1 | North | YES | 0.14315 | 103.9 | 45 | 150 | 0 | 1.03 | GST | 1 | 0.31879 | 150 | 150 | 21.472 | 150 |  |  | 0.31879 | 47.8192 |  |  |  |  | 0 | 0
837 | NEWMAN_G5 | 1 | North | YES | 0.14317 | 0 | 15 | 40 |  | 1.01 | GST | 1 | 0.31882 | 40 | 40 | 5.7268 | 40 |  |  | 0.31882 | 12.7527 |  |  |  |  | 0 | 0
949 | STEAM2 | 1 | North | YES | 0.14333 | 26 | 8 | 26 | 0 | 0.99 | GST | 1 | 0.31898 | 26 | 26 | 3.7267 | 26 |  |  | 0.31898 | 8.2935 |  |  |  |  | 0 | 0
950 | STEAM3 | 1 | North | YES | 0.14333 | 41 | 13 | 42 | 0 | 1.02 | GST | 1 | 0.31898 | 42 | 42 | 6.02 | 42 |  |  | 0.31898 | 13.3972 |  |  |  |  | 0 | 0
948 | STEAM1 | 1 | North | YES | 0.14333 | 0 | 12 | 20 |  | 1.02 | GST | 1 | 0.31898 | 20 | 20 | 2.8667 | 20 |  |  | 0.31898 | 6.3796 |  |  |  |  | 0 | 0
48531 | BYU_GT1_8075 | 1 | Houston | YES | -0.17413 | 65 | 0 | 65 |  | 1.0362 | Cogen | -1 | 0.31902 | 0 | 0 |  |  | 0 | 0 | -0.31902 | 0 |  |  |  |  | 0 | 0
48532 | BYU_GT2_8055 | 2 | Houston | YES | -0.17413 | 62 | 0 | 62 |  | 1.0362 | Cogen | -1 | 0.31902 | 0 | 0 |  |  | 0 | 0 | -0.31902 | 0 |  |  |  |  | 0 | 0
48533 | BYU_GT3_8060 | 3 | Houston | YES | -0.17413 | 67 | 0 | 67 |  | 1.0362 | Cogen | -1 | 0.31902 | 0 | 0 |  |  | 0 | 0 | -0.31902 | 0 |  |  |  |  | 0 | 0
48534 | BYU_GT4_8065 | 4 | Houston | YES | -0.17413 | 65 | 0 | 65 |  | 1.0362 | Cogen | -1 | 0.31902 | 0 | 0 |  |  | 0 | 0 | -0.31902 | 0 |  |  |  |  | 0 | 0
12440 | PARKD_1SVC8 | 1 | North | YES | 0.14368 | 0 | 0 | 0 | 0 | 1.007 | GST | 1 | 0.31933 | 0 | 0 | 0 | 0 |  |  | 0.31933 | 0 |  |  |  |  | 0 | 0
12449 | PARKD_2SVC8 | 1 | North | YES | 0.14368 | 0 | 0 | 0 | 0 | 1.007 | GST | 1 | 0.31933 | 0 | 0 | 0 | 0 |  |  | 0.31933 | 0 |  |  |  |  | 0 | 0
2451 | LKHB1_G | 1 | North | YES | 0.14375 | 0 | 80 | 391 |  | 1.022 | GST | 1 | 0.31939 | 391 | 391 | 56.2043 | 391 |  |  | 0.31939 | 124.8825 |  |  |  |  | 0 | 0
2452 | LKHB2_G | 2 | North | YES | 0.14375 | 516 | 80 | 516 | 0 | 1.022 | GST | 1 | 0.31939 | 516 | 516 | 74.1724 | 516 |  |  | 0.31939 | 164.8066 |  |  |  |  | 0 | 0
12411 | FPLEFR1A_G | 1 | North | YES | 0.14447 | 161 | 72 | 161 | 0 | 1 | CC | 1 | 0.32011 | 161 | 161 | 23.2589 | 161 |  |  | 0.32011 | 51.5381 |  |  |  |  | 0 | 0
12422 | FPLEFR2B_G | 2 | North | YES | 0.14447 | 161 | 72 | 161 | 0 | 1 | CC | 1 | 0.32011 | 161 | 161 | 23.2589 | 161 |  |  | 0.32011 | 51.5381 |  |  |  |  | 0 | 0
12421 | FPLEFR2A_G | 1 | North | YES | 0.14447 | 162 | 72 | 162 | 0 | 1 | CC | 1 | 0.32011 | 162 | 162 | 23.4033 | 162 |  |  | 0.32011 | 51.8582 |  |  |  |  | 0 | 0
12423 | FPLEFR2C_G | 3 | North | YES | 0.14447 | 163 | 72 | 163 | 0 | 1 | CC | 1 | 0.32011 | 163 | 163 | 23.5478 | 163 |  |  | 0.32011 | 52.1784 |  |  |  |  | 0 | 0
12412 | FPLEFR1B_G | 2 | North | YES | 0.14447 | 164 | 72 | 164 | 0 | 1 | CC | 1 | 0.32011 | 164 | 164 | 23.6923 | 164 |  |  | 0.32011 | 52.4985 |  |  |  |  | 0 | 0
12413 | FPLEFR1C_G | 3 | North | YES | 0.14447 | 164 | 72 | 164 | 0 | 1 | CC | 1 | 0.32011 | 164 | 164 | 23.6923 | 164 |  |  | 0.32011 | 52.4985 |  |  |  |  | 0 | 0
12414 | FPLEFR1S_G | 4 | North | YES | 0.14447 | 414 | 191 | 414 | 0 | 1 | CC | 1 | 0.32011 | 414 | 414 | 59.8085 | 414 |  |  | 0.32011 | 132.5266 |  |  |  |  | 0 | 0
12424 | FPLEFR2S_G | 4 | North | YES | 0.14447 | 415 | 191 | 415 | 0 | 1 | CC | 1 | 0.32011 | 415 | 415 | 59.953 | 415 |  |  | 0.32011 | 132.8467 |  |  |  |  | 0 | 0
3126 | TRINIDAD_6G | 1 | North | YES | 0.1447 | 179.2 | 46 | 224 | 0 | 1 | GST | 1 | 0.32035 | 224 | 224 | 32.4137 | 224 |  |  | 0.32035 | 71.7588 |  |  |  |  | 0 | 0
48841 | SJS_GT1_GT1 | 1 | Houston | YES | -0.17639 | 62.4 | 49 | 78 | 0 | 1.0362 | Cogen | -1 | 0.32128 | 0 | 0 |  |  | 0 | 0 | -0.32128 | 0 |  |  |  |  | 0 | 0
48842 | SJS_GT2_GT2 | 2 | Houston | YES | -0.17639 | 64.8 | 49 | 81 | 0 | 1.0362 | Cogen | -1 | 0.32128 | 0 | 0 |  |  | 0 | 0 | -0.32128 | 0 |  |  |  |  | 0 | 0
48761 | PR_GT1__9040 | 1 | Houston | YES | -0.17749 | 26 | 0 | 35 |  | 1 | Cogen | -1 | 0.32238 | 0 | 0 |  |  | 0 | 0 | -0.32238 | 0 |  |  |  |  | 0 | 0
48693 | GBY_83841065 | E | Houston | YES | -0.17775 | 45.6 | 20 | 57 | 0 | 1.0362 | GGT | -1 | 0.32265 | 57 | 57 |  |  | -10.132 | 57 | -0.32265 | -18.3908 |  |  |  |  | 0 | 0
48692 | GBY_81821075 | D | Houston | YES | -0.17775 | 44 | 20 | 55 | 0 | 1.0362 | GGT | -1 | 0.32265 | 55 | 55 |  |  | -9.7765 | 55 | -0.32265 | -17.7455 |  |  |  |  | 0 | 0
48693 | GBY_83841065 | F | Houston | YES | -0.17775 | 43.2 | 20 | 54 | 0 | 1.0362 | GGT | -1 | 0.32265 | 54 | 54 |  |  | -9.5987 | 54 | -0.32265 | -17.4229 |  |  |  |  | 0 | 0
48691 | GBY_73741085 | B | Houston | YES | -0.17775 | 37.6 | 20 | 47 | 0 | 1.0362 | GGT | -1 | 0.32265 | 47 | 47 |  |  | -8.3544 | 47 | -0.32265 | -15.1644 |  |  |  |  | 0 | 0
48691 | GBY_73741085 | A | Houston | YES | -0.17775 | 37.6 | 20 | 47 | 0 | 1.0362 | GGT | -1 | 0.32265 | 47 | 47 |  |  | -8.3544 | 47 | -0.32265 | -15.1644 |  |  |  |  | 0 | 0
48692 | GBY_81821075 | C | Houston | YES | -0.17775 | 37.6 | 20 | 47 | 0 | 1.0362 | GGT | -1 | 0.32265 | 47 | 47 |  |  | -8.3544 | 47 | -0.32265 | -15.1644 |  |  |  |  | 0 | 0
48645 | DPEC_ST55065 | 5 | Houston | YES | -0.17796 | 282 | 0 | 282 | 0 | 1.0319 | CC | -1 | 0.32285 | 282 | 282 |  |  | -50.1847 | 282 | -0.32285 | -91.0443 |  |  |  |  | 0 | 0
48641 | DPEC_GT15040 | 1 | Houston | YES | -0.17796 | 163.2 | 98 | 163.2 | 0 | 1.0319 | CC | -1 | 0.32285 | 163.2 | 163.2 |  |  | -29.0431 | 163.2 | -0.32285 | -52.6895 |  |  |  |  | 0 | 0
48643 | DPEC_GT35010 | 3 | Houston | YES | -0.17796 | 157.5 | 98 | 157.5 | 0 | 1.0319 | CC | -1 | 0.32285 | 157.5 | 157.5 |  |  | -28.0287 | 157.5 | -0.32285 | -50.8492 |  |  |  |  | 0 | 0
48642 | DPEC_GT25025 | 2 | Houston | YES | -0.17796 | 157.1 | 98 | 157.1 | 0 | 1.0319 | CC | -1 | 0.32285 | 157.1 | 157.1 |  |  | -27.9575 | 157.1 | -0.32285 | -50.7201 |  |  |  |  | 0 | 0
48644 | DPEC_GT45070 | 4 | Houston | YES | -0.17796 | 157 | 98 | 157 | 0 | 1.0319 | CC | -1 | 0.32285 | 157 | 157 |  |  | -27.9397 | 157 | -0.32285 | -50.6878 |  |  |  |  | 0 | 0
48551 | CAL_GT1_8045 | 1 | Houston | YES | -0.17818 | 149 | 0 | 149 | 0 | 1.0326 | Cogen | -1 | 0.32308 | 0 | 0 |  |  | 0 | 0 | -0.32308 | 0 |  |  |  |  | 0 | 0
48552 | CAL_ST1_8000 | 2 | Houston | YES | -0.17818 | 65.1 | 0 | 65.1 | 0 | 1.0326 | Cogen | -1 | 0.32308 | 0 | 0 |  |  | 0 | 0 | -0.32308 | 0 |  |  |  |  | 0 | 0
48855 | SRB_GT211035 | B1 | Houston | YES | -0.1782 | 0 | 0 | 18 |  | 1.014 | GGT | -1 | 0.32309 | 18 | 18 |  |  | -3.2075 | 18 | -0.32309 | -5.8156 |  |  |  |  | 0 | 0
48855 | SRB_GT211035 | B2 | Houston | YES | -0.1782 | 0 | 0 | 12 |  | 1.014 | GGT | -1 | 0.32309 | 12 | 12 |  |  | -2.1384 | 12 | -0.32309 | -3.8771 |  |  |  |  | 0 | 0
48852 | SRB_GN2_2 | 2 | Houston | YES | -0.17823 | 140.8 | 26 | 176 | 0 | 1.0217 | GST | -1 | 0.32313 | 176 | 176 |  |  | -31.369 | 176 | -0.32313 | -56.87 |  |  |  |  | 0 | 0
48851 | SRB_GN1_1 | 1 | Houston | YES | -0.17827 | 132 | 26 | 165 | 0 | 1.0217 | GST | -1 | 0.32317 | 165 | 165 |  |  | -29.4154 | 165 | -0.32317 | -53.3226 |  |  |  |  | 0 | 0
48740 | PSG_GN2_8050 | 1 | Houston | YES | -0.17829 | 182 | 60 | 182 | 0 | 1.0326 | Cogen | -1 | 0.32319 | 0 | 0 |  |  | 0 | 0 | -0.32319 | 0 |  |  |  |  | 0 | 0
48741 | PSG_GT2_8040 | 1 | Houston | YES | -0.17829 | 158.6 | 50 | 158.6 | 0 | 1.0326 | Cogen | -1 | 0.32319 | 0 | 0 |  |  | 0 | 0 | -0.32319 | 0 |  |  |  |  | 0 | 0
48742 | PSG_GT3_8060 | 1 | Houston | YES | -0.17829 | 157 | 50 | 157 | 0 | 1.0326 | Cogen | -1 | 0.32319 | 0 | 0 |  |  | 0 | 0 | -0.32319 | 0 |  |  |  |  | 0 | 0
48854 | SRB_GN4_4 | 4 | Houston | YES | -0.17842 | 182.4 | 35 | 228 | 0 | 1.0326 | GST | -1 | 0.32332 | 228 | 228 |  |  | -40.6807 | 228 | -0.32332 | -73.7161 |  |  |  |  | 0 | 0
48611 | DIB_GT1_8080 | 1 | Houston | YES | -0.17844 | 64 | 0 | 64 | 0 | 1.0326 | Cogen | -1 | 0.32333 | 0 | 0 |  |  | 0 | 0 | -0.32333 | 0 |  |  |  |  | 0 | 0
48612 | DIB_GT2_8075 | 2 | Houston | YES | -0.17844 | 63.2 | 0 | 63.2 | 0 | 1.0326 | Cogen | -1 | 0.32333 | 0 | 0 |  |  | 0 | 0 | -0.32333 | 0 |  |  |  |  | 0 | 0
48613 | DIB_ST1_8085 | 3 | Houston | YES | -0.17844 | 67.9 | 30 | 82.6 | 0 | 1.0326 | Cogen | -1 | 0.32333 | 0 | 0 |  |  | 0 | 0 | -0.32333 | 0 |  |  |  |  | 0 | 0
48614 | DIB_GT3_8090 | 4 | Houston | YES | -0.17844 | 73.6 | 15 | 73.6 | 0 | 1.0326 | Cogen | -1 | 0.32333 | 0 | 0 |  |  | 0 | 0 | -0.32333 | 0 |  |  |  |  | 0 | 0
48845 | SOL_GT1 | 1 | Houston | YES | -0.17844 | 16.2 | 15.4 | 16.2 |  | 1.0326 | Solar | -1 | 0.32334 | 16.2 | 16.2 |  |  | -2.8908 | 16.2 | -0.32334 | -5.2381 |  |  |  |  | 0 | 0
48853 | SRB_GN3_3 | 3 | Houston | YES | -0.17846 | 170.4 | 35 | 213 |  | 1.0326 | GST | -1 | 0.32335 | 213 | 213 |  |  | -38.0109 | 213 | -0.32335 | -68.873 |  |  |  |  | 0 | 0
3097 | MARTLAKE_1G | 1 | North | YES | 0.14836 | 790 | 500 | 790 | 0 | 1.017 | LIGCO | 1 | 0.32401 | 0 | 790 | 117.2083 | 790 |  |  | 0.32401 | 255.97 |  |  |  |  | 0 | 0
3098 | MARTLAKE_2G | 2 | North | YES | 0.14836 | 795 | 461 | 795 | 0 | 1.017 | LIGCO | 1 | 0.32401 | 0 | 795 | 117.9502 | 795 |  |  | 0.32401 | 257.59 |  |  |  |  | 0 | 0
3099 | MARTLAKE_3G | 3 | North | YES | 0.14836 | 804 | 500 | 804 | 0 | 1.017 | LIGCO | 1 | 0.32401 | 0 | 804 | 119.2855 | 804 |  |  | 0.32401 | 260.5061 |  |  |  |  | 0 | 0
48820 | SHELLG1_3015 | 1 | Houston | YES | -0.17929 | 71 | 34.5 | 71 |  | 1.029 | Cogen | -1 | 0.32419 | 0 | 0 |  |  | 0 | 0 | -0.32419 | 0 |  |  |  |  | 0 | 0
48821 | SHELLG2 | 2 | Houston | YES | -0.17929 | 72 | 34.5 | 72 |  | 1.029 | Cogen | -1 | 0.32419 | 0 | 0 |  |  | 0 | 0 | -0.32419 | 0 |  |  |  |  | 0 | 0
48822 | SHELLG3_3020 | 2 | Houston | YES | -0.17929 | 30 | 0 | 30 |  | 1.029 | Cogen | -1 | 0.32419 | 0 | 0 |  |  | 0 | 0 | -0.32419 | 0 |  |  |  |  | 0 | 0
48822 | SHELLG3_3020 | 1 | Houston | YES | -0.17929 | 39 | 0 | 39 |  | 1.029 | Cogen | -1 | 0.32419 | 0 | 0 |  |  | 0 | 0 | -0.32419 | 0 |  |  |  |  | 0 | 0
13117 | TGATEWAY_2G | 2 | North | YES | 0.14892 | 130 | 30 | 130 | 0 | 1.0232 | CC | 1 | 0.32457 | 130 | 130 | 19.3599 | 130 |  |  | 0.32457 | 42.1941 |  |  |  |  | 0 | 0
13118 | TGATEWAY_3G | 3 | North | YES | 0.14892 | 148 | 30 | 148 | 0 | 1.0232 | CC | 1 | 0.32457 | 148 | 148 | 22.0405 | 148 |  |  | 0.32457 | 48.0363 |  |  |  |  | 0 | 0
13116 | TGATEWAY_1G | 1 | North | YES | 0.14892 | 151 | 30 | 151 | 0 | 1.0232 | CC | 1 | 0.32457 | 151 | 151 | 22.4872 | 151 |  |  | 0.32457 | 49.01 |  |  |  |  | 0 | 0
13119 | TGATEWAY_4G | 4 | North | YES | 0.14892 | 399 | 65 | 399 | 0 | 1.0232 | CC | 1 | 0.32457 | 399 | 399 | 59.4199 | 399 |  |  | 0.32457 | 129.5033 |  |  |  |  | 0 | 0
48500 | APD_GT1_8005 | 1 | Houston | YES | -0.1801 | 137.6 | 54.6 | 137.6 | 0 | 1.0362 | Cogen | -1 | 0.325 | 0 | 0 |  |  | 0 | 0 | -0.325 | 0 |  |  |  |  | 0 | 0
3348 | CHAMPION_1G | MB | North | YES | 0.14943 | 0 | 42 | 42 |  | 1 | Cogen | 1 | 0.32508 | 0 | 0 | 0 | 0 |  |  | 0.32508 | 0 |  |  |  |  | 0 | 0
3309 | ASPN_G | 1 | North | YES | 0.14949 | 50 | 0 | 50 |  | 1 | Bio | 1 | 0.32513 | 50 | 50 | 7.4744 | 50 |  |  | 0.32513 | 16.2567 |  |  |  |  | 0 | 0
3107 | STRYKER_1G | 1 | North | YES | 0.14957 | 145.6 | 45 | 182 | 0 | 1.029 | GST | 1 | 0.32522 | 182 | 182 | 27.2225 | 182 |  |  | 0.32522 | 59.1903 |  |  |  |  | 0 | 0
3108 | STRYKER_2G | 2 | North | YES | 0.14957 | 484 | 75 | 484 | 0 | 1.029 | GST | 1 | 0.32522 | 484 | 484 | 72.3938 | 484 |  |  | 0.32522 | 157.4073 |  |  |  |  | 0 | 0
48593 | CHE_GT1_8015 | 1 | Houston | YES | -0.18046 | 173 | 50 | 173 | 0 | 1.0362 | Cogen | -1 | 0.32536 | 0 | 0 |  |  | 0 | 0 | -0.32536 | 0 |  |  |  |  | 0 | 0
48594 | CHE_GN4_8025 | 4 | Houston | YES | -0.18046 | 142 | 60 | 142 | 0 | 1.0362 | Cogen | -1 | 0.32536 | 0 | 0 |  |  | 0 | 0 | -0.32536 | 0 |  |  |  |  | 0 | 0
48511 | LPE_GT1_8070 | 1 | Houston | YES | -0.18091 | 42 | 0 | 42 | 0 | 1.0362 | GGT | -1 | 0.3258 | 42 | 42 |  |  | -7.5981 | 42 | -0.3258 | -13.6836 |  |  |  |  | 0 | 0
48512 | LPE_GT2_8075 | 2 | Houston | YES | -0.18091 | 42 | 0 | 42 | 0 | 1.0362 | GGT | -1 | 0.3258 | 42 | 42 |  |  | -7.5981 | 42 | -0.3258 | -13.6836 |  |  |  |  | 0 | 0
48513 | LPE_GT3_8080 | 3 | Houston | YES | -0.18091 | 39 | 0 | 39 | 0 | 1.0362 | GGT | -1 | 0.3258 | 39 | 39 |  |  | -7.0554 | 39 | -0.3258 | -12.7062 |  |  |  |  | 0 | 0
48514 | LPE_GT4_8085 | 4 | Houston | YES | -0.18091 | 39 | 0 | 39 | 0 | 1.0362 | GGT | -1 | 0.3258 | 39 | 39 |  |  | -7.0554 | 39 | -0.3258 | -12.7062 |  |  |  |  | 0 | 0
48582 | CBY_GN2_2 | 2 | Houston | YES | -0.18461 | 596.8 | 110 | 746 | 0 | 1.0435 | GSC | -1 | 0.3295 | 746 | 746 |  |  | -137.7198 | 746 | -0.3295 | -245.8094 |  |  |  |  | 0 | 0
48791 | PSA_GT1_8160 | 1 | Houston | YES | -0.18493 | 52 | 20.8 | 65 | 0 | 1.0362 | Cogen | -1 | 0.32983 | 0 | 0 |  |  | 0 | 0 | -0.32983 | 0 |  |  |  |  | 0 | 0
48792 | PSA_GT2_8155 | 2 | Houston | YES | -0.18493 | 52.8 | 20.3 | 66 | 0 | 1.0362 | Cogen | -1 | 0.32983 | 0 | 0 |  |  | 0 | 0 | -0.32983 | 0 |  |  |  |  | 0 | 0
48793 | PSA_GT3_8150 | 3 | Houston | YES | -0.18493 | 56 | 20.3 | 70 | 0 | 1.0362 | Cogen | -1 | 0.32983 | 0 | 0 |  |  | 0 | 0 | -0.32983 | 0 |  |  |  |  | 0 | 0
48794 | PSA_GT4_8145 | 4 | Houston | YES | -0.18493 | 52.8 | 20.3 | 66 | 0 | 1.0362 | Cogen | -1 | 0.32983 | 0 | 0 |  |  | 0 | 0 | -0.32983 | 0 |  |  |  |  | 0 | 0
48795 | PSA_GT5_8140 | 5 | Houston | YES | -0.18493 | 51.2 | 20.3 | 64 | 0 | 1.0362 | Cogen | -1 | 0.32983 | 0 | 0 |  |  | 0 | 0 | -0.32983 | 0 |  |  |  |  | 0 | 0
48796 | PSA_GN1_8165 | 1 | Houston | YES | -0.18493 | 83.2 | 43.1 | 104 | 0 | 1.0362 | Cogen | -1 | 0.32983 | 0 | 0 |  |  | 0 | 0 | -0.32983 | 0 |  |  |  |  | 0 | 0
48797 | PSA_GT6_8135 | 6 | Houston | YES | -0.18493 | 47.2 | 34.5 | 59 | 0 | 1.0362 | Cogen | -1 | 0.32983 | 0 | 0 |  |  | 0 | 0 | -0.32983 | 0 |  |  |  |  | 0 | 0
48815 | CVC_GT4_8005 | 4 | Houston | YES | -0.18534 | 165 | 91.8 | 165 |  | 1.0362 | Cogen | -1 | 0.33023 | 0 | 0 |  |  | 0 | 0 | -0.33023 | 0 |  |  |  |  | 0 | 0
49803 | EXN_15GT | 1 | Houston | YES | -0.18541 | 33 | 8.3 | 34 |  | 1.0326 | Cogen | -1 | 0.3303 | 0 | 0 |  |  | 0 | 0 | -0.3303 | 0 |  |  |  |  | 0 | 0
49804 | EXN_16GT | 2 | Houston | YES | -0.18541 | 32 | 8.3 | 34.7 |  | 1.0326 | Cogen | -1 | 0.3303 | 0 | 0 |  |  | 0 | 0 | -0.3303 | 0 |  |  |  |  | 0 | 0
49805 | EXN_17GT | 3 | Houston | YES | -0.18541 | 31 | 8.3 | 32.7 |  | 1.0326 | Cogen | -1 | 0.3303 | 0 | 0 |  |  | 0 | 0 | -0.3303 | 0 |  |  |  |  | 0 | 0
49826 | EXN938GT | 5 | Houston | YES | -0.18541 | 43 | 9.2 | 45.9 |  | 1.0326 | Cogen | -1 | 0.3303 | 0 | 0 |  |  | 0 | 0 | -0.3303 | 0 |  |  |  |  | 0 | 0
49828 | EXN941GT | 10 | Houston | YES | -0.18541 | 17.7 | 5.4 | 17.7 | 0 | 1.0326 | Cogen | -1 | 0.3303 | 0 | 0 |  |  | 0 | 0 | -0.3303 | 0 |  |  |  |  | 0 | 0
49829 | EXN942GT | 11 | Houston | YES | -0.18541 | 20 | 5.4 | 20.4 | 0 | 1.0326 | Cogen | -1 | 0.3303 | 0 | 0 |  |  | 0 | 0 | -0.3303 | 0 |  |  |  |  | 0 | 0
49830 | EXN943GT | 12 | Houston | YES | -0.18541 | 19 | 5.4 | 19.9 | 0 | 1.0326 | Cogen | -1 | 0.3303 | 0 | 0 |  |  | 0 | 0 | -0.3303 | 0 |  |  |  |  | 0 | 0
49831 | EXN944GT | 13 | Houston | YES | -0.18541 | 33 | 5.4 | 35 | 0 | 1.0326 | Cogen | -1 | 0.3303 | 0 | 0 |  |  | 0 | 0 | -0.3303 | 0 |  |  |  |  | 0 | 0
49832 | EXN945GT | 9 | Houston | YES | -0.18541 | 18.5 | 9.2 | 18.5 |  | 1.0326 | Cogen | -1 | 0.3303 | 0 | 0 |  |  | 0 | 0 | -0.3303 | 0 |  |  |  |  | 0 | 0
49837 | EXN_GT | 4 | Houston | YES | -0.18541 | 81 | 21.3 | 85.4 |  | 1.0326 | Cogen | -1 | 0.3303 | 0 | 0 |  |  | 0 | 0 | -0.3303 | 0 |  |  |  |  | 0 | 0
49838 | EXN_14GT | 14 | Houston | YES | -0.18541 | 140 | 0 | 148 |  | 1.0326 | Cogen | -1 | 0.3303 | 0 | 0 |  |  | 0 | 0 | -0.3303 | 0 |  |  |  |  | 0 | 0
13134 | CALFREST_4G | 4 | North | YES | 0.1551 | 151.5 | 40 | 151.5 | 0 | 1.031 | CC | 1 | 0.33075 | 151.5 | 151.5 | 23.4973 | 151.5 |  |  | 0.33075 | 50.108 |  |  |  |  | 0 | 0
13135 | CALFREST_5G | 5 | North | YES | 0.1551 | 152.3 | 57 | 152.3 | 0 | 1.031 | CC | 1 | 0.33075 | 152.3 | 152.3 | 23.6214 | 152.3 |  |  | 0.33075 | 50.3726 |  |  |  |  | 0 | 0
13136 | CALFREST_6G | 6 | North | YES | 0.1551 | 177.5 | 40 | 177.5 | 0 | 1.031 | CC | 1 | 0.33075 | 177.5 | 177.5 | 27.5299 | 177.5 |  |  | 0.33075 | 58.7073 |  |  |  |  | 0 | 0
13131 | CALFREST_1G | 1 | North | YES | 0.15537 | 150.7 | 40 | 150.7 | 0 | 1.031 | CC | 1 | 0.33101 | 150.7 | 150.7 | 23.4137 | 150.7 |  |  | 0.33101 | 49.8838 |  |  |  |  | 0 | 0
13132 | CALFREST_2G | 2 | North | YES | 0.15537 | 151 | 57 | 151 | 0 | 1.031 | CC | 1 | 0.33101 | 151 | 151 | 23.4603 | 151 |  |  | 0.33101 | 49.9831 |  |  |  |  | 0 | 0
13133 | CALFREST_3G | 3 | North | YES | 0.15537 | 177.4 | 40 | 177.4 | 0 | 1.031 | CC | 1 | 0.33101 | 177.4 | 177.4 | 27.5619 | 177.4 |  |  | 0.33101 | 58.7218 |  |  |  |  | 0 | 0
48651 | EP_1_2 | 1 | Houston | YES | -0.18614 | 4 | 0 | 5 | 0 | 1.0362 | Cogen | -1 | 0.33103 | 0 | 0 |  |  | 0 | 0 | -0.33103 | 0 |  |  |  |  | 0 | 0
48651 | EP_1_2 | 2 | Houston | YES | -0.18614 | 17.7 | 10 | 21 | 0 | 1.0362 | Cogen | -1 | 0.33103 | 0 | 0 |  |  | 0 | 0 | -0.33103 | 0 |  |  |  |  | 0 | 0
48940 | WARVUE_GT1 | G1 | Houston | YES | -0.18638 | 15 | 0 | 15 |  | 1.021 | Cogen | -1 | 0.33128 | 0 | 0 |  |  | 0 | 0 | -0.33128 | 0 |  |  |  |  | 0 | 0
48581 | CBY_GN1_1 | 1 | Houston | YES | -0.18665 | 595.2 | 108 | 744 | 0 | 1.0435 | GSC | -1 | 0.33154 | 744 | 744 |  |  | -138.8676 | 744 | -0.33154 | -246.6674 |  |  |  |  | 0 | 0
48690 | GBY_GN5_5 | 5 | Houston | YES | -0.18722 | 318.4 | 81 | 398 |  | 1.0362 | GSC | -1 | 0.33211 | 398 | 398 |  |  | -74.5144 | 398 | -0.33211 | -132.1814 |  |  |  |  | 0 | 0
3382 | BBRN_2G | 2 | North | YES | 0.15664 | 589 | 225 | 589 | 0 | 1.03 | LIGCO | 1 | 0.33229 | 0 | 589 | 92.2598 | 589 |  |  | 0.33229 | 195.7162 |  |  |  |  | 0 | 0
3381 | BBRN_1G | 1 | North | YES | 0.15664 | 618 | 225 | 618 | 0 | 1.03 | LIGCO | 1 | 0.33229 | 0 | 618 | 96.8023 | 618 |  |  | 0.33229 | 205.3525 |  |  |  |  | 0 | 0
48583 | CBY_GT4_1 | 1 | Houston | YES | -0.18785 | 172 | 0 | 172 | 0 | 1.027 | GSC | -1 | 0.33274 | 172 | 172 |  |  | -32.31 | 172 | -0.33274 | -57.2315 |  |  |  |  | 0 | 0
48584 | CBY_GT4_2 | 2 | Houston | YES | -0.18785 | 172 | 0 | 172 | 0 | 1.027 | CC | -1 | 0.33274 | 172 | 172 |  |  | -32.31 | 172 | -0.33274 | -57.2315 |  |  |  |  | 0 | 0
48585 | CBY_ST4_1 | 3 | Houston | YES | -0.18785 | 172 | 0 | 172 | 0 | 1.027 | CC | -1 | 0.33274 | 172 | 172 |  |  | -32.31 | 172 | -0.33274 | -57.2315 |  |  |  |  | 0 | 0
48598 | BTE_ST1_8070 | 4 | Houston | YES | -0.18879 | 269.2 | 60 | 269.2 | 0 | 1.0261 | CC | -1 | 0.33368 | 269.2 | 269.2 |  |  | -50.8223 | 269.2 | -0.33368 | -89.8272 |  |  |  |  | 0 | 0
48595 | BTE_GT2_8075 | 1 | Houston | YES | -0.18879 | 162.8 | 130 | 162.8 | 0 | 1.0261 | CC | -1 | 0.33368 | 162.8 | 162.8 |  |  | -30.735 | 162.8 | -0.33368 | -54.3235 |  |  |  |  | 0 | 0
48596 | BTE_GT3_8045 | 2 | Houston | YES | -0.18879 | 161.4 | 130 | 161.4 | 0 | 1.0261 | CC | -1 | 0.33368 | 161.4 | 161.4 |  |  | -30.4707 | 161.4 | -0.33368 | -53.8563 |  |  |  |  | 0 | 0
48597 | BTE_GT4_8055 | 3 | Houston | YES | -0.18879 | 158.9 | 130 | 158.9 | 0 | 1.0261 | CC | -1 | 0.33368 | 158.9 | 158.9 |  |  | -29.9987 | 158.9 | -0.33368 | -53.0221 |  |  |  |  | 0 | 0
48591 | CHE_GT2_5030 | 2 | Houston | YES | -0.19487 | 173 | 50 | 173 |  | 1.029 | Cogen | -1 | 0.33977 | 0 | 0 |  |  | 0 | 0 | -0.33977 | 0 |  |  |  |  | 0 | 0
48811 | CVC_GT3_5045 | 3 | Houston | YES | -0.19487 | 156 | 91.8 | 156 | 0 | 1.029 | Cogen | -1 | 0.33977 | 0 | 0 |  |  | 0 | 0 | -0.33977 | 0 |  |  |  |  | 0 | 0
48812 | CVC_GT2_5020 | 2 | Houston | YES | -0.19487 | 158 | 91.8 | 158 | 0 | 1.029 | Cogen | -1 | 0.33977 | 0 | 0 |  |  | 0 | 0 | -0.33977 | 0 |  |  |  |  | 0 | 0
48813 | CVC_GT1_5035 | 1 | Houston | YES | -0.19487 | 160 | 91.8 | 160 | 0 | 1.029 | Cogen | -1 | 0.33977 | 0 | 0 |  |  | 0 | 0 | -0.33977 | 0 |  |  |  |  | 0 | 0
48814 | CVC_ST5_5040 | 1 | Houston | YES | -0.19487 | 162 | 91.8 | 162 | 0 | 1.029 | Cogen | -1 | 0.33977 | 0 | 0 |  |  | 0 | 0 | -0.33977 | 0 |  |  |  |  | 0 | 0
48874 | THW_ST4_ST_4 | 4 | Houston | YES | -0.19764 | 108 | 19 | 108 | 0 | 1.0435 | CC | -1 | 0.34254 | 108 | 108 |  |  | -21.3456 | 108 | -0.34254 | -36.9939 |  |  |  |  | 0 | 0
48873 | THW_ST3_ST_3 | 3 | Houston | YES | -0.19764 | 107 | 19 | 107 | 0 | 1.0435 | CC | -1 | 0.34254 | 107 | 107 |  |  | -21.1479 | 107 | -0.34254 | -36.6514 |  |  |  |  | 0 | 0
48881 | THW_4344 | G | Houston | YES | -0.19764 | 58 | 5 | 58 | 0 | 1.0435 | CC | -1 | 0.34254 | 58 | 58 |  |  | -11.4634 | 58 | -0.34254 | -19.8671 |  |  |  |  | 0 | 0
48881 | THW_4344 | H | Houston | YES | -0.19764 | 58 | 5 | 58 | 0 | 1.0435 | CC | -1 | 0.34254 | 58 | 58 |  |  | -11.4634 | 58 | -0.34254 | -19.8671 |  |  |  |  | 0 | 0
48877 | THW_3334 | D | Houston | YES | -0.19764 | 57 | 5 | 57 | 0 | 1.0435 | CC | -1 | 0.34254 | 57 | 57 |  |  | -11.2657 | 57 | -0.34254 | -19.5246 |  |  |  |  | 0 | 0
48879 | THW_4142 | E | Houston | YES | -0.19764 | 56 | 5 | 56 | 0 | 1.0435 | CC | -1 | 0.34254 | 56 | 56 |  |  | -11.0681 | 56 | -0.34254 | -19.182 |  |  |  |  | 0 | 0
48875 | THW_3132 | A | Houston | YES | -0.19764 | 55 | 5 | 55 | 0 | 1.0435 | CC | -1 | 0.34254 | 55 | 55 |  |  | -10.8704 | 55 | -0.34254 | -18.8395 |  |  |  |  | 0 | 0
48877 | THW_3334 | C | Houston | YES | -0.19764 | 55 | 5 | 55 | 0 | 1.0435 | CC | -1 | 0.34254 | 55 | 55 |  |  | -10.8704 | 55 | -0.34254 | -18.8395 |  |  |  |  | 0 | 0
48879 | THW_4142 | F | Houston | YES | -0.19764 | 55 | 5 | 55 | 0 | 1.0435 | CC | -1 | 0.34254 | 55 | 55 |  |  | -10.8704 | 55 | -0.34254 | -18.8395 |  |  |  |  | 0 | 0
48875 | THW_3132 | B | Houston | YES | -0.19764 | 53 | 5 | 53 | 0 | 1.0435 | CC | -1 | 0.34254 | 53 | 53 |  |  | -10.4751 | 53 | -0.34254 | -18.1544 |  |  |  |  | 0 | 0
48883 | THW_GT1_GT_1 | B2 | Houston | YES | -0.19769 | 0 | 0 | 12 |  | 1.043 | GGT | -1 | 0.34258 | 12 | 12 |  |  | -2.3722 | 12 | -0.34258 | -4.111 |  |  |  |  | 0 | 0
48722 | LEG_2___2 | 2 | North | YES | 0.17221 | 819 | 357 | 819 | 0 | 1.0348 | LIGCO | 1 | 0.34786 | 0 | 819 | 141.0433 | 819 |  |  | 0.34786 | 284.8987 |  |  |  |  | 0 | 0
48721 | LEG_1___1 | 1 | North | YES | 0.17221 | 827 | 357 | 827 | 0 | 1.0348 | LIGCO | 1 | 0.34786 | 0 | 827 | 142.421 | 827 |  |  | 0.34786 | 287.6816 |  |  |  |  | 0 | 0
39960 | TNTNPONE_18 | 1 | North | YES | 0.18215 | 152.3 | 30 | 152.3 |  | 1.04 | LIGCO | 1 | 0.3578 | 0 | 152.3 | 27.7413 | 152.3 |  |  | 0.3578 | 54.4924 |  |  |  |  | 0 | 0
39970 | TNTNPONE_28 | 1 | North | YES | 0.18215 | 153 | 30 | 153 |  | 1.04 | LIGCO | 1 | 0.3578 | 0 | 153 | 27.8688 | 153 |  |  | 0.3578 | 54.7429 |  |  |  |  | 0 | 0
32884 | BRYN_DNSBY13 | 1 | North | YES | 0.18638 | 46 | 2 | 46 | 0 | 1.015 | GST | 1 | 0.36202 | 46 | 46 | 8.5733 | 46 |  |  | 0.36202 | 16.6531 |  |  |  |  | 0 | 0
32883 | BRYN_DNSBY3 | 1 | North | YES | 0.18638 | 0 | 2 | 48 |  | 1.015 | GST | 1 | 0.36202 | 48 | 48 | 8.9461 | 48 |  |  | 0.36202 | 17.3772 |  |  |  |  | 0 | 0
32892 | BRYN_DNSBY14 | 1 | North | YES | 0.18638 | 84 | 25 | 105 | 0 | 1.035 | GST | 1 | 0.36202 | 105 | 105 | 19.5696 | 105 |  |  | 0.36202 | 38.0126 |  |  |  |  | 0 | 0
48885 | THW_5152 | B | Houston | YES | -0.21927 | 47.2 | 5 | 59 |  | 1.0319 | GGT | -1 | 0.36416 | 59 | 59 |  |  | -12.9369 | 59 | -0.36416 | -21.4855 |  |  |  |  | 0 | 0
48887 | THW_5556 | E | Houston | YES | -0.21927 | 47.2 | 5 | 59 |  | 1.0319 | GGT | -1 | 0.36416 | 59 | 59 |  |  | -12.9369 | 59 | -0.36416 | -21.4855 |  |  |  |  | 0 | 0
48885 | THW_5152 | A | Houston | YES | -0.21927 | 46.4 | 5 | 58 |  | 1.0319 | GGT | -1 | 0.36416 | 58 | 58 |  |  | -12.7176 | 58 | -0.36416 | -21.1213 |  |  |  |  | 0 | 0
48886 | THW_5354 | D | Houston | YES | -0.21927 | 46.4 | 5 | 58 |  | 1.0319 | GGT | -1 | 0.36416 | 58 | 58 |  |  | -12.7176 | 58 | -0.36416 | -21.1213 |  |  |  |  | 0 | 0
48886 | THW_5354 | C | Houston | YES | -0.21927 | 45.6 | 5 | 57 |  | 1.0319 | GGT | -1 | 0.36416 | 57 | 57 |  |  | -12.4983 | 57 | -0.36416 | -20.7572 |  |  |  |  | 0 | 0
48887 | THW_5556 | F | Houston | YES | -0.21927 | 45.6 | 5 | 57 |  | 1.0319 | GGT | -1 | 0.36416 | 57 | 57 |  |  | -12.4983 | 57 | -0.36416 | -20.7572 |  |  |  |  | 0 | 0
32886 | BRYN_ATKINS3 | MB | North | YES | 0.19079 | 0 | 5 | 12 |  | 1 | GST | 1 | 0.36644 | 0 | 0 | 0 | 0 |  |  | 0.36644 | 0 |  |  |  |  | 0 | 0
32887 | BRYN_ATKINS6 | MB | North | YES | 0.19079 | 0 | 12 | 51 |  | 1.028 | GST | 1 | 0.36644 | 0 | 0 | 0 | 0 |  |  | 0.36644 | 0 |  |  |  |  | 0 | 0
32890 | BRYN_ATKINS4 | MB | North | YES | 0.19079 | 0 | 5 | 22 |  | 1.031 | GST | 1 | 0.36644 | 0 | 0 | 0 | 0 |  |  | 0.36644 | 0 |  |  |  |  | 0 | 0
32891 | BRYN_ATKINS5 | MB | North | YES | 0.19079 | 0 | 5 | 25 |  | 1.031 | GST | 1 | 0.36644 | 0 | 0 | 0 | 0 |  |  | 0.36644 | 0 |  |  |  |  | 0 | 0
32888 | BRYN_ATKINS7 | 1 | North | YES | 0.19079 | 13.6 | 4 | 17 |  | 1.028 | GGT | 1 | 0.36644 | 17 | 17 | 3.2434 | 17 |  |  | 0.36644 | 6.2295 |  |  |  |  | 0 | 0
32798 | BRYN_TAMUGEN | 1 | North | YES | 0.19306 | 32 | 0 | 32 |  | 1.02 | GST | 1 | 0.36871 | 32 | 32 | 6.178 | 32 |  |  | 0.36871 | 11.7987 |  |  |  |  | 0 | 0
990 | GIBN_CREK_G1 | 1 | North | YES | 0.20761 | 463 | 200 | 463 | 0 | 1.0275 | LIGCO | 1 | 0.38326 | 0 | 463 | 96.1239 | 463 |  |  | 0.38326 | 177.4487 |  |  |  |  | 0 | 0
48671 | FTR_GT1_5105 | 1 | North | YES | 0.21396 | 154.2 | 0 | 154.2 | 0 | 1.0319 | CC | 1 | 0.3896 | 154.2 | 154.2 | 32.992 | 154.2 |  |  | 0.3896 | 60.0769 |  |  |  |  | 0 | 0
48673 | FTR_GT3_5085 | 3 | North | YES | 0.21396 | 158 | 0 | 158 | 0 | 1.0319 | CC | 1 | 0.3896 | 158 | 158 | 33.805 | 158 |  |  | 0.3896 | 61.5574 |  |  |  |  | 0 | 0
48672 | FTR_GT2_5110 | 2 | North | YES | 0.21396 | 159 | 0 | 159 | 0 | 1.0319 | CC | 1 | 0.3896 | 159 | 159 | 34.019 | 159 |  |  | 0.3896 | 61.947 |  |  |  |  | 0 | 0
48674 | FTR_CN4_5095 | 4 | North | YES | 0.21396 | 380 | 0 | 380 | 0 | 1.0319 | CC | 1 | 0.3896 | 380 | 380 | 81.3033 | 380 |  |  | 0.3896 | 148.0494 |  |  |  |  | 0 | 0
[26 empty] | 0 | 0
[26 empty] | 0 | 0
[26 empty] | 0 | 0
[26 empty] | 0 | 0
[26 empty] | 0 | 0
[26 empty] | 0 | 0
[26 empty] | 0 | 0
[26 empty] | 0 | 0
[26 empty] | 0 | 0
[26 empty] | 0 | 0
[26 empty] | 0 | 0
[26 empty] | 0 | 0
[26 empty] | 0 | 0
[26 empty] | 0 | 0
[26 empty] | 0 | 0
[26 empty] | 0 | 0
[26 empty] | 0 | 0
[26 empty] | 0 | 0
[26 empty] | 0 | 0
[26 empty] | 0 | 0
[26 empty] | 0 | 0
[26 empty] | 0 | 0
[26 empty] | 0 | 0
[26 empty] | 0 | 0
[26 empty] | 0 | 0
[26 empty] | 0 | 0
[26 empty] | 0 | 0
[26 empty] | 0 | 0
[26 empty] | 0 | 0
[26 empty] | 0 | 0
[26 empty] | 0 | 0
[26 empty] | 0 | 0
[26 empty] | 0 | 0
[26 empty] | 0 | 0
[26 empty] | 0 | 0
[26 empty] | 0 | 0
[26 empty] | 0 | 0
[26 empty] | 0 | 0
[26 empty] | 0 | 0
[26 empty] | 0 | 0
[26 empty] | 0 | 0
[26 empty] | 0 | 0
[26 empty] | 0 | 0
[26 empty] | 0 | 0
[26 empty] | 0 | 0
[26 empty] | 0 | 0
[26 empty] | 0 | 0
[26 empty] | 0 | 0
[26 empty] | 0 | 0
[26 empty] | 0 | 0
[26 empty] | 0 | 0
[26 empty] | 0 | 0
[26 empty] | 0 | 0
[26 empty] | 0 | 0
[26 empty] | 0 | 0
[26 empty] | 0 | 0
[26 empty] | 0 | 0
[26 empty] | 0 | 0
[26 empty] | 0 | 0
[26 empty] | 0 | 0
[26 empty] | 0 | 0
[26 empty] | 0 | 0
[26 empty] | 0 | 0
[26 empty] | 0 | 0
[26 empty] | 0 | 0
[26 empty] | 0 | 0
[26 empty] | 0 | 0
[26 empty] | 0 | 0
[26 empty] | 0 | 0
[26 empty] | 0 | 0
[26 empty] | 0 | 0
[26 empty] | 0 | 0
[26 empty] | 0 | 0
[26 empty] | 0 | 0
[26 empty] | 0 | 0
[26 empty] | 0 | 0
[26 empty] | 0 | 0
[26 empty] | 0 | 0
[26 empty] | 0 | 0
[26 empty] | 0 | 0
[26 empty] | 0 | 0
[26 empty] | 0 | 0
[26 empty] | 0 | 0
[26 empty] | 0 | 0
[26 empty] | 0 | 0
[26 empty] | 0 | 0
[26 empty] | 0 | 0
[26 empty] | 0 | 0
[26 empty] | 0 | 0
[26 empty] | 0 | 0
[26 empty] | 0 | 0
[26 empty] | 0 | 0
[26 empty] | 0 | 0
[26 empty] | 0 | 0
[26 empty] | 0 | 0
[26 empty] | 0 | 0
[26 empty] | 0 | 0
[26 empty] | 0 | 0
[26 empty] | 0 | 0
[26 empty] | 0 | 0
[26 empty] | 0 | 0
[26 empty] | 0 | 0
[26 empty] | 0 | 0
[26 empty] | 0 | 0
[26 empty] | 0 | 0
[26 empty] | 0 | 0
[26 empty] | 0 | 0
[26 empty] | 0 | 0
[26 empty] | 0 | 0
[26 empty] | 0 | 0
[26 empty] | 0 | 0
[26 empty] | 0 | 0
[26 empty] | 0 | 0
[26 empty] | 0 | 0
[26 empty] | 0 | 0
[26 empty] | 0 | 0
[26 empty] | 0 | 0
[26 empty] | 0 | 0
[26 empty] | 0 | 0
[26 empty] | 0 | 0
[26 empty] | 0 | 0
[26 empty] | 0 | 0
[26 empty] | 0 | 0
[26 empty] | 0 | 0
[26 empty] | 0 | 0
[26 empty] | 0 | 0
[26 empty] | 0 | 0
[26 empty] | 0 | 0
[26 empty] | 0 | 0
[26 empty] | 0 | 0
[26 empty] | 0 | 0
[26 empty] | 0 | 0
[26 empty] | 0 | 0
[26 empty] | 0 | 0
[26 empty] | 0 | 0
[26 empty] | 0 | 0
[26 empty] | 0 | 0
[26 empty] | 0 | 0
[26 empty] | 0 | 0
[26 empty] | 0 | 0
[26 empty] | 0 | 0
[26 empty] | 0 | 0
[26 empty] | 0 | 0
[26 empty] | 0 | 0
[26 empty] | 0 | 0
[26 empty] | 0 | 0
[26 empty] | 0 | 0
[26 empty] | 0 | 0
[26 empty] | 0 | 0
[26 empty] | 0 | 0
[26 empty] | 0 | 0
[26 empty] | 0 | 0
[26 empty] | 0 | 0
[26 empty] | 0 | 0
[26 empty] | 0 | 0
[26 empty] | 0 | 0
[26 empty] | 0 | 0
[26 empty] | 0 | 0
[26 empty] | 0 | 0
[26 empty] | 0 | 0
[26 empty] | 0 | 0
[26 empty] | 0 | 0
[26 empty] | 0 | 0
[26 empty] | 0 | 0
[26 empty] | 0 | 0
[26 empty] | 0 | 0
[26 empty] | 0 | 0
[26 empty] | 0 | 0
[26 empty] | 0 | 0
[26 empty] | 0 | 0
[26 empty] | 0 | 0
[26 empty] | 0 | 0
[26 empty] | 0 | 0
[26 empty] | 0 | 0
[26 empty] | 0 | 0
[26 empty] | 0 | 0
[26 empty] | 0 | 0
[26 empty] | 0 | 0
[26 empty] | 0 | 0
[26 empty] | 0 | 0
[26 empty] | 0 | 0
[26 empty] | 0 | 0
[26 empty] | 0 | 0
[26 empty] | 0 | 0
[26 empty] | 0 | 0
[26 empty] | 0 | 0
[26 empty] | 0 | 0
[26 empty] | 0 | 0
[26 empty] | 0 | 0
[26 empty] | 0 | 0
[26 empty] | 0 | 0
[26 empty] | 0 | 0
[26 empty] | 0 | 0
[26 empty] | 0 | 0
[26 empty] | 0 | 0
[26 empty] | 0 | 0
[26 empty] | 0 | 0
[26 empty] | 0 | 0
[26 empty] | 0 | 0
[26 empty] | 0 | 0
[26 empty] | 0 | 0
[26 empty] | 0 | 0
[26 empty] | 0 | 0
[26 empty] | 0 | 0
[26 empty] | 0 | 0
[26 empty] | 0 | 0
[26 empty] | 0 | 0
[26 empty] | 0 | 0
[26 empty] | 0 | 0
[26 empty] | 0 | 0
[26 empty] | 0 | 0
[26 empty] | 0 | 0
[26 empty] | 0 | 0
[26 empty] | 0 | 0
[26 empty] | 0 | 0
[26 empty] | 0 | 0
[26 empty] | 0 | 0
[26 empty] | 0 | 0
[26 empty] | 0 | 0
[26 empty] | 0 | 0
[26 empty] | 0 | 0
[26 empty] | 0 | 0
[26 empty] | 0 | 0
[26 empty] | 0 | 0
[26 empty] | 0 | 0
[26 empty] | 0 | 0
[26 empty] | 0 | 0
[26 empty] | 0 | 0
[26 empty] | 0 | 0
[26 empty] | 0 | 0
[26 empty] | 0 | 0
[26 empty] | 0 | 0
[26 empty] | 0 | 0
[26 empty] | 0 | 0
[26 empty] | 0 | 0
[26 empty] | 0 | 0
[26 empty] | 0 | 0
[26 empty] | 0 | 0
[26 empty] | 0 | 0
[26 empty] | 0 | 0
[26 empty] | 0 | 0
[26 empty] | 0 | 0
[26 empty] | 0 | 0
[26 empty] | 0 | 0
[26 empty] | 0 | 0
[26 empty] | 0 | 0
[26 empty] | 0 | 0
[26 empty] | 0 | 0
[26 empty] | 0 | 0
[26 empty] | 0 | 0
[26 empty] | 0 | 0
[26 empty] | 0 | 0
[26 empty] | 0 | 0
[26 empty] | 0 | 0
[26 empty] | 0 | 0
[26 empty] | 0 | 0
[26 empty] | 0 | 0
[26 empty] | 0 | 0
[26 empty] | 0 | 0
[26 empty] | 0 | 0
[26 empty] | 0 | 0
[26 empty] | 0 | 0
[26 empty] | 0 | 0
[26 empty] | 0 | 0
[26 empty] | 0 | 0
[26 empty] | 0 | 0
[26 empty] | 0 | 0
[26 empty] | 0 | 0
[26 empty] | 0 | 0
[26 empty] | 0 | 0
[26 empty] | 0 | 0
[26 empty] | 0 | 0
[26 empty] | 0 | 0
[26 empty] | 0 | 0
[26 empty] | 0 | 0
[26 empty] | 0 | 0
[26 empty] | 0 | 0
[26 empty] | 0 | 0
[26 empty] | 0 | 0
[26 empty] | 0 | 0
[26 empty] | 0 | 0
[26 empty] | 0 | 0
[26 empty] | 0 | 0
[26 empty] | 0 | 0
[26 empty] | 0 | 0
[26 empty] | 0 | 0
[26 empty] | 0 | 0
[26 empty] | 0 | 0
[26 empty] | 0 | 0
[26 empty] | 0 | 0
[26 empty] | 0 | 0
[26 empty] | 0 | 0
[26 empty] | 0 | 0
[26 empty] | 0 | 0
[26 empty] | 0 | 0
[26 empty] | 0 | 0
[26 empty] | 0 | 0
[26 empty] | 0 | 0
[26 empty] | 0 | 0
[26 empty] | 0 | 0
[26 empty] | 0 | 0
[26 empty] | 0 | 0
[26 empty] | 0 | 0
[26 empty] | 0 | 0
[26 empty] | 0 | 0
[26 empty] | 0 | 0
[26 empty] | 0 | 0
[26 empty] | 0 | 0
[26 empty] | 0 | 0
[26 empty] | 0 | 0
[26 empty] | 0 | 0
[26 empty] | 0 | 0
[26 empty] | 0 | 0
[26 empty] | 0 | 0
[26 empty] | 0 | 0
[26 empty] | 0 | 0
[26 empty] | 0 | 0
[26 empty] | 0 | 0
[26 empty] | 0 | 0
[26 empty] | 0 | 0
[26 empty] | 0 | 0
[26 empty] | 0 | 0
[26 empty] | 0 | 0
[26 empty] | 0 | 0
[26 empty] | 0 | 0
[26 empty] | 0 | 0
[26 empty] | 0 | 0
[26 empty] | 0 | 0
[26 empty] | 0 | 0
[26 empty] | 0 | 0
[26 empty] | 0 | 0
[26 empty] | 0 | 0
[26 empty] | 0 | 0
[26 empty] | 0 | 0
[26 empty] | 0 | 0
[26 empty] | 0 | 0
[26 empty] | 0 | 0
[26 empty] | 0 | 0
[26 empty] | 0 | 0
[26 empty] | 0 | 0
[26 empty] | 0 | 0
[26 empty] | 0 | 0
[26 empty] | 0 | 0
[26 empty] | 0 | 0
[26 empty] | 0 | 0
[26 empty] | 0 | 0
[26 empty] | 0 | 0
[26 empty] | 0 | 0
[26 empty] | 0 | 0
[26 empty] | 0 | 0
[26 empty] | 0 | 0
[26 empty] | 0 | 0
[26 empty] | 0 | 0
[26 empty] | 0 | 0
[26 empty] | 0 | 0
[26 empty] | 0 | 0
[26 empty] | 0 | 0
[26 empty] | 0 | 0
[26 empty] | 0 | 0
[26 empty] | 0 | 0
[26 empty] | 0 | 0
[26 empty] | 0 | 0
[26 empty] | 0 | 0
[26 empty] | 0 | 0
[26 empty] | 0 | 0
[26 empty] | 0 | 0
[26 empty] | 0 | 0
[26 empty] | 0 | 0
[26 empty] | 0 | 0
[26 empty] | 0 | 0
[26 empty] | 0 | 0
[26 empty] | 0 | 0
[26 empty] | 0 | 0
[26 empty] | 0 | 0
[26 empty] | 0 | 0
[26 empty] | 0 | 0
[26 empty] | 0 | 0
[26 empty] | 0 | 0
[26 empty] | 0 | 0
[26 empty] | 0 | 0
[26 empty] | 0 | 0
[26 empty] | 0 | 0
[26 empty] | 0 | 0
[26 empty] | 0 | 0
[26 empty] | 0 | 0
[26 empty] | 0 | 0
[26 empty] | 0 | 0
[26 empty] | 0 | 0
[26 empty] | 0 | 0
[26 empty] | 0 | 0
[26 empty] | 0 | 0
[26 empty] | 0 | 0
[26 empty] | 0 | 0
[26 empty] | 0 | 0
[26 empty] | 0 | 0
[26 empty] | 0 | 0
[26 empty] | 0 | 0
[26 empty] | 0 | 0
[26 empty] | 0 | 0
[26 empty] | 0 | 0
[26 empty] | 0 | 0
[26 empty] | 0 | 0
[26 empty] | 0 | 0
[26 empty] | 0 | 0
[26 empty] | 0 | 0
[26 empty] | 0 | 0
[26 empty] | 0 | 0
[26 empty] | 0 | 0
[26 empty] | 0 | 0
[26 empty] | 0 | 0
[26 empty] | 0 | 0
[26 empty] | 0 | 0
[26 empty] | 0 | 0
[26 empty] | 0 | 0
[26 empty] | 0 | 0
[26 empty] | 0 | 0
[26 empty] | 0 | 0
[26 empty] | 0 | 0
[26 empty] | 0 | 0
[26 empty] | 0 | 0
[26 empty] | 0 | 0
[26 empty] | 0 | 0
[26 empty] | 0 | 0
[26 empty] | 0 | 0
[26 empty] | 0 | 0
[26 empty] | 0 | 0
[26 empty] | 0 | 0
[26 empty] | 0 | 0
[26 empty] | 0 | 0
[26 empty] | 0 | 0
[26 empty] | 0 | 0
[26 empty] | 0 | 0
[26 empty] | 0 | 0
[26 empty] | 0 | 0
[26 empty] | 0 | 0
[26 empty] | 0 | 0
[26 empty] | 0 | 0
[26 empty] | 0 | 0
[26 empty] | 0 | 0
[26 empty] | 0 | 0
[26 empty] | 0 | 0
[26 empty] | 0 | 0
[26 empty] | 0 | 0
[26 empty] | 0 | 0
[26 empty] | 0 | 0
[26 empty] | 0 | 0
[26 empty] | 0 | 0
[26 empty] | 0 | 0
[26 empty] | 0 | 0
[26 empty] | 0 | 0
[26 empty] | 0 | 0
[26 empty] | 0 | 0
[26 empty] | 0 | 0
[26 empty] | 0 | 0
[26 empty] | 0 | 0
[26 empty] | 0 | 0
[26 empty] | 0 | 0
[26 empty] | 0 | 0
[26 empty] | 0 | 0
[26 empty] | 0 | 0
[26 empty] | 0 | 0
[26 empty] | 0 | 0
[26 empty] | 0 | 0
[26 empty] | 0 | 0
[26 empty] | 0 | 0
[26 empty] | 0 | 0
[26 empty] | 0 | 0
[26 empty] | 0 | 0
[26 empty] | 0 | 0
[26 empty] | 0 | 0
[26 empty] | 0 | 0
[26 empty] | 0 | 0
[26 empty] | 0 | 0
[26 empty] | 0 | 0
[26 empty] | 0 | 0
[26 empty] | 0 | 0
[26 empty] | 0 | 0
[26 empty] | 0 | 0
[26 empty] | 0 | 0
[26 empty] | 0 | 0
[26 empty] | 0 | 0
[26 empty] | 0 | 0
[26 empty] | 0 | 0
[26 empty] | 0 | 0
[26 empty] | 0 | 0
[26 empty] | 0 | 0
[26 empty] | 0 | 0
[26 empty] | 0 | 0
[26 empty] | 0 | 0
[26 empty] | 0 | 0
[26 empty] | 0 | 0
[26 empty] | 0 | 0
[26 empty] | 0 | 0
[26 empty] | 0 | 0
[26 empty] | 0 | 0
[26 empty] | 0 | 0
[26 empty] | 0 | 0
[26 empty] | 0 | 0
[26 empty] | 0 | 0
[26 empty] | 0 | 0
[26 empty] | 0 | 0
[26 empty] | 0 | 0
[26 empty] | 0 | 0
[26 empty] | 0 | 0
[26 empty] | 0 | 0
[26 empty] | 0 | 0
[26 empty] | 0 | 0
[26 empty] | 0 | 0
[26 empty] | 0 | 0
[26 empty] | 0 | 0
[26 empty] | 0 | 0
[26 empty] | 0 | 0
[26 empty] | 0 | 0
[26 empty] | 0 | 0
[26 empty] | 0 | 0
[26 empty] | 0 | 0
[26 empty] | 0 | 0
[26 empty] | 0 | 0
[26 empty] | 0 | 0
[26 empty] | 0 | 0
[26 empty] | 0 | 0
[26 empty] | 0 | 0
[26 empty] | 0 | 0
[26 empty] | 0 | 0
[26 empty] | 0 | 0
[26 empty] | 0 | 0
[26 empty] | 0 | 0
[26 empty] | 0 | 0
[26 empty] | 0 | 0
[26 empty] | 0 | 0
[26 empty] | 0 | 0
[26 empty] | 0 | 0
[26 empty] | 0 | 0
[26 empty] | 0 | 0
[26 empty] | 0 | 0
[26 empty] | 0 | 0
[26 empty] | 0 | 0
[26 empty] | 0 | 0
[26 empty] | 0 | 0
[26 empty] | 0 | 0
[26 empty] | 0 | 0
[26 empty] | 0 | 0
[26 empty] | 0 | 0
[26 empty] | 0 | 0
[26 empty] | 0 | 0
[26 empty] | 0 | 0
[26 empty] | 0 | 0
[26 empty] | 0 | 0
[26 empty] | 0 | 0
[26 empty] | 0 | 0
[26 empty] | 0 | 0
[26 empty] | 0 | 0
[26 empty] | 0 | 0
[26 empty] | 0 | 0
[26 empty] | 0 | 0
[26 empty] | 0 | 0
[26 empty] | 0 | 0
[26 empty] | 0 | 0
[26 empty] | 0 | 0
[26 empty] | 0 | 0
[26 empty] | 0 | 0
[26 empty] | 0 | 0
[26 empty] | 0 | 0
[26 empty] | 0 | 0
[26 empty] | 0 | 0
[26 empty] | 0 | 0
[26 empty] | 0 | 0
[26 empty] | 0 | 0
[26 empty] | 0 | 0
[26 empty] | 0 | 0
[26 empty] | 0 | 0
[26 empty] | 0 | 0
[26 empty] | 0 | 0
[26 empty] | 0 | 0
[26 empty] | 0 | 0
[26 empty] | 0 | 0
[26 empty] | 0 | 0
[26 empty] | 0 | 0
[26 empty] | 0 | 0
[26 empty] | 0 | 0
[26 empty] | 0 | 0
[26 empty] | 0 | 0
[26 empty] | 0 | 0
[26 empty] | 0 | 0
[26 empty] | 0 | 0
[26 empty] | 0 | 0
[26 empty] | 0 | 0
[26 empty] | 0 | 0
[26 empty] | 0 | 0
[26 empty] | 0 | 0
[26 empty] | 0 | 0
[26 empty] | 0 | 0
[26 empty] | 0 | 0
[26 empty] | 0 | 0
[26 empty] | 0 | 0
[26 empty] | 0 | 0
[26 empty] | 0 | 0
[26 empty] | 0 | 0
[26 empty] | 0 | 0
[26 empty] | 0 | 0
[26 empty] | 0 | 0
[26 empty] | 0 | 0
[26 empty] | 0 | 0
[26 empty] | 0 | 0
[26 empty] | 0 | 0
[26 empty] | 0 | 0
[26 empty] | 0 | 0
[26 empty] | 0 | 0
[26 empty] | 0 | 0
[26 empty] | 0 | 0
[26 empty] | 0 | 0
[26 empty] | 0 | 0
[26 empty] | 0 | 0
[26 empty] | 0 | 0
[26 empty] | 0 | 0
[26 empty] | 0 | 0
[26 empty] | 0 | 0
[26 empty] | 0 | 0
[26 empty] | 0 | 0
[26 empty] | 0 | 0
[26 empty] | 0 | 0
[26 empty] | 0 | 0
[26 empty] | 0 | 0
[26 empty] | 0 | 0
[26 empty] | 0 | 0
[26 empty] | 0 | 0
[26 empty] | 0 | 0
[26 empty] | 0 | 0
[26 empty] | 0 | 0
[26 empty] | 0 | 0
[26 empty] | 0 | 0
[26 empty] | 0 | 0
[26 empty] | 0 | 0
[26 empty] | 0 | 0
[26 empty] | 0 | 0
[26 empty] | 0 | 0
[26 empty] | 0 | 0
[26 empty] | 0 | 0
[26 empty] | 0 | 0
[26 empty] | 0 | 0
[26 empty] | 0 | 0
[26 empty] | 0 | 0
[26 empty] | 0 | 0
[26 empty] | 0 | 0
[26 empty] | 0 | 0
[26 empty] | 0 | 0
[26 empty] | 0 | 0
[26 empty] | 0 | 0
[26 empty] | 0 | 0
[26 empty] | 0 | 0
[26 empty] | 0 | 0
[26 empty] | 0 | 0
[26 empty] | 0 | 0
[26 empty] | 0 | 0
[26 empty] | 0 | 0
[26 empty] | 0 | 0
[26 empty] | 0 | 0
[26 empty] | 0 | 0
[26 empty] | 0 | 0
[26 empty] | 0 | 0
[26 empty] | 0 | 0
[26 empty] | 0 | 0
[26 empty] | 0 | 0
[26 empty] | 0 | 0
[26 empty] | 0 | 0
[26 empty] | 0 | 0
[26 empty] | 0 | 0
[26 empty] | 0 | 0
[26 empty] | 0 | 0
[26 empty] | 0 | 0
[26 empty] | 0 | 0
[26 empty] | 0 | 0
[26 empty] | 0 | 0
[26 empty] | 0 | 0
[26 empty] | 0 | 0
[26 empty] | 0 | 0
[26 empty] | 0 | 0
[26 empty] | 0 | 0
[26 empty] | 0 | 0
[26 empty] | 0 | 0
[26 empty] | 0 | 0
[26 empty] | 0 | 0
[26 empty] | 0 | 0
[26 empty] | 0 | 0
[26 empty] | 0 | 0
[26 empty] | 0 | 0
[26 empty] | 0 | 0
[26 empty] | 0 | 0
[26 empty] | 0 | 0
[26 empty] | 0 | 0
[26 empty] | 0 | 0
[26 empty] | 0 | 0
[26 empty] | 0 | 0
[26 empty] | 0 | 0
[26 empty] | 0 | 0
[26 empty] | 0 | 0
[26 empty] | 0 | 0
[26 empty] | 0 | 0
[26 empty] | 0 | 0
[26 empty] | 0 | 0
[26 empty] | 0 | 0
[26 empty] | 0 | 0
[26 empty] | 0 | 0
[26 empty] | 0 | 0
[26 empty] | 0 | 0
[26 empty] | 0 | 0
[26 empty] | 0 | 0
[26 empty] | 0 | 0
[26 empty] | 0 | 0
[26 empty] | 0 | 0
[26 empty] | 0 | 0
[26 empty] | 0 | 0
[26 empty] | 0 | 0
[26 empty] | 0 | 0
[26 empty] | 0 | 0
[26 empty] | 0 | 0
[26 empty] | 0 | 0
[26 empty] | 0 | 0
[26 empty] | 0 | 0
[26 empty] | 0 | 0
[26 empty] | 0 | 0
[26 empty] | 0 | 0
[26 empty] | 0 | 0
[26 empty] | 0 | 0
[26 empty] | 0 | 0
[26 empty] | 0 | 0
[26 empty] | 0 | 0
[26 empty] | 0 | 0
[26 empty] | 0 | 0
[26 empty] | 0 | 0
[26 empty] | 0 | 0
[26 empty] | 0 | 0
[26 empty] | 0 | 0
[26 empty] | 0 | 0
[26 empty] | 0 | 0
[26 empty] | 0 | 0
[26 empty] | 0 | 0
[26 empty] | 0 | 0
[26 empty] | 0 | 0
[26 empty] | 0 | 0
[26 empty] | 0 | 0
[26 empty] | 0 | 0
[26 empty] | 0 | 0
[26 empty] | 0 | 0
[26 empty] | 0 | 0
[26 empty] | 0 | 0
[26 empty] | 0 | 0
[26 empty] | 0 | 0
[26 empty] | 0 | 0
[26 empty] | 0 | 0
[26 empty] | 0 | 0
[26 empty] | 0 | 0
[26 empty] | 0 | 0
[26 empty] | 0 | 0
[26 empty] | 0 | 0
[26 empty] | 0 | 0
[26 empty] | 0 | 0
[26 empty] | 0 | 0
[26 empty] | 0 | 0
[26 empty] | 0 | 0
[26 empty] | 0 | 0
[26 empty] | 0 | 0
[26 empty] | 0 | 0
[26 empty] | 0 | 0
[26 empty] | 0 | 0
[26 empty] | 0 | 0
[26 empty] | 0 | 0
[26 empty] | 0 | 0
[26 empty] | 0 | 0
[26 empty] | 0 | 0
[26 empty] | 0 | 0
[26 empty] | 0 | 0
[26 empty] | 0 | 0
[26 empty] | 0 | 0
[26 empty] | 0 | 0
[26 empty] | 0 | 0
[26 empty] | 0 | 0
[26 empty] | 0 | 0
[26 empty] | 0 | 0
[26 empty] | 0 | 0
[26 empty] | 0 | 0
[26 empty] | 0 | 0
[26 empty] | 0 | 0
[26 empty] | 0 | 0
[26 empty] | 0 | 0
[26 empty] | 0 | 0
[26 empty] | 0 | 0
[26 empty] | 0 | 0
[26 empty] | 0 | 0
[26 empty] | 0 | 0
[26 empty] | 0 | 0
[26 empty] | 0 | 0
[26 empty] | 0 | 0
[26 empty] | 0 | 0
[26 empty] | 0 | 0
[26 empty] | 0 | 0
[26 empty] | 0 | 0
[26 empty] | 0 | 0
[26 empty] | 0 | 0
[26 empty] | 0 | 0
[26 empty] | 0 | 0
[26 empty] | 0 | 0
[26 empty] | 0 | 0
[26 empty] | 0 | 0
[26 empty] | 0 | 0
[26 empty] | 0 | 0
[26 empty] | 0 | 0
[26 empty] | 0 | 0
[26 empty] | 0 | 0
[26 empty] | 0 | 0
[26 empty] | 0 | 0
[26 empty] | 0 | 0
[26 empty] | 0 | 0
[26 empty] | 0 | 0
[26 empty] | 0 | 0
[26 empty] | 0 | 0
[26 empty] | 0 | 0
[26 empty] | 0 | 0
[26 empty] | 0 | 0
[26 empty] | 0 | 0
[26 empty] | 0 | 0
[26 empty] | 0 | 0
[26 empty] | 0 | 0
[26 empty] | 0 | 0
[26 empty] | 0 | 0
[26 empty] | 0 | 0
[26 empty] | 0 | 0
[26 empty] | 0 | 0
[26 empty] | 0 | 0
[26 empty] | 0 | 0
[26 empty] | 0 | 0
[26 empty] | 0 | 0
[26 empty] | 0 | 0
[26 empty] | 0 | 0
[26 empty] | 0 | 0
[26 empty] | 0 | 0
[26 empty] | 0 | 0
[26 empty] | 0 | 0
[26 empty] | 0 | 0
[26 empty] | 0 | 0
[26 empty] | 0 | 0
[26 empty] | 0 | 0
[26 empty] | 0 | 0
[26 empty] | 0 | 0
[26 empty] | 0 | 0
[26 empty] | 0 | 0
[26 empty] | 0 | 0
[26 empty] | 0 | 0
[26 empty] | 0 | 0
[26 empty] | 0 | 0
[26 empty] | 0 | 0
[26 empty] | 0 | 0
[26 empty] | 0 | 0
[26 empty] | 0 | 0
[26 empty] | 0 | 0
[26 empty] | 0 | 0
[26 empty] | 0 | 0
[26 empty] | 0 | 0
[26 empty] | 0 | 0
[26 empty] | 0 | 0
[26 empty] | 0 | 0
[26 empty] | 0 | 0
[26 empty] | 0 | 0
[26 empty] | 0 | 0
[26 empty] | 0 | 0
[26 empty] | 0 | 0
[26 empty] | 0 | 0
[26 empty] | 0 | 0
[26 empty] | 0 | 0
[26 empty] | 0 | 0
[26 empty] | 0 | 0
[26 empty] | 0 | 0
[26 empty] | 0 | 0
[26 empty] | 0 | 0
[26 empty] | 0 | 0
[26 empty] | 0 | 0
[26 empty] | 0 | 0
[26 empty] | 0 | 0
[26 empty] | 0 | 0
[26 empty] | 0 | 0
[26 empty] | 0 | 0
[26 empty] | 0 | 0
[26 empty] | 0 | 0
[26 empty] | 0 | 0
[26 empty] | 0 | 0
[26 empty] | 0 | 0
[26 empty] | 0 | 0
[26 empty] | 0 | 0
[26 empty] | 0 | 0
[26 empty] | 0 | 0
[26 empty] | 0 | 0
[26 empty] | 0 | 0
[26 empty] | 0 | 0
[26 empty] | 0 | 0
[26 empty] | 0 | 0
[26 empty] | 0 | 0
[26 empty] | 0 | 0
[26 empty] | 0 | 0
[26 empty] | 0 | 0
[26 empty] | 0 | 0
[26 empty] | 0 | 0
[26 empty] | 0 | 0
[26 empty] | 0 | 0
[26 empty] | 0 | 0
[26 empty] | 0 | 0
[26 empty] | 0 | 0
[26 empty] | 0 | 0
[26 empty] | 0 | 0
[26 empty] | 0 | 0
[26 empty] | 0 | 0
[26 empty] | 0 | 0
[26 empty] | 0 | 0
[26 empty] | 0 | 0
[26 empty] | 0 | 0
[26 empty] | 0 | 0
[26 empty] | 0 | 0
[26 empty] | 0 | 0
[26 empty] | 0 | 0
[26 empty] | 0 | 0
[26 empty] | 0 | 0
[26 empty] | 0 | 0
[26 empty] | 0 | 0
[26 empty] | 0 | 0
[26 empty] | 0 | 0
[26 empty] | 0 | 0
[26 empty] | 0 | 0
[26 empty] | 0 | 0
[26 empty] | 0 | 0
[26 empty] | 0 | 0
[26 empty] | 0 | 0
[26 empty] | 0 | 0
[26 empty] | 0 | 0
[26 empty] | 0 | 0
[26 empty] | 0 | 0
[26 empty] | 0 | 0
[26 empty] | 0 | 0
[26 empty] | 0 | 0
[26 empty] | 0 | 0
[26 empty] | 0 | 0
[26 empty] | 0 | 0
[26 empty] | 0 | 0
[26 empty] | 0 | 0
[26 empty] | 0 | 0
[26 empty] | 0 | 0
[26 empty] | 0 | 0
[26 empty] | 0 | 0
[26 empty] | 0 | 0
[26 empty] | 0 | 0
[26 empty] | 0 | 0
[26 empty] | 0 | 0
[26 empty] | 0 | 0
[26 empty] | 0 | 0
[26 empty] | 0 | 0
[26 empty] | 0 | 0
[26 empty] | 0 | 0
[26 empty] | 0 | 0
[26 empty] | 0 | 0
[26 empty] | 0 | 0
[26 empty] | 0 | 0
[26 empty] | 0 | 0
[26 empty] | 0 | 0
[26 empty] | 0 | 0
[26 empty] | 0 | 0
[26 empty] | 0 | 0
[26 empty] | 0 | 0
[26 empty] | 0 | 0
[26 empty] | 0 | 0
[26 empty] | 0 | 0
[26 empty] | 0 | 0
[26 empty] | 0 | 0
[26 empty] | 0 | 0
[26 empty] | 0 | 0
[26 empty] | 0 | 0
[26 empty] | 0 | 0
[26 empty] | 0 | 0
[26 empty] | 0 | 0
[26 empty] | 0 | 0
[26 empty] | 0 | 0
[26 empty] | 0 | 0
[26 empty] | 0 | 0
[26 empty] | 0 | 0
[26 empty] | 0 | 0
[26 empty] | 0 | 0
[26 empty] | 0 | 0
[26 empty] | 0 | 0
[26 empty] | 0 | 0
[26 empty] | 0 | 0
[26 empty] | 0 | 0
[26 empty] | 0 | 0
[26 empty] | 0 | 0
[26 empty] | 0 | 0
[26 empty] | 0 | 0
[26 empty] | 0 | 0
[26 empty] | 0 | 0
[26 empty] | 0 | 0
[26 empty] | 0 | 0
[26 empty] | 0 | 0
[26 empty] | 0 | 0
[26 empty] | 0 | 0
[26 empty] | 0 | 0
[26 empty] | 0 | 0
[26 empty] | 0 | 0
[26 empty] | 0 | 0
[26 empty] | 0 | 0
[26 empty] | 0 | 0
[26 empty] | 0 | 0
[26 empty] | 0 | 0
[26 empty] | 0 | 0
[26 empty] | 0 | 0
[26 empty] | 0 | 0
[26 empty] | 0 | 0
[26 empty] | 0 | 0
[26 empty] | 0 | 0
[26 empty] | 0 | 0
[26 empty] | 0 | 0
[26 empty] | 0 | 0
[26 empty] | 0 | 0
[26 empty] | 0 | 0
[26 empty] | 0 | 0
[26 empty] | 0 | 0
[26 empty] | 0 | 0
[26 empty] | 0 | 0
[26 empty] | 0 | 0
[26 empty] | 0 | 0
[26 empty] | 0 | 0
[26 empty] | 0 | 0
[26 empty] | 0 | 0
[26 empty] | 0 | 0
[26 empty] | 0 | 0
[26 empty] | 0 | 0
[26 empty] | 0 | 0
[26 empty] | 0 | 0
[26 empty] | 0 | 0
[26 empty] | 0 | 0
[26 empty] | 0 | 0
[26 empty] | 0 | 0
[26 empty] | 0 | 0
[26 empty] | 0 | 0
[26 empty] | 0 | 0
[26 empty] | 0 | 0
[26 empty] | 0 | 0
[26 empty] | 0 | 0
[26 empty] | 0 | 0
[26 empty] | 0 | 0
[26 empty] | 0 | 0
[26 empty] | 0 | 0
[26 empty] | 0 | 0
[26 empty] | 0 | 0
[26 empty] | 0 | 0
[26 empty] | 0 | 0
[26 empty] | 0 | 0
[26 empty] | 0 | 0
[26 empty] | 0 | 0
[26 empty] | 0 | 0
[26 empty] | 0 | 0
[26 empty] | 0 | 0
[26 empty] | 0 | 0
[26 empty] | 0 | 0
[26 empty] | 0 | 0
[26 empty] | 0 | 0
[26 empty] | 0 | 0
[26 empty] | 0 | 0
[26 empty] | 0 | 0
[26 empty] | 0 | 0
[26 empty] | 0 | 0
[26 empty] | 0 | 0
[26 empty] | 0 | 0
[26 empty] | 0 | 0
[26 empty] | 0 | 0
[26 empty] | 0 | 0
[26 empty] | 0 | 0
[26 empty] | 0 | 0
[26 empty] | 0 | 0
[26 empty] | 0 | 0
[26 empty] | 0 | 0
[26 empty] | 0 | 0
[26 empty] | 0 | 0
[26 empty] | 0 | 0
[26 empty] | 0 | 0
[26 empty] | 0 | 0
[26 empty] | 0 | 0
[26 empty] | 0 | 0
[26 empty] | 0 | 0
[26 empty] | 0 | 0
[26 empty] | 0 | 0
[26 empty] | 0 | 0
[26 empty] | 0 | 0
[26 empty] | 0 | 0
[26 empty] | 0 | 0
[26 empty] | 0 | 0
[26 empty] | 0 | 0
[26 empty] | 0 | 0
[26 empty] | 0 | 0
[26 empty] | 0 | 0
[26 empty] | 0 | 0
[26 empty] | 0 | 0
[26 empty] | 0 | 0
[26 empty] | 0 | 0
[26 empty] | 0 | 0
[26 empty] | 0 | 0
[26 empty] | 0 | 0
[26 empty] | 0 | 0
[26 empty] | 0 | 0
[26 empty] | 0 | 0
[26 empty] | 0 | 0
[26 empty] | 0 | 0
[26 empty] | 0 | 0
[26 empty] | 0 | 0
[26 empty] | 0 | 0
[26 empty] | 0 | 0
[26 empty] | 0 | 0
[26 empty] | 0 | 0
[26 empty] | 0 | 0
[26 empty] | 0 | 0
[26 empty] | 0 | 0
[26 empty] | 0 | 0
[26 empty] | 0 | 0
[26 empty] | 0 | 0
[26 empty] | 0 | 0
[26 empty] | 0 | 0
[26 empty] | 0 | 0
[26 empty] | 0 | 0
[26 empty] | 0 | 0
[26 empty] | 0 | 0
[26 empty] | 0 | 0
[26 empty] | 0 | 0
[26 empty] | 0 | 0
[26 empty] | 0 | 0
[26 empty] | 0 | 0
[26 empty] | 0 | 0
[26 empty] | 0 | 0
[26 empty] | 0 | 0
[26 empty] | 0 | 0
[26 empty] | 0 | 0
[26 empty] | 0 | 0
[26 empty] | 0 | 0
[26 empty] | 0 | 0
[26 empty] | 0 | 0
[26 empty] | 0 | 0
[26 empty] | 0 | 0
[26 empty] | 0 | 0
[26 empty] | 0 | 0
[26 empty] | 0 | 0
[26 empty] | 0 | 0
[26 empty] | 0 | 0
[26 empty] | 0 | 0
[26 empty] | 0 | 0
[26 empty] | 0 | 0
[26 empty] | 0 | 0
[26 empty] | 0 | 0
[26 empty] | 0 | 0
[26 empty] | 0 | 0
[26 empty] | 0 | 0
[26 empty] | 0 | 0
[26 empty] | 0 | 0
[26 empty] | 0 | 0
[26 empty] | 0 | 0
[26 empty] | 0 | 0
[26 empty] | 0 | 0
[26 empty] | 0 | 0
[26 empty] | 0 | 0
[26 empty] | 0 | 0
[26 empty] | 0 | 0
[26 empty] | 0 | 0
[26 empty] | 0 | 0
[26 empty] | 0 | 0
[26 empty] | 0 | 0
[26 empty] | 0 | 0
[26 empty] | 0 | 0
[26 empty] | 0 | 0
[26 empty] | 0 | 0
[26 empty] | 0 | 0
[26 empty] | 0 | 0
[26 empty] | 0 | 0
[26 empty] | 0 | 0
[26 empty] | 0 | 0
[26 empty] | 0 | 0
[26 empty] | 0 | 0
[26 empty] | 0 | 0
[26 empty] | 0 | 0
[26 empty] | 0 | 0
[26 empty] | 0 | 0
[26 empty] | 0 | 0
[26 empty] | 0 | 0
[26 empty] | 0 | 0
[26 empty] | 0 | 0
[26 empty] | 0 | 0
[26 empty] | 0 | 0
[26 empty] | 0 | 0
[26 empty] | 0 | 0
[26 empty] | 0 | 0
[26 empty] | 0 | 0
[26 empty] | 0 | 0
[26 empty] | 0 | 0
[26 empty] | 0 | 0
[26 empty] | 0 | 0
[26 empty] | 0 | 0
[26 empty] | 0 | 0
[26 empty] | 0 | 0
[26 empty] | 0 | 0
[26 empty] | 0 | 0
[26 empty] | 0 | 0
[26 empty] | 0 | 0
[26 empty] | 0 | 0
[26 empty] | 0 | 0
[26 empty] | 0 | 0
[26 empty] | 0 | 0
[26 empty] | 0 | 0
[26 empty] | 0 | 0
[26 empty] | 0 | 0
[26 empty] | 0 | 0
[26 empty] | 0 | 0
[26 empty] | 0 | 0
[26 empty] | 0 | 0
[26 empty] | 0 | 0
[26 empty] | 0 | 0
[26 empty] | 0 | 0
[26 empty] | 0 | 0
[26 empty] | 0 | 0
[26 empty] | 0 | 0
[26 empty] | 0 | 0
[26 empty] | 0 | 0
[26 empty] | 0 | 0
[26 empty] | 0 | 0
[26 empty] | 0 | 0
[26 empty] | 0 | 0
[26 empty] | 0 | 0
[26 empty] | 0 | 0
[26 empty] | 0 | 0
[26 empty] | 0 | 0
[26 empty] | 0 | 0
[26 empty] | 0 | 0
[26 empty] | 0 | 0
[26 empty] | 0 | 0
[26 empty] | 0 | 0
[26 empty] | 0 | 0
[26 empty] | 0 | 0
[26 empty] | 0 | 0
[26 empty] | 0 | 0
[26 empty] | 0 | 0
[26 empty] | 0 | 0
[26 empty] | 0 | 0
[26 empty] | 0 | 0
[26 empty] | 0 | 0
[26 empty] | 0 | 0
[26 empty] | 0 | 0
[26 empty] | 0 | 0
[26 empty] | 0 | 0
[26 empty] | 0 | 0
[26 empty] | 0 | 0
[26 empty] | 0 | 0
[26 empty] | 0 | 0
[26 empty] | 0 | 0
[26 empty] | 0 | 0
[26 empty] | 0 | 0
[26 empty] | 0 | 0
[26 empty] | 0 | 0
[26 empty] | 0 | 0
[26 empty] | 0 | 0
[26 empty] | 0 | 0
[26 empty] | 0 | 0
[26 empty] | 0 | 0
[26 empty] | 0 | 0
[26 empty] | 0 | 0
[26 empty] | 0 | 0
[26 empty] | 0 | 0
[26 empty] | 0 | 0
[26 empty] | 0 | 0
[26 empty] | 0 | 0
[26 empty] | 0 | 0
[26 empty] | 0 | 0
[26 empty] | 0 | 0
[26 empty] | 0 | 0
[26 empty] | 0 | 0
[26 empty] | 0 | 0
[26 empty] | 0 | 0
[26 empty] | 0 | 0
[26 empty] | 0 | 0
[26 empty] | 0 | 0
[26 empty] | 0 | 0
[26 empty] | 0 | 0
[26 empty] | 0 | 0
[26 empty] | 0 | 0
[26 empty] | 0 | 0
[26 empty] | 0 | 0
[26 empty] | 0 | 0
[26 empty] | 0 | 0
[26 empty] | 0 | 0
[26 empty] | 0 | 0

## Zones
Houston | -1
North | 1
South | -1
West | 1
SET UP AREA, copy & paste values to cell B1
Source | North |  | N to H | N to W | N to S | W to N | S to N | W to S
Sink | Houston | Houston | -1 | 1 | -1 | -1 | 1 | -1
|  | North | 1 | 1 | 1 | -1 | -1 | -1
|  | South | -1 | 1 | -1 | -1 | 1 | -1
|  | West | 1 | -1 | 1 | 1 | -1 | 1
|  | Source | North | North | North | West | South | West
|  | Sink | Houston | West | South | North | North | South

## Tech
Number of Bus | Name of Bus | Tech Type
238 | BOSQUESW505 | CC
239 | BOSQUESW502 | GGT
244 | WHITNYDM01 | Hydro
245 | WHITNYDM02 | Hydro
247 | BOSQUESW501 | GGT
251 | BOSQUESW803 | CC
253 | BOSQUESW804 | CC
332 | RWMILLER01 | GST
333 | RWMILLER02 | GST
334 | RWMILLER03 | GST
335 | RWMILLER04 | GST
336 | RWMILLER05 | GST
344 | MRSSHPRD | Hydro
345 | MRSSHPRD01 | Hydro
366 | JNSNCNTY802 | Cogen
367 | JNSNCNTY802 | Cogen
503 | NTHTEXAS01 | GST
504 | NTHTEXAS02 | GST
505 | NTHTEXAS03 | GST
580 | JCKCNTY801 | CC
581 | JCKCNTY802 | CC
582 | JCKCNTY803 | CC
728 | WOLFRIDGE801 | Wind
837 | NEWMAN_G5 | GST
842 | OLINGER_G1 | GST
843 | OLINGER_G2 | GST
844 | OLINGER_G3 | GST
845 | OLINGER_G4 | GGT
923 | SPENCER_G4 | GST
924 | SPENCER_G5 | GST
948 | STEAM1 | GST
949 | STEAM2 | GST
950 | STEAM3 | GST
990 | GIBN_CREK_G1 | LIGCO
1002 | PBCTAGE_1G | GGT
1003 | PBCTBGE_2G | GGT
1004 | PBCTCGE_3G | GGT
1005 | PBCTDGE_4G | GGT
1006 | PBCTEGE_5G | GGT
1007 | PB5GEN_6G | GST
1008 | PB6GEN_7G | GST
1037 | MORGAN5G_5G | GST
1039 | MRGNAG_1G | GGT
1040 | MRGNBG_2G | GGT
1041 | MRGNCG_3G | GGT
1042 | MRGNDG_4G | GGT
1043 | MRGNEG_5G | GGT
1044 | MRGNFG_6G | GGT
1045 | CALENG1G_1G | Cogen
1046 | CALENG2G_2G | Cogen
1047 | CALENG3G_3G | Cogen
1058 | LONGSHORE_5 | Wind
1058 | LONGSHORE_5 | Wind
1061 | CIELOGEN_1G | Wind
1062 | CIELOGEN_2G | Wind
1068 | SCURRYCW_1G | Wind
1069 | KINDERMG_1G | Cogen
1070 | KINDERMG_2G | Cogen
1071 | KINDERMG_3G | Cogen
1073 | SCURRYCW_2G | Wind
1320 | BSP 1 | Cogen
1326 | STANTONW_8 | Wind
1327 | WILDHRSE_1G | Wind
1328 | OCOTILLO_1G | Wind
1333 | MCDDONAL_8 | Wind
1343 | TRENTIPP_8 | Wind
1349 | WESTXWIN_1G | Wind
1350 | NWPWRG1_1G | Wind
1354 | AEPWIND_8 | Wind
1360 | GUNSIGHT_8 | Wind
1416 | SWETWATR_1G | CC
1417 | SWETWATR_2G | CC
1418 | SWETWATR_3G | CC
1419 | SWETWATR_4G | CC
1432 | GRHAMSES_2G | GST
1433 | GRHAMSES_1G | GST
1437 | MESQUITW_1G | Wind
1438 | MESQUITW_2G | Wind
1442 | COKFIELD_5 | Wind
1453 | WCPWRCO_1G | CC
1454 | WCPWRCO_2G | CC
1455 | WCPWRCO_3G | CC
1479 | WFCOGEN_1G | Cogen
1479 | WFCOGEN_1G | Cogen
1482 | WFCOGEN_2G | Cogen
1482 | WFCOGEN_2G | Cogen
1600 | BARTNWND_1G | Wind
1643 | SLSTR1PP_1G | Wind
1675 | PEC_1G | Cogen
1676 | PEC_2G | Cogen
1677 | PEC_3G | Cogen
1678 | LAMARPWR_1G | CC
1679 | LAMARPWR_2G | CC
1680 | LAMARPWR_3G | CC
1681 | LAMARPWR_4G | CC
1682 | LAMARPWR_5G | CC
1683 | LAMARPWR_6G | CC
1687 | VALLEY_1G | GST
1688 | VALLEY_2G | GSC
1689 | VALLEY_3G | GST
1701 | MOSES_1G | LIGCO
1702 | MOSES_2G | LIGCO
1703 | MOSES_3G | LIGCO
1861 | EAGLEMNT_1G | GST
1862 | EAGLEMNT_2G | GST
1863 | EAGLEMNT_3G | GST
1877 | WLFHOLW_1G | CC
1878 | WLFHOLW_2G | CC
1879 | WLFHOLW_3G | CC
1889 | DECRDOVA_1G | GSC
1892 | DECRDOVA_2G | GGT
1893 | DECRDOVA_3G | GGT
1894 | DECRDOVA_4G | GGT
1895 | DECRDOVA_5G | GGT
1898 | COMCHEPK_1G | Nuc
1899 | COMCHEPK_2G | Nuc
1937 | MDLTHELP_5G | CC
1938 | MDLTHELP_6G | CC
1941 | MDLTHELP_1G | CC
1942 | MDLTHELP_2G | CC
1943 | MDLTHELP_3G | CC
1944 | MDLTHELP_4G | CC
1947 | HANDLEY_3G | GST
1948 | HANDLEY_4G | GST
1949 | HANDLEY_5G | GST
2371 | COLLIN_1G | GST
2381 | NTHLK1_G | GST
2382 | NTHLK2_G | GST
2383 | NTHLK3_G | GST
2413 | MTCK6_G | GST
2414 | MTCK7_G | GST
2417 | MTCK8_G | GSC
2451 | LKHB1_G | GST
2452 | LKHB2_G | GST
3097 | MARTLAKE_1G | LIGCO
3098 | MARTLAKE_2G | LIGCO
3099 | MARTLAKE_3G | LIGCO
3107 | STRYKER_1G | GST
3108 | STRYKER_2G | GST
3126 | TRINIDAD_6G | GST
3309 | ASPN_G | Bio
3348 | CHAMPION_1G | Cogen
3381 | BBRN_1G | LIGCO
3382 | BBRN_2G | LIGCO
3403 | THOUSE_1G | GSC
3404 | THOUSE_2G | GSC
3416 | LAKE_CRK1_G | GST
3417 | LAKE_CRK2_G | GST
3432 | SANDOW_4G | LIGCO
5026 | BRAUNIG_VHB1 | GST
5027 | BRAUNIG_VHB2 | GST
5028 | BRAUNIG_VHB3 | GST
5111 | CALAVER_JTD1 | LIGCO
5112 | CALAVER_JTD2 | LIGCO
5264 | LEON_LCP3G3 | GST
5265 | LEON_LCP4G4 | GST
5266 | LEON_LCPCT1 | GGT
5267 | LEON_LCPCT2 | GGT
5268 | LEON_LCPCT3 | GGT
5269 | LEON_LCPCT4 | GGT
5396 | CALAVER_OWS1 | GST
5397 | CALAVER_OWS2 | GST
5401 | CALAVER_JKS1 | LIGCO
5436 | TUTTL_WBT1G1 | GST
5438 | TUTTL_WBT3G3 | GST
5439 | TUTTL_WBT4G4 | GST
5476 | BRA_AVR1_CT1 | CC
5477 | BRA_AVR1_ST | CC
5478 | BRA_AVR1_CT2 | CC
5503 | RAYBURNGEN3 | GST
5505 | RAYBURNGEN1 | GGT
5506 | RAYBURNGEN2 | GGT
5508 | RAYBURNCC9 | CC
5509 | RAYBURNCC10 | CC
5511 | RAYBURNCC7 | CC
5512 | RAYBURNCC8 | CC
5728 | FALCONHYDRO2 | Hydro
5729 | FALCONHYDRO3 | Hydro
5890 | PEARSALLGEN1 | GST
5891 | PEARSALLGEN2 | GST
5892 | PEARSALLGEN3 | GST
5903 | SANMIGUELGEN | LIGCO
5911 | STP_GN1___1 | Nuc
5912 | STP_GN2___2 | Nuc
5920 | WELSHDC1 | DCTie
5925 | DCEAST | DCTie
5932 | SI_RAY9 | CC
5933 | SI_RAY6 | GST
5934 | SI_RAY5 | GST
5935 | SI_RAY10 | CC
6016 | SWMESA | Wind
6096 | NORTHDC7 | DCTie
6100 | OKLA7A | DCTie
6144 | MCADOO1A | Wind
6407 | TURKTRAK1A | Wind
6637 | SNYDERW1A | Wind
6752 | OKLA0A | LIGCO
6948 | DENISNDM | Hydro
6948 | DENISNDM | Hydro
7000 | L_FERGUS1_1Y | GSC
7004 | L_SIMGID1_1Y | GST
7005 | L_SIMGID1_2Y | GST
7006 | L_SIMGID1_3Y | GST
7007 | L_LOSTPI1_1Y | CC
7008 | L_LOSTPI1_2Y | CC
7009 | L_LOSTPI1_3Y | CC
7010 | L_FPPYD11_1Y | LIGCO
7011 | L_FPPYD11_2Y | LIGCO
7012 | L_FPPYD21_3Y | LIGCO
7014 | L_HAYSEN1_1Y | CC
7015 | L_HAYSEN1_2Y | CC
7016 | L_HAYSEN1_3Y | CC
7017 | L_HAYSEN1_4Y | CC
7020 | L_AUSTPL1_1Y | Hydro
7020 | L_AUSTPL1_1Y | Hydro
7022 | L_BUCHAN1_1Y | Hydro
7023 | L_BUCHAN1_2Y | Hydro
7024 | L_BUCHAN1_3Y | Hydro
7026 | L_INKSDA1_1Y | Hydro
7028 | L_MARBFA1_1Y | Hydro
7029 | L_MARBFA1_2Y | Hydro
7031 | L_MARSFO1G1Y | Hydro
7032 | L_MARSFO1G2Y | Hydro
7033 | L_MARSFO1G3Y | Hydro
7035 | L_WIRTZ_1G1Y | Hydro
7036 | L_WIRTZ_1G2Y | Hydro
7038 | L_DELAWA1_1Y | Wind
7038 | L_DELAWA1_1Y | Wind
7303 | L_WPPGS12_1Y | GGT
7303 | L_WPPGS12_1Y | GGT
7305 | L_WPPGS34_1Y | GGT
7305 | L_WPPGS34_1Y | GGT
7487 | L_CANYHY8_1Y | Hydro
7605 | L_MCQUEE9_1Y | Hydro
7605 | L_MCQUEE9_1Y | Hydro
7605 | L_MCQUEE9_1Y | Hydro
7609 | L_SCHUMA8_1Y | Hydro
7624 | L_LAKEWO9_1Y | Hydro
7624 | L_LAKEWO9_1Y | Hydro
7800 | L_GUADGE1_1Y | CC
7801 | L_GUADGE1_2Y | CC
7802 | L_GUADGE1_3Y | CC
7803 | L_GUADGE1_4Y | CC
7804 | L_GUADGE1_5Y | CC
7805 | L_GUADGE1_6Y | CC
7807 | L_BASTEN1_1Y | CC
7808 | L_BASTEN1_2Y | CC
7809 | L_BASTEN1_3Y | CC
7810 | L_RIONOG1G1Y | CC
7811 | L_RIONOG1G2Y | CC
7812 | L_RIONOG1G3Y | CC
7813 | L_RIONOG1S1Y | CC
8032 | AMISTADHYD1 | Hydro
8033 | AMISTADHYD2 | Hydro
8048 | FALCONHYDRO1 | Hydro
8066 | DUP1V#1 | Cogen
8134 | FOR #1 | Cogen
8138 | FOR #2 | Cogen
8139 | JOS #1 | GST
8147 | UCAR #2 | Cogen
8148 | UCAR #1 | Cogen
8153 | FOR #3 | Cogen
8154 | FOR #4 | Cogen
8155 | FOR #5 | Cogen
8156 | FOR #6 | Cogen
8157 | FOR #7 | Cogen
8161 | COLETO0A | LIGCO
8173 | VICEC51A | CC
8174 | VICEC61A | CC
8189 | CUECPL2A | Cogen
8262 | ELPS | Hydro
8285 | LAR #1 | GST
8287 | LAR #2 | GST
8288 | LAR #3 | GST
8388 | BATES0A | GST
8393 | BATES0B | GST
8437 | NUECES_B0C | GST
8438 | NUECES_B0B | GST
8442 | NBEC7 | GST
8442 | NBEC7 | GST
8456 | COSW#1 | Cogen
8457 | COSW#2 | Cogen
8459 | B_DAVIS0B | GSC
8460 | B_DAVIS0A | GSC
8461 | KOCH_UP0A | Cogen
8506 | VAL #1 | Cogen
8507 | VAL #2 | Cogen
8511 | OXY_CC0A | Cogen
8517 | CELANEBI0A | Cogen
8560 | CNOPGT1 | Cogen
8561 | CNOPGT2 | Cogen
8562 | CNOPST1 | Cogen
8926 | LGE_GT10A | Cogen
8927 | LGE_GT20A | Cogen
8928 | LGE_STG0A | Cogen
8930 | ICPGN10A | Cogen
8931 | ICPGN20A | Cogen
8932 | ICPGN30A | Cogen
8933 | FGNTS001 | CC
8934 | FGNTS101 | CC
8935 | FGNTS201 | CC
8936 | MVGN#1 | CC
8937 | MVGN#2 | CC
8938 | MVGN#3 | CC
8981 | HECN1 | CC
8982 | HECN2 | CC
8983 | HECN3 | CC
9000 | DECKR_G1 | GST
9001 | DECKR_G2 | GST
9002 | DECKR_G3 | GGT
9003 | DECKR_G4 | GGT
9004 | DECKR_G5 | GGT
9005 | DECKR_G6 | GGT
9016 | SANDH_G1 | GGT
9017 | SANDH_G2 | GGT
9018 | SANDH_G3 | GGT
9019 | SANDH_G4 | GGT
9020 | SANDHG5A | CC
9021 | SANDHG5C | CC
11001 | NAV1CT | CC
11009 | NAV2CT | CC
11011 | NAV3ST | CC
11012 | NAV4CT | CC
11013 | NAV5CT | CC
11014 | NAV6ST | CC
11020 | TIEHVSG_1G | CC
11021 | TIEHVCG_1G | CC
11022 | TIEHVCG_2G | CC
11023 | TIEHVCG_3G | CC
11024 | TIEHVCG_4G | CC
11025 | TIEHVSG_2G | CC
11056 | ROSCOE_1G | Wind
11057 | CHAMPION_1G | Wind
11058 | PYRON_1G | Wind
11059 | INADALE_1G | Wind
11065 | ELBOWCK_1G | Wind
11147 | NOTREES_1G | Wind
11309 | BULLCREK_2G | Wind
11310 | BULLCREK_1G | Wind
11320 | COYOTE_1G | Wind
11691 | KMICHICT1_G | CC
11692 | KMICHICT2_G | CC
11693 | KMICHIST3_G | CC
11694 | KMICHICT4_G | CC
11695 | KMICHICT5_G | CC
11696 | KMICHIST6_G | CC
12322 | ENNSTRAC_1G | CC
12323 | ENNSTRAC_2G | CC
12411 | FPLEFR1A_G | CC
12412 | FPLEFR1B_G | CC
12413 | FPLEFR1C_G | CC
12414 | FPLEFR1S_G | CC
12421 | FPLEFR2A_G | CC
12422 | FPLEFR2B_G | CC
12423 | FPLEFR2C_G | CC
12424 | FPLEFR2S_G | CC
12440 | PARKD_1SVC8 | GST
12449 | PARKD_2SVC8 | GST
13116 | TGATEWAY_1G | CC
13117 | TGATEWAY_2G | CC
13118 | TGATEWAY_3G | CC
13119 | TGATEWAY_4G | CC
13131 | CALFREST_1G | CC
13132 | CALFREST_2G | CC
13133 | CALFREST_3G | CC
13134 | CALFREST_4G | CC
13135 | CALFREST_5G | CC
13136 | CALFREST_6G | CC
13432 | SANDOW_5G | LIGCO
32798 | BRYN_TAMUGEN | GST
32883 | BRYN_DNSBY3 | GST
32884 | BRYN_DNSBY13 | GST
32886 | BRYN_ATKINS3 | GST
32887 | BRYN_ATKINS6 | GST
32888 | BRYN_ATKINS7 | GGT
32890 | BRYN_ATKINS4 | GST
32891 | BRYN_ATKINS5 | GST
32892 | BRYN_DNSBY14 | GST
36998 | RDCNYNG1 | Wind
38332 | TNWDWRDU2_8 | Wind
38437 | TNSRBNMESA9 | Wind
38580 | TNBP_CGN1_8 | Cogen
38590 | TNBP_CGN2_8 | Cogen
38600 | TNBP_CGN3_8 | Cogen
38611 | TNBPAMCG1_8 | Cogen
38612 | TNBPAMCG2_8 | Cogen
38613 | TNBPAMCG3_8 | Cogen
38614 | TNBPAMCG4_8 | Cogen
38615 | TNBPAMCG5_8 | Cogen
38690 | TNBP_CGN4_8 | Cogen
38711 | TNTXCTY1CG8 | Cogen
38712 | TNTXCTY2CG8 | Cogen
38713 | TNTXCTY3CG8 | Cogen
38714 | TNTXCTY4CG8 | Cogen
39190 | TNSLCGN1__8 | Cogen
39470 | TNDOWCGNSG8 | Cogen
39480 | TNDOWCGNGG8 | Cogen
39760 | TNSCLP1___8 | Cogen
39770 | TNSCLP2___8 | Cogen
39775 | TNSCLP4___8 | Cogen
39790 | TNSCLP3___8 | Cogen
39960 | TNTNPONE_18 | LIGCO
39970 | TNTNPONE_28 | LIGCO
48500 | APD_GT1_8005 | Cogen
48510 | AK_GT1__8040 | Cogen
48511 | LPE_GT1_8070 | GGT
48512 | LPE_GT2_8075 | GGT
48513 | LPE_GT3_8080 | GGT
48514 | LPE_GT4_8085 | GGT
48520 | BSF_GT1_8070 | Cogen
48520 | BSF_GT1_8070 | Cogen
48521 | BVE_GT1_GT1 | CC
48522 | BVE_GT2_5035 | CC
48523 | BVE_ST1_GN1 | CC
48531 | BYU_GT1_8075 | Cogen
48532 | BYU_GT2_8055 | Cogen
48533 | BYU_GT3_8060 | Cogen
48534 | BYU_GT4_8065 | Cogen
48551 | CAL_GT1_8045 | Cogen
48552 | CAL_ST1_8000 | Cogen
48561 | CTL_GT2_8130 | Cogen
48562 | CTL_GT3_8135 | Cogen
48563 | CTL_GT4_8140 | Cogen
48564 | CTL_GN1_8145 | Cogen
48565 | CTL_GN2_8155 | Cogen
48581 | CBY_GN1_1 | GSC
48582 | CBY_GN2_2 | GSC
48583 | CBY_GT4_1 | GSC
48584 | CBY_GT4_2 | CC
48585 | CBY_ST4_1 | CC
48591 | CHE_GT2_5030 | Cogen
48593 | CHE_GT1_8015 | Cogen
48594 | CHE_GN4_8025 | Cogen
48595 | BTE_GT2_8075 | CC
48596 | BTE_GT3_8045 | CC
48597 | BTE_GT4_8055 | CC
48598 | BTE_ST1_8070 | CC
48611 | DIB_GT1_8080 | Cogen
48612 | DIB_GT2_8075 | Cogen
48613 | DIB_ST1_8085 | Cogen
48614 | DIB_GT3_8090 | Cogen
48641 | DPEC_GT15040 | CC
48642 | DPEC_GT25025 | CC
48643 | DPEC_GT35010 | CC
48644 | DPEC_GT45070 | CC
48645 | DPEC_ST55065 | CC
48651 | EP_1_2 | Cogen
48651 | EP_1_2 | Cogen
48671 | FTR_GT1_5105 | CC
48672 | FTR_GT2_5110 | CC
48673 | FTR_GT3_5085 | CC
48674 | FTR_CN4_5095 | CC
48690 | GBY_GN5_5 | GSC
48691 | GBY_73741085 | GGT
48691 | GBY_73741085 | GGT
48692 | GBY_81821075 | GGT
48692 | GBY_81821075 | GGT
48693 | GBY_83841065 | GGT
48693 | GBY_83841065 | GGT
48721 | LEG_1___1 | LIGCO
48722 | LEG_2___2 | LIGCO
48730 | MNS_GT | Cogen
48731 | CBE_GT1 | CC
48732 | CBE_GT2 | CC
48733 | CBE_ST12 | CC
48734 | CBE_GT3 | CC
48735 | CBE_GT4 | CC
48736 | CBE_ST34 | CC
48740 | PSG_GN2_8050 | Cogen
48741 | PSG_GT2_8040 | Cogen
48742 | PSG_GT3_8060 | Cogen
48761 | PR_GT1__9040 | Cogen
48772 | PHR_GN2_2 | GSC
48791 | PSA_GT1_8160 | Cogen
48792 | PSA_GT2_8155 | Cogen
48793 | PSA_GT3_8150 | Cogen
48794 | PSA_GT4_8145 | Cogen
48795 | PSA_GT5_8140 | Cogen
48796 | PSA_GN1_8165 | Cogen
48797 | PSA_GT6_8135 | Cogen
48811 | CVC_GT3_5045 | Cogen
48812 | CVC_GT2_5020 | Cogen
48813 | CVC_GT1_5035 | Cogen
48814 | CVC_ST5_5040 | Cogen
48815 | CVC_GT4_8005 | Cogen
48820 | SHELLG1_3015 | Cogen
48821 | SHELLG2 | Cogen
48822 | SHELLG3_3020 | Cogen
48822 | SHELLG3_3020 | Cogen
48841 | SJS_GT1_GT1 | Cogen
48842 | SJS_GT2_GT2 | Cogen
48845 | SOL_GT1 | Solar
48851 | SRB_GN1_1 | GST
48852 | SRB_GN2_2 | GST
48853 | SRB_GN3_3 | GST
48854 | SRB_GN4_4 | GST
48855 | SRB_GT211035 | GGT
48855 | SRB_GT211035 | GGT
48873 | THW_ST3_ST_3 | CC
48874 | THW_ST4_ST_4 | CC
48875 | THW_3132 | CC
48875 | THW_3132 | CC
48877 | THW_3334 | CC
48877 | THW_3334 | CC
48879 | THW_4142 | CC
48879 | THW_4142 | CC
48881 | THW_4344 | CC
48881 | THW_4344 | CC
48883 | THW_GT1_GT_1 | GGT
48885 | THW_5152 | GGT
48885 | THW_5152 | GGT
48886 | THW_5354 | GGT
48886 | THW_5354 | GGT
48887 | THW_5556 | GGT
48887 | THW_5556 | GGT
48911 | TGF_GT1_8000 | Cogen
48921 | WAP_GN1_1 | GST
48922 | WAP_GN2_2 | GST
48923 | WAP_GN3_3 | GST
48924 | WAP_GN4_4 | GSC
48925 | WAP_GN5_5 | LIGCO
48926 | WAP_GN6_6 | LIGCO
48927 | WAP_GN7_7 | LIGCO
48928 | WAP_GN8_8 | LIGCO
48929 | WAPGT21_GT1 | GGT
48940 | WARVUE_GT1 | Cogen
49803 | EXN_15GT | Cogen
49804 | EXN_16GT | Cogen
49805 | EXN_17GT | Cogen
49826 | EXN938GT | Cogen
49828 | EXN941GT | Cogen
49829 | EXN942GT | Cogen
49830 | EXN943GT | Cogen
49831 | EXN944GT | Cogen
49832 | EXN945GT | Cogen
49837 | EXN_GT | Cogen
49838 | EXN_14GT | Cogen
49851 | DOW17000 | Cogen
49858 | DOW38100 | Cogen
49859 | DOW38200 | Cogen
49860 | DOW38300 | Cogen
49862 | DOW39100 | Cogen
49863 | DOW39200 | Cogen
49865 | DOW41000 | Cogen
49866 | DOW42000 | Cogen
49869 | DOW49000 | Cogen
49870 | DOW61000 | Cogen
49871 | DOW62000 | Cogen
49872 | DOW63000 | Cogen
49873 | DOW64000 | Cogen
49876 | DOW65000 | Cogen
49877 | DOW66000 | Cogen
49878 | DOW67000 | Cogen
49882 | DOW81000 | Cogen
49884 | DOW82000 | Cogen
49885 | DOW83000 | Cogen
49886 | DOW84000 | Cogen
58909 | PEARSALLSCG1 | Diesel
58909 | PEARSALLSCG1 | Diesel
58909 | PEARSALLSCG1 | Diesel
58909 | PEARSALLSCG1 | Diesel
58909 | PEARSALLSCG1 | Diesel
58909 | PEARSALLSCG1 | Diesel
58919 | PEARSALLSCG2 | Diesel
58919 | PEARSALLSCG2 | Diesel
58919 | PEARSALLSCG2 | Diesel
58919 | PEARSALLSCG2 | Diesel
58919 | PEARSALLSCG2 | Diesel
58919 | PEARSALLSCG2 | Diesel
58929 | PEARSALLSCG3 | Diesel
58929 | PEARSALLSCG3 | Diesel
58929 | PEARSALLSCG3 | Diesel
58929 | PEARSALLSCG3 | Diesel
58929 | PEARSALLSCG3 | Diesel
58929 | PEARSALLSCG3 | Diesel
58949 | PEARSALLSCG4 | Diesel
58949 | PEARSALLSCG4 | Diesel
58949 | PEARSALLSCG4 | Diesel
58949 | PEARSALLSCG4 | Diesel
58949 | PEARSALLSCG4 | Diesel
58949 | PEARSALLSCG4 | Diesel
60000 | DSKY2 | Wind
60003 | KING_NE1A | Wind
60005 | KING_SE1A | Wind
60007 | KING_SW1A | Wind
60016 | WOODWRD11A | Wind
60017 | ORNNWP1 | Wind
60018 | DSKY1 | Wind
60019 | KING_NW1A | Wind
60057 | CALLAHAN1A | Wind
60058 | BUFF_GAP1A | Wind
60060 | CIRELLO | Wind
60063 | BUFF_GAP1B | Wind
60066 | H_HOLLOW1A | Wind
60068 | HHOLLOW21A | Wind
60070 | HHOLLOW31A | Wind
60072 | HHOLLOW41A | Wind
60081 | WHRLWIND1A | Wind
60201 | RIO DRCS | AVR
60202 | FRNDDRCS | AVR
71051 | L_BITTCR1_1N | Wind
71054 | L_SWEETW1_1N | Wind
71057 | L_SWEETW1_2N | Wind
71059 | L_SWEETW1_3N | Wind
71060 | L_SWEETW1_4N | Wind
71061 | L_SWEETW1_5N | Wind
76031 | L_GASCCR1_1N | Wind
76091 | L_DIVIDE1_1N | Wind
76095 | L_CAPRSI1_1N | Wind
76096 | L_CAPRSI1_2N | Wind
76097 | L_CAPRGE1_1N | Wind
80003 | MILHWYS | AVR
80012 | LAR | DCTie
80051 | FOR #8 | Cogen
80052 | FOR #9 | Cogen
80053 | FOR #10 | Cogen
80080 | GWINDT11A | Wind
80080 | GWINDT11A | Wind
80080 | GWINDT11A | Wind
80080 | GWINDT11A | Wind
80081 | GWINDT21A | Wind
80081 | GWINDT21A | Wind
80081 | GWINDT21A | Wind
80081 | GWINDT21A | Wind
80137 | CSDR89 | DCTie
80137 | CSDR89 | DCTie
80138 | CSDR7 | DCTie
80139 | CSDR56 | DCTie
80139 | CSDR56 | DCTie
80140 | CSDR11 | DCTie
80180 | PNSCALT11A | Wind
80180 | PNSCALT11A | Wind
80181 | PNSCALT21A | Wind
80181 | PNSCALT21A | Wind
80223 | REYSHR G | Cogen
80224 | VISTRONG1 | Cogen
80225 | VISTRONG2 | Cogen
80226 | ALCOA G | Cogen
80227 | AIRCO G | Cogen
80263 | B_DAVIS31A | CC
80264 | B_DAVIS41A | CC
80265 | LARECU40A | GGT
80266 | LARECU50A | GGT
86104 | CID-138 | DCTie
86105 | CID-230 | DCTie
86106 | CUF-230 | DCTie
86107 | CUF-138 | DCTie
88198 | BEEVILLE | AVR
88253 | HAMILTON | BLT
88299 | ZAPATA | BLT
88508 | FALFURRI | AVR