## Set up
Step 1 | Go to the Zones worksheet in this workbook. Make sure that the source and sink zones are set correctly and the "1"s and "-1"s are correct |  | Summary of Key Data points | Value
File Description: Cont_ Singleton to Wharton and Singleton to Obrien OL_ Roans to Kuykendal
Step 2 | Open Dennis' file that needs to have the data transferred, same file that is listed in cell K27 |  | Number of units | 645
|  |  | Dec PTDF cutoff point | 258
Step 3 | Copy columns J:X from an old Dennis' Sheet to the new sheet (if first round of a new alaysis) |  | Dec PTDF cutoff unit | FRNDDRCS
|  |  | Dec 10% unit | BBRN_2G
Step 4 | Mark the contingencies and monitored element set by a "y" in column K of Dennis' sheet, if there are a match on the filename use something to make unique |  | Dec max cumltv zone impact - cumltv zone share | 0.023415
|  |  | Dec max cumltv zone impact - cumltv zone share pt | 91
Step 5 | Enter Dennis' file name into cell K27 |  | Dec max cumltv zone impact - cumltv zone share unit | ENNSTRAC_2G
|  |  | North Zonal weighted AWGSF | 0.12669
Step 6 | click the step one button |  | Houston Zonal weighted AWGSF | -0.15363
|  |  | Inc PTDF cutoff point | 387
Step 7 | Enter the line ratings in Dennis' workbook, the Input worksheet, in the cells |  | Inc PTDF cutoff unit | SANDOW_5G
| X6:X30, or to the end of the selected list. |  | Inc 10% unit | CBY_GN1_1
|  |  | Inc max cumltv zone impact - cumltv zone share | 0.13736
Step 8 | Check to see that the number of generators in Dennis' file matches the length |  | Inc max cumltv zone impact - cumltv zone share pt | 169
| of the formulas in columns L:V (Distributed Slack - Dec) have been copied through to the apporpriate number of rows |  | Inc max cumltv zone impact - cumltv zone share unit | CBE_ST34
| If Dennis' sheet data is less than this file then clear any old unit data in columns A:K of this workbook to match the correct leng |  | North Zonal weighted AWGSF | 0.12669
| It is only necessary to match the Distributed Slack - Dec worksheet. |  | Houston Zonal weighted AWGSF | -0.15363
|  |  | Min of zone correlation | 0.088733
Step 9 | Click the step 2 button |  | Bounary gen in Houston Zone | 0
| The last file saved will still be open, yopu will need to close this file. |  | Bounary gen in soucre zone as % of line | 0%
| This sheet willno longer be open. |  | Bounary gen in North Zone | 0
|  |  | Bounary gen in soucre zone as % of line | 0
|  |  | OL element line rating | 1710
|  |  | North Zonal weighted AWGSF | 0.12669
|  | NH_043009automation.xls | Houston Zonal weighted AWGSF | -0.15363
Copy Dennis' data step 1
Copy Dennis' Data Step 2

## Distributed Slack - Dec
Number of Bus | Name of Bus | ID | Area Name of Gen | AGC | P Sensitivity of Bus | Gen MW | Min MW | Max MW | V Sensitivity of Bus | Set Volt | Tech Type | Zone Impact | Zone Correlation | Inc Max | Dec Max | Souce S.F. Weighting | Souce Capacity | Sink S.F. Weighting | Sink Capacity | PTDF Calc | PTDF Weighting | Cumulative Share of Zonal Cap | Cumulative Share of Zonal Impact | Cont_ Singleton to Wharton and Singleton to Obrien OL_ Roans to Kuykendal |  | i_PTDF_DEC_pt | 258 |  | ENNSTRAC_2G | Unit at max
48671 | FTR_GT1_5105 | 1 | North | YES | 0.23217 | 154.2 | 0 | 154.2 | 0 | 1.0319 | CC | 1 | 0.3858 | 154.2 | 154.2 | 35.8011 | 154.2 |  |  | 0.3858 | 59.4911 | 0.0036608 | 0.0051352 |  |  | i_10pctunit | 20 |  | 91 | # units @ max
48672 | FTR_GT2_5110 | 2 | North | YES | 0.23217 | 159 | 0 | 159 | 0 | 1.0319 | CC | 1 | 0.3858 | 159 | 159 | 36.9155 | 159 |  |  | 0.3858 | 61.343 | 0.0074355 | 0.01043 |  |  | # units | 645 |  | 0.023415 | delta max
48673 | FTR_GT3_5085 | 3 | North | YES | 0.23217 | 158 | 0 | 158 | 0 | 1.0319 | CC | 1 | 0.3858 | 158 | 158 | 36.6833 | 158 |  |  | 0.3858 | 60.9572 | 0.011187 | 0.015692 | [5 empty] | Delta
48674 | FTR_CN4_5095 | 4 | North | YES | 0.23217 | 380 | 0 | 380 | 0 | 1.0319 | CC | 1 | 0.3858 | 380 | 380 | 88.2257 | 380 |  |  | 0.3858 | 146.6058 | 0.020208 | 0.028347 | Weighted Shift Factors |  |  |  | 1 | 0.0014744
990 | GIBN_CREK_G1 | 1 | North | YES | 0.18018 | 463 | 200 | 463 | 0 | 1.0275 | LIGCO | 1 | 0.33381 | 0 | 463 | 83.421 | 463 |  |  | 0.33381 | 154.5526 | 0.0312 | 0.041687 | North | 0.12669 |  |  | 2 | 0.0029946
32798 | BRYN_TAMUGEN | 1 | North | YES | 0.16747 | 32 | 0 | 32 |  | 1.02 | GST | 1 | 0.3211 | 32 | 32 | 5.3591 | 32 |  |  | 0.3211 | 10.2753 | 0.031959 | 0.042574 | Houston | -0.15363 |  |  | 3 | 0.0045053
32886 | BRYN_ATKINS3 | MB | North | YES | 0.16549 | 0 | 5 | 12 |  | 1 | GST | 1 | 0.31912 | 0 | 0 | 0 | 0 |  |  | 0.31912 | 0 | 0.031959 | 0.042574 |  |  |  |  | 4 | 0.0081387
32887 | BRYN_ATKINS6 | MB | North | YES | 0.16549 | 0 | 12 | 51 |  | 1.028 | GST | 1 | 0.31912 | 0 | 0 | 0 | 0 |  |  | 0.31912 | 0 | 0.031959 | 0.042574 |  |  |  |  | 5 | 0.010488
32888 | BRYN_ATKINS7 | 1 | North | YES | 0.16549 | 13.6 | 4 | 17 |  | 1.028 | GGT | 1 | 0.31912 | 17 | 17 | 2.8133 | 17 |  |  | 0.31912 | 5.4251 | 0.032363 | 0.043043 |  |  |  |  | 6 | 0.010615
32890 | BRYN_ATKINS4 | MB | North | YES | 0.16549 | 0 | 5 | 22 |  | 1.031 | GST | 1 | 0.31912 | 0 | 0 | 0 | 0 |  |  | 0.31912 | 0 | 0.032363 | 0.043043 |  |  |  |  | 7 | 0.010615
32891 | BRYN_ATKINS5 | MB | North | YES | 0.16549 | 0 | 5 | 25 |  | 1.031 | GST | 1 | 0.31912 | 0 | 0 | 0 | 0 |  |  | 0.31912 | 0 | 0.032363 | 0.043043 |  |  |  |  | 8 | 0.010615
32883 | BRYN_DNSBY3 | 1 | North | YES | 0.16164 | 0 | 2 | 48 |  | 1.015 | GST | 1 | 0.31527 | 48 | 48 | 7.7585 | 48 |  |  | 0.31527 | 15.1328 | 0.033503 | 0.044349 |  |  |  |  | 9 | 0.010679
32884 | BRYN_DNSBY13 | 1 | North | YES | 0.16164 | 46 | 2 | 46 | 0 | 1.015 | GST | 1 | 0.31527 | 46 | 46 | 7.4352 | 46 |  |  | 0.31527 | 14.5023 | 0.034595 | 0.045601 |  |  |  |  | 10 | 0.010679
32892 | BRYN_DNSBY14 | 1 | North | YES | 0.16164 | 84 | 25 | 105 | 0 | 1.035 | GST | 1 | 0.31527 | 105 | 105 | 16.9717 | 105 |  |  | 0.31527 | 33.103 | 0.037087 | 0.048458 |  |  |  |  | 11 | 0.010679
39960 | TNTNPONE_18 | 1 | North | YES | 0.15794 | 152.3 | 30 | 152.3 |  | 1.04 | LIGCO | 1 | 0.31157 | 0 | 152.3 | 24.0541 | 152.3 |  |  | 0.31157 | 47.4522 | 0.040703 | 0.052554 |  |  |  |  | 12 | 0.010846
39970 | TNTNPONE_28 | 1 | North | YES | 0.15794 | 153 | 30 | 153 |  | 1.04 | LIGCO | 1 | 0.31157 | 0 | 153 | 24.1647 | 153 |  |  | 0.31157 | 47.6703 | 0.044335 | 0.056669 |  |  |  |  | 13 | 0.011006
48721 | LEG_1___1 | 1 | North | YES | 0.14926 | 827 | 357 | 827 | 0 | 1.0348 | LIGCO | 1 | 0.30289 | 0 | 827 | 123.4405 | 827 |  |  | 0.30289 | 250.494 | 0.063969 | 0.078291 |  |  |  |  | 14 | 0.011371
48722 | LEG_2___2 | 2 | North | YES | 0.14926 | 819 | 357 | 819 | 0 | 1.0348 | LIGCO | 1 | 0.30289 | 0 | 819 | 122.2464 | 819 |  |  | 0.30289 | 248.0709 | 0.083412 | 0.099704 |  |  |  |  | 15 | 0.011851
3381 | BBRN_1G | 1 | North | YES | 0.13566 | 618 | 225 | 618 | 0 | 1.03 | LIGCO | 1 | 0.28929 | 0 | 618 | 83.8373 | 618 |  |  | 0.28929 | 178.7817 | 0.098084 | 0.11514 |  |  |  |  | 16 | 0.012333
3382 | BBRN_2G | 2 | North | YES | 0.13566 | 589 | 225 | 589 | 0 | 1.03 | LIGCO | 1 | 0.28929 | 0 | 589 | 79.9032 | 589 |  |  | 0.28929 | 170.3923 | 0.11207 | 0.12984 |  |  |  |  | 17 | 0.014322
13131 | CALFREST_1G | 1 | North | YES | 0.13455 | 150.7 | 40 | 150.7 | 0 | 1.031 | CC | 1 | 0.28818 | 150.7 | 150.7 | 20.2764 | 150.7 |  |  | 0.28818 | 43.4287 | 0.11564 | 0.13359 |  |  |  |  | 18 | 0.016292
13132 | CALFREST_2G | 2 | North | YES | 0.13455 | 151 | 57 | 151 | 0 | 1.031 | CC | 1 | 0.28818 | 151 | 151 | 20.3167 | 151 |  |  | 0.28818 | 43.5152 | 0.11923 | 0.13735 |  |  |  |  | 19 | 0.017052
13133 | CALFREST_3G | 3 | North | YES | 0.13455 | 177.4 | 40 | 177.4 | 0 | 1.031 | CC | 1 | 0.28818 | 177.4 | 177.4 | 23.8688 | 177.4 |  |  | 0.28818 | 51.1231 | 0.12344 | 0.14176 |  |  |  |  | 20 | 0.017777
13134 | CALFREST_4G | 4 | North | YES | 0.13431 | 151.5 | 40 | 151.5 | 0 | 1.031 | CC | 1 | 0.28794 | 151.5 | 151.5 | 20.3484 | 151.5 |  |  | 0.28794 | 43.6236 | 0.12704 | 0.14553 |  |  |  |  | 21 | 0.017948
13135 | CALFREST_5G | 5 | North | YES | 0.13431 | 152.3 | 57 | 152.3 | 0 | 1.031 | CC | 1 | 0.28794 | 152.3 | 152.3 | 20.4559 | 152.3 |  |  | 0.28794 | 43.854 | 0.13065 | 0.14931 |  |  |  |  | 22 | 0.018119
13136 | CALFREST_6G | 6 | North | YES | 0.13431 | 177.5 | 40 | 177.5 | 0 | 1.031 | CC | 1 | 0.28794 | 177.5 | 177.5 | 23.8406 | 177.5 |  |  | 0.28794 | 51.1102 | 0.13487 | 0.15372 |  |  |  |  | 23 | 0.01832
3107 | STRYKER_1G | 1 | North | YES | 0.12949 | 145.6 | 45 | 182 | 0 | 1.029 | GST | 1 | 0.28312 | 182 | 182 | 23.5668 | 182 |  |  | 0.28312 | 51.5278 | 0.13919 | 0.15817 |  |  |  |  | 24 | 0.018489
3108 | STRYKER_2G | 2 | North | YES | 0.12949 | 484 | 75 | 484 | 0 | 1.029 | GST | 1 | 0.28312 | 484 | 484 | 62.6722 | 484 |  |  | 0.28312 | 137.03 | 0.15068 | 0.17 |  |  |  |  | 25 | 0.018659
3309 | ASPN_G | 1 | North | YES | 0.12941 | 50 | 0 | 50 |  | 1 | Bio | 1 | 0.28304 | 50 | 50 | 6.4706 | 50 |  |  | 0.28304 | 14.1522 | 0.15187 | 0.17122 |  |  |  |  | 26 | 0.018857
3348 | CHAMPION_1G | MB | North | YES | 0.12936 | 0 | 42 | 42 |  | 1 | Cogen | 1 | 0.28299 | 0 | 0 | 0 | 0 |  |  | 0.28299 | 0 | 0.15187 | 0.17122 |  |  |  |  | 27 | 0.018984
13116 | TGATEWAY_1G | 1 | North | YES | 0.12892 | 151 | 30 | 151 | 0 | 1.0232 | CC | 1 | 0.28255 | 151 | 151 | 19.4668 | 151 |  |  | 0.28255 | 42.6652 | 0.15545 | 0.1749 |  |  |  |  | 28 | 0.019322
13117 | TGATEWAY_2G | 2 | North | YES | 0.12892 | 130 | 30 | 130 | 0 | 1.0232 | CC | 1 | 0.28255 | 130 | 130 | 16.7595 | 130 |  |  | 0.28255 | 36.7316 | 0.15854 | 0.17808 |  |  |  |  | 29 | 0.019356
13118 | TGATEWAY_3G | 3 | North | YES | 0.12892 | 148 | 30 | 148 | 0 | 1.0232 | CC | 1 | 0.28255 | 148 | 148 | 19.08 | 148 |  |  | 0.28255 | 41.8175 | 0.16205 | 0.18168 |  |  |  |  | 30 | 0.019356
13119 | TGATEWAY_4G | 4 | North | YES | 0.12892 | 399 | 65 | 399 | 0 | 1.0232 | CC | 1 | 0.28255 | 399 | 399 | 51.4387 | 399 |  |  | 0.28255 | 112.7378 | 0.17152 | 0.19142 |  |  |  |  | 31 | 0.019454
3097 | MARTLAKE_1G | 1 | North | YES | 0.12843 | 790 | 500 | 790 | 0 | 1.017 | LIGCO | 1 | 0.28206 | 0 | 790 | 101.4605 | 790 |  |  | 0.28206 | 222.8296 | 0.19028 | 0.21065 |  |  |  |  | 32 | 0.019538
3098 | MARTLAKE_2G | 2 | North | YES | 0.12843 | 795 | 461 | 795 | 0 | 1.017 | LIGCO | 1 | 0.28206 | 0 | 795 | 102.1026 | 795 |  |  | 0.28206 | 224.2399 | 0.20915 | 0.23001 |  |  |  |  | 33 | 0.019634
3099 | MARTLAKE_3G | 3 | North | YES | 0.12843 | 804 | 500 | 804 | 0 | 1.017 | LIGCO | 1 | 0.28206 | 0 | 804 | 103.2585 | 804 |  |  | 0.28206 | 226.7785 | 0.22824 | 0.24958 |  |  |  |  | 34 | 0.019893
3126 | TRINIDAD_6G | 1 | North | YES | 0.12524 | 179.2 | 46 | 224 | 0 | 1 | GST | 1 | 0.27887 | 224 | 224 | 28.0526 | 224 |  |  | 0.27887 | 62.4662 | 0.23356 | 0.25497 |  |  |  |  | 35 | 0.020372
12411 | FPLEFR1A_G | 1 | North | YES | 0.12502 | 161 | 72 | 161 | 0 | 1 | CC | 1 | 0.27866 | 161 | 161 | 20.129 | 161 |  |  | 0.27866 | 44.8637 | 0.23738 | 0.25885 |  |  |  |  | 36 | 0.020855
12412 | FPLEFR1B_G | 2 | North | YES | 0.12502 | 164 | 72 | 164 | 0 | 1 | CC | 1 | 0.27866 | 164 | 164 | 20.5041 | 164 |  |  | 0.27866 | 45.6997 | 0.24127 | 0.26279 |  |  |  |  | 37 | 0.021342
12413 | FPLEFR1C_G | 3 | North | YES | 0.12502 | 164 | 72 | 164 | 0 | 1 | CC | 1 | 0.27866 | 164 | 164 | 20.5041 | 164 |  |  | 0.27866 | 45.6997 | 0.24517 | 0.26674 |  |  |  |  | 38 | 0.021417
12414 | FPLEFR1S_G | 4 | North | YES | 0.12502 | 414 | 191 | 414 | 0 | 1 | CC | 1 | 0.27866 | 414 | 414 | 51.7604 | 414 |  |  | 0.27866 | 115.3639 | 0.25499 | 0.27669 |  |  |  |  | 39 | 0.021467
12421 | FPLEFR2A_G | 1 | North | YES | 0.12502 | 162 | 72 | 162 | 0 | 1 | CC | 1 | 0.27866 | 162 | 162 | 20.254 | 162 |  |  | 0.27866 | 45.1424 | 0.25884 | 0.28059 |  |  |  |  | 40 | 0.021518
12422 | FPLEFR2B_G | 2 | North | YES | 0.12502 | 161 | 72 | 161 | 0 | 1 | CC | 1 | 0.27866 | 161 | 161 | 20.129 | 161 |  |  | 0.27866 | 44.8637 | 0.26266 | 0.28446 |  |  |  |  | 41 | 0.021569
12423 | FPLEFR2C_G | 3 | North | YES | 0.12502 | 163 | 72 | 163 | 0 | 1 | CC | 1 | 0.27866 | 163 | 163 | 20.3791 | 163 |  |  | 0.27866 | 45.4211 | 0.26653 | 0.28838 |  |  |  |  | 42 | 0.021699
12424 | FPLEFR2S_G | 4 | North | YES | 0.12502 | 415 | 191 | 415 | 0 | 1 | CC | 1 | 0.27866 | 415 | 415 | 51.8854 | 415 |  |  | 0.27866 | 115.6426 | 0.27638 | 0.29837 |  |  |  |  | 43 | 0.021749
2451 | LKHB1_G | 1 | North | YES | 0.1244 | 0 | 80 | 391 |  | 1.022 | GST | 1 | 0.27803 | 391 | 391 | 48.6388 | 391 |  |  | 0.27803 | 108.7089 | 0.28567 | 0.30775 |  |  |  |  | 44 | 0.0218
2452 | LKHB2_G | 2 | North | YES | 0.1244 | 516 | 80 | 516 | 0 | 1.022 | GST | 1 | 0.27803 | 516 | 516 | 64.1883 | 516 |  |  | 0.27803 | 143.4624 | 0.29792 | 0.32013 |  |  |  |  | 45 | 0.021851
12440 | PARKD_1SVC8 | 1 | North | YES | 0.12434 | 0 | 0 | 0 | 0 | 1.007 | GST | 1 | 0.27797 | 0 | 0 | 0 | 0 |  |  | 0.27797 | 0 | 0.29792 | 0.32013 |  |  |  |  | 46 | 0.02198
12449 | PARKD_2SVC8 | 1 | North | YES | 0.12434 | 0 | 0 | 0 | 0 | 1.007 | GST | 1 | 0.27797 | 0 | 0 | 0 | 0 |  |  | 0.27797 | 0 | 0.29792 | 0.32013 |  |  |  |  | 47 | 0.022081
948 | STEAM1 | 1 | North | YES | 0.12404 | 0 | 12 | 20 |  | 1.02 | GST | 1 | 0.27767 | 20 | 20 | 2.4807 | 20 |  |  | 0.27767 | 5.5534 | 0.29839 | 0.32061 |  |  |  |  | 48 | 0.022215
949 | STEAM2 | 1 | North | YES | 0.12404 | 26 | 8 | 26 | 0 | 0.99 | GST | 1 | 0.27767 | 26 | 26 | 3.2249 | 26 |  |  | 0.27767 | 7.2194 | 0.29901 | 0.32123 |  |  |  |  | 49 | 0.022215
950 | STEAM3 | 1 | North | YES | 0.12404 | 41 | 13 | 42 | 0 | 1.02 | GST | 1 | 0.27767 | 42 | 42 | 5.2095 | 42 |  |  | 0.27767 | 11.662 | 0.30001 | 0.32224 |  |  |  |  | 50 | 0.022215
837 | NEWMAN_G5 | 1 | North | YES | 0.12389 | 0 | 15 | 40 |  | 1.01 | GST | 1 | 0.27752 | 40 | 40 | 4.9557 | 40 |  |  | 0.27752 | 11.101 | 0.30096 | 0.3232 |  |  |  |  | 51 | 0.022219
842 | OLINGER_G1 | 1 | North | YES | 0.12387 | 55.4 | 20 | 79 | 0 | 1.03 | GST | 1 | 0.2775 | 79 | 79 | 9.786 | 79 |  |  | 0.2775 | 21.9229 | 0.30283 | 0.32509 |  |  |  |  | 52 | 0.022225
843 | OLINGER_G2 | 1 | North | YES | 0.12387 | 76.2 | 25 | 110 | 0 | 1.03 | GST | 1 | 0.2775 | 110 | 110 | 13.626 | 110 |  |  | 0.2775 | 30.5255 | 0.30544 | 0.32773 |  |  |  |  | 53 | 0.022235
844 | OLINGER_G3 | 1 | North | YES | 0.12387 | 103.9 | 45 | 150 | 0 | 1.03 | GST | 1 | 0.2775 | 150 | 150 | 18.581 | 150 |  |  | 0.2775 | 41.6257 | 0.309 | 0.33132 |  |  |  |  | 54 | 0.022243
845 | OLINGER_G4 | 1 | North | YES | 0.12387 | 51.9 | 0 | 76 | 0 | 1.03 | GGT | 1 | 0.2775 | 76 | 76 | 9.4143 | 76 |  |  | 0.2775 | 21.0904 | 0.31081 | 0.33314 |  |  |  |  | 55 | 0.02226
1701 | MOSES_1G | 1 | North | YES | 0.12364 | 558 | 175 | 558 | 0 | 1.023 | LIGCO | 1 | 0.27727 | 0 | 558 | 68.99 | 558 |  |  | 0.27727 | 154.7166 | 0.32406 | 0.34649 |  |  |  |  | 56 | 0.022284
1702 | MOSES_2G | 2 | North | YES | 0.12364 | 579 | 175 | 579 | 0 | 1.023 | LIGCO | 1 | 0.27727 | 0 | 579 | 71.5864 | 579 |  |  | 0.27727 | 160.5392 | 0.3378 | 0.36035 |  |  |  |  | 57 | 0.022316
1703 | MOSES_3G | 3 | North | YES | 0.12364 | 808 | 463 | 808 | 0 | 1.023 | LIGCO | 1 | 0.27727 | 0 | 808 | 99.8995 | 808 |  |  | 0.27727 | 224.034 | 0.35698 | 0.37969 |  |  |  |  | 58 | 0.022332
5925 | DCEAST | EQ | North | YES | 0.12364 | 400.3 | -600 | 600 | 0 | 1.025 | DCTie | 1 | 0.27727 | 0 | 0 | 0 | 0 |  |  | 0.27727 | 0 | 0.35698 | 0.37969 |  |  |  |  | 59 | 0.022439
1675 | PEC_1G | 1 | North | YES | 0.12351 | 76.7 | 35 | 76.7 | 0 | 1.022 | Cogen | 1 | 0.27715 | 0 | 0 | 0 | 0 |  |  | 0.27715 | 0 | 0.35698 | 0.37969 |  |  |  |  | 60 | 0.022551
1676 | PEC_2G | 2 | North | YES | 0.12351 | 79.6 | 35 | 79.6 | 0 | 1.022 | Cogen | 1 | 0.27715 | 0 | 0 | 0 | 0 |  |  | 0.27715 | 0 | 0.35698 | 0.37969 |  |  |  |  | 61 | 0.022707
1677 | PEC_3G | 3 | North | YES | 0.12351 | 88.4 | 35 | 88.4 | 0 | 1.022 | Cogen | 1 | 0.27715 | 0 | 0 | 0 | 0 |  |  | 0.27715 | 0 | 0.35698 | 0.37969 |  |  |  |  | 62 | 0.022707
1678 | LAMARPWR_1G | 1 | North | YES | 0.12344 | 160 | 67.7 | 160 | 0 | 1.038 | CC | 1 | 0.27707 | 160 | 160 | 19.7502 | 160 |  |  | 0.27707 | 44.3313 | 0.36078 | 0.38352 |  |  |  |  | 63 | 0.022707
1679 | LAMARPWR_2G | 2 | North | YES | 0.12344 | 156 | 67.7 | 156 | 0 | 1.038 | CC | 1 | 0.27707 | 156 | 156 | 19.2565 | 156 |  |  | 0.27707 | 43.223 | 0.36449 | 0.38725 |  |  |  |  | 64 | 0.022707
1680 | LAMARPWR_3G | 3 | North | YES | 0.12344 | 196 | 129.1 | 196 | 0 | 1.038 | CC | 1 | 0.27707 | 196 | 196 | 24.194 | 196 |  |  | 0.27707 | 54.3059 | 0.36914 | 0.39194 |  |  |  |  | 65 | 0.022707
1681 | LAMARPWR_4G | 4 | North | YES | 0.12344 | 156 | 67.7 | 156 | 0 | 1.038 | CC | 1 | 0.27707 | 156 | 156 | 19.2565 | 156 |  |  | 0.27707 | 43.223 | 0.37284 | 0.39567 |  |  |  |  | 66 | 0.022735
1682 | LAMARPWR_5G | 5 | North | YES | 0.12344 | 157 | 67.7 | 157 | 0 | 1.038 | CC | 1 | 0.27707 | 157 | 157 | 19.3799 | 157 |  |  | 0.27707 | 43.5001 | 0.37657 | 0.39942 |  |  |  |  | 67 | 0.022763
1683 | LAMARPWR_6G | 6 | North | YES | 0.12344 | 198 | 129.1 | 198 | 0 | 1.038 | CC | 1 | 0.27707 | 198 | 198 | 24.4409 | 198 |  |  | 0.27707 | 54.86 | 0.38127 | 0.40416 |  |  |  |  | 68 | 0.022797
1689 | VALLEY_3G | 3 | North | YES | 0.12333 | 0 | 25 | 375 |  | 1.003 | GST | 1 | 0.27696 | 375 | 375 | 46.2476 | 375 |  |  | 0.27696 | 103.8596 | 0.39017 | 0.41312 |  |  |  |  | 69 | 0.022824
11691 | KMICHICT1_G | 1 | North | YES | 0.12333 | 144 | 80 | 144 | 0 | 1.026 | CC | 1 | 0.27696 | 144 | 144 | 17.7591 | 144 |  |  | 0.27696 | 39.8821 | 0.39359 | 0.41656 |  |  |  |  | 70 | 0.022852
11692 | KMICHICT2_G | 2 | North | YES | 0.12333 | 146 | 80 | 146 | 0 | 1.026 | CC | 1 | 0.27696 | 146 | 146 | 18.0057 | 146 |  |  | 0.27696 | 40.436 | 0.39706 | 0.42005 |  |  |  |  | 71 | 0.022887
11693 | KMICHIST3_G | 3 | North | YES | 0.12333 | 312 | 60 | 312 | 0 | 1.026 | CC | 1 | 0.27696 | 312 | 312 | 38.478 | 312 |  |  | 0.27696 | 86.4112 | 0.40446 | 0.42751 |  |  |  |  | 72 | 0.022949
11694 | KMICHICT4_G | 4 | North | YES | 0.12333 | 144 | 80 | 144 | 0 | 1.026 | CC | 1 | 0.27696 | 144 | 144 | 17.7591 | 144 |  |  | 0.27696 | 39.8821 | 0.40788 | 0.43096 |  |  |  |  | 73 | 0.022973
11695 | KMICHICT5_G | 5 | North | YES | 0.12333 | 148 | 80 | 148 | 0 | 1.026 | CC | 1 | 0.27696 | 148 | 148 | 18.2524 | 148 |  |  | 0.27696 | 40.9899 | 0.4114 | 0.43449 |  |  |  |  | 74 | 0.022997
11696 | KMICHIST6_G | 6 | North | YES | 0.12333 | 310 | 60 | 310 | 0 | 1.026 | CC | 1 | 0.27696 | 310 | 310 | 38.2314 | 310 |  |  | 0.27696 | 85.8572 | 0.41876 | 0.44191 |  |  |  |  | 75 | 0.023049
1687 | VALLEY_1G | 1 | North | YES | 0.12308 | 136 | 15 | 170 | 0 | 1.029 | GST | 1 | 0.27671 | 170 | 170 | 20.9228 | 170 |  |  | 0.27671 | 47.0402 | 0.42279 | 0.44597 |  |  |  |  | 76 | 0.023073
1688 | VALLEY_2G | 2 | North | YES | 0.12308 | 527 | 90 | 527 | 0 | 1.029 | GSC | 1 | 0.27671 | 527 | 527 | 64.8605 | 527 |  |  | 0.27671 | 145.8245 | 0.4353 | 0.45855 |  |  |  |  | 77 | 0.023097
2413 | MTCK6_G | 6 | North | YES | 0.12306 | 0 | 30 | 118 |  | 1.022 | GST | 1 | 0.2767 | 118 | 118 | 14.5217 | 118 |  |  | 0.2767 | 32.6502 | 0.4381 | 0.46137 |  |  |  |  | 78 | 0.023149
2414 | MTCK7_G | 7 | North | YES | 0.12306 | 0 | 30 | 115 |  | 1.022 | GST | 1 | 0.2767 | 115 | 115 | 14.1525 | 115 |  |  | 0.2767 | 31.8201 | 0.44084 | 0.46412 |  |  |  |  | 79 | 0.023173
2417 | MTCK8_G | 8 | North | YES | 0.12306 | 444.8 | 60 | 556 | 0 | 1.022 | GSC | 1 | 0.2767 | 556 | 556 | 68.4241 | 556 |  |  | 0.2767 | 153.8434 | 0.45403 | 0.4774 |  |  |  |  | 80 | 0.023249
6948 | DENISNDM | 1 | North | YES | 0.12287 | 40 | 5 | 40 |  | 1.015 | Hydro | 1 | 0.27651 | 0 | 0 | 0 | 0 |  |  | 0.27651 | 0 | 0.45403 | 0.4774 |  |  |  |  | 81 | 0.023266
6948 | DENISNDM | 2 | North | YES | 0.12287 | 31 | 5 | 40 |  | 1.015 | Hydro | 1 | 0.27651 | 0 | 0 | 0 | 0 |  |  | 0.27651 | 0 | 0.45403 | 0.4774 |  |  |  |  | 82 | 0.023283
2371 | COLLIN_1G | MB | North | YES | 0.12226 | 0 | 40 | 138 |  | 1.022 | GST | 1 | 0.27589 | 0 | 0 | 0 | 0 |  |  | 0.27589 | 0 | 0.45403 | 0.4774 |  |  |  |  | 83 | 0.023363
2381 | NTHLK1_G | 1 | North | YES | 0.12204 | 0 | 35 | 156 |  | 1.022 | GST | 1 | 0.27567 | 156 | 156 | 19.0382 | 156 |  |  | 0.27567 | 43.0048 | 0.45774 | 0.48111 |  |  |  |  | 84 | 0.023363
2382 | NTHLK2_G | 2 | North | YES | 0.12204 | 0 | 35 | 181 |  | 1.022 | GST | 1 | 0.27567 | 181 | 181 | 22.0892 | 181 |  |  | 0.27567 | 49.8966 | 0.46204 | 0.48542 |  |  |  |  | 85 | 0.023363
2383 | NTHLK3_G | 3 | North | YES | 0.12204 | 0 | 50 | 329 |  | 1.022 | GST | 1 | 0.27567 | 329 | 329 | 40.1512 | 329 |  |  | 0.27567 | 90.696 | 0.46985 | 0.49325 |  |  |  |  | 86 | 0.023363
12322 | ENNSTRAC_1G | 1 | North | YES | 0.122 | 196 | 130 | 196 | 0 | 1.036 | CC | 1 | 0.27563 | 196 | 196 | 23.9124 | 196 |  |  | 0.27563 | 54.0242 | 0.4745 | 0.49791 |  |  |  |  | 87 | 0.023371
12323 | ENNSTRAC_2G | 2 | North | YES | 0.122 | 116 | 100 | 116 | 0 | 1.036 | CC | 1 | 0.27563 | 116 | 116 | 14.1522 | 116 |  |  | 0.27563 | 31.9735 | 0.47725 | 0.50067 |  |  |  |  | 88 | 0.023381
923 | SPENCER_G4 | 1 | North | YES | 0.11994 | 48 | 20 | 61 | 0 | 1.03 | GST | 1 | 0.27357 | 61 | 61 | 7.3163 | 61 |  |  | 0.27357 | 16.6878 | 0.4787 | 0.50211 |  |  |  |  | 89 | 0.023399
924 | SPENCER_G5 | 1 | North | YES | 0.11994 | 52 | 20 | 66 | 0 | 1.03 | GST | 1 | 0.27357 | 66 | 66 | 7.916 | 66 |  |  | 0.27357 | 18.0557 | 0.48027 | 0.50367 |  |  |  |  | 90 | 0.023409
1948 | HANDLEY_4G | 4 | North | YES | 0.11907 | 348 | 150 | 435 | 0 | 1.022 | GST | 1 | 0.2727 | 435 | 435 | 51.7937 | 435 |  |  | 0.2727 | 118.6236 | 0.4906 | 0.51391 |  |  |  |  | 91 | 0.023415
1947 | HANDLEY_3G | 3 | North | YES | 0.11886 | 316 | 100 | 395 | 0 | 1.022 | GST | 1 | 0.27249 | 395 | 395 | 46.9505 | 395 |  |  | 0.27249 | 107.6351 | 0.49997 | 0.5232 |  |  |  |  | 92 | 0.023408
1949 | HANDLEY_5G | 5 | North | YES | 0.11886 | 348 | 150 | 435 | 0 | 1.022 | GST | 1 | 0.27249 | 435 | 435 | 51.705 | 435 |  |  | 0.27249 | 118.5348 | 0.5103 | 0.53343 |  |  |  |  | 93 | 0.023399
1941 | MDLTHELP_1G | 1 | North | YES | 0.11885 | 216.4 | 74 | 216.4 | 0 | 1 | CC | 1 | 0.27248 | 216.4 | 216.4 | 25.7194 | 216.4 |  |  | 0.27248 | 58.9653 | 0.51544 | 0.53852 |  |  |  |  | 94 | 0.023312
1942 | MDLTHELP_2G | 2 | North | YES | 0.11885 | 216.1 | 74 | 216.1 | 0 | 1 | CC | 1 | 0.27248 | 216.1 | 216.1 | 25.6837 | 216.1 |  |  | 0.27248 | 58.8835 | 0.52057 | 0.5436 |  |  |  |  | 95 | 0.023225
728 | WOLFRIDGE801 | 1 | North | YES | 0.11882 | 11.2 | 0 | 112.5 | 0 | 0.99 | Wind | 1 | 0.27246 | 0 | 112.5 | 13.3677 | 112.5 |  |  | 0.27246 | 30.6513 | 0.52324 | 0.54625 |  |  |  |  | 96 | 0.023129
1861 | EAGLEMNT_1G | MB | North | YES | 0.11836 | 0 | 30 | 112 |  | 1.022 | GST | 1 | 0.27199 | 0 | 0 | 0 | 0 |  |  | 0.27199 | 0 | 0.52324 | 0.54625 |  |  |  |  | 97 | 0.023082
1862 | EAGLEMNT_2G | MB | North | YES | 0.11836 | 0 | 40 | 100 |  | 1.022 | GST | 1 | 0.27199 | 0 | 0 | 0 | 0 |  |  | 0.27199 | 0 | 0.52324 | 0.54625 |  |  |  |  | 98 | 0.023034
1863 | EAGLEMNT_3G | MB | North | YES | 0.11836 | 0 | 50 | 378 |  | 1.022 | GST | 1 | 0.27199 | 0 | 0 | 0 | 0 |  |  | 0.27199 | 0 | 0.52324 | 0.54625 |  |  |  |  | 99 | 0.023009
1937 | MDLTHELP_5G | 5 | North | YES | 0.11764 | 224 | 74 | 224 | 0 | 1 | CC | 1 | 0.27127 | 224 | 224 | 26.3509 | 224 |  |  | 0.27127 | 60.7644 | 0.52856 | 0.55149 |  |  |  |  | 100 | 0.023009
1938 | MDLTHELP_6G | 6 | North | YES | 0.11764 | 226 | 74 | 226 | 0 | 1 | CC | 1 | 0.27127 | 226 | 226 | 26.5862 | 226 |  |  | 0.27127 | 61.307 | 0.53392 | 0.55678 |  |  |  |  | 101 | 0.023009
1943 | MDLTHELP_3G | 3 | North | YES | 0.11764 | 212 | 74 | 212 | 0 | 1 | CC | 1 | 0.27127 | 212 | 212 | 24.9393 | 212 |  |  | 0.27127 | 57.5092 | 0.53895 | 0.56175 |  |  |  |  | 102 | 0.023009
1944 | MDLTHELP_4G | 4 | North | YES | 0.11764 | 211 | 74 | 211 | 0 | 1 | CC | 1 | 0.27127 | 211 | 211 | 24.8216 | 211 |  |  | 0.27127 | 57.2379 | 0.54396 | 0.56669 |  |  |  |  | 103 | 0.022936
580 | JCKCNTY801 | 1 | North | YES | 0.11717 | 288 | 0 | 288 | 0 | 1.022 | CC | 1 | 0.2708 | 288 | 288 | 33.745 | 288 |  |  | 0.2708 | 77.9909 | 0.5508 | 0.57342 |  |  |  |  | 104 | 0.022863
581 | JCKCNTY802 | 2 | North | YES | 0.11717 | 147 | 0 | 147 | 0 | 1.022 | CC | 1 | 0.2708 | 147 | 147 | 17.224 | 147 |  |  | 0.2708 | 39.8079 | 0.55429 | 0.57686 |  |  |  |  | 105 | 0.022794
582 | JCKCNTY803 | 3 | North | YES | 0.11717 | 147 | 0 | 147 | 0 | 1.022 | CC | 1 | 0.2708 | 147 | 147 | 17.224 | 147 |  |  | 0.2708 | 39.8079 | 0.55778 | 0.58029 |  |  |  |  | 106 | 0.022725
1889 | DECRDOVA_1G | 1 | North | YES | 0.1168 | 779 | 255 | 779 | 0 | 1.02 | GSC | 1 | 0.27043 | 779 | 779 | 90.9888 | 779 |  |  | 0.27043 | 210.668 | 0.57627 | 0.59848 |  |  |  |  | 107 | 0.02262
1877 | WLFHOLW_1G | 1 | North | YES | 0.11658 | 217.3 | 89.2 | 217.3 | 0 | 1.032 | CC | 1 | 0.27021 | 217.3 | 217.3 | 25.3322 | 217.3 |  |  | 0.27021 | 58.7164 | 0.58143 | 0.60355 |  |  |  |  | 108 | 0.022566
1878 | WLFHOLW_2G | 2 | North | YES | 0.11658 | 215.7 | 105 | 215.7 | 0 | 1.032 | CC | 1 | 0.27021 | 215.7 | 215.7 | 25.1457 | 215.7 |  |  | 0.27021 | 58.284 | 0.58655 | 0.60858 |  |  |  |  | 109 | 0.022513
1879 | WLFHOLW_3G | 3 | North | YES | 0.11658 | 272.4 | 89.2 | 272.4 | 0 | 1.032 | CC | 1 | 0.27021 | 272.4 | 272.4 | 31.7556 | 272.4 |  |  | 0.27021 | 73.6049 | 0.59302 | 0.61493 |  |  |  |  | 110 | 0.022203
1453 | WCPWRCO_1G | 1 | North | YES | 0.11641 | 204 | 50 | 204 | 0 | 1.02 | CC | 1 | 0.27004 | 204 | 204 | 23.747 | 204 |  |  | 0.27004 | 55.0879 | 0.59786 | 0.61969 |  |  |  |  | 111 | 0.022113
1454 | WCPWRCO_2G | 2 | North | YES | 0.11641 | 204 | 50 | 204 | 0 | 1.02 | CC | 1 | 0.27004 | 204 | 204 | 23.747 | 204 |  |  | 0.27004 | 55.0879 | 0.60271 | 0.62444 |  |  |  |  | 112 | 0.022023
1455 | WCPWRCO_3G | 3 | North | YES | 0.11641 | 242 | 50 | 242 |  | 1.02 | CC | 1 | 0.27004 | 242 | 242 | 28.1705 | 242 |  |  | 0.27004 | 65.3494 | 0.60845 | 0.63008 |  |  |  |  | 113 | 0.021909
1898 | COMCHEPK_1G | 1 | North | YES | 0.11626 | 1217 | 1150 | 1217 | 0 | 1.032 | Nuc | 1 | 0.26989 | 0 | 0 | 0 | 0 |  |  | 0.26989 | 0 | 0.60845 | 0.63008 |  |  |  |  | 114 | 0.021821
1899 | COMCHEPK_2G | 2 | North | YES | 0.11626 | 1159 | 1128 | 1159 | 0 | 1.032 | Nuc | 1 | 0.26989 | 0 | 0 | 0 | 0 |  |  | 0.26989 | 0 | 0.60845 | 0.63008 |  |  |  |  | 115 | 0.021733
503 | NTHTEXAS01 | 1 | North | YES | 0.11569 | 0 | 5 | 18 |  | 1.015 | GST | 1 | 0.26932 | 18 | 18 | 2.0825 | 18 |  |  | 0.26932 | 4.8478 | 0.60888 | 0.6305 |  |  |  |  | 116 | 0.021629
504 | NTHTEXAS02 | 2 | North | YES | 0.11569 | 14.4 | 5 | 18 |  | 1.015 | GST | 1 | 0.26932 | 18 | 18 | 2.0825 | 18 |  |  | 0.26932 | 4.8478 | 0.60931 | 0.63092 |  |  |  |  | 117 | 0.021629
505 | NTHTEXAS03 | 3 | North | YES | 0.11569 | 30.4 | 15 | 38 |  | 1.015 | GST | 1 | 0.26932 | 38 | 38 | 4.3963 | 38 |  |  | 0.26932 | 10.2343 | 0.61021 | 0.6318 |  |  |  |  | 118 | 0.021629
1892 | DECRDOVA_2G | A | North | YES | 0.11567 | 65 | 65 | 70 | 0 | 1.025 | GGT | 1 | 0.2693 | 70 | 70 | 8.0968 | 70 |  |  | 0.2693 | 18.8511 | 0.61187 | 0.63343 |  |  |  |  | 119 | 0.02162
1893 | DECRDOVA_3G | B | North | YES | 0.11567 | 65 | 65 | 69 | 0 | 1.025 | GGT | 1 | 0.2693 | 69 | 69 | 7.9812 | 69 |  |  | 0.2693 | 18.5818 | 0.61351 | 0.63503 |  |  |  |  | 120 | 0.021611
1894 | DECRDOVA_4G | C | North | YES | 0.11567 | 65 | 65 | 69 | 0 | 1.025 | GGT | 1 | 0.2693 | 69 | 69 | 7.9812 | 69 |  |  | 0.2693 | 18.5818 | 0.61515 | 0.63664 |  |  |  |  | 121 | 0.021593
1895 | DECRDOVA_5G | D | North | YES | 0.11567 | 65 | 65 | 68 | 0 | 1.025 | GGT | 1 | 0.2693 | 68 | 68 | 7.8655 | 68 |  |  | 0.2693 | 18.3125 | 0.61676 | 0.63822 |  |  |  |  | 122 | 0.021558
366 | JNSNCNTY802 | 1 | North | YES | 0.11497 | 168 | 20 | 168 | 0 | 1.02 | Cogen | 1 | 0.2686 | 0 | 0 | 0 | 0 |  |  | 0.2686 | 0 | 0.61676 | 0.63822 |  |  |  |  | 123 | 0.021524
367 | JNSNCNTY802 | 2 | North | YES | 0.11497 | 90 | 20 | 90 | 0 | 1.02 | Cogen | 1 | 0.2686 | 0 | 0 | 0 | 0 |  |  | 0.2686 | 0 | 0.61676 | 0.63822 |  |  |  |  | 124 | 0.02149
344 | MRSSHPRD | 1 | North | YES | 0.11461 | 0 | 0 | 12 |  | 1.03 | Hydro | 1 | 0.26824 | 0 | 0 | 0 | 0 |  |  | 0.26824 | 0 | 0.61676 | 0.63822 |  |  |  |  | 125 | 0.021456
345 | MRSSHPRD01 | 2 | North | YES | 0.11461 | 0 | 0 | 12 |  | 1.03 | Hydro | 1 | 0.26824 | 0 | 0 | 0 | 0 |  |  | 0.26824 | 0 | 0.61676 | 0.63822 |  |  |  |  | 126 | 0.021456
1600 | BARTNWND_1G | 1 | North | YES | 0.11445 | 12 | 0 | 120 | 0 | 1.022 | Wind | 1 | 0.26808 | 0 | 120 | 13.7338 | 120 |  |  | 0.26808 | 32.1696 | 0.61961 | 0.64099 |  |  |  |  | 127 | 0.021456
1479 | WFCOGEN_1G | 1 | North | YES | 0.11428 | 16 | 12 | 20 | 0 | 1 | Cogen | 1 | 0.26791 | 0 | 0 | 0 | 0 |  |  | 0.26791 | 0 | 0.61961 | 0.64099 |  |  |  |  | 128 | 0.021456
1479 | WFCOGEN_1G | 2 | North | YES | 0.11428 | 16 | 12 | 20 | 0 | 1 | Cogen | 1 | 0.26791 | 0 | 0 | 0 | 0 |  |  | 0.26791 | 0 | 0.61961 | 0.64099 |  |  |  |  | 129 | 0.021456
1482 | WFCOGEN_2G | 2 | North | YES | 0.11428 | 13.6 | 12 | 17 | 0 | 1 | Cogen | 1 | 0.26791 | 0 | 0 | 0 | 0 |  |  | 0.26791 | 0 | 0.61961 | 0.64099 |  |  |  |  | 130 | 0.021384
1482 | WFCOGEN_2G | 1 | North | YES | 0.11428 | 16 | 12 | 20 | 0 | 1 | Cogen | 1 | 0.26791 | 0 | 0 | 0 | 0 |  |  | 0.26791 | 0 | 0.61961 | 0.64099 |  |  |  |  | 131 | 0.021384
1432 | GRHAMSES_2G | 2 | North | YES | 0.11418 | 294.9 | 90 | 366 | 0 | 1.014 | GST | 1 | 0.26782 | 366 | 366 | 41.7917 | 366 |  |  | 0.26782 | 98.021 | 0.6283 | 0.64946 |  |  |  |  | 132 | 0.021384
332 | RWMILLER01 | 1 | North | YES | 0.11362 | 58.4 | 18.5 | 73 | 0 | 1.04 | GST | 1 | 0.26725 | 73 | 73 | 8.2943 | 73 |  |  | 0.26725 | 19.5095 | 0.63003 | 0.65114 |  |  |  |  | 133 | 0.021384
333 | RWMILLER02 | 2 | North | YES | 0.11362 | 95.2 | 37 | 119 | 0 | 1.04 | GST | 1 | 0.26725 | 119 | 119 | 13.5209 | 119 |  |  | 0.26725 | 31.8031 | 0.63286 | 0.65388 |  |  |  |  | 134 | 0.021384
334 | RWMILLER03 | 3 | North | YES | 0.11362 | 166.4 | 65 | 208 | 0 | 1.04 | GST | 1 | 0.26725 | 208 | 208 | 23.6332 | 208 |  |  | 0.26725 | 55.5886 | 0.6378 | 0.65868 |  |  |  |  | 135 | 0.021156
335 | RWMILLER04 | 4 | North | YES | 0.11362 | 81.6 | 0 | 102 | 0 | 1.04 | GST | 1 | 0.26725 | 102 | 102 | 11.5893 | 102 |  |  | 0.26725 | 27.2598 | 0.64022 | 0.66104 |  |  |  |  | 136 | 0.021107
336 | RWMILLER05 | 5 | North | YES | 0.11362 | 80.8 | 0 | 101 | 0 | 1.04 | GST | 1 | 0.26725 | 101 | 101 | 11.4757 | 101 |  |  | 0.26725 | 26.9925 | 0.64262 | 0.66337 |  |  |  |  | 137 | 0.021027
1433 | GRHAMSES_1G | 1 | North | YES | 0.11354 | 242 | 60 | 242 | 0 | 1.038 | GST | 1 | 0.26717 | 242 | 242 | 27.476 | 242 |  |  | 0.26717 | 64.6549 | 0.64836 | 0.66895 |  |  |  |  | 138 | 0.020887
6100 | OKLA7A | EQ | West | YES | 0.11249 | 50 | -220 | 220 | 0 | 1.035 | DCTie | 1 | 0.26612 | 0 | 0 |  |  |  |  | 0.26612 | 0 | 0.64836 | 0.66895 |  |  |  |  | 139 | 0.020819
6752 | OKLA0A | 1 | West | YES | 0.11249 | 649.7 | 175 | 649.7 | 0 | 1.035 | LIGCO | 1 | 0.26612 | 0 | 649.7 |  |  |  |  | 0.26612 | 172.8981 | 0.66378 | 0.68387 |  |  |  |  | 140 | 0.020751
1442 | COKFIELD_5 | 1 | North | YES | 0.11192 | 16.5 | 0 | 165 |  | 1.029 | Wind | 1 | 0.26555 | 0 | 165 | 18.4661 | 165 |  |  | 0.26555 | 43.8154 | 0.6677 | 0.68765 |  |  |  |  | 141 | 0.020587
1438 | MESQUITW_2G | 1 | North | YES | 0.1112 | 23.6 | 0 | 236 |  | 1.017 | Wind | 1 | 0.26483 | 0 | 236 | 26.243 | 236 |  |  | 0.26483 | 62.5001 | 0.6733 | 0.69305 |  |  |  |  | 142 | 0.020587
1437 | MESQUITW_1G | 1 | North | YES | 0.1112 | 40 | 0 | 400 | 0 | 1.023 | Wind | 1 | 0.26483 | 0 | 400 | 44.478 | 400 |  |  | 0.26483 | 105.9307 | 0.6828 | 0.70219 |  |  |  |  | 143 | 0.020087
60081 | WHRLWIND1A | 1 | West | YES | 0.10982 | 12 | 0 | 60 | 0 | 1.03 | Wind | 1 | 0.26345 | 0 | 60 |  |  |  |  | 0.26345 | 15.8071 | 0.68423 | 0.70356 |  |  |  |  | 144 | 0.019951
1416 | SWETWATR_1G | 1 | West | YES | 0.10938 | 30 | 18 | 30 | 0 | 1.026 | CC | 1 | 0.26301 | 30 | 30 |  |  |  |  | 0.26301 | 7.8904 | 0.68494 | 0.70424 |  |  |  |  | 145 | 0.019744
1417 | SWETWATR_2G | 2 | West | YES | 0.10938 | 72 | 36 | 72 | 0 | 1.026 | CC | 1 | 0.26301 | 72 | 72 |  |  |  |  | 0.26301 | 18.9369 | 0.68665 | 0.70587 |  |  |  |  | 146 | 0.019391
1418 | SWETWATR_3G | 3 | West | YES | 0.10938 | 68 | 36 | 68 | 0 | 1.026 | CC | 1 | 0.26301 | 68 | 68 |  |  |  |  | 0.26301 | 17.8848 | 0.68826 | 0.70742 |  |  |  |  | 147 | 0.019331
1419 | SWETWATR_4G | 4 | West | YES | 0.10938 | 61 | 36 | 61 | 0 | 1.026 | CC | 1 | 0.26301 | 61 | 61 |  |  |  |  | 0.26301 | 16.0437 | 0.68971 | 0.7088 |  |  |  |  | 148 | 0.0193
1643 | SLSTR1PP_1G | 1 | North | YES | 0.10929 | 6 | 0 | 60 | 0 | 1.022 | Wind | 1 | 0.26292 | 0 | 60 | 6.5574 | 60 |  |  | 0.26292 | 15.7753 | 0.69113 | 0.71016 |  |  |  |  | 149 | 0.019225
11056 | ROSCOE_1G | 1 | West | YES | 0.10899 | 41.8 | 0 | 209 |  | 1 | Wind | 1 | 0.26262 | 0 | 209 |  |  |  |  | 0.26262 | 54.8878 | 0.6961 | 0.7149 |  |  |  |  | 150 | 0.019155
11057 | CHAMPION_1G | 1 | West | YES | 0.10899 | 25.3 | 0 | 126.5 |  | 1 | Wind | 1 | 0.26262 | 0 | 126.5 |  |  |  |  | 0.26262 | 33.2215 | 0.6991 | 0.71777 |  |  |  |  | 151 | 0.019091
11058 | PYRON_1G | 1 | West | YES | 0.10899 | 49.8 | 0 | 249 |  | 1 | Wind | 1 | 0.26262 | 0 | 249 |  |  |  |  | 0.26262 | 65.3926 | 0.70501 | 0.72341 |  |  |  |  | 152 | 0.019029
11059 | INADALE_1G | 1 | West | YES | 0.10899 | 39.4 | 0 | 197 |  | 1 | Wind | 1 | 0.26262 | 0 | 197 |  |  |  |  | 0.26262 | 51.7363 | 0.70969 | 0.72788 |  |  |  |  | 153 | 0.018805
6144 | MCADOO1A | 1 | West | YES | 0.10897 | 15 | 0 | 150 | 0 | 1.025 | Wind | 1 | 0.2626 | 0 | 150 |  |  |  |  | 0.2626 | 39.39 | 0.71325 | 0.73128 |  |  |  |  | 154 | 0.018669
71051 | L_BITTCR1_1N | W1 | West | YES | 0.10895 | 7.5 | 0 | 37.5 |  | 1.02 | Wind | 1 | 0.26258 | 0 | 37.5 |  |  |  |  | 0.26258 | 9.8467 | 0.71414 | 0.73213 |  |  |  |  | 155 | 0.018402
71054 | L_SWEETW1_1N | W1 | West | YES | 0.10895 | 21.5 | 0 | 107.5 |  | 1.02 | Wind | 1 | 0.26258 | 0 | 107.5 |  |  |  |  | 0.26258 | 28.2273 | 0.71669 | 0.73456 |  |  |  |  | 156 | 0.018191
71057 | L_SWEETW1_2N | W1 | West | YES | 0.10895 | 27 | 0 | 135 |  | 1.02 | Wind | 1 | 0.26258 | 0 | 135 |  |  |  |  | 0.26258 | 35.4483 | 0.7199 | 0.73762 |  |  |  |  | 157 | 0.01803
71059 | L_SWEETW1_3N | W1 | West | YES | 0.10895 | 23.8 | 0 | 119 | 0 | 1.02 | Wind | 1 | 0.26258 | 0 | 119 |  |  |  |  | 0.26258 | 31.247 | 0.72272 | 0.74032 |  |  |  |  | 158 | 0.01799
71060 | L_SWEETW1_4N | W1 | West | YES | 0.10895 | 21 | 0 | 105 | 0 | 1.02 | Wind | 1 | 0.26258 | 0 | 105 |  |  |  |  | 0.26258 | 27.5709 | 0.72521 | 0.7427 |  |  |  |  | 159 | 0.017874
71061 | L_SWEETW1_5N | W1 | West | YES | 0.10895 | 16.1 | 0 | 80.5 | 0 | 1.02 | Wind | 1 | 0.26258 | 0 | 80.5 |  |  |  |  | 0.26258 | 21.1377 | 0.72712 | 0.74453 |  |  |  |  | 160 | 0.017729
6407 | TURKTRAK1A | 1 | West | YES | 0.10858 | 33.9 | 0 | 169.5 | 0 | 1.025 | Wind | 1 | 0.26221 | 0 | 169.5 |  |  |  |  | 0.26221 | 44.4444 | 0.73115 | 0.74836 |  |  |  |  | 161 | 0.017601
1343 | TRENTIPP_8 | 1 | West | YES | 0.10841 | 30 | 0 | 150 |  | 1.014 | Wind | 1 | 0.26204 | 0 | 150 |  |  |  |  | 0.26204 | 39.3064 | 0.73471 | 0.75176 |  |  |  |  | 162 | 0.017488
1354 | AEPWIND_8 | 1 | West | YES | 0.10841 | 20.2 | 0 | 101 |  | 1 | Wind | 1 | 0.26204 | 0 | 101 |  |  |  |  | 0.26204 | 26.4663 | 0.73711 | 0.75404 |  |  |  |  | 163 | 0.017402
36998 | RDCNYNG1 | 1 | West | YES | 0.10832 | 16.8 | 0 | 84 |  | 1.01 | Wind | 1 | 0.26195 | 0 | 84 |  |  |  |  | 0.26195 | 22.0041 | 0.7391 | 0.75594 |  |  |  |  | 164 | 0.017214
1061 | CIELOGEN_1G | 1 | West | YES | 0.10817 | 19.8 | 0 | 99 |  | 1 | Wind | 1 | 0.26181 | 0 | 99 |  |  |  |  | 0.26181 | 25.9189 | 0.74145 | 0.75818 |  |  |  |  | 165 | 0.017046
1062 | CIELOGEN_2G | 1 | West | YES | 0.10817 | 12.2 | 0 | 61 |  | 1 | Wind | 1 | 0.26181 | 0 | 61 |  |  |  |  | 0.26181 | 15.9702 | 0.7429 | 0.75955 |  |  |  |  | 166 | 0.016933
1069 | KINDERMG_1G | 1 | West | YES | 0.10817 | 25 | 5 | 25 | 0 | 1.017 | Cogen | 1 | 0.26181 | 0 | 0 |  |  |  |  | 0.26181 | 0 | 0.7429 | 0.75955 |  |  |  |  | 167 | 0.016838
1070 | KINDERMG_2G | 1 | West | YES | 0.10817 | 45.7 | 12 | 45.7 | 0 | 1.017 | Cogen | 1 | 0.26181 | 0 | 0 |  |  |  |  | 0.26181 | 0 | 0.7429 | 0.75955 |  |  |  |  | 168 | 0.016725
1071 | KINDERMG_3G | 1 | West | YES | 0.10817 | 45.7 | 12 | 45.7 | 0 | 1.017 | Cogen | 1 | 0.26181 | 0 | 0 |  |  |  |  | 0.26181 | 0 | 0.7429 | 0.75955 |  |  |  |  | 169 | 0.016655
1068 | SCURRYCW_1G | 1 | West | YES | 0.10817 | 28.2 | 1.3 | 141 | 0 | 1.0217 | Wind | 1 | 0.2618 | 0 | 141 |  |  |  |  | 0.2618 | 36.9135 | 0.74625 | 0.76274 |  |  |  |  | 170 | 0.016655
1073 | SCURRYCW_2G | 2 | West | YES | 0.10817 | 24 | 0 | 120 | 0 | 1.0217 | Wind | 1 | 0.2618 | 0 | 120 |  |  |  |  | 0.2618 | 31.4157 | 0.7491 | 0.76545 |  |  |  |  | 171 | 0.016655
6637 | SNYDERW1A | 1 | West | YES | 0.10811 | 12.6 | 0 | 63 | 0 | 1.025 | Wind | 1 | 0.26174 | 0 | 63 |  |  |  |  | 0.26174 | 16.4897 | 0.75059 | 0.76688 |  |  |  |  | 172 | 0.016655
1037 | MORGAN5G_5G | 5 | West | YES | 0.10808 | 109.6 | 40 | 137 | 0 | 1.029 | GST | 1 | 0.26171 | 137 | 137 |  |  |  |  | 0.26171 | 35.8542 | 0.75384 | 0.76997 |  |  |  |  | 173 | 0.016494
1039 | MRGNAG_1G | A | West | YES | 0.10808 | 69 | 69 | 69 | 0 | 1.029 | GGT | 1 | 0.26171 | 69 | 69 |  |  |  |  | 0.26171 | 18.058 | 0.75548 | 0.77153 |  |  |  |  | 174 | 0.016357
1040 | MRGNBG_2G | B | West | YES | 0.10808 | 70 | 70 | 71 | 0 | 1.029 | GGT | 1 | 0.26171 | 71 | 71 |  |  |  |  | 0.26171 | 18.5814 | 0.75717 | 0.77313 |  |  |  |  | 175 | 0.016285
1041 | MRGNCG_3G | C | West | YES | 0.10808 | 69 | 69 | 70 | 0 | 1.029 | GGT | 1 | 0.26171 | 70 | 70 |  |  |  |  | 0.26171 | 18.3197 | 0.75883 | 0.77472 |  |  |  |  | 176 | 0.016127
1042 | MRGNDG_4G | D | West | YES | 0.10808 | 68 | 68 | 68 | 0 | 1.029 | GGT | 1 | 0.26171 | 68 | 68 |  |  |  |  | 0.26171 | 17.7963 | 0.76044 | 0.77625 |  |  |  |  | 177 | 0.016048
1043 | MRGNEG_5G | E | West | YES | 0.10808 | 68 | 68 | 70 | 0 | 1.029 | GGT | 1 | 0.26171 | 70 | 70 |  |  |  |  | 0.26171 | 18.3197 | 0.76211 | 0.77783 |  |  |  |  | 178 | 0.015966
1044 | MRGNFG_6G | F | West | YES | 0.10808 | 66 | 66 | 66 | 0 | 1.029 | GGT | 1 | 0.26171 | 66 | 66 |  |  |  |  | 0.26171 | 17.2728 | 0.76367 | 0.77932 |  |  |  |  | 179 | 0.015885
60058 | BUFF_GAP1A | 1 | West | YES | 0.10803 | 24 | 0 | 120 |  | 1 | Wind | 1 | 0.26166 | 0 | 120 |  |  |  |  | 0.26166 | 31.3998 | 0.76652 | 0.78203 |  |  |  |  | 180 | 0.015807
60060 | CIRELLO | 1 | West | YES | 0.10803 | 46.6 | 0 | 233 | 0 | 1 | Wind | 1 | 0.26166 | 0 | 233 |  |  |  |  | 0.26166 | 60.9679 | 0.77205 | 0.7873 |  |  |  |  | 181 | 0.015727
60063 | BUFF_GAP1B | 1 | West | YES | 0.10803 | 34 | 0 | 170.2 | 0 | 1.02 | Wind | 1 | 0.26166 | 0 | 170.2 |  |  |  |  | 0.26166 | 44.5354 | 0.77609 | 0.79114 |  |  |  |  | 182 | 0.015651
60066 | H_HOLLOW1A | 1 | West | YES | 0.10803 | 44.4 | 0 | 222 | 0 | 1.005 | Wind | 1 | 0.26166 | 0 | 222 |  |  |  |  | 0.26166 | 58.0896 | 0.78136 | 0.79615 |  |  |  |  | 183 | 0.015512
60068 | HHOLLOW21A | 1 | West | YES | 0.10803 | 36.8 | 0 | 184 | 0 | 1.025 | Wind | 1 | 0.26166 | 0 | 184 |  |  |  |  | 0.26166 | 48.1463 | 0.78573 | 0.80031 |  |  |  |  | 184 | 0.015243
60070 | HHOLLOW31A | 1 | West | YES | 0.10803 | 44.8 | 0 | 224 | 0 | 1.025 | Wind | 1 | 0.26166 | 0 | 224 |  |  |  |  | 0.26166 | 58.6129 | 0.79105 | 0.80537 |  |  |  |  | 185 | 0.015047
60072 | HHOLLOW41A | 1 | West | YES | 0.10803 | 23 | 0 | 115 | 0 | 1.025 | Wind | 1 | 0.26166 | 0 | 115 |  |  |  |  | 0.26166 | 30.0915 | 0.79378 | 0.80797 |  |  |  |  | 186 | 0.014791
1058 | LONGSHORE_5 | 1 | West | YES | 0.10798 | 30 | 0 | 150 |  | 1.01 | Wind | 1 | 0.26161 | 0 | 150 |  |  |  |  | 0.26161 | 39.2413 | 0.79734 | 0.81135 |  |  |  |  | 187 | 0.014578
1058 | LONGSHORE_5 | 2 | West | YES | 0.10798 | 44 | 0 | 220 |  | 1.01 | Wind | 1 | 0.26161 | 0 | 220 |  |  |  |  | 0.26161 | 57.5539 | 0.80256 | 0.81632 |  |  |  |  | 188 | 0.01432
11065 | ELBOWCK_1G | 1 | West | YES | 0.10798 | 23.4 | 0 | 121.9 | 0 | 1 | Wind | 1 | 0.26161 | 0 | 121.9 |  |  |  |  | 0.26161 | 31.8901 | 0.80546 | 0.81908 |  |  |  |  | 189 | 0.014187
1045 | CALENG1G_1G | 1 | West | YES | 0.10781 | 73.4 | 27 | 73.4 | 0 | 1.014 | Cogen | 1 | 0.26144 | 0 | 0 |  |  |  |  | 0.26144 | 0 | 0.80546 | 0.81908 |  |  |  |  | 190 | 0.014013
1046 | CALENG2G_2G | 2 | West | YES | 0.10781 | 73.4 | 27 | 73.4 | 0 | 1.014 | Cogen | 1 | 0.26144 | 0 | 0 |  |  |  |  | 0.26144 | 0 | 0.80546 | 0.81908 |  |  |  |  | 191 | 0.013758
1047 | CALENG3G_3G | 3 | West | YES | 0.10781 | 70.4 | 27 | 70.4 | 0 | 1.014 | Cogen | 1 | 0.26144 | 0 | 0 |  |  |  |  | 0.26144 | 0 | 0.80546 | 0.81908 |  |  |  |  | 192 | 0.013617
11309 | BULLCREK_2G | 1 | West | YES | 0.1078 | 20.9 | 0 | 180 |  | 1 | Wind | 1 | 0.26143 | 0 | 180 |  |  |  |  | 0.26143 | 47.0572 | 0.80973 | 0.82314 |  |  |  |  | 193 | 0.013617
11310 | BULLCREK_1G | 1 | West | YES | 0.1078 | 15.1 | 0 | 180 |  | 1 | Wind | 1 | 0.26143 | 0 | 180 |  |  |  |  | 0.26143 | 47.0572 | 0.814 | 0.8272 |  |  |  |  | 194 | 0.013617
11320 | COYOTE_1G | 1 | West | YES | 0.10774 | 22.5 | 0 | 225 |  | 1 | Wind | 1 | 0.26137 | 0 | 225 |  |  |  |  | 0.26137 | 58.8093 | 0.81935 | 0.83228 |  |  |  |  | 195 | 0.013617
1360 | GUNSIGHT_8 | 1 | West | YES | 0.10752 | 0 | 0 | 120 |  | 1.01 | Wind | 1 | 0.26115 | 0 | 120 |  |  |  |  | 0.26115 | 31.3379 | 0.8222 | 0.83498 |  |  |  |  | 196 | 0.013406
1327 | WILDHRSE_1G | 1 | West | YES | 0.10749 | 0 | 0 | 120 |  | 1 | Wind | 1 | 0.26112 | 0 | 120 |  |  |  |  | 0.26112 | 31.3343 | 0.82504 | 0.83769 |  |  |  |  | 197 | 0.013194
1333 | MCDDONAL_8 | 1 | West | YES | 0.1073 | 42.8 | 0 | 214.2 |  | 1.01 | Wind | 1 | 0.26094 | 0 | 214.2 |  |  |  |  | 0.26094 | 55.8927 | 0.83013 | 0.84251 |  |  |  |  | 198 | 0.012929
1328 | OCOTILLO_1G | 1 | West | YES | 0.10716 | 11.6 | 0 | 58 |  | 1.01 | Wind | 1 | 0.26079 | 0 | 58 |  |  |  |  | 0.26079 | 15.1257 | 0.83151 | 0.84382 |  |  |  |  | 199 | 0.012785
11001 | NAV1CT | 1 | West | YES | 0.1071 | 70.4 | 18 | 70.4 | 0 | 1.029 | CC | 1 | 0.26073 | 70.4 | 70.4 |  |  |  |  | 0.26073 | 18.3557 | 0.83318 | 0.8454 |  |  |  |  | 200 | 0.012641
11009 | NAV2CT | 1 | West | YES | 0.1071 | 71.4 | 18 | 71.4 | 0 | 1.029 | CC | 1 | 0.26073 | 71.4 | 71.4 |  |  |  |  | 0.26073 | 18.6165 | 0.83487 | 0.84701 |  |  |  |  | 201 | 0.01238
11011 | NAV3ST | 1 | West | YES | 0.1071 | 92.8 | 40 | 92.8 | 0 | 1.029 | CC | 1 | 0.26073 | 92.8 | 92.8 |  |  |  |  | 0.26073 | 24.1962 | 0.83708 | 0.8491 |  |  |  |  | 202 | 0.012309
11012 | NAV4CT | 1 | West | YES | 0.1071 | 80 | 18 | 80 | 0 | 1.029 | CC | 1 | 0.26073 | 80 | 80 |  |  |  |  | 0.26073 | 20.8588 | 0.83898 | 0.8509 |  |  |  |  | 203 | 0.012222
11013 | NAV5CT | 1 | West | YES | 0.1071 | 80 | 18 | 80 | 0 | 1.029 | CC | 1 | 0.26073 | 80 | 80 |  |  |  |  | 0.26073 | 20.8588 | 0.84087 | 0.8527 |  |  |  |  | 204 | 0.012134
11014 | NAV6ST | 1 | West | YES | 0.1071 | 115 | 40 | 115 | 0 | 1.029 | CC | 1 | 0.26073 | 115 | 115 |  |  |  |  | 0.26073 | 29.9845 | 0.8436 | 0.85528 |  |  |  |  | 205 | 0.012019
11020 | TIEHVSG_1G | 1 | West | YES | 0.10709 | 208.2 | 63 | 208.2 | 0 | 1.012 | CC | 1 | 0.26073 | 208.2 | 208.2 |  |  |  |  | 0.26073 | 54.2831 | 0.84855 | 0.85997 |  |  |  |  | 206 | 0.011921
11021 | TIEHVCG_1G | 1 | West | YES | 0.10709 | 142.1 | 103 | 142.1 | 0 | 1.012 | CC | 1 | 0.26073 | 142.1 | 142.1 |  |  |  |  | 0.26073 | 37.0491 | 0.85192 | 0.86317 |  |  |  |  | 207 | 0.011822
11022 | TIEHVCG_2G | 1 | West | YES | 0.10709 | 132.4 | 103 | 132.4 | 0 | 1.012 | CC | 1 | 0.26073 | 132.4 | 132.4 |  |  |  |  | 0.26073 | 34.5201 | 0.85506 | 0.86615 |  |  |  |  | 208 | 0.01168
11023 | TIEHVCG_3G | 1 | West | YES | 0.10709 | 137.4 | 103 | 137.4 | 0 | 1.012 | CC | 1 | 0.26073 | 137.4 | 137.4 |  |  |  |  | 0.26073 | 35.8237 | 0.85833 | 0.86924 |  |  |  |  | 209 | 0.011423
11024 | TIEHVCG_4G | 1 | West | YES | 0.10709 | 147 | 103 | 147 | 0 | 1.012 | CC | 1 | 0.26073 | 147 | 147 |  |  |  |  | 0.26073 | 38.3267 | 0.86182 | 0.87255 |  |  |  |  | 210 | 0.011247
11025 | TIEHVSG_2G | 1 | West | YES | 0.10709 | 213.2 | 63 | 213.2 | 0 | 1.012 | CC | 1 | 0.26073 | 213.2 | 213.2 |  |  |  |  | 0.26073 | 55.5867 | 0.86688 | 0.87735 |  |  |  |  | 211 | 0.011084
1326 | STANTONW_8 | 1 | West | YES | 0.10706 | 20.1 | 0 | 100.5 |  | 1.01 | Wind | 1 | 0.26069 | 0 | 100.5 |  |  |  |  | 0.26069 | 26.1991 | 0.86926 | 0.87961 |  |  |  |  | 212 | 0.010914
1320 | BSP 1 | 1 | West | YES | 0.10695 | 25.5 | 2.9 | 25.8 | 0 | 1 | Cogen | 1 | 0.26059 | 0 | 0 |  |  |  |  | 0.26059 | 0 | 0.86926 | 0.87961 |  |  |  |  | 213 | 0.010732
76031 | L_GASCCR1_1N | W1 | West | YES | 0.10671 | 30 | 0 | 150 | 0 | 1.02 | Wind | 1 | 0.26034 | 0 | 150 |  |  |  |  | 0.26034 | 39.0514 | 0.87282 | 0.88298 |  |  |  |  | 214 | 0.010469
76091 | L_DIVIDE1_1N | W1 | West | YES | 0.10642 | 22.5 | 0 | 112.5 |  | 1.02 | Wind | 1 | 0.26005 | 0 | 112.5 |  |  |  |  | 0.26005 | 29.2556 | 0.8755 | 0.8855 |  |  |  |  | 215 | 0.010345
76095 | L_CAPRSI1_1N | W1 | West | YES | 0.10642 | 29.9 | 0 | 149.5 | 0 | 1.02 | Wind | 1 | 0.26005 | 0 | 149.5 |  |  |  |  | 0.26005 | 38.8774 | 0.87904 | 0.88886 |  |  |  |  | 216 | 0.010345
76096 | L_CAPRSI1_2N | W1 | West | YES | 0.10642 | 37.2 | 0 | 186 | 0 | 1.02 | Wind | 1 | 0.26005 | 0 | 186 |  |  |  |  | 0.26005 | 48.3693 | 0.88346 | 0.89304 |  |  |  |  | 217 | 0.010154
76097 | L_CAPRGE1_1N | W1 | West | YES | 0.10642 | 42.9 | 0 | 214.5 | 0 | 1.02 | Wind | 1 | 0.26005 | 0 | 214.5 |  |  |  |  | 0.26005 | 55.7807 | 0.88855 | 0.89785 |  |  |  |  | 218 | 0.010009
11147 | NOTREES_1G | 1 | West | YES | 0.10642 | 29.8 | 0 | 149 | 0 | 1.017 | Wind | 1 | 0.26005 | 0 | 149 |  |  |  |  | 0.26005 | 38.7471 | 0.89209 | 0.90119 |  |  |  |  | 219 | 0.0098155
7038 | L_DELAWA1_1Y | 1 | West | YES | 0.1063 | 3.5 | 0 | 35 | 0 | 1 | Wind | 1 | 0.25994 | 0 | 35 |  |  |  |  | 0.25994 | 9.0978 | 0.89292 | 0.90198 |  |  |  |  | 220 | 0.0095749
7038 | L_DELAWA1_1Y | 2 | West | YES | 0.1063 | 3 | 0 | 30 | 0 | 1 | Wind | 1 | 0.25994 | 0 | 30 |  |  |  |  | 0.25994 | 7.7981 | 0.89363 | 0.90265 |  |  |  |  | 221 | 0.0092974
1002 | PBCTAGE_1G | A | West | YES | 0.10625 | 64 | 64 | 66 | 0 | 1.036 | GGT | 1 | 0.25988 | 66 | 66 |  |  |  |  | 0.25988 | 17.1519 | 0.8952 | 0.90413 |  |  |  |  | 222 | 0.0091047
1003 | PBCTBGE_2G | B | West | YES | 0.10625 | 65 | 65 | 66 | 0 | 1.036 | GGT | 1 | 0.25988 | 66 | 66 |  |  |  |  | 0.25988 | 17.1519 | 0.89677 | 0.90561 |  |  |  |  | 223 | 0.0090591
1004 | PBCTCGE_3G | C | West | YES | 0.10625 | 62 | 62 | 67 | 0 | 1.036 | GGT | 1 | 0.25988 | 67 | 67 |  |  |  |  | 0.25988 | 17.4117 | 0.89836 | 0.90712 |  |  |  |  | 224 | 0.0090199
1005 | PBCTDGE_4G | D | West | YES | 0.10625 | 65 | 65 | 68 | 0 | 1.036 | GGT | 1 | 0.25988 | 68 | 68 |  |  |  |  | 0.25988 | 17.6716 | 0.89997 | 0.90864 |  |  |  |  | 225 | 0.0089336
1006 | PBCTEGE_5G | E | West | YES | 0.10625 | 65 | 65 | 67 | 0 | 1.036 | GGT | 1 | 0.25988 | 67 | 67 |  |  |  |  | 0.25988 | 17.4117 | 0.90156 | 0.91015 |  |  |  |  | 226 | 0.0088472
1007 | PB5GEN_6G | 5 | West | YES | 0.10625 | 91.2 | 40 | 114 | 0 | 1.036 | GST | 1 | 0.25988 | 114 | 114 |  |  |  |  | 0.25988 | 29.626 | 0.90427 | 0.9127 |  |  |  |  | 227 | 0.0087596
1008 | PB6GEN_7G | 6 | West | YES | 0.10625 | 515 | 130 | 515 | 0 | 1.036 | GST | 1 | 0.25988 | 515 | 515 |  |  |  |  | 0.25988 | 133.8366 | 0.9165 | 0.92426 |  |  |  |  | 228 | 0.0086706
60057 | CALLAHAN1A | 1 | West | YES | 0.10616 | 22.8 | 0 | 114 | 0 | 1.04 | Wind | 1 | 0.2598 | 0 | 114 |  |  |  |  | 0.2598 | 29.6168 | 0.9192 | 0.92681 |  |  |  |  | 229 | 0.0085829
1349 | WESTXWIN_1G | 1 | West | YES | 0.10587 | 1.3 | 0 | 6.6 |  | 1.014 | Wind | 1 | 0.2595 | 0 | 6.6 |  |  |  |  | 0.2595 | 1.7127 | 0.91936 | 0.92696 |  |  |  |  | 230 | 0.0084338
1350 | NWPWRG1_1G | 1 | West | YES | 0.10587 | 6.9 | 1 | 34.3 |  | 1.014 | Wind | 1 | 0.2595 | 0 | 34.3 |  |  |  |  | 0.2595 | 8.9009 | 0.92017 | 0.92773 |  |  |  |  | 231 | 0.0077599
244 | WHITNYDM01 | 1 | North | YES | 0.10083 | 15 | 0 | 15 | 0 | 1.035 | Hydro | 1 | 0.25446 | 0 | 0 | 0 | 0 |  |  | 0.25446 | 0 | 0.92017 | 0.92773 |  |  |  |  | 232 | 0.00761
245 | WHITNYDM02 | 2 | North | YES | 0.10083 | 15 | 0 | 15 | 0 | 1.035 | Hydro | 1 | 0.25446 | 0 | 0 | 0 | 0 |  |  | 0.25446 | 0 | 0.92017 | 0.92773 |  |  |  |  | 233 | 0.0076011
60007 | KING_SW1A | 1 | West | YES | 0.10063 | 20 | 0 | 80 |  | 1.03 | Wind | 1 | 0.25426 | 0 | 80 |  |  |  |  | 0.25426 | 20.3412 | 0.92207 | 0.92948 |  |  |  |  | 234 | 0.0075551
60019 | KING_NW1A | 1 | West | YES | 0.10063 | 20 | 0 | 80 |  | 1.03 | Wind | 1 | 0.25426 | 0 | 80 |  |  |  |  | 0.25426 | 20.3412 | 0.92397 | 0.93124 |  |  |  |  | 235 | 0.0075551
60201 | RIO DRCS | F | West | YES | 0.10037 | 0 | 0 | 0 | 0 | 1.025 | AVR | 1 | 0.254 | 0 | 0 |  |  |  |  | 0.254 | 0 | 0.92397 | 0.93124 |  |  |  |  | 236 | 0.0075551
6016 | SWMESA | 1 | West | YES | 0.10027 | 18.8 | 0 | 75 |  | 1.03 | Wind | 1 | 0.2539 | 0 | 75 |  |  |  |  | 0.2539 | 19.0426 | 0.92575 | 0.93288 |  |  |  |  | 237 | 0.0074117
60003 | KING_NE1A | 1 | West | YES | 0.10027 | 20 | 0 | 80 |  | 1.03 | Wind | 1 | 0.2539 | 0 | 80 |  |  |  |  | 0.2539 | 20.3121 | 0.92765 | 0.93464 |  |  |  |  | 238 | 0.0072683
60005 | KING_SE1A | 1 | West | YES | 0.10027 | 10 | 0 | 40 |  | 1.035 | Wind | 1 | 0.2539 | 0 | 40 |  |  |  |  | 0.2539 | 10.156 | 0.9286 | 0.93551 |  |  |  |  | 239 | 0.0072683
60016 | WOODWRD11A | 1 | West | YES | 0.1002 | 20 | 0 | 80 |  | 1.033 | Wind | 1 | 0.25383 | 0 | 80 |  |  |  |  | 0.25383 | 20.3067 | 0.9305 | 0.93727 |  |  |  |  | 240 | 0.0071315
38332 | TNWDWRDU2_8 | 1 | West | YES | 0.10019 | 20 | 0 | 80 | 0 | 1.0232 | Wind | 1 | 0.25382 | 0 | 80 |  |  |  |  | 0.25382 | 20.3057 | 0.9324 | 0.93902 |  |  |  |  | 241 | 0.0069855
38437 | TNSRBNMESA9 | 1 | West | YES | 0.10013 | 37.5 | 0 | 150 | 0 | 1.02 | Wind | 1 | 0.25376 | 0 | 150 |  |  |  |  | 0.25376 | 38.0647 | 0.93596 | 0.9423 |  |  |  |  | 242 | 0.0069125
60017 | ORNNWP1 | 1 | West | YES | 0.098202 | 20 | 0 | 80 |  | 1.027 | Wind | 1 | 0.25183 | 0 | 80 |  |  |  |  | 0.25183 | 20.1467 | 0.93786 | 0.94404 |  |  |  |  | 243 | 0.0067661
60000 | DSKY2 | 1 | West | YES | 0.09772 | 19.1 | 0 | 76.5 |  | 1.039 | Wind | 1 | 0.25135 | 0 | 76.5 |  |  |  |  | 0.25135 | 19.2284 | 0.93968 | 0.9457 |  |  |  |  | 244 | 0.0066196
60018 | DSKY1 | 1 | West | YES | 0.09755 | 21 | 0 | 84 | 0 | 1.023 | Wind | 1 | 0.25118 | 0 | 84 |  |  |  |  | 0.25118 | 21.0993 | 0.94167 | 0.94752 |  |  |  |  | 245 | 0.0063442
251 | BOSQUESW803 | 2 | North | YES | 0.097167 | 150 | 0 | 150 | 0 | 1.032 | CC | 1 | 0.2508 | 150 | 150 | 14.575 | 150 |  |  | 0.2508 | 37.6198 | 0.94523 | 0.95077 |  |  |  |  | 246 | 0.006184
253 | BOSQUESW804 | 2 | North | YES | 0.097167 | 80 | 0 | 80 | 0 | 1.032 | CC | 1 | 0.2508 | 80 | 80 | 7.7734 | 80 |  |  | 0.2508 | 20.0639 | 0.94713 | 0.9525 |  |  |  |  | 247 | 0.0060276
238 | BOSQUESW505 | 1 | North | YES | 0.094681 | 255 | 0 | 255 | 0 | 1.02 | CC | 1 | 0.24831 | 255 | 255 | 24.1437 | 255 |  |  | 0.24831 | 63.3198 | 0.95318 | 0.95797 |  |  |  |  | 248 | 0.0058547
239 | BOSQUESW502 | 1 | North | YES | 0.094681 | 119.2 | 0 | 149 | 0 | 1.02 | GGT | 1 | 0.24831 | 149 | 149 | 14.1075 | 149 |  |  | 0.24831 | 36.9986 | 0.95672 | 0.96116 |  |  |  |  | 249 | 0.0055409
247 | BOSQUESW501 | 2 | North | YES | 0.094681 | 124.8 | 0 | 156 | 0 | 1.02 | GGT | 1 | 0.24831 | 156 | 156 | 14.7702 | 156 |  |  | 0.24831 | 38.7368 | 0.96042 | 0.96451 |  |  |  |  | 250 | 0.0053735
3403 | THOUSE_1G | 1 | North | YES | 0.093256 | 563 | 200 | 563 | 0 | 1.012 | GSC | 1 | 0.24689 | 563 | 563 | 52.5031 | 563 |  |  | 0.24689 | 138.9978 | 0.97379 | 0.9765 |  |  |  |  | 251 | 0.0047853
3404 | THOUSE_2G | 2 | North | YES | 0.093256 | 807 | 250 | 807 | 0 | 1.012 | GSC | 1 | 0.24689 | 807 | 807 | 75.2576 | 807 |  |  | 0.24689 | 199.2385 | 0.99295 | 0.9937 |  |  |  |  | 252 | 0.0044416
3416 | LAKE_CRK1_G | 1 | North | YES | 0.092023 | 60 | 33 | 75 |  | 1.029 | GST | 1 | 0.24565 | 75 | 75 | 6.9017 | 75 |  |  | 0.24565 | 18.4241 | 0.99473 | 0.99529 |  |  |  |  | 253 | 0.0040818
3417 | LAKE_CRK2_G | 2 | North | YES | 0.092023 | 177.6 | 40 | 222 | 0 | 1.029 | GST | 1 | 0.24565 | 222 | 222 | 20.4291 | 222 |  |  | 0.24565 | 54.5354 | 1 | 1 |  |  |  |  | 254 | 0.0027139
60202 | FRNDDRCS | F | West | YES | 0.087458 | 0 | 0 | 0 | 0 | 0.9985 | AVR | 1 | 0.24109 | 0 | 0 |  |  |  |  | 0.24109 | 0 | 1 | 1 |  |  |  |  | 255 | 0.00075321
13432 | SANDOW_5G | 5 | South | YES | 0.037956 | 581 | 225 | 581 |  | 1.029 | LIGCO | -1 | 0.088733 | 0 | 581 |  |  |  |  | -0.088733 | 0 | [6 empty] | 256 | 0.000563
3432 | SANDOW_4G | 4 | South | YES | 0.022373 | 580 | 225 | 580 |  | 1.029 | LIGCO | -1 | 0.10432 | 0 | 580 |  |  |  |  | -0.10432 | 0 | [6 empty] | 257 | 0
7022 | L_BUCHAN1_1Y | 1 | South | YES | 0.009059 | 0 | 0 | 18 |  | 1 | Hydro | -1 | 0.11763 | 0 | 0 |  |  |  |  | -0.11763 | 0 | [6 empty] | 258 | 0
7023 | L_BUCHAN1_2Y | 2 | South | YES | 0.009059 | 0 | 0 | 18 |  | 1 | Hydro | -1 | 0.11763 | 0 | 0 |  |  |  |  | -0.11763 | 0 | [6 empty] | 259 | 0
7024 | L_BUCHAN1_3Y | 3 | South | YES | 0.009059 | 0 | 0 | 15 |  | 1 | Hydro | -1 | 0.11763 | 0 | 0 |  |  |  |  | -0.11763 | 0 | [6 empty] | 260 | 0
7026 | L_INKSDA1_1Y | 1 | South | YES | 0.008471 | 0 | 0 | 13.7 |  | 1 | Hydro | -1 | 0.11822 | 0 | 0 |  |  |  |  | -0.11822 | 0 | [6 empty] | 261 | 0
8032 | AMISTADHYD1 | 1 | South | YES | 0.002261 | 33 | 13 | 33 | 0 | 1.03 | Hydro | -1 | 0.12443 | 0 | 0 |  |  |  |  | -0.12443 | 0 | [6 empty] | 262 | 0
8033 | AMISTADHYD2 | 2 | South | YES | 0.002261 | 25 | 13 | 25 | 0 | 1.03 | Hydro | -1 | 0.12443 | 0 | 0 |  |  |  |  | -0.12443 | 0 | [6 empty] | 263 | 0
88253 | HAMILTON | F | South | YES | 0.002261 | 0 | 0 | 0 | 0 | 1.04 | BLT | -1 | 0.12443 | 0 | 0 |  |  |  |  | -0.12443 | 0 | [6 empty] | 264 | 0
7035 | L_WIRTZ_1G1Y | 1 | South | YES | 0.001263 | 0 | 0 | 29 |  | 1 | Hydro | -1 | 0.12543 | 0 | 0 |  |  |  |  | -0.12543 | 0 | [6 empty] | 265 | 0
7036 | L_WIRTZ_1G2Y | 2 | South | YES | 0.001263 | 0 | 0 | 29.7 |  | 1 | Hydro | -1 | 0.12543 | 0 | 0 |  |  |  |  | -0.12543 | 0 | [6 empty] | 266 | 0
7000 | L_FERGUS1_1Y | 1 | South | YES | 0.00105 | 400 | 65 | 423.3 | 0 | 1.015 | GSC | -1 | 0.12564 | 423.3 | 423.3 |  |  |  |  | -0.12564 | -53.1829 | [6 empty] | 267 | 0
5934 | SI_RAY5 | 5 | South | YES | 0 | 0 | 10 | 15 |  | 1.035 | GST | -1 | 0.12669 | 15 | 15 |  |  |  |  | -0.12669 | -1.9003 | [6 empty] | 268 | 0
8139 | JOS #1 | MB | South | YES | 0 | 0 | 45 | 255 |  | 1.02 | GST | -1 | 0.12669 | 0 | 0 |  |  |  |  | -0.12669 | 0 | [6 empty] | 269 | 0
8285 | LAR #1 | MB | South | YES | 0 | 0 | 9 | 32 |  | 1.0497 | GST | -1 | 0.12669 | 0 | 0 |  |  |  |  | -0.12669 | 0 | [6 empty] | 270 | 0
8287 | LAR #2 | MB | South | YES | 0 | 0 | 9 | 32 |  | 1.04 | GST | -1 | 0.12669 | 0 | 0 |  |  |  |  | -0.12669 | 0 | [6 empty] | 271 | 0
8288 | LAR #3 | MB | South | YES | 0 | 0 | 25 | 105 |  | 1.04 | GST | -1 | 0.12669 | 0 | 0 |  |  |  |  | -0.12669 | 0 | [6 empty] | 272 | 0
8388 | BATES0A | MB | South | YES | 0 | 0 | 21 | 71 |  | 1.033 | GST | -1 | 0.12669 | 0 | 0 |  |  |  |  | -0.12669 | 0 | [6 empty] | 273 | 0
8393 | BATES0B | MB | South | YES | 0 | 0 | 25 | 110 |  | 1.03 | GST | -1 | 0.12669 | 0 | 0 |  |  |  |  | -0.12669 | 0 | [6 empty] | 274 | 0
8437 | NUECES_B0C | MB | South | YES | 0 | 0 | 7 | 30 |  | 1.03 | GST | -1 | 0.12669 | 0 | 0 |  |  |  |  | -0.12669 | 0 | [6 empty] | 275 | 0
8438 | NUECES_B0B | MB | South | YES | 0 | 0 | 26 | 169 |  | 1.03 | GST | -1 | 0.12669 | 0 | 0 |  |  |  |  | -0.12669 | 0 | [6 empty] | 276 | 0
39190 | TNSLCGN1__8 | 1 | Houston | YES | 0 | 0 | 10 | 30 |  | 1.03 | Cogen | -1 | 0.12669 | 0 | 0 |  |  | 0 | 0 | -0.12669 | 0 | [6 empty] | 277 | 0
7028 | L_MARBFA1_1Y | 1 | South | YES | -0.00108 | 0 | 0 | 18 |  | 1 | Hydro | -1 | 0.12777 | 0 | 0 |  |  |  |  | -0.12777 | 0 | [6 empty] | 278 | 0
7029 | L_MARBFA1_2Y | 2 | South | YES | -0.00108 | 0 | 0 | 18 |  | 1 | Hydro | -1 | 0.12777 | 0 | 0 |  |  |  |  | -0.12777 | 0 | [6 empty] | 279 | 0
7031 | L_MARSFO1G1Y | 1 | South | YES | -0.005487 | 0 | 0 | 36 |  | 1 | Hydro | -1 | 0.13218 | 0 | 0 |  |  |  |  | -0.13218 | 0 | [6 empty] | 280 | 0
7032 | L_MARSFO1G2Y | 2 | South | YES | -0.005487 | 0 | 0 | 35 |  | 1 | Hydro | -1 | 0.13218 | 0 | 0 |  |  |  |  | -0.13218 | 0 | [6 empty] | 281 | 0
7033 | L_MARSFO1G3Y | 3 | South | YES | -0.005487 | 0 | 0 | 36 |  | 1 | Hydro | -1 | 0.13218 | 0 | 0 |  |  |  |  | -0.13218 | 0 | [6 empty] | 282 | 0
9002 | DECKR_G3 | 3 | South | YES | -0.006906 | 0 | 24 | 42 |  | 1.015 | GGT | -1 | 0.13359 | 42 | 42 |  |  |  |  | -0.13359 | -5.611 | [6 empty] | 283 | 0
9003 | DECKR_G4 | 4 | South | YES | -0.006906 | 44 | 24 | 44 | 0 | 1.015 | GGT | -1 | 0.13359 | 44 | 44 |  |  |  |  | -0.13359 | -5.8782 | [6 empty] | 284 | 0
9004 | DECKR_G5 | 5 | South | YES | -0.006906 | 44 | 24 | 44 | 0 | 1.015 | GGT | -1 | 0.13359 | 44 | 44 |  |  |  |  | -0.13359 | -5.8782 | [6 empty] | 285 | 0
9005 | DECKR_G6 | 6 | South | YES | -0.006906 | 44 | 24 | 47 | 0 | 1.015 | GGT | -1 | 0.13359 | 47 | 47 |  |  |  |  | -0.13359 | -6.279 | [6 empty] | 286 | 0
9000 | DECKR_G1 | 1 | South | YES | -0.007857 | 280 | 50 | 321 | 0 | 1.015 | GST | -1 | 0.13455 | 321 | 321 |  |  |  |  | -0.13455 | -43.1892 | [6 empty] | 287 | 0
9001 | DECKR_G2 | 2 | South | YES | -0.007857 | 400 | 50 | 426 | 0 | 1.015 | GST | -1 | 0.13455 | 426 | 426 |  |  |  |  | -0.13455 | -57.3165 | [6 empty] | 288 | 0
7020 | L_AUSTPL1_1Y | 1 | South | YES | -0.007988 | 0 | 0 | 8 |  | 1 | Hydro | -1 | 0.13468 | 0 | 0 |  |  |  |  | -0.13468 | 0 | [6 empty] | 289 | 0
7020 | L_AUSTPL1_1Y | 2 | South | YES | -0.007988 | 0 | 0 | 8 |  | 1 | Hydro | -1 | 0.13468 | 0 | 0 |  |  |  |  | -0.13468 | 0 | [6 empty] | 290 | 0
9016 | SANDH_G1 | 1 | South | YES | -0.009119 | 45 | 2 | 49 | 0 | 1.0175 | GGT | -1 | 0.13581 | 49 | 49 |  |  |  |  | -0.13581 | -6.6546 | [6 empty] | 291 | 0
9017 | SANDH_G2 | 2 | South | YES | -0.009119 | 45 | 2 | 46 | 0 | 1.0175 | GGT | -1 | 0.13581 | 46 | 46 |  |  |  |  | -0.13581 | -6.2472 | [6 empty] | 292 | 0
9018 | SANDH_G3 | 3 | South | YES | -0.009119 | 45 | 2 | 46 | 0 | 1.0175 | GGT | -1 | 0.13581 | 46 | 46 |  |  |  |  | -0.13581 | -6.2472 | [6 empty] | 293 | 0
9019 | SANDH_G4 | 4 | South | YES | -0.009119 | 0 | 2 | 47 |  | 1.0175 | GGT | -1 | 0.13581 | 47 | 47 |  |  |  |  | -0.13581 | -6.383 | [6 empty] | 294 | 0
9020 | SANDHG5A | 5A | South | YES | -0.009119 | 150 | 84 | 155 | 0 | 1.0175 | CC | -1 | 0.13581 | 155 | 155 |  |  |  |  | -0.13581 | -21.0502 | [6 empty] | 295 | 0
9021 | SANDHG5C | 5C | South | YES | -0.009119 | 140 | 0 | 148 | 0 | 1.0175 | CC | -1 | 0.13581 | 148 | 148 |  |  |  |  | -0.13581 | -20.0996 | [6 empty] | 296 | 0
8262 | ELPS | 1 | South | YES | -0.01132 | 6 | 6 | 6 | 0 | 1.15 | Hydro | -1 | 0.13801 | 0 | 0 |  |  |  |  | -0.13801 | 0 | [6 empty] | 297 | 0
7807 | L_BASTEN1_1Y | 1 | South | YES | -0.012298 | 152.5 | 83.5 | 152.5 | 0 | 1.004 | CC | -1 | 0.13899 | 152.5 | 152.5 |  |  |  |  | -0.13899 | -21.1955 | [6 empty] | 298 | 0
7808 | L_BASTEN1_2Y | 1 | South | YES | -0.012298 | 149.5 | 83.5 | 149.5 | 0 | 1.004 | CC | -1 | 0.13899 | 149.5 | 149.5 |  |  |  |  | -0.13899 | -20.7785 | [6 empty] | 299 | 0
7809 | L_BASTEN1_3Y | 1 | South | YES | -0.012298 | 232.6 | 42 | 232.6 | 0 | 1.004 | CC | -1 | 0.13899 | 232.6 | 232.6 |  |  |  |  | -0.13899 | -32.3283 | [6 empty] | 300 | 0
7007 | L_LOSTPI1_1Y | 1 | South | YES | -0.013866 | 158.6 | 110 | 158 | 0 | 1 | CC | -1 | 0.14055 | 158 | 158 |  |  |  |  | -0.14055 | -22.2077 | [6 empty] | 301 | 0
7008 | L_LOSTPI1_2Y | 2 | South | YES | -0.013866 | 157.7 | 107 | 160 | 0 | 1 | CC | -1 | 0.14055 | 160 | 160 |  |  |  |  | -0.14055 | -22.4888 | [6 empty] | 302 | 0
7009 | L_LOSTPI1_3Y | 3 | South | YES | -0.013866 | 173.9 | 72 | 175 | 0 | 1 | CC | -1 | 0.14055 | 175 | 175 |  |  |  |  | -0.14055 | -24.5971 | [6 empty] | 303 | 0
7004 | L_SIMGID1_1Y | 1 | South | YES | -0.014904 | 132 | 40 | 132 | 0 | 1.02 | GST | -1 | 0.14159 | 132 | 132 |  |  |  |  | -0.14159 | -18.6903 | [6 empty] | 304 | 0
7005 | L_SIMGID1_2Y | 2 | South | YES | -0.014904 | 133 | 32 | 139 | 0 | 1.02 | GST | -1 | 0.14159 | 139 | 139 |  |  |  |  | -0.14159 | -19.6814 | [6 empty] | 305 | 0
7006 | L_SIMGID1_3Y | 3 | South | YES | -0.014904 | 324.9 | 60 | 329 | 0 | 1.02 | GST | -1 | 0.14159 | 329 | 329 |  |  |  |  | -0.14159 | -46.5841 | [6 empty] | 306 | 0
7487 | L_CANYHY8_1Y | 1 | South | YES | -0.024602 | 0 | 0 | 6 |  | 1 | Hydro | -1 | 0.15129 | 0 | 0 |  |  |  |  | -0.15129 | 0 | [6 empty] | 307 | 0
7303 | L_WPPGS12_1Y | 1 | South | YES | -0.02709 | 50 | 0 | 50 | 0 | 1.025 | GGT | -1 | 0.15378 | 50 | 50 |  |  |  |  | -0.15378 | -7.6889 | [6 empty] | 308 | 0
7303 | L_WPPGS12_1Y | 2 | South | YES | -0.02709 | 50 | 0 | 50 | 0 | 1.025 | GGT | -1 | 0.15378 | 50 | 50 |  |  |  |  | -0.15378 | -7.6889 | [6 empty] | 309 | 0
7305 | L_WPPGS34_1Y | 3 | South | YES | -0.02709 | 50 | 0 | 50 | 0 | 1.025 | GGT | -1 | 0.15378 | 50 | 50 |  |  |  |  | -0.15378 | -7.6889 | [6 empty] | 310 | 0
7305 | L_WPPGS34_1Y | 4 | South | YES | -0.02709 | 50 | 0 | 50 | 0 | 1.025 | GGT | -1 | 0.15378 | 50 | 50 |  |  |  |  | -0.15378 | -7.6889 | [6 empty] | 311 | 0
7014 | L_HAYSEN1_1Y | 1 | South | YES | -0.028874 | 223.9 | 74 | 223.9 | 0 | 1.008 | CC | -1 | 0.15556 | 223.9 | 223.9 |  |  |  |  | -0.15556 | -34.8305 | [6 empty] | 312 | 0
7015 | L_HAYSEN1_2Y | 2 | South | YES | -0.028874 | 225 | 74 | 225 | 0 | 1.008 | CC | -1 | 0.15556 | 225 | 225 |  |  |  |  | -0.15556 | -35.0016 | [6 empty] | 313 | 0
7016 | L_HAYSEN1_3Y | 3 | South | YES | -0.028874 | 224.6 | 74 | 224.6 | 0 | 1.008 | CC | -1 | 0.15556 | 224.6 | 224.6 |  |  |  |  | -0.15556 | -34.9394 | [6 empty] | 314 | 0
7017 | L_HAYSEN1_4Y | 4 | South | YES | -0.028874 | 226.7 | 74 | 226.7 | 0 | 1.008 | CC | -1 | 0.15556 | 226.7 | 226.7 |  |  |  |  | -0.15556 | -35.2661 | [6 empty] | 315 | 0
7010 | L_FPPYD11_1Y | 1 | South | YES | -0.029179 | 547.4 | 200 | 606 | 0 | 1.02 | LIGCO | -1 | 0.15587 | 0 | 606 |  |  |  |  | -0.15587 | 0 | [6 empty] | 316 | 0
7011 | L_FPPYD11_2Y | 2 | South | YES | -0.029179 | 552.2 | 200 | 598 | 0 | 1.02 | LIGCO | -1 | 0.15587 | 0 | 598 |  |  |  |  | -0.15587 | 0 | [6 empty] | 317 | 0
7012 | L_FPPYD21_3Y | 3 | South | YES | -0.029313 | 427.5 | 200 | 436 | 0 | 1.02 | LIGCO | -1 | 0.156 | 0 | 436 |  |  |  |  | -0.156 | 0 | [6 empty] | 318 | 0
7605 | L_MCQUEE9_1Y | 1 | South | YES | -0.032488 | 0 | 0 | 2.4 |  | 1.025 | Hydro | -1 | 0.15918 | 0 | 0 |  |  |  |  | -0.15918 | 0 | [6 empty] | 319 | 0
7605 | L_MCQUEE9_1Y | 2 | South | YES | -0.032488 | 0 | 0 | 2.4 |  | 1.025 | Hydro | -1 | 0.15918 | 0 | 0 |  |  |  |  | -0.15918 | 0 | [6 empty] | 320 | 0
7605 | L_MCQUEE9_1Y | 3 | South | YES | -0.032488 | 0 | 0 | 2.8 |  | 1.025 | Hydro | -1 | 0.15918 | 0 | 0 |  |  |  |  | -0.15918 | 0 | [6 empty] | 321 | 0
7810 | L_RIONOG1G1Y | 1 | South | YES | -0.033063 | 148 | 0 | 148 | 0 | 1.02 | CC | -1 | 0.15975 | 148 | 148 |  |  |  |  | -0.15975 | -23.6433 | [6 empty] | 322 | 0
7811 | L_RIONOG1G2Y | 2 | South | YES | -0.033063 | 148 | 0 | 148 | 0 | 1.02 | CC | -1 | 0.15975 | 148 | 148 |  |  |  |  | -0.15975 | -23.6433 | [6 empty] | 323 | 0
7812 | L_RIONOG1G3Y | 3 | South | YES | -0.033063 | 154 | 0 | 154 | 0 | 1.02 | CC | -1 | 0.15975 | 154 | 154 |  |  |  |  | -0.15975 | -24.6018 | [6 empty] | 324 | 0
7813 | L_RIONOG1S1Y | 4 | South | YES | -0.033063 | 293 | 0 | 293 | 0 | 1.02 | CC | -1 | 0.15975 | 293 | 293 |  |  |  |  | -0.15975 | -46.8073 | [6 empty] | 325 | 0
7609 | L_SCHUMA8_1Y | 1 | South | YES | -0.033656 | 0 | 0 | 4 |  | 1 | Hydro | -1 | 0.16034 | 0 | 0 |  |  |  |  | -0.16034 | 0 | [6 empty] | 326 | 0
7624 | L_LAKEWO9_1Y | 1 | South | YES | -0.034826 | 0 | 0 | 2.4 |  | 1 | Hydro | -1 | 0.16151 | 0 | 0 |  |  |  |  | -0.16151 | 0 | [6 empty] | 327 | 0
7624 | L_LAKEWO9_1Y | 2 | South | YES | -0.034826 | 0 | 0 | 2.4 |  | 1 | Hydro | -1 | 0.16151 | 0 | 0 |  |  |  |  | -0.16151 | 0 | [6 empty] | 328 | 0
58909 | PEARSALLSCG1 | 3 | South | YES | -0.036259 | 0 | 0 | 8.4 |  | 1.027 | Diesel | -1 | 0.16295 | 8.4 | 8.4 |  |  |  |  | -0.16295 | -1.3688 | [6 empty] | 329 | 0
58909 | PEARSALLSCG1 | 4 | South | YES | -0.036259 | 0 | 0 | 8.4 |  | 1.027 | Diesel | -1 | 0.16295 | 8.4 | 8.4 |  |  |  |  | -0.16295 | -1.3688 | [6 empty] | 330 | 0
58909 | PEARSALLSCG1 | 6 | South | YES | -0.036259 | 0 | 0 | 8.4 |  | 1.027 | Diesel | -1 | 0.16295 | 8.4 | 8.4 |  |  |  |  | -0.16295 | -1.3688 | [6 empty] | 331 | 0
58909 | PEARSALLSCG1 | 5 | South | YES | -0.036259 | 0 | 0 | 8.4 |  | 1.027 | Diesel | -1 | 0.16295 | 8.4 | 8.4 |  |  |  |  | -0.16295 | -1.3688 | [6 empty] | 332 | 0
58909 | PEARSALLSCG1 | 1 | South | YES | -0.036259 | 0 | 0 | 8.4 |  | 1.027 | Diesel | -1 | 0.16295 | 8.4 | 8.4 |  |  |  |  | -0.16295 | -1.3688 | [6 empty] | 333 | 0
58909 | PEARSALLSCG1 | 2 | South | YES | -0.036259 | 0 | 0 | 8.4 |  | 1.027 | Diesel | -1 | 0.16295 | 8.4 | 8.4 |  |  |  |  | -0.16295 | -1.3688 | [6 empty] | 334 | 0
58919 | PEARSALLSCG2 | 5 | South | YES | -0.036259 | 0 | 0 | 8.4 |  | 1.027 | Diesel | -1 | 0.16295 | 8.4 | 8.4 |  |  |  |  | -0.16295 | -1.3688 | [6 empty] | 335 | 0
58919 | PEARSALLSCG2 | 6 | South | YES | -0.036259 | 0 | 0 | 8.4 |  | 1.027 | Diesel | -1 | 0.16295 | 8.4 | 8.4 |  |  |  |  | -0.16295 | -1.3688 | [6 empty] | 336 | 0
58919 | PEARSALLSCG2 | 1 | South | YES | -0.036259 | 0 | 0 | 8.4 |  | 1.027 | Diesel | -1 | 0.16295 | 8.4 | 8.4 |  |  |  |  | -0.16295 | -1.3688 | [6 empty] | 337 | 0
58919 | PEARSALLSCG2 | 2 | South | YES | -0.036259 | 0 | 0 | 8.4 |  | 1.027 | Diesel | -1 | 0.16295 | 8.4 | 8.4 |  |  |  |  | -0.16295 | -1.3688 | [6 empty] | 338 | 0
58919 | PEARSALLSCG2 | 4 | South | YES | -0.036259 | 0 | 0 | 8.4 |  | 1.027 | Diesel | -1 | 0.16295 | 8.4 | 8.4 |  |  |  |  | -0.16295 | -1.3688 | [6 empty] | 339 | 0
58919 | PEARSALLSCG2 | 3 | South | YES | -0.036259 | 0 | 0 | 8.4 |  | 1.027 | Diesel | -1 | 0.16295 | 8.4 | 8.4 |  |  |  |  | -0.16295 | -1.3688 | [6 empty] | 340 | 0
58929 | PEARSALLSCG3 | 4 | South | YES | -0.036259 | 0 | 0 | 8.4 |  | 1.027 | Diesel | -1 | 0.16295 | 8.4 | 8.4 |  |  |  |  | -0.16295 | -1.3688 | [6 empty] | 341 | 0
58929 | PEARSALLSCG3 | 6 | South | YES | -0.036259 | 0 | 0 | 8.4 |  | 1.027 | Diesel | -1 | 0.16295 | 8.4 | 8.4 |  |  |  |  | -0.16295 | -1.3688 | [6 empty] | 342 | 0
58929 | PEARSALLSCG3 | 2 | South | YES | -0.036259 | 0 | 0 | 8.4 |  | 1.027 | Diesel | -1 | 0.16295 | 8.4 | 8.4 |  |  |  |  | -0.16295 | -1.3688 | [6 empty] | 343 | 0
58929 | PEARSALLSCG3 | 5 | South | YES | -0.036259 | 0 | 0 | 8.4 |  | 1.027 | Diesel | -1 | 0.16295 | 8.4 | 8.4 |  |  |  |  | -0.16295 | -1.3688 | [6 empty] | 344 | 0
58929 | PEARSALLSCG3 | 1 | South | YES | -0.036259 | 0 | 0 | 8.4 |  | 1.027 | Diesel | -1 | 0.16295 | 8.4 | 8.4 |  |  |  |  | -0.16295 | -1.3688 | [6 empty] | 345 | 0
58929 | PEARSALLSCG3 | 3 | South | YES | -0.036259 | 0 | 0 | 8.4 |  | 1.027 | Diesel | -1 | 0.16295 | 8.4 | 8.4 |  |  |  |  | -0.16295 | -1.3688 | [6 empty] | 346 | 0
58949 | PEARSALLSCG4 | 3 | South | YES | -0.036259 | 0 | 0 | 8.4 |  | 1.027 | Diesel | -1 | 0.16295 | 8.4 | 8.4 |  |  |  |  | -0.16295 | -1.3688 | [6 empty] | 347 | 0
58949 | PEARSALLSCG4 | 2 | South | YES | -0.036259 | 0 | 0 | 8.4 |  | 1.027 | Diesel | -1 | 0.16295 | 8.4 | 8.4 |  |  |  |  | -0.16295 | -1.3688 | [6 empty] | 348 | 0
58949 | PEARSALLSCG4 | 1 | South | YES | -0.036259 | 0 | 0 | 8.4 |  | 1.027 | Diesel | -1 | 0.16295 | 8.4 | 8.4 |  |  |  |  | -0.16295 | -1.3688 | [6 empty] | 349 | 0
58949 | PEARSALLSCG4 | 4 | South | YES | -0.036259 | 0 | 0 | 8.4 |  | 1.027 | Diesel | -1 | 0.16295 | 8.4 | 8.4 |  |  |  |  | -0.16295 | -1.3688 | [6 empty] | 350 | 0
58949 | PEARSALLSCG4 | 6 | South | YES | -0.036259 | 0 | 0 | 8.4 |  | 1.027 | Diesel | -1 | 0.16295 | 8.4 | 8.4 |  |  |  |  | -0.16295 | -1.3688 | [6 empty] | 351 | 0
58949 | PEARSALLSCG4 | 5 | South | YES | -0.036259 | 0 | 0 | 8.4 |  | 1.027 | Diesel | -1 | 0.16295 | 8.4 | 8.4 |  |  |  |  | -0.16295 | -1.3688 | [6 empty] | 352 | 0
7800 | L_GUADGE1_1Y | 1 | South | YES | -0.037 | 147 | 30 | 147 | 0 | 1.02 | CC | -1 | 0.16369 | 147 | 147 |  |  |  |  | -0.16369 | -24.0623 | [6 empty] | 353 | 0
7801 | L_GUADGE1_2Y | 2 | South | YES | -0.037 | 138 | 30 | 138 | 0 | 1.02 | CC | -1 | 0.16369 | 138 | 138 |  |  |  |  | -0.16369 | -22.5891 | [6 empty] | 354 | 0
7802 | L_GUADGE1_3Y | 3 | South | YES | -0.037 | 146 | 30 | 146 | 0 | 1.02 | CC | -1 | 0.16369 | 146 | 146 |  |  |  |  | -0.16369 | -23.8986 | [6 empty] | 355 | 0
7803 | L_GUADGE1_4Y | 4 | South | YES | -0.037 | 149 | 30 | 149 | 0 | 1.02 | CC | -1 | 0.16369 | 149 | 149 |  |  |  |  | -0.16369 | -24.3896 | [6 empty] | 356 | 0
7804 | L_GUADGE1_5Y | 5 | South | YES | -0.037 | 182 | 30 | 182 | 0 | 1.02 | CC | -1 | 0.16369 | 182 | 182 |  |  |  |  | -0.16369 | -29.7914 | [6 empty] | 357 | 0
7805 | L_GUADGE1_6Y | 6 | South | YES | -0.037 | 203 | 30 | 203 | 0 | 1.02 | CC | -1 | 0.16369 | 203 | 203 |  |  |  |  | -0.16369 | -33.2288 | [6 empty] | 358 | 0
5028 | BRAUNIG_VHB3 | 3 | South | YES | -0.037898 | 407 | 60 | 407 | 0 | 1.0138 | GST | -1 | 0.16459 | 407 | 407 |  |  |  |  | -0.16459 | -66.9869 | [6 empty] | 359 | 0
5396 | CALAVER_OWS1 | 1 | South | YES | -0.037915 | 418 | 80 | 418 | 0 | 1.0192 | GST | -1 | 0.1646 | 418 | 418 |  |  |  |  | -0.1646 | -68.8044 | [6 empty] | 360 | 0
5397 | CALAVER_OWS2 | 2 | South | YES | -0.037915 | 400 | 80 | 400 | 0 | 1.0192 | GST | -1 | 0.1646 | 400 | 400 |  |  |  |  | -0.1646 | -65.8416 | [6 empty] | 361 | 0
5111 | CALAVER_JTD1 | 1 | South | YES | -0.037925 | 430 | 80 | 430 | 0 | 1.0138 | LIGCO | -1 | 0.16461 | 0 | 430 |  |  |  |  | -0.16461 | 0 | [6 empty] | 362 | 0
5112 | CALAVER_JTD2 | 2 | South | YES | -0.037925 | 430 | 80 | 430 | 0 | 1.0138 | LIGCO | -1 | 0.16461 | 0 | 430 |  |  |  |  | -0.16461 | 0 | [6 empty] | 363 | 0
5436 | TUTTL_WBT1G1 | 1 | South | YES | -0.037954 | 48.8 | 20 | 61 | 0 | 1.012 | GST | -1 | 0.16464 | 61 | 61 |  |  |  |  | -0.16464 | -10.0432 | [6 empty] | 364 | 0
5438 | TUTTL_WBT3G3 | 3 | South | YES | -0.037954 | 95 | 25 | 95 | 0 | 1.012 | GST | -1 | 0.16464 | 95 | 95 |  |  |  |  | -0.16464 | -15.6411 | [6 empty] | 365 | 0
5439 | TUTTL_WBT4G4 | 4 | South | YES | -0.037954 | 151 | 40 | 151 | 0 | 1.012 | GST | -1 | 0.16464 | 151 | 151 |  |  |  |  | -0.16464 | -24.8611 | [6 empty] | 366 | 0
5264 | LEON_LCP3G3 | 3 | South | YES | -0.037956 | 0 | 20 | 58 |  | 1.0197 | GST | -1 | 0.16464 | 58 | 58 |  |  |  |  | -0.16464 | -9.5494 | [6 empty] | 367 | 0
5265 | LEON_LCP4G4 | 4 | South | YES | -0.037956 | 89 | 25 | 89 | 0 | 1.0197 | GST | -1 | 0.16464 | 89 | 89 |  |  |  |  | -0.16464 | -14.6534 | [6 empty] | 368 | 0
5266 | LEON_LCPCT1 | 1 | South | YES | -0.037956 | 44 | 24 | 44 | 0 | 1.0197 | GGT | -1 | 0.16464 | 44 | 44 |  |  |  |  | -0.16464 | -7.2444 | [6 empty] | 369 | 0
5267 | LEON_LCPCT2 | 2 | South | YES | -0.037956 | 44 | 24 | 44 | 0 | 1.0197 | GGT | -1 | 0.16464 | 44 | 44 |  |  |  |  | -0.16464 | -7.2444 | [6 empty] | 370 | 0
5268 | LEON_LCPCT3 | 3 | South | YES | -0.037956 | 43 | 24 | 43 | 0 | 1.0197 | GGT | -1 | 0.16464 | 43 | 43 |  |  |  |  | -0.16464 | -7.0797 | [6 empty] | 371 | 0
5269 | LEON_LCPCT4 | 4 | South | YES | -0.037956 | 45 | 24 | 45 | 0 | 1.0197 | GGT | -1 | 0.16464 | 45 | 45 |  |  |  |  | -0.16464 | -7.409 | [6 empty] | 372 | 0
5026 | BRAUNIG_VHB1 | 1 | South | YES | -0.038053 | 215 | 40 | 215 | 0 | 1.0192 | GST | -1 | 0.16474 | 215 | 215 |  |  |  |  | -0.16474 | -35.4195 | [6 empty] | 373 | 0
5027 | BRAUNIG_VHB2 | 2 | South | YES | -0.038053 | 216 | 40 | 216 | 0 | 1.0192 | GST | -1 | 0.16474 | 216 | 216 |  |  |  |  | -0.16474 | -35.5842 | [6 empty] | 374 | 0
5890 | PEARSALLGEN1 | 1 | South | YES | -0.038184 | 19.2 | 6 | 24 | 0 | 1.0226 | GST | -1 | 0.16487 | 24 | 24 |  |  |  |  | -0.16487 | -3.9569 | [6 empty] | 375 | 0
5891 | PEARSALLGEN2 | 1 | South | YES | -0.038184 | 19.4 | 6 | 24.3 | 0 | 1.0226 | GST | -1 | 0.16487 | 24.3 | 24.3 |  |  |  |  | -0.16487 | -4.0064 | [6 empty] | 376 | 0
5892 | PEARSALLGEN3 | 1 | South | YES | -0.038184 | 19.1 | 6 | 23.9 | 0 | 1.0226 | GST | -1 | 0.16487 | 23.9 | 23.9 |  |  |  |  | -0.16487 | -3.9405 | [6 empty] | 377 | 0
5476 | BRA_AVR1_CT1 | 1 | South | YES | -0.039346 | 155 | 90 | 155 | 0 | 1.025 | CC | -1 | 0.16603 | 155 | 155 |  |  |  |  | -0.16603 | -25.7354 | [6 empty] | 378 | 0
5477 | BRA_AVR1_ST | 1 | South | YES | -0.039346 | 174 | 138 | 174 | 0 | 1.025 | CC | -1 | 0.16603 | 174 | 174 |  |  |  |  | -0.16603 | -28.8901 | [6 empty] | 379 | 0
5478 | BRA_AVR1_CT2 | 1 | South | YES | -0.039346 | 155 | 90 | 155 | 0 | 1.025 | CC | -1 | 0.16603 | 155 | 155 |  |  |  |  | -0.16603 | -25.7354 | [6 empty] | 380 | 0
5401 | CALAVER_JKS1 | 1 | South | YES | -0.040305 | 562 | 100 | 562 | 0 | 1.026 | LIGCO | -1 | 0.16699 | 0 | 562 |  |  |  |  | -0.16699 | 0 | [6 empty] | 381 | 0
8189 | CUECPL2A | 1 | South | YES | -0.042247 | 12 | 0 | 12 | 0 | 1.02 | Cogen | -1 | 0.16894 | 0 | 0 |  |  |  |  | -0.16894 | 0 | [6 empty] | 382 | 0
5903 | SANMIGUELGEN | 1 | South | YES | -0.045274 | 396.3 | 180 | 396.3 | 0 | 1.0336 | LIGCO | -1 | 0.17196 | 0 | 396.3 |  |  |  |  | -0.17196 | 0 | [6 empty] | 383 | 0
80265 | LARECU40A | 4 | South | YES | -0.045886 | 80 | 0 | 100 |  | 1.039 | GGT | -1 | 0.17257 | 100 | 100 |  |  |  |  | -0.17257 | -17.2575 | [6 empty] | 384 | 0
80266 | LARECU50A | 5 | South | YES | -0.045886 | 80 | 0 | 100 |  | 1.039 | GGT | -1 | 0.17257 | 100 | 100 |  |  |  |  | -0.17257 | -17.2575 | [6 empty] | 385 | 0
80012 | LAR | F | South | YES | -0.045889 | 0 | 0 | 0 | 0 | 1.04 | DCTie | -1 | 0.17258 | 0 | 0 |  |  |  |  | -0.17258 | 0 | [6 empty] | 386 | 0
88299 | ZAPATA | F | South | YES | -0.051232 | 0 | 0 | 0 | 0 | 1.02 | BLT | -1 | 0.17792 | 0 | 0 |  |  |  |  | -0.17792 | 0 | [6 empty] | 387 | 0
88198 | BEEVILLE | F | South | YES | -0.053567 | 0 | 0 | 0 | 0 | 1.02 | AVR | -1 | 0.18026 | 0 | 0 |  |  |  |  | -0.18026 | 0 | [6 empty] | 388 | 0
5728 | FALCONHYDRO2 | 2 | South | YES | -0.054856 | 12 | 0 | 12 | 0 | 1.0234 | Hydro | -1 | 0.18154 | 0 | 0 |  |  |  |  | -0.18154 | 0 | [6 empty] | 389 | 0
5729 | FALCONHYDRO3 | 3 | South | YES | -0.054856 | 11 | 0 | 11 | 0 | 1.0234 | Hydro | -1 | 0.18154 | 0 | 0 |  |  |  |  | -0.18154 | 0 | [6 empty] | 390 | 0
8048 | FALCONHYDRO1 | 1 | South | YES | -0.054856 | 12 | 0 | 12 | 0 | 1.0234 | Hydro | -1 | 0.18154 | 0 | 0 |  |  |  |  | -0.18154 | 0
88508 | FALFURRI | F | South | YES | -0.055514 | 0 | 0 | 0 | 0 | 1 | AVR | -1 | 0.1822 | 0 | 0 |  |  |  |  | -0.1822 | 0
8161 | COLETO0A | 1 | South | YES | -0.056504 | 633 | 200 | 633 | 0 | 1.03 | LIGCO | -1 | 0.18319 | 0 | 633 |  |  |  |  | -0.18319 | 0
8933 | FGNTS001 | 1 | South | YES | -0.058644 | 146.5 | 0 | 146.5 | 0 | 1.03 | CC | -1 | 0.18533 | 146.5 | 146.5 |  |  |  |  | -0.18533 | -27.1513
8934 | FGNTS101 | 2 | South | YES | -0.058644 | 147.9 | 0 | 147.9 | 0 | 1.03 | CC | -1 | 0.18533 | 147.9 | 147.9 |  |  |  |  | -0.18533 | -27.4107
8935 | FGNTS201 | 3 | South | YES | -0.058644 | 173 | 0 | 173 | 0 | 1.03 | CC | -1 | 0.18533 | 173 | 173 |  |  |  |  | -0.18533 | -32.0626
8981 | HECN1 | 1 | South | YES | -0.059281 | 144.8 | 0 | 144.8 | 0 | 1.0304 | CC | -1 | 0.18597 | 144.8 | 144.8 |  |  |  |  | -0.18597 | -26.9284
8982 | HECN2 | 2 | South | YES | -0.059281 | 144.1 | 0 | 144.1 | 0 | 1.0304 | CC | -1 | 0.18597 | 144.1 | 144.1 |  |  |  |  | -0.18597 | -26.7983
8983 | HECN3 | 3 | South | YES | -0.059281 | 171.9 | 0 | 171.9 | 0 | 1.0304 | CC | -1 | 0.18597 | 171.9 | 171.9 |  |  |  |  | -0.18597 | -31.9682
8936 | MVGN#1 | 1 | South | YES | -0.059282 | 216.6 | 0 | 216.6 | 0 | 1.0304 | CC | -1 | 0.18597 | 216.6 | 216.6 |  |  |  |  | -0.18597 | -40.2813
8937 | MVGN#2 | 2 | South | YES | -0.059282 | 216.7 | 0 | 216.7 | 0 | 1.0304 | CC | -1 | 0.18597 | 216.7 | 216.7 |  |  |  |  | -0.18597 | -40.2999
8938 | MVGN#3 | 3 | South | YES | -0.059282 | 250.9 | 0 | 250.9 | 0 | 1.0304 | CC | -1 | 0.18597 | 250.9 | 250.9 |  |  |  |  | -0.18597 | -46.6601
5932 | SI_RAY9 | 9 | South | YES | -0.059561 | 32 | 32 | 38 | 0 | 1.035 | CC | -1 | 0.18625 | 38 | 38 |  |  |  |  | -0.18625 | -7.0775
5933 | SI_RAY6 | 6 | South | YES | -0.059561 | 15.4 | 10 | 19.3 | 0 | 1.035 | GST | -1 | 0.18625 | 19.3 | 19.3 |  |  |  |  | -0.18625 | -3.5946
5935 | SI_RAY10 | 10 | South | YES | -0.059561 | 47 | 10 | 47 | 0 | 1.03 | CC | -1 | 0.18625 | 47 | 47 |  |  |  |  | -0.18625 | -8.7537
80003 | MILHWYS | F | South | YES | -0.059561 | 0 | 0 | 0 | 0 | 1.0168 | AVR | -1 | 0.18625 | 0 | 0 |  |  |  |  | -0.18625 | 0
80080 | GWINDT11A | 3 | South | YES | -0.059732 | 0 | 0 | 38 | 0 | 1.025 | Wind | -1 | 0.18642 | 0 | 38 |  |  |  |  | -0.18642 | 0
80080 | GWINDT11A | 4 | South | YES | -0.059732 | 3.8 | 0 | 19 | 0 | 1.025 | Wind | -1 | 0.18642 | 0 | 19 |  |  |  |  | -0.18642 | 0
80080 | GWINDT11A | 2 | South | YES | -0.059732 | 0 | 0 | 41 | 0 | 1.025 | Wind | -1 | 0.18642 | 0 | 41 |  |  |  |  | -0.18642 | 0
80080 | GWINDT11A | 1 | South | YES | -0.059732 | 28.2 | 0 | 94 | 0 | 1.025 | Wind | -1 | 0.18642 | 0 | 94 |  |  |  |  | -0.18642 | 0
80081 | GWINDT21A | 4 | South | YES | -0.059732 | 4.4 | 0 | 22 | 0 | 1.025 | Wind | -1 | 0.18642 | 0 | 22 |  |  |  |  | -0.18642 | 0
80081 | GWINDT21A | 1 | South | YES | -0.059732 | 28.2 | 0 | 94 | 0 | 1.025 | Wind | -1 | 0.18642 | 0 | 94 |  |  |  |  | -0.18642 | 0
80081 | GWINDT21A | 3 | South | YES | -0.059732 | 8.6 | 0 | 43 | 0 | 1.025 | Wind | -1 | 0.18642 | 0 | 43 |  |  |  |  | -0.18642 | 0
80081 | GWINDT21A | 2 | South | YES | -0.059732 | 7.2 | 0 | 36 | 0 | 1.025 | Wind | -1 | 0.18642 | 0 | 36 |  |  |  |  | -0.18642 | 0
80180 | PNSCALT11A | 2 | South | YES | -0.059732 | 10 | 0 | 50 | 0 | 1.025 | Wind | -1 | 0.18642 | 0 | 50 |  |  |  |  | -0.18642 | 0
80180 | PNSCALT11A | 1 | South | YES | -0.059732 | 43.8 | 0 | 148 | 0 | 1.025 | Wind | -1 | 0.18642 | 0 | 148 |  |  |  |  | -0.18642 | 0
80181 | PNSCALT21A | 2 | South | YES | -0.059732 | 10 | 0 | 50 | 0 | 1.025 | Wind | -1 | 0.18642 | 0 | 50 |  |  |  |  | -0.18642 | 0
80181 | PNSCALT21A | 1 | South | YES | -0.059732 | 16.5 | 0 | 55 | 0 | 1.025 | Wind | -1 | 0.18642 | 0 | 55 |  |  |  |  | -0.18642 | 0
8517 | CELANEBI0A | 1 | South | YES | -0.059804 | 29 | 0 | 29 | 0 | 1.02 | Cogen | -1 | 0.18649 | 0 | 0 |  |  |  |  | -0.18649 | 0
8461 | KOCH_UP0A | 1 | South | YES | -0.060292 | 38 | 0 | 38 | 0 | 1.012 | Cogen | -1 | 0.18698 | 0 | 0 |  |  |  |  | -0.18698 | 0
8511 | OXY_CC0A | 1 | South | YES | -0.060347 | 30.3 | 0 | 38 | 0 | 1.027 | Cogen | -1 | 0.18704 | 0 | 0 |  |  |  |  | -0.18704 | 0
8506 | VAL #1 | 1 | South | YES | -0.060437 | 20.9 | 0 | 25 | 0 | 1.0055 | Cogen | -1 | 0.18713 | 0 | 0 |  |  |  |  | -0.18713 | 0
8507 | VAL #2 | 2 | South | YES | -0.060437 | 20.9 | 0 | 25 | 0 | 1.0055 | Cogen | -1 | 0.18713 | 0 | 0 |  |  |  |  | -0.18713 | 0
8459 | B_DAVIS0B | MB | South | YES | -0.060568 | 0 | 50 | 339 |  | 1.03 | GSC | -1 | 0.18726 | 0 | 0 |  |  |  |  | -0.18726 | 0
8460 | B_DAVIS0A | MB | South | YES | -0.060568 | 0 | 50 | 340 |  | 1.03 | GSC | -1 | 0.18726 | 0 | 0 |  |  |  |  | -0.18726 | 0
80263 | B_DAVIS31A | 3 | South | YES | -0.060568 | 0 | 0 | 180 |  | 1.0366 | CC | -1 | 0.18726 | 180 | 180 |  |  |  |  | -0.18726 | -33.7062
80264 | B_DAVIS41A | 4 | South | YES | -0.060568 | 0 | 0 | 180 |  | 1.0366 | CC | -1 | 0.18726 | 180 | 180 |  |  |  |  | -0.18726 | -33.7062
8456 | COSW#1 | 1 | South | YES | -0.060709 | 20 | 0 | 20 | 0 | 1.027 | Cogen | -1 | 0.1874 | 0 | 0 |  |  |  |  | -0.1874 | 0
8457 | COSW#2 | 2 | South | YES | -0.060709 | 14 | 0 | 14 | 0 | 1.027 | Cogen | -1 | 0.1874 | 0 | 0 |  |  |  |  | -0.1874 | 0
8560 | CNOPGT1 | 1 | South | YES | -0.060778 | 148.3 | 0 | 148.3 | 0 | 1.03 | Cogen | -1 | 0.18747 | 0 | 0 |  |  |  |  | -0.18747 | 0
8561 | CNOPGT2 | 2 | South | YES | -0.060778 | 148.6 | 0 | 148.6 | 0 | 1.03 | Cogen | -1 | 0.18747 | 0 | 0 |  |  |  |  | -0.18747 | 0
8562 | CNOPST1 | 3 | South | YES | -0.060778 | 153 | 0 | 153 | 0 | 1.03 | Cogen | -1 | 0.18747 | 0 | 0 |  |  |  |  | -0.18747 | 0
8442 | NBEC7 | 7 | South | YES | -0.060792 | 0 | 81 | 367 |  | 1.0298 | GST | -1 | 0.18748 | 367 | 367 |  |  |  |  | -0.18748 | -68.8055
8442 | NBEC7 | MB | South | YES | -0.060792 | 0 | 81 | 367 |  | 1.0298 | GST | -1 | 0.18748 | 0 | 0 |  |  |  |  | -0.18748 | 0
8926 | LGE_GT10A | 1 | South | YES | -0.062025 | 158 | 0 | 158 | 0 | 1.03 | Cogen | -1 | 0.18871 | 0 | 0 |  |  |  |  | -0.18871 | 0
8927 | LGE_GT20A | 2 | South | YES | -0.062025 | 153 | 0 | 153 | 0 | 1.03 | Cogen | -1 | 0.18871 | 0 | 0 |  |  |  |  | -0.18871 | 0
8928 | LGE_STG0A | 3 | South | YES | -0.062025 | 100 | 0 | 100 | 0 | 1.03 | Cogen | -1 | 0.18871 | 0 | 0 |  |  |  |  | -0.18871 | 0
8930 | ICPGN10A | 1 | South | YES | -0.062025 | 149 | 0 | 149 | 0 | 1.03 | Cogen | -1 | 0.18871 | 0 | 0 |  |  |  |  | -0.18871 | 0
8931 | ICPGN20A | 2 | South | YES | -0.062025 | 150 | 0 | 150 | 0 | 1.03 | Cogen | -1 | 0.18871 | 0 | 0 |  |  |  |  | -0.18871 | 0
8932 | ICPGN30A | 3 | South | YES | -0.062025 | 127 | 0 | 127 | 0 | 1.03 | Cogen | -1 | 0.18871 | 0 | 0 |  |  |  |  | -0.18871 | 0
80223 | REYSHR G | 1 | South | YES | -0.062025 | 12 | 0 | 12 | 0 | 1.032 | Cogen | -1 | 0.18871 | 0 | 0 |  |  |  |  | -0.18871 | 0
8173 | VICEC51A | 5 | South | YES | -0.06214 | 144 | 18 | 144 | 0 | 1.025 | CC | -1 | 0.18883 | 144 | 144 |  |  |  |  | -0.18883 | -27.1914
8174 | VICEC61A | 6 | South | YES | -0.06214 | 188 | 42 | 188 | 0 | 1.025 | CC | -1 | 0.18883 | 188 | 188 |  |  |  |  | -0.18883 | -35.4998
5508 | RAYBURNCC9 | 1 | South | YES | -0.063294 | 47.7 | 18.2 | 47.7 | 0 | 1.0296 | CC | -1 | 0.18998 | 47.7 | 47.7 |  |  |  |  | -0.18998 | -9.0622
5509 | RAYBURNCC10 | 1 | South | YES | -0.063294 | 37.3 | 5.2 | 37.3 | 0 | 1.0296 | CC | -1 | 0.18998 | 37.3 | 37.3 |  |  |  |  | -0.18998 | -7.0864
5511 | RAYBURNCC7 | 1 | South | YES | -0.063294 | 47.5 | 18.2 | 47.5 | 0 | 1.0296 | CC | -1 | 0.18998 | 47.5 | 47.5 |  |  |  |  | -0.18998 | -9.0242
5512 | RAYBURNCC8 | 1 | South | YES | -0.063294 | 49.3 | 18.2 | 49.3 | 0 | 1.0296 | CC | -1 | 0.18998 | 49.3 | 49.3 |  |  |  |  | -0.18998 | -9.3662
8066 | DUP1V#1 | 1 | South | YES | -0.063349 | 52.3 | 0 | 73 | 0 | 1.01 | Cogen | -1 | 0.19004 | 0 | 0 |  |  |  |  | -0.19004 | 0
5503 | RAYBURNGEN3 | 1 | South | YES | -0.063877 | 17.6 | 6 | 22 | 0 | 1.0224 | GST | -1 | 0.19057 | 22 | 22 |  |  |  |  | -0.19057 | -4.1924
5505 | RAYBURNGEN1 | 1 | South | YES | -0.063877 | 0 | 1 | 11 |  | 1.0223 | GGT | -1 | 0.19057 | 11 | 11 |  |  |  |  | -0.19057 | -2.0962
5506 | RAYBURNGEN2 | 1 | South | YES | -0.063877 | 0 | 1 | 11 |  | 1.0223 | GGT | -1 | 0.19057 | 11 | 11 |  |  |  |  | -0.19057 | -2.0962
80224 | VISTRONG1 | 1 | South | YES | -0.06542 | 13.1 | 0 | 15 | 0 | 1.01 | Cogen | -1 | 0.19211 | 0 | 0 |  |  |  |  | -0.19211 | 0
80225 | VISTRONG2 | 2 | South | YES | -0.06542 | 20.2 | 0 | 23 | 0 | 1.01 | Cogen | -1 | 0.19211 | 0 | 0 |  |  |  |  | -0.19211 | 0
80227 | AIRCO G | 1 | South | YES | -0.066158 | 7.2 | 0 | 8 | 0 | 1.0104 | Cogen | -1 | 0.19285 | 0 | 0 |  |  |  |  | -0.19285 | 0
8147 | UCAR #2 | 10 | South | YES | -0.066618 | 18.2 | 0 | 28 |  | 1 | Cogen | -1 | 0.19331 | 0 | 0 |  |  |  |  | -0.19331 | 0
8148 | UCAR #1 | 2 | South | YES | -0.066618 | 6.1 | 0 | 7 | 0 | 1.009 | Cogen | -1 | 0.19331 | 0 | 0 |  |  |  |  | -0.19331 | 0
80137 | CSDR89 | 9 | South | YES | -0.066618 | 15 | 0 | 15 | 0 | 1.003 | DCTie | -1 | 0.19331 | 0 | 0 |  |  |  |  | -0.19331 | 0
80137 | CSDR89 | 8 | South | YES | -0.066618 | 33.9 | 0 | 39 | 0 | 1.003 | DCTie | -1 | 0.19331 | 0 | 0 |  |  |  |  | -0.19331 | 0
80138 | CSDR7 | 7 | South | YES | -0.066618 | 6.1 | 0 | 7 | 0 | 1.014 | DCTie | -1 | 0.19331 | 0 | 0 |  |  |  |  | -0.19331 | 0
80139 | CSDR56 | 6 | South | YES | -0.066618 | 0 | 0 | 39 |  | 1.0033 | DCTie | -1 | 0.19331 | 0 | 0 |  |  |  |  | -0.19331 | 0
80139 | CSDR56 | 5 | South | YES | -0.066618 | 15 | 0 | 15 |  | 1.0033 | DCTie | -1 | 0.19331 | 0 | 0 |  |  |  |  | -0.19331 | 0
80140 | CSDR11 | 11 | South | YES | -0.066618 | 33.9 | 0 | 39 | 0 | 1.03 | DCTie | -1 | 0.19331 | 0 | 0 |  |  |  |  | -0.19331 | 0
80226 | ALCOA G | 1 | South | YES | -0.06963 | 32.3 | 5 | 48 | 0 | 1.015 | Cogen | -1 | 0.19632 | 0 | 0 |  |  |  |  | -0.19632 | 0
8134 | FOR #1 | 1 | South | YES | -0.070541 | 54.1 | 45 | 79 | 0 | 1 | Cogen | -1 | 0.19723 | 0 | 0 |  |  |  |  | -0.19723 | 0
8138 | FOR #2 | 2 | South | YES | -0.070541 | 63.1 | 45 | 81 | 0 | 1 | Cogen | -1 | 0.19723 | 0 | 0 |  |  |  |  | -0.19723 | 0
8153 | FOR #3 | 3 | South | YES | -0.070541 | 63.1 | 45 | 79.9 | 0 | 1 | Cogen | -1 | 0.19723 | 0 | 0 |  |  |  |  | -0.19723 | 0
8154 | FOR #4 | 4 | South | YES | -0.070541 | 63.1 | 60 | 80 | 0 | 1 | Cogen | -1 | 0.19723 | 0 | 0 |  |  |  |  | -0.19723 | 0
8155 | FOR #5 | 5 | South | YES | -0.070541 | 63.1 | 60 | 78.4 | 0 | 1 | Cogen | -1 | 0.19723 | 0 | 0 |  |  |  |  | -0.19723 | 0
8156 | FOR #6 | 6 | South | YES | -0.070541 | 24.9 | 5 | 25 | 0 | 1 | Cogen | -1 | 0.19723 | 0 | 0 |  |  |  |  | -0.19723 | 0
8157 | FOR #7 | 7 | South | YES | -0.070541 | 28.8 | 5 | 46 | 0 | 1 | Cogen | -1 | 0.19723 | 0 | 0 |  |  |  |  | -0.19723 | 0
80051 | FOR #8 | 8 | South | YES | -0.070541 | 28 | 28 | 28 |  | 1 | Cogen | -1 | 0.19723 | 0 | 0 |  |  |  |  | -0.19723 | 0
80052 | FOR #9 | 9 | South | YES | -0.070541 | 29.7 | 5 | 43.6 | 0 | 1 | Cogen | -1 | 0.19723 | 0 | 0 |  |  |  |  | -0.19723 | 0
80053 | FOR #10 | 10 | South | YES | -0.070541 | 68.4 | 45 | 75 | 0 | 1 | Cogen | -1 | 0.19723 | 0 | 0 |  |  |  |  | -0.19723 | 0
48731 | CBE_GT1 | 1 | Houston | YES | -0.10166 | 76 | 0 | 76 | 0 | 1.029 | CC | -1 | 0.22835 | 76 | 76 |  |  | -7.7261 | 76 | -0.22835 | -17.3544
48732 | CBE_GT2 | 1 | Houston | YES | -0.10166 | 76 | 0 | 76 | 0 | 1.029 | CC | -1 | 0.22835 | 76 | 76 |  |  | -7.7261 | 76 | -0.22835 | -17.3544
48733 | CBE_ST12 | 1 | Houston | YES | -0.10166 | 105 | 0 | 105 | 0 | 1.029 | CC | -1 | 0.22835 | 105 | 105 |  |  | -10.6742 | 105 | -0.22835 | -23.9765
48734 | CBE_GT3 | 1 | Houston | YES | -0.10166 | 76 | 0 | 76 | 0 | 1.029 | CC | -1 | 0.22835 | 76 | 76 |  |  | -7.7261 | 76 | -0.22835 | -17.3544
48735 | CBE_GT4 | 1 | Houston | YES | -0.10166 | 76 | 0 | 76 | 0 | 1.029 | CC | -1 | 0.22835 | 76 | 76 |  |  | -7.7261 | 76 | -0.22835 | -17.3544
48736 | CBE_ST34 | 1 | Houston | YES | -0.10166 | 105 | 0 | 105 | 0 | 1.029 | CC | -1 | 0.22835 | 105 | 105 |  |  | -10.6742 | 105 | -0.22835 | -23.9765
5911 | STP_GN1___1 | 1 | Houston | YES | -0.10359 | 1333 | 1249 | 1333 | 0 | 1.0406 | Nuc | -1 | 0.23028 | 0 | 0 |  |  | 0 | 0 | -0.23028 | 0
5912 | STP_GN2___2 | 2 | Houston | YES | -0.10359 | 1332 | 1249 | 1332 | 0 | 1.0406 | Nuc | -1 | 0.23028 | 0 | 0 |  |  | 0 | 0 | -0.23028 | 0
48911 | TGF_GT1_8000 | 1 | Houston | YES | -0.10682 | 69.2 | 0 | 69.2 |  | 1.029 | Cogen | -1 | 0.23351 | 0 | 0 |  |  | 0 | 0 | -0.23351 | 0
49851 | DOW17000 | 37 | Houston | YES | -0.12074 | 39 | 0 | 62 | 0 | 1 | Cogen | -1 | 0.24743 | 0 | 0 |  |  | 0 | 0 | -0.24743 | 0
49858 | DOW38100 | 31 | Houston | YES | -0.12074 | 45 | 0 | 71.4 |  | 1 | Cogen | -1 | 0.24743 | 0 | 0 |  |  | 0 | 0 | -0.24743 | 0
49859 | DOW38200 | 33 | Houston | YES | -0.12074 | 28 | 0 | 45 | 0 | 1 | Cogen | -1 | 0.24743 | 0 | 0 |  |  | 0 | 0 | -0.24743 | 0
49860 | DOW38300 | 32 | Houston | YES | -0.12074 | 63 | 0 | 101 |  | 1 | Cogen | -1 | 0.24743 | 0 | 0 |  |  | 0 | 0 | -0.24743 | 0
49862 | DOW39100 | 36 | Houston | YES | -0.12074 | 54 | 0 | 86 | 0 | 1 | Cogen | -1 | 0.24743 | 0 | 0 |  |  | 0 | 0 | -0.24743 | 0
49863 | DOW39200 | 35 | Houston | YES | -0.12074 | 55 | 0 | 88 | 0 | 1 | Cogen | -1 | 0.24743 | 0 | 0 |  |  | 0 | 0 | -0.24743 | 0
49865 | DOW41000 | 41 | Houston | YES | -0.12074 | 31 | 0 | 50 |  | 1 | Cogen | -1 | 0.24743 | 0 | 0 |  |  | 0 | 0 | -0.24743 | 0
49866 | DOW42000 | 42 | Houston | YES | -0.12074 | 11 | 0 | 18 |  | 1 | Cogen | -1 | 0.24743 | 0 | 0 |  |  | 0 | 0 | -0.24743 | 0
49869 | DOW49000 | 45 | Houston | YES | -0.12074 | 59 | 0 | 94 |  | 1 | Cogen | -1 | 0.24743 | 0 | 0 |  |  | 0 | 0 | -0.24743 | 0
49870 | DOW61000 | 61 | Houston | YES | -0.12074 | 44 | 0 | 70 | 0 | 1 | Cogen | -1 | 0.24743 | 0 | 0 |  |  | 0 | 0 | -0.24743 | 0
49871 | DOW62000 | 62 | Houston | YES | -0.12074 | 40 | 0 | 63 | 0 | 1 | Cogen | -1 | 0.24743 | 0 | 0 |  |  | 0 | 0 | -0.24743 | 0
49872 | DOW63000 | 63 | Houston | YES | -0.12074 | 45 | 0 | 72 | 0 | 1 | Cogen | -1 | 0.24743 | 0 | 0 |  |  | 0 | 0 | -0.24743 | 0
49873 | DOW64000 | 64 | Houston | YES | -0.12074 | 41 | 0 | 64.8 | 0 | 1 | Cogen | -1 | 0.24743 | 0 | 0 |  |  | 0 | 0 | -0.24743 | 0
49876 | DOW65000 | 65 | Houston | YES | -0.12074 | 63 | 0 | 101 | 0 | 1 | Cogen | -1 | 0.24743 | 0 | 0 |  |  | 0 | 0 | -0.24743 | 0
49877 | DOW66000 | 66 | Houston | YES | -0.12074 | 61 | 0 | 97 | 0 | 1 | Cogen | -1 | 0.24743 | 0 | 0 |  |  | 0 | 0 | -0.24743 | 0
49878 | DOW67000 | 67 | Houston | YES | -0.12074 | 65 | 0 | 103 | 0 | 1 | Cogen | -1 | 0.24743 | 0 | 0 |  |  | 0 | 0 | -0.24743 | 0
49882 | DOW81000 | 81 | Houston | YES | -0.12074 | 47 | 0 | 76 | 0 | 1 | Cogen | -1 | 0.24743 | 0 | 0 |  |  | 0 | 0 | -0.24743 | 0
49884 | DOW82000 | 82 | Houston | YES | -0.12074 | 51 | 0 | 80 | 0 | 1 | Cogen | -1 | 0.24743 | 0 | 0 |  |  | 0 | 0 | -0.24743 | 0
49885 | DOW83000 | 83 | Houston | YES | -0.12074 | 51 | 0 | 80 | 0 | 1 | Cogen | -1 | 0.24743 | 0 | 0 |  |  | 0 | 0 | -0.24743 | 0
49886 | DOW84000 | 84 | Houston | YES | -0.12074 | 107 | 0 | 171 | 0 | 0.98 | Cogen | -1 | 0.24743 | 0 | 0 |  |  | 0 | 0 | -0.24743 | 0
48520 | BSF_GT1_8070 | 1 | Houston | YES | -0.12364 | 72 | 0 | 72 | 0 | 1.0326 | Cogen | -1 | 0.25033 | 0 | 0 |  |  | 0 | 0 | -0.25033 | 0
48520 | BSF_GT1_8070 | 2 | Houston | YES | -0.12364 | 10 | 0 | 10 | 0 | 1.0326 | Cogen | -1 | 0.25033 | 0 | 0 |  |  | 0 | 0 | -0.25033 | 0
39760 | TNSCLP1___8 | 1 | Houston | YES | -0.12561 | 93.4 | 20 | 116.8 | 0 | 1.04 | Cogen | -1 | 0.2523 | 0 | 0 |  |  | 0 | 0 | -0.2523 | 0
39770 | TNSCLP2___8 | 1 | Houston | YES | -0.12561 | 91.6 | 20 | 114.5 | 0 | 1.04 | Cogen | -1 | 0.2523 | 0 | 0 |  |  | 0 | 0 | -0.2523 | 0
39775 | TNSCLP4___8 | 1 | Houston | YES | -0.12561 | 95.2 | 20 | 119 | 0 | 1.04 | Cogen | -1 | 0.2523 | 0 | 0 |  |  | 0 | 0 | -0.2523 | 0
39790 | TNSCLP3___8 | 1 | Houston | YES | -0.12561 | 87.6 | 20 | 109.5 | 0 | 1.027 | Cogen | -1 | 0.2523 | 0 | 0 |  |  | 0 | 0 | -0.2523 | 0
48926 | WAP_GN6_6 | 6 | Houston | YES | -0.13267 | 651 | 280 | 651 |  | 1.035 | LIGCO | -1 | 0.25936 | 0 | 651 |  |  | 0 | 0 | -0.25936 | 0
48927 | WAP_GN7_7 | 7 | Houston | YES | -0.13267 | 564 | 277 | 564 |  | 1.035 | LIGCO | -1 | 0.25936 | 0 | 564 |  |  | 0 | 0 | -0.25936 | 0
48928 | WAP_GN8_8 | 8 | Houston | YES | -0.13267 | 603 | 275 | 603 |  | 1.035 | LIGCO | -1 | 0.25936 | 0 | 603 |  |  | 0 | 0 | -0.25936 | 0
48521 | BVE_GT1_GT1 | 1 | Houston | YES | -0.13276 | 167.7 | 0 | 167.7 |  | 1.035 | CC | -1 | 0.25945 | 167.7 | 167.7 |  |  | -22.2639 | 167.7 | -0.25945 | -43.5096
48522 | BVE_GT2_5035 | 2 | Houston | YES | -0.13276 | 166.4 | 0 | 166.4 |  | 1.035 | CC | -1 | 0.25945 | 166.4 | 166.4 |  |  | -22.0913 | 166.4 | -0.25945 | -43.1723
48523 | BVE_ST1_GN1 | 3 | Houston | YES | -0.13276 | 252.4 | 0 | 252.4 |  | 1.035 | CC | -1 | 0.25945 | 252.4 | 252.4 |  |  | -33.5086 | 252.4 | -0.25945 | -65.4849
48921 | WAP_GN1_1 | 1 | Houston | YES | -0.13522 | 132.8 | 37 | 166 | 0 | 1.0362 | GST | -1 | 0.26191 | 166 | 166 |  |  | -22.4467 | 166 | -0.26191 | -43.477
48922 | WAP_GN2_2 | 2 | Houston | YES | -0.13522 | 132.8 | 37 | 166 | 0 | 1.0362 | GST | -1 | 0.26191 | 166 | 166 |  |  | -22.4467 | 166 | -0.26191 | -43.477
48923 | WAP_GN3_3 | 3 | Houston | YES | -0.13522 | 198.4 | 93 | 248 | 0 | 1.0362 | GST | -1 | 0.26191 | 248 | 248 |  |  | -33.5348 | 248 | -0.26191 | -64.9537
48924 | WAP_GN4_4 | 4 | Houston | YES | -0.13522 | 546 | 217 | 546 | 0 | 1.0362 | GSC | -1 | 0.26191 | 546 | 546 |  |  | -73.8307 | 546 | -0.26191 | -143.0028
48925 | WAP_GN5_5 | 5 | Houston | YES | -0.13522 | 607 | 278 | 654 | 0 | 0.985 | LIGCO | -1 | 0.26191 | 0 | 654 |  |  | 0 | 0 | -0.26191 | 0
48929 | WAPGT21_GT1 | B1 | Houston | YES | -0.13522 | 0 | 0 | 13 |  | 1.05 | GGT | -1 | 0.26191 | 13 | 13 |  |  | -1.7579 | 13 | -0.26191 | -3.4048
48730 | MNS_GT | 1 | Houston | YES | -0.13788 | 43 | 0 | 46.1 |  | 1.029 | Cogen | -1 | 0.26457 | 0 | 0 |  |  | 0 | 0 | -0.26457 | 0
48510 | AK_GT1__8040 | 1 | Houston | YES | -0.13976 | 33.4 | 8.1 | 34 |  | 1.029 | Cogen | -1 | 0.26645 | 0 | 0 |  |  | 0 | 0 | -0.26645 | 0
48873 | THW_ST3_ST_3 | 3 | Houston | YES | -0.14759 | 107 | 19 | 107 | 0 | 1.0435 | CC | -1 | 0.27428 | 107 | 107 |  |  | -15.7922 | 107 | -0.27428 | -29.3479
48874 | THW_ST4_ST_4 | 4 | Houston | YES | -0.14759 | 108 | 19 | 108 | 0 | 1.0435 | CC | -1 | 0.27428 | 108 | 108 |  |  | -15.9398 | 108 | -0.27428 | -29.6222
48875 | THW_3132 | A | Houston | YES | -0.14759 | 55 | 5 | 55 | 0 | 1.0435 | CC | -1 | 0.27428 | 55 | 55 |  |  | -8.1175 | 55 | -0.27428 | -15.0854
48875 | THW_3132 | B | Houston | YES | -0.14759 | 53 | 5 | 53 | 0 | 1.0435 | CC | -1 | 0.27428 | 53 | 53 |  |  | -7.8223 | 53 | -0.27428 | -14.5368
48877 | THW_3334 | C | Houston | YES | -0.14759 | 55 | 5 | 55 | 0 | 1.0435 | CC | -1 | 0.27428 | 55 | 55 |  |  | -8.1175 | 55 | -0.27428 | -15.0854
48877 | THW_3334 | D | Houston | YES | -0.14759 | 57 | 5 | 57 | 0 | 1.0435 | CC | -1 | 0.27428 | 57 | 57 |  |  | -8.4127 | 57 | -0.27428 | -15.634
48879 | THW_4142 | E | Houston | YES | -0.14759 | 56 | 5 | 56 | 0 | 1.0435 | CC | -1 | 0.27428 | 56 | 56 |  |  | -8.2651 | 56 | -0.27428 | -15.3597
48879 | THW_4142 | F | Houston | YES | -0.14759 | 55 | 5 | 55 | 0 | 1.0435 | CC | -1 | 0.27428 | 55 | 55 |  |  | -8.1175 | 55 | -0.27428 | -15.0854
48881 | THW_4344 | G | Houston | YES | -0.14759 | 58 | 5 | 58 | 0 | 1.0435 | CC | -1 | 0.27428 | 58 | 58 |  |  | -8.5603 | 58 | -0.27428 | -15.9082
48881 | THW_4344 | H | Houston | YES | -0.14759 | 58 | 5 | 58 | 0 | 1.0435 | CC | -1 | 0.27428 | 58 | 58 |  |  | -8.5603 | 58 | -0.27428 | -15.9082
38580 | TNBP_CGN1_8 | 1 | Houston | YES | -0.1485 | 70.8 | 0 | 70.8 | 0 | 1.005 | Cogen | -1 | 0.27519 | 0 | 0 |  |  | 0 | 0 | -0.27519 | 0
38590 | TNBP_CGN2_8 | 2 | Houston | YES | -0.1485 | 66.7 | 0 | 66.7 | 0 | 1.005 | Cogen | -1 | 0.27519 | 0 | 0 |  |  | 0 | 0 | -0.27519 | 0
38600 | TNBP_CGN3_8 | 5 | Houston | YES | -0.1485 | 53 | 0 | 53 | 0 | 1.005 | Cogen | -1 | 0.27519 | 0 | 0 |  |  | 0 | 0 | -0.27519 | 0
38611 | TNBPAMCG1_8 | 1 | Houston | YES | -0.1485 | 153.2 | 0 | 153.2 | 0 | 1.005 | Cogen | -1 | 0.27519 | 0 | 0 |  |  | 0 | 0 | -0.27519 | 0
38612 | TNBPAMCG2_8 | 2 | Houston | YES | -0.1485 | 153.5 | 0 | 153.5 | 0 | 1.005 | Cogen | -1 | 0.27519 | 0 | 0 |  |  | 0 | 0 | -0.27519 | 0
38613 | TNBPAMCG3_8 | 3 | Houston | YES | -0.1485 | 152.3 | 0 | 152.3 | 0 | 1.005 | Cogen | -1 | 0.27519 | 0 | 0 |  |  | 0 | 0 | -0.27519 | 0
38614 | TNBPAMCG4_8 | 4 | Houston | YES | -0.1485 | 96 | 0 | 96 |  | 1.005 | Cogen | -1 | 0.27519 | 0 | 0 |  |  | 0 | 0 | -0.27519 | 0
38615 | TNBPAMCG5_8 | 1 | Houston | YES | -0.1485 | 244 | 0 | 244 | 0 | 1.005 | Cogen | -1 | 0.27519 | 0 | 0 |  |  | 0 | 0 | -0.27519 | 0
38690 | TNBP_CGN4_8 | 3 | Houston | YES | -0.1485 | 40 | 0 | 40 |  | 1.005 | Cogen | -1 | 0.27519 | 0 | 0 |  |  | 0 | 0 | -0.27519 | 0
38711 | TNTXCTY1CG8 | 1 | Houston | YES | -0.1485 | 100.3 | 59 | 100.3 | 0 | 1 | Cogen | -1 | 0.27519 | 0 | 0 |  |  | 0 | 0 | -0.27519 | 0
38712 | TNTXCTY2CG8 | 1 | Houston | YES | -0.1485 | 92.9 | 59 | 92.9 | 0 | 1 | Cogen | -1 | 0.27519 | 0 | 0 |  |  | 0 | 0 | -0.27519 | 0
38713 | TNTXCTY3CG8 | 1 | Houston | YES | -0.1485 | 102.7 | 59 | 102.7 | 0 | 1 | Cogen | -1 | 0.27519 | 0 | 0 |  |  | 0 | 0 | -0.27519 | 0
38714 | TNTXCTY4CG8 | 1 | Houston | YES | -0.1485 | 103 | 59 | 103 | 0 | 1 | Cogen | -1 | 0.27519 | 0 | 0 |  |  | 0 | 0 | -0.27519 | 0
39470 | TNDOWCGNSG8 | 1 | Houston | YES | -0.1485 | 32 | 10 | 32 | 0 | 0.985 | Cogen | -1 | 0.27519 | 0 | 0 |  |  | 0 | 0 | -0.27519 | 0
39480 | TNDOWCGNGG8 | 1 | Houston | YES | -0.1485 | 30 | 10 | 30 | 0 | 0.985 | Cogen | -1 | 0.27519 | 0 | 0 |  |  | 0 | 0 | -0.27519 | 0
48883 | THW_GT1_GT_1 | B2 | Houston | YES | -0.15016 | 0 | 0 | 12 |  | 1.043 | GGT | -1 | 0.27684 | 12 | 12 |  |  | -1.8019 | 12 | -0.27684 | -3.3221
48691 | GBY_73741085 | B | Houston | YES | -0.15152 | 37.6 | 20 | 47 | 0 | 1.0362 | GGT | -1 | 0.27821 | 47 | 47 |  |  | -7.1217 | 47 | -0.27821 | -13.0761
48691 | GBY_73741085 | A | Houston | YES | -0.15152 | 37.6 | 20 | 47 | 0 | 1.0362 | GGT | -1 | 0.27821 | 47 | 47 |  |  | -7.1217 | 47 | -0.27821 | -13.0761
48692 | GBY_81821075 | D | Houston | YES | -0.15152 | 44 | 20 | 55 | 0 | 1.0362 | GGT | -1 | 0.27821 | 55 | 55 |  |  | -8.3339 | 55 | -0.27821 | -15.3018
48692 | GBY_81821075 | C | Houston | YES | -0.15152 | 37.6 | 20 | 47 | 0 | 1.0362 | GGT | -1 | 0.27821 | 47 | 47 |  |  | -7.1217 | 47 | -0.27821 | -13.0761
48693 | GBY_83841065 | F | Houston | YES | -0.15152 | 43.2 | 20 | 54 | 0 | 1.0362 | GGT | -1 | 0.27821 | 54 | 54 |  |  | -8.1823 | 54 | -0.27821 | -15.0235
48693 | GBY_83841065 | E | Houston | YES | -0.15152 | 45.6 | 20 | 57 | 0 | 1.0362 | GGT | -1 | 0.27821 | 57 | 57 |  |  | -8.6369 | 57 | -0.27821 | -15.8582
48772 | PHR_GN2_2 | MB | Houston | YES | -0.15276 | 0 | 72 | 459 |  | 1.0362 | GSC | -1 | 0.27944 | 0 | 0 |  |  | 0 | 0 | -0.27944 | 0
48885 | THW_5152 | B | Houston | YES | -0.15491 | 47.2 | 5 | 59 |  | 1.0319 | GGT | -1 | 0.2816 | 59 | 59 |  |  | -9.1397 | 59 | -0.2816 | -16.6144
48885 | THW_5152 | A | Houston | YES | -0.15491 | 46.4 | 5 | 58 |  | 1.0319 | GGT | -1 | 0.2816 | 58 | 58 |  |  | -8.9848 | 58 | -0.2816 | -16.3328
48886 | THW_5354 | D | Houston | YES | -0.15491 | 46.4 | 5 | 58 |  | 1.0319 | GGT | -1 | 0.2816 | 58 | 58 |  |  | -8.9848 | 58 | -0.2816 | -16.3328
48886 | THW_5354 | C | Houston | YES | -0.15491 | 45.6 | 5 | 57 |  | 1.0319 | GGT | -1 | 0.2816 | 57 | 57 |  |  | -8.8299 | 57 | -0.2816 | -16.0512
48887 | THW_5556 | E | Houston | YES | -0.15491 | 47.2 | 5 | 59 |  | 1.0319 | GGT | -1 | 0.2816 | 59 | 59 |  |  | -9.1397 | 59 | -0.2816 | -16.6144
48887 | THW_5556 | F | Houston | YES | -0.15491 | 45.6 | 5 | 57 |  | 1.0319 | GGT | -1 | 0.2816 | 57 | 57 |  |  | -8.8299 | 57 | -0.2816 | -16.0512
48561 | CTL_GT2_8130 | 1 | Houston | YES | -0.15544 | 73.5 | 30.3 | 91.9 |  | 1.0362 | Cogen | -1 | 0.28213 | 0 | 0 |  |  | 0 | 0 | -0.28213 | 0
48562 | CTL_GT3_8135 | 2 | Houston | YES | -0.15544 | 70.1 | 30.3 | 87.6 |  | 1.0362 | Cogen | -1 | 0.28213 | 0 | 0 |  |  | 0 | 0 | -0.28213 | 0
48563 | CTL_GT4_8140 | 3 | Houston | YES | -0.15544 | 69.6 | 30.3 | 87 |  | 1.0362 | Cogen | -1 | 0.28213 | 0 | 0 |  |  | 0 | 0 | -0.28213 | 0
48564 | CTL_GN1_8145 | 4 | Houston | YES | -0.15544 | 43.6 | 12.9 | 54.5 |  | 1.0362 | Cogen | -1 | 0.28213 | 0 | 0 |  |  | 0 | 0 | -0.28213 | 0
48565 | CTL_GN2_8155 | 5 | Houston | YES | -0.15544 | 9.8 | 3.4 | 12.2 |  | 1.0362 | Cogen | -1 | 0.28213 | 0 | 0 |  |  | 0 | 0 | -0.28213 | 0
48531 | BYU_GT1_8075 | 1 | Houston | YES | -0.15663 | 65 | 0 | 65 |  | 1.0362 | Cogen | -1 | 0.28332 | 0 | 0 |  |  | 0 | 0 | -0.28332 | 0
48532 | BYU_GT2_8055 | 2 | Houston | YES | -0.15663 | 62 | 0 | 62 |  | 1.0362 | Cogen | -1 | 0.28332 | 0 | 0 |  |  | 0 | 0 | -0.28332 | 0
48533 | BYU_GT3_8060 | 3 | Houston | YES | -0.15663 | 67 | 0 | 67 |  | 1.0362 | Cogen | -1 | 0.28332 | 0 | 0 |  |  | 0 | 0 | -0.28332 | 0
48534 | BYU_GT4_8065 | 4 | Houston | YES | -0.15663 | 65 | 0 | 65 |  | 1.0362 | Cogen | -1 | 0.28332 | 0 | 0 |  |  | 0 | 0 | -0.28332 | 0
48841 | SJS_GT1_GT1 | 1 | Houston | YES | -0.15872 | 62.4 | 49 | 78 | 0 | 1.0362 | Cogen | -1 | 0.2854 | 0 | 0 |  |  | 0 | 0 | -0.2854 | 0
48842 | SJS_GT2_GT2 | 2 | Houston | YES | -0.15872 | 64.8 | 49 | 81 | 0 | 1.0362 | Cogen | -1 | 0.2854 | 0 | 0 |  |  | 0 | 0 | -0.2854 | 0
48761 | PR_GT1__9040 | 1 | Houston | YES | -0.15977 | 26 | 0 | 35 |  | 1 | Cogen | -1 | 0.28646 | 0 | 0 |  |  | 0 | 0 | -0.28646 | 0
48855 | SRB_GT211035 | B1 | Houston | YES | -0.16049 | 0 | 0 | 18 |  | 1.014 | GGT | -1 | 0.28718 | 18 | 18 |  |  | -2.8889 | 18 | -0.28718 | -5.1693
48855 | SRB_GT211035 | B2 | Houston | YES | -0.16049 | 0 | 0 | 12 |  | 1.014 | GGT | -1 | 0.28718 | 12 | 12 |  |  | -1.9259 | 12 | -0.28718 | -3.4462
48852 | SRB_GN2_2 | 2 | Houston | YES | -0.16053 | 140.8 | 26 | 176 | 0 | 1.0217 | GST | -1 | 0.28722 | 176 | 176 |  |  | -28.2529 | 176 | -0.28722 | -50.5502
48851 | SRB_GN1_1 | 1 | Houston | YES | -0.16058 | 132 | 26 | 165 | 0 | 1.0217 | GST | -1 | 0.28726 | 165 | 165 |  |  | -26.495 | 165 | -0.28726 | -47.3987
48551 | CAL_GT1_8045 | 1 | Houston | YES | -0.16062 | 149 | 0 | 149 | 0 | 1.0326 | Cogen | -1 | 0.2873 | 0 | 0 |  |  | 0 | 0 | -0.2873 | 0
48552 | CAL_ST1_8000 | 2 | Houston | YES | -0.16062 | 65.1 | 0 | 65.1 | 0 | 1.0326 | Cogen | -1 | 0.2873 | 0 | 0 |  |  | 0 | 0 | -0.2873 | 0
48853 | SRB_GN3_3 | 3 | Houston | YES | -0.16074 | 170.4 | 35 | 213 |  | 1.0326 | GST | -1 | 0.28743 | 213 | 213 |  |  | -34.2374 | 213 | -0.28743 | -61.2221
48845 | SOL_GT1 | 1 | Houston | YES | -0.16075 | 16.2 | 15.4 | 16.2 |  | 1.0326 | Solar | -1 | 0.28744 | 16.2 | 16.2 |  |  | -2.6042 | 16.2 | -0.28744 | -4.6565
48611 | DIB_GT1_8080 | 1 | Houston | YES | -0.16076 | 64 | 0 | 64 | 0 | 1.0326 | Cogen | -1 | 0.28745 | 0 | 0 |  |  | 0 | 0 | -0.28745 | 0
48612 | DIB_GT2_8075 | 2 | Houston | YES | -0.16076 | 63.2 | 0 | 63.2 | 0 | 1.0326 | Cogen | -1 | 0.28745 | 0 | 0 |  |  | 0 | 0 | -0.28745 | 0
48613 | DIB_ST1_8085 | 3 | Houston | YES | -0.16076 | 67.9 | 30 | 82.6 | 0 | 1.0326 | Cogen | -1 | 0.28745 | 0 | 0 |  |  | 0 | 0 | -0.28745 | 0
48614 | DIB_GT3_8090 | 4 | Houston | YES | -0.16076 | 73.6 | 15 | 73.6 | 0 | 1.0326 | Cogen | -1 | 0.28745 | 0 | 0 |  |  | 0 | 0 | -0.28745 | 0
48854 | SRB_GN4_4 | 4 | Houston | YES | -0.16078 | 182.4 | 35 | 228 | 0 | 1.0326 | GST | -1 | 0.28747 | 228 | 228 |  |  | -36.6583 | 228 | -0.28747 | -65.5434
48740 | PSG_GN2_8050 | 1 | Houston | YES | -0.16079 | 182 | 60 | 182 | 0 | 1.0326 | Cogen | -1 | 0.28747 | 0 | 0 |  |  | 0 | 0 | -0.28747 | 0
48741 | PSG_GT2_8040 | 1 | Houston | YES | -0.16079 | 158.6 | 50 | 158.6 | 0 | 1.0326 | Cogen | -1 | 0.28747 | 0 | 0 |  |  | 0 | 0 | -0.28747 | 0
48742 | PSG_GT3_8060 | 1 | Houston | YES | -0.16079 | 157 | 50 | 157 | 0 | 1.0326 | Cogen | -1 | 0.28747 | 0 | 0 |  |  | 0 | 0 | -0.28747 | 0
48641 | DPEC_GT15040 | 1 | Houston | YES | -0.16109 | 163.2 | 98 | 163.2 | 0 | 1.0319 | CC | -1 | 0.28778 | 163.2 | 163.2 |  |  | -26.2897 | 163.2 | -0.28778 | -46.9654
48642 | DPEC_GT25025 | 2 | Houston | YES | -0.16109 | 157.1 | 98 | 157.1 | 0 | 1.0319 | CC | -1 | 0.28778 | 157.1 | 157.1 |  |  | -25.3071 | 157.1 | -0.28778 | -45.2099
48643 | DPEC_GT35010 | 3 | Houston | YES | -0.16109 | 157.5 | 98 | 157.5 | 0 | 1.0319 | CC | -1 | 0.28778 | 157.5 | 157.5 |  |  | -25.3715 | 157.5 | -0.28778 | -45.325
48644 | DPEC_GT45070 | 4 | Houston | YES | -0.16109 | 157 | 98 | 157 | 0 | 1.0319 | CC | -1 | 0.28778 | 157 | 157 |  |  | -25.291 | 157 | -0.28778 | -45.1811
48645 | DPEC_ST55065 | 5 | Houston | YES | -0.16109 | 282 | 0 | 282 | 0 | 1.0319 | CC | -1 | 0.28778 | 282 | 282 |  |  | -45.4271 | 282 | -0.28778 | -81.1534
48500 | APD_GT1_8005 | 1 | Houston | YES | -0.16124 | 137.6 | 54.6 | 137.6 | 0 | 1.0362 | Cogen | -1 | 0.28793 | 0 | 0 |  |  | 0 | 0 | -0.28793 | 0
48820 | SHELLG1_3015 | 1 | Houston | YES | -0.16167 | 71 | 34.5 | 71 |  | 1.029 | Cogen | -1 | 0.28836 | 0 | 0 |  |  | 0 | 0 | -0.28836 | 0
48821 | SHELLG2 | 2 | Houston | YES | -0.16167 | 72 | 34.5 | 72 |  | 1.029 | Cogen | -1 | 0.28836 | 0 | 0 |  |  | 0 | 0 | -0.28836 | 0
48822 | SHELLG3_3020 | 2 | Houston | YES | -0.16167 | 30 | 0 | 30 |  | 1.029 | Cogen | -1 | 0.28836 | 0 | 0 |  |  | 0 | 0 | -0.28836 | 0
48822 | SHELLG3_3020 | 1 | Houston | YES | -0.16167 | 39 | 0 | 39 |  | 1.029 | Cogen | -1 | 0.28836 | 0 | 0 |  |  | 0 | 0 | -0.28836 | 0
48593 | CHE_GT1_8015 | 1 | Houston | YES | -0.16185 | 173 | 50 | 173 | 0 | 1.0362 | Cogen | -1 | 0.28854 | 0 | 0 |  |  | 0 | 0 | -0.28854 | 0
48594 | CHE_GN4_8025 | 4 | Houston | YES | -0.16185 | 142 | 60 | 142 | 0 | 1.0362 | Cogen | -1 | 0.28854 | 0 | 0 |  |  | 0 | 0 | -0.28854 | 0
48511 | LPE_GT1_8070 | 1 | Houston | YES | -0.16317 | 42 | 0 | 42 | 0 | 1.0362 | GGT | -1 | 0.28986 | 42 | 42 |  |  | -6.8532 | 42 | -0.28986 | -12.1741
48512 | LPE_GT2_8075 | 2 | Houston | YES | -0.16317 | 42 | 0 | 42 | 0 | 1.0362 | GGT | -1 | 0.28986 | 42 | 42 |  |  | -6.8532 | 42 | -0.28986 | -12.1741
48513 | LPE_GT3_8080 | 3 | Houston | YES | -0.16317 | 39 | 0 | 39 | 0 | 1.0362 | GGT | -1 | 0.28986 | 39 | 39 |  |  | -6.3637 | 39 | -0.28986 | -11.3045
48514 | LPE_GT4_8085 | 4 | Houston | YES | -0.16317 | 39 | 0 | 39 | 0 | 1.0362 | GGT | -1 | 0.28986 | 39 | 39 |  |  | -6.3637 | 39 | -0.28986 | -11.3045
48791 | PSA_GT1_8160 | 1 | Houston | YES | -0.16596 | 52 | 20.8 | 65 | 0 | 1.0362 | Cogen | -1 | 0.29265 | 0 | 0 |  |  | 0 | 0 | -0.29265 | 0
48792 | PSA_GT2_8155 | 2 | Houston | YES | -0.16596 | 52.8 | 20.3 | 66 | 0 | 1.0362 | Cogen | -1 | 0.29265 | 0 | 0 |  |  | 0 | 0 | -0.29265 | 0
48793 | PSA_GT3_8150 | 3 | Houston | YES | -0.16596 | 56 | 20.3 | 70 | 0 | 1.0362 | Cogen | -1 | 0.29265 | 0 | 0 |  |  | 0 | 0 | -0.29265 | 0
48794 | PSA_GT4_8145 | 4 | Houston | YES | -0.16596 | 52.8 | 20.3 | 66 | 0 | 1.0362 | Cogen | -1 | 0.29265 | 0 | 0 |  |  | 0 | 0 | -0.29265 | 0
48795 | PSA_GT5_8140 | 5 | Houston | YES | -0.16596 | 51.2 | 20.3 | 64 | 0 | 1.0362 | Cogen | -1 | 0.29265 | 0 | 0 |  |  | 0 | 0 | -0.29265 | 0
48796 | PSA_GN1_8165 | 1 | Houston | YES | -0.16596 | 83.2 | 43.1 | 104 | 0 | 1.0362 | Cogen | -1 | 0.29265 | 0 | 0 |  |  | 0 | 0 | -0.29265 | 0
48797 | PSA_GT6_8135 | 6 | Houston | YES | -0.16596 | 47.2 | 34.5 | 59 | 0 | 1.0362 | Cogen | -1 | 0.29265 | 0 | 0 |  |  | 0 | 0 | -0.29265 | 0
48815 | CVC_GT4_8005 | 4 | Houston | YES | -0.16654 | 165 | 91.8 | 165 |  | 1.0362 | Cogen | -1 | 0.29323 | 0 | 0 |  |  | 0 | 0 | -0.29323 | 0
48582 | CBY_GN2_2 | 2 | Houston | YES | -0.16661 | 596.8 | 110 | 746 | 0 | 1.0435 | GSC | -1 | 0.2933 | 746 | 746 |  |  | -124.2926 | 746 | -0.2933 | -218.8025
48651 | EP_1_2 | 1 | Houston | YES | -0.16664 | 4 | 0 | 5 | 0 | 1.0362 | Cogen | -1 | 0.29333 | 0 | 0 |  |  | 0 | 0 | -0.29333 | 0
48651 | EP_1_2 | 2 | Houston | YES | -0.16664 | 17.7 | 10 | 21 | 0 | 1.0362 | Cogen | -1 | 0.29333 | 0 | 0 |  |  | 0 | 0 | -0.29333 | 0
49803 | EXN_15GT | 1 | Houston | YES | -0.16672 | 33 | 8.3 | 34 |  | 1.0326 | Cogen | -1 | 0.29341 | 0 | 0 |  |  | 0 | 0 | -0.29341 | 0
49804 | EXN_16GT | 2 | Houston | YES | -0.16672 | 32 | 8.3 | 34.7 |  | 1.0326 | Cogen | -1 | 0.29341 | 0 | 0 |  |  | 0 | 0 | -0.29341 | 0
49805 | EXN_17GT | 3 | Houston | YES | -0.16672 | 31 | 8.3 | 32.7 |  | 1.0326 | Cogen | -1 | 0.29341 | 0 | 0 |  |  | 0 | 0 | -0.29341 | 0
49826 | EXN938GT | 5 | Houston | YES | -0.16672 | 43 | 9.2 | 45.9 |  | 1.0326 | Cogen | -1 | 0.29341 | 0 | 0 |  |  | 0 | 0 | -0.29341 | 0
49828 | EXN941GT | 10 | Houston | YES | -0.16672 | 17.7 | 5.4 | 17.7 | 0 | 1.0326 | Cogen | -1 | 0.29341 | 0 | 0 |  |  | 0 | 0 | -0.29341 | 0
49829 | EXN942GT | 11 | Houston | YES | -0.16672 | 20 | 5.4 | 20.4 | 0 | 1.0326 | Cogen | -1 | 0.29341 | 0 | 0 |  |  | 0 | 0 | -0.29341 | 0
49830 | EXN943GT | 12 | Houston | YES | -0.16672 | 19 | 5.4 | 19.9 | 0 | 1.0326 | Cogen | -1 | 0.29341 | 0 | 0 |  |  | 0 | 0 | -0.29341 | 0
49831 | EXN944GT | 13 | Houston | YES | -0.16672 | 33 | 5.4 | 35 | 0 | 1.0326 | Cogen | -1 | 0.29341 | 0 | 0 |  |  | 0 | 0 | -0.29341 | 0
49832 | EXN945GT | 9 | Houston | YES | -0.16672 | 18.5 | 9.2 | 18.5 |  | 1.0326 | Cogen | -1 | 0.29341 | 0 | 0 |  |  | 0 | 0 | -0.29341 | 0
49837 | EXN_GT | 4 | Houston | YES | -0.16672 | 81 | 21.3 | 85.4 |  | 1.0326 | Cogen | -1 | 0.29341 | 0 | 0 |  |  | 0 | 0 | -0.29341 | 0
49838 | EXN_14GT | 14 | Houston | YES | -0.16672 | 140 | 0 | 148 |  | 1.0326 | Cogen | -1 | 0.29341 | 0 | 0 |  |  | 0 | 0 | -0.29341 | 0
48940 | WARVUE_GT1 | G1 | Houston | YES | -0.16753 | 15 | 0 | 15 |  | 1.021 | Cogen | -1 | 0.29422 | 0 | 0 |  |  | 0 | 0 | -0.29422 | 0
48581 | CBY_GN1_1 | 1 | Houston | YES | -0.1685 | 595.2 | 108 | 744 | 0 | 1.0435 | GSC | -1 | 0.29519 | 744 | 744 |  |  | -125.3633 | 744 | -0.29519 | -219.6198
48690 | GBY_GN5_5 | 5 | Houston | YES | -0.16925 | 318.4 | 81 | 398 |  | 1.0362 | GSC | -1 | 0.29594 | 398 | 398 |  |  | -67.3603 | 398 | -0.29594 | -117.7825
48583 | CBY_GT4_1 | 1 | Houston | YES | -0.17033 | 172 | 0 | 172 | 0 | 1.027 | GSC | -1 | 0.29702 | 172 | 172 |  |  | -29.2964 | 172 | -0.29702 | -51.0869
48584 | CBY_GT4_2 | 2 | Houston | YES | -0.17033 | 172 | 0 | 172 | 0 | 1.027 | CC | -1 | 0.29702 | 172 | 172 |  |  | -29.2964 | 172 | -0.29702 | -51.0869
48585 | CBY_ST4_1 | 3 | Houston | YES | -0.17033 | 172 | 0 | 172 | 0 | 1.027 | CC | -1 | 0.29702 | 172 | 172 |  |  | -29.2964 | 172 | -0.29702 | -51.0869
48595 | BTE_GT2_8075 | 1 | Houston | YES | -0.17275 | 162.8 | 130 | 162.8 | 0 | 1.0261 | CC | -1 | 0.29944 | 162.8 | 162.8 |  |  | -28.1245 | 162.8 | -0.29944 | -48.7495
48596 | BTE_GT3_8045 | 2 | Houston | YES | -0.17275 | 161.4 | 130 | 161.4 | 0 | 1.0261 | CC | -1 | 0.29944 | 161.4 | 161.4 |  |  | -27.8827 | 161.4 | -0.29944 | -48.3302
48597 | BTE_GT4_8055 | 3 | Houston | YES | -0.17275 | 158.9 | 130 | 158.9 | 0 | 1.0261 | CC | -1 | 0.29944 | 158.9 | 158.9 |  |  | -27.4508 | 158.9 | -0.29944 | -47.5816
48598 | BTE_ST1_8070 | 4 | Houston | YES | -0.17275 | 269.2 | 60 | 269.2 | 0 | 1.0261 | CC | -1 | 0.29944 | 269.2 | 269.2 |  |  | -46.5056 | 269.2 | -0.29944 | -80.6103
48591 | CHE_GT2_5030 | 2 | Houston | YES | -0.18892 | 173 | 50 | 173 |  | 1.029 | Cogen | -1 | 0.3156 | 0 | 0 |  |  | 0 | 0 | -0.3156 | 0
48811 | CVC_GT3_5045 | 3 | Houston | YES | -0.18892 | 156 | 91.8 | 156 | 0 | 1.029 | Cogen | -1 | 0.3156 | 0 | 0 |  |  | 0 | 0 | -0.3156 | 0
48812 | CVC_GT2_5020 | 2 | Houston | YES | -0.18892 | 158 | 91.8 | 158 | 0 | 1.029 | Cogen | -1 | 0.3156 | 0 | 0 |  |  | 0 | 0 | -0.3156 | 0
48813 | CVC_GT1_5035 | 1 | Houston | YES | -0.18892 | 160 | 91.8 | 160 | 0 | 1.029 | Cogen | -1 | 0.3156 | 0 | 0 |  |  | 0 | 0 | -0.3156 | 0
48814 | CVC_ST5_5040 | 1 | Houston | YES | -0.18892 | 162 | 91.8 | 162 | 0 | 1.029 | Cogen | -1 | 0.3156 | 0 | 0 |  |  | 0 | 0 | -0.3156 | 0
Note on AL4: Zonal Cap - Zonal Impact

## Distributed Slack - Inc
Number of Bus | Name of Bus | ID | Area Name of Gen | AGC | P Sensitivity of Bus | Gen MW | Min MW | Max MW | V Sensitivity of Bus | Set Volt | Tech Type | Zone Impact | Zone Correlation | Inc Max | Dec Max | Souce S.F. Weighting | Souce Capacity | Sink S.F. Weighting | Sink Capacity | PTDF Calc | PTDF Weighting | Cumulative Share of Zonal Cap | Cumulative Share of Zonal Impact | Cont_ Singleton to Wharton and Singleton to Obrien OL_ Roans to Kuykendal |  | i_PTDF_INC_pt | 387 |  | CBE_ST34 | Unit at max
48591 | CHE_GT2_5030 | 2 | Houston | YES | -0.18892 | 173 | 50 | 173 |  | 1.029 | Cogen | -1 | 0.3156 | 0 | 0 |  |  | 0 | 0 | -0.3156 | 0 | 0 | 0 |  |  | i_10pctunit | 14 |  | 169 | # units @ max
48811 | CVC_GT3_5045 | 3 | Houston | YES | -0.18892 | 156 | 91.8 | 156 | 0 | 1.029 | Cogen | -1 | 0.3156 | 0 | 0 |  |  | 0 | 0 | -0.3156 | 0 | 0 | 0 | [5 empty] | 0.13736 | delta max
48812 | CVC_GT2_5020 | 2 | Houston | YES | -0.18892 | 158 | 91.8 | 158 | 0 | 1.029 | Cogen | -1 | 0.3156 | 0 | 0 |  |  | 0 | 0 | -0.3156 | 0 | 0 | 0 | [5 empty] | Delta
48813 | CVC_GT1_5035 | 1 | Houston | YES | -0.18892 | 160 | 91.8 | 160 | 0 | 1.029 | Cogen | -1 | 0.3156 | 0 | 0 |  |  | 0 | 0 | -0.3156 | 0 | 0 | 0 | Weighted Shift Factors |  |  |  | 1 | 0
48814 | CVC_ST5_5040 | 1 | Houston | YES | -0.18892 | 162 | 91.8 | 162 | 0 | 1.029 | Cogen | -1 | 0.3156 | 0 | 0 |  |  | 0 | 0 | -0.3156 | 0 | 0 | 0 | North | 0.12669 |  |  | 2 | 0
48595 | BTE_GT2_8075 | 1 | Houston | YES | -0.17275 | 162.8 | 130 | 162.8 | 0 | 1.0261 | CC | -1 | 0.29944 | 162.8 | 162.8 |  |  | -28.1245 | 162.8 | -0.29944 | -48.7495 | 0.0076915 | 0.010984 | Houston | -0.15363 |  |  | 3 | 0
48596 | BTE_GT3_8045 | 2 | Houston | YES | -0.17275 | 161.4 | 130 | 161.4 | 0 | 1.0261 | CC | -1 | 0.29944 | 161.4 | 161.4 |  |  | -27.8827 | 161.4 | -0.29944 | -48.3302 | 0.015317 | 0.021873 |  |  |  |  | 4 | 0
48597 | BTE_GT4_8055 | 3 | Houston | YES | -0.17275 | 158.9 | 130 | 158.9 | 0 | 1.0261 | CC | -1 | 0.29944 | 158.9 | 158.9 |  |  | -27.4508 | 158.9 | -0.29944 | -47.5816 | 0.022824 | 0.032593 |  |  |  |  | 5 | 0
48598 | BTE_ST1_8070 | 4 | Houston | YES | -0.17275 | 269.2 | 60 | 269.2 | 0 | 1.0261 | CC | -1 | 0.29944 | 269.2 | 269.2 |  |  | -46.5056 | 269.2 | -0.29944 | -80.6103 | 0.035543 | 0.050755 |  |  |  |  | 6 | 0.0032921
48583 | CBY_GT4_1 | 1 | Houston | YES | -0.17033 | 172 | 0 | 172 | 0 | 1.027 | GSC | -1 | 0.29702 | 172 | 172 |  |  | -29.2964 | 172 | -0.29702 | -51.0869 | 0.043669 | 0.062265 |  |  |  |  | 7 | 0.0065558
48584 | CBY_GT4_2 | 2 | Houston | YES | -0.17033 | 172 | 0 | 172 | 0 | 1.027 | CC | -1 | 0.29702 | 172 | 172 |  |  | -29.2964 | 172 | -0.29702 | -51.0869 | 0.051795 | 0.073776 |  |  |  |  | 8 | 0.009769
48585 | CBY_ST4_1 | 3 | Houston | YES | -0.17033 | 172 | 0 | 172 | 0 | 1.027 | CC | -1 | 0.29702 | 172 | 172 |  |  | -29.2964 | 172 | -0.29702 | -51.0869 | 0.059921 | 0.085286 |  |  |  |  | 9 | 0.015213
48690 | GBY_GN5_5 | 5 | Houston | YES | -0.16925 | 318.4 | 81 | 398 |  | 1.0362 | GSC | -1 | 0.29594 | 398 | 398 |  |  | -67.3603 | 398 | -0.29594 | -117.7825 | 0.078725 | 0.11182 |  |  |  |  | 10 | 0.018597
48581 | CBY_GN1_1 | 1 | Houston | YES | -0.1685 | 595.2 | 108 | 744 | 0 | 1.0435 | GSC | -1 | 0.29519 | 744 | 744 |  |  | -125.3633 | 744 | -0.29519 | -219.6198 | 0.11387 | 0.1613 |  |  |  |  | 11 | 0.021981
48940 | WARVUE_GT1 | G1 | Houston | YES | -0.16753 | 15 | 0 | 15 |  | 1.021 | Cogen | -1 | 0.29422 | 0 | 0 |  |  | 0 | 0 | -0.29422 | 0 | 0.11387 | 0.1613 |  |  |  |  | 12 | 0.025365
49803 | EXN_15GT | 1 | Houston | YES | -0.16672 | 33 | 8.3 | 34 |  | 1.0326 | Cogen | -1 | 0.29341 | 0 | 0 |  |  | 0 | 0 | -0.29341 | 0 | 0.11387 | 0.1613 |  |  |  |  | 13 | 0.033098
49804 | EXN_16GT | 2 | Houston | YES | -0.16672 | 32 | 8.3 | 34.7 |  | 1.0326 | Cogen | -1 | 0.29341 | 0 | 0 |  |  | 0 | 0 | -0.29341 | 0 | 0.11387 | 0.1613 |  |  |  |  | 14 | 0.04743
49805 | EXN_17GT | 3 | Houston | YES | -0.16672 | 31 | 8.3 | 32.7 |  | 1.0326 | Cogen | -1 | 0.29341 | 0 | 0 |  |  | 0 | 0 | -0.29341 | 0 | 0.11387 | 0.1613 |  |  |  |  | 15 | 0.04743
49826 | EXN938GT | 5 | Houston | YES | -0.16672 | 43 | 9.2 | 45.9 |  | 1.0326 | Cogen | -1 | 0.29341 | 0 | 0 |  |  | 0 | 0 | -0.29341 | 0 | 0.11387 | 0.1613 |  |  |  |  | 16 | 0.04743
49828 | EXN941GT | 10 | Houston | YES | -0.16672 | 17.7 | 5.4 | 17.7 | 0 | 1.0326 | Cogen | -1 | 0.29341 | 0 | 0 |  |  | 0 | 0 | -0.29341 | 0 | 0.11387 | 0.1613 |  |  |  |  | 17 | 0.04743
49829 | EXN942GT | 11 | Houston | YES | -0.16672 | 20 | 5.4 | 20.4 | 0 | 1.0326 | Cogen | -1 | 0.29341 | 0 | 0 |  |  | 0 | 0 | -0.29341 | 0 | 0.11387 | 0.1613 |  |  |  |  | 18 | 0.04743
49830 | EXN943GT | 12 | Houston | YES | -0.16672 | 19 | 5.4 | 19.9 | 0 | 1.0326 | Cogen | -1 | 0.29341 | 0 | 0 |  |  | 0 | 0 | -0.29341 | 0 | 0.11387 | 0.1613 |  |  |  |  | 19 | 0.04743
49831 | EXN944GT | 13 | Houston | YES | -0.16672 | 33 | 5.4 | 35 | 0 | 1.0326 | Cogen | -1 | 0.29341 | 0 | 0 |  |  | 0 | 0 | -0.29341 | 0 | 0.11387 | 0.1613 |  |  |  |  | 20 | 0.04743
49832 | EXN945GT | 9 | Houston | YES | -0.16672 | 18.5 | 9.2 | 18.5 |  | 1.0326 | Cogen | -1 | 0.29341 | 0 | 0 |  |  | 0 | 0 | -0.29341 | 0 | 0.11387 | 0.1613 |  |  |  |  | 21 | 0.04743
49837 | EXN_GT | 4 | Houston | YES | -0.16672 | 81 | 21.3 | 85.4 |  | 1.0326 | Cogen | -1 | 0.29341 | 0 | 0 |  |  | 0 | 0 | -0.29341 | 0 | 0.11387 | 0.1613 |  |  |  |  | 22 | 0.04743
49838 | EXN_14GT | 14 | Houston | YES | -0.16672 | 140 | 0 | 148 |  | 1.0326 | Cogen | -1 | 0.29341 | 0 | 0 |  |  | 0 | 0 | -0.29341 | 0 | 0.11387 | 0.1613 |  |  |  |  | 23 | 0.04743
48651 | EP_1_2 | 1 | Houston | YES | -0.16664 | 4 | 0 | 5 | 0 | 1.0362 | Cogen | -1 | 0.29333 | 0 | 0 |  |  | 0 | 0 | -0.29333 | 0 | 0.11387 | 0.1613 |  |  |  |  | 24 | 0.04743
48651 | EP_1_2 | 2 | Houston | YES | -0.16664 | 17.7 | 10 | 21 | 0 | 1.0362 | Cogen | -1 | 0.29333 | 0 | 0 |  |  | 0 | 0 | -0.29333 | 0 | 0.11387 | 0.1613 |  |  |  |  | 25 | 0.04743
48582 | CBY_GN2_2 | 2 | Houston | YES | -0.16661 | 596.8 | 110 | 746 | 0 | 1.0435 | GSC | -1 | 0.2933 | 746 | 746 |  |  | -124.2926 | 746 | -0.2933 | -218.8025 | 0.14912 | 0.2106 |  |  |  |  | 26 | 0.04743
48815 | CVC_GT4_8005 | 4 | Houston | YES | -0.16654 | 165 | 91.8 | 165 |  | 1.0362 | Cogen | -1 | 0.29323 | 0 | 0 |  |  | 0 | 0 | -0.29323 | 0 | 0.14912 | 0.2106 |  |  |  |  | 27 | 0.04743
48791 | PSA_GT1_8160 | 1 | Houston | YES | -0.16596 | 52 | 20.8 | 65 | 0 | 1.0362 | Cogen | -1 | 0.29265 | 0 | 0 |  |  | 0 | 0 | -0.29265 | 0 | 0.14912 | 0.2106 |  |  |  |  | 28 | 0.04743
48792 | PSA_GT2_8155 | 2 | Houston | YES | -0.16596 | 52.8 | 20.3 | 66 | 0 | 1.0362 | Cogen | -1 | 0.29265 | 0 | 0 |  |  | 0 | 0 | -0.29265 | 0 | 0.14912 | 0.2106 |  |  |  |  | 29 | 0.061482
48793 | PSA_GT3_8150 | 3 | Houston | YES | -0.16596 | 56 | 20.3 | 70 | 0 | 1.0362 | Cogen | -1 | 0.29265 | 0 | 0 |  |  | 0 | 0 | -0.29265 | 0 | 0.14912 | 0.2106 |  |  |  |  | 30 | 0.061482
48794 | PSA_GT4_8145 | 4 | Houston | YES | -0.16596 | 52.8 | 20.3 | 66 | 0 | 1.0362 | Cogen | -1 | 0.29265 | 0 | 0 |  |  | 0 | 0 | -0.29265 | 0 | 0.14912 | 0.2106 |  |  |  |  | 31 | 0.061482
48795 | PSA_GT5_8140 | 5 | Houston | YES | -0.16596 | 51.2 | 20.3 | 64 | 0 | 1.0362 | Cogen | -1 | 0.29265 | 0 | 0 |  |  | 0 | 0 | -0.29265 | 0 | 0.14912 | 0.2106 |  |  |  |  | 32 | 0.061482
48796 | PSA_GN1_8165 | 1 | Houston | YES | -0.16596 | 83.2 | 43.1 | 104 | 0 | 1.0362 | Cogen | -1 | 0.29265 | 0 | 0 |  |  | 0 | 0 | -0.29265 | 0 | 0.14912 | 0.2106 |  |  |  |  | 33 | 0.061482
48797 | PSA_GT6_8135 | 6 | Houston | YES | -0.16596 | 47.2 | 34.5 | 59 | 0 | 1.0362 | Cogen | -1 | 0.29265 | 0 | 0 |  |  | 0 | 0 | -0.29265 | 0 | 0.14912 | 0.2106 |  |  |  |  | 34 | 0.061482
48511 | LPE_GT1_8070 | 1 | Houston | YES | -0.16317 | 42 | 0 | 42 | 0 | 1.0362 | GGT | -1 | 0.28986 | 42 | 42 |  |  | -6.8532 | 42 | -0.28986 | -12.1741 | 0.1511 | 0.21335 |  |  |  |  | 35 | 0.061482
48512 | LPE_GT2_8075 | 2 | Houston | YES | -0.16317 | 42 | 0 | 42 | 0 | 1.0362 | GGT | -1 | 0.28986 | 42 | 42 |  |  | -6.8532 | 42 | -0.28986 | -12.1741 | 0.15309 | 0.21609 |  |  |  |  | 36 | 0.061482
48513 | LPE_GT3_8080 | 3 | Houston | YES | -0.16317 | 39 | 0 | 39 | 0 | 1.0362 | GGT | -1 | 0.28986 | 39 | 39 |  |  | -6.3637 | 39 | -0.28986 | -11.3045 | 0.15493 | 0.21863 |  |  |  |  | 37 | 0.061482
48514 | LPE_GT4_8085 | 4 | Houston | YES | -0.16317 | 39 | 0 | 39 | 0 | 1.0362 | GGT | -1 | 0.28986 | 39 | 39 |  |  | -6.3637 | 39 | -0.28986 | -11.3045 | 0.15677 | 0.22118 |  |  |  |  | 38 | 0.062241
48593 | CHE_GT1_8015 | 1 | Houston | YES | -0.16185 | 173 | 50 | 173 | 0 | 1.0362 | Cogen | -1 | 0.28854 | 0 | 0 |  |  | 0 | 0 | -0.28854 | 0 | 0.15677 | 0.22118 |  |  |  |  | 39 | 0.063
48594 | CHE_GN4_8025 | 4 | Houston | YES | -0.16185 | 142 | 60 | 142 | 0 | 1.0362 | Cogen | -1 | 0.28854 | 0 | 0 |  |  | 0 | 0 | -0.28854 | 0 | 0.15677 | 0.22118 |  |  |  |  | 40 | 0.063704
48820 | SHELLG1_3015 | 1 | Houston | YES | -0.16167 | 71 | 34.5 | 71 |  | 1.029 | Cogen | -1 | 0.28836 | 0 | 0 |  |  | 0 | 0 | -0.28836 | 0 | 0.15677 | 0.22118 |  |  |  |  | 41 | 0.064408
48821 | SHELLG2 | 2 | Houston | YES | -0.16167 | 72 | 34.5 | 72 |  | 1.029 | Cogen | -1 | 0.28836 | 0 | 0 |  |  | 0 | 0 | -0.28836 | 0 | 0.15677 | 0.22118 |  |  |  |  | 42 | 0.064408
48822 | SHELLG3_3020 | 2 | Houston | YES | -0.16167 | 30 | 0 | 30 |  | 1.029 | Cogen | -1 | 0.28836 | 0 | 0 |  |  | 0 | 0 | -0.28836 | 0 | 0.15677 | 0.22118 |  |  |  |  | 43 | 0.064408
48822 | SHELLG3_3020 | 1 | Houston | YES | -0.16167 | 39 | 0 | 39 |  | 1.029 | Cogen | -1 | 0.28836 | 0 | 0 |  |  | 0 | 0 | -0.28836 | 0 | 0.15677 | 0.22118 |  |  |  |  | 44 | 0.064408
48500 | APD_GT1_8005 | 1 | Houston | YES | -0.16124 | 137.6 | 54.6 | 137.6 | 0 | 1.0362 | Cogen | -1 | 0.28793 | 0 | 0 |  |  | 0 | 0 | -0.28793 | 0 | 0.15677 | 0.22118 |  |  |  |  | 45 | 0.064408
48641 | DPEC_GT15040 | 1 | Houston | YES | -0.16109 | 163.2 | 98 | 163.2 | 0 | 1.0319 | CC | -1 | 0.28778 | 163.2 | 163.2 |  |  | -26.2897 | 163.2 | -0.28778 | -46.9654 | 0.16448 | 0.23176 |  |  |  |  | 46 | 0.064408
48642 | DPEC_GT25025 | 2 | Houston | YES | -0.16109 | 157.1 | 98 | 157.1 | 0 | 1.0319 | CC | -1 | 0.28778 | 157.1 | 157.1 |  |  | -25.3071 | 157.1 | -0.28778 | -45.2099 | 0.17191 | 0.24195 |  |  |  |  | 47 | 0.064408
48643 | DPEC_GT35010 | 3 | Houston | YES | -0.16109 | 157.5 | 98 | 157.5 | 0 | 1.0319 | CC | -1 | 0.28778 | 157.5 | 157.5 |  |  | -25.3715 | 157.5 | -0.28778 | -45.325 | 0.17935 | 0.25216 |  |  |  |  | 48 | 0.064408
48644 | DPEC_GT45070 | 4 | Houston | YES | -0.16109 | 157 | 98 | 157 | 0 | 1.0319 | CC | -1 | 0.28778 | 157 | 157 |  |  | -25.291 | 157 | -0.28778 | -45.1811 | 0.18676 | 0.26234 |  |  |  |  | 49 | 0.06728
48645 | DPEC_ST55065 | 5 | Houston | YES | -0.16109 | 282 | 0 | 282 | 0 | 1.0319 | CC | -1 | 0.28778 | 282 | 282 |  |  | -45.4271 | 282 | -0.28778 | -81.1534 | 0.20009 | 0.28063 |  |  |  |  | 50 | 0.070043
48740 | PSG_GN2_8050 | 1 | Houston | YES | -0.16079 | 182 | 60 | 182 | 0 | 1.0326 | Cogen | -1 | 0.28747 | 0 | 0 |  |  | 0 | 0 | -0.28747 | 0 | 0.20009 | 0.28063 |  |  |  |  | 51 | 0.072814
48741 | PSG_GT2_8040 | 1 | Houston | YES | -0.16079 | 158.6 | 50 | 158.6 | 0 | 1.0326 | Cogen | -1 | 0.28747 | 0 | 0 |  |  | 0 | 0 | -0.28747 | 0 | 0.20009 | 0.28063 |  |  |  |  | 52 | 0.075576
48742 | PSG_GT3_8060 | 1 | Houston | YES | -0.16079 | 157 | 50 | 157 | 0 | 1.0326 | Cogen | -1 | 0.28747 | 0 | 0 |  |  | 0 | 0 | -0.28747 | 0 | 0.20009 | 0.28063 |  |  |  |  | 53 | 0.080538
48854 | SRB_GN4_4 | 4 | Houston | YES | -0.16078 | 182.4 | 35 | 228 | 0 | 1.0326 | GST | -1 | 0.28747 | 228 | 228 |  |  | -36.6583 | 228 | -0.28747 | -65.5434 | 0.21086 | 0.29539 |  |  |  |  | 54 | 0.080538
48611 | DIB_GT1_8080 | 1 | Houston | YES | -0.16076 | 64 | 0 | 64 | 0 | 1.0326 | Cogen | -1 | 0.28745 | 0 | 0 |  |  | 0 | 0 | -0.28745 | 0 | 0.21086 | 0.29539 |  |  |  |  | 55 | 0.080538
48612 | DIB_GT2_8075 | 2 | Houston | YES | -0.16076 | 63.2 | 0 | 63.2 | 0 | 1.0326 | Cogen | -1 | 0.28745 | 0 | 0 |  |  | 0 | 0 | -0.28745 | 0 | 0.21086 | 0.29539 |  |  |  |  | 56 | 0.080538
48613 | DIB_ST1_8085 | 3 | Houston | YES | -0.16076 | 67.9 | 30 | 82.6 | 0 | 1.0326 | Cogen | -1 | 0.28745 | 0 | 0 |  |  | 0 | 0 | -0.28745 | 0 | 0.21086 | 0.29539 |  |  |  |  | 57 | 0.084533
48614 | DIB_GT3_8090 | 4 | Houston | YES | -0.16076 | 73.6 | 15 | 73.6 | 0 | 1.0326 | Cogen | -1 | 0.28745 | 0 | 0 |  |  | 0 | 0 | -0.28745 | 0 | 0.21086 | 0.29539 |  |  |  |  | 58 | 0.084533
48845 | SOL_GT1 | 1 | Houston | YES | -0.16075 | 16.2 | 15.4 | 16.2 |  | 1.0326 | Solar | -1 | 0.28744 | 16.2 | 16.2 |  |  | -2.6042 | 16.2 | -0.28744 | -4.6565 | 0.21163 | 0.29644 |  |  |  |  | 59 | 0.084533
48853 | SRB_GN3_3 | 3 | Houston | YES | -0.16074 | 170.4 | 35 | 213 |  | 1.0326 | GST | -1 | 0.28743 | 213 | 213 |  |  | -34.2374 | 213 | -0.28743 | -61.2221 | 0.22169 | 0.31024 |  |  |  |  | 60 | 0.084533
48551 | CAL_GT1_8045 | 1 | Houston | YES | -0.16062 | 149 | 0 | 149 | 0 | 1.0326 | Cogen | -1 | 0.2873 | 0 | 0 |  |  | 0 | 0 | -0.2873 | 0 | 0.22169 | 0.31024 |  |  |  |  | 61 | 0.084533
48552 | CAL_ST1_8000 | 2 | Houston | YES | -0.16062 | 65.1 | 0 | 65.1 | 0 | 1.0326 | Cogen | -1 | 0.2873 | 0 | 0 |  |  | 0 | 0 | -0.2873 | 0 | 0.22169 | 0.31024 |  |  |  |  | 62 | 0.084817
48851 | SRB_GN1_1 | 1 | Houston | YES | -0.16058 | 132 | 26 | 165 | 0 | 1.0217 | GST | -1 | 0.28726 | 165 | 165 |  |  | -26.495 | 165 | -0.28726 | -47.3987 | 0.22948 | 0.32092 |  |  |  |  | 63 | 0.088547
48852 | SRB_GN2_2 | 2 | Houston | YES | -0.16053 | 140.8 | 26 | 176 | 0 | 1.0217 | GST | -1 | 0.28722 | 176 | 176 |  |  | -28.2529 | 176 | -0.28722 | -50.5502 | 0.2378 | 0.3323 |  |  |  |  | 64 | 0.088547
48855 | SRB_GT211035 | B1 | Houston | YES | -0.16049 | 0 | 0 | 18 |  | 1.014 | GGT | -1 | 0.28718 | 18 | 18 |  |  | -2.8889 | 18 | -0.28718 | -5.1693 | 0.23865 | 0.33347 |  |  |  |  | 65 | 0.088547
48855 | SRB_GT211035 | B2 | Houston | YES | -0.16049 | 0 | 0 | 12 |  | 1.014 | GGT | -1 | 0.28718 | 12 | 12 |  |  | -1.9259 | 12 | -0.28718 | -3.4462 | 0.23922 | 0.33425 |  |  |  |  | 66 | 0.091431
48761 | PR_GT1__9040 | 1 | Houston | YES | -0.15977 | 26 | 0 | 35 |  | 1 | Cogen | -1 | 0.28646 | 0 | 0 |  |  | 0 | 0 | -0.28646 | 0 | 0.23922 | 0.33425 |  |  |  |  | 67 | 0.094505
48841 | SJS_GT1_GT1 | 1 | Houston | YES | -0.15872 | 62.4 | 49 | 78 | 0 | 1.0362 | Cogen | -1 | 0.2854 | 0 | 0 |  |  | 0 | 0 | -0.2854 | 0 | 0.23922 | 0.33425 |  |  |  |  | 68 | 0.09482
48842 | SJS_GT2_GT2 | 2 | Houston | YES | -0.15872 | 64.8 | 49 | 81 | 0 | 1.0362 | Cogen | -1 | 0.2854 | 0 | 0 |  |  | 0 | 0 | -0.2854 | 0 | 0.23922 | 0.33425 |  |  |  |  | 69 | 0.095029
48531 | BYU_GT1_8075 | 1 | Houston | YES | -0.15663 | 65 | 0 | 65 |  | 1.0362 | Cogen | -1 | 0.28332 | 0 | 0 |  |  | 0 | 0 | -0.28332 | 0 | 0.23922 | 0.33425 |  |  |  |  | 70 | 0.095029
48532 | BYU_GT2_8055 | 2 | Houston | YES | -0.15663 | 62 | 0 | 62 |  | 1.0362 | Cogen | -1 | 0.28332 | 0 | 0 |  |  | 0 | 0 | -0.28332 | 0 | 0.23922 | 0.33425 |  |  |  |  | 71 | 0.095029
48533 | BYU_GT3_8060 | 3 | Houston | YES | -0.15663 | 67 | 0 | 67 |  | 1.0362 | Cogen | -1 | 0.28332 | 0 | 0 |  |  | 0 | 0 | -0.28332 | 0 | 0.23922 | 0.33425 |  |  |  |  | 72 | 0.095029
48534 | BYU_GT4_8065 | 4 | Houston | YES | -0.15663 | 65 | 0 | 65 |  | 1.0362 | Cogen | -1 | 0.28332 | 0 | 0 |  |  | 0 | 0 | -0.28332 | 0 | 0.23922 | 0.33425 |  |  |  |  | 73 | 0.095029
48561 | CTL_GT2_8130 | 1 | Houston | YES | -0.15544 | 73.5 | 30.3 | 91.9 |  | 1.0362 | Cogen | -1 | 0.28213 | 0 | 0 |  |  | 0 | 0 | -0.28213 | 0 | 0.23922 | 0.33425 |  |  |  |  | 74 | 0.095029
48562 | CTL_GT3_8135 | 2 | Houston | YES | -0.15544 | 70.1 | 30.3 | 87.6 |  | 1.0362 | Cogen | -1 | 0.28213 | 0 | 0 |  |  | 0 | 0 | -0.28213 | 0 | 0.23922 | 0.33425 |  |  |  |  | 75 | 0.095029
48563 | CTL_GT4_8140 | 3 | Houston | YES | -0.15544 | 69.6 | 30.3 | 87 |  | 1.0362 | Cogen | -1 | 0.28213 | 0 | 0 |  |  | 0 | 0 | -0.28213 | 0 | 0.23922 | 0.33425 |  |  |  |  | 76 | 0.095029
48564 | CTL_GN1_8145 | 4 | Houston | YES | -0.15544 | 43.6 | 12.9 | 54.5 |  | 1.0362 | Cogen | -1 | 0.28213 | 0 | 0 |  |  | 0 | 0 | -0.28213 | 0 | 0.23922 | 0.33425 |  |  |  |  | 77 | 0.095029
48565 | CTL_GN2_8155 | 5 | Houston | YES | -0.15544 | 9.8 | 3.4 | 12.2 |  | 1.0362 | Cogen | -1 | 0.28213 | 0 | 0 |  |  | 0 | 0 | -0.28213 | 0 | 0.23922 | 0.33425 |  |  |  |  | 78 | 0.095029
48885 | THW_5152 | B | Houston | YES | -0.15491 | 47.2 | 5 | 59 |  | 1.0319 | GGT | -1 | 0.2816 | 59 | 59 |  |  | -9.1397 | 59 | -0.2816 | -16.6144 | 0.242 | 0.33799 |  |  |  |  | 79 | 0.095029
48885 | THW_5152 | A | Houston | YES | -0.15491 | 46.4 | 5 | 58 |  | 1.0319 | GGT | -1 | 0.2816 | 58 | 58 |  |  | -8.9848 | 58 | -0.2816 | -16.3328 | 0.24474 | 0.34167 |  |  |  |  | 80 | 0.095029
48886 | THW_5354 | D | Houston | YES | -0.15491 | 46.4 | 5 | 58 |  | 1.0319 | GGT | -1 | 0.2816 | 58 | 58 |  |  | -8.9848 | 58 | -0.2816 | -16.3328 | 0.24748 | 0.34535 |  |  |  |  | 81 | 0.095029
48886 | THW_5354 | C | Houston | YES | -0.15491 | 45.6 | 5 | 57 |  | 1.0319 | GGT | -1 | 0.2816 | 57 | 57 |  |  | -8.8299 | 57 | -0.2816 | -16.0512 | 0.25018 | 0.34896 |  |  |  |  | 82 | 0.095985
48887 | THW_5556 | E | Houston | YES | -0.15491 | 47.2 | 5 | 59 |  | 1.0319 | GGT | -1 | 0.2816 | 59 | 59 |  |  | -9.1397 | 59 | -0.2816 | -16.6144 | 0.25296 | 0.35271 |  |  |  |  | 83 | 0.096925
48887 | THW_5556 | F | Houston | YES | -0.15491 | 45.6 | 5 | 57 |  | 1.0319 | GGT | -1 | 0.2816 | 57 | 57 |  |  | -8.8299 | 57 | -0.2816 | -16.0512 | 0.25566 | 0.35632 |  |  |  |  | 84 | 0.097864
48772 | PHR_GN2_2 | MB | Houston | YES | -0.15276 | 0 | 72 | 459 |  | 1.0362 | GSC | -1 | 0.27944 | 0 | 0 |  |  | 0 | 0 | -0.27944 | 0 | 0.25566 | 0.35632 |  |  |  |  | 85 | 0.098788
48691 | GBY_73741085 | B | Houston | YES | -0.15152 | 37.6 | 20 | 47 | 0 | 1.0362 | GGT | -1 | 0.27821 | 47 | 47 |  |  | -7.1217 | 47 | -0.27821 | -13.0761 | 0.25788 | 0.35927 |  |  |  |  | 86 | 0.099744
48691 | GBY_73741085 | A | Houston | YES | -0.15152 | 37.6 | 20 | 47 | 0 | 1.0362 | GGT | -1 | 0.27821 | 47 | 47 |  |  | -7.1217 | 47 | -0.27821 | -13.0761 | 0.2601 | 0.36222 |  |  |  |  | 87 | 0.10067
48692 | GBY_81821075 | D | Houston | YES | -0.15152 | 44 | 20 | 55 | 0 | 1.0362 | GGT | -1 | 0.27821 | 55 | 55 |  |  | -8.3339 | 55 | -0.27821 | -15.3018 | 0.2627 | 0.36566 |  |  |  |  | 88 | 0.10067
48692 | GBY_81821075 | C | Houston | YES | -0.15152 | 37.6 | 20 | 47 | 0 | 1.0362 | GGT | -1 | 0.27821 | 47 | 47 |  |  | -7.1217 | 47 | -0.27821 | -13.0761 | 0.26492 | 0.36861 |  |  |  |  | 89 | 0.10139
48693 | GBY_83841065 | F | Houston | YES | -0.15152 | 43.2 | 20 | 54 | 0 | 1.0362 | GGT | -1 | 0.27821 | 54 | 54 |  |  | -8.1823 | 54 | -0.27821 | -15.0235 | 0.26747 | 0.372 |  |  |  |  | 90 | 0.10212
48693 | GBY_83841065 | E | Houston | YES | -0.15152 | 45.6 | 20 | 57 | 0 | 1.0362 | GGT | -1 | 0.27821 | 57 | 57 |  |  | -8.6369 | 57 | -0.27821 | -15.8582 | 0.27016 | 0.37557 |  |  |  |  | 91 | 0.10297
48883 | THW_GT1_GT_1 | B2 | Houston | YES | -0.15016 | 0 | 0 | 12 |  | 1.043 | GGT | -1 | 0.27684 | 12 | 12 |  |  | -1.8019 | 12 | -0.27684 | -3.3221 | 0.27073 | 0.37632 |  |  |  |  | 92 | 0.10369
38580 | TNBP_CGN1_8 | 1 | Houston | YES | -0.1485 | 70.8 | 0 | 70.8 | 0 | 1.005 | Cogen | -1 | 0.27519 | 0 | 0 |  |  | 0 | 0 | -0.27519 | 0 | 0.27073 | 0.37632 |  |  |  |  | 93 | 0.10453
38590 | TNBP_CGN2_8 | 2 | Houston | YES | -0.1485 | 66.7 | 0 | 66.7 | 0 | 1.005 | Cogen | -1 | 0.27519 | 0 | 0 |  |  | 0 | 0 | -0.27519 | 0 | 0.27073 | 0.37632 |  |  |  |  | 94 | 0.10541
38600 | TNBP_CGN3_8 | 5 | Houston | YES | -0.1485 | 53 | 0 | 53 | 0 | 1.005 | Cogen | -1 | 0.27519 | 0 | 0 |  |  | 0 | 0 | -0.27519 | 0 | 0.27073 | 0.37632 |  |  |  |  | 95 | 0.10559
38611 | TNBPAMCG1_8 | 1 | Houston | YES | -0.1485 | 153.2 | 0 | 153.2 | 0 | 1.005 | Cogen | -1 | 0.27519 | 0 | 0 |  |  | 0 | 0 | -0.27519 | 0 | 0.27073 | 0.37632 |  |  |  |  | 96 | 0.10559
38612 | TNBPAMCG2_8 | 2 | Houston | YES | -0.1485 | 153.5 | 0 | 153.5 | 0 | 1.005 | Cogen | -1 | 0.27519 | 0 | 0 |  |  | 0 | 0 | -0.27519 | 0 | 0.27073 | 0.37632 |  |  |  |  | 97 | 0.10559
38613 | TNBPAMCG3_8 | 3 | Houston | YES | -0.1485 | 152.3 | 0 | 152.3 | 0 | 1.005 | Cogen | -1 | 0.27519 | 0 | 0 |  |  | 0 | 0 | -0.27519 | 0 | 0.27073 | 0.37632 |  |  |  |  | 98 | 0.10559
38614 | TNBPAMCG4_8 | 4 | Houston | YES | -0.1485 | 96 | 0 | 96 |  | 1.005 | Cogen | -1 | 0.27519 | 0 | 0 |  |  | 0 | 0 | -0.27519 | 0 | 0.27073 | 0.37632 |  |  |  |  | 99 | 0.10559
38615 | TNBPAMCG5_8 | 1 | Houston | YES | -0.1485 | 244 | 0 | 244 | 0 | 1.005 | Cogen | -1 | 0.27519 | 0 | 0 |  |  | 0 | 0 | -0.27519 | 0 | 0.27073 | 0.37632 |  |  |  |  | 100 | 0.10559
38690 | TNBP_CGN4_8 | 3 | Houston | YES | -0.1485 | 40 | 0 | 40 |  | 1.005 | Cogen | -1 | 0.27519 | 0 | 0 |  |  | 0 | 0 | -0.27519 | 0 | 0.27073 | 0.37632 |  |  |  |  | 101 | 0.10559
38711 | TNTXCTY1CG8 | 1 | Houston | YES | -0.1485 | 100.3 | 59 | 100.3 | 0 | 1 | Cogen | -1 | 0.27519 | 0 | 0 |  |  | 0 | 0 | -0.27519 | 0 | 0.27073 | 0.37632 |  |  |  |  | 102 | 0.10559
38712 | TNTXCTY2CG8 | 1 | Houston | YES | -0.1485 | 92.9 | 59 | 92.9 | 0 | 1 | Cogen | -1 | 0.27519 | 0 | 0 |  |  | 0 | 0 | -0.27519 | 0 | 0.27073 | 0.37632 |  |  |  |  | 103 | 0.10559
38713 | TNTXCTY3CG8 | 1 | Houston | YES | -0.1485 | 102.7 | 59 | 102.7 | 0 | 1 | Cogen | -1 | 0.27519 | 0 | 0 |  |  | 0 | 0 | -0.27519 | 0 | 0.27073 | 0.37632 |  |  |  |  | 104 | 0.10559
38714 | TNTXCTY4CG8 | 1 | Houston | YES | -0.1485 | 103 | 59 | 103 | 0 | 1 | Cogen | -1 | 0.27519 | 0 | 0 |  |  | 0 | 0 | -0.27519 | 0 | 0.27073 | 0.37632 |  |  |  |  | 105 | 0.10559
39470 | TNDOWCGNSG8 | 1 | Houston | YES | -0.1485 | 32 | 10 | 32 | 0 | 0.985 | Cogen | -1 | 0.27519 | 0 | 0 |  |  | 0 | 0 | -0.27519 | 0 | 0.27073 | 0.37632 |  |  |  |  | 106 | 0.10559
39480 | TNDOWCGNGG8 | 1 | Houston | YES | -0.1485 | 30 | 10 | 30 | 0 | 0.985 | Cogen | -1 | 0.27519 | 0 | 0 |  |  | 0 | 0 | -0.27519 | 0 | 0.27073 | 0.37632 |  |  |  |  | 107 | 0.10559
48873 | THW_ST3_ST_3 | 3 | Houston | YES | -0.14759 | 107 | 19 | 107 | 0 | 1.0435 | CC | -1 | 0.27428 | 107 | 107 |  |  | -15.7922 | 107 | -0.27428 | -29.3479 | 0.27578 | 0.38293 |  |  |  |  | 108 | 0.10559
48874 | THW_ST4_ST_4 | 4 | Houston | YES | -0.14759 | 108 | 19 | 108 | 0 | 1.0435 | CC | -1 | 0.27428 | 108 | 108 |  |  | -15.9398 | 108 | -0.27428 | -29.6222 | 0.28089 | 0.3896 |  |  |  |  | 109 | 0.10559
48875 | THW_3132 | A | Houston | YES | -0.14759 | 55 | 5 | 55 | 0 | 1.0435 | CC | -1 | 0.27428 | 55 | 55 |  |  | -8.1175 | 55 | -0.27428 | -15.0854 | 0.28348 | 0.393 |  |  |  |  | 110 | 0.10559
48875 | THW_3132 | B | Houston | YES | -0.14759 | 53 | 5 | 53 | 0 | 1.0435 | CC | -1 | 0.27428 | 53 | 53 |  |  | -7.8223 | 53 | -0.27428 | -14.5368 | 0.28599 | 0.39628 |  |  |  |  | 111 | 0.10715
48877 | THW_3334 | C | Houston | YES | -0.14759 | 55 | 5 | 55 | 0 | 1.0435 | CC | -1 | 0.27428 | 55 | 55 |  |  | -8.1175 | 55 | -0.27428 | -15.0854 | 0.28859 | 0.39968 |  |  |  |  | 112 | 0.10872
48877 | THW_3334 | D | Houston | YES | -0.14759 | 57 | 5 | 57 | 0 | 1.0435 | CC | -1 | 0.27428 | 57 | 57 |  |  | -8.4127 | 57 | -0.27428 | -15.634 | 0.29128 | 0.4032 |  |  |  |  | 113 | 0.10952
48879 | THW_4142 | E | Houston | YES | -0.14759 | 56 | 5 | 56 | 0 | 1.0435 | CC | -1 | 0.27428 | 56 | 56 |  |  | -8.2651 | 56 | -0.27428 | -15.3597 | 0.29393 | 0.40666 |  |  |  |  | 114 | 0.11029
48879 | THW_4142 | F | Houston | YES | -0.14759 | 55 | 5 | 55 | 0 | 1.0435 | CC | -1 | 0.27428 | 55 | 55 |  |  | -8.1175 | 55 | -0.27428 | -15.0854 | 0.29652 | 0.41006 |  |  |  |  | 115 | 0.11109
48881 | THW_4344 | G | Houston | YES | -0.14759 | 58 | 5 | 58 | 0 | 1.0435 | CC | -1 | 0.27428 | 58 | 58 |  |  | -8.5603 | 58 | -0.27428 | -15.9082 | 0.29926 | 0.41364 |  |  |  |  | 116 | 0.11192
48881 | THW_4344 | H | Houston | YES | -0.14759 | 58 | 5 | 58 | 0 | 1.0435 | CC | -1 | 0.27428 | 58 | 58 |  |  | -8.5603 | 58 | -0.27428 | -15.9082 | 0.30201 | 0.41723 |  |  |  |  | 117 | 0.11273
48510 | AK_GT1__8040 | 1 | Houston | YES | -0.13976 | 33.4 | 8.1 | 34 |  | 1.029 | Cogen | -1 | 0.26645 | 0 | 0 |  |  | 0 | 0 | -0.26645 | 0 | 0.30201 | 0.41723 |  |  |  |  | 118 | 0.11353
48730 | MNS_GT | 1 | Houston | YES | -0.13788 | 43 | 0 | 46.1 |  | 1.029 | Cogen | -1 | 0.26457 | 0 | 0 |  |  | 0 | 0 | -0.26457 | 0 | 0.30201 | 0.41723 |  |  |  |  | 119 | 0.11438
48921 | WAP_GN1_1 | 1 | Houston | YES | -0.13522 | 132.8 | 37 | 166 | 0 | 1.0362 | GST | -1 | 0.26191 | 166 | 166 |  |  | -22.4467 | 166 | -0.26191 | -43.477 | 0.30985 | 0.42702 |  |  |  |  | 120 | 0.11522
48922 | WAP_GN2_2 | 2 | Houston | YES | -0.13522 | 132.8 | 37 | 166 | 0 | 1.0362 | GST | -1 | 0.26191 | 166 | 166 |  |  | -22.4467 | 166 | -0.26191 | -43.477 | 0.31769 | 0.43682 |  |  |  |  | 121 | 0.11522
48923 | WAP_GN3_3 | 3 | Houston | YES | -0.13522 | 198.4 | 93 | 248 | 0 | 1.0362 | GST | -1 | 0.26191 | 248 | 248 |  |  | -33.5348 | 248 | -0.26191 | -64.9537 | 0.32941 | 0.45145 |  |  |  |  | 122 | 0.11522
48924 | WAP_GN4_4 | 4 | Houston | YES | -0.13522 | 546 | 217 | 546 | 0 | 1.0362 | GSC | -1 | 0.26191 | 546 | 546 |  |  | -73.8307 | 546 | -0.26191 | -143.0028 | 0.3552 | 0.48367 |  |  |  |  | 123 | 0.11717
48925 | WAP_GN5_5 | 5 | Houston | YES | -0.13522 | 607 | 278 | 654 | 0 | 0.985 | LIGCO | -1 | 0.26191 | 0 | 654 |  |  | 0 | 0 | -0.26191 | 0 | 0.3552 | 0.48367 |  |  |  |  | 124 | 0.11913
48929 | WAPGT21_GT1 | B1 | Houston | YES | -0.13522 | 0 | 0 | 13 |  | 1.05 | GGT | -1 | 0.26191 | 13 | 13 |  |  | -1.7579 | 13 | -0.26191 | -3.4048 | 0.35582 | 0.48444 |  |  |  |  | 125 | 0.12205
48521 | BVE_GT1_GT1 | 1 | Houston | YES | -0.13276 | 167.7 | 0 | 167.7 |  | 1.035 | CC | -1 | 0.25945 | 167.7 | 167.7 |  |  | -22.2639 | 167.7 | -0.25945 | -43.5096 | 0.36374 | 0.49424 |  |  |  |  | 126 | 0.12847
48522 | BVE_GT2_5035 | 2 | Houston | YES | -0.13276 | 166.4 | 0 | 166.4 |  | 1.035 | CC | -1 | 0.25945 | 166.4 | 166.4 |  |  | -22.0913 | 166.4 | -0.25945 | -43.1723 | 0.3716 | 0.50397 |  |  |  |  | 127 | 0.12847
48523 | BVE_ST1_GN1 | 3 | Houston | YES | -0.13276 | 252.4 | 0 | 252.4 |  | 1.035 | CC | -1 | 0.25945 | 252.4 | 252.4 |  |  | -33.5086 | 252.4 | -0.25945 | -65.4849 | 0.38353 | 0.51872 |  |  |  |  | 128 | 0.12862
48926 | WAP_GN6_6 | 6 | Houston | YES | -0.13267 | 651 | 280 | 651 |  | 1.035 | LIGCO | -1 | 0.25936 | 0 | 651 |  |  | 0 | 0 | -0.25936 | 0 | 0.38353 | 0.51872 |  |  |  |  | 129 | 0.1305
48927 | WAP_GN7_7 | 7 | Houston | YES | -0.13267 | 564 | 277 | 564 |  | 1.035 | LIGCO | -1 | 0.25936 | 0 | 564 |  |  | 0 | 0 | -0.25936 | 0 | 0.38353 | 0.51872 |  |  |  |  | 130 | 0.13237
48928 | WAP_GN8_8 | 8 | Houston | YES | -0.13267 | 603 | 275 | 603 |  | 1.035 | LIGCO | -1 | 0.25936 | 0 | 603 |  |  | 0 | 0 | -0.25936 | 0 | 0.38353 | 0.51872 |  |  |  |  | 131 | 0.1352
39760 | TNSCLP1___8 | 1 | Houston | YES | -0.12561 | 93.4 | 20 | 116.8 | 0 | 1.04 | Cogen | -1 | 0.2523 | 0 | 0 |  |  | 0 | 0 | -0.2523 | 0 | 0.38353 | 0.51872 |  |  |  |  | 132 | 0.1352
39770 | TNSCLP2___8 | 1 | Houston | YES | -0.12561 | 91.6 | 20 | 114.5 | 0 | 1.04 | Cogen | -1 | 0.2523 | 0 | 0 |  |  | 0 | 0 | -0.2523 | 0 | 0.38353 | 0.51872 |  |  |  |  | 133 | 0.1352
39775 | TNSCLP4___8 | 1 | Houston | YES | -0.12561 | 95.2 | 20 | 119 | 0 | 1.04 | Cogen | -1 | 0.2523 | 0 | 0 |  |  | 0 | 0 | -0.2523 | 0 | 0.38353 | 0.51872 |  |  |  |  | 134 | 0.1352
39790 | TNSCLP3___8 | 1 | Houston | YES | -0.12561 | 87.6 | 20 | 109.5 | 0 | 1.027 | Cogen | -1 | 0.2523 | 0 | 0 |  |  | 0 | 0 | -0.2523 | 0 | 0.38353 | 0.51872 |  |  |  |  | 135 | 0.1352
48520 | BSF_GT1_8070 | 1 | Houston | YES | -0.12364 | 72 | 0 | 72 | 0 | 1.0326 | Cogen | -1 | 0.25033 | 0 | 0 |  |  | 0 | 0 | -0.25033 | 0 | 0.38353 | 0.51872 |  |  |  |  | 136 | 0.1352
48520 | BSF_GT1_8070 | 2 | Houston | YES | -0.12364 | 10 | 0 | 10 | 0 | 1.0326 | Cogen | -1 | 0.25033 | 0 | 0 |  |  | 0 | 0 | -0.25033 | 0 | 0.38353 | 0.51872 |  |  |  |  | 137 | 0.1352
49851 | DOW17000 | 37 | Houston | YES | -0.12074 | 39 | 0 | 62 | 0 | 1 | Cogen | -1 | 0.24743 | 0 | 0 |  |  | 0 | 0 | -0.24743 | 0 | 0.38353 | 0.51872 |  |  |  |  | 138 | 0.1352
49858 | DOW38100 | 31 | Houston | YES | -0.12074 | 45 | 0 | 71.4 |  | 1 | Cogen | -1 | 0.24743 | 0 | 0 |  |  | 0 | 0 | -0.24743 | 0 | 0.38353 | 0.51872 |  |  |  |  | 139 | 0.1352
49859 | DOW38200 | 33 | Houston | YES | -0.12074 | 28 | 0 | 45 | 0 | 1 | Cogen | -1 | 0.24743 | 0 | 0 |  |  | 0 | 0 | -0.24743 | 0 | 0.38353 | 0.51872 |  |  |  |  | 140 | 0.1352
49860 | DOW38300 | 32 | Houston | YES | -0.12074 | 63 | 0 | 101 |  | 1 | Cogen | -1 | 0.24743 | 0 | 0 |  |  | 0 | 0 | -0.24743 | 0 | 0.38353 | 0.51872 |  |  |  |  | 141 | 0.1352
49862 | DOW39100 | 36 | Houston | YES | -0.12074 | 54 | 0 | 86 | 0 | 1 | Cogen | -1 | 0.24743 | 0 | 0 |  |  | 0 | 0 | -0.24743 | 0 | 0.38353 | 0.51872 |  |  |  |  | 142 | 0.1352
49863 | DOW39200 | 35 | Houston | YES | -0.12074 | 55 | 0 | 88 | 0 | 1 | Cogen | -1 | 0.24743 | 0 | 0 |  |  | 0 | 0 | -0.24743 | 0 | 0.38353 | 0.51872 |  |  |  |  | 143 | 0.1352
49865 | DOW41000 | 41 | Houston | YES | -0.12074 | 31 | 0 | 50 |  | 1 | Cogen | -1 | 0.24743 | 0 | 0 |  |  | 0 | 0 | -0.24743 | 0 | 0.38353 | 0.51872 |  |  |  |  | 144 | 0.1352
49866 | DOW42000 | 42 | Houston | YES | -0.12074 | 11 | 0 | 18 |  | 1 | Cogen | -1 | 0.24743 | 0 | 0 |  |  | 0 | 0 | -0.24743 | 0 | 0.38353 | 0.51872 |  |  |  |  | 145 | 0.1352
49869 | DOW49000 | 45 | Houston | YES | -0.12074 | 59 | 0 | 94 |  | 1 | Cogen | -1 | 0.24743 | 0 | 0 |  |  | 0 | 0 | -0.24743 | 0 | 0.38353 | 0.51872 |  |  |  |  | 146 | 0.1352
49870 | DOW61000 | 61 | Houston | YES | -0.12074 | 44 | 0 | 70 | 0 | 1 | Cogen | -1 | 0.24743 | 0 | 0 |  |  | 0 | 0 | -0.24743 | 0 | 0.38353 | 0.51872 |  |  |  |  | 147 | 0.1352
49871 | DOW62000 | 62 | Houston | YES | -0.12074 | 40 | 0 | 63 | 0 | 1 | Cogen | -1 | 0.24743 | 0 | 0 |  |  | 0 | 0 | -0.24743 | 0 | 0.38353 | 0.51872 |  |  |  |  | 148 | 0.1352
49872 | DOW63000 | 63 | Houston | YES | -0.12074 | 45 | 0 | 72 | 0 | 1 | Cogen | -1 | 0.24743 | 0 | 0 |  |  | 0 | 0 | -0.24743 | 0 | 0.38353 | 0.51872 |  |  |  |  | 149 | 0.1352
49873 | DOW64000 | 64 | Houston | YES | -0.12074 | 41 | 0 | 64.8 | 0 | 1 | Cogen | -1 | 0.24743 | 0 | 0 |  |  | 0 | 0 | -0.24743 | 0 | 0.38353 | 0.51872 |  |  |  |  | 150 | 0.1352
49876 | DOW65000 | 65 | Houston | YES | -0.12074 | 63 | 0 | 101 | 0 | 1 | Cogen | -1 | 0.24743 | 0 | 0 |  |  | 0 | 0 | -0.24743 | 0 | 0.38353 | 0.51872 |  |  |  |  | 151 | 0.1352
49877 | DOW66000 | 66 | Houston | YES | -0.12074 | 61 | 0 | 97 | 0 | 1 | Cogen | -1 | 0.24743 | 0 | 0 |  |  | 0 | 0 | -0.24743 | 0 | 0.38353 | 0.51872 |  |  |  |  | 152 | 0.1352
49878 | DOW67000 | 67 | Houston | YES | -0.12074 | 65 | 0 | 103 | 0 | 1 | Cogen | -1 | 0.24743 | 0 | 0 |  |  | 0 | 0 | -0.24743 | 0 | 0.38353 | 0.51872 |  |  |  |  | 153 | 0.1352
49882 | DOW81000 | 81 | Houston | YES | -0.12074 | 47 | 0 | 76 | 0 | 1 | Cogen | -1 | 0.24743 | 0 | 0 |  |  | 0 | 0 | -0.24743 | 0 | 0.38353 | 0.51872 |  |  |  |  | 154 | 0.1352
49884 | DOW82000 | 82 | Houston | YES | -0.12074 | 51 | 0 | 80 | 0 | 1 | Cogen | -1 | 0.24743 | 0 | 0 |  |  | 0 | 0 | -0.24743 | 0 | 0.38353 | 0.51872 |  |  |  |  | 155 | 0.1352
49885 | DOW83000 | 83 | Houston | YES | -0.12074 | 51 | 0 | 80 | 0 | 1 | Cogen | -1 | 0.24743 | 0 | 0 |  |  | 0 | 0 | -0.24743 | 0 | 0.38353 | 0.51872 |  |  |  |  | 156 | 0.1352
49886 | DOW84000 | 84 | Houston | YES | -0.12074 | 107 | 0 | 171 | 0 | 0.98 | Cogen | -1 | 0.24743 | 0 | 0 |  |  | 0 | 0 | -0.24743 | 0 | 0.38353 | 0.51872 |  |  |  |  | 157 | 0.1352
48911 | TGF_GT1_8000 | 1 | Houston | YES | -0.10682 | 69.2 | 0 | 69.2 |  | 1.029 | Cogen | -1 | 0.23351 | 0 | 0 |  |  | 0 | 0 | -0.23351 | 0 | 0.38353 | 0.51872 |  |  |  |  | 158 | 0.1352
5911 | STP_GN1___1 | 1 | Houston | YES | -0.10359 | 1333 | 1249 | 1333 | 0 | 1.0406 | Nuc | -1 | 0.23028 | 0 | 0 |  |  | 0 | 0 | -0.23028 | 0 | 0.38353 | 0.51872 |  |  |  |  | 159 | 0.1352
5912 | STP_GN2___2 | 2 | Houston | YES | -0.10359 | 1332 | 1249 | 1332 | 0 | 1.0406 | Nuc | -1 | 0.23028 | 0 | 0 |  |  | 0 | 0 | -0.23028 | 0 | 0.38353 | 0.51872 |  |  |  |  | 160 | 0.1352
48731 | CBE_GT1 | 1 | Houston | YES | -0.10166 | 76 | 0 | 76 | 0 | 1.029 | CC | -1 | 0.22835 | 76 | 76 |  |  | -7.7261 | 76 | -0.22835 | -17.3544 | 0.38712 | 0.52263 |  |  |  |  | 161 | 0.1352
48732 | CBE_GT2 | 1 | Houston | YES | -0.10166 | 76 | 0 | 76 | 0 | 1.029 | CC | -1 | 0.22835 | 76 | 76 |  |  | -7.7261 | 76 | -0.22835 | -17.3544 | 0.39071 | 0.52654 |  |  |  |  | 162 | 0.1352
48733 | CBE_ST12 | 1 | Houston | YES | -0.10166 | 105 | 0 | 105 | 0 | 1.029 | CC | -1 | 0.22835 | 105 | 105 |  |  | -10.6742 | 105 | -0.22835 | -23.9765 | 0.39567 | 0.53195 |  |  |  |  | 163 | 0.1352
48734 | CBE_GT3 | 1 | Houston | YES | -0.10166 | 76 | 0 | 76 | 0 | 1.029 | CC | -1 | 0.22835 | 76 | 76 |  |  | -7.7261 | 76 | -0.22835 | -17.3544 | 0.39926 | 0.53586 |  |  |  |  | 164 | 0.13552
48735 | CBE_GT4 | 1 | Houston | YES | -0.10166 | 76 | 0 | 76 | 0 | 1.029 | CC | -1 | 0.22835 | 76 | 76 |  |  | -7.7261 | 76 | -0.22835 | -17.3544 | 0.40285 | 0.53977 |  |  |  |  | 165 | 0.13584
48736 | CBE_ST34 | 1 | Houston | YES | -0.10166 | 105 | 0 | 105 | 0 | 1.029 | CC | -1 | 0.22835 | 105 | 105 |  |  | -10.6742 | 105 | -0.22835 | -23.9765 | 0.40781 | 0.54517 |  |  |  |  | 166 | 0.13628
8134 | FOR #1 | 1 | South | YES | -0.070541 | 54.1 | 45 | 79 | 0 | 1 | Cogen | -1 | 0.19723 | 0 | 0 |  |  |  |  | -0.19723 | 0 | 0.40781 | 0.54517 |  |  |  |  | 167 | 0.1366
8138 | FOR #2 | 2 | South | YES | -0.070541 | 63.1 | 45 | 81 | 0 | 1 | Cogen | -1 | 0.19723 | 0 | 0 |  |  |  |  | -0.19723 | 0 | 0.40781 | 0.54517 |  |  |  |  | 168 | 0.13692
8153 | FOR #3 | 3 | South | YES | -0.070541 | 63.1 | 45 | 79.9 | 0 | 1 | Cogen | -1 | 0.19723 | 0 | 0 |  |  |  |  | -0.19723 | 0 | 0.40781 | 0.54517 |  |  |  |  | 169 | 0.13736
8154 | FOR #4 | 4 | South | YES | -0.070541 | 63.1 | 60 | 80 | 0 | 1 | Cogen | -1 | 0.19723 | 0 | 0 |  |  |  |  | -0.19723 | 0 | 0.40781 | 0.54517 |  |  |  |  | 170 | 0.13736
8155 | FOR #5 | 5 | South | YES | -0.070541 | 63.1 | 60 | 78.4 | 0 | 1 | Cogen | -1 | 0.19723 | 0 | 0 |  |  |  |  | -0.19723 | 0 | 0.40781 | 0.54517 |  |  |  |  | 171 | 0.13736
8156 | FOR #6 | 6 | South | YES | -0.070541 | 24.9 | 5 | 25 | 0 | 1 | Cogen | -1 | 0.19723 | 0 | 0 |  |  |  |  | -0.19723 | 0 | 0.40781 | 0.54517 |  |  |  |  | 172 | 0.13736
8157 | FOR #7 | 7 | South | YES | -0.070541 | 28.8 | 5 | 46 | 0 | 1 | Cogen | -1 | 0.19723 | 0 | 0 |  |  |  |  | -0.19723 | 0 | 0.40781 | 0.54517 |  |  |  |  | 173 | 0.13736
80051 | FOR #8 | 8 | South | YES | -0.070541 | 28 | 28 | 28 |  | 1 | Cogen | -1 | 0.19723 | 0 | 0 |  |  |  |  | -0.19723 | 0 | 0.40781 | 0.54517 |  |  |  |  | 174 | 0.13736
80052 | FOR #9 | 9 | South | YES | -0.070541 | 29.7 | 5 | 43.6 | 0 | 1 | Cogen | -1 | 0.19723 | 0 | 0 |  |  |  |  | -0.19723 | 0 | 0.40781 | 0.54517 |  |  |  |  | 175 | 0.13736
80053 | FOR #10 | 10 | South | YES | -0.070541 | 68.4 | 45 | 75 | 0 | 1 | Cogen | -1 | 0.19723 | 0 | 0 |  |  |  |  | -0.19723 | 0 | 0.40781 | 0.54517 |  |  |  |  | 176 | 0.13736
80226 | ALCOA G | 1 | South | YES | -0.06963 | 32.3 | 5 | 48 | 0 | 1.015 | Cogen | -1 | 0.19632 | 0 | 0 |  |  |  |  | -0.19632 | 0 | 0.40781 | 0.54517 |  |  |  |  | 177 | 0.13736
8147 | UCAR #2 | 10 | South | YES | -0.066618 | 18.2 | 0 | 28 |  | 1 | Cogen | -1 | 0.19331 | 0 | 0 |  |  |  |  | -0.19331 | 0 | 0.40781 | 0.54517 |  |  |  |  | 178 | 0.13736
8148 | UCAR #1 | 2 | South | YES | -0.066618 | 6.1 | 0 | 7 | 0 | 1.009 | Cogen | -1 | 0.19331 | 0 | 0 |  |  |  |  | -0.19331 | 0 | 0.40781 | 0.54517 |  |  |  |  | 179 | 0.13736
80137 | CSDR89 | 9 | South | YES | -0.066618 | 15 | 0 | 15 | 0 | 1.003 | DCTie | -1 | 0.19331 | 0 | 0 |  |  |  |  | -0.19331 | 0 | 0.40781 | 0.54517 |  |  |  |  | 180 | 0.13736
80137 | CSDR89 | 8 | South | YES | -0.066618 | 33.9 | 0 | 39 | 0 | 1.003 | DCTie | -1 | 0.19331 | 0 | 0 |  |  |  |  | -0.19331 | 0 | 0.40781 | 0.54517 |  |  |  |  | 181 | 0.13736
80138 | CSDR7 | 7 | South | YES | -0.066618 | 6.1 | 0 | 7 | 0 | 1.014 | DCTie | -1 | 0.19331 | 0 | 0 |  |  |  |  | -0.19331 | 0 | 0.40781 | 0.54517 |  |  |  |  | 182 | 0.13736
80139 | CSDR56 | 6 | South | YES | -0.066618 | 0 | 0 | 39 |  | 1.0033 | DCTie | -1 | 0.19331 | 0 | 0 |  |  |  |  | -0.19331 | 0 | 0.40781 | 0.54517 |  |  |  |  | 183 | 0.13736
80139 | CSDR56 | 5 | South | YES | -0.066618 | 15 | 0 | 15 |  | 1.0033 | DCTie | -1 | 0.19331 | 0 | 0 |  |  |  |  | -0.19331 | 0 | 0.40781 | 0.54517 |  |  |  |  | 184 | 0.13736
80140 | CSDR11 | 11 | South | YES | -0.066618 | 33.9 | 0 | 39 | 0 | 1.03 | DCTie | -1 | 0.19331 | 0 | 0 |  |  |  |  | -0.19331 | 0 | 0.40781 | 0.54517 |  |  |  |  | 185 | 0.13736
80227 | AIRCO G | 1 | South | YES | -0.066158 | 7.2 | 0 | 8 | 0 | 1.0104 | Cogen | -1 | 0.19285 | 0 | 0 |  |  |  |  | -0.19285 | 0 | 0.40781 | 0.54517 |  |  |  |  | 186 | 0.13736
80224 | VISTRONG1 | 1 | South | YES | -0.06542 | 13.1 | 0 | 15 | 0 | 1.01 | Cogen | -1 | 0.19211 | 0 | 0 |  |  |  |  | -0.19211 | 0 | 0.40781 | 0.54517 |  |  |  |  | 187 | 0.13736
80225 | VISTRONG2 | 2 | South | YES | -0.06542 | 20.2 | 0 | 23 | 0 | 1.01 | Cogen | -1 | 0.19211 | 0 | 0 |  |  |  |  | -0.19211 | 0 | 0.40781 | 0.54517 |  |  |  |  | 188 | 0.13736
5503 | RAYBURNGEN3 | 1 | South | YES | -0.063877 | 17.6 | 6 | 22 | 0 | 1.0224 | GST | -1 | 0.19057 | 22 | 22 |  |  |  |  | -0.19057 | -4.1924 | 0.40885 | 0.54611 |  |  |  |  | 189 | 0.13736
5505 | RAYBURNGEN1 | 1 | South | YES | -0.063877 | 0 | 1 | 11 |  | 1.0223 | GGT | -1 | 0.19057 | 11 | 11 |  |  |  |  | -0.19057 | -2.0962 | 0.40937 | 0.54658 |  |  |  |  | 190 | 0.13736
5506 | RAYBURNGEN2 | 1 | South | YES | -0.063877 | 0 | 1 | 11 |  | 1.0223 | GGT | -1 | 0.19057 | 11 | 11 |  |  |  |  | -0.19057 | -2.0962 | 0.40989 | 0.54706 |  |  |  |  | 191 | 0.13736
8066 | DUP1V#1 | 1 | South | YES | -0.063349 | 52.3 | 0 | 73 | 0 | 1.01 | Cogen | -1 | 0.19004 | 0 | 0 |  |  |  |  | -0.19004 | 0 | 0.40989 | 0.54706 |  |  |  |  | 192 | 0.13726
5508 | RAYBURNCC9 | 1 | South | YES | -0.063294 | 47.7 | 18.2 | 47.7 | 0 | 1.0296 | CC | -1 | 0.18998 | 47.7 | 47.7 |  |  |  |  | -0.18998 | -9.0622 | 0.41214 | 0.5491 |  |  |  |  | 193 | 0.13721
5509 | RAYBURNCC10 | 1 | South | YES | -0.063294 | 37.3 | 5.2 | 37.3 | 0 | 1.0296 | CC | -1 | 0.18998 | 37.3 | 37.3 |  |  |  |  | -0.18998 | -7.0864 | 0.41391 | 0.5507 |  |  |  |  | 194 | 0.13717
5511 | RAYBURNCC7 | 1 | South | YES | -0.063294 | 47.5 | 18.2 | 47.5 | 0 | 1.0296 | CC | -1 | 0.18998 | 47.5 | 47.5 |  |  |  |  | -0.18998 | -9.0242 | 0.41615 | 0.55273 |  |  |  |  | 195 | 0.13717
5512 | RAYBURNCC8 | 1 | South | YES | -0.063294 | 49.3 | 18.2 | 49.3 | 0 | 1.0296 | CC | -1 | 0.18998 | 49.3 | 49.3 |  |  |  |  | -0.18998 | -9.3662 | 0.41848 | 0.55484 |  |  |  |  | 196 | 0.13696
8173 | VICEC51A | 5 | South | YES | -0.06214 | 144 | 18 | 144 | 0 | 1.025 | CC | -1 | 0.18883 | 144 | 144 |  |  |  |  | -0.18883 | -27.1914 | 0.42528 | 0.56096 |  |  |  |  | 197 | 0.13679
8174 | VICEC61A | 6 | South | YES | -0.06214 | 188 | 42 | 188 | 0 | 1.025 | CC | -1 | 0.18883 | 188 | 188 |  |  |  |  | -0.18883 | -35.4998 | 0.43416 | 0.56896 |  |  |  |  | 198 | 0.13658
8926 | LGE_GT10A | 1 | South | YES | -0.062025 | 158 | 0 | 158 | 0 | 1.03 | Cogen | -1 | 0.18871 | 0 | 0 |  |  |  |  | -0.18871 | 0 | 0.43416 | 0.56896 |  |  |  |  | 199 | 0.13636
8927 | LGE_GT20A | 2 | South | YES | -0.062025 | 153 | 0 | 153 | 0 | 1.03 | Cogen | -1 | 0.18871 | 0 | 0 |  |  |  |  | -0.18871 | 0 | 0.43416 | 0.56896 |  |  |  |  | 200 | 0.13568
8928 | LGE_STG0A | 3 | South | YES | -0.062025 | 100 | 0 | 100 | 0 | 1.03 | Cogen | -1 | 0.18871 | 0 | 0 |  |  |  |  | -0.18871 | 0 | 0.43416 | 0.56896 |  |  |  |  | 201 | 0.1348
8930 | ICPGN10A | 1 | South | YES | -0.062025 | 149 | 0 | 149 | 0 | 1.03 | Cogen | -1 | 0.18871 | 0 | 0 |  |  |  |  | -0.18871 | 0 | 0.43416 | 0.56896 |  |  |  |  | 202 | 0.1348
8931 | ICPGN20A | 2 | South | YES | -0.062025 | 150 | 0 | 150 | 0 | 1.03 | Cogen | -1 | 0.18871 | 0 | 0 |  |  |  |  | -0.18871 | 0 | 0.43416 | 0.56896 |  |  |  |  | 203 | 0.1348
8932 | ICPGN30A | 3 | South | YES | -0.062025 | 127 | 0 | 127 | 0 | 1.03 | Cogen | -1 | 0.18871 | 0 | 0 |  |  |  |  | -0.18871 | 0 | 0.43416 | 0.56896 |  |  |  |  | 204 | 0.1348
80223 | REYSHR G | 1 | South | YES | -0.062025 | 12 | 0 | 12 | 0 | 1.032 | Cogen | -1 | 0.18871 | 0 | 0 |  |  |  |  | -0.18871 | 0 | 0.43416 | 0.56896 |  |  |  |  | 205 | 0.1348
8442 | NBEC7 | 7 | South | YES | -0.060792 | 0 | 81 | 367 |  | 1.0298 | GST | -1 | 0.18748 | 367 | 367 |  |  |  |  | -0.18748 | -68.8055 | 0.4515 | 0.58447 |  |  |  |  | 206 | 0.1348
8442 | NBEC7 | MB | South | YES | -0.060792 | 0 | 81 | 367 |  | 1.0298 | GST | -1 | 0.18748 | 0 | 0 |  |  |  |  | -0.18748 | 0 | 0.4515 | 0.58447 |  |  |  |  | 207 | 0.1348
8560 | CNOPGT1 | 1 | South | YES | -0.060778 | 148.3 | 0 | 148.3 | 0 | 1.03 | Cogen | -1 | 0.18747 | 0 | 0 |  |  |  |  | -0.18747 | 0 | 0.4515 | 0.58447 |  |  |  |  | 208 | 0.1348
8561 | CNOPGT2 | 2 | South | YES | -0.060778 | 148.6 | 0 | 148.6 | 0 | 1.03 | Cogen | -1 | 0.18747 | 0 | 0 |  |  |  |  | -0.18747 | 0 | 0.4515 | 0.58447 |  |  |  |  | 209 | 0.13296
8562 | CNOPST1 | 3 | South | YES | -0.060778 | 153 | 0 | 153 | 0 | 1.03 | Cogen | -1 | 0.18747 | 0 | 0 |  |  |  |  | -0.18747 | 0 | 0.4515 | 0.58447 |  |  |  |  | 210 | 0.13296
8456 | COSW#1 | 1 | South | YES | -0.060709 | 20 | 0 | 20 | 0 | 1.027 | Cogen | -1 | 0.1874 | 0 | 0 |  |  |  |  | -0.1874 | 0 | 0.4515 | 0.58447 |  |  |  |  | 211 | 0.13296
8457 | COSW#2 | 2 | South | YES | -0.060709 | 14 | 0 | 14 | 0 | 1.027 | Cogen | -1 | 0.1874 | 0 | 0 |  |  |  |  | -0.1874 | 0 | 0.4515 | 0.58447 |  |  |  |  | 212 | 0.13296
8459 | B_DAVIS0B | MB | South | YES | -0.060568 | 0 | 50 | 339 |  | 1.03 | GSC | -1 | 0.18726 | 0 | 0 |  |  |  |  | -0.18726 | 0 | 0.4515 | 0.58447 |  |  |  |  | 213 | 0.13296
8460 | B_DAVIS0A | MB | South | YES | -0.060568 | 0 | 50 | 340 |  | 1.03 | GSC | -1 | 0.18726 | 0 | 0 |  |  |  |  | -0.18726 | 0 | 0.4515 | 0.58447 |  |  |  |  | 214 | 0.13296
80263 | B_DAVIS31A | 3 | South | YES | -0.060568 | 0 | 0 | 180 |  | 1.0366 | CC | -1 | 0.18726 | 180 | 180 |  |  |  |  | -0.18726 | -33.7062 | 0.46001 | 0.59206 |  |  |  |  | 215 | 0.13296
80264 | B_DAVIS41A | 4 | South | YES | -0.060568 | 0 | 0 | 180 |  | 1.0366 | CC | -1 | 0.18726 | 180 | 180 |  |  |  |  | -0.18726 | -33.7062 | 0.46851 | 0.59965 |  |  |  |  | 216 | 0.13296
8506 | VAL #1 | 1 | South | YES | -0.060437 | 20.9 | 0 | 25 | 0 | 1.0055 | Cogen | -1 | 0.18713 | 0 | 0 |  |  |  |  | -0.18713 | 0 | 0.46851 | 0.59965 |  |  |  |  | 217 | 0.13296
8507 | VAL #2 | 2 | South | YES | -0.060437 | 20.9 | 0 | 25 | 0 | 1.0055 | Cogen | -1 | 0.18713 | 0 | 0 |  |  |  |  | -0.18713 | 0 | 0.46851 | 0.59965 |  |  |  |  | 218 | 0.13205
8511 | OXY_CC0A | 1 | South | YES | -0.060347 | 30.3 | 0 | 38 | 0 | 1.027 | Cogen | -1 | 0.18704 | 0 | 0 |  |  |  |  | -0.18704 | 0 | 0.46851 | 0.59965 |  |  |  |  | 219 | 0.13114
8461 | KOCH_UP0A | 1 | South | YES | -0.060292 | 38 | 0 | 38 | 0 | 1.012 | Cogen | -1 | 0.18698 | 0 | 0 |  |  |  |  | -0.18698 | 0 | 0.46851 | 0.59965 |  |  |  |  | 220 | 0.13114
8517 | CELANEBI0A | 1 | South | YES | -0.059804 | 29 | 0 | 29 | 0 | 1.02 | Cogen | -1 | 0.18649 | 0 | 0 |  |  |  |  | -0.18649 | 0 | 0.46851 | 0.59965 |  |  |  |  | 221 | 0.13114
80080 | GWINDT11A | 3 | South | YES | -0.059732 | 0 | 0 | 38 | 0 | 1.025 | Wind | -1 | 0.18642 | 0 | 38 |  |  |  |  | -0.18642 | 0 | 0.46851 | 0.59965 |  |  |  |  | 222 | 0.13114
80080 | GWINDT11A | 4 | South | YES | -0.059732 | 3.8 | 0 | 19 | 0 | 1.025 | Wind | -1 | 0.18642 | 0 | 19 |  |  |  |  | -0.18642 | 0 | 0.46851 | 0.59965 |  |  |  |  | 223 | 0.13114
80080 | GWINDT11A | 2 | South | YES | -0.059732 | 0 | 0 | 41 | 0 | 1.025 | Wind | -1 | 0.18642 | 0 | 41 |  |  |  |  | -0.18642 | 0 | 0.46851 | 0.59965 |  |  |  |  | 224 | 0.13114
80080 | GWINDT11A | 1 | South | YES | -0.059732 | 28.2 | 0 | 94 | 0 | 1.025 | Wind | -1 | 0.18642 | 0 | 94 |  |  |  |  | -0.18642 | 0 | 0.46851 | 0.59965 |  |  |  |  | 225 | 0.13114
80081 | GWINDT21A | 4 | South | YES | -0.059732 | 4.4 | 0 | 22 | 0 | 1.025 | Wind | -1 | 0.18642 | 0 | 22 |  |  |  |  | -0.18642 | 0 | 0.46851 | 0.59965 |  |  |  |  | 226 | 0.13114
80081 | GWINDT21A | 1 | South | YES | -0.059732 | 28.2 | 0 | 94 | 0 | 1.025 | Wind | -1 | 0.18642 | 0 | 94 |  |  |  |  | -0.18642 | 0 | 0.46851 | 0.59965 |  |  |  |  | 227 | 0.13114
80081 | GWINDT21A | 3 | South | YES | -0.059732 | 8.6 | 0 | 43 | 0 | 1.025 | Wind | -1 | 0.18642 | 0 | 43 |  |  |  |  | -0.18642 | 0 | 0.46851 | 0.59965 |  |  |  |  | 228 | 0.13114
80081 | GWINDT21A | 2 | South | YES | -0.059732 | 7.2 | 0 | 36 | 0 | 1.025 | Wind | -1 | 0.18642 | 0 | 36 |  |  |  |  | -0.18642 | 0 | 0.46851 | 0.59965 |  |  |  |  | 229 | 0.13114
80180 | PNSCALT11A | 2 | South | YES | -0.059732 | 10 | 0 | 50 | 0 | 1.025 | Wind | -1 | 0.18642 | 0 | 50 |  |  |  |  | -0.18642 | 0 | 0.46851 | 0.59965 |  |  |  |  | 230 | 0.13114
80180 | PNSCALT11A | 1 | South | YES | -0.059732 | 43.8 | 0 | 148 | 0 | 1.025 | Wind | -1 | 0.18642 | 0 | 148 |  |  |  |  | -0.18642 | 0 | 0.46851 | 0.59965 |  |  |  |  | 231 | 0.13114
80181 | PNSCALT21A | 2 | South | YES | -0.059732 | 10 | 0 | 50 | 0 | 1.025 | Wind | -1 | 0.18642 | 0 | 50 |  |  |  |  | -0.18642 | 0 | 0.46851 | 0.59965 |  |  |  |  | 232 | 0.13114
80181 | PNSCALT21A | 1 | South | YES | -0.059732 | 16.5 | 0 | 55 | 0 | 1.025 | Wind | -1 | 0.18642 | 0 | 55 |  |  |  |  | -0.18642 | 0 | 0.46851 | 0.59965 |  |  |  |  | 233 | 0.13114
5932 | SI_RAY9 | 9 | South | YES | -0.059561 | 32 | 32 | 38 | 0 | 1.035 | CC | -1 | 0.18625 | 38 | 38 |  |  |  |  | -0.18625 | -7.0775 | 0.47031 | 0.60125 |  |  |  |  | 234 | 0.13114
5933 | SI_RAY6 | 6 | South | YES | -0.059561 | 15.4 | 10 | 19.3 | 0 | 1.035 | GST | -1 | 0.18625 | 19.3 | 19.3 |  |  |  |  | -0.18625 | -3.5946 | 0.47122 | 0.60206 |  |  |  |  | 235 | 0.13114
5935 | SI_RAY10 | 10 | South | YES | -0.059561 | 47 | 10 | 47 | 0 | 1.03 | CC | -1 | 0.18625 | 47 | 47 |  |  |  |  | -0.18625 | -8.7537 | 0.47344 | 0.60403 |  |  |  |  | 236 | 0.13114
80003 | MILHWYS | F | South | YES | -0.059561 | 0 | 0 | 0 | 0 | 1.0168 | AVR | -1 | 0.18625 | 0 | 0 |  |  |  |  | -0.18625 | 0 | 0.47344 | 0.60403 |  |  |  |  | 237 | 0.13094
8936 | MVGN#1 | 1 | South | YES | -0.059282 | 216.6 | 0 | 216.6 | 0 | 1.0304 | CC | -1 | 0.18597 | 216.6 | 216.6 |  |  |  |  | -0.18597 | -40.2813 | 0.48367 | 0.61311 |  |  |  |  | 238 | 0.13084
8937 | MVGN#2 | 2 | South | YES | -0.059282 | 216.7 | 0 | 216.7 | 0 | 1.0304 | CC | -1 | 0.18597 | 216.7 | 216.7 |  |  |  |  | -0.18597 | -40.2999 | 0.49391 | 0.62219 |  |  |  |  | 239 | 0.13059
8938 | MVGN#3 | 3 | South | YES | -0.059282 | 250.9 | 0 | 250.9 | 0 | 1.0304 | CC | -1 | 0.18597 | 250.9 | 250.9 |  |  |  |  | -0.18597 | -46.6601 | 0.50576 | 0.6327 |  |  |  |  | 240 | 0.13059
8981 | HECN1 | 1 | South | YES | -0.059281 | 144.8 | 0 | 144.8 | 0 | 1.0304 | CC | -1 | 0.18597 | 144.8 | 144.8 |  |  |  |  | -0.18597 | -26.9284 | 0.51261 | 0.63877 |  |  |  |  | 241 | 0.12943
8982 | HECN2 | 2 | South | YES | -0.059281 | 144.1 | 0 | 144.1 | 0 | 1.0304 | CC | -1 | 0.18597 | 144.1 | 144.1 |  |  |  |  | -0.18597 | -26.7983 | 0.51941 | 0.6448 |  |  |  |  | 242 | 0.12828
8983 | HECN3 | 3 | South | YES | -0.059281 | 171.9 | 0 | 171.9 | 0 | 1.0304 | CC | -1 | 0.18597 | 171.9 | 171.9 |  |  |  |  | -0.18597 | -31.9682 | 0.52753 | 0.65201 |  |  |  |  | 243 | 0.12694
8933 | FGNTS001 | 1 | South | YES | -0.058644 | 146.5 | 0 | 146.5 | 0 | 1.03 | CC | -1 | 0.18533 | 146.5 | 146.5 |  |  |  |  | -0.18533 | -27.1513 | 0.53446 | 0.65812 |  |  |  |  | 244 | 0.12616
8934 | FGNTS101 | 2 | South | YES | -0.058644 | 147.9 | 0 | 147.9 | 0 | 1.03 | CC | -1 | 0.18533 | 147.9 | 147.9 |  |  |  |  | -0.18533 | -27.4107 | 0.54144 | 0.6643 |  |  |  |  | 245 | 0.12539
8935 | FGNTS201 | 3 | South | YES | -0.058644 | 173 | 0 | 173 | 0 | 1.03 | CC | -1 | 0.18533 | 173 | 173 |  |  |  |  | -0.18533 | -32.0626 | 0.54962 | 0.67152 |  |  |  |  | 246 | 0.12447
8161 | COLETO0A | 1 | South | YES | -0.056504 | 633 | 200 | 633 | 0 | 1.03 | LIGCO | -1 | 0.18319 | 0 | 633 |  |  |  |  | -0.18319 | 0 | 0.54962 | 0.67152 |  |  |  |  | 247 | 0.12367
88508 | FALFURRI | F | South | YES | -0.055514 | 0 | 0 | 0 | 0 | 1 | AVR | -1 | 0.1822 | 0 | 0 |  |  |  |  | -0.1822 | 0 | 0.54962 | 0.67152 |  |  |  |  | 248 | 0.12286
5728 | FALCONHYDRO2 | 2 | South | YES | -0.054856 | 12 | 0 | 12 | 0 | 1.0234 | Hydro | -1 | 0.18154 | 0 | 0 |  |  |  |  | -0.18154 | 0 | 0.54962 | 0.67152 |  |  |  |  | 249 | 0.12191
5729 | FALCONHYDRO3 | 3 | South | YES | -0.054856 | 11 | 0 | 11 | 0 | 1.0234 | Hydro | -1 | 0.18154 | 0 | 0 |  |  |  |  | -0.18154 | 0 | 0.54962 | 0.67152 |  |  |  |  | 250 | 0.12191
8048 | FALCONHYDRO1 | 1 | South | YES | -0.054856 | 12 | 0 | 12 | 0 | 1.0234 | Hydro | -1 | 0.18154 | 0 | 0 |  |  |  |  | -0.18154 | 0 | 0.54962 | 0.67152 |  |  |  |  | 251 | 0.12191
88198 | BEEVILLE | F | South | YES | -0.053567 | 0 | 0 | 0 | 0 | 1.02 | AVR | -1 | 0.18026 | 0 | 0 |  |  |  |  | -0.18026 | 0 | 0.54962 | 0.67152 |  |  |  |  | 252 | 0.12191
88299 | ZAPATA | F | South | YES | -0.051232 | 0 | 0 | 0 | 0 | 1.02 | BLT | -1 | 0.17792 | 0 | 0 |  |  |  |  | -0.17792 | 0 | 0.54962 | 0.67152 |  |  |  |  | 253 | 0.12191
80012 | LAR | F | South | YES | -0.045889 | 0 | 0 | 0 | 0 | 1.04 | DCTie | -1 | 0.17258 | 0 | 0 |  |  |  |  | -0.17258 | 0 | 0.54962 | 0.67152 |  |  |  |  | 254 | 0.12191
80265 | LARECU40A | 4 | South | YES | -0.045886 | 80 | 0 | 100 |  | 1.039 | GGT | -1 | 0.17257 | 100 | 100 |  |  |  |  | -0.17257 | -17.2575 | 0.55434 | 0.67541 |  |  |  |  | 255 | 0.12191
80266 | LARECU50A | 5 | South | YES | -0.045886 | 80 | 0 | 100 |  | 1.039 | GGT | -1 | 0.17257 | 100 | 100 |  |  |  |  | -0.17257 | -17.2575 | 0.55907 | 0.6793 |  |  |  |  | 256 | 0.12191
5903 | SANMIGUELGEN | 1 | South | YES | -0.045274 | 396.3 | 180 | 396.3 | 0 | 1.0336 | LIGCO | -1 | 0.17196 | 0 | 396.3 |  |  |  |  | -0.17196 | 0 | 0.55907 | 0.6793 |  |  |  |  | 257 | 0.12191
8189 | CUECPL2A | 1 | South | YES | -0.042247 | 12 | 0 | 12 | 0 | 1.02 | Cogen | -1 | 0.16894 | 0 | 0 |  |  |  |  | -0.16894 | 0 | 0.55907 | 0.6793 |  |  |  |  | 258 | 0.12107
5401 | CALAVER_JKS1 | 1 | South | YES | -0.040305 | 562 | 100 | 562 | 0 | 1.026 | LIGCO | -1 | 0.16699 | 0 | 562 |  |  |  |  | -0.16699 | 0 | 0.55907 | 0.6793 |  |  |  |  | 259 | 0.12023
5476 | BRA_AVR1_CT1 | 1 | South | YES | -0.039346 | 155 | 90 | 155 | 0 | 1.025 | CC | -1 | 0.16603 | 155 | 155 |  |  |  |  | -0.16603 | -25.7354 | 0.56639 | 0.6851 |  |  |  |  | 260 | 0.12023
5477 | BRA_AVR1_ST | 1 | South | YES | -0.039346 | 174 | 138 | 174 | 0 | 1.025 | CC | -1 | 0.16603 | 174 | 174 |  |  |  |  | -0.16603 | -28.8901 | 0.57461 | 0.69161 |  |  |  |  | 261 | 0.12023
5478 | BRA_AVR1_CT2 | 1 | South | YES | -0.039346 | 155 | 90 | 155 | 0 | 1.025 | CC | -1 | 0.16603 | 155 | 155 |  |  |  |  | -0.16603 | -25.7354 | 0.58193 | 0.69741 |  |  |  |  | 262 | 0.12023
5890 | PEARSALLGEN1 | 1 | South | YES | -0.038184 | 19.2 | 6 | 24 | 0 | 1.0226 | GST | -1 | 0.16487 | 24 | 24 |  |  |  |  | -0.16487 | -3.9569 | 0.58307 | 0.6983 |  |  |  |  | 263 | 0.11871
5891 | PEARSALLGEN2 | 1 | South | YES | -0.038184 | 19.4 | 6 | 24.3 | 0 | 1.0226 | GST | -1 | 0.16487 | 24.3 | 24.3 |  |  |  |  | -0.16487 | -4.0064 | 0.58421 | 0.6992 |  |  |  |  | 264 | 0.117
5892 | PEARSALLGEN3 | 1 | South | YES | -0.038184 | 19.1 | 6 | 23.9 | 0 | 1.0226 | GST | -1 | 0.16487 | 23.9 | 23.9 |  |  |  |  | -0.16487 | -3.9405 | 0.58534 | 0.70009 |  |  |  |  | 265 | 0.11547
5026 | BRAUNIG_VHB1 | 1 | South | YES | -0.038053 | 215 | 40 | 215 | 0 | 1.0192 | GST | -1 | 0.16474 | 215 | 215 |  |  |  |  | -0.16474 | -35.4195 | 0.5955 | 0.70807 |  |  |  |  | 266 | 0.11523
5027 | BRAUNIG_VHB2 | 2 | South | YES | -0.038053 | 216 | 40 | 216 | 0 | 1.0192 | GST | -1 | 0.16474 | 216 | 216 |  |  |  |  | -0.16474 | -35.5842 | 0.60571 | 0.71609 |  |  |  |  | 267 | 0.11499
5264 | LEON_LCP3G3 | 3 | South | YES | -0.037956 | 0 | 20 | 58 |  | 1.0197 | GST | -1 | 0.16464 | 58 | 58 |  |  |  |  | -0.16464 | -9.5494 | 0.60845 | 0.71824 |  |  |  |  | 268 | 0.11474
5265 | LEON_LCP4G4 | 4 | South | YES | -0.037956 | 89 | 25 | 89 | 0 | 1.0197 | GST | -1 | 0.16464 | 89 | 89 |  |  |  |  | -0.16464 | -14.6534 | 0.61265 | 0.72154 |  |  |  |  | 269 | 0.11257
5266 | LEON_LCPCT1 | 1 | South | YES | -0.037956 | 44 | 24 | 44 | 0 | 1.0197 | GGT | -1 | 0.16464 | 44 | 44 |  |  |  |  | -0.16464 | -7.2444 | 0.61473 | 0.72317 |  |  |  |  | 270 | 0.11038
5267 | LEON_LCPCT2 | 2 | South | YES | -0.037956 | 44 | 24 | 44 | 0 | 1.0197 | GGT | -1 | 0.16464 | 44 | 44 |  |  |  |  | -0.16464 | -7.2444 | 0.61681 | 0.7248 |  |  |  |  | 271 | 0.10979
5268 | LEON_LCPCT3 | 3 | South | YES | -0.037956 | 43 | 24 | 43 | 0 | 1.0197 | GGT | -1 | 0.16464 | 43 | 43 |  |  |  |  | -0.16464 | -7.0797 | 0.61884 | 0.7264 |  |  |  |  | 272 | 0.10889
5269 | LEON_LCPCT4 | 4 | South | YES | -0.037956 | 45 | 24 | 45 | 0 | 1.0197 | GGT | -1 | 0.16464 | 45 | 45 |  |  |  |  | -0.16464 | -7.409 | 0.62097 | 0.72807 |  |  |  |  | 273 | 0.10844
5436 | TUTTL_WBT1G1 | 1 | South | YES | -0.037954 | 48.8 | 20 | 61 | 0 | 1.012 | GST | -1 | 0.16464 | 61 | 61 |  |  |  |  | -0.16464 | -10.0432 | 0.62385 | 0.73033 |  |  |  |  | 274 | 0.10799
5438 | TUTTL_WBT3G3 | 3 | South | YES | -0.037954 | 95 | 25 | 95 | 0 | 1.012 | GST | -1 | 0.16464 | 95 | 95 |  |  |  |  | -0.16464 | -15.6411 | 0.62834 | 0.73385 |  |  |  |  | 275 | 0.10756
5439 | TUTTL_WBT4G4 | 4 | South | YES | -0.037954 | 151 | 40 | 151 | 0 | 1.012 | GST | -1 | 0.16464 | 151 | 151 |  |  |  |  | -0.16464 | -24.8611 | 0.63547 | 0.73946 |  |  |  |  | 276 | 0.1071
5111 | CALAVER_JTD1 | 1 | South | YES | -0.037925 | 430 | 80 | 430 | 0 | 1.0138 | LIGCO | -1 | 0.16461 | 0 | 430 |  |  |  |  | -0.16461 | 0 | 0.63547 | 0.73946 |  |  |  |  | 277 | 0.10648
5112 | CALAVER_JTD2 | 2 | South | YES | -0.037925 | 430 | 80 | 430 | 0 | 1.0138 | LIGCO | -1 | 0.16461 | 0 | 430 |  |  |  |  | -0.16461 | 0 | 0.63547 | 0.73946 |  |  |  |  | 278 | 0.10552
5396 | CALAVER_OWS1 | 1 | South | YES | -0.037915 | 418 | 80 | 418 | 0 | 1.0192 | GST | -1 | 0.1646 | 418 | 418 |  |  |  |  | -0.1646 | -68.8044 | 0.65522 | 0.75496 |  |  |  |  | 279 | 0.10398
5397 | CALAVER_OWS2 | 2 | South | YES | -0.037915 | 400 | 80 | 400 | 0 | 1.0192 | GST | -1 | 0.1646 | 400 | 400 |  |  |  |  | -0.1646 | -65.8416 | 0.67412 | 0.76979 |  |  |  |  | 280 | 0.10398
5028 | BRAUNIG_VHB3 | 3 | South | YES | -0.037898 | 407 | 60 | 407 | 0 | 1.0138 | GST | -1 | 0.16459 | 407 | 407 |  |  |  |  | -0.16459 | -66.9869 | 0.69335 | 0.78488 |  |  |  |  | 281 | 0.10398
7800 | L_GUADGE1_1Y | 1 | South | YES | -0.037 | 147 | 30 | 147 | 0 | 1.02 | CC | -1 | 0.16369 | 147 | 147 |  |  |  |  | -0.16369 | -24.0623 | 0.70029 | 0.79031 |  |  |  |  | 282 | 0.099738
7801 | L_GUADGE1_2Y | 2 | South | YES | -0.037 | 138 | 30 | 138 | 0 | 1.02 | CC | -1 | 0.16369 | 138 | 138 |  |  |  |  | -0.16369 | -22.5891 | 0.70681 | 0.7954 |  |  |  |  | 283 | 0.095675
7802 | L_GUADGE1_3Y | 3 | South | YES | -0.037 | 146 | 30 | 146 | 0 | 1.02 | CC | -1 | 0.16369 | 146 | 146 |  |  |  |  | -0.16369 | -23.8986 | 0.71371 | 0.80078 |  |  |  |  | 284 | 0.091539
7803 | L_GUADGE1_4Y | 4 | South | YES | -0.037 | 149 | 30 | 149 | 0 | 1.02 | CC | -1 | 0.16369 | 149 | 149 |  |  |  |  | -0.16369 | -24.3896 | 0.72075 | 0.80628 |  |  |  |  | 285 | 0.090015
7804 | L_GUADGE1_5Y | 5 | South | YES | -0.037 | 182 | 30 | 182 | 0 | 1.02 | CC | -1 | 0.16369 | 182 | 182 |  |  |  |  | -0.16369 | -29.7914 | 0.72935 | 0.81299 |  |  |  |  | 286 | 0.088585
7805 | L_GUADGE1_6Y | 6 | South | YES | -0.037 | 203 | 30 | 203 | 0 | 1.02 | CC | -1 | 0.16369 | 203 | 203 |  |  |  |  | -0.16369 | -33.2288 | 0.73894 | 0.82047 |  |  |  |  | 287 | 0.087071
58909 | PEARSALLSCG1 | 3 | South | YES | -0.036259 | 0 | 0 | 8.4 |  | 1.027 | Diesel | -1 | 0.16295 | 8.4 | 8.4 |  |  |  |  | -0.16295 | -1.3688 | 0.73933 | 0.82078 |  |  |  |  | 288 | 0.085527
58909 | PEARSALLSCG1 | 4 | South | YES | -0.036259 | 0 | 0 | 8.4 |  | 1.027 | Diesel | -1 | 0.16295 | 8.4 | 8.4 |  |  |  |  | -0.16295 | -1.3688 | 0.73973 | 0.82109 |  |  |  |  | 289 | 0.083641
58909 | PEARSALLSCG1 | 6 | South | YES | -0.036259 | 0 | 0 | 8.4 |  | 1.027 | Diesel | -1 | 0.16295 | 8.4 | 8.4 |  |  |  |  | -0.16295 | -1.3688 | 0.74013 | 0.8214 |  |  |  |  | 290 | 0.081537
58909 | PEARSALLSCG1 | 5 | South | YES | -0.036259 | 0 | 0 | 8.4 |  | 1.027 | Diesel | -1 | 0.16295 | 8.4 | 8.4 |  |  |  |  | -0.16295 | -1.3688 | 0.74052 | 0.82171 |  |  |  |  | 291 | 0.081448
58909 | PEARSALLSCG1 | 1 | South | YES | -0.036259 | 0 | 0 | 8.4 |  | 1.027 | Diesel | -1 | 0.16295 | 8.4 | 8.4 |  |  |  |  | -0.16295 | -1.3688 | 0.74092 | 0.82202 |  |  |  |  | 292 | 0.08136
58909 | PEARSALLSCG1 | 2 | South | YES | -0.036259 | 0 | 0 | 8.4 |  | 1.027 | Diesel | -1 | 0.16295 | 8.4 | 8.4 |  |  |  |  | -0.16295 | -1.3688 | 0.74132 | 0.82232 |  |  |  |  | 293 | 0.081271
58919 | PEARSALLSCG2 | 5 | South | YES | -0.036259 | 0 | 0 | 8.4 |  | 1.027 | Diesel | -1 | 0.16295 | 8.4 | 8.4 |  |  |  |  | -0.16295 | -1.3688 | 0.74172 | 0.82263 |  |  |  |  | 294 | 0.081183
58919 | PEARSALLSCG2 | 6 | South | YES | -0.036259 | 0 | 0 | 8.4 |  | 1.027 | Diesel | -1 | 0.16295 | 8.4 | 8.4 |  |  |  |  | -0.16295 | -1.3688 | 0.74211 | 0.82294 |  |  |  |  | 295 | 0.081094
58919 | PEARSALLSCG2 | 1 | South | YES | -0.036259 | 0 | 0 | 8.4 |  | 1.027 | Diesel | -1 | 0.16295 | 8.4 | 8.4 |  |  |  |  | -0.16295 | -1.3688 | 0.74251 | 0.82325 |  |  |  |  | 296 | 0.081006
58919 | PEARSALLSCG2 | 2 | South | YES | -0.036259 | 0 | 0 | 8.4 |  | 1.027 | Diesel | -1 | 0.16295 | 8.4 | 8.4 |  |  |  |  | -0.16295 | -1.3688 | 0.74291 | 0.82356 |  |  |  |  | 297 | 0.080917
58919 | PEARSALLSCG2 | 4 | South | YES | -0.036259 | 0 | 0 | 8.4 |  | 1.027 | Diesel | -1 | 0.16295 | 8.4 | 8.4 |  |  |  |  | -0.16295 | -1.3688 | 0.7433 | 0.82387 |  |  |  |  | 298 | 0.080829
58919 | PEARSALLSCG2 | 3 | South | YES | -0.036259 | 0 | 0 | 8.4 |  | 1.027 | Diesel | -1 | 0.16295 | 8.4 | 8.4 |  |  |  |  | -0.16295 | -1.3688 | 0.7437 | 0.82417 |  |  |  |  | 299 | 0.08074
58929 | PEARSALLSCG3 | 4 | South | YES | -0.036259 | 0 | 0 | 8.4 |  | 1.027 | Diesel | -1 | 0.16295 | 8.4 | 8.4 |  |  |  |  | -0.16295 | -1.3688 | 0.7441 | 0.82448 |  |  |  |  | 300 | 0.080652
58929 | PEARSALLSCG3 | 6 | South | YES | -0.036259 | 0 | 0 | 8.4 |  | 1.027 | Diesel | -1 | 0.16295 | 8.4 | 8.4 |  |  |  |  | -0.16295 | -1.3688 | 0.74449 | 0.82479 |  |  |  |  | 301 | 0.080563
58929 | PEARSALLSCG3 | 2 | South | YES | -0.036259 | 0 | 0 | 8.4 |  | 1.027 | Diesel | -1 | 0.16295 | 8.4 | 8.4 |  |  |  |  | -0.16295 | -1.3688 | 0.74489 | 0.8251 |  |  |  |  | 302 | 0.080475
58929 | PEARSALLSCG3 | 5 | South | YES | -0.036259 | 0 | 0 | 8.4 |  | 1.027 | Diesel | -1 | 0.16295 | 8.4 | 8.4 |  |  |  |  | -0.16295 | -1.3688 | 0.74529 | 0.82541 |  |  |  |  | 303 | 0.080386
58929 | PEARSALLSCG3 | 1 | South | YES | -0.036259 | 0 | 0 | 8.4 |  | 1.027 | Diesel | -1 | 0.16295 | 8.4 | 8.4 |  |  |  |  | -0.16295 | -1.3688 | 0.74568 | 0.82572 |  |  |  |  | 304 | 0.080298
58929 | PEARSALLSCG3 | 3 | South | YES | -0.036259 | 0 | 0 | 8.4 |  | 1.027 | Diesel | -1 | 0.16295 | 8.4 | 8.4 |  |  |  |  | -0.16295 | -1.3688 | 0.74608 | 0.82603 |  |  |  |  | 305 | 0.08021
58949 | PEARSALLSCG4 | 3 | South | YES | -0.036259 | 0 | 0 | 8.4 |  | 1.027 | Diesel | -1 | 0.16295 | 8.4 | 8.4 |  |  |  |  | -0.16295 | -1.3688 | 0.74648 | 0.82633 |  |  |  |  | 306 | 0.080121
58949 | PEARSALLSCG4 | 2 | South | YES | -0.036259 | 0 | 0 | 8.4 |  | 1.027 | Diesel | -1 | 0.16295 | 8.4 | 8.4 |  |  |  |  | -0.16295 | -1.3688 | 0.74687 | 0.82664 |  |  |  |  | 307 | 0.080033
58949 | PEARSALLSCG4 | 1 | South | YES | -0.036259 | 0 | 0 | 8.4 |  | 1.027 | Diesel | -1 | 0.16295 | 8.4 | 8.4 |  |  |  |  | -0.16295 | -1.3688 | 0.74727 | 0.82695 |  |  |  |  | 308 | 0.079944
58949 | PEARSALLSCG4 | 4 | South | YES | -0.036259 | 0 | 0 | 8.4 |  | 1.027 | Diesel | -1 | 0.16295 | 8.4 | 8.4 |  |  |  |  | -0.16295 | -1.3688 | 0.74767 | 0.82726 |  |  |  |  | 309 | 0.079856
58949 | PEARSALLSCG4 | 6 | South | YES | -0.036259 | 0 | 0 | 8.4 |  | 1.027 | Diesel | -1 | 0.16295 | 8.4 | 8.4 |  |  |  |  | -0.16295 | -1.3688 | 0.74807 | 0.82757 |  |  |  |  | 310 | 0.079767
58949 | PEARSALLSCG4 | 5 | South | YES | -0.036259 | 0 | 0 | 8.4 |  | 1.027 | Diesel | -1 | 0.16295 | 8.4 | 8.4 |  |  |  |  | -0.16295 | -1.3688 | 0.74846 | 0.82788 |  |  |  |  | 311 | 0.079679
7624 | L_LAKEWO9_1Y | 1 | South | YES | -0.034826 | 0 | 0 | 2.4 |  | 1 | Hydro | -1 | 0.16151 | 0 | 0 |  |  |  |  | -0.16151 | 0 | 0.74846 | 0.82788 |  |  |  |  | 312 | 0.07959
7624 | L_LAKEWO9_1Y | 2 | South | YES | -0.034826 | 0 | 0 | 2.4 |  | 1 | Hydro | -1 | 0.16151 | 0 | 0 |  |  |  |  | -0.16151 | 0 | 0.74846 | 0.82788 |  |  |  |  | 313 | 0.079502
7609 | L_SCHUMA8_1Y | 1 | South | YES | -0.033656 | 0 | 0 | 4 |  | 1 | Hydro | -1 | 0.16034 | 0 | 0 |  |  |  |  | -0.16034 | 0 | 0.74846 | 0.82788 |  |  |  |  | 314 | 0.079413
7810 | L_RIONOG1G1Y | 1 | South | YES | -0.033063 | 148 | 0 | 148 | 0 | 1.02 | CC | -1 | 0.15975 | 148 | 148 |  |  |  |  | -0.15975 | -23.6433 | 0.75545 | 0.8332 |  |  |  |  | 315 | 0.079413
7811 | L_RIONOG1G2Y | 2 | South | YES | -0.033063 | 148 | 0 | 148 | 0 | 1.02 | CC | -1 | 0.15975 | 148 | 148 |  |  |  |  | -0.15975 | -23.6433 | 0.76245 | 0.83853 |  |  |  |  | 316 | 0.079413
7812 | L_RIONOG1G3Y | 3 | South | YES | -0.033063 | 154 | 0 | 154 | 0 | 1.02 | CC | -1 | 0.15975 | 154 | 154 |  |  |  |  | -0.15975 | -24.6018 | 0.76972 | 0.84407 |  |  |  |  | 317 | 0.079413
7813 | L_RIONOG1S1Y | 4 | South | YES | -0.033063 | 293 | 0 | 293 | 0 | 1.02 | CC | -1 | 0.15975 | 293 | 293 |  |  |  |  | -0.15975 | -46.8073 | 0.78357 | 0.85462 |  |  |  |  | 318 | 0.077748
7605 | L_MCQUEE9_1Y | 1 | South | YES | -0.032488 | 0 | 0 | 2.4 |  | 1.025 | Hydro | -1 | 0.15918 | 0 | 0 |  |  |  |  | -0.15918 | 0 | 0.78357 | 0.85462 |  |  |  |  | 319 | 0.076083
7605 | L_MCQUEE9_1Y | 2 | South | YES | -0.032488 | 0 | 0 | 2.4 |  | 1.025 | Hydro | -1 | 0.15918 | 0 | 0 |  |  |  |  | -0.15918 | 0 | 0.78357 | 0.85462 |  |  |  |  | 320 | 0.07435
7605 | L_MCQUEE9_1Y | 3 | South | YES | -0.032488 | 0 | 0 | 2.8 |  | 1.025 | Hydro | -1 | 0.15918 | 0 | 0 |  |  |  |  | -0.15918 | 0 | 0.78357 | 0.85462 |  |  |  |  | 321 | 0.071053
7012 | L_FPPYD21_3Y | 3 | South | YES | -0.029313 | 427.5 | 200 | 436 | 0 | 1.02 | LIGCO | -1 | 0.156 | 0 | 436 |  |  |  |  | -0.156 | 0 | 0.78357 | 0.85462 |  |  |  |  | 322 | 0.071053
7010 | L_FPPYD11_1Y | 1 | South | YES | -0.029179 | 547.4 | 200 | 606 | 0 | 1.02 | LIGCO | -1 | 0.15587 | 0 | 606 |  |  |  |  | -0.15587 | 0 | 0.78357 | 0.85462 |  |  |  |  | 323 | 0.071053
7011 | L_FPPYD11_2Y | 2 | South | YES | -0.029179 | 552.2 | 200 | 598 | 0 | 1.02 | LIGCO | -1 | 0.15587 | 0 | 598 |  |  |  |  | -0.15587 | 0 | 0.78357 | 0.85462 |  |  |  |  | 324 | 0.071053
7014 | L_HAYSEN1_1Y | 1 | South | YES | -0.028874 | 223.9 | 74 | 223.9 | 0 | 1.008 | CC | -1 | 0.15556 | 223.9 | 223.9 |  |  |  |  | -0.15556 | -34.8305 | 0.79414 | 0.86247 |  |  |  |  | 325 | 0.071053
7015 | L_HAYSEN1_2Y | 2 | South | YES | -0.028874 | 225 | 74 | 225 | 0 | 1.008 | CC | -1 | 0.15556 | 225 | 225 |  |  |  |  | -0.15556 | -35.0016 | 0.80477 | 0.87035 |  |  |  |  | 326 | 0.071053
7016 | L_HAYSEN1_3Y | 3 | South | YES | -0.028874 | 224.6 | 74 | 224.6 | 0 | 1.008 | CC | -1 | 0.15556 | 224.6 | 224.6 |  |  |  |  | -0.15556 | -34.9394 | 0.81538 | 0.87822 |  |  |  |  | 327 | 0.071053
7017 | L_HAYSEN1_4Y | 4 | South | YES | -0.028874 | 226.7 | 74 | 226.7 | 0 | 1.008 | CC | -1 | 0.15556 | 226.7 | 226.7 |  |  |  |  | -0.15556 | -35.2661 | 0.8261 | 0.88617 |  |  |  |  | 328 | 0.068322
7303 | L_WPPGS12_1Y | 1 | South | YES | -0.02709 | 50 | 0 | 50 | 0 | 1.025 | GGT | -1 | 0.15378 | 50 | 50 |  |  |  |  | -0.15378 | -7.6889 | 0.82846 | 0.8879 |  |  |  |  | 329 | 0.065578
7303 | L_WPPGS12_1Y | 2 | South | YES | -0.02709 | 50 | 0 | 50 | 0 | 1.025 | GGT | -1 | 0.15378 | 50 | 50 |  |  |  |  | -0.15378 | -7.6889 | 0.83082 | 0.88963 |  |  |  |  | 330 | 0.062839
7305 | L_WPPGS34_1Y | 3 | South | YES | -0.02709 | 50 | 0 | 50 | 0 | 1.025 | GGT | -1 | 0.15378 | 50 | 50 |  |  |  |  | -0.15378 | -7.6889 | 0.83318 | 0.89137 |  |  |  |  | 331 | 0.060074
7305 | L_WPPGS34_1Y | 4 | South | YES | -0.02709 | 50 | 0 | 50 | 0 | 1.025 | GGT | -1 | 0.15378 | 50 | 50 |  |  |  |  | -0.15378 | -7.6889 | 0.83554 | 0.8931 |  |  |  |  | 332 | 0.059444
7487 | L_CANYHY8_1Y | 1 | South | YES | -0.024602 | 0 | 0 | 6 |  | 1 | Hydro | -1 | 0.15129 | 0 | 0 |  |  |  |  | -0.15129 | 0 | 0.83554 | 0.8931 |  |  |  |  | 333 | 0.058815
7004 | L_SIMGID1_1Y | 1 | South | YES | -0.014904 | 132 | 40 | 132 | 0 | 1.02 | GST | -1 | 0.14159 | 132 | 132 |  |  |  |  | -0.14159 | -18.6903 | 0.84178 | 0.89731 |  |  |  |  | 334 | 0.058185
7005 | L_SIMGID1_2Y | 2 | South | YES | -0.014904 | 133 | 32 | 139 | 0 | 1.02 | GST | -1 | 0.14159 | 139 | 139 |  |  |  |  | -0.14159 | -19.6814 | 0.84835 | 0.90174 |  |  |  |  | 335 | 0.057555
7006 | L_SIMGID1_3Y | 3 | South | YES | -0.014904 | 324.9 | 60 | 329 | 0 | 1.02 | GST | -1 | 0.14159 | 329 | 329 |  |  |  |  | -0.14159 | -46.5841 | 0.86389 | 0.91224 |  |  |  |  | 336 | 0.057555
7007 | L_LOSTPI1_1Y | 1 | South | YES | -0.013866 | 158.6 | 110 | 158 | 0 | 1 | CC | -1 | 0.14055 | 158 | 158 |  |  |  |  | -0.14055 | -22.2077 | 0.87136 | 0.91724 |  |  |  |  | 337 | 0.055529
7008 | L_LOSTPI1_2Y | 2 | South | YES | -0.013866 | 157.7 | 107 | 160 | 0 | 1 | CC | -1 | 0.14055 | 160 | 160 |  |  |  |  | -0.14055 | -22.4888 | 0.87892 | 0.92231 |  |  |  |  | 338 | 0.053397
7009 | L_LOSTPI1_3Y | 3 | South | YES | -0.013866 | 173.9 | 72 | 175 | 0 | 1 | CC | -1 | 0.14055 | 175 | 175 |  |  |  |  | -0.14055 | -24.5971 | 0.88718 | 0.92785 |  |  |  |  | 339 | 0.048349
7807 | L_BASTEN1_1Y | 1 | South | YES | -0.012298 | 152.5 | 83.5 | 152.5 | 0 | 1.004 | CC | -1 | 0.13899 | 152.5 | 152.5 |  |  |  |  | -0.13899 | -21.1955 | 0.89439 | 0.93263 |  |  |  |  | 340 | 0.045888
7808 | L_BASTEN1_2Y | 1 | South | YES | -0.012298 | 149.5 | 83.5 | 149.5 | 0 | 1.004 | CC | -1 | 0.13899 | 149.5 | 149.5 |  |  |  |  | -0.13899 | -20.7785 | 0.90145 | 0.93731 |  |  |  |  | 341 | 0.043395
7809 | L_BASTEN1_3Y | 1 | South | YES | -0.012298 | 232.6 | 42 | 232.6 | 0 | 1.004 | CC | -1 | 0.13899 | 232.6 | 232.6 |  |  |  |  | -0.13899 | -32.3283 | 0.91244 | 0.94459 |  |  |  |  | 342 | 0.040669
8262 | ELPS | 1 | South | YES | -0.01132 | 6 | 6 | 6 | 0 | 1.15 | Hydro | -1 | 0.13801 | 0 | 0 |  |  |  |  | -0.13801 | 0 | 0.91244 | 0.94459 |  |  |  |  | 343 | 0.03824
9016 | SANDH_G1 | 1 | South | YES | -0.009119 | 45 | 2 | 49 | 0 | 1.0175 | GGT | -1 | 0.13581 | 49 | 49 |  |  |  |  | -0.13581 | -6.6546 | 0.91476 | 0.94609 |  |  |  |  | 344 | 0.035858
9017 | SANDH_G2 | 2 | South | YES | -0.009119 | 45 | 2 | 46 | 0 | 1.0175 | GGT | -1 | 0.13581 | 46 | 46 |  |  |  |  | -0.13581 | -6.2472 | 0.91693 | 0.9475 |  |  |  |  | 345 | 0.032153
9018 | SANDH_G3 | 3 | South | YES | -0.009119 | 45 | 2 | 46 | 0 | 1.0175 | GGT | -1 | 0.13581 | 46 | 46 |  |  |  |  | -0.13581 | -6.2472 | 0.9191 | 0.94891 |  |  |  |  | 346 | 0.032153
9019 | SANDH_G4 | 4 | South | YES | -0.009119 | 0 | 2 | 47 |  | 1.0175 | GGT | -1 | 0.13581 | 47 | 47 |  |  |  |  | -0.13581 | -6.383 | 0.92132 | 0.95035 |  |  |  |  | 347 | 0.031337
9020 | SANDHG5A | 5A | South | YES | -0.009119 | 150 | 84 | 155 | 0 | 1.0175 | CC | -1 | 0.13581 | 155 | 155 |  |  |  |  | -0.13581 | -21.0502 | 0.92865 | 0.95509 |  |  |  |  | 348 | 0.030571
9021 | SANDHG5C | 5C | South | YES | -0.009119 | 140 | 0 | 148 | 0 | 1.0175 | CC | -1 | 0.13581 | 148 | 148 |  |  |  |  | -0.13581 | -20.0996 | 0.93564 | 0.95962 |  |  |  |  | 349 | 0.029806
7020 | L_AUSTPL1_1Y | 1 | South | YES | -0.007988 | 0 | 0 | 8 |  | 1 | Hydro | -1 | 0.13468 | 0 | 0 |  |  |  |  | -0.13468 | 0 | 0.93564 | 0.95962 |  |  |  |  | 350 | 0.029023
7020 | L_AUSTPL1_1Y | 2 | South | YES | -0.007988 | 0 | 0 | 8 |  | 1 | Hydro | -1 | 0.13468 | 0 | 0 |  |  |  |  | -0.13468 | 0 | 0.93564 | 0.95962 |  |  |  |  | 351 | 0.026443
9000 | DECKR_G1 | 1 | South | YES | -0.007857 | 280 | 50 | 321 | 0 | 1.015 | GST | -1 | 0.13455 | 321 | 321 |  |  |  |  | -0.13455 | -43.1892 | 0.9508 | 0.96935 |  |  |  |  | 352 | 0.023979
9001 | DECKR_G2 | 2 | South | YES | -0.007857 | 400 | 50 | 426 | 0 | 1.015 | GST | -1 | 0.13455 | 426 | 426 |  |  |  |  | -0.13455 | -57.3165 | 0.97093 | 0.98226 |  |  |  |  | 353 | 0.023979
9002 | DECKR_G3 | 3 | South | YES | -0.006906 | 0 | 24 | 42 |  | 1.015 | GGT | -1 | 0.13359 | 42 | 42 |  |  |  |  | -0.13359 | -5.611 | 0.97291 | 0.98353 |  |  |  |  | 354 | 0.023979
9003 | DECKR_G4 | 4 | South | YES | -0.006906 | 44 | 24 | 44 | 0 | 1.015 | GGT | -1 | 0.13359 | 44 | 44 |  |  |  |  | -0.13359 | -5.8782 | 0.97499 | 0.98485 |  |  |  |  | 355 | 0.018544
9004 | DECKR_G5 | 5 | South | YES | -0.006906 | 44 | 24 | 44 | 0 | 1.015 | GGT | -1 | 0.13359 | 44 | 44 |  |  |  |  | -0.13359 | -5.8782 | 0.97707 | 0.98617 |  |  |  |  | 356 | 0.011332
9005 | DECKR_G6 | 6 | South | YES | -0.006906 | 44 | 24 | 47 | 0 | 1.015 | GGT | -1 | 0.13359 | 47 | 47 |  |  |  |  | -0.13359 | -6.279 | 0.97929 | 0.98759 |  |  |  |  | 357 | 0.010612
7031 | L_MARSFO1G1Y | 1 | South | YES | -0.005487 | 0 | 0 | 36 |  | 1 | Hydro | -1 | 0.13218 | 0 | 0 |  |  |  |  | -0.13218 | 0 | 0.97929 | 0.98759 |  |  |  |  | 358 | 0.0098572
7032 | L_MARSFO1G2Y | 2 | South | YES | -0.005487 | 0 | 0 | 35 |  | 1 | Hydro | -1 | 0.13218 | 0 | 0 |  |  |  |  | -0.13218 | 0 | 0.97929 | 0.98759 |  |  |  |  | 359 | 0.0091028
7033 | L_MARSFO1G3Y | 3 | South | YES | -0.005487 | 0 | 0 | 36 |  | 1 | Hydro | -1 | 0.13218 | 0 | 0 |  |  |  |  | -0.13218 | 0 | 0.97929 | 0.98759 |  |  |  |  | 360 | 0.0082969
7028 | L_MARBFA1_1Y | 1 | South | YES | -0.00108 | 0 | 0 | 18 |  | 1 | Hydro | -1 | 0.12777 | 0 | 0 |  |  |  |  | -0.12777 | 0 | 0.97929 | 0.98759 |  |  |  |  | 361 | 0.0082969
7029 | L_MARBFA1_2Y | 2 | South | YES | -0.00108 | 0 | 0 | 18 |  | 1 | Hydro | -1 | 0.12777 | 0 | 0 |  |  |  |  | -0.12777 | 0 | 0.97929 | 0.98759 |  |  |  |  | 362 | 0.0082969
5934 | SI_RAY5 | 5 | South | YES | 0 | 0 | 10 | 15 |  | 1.035 | GST | -1 | 0.12669 | 15 | 15 |  |  |  |  | -0.12669 | -1.9003 | 0.98 | 0.98802 |  |  |  |  | 363 | 0.0082969
8139 | JOS #1 | MB | South | YES | 0 | 0 | 45 | 255 |  | 1.02 | GST | -1 | 0.12669 | 0 | 0 |  |  |  |  | -0.12669 | 0 | 0.98 | 0.98802 |  |  |  |  | 364 | 0.0082969
8285 | LAR #1 | MB | South | YES | 0 | 0 | 9 | 32 |  | 1.0497 | GST | -1 | 0.12669 | 0 | 0 |  |  |  |  | -0.12669 | 0 | 0.98 | 0.98802 |  |  |  |  | 365 | 0.0082969
8287 | LAR #2 | MB | South | YES | 0 | 0 | 9 | 32 |  | 1.04 | GST | -1 | 0.12669 | 0 | 0 |  |  |  |  | -0.12669 | 0 | 0.98 | 0.98802 |  |  |  |  | 366 | 0.0080164
8288 | LAR #3 | MB | South | YES | 0 | 0 | 25 | 105 |  | 1.04 | GST | -1 | 0.12669 | 0 | 0 |  |  |  |  | -0.12669 | 0 | 0.98 | 0.98802 |  |  |  |  | 367 | 0.0080164
8388 | BATES0A | MB | South | YES | 0 | 0 | 21 | 71 |  | 1.033 | GST | -1 | 0.12669 | 0 | 0 |  |  |  |  | -0.12669 | 0 | 0.98 | 0.98802 |  |  |  |  | 368 | 0.0080164
8393 | BATES0B | MB | South | YES | 0 | 0 | 25 | 110 |  | 1.03 | GST | -1 | 0.12669 | 0 | 0 |  |  |  |  | -0.12669 | 0 | 0.98 | 0.98802 |  |  |  |  | 369 | 0.0080164
8437 | NUECES_B0C | MB | South | YES | 0 | 0 | 7 | 30 |  | 1.03 | GST | -1 | 0.12669 | 0 | 0 |  |  |  |  | -0.12669 | 0 | 0.98 | 0.98802 |  |  |  |  | 370 | 0.0080164
8438 | NUECES_B0B | MB | South | YES | 0 | 0 | 26 | 169 |  | 1.03 | GST | -1 | 0.12669 | 0 | 0 |  |  |  |  | -0.12669 | 0 | 0.98 | 0.98802 |  |  |  |  | 371 | 0.0080164
39190 | TNSLCGN1__8 | 1 | Houston | YES | 0 | 0 | 10 | 30 |  | 1.03 | Cogen | -1 | 0.12669 | 0 | 0 |  |  | 0 | 0 | -0.12669 | 0 | 0.98 | 0.98802 |  |  |  |  | 372 | 0.0080164
7000 | L_FERGUS1_1Y | 1 | South | YES | 0.00105 | 400 | 65 | 423.3 | 0 | 1.015 | GSC | -1 | 0.12564 | 423.3 | 423.3 |  |  |  |  | -0.12564 | -53.1829 | 1 | 1 |  |  |  |  | 373 | 0.0080164
7035 | L_WIRTZ_1G1Y | 1 | South | YES | 0.001263 | 0 | 0 | 29 |  | 1 | Hydro | -1 | 0.12543 | 0 | 0 |  |  |  |  | -0.12543 | 0 | 1 | 1 |  |  |  |  | 374 | 0.0080164
7036 | L_WIRTZ_1G2Y | 2 | South | YES | 0.001263 | 0 | 0 | 29.7 |  | 1 | Hydro | -1 | 0.12543 | 0 | 0 |  |  |  |  | -0.12543 | 0 | 1 | 1 |  |  |  |  | 375 | 0.0080164
8032 | AMISTADHYD1 | 1 | South | YES | 0.002261 | 33 | 13 | 33 | 0 | 1.03 | Hydro | -1 | 0.12443 | 0 | 0 |  |  |  |  | -0.12443 | 0 | 1 | 1 |  |  |  |  | 376 | 0
8033 | AMISTADHYD2 | 2 | South | YES | 0.002261 | 25 | 13 | 25 | 0 | 1.03 | Hydro | -1 | 0.12443 | 0 | 0 |  |  |  |  | -0.12443 | 0 | 1 | 1 |  |  |  |  | 377 | 0
88253 | HAMILTON | F | South | YES | 0.002261 | 0 | 0 | 0 | 0 | 1.04 | BLT | -1 | 0.12443 | 0 | 0 |  |  |  |  | -0.12443 | 0 | 1 | 1 |  |  |  |  | 378 | 0
7026 | L_INKSDA1_1Y | 1 | South | YES | 0.008471 | 0 | 0 | 13.7 |  | 1 | Hydro | -1 | 0.11822 | 0 | 0 |  |  |  |  | -0.11822 | 0 | 1 | 1 |  |  |  |  | 379 | 0
7022 | L_BUCHAN1_1Y | 1 | South | YES | 0.009059 | 0 | 0 | 18 |  | 1 | Hydro | -1 | 0.11763 | 0 | 0 |  |  |  |  | -0.11763 | 0 | 1 | 1 |  |  |  |  | 380 | 0
7023 | L_BUCHAN1_2Y | 2 | South | YES | 0.009059 | 0 | 0 | 18 |  | 1 | Hydro | -1 | 0.11763 | 0 | 0 |  |  |  |  | -0.11763 | 0 | 1 | 1 |  |  |  |  | 381 | 0
7024 | L_BUCHAN1_3Y | 3 | South | YES | 0.009059 | 0 | 0 | 15 |  | 1 | Hydro | -1 | 0.11763 | 0 | 0 |  |  |  |  | -0.11763 | 0 | 1 | 1 |  |  |  |  | 382 | 0
3432 | SANDOW_4G | 4 | South | YES | 0.022373 | 580 | 225 | 580 |  | 1.029 | LIGCO | -1 | 0.10432 | 0 | 580 |  |  |  |  | -0.10432 | 0 | 1 | 1 |  |  |  |  | 383 | 0
13432 | SANDOW_5G | 5 | South | YES | 0.037956 | 581 | 225 | 581 |  | 1.029 | LIGCO | -1 | 0.088733 | 0 | 581 |  |  |  |  | -0.088733 | 0 | 1 | 1 |  |  |  |  | 384 | 0
60202 | FRNDDRCS | F | West | YES | 0.087458 | 0 | 0 | 0 | 0 | 0.9985 | AVR | 1 | 0.24109 | 0 | 0 |  |  |  |  | 0.24109 | 0 | [6 empty] | 385 | 0
3416 | LAKE_CRK1_G | 1 | North | YES | 0.092023 | 60 | 33 | 75 |  | 1.029 | GST | 1 | 0.24565 | 75 | 75 | 6.9017 | 75 |  |  | 0.24565 | 18.4241 | [6 empty] | 386 | 0
3417 | LAKE_CRK2_G | 2 | North | YES | 0.092023 | 177.6 | 40 | 222 | 0 | 1.029 | GST | 1 | 0.24565 | 222 | 222 | 20.4291 | 222 |  |  | 0.24565 | 54.5354 | [6 empty] | 387 | 0
3403 | THOUSE_1G | 1 | North | YES | 0.093256 | 563 | 200 | 563 | 0 | 1.012 | GSC | 1 | 0.24689 | 563 | 563 | 52.5031 | 563 |  |  | 0.24689 | 138.9978 | [6 empty] | 388 | 0
3404 | THOUSE_2G | 2 | North | YES | 0.093256 | 807 | 250 | 807 | 0 | 1.012 | GSC | 1 | 0.24689 | 807 | 807 | 75.2576 | 807 |  |  | 0.24689 | 199.2385 | [6 empty] | 389 | 0
238 | BOSQUESW505 | 1 | North | YES | 0.094681 | 255 | 0 | 255 | 0 | 1.02 | CC | 1 | 0.24831 | 255 | 255 | 24.1437 | 255 |  |  | 0.24831 | 63.3198 | [6 empty] | 390 | 0
239 | BOSQUESW502 | 1 | North | YES | 0.094681 | 119.2 | 0 | 149 | 0 | 1.02 | GGT | 1 | 0.24831 | 149 | 149 | 14.1075 | 149 |  |  | 0.24831 | 36.9986
247 | BOSQUESW501 | 2 | North | YES | 0.094681 | 124.8 | 0 | 156 | 0 | 1.02 | GGT | 1 | 0.24831 | 156 | 156 | 14.7702 | 156 |  |  | 0.24831 | 38.7368
251 | BOSQUESW803 | 2 | North | YES | 0.097167 | 150 | 0 | 150 | 0 | 1.032 | CC | 1 | 0.2508 | 150 | 150 | 14.575 | 150 |  |  | 0.2508 | 37.6198
253 | BOSQUESW804 | 2 | North | YES | 0.097167 | 80 | 0 | 80 | 0 | 1.032 | CC | 1 | 0.2508 | 80 | 80 | 7.7734 | 80 |  |  | 0.2508 | 20.0639
60018 | DSKY1 | 1 | West | YES | 0.09755 | 21 | 0 | 84 | 0 | 1.023 | Wind | 1 | 0.25118 | 0 | 84 |  |  |  |  | 0.25118 | 21.0993
60000 | DSKY2 | 1 | West | YES | 0.09772 | 19.1 | 0 | 76.5 |  | 1.039 | Wind | 1 | 0.25135 | 0 | 76.5 |  |  |  |  | 0.25135 | 19.2284
60017 | ORNNWP1 | 1 | West | YES | 0.098202 | 20 | 0 | 80 |  | 1.027 | Wind | 1 | 0.25183 | 0 | 80 |  |  |  |  | 0.25183 | 20.1467
38437 | TNSRBNMESA9 | 1 | West | YES | 0.10013 | 37.5 | 0 | 150 | 0 | 1.02 | Wind | 1 | 0.25376 | 0 | 150 |  |  |  |  | 0.25376 | 38.0647
38332 | TNWDWRDU2_8 | 1 | West | YES | 0.10019 | 20 | 0 | 80 | 0 | 1.0232 | Wind | 1 | 0.25382 | 0 | 80 |  |  |  |  | 0.25382 | 20.3057
60016 | WOODWRD11A | 1 | West | YES | 0.1002 | 20 | 0 | 80 |  | 1.033 | Wind | 1 | 0.25383 | 0 | 80 |  |  |  |  | 0.25383 | 20.3067
6016 | SWMESA | 1 | West | YES | 0.10027 | 18.8 | 0 | 75 |  | 1.03 | Wind | 1 | 0.2539 | 0 | 75 |  |  |  |  | 0.2539 | 19.0426
60003 | KING_NE1A | 1 | West | YES | 0.10027 | 20 | 0 | 80 |  | 1.03 | Wind | 1 | 0.2539 | 0 | 80 |  |  |  |  | 0.2539 | 20.3121
60005 | KING_SE1A | 1 | West | YES | 0.10027 | 10 | 0 | 40 |  | 1.035 | Wind | 1 | 0.2539 | 0 | 40 |  |  |  |  | 0.2539 | 10.156
60201 | RIO DRCS | F | West | YES | 0.10037 | 0 | 0 | 0 | 0 | 1.025 | AVR | 1 | 0.254 | 0 | 0 |  |  |  |  | 0.254 | 0
60007 | KING_SW1A | 1 | West | YES | 0.10063 | 20 | 0 | 80 |  | 1.03 | Wind | 1 | 0.25426 | 0 | 80 |  |  |  |  | 0.25426 | 20.3412
60019 | KING_NW1A | 1 | West | YES | 0.10063 | 20 | 0 | 80 |  | 1.03 | Wind | 1 | 0.25426 | 0 | 80 |  |  |  |  | 0.25426 | 20.3412
244 | WHITNYDM01 | 1 | North | YES | 0.10083 | 15 | 0 | 15 | 0 | 1.035 | Hydro | 1 | 0.25446 | 0 | 0 | 0 | 0 |  |  | 0.25446 | 0
245 | WHITNYDM02 | 2 | North | YES | 0.10083 | 15 | 0 | 15 | 0 | 1.035 | Hydro | 1 | 0.25446 | 0 | 0 | 0 | 0 |  |  | 0.25446 | 0
1349 | WESTXWIN_1G | 1 | West | YES | 0.10587 | 1.3 | 0 | 6.6 |  | 1.014 | Wind | 1 | 0.2595 | 0 | 6.6 |  |  |  |  | 0.2595 | 1.7127
1350 | NWPWRG1_1G | 1 | West | YES | 0.10587 | 6.9 | 1 | 34.3 |  | 1.014 | Wind | 1 | 0.2595 | 0 | 34.3 |  |  |  |  | 0.2595 | 8.9009
60057 | CALLAHAN1A | 1 | West | YES | 0.10616 | 22.8 | 0 | 114 | 0 | 1.04 | Wind | 1 | 0.2598 | 0 | 114 |  |  |  |  | 0.2598 | 29.6168
1002 | PBCTAGE_1G | A | West | YES | 0.10625 | 64 | 64 | 66 | 0 | 1.036 | GGT | 1 | 0.25988 | 66 | 66 |  |  |  |  | 0.25988 | 17.1519
1003 | PBCTBGE_2G | B | West | YES | 0.10625 | 65 | 65 | 66 | 0 | 1.036 | GGT | 1 | 0.25988 | 66 | 66 |  |  |  |  | 0.25988 | 17.1519
1004 | PBCTCGE_3G | C | West | YES | 0.10625 | 62 | 62 | 67 | 0 | 1.036 | GGT | 1 | 0.25988 | 67 | 67 |  |  |  |  | 0.25988 | 17.4117
1005 | PBCTDGE_4G | D | West | YES | 0.10625 | 65 | 65 | 68 | 0 | 1.036 | GGT | 1 | 0.25988 | 68 | 68 |  |  |  |  | 0.25988 | 17.6716
1006 | PBCTEGE_5G | E | West | YES | 0.10625 | 65 | 65 | 67 | 0 | 1.036 | GGT | 1 | 0.25988 | 67 | 67 |  |  |  |  | 0.25988 | 17.4117
1007 | PB5GEN_6G | 5 | West | YES | 0.10625 | 91.2 | 40 | 114 | 0 | 1.036 | GST | 1 | 0.25988 | 114 | 114 |  |  |  |  | 0.25988 | 29.626
1008 | PB6GEN_7G | 6 | West | YES | 0.10625 | 515 | 130 | 515 | 0 | 1.036 | GST | 1 | 0.25988 | 515 | 515 |  |  |  |  | 0.25988 | 133.8366
7038 | L_DELAWA1_1Y | 1 | West | YES | 0.1063 | 3.5 | 0 | 35 | 0 | 1 | Wind | 1 | 0.25994 | 0 | 35 |  |  |  |  | 0.25994 | 9.0978
7038 | L_DELAWA1_1Y | 2 | West | YES | 0.1063 | 3 | 0 | 30 | 0 | 1 | Wind | 1 | 0.25994 | 0 | 30 |  |  |  |  | 0.25994 | 7.7981
11147 | NOTREES_1G | 1 | West | YES | 0.10642 | 29.8 | 0 | 149 | 0 | 1.017 | Wind | 1 | 0.26005 | 0 | 149 |  |  |  |  | 0.26005 | 38.7471
76091 | L_DIVIDE1_1N | W1 | West | YES | 0.10642 | 22.5 | 0 | 112.5 |  | 1.02 | Wind | 1 | 0.26005 | 0 | 112.5 |  |  |  |  | 0.26005 | 29.2556
76095 | L_CAPRSI1_1N | W1 | West | YES | 0.10642 | 29.9 | 0 | 149.5 | 0 | 1.02 | Wind | 1 | 0.26005 | 0 | 149.5 |  |  |  |  | 0.26005 | 38.8774
76096 | L_CAPRSI1_2N | W1 | West | YES | 0.10642 | 37.2 | 0 | 186 | 0 | 1.02 | Wind | 1 | 0.26005 | 0 | 186 |  |  |  |  | 0.26005 | 48.3693
76097 | L_CAPRGE1_1N | W1 | West | YES | 0.10642 | 42.9 | 0 | 214.5 | 0 | 1.02 | Wind | 1 | 0.26005 | 0 | 214.5 |  |  |  |  | 0.26005 | 55.7807
76031 | L_GASCCR1_1N | W1 | West | YES | 0.10671 | 30 | 0 | 150 | 0 | 1.02 | Wind | 1 | 0.26034 | 0 | 150 |  |  |  |  | 0.26034 | 39.0514
1320 | BSP 1 | 1 | West | YES | 0.10695 | 25.5 | 2.9 | 25.8 | 0 | 1 | Cogen | 1 | 0.26059 | 0 | 0 |  |  |  |  | 0.26059 | 0
1326 | STANTONW_8 | 1 | West | YES | 0.10706 | 20.1 | 0 | 100.5 |  | 1.01 | Wind | 1 | 0.26069 | 0 | 100.5 |  |  |  |  | 0.26069 | 26.1991
11020 | TIEHVSG_1G | 1 | West | YES | 0.10709 | 208.2 | 63 | 208.2 | 0 | 1.012 | CC | 1 | 0.26073 | 208.2 | 208.2 |  |  |  |  | 0.26073 | 54.2831
11021 | TIEHVCG_1G | 1 | West | YES | 0.10709 | 142.1 | 103 | 142.1 | 0 | 1.012 | CC | 1 | 0.26073 | 142.1 | 142.1 |  |  |  |  | 0.26073 | 37.0491
11022 | TIEHVCG_2G | 1 | West | YES | 0.10709 | 132.4 | 103 | 132.4 | 0 | 1.012 | CC | 1 | 0.26073 | 132.4 | 132.4 |  |  |  |  | 0.26073 | 34.5201
11023 | TIEHVCG_3G | 1 | West | YES | 0.10709 | 137.4 | 103 | 137.4 | 0 | 1.012 | CC | 1 | 0.26073 | 137.4 | 137.4 |  |  |  |  | 0.26073 | 35.8237
11024 | TIEHVCG_4G | 1 | West | YES | 0.10709 | 147 | 103 | 147 | 0 | 1.012 | CC | 1 | 0.26073 | 147 | 147 |  |  |  |  | 0.26073 | 38.3267
11025 | TIEHVSG_2G | 1 | West | YES | 0.10709 | 213.2 | 63 | 213.2 | 0 | 1.012 | CC | 1 | 0.26073 | 213.2 | 213.2 |  |  |  |  | 0.26073 | 55.5867
11001 | NAV1CT | 1 | West | YES | 0.1071 | 70.4 | 18 | 70.4 | 0 | 1.029 | CC | 1 | 0.26073 | 70.4 | 70.4 |  |  |  |  | 0.26073 | 18.3557
11009 | NAV2CT | 1 | West | YES | 0.1071 | 71.4 | 18 | 71.4 | 0 | 1.029 | CC | 1 | 0.26073 | 71.4 | 71.4 |  |  |  |  | 0.26073 | 18.6165
11011 | NAV3ST | 1 | West | YES | 0.1071 | 92.8 | 40 | 92.8 | 0 | 1.029 | CC | 1 | 0.26073 | 92.8 | 92.8 |  |  |  |  | 0.26073 | 24.1962
11012 | NAV4CT | 1 | West | YES | 0.1071 | 80 | 18 | 80 | 0 | 1.029 | CC | 1 | 0.26073 | 80 | 80 |  |  |  |  | 0.26073 | 20.8588
11013 | NAV5CT | 1 | West | YES | 0.1071 | 80 | 18 | 80 | 0 | 1.029 | CC | 1 | 0.26073 | 80 | 80 |  |  |  |  | 0.26073 | 20.8588
11014 | NAV6ST | 1 | West | YES | 0.1071 | 115 | 40 | 115 | 0 | 1.029 | CC | 1 | 0.26073 | 115 | 115 |  |  |  |  | 0.26073 | 29.9845
1328 | OCOTILLO_1G | 1 | West | YES | 0.10716 | 11.6 | 0 | 58 |  | 1.01 | Wind | 1 | 0.26079 | 0 | 58 |  |  |  |  | 0.26079 | 15.1257
1333 | MCDDONAL_8 | 1 | West | YES | 0.1073 | 42.8 | 0 | 214.2 |  | 1.01 | Wind | 1 | 0.26094 | 0 | 214.2 |  |  |  |  | 0.26094 | 55.8927
1327 | WILDHRSE_1G | 1 | West | YES | 0.10749 | 0 | 0 | 120 |  | 1 | Wind | 1 | 0.26112 | 0 | 120 |  |  |  |  | 0.26112 | 31.3343
1360 | GUNSIGHT_8 | 1 | West | YES | 0.10752 | 0 | 0 | 120 |  | 1.01 | Wind | 1 | 0.26115 | 0 | 120 |  |  |  |  | 0.26115 | 31.3379
11320 | COYOTE_1G | 1 | West | YES | 0.10774 | 22.5 | 0 | 225 |  | 1 | Wind | 1 | 0.26137 | 0 | 225 |  |  |  |  | 0.26137 | 58.8093
11309 | BULLCREK_2G | 1 | West | YES | 0.1078 | 20.9 | 0 | 180 |  | 1 | Wind | 1 | 0.26143 | 0 | 180 |  |  |  |  | 0.26143 | 47.0572
11310 | BULLCREK_1G | 1 | West | YES | 0.1078 | 15.1 | 0 | 180 |  | 1 | Wind | 1 | 0.26143 | 0 | 180 |  |  |  |  | 0.26143 | 47.0572
1045 | CALENG1G_1G | 1 | West | YES | 0.10781 | 73.4 | 27 | 73.4 | 0 | 1.014 | Cogen | 1 | 0.26144 | 0 | 0 |  |  |  |  | 0.26144 | 0
1046 | CALENG2G_2G | 2 | West | YES | 0.10781 | 73.4 | 27 | 73.4 | 0 | 1.014 | Cogen | 1 | 0.26144 | 0 | 0 |  |  |  |  | 0.26144 | 0
1047 | CALENG3G_3G | 3 | West | YES | 0.10781 | 70.4 | 27 | 70.4 | 0 | 1.014 | Cogen | 1 | 0.26144 | 0 | 0 |  |  |  |  | 0.26144 | 0
1058 | LONGSHORE_5 | 1 | West | YES | 0.10798 | 30 | 0 | 150 |  | 1.01 | Wind | 1 | 0.26161 | 0 | 150 |  |  |  |  | 0.26161 | 39.2413
1058 | LONGSHORE_5 | 2 | West | YES | 0.10798 | 44 | 0 | 220 |  | 1.01 | Wind | 1 | 0.26161 | 0 | 220 |  |  |  |  | 0.26161 | 57.5539
11065 | ELBOWCK_1G | 1 | West | YES | 0.10798 | 23.4 | 0 | 121.9 | 0 | 1 | Wind | 1 | 0.26161 | 0 | 121.9 |  |  |  |  | 0.26161 | 31.8901
60058 | BUFF_GAP1A | 1 | West | YES | 0.10803 | 24 | 0 | 120 |  | 1 | Wind | 1 | 0.26166 | 0 | 120 |  |  |  |  | 0.26166 | 31.3998
60060 | CIRELLO | 1 | West | YES | 0.10803 | 46.6 | 0 | 233 | 0 | 1 | Wind | 1 | 0.26166 | 0 | 233 |  |  |  |  | 0.26166 | 60.9679
60063 | BUFF_GAP1B | 1 | West | YES | 0.10803 | 34 | 0 | 170.2 | 0 | 1.02 | Wind | 1 | 0.26166 | 0 | 170.2 |  |  |  |  | 0.26166 | 44.5354
60066 | H_HOLLOW1A | 1 | West | YES | 0.10803 | 44.4 | 0 | 222 | 0 | 1.005 | Wind | 1 | 0.26166 | 0 | 222 |  |  |  |  | 0.26166 | 58.0896
60068 | HHOLLOW21A | 1 | West | YES | 0.10803 | 36.8 | 0 | 184 | 0 | 1.025 | Wind | 1 | 0.26166 | 0 | 184 |  |  |  |  | 0.26166 | 48.1463
60070 | HHOLLOW31A | 1 | West | YES | 0.10803 | 44.8 | 0 | 224 | 0 | 1.025 | Wind | 1 | 0.26166 | 0 | 224 |  |  |  |  | 0.26166 | 58.6129
60072 | HHOLLOW41A | 1 | West | YES | 0.10803 | 23 | 0 | 115 | 0 | 1.025 | Wind | 1 | 0.26166 | 0 | 115 |  |  |  |  | 0.26166 | 30.0915
1037 | MORGAN5G_5G | 5 | West | YES | 0.10808 | 109.6 | 40 | 137 | 0 | 1.029 | GST | 1 | 0.26171 | 137 | 137 |  |  |  |  | 0.26171 | 35.8542
1039 | MRGNAG_1G | A | West | YES | 0.10808 | 69 | 69 | 69 | 0 | 1.029 | GGT | 1 | 0.26171 | 69 | 69 |  |  |  |  | 0.26171 | 18.058
1040 | MRGNBG_2G | B | West | YES | 0.10808 | 70 | 70 | 71 | 0 | 1.029 | GGT | 1 | 0.26171 | 71 | 71 |  |  |  |  | 0.26171 | 18.5814
1041 | MRGNCG_3G | C | West | YES | 0.10808 | 69 | 69 | 70 | 0 | 1.029 | GGT | 1 | 0.26171 | 70 | 70 |  |  |  |  | 0.26171 | 18.3197
1042 | MRGNDG_4G | D | West | YES | 0.10808 | 68 | 68 | 68 | 0 | 1.029 | GGT | 1 | 0.26171 | 68 | 68 |  |  |  |  | 0.26171 | 17.7963
1043 | MRGNEG_5G | E | West | YES | 0.10808 | 68 | 68 | 70 | 0 | 1.029 | GGT | 1 | 0.26171 | 70 | 70 |  |  |  |  | 0.26171 | 18.3197
1044 | MRGNFG_6G | F | West | YES | 0.10808 | 66 | 66 | 66 | 0 | 1.029 | GGT | 1 | 0.26171 | 66 | 66 |  |  |  |  | 0.26171 | 17.2728
6637 | SNYDERW1A | 1 | West | YES | 0.10811 | 12.6 | 0 | 63 | 0 | 1.025 | Wind | 1 | 0.26174 | 0 | 63 |  |  |  |  | 0.26174 | 16.4897
1068 | SCURRYCW_1G | 1 | West | YES | 0.10817 | 28.2 | 1.3 | 141 | 0 | 1.0217 | Wind | 1 | 0.2618 | 0 | 141 |  |  |  |  | 0.2618 | 36.9135
1073 | SCURRYCW_2G | 2 | West | YES | 0.10817 | 24 | 0 | 120 | 0 | 1.0217 | Wind | 1 | 0.2618 | 0 | 120 |  |  |  |  | 0.2618 | 31.4157
1061 | CIELOGEN_1G | 1 | West | YES | 0.10817 | 19.8 | 0 | 99 |  | 1 | Wind | 1 | 0.26181 | 0 | 99 |  |  |  |  | 0.26181 | 25.9189
1062 | CIELOGEN_2G | 1 | West | YES | 0.10817 | 12.2 | 0 | 61 |  | 1 | Wind | 1 | 0.26181 | 0 | 61 |  |  |  |  | 0.26181 | 15.9702
1069 | KINDERMG_1G | 1 | West | YES | 0.10817 | 25 | 5 | 25 | 0 | 1.017 | Cogen | 1 | 0.26181 | 0 | 0 |  |  |  |  | 0.26181 | 0
1070 | KINDERMG_2G | 1 | West | YES | 0.10817 | 45.7 | 12 | 45.7 | 0 | 1.017 | Cogen | 1 | 0.26181 | 0 | 0 |  |  |  |  | 0.26181 | 0
1071 | KINDERMG_3G | 1 | West | YES | 0.10817 | 45.7 | 12 | 45.7 | 0 | 1.017 | Cogen | 1 | 0.26181 | 0 | 0 |  |  |  |  | 0.26181 | 0
36998 | RDCNYNG1 | 1 | West | YES | 0.10832 | 16.8 | 0 | 84 |  | 1.01 | Wind | 1 | 0.26195 | 0 | 84 |  |  |  |  | 0.26195 | 22.0041
1343 | TRENTIPP_8 | 1 | West | YES | 0.10841 | 30 | 0 | 150 |  | 1.014 | Wind | 1 | 0.26204 | 0 | 150 |  |  |  |  | 0.26204 | 39.3064
1354 | AEPWIND_8 | 1 | West | YES | 0.10841 | 20.2 | 0 | 101 |  | 1 | Wind | 1 | 0.26204 | 0 | 101 |  |  |  |  | 0.26204 | 26.4663
6407 | TURKTRAK1A | 1 | West | YES | 0.10858 | 33.9 | 0 | 169.5 | 0 | 1.025 | Wind | 1 | 0.26221 | 0 | 169.5 |  |  |  |  | 0.26221 | 44.4444
71051 | L_BITTCR1_1N | W1 | West | YES | 0.10895 | 7.5 | 0 | 37.5 |  | 1.02 | Wind | 1 | 0.26258 | 0 | 37.5 |  |  |  |  | 0.26258 | 9.8467
71054 | L_SWEETW1_1N | W1 | West | YES | 0.10895 | 21.5 | 0 | 107.5 |  | 1.02 | Wind | 1 | 0.26258 | 0 | 107.5 |  |  |  |  | 0.26258 | 28.2273
71057 | L_SWEETW1_2N | W1 | West | YES | 0.10895 | 27 | 0 | 135 |  | 1.02 | Wind | 1 | 0.26258 | 0 | 135 |  |  |  |  | 0.26258 | 35.4483
71059 | L_SWEETW1_3N | W1 | West | YES | 0.10895 | 23.8 | 0 | 119 | 0 | 1.02 | Wind | 1 | 0.26258 | 0 | 119 |  |  |  |  | 0.26258 | 31.247
71060 | L_SWEETW1_4N | W1 | West | YES | 0.10895 | 21 | 0 | 105 | 0 | 1.02 | Wind | 1 | 0.26258 | 0 | 105 |  |  |  |  | 0.26258 | 27.5709
71061 | L_SWEETW1_5N | W1 | West | YES | 0.10895 | 16.1 | 0 | 80.5 | 0 | 1.02 | Wind | 1 | 0.26258 | 0 | 80.5 |  |  |  |  | 0.26258 | 21.1377
6144 | MCADOO1A | 1 | West | YES | 0.10897 | 15 | 0 | 150 | 0 | 1.025 | Wind | 1 | 0.2626 | 0 | 150 |  |  |  |  | 0.2626 | 39.39
11056 | ROSCOE_1G | 1 | West | YES | 0.10899 | 41.8 | 0 | 209 |  | 1 | Wind | 1 | 0.26262 | 0 | 209 |  |  |  |  | 0.26262 | 54.8878
11057 | CHAMPION_1G | 1 | West | YES | 0.10899 | 25.3 | 0 | 126.5 |  | 1 | Wind | 1 | 0.26262 | 0 | 126.5 |  |  |  |  | 0.26262 | 33.2215
11058 | PYRON_1G | 1 | West | YES | 0.10899 | 49.8 | 0 | 249 |  | 1 | Wind | 1 | 0.26262 | 0 | 249 |  |  |  |  | 0.26262 | 65.3926
11059 | INADALE_1G | 1 | West | YES | 0.10899 | 39.4 | 0 | 197 |  | 1 | Wind | 1 | 0.26262 | 0 | 197 |  |  |  |  | 0.26262 | 51.7363
1643 | SLSTR1PP_1G | 1 | North | YES | 0.10929 | 6 | 0 | 60 | 0 | 1.022 | Wind | 1 | 0.26292 | 0 | 60 | 6.5574 | 60 |  |  | 0.26292 | 15.7753
1416 | SWETWATR_1G | 1 | West | YES | 0.10938 | 30 | 18 | 30 | 0 | 1.026 | CC | 1 | 0.26301 | 30 | 30 |  |  |  |  | 0.26301 | 7.8904
1417 | SWETWATR_2G | 2 | West | YES | 0.10938 | 72 | 36 | 72 | 0 | 1.026 | CC | 1 | 0.26301 | 72 | 72 |  |  |  |  | 0.26301 | 18.9369
1418 | SWETWATR_3G | 3 | West | YES | 0.10938 | 68 | 36 | 68 | 0 | 1.026 | CC | 1 | 0.26301 | 68 | 68 |  |  |  |  | 0.26301 | 17.8848
1419 | SWETWATR_4G | 4 | West | YES | 0.10938 | 61 | 36 | 61 | 0 | 1.026 | CC | 1 | 0.26301 | 61 | 61 |  |  |  |  | 0.26301 | 16.0437
60081 | WHRLWIND1A | 1 | West | YES | 0.10982 | 12 | 0 | 60 | 0 | 1.03 | Wind | 1 | 0.26345 | 0 | 60 |  |  |  |  | 0.26345 | 15.8071
1437 | MESQUITW_1G | 1 | North | YES | 0.1112 | 40 | 0 | 400 | 0 | 1.023 | Wind | 1 | 0.26483 | 0 | 400 | 44.478 | 400 |  |  | 0.26483 | 105.9307
1438 | MESQUITW_2G | 1 | North | YES | 0.1112 | 23.6 | 0 | 236 |  | 1.017 | Wind | 1 | 0.26483 | 0 | 236 | 26.243 | 236 |  |  | 0.26483 | 62.5001
1442 | COKFIELD_5 | 1 | North | YES | 0.11192 | 16.5 | 0 | 165 |  | 1.029 | Wind | 1 | 0.26555 | 0 | 165 | 18.4661 | 165 |  |  | 0.26555 | 43.8154
6100 | OKLA7A | EQ | West | YES | 0.11249 | 50 | -220 | 220 | 0 | 1.035 | DCTie | 1 | 0.26612 | 0 | 0 |  |  |  |  | 0.26612 | 0
6752 | OKLA0A | 1 | West | YES | 0.11249 | 649.7 | 175 | 649.7 | 0 | 1.035 | LIGCO | 1 | 0.26612 | 0 | 649.7 |  |  |  |  | 0.26612 | 172.8981
1433 | GRHAMSES_1G | 1 | North | YES | 0.11354 | 242 | 60 | 242 | 0 | 1.038 | GST | 1 | 0.26717 | 242 | 242 | 27.476 | 242 |  |  | 0.26717 | 64.6549
332 | RWMILLER01 | 1 | North | YES | 0.11362 | 58.4 | 18.5 | 73 | 0 | 1.04 | GST | 1 | 0.26725 | 73 | 73 | 8.2943 | 73 |  |  | 0.26725 | 19.5095
333 | RWMILLER02 | 2 | North | YES | 0.11362 | 95.2 | 37 | 119 | 0 | 1.04 | GST | 1 | 0.26725 | 119 | 119 | 13.5209 | 119 |  |  | 0.26725 | 31.8031
334 | RWMILLER03 | 3 | North | YES | 0.11362 | 166.4 | 65 | 208 | 0 | 1.04 | GST | 1 | 0.26725 | 208 | 208 | 23.6332 | 208 |  |  | 0.26725 | 55.5886
335 | RWMILLER04 | 4 | North | YES | 0.11362 | 81.6 | 0 | 102 | 0 | 1.04 | GST | 1 | 0.26725 | 102 | 102 | 11.5893 | 102 |  |  | 0.26725 | 27.2598
336 | RWMILLER05 | 5 | North | YES | 0.11362 | 80.8 | 0 | 101 | 0 | 1.04 | GST | 1 | 0.26725 | 101 | 101 | 11.4757 | 101 |  |  | 0.26725 | 26.9925
1432 | GRHAMSES_2G | 2 | North | YES | 0.11418 | 294.9 | 90 | 366 | 0 | 1.014 | GST | 1 | 0.26782 | 366 | 366 | 41.7917 | 366 |  |  | 0.26782 | 98.021
1479 | WFCOGEN_1G | 1 | North | YES | 0.11428 | 16 | 12 | 20 | 0 | 1 | Cogen | 1 | 0.26791 | 0 | 0 | 0 | 0 |  |  | 0.26791 | 0
1479 | WFCOGEN_1G | 2 | North | YES | 0.11428 | 16 | 12 | 20 | 0 | 1 | Cogen | 1 | 0.26791 | 0 | 0 | 0 | 0 |  |  | 0.26791 | 0
1482 | WFCOGEN_2G | 2 | North | YES | 0.11428 | 13.6 | 12 | 17 | 0 | 1 | Cogen | 1 | 0.26791 | 0 | 0 | 0 | 0 |  |  | 0.26791 | 0
1482 | WFCOGEN_2G | 1 | North | YES | 0.11428 | 16 | 12 | 20 | 0 | 1 | Cogen | 1 | 0.26791 | 0 | 0 | 0 | 0 |  |  | 0.26791 | 0
1600 | BARTNWND_1G | 1 | North | YES | 0.11445 | 12 | 0 | 120 | 0 | 1.022 | Wind | 1 | 0.26808 | 0 | 120 | 13.7338 | 120 |  |  | 0.26808 | 32.1696
344 | MRSSHPRD | 1 | North | YES | 0.11461 | 0 | 0 | 12 |  | 1.03 | Hydro | 1 | 0.26824 | 0 | 0 | 0 | 0 |  |  | 0.26824 | 0
345 | MRSSHPRD01 | 2 | North | YES | 0.11461 | 0 | 0 | 12 |  | 1.03 | Hydro | 1 | 0.26824 | 0 | 0 | 0 | 0 |  |  | 0.26824 | 0
366 | JNSNCNTY802 | 1 | North | YES | 0.11497 | 168 | 20 | 168 | 0 | 1.02 | Cogen | 1 | 0.2686 | 0 | 0 | 0 | 0 |  |  | 0.2686 | 0
367 | JNSNCNTY802 | 2 | North | YES | 0.11497 | 90 | 20 | 90 | 0 | 1.02 | Cogen | 1 | 0.2686 | 0 | 0 | 0 | 0 |  |  | 0.2686 | 0
1892 | DECRDOVA_2G | A | North | YES | 0.11567 | 65 | 65 | 70 | 0 | 1.025 | GGT | 1 | 0.2693 | 70 | 70 | 8.0968 | 70 |  |  | 0.2693 | 18.8511
1893 | DECRDOVA_3G | B | North | YES | 0.11567 | 65 | 65 | 69 | 0 | 1.025 | GGT | 1 | 0.2693 | 69 | 69 | 7.9812 | 69 |  |  | 0.2693 | 18.5818
1894 | DECRDOVA_4G | C | North | YES | 0.11567 | 65 | 65 | 69 | 0 | 1.025 | GGT | 1 | 0.2693 | 69 | 69 | 7.9812 | 69 |  |  | 0.2693 | 18.5818
1895 | DECRDOVA_5G | D | North | YES | 0.11567 | 65 | 65 | 68 | 0 | 1.025 | GGT | 1 | 0.2693 | 68 | 68 | 7.8655 | 68 |  |  | 0.2693 | 18.3125
503 | NTHTEXAS01 | 1 | North | YES | 0.11569 | 0 | 5 | 18 |  | 1.015 | GST | 1 | 0.26932 | 18 | 18 | 2.0825 | 18 |  |  | 0.26932 | 4.8478
504 | NTHTEXAS02 | 2 | North | YES | 0.11569 | 14.4 | 5 | 18 |  | 1.015 | GST | 1 | 0.26932 | 18 | 18 | 2.0825 | 18 |  |  | 0.26932 | 4.8478
505 | NTHTEXAS03 | 3 | North | YES | 0.11569 | 30.4 | 15 | 38 |  | 1.015 | GST | 1 | 0.26932 | 38 | 38 | 4.3963 | 38 |  |  | 0.26932 | 10.2343
1898 | COMCHEPK_1G | 1 | North | YES | 0.11626 | 1217 | 1150 | 1217 | 0 | 1.032 | Nuc | 1 | 0.26989 | 0 | 0 | 0 | 0 |  |  | 0.26989 | 0
1899 | COMCHEPK_2G | 2 | North | YES | 0.11626 | 1159 | 1128 | 1159 | 0 | 1.032 | Nuc | 1 | 0.26989 | 0 | 0 | 0 | 0 |  |  | 0.26989 | 0
1453 | WCPWRCO_1G | 1 | North | YES | 0.11641 | 204 | 50 | 204 | 0 | 1.02 | CC | 1 | 0.27004 | 204 | 204 | 23.747 | 204 |  |  | 0.27004 | 55.0879
1454 | WCPWRCO_2G | 2 | North | YES | 0.11641 | 204 | 50 | 204 | 0 | 1.02 | CC | 1 | 0.27004 | 204 | 204 | 23.747 | 204 |  |  | 0.27004 | 55.0879
1455 | WCPWRCO_3G | 3 | North | YES | 0.11641 | 242 | 50 | 242 |  | 1.02 | CC | 1 | 0.27004 | 242 | 242 | 28.1705 | 242 |  |  | 0.27004 | 65.3494
1877 | WLFHOLW_1G | 1 | North | YES | 0.11658 | 217.3 | 89.2 | 217.3 | 0 | 1.032 | CC | 1 | 0.27021 | 217.3 | 217.3 | 25.3322 | 217.3 |  |  | 0.27021 | 58.7164
1878 | WLFHOLW_2G | 2 | North | YES | 0.11658 | 215.7 | 105 | 215.7 | 0 | 1.032 | CC | 1 | 0.27021 | 215.7 | 215.7 | 25.1457 | 215.7 |  |  | 0.27021 | 58.284
1879 | WLFHOLW_3G | 3 | North | YES | 0.11658 | 272.4 | 89.2 | 272.4 | 0 | 1.032 | CC | 1 | 0.27021 | 272.4 | 272.4 | 31.7556 | 272.4 |  |  | 0.27021 | 73.6049
1889 | DECRDOVA_1G | 1 | North | YES | 0.1168 | 779 | 255 | 779 | 0 | 1.02 | GSC | 1 | 0.27043 | 779 | 779 | 90.9888 | 779 |  |  | 0.27043 | 210.668
580 | JCKCNTY801 | 1 | North | YES | 0.11717 | 288 | 0 | 288 | 0 | 1.022 | CC | 1 | 0.2708 | 288 | 288 | 33.745 | 288 |  |  | 0.2708 | 77.9909
581 | JCKCNTY802 | 2 | North | YES | 0.11717 | 147 | 0 | 147 | 0 | 1.022 | CC | 1 | 0.2708 | 147 | 147 | 17.224 | 147 |  |  | 0.2708 | 39.8079
582 | JCKCNTY803 | 3 | North | YES | 0.11717 | 147 | 0 | 147 | 0 | 1.022 | CC | 1 | 0.2708 | 147 | 147 | 17.224 | 147 |  |  | 0.2708 | 39.8079
1937 | MDLTHELP_5G | 5 | North | YES | 0.11764 | 224 | 74 | 224 | 0 | 1 | CC | 1 | 0.27127 | 224 | 224 | 26.3509 | 224 |  |  | 0.27127 | 60.7644
1938 | MDLTHELP_6G | 6 | North | YES | 0.11764 | 226 | 74 | 226 | 0 | 1 | CC | 1 | 0.27127 | 226 | 226 | 26.5862 | 226 |  |  | 0.27127 | 61.307
1943 | MDLTHELP_3G | 3 | North | YES | 0.11764 | 212 | 74 | 212 | 0 | 1 | CC | 1 | 0.27127 | 212 | 212 | 24.9393 | 212 |  |  | 0.27127 | 57.5092
1944 | MDLTHELP_4G | 4 | North | YES | 0.11764 | 211 | 74 | 211 | 0 | 1 | CC | 1 | 0.27127 | 211 | 211 | 24.8216 | 211 |  |  | 0.27127 | 57.2379
1861 | EAGLEMNT_1G | MB | North | YES | 0.11836 | 0 | 30 | 112 |  | 1.022 | GST | 1 | 0.27199 | 0 | 0 | 0 | 0 |  |  | 0.27199 | 0
1862 | EAGLEMNT_2G | MB | North | YES | 0.11836 | 0 | 40 | 100 |  | 1.022 | GST | 1 | 0.27199 | 0 | 0 | 0 | 0 |  |  | 0.27199 | 0
1863 | EAGLEMNT_3G | MB | North | YES | 0.11836 | 0 | 50 | 378 |  | 1.022 | GST | 1 | 0.27199 | 0 | 0 | 0 | 0 |  |  | 0.27199 | 0
728 | WOLFRIDGE801 | 1 | North | YES | 0.11882 | 11.2 | 0 | 112.5 | 0 | 0.99 | Wind | 1 | 0.27246 | 0 | 112.5 | 13.3677 | 112.5 |  |  | 0.27246 | 30.6513
1941 | MDLTHELP_1G | 1 | North | YES | 0.11885 | 216.4 | 74 | 216.4 | 0 | 1 | CC | 1 | 0.27248 | 216.4 | 216.4 | 25.7194 | 216.4 |  |  | 0.27248 | 58.9653
1942 | MDLTHELP_2G | 2 | North | YES | 0.11885 | 216.1 | 74 | 216.1 | 0 | 1 | CC | 1 | 0.27248 | 216.1 | 216.1 | 25.6837 | 216.1 |  |  | 0.27248 | 58.8835
1947 | HANDLEY_3G | 3 | North | YES | 0.11886 | 316 | 100 | 395 | 0 | 1.022 | GST | 1 | 0.27249 | 395 | 395 | 46.9505 | 395 |  |  | 0.27249 | 107.6351
1949 | HANDLEY_5G | 5 | North | YES | 0.11886 | 348 | 150 | 435 | 0 | 1.022 | GST | 1 | 0.27249 | 435 | 435 | 51.705 | 435 |  |  | 0.27249 | 118.5348
1948 | HANDLEY_4G | 4 | North | YES | 0.11907 | 348 | 150 | 435 | 0 | 1.022 | GST | 1 | 0.2727 | 435 | 435 | 51.7937 | 435 |  |  | 0.2727 | 118.6236
923 | SPENCER_G4 | 1 | North | YES | 0.11994 | 48 | 20 | 61 | 0 | 1.03 | GST | 1 | 0.27357 | 61 | 61 | 7.3163 | 61 |  |  | 0.27357 | 16.6878
924 | SPENCER_G5 | 1 | North | YES | 0.11994 | 52 | 20 | 66 | 0 | 1.03 | GST | 1 | 0.27357 | 66 | 66 | 7.916 | 66 |  |  | 0.27357 | 18.0557
12322 | ENNSTRAC_1G | 1 | North | YES | 0.122 | 196 | 130 | 196 | 0 | 1.036 | CC | 1 | 0.27563 | 196 | 196 | 23.9124 | 196 |  |  | 0.27563 | 54.0242
12323 | ENNSTRAC_2G | 2 | North | YES | 0.122 | 116 | 100 | 116 | 0 | 1.036 | CC | 1 | 0.27563 | 116 | 116 | 14.1522 | 116 |  |  | 0.27563 | 31.9735
2381 | NTHLK1_G | 1 | North | YES | 0.12204 | 0 | 35 | 156 |  | 1.022 | GST | 1 | 0.27567 | 156 | 156 | 19.0382 | 156 |  |  | 0.27567 | 43.0048
2382 | NTHLK2_G | 2 | North | YES | 0.12204 | 0 | 35 | 181 |  | 1.022 | GST | 1 | 0.27567 | 181 | 181 | 22.0892 | 181 |  |  | 0.27567 | 49.8966
2383 | NTHLK3_G | 3 | North | YES | 0.12204 | 0 | 50 | 329 |  | 1.022 | GST | 1 | 0.27567 | 329 | 329 | 40.1512 | 329 |  |  | 0.27567 | 90.696
2371 | COLLIN_1G | MB | North | YES | 0.12226 | 0 | 40 | 138 |  | 1.022 | GST | 1 | 0.27589 | 0 | 0 | 0 | 0 |  |  | 0.27589 | 0
6948 | DENISNDM | 1 | North | YES | 0.12287 | 40 | 5 | 40 |  | 1.015 | Hydro | 1 | 0.27651 | 0 | 0 | 0 | 0 |  |  | 0.27651 | 0
6948 | DENISNDM | 2 | North | YES | 0.12287 | 31 | 5 | 40 |  | 1.015 | Hydro | 1 | 0.27651 | 0 | 0 | 0 | 0 |  |  | 0.27651 | 0
2413 | MTCK6_G | 6 | North | YES | 0.12306 | 0 | 30 | 118 |  | 1.022 | GST | 1 | 0.2767 | 118 | 118 | 14.5217 | 118 |  |  | 0.2767 | 32.6502
2414 | MTCK7_G | 7 | North | YES | 0.12306 | 0 | 30 | 115 |  | 1.022 | GST | 1 | 0.2767 | 115 | 115 | 14.1525 | 115 |  |  | 0.2767 | 31.8201
2417 | MTCK8_G | 8 | North | YES | 0.12306 | 444.8 | 60 | 556 | 0 | 1.022 | GSC | 1 | 0.2767 | 556 | 556 | 68.4241 | 556 |  |  | 0.2767 | 153.8434
1687 | VALLEY_1G | 1 | North | YES | 0.12308 | 136 | 15 | 170 | 0 | 1.029 | GST | 1 | 0.27671 | 170 | 170 | 20.9228 | 170 |  |  | 0.27671 | 47.0402
1688 | VALLEY_2G | 2 | North | YES | 0.12308 | 527 | 90 | 527 | 0 | 1.029 | GSC | 1 | 0.27671 | 527 | 527 | 64.8605 | 527 |  |  | 0.27671 | 145.8245
1689 | VALLEY_3G | 3 | North | YES | 0.12333 | 0 | 25 | 375 |  | 1.003 | GST | 1 | 0.27696 | 375 | 375 | 46.2476 | 375 |  |  | 0.27696 | 103.8596
11691 | KMICHICT1_G | 1 | North | YES | 0.12333 | 144 | 80 | 144 | 0 | 1.026 | CC | 1 | 0.27696 | 144 | 144 | 17.7591 | 144 |  |  | 0.27696 | 39.8821
11692 | KMICHICT2_G | 2 | North | YES | 0.12333 | 146 | 80 | 146 | 0 | 1.026 | CC | 1 | 0.27696 | 146 | 146 | 18.0057 | 146 |  |  | 0.27696 | 40.436
11693 | KMICHIST3_G | 3 | North | YES | 0.12333 | 312 | 60 | 312 | 0 | 1.026 | CC | 1 | 0.27696 | 312 | 312 | 38.478 | 312 |  |  | 0.27696 | 86.4112
11694 | KMICHICT4_G | 4 | North | YES | 0.12333 | 144 | 80 | 144 | 0 | 1.026 | CC | 1 | 0.27696 | 144 | 144 | 17.7591 | 144 |  |  | 0.27696 | 39.8821
11695 | KMICHICT5_G | 5 | North | YES | 0.12333 | 148 | 80 | 148 | 0 | 1.026 | CC | 1 | 0.27696 | 148 | 148 | 18.2524 | 148 |  |  | 0.27696 | 40.9899
11696 | KMICHIST6_G | 6 | North | YES | 0.12333 | 310 | 60 | 310 | 0 | 1.026 | CC | 1 | 0.27696 | 310 | 310 | 38.2314 | 310 |  |  | 0.27696 | 85.8572
1678 | LAMARPWR_1G | 1 | North | YES | 0.12344 | 160 | 67.7 | 160 | 0 | 1.038 | CC | 1 | 0.27707 | 160 | 160 | 19.7502 | 160 |  |  | 0.27707 | 44.3313
1679 | LAMARPWR_2G | 2 | North | YES | 0.12344 | 156 | 67.7 | 156 | 0 | 1.038 | CC | 1 | 0.27707 | 156 | 156 | 19.2565 | 156 |  |  | 0.27707 | 43.223
1680 | LAMARPWR_3G | 3 | North | YES | 0.12344 | 196 | 129.1 | 196 | 0 | 1.038 | CC | 1 | 0.27707 | 196 | 196 | 24.194 | 196 |  |  | 0.27707 | 54.3059
1681 | LAMARPWR_4G | 4 | North | YES | 0.12344 | 156 | 67.7 | 156 | 0 | 1.038 | CC | 1 | 0.27707 | 156 | 156 | 19.2565 | 156 |  |  | 0.27707 | 43.223
1682 | LAMARPWR_5G | 5 | North | YES | 0.12344 | 157 | 67.7 | 157 | 0 | 1.038 | CC | 1 | 0.27707 | 157 | 157 | 19.3799 | 157 |  |  | 0.27707 | 43.5001
1683 | LAMARPWR_6G | 6 | North | YES | 0.12344 | 198 | 129.1 | 198 | 0 | 1.038 | CC | 1 | 0.27707 | 198 | 198 | 24.4409 | 198 |  |  | 0.27707 | 54.86
1675 | PEC_1G | 1 | North | YES | 0.12351 | 76.7 | 35 | 76.7 | 0 | 1.022 | Cogen | 1 | 0.27715 | 0 | 0 | 0 | 0 |  |  | 0.27715 | 0
1676 | PEC_2G | 2 | North | YES | 0.12351 | 79.6 | 35 | 79.6 | 0 | 1.022 | Cogen | 1 | 0.27715 | 0 | 0 | 0 | 0 |  |  | 0.27715 | 0
1677 | PEC_3G | 3 | North | YES | 0.12351 | 88.4 | 35 | 88.4 | 0 | 1.022 | Cogen | 1 | 0.27715 | 0 | 0 | 0 | 0 |  |  | 0.27715 | 0
1701 | MOSES_1G | 1 | North | YES | 0.12364 | 558 | 175 | 558 | 0 | 1.023 | LIGCO | 1 | 0.27727 | 0 | 558 | 68.99 | 558 |  |  | 0.27727 | 154.7166
1702 | MOSES_2G | 2 | North | YES | 0.12364 | 579 | 175 | 579 | 0 | 1.023 | LIGCO | 1 | 0.27727 | 0 | 579 | 71.5864 | 579 |  |  | 0.27727 | 160.5392
1703 | MOSES_3G | 3 | North | YES | 0.12364 | 808 | 463 | 808 | 0 | 1.023 | LIGCO | 1 | 0.27727 | 0 | 808 | 99.8995 | 808 |  |  | 0.27727 | 224.034
5925 | DCEAST | EQ | North | YES | 0.12364 | 400.3 | -600 | 600 | 0 | 1.025 | DCTie | 1 | 0.27727 | 0 | 0 | 0 | 0 |  |  | 0.27727 | 0
842 | OLINGER_G1 | 1 | North | YES | 0.12387 | 55.4 | 20 | 79 | 0 | 1.03 | GST | 1 | 0.2775 | 79 | 79 | 9.786 | 79 |  |  | 0.2775 | 21.9229
843 | OLINGER_G2 | 1 | North | YES | 0.12387 | 76.2 | 25 | 110 | 0 | 1.03 | GST | 1 | 0.2775 | 110 | 110 | 13.626 | 110 |  |  | 0.2775 | 30.5255
844 | OLINGER_G3 | 1 | North | YES | 0.12387 | 103.9 | 45 | 150 | 0 | 1.03 | GST | 1 | 0.2775 | 150 | 150 | 18.581 | 150 |  |  | 0.2775 | 41.6257
845 | OLINGER_G4 | 1 | North | YES | 0.12387 | 51.9 | 0 | 76 | 0 | 1.03 | GGT | 1 | 0.2775 | 76 | 76 | 9.4143 | 76 |  |  | 0.2775 | 21.0904
837 | NEWMAN_G5 | 1 | North | YES | 0.12389 | 0 | 15 | 40 |  | 1.01 | GST | 1 | 0.27752 | 40 | 40 | 4.9557 | 40 |  |  | 0.27752 | 11.101
948 | STEAM1 | 1 | North | YES | 0.12404 | 0 | 12 | 20 |  | 1.02 | GST | 1 | 0.27767 | 20 | 20 | 2.4807 | 20 |  |  | 0.27767 | 5.5534
949 | STEAM2 | 1 | North | YES | 0.12404 | 26 | 8 | 26 | 0 | 0.99 | GST | 1 | 0.27767 | 26 | 26 | 3.2249 | 26 |  |  | 0.27767 | 7.2194
950 | STEAM3 | 1 | North | YES | 0.12404 | 41 | 13 | 42 | 0 | 1.02 | GST | 1 | 0.27767 | 42 | 42 | 5.2095 | 42 |  |  | 0.27767 | 11.662
12440 | PARKD_1SVC8 | 1 | North | YES | 0.12434 | 0 | 0 | 0 | 0 | 1.007 | GST | 1 | 0.27797 | 0 | 0 | 0 | 0 |  |  | 0.27797 | 0
12449 | PARKD_2SVC8 | 1 | North | YES | 0.12434 | 0 | 0 | 0 | 0 | 1.007 | GST | 1 | 0.27797 | 0 | 0 | 0 | 0 |  |  | 0.27797 | 0
2451 | LKHB1_G | 1 | North | YES | 0.1244 | 0 | 80 | 391 |  | 1.022 | GST | 1 | 0.27803 | 391 | 391 | 48.6388 | 391 |  |  | 0.27803 | 108.7089
2452 | LKHB2_G | 2 | North | YES | 0.1244 | 516 | 80 | 516 | 0 | 1.022 | GST | 1 | 0.27803 | 516 | 516 | 64.1883 | 516 |  |  | 0.27803 | 143.4624
12411 | FPLEFR1A_G | 1 | North | YES | 0.12502 | 161 | 72 | 161 | 0 | 1 | CC | 1 | 0.27866 | 161 | 161 | 20.129 | 161 |  |  | 0.27866 | 44.8637
12412 | FPLEFR1B_G | 2 | North | YES | 0.12502 | 164 | 72 | 164 | 0 | 1 | CC | 1 | 0.27866 | 164 | 164 | 20.5041 | 164 |  |  | 0.27866 | 45.6997
12413 | FPLEFR1C_G | 3 | North | YES | 0.12502 | 164 | 72 | 164 | 0 | 1 | CC | 1 | 0.27866 | 164 | 164 | 20.5041 | 164 |  |  | 0.27866 | 45.6997
12414 | FPLEFR1S_G | 4 | North | YES | 0.12502 | 414 | 191 | 414 | 0 | 1 | CC | 1 | 0.27866 | 414 | 414 | 51.7604 | 414 |  |  | 0.27866 | 115.3639
12421 | FPLEFR2A_G | 1 | North | YES | 0.12502 | 162 | 72 | 162 | 0 | 1 | CC | 1 | 0.27866 | 162 | 162 | 20.254 | 162 |  |  | 0.27866 | 45.1424
12422 | FPLEFR2B_G | 2 | North | YES | 0.12502 | 161 | 72 | 161 | 0 | 1 | CC | 1 | 0.27866 | 161 | 161 | 20.129 | 161 |  |  | 0.27866 | 44.8637
12423 | FPLEFR2C_G | 3 | North | YES | 0.12502 | 163 | 72 | 163 | 0 | 1 | CC | 1 | 0.27866 | 163 | 163 | 20.3791 | 163 |  |  | 0.27866 | 45.4211
12424 | FPLEFR2S_G | 4 | North | YES | 0.12502 | 415 | 191 | 415 | 0 | 1 | CC | 1 | 0.27866 | 415 | 415 | 51.8854 | 415 |  |  | 0.27866 | 115.6426
3126 | TRINIDAD_6G | 1 | North | YES | 0.12524 | 179.2 | 46 | 224 | 0 | 1 | GST | 1 | 0.27887 | 224 | 224 | 28.0526 | 224 |  |  | 0.27887 | 62.4662
3097 | MARTLAKE_1G | 1 | North | YES | 0.12843 | 790 | 500 | 790 | 0 | 1.017 | LIGCO | 1 | 0.28206 | 0 | 790 | 101.4605 | 790 |  |  | 0.28206 | 222.8296
3098 | MARTLAKE_2G | 2 | North | YES | 0.12843 | 795 | 461 | 795 | 0 | 1.017 | LIGCO | 1 | 0.28206 | 0 | 795 | 102.1026 | 795 |  |  | 0.28206 | 224.2399
3099 | MARTLAKE_3G | 3 | North | YES | 0.12843 | 804 | 500 | 804 | 0 | 1.017 | LIGCO | 1 | 0.28206 | 0 | 804 | 103.2585 | 804 |  |  | 0.28206 | 226.7785
13116 | TGATEWAY_1G | 1 | North | YES | 0.12892 | 151 | 30 | 151 | 0 | 1.0232 | CC | 1 | 0.28255 | 151 | 151 | 19.4668 | 151 |  |  | 0.28255 | 42.6652
13117 | TGATEWAY_2G | 2 | North | YES | 0.12892 | 130 | 30 | 130 | 0 | 1.0232 | CC | 1 | 0.28255 | 130 | 130 | 16.7595 | 130 |  |  | 0.28255 | 36.7316
13118 | TGATEWAY_3G | 3 | North | YES | 0.12892 | 148 | 30 | 148 | 0 | 1.0232 | CC | 1 | 0.28255 | 148 | 148 | 19.08 | 148 |  |  | 0.28255 | 41.8175
13119 | TGATEWAY_4G | 4 | North | YES | 0.12892 | 399 | 65 | 399 | 0 | 1.0232 | CC | 1 | 0.28255 | 399 | 399 | 51.4387 | 399 |  |  | 0.28255 | 112.7378
3348 | CHAMPION_1G | MB | North | YES | 0.12936 | 0 | 42 | 42 |  | 1 | Cogen | 1 | 0.28299 | 0 | 0 | 0 | 0 |  |  | 0.28299 | 0
3309 | ASPN_G | 1 | North | YES | 0.12941 | 50 | 0 | 50 |  | 1 | Bio | 1 | 0.28304 | 50 | 50 | 6.4706 | 50 |  |  | 0.28304 | 14.1522
3107 | STRYKER_1G | 1 | North | YES | 0.12949 | 145.6 | 45 | 182 | 0 | 1.029 | GST | 1 | 0.28312 | 182 | 182 | 23.5668 | 182 |  |  | 0.28312 | 51.5278
3108 | STRYKER_2G | 2 | North | YES | 0.12949 | 484 | 75 | 484 | 0 | 1.029 | GST | 1 | 0.28312 | 484 | 484 | 62.6722 | 484 |  |  | 0.28312 | 137.03
13134 | CALFREST_4G | 4 | North | YES | 0.13431 | 151.5 | 40 | 151.5 | 0 | 1.031 | CC | 1 | 0.28794 | 151.5 | 151.5 | 20.3484 | 151.5 |  |  | 0.28794 | 43.6236
13135 | CALFREST_5G | 5 | North | YES | 0.13431 | 152.3 | 57 | 152.3 | 0 | 1.031 | CC | 1 | 0.28794 | 152.3 | 152.3 | 20.4559 | 152.3 |  |  | 0.28794 | 43.854
13136 | CALFREST_6G | 6 | North | YES | 0.13431 | 177.5 | 40 | 177.5 | 0 | 1.031 | CC | 1 | 0.28794 | 177.5 | 177.5 | 23.8406 | 177.5 |  |  | 0.28794 | 51.1102
13131 | CALFREST_1G | 1 | North | YES | 0.13455 | 150.7 | 40 | 150.7 | 0 | 1.031 | CC | 1 | 0.28818 | 150.7 | 150.7 | 20.2764 | 150.7 |  |  | 0.28818 | 43.4287
13132 | CALFREST_2G | 2 | North | YES | 0.13455 | 151 | 57 | 151 | 0 | 1.031 | CC | 1 | 0.28818 | 151 | 151 | 20.3167 | 151 |  |  | 0.28818 | 43.5152
13133 | CALFREST_3G | 3 | North | YES | 0.13455 | 177.4 | 40 | 177.4 | 0 | 1.031 | CC | 1 | 0.28818 | 177.4 | 177.4 | 23.8688 | 177.4 |  |  | 0.28818 | 51.1231
3381 | BBRN_1G | 1 | North | YES | 0.13566 | 618 | 225 | 618 | 0 | 1.03 | LIGCO | 1 | 0.28929 | 0 | 618 | 83.8373 | 618 |  |  | 0.28929 | 178.7817
3382 | BBRN_2G | 2 | North | YES | 0.13566 | 589 | 225 | 589 | 0 | 1.03 | LIGCO | 1 | 0.28929 | 0 | 589 | 79.9032 | 589 |  |  | 0.28929 | 170.3923
48721 | LEG_1___1 | 1 | North | YES | 0.14926 | 827 | 357 | 827 | 0 | 1.0348 | LIGCO | 1 | 0.30289 | 0 | 827 | 123.4405 | 827 |  |  | 0.30289 | 250.494
48722 | LEG_2___2 | 2 | North | YES | 0.14926 | 819 | 357 | 819 | 0 | 1.0348 | LIGCO | 1 | 0.30289 | 0 | 819 | 122.2464 | 819 |  |  | 0.30289 | 248.0709
39960 | TNTNPONE_18 | 1 | North | YES | 0.15794 | 152.3 | 30 | 152.3 |  | 1.04 | LIGCO | 1 | 0.31157 | 0 | 152.3 | 24.0541 | 152.3 |  |  | 0.31157 | 47.4522
39970 | TNTNPONE_28 | 1 | North | YES | 0.15794 | 153 | 30 | 153 |  | 1.04 | LIGCO | 1 | 0.31157 | 0 | 153 | 24.1647 | 153 |  |  | 0.31157 | 47.6703
32883 | BRYN_DNSBY3 | 1 | North | YES | 0.16164 | 0 | 2 | 48 |  | 1.015 | GST | 1 | 0.31527 | 48 | 48 | 7.7585 | 48 |  |  | 0.31527 | 15.1328
32884 | BRYN_DNSBY13 | 1 | North | YES | 0.16164 | 46 | 2 | 46 | 0 | 1.015 | GST | 1 | 0.31527 | 46 | 46 | 7.4352 | 46 |  |  | 0.31527 | 14.5023
32892 | BRYN_DNSBY14 | 1 | North | YES | 0.16164 | 84 | 25 | 105 | 0 | 1.035 | GST | 1 | 0.31527 | 105 | 105 | 16.9717 | 105 |  |  | 0.31527 | 33.103
32886 | BRYN_ATKINS3 | MB | North | YES | 0.16549 | 0 | 5 | 12 |  | 1 | GST | 1 | 0.31912 | 0 | 0 | 0 | 0 |  |  | 0.31912 | 0
32887 | BRYN_ATKINS6 | MB | North | YES | 0.16549 | 0 | 12 | 51 |  | 1.028 | GST | 1 | 0.31912 | 0 | 0 | 0 | 0 |  |  | 0.31912 | 0
32888 | BRYN_ATKINS7 | 1 | North | YES | 0.16549 | 13.6 | 4 | 17 |  | 1.028 | GGT | 1 | 0.31912 | 17 | 17 | 2.8133 | 17 |  |  | 0.31912 | 5.4251
32890 | BRYN_ATKINS4 | MB | North | YES | 0.16549 | 0 | 5 | 22 |  | 1.031 | GST | 1 | 0.31912 | 0 | 0 | 0 | 0 |  |  | 0.31912 | 0
32891 | BRYN_ATKINS5 | MB | North | YES | 0.16549 | 0 | 5 | 25 |  | 1.031 | GST | 1 | 0.31912 | 0 | 0 | 0 | 0 |  |  | 0.31912 | 0
32798 | BRYN_TAMUGEN | 1 | North | YES | 0.16747 | 32 | 0 | 32 |  | 1.02 | GST | 1 | 0.3211 | 32 | 32 | 5.3591 | 32 |  |  | 0.3211 | 10.2753
990 | GIBN_CREK_G1 | 1 | North | YES | 0.18018 | 463 | 200 | 463 | 0 | 1.0275 | LIGCO | 1 | 0.33381 | 0 | 463 | 83.421 | 463 |  |  | 0.33381 | 154.5526
48671 | FTR_GT1_5105 | 1 | North | YES | 0.23217 | 154.2 | 0 | 154.2 | 0 | 1.0319 | CC | 1 | 0.3858 | 154.2 | 154.2 | 35.8011 | 154.2 |  |  | 0.3858 | 59.4911
48672 | FTR_GT2_5110 | 2 | North | YES | 0.23217 | 159 | 0 | 159 | 0 | 1.0319 | CC | 1 | 0.3858 | 159 | 159 | 36.9155 | 159 |  |  | 0.3858 | 61.343
48673 | FTR_GT3_5085 | 3 | North | YES | 0.23217 | 158 | 0 | 158 | 0 | 1.0319 | CC | 1 | 0.3858 | 158 | 158 | 36.6833 | 158 |  |  | 0.3858 | 60.9572
48674 | FTR_CN4_5095 | 4 | North | YES | 0.23217 | 380 | 0 | 380 | 0 | 1.0319 | CC | 1 | 0.3858 | 380 | 380 | 88.2257 | 380 |  |  | 0.3858 | 146.6058
Note on AL4: Zonal Cap - Zonal Impact

## Distributed Slack - Bound Gen
Number of Bus | Name of Bus | ID | Area Name of Gen | AGC | P Sensitivity of Bus | Gen MW | Min MW | Max MW | V Sensitivity of Bus | Set Volt | Tech Type | Zone Impact | Zone Correlation | Inc Max | Dec Max | Souce S.F. Weighting | Souce Capacity | Sink S.F. Weighting | Sink Capacity | PTDF Calc | PTDF Weighting | max of zone correlation | 0.088733 |  |  | Neg PTDF weight | Pos PTDF weight
13432 | SANDOW_5G | 5 | South | YES | 0.037956 | 581 | 225 | 581 |  | 1.029 | LIGCO | -1 | 0.088733 | 0 | 581 |  |  |  |  | -0.088733 | 0 |  |  |  |  | 0 | 0
3432 | SANDOW_4G | 4 | South | YES | 0.022373 | 580 | 225 | 580 |  | 1.029 | LIGCO | -1 | 0.10432 | 0 | 580 |  |  |  |  | -0.10432 | 0 |  |  |  |  | 0 | 0
7022 | L_BUCHAN1_1Y | 1 | South | YES | 0.009059 | 0 | 0 | 18 |  | 1 | Hydro | -1 | 0.11763 | 0 | 0 |  |  |  |  | -0.11763 | 0 |  |  |  |  | 0 | 0
7023 | L_BUCHAN1_2Y | 2 | South | YES | 0.009059 | 0 | 0 | 18 |  | 1 | Hydro | -1 | 0.11763 | 0 | 0 |  |  |  |  | -0.11763 | 0 |  |  | Weighted Shift Factors |  | 0 | 0
7024 | L_BUCHAN1_3Y | 3 | South | YES | 0.009059 | 0 | 0 | 15 |  | 1 | Hydro | -1 | 0.11763 | 0 | 0 |  |  |  |  | -0.11763 | 0 |  |  | North | 0.12669 | 0 | 0
7026 | L_INKSDA1_1Y | 1 | South | YES | 0.008471 | 0 | 0 | 13.7 |  | 1 | Hydro | -1 | 0.11822 | 0 | 0 |  |  |  |  | -0.11822 | 0 |  |  | Houston | -0.15363 | 0 | 0
8032 | AMISTADHYD1 | 1 | South | YES | 0.002261 | 33 | 13 | 33 | 0 | 1.03 | Hydro | -1 | 0.12443 | 0 | 0 |  |  |  |  | -0.12443 | 0 |  |  |  |  | 0 | 0
8033 | AMISTADHYD2 | 2 | South | YES | 0.002261 | 25 | 13 | 25 | 0 | 1.03 | Hydro | -1 | 0.12443 | 0 | 0 |  |  |  |  | -0.12443 | 0 | Houston |  |  |  | 0 | 0
88253 | HAMILTON | F | South | YES | 0.002261 | 0 | 0 | 0 | 0 | 1.04 | BLT | -1 | 0.12443 | 0 | 0 |  |  |  |  | -0.12443 | 0 | Line Rating |  | 1710 |  | 0 | 0
7035 | L_WIRTZ_1G1Y | 1 | South | YES | 0.001263 | 0 | 0 | 29 |  | 1 | Hydro | -1 | 0.12543 | 0 | 0 |  |  |  |  | -0.12543 | 0 | Impact Counter to Zone: |  | 0 |  | 0 | 0
7036 | L_WIRTZ_1G2Y | 2 | South | YES | 0.001263 | 0 | 0 | 29.7 |  | 1 | Hydro | -1 | 0.12543 | 0 | 0 |  |  |  |  | -0.12543 | 0 |  |  | 0% |  | 0 | 0
7000 | L_FERGUS1_1Y | 1 | South | YES | 0.00105 | 400 | 65 | 423.3 | 0 | 1.015 | GSC | -1 | 0.12564 | 423.3 | 423.3 |  |  |  |  | -0.12564 | -53.1829 |  |  |  |  | 0 | 0
5934 | SI_RAY5 | 5 | South | YES | 0 | 0 | 10 | 15 |  | 1.035 | GST | -1 | 0.12669 | 15 | 15 |  |  |  |  | -0.12669 | -1.9003 | North |  |  |  | 0 | 0
8139 | JOS #1 | MB | South | YES | 0 | 0 | 45 | 255 |  | 1.02 | GST | -1 | 0.12669 | 0 | 0 |  |  |  |  | -0.12669 | 0 | Line Rating |  | 1710 |  | 0 | 0
8285 | LAR #1 | MB | South | YES | 0 | 0 | 9 | 32 |  | 1.0497 | GST | -1 | 0.12669 | 0 | 0 |  |  |  |  | -0.12669 | 0 | Impact Counter to Zone: |  | 0 |  | 0 | 0
8287 | LAR #2 | MB | South | YES | 0 | 0 | 9 | 32 |  | 1.04 | GST | -1 | 0.12669 | 0 | 0 |  |  |  |  | -0.12669 | 0 |  |  | 0% |  | 0 | 0
8288 | LAR #3 | MB | South | YES | 0 | 0 | 25 | 105 |  | 1.04 | GST | -1 | 0.12669 | 0 | 0 |  |  |  |  | -0.12669 | 0 |  |  |  |  | 0 | 0
8388 | BATES0A | MB | South | YES | 0 | 0 | 21 | 71 |  | 1.033 | GST | -1 | 0.12669 | 0 | 0 |  |  |  |  | -0.12669 | 0 |  |  |  |  | 0 | 0
8393 | BATES0B | MB | South | YES | 0 | 0 | 25 | 110 |  | 1.03 | GST | -1 | 0.12669 | 0 | 0 |  |  |  |  | -0.12669 | 0 |  |  |  |  | 0 | 0
8437 | NUECES_B0C | MB | South | YES | 0 | 0 | 7 | 30 |  | 1.03 | GST | -1 | 0.12669 | 0 | 0 |  |  |  |  | -0.12669 | 0 |  |  |  |  | 0 | 0
8438 | NUECES_B0B | MB | South | YES | 0 | 0 | 26 | 169 |  | 1.03 | GST | -1 | 0.12669 | 0 | 0 |  |  |  |  | -0.12669 | 0 |  |  |  |  | 0 | 0
39190 | TNSLCGN1__8 | 1 | Houston | YES | 0 | 0 | 10 | 30 |  | 1.03 | Cogen | -1 | 0.12669 | 0 | 0 |  |  | 0 | 0 | -0.12669 | 0 |  |  |  |  | 0 | 0
7028 | L_MARBFA1_1Y | 1 | South | YES | -0.00108 | 0 | 0 | 18 |  | 1 | Hydro | -1 | 0.12777 | 0 | 0 |  |  |  |  | -0.12777 | 0 |  |  |  |  | 0 | 0
7029 | L_MARBFA1_2Y | 2 | South | YES | -0.00108 | 0 | 0 | 18 |  | 1 | Hydro | -1 | 0.12777 | 0 | 0 |  |  |  |  | -0.12777 | 0 |  |  |  |  | 0 | 0
7031 | L_MARSFO1G1Y | 1 | South | YES | -0.005487 | 0 | 0 | 36 |  | 1 | Hydro | -1 | 0.13218 | 0 | 0 |  |  |  |  | -0.13218 | 0 |  |  |  |  | 0 | 0
7032 | L_MARSFO1G2Y | 2 | South | YES | -0.005487 | 0 | 0 | 35 |  | 1 | Hydro | -1 | 0.13218 | 0 | 0 |  |  |  |  | -0.13218 | 0 |  |  |  |  | 0 | 0
7033 | L_MARSFO1G3Y | 3 | South | YES | -0.005487 | 0 | 0 | 36 |  | 1 | Hydro | -1 | 0.13218 | 0 | 0 |  |  |  |  | -0.13218 | 0 |  |  |  |  | 0 | 0
9005 | DECKR_G6 | 6 | South | YES | -0.006906 | 44 | 24 | 47 | 0 | 1.015 | GGT | -1 | 0.13359 | 47 | 47 |  |  |  |  | -0.13359 | -6.279 |  |  |  |  | 0 | 0
9003 | DECKR_G4 | 4 | South | YES | -0.006906 | 44 | 24 | 44 | 0 | 1.015 | GGT | -1 | 0.13359 | 44 | 44 |  |  |  |  | -0.13359 | -5.8782 |  |  |  |  | 0 | 0
9004 | DECKR_G5 | 5 | South | YES | -0.006906 | 44 | 24 | 44 | 0 | 1.015 | GGT | -1 | 0.13359 | 44 | 44 |  |  |  |  | -0.13359 | -5.8782 |  |  |  |  | 0 | 0
9002 | DECKR_G3 | 3 | South | YES | -0.006906 | 0 | 24 | 42 |  | 1.015 | GGT | -1 | 0.13359 | 42 | 42 |  |  |  |  | -0.13359 | -5.611 |  |  |  |  | 0 | 0
9001 | DECKR_G2 | 2 | South | YES | -0.007857 | 400 | 50 | 426 | 0 | 1.015 | GST | -1 | 0.13455 | 426 | 426 |  |  |  |  | -0.13455 | -57.3165 |  |  |  |  | 0 | 0
9000 | DECKR_G1 | 1 | South | YES | -0.007857 | 280 | 50 | 321 | 0 | 1.015 | GST | -1 | 0.13455 | 321 | 321 |  |  |  |  | -0.13455 | -43.1892 |  |  |  |  | 0 | 0
7020 | L_AUSTPL1_1Y | 1 | South | YES | -0.007988 | 0 | 0 | 8 |  | 1 | Hydro | -1 | 0.13468 | 0 | 0 |  |  |  |  | -0.13468 | 0 |  |  |  |  | 0 | 0
7020 | L_AUSTPL1_1Y | 2 | South | YES | -0.007988 | 0 | 0 | 8 |  | 1 | Hydro | -1 | 0.13468 | 0 | 0 |  |  |  |  | -0.13468 | 0 |  |  |  |  | 0 | 0
9020 | SANDHG5A | 5A | South | YES | -0.009119 | 150 | 84 | 155 | 0 | 1.0175 | CC | -1 | 0.13581 | 155 | 155 |  |  |  |  | -0.13581 | -21.0502 |  |  |  |  | 0 | 0
9021 | SANDHG5C | 5C | South | YES | -0.009119 | 140 | 0 | 148 | 0 | 1.0175 | CC | -1 | 0.13581 | 148 | 148 |  |  |  |  | -0.13581 | -20.0996 |  |  |  |  | 0 | 0
9016 | SANDH_G1 | 1 | South | YES | -0.009119 | 45 | 2 | 49 | 0 | 1.0175 | GGT | -1 | 0.13581 | 49 | 49 |  |  |  |  | -0.13581 | -6.6546 |  |  |  |  | 0 | 0
9019 | SANDH_G4 | 4 | South | YES | -0.009119 | 0 | 2 | 47 |  | 1.0175 | GGT | -1 | 0.13581 | 47 | 47 |  |  |  |  | -0.13581 | -6.383 |  |  |  |  | 0 | 0
9017 | SANDH_G2 | 2 | South | YES | -0.009119 | 45 | 2 | 46 | 0 | 1.0175 | GGT | -1 | 0.13581 | 46 | 46 |  |  |  |  | -0.13581 | -6.2472 |  |  |  |  | 0 | 0
9018 | SANDH_G3 | 3 | South | YES | -0.009119 | 45 | 2 | 46 | 0 | 1.0175 | GGT | -1 | 0.13581 | 46 | 46 |  |  |  |  | -0.13581 | -6.2472 |  |  |  |  | 0 | 0
8262 | ELPS | 1 | South | YES | -0.01132 | 6 | 6 | 6 | 0 | 1.15 | Hydro | -1 | 0.13801 | 0 | 0 |  |  |  |  | -0.13801 | 0 |  |  |  |  | 0 | 0
7809 | L_BASTEN1_3Y | 1 | South | YES | -0.012298 | 232.6 | 42 | 232.6 | 0 | 1.004 | CC | -1 | 0.13899 | 232.6 | 232.6 |  |  |  |  | -0.13899 | -32.3283 |  |  |  |  | 0 | 0
7807 | L_BASTEN1_1Y | 1 | South | YES | -0.012298 | 152.5 | 83.5 | 152.5 | 0 | 1.004 | CC | -1 | 0.13899 | 152.5 | 152.5 |  |  |  |  | -0.13899 | -21.1955 |  |  |  |  | 0 | 0
7808 | L_BASTEN1_2Y | 1 | South | YES | -0.012298 | 149.5 | 83.5 | 149.5 | 0 | 1.004 | CC | -1 | 0.13899 | 149.5 | 149.5 |  |  |  |  | -0.13899 | -20.7785 |  |  |  |  | 0 | 0
7009 | L_LOSTPI1_3Y | 3 | South | YES | -0.013866 | 173.9 | 72 | 175 | 0 | 1 | CC | -1 | 0.14055 | 175 | 175 |  |  |  |  | -0.14055 | -24.5971 |  |  |  |  | 0 | 0
7008 | L_LOSTPI1_2Y | 2 | South | YES | -0.013866 | 157.7 | 107 | 160 | 0 | 1 | CC | -1 | 0.14055 | 160 | 160 |  |  |  |  | -0.14055 | -22.4888 |  |  |  |  | 0 | 0
7007 | L_LOSTPI1_1Y | 1 | South | YES | -0.013866 | 158.6 | 110 | 158 | 0 | 1 | CC | -1 | 0.14055 | 158 | 158 |  |  |  |  | -0.14055 | -22.2077 |  |  |  |  | 0 | 0
7006 | L_SIMGID1_3Y | 3 | South | YES | -0.014904 | 324.9 | 60 | 329 | 0 | 1.02 | GST | -1 | 0.14159 | 329 | 329 |  |  |  |  | -0.14159 | -46.5841 |  |  |  |  | 0 | 0
7005 | L_SIMGID1_2Y | 2 | South | YES | -0.014904 | 133 | 32 | 139 | 0 | 1.02 | GST | -1 | 0.14159 | 139 | 139 |  |  |  |  | -0.14159 | -19.6814 |  |  |  |  | 0 | 0
7004 | L_SIMGID1_1Y | 1 | South | YES | -0.014904 | 132 | 40 | 132 | 0 | 1.02 | GST | -1 | 0.14159 | 132 | 132 |  |  |  |  | -0.14159 | -18.6903 |  |  |  |  | 0 | 0
7487 | L_CANYHY8_1Y | 1 | South | YES | -0.024602 | 0 | 0 | 6 |  | 1 | Hydro | -1 | 0.15129 | 0 | 0 |  |  |  |  | -0.15129 | 0 |  |  |  |  | 0 | 0
7303 | L_WPPGS12_1Y | 1 | South | YES | -0.02709 | 50 | 0 | 50 | 0 | 1.025 | GGT | -1 | 0.15378 | 50 | 50 |  |  |  |  | -0.15378 | -7.6889 |  |  |  |  | 0 | 0
7303 | L_WPPGS12_1Y | 2 | South | YES | -0.02709 | 50 | 0 | 50 | 0 | 1.025 | GGT | -1 | 0.15378 | 50 | 50 |  |  |  |  | -0.15378 | -7.6889 |  |  |  |  | 0 | 0
7305 | L_WPPGS34_1Y | 3 | South | YES | -0.02709 | 50 | 0 | 50 | 0 | 1.025 | GGT | -1 | 0.15378 | 50 | 50 |  |  |  |  | -0.15378 | -7.6889 |  |  |  |  | 0 | 0
7305 | L_WPPGS34_1Y | 4 | South | YES | -0.02709 | 50 | 0 | 50 | 0 | 1.025 | GGT | -1 | 0.15378 | 50 | 50 |  |  |  |  | -0.15378 | -7.6889 |  |  |  |  | 0 | 0
7017 | L_HAYSEN1_4Y | 4 | South | YES | -0.028874 | 226.7 | 74 | 226.7 | 0 | 1.008 | CC | -1 | 0.15556 | 226.7 | 226.7 |  |  |  |  | -0.15556 | -35.2661 |  |  |  |  | 0 | 0
7015 | L_HAYSEN1_2Y | 2 | South | YES | -0.028874 | 225 | 74 | 225 | 0 | 1.008 | CC | -1 | 0.15556 | 225 | 225 |  |  |  |  | -0.15556 | -35.0016 |  |  |  |  | 0 | 0
7016 | L_HAYSEN1_3Y | 3 | South | YES | -0.028874 | 224.6 | 74 | 224.6 | 0 | 1.008 | CC | -1 | 0.15556 | 224.6 | 224.6 |  |  |  |  | -0.15556 | -34.9394 |  |  |  |  | 0 | 0
7014 | L_HAYSEN1_1Y | 1 | South | YES | -0.028874 | 223.9 | 74 | 223.9 | 0 | 1.008 | CC | -1 | 0.15556 | 223.9 | 223.9 |  |  |  |  | -0.15556 | -34.8305 |  |  |  |  | 0 | 0
7010 | L_FPPYD11_1Y | 1 | South | YES | -0.029179 | 547.4 | 200 | 606 | 0 | 1.02 | LIGCO | -1 | 0.15587 | 0 | 606 |  |  |  |  | -0.15587 | 0 |  |  |  |  | 0 | 0
7011 | L_FPPYD11_2Y | 2 | South | YES | -0.029179 | 552.2 | 200 | 598 | 0 | 1.02 | LIGCO | -1 | 0.15587 | 0 | 598 |  |  |  |  | -0.15587 | 0 |  |  |  |  | 0 | 0
7012 | L_FPPYD21_3Y | 3 | South | YES | -0.029313 | 427.5 | 200 | 436 | 0 | 1.02 | LIGCO | -1 | 0.156 | 0 | 436 |  |  |  |  | -0.156 | 0 |  |  |  |  | 0 | 0
7605 | L_MCQUEE9_1Y | 1 | South | YES | -0.032488 | 0 | 0 | 2.4 |  | 1.025 | Hydro | -1 | 0.15918 | 0 | 0 |  |  |  |  | -0.15918 | 0 |  |  |  |  | 0 | 0
7605 | L_MCQUEE9_1Y | 2 | South | YES | -0.032488 | 0 | 0 | 2.4 |  | 1.025 | Hydro | -1 | 0.15918 | 0 | 0 |  |  |  |  | -0.15918 | 0 |  |  |  |  | 0 | 0
7605 | L_MCQUEE9_1Y | 3 | South | YES | -0.032488 | 0 | 0 | 2.8 |  | 1.025 | Hydro | -1 | 0.15918 | 0 | 0 |  |  |  |  | -0.15918 | 0 |  |  |  |  | 0 | 0
7813 | L_RIONOG1S1Y | 4 | South | YES | -0.033063 | 293 | 0 | 293 | 0 | 1.02 | CC | -1 | 0.15975 | 293 | 293 |  |  |  |  | -0.15975 | -46.8073 |  |  |  |  | 0 | 0
7812 | L_RIONOG1G3Y | 3 | South | YES | -0.033063 | 154 | 0 | 154 | 0 | 1.02 | CC | -1 | 0.15975 | 154 | 154 |  |  |  |  | -0.15975 | -24.6018 |  |  |  |  | 0 | 0
7810 | L_RIONOG1G1Y | 1 | South | YES | -0.033063 | 148 | 0 | 148 | 0 | 1.02 | CC | -1 | 0.15975 | 148 | 148 |  |  |  |  | -0.15975 | -23.6433 |  |  |  |  | 0 | 0
7811 | L_RIONOG1G2Y | 2 | South | YES | -0.033063 | 148 | 0 | 148 | 0 | 1.02 | CC | -1 | 0.15975 | 148 | 148 |  |  |  |  | -0.15975 | -23.6433 |  |  |  |  | 0 | 0
7609 | L_SCHUMA8_1Y | 1 | South | YES | -0.033656 | 0 | 0 | 4 |  | 1 | Hydro | -1 | 0.16034 | 0 | 0 |  |  |  |  | -0.16034 | 0 |  |  |  |  | 0 | 0
7624 | L_LAKEWO9_1Y | 1 | South | YES | -0.034826 | 0 | 0 | 2.4 |  | 1 | Hydro | -1 | 0.16151 | 0 | 0 |  |  |  |  | -0.16151 | 0 |  |  |  |  | 0 | 0
7624 | L_LAKEWO9_1Y | 2 | South | YES | -0.034826 | 0 | 0 | 2.4 |  | 1 | Hydro | -1 | 0.16151 | 0 | 0 |  |  |  |  | -0.16151 | 0 |  |  |  |  | 0 | 0
58909 | PEARSALLSCG1 | 3 | South | YES | -0.036259 | 0 | 0 | 8.4 |  | 1.027 | Diesel | -1 | 0.16295 | 8.4 | 8.4 |  |  |  |  | -0.16295 | -1.3688 |  |  |  |  | 0 | 0
58909 | PEARSALLSCG1 | 4 | South | YES | -0.036259 | 0 | 0 | 8.4 |  | 1.027 | Diesel | -1 | 0.16295 | 8.4 | 8.4 |  |  |  |  | -0.16295 | -1.3688 |  |  |  |  | 0 | 0
58909 | PEARSALLSCG1 | 6 | South | YES | -0.036259 | 0 | 0 | 8.4 |  | 1.027 | Diesel | -1 | 0.16295 | 8.4 | 8.4 |  |  |  |  | -0.16295 | -1.3688 |  |  |  |  | 0 | 0
58909 | PEARSALLSCG1 | 5 | South | YES | -0.036259 | 0 | 0 | 8.4 |  | 1.027 | Diesel | -1 | 0.16295 | 8.4 | 8.4 |  |  |  |  | -0.16295 | -1.3688 |  |  |  |  | 0 | 0
58909 | PEARSALLSCG1 | 1 | South | YES | -0.036259 | 0 | 0 | 8.4 |  | 1.027 | Diesel | -1 | 0.16295 | 8.4 | 8.4 |  |  |  |  | -0.16295 | -1.3688 |  |  |  |  | 0 | 0
58909 | PEARSALLSCG1 | 2 | South | YES | -0.036259 | 0 | 0 | 8.4 |  | 1.027 | Diesel | -1 | 0.16295 | 8.4 | 8.4 |  |  |  |  | -0.16295 | -1.3688 |  |  |  |  | 0 | 0
58919 | PEARSALLSCG2 | 5 | South | YES | -0.036259 | 0 | 0 | 8.4 |  | 1.027 | Diesel | -1 | 0.16295 | 8.4 | 8.4 |  |  |  |  | -0.16295 | -1.3688 |  |  |  |  | 0 | 0
58919 | PEARSALLSCG2 | 6 | South | YES | -0.036259 | 0 | 0 | 8.4 |  | 1.027 | Diesel | -1 | 0.16295 | 8.4 | 8.4 |  |  |  |  | -0.16295 | -1.3688 |  |  |  |  | 0 | 0
58919 | PEARSALLSCG2 | 1 | South | YES | -0.036259 | 0 | 0 | 8.4 |  | 1.027 | Diesel | -1 | 0.16295 | 8.4 | 8.4 |  |  |  |  | -0.16295 | -1.3688 |  |  |  |  | 0 | 0
58919 | PEARSALLSCG2 | 2 | South | YES | -0.036259 | 0 | 0 | 8.4 |  | 1.027 | Diesel | -1 | 0.16295 | 8.4 | 8.4 |  |  |  |  | -0.16295 | -1.3688 |  |  |  |  | 0 | 0
58919 | PEARSALLSCG2 | 4 | South | YES | -0.036259 | 0 | 0 | 8.4 |  | 1.027 | Diesel | -1 | 0.16295 | 8.4 | 8.4 |  |  |  |  | -0.16295 | -1.3688 |  |  |  |  | 0 | 0
58919 | PEARSALLSCG2 | 3 | South | YES | -0.036259 | 0 | 0 | 8.4 |  | 1.027 | Diesel | -1 | 0.16295 | 8.4 | 8.4 |  |  |  |  | -0.16295 | -1.3688 |  |  |  |  | 0 | 0
58929 | PEARSALLSCG3 | 4 | South | YES | -0.036259 | 0 | 0 | 8.4 |  | 1.027 | Diesel | -1 | 0.16295 | 8.4 | 8.4 |  |  |  |  | -0.16295 | -1.3688 |  |  |  |  | 0 | 0
58929 | PEARSALLSCG3 | 6 | South | YES | -0.036259 | 0 | 0 | 8.4 |  | 1.027 | Diesel | -1 | 0.16295 | 8.4 | 8.4 |  |  |  |  | -0.16295 | -1.3688 |  |  |  |  | 0 | 0
58929 | PEARSALLSCG3 | 2 | South | YES | -0.036259 | 0 | 0 | 8.4 |  | 1.027 | Diesel | -1 | 0.16295 | 8.4 | 8.4 |  |  |  |  | -0.16295 | -1.3688 |  |  |  |  | 0 | 0
58929 | PEARSALLSCG3 | 5 | South | YES | -0.036259 | 0 | 0 | 8.4 |  | 1.027 | Diesel | -1 | 0.16295 | 8.4 | 8.4 |  |  |  |  | -0.16295 | -1.3688 |  |  |  |  | 0 | 0
58929 | PEARSALLSCG3 | 1 | South | YES | -0.036259 | 0 | 0 | 8.4 |  | 1.027 | Diesel | -1 | 0.16295 | 8.4 | 8.4 |  |  |  |  | -0.16295 | -1.3688 |  |  |  |  | 0 | 0
58929 | PEARSALLSCG3 | 3 | South | YES | -0.036259 | 0 | 0 | 8.4 |  | 1.027 | Diesel | -1 | 0.16295 | 8.4 | 8.4 |  |  |  |  | -0.16295 | -1.3688 |  |  |  |  | 0 | 0
58949 | PEARSALLSCG4 | 3 | South | YES | -0.036259 | 0 | 0 | 8.4 |  | 1.027 | Diesel | -1 | 0.16295 | 8.4 | 8.4 |  |  |  |  | -0.16295 | -1.3688 |  |  |  |  | 0 | 0
58949 | PEARSALLSCG4 | 2 | South | YES | -0.036259 | 0 | 0 | 8.4 |  | 1.027 | Diesel | -1 | 0.16295 | 8.4 | 8.4 |  |  |  |  | -0.16295 | -1.3688 |  |  |  |  | 0 | 0
58949 | PEARSALLSCG4 | 1 | South | YES | -0.036259 | 0 | 0 | 8.4 |  | 1.027 | Diesel | -1 | 0.16295 | 8.4 | 8.4 |  |  |  |  | -0.16295 | -1.3688 |  |  |  |  | 0 | 0
58949 | PEARSALLSCG4 | 4 | South | YES | -0.036259 | 0 | 0 | 8.4 |  | 1.027 | Diesel | -1 | 0.16295 | 8.4 | 8.4 |  |  |  |  | -0.16295 | -1.3688 |  |  |  |  | 0 | 0
58949 | PEARSALLSCG4 | 6 | South | YES | -0.036259 | 0 | 0 | 8.4 |  | 1.027 | Diesel | -1 | 0.16295 | 8.4 | 8.4 |  |  |  |  | -0.16295 | -1.3688 |  |  |  |  | 0 | 0
58949 | PEARSALLSCG4 | 5 | South | YES | -0.036259 | 0 | 0 | 8.4 |  | 1.027 | Diesel | -1 | 0.16295 | 8.4 | 8.4 |  |  |  |  | -0.16295 | -1.3688 |  |  |  |  | 0 | 0
7805 | L_GUADGE1_6Y | 6 | South | YES | -0.037 | 203 | 30 | 203 | 0 | 1.02 | CC | -1 | 0.16369 | 203 | 203 |  |  |  |  | -0.16369 | -33.2288 |  |  |  |  | 0 | 0
7804 | L_GUADGE1_5Y | 5 | South | YES | -0.037 | 182 | 30 | 182 | 0 | 1.02 | CC | -1 | 0.16369 | 182 | 182 |  |  |  |  | -0.16369 | -29.7914 |  |  |  |  | 0 | 0
7803 | L_GUADGE1_4Y | 4 | South | YES | -0.037 | 149 | 30 | 149 | 0 | 1.02 | CC | -1 | 0.16369 | 149 | 149 |  |  |  |  | -0.16369 | -24.3896 |  |  |  |  | 0 | 0
7800 | L_GUADGE1_1Y | 1 | South | YES | -0.037 | 147 | 30 | 147 | 0 | 1.02 | CC | -1 | 0.16369 | 147 | 147 |  |  |  |  | -0.16369 | -24.0623 |  |  |  |  | 0 | 0
7802 | L_GUADGE1_3Y | 3 | South | YES | -0.037 | 146 | 30 | 146 | 0 | 1.02 | CC | -1 | 0.16369 | 146 | 146 |  |  |  |  | -0.16369 | -23.8986 |  |  |  |  | 0 | 0
7801 | L_GUADGE1_2Y | 2 | South | YES | -0.037 | 138 | 30 | 138 | 0 | 1.02 | CC | -1 | 0.16369 | 138 | 138 |  |  |  |  | -0.16369 | -22.5891 |  |  |  |  | 0 | 0
5028 | BRAUNIG_VHB3 | 3 | South | YES | -0.037898 | 407 | 60 | 407 | 0 | 1.0138 | GST | -1 | 0.16459 | 407 | 407 |  |  |  |  | -0.16459 | -66.9869 |  |  |  |  | 0 | 0
5396 | CALAVER_OWS1 | 1 | South | YES | -0.037915 | 418 | 80 | 418 | 0 | 1.0192 | GST | -1 | 0.1646 | 418 | 418 |  |  |  |  | -0.1646 | -68.8044 |  |  |  |  | 0 | 0
5397 | CALAVER_OWS2 | 2 | South | YES | -0.037915 | 400 | 80 | 400 | 0 | 1.0192 | GST | -1 | 0.1646 | 400 | 400 |  |  |  |  | -0.1646 | -65.8416 |  |  |  |  | 0 | 0
5111 | CALAVER_JTD1 | 1 | South | YES | -0.037925 | 430 | 80 | 430 | 0 | 1.0138 | LIGCO | -1 | 0.16461 | 0 | 430 |  |  |  |  | -0.16461 | 0 |  |  |  |  | 0 | 0
5112 | CALAVER_JTD2 | 2 | South | YES | -0.037925 | 430 | 80 | 430 | 0 | 1.0138 | LIGCO | -1 | 0.16461 | 0 | 430 |  |  |  |  | -0.16461 | 0 |  |  |  |  | 0 | 0
5439 | TUTTL_WBT4G4 | 4 | South | YES | -0.037954 | 151 | 40 | 151 | 0 | 1.012 | GST | -1 | 0.16464 | 151 | 151 |  |  |  |  | -0.16464 | -24.8611 |  |  |  |  | 0 | 0
5438 | TUTTL_WBT3G3 | 3 | South | YES | -0.037954 | 95 | 25 | 95 | 0 | 1.012 | GST | -1 | 0.16464 | 95 | 95 |  |  |  |  | -0.16464 | -15.6411 |  |  |  |  | 0 | 0
5436 | TUTTL_WBT1G1 | 1 | South | YES | -0.037954 | 48.8 | 20 | 61 | 0 | 1.012 | GST | -1 | 0.16464 | 61 | 61 |  |  |  |  | -0.16464 | -10.0432 |  |  |  |  | 0 | 0
5265 | LEON_LCP4G4 | 4 | South | YES | -0.037956 | 89 | 25 | 89 | 0 | 1.0197 | GST | -1 | 0.16464 | 89 | 89 |  |  |  |  | -0.16464 | -14.6534 |  |  |  |  | 0 | 0
5264 | LEON_LCP3G3 | 3 | South | YES | -0.037956 | 0 | 20 | 58 |  | 1.0197 | GST | -1 | 0.16464 | 58 | 58 |  |  |  |  | -0.16464 | -9.5494 |  |  |  |  | 0 | 0
5269 | LEON_LCPCT4 | 4 | South | YES | -0.037956 | 45 | 24 | 45 | 0 | 1.0197 | GGT | -1 | 0.16464 | 45 | 45 |  |  |  |  | -0.16464 | -7.409 |  |  |  |  | 0 | 0
5266 | LEON_LCPCT1 | 1 | South | YES | -0.037956 | 44 | 24 | 44 | 0 | 1.0197 | GGT | -1 | 0.16464 | 44 | 44 |  |  |  |  | -0.16464 | -7.2444 |  |  |  |  | 0 | 0
5267 | LEON_LCPCT2 | 2 | South | YES | -0.037956 | 44 | 24 | 44 | 0 | 1.0197 | GGT | -1 | 0.16464 | 44 | 44 |  |  |  |  | -0.16464 | -7.2444 |  |  |  |  | 0 | 0
5268 | LEON_LCPCT3 | 3 | South | YES | -0.037956 | 43 | 24 | 43 | 0 | 1.0197 | GGT | -1 | 0.16464 | 43 | 43 |  |  |  |  | -0.16464 | -7.0797 |  |  |  |  | 0 | 0
5027 | BRAUNIG_VHB2 | 2 | South | YES | -0.038053 | 216 | 40 | 216 | 0 | 1.0192 | GST | -1 | 0.16474 | 216 | 216 |  |  |  |  | -0.16474 | -35.5842 |  |  |  |  | 0 | 0
5026 | BRAUNIG_VHB1 | 1 | South | YES | -0.038053 | 215 | 40 | 215 | 0 | 1.0192 | GST | -1 | 0.16474 | 215 | 215 |  |  |  |  | -0.16474 | -35.4195 |  |  |  |  | 0 | 0
5891 | PEARSALLGEN2 | 1 | South | YES | -0.038184 | 19.4 | 6 | 24.3 | 0 | 1.0226 | GST | -1 | 0.16487 | 24.3 | 24.3 |  |  |  |  | -0.16487 | -4.0064 |  |  |  |  | 0 | 0
5890 | PEARSALLGEN1 | 1 | South | YES | -0.038184 | 19.2 | 6 | 24 | 0 | 1.0226 | GST | -1 | 0.16487 | 24 | 24 |  |  |  |  | -0.16487 | -3.9569 |  |  |  |  | 0 | 0
5892 | PEARSALLGEN3 | 1 | South | YES | -0.038184 | 19.1 | 6 | 23.9 | 0 | 1.0226 | GST | -1 | 0.16487 | 23.9 | 23.9 |  |  |  |  | -0.16487 | -3.9405 |  |  |  |  | 0 | 0
5477 | BRA_AVR1_ST | 1 | South | YES | -0.039346 | 174 | 138 | 174 | 0 | 1.025 | CC | -1 | 0.16603 | 174 | 174 |  |  |  |  | -0.16603 | -28.8901 |  |  |  |  | 0 | 0
5476 | BRA_AVR1_CT1 | 1 | South | YES | -0.039346 | 155 | 90 | 155 | 0 | 1.025 | CC | -1 | 0.16603 | 155 | 155 |  |  |  |  | -0.16603 | -25.7354 |  |  |  |  | 0 | 0
5478 | BRA_AVR1_CT2 | 1 | South | YES | -0.039346 | 155 | 90 | 155 | 0 | 1.025 | CC | -1 | 0.16603 | 155 | 155 |  |  |  |  | -0.16603 | -25.7354 |  |  |  |  | 0 | 0
5401 | CALAVER_JKS1 | 1 | South | YES | -0.040305 | 562 | 100 | 562 | 0 | 1.026 | LIGCO | -1 | 0.16699 | 0 | 562 |  |  |  |  | -0.16699 | 0 |  |  |  |  | 0 | 0
8189 | CUECPL2A | 1 | South | YES | -0.042247 | 12 | 0 | 12 | 0 | 1.02 | Cogen | -1 | 0.16894 | 0 | 0 |  |  |  |  | -0.16894 | 0 |  |  |  |  | 0 | 0
5903 | SANMIGUELGEN | 1 | South | YES | -0.045274 | 396.3 | 180 | 396.3 | 0 | 1.0336 | LIGCO | -1 | 0.17196 | 0 | 396.3 |  |  |  |  | -0.17196 | 0 |  |  |  |  | 0 | 0
80265 | LARECU40A | 4 | South | YES | -0.045886 | 80 | 0 | 100 |  | 1.039 | GGT | -1 | 0.17257 | 100 | 100 |  |  |  |  | -0.17257 | -17.2575 |  |  |  |  | 0 | 0
80266 | LARECU50A | 5 | South | YES | -0.045886 | 80 | 0 | 100 |  | 1.039 | GGT | -1 | 0.17257 | 100 | 100 |  |  |  |  | -0.17257 | -17.2575 |  |  |  |  | 0 | 0
80012 | LAR | F | South | YES | -0.045889 | 0 | 0 | 0 | 0 | 1.04 | DCTie | -1 | 0.17258 | 0 | 0 |  |  |  |  | -0.17258 | 0 |  |  |  |  | 0 | 0
88299 | ZAPATA | F | South | YES | -0.051232 | 0 | 0 | 0 | 0 | 1.02 | BLT | -1 | 0.17792 | 0 | 0 |  |  |  |  | -0.17792 | 0 |  |  |  |  | 0 | 0
88198 | BEEVILLE | F | South | YES | -0.053567 | 0 | 0 | 0 | 0 | 1.02 | AVR | -1 | 0.18026 | 0 | 0 |  |  |  |  | -0.18026 | 0 |  |  |  |  | 0 | 0
5728 | FALCONHYDRO2 | 2 | South | YES | -0.054856 | 12 | 0 | 12 | 0 | 1.0234 | Hydro | -1 | 0.18154 | 0 | 0 |  |  |  |  | -0.18154 | 0 |  |  |  |  | 0 | 0
5729 | FALCONHYDRO3 | 3 | South | YES | -0.054856 | 11 | 0 | 11 | 0 | 1.0234 | Hydro | -1 | 0.18154 | 0 | 0 |  |  |  |  | -0.18154 | 0 |  |  |  |  | 0 | 0
8048 | FALCONHYDRO1 | 1 | South | YES | -0.054856 | 12 | 0 | 12 | 0 | 1.0234 | Hydro | -1 | 0.18154 | 0 | 0 |  |  |  |  | -0.18154 | 0 |  |  |  |  | 0 | 0
88508 | FALFURRI | F | South | YES | -0.055514 | 0 | 0 | 0 | 0 | 1 | AVR | -1 | 0.1822 | 0 | 0 |  |  |  |  | -0.1822 | 0 |  |  |  |  | 0 | 0
8161 | COLETO0A | 1 | South | YES | -0.056504 | 633 | 200 | 633 | 0 | 1.03 | LIGCO | -1 | 0.18319 | 0 | 633 |  |  |  |  | -0.18319 | 0 |  |  |  |  | 0 | 0
8935 | FGNTS201 | 3 | South | YES | -0.058644 | 173 | 0 | 173 | 0 | 1.03 | CC | -1 | 0.18533 | 173 | 173 |  |  |  |  | -0.18533 | -32.0626 |  |  |  |  | 0 | 0
8934 | FGNTS101 | 2 | South | YES | -0.058644 | 147.9 | 0 | 147.9 | 0 | 1.03 | CC | -1 | 0.18533 | 147.9 | 147.9 |  |  |  |  | -0.18533 | -27.4107 |  |  |  |  | 0 | 0
8933 | FGNTS001 | 1 | South | YES | -0.058644 | 146.5 | 0 | 146.5 | 0 | 1.03 | CC | -1 | 0.18533 | 146.5 | 146.5 |  |  |  |  | -0.18533 | -27.1513 |  |  |  |  | 0 | 0
8983 | HECN3 | 3 | South | YES | -0.059281 | 171.9 | 0 | 171.9 | 0 | 1.0304 | CC | -1 | 0.18597 | 171.9 | 171.9 |  |  |  |  | -0.18597 | -31.9682 |  |  |  |  | 0 | 0
8981 | HECN1 | 1 | South | YES | -0.059281 | 144.8 | 0 | 144.8 | 0 | 1.0304 | CC | -1 | 0.18597 | 144.8 | 144.8 |  |  |  |  | -0.18597 | -26.9284 |  |  |  |  | 0 | 0
8982 | HECN2 | 2 | South | YES | -0.059281 | 144.1 | 0 | 144.1 | 0 | 1.0304 | CC | -1 | 0.18597 | 144.1 | 144.1 |  |  |  |  | -0.18597 | -26.7983 |  |  |  |  | 0 | 0
8938 | MVGN#3 | 3 | South | YES | -0.059282 | 250.9 | 0 | 250.9 | 0 | 1.0304 | CC | -1 | 0.18597 | 250.9 | 250.9 |  |  |  |  | -0.18597 | -46.6601 |  |  |  |  | 0 | 0
8937 | MVGN#2 | 2 | South | YES | -0.059282 | 216.7 | 0 | 216.7 | 0 | 1.0304 | CC | -1 | 0.18597 | 216.7 | 216.7 |  |  |  |  | -0.18597 | -40.2999 |  |  |  |  | 0 | 0
8936 | MVGN#1 | 1 | South | YES | -0.059282 | 216.6 | 0 | 216.6 | 0 | 1.0304 | CC | -1 | 0.18597 | 216.6 | 216.6 |  |  |  |  | -0.18597 | -40.2813 |  |  |  |  | 0 | 0
5935 | SI_RAY10 | 10 | South | YES | -0.059561 | 47 | 10 | 47 | 0 | 1.03 | CC | -1 | 0.18625 | 47 | 47 |  |  |  |  | -0.18625 | -8.7537 |  |  |  |  | 0 | 0
5932 | SI_RAY9 | 9 | South | YES | -0.059561 | 32 | 32 | 38 | 0 | 1.035 | CC | -1 | 0.18625 | 38 | 38 |  |  |  |  | -0.18625 | -7.0775 |  |  |  |  | 0 | 0
5933 | SI_RAY6 | 6 | South | YES | -0.059561 | 15.4 | 10 | 19.3 | 0 | 1.035 | GST | -1 | 0.18625 | 19.3 | 19.3 |  |  |  |  | -0.18625 | -3.5946 |  |  |  |  | 0 | 0
80003 | MILHWYS | F | South | YES | -0.059561 | 0 | 0 | 0 | 0 | 1.0168 | AVR | -1 | 0.18625 | 0 | 0 |  |  |  |  | -0.18625 | 0 |  |  |  |  | 0 | 0
80080 | GWINDT11A | 3 | South | YES | -0.059732 | 0 | 0 | 38 | 0 | 1.025 | Wind | -1 | 0.18642 | 0 | 38 |  |  |  |  | -0.18642 | 0 |  |  |  |  | 0 | 0
80080 | GWINDT11A | 4 | South | YES | -0.059732 | 3.8 | 0 | 19 | 0 | 1.025 | Wind | -1 | 0.18642 | 0 | 19 |  |  |  |  | -0.18642 | 0 |  |  |  |  | 0 | 0
80080 | GWINDT11A | 2 | South | YES | -0.059732 | 0 | 0 | 41 | 0 | 1.025 | Wind | -1 | 0.18642 | 0 | 41 |  |  |  |  | -0.18642 | 0 |  |  |  |  | 0 | 0
80080 | GWINDT11A | 1 | South | YES | -0.059732 | 28.2 | 0 | 94 | 0 | 1.025 | Wind | -1 | 0.18642 | 0 | 94 |  |  |  |  | -0.18642 | 0 |  |  |  |  | 0 | 0
80081 | GWINDT21A | 4 | South | YES | -0.059732 | 4.4 | 0 | 22 | 0 | 1.025 | Wind | -1 | 0.18642 | 0 | 22 |  |  |  |  | -0.18642 | 0 |  |  |  |  | 0 | 0
80081 | GWINDT21A | 1 | South | YES | -0.059732 | 28.2 | 0 | 94 | 0 | 1.025 | Wind | -1 | 0.18642 | 0 | 94 |  |  |  |  | -0.18642 | 0 |  |  |  |  | 0 | 0
80081 | GWINDT21A | 3 | South | YES | -0.059732 | 8.6 | 0 | 43 | 0 | 1.025 | Wind | -1 | 0.18642 | 0 | 43 |  |  |  |  | -0.18642 | 0 |  |  |  |  | 0 | 0
80081 | GWINDT21A | 2 | South | YES | -0.059732 | 7.2 | 0 | 36 | 0 | 1.025 | Wind | -1 | 0.18642 | 0 | 36 |  |  |  |  | -0.18642 | 0 |  |  |  |  | 0 | 0
80180 | PNSCALT11A | 2 | South | YES | -0.059732 | 10 | 0 | 50 | 0 | 1.025 | Wind | -1 | 0.18642 | 0 | 50 |  |  |  |  | -0.18642 | 0 |  |  |  |  | 0 | 0
80180 | PNSCALT11A | 1 | South | YES | -0.059732 | 43.8 | 0 | 148 | 0 | 1.025 | Wind | -1 | 0.18642 | 0 | 148 |  |  |  |  | -0.18642 | 0 |  |  |  |  | 0 | 0
80181 | PNSCALT21A | 2 | South | YES | -0.059732 | 10 | 0 | 50 | 0 | 1.025 | Wind | -1 | 0.18642 | 0 | 50 |  |  |  |  | -0.18642 | 0 |  |  |  |  | 0 | 0
80181 | PNSCALT21A | 1 | South | YES | -0.059732 | 16.5 | 0 | 55 | 0 | 1.025 | Wind | -1 | 0.18642 | 0 | 55 |  |  |  |  | -0.18642 | 0 |  |  |  |  | 0 | 0
8517 | CELANEBI0A | 1 | South | YES | -0.059804 | 29 | 0 | 29 | 0 | 1.02 | Cogen | -1 | 0.18649 | 0 | 0 |  |  |  |  | -0.18649 | 0 |  |  |  |  | 0 | 0
8461 | KOCH_UP0A | 1 | South | YES | -0.060292 | 38 | 0 | 38 | 0 | 1.012 | Cogen | -1 | 0.18698 | 0 | 0 |  |  |  |  | -0.18698 | 0 |  |  |  |  | 0 | 0
8511 | OXY_CC0A | 1 | South | YES | -0.060347 | 30.3 | 0 | 38 | 0 | 1.027 | Cogen | -1 | 0.18704 | 0 | 0 |  |  |  |  | -0.18704 | 0 |  |  |  |  | 0 | 0
8506 | VAL #1 | 1 | South | YES | -0.060437 | 20.9 | 0 | 25 | 0 | 1.0055 | Cogen | -1 | 0.18713 | 0 | 0 |  |  |  |  | -0.18713 | 0 |  |  |  |  | 0 | 0
8507 | VAL #2 | 2 | South | YES | -0.060437 | 20.9 | 0 | 25 | 0 | 1.0055 | Cogen | -1 | 0.18713 | 0 | 0 |  |  |  |  | -0.18713 | 0 |  |  |  |  | 0 | 0
80263 | B_DAVIS31A | 3 | South | YES | -0.060568 | 0 | 0 | 180 |  | 1.0366 | CC | -1 | 0.18726 | 180 | 180 |  |  |  |  | -0.18726 | -33.7062 |  |  |  |  | 0 | 0
80264 | B_DAVIS41A | 4 | South | YES | -0.060568 | 0 | 0 | 180 |  | 1.0366 | CC | -1 | 0.18726 | 180 | 180 |  |  |  |  | -0.18726 | -33.7062 |  |  |  |  | 0 | 0
8459 | B_DAVIS0B | MB | South | YES | -0.060568 | 0 | 50 | 339 |  | 1.03 | GSC | -1 | 0.18726 | 0 | 0 |  |  |  |  | -0.18726 | 0 |  |  |  |  | 0 | 0
8460 | B_DAVIS0A | MB | South | YES | -0.060568 | 0 | 50 | 340 |  | 1.03 | GSC | -1 | 0.18726 | 0 | 0 |  |  |  |  | -0.18726 | 0 |  |  |  |  | 0 | 0
8456 | COSW#1 | 1 | South | YES | -0.060709 | 20 | 0 | 20 | 0 | 1.027 | Cogen | -1 | 0.1874 | 0 | 0 |  |  |  |  | -0.1874 | 0 |  |  |  |  | 0 | 0
8457 | COSW#2 | 2 | South | YES | -0.060709 | 14 | 0 | 14 | 0 | 1.027 | Cogen | -1 | 0.1874 | 0 | 0 |  |  |  |  | -0.1874 | 0 |  |  |  |  | 0 | 0
8560 | CNOPGT1 | 1 | South | YES | -0.060778 | 148.3 | 0 | 148.3 | 0 | 1.03 | Cogen | -1 | 0.18747 | 0 | 0 |  |  |  |  | -0.18747 | 0 |  |  |  |  | 0 | 0
8561 | CNOPGT2 | 2 | South | YES | -0.060778 | 148.6 | 0 | 148.6 | 0 | 1.03 | Cogen | -1 | 0.18747 | 0 | 0 |  |  |  |  | -0.18747 | 0 |  |  |  |  | 0 | 0
8562 | CNOPST1 | 3 | South | YES | -0.060778 | 153 | 0 | 153 | 0 | 1.03 | Cogen | -1 | 0.18747 | 0 | 0 |  |  |  |  | -0.18747 | 0 |  |  |  |  | 0 | 0
8442 | NBEC7 | 7 | South | YES | -0.060792 | 0 | 81 | 367 |  | 1.0298 | GST | -1 | 0.18748 | 367 | 367 |  |  |  |  | -0.18748 | -68.8055 |  |  |  |  | 0 | 0
8442 | NBEC7 | MB | South | YES | -0.060792 | 0 | 81 | 367 |  | 1.0298 | GST | -1 | 0.18748 | 0 | 0 |  |  |  |  | -0.18748 | 0 |  |  |  |  | 0 | 0
8926 | LGE_GT10A | 1 | South | YES | -0.062025 | 158 | 0 | 158 | 0 | 1.03 | Cogen | -1 | 0.18871 | 0 | 0 |  |  |  |  | -0.18871 | 0 |  |  |  |  | 0 | 0
8927 | LGE_GT20A | 2 | South | YES | -0.062025 | 153 | 0 | 153 | 0 | 1.03 | Cogen | -1 | 0.18871 | 0 | 0 |  |  |  |  | -0.18871 | 0 |  |  |  |  | 0 | 0
8928 | LGE_STG0A | 3 | South | YES | -0.062025 | 100 | 0 | 100 | 0 | 1.03 | Cogen | -1 | 0.18871 | 0 | 0 |  |  |  |  | -0.18871 | 0 |  |  |  |  | 0 | 0
8930 | ICPGN10A | 1 | South | YES | -0.062025 | 149 | 0 | 149 | 0 | 1.03 | Cogen | -1 | 0.18871 | 0 | 0 |  |  |  |  | -0.18871 | 0 |  |  |  |  | 0 | 0
8931 | ICPGN20A | 2 | South | YES | -0.062025 | 150 | 0 | 150 | 0 | 1.03 | Cogen | -1 | 0.18871 | 0 | 0 |  |  |  |  | -0.18871 | 0 |  |  |  |  | 0 | 0
8932 | ICPGN30A | 3 | South | YES | -0.062025 | 127 | 0 | 127 | 0 | 1.03 | Cogen | -1 | 0.18871 | 0 | 0 |  |  |  |  | -0.18871 | 0 |  |  |  |  | 0 | 0
80223 | REYSHR G | 1 | South | YES | -0.062025 | 12 | 0 | 12 | 0 | 1.032 | Cogen | -1 | 0.18871 | 0 | 0 |  |  |  |  | -0.18871 | 0 |  |  |  |  | 0 | 0
8174 | VICEC61A | 6 | South | YES | -0.06214 | 188 | 42 | 188 | 0 | 1.025 | CC | -1 | 0.18883 | 188 | 188 |  |  |  |  | -0.18883 | -35.4998 |  |  |  |  | 0 | 0
8173 | VICEC51A | 5 | South | YES | -0.06214 | 144 | 18 | 144 | 0 | 1.025 | CC | -1 | 0.18883 | 144 | 144 |  |  |  |  | -0.18883 | -27.1914 |  |  |  |  | 0 | 0
5512 | RAYBURNCC8 | 1 | South | YES | -0.063294 | 49.3 | 18.2 | 49.3 | 0 | 1.0296 | CC | -1 | 0.18998 | 49.3 | 49.3 |  |  |  |  | -0.18998 | -9.3662 |  |  |  |  | 0 | 0
5508 | RAYBURNCC9 | 1 | South | YES | -0.063294 | 47.7 | 18.2 | 47.7 | 0 | 1.0296 | CC | -1 | 0.18998 | 47.7 | 47.7 |  |  |  |  | -0.18998 | -9.0622 |  |  |  |  | 0 | 0
5511 | RAYBURNCC7 | 1 | South | YES | -0.063294 | 47.5 | 18.2 | 47.5 | 0 | 1.0296 | CC | -1 | 0.18998 | 47.5 | 47.5 |  |  |  |  | -0.18998 | -9.0242 |  |  |  |  | 0 | 0
5509 | RAYBURNCC10 | 1 | South | YES | -0.063294 | 37.3 | 5.2 | 37.3 | 0 | 1.0296 | CC | -1 | 0.18998 | 37.3 | 37.3 |  |  |  |  | -0.18998 | -7.0864 |  |  |  |  | 0 | 0
8066 | DUP1V#1 | 1 | South | YES | -0.063349 | 52.3 | 0 | 73 | 0 | 1.01 | Cogen | -1 | 0.19004 | 0 | 0 |  |  |  |  | -0.19004 | 0 |  |  |  |  | 0 | 0
5503 | RAYBURNGEN3 | 1 | South | YES | -0.063877 | 17.6 | 6 | 22 | 0 | 1.0224 | GST | -1 | 0.19057 | 22 | 22 |  |  |  |  | -0.19057 | -4.1924 |  |  |  |  | 0 | 0
5505 | RAYBURNGEN1 | 1 | South | YES | -0.063877 | 0 | 1 | 11 |  | 1.0223 | GGT | -1 | 0.19057 | 11 | 11 |  |  |  |  | -0.19057 | -2.0962 |  |  |  |  | 0 | 0
5506 | RAYBURNGEN2 | 1 | South | YES | -0.063877 | 0 | 1 | 11 |  | 1.0223 | GGT | -1 | 0.19057 | 11 | 11 |  |  |  |  | -0.19057 | -2.0962 |  |  |  |  | 0 | 0
80224 | VISTRONG1 | 1 | South | YES | -0.06542 | 13.1 | 0 | 15 | 0 | 1.01 | Cogen | -1 | 0.19211 | 0 | 0 |  |  |  |  | -0.19211 | 0 |  |  |  |  | 0 | 0
80225 | VISTRONG2 | 2 | South | YES | -0.06542 | 20.2 | 0 | 23 | 0 | 1.01 | Cogen | -1 | 0.19211 | 0 | 0 |  |  |  |  | -0.19211 | 0 |  |  |  |  | 0 | 0
80227 | AIRCO G | 1 | South | YES | -0.066158 | 7.2 | 0 | 8 | 0 | 1.0104 | Cogen | -1 | 0.19285 | 0 | 0 |  |  |  |  | -0.19285 | 0 |  |  |  |  | 0 | 0
8147 | UCAR #2 | 10 | South | YES | -0.066618 | 18.2 | 0 | 28 |  | 1 | Cogen | -1 | 0.19331 | 0 | 0 |  |  |  |  | -0.19331 | 0 |  |  |  |  | 0 | 0
8148 | UCAR #1 | 2 | South | YES | -0.066618 | 6.1 | 0 | 7 | 0 | 1.009 | Cogen | -1 | 0.19331 | 0 | 0 |  |  |  |  | -0.19331 | 0 |  |  |  |  | 0 | 0
80137 | CSDR89 | 9 | South | YES | -0.066618 | 15 | 0 | 15 | 0 | 1.003 | DCTie | -1 | 0.19331 | 0 | 0 |  |  |  |  | -0.19331 | 0 |  |  |  |  | 0 | 0
80137 | CSDR89 | 8 | South | YES | -0.066618 | 33.9 | 0 | 39 | 0 | 1.003 | DCTie | -1 | 0.19331 | 0 | 0 |  |  |  |  | -0.19331 | 0 |  |  |  |  | 0 | 0
80138 | CSDR7 | 7 | South | YES | -0.066618 | 6.1 | 0 | 7 | 0 | 1.014 | DCTie | -1 | 0.19331 | 0 | 0 |  |  |  |  | -0.19331 | 0 |  |  |  |  | 0 | 0
80139 | CSDR56 | 6 | South | YES | -0.066618 | 0 | 0 | 39 |  | 1.0033 | DCTie | -1 | 0.19331 | 0 | 0 |  |  |  |  | -0.19331 | 0 |  |  |  |  | 0 | 0
80139 | CSDR56 | 5 | South | YES | -0.066618 | 15 | 0 | 15 |  | 1.0033 | DCTie | -1 | 0.19331 | 0 | 0 |  |  |  |  | -0.19331 | 0 |  |  |  |  | 0 | 0
80140 | CSDR11 | 11 | South | YES | -0.066618 | 33.9 | 0 | 39 | 0 | 1.03 | DCTie | -1 | 0.19331 | 0 | 0 |  |  |  |  | -0.19331 | 0 |  |  |  |  | 0 | 0
80226 | ALCOA G | 1 | South | YES | -0.06963 | 32.3 | 5 | 48 | 0 | 1.015 | Cogen | -1 | 0.19632 | 0 | 0 |  |  |  |  | -0.19632 | 0 |  |  |  |  | 0 | 0
8134 | FOR #1 | 1 | South | YES | -0.070541 | 54.1 | 45 | 79 | 0 | 1 | Cogen | -1 | 0.19723 | 0 | 0 |  |  |  |  | -0.19723 | 0 |  |  |  |  | 0 | 0
8138 | FOR #2 | 2 | South | YES | -0.070541 | 63.1 | 45 | 81 | 0 | 1 | Cogen | -1 | 0.19723 | 0 | 0 |  |  |  |  | -0.19723 | 0 |  |  |  |  | 0 | 0
8153 | FOR #3 | 3 | South | YES | -0.070541 | 63.1 | 45 | 79.9 | 0 | 1 | Cogen | -1 | 0.19723 | 0 | 0 |  |  |  |  | -0.19723 | 0 |  |  |  |  | 0 | 0
8154 | FOR #4 | 4 | South | YES | -0.070541 | 63.1 | 60 | 80 | 0 | 1 | Cogen | -1 | 0.19723 | 0 | 0 |  |  |  |  | -0.19723 | 0 |  |  |  |  | 0 | 0
8155 | FOR #5 | 5 | South | YES | -0.070541 | 63.1 | 60 | 78.4 | 0 | 1 | Cogen | -1 | 0.19723 | 0 | 0 |  |  |  |  | -0.19723 | 0 |  |  |  |  | 0 | 0
8156 | FOR #6 | 6 | South | YES | -0.070541 | 24.9 | 5 | 25 | 0 | 1 | Cogen | -1 | 0.19723 | 0 | 0 |  |  |  |  | -0.19723 | 0 |  |  |  |  | 0 | 0
8157 | FOR #7 | 7 | South | YES | -0.070541 | 28.8 | 5 | 46 | 0 | 1 | Cogen | -1 | 0.19723 | 0 | 0 |  |  |  |  | -0.19723 | 0 |  |  |  |  | 0 | 0
80051 | FOR #8 | 8 | South | YES | -0.070541 | 28 | 28 | 28 |  | 1 | Cogen | -1 | 0.19723 | 0 | 0 |  |  |  |  | -0.19723 | 0 |  |  |  |  | 0 | 0
80052 | FOR #9 | 9 | South | YES | -0.070541 | 29.7 | 5 | 43.6 | 0 | 1 | Cogen | -1 | 0.19723 | 0 | 0 |  |  |  |  | -0.19723 | 0 |  |  |  |  | 0 | 0
80053 | FOR #10 | 10 | South | YES | -0.070541 | 68.4 | 45 | 75 | 0 | 1 | Cogen | -1 | 0.19723 | 0 | 0 |  |  |  |  | -0.19723 | 0 |  |  |  |  | 0 | 0
48733 | CBE_ST12 | 1 | Houston | YES | -0.10166 | 105 | 0 | 105 | 0 | 1.029 | CC | -1 | 0.22835 | 105 | 105 |  |  | -10.6742 | 105 | -0.22835 | -23.9765 |  |  |  |  | 0 | 0
48736 | CBE_ST34 | 1 | Houston | YES | -0.10166 | 105 | 0 | 105 | 0 | 1.029 | CC | -1 | 0.22835 | 105 | 105 |  |  | -10.6742 | 105 | -0.22835 | -23.9765 |  |  |  |  | 0 | 0
48731 | CBE_GT1 | 1 | Houston | YES | -0.10166 | 76 | 0 | 76 | 0 | 1.029 | CC | -1 | 0.22835 | 76 | 76 |  |  | -7.7261 | 76 | -0.22835 | -17.3544 |  |  |  |  | 0 | 0
48732 | CBE_GT2 | 1 | Houston | YES | -0.10166 | 76 | 0 | 76 | 0 | 1.029 | CC | -1 | 0.22835 | 76 | 76 |  |  | -7.7261 | 76 | -0.22835 | -17.3544 |  |  |  |  | 0 | 0
48734 | CBE_GT3 | 1 | Houston | YES | -0.10166 | 76 | 0 | 76 | 0 | 1.029 | CC | -1 | 0.22835 | 76 | 76 |  |  | -7.7261 | 76 | -0.22835 | -17.3544 |  |  |  |  | 0 | 0
48735 | CBE_GT4 | 1 | Houston | YES | -0.10166 | 76 | 0 | 76 | 0 | 1.029 | CC | -1 | 0.22835 | 76 | 76 |  |  | -7.7261 | 76 | -0.22835 | -17.3544 |  |  |  |  | 0 | 0
5911 | STP_GN1___1 | 1 | Houston | YES | -0.10359 | 1333 | 1249 | 1333 | 0 | 1.0406 | Nuc | -1 | 0.23028 | 0 | 0 |  |  | 0 | 0 | -0.23028 | 0 |  |  |  |  | 0 | 0
5912 | STP_GN2___2 | 2 | Houston | YES | -0.10359 | 1332 | 1249 | 1332 | 0 | 1.0406 | Nuc | -1 | 0.23028 | 0 | 0 |  |  | 0 | 0 | -0.23028 | 0 |  |  |  |  | 0 | 0
48911 | TGF_GT1_8000 | 1 | Houston | YES | -0.10682 | 69.2 | 0 | 69.2 |  | 1.029 | Cogen | -1 | 0.23351 | 0 | 0 |  |  | 0 | 0 | -0.23351 | 0 |  |  |  |  | 0 | 0
60202 | FRNDDRCS | F | West | YES | 0.087458 | 0 | 0 | 0 | 0 | 0.9985 | AVR | 1 | 0.24109 | 0 | 0 |  |  |  |  | 0.24109 | 0 |  |  |  |  | 0 | 0
3416 | LAKE_CRK1_G | 1 | North | YES | 0.092023 | 60 | 33 | 75 |  | 1.029 | GST | 1 | 0.24565 | 75 | 75 | 6.9017 | 75 |  |  | 0.24565 | 18.4241 |  |  |  |  | 0 | 0
3417 | LAKE_CRK2_G | 2 | North | YES | 0.092023 | 177.6 | 40 | 222 | 0 | 1.029 | GST | 1 | 0.24565 | 222 | 222 | 20.4291 | 222 |  |  | 0.24565 | 54.5354 |  |  |  |  | 0 | 0
3403 | THOUSE_1G | 1 | North | YES | 0.093256 | 563 | 200 | 563 | 0 | 1.012 | GSC | 1 | 0.24689 | 563 | 563 | 52.5031 | 563 |  |  | 0.24689 | 138.9978 |  |  |  |  | 0 | 0
3404 | THOUSE_2G | 2 | North | YES | 0.093256 | 807 | 250 | 807 | 0 | 1.012 | GSC | 1 | 0.24689 | 807 | 807 | 75.2576 | 807 |  |  | 0.24689 | 199.2385 |  |  |  |  | 0 | 0
49851 | DOW17000 | 37 | Houston | YES | -0.12074 | 39 | 0 | 62 | 0 | 1 | Cogen | -1 | 0.24743 | 0 | 0 |  |  | 0 | 0 | -0.24743 | 0 |  |  |  |  | 0 | 0
49858 | DOW38100 | 31 | Houston | YES | -0.12074 | 45 | 0 | 71.4 |  | 1 | Cogen | -1 | 0.24743 | 0 | 0 |  |  | 0 | 0 | -0.24743 | 0 |  |  |  |  | 0 | 0
49859 | DOW38200 | 33 | Houston | YES | -0.12074 | 28 | 0 | 45 | 0 | 1 | Cogen | -1 | 0.24743 | 0 | 0 |  |  | 0 | 0 | -0.24743 | 0 |  |  |  |  | 0 | 0
49860 | DOW38300 | 32 | Houston | YES | -0.12074 | 63 | 0 | 101 |  | 1 | Cogen | -1 | 0.24743 | 0 | 0 |  |  | 0 | 0 | -0.24743 | 0 |  |  |  |  | 0 | 0
49862 | DOW39100 | 36 | Houston | YES | -0.12074 | 54 | 0 | 86 | 0 | 1 | Cogen | -1 | 0.24743 | 0 | 0 |  |  | 0 | 0 | -0.24743 | 0 |  |  |  |  | 0 | 0
49863 | DOW39200 | 35 | Houston | YES | -0.12074 | 55 | 0 | 88 | 0 | 1 | Cogen | -1 | 0.24743 | 0 | 0 |  |  | 0 | 0 | -0.24743 | 0 |  |  |  |  | 0 | 0
49865 | DOW41000 | 41 | Houston | YES | -0.12074 | 31 | 0 | 50 |  | 1 | Cogen | -1 | 0.24743 | 0 | 0 |  |  | 0 | 0 | -0.24743 | 0 |  |  |  |  | 0 | 0
49866 | DOW42000 | 42 | Houston | YES | -0.12074 | 11 | 0 | 18 |  | 1 | Cogen | -1 | 0.24743 | 0 | 0 |  |  | 0 | 0 | -0.24743 | 0 |  |  |  |  | 0 | 0
49869 | DOW49000 | 45 | Houston | YES | -0.12074 | 59 | 0 | 94 |  | 1 | Cogen | -1 | 0.24743 | 0 | 0 |  |  | 0 | 0 | -0.24743 | 0 |  |  |  |  | 0 | 0
49870 | DOW61000 | 61 | Houston | YES | -0.12074 | 44 | 0 | 70 | 0 | 1 | Cogen | -1 | 0.24743 | 0 | 0 |  |  | 0 | 0 | -0.24743 | 0 |  |  |  |  | 0 | 0
49871 | DOW62000 | 62 | Houston | YES | -0.12074 | 40 | 0 | 63 | 0 | 1 | Cogen | -1 | 0.24743 | 0 | 0 |  |  | 0 | 0 | -0.24743 | 0 |  |  |  |  | 0 | 0
49872 | DOW63000 | 63 | Houston | YES | -0.12074 | 45 | 0 | 72 | 0 | 1 | Cogen | -1 | 0.24743 | 0 | 0 |  |  | 0 | 0 | -0.24743 | 0 |  |  |  |  | 0 | 0
49873 | DOW64000 | 64 | Houston | YES | -0.12074 | 41 | 0 | 64.8 | 0 | 1 | Cogen | -1 | 0.24743 | 0 | 0 |  |  | 0 | 0 | -0.24743 | 0 |  |  |  |  | 0 | 0
49876 | DOW65000 | 65 | Houston | YES | -0.12074 | 63 | 0 | 101 | 0 | 1 | Cogen | -1 | 0.24743 | 0 | 0 |  |  | 0 | 0 | -0.24743 | 0 |  |  |  |  | 0 | 0
49877 | DOW66000 | 66 | Houston | YES | -0.12074 | 61 | 0 | 97 | 0 | 1 | Cogen | -1 | 0.24743 | 0 | 0 |  |  | 0 | 0 | -0.24743 | 0 |  |  |  |  | 0 | 0
49878 | DOW67000 | 67 | Houston | YES | -0.12074 | 65 | 0 | 103 | 0 | 1 | Cogen | -1 | 0.24743 | 0 | 0 |  |  | 0 | 0 | -0.24743 | 0 |  |  |  |  | 0 | 0
49882 | DOW81000 | 81 | Houston | YES | -0.12074 | 47 | 0 | 76 | 0 | 1 | Cogen | -1 | 0.24743 | 0 | 0 |  |  | 0 | 0 | -0.24743 | 0 |  |  |  |  | 0 | 0
49884 | DOW82000 | 82 | Houston | YES | -0.12074 | 51 | 0 | 80 | 0 | 1 | Cogen | -1 | 0.24743 | 0 | 0 |  |  | 0 | 0 | -0.24743 | 0 |  |  |  |  | 0 | 0
49885 | DOW83000 | 83 | Houston | YES | -0.12074 | 51 | 0 | 80 | 0 | 1 | Cogen | -1 | 0.24743 | 0 | 0 |  |  | 0 | 0 | -0.24743 | 0 |  |  |  |  | 0 | 0
49886 | DOW84000 | 84 | Houston | YES | -0.12074 | 107 | 0 | 171 | 0 | 0.98 | Cogen | -1 | 0.24743 | 0 | 0 |  |  | 0 | 0 | -0.24743 | 0 |  |  |  |  | 0 | 0
239 | BOSQUESW502 | 1 | North | YES | 0.094681 | 119.2 | 0 | 149 | 0 | 1.02 | GGT | 1 | 0.24831 | 149 | 149 | 14.1075 | 149 |  |  | 0.24831 | 36.9986 |  |  |  |  | 0 | 0
247 | BOSQUESW501 | 2 | North | YES | 0.094681 | 124.8 | 0 | 156 | 0 | 1.02 | GGT | 1 | 0.24831 | 156 | 156 | 14.7702 | 156 |  |  | 0.24831 | 38.7368 |  |  |  |  | 0 | 0
238 | BOSQUESW505 | 1 | North | YES | 0.094681 | 255 | 0 | 255 | 0 | 1.02 | CC | 1 | 0.24831 | 255 | 255 | 24.1437 | 255 |  |  | 0.24831 | 63.3198 |  |  |  |  | 0 | 0
48520 | BSF_GT1_8070 | 1 | Houston | YES | -0.12364 | 72 | 0 | 72 | 0 | 1.0326 | Cogen | -1 | 0.25033 | 0 | 0 |  |  | 0 | 0 | -0.25033 | 0 |  |  |  |  | 0 | 0
48520 | BSF_GT1_8070 | 2 | Houston | YES | -0.12364 | 10 | 0 | 10 | 0 | 1.0326 | Cogen | -1 | 0.25033 | 0 | 0 |  |  | 0 | 0 | -0.25033 | 0 |  |  |  |  | 0 | 0
253 | BOSQUESW804 | 2 | North | YES | 0.097167 | 80 | 0 | 80 | 0 | 1.032 | CC | 1 | 0.2508 | 80 | 80 | 7.7734 | 80 |  |  | 0.2508 | 20.0639 |  |  |  |  | 0 | 0
251 | BOSQUESW803 | 2 | North | YES | 0.097167 | 150 | 0 | 150 | 0 | 1.032 | CC | 1 | 0.2508 | 150 | 150 | 14.575 | 150 |  |  | 0.2508 | 37.6198 |  |  |  |  | 0 | 0
60018 | DSKY1 | 1 | West | YES | 0.09755 | 21 | 0 | 84 | 0 | 1.023 | Wind | 1 | 0.25118 | 0 | 84 |  |  |  |  | 0.25118 | 21.0993 |  |  |  |  | 0 | 0
60000 | DSKY2 | 1 | West | YES | 0.09772 | 19.1 | 0 | 76.5 |  | 1.039 | Wind | 1 | 0.25135 | 0 | 76.5 |  |  |  |  | 0.25135 | 19.2284 |  |  |  |  | 0 | 0
60017 | ORNNWP1 | 1 | West | YES | 0.098202 | 20 | 0 | 80 |  | 1.027 | Wind | 1 | 0.25183 | 0 | 80 |  |  |  |  | 0.25183 | 20.1467 |  |  |  |  | 0 | 0
39760 | TNSCLP1___8 | 1 | Houston | YES | -0.12561 | 93.4 | 20 | 116.8 | 0 | 1.04 | Cogen | -1 | 0.2523 | 0 | 0 |  |  | 0 | 0 | -0.2523 | 0 |  |  |  |  | 0 | 0
39770 | TNSCLP2___8 | 1 | Houston | YES | -0.12561 | 91.6 | 20 | 114.5 | 0 | 1.04 | Cogen | -1 | 0.2523 | 0 | 0 |  |  | 0 | 0 | -0.2523 | 0 |  |  |  |  | 0 | 0
39775 | TNSCLP4___8 | 1 | Houston | YES | -0.12561 | 95.2 | 20 | 119 | 0 | 1.04 | Cogen | -1 | 0.2523 | 0 | 0 |  |  | 0 | 0 | -0.2523 | 0 |  |  |  |  | 0 | 0
39790 | TNSCLP3___8 | 1 | Houston | YES | -0.12561 | 87.6 | 20 | 109.5 | 0 | 1.027 | Cogen | -1 | 0.2523 | 0 | 0 |  |  | 0 | 0 | -0.2523 | 0 |  |  |  |  | 0 | 0
38437 | TNSRBNMESA9 | 1 | West | YES | 0.10013 | 37.5 | 0 | 150 | 0 | 1.02 | Wind | 1 | 0.25376 | 0 | 150 |  |  |  |  | 0.25376 | 38.0647 |  |  |  |  | 0 | 0
38332 | TNWDWRDU2_8 | 1 | West | YES | 0.10019 | 20 | 0 | 80 | 0 | 1.0232 | Wind | 1 | 0.25382 | 0 | 80 |  |  |  |  | 0.25382 | 20.3057 |  |  |  |  | 0 | 0
60016 | WOODWRD11A | 1 | West | YES | 0.1002 | 20 | 0 | 80 |  | 1.033 | Wind | 1 | 0.25383 | 0 | 80 |  |  |  |  | 0.25383 | 20.3067 |  |  |  |  | 0 | 0
60005 | KING_SE1A | 1 | West | YES | 0.10027 | 10 | 0 | 40 |  | 1.035 | Wind | 1 | 0.2539 | 0 | 40 |  |  |  |  | 0.2539 | 10.156 |  |  |  |  | 0 | 0
6016 | SWMESA | 1 | West | YES | 0.10027 | 18.8 | 0 | 75 |  | 1.03 | Wind | 1 | 0.2539 | 0 | 75 |  |  |  |  | 0.2539 | 19.0426 |  |  |  |  | 0 | 0
60003 | KING_NE1A | 1 | West | YES | 0.10027 | 20 | 0 | 80 |  | 1.03 | Wind | 1 | 0.2539 | 0 | 80 |  |  |  |  | 0.2539 | 20.3121 |  |  |  |  | 0 | 0
60201 | RIO DRCS | F | West | YES | 0.10037 | 0 | 0 | 0 | 0 | 1.025 | AVR | 1 | 0.254 | 0 | 0 |  |  |  |  | 0.254 | 0 |  |  |  |  | 0 | 0
60007 | KING_SW1A | 1 | West | YES | 0.10063 | 20 | 0 | 80 |  | 1.03 | Wind | 1 | 0.25426 | 0 | 80 |  |  |  |  | 0.25426 | 20.3412 |  |  |  |  | 0 | 0
60019 | KING_NW1A | 1 | West | YES | 0.10063 | 20 | 0 | 80 |  | 1.03 | Wind | 1 | 0.25426 | 0 | 80 |  |  |  |  | 0.25426 | 20.3412 |  |  |  |  | 0 | 0
244 | WHITNYDM01 | 1 | North | YES | 0.10083 | 15 | 0 | 15 | 0 | 1.035 | Hydro | 1 | 0.25446 | 0 | 0 | 0 | 0 |  |  | 0.25446 | 0 |  |  |  |  | 0 | 0
245 | WHITNYDM02 | 2 | North | YES | 0.10083 | 15 | 0 | 15 | 0 | 1.035 | Hydro | 1 | 0.25446 | 0 | 0 | 0 | 0 |  |  | 0.25446 | 0 |  |  |  |  | 0 | 0
48926 | WAP_GN6_6 | 6 | Houston | YES | -0.13267 | 651 | 280 | 651 |  | 1.035 | LIGCO | -1 | 0.25936 | 0 | 651 |  |  | 0 | 0 | -0.25936 | 0 |  |  |  |  | 0 | 0
48927 | WAP_GN7_7 | 7 | Houston | YES | -0.13267 | 564 | 277 | 564 |  | 1.035 | LIGCO | -1 | 0.25936 | 0 | 564 |  |  | 0 | 0 | -0.25936 | 0 |  |  |  |  | 0 | 0
48928 | WAP_GN8_8 | 8 | Houston | YES | -0.13267 | 603 | 275 | 603 |  | 1.035 | LIGCO | -1 | 0.25936 | 0 | 603 |  |  | 0 | 0 | -0.25936 | 0 |  |  |  |  | 0 | 0
48523 | BVE_ST1_GN1 | 3 | Houston | YES | -0.13276 | 252.4 | 0 | 252.4 |  | 1.035 | CC | -1 | 0.25945 | 252.4 | 252.4 |  |  | -33.5086 | 252.4 | -0.25945 | -65.4849 |  |  |  |  | 0 | 0
48521 | BVE_GT1_GT1 | 1 | Houston | YES | -0.13276 | 167.7 | 0 | 167.7 |  | 1.035 | CC | -1 | 0.25945 | 167.7 | 167.7 |  |  | -22.2639 | 167.7 | -0.25945 | -43.5096 |  |  |  |  | 0 | 0
48522 | BVE_GT2_5035 | 2 | Houston | YES | -0.13276 | 166.4 | 0 | 166.4 |  | 1.035 | CC | -1 | 0.25945 | 166.4 | 166.4 |  |  | -22.0913 | 166.4 | -0.25945 | -43.1723 |  |  |  |  | 0 | 0
1349 | WESTXWIN_1G | 1 | West | YES | 0.10587 | 1.3 | 0 | 6.6 |  | 1.014 | Wind | 1 | 0.2595 | 0 | 6.6 |  |  |  |  | 0.2595 | 1.7127 |  |  |  |  | 0 | 0
1350 | NWPWRG1_1G | 1 | West | YES | 0.10587 | 6.9 | 1 | 34.3 |  | 1.014 | Wind | 1 | 0.2595 | 0 | 34.3 |  |  |  |  | 0.2595 | 8.9009 |  |  |  |  | 0 | 0
60057 | CALLAHAN1A | 1 | West | YES | 0.10616 | 22.8 | 0 | 114 | 0 | 1.04 | Wind | 1 | 0.2598 | 0 | 114 |  |  |  |  | 0.2598 | 29.6168 |  |  |  |  | 0 | 0
1002 | PBCTAGE_1G | A | West | YES | 0.10625 | 64 | 64 | 66 | 0 | 1.036 | GGT | 1 | 0.25988 | 66 | 66 |  |  |  |  | 0.25988 | 17.1519 |  |  |  |  | 0 | 0
1003 | PBCTBGE_2G | B | West | YES | 0.10625 | 65 | 65 | 66 | 0 | 1.036 | GGT | 1 | 0.25988 | 66 | 66 |  |  |  |  | 0.25988 | 17.1519 |  |  |  |  | 0 | 0
1004 | PBCTCGE_3G | C | West | YES | 0.10625 | 62 | 62 | 67 | 0 | 1.036 | GGT | 1 | 0.25988 | 67 | 67 |  |  |  |  | 0.25988 | 17.4117 |  |  |  |  | 0 | 0
1006 | PBCTEGE_5G | E | West | YES | 0.10625 | 65 | 65 | 67 | 0 | 1.036 | GGT | 1 | 0.25988 | 67 | 67 |  |  |  |  | 0.25988 | 17.4117 |  |  |  |  | 0 | 0
1005 | PBCTDGE_4G | D | West | YES | 0.10625 | 65 | 65 | 68 | 0 | 1.036 | GGT | 1 | 0.25988 | 68 | 68 |  |  |  |  | 0.25988 | 17.6716 |  |  |  |  | 0 | 0
1007 | PB5GEN_6G | 5 | West | YES | 0.10625 | 91.2 | 40 | 114 | 0 | 1.036 | GST | 1 | 0.25988 | 114 | 114 |  |  |  |  | 0.25988 | 29.626 |  |  |  |  | 0 | 0
1008 | PB6GEN_7G | 6 | West | YES | 0.10625 | 515 | 130 | 515 | 0 | 1.036 | GST | 1 | 0.25988 | 515 | 515 |  |  |  |  | 0.25988 | 133.8366 |  |  |  |  | 0 | 0
7038 | L_DELAWA1_1Y | 2 | West | YES | 0.1063 | 3 | 0 | 30 | 0 | 1 | Wind | 1 | 0.25994 | 0 | 30 |  |  |  |  | 0.25994 | 7.7981 |  |  |  |  | 0 | 0
7038 | L_DELAWA1_1Y | 1 | West | YES | 0.1063 | 3.5 | 0 | 35 | 0 | 1 | Wind | 1 | 0.25994 | 0 | 35 |  |  |  |  | 0.25994 | 9.0978 |  |  |  |  | 0 | 0
11147 | NOTREES_1G | 1 | West | YES | 0.10642 | 29.8 | 0 | 149 | 0 | 1.017 | Wind | 1 | 0.26005 | 0 | 149 |  |  |  |  | 0.26005 | 38.7471 |  |  |  |  | 0 | 0
76091 | L_DIVIDE1_1N | W1 | West | YES | 0.10642 | 22.5 | 0 | 112.5 |  | 1.02 | Wind | 1 | 0.26005 | 0 | 112.5 |  |  |  |  | 0.26005 | 29.2556 |  |  |  |  | 0 | 0
76095 | L_CAPRSI1_1N | W1 | West | YES | 0.10642 | 29.9 | 0 | 149.5 | 0 | 1.02 | Wind | 1 | 0.26005 | 0 | 149.5 |  |  |  |  | 0.26005 | 38.8774 |  |  |  |  | 0 | 0
76096 | L_CAPRSI1_2N | W1 | West | YES | 0.10642 | 37.2 | 0 | 186 | 0 | 1.02 | Wind | 1 | 0.26005 | 0 | 186 |  |  |  |  | 0.26005 | 48.3693 |  |  |  |  | 0 | 0
76097 | L_CAPRGE1_1N | W1 | West | YES | 0.10642 | 42.9 | 0 | 214.5 | 0 | 1.02 | Wind | 1 | 0.26005 | 0 | 214.5 |  |  |  |  | 0.26005 | 55.7807 |  |  |  |  | 0 | 0
76031 | L_GASCCR1_1N | W1 | West | YES | 0.10671 | 30 | 0 | 150 | 0 | 1.02 | Wind | 1 | 0.26034 | 0 | 150 |  |  |  |  | 0.26034 | 39.0514 |  |  |  |  | 0 | 0
1320 | BSP 1 | 1 | West | YES | 0.10695 | 25.5 | 2.9 | 25.8 | 0 | 1 | Cogen | 1 | 0.26059 | 0 | 0 |  |  |  |  | 0.26059 | 0 |  |  |  |  | 0 | 0
1326 | STANTONW_8 | 1 | West | YES | 0.10706 | 20.1 | 0 | 100.5 |  | 1.01 | Wind | 1 | 0.26069 | 0 | 100.5 |  |  |  |  | 0.26069 | 26.1991 |  |  |  |  | 0 | 0
11022 | TIEHVCG_2G | 1 | West | YES | 0.10709 | 132.4 | 103 | 132.4 | 0 | 1.012 | CC | 1 | 0.26073 | 132.4 | 132.4 |  |  |  |  | 0.26073 | 34.5201 |  |  |  |  | 0 | 0
11023 | TIEHVCG_3G | 1 | West | YES | 0.10709 | 137.4 | 103 | 137.4 | 0 | 1.012 | CC | 1 | 0.26073 | 137.4 | 137.4 |  |  |  |  | 0.26073 | 35.8237 |  |  |  |  | 0 | 0
11021 | TIEHVCG_1G | 1 | West | YES | 0.10709 | 142.1 | 103 | 142.1 | 0 | 1.012 | CC | 1 | 0.26073 | 142.1 | 142.1 |  |  |  |  | 0.26073 | 37.0491 |  |  |  |  | 0 | 0
11024 | TIEHVCG_4G | 1 | West | YES | 0.10709 | 147 | 103 | 147 | 0 | 1.012 | CC | 1 | 0.26073 | 147 | 147 |  |  |  |  | 0.26073 | 38.3267 |  |  |  |  | 0 | 0
11020 | TIEHVSG_1G | 1 | West | YES | 0.10709 | 208.2 | 63 | 208.2 | 0 | 1.012 | CC | 1 | 0.26073 | 208.2 | 208.2 |  |  |  |  | 0.26073 | 54.2831 |  |  |  |  | 0 | 0
11025 | TIEHVSG_2G | 1 | West | YES | 0.10709 | 213.2 | 63 | 213.2 | 0 | 1.012 | CC | 1 | 0.26073 | 213.2 | 213.2 |  |  |  |  | 0.26073 | 55.5867 |  |  |  |  | 0 | 0
11001 | NAV1CT | 1 | West | YES | 0.1071 | 70.4 | 18 | 70.4 | 0 | 1.029 | CC | 1 | 0.26073 | 70.4 | 70.4 |  |  |  |  | 0.26073 | 18.3557 |  |  |  |  | 0 | 0
11009 | NAV2CT | 1 | West | YES | 0.1071 | 71.4 | 18 | 71.4 | 0 | 1.029 | CC | 1 | 0.26073 | 71.4 | 71.4 |  |  |  |  | 0.26073 | 18.6165 |  |  |  |  | 0 | 0
11012 | NAV4CT | 1 | West | YES | 0.1071 | 80 | 18 | 80 | 0 | 1.029 | CC | 1 | 0.26073 | 80 | 80 |  |  |  |  | 0.26073 | 20.8588 |  |  |  |  | 0 | 0
11013 | NAV5CT | 1 | West | YES | 0.1071 | 80 | 18 | 80 | 0 | 1.029 | CC | 1 | 0.26073 | 80 | 80 |  |  |  |  | 0.26073 | 20.8588 |  |  |  |  | 0 | 0
11011 | NAV3ST | 1 | West | YES | 0.1071 | 92.8 | 40 | 92.8 | 0 | 1.029 | CC | 1 | 0.26073 | 92.8 | 92.8 |  |  |  |  | 0.26073 | 24.1962 |  |  |  |  | 0 | 0
11014 | NAV6ST | 1 | West | YES | 0.1071 | 115 | 40 | 115 | 0 | 1.029 | CC | 1 | 0.26073 | 115 | 115 |  |  |  |  | 0.26073 | 29.9845 |  |  |  |  | 0 | 0
1328 | OCOTILLO_1G | 1 | West | YES | 0.10716 | 11.6 | 0 | 58 |  | 1.01 | Wind | 1 | 0.26079 | 0 | 58 |  |  |  |  | 0.26079 | 15.1257 |  |  |  |  | 0 | 0
1333 | MCDDONAL_8 | 1 | West | YES | 0.1073 | 42.8 | 0 | 214.2 |  | 1.01 | Wind | 1 | 0.26094 | 0 | 214.2 |  |  |  |  | 0.26094 | 55.8927 |  |  |  |  | 0 | 0
1327 | WILDHRSE_1G | 1 | West | YES | 0.10749 | 0 | 0 | 120 |  | 1 | Wind | 1 | 0.26112 | 0 | 120 |  |  |  |  | 0.26112 | 31.3343 |  |  |  |  | 0 | 0
1360 | GUNSIGHT_8 | 1 | West | YES | 0.10752 | 0 | 0 | 120 |  | 1.01 | Wind | 1 | 0.26115 | 0 | 120 |  |  |  |  | 0.26115 | 31.3379 |  |  |  |  | 0 | 0
11320 | COYOTE_1G | 1 | West | YES | 0.10774 | 22.5 | 0 | 225 |  | 1 | Wind | 1 | 0.26137 | 0 | 225 |  |  |  |  | 0.26137 | 58.8093 |  |  |  |  | 0 | 0
11309 | BULLCREK_2G | 1 | West | YES | 0.1078 | 20.9 | 0 | 180 |  | 1 | Wind | 1 | 0.26143 | 0 | 180 |  |  |  |  | 0.26143 | 47.0572 |  |  |  |  | 0 | 0
11310 | BULLCREK_1G | 1 | West | YES | 0.1078 | 15.1 | 0 | 180 |  | 1 | Wind | 1 | 0.26143 | 0 | 180 |  |  |  |  | 0.26143 | 47.0572 |  |  |  |  | 0 | 0
1045 | CALENG1G_1G | 1 | West | YES | 0.10781 | 73.4 | 27 | 73.4 | 0 | 1.014 | Cogen | 1 | 0.26144 | 0 | 0 |  |  |  |  | 0.26144 | 0 |  |  |  |  | 0 | 0
1046 | CALENG2G_2G | 2 | West | YES | 0.10781 | 73.4 | 27 | 73.4 | 0 | 1.014 | Cogen | 1 | 0.26144 | 0 | 0 |  |  |  |  | 0.26144 | 0 |  |  |  |  | 0 | 0
1047 | CALENG3G_3G | 3 | West | YES | 0.10781 | 70.4 | 27 | 70.4 | 0 | 1.014 | Cogen | 1 | 0.26144 | 0 | 0 |  |  |  |  | 0.26144 | 0 |  |  |  |  | 0 | 0
11065 | ELBOWCK_1G | 1 | West | YES | 0.10798 | 23.4 | 0 | 121.9 | 0 | 1 | Wind | 1 | 0.26161 | 0 | 121.9 |  |  |  |  | 0.26161 | 31.8901 |  |  |  |  | 0 | 0
1058 | LONGSHORE_5 | 1 | West | YES | 0.10798 | 30 | 0 | 150 |  | 1.01 | Wind | 1 | 0.26161 | 0 | 150 |  |  |  |  | 0.26161 | 39.2413 |  |  |  |  | 0 | 0
1058 | LONGSHORE_5 | 2 | West | YES | 0.10798 | 44 | 0 | 220 |  | 1.01 | Wind | 1 | 0.26161 | 0 | 220 |  |  |  |  | 0.26161 | 57.5539 |  |  |  |  | 0 | 0
60072 | HHOLLOW41A | 1 | West | YES | 0.10803 | 23 | 0 | 115 | 0 | 1.025 | Wind | 1 | 0.26166 | 0 | 115 |  |  |  |  | 0.26166 | 30.0915 |  |  |  |  | 0 | 0
60058 | BUFF_GAP1A | 1 | West | YES | 0.10803 | 24 | 0 | 120 |  | 1 | Wind | 1 | 0.26166 | 0 | 120 |  |  |  |  | 0.26166 | 31.3998 |  |  |  |  | 0 | 0
60063 | BUFF_GAP1B | 1 | West | YES | 0.10803 | 34 | 0 | 170.2 | 0 | 1.02 | Wind | 1 | 0.26166 | 0 | 170.2 |  |  |  |  | 0.26166 | 44.5354 |  |  |  |  | 0 | 0
60068 | HHOLLOW21A | 1 | West | YES | 0.10803 | 36.8 | 0 | 184 | 0 | 1.025 | Wind | 1 | 0.26166 | 0 | 184 |  |  |  |  | 0.26166 | 48.1463 |  |  |  |  | 0 | 0
60066 | H_HOLLOW1A | 1 | West | YES | 0.10803 | 44.4 | 0 | 222 | 0 | 1.005 | Wind | 1 | 0.26166 | 0 | 222 |  |  |  |  | 0.26166 | 58.0896 |  |  |  |  | 0 | 0
60070 | HHOLLOW31A | 1 | West | YES | 0.10803 | 44.8 | 0 | 224 | 0 | 1.025 | Wind | 1 | 0.26166 | 0 | 224 |  |  |  |  | 0.26166 | 58.6129 |  |  |  |  | 0 | 0
60060 | CIRELLO | 1 | West | YES | 0.10803 | 46.6 | 0 | 233 | 0 | 1 | Wind | 1 | 0.26166 | 0 | 233 |  |  |  |  | 0.26166 | 60.9679 |  |  |  |  | 0 | 0
1044 | MRGNFG_6G | F | West | YES | 0.10808 | 66 | 66 | 66 | 0 | 1.029 | GGT | 1 | 0.26171 | 66 | 66 |  |  |  |  | 0.26171 | 17.2728 |  |  |  |  | 0 | 0
1042 | MRGNDG_4G | D | West | YES | 0.10808 | 68 | 68 | 68 | 0 | 1.029 | GGT | 1 | 0.26171 | 68 | 68 |  |  |  |  | 0.26171 | 17.7963 |  |  |  |  | 0 | 0
1039 | MRGNAG_1G | A | West | YES | 0.10808 | 69 | 69 | 69 | 0 | 1.029 | GGT | 1 | 0.26171 | 69 | 69 |  |  |  |  | 0.26171 | 18.058 |  |  |  |  | 0 | 0
1041 | MRGNCG_3G | C | West | YES | 0.10808 | 69 | 69 | 70 | 0 | 1.029 | GGT | 1 | 0.26171 | 70 | 70 |  |  |  |  | 0.26171 | 18.3197 |  |  |  |  | 0 | 0
1043 | MRGNEG_5G | E | West | YES | 0.10808 | 68 | 68 | 70 | 0 | 1.029 | GGT | 1 | 0.26171 | 70 | 70 |  |  |  |  | 0.26171 | 18.3197 |  |  |  |  | 0 | 0
1040 | MRGNBG_2G | B | West | YES | 0.10808 | 70 | 70 | 71 | 0 | 1.029 | GGT | 1 | 0.26171 | 71 | 71 |  |  |  |  | 0.26171 | 18.5814 |  |  |  |  | 0 | 0
1037 | MORGAN5G_5G | 5 | West | YES | 0.10808 | 109.6 | 40 | 137 | 0 | 1.029 | GST | 1 | 0.26171 | 137 | 137 |  |  |  |  | 0.26171 | 35.8542 |  |  |  |  | 0 | 0
6637 | SNYDERW1A | 1 | West | YES | 0.10811 | 12.6 | 0 | 63 | 0 | 1.025 | Wind | 1 | 0.26174 | 0 | 63 |  |  |  |  | 0.26174 | 16.4897 |  |  |  |  | 0 | 0
1073 | SCURRYCW_2G | 2 | West | YES | 0.10817 | 24 | 0 | 120 | 0 | 1.0217 | Wind | 1 | 0.2618 | 0 | 120 |  |  |  |  | 0.2618 | 31.4157 |  |  |  |  | 0 | 0
1068 | SCURRYCW_1G | 1 | West | YES | 0.10817 | 28.2 | 1.3 | 141 | 0 | 1.0217 | Wind | 1 | 0.2618 | 0 | 141 |  |  |  |  | 0.2618 | 36.9135 |  |  |  |  | 0 | 0
1069 | KINDERMG_1G | 1 | West | YES | 0.10817 | 25 | 5 | 25 | 0 | 1.017 | Cogen | 1 | 0.26181 | 0 | 0 |  |  |  |  | 0.26181 | 0 |  |  |  |  | 0 | 0
1070 | KINDERMG_2G | 1 | West | YES | 0.10817 | 45.7 | 12 | 45.7 | 0 | 1.017 | Cogen | 1 | 0.26181 | 0 | 0 |  |  |  |  | 0.26181 | 0 |  |  |  |  | 0 | 0
1071 | KINDERMG_3G | 1 | West | YES | 0.10817 | 45.7 | 12 | 45.7 | 0 | 1.017 | Cogen | 1 | 0.26181 | 0 | 0 |  |  |  |  | 0.26181 | 0 |  |  |  |  | 0 | 0
1062 | CIELOGEN_2G | 1 | West | YES | 0.10817 | 12.2 | 0 | 61 |  | 1 | Wind | 1 | 0.26181 | 0 | 61 |  |  |  |  | 0.26181 | 15.9702 |  |  |  |  | 0 | 0
1061 | CIELOGEN_1G | 1 | West | YES | 0.10817 | 19.8 | 0 | 99 |  | 1 | Wind | 1 | 0.26181 | 0 | 99 |  |  |  |  | 0.26181 | 25.9189 |  |  |  |  | 0 | 0
48924 | WAP_GN4_4 | 4 | Houston | YES | -0.13522 | 546 | 217 | 546 | 0 | 1.0362 | GSC | -1 | 0.26191 | 546 | 546 |  |  | -73.8307 | 546 | -0.26191 | -143.0028 |  |  |  |  | 0 | 0
48923 | WAP_GN3_3 | 3 | Houston | YES | -0.13522 | 198.4 | 93 | 248 | 0 | 1.0362 | GST | -1 | 0.26191 | 248 | 248 |  |  | -33.5348 | 248 | -0.26191 | -64.9537 |  |  |  |  | 0 | 0
48921 | WAP_GN1_1 | 1 | Houston | YES | -0.13522 | 132.8 | 37 | 166 | 0 | 1.0362 | GST | -1 | 0.26191 | 166 | 166 |  |  | -22.4467 | 166 | -0.26191 | -43.477 |  |  |  |  | 0 | 0
48922 | WAP_GN2_2 | 2 | Houston | YES | -0.13522 | 132.8 | 37 | 166 | 0 | 1.0362 | GST | -1 | 0.26191 | 166 | 166 |  |  | -22.4467 | 166 | -0.26191 | -43.477 |  |  |  |  | 0 | 0
48929 | WAPGT21_GT1 | B1 | Houston | YES | -0.13522 | 0 | 0 | 13 |  | 1.05 | GGT | -1 | 0.26191 | 13 | 13 |  |  | -1.7579 | 13 | -0.26191 | -3.4048 |  |  |  |  | 0 | 0
48925 | WAP_GN5_5 | 5 | Houston | YES | -0.13522 | 607 | 278 | 654 | 0 | 0.985 | LIGCO | -1 | 0.26191 | 0 | 654 |  |  | 0 | 0 | -0.26191 | 0 |  |  |  |  | 0 | 0
36998 | RDCNYNG1 | 1 | West | YES | 0.10832 | 16.8 | 0 | 84 |  | 1.01 | Wind | 1 | 0.26195 | 0 | 84 |  |  |  |  | 0.26195 | 22.0041 |  |  |  |  | 0 | 0
1354 | AEPWIND_8 | 1 | West | YES | 0.10841 | 20.2 | 0 | 101 |  | 1 | Wind | 1 | 0.26204 | 0 | 101 |  |  |  |  | 0.26204 | 26.4663 |  |  |  |  | 0 | 0
1343 | TRENTIPP_8 | 1 | West | YES | 0.10841 | 30 | 0 | 150 |  | 1.014 | Wind | 1 | 0.26204 | 0 | 150 |  |  |  |  | 0.26204 | 39.3064 |  |  |  |  | 0 | 0
6407 | TURKTRAK1A | 1 | West | YES | 0.10858 | 33.9 | 0 | 169.5 | 0 | 1.025 | Wind | 1 | 0.26221 | 0 | 169.5 |  |  |  |  | 0.26221 | 44.4444 |  |  |  |  | 0 | 0
71051 | L_BITTCR1_1N | W1 | West | YES | 0.10895 | 7.5 | 0 | 37.5 |  | 1.02 | Wind | 1 | 0.26258 | 0 | 37.5 |  |  |  |  | 0.26258 | 9.8467 |  |  |  |  | 0 | 0
71061 | L_SWEETW1_5N | W1 | West | YES | 0.10895 | 16.1 | 0 | 80.5 | 0 | 1.02 | Wind | 1 | 0.26258 | 0 | 80.5 |  |  |  |  | 0.26258 | 21.1377 |  |  |  |  | 0 | 0
71060 | L_SWEETW1_4N | W1 | West | YES | 0.10895 | 21 | 0 | 105 | 0 | 1.02 | Wind | 1 | 0.26258 | 0 | 105 |  |  |  |  | 0.26258 | 27.5709 |  |  |  |  | 0 | 0
71054 | L_SWEETW1_1N | W1 | West | YES | 0.10895 | 21.5 | 0 | 107.5 |  | 1.02 | Wind | 1 | 0.26258 | 0 | 107.5 |  |  |  |  | 0.26258 | 28.2273 |  |  |  |  | 0 | 0
71059 | L_SWEETW1_3N | W1 | West | YES | 0.10895 | 23.8 | 0 | 119 | 0 | 1.02 | Wind | 1 | 0.26258 | 0 | 119 |  |  |  |  | 0.26258 | 31.247 |  |  |  |  | 0 | 0
71057 | L_SWEETW1_2N | W1 | West | YES | 0.10895 | 27 | 0 | 135 |  | 1.02 | Wind | 1 | 0.26258 | 0 | 135 |  |  |  |  | 0.26258 | 35.4483 |  |  |  |  | 0 | 0
6144 | MCADOO1A | 1 | West | YES | 0.10897 | 15 | 0 | 150 | 0 | 1.025 | Wind | 1 | 0.2626 | 0 | 150 |  |  |  |  | 0.2626 | 39.39 |  |  |  |  | 0 | 0
11057 | CHAMPION_1G | 1 | West | YES | 0.10899 | 25.3 | 0 | 126.5 |  | 1 | Wind | 1 | 0.26262 | 0 | 126.5 |  |  |  |  | 0.26262 | 33.2215 |  |  |  |  | 0 | 0
11059 | INADALE_1G | 1 | West | YES | 0.10899 | 39.4 | 0 | 197 |  | 1 | Wind | 1 | 0.26262 | 0 | 197 |  |  |  |  | 0.26262 | 51.7363 |  |  |  |  | 0 | 0
11056 | ROSCOE_1G | 1 | West | YES | 0.10899 | 41.8 | 0 | 209 |  | 1 | Wind | 1 | 0.26262 | 0 | 209 |  |  |  |  | 0.26262 | 54.8878 |  |  |  |  | 0 | 0
11058 | PYRON_1G | 1 | West | YES | 0.10899 | 49.8 | 0 | 249 |  | 1 | Wind | 1 | 0.26262 | 0 | 249 |  |  |  |  | 0.26262 | 65.3926 |  |  |  |  | 0 | 0
1643 | SLSTR1PP_1G | 1 | North | YES | 0.10929 | 6 | 0 | 60 | 0 | 1.022 | Wind | 1 | 0.26292 | 0 | 60 | 6.5574 | 60 |  |  | 0.26292 | 15.7753 |  |  |  |  | 0 | 0
1416 | SWETWATR_1G | 1 | West | YES | 0.10938 | 30 | 18 | 30 | 0 | 1.026 | CC | 1 | 0.26301 | 30 | 30 |  |  |  |  | 0.26301 | 7.8904 |  |  |  |  | 0 | 0
1419 | SWETWATR_4G | 4 | West | YES | 0.10938 | 61 | 36 | 61 | 0 | 1.026 | CC | 1 | 0.26301 | 61 | 61 |  |  |  |  | 0.26301 | 16.0437 |  |  |  |  | 0 | 0
1418 | SWETWATR_3G | 3 | West | YES | 0.10938 | 68 | 36 | 68 | 0 | 1.026 | CC | 1 | 0.26301 | 68 | 68 |  |  |  |  | 0.26301 | 17.8848 |  |  |  |  | 0 | 0
1417 | SWETWATR_2G | 2 | West | YES | 0.10938 | 72 | 36 | 72 | 0 | 1.026 | CC | 1 | 0.26301 | 72 | 72 |  |  |  |  | 0.26301 | 18.9369 |  |  |  |  | 0 | 0
60081 | WHRLWIND1A | 1 | West | YES | 0.10982 | 12 | 0 | 60 | 0 | 1.03 | Wind | 1 | 0.26345 | 0 | 60 |  |  |  |  | 0.26345 | 15.8071 |  |  |  |  | 0 | 0
48730 | MNS_GT | 1 | Houston | YES | -0.13788 | 43 | 0 | 46.1 |  | 1.029 | Cogen | -1 | 0.26457 | 0 | 0 |  |  | 0 | 0 | -0.26457 | 0 |  |  |  |  | 0 | 0
1437 | MESQUITW_1G | 1 | North | YES | 0.1112 | 40 | 0 | 400 | 0 | 1.023 | Wind | 1 | 0.26483 | 0 | 400 | 44.478 | 400 |  |  | 0.26483 | 105.9307 |  |  |  |  | 0 | 0
1438 | MESQUITW_2G | 1 | North | YES | 0.1112 | 23.6 | 0 | 236 |  | 1.017 | Wind | 1 | 0.26483 | 0 | 236 | 26.243 | 236 |  |  | 0.26483 | 62.5001 |  |  |  |  | 0 | 0
1442 | COKFIELD_5 | 1 | North | YES | 0.11192 | 16.5 | 0 | 165 |  | 1.029 | Wind | 1 | 0.26555 | 0 | 165 | 18.4661 | 165 |  |  | 0.26555 | 43.8154 |  |  |  |  | 0 | 0
6100 | OKLA7A | EQ | West | YES | 0.11249 | 50 | -220 | 220 | 0 | 1.035 | DCTie | 1 | 0.26612 | 0 | 0 |  |  |  |  | 0.26612 | 0 |  |  |  |  | 0 | 0
6752 | OKLA0A | 1 | West | YES | 0.11249 | 649.7 | 175 | 649.7 | 0 | 1.035 | LIGCO | 1 | 0.26612 | 0 | 649.7 |  |  |  |  | 0.26612 | 172.8981 |  |  |  |  | 0 | 0
48510 | AK_GT1__8040 | 1 | Houston | YES | -0.13976 | 33.4 | 8.1 | 34 |  | 1.029 | Cogen | -1 | 0.26645 | 0 | 0 |  |  | 0 | 0 | -0.26645 | 0 |  |  |  |  | 0 | 0
1433 | GRHAMSES_1G | 1 | North | YES | 0.11354 | 242 | 60 | 242 | 0 | 1.038 | GST | 1 | 0.26717 | 242 | 242 | 27.476 | 242 |  |  | 0.26717 | 64.6549 |  |  |  |  | 0 | 0
332 | RWMILLER01 | 1 | North | YES | 0.11362 | 58.4 | 18.5 | 73 | 0 | 1.04 | GST | 1 | 0.26725 | 73 | 73 | 8.2943 | 73 |  |  | 0.26725 | 19.5095 |  |  |  |  | 0 | 0
336 | RWMILLER05 | 5 | North | YES | 0.11362 | 80.8 | 0 | 101 | 0 | 1.04 | GST | 1 | 0.26725 | 101 | 101 | 11.4757 | 101 |  |  | 0.26725 | 26.9925 |  |  |  |  | 0 | 0
335 | RWMILLER04 | 4 | North | YES | 0.11362 | 81.6 | 0 | 102 | 0 | 1.04 | GST | 1 | 0.26725 | 102 | 102 | 11.5893 | 102 |  |  | 0.26725 | 27.2598 |  |  |  |  | 0 | 0
333 | RWMILLER02 | 2 | North | YES | 0.11362 | 95.2 | 37 | 119 | 0 | 1.04 | GST | 1 | 0.26725 | 119 | 119 | 13.5209 | 119 |  |  | 0.26725 | 31.8031 |  |  |  |  | 0 | 0
334 | RWMILLER03 | 3 | North | YES | 0.11362 | 166.4 | 65 | 208 | 0 | 1.04 | GST | 1 | 0.26725 | 208 | 208 | 23.6332 | 208 |  |  | 0.26725 | 55.5886 |  |  |  |  | 0 | 0
1432 | GRHAMSES_2G | 2 | North | YES | 0.11418 | 294.9 | 90 | 366 | 0 | 1.014 | GST | 1 | 0.26782 | 366 | 366 | 41.7917 | 366 |  |  | 0.26782 | 98.021 |  |  |  |  | 0 | 0
1479 | WFCOGEN_1G | 1 | North | YES | 0.11428 | 16 | 12 | 20 | 0 | 1 | Cogen | 1 | 0.26791 | 0 | 0 | 0 | 0 |  |  | 0.26791 | 0 |  |  |  |  | 0 | 0
1479 | WFCOGEN_1G | 2 | North | YES | 0.11428 | 16 | 12 | 20 | 0 | 1 | Cogen | 1 | 0.26791 | 0 | 0 | 0 | 0 |  |  | 0.26791 | 0 |  |  |  |  | 0 | 0
1482 | WFCOGEN_2G | 2 | North | YES | 0.11428 | 13.6 | 12 | 17 | 0 | 1 | Cogen | 1 | 0.26791 | 0 | 0 | 0 | 0 |  |  | 0.26791 | 0 |  |  |  |  | 0 | 0
1482 | WFCOGEN_2G | 1 | North | YES | 0.11428 | 16 | 12 | 20 | 0 | 1 | Cogen | 1 | 0.26791 | 0 | 0 | 0 | 0 |  |  | 0.26791 | 0 |  |  |  |  | 0 | 0
1600 | BARTNWND_1G | 1 | North | YES | 0.11445 | 12 | 0 | 120 | 0 | 1.022 | Wind | 1 | 0.26808 | 0 | 120 | 13.7338 | 120 |  |  | 0.26808 | 32.1696 |  |  |  |  | 0 | 0
344 | MRSSHPRD | 1 | North | YES | 0.11461 | 0 | 0 | 12 |  | 1.03 | Hydro | 1 | 0.26824 | 0 | 0 | 0 | 0 |  |  | 0.26824 | 0 |  |  |  |  | 0 | 0
345 | MRSSHPRD01 | 2 | North | YES | 0.11461 | 0 | 0 | 12 |  | 1.03 | Hydro | 1 | 0.26824 | 0 | 0 | 0 | 0 |  |  | 0.26824 | 0 |  |  |  |  | 0 | 0
366 | JNSNCNTY802 | 1 | North | YES | 0.11497 | 168 | 20 | 168 | 0 | 1.02 | Cogen | 1 | 0.2686 | 0 | 0 | 0 | 0 |  |  | 0.2686 | 0 |  |  |  |  | 0 | 0
367 | JNSNCNTY802 | 2 | North | YES | 0.11497 | 90 | 20 | 90 | 0 | 1.02 | Cogen | 1 | 0.2686 | 0 | 0 | 0 | 0 |  |  | 0.2686 | 0 |  |  |  |  | 0 | 0
1895 | DECRDOVA_5G | D | North | YES | 0.11567 | 65 | 65 | 68 | 0 | 1.025 | GGT | 1 | 0.2693 | 68 | 68 | 7.8655 | 68 |  |  | 0.2693 | 18.3125 |  |  |  |  | 0 | 0
1893 | DECRDOVA_3G | B | North | YES | 0.11567 | 65 | 65 | 69 | 0 | 1.025 | GGT | 1 | 0.2693 | 69 | 69 | 7.9812 | 69 |  |  | 0.2693 | 18.5818 |  |  |  |  | 0 | 0
1894 | DECRDOVA_4G | C | North | YES | 0.11567 | 65 | 65 | 69 | 0 | 1.025 | GGT | 1 | 0.2693 | 69 | 69 | 7.9812 | 69 |  |  | 0.2693 | 18.5818 |  |  |  |  | 0 | 0
1892 | DECRDOVA_2G | A | North | YES | 0.11567 | 65 | 65 | 70 | 0 | 1.025 | GGT | 1 | 0.2693 | 70 | 70 | 8.0968 | 70 |  |  | 0.2693 | 18.8511 |  |  |  |  | 0 | 0
503 | NTHTEXAS01 | 1 | North | YES | 0.11569 | 0 | 5 | 18 |  | 1.015 | GST | 1 | 0.26932 | 18 | 18 | 2.0825 | 18 |  |  | 0.26932 | 4.8478 |  |  |  |  | 0 | 0
504 | NTHTEXAS02 | 2 | North | YES | 0.11569 | 14.4 | 5 | 18 |  | 1.015 | GST | 1 | 0.26932 | 18 | 18 | 2.0825 | 18 |  |  | 0.26932 | 4.8478 |  |  |  |  | 0 | 0
505 | NTHTEXAS03 | 3 | North | YES | 0.11569 | 30.4 | 15 | 38 |  | 1.015 | GST | 1 | 0.26932 | 38 | 38 | 4.3963 | 38 |  |  | 0.26932 | 10.2343 |  |  |  |  | 0 | 0
1898 | COMCHEPK_1G | 1 | North | YES | 0.11626 | 1217 | 1150 | 1217 | 0 | 1.032 | Nuc | 1 | 0.26989 | 0 | 0 | 0 | 0 |  |  | 0.26989 | 0 |  |  |  |  | 0 | 0
1899 | COMCHEPK_2G | 2 | North | YES | 0.11626 | 1159 | 1128 | 1159 | 0 | 1.032 | Nuc | 1 | 0.26989 | 0 | 0 | 0 | 0 |  |  | 0.26989 | 0 |  |  |  |  | 0 | 0
1453 | WCPWRCO_1G | 1 | North | YES | 0.11641 | 204 | 50 | 204 | 0 | 1.02 | CC | 1 | 0.27004 | 204 | 204 | 23.747 | 204 |  |  | 0.27004 | 55.0879 |  |  |  |  | 0 | 0
1454 | WCPWRCO_2G | 2 | North | YES | 0.11641 | 204 | 50 | 204 | 0 | 1.02 | CC | 1 | 0.27004 | 204 | 204 | 23.747 | 204 |  |  | 0.27004 | 55.0879 |  |  |  |  | 0 | 0
1455 | WCPWRCO_3G | 3 | North | YES | 0.11641 | 242 | 50 | 242 |  | 1.02 | CC | 1 | 0.27004 | 242 | 242 | 28.1705 | 242 |  |  | 0.27004 | 65.3494 |  |  |  |  | 0 | 0
1878 | WLFHOLW_2G | 2 | North | YES | 0.11658 | 215.7 | 105 | 215.7 | 0 | 1.032 | CC | 1 | 0.27021 | 215.7 | 215.7 | 25.1457 | 215.7 |  |  | 0.27021 | 58.284 |  |  |  |  | 0 | 0
1877 | WLFHOLW_1G | 1 | North | YES | 0.11658 | 217.3 | 89.2 | 217.3 | 0 | 1.032 | CC | 1 | 0.27021 | 217.3 | 217.3 | 25.3322 | 217.3 |  |  | 0.27021 | 58.7164 |  |  |  |  | 0 | 0
1879 | WLFHOLW_3G | 3 | North | YES | 0.11658 | 272.4 | 89.2 | 272.4 | 0 | 1.032 | CC | 1 | 0.27021 | 272.4 | 272.4 | 31.7556 | 272.4 |  |  | 0.27021 | 73.6049 |  |  |  |  | 0 | 0
1889 | DECRDOVA_1G | 1 | North | YES | 0.1168 | 779 | 255 | 779 | 0 | 1.02 | GSC | 1 | 0.27043 | 779 | 779 | 90.9888 | 779 |  |  | 0.27043 | 210.668 |  |  |  |  | 0 | 0
581 | JCKCNTY802 | 2 | North | YES | 0.11717 | 147 | 0 | 147 | 0 | 1.022 | CC | 1 | 0.2708 | 147 | 147 | 17.224 | 147 |  |  | 0.2708 | 39.8079 |  |  |  |  | 0 | 0
582 | JCKCNTY803 | 3 | North | YES | 0.11717 | 147 | 0 | 147 | 0 | 1.022 | CC | 1 | 0.2708 | 147 | 147 | 17.224 | 147 |  |  | 0.2708 | 39.8079 |  |  |  |  | 0 | 0
580 | JCKCNTY801 | 1 | North | YES | 0.11717 | 288 | 0 | 288 | 0 | 1.022 | CC | 1 | 0.2708 | 288 | 288 | 33.745 | 288 |  |  | 0.2708 | 77.9909 |  |  |  |  | 0 | 0
1944 | MDLTHELP_4G | 4 | North | YES | 0.11764 | 211 | 74 | 211 | 0 | 1 | CC | 1 | 0.27127 | 211 | 211 | 24.8216 | 211 |  |  | 0.27127 | 57.2379 |  |  |  |  | 0 | 0
1943 | MDLTHELP_3G | 3 | North | YES | 0.11764 | 212 | 74 | 212 | 0 | 1 | CC | 1 | 0.27127 | 212 | 212 | 24.9393 | 212 |  |  | 0.27127 | 57.5092 |  |  |  |  | 0 | 0
1937 | MDLTHELP_5G | 5 | North | YES | 0.11764 | 224 | 74 | 224 | 0 | 1 | CC | 1 | 0.27127 | 224 | 224 | 26.3509 | 224 |  |  | 0.27127 | 60.7644 |  |  |  |  | 0 | 0
1938 | MDLTHELP_6G | 6 | North | YES | 0.11764 | 226 | 74 | 226 | 0 | 1 | CC | 1 | 0.27127 | 226 | 226 | 26.5862 | 226 |  |  | 0.27127 | 61.307 |  |  |  |  | 0 | 0
1861 | EAGLEMNT_1G | MB | North | YES | 0.11836 | 0 | 30 | 112 |  | 1.022 | GST | 1 | 0.27199 | 0 | 0 | 0 | 0 |  |  | 0.27199 | 0 |  |  |  |  | 0 | 0
1862 | EAGLEMNT_2G | MB | North | YES | 0.11836 | 0 | 40 | 100 |  | 1.022 | GST | 1 | 0.27199 | 0 | 0 | 0 | 0 |  |  | 0.27199 | 0 |  |  |  |  | 0 | 0
1863 | EAGLEMNT_3G | MB | North | YES | 0.11836 | 0 | 50 | 378 |  | 1.022 | GST | 1 | 0.27199 | 0 | 0 | 0 | 0 |  |  | 0.27199 | 0 |  |  |  |  | 0 | 0
728 | WOLFRIDGE801 | 1 | North | YES | 0.11882 | 11.2 | 0 | 112.5 | 0 | 0.99 | Wind | 1 | 0.27246 | 0 | 112.5 | 13.3677 | 112.5 |  |  | 0.27246 | 30.6513 |  |  |  |  | 0 | 0
1942 | MDLTHELP_2G | 2 | North | YES | 0.11885 | 216.1 | 74 | 216.1 | 0 | 1 | CC | 1 | 0.27248 | 216.1 | 216.1 | 25.6837 | 216.1 |  |  | 0.27248 | 58.8835 |  |  |  |  | 0 | 0
1941 | MDLTHELP_1G | 1 | North | YES | 0.11885 | 216.4 | 74 | 216.4 | 0 | 1 | CC | 1 | 0.27248 | 216.4 | 216.4 | 25.7194 | 216.4 |  |  | 0.27248 | 58.9653 |  |  |  |  | 0 | 0
1947 | HANDLEY_3G | 3 | North | YES | 0.11886 | 316 | 100 | 395 | 0 | 1.022 | GST | 1 | 0.27249 | 395 | 395 | 46.9505 | 395 |  |  | 0.27249 | 107.6351 |  |  |  |  | 0 | 0
1949 | HANDLEY_5G | 5 | North | YES | 0.11886 | 348 | 150 | 435 | 0 | 1.022 | GST | 1 | 0.27249 | 435 | 435 | 51.705 | 435 |  |  | 0.27249 | 118.5348 |  |  |  |  | 0 | 0
1948 | HANDLEY_4G | 4 | North | YES | 0.11907 | 348 | 150 | 435 | 0 | 1.022 | GST | 1 | 0.2727 | 435 | 435 | 51.7937 | 435 |  |  | 0.2727 | 118.6236 |  |  |  |  | 0 | 0
923 | SPENCER_G4 | 1 | North | YES | 0.11994 | 48 | 20 | 61 | 0 | 1.03 | GST | 1 | 0.27357 | 61 | 61 | 7.3163 | 61 |  |  | 0.27357 | 16.6878 |  |  |  |  | 0 | 0
924 | SPENCER_G5 | 1 | North | YES | 0.11994 | 52 | 20 | 66 | 0 | 1.03 | GST | 1 | 0.27357 | 66 | 66 | 7.916 | 66 |  |  | 0.27357 | 18.0557 |  |  |  |  | 0 | 0
48874 | THW_ST4_ST_4 | 4 | Houston | YES | -0.14759 | 108 | 19 | 108 | 0 | 1.0435 | CC | -1 | 0.27428 | 108 | 108 |  |  | -15.9398 | 108 | -0.27428 | -29.6222 |  |  |  |  | 0 | 0
48873 | THW_ST3_ST_3 | 3 | Houston | YES | -0.14759 | 107 | 19 | 107 | 0 | 1.0435 | CC | -1 | 0.27428 | 107 | 107 |  |  | -15.7922 | 107 | -0.27428 | -29.3479 |  |  |  |  | 0 | 0
48881 | THW_4344 | G | Houston | YES | -0.14759 | 58 | 5 | 58 | 0 | 1.0435 | CC | -1 | 0.27428 | 58 | 58 |  |  | -8.5603 | 58 | -0.27428 | -15.9082 |  |  |  |  | 0 | 0
48881 | THW_4344 | H | Houston | YES | -0.14759 | 58 | 5 | 58 | 0 | 1.0435 | CC | -1 | 0.27428 | 58 | 58 |  |  | -8.5603 | 58 | -0.27428 | -15.9082 |  |  |  |  | 0 | 0
48877 | THW_3334 | D | Houston | YES | -0.14759 | 57 | 5 | 57 | 0 | 1.0435 | CC | -1 | 0.27428 | 57 | 57 |  |  | -8.4127 | 57 | -0.27428 | -15.634 |  |  |  |  | 0 | 0
48879 | THW_4142 | E | Houston | YES | -0.14759 | 56 | 5 | 56 | 0 | 1.0435 | CC | -1 | 0.27428 | 56 | 56 |  |  | -8.2651 | 56 | -0.27428 | -15.3597 |  |  |  |  | 0 | 0
48875 | THW_3132 | A | Houston | YES | -0.14759 | 55 | 5 | 55 | 0 | 1.0435 | CC | -1 | 0.27428 | 55 | 55 |  |  | -8.1175 | 55 | -0.27428 | -15.0854 |  |  |  |  | 0 | 0
48877 | THW_3334 | C | Houston | YES | -0.14759 | 55 | 5 | 55 | 0 | 1.0435 | CC | -1 | 0.27428 | 55 | 55 |  |  | -8.1175 | 55 | -0.27428 | -15.0854 |  |  |  |  | 0 | 0
48879 | THW_4142 | F | Houston | YES | -0.14759 | 55 | 5 | 55 | 0 | 1.0435 | CC | -1 | 0.27428 | 55 | 55 |  |  | -8.1175 | 55 | -0.27428 | -15.0854 |  |  |  |  | 0 | 0
48875 | THW_3132 | B | Houston | YES | -0.14759 | 53 | 5 | 53 | 0 | 1.0435 | CC | -1 | 0.27428 | 53 | 53 |  |  | -7.8223 | 53 | -0.27428 | -14.5368 |  |  |  |  | 0 | 0
38580 | TNBP_CGN1_8 | 1 | Houston | YES | -0.1485 | 70.8 | 0 | 70.8 | 0 | 1.005 | Cogen | -1 | 0.27519 | 0 | 0 |  |  | 0 | 0 | -0.27519 | 0 |  |  |  |  | 0 | 0
38590 | TNBP_CGN2_8 | 2 | Houston | YES | -0.1485 | 66.7 | 0 | 66.7 | 0 | 1.005 | Cogen | -1 | 0.27519 | 0 | 0 |  |  | 0 | 0 | -0.27519 | 0 |  |  |  |  | 0 | 0
38600 | TNBP_CGN3_8 | 5 | Houston | YES | -0.1485 | 53 | 0 | 53 | 0 | 1.005 | Cogen | -1 | 0.27519 | 0 | 0 |  |  | 0 | 0 | -0.27519 | 0 |  |  |  |  | 0 | 0
38611 | TNBPAMCG1_8 | 1 | Houston | YES | -0.1485 | 153.2 | 0 | 153.2 | 0 | 1.005 | Cogen | -1 | 0.27519 | 0 | 0 |  |  | 0 | 0 | -0.27519 | 0 |  |  |  |  | 0 | 0
38612 | TNBPAMCG2_8 | 2 | Houston | YES | -0.1485 | 153.5 | 0 | 153.5 | 0 | 1.005 | Cogen | -1 | 0.27519 | 0 | 0 |  |  | 0 | 0 | -0.27519 | 0 |  |  |  |  | 0 | 0
38613 | TNBPAMCG3_8 | 3 | Houston | YES | -0.1485 | 152.3 | 0 | 152.3 | 0 | 1.005 | Cogen | -1 | 0.27519 | 0 | 0 |  |  | 0 | 0 | -0.27519 | 0 |  |  |  |  | 0 | 0
38614 | TNBPAMCG4_8 | 4 | Houston | YES | -0.1485 | 96 | 0 | 96 |  | 1.005 | Cogen | -1 | 0.27519 | 0 | 0 |  |  | 0 | 0 | -0.27519 | 0 |  |  |  |  | 0 | 0
38615 | TNBPAMCG5_8 | 1 | Houston | YES | -0.1485 | 244 | 0 | 244 | 0 | 1.005 | Cogen | -1 | 0.27519 | 0 | 0 |  |  | 0 | 0 | -0.27519 | 0 |  |  |  |  | 0 | 0
38690 | TNBP_CGN4_8 | 3 | Houston | YES | -0.1485 | 40 | 0 | 40 |  | 1.005 | Cogen | -1 | 0.27519 | 0 | 0 |  |  | 0 | 0 | -0.27519 | 0 |  |  |  |  | 0 | 0
38711 | TNTXCTY1CG8 | 1 | Houston | YES | -0.1485 | 100.3 | 59 | 100.3 | 0 | 1 | Cogen | -1 | 0.27519 | 0 | 0 |  |  | 0 | 0 | -0.27519 | 0 |  |  |  |  | 0 | 0
38712 | TNTXCTY2CG8 | 1 | Houston | YES | -0.1485 | 92.9 | 59 | 92.9 | 0 | 1 | Cogen | -1 | 0.27519 | 0 | 0 |  |  | 0 | 0 | -0.27519 | 0 |  |  |  |  | 0 | 0
38713 | TNTXCTY3CG8 | 1 | Houston | YES | -0.1485 | 102.7 | 59 | 102.7 | 0 | 1 | Cogen | -1 | 0.27519 | 0 | 0 |  |  | 0 | 0 | -0.27519 | 0 |  |  |  |  | 0 | 0
38714 | TNTXCTY4CG8 | 1 | Houston | YES | -0.1485 | 103 | 59 | 103 | 0 | 1 | Cogen | -1 | 0.27519 | 0 | 0 |  |  | 0 | 0 | -0.27519 | 0 |  |  |  |  | 0 | 0
39470 | TNDOWCGNSG8 | 1 | Houston | YES | -0.1485 | 32 | 10 | 32 | 0 | 0.985 | Cogen | -1 | 0.27519 | 0 | 0 |  |  | 0 | 0 | -0.27519 | 0 |  |  |  |  | 0 | 0
39480 | TNDOWCGNGG8 | 1 | Houston | YES | -0.1485 | 30 | 10 | 30 | 0 | 0.985 | Cogen | -1 | 0.27519 | 0 | 0 |  |  | 0 | 0 | -0.27519 | 0 |  |  |  |  | 0 | 0
12323 | ENNSTRAC_2G | 2 | North | YES | 0.122 | 116 | 100 | 116 | 0 | 1.036 | CC | 1 | 0.27563 | 116 | 116 | 14.1522 | 116 |  |  | 0.27563 | 31.9735 |  |  |  |  | 0 | 0
12322 | ENNSTRAC_1G | 1 | North | YES | 0.122 | 196 | 130 | 196 | 0 | 1.036 | CC | 1 | 0.27563 | 196 | 196 | 23.9124 | 196 |  |  | 0.27563 | 54.0242 |  |  |  |  | 0 | 0
2381 | NTHLK1_G | 1 | North | YES | 0.12204 | 0 | 35 | 156 |  | 1.022 | GST | 1 | 0.27567 | 156 | 156 | 19.0382 | 156 |  |  | 0.27567 | 43.0048 |  |  |  |  | 0 | 0
2382 | NTHLK2_G | 2 | North | YES | 0.12204 | 0 | 35 | 181 |  | 1.022 | GST | 1 | 0.27567 | 181 | 181 | 22.0892 | 181 |  |  | 0.27567 | 49.8966 |  |  |  |  | 0 | 0
2383 | NTHLK3_G | 3 | North | YES | 0.12204 | 0 | 50 | 329 |  | 1.022 | GST | 1 | 0.27567 | 329 | 329 | 40.1512 | 329 |  |  | 0.27567 | 90.696 |  |  |  |  | 0 | 0
2371 | COLLIN_1G | MB | North | YES | 0.12226 | 0 | 40 | 138 |  | 1.022 | GST | 1 | 0.27589 | 0 | 0 | 0 | 0 |  |  | 0.27589 | 0 |  |  |  |  | 0 | 0
6948 | DENISNDM | 1 | North | YES | 0.12287 | 40 | 5 | 40 |  | 1.015 | Hydro | 1 | 0.27651 | 0 | 0 | 0 | 0 |  |  | 0.27651 | 0 |  |  |  |  | 0 | 0
6948 | DENISNDM | 2 | North | YES | 0.12287 | 31 | 5 | 40 |  | 1.015 | Hydro | 1 | 0.27651 | 0 | 0 | 0 | 0 |  |  | 0.27651 | 0 |  |  |  |  | 0 | 0
2414 | MTCK7_G | 7 | North | YES | 0.12306 | 0 | 30 | 115 |  | 1.022 | GST | 1 | 0.2767 | 115 | 115 | 14.1525 | 115 |  |  | 0.2767 | 31.8201 |  |  |  |  | 0 | 0
2413 | MTCK6_G | 6 | North | YES | 0.12306 | 0 | 30 | 118 |  | 1.022 | GST | 1 | 0.2767 | 118 | 118 | 14.5217 | 118 |  |  | 0.2767 | 32.6502 |  |  |  |  | 0 | 0
2417 | MTCK8_G | 8 | North | YES | 0.12306 | 444.8 | 60 | 556 | 0 | 1.022 | GSC | 1 | 0.2767 | 556 | 556 | 68.4241 | 556 |  |  | 0.2767 | 153.8434 |  |  |  |  | 0 | 0
1687 | VALLEY_1G | 1 | North | YES | 0.12308 | 136 | 15 | 170 | 0 | 1.029 | GST | 1 | 0.27671 | 170 | 170 | 20.9228 | 170 |  |  | 0.27671 | 47.0402 |  |  |  |  | 0 | 0
1688 | VALLEY_2G | 2 | North | YES | 0.12308 | 527 | 90 | 527 | 0 | 1.029 | GSC | 1 | 0.27671 | 527 | 527 | 64.8605 | 527 |  |  | 0.27671 | 145.8245 |  |  |  |  | 0 | 0
48883 | THW_GT1_GT_1 | B2 | Houston | YES | -0.15016 | 0 | 0 | 12 |  | 1.043 | GGT | -1 | 0.27684 | 12 | 12 |  |  | -1.8019 | 12 | -0.27684 | -3.3221 |  |  |  |  | 0 | 0
11691 | KMICHICT1_G | 1 | North | YES | 0.12333 | 144 | 80 | 144 | 0 | 1.026 | CC | 1 | 0.27696 | 144 | 144 | 17.7591 | 144 |  |  | 0.27696 | 39.8821 |  |  |  |  | 0 | 0
11694 | KMICHICT4_G | 4 | North | YES | 0.12333 | 144 | 80 | 144 | 0 | 1.026 | CC | 1 | 0.27696 | 144 | 144 | 17.7591 | 144 |  |  | 0.27696 | 39.8821 |  |  |  |  | 0 | 0
11692 | KMICHICT2_G | 2 | North | YES | 0.12333 | 146 | 80 | 146 | 0 | 1.026 | CC | 1 | 0.27696 | 146 | 146 | 18.0057 | 146 |  |  | 0.27696 | 40.436 |  |  |  |  | 0 | 0
11695 | KMICHICT5_G | 5 | North | YES | 0.12333 | 148 | 80 | 148 | 0 | 1.026 | CC | 1 | 0.27696 | 148 | 148 | 18.2524 | 148 |  |  | 0.27696 | 40.9899 |  |  |  |  | 0 | 0
11696 | KMICHIST6_G | 6 | North | YES | 0.12333 | 310 | 60 | 310 | 0 | 1.026 | CC | 1 | 0.27696 | 310 | 310 | 38.2314 | 310 |  |  | 0.27696 | 85.8572 |  |  |  |  | 0 | 0
11693 | KMICHIST3_G | 3 | North | YES | 0.12333 | 312 | 60 | 312 | 0 | 1.026 | CC | 1 | 0.27696 | 312 | 312 | 38.478 | 312 |  |  | 0.27696 | 86.4112 |  |  |  |  | 0 | 0
1689 | VALLEY_3G | 3 | North | YES | 0.12333 | 0 | 25 | 375 |  | 1.003 | GST | 1 | 0.27696 | 375 | 375 | 46.2476 | 375 |  |  | 0.27696 | 103.8596 |  |  |  |  | 0 | 0
1679 | LAMARPWR_2G | 2 | North | YES | 0.12344 | 156 | 67.7 | 156 | 0 | 1.038 | CC | 1 | 0.27707 | 156 | 156 | 19.2565 | 156 |  |  | 0.27707 | 43.223 |  |  |  |  | 0 | 0
1681 | LAMARPWR_4G | 4 | North | YES | 0.12344 | 156 | 67.7 | 156 | 0 | 1.038 | CC | 1 | 0.27707 | 156 | 156 | 19.2565 | 156 |  |  | 0.27707 | 43.223 |  |  |  |  | 0 | 0
1682 | LAMARPWR_5G | 5 | North | YES | 0.12344 | 157 | 67.7 | 157 | 0 | 1.038 | CC | 1 | 0.27707 | 157 | 157 | 19.3799 | 157 |  |  | 0.27707 | 43.5001 |  |  |  |  | 0 | 0
1678 | LAMARPWR_1G | 1 | North | YES | 0.12344 | 160 | 67.7 | 160 | 0 | 1.038 | CC | 1 | 0.27707 | 160 | 160 | 19.7502 | 160 |  |  | 0.27707 | 44.3313 |  |  |  |  | 0 | 0
1680 | LAMARPWR_3G | 3 | North | YES | 0.12344 | 196 | 129.1 | 196 | 0 | 1.038 | CC | 1 | 0.27707 | 196 | 196 | 24.194 | 196 |  |  | 0.27707 | 54.3059 |  |  |  |  | 0 | 0
1683 | LAMARPWR_6G | 6 | North | YES | 0.12344 | 198 | 129.1 | 198 | 0 | 1.038 | CC | 1 | 0.27707 | 198 | 198 | 24.4409 | 198 |  |  | 0.27707 | 54.86 |  |  |  |  | 0 | 0
1675 | PEC_1G | 1 | North | YES | 0.12351 | 76.7 | 35 | 76.7 | 0 | 1.022 | Cogen | 1 | 0.27715 | 0 | 0 | 0 | 0 |  |  | 0.27715 | 0 |  |  |  |  | 0 | 0
1676 | PEC_2G | 2 | North | YES | 0.12351 | 79.6 | 35 | 79.6 | 0 | 1.022 | Cogen | 1 | 0.27715 | 0 | 0 | 0 | 0 |  |  | 0.27715 | 0 |  |  |  |  | 0 | 0
1677 | PEC_3G | 3 | North | YES | 0.12351 | 88.4 | 35 | 88.4 | 0 | 1.022 | Cogen | 1 | 0.27715 | 0 | 0 | 0 | 0 |  |  | 0.27715 | 0 |  |  |  |  | 0 | 0
5925 | DCEAST | EQ | North | YES | 0.12364 | 400.3 | -600 | 600 | 0 | 1.025 | DCTie | 1 | 0.27727 | 0 | 0 | 0 | 0 |  |  | 0.27727 | 0 |  |  |  |  | 0 | 0
1701 | MOSES_1G | 1 | North | YES | 0.12364 | 558 | 175 | 558 | 0 | 1.023 | LIGCO | 1 | 0.27727 | 0 | 558 | 68.99 | 558 |  |  | 0.27727 | 154.7166 |  |  |  |  | 0 | 0
1702 | MOSES_2G | 2 | North | YES | 0.12364 | 579 | 175 | 579 | 0 | 1.023 | LIGCO | 1 | 0.27727 | 0 | 579 | 71.5864 | 579 |  |  | 0.27727 | 160.5392 |  |  |  |  | 0 | 0
1703 | MOSES_3G | 3 | North | YES | 0.12364 | 808 | 463 | 808 | 0 | 1.023 | LIGCO | 1 | 0.27727 | 0 | 808 | 99.8995 | 808 |  |  | 0.27727 | 224.034 |  |  |  |  | 0 | 0
845 | OLINGER_G4 | 1 | North | YES | 0.12387 | 51.9 | 0 | 76 | 0 | 1.03 | GGT | 1 | 0.2775 | 76 | 76 | 9.4143 | 76 |  |  | 0.2775 | 21.0904 |  |  |  |  | 0 | 0
842 | OLINGER_G1 | 1 | North | YES | 0.12387 | 55.4 | 20 | 79 | 0 | 1.03 | GST | 1 | 0.2775 | 79 | 79 | 9.786 | 79 |  |  | 0.2775 | 21.9229 |  |  |  |  | 0 | 0
843 | OLINGER_G2 | 1 | North | YES | 0.12387 | 76.2 | 25 | 110 | 0 | 1.03 | GST | 1 | 0.2775 | 110 | 110 | 13.626 | 110 |  |  | 0.2775 | 30.5255 |  |  |  |  | 0 | 0
844 | OLINGER_G3 | 1 | North | YES | 0.12387 | 103.9 | 45 | 150 | 0 | 1.03 | GST | 1 | 0.2775 | 150 | 150 | 18.581 | 150 |  |  | 0.2775 | 41.6257 |  |  |  |  | 0 | 0
837 | NEWMAN_G5 | 1 | North | YES | 0.12389 | 0 | 15 | 40 |  | 1.01 | GST | 1 | 0.27752 | 40 | 40 | 4.9557 | 40 |  |  | 0.27752 | 11.101 |  |  |  |  | 0 | 0
948 | STEAM1 | 1 | North | YES | 0.12404 | 0 | 12 | 20 |  | 1.02 | GST | 1 | 0.27767 | 20 | 20 | 2.4807 | 20 |  |  | 0.27767 | 5.5534 |  |  |  |  | 0 | 0
949 | STEAM2 | 1 | North | YES | 0.12404 | 26 | 8 | 26 | 0 | 0.99 | GST | 1 | 0.27767 | 26 | 26 | 3.2249 | 26 |  |  | 0.27767 | 7.2194 |  |  |  |  | 0 | 0
950 | STEAM3 | 1 | North | YES | 0.12404 | 41 | 13 | 42 | 0 | 1.02 | GST | 1 | 0.27767 | 42 | 42 | 5.2095 | 42 |  |  | 0.27767 | 11.662 |  |  |  |  | 0 | 0
12440 | PARKD_1SVC8 | 1 | North | YES | 0.12434 | 0 | 0 | 0 | 0 | 1.007 | GST | 1 | 0.27797 | 0 | 0 | 0 | 0 |  |  | 0.27797 | 0 |  |  |  |  | 0 | 0
12449 | PARKD_2SVC8 | 1 | North | YES | 0.12434 | 0 | 0 | 0 | 0 | 1.007 | GST | 1 | 0.27797 | 0 | 0 | 0 | 0 |  |  | 0.27797 | 0 |  |  |  |  | 0 | 0
2451 | LKHB1_G | 1 | North | YES | 0.1244 | 0 | 80 | 391 |  | 1.022 | GST | 1 | 0.27803 | 391 | 391 | 48.6388 | 391 |  |  | 0.27803 | 108.7089 |  |  |  |  | 0 | 0
2452 | LKHB2_G | 2 | North | YES | 0.1244 | 516 | 80 | 516 | 0 | 1.022 | GST | 1 | 0.27803 | 516 | 516 | 64.1883 | 516 |  |  | 0.27803 | 143.4624 |  |  |  |  | 0 | 0
48693 | GBY_83841065 | E | Houston | YES | -0.15152 | 45.6 | 20 | 57 | 0 | 1.0362 | GGT | -1 | 0.27821 | 57 | 57 |  |  | -8.6369 | 57 | -0.27821 | -15.8582 |  |  |  |  | 0 | 0
48692 | GBY_81821075 | D | Houston | YES | -0.15152 | 44 | 20 | 55 | 0 | 1.0362 | GGT | -1 | 0.27821 | 55 | 55 |  |  | -8.3339 | 55 | -0.27821 | -15.3018 |  |  |  |  | 0 | 0
48693 | GBY_83841065 | F | Houston | YES | -0.15152 | 43.2 | 20 | 54 | 0 | 1.0362 | GGT | -1 | 0.27821 | 54 | 54 |  |  | -8.1823 | 54 | -0.27821 | -15.0235 |  |  |  |  | 0 | 0
48691 | GBY_73741085 | B | Houston | YES | -0.15152 | 37.6 | 20 | 47 | 0 | 1.0362 | GGT | -1 | 0.27821 | 47 | 47 |  |  | -7.1217 | 47 | -0.27821 | -13.0761 |  |  |  |  | 0 | 0
48691 | GBY_73741085 | A | Houston | YES | -0.15152 | 37.6 | 20 | 47 | 0 | 1.0362 | GGT | -1 | 0.27821 | 47 | 47 |  |  | -7.1217 | 47 | -0.27821 | -13.0761 |  |  |  |  | 0 | 0
48692 | GBY_81821075 | C | Houston | YES | -0.15152 | 37.6 | 20 | 47 | 0 | 1.0362 | GGT | -1 | 0.27821 | 47 | 47 |  |  | -7.1217 | 47 | -0.27821 | -13.0761 |  |  |  |  | 0 | 0
12411 | FPLEFR1A_G | 1 | North | YES | 0.12502 | 161 | 72 | 161 | 0 | 1 | CC | 1 | 0.27866 | 161 | 161 | 20.129 | 161 |  |  | 0.27866 | 44.8637 |  |  |  |  | 0 | 0
12422 | FPLEFR2B_G | 2 | North | YES | 0.12502 | 161 | 72 | 161 | 0 | 1 | CC | 1 | 0.27866 | 161 | 161 | 20.129 | 161 |  |  | 0.27866 | 44.8637 |  |  |  |  | 0 | 0
12421 | FPLEFR2A_G | 1 | North | YES | 0.12502 | 162 | 72 | 162 | 0 | 1 | CC | 1 | 0.27866 | 162 | 162 | 20.254 | 162 |  |  | 0.27866 | 45.1424 |  |  |  |  | 0 | 0
12423 | FPLEFR2C_G | 3 | North | YES | 0.12502 | 163 | 72 | 163 | 0 | 1 | CC | 1 | 0.27866 | 163 | 163 | 20.3791 | 163 |  |  | 0.27866 | 45.4211 |  |  |  |  | 0 | 0
12412 | FPLEFR1B_G | 2 | North | YES | 0.12502 | 164 | 72 | 164 | 0 | 1 | CC | 1 | 0.27866 | 164 | 164 | 20.5041 | 164 |  |  | 0.27866 | 45.6997 |  |  |  |  | 0 | 0
12413 | FPLEFR1C_G | 3 | North | YES | 0.12502 | 164 | 72 | 164 | 0 | 1 | CC | 1 | 0.27866 | 164 | 164 | 20.5041 | 164 |  |  | 0.27866 | 45.6997 |  |  |  |  | 0 | 0
12414 | FPLEFR1S_G | 4 | North | YES | 0.12502 | 414 | 191 | 414 | 0 | 1 | CC | 1 | 0.27866 | 414 | 414 | 51.7604 | 414 |  |  | 0.27866 | 115.3639 |  |  |  |  | 0 | 0
12424 | FPLEFR2S_G | 4 | North | YES | 0.12502 | 415 | 191 | 415 | 0 | 1 | CC | 1 | 0.27866 | 415 | 415 | 51.8854 | 415 |  |  | 0.27866 | 115.6426 |  |  |  |  | 0 | 0
3126 | TRINIDAD_6G | 1 | North | YES | 0.12524 | 179.2 | 46 | 224 | 0 | 1 | GST | 1 | 0.27887 | 224 | 224 | 28.0526 | 224 |  |  | 0.27887 | 62.4662 |  |  |  |  | 0 | 0
48772 | PHR_GN2_2 | MB | Houston | YES | -0.15276 | 0 | 72 | 459 |  | 1.0362 | GSC | -1 | 0.27944 | 0 | 0 |  |  | 0 | 0 | -0.27944 | 0 |  |  |  |  | 0 | 0
48885 | THW_5152 | B | Houston | YES | -0.15491 | 47.2 | 5 | 59 |  | 1.0319 | GGT | -1 | 0.2816 | 59 | 59 |  |  | -9.1397 | 59 | -0.2816 | -16.6144 |  |  |  |  | 0 | 0
48887 | THW_5556 | E | Houston | YES | -0.15491 | 47.2 | 5 | 59 |  | 1.0319 | GGT | -1 | 0.2816 | 59 | 59 |  |  | -9.1397 | 59 | -0.2816 | -16.6144 |  |  |  |  | 0 | 0
48885 | THW_5152 | A | Houston | YES | -0.15491 | 46.4 | 5 | 58 |  | 1.0319 | GGT | -1 | 0.2816 | 58 | 58 |  |  | -8.9848 | 58 | -0.2816 | -16.3328 |  |  |  |  | 0 | 0
48886 | THW_5354 | D | Houston | YES | -0.15491 | 46.4 | 5 | 58 |  | 1.0319 | GGT | -1 | 0.2816 | 58 | 58 |  |  | -8.9848 | 58 | -0.2816 | -16.3328 |  |  |  |  | 0 | 0
48886 | THW_5354 | C | Houston | YES | -0.15491 | 45.6 | 5 | 57 |  | 1.0319 | GGT | -1 | 0.2816 | 57 | 57 |  |  | -8.8299 | 57 | -0.2816 | -16.0512 |  |  |  |  | 0 | 0
48887 | THW_5556 | F | Houston | YES | -0.15491 | 45.6 | 5 | 57 |  | 1.0319 | GGT | -1 | 0.2816 | 57 | 57 |  |  | -8.8299 | 57 | -0.2816 | -16.0512 |  |  |  |  | 0 | 0
3097 | MARTLAKE_1G | 1 | North | YES | 0.12843 | 790 | 500 | 790 | 0 | 1.017 | LIGCO | 1 | 0.28206 | 0 | 790 | 101.4605 | 790 |  |  | 0.28206 | 222.8296 |  |  |  |  | 0 | 0
3098 | MARTLAKE_2G | 2 | North | YES | 0.12843 | 795 | 461 | 795 | 0 | 1.017 | LIGCO | 1 | 0.28206 | 0 | 795 | 102.1026 | 795 |  |  | 0.28206 | 224.2399 |  |  |  |  | 0 | 0
3099 | MARTLAKE_3G | 3 | North | YES | 0.12843 | 804 | 500 | 804 | 0 | 1.017 | LIGCO | 1 | 0.28206 | 0 | 804 | 103.2585 | 804 |  |  | 0.28206 | 226.7785 |  |  |  |  | 0 | 0
48561 | CTL_GT2_8130 | 1 | Houston | YES | -0.15544 | 73.5 | 30.3 | 91.9 |  | 1.0362 | Cogen | -1 | 0.28213 | 0 | 0 |  |  | 0 | 0 | -0.28213 | 0 |  |  |  |  | 0 | 0
48562 | CTL_GT3_8135 | 2 | Houston | YES | -0.15544 | 70.1 | 30.3 | 87.6 |  | 1.0362 | Cogen | -1 | 0.28213 | 0 | 0 |  |  | 0 | 0 | -0.28213 | 0 |  |  |  |  | 0 | 0
48563 | CTL_GT4_8140 | 3 | Houston | YES | -0.15544 | 69.6 | 30.3 | 87 |  | 1.0362 | Cogen | -1 | 0.28213 | 0 | 0 |  |  | 0 | 0 | -0.28213 | 0 |  |  |  |  | 0 | 0
48564 | CTL_GN1_8145 | 4 | Houston | YES | -0.15544 | 43.6 | 12.9 | 54.5 |  | 1.0362 | Cogen | -1 | 0.28213 | 0 | 0 |  |  | 0 | 0 | -0.28213 | 0 |  |  |  |  | 0 | 0
48565 | CTL_GN2_8155 | 5 | Houston | YES | -0.15544 | 9.8 | 3.4 | 12.2 |  | 1.0362 | Cogen | -1 | 0.28213 | 0 | 0 |  |  | 0 | 0 | -0.28213 | 0 |  |  |  |  | 0 | 0
13117 | TGATEWAY_2G | 2 | North | YES | 0.12892 | 130 | 30 | 130 | 0 | 1.0232 | CC | 1 | 0.28255 | 130 | 130 | 16.7595 | 130 |  |  | 0.28255 | 36.7316 |  |  |  |  | 0 | 0
13118 | TGATEWAY_3G | 3 | North | YES | 0.12892 | 148 | 30 | 148 | 0 | 1.0232 | CC | 1 | 0.28255 | 148 | 148 | 19.08 | 148 |  |  | 0.28255 | 41.8175 |  |  |  |  | 0 | 0
13116 | TGATEWAY_1G | 1 | North | YES | 0.12892 | 151 | 30 | 151 | 0 | 1.0232 | CC | 1 | 0.28255 | 151 | 151 | 19.4668 | 151 |  |  | 0.28255 | 42.6652 |  |  |  |  | 0 | 0
13119 | TGATEWAY_4G | 4 | North | YES | 0.12892 | 399 | 65 | 399 | 0 | 1.0232 | CC | 1 | 0.28255 | 399 | 399 | 51.4387 | 399 |  |  | 0.28255 | 112.7378 |  |  |  |  | 0 | 0
3348 | CHAMPION_1G | MB | North | YES | 0.12936 | 0 | 42 | 42 |  | 1 | Cogen | 1 | 0.28299 | 0 | 0 | 0 | 0 |  |  | 0.28299 | 0 |  |  |  |  | 0 | 0
3309 | ASPN_G | 1 | North | YES | 0.12941 | 50 | 0 | 50 |  | 1 | Bio | 1 | 0.28304 | 50 | 50 | 6.4706 | 50 |  |  | 0.28304 | 14.1522 |  |  |  |  | 0 | 0
3107 | STRYKER_1G | 1 | North | YES | 0.12949 | 145.6 | 45 | 182 | 0 | 1.029 | GST | 1 | 0.28312 | 182 | 182 | 23.5668 | 182 |  |  | 0.28312 | 51.5278 |  |  |  |  | 0 | 0
3108 | STRYKER_2G | 2 | North | YES | 0.12949 | 484 | 75 | 484 | 0 | 1.029 | GST | 1 | 0.28312 | 484 | 484 | 62.6722 | 484 |  |  | 0.28312 | 137.03 |  |  |  |  | 0 | 0
48531 | BYU_GT1_8075 | 1 | Houston | YES | -0.15663 | 65 | 0 | 65 |  | 1.0362 | Cogen | -1 | 0.28332 | 0 | 0 |  |  | 0 | 0 | -0.28332 | 0 |  |  |  |  | 0 | 0
48532 | BYU_GT2_8055 | 2 | Houston | YES | -0.15663 | 62 | 0 | 62 |  | 1.0362 | Cogen | -1 | 0.28332 | 0 | 0 |  |  | 0 | 0 | -0.28332 | 0 |  |  |  |  | 0 | 0
48533 | BYU_GT3_8060 | 3 | Houston | YES | -0.15663 | 67 | 0 | 67 |  | 1.0362 | Cogen | -1 | 0.28332 | 0 | 0 |  |  | 0 | 0 | -0.28332 | 0 |  |  |  |  | 0 | 0
48534 | BYU_GT4_8065 | 4 | Houston | YES | -0.15663 | 65 | 0 | 65 |  | 1.0362 | Cogen | -1 | 0.28332 | 0 | 0 |  |  | 0 | 0 | -0.28332 | 0 |  |  |  |  | 0 | 0
48841 | SJS_GT1_GT1 | 1 | Houston | YES | -0.15872 | 62.4 | 49 | 78 | 0 | 1.0362 | Cogen | -1 | 0.2854 | 0 | 0 |  |  | 0 | 0 | -0.2854 | 0 |  |  |  |  | 0 | 0
48842 | SJS_GT2_GT2 | 2 | Houston | YES | -0.15872 | 64.8 | 49 | 81 | 0 | 1.0362 | Cogen | -1 | 0.2854 | 0 | 0 |  |  | 0 | 0 | -0.2854 | 0 |  |  |  |  | 0 | 0
48761 | PR_GT1__9040 | 1 | Houston | YES | -0.15977 | 26 | 0 | 35 |  | 1 | Cogen | -1 | 0.28646 | 0 | 0 |  |  | 0 | 0 | -0.28646 | 0 |  |  |  |  | 0 | 0
48855 | SRB_GT211035 | B1 | Houston | YES | -0.16049 | 0 | 0 | 18 |  | 1.014 | GGT | -1 | 0.28718 | 18 | 18 |  |  | -2.8889 | 18 | -0.28718 | -5.1693 |  |  |  |  | 0 | 0
48855 | SRB_GT211035 | B2 | Houston | YES | -0.16049 | 0 | 0 | 12 |  | 1.014 | GGT | -1 | 0.28718 | 12 | 12 |  |  | -1.9259 | 12 | -0.28718 | -3.4462 |  |  |  |  | 0 | 0
48852 | SRB_GN2_2 | 2 | Houston | YES | -0.16053 | 140.8 | 26 | 176 | 0 | 1.0217 | GST | -1 | 0.28722 | 176 | 176 |  |  | -28.2529 | 176 | -0.28722 | -50.5502 |  |  |  |  | 0 | 0
48851 | SRB_GN1_1 | 1 | Houston | YES | -0.16058 | 132 | 26 | 165 | 0 | 1.0217 | GST | -1 | 0.28726 | 165 | 165 |  |  | -26.495 | 165 | -0.28726 | -47.3987 |  |  |  |  | 0 | 0
48551 | CAL_GT1_8045 | 1 | Houston | YES | -0.16062 | 149 | 0 | 149 | 0 | 1.0326 | Cogen | -1 | 0.2873 | 0 | 0 |  |  | 0 | 0 | -0.2873 | 0 |  |  |  |  | 0 | 0
48552 | CAL_ST1_8000 | 2 | Houston | YES | -0.16062 | 65.1 | 0 | 65.1 | 0 | 1.0326 | Cogen | -1 | 0.2873 | 0 | 0 |  |  | 0 | 0 | -0.2873 | 0 |  |  |  |  | 0 | 0
48853 | SRB_GN3_3 | 3 | Houston | YES | -0.16074 | 170.4 | 35 | 213 |  | 1.0326 | GST | -1 | 0.28743 | 213 | 213 |  |  | -34.2374 | 213 | -0.28743 | -61.2221 |  |  |  |  | 0 | 0
48845 | SOL_GT1 | 1 | Houston | YES | -0.16075 | 16.2 | 15.4 | 16.2 |  | 1.0326 | Solar | -1 | 0.28744 | 16.2 | 16.2 |  |  | -2.6042 | 16.2 | -0.28744 | -4.6565 |  |  |  |  | 0 | 0
48611 | DIB_GT1_8080 | 1 | Houston | YES | -0.16076 | 64 | 0 | 64 | 0 | 1.0326 | Cogen | -1 | 0.28745 | 0 | 0 |  |  | 0 | 0 | -0.28745 | 0 |  |  |  |  | 0 | 0
48612 | DIB_GT2_8075 | 2 | Houston | YES | -0.16076 | 63.2 | 0 | 63.2 | 0 | 1.0326 | Cogen | -1 | 0.28745 | 0 | 0 |  |  | 0 | 0 | -0.28745 | 0 |  |  |  |  | 0 | 0
48613 | DIB_ST1_8085 | 3 | Houston | YES | -0.16076 | 67.9 | 30 | 82.6 | 0 | 1.0326 | Cogen | -1 | 0.28745 | 0 | 0 |  |  | 0 | 0 | -0.28745 | 0 |  |  |  |  | 0 | 0
48614 | DIB_GT3_8090 | 4 | Houston | YES | -0.16076 | 73.6 | 15 | 73.6 | 0 | 1.0326 | Cogen | -1 | 0.28745 | 0 | 0 |  |  | 0 | 0 | -0.28745 | 0 |  |  |  |  | 0 | 0
48854 | SRB_GN4_4 | 4 | Houston | YES | -0.16078 | 182.4 | 35 | 228 | 0 | 1.0326 | GST | -1 | 0.28747 | 228 | 228 |  |  | -36.6583 | 228 | -0.28747 | -65.5434 |  |  |  |  | 0 | 0
48740 | PSG_GN2_8050 | 1 | Houston | YES | -0.16079 | 182 | 60 | 182 | 0 | 1.0326 | Cogen | -1 | 0.28747 | 0 | 0 |  |  | 0 | 0 | -0.28747 | 0 |  |  |  |  | 0 | 0
48741 | PSG_GT2_8040 | 1 | Houston | YES | -0.16079 | 158.6 | 50 | 158.6 | 0 | 1.0326 | Cogen | -1 | 0.28747 | 0 | 0 |  |  | 0 | 0 | -0.28747 | 0 |  |  |  |  | 0 | 0
48742 | PSG_GT3_8060 | 1 | Houston | YES | -0.16079 | 157 | 50 | 157 | 0 | 1.0326 | Cogen | -1 | 0.28747 | 0 | 0 |  |  | 0 | 0 | -0.28747 | 0 |  |  |  |  | 0 | 0
48645 | DPEC_ST55065 | 5 | Houston | YES | -0.16109 | 282 | 0 | 282 | 0 | 1.0319 | CC | -1 | 0.28778 | 282 | 282 |  |  | -45.4271 | 282 | -0.28778 | -81.1534 |  |  |  |  | 0 | 0
48641 | DPEC_GT15040 | 1 | Houston | YES | -0.16109 | 163.2 | 98 | 163.2 | 0 | 1.0319 | CC | -1 | 0.28778 | 163.2 | 163.2 |  |  | -26.2897 | 163.2 | -0.28778 | -46.9654 |  |  |  |  | 0 | 0
48643 | DPEC_GT35010 | 3 | Houston | YES | -0.16109 | 157.5 | 98 | 157.5 | 0 | 1.0319 | CC | -1 | 0.28778 | 157.5 | 157.5 |  |  | -25.3715 | 157.5 | -0.28778 | -45.325 |  |  |  |  | 0 | 0
48642 | DPEC_GT25025 | 2 | Houston | YES | -0.16109 | 157.1 | 98 | 157.1 | 0 | 1.0319 | CC | -1 | 0.28778 | 157.1 | 157.1 |  |  | -25.3071 | 157.1 | -0.28778 | -45.2099 |  |  |  |  | 0 | 0
48644 | DPEC_GT45070 | 4 | Houston | YES | -0.16109 | 157 | 98 | 157 | 0 | 1.0319 | CC | -1 | 0.28778 | 157 | 157 |  |  | -25.291 | 157 | -0.28778 | -45.1811 |  |  |  |  | 0 | 0
48500 | APD_GT1_8005 | 1 | Houston | YES | -0.16124 | 137.6 | 54.6 | 137.6 | 0 | 1.0362 | Cogen | -1 | 0.28793 | 0 | 0 |  |  | 0 | 0 | -0.28793 | 0 |  |  |  |  | 0 | 0
13134 | CALFREST_4G | 4 | North | YES | 0.13431 | 151.5 | 40 | 151.5 | 0 | 1.031 | CC | 1 | 0.28794 | 151.5 | 151.5 | 20.3484 | 151.5 |  |  | 0.28794 | 43.6236 |  |  |  |  | 0 | 0
13135 | CALFREST_5G | 5 | North | YES | 0.13431 | 152.3 | 57 | 152.3 | 0 | 1.031 | CC | 1 | 0.28794 | 152.3 | 152.3 | 20.4559 | 152.3 |  |  | 0.28794 | 43.854 |  |  |  |  | 0 | 0
13136 | CALFREST_6G | 6 | North | YES | 0.13431 | 177.5 | 40 | 177.5 | 0 | 1.031 | CC | 1 | 0.28794 | 177.5 | 177.5 | 23.8406 | 177.5 |  |  | 0.28794 | 51.1102 |  |  |  |  | 0 | 0
13131 | CALFREST_1G | 1 | North | YES | 0.13455 | 150.7 | 40 | 150.7 | 0 | 1.031 | CC | 1 | 0.28818 | 150.7 | 150.7 | 20.2764 | 150.7 |  |  | 0.28818 | 43.4287 |  |  |  |  | 0 | 0
13132 | CALFREST_2G | 2 | North | YES | 0.13455 | 151 | 57 | 151 | 0 | 1.031 | CC | 1 | 0.28818 | 151 | 151 | 20.3167 | 151 |  |  | 0.28818 | 43.5152 |  |  |  |  | 0 | 0
13133 | CALFREST_3G | 3 | North | YES | 0.13455 | 177.4 | 40 | 177.4 | 0 | 1.031 | CC | 1 | 0.28818 | 177.4 | 177.4 | 23.8688 | 177.4 |  |  | 0.28818 | 51.1231 |  |  |  |  | 0 | 0
48820 | SHELLG1_3015 | 1 | Houston | YES | -0.16167 | 71 | 34.5 | 71 |  | 1.029 | Cogen | -1 | 0.28836 | 0 | 0 |  |  | 0 | 0 | -0.28836 | 0 |  |  |  |  | 0 | 0
48821 | SHELLG2 | 2 | Houston | YES | -0.16167 | 72 | 34.5 | 72 |  | 1.029 | Cogen | -1 | 0.28836 | 0 | 0 |  |  | 0 | 0 | -0.28836 | 0 |  |  |  |  | 0 | 0
48822 | SHELLG3_3020 | 2 | Houston | YES | -0.16167 | 30 | 0 | 30 |  | 1.029 | Cogen | -1 | 0.28836 | 0 | 0 |  |  | 0 | 0 | -0.28836 | 0 |  |  |  |  | 0 | 0
48822 | SHELLG3_3020 | 1 | Houston | YES | -0.16167 | 39 | 0 | 39 |  | 1.029 | Cogen | -1 | 0.28836 | 0 | 0 |  |  | 0 | 0 | -0.28836 | 0 |  |  |  |  | 0 | 0
48593 | CHE_GT1_8015 | 1 | Houston | YES | -0.16185 | 173 | 50 | 173 | 0 | 1.0362 | Cogen | -1 | 0.28854 | 0 | 0 |  |  | 0 | 0 | -0.28854 | 0 |  |  |  |  | 0 | 0
48594 | CHE_GN4_8025 | 4 | Houston | YES | -0.16185 | 142 | 60 | 142 | 0 | 1.0362 | Cogen | -1 | 0.28854 | 0 | 0 |  |  | 0 | 0 | -0.28854 | 0 |  |  |  |  | 0 | 0
3382 | BBRN_2G | 2 | North | YES | 0.13566 | 589 | 225 | 589 | 0 | 1.03 | LIGCO | 1 | 0.28929 | 0 | 589 | 79.9032 | 589 |  |  | 0.28929 | 170.3923 |  |  |  |  | 0 | 0
3381 | BBRN_1G | 1 | North | YES | 0.13566 | 618 | 225 | 618 | 0 | 1.03 | LIGCO | 1 | 0.28929 | 0 | 618 | 83.8373 | 618 |  |  | 0.28929 | 178.7817 |  |  |  |  | 0 | 0
48511 | LPE_GT1_8070 | 1 | Houston | YES | -0.16317 | 42 | 0 | 42 | 0 | 1.0362 | GGT | -1 | 0.28986 | 42 | 42 |  |  | -6.8532 | 42 | -0.28986 | -12.1741 |  |  |  |  | 0 | 0
48512 | LPE_GT2_8075 | 2 | Houston | YES | -0.16317 | 42 | 0 | 42 | 0 | 1.0362 | GGT | -1 | 0.28986 | 42 | 42 |  |  | -6.8532 | 42 | -0.28986 | -12.1741 |  |  |  |  | 0 | 0
48513 | LPE_GT3_8080 | 3 | Houston | YES | -0.16317 | 39 | 0 | 39 | 0 | 1.0362 | GGT | -1 | 0.28986 | 39 | 39 |  |  | -6.3637 | 39 | -0.28986 | -11.3045 |  |  |  |  | 0 | 0
48514 | LPE_GT4_8085 | 4 | Houston | YES | -0.16317 | 39 | 0 | 39 | 0 | 1.0362 | GGT | -1 | 0.28986 | 39 | 39 |  |  | -6.3637 | 39 | -0.28986 | -11.3045 |  |  |  |  | 0 | 0
48791 | PSA_GT1_8160 | 1 | Houston | YES | -0.16596 | 52 | 20.8 | 65 | 0 | 1.0362 | Cogen | -1 | 0.29265 | 0 | 0 |  |  | 0 | 0 | -0.29265 | 0 |  |  |  |  | 0 | 0
48792 | PSA_GT2_8155 | 2 | Houston | YES | -0.16596 | 52.8 | 20.3 | 66 | 0 | 1.0362 | Cogen | -1 | 0.29265 | 0 | 0 |  |  | 0 | 0 | -0.29265 | 0 |  |  |  |  | 0 | 0
48793 | PSA_GT3_8150 | 3 | Houston | YES | -0.16596 | 56 | 20.3 | 70 | 0 | 1.0362 | Cogen | -1 | 0.29265 | 0 | 0 |  |  | 0 | 0 | -0.29265 | 0 |  |  |  |  | 0 | 0
48794 | PSA_GT4_8145 | 4 | Houston | YES | -0.16596 | 52.8 | 20.3 | 66 | 0 | 1.0362 | Cogen | -1 | 0.29265 | 0 | 0 |  |  | 0 | 0 | -0.29265 | 0 |  |  |  |  | 0 | 0
48795 | PSA_GT5_8140 | 5 | Houston | YES | -0.16596 | 51.2 | 20.3 | 64 | 0 | 1.0362 | Cogen | -1 | 0.29265 | 0 | 0 |  |  | 0 | 0 | -0.29265 | 0 |  |  |  |  | 0 | 0
48796 | PSA_GN1_8165 | 1 | Houston | YES | -0.16596 | 83.2 | 43.1 | 104 | 0 | 1.0362 | Cogen | -1 | 0.29265 | 0 | 0 |  |  | 0 | 0 | -0.29265 | 0 |  |  |  |  | 0 | 0
48797 | PSA_GT6_8135 | 6 | Houston | YES | -0.16596 | 47.2 | 34.5 | 59 | 0 | 1.0362 | Cogen | -1 | 0.29265 | 0 | 0 |  |  | 0 | 0 | -0.29265 | 0 |  |  |  |  | 0 | 0
48815 | CVC_GT4_8005 | 4 | Houston | YES | -0.16654 | 165 | 91.8 | 165 |  | 1.0362 | Cogen | -1 | 0.29323 | 0 | 0 |  |  | 0 | 0 | -0.29323 | 0 |  |  |  |  | 0 | 0
48582 | CBY_GN2_2 | 2 | Houston | YES | -0.16661 | 596.8 | 110 | 746 | 0 | 1.0435 | GSC | -1 | 0.2933 | 746 | 746 |  |  | -124.2926 | 746 | -0.2933 | -218.8025 |  |  |  |  | 0 | 0
48651 | EP_1_2 | 1 | Houston | YES | -0.16664 | 4 | 0 | 5 | 0 | 1.0362 | Cogen | -1 | 0.29333 | 0 | 0 |  |  | 0 | 0 | -0.29333 | 0 |  |  |  |  | 0 | 0
48651 | EP_1_2 | 2 | Houston | YES | -0.16664 | 17.7 | 10 | 21 | 0 | 1.0362 | Cogen | -1 | 0.29333 | 0 | 0 |  |  | 0 | 0 | -0.29333 | 0 |  |  |  |  | 0 | 0
49803 | EXN_15GT | 1 | Houston | YES | -0.16672 | 33 | 8.3 | 34 |  | 1.0326 | Cogen | -1 | 0.29341 | 0 | 0 |  |  | 0 | 0 | -0.29341 | 0 |  |  |  |  | 0 | 0
49804 | EXN_16GT | 2 | Houston | YES | -0.16672 | 32 | 8.3 | 34.7 |  | 1.0326 | Cogen | -1 | 0.29341 | 0 | 0 |  |  | 0 | 0 | -0.29341 | 0 |  |  |  |  | 0 | 0
49805 | EXN_17GT | 3 | Houston | YES | -0.16672 | 31 | 8.3 | 32.7 |  | 1.0326 | Cogen | -1 | 0.29341 | 0 | 0 |  |  | 0 | 0 | -0.29341 | 0 |  |  |  |  | 0 | 0
49826 | EXN938GT | 5 | Houston | YES | -0.16672 | 43 | 9.2 | 45.9 |  | 1.0326 | Cogen | -1 | 0.29341 | 0 | 0 |  |  | 0 | 0 | -0.29341 | 0 |  |  |  |  | 0 | 0
49828 | EXN941GT | 10 | Houston | YES | -0.16672 | 17.7 | 5.4 | 17.7 | 0 | 1.0326 | Cogen | -1 | 0.29341 | 0 | 0 |  |  | 0 | 0 | -0.29341 | 0 |  |  |  |  | 0 | 0
49829 | EXN942GT | 11 | Houston | YES | -0.16672 | 20 | 5.4 | 20.4 | 0 | 1.0326 | Cogen | -1 | 0.29341 | 0 | 0 |  |  | 0 | 0 | -0.29341 | 0 |  |  |  |  | 0 | 0
49830 | EXN943GT | 12 | Houston | YES | -0.16672 | 19 | 5.4 | 19.9 | 0 | 1.0326 | Cogen | -1 | 0.29341 | 0 | 0 |  |  | 0 | 0 | -0.29341 | 0 |  |  |  |  | 0 | 0
49831 | EXN944GT | 13 | Houston | YES | -0.16672 | 33 | 5.4 | 35 | 0 | 1.0326 | Cogen | -1 | 0.29341 | 0 | 0 |  |  | 0 | 0 | -0.29341 | 0 |  |  |  |  | 0 | 0
49832 | EXN945GT | 9 | Houston | YES | -0.16672 | 18.5 | 9.2 | 18.5 |  | 1.0326 | Cogen | -1 | 0.29341 | 0 | 0 |  |  | 0 | 0 | -0.29341 | 0 |  |  |  |  | 0 | 0
49837 | EXN_GT | 4 | Houston | YES | -0.16672 | 81 | 21.3 | 85.4 |  | 1.0326 | Cogen | -1 | 0.29341 | 0 | 0 |  |  | 0 | 0 | -0.29341 | 0 |  |  |  |  | 0 | 0
49838 | EXN_14GT | 14 | Houston | YES | -0.16672 | 140 | 0 | 148 |  | 1.0326 | Cogen | -1 | 0.29341 | 0 | 0 |  |  | 0 | 0 | -0.29341 | 0 |  |  |  |  | 0 | 0
48940 | WARVUE_GT1 | G1 | Houston | YES | -0.16753 | 15 | 0 | 15 |  | 1.021 | Cogen | -1 | 0.29422 | 0 | 0 |  |  | 0 | 0 | -0.29422 | 0 |  |  |  |  | 0 | 0
48581 | CBY_GN1_1 | 1 | Houston | YES | -0.1685 | 595.2 | 108 | 744 | 0 | 1.0435 | GSC | -1 | 0.29519 | 744 | 744 |  |  | -125.3633 | 744 | -0.29519 | -219.6198 |  |  |  |  | 0 | 0
48690 | GBY_GN5_5 | 5 | Houston | YES | -0.16925 | 318.4 | 81 | 398 |  | 1.0362 | GSC | -1 | 0.29594 | 398 | 398 |  |  | -67.3603 | 398 | -0.29594 | -117.7825 |  |  |  |  | 0 | 0
48583 | CBY_GT4_1 | 1 | Houston | YES | -0.17033 | 172 | 0 | 172 | 0 | 1.027 | GSC | -1 | 0.29702 | 172 | 172 |  |  | -29.2964 | 172 | -0.29702 | -51.0869 |  |  |  |  | 0 | 0
48584 | CBY_GT4_2 | 2 | Houston | YES | -0.17033 | 172 | 0 | 172 | 0 | 1.027 | CC | -1 | 0.29702 | 172 | 172 |  |  | -29.2964 | 172 | -0.29702 | -51.0869 |  |  |  |  | 0 | 0
48585 | CBY_ST4_1 | 3 | Houston | YES | -0.17033 | 172 | 0 | 172 | 0 | 1.027 | CC | -1 | 0.29702 | 172 | 172 |  |  | -29.2964 | 172 | -0.29702 | -51.0869 |  |  |  |  | 0 | 0
48598 | BTE_ST1_8070 | 4 | Houston | YES | -0.17275 | 269.2 | 60 | 269.2 | 0 | 1.0261 | CC | -1 | 0.29944 | 269.2 | 269.2 |  |  | -46.5056 | 269.2 | -0.29944 | -80.6103 |  |  |  |  | 0 | 0
48595 | BTE_GT2_8075 | 1 | Houston | YES | -0.17275 | 162.8 | 130 | 162.8 | 0 | 1.0261 | CC | -1 | 0.29944 | 162.8 | 162.8 |  |  | -28.1245 | 162.8 | -0.29944 | -48.7495 |  |  |  |  | 0 | 0
48596 | BTE_GT3_8045 | 2 | Houston | YES | -0.17275 | 161.4 | 130 | 161.4 | 0 | 1.0261 | CC | -1 | 0.29944 | 161.4 | 161.4 |  |  | -27.8827 | 161.4 | -0.29944 | -48.3302 |  |  |  |  | 0 | 0
48597 | BTE_GT4_8055 | 3 | Houston | YES | -0.17275 | 158.9 | 130 | 158.9 | 0 | 1.0261 | CC | -1 | 0.29944 | 158.9 | 158.9 |  |  | -27.4508 | 158.9 | -0.29944 | -47.5816 |  |  |  |  | 0 | 0
48722 | LEG_2___2 | 2 | North | YES | 0.14926 | 819 | 357 | 819 | 0 | 1.0348 | LIGCO | 1 | 0.30289 | 0 | 819 | 122.2464 | 819 |  |  | 0.30289 | 248.0709 |  |  |  |  | 0 | 0
48721 | LEG_1___1 | 1 | North | YES | 0.14926 | 827 | 357 | 827 | 0 | 1.0348 | LIGCO | 1 | 0.30289 | 0 | 827 | 123.4405 | 827 |  |  | 0.30289 | 250.494 |  |  |  |  | 0 | 0
39960 | TNTNPONE_18 | 1 | North | YES | 0.15794 | 152.3 | 30 | 152.3 |  | 1.04 | LIGCO | 1 | 0.31157 | 0 | 152.3 | 24.0541 | 152.3 |  |  | 0.31157 | 47.4522 |  |  |  |  | 0 | 0
39970 | TNTNPONE_28 | 1 | North | YES | 0.15794 | 153 | 30 | 153 |  | 1.04 | LIGCO | 1 | 0.31157 | 0 | 153 | 24.1647 | 153 |  |  | 0.31157 | 47.6703 |  |  |  |  | 0 | 0
32884 | BRYN_DNSBY13 | 1 | North | YES | 0.16164 | 46 | 2 | 46 | 0 | 1.015 | GST | 1 | 0.31527 | 46 | 46 | 7.4352 | 46 |  |  | 0.31527 | 14.5023 |  |  |  |  | 0 | 0
32883 | BRYN_DNSBY3 | 1 | North | YES | 0.16164 | 0 | 2 | 48 |  | 1.015 | GST | 1 | 0.31527 | 48 | 48 | 7.7585 | 48 |  |  | 0.31527 | 15.1328 |  |  |  |  | 0 | 0
32892 | BRYN_DNSBY14 | 1 | North | YES | 0.16164 | 84 | 25 | 105 | 0 | 1.035 | GST | 1 | 0.31527 | 105 | 105 | 16.9717 | 105 |  |  | 0.31527 | 33.103 |  |  |  |  | 0 | 0
48591 | CHE_GT2_5030 | 2 | Houston | YES | -0.18892 | 173 | 50 | 173 |  | 1.029 | Cogen | -1 | 0.3156 | 0 | 0 |  |  | 0 | 0 | -0.3156 | 0 |  |  |  |  | 0 | 0
48811 | CVC_GT3_5045 | 3 | Houston | YES | -0.18892 | 156 | 91.8 | 156 | 0 | 1.029 | Cogen | -1 | 0.3156 | 0 | 0 |  |  | 0 | 0 | -0.3156 | 0 |  |  |  |  | 0 | 0
48812 | CVC_GT2_5020 | 2 | Houston | YES | -0.18892 | 158 | 91.8 | 158 | 0 | 1.029 | Cogen | -1 | 0.3156 | 0 | 0 |  |  | 0 | 0 | -0.3156 | 0 |  |  |  |  | 0 | 0
48813 | CVC_GT1_5035 | 1 | Houston | YES | -0.18892 | 160 | 91.8 | 160 | 0 | 1.029 | Cogen | -1 | 0.3156 | 0 | 0 |  |  | 0 | 0 | -0.3156 | 0 |  |  |  |  | 0 | 0
48814 | CVC_ST5_5040 | 1 | Houston | YES | -0.18892 | 162 | 91.8 | 162 | 0 | 1.029 | Cogen | -1 | 0.3156 | 0 | 0 |  |  | 0 | 0 | -0.3156 | 0 |  |  |  |  | 0 | 0
32886 | BRYN_ATKINS3 | MB | North | YES | 0.16549 | 0 | 5 | 12 |  | 1 | GST | 1 | 0.31912 | 0 | 0 | 0 | 0 |  |  | 0.31912 | 0 |  |  |  |  | 0 | 0
32887 | BRYN_ATKINS6 | MB | North | YES | 0.16549 | 0 | 12 | 51 |  | 1.028 | GST | 1 | 0.31912 | 0 | 0 | 0 | 0 |  |  | 0.31912 | 0 |  |  |  |  | 0 | 0
32890 | BRYN_ATKINS4 | MB | North | YES | 0.16549 | 0 | 5 | 22 |  | 1.031 | GST | 1 | 0.31912 | 0 | 0 | 0 | 0 |  |  | 0.31912 | 0 |  |  |  |  | 0 | 0
32891 | BRYN_ATKINS5 | MB | North | YES | 0.16549 | 0 | 5 | 25 |  | 1.031 | GST | 1 | 0.31912 | 0 | 0 | 0 | 0 |  |  | 0.31912 | 0 |  |  |  |  | 0 | 0
32888 | BRYN_ATKINS7 | 1 | North | YES | 0.16549 | 13.6 | 4 | 17 |  | 1.028 | GGT | 1 | 0.31912 | 17 | 17 | 2.8133 | 17 |  |  | 0.31912 | 5.4251 |  |  |  |  | 0 | 0
32798 | BRYN_TAMUGEN | 1 | North | YES | 0.16747 | 32 | 0 | 32 |  | 1.02 | GST | 1 | 0.3211 | 32 | 32 | 5.3591 | 32 |  |  | 0.3211 | 10.2753 |  |  |  |  | 0 | 0
990 | GIBN_CREK_G1 | 1 | North | YES | 0.18018 | 463 | 200 | 463 | 0 | 1.0275 | LIGCO | 1 | 0.33381 | 0 | 463 | 83.421 | 463 |  |  | 0.33381 | 154.5526 |  |  |  |  | 0 | 0
48671 | FTR_GT1_5105 | 1 | North | YES | 0.23217 | 154.2 | 0 | 154.2 | 0 | 1.0319 | CC | 1 | 0.3858 | 154.2 | 154.2 | 35.8011 | 154.2 |  |  | 0.3858 | 59.4911 |  |  |  |  | 0 | 0
48673 | FTR_GT3_5085 | 3 | North | YES | 0.23217 | 158 | 0 | 158 | 0 | 1.0319 | CC | 1 | 0.3858 | 158 | 158 | 36.6833 | 158 |  |  | 0.3858 | 60.9572 |  |  |  |  | 0 | 0
48672 | FTR_GT2_5110 | 2 | North | YES | 0.23217 | 159 | 0 | 159 | 0 | 1.0319 | CC | 1 | 0.3858 | 159 | 159 | 36.9155 | 159 |  |  | 0.3858 | 61.343 |  |  |  |  | 0 | 0
48674 | FTR_CN4_5095 | 4 | North | YES | 0.23217 | 380 | 0 | 380 | 0 | 1.0319 | CC | 1 | 0.3858 | 380 | 380 | 88.2257 | 380 |  |  | 0.3858 | 146.6058 |  |  |  |  | 0 | 0
[26 empty] | 0 | 0
[26 empty] | 0 | 0
[26 empty] | 0 | 0
[26 empty] | 0 | 0
[26 empty] | 0 | 0
[26 empty] | 0 | 0
[26 empty] | 0 | 0
[26 empty] | 0 | 0
[26 empty] | 0 | 0
[26 empty] | 0 | 0
[26 empty] | 0 | 0
[26 empty] | 0 | 0
[26 empty] | 0 | 0
[26 empty] | 0 | 0
[26 empty] | 0 | 0
[26 empty] | 0 | 0
[26 empty] | 0 | 0
[26 empty] | 0 | 0
[26 empty] | 0 | 0
[26 empty] | 0 | 0
[26 empty] | 0 | 0
[26 empty] | 0 | 0
[26 empty] | 0 | 0
[26 empty] | 0 | 0
[26 empty] | 0 | 0
[26 empty] | 0 | 0
[26 empty] | 0 | 0
[26 empty] | 0 | 0
[26 empty] | 0 | 0
[26 empty] | 0 | 0
[26 empty] | 0 | 0
[26 empty] | 0 | 0
[26 empty] | 0 | 0
[26 empty] | 0 | 0
[26 empty] | 0 | 0
[26 empty] | 0 | 0
[26 empty] | 0 | 0
[26 empty] | 0 | 0
[26 empty] | 0 | 0
[26 empty] | 0 | 0
[26 empty] | 0 | 0
[26 empty] | 0 | 0
[26 empty] | 0 | 0
[26 empty] | 0 | 0
[26 empty] | 0 | 0
[26 empty] | 0 | 0
[26 empty] | 0 | 0
[26 empty] | 0 | 0
[26 empty] | 0 | 0
[26 empty] | 0 | 0
[26 empty] | 0 | 0
[26 empty] | 0 | 0
[26 empty] | 0 | 0
[26 empty] | 0 | 0
[26 empty] | 0 | 0
[26 empty] | 0 | 0
[26 empty] | 0 | 0
[26 empty] | 0 | 0
[26 empty] | 0 | 0
[26 empty] | 0 | 0
[26 empty] | 0 | 0
[26 empty] | 0 | 0
[26 empty] | 0 | 0
[26 empty] | 0 | 0
[26 empty] | 0 | 0
[26 empty] | 0 | 0
[26 empty] | 0 | 0
[26 empty] | 0 | 0
[26 empty] | 0 | 0
[26 empty] | 0 | 0
[26 empty] | 0 | 0
[26 empty] | 0 | 0
[26 empty] | 0 | 0
[26 empty] | 0 | 0
[26 empty] | 0 | 0
[26 empty] | 0 | 0
[26 empty] | 0 | 0
[26 empty] | 0 | 0
[26 empty] | 0 | 0
[26 empty] | 0 | 0
[26 empty] | 0 | 0
[26 empty] | 0 | 0
[26 empty] | 0 | 0
[26 empty] | 0 | 0
[26 empty] | 0 | 0
[26 empty] | 0 | 0
[26 empty] | 0 | 0
[26 empty] | 0 | 0
[26 empty] | 0 | 0
[26 empty] | 0 | 0
[26 empty] | 0 | 0
[26 empty] | 0 | 0
[26 empty] | 0 | 0
[26 empty] | 0 | 0
[26 empty] | 0 | 0
[26 empty] | 0 | 0
[26 empty] | 0 | 0
[26 empty] | 0 | 0
[26 empty] | 0 | 0
[26 empty] | 0 | 0
[26 empty] | 0 | 0
[26 empty] | 0 | 0
[26 empty] | 0 | 0
[26 empty] | 0 | 0
[26 empty] | 0 | 0
[26 empty] | 0 | 0
[26 empty] | 0 | 0
[26 empty] | 0 | 0
[26 empty] | 0 | 0
[26 empty] | 0 | 0
[26 empty] | 0 | 0
[26 empty] | 0 | 0
[26 empty] | 0 | 0
[26 empty] | 0 | 0
[26 empty] | 0 | 0
[26 empty] | 0 | 0
[26 empty] | 0 | 0
[26 empty] | 0 | 0
[26 empty] | 0 | 0
[26 empty] | 0 | 0
[26 empty] | 0 | 0
[26 empty] | 0 | 0
[26 empty] | 0 | 0
[26 empty] | 0 | 0
[26 empty] | 0 | 0
[26 empty] | 0 | 0
[26 empty] | 0 | 0
[26 empty] | 0 | 0
[26 empty] | 0 | 0
[26 empty] | 0 | 0
[26 empty] | 0 | 0
[26 empty] | 0 | 0
[26 empty] | 0 | 0
[26 empty] | 0 | 0
[26 empty] | 0 | 0
[26 empty] | 0 | 0
[26 empty] | 0 | 0
[26 empty] | 0 | 0
[26 empty] | 0 | 0
[26 empty] | 0 | 0
[26 empty] | 0 | 0
[26 empty] | 0 | 0
[26 empty] | 0 | 0
[26 empty] | 0 | 0
[26 empty] | 0 | 0
[26 empty] | 0 | 0
[26 empty] | 0 | 0
[26 empty] | 0 | 0
[26 empty] | 0 | 0
[26 empty] | 0 | 0
[26 empty] | 0 | 0
[26 empty] | 0 | 0
[26 empty] | 0 | 0
[26 empty] | 0 | 0
[26 empty] | 0 | 0
[26 empty] | 0 | 0
[26 empty] | 0 | 0
[26 empty] | 0 | 0
[26 empty] | 0 | 0
[26 empty] | 0 | 0
[26 empty] | 0 | 0
[26 empty] | 0 | 0
[26 empty] | 0 | 0
[26 empty] | 0 | 0
[26 empty] | 0 | 0
[26 empty] | 0 | 0
[26 empty] | 0 | 0
[26 empty] | 0 | 0
[26 empty] | 0 | 0
[26 empty] | 0 | 0
[26 empty] | 0 | 0
[26 empty] | 0 | 0
[26 empty] | 0 | 0
[26 empty] | 0 | 0
[26 empty] | 0 | 0
[26 empty] | 0 | 0
[26 empty] | 0 | 0
[26 empty] | 0 | 0
[26 empty] | 0 | 0
[26 empty] | 0 | 0
[26 empty] | 0 | 0
[26 empty] | 0 | 0
[26 empty] | 0 | 0
[26 empty] | 0 | 0
[26 empty] | 0 | 0
[26 empty] | 0 | 0
[26 empty] | 0 | 0
[26 empty] | 0 | 0
[26 empty] | 0 | 0
[26 empty] | 0 | 0
[26 empty] | 0 | 0
[26 empty] | 0 | 0
[26 empty] | 0 | 0
[26 empty] | 0 | 0
[26 empty] | 0 | 0
[26 empty] | 0 | 0
[26 empty] | 0 | 0
[26 empty] | 0 | 0
[26 empty] | 0 | 0
[26 empty] | 0 | 0
[26 empty] | 0 | 0
[26 empty] | 0 | 0
[26 empty] | 0 | 0
[26 empty] | 0 | 0
[26 empty] | 0 | 0
[26 empty] | 0 | 0
[26 empty] | 0 | 0
[26 empty] | 0 | 0
[26 empty] | 0 | 0
[26 empty] | 0 | 0
[26 empty] | 0 | 0
[26 empty] | 0 | 0
[26 empty] | 0 | 0
[26 empty] | 0 | 0
[26 empty] | 0 | 0
[26 empty] | 0 | 0
[26 empty] | 0 | 0
[26 empty] | 0 | 0
[26 empty] | 0 | 0
[26 empty] | 0 | 0
[26 empty] | 0 | 0
[26 empty] | 0 | 0
[26 empty] | 0 | 0
[26 empty] | 0 | 0
[26 empty] | 0 | 0
[26 empty] | 0 | 0
[26 empty] | 0 | 0
[26 empty] | 0 | 0
[26 empty] | 0 | 0
[26 empty] | 0 | 0
[26 empty] | 0 | 0
[26 empty] | 0 | 0
[26 empty] | 0 | 0
[26 empty] | 0 | 0
[26 empty] | 0 | 0
[26 empty] | 0 | 0
[26 empty] | 0 | 0
[26 empty] | 0 | 0
[26 empty] | 0 | 0
[26 empty] | 0 | 0
[26 empty] | 0 | 0
[26 empty] | 0 | 0
[26 empty] | 0 | 0
[26 empty] | 0 | 0
[26 empty] | 0 | 0
[26 empty] | 0 | 0
[26 empty] | 0 | 0
[26 empty] | 0 | 0
[26 empty] | 0 | 0
[26 empty] | 0 | 0
[26 empty] | 0 | 0
[26 empty] | 0 | 0
[26 empty] | 0 | 0
[26 empty] | 0 | 0
[26 empty] | 0 | 0
[26 empty] | 0 | 0
[26 empty] | 0 | 0
[26 empty] | 0 | 0
[26 empty] | 0 | 0
[26 empty] | 0 | 0
[26 empty] | 0 | 0
[26 empty] | 0 | 0
[26 empty] | 0 | 0
[26 empty] | 0 | 0
[26 empty] | 0 | 0
[26 empty] | 0 | 0
[26 empty] | 0 | 0
[26 empty] | 0 | 0
[26 empty] | 0 | 0
[26 empty] | 0 | 0
[26 empty] | 0 | 0
[26 empty] | 0 | 0
[26 empty] | 0 | 0
[26 empty] | 0 | 0
[26 empty] | 0 | 0
[26 empty] | 0 | 0
[26 empty] | 0 | 0
[26 empty] | 0 | 0
[26 empty] | 0 | 0
[26 empty] | 0 | 0
[26 empty] | 0 | 0
[26 empty] | 0 | 0
[26 empty] | 0 | 0
[26 empty] | 0 | 0
[26 empty] | 0 | 0
[26 empty] | 0 | 0
[26 empty] | 0 | 0
[26 empty] | 0 | 0
[26 empty] | 0 | 0
[26 empty] | 0 | 0
[26 empty] | 0 | 0
[26 empty] | 0 | 0
[26 empty] | 0 | 0
[26 empty] | 0 | 0
[26 empty] | 0 | 0
[26 empty] | 0 | 0
[26 empty] | 0 | 0
[26 empty] | 0 | 0
[26 empty] | 0 | 0
[26 empty] | 0 | 0
[26 empty] | 0 | 0
[26 empty] | 0 | 0
[26 empty] | 0 | 0
[26 empty] | 0 | 0
[26 empty] | 0 | 0
[26 empty] | 0 | 0
[26 empty] | 0 | 0
[26 empty] | 0 | 0
[26 empty] | 0 | 0
[26 empty] | 0 | 0
[26 empty] | 0 | 0
[26 empty] | 0 | 0
[26 empty] | 0 | 0
[26 empty] | 0 | 0
[26 empty] | 0 | 0
[26 empty] | 0 | 0
[26 empty] | 0 | 0
[26 empty] | 0 | 0
[26 empty] | 0 | 0
[26 empty] | 0 | 0
[26 empty] | 0 | 0
[26 empty] | 0 | 0
[26 empty] | 0 | 0
[26 empty] | 0 | 0
[26 empty] | 0 | 0
[26 empty] | 0 | 0
[26 empty] | 0 | 0
[26 empty] | 0 | 0
[26 empty] | 0 | 0
[26 empty] | 0 | 0
[26 empty] | 0 | 0
[26 empty] | 0 | 0
[26 empty] | 0 | 0
[26 empty] | 0 | 0
[26 empty] | 0 | 0
[26 empty] | 0 | 0
[26 empty] | 0 | 0
[26 empty] | 0 | 0
[26 empty] | 0 | 0
[26 empty] | 0 | 0
[26 empty] | 0 | 0
[26 empty] | 0 | 0
[26 empty] | 0 | 0
[26 empty] | 0 | 0
[26 empty] | 0 | 0
[26 empty] | 0 | 0
[26 empty] | 0 | 0
[26 empty] | 0 | 0
[26 empty] | 0 | 0
[26 empty] | 0 | 0
[26 empty] | 0 | 0
[26 empty] | 0 | 0
[26 empty] | 0 | 0
[26 empty] | 0 | 0
[26 empty] | 0 | 0
[26 empty] | 0 | 0
[26 empty] | 0 | 0
[26 empty] | 0 | 0
[26 empty] | 0 | 0
[26 empty] | 0 | 0
[26 empty] | 0 | 0
[26 empty] | 0 | 0
[26 empty] | 0 | 0
[26 empty] | 0 | 0
[26 empty] | 0 | 0
[26 empty] | 0 | 0
[26 empty] | 0 | 0
[26 empty] | 0 | 0
[26 empty] | 0 | 0
[26 empty] | 0 | 0
[26 empty] | 0 | 0
[26 empty] | 0 | 0
[26 empty] | 0 | 0
[26 empty] | 0 | 0
[26 empty] | 0 | 0
[26 empty] | 0 | 0
[26 empty] | 0 | 0
[26 empty] | 0 | 0
[26 empty] | 0 | 0
[26 empty] | 0 | 0
[26 empty] | 0 | 0
[26 empty] | 0 | 0
[26 empty] | 0 | 0
[26 empty] | 0 | 0
[26 empty] | 0 | 0
[26 empty] | 0 | 0
[26 empty] | 0 | 0
[26 empty] | 0 | 0
[26 empty] | 0 | 0
[26 empty] | 0 | 0
[26 empty] | 0 | 0
[26 empty] | 0 | 0
[26 empty] | 0 | 0
[26 empty] | 0 | 0
[26 empty] | 0 | 0
[26 empty] | 0 | 0
[26 empty] | 0 | 0
[26 empty] | 0 | 0
[26 empty] | 0 | 0
[26 empty] | 0 | 0
[26 empty] | 0 | 0
[26 empty] | 0 | 0
[26 empty] | 0 | 0
[26 empty] | 0 | 0
[26 empty] | 0 | 0
[26 empty] | 0 | 0
[26 empty] | 0 | 0
[26 empty] | 0 | 0
[26 empty] | 0 | 0
[26 empty] | 0 | 0
[26 empty] | 0 | 0
[26 empty] | 0 | 0
[26 empty] | 0 | 0
[26 empty] | 0 | 0
[26 empty] | 0 | 0
[26 empty] | 0 | 0
[26 empty] | 0 | 0
[26 empty] | 0 | 0
[26 empty] | 0 | 0
[26 empty] | 0 | 0
[26 empty] | 0 | 0
[26 empty] | 0 | 0
[26 empty] | 0 | 0
[26 empty] | 0 | 0
[26 empty] | 0 | 0
[26 empty] | 0 | 0
[26 empty] | 0 | 0
[26 empty] | 0 | 0
[26 empty] | 0 | 0
[26 empty] | 0 | 0
[26 empty] | 0 | 0
[26 empty] | 0 | 0
[26 empty] | 0 | 0
[26 empty] | 0 | 0
[26 empty] | 0 | 0
[26 empty] | 0 | 0
[26 empty] | 0 | 0
[26 empty] | 0 | 0
[26 empty] | 0 | 0
[26 empty] | 0 | 0
[26 empty] | 0 | 0
[26 empty] | 0 | 0
[26 empty] | 0 | 0
[26 empty] | 0 | 0
[26 empty] | 0 | 0
[26 empty] | 0 | 0
[26 empty] | 0 | 0
[26 empty] | 0 | 0
[26 empty] | 0 | 0
[26 empty] | 0 | 0
[26 empty] | 0 | 0
[26 empty] | 0 | 0
[26 empty] | 0 | 0
[26 empty] | 0 | 0
[26 empty] | 0 | 0
[26 empty] | 0 | 0
[26 empty] | 0 | 0
[26 empty] | 0 | 0
[26 empty] | 0 | 0
[26 empty] | 0 | 0
[26 empty] | 0 | 0
[26 empty] | 0 | 0
[26 empty] | 0 | 0
[26 empty] | 0 | 0
[26 empty] | 0 | 0
[26 empty] | 0 | 0
[26 empty] | 0 | 0
[26 empty] | 0 | 0
[26 empty] | 0 | 0
[26 empty] | 0 | 0
[26 empty] | 0 | 0
[26 empty] | 0 | 0
[26 empty] | 0 | 0
[26 empty] | 0 | 0
[26 empty] | 0 | 0
[26 empty] | 0 | 0
[26 empty] | 0 | 0
[26 empty] | 0 | 0
[26 empty] | 0 | 0
[26 empty] | 0 | 0
[26 empty] | 0 | 0
[26 empty] | 0 | 0
[26 empty] | 0 | 0
[26 empty] | 0 | 0
[26 empty] | 0 | 0
[26 empty] | 0 | 0
[26 empty] | 0 | 0
[26 empty] | 0 | 0
[26 empty] | 0 | 0
[26 empty] | 0 | 0
[26 empty] | 0 | 0
[26 empty] | 0 | 0
[26 empty] | 0 | 0
[26 empty] | 0 | 0
[26 empty] | 0 | 0
[26 empty] | 0 | 0
[26 empty] | 0 | 0
[26 empty] | 0 | 0
[26 empty] | 0 | 0
[26 empty] | 0 | 0
[26 empty] | 0 | 0
[26 empty] | 0 | 0
[26 empty] | 0 | 0
[26 empty] | 0 | 0
[26 empty] | 0 | 0
[26 empty] | 0 | 0
[26 empty] | 0 | 0
[26 empty] | 0 | 0
[26 empty] | 0 | 0
[26 empty] | 0 | 0
[26 empty] | 0 | 0
[26 empty] | 0 | 0
[26 empty] | 0 | 0
[26 empty] | 0 | 0
[26 empty] | 0 | 0
[26 empty] | 0 | 0
[26 empty] | 0 | 0
[26 empty] | 0 | 0
[26 empty] | 0 | 0
[26 empty] | 0 | 0
[26 empty] | 0 | 0
[26 empty] | 0 | 0
[26 empty] | 0 | 0
[26 empty] | 0 | 0
[26 empty] | 0 | 0
[26 empty] | 0 | 0
[26 empty] | 0 | 0
[26 empty] | 0 | 0
[26 empty] | 0 | 0
[26 empty] | 0 | 0
[26 empty] | 0 | 0
[26 empty] | 0 | 0
[26 empty] | 0 | 0
[26 empty] | 0 | 0
[26 empty] | 0 | 0
[26 empty] | 0 | 0
[26 empty] | 0 | 0
[26 empty] | 0 | 0
[26 empty] | 0 | 0
[26 empty] | 0 | 0
[26 empty] | 0 | 0
[26 empty] | 0 | 0
[26 empty] | 0 | 0
[26 empty] | 0 | 0
[26 empty] | 0 | 0
[26 empty] | 0 | 0
[26 empty] | 0 | 0
[26 empty] | 0 | 0
[26 empty] | 0 | 0
[26 empty] | 0 | 0
[26 empty] | 0 | 0
[26 empty] | 0 | 0
[26 empty] | 0 | 0
[26 empty] | 0 | 0
[26 empty] | 0 | 0
[26 empty] | 0 | 0
[26 empty] | 0 | 0
[26 empty] | 0 | 0
[26 empty] | 0 | 0
[26 empty] | 0 | 0
[26 empty] | 0 | 0
[26 empty] | 0 | 0
[26 empty] | 0 | 0
[26 empty] | 0 | 0
[26 empty] | 0 | 0
[26 empty] | 0 | 0
[26 empty] | 0 | 0
[26 empty] | 0 | 0
[26 empty] | 0 | 0
[26 empty] | 0 | 0
[26 empty] | 0 | 0
[26 empty] | 0 | 0
[26 empty] | 0 | 0
[26 empty] | 0 | 0
[26 empty] | 0 | 0
[26 empty] | 0 | 0
[26 empty] | 0 | 0
[26 empty] | 0 | 0
[26 empty] | 0 | 0
[26 empty] | 0 | 0
[26 empty] | 0 | 0
[26 empty] | 0 | 0
[26 empty] | 0 | 0
[26 empty] | 0 | 0
[26 empty] | 0 | 0
[26 empty] | 0 | 0
[26 empty] | 0 | 0
[26 empty] | 0 | 0
[26 empty] | 0 | 0
[26 empty] | 0 | 0
[26 empty] | 0 | 0
[26 empty] | 0 | 0
[26 empty] | 0 | 0
[26 empty] | 0 | 0
[26 empty] | 0 | 0
[26 empty] | 0 | 0
[26 empty] | 0 | 0
[26 empty] | 0 | 0
[26 empty] | 0 | 0
[26 empty] | 0 | 0
[26 empty] | 0 | 0
[26 empty] | 0 | 0
[26 empty] | 0 | 0
[26 empty] | 0 | 0
[26 empty] | 0 | 0
[26 empty] | 0 | 0
[26 empty] | 0 | 0
[26 empty] | 0 | 0
[26 empty] | 0 | 0
[26 empty] | 0 | 0
[26 empty] | 0 | 0
[26 empty] | 0 | 0
[26 empty] | 0 | 0
[26 empty] | 0 | 0
[26 empty] | 0 | 0
[26 empty] | 0 | 0
[26 empty] | 0 | 0
[26 empty] | 0 | 0
[26 empty] | 0 | 0
[26 empty] | 0 | 0
[26 empty] | 0 | 0
[26 empty] | 0 | 0
[26 empty] | 0 | 0
[26 empty] | 0 | 0
[26 empty] | 0 | 0
[26 empty] | 0 | 0
[26 empty] | 0 | 0
[26 empty] | 0 | 0
[26 empty] | 0 | 0
[26 empty] | 0 | 0
[26 empty] | 0 | 0
[26 empty] | 0 | 0
[26 empty] | 0 | 0
[26 empty] | 0 | 0
[26 empty] | 0 | 0
[26 empty] | 0 | 0
[26 empty] | 0 | 0
[26 empty] | 0 | 0
[26 empty] | 0 | 0
[26 empty] | 0 | 0
[26 empty] | 0 | 0
[26 empty] | 0 | 0
[26 empty] | 0 | 0
[26 empty] | 0 | 0
[26 empty] | 0 | 0
[26 empty] | 0 | 0
[26 empty] | 0 | 0
[26 empty] | 0 | 0
[26 empty] | 0 | 0
[26 empty] | 0 | 0
[26 empty] | 0 | 0
[26 empty] | 0 | 0
[26 empty] | 0 | 0
[26 empty] | 0 | 0
[26 empty] | 0 | 0
[26 empty] | 0 | 0
[26 empty] | 0 | 0
[26 empty] | 0 | 0
[26 empty] | 0 | 0
[26 empty] | 0 | 0
[26 empty] | 0 | 0
[26 empty] | 0 | 0
[26 empty] | 0 | 0
[26 empty] | 0 | 0
[26 empty] | 0 | 0
[26 empty] | 0 | 0
[26 empty] | 0 | 0
[26 empty] | 0 | 0
[26 empty] | 0 | 0
[26 empty] | 0 | 0
[26 empty] | 0 | 0
[26 empty] | 0 | 0
[26 empty] | 0 | 0
[26 empty] | 0 | 0
[26 empty] | 0 | 0
[26 empty] | 0 | 0
[26 empty] | 0 | 0
[26 empty] | 0 | 0
[26 empty] | 0 | 0
[26 empty] | 0 | 0
[26 empty] | 0 | 0
[26 empty] | 0 | 0
[26 empty] | 0 | 0
[26 empty] | 0 | 0
[26 empty] | 0 | 0
[26 empty] | 0 | 0
[26 empty] | 0 | 0
[26 empty] | 0 | 0
[26 empty] | 0 | 0
[26 empty] | 0 | 0
[26 empty] | 0 | 0
[26 empty] | 0 | 0
[26 empty] | 0 | 0
[26 empty] | 0 | 0
[26 empty] | 0 | 0
[26 empty] | 0 | 0
[26 empty] | 0 | 0
[26 empty] | 0 | 0
[26 empty] | 0 | 0
[26 empty] | 0 | 0
[26 empty] | 0 | 0
[26 empty] | 0 | 0
[26 empty] | 0 | 0
[26 empty] | 0 | 0
[26 empty] | 0 | 0
[26 empty] | 0 | 0
[26 empty] | 0 | 0
[26 empty] | 0 | 0
[26 empty] | 0 | 0
[26 empty] | 0 | 0
[26 empty] | 0 | 0
[26 empty] | 0 | 0
[26 empty] | 0 | 0
[26 empty] | 0 | 0
[26 empty] | 0 | 0
[26 empty] | 0 | 0
[26 empty] | 0 | 0
[26 empty] | 0 | 0
[26 empty] | 0 | 0
[26 empty] | 0 | 0
[26 empty] | 0 | 0
[26 empty] | 0 | 0
[26 empty] | 0 | 0
[26 empty] | 0 | 0
[26 empty] | 0 | 0
[26 empty] | 0 | 0
[26 empty] | 0 | 0
[26 empty] | 0 | 0
[26 empty] | 0 | 0
[26 empty] | 0 | 0
[26 empty] | 0 | 0
[26 empty] | 0 | 0
[26 empty] | 0 | 0
[26 empty] | 0 | 0
[26 empty] | 0 | 0
[26 empty] | 0 | 0
[26 empty] | 0 | 0
[26 empty] | 0 | 0
[26 empty] | 0 | 0
[26 empty] | 0 | 0
[26 empty] | 0 | 0
[26 empty] | 0 | 0
[26 empty] | 0 | 0
[26 empty] | 0 | 0
[26 empty] | 0 | 0
[26 empty] | 0 | 0
[26 empty] | 0 | 0
[26 empty] | 0 | 0
[26 empty] | 0 | 0
[26 empty] | 0 | 0
[26 empty] | 0 | 0
[26 empty] | 0 | 0
[26 empty] | 0 | 0
[26 empty] | 0 | 0
[26 empty] | 0 | 0
[26 empty] | 0 | 0
[26 empty] | 0 | 0
[26 empty] | 0 | 0
[26 empty] | 0 | 0
[26 empty] | 0 | 0
[26 empty] | 0 | 0
[26 empty] | 0 | 0
[26 empty] | 0 | 0
[26 empty] | 0 | 0
[26 empty] | 0 | 0
[26 empty] | 0 | 0
[26 empty] | 0 | 0
[26 empty] | 0 | 0
[26 empty] | 0 | 0
[26 empty] | 0 | 0
[26 empty] | 0 | 0
[26 empty] | 0 | 0
[26 empty] | 0 | 0
[26 empty] | 0 | 0
[26 empty] | 0 | 0
[26 empty] | 0 | 0
[26 empty] | 0 | 0
[26 empty] | 0 | 0
[26 empty] | 0 | 0
[26 empty] | 0 | 0
[26 empty] | 0 | 0
[26 empty] | 0 | 0
[26 empty] | 0 | 0
[26 empty] | 0 | 0
[26 empty] | 0 | 0
[26 empty] | 0 | 0
[26 empty] | 0 | 0
[26 empty] | 0 | 0
[26 empty] | 0 | 0
[26 empty] | 0 | 0
[26 empty] | 0 | 0
[26 empty] | 0 | 0
[26 empty] | 0 | 0
[26 empty] | 0 | 0
[26 empty] | 0 | 0
[26 empty] | 0 | 0
[26 empty] | 0 | 0
[26 empty] | 0 | 0
[26 empty] | 0 | 0
[26 empty] | 0 | 0
[26 empty] | 0 | 0
[26 empty] | 0 | 0
[26 empty] | 0 | 0
[26 empty] | 0 | 0
[26 empty] | 0 | 0
[26 empty] | 0 | 0
[26 empty] | 0 | 0
[26 empty] | 0 | 0
[26 empty] | 0 | 0
[26 empty] | 0 | 0
[26 empty] | 0 | 0
[26 empty] | 0 | 0
[26 empty] | 0 | 0
[26 empty] | 0 | 0
[26 empty] | 0 | 0
[26 empty] | 0 | 0
[26 empty] | 0 | 0
[26 empty] | 0 | 0
[26 empty] | 0 | 0
[26 empty] | 0 | 0
[26 empty] | 0 | 0
[26 empty] | 0 | 0
[26 empty] | 0 | 0
[26 empty] | 0 | 0
[26 empty] | 0 | 0
[26 empty] | 0 | 0
[26 empty] | 0 | 0
[26 empty] | 0 | 0
[26 empty] | 0 | 0
[26 empty] | 0 | 0
[26 empty] | 0 | 0
[26 empty] | 0 | 0
[26 empty] | 0 | 0
[26 empty] | 0 | 0
[26 empty] | 0 | 0
[26 empty] | 0 | 0
[26 empty] | 0 | 0
[26 empty] | 0 | 0
[26 empty] | 0 | 0
[26 empty] | 0 | 0
[26 empty] | 0 | 0
[26 empty] | 0 | 0
[26 empty] | 0 | 0
[26 empty] | 0 | 0
[26 empty] | 0 | 0
[26 empty] | 0 | 0
[26 empty] | 0 | 0
[26 empty] | 0 | 0
[26 empty] | 0 | 0
[26 empty] | 0 | 0
[26 empty] | 0 | 0
[26 empty] | 0 | 0
[26 empty] | 0 | 0
[26 empty] | 0 | 0
[26 empty] | 0 | 0
[26 empty] | 0 | 0
[26 empty] | 0 | 0
[26 empty] | 0 | 0
[26 empty] | 0 | 0
[26 empty] | 0 | 0
[26 empty] | 0 | 0
[26 empty] | 0 | 0
[26 empty] | 0 | 0
[26 empty] | 0 | 0
[26 empty] | 0 | 0
[26 empty] | 0 | 0
[26 empty] | 0 | 0
[26 empty] | 0 | 0
[26 empty] | 0 | 0
[26 empty] | 0 | 0
[26 empty] | 0 | 0
[26 empty] | 0 | 0
[26 empty] | 0 | 0
[26 empty] | 0 | 0
[26 empty] | 0 | 0
[26 empty] | 0 | 0
[26 empty] | 0 | 0
[26 empty] | 0 | 0
[26 empty] | 0 | 0
[26 empty] | 0 | 0
[26 empty] | 0 | 0
[26 empty] | 0 | 0
[26 empty] | 0 | 0
[26 empty] | 0 | 0
[26 empty] | 0 | 0
[26 empty] | 0 | 0
[26 empty] | 0 | 0
[26 empty] | 0 | 0
[26 empty] | 0 | 0
[26 empty] | 0 | 0
[26 empty] | 0 | 0
[26 empty] | 0 | 0
[26 empty] | 0 | 0
[26 empty] | 0 | 0
[26 empty] | 0 | 0
[26 empty] | 0 | 0
[26 empty] | 0 | 0
[26 empty] | 0 | 0
[26 empty] | 0 | 0
[26 empty] | 0 | 0
[26 empty] | 0 | 0
[26 empty] | 0 | 0
[26 empty] | 0 | 0
[26 empty] | 0 | 0
[26 empty] | 0 | 0
[26 empty] | 0 | 0
[26 empty] | 0 | 0
[26 empty] | 0 | 0
[26 empty] | 0 | 0
[26 empty] | 0 | 0
[26 empty] | 0 | 0
[26 empty] | 0 | 0
[26 empty] | 0 | 0
[26 empty] | 0 | 0
[26 empty] | 0 | 0
[26 empty] | 0 | 0
[26 empty] | 0 | 0
[26 empty] | 0 | 0
[26 empty] | 0 | 0
[26 empty] | 0 | 0
[26 empty] | 0 | 0
[26 empty] | 0 | 0
[26 empty] | 0 | 0
[26 empty] | 0 | 0
[26 empty] | 0 | 0
[26 empty] | 0 | 0
[26 empty] | 0 | 0
[26 empty] | 0 | 0
[26 empty] | 0 | 0
[26 empty] | 0 | 0
[26 empty] | 0 | 0
[26 empty] | 0 | 0
[26 empty] | 0 | 0
[26 empty] | 0 | 0
[26 empty] | 0 | 0
[26 empty] | 0 | 0
[26 empty] | 0 | 0
[26 empty] | 0 | 0
[26 empty] | 0 | 0
[26 empty] | 0 | 0
[26 empty] | 0 | 0
[26 empty] | 0 | 0
[26 empty] | 0 | 0
[26 empty] | 0 | 0
[26 empty] | 0 | 0
[26 empty] | 0 | 0
[26 empty] | 0 | 0
[26 empty] | 0 | 0
[26 empty] | 0 | 0
[26 empty] | 0 | 0
[26 empty] | 0 | 0
[26 empty] | 0 | 0
[26 empty] | 0 | 0
[26 empty] | 0 | 0
[26 empty] | 0 | 0
[26 empty] | 0 | 0
[26 empty] | 0 | 0
[26 empty] | 0 | 0
[26 empty] | 0 | 0
[26 empty] | 0 | 0
[26 empty] | 0 | 0
[26 empty] | 0 | 0
[26 empty] | 0 | 0
[26 empty] | 0 | 0
[26 empty] | 0 | 0
[26 empty] | 0 | 0
[26 empty] | 0 | 0
[26 empty] | 0 | 0
[26 empty] | 0 | 0
[26 empty] | 0 | 0
[26 empty] | 0 | 0
[26 empty] | 0 | 0
[26 empty] | 0 | 0
[26 empty] | 0 | 0
[26 empty] | 0 | 0
[26 empty] | 0 | 0
[26 empty] | 0 | 0
[26 empty] | 0 | 0
[26 empty] | 0 | 0
[26 empty] | 0 | 0
[26 empty] | 0 | 0
[26 empty] | 0 | 0
[26 empty] | 0 | 0
[26 empty] | 0 | 0
[26 empty] | 0 | 0
[26 empty] | 0 | 0
[26 empty] | 0 | 0
[26 empty] | 0 | 0
[26 empty] | 0 | 0
[26 empty] | 0 | 0
[26 empty] | 0 | 0
[26 empty] | 0 | 0
[26 empty] | 0 | 0
[26 empty] | 0 | 0
[26 empty] | 0 | 0
[26 empty] | 0 | 0
[26 empty] | 0 | 0
[26 empty] | 0 | 0
[26 empty] | 0 | 0
[26 empty] | 0 | 0
[26 empty] | 0 | 0
[26 empty] | 0 | 0
[26 empty] | 0 | 0
[26 empty] | 0 | 0
[26 empty] | 0 | 0
[26 empty] | 0 | 0
[26 empty] | 0 | 0
[26 empty] | 0 | 0
[26 empty] | 0 | 0
[26 empty] | 0 | 0
[26 empty] | 0 | 0
[26 empty] | 0 | 0
[26 empty] | 0 | 0
[26 empty] | 0 | 0
[26 empty] | 0 | 0
[26 empty] | 0 | 0
[26 empty] | 0 | 0
[26 empty] | 0 | 0
[26 empty] | 0 | 0
[26 empty] | 0 | 0
[26 empty] | 0 | 0
[26 empty] | 0 | 0
[26 empty] | 0 | 0
[26 empty] | 0 | 0
[26 empty] | 0 | 0
[26 empty] | 0 | 0
[26 empty] | 0 | 0
[26 empty] | 0 | 0
[26 empty] | 0 | 0
[26 empty] | 0 | 0
[26 empty] | 0 | 0
[26 empty] | 0 | 0
[26 empty] | 0 | 0
[26 empty] | 0 | 0
[26 empty] | 0 | 0
[26 empty] | 0 | 0
[26 empty] | 0 | 0
[26 empty] | 0 | 0
[26 empty] | 0 | 0
[26 empty] | 0 | 0
[26 empty] | 0 | 0
[26 empty] | 0 | 0
[26 empty] | 0 | 0
[26 empty] | 0 | 0
[26 empty] | 0 | 0
[26 empty] | 0 | 0
[26 empty] | 0 | 0
[26 empty] | 0 | 0
[26 empty] | 0 | 0
[26 empty] | 0 | 0
[26 empty] | 0 | 0
[26 empty] | 0 | 0
[26 empty] | 0 | 0
[26 empty] | 0 | 0
[26 empty] | 0 | 0
[26 empty] | 0 | 0
[26 empty] | 0 | 0
[26 empty] | 0 | 0
[26 empty] | 0 | 0
[26 empty] | 0 | 0
[26 empty] | 0 | 0
[26 empty] | 0 | 0
[26 empty] | 0 | 0
[26 empty] | 0 | 0
[26 empty] | 0 | 0
[26 empty] | 0 | 0
[26 empty] | 0 | 0
[26 empty] | 0 | 0
[26 empty] | 0 | 0
[26 empty] | 0 | 0
[26 empty] | 0 | 0
[26 empty] | 0 | 0
[26 empty] | 0 | 0
[26 empty] | 0 | 0
[26 empty] | 0 | 0
[26 empty] | 0 | 0
[26 empty] | 0 | 0
[26 empty] | 0 | 0
[26 empty] | 0 | 0
[26 empty] | 0 | 0
[26 empty] | 0 | 0
[26 empty] | 0 | 0
[26 empty] | 0 | 0
[26 empty] | 0 | 0
[26 empty] | 0 | 0
[26 empty] | 0 | 0
[26 empty] | 0 | 0
[26 empty] | 0 | 0
[26 empty] | 0 | 0
[26 empty] | 0 | 0
[26 empty] | 0 | 0
[26 empty] | 0 | 0
[26 empty] | 0 | 0
[26 empty] | 0 | 0
[26 empty] | 0 | 0
[26 empty] | 0 | 0
[26 empty] | 0 | 0
[26 empty] | 0 | 0
[26 empty] | 0 | 0
[26 empty] | 0 | 0
[26 empty] | 0 | 0
[26 empty] | 0 | 0
[26 empty] | 0 | 0
[26 empty] | 0 | 0
[26 empty] | 0 | 0
[26 empty] | 0 | 0
[26 empty] | 0 | 0
[26 empty] | 0 | 0
[26 empty] | 0 | 0
[26 empty] | 0 | 0
[26 empty] | 0 | 0
[26 empty] | 0 | 0
[26 empty] | 0 | 0
[26 empty] | 0 | 0
[26 empty] | 0 | 0
[26 empty] | 0 | 0
[26 empty] | 0 | 0
[26 empty] | 0 | 0
[26 empty] | 0 | 0
[26 empty] | 0 | 0
[26 empty] | 0 | 0
[26 empty] | 0 | 0
[26 empty] | 0 | 0
[26 empty] | 0 | 0
[26 empty] | 0 | 0
[26 empty] | 0 | 0
[26 empty] | 0 | 0
[26 empty] | 0 | 0
[26 empty] | 0 | 0
[26 empty] | 0 | 0
[26 empty] | 0 | 0
[26 empty] | 0 | 0
[26 empty] | 0 | 0
[26 empty] | 0 | 0
[26 empty] | 0 | 0
[26 empty] | 0 | 0
[26 empty] | 0 | 0
[26 empty] | 0 | 0
[26 empty] | 0 | 0
[26 empty] | 0 | 0
[26 empty] | 0 | 0
[26 empty] | 0 | 0
[26 empty] | 0 | 0
[26 empty] | 0 | 0
[26 empty] | 0 | 0
[26 empty] | 0 | 0
[26 empty] | 0 | 0
[26 empty] | 0 | 0
[26 empty] | 0 | 0
[26 empty] | 0 | 0
[26 empty] | 0 | 0
[26 empty] | 0 | 0
[26 empty] | 0 | 0
[26 empty] | 0 | 0
[26 empty] | 0 | 0
[26 empty] | 0 | 0
[26 empty] | 0 | 0
[26 empty] | 0 | 0
[26 empty] | 0 | 0
[26 empty] | 0 | 0
[26 empty] | 0 | 0
[26 empty] | 0 | 0
[26 empty] | 0 | 0
[26 empty] | 0 | 0
[26 empty] | 0 | 0
[26 empty] | 0 | 0
[26 empty] | 0 | 0
[26 empty] | 0 | 0
[26 empty] | 0 | 0
[26 empty] | 0 | 0
[26 empty] | 0 | 0
[26 empty] | 0 | 0
[26 empty] | 0 | 0
[26 empty] | 0 | 0
[26 empty] | 0 | 0
[26 empty] | 0 | 0
[26 empty] | 0 | 0
[26 empty] | 0 | 0
[26 empty] | 0 | 0
[26 empty] | 0 | 0
[26 empty] | 0 | 0
[26 empty] | 0 | 0
[26 empty] | 0 | 0
[26 empty] | 0 | 0
[26 empty] | 0 | 0
[26 empty] | 0 | 0
[26 empty] | 0 | 0
[26 empty] | 0 | 0
[26 empty] | 0 | 0
[26 empty] | 0 | 0
[26 empty] | 0 | 0
[26 empty] | 0 | 0
[26 empty] | 0 | 0
[26 empty] | 0 | 0
[26 empty] | 0 | 0
[26 empty] | 0 | 0
[26 empty] | 0 | 0
[26 empty] | 0 | 0
[26 empty] | 0 | 0
[26 empty] | 0 | 0
[26 empty] | 0 | 0
[26 empty] | 0 | 0
[26 empty] | 0 | 0
[26 empty] | 0 | 0
[26 empty] | 0 | 0
[26 empty] | 0 | 0
[26 empty] | 0 | 0
[26 empty] | 0 | 0
[26 empty] | 0 | 0
[26 empty] | 0 | 0
[26 empty] | 0 | 0
[26 empty] | 0 | 0
[26 empty] | 0 | 0
[26 empty] | 0 | 0
[26 empty] | 0 | 0
[26 empty] | 0 | 0
[26 empty] | 0 | 0
[26 empty] | 0 | 0
[26 empty] | 0 | 0
[26 empty] | 0 | 0
[26 empty] | 0 | 0
[26 empty] | 0 | 0
[26 empty] | 0 | 0
[26 empty] | 0 | 0
[26 empty] | 0 | 0
[26 empty] | 0 | 0
[26 empty] | 0 | 0
[26 empty] | 0 | 0
[26 empty] | 0 | 0
[26 empty] | 0 | 0
[26 empty] | 0 | 0
[26 empty] | 0 | 0
[26 empty] | 0 | 0
[26 empty] | 0 | 0
[26 empty] | 0 | 0
[26 empty] | 0 | 0
[26 empty] | 0 | 0
[26 empty] | 0 | 0
[26 empty] | 0 | 0
[26 empty] | 0 | 0
[26 empty] | 0 | 0
[26 empty] | 0 | 0
[26 empty] | 0 | 0
[26 empty] | 0 | 0
[26 empty] | 0 | 0
[26 empty] | 0 | 0
[26 empty] | 0 | 0
[26 empty] | 0 | 0
[26 empty] | 0 | 0
[26 empty] | 0 | 0
[26 empty] | 0 | 0
[26 empty] | 0 | 0
[26 empty] | 0 | 0
[26 empty] | 0 | 0
[26 empty] | 0 | 0
[26 empty] | 0 | 0
[26 empty] | 0 | 0
[26 empty] | 0 | 0
[26 empty] | 0 | 0
[26 empty] | 0 | 0
[26 empty] | 0 | 0
[26 empty] | 0 | 0
[26 empty] | 0 | 0
[26 empty] | 0 | 0
[26 empty] | 0 | 0
[26 empty] | 0 | 0
[26 empty] | 0 | 0
[26 empty] | 0 | 0
[26 empty] | 0 | 0
[26 empty] | 0 | 0
[26 empty] | 0 | 0
[26 empty] | 0 | 0
[26 empty] | 0 | 0
[26 empty] | 0 | 0
[26 empty] | 0 | 0
[26 empty] | 0 | 0
[26 empty] | 0 | 0
[26 empty] | 0 | 0
[26 empty] | 0 | 0
[26 empty] | 0 | 0
[26 empty] | 0 | 0
[26 empty] | 0 | 0
[26 empty] | 0 | 0
[26 empty] | 0 | 0
[26 empty] | 0 | 0
[26 empty] | 0 | 0
[26 empty] | 0 | 0
[26 empty] | 0 | 0
[26 empty] | 0 | 0

## Zones
Houston | -1
North | 1
South | -1
West | 1
SET UP AREA, copy & paste values to cell B1
Source | North |  | N to H | N to W | N to S | W to N | S to N | W to S
Sink | Houston | Houston | -1 | 1 | -1 | -1 | 1 | -1
|  | North | 1 | 1 | 1 | -1 | -1 | -1
|  | South | -1 | 1 | -1 | -1 | 1 | -1
|  | West | 1 | -1 | 1 | 1 | -1 | 1
|  | Source | North | North | North | West | South | West
|  | Sink | Houston | West | South | North | North | South

## Tech
Number of Bus | Name of Bus | Tech Type
238 | BOSQUESW505 | CC
239 | BOSQUESW502 | GGT
244 | WHITNYDM01 | Hydro
245 | WHITNYDM02 | Hydro
247 | BOSQUESW501 | GGT
251 | BOSQUESW803 | CC
253 | BOSQUESW804 | CC
332 | RWMILLER01 | GST
333 | RWMILLER02 | GST
334 | RWMILLER03 | GST
335 | RWMILLER04 | GST
336 | RWMILLER05 | GST
344 | MRSSHPRD | Hydro
345 | MRSSHPRD01 | Hydro
366 | JNSNCNTY802 | Cogen
367 | JNSNCNTY802 | Cogen
503 | NTHTEXAS01 | GST
504 | NTHTEXAS02 | GST
505 | NTHTEXAS03 | GST
580 | JCKCNTY801 | CC
581 | JCKCNTY802 | CC
582 | JCKCNTY803 | CC
728 | WOLFRIDGE801 | Wind
837 | NEWMAN_G5 | GST
842 | OLINGER_G1 | GST
843 | OLINGER_G2 | GST
844 | OLINGER_G3 | GST
845 | OLINGER_G4 | GGT
923 | SPENCER_G4 | GST
924 | SPENCER_G5 | GST
948 | STEAM1 | GST
949 | STEAM2 | GST
950 | STEAM3 | GST
990 | GIBN_CREK_G1 | LIGCO
1002 | PBCTAGE_1G | GGT
1003 | PBCTBGE_2G | GGT
1004 | PBCTCGE_3G | GGT
1005 | PBCTDGE_4G | GGT
1006 | PBCTEGE_5G | GGT
1007 | PB5GEN_6G | GST
1008 | PB6GEN_7G | GST
1037 | MORGAN5G_5G | GST
1039 | MRGNAG_1G | GGT
1040 | MRGNBG_2G | GGT
1041 | MRGNCG_3G | GGT
1042 | MRGNDG_4G | GGT
1043 | MRGNEG_5G | GGT
1044 | MRGNFG_6G | GGT
1045 | CALENG1G_1G | Cogen
1046 | CALENG2G_2G | Cogen
1047 | CALENG3G_3G | Cogen
1058 | LONGSHORE_5 | Wind
1058 | LONGSHORE_5 | Wind
1061 | CIELOGEN_1G | Wind
1062 | CIELOGEN_2G | Wind
1068 | SCURRYCW_1G | Wind
1069 | KINDERMG_1G | Cogen
1070 | KINDERMG_2G | Cogen
1071 | KINDERMG_3G | Cogen
1073 | SCURRYCW_2G | Wind
1320 | BSP 1 | Cogen
1326 | STANTONW_8 | Wind
1327 | WILDHRSE_1G | Wind
1328 | OCOTILLO_1G | Wind
1333 | MCDDONAL_8 | Wind
1343 | TRENTIPP_8 | Wind
1349 | WESTXWIN_1G | Wind
1350 | NWPWRG1_1G | Wind
1354 | AEPWIND_8 | Wind
1360 | GUNSIGHT_8 | Wind
1416 | SWETWATR_1G | CC
1417 | SWETWATR_2G | CC
1418 | SWETWATR_3G | CC
1419 | SWETWATR_4G | CC
1432 | GRHAMSES_2G | GST
1433 | GRHAMSES_1G | GST
1437 | MESQUITW_1G | Wind
1438 | MESQUITW_2G | Wind
1442 | COKFIELD_5 | Wind
1453 | WCPWRCO_1G | CC
1454 | WCPWRCO_2G | CC
1455 | WCPWRCO_3G | CC
1479 | WFCOGEN_1G | Cogen
1479 | WFCOGEN_1G | Cogen
1482 | WFCOGEN_2G | Cogen
1482 | WFCOGEN_2G | Cogen
1600 | BARTNWND_1G | Wind
1643 | SLSTR1PP_1G | Wind
1675 | PEC_1G | Cogen
1676 | PEC_2G | Cogen
1677 | PEC_3G | Cogen
1678 | LAMARPWR_1G | CC
1679 | LAMARPWR_2G | CC
1680 | LAMARPWR_3G | CC
1681 | LAMARPWR_4G | CC
1682 | LAMARPWR_5G | CC
1683 | LAMARPWR_6G | CC
1687 | VALLEY_1G | GST
1688 | VALLEY_2G | GSC
1689 | VALLEY_3G | GST
1701 | MOSES_1G | LIGCO
1702 | MOSES_2G | LIGCO
1703 | MOSES_3G | LIGCO
1861 | EAGLEMNT_1G | GST
1862 | EAGLEMNT_2G | GST
1863 | EAGLEMNT_3G | GST
1877 | WLFHOLW_1G | CC
1878 | WLFHOLW_2G | CC
1879 | WLFHOLW_3G | CC
1889 | DECRDOVA_1G | GSC
1892 | DECRDOVA_2G | GGT
1893 | DECRDOVA_3G | GGT
1894 | DECRDOVA_4G | GGT
1895 | DECRDOVA_5G | GGT
1898 | COMCHEPK_1G | Nuc
1899 | COMCHEPK_2G | Nuc
1937 | MDLTHELP_5G | CC
1938 | MDLTHELP_6G | CC
1941 | MDLTHELP_1G | CC
1942 | MDLTHELP_2G | CC
1943 | MDLTHELP_3G | CC
1944 | MDLTHELP_4G | CC
1947 | HANDLEY_3G | GST
1948 | HANDLEY_4G | GST
1949 | HANDLEY_5G | GST
2371 | COLLIN_1G | GST
2381 | NTHLK1_G | GST
2382 | NTHLK2_G | GST
2383 | NTHLK3_G | GST
2413 | MTCK6_G | GST
2414 | MTCK7_G | GST
2417 | MTCK8_G | GSC
2451 | LKHB1_G | GST
2452 | LKHB2_G | GST
3097 | MARTLAKE_1G | LIGCO
3098 | MARTLAKE_2G | LIGCO
3099 | MARTLAKE_3G | LIGCO
3107 | STRYKER_1G | GST
3108 | STRYKER_2G | GST
3126 | TRINIDAD_6G | GST
3309 | ASPN_G | Bio
3348 | CHAMPION_1G | Cogen
3381 | BBRN_1G | LIGCO
3382 | BBRN_2G | LIGCO
3403 | THOUSE_1G | GSC
3404 | THOUSE_2G | GSC
3416 | LAKE_CRK1_G | GST
3417 | LAKE_CRK2_G | GST
3432 | SANDOW_4G | LIGCO
5026 | BRAUNIG_VHB1 | GST
5027 | BRAUNIG_VHB2 | GST
5028 | BRAUNIG_VHB3 | GST
5111 | CALAVER_JTD1 | LIGCO
5112 | CALAVER_JTD2 | LIGCO
5264 | LEON_LCP3G3 | GST
5265 | LEON_LCP4G4 | GST
5266 | LEON_LCPCT1 | GGT
5267 | LEON_LCPCT2 | GGT
5268 | LEON_LCPCT3 | GGT
5269 | LEON_LCPCT4 | GGT
5396 | CALAVER_OWS1 | GST
5397 | CALAVER_OWS2 | GST
5401 | CALAVER_JKS1 | LIGCO
5436 | TUTTL_WBT1G1 | GST
5438 | TUTTL_WBT3G3 | GST
5439 | TUTTL_WBT4G4 | GST
5476 | BRA_AVR1_CT1 | CC
5477 | BRA_AVR1_ST | CC
5478 | BRA_AVR1_CT2 | CC
5503 | RAYBURNGEN3 | GST
5505 | RAYBURNGEN1 | GGT
5506 | RAYBURNGEN2 | GGT
5508 | RAYBURNCC9 | CC
5509 | RAYBURNCC10 | CC
5511 | RAYBURNCC7 | CC
5512 | RAYBURNCC8 | CC
5728 | FALCONHYDRO2 | Hydro
5729 | FALCONHYDRO3 | Hydro
5890 | PEARSALLGEN1 | GST
5891 | PEARSALLGEN2 | GST
5892 | PEARSALLGEN3 | GST
5903 | SANMIGUELGEN | LIGCO
5911 | STP_GN1___1 | Nuc
5912 | STP_GN2___2 | Nuc
5920 | WELSHDC1 | DCTie
5925 | DCEAST | DCTie
5932 | SI_RAY9 | CC
5933 | SI_RAY6 | GST
5934 | SI_RAY5 | GST
5935 | SI_RAY10 | CC
6016 | SWMESA | Wind
6096 | NORTHDC7 | DCTie
6100 | OKLA7A | DCTie
6144 | MCADOO1A | Wind
6407 | TURKTRAK1A | Wind
6637 | SNYDERW1A | Wind
6752 | OKLA0A | LIGCO
6948 | DENISNDM | Hydro
6948 | DENISNDM | Hydro
7000 | L_FERGUS1_1Y | GSC
7004 | L_SIMGID1_1Y | GST
7005 | L_SIMGID1_2Y | GST
7006 | L_SIMGID1_3Y | GST
7007 | L_LOSTPI1_1Y | CC
7008 | L_LOSTPI1_2Y | CC
7009 | L_LOSTPI1_3Y | CC
7010 | L_FPPYD11_1Y | LIGCO
7011 | L_FPPYD11_2Y | LIGCO
7012 | L_FPPYD21_3Y | LIGCO
7014 | L_HAYSEN1_1Y | CC
7015 | L_HAYSEN1_2Y | CC
7016 | L_HAYSEN1_3Y | CC
7017 | L_HAYSEN1_4Y | CC
7020 | L_AUSTPL1_1Y | Hydro
7020 | L_AUSTPL1_1Y | Hydro
7022 | L_BUCHAN1_1Y | Hydro
7023 | L_BUCHAN1_2Y | Hydro
7024 | L_BUCHAN1_3Y | Hydro
7026 | L_INKSDA1_1Y | Hydro
7028 | L_MARBFA1_1Y | Hydro
7029 | L_MARBFA1_2Y | Hydro
7031 | L_MARSFO1G1Y | Hydro
7032 | L_MARSFO1G2Y | Hydro
7033 | L_MARSFO1G3Y | Hydro
7035 | L_WIRTZ_1G1Y | Hydro
7036 | L_WIRTZ_1G2Y | Hydro
7038 | L_DELAWA1_1Y | Wind
7038 | L_DELAWA1_1Y | Wind
7303 | L_WPPGS12_1Y | GGT
7303 | L_WPPGS12_1Y | GGT
7305 | L_WPPGS34_1Y | GGT
7305 | L_WPPGS34_1Y | GGT
7487 | L_CANYHY8_1Y | Hydro
7605 | L_MCQUEE9_1Y | Hydro
7605 | L_MCQUEE9_1Y | Hydro
7605 | L_MCQUEE9_1Y | Hydro
7609 | L_SCHUMA8_1Y | Hydro
7624 | L_LAKEWO9_1Y | Hydro
7624 | L_LAKEWO9_1Y | Hydro
7800 | L_GUADGE1_1Y | CC
7801 | L_GUADGE1_2Y | CC
7802 | L_GUADGE1_3Y | CC
7803 | L_GUADGE1_4Y | CC
7804 | L_GUADGE1_5Y | CC
7805 | L_GUADGE1_6Y | CC
7807 | L_BASTEN1_1Y | CC
7808 | L_BASTEN1_2Y | CC
7809 | L_BASTEN1_3Y | CC
7810 | L_RIONOG1G1Y | CC
7811 | L_RIONOG1G2Y | CC
7812 | L_RIONOG1G3Y | CC
7813 | L_RIONOG1S1Y | CC
8032 | AMISTADHYD1 | Hydro
8033 | AMISTADHYD2 | Hydro
8048 | FALCONHYDRO1 | Hydro
8066 | DUP1V#1 | Cogen
8134 | FOR #1 | Cogen
8138 | FOR #2 | Cogen
8139 | JOS #1 | GST
8147 | UCAR #2 | Cogen
8148 | UCAR #1 | Cogen
8153 | FOR #3 | Cogen
8154 | FOR #4 | Cogen
8155 | FOR #5 | Cogen
8156 | FOR #6 | Cogen
8157 | FOR #7 | Cogen
8161 | COLETO0A | LIGCO
8173 | VICEC51A | CC
8174 | VICEC61A | CC
8189 | CUECPL2A | Cogen
8262 | ELPS | Hydro
8285 | LAR #1 | GST
8287 | LAR #2 | GST
8288 | LAR #3 | GST
8388 | BATES0A | GST
8393 | BATES0B | GST
8437 | NUECES_B0C | GST
8438 | NUECES_B0B | GST
8442 | NBEC7 | GST
8442 | NBEC7 | GST
8456 | COSW#1 | Cogen
8457 | COSW#2 | Cogen
8459 | B_DAVIS0B | GSC
8460 | B_DAVIS0A | GSC
8461 | KOCH_UP0A | Cogen
8506 | VAL #1 | Cogen
8507 | VAL #2 | Cogen
8511 | OXY_CC0A | Cogen
8517 | CELANEBI0A | Cogen
8560 | CNOPGT1 | Cogen
8561 | CNOPGT2 | Cogen
8562 | CNOPST1 | Cogen
8926 | LGE_GT10A | Cogen
8927 | LGE_GT20A | Cogen
8928 | LGE_STG0A | Cogen
8930 | ICPGN10A | Cogen
8931 | ICPGN20A | Cogen
8932 | ICPGN30A | Cogen
8933 | FGNTS001 | CC
8934 | FGNTS101 | CC
8935 | FGNTS201 | CC
8936 | MVGN#1 | CC
8937 | MVGN#2 | CC
8938 | MVGN#3 | CC
8981 | HECN1 | CC
8982 | HECN2 | CC
8983 | HECN3 | CC
9000 | DECKR_G1 | GST
9001 | DECKR_G2 | GST
9002 | DECKR_G3 | GGT
9003 | DECKR_G4 | GGT
9004 | DECKR_G5 | GGT
9005 | DECKR_G6 | GGT
9016 | SANDH_G1 | GGT
9017 | SANDH_G2 | GGT
9018 | SANDH_G3 | GGT
9019 | SANDH_G4 | GGT
9020 | SANDHG5A | CC
9021 | SANDHG5C | CC
11001 | NAV1CT | CC
11009 | NAV2CT | CC
11011 | NAV3ST | CC
11012 | NAV4CT | CC
11013 | NAV5CT | CC
11014 | NAV6ST | CC
11020 | TIEHVSG_1G | CC
11021 | TIEHVCG_1G | CC
11022 | TIEHVCG_2G | CC
11023 | TIEHVCG_3G | CC
11024 | TIEHVCG_4G | CC
11025 | TIEHVSG_2G | CC
11056 | ROSCOE_1G | Wind
11057 | CHAMPION_1G | Wind
11058 | PYRON_1G | Wind
11059 | INADALE_1G | Wind
11065 | ELBOWCK_1G | Wind
11147 | NOTREES_1G | Wind
11309 | BULLCREK_2G | Wind
11310 | BULLCREK_1G | Wind
11320 | COYOTE_1G | Wind
11691 | KMICHICT1_G | CC
11692 | KMICHICT2_G | CC
11693 | KMICHIST3_G | CC
11694 | KMICHICT4_G | CC
11695 | KMICHICT5_G | CC
11696 | KMICHIST6_G | CC
12322 | ENNSTRAC_1G | CC
12323 | ENNSTRAC_2G | CC
12411 | FPLEFR1A_G | CC
12412 | FPLEFR1B_G | CC
12413 | FPLEFR1C_G | CC
12414 | FPLEFR1S_G | CC
12421 | FPLEFR2A_G | CC
12422 | FPLEFR2B_G | CC
12423 | FPLEFR2C_G | CC
12424 | FPLEFR2S_G | CC
12440 | PARKD_1SVC8 | GST
12449 | PARKD_2SVC8 | GST
13116 | TGATEWAY_1G | CC
13117 | TGATEWAY_2G | CC
13118 | TGATEWAY_3G | CC
13119 | TGATEWAY_4G | CC
13131 | CALFREST_1G | CC
13132 | CALFREST_2G | CC
13133 | CALFREST_3G | CC
13134 | CALFREST_4G | CC
13135 | CALFREST_5G | CC
13136 | CALFREST_6G | CC
13432 | SANDOW_5G | LIGCO
32798 | BRYN_TAMUGEN | GST
32883 | BRYN_DNSBY3 | GST
32884 | BRYN_DNSBY13 | GST
32886 | BRYN_ATKINS3 | GST
32887 | BRYN_ATKINS6 | GST
32888 | BRYN_ATKINS7 | GGT
32890 | BRYN_ATKINS4 | GST
32891 | BRYN_ATKINS5 | GST
32892 | BRYN_DNSBY14 | GST
36998 | RDCNYNG1 | Wind
38332 | TNWDWRDU2_8 | Wind
38437 | TNSRBNMESA9 | Wind
38580 | TNBP_CGN1_8 | Cogen
38590 | TNBP_CGN2_8 | Cogen
38600 | TNBP_CGN3_8 | Cogen
38611 | TNBPAMCG1_8 | Cogen
38612 | TNBPAMCG2_8 | Cogen
38613 | TNBPAMCG3_8 | Cogen
38614 | TNBPAMCG4_8 | Cogen
38615 | TNBPAMCG5_8 | Cogen
38690 | TNBP_CGN4_8 | Cogen
38711 | TNTXCTY1CG8 | Cogen
38712 | TNTXCTY2CG8 | Cogen
38713 | TNTXCTY3CG8 | Cogen
38714 | TNTXCTY4CG8 | Cogen
39190 | TNSLCGN1__8 | Cogen
39470 | TNDOWCGNSG8 | Cogen
39480 | TNDOWCGNGG8 | Cogen
39760 | TNSCLP1___8 | Cogen
39770 | TNSCLP2___8 | Cogen
39775 | TNSCLP4___8 | Cogen
39790 | TNSCLP3___8 | Cogen
39960 | TNTNPONE_18 | LIGCO
39970 | TNTNPONE_28 | LIGCO
48500 | APD_GT1_8005 | Cogen
48510 | AK_GT1__8040 | Cogen
48511 | LPE_GT1_8070 | GGT
48512 | LPE_GT2_8075 | GGT
48513 | LPE_GT3_8080 | GGT
48514 | LPE_GT4_8085 | GGT
48520 | BSF_GT1_8070 | Cogen
48520 | BSF_GT1_8070 | Cogen
48521 | BVE_GT1_GT1 | CC
48522 | BVE_GT2_5035 | CC
48523 | BVE_ST1_GN1 | CC
48531 | BYU_GT1_8075 | Cogen
48532 | BYU_GT2_8055 | Cogen
48533 | BYU_GT3_8060 | Cogen
48534 | BYU_GT4_8065 | Cogen
48551 | CAL_GT1_8045 | Cogen
48552 | CAL_ST1_8000 | Cogen
48561 | CTL_GT2_8130 | Cogen
48562 | CTL_GT3_8135 | Cogen
48563 | CTL_GT4_8140 | Cogen
48564 | CTL_GN1_8145 | Cogen
48565 | CTL_GN2_8155 | Cogen
48581 | CBY_GN1_1 | GSC
48582 | CBY_GN2_2 | GSC
48583 | CBY_GT4_1 | GSC
48584 | CBY_GT4_2 | CC
48585 | CBY_ST4_1 | CC
48591 | CHE_GT2_5030 | Cogen
48593 | CHE_GT1_8015 | Cogen
48594 | CHE_GN4_8025 | Cogen
48595 | BTE_GT2_8075 | CC
48596 | BTE_GT3_8045 | CC
48597 | BTE_GT4_8055 | CC
48598 | BTE_ST1_8070 | CC
48611 | DIB_GT1_8080 | Cogen
48612 | DIB_GT2_8075 | Cogen
48613 | DIB_ST1_8085 | Cogen
48614 | DIB_GT3_8090 | Cogen
48641 | DPEC_GT15040 | CC
48642 | DPEC_GT25025 | CC
48643 | DPEC_GT35010 | CC
48644 | DPEC_GT45070 | CC
48645 | DPEC_ST55065 | CC
48651 | EP_1_2 | Cogen
48651 | EP_1_2 | Cogen
48671 | FTR_GT1_5105 | CC
48672 | FTR_GT2_5110 | CC
48673 | FTR_GT3_5085 | CC
48674 | FTR_CN4_5095 | CC
48690 | GBY_GN5_5 | GSC
48691 | GBY_73741085 | GGT
48691 | GBY_73741085 | GGT
48692 | GBY_81821075 | GGT
48692 | GBY_81821075 | GGT
48693 | GBY_83841065 | GGT
48693 | GBY_83841065 | GGT
48721 | LEG_1___1 | LIGCO
48722 | LEG_2___2 | LIGCO
48730 | MNS_GT | Cogen
48731 | CBE_GT1 | CC
48732 | CBE_GT2 | CC
48733 | CBE_ST12 | CC
48734 | CBE_GT3 | CC
48735 | CBE_GT4 | CC
48736 | CBE_ST34 | CC
48740 | PSG_GN2_8050 | Cogen
48741 | PSG_GT2_8040 | Cogen
48742 | PSG_GT3_8060 | Cogen
48761 | PR_GT1__9040 | Cogen
48772 | PHR_GN2_2 | GSC
48791 | PSA_GT1_8160 | Cogen
48792 | PSA_GT2_8155 | Cogen
48793 | PSA_GT3_8150 | Cogen
48794 | PSA_GT4_8145 | Cogen
48795 | PSA_GT5_8140 | Cogen
48796 | PSA_GN1_8165 | Cogen
48797 | PSA_GT6_8135 | Cogen
48811 | CVC_GT3_5045 | Cogen
48812 | CVC_GT2_5020 | Cogen
48813 | CVC_GT1_5035 | Cogen
48814 | CVC_ST5_5040 | Cogen
48815 | CVC_GT4_8005 | Cogen
48820 | SHELLG1_3015 | Cogen
48821 | SHELLG2 | Cogen
48822 | SHELLG3_3020 | Cogen
48822 | SHELLG3_3020 | Cogen
48841 | SJS_GT1_GT1 | Cogen
48842 | SJS_GT2_GT2 | Cogen
48845 | SOL_GT1 | Solar
48851 | SRB_GN1_1 | GST
48852 | SRB_GN2_2 | GST
48853 | SRB_GN3_3 | GST
48854 | SRB_GN4_4 | GST
48855 | SRB_GT211035 | GGT
48855 | SRB_GT211035 | GGT
48873 | THW_ST3_ST_3 | CC
48874 | THW_ST4_ST_4 | CC
48875 | THW_3132 | CC
48875 | THW_3132 | CC
48877 | THW_3334 | CC
48877 | THW_3334 | CC
48879 | THW_4142 | CC
48879 | THW_4142 | CC
48881 | THW_4344 | CC
48881 | THW_4344 | CC
48883 | THW_GT1_GT_1 | GGT
48885 | THW_5152 | GGT
48885 | THW_5152 | GGT
48886 | THW_5354 | GGT
48886 | THW_5354 | GGT
48887 | THW_5556 | GGT
48887 | THW_5556 | GGT
48911 | TGF_GT1_8000 | Cogen
48921 | WAP_GN1_1 | GST
48922 | WAP_GN2_2 | GST
48923 | WAP_GN3_3 | GST
48924 | WAP_GN4_4 | GSC
48925 | WAP_GN5_5 | LIGCO
48926 | WAP_GN6_6 | LIGCO
48927 | WAP_GN7_7 | LIGCO
48928 | WAP_GN8_8 | LIGCO
48929 | WAPGT21_GT1 | GGT
48940 | WARVUE_GT1 | Cogen
49803 | EXN_15GT | Cogen
49804 | EXN_16GT | Cogen
49805 | EXN_17GT | Cogen
49826 | EXN938GT | Cogen
49828 | EXN941GT | Cogen
49829 | EXN942GT | Cogen
49830 | EXN943GT | Cogen
49831 | EXN944GT | Cogen
49832 | EXN945GT | Cogen
49837 | EXN_GT | Cogen
49838 | EXN_14GT | Cogen
49851 | DOW17000 | Cogen
49858 | DOW38100 | Cogen
49859 | DOW38200 | Cogen
49860 | DOW38300 | Cogen
49862 | DOW39100 | Cogen
49863 | DOW39200 | Cogen
49865 | DOW41000 | Cogen
49866 | DOW42000 | Cogen
49869 | DOW49000 | Cogen
49870 | DOW61000 | Cogen
49871 | DOW62000 | Cogen
49872 | DOW63000 | Cogen
49873 | DOW64000 | Cogen
49876 | DOW65000 | Cogen
49877 | DOW66000 | Cogen
49878 | DOW67000 | Cogen
49882 | DOW81000 | Cogen
49884 | DOW82000 | Cogen
49885 | DOW83000 | Cogen
49886 | DOW84000 | Cogen
58909 | PEARSALLSCG1 | Diesel
58909 | PEARSALLSCG1 | Diesel
58909 | PEARSALLSCG1 | Diesel
58909 | PEARSALLSCG1 | Diesel
58909 | PEARSALLSCG1 | Diesel
58909 | PEARSALLSCG1 | Diesel
58919 | PEARSALLSCG2 | Diesel
58919 | PEARSALLSCG2 | Diesel
58919 | PEARSALLSCG2 | Diesel
58919 | PEARSALLSCG2 | Diesel
58919 | PEARSALLSCG2 | Diesel
58919 | PEARSALLSCG2 | Diesel
58929 | PEARSALLSCG3 | Diesel
58929 | PEARSALLSCG3 | Diesel
58929 | PEARSALLSCG3 | Diesel
58929 | PEARSALLSCG3 | Diesel
58929 | PEARSALLSCG3 | Diesel
58929 | PEARSALLSCG3 | Diesel
58949 | PEARSALLSCG4 | Diesel
58949 | PEARSALLSCG4 | Diesel
58949 | PEARSALLSCG4 | Diesel
58949 | PEARSALLSCG4 | Diesel
58949 | PEARSALLSCG4 | Diesel
58949 | PEARSALLSCG4 | Diesel
60000 | DSKY2 | Wind
60003 | KING_NE1A | Wind
60005 | KING_SE1A | Wind
60007 | KING_SW1A | Wind
60016 | WOODWRD11A | Wind
60017 | ORNNWP1 | Wind
60018 | DSKY1 | Wind
60019 | KING_NW1A | Wind
60057 | CALLAHAN1A | Wind
60058 | BUFF_GAP1A | Wind
60060 | CIRELLO | Wind
60063 | BUFF_GAP1B | Wind
60066 | H_HOLLOW1A | Wind
60068 | HHOLLOW21A | Wind
60070 | HHOLLOW31A | Wind
60072 | HHOLLOW41A | Wind
60081 | WHRLWIND1A | Wind
60201 | RIO DRCS | AVR
60202 | FRNDDRCS | AVR
71051 | L_BITTCR1_1N | Wind
71054 | L_SWEETW1_1N | Wind
71057 | L_SWEETW1_2N | Wind
71059 | L_SWEETW1_3N | Wind
71060 | L_SWEETW1_4N | Wind
71061 | L_SWEETW1_5N | Wind
76031 | L_GASCCR1_1N | Wind
76091 | L_DIVIDE1_1N | Wind
76095 | L_CAPRSI1_1N | Wind
76096 | L_CAPRSI1_2N | Wind
76097 | L_CAPRGE1_1N | Wind
80003 | MILHWYS | AVR
80012 | LAR | DCTie
80051 | FOR #8 | Cogen
80052 | FOR #9 | Cogen
80053 | FOR #10 | Cogen
80080 | GWINDT11A | Wind
80080 | GWINDT11A | Wind
80080 | GWINDT11A | Wind
80080 | GWINDT11A | Wind
80081 | GWINDT21A | Wind
80081 | GWINDT21A | Wind
80081 | GWINDT21A | Wind
80081 | GWINDT21A | Wind
80137 | CSDR89 | DCTie
80137 | CSDR89 | DCTie
80138 | CSDR7 | DCTie
80139 | CSDR56 | DCTie
80139 | CSDR56 | DCTie
80140 | CSDR11 | DCTie
80180 | PNSCALT11A | Wind
80180 | PNSCALT11A | Wind
80181 | PNSCALT21A | Wind
80181 | PNSCALT21A | Wind
80223 | REYSHR G | Cogen
80224 | VISTRONG1 | Cogen
80225 | VISTRONG2 | Cogen
80226 | ALCOA G | Cogen
80227 | AIRCO G | Cogen
80263 | B_DAVIS31A | CC
80264 | B_DAVIS41A | CC
80265 | LARECU40A | GGT
80266 | LARECU50A | GGT
86104 | CID-138 | DCTie
86105 | CID-230 | DCTie
86106 | CUF-230 | DCTie
86107 | CUF-138 | DCTie
88198 | BEEVILLE | AVR
88253 | HAMILTON | BLT
88299 | ZAPATA | BLT
88508 | FALFURRI | AVR