## Set up
Step 1 | Go to the Zones worksheet in this workbook. Make sure that the source and sink zones are set correctly and the "1"s and "-1"s are correct |  | Summary of Key Data points | Value
File Description: Cont_ Singleton to Obrien OL_ Jewett to Singleton
Step 2 | Open Dennis' file that needs to have the data transferred, same file that is listed in cell K27 |  | Number of units | 645
|  |  | Dec PTDF cutoff point | 253
Step 3 | Copy columns J:X from an old Dennis' Sheet to the new sheet (if first round of a new alaysis) |  | Dec PTDF cutoff unit | BRYN_TAMUGEN
|  |  | Dec 10% unit | MARTLAKE_2G
Step 4 | Mark the contingencies and monitored element set by a "y" in column K of Dennis' sheet, if there are a match on the filename use something to make unique |  | Dec max cumltv zone impact - cumltv zone share | 0.016103
|  |  | Dec max cumltv zone impact - cumltv zone share pt | 119
Step 5 | Enter Dennis' file name into cell K27 |  | Dec max cumltv zone impact - cumltv zone share unit | RWMILLER05
|  |  | North Zonal weighted AWGSF | 0.075674
Step 6 | click the step one button |  | Houston Zonal weighted AWGSF | -0.10225
|  |  | Inc PTDF cutoff point | 392
Step 7 | Enter the line ratings in Dennis' workbook, the Input worksheet, in the cells |  | Inc PTDF cutoff unit | GIBN_CREK_G1
| X6:X30, or to the end of the selected list. |  | Inc 10% unit | CBY_GN1_1
|  |  | Inc max cumltv zone impact - cumltv zone share | 0.15542
Step 8 | Check to see that the number of generators in Dennis' file matches the length |  | Inc max cumltv zone impact - cumltv zone share pt | 167
| of the formulas in columns L:V (Distributed Slack - Dec) have been copied through to the apporpriate number of rows |  | Inc max cumltv zone impact - cumltv zone share unit | CBE_ST34
| If Dennis' sheet data is less than this file then clear any old unit data in columns A:K of this workbook to match the correct leng |  | North Zonal weighted AWGSF | 0.075674
| It is only necessary to match the Distributed Slack - Dec worksheet. |  | Houston Zonal weighted AWGSF | -0.10225
|  |  | Min of zone correlation | -0.053932
Step 9 | Click the step 2 button |  | Bounary gen in Houston Zone | 57.7067
| The last file saved will still be open, yopu will need to close this file. |  | Bounary gen in soucre zone as % of line | 3.98%
| This sheet willno longer be open. |  | Bounary gen in North Zone | 0
|  |  | Bounary gen in soucre zone as % of line | 0
|  |  | OL element line rating | 1450
|  |  | North Zonal weighted AWGSF | 0.075674
|  | NH_043009automation.xls | Houston Zonal weighted AWGSF | -0.10225
Copy Dennis' data step 1
Copy Dennis' Data Step 2

## Distributed Slack - Dec
Number of Bus | Name of Bus | ID | Area Name of Gen | AGC | P Sensitivity of Bus | Gen MW | Min MW | Max MW | V Sensitivity of Bus | Set Volt | Tech Type | Zone Impact | Zone Correlation | Inc Max | Dec Max | Souce S.F. Weighting | Souce Capacity | Sink S.F. Weighting | Sink Capacity | PTDF Calc | PTDF Weighting | Cumulative Share of Zonal Cap | Cumulative Share of Zonal Impact | Cont_ Singleton to Obrien OL_ Jewett to Singleton |  | i_PTDF_DEC_pt | 253 |  | RWMILLER05 | Unit at max
3381 | BBRN_1G | 1 | North | YES | 0.10062 | 618 | 225 | 618 | 0 | 1.03 | LIGCO | 1 | 0.20287 | 0 | 618 | 62.1844 | 618 |  |  | 0.20287 | 125.3732 | 0.015156 | 0.016518 |  |  | i_10pctunit | 16 |  | 119 | # units @ max
3382 | BBRN_2G | 2 | North | YES | 0.10062 | 589 | 225 | 589 | 0 | 1.03 | LIGCO | 1 | 0.20287 | 0 | 589 | 59.2664 | 589 |  |  | 0.20287 | 119.49 | 0.029601 | 0.032261 |  |  | # units | 645 |  | 0.016103 | delta max
13131 | CALFREST_1G | 1 | North | YES | 0.099092 | 150.7 | 40 | 150.7 | 0 | 1.031 | CC | 1 | 0.20134 | 150.7 | 150.7 | 14.9332 | 150.7 |  |  | 0.20134 | 30.3418 | 0.033297 | 0.036258 | [5 empty] | Delta
13132 | CALFREST_2G | 2 | North | YES | 0.099092 | 151 | 57 | 151 | 0 | 1.031 | CC | 1 | 0.20134 | 151 | 151 | 14.9629 | 151 |  |  | 0.20134 | 30.4022 | 0.037 | 0.040264 | Weighted Shift Factors |  |  |  | 1 | 0.0013619
13133 | CALFREST_3G | 3 | North | YES | 0.099092 | 177.4 | 40 | 177.4 | 0 | 1.031 | CC | 1 | 0.20134 | 177.4 | 177.4 | 17.5789 | 177.4 |  |  | 0.20134 | 35.7176 | 0.04135 | 0.044969 | North | 0.075674 |  |  | 2 | 0.0026598
13134 | CALFREST_4G | 4 | North | YES | 0.098864 | 151.5 | 40 | 151.5 | 0 | 1.031 | CC | 1 | 0.20111 | 151.5 | 151.5 | 14.9779 | 151.5 |  |  | 0.20111 | 30.4683 | 0.045066 | 0.048984 | Houston | -0.10225 |  |  | 3 | 0.0029615
13135 | CALFREST_5G | 5 | North | YES | 0.098864 | 152.3 | 57 | 152.3 | 0 | 1.031 | CC | 1 | 0.20111 | 152.3 | 152.3 | 15.057 | 152.3 |  |  | 0.20111 | 30.6292 | 0.048801 | 0.053019 |  |  |  |  | 4 | 0.0032639
13136 | CALFREST_6G | 6 | North | YES | 0.098864 | 177.5 | 40 | 177.5 | 0 | 1.031 | CC | 1 | 0.20111 | 177.5 | 177.5 | 17.5484 | 177.5 |  |  | 0.20111 | 35.6972 | 0.053154 | 0.057722 |  |  |  |  | 5 | 0.003619
13116 | TGATEWAY_1G | 1 | North | YES | 0.091141 | 151 | 30 | 151 | 0 | 1.0232 | CC | 1 | 0.19339 | 151 | 151 | 13.7623 | 151 |  |  | 0.19339 | 29.2016 | 0.056857 | 0.061569 |  |  |  |  | 6 | 0.0039178
13117 | TGATEWAY_2G | 2 | North | YES | 0.091141 | 130 | 30 | 130 | 0 | 1.0232 | CC | 1 | 0.19339 | 130 | 130 | 11.8483 | 130 |  |  | 0.19339 | 25.1405 | 0.060045 | 0.064882 |  |  |  |  | 7 | 0.0042181
13118 | TGATEWAY_3G | 3 | North | YES | 0.091141 | 148 | 30 | 148 | 0 | 1.0232 | CC | 1 | 0.19339 | 148 | 148 | 13.4889 | 148 |  |  | 0.19339 | 28.6215 | 0.063675 | 0.068653 |  |  |  |  | 8 | 0.0045682
13119 | TGATEWAY_4G | 4 | North | YES | 0.091141 | 399 | 65 | 399 | 0 | 1.0232 | CC | 1 | 0.19339 | 399 | 399 | 36.3653 | 399 |  |  | 0.19339 | 77.1619 | 0.07346 | 0.078819 |  |  |  |  | 9 | 0.0047123
3309 | ASPN_G | 1 | North | YES | 0.09085 | 50 | 0 | 50 |  | 1 | Bio | 1 | 0.1931 | 50 | 50 | 4.5425 | 50 |  |  | 0.1931 | 9.6549 | 0.074686 | 0.080091 |  |  |  |  | 10 | 0.0048364
3348 | CHAMPION_1G | MB | North | YES | 0.090753 | 0 | 42 | 42 |  | 1 | Cogen | 1 | 0.193 | 0 | 0 | 0 | 0 |  |  | 0.193 | 0 | 0.074686 | 0.080091 |  |  |  |  | 11 | 0.0049777
3097 | MARTLAKE_1G | 1 | North | YES | 0.090524 | 790 | 500 | 790 | 0 | 1.017 | LIGCO | 1 | 0.19277 | 0 | 790 | 71.514 | 790 |  |  | 0.19277 | 152.2893 | 0.09406 | 0.10015 |  |  |  |  | 12 | 0.0053585
3098 | MARTLAKE_2G | 2 | North | YES | 0.090524 | 795 | 461 | 795 | 0 | 1.017 | LIGCO | 1 | 0.19277 | 0 | 795 | 71.9666 | 795 |  |  | 0.19277 | 153.2531 | 0.11356 | 0.12035 |  |  |  |  | 13 | 0.0054044
3099 | MARTLAKE_3G | 3 | North | YES | 0.090524 | 804 | 500 | 804 | 0 | 1.017 | LIGCO | 1 | 0.19277 | 0 | 804 | 72.7813 | 804 |  |  | 0.19277 | 154.988 | 0.13327 | 0.14077 |  |  |  |  | 14 | 0.0054044
3107 | STRYKER_1G | 1 | North | YES | 0.089085 | 145.6 | 45 | 182 | 0 | 1.029 | GST | 1 | 0.19133 | 182 | 182 | 16.2135 | 182 |  |  | 0.19133 | 34.8225 | 0.13774 | 0.14535 |  |  |  |  | 15 | 0.0060942
3108 | STRYKER_2G | 2 | North | YES | 0.089085 | 484 | 75 | 484 | 0 | 1.029 | GST | 1 | 0.19133 | 484 | 484 | 43.1171 | 484 |  |  | 0.19133 | 92.6048 | 0.14961 | 0.15755 |  |  |  |  | 16 | 0.0067885
12411 | FPLEFR1A_G | 1 | North | YES | 0.088821 | 161 | 72 | 161 | 0 | 1 | CC | 1 | 0.19107 | 161 | 161 | 14.3002 | 161 |  |  | 0.19107 | 30.762 | 0.15356 | 0.16161 |  |  |  |  | 17 | 0.0074906
12412 | FPLEFR1B_G | 2 | North | YES | 0.088821 | 164 | 72 | 164 | 0 | 1 | CC | 1 | 0.19107 | 164 | 164 | 14.5666 | 164 |  |  | 0.19107 | 31.3352 | 0.15758 | 0.16574 |  |  |  |  | 18 | 0.007615
12413 | FPLEFR1C_G | 3 | North | YES | 0.088821 | 164 | 72 | 164 | 0 | 1 | CC | 1 | 0.19107 | 164 | 164 | 14.5666 | 164 |  |  | 0.19107 | 31.3352 | 0.1616 | 0.16986 |  |  |  |  | 19 | 0.0079459
12414 | FPLEFR1S_G | 4 | North | YES | 0.088821 | 414 | 191 | 414 | 0 | 1 | CC | 1 | 0.19107 | 414 | 414 | 36.7719 | 414 |  |  | 0.19107 | 79.1022 | 0.17175 | 0.18029 |  |  |  |  | 20 | 0.0080504
12421 | FPLEFR2A_G | 1 | North | YES | 0.088821 | 162 | 72 | 162 | 0 | 1 | CC | 1 | 0.19107 | 162 | 162 | 14.389 | 162 |  |  | 0.19107 | 30.953 | 0.17573 | 0.18436 |  |  |  |  | 21 | 0.0081568
12422 | FPLEFR2B_G | 2 | North | YES | 0.088821 | 161 | 72 | 161 | 0 | 1 | CC | 1 | 0.19107 | 161 | 161 | 14.3002 | 161 |  |  | 0.19107 | 30.762 | 0.17967 | 0.18842 |  |  |  |  | 22 | 0.0082632
12423 | FPLEFR2C_G | 3 | North | YES | 0.088821 | 163 | 72 | 163 | 0 | 1 | CC | 1 | 0.19107 | 163 | 163 | 14.4778 | 163 |  |  | 0.19107 | 31.1441 | 0.18367 | 0.19252 |  |  |  |  | 23 | 0.0085318
12424 | FPLEFR2S_G | 4 | North | YES | 0.088821 | 415 | 191 | 415 | 0 | 1 | CC | 1 | 0.19107 | 415 | 415 | 36.8607 | 415 |  |  | 0.19107 | 79.2933 | 0.19385 | 0.20297 |  |  |  |  | 24 | 0.008637
2451 | LKHB1_G | 1 | North | YES | 0.088506 | 0 | 80 | 391 |  | 1.022 | GST | 1 | 0.19075 | 391 | 391 | 34.6058 | 391 |  |  | 0.19075 | 74.5845 | 0.20344 | 0.21279 |  |  |  |  | 25 | 0.0087414
2452 | LKHB2_G | 2 | North | YES | 0.088506 | 516 | 80 | 516 | 0 | 1.022 | GST | 1 | 0.19075 | 516 | 516 | 45.6691 | 516 |  |  | 0.19075 | 98.4287 | 0.21609 | 0.22576 |  |  |  |  | 26 | 0.0088472
12440 | PARKD_1SVC8 | 1 | North | YES | 0.088426 | 0 | 0 | 0 | 0 | 1.007 | GST | 1 | 0.19067 | 0 | 0 | 0 | 0 |  |  | 0.19067 | 0 | 0.21609 | 0.22576 |  |  |  |  | 27 | 0.0091165
12449 | PARKD_2SVC8 | 1 | North | YES | 0.088426 | 0 | 0 | 0 | 0 | 1.007 | GST | 1 | 0.19067 | 0 | 0 | 0 | 0 |  |  | 0.19067 | 0 | 0.21609 | 0.22576 |  |  |  |  | 28 | 0.009354
948 | STEAM1 | 1 | North | YES | 0.088405 | 0 | 12 | 20 |  | 1.02 | GST | 1 | 0.19065 | 20 | 20 | 1.7681 | 20 |  |  | 0.19065 | 3.813 | 0.21658 | 0.22626 |  |  |  |  | 29 | 0.0096674
949 | STEAM2 | 1 | North | YES | 0.088405 | 26 | 8 | 26 | 0 | 0.99 | GST | 1 | 0.19065 | 26 | 26 | 2.2985 | 26 |  |  | 0.19065 | 4.957 | 0.21722 | 0.22692 |  |  |  |  | 30 | 0.0096674
950 | STEAM3 | 1 | North | YES | 0.088405 | 41 | 13 | 42 | 0 | 1.02 | GST | 1 | 0.19065 | 42 | 42 | 3.713 | 42 |  |  | 0.19065 | 8.0074 | 0.21825 | 0.22797 |  |  |  |  | 31 | 0.0096674
842 | OLINGER_G1 | 1 | North | YES | 0.088357 | 55.4 | 20 | 79 | 0 | 1.03 | GST | 1 | 0.1906 | 79 | 79 | 6.9802 | 79 |  |  | 0.1906 | 15.0577 | 0.22019 | 0.22995 |  |  |  |  | 32 | 0.0096793
843 | OLINGER_G2 | 1 | North | YES | 0.088357 | 76.2 | 25 | 110 | 0 | 1.03 | GST | 1 | 0.1906 | 110 | 110 | 9.7193 | 110 |  |  | 0.1906 | 20.9665 | 0.22289 | 0.23272 |  |  |  |  | 33 | 0.0096947
844 | OLINGER_G3 | 1 | North | YES | 0.088357 | 103.9 | 45 | 150 | 0 | 1.03 | GST | 1 | 0.1906 | 150 | 150 | 13.2536 | 150 |  |  | 0.1906 | 28.5906 | 0.22657 | 0.23648 |  |  |  |  | 34 | 0.0097197
845 | OLINGER_G4 | 1 | North | YES | 0.088357 | 51.9 | 0 | 76 | 0 | 1.03 | GGT | 1 | 0.1906 | 76 | 76 | 6.7151 | 76 |  |  | 0.1906 | 14.4859 | 0.22843 | 0.23839 |  |  |  |  | 35 | 0.0097661
837 | NEWMAN_G5 | 1 | North | YES | 0.088337 | 0 | 15 | 40 |  | 1.01 | GST | 1 | 0.19058 | 40 | 40 | 3.5335 | 40 |  |  | 0.19058 | 7.6234 | 0.22941 | 0.2394 |  |  |  |  | 36 | 0.0098308
1701 | MOSES_1G | 1 | North | YES | 0.088337 | 558 | 175 | 558 | 0 | 1.023 | LIGCO | 1 | 0.19058 | 0 | 558 | 49.292 | 558 |  |  | 0.19058 | 106.346 | 0.24309 | 0.25341 |  |  |  |  | 37 | 0.0099189
1702 | MOSES_2G | 2 | North | YES | 0.088337 | 579 | 175 | 579 | 0 | 1.023 | LIGCO | 1 | 0.19058 | 0 | 579 | 51.1471 | 579 |  |  | 0.19058 | 110.3483 | 0.25729 | 0.26795 |  |  |  |  | 38 | 0.0099636
1703 | MOSES_3G | 3 | North | YES | 0.088337 | 808 | 463 | 808 | 0 | 1.023 | LIGCO | 1 | 0.19058 | 0 | 808 | 71.3763 | 808 |  |  | 0.19058 | 153.992 | 0.27711 | 0.28823 |  |  |  |  | 39 | 0.009987
5925 | DCEAST | EQ | North | YES | 0.088337 | 400.3 | -600 | 600 | 0 | 1.025 | DCTie | 1 | 0.19058 | 0 | 0 | 0 | 0 |  |  | 0.19058 | 0 | 0.27711 | 0.28823 |  |  |  |  | 40 | 0.010313
1675 | PEC_1G | 1 | North | YES | 0.088289 | 76.7 | 35 | 76.7 | 0 | 1.022 | Cogen | 1 | 0.19054 | 0 | 0 | 0 | 0 |  |  | 0.19054 | 0 | 0.27711 | 0.28823 |  |  |  |  | 41 | 0.010652
1676 | PEC_2G | 2 | North | YES | 0.088289 | 79.6 | 35 | 79.6 | 0 | 1.022 | Cogen | 1 | 0.19054 | 0 | 0 | 0 | 0 |  |  | 0.19054 | 0 | 0.27711 | 0.28823 |  |  |  |  | 42 | 0.011125
1677 | PEC_3G | 3 | North | YES | 0.088289 | 88.4 | 35 | 88.4 | 0 | 1.022 | Cogen | 1 | 0.19054 | 0 | 0 | 0 | 0 |  |  | 0.19054 | 0 | 0.27711 | 0.28823 |  |  |  |  | 43 | 0.011125
1678 | LAMARPWR_1G | 1 | North | YES | 0.088268 | 160 | 67.7 | 160 | 0 | 1.038 | CC | 1 | 0.19052 | 160 | 160 | 14.1229 | 160 |  |  | 0.19052 | 30.4824 | 0.28103 | 0.29225 |  |  |  |  | 44 | 0.011125
1679 | LAMARPWR_2G | 2 | North | YES | 0.088268 | 156 | 67.7 | 156 | 0 | 1.038 | CC | 1 | 0.19052 | 156 | 156 | 13.7698 | 156 |  |  | 0.19052 | 29.7204 | 0.28486 | 0.29617 |  |  |  |  | 45 | 0.011125
1680 | LAMARPWR_3G | 3 | North | YES | 0.088268 | 196 | 129.1 | 196 | 0 | 1.038 | CC | 1 | 0.19052 | 196 | 196 | 17.3005 | 196 |  |  | 0.19052 | 37.341 | 0.28967 | 0.30109 |  |  |  |  | 46 | 0.011125
1681 | LAMARPWR_4G | 4 | North | YES | 0.088268 | 156 | 67.7 | 156 | 0 | 1.038 | CC | 1 | 0.19052 | 156 | 156 | 13.7698 | 156 |  |  | 0.19052 | 29.7204 | 0.29349 | 0.305 |  |  |  |  | 47 | 0.011217
1682 | LAMARPWR_5G | 5 | North | YES | 0.088268 | 157 | 67.7 | 157 | 0 | 1.038 | CC | 1 | 0.19052 | 157 | 157 | 13.8581 | 157 |  |  | 0.19052 | 29.9109 | 0.29734 | 0.30894 |  |  |  |  | 48 | 0.011307
1683 | LAMARPWR_6G | 6 | North | YES | 0.088268 | 198 | 129.1 | 198 | 0 | 1.038 | CC | 1 | 0.19052 | 198 | 198 | 17.4771 | 198 |  |  | 0.19052 | 37.722 | 0.3022 | 0.31391 |  |  |  |  | 49 | 0.01142
1689 | VALLEY_3G | 3 | North | YES | 0.088231 | 0 | 25 | 375 |  | 1.003 | GST | 1 | 0.19048 | 375 | 375 | 33.0866 | 375 |  |  | 0.19048 | 71.4293 | 0.31139 | 0.32332 |  |  |  |  | 50 | 0.01151
11691 | KMICHICT1_G | 1 | North | YES | 0.088231 | 144 | 80 | 144 | 0 | 1.026 | CC | 1 | 0.19048 | 144 | 144 | 12.7053 | 144 |  |  | 0.19048 | 27.4289 | 0.31493 | 0.32694 |  |  |  |  | 51 | 0.0116
11692 | KMICHICT2_G | 2 | North | YES | 0.088231 | 146 | 80 | 146 | 0 | 1.026 | CC | 1 | 0.19048 | 146 | 146 | 12.8817 | 146 |  |  | 0.19048 | 27.8098 | 0.31851 | 0.3306 |  |  |  |  | 52 | 0.011714
11693 | KMICHIST3_G | 3 | North | YES | 0.088231 | 312 | 60 | 312 | 0 | 1.026 | CC | 1 | 0.19048 | 312 | 312 | 27.5281 | 312 |  |  | 0.19048 | 59.4292 | 0.32616 | 0.33843 |  |  |  |  | 53 | 0.011929
11694 | KMICHICT4_G | 4 | North | YES | 0.088231 | 144 | 80 | 144 | 0 | 1.026 | CC | 1 | 0.19048 | 144 | 144 | 12.7053 | 144 |  |  | 0.19048 | 27.4289 | 0.32969 | 0.34204 |  |  |  |  | 54 | 0.012011
11695 | KMICHICT5_G | 5 | North | YES | 0.088231 | 148 | 80 | 148 | 0 | 1.026 | CC | 1 | 0.19048 | 148 | 148 | 13.0582 | 148 |  |  | 0.19048 | 28.1908 | 0.33332 | 0.34576 |  |  |  |  | 55 | 0.012094
11696 | KMICHIST6_G | 6 | North | YES | 0.088231 | 310 | 60 | 310 | 0 | 1.026 | CC | 1 | 0.19048 | 310 | 310 | 27.3516 | 310 |  |  | 0.19048 | 59.0482 | 0.34092 | 0.35354 |  |  |  |  | 56 | 0.012272
1687 | VALLEY_1G | 1 | North | YES | 0.088134 | 136 | 15 | 170 | 0 | 1.029 | GST | 1 | 0.19038 | 170 | 170 | 14.9828 | 170 |  |  | 0.19038 | 32.3648 | 0.34509 | 0.3578 |  |  |  |  | 57 | 0.012355
1688 | VALLEY_2G | 2 | North | YES | 0.088134 | 527 | 90 | 527 | 0 | 1.029 | GSC | 1 | 0.19038 | 527 | 527 | 46.4466 | 527 |  |  | 0.19038 | 100.3309 | 0.35802 | 0.37102 |  |  |  |  | 58 | 0.012439
2413 | MTCK6_G | 6 | North | YES | 0.08809 | 0 | 30 | 118 |  | 1.022 | GST | 1 | 0.19034 | 118 | 118 | 10.3946 | 118 |  |  | 0.19034 | 22.4598 | 0.36091 | 0.37398 |  |  |  |  | 59 | 0.012616
2414 | MTCK7_G | 7 | North | YES | 0.08809 | 0 | 30 | 115 |  | 1.022 | GST | 1 | 0.19034 | 115 | 115 | 10.1303 | 115 |  |  | 0.19034 | 21.8888 | 0.36373 | 0.37686 |  |  |  |  | 60 | 0.012711
2417 | MTCK8_G | 8 | North | YES | 0.08809 | 444.8 | 60 | 556 | 0 | 1.022 | GSC | 1 | 0.19034 | 556 | 556 | 48.978 | 556 |  |  | 0.19034 | 105.8275 | 0.37737 | 0.39081 |  |  |  |  | 61 | 0.013005
6948 | DENISNDM | 1 | North | YES | 0.088059 | 40 | 5 | 40 |  | 1.015 | Hydro | 1 | 0.19031 | 0 | 0 | 0 | 0 |  |  | 0.19031 | 0 | 0.37737 | 0.39081 |  |  |  |  | 62 | 0.013071
6948 | DENISNDM | 2 | North | YES | 0.088059 | 31 | 5 | 40 |  | 1.015 | Hydro | 1 | 0.19031 | 0 | 0 | 0 | 0 |  |  | 0.19031 | 0 | 0.37737 | 0.39081 |  |  |  |  | 63 | 0.013134
1941 | MDLTHELP_1G | 1 | North | YES | 0.088033 | 216.4 | 74 | 216.4 | 0 | 1 | CC | 1 | 0.19028 | 216.4 | 216.4 | 19.0503 | 216.4 |  |  | 0.19028 | 41.1766 | 0.38267 | 0.39623 |  |  |  |  | 64 | 0.013441
1942 | MDLTHELP_2G | 2 | North | YES | 0.088033 | 216.1 | 74 | 216.1 | 0 | 1 | CC | 1 | 0.19028 | 216.1 | 216.1 | 19.0239 | 216.1 |  |  | 0.19028 | 41.1196 | 0.38797 | 0.40165 |  |  |  |  | 65 | 0.013441
2371 | COLLIN_1G | MB | North | YES | 0.087866 | 0 | 40 | 138 |  | 1.022 | GST | 1 | 0.19011 | 0 | 0 | 0 | 0 |  |  | 0.19011 | 0 | 0.38797 | 0.40165 |  |  |  |  | 66 | 0.013441
2381 | NTHLK1_G | 1 | North | YES | 0.087851 | 0 | 35 | 156 |  | 1.022 | GST | 1 | 0.1901 | 156 | 156 | 13.7048 | 156 |  |  | 0.1901 | 29.6553 | 0.3918 | 0.40556 |  |  |  |  | 67 | 0.013559
2382 | NTHLK2_G | 2 | North | YES | 0.087851 | 0 | 35 | 181 |  | 1.022 | GST | 1 | 0.1901 | 181 | 181 | 15.901 | 181 |  |  | 0.1901 | 34.4078 | 0.39624 | 0.41009 |  |  |  |  | 68 | 0.013677
2383 | NTHLK3_G | 3 | North | YES | 0.087851 | 0 | 50 | 329 |  | 1.022 | GST | 1 | 0.1901 | 329 | 329 | 28.903 | 329 |  |  | 0.1901 | 62.5423 | 0.4043 | 0.41833 |  |  |  |  | 69 | 0.013677
1937 | MDLTHELP_5G | 5 | North | YES | 0.087502 | 224 | 74 | 224 | 0 | 1 | CC | 1 | 0.18975 | 224 | 224 | 19.6004 | 224 |  |  | 0.18975 | 42.5038 | 0.4098 | 0.42393 |  |  |  |  | 70 | 0.013758
1938 | MDLTHELP_6G | 6 | North | YES | 0.087502 | 226 | 74 | 226 | 0 | 1 | CC | 1 | 0.18975 | 226 | 226 | 19.7755 | 226 |  |  | 0.18975 | 42.8833 | 0.41534 | 0.42958 |  |  |  |  | 71 | 0.013853
1943 | MDLTHELP_3G | 3 | North | YES | 0.087502 | 212 | 74 | 212 | 0 | 1 | CC | 1 | 0.18975 | 212 | 212 | 18.5504 | 212 |  |  | 0.18975 | 40.2268 | 0.42054 | 0.43488 |  |  |  |  | 72 | 0.014024
1944 | MDLTHELP_4G | 4 | North | YES | 0.087502 | 211 | 74 | 211 | 0 | 1 | CC | 1 | 0.18975 | 211 | 211 | 18.4629 | 211 |  |  | 0.18975 | 40.0371 | 0.42571 | 0.44015 |  |  |  |  | 73 | 0.014131
1948 | HANDLEY_4G | 4 | North | YES | 0.08712 | 348 | 150 | 435 | 0 | 1.022 | GST | 1 | 0.18937 | 435 | 435 | 37.8972 | 435 |  |  | 0.18937 | 82.3747 | 0.43638 | 0.45101 |  |  |  |  | 74 | 0.014238
1947 | HANDLEY_3G | 3 | North | YES | 0.087067 | 316 | 100 | 395 | 0 | 1.022 | GST | 1 | 0.18931 | 395 | 395 | 34.3915 | 395 |  |  | 0.18931 | 74.7791 | 0.44607 | 0.46086 |  |  |  |  | 75 | 0.014339
1949 | HANDLEY_5G | 5 | North | YES | 0.087067 | 348 | 150 | 435 | 0 | 1.022 | GST | 1 | 0.18931 | 435 | 435 | 37.8741 | 435 |  |  | 0.18931 | 82.3517 | 0.45674 | 0.47171 |  |  |  |  | 76 | 0.014439
923 | SPENCER_G4 | 1 | North | YES | 0.086908 | 48 | 20 | 61 | 0 | 1.03 | GST | 1 | 0.18916 | 61 | 61 | 5.3014 | 61 |  |  | 0.18916 | 11.5385 | 0.45823 | 0.47323 |  |  |  |  | 77 | 0.014624
924 | SPENCER_G5 | 1 | North | YES | 0.086908 | 52 | 20 | 66 | 0 | 1.03 | GST | 1 | 0.18916 | 66 | 66 | 5.7359 | 66 |  |  | 0.18916 | 12.4842 | 0.45985 | 0.47487 |  |  |  |  | 78 | 0.014789
12322 | ENNSTRAC_1G | 1 | North | YES | 0.086755 | 196 | 130 | 196 | 0 | 1.036 | CC | 1 | 0.189 | 196 | 196 | 17.004 | 196 |  |  | 0.189 | 37.0444 | 0.46466 | 0.47975 |  |  |  |  | 79 | 0.01497
12323 | ENNSTRAC_2G | 2 | North | YES | 0.086755 | 116 | 100 | 116 | 0 | 1.036 | CC | 1 | 0.189 | 116 | 116 | 10.0636 | 116 |  |  | 0.189 | 21.9243 | 0.4675 | 0.48264 |  |  |  |  | 80 | 0.014995
1861 | EAGLEMNT_1G | MB | North | YES | 0.086492 | 0 | 30 | 112 |  | 1.022 | GST | 1 | 0.18874 | 0 | 0 | 0 | 0 |  |  | 0.18874 | 0 | 0.4675 | 0.48264 |  |  |  |  | 81 | 0.015021
1862 | EAGLEMNT_2G | MB | North | YES | 0.086492 | 0 | 40 | 100 |  | 1.022 | GST | 1 | 0.18874 | 0 | 0 | 0 | 0 |  |  | 0.18874 | 0 | 0.4675 | 0.48264 |  |  |  |  | 82 | 0.015095
1863 | EAGLEMNT_3G | MB | North | YES | 0.086492 | 0 | 50 | 378 |  | 1.022 | GST | 1 | 0.18874 | 0 | 0 | 0 | 0 |  |  | 0.18874 | 0 | 0.4675 | 0.48264 |  |  |  |  | 83 | 0.015138
728 | WOLFRIDGE801 | 1 | North | YES | 0.086343 | 11.2 | 0 | 112.5 | 0 | 0.99 | Wind | 1 | 0.18859 | 0 | 112.5 | 9.7136 | 112.5 |  |  | 0.18859 | 21.2164 | 0.47026 | 0.48544 |  |  |  |  | 84 | 0.015138
3126 | TRINIDAD_6G | 1 | North | YES | 0.086063 | 179.2 | 46 | 224 | 0 | 1 | GST | 1 | 0.18831 | 224 | 224 | 19.2781 | 224 |  |  | 0.18831 | 42.1815 | 0.47576 | 0.491 |  |  |  |  | 85 | 0.015138
1889 | DECRDOVA_1G | 1 | North | YES | 0.086021 | 779 | 255 | 779 | 0 | 1.02 | GSC | 1 | 0.18827 | 779 | 779 | 67.0104 | 779 |  |  | 0.18827 | 146.6609 | 0.49486 | 0.51032 |  |  |  |  | 86 | 0.015138
1877 | WLFHOLW_1G | 1 | North | YES | 0.0859 | 217.3 | 89.2 | 217.3 | 0 | 1.032 | CC | 1 | 0.18815 | 217.3 | 217.3 | 18.6661 | 217.3 |  |  | 0.18815 | 40.8844 | 0.50019 | 0.5157 |  |  |  |  | 87 | 0.015175
1878 | WLFHOLW_2G | 2 | North | YES | 0.0859 | 215.7 | 105 | 215.7 | 0 | 1.032 | CC | 1 | 0.18815 | 215.7 | 215.7 | 18.5286 | 215.7 |  |  | 0.18815 | 40.5834 | 0.50548 | 0.52105 |  |  |  |  | 88 | 0.015239
1879 | WLFHOLW_3G | 3 | North | YES | 0.0859 | 272.4 | 89.2 | 272.4 | 0 | 1.032 | CC | 1 | 0.18815 | 272.4 | 272.4 | 23.3992 | 272.4 |  |  | 0.18815 | 51.2513 | 0.51216 | 0.5278 |  |  |  |  | 89 | 0.015457
1898 | COMCHEPK_1G | 1 | North | YES | 0.085696 | 1217 | 1150 | 1217 | 0 | 1.032 | Nuc | 1 | 0.18794 | 0 | 0 | 0 | 0 |  |  | 0.18794 | 0 | 0.51216 | 0.5278 |  |  |  |  | 90 | 0.015514
1899 | COMCHEPK_2G | 2 | North | YES | 0.085696 | 1159 | 1128 | 1159 | 0 | 1.032 | Nuc | 1 | 0.18794 | 0 | 0 | 0 | 0 |  |  | 0.18794 | 0 | 0.51216 | 0.5278 |  |  |  |  | 91 | 0.015571
580 | JCKCNTY801 | 1 | North | YES | 0.085667 | 288 | 0 | 288 | 0 | 1.022 | CC | 1 | 0.18791 | 288 | 288 | 24.6721 | 288 |  |  | 0.18791 | 54.1193 | 0.51922 | 0.53493 |  |  |  |  | 92 | 0.015643
581 | JCKCNTY802 | 2 | North | YES | 0.085667 | 147 | 0 | 147 | 0 | 1.022 | CC | 1 | 0.18791 | 147 | 147 | 12.593 | 147 |  |  | 0.18791 | 27.6234 | 0.52283 | 0.53857 |  |  |  |  | 93 | 0.015643
582 | JCKCNTY803 | 3 | North | YES | 0.085667 | 147 | 0 | 147 | 0 | 1.022 | CC | 1 | 0.18791 | 147 | 147 | 12.593 | 147 |  |  | 0.18791 | 27.6234 | 0.52643 | 0.54221 |  |  |  |  | 94 | 0.015643
366 | JNSNCNTY802 | 1 | North | YES | 0.085527 | 168 | 20 | 168 | 0 | 1.02 | Cogen | 1 | 0.18777 | 0 | 0 | 0 | 0 |  |  | 0.18777 | 0 | 0.52643 | 0.54221 |  |  |  |  | 95 | 0.01571
367 | JNSNCNTY802 | 2 | North | YES | 0.085527 | 90 | 20 | 90 | 0 | 1.02 | Cogen | 1 | 0.18777 | 0 | 0 | 0 | 0 |  |  | 0.18777 | 0 | 0.52643 | 0.54221 |  |  |  |  | 96 | 0.015745
1892 | DECRDOVA_2G | A | North | YES | 0.085489 | 65 | 65 | 70 | 0 | 1.025 | GGT | 1 | 0.18774 | 70 | 70 | 5.9842 | 70 |  |  | 0.18774 | 13.1415 | 0.52815 | 0.54394 |  |  |  |  | 97 | 0.015779
1893 | DECRDOVA_3G | B | North | YES | 0.085489 | 65 | 65 | 69 | 0 | 1.025 | GGT | 1 | 0.18774 | 69 | 69 | 5.8987 | 69 |  |  | 0.18774 | 12.9538 | 0.52984 | 0.54565 |  |  |  |  | 98 | 0.015779
1894 | DECRDOVA_4G | C | North | YES | 0.085489 | 65 | 65 | 69 | 0 | 1.025 | GGT | 1 | 0.18774 | 69 | 69 | 5.8987 | 69 |  |  | 0.18774 | 12.9538 | 0.53153 | 0.54736 |  |  |  |  | 99 | 0.015779
1895 | DECRDOVA_5G | D | North | YES | 0.085489 | 65 | 65 | 68 | 0 | 1.025 | GGT | 1 | 0.18774 | 68 | 68 | 5.8133 | 68 |  |  | 0.18774 | 12.7661 | 0.5332 | 0.54904 |  |  |  |  | 100 | 0.015794
1453 | WCPWRCO_1G | 1 | North | YES | 0.085218 | 204 | 50 | 204 | 0 | 1.02 | CC | 1 | 0.18747 | 204 | 204 | 17.3845 | 204 |  |  | 0.18747 | 38.2429 | 0.53821 | 0.55408 |  |  |  |  | 101 | 0.015808
1454 | WCPWRCO_2G | 2 | North | YES | 0.085218 | 204 | 50 | 204 | 0 | 1.02 | CC | 1 | 0.18747 | 204 | 204 | 17.3845 | 204 |  |  | 0.18747 | 38.2429 | 0.54321 | 0.55912 |  |  |  |  | 102 | 0.015822
1455 | WCPWRCO_3G | 3 | North | YES | 0.085218 | 242 | 50 | 242 |  | 1.02 | CC | 1 | 0.18747 | 242 | 242 | 20.6228 | 242 |  |  | 0.18747 | 45.3666 | 0.54914 | 0.56509 |  |  |  |  | 103 | 0.015837
503 | NTHTEXAS01 | 1 | North | YES | 0.085024 | 0 | 5 | 18 |  | 1.015 | GST | 1 | 0.18727 | 18 | 18 | 1.5304 | 18 |  |  | 0.18727 | 3.3709 | 0.54958 | 0.56554 |  |  |  |  | 104 | 0.015872
504 | NTHTEXAS02 | 2 | North | YES | 0.085024 | 14.4 | 5 | 18 |  | 1.015 | GST | 1 | 0.18727 | 18 | 18 | 1.5304 | 18 |  |  | 0.18727 | 3.3709 | 0.55003 | 0.56598 |  |  |  |  | 105 | 0.015908
505 | NTHTEXAS03 | 3 | North | YES | 0.085024 | 30.4 | 15 | 38 |  | 1.015 | GST | 1 | 0.18727 | 38 | 38 | 3.2309 | 38 |  |  | 0.18727 | 7.1163 | 0.55096 | 0.56692 |  |  |  |  | 106 | 0.01595
48721 | LEG_1___1 | 1 | North | YES | 0.084482 | 827 | 357 | 827 | 0 | 1.0348 | LIGCO | 1 | 0.18673 | 0 | 827 | 69.8666 | 827 |  |  | 0.18673 | 154.4251 | 0.57124 | 0.58726 |  |  |  |  | 107 | 0.015953
48722 | LEG_2___2 | 2 | North | YES | 0.084482 | 819 | 357 | 819 | 0 | 1.0348 | LIGCO | 1 | 0.18673 | 0 | 819 | 69.1908 | 819 |  |  | 0.18673 | 152.9312 | 0.59132 | 0.60741 |  |  |  |  | 108 | 0.015955
344 | MRSSHPRD | 1 | North | YES | 0.084213 | 0 | 0 | 12 |  | 1.03 | Hydro | 1 | 0.18646 | 0 | 0 | 0 | 0 |  |  | 0.18646 | 0 | 0.59132 | 0.60741 |  |  |  |  | 109 | 0.015961
345 | MRSSHPRD01 | 2 | North | YES | 0.084213 | 0 | 0 | 12 |  | 1.03 | Hydro | 1 | 0.18646 | 0 | 0 | 0 | 0 |  |  | 0.18646 | 0 | 0.59132 | 0.60741 |  |  |  |  | 110 | 0.016025
1600 | BARTNWND_1G | 1 | North | YES | 0.084126 | 12 | 0 | 120 | 0 | 1.022 | Wind | 1 | 0.18637 | 0 | 120 | 10.0951 | 120 |  |  | 0.18637 | 22.3648 | 0.59427 | 0.61036 |  |  |  |  | 111 | 0.016088
332 | RWMILLER01 | 1 | North | YES | 0.084035 | 58.4 | 18.5 | 73 | 0 | 1.04 | GST | 1 | 0.18628 | 73 | 73 | 6.1346 | 73 |  |  | 0.18628 | 13.5986 | 0.59606 | 0.61215 |  |  |  |  | 112 | 0.016088
333 | RWMILLER02 | 2 | North | YES | 0.084035 | 95.2 | 37 | 119 | 0 | 1.04 | GST | 1 | 0.18628 | 119 | 119 | 10.0002 | 119 |  |  | 0.18628 | 22.1676 | 0.59898 | 0.61507 |  |  |  |  | 113 | 0.016088
334 | RWMILLER03 | 3 | North | YES | 0.084035 | 166.4 | 65 | 208 | 0 | 1.04 | GST | 1 | 0.18628 | 208 | 208 | 17.4793 | 208 |  |  | 0.18628 | 38.7467 | 0.60408 | 0.62018 |  |  |  |  | 114 | 0.016092
335 | RWMILLER04 | 4 | North | YES | 0.084035 | 81.6 | 0 | 102 | 0 | 1.04 | GST | 1 | 0.18628 | 102 | 102 | 8.5716 | 102 |  |  | 0.18628 | 19.0008 | 0.60658 | 0.62268 |  |  |  |  | 115 | 0.016093
336 | RWMILLER05 | 5 | North | YES | 0.084035 | 80.8 | 0 | 101 | 0 | 1.04 | GST | 1 | 0.18628 | 101 | 101 | 8.4875 | 101 |  |  | 0.18628 | 18.8145 | 0.60906 | 0.62516 |  |  |  |  | 116 | 0.016095
1479 | WFCOGEN_1G | 1 | North | YES | 0.083789 | 16 | 12 | 20 | 0 | 1 | Cogen | 1 | 0.18604 | 0 | 0 | 0 | 0 |  |  | 0.18604 | 0 | 0.60906 | 0.62516 |  |  |  |  | 117 | 0.016099
1479 | WFCOGEN_1G | 2 | North | YES | 0.083789 | 16 | 12 | 20 | 0 | 1 | Cogen | 1 | 0.18604 | 0 | 0 | 0 | 0 |  |  | 0.18604 | 0 | 0.60906 | 0.62516 |  |  |  |  | 118 | 0.016101
1482 | WFCOGEN_2G | 2 | North | YES | 0.083789 | 13.6 | 12 | 17 | 0 | 1 | Cogen | 1 | 0.18604 | 0 | 0 | 0 | 0 |  |  | 0.18604 | 0 | 0.60906 | 0.62516 |  |  |  |  | 119 | 0.016103
1482 | WFCOGEN_2G | 1 | North | YES | 0.083789 | 16 | 12 | 20 | 0 | 1 | Cogen | 1 | 0.18604 | 0 | 0 | 0 | 0 |  |  | 0.18604 | 0 | 0.60906 | 0.62516 |  |  |  |  | 120 | 0.016103
1432 | GRHAMSES_2G | 2 | North | YES | 0.083749 | 294.9 | 90 | 366 | 0 | 1.014 | GST | 1 | 0.186 | 366 | 366 | 30.6521 | 366 |  |  | 0.186 | 68.0746 | 0.61803 | 0.63413 |  |  |  |  | 121 | 0.016103
1433 | GRHAMSES_1G | 1 | North | YES | 0.0834 | 242 | 60 | 242 | 0 | 1.038 | GST | 1 | 0.18565 | 242 | 242 | 20.1828 | 242 |  |  | 0.18565 | 44.9266 | 0.62397 | 0.64005 |  |  |  |  | 122 | 0.016103
6100 | OKLA7A | EQ | West | YES | 0.08257 | 50 | -220 | 220 | 0 | 1.035 | DCTie | 1 | 0.18482 | 0 | 0 |  |  |  |  | 0.18482 | 0 | 0.62397 | 0.64005 |  |  |  |  | 123 | 0.016103
6752 | OKLA0A | 1 | West | YES | 0.08257 | 649.7 | 175 | 649.7 | 0 | 1.035 | LIGCO | 1 | 0.18482 | 0 | 649.7 |  |  |  |  | 0.18482 | 120.0757 | 0.6399 | 0.65587 |  |  |  |  | 124 | 0.016096
1442 | COKFIELD_5 | 1 | North | YES | 0.082192 | 16.5 | 0 | 165 |  | 1.029 | Wind | 1 | 0.18444 | 0 | 165 | 13.5617 | 165 |  |  | 0.18444 | 30.4325 | 0.64395 | 0.65988 |  |  |  |  | 125 | 0.01608
1438 | MESQUITW_2G | 1 | North | YES | 0.0817 | 23.6 | 0 | 236 |  | 1.017 | Wind | 1 | 0.18395 | 0 | 236 | 19.2812 | 236 |  |  | 0.18395 | 43.4115 | 0.64973 | 0.6656 |  |  |  |  | 126 | 0.01608
1437 | MESQUITW_1G | 1 | North | YES | 0.081697 | 40 | 0 | 400 | 0 | 1.023 | Wind | 1 | 0.18394 | 0 | 400 | 32.6788 | 400 |  |  | 0.18394 | 73.5777 | 0.65954 | 0.67529 |  |  |  |  | 127 | 0.015966
1643 | SLSTR1PP_1G | 1 | North | YES | 0.081517 | 6 | 0 | 60 | 0 | 1.022 | Wind | 1 | 0.18376 | 0 | 60 | 4.891 | 60 |  |  | 0.18376 | 11.0259 | 0.66102 | 0.67674 |  |  |  |  | 128 | 0.015929
3403 | THOUSE_1G | 1 | North | YES | 0.081394 | 563 | 200 | 563 | 0 | 1.012 | GSC | 1 | 0.18364 | 563 | 563 | 45.8248 | 563 |  |  | 0.18364 | 103.39 | 0.67482 | 0.69036 |  |  |  |  | 129 | 0.015861
3404 | THOUSE_2G | 2 | North | YES | 0.081394 | 807 | 250 | 807 | 0 | 1.012 | GSC | 1 | 0.18364 | 807 | 807 | 65.685 | 807 |  |  | 0.18364 | 148.1985 | 0.69461 | 0.70989 |  |  |  |  | 130 | 0.015745
60081 | WHRLWIND1A | 1 | West | YES | 0.080783 | 12 | 0 | 60 | 0 | 1.03 | Wind | 1 | 0.18303 | 0 | 60 |  |  |  |  | 0.18303 | 10.9818 | 0.69609 | 0.71134 |  |  |  |  | 131 | 0.015726
1416 | SWETWATR_1G | 1 | West | YES | 0.080443 | 30 | 18 | 30 | 0 | 1.026 | CC | 1 | 0.18269 | 30 | 30 |  |  |  |  | 0.18269 | 5.4807 | 0.69682 | 0.71206 |  |  |  |  | 132 | 0.015541
1417 | SWETWATR_2G | 2 | West | YES | 0.080443 | 72 | 36 | 72 | 0 | 1.026 | CC | 1 | 0.18269 | 72 | 72 |  |  |  |  | 0.18269 | 13.1537 | 0.69859 | 0.71379 |  |  |  |  | 133 | 0.015275
1418 | SWETWATR_3G | 3 | West | YES | 0.080443 | 68 | 36 | 68 | 0 | 1.026 | CC | 1 | 0.18269 | 68 | 68 |  |  |  |  | 0.18269 | 12.4229 | 0.70025 | 0.71543 |  |  |  |  | 134 | 0.01525
1419 | SWETWATR_4G | 4 | West | YES | 0.080443 | 61 | 36 | 61 | 0 | 1.026 | CC | 1 | 0.18269 | 61 | 61 |  |  |  |  | 0.18269 | 11.1441 | 0.70175 | 0.7169 |  |  |  |  | 135 | 0.015237
6144 | MCADOO1A | 1 | West | YES | 0.080189 | 15 | 0 | 150 | 0 | 1.025 | Wind | 1 | 0.18244 | 0 | 150 |  |  |  |  | 0.18244 | 27.3654 | 0.70543 | 0.7205 |  |  |  |  | 136 | 0.015204
11056 | ROSCOE_1G | 1 | West | YES | 0.080171 | 41.8 | 0 | 209 |  | 1 | Wind | 1 | 0.18242 | 0 | 209 |  |  |  |  | 0.18242 | 38.1254 | 0.71055 | 0.72552 |  |  |  |  | 137 | 0.015173
11057 | CHAMPION_1G | 1 | West | YES | 0.080171 | 25.3 | 0 | 126.5 |  | 1 | Wind | 1 | 0.18242 | 0 | 126.5 |  |  |  |  | 0.18242 | 23.0759 | 0.71366 | 0.72856 |  |  |  |  | 138 | 0.015145
11058 | PYRON_1G | 1 | West | YES | 0.080171 | 49.8 | 0 | 249 |  | 1 | Wind | 1 | 0.18242 | 0 | 249 |  |  |  |  | 0.18242 | 45.4221 | 0.71976 | 0.73455 |  |  |  |  | 139 | 0.015072
11059 | INADALE_1G | 1 | West | YES | 0.080171 | 39.4 | 0 | 197 |  | 1 | Wind | 1 | 0.18242 | 0 | 197 |  |  |  |  | 0.18242 | 35.9364 | 0.72459 | 0.73928 |  |  |  |  | 140 | 0.014969
71051 | L_BITTCR1_1N | W1 | West | YES | 0.080149 | 7.5 | 0 | 37.5 |  | 1.02 | Wind | 1 | 0.1824 | 0 | 37.5 |  |  |  |  | 0.1824 | 6.8399 | 0.72551 | 0.74018 |  |  |  |  | 141 | 0.014907
71054 | L_SWEETW1_1N | W1 | West | YES | 0.080149 | 21.5 | 0 | 107.5 |  | 1.02 | Wind | 1 | 0.1824 | 0 | 107.5 |  |  |  |  | 0.1824 | 19.6076 | 0.72815 | 0.74277 |  |  |  |  | 142 | 0.014785
71057 | L_SWEETW1_2N | W1 | West | YES | 0.080149 | 27 | 0 | 135 |  | 1.02 | Wind | 1 | 0.1824 | 0 | 135 |  |  |  |  | 0.1824 | 24.6235 | 0.73146 | 0.74601 |  |  |  |  | 143 | 0.014688
71059 | L_SWEETW1_3N | W1 | West | YES | 0.080149 | 23.8 | 0 | 119 | 0 | 1.02 | Wind | 1 | 0.1824 | 0 | 119 |  |  |  |  | 0.1824 | 21.7051 | 0.73438 | 0.74887 |  |  |  |  | 144 | 0.01467
71060 | L_SWEETW1_4N | W1 | West | YES | 0.080149 | 21 | 0 | 105 | 0 | 1.02 | Wind | 1 | 0.1824 | 0 | 105 |  |  |  |  | 0.1824 | 19.1516 | 0.73695 | 0.75139 |  |  |  |  | 145 | 0.014617
71061 | L_SWEETW1_5N | W1 | West | YES | 0.080149 | 16.1 | 0 | 80.5 | 0 | 1.02 | Wind | 1 | 0.1824 | 0 | 80.5 |  |  |  |  | 0.1824 | 14.6829 | 0.73893 | 0.75333 |  |  |  |  | 146 | 0.01455
238 | BOSQUESW505 | 1 | North | YES | 0.080036 | 255 | 0 | 255 | 0 | 1.02 | CC | 1 | 0.18228 | 255 | 255 | 20.4092 | 255 |  |  | 0.18228 | 46.4822 | 0.74518 | 0.75945 |  |  |  |  | 147 | 0.014491
239 | BOSQUESW502 | 1 | North | YES | 0.080036 | 119.2 | 0 | 149 | 0 | 1.02 | GGT | 1 | 0.18228 | 149 | 149 | 11.9254 | 149 |  |  | 0.18228 | 27.1602 | 0.74884 | 0.76303 |  |  |  |  | 148 | 0.01444
247 | BOSQUESW501 | 2 | North | YES | 0.080036 | 124.8 | 0 | 156 | 0 | 1.02 | GGT | 1 | 0.18228 | 156 | 156 | 12.4856 | 156 |  |  | 0.18228 | 28.4362 | 0.75266 | 0.76678 |  |  |  |  | 149 | 0.0144
6407 | TURKTRAK1A | 1 | West | YES | 0.079987 | 33.9 | 0 | 169.5 | 0 | 1.025 | Wind | 1 | 0.18223 | 0 | 169.5 |  |  |  |  | 0.18223 | 30.8887 | 0.75682 | 0.77085 |  |  |  |  | 150 | 0.01427
1343 | TRENTIPP_8 | 1 | West | YES | 0.079831 | 30 | 0 | 150 |  | 1.014 | Wind | 1 | 0.18208 | 0 | 150 |  |  |  |  | 0.18208 | 27.3117 | 0.7605 | 0.77445 |  |  |  |  | 151 | 0.014194
1354 | AEPWIND_8 | 1 | West | YES | 0.079831 | 20.2 | 0 | 101 |  | 1 | Wind | 1 | 0.18208 | 0 | 101 |  |  |  |  | 0.18208 | 18.3899 | 0.76298 | 0.77687 |  |  |  |  | 152 | 0.014115
36998 | RDCNYNG1 | 1 | West | YES | 0.079725 | 16.8 | 0 | 84 |  | 1.01 | Wind | 1 | 0.18197 | 0 | 84 |  |  |  |  | 0.18197 | 15.2857 | 0.76504 | 0.77888 |  |  |  |  | 153 | 0.014028
1061 | CIELOGEN_1G | 1 | West | YES | 0.079619 | 19.8 | 0 | 99 |  | 1 | Wind | 1 | 0.18187 | 0 | 99 |  |  |  |  | 0.18187 | 18.0048 | 0.76746 | 0.78125 |  |  |  |  | 154 | 0.013947
1062 | CIELOGEN_2G | 1 | West | YES | 0.079619 | 12.2 | 0 | 61 |  | 1 | Wind | 1 | 0.18187 | 0 | 61 |  |  |  |  | 0.18187 | 11.0938 | 0.76896 | 0.78272 |  |  |  |  | 155 | 0.013893
1069 | KINDERMG_1G | 1 | West | YES | 0.079619 | 25 | 5 | 25 | 0 | 1.017 | Cogen | 1 | 0.18187 | 0 | 0 |  |  |  |  | 0.18187 | 0 | 0.76896 | 0.78272 |  |  |  |  | 156 | 0.013847
1070 | KINDERMG_2G | 1 | West | YES | 0.079619 | 45.7 | 12 | 45.7 | 0 | 1.017 | Cogen | 1 | 0.18187 | 0 | 0 |  |  |  |  | 0.18187 | 0 | 0.76896 | 0.78272 |  |  |  |  | 157 | 0.013791
1071 | KINDERMG_3G | 1 | West | YES | 0.079619 | 45.7 | 12 | 45.7 | 0 | 1.017 | Cogen | 1 | 0.18187 | 0 | 0 |  |  |  |  | 0.18187 | 0 | 0.76896 | 0.78272 |  |  |  |  | 158 | 0.013757
1068 | SCURRYCW_1G | 1 | West | YES | 0.079612 | 28.2 | 1.3 | 141 | 0 | 1.0217 | Wind | 1 | 0.18186 | 0 | 141 |  |  |  |  | 0.18186 | 25.6421 | 0.77242 | 0.78609 |  |  |  |  | 159 | 0.013757
1073 | SCURRYCW_2G | 2 | West | YES | 0.079612 | 24 | 0 | 120 | 0 | 1.0217 | Wind | 1 | 0.18186 | 0 | 120 |  |  |  |  | 0.18186 | 21.8231 | 0.77536 | 0.78897 |  |  |  |  | 160 | 0.013757
6637 | SNYDERW1A | 1 | West | YES | 0.079573 | 12.6 | 0 | 63 | 0 | 1.025 | Wind | 1 | 0.18182 | 0 | 63 |  |  |  |  | 0.18182 | 11.4547 | 0.7769 | 0.79048 |  |  |  |  | 161 | 0.013757
1037 | MORGAN5G_5G | 5 | West | YES | 0.079547 | 109.6 | 40 | 137 | 0 | 1.029 | GST | 1 | 0.18179 | 137 | 137 |  |  |  |  | 0.18179 | 24.9058 | 0.78026 | 0.79376 |  |  |  |  | 162 | 0.013677
1039 | MRGNAG_1G | A | West | YES | 0.079547 | 69 | 69 | 69 | 0 | 1.029 | GGT | 1 | 0.18179 | 69 | 69 |  |  |  |  | 0.18179 | 12.5438 | 0.78196 | 0.79541 |  |  |  |  | 163 | 0.01361
1040 | MRGNBG_2G | B | West | YES | 0.079547 | 70 | 70 | 71 | 0 | 1.029 | GGT | 1 | 0.18179 | 71 | 71 |  |  |  |  | 0.18179 | 12.9074 | 0.7837 | 0.79711 |  |  |  |  | 164 | 0.013574
1041 | MRGNCG_3G | C | West | YES | 0.079547 | 69 | 69 | 70 | 0 | 1.029 | GGT | 1 | 0.18179 | 70 | 70 |  |  |  |  | 0.18179 | 12.7256 | 0.78541 | 0.79879 |  |  |  |  | 165 | 0.013495
1042 | MRGNDG_4G | D | West | YES | 0.079547 | 68 | 68 | 68 | 0 | 1.029 | GGT | 1 | 0.18179 | 68 | 68 |  |  |  |  | 0.18179 | 12.362 | 0.78708 | 0.80042 |  |  |  |  | 166 | 0.013456
1043 | MRGNEG_5G | E | West | YES | 0.079547 | 68 | 68 | 70 | 0 | 1.029 | GGT | 1 | 0.18179 | 70 | 70 |  |  |  |  | 0.18179 | 12.7256 | 0.7888 | 0.8021 |  |  |  |  | 167 | 0.013415
1044 | MRGNFG_6G | F | West | YES | 0.079547 | 66 | 66 | 66 | 0 | 1.029 | GGT | 1 | 0.18179 | 66 | 66 |  |  |  |  | 0.18179 | 11.9984 | 0.79042 | 0.80368 |  |  |  |  | 168 | 0.013375
60058 | BUFF_GAP1A | 1 | West | YES | 0.079535 | 24 | 0 | 120 |  | 1 | Wind | 1 | 0.18178 | 0 | 120 |  |  |  |  | 0.18178 | 21.8139 | 0.79336 | 0.80655 |  |  |  |  | 169 | 0.013336
60060 | CIRELLO | 1 | West | YES | 0.079535 | 46.6 | 0 | 233 | 0 | 1 | Wind | 1 | 0.18178 | 0 | 233 |  |  |  |  | 0.18178 | 42.3553 | 0.79907 | 0.81213 |  |  |  |  | 170 | 0.013296
60063 | BUFF_GAP1B | 1 | West | YES | 0.079535 | 34 | 0 | 170.2 | 0 | 1.02 | Wind | 1 | 0.18178 | 0 | 170.2 |  |  |  |  | 0.18178 | 30.9393 | 0.80325 | 0.81621 |  |  |  |  | 171 | 0.013258
60066 | H_HOLLOW1A | 1 | West | YES | 0.079535 | 44.4 | 0 | 222 | 0 | 1.005 | Wind | 1 | 0.18178 | 0 | 222 |  |  |  |  | 0.18178 | 40.3556 | 0.80869 | 0.82152 |  |  |  |  | 172 | 0.013189
60068 | HHOLLOW21A | 1 | West | YES | 0.079535 | 36.8 | 0 | 184 | 0 | 1.025 | Wind | 1 | 0.18178 | 0 | 184 |  |  |  |  | 0.18178 | 33.4479 | 0.81321 | 0.82593 |  |  |  |  | 173 | 0.013055
60070 | HHOLLOW31A | 1 | West | YES | 0.079535 | 44.8 | 0 | 224 | 0 | 1.025 | Wind | 1 | 0.18178 | 0 | 224 |  |  |  |  | 0.18178 | 40.7192 | 0.8187 | 0.83129 |  |  |  |  | 174 | 0.012958
60072 | HHOLLOW41A | 1 | West | YES | 0.079535 | 23 | 0 | 115 | 0 | 1.025 | Wind | 1 | 0.18178 | 0 | 115 |  |  |  |  | 0.18178 | 20.905 | 0.82152 | 0.83405 |  |  |  |  | 175 | 0.01283
244 | WHITNYDM01 | 1 | North | YES | 0.079499 | 15 | 0 | 15 | 0 | 1.035 | Hydro | 1 | 0.18175 | 0 | 0 | 0 | 0 |  |  | 0.18175 | 0 | 0.82152 | 0.83405 |  |  |  |  | 176 | 0.012724
245 | WHITNYDM02 | 2 | North | YES | 0.079499 | 15 | 0 | 15 | 0 | 1.035 | Hydro | 1 | 0.18175 | 0 | 0 | 0 | 0 |  |  | 0.18175 | 0 | 0.82152 | 0.83405 |  |  |  |  | 177 | 0.012596
1058 | LONGSHORE_5 | 1 | West | YES | 0.079469 | 30 | 0 | 150 |  | 1.01 | Wind | 1 | 0.18172 | 0 | 150 |  |  |  |  | 0.18172 | 27.2574 | 0.8252 | 0.83764 |  |  |  |  | 178 | 0.01253
1058 | LONGSHORE_5 | 2 | West | YES | 0.079469 | 44 | 0 | 220 |  | 1.01 | Wind | 1 | 0.18172 | 0 | 220 |  |  |  |  | 0.18172 | 39.9776 | 0.83059 | 0.84291 |  |  |  |  | 179 | 0.01253
11065 | ELBOWCK_1G | 1 | West | YES | 0.079469 | 23.4 | 0 | 121.9 | 0 | 1 | Wind | 1 | 0.18172 | 0 | 121.9 |  |  |  |  | 0.18172 | 22.1512 | 0.83358 | 0.84583 |  |  |  |  | 180 | 0.01253
1045 | CALENG1G_1G | 1 | West | YES | 0.079352 | 73.4 | 27 | 73.4 | 0 | 1.014 | Cogen | 1 | 0.1816 | 0 | 0 |  |  |  |  | 0.1816 | 0 | 0.83358 | 0.84583 |  |  |  |  | 181 | 0.012442
1046 | CALENG2G_2G | 2 | West | YES | 0.079352 | 73.4 | 27 | 73.4 | 0 | 1.014 | Cogen | 1 | 0.1816 | 0 | 0 |  |  |  |  | 0.1816 | 0 | 0.83358 | 0.84583 |  |  |  |  | 182 | 0.012314
1047 | CALENG3G_3G | 3 | West | YES | 0.079352 | 70.4 | 27 | 70.4 | 0 | 1.014 | Cogen | 1 | 0.1816 | 0 | 0 |  |  |  |  | 0.1816 | 0 | 0.83358 | 0.84583 |  |  |  |  | 183 | 0.012243
11309 | BULLCREK_2G | 1 | West | YES | 0.07935 | 20.9 | 0 | 180 |  | 1 | Wind | 1 | 0.1816 | 0 | 180 |  |  |  |  | 0.1816 | 32.6875 | 0.838 | 0.85013 |  |  |  |  | 184 | 0.012243
11310 | BULLCREK_1G | 1 | West | YES | 0.07935 | 15.1 | 0 | 180 |  | 1 | Wind | 1 | 0.1816 | 0 | 180 |  |  |  |  | 0.1816 | 32.6875 | 0.84241 | 0.85444 |  |  |  |  | 185 | 0.012243
11320 | COYOTE_1G | 1 | West | YES | 0.079311 | 22.5 | 0 | 225 |  | 1 | Wind | 1 | 0.18156 | 0 | 225 |  |  |  |  | 0.18156 | 40.8506 | 0.84793 | 0.85982 |  |  |  |  | 186 | 0.012243
1360 | GUNSIGHT_8 | 1 | West | YES | 0.079152 | 0 | 0 | 120 |  | 1.01 | Wind | 1 | 0.1814 | 0 | 120 |  |  |  |  | 0.1814 | 21.7679 | 0.85087 | 0.86269 |  |  |  |  | 187 | 0.012135
1327 | WILDHRSE_1G | 1 | West | YES | 0.07913 | 0 | 0 | 120 |  | 1 | Wind | 1 | 0.18138 | 0 | 120 |  |  |  |  | 0.18138 | 21.7653 | 0.85382 | 0.86556 |  |  |  |  | 188 | 0.012027
1333 | MCDDONAL_8 | 1 | West | YES | 0.078999 | 42.8 | 0 | 214.2 |  | 1.01 | Wind | 1 | 0.18125 | 0 | 214.2 |  |  |  |  | 0.18125 | 38.8229 | 0.85907 | 0.87067 |  |  |  |  | 189 | 0.011891
1328 | OCOTILLO_1G | 1 | West | YES | 0.078893 | 11.6 | 0 | 58 |  | 1.01 | Wind | 1 | 0.18114 | 0 | 58 |  |  |  |  | 0.18114 | 10.5061 | 0.86049 | 0.87206 |  |  |  |  | 190 | 0.011816
11001 | NAV1CT | 1 | West | YES | 0.078851 | 70.4 | 18 | 70.4 | 0 | 1.029 | CC | 1 | 0.1811 | 70.4 | 70.4 |  |  |  |  | 0.1811 | 12.7493 | 0.86222 | 0.87374 |  |  |  |  | 191 | 0.011741
11009 | NAV2CT | 1 | West | YES | 0.078851 | 71.4 | 18 | 71.4 | 0 | 1.029 | CC | 1 | 0.1811 | 71.4 | 71.4 |  |  |  |  | 0.1811 | 12.9304 | 0.86397 | 0.87544 |  |  |  |  | 192 | 0.011603
11011 | NAV3ST | 1 | West | YES | 0.078851 | 92.8 | 40 | 92.8 | 0 | 1.029 | CC | 1 | 0.1811 | 92.8 | 92.8 |  |  |  |  | 0.1811 | 16.8059 | 0.86624 | 0.87765 |  |  |  |  | 193 | 0.011564
11012 | NAV4CT | 1 | West | YES | 0.078851 | 80 | 18 | 80 | 0 | 1.029 | CC | 1 | 0.1811 | 80 | 80 |  |  |  |  | 0.1811 | 14.4879 | 0.86821 | 0.87956 |  |  |  |  | 194 | 0.011518
11013 | NAV5CT | 1 | West | YES | 0.078851 | 80 | 18 | 80 | 0 | 1.029 | CC | 1 | 0.1811 | 80 | 80 |  |  |  |  | 0.1811 | 14.4879 | 0.87017 | 0.88147 |  |  |  |  | 195 | 0.01147
11014 | NAV6ST | 1 | West | YES | 0.078851 | 115 | 40 | 115 | 0 | 1.029 | CC | 1 | 0.1811 | 115 | 115 |  |  |  |  | 0.1811 | 20.8263 | 0.87299 | 0.88421 |  |  |  |  | 196 | 0.011408
11020 | TIEHVSG_1G | 1 | West | YES | 0.078844 | 208.2 | 63 | 208.2 | 0 | 1.012 | CC | 1 | 0.18109 | 208.2 | 208.2 |  |  |  |  | 0.18109 | 37.7032 | 0.87809 | 0.88918 |  |  |  |  | 197 | 0.011355
11021 | TIEHVCG_1G | 1 | West | YES | 0.078844 | 142.1 | 103 | 142.1 | 0 | 1.012 | CC | 1 | 0.18109 | 142.1 | 142.1 |  |  |  |  | 0.18109 | 25.7331 | 0.88158 | 0.89257 |  |  |  |  | 198 | 0.011302
11022 | TIEHVCG_2G | 1 | West | YES | 0.078844 | 132.4 | 103 | 132.4 | 0 | 1.012 | CC | 1 | 0.18109 | 132.4 | 132.4 |  |  |  |  | 0.18109 | 23.9765 | 0.88483 | 0.89573 |  |  |  |  | 199 | 0.011226
11023 | TIEHVCG_3G | 1 | West | YES | 0.078844 | 137.4 | 103 | 137.4 | 0 | 1.012 | CC | 1 | 0.18109 | 137.4 | 137.4 |  |  |  |  | 0.18109 | 24.8819 | 0.8882 | 0.89901 |  |  |  |  | 200 | 0.011087
11024 | TIEHVCG_4G | 1 | West | YES | 0.078844 | 147 | 103 | 147 | 0 | 1.012 | CC | 1 | 0.18109 | 147 | 147 |  |  |  |  | 0.18109 | 26.6204 | 0.8918 | 0.90252 |  |  |  |  | 201 | 0.010992
11025 | TIEHVSG_2G | 1 | West | YES | 0.078844 | 213.2 | 63 | 213.2 | 0 | 1.012 | CC | 1 | 0.18109 | 213.2 | 213.2 |  |  |  |  | 0.18109 | 38.6086 | 0.89703 | 0.9076 |  |  |  |  | 202 | 0.010904
1326 | STANTONW_8 | 1 | West | YES | 0.078821 | 20.1 | 0 | 100.5 |  | 1.01 | Wind | 1 | 0.18107 | 0 | 100.5 |  |  |  |  | 0.18107 | 18.1974 | 0.89949 | 0.91 |  |  |  |  | 203 | 0.010813
1320 | BSP 1 | 1 | West | YES | 0.078758 | 25.5 | 2.9 | 25.8 | 0 | 1 | Cogen | 1 | 0.18101 | 0 | 0 |  |  |  |  | 0.18101 | 0 | 0.89949 | 0.91 |  |  |  |  | 204 | 0.010715
251 | BOSQUESW803 | 2 | North | YES | 0.078737 | 150 | 0 | 150 | 0 | 1.032 | CC | 1 | 0.18098 | 150 | 150 | 11.8105 | 150 |  |  | 0.18098 | 27.1476 | 0.90317 | 0.91358 |  |  |  |  | 205 | 0.010573
253 | BOSQUESW804 | 2 | North | YES | 0.078737 | 80 | 0 | 80 | 0 | 1.032 | CC | 1 | 0.18098 | 80 | 80 | 6.299 | 80 |  |  | 0.18098 | 14.4787 | 0.90514 | 0.91548 |  |  |  |  | 206 | 0.010506
76031 | L_GASCCR1_1N | W1 | West | YES | 0.078608 | 30 | 0 | 150 | 0 | 1.02 | Wind | 1 | 0.18086 | 0 | 150 |  |  |  |  | 0.18086 | 27.1283 | 0.90881 | 0.91906 |  |  |  |  | 207 | 0.010506
76091 | L_DIVIDE1_1N | W1 | West | YES | 0.078407 | 22.5 | 0 | 112.5 |  | 1.02 | Wind | 1 | 0.18065 | 0 | 112.5 |  |  |  |  | 0.18065 | 20.3236 | 0.91157 | 0.92174 |  |  |  |  | 208 | 0.010404
76095 | L_CAPRSI1_1N | W1 | West | YES | 0.078407 | 29.9 | 0 | 149.5 | 0 | 1.02 | Wind | 1 | 0.18065 | 0 | 149.5 |  |  |  |  | 0.18065 | 27.0078 | 0.91524 | 0.92529 |  |  |  |  | 209 | 0.01035
76096 | L_CAPRSI1_2N | W1 | West | YES | 0.078407 | 37.2 | 0 | 186 | 0 | 1.02 | Wind | 1 | 0.18065 | 0 | 186 |  |  |  |  | 0.18065 | 33.6017 | 0.9198 | 0.92972 |  |  |  |  | 210 | 0.010245
76097 | L_CAPRGE1_1N | W1 | West | YES | 0.078407 | 42.9 | 0 | 214.5 | 0 | 1.02 | Wind | 1 | 0.18065 | 0 | 214.5 |  |  |  |  | 0.18065 | 38.7503 | 0.92506 | 0.93483 |  |  |  |  | 211 | 0.010164
11147 | NOTREES_1G | 1 | West | YES | 0.078365 | 29.8 | 0 | 149 | 0 | 1.017 | Wind | 1 | 0.18061 | 0 | 149 |  |  |  |  | 0.18061 | 26.9112 | 0.92872 | 0.93837 |  |  |  |  | 212 | 0.010056
7038 | L_DELAWA1_1Y | 1 | West | YES | 0.078285 | 3.5 | 0 | 35 | 0 | 1 | Wind | 1 | 0.18053 | 0 | 35 |  |  |  |  | 0.18053 | 6.3186 | 0.92957 | 0.93921 |  |  |  |  | 213 | 0.0099212
7038 | L_DELAWA1_1Y | 2 | West | YES | 0.078285 | 3 | 0 | 30 | 0 | 1 | Wind | 1 | 0.18053 | 0 | 30 |  |  |  |  | 0.18053 | 5.416 | 0.93031 | 0.93992 |  |  |  |  | 214 | 0.009766
60057 | CALLAHAN1A | 1 | West | YES | 0.078281 | 22.8 | 0 | 114 | 0 | 1.04 | Wind | 1 | 0.18053 | 0 | 114 |  |  |  |  | 0.18053 | 20.5802 | 0.93311 | 0.94263 |  |  |  |  | 215 | 0.0096575
1002 | PBCTAGE_1G | A | West | YES | 0.078243 | 64 | 64 | 66 | 0 | 1.036 | GGT | 1 | 0.18049 | 66 | 66 |  |  |  |  | 0.18049 | 11.9124 | 0.93472 | 0.9442 |  |  |  |  | 216 | 0.0096316
1003 | PBCTBGE_2G | B | West | YES | 0.078243 | 65 | 65 | 66 | 0 | 1.036 | GGT | 1 | 0.18049 | 66 | 66 |  |  |  |  | 0.18049 | 11.9124 | 0.93634 | 0.94577 |  |  |  |  | 217 | 0.0096094
1004 | PBCTCGE_3G | C | West | YES | 0.078243 | 62 | 62 | 67 | 0 | 1.036 | GGT | 1 | 0.18049 | 67 | 67 |  |  |  |  | 0.18049 | 12.0928 | 0.93799 | 0.94736 |  |  |  |  | 218 | 0.0095251
1005 | PBCTDGE_4G | D | West | YES | 0.078243 | 65 | 65 | 68 | 0 | 1.036 | GGT | 1 | 0.18049 | 68 | 68 |  |  |  |  | 0.18049 | 12.2733 | 0.93965 | 0.94898 |  |  |  |  | 219 | 0.0094759
1006 | PBCTEGE_5G | E | West | YES | 0.078243 | 65 | 65 | 67 | 0 | 1.036 | GGT | 1 | 0.18049 | 67 | 67 |  |  |  |  | 0.18049 | 12.0928 | 0.9413 | 0.95057 |  |  |  |  | 220 | 0.0094268
1007 | PB5GEN_6G | 5 | West | YES | 0.078243 | 91.2 | 40 | 114 | 0 | 1.036 | GST | 1 | 0.18049 | 114 | 114 |  |  |  |  | 0.18049 | 20.5759 | 0.94409 | 0.95328 |  |  |  |  | 221 | 0.0093769
1008 | PB6GEN_7G | 6 | West | YES | 0.078243 | 515 | 130 | 515 | 0 | 1.036 | GST | 1 | 0.18049 | 515 | 515 |  |  |  |  | 0.18049 | 92.9525 | 0.95672 | 0.96553 |  |  |  |  | 222 | 0.0093262
1349 | WESTXWIN_1G | 1 | West | YES | 0.078001 | 1.3 | 0 | 6.6 |  | 1.014 | Wind | 1 | 0.18025 | 0 | 6.6 |  |  |  |  | 0.18025 | 1.1896 | 0.95688 | 0.96569 |  |  |  |  | 223 | 0.0092763
1350 | NWPWRG1_1G | 1 | West | YES | 0.078001 | 6.9 | 1 | 34.3 |  | 1.014 | Wind | 1 | 0.18025 | 0 | 34.3 |  |  |  |  | 0.18025 | 6.1825 | 0.95773 | 0.9665 |  |  |  |  | 224 | 0.0091914
3416 | LAKE_CRK1_G | 1 | North | YES | 0.076689 | 60 | 33 | 75 |  | 1.029 | GST | 1 | 0.17894 | 75 | 75 | 5.7517 | 75 |  |  | 0.17894 | 13.4202 | 0.95956 | 0.96827 |  |  |  |  | 225 | 0.0088079
3417 | LAKE_CRK2_G | 2 | North | YES | 0.076689 | 177.6 | 40 | 222 | 0 | 1.029 | GST | 1 | 0.17894 | 222 | 222 | 17.025 | 222 |  |  | 0.17894 | 39.7238 | 0.96501 | 0.9735 |  |  |  |  | 226 | 0.0088028
60007 | KING_SW1A | 1 | West | YES | 0.074266 | 20 | 0 | 80 |  | 1.03 | Wind | 1 | 0.17651 | 0 | 80 |  |  |  |  | 0.17651 | 14.1211 | 0.96697 | 0.97536 |  |  |  |  | 227 | 0.0087761
60019 | KING_NW1A | 1 | West | YES | 0.074266 | 20 | 0 | 80 |  | 1.03 | Wind | 1 | 0.17651 | 0 | 80 |  |  |  |  | 0.17651 | 14.1211 | 0.96893 | 0.97722 |  |  |  |  | 228 | 0.0087049
60201 | RIO DRCS | F | West | YES | 0.074081 | 0 | 0 | 0 | 0 | 1.025 | AVR | 1 | 0.17633 | 0 | 0 |  |  |  |  | 0.17633 | 0 | 0.96893 | 0.97722 |  |  |  |  | 229 | 0.0084941
6016 | SWMESA | 1 | West | YES | 0.074007 | 18.8 | 0 | 75 |  | 1.03 | Wind | 1 | 0.17625 | 0 | 75 |  |  |  |  | 0.17625 | 13.2191 | 0.97077 | 0.97897 |  |  |  |  | 230 | 0.0083926
60003 | KING_NE1A | 1 | West | YES | 0.074007 | 20 | 0 | 80 |  | 1.03 | Wind | 1 | 0.17625 | 0 | 80 |  |  |  |  | 0.17625 | 14.1003 | 0.97273 | 0.98082 |  |  |  |  | 231 | 0.0082911
60005 | KING_SE1A | 1 | West | YES | 0.074007 | 10 | 0 | 40 |  | 1.035 | Wind | 1 | 0.17625 | 0 | 40 |  |  |  |  | 0.17625 | 7.0502 | 0.97371 | 0.98175 |  |  |  |  | 232 | 0.0082911
60016 | WOODWRD11A | 1 | West | YES | 0.073959 | 20 | 0 | 80 |  | 1.033 | Wind | 1 | 0.17621 | 0 | 80 |  |  |  |  | 0.17621 | 14.0965 | 0.97568 | 0.98361 |  |  |  |  | 233 | 0.0081934
38332 | TNWDWRDU2_8 | 1 | West | YES | 0.07395 | 20 | 0 | 80 | 0 | 1.0232 | Wind | 1 | 0.1762 | 0 | 80 |  |  |  |  | 0.1762 | 14.0958 | 0.97764 | 0.98547 |  |  |  |  | 234 | 0.0080892
38437 | TNSRBNMESA9 | 1 | West | YES | 0.073911 | 37.5 | 0 | 150 | 0 | 1.02 | Wind | 1 | 0.17616 | 0 | 150 |  |  |  |  | 0.17616 | 26.4237 | 0.98132 | 0.98895 |  |  |  |  | 235 | 0.0080371
60017 | ORNNWP1 | 1 | West | YES | 0.07254 | 20 | 0 | 80 |  | 1.027 | Wind | 1 | 0.17479 | 0 | 80 |  |  |  |  | 0.17479 | 13.983 | 0.98328 | 0.99079 |  |  |  |  | 236 | 0.0079323
60000 | DSKY2 | 1 | West | YES | 0.072201 | 19.1 | 0 | 76.5 |  | 1.039 | Wind | 1 | 0.17445 | 0 | 76.5 |  |  |  |  | 0.17445 | 13.3453 | 0.98516 | 0.99255 |  |  |  |  | 237 | 0.0078275
60018 | DSKY1 | 1 | West | YES | 0.072078 | 21 | 0 | 84 | 0 | 1.023 | Wind | 1 | 0.17433 | 0 | 84 |  |  |  |  | 0.17433 | 14.6433 | 0.98722 | 0.99448 |  |  |  |  | 238 | 0.0076302
60202 | FRNDDRCS | F | West | YES | 0.064916 | 0 | 0 | 0 | 0 | 0.9985 | AVR | 1 | 0.16716 | 0 | 0 |  |  |  |  | 0.16716 | 0 | 0.98722 | 0.99448 |  |  |  |  | 239 | 0.0075105
39960 | TNTNPONE_18 | 1 | North | YES | 0.020056 | 152.3 | 30 | 152.3 |  | 1.04 | LIGCO | 1 | 0.1223 | 0 | 152.3 | 3.0545 | 152.3 |  |  | 0.1223 | 18.6268 | 0.99095 | 0.99693 |  |  |  |  | 240 | 0.0073926
39970 | TNTNPONE_28 | 1 | North | YES | 0.020056 | 153 | 30 | 153 |  | 1.04 | LIGCO | 1 | 0.1223 | 0 | 153 | 3.0686 | 153 |  |  | 0.1223 | 18.7124 | 0.9947 | 0.9994 |  |  |  |  | 241 | 0.0072618
32883 | BRYN_DNSBY3 | 1 | North | YES | -0.080372 | 0 | 2 | 48 |  | 1.015 | GST | 1 | 0.021875 | 48 | 48 | -3.8579 | 48 |  |  | 0.021875 | 1.05 | 0.99588 | 0.99954 |  |  |  |  | 242 | 0.0072618
32884 | BRYN_DNSBY13 | 1 | North | YES | -0.080372 | 46 | 2 | 46 | 0 | 1.015 | GST | 1 | 0.021875 | 46 | 46 | -3.6971 | 46 |  |  | 0.021875 | 1.0063 | 0.99701 | 0.99967 |  |  |  |  | 243 | 0.0059809
32892 | BRYN_DNSBY14 | 1 | North | YES | -0.080372 | 84 | 25 | 105 | 0 | 1.035 | GST | 1 | 0.021875 | 105 | 105 | -8.4391 | 105 |  |  | 0.021875 | 2.2969 | 0.99958 | 0.99997 |  |  |  |  | 244 | 0.004694
32886 | BRYN_ATKINS3 | MB | North | YES | -0.088974 | 0 | 5 | 12 |  | 1 | GST | 1 | 0.013273 | 0 | 0 | 0 | 0 |  |  | 0.013273 | 0 | 0.99958 | 0.99997 |  |  |  |  | 245 | 0.0036552
32887 | BRYN_ATKINS6 | MB | North | YES | -0.088974 | 0 | 12 | 51 |  | 1.028 | GST | 1 | 0.013273 | 0 | 0 | 0 | 0 |  |  | 0.013273 | 0 | 0.99958 | 0.99997 |  |  |  |  | 246 | 0.0026596
32888 | BRYN_ATKINS7 | 1 | North | YES | -0.088974 | 13.6 | 4 | 17 |  | 1.028 | GGT | 1 | 0.013273 | 17 | 17 | -1.5126 | 17 |  |  | 0.013273 | 0.22564 | 1 | 1 |  |  |  |  | 247 | 0.00038718
32890 | BRYN_ATKINS4 | MB | North | YES | -0.088974 | 0 | 5 | 22 |  | 1.031 | GST | 1 | 0.013273 | 0 | 0 | 0 | 0 |  |  | 0.013273 | 0 | 1 | 1 |  |  |  |  | 248 | 0.00038718
32891 | BRYN_ATKINS5 | MB | North | YES | -0.088974 | 0 | 5 | 25 |  | 1.031 | GST | 1 | 0.013273 | 0 | 0 | 0 | 0 |  |  | 0.013273 | 0 | 1 | 1 |  |  |  |  | 249 | 0.00038718
32798 | BRYN_TAMUGEN | 1 | North | YES | -0.093779 | 32 | 0 | 32 |  | 1.02 | GST | 1 | 0.0084682 | 32 | 32 | -3.0009 | 32 |  |  | 0.0084682 | 0.27098 | 1.0008 | 1 |  |  |  |  | 250 | 0
990 | GIBN_CREK_G1 | 1 | North | YES | -0.12773 | 463 | 200 | 463 | 0 | 1.0275 | LIGCO | 1 | -0.025486 | 0 | 463 | -59.1404 | 463 |  |  | -0.025486 | -11.7999 | [6 empty] | 251 | 0
48671 | FTR_GT1_5105 | 1 | North | YES | -0.15618 | 154.2 | 0 | 154.2 | 0 | 1.0319 | CC | 1 | -0.053932 | 154.2 | 154.2 | -24.0828 | 154.2 |  |  | -0.053932 | -8.3163 | [6 empty] | 252 | 0
48672 | FTR_GT2_5110 | 2 | North | YES | -0.15618 | 159 | 0 | 159 | 0 | 1.0319 | CC | 1 | -0.053932 | 159 | 159 | -24.8325 | 159 |  |  | -0.053932 | -8.5752 | [6 empty] | 253 | -0.00074908
48673 | FTR_GT3_5085 | 3 | North | YES | -0.15618 | 158 | 0 | 158 | 0 | 1.0319 | CC | 1 | -0.053932 | 158 | 158 | -24.6763 | 158 |  |  | -0.053932 | -8.5212 | [6 empty] | 254 | 0
48674 | FTR_CN4_5095 | 4 | North | YES | -0.15618 | 380 | 0 | 380 | 0 | 1.0319 | CC | 1 | -0.053932 | 380 | 380 | -59.348 | 380 |  |  | -0.053932 | -20.4941 | [6 empty] | 255 | 0
3432 | SANDOW_4G | 4 | South | YES | 0.019821 | 580 | 225 | 580 |  | 1.029 | LIGCO | -1 | 0.055853 | 0 | 580 |  |  |  |  | -0.055853 | 0 | [6 empty] | 256 | 0
13432 | SANDOW_5G | 5 | South | YES | 0.016128 | 581 | 225 | 581 |  | 1.029 | LIGCO | -1 | 0.059546 | 0 | 581 |  |  |  |  | -0.059546 | 0 | [6 empty] | 257 | 0
7022 | L_BUCHAN1_1Y | 1 | South | YES | 0.010018 | 0 | 0 | 18 |  | 1 | Hydro | -1 | 0.065656 | 0 | 0 |  |  |  |  | -0.065656 | 0 | [6 empty] | 258 | 0
7023 | L_BUCHAN1_2Y | 2 | South | YES | 0.010018 | 0 | 0 | 18 |  | 1 | Hydro | -1 | 0.065656 | 0 | 0 |  |  |  |  | -0.065656 | 0 | [6 empty] | 259 | 0
7024 | L_BUCHAN1_3Y | 3 | South | YES | 0.010018 | 0 | 0 | 15 |  | 1 | Hydro | -1 | 0.065656 | 0 | 0 |  |  |  |  | -0.065656 | 0 | [6 empty] | 260 | 0
7026 | L_INKSDA1_1Y | 1 | South | YES | 0.009494 | 0 | 0 | 13.7 |  | 1 | Hydro | -1 | 0.06618 | 0 | 0 |  |  |  |  | -0.06618 | 0 | [6 empty] | 261 | 0
8032 | AMISTADHYD1 | 1 | South | YES | 0.00418 | 33 | 13 | 33 | 0 | 1.03 | Hydro | -1 | 0.071494 | 0 | 0 |  |  |  |  | -0.071494 | 0 | [6 empty] | 262 | 0
8033 | AMISTADHYD2 | 2 | South | YES | 0.00418 | 25 | 13 | 25 | 0 | 1.03 | Hydro | -1 | 0.071494 | 0 | 0 |  |  |  |  | -0.071494 | 0 | [6 empty] | 263 | 0
88253 | HAMILTON | F | South | YES | 0.00418 | 0 | 0 | 0 | 0 | 1.04 | BLT | -1 | 0.071494 | 0 | 0 |  |  |  |  | -0.071494 | 0 | [6 empty] | 264 | 0
7035 | L_WIRTZ_1G1Y | 1 | South | YES | 0.004152 | 0 | 0 | 29 |  | 1 | Hydro | -1 | 0.071522 | 0 | 0 |  |  |  |  | -0.071522 | 0 | [6 empty] | 265 | 0
7036 | L_WIRTZ_1G2Y | 2 | South | YES | 0.004152 | 0 | 0 | 29.7 |  | 1 | Hydro | -1 | 0.071522 | 0 | 0 |  |  |  |  | -0.071522 | 0 | [6 empty] | 266 | 0
7000 | L_FERGUS1_1Y | 1 | South | YES | 0.003987 | 400 | 65 | 423.3 | 0 | 1.015 | GSC | -1 | 0.071687 | 423.3 | 423.3 |  |  |  |  | -0.071687 | -30.345 | [6 empty] | 267 | 0
7028 | L_MARBFA1_1Y | 1 | South | YES | 0.002378 | 0 | 0 | 18 |  | 1 | Hydro | -1 | 0.073296 | 0 | 0 |  |  |  |  | -0.073296 | 0 | [6 empty] | 268 | 0
7029 | L_MARBFA1_2Y | 2 | South | YES | 0.002378 | 0 | 0 | 18 |  | 1 | Hydro | -1 | 0.073296 | 0 | 0 |  |  |  |  | -0.073296 | 0 | [6 empty] | 269 | 0
5934 | SI_RAY5 | 5 | South | YES | 0 | 0 | 10 | 15 |  | 1.035 | GST | -1 | 0.075674 | 15 | 15 |  |  |  |  | -0.075674 | -1.1351 | [6 empty] | 270 | 0
8139 | JOS #1 | MB | South | YES | 0 | 0 | 45 | 255 |  | 1.02 | GST | -1 | 0.075674 | 0 | 0 |  |  |  |  | -0.075674 | 0 | [6 empty] | 271 | 0
8285 | LAR #1 | MB | South | YES | 0 | 0 | 9 | 32 |  | 1.0497 | GST | -1 | 0.075674 | 0 | 0 |  |  |  |  | -0.075674 | 0 | [6 empty] | 272 | 0
8287 | LAR #2 | MB | South | YES | 0 | 0 | 9 | 32 |  | 1.04 | GST | -1 | 0.075674 | 0 | 0 |  |  |  |  | -0.075674 | 0 | [6 empty] | 273 | 0
8288 | LAR #3 | MB | South | YES | 0 | 0 | 25 | 105 |  | 1.04 | GST | -1 | 0.075674 | 0 | 0 |  |  |  |  | -0.075674 | 0 | [6 empty] | 274 | 0
8388 | BATES0A | MB | South | YES | 0 | 0 | 21 | 71 |  | 1.033 | GST | -1 | 0.075674 | 0 | 0 |  |  |  |  | -0.075674 | 0 | [6 empty] | 275 | 0
8393 | BATES0B | MB | South | YES | 0 | 0 | 25 | 110 |  | 1.03 | GST | -1 | 0.075674 | 0 | 0 |  |  |  |  | -0.075674 | 0 | [6 empty] | 276 | 0
8437 | NUECES_B0C | MB | South | YES | 0 | 0 | 7 | 30 |  | 1.03 | GST | -1 | 0.075674 | 0 | 0 |  |  |  |  | -0.075674 | 0 | [6 empty] | 277 | 0
8438 | NUECES_B0B | MB | South | YES | 0 | 0 | 26 | 169 |  | 1.03 | GST | -1 | 0.075674 | 0 | 0 |  |  |  |  | -0.075674 | 0 | [6 empty] | 278 | 0
39190 | TNSLCGN1__8 | 1 | Houston | YES | 0 | 0 | 10 | 30 |  | 1.03 | Cogen | -1 | 0.075674 | 0 | 0 |  |  | 0 | 0 | -0.075674 | 0 | [6 empty] | 279 | 0
7031 | L_MARSFO1G1Y | 1 | South | YES | -0.000952 | 0 | 0 | 36 |  | 1 | Hydro | -1 | 0.076626 | 0 | 0 |  |  |  |  | -0.076626 | 0 | [6 empty] | 280 | 0
7032 | L_MARSFO1G2Y | 2 | South | YES | -0.000952 | 0 | 0 | 35 |  | 1 | Hydro | -1 | 0.076626 | 0 | 0 |  |  |  |  | -0.076626 | 0 | [6 empty] | 281 | 0
7033 | L_MARSFO1G3Y | 3 | South | YES | -0.000952 | 0 | 0 | 36 |  | 1 | Hydro | -1 | 0.076626 | 0 | 0 |  |  |  |  | -0.076626 | 0 | [6 empty] | 282 | 0
9002 | DECKR_G3 | 3 | South | YES | -0.002142 | 0 | 24 | 42 |  | 1.015 | GGT | -1 | 0.077816 | 42 | 42 |  |  |  |  | -0.077816 | -3.2683 | [6 empty] | 283 | 0
9003 | DECKR_G4 | 4 | South | YES | -0.002142 | 44 | 24 | 44 | 0 | 1.015 | GGT | -1 | 0.077816 | 44 | 44 |  |  |  |  | -0.077816 | -3.4239 | [6 empty] | 284 | 0
9004 | DECKR_G5 | 5 | South | YES | -0.002142 | 44 | 24 | 44 | 0 | 1.015 | GGT | -1 | 0.077816 | 44 | 44 |  |  |  |  | -0.077816 | -3.4239 | [6 empty] | 285 | 0
9005 | DECKR_G6 | 6 | South | YES | -0.002142 | 44 | 24 | 47 | 0 | 1.015 | GGT | -1 | 0.077816 | 47 | 47 |  |  |  |  | -0.077816 | -3.6573 | [6 empty] | 286 | 0
9000 | DECKR_G1 | 1 | South | YES | -0.002811 | 280 | 50 | 321 | 0 | 1.015 | GST | -1 | 0.078485 | 321 | 321 |  |  |  |  | -0.078485 | -25.1936 | [6 empty] | 287 | 0
9001 | DECKR_G2 | 2 | South | YES | -0.002811 | 400 | 50 | 426 | 0 | 1.015 | GST | -1 | 0.078485 | 426 | 426 |  |  |  |  | -0.078485 | -33.4345 | [6 empty] | 288 | 0
7020 | L_AUSTPL1_1Y | 1 | South | YES | -0.002877 | 0 | 0 | 8 |  | 1 | Hydro | -1 | 0.078551 | 0 | 0 |  |  |  |  | -0.078551 | 0 | [6 empty] | 289 | 0
7020 | L_AUSTPL1_1Y | 2 | South | YES | -0.002877 | 0 | 0 | 8 |  | 1 | Hydro | -1 | 0.078551 | 0 | 0 |  |  |  |  | -0.078551 | 0 | [6 empty] | 290 | 0
9016 | SANDH_G1 | 1 | South | YES | -0.003739 | 45 | 2 | 49 | 0 | 1.0175 | GGT | -1 | 0.079413 | 49 | 49 |  |  |  |  | -0.079413 | -3.8912 | [6 empty] | 291 | 0
9017 | SANDH_G2 | 2 | South | YES | -0.003739 | 45 | 2 | 46 | 0 | 1.0175 | GGT | -1 | 0.079413 | 46 | 46 |  |  |  |  | -0.079413 | -3.653 | [6 empty] | 292 | 0
9018 | SANDH_G3 | 3 | South | YES | -0.003739 | 45 | 2 | 46 | 0 | 1.0175 | GGT | -1 | 0.079413 | 46 | 46 |  |  |  |  | -0.079413 | -3.653 | [6 empty] | 293 | 0
9019 | SANDH_G4 | 4 | South | YES | -0.003739 | 0 | 2 | 47 |  | 1.0175 | GGT | -1 | 0.079413 | 47 | 47 |  |  |  |  | -0.079413 | -3.7324 | [6 empty] | 294 | 0
9020 | SANDHG5A | 5A | South | YES | -0.003739 | 150 | 84 | 155 | 0 | 1.0175 | CC | -1 | 0.079413 | 155 | 155 |  |  |  |  | -0.079413 | -12.309 | [6 empty] | 295 | 0
9021 | SANDHG5C | 5C | South | YES | -0.003739 | 140 | 0 | 148 | 0 | 1.0175 | CC | -1 | 0.079413 | 148 | 148 |  |  |  |  | -0.079413 | -11.7531 | [6 empty] | 296 | 0
8262 | ELPS | 1 | South | YES | -0.005508 | 6 | 6 | 6 | 0 | 1.15 | Hydro | -1 | 0.081182 | 0 | 0 |  |  |  |  | -0.081182 | 0 | [6 empty] | 297 | 0
7807 | L_BASTEN1_1Y | 1 | South | YES | -0.006168 | 152.5 | 83.5 | 152.5 | 0 | 1.004 | CC | -1 | 0.081842 | 152.5 | 152.5 |  |  |  |  | -0.081842 | -12.4809 | [6 empty] | 298 | 0
7808 | L_BASTEN1_2Y | 1 | South | YES | -0.006168 | 149.5 | 83.5 | 149.5 | 0 | 1.004 | CC | -1 | 0.081842 | 149.5 | 149.5 |  |  |  |  | -0.081842 | -12.2353 | [6 empty] | 299 | 0
7809 | L_BASTEN1_3Y | 1 | South | YES | -0.006168 | 232.6 | 42 | 232.6 | 0 | 1.004 | CC | -1 | 0.081842 | 232.6 | 232.6 |  |  |  |  | -0.081842 | -19.0364 | [6 empty] | 300 | 0
7007 | L_LOSTPI1_1Y | 1 | South | YES | -0.00749 | 158.6 | 110 | 158 | 0 | 1 | CC | -1 | 0.083164 | 158 | 158 |  |  |  |  | -0.083164 | -13.1399 | [6 empty] | 301 | 0
7008 | L_LOSTPI1_2Y | 2 | South | YES | -0.00749 | 157.7 | 107 | 160 | 0 | 1 | CC | -1 | 0.083164 | 160 | 160 |  |  |  |  | -0.083164 | -13.3062 | [6 empty] | 302 | 0
7009 | L_LOSTPI1_3Y | 3 | South | YES | -0.00749 | 173.9 | 72 | 175 | 0 | 1 | CC | -1 | 0.083164 | 175 | 175 |  |  |  |  | -0.083164 | -14.5537 | [6 empty] | 303 | 0
7004 | L_SIMGID1_1Y | 1 | South | YES | -0.008399 | 132 | 40 | 132 | 0 | 1.02 | GST | -1 | 0.084073 | 132 | 132 |  |  |  |  | -0.084073 | -11.0976 | [6 empty] | 304 | 0
7005 | L_SIMGID1_2Y | 2 | South | YES | -0.008399 | 133 | 32 | 139 | 0 | 1.02 | GST | -1 | 0.084073 | 139 | 139 |  |  |  |  | -0.084073 | -11.6861 | [6 empty] | 305 | 0
7006 | L_SIMGID1_3Y | 3 | South | YES | -0.008399 | 324.9 | 60 | 329 | 0 | 1.02 | GST | -1 | 0.084073 | 329 | 329 |  |  |  |  | -0.084073 | -27.6599 | [6 empty] | 306 | 0
7487 | L_CANYHY8_1Y | 1 | South | YES | -0.014924 | 0 | 0 | 6 |  | 1 | Hydro | -1 | 0.090598 | 0 | 0 |  |  |  |  | -0.090598 | 0 | [6 empty] | 307 | 0
7014 | L_HAYSEN1_1Y | 1 | South | YES | -0.018011 | 223.9 | 74 | 223.9 | 0 | 1.008 | CC | -1 | 0.093685 | 223.9 | 223.9 |  |  |  |  | -0.093685 | -20.976 | [6 empty] | 308 | 0
7015 | L_HAYSEN1_2Y | 2 | South | YES | -0.018011 | 225 | 74 | 225 | 0 | 1.008 | CC | -1 | 0.093685 | 225 | 225 |  |  |  |  | -0.093685 | -21.0791 | [6 empty] | 309 | 0
7016 | L_HAYSEN1_3Y | 3 | South | YES | -0.018011 | 224.6 | 74 | 224.6 | 0 | 1.008 | CC | -1 | 0.093685 | 224.6 | 224.6 |  |  |  |  | -0.093685 | -21.0416 | [6 empty] | 310 | 0
7017 | L_HAYSEN1_4Y | 4 | South | YES | -0.018011 | 226.7 | 74 | 226.7 | 0 | 1.008 | CC | -1 | 0.093685 | 226.7 | 226.7 |  |  |  |  | -0.093685 | -21.2383 | [6 empty] | 311 | 0
7303 | L_WPPGS12_1Y | 1 | South | YES | -0.018035 | 50 | 0 | 50 | 0 | 1.025 | GGT | -1 | 0.093709 | 50 | 50 |  |  |  |  | -0.093709 | -4.6854 | [6 empty] | 312 | 0
7303 | L_WPPGS12_1Y | 2 | South | YES | -0.018035 | 50 | 0 | 50 | 0 | 1.025 | GGT | -1 | 0.093709 | 50 | 50 |  |  |  |  | -0.093709 | -4.6854 | [6 empty] | 313 | 0
7305 | L_WPPGS34_1Y | 3 | South | YES | -0.018035 | 50 | 0 | 50 | 0 | 1.025 | GGT | -1 | 0.093709 | 50 | 50 |  |  |  |  | -0.093709 | -4.6854 | [6 empty] | 314 | 0
7305 | L_WPPGS34_1Y | 4 | South | YES | -0.018035 | 50 | 0 | 50 | 0 | 1.025 | GGT | -1 | 0.093709 | 50 | 50 |  |  |  |  | -0.093709 | -4.6854 | [6 empty] | 315 | 0
7010 | L_FPPYD11_1Y | 1 | South | YES | -0.019024 | 547.4 | 200 | 606 | 0 | 1.02 | LIGCO | -1 | 0.094698 | 0 | 606 |  |  |  |  | -0.094698 | 0 | [6 empty] | 316 | 0
7011 | L_FPPYD11_2Y | 2 | South | YES | -0.019024 | 552.2 | 200 | 598 | 0 | 1.02 | LIGCO | -1 | 0.094698 | 0 | 598 |  |  |  |  | -0.094698 | 0 | [6 empty] | 317 | 0
7012 | L_FPPYD21_3Y | 3 | South | YES | -0.019113 | 427.5 | 200 | 436 | 0 | 1.02 | LIGCO | -1 | 0.094787 | 0 | 436 |  |  |  |  | -0.094787 | 0 | [6 empty] | 318 | 0
7605 | L_MCQUEE9_1Y | 1 | South | YES | -0.020675 | 0 | 0 | 2.4 |  | 1.025 | Hydro | -1 | 0.096349 | 0 | 0 |  |  |  |  | -0.096349 | 0 | [6 empty] | 319 | 0
7605 | L_MCQUEE9_1Y | 2 | South | YES | -0.020675 | 0 | 0 | 2.4 |  | 1.025 | Hydro | -1 | 0.096349 | 0 | 0 |  |  |  |  | -0.096349 | 0 | [6 empty] | 320 | 0
7605 | L_MCQUEE9_1Y | 3 | South | YES | -0.020675 | 0 | 0 | 2.8 |  | 1.025 | Hydro | -1 | 0.096349 | 0 | 0 |  |  |  |  | -0.096349 | 0 | [6 empty] | 321 | 0
7810 | L_RIONOG1G1Y | 1 | South | YES | -0.020992 | 148 | 0 | 148 | 0 | 1.02 | CC | -1 | 0.096666 | 148 | 148 |  |  |  |  | -0.096666 | -14.3065 | [6 empty] | 322 | 0
7811 | L_RIONOG1G2Y | 2 | South | YES | -0.020992 | 148 | 0 | 148 | 0 | 1.02 | CC | -1 | 0.096666 | 148 | 148 |  |  |  |  | -0.096666 | -14.3065 | [6 empty] | 323 | 0
7812 | L_RIONOG1G3Y | 3 | South | YES | -0.020992 | 154 | 0 | 154 | 0 | 1.02 | CC | -1 | 0.096666 | 154 | 154 |  |  |  |  | -0.096666 | -14.8865 | [6 empty] | 324 | 0
7813 | L_RIONOG1S1Y | 4 | South | YES | -0.020992 | 293 | 0 | 293 | 0 | 1.02 | CC | -1 | 0.096666 | 293 | 293 |  |  |  |  | -0.096666 | -28.3231 | [6 empty] | 325 | 0
7609 | L_SCHUMA8_1Y | 1 | South | YES | -0.021416 | 0 | 0 | 4 |  | 1 | Hydro | -1 | 0.09709 | 0 | 0 |  |  |  |  | -0.09709 | 0 | [6 empty] | 326 | 0
7624 | L_LAKEWO9_1Y | 1 | South | YES | -0.022535 | 0 | 0 | 2.4 |  | 1 | Hydro | -1 | 0.098209 | 0 | 0 |  |  |  |  | -0.098209 | 0 | [6 empty] | 327 | 0
7624 | L_LAKEWO9_1Y | 2 | South | YES | -0.022535 | 0 | 0 | 2.4 |  | 1 | Hydro | -1 | 0.098209 | 0 | 0 |  |  |  |  | -0.098209 | 0 | [6 empty] | 328 | 0
58909 | PEARSALLSCG1 | 3 | South | YES | -0.023291 | 0 | 0 | 8.4 |  | 1.027 | Diesel | -1 | 0.098965 | 8.4 | 8.4 |  |  |  |  | -0.098965 | -0.8313 | [6 empty] | 329 | 0
58909 | PEARSALLSCG1 | 4 | South | YES | -0.023291 | 0 | 0 | 8.4 |  | 1.027 | Diesel | -1 | 0.098965 | 8.4 | 8.4 |  |  |  |  | -0.098965 | -0.8313 | [6 empty] | 330 | 0
58909 | PEARSALLSCG1 | 6 | South | YES | -0.023291 | 0 | 0 | 8.4 |  | 1.027 | Diesel | -1 | 0.098965 | 8.4 | 8.4 |  |  |  |  | -0.098965 | -0.8313 | [6 empty] | 331 | 0
58909 | PEARSALLSCG1 | 5 | South | YES | -0.023291 | 0 | 0 | 8.4 |  | 1.027 | Diesel | -1 | 0.098965 | 8.4 | 8.4 |  |  |  |  | -0.098965 | -0.8313 | [6 empty] | 332 | 0
58909 | PEARSALLSCG1 | 1 | South | YES | -0.023291 | 0 | 0 | 8.4 |  | 1.027 | Diesel | -1 | 0.098965 | 8.4 | 8.4 |  |  |  |  | -0.098965 | -0.8313 | [6 empty] | 333 | 0
58909 | PEARSALLSCG1 | 2 | South | YES | -0.023291 | 0 | 0 | 8.4 |  | 1.027 | Diesel | -1 | 0.098965 | 8.4 | 8.4 |  |  |  |  | -0.098965 | -0.8313 | [6 empty] | 334 | 0
58919 | PEARSALLSCG2 | 5 | South | YES | -0.023291 | 0 | 0 | 8.4 |  | 1.027 | Diesel | -1 | 0.098965 | 8.4 | 8.4 |  |  |  |  | -0.098965 | -0.8313 | [6 empty] | 335 | 0
58919 | PEARSALLSCG2 | 6 | South | YES | -0.023291 | 0 | 0 | 8.4 |  | 1.027 | Diesel | -1 | 0.098965 | 8.4 | 8.4 |  |  |  |  | -0.098965 | -0.8313 | [6 empty] | 336 | 0
58919 | PEARSALLSCG2 | 1 | South | YES | -0.023291 | 0 | 0 | 8.4 |  | 1.027 | Diesel | -1 | 0.098965 | 8.4 | 8.4 |  |  |  |  | -0.098965 | -0.8313 | [6 empty] | 337 | 0
58919 | PEARSALLSCG2 | 2 | South | YES | -0.023291 | 0 | 0 | 8.4 |  | 1.027 | Diesel | -1 | 0.098965 | 8.4 | 8.4 |  |  |  |  | -0.098965 | -0.8313 | [6 empty] | 338 | 0
58919 | PEARSALLSCG2 | 4 | South | YES | -0.023291 | 0 | 0 | 8.4 |  | 1.027 | Diesel | -1 | 0.098965 | 8.4 | 8.4 |  |  |  |  | -0.098965 | -0.8313 | [6 empty] | 339 | 0
58919 | PEARSALLSCG2 | 3 | South | YES | -0.023291 | 0 | 0 | 8.4 |  | 1.027 | Diesel | -1 | 0.098965 | 8.4 | 8.4 |  |  |  |  | -0.098965 | -0.8313 | [6 empty] | 340 | 0
58929 | PEARSALLSCG3 | 4 | South | YES | -0.023291 | 0 | 0 | 8.4 |  | 1.027 | Diesel | -1 | 0.098965 | 8.4 | 8.4 |  |  |  |  | -0.098965 | -0.8313 | [6 empty] | 341 | 0
58929 | PEARSALLSCG3 | 6 | South | YES | -0.023291 | 0 | 0 | 8.4 |  | 1.027 | Diesel | -1 | 0.098965 | 8.4 | 8.4 |  |  |  |  | -0.098965 | -0.8313 | [6 empty] | 342 | 0
58929 | PEARSALLSCG3 | 2 | South | YES | -0.023291 | 0 | 0 | 8.4 |  | 1.027 | Diesel | -1 | 0.098965 | 8.4 | 8.4 |  |  |  |  | -0.098965 | -0.8313 | [6 empty] | 343 | 0
58929 | PEARSALLSCG3 | 5 | South | YES | -0.023291 | 0 | 0 | 8.4 |  | 1.027 | Diesel | -1 | 0.098965 | 8.4 | 8.4 |  |  |  |  | -0.098965 | -0.8313 | [6 empty] | 344 | 0
58929 | PEARSALLSCG3 | 1 | South | YES | -0.023291 | 0 | 0 | 8.4 |  | 1.027 | Diesel | -1 | 0.098965 | 8.4 | 8.4 |  |  |  |  | -0.098965 | -0.8313 | [6 empty] | 345 | 0
58929 | PEARSALLSCG3 | 3 | South | YES | -0.023291 | 0 | 0 | 8.4 |  | 1.027 | Diesel | -1 | 0.098965 | 8.4 | 8.4 |  |  |  |  | -0.098965 | -0.8313 | [6 empty] | 346 | 0
58949 | PEARSALLSCG4 | 3 | South | YES | -0.023291 | 0 | 0 | 8.4 |  | 1.027 | Diesel | -1 | 0.098965 | 8.4 | 8.4 |  |  |  |  | -0.098965 | -0.8313 | [6 empty] | 347 | 0
58949 | PEARSALLSCG4 | 2 | South | YES | -0.023291 | 0 | 0 | 8.4 |  | 1.027 | Diesel | -1 | 0.098965 | 8.4 | 8.4 |  |  |  |  | -0.098965 | -0.8313 | [6 empty] | 348 | 0
58949 | PEARSALLSCG4 | 1 | South | YES | -0.023291 | 0 | 0 | 8.4 |  | 1.027 | Diesel | -1 | 0.098965 | 8.4 | 8.4 |  |  |  |  | -0.098965 | -0.8313 | [6 empty] | 349 | 0
58949 | PEARSALLSCG4 | 4 | South | YES | -0.023291 | 0 | 0 | 8.4 |  | 1.027 | Diesel | -1 | 0.098965 | 8.4 | 8.4 |  |  |  |  | -0.098965 | -0.8313 | [6 empty] | 350 | 0
58949 | PEARSALLSCG4 | 6 | South | YES | -0.023291 | 0 | 0 | 8.4 |  | 1.027 | Diesel | -1 | 0.098965 | 8.4 | 8.4 |  |  |  |  | -0.098965 | -0.8313 | [6 empty] | 351 | 0
58949 | PEARSALLSCG4 | 5 | South | YES | -0.023291 | 0 | 0 | 8.4 |  | 1.027 | Diesel | -1 | 0.098965 | 8.4 | 8.4 |  |  |  |  | -0.098965 | -0.8313 | [6 empty] | 352 | 0
7800 | L_GUADGE1_1Y | 1 | South | YES | -0.023793 | 147 | 30 | 147 | 0 | 1.02 | CC | -1 | 0.099467 | 147 | 147 |  |  |  |  | -0.099467 | -14.6216 | [6 empty] | 353 | 0
7801 | L_GUADGE1_2Y | 2 | South | YES | -0.023793 | 138 | 30 | 138 | 0 | 1.02 | CC | -1 | 0.099467 | 138 | 138 |  |  |  |  | -0.099467 | -13.7264 | [6 empty] | 354 | 0
7802 | L_GUADGE1_3Y | 3 | South | YES | -0.023793 | 146 | 30 | 146 | 0 | 1.02 | CC | -1 | 0.099467 | 146 | 146 |  |  |  |  | -0.099467 | -14.5221 | [6 empty] | 355 | 0
7803 | L_GUADGE1_4Y | 4 | South | YES | -0.023793 | 149 | 30 | 149 | 0 | 1.02 | CC | -1 | 0.099467 | 149 | 149 |  |  |  |  | -0.099467 | -14.8205 | [6 empty] | 356 | 0
7804 | L_GUADGE1_5Y | 5 | South | YES | -0.023793 | 182 | 30 | 182 | 0 | 1.02 | CC | -1 | 0.099467 | 182 | 182 |  |  |  |  | -0.099467 | -18.1029 | [6 empty] | 357 | 0
7805 | L_GUADGE1_6Y | 6 | South | YES | -0.023793 | 203 | 30 | 203 | 0 | 1.02 | CC | -1 | 0.099467 | 203 | 203 |  |  |  |  | -0.099467 | -20.1917 | [6 empty] | 358 | 0
5028 | BRAUNIG_VHB3 | 3 | South | YES | -0.024434 | 407 | 60 | 407 | 0 | 1.0138 | GST | -1 | 0.10011 | 407 | 407 |  |  |  |  | -0.10011 | -40.7439 | [6 empty] | 359 | 0
5396 | CALAVER_OWS1 | 1 | South | YES | -0.02445 | 418 | 80 | 418 | 0 | 1.0192 | GST | -1 | 0.10012 | 418 | 418 |  |  |  |  | -0.10012 | -41.8517 | [6 empty] | 360 | 0
5397 | CALAVER_OWS2 | 2 | South | YES | -0.02445 | 400 | 80 | 400 | 0 | 1.0192 | GST | -1 | 0.10012 | 400 | 400 |  |  |  |  | -0.10012 | -40.0495 | [6 empty] | 361 | 0
5111 | CALAVER_JTD1 | 1 | South | YES | -0.024452 | 430 | 80 | 430 | 0 | 1.0138 | LIGCO | -1 | 0.10013 | 0 | 430 |  |  |  |  | -0.10013 | 0 | [6 empty] | 362 | 0
5112 | CALAVER_JTD2 | 2 | South | YES | -0.024452 | 430 | 80 | 430 | 0 | 1.0138 | LIGCO | -1 | 0.10013 | 0 | 430 |  |  |  |  | -0.10013 | 0 | [6 empty] | 363 | 0
5436 | TUTTL_WBT1G1 | 1 | South | YES | -0.024473 | 48.8 | 20 | 61 | 0 | 1.012 | GST | -1 | 0.10015 | 61 | 61 |  |  |  |  | -0.10015 | -6.109 | [6 empty] | 364 | 0
5438 | TUTTL_WBT3G3 | 3 | South | YES | -0.024473 | 95 | 25 | 95 | 0 | 1.012 | GST | -1 | 0.10015 | 95 | 95 |  |  |  |  | -0.10015 | -9.5139 | [6 empty] | 365 | 0
5439 | TUTTL_WBT4G4 | 4 | South | YES | -0.024473 | 151 | 40 | 151 | 0 | 1.012 | GST | -1 | 0.10015 | 151 | 151 |  |  |  |  | -0.10015 | -15.1222 | [6 empty] | 366 | 0
5264 | LEON_LCP3G3 | 3 | South | YES | -0.024479 | 0 | 20 | 58 |  | 1.0197 | GST | -1 | 0.10015 | 58 | 58 |  |  |  |  | -0.10015 | -5.8089 | [6 empty] | 367 | 0
5265 | LEON_LCP4G4 | 4 | South | YES | -0.024479 | 89 | 25 | 89 | 0 | 1.0197 | GST | -1 | 0.10015 | 89 | 89 |  |  |  |  | -0.10015 | -8.9136 | [6 empty] | 368 | 0
5266 | LEON_LCPCT1 | 1 | South | YES | -0.024479 | 44 | 24 | 44 | 0 | 1.0197 | GGT | -1 | 0.10015 | 44 | 44 |  |  |  |  | -0.10015 | -4.4067 | [6 empty] | 369 | 0
5267 | LEON_LCPCT2 | 2 | South | YES | -0.024479 | 44 | 24 | 44 | 0 | 1.0197 | GGT | -1 | 0.10015 | 44 | 44 |  |  |  |  | -0.10015 | -4.4067 | [6 empty] | 370 | 0
5268 | LEON_LCPCT3 | 3 | South | YES | -0.024479 | 43 | 24 | 43 | 0 | 1.0197 | GGT | -1 | 0.10015 | 43 | 43 |  |  |  |  | -0.10015 | -4.3066 | [6 empty] | 371 | 0
5269 | LEON_LCPCT4 | 4 | South | YES | -0.024479 | 45 | 24 | 45 | 0 | 1.0197 | GGT | -1 | 0.10015 | 45 | 45 |  |  |  |  | -0.10015 | -4.5069 | [6 empty] | 372 | 0
5026 | BRAUNIG_VHB1 | 1 | South | YES | -0.024551 | 215 | 40 | 215 | 0 | 1.0192 | GST | -1 | 0.10022 | 215 | 215 |  |  |  |  | -0.10022 | -21.5483 | [6 empty] | 373 | 0
5027 | BRAUNIG_VHB2 | 2 | South | YES | -0.024551 | 216 | 40 | 216 | 0 | 1.0192 | GST | -1 | 0.10022 | 216 | 216 |  |  |  |  | -0.10022 | -21.6485 | [6 empty] | 374 | 0
5890 | PEARSALLGEN1 | 1 | South | YES | -0.024665 | 19.2 | 6 | 24 | 0 | 1.0226 | GST | -1 | 0.10034 | 24 | 24 |  |  |  |  | -0.10034 | -2.4081 | [6 empty] | 375 | 0
5891 | PEARSALLGEN2 | 1 | South | YES | -0.024665 | 19.4 | 6 | 24.3 | 0 | 1.0226 | GST | -1 | 0.10034 | 24.3 | 24.3 |  |  |  |  | -0.10034 | -2.4382 | [6 empty] | 376 | 0
5892 | PEARSALLGEN3 | 1 | South | YES | -0.024665 | 19.1 | 6 | 23.9 | 0 | 1.0226 | GST | -1 | 0.10034 | 23.9 | 23.9 |  |  |  |  | -0.10034 | -2.3981 | [6 empty] | 377 | 0
5476 | BRA_AVR1_CT1 | 1 | South | YES | -0.025467 | 155 | 90 | 155 | 0 | 1.025 | CC | -1 | 0.10114 | 155 | 155 |  |  |  |  | -0.10114 | -15.6768 | [6 empty] | 378 | 0
5477 | BRA_AVR1_ST | 1 | South | YES | -0.025467 | 174 | 138 | 174 | 0 | 1.025 | CC | -1 | 0.10114 | 174 | 174 |  |  |  |  | -0.10114 | -17.5985 | [6 empty] | 379 | 0
5478 | BRA_AVR1_CT2 | 1 | South | YES | -0.025467 | 155 | 90 | 155 | 0 | 1.025 | CC | -1 | 0.10114 | 155 | 155 |  |  |  |  | -0.10114 | -15.6768 | [6 empty] | 380 | 0
5401 | CALAVER_JKS1 | 1 | South | YES | -0.026155 | 562 | 100 | 562 | 0 | 1.026 | LIGCO | -1 | 0.10183 | 0 | 562 |  |  |  |  | -0.10183 | 0 | [6 empty] | 381 | 0
8189 | CUECPL2A | 1 | South | YES | -0.027918 | 12 | 0 | 12 | 0 | 1.02 | Cogen | -1 | 0.10359 | 0 | 0 |  |  |  |  | -0.10359 | 0 | [6 empty] | 382 | 0
5903 | SANMIGUELGEN | 1 | South | YES | -0.029713 | 396.3 | 180 | 396.3 | 0 | 1.0336 | LIGCO | -1 | 0.10539 | 0 | 396.3 |  |  |  |  | -0.10539 | 0 | [6 empty] | 383 | 0
80265 | LARECU40A | 4 | South | YES | -0.030171 | 80 | 0 | 100 |  | 1.039 | GGT | -1 | 0.10584 | 100 | 100 |  |  |  |  | -0.10584 | -10.5845 | [6 empty] | 384 | 0
80266 | LARECU50A | 5 | South | YES | -0.030171 | 80 | 0 | 100 |  | 1.039 | GGT | -1 | 0.10584 | 100 | 100 |  |  |  |  | -0.10584 | -10.5845 | [6 empty] | 385 | 0
80012 | LAR | F | South | YES | -0.030173 | 0 | 0 | 0 | 0 | 1.04 | DCTie | -1 | 0.10585 | 0 | 0 |  |  |  |  | -0.10585 | 0 | [6 empty] | 386 | 0
88299 | ZAPATA | F | South | YES | -0.033986 | 0 | 0 | 0 | 0 | 1.02 | BLT | -1 | 0.10966 | 0 | 0 |  |  |  |  | -0.10966 | 0 | [6 empty] | 387 | 0
88198 | BEEVILLE | F | South | YES | -0.035714 | 0 | 0 | 0 | 0 | 1.02 | AVR | -1 | 0.11139 | 0 | 0 |  |  |  |  | -0.11139 | 0 | [6 empty] | 388 | 0
5728 | FALCONHYDRO2 | 2 | South | YES | -0.036572 | 12 | 0 | 12 | 0 | 1.0234 | Hydro | -1 | 0.11225 | 0 | 0 |  |  |  |  | -0.11225 | 0 | [6 empty] | 389 | 0
5729 | FALCONHYDRO3 | 3 | South | YES | -0.036572 | 11 | 0 | 11 | 0 | 1.0234 | Hydro | -1 | 0.11225 | 0 | 0 |  |  |  |  | -0.11225 | 0 | [6 empty] | 390 | 0
8048 | FALCONHYDRO1 | 1 | South | YES | -0.036572 | 12 | 0 | 12 | 0 | 1.0234 | Hydro | -1 | 0.11225 | 0 | 0 |  |  |  |  | -0.11225 | 0
88508 | FALFURRI | F | South | YES | -0.03705 | 0 | 0 | 0 | 0 | 1 | AVR | -1 | 0.11272 | 0 | 0 |  |  |  |  | -0.11272 | 0
8161 | COLETO0A | 1 | South | YES | -0.037849 | 633 | 200 | 633 | 0 | 1.03 | LIGCO | -1 | 0.11352 | 0 | 633 |  |  |  |  | -0.11352 | 0
8933 | FGNTS001 | 1 | South | YES | -0.039275 | 146.5 | 0 | 146.5 | 0 | 1.03 | CC | -1 | 0.11495 | 146.5 | 146.5 |  |  |  |  | -0.11495 | -16.84
8934 | FGNTS101 | 2 | South | YES | -0.039275 | 147.9 | 0 | 147.9 | 0 | 1.03 | CC | -1 | 0.11495 | 147.9 | 147.9 |  |  |  |  | -0.11495 | -17.0009
8935 | FGNTS201 | 3 | South | YES | -0.039275 | 173 | 0 | 173 | 0 | 1.03 | CC | -1 | 0.11495 | 173 | 173 |  |  |  |  | -0.11495 | -19.8861
8981 | HECN1 | 1 | South | YES | -0.039729 | 144.8 | 0 | 144.8 | 0 | 1.0304 | CC | -1 | 0.1154 | 144.8 | 144.8 |  |  |  |  | -0.1154 | -16.7103
8982 | HECN2 | 2 | South | YES | -0.039729 | 144.1 | 0 | 144.1 | 0 | 1.0304 | CC | -1 | 0.1154 | 144.1 | 144.1 |  |  |  |  | -0.1154 | -16.6295
8983 | HECN3 | 3 | South | YES | -0.039729 | 171.9 | 0 | 171.9 | 0 | 1.0304 | CC | -1 | 0.1154 | 171.9 | 171.9 |  |  |  |  | -0.1154 | -19.8377
8936 | MVGN#1 | 1 | South | YES | -0.03973 | 216.6 | 0 | 216.6 | 0 | 1.0304 | CC | -1 | 0.1154 | 216.6 | 216.6 |  |  |  |  | -0.1154 | -24.9965
8937 | MVGN#2 | 2 | South | YES | -0.03973 | 216.7 | 0 | 216.7 | 0 | 1.0304 | CC | -1 | 0.1154 | 216.7 | 216.7 |  |  |  |  | -0.1154 | -25.008
8938 | MVGN#3 | 3 | South | YES | -0.03973 | 250.9 | 0 | 250.9 | 0 | 1.0304 | CC | -1 | 0.1154 | 250.9 | 250.9 |  |  |  |  | -0.1154 | -28.9548
5932 | SI_RAY9 | 9 | South | YES | -0.039929 | 32 | 32 | 38 | 0 | 1.035 | CC | -1 | 0.1156 | 38 | 38 |  |  |  |  | -0.1156 | -4.3929
5933 | SI_RAY6 | 6 | South | YES | -0.039929 | 15.4 | 10 | 19.3 | 0 | 1.035 | GST | -1 | 0.1156 | 19.3 | 19.3 |  |  |  |  | -0.1156 | -2.2311
5935 | SI_RAY10 | 10 | South | YES | -0.039929 | 47 | 10 | 47 | 0 | 1.03 | CC | -1 | 0.1156 | 47 | 47 |  |  |  |  | -0.1156 | -5.4333
80003 | MILHWYS | F | South | YES | -0.039929 | 0 | 0 | 0 | 0 | 1.0168 | AVR | -1 | 0.1156 | 0 | 0 |  |  |  |  | -0.1156 | 0
80080 | GWINDT11A | 3 | South | YES | -0.040051 | 0 | 0 | 38 | 0 | 1.025 | Wind | -1 | 0.11572 | 0 | 38 |  |  |  |  | -0.11572 | 0
80080 | GWINDT11A | 4 | South | YES | -0.040051 | 3.8 | 0 | 19 | 0 | 1.025 | Wind | -1 | 0.11572 | 0 | 19 |  |  |  |  | -0.11572 | 0
80080 | GWINDT11A | 2 | South | YES | -0.040051 | 0 | 0 | 41 | 0 | 1.025 | Wind | -1 | 0.11572 | 0 | 41 |  |  |  |  | -0.11572 | 0
80080 | GWINDT11A | 1 | South | YES | -0.040051 | 28.2 | 0 | 94 | 0 | 1.025 | Wind | -1 | 0.11572 | 0 | 94 |  |  |  |  | -0.11572 | 0
80081 | GWINDT21A | 4 | South | YES | -0.040051 | 4.4 | 0 | 22 | 0 | 1.025 | Wind | -1 | 0.11572 | 0 | 22 |  |  |  |  | -0.11572 | 0
80081 | GWINDT21A | 1 | South | YES | -0.040051 | 28.2 | 0 | 94 | 0 | 1.025 | Wind | -1 | 0.11572 | 0 | 94 |  |  |  |  | -0.11572 | 0
80081 | GWINDT21A | 3 | South | YES | -0.040051 | 8.6 | 0 | 43 | 0 | 1.025 | Wind | -1 | 0.11572 | 0 | 43 |  |  |  |  | -0.11572 | 0
80081 | GWINDT21A | 2 | South | YES | -0.040051 | 7.2 | 0 | 36 | 0 | 1.025 | Wind | -1 | 0.11572 | 0 | 36 |  |  |  |  | -0.11572 | 0
80180 | PNSCALT11A | 2 | South | YES | -0.040051 | 10 | 0 | 50 | 0 | 1.025 | Wind | -1 | 0.11572 | 0 | 50 |  |  |  |  | -0.11572 | 0
80180 | PNSCALT11A | 1 | South | YES | -0.040051 | 43.8 | 0 | 148 | 0 | 1.025 | Wind | -1 | 0.11572 | 0 | 148 |  |  |  |  | -0.11572 | 0
80181 | PNSCALT21A | 2 | South | YES | -0.040051 | 10 | 0 | 50 | 0 | 1.025 | Wind | -1 | 0.11572 | 0 | 50 |  |  |  |  | -0.11572 | 0
80181 | PNSCALT21A | 1 | South | YES | -0.040051 | 16.5 | 0 | 55 | 0 | 1.025 | Wind | -1 | 0.11572 | 0 | 55 |  |  |  |  | -0.11572 | 0
8517 | CELANEBI0A | 1 | South | YES | -0.040107 | 29 | 0 | 29 | 0 | 1.02 | Cogen | -1 | 0.11578 | 0 | 0 |  |  |  |  | -0.11578 | 0
8461 | KOCH_UP0A | 1 | South | YES | -0.040465 | 38 | 0 | 38 | 0 | 1.012 | Cogen | -1 | 0.11614 | 0 | 0 |  |  |  |  | -0.11614 | 0
8511 | OXY_CC0A | 1 | South | YES | -0.040501 | 30.3 | 0 | 38 | 0 | 1.027 | Cogen | -1 | 0.11617 | 0 | 0 |  |  |  |  | -0.11617 | 0
8506 | VAL #1 | 1 | South | YES | -0.040567 | 20.9 | 0 | 25 | 0 | 1.0055 | Cogen | -1 | 0.11624 | 0 | 0 |  |  |  |  | -0.11624 | 0
8507 | VAL #2 | 2 | South | YES | -0.040567 | 20.9 | 0 | 25 | 0 | 1.0055 | Cogen | -1 | 0.11624 | 0 | 0 |  |  |  |  | -0.11624 | 0
8459 | B_DAVIS0B | MB | South | YES | -0.040658 | 0 | 50 | 339 |  | 1.03 | GSC | -1 | 0.11633 | 0 | 0 |  |  |  |  | -0.11633 | 0
8460 | B_DAVIS0A | MB | South | YES | -0.040658 | 0 | 50 | 340 |  | 1.03 | GSC | -1 | 0.11633 | 0 | 0 |  |  |  |  | -0.11633 | 0
80263 | B_DAVIS31A | 3 | South | YES | -0.040658 | 0 | 0 | 180 |  | 1.0366 | CC | -1 | 0.11633 | 180 | 180 |  |  |  |  | -0.11633 | -20.9397
80264 | B_DAVIS41A | 4 | South | YES | -0.040658 | 0 | 0 | 180 |  | 1.0366 | CC | -1 | 0.11633 | 180 | 180 |  |  |  |  | -0.11633 | -20.9397
8456 | COSW#1 | 1 | South | YES | -0.040759 | 20 | 0 | 20 | 0 | 1.027 | Cogen | -1 | 0.11643 | 0 | 0 |  |  |  |  | -0.11643 | 0
8457 | COSW#2 | 2 | South | YES | -0.040759 | 14 | 0 | 14 | 0 | 1.027 | Cogen | -1 | 0.11643 | 0 | 0 |  |  |  |  | -0.11643 | 0
8560 | CNOPGT1 | 1 | South | YES | -0.040809 | 148.3 | 0 | 148.3 | 0 | 1.03 | Cogen | -1 | 0.11648 | 0 | 0 |  |  |  |  | -0.11648 | 0
8561 | CNOPGT2 | 2 | South | YES | -0.040809 | 148.6 | 0 | 148.6 | 0 | 1.03 | Cogen | -1 | 0.11648 | 0 | 0 |  |  |  |  | -0.11648 | 0
8562 | CNOPST1 | 3 | South | YES | -0.040809 | 153 | 0 | 153 | 0 | 1.03 | Cogen | -1 | 0.11648 | 0 | 0 |  |  |  |  | -0.11648 | 0
8442 | NBEC7 | 7 | South | YES | -0.040819 | 0 | 81 | 367 |  | 1.0298 | GST | -1 | 0.11649 | 367 | 367 |  |  |  |  | -0.11649 | -42.7528
8442 | NBEC7 | MB | South | YES | -0.040819 | 0 | 81 | 367 |  | 1.0298 | GST | -1 | 0.11649 | 0 | 0 |  |  |  |  | -0.11649 | 0
8926 | LGE_GT10A | 1 | South | YES | -0.041703 | 158 | 0 | 158 | 0 | 1.03 | Cogen | -1 | 0.11738 | 0 | 0 |  |  |  |  | -0.11738 | 0
8927 | LGE_GT20A | 2 | South | YES | -0.041703 | 153 | 0 | 153 | 0 | 1.03 | Cogen | -1 | 0.11738 | 0 | 0 |  |  |  |  | -0.11738 | 0
8928 | LGE_STG0A | 3 | South | YES | -0.041703 | 100 | 0 | 100 | 0 | 1.03 | Cogen | -1 | 0.11738 | 0 | 0 |  |  |  |  | -0.11738 | 0
8930 | ICPGN10A | 1 | South | YES | -0.041703 | 149 | 0 | 149 | 0 | 1.03 | Cogen | -1 | 0.11738 | 0 | 0 |  |  |  |  | -0.11738 | 0
8931 | ICPGN20A | 2 | South | YES | -0.041703 | 150 | 0 | 150 | 0 | 1.03 | Cogen | -1 | 0.11738 | 0 | 0 |  |  |  |  | -0.11738 | 0
8932 | ICPGN30A | 3 | South | YES | -0.041703 | 127 | 0 | 127 | 0 | 1.03 | Cogen | -1 | 0.11738 | 0 | 0 |  |  |  |  | -0.11738 | 0
80223 | REYSHR G | 1 | South | YES | -0.041703 | 12 | 0 | 12 | 0 | 1.032 | Cogen | -1 | 0.11738 | 0 | 0 |  |  |  |  | -0.11738 | 0
8173 | VICEC51A | 5 | South | YES | -0.041991 | 144 | 18 | 144 | 0 | 1.025 | CC | -1 | 0.11766 | 144 | 144 |  |  |  |  | -0.11766 | -16.9437
8174 | VICEC61A | 6 | South | YES | -0.041991 | 188 | 42 | 188 | 0 | 1.025 | CC | -1 | 0.11766 | 188 | 188 |  |  |  |  | -0.11766 | -22.121
5508 | RAYBURNCC9 | 1 | South | YES | -0.042793 | 47.7 | 18.2 | 47.7 | 0 | 1.0296 | CC | -1 | 0.11847 | 47.7 | 47.7 |  |  |  |  | -0.11847 | -5.6509
5509 | RAYBURNCC10 | 1 | South | YES | -0.042793 | 37.3 | 5.2 | 37.3 | 0 | 1.0296 | CC | -1 | 0.11847 | 37.3 | 37.3 |  |  |  |  | -0.11847 | -4.4188
5511 | RAYBURNCC7 | 1 | South | YES | -0.042793 | 47.5 | 18.2 | 47.5 | 0 | 1.0296 | CC | -1 | 0.11847 | 47.5 | 47.5 |  |  |  |  | -0.11847 | -5.6272
5512 | RAYBURNCC8 | 1 | South | YES | -0.042793 | 49.3 | 18.2 | 49.3 | 0 | 1.0296 | CC | -1 | 0.11847 | 49.3 | 49.3 |  |  |  |  | -0.11847 | -5.8404
8066 | DUP1V#1 | 1 | South | YES | -0.042851 | 52.3 | 0 | 73 | 0 | 1.01 | Cogen | -1 | 0.11852 | 0 | 0 |  |  |  |  | -0.11852 | 0
5503 | RAYBURNGEN3 | 1 | South | YES | -0.043209 | 17.6 | 6 | 22 | 0 | 1.0224 | GST | -1 | 0.11888 | 22 | 22 |  |  |  |  | -0.11888 | -2.6154
5505 | RAYBURNGEN1 | 1 | South | YES | -0.043209 | 0 | 1 | 11 |  | 1.0223 | GGT | -1 | 0.11888 | 11 | 11 |  |  |  |  | -0.11888 | -1.3077
5506 | RAYBURNGEN2 | 1 | South | YES | -0.043209 | 0 | 1 | 11 |  | 1.0223 | GGT | -1 | 0.11888 | 11 | 11 |  |  |  |  | -0.11888 | -1.3077
80224 | VISTRONG1 | 1 | South | YES | -0.044313 | 13.1 | 0 | 15 | 0 | 1.01 | Cogen | -1 | 0.11999 | 0 | 0 |  |  |  |  | -0.11999 | 0
80225 | VISTRONG2 | 2 | South | YES | -0.044313 | 20.2 | 0 | 23 | 0 | 1.01 | Cogen | -1 | 0.11999 | 0 | 0 |  |  |  |  | -0.11999 | 0
80227 | AIRCO G | 1 | South | YES | -0.044829 | 7.2 | 0 | 8 | 0 | 1.0104 | Cogen | -1 | 0.1205 | 0 | 0 |  |  |  |  | -0.1205 | 0
8147 | UCAR #2 | 10 | South | YES | -0.04517 | 18.2 | 0 | 28 |  | 1 | Cogen | -1 | 0.12084 | 0 | 0 |  |  |  |  | -0.12084 | 0
8148 | UCAR #1 | 2 | South | YES | -0.04517 | 6.1 | 0 | 7 | 0 | 1.009 | Cogen | -1 | 0.12084 | 0 | 0 |  |  |  |  | -0.12084 | 0
80137 | CSDR89 | 9 | South | YES | -0.04517 | 15 | 0 | 15 | 0 | 1.003 | DCTie | -1 | 0.12084 | 0 | 0 |  |  |  |  | -0.12084 | 0
80137 | CSDR89 | 8 | South | YES | -0.04517 | 33.9 | 0 | 39 | 0 | 1.003 | DCTie | -1 | 0.12084 | 0 | 0 |  |  |  |  | -0.12084 | 0
80138 | CSDR7 | 7 | South | YES | -0.04517 | 6.1 | 0 | 7 | 0 | 1.014 | DCTie | -1 | 0.12084 | 0 | 0 |  |  |  |  | -0.12084 | 0
80139 | CSDR56 | 6 | South | YES | -0.04517 | 0 | 0 | 39 |  | 1.0033 | DCTie | -1 | 0.12084 | 0 | 0 |  |  |  |  | -0.12084 | 0
80139 | CSDR56 | 5 | South | YES | -0.04517 | 15 | 0 | 15 |  | 1.0033 | DCTie | -1 | 0.12084 | 0 | 0 |  |  |  |  | -0.12084 | 0
80140 | CSDR11 | 11 | South | YES | -0.04517 | 33.9 | 0 | 39 | 0 | 1.03 | DCTie | -1 | 0.12084 | 0 | 0 |  |  |  |  | -0.12084 | 0
80226 | ALCOA G | 1 | South | YES | -0.047338 | 32.3 | 5 | 48 | 0 | 1.015 | Cogen | -1 | 0.12301 | 0 | 0 |  |  |  |  | -0.12301 | 0
8134 | FOR #1 | 1 | South | YES | -0.047992 | 54.1 | 45 | 79 | 0 | 1 | Cogen | -1 | 0.12367 | 0 | 0 |  |  |  |  | -0.12367 | 0
8138 | FOR #2 | 2 | South | YES | -0.047992 | 63.1 | 45 | 81 | 0 | 1 | Cogen | -1 | 0.12367 | 0 | 0 |  |  |  |  | -0.12367 | 0
8153 | FOR #3 | 3 | South | YES | -0.047992 | 63.1 | 45 | 79.9 | 0 | 1 | Cogen | -1 | 0.12367 | 0 | 0 |  |  |  |  | -0.12367 | 0
8154 | FOR #4 | 4 | South | YES | -0.047992 | 63.1 | 60 | 80 | 0 | 1 | Cogen | -1 | 0.12367 | 0 | 0 |  |  |  |  | -0.12367 | 0
8155 | FOR #5 | 5 | South | YES | -0.047992 | 63.1 | 60 | 78.4 | 0 | 1 | Cogen | -1 | 0.12367 | 0 | 0 |  |  |  |  | -0.12367 | 0
8156 | FOR #6 | 6 | South | YES | -0.047992 | 24.9 | 5 | 25 | 0 | 1 | Cogen | -1 | 0.12367 | 0 | 0 |  |  |  |  | -0.12367 | 0
8157 | FOR #7 | 7 | South | YES | -0.047992 | 28.8 | 5 | 46 | 0 | 1 | Cogen | -1 | 0.12367 | 0 | 0 |  |  |  |  | -0.12367 | 0
80051 | FOR #8 | 8 | South | YES | -0.047992 | 28 | 28 | 28 |  | 1 | Cogen | -1 | 0.12367 | 0 | 0 |  |  |  |  | -0.12367 | 0
80052 | FOR #9 | 9 | South | YES | -0.047992 | 29.7 | 5 | 43.6 | 0 | 1 | Cogen | -1 | 0.12367 | 0 | 0 |  |  |  |  | -0.12367 | 0
80053 | FOR #10 | 10 | South | YES | -0.047992 | 68.4 | 45 | 75 | 0 | 1 | Cogen | -1 | 0.12367 | 0 | 0 |  |  |  |  | -0.12367 | 0
5911 | STP_GN1___1 | 1 | Houston | YES | -0.071083 | 1333 | 1249 | 1333 | 0 | 1.0406 | Nuc | -1 | 0.14676 | 0 | 0 |  |  | 0 | 0 | -0.14676 | 0
5912 | STP_GN2___2 | 2 | Houston | YES | -0.071083 | 1332 | 1249 | 1332 | 0 | 1.0406 | Nuc | -1 | 0.14676 | 0 | 0 |  |  | 0 | 0 | -0.14676 | 0
48731 | CBE_GT1 | 1 | Houston | YES | -0.071889 | 76 | 0 | 76 | 0 | 1.029 | CC | -1 | 0.14756 | 76 | 76 |  |  | -5.4636 | 76 | -0.14756 | -11.2148
48732 | CBE_GT2 | 1 | Houston | YES | -0.071889 | 76 | 0 | 76 | 0 | 1.029 | CC | -1 | 0.14756 | 76 | 76 |  |  | -5.4636 | 76 | -0.14756 | -11.2148
48733 | CBE_ST12 | 1 | Houston | YES | -0.071889 | 105 | 0 | 105 | 0 | 1.029 | CC | -1 | 0.14756 | 105 | 105 |  |  | -7.5483 | 105 | -0.14756 | -15.4941
48734 | CBE_GT3 | 1 | Houston | YES | -0.071889 | 76 | 0 | 76 | 0 | 1.029 | CC | -1 | 0.14756 | 76 | 76 |  |  | -5.4636 | 76 | -0.14756 | -11.2148
48735 | CBE_GT4 | 1 | Houston | YES | -0.071889 | 76 | 0 | 76 | 0 | 1.029 | CC | -1 | 0.14756 | 76 | 76 |  |  | -5.4636 | 76 | -0.14756 | -11.2148
48736 | CBE_ST34 | 1 | Houston | YES | -0.071889 | 105 | 0 | 105 | 0 | 1.029 | CC | -1 | 0.14756 | 105 | 105 |  |  | -7.5483 | 105 | -0.14756 | -15.4941
48911 | TGF_GT1_8000 | 1 | Houston | YES | -0.074546 | 69.2 | 0 | 69.2 |  | 1.029 | Cogen | -1 | 0.15022 | 0 | 0 |  |  | 0 | 0 | -0.15022 | 0
49851 | DOW17000 | 37 | Houston | YES | -0.082752 | 39 | 0 | 62 | 0 | 1 | Cogen | -1 | 0.15843 | 0 | 0 |  |  | 0 | 0 | -0.15843 | 0
49858 | DOW38100 | 31 | Houston | YES | -0.082752 | 45 | 0 | 71.4 |  | 1 | Cogen | -1 | 0.15843 | 0 | 0 |  |  | 0 | 0 | -0.15843 | 0
49859 | DOW38200 | 33 | Houston | YES | -0.082752 | 28 | 0 | 45 | 0 | 1 | Cogen | -1 | 0.15843 | 0 | 0 |  |  | 0 | 0 | -0.15843 | 0
49860 | DOW38300 | 32 | Houston | YES | -0.082752 | 63 | 0 | 101 |  | 1 | Cogen | -1 | 0.15843 | 0 | 0 |  |  | 0 | 0 | -0.15843 | 0
49862 | DOW39100 | 36 | Houston | YES | -0.082752 | 54 | 0 | 86 | 0 | 1 | Cogen | -1 | 0.15843 | 0 | 0 |  |  | 0 | 0 | -0.15843 | 0
49863 | DOW39200 | 35 | Houston | YES | -0.082752 | 55 | 0 | 88 | 0 | 1 | Cogen | -1 | 0.15843 | 0 | 0 |  |  | 0 | 0 | -0.15843 | 0
49865 | DOW41000 | 41 | Houston | YES | -0.082752 | 31 | 0 | 50 |  | 1 | Cogen | -1 | 0.15843 | 0 | 0 |  |  | 0 | 0 | -0.15843 | 0
49866 | DOW42000 | 42 | Houston | YES | -0.082752 | 11 | 0 | 18 |  | 1 | Cogen | -1 | 0.15843 | 0 | 0 |  |  | 0 | 0 | -0.15843 | 0
49869 | DOW49000 | 45 | Houston | YES | -0.082752 | 59 | 0 | 94 |  | 1 | Cogen | -1 | 0.15843 | 0 | 0 |  |  | 0 | 0 | -0.15843 | 0
49870 | DOW61000 | 61 | Houston | YES | -0.082752 | 44 | 0 | 70 | 0 | 1 | Cogen | -1 | 0.15843 | 0 | 0 |  |  | 0 | 0 | -0.15843 | 0
49871 | DOW62000 | 62 | Houston | YES | -0.082752 | 40 | 0 | 63 | 0 | 1 | Cogen | -1 | 0.15843 | 0 | 0 |  |  | 0 | 0 | -0.15843 | 0
49872 | DOW63000 | 63 | Houston | YES | -0.082752 | 45 | 0 | 72 | 0 | 1 | Cogen | -1 | 0.15843 | 0 | 0 |  |  | 0 | 0 | -0.15843 | 0
49873 | DOW64000 | 64 | Houston | YES | -0.082752 | 41 | 0 | 64.8 | 0 | 1 | Cogen | -1 | 0.15843 | 0 | 0 |  |  | 0 | 0 | -0.15843 | 0
49876 | DOW65000 | 65 | Houston | YES | -0.082752 | 63 | 0 | 101 | 0 | 1 | Cogen | -1 | 0.15843 | 0 | 0 |  |  | 0 | 0 | -0.15843 | 0
49877 | DOW66000 | 66 | Houston | YES | -0.082752 | 61 | 0 | 97 | 0 | 1 | Cogen | -1 | 0.15843 | 0 | 0 |  |  | 0 | 0 | -0.15843 | 0
49878 | DOW67000 | 67 | Houston | YES | -0.082752 | 65 | 0 | 103 | 0 | 1 | Cogen | -1 | 0.15843 | 0 | 0 |  |  | 0 | 0 | -0.15843 | 0
49882 | DOW81000 | 81 | Houston | YES | -0.082752 | 47 | 0 | 76 | 0 | 1 | Cogen | -1 | 0.15843 | 0 | 0 |  |  | 0 | 0 | -0.15843 | 0
49884 | DOW82000 | 82 | Houston | YES | -0.082752 | 51 | 0 | 80 | 0 | 1 | Cogen | -1 | 0.15843 | 0 | 0 |  |  | 0 | 0 | -0.15843 | 0
49885 | DOW83000 | 83 | Houston | YES | -0.082752 | 51 | 0 | 80 | 0 | 1 | Cogen | -1 | 0.15843 | 0 | 0 |  |  | 0 | 0 | -0.15843 | 0
49886 | DOW84000 | 84 | Houston | YES | -0.082752 | 107 | 0 | 171 | 0 | 0.98 | Cogen | -1 | 0.15843 | 0 | 0 |  |  | 0 | 0 | -0.15843 | 0
48520 | BSF_GT1_8070 | 1 | Houston | YES | -0.085077 | 72 | 0 | 72 | 0 | 1.0326 | Cogen | -1 | 0.16075 | 0 | 0 |  |  | 0 | 0 | -0.16075 | 0
48520 | BSF_GT1_8070 | 2 | Houston | YES | -0.085077 | 10 | 0 | 10 | 0 | 1.0326 | Cogen | -1 | 0.16075 | 0 | 0 |  |  | 0 | 0 | -0.16075 | 0
39760 | TNSCLP1___8 | 1 | Houston | YES | -0.086913 | 93.4 | 20 | 116.8 | 0 | 1.04 | Cogen | -1 | 0.16259 | 0 | 0 |  |  | 0 | 0 | -0.16259 | 0
39770 | TNSCLP2___8 | 1 | Houston | YES | -0.086913 | 91.6 | 20 | 114.5 | 0 | 1.04 | Cogen | -1 | 0.16259 | 0 | 0 |  |  | 0 | 0 | -0.16259 | 0
39775 | TNSCLP4___8 | 1 | Houston | YES | -0.086913 | 95.2 | 20 | 119 | 0 | 1.04 | Cogen | -1 | 0.16259 | 0 | 0 |  |  | 0 | 0 | -0.16259 | 0
39790 | TNSCLP3___8 | 1 | Houston | YES | -0.086913 | 87.6 | 20 | 109.5 | 0 | 1.027 | Cogen | -1 | 0.16259 | 0 | 0 |  |  | 0 | 0 | -0.16259 | 0
48926 | WAP_GN6_6 | 6 | Houston | YES | -0.091968 | 651 | 280 | 651 |  | 1.035 | LIGCO | -1 | 0.16764 | 0 | 651 |  |  | 0 | 0 | -0.16764 | 0
48927 | WAP_GN7_7 | 7 | Houston | YES | -0.091968 | 564 | 277 | 564 |  | 1.035 | LIGCO | -1 | 0.16764 | 0 | 564 |  |  | 0 | 0 | -0.16764 | 0
48928 | WAP_GN8_8 | 8 | Houston | YES | -0.091968 | 603 | 275 | 603 |  | 1.035 | LIGCO | -1 | 0.16764 | 0 | 603 |  |  | 0 | 0 | -0.16764 | 0
48521 | BVE_GT1_GT1 | 1 | Houston | YES | -0.09203 | 167.7 | 0 | 167.7 |  | 1.035 | CC | -1 | 0.1677 | 167.7 | 167.7 |  |  | -15.4334 | 167.7 | -0.1677 | -28.1239
48522 | BVE_GT2_5035 | 2 | Houston | YES | -0.09203 | 166.4 | 0 | 166.4 |  | 1.035 | CC | -1 | 0.1677 | 166.4 | 166.4 |  |  | -15.3138 | 166.4 | -0.1677 | -27.9059
48523 | BVE_ST1_GN1 | 3 | Houston | YES | -0.09203 | 252.4 | 0 | 252.4 |  | 1.035 | CC | -1 | 0.1677 | 252.4 | 252.4 |  |  | -23.2284 | 252.4 | -0.1677 | -42.3284
48730 | MNS_GT | 1 | Houston | YES | -0.093573 | 43 | 0 | 46.1 |  | 1.029 | Cogen | -1 | 0.16925 | 0 | 0 |  |  | 0 | 0 | -0.16925 | 0
48921 | WAP_GN1_1 | 1 | Houston | YES | -0.094144 | 132.8 | 37 | 166 | 0 | 1.0362 | GST | -1 | 0.16982 | 166 | 166 |  |  | -15.6279 | 166 | -0.16982 | -28.1897
48922 | WAP_GN2_2 | 2 | Houston | YES | -0.094144 | 132.8 | 37 | 166 | 0 | 1.0362 | GST | -1 | 0.16982 | 166 | 166 |  |  | -15.6279 | 166 | -0.16982 | -28.1897
48923 | WAP_GN3_3 | 3 | Houston | YES | -0.094144 | 198.4 | 93 | 248 | 0 | 1.0362 | GST | -1 | 0.16982 | 248 | 248 |  |  | -23.3477 | 248 | -0.16982 | -42.1148
48924 | WAP_GN4_4 | 4 | Houston | YES | -0.094144 | 546 | 217 | 546 | 0 | 1.0362 | GSC | -1 | 0.16982 | 546 | 546 |  |  | -51.4026 | 546 | -0.16982 | -92.7205
48925 | WAP_GN5_5 | 5 | Houston | YES | -0.094144 | 589.6 | 278 | 654 | 0 | 0.985 | LIGCO | -1 | 0.16982 | 0 | 654 |  |  | 0 | 0 | -0.16982 | 0
48929 | WAPGT21_GT1 | B1 | Houston | YES | -0.094144 | 0 | 0 | 13 |  | 1.05 | GGT | -1 | 0.16982 | 13 | 13 |  |  | -1.2239 | 13 | -0.16982 | -2.2076
48510 | AK_GT1__8040 | 1 | Houston | YES | -0.094597 | 33.4 | 8.1 | 34 |  | 1.029 | Cogen | -1 | 0.17027 | 0 | 0 |  |  | 0 | 0 | -0.17027 | 0
38580 | TNBP_CGN1_8 | 1 | Houston | YES | -0.099086 | 70.8 | 0 | 70.8 | 0 | 1.005 | Cogen | -1 | 0.17476 | 0 | 0 |  |  | 0 | 0 | -0.17476 | 0
38590 | TNBP_CGN2_8 | 2 | Houston | YES | -0.099086 | 66.7 | 0 | 66.7 | 0 | 1.005 | Cogen | -1 | 0.17476 | 0 | 0 |  |  | 0 | 0 | -0.17476 | 0
38600 | TNBP_CGN3_8 | 5 | Houston | YES | -0.099086 | 53 | 0 | 53 | 0 | 1.005 | Cogen | -1 | 0.17476 | 0 | 0 |  |  | 0 | 0 | -0.17476 | 0
38611 | TNBPAMCG1_8 | 1 | Houston | YES | -0.099086 | 153.2 | 0 | 153.2 | 0 | 1.005 | Cogen | -1 | 0.17476 | 0 | 0 |  |  | 0 | 0 | -0.17476 | 0
38612 | TNBPAMCG2_8 | 2 | Houston | YES | -0.099086 | 153.5 | 0 | 153.5 | 0 | 1.005 | Cogen | -1 | 0.17476 | 0 | 0 |  |  | 0 | 0 | -0.17476 | 0
38613 | TNBPAMCG3_8 | 3 | Houston | YES | -0.099086 | 152.3 | 0 | 152.3 | 0 | 1.005 | Cogen | -1 | 0.17476 | 0 | 0 |  |  | 0 | 0 | -0.17476 | 0
38614 | TNBPAMCG4_8 | 4 | Houston | YES | -0.099086 | 96 | 0 | 96 |  | 1.005 | Cogen | -1 | 0.17476 | 0 | 0 |  |  | 0 | 0 | -0.17476 | 0
38615 | TNBPAMCG5_8 | 1 | Houston | YES | -0.099086 | 244 | 0 | 244 | 0 | 1.005 | Cogen | -1 | 0.17476 | 0 | 0 |  |  | 0 | 0 | -0.17476 | 0
38690 | TNBP_CGN4_8 | 3 | Houston | YES | -0.099086 | 40 | 0 | 40 |  | 1.005 | Cogen | -1 | 0.17476 | 0 | 0 |  |  | 0 | 0 | -0.17476 | 0
38711 | TNTXCTY1CG8 | 1 | Houston | YES | -0.099086 | 100.3 | 59 | 100.3 | 0 | 1 | Cogen | -1 | 0.17476 | 0 | 0 |  |  | 0 | 0 | -0.17476 | 0
38712 | TNTXCTY2CG8 | 1 | Houston | YES | -0.099086 | 92.9 | 59 | 92.9 | 0 | 1 | Cogen | -1 | 0.17476 | 0 | 0 |  |  | 0 | 0 | -0.17476 | 0
38713 | TNTXCTY3CG8 | 1 | Houston | YES | -0.099086 | 102.7 | 59 | 102.7 | 0 | 1 | Cogen | -1 | 0.17476 | 0 | 0 |  |  | 0 | 0 | -0.17476 | 0
38714 | TNTXCTY4CG8 | 1 | Houston | YES | -0.099086 | 103 | 59 | 103 | 0 | 1 | Cogen | -1 | 0.17476 | 0 | 0 |  |  | 0 | 0 | -0.17476 | 0
39470 | TNDOWCGNSG8 | 1 | Houston | YES | -0.099086 | 32 | 10 | 32 | 0 | 0.985 | Cogen | -1 | 0.17476 | 0 | 0 |  |  | 0 | 0 | -0.17476 | 0
39480 | TNDOWCGNGG8 | 1 | Houston | YES | -0.099086 | 30 | 10 | 30 | 0 | 0.985 | Cogen | -1 | 0.17476 | 0 | 0 |  |  | 0 | 0 | -0.17476 | 0
48772 | PHR_GN2_2 | MB | Houston | YES | -0.10119 | 0 | 72 | 459 |  | 1.0362 | GSC | -1 | 0.17686 | 0 | 0 |  |  | 0 | 0 | -0.17686 | 0
48561 | CTL_GT2_8130 | 1 | Houston | YES | -0.10263 | 73.5 | 30.3 | 91.9 |  | 1.0362 | Cogen | -1 | 0.1783 | 0 | 0 |  |  | 0 | 0 | -0.1783 | 0
48562 | CTL_GT3_8135 | 2 | Houston | YES | -0.10263 | 70.1 | 30.3 | 87.6 |  | 1.0362 | Cogen | -1 | 0.1783 | 0 | 0 |  |  | 0 | 0 | -0.1783 | 0
48563 | CTL_GT4_8140 | 3 | Houston | YES | -0.10263 | 69.6 | 30.3 | 87 |  | 1.0362 | Cogen | -1 | 0.1783 | 0 | 0 |  |  | 0 | 0 | -0.1783 | 0
48564 | CTL_GN1_8145 | 4 | Houston | YES | -0.10263 | 43.6 | 12.9 | 54.5 |  | 1.0362 | Cogen | -1 | 0.1783 | 0 | 0 |  |  | 0 | 0 | -0.1783 | 0
48565 | CTL_GN2_8155 | 5 | Houston | YES | -0.10263 | 9.8 | 3.4 | 12.2 |  | 1.0362 | Cogen | -1 | 0.1783 | 0 | 0 |  |  | 0 | 0 | -0.1783 | 0
48531 | BYU_GT1_8075 | 1 | Houston | YES | -0.1032 | 65 | 0 | 65 |  | 1.0362 | Cogen | -1 | 0.17887 | 0 | 0 |  |  | 0 | 0 | -0.17887 | 0
48532 | BYU_GT2_8055 | 2 | Houston | YES | -0.1032 | 62 | 0 | 62 |  | 1.0362 | Cogen | -1 | 0.17887 | 0 | 0 |  |  | 0 | 0 | -0.17887 | 0
48533 | BYU_GT3_8060 | 3 | Houston | YES | -0.1032 | 67 | 0 | 67 |  | 1.0362 | Cogen | -1 | 0.17887 | 0 | 0 |  |  | 0 | 0 | -0.17887 | 0
48534 | BYU_GT4_8065 | 4 | Houston | YES | -0.1032 | 65 | 0 | 65 |  | 1.0362 | Cogen | -1 | 0.17887 | 0 | 0 |  |  | 0 | 0 | -0.17887 | 0
48691 | GBY_73741085 | B | Houston | YES | -0.10324 | 37.6 | 20 | 47 | 0 | 1.0362 | GGT | -1 | 0.17891 | 47 | 47 |  |  | -4.8521 | 47 | -0.17891 | -8.4088
48691 | GBY_73741085 | A | Houston | YES | -0.10324 | 37.6 | 20 | 47 | 0 | 1.0362 | GGT | -1 | 0.17891 | 47 | 47 |  |  | -4.8521 | 47 | -0.17891 | -8.4088
48692 | GBY_81821075 | D | Houston | YES | -0.10324 | 44 | 20 | 55 | 0 | 1.0362 | GGT | -1 | 0.17891 | 55 | 55 |  |  | -5.678 | 55 | -0.17891 | -9.84
48692 | GBY_81821075 | C | Houston | YES | -0.10324 | 37.6 | 20 | 47 | 0 | 1.0362 | GGT | -1 | 0.17891 | 47 | 47 |  |  | -4.8521 | 47 | -0.17891 | -8.4088
48693 | GBY_83841065 | F | Houston | YES | -0.10324 | 43.2 | 20 | 54 | 0 | 1.0362 | GGT | -1 | 0.17891 | 54 | 54 |  |  | -5.5747 | 54 | -0.17891 | -9.6611
48693 | GBY_83841065 | E | Houston | YES | -0.10324 | 45.6 | 20 | 57 | 0 | 1.0362 | GGT | -1 | 0.17891 | 57 | 57 |  |  | -5.8845 | 57 | -0.17891 | -10.1979
48841 | SJS_GT1_GT1 | 1 | Houston | YES | -0.10425 | 62.4 | 49 | 78 | 0 | 1.0362 | Cogen | -1 | 0.17992 | 0 | 0 |  |  | 0 | 0 | -0.17992 | 0
48842 | SJS_GT2_GT2 | 2 | Houston | YES | -0.10425 | 64.8 | 49 | 81 | 0 | 1.0362 | Cogen | -1 | 0.17992 | 0 | 0 |  |  | 0 | 0 | -0.17992 | 0
48641 | DPEC_GT15040 | 1 | Houston | YES | -0.10459 | 163.2 | 98 | 163.2 | 0 | 1.0319 | CC | -1 | 0.18026 | 163.2 | 163.2 |  |  | -17.0691 | 163.2 | -0.18026 | -29.419
48642 | DPEC_GT25025 | 2 | Houston | YES | -0.10459 | 157.1 | 98 | 157.1 | 0 | 1.0319 | CC | -1 | 0.18026 | 157.1 | 157.1 |  |  | -16.4311 | 157.1 | -0.18026 | -28.3194
48643 | DPEC_GT35010 | 3 | Houston | YES | -0.10459 | 157.5 | 98 | 157.5 | 0 | 1.0319 | CC | -1 | 0.18026 | 157.5 | 157.5 |  |  | -16.4729 | 157.5 | -0.18026 | -28.3915
48644 | DPEC_GT45070 | 4 | Houston | YES | -0.10459 | 157 | 98 | 157 | 0 | 1.0319 | CC | -1 | 0.18026 | 157 | 157 |  |  | -16.4206 | 157 | -0.18026 | -28.3014
48645 | DPEC_ST55065 | 5 | Houston | YES | -0.10459 | 282 | 0 | 282 | 0 | 1.0319 | CC | -1 | 0.18026 | 282 | 282 |  |  | -29.4944 | 282 | -0.18026 | -50.8344
48761 | PR_GT1__9040 | 1 | Houston | YES | -0.10473 | 26 | 0 | 35 |  | 1 | Cogen | -1 | 0.1804 | 0 | 0 |  |  | 0 | 0 | -0.1804 | 0
48855 | SRB_GT211035 | B1 | Houston | YES | -0.10503 | 0 | 0 | 18 |  | 1.014 | GGT | -1 | 0.1807 | 18 | 18 |  |  | -1.8905 | 18 | -0.1807 | -3.2526
48855 | SRB_GT211035 | B2 | Houston | YES | -0.10503 | 0 | 0 | 12 |  | 1.014 | GGT | -1 | 0.1807 | 12 | 12 |  |  | -1.2603 | 12 | -0.1807 | -2.1684
48852 | SRB_GN2_2 | 2 | Houston | YES | -0.10504 | 140.8 | 26 | 176 | 0 | 1.0217 | GST | -1 | 0.18072 | 176 | 176 |  |  | -18.4877 | 176 | -0.18072 | -31.8063
48551 | CAL_GT1_8045 | 1 | Houston | YES | -0.10506 | 149 | 0 | 149 | 0 | 1.0326 | Cogen | -1 | 0.18073 | 0 | 0 |  |  | 0 | 0 | -0.18073 | 0
48552 | CAL_ST1_8000 | 2 | Houston | YES | -0.10506 | 65.1 | 0 | 65.1 | 0 | 1.0326 | Cogen | -1 | 0.18073 | 0 | 0 |  |  | 0 | 0 | -0.18073 | 0
48851 | SRB_GN1_1 | 1 | Houston | YES | -0.10507 | 132 | 26 | 165 | 0 | 1.0217 | GST | -1 | 0.18074 | 165 | 165 |  |  | -17.3357 | 165 | -0.18074 | -29.8219
48740 | PSG_GN2_8050 | 1 | Houston | YES | -0.10513 | 182 | 60 | 182 | 0 | 1.0326 | Cogen | -1 | 0.1808 | 0 | 0 |  |  | 0 | 0 | -0.1808 | 0
48741 | PSG_GT2_8040 | 1 | Houston | YES | -0.10513 | 158.6 | 50 | 158.6 | 0 | 1.0326 | Cogen | -1 | 0.1808 | 0 | 0 |  |  | 0 | 0 | -0.1808 | 0
48742 | PSG_GT3_8060 | 1 | Houston | YES | -0.10513 | 157 | 50 | 157 | 0 | 1.0326 | Cogen | -1 | 0.1808 | 0 | 0 |  |  | 0 | 0 | -0.1808 | 0
48853 | SRB_GN3_3 | 3 | Houston | YES | -0.10514 | 170.4 | 35 | 213 |  | 1.0326 | GST | -1 | 0.18081 | 213 | 213 |  |  | -22.3948 | 213 | -0.18081 | -38.5133
48845 | SOL_GT1 | 1 | Houston | YES | -0.10514 | 16.2 | 15.4 | 16.2 |  | 1.0326 | Solar | -1 | 0.18082 | 16.2 | 16.2 |  |  | -1.7033 | 16.2 | -0.18082 | -2.9292
48611 | DIB_GT1_8080 | 1 | Houston | YES | -0.10514 | 64 | 0 | 64 | 0 | 1.0326 | Cogen | -1 | 0.18082 | 0 | 0 |  |  | 0 | 0 | -0.18082 | 0
48612 | DIB_GT2_8075 | 2 | Houston | YES | -0.10514 | 63.2 | 0 | 63.2 | 0 | 1.0326 | Cogen | -1 | 0.18082 | 0 | 0 |  |  | 0 | 0 | -0.18082 | 0
48613 | DIB_ST1_8085 | 3 | Houston | YES | -0.10514 | 67.9 | 30 | 82.6 | 0 | 1.0326 | Cogen | -1 | 0.18082 | 0 | 0 |  |  | 0 | 0 | -0.18082 | 0
48614 | DIB_GT3_8090 | 4 | Houston | YES | -0.10514 | 73.6 | 15 | 73.6 | 0 | 1.0326 | Cogen | -1 | 0.18082 | 0 | 0 |  |  | 0 | 0 | -0.18082 | 0
48854 | SRB_GN4_4 | 4 | Houston | YES | -0.10515 | 182.4 | 35 | 228 | 0 | 1.0326 | GST | -1 | 0.18082 | 228 | 228 |  |  | -23.9733 | 228 | -0.18082 | -41.2269
48820 | SHELLG1_3015 | 1 | Houston | YES | -0.10551 | 71 | 34.5 | 71 |  | 1.029 | Cogen | -1 | 0.18119 | 0 | 0 |  |  | 0 | 0 | -0.18119 | 0
48821 | SHELLG2 | 2 | Houston | YES | -0.10551 | 72 | 34.5 | 72 |  | 1.029 | Cogen | -1 | 0.18119 | 0 | 0 |  |  | 0 | 0 | -0.18119 | 0
48822 | SHELLG3_3020 | 2 | Houston | YES | -0.10551 | 30 | 0 | 30 |  | 1.029 | Cogen | -1 | 0.18119 | 0 | 0 |  |  | 0 | 0 | -0.18119 | 0
48822 | SHELLG3_3020 | 1 | Houston | YES | -0.10551 | 39 | 0 | 39 |  | 1.029 | Cogen | -1 | 0.18119 | 0 | 0 |  |  | 0 | 0 | -0.18119 | 0
48500 | APD_GT1_8005 | 1 | Houston | YES | -0.10583 | 137.6 | 54.6 | 137.6 | 0 | 1.0362 | Cogen | -1 | 0.18151 | 0 | 0 |  |  | 0 | 0 | -0.18151 | 0
48873 | THW_ST3_ST_3 | 3 | Houston | YES | -0.106 | 107 | 19 | 107 | 0 | 1.0435 | CC | -1 | 0.18167 | 107 | 107 |  |  | -11.3418 | 107 | -0.18167 | -19.4389
48874 | THW_ST4_ST_4 | 4 | Houston | YES | -0.106 | 108 | 19 | 108 | 0 | 1.0435 | CC | -1 | 0.18167 | 108 | 108 |  |  | -11.4478 | 108 | -0.18167 | -19.6205
48875 | THW_3132 | A | Houston | YES | -0.106 | 55 | 5 | 55 | 0 | 1.0435 | CC | -1 | 0.18167 | 55 | 55 |  |  | -5.8299 | 55 | -0.18167 | -9.9919
48875 | THW_3132 | B | Houston | YES | -0.106 | 53 | 5 | 53 | 0 | 1.0435 | CC | -1 | 0.18167 | 53 | 53 |  |  | -5.6179 | 53 | -0.18167 | -9.6286
48877 | THW_3334 | C | Houston | YES | -0.106 | 55 | 5 | 55 | 0 | 1.0435 | CC | -1 | 0.18167 | 55 | 55 |  |  | -5.8299 | 55 | -0.18167 | -9.9919
48877 | THW_3334 | D | Houston | YES | -0.106 | 57 | 5 | 57 | 0 | 1.0435 | CC | -1 | 0.18167 | 57 | 57 |  |  | -6.0419 | 57 | -0.18167 | -10.3553
48879 | THW_4142 | E | Houston | YES | -0.106 | 56 | 5 | 56 | 0 | 1.0435 | CC | -1 | 0.18167 | 56 | 56 |  |  | -5.9359 | 56 | -0.18167 | -10.1736
48879 | THW_4142 | F | Houston | YES | -0.106 | 55 | 5 | 55 | 0 | 1.0435 | CC | -1 | 0.18167 | 55 | 55 |  |  | -5.8299 | 55 | -0.18167 | -9.9919
48881 | THW_4344 | G | Houston | YES | -0.106 | 58 | 5 | 58 | 0 | 1.0435 | CC | -1 | 0.18167 | 58 | 58 |  |  | -6.1479 | 58 | -0.18167 | -10.537
48881 | THW_4344 | H | Houston | YES | -0.106 | 58 | 5 | 58 | 0 | 1.0435 | CC | -1 | 0.18167 | 58 | 58 |  |  | -6.1479 | 58 | -0.18167 | -10.537
48593 | CHE_GT1_8015 | 1 | Houston | YES | -0.10604 | 173 | 50 | 173 | 0 | 1.0362 | Cogen | -1 | 0.18172 | 0 | 0 |  |  | 0 | 0 | -0.18172 | 0
48594 | CHE_GN4_8025 | 4 | Houston | YES | -0.10604 | 142 | 60 | 142 | 0 | 1.0362 | Cogen | -1 | 0.18172 | 0 | 0 |  |  | 0 | 0 | -0.18172 | 0
48511 | LPE_GT1_8070 | 1 | Houston | YES | -0.10615 | 42 | 0 | 42 | 0 | 1.0362 | GGT | -1 | 0.18183 | 42 | 42 |  |  | -4.4584 | 42 | -0.18183 | -7.6367
48512 | LPE_GT2_8075 | 2 | Houston | YES | -0.10615 | 42 | 0 | 42 | 0 | 1.0362 | GGT | -1 | 0.18183 | 42 | 42 |  |  | -4.4584 | 42 | -0.18183 | -7.6367
48513 | LPE_GT3_8080 | 3 | Houston | YES | -0.10615 | 39 | 0 | 39 | 0 | 1.0362 | GGT | -1 | 0.18183 | 39 | 39 |  |  | -4.14 | 39 | -0.18183 | -7.0912
48514 | LPE_GT4_8085 | 4 | Houston | YES | -0.10615 | 39 | 0 | 39 | 0 | 1.0362 | GGT | -1 | 0.18183 | 39 | 39 |  |  | -4.14 | 39 | -0.18183 | -7.0912
48883 | THW_GT1_GT_1 | B2 | Houston | YES | -0.10721 | 0 | 0 | 12 |  | 1.043 | GGT | -1 | 0.18288 | 12 | 12 |  |  | -1.2865 | 12 | -0.18288 | -2.1946
48582 | CBY_GN2_2 | 2 | Houston | YES | -0.10762 | 596.8 | 110 | 746 | 0 | 1.0435 | GSC | -1 | 0.1833 | 746 | 746 |  |  | -80.2868 | 746 | -0.1833 | -136.7394
49803 | EXN_15GT | 1 | Houston | YES | -0.10803 | 33 | 8.3 | 34 |  | 1.0326 | Cogen | -1 | 0.1837 | 0 | 0 |  |  | 0 | 0 | -0.1837 | 0
49804 | EXN_16GT | 2 | Houston | YES | -0.10803 | 32 | 8.3 | 34.7 |  | 1.0326 | Cogen | -1 | 0.1837 | 0 | 0 |  |  | 0 | 0 | -0.1837 | 0
49805 | EXN_17GT | 3 | Houston | YES | -0.10803 | 31 | 8.3 | 32.7 |  | 1.0326 | Cogen | -1 | 0.1837 | 0 | 0 |  |  | 0 | 0 | -0.1837 | 0
49826 | EXN938GT | 5 | Houston | YES | -0.10803 | 43 | 9.2 | 45.9 |  | 1.0326 | Cogen | -1 | 0.1837 | 0 | 0 |  |  | 0 | 0 | -0.1837 | 0
49828 | EXN941GT | 10 | Houston | YES | -0.10803 | 17.7 | 5.4 | 17.7 | 0 | 1.0326 | Cogen | -1 | 0.1837 | 0 | 0 |  |  | 0 | 0 | -0.1837 | 0
49829 | EXN942GT | 11 | Houston | YES | -0.10803 | 20 | 5.4 | 20.4 | 0 | 1.0326 | Cogen | -1 | 0.1837 | 0 | 0 |  |  | 0 | 0 | -0.1837 | 0
49830 | EXN943GT | 12 | Houston | YES | -0.10803 | 19 | 5.4 | 19.9 | 0 | 1.0326 | Cogen | -1 | 0.1837 | 0 | 0 |  |  | 0 | 0 | -0.1837 | 0
49831 | EXN944GT | 13 | Houston | YES | -0.10803 | 33 | 5.4 | 35 | 0 | 1.0326 | Cogen | -1 | 0.1837 | 0 | 0 |  |  | 0 | 0 | -0.1837 | 0
49832 | EXN945GT | 9 | Houston | YES | -0.10803 | 18.5 | 9.2 | 18.5 |  | 1.0326 | Cogen | -1 | 0.1837 | 0 | 0 |  |  | 0 | 0 | -0.1837 | 0
49837 | EXN_GT | 4 | Houston | YES | -0.10803 | 81 | 21.3 | 85.4 |  | 1.0326 | Cogen | -1 | 0.1837 | 0 | 0 |  |  | 0 | 0 | -0.1837 | 0
49838 | EXN_14GT | 14 | Houston | YES | -0.10803 | 140 | 0 | 148 |  | 1.0326 | Cogen | -1 | 0.1837 | 0 | 0 |  |  | 0 | 0 | -0.1837 | 0
48651 | EP_1_2 | 1 | Houston | YES | -0.10842 | 4 | 0 | 5 | 0 | 1.0362 | Cogen | -1 | 0.1841 | 0 | 0 |  |  | 0 | 0 | -0.1841 | 0
48651 | EP_1_2 | 2 | Houston | YES | -0.10842 | 17.7 | 10 | 21 | 0 | 1.0362 | Cogen | -1 | 0.1841 | 0 | 0 |  |  | 0 | 0 | -0.1841 | 0
48940 | WARVUE_GT1 | G1 | Houston | YES | -0.10844 | 15 | 0 | 15 |  | 1.021 | Cogen | -1 | 0.18412 | 0 | 0 |  |  | 0 | 0 | -0.18412 | 0
48791 | PSA_GT1_8160 | 1 | Houston | YES | -0.10847 | 52 | 20.8 | 65 | 0 | 1.0362 | Cogen | -1 | 0.18414 | 0 | 0 |  |  | 0 | 0 | -0.18414 | 0
48792 | PSA_GT2_8155 | 2 | Houston | YES | -0.10847 | 52.8 | 20.3 | 66 | 0 | 1.0362 | Cogen | -1 | 0.18414 | 0 | 0 |  |  | 0 | 0 | -0.18414 | 0
48793 | PSA_GT3_8150 | 3 | Houston | YES | -0.10847 | 56 | 20.3 | 70 | 0 | 1.0362 | Cogen | -1 | 0.18414 | 0 | 0 |  |  | 0 | 0 | -0.18414 | 0
48794 | PSA_GT4_8145 | 4 | Houston | YES | -0.10847 | 52.8 | 20.3 | 66 | 0 | 1.0362 | Cogen | -1 | 0.18414 | 0 | 0 |  |  | 0 | 0 | -0.18414 | 0
48795 | PSA_GT5_8140 | 5 | Houston | YES | -0.10847 | 51.2 | 20.3 | 64 | 0 | 1.0362 | Cogen | -1 | 0.18414 | 0 | 0 |  |  | 0 | 0 | -0.18414 | 0
48796 | PSA_GN1_8165 | 1 | Houston | YES | -0.10847 | 83.2 | 43.1 | 104 | 0 | 1.0362 | Cogen | -1 | 0.18414 | 0 | 0 |  |  | 0 | 0 | -0.18414 | 0
48797 | PSA_GT6_8135 | 6 | Houston | YES | -0.10847 | 47.2 | 34.5 | 59 | 0 | 1.0362 | Cogen | -1 | 0.18414 | 0 | 0 |  |  | 0 | 0 | -0.18414 | 0
48581 | CBY_GN1_1 | 1 | Houston | YES | -0.10847 | 595.2 | 108 | 744 | 0 | 1.0435 | GSC | -1 | 0.18414 | 744 | 744 |  |  | -80.7009 | 744 | -0.18414 | -137.0022
48815 | CVC_GT4_8005 | 4 | Houston | YES | -0.10869 | 165 | 91.8 | 165 |  | 1.0362 | Cogen | -1 | 0.18436 | 0 | 0 |  |  | 0 | 0 | -0.18436 | 0
48583 | CBY_GT4_1 | 1 | Houston | YES | -0.10883 | 172 | 0 | 172 | 0 | 1.027 | GSC | -1 | 0.18451 | 172 | 172 |  |  | -18.7191 | 172 | -0.18451 | -31.735
48584 | CBY_GT4_2 | 2 | Houston | YES | -0.10883 | 172 | 0 | 172 | 0 | 1.027 | CC | -1 | 0.18451 | 172 | 172 |  |  | -18.7191 | 172 | -0.18451 | -31.735
48585 | CBY_ST4_1 | 3 | Houston | YES | -0.10883 | 172 | 0 | 172 | 0 | 1.027 | CC | -1 | 0.18451 | 172 | 172 |  |  | -18.7191 | 172 | -0.18451 | -31.735
48885 | THW_5152 | B | Houston | YES | -0.10895 | 47.2 | 5 | 59 |  | 1.0319 | GGT | -1 | 0.18463 | 59 | 59 |  |  | -6.4282 | 59 | -0.18463 | -10.893
48885 | THW_5152 | A | Houston | YES | -0.10895 | 46.4 | 5 | 58 |  | 1.0319 | GGT | -1 | 0.18463 | 58 | 58 |  |  | -6.3193 | 58 | -0.18463 | -10.7084
48886 | THW_5354 | D | Houston | YES | -0.10895 | 46.4 | 5 | 58 |  | 1.0319 | GGT | -1 | 0.18463 | 58 | 58 |  |  | -6.3193 | 58 | -0.18463 | -10.7084
48886 | THW_5354 | C | Houston | YES | -0.10895 | 45.6 | 5 | 57 |  | 1.0319 | GGT | -1 | 0.18463 | 57 | 57 |  |  | -6.2103 | 57 | -0.18463 | -10.5237
48887 | THW_5556 | E | Houston | YES | -0.10895 | 47.2 | 5 | 59 |  | 1.0319 | GGT | -1 | 0.18463 | 59 | 59 |  |  | -6.4282 | 59 | -0.18463 | -10.893
48887 | THW_5556 | F | Houston | YES | -0.10895 | 45.6 | 5 | 57 |  | 1.0319 | GGT | -1 | 0.18463 | 57 | 57 |  |  | -6.2103 | 57 | -0.18463 | -10.5237
48595 | BTE_GT2_8075 | 1 | Houston | YES | -0.10955 | 162.8 | 130 | 162.8 | 0 | 1.0261 | CC | -1 | 0.18523 | 162.8 | 162.8 |  |  | -17.8351 | 162.8 | -0.18523 | -30.1548
48596 | BTE_GT3_8045 | 2 | Houston | YES | -0.10955 | 161.4 | 130 | 161.4 | 0 | 1.0261 | CC | -1 | 0.18523 | 161.4 | 161.4 |  |  | -17.6817 | 161.4 | -0.18523 | -29.8954
48597 | BTE_GT4_8055 | 3 | Houston | YES | -0.10955 | 158.9 | 130 | 158.9 | 0 | 1.0261 | CC | -1 | 0.18523 | 158.9 | 158.9 |  |  | -17.4078 | 158.9 | -0.18523 | -29.4324
48598 | BTE_ST1_8070 | 4 | Houston | YES | -0.10955 | 269.2 | 60 | 269.2 | 0 | 1.0261 | CC | -1 | 0.18523 | 269.2 | 269.2 |  |  | -29.4914 | 269.2 | -0.18523 | -49.8628
48690 | GBY_GN5_5 | 5 | Houston | YES | -0.10971 | 318.4 | 81 | 398 |  | 1.0362 | GSC | -1 | 0.18538 | 398 | 398 |  |  | -43.663 | 398 | -0.18538 | -73.7811
48591 | CHE_GT2_5030 | 2 | Houston | YES | -0.11447 | 173 | 50 | 173 | 0 | 1.029 | Cogen | -1 | 0.19015 | 0 | 0 |  |  | 0 | 0 | -0.19015 | 0
48811 | CVC_GT3_5045 | 3 | Houston | YES | -0.11447 | 156 | 91.8 | 156 | 0 | 1.029 | Cogen | -1 | 0.19015 | 0 | 0 |  |  | 0 | 0 | -0.19015 | 0
48812 | CVC_GT2_5020 | 2 | Houston | YES | -0.11447 | 158 | 91.8 | 158 | 0 | 1.029 | Cogen | -1 | 0.19015 | 0 | 0 |  |  | 0 | 0 | -0.19015 | 0
48813 | CVC_GT1_5035 | 1 | Houston | YES | -0.11447 | 160 | 91.8 | 160 | 0 | 1.029 | Cogen | -1 | 0.19015 | 0 | 0 |  |  | 0 | 0 | -0.19015 | 0
48814 | CVC_ST5_5040 | 1 | Houston | YES | -0.11447 | 162 | 91.8 | 162 | 0 | 1.029 | Cogen | -1 | 0.19015 | 0 | 0 |  |  | 0 | 0 | -0.19015 | 0
Note on AL4: Zonal Cap - Zonal Impact

## Distributed Slack - Inc
Number of Bus | Name of Bus | ID | Area Name of Gen | AGC | P Sensitivity of Bus | Gen MW | Min MW | Max MW | V Sensitivity of Bus | Set Volt | Tech Type | Zone Impact | Zone Correlation | Inc Max | Dec Max | Souce S.F. Weighting | Souce Capacity | Sink S.F. Weighting | Sink Capacity | PTDF Calc | PTDF Weighting | Cumulative Share of Zonal Cap | Cumulative Share of Zonal Impact | Cont_ Singleton to Obrien OL_ Jewett to Singleton |  | i_PTDF_INC_pt | 392 |  | CBE_ST34 | Unit at max
48591 | CHE_GT2_5030 | 2 | Houston | YES | -0.11447 | 173 | 50 | 173 | 0 | 1.029 | Cogen | -1 | 0.19015 | 0 | 0 |  |  | 0 | 0 | -0.19015 | 0 | 0 | 0 |  |  | i_10pctunit | 21 |  | 167 | # units @ max
48811 | CVC_GT3_5045 | 3 | Houston | YES | -0.11447 | 156 | 91.8 | 156 | 0 | 1.029 | Cogen | -1 | 0.19015 | 0 | 0 |  |  | 0 | 0 | -0.19015 | 0 | 0 | 0 | [5 empty] | 0.15542 | delta max
48812 | CVC_GT2_5020 | 2 | Houston | YES | -0.11447 | 158 | 91.8 | 158 | 0 | 1.029 | Cogen | -1 | 0.19015 | 0 | 0 |  |  | 0 | 0 | -0.19015 | 0 | 0 | 0 | [5 empty] | Delta
48813 | CVC_GT1_5035 | 1 | Houston | YES | -0.11447 | 160 | 91.8 | 160 | 0 | 1.029 | Cogen | -1 | 0.19015 | 0 | 0 |  |  | 0 | 0 | -0.19015 | 0 | 0 | 0 | Weighted Shift Factors |  |  |  | 1 | 0
48814 | CVC_ST5_5040 | 1 | Houston | YES | -0.11447 | 162 | 91.8 | 162 | 0 | 1.029 | Cogen | -1 | 0.19015 | 0 | 0 |  |  | 0 | 0 | -0.19015 | 0 | 0 | 0 | North | 0.075674 |  |  | 2 | 0
48690 | GBY_GN5_5 | 5 | Houston | YES | -0.10971 | 318.4 | 81 | 398 |  | 1.0362 | GSC | -1 | 0.18538 | 398 | 398 |  |  | -43.663 | 398 | -0.18538 | -73.7811 | 0.018077 | 0.026301 | Houston | -0.10225 |  |  | 3 | 0
48595 | BTE_GT2_8075 | 1 | Houston | YES | -0.10955 | 162.8 | 130 | 162.8 | 0 | 1.0261 | CC | -1 | 0.18523 | 162.8 | 162.8 |  |  | -17.8351 | 162.8 | -0.18523 | -30.1548 | 0.025471 | 0.03705 |  |  |  |  | 4 | 0
48596 | BTE_GT3_8045 | 2 | Houston | YES | -0.10955 | 161.4 | 130 | 161.4 | 0 | 1.0261 | CC | -1 | 0.18523 | 161.4 | 161.4 |  |  | -17.6817 | 161.4 | -0.18523 | -29.8954 | 0.032801 | 0.047707 |  |  |  |  | 5 | 0
48597 | BTE_GT4_8055 | 3 | Houston | YES | -0.10955 | 158.9 | 130 | 158.9 | 0 | 1.0261 | CC | -1 | 0.18523 | 158.9 | 158.9 |  |  | -17.4078 | 158.9 | -0.18523 | -29.4324 | 0.040018 | 0.058199 |  |  |  |  | 6 | 0.0082242
48598 | BTE_ST1_8070 | 4 | Houston | YES | -0.10955 | 269.2 | 60 | 269.2 | 0 | 1.0261 | CC | -1 | 0.18523 | 269.2 | 269.2 |  |  | -29.4914 | 269.2 | -0.18523 | -49.8628 | 0.052245 | 0.075973 |  |  |  |  | 7 | 0.011579
48885 | THW_5152 | B | Houston | YES | -0.10895 | 47.2 | 5 | 59 |  | 1.0319 | GGT | -1 | 0.18463 | 59 | 59 |  |  | -6.4282 | 59 | -0.18463 | -10.893 | 0.054925 | 0.079856 |  |  |  |  | 8 | 0.014906
48885 | THW_5152 | A | Houston | YES | -0.10895 | 46.4 | 5 | 58 |  | 1.0319 | GGT | -1 | 0.18463 | 58 | 58 |  |  | -6.3193 | 58 | -0.18463 | -10.7084 | 0.057559 | 0.083674 |  |  |  |  | 9 | 0.01818
48886 | THW_5354 | D | Houston | YES | -0.10895 | 46.4 | 5 | 58 |  | 1.0319 | GGT | -1 | 0.18463 | 58 | 58 |  |  | -6.3193 | 58 | -0.18463 | -10.7084 | 0.060193 | 0.087491 |  |  |  |  | 10 | 0.023728
48886 | THW_5354 | C | Houston | YES | -0.10895 | 45.6 | 5 | 57 |  | 1.0319 | GGT | -1 | 0.18463 | 57 | 57 |  |  | -6.2103 | 57 | -0.18463 | -10.5237 | 0.062782 | 0.091242 |  |  |  |  | 11 | 0.024932
48887 | THW_5556 | E | Houston | YES | -0.10895 | 47.2 | 5 | 59 |  | 1.0319 | GGT | -1 | 0.18463 | 59 | 59 |  |  | -6.4282 | 59 | -0.18463 | -10.893 | 0.065462 | 0.095125 |  |  |  |  | 12 | 0.026115
48887 | THW_5556 | F | Houston | YES | -0.10895 | 45.6 | 5 | 57 |  | 1.0319 | GGT | -1 | 0.18463 | 57 | 57 |  |  | -6.2103 | 57 | -0.18463 | -10.5237 | 0.068051 | 0.098877 |  |  |  |  | 13 | 0.027298
48583 | CBY_GT4_1 | 1 | Houston | YES | -0.10883 | 172 | 0 | 172 | 0 | 1.027 | GSC | -1 | 0.18451 | 172 | 172 |  |  | -18.7191 | 172 | -0.18451 | -31.735 | 0.075863 | 0.11019 |  |  |  |  | 14 | 0.02846
48584 | CBY_GT4_2 | 2 | Houston | YES | -0.10883 | 172 | 0 | 172 | 0 | 1.027 | CC | -1 | 0.18451 | 172 | 172 |  |  | -18.7191 | 172 | -0.18451 | -31.735 | 0.083675 | 0.1215 |  |  |  |  | 15 | 0.029663
48585 | CBY_ST4_1 | 3 | Houston | YES | -0.10883 | 172 | 0 | 172 | 0 | 1.027 | CC | -1 | 0.18451 | 172 | 172 |  |  | -18.7191 | 172 | -0.18451 | -31.735 | 0.091487 | 0.13281 |  |  |  |  | 16 | 0.030826
48815 | CVC_GT4_8005 | 4 | Houston | YES | -0.10869 | 165 | 91.8 | 165 |  | 1.0362 | Cogen | -1 | 0.18436 | 0 | 0 |  |  | 0 | 0 | -0.18436 | 0 | 0.091487 | 0.13281 |  |  |  |  | 17 | 0.034327
48581 | CBY_GN1_1 | 1 | Houston | YES | -0.10847 | 595.2 | 108 | 744 | 0 | 1.0435 | GSC | -1 | 0.18414 | 744 | 744 |  |  | -80.7009 | 744 | -0.18414 | -137.0022 | 0.12528 | 0.18165 |  |  |  |  | 18 | 0.037827
48791 | PSA_GT1_8160 | 1 | Houston | YES | -0.10847 | 52 | 20.8 | 65 | 0 | 1.0362 | Cogen | -1 | 0.18414 | 0 | 0 |  |  | 0 | 0 | -0.18414 | 0 | 0.12528 | 0.18165 |  |  |  |  | 19 | 0.041328
48792 | PSA_GT2_8155 | 2 | Houston | YES | -0.10847 | 52.8 | 20.3 | 66 | 0 | 1.0362 | Cogen | -1 | 0.18414 | 0 | 0 |  |  | 0 | 0 | -0.18414 | 0 | 0.12528 | 0.18165 |  |  |  |  | 20 | 0.041328
48793 | PSA_GT3_8150 | 3 | Houston | YES | -0.10847 | 56 | 20.3 | 70 | 0 | 1.0362 | Cogen | -1 | 0.18414 | 0 | 0 |  |  | 0 | 0 | -0.18414 | 0 | 0.12528 | 0.18165 |  |  |  |  | 21 | 0.056374
48794 | PSA_GT4_8145 | 4 | Houston | YES | -0.10847 | 52.8 | 20.3 | 66 | 0 | 1.0362 | Cogen | -1 | 0.18414 | 0 | 0 |  |  | 0 | 0 | -0.18414 | 0 | 0.12528 | 0.18165 |  |  |  |  | 22 | 0.056374
48795 | PSA_GT5_8140 | 5 | Houston | YES | -0.10847 | 51.2 | 20.3 | 64 | 0 | 1.0362 | Cogen | -1 | 0.18414 | 0 | 0 |  |  | 0 | 0 | -0.18414 | 0 | 0.12528 | 0.18165 |  |  |  |  | 23 | 0.056374
48796 | PSA_GN1_8165 | 1 | Houston | YES | -0.10847 | 83.2 | 43.1 | 104 | 0 | 1.0362 | Cogen | -1 | 0.18414 | 0 | 0 |  |  | 0 | 0 | -0.18414 | 0 | 0.12528 | 0.18165 |  |  |  |  | 24 | 0.056374
48797 | PSA_GT6_8135 | 6 | Houston | YES | -0.10847 | 47.2 | 34.5 | 59 | 0 | 1.0362 | Cogen | -1 | 0.18414 | 0 | 0 |  |  | 0 | 0 | -0.18414 | 0 | 0.12528 | 0.18165 |  |  |  |  | 25 | 0.056374
48940 | WARVUE_GT1 | G1 | Houston | YES | -0.10844 | 15 | 0 | 15 |  | 1.021 | Cogen | -1 | 0.18412 | 0 | 0 |  |  | 0 | 0 | -0.18412 | 0 | 0.12528 | 0.18165 |  |  |  |  | 26 | 0.056374
48651 | EP_1_2 | 1 | Houston | YES | -0.10842 | 4 | 0 | 5 | 0 | 1.0362 | Cogen | -1 | 0.1841 | 0 | 0 |  |  | 0 | 0 | -0.1841 | 0 | 0.12528 | 0.18165 |  |  |  |  | 27 | 0.056374
48651 | EP_1_2 | 2 | Houston | YES | -0.10842 | 17.7 | 10 | 21 | 0 | 1.0362 | Cogen | -1 | 0.1841 | 0 | 0 |  |  | 0 | 0 | -0.1841 | 0 | 0.12528 | 0.18165 |  |  |  |  | 28 | 0.056374
49803 | EXN_15GT | 1 | Houston | YES | -0.10803 | 33 | 8.3 | 34 |  | 1.0326 | Cogen | -1 | 0.1837 | 0 | 0 |  |  | 0 | 0 | -0.1837 | 0 | 0.12528 | 0.18165 |  |  |  |  | 29 | 0.056374
49804 | EXN_16GT | 2 | Houston | YES | -0.10803 | 32 | 8.3 | 34.7 |  | 1.0326 | Cogen | -1 | 0.1837 | 0 | 0 |  |  | 0 | 0 | -0.1837 | 0 | 0.12528 | 0.18165 |  |  |  |  | 30 | 0.056374
49805 | EXN_17GT | 3 | Houston | YES | -0.10803 | 31 | 8.3 | 32.7 |  | 1.0326 | Cogen | -1 | 0.1837 | 0 | 0 |  |  | 0 | 0 | -0.1837 | 0 | 0.12528 | 0.18165 |  |  |  |  | 31 | 0.056374
49826 | EXN938GT | 5 | Houston | YES | -0.10803 | 43 | 9.2 | 45.9 |  | 1.0326 | Cogen | -1 | 0.1837 | 0 | 0 |  |  | 0 | 0 | -0.1837 | 0 | 0.12528 | 0.18165 |  |  |  |  | 32 | 0.056374
49828 | EXN941GT | 10 | Houston | YES | -0.10803 | 17.7 | 5.4 | 17.7 | 0 | 1.0326 | Cogen | -1 | 0.1837 | 0 | 0 |  |  | 0 | 0 | -0.1837 | 0 | 0.12528 | 0.18165 |  |  |  |  | 33 | 0.056374
49829 | EXN942GT | 11 | Houston | YES | -0.10803 | 20 | 5.4 | 20.4 | 0 | 1.0326 | Cogen | -1 | 0.1837 | 0 | 0 |  |  | 0 | 0 | -0.1837 | 0 | 0.12528 | 0.18165 |  |  |  |  | 34 | 0.056374
49830 | EXN943GT | 12 | Houston | YES | -0.10803 | 19 | 5.4 | 19.9 | 0 | 1.0326 | Cogen | -1 | 0.1837 | 0 | 0 |  |  | 0 | 0 | -0.1837 | 0 | 0.12528 | 0.18165 |  |  |  |  | 35 | 0.056374
49831 | EXN944GT | 13 | Houston | YES | -0.10803 | 33 | 5.4 | 35 | 0 | 1.0326 | Cogen | -1 | 0.1837 | 0 | 0 |  |  | 0 | 0 | -0.1837 | 0 | 0.12528 | 0.18165 |  |  |  |  | 36 | 0.056374
49832 | EXN945GT | 9 | Houston | YES | -0.10803 | 18.5 | 9.2 | 18.5 |  | 1.0326 | Cogen | -1 | 0.1837 | 0 | 0 |  |  | 0 | 0 | -0.1837 | 0 | 0.12528 | 0.18165 |  |  |  |  | 37 | 0.056374
49837 | EXN_GT | 4 | Houston | YES | -0.10803 | 81 | 21.3 | 85.4 |  | 1.0326 | Cogen | -1 | 0.1837 | 0 | 0 |  |  | 0 | 0 | -0.1837 | 0 | 0.12528 | 0.18165 |  |  |  |  | 38 | 0.056374
49838 | EXN_14GT | 14 | Houston | YES | -0.10803 | 140 | 0 | 148 |  | 1.0326 | Cogen | -1 | 0.1837 | 0 | 0 |  |  | 0 | 0 | -0.1837 | 0 | 0.12528 | 0.18165 |  |  |  |  | 39 | 0.056374
48582 | CBY_GN2_2 | 2 | Houston | YES | -0.10762 | 596.8 | 110 | 746 | 0 | 1.0435 | GSC | -1 | 0.1833 | 746 | 746 |  |  | -80.2868 | 746 | -0.1833 | -136.7394 | 0.15916 | 0.2304 |  |  |  |  | 40 | 0.056374
48883 | THW_GT1_GT_1 | B2 | Houston | YES | -0.10721 | 0 | 0 | 12 |  | 1.043 | GGT | -1 | 0.18288 | 12 | 12 |  |  | -1.2865 | 12 | -0.18288 | -2.1946 | 0.15971 | 0.23118 |  |  |  |  | 41 | 0.056374
48511 | LPE_GT1_8070 | 1 | Houston | YES | -0.10615 | 42 | 0 | 42 | 0 | 1.0362 | GGT | -1 | 0.18183 | 42 | 42 |  |  | -4.4584 | 42 | -0.18183 | -7.6367 | 0.16161 | 0.2339 |  |  |  |  | 42 | 0.056374
48512 | LPE_GT2_8075 | 2 | Houston | YES | -0.10615 | 42 | 0 | 42 | 0 | 1.0362 | GGT | -1 | 0.18183 | 42 | 42 |  |  | -4.4584 | 42 | -0.18183 | -7.6367 | 0.16352 | 0.23662 |  |  |  |  | 43 | 0.071235
48513 | LPE_GT3_8080 | 3 | Houston | YES | -0.10615 | 39 | 0 | 39 | 0 | 1.0362 | GGT | -1 | 0.18183 | 39 | 39 |  |  | -4.14 | 39 | -0.18183 | -7.0912 | 0.16529 | 0.23915 |  |  |  |  | 44 | 0.071472
48514 | LPE_GT4_8085 | 4 | Houston | YES | -0.10615 | 39 | 0 | 39 | 0 | 1.0362 | GGT | -1 | 0.18183 | 39 | 39 |  |  | -4.14 | 39 | -0.18183 | -7.0912 | 0.16706 | 0.24168 |  |  |  |  | 45 | 0.072287
48593 | CHE_GT1_8015 | 1 | Houston | YES | -0.10604 | 173 | 50 | 173 | 0 | 1.0362 | Cogen | -1 | 0.18172 | 0 | 0 |  |  | 0 | 0 | -0.18172 | 0 | 0.16706 | 0.24168 |  |  |  |  | 46 | 0.073102
48594 | CHE_GN4_8025 | 4 | Houston | YES | -0.10604 | 142 | 60 | 142 | 0 | 1.0362 | Cogen | -1 | 0.18172 | 0 | 0 |  |  | 0 | 0 | -0.18172 | 0 | 0.16706 | 0.24168 |  |  |  |  | 47 | 0.073858
48873 | THW_ST3_ST_3 | 3 | Houston | YES | -0.106 | 107 | 19 | 107 | 0 | 1.0435 | CC | -1 | 0.18167 | 107 | 107 |  |  | -11.3418 | 107 | -0.18167 | -19.4389 | 0.17192 | 0.24861 |  |  |  |  | 48 | 0.074615
48874 | THW_ST4_ST_4 | 4 | Houston | YES | -0.106 | 108 | 19 | 108 | 0 | 1.0435 | CC | -1 | 0.18167 | 108 | 108 |  |  | -11.4478 | 108 | -0.18167 | -19.6205 | 0.17683 | 0.2556 |  |  |  |  | 49 | 0.074615
48875 | THW_3132 | A | Houston | YES | -0.106 | 55 | 5 | 55 | 0 | 1.0435 | CC | -1 | 0.18167 | 55 | 55 |  |  | -5.8299 | 55 | -0.18167 | -9.9919 | 0.17933 | 0.25916 |  |  |  |  | 50 | 0.074615
48875 | THW_3132 | B | Houston | YES | -0.106 | 53 | 5 | 53 | 0 | 1.0435 | CC | -1 | 0.18167 | 53 | 53 |  |  | -5.6179 | 53 | -0.18167 | -9.6286 | 0.18173 | 0.2626 |  |  |  |  | 51 | 0.076684
48877 | THW_3334 | C | Houston | YES | -0.106 | 55 | 5 | 55 | 0 | 1.0435 | CC | -1 | 0.18167 | 55 | 55 |  |  | -5.8299 | 55 | -0.18167 | -9.9919 | 0.18423 | 0.26616 |  |  |  |  | 52 | 0.078773
48877 | THW_3334 | D | Houston | YES | -0.106 | 57 | 5 | 57 | 0 | 1.0435 | CC | -1 | 0.18167 | 57 | 57 |  |  | -6.0419 | 57 | -0.18167 | -10.3553 | 0.18682 | 0.26985 |  |  |  |  | 53 | 0.079837
48879 | THW_4142 | E | Houston | YES | -0.106 | 56 | 5 | 56 | 0 | 1.0435 | CC | -1 | 0.18167 | 56 | 56 |  |  | -5.9359 | 56 | -0.18167 | -10.1736 | 0.18936 | 0.27348 |  |  |  |  | 54 | 0.080862
48879 | THW_4142 | F | Houston | YES | -0.106 | 55 | 5 | 55 | 0 | 1.0435 | CC | -1 | 0.18167 | 55 | 55 |  |  | -5.8299 | 55 | -0.18167 | -9.9919 | 0.19186 | 0.27704 |  |  |  |  | 55 | 0.081926
48881 | THW_4344 | G | Houston | YES | -0.106 | 58 | 5 | 58 | 0 | 1.0435 | CC | -1 | 0.18167 | 58 | 58 |  |  | -6.1479 | 58 | -0.18167 | -10.537 | 0.1945 | 0.28079 |  |  |  |  | 56 | 0.083028
48881 | THW_4344 | H | Houston | YES | -0.106 | 58 | 5 | 58 | 0 | 1.0435 | CC | -1 | 0.18167 | 58 | 58 |  |  | -6.1479 | 58 | -0.18167 | -10.537 | 0.19713 | 0.28455 |  |  |  |  | 57 | 0.084111
48500 | APD_GT1_8005 | 1 | Houston | YES | -0.10583 | 137.6 | 54.6 | 137.6 | 0 | 1.0362 | Cogen | -1 | 0.18151 | 0 | 0 |  |  | 0 | 0 | -0.18151 | 0 | 0.19713 | 0.28455 |  |  |  |  | 58 | 0.085175
48820 | SHELLG1_3015 | 1 | Houston | YES | -0.10551 | 71 | 34.5 | 71 |  | 1.029 | Cogen | -1 | 0.18119 | 0 | 0 |  |  | 0 | 0 | -0.18119 | 0 | 0.19713 | 0.28455 |  |  |  |  | 59 | 0.086297
48821 | SHELLG2 | 2 | Houston | YES | -0.10551 | 72 | 34.5 | 72 |  | 1.029 | Cogen | -1 | 0.18119 | 0 | 0 |  |  | 0 | 0 | -0.18119 | 0 | 0.19713 | 0.28455 |  |  |  |  | 60 | 0.087419
48822 | SHELLG3_3020 | 2 | Houston | YES | -0.10551 | 30 | 0 | 30 |  | 1.029 | Cogen | -1 | 0.18119 | 0 | 0 |  |  | 0 | 0 | -0.18119 | 0 | 0.19713 | 0.28455 |  |  |  |  | 61 | 0.087419
48822 | SHELLG3_3020 | 1 | Houston | YES | -0.10551 | 39 | 0 | 39 |  | 1.029 | Cogen | -1 | 0.18119 | 0 | 0 |  |  | 0 | 0 | -0.18119 | 0 | 0.19713 | 0.28455 |  |  |  |  | 62 | 0.087419
48854 | SRB_GN4_4 | 4 | Houston | YES | -0.10515 | 182.4 | 35 | 228 | 0 | 1.0326 | GST | -1 | 0.18082 | 228 | 228 |  |  | -23.9733 | 228 | -0.18082 | -41.2269 | 0.20749 | 0.29925 |  |  |  |  | 63 | 0.087419
48611 | DIB_GT1_8080 | 1 | Houston | YES | -0.10514 | 64 | 0 | 64 | 0 | 1.0326 | Cogen | -1 | 0.18082 | 0 | 0 |  |  | 0 | 0 | -0.18082 | 0 | 0.20749 | 0.29925 |  |  |  |  | 64 | 0.087419
48612 | DIB_GT2_8075 | 2 | Houston | YES | -0.10514 | 63.2 | 0 | 63.2 | 0 | 1.0326 | Cogen | -1 | 0.18082 | 0 | 0 |  |  | 0 | 0 | -0.18082 | 0 | 0.20749 | 0.29925 |  |  |  |  | 65 | 0.087419
48613 | DIB_ST1_8085 | 3 | Houston | YES | -0.10514 | 67.9 | 30 | 82.6 | 0 | 1.0326 | Cogen | -1 | 0.18082 | 0 | 0 |  |  | 0 | 0 | -0.18082 | 0 | 0.20749 | 0.29925 |  |  |  |  | 66 | 0.09176
48614 | DIB_GT3_8090 | 4 | Houston | YES | -0.10514 | 73.6 | 15 | 73.6 | 0 | 1.0326 | Cogen | -1 | 0.18082 | 0 | 0 |  |  | 0 | 0 | -0.18082 | 0 | 0.20749 | 0.29925 |  |  |  |  | 67 | 0.09176
48845 | SOL_GT1 | 1 | Houston | YES | -0.10514 | 16.2 | 15.4 | 16.2 |  | 1.0326 | Solar | -1 | 0.18082 | 16.2 | 16.2 |  |  | -1.7033 | 16.2 | -0.18082 | -2.9292 | 0.20822 | 0.30029 |  |  |  |  | 68 | 0.09176
48853 | SRB_GN3_3 | 3 | Houston | YES | -0.10514 | 170.4 | 35 | 213 |  | 1.0326 | GST | -1 | 0.18081 | 213 | 213 |  |  | -22.3948 | 213 | -0.18081 | -38.5133 | 0.2179 | 0.31402 |  |  |  |  | 69 | 0.09176
48740 | PSG_GN2_8050 | 1 | Houston | YES | -0.10513 | 182 | 60 | 182 | 0 | 1.0326 | Cogen | -1 | 0.1808 | 0 | 0 |  |  | 0 | 0 | -0.1808 | 0 | 0.2179 | 0.31402 |  |  |  |  | 70 | 0.09176
48741 | PSG_GT2_8040 | 1 | Houston | YES | -0.10513 | 158.6 | 50 | 158.6 | 0 | 1.0326 | Cogen | -1 | 0.1808 | 0 | 0 |  |  | 0 | 0 | -0.1808 | 0 | 0.2179 | 0.31402 |  |  |  |  | 71 | 0.092068
48742 | PSG_GT3_8060 | 1 | Houston | YES | -0.10513 | 157 | 50 | 157 | 0 | 1.0326 | Cogen | -1 | 0.1808 | 0 | 0 |  |  | 0 | 0 | -0.1808 | 0 | 0.2179 | 0.31402 |  |  |  |  | 72 | 0.096123
48851 | SRB_GN1_1 | 1 | Houston | YES | -0.10507 | 132 | 26 | 165 | 0 | 1.0217 | GST | -1 | 0.18074 | 165 | 165 |  |  | -17.3357 | 165 | -0.18074 | -29.8219 | 0.22539 | 0.32465 |  |  |  |  | 73 | 0.096123
48551 | CAL_GT1_8045 | 1 | Houston | YES | -0.10506 | 149 | 0 | 149 | 0 | 1.0326 | Cogen | -1 | 0.18073 | 0 | 0 |  |  | 0 | 0 | -0.18073 | 0 | 0.22539 | 0.32465 |  |  |  |  | 74 | 0.096123
48552 | CAL_ST1_8000 | 2 | Houston | YES | -0.10506 | 65.1 | 0 | 65.1 | 0 | 1.0326 | Cogen | -1 | 0.18073 | 0 | 0 |  |  | 0 | 0 | -0.18073 | 0 | 0.22539 | 0.32465 |  |  |  |  | 75 | 0.096123
48852 | SRB_GN2_2 | 2 | Houston | YES | -0.10504 | 140.8 | 26 | 176 | 0 | 1.0217 | GST | -1 | 0.18072 | 176 | 176 |  |  | -18.4877 | 176 | -0.18072 | -31.8063 | 0.23338 | 0.33599 |  |  |  |  | 76 | 0.099259
48855 | SRB_GT211035 | B1 | Houston | YES | -0.10503 | 0 | 0 | 18 |  | 1.014 | GGT | -1 | 0.1807 | 18 | 18 |  |  | -1.8905 | 18 | -0.1807 | -3.2526 | 0.2342 | 0.33715 |  |  |  |  | 77 | 0.099259
48855 | SRB_GT211035 | B2 | Houston | YES | -0.10503 | 0 | 0 | 12 |  | 1.014 | GGT | -1 | 0.1807 | 12 | 12 |  |  | -1.2603 | 12 | -0.1807 | -2.1684 | 0.23475 | 0.33792 |  |  |  |  | 78 | 0.099259
48761 | PR_GT1__9040 | 1 | Houston | YES | -0.10473 | 26 | 0 | 35 |  | 1 | Cogen | -1 | 0.1804 | 0 | 0 |  |  | 0 | 0 | -0.1804 | 0 | 0.23475 | 0.33792 |  |  |  |  | 79 | 0.1026
48641 | DPEC_GT15040 | 1 | Houston | YES | -0.10459 | 163.2 | 98 | 163.2 | 0 | 1.0319 | CC | -1 | 0.18026 | 163.2 | 163.2 |  |  | -17.0691 | 163.2 | -0.18026 | -29.419 | 0.24216 | 0.34841 |  |  |  |  | 80 | 0.10295
48642 | DPEC_GT25025 | 2 | Houston | YES | -0.10459 | 157.1 | 98 | 157.1 | 0 | 1.0319 | CC | -1 | 0.18026 | 157.1 | 157.1 |  |  | -16.4311 | 157.1 | -0.18026 | -28.3194 | 0.24929 | 0.3585 |  |  |  |  | 81 | 0.10317
48643 | DPEC_GT35010 | 3 | Houston | YES | -0.10459 | 157.5 | 98 | 157.5 | 0 | 1.0319 | CC | -1 | 0.18026 | 157.5 | 157.5 |  |  | -16.4729 | 157.5 | -0.18026 | -28.3915 | 0.25645 | 0.36862 |  |  |  |  | 82 | 0.10317
48644 | DPEC_GT45070 | 4 | Houston | YES | -0.10459 | 157 | 98 | 157 | 0 | 1.0319 | CC | -1 | 0.18026 | 157 | 157 |  |  | -16.4206 | 157 | -0.18026 | -28.3014 | 0.26358 | 0.37871 |  |  |  |  | 83 | 0.10625
48645 | DPEC_ST55065 | 5 | Houston | YES | -0.10459 | 282 | 0 | 282 | 0 | 1.0319 | CC | -1 | 0.18026 | 282 | 282 |  |  | -29.4944 | 282 | -0.18026 | -50.8344 | 0.27639 | 0.39683 |  |  |  |  | 84 | 0.10921
48841 | SJS_GT1_GT1 | 1 | Houston | YES | -0.10425 | 62.4 | 49 | 78 | 0 | 1.0362 | Cogen | -1 | 0.17992 | 0 | 0 |  |  | 0 | 0 | -0.17992 | 0 | 0.27639 | 0.39683 |  |  |  |  | 85 | 0.11218
48842 | SJS_GT2_GT2 | 2 | Houston | YES | -0.10425 | 64.8 | 49 | 81 | 0 | 1.0362 | Cogen | -1 | 0.17992 | 0 | 0 |  |  | 0 | 0 | -0.17992 | 0 | 0.27639 | 0.39683 |  |  |  |  | 86 | 0.11513
48691 | GBY_73741085 | B | Houston | YES | -0.10324 | 37.6 | 20 | 47 | 0 | 1.0362 | GGT | -1 | 0.17891 | 47 | 47 |  |  | -4.8521 | 47 | -0.17891 | -8.4088 | 0.27852 | 0.39983 |  |  |  |  | 87 | 0.12045
48691 | GBY_73741085 | A | Houston | YES | -0.10324 | 37.6 | 20 | 47 | 0 | 1.0362 | GGT | -1 | 0.17891 | 47 | 47 |  |  | -4.8521 | 47 | -0.17891 | -8.4088 | 0.28066 | 0.40283 |  |  |  |  | 88 | 0.12045
48692 | GBY_81821075 | D | Houston | YES | -0.10324 | 44 | 20 | 55 | 0 | 1.0362 | GGT | -1 | 0.17891 | 55 | 55 |  |  | -5.678 | 55 | -0.17891 | -9.84 | 0.28315 | 0.40633 |  |  |  |  | 89 | 0.12045
48692 | GBY_81821075 | C | Houston | YES | -0.10324 | 37.6 | 20 | 47 | 0 | 1.0362 | GGT | -1 | 0.17891 | 47 | 47 |  |  | -4.8521 | 47 | -0.17891 | -8.4088 | 0.28529 | 0.40933 |  |  |  |  | 90 | 0.12131
48693 | GBY_83841065 | F | Houston | YES | -0.10324 | 43.2 | 20 | 54 | 0 | 1.0362 | GGT | -1 | 0.17891 | 54 | 54 |  |  | -5.5747 | 54 | -0.17891 | -9.6611 | 0.28774 | 0.41278 |  |  |  |  | 91 | 0.12217
48693 | GBY_83841065 | E | Houston | YES | -0.10324 | 45.6 | 20 | 57 | 0 | 1.0362 | GGT | -1 | 0.17891 | 57 | 57 |  |  | -5.8845 | 57 | -0.17891 | -10.1979 | 0.29033 | 0.41641 |  |  |  |  | 92 | 0.12318
48531 | BYU_GT1_8075 | 1 | Houston | YES | -0.1032 | 65 | 0 | 65 |  | 1.0362 | Cogen | -1 | 0.17887 | 0 | 0 |  |  | 0 | 0 | -0.17887 | 0 | 0.29033 | 0.41641 |  |  |  |  | 93 | 0.12404
48532 | BYU_GT2_8055 | 2 | Houston | YES | -0.1032 | 62 | 0 | 62 |  | 1.0362 | Cogen | -1 | 0.17887 | 0 | 0 |  |  | 0 | 0 | -0.17887 | 0 | 0.29033 | 0.41641 |  |  |  |  | 94 | 0.12504
48533 | BYU_GT3_8060 | 3 | Houston | YES | -0.1032 | 67 | 0 | 67 |  | 1.0362 | Cogen | -1 | 0.17887 | 0 | 0 |  |  | 0 | 0 | -0.17887 | 0 | 0.29033 | 0.41641 |  |  |  |  | 95 | 0.12608
48534 | BYU_GT4_8065 | 4 | Houston | YES | -0.1032 | 65 | 0 | 65 |  | 1.0362 | Cogen | -1 | 0.17887 | 0 | 0 |  |  | 0 | 0 | -0.17887 | 0 | 0.29033 | 0.41641 |  |  |  |  | 96 | 0.12608
48561 | CTL_GT2_8130 | 1 | Houston | YES | -0.10263 | 73.5 | 30.3 | 91.9 |  | 1.0362 | Cogen | -1 | 0.1783 | 0 | 0 |  |  | 0 | 0 | -0.1783 | 0 | 0.29033 | 0.41641 |  |  |  |  | 97 | 0.12608
48562 | CTL_GT3_8135 | 2 | Houston | YES | -0.10263 | 70.1 | 30.3 | 87.6 |  | 1.0362 | Cogen | -1 | 0.1783 | 0 | 0 |  |  | 0 | 0 | -0.1783 | 0 | 0.29033 | 0.41641 |  |  |  |  | 98 | 0.12608
48563 | CTL_GT4_8140 | 3 | Houston | YES | -0.10263 | 69.6 | 30.3 | 87 |  | 1.0362 | Cogen | -1 | 0.1783 | 0 | 0 |  |  | 0 | 0 | -0.1783 | 0 | 0.29033 | 0.41641 |  |  |  |  | 99 | 0.12608
48564 | CTL_GN1_8145 | 4 | Houston | YES | -0.10263 | 43.6 | 12.9 | 54.5 |  | 1.0362 | Cogen | -1 | 0.1783 | 0 | 0 |  |  | 0 | 0 | -0.1783 | 0 | 0.29033 | 0.41641 |  |  |  |  | 100 | 0.12608
48565 | CTL_GN2_8155 | 5 | Houston | YES | -0.10263 | 9.8 | 3.4 | 12.2 |  | 1.0362 | Cogen | -1 | 0.1783 | 0 | 0 |  |  | 0 | 0 | -0.1783 | 0 | 0.29033 | 0.41641 |  |  |  |  | 101 | 0.12608
48772 | PHR_GN2_2 | MB | Houston | YES | -0.10119 | 0 | 72 | 459 |  | 1.0362 | GSC | -1 | 0.17686 | 0 | 0 |  |  | 0 | 0 | -0.17686 | 0 | 0.29033 | 0.41641 |  |  |  |  | 102 | 0.12608
38580 | TNBP_CGN1_8 | 1 | Houston | YES | -0.099086 | 70.8 | 0 | 70.8 | 0 | 1.005 | Cogen | -1 | 0.17476 | 0 | 0 |  |  | 0 | 0 | -0.17476 | 0 | 0.29033 | 0.41641 |  |  |  |  | 103 | 0.12608
38590 | TNBP_CGN2_8 | 2 | Houston | YES | -0.099086 | 66.7 | 0 | 66.7 | 0 | 1.005 | Cogen | -1 | 0.17476 | 0 | 0 |  |  | 0 | 0 | -0.17476 | 0 | 0.29033 | 0.41641 |  |  |  |  | 104 | 0.12608
38600 | TNBP_CGN3_8 | 5 | Houston | YES | -0.099086 | 53 | 0 | 53 | 0 | 1.005 | Cogen | -1 | 0.17476 | 0 | 0 |  |  | 0 | 0 | -0.17476 | 0 | 0.29033 | 0.41641 |  |  |  |  | 105 | 0.12608
38611 | TNBPAMCG1_8 | 1 | Houston | YES | -0.099086 | 153.2 | 0 | 153.2 | 0 | 1.005 | Cogen | -1 | 0.17476 | 0 | 0 |  |  | 0 | 0 | -0.17476 | 0 | 0.29033 | 0.41641 |  |  |  |  | 106 | 0.12608
38612 | TNBPAMCG2_8 | 2 | Houston | YES | -0.099086 | 153.5 | 0 | 153.5 | 0 | 1.005 | Cogen | -1 | 0.17476 | 0 | 0 |  |  | 0 | 0 | -0.17476 | 0 | 0.29033 | 0.41641 |  |  |  |  | 107 | 0.12608
38613 | TNBPAMCG3_8 | 3 | Houston | YES | -0.099086 | 152.3 | 0 | 152.3 | 0 | 1.005 | Cogen | -1 | 0.17476 | 0 | 0 |  |  | 0 | 0 | -0.17476 | 0 | 0.29033 | 0.41641 |  |  |  |  | 108 | 0.12608
38614 | TNBPAMCG4_8 | 4 | Houston | YES | -0.099086 | 96 | 0 | 96 |  | 1.005 | Cogen | -1 | 0.17476 | 0 | 0 |  |  | 0 | 0 | -0.17476 | 0 | 0.29033 | 0.41641 |  |  |  |  | 109 | 0.12608
38615 | TNBPAMCG5_8 | 1 | Houston | YES | -0.099086 | 244 | 0 | 244 | 0 | 1.005 | Cogen | -1 | 0.17476 | 0 | 0 |  |  | 0 | 0 | -0.17476 | 0 | 0.29033 | 0.41641 |  |  |  |  | 110 | 0.12608
38690 | TNBP_CGN4_8 | 3 | Houston | YES | -0.099086 | 40 | 0 | 40 |  | 1.005 | Cogen | -1 | 0.17476 | 0 | 0 |  |  | 0 | 0 | -0.17476 | 0 | 0.29033 | 0.41641 |  |  |  |  | 111 | 0.12608
38711 | TNTXCTY1CG8 | 1 | Houston | YES | -0.099086 | 100.3 | 59 | 100.3 | 0 | 1 | Cogen | -1 | 0.17476 | 0 | 0 |  |  | 0 | 0 | -0.17476 | 0 | 0.29033 | 0.41641 |  |  |  |  | 112 | 0.12608
38712 | TNTXCTY2CG8 | 1 | Houston | YES | -0.099086 | 92.9 | 59 | 92.9 | 0 | 1 | Cogen | -1 | 0.17476 | 0 | 0 |  |  | 0 | 0 | -0.17476 | 0 | 0.29033 | 0.41641 |  |  |  |  | 113 | 0.12608
38713 | TNTXCTY3CG8 | 1 | Houston | YES | -0.099086 | 102.7 | 59 | 102.7 | 0 | 1 | Cogen | -1 | 0.17476 | 0 | 0 |  |  | 0 | 0 | -0.17476 | 0 | 0.29033 | 0.41641 |  |  |  |  | 114 | 0.12608
38714 | TNTXCTY4CG8 | 1 | Houston | YES | -0.099086 | 103 | 59 | 103 | 0 | 1 | Cogen | -1 | 0.17476 | 0 | 0 |  |  | 0 | 0 | -0.17476 | 0 | 0.29033 | 0.41641 |  |  |  |  | 115 | 0.12608
39470 | TNDOWCGNSG8 | 1 | Houston | YES | -0.099086 | 32 | 10 | 32 | 0 | 0.985 | Cogen | -1 | 0.17476 | 0 | 0 |  |  | 0 | 0 | -0.17476 | 0 | 0.29033 | 0.41641 |  |  |  |  | 116 | 0.12608
39480 | TNDOWCGNGG8 | 1 | Houston | YES | -0.099086 | 30 | 10 | 30 | 0 | 0.985 | Cogen | -1 | 0.17476 | 0 | 0 |  |  | 0 | 0 | -0.17476 | 0 | 0.29033 | 0.41641 |  |  |  |  | 117 | 0.12608
48510 | AK_GT1__8040 | 1 | Houston | YES | -0.094597 | 33.4 | 8.1 | 34 |  | 1.029 | Cogen | -1 | 0.17027 | 0 | 0 |  |  | 0 | 0 | -0.17027 | 0 | 0.29033 | 0.41641 |  |  |  |  | 118 | 0.12608
48921 | WAP_GN1_1 | 1 | Houston | YES | -0.094144 | 132.8 | 37 | 166 | 0 | 1.0362 | GST | -1 | 0.16982 | 166 | 166 |  |  | -15.6279 | 166 | -0.16982 | -28.1897 | 0.29787 | 0.42646 |  |  |  |  | 119 | 0.12608
48922 | WAP_GN2_2 | 2 | Houston | YES | -0.094144 | 132.8 | 37 | 166 | 0 | 1.0362 | GST | -1 | 0.16982 | 166 | 166 |  |  | -15.6279 | 166 | -0.16982 | -28.1897 | 0.30541 | 0.43651 |  |  |  |  | 120 | 0.12608
48923 | WAP_GN3_3 | 3 | Houston | YES | -0.094144 | 198.4 | 93 | 248 | 0 | 1.0362 | GST | -1 | 0.16982 | 248 | 248 |  |  | -23.3477 | 248 | -0.16982 | -42.1148 | 0.31667 | 0.45152 |  |  |  |  | 121 | 0.12608
48924 | WAP_GN4_4 | 4 | Houston | YES | -0.094144 | 546 | 217 | 546 | 0 | 1.0362 | GSC | -1 | 0.16982 | 546 | 546 |  |  | -51.4026 | 546 | -0.16982 | -92.7205 | 0.34147 | 0.48457 |  |  |  |  | 122 | 0.12859
48925 | WAP_GN5_5 | 5 | Houston | YES | -0.094144 | 589.6 | 278 | 654 | 0 | 0.985 | LIGCO | -1 | 0.16982 | 0 | 654 |  |  | 0 | 0 | -0.16982 | 0 | 0.34147 | 0.48457 |  |  |  |  | 123 | 0.1311
48929 | WAPGT21_GT1 | B1 | Houston | YES | -0.094144 | 0 | 0 | 13 |  | 1.05 | GGT | -1 | 0.16982 | 13 | 13 |  |  | -1.2239 | 13 | -0.16982 | -2.2076 | 0.34206 | 0.48536 |  |  |  |  | 124 | 0.13485
48730 | MNS_GT | 1 | Houston | YES | -0.093573 | 43 | 0 | 46.1 |  | 1.029 | Cogen | -1 | 0.16925 | 0 | 0 |  |  | 0 | 0 | -0.16925 | 0 | 0.34206 | 0.48536 |  |  |  |  | 125 | 0.1431
48521 | BVE_GT1_GT1 | 1 | Houston | YES | -0.09203 | 167.7 | 0 | 167.7 |  | 1.035 | CC | -1 | 0.1677 | 167.7 | 167.7 |  |  | -15.4334 | 167.7 | -0.1677 | -28.1239 | 0.34968 | 0.49539 |  |  |  |  | 126 | 0.1431
48522 | BVE_GT2_5035 | 2 | Houston | YES | -0.09203 | 166.4 | 0 | 166.4 |  | 1.035 | CC | -1 | 0.1677 | 166.4 | 166.4 |  |  | -15.3138 | 166.4 | -0.1677 | -27.9059 | 0.35724 | 0.50533 |  |  |  |  | 127 | 0.1433
48523 | BVE_ST1_GN1 | 3 | Houston | YES | -0.09203 | 252.4 | 0 | 252.4 |  | 1.035 | CC | -1 | 0.1677 | 252.4 | 252.4 |  |  | -23.2284 | 252.4 | -0.1677 | -42.3284 | 0.3687 | 0.52042 |  |  |  |  | 128 | 0.1433
48926 | WAP_GN6_6 | 6 | Houston | YES | -0.091968 | 651 | 280 | 651 |  | 1.035 | LIGCO | -1 | 0.16764 | 0 | 651 |  |  | 0 | 0 | -0.16764 | 0 | 0.3687 | 0.52042 |  |  |  |  | 129 | 0.14571
48927 | WAP_GN7_7 | 7 | Houston | YES | -0.091968 | 564 | 277 | 564 |  | 1.035 | LIGCO | -1 | 0.16764 | 0 | 564 |  |  | 0 | 0 | -0.16764 | 0 | 0.3687 | 0.52042 |  |  |  |  | 130 | 0.1481
48928 | WAP_GN8_8 | 8 | Houston | YES | -0.091968 | 603 | 275 | 603 |  | 1.035 | LIGCO | -1 | 0.16764 | 0 | 603 |  |  | 0 | 0 | -0.16764 | 0 | 0.3687 | 0.52042 |  |  |  |  | 131 | 0.15172
39760 | TNSCLP1___8 | 1 | Houston | YES | -0.086913 | 93.4 | 20 | 116.8 | 0 | 1.04 | Cogen | -1 | 0.16259 | 0 | 0 |  |  | 0 | 0 | -0.16259 | 0 | 0.3687 | 0.52042 |  |  |  |  | 132 | 0.15172
39770 | TNSCLP2___8 | 1 | Houston | YES | -0.086913 | 91.6 | 20 | 114.5 | 0 | 1.04 | Cogen | -1 | 0.16259 | 0 | 0 |  |  | 0 | 0 | -0.16259 | 0 | 0.3687 | 0.52042 |  |  |  |  | 133 | 0.15172
39775 | TNSCLP4___8 | 1 | Houston | YES | -0.086913 | 95.2 | 20 | 119 | 0 | 1.04 | Cogen | -1 | 0.16259 | 0 | 0 |  |  | 0 | 0 | -0.16259 | 0 | 0.3687 | 0.52042 |  |  |  |  | 134 | 0.15172
39790 | TNSCLP3___8 | 1 | Houston | YES | -0.086913 | 87.6 | 20 | 109.5 | 0 | 1.027 | Cogen | -1 | 0.16259 | 0 | 0 |  |  | 0 | 0 | -0.16259 | 0 | 0.3687 | 0.52042 |  |  |  |  | 135 | 0.15172
48520 | BSF_GT1_8070 | 1 | Houston | YES | -0.085077 | 72 | 0 | 72 | 0 | 1.0326 | Cogen | -1 | 0.16075 | 0 | 0 |  |  | 0 | 0 | -0.16075 | 0 | 0.3687 | 0.52042 |  |  |  |  | 136 | 0.15172
48520 | BSF_GT1_8070 | 2 | Houston | YES | -0.085077 | 10 | 0 | 10 | 0 | 1.0326 | Cogen | -1 | 0.16075 | 0 | 0 |  |  | 0 | 0 | -0.16075 | 0 | 0.3687 | 0.52042 |  |  |  |  | 137 | 0.15172
49851 | DOW17000 | 37 | Houston | YES | -0.082752 | 39 | 0 | 62 | 0 | 1 | Cogen | -1 | 0.15843 | 0 | 0 |  |  | 0 | 0 | -0.15843 | 0 | 0.3687 | 0.52042 |  |  |  |  | 138 | 0.15172
49858 | DOW38100 | 31 | Houston | YES | -0.082752 | 45 | 0 | 71.4 |  | 1 | Cogen | -1 | 0.15843 | 0 | 0 |  |  | 0 | 0 | -0.15843 | 0 | 0.3687 | 0.52042 |  |  |  |  | 139 | 0.15172
49859 | DOW38200 | 33 | Houston | YES | -0.082752 | 28 | 0 | 45 | 0 | 1 | Cogen | -1 | 0.15843 | 0 | 0 |  |  | 0 | 0 | -0.15843 | 0 | 0.3687 | 0.52042 |  |  |  |  | 140 | 0.15172
49860 | DOW38300 | 32 | Houston | YES | -0.082752 | 63 | 0 | 101 |  | 1 | Cogen | -1 | 0.15843 | 0 | 0 |  |  | 0 | 0 | -0.15843 | 0 | 0.3687 | 0.52042 |  |  |  |  | 141 | 0.15172
49862 | DOW39100 | 36 | Houston | YES | -0.082752 | 54 | 0 | 86 | 0 | 1 | Cogen | -1 | 0.15843 | 0 | 0 |  |  | 0 | 0 | -0.15843 | 0 | 0.3687 | 0.52042 |  |  |  |  | 142 | 0.15172
49863 | DOW39200 | 35 | Houston | YES | -0.082752 | 55 | 0 | 88 | 0 | 1 | Cogen | -1 | 0.15843 | 0 | 0 |  |  | 0 | 0 | -0.15843 | 0 | 0.3687 | 0.52042 |  |  |  |  | 143 | 0.15172
49865 | DOW41000 | 41 | Houston | YES | -0.082752 | 31 | 0 | 50 |  | 1 | Cogen | -1 | 0.15843 | 0 | 0 |  |  | 0 | 0 | -0.15843 | 0 | 0.3687 | 0.52042 |  |  |  |  | 144 | 0.15172
49866 | DOW42000 | 42 | Houston | YES | -0.082752 | 11 | 0 | 18 |  | 1 | Cogen | -1 | 0.15843 | 0 | 0 |  |  | 0 | 0 | -0.15843 | 0 | 0.3687 | 0.52042 |  |  |  |  | 145 | 0.15172
49869 | DOW49000 | 45 | Houston | YES | -0.082752 | 59 | 0 | 94 |  | 1 | Cogen | -1 | 0.15843 | 0 | 0 |  |  | 0 | 0 | -0.15843 | 0 | 0.3687 | 0.52042 |  |  |  |  | 146 | 0.15172
49870 | DOW61000 | 61 | Houston | YES | -0.082752 | 44 | 0 | 70 | 0 | 1 | Cogen | -1 | 0.15843 | 0 | 0 |  |  | 0 | 0 | -0.15843 | 0 | 0.3687 | 0.52042 |  |  |  |  | 147 | 0.15172
49871 | DOW62000 | 62 | Houston | YES | -0.082752 | 40 | 0 | 63 | 0 | 1 | Cogen | -1 | 0.15843 | 0 | 0 |  |  | 0 | 0 | -0.15843 | 0 | 0.3687 | 0.52042 |  |  |  |  | 148 | 0.15172
49872 | DOW63000 | 63 | Houston | YES | -0.082752 | 45 | 0 | 72 | 0 | 1 | Cogen | -1 | 0.15843 | 0 | 0 |  |  | 0 | 0 | -0.15843 | 0 | 0.3687 | 0.52042 |  |  |  |  | 149 | 0.15172
49873 | DOW64000 | 64 | Houston | YES | -0.082752 | 41 | 0 | 64.8 | 0 | 1 | Cogen | -1 | 0.15843 | 0 | 0 |  |  | 0 | 0 | -0.15843 | 0 | 0.3687 | 0.52042 |  |  |  |  | 150 | 0.15172
49876 | DOW65000 | 65 | Houston | YES | -0.082752 | 63 | 0 | 101 | 0 | 1 | Cogen | -1 | 0.15843 | 0 | 0 |  |  | 0 | 0 | -0.15843 | 0 | 0.3687 | 0.52042 |  |  |  |  | 151 | 0.15172
49877 | DOW66000 | 66 | Houston | YES | -0.082752 | 61 | 0 | 97 | 0 | 1 | Cogen | -1 | 0.15843 | 0 | 0 |  |  | 0 | 0 | -0.15843 | 0 | 0.3687 | 0.52042 |  |  |  |  | 152 | 0.15172
49878 | DOW67000 | 67 | Houston | YES | -0.082752 | 65 | 0 | 103 | 0 | 1 | Cogen | -1 | 0.15843 | 0 | 0 |  |  | 0 | 0 | -0.15843 | 0 | 0.3687 | 0.52042 |  |  |  |  | 153 | 0.15172
49882 | DOW81000 | 81 | Houston | YES | -0.082752 | 47 | 0 | 76 | 0 | 1 | Cogen | -1 | 0.15843 | 0 | 0 |  |  | 0 | 0 | -0.15843 | 0 | 0.3687 | 0.52042 |  |  |  |  | 154 | 0.15172
49884 | DOW82000 | 82 | Houston | YES | -0.082752 | 51 | 0 | 80 | 0 | 1 | Cogen | -1 | 0.15843 | 0 | 0 |  |  | 0 | 0 | -0.15843 | 0 | 0.3687 | 0.52042 |  |  |  |  | 155 | 0.15172
49885 | DOW83000 | 83 | Houston | YES | -0.082752 | 51 | 0 | 80 | 0 | 1 | Cogen | -1 | 0.15843 | 0 | 0 |  |  | 0 | 0 | -0.15843 | 0 | 0.3687 | 0.52042 |  |  |  |  | 156 | 0.15172
49886 | DOW84000 | 84 | Houston | YES | -0.082752 | 107 | 0 | 171 | 0 | 0.98 | Cogen | -1 | 0.15843 | 0 | 0 |  |  | 0 | 0 | -0.15843 | 0 | 0.3687 | 0.52042 |  |  |  |  | 157 | 0.15172
48911 | TGF_GT1_8000 | 1 | Houston | YES | -0.074546 | 69.2 | 0 | 69.2 |  | 1.029 | Cogen | -1 | 0.15022 | 0 | 0 |  |  | 0 | 0 | -0.15022 | 0 | 0.3687 | 0.52042 |  |  |  |  | 158 | 0.15172
48731 | CBE_GT1 | 1 | Houston | YES | -0.071889 | 76 | 0 | 76 | 0 | 1.029 | CC | -1 | 0.14756 | 76 | 76 |  |  | -5.4636 | 76 | -0.14756 | -11.2148 | 0.37215 | 0.52442 |  |  |  |  | 159 | 0.15172
48732 | CBE_GT2 | 1 | Houston | YES | -0.071889 | 76 | 0 | 76 | 0 | 1.029 | CC | -1 | 0.14756 | 76 | 76 |  |  | -5.4636 | 76 | -0.14756 | -11.2148 | 0.3756 | 0.52842 |  |  |  |  | 160 | 0.15172
48733 | CBE_ST12 | 1 | Houston | YES | -0.071889 | 105 | 0 | 105 | 0 | 1.029 | CC | -1 | 0.14756 | 105 | 105 |  |  | -7.5483 | 105 | -0.14756 | -15.4941 | 0.38037 | 0.53394 |  |  |  |  | 161 | 0.15172
48734 | CBE_GT3 | 1 | Houston | YES | -0.071889 | 76 | 0 | 76 | 0 | 1.029 | CC | -1 | 0.14756 | 76 | 76 |  |  | -5.4636 | 76 | -0.14756 | -11.2148 | 0.38382 | 0.53794 |  |  |  |  | 162 | 0.15227
48735 | CBE_GT4 | 1 | Houston | YES | -0.071889 | 76 | 0 | 76 | 0 | 1.029 | CC | -1 | 0.14756 | 76 | 76 |  |  | -5.4636 | 76 | -0.14756 | -11.2148 | 0.38728 | 0.54194 |  |  |  |  | 163 | 0.15282
48736 | CBE_ST34 | 1 | Houston | YES | -0.071889 | 105 | 0 | 105 | 0 | 1.029 | CC | -1 | 0.14756 | 105 | 105 |  |  | -7.5483 | 105 | -0.14756 | -15.4941 | 0.39204 | 0.54746 |  |  |  |  | 164 | 0.15357
5911 | STP_GN1___1 | 1 | Houston | YES | -0.071083 | 1333 | 1249 | 1333 | 0 | 1.0406 | Nuc | -1 | 0.14676 | 0 | 0 |  |  | 0 | 0 | -0.14676 | 0 | 0.39204 | 0.54746 |  |  |  |  | 165 | 0.15412
5912 | STP_GN2___2 | 2 | Houston | YES | -0.071083 | 1332 | 1249 | 1332 | 0 | 1.0406 | Nuc | -1 | 0.14676 | 0 | 0 |  |  | 0 | 0 | -0.14676 | 0 | 0.39204 | 0.54746 |  |  |  |  | 166 | 0.15466
8134 | FOR #1 | 1 | South | YES | -0.047992 | 54.1 | 45 | 79 | 0 | 1 | Cogen | -1 | 0.12367 | 0 | 0 |  |  |  |  | -0.12367 | 0 | 0.39204 | 0.54746 |  |  |  |  | 167 | 0.15542
8138 | FOR #2 | 2 | South | YES | -0.047992 | 63.1 | 45 | 81 | 0 | 1 | Cogen | -1 | 0.12367 | 0 | 0 |  |  |  |  | -0.12367 | 0 | 0.39204 | 0.54746 |  |  |  |  | 168 | 0.15542
8153 | FOR #3 | 3 | South | YES | -0.047992 | 63.1 | 45 | 79.9 | 0 | 1 | Cogen | -1 | 0.12367 | 0 | 0 |  |  |  |  | -0.12367 | 0 | 0.39204 | 0.54746 |  |  |  |  | 169 | 0.15542
8154 | FOR #4 | 4 | South | YES | -0.047992 | 63.1 | 60 | 80 | 0 | 1 | Cogen | -1 | 0.12367 | 0 | 0 |  |  |  |  | -0.12367 | 0 | 0.39204 | 0.54746 |  |  |  |  | 170 | 0.15542
8155 | FOR #5 | 5 | South | YES | -0.047992 | 63.1 | 60 | 78.4 | 0 | 1 | Cogen | -1 | 0.12367 | 0 | 0 |  |  |  |  | -0.12367 | 0 | 0.39204 | 0.54746 |  |  |  |  | 171 | 0.15542
8156 | FOR #6 | 6 | South | YES | -0.047992 | 24.9 | 5 | 25 | 0 | 1 | Cogen | -1 | 0.12367 | 0 | 0 |  |  |  |  | -0.12367 | 0 | 0.39204 | 0.54746 |  |  |  |  | 172 | 0.15542
8157 | FOR #7 | 7 | South | YES | -0.047992 | 28.8 | 5 | 46 | 0 | 1 | Cogen | -1 | 0.12367 | 0 | 0 |  |  |  |  | -0.12367 | 0 | 0.39204 | 0.54746 |  |  |  |  | 173 | 0.15542
80051 | FOR #8 | 8 | South | YES | -0.047992 | 28 | 28 | 28 |  | 1 | Cogen | -1 | 0.12367 | 0 | 0 |  |  |  |  | -0.12367 | 0 | 0.39204 | 0.54746 |  |  |  |  | 174 | 0.15542
80052 | FOR #9 | 9 | South | YES | -0.047992 | 29.7 | 5 | 43.6 | 0 | 1 | Cogen | -1 | 0.12367 | 0 | 0 |  |  |  |  | -0.12367 | 0 | 0.39204 | 0.54746 |  |  |  |  | 175 | 0.15542
80053 | FOR #10 | 10 | South | YES | -0.047992 | 68.4 | 45 | 75 | 0 | 1 | Cogen | -1 | 0.12367 | 0 | 0 |  |  |  |  | -0.12367 | 0 | 0.39204 | 0.54746 |  |  |  |  | 176 | 0.15542
80226 | ALCOA G | 1 | South | YES | -0.047338 | 32.3 | 5 | 48 | 0 | 1.015 | Cogen | -1 | 0.12301 | 0 | 0 |  |  |  |  | -0.12301 | 0 | 0.39204 | 0.54746 |  |  |  |  | 177 | 0.15542
8147 | UCAR #2 | 10 | South | YES | -0.04517 | 18.2 | 0 | 28 |  | 1 | Cogen | -1 | 0.12084 | 0 | 0 |  |  |  |  | -0.12084 | 0 | 0.39204 | 0.54746 |  |  |  |  | 178 | 0.15542
8148 | UCAR #1 | 2 | South | YES | -0.04517 | 6.1 | 0 | 7 | 0 | 1.009 | Cogen | -1 | 0.12084 | 0 | 0 |  |  |  |  | -0.12084 | 0 | 0.39204 | 0.54746 |  |  |  |  | 179 | 0.15542
80137 | CSDR89 | 9 | South | YES | -0.04517 | 15 | 0 | 15 | 0 | 1.003 | DCTie | -1 | 0.12084 | 0 | 0 |  |  |  |  | -0.12084 | 0 | 0.39204 | 0.54746 |  |  |  |  | 180 | 0.15542
80137 | CSDR89 | 8 | South | YES | -0.04517 | 33.9 | 0 | 39 | 0 | 1.003 | DCTie | -1 | 0.12084 | 0 | 0 |  |  |  |  | -0.12084 | 0 | 0.39204 | 0.54746 |  |  |  |  | 181 | 0.15542
80138 | CSDR7 | 7 | South | YES | -0.04517 | 6.1 | 0 | 7 | 0 | 1.014 | DCTie | -1 | 0.12084 | 0 | 0 |  |  |  |  | -0.12084 | 0 | 0.39204 | 0.54746 |  |  |  |  | 182 | 0.15542
80139 | CSDR56 | 6 | South | YES | -0.04517 | 0 | 0 | 39 |  | 1.0033 | DCTie | -1 | 0.12084 | 0 | 0 |  |  |  |  | -0.12084 | 0 | 0.39204 | 0.54746 |  |  |  |  | 183 | 0.15542
80139 | CSDR56 | 5 | South | YES | -0.04517 | 15 | 0 | 15 |  | 1.0033 | DCTie | -1 | 0.12084 | 0 | 0 |  |  |  |  | -0.12084 | 0 | 0.39204 | 0.54746 |  |  |  |  | 184 | 0.15542
80140 | CSDR11 | 11 | South | YES | -0.04517 | 33.9 | 0 | 39 | 0 | 1.03 | DCTie | -1 | 0.12084 | 0 | 0 |  |  |  |  | -0.12084 | 0 | 0.39204 | 0.54746 |  |  |  |  | 185 | 0.15542
80227 | AIRCO G | 1 | South | YES | -0.044829 | 7.2 | 0 | 8 | 0 | 1.0104 | Cogen | -1 | 0.1205 | 0 | 0 |  |  |  |  | -0.1205 | 0 | 0.39204 | 0.54746 |  |  |  |  | 186 | 0.15542
80224 | VISTRONG1 | 1 | South | YES | -0.044313 | 13.1 | 0 | 15 | 0 | 1.01 | Cogen | -1 | 0.11999 | 0 | 0 |  |  |  |  | -0.11999 | 0 | 0.39204 | 0.54746 |  |  |  |  | 187 | 0.15542
80225 | VISTRONG2 | 2 | South | YES | -0.044313 | 20.2 | 0 | 23 | 0 | 1.01 | Cogen | -1 | 0.11999 | 0 | 0 |  |  |  |  | -0.11999 | 0 | 0.39204 | 0.54746 |  |  |  |  | 188 | 0.15542
5503 | RAYBURNGEN3 | 1 | South | YES | -0.043209 | 17.6 | 6 | 22 | 0 | 1.0224 | GST | -1 | 0.11888 | 22 | 22 |  |  |  |  | -0.11888 | -2.6154 | 0.39304 | 0.54839 |  |  |  |  | 189 | 0.15542
5505 | RAYBURNGEN1 | 1 | South | YES | -0.043209 | 0 | 1 | 11 |  | 1.0223 | GGT | -1 | 0.11888 | 11 | 11 |  |  |  |  | -0.11888 | -1.3077 | 0.39354 | 0.54886 |  |  |  |  | 190 | 0.15542
5506 | RAYBURNGEN2 | 1 | South | YES | -0.043209 | 0 | 1 | 11 |  | 1.0223 | GGT | -1 | 0.11888 | 11 | 11 |  |  |  |  | -0.11888 | -1.3077 | 0.39404 | 0.54932 |  |  |  |  | 191 | 0.15542
8066 | DUP1V#1 | 1 | South | YES | -0.042851 | 52.3 | 0 | 73 | 0 | 1.01 | Cogen | -1 | 0.11852 | 0 | 0 |  |  |  |  | -0.11852 | 0 | 0.39404 | 0.54932 |  |  |  |  | 192 | 0.15535
5508 | RAYBURNCC9 | 1 | South | YES | -0.042793 | 47.7 | 18.2 | 47.7 | 0 | 1.0296 | CC | -1 | 0.11847 | 47.7 | 47.7 |  |  |  |  | -0.11847 | -5.6509 | 0.39621 | 0.55134 |  |  |  |  | 193 | 0.15532
5509 | RAYBURNCC10 | 1 | South | YES | -0.042793 | 37.3 | 5.2 | 37.3 | 0 | 1.0296 | CC | -1 | 0.11847 | 37.3 | 37.3 |  |  |  |  | -0.11847 | -4.4188 | 0.3979 | 0.55291 |  |  |  |  | 194 | 0.15528
5511 | RAYBURNCC7 | 1 | South | YES | -0.042793 | 47.5 | 18.2 | 47.5 | 0 | 1.0296 | CC | -1 | 0.11847 | 47.5 | 47.5 |  |  |  |  | -0.11847 | -5.6272 | 0.40006 | 0.55492 |  |  |  |  | 195 | 0.15528
5512 | RAYBURNCC8 | 1 | South | YES | -0.042793 | 49.3 | 18.2 | 49.3 | 0 | 1.0296 | CC | -1 | 0.11847 | 49.3 | 49.3 |  |  |  |  | -0.11847 | -5.8404 | 0.4023 | 0.557 |  |  |  |  | 196 | 0.15513
8173 | VICEC51A | 5 | South | YES | -0.041991 | 144 | 18 | 144 | 0 | 1.025 | CC | -1 | 0.11766 | 144 | 144 |  |  |  |  | -0.11766 | -16.9437 | 0.40884 | 0.56304 |  |  |  |  | 197 | 0.15501
8174 | VICEC61A | 6 | South | YES | -0.041991 | 188 | 42 | 188 | 0 | 1.025 | CC | -1 | 0.11766 | 188 | 188 |  |  |  |  | -0.11766 | -22.121 | 0.41738 | 0.57093 |  |  |  |  | 198 | 0.15486
8926 | LGE_GT10A | 1 | South | YES | -0.041703 | 158 | 0 | 158 | 0 | 1.03 | Cogen | -1 | 0.11738 | 0 | 0 |  |  |  |  | -0.11738 | 0 | 0.41738 | 0.57093 |  |  |  |  | 199 | 0.1547
8927 | LGE_GT20A | 2 | South | YES | -0.041703 | 153 | 0 | 153 | 0 | 1.03 | Cogen | -1 | 0.11738 | 0 | 0 |  |  |  |  | -0.11738 | 0 | 0.41738 | 0.57093 |  |  |  |  | 200 | 0.1542
8928 | LGE_STG0A | 3 | South | YES | -0.041703 | 100 | 0 | 100 | 0 | 1.03 | Cogen | -1 | 0.11738 | 0 | 0 |  |  |  |  | -0.11738 | 0 | 0.41738 | 0.57093 |  |  |  |  | 201 | 0.15355
8930 | ICPGN10A | 1 | South | YES | -0.041703 | 149 | 0 | 149 | 0 | 1.03 | Cogen | -1 | 0.11738 | 0 | 0 |  |  |  |  | -0.11738 | 0 | 0.41738 | 0.57093 |  |  |  |  | 202 | 0.15355
8931 | ICPGN20A | 2 | South | YES | -0.041703 | 150 | 0 | 150 | 0 | 1.03 | Cogen | -1 | 0.11738 | 0 | 0 |  |  |  |  | -0.11738 | 0 | 0.41738 | 0.57093 |  |  |  |  | 203 | 0.15355
8932 | ICPGN30A | 3 | South | YES | -0.041703 | 127 | 0 | 127 | 0 | 1.03 | Cogen | -1 | 0.11738 | 0 | 0 |  |  |  |  | -0.11738 | 0 | 0.41738 | 0.57093 |  |  |  |  | 204 | 0.15355
80223 | REYSHR G | 1 | South | YES | -0.041703 | 12 | 0 | 12 | 0 | 1.032 | Cogen | -1 | 0.11738 | 0 | 0 |  |  |  |  | -0.11738 | 0 | 0.41738 | 0.57093 |  |  |  |  | 205 | 0.15355
8442 | NBEC7 | 7 | South | YES | -0.040819 | 0 | 81 | 367 |  | 1.0298 | GST | -1 | 0.11649 | 367 | 367 |  |  |  |  | -0.11649 | -42.7528 | 0.43405 | 0.58617 |  |  |  |  | 206 | 0.15355
8442 | NBEC7 | MB | South | YES | -0.040819 | 0 | 81 | 367 |  | 1.0298 | GST | -1 | 0.11649 | 0 | 0 |  |  |  |  | -0.11649 | 0 | 0.43405 | 0.58617 |  |  |  |  | 207 | 0.15355
8560 | CNOPGT1 | 1 | South | YES | -0.040809 | 148.3 | 0 | 148.3 | 0 | 1.03 | Cogen | -1 | 0.11648 | 0 | 0 |  |  |  |  | -0.11648 | 0 | 0.43405 | 0.58617 |  |  |  |  | 208 | 0.15355
8561 | CNOPGT2 | 2 | South | YES | -0.040809 | 148.6 | 0 | 148.6 | 0 | 1.03 | Cogen | -1 | 0.11648 | 0 | 0 |  |  |  |  | -0.11648 | 0 | 0.43405 | 0.58617 |  |  |  |  | 209 | 0.15212
8562 | CNOPST1 | 3 | South | YES | -0.040809 | 153 | 0 | 153 | 0 | 1.03 | Cogen | -1 | 0.11648 | 0 | 0 |  |  |  |  | -0.11648 | 0 | 0.43405 | 0.58617 |  |  |  |  | 210 | 0.15212
8456 | COSW#1 | 1 | South | YES | -0.040759 | 20 | 0 | 20 | 0 | 1.027 | Cogen | -1 | 0.11643 | 0 | 0 |  |  |  |  | -0.11643 | 0 | 0.43405 | 0.58617 |  |  |  |  | 211 | 0.15212
8457 | COSW#2 | 2 | South | YES | -0.040759 | 14 | 0 | 14 | 0 | 1.027 | Cogen | -1 | 0.11643 | 0 | 0 |  |  |  |  | -0.11643 | 0 | 0.43405 | 0.58617 |  |  |  |  | 212 | 0.15212
8459 | B_DAVIS0B | MB | South | YES | -0.040658 | 0 | 50 | 339 |  | 1.03 | GSC | -1 | 0.11633 | 0 | 0 |  |  |  |  | -0.11633 | 0 | 0.43405 | 0.58617 |  |  |  |  | 213 | 0.15212
8460 | B_DAVIS0A | MB | South | YES | -0.040658 | 0 | 50 | 340 |  | 1.03 | GSC | -1 | 0.11633 | 0 | 0 |  |  |  |  | -0.11633 | 0 | 0.43405 | 0.58617 |  |  |  |  | 214 | 0.15212
80263 | B_DAVIS31A | 3 | South | YES | -0.040658 | 0 | 0 | 180 |  | 1.0366 | CC | -1 | 0.11633 | 180 | 180 |  |  |  |  | -0.11633 | -20.9397 | 0.44222 | 0.59363 |  |  |  |  | 215 | 0.15212
80264 | B_DAVIS41A | 4 | South | YES | -0.040658 | 0 | 0 | 180 |  | 1.0366 | CC | -1 | 0.11633 | 180 | 180 |  |  |  |  | -0.11633 | -20.9397 | 0.4504 | 0.6011 |  |  |  |  | 216 | 0.15212
8506 | VAL #1 | 1 | South | YES | -0.040567 | 20.9 | 0 | 25 | 0 | 1.0055 | Cogen | -1 | 0.11624 | 0 | 0 |  |  |  |  | -0.11624 | 0 | 0.4504 | 0.6011 |  |  |  |  | 217 | 0.15212
8507 | VAL #2 | 2 | South | YES | -0.040567 | 20.9 | 0 | 25 | 0 | 1.0055 | Cogen | -1 | 0.11624 | 0 | 0 |  |  |  |  | -0.11624 | 0 | 0.4504 | 0.6011 |  |  |  |  | 218 | 0.15141
8511 | OXY_CC0A | 1 | South | YES | -0.040501 | 30.3 | 0 | 38 | 0 | 1.027 | Cogen | -1 | 0.11617 | 0 | 0 |  |  |  |  | -0.11617 | 0 | 0.4504 | 0.6011 |  |  |  |  | 219 | 0.1507
8461 | KOCH_UP0A | 1 | South | YES | -0.040465 | 38 | 0 | 38 | 0 | 1.012 | Cogen | -1 | 0.11614 | 0 | 0 |  |  |  |  | -0.11614 | 0 | 0.4504 | 0.6011 |  |  |  |  | 220 | 0.1507
8517 | CELANEBI0A | 1 | South | YES | -0.040107 | 29 | 0 | 29 | 0 | 1.02 | Cogen | -1 | 0.11578 | 0 | 0 |  |  |  |  | -0.11578 | 0 | 0.4504 | 0.6011 |  |  |  |  | 221 | 0.1507
80080 | GWINDT11A | 3 | South | YES | -0.040051 | 0 | 0 | 38 | 0 | 1.025 | Wind | -1 | 0.11572 | 0 | 38 |  |  |  |  | -0.11572 | 0 | 0.4504 | 0.6011 |  |  |  |  | 222 | 0.1507
80080 | GWINDT11A | 4 | South | YES | -0.040051 | 3.8 | 0 | 19 | 0 | 1.025 | Wind | -1 | 0.11572 | 0 | 19 |  |  |  |  | -0.11572 | 0 | 0.4504 | 0.6011 |  |  |  |  | 223 | 0.1507
80080 | GWINDT11A | 2 | South | YES | -0.040051 | 0 | 0 | 41 | 0 | 1.025 | Wind | -1 | 0.11572 | 0 | 41 |  |  |  |  | -0.11572 | 0 | 0.4504 | 0.6011 |  |  |  |  | 224 | 0.1507
80080 | GWINDT11A | 1 | South | YES | -0.040051 | 28.2 | 0 | 94 | 0 | 1.025 | Wind | -1 | 0.11572 | 0 | 94 |  |  |  |  | -0.11572 | 0 | 0.4504 | 0.6011 |  |  |  |  | 225 | 0.1507
80081 | GWINDT21A | 4 | South | YES | -0.040051 | 4.4 | 0 | 22 | 0 | 1.025 | Wind | -1 | 0.11572 | 0 | 22 |  |  |  |  | -0.11572 | 0 | 0.4504 | 0.6011 |  |  |  |  | 226 | 0.1507
80081 | GWINDT21A | 1 | South | YES | -0.040051 | 28.2 | 0 | 94 | 0 | 1.025 | Wind | -1 | 0.11572 | 0 | 94 |  |  |  |  | -0.11572 | 0 | 0.4504 | 0.6011 |  |  |  |  | 227 | 0.1507
80081 | GWINDT21A | 3 | South | YES | -0.040051 | 8.6 | 0 | 43 | 0 | 1.025 | Wind | -1 | 0.11572 | 0 | 43 |  |  |  |  | -0.11572 | 0 | 0.4504 | 0.6011 |  |  |  |  | 228 | 0.1507
80081 | GWINDT21A | 2 | South | YES | -0.040051 | 7.2 | 0 | 36 | 0 | 1.025 | Wind | -1 | 0.11572 | 0 | 36 |  |  |  |  | -0.11572 | 0 | 0.4504 | 0.6011 |  |  |  |  | 229 | 0.1507
80180 | PNSCALT11A | 2 | South | YES | -0.040051 | 10 | 0 | 50 | 0 | 1.025 | Wind | -1 | 0.11572 | 0 | 50 |  |  |  |  | -0.11572 | 0 | 0.4504 | 0.6011 |  |  |  |  | 230 | 0.1507
80180 | PNSCALT11A | 1 | South | YES | -0.040051 | 43.8 | 0 | 148 | 0 | 1.025 | Wind | -1 | 0.11572 | 0 | 148 |  |  |  |  | -0.11572 | 0 | 0.4504 | 0.6011 |  |  |  |  | 231 | 0.1507
80181 | PNSCALT21A | 2 | South | YES | -0.040051 | 10 | 0 | 50 | 0 | 1.025 | Wind | -1 | 0.11572 | 0 | 50 |  |  |  |  | -0.11572 | 0 | 0.4504 | 0.6011 |  |  |  |  | 232 | 0.1507
80181 | PNSCALT21A | 1 | South | YES | -0.040051 | 16.5 | 0 | 55 | 0 | 1.025 | Wind | -1 | 0.11572 | 0 | 55 |  |  |  |  | -0.11572 | 0 | 0.4504 | 0.6011 |  |  |  |  | 233 | 0.1507
5932 | SI_RAY9 | 9 | South | YES | -0.039929 | 32 | 32 | 38 | 0 | 1.035 | CC | -1 | 0.1156 | 38 | 38 |  |  |  |  | -0.1156 | -4.3929 | 0.45212 | 0.60266 |  |  |  |  | 234 | 0.1507
5933 | SI_RAY6 | 6 | South | YES | -0.039929 | 15.4 | 10 | 19.3 | 0 | 1.035 | GST | -1 | 0.1156 | 19.3 | 19.3 |  |  |  |  | -0.1156 | -2.2311 | 0.453 | 0.60346 |  |  |  |  | 235 | 0.1507
5935 | SI_RAY10 | 10 | South | YES | -0.039929 | 47 | 10 | 47 | 0 | 1.03 | CC | -1 | 0.1156 | 47 | 47 |  |  |  |  | -0.1156 | -5.4333 | 0.45514 | 0.60539 |  |  |  |  | 236 | 0.1507
80003 | MILHWYS | F | South | YES | -0.039929 | 0 | 0 | 0 | 0 | 1.0168 | AVR | -1 | 0.1156 | 0 | 0 |  |  |  |  | -0.1156 | 0 | 0.45514 | 0.60539 |  |  |  |  | 237 | 0.15054
8936 | MVGN#1 | 1 | South | YES | -0.03973 | 216.6 | 0 | 216.6 | 0 | 1.0304 | CC | -1 | 0.1154 | 216.6 | 216.6 |  |  |  |  | -0.1154 | -24.9965 | 0.46497 | 0.61431 |  |  |  |  | 238 | 0.15046
8937 | MVGN#2 | 2 | South | YES | -0.03973 | 216.7 | 0 | 216.7 | 0 | 1.0304 | CC | -1 | 0.1154 | 216.7 | 216.7 |  |  |  |  | -0.1154 | -25.008 | 0.47482 | 0.62322 |  |  |  |  | 239 | 0.15026
8938 | MVGN#3 | 3 | South | YES | -0.03973 | 250.9 | 0 | 250.9 | 0 | 1.0304 | CC | -1 | 0.1154 | 250.9 | 250.9 |  |  |  |  | -0.1154 | -28.9548 | 0.48621 | 0.63354 |  |  |  |  | 240 | 0.15026
8981 | HECN1 | 1 | South | YES | -0.039729 | 144.8 | 0 | 144.8 | 0 | 1.0304 | CC | -1 | 0.1154 | 144.8 | 144.8 |  |  |  |  | -0.1154 | -16.7103 | 0.49279 | 0.6395 |  |  |  |  | 241 | 0.14933
8982 | HECN2 | 2 | South | YES | -0.039729 | 144.1 | 0 | 144.1 | 0 | 1.0304 | CC | -1 | 0.1154 | 144.1 | 144.1 |  |  |  |  | -0.1154 | -16.6295 | 0.49933 | 0.64543 |  |  |  |  | 242 | 0.1484
8983 | HECN3 | 3 | South | YES | -0.039729 | 171.9 | 0 | 171.9 | 0 | 1.0304 | CC | -1 | 0.1154 | 171.9 | 171.9 |  |  |  |  | -0.1154 | -19.8377 | 0.50714 | 0.6525 |  |  |  |  | 243 | 0.14733
8933 | FGNTS001 | 1 | South | YES | -0.039275 | 146.5 | 0 | 146.5 | 0 | 1.03 | CC | -1 | 0.11495 | 146.5 | 146.5 |  |  |  |  | -0.11495 | -16.84 | 0.51379 | 0.6585 |  |  |  |  | 244 | 0.14671
8934 | FGNTS101 | 2 | South | YES | -0.039275 | 147.9 | 0 | 147.9 | 0 | 1.03 | CC | -1 | 0.11495 | 147.9 | 147.9 |  |  |  |  | -0.11495 | -17.0009 | 0.52051 | 0.66456 |  |  |  |  | 245 | 0.14609
8935 | FGNTS201 | 3 | South | YES | -0.039275 | 173 | 0 | 173 | 0 | 1.03 | CC | -1 | 0.11495 | 173 | 173 |  |  |  |  | -0.11495 | -19.8861 | 0.52837 | 0.67165 |  |  |  |  | 246 | 0.14536
8161 | COLETO0A | 1 | South | YES | -0.037849 | 633 | 200 | 633 | 0 | 1.03 | LIGCO | -1 | 0.11352 | 0 | 633 |  |  |  |  | -0.11352 | 0 | 0.52837 | 0.67165 |  |  |  |  | 247 | 0.14471
88508 | FALFURRI | F | South | YES | -0.03705 | 0 | 0 | 0 | 0 | 1 | AVR | -1 | 0.11272 | 0 | 0 |  |  |  |  | -0.11272 | 0 | 0.52837 | 0.67165 |  |  |  |  | 248 | 0.14405
5728 | FALCONHYDRO2 | 2 | South | YES | -0.036572 | 12 | 0 | 12 | 0 | 1.0234 | Hydro | -1 | 0.11225 | 0 | 0 |  |  |  |  | -0.11225 | 0 | 0.52837 | 0.67165 |  |  |  |  | 249 | 0.14328
5729 | FALCONHYDRO3 | 3 | South | YES | -0.036572 | 11 | 0 | 11 | 0 | 1.0234 | Hydro | -1 | 0.11225 | 0 | 0 |  |  |  |  | -0.11225 | 0 | 0.52837 | 0.67165 |  |  |  |  | 250 | 0.14328
8048 | FALCONHYDRO1 | 1 | South | YES | -0.036572 | 12 | 0 | 12 | 0 | 1.0234 | Hydro | -1 | 0.11225 | 0 | 0 |  |  |  |  | -0.11225 | 0 | 0.52837 | 0.67165 |  |  |  |  | 251 | 0.14328
88198 | BEEVILLE | F | South | YES | -0.035714 | 0 | 0 | 0 | 0 | 1.02 | AVR | -1 | 0.11139 | 0 | 0 |  |  |  |  | -0.11139 | 0 | 0.52837 | 0.67165 |  |  |  |  | 252 | 0.14328
88299 | ZAPATA | F | South | YES | -0.033986 | 0 | 0 | 0 | 0 | 1.02 | BLT | -1 | 0.10966 | 0 | 0 |  |  |  |  | -0.10966 | 0 | 0.52837 | 0.67165 |  |  |  |  | 253 | 0.14328
80012 | LAR | F | South | YES | -0.030173 | 0 | 0 | 0 | 0 | 1.04 | DCTie | -1 | 0.10585 | 0 | 0 |  |  |  |  | -0.10585 | 0 | 0.52837 | 0.67165 |  |  |  |  | 254 | 0.14328
80265 | LARECU40A | 4 | South | YES | -0.030171 | 80 | 0 | 100 |  | 1.039 | GGT | -1 | 0.10584 | 100 | 100 |  |  |  |  | -0.10584 | -10.5845 | 0.53291 | 0.67542 |  |  |  |  | 255 | 0.14328
80266 | LARECU50A | 5 | South | YES | -0.030171 | 80 | 0 | 100 |  | 1.039 | GGT | -1 | 0.10584 | 100 | 100 |  |  |  |  | -0.10584 | -10.5845 | 0.53745 | 0.6792 |  |  |  |  | 256 | 0.14328
5903 | SANMIGUELGEN | 1 | South | YES | -0.029713 | 396.3 | 180 | 396.3 | 0 | 1.0336 | LIGCO | -1 | 0.10539 | 0 | 396.3 |  |  |  |  | -0.10539 | 0 | 0.53745 | 0.6792 |  |  |  |  | 257 | 0.14328
8189 | CUECPL2A | 1 | South | YES | -0.027918 | 12 | 0 | 12 | 0 | 1.02 | Cogen | -1 | 0.10359 | 0 | 0 |  |  |  |  | -0.10359 | 0 | 0.53745 | 0.6792 |  |  |  |  | 258 | 0.14251
5401 | CALAVER_JKS1 | 1 | South | YES | -0.026155 | 562 | 100 | 562 | 0 | 1.026 | LIGCO | -1 | 0.10183 | 0 | 562 |  |  |  |  | -0.10183 | 0 | 0.53745 | 0.6792 |  |  |  |  | 259 | 0.14174
5476 | BRA_AVR1_CT1 | 1 | South | YES | -0.025467 | 155 | 90 | 155 | 0 | 1.025 | CC | -1 | 0.10114 | 155 | 155 |  |  |  |  | -0.10114 | -15.6768 | 0.54449 | 0.68478 |  |  |  |  | 260 | 0.14174
5477 | BRA_AVR1_ST | 1 | South | YES | -0.025467 | 174 | 138 | 174 | 0 | 1.025 | CC | -1 | 0.10114 | 174 | 174 |  |  |  |  | -0.10114 | -17.5985 | 0.55239 | 0.69106 |  |  |  |  | 261 | 0.14174
5478 | BRA_AVR1_CT2 | 1 | South | YES | -0.025467 | 155 | 90 | 155 | 0 | 1.025 | CC | -1 | 0.10114 | 155 | 155 |  |  |  |  | -0.10114 | -15.6768 | 0.55943 | 0.69665 |  |  |  |  | 262 | 0.14174
5890 | PEARSALLGEN1 | 1 | South | YES | -0.024665 | 19.2 | 6 | 24 | 0 | 1.0226 | GST | -1 | 0.10034 | 24 | 24 |  |  |  |  | -0.10034 | -2.4081 | 0.56052 | 0.6975 |  |  |  |  | 263 | 0.14029
5891 | PEARSALLGEN2 | 1 | South | YES | -0.024665 | 19.4 | 6 | 24.3 | 0 | 1.0226 | GST | -1 | 0.10034 | 24.3 | 24.3 |  |  |  |  | -0.10034 | -2.4382 | 0.56163 | 0.69837 |  |  |  |  | 264 | 0.13866
5892 | PEARSALLGEN3 | 1 | South | YES | -0.024665 | 19.1 | 6 | 23.9 | 0 | 1.0226 | GST | -1 | 0.10034 | 23.9 | 23.9 |  |  |  |  | -0.10034 | -2.3981 | 0.56271 | 0.69923 |  |  |  |  | 265 | 0.13721
5026 | BRAUNIG_VHB1 | 1 | South | YES | -0.024551 | 215 | 40 | 215 | 0 | 1.0192 | GST | -1 | 0.10022 | 215 | 215 |  |  |  |  | -0.10022 | -21.5483 | 0.57248 | 0.70691 |  |  |  |  | 266 | 0.13698
5027 | BRAUNIG_VHB2 | 2 | South | YES | -0.024551 | 216 | 40 | 216 | 0 | 1.0192 | GST | -1 | 0.10022 | 216 | 216 |  |  |  |  | -0.10022 | -21.6485 | 0.58229 | 0.71463 |  |  |  |  | 267 | 0.13674
5264 | LEON_LCP3G3 | 3 | South | YES | -0.024479 | 0 | 20 | 58 |  | 1.0197 | GST | -1 | 0.10015 | 58 | 58 |  |  |  |  | -0.10015 | -5.8089 | 0.58492 | 0.7167 |  |  |  |  | 268 | 0.13651
5265 | LEON_LCP4G4 | 4 | South | YES | -0.024479 | 89 | 25 | 89 | 0 | 1.0197 | GST | -1 | 0.10015 | 89 | 89 |  |  |  |  | -0.10015 | -8.9136 | 0.58897 | 0.71987 |  |  |  |  | 269 | 0.13443
5266 | LEON_LCPCT1 | 1 | South | YES | -0.024479 | 44 | 24 | 44 | 0 | 1.0197 | GGT | -1 | 0.10015 | 44 | 44 |  |  |  |  | -0.10015 | -4.4067 | 0.59096 | 0.72145 |  |  |  |  | 270 | 0.13234
5267 | LEON_LCPCT2 | 2 | South | YES | -0.024479 | 44 | 24 | 44 | 0 | 1.0197 | GGT | -1 | 0.10015 | 44 | 44 |  |  |  |  | -0.10015 | -4.4067 | 0.59296 | 0.72302 |  |  |  |  | 271 | 0.13177
5268 | LEON_LCPCT3 | 3 | South | YES | -0.024479 | 43 | 24 | 43 | 0 | 1.0197 | GGT | -1 | 0.10015 | 43 | 43 |  |  |  |  | -0.10015 | -4.3066 | 0.59492 | 0.72455 |  |  |  |  | 272 | 0.13091
5269 | LEON_LCPCT4 | 4 | South | YES | -0.024479 | 45 | 24 | 45 | 0 | 1.0197 | GGT | -1 | 0.10015 | 45 | 45 |  |  |  |  | -0.10015 | -4.5069 | 0.59696 | 0.72616 |  |  |  |  | 273 | 0.13048
5436 | TUTTL_WBT1G1 | 1 | South | YES | -0.024473 | 48.8 | 20 | 61 | 0 | 1.012 | GST | -1 | 0.10015 | 61 | 61 |  |  |  |  | -0.10015 | -6.109 | 0.59973 | 0.72834 |  |  |  |  | 274 | 0.13005
5438 | TUTTL_WBT3G3 | 3 | South | YES | -0.024473 | 95 | 25 | 95 | 0 | 1.012 | GST | -1 | 0.10015 | 95 | 95 |  |  |  |  | -0.10015 | -9.5139 | 0.60404 | 0.73173 |  |  |  |  | 275 | 0.12964
5439 | TUTTL_WBT4G4 | 4 | South | YES | -0.024473 | 151 | 40 | 151 | 0 | 1.012 | GST | -1 | 0.10015 | 151 | 151 |  |  |  |  | -0.10015 | -15.1222 | 0.6109 | 0.73712 |  |  |  |  | 276 | 0.1292
5111 | CALAVER_JTD1 | 1 | South | YES | -0.024452 | 430 | 80 | 430 | 0 | 1.0138 | LIGCO | -1 | 0.10013 | 0 | 430 |  |  |  |  | -0.10013 | 0 | 0.6109 | 0.73712 |  |  |  |  | 277 | 0.12861
5112 | CALAVER_JTD2 | 2 | South | YES | -0.024452 | 430 | 80 | 430 | 0 | 1.0138 | LIGCO | -1 | 0.10013 | 0 | 430 |  |  |  |  | -0.10013 | 0 | 0.6109 | 0.73712 |  |  |  |  | 278 | 0.12768
5396 | CALAVER_OWS1 | 1 | South | YES | -0.02445 | 418 | 80 | 418 | 0 | 1.0192 | GST | -1 | 0.10012 | 418 | 418 |  |  |  |  | -0.10012 | -41.8517 | 0.62989 | 0.75204 |  |  |  |  | 279 | 0.12621
5397 | CALAVER_OWS2 | 2 | South | YES | -0.02445 | 400 | 80 | 400 | 0 | 1.0192 | GST | -1 | 0.10012 | 400 | 400 |  |  |  |  | -0.10012 | -40.0495 | 0.64806 | 0.76631 |  |  |  |  | 280 | 0.12621
5028 | BRAUNIG_VHB3 | 3 | South | YES | -0.024434 | 407 | 60 | 407 | 0 | 1.0138 | GST | -1 | 0.10011 | 407 | 407 |  |  |  |  | -0.10011 | -40.7439 | 0.66654 | 0.78084 |  |  |  |  | 281 | 0.12621
7800 | L_GUADGE1_1Y | 1 | South | YES | -0.023793 | 147 | 30 | 147 | 0 | 1.02 | CC | -1 | 0.099467 | 147 | 147 |  |  |  |  | -0.099467 | -14.6216 | 0.67322 | 0.78605 |  |  |  |  | 282 | 0.12215
7801 | L_GUADGE1_2Y | 2 | South | YES | -0.023793 | 138 | 30 | 138 | 0 | 1.02 | CC | -1 | 0.099467 | 138 | 138 |  |  |  |  | -0.099467 | -13.7264 | 0.67949 | 0.79094 |  |  |  |  | 283 | 0.11826
7802 | L_GUADGE1_3Y | 3 | South | YES | -0.023793 | 146 | 30 | 146 | 0 | 1.02 | CC | -1 | 0.099467 | 146 | 146 |  |  |  |  | -0.099467 | -14.5221 | 0.68612 | 0.79612 |  |  |  |  | 284 | 0.1143
7803 | L_GUADGE1_4Y | 4 | South | YES | -0.023793 | 149 | 30 | 149 | 0 | 1.02 | CC | -1 | 0.099467 | 149 | 149 |  |  |  |  | -0.099467 | -14.8205 | 0.69288 | 0.8014 |  |  |  |  | 285 | 0.11283
7804 | L_GUADGE1_5Y | 5 | South | YES | -0.023793 | 182 | 30 | 182 | 0 | 1.02 | CC | -1 | 0.099467 | 182 | 182 |  |  |  |  | -0.099467 | -18.1029 | 0.70115 | 0.80786 |  |  |  |  | 286 | 0.11146
7805 | L_GUADGE1_6Y | 6 | South | YES | -0.023793 | 203 | 30 | 203 | 0 | 1.02 | CC | -1 | 0.099467 | 203 | 203 |  |  |  |  | -0.099467 | -20.1917 | 0.71037 | 0.81505 |  |  |  |  | 287 | 0.11
58909 | PEARSALLSCG1 | 3 | South | YES | -0.023291 | 0 | 0 | 8.4 |  | 1.027 | Diesel | -1 | 0.098965 | 8.4 | 8.4 |  |  |  |  | -0.098965 | -0.8313 | 0.71075 | 0.81535 |  |  |  |  | 288 | 0.10852
58909 | PEARSALLSCG1 | 4 | South | YES | -0.023291 | 0 | 0 | 8.4 |  | 1.027 | Diesel | -1 | 0.098965 | 8.4 | 8.4 |  |  |  |  | -0.098965 | -0.8313 | 0.71113 | 0.81565 |  |  |  |  | 289 | 0.10671
58909 | PEARSALLSCG1 | 6 | South | YES | -0.023291 | 0 | 0 | 8.4 |  | 1.027 | Diesel | -1 | 0.098965 | 8.4 | 8.4 |  |  |  |  | -0.098965 | -0.8313 | 0.71151 | 0.81594 |  |  |  |  | 290 | 0.10468
58909 | PEARSALLSCG1 | 5 | South | YES | -0.023291 | 0 | 0 | 8.4 |  | 1.027 | Diesel | -1 | 0.098965 | 8.4 | 8.4 |  |  |  |  | -0.098965 | -0.8313 | 0.7119 | 0.81624 |  |  |  |  | 291 | 0.1046
58909 | PEARSALLSCG1 | 1 | South | YES | -0.023291 | 0 | 0 | 8.4 |  | 1.027 | Diesel | -1 | 0.098965 | 8.4 | 8.4 |  |  |  |  | -0.098965 | -0.8313 | 0.71228 | 0.81654 |  |  |  |  | 292 | 0.10451
58909 | PEARSALLSCG1 | 2 | South | YES | -0.023291 | 0 | 0 | 8.4 |  | 1.027 | Diesel | -1 | 0.098965 | 8.4 | 8.4 |  |  |  |  | -0.098965 | -0.8313 | 0.71266 | 0.81683 |  |  |  |  | 293 | 0.10443
58919 | PEARSALLSCG2 | 5 | South | YES | -0.023291 | 0 | 0 | 8.4 |  | 1.027 | Diesel | -1 | 0.098965 | 8.4 | 8.4 |  |  |  |  | -0.098965 | -0.8313 | 0.71304 | 0.81713 |  |  |  |  | 294 | 0.10434
58919 | PEARSALLSCG2 | 6 | South | YES | -0.023291 | 0 | 0 | 8.4 |  | 1.027 | Diesel | -1 | 0.098965 | 8.4 | 8.4 |  |  |  |  | -0.098965 | -0.8313 | 0.71342 | 0.81742 |  |  |  |  | 295 | 0.10426
58919 | PEARSALLSCG2 | 1 | South | YES | -0.023291 | 0 | 0 | 8.4 |  | 1.027 | Diesel | -1 | 0.098965 | 8.4 | 8.4 |  |  |  |  | -0.098965 | -0.8313 | 0.7138 | 0.81772 |  |  |  |  | 296 | 0.10417
58919 | PEARSALLSCG2 | 2 | South | YES | -0.023291 | 0 | 0 | 8.4 |  | 1.027 | Diesel | -1 | 0.098965 | 8.4 | 8.4 |  |  |  |  | -0.098965 | -0.8313 | 0.71419 | 0.81802 |  |  |  |  | 297 | 0.10409
58919 | PEARSALLSCG2 | 4 | South | YES | -0.023291 | 0 | 0 | 8.4 |  | 1.027 | Diesel | -1 | 0.098965 | 8.4 | 8.4 |  |  |  |  | -0.098965 | -0.8313 | 0.71457 | 0.81831 |  |  |  |  | 298 | 0.104
58919 | PEARSALLSCG2 | 3 | South | YES | -0.023291 | 0 | 0 | 8.4 |  | 1.027 | Diesel | -1 | 0.098965 | 8.4 | 8.4 |  |  |  |  | -0.098965 | -0.8313 | 0.71495 | 0.81861 |  |  |  |  | 299 | 0.10392
58929 | PEARSALLSCG3 | 4 | South | YES | -0.023291 | 0 | 0 | 8.4 |  | 1.027 | Diesel | -1 | 0.098965 | 8.4 | 8.4 |  |  |  |  | -0.098965 | -0.8313 | 0.71533 | 0.81891 |  |  |  |  | 300 | 0.10383
58929 | PEARSALLSCG3 | 6 | South | YES | -0.023291 | 0 | 0 | 8.4 |  | 1.027 | Diesel | -1 | 0.098965 | 8.4 | 8.4 |  |  |  |  | -0.098965 | -0.8313 | 0.71571 | 0.8192 |  |  |  |  | 301 | 0.10375
58929 | PEARSALLSCG3 | 2 | South | YES | -0.023291 | 0 | 0 | 8.4 |  | 1.027 | Diesel | -1 | 0.098965 | 8.4 | 8.4 |  |  |  |  | -0.098965 | -0.8313 | 0.71609 | 0.8195 |  |  |  |  | 302 | 0.10366
58929 | PEARSALLSCG3 | 5 | South | YES | -0.023291 | 0 | 0 | 8.4 |  | 1.027 | Diesel | -1 | 0.098965 | 8.4 | 8.4 |  |  |  |  | -0.098965 | -0.8313 | 0.71647 | 0.81979 |  |  |  |  | 303 | 0.10358
58929 | PEARSALLSCG3 | 1 | South | YES | -0.023291 | 0 | 0 | 8.4 |  | 1.027 | Diesel | -1 | 0.098965 | 8.4 | 8.4 |  |  |  |  | -0.098965 | -0.8313 | 0.71686 | 0.82009 |  |  |  |  | 304 | 0.10349
58929 | PEARSALLSCG3 | 3 | South | YES | -0.023291 | 0 | 0 | 8.4 |  | 1.027 | Diesel | -1 | 0.098965 | 8.4 | 8.4 |  |  |  |  | -0.098965 | -0.8313 | 0.71724 | 0.82039 |  |  |  |  | 305 | 0.10341
58949 | PEARSALLSCG4 | 3 | South | YES | -0.023291 | 0 | 0 | 8.4 |  | 1.027 | Diesel | -1 | 0.098965 | 8.4 | 8.4 |  |  |  |  | -0.098965 | -0.8313 | 0.71762 | 0.82068 |  |  |  |  | 306 | 0.10332
58949 | PEARSALLSCG4 | 2 | South | YES | -0.023291 | 0 | 0 | 8.4 |  | 1.027 | Diesel | -1 | 0.098965 | 8.4 | 8.4 |  |  |  |  | -0.098965 | -0.8313 | 0.718 | 0.82098 |  |  |  |  | 307 | 0.10324
58949 | PEARSALLSCG4 | 1 | South | YES | -0.023291 | 0 | 0 | 8.4 |  | 1.027 | Diesel | -1 | 0.098965 | 8.4 | 8.4 |  |  |  |  | -0.098965 | -0.8313 | 0.71838 | 0.82128 |  |  |  |  | 308 | 0.10315
58949 | PEARSALLSCG4 | 4 | South | YES | -0.023291 | 0 | 0 | 8.4 |  | 1.027 | Diesel | -1 | 0.098965 | 8.4 | 8.4 |  |  |  |  | -0.098965 | -0.8313 | 0.71876 | 0.82157 |  |  |  |  | 309 | 0.10306
58949 | PEARSALLSCG4 | 6 | South | YES | -0.023291 | 0 | 0 | 8.4 |  | 1.027 | Diesel | -1 | 0.098965 | 8.4 | 8.4 |  |  |  |  | -0.098965 | -0.8313 | 0.71914 | 0.82187 |  |  |  |  | 310 | 0.10298
58949 | PEARSALLSCG4 | 5 | South | YES | -0.023291 | 0 | 0 | 8.4 |  | 1.027 | Diesel | -1 | 0.098965 | 8.4 | 8.4 |  |  |  |  | -0.098965 | -0.8313 | 0.71953 | 0.82217 |  |  |  |  | 311 | 0.10289
7624 | L_LAKEWO9_1Y | 1 | South | YES | -0.022535 | 0 | 0 | 2.4 |  | 1 | Hydro | -1 | 0.098209 | 0 | 0 |  |  |  |  | -0.098209 | 0 | 0.71953 | 0.82217 |  |  |  |  | 312 | 0.10281
7624 | L_LAKEWO9_1Y | 2 | South | YES | -0.022535 | 0 | 0 | 2.4 |  | 1 | Hydro | -1 | 0.098209 | 0 | 0 |  |  |  |  | -0.098209 | 0 | 0.71953 | 0.82217 |  |  |  |  | 313 | 0.10272
7609 | L_SCHUMA8_1Y | 1 | South | YES | -0.021416 | 0 | 0 | 4 |  | 1 | Hydro | -1 | 0.09709 | 0 | 0 |  |  |  |  | -0.09709 | 0 | 0.71953 | 0.82217 |  |  |  |  | 314 | 0.10264
7810 | L_RIONOG1G1Y | 1 | South | YES | -0.020992 | 148 | 0 | 148 | 0 | 1.02 | CC | -1 | 0.096666 | 148 | 148 |  |  |  |  | -0.096666 | -14.3065 | 0.72625 | 0.82727 |  |  |  |  | 315 | 0.10264
7811 | L_RIONOG1G2Y | 2 | South | YES | -0.020992 | 148 | 0 | 148 | 0 | 1.02 | CC | -1 | 0.096666 | 148 | 148 |  |  |  |  | -0.096666 | -14.3065 | 0.73297 | 0.83237 |  |  |  |  | 316 | 0.10264
7812 | L_RIONOG1G3Y | 3 | South | YES | -0.020992 | 154 | 0 | 154 | 0 | 1.02 | CC | -1 | 0.096666 | 154 | 154 |  |  |  |  | -0.096666 | -14.8865 | 0.73996 | 0.83767 |  |  |  |  | 317 | 0.10264
7813 | L_RIONOG1S1Y | 4 | South | YES | -0.020992 | 293 | 0 | 293 | 0 | 1.02 | CC | -1 | 0.096666 | 293 | 293 |  |  |  |  | -0.096666 | -28.3231 | 0.75327 | 0.84777 |  |  |  |  | 318 | 0.10102
7605 | L_MCQUEE9_1Y | 1 | South | YES | -0.020675 | 0 | 0 | 2.4 |  | 1.025 | Hydro | -1 | 0.096349 | 0 | 0 |  |  |  |  | -0.096349 | 0 | 0.75327 | 0.84777 |  |  |  |  | 319 | 0.099395
7605 | L_MCQUEE9_1Y | 2 | South | YES | -0.020675 | 0 | 0 | 2.4 |  | 1.025 | Hydro | -1 | 0.096349 | 0 | 0 |  |  |  |  | -0.096349 | 0 | 0.75327 | 0.84777 |  |  |  |  | 320 | 0.097707
7605 | L_MCQUEE9_1Y | 3 | South | YES | -0.020675 | 0 | 0 | 2.8 |  | 1.025 | Hydro | -1 | 0.096349 | 0 | 0 |  |  |  |  | -0.096349 | 0 | 0.75327 | 0.84777 |  |  |  |  | 321 | 0.094496
7012 | L_FPPYD21_3Y | 3 | South | YES | -0.019113 | 427.5 | 200 | 436 | 0 | 1.02 | LIGCO | -1 | 0.094787 | 0 | 436 |  |  |  |  | -0.094787 | 0 | 0.75327 | 0.84777 |  |  |  |  | 322 | 0.094496
7010 | L_FPPYD11_1Y | 1 | South | YES | -0.019024 | 547.4 | 200 | 606 | 0 | 1.02 | LIGCO | -1 | 0.094698 | 0 | 606 |  |  |  |  | -0.094698 | 0 | 0.75327 | 0.84777 |  |  |  |  | 323 | 0.094496
7011 | L_FPPYD11_2Y | 2 | South | YES | -0.019024 | 552.2 | 200 | 598 | 0 | 1.02 | LIGCO | -1 | 0.094698 | 0 | 598 |  |  |  |  | -0.094698 | 0 | 0.75327 | 0.84777 |  |  |  |  | 324 | 0.094496
7303 | L_WPPGS12_1Y | 1 | South | YES | -0.018035 | 50 | 0 | 50 | 0 | 1.025 | GGT | -1 | 0.093709 | 50 | 50 |  |  |  |  | -0.093709 | -4.6854 | 0.75554 | 0.84944 |  |  |  |  | 325 | 0.094496
7303 | L_WPPGS12_1Y | 2 | South | YES | -0.018035 | 50 | 0 | 50 | 0 | 1.025 | GGT | -1 | 0.093709 | 50 | 50 |  |  |  |  | -0.093709 | -4.6854 | 0.75781 | 0.85111 |  |  |  |  | 326 | 0.094496
7305 | L_WPPGS34_1Y | 3 | South | YES | -0.018035 | 50 | 0 | 50 | 0 | 1.025 | GGT | -1 | 0.093709 | 50 | 50 |  |  |  |  | -0.093709 | -4.6854 | 0.76009 | 0.85278 |  |  |  |  | 327 | 0.094496
7305 | L_WPPGS34_1Y | 4 | South | YES | -0.018035 | 50 | 0 | 50 | 0 | 1.025 | GGT | -1 | 0.093709 | 50 | 50 |  |  |  |  | -0.093709 | -4.6854 | 0.76236 | 0.85445 |  |  |  |  | 328 | 0.093895
7014 | L_HAYSEN1_1Y | 1 | South | YES | -0.018011 | 223.9 | 74 | 223.9 | 0 | 1.008 | CC | -1 | 0.093685 | 223.9 | 223.9 |  |  |  |  | -0.093685 | -20.976 | 0.77253 | 0.86193 |  |  |  |  | 329 | 0.093294
7015 | L_HAYSEN1_2Y | 2 | South | YES | -0.018011 | 225 | 74 | 225 | 0 | 1.008 | CC | -1 | 0.093685 | 225 | 225 |  |  |  |  | -0.093685 | -21.0791 | 0.78274 | 0.86944 |  |  |  |  | 330 | 0.092694
7016 | L_HAYSEN1_3Y | 3 | South | YES | -0.018011 | 224.6 | 74 | 224.6 | 0 | 1.008 | CC | -1 | 0.093685 | 224.6 | 224.6 |  |  |  |  | -0.093685 | -21.0416 | 0.79295 | 0.87694 |  |  |  |  | 331 | 0.092093
7017 | L_HAYSEN1_4Y | 4 | South | YES | -0.018011 | 226.7 | 74 | 226.7 | 0 | 1.008 | CC | -1 | 0.093685 | 226.7 | 226.7 |  |  |  |  | -0.093685 | -21.2383 | 0.80324 | 0.88451 |  |  |  |  | 332 | 0.089401
7487 | L_CANYHY8_1Y | 1 | South | YES | -0.014924 | 0 | 0 | 6 |  | 1 | Hydro | -1 | 0.090598 | 0 | 0 |  |  |  |  | -0.090598 | 0 | 0.80324 | 0.88451 |  |  |  |  | 333 | 0.086696
7004 | L_SIMGID1_1Y | 1 | South | YES | -0.008399 | 132 | 40 | 132 | 0 | 1.02 | GST | -1 | 0.084073 | 132 | 132 |  |  |  |  | -0.084073 | -11.0976 | 0.80924 | 0.88847 |  |  |  |  | 334 | 0.083996
7005 | L_SIMGID1_2Y | 2 | South | YES | -0.008399 | 133 | 32 | 139 | 0 | 1.02 | GST | -1 | 0.084073 | 139 | 139 |  |  |  |  | -0.084073 | -11.6861 | 0.81555 | 0.89263 |  |  |  |  | 335 | 0.08127
7006 | L_SIMGID1_3Y | 3 | South | YES | -0.008399 | 324.9 | 60 | 329 | 0 | 1.02 | GST | -1 | 0.084073 | 329 | 329 |  |  |  |  | -0.084073 | -27.6599 | 0.83049 | 0.90249 |  |  |  |  | 336 | 0.08127
7007 | L_LOSTPI1_1Y | 1 | South | YES | -0.00749 | 158.6 | 110 | 158 | 0 | 1 | CC | -1 | 0.083164 | 158 | 158 |  |  |  |  | -0.083164 | -13.1399 | 0.83767 | 0.90718 |  |  |  |  | 337 | 0.079231
7008 | L_LOSTPI1_2Y | 2 | South | YES | -0.00749 | 157.7 | 107 | 160 | 0 | 1 | CC | -1 | 0.083164 | 160 | 160 |  |  |  |  | -0.083164 | -13.3062 | 0.84494 | 0.91192 |  |  |  |  | 338 | 0.077083
7009 | L_LOSTPI1_3Y | 3 | South | YES | -0.00749 | 173.9 | 72 | 175 | 0 | 1 | CC | -1 | 0.083164 | 175 | 175 |  |  |  |  | -0.083164 | -14.5537 | 0.85288 | 0.91711 |  |  |  |  | 339 | 0.072001
7807 | L_BASTEN1_1Y | 1 | South | YES | -0.006168 | 152.5 | 83.5 | 152.5 | 0 | 1.004 | CC | -1 | 0.081842 | 152.5 | 152.5 |  |  |  |  | -0.081842 | -12.4809 | 0.85981 | 0.92156 |  |  |  |  | 340 | 0.069508
7808 | L_BASTEN1_2Y | 1 | South | YES | -0.006168 | 149.5 | 83.5 | 149.5 | 0 | 1.004 | CC | -1 | 0.081842 | 149.5 | 149.5 |  |  |  |  | -0.081842 | -12.2353 | 0.8666 | 0.92592 |  |  |  |  | 341 | 0.066985
7809 | L_BASTEN1_3Y | 1 | South | YES | -0.006168 | 232.6 | 42 | 232.6 | 0 | 1.004 | CC | -1 | 0.081842 | 232.6 | 232.6 |  |  |  |  | -0.081842 | -19.0364 | 0.87717 | 0.93271 |  |  |  |  | 342 | 0.064224
8262 | ELPS | 1 | South | YES | -0.005508 | 6 | 6 | 6 | 0 | 1.15 | Hydro | -1 | 0.081182 | 0 | 0 |  |  |  |  | -0.081182 | 0 | 0.87717 | 0.93271 |  |  |  |  | 343 | 0.061747
9016 | SANDH_G1 | 1 | South | YES | -0.003739 | 45 | 2 | 49 | 0 | 1.0175 | GGT | -1 | 0.079413 | 49 | 49 |  |  |  |  | -0.079413 | -3.8912 | 0.87939 | 0.93409 |  |  |  |  | 344 | 0.059319
9017 | SANDH_G2 | 2 | South | YES | -0.003739 | 45 | 2 | 46 | 0 | 1.0175 | GGT | -1 | 0.079413 | 46 | 46 |  |  |  |  | -0.079413 | -3.653 | 0.88148 | 0.93539 |  |  |  |  | 345 | 0.05554
9018 | SANDH_G3 | 3 | South | YES | -0.003739 | 45 | 2 | 46 | 0 | 1.0175 | GGT | -1 | 0.079413 | 46 | 46 |  |  |  |  | -0.079413 | -3.653 | 0.88357 | 0.9367 |  |  |  |  | 346 | 0.05554
9019 | SANDH_G4 | 4 | South | YES | -0.003739 | 0 | 2 | 47 |  | 1.0175 | GGT | -1 | 0.079413 | 47 | 47 |  |  |  |  | -0.079413 | -3.7324 | 0.8857 | 0.93803 |  |  |  |  | 347 | 0.054702
9020 | SANDHG5A | 5A | South | YES | -0.003739 | 150 | 84 | 155 | 0 | 1.0175 | CC | -1 | 0.079413 | 155 | 155 |  |  |  |  | -0.079413 | -12.309 | 0.89274 | 0.94242 |  |  |  |  | 348 | 0.053915
9021 | SANDHG5C | 5C | South | YES | -0.003739 | 140 | 0 | 148 | 0 | 1.0175 | CC | -1 | 0.079413 | 148 | 148 |  |  |  |  | -0.079413 | -11.7531 | 0.89947 | 0.9466 |  |  |  |  | 349 | 0.053128
7020 | L_AUSTPL1_1Y | 1 | South | YES | -0.002877 | 0 | 0 | 8 |  | 1 | Hydro | -1 | 0.078551 | 0 | 0 |  |  |  |  | -0.078551 | 0 | 0.89947 | 0.9466 |  |  |  |  | 350 | 0.052323
7020 | L_AUSTPL1_1Y | 2 | South | YES | -0.002877 | 0 | 0 | 8 |  | 1 | Hydro | -1 | 0.078551 | 0 | 0 |  |  |  |  | -0.078551 | 0 | 0.89947 | 0.9466 |  |  |  |  | 351 | 0.049671
9000 | DECKR_G1 | 1 | South | YES | -0.002811 | 280 | 50 | 321 | 0 | 1.015 | GST | -1 | 0.078485 | 321 | 321 |  |  |  |  | -0.078485 | -25.1936 | 0.91405 | 0.95559 |  |  |  |  | 352 | 0.047139
9001 | DECKR_G2 | 2 | South | YES | -0.002811 | 400 | 50 | 426 | 0 | 1.015 | GST | -1 | 0.078485 | 426 | 426 |  |  |  |  | -0.078485 | -33.4345 | 0.93339 | 0.9675 |  |  |  |  | 353 | 0.047139
9002 | DECKR_G3 | 3 | South | YES | -0.002142 | 0 | 24 | 42 |  | 1.015 | GGT | -1 | 0.077816 | 42 | 42 |  |  |  |  | -0.077816 | -3.2683 | 0.9353 | 0.96867 |  |  |  |  | 354 | 0.047139
9003 | DECKR_G4 | 4 | South | YES | -0.002142 | 44 | 24 | 44 | 0 | 1.015 | GGT | -1 | 0.077816 | 44 | 44 |  |  |  |  | -0.077816 | -3.4239 | 0.9373 | 0.96989 |  |  |  |  | 355 | 0.04154
9004 | DECKR_G5 | 5 | South | YES | -0.002142 | 44 | 24 | 44 | 0 | 1.015 | GGT | -1 | 0.077816 | 44 | 44 |  |  |  |  | -0.077816 | -3.4239 | 0.9393 | 0.97111 |  |  |  |  | 356 | 0.03411
9005 | DECKR_G6 | 6 | South | YES | -0.002142 | 44 | 24 | 47 | 0 | 1.015 | GGT | -1 | 0.077816 | 47 | 47 |  |  |  |  | -0.077816 | -3.6573 | 0.94143 | 0.97241 |  |  |  |  | 357 | 0.033368
7031 | L_MARSFO1G1Y | 1 | South | YES | -0.000952 | 0 | 0 | 36 |  | 1 | Hydro | -1 | 0.076626 | 0 | 0 |  |  |  |  | -0.076626 | 0 | 0.94143 | 0.97241 |  |  |  |  | 358 | 0.03259
7032 | L_MARSFO1G2Y | 2 | South | YES | -0.000952 | 0 | 0 | 35 |  | 1 | Hydro | -1 | 0.076626 | 0 | 0 |  |  |  |  | -0.076626 | 0 | 0.94143 | 0.97241 |  |  |  |  | 359 | 0.031812
7033 | L_MARSFO1G3Y | 3 | South | YES | -0.000952 | 0 | 0 | 36 |  | 1 | Hydro | -1 | 0.076626 | 0 | 0 |  |  |  |  | -0.076626 | 0 | 0.94143 | 0.97241 |  |  |  |  | 360 | 0.030981
5934 | SI_RAY5 | 5 | South | YES | 0 | 0 | 10 | 15 |  | 1.035 | GST | -1 | 0.075674 | 15 | 15 |  |  |  |  | -0.075674 | -1.1351 | 0.94211 | 0.97282 |  |  |  |  | 361 | 0.030981
8139 | JOS #1 | MB | South | YES | 0 | 0 | 45 | 255 |  | 1.02 | GST | -1 | 0.075674 | 0 | 0 |  |  |  |  | -0.075674 | 0 | 0.94211 | 0.97282 |  |  |  |  | 362 | 0.030981
8285 | LAR #1 | MB | South | YES | 0 | 0 | 9 | 32 |  | 1.0497 | GST | -1 | 0.075674 | 0 | 0 |  |  |  |  | -0.075674 | 0 | 0.94211 | 0.97282 |  |  |  |  | 363 | 0.030981
8287 | LAR #2 | MB | South | YES | 0 | 0 | 9 | 32 |  | 1.04 | GST | -1 | 0.075674 | 0 | 0 |  |  |  |  | -0.075674 | 0 | 0.94211 | 0.97282 |  |  |  |  | 364 | 0.030705
8288 | LAR #3 | MB | South | YES | 0 | 0 | 25 | 105 |  | 1.04 | GST | -1 | 0.075674 | 0 | 0 |  |  |  |  | -0.075674 | 0 | 0.94211 | 0.97282 |  |  |  |  | 365 | 0.030705
8388 | BATES0A | MB | South | YES | 0 | 0 | 21 | 71 |  | 1.033 | GST | -1 | 0.075674 | 0 | 0 |  |  |  |  | -0.075674 | 0 | 0.94211 | 0.97282 |  |  |  |  | 366 | 0.030705
8393 | BATES0B | MB | South | YES | 0 | 0 | 25 | 110 |  | 1.03 | GST | -1 | 0.075674 | 0 | 0 |  |  |  |  | -0.075674 | 0 | 0.94211 | 0.97282 |  |  |  |  | 367 | 0.030705
8437 | NUECES_B0C | MB | South | YES | 0 | 0 | 7 | 30 |  | 1.03 | GST | -1 | 0.075674 | 0 | 0 |  |  |  |  | -0.075674 | 0 | 0.94211 | 0.97282 |  |  |  |  | 368 | 0.030705
8438 | NUECES_B0B | MB | South | YES | 0 | 0 | 26 | 169 |  | 1.03 | GST | -1 | 0.075674 | 0 | 0 |  |  |  |  | -0.075674 | 0 | 0.94211 | 0.97282 |  |  |  |  | 369 | 0.030705
39190 | TNSLCGN1__8 | 1 | Houston | YES | 0 | 0 | 10 | 30 |  | 1.03 | Cogen | -1 | 0.075674 | 0 | 0 |  |  | 0 | 0 | -0.075674 | 0 | 0.94211 | 0.97282 |  |  |  |  | 370 | 0.030705
7028 | L_MARBFA1_1Y | 1 | South | YES | 0.002378 | 0 | 0 | 18 |  | 1 | Hydro | -1 | 0.073296 | 0 | 0 |  |  |  |  | -0.073296 | 0 | 0.94211 | 0.97282 |  |  |  |  | 371 | 0.030705
7029 | L_MARBFA1_2Y | 2 | South | YES | 0.002378 | 0 | 0 | 18 |  | 1 | Hydro | -1 | 0.073296 | 0 | 0 |  |  |  |  | -0.073296 | 0 | 0.94211 | 0.97282 |  |  |  |  | 372 | 0.030705
7000 | L_FERGUS1_1Y | 1 | South | YES | 0.003987 | 400 | 65 | 423.3 | 0 | 1.015 | GSC | -1 | 0.071687 | 423.3 | 423.3 |  |  |  |  | -0.071687 | -30.345 | 0.96134 | 0.98364 |  |  |  |  | 373 | 0.030705
7035 | L_WIRTZ_1G1Y | 1 | South | YES | 0.004152 | 0 | 0 | 29 |  | 1 | Hydro | -1 | 0.071522 | 0 | 0 |  |  |  |  | -0.071522 | 0 | 0.96134 | 0.98364 |  |  |  |  | 374 | 0.030705
7036 | L_WIRTZ_1G2Y | 2 | South | YES | 0.004152 | 0 | 0 | 29.7 |  | 1 | Hydro | -1 | 0.071522 | 0 | 0 |  |  |  |  | -0.071522 | 0 | 0.96134 | 0.98364 |  |  |  |  | 375 | 0.030705
8032 | AMISTADHYD1 | 1 | South | YES | 0.00418 | 33 | 13 | 33 | 0 | 1.03 | Hydro | -1 | 0.071494 | 0 | 0 |  |  |  |  | -0.071494 | 0 | 0.96134 | 0.98364 |  |  |  |  | 376 | 0.022296
8033 | AMISTADHYD2 | 2 | South | YES | 0.00418 | 25 | 13 | 25 | 0 | 1.03 | Hydro | -1 | 0.071494 | 0 | 0 |  |  |  |  | -0.071494 | 0 | 0.96134 | 0.98364 |  |  |  |  | 377 | 0.022296
88253 | HAMILTON | F | South | YES | 0.00418 | 0 | 0 | 0 | 0 | 1.04 | BLT | -1 | 0.071494 | 0 | 0 |  |  |  |  | -0.071494 | 0 | 0.96134 | 0.98364 |  |  |  |  | 378 | 0.022296
7026 | L_INKSDA1_1Y | 1 | South | YES | 0.009494 | 0 | 0 | 13.7 |  | 1 | Hydro | -1 | 0.06618 | 0 | 0 |  |  |  |  | -0.06618 | 0 | 0.96134 | 0.98364 |  |  |  |  | 379 | 0.022296
7022 | L_BUCHAN1_1Y | 1 | South | YES | 0.010018 | 0 | 0 | 18 |  | 1 | Hydro | -1 | 0.065656 | 0 | 0 |  |  |  |  | -0.065656 | 0 | 0.96134 | 0.98364 |  |  |  |  | 380 | 0.022296
7023 | L_BUCHAN1_2Y | 2 | South | YES | 0.010018 | 0 | 0 | 18 |  | 1 | Hydro | -1 | 0.065656 | 0 | 0 |  |  |  |  | -0.065656 | 0 | 0.96134 | 0.98364 |  |  |  |  | 381 | 0.022296
7024 | L_BUCHAN1_3Y | 3 | South | YES | 0.010018 | 0 | 0 | 15 |  | 1 | Hydro | -1 | 0.065656 | 0 | 0 |  |  |  |  | -0.065656 | 0 | 0.96134 | 0.98364 |  |  |  |  | 382 | 0.022296
13432 | SANDOW_5G | 5 | South | YES | 0.016128 | 581 | 225 | 581 |  | 1.029 | LIGCO | -1 | 0.059546 | 0 | 581 |  |  |  |  | -0.059546 | 0 | 0.96134 | 0.98364 |  |  |  |  | 383 | 0.022296
3432 | SANDOW_4G | 4 | South | YES | 0.019821 | 580 | 225 | 580 |  | 1.029 | LIGCO | -1 | 0.055853 | 0 | 580 |  |  |  |  | -0.055853 | 0 | 0.96134 | 0.98364 |  |  |  |  | 384 | 0.022296
48671 | FTR_GT1_5105 | 1 | North | YES | -0.15618 | 154.2 | 0 | 154.2 | 0 | 1.0319 | CC | 1 | -0.053932 | 154.2 | 154.2 | -24.0828 | 154.2 |  |  | -0.053932 | -8.3163 | 0.96834 | 0.9866 |  |  |  |  | 385 | 0.022296
48672 | FTR_GT2_5110 | 2 | North | YES | -0.15618 | 159 | 0 | 159 | 0 | 1.0319 | CC | 1 | -0.053932 | 159 | 159 | -24.8325 | 159 |  |  | -0.053932 | -8.5752 | 0.97556 | 0.98966 |  |  |  |  | 386 | 0.022296
48673 | FTR_GT3_5085 | 3 | North | YES | -0.15618 | 158 | 0 | 158 | 0 | 1.0319 | CC | 1 | -0.053932 | 158 | 158 | -24.6763 | 158 |  |  | -0.053932 | -8.5212 | 0.98274 | 0.99269 |  |  |  |  | 387 | 0.022296
48674 | FTR_CN4_5095 | 4 | North | YES | -0.15618 | 380 | 0 | 380 | 0 | 1.0319 | CC | 1 | -0.053932 | 380 | 380 | -59.348 | 380 |  |  | -0.053932 | -20.4941 | 1 | 1 |  |  |  |  | 388 | 0.018257
990 | GIBN_CREK_G1 | 1 | North | YES | -0.12773 | 463 | 200 | 463 | 0 | 1.0275 | LIGCO | 1 | -0.025486 | 0 | 463 | -59.1404 | 463 |  |  | -0.025486 | -11.7999 | 1 | 1.0042 |  |  |  |  | 389 | 0.014092
32798 | BRYN_TAMUGEN | 1 | North | YES | -0.093779 | 32 | 0 | 32 |  | 1.02 | GST | 1 | 0.0084682 | 32 | 32 | -3.0009 | 32 |  |  | 0.0084682 | 0.27098 | [6 empty] | 390 | 0.0099535
32886 | BRYN_ATKINS3 | MB | North | YES | -0.088974 | 0 | 5 | 12 |  | 1 | GST | 1 | 0.013273 | 0 | 0 | 0 | 0 |  |  | 0.013273 | 0
32887 | BRYN_ATKINS6 | MB | North | YES | -0.088974 | 0 | 12 | 51 |  | 1.028 | GST | 1 | 0.013273 | 0 | 0 | 0 | 0 |  |  | 0.013273 | 0
32888 | BRYN_ATKINS7 | 1 | North | YES | -0.088974 | 13.6 | 4 | 17 |  | 1.028 | GGT | 1 | 0.013273 | 17 | 17 | -1.5126 | 17 |  |  | 0.013273 | 0.22564
32890 | BRYN_ATKINS4 | MB | North | YES | -0.088974 | 0 | 5 | 22 |  | 1.031 | GST | 1 | 0.013273 | 0 | 0 | 0 | 0 |  |  | 0.013273 | 0
32891 | BRYN_ATKINS5 | MB | North | YES | -0.088974 | 0 | 5 | 25 |  | 1.031 | GST | 1 | 0.013273 | 0 | 0 | 0 | 0 |  |  | 0.013273 | 0
32883 | BRYN_DNSBY3 | 1 | North | YES | -0.080372 | 0 | 2 | 48 |  | 1.015 | GST | 1 | 0.021875 | 48 | 48 | -3.8579 | 48 |  |  | 0.021875 | 1.05
32884 | BRYN_DNSBY13 | 1 | North | YES | -0.080372 | 46 | 2 | 46 | 0 | 1.015 | GST | 1 | 0.021875 | 46 | 46 | -3.6971 | 46 |  |  | 0.021875 | 1.0063
32892 | BRYN_DNSBY14 | 1 | North | YES | -0.080372 | 84 | 25 | 105 | 0 | 1.035 | GST | 1 | 0.021875 | 105 | 105 | -8.4391 | 105 |  |  | 0.021875 | 2.2969
39960 | TNTNPONE_18 | 1 | North | YES | 0.020056 | 152.3 | 30 | 152.3 |  | 1.04 | LIGCO | 1 | 0.1223 | 0 | 152.3 | 3.0545 | 152.3 |  |  | 0.1223 | 18.6268
39970 | TNTNPONE_28 | 1 | North | YES | 0.020056 | 153 | 30 | 153 |  | 1.04 | LIGCO | 1 | 0.1223 | 0 | 153 | 3.0686 | 153 |  |  | 0.1223 | 18.7124
60202 | FRNDDRCS | F | West | YES | 0.064916 | 0 | 0 | 0 | 0 | 0.9985 | AVR | 1 | 0.16716 | 0 | 0 |  |  |  |  | 0.16716 | 0
60018 | DSKY1 | 1 | West | YES | 0.072078 | 21 | 0 | 84 | 0 | 1.023 | Wind | 1 | 0.17433 | 0 | 84 |  |  |  |  | 0.17433 | 14.6433
60000 | DSKY2 | 1 | West | YES | 0.072201 | 19.1 | 0 | 76.5 |  | 1.039 | Wind | 1 | 0.17445 | 0 | 76.5 |  |  |  |  | 0.17445 | 13.3453
60017 | ORNNWP1 | 1 | West | YES | 0.07254 | 20 | 0 | 80 |  | 1.027 | Wind | 1 | 0.17479 | 0 | 80 |  |  |  |  | 0.17479 | 13.983
38437 | TNSRBNMESA9 | 1 | West | YES | 0.073911 | 37.5 | 0 | 150 | 0 | 1.02 | Wind | 1 | 0.17616 | 0 | 150 |  |  |  |  | 0.17616 | 26.4237
38332 | TNWDWRDU2_8 | 1 | West | YES | 0.07395 | 20 | 0 | 80 | 0 | 1.0232 | Wind | 1 | 0.1762 | 0 | 80 |  |  |  |  | 0.1762 | 14.0958
60016 | WOODWRD11A | 1 | West | YES | 0.073959 | 20 | 0 | 80 |  | 1.033 | Wind | 1 | 0.17621 | 0 | 80 |  |  |  |  | 0.17621 | 14.0965
6016 | SWMESA | 1 | West | YES | 0.074007 | 18.8 | 0 | 75 |  | 1.03 | Wind | 1 | 0.17625 | 0 | 75 |  |  |  |  | 0.17625 | 13.2191
60003 | KING_NE1A | 1 | West | YES | 0.074007 | 20 | 0 | 80 |  | 1.03 | Wind | 1 | 0.17625 | 0 | 80 |  |  |  |  | 0.17625 | 14.1003
60005 | KING_SE1A | 1 | West | YES | 0.074007 | 10 | 0 | 40 |  | 1.035 | Wind | 1 | 0.17625 | 0 | 40 |  |  |  |  | 0.17625 | 7.0502
60201 | RIO DRCS | F | West | YES | 0.074081 | 0 | 0 | 0 | 0 | 1.025 | AVR | 1 | 0.17633 | 0 | 0 |  |  |  |  | 0.17633 | 0
60007 | KING_SW1A | 1 | West | YES | 0.074266 | 20 | 0 | 80 |  | 1.03 | Wind | 1 | 0.17651 | 0 | 80 |  |  |  |  | 0.17651 | 14.1211
60019 | KING_NW1A | 1 | West | YES | 0.074266 | 20 | 0 | 80 |  | 1.03 | Wind | 1 | 0.17651 | 0 | 80 |  |  |  |  | 0.17651 | 14.1211
3416 | LAKE_CRK1_G | 1 | North | YES | 0.076689 | 60 | 33 | 75 |  | 1.029 | GST | 1 | 0.17894 | 75 | 75 | 5.7517 | 75 |  |  | 0.17894 | 13.4202
3417 | LAKE_CRK2_G | 2 | North | YES | 0.076689 | 177.6 | 40 | 222 | 0 | 1.029 | GST | 1 | 0.17894 | 222 | 222 | 17.025 | 222 |  |  | 0.17894 | 39.7238
1349 | WESTXWIN_1G | 1 | West | YES | 0.078001 | 1.3 | 0 | 6.6 |  | 1.014 | Wind | 1 | 0.18025 | 0 | 6.6 |  |  |  |  | 0.18025 | 1.1896
1350 | NWPWRG1_1G | 1 | West | YES | 0.078001 | 6.9 | 1 | 34.3 |  | 1.014 | Wind | 1 | 0.18025 | 0 | 34.3 |  |  |  |  | 0.18025 | 6.1825
1002 | PBCTAGE_1G | A | West | YES | 0.078243 | 64 | 64 | 66 | 0 | 1.036 | GGT | 1 | 0.18049 | 66 | 66 |  |  |  |  | 0.18049 | 11.9124
1003 | PBCTBGE_2G | B | West | YES | 0.078243 | 65 | 65 | 66 | 0 | 1.036 | GGT | 1 | 0.18049 | 66 | 66 |  |  |  |  | 0.18049 | 11.9124
1004 | PBCTCGE_3G | C | West | YES | 0.078243 | 62 | 62 | 67 | 0 | 1.036 | GGT | 1 | 0.18049 | 67 | 67 |  |  |  |  | 0.18049 | 12.0928
1005 | PBCTDGE_4G | D | West | YES | 0.078243 | 65 | 65 | 68 | 0 | 1.036 | GGT | 1 | 0.18049 | 68 | 68 |  |  |  |  | 0.18049 | 12.2733
1006 | PBCTEGE_5G | E | West | YES | 0.078243 | 65 | 65 | 67 | 0 | 1.036 | GGT | 1 | 0.18049 | 67 | 67 |  |  |  |  | 0.18049 | 12.0928
1007 | PB5GEN_6G | 5 | West | YES | 0.078243 | 91.2 | 40 | 114 | 0 | 1.036 | GST | 1 | 0.18049 | 114 | 114 |  |  |  |  | 0.18049 | 20.5759
1008 | PB6GEN_7G | 6 | West | YES | 0.078243 | 515 | 130 | 515 | 0 | 1.036 | GST | 1 | 0.18049 | 515 | 515 |  |  |  |  | 0.18049 | 92.9525
60057 | CALLAHAN1A | 1 | West | YES | 0.078281 | 22.8 | 0 | 114 | 0 | 1.04 | Wind | 1 | 0.18053 | 0 | 114 |  |  |  |  | 0.18053 | 20.5802
7038 | L_DELAWA1_1Y | 1 | West | YES | 0.078285 | 3.5 | 0 | 35 | 0 | 1 | Wind | 1 | 0.18053 | 0 | 35 |  |  |  |  | 0.18053 | 6.3186
7038 | L_DELAWA1_1Y | 2 | West | YES | 0.078285 | 3 | 0 | 30 | 0 | 1 | Wind | 1 | 0.18053 | 0 | 30 |  |  |  |  | 0.18053 | 5.416
11147 | NOTREES_1G | 1 | West | YES | 0.078365 | 29.8 | 0 | 149 | 0 | 1.017 | Wind | 1 | 0.18061 | 0 | 149 |  |  |  |  | 0.18061 | 26.9112
76091 | L_DIVIDE1_1N | W1 | West | YES | 0.078407 | 22.5 | 0 | 112.5 |  | 1.02 | Wind | 1 | 0.18065 | 0 | 112.5 |  |  |  |  | 0.18065 | 20.3236
76095 | L_CAPRSI1_1N | W1 | West | YES | 0.078407 | 29.9 | 0 | 149.5 | 0 | 1.02 | Wind | 1 | 0.18065 | 0 | 149.5 |  |  |  |  | 0.18065 | 27.0078
76096 | L_CAPRSI1_2N | W1 | West | YES | 0.078407 | 37.2 | 0 | 186 | 0 | 1.02 | Wind | 1 | 0.18065 | 0 | 186 |  |  |  |  | 0.18065 | 33.6017
76097 | L_CAPRGE1_1N | W1 | West | YES | 0.078407 | 42.9 | 0 | 214.5 | 0 | 1.02 | Wind | 1 | 0.18065 | 0 | 214.5 |  |  |  |  | 0.18065 | 38.7503
76031 | L_GASCCR1_1N | W1 | West | YES | 0.078608 | 30 | 0 | 150 | 0 | 1.02 | Wind | 1 | 0.18086 | 0 | 150 |  |  |  |  | 0.18086 | 27.1283
251 | BOSQUESW803 | 2 | North | YES | 0.078737 | 150 | 0 | 150 | 0 | 1.032 | CC | 1 | 0.18098 | 150 | 150 | 11.8105 | 150 |  |  | 0.18098 | 27.1476
253 | BOSQUESW804 | 2 | North | YES | 0.078737 | 80 | 0 | 80 | 0 | 1.032 | CC | 1 | 0.18098 | 80 | 80 | 6.299 | 80 |  |  | 0.18098 | 14.4787
1320 | BSP 1 | 1 | West | YES | 0.078758 | 25.5 | 2.9 | 25.8 | 0 | 1 | Cogen | 1 | 0.18101 | 0 | 0 |  |  |  |  | 0.18101 | 0
1326 | STANTONW_8 | 1 | West | YES | 0.078821 | 20.1 | 0 | 100.5 |  | 1.01 | Wind | 1 | 0.18107 | 0 | 100.5 |  |  |  |  | 0.18107 | 18.1974
11020 | TIEHVSG_1G | 1 | West | YES | 0.078844 | 208.2 | 63 | 208.2 | 0 | 1.012 | CC | 1 | 0.18109 | 208.2 | 208.2 |  |  |  |  | 0.18109 | 37.7032
11021 | TIEHVCG_1G | 1 | West | YES | 0.078844 | 142.1 | 103 | 142.1 | 0 | 1.012 | CC | 1 | 0.18109 | 142.1 | 142.1 |  |  |  |  | 0.18109 | 25.7331
11022 | TIEHVCG_2G | 1 | West | YES | 0.078844 | 132.4 | 103 | 132.4 | 0 | 1.012 | CC | 1 | 0.18109 | 132.4 | 132.4 |  |  |  |  | 0.18109 | 23.9765
11023 | TIEHVCG_3G | 1 | West | YES | 0.078844 | 137.4 | 103 | 137.4 | 0 | 1.012 | CC | 1 | 0.18109 | 137.4 | 137.4 |  |  |  |  | 0.18109 | 24.8819
11024 | TIEHVCG_4G | 1 | West | YES | 0.078844 | 147 | 103 | 147 | 0 | 1.012 | CC | 1 | 0.18109 | 147 | 147 |  |  |  |  | 0.18109 | 26.6204
11025 | TIEHVSG_2G | 1 | West | YES | 0.078844 | 213.2 | 63 | 213.2 | 0 | 1.012 | CC | 1 | 0.18109 | 213.2 | 213.2 |  |  |  |  | 0.18109 | 38.6086
11001 | NAV1CT | 1 | West | YES | 0.078851 | 70.4 | 18 | 70.4 | 0 | 1.029 | CC | 1 | 0.1811 | 70.4 | 70.4 |  |  |  |  | 0.1811 | 12.7493
11009 | NAV2CT | 1 | West | YES | 0.078851 | 71.4 | 18 | 71.4 | 0 | 1.029 | CC | 1 | 0.1811 | 71.4 | 71.4 |  |  |  |  | 0.1811 | 12.9304
11011 | NAV3ST | 1 | West | YES | 0.078851 | 92.8 | 40 | 92.8 | 0 | 1.029 | CC | 1 | 0.1811 | 92.8 | 92.8 |  |  |  |  | 0.1811 | 16.8059
11012 | NAV4CT | 1 | West | YES | 0.078851 | 80 | 18 | 80 | 0 | 1.029 | CC | 1 | 0.1811 | 80 | 80 |  |  |  |  | 0.1811 | 14.4879
11013 | NAV5CT | 1 | West | YES | 0.078851 | 80 | 18 | 80 | 0 | 1.029 | CC | 1 | 0.1811 | 80 | 80 |  |  |  |  | 0.1811 | 14.4879
11014 | NAV6ST | 1 | West | YES | 0.078851 | 115 | 40 | 115 | 0 | 1.029 | CC | 1 | 0.1811 | 115 | 115 |  |  |  |  | 0.1811 | 20.8263
1328 | OCOTILLO_1G | 1 | West | YES | 0.078893 | 11.6 | 0 | 58 |  | 1.01 | Wind | 1 | 0.18114 | 0 | 58 |  |  |  |  | 0.18114 | 10.5061
1333 | MCDDONAL_8 | 1 | West | YES | 0.078999 | 42.8 | 0 | 214.2 |  | 1.01 | Wind | 1 | 0.18125 | 0 | 214.2 |  |  |  |  | 0.18125 | 38.8229
1327 | WILDHRSE_1G | 1 | West | YES | 0.07913 | 0 | 0 | 120 |  | 1 | Wind | 1 | 0.18138 | 0 | 120 |  |  |  |  | 0.18138 | 21.7653
1360 | GUNSIGHT_8 | 1 | West | YES | 0.079152 | 0 | 0 | 120 |  | 1.01 | Wind | 1 | 0.1814 | 0 | 120 |  |  |  |  | 0.1814 | 21.7679
11320 | COYOTE_1G | 1 | West | YES | 0.079311 | 22.5 | 0 | 225 |  | 1 | Wind | 1 | 0.18156 | 0 | 225 |  |  |  |  | 0.18156 | 40.8506
11309 | BULLCREK_2G | 1 | West | YES | 0.07935 | 20.9 | 0 | 180 |  | 1 | Wind | 1 | 0.1816 | 0 | 180 |  |  |  |  | 0.1816 | 32.6875
11310 | BULLCREK_1G | 1 | West | YES | 0.07935 | 15.1 | 0 | 180 |  | 1 | Wind | 1 | 0.1816 | 0 | 180 |  |  |  |  | 0.1816 | 32.6875
1045 | CALENG1G_1G | 1 | West | YES | 0.079352 | 73.4 | 27 | 73.4 | 0 | 1.014 | Cogen | 1 | 0.1816 | 0 | 0 |  |  |  |  | 0.1816 | 0
1046 | CALENG2G_2G | 2 | West | YES | 0.079352 | 73.4 | 27 | 73.4 | 0 | 1.014 | Cogen | 1 | 0.1816 | 0 | 0 |  |  |  |  | 0.1816 | 0
1047 | CALENG3G_3G | 3 | West | YES | 0.079352 | 70.4 | 27 | 70.4 | 0 | 1.014 | Cogen | 1 | 0.1816 | 0 | 0 |  |  |  |  | 0.1816 | 0
1058 | LONGSHORE_5 | 1 | West | YES | 0.079469 | 30 | 0 | 150 |  | 1.01 | Wind | 1 | 0.18172 | 0 | 150 |  |  |  |  | 0.18172 | 27.2574
1058 | LONGSHORE_5 | 2 | West | YES | 0.079469 | 44 | 0 | 220 |  | 1.01 | Wind | 1 | 0.18172 | 0 | 220 |  |  |  |  | 0.18172 | 39.9776
11065 | ELBOWCK_1G | 1 | West | YES | 0.079469 | 23.4 | 0 | 121.9 | 0 | 1 | Wind | 1 | 0.18172 | 0 | 121.9 |  |  |  |  | 0.18172 | 22.1512
244 | WHITNYDM01 | 1 | North | YES | 0.079499 | 15 | 0 | 15 | 0 | 1.035 | Hydro | 1 | 0.18175 | 0 | 0 | 0 | 0 |  |  | 0.18175 | 0
245 | WHITNYDM02 | 2 | North | YES | 0.079499 | 15 | 0 | 15 | 0 | 1.035 | Hydro | 1 | 0.18175 | 0 | 0 | 0 | 0 |  |  | 0.18175 | 0
60058 | BUFF_GAP1A | 1 | West | YES | 0.079535 | 24 | 0 | 120 |  | 1 | Wind | 1 | 0.18178 | 0 | 120 |  |  |  |  | 0.18178 | 21.8139
60060 | CIRELLO | 1 | West | YES | 0.079535 | 46.6 | 0 | 233 | 0 | 1 | Wind | 1 | 0.18178 | 0 | 233 |  |  |  |  | 0.18178 | 42.3553
60063 | BUFF_GAP1B | 1 | West | YES | 0.079535 | 34 | 0 | 170.2 | 0 | 1.02 | Wind | 1 | 0.18178 | 0 | 170.2 |  |  |  |  | 0.18178 | 30.9393
60066 | H_HOLLOW1A | 1 | West | YES | 0.079535 | 44.4 | 0 | 222 | 0 | 1.005 | Wind | 1 | 0.18178 | 0 | 222 |  |  |  |  | 0.18178 | 40.3556
60068 | HHOLLOW21A | 1 | West | YES | 0.079535 | 36.8 | 0 | 184 | 0 | 1.025 | Wind | 1 | 0.18178 | 0 | 184 |  |  |  |  | 0.18178 | 33.4479
60070 | HHOLLOW31A | 1 | West | YES | 0.079535 | 44.8 | 0 | 224 | 0 | 1.025 | Wind | 1 | 0.18178 | 0 | 224 |  |  |  |  | 0.18178 | 40.7192
60072 | HHOLLOW41A | 1 | West | YES | 0.079535 | 23 | 0 | 115 | 0 | 1.025 | Wind | 1 | 0.18178 | 0 | 115 |  |  |  |  | 0.18178 | 20.905
1037 | MORGAN5G_5G | 5 | West | YES | 0.079547 | 109.6 | 40 | 137 | 0 | 1.029 | GST | 1 | 0.18179 | 137 | 137 |  |  |  |  | 0.18179 | 24.9058
1039 | MRGNAG_1G | A | West | YES | 0.079547 | 69 | 69 | 69 | 0 | 1.029 | GGT | 1 | 0.18179 | 69 | 69 |  |  |  |  | 0.18179 | 12.5438
1040 | MRGNBG_2G | B | West | YES | 0.079547 | 70 | 70 | 71 | 0 | 1.029 | GGT | 1 | 0.18179 | 71 | 71 |  |  |  |  | 0.18179 | 12.9074
1041 | MRGNCG_3G | C | West | YES | 0.079547 | 69 | 69 | 70 | 0 | 1.029 | GGT | 1 | 0.18179 | 70 | 70 |  |  |  |  | 0.18179 | 12.7256
1042 | MRGNDG_4G | D | West | YES | 0.079547 | 68 | 68 | 68 | 0 | 1.029 | GGT | 1 | 0.18179 | 68 | 68 |  |  |  |  | 0.18179 | 12.362
1043 | MRGNEG_5G | E | West | YES | 0.079547 | 68 | 68 | 70 | 0 | 1.029 | GGT | 1 | 0.18179 | 70 | 70 |  |  |  |  | 0.18179 | 12.7256
1044 | MRGNFG_6G | F | West | YES | 0.079547 | 66 | 66 | 66 | 0 | 1.029 | GGT | 1 | 0.18179 | 66 | 66 |  |  |  |  | 0.18179 | 11.9984
6637 | SNYDERW1A | 1 | West | YES | 0.079573 | 12.6 | 0 | 63 | 0 | 1.025 | Wind | 1 | 0.18182 | 0 | 63 |  |  |  |  | 0.18182 | 11.4547
1068 | SCURRYCW_1G | 1 | West | YES | 0.079612 | 28.2 | 1.3 | 141 | 0 | 1.0217 | Wind | 1 | 0.18186 | 0 | 141 |  |  |  |  | 0.18186 | 25.6421
1073 | SCURRYCW_2G | 2 | West | YES | 0.079612 | 24 | 0 | 120 | 0 | 1.0217 | Wind | 1 | 0.18186 | 0 | 120 |  |  |  |  | 0.18186 | 21.8231
1061 | CIELOGEN_1G | 1 | West | YES | 0.079619 | 19.8 | 0 | 99 |  | 1 | Wind | 1 | 0.18187 | 0 | 99 |  |  |  |  | 0.18187 | 18.0048
1062 | CIELOGEN_2G | 1 | West | YES | 0.079619 | 12.2 | 0 | 61 |  | 1 | Wind | 1 | 0.18187 | 0 | 61 |  |  |  |  | 0.18187 | 11.0938
1069 | KINDERMG_1G | 1 | West | YES | 0.079619 | 25 | 5 | 25 | 0 | 1.017 | Cogen | 1 | 0.18187 | 0 | 0 |  |  |  |  | 0.18187 | 0
1070 | KINDERMG_2G | 1 | West | YES | 0.079619 | 45.7 | 12 | 45.7 | 0 | 1.017 | Cogen | 1 | 0.18187 | 0 | 0 |  |  |  |  | 0.18187 | 0
1071 | KINDERMG_3G | 1 | West | YES | 0.079619 | 45.7 | 12 | 45.7 | 0 | 1.017 | Cogen | 1 | 0.18187 | 0 | 0 |  |  |  |  | 0.18187 | 0
36998 | RDCNYNG1 | 1 | West | YES | 0.079725 | 16.8 | 0 | 84 |  | 1.01 | Wind | 1 | 0.18197 | 0 | 84 |  |  |  |  | 0.18197 | 15.2857
1343 | TRENTIPP_8 | 1 | West | YES | 0.079831 | 30 | 0 | 150 |  | 1.014 | Wind | 1 | 0.18208 | 0 | 150 |  |  |  |  | 0.18208 | 27.3117
1354 | AEPWIND_8 | 1 | West | YES | 0.079831 | 20.2 | 0 | 101 |  | 1 | Wind | 1 | 0.18208 | 0 | 101 |  |  |  |  | 0.18208 | 18.3899
6407 | TURKTRAK1A | 1 | West | YES | 0.079987 | 33.9 | 0 | 169.5 | 0 | 1.025 | Wind | 1 | 0.18223 | 0 | 169.5 |  |  |  |  | 0.18223 | 30.8887
238 | BOSQUESW505 | 1 | North | YES | 0.080036 | 255 | 0 | 255 | 0 | 1.02 | CC | 1 | 0.18228 | 255 | 255 | 20.4092 | 255 |  |  | 0.18228 | 46.4822
239 | BOSQUESW502 | 1 | North | YES | 0.080036 | 119.2 | 0 | 149 | 0 | 1.02 | GGT | 1 | 0.18228 | 149 | 149 | 11.9254 | 149 |  |  | 0.18228 | 27.1602
247 | BOSQUESW501 | 2 | North | YES | 0.080036 | 124.8 | 0 | 156 | 0 | 1.02 | GGT | 1 | 0.18228 | 156 | 156 | 12.4856 | 156 |  |  | 0.18228 | 28.4362
71051 | L_BITTCR1_1N | W1 | West | YES | 0.080149 | 7.5 | 0 | 37.5 |  | 1.02 | Wind | 1 | 0.1824 | 0 | 37.5 |  |  |  |  | 0.1824 | 6.8399
71054 | L_SWEETW1_1N | W1 | West | YES | 0.080149 | 21.5 | 0 | 107.5 |  | 1.02 | Wind | 1 | 0.1824 | 0 | 107.5 |  |  |  |  | 0.1824 | 19.6076
71057 | L_SWEETW1_2N | W1 | West | YES | 0.080149 | 27 | 0 | 135 |  | 1.02 | Wind | 1 | 0.1824 | 0 | 135 |  |  |  |  | 0.1824 | 24.6235
71059 | L_SWEETW1_3N | W1 | West | YES | 0.080149 | 23.8 | 0 | 119 | 0 | 1.02 | Wind | 1 | 0.1824 | 0 | 119 |  |  |  |  | 0.1824 | 21.7051
71060 | L_SWEETW1_4N | W1 | West | YES | 0.080149 | 21 | 0 | 105 | 0 | 1.02 | Wind | 1 | 0.1824 | 0 | 105 |  |  |  |  | 0.1824 | 19.1516
71061 | L_SWEETW1_5N | W1 | West | YES | 0.080149 | 16.1 | 0 | 80.5 | 0 | 1.02 | Wind | 1 | 0.1824 | 0 | 80.5 |  |  |  |  | 0.1824 | 14.6829
11056 | ROSCOE_1G | 1 | West | YES | 0.080171 | 41.8 | 0 | 209 |  | 1 | Wind | 1 | 0.18242 | 0 | 209 |  |  |  |  | 0.18242 | 38.1254
11057 | CHAMPION_1G | 1 | West | YES | 0.080171 | 25.3 | 0 | 126.5 |  | 1 | Wind | 1 | 0.18242 | 0 | 126.5 |  |  |  |  | 0.18242 | 23.0759
11058 | PYRON_1G | 1 | West | YES | 0.080171 | 49.8 | 0 | 249 |  | 1 | Wind | 1 | 0.18242 | 0 | 249 |  |  |  |  | 0.18242 | 45.4221
11059 | INADALE_1G | 1 | West | YES | 0.080171 | 39.4 | 0 | 197 |  | 1 | Wind | 1 | 0.18242 | 0 | 197 |  |  |  |  | 0.18242 | 35.9364
6144 | MCADOO1A | 1 | West | YES | 0.080189 | 15 | 0 | 150 | 0 | 1.025 | Wind | 1 | 0.18244 | 0 | 150 |  |  |  |  | 0.18244 | 27.3654
1416 | SWETWATR_1G | 1 | West | YES | 0.080443 | 30 | 18 | 30 | 0 | 1.026 | CC | 1 | 0.18269 | 30 | 30 |  |  |  |  | 0.18269 | 5.4807
1417 | SWETWATR_2G | 2 | West | YES | 0.080443 | 72 | 36 | 72 | 0 | 1.026 | CC | 1 | 0.18269 | 72 | 72 |  |  |  |  | 0.18269 | 13.1537
1418 | SWETWATR_3G | 3 | West | YES | 0.080443 | 68 | 36 | 68 | 0 | 1.026 | CC | 1 | 0.18269 | 68 | 68 |  |  |  |  | 0.18269 | 12.4229
1419 | SWETWATR_4G | 4 | West | YES | 0.080443 | 61 | 36 | 61 | 0 | 1.026 | CC | 1 | 0.18269 | 61 | 61 |  |  |  |  | 0.18269 | 11.1441
60081 | WHRLWIND1A | 1 | West | YES | 0.080783 | 12 | 0 | 60 | 0 | 1.03 | Wind | 1 | 0.18303 | 0 | 60 |  |  |  |  | 0.18303 | 10.9818
3403 | THOUSE_1G | 1 | North | YES | 0.081394 | 563 | 200 | 563 | 0 | 1.012 | GSC | 1 | 0.18364 | 563 | 563 | 45.8248 | 563 |  |  | 0.18364 | 103.39
3404 | THOUSE_2G | 2 | North | YES | 0.081394 | 807 | 250 | 807 | 0 | 1.012 | GSC | 1 | 0.18364 | 807 | 807 | 65.685 | 807 |  |  | 0.18364 | 148.1985
1643 | SLSTR1PP_1G | 1 | North | YES | 0.081517 | 6 | 0 | 60 | 0 | 1.022 | Wind | 1 | 0.18376 | 0 | 60 | 4.891 | 60 |  |  | 0.18376 | 11.0259
1437 | MESQUITW_1G | 1 | North | YES | 0.081697 | 40 | 0 | 400 | 0 | 1.023 | Wind | 1 | 0.18394 | 0 | 400 | 32.6788 | 400 |  |  | 0.18394 | 73.5777
1438 | MESQUITW_2G | 1 | North | YES | 0.0817 | 23.6 | 0 | 236 |  | 1.017 | Wind | 1 | 0.18395 | 0 | 236 | 19.2812 | 236 |  |  | 0.18395 | 43.4115
1442 | COKFIELD_5 | 1 | North | YES | 0.082192 | 16.5 | 0 | 165 |  | 1.029 | Wind | 1 | 0.18444 | 0 | 165 | 13.5617 | 165 |  |  | 0.18444 | 30.4325
6100 | OKLA7A | EQ | West | YES | 0.08257 | 50 | -220 | 220 | 0 | 1.035 | DCTie | 1 | 0.18482 | 0 | 0 |  |  |  |  | 0.18482 | 0
6752 | OKLA0A | 1 | West | YES | 0.08257 | 649.7 | 175 | 649.7 | 0 | 1.035 | LIGCO | 1 | 0.18482 | 0 | 649.7 |  |  |  |  | 0.18482 | 120.0757
1433 | GRHAMSES_1G | 1 | North | YES | 0.0834 | 242 | 60 | 242 | 0 | 1.038 | GST | 1 | 0.18565 | 242 | 242 | 20.1828 | 242 |  |  | 0.18565 | 44.9266
1432 | GRHAMSES_2G | 2 | North | YES | 0.083749 | 294.9 | 90 | 366 | 0 | 1.014 | GST | 1 | 0.186 | 366 | 366 | 30.6521 | 366 |  |  | 0.186 | 68.0746
1479 | WFCOGEN_1G | 1 | North | YES | 0.083789 | 16 | 12 | 20 | 0 | 1 | Cogen | 1 | 0.18604 | 0 | 0 | 0 | 0 |  |  | 0.18604 | 0
1479 | WFCOGEN_1G | 2 | North | YES | 0.083789 | 16 | 12 | 20 | 0 | 1 | Cogen | 1 | 0.18604 | 0 | 0 | 0 | 0 |  |  | 0.18604 | 0
1482 | WFCOGEN_2G | 2 | North | YES | 0.083789 | 13.6 | 12 | 17 | 0 | 1 | Cogen | 1 | 0.18604 | 0 | 0 | 0 | 0 |  |  | 0.18604 | 0
1482 | WFCOGEN_2G | 1 | North | YES | 0.083789 | 16 | 12 | 20 | 0 | 1 | Cogen | 1 | 0.18604 | 0 | 0 | 0 | 0 |  |  | 0.18604 | 0
332 | RWMILLER01 | 1 | North | YES | 0.084035 | 58.4 | 18.5 | 73 | 0 | 1.04 | GST | 1 | 0.18628 | 73 | 73 | 6.1346 | 73 |  |  | 0.18628 | 13.5986
333 | RWMILLER02 | 2 | North | YES | 0.084035 | 95.2 | 37 | 119 | 0 | 1.04 | GST | 1 | 0.18628 | 119 | 119 | 10.0002 | 119 |  |  | 0.18628 | 22.1676
334 | RWMILLER03 | 3 | North | YES | 0.084035 | 166.4 | 65 | 208 | 0 | 1.04 | GST | 1 | 0.18628 | 208 | 208 | 17.4793 | 208 |  |  | 0.18628 | 38.7467
335 | RWMILLER04 | 4 | North | YES | 0.084035 | 81.6 | 0 | 102 | 0 | 1.04 | GST | 1 | 0.18628 | 102 | 102 | 8.5716 | 102 |  |  | 0.18628 | 19.0008
336 | RWMILLER05 | 5 | North | YES | 0.084035 | 80.8 | 0 | 101 | 0 | 1.04 | GST | 1 | 0.18628 | 101 | 101 | 8.4875 | 101 |  |  | 0.18628 | 18.8145
1600 | BARTNWND_1G | 1 | North | YES | 0.084126 | 12 | 0 | 120 | 0 | 1.022 | Wind | 1 | 0.18637 | 0 | 120 | 10.0951 | 120 |  |  | 0.18637 | 22.3648
344 | MRSSHPRD | 1 | North | YES | 0.084213 | 0 | 0 | 12 |  | 1.03 | Hydro | 1 | 0.18646 | 0 | 0 | 0 | 0 |  |  | 0.18646 | 0
345 | MRSSHPRD01 | 2 | North | YES | 0.084213 | 0 | 0 | 12 |  | 1.03 | Hydro | 1 | 0.18646 | 0 | 0 | 0 | 0 |  |  | 0.18646 | 0
48721 | LEG_1___1 | 1 | North | YES | 0.084482 | 827 | 357 | 827 | 0 | 1.0348 | LIGCO | 1 | 0.18673 | 0 | 827 | 69.8666 | 827 |  |  | 0.18673 | 154.4251
48722 | LEG_2___2 | 2 | North | YES | 0.084482 | 819 | 357 | 819 | 0 | 1.0348 | LIGCO | 1 | 0.18673 | 0 | 819 | 69.1908 | 819 |  |  | 0.18673 | 152.9312
503 | NTHTEXAS01 | 1 | North | YES | 0.085024 | 0 | 5 | 18 |  | 1.015 | GST | 1 | 0.18727 | 18 | 18 | 1.5304 | 18 |  |  | 0.18727 | 3.3709
504 | NTHTEXAS02 | 2 | North | YES | 0.085024 | 14.4 | 5 | 18 |  | 1.015 | GST | 1 | 0.18727 | 18 | 18 | 1.5304 | 18 |  |  | 0.18727 | 3.3709
505 | NTHTEXAS03 | 3 | North | YES | 0.085024 | 30.4 | 15 | 38 |  | 1.015 | GST | 1 | 0.18727 | 38 | 38 | 3.2309 | 38 |  |  | 0.18727 | 7.1163
1453 | WCPWRCO_1G | 1 | North | YES | 0.085218 | 204 | 50 | 204 | 0 | 1.02 | CC | 1 | 0.18747 | 204 | 204 | 17.3845 | 204 |  |  | 0.18747 | 38.2429
1454 | WCPWRCO_2G | 2 | North | YES | 0.085218 | 204 | 50 | 204 | 0 | 1.02 | CC | 1 | 0.18747 | 204 | 204 | 17.3845 | 204 |  |  | 0.18747 | 38.2429
1455 | WCPWRCO_3G | 3 | North | YES | 0.085218 | 242 | 50 | 242 |  | 1.02 | CC | 1 | 0.18747 | 242 | 242 | 20.6228 | 242 |  |  | 0.18747 | 45.3666
1892 | DECRDOVA_2G | A | North | YES | 0.085489 | 65 | 65 | 70 | 0 | 1.025 | GGT | 1 | 0.18774 | 70 | 70 | 5.9842 | 70 |  |  | 0.18774 | 13.1415
1893 | DECRDOVA_3G | B | North | YES | 0.085489 | 65 | 65 | 69 | 0 | 1.025 | GGT | 1 | 0.18774 | 69 | 69 | 5.8987 | 69 |  |  | 0.18774 | 12.9538
1894 | DECRDOVA_4G | C | North | YES | 0.085489 | 65 | 65 | 69 | 0 | 1.025 | GGT | 1 | 0.18774 | 69 | 69 | 5.8987 | 69 |  |  | 0.18774 | 12.9538
1895 | DECRDOVA_5G | D | North | YES | 0.085489 | 65 | 65 | 68 | 0 | 1.025 | GGT | 1 | 0.18774 | 68 | 68 | 5.8133 | 68 |  |  | 0.18774 | 12.7661
366 | JNSNCNTY802 | 1 | North | YES | 0.085527 | 168 | 20 | 168 | 0 | 1.02 | Cogen | 1 | 0.18777 | 0 | 0 | 0 | 0 |  |  | 0.18777 | 0
367 | JNSNCNTY802 | 2 | North | YES | 0.085527 | 90 | 20 | 90 | 0 | 1.02 | Cogen | 1 | 0.18777 | 0 | 0 | 0 | 0 |  |  | 0.18777 | 0
580 | JCKCNTY801 | 1 | North | YES | 0.085667 | 288 | 0 | 288 | 0 | 1.022 | CC | 1 | 0.18791 | 288 | 288 | 24.6721 | 288 |  |  | 0.18791 | 54.1193
581 | JCKCNTY802 | 2 | North | YES | 0.085667 | 147 | 0 | 147 | 0 | 1.022 | CC | 1 | 0.18791 | 147 | 147 | 12.593 | 147 |  |  | 0.18791 | 27.6234
582 | JCKCNTY803 | 3 | North | YES | 0.085667 | 147 | 0 | 147 | 0 | 1.022 | CC | 1 | 0.18791 | 147 | 147 | 12.593 | 147 |  |  | 0.18791 | 27.6234
1898 | COMCHEPK_1G | 1 | North | YES | 0.085696 | 1217 | 1150 | 1217 | 0 | 1.032 | Nuc | 1 | 0.18794 | 0 | 0 | 0 | 0 |  |  | 0.18794 | 0
1899 | COMCHEPK_2G | 2 | North | YES | 0.085696 | 1159 | 1128 | 1159 | 0 | 1.032 | Nuc | 1 | 0.18794 | 0 | 0 | 0 | 0 |  |  | 0.18794 | 0
1877 | WLFHOLW_1G | 1 | North | YES | 0.0859 | 217.3 | 89.2 | 217.3 | 0 | 1.032 | CC | 1 | 0.18815 | 217.3 | 217.3 | 18.6661 | 217.3 |  |  | 0.18815 | 40.8844
1878 | WLFHOLW_2G | 2 | North | YES | 0.0859 | 215.7 | 105 | 215.7 | 0 | 1.032 | CC | 1 | 0.18815 | 215.7 | 215.7 | 18.5286 | 215.7 |  |  | 0.18815 | 40.5834
1879 | WLFHOLW_3G | 3 | North | YES | 0.0859 | 272.4 | 89.2 | 272.4 | 0 | 1.032 | CC | 1 | 0.18815 | 272.4 | 272.4 | 23.3992 | 272.4 |  |  | 0.18815 | 51.2513
1889 | DECRDOVA_1G | 1 | North | YES | 0.086021 | 779 | 255 | 779 | 0 | 1.02 | GSC | 1 | 0.18827 | 779 | 779 | 67.0104 | 779 |  |  | 0.18827 | 146.6609
3126 | TRINIDAD_6G | 1 | North | YES | 0.086063 | 179.2 | 46 | 224 | 0 | 1 | GST | 1 | 0.18831 | 224 | 224 | 19.2781 | 224 |  |  | 0.18831 | 42.1815
728 | WOLFRIDGE801 | 1 | North | YES | 0.086343 | 11.2 | 0 | 112.5 | 0 | 0.99 | Wind | 1 | 0.18859 | 0 | 112.5 | 9.7136 | 112.5 |  |  | 0.18859 | 21.2164
1861 | EAGLEMNT_1G | MB | North | YES | 0.086492 | 0 | 30 | 112 |  | 1.022 | GST | 1 | 0.18874 | 0 | 0 | 0 | 0 |  |  | 0.18874 | 0
1862 | EAGLEMNT_2G | MB | North | YES | 0.086492 | 0 | 40 | 100 |  | 1.022 | GST | 1 | 0.18874 | 0 | 0 | 0 | 0 |  |  | 0.18874 | 0
1863 | EAGLEMNT_3G | MB | North | YES | 0.086492 | 0 | 50 | 378 |  | 1.022 | GST | 1 | 0.18874 | 0 | 0 | 0 | 0 |  |  | 0.18874 | 0
12322 | ENNSTRAC_1G | 1 | North | YES | 0.086755 | 196 | 130 | 196 | 0 | 1.036 | CC | 1 | 0.189 | 196 | 196 | 17.004 | 196 |  |  | 0.189 | 37.0444
12323 | ENNSTRAC_2G | 2 | North | YES | 0.086755 | 116 | 100 | 116 | 0 | 1.036 | CC | 1 | 0.189 | 116 | 116 | 10.0636 | 116 |  |  | 0.189 | 21.9243
923 | SPENCER_G4 | 1 | North | YES | 0.086908 | 48 | 20 | 61 | 0 | 1.03 | GST | 1 | 0.18916 | 61 | 61 | 5.3014 | 61 |  |  | 0.18916 | 11.5385
924 | SPENCER_G5 | 1 | North | YES | 0.086908 | 52 | 20 | 66 | 0 | 1.03 | GST | 1 | 0.18916 | 66 | 66 | 5.7359 | 66 |  |  | 0.18916 | 12.4842
1947 | HANDLEY_3G | 3 | North | YES | 0.087067 | 316 | 100 | 395 | 0 | 1.022 | GST | 1 | 0.18931 | 395 | 395 | 34.3915 | 395 |  |  | 0.18931 | 74.7791
1949 | HANDLEY_5G | 5 | North | YES | 0.087067 | 348 | 150 | 435 | 0 | 1.022 | GST | 1 | 0.18931 | 435 | 435 | 37.8741 | 435 |  |  | 0.18931 | 82.3517
1948 | HANDLEY_4G | 4 | North | YES | 0.08712 | 348 | 150 | 435 | 0 | 1.022 | GST | 1 | 0.18937 | 435 | 435 | 37.8972 | 435 |  |  | 0.18937 | 82.3747
1937 | MDLTHELP_5G | 5 | North | YES | 0.087502 | 224 | 74 | 224 | 0 | 1 | CC | 1 | 0.18975 | 224 | 224 | 19.6004 | 224 |  |  | 0.18975 | 42.5038
1938 | MDLTHELP_6G | 6 | North | YES | 0.087502 | 226 | 74 | 226 | 0 | 1 | CC | 1 | 0.18975 | 226 | 226 | 19.7755 | 226 |  |  | 0.18975 | 42.8833
1943 | MDLTHELP_3G | 3 | North | YES | 0.087502 | 212 | 74 | 212 | 0 | 1 | CC | 1 | 0.18975 | 212 | 212 | 18.5504 | 212 |  |  | 0.18975 | 40.2268
1944 | MDLTHELP_4G | 4 | North | YES | 0.087502 | 211 | 74 | 211 | 0 | 1 | CC | 1 | 0.18975 | 211 | 211 | 18.4629 | 211 |  |  | 0.18975 | 40.0371
2381 | NTHLK1_G | 1 | North | YES | 0.087851 | 0 | 35 | 156 |  | 1.022 | GST | 1 | 0.1901 | 156 | 156 | 13.7048 | 156 |  |  | 0.1901 | 29.6553
2382 | NTHLK2_G | 2 | North | YES | 0.087851 | 0 | 35 | 181 |  | 1.022 | GST | 1 | 0.1901 | 181 | 181 | 15.901 | 181 |  |  | 0.1901 | 34.4078
2383 | NTHLK3_G | 3 | North | YES | 0.087851 | 0 | 50 | 329 |  | 1.022 | GST | 1 | 0.1901 | 329 | 329 | 28.903 | 329 |  |  | 0.1901 | 62.5423
2371 | COLLIN_1G | MB | North | YES | 0.087866 | 0 | 40 | 138 |  | 1.022 | GST | 1 | 0.19011 | 0 | 0 | 0 | 0 |  |  | 0.19011 | 0
1941 | MDLTHELP_1G | 1 | North | YES | 0.088033 | 216.4 | 74 | 216.4 | 0 | 1 | CC | 1 | 0.19028 | 216.4 | 216.4 | 19.0503 | 216.4 |  |  | 0.19028 | 41.1766
1942 | MDLTHELP_2G | 2 | North | YES | 0.088033 | 216.1 | 74 | 216.1 | 0 | 1 | CC | 1 | 0.19028 | 216.1 | 216.1 | 19.0239 | 216.1 |  |  | 0.19028 | 41.1196
6948 | DENISNDM | 1 | North | YES | 0.088059 | 40 | 5 | 40 |  | 1.015 | Hydro | 1 | 0.19031 | 0 | 0 | 0 | 0 |  |  | 0.19031 | 0
6948 | DENISNDM | 2 | North | YES | 0.088059 | 31 | 5 | 40 |  | 1.015 | Hydro | 1 | 0.19031 | 0 | 0 | 0 | 0 |  |  | 0.19031 | 0
2413 | MTCK6_G | 6 | North | YES | 0.08809 | 0 | 30 | 118 |  | 1.022 | GST | 1 | 0.19034 | 118 | 118 | 10.3946 | 118 |  |  | 0.19034 | 22.4598
2414 | MTCK7_G | 7 | North | YES | 0.08809 | 0 | 30 | 115 |  | 1.022 | GST | 1 | 0.19034 | 115 | 115 | 10.1303 | 115 |  |  | 0.19034 | 21.8888
2417 | MTCK8_G | 8 | North | YES | 0.08809 | 444.8 | 60 | 556 | 0 | 1.022 | GSC | 1 | 0.19034 | 556 | 556 | 48.978 | 556 |  |  | 0.19034 | 105.8275
1687 | VALLEY_1G | 1 | North | YES | 0.088134 | 136 | 15 | 170 | 0 | 1.029 | GST | 1 | 0.19038 | 170 | 170 | 14.9828 | 170 |  |  | 0.19038 | 32.3648
1688 | VALLEY_2G | 2 | North | YES | 0.088134 | 527 | 90 | 527 | 0 | 1.029 | GSC | 1 | 0.19038 | 527 | 527 | 46.4466 | 527 |  |  | 0.19038 | 100.3309
1689 | VALLEY_3G | 3 | North | YES | 0.088231 | 0 | 25 | 375 |  | 1.003 | GST | 1 | 0.19048 | 375 | 375 | 33.0866 | 375 |  |  | 0.19048 | 71.4293
11691 | KMICHICT1_G | 1 | North | YES | 0.088231 | 144 | 80 | 144 | 0 | 1.026 | CC | 1 | 0.19048 | 144 | 144 | 12.7053 | 144 |  |  | 0.19048 | 27.4289
11692 | KMICHICT2_G | 2 | North | YES | 0.088231 | 146 | 80 | 146 | 0 | 1.026 | CC | 1 | 0.19048 | 146 | 146 | 12.8817 | 146 |  |  | 0.19048 | 27.8098
11693 | KMICHIST3_G | 3 | North | YES | 0.088231 | 312 | 60 | 312 | 0 | 1.026 | CC | 1 | 0.19048 | 312 | 312 | 27.5281 | 312 |  |  | 0.19048 | 59.4292
11694 | KMICHICT4_G | 4 | North | YES | 0.088231 | 144 | 80 | 144 | 0 | 1.026 | CC | 1 | 0.19048 | 144 | 144 | 12.7053 | 144 |  |  | 0.19048 | 27.4289
11695 | KMICHICT5_G | 5 | North | YES | 0.088231 | 148 | 80 | 148 | 0 | 1.026 | CC | 1 | 0.19048 | 148 | 148 | 13.0582 | 148 |  |  | 0.19048 | 28.1908
11696 | KMICHIST6_G | 6 | North | YES | 0.088231 | 310 | 60 | 310 | 0 | 1.026 | CC | 1 | 0.19048 | 310 | 310 | 27.3516 | 310 |  |  | 0.19048 | 59.0482
1678 | LAMARPWR_1G | 1 | North | YES | 0.088268 | 160 | 67.7 | 160 | 0 | 1.038 | CC | 1 | 0.19052 | 160 | 160 | 14.1229 | 160 |  |  | 0.19052 | 30.4824
1679 | LAMARPWR_2G | 2 | North | YES | 0.088268 | 156 | 67.7 | 156 | 0 | 1.038 | CC | 1 | 0.19052 | 156 | 156 | 13.7698 | 156 |  |  | 0.19052 | 29.7204
1680 | LAMARPWR_3G | 3 | North | YES | 0.088268 | 196 | 129.1 | 196 | 0 | 1.038 | CC | 1 | 0.19052 | 196 | 196 | 17.3005 | 196 |  |  | 0.19052 | 37.341
1681 | LAMARPWR_4G | 4 | North | YES | 0.088268 | 156 | 67.7 | 156 | 0 | 1.038 | CC | 1 | 0.19052 | 156 | 156 | 13.7698 | 156 |  |  | 0.19052 | 29.7204
1682 | LAMARPWR_5G | 5 | North | YES | 0.088268 | 157 | 67.7 | 157 | 0 | 1.038 | CC | 1 | 0.19052 | 157 | 157 | 13.8581 | 157 |  |  | 0.19052 | 29.9109
1683 | LAMARPWR_6G | 6 | North | YES | 0.088268 | 198 | 129.1 | 198 | 0 | 1.038 | CC | 1 | 0.19052 | 198 | 198 | 17.4771 | 198 |  |  | 0.19052 | 37.722
1675 | PEC_1G | 1 | North | YES | 0.088289 | 76.7 | 35 | 76.7 | 0 | 1.022 | Cogen | 1 | 0.19054 | 0 | 0 | 0 | 0 |  |  | 0.19054 | 0
1676 | PEC_2G | 2 | North | YES | 0.088289 | 79.6 | 35 | 79.6 | 0 | 1.022 | Cogen | 1 | 0.19054 | 0 | 0 | 0 | 0 |  |  | 0.19054 | 0
1677 | PEC_3G | 3 | North | YES | 0.088289 | 88.4 | 35 | 88.4 | 0 | 1.022 | Cogen | 1 | 0.19054 | 0 | 0 | 0 | 0 |  |  | 0.19054 | 0
837 | NEWMAN_G5 | 1 | North | YES | 0.088337 | 0 | 15 | 40 |  | 1.01 | GST | 1 | 0.19058 | 40 | 40 | 3.5335 | 40 |  |  | 0.19058 | 7.6234
1701 | MOSES_1G | 1 | North | YES | 0.088337 | 558 | 175 | 558 | 0 | 1.023 | LIGCO | 1 | 0.19058 | 0 | 558 | 49.292 | 558 |  |  | 0.19058 | 106.346
1702 | MOSES_2G | 2 | North | YES | 0.088337 | 579 | 175 | 579 | 0 | 1.023 | LIGCO | 1 | 0.19058 | 0 | 579 | 51.1471 | 579 |  |  | 0.19058 | 110.3483
1703 | MOSES_3G | 3 | North | YES | 0.088337 | 808 | 463 | 808 | 0 | 1.023 | LIGCO | 1 | 0.19058 | 0 | 808 | 71.3763 | 808 |  |  | 0.19058 | 153.992
5925 | DCEAST | EQ | North | YES | 0.088337 | 400.3 | -600 | 600 | 0 | 1.025 | DCTie | 1 | 0.19058 | 0 | 0 | 0 | 0 |  |  | 0.19058 | 0
842 | OLINGER_G1 | 1 | North | YES | 0.088357 | 55.4 | 20 | 79 | 0 | 1.03 | GST | 1 | 0.1906 | 79 | 79 | 6.9802 | 79 |  |  | 0.1906 | 15.0577
843 | OLINGER_G2 | 1 | North | YES | 0.088357 | 76.2 | 25 | 110 | 0 | 1.03 | GST | 1 | 0.1906 | 110 | 110 | 9.7193 | 110 |  |  | 0.1906 | 20.9665
844 | OLINGER_G3 | 1 | North | YES | 0.088357 | 103.9 | 45 | 150 | 0 | 1.03 | GST | 1 | 0.1906 | 150 | 150 | 13.2536 | 150 |  |  | 0.1906 | 28.5906
845 | OLINGER_G4 | 1 | North | YES | 0.088357 | 51.9 | 0 | 76 | 0 | 1.03 | GGT | 1 | 0.1906 | 76 | 76 | 6.7151 | 76 |  |  | 0.1906 | 14.4859
948 | STEAM1 | 1 | North | YES | 0.088405 | 0 | 12 | 20 |  | 1.02 | GST | 1 | 0.19065 | 20 | 20 | 1.7681 | 20 |  |  | 0.19065 | 3.813
949 | STEAM2 | 1 | North | YES | 0.088405 | 26 | 8 | 26 | 0 | 0.99 | GST | 1 | 0.19065 | 26 | 26 | 2.2985 | 26 |  |  | 0.19065 | 4.957
950 | STEAM3 | 1 | North | YES | 0.088405 | 41 | 13 | 42 | 0 | 1.02 | GST | 1 | 0.19065 | 42 | 42 | 3.713 | 42 |  |  | 0.19065 | 8.0074
12440 | PARKD_1SVC8 | 1 | North | YES | 0.088426 | 0 | 0 | 0 | 0 | 1.007 | GST | 1 | 0.19067 | 0 | 0 | 0 | 0 |  |  | 0.19067 | 0
12449 | PARKD_2SVC8 | 1 | North | YES | 0.088426 | 0 | 0 | 0 | 0 | 1.007 | GST | 1 | 0.19067 | 0 | 0 | 0 | 0 |  |  | 0.19067 | 0
2451 | LKHB1_G | 1 | North | YES | 0.088506 | 0 | 80 | 391 |  | 1.022 | GST | 1 | 0.19075 | 391 | 391 | 34.6058 | 391 |  |  | 0.19075 | 74.5845
2452 | LKHB2_G | 2 | North | YES | 0.088506 | 516 | 80 | 516 | 0 | 1.022 | GST | 1 | 0.19075 | 516 | 516 | 45.6691 | 516 |  |  | 0.19075 | 98.4287
12411 | FPLEFR1A_G | 1 | North | YES | 0.088821 | 161 | 72 | 161 | 0 | 1 | CC | 1 | 0.19107 | 161 | 161 | 14.3002 | 161 |  |  | 0.19107 | 30.762
12412 | FPLEFR1B_G | 2 | North | YES | 0.088821 | 164 | 72 | 164 | 0 | 1 | CC | 1 | 0.19107 | 164 | 164 | 14.5666 | 164 |  |  | 0.19107 | 31.3352
12413 | FPLEFR1C_G | 3 | North | YES | 0.088821 | 164 | 72 | 164 | 0 | 1 | CC | 1 | 0.19107 | 164 | 164 | 14.5666 | 164 |  |  | 0.19107 | 31.3352
12414 | FPLEFR1S_G | 4 | North | YES | 0.088821 | 414 | 191 | 414 | 0 | 1 | CC | 1 | 0.19107 | 414 | 414 | 36.7719 | 414 |  |  | 0.19107 | 79.1022
12421 | FPLEFR2A_G | 1 | North | YES | 0.088821 | 162 | 72 | 162 | 0 | 1 | CC | 1 | 0.19107 | 162 | 162 | 14.389 | 162 |  |  | 0.19107 | 30.953
12422 | FPLEFR2B_G | 2 | North | YES | 0.088821 | 161 | 72 | 161 | 0 | 1 | CC | 1 | 0.19107 | 161 | 161 | 14.3002 | 161 |  |  | 0.19107 | 30.762
12423 | FPLEFR2C_G | 3 | North | YES | 0.088821 | 163 | 72 | 163 | 0 | 1 | CC | 1 | 0.19107 | 163 | 163 | 14.4778 | 163 |  |  | 0.19107 | 31.1441
12424 | FPLEFR2S_G | 4 | North | YES | 0.088821 | 415 | 191 | 415 | 0 | 1 | CC | 1 | 0.19107 | 415 | 415 | 36.8607 | 415 |  |  | 0.19107 | 79.2933
3107 | STRYKER_1G | 1 | North | YES | 0.089085 | 145.6 | 45 | 182 | 0 | 1.029 | GST | 1 | 0.19133 | 182 | 182 | 16.2135 | 182 |  |  | 0.19133 | 34.8225
3108 | STRYKER_2G | 2 | North | YES | 0.089085 | 484 | 75 | 484 | 0 | 1.029 | GST | 1 | 0.19133 | 484 | 484 | 43.1171 | 484 |  |  | 0.19133 | 92.6048
3097 | MARTLAKE_1G | 1 | North | YES | 0.090524 | 790 | 500 | 790 | 0 | 1.017 | LIGCO | 1 | 0.19277 | 0 | 790 | 71.514 | 790 |  |  | 0.19277 | 152.2893
3098 | MARTLAKE_2G | 2 | North | YES | 0.090524 | 795 | 461 | 795 | 0 | 1.017 | LIGCO | 1 | 0.19277 | 0 | 795 | 71.9666 | 795 |  |  | 0.19277 | 153.2531
3099 | MARTLAKE_3G | 3 | North | YES | 0.090524 | 804 | 500 | 804 | 0 | 1.017 | LIGCO | 1 | 0.19277 | 0 | 804 | 72.7813 | 804 |  |  | 0.19277 | 154.988
3348 | CHAMPION_1G | MB | North | YES | 0.090753 | 0 | 42 | 42 |  | 1 | Cogen | 1 | 0.193 | 0 | 0 | 0 | 0 |  |  | 0.193 | 0
3309 | ASPN_G | 1 | North | YES | 0.09085 | 50 | 0 | 50 |  | 1 | Bio | 1 | 0.1931 | 50 | 50 | 4.5425 | 50 |  |  | 0.1931 | 9.6549
13116 | TGATEWAY_1G | 1 | North | YES | 0.091141 | 151 | 30 | 151 | 0 | 1.0232 | CC | 1 | 0.19339 | 151 | 151 | 13.7623 | 151 |  |  | 0.19339 | 29.2016
13117 | TGATEWAY_2G | 2 | North | YES | 0.091141 | 130 | 30 | 130 | 0 | 1.0232 | CC | 1 | 0.19339 | 130 | 130 | 11.8483 | 130 |  |  | 0.19339 | 25.1405
13118 | TGATEWAY_3G | 3 | North | YES | 0.091141 | 148 | 30 | 148 | 0 | 1.0232 | CC | 1 | 0.19339 | 148 | 148 | 13.4889 | 148 |  |  | 0.19339 | 28.6215
13119 | TGATEWAY_4G | 4 | North | YES | 0.091141 | 399 | 65 | 399 | 0 | 1.0232 | CC | 1 | 0.19339 | 399 | 399 | 36.3653 | 399 |  |  | 0.19339 | 77.1619
13134 | CALFREST_4G | 4 | North | YES | 0.098864 | 151.5 | 40 | 151.5 | 0 | 1.031 | CC | 1 | 0.20111 | 151.5 | 151.5 | 14.9779 | 151.5 |  |  | 0.20111 | 30.4683
13135 | CALFREST_5G | 5 | North | YES | 0.098864 | 152.3 | 57 | 152.3 | 0 | 1.031 | CC | 1 | 0.20111 | 152.3 | 152.3 | 15.057 | 152.3 |  |  | 0.20111 | 30.6292
13136 | CALFREST_6G | 6 | North | YES | 0.098864 | 177.5 | 40 | 177.5 | 0 | 1.031 | CC | 1 | 0.20111 | 177.5 | 177.5 | 17.5484 | 177.5 |  |  | 0.20111 | 35.6972
13131 | CALFREST_1G | 1 | North | YES | 0.099092 | 150.7 | 40 | 150.7 | 0 | 1.031 | CC | 1 | 0.20134 | 150.7 | 150.7 | 14.9332 | 150.7 |  |  | 0.20134 | 30.3418
13132 | CALFREST_2G | 2 | North | YES | 0.099092 | 151 | 57 | 151 | 0 | 1.031 | CC | 1 | 0.20134 | 151 | 151 | 14.9629 | 151 |  |  | 0.20134 | 30.4022
13133 | CALFREST_3G | 3 | North | YES | 0.099092 | 177.4 | 40 | 177.4 | 0 | 1.031 | CC | 1 | 0.20134 | 177.4 | 177.4 | 17.5789 | 177.4 |  |  | 0.20134 | 35.7176
3381 | BBRN_1G | 1 | North | YES | 0.10062 | 618 | 225 | 618 | 0 | 1.03 | LIGCO | 1 | 0.20287 | 0 | 618 | 62.1844 | 618 |  |  | 0.20287 | 125.3732
3382 | BBRN_2G | 2 | North | YES | 0.10062 | 589 | 225 | 589 | 0 | 1.03 | LIGCO | 1 | 0.20287 | 0 | 589 | 59.2664 | 589 |  |  | 0.20287 | 119.49
Note on AL4: Zonal Cap - Zonal Impact

## Distributed Slack - Bound Gen
Number of Bus | Name of Bus | ID | Area Name of Gen | AGC | P Sensitivity of Bus | Gen MW | Min MW | Max MW | V Sensitivity of Bus | Set Volt | Tech Type | Zone Impact | Zone Correlation | Inc Max | Dec Max | Souce S.F. Weighting | Souce Capacity | Sink S.F. Weighting | Sink Capacity | PTDF Calc | PTDF Weighting | max of zone correlation | -0.053932 |  |  | Neg PTDF weight | Pos PTDF weight
48674 | FTR_CN4_5095 | 4 | North | YES | -0.15618 | 380 | 0 | 380 | 0 | 1.0319 | CC | 1 | -0.053932 | 380 | 380 | -59.348 | 380 |  |  | -0.053932 | -20.4941 |  |  |  |  | -20.4941 | 0
48672 | FTR_GT2_5110 | 2 | North | YES | -0.15618 | 159 | 0 | 159 | 0 | 1.0319 | CC | 1 | -0.053932 | 159 | 159 | -24.8325 | 159 |  |  | -0.053932 | -8.5752 |  |  |  |  | -8.5752 | 0
48673 | FTR_GT3_5085 | 3 | North | YES | -0.15618 | 158 | 0 | 158 | 0 | 1.0319 | CC | 1 | -0.053932 | 158 | 158 | -24.6763 | 158 |  |  | -0.053932 | -8.5212 |  |  |  |  | -8.5212 | 0
48671 | FTR_GT1_5105 | 1 | North | YES | -0.15618 | 154.2 | 0 | 154.2 | 0 | 1.0319 | CC | 1 | -0.053932 | 154.2 | 154.2 | -24.0828 | 154.2 |  |  | -0.053932 | -8.3163 |  |  | Weighted Shift Factors |  | -8.3163 | 0
990 | GIBN_CREK_G1 | 1 | North | YES | -0.12773 | 463 | 200 | 463 | 0 | 1.0275 | LIGCO | 1 | -0.025486 | 0 | 463 | -59.1404 | 463 |  |  | -0.025486 | -11.7999 |  |  | North | 0.075674 | -11.7999 | 0
32798 | BRYN_TAMUGEN | 1 | North | YES | -0.093779 | 32 | 0 | 32 |  | 1.02 | GST | 1 | 0.0084682 | 32 | 32 | -3.0009 | 32 |  |  | 0.0084682 | 0.27098 |  |  | Houston | -0.10225 | 0 | 0
32886 | BRYN_ATKINS3 | MB | North | YES | -0.088974 | 0 | 5 | 12 |  | 1 | GST | 1 | 0.013273 | 0 | 0 | 0 | 0 |  |  | 0.013273 | 0 |  |  |  |  | 0 | 0
32887 | BRYN_ATKINS6 | MB | North | YES | -0.088974 | 0 | 12 | 51 |  | 1.028 | GST | 1 | 0.013273 | 0 | 0 | 0 | 0 |  |  | 0.013273 | 0 | Houston |  |  |  | 0 | 0
32890 | BRYN_ATKINS4 | MB | North | YES | -0.088974 | 0 | 5 | 22 |  | 1.031 | GST | 1 | 0.013273 | 0 | 0 | 0 | 0 |  |  | 0.013273 | 0 | Line Rating |  | 1450 |  | 0 | 0
32891 | BRYN_ATKINS5 | MB | North | YES | -0.088974 | 0 | 5 | 25 |  | 1.031 | GST | 1 | 0.013273 | 0 | 0 | 0 | 0 |  |  | 0.013273 | 0 | Impact Counter to Zone: |  | 57.7067 |  | 0 | 0
32888 | BRYN_ATKINS7 | 1 | North | YES | -0.088974 | 13.6 | 4 | 17 |  | 1.028 | GGT | 1 | 0.013273 | 17 | 17 | -1.5126 | 17 |  |  | 0.013273 | 0.22564 |  |  | 3.98% |  | 0 | 0
32884 | BRYN_DNSBY13 | 1 | North | YES | -0.080372 | 46 | 2 | 46 | 0 | 1.015 | GST | 1 | 0.021875 | 46 | 46 | -3.6971 | 46 |  |  | 0.021875 | 1.0063 |  |  |  |  | 0 | 0
32883 | BRYN_DNSBY3 | 1 | North | YES | -0.080372 | 0 | 2 | 48 |  | 1.015 | GST | 1 | 0.021875 | 48 | 48 | -3.8579 | 48 |  |  | 0.021875 | 1.05 | North |  |  |  | 0 | 0
32892 | BRYN_DNSBY14 | 1 | North | YES | -0.080372 | 84 | 25 | 105 | 0 | 1.035 | GST | 1 | 0.021875 | 105 | 105 | -8.4391 | 105 |  |  | 0.021875 | 2.2969 | Line Rating |  | 1450 |  | 0 | 0
3432 | SANDOW_4G | 4 | South | YES | 0.019821 | 580 | 225 | 580 |  | 1.029 | LIGCO | -1 | 0.055853 | 0 | 580 |  |  |  |  | -0.055853 | 0 | Impact Counter to Zone: |  | 0 |  | 0 | 0
13432 | SANDOW_5G | 5 | South | YES | 0.016128 | 581 | 225 | 581 |  | 1.029 | LIGCO | -1 | 0.059546 | 0 | 581 |  |  |  |  | -0.059546 | 0 |  |  | 0% |  | 0 | 0
7022 | L_BUCHAN1_1Y | 1 | South | YES | 0.010018 | 0 | 0 | 18 |  | 1 | Hydro | -1 | 0.065656 | 0 | 0 |  |  |  |  | -0.065656 | 0 |  |  |  |  | 0 | 0
7023 | L_BUCHAN1_2Y | 2 | South | YES | 0.010018 | 0 | 0 | 18 |  | 1 | Hydro | -1 | 0.065656 | 0 | 0 |  |  |  |  | -0.065656 | 0 |  |  |  |  | 0 | 0
7024 | L_BUCHAN1_3Y | 3 | South | YES | 0.010018 | 0 | 0 | 15 |  | 1 | Hydro | -1 | 0.065656 | 0 | 0 |  |  |  |  | -0.065656 | 0 |  |  |  |  | 0 | 0
7026 | L_INKSDA1_1Y | 1 | South | YES | 0.009494 | 0 | 0 | 13.7 |  | 1 | Hydro | -1 | 0.06618 | 0 | 0 |  |  |  |  | -0.06618 | 0 |  |  |  |  | 0 | 0
8032 | AMISTADHYD1 | 1 | South | YES | 0.00418 | 33 | 13 | 33 | 0 | 1.03 | Hydro | -1 | 0.071494 | 0 | 0 |  |  |  |  | -0.071494 | 0 |  |  |  |  | 0 | 0
8033 | AMISTADHYD2 | 2 | South | YES | 0.00418 | 25 | 13 | 25 | 0 | 1.03 | Hydro | -1 | 0.071494 | 0 | 0 |  |  |  |  | -0.071494 | 0 |  |  |  |  | 0 | 0
88253 | HAMILTON | F | South | YES | 0.00418 | 0 | 0 | 0 | 0 | 1.04 | BLT | -1 | 0.071494 | 0 | 0 |  |  |  |  | -0.071494 | 0 |  |  |  |  | 0 | 0
7035 | L_WIRTZ_1G1Y | 1 | South | YES | 0.004152 | 0 | 0 | 29 |  | 1 | Hydro | -1 | 0.071522 | 0 | 0 |  |  |  |  | -0.071522 | 0 |  |  |  |  | 0 | 0
7036 | L_WIRTZ_1G2Y | 2 | South | YES | 0.004152 | 0 | 0 | 29.7 |  | 1 | Hydro | -1 | 0.071522 | 0 | 0 |  |  |  |  | -0.071522 | 0 |  |  |  |  | 0 | 0
7000 | L_FERGUS1_1Y | 1 | South | YES | 0.003987 | 400 | 65 | 423.3 | 0 | 1.015 | GSC | -1 | 0.071687 | 423.3 | 423.3 |  |  |  |  | -0.071687 | -30.345 |  |  |  |  | 0 | 0
7028 | L_MARBFA1_1Y | 1 | South | YES | 0.002378 | 0 | 0 | 18 |  | 1 | Hydro | -1 | 0.073296 | 0 | 0 |  |  |  |  | -0.073296 | 0 |  |  |  |  | 0 | 0
7029 | L_MARBFA1_2Y | 2 | South | YES | 0.002378 | 0 | 0 | 18 |  | 1 | Hydro | -1 | 0.073296 | 0 | 0 |  |  |  |  | -0.073296 | 0 |  |  |  |  | 0 | 0
5934 | SI_RAY5 | 5 | South | YES | 0 | 0 | 10 | 15 |  | 1.035 | GST | -1 | 0.075674 | 15 | 15 |  |  |  |  | -0.075674 | -1.1351 |  |  |  |  | 0 | 0
8139 | JOS #1 | MB | South | YES | 0 | 0 | 45 | 255 |  | 1.02 | GST | -1 | 0.075674 | 0 | 0 |  |  |  |  | -0.075674 | 0 |  |  |  |  | 0 | 0
8285 | LAR #1 | MB | South | YES | 0 | 0 | 9 | 32 |  | 1.0497 | GST | -1 | 0.075674 | 0 | 0 |  |  |  |  | -0.075674 | 0 |  |  |  |  | 0 | 0
8287 | LAR #2 | MB | South | YES | 0 | 0 | 9 | 32 |  | 1.04 | GST | -1 | 0.075674 | 0 | 0 |  |  |  |  | -0.075674 | 0 |  |  |  |  | 0 | 0
8288 | LAR #3 | MB | South | YES | 0 | 0 | 25 | 105 |  | 1.04 | GST | -1 | 0.075674 | 0 | 0 |  |  |  |  | -0.075674 | 0 |  |  |  |  | 0 | 0
8388 | BATES0A | MB | South | YES | 0 | 0 | 21 | 71 |  | 1.033 | GST | -1 | 0.075674 | 0 | 0 |  |  |  |  | -0.075674 | 0 |  |  |  |  | 0 | 0
8393 | BATES0B | MB | South | YES | 0 | 0 | 25 | 110 |  | 1.03 | GST | -1 | 0.075674 | 0 | 0 |  |  |  |  | -0.075674 | 0 |  |  |  |  | 0 | 0
8437 | NUECES_B0C | MB | South | YES | 0 | 0 | 7 | 30 |  | 1.03 | GST | -1 | 0.075674 | 0 | 0 |  |  |  |  | -0.075674 | 0 |  |  |  |  | 0 | 0
8438 | NUECES_B0B | MB | South | YES | 0 | 0 | 26 | 169 |  | 1.03 | GST | -1 | 0.075674 | 0 | 0 |  |  |  |  | -0.075674 | 0 |  |  |  |  | 0 | 0
39190 | TNSLCGN1__8 | 1 | Houston | YES | 0 | 0 | 10 | 30 |  | 1.03 | Cogen | -1 | 0.075674 | 0 | 0 |  |  | 0 | 0 | -0.075674 | 0 |  |  |  |  | 0 | 0
7031 | L_MARSFO1G1Y | 1 | South | YES | -0.000952 | 0 | 0 | 36 |  | 1 | Hydro | -1 | 0.076626 | 0 | 0 |  |  |  |  | -0.076626 | 0 |  |  |  |  | 0 | 0
7032 | L_MARSFO1G2Y | 2 | South | YES | -0.000952 | 0 | 0 | 35 |  | 1 | Hydro | -1 | 0.076626 | 0 | 0 |  |  |  |  | -0.076626 | 0 |  |  |  |  | 0 | 0
7033 | L_MARSFO1G3Y | 3 | South | YES | -0.000952 | 0 | 0 | 36 |  | 1 | Hydro | -1 | 0.076626 | 0 | 0 |  |  |  |  | -0.076626 | 0 |  |  |  |  | 0 | 0
9005 | DECKR_G6 | 6 | South | YES | -0.002142 | 44 | 24 | 47 | 0 | 1.015 | GGT | -1 | 0.077816 | 47 | 47 |  |  |  |  | -0.077816 | -3.6573 |  |  |  |  | 0 | 0
9003 | DECKR_G4 | 4 | South | YES | -0.002142 | 44 | 24 | 44 | 0 | 1.015 | GGT | -1 | 0.077816 | 44 | 44 |  |  |  |  | -0.077816 | -3.4239 |  |  |  |  | 0 | 0
9004 | DECKR_G5 | 5 | South | YES | -0.002142 | 44 | 24 | 44 | 0 | 1.015 | GGT | -1 | 0.077816 | 44 | 44 |  |  |  |  | -0.077816 | -3.4239 |  |  |  |  | 0 | 0
9002 | DECKR_G3 | 3 | South | YES | -0.002142 | 0 | 24 | 42 |  | 1.015 | GGT | -1 | 0.077816 | 42 | 42 |  |  |  |  | -0.077816 | -3.2683 |  |  |  |  | 0 | 0
9001 | DECKR_G2 | 2 | South | YES | -0.002811 | 400 | 50 | 426 | 0 | 1.015 | GST | -1 | 0.078485 | 426 | 426 |  |  |  |  | -0.078485 | -33.4345 |  |  |  |  | 0 | 0
9000 | DECKR_G1 | 1 | South | YES | -0.002811 | 280 | 50 | 321 | 0 | 1.015 | GST | -1 | 0.078485 | 321 | 321 |  |  |  |  | -0.078485 | -25.1936 |  |  |  |  | 0 | 0
7020 | L_AUSTPL1_1Y | 1 | South | YES | -0.002877 | 0 | 0 | 8 |  | 1 | Hydro | -1 | 0.078551 | 0 | 0 |  |  |  |  | -0.078551 | 0 |  |  |  |  | 0 | 0
7020 | L_AUSTPL1_1Y | 2 | South | YES | -0.002877 | 0 | 0 | 8 |  | 1 | Hydro | -1 | 0.078551 | 0 | 0 |  |  |  |  | -0.078551 | 0 |  |  |  |  | 0 | 0
9020 | SANDHG5A | 5A | South | YES | -0.003739 | 150 | 84 | 155 | 0 | 1.0175 | CC | -1 | 0.079413 | 155 | 155 |  |  |  |  | -0.079413 | -12.309 |  |  |  |  | 0 | 0
9021 | SANDHG5C | 5C | South | YES | -0.003739 | 140 | 0 | 148 | 0 | 1.0175 | CC | -1 | 0.079413 | 148 | 148 |  |  |  |  | -0.079413 | -11.7531 |  |  |  |  | 0 | 0
9016 | SANDH_G1 | 1 | South | YES | -0.003739 | 45 | 2 | 49 | 0 | 1.0175 | GGT | -1 | 0.079413 | 49 | 49 |  |  |  |  | -0.079413 | -3.8912 |  |  |  |  | 0 | 0
9019 | SANDH_G4 | 4 | South | YES | -0.003739 | 0 | 2 | 47 |  | 1.0175 | GGT | -1 | 0.079413 | 47 | 47 |  |  |  |  | -0.079413 | -3.7324 |  |  |  |  | 0 | 0
9017 | SANDH_G2 | 2 | South | YES | -0.003739 | 45 | 2 | 46 | 0 | 1.0175 | GGT | -1 | 0.079413 | 46 | 46 |  |  |  |  | -0.079413 | -3.653 |  |  |  |  | 0 | 0
9018 | SANDH_G3 | 3 | South | YES | -0.003739 | 45 | 2 | 46 | 0 | 1.0175 | GGT | -1 | 0.079413 | 46 | 46 |  |  |  |  | -0.079413 | -3.653 |  |  |  |  | 0 | 0
8262 | ELPS | 1 | South | YES | -0.005508 | 6 | 6 | 6 | 0 | 1.15 | Hydro | -1 | 0.081182 | 0 | 0 |  |  |  |  | -0.081182 | 0 |  |  |  |  | 0 | 0
7809 | L_BASTEN1_3Y | 1 | South | YES | -0.006168 | 232.6 | 42 | 232.6 | 0 | 1.004 | CC | -1 | 0.081842 | 232.6 | 232.6 |  |  |  |  | -0.081842 | -19.0364 |  |  |  |  | 0 | 0
7807 | L_BASTEN1_1Y | 1 | South | YES | -0.006168 | 152.5 | 83.5 | 152.5 | 0 | 1.004 | CC | -1 | 0.081842 | 152.5 | 152.5 |  |  |  |  | -0.081842 | -12.4809 |  |  |  |  | 0 | 0
7808 | L_BASTEN1_2Y | 1 | South | YES | -0.006168 | 149.5 | 83.5 | 149.5 | 0 | 1.004 | CC | -1 | 0.081842 | 149.5 | 149.5 |  |  |  |  | -0.081842 | -12.2353 |  |  |  |  | 0 | 0
7009 | L_LOSTPI1_3Y | 3 | South | YES | -0.00749 | 173.9 | 72 | 175 | 0 | 1 | CC | -1 | 0.083164 | 175 | 175 |  |  |  |  | -0.083164 | -14.5537 |  |  |  |  | 0 | 0
7008 | L_LOSTPI1_2Y | 2 | South | YES | -0.00749 | 157.7 | 107 | 160 | 0 | 1 | CC | -1 | 0.083164 | 160 | 160 |  |  |  |  | -0.083164 | -13.3062 |  |  |  |  | 0 | 0
7007 | L_LOSTPI1_1Y | 1 | South | YES | -0.00749 | 158.6 | 110 | 158 | 0 | 1 | CC | -1 | 0.083164 | 158 | 158 |  |  |  |  | -0.083164 | -13.1399 |  |  |  |  | 0 | 0
7006 | L_SIMGID1_3Y | 3 | South | YES | -0.008399 | 324.9 | 60 | 329 | 0 | 1.02 | GST | -1 | 0.084073 | 329 | 329 |  |  |  |  | -0.084073 | -27.6599 |  |  |  |  | 0 | 0
7005 | L_SIMGID1_2Y | 2 | South | YES | -0.008399 | 133 | 32 | 139 | 0 | 1.02 | GST | -1 | 0.084073 | 139 | 139 |  |  |  |  | -0.084073 | -11.6861 |  |  |  |  | 0 | 0
7004 | L_SIMGID1_1Y | 1 | South | YES | -0.008399 | 132 | 40 | 132 | 0 | 1.02 | GST | -1 | 0.084073 | 132 | 132 |  |  |  |  | -0.084073 | -11.0976 |  |  |  |  | 0 | 0
7487 | L_CANYHY8_1Y | 1 | South | YES | -0.014924 | 0 | 0 | 6 |  | 1 | Hydro | -1 | 0.090598 | 0 | 0 |  |  |  |  | -0.090598 | 0 |  |  |  |  | 0 | 0
7017 | L_HAYSEN1_4Y | 4 | South | YES | -0.018011 | 226.7 | 74 | 226.7 | 0 | 1.008 | CC | -1 | 0.093685 | 226.7 | 226.7 |  |  |  |  | -0.093685 | -21.2383 |  |  |  |  | 0 | 0
7015 | L_HAYSEN1_2Y | 2 | South | YES | -0.018011 | 225 | 74 | 225 | 0 | 1.008 | CC | -1 | 0.093685 | 225 | 225 |  |  |  |  | -0.093685 | -21.0791 |  |  |  |  | 0 | 0
7016 | L_HAYSEN1_3Y | 3 | South | YES | -0.018011 | 224.6 | 74 | 224.6 | 0 | 1.008 | CC | -1 | 0.093685 | 224.6 | 224.6 |  |  |  |  | -0.093685 | -21.0416 |  |  |  |  | 0 | 0
7014 | L_HAYSEN1_1Y | 1 | South | YES | -0.018011 | 223.9 | 74 | 223.9 | 0 | 1.008 | CC | -1 | 0.093685 | 223.9 | 223.9 |  |  |  |  | -0.093685 | -20.976 |  |  |  |  | 0 | 0
7303 | L_WPPGS12_1Y | 1 | South | YES | -0.018035 | 50 | 0 | 50 | 0 | 1.025 | GGT | -1 | 0.093709 | 50 | 50 |  |  |  |  | -0.093709 | -4.6854 |  |  |  |  | 0 | 0
7303 | L_WPPGS12_1Y | 2 | South | YES | -0.018035 | 50 | 0 | 50 | 0 | 1.025 | GGT | -1 | 0.093709 | 50 | 50 |  |  |  |  | -0.093709 | -4.6854 |  |  |  |  | 0 | 0
7305 | L_WPPGS34_1Y | 3 | South | YES | -0.018035 | 50 | 0 | 50 | 0 | 1.025 | GGT | -1 | 0.093709 | 50 | 50 |  |  |  |  | -0.093709 | -4.6854 |  |  |  |  | 0 | 0
7305 | L_WPPGS34_1Y | 4 | South | YES | -0.018035 | 50 | 0 | 50 | 0 | 1.025 | GGT | -1 | 0.093709 | 50 | 50 |  |  |  |  | -0.093709 | -4.6854 |  |  |  |  | 0 | 0
7010 | L_FPPYD11_1Y | 1 | South | YES | -0.019024 | 547.4 | 200 | 606 | 0 | 1.02 | LIGCO | -1 | 0.094698 | 0 | 606 |  |  |  |  | -0.094698 | 0 |  |  |  |  | 0 | 0
7011 | L_FPPYD11_2Y | 2 | South | YES | -0.019024 | 552.2 | 200 | 598 | 0 | 1.02 | LIGCO | -1 | 0.094698 | 0 | 598 |  |  |  |  | -0.094698 | 0 |  |  |  |  | 0 | 0
7012 | L_FPPYD21_3Y | 3 | South | YES | -0.019113 | 427.5 | 200 | 436 | 0 | 1.02 | LIGCO | -1 | 0.094787 | 0 | 436 |  |  |  |  | -0.094787 | 0 |  |  |  |  | 0 | 0
7605 | L_MCQUEE9_1Y | 1 | South | YES | -0.020675 | 0 | 0 | 2.4 |  | 1.025 | Hydro | -1 | 0.096349 | 0 | 0 |  |  |  |  | -0.096349 | 0 |  |  |  |  | 0 | 0
7605 | L_MCQUEE9_1Y | 2 | South | YES | -0.020675 | 0 | 0 | 2.4 |  | 1.025 | Hydro | -1 | 0.096349 | 0 | 0 |  |  |  |  | -0.096349 | 0 |  |  |  |  | 0 | 0
7605 | L_MCQUEE9_1Y | 3 | South | YES | -0.020675 | 0 | 0 | 2.8 |  | 1.025 | Hydro | -1 | 0.096349 | 0 | 0 |  |  |  |  | -0.096349 | 0 |  |  |  |  | 0 | 0
7813 | L_RIONOG1S1Y | 4 | South | YES | -0.020992 | 293 | 0 | 293 | 0 | 1.02 | CC | -1 | 0.096666 | 293 | 293 |  |  |  |  | -0.096666 | -28.3231 |  |  |  |  | 0 | 0
7812 | L_RIONOG1G3Y | 3 | South | YES | -0.020992 | 154 | 0 | 154 | 0 | 1.02 | CC | -1 | 0.096666 | 154 | 154 |  |  |  |  | -0.096666 | -14.8865 |  |  |  |  | 0 | 0
7810 | L_RIONOG1G1Y | 1 | South | YES | -0.020992 | 148 | 0 | 148 | 0 | 1.02 | CC | -1 | 0.096666 | 148 | 148 |  |  |  |  | -0.096666 | -14.3065 |  |  |  |  | 0 | 0
7811 | L_RIONOG1G2Y | 2 | South | YES | -0.020992 | 148 | 0 | 148 | 0 | 1.02 | CC | -1 | 0.096666 | 148 | 148 |  |  |  |  | -0.096666 | -14.3065 |  |  |  |  | 0 | 0
7609 | L_SCHUMA8_1Y | 1 | South | YES | -0.021416 | 0 | 0 | 4 |  | 1 | Hydro | -1 | 0.09709 | 0 | 0 |  |  |  |  | -0.09709 | 0 |  |  |  |  | 0 | 0
7624 | L_LAKEWO9_1Y | 1 | South | YES | -0.022535 | 0 | 0 | 2.4 |  | 1 | Hydro | -1 | 0.098209 | 0 | 0 |  |  |  |  | -0.098209 | 0 |  |  |  |  | 0 | 0
7624 | L_LAKEWO9_1Y | 2 | South | YES | -0.022535 | 0 | 0 | 2.4 |  | 1 | Hydro | -1 | 0.098209 | 0 | 0 |  |  |  |  | -0.098209 | 0 |  |  |  |  | 0 | 0
58909 | PEARSALLSCG1 | 3 | South | YES | -0.023291 | 0 | 0 | 8.4 |  | 1.027 | Diesel | -1 | 0.098965 | 8.4 | 8.4 |  |  |  |  | -0.098965 | -0.8313 |  |  |  |  | 0 | 0
58909 | PEARSALLSCG1 | 4 | South | YES | -0.023291 | 0 | 0 | 8.4 |  | 1.027 | Diesel | -1 | 0.098965 | 8.4 | 8.4 |  |  |  |  | -0.098965 | -0.8313 |  |  |  |  | 0 | 0
58909 | PEARSALLSCG1 | 6 | South | YES | -0.023291 | 0 | 0 | 8.4 |  | 1.027 | Diesel | -1 | 0.098965 | 8.4 | 8.4 |  |  |  |  | -0.098965 | -0.8313 |  |  |  |  | 0 | 0
58909 | PEARSALLSCG1 | 5 | South | YES | -0.023291 | 0 | 0 | 8.4 |  | 1.027 | Diesel | -1 | 0.098965 | 8.4 | 8.4 |  |  |  |  | -0.098965 | -0.8313 |  |  |  |  | 0 | 0
58909 | PEARSALLSCG1 | 1 | South | YES | -0.023291 | 0 | 0 | 8.4 |  | 1.027 | Diesel | -1 | 0.098965 | 8.4 | 8.4 |  |  |  |  | -0.098965 | -0.8313 |  |  |  |  | 0 | 0
58909 | PEARSALLSCG1 | 2 | South | YES | -0.023291 | 0 | 0 | 8.4 |  | 1.027 | Diesel | -1 | 0.098965 | 8.4 | 8.4 |  |  |  |  | -0.098965 | -0.8313 |  |  |  |  | 0 | 0
58919 | PEARSALLSCG2 | 5 | South | YES | -0.023291 | 0 | 0 | 8.4 |  | 1.027 | Diesel | -1 | 0.098965 | 8.4 | 8.4 |  |  |  |  | -0.098965 | -0.8313 |  |  |  |  | 0 | 0
58919 | PEARSALLSCG2 | 6 | South | YES | -0.023291 | 0 | 0 | 8.4 |  | 1.027 | Diesel | -1 | 0.098965 | 8.4 | 8.4 |  |  |  |  | -0.098965 | -0.8313 |  |  |  |  | 0 | 0
58919 | PEARSALLSCG2 | 1 | South | YES | -0.023291 | 0 | 0 | 8.4 |  | 1.027 | Diesel | -1 | 0.098965 | 8.4 | 8.4 |  |  |  |  | -0.098965 | -0.8313 |  |  |  |  | 0 | 0
58919 | PEARSALLSCG2 | 2 | South | YES | -0.023291 | 0 | 0 | 8.4 |  | 1.027 | Diesel | -1 | 0.098965 | 8.4 | 8.4 |  |  |  |  | -0.098965 | -0.8313 |  |  |  |  | 0 | 0
58919 | PEARSALLSCG2 | 4 | South | YES | -0.023291 | 0 | 0 | 8.4 |  | 1.027 | Diesel | -1 | 0.098965 | 8.4 | 8.4 |  |  |  |  | -0.098965 | -0.8313 |  |  |  |  | 0 | 0
58919 | PEARSALLSCG2 | 3 | South | YES | -0.023291 | 0 | 0 | 8.4 |  | 1.027 | Diesel | -1 | 0.098965 | 8.4 | 8.4 |  |  |  |  | -0.098965 | -0.8313 |  |  |  |  | 0 | 0
58929 | PEARSALLSCG3 | 4 | South | YES | -0.023291 | 0 | 0 | 8.4 |  | 1.027 | Diesel | -1 | 0.098965 | 8.4 | 8.4 |  |  |  |  | -0.098965 | -0.8313 |  |  |  |  | 0 | 0
58929 | PEARSALLSCG3 | 6 | South | YES | -0.023291 | 0 | 0 | 8.4 |  | 1.027 | Diesel | -1 | 0.098965 | 8.4 | 8.4 |  |  |  |  | -0.098965 | -0.8313 |  |  |  |  | 0 | 0
58929 | PEARSALLSCG3 | 2 | South | YES | -0.023291 | 0 | 0 | 8.4 |  | 1.027 | Diesel | -1 | 0.098965 | 8.4 | 8.4 |  |  |  |  | -0.098965 | -0.8313 |  |  |  |  | 0 | 0
58929 | PEARSALLSCG3 | 5 | South | YES | -0.023291 | 0 | 0 | 8.4 |  | 1.027 | Diesel | -1 | 0.098965 | 8.4 | 8.4 |  |  |  |  | -0.098965 | -0.8313 |  |  |  |  | 0 | 0
58929 | PEARSALLSCG3 | 1 | South | YES | -0.023291 | 0 | 0 | 8.4 |  | 1.027 | Diesel | -1 | 0.098965 | 8.4 | 8.4 |  |  |  |  | -0.098965 | -0.8313 |  |  |  |  | 0 | 0
58929 | PEARSALLSCG3 | 3 | South | YES | -0.023291 | 0 | 0 | 8.4 |  | 1.027 | Diesel | -1 | 0.098965 | 8.4 | 8.4 |  |  |  |  | -0.098965 | -0.8313 |  |  |  |  | 0 | 0
58949 | PEARSALLSCG4 | 3 | South | YES | -0.023291 | 0 | 0 | 8.4 |  | 1.027 | Diesel | -1 | 0.098965 | 8.4 | 8.4 |  |  |  |  | -0.098965 | -0.8313 |  |  |  |  | 0 | 0
58949 | PEARSALLSCG4 | 2 | South | YES | -0.023291 | 0 | 0 | 8.4 |  | 1.027 | Diesel | -1 | 0.098965 | 8.4 | 8.4 |  |  |  |  | -0.098965 | -0.8313 |  |  |  |  | 0 | 0
58949 | PEARSALLSCG4 | 1 | South | YES | -0.023291 | 0 | 0 | 8.4 |  | 1.027 | Diesel | -1 | 0.098965 | 8.4 | 8.4 |  |  |  |  | -0.098965 | -0.8313 |  |  |  |  | 0 | 0
58949 | PEARSALLSCG4 | 4 | South | YES | -0.023291 | 0 | 0 | 8.4 |  | 1.027 | Diesel | -1 | 0.098965 | 8.4 | 8.4 |  |  |  |  | -0.098965 | -0.8313 |  |  |  |  | 0 | 0
58949 | PEARSALLSCG4 | 6 | South | YES | -0.023291 | 0 | 0 | 8.4 |  | 1.027 | Diesel | -1 | 0.098965 | 8.4 | 8.4 |  |  |  |  | -0.098965 | -0.8313 |  |  |  |  | 0 | 0
58949 | PEARSALLSCG4 | 5 | South | YES | -0.023291 | 0 | 0 | 8.4 |  | 1.027 | Diesel | -1 | 0.098965 | 8.4 | 8.4 |  |  |  |  | -0.098965 | -0.8313 |  |  |  |  | 0 | 0
7805 | L_GUADGE1_6Y | 6 | South | YES | -0.023793 | 203 | 30 | 203 | 0 | 1.02 | CC | -1 | 0.099467 | 203 | 203 |  |  |  |  | -0.099467 | -20.1917 |  |  |  |  | 0 | 0
7804 | L_GUADGE1_5Y | 5 | South | YES | -0.023793 | 182 | 30 | 182 | 0 | 1.02 | CC | -1 | 0.099467 | 182 | 182 |  |  |  |  | -0.099467 | -18.1029 |  |  |  |  | 0 | 0
7803 | L_GUADGE1_4Y | 4 | South | YES | -0.023793 | 149 | 30 | 149 | 0 | 1.02 | CC | -1 | 0.099467 | 149 | 149 |  |  |  |  | -0.099467 | -14.8205 |  |  |  |  | 0 | 0
7800 | L_GUADGE1_1Y | 1 | South | YES | -0.023793 | 147 | 30 | 147 | 0 | 1.02 | CC | -1 | 0.099467 | 147 | 147 |  |  |  |  | -0.099467 | -14.6216 |  |  |  |  | 0 | 0
7802 | L_GUADGE1_3Y | 3 | South | YES | -0.023793 | 146 | 30 | 146 | 0 | 1.02 | CC | -1 | 0.099467 | 146 | 146 |  |  |  |  | -0.099467 | -14.5221 |  |  |  |  | 0 | 0
7801 | L_GUADGE1_2Y | 2 | South | YES | -0.023793 | 138 | 30 | 138 | 0 | 1.02 | CC | -1 | 0.099467 | 138 | 138 |  |  |  |  | -0.099467 | -13.7264 |  |  |  |  | 0 | 0
5028 | BRAUNIG_VHB3 | 3 | South | YES | -0.024434 | 407 | 60 | 407 | 0 | 1.0138 | GST | -1 | 0.10011 | 407 | 407 |  |  |  |  | -0.10011 | -40.7439 |  |  |  |  | 0 | 0
5396 | CALAVER_OWS1 | 1 | South | YES | -0.02445 | 418 | 80 | 418 | 0 | 1.0192 | GST | -1 | 0.10012 | 418 | 418 |  |  |  |  | -0.10012 | -41.8517 |  |  |  |  | 0 | 0
5397 | CALAVER_OWS2 | 2 | South | YES | -0.02445 | 400 | 80 | 400 | 0 | 1.0192 | GST | -1 | 0.10012 | 400 | 400 |  |  |  |  | -0.10012 | -40.0495 |  |  |  |  | 0 | 0
5111 | CALAVER_JTD1 | 1 | South | YES | -0.024452 | 430 | 80 | 430 | 0 | 1.0138 | LIGCO | -1 | 0.10013 | 0 | 430 |  |  |  |  | -0.10013 | 0 |  |  |  |  | 0 | 0
5112 | CALAVER_JTD2 | 2 | South | YES | -0.024452 | 430 | 80 | 430 | 0 | 1.0138 | LIGCO | -1 | 0.10013 | 0 | 430 |  |  |  |  | -0.10013 | 0 |  |  |  |  | 0 | 0
5439 | TUTTL_WBT4G4 | 4 | South | YES | -0.024473 | 151 | 40 | 151 | 0 | 1.012 | GST | -1 | 0.10015 | 151 | 151 |  |  |  |  | -0.10015 | -15.1222 |  |  |  |  | 0 | 0
5438 | TUTTL_WBT3G3 | 3 | South | YES | -0.024473 | 95 | 25 | 95 | 0 | 1.012 | GST | -1 | 0.10015 | 95 | 95 |  |  |  |  | -0.10015 | -9.5139 |  |  |  |  | 0 | 0
5436 | TUTTL_WBT1G1 | 1 | South | YES | -0.024473 | 48.8 | 20 | 61 | 0 | 1.012 | GST | -1 | 0.10015 | 61 | 61 |  |  |  |  | -0.10015 | -6.109 |  |  |  |  | 0 | 0
5265 | LEON_LCP4G4 | 4 | South | YES | -0.024479 | 89 | 25 | 89 | 0 | 1.0197 | GST | -1 | 0.10015 | 89 | 89 |  |  |  |  | -0.10015 | -8.9136 |  |  |  |  | 0 | 0
5264 | LEON_LCP3G3 | 3 | South | YES | -0.024479 | 0 | 20 | 58 |  | 1.0197 | GST | -1 | 0.10015 | 58 | 58 |  |  |  |  | -0.10015 | -5.8089 |  |  |  |  | 0 | 0
5269 | LEON_LCPCT4 | 4 | South | YES | -0.024479 | 45 | 24 | 45 | 0 | 1.0197 | GGT | -1 | 0.10015 | 45 | 45 |  |  |  |  | -0.10015 | -4.5069 |  |  |  |  | 0 | 0
5266 | LEON_LCPCT1 | 1 | South | YES | -0.024479 | 44 | 24 | 44 | 0 | 1.0197 | GGT | -1 | 0.10015 | 44 | 44 |  |  |  |  | -0.10015 | -4.4067 |  |  |  |  | 0 | 0
5267 | LEON_LCPCT2 | 2 | South | YES | -0.024479 | 44 | 24 | 44 | 0 | 1.0197 | GGT | -1 | 0.10015 | 44 | 44 |  |  |  |  | -0.10015 | -4.4067 |  |  |  |  | 0 | 0
5268 | LEON_LCPCT3 | 3 | South | YES | -0.024479 | 43 | 24 | 43 | 0 | 1.0197 | GGT | -1 | 0.10015 | 43 | 43 |  |  |  |  | -0.10015 | -4.3066 |  |  |  |  | 0 | 0
5027 | BRAUNIG_VHB2 | 2 | South | YES | -0.024551 | 216 | 40 | 216 | 0 | 1.0192 | GST | -1 | 0.10022 | 216 | 216 |  |  |  |  | -0.10022 | -21.6485 |  |  |  |  | 0 | 0
5026 | BRAUNIG_VHB1 | 1 | South | YES | -0.024551 | 215 | 40 | 215 | 0 | 1.0192 | GST | -1 | 0.10022 | 215 | 215 |  |  |  |  | -0.10022 | -21.5483 |  |  |  |  | 0 | 0
5891 | PEARSALLGEN2 | 1 | South | YES | -0.024665 | 19.4 | 6 | 24.3 | 0 | 1.0226 | GST | -1 | 0.10034 | 24.3 | 24.3 |  |  |  |  | -0.10034 | -2.4382 |  |  |  |  | 0 | 0
5890 | PEARSALLGEN1 | 1 | South | YES | -0.024665 | 19.2 | 6 | 24 | 0 | 1.0226 | GST | -1 | 0.10034 | 24 | 24 |  |  |  |  | -0.10034 | -2.4081 |  |  |  |  | 0 | 0
5892 | PEARSALLGEN3 | 1 | South | YES | -0.024665 | 19.1 | 6 | 23.9 | 0 | 1.0226 | GST | -1 | 0.10034 | 23.9 | 23.9 |  |  |  |  | -0.10034 | -2.3981 |  |  |  |  | 0 | 0
5477 | BRA_AVR1_ST | 1 | South | YES | -0.025467 | 174 | 138 | 174 | 0 | 1.025 | CC | -1 | 0.10114 | 174 | 174 |  |  |  |  | -0.10114 | -17.5985 |  |  |  |  | 0 | 0
5476 | BRA_AVR1_CT1 | 1 | South | YES | -0.025467 | 155 | 90 | 155 | 0 | 1.025 | CC | -1 | 0.10114 | 155 | 155 |  |  |  |  | -0.10114 | -15.6768 |  |  |  |  | 0 | 0
5478 | BRA_AVR1_CT2 | 1 | South | YES | -0.025467 | 155 | 90 | 155 | 0 | 1.025 | CC | -1 | 0.10114 | 155 | 155 |  |  |  |  | -0.10114 | -15.6768 |  |  |  |  | 0 | 0
5401 | CALAVER_JKS1 | 1 | South | YES | -0.026155 | 562 | 100 | 562 | 0 | 1.026 | LIGCO | -1 | 0.10183 | 0 | 562 |  |  |  |  | -0.10183 | 0 |  |  |  |  | 0 | 0
8189 | CUECPL2A | 1 | South | YES | -0.027918 | 12 | 0 | 12 | 0 | 1.02 | Cogen | -1 | 0.10359 | 0 | 0 |  |  |  |  | -0.10359 | 0 |  |  |  |  | 0 | 0
5903 | SANMIGUELGEN | 1 | South | YES | -0.029713 | 396.3 | 180 | 396.3 | 0 | 1.0336 | LIGCO | -1 | 0.10539 | 0 | 396.3 |  |  |  |  | -0.10539 | 0 |  |  |  |  | 0 | 0
80265 | LARECU40A | 4 | South | YES | -0.030171 | 80 | 0 | 100 |  | 1.039 | GGT | -1 | 0.10584 | 100 | 100 |  |  |  |  | -0.10584 | -10.5845 |  |  |  |  | 0 | 0
80266 | LARECU50A | 5 | South | YES | -0.030171 | 80 | 0 | 100 |  | 1.039 | GGT | -1 | 0.10584 | 100 | 100 |  |  |  |  | -0.10584 | -10.5845 |  |  |  |  | 0 | 0
80012 | LAR | F | South | YES | -0.030173 | 0 | 0 | 0 | 0 | 1.04 | DCTie | -1 | 0.10585 | 0 | 0 |  |  |  |  | -0.10585 | 0 |  |  |  |  | 0 | 0
88299 | ZAPATA | F | South | YES | -0.033986 | 0 | 0 | 0 | 0 | 1.02 | BLT | -1 | 0.10966 | 0 | 0 |  |  |  |  | -0.10966 | 0 |  |  |  |  | 0 | 0
88198 | BEEVILLE | F | South | YES | -0.035714 | 0 | 0 | 0 | 0 | 1.02 | AVR | -1 | 0.11139 | 0 | 0 |  |  |  |  | -0.11139 | 0 |  |  |  |  | 0 | 0
5728 | FALCONHYDRO2 | 2 | South | YES | -0.036572 | 12 | 0 | 12 | 0 | 1.0234 | Hydro | -1 | 0.11225 | 0 | 0 |  |  |  |  | -0.11225 | 0 |  |  |  |  | 0 | 0
5729 | FALCONHYDRO3 | 3 | South | YES | -0.036572 | 11 | 0 | 11 | 0 | 1.0234 | Hydro | -1 | 0.11225 | 0 | 0 |  |  |  |  | -0.11225 | 0 |  |  |  |  | 0 | 0
8048 | FALCONHYDRO1 | 1 | South | YES | -0.036572 | 12 | 0 | 12 | 0 | 1.0234 | Hydro | -1 | 0.11225 | 0 | 0 |  |  |  |  | -0.11225 | 0 |  |  |  |  | 0 | 0
88508 | FALFURRI | F | South | YES | -0.03705 | 0 | 0 | 0 | 0 | 1 | AVR | -1 | 0.11272 | 0 | 0 |  |  |  |  | -0.11272 | 0 |  |  |  |  | 0 | 0
8161 | COLETO0A | 1 | South | YES | -0.037849 | 633 | 200 | 633 | 0 | 1.03 | LIGCO | -1 | 0.11352 | 0 | 633 |  |  |  |  | -0.11352 | 0 |  |  |  |  | 0 | 0
8935 | FGNTS201 | 3 | South | YES | -0.039275 | 173 | 0 | 173 | 0 | 1.03 | CC | -1 | 0.11495 | 173 | 173 |  |  |  |  | -0.11495 | -19.8861 |  |  |  |  | 0 | 0
8934 | FGNTS101 | 2 | South | YES | -0.039275 | 147.9 | 0 | 147.9 | 0 | 1.03 | CC | -1 | 0.11495 | 147.9 | 147.9 |  |  |  |  | -0.11495 | -17.0009 |  |  |  |  | 0 | 0
8933 | FGNTS001 | 1 | South | YES | -0.039275 | 146.5 | 0 | 146.5 | 0 | 1.03 | CC | -1 | 0.11495 | 146.5 | 146.5 |  |  |  |  | -0.11495 | -16.84 |  |  |  |  | 0 | 0
8983 | HECN3 | 3 | South | YES | -0.039729 | 171.9 | 0 | 171.9 | 0 | 1.0304 | CC | -1 | 0.1154 | 171.9 | 171.9 |  |  |  |  | -0.1154 | -19.8377 |  |  |  |  | 0 | 0
8981 | HECN1 | 1 | South | YES | -0.039729 | 144.8 | 0 | 144.8 | 0 | 1.0304 | CC | -1 | 0.1154 | 144.8 | 144.8 |  |  |  |  | -0.1154 | -16.7103 |  |  |  |  | 0 | 0
8982 | HECN2 | 2 | South | YES | -0.039729 | 144.1 | 0 | 144.1 | 0 | 1.0304 | CC | -1 | 0.1154 | 144.1 | 144.1 |  |  |  |  | -0.1154 | -16.6295 |  |  |  |  | 0 | 0
8938 | MVGN#3 | 3 | South | YES | -0.03973 | 250.9 | 0 | 250.9 | 0 | 1.0304 | CC | -1 | 0.1154 | 250.9 | 250.9 |  |  |  |  | -0.1154 | -28.9548 |  |  |  |  | 0 | 0
8937 | MVGN#2 | 2 | South | YES | -0.03973 | 216.7 | 0 | 216.7 | 0 | 1.0304 | CC | -1 | 0.1154 | 216.7 | 216.7 |  |  |  |  | -0.1154 | -25.008 |  |  |  |  | 0 | 0
8936 | MVGN#1 | 1 | South | YES | -0.03973 | 216.6 | 0 | 216.6 | 0 | 1.0304 | CC | -1 | 0.1154 | 216.6 | 216.6 |  |  |  |  | -0.1154 | -24.9965 |  |  |  |  | 0 | 0
5935 | SI_RAY10 | 10 | South | YES | -0.039929 | 47 | 10 | 47 | 0 | 1.03 | CC | -1 | 0.1156 | 47 | 47 |  |  |  |  | -0.1156 | -5.4333 |  |  |  |  | 0 | 0
5932 | SI_RAY9 | 9 | South | YES | -0.039929 | 32 | 32 | 38 | 0 | 1.035 | CC | -1 | 0.1156 | 38 | 38 |  |  |  |  | -0.1156 | -4.3929 |  |  |  |  | 0 | 0
5933 | SI_RAY6 | 6 | South | YES | -0.039929 | 15.4 | 10 | 19.3 | 0 | 1.035 | GST | -1 | 0.1156 | 19.3 | 19.3 |  |  |  |  | -0.1156 | -2.2311 |  |  |  |  | 0 | 0
80003 | MILHWYS | F | South | YES | -0.039929 | 0 | 0 | 0 | 0 | 1.0168 | AVR | -1 | 0.1156 | 0 | 0 |  |  |  |  | -0.1156 | 0 |  |  |  |  | 0 | 0
80080 | GWINDT11A | 3 | South | YES | -0.040051 | 0 | 0 | 38 | 0 | 1.025 | Wind | -1 | 0.11572 | 0 | 38 |  |  |  |  | -0.11572 | 0 |  |  |  |  | 0 | 0
80080 | GWINDT11A | 4 | South | YES | -0.040051 | 3.8 | 0 | 19 | 0 | 1.025 | Wind | -1 | 0.11572 | 0 | 19 |  |  |  |  | -0.11572 | 0 |  |  |  |  | 0 | 0
80080 | GWINDT11A | 2 | South | YES | -0.040051 | 0 | 0 | 41 | 0 | 1.025 | Wind | -1 | 0.11572 | 0 | 41 |  |  |  |  | -0.11572 | 0 |  |  |  |  | 0 | 0
80080 | GWINDT11A | 1 | South | YES | -0.040051 | 28.2 | 0 | 94 | 0 | 1.025 | Wind | -1 | 0.11572 | 0 | 94 |  |  |  |  | -0.11572 | 0 |  |  |  |  | 0 | 0
80081 | GWINDT21A | 4 | South | YES | -0.040051 | 4.4 | 0 | 22 | 0 | 1.025 | Wind | -1 | 0.11572 | 0 | 22 |  |  |  |  | -0.11572 | 0 |  |  |  |  | 0 | 0
80081 | GWINDT21A | 1 | South | YES | -0.040051 | 28.2 | 0 | 94 | 0 | 1.025 | Wind | -1 | 0.11572 | 0 | 94 |  |  |  |  | -0.11572 | 0 |  |  |  |  | 0 | 0
80081 | GWINDT21A | 3 | South | YES | -0.040051 | 8.6 | 0 | 43 | 0 | 1.025 | Wind | -1 | 0.11572 | 0 | 43 |  |  |  |  | -0.11572 | 0 |  |  |  |  | 0 | 0
80081 | GWINDT21A | 2 | South | YES | -0.040051 | 7.2 | 0 | 36 | 0 | 1.025 | Wind | -1 | 0.11572 | 0 | 36 |  |  |  |  | -0.11572 | 0 |  |  |  |  | 0 | 0
80180 | PNSCALT11A | 2 | South | YES | -0.040051 | 10 | 0 | 50 | 0 | 1.025 | Wind | -1 | 0.11572 | 0 | 50 |  |  |  |  | -0.11572 | 0 |  |  |  |  | 0 | 0
80180 | PNSCALT11A | 1 | South | YES | -0.040051 | 43.8 | 0 | 148 | 0 | 1.025 | Wind | -1 | 0.11572 | 0 | 148 |  |  |  |  | -0.11572 | 0 |  |  |  |  | 0 | 0
80181 | PNSCALT21A | 2 | South | YES | -0.040051 | 10 | 0 | 50 | 0 | 1.025 | Wind | -1 | 0.11572 | 0 | 50 |  |  |  |  | -0.11572 | 0 |  |  |  |  | 0 | 0
80181 | PNSCALT21A | 1 | South | YES | -0.040051 | 16.5 | 0 | 55 | 0 | 1.025 | Wind | -1 | 0.11572 | 0 | 55 |  |  |  |  | -0.11572 | 0 |  |  |  |  | 0 | 0
8517 | CELANEBI0A | 1 | South | YES | -0.040107 | 29 | 0 | 29 | 0 | 1.02 | Cogen | -1 | 0.11578 | 0 | 0 |  |  |  |  | -0.11578 | 0 |  |  |  |  | 0 | 0
8461 | KOCH_UP0A | 1 | South | YES | -0.040465 | 38 | 0 | 38 | 0 | 1.012 | Cogen | -1 | 0.11614 | 0 | 0 |  |  |  |  | -0.11614 | 0 |  |  |  |  | 0 | 0
8511 | OXY_CC0A | 1 | South | YES | -0.040501 | 30.3 | 0 | 38 | 0 | 1.027 | Cogen | -1 | 0.11617 | 0 | 0 |  |  |  |  | -0.11617 | 0 |  |  |  |  | 0 | 0
8506 | VAL #1 | 1 | South | YES | -0.040567 | 20.9 | 0 | 25 | 0 | 1.0055 | Cogen | -1 | 0.11624 | 0 | 0 |  |  |  |  | -0.11624 | 0 |  |  |  |  | 0 | 0
8507 | VAL #2 | 2 | South | YES | -0.040567 | 20.9 | 0 | 25 | 0 | 1.0055 | Cogen | -1 | 0.11624 | 0 | 0 |  |  |  |  | -0.11624 | 0 |  |  |  |  | 0 | 0
80263 | B_DAVIS31A | 3 | South | YES | -0.040658 | 0 | 0 | 180 |  | 1.0366 | CC | -1 | 0.11633 | 180 | 180 |  |  |  |  | -0.11633 | -20.9397 |  |  |  |  | 0 | 0
80264 | B_DAVIS41A | 4 | South | YES | -0.040658 | 0 | 0 | 180 |  | 1.0366 | CC | -1 | 0.11633 | 180 | 180 |  |  |  |  | -0.11633 | -20.9397 |  |  |  |  | 0 | 0
8459 | B_DAVIS0B | MB | South | YES | -0.040658 | 0 | 50 | 339 |  | 1.03 | GSC | -1 | 0.11633 | 0 | 0 |  |  |  |  | -0.11633 | 0 |  |  |  |  | 0 | 0
8460 | B_DAVIS0A | MB | South | YES | -0.040658 | 0 | 50 | 340 |  | 1.03 | GSC | -1 | 0.11633 | 0 | 0 |  |  |  |  | -0.11633 | 0 |  |  |  |  | 0 | 0
8456 | COSW#1 | 1 | South | YES | -0.040759 | 20 | 0 | 20 | 0 | 1.027 | Cogen | -1 | 0.11643 | 0 | 0 |  |  |  |  | -0.11643 | 0 |  |  |  |  | 0 | 0
8457 | COSW#2 | 2 | South | YES | -0.040759 | 14 | 0 | 14 | 0 | 1.027 | Cogen | -1 | 0.11643 | 0 | 0 |  |  |  |  | -0.11643 | 0 |  |  |  |  | 0 | 0
8560 | CNOPGT1 | 1 | South | YES | -0.040809 | 148.3 | 0 | 148.3 | 0 | 1.03 | Cogen | -1 | 0.11648 | 0 | 0 |  |  |  |  | -0.11648 | 0 |  |  |  |  | 0 | 0
8561 | CNOPGT2 | 2 | South | YES | -0.040809 | 148.6 | 0 | 148.6 | 0 | 1.03 | Cogen | -1 | 0.11648 | 0 | 0 |  |  |  |  | -0.11648 | 0 |  |  |  |  | 0 | 0
8562 | CNOPST1 | 3 | South | YES | -0.040809 | 153 | 0 | 153 | 0 | 1.03 | Cogen | -1 | 0.11648 | 0 | 0 |  |  |  |  | -0.11648 | 0 |  |  |  |  | 0 | 0
8442 | NBEC7 | 7 | South | YES | -0.040819 | 0 | 81 | 367 |  | 1.0298 | GST | -1 | 0.11649 | 367 | 367 |  |  |  |  | -0.11649 | -42.7528 |  |  |  |  | 0 | 0
8442 | NBEC7 | MB | South | YES | -0.040819 | 0 | 81 | 367 |  | 1.0298 | GST | -1 | 0.11649 | 0 | 0 |  |  |  |  | -0.11649 | 0 |  |  |  |  | 0 | 0
8926 | LGE_GT10A | 1 | South | YES | -0.041703 | 158 | 0 | 158 | 0 | 1.03 | Cogen | -1 | 0.11738 | 0 | 0 |  |  |  |  | -0.11738 | 0 |  |  |  |  | 0 | 0
8927 | LGE_GT20A | 2 | South | YES | -0.041703 | 153 | 0 | 153 | 0 | 1.03 | Cogen | -1 | 0.11738 | 0 | 0 |  |  |  |  | -0.11738 | 0 |  |  |  |  | 0 | 0
8928 | LGE_STG0A | 3 | South | YES | -0.041703 | 100 | 0 | 100 | 0 | 1.03 | Cogen | -1 | 0.11738 | 0 | 0 |  |  |  |  | -0.11738 | 0 |  |  |  |  | 0 | 0
8930 | ICPGN10A | 1 | South | YES | -0.041703 | 149 | 0 | 149 | 0 | 1.03 | Cogen | -1 | 0.11738 | 0 | 0 |  |  |  |  | -0.11738 | 0 |  |  |  |  | 0 | 0
8931 | ICPGN20A | 2 | South | YES | -0.041703 | 150 | 0 | 150 | 0 | 1.03 | Cogen | -1 | 0.11738 | 0 | 0 |  |  |  |  | -0.11738 | 0 |  |  |  |  | 0 | 0
8932 | ICPGN30A | 3 | South | YES | -0.041703 | 127 | 0 | 127 | 0 | 1.03 | Cogen | -1 | 0.11738 | 0 | 0 |  |  |  |  | -0.11738 | 0 |  |  |  |  | 0 | 0
80223 | REYSHR G | 1 | South | YES | -0.041703 | 12 | 0 | 12 | 0 | 1.032 | Cogen | -1 | 0.11738 | 0 | 0 |  |  |  |  | -0.11738 | 0 |  |  |  |  | 0 | 0
8174 | VICEC61A | 6 | South | YES | -0.041991 | 188 | 42 | 188 | 0 | 1.025 | CC | -1 | 0.11766 | 188 | 188 |  |  |  |  | -0.11766 | -22.121 |  |  |  |  | 0 | 0
8173 | VICEC51A | 5 | South | YES | -0.041991 | 144 | 18 | 144 | 0 | 1.025 | CC | -1 | 0.11766 | 144 | 144 |  |  |  |  | -0.11766 | -16.9437 |  |  |  |  | 0 | 0
5512 | RAYBURNCC8 | 1 | South | YES | -0.042793 | 49.3 | 18.2 | 49.3 | 0 | 1.0296 | CC | -1 | 0.11847 | 49.3 | 49.3 |  |  |  |  | -0.11847 | -5.8404 |  |  |  |  | 0 | 0
5508 | RAYBURNCC9 | 1 | South | YES | -0.042793 | 47.7 | 18.2 | 47.7 | 0 | 1.0296 | CC | -1 | 0.11847 | 47.7 | 47.7 |  |  |  |  | -0.11847 | -5.6509 |  |  |  |  | 0 | 0
5511 | RAYBURNCC7 | 1 | South | YES | -0.042793 | 47.5 | 18.2 | 47.5 | 0 | 1.0296 | CC | -1 | 0.11847 | 47.5 | 47.5 |  |  |  |  | -0.11847 | -5.6272 |  |  |  |  | 0 | 0
5509 | RAYBURNCC10 | 1 | South | YES | -0.042793 | 37.3 | 5.2 | 37.3 | 0 | 1.0296 | CC | -1 | 0.11847 | 37.3 | 37.3 |  |  |  |  | -0.11847 | -4.4188 |  |  |  |  | 0 | 0
8066 | DUP1V#1 | 1 | South | YES | -0.042851 | 52.3 | 0 | 73 | 0 | 1.01 | Cogen | -1 | 0.11852 | 0 | 0 |  |  |  |  | -0.11852 | 0 |  |  |  |  | 0 | 0
5503 | RAYBURNGEN3 | 1 | South | YES | -0.043209 | 17.6 | 6 | 22 | 0 | 1.0224 | GST | -1 | 0.11888 | 22 | 22 |  |  |  |  | -0.11888 | -2.6154 |  |  |  |  | 0 | 0
5505 | RAYBURNGEN1 | 1 | South | YES | -0.043209 | 0 | 1 | 11 |  | 1.0223 | GGT | -1 | 0.11888 | 11 | 11 |  |  |  |  | -0.11888 | -1.3077 |  |  |  |  | 0 | 0
5506 | RAYBURNGEN2 | 1 | South | YES | -0.043209 | 0 | 1 | 11 |  | 1.0223 | GGT | -1 | 0.11888 | 11 | 11 |  |  |  |  | -0.11888 | -1.3077 |  |  |  |  | 0 | 0
80224 | VISTRONG1 | 1 | South | YES | -0.044313 | 13.1 | 0 | 15 | 0 | 1.01 | Cogen | -1 | 0.11999 | 0 | 0 |  |  |  |  | -0.11999 | 0 |  |  |  |  | 0 | 0
80225 | VISTRONG2 | 2 | South | YES | -0.044313 | 20.2 | 0 | 23 | 0 | 1.01 | Cogen | -1 | 0.11999 | 0 | 0 |  |  |  |  | -0.11999 | 0 |  |  |  |  | 0 | 0
80227 | AIRCO G | 1 | South | YES | -0.044829 | 7.2 | 0 | 8 | 0 | 1.0104 | Cogen | -1 | 0.1205 | 0 | 0 |  |  |  |  | -0.1205 | 0 |  |  |  |  | 0 | 0
8147 | UCAR #2 | 10 | South | YES | -0.04517 | 18.2 | 0 | 28 |  | 1 | Cogen | -1 | 0.12084 | 0 | 0 |  |  |  |  | -0.12084 | 0 |  |  |  |  | 0 | 0
8148 | UCAR #1 | 2 | South | YES | -0.04517 | 6.1 | 0 | 7 | 0 | 1.009 | Cogen | -1 | 0.12084 | 0 | 0 |  |  |  |  | -0.12084 | 0 |  |  |  |  | 0 | 0
80137 | CSDR89 | 9 | South | YES | -0.04517 | 15 | 0 | 15 | 0 | 1.003 | DCTie | -1 | 0.12084 | 0 | 0 |  |  |  |  | -0.12084 | 0 |  |  |  |  | 0 | 0
80137 | CSDR89 | 8 | South | YES | -0.04517 | 33.9 | 0 | 39 | 0 | 1.003 | DCTie | -1 | 0.12084 | 0 | 0 |  |  |  |  | -0.12084 | 0 |  |  |  |  | 0 | 0
80138 | CSDR7 | 7 | South | YES | -0.04517 | 6.1 | 0 | 7 | 0 | 1.014 | DCTie | -1 | 0.12084 | 0 | 0 |  |  |  |  | -0.12084 | 0 |  |  |  |  | 0 | 0
80139 | CSDR56 | 6 | South | YES | -0.04517 | 0 | 0 | 39 |  | 1.0033 | DCTie | -1 | 0.12084 | 0 | 0 |  |  |  |  | -0.12084 | 0 |  |  |  |  | 0 | 0
80139 | CSDR56 | 5 | South | YES | -0.04517 | 15 | 0 | 15 |  | 1.0033 | DCTie | -1 | 0.12084 | 0 | 0 |  |  |  |  | -0.12084 | 0 |  |  |  |  | 0 | 0
80140 | CSDR11 | 11 | South | YES | -0.04517 | 33.9 | 0 | 39 | 0 | 1.03 | DCTie | -1 | 0.12084 | 0 | 0 |  |  |  |  | -0.12084 | 0 |  |  |  |  | 0 | 0
39960 | TNTNPONE_18 | 1 | North | YES | 0.020056 | 152.3 | 30 | 152.3 |  | 1.04 | LIGCO | 1 | 0.1223 | 0 | 152.3 | 3.0545 | 152.3 |  |  | 0.1223 | 18.6268 |  |  |  |  | 0 | 0
39970 | TNTNPONE_28 | 1 | North | YES | 0.020056 | 153 | 30 | 153 |  | 1.04 | LIGCO | 1 | 0.1223 | 0 | 153 | 3.0686 | 153 |  |  | 0.1223 | 18.7124 |  |  |  |  | 0 | 0
80226 | ALCOA G | 1 | South | YES | -0.047338 | 32.3 | 5 | 48 | 0 | 1.015 | Cogen | -1 | 0.12301 | 0 | 0 |  |  |  |  | -0.12301 | 0 |  |  |  |  | 0 | 0
8134 | FOR #1 | 1 | South | YES | -0.047992 | 54.1 | 45 | 79 | 0 | 1 | Cogen | -1 | 0.12367 | 0 | 0 |  |  |  |  | -0.12367 | 0 |  |  |  |  | 0 | 0
8138 | FOR #2 | 2 | South | YES | -0.047992 | 63.1 | 45 | 81 | 0 | 1 | Cogen | -1 | 0.12367 | 0 | 0 |  |  |  |  | -0.12367 | 0 |  |  |  |  | 0 | 0
8153 | FOR #3 | 3 | South | YES | -0.047992 | 63.1 | 45 | 79.9 | 0 | 1 | Cogen | -1 | 0.12367 | 0 | 0 |  |  |  |  | -0.12367 | 0 |  |  |  |  | 0 | 0
8154 | FOR #4 | 4 | South | YES | -0.047992 | 63.1 | 60 | 80 | 0 | 1 | Cogen | -1 | 0.12367 | 0 | 0 |  |  |  |  | -0.12367 | 0 |  |  |  |  | 0 | 0
8155 | FOR #5 | 5 | South | YES | -0.047992 | 63.1 | 60 | 78.4 | 0 | 1 | Cogen | -1 | 0.12367 | 0 | 0 |  |  |  |  | -0.12367 | 0 |  |  |  |  | 0 | 0
8156 | FOR #6 | 6 | South | YES | -0.047992 | 24.9 | 5 | 25 | 0 | 1 | Cogen | -1 | 0.12367 | 0 | 0 |  |  |  |  | -0.12367 | 0 |  |  |  |  | 0 | 0
8157 | FOR #7 | 7 | South | YES | -0.047992 | 28.8 | 5 | 46 | 0 | 1 | Cogen | -1 | 0.12367 | 0 | 0 |  |  |  |  | -0.12367 | 0 |  |  |  |  | 0 | 0
80051 | FOR #8 | 8 | South | YES | -0.047992 | 28 | 28 | 28 |  | 1 | Cogen | -1 | 0.12367 | 0 | 0 |  |  |  |  | -0.12367 | 0 |  |  |  |  | 0 | 0
80052 | FOR #9 | 9 | South | YES | -0.047992 | 29.7 | 5 | 43.6 | 0 | 1 | Cogen | -1 | 0.12367 | 0 | 0 |  |  |  |  | -0.12367 | 0 |  |  |  |  | 0 | 0
80053 | FOR #10 | 10 | South | YES | -0.047992 | 68.4 | 45 | 75 | 0 | 1 | Cogen | -1 | 0.12367 | 0 | 0 |  |  |  |  | -0.12367 | 0 |  |  |  |  | 0 | 0
5911 | STP_GN1___1 | 1 | Houston | YES | -0.071083 | 1333 | 1249 | 1333 | 0 | 1.0406 | Nuc | -1 | 0.14676 | 0 | 0 |  |  | 0 | 0 | -0.14676 | 0 |  |  |  |  | 0 | 0
5912 | STP_GN2___2 | 2 | Houston | YES | -0.071083 | 1332 | 1249 | 1332 | 0 | 1.0406 | Nuc | -1 | 0.14676 | 0 | 0 |  |  | 0 | 0 | -0.14676 | 0 |  |  |  |  | 0 | 0
48733 | CBE_ST12 | 1 | Houston | YES | -0.071889 | 105 | 0 | 105 | 0 | 1.029 | CC | -1 | 0.14756 | 105 | 105 |  |  | -7.5483 | 105 | -0.14756 | -15.4941 |  |  |  |  | 0 | 0
48736 | CBE_ST34 | 1 | Houston | YES | -0.071889 | 105 | 0 | 105 | 0 | 1.029 | CC | -1 | 0.14756 | 105 | 105 |  |  | -7.5483 | 105 | -0.14756 | -15.4941 |  |  |  |  | 0 | 0
48731 | CBE_GT1 | 1 | Houston | YES | -0.071889 | 76 | 0 | 76 | 0 | 1.029 | CC | -1 | 0.14756 | 76 | 76 |  |  | -5.4636 | 76 | -0.14756 | -11.2148 |  |  |  |  | 0 | 0
48732 | CBE_GT2 | 1 | Houston | YES | -0.071889 | 76 | 0 | 76 | 0 | 1.029 | CC | -1 | 0.14756 | 76 | 76 |  |  | -5.4636 | 76 | -0.14756 | -11.2148 |  |  |  |  | 0 | 0
48734 | CBE_GT3 | 1 | Houston | YES | -0.071889 | 76 | 0 | 76 | 0 | 1.029 | CC | -1 | 0.14756 | 76 | 76 |  |  | -5.4636 | 76 | -0.14756 | -11.2148 |  |  |  |  | 0 | 0
48735 | CBE_GT4 | 1 | Houston | YES | -0.071889 | 76 | 0 | 76 | 0 | 1.029 | CC | -1 | 0.14756 | 76 | 76 |  |  | -5.4636 | 76 | -0.14756 | -11.2148 |  |  |  |  | 0 | 0
48911 | TGF_GT1_8000 | 1 | Houston | YES | -0.074546 | 69.2 | 0 | 69.2 |  | 1.029 | Cogen | -1 | 0.15022 | 0 | 0 |  |  | 0 | 0 | -0.15022 | 0 |  |  |  |  | 0 | 0
49851 | DOW17000 | 37 | Houston | YES | -0.082752 | 39 | 0 | 62 | 0 | 1 | Cogen | -1 | 0.15843 | 0 | 0 |  |  | 0 | 0 | -0.15843 | 0 |  |  |  |  | 0 | 0
49858 | DOW38100 | 31 | Houston | YES | -0.082752 | 45 | 0 | 71.4 |  | 1 | Cogen | -1 | 0.15843 | 0 | 0 |  |  | 0 | 0 | -0.15843 | 0 |  |  |  |  | 0 | 0
49859 | DOW38200 | 33 | Houston | YES | -0.082752 | 28 | 0 | 45 | 0 | 1 | Cogen | -1 | 0.15843 | 0 | 0 |  |  | 0 | 0 | -0.15843 | 0 |  |  |  |  | 0 | 0
49860 | DOW38300 | 32 | Houston | YES | -0.082752 | 63 | 0 | 101 |  | 1 | Cogen | -1 | 0.15843 | 0 | 0 |  |  | 0 | 0 | -0.15843 | 0 |  |  |  |  | 0 | 0
49862 | DOW39100 | 36 | Houston | YES | -0.082752 | 54 | 0 | 86 | 0 | 1 | Cogen | -1 | 0.15843 | 0 | 0 |  |  | 0 | 0 | -0.15843 | 0 |  |  |  |  | 0 | 0
49863 | DOW39200 | 35 | Houston | YES | -0.082752 | 55 | 0 | 88 | 0 | 1 | Cogen | -1 | 0.15843 | 0 | 0 |  |  | 0 | 0 | -0.15843 | 0 |  |  |  |  | 0 | 0
49865 | DOW41000 | 41 | Houston | YES | -0.082752 | 31 | 0 | 50 |  | 1 | Cogen | -1 | 0.15843 | 0 | 0 |  |  | 0 | 0 | -0.15843 | 0 |  |  |  |  | 0 | 0
49866 | DOW42000 | 42 | Houston | YES | -0.082752 | 11 | 0 | 18 |  | 1 | Cogen | -1 | 0.15843 | 0 | 0 |  |  | 0 | 0 | -0.15843 | 0 |  |  |  |  | 0 | 0
49869 | DOW49000 | 45 | Houston | YES | -0.082752 | 59 | 0 | 94 |  | 1 | Cogen | -1 | 0.15843 | 0 | 0 |  |  | 0 | 0 | -0.15843 | 0 |  |  |  |  | 0 | 0
49870 | DOW61000 | 61 | Houston | YES | -0.082752 | 44 | 0 | 70 | 0 | 1 | Cogen | -1 | 0.15843 | 0 | 0 |  |  | 0 | 0 | -0.15843 | 0 |  |  |  |  | 0 | 0
49871 | DOW62000 | 62 | Houston | YES | -0.082752 | 40 | 0 | 63 | 0 | 1 | Cogen | -1 | 0.15843 | 0 | 0 |  |  | 0 | 0 | -0.15843 | 0 |  |  |  |  | 0 | 0
49872 | DOW63000 | 63 | Houston | YES | -0.082752 | 45 | 0 | 72 | 0 | 1 | Cogen | -1 | 0.15843 | 0 | 0 |  |  | 0 | 0 | -0.15843 | 0 |  |  |  |  | 0 | 0
49873 | DOW64000 | 64 | Houston | YES | -0.082752 | 41 | 0 | 64.8 | 0 | 1 | Cogen | -1 | 0.15843 | 0 | 0 |  |  | 0 | 0 | -0.15843 | 0 |  |  |  |  | 0 | 0
49876 | DOW65000 | 65 | Houston | YES | -0.082752 | 63 | 0 | 101 | 0 | 1 | Cogen | -1 | 0.15843 | 0 | 0 |  |  | 0 | 0 | -0.15843 | 0 |  |  |  |  | 0 | 0
49877 | DOW66000 | 66 | Houston | YES | -0.082752 | 61 | 0 | 97 | 0 | 1 | Cogen | -1 | 0.15843 | 0 | 0 |  |  | 0 | 0 | -0.15843 | 0 |  |  |  |  | 0 | 0
49878 | DOW67000 | 67 | Houston | YES | -0.082752 | 65 | 0 | 103 | 0 | 1 | Cogen | -1 | 0.15843 | 0 | 0 |  |  | 0 | 0 | -0.15843 | 0 |  |  |  |  | 0 | 0
49882 | DOW81000 | 81 | Houston | YES | -0.082752 | 47 | 0 | 76 | 0 | 1 | Cogen | -1 | 0.15843 | 0 | 0 |  |  | 0 | 0 | -0.15843 | 0 |  |  |  |  | 0 | 0
49884 | DOW82000 | 82 | Houston | YES | -0.082752 | 51 | 0 | 80 | 0 | 1 | Cogen | -1 | 0.15843 | 0 | 0 |  |  | 0 | 0 | -0.15843 | 0 |  |  |  |  | 0 | 0
49885 | DOW83000 | 83 | Houston | YES | -0.082752 | 51 | 0 | 80 | 0 | 1 | Cogen | -1 | 0.15843 | 0 | 0 |  |  | 0 | 0 | -0.15843 | 0 |  |  |  |  | 0 | 0
49886 | DOW84000 | 84 | Houston | YES | -0.082752 | 107 | 0 | 171 | 0 | 0.98 | Cogen | -1 | 0.15843 | 0 | 0 |  |  | 0 | 0 | -0.15843 | 0 |  |  |  |  | 0 | 0
48520 | BSF_GT1_8070 | 1 | Houston | YES | -0.085077 | 72 | 0 | 72 | 0 | 1.0326 | Cogen | -1 | 0.16075 | 0 | 0 |  |  | 0 | 0 | -0.16075 | 0 |  |  |  |  | 0 | 0
48520 | BSF_GT1_8070 | 2 | Houston | YES | -0.085077 | 10 | 0 | 10 | 0 | 1.0326 | Cogen | -1 | 0.16075 | 0 | 0 |  |  | 0 | 0 | -0.16075 | 0 |  |  |  |  | 0 | 0
39760 | TNSCLP1___8 | 1 | Houston | YES | -0.086913 | 93.4 | 20 | 116.8 | 0 | 1.04 | Cogen | -1 | 0.16259 | 0 | 0 |  |  | 0 | 0 | -0.16259 | 0 |  |  |  |  | 0 | 0
39770 | TNSCLP2___8 | 1 | Houston | YES | -0.086913 | 91.6 | 20 | 114.5 | 0 | 1.04 | Cogen | -1 | 0.16259 | 0 | 0 |  |  | 0 | 0 | -0.16259 | 0 |  |  |  |  | 0 | 0
39775 | TNSCLP4___8 | 1 | Houston | YES | -0.086913 | 95.2 | 20 | 119 | 0 | 1.04 | Cogen | -1 | 0.16259 | 0 | 0 |  |  | 0 | 0 | -0.16259 | 0 |  |  |  |  | 0 | 0
39790 | TNSCLP3___8 | 1 | Houston | YES | -0.086913 | 87.6 | 20 | 109.5 | 0 | 1.027 | Cogen | -1 | 0.16259 | 0 | 0 |  |  | 0 | 0 | -0.16259 | 0 |  |  |  |  | 0 | 0
60202 | FRNDDRCS | F | West | YES | 0.064916 | 0 | 0 | 0 | 0 | 0.9985 | AVR | 1 | 0.16716 | 0 | 0 |  |  |  |  | 0.16716 | 0 |  |  |  |  | 0 | 0
48926 | WAP_GN6_6 | 6 | Houston | YES | -0.091968 | 651 | 280 | 651 |  | 1.035 | LIGCO | -1 | 0.16764 | 0 | 651 |  |  | 0 | 0 | -0.16764 | 0 |  |  |  |  | 0 | 0
48927 | WAP_GN7_7 | 7 | Houston | YES | -0.091968 | 564 | 277 | 564 |  | 1.035 | LIGCO | -1 | 0.16764 | 0 | 564 |  |  | 0 | 0 | -0.16764 | 0 |  |  |  |  | 0 | 0
48928 | WAP_GN8_8 | 8 | Houston | YES | -0.091968 | 603 | 275 | 603 |  | 1.035 | LIGCO | -1 | 0.16764 | 0 | 603 |  |  | 0 | 0 | -0.16764 | 0 |  |  |  |  | 0 | 0
48523 | BVE_ST1_GN1 | 3 | Houston | YES | -0.09203 | 252.4 | 0 | 252.4 |  | 1.035 | CC | -1 | 0.1677 | 252.4 | 252.4 |  |  | -23.2284 | 252.4 | -0.1677 | -42.3284 |  |  |  |  | 0 | 0
48521 | BVE_GT1_GT1 | 1 | Houston | YES | -0.09203 | 167.7 | 0 | 167.7 |  | 1.035 | CC | -1 | 0.1677 | 167.7 | 167.7 |  |  | -15.4334 | 167.7 | -0.1677 | -28.1239 |  |  |  |  | 0 | 0
48522 | BVE_GT2_5035 | 2 | Houston | YES | -0.09203 | 166.4 | 0 | 166.4 |  | 1.035 | CC | -1 | 0.1677 | 166.4 | 166.4 |  |  | -15.3138 | 166.4 | -0.1677 | -27.9059 |  |  |  |  | 0 | 0
48730 | MNS_GT | 1 | Houston | YES | -0.093573 | 43 | 0 | 46.1 |  | 1.029 | Cogen | -1 | 0.16925 | 0 | 0 |  |  | 0 | 0 | -0.16925 | 0 |  |  |  |  | 0 | 0
48924 | WAP_GN4_4 | 4 | Houston | YES | -0.094144 | 546 | 217 | 546 | 0 | 1.0362 | GSC | -1 | 0.16982 | 546 | 546 |  |  | -51.4026 | 546 | -0.16982 | -92.7205 |  |  |  |  | 0 | 0
48923 | WAP_GN3_3 | 3 | Houston | YES | -0.094144 | 198.4 | 93 | 248 | 0 | 1.0362 | GST | -1 | 0.16982 | 248 | 248 |  |  | -23.3477 | 248 | -0.16982 | -42.1148 |  |  |  |  | 0 | 0
48921 | WAP_GN1_1 | 1 | Houston | YES | -0.094144 | 132.8 | 37 | 166 | 0 | 1.0362 | GST | -1 | 0.16982 | 166 | 166 |  |  | -15.6279 | 166 | -0.16982 | -28.1897 |  |  |  |  | 0 | 0
48922 | WAP_GN2_2 | 2 | Houston | YES | -0.094144 | 132.8 | 37 | 166 | 0 | 1.0362 | GST | -1 | 0.16982 | 166 | 166 |  |  | -15.6279 | 166 | -0.16982 | -28.1897 |  |  |  |  | 0 | 0
48929 | WAPGT21_GT1 | B1 | Houston | YES | -0.094144 | 0 | 0 | 13 |  | 1.05 | GGT | -1 | 0.16982 | 13 | 13 |  |  | -1.2239 | 13 | -0.16982 | -2.2076 |  |  |  |  | 0 | 0
48925 | WAP_GN5_5 | 5 | Houston | YES | -0.094144 | 589.6 | 278 | 654 | 0 | 0.985 | LIGCO | -1 | 0.16982 | 0 | 654 |  |  | 0 | 0 | -0.16982 | 0 |  |  |  |  | 0 | 0
48510 | AK_GT1__8040 | 1 | Houston | YES | -0.094597 | 33.4 | 8.1 | 34 |  | 1.029 | Cogen | -1 | 0.17027 | 0 | 0 |  |  | 0 | 0 | -0.17027 | 0 |  |  |  |  | 0 | 0
60018 | DSKY1 | 1 | West | YES | 0.072078 | 21 | 0 | 84 | 0 | 1.023 | Wind | 1 | 0.17433 | 0 | 84 |  |  |  |  | 0.17433 | 14.6433 |  |  |  |  | 0 | 0
60000 | DSKY2 | 1 | West | YES | 0.072201 | 19.1 | 0 | 76.5 |  | 1.039 | Wind | 1 | 0.17445 | 0 | 76.5 |  |  |  |  | 0.17445 | 13.3453 |  |  |  |  | 0 | 0
38580 | TNBP_CGN1_8 | 1 | Houston | YES | -0.099086 | 70.8 | 0 | 70.8 | 0 | 1.005 | Cogen | -1 | 0.17476 | 0 | 0 |  |  | 0 | 0 | -0.17476 | 0 |  |  |  |  | 0 | 0
38590 | TNBP_CGN2_8 | 2 | Houston | YES | -0.099086 | 66.7 | 0 | 66.7 | 0 | 1.005 | Cogen | -1 | 0.17476 | 0 | 0 |  |  | 0 | 0 | -0.17476 | 0 |  |  |  |  | 0 | 0
38600 | TNBP_CGN3_8 | 5 | Houston | YES | -0.099086 | 53 | 0 | 53 | 0 | 1.005 | Cogen | -1 | 0.17476 | 0 | 0 |  |  | 0 | 0 | -0.17476 | 0 |  |  |  |  | 0 | 0
38611 | TNBPAMCG1_8 | 1 | Houston | YES | -0.099086 | 153.2 | 0 | 153.2 | 0 | 1.005 | Cogen | -1 | 0.17476 | 0 | 0 |  |  | 0 | 0 | -0.17476 | 0 |  |  |  |  | 0 | 0
38612 | TNBPAMCG2_8 | 2 | Houston | YES | -0.099086 | 153.5 | 0 | 153.5 | 0 | 1.005 | Cogen | -1 | 0.17476 | 0 | 0 |  |  | 0 | 0 | -0.17476 | 0 |  |  |  |  | 0 | 0
38613 | TNBPAMCG3_8 | 3 | Houston | YES | -0.099086 | 152.3 | 0 | 152.3 | 0 | 1.005 | Cogen | -1 | 0.17476 | 0 | 0 |  |  | 0 | 0 | -0.17476 | 0 |  |  |  |  | 0 | 0
38614 | TNBPAMCG4_8 | 4 | Houston | YES | -0.099086 | 96 | 0 | 96 |  | 1.005 | Cogen | -1 | 0.17476 | 0 | 0 |  |  | 0 | 0 | -0.17476 | 0 |  |  |  |  | 0 | 0
38615 | TNBPAMCG5_8 | 1 | Houston | YES | -0.099086 | 244 | 0 | 244 | 0 | 1.005 | Cogen | -1 | 0.17476 | 0 | 0 |  |  | 0 | 0 | -0.17476 | 0 |  |  |  |  | 0 | 0
38690 | TNBP_CGN4_8 | 3 | Houston | YES | -0.099086 | 40 | 0 | 40 |  | 1.005 | Cogen | -1 | 0.17476 | 0 | 0 |  |  | 0 | 0 | -0.17476 | 0 |  |  |  |  | 0 | 0
38711 | TNTXCTY1CG8 | 1 | Houston | YES | -0.099086 | 100.3 | 59 | 100.3 | 0 | 1 | Cogen | -1 | 0.17476 | 0 | 0 |  |  | 0 | 0 | -0.17476 | 0 |  |  |  |  | 0 | 0
38712 | TNTXCTY2CG8 | 1 | Houston | YES | -0.099086 | 92.9 | 59 | 92.9 | 0 | 1 | Cogen | -1 | 0.17476 | 0 | 0 |  |  | 0 | 0 | -0.17476 | 0 |  |  |  |  | 0 | 0
38713 | TNTXCTY3CG8 | 1 | Houston | YES | -0.099086 | 102.7 | 59 | 102.7 | 0 | 1 | Cogen | -1 | 0.17476 | 0 | 0 |  |  | 0 | 0 | -0.17476 | 0 |  |  |  |  | 0 | 0
38714 | TNTXCTY4CG8 | 1 | Houston | YES | -0.099086 | 103 | 59 | 103 | 0 | 1 | Cogen | -1 | 0.17476 | 0 | 0 |  |  | 0 | 0 | -0.17476 | 0 |  |  |  |  | 0 | 0
39470 | TNDOWCGNSG8 | 1 | Houston | YES | -0.099086 | 32 | 10 | 32 | 0 | 0.985 | Cogen | -1 | 0.17476 | 0 | 0 |  |  | 0 | 0 | -0.17476 | 0 |  |  |  |  | 0 | 0
39480 | TNDOWCGNGG8 | 1 | Houston | YES | -0.099086 | 30 | 10 | 30 | 0 | 0.985 | Cogen | -1 | 0.17476 | 0 | 0 |  |  | 0 | 0 | -0.17476 | 0 |  |  |  |  | 0 | 0
60017 | ORNNWP1 | 1 | West | YES | 0.07254 | 20 | 0 | 80 |  | 1.027 | Wind | 1 | 0.17479 | 0 | 80 |  |  |  |  | 0.17479 | 13.983 |  |  |  |  | 0 | 0
38437 | TNSRBNMESA9 | 1 | West | YES | 0.073911 | 37.5 | 0 | 150 | 0 | 1.02 | Wind | 1 | 0.17616 | 0 | 150 |  |  |  |  | 0.17616 | 26.4237 |  |  |  |  | 0 | 0
38332 | TNWDWRDU2_8 | 1 | West | YES | 0.07395 | 20 | 0 | 80 | 0 | 1.0232 | Wind | 1 | 0.1762 | 0 | 80 |  |  |  |  | 0.1762 | 14.0958 |  |  |  |  | 0 | 0
60016 | WOODWRD11A | 1 | West | YES | 0.073959 | 20 | 0 | 80 |  | 1.033 | Wind | 1 | 0.17621 | 0 | 80 |  |  |  |  | 0.17621 | 14.0965 |  |  |  |  | 0 | 0
60005 | KING_SE1A | 1 | West | YES | 0.074007 | 10 | 0 | 40 |  | 1.035 | Wind | 1 | 0.17625 | 0 | 40 |  |  |  |  | 0.17625 | 7.0502 |  |  |  |  | 0 | 0
6016 | SWMESA | 1 | West | YES | 0.074007 | 18.8 | 0 | 75 |  | 1.03 | Wind | 1 | 0.17625 | 0 | 75 |  |  |  |  | 0.17625 | 13.2191 |  |  |  |  | 0 | 0
60003 | KING_NE1A | 1 | West | YES | 0.074007 | 20 | 0 | 80 |  | 1.03 | Wind | 1 | 0.17625 | 0 | 80 |  |  |  |  | 0.17625 | 14.1003 |  |  |  |  | 0 | 0
60201 | RIO DRCS | F | West | YES | 0.074081 | 0 | 0 | 0 | 0 | 1.025 | AVR | 1 | 0.17633 | 0 | 0 |  |  |  |  | 0.17633 | 0 |  |  |  |  | 0 | 0
60007 | KING_SW1A | 1 | West | YES | 0.074266 | 20 | 0 | 80 |  | 1.03 | Wind | 1 | 0.17651 | 0 | 80 |  |  |  |  | 0.17651 | 14.1211 |  |  |  |  | 0 | 0
60019 | KING_NW1A | 1 | West | YES | 0.074266 | 20 | 0 | 80 |  | 1.03 | Wind | 1 | 0.17651 | 0 | 80 |  |  |  |  | 0.17651 | 14.1211 |  |  |  |  | 0 | 0
48772 | PHR_GN2_2 | MB | Houston | YES | -0.10119 | 0 | 72 | 459 |  | 1.0362 | GSC | -1 | 0.17686 | 0 | 0 |  |  | 0 | 0 | -0.17686 | 0 |  |  |  |  | 0 | 0
48561 | CTL_GT2_8130 | 1 | Houston | YES | -0.10263 | 73.5 | 30.3 | 91.9 |  | 1.0362 | Cogen | -1 | 0.1783 | 0 | 0 |  |  | 0 | 0 | -0.1783 | 0 |  |  |  |  | 0 | 0
48562 | CTL_GT3_8135 | 2 | Houston | YES | -0.10263 | 70.1 | 30.3 | 87.6 |  | 1.0362 | Cogen | -1 | 0.1783 | 0 | 0 |  |  | 0 | 0 | -0.1783 | 0 |  |  |  |  | 0 | 0
48563 | CTL_GT4_8140 | 3 | Houston | YES | -0.10263 | 69.6 | 30.3 | 87 |  | 1.0362 | Cogen | -1 | 0.1783 | 0 | 0 |  |  | 0 | 0 | -0.1783 | 0 |  |  |  |  | 0 | 0
48564 | CTL_GN1_8145 | 4 | Houston | YES | -0.10263 | 43.6 | 12.9 | 54.5 |  | 1.0362 | Cogen | -1 | 0.1783 | 0 | 0 |  |  | 0 | 0 | -0.1783 | 0 |  |  |  |  | 0 | 0
48565 | CTL_GN2_8155 | 5 | Houston | YES | -0.10263 | 9.8 | 3.4 | 12.2 |  | 1.0362 | Cogen | -1 | 0.1783 | 0 | 0 |  |  | 0 | 0 | -0.1783 | 0 |  |  |  |  | 0 | 0
48531 | BYU_GT1_8075 | 1 | Houston | YES | -0.1032 | 65 | 0 | 65 |  | 1.0362 | Cogen | -1 | 0.17887 | 0 | 0 |  |  | 0 | 0 | -0.17887 | 0 |  |  |  |  | 0 | 0
48532 | BYU_GT2_8055 | 2 | Houston | YES | -0.1032 | 62 | 0 | 62 |  | 1.0362 | Cogen | -1 | 0.17887 | 0 | 0 |  |  | 0 | 0 | -0.17887 | 0 |  |  |  |  | 0 | 0
48533 | BYU_GT3_8060 | 3 | Houston | YES | -0.1032 | 67 | 0 | 67 |  | 1.0362 | Cogen | -1 | 0.17887 | 0 | 0 |  |  | 0 | 0 | -0.17887 | 0 |  |  |  |  | 0 | 0
48534 | BYU_GT4_8065 | 4 | Houston | YES | -0.1032 | 65 | 0 | 65 |  | 1.0362 | Cogen | -1 | 0.17887 | 0 | 0 |  |  | 0 | 0 | -0.17887 | 0 |  |  |  |  | 0 | 0
48693 | GBY_83841065 | E | Houston | YES | -0.10324 | 45.6 | 20 | 57 | 0 | 1.0362 | GGT | -1 | 0.17891 | 57 | 57 |  |  | -5.8845 | 57 | -0.17891 | -10.1979 |  |  |  |  | 0 | 0
48692 | GBY_81821075 | D | Houston | YES | -0.10324 | 44 | 20 | 55 | 0 | 1.0362 | GGT | -1 | 0.17891 | 55 | 55 |  |  | -5.678 | 55 | -0.17891 | -9.84 |  |  |  |  | 0 | 0
48693 | GBY_83841065 | F | Houston | YES | -0.10324 | 43.2 | 20 | 54 | 0 | 1.0362 | GGT | -1 | 0.17891 | 54 | 54 |  |  | -5.5747 | 54 | -0.17891 | -9.6611 |  |  |  |  | 0 | 0
48691 | GBY_73741085 | B | Houston | YES | -0.10324 | 37.6 | 20 | 47 | 0 | 1.0362 | GGT | -1 | 0.17891 | 47 | 47 |  |  | -4.8521 | 47 | -0.17891 | -8.4088 |  |  |  |  | 0 | 0
48691 | GBY_73741085 | A | Houston | YES | -0.10324 | 37.6 | 20 | 47 | 0 | 1.0362 | GGT | -1 | 0.17891 | 47 | 47 |  |  | -4.8521 | 47 | -0.17891 | -8.4088 |  |  |  |  | 0 | 0
48692 | GBY_81821075 | C | Houston | YES | -0.10324 | 37.6 | 20 | 47 | 0 | 1.0362 | GGT | -1 | 0.17891 | 47 | 47 |  |  | -4.8521 | 47 | -0.17891 | -8.4088 |  |  |  |  | 0 | 0
3416 | LAKE_CRK1_G | 1 | North | YES | 0.076689 | 60 | 33 | 75 |  | 1.029 | GST | 1 | 0.17894 | 75 | 75 | 5.7517 | 75 |  |  | 0.17894 | 13.4202 |  |  |  |  | 0 | 0
3417 | LAKE_CRK2_G | 2 | North | YES | 0.076689 | 177.6 | 40 | 222 | 0 | 1.029 | GST | 1 | 0.17894 | 222 | 222 | 17.025 | 222 |  |  | 0.17894 | 39.7238 |  |  |  |  | 0 | 0
48841 | SJS_GT1_GT1 | 1 | Houston | YES | -0.10425 | 62.4 | 49 | 78 | 0 | 1.0362 | Cogen | -1 | 0.17992 | 0 | 0 |  |  | 0 | 0 | -0.17992 | 0 |  |  |  |  | 0 | 0
48842 | SJS_GT2_GT2 | 2 | Houston | YES | -0.10425 | 64.8 | 49 | 81 | 0 | 1.0362 | Cogen | -1 | 0.17992 | 0 | 0 |  |  | 0 | 0 | -0.17992 | 0 |  |  |  |  | 0 | 0
1349 | WESTXWIN_1G | 1 | West | YES | 0.078001 | 1.3 | 0 | 6.6 |  | 1.014 | Wind | 1 | 0.18025 | 0 | 6.6 |  |  |  |  | 0.18025 | 1.1896 |  |  |  |  | 0 | 0
1350 | NWPWRG1_1G | 1 | West | YES | 0.078001 | 6.9 | 1 | 34.3 |  | 1.014 | Wind | 1 | 0.18025 | 0 | 34.3 |  |  |  |  | 0.18025 | 6.1825 |  |  |  |  | 0 | 0
48645 | DPEC_ST55065 | 5 | Houston | YES | -0.10459 | 282 | 0 | 282 | 0 | 1.0319 | CC | -1 | 0.18026 | 282 | 282 |  |  | -29.4944 | 282 | -0.18026 | -50.8344 |  |  |  |  | 0 | 0
48641 | DPEC_GT15040 | 1 | Houston | YES | -0.10459 | 163.2 | 98 | 163.2 | 0 | 1.0319 | CC | -1 | 0.18026 | 163.2 | 163.2 |  |  | -17.0691 | 163.2 | -0.18026 | -29.419 |  |  |  |  | 0 | 0
48643 | DPEC_GT35010 | 3 | Houston | YES | -0.10459 | 157.5 | 98 | 157.5 | 0 | 1.0319 | CC | -1 | 0.18026 | 157.5 | 157.5 |  |  | -16.4729 | 157.5 | -0.18026 | -28.3915 |  |  |  |  | 0 | 0
48642 | DPEC_GT25025 | 2 | Houston | YES | -0.10459 | 157.1 | 98 | 157.1 | 0 | 1.0319 | CC | -1 | 0.18026 | 157.1 | 157.1 |  |  | -16.4311 | 157.1 | -0.18026 | -28.3194 |  |  |  |  | 0 | 0
48644 | DPEC_GT45070 | 4 | Houston | YES | -0.10459 | 157 | 98 | 157 | 0 | 1.0319 | CC | -1 | 0.18026 | 157 | 157 |  |  | -16.4206 | 157 | -0.18026 | -28.3014 |  |  |  |  | 0 | 0
48761 | PR_GT1__9040 | 1 | Houston | YES | -0.10473 | 26 | 0 | 35 |  | 1 | Cogen | -1 | 0.1804 | 0 | 0 |  |  | 0 | 0 | -0.1804 | 0 |  |  |  |  | 0 | 0
1002 | PBCTAGE_1G | A | West | YES | 0.078243 | 64 | 64 | 66 | 0 | 1.036 | GGT | 1 | 0.18049 | 66 | 66 |  |  |  |  | 0.18049 | 11.9124 |  |  |  |  | 0 | 0
1003 | PBCTBGE_2G | B | West | YES | 0.078243 | 65 | 65 | 66 | 0 | 1.036 | GGT | 1 | 0.18049 | 66 | 66 |  |  |  |  | 0.18049 | 11.9124 |  |  |  |  | 0 | 0
1004 | PBCTCGE_3G | C | West | YES | 0.078243 | 62 | 62 | 67 | 0 | 1.036 | GGT | 1 | 0.18049 | 67 | 67 |  |  |  |  | 0.18049 | 12.0928 |  |  |  |  | 0 | 0
1006 | PBCTEGE_5G | E | West | YES | 0.078243 | 65 | 65 | 67 | 0 | 1.036 | GGT | 1 | 0.18049 | 67 | 67 |  |  |  |  | 0.18049 | 12.0928 |  |  |  |  | 0 | 0
1005 | PBCTDGE_4G | D | West | YES | 0.078243 | 65 | 65 | 68 | 0 | 1.036 | GGT | 1 | 0.18049 | 68 | 68 |  |  |  |  | 0.18049 | 12.2733 |  |  |  |  | 0 | 0
1007 | PB5GEN_6G | 5 | West | YES | 0.078243 | 91.2 | 40 | 114 | 0 | 1.036 | GST | 1 | 0.18049 | 114 | 114 |  |  |  |  | 0.18049 | 20.5759 |  |  |  |  | 0 | 0
1008 | PB6GEN_7G | 6 | West | YES | 0.078243 | 515 | 130 | 515 | 0 | 1.036 | GST | 1 | 0.18049 | 515 | 515 |  |  |  |  | 0.18049 | 92.9525 |  |  |  |  | 0 | 0
60057 | CALLAHAN1A | 1 | West | YES | 0.078281 | 22.8 | 0 | 114 | 0 | 1.04 | Wind | 1 | 0.18053 | 0 | 114 |  |  |  |  | 0.18053 | 20.5802 |  |  |  |  | 0 | 0
7038 | L_DELAWA1_1Y | 2 | West | YES | 0.078285 | 3 | 0 | 30 | 0 | 1 | Wind | 1 | 0.18053 | 0 | 30 |  |  |  |  | 0.18053 | 5.416 |  |  |  |  | 0 | 0
7038 | L_DELAWA1_1Y | 1 | West | YES | 0.078285 | 3.5 | 0 | 35 | 0 | 1 | Wind | 1 | 0.18053 | 0 | 35 |  |  |  |  | 0.18053 | 6.3186 |  |  |  |  | 0 | 0
11147 | NOTREES_1G | 1 | West | YES | 0.078365 | 29.8 | 0 | 149 | 0 | 1.017 | Wind | 1 | 0.18061 | 0 | 149 |  |  |  |  | 0.18061 | 26.9112 |  |  |  |  | 0 | 0
76091 | L_DIVIDE1_1N | W1 | West | YES | 0.078407 | 22.5 | 0 | 112.5 |  | 1.02 | Wind | 1 | 0.18065 | 0 | 112.5 |  |  |  |  | 0.18065 | 20.3236 |  |  |  |  | 0 | 0
76095 | L_CAPRSI1_1N | W1 | West | YES | 0.078407 | 29.9 | 0 | 149.5 | 0 | 1.02 | Wind | 1 | 0.18065 | 0 | 149.5 |  |  |  |  | 0.18065 | 27.0078 |  |  |  |  | 0 | 0
76096 | L_CAPRSI1_2N | W1 | West | YES | 0.078407 | 37.2 | 0 | 186 | 0 | 1.02 | Wind | 1 | 0.18065 | 0 | 186 |  |  |  |  | 0.18065 | 33.6017 |  |  |  |  | 0 | 0
76097 | L_CAPRGE1_1N | W1 | West | YES | 0.078407 | 42.9 | 0 | 214.5 | 0 | 1.02 | Wind | 1 | 0.18065 | 0 | 214.5 |  |  |  |  | 0.18065 | 38.7503 |  |  |  |  | 0 | 0
48855 | SRB_GT211035 | B1 | Houston | YES | -0.10503 | 0 | 0 | 18 |  | 1.014 | GGT | -1 | 0.1807 | 18 | 18 |  |  | -1.8905 | 18 | -0.1807 | -3.2526 |  |  |  |  | 0 | 0
48855 | SRB_GT211035 | B2 | Houston | YES | -0.10503 | 0 | 0 | 12 |  | 1.014 | GGT | -1 | 0.1807 | 12 | 12 |  |  | -1.2603 | 12 | -0.1807 | -2.1684 |  |  |  |  | 0 | 0
48852 | SRB_GN2_2 | 2 | Houston | YES | -0.10504 | 140.8 | 26 | 176 | 0 | 1.0217 | GST | -1 | 0.18072 | 176 | 176 |  |  | -18.4877 | 176 | -0.18072 | -31.8063 |  |  |  |  | 0 | 0
48551 | CAL_GT1_8045 | 1 | Houston | YES | -0.10506 | 149 | 0 | 149 | 0 | 1.0326 | Cogen | -1 | 0.18073 | 0 | 0 |  |  | 0 | 0 | -0.18073 | 0 |  |  |  |  | 0 | 0
48552 | CAL_ST1_8000 | 2 | Houston | YES | -0.10506 | 65.1 | 0 | 65.1 | 0 | 1.0326 | Cogen | -1 | 0.18073 | 0 | 0 |  |  | 0 | 0 | -0.18073 | 0 |  |  |  |  | 0 | 0
48851 | SRB_GN1_1 | 1 | Houston | YES | -0.10507 | 132 | 26 | 165 | 0 | 1.0217 | GST | -1 | 0.18074 | 165 | 165 |  |  | -17.3357 | 165 | -0.18074 | -29.8219 |  |  |  |  | 0 | 0
48740 | PSG_GN2_8050 | 1 | Houston | YES | -0.10513 | 182 | 60 | 182 | 0 | 1.0326 | Cogen | -1 | 0.1808 | 0 | 0 |  |  | 0 | 0 | -0.1808 | 0 |  |  |  |  | 0 | 0
48741 | PSG_GT2_8040 | 1 | Houston | YES | -0.10513 | 158.6 | 50 | 158.6 | 0 | 1.0326 | Cogen | -1 | 0.1808 | 0 | 0 |  |  | 0 | 0 | -0.1808 | 0 |  |  |  |  | 0 | 0
48742 | PSG_GT3_8060 | 1 | Houston | YES | -0.10513 | 157 | 50 | 157 | 0 | 1.0326 | Cogen | -1 | 0.1808 | 0 | 0 |  |  | 0 | 0 | -0.1808 | 0 |  |  |  |  | 0 | 0
48853 | SRB_GN3_3 | 3 | Houston | YES | -0.10514 | 170.4 | 35 | 213 |  | 1.0326 | GST | -1 | 0.18081 | 213 | 213 |  |  | -22.3948 | 213 | -0.18081 | -38.5133 |  |  |  |  | 0 | 0
48845 | SOL_GT1 | 1 | Houston | YES | -0.10514 | 16.2 | 15.4 | 16.2 |  | 1.0326 | Solar | -1 | 0.18082 | 16.2 | 16.2 |  |  | -1.7033 | 16.2 | -0.18082 | -2.9292 |  |  |  |  | 0 | 0
48611 | DIB_GT1_8080 | 1 | Houston | YES | -0.10514 | 64 | 0 | 64 | 0 | 1.0326 | Cogen | -1 | 0.18082 | 0 | 0 |  |  | 0 | 0 | -0.18082 | 0 |  |  |  |  | 0 | 0
48612 | DIB_GT2_8075 | 2 | Houston | YES | -0.10514 | 63.2 | 0 | 63.2 | 0 | 1.0326 | Cogen | -1 | 0.18082 | 0 | 0 |  |  | 0 | 0 | -0.18082 | 0 |  |  |  |  | 0 | 0
48613 | DIB_ST1_8085 | 3 | Houston | YES | -0.10514 | 67.9 | 30 | 82.6 | 0 | 1.0326 | Cogen | -1 | 0.18082 | 0 | 0 |  |  | 0 | 0 | -0.18082 | 0 |  |  |  |  | 0 | 0
48614 | DIB_GT3_8090 | 4 | Houston | YES | -0.10514 | 73.6 | 15 | 73.6 | 0 | 1.0326 | Cogen | -1 | 0.18082 | 0 | 0 |  |  | 0 | 0 | -0.18082 | 0 |  |  |  |  | 0 | 0
48854 | SRB_GN4_4 | 4 | Houston | YES | -0.10515 | 182.4 | 35 | 228 | 0 | 1.0326 | GST | -1 | 0.18082 | 228 | 228 |  |  | -23.9733 | 228 | -0.18082 | -41.2269 |  |  |  |  | 0 | 0
76031 | L_GASCCR1_1N | W1 | West | YES | 0.078608 | 30 | 0 | 150 | 0 | 1.02 | Wind | 1 | 0.18086 | 0 | 150 |  |  |  |  | 0.18086 | 27.1283 |  |  |  |  | 0 | 0
253 | BOSQUESW804 | 2 | North | YES | 0.078737 | 80 | 0 | 80 | 0 | 1.032 | CC | 1 | 0.18098 | 80 | 80 | 6.299 | 80 |  |  | 0.18098 | 14.4787 |  |  |  |  | 0 | 0
251 | BOSQUESW803 | 2 | North | YES | 0.078737 | 150 | 0 | 150 | 0 | 1.032 | CC | 1 | 0.18098 | 150 | 150 | 11.8105 | 150 |  |  | 0.18098 | 27.1476 |  |  |  |  | 0 | 0
1320 | BSP 1 | 1 | West | YES | 0.078758 | 25.5 | 2.9 | 25.8 | 0 | 1 | Cogen | 1 | 0.18101 | 0 | 0 |  |  |  |  | 0.18101 | 0 |  |  |  |  | 0 | 0
1326 | STANTONW_8 | 1 | West | YES | 0.078821 | 20.1 | 0 | 100.5 |  | 1.01 | Wind | 1 | 0.18107 | 0 | 100.5 |  |  |  |  | 0.18107 | 18.1974 |  |  |  |  | 0 | 0
11022 | TIEHVCG_2G | 1 | West | YES | 0.078844 | 132.4 | 103 | 132.4 | 0 | 1.012 | CC | 1 | 0.18109 | 132.4 | 132.4 |  |  |  |  | 0.18109 | 23.9765 |  |  |  |  | 0 | 0
11023 | TIEHVCG_3G | 1 | West | YES | 0.078844 | 137.4 | 103 | 137.4 | 0 | 1.012 | CC | 1 | 0.18109 | 137.4 | 137.4 |  |  |  |  | 0.18109 | 24.8819 |  |  |  |  | 0 | 0
11021 | TIEHVCG_1G | 1 | West | YES | 0.078844 | 142.1 | 103 | 142.1 | 0 | 1.012 | CC | 1 | 0.18109 | 142.1 | 142.1 |  |  |  |  | 0.18109 | 25.7331 |  |  |  |  | 0 | 0
11024 | TIEHVCG_4G | 1 | West | YES | 0.078844 | 147 | 103 | 147 | 0 | 1.012 | CC | 1 | 0.18109 | 147 | 147 |  |  |  |  | 0.18109 | 26.6204 |  |  |  |  | 0 | 0
11020 | TIEHVSG_1G | 1 | West | YES | 0.078844 | 208.2 | 63 | 208.2 | 0 | 1.012 | CC | 1 | 0.18109 | 208.2 | 208.2 |  |  |  |  | 0.18109 | 37.7032 |  |  |  |  | 0 | 0
11025 | TIEHVSG_2G | 1 | West | YES | 0.078844 | 213.2 | 63 | 213.2 | 0 | 1.012 | CC | 1 | 0.18109 | 213.2 | 213.2 |  |  |  |  | 0.18109 | 38.6086 |  |  |  |  | 0 | 0
11001 | NAV1CT | 1 | West | YES | 0.078851 | 70.4 | 18 | 70.4 | 0 | 1.029 | CC | 1 | 0.1811 | 70.4 | 70.4 |  |  |  |  | 0.1811 | 12.7493 |  |  |  |  | 0 | 0
11009 | NAV2CT | 1 | West | YES | 0.078851 | 71.4 | 18 | 71.4 | 0 | 1.029 | CC | 1 | 0.1811 | 71.4 | 71.4 |  |  |  |  | 0.1811 | 12.9304 |  |  |  |  | 0 | 0
11012 | NAV4CT | 1 | West | YES | 0.078851 | 80 | 18 | 80 | 0 | 1.029 | CC | 1 | 0.1811 | 80 | 80 |  |  |  |  | 0.1811 | 14.4879 |  |  |  |  | 0 | 0
11013 | NAV5CT | 1 | West | YES | 0.078851 | 80 | 18 | 80 | 0 | 1.029 | CC | 1 | 0.1811 | 80 | 80 |  |  |  |  | 0.1811 | 14.4879 |  |  |  |  | 0 | 0
11011 | NAV3ST | 1 | West | YES | 0.078851 | 92.8 | 40 | 92.8 | 0 | 1.029 | CC | 1 | 0.1811 | 92.8 | 92.8 |  |  |  |  | 0.1811 | 16.8059 |  |  |  |  | 0 | 0
11014 | NAV6ST | 1 | West | YES | 0.078851 | 115 | 40 | 115 | 0 | 1.029 | CC | 1 | 0.1811 | 115 | 115 |  |  |  |  | 0.1811 | 20.8263 |  |  |  |  | 0 | 0
1328 | OCOTILLO_1G | 1 | West | YES | 0.078893 | 11.6 | 0 | 58 |  | 1.01 | Wind | 1 | 0.18114 | 0 | 58 |  |  |  |  | 0.18114 | 10.5061 |  |  |  |  | 0 | 0
48820 | SHELLG1_3015 | 1 | Houston | YES | -0.10551 | 71 | 34.5 | 71 |  | 1.029 | Cogen | -1 | 0.18119 | 0 | 0 |  |  | 0 | 0 | -0.18119 | 0 |  |  |  |  | 0 | 0
48821 | SHELLG2 | 2 | Houston | YES | -0.10551 | 72 | 34.5 | 72 |  | 1.029 | Cogen | -1 | 0.18119 | 0 | 0 |  |  | 0 | 0 | -0.18119 | 0 |  |  |  |  | 0 | 0
48822 | SHELLG3_3020 | 2 | Houston | YES | -0.10551 | 30 | 0 | 30 |  | 1.029 | Cogen | -1 | 0.18119 | 0 | 0 |  |  | 0 | 0 | -0.18119 | 0 |  |  |  |  | 0 | 0
48822 | SHELLG3_3020 | 1 | Houston | YES | -0.10551 | 39 | 0 | 39 |  | 1.029 | Cogen | -1 | 0.18119 | 0 | 0 |  |  | 0 | 0 | -0.18119 | 0 |  |  |  |  | 0 | 0
1333 | MCDDONAL_8 | 1 | West | YES | 0.078999 | 42.8 | 0 | 214.2 |  | 1.01 | Wind | 1 | 0.18125 | 0 | 214.2 |  |  |  |  | 0.18125 | 38.8229 |  |  |  |  | 0 | 0
1327 | WILDHRSE_1G | 1 | West | YES | 0.07913 | 0 | 0 | 120 |  | 1 | Wind | 1 | 0.18138 | 0 | 120 |  |  |  |  | 0.18138 | 21.7653 |  |  |  |  | 0 | 0
1360 | GUNSIGHT_8 | 1 | West | YES | 0.079152 | 0 | 0 | 120 |  | 1.01 | Wind | 1 | 0.1814 | 0 | 120 |  |  |  |  | 0.1814 | 21.7679 |  |  |  |  | 0 | 0
48500 | APD_GT1_8005 | 1 | Houston | YES | -0.10583 | 137.6 | 54.6 | 137.6 | 0 | 1.0362 | Cogen | -1 | 0.18151 | 0 | 0 |  |  | 0 | 0 | -0.18151 | 0 |  |  |  |  | 0 | 0
11320 | COYOTE_1G | 1 | West | YES | 0.079311 | 22.5 | 0 | 225 |  | 1 | Wind | 1 | 0.18156 | 0 | 225 |  |  |  |  | 0.18156 | 40.8506 |  |  |  |  | 0 | 0
11309 | BULLCREK_2G | 1 | West | YES | 0.07935 | 20.9 | 0 | 180 |  | 1 | Wind | 1 | 0.1816 | 0 | 180 |  |  |  |  | 0.1816 | 32.6875 |  |  |  |  | 0 | 0
11310 | BULLCREK_1G | 1 | West | YES | 0.07935 | 15.1 | 0 | 180 |  | 1 | Wind | 1 | 0.1816 | 0 | 180 |  |  |  |  | 0.1816 | 32.6875 |  |  |  |  | 0 | 0
1045 | CALENG1G_1G | 1 | West | YES | 0.079352 | 73.4 | 27 | 73.4 | 0 | 1.014 | Cogen | 1 | 0.1816 | 0 | 0 |  |  |  |  | 0.1816 | 0 |  |  |  |  | 0 | 0
1046 | CALENG2G_2G | 2 | West | YES | 0.079352 | 73.4 | 27 | 73.4 | 0 | 1.014 | Cogen | 1 | 0.1816 | 0 | 0 |  |  |  |  | 0.1816 | 0 |  |  |  |  | 0 | 0
1047 | CALENG3G_3G | 3 | West | YES | 0.079352 | 70.4 | 27 | 70.4 | 0 | 1.014 | Cogen | 1 | 0.1816 | 0 | 0 |  |  |  |  | 0.1816 | 0 |  |  |  |  | 0 | 0
48874 | THW_ST4_ST_4 | 4 | Houston | YES | -0.106 | 108 | 19 | 108 | 0 | 1.0435 | CC | -1 | 0.18167 | 108 | 108 |  |  | -11.4478 | 108 | -0.18167 | -19.6205 |  |  |  |  | 0 | 0
48873 | THW_ST3_ST_3 | 3 | Houston | YES | -0.106 | 107 | 19 | 107 | 0 | 1.0435 | CC | -1 | 0.18167 | 107 | 107 |  |  | -11.3418 | 107 | -0.18167 | -19.4389 |  |  |  |  | 0 | 0
48881 | THW_4344 | G | Houston | YES | -0.106 | 58 | 5 | 58 | 0 | 1.0435 | CC | -1 | 0.18167 | 58 | 58 |  |  | -6.1479 | 58 | -0.18167 | -10.537 |  |  |  |  | 0 | 0
48881 | THW_4344 | H | Houston | YES | -0.106 | 58 | 5 | 58 | 0 | 1.0435 | CC | -1 | 0.18167 | 58 | 58 |  |  | -6.1479 | 58 | -0.18167 | -10.537 |  |  |  |  | 0 | 0
48877 | THW_3334 | D | Houston | YES | -0.106 | 57 | 5 | 57 | 0 | 1.0435 | CC | -1 | 0.18167 | 57 | 57 |  |  | -6.0419 | 57 | -0.18167 | -10.3553 |  |  |  |  | 0 | 0
48879 | THW_4142 | E | Houston | YES | -0.106 | 56 | 5 | 56 | 0 | 1.0435 | CC | -1 | 0.18167 | 56 | 56 |  |  | -5.9359 | 56 | -0.18167 | -10.1736 |  |  |  |  | 0 | 0
48875 | THW_3132 | A | Houston | YES | -0.106 | 55 | 5 | 55 | 0 | 1.0435 | CC | -1 | 0.18167 | 55 | 55 |  |  | -5.8299 | 55 | -0.18167 | -9.9919 |  |  |  |  | 0 | 0
48877 | THW_3334 | C | Houston | YES | -0.106 | 55 | 5 | 55 | 0 | 1.0435 | CC | -1 | 0.18167 | 55 | 55 |  |  | -5.8299 | 55 | -0.18167 | -9.9919 |  |  |  |  | 0 | 0
48879 | THW_4142 | F | Houston | YES | -0.106 | 55 | 5 | 55 | 0 | 1.0435 | CC | -1 | 0.18167 | 55 | 55 |  |  | -5.8299 | 55 | -0.18167 | -9.9919 |  |  |  |  | 0 | 0
48875 | THW_3132 | B | Houston | YES | -0.106 | 53 | 5 | 53 | 0 | 1.0435 | CC | -1 | 0.18167 | 53 | 53 |  |  | -5.6179 | 53 | -0.18167 | -9.6286 |  |  |  |  | 0 | 0
11065 | ELBOWCK_1G | 1 | West | YES | 0.079469 | 23.4 | 0 | 121.9 | 0 | 1 | Wind | 1 | 0.18172 | 0 | 121.9 |  |  |  |  | 0.18172 | 22.1512 |  |  |  |  | 0 | 0
1058 | LONGSHORE_5 | 1 | West | YES | 0.079469 | 30 | 0 | 150 |  | 1.01 | Wind | 1 | 0.18172 | 0 | 150 |  |  |  |  | 0.18172 | 27.2574 |  |  |  |  | 0 | 0
1058 | LONGSHORE_5 | 2 | West | YES | 0.079469 | 44 | 0 | 220 |  | 1.01 | Wind | 1 | 0.18172 | 0 | 220 |  |  |  |  | 0.18172 | 39.9776 |  |  |  |  | 0 | 0
48593 | CHE_GT1_8015 | 1 | Houston | YES | -0.10604 | 173 | 50 | 173 | 0 | 1.0362 | Cogen | -1 | 0.18172 | 0 | 0 |  |  | 0 | 0 | -0.18172 | 0 |  |  |  |  | 0 | 0
48594 | CHE_GN4_8025 | 4 | Houston | YES | -0.10604 | 142 | 60 | 142 | 0 | 1.0362 | Cogen | -1 | 0.18172 | 0 | 0 |  |  | 0 | 0 | -0.18172 | 0 |  |  |  |  | 0 | 0
244 | WHITNYDM01 | 1 | North | YES | 0.079499 | 15 | 0 | 15 | 0 | 1.035 | Hydro | 1 | 0.18175 | 0 | 0 | 0 | 0 |  |  | 0.18175 | 0 |  |  |  |  | 0 | 0
245 | WHITNYDM02 | 2 | North | YES | 0.079499 | 15 | 0 | 15 | 0 | 1.035 | Hydro | 1 | 0.18175 | 0 | 0 | 0 | 0 |  |  | 0.18175 | 0 |  |  |  |  | 0 | 0
60072 | HHOLLOW41A | 1 | West | YES | 0.079535 | 23 | 0 | 115 | 0 | 1.025 | Wind | 1 | 0.18178 | 0 | 115 |  |  |  |  | 0.18178 | 20.905 |  |  |  |  | 0 | 0
60058 | BUFF_GAP1A | 1 | West | YES | 0.079535 | 24 | 0 | 120 |  | 1 | Wind | 1 | 0.18178 | 0 | 120 |  |  |  |  | 0.18178 | 21.8139 |  |  |  |  | 0 | 0
60063 | BUFF_GAP1B | 1 | West | YES | 0.079535 | 34 | 0 | 170.2 | 0 | 1.02 | Wind | 1 | 0.18178 | 0 | 170.2 |  |  |  |  | 0.18178 | 30.9393 |  |  |  |  | 0 | 0
60068 | HHOLLOW21A | 1 | West | YES | 0.079535 | 36.8 | 0 | 184 | 0 | 1.025 | Wind | 1 | 0.18178 | 0 | 184 |  |  |  |  | 0.18178 | 33.4479 |  |  |  |  | 0 | 0
60066 | H_HOLLOW1A | 1 | West | YES | 0.079535 | 44.4 | 0 | 222 | 0 | 1.005 | Wind | 1 | 0.18178 | 0 | 222 |  |  |  |  | 0.18178 | 40.3556 |  |  |  |  | 0 | 0
60070 | HHOLLOW31A | 1 | West | YES | 0.079535 | 44.8 | 0 | 224 | 0 | 1.025 | Wind | 1 | 0.18178 | 0 | 224 |  |  |  |  | 0.18178 | 40.7192 |  |  |  |  | 0 | 0
60060 | CIRELLO | 1 | West | YES | 0.079535 | 46.6 | 0 | 233 | 0 | 1 | Wind | 1 | 0.18178 | 0 | 233 |  |  |  |  | 0.18178 | 42.3553 |  |  |  |  | 0 | 0
1044 | MRGNFG_6G | F | West | YES | 0.079547 | 66 | 66 | 66 | 0 | 1.029 | GGT | 1 | 0.18179 | 66 | 66 |  |  |  |  | 0.18179 | 11.9984 |  |  |  |  | 0 | 0
1042 | MRGNDG_4G | D | West | YES | 0.079547 | 68 | 68 | 68 | 0 | 1.029 | GGT | 1 | 0.18179 | 68 | 68 |  |  |  |  | 0.18179 | 12.362 |  |  |  |  | 0 | 0
1039 | MRGNAG_1G | A | West | YES | 0.079547 | 69 | 69 | 69 | 0 | 1.029 | GGT | 1 | 0.18179 | 69 | 69 |  |  |  |  | 0.18179 | 12.5438 |  |  |  |  | 0 | 0
1041 | MRGNCG_3G | C | West | YES | 0.079547 | 69 | 69 | 70 | 0 | 1.029 | GGT | 1 | 0.18179 | 70 | 70 |  |  |  |  | 0.18179 | 12.7256 |  |  |  |  | 0 | 0
1043 | MRGNEG_5G | E | West | YES | 0.079547 | 68 | 68 | 70 | 0 | 1.029 | GGT | 1 | 0.18179 | 70 | 70 |  |  |  |  | 0.18179 | 12.7256 |  |  |  |  | 0 | 0
1040 | MRGNBG_2G | B | West | YES | 0.079547 | 70 | 70 | 71 | 0 | 1.029 | GGT | 1 | 0.18179 | 71 | 71 |  |  |  |  | 0.18179 | 12.9074 |  |  |  |  | 0 | 0
1037 | MORGAN5G_5G | 5 | West | YES | 0.079547 | 109.6 | 40 | 137 | 0 | 1.029 | GST | 1 | 0.18179 | 137 | 137 |  |  |  |  | 0.18179 | 24.9058 |  |  |  |  | 0 | 0
6637 | SNYDERW1A | 1 | West | YES | 0.079573 | 12.6 | 0 | 63 | 0 | 1.025 | Wind | 1 | 0.18182 | 0 | 63 |  |  |  |  | 0.18182 | 11.4547 |  |  |  |  | 0 | 0
48511 | LPE_GT1_8070 | 1 | Houston | YES | -0.10615 | 42 | 0 | 42 | 0 | 1.0362 | GGT | -1 | 0.18183 | 42 | 42 |  |  | -4.4584 | 42 | -0.18183 | -7.6367 |  |  |  |  | 0 | 0
48512 | LPE_GT2_8075 | 2 | Houston | YES | -0.10615 | 42 | 0 | 42 | 0 | 1.0362 | GGT | -1 | 0.18183 | 42 | 42 |  |  | -4.4584 | 42 | -0.18183 | -7.6367 |  |  |  |  | 0 | 0
48513 | LPE_GT3_8080 | 3 | Houston | YES | -0.10615 | 39 | 0 | 39 | 0 | 1.0362 | GGT | -1 | 0.18183 | 39 | 39 |  |  | -4.14 | 39 | -0.18183 | -7.0912 |  |  |  |  | 0 | 0
48514 | LPE_GT4_8085 | 4 | Houston | YES | -0.10615 | 39 | 0 | 39 | 0 | 1.0362 | GGT | -1 | 0.18183 | 39 | 39 |  |  | -4.14 | 39 | -0.18183 | -7.0912 |  |  |  |  | 0 | 0
1073 | SCURRYCW_2G | 2 | West | YES | 0.079612 | 24 | 0 | 120 | 0 | 1.0217 | Wind | 1 | 0.18186 | 0 | 120 |  |  |  |  | 0.18186 | 21.8231 |  |  |  |  | 0 | 0
1068 | SCURRYCW_1G | 1 | West | YES | 0.079612 | 28.2 | 1.3 | 141 | 0 | 1.0217 | Wind | 1 | 0.18186 | 0 | 141 |  |  |  |  | 0.18186 | 25.6421 |  |  |  |  | 0 | 0
1069 | KINDERMG_1G | 1 | West | YES | 0.079619 | 25 | 5 | 25 | 0 | 1.017 | Cogen | 1 | 0.18187 | 0 | 0 |  |  |  |  | 0.18187 | 0 |  |  |  |  | 0 | 0
1070 | KINDERMG_2G | 1 | West | YES | 0.079619 | 45.7 | 12 | 45.7 | 0 | 1.017 | Cogen | 1 | 0.18187 | 0 | 0 |  |  |  |  | 0.18187 | 0 |  |  |  |  | 0 | 0
1071 | KINDERMG_3G | 1 | West | YES | 0.079619 | 45.7 | 12 | 45.7 | 0 | 1.017 | Cogen | 1 | 0.18187 | 0 | 0 |  |  |  |  | 0.18187 | 0 |  |  |  |  | 0 | 0
1062 | CIELOGEN_2G | 1 | West | YES | 0.079619 | 12.2 | 0 | 61 |  | 1 | Wind | 1 | 0.18187 | 0 | 61 |  |  |  |  | 0.18187 | 11.0938 |  |  |  |  | 0 | 0
1061 | CIELOGEN_1G | 1 | West | YES | 0.079619 | 19.8 | 0 | 99 |  | 1 | Wind | 1 | 0.18187 | 0 | 99 |  |  |  |  | 0.18187 | 18.0048 |  |  |  |  | 0 | 0
36998 | RDCNYNG1 | 1 | West | YES | 0.079725 | 16.8 | 0 | 84 |  | 1.01 | Wind | 1 | 0.18197 | 0 | 84 |  |  |  |  | 0.18197 | 15.2857 |  |  |  |  | 0 | 0
1354 | AEPWIND_8 | 1 | West | YES | 0.079831 | 20.2 | 0 | 101 |  | 1 | Wind | 1 | 0.18208 | 0 | 101 |  |  |  |  | 0.18208 | 18.3899 |  |  |  |  | 0 | 0
1343 | TRENTIPP_8 | 1 | West | YES | 0.079831 | 30 | 0 | 150 |  | 1.014 | Wind | 1 | 0.18208 | 0 | 150 |  |  |  |  | 0.18208 | 27.3117 |  |  |  |  | 0 | 0
6407 | TURKTRAK1A | 1 | West | YES | 0.079987 | 33.9 | 0 | 169.5 | 0 | 1.025 | Wind | 1 | 0.18223 | 0 | 169.5 |  |  |  |  | 0.18223 | 30.8887 |  |  |  |  | 0 | 0
239 | BOSQUESW502 | 1 | North | YES | 0.080036 | 119.2 | 0 | 149 | 0 | 1.02 | GGT | 1 | 0.18228 | 149 | 149 | 11.9254 | 149 |  |  | 0.18228 | 27.1602 |  |  |  |  | 0 | 0
247 | BOSQUESW501 | 2 | North | YES | 0.080036 | 124.8 | 0 | 156 | 0 | 1.02 | GGT | 1 | 0.18228 | 156 | 156 | 12.4856 | 156 |  |  | 0.18228 | 28.4362 |  |  |  |  | 0 | 0
238 | BOSQUESW505 | 1 | North | YES | 0.080036 | 255 | 0 | 255 | 0 | 1.02 | CC | 1 | 0.18228 | 255 | 255 | 20.4092 | 255 |  |  | 0.18228 | 46.4822 |  |  |  |  | 0 | 0
71051 | L_BITTCR1_1N | W1 | West | YES | 0.080149 | 7.5 | 0 | 37.5 |  | 1.02 | Wind | 1 | 0.1824 | 0 | 37.5 |  |  |  |  | 0.1824 | 6.8399 |  |  |  |  | 0 | 0
71061 | L_SWEETW1_5N | W1 | West | YES | 0.080149 | 16.1 | 0 | 80.5 | 0 | 1.02 | Wind | 1 | 0.1824 | 0 | 80.5 |  |  |  |  | 0.1824 | 14.6829 |  |  |  |  | 0 | 0
71060 | L_SWEETW1_4N | W1 | West | YES | 0.080149 | 21 | 0 | 105 | 0 | 1.02 | Wind | 1 | 0.1824 | 0 | 105 |  |  |  |  | 0.1824 | 19.1516 |  |  |  |  | 0 | 0
71054 | L_SWEETW1_1N | W1 | West | YES | 0.080149 | 21.5 | 0 | 107.5 |  | 1.02 | Wind | 1 | 0.1824 | 0 | 107.5 |  |  |  |  | 0.1824 | 19.6076 |  |  |  |  | 0 | 0
71059 | L_SWEETW1_3N | W1 | West | YES | 0.080149 | 23.8 | 0 | 119 | 0 | 1.02 | Wind | 1 | 0.1824 | 0 | 119 |  |  |  |  | 0.1824 | 21.7051 |  |  |  |  | 0 | 0
71057 | L_SWEETW1_2N | W1 | West | YES | 0.080149 | 27 | 0 | 135 |  | 1.02 | Wind | 1 | 0.1824 | 0 | 135 |  |  |  |  | 0.1824 | 24.6235 |  |  |  |  | 0 | 0
11057 | CHAMPION_1G | 1 | West | YES | 0.080171 | 25.3 | 0 | 126.5 |  | 1 | Wind | 1 | 0.18242 | 0 | 126.5 |  |  |  |  | 0.18242 | 23.0759 |  |  |  |  | 0 | 0
11059 | INADALE_1G | 1 | West | YES | 0.080171 | 39.4 | 0 | 197 |  | 1 | Wind | 1 | 0.18242 | 0 | 197 |  |  |  |  | 0.18242 | 35.9364 |  |  |  |  | 0 | 0
11056 | ROSCOE_1G | 1 | West | YES | 0.080171 | 41.8 | 0 | 209 |  | 1 | Wind | 1 | 0.18242 | 0 | 209 |  |  |  |  | 0.18242 | 38.1254 |  |  |  |  | 0 | 0
11058 | PYRON_1G | 1 | West | YES | 0.080171 | 49.8 | 0 | 249 |  | 1 | Wind | 1 | 0.18242 | 0 | 249 |  |  |  |  | 0.18242 | 45.4221 |  |  |  |  | 0 | 0
6144 | MCADOO1A | 1 | West | YES | 0.080189 | 15 | 0 | 150 | 0 | 1.025 | Wind | 1 | 0.18244 | 0 | 150 |  |  |  |  | 0.18244 | 27.3654 |  |  |  |  | 0 | 0
1416 | SWETWATR_1G | 1 | West | YES | 0.080443 | 30 | 18 | 30 | 0 | 1.026 | CC | 1 | 0.18269 | 30 | 30 |  |  |  |  | 0.18269 | 5.4807 |  |  |  |  | 0 | 0
1419 | SWETWATR_4G | 4 | West | YES | 0.080443 | 61 | 36 | 61 | 0 | 1.026 | CC | 1 | 0.18269 | 61 | 61 |  |  |  |  | 0.18269 | 11.1441 |  |  |  |  | 0 | 0
1418 | SWETWATR_3G | 3 | West | YES | 0.080443 | 68 | 36 | 68 | 0 | 1.026 | CC | 1 | 0.18269 | 68 | 68 |  |  |  |  | 0.18269 | 12.4229 |  |  |  |  | 0 | 0
1417 | SWETWATR_2G | 2 | West | YES | 0.080443 | 72 | 36 | 72 | 0 | 1.026 | CC | 1 | 0.18269 | 72 | 72 |  |  |  |  | 0.18269 | 13.1537 |  |  |  |  | 0 | 0
48883 | THW_GT1_GT_1 | B2 | Houston | YES | -0.10721 | 0 | 0 | 12 |  | 1.043 | GGT | -1 | 0.18288 | 12 | 12 |  |  | -1.2865 | 12 | -0.18288 | -2.1946 |  |  |  |  | 0 | 0
60081 | WHRLWIND1A | 1 | West | YES | 0.080783 | 12 | 0 | 60 | 0 | 1.03 | Wind | 1 | 0.18303 | 0 | 60 |  |  |  |  | 0.18303 | 10.9818 |  |  |  |  | 0 | 0
48582 | CBY_GN2_2 | 2 | Houston | YES | -0.10762 | 596.8 | 110 | 746 | 0 | 1.0435 | GSC | -1 | 0.1833 | 746 | 746 |  |  | -80.2868 | 746 | -0.1833 | -136.7394 |  |  |  |  | 0 | 0
3403 | THOUSE_1G | 1 | North | YES | 0.081394 | 563 | 200 | 563 | 0 | 1.012 | GSC | 1 | 0.18364 | 563 | 563 | 45.8248 | 563 |  |  | 0.18364 | 103.39 |  |  |  |  | 0 | 0
3404 | THOUSE_2G | 2 | North | YES | 0.081394 | 807 | 250 | 807 | 0 | 1.012 | GSC | 1 | 0.18364 | 807 | 807 | 65.685 | 807 |  |  | 0.18364 | 148.1985 |  |  |  |  | 0 | 0
49803 | EXN_15GT | 1 | Houston | YES | -0.10803 | 33 | 8.3 | 34 |  | 1.0326 | Cogen | -1 | 0.1837 | 0 | 0 |  |  | 0 | 0 | -0.1837 | 0 |  |  |  |  | 0 | 0
49804 | EXN_16GT | 2 | Houston | YES | -0.10803 | 32 | 8.3 | 34.7 |  | 1.0326 | Cogen | -1 | 0.1837 | 0 | 0 |  |  | 0 | 0 | -0.1837 | 0 |  |  |  |  | 0 | 0
49805 | EXN_17GT | 3 | Houston | YES | -0.10803 | 31 | 8.3 | 32.7 |  | 1.0326 | Cogen | -1 | 0.1837 | 0 | 0 |  |  | 0 | 0 | -0.1837 | 0 |  |  |  |  | 0 | 0
49826 | EXN938GT | 5 | Houston | YES | -0.10803 | 43 | 9.2 | 45.9 |  | 1.0326 | Cogen | -1 | 0.1837 | 0 | 0 |  |  | 0 | 0 | -0.1837 | 0 |  |  |  |  | 0 | 0
49828 | EXN941GT | 10 | Houston | YES | -0.10803 | 17.7 | 5.4 | 17.7 | 0 | 1.0326 | Cogen | -1 | 0.1837 | 0 | 0 |  |  | 0 | 0 | -0.1837 | 0 |  |  |  |  | 0 | 0
49829 | EXN942GT | 11 | Houston | YES | -0.10803 | 20 | 5.4 | 20.4 | 0 | 1.0326 | Cogen | -1 | 0.1837 | 0 | 0 |  |  | 0 | 0 | -0.1837 | 0 |  |  |  |  | 0 | 0
49830 | EXN943GT | 12 | Houston | YES | -0.10803 | 19 | 5.4 | 19.9 | 0 | 1.0326 | Cogen | -1 | 0.1837 | 0 | 0 |  |  | 0 | 0 | -0.1837 | 0 |  |  |  |  | 0 | 0
49831 | EXN944GT | 13 | Houston | YES | -0.10803 | 33 | 5.4 | 35 | 0 | 1.0326 | Cogen | -1 | 0.1837 | 0 | 0 |  |  | 0 | 0 | -0.1837 | 0 |  |  |  |  | 0 | 0
49832 | EXN945GT | 9 | Houston | YES | -0.10803 | 18.5 | 9.2 | 18.5 |  | 1.0326 | Cogen | -1 | 0.1837 | 0 | 0 |  |  | 0 | 0 | -0.1837 | 0 |  |  |  |  | 0 | 0
49837 | EXN_GT | 4 | Houston | YES | -0.10803 | 81 | 21.3 | 85.4 |  | 1.0326 | Cogen | -1 | 0.1837 | 0 | 0 |  |  | 0 | 0 | -0.1837 | 0 |  |  |  |  | 0 | 0
49838 | EXN_14GT | 14 | Houston | YES | -0.10803 | 140 | 0 | 148 |  | 1.0326 | Cogen | -1 | 0.1837 | 0 | 0 |  |  | 0 | 0 | -0.1837 | 0 |  |  |  |  | 0 | 0
1643 | SLSTR1PP_1G | 1 | North | YES | 0.081517 | 6 | 0 | 60 | 0 | 1.022 | Wind | 1 | 0.18376 | 0 | 60 | 4.891 | 60 |  |  | 0.18376 | 11.0259 |  |  |  |  | 0 | 0
1437 | MESQUITW_1G | 1 | North | YES | 0.081697 | 40 | 0 | 400 | 0 | 1.023 | Wind | 1 | 0.18394 | 0 | 400 | 32.6788 | 400 |  |  | 0.18394 | 73.5777 |  |  |  |  | 0 | 0
1438 | MESQUITW_2G | 1 | North | YES | 0.0817 | 23.6 | 0 | 236 |  | 1.017 | Wind | 1 | 0.18395 | 0 | 236 | 19.2812 | 236 |  |  | 0.18395 | 43.4115 |  |  |  |  | 0 | 0
48651 | EP_1_2 | 1 | Houston | YES | -0.10842 | 4 | 0 | 5 | 0 | 1.0362 | Cogen | -1 | 0.1841 | 0 | 0 |  |  | 0 | 0 | -0.1841 | 0 |  |  |  |  | 0 | 0
48651 | EP_1_2 | 2 | Houston | YES | -0.10842 | 17.7 | 10 | 21 | 0 | 1.0362 | Cogen | -1 | 0.1841 | 0 | 0 |  |  | 0 | 0 | -0.1841 | 0 |  |  |  |  | 0 | 0
48940 | WARVUE_GT1 | G1 | Houston | YES | -0.10844 | 15 | 0 | 15 |  | 1.021 | Cogen | -1 | 0.18412 | 0 | 0 |  |  | 0 | 0 | -0.18412 | 0 |  |  |  |  | 0 | 0
48791 | PSA_GT1_8160 | 1 | Houston | YES | -0.10847 | 52 | 20.8 | 65 | 0 | 1.0362 | Cogen | -1 | 0.18414 | 0 | 0 |  |  | 0 | 0 | -0.18414 | 0 |  |  |  |  | 0 | 0
48792 | PSA_GT2_8155 | 2 | Houston | YES | -0.10847 | 52.8 | 20.3 | 66 | 0 | 1.0362 | Cogen | -1 | 0.18414 | 0 | 0 |  |  | 0 | 0 | -0.18414 | 0 |  |  |  |  | 0 | 0
48793 | PSA_GT3_8150 | 3 | Houston | YES | -0.10847 | 56 | 20.3 | 70 | 0 | 1.0362 | Cogen | -1 | 0.18414 | 0 | 0 |  |  | 0 | 0 | -0.18414 | 0 |  |  |  |  | 0 | 0
48794 | PSA_GT4_8145 | 4 | Houston | YES | -0.10847 | 52.8 | 20.3 | 66 | 0 | 1.0362 | Cogen | -1 | 0.18414 | 0 | 0 |  |  | 0 | 0 | -0.18414 | 0 |  |  |  |  | 0 | 0
48795 | PSA_GT5_8140 | 5 | Houston | YES | -0.10847 | 51.2 | 20.3 | 64 | 0 | 1.0362 | Cogen | -1 | 0.18414 | 0 | 0 |  |  | 0 | 0 | -0.18414 | 0 |  |  |  |  | 0 | 0
48796 | PSA_GN1_8165 | 1 | Houston | YES | -0.10847 | 83.2 | 43.1 | 104 | 0 | 1.0362 | Cogen | -1 | 0.18414 | 0 | 0 |  |  | 0 | 0 | -0.18414 | 0 |  |  |  |  | 0 | 0
48797 | PSA_GT6_8135 | 6 | Houston | YES | -0.10847 | 47.2 | 34.5 | 59 | 0 | 1.0362 | Cogen | -1 | 0.18414 | 0 | 0 |  |  | 0 | 0 | -0.18414 | 0 |  |  |  |  | 0 | 0
48581 | CBY_GN1_1 | 1 | Houston | YES | -0.10847 | 595.2 | 108 | 744 | 0 | 1.0435 | GSC | -1 | 0.18414 | 744 | 744 |  |  | -80.7009 | 744 | -0.18414 | -137.0022 |  |  |  |  | 0 | 0
48815 | CVC_GT4_8005 | 4 | Houston | YES | -0.10869 | 165 | 91.8 | 165 |  | 1.0362 | Cogen | -1 | 0.18436 | 0 | 0 |  |  | 0 | 0 | -0.18436 | 0 |  |  |  |  | 0 | 0
1442 | COKFIELD_5 | 1 | North | YES | 0.082192 | 16.5 | 0 | 165 |  | 1.029 | Wind | 1 | 0.18444 | 0 | 165 | 13.5617 | 165 |  |  | 0.18444 | 30.4325 |  |  |  |  | 0 | 0
48583 | CBY_GT4_1 | 1 | Houston | YES | -0.10883 | 172 | 0 | 172 | 0 | 1.027 | GSC | -1 | 0.18451 | 172 | 172 |  |  | -18.7191 | 172 | -0.18451 | -31.735 |  |  |  |  | 0 | 0
48584 | CBY_GT4_2 | 2 | Houston | YES | -0.10883 | 172 | 0 | 172 | 0 | 1.027 | CC | -1 | 0.18451 | 172 | 172 |  |  | -18.7191 | 172 | -0.18451 | -31.735 |  |  |  |  | 0 | 0
48585 | CBY_ST4_1 | 3 | Houston | YES | -0.10883 | 172 | 0 | 172 | 0 | 1.027 | CC | -1 | 0.18451 | 172 | 172 |  |  | -18.7191 | 172 | -0.18451 | -31.735 |  |  |  |  | 0 | 0
48885 | THW_5152 | B | Houston | YES | -0.10895 | 47.2 | 5 | 59 |  | 1.0319 | GGT | -1 | 0.18463 | 59 | 59 |  |  | -6.4282 | 59 | -0.18463 | -10.893 |  |  |  |  | 0 | 0
48887 | THW_5556 | E | Houston | YES | -0.10895 | 47.2 | 5 | 59 |  | 1.0319 | GGT | -1 | 0.18463 | 59 | 59 |  |  | -6.4282 | 59 | -0.18463 | -10.893 |  |  |  |  | 0 | 0
48885 | THW_5152 | A | Houston | YES | -0.10895 | 46.4 | 5 | 58 |  | 1.0319 | GGT | -1 | 0.18463 | 58 | 58 |  |  | -6.3193 | 58 | -0.18463 | -10.7084 |  |  |  |  | 0 | 0
48886 | THW_5354 | D | Houston | YES | -0.10895 | 46.4 | 5 | 58 |  | 1.0319 | GGT | -1 | 0.18463 | 58 | 58 |  |  | -6.3193 | 58 | -0.18463 | -10.7084 |  |  |  |  | 0 | 0
48886 | THW_5354 | C | Houston | YES | -0.10895 | 45.6 | 5 | 57 |  | 1.0319 | GGT | -1 | 0.18463 | 57 | 57 |  |  | -6.2103 | 57 | -0.18463 | -10.5237 |  |  |  |  | 0 | 0
48887 | THW_5556 | F | Houston | YES | -0.10895 | 45.6 | 5 | 57 |  | 1.0319 | GGT | -1 | 0.18463 | 57 | 57 |  |  | -6.2103 | 57 | -0.18463 | -10.5237 |  |  |  |  | 0 | 0
6100 | OKLA7A | EQ | West | YES | 0.08257 | 50 | -220 | 220 | 0 | 1.035 | DCTie | 1 | 0.18482 | 0 | 0 |  |  |  |  | 0.18482 | 0 |  |  |  |  | 0 | 0
6752 | OKLA0A | 1 | West | YES | 0.08257 | 649.7 | 175 | 649.7 | 0 | 1.035 | LIGCO | 1 | 0.18482 | 0 | 649.7 |  |  |  |  | 0.18482 | 120.0757 |  |  |  |  | 0 | 0
48598 | BTE_ST1_8070 | 4 | Houston | YES | -0.10955 | 269.2 | 60 | 269.2 | 0 | 1.0261 | CC | -1 | 0.18523 | 269.2 | 269.2 |  |  | -29.4914 | 269.2 | -0.18523 | -49.8628 |  |  |  |  | 0 | 0
48595 | BTE_GT2_8075 | 1 | Houston | YES | -0.10955 | 162.8 | 130 | 162.8 | 0 | 1.0261 | CC | -1 | 0.18523 | 162.8 | 162.8 |  |  | -17.8351 | 162.8 | -0.18523 | -30.1548 |  |  |  |  | 0 | 0
48596 | BTE_GT3_8045 | 2 | Houston | YES | -0.10955 | 161.4 | 130 | 161.4 | 0 | 1.0261 | CC | -1 | 0.18523 | 161.4 | 161.4 |  |  | -17.6817 | 161.4 | -0.18523 | -29.8954 |  |  |  |  | 0 | 0
48597 | BTE_GT4_8055 | 3 | Houston | YES | -0.10955 | 158.9 | 130 | 158.9 | 0 | 1.0261 | CC | -1 | 0.18523 | 158.9 | 158.9 |  |  | -17.4078 | 158.9 | -0.18523 | -29.4324 |  |  |  |  | 0 | 0
48690 | GBY_GN5_5 | 5 | Houston | YES | -0.10971 | 318.4 | 81 | 398 |  | 1.0362 | GSC | -1 | 0.18538 | 398 | 398 |  |  | -43.663 | 398 | -0.18538 | -73.7811 |  |  |  |  | 0 | 0
1433 | GRHAMSES_1G | 1 | North | YES | 0.0834 | 242 | 60 | 242 | 0 | 1.038 | GST | 1 | 0.18565 | 242 | 242 | 20.1828 | 242 |  |  | 0.18565 | 44.9266 |  |  |  |  | 0 | 0
1432 | GRHAMSES_2G | 2 | North | YES | 0.083749 | 294.9 | 90 | 366 | 0 | 1.014 | GST | 1 | 0.186 | 366 | 366 | 30.6521 | 366 |  |  | 0.186 | 68.0746 |  |  |  |  | 0 | 0
1479 | WFCOGEN_1G | 1 | North | YES | 0.083789 | 16 | 12 | 20 | 0 | 1 | Cogen | 1 | 0.18604 | 0 | 0 | 0 | 0 |  |  | 0.18604 | 0 |  |  |  |  | 0 | 0
1479 | WFCOGEN_1G | 2 | North | YES | 0.083789 | 16 | 12 | 20 | 0 | 1 | Cogen | 1 | 0.18604 | 0 | 0 | 0 | 0 |  |  | 0.18604 | 0 |  |  |  |  | 0 | 0
1482 | WFCOGEN_2G | 2 | North | YES | 0.083789 | 13.6 | 12 | 17 | 0 | 1 | Cogen | 1 | 0.18604 | 0 | 0 | 0 | 0 |  |  | 0.18604 | 0 |  |  |  |  | 0 | 0
1482 | WFCOGEN_2G | 1 | North | YES | 0.083789 | 16 | 12 | 20 | 0 | 1 | Cogen | 1 | 0.18604 | 0 | 0 | 0 | 0 |  |  | 0.18604 | 0 |  |  |  |  | 0 | 0
332 | RWMILLER01 | 1 | North | YES | 0.084035 | 58.4 | 18.5 | 73 | 0 | 1.04 | GST | 1 | 0.18628 | 73 | 73 | 6.1346 | 73 |  |  | 0.18628 | 13.5986 |  |  |  |  | 0 | 0
336 | RWMILLER05 | 5 | North | YES | 0.084035 | 80.8 | 0 | 101 | 0 | 1.04 | GST | 1 | 0.18628 | 101 | 101 | 8.4875 | 101 |  |  | 0.18628 | 18.8145 |  |  |  |  | 0 | 0
335 | RWMILLER04 | 4 | North | YES | 0.084035 | 81.6 | 0 | 102 | 0 | 1.04 | GST | 1 | 0.18628 | 102 | 102 | 8.5716 | 102 |  |  | 0.18628 | 19.0008 |  |  |  |  | 0 | 0
333 | RWMILLER02 | 2 | North | YES | 0.084035 | 95.2 | 37 | 119 | 0 | 1.04 | GST | 1 | 0.18628 | 119 | 119 | 10.0002 | 119 |  |  | 0.18628 | 22.1676 |  |  |  |  | 0 | 0
334 | RWMILLER03 | 3 | North | YES | 0.084035 | 166.4 | 65 | 208 | 0 | 1.04 | GST | 1 | 0.18628 | 208 | 208 | 17.4793 | 208 |  |  | 0.18628 | 38.7467 |  |  |  |  | 0 | 0
1600 | BARTNWND_1G | 1 | North | YES | 0.084126 | 12 | 0 | 120 | 0 | 1.022 | Wind | 1 | 0.18637 | 0 | 120 | 10.0951 | 120 |  |  | 0.18637 | 22.3648 |  |  |  |  | 0 | 0
344 | MRSSHPRD | 1 | North | YES | 0.084213 | 0 | 0 | 12 |  | 1.03 | Hydro | 1 | 0.18646 | 0 | 0 | 0 | 0 |  |  | 0.18646 | 0 |  |  |  |  | 0 | 0
345 | MRSSHPRD01 | 2 | North | YES | 0.084213 | 0 | 0 | 12 |  | 1.03 | Hydro | 1 | 0.18646 | 0 | 0 | 0 | 0 |  |  | 0.18646 | 0 |  |  |  |  | 0 | 0
48722 | LEG_2___2 | 2 | North | YES | 0.084482 | 819 | 357 | 819 | 0 | 1.0348 | LIGCO | 1 | 0.18673 | 0 | 819 | 69.1908 | 819 |  |  | 0.18673 | 152.9312 |  |  |  |  | 0 | 0
48721 | LEG_1___1 | 1 | North | YES | 0.084482 | 827 | 357 | 827 | 0 | 1.0348 | LIGCO | 1 | 0.18673 | 0 | 827 | 69.8666 | 827 |  |  | 0.18673 | 154.4251 |  |  |  |  | 0 | 0
503 | NTHTEXAS01 | 1 | North | YES | 0.085024 | 0 | 5 | 18 |  | 1.015 | GST | 1 | 0.18727 | 18 | 18 | 1.5304 | 18 |  |  | 0.18727 | 3.3709 |  |  |  |  | 0 | 0
504 | NTHTEXAS02 | 2 | North | YES | 0.085024 | 14.4 | 5 | 18 |  | 1.015 | GST | 1 | 0.18727 | 18 | 18 | 1.5304 | 18 |  |  | 0.18727 | 3.3709 |  |  |  |  | 0 | 0
505 | NTHTEXAS03 | 3 | North | YES | 0.085024 | 30.4 | 15 | 38 |  | 1.015 | GST | 1 | 0.18727 | 38 | 38 | 3.2309 | 38 |  |  | 0.18727 | 7.1163 |  |  |  |  | 0 | 0
1453 | WCPWRCO_1G | 1 | North | YES | 0.085218 | 204 | 50 | 204 | 0 | 1.02 | CC | 1 | 0.18747 | 204 | 204 | 17.3845 | 204 |  |  | 0.18747 | 38.2429 |  |  |  |  | 0 | 0
1454 | WCPWRCO_2G | 2 | North | YES | 0.085218 | 204 | 50 | 204 | 0 | 1.02 | CC | 1 | 0.18747 | 204 | 204 | 17.3845 | 204 |  |  | 0.18747 | 38.2429 |  |  |  |  | 0 | 0
1455 | WCPWRCO_3G | 3 | North | YES | 0.085218 | 242 | 50 | 242 |  | 1.02 | CC | 1 | 0.18747 | 242 | 242 | 20.6228 | 242 |  |  | 0.18747 | 45.3666 |  |  |  |  | 0 | 0
1895 | DECRDOVA_5G | D | North | YES | 0.085489 | 65 | 65 | 68 | 0 | 1.025 | GGT | 1 | 0.18774 | 68 | 68 | 5.8133 | 68 |  |  | 0.18774 | 12.7661 |  |  |  |  | 0 | 0
1893 | DECRDOVA_3G | B | North | YES | 0.085489 | 65 | 65 | 69 | 0 | 1.025 | GGT | 1 | 0.18774 | 69 | 69 | 5.8987 | 69 |  |  | 0.18774 | 12.9538 |  |  |  |  | 0 | 0
1894 | DECRDOVA_4G | C | North | YES | 0.085489 | 65 | 65 | 69 | 0 | 1.025 | GGT | 1 | 0.18774 | 69 | 69 | 5.8987 | 69 |  |  | 0.18774 | 12.9538 |  |  |  |  | 0 | 0
1892 | DECRDOVA_2G | A | North | YES | 0.085489 | 65 | 65 | 70 | 0 | 1.025 | GGT | 1 | 0.18774 | 70 | 70 | 5.9842 | 70 |  |  | 0.18774 | 13.1415 |  |  |  |  | 0 | 0
366 | JNSNCNTY802 | 1 | North | YES | 0.085527 | 168 | 20 | 168 | 0 | 1.02 | Cogen | 1 | 0.18777 | 0 | 0 | 0 | 0 |  |  | 0.18777 | 0 |  |  |  |  | 0 | 0
367 | JNSNCNTY802 | 2 | North | YES | 0.085527 | 90 | 20 | 90 | 0 | 1.02 | Cogen | 1 | 0.18777 | 0 | 0 | 0 | 0 |  |  | 0.18777 | 0 |  |  |  |  | 0 | 0
581 | JCKCNTY802 | 2 | North | YES | 0.085667 | 147 | 0 | 147 | 0 | 1.022 | CC | 1 | 0.18791 | 147 | 147 | 12.593 | 147 |  |  | 0.18791 | 27.6234 |  |  |  |  | 0 | 0
582 | JCKCNTY803 | 3 | North | YES | 0.085667 | 147 | 0 | 147 | 0 | 1.022 | CC | 1 | 0.18791 | 147 | 147 | 12.593 | 147 |  |  | 0.18791 | 27.6234 |  |  |  |  | 0 | 0
580 | JCKCNTY801 | 1 | North | YES | 0.085667 | 288 | 0 | 288 | 0 | 1.022 | CC | 1 | 0.18791 | 288 | 288 | 24.6721 | 288 |  |  | 0.18791 | 54.1193 |  |  |  |  | 0 | 0
1898 | COMCHEPK_1G | 1 | North | YES | 0.085696 | 1217 | 1150 | 1217 | 0 | 1.032 | Nuc | 1 | 0.18794 | 0 | 0 | 0 | 0 |  |  | 0.18794 | 0 |  |  |  |  | 0 | 0
1899 | COMCHEPK_2G | 2 | North | YES | 0.085696 | 1159 | 1128 | 1159 | 0 | 1.032 | Nuc | 1 | 0.18794 | 0 | 0 | 0 | 0 |  |  | 0.18794 | 0 |  |  |  |  | 0 | 0
1878 | WLFHOLW_2G | 2 | North | YES | 0.0859 | 215.7 | 105 | 215.7 | 0 | 1.032 | CC | 1 | 0.18815 | 215.7 | 215.7 | 18.5286 | 215.7 |  |  | 0.18815 | 40.5834 |  |  |  |  | 0 | 0
1877 | WLFHOLW_1G | 1 | North | YES | 0.0859 | 217.3 | 89.2 | 217.3 | 0 | 1.032 | CC | 1 | 0.18815 | 217.3 | 217.3 | 18.6661 | 217.3 |  |  | 0.18815 | 40.8844 |  |  |  |  | 0 | 0
1879 | WLFHOLW_3G | 3 | North | YES | 0.0859 | 272.4 | 89.2 | 272.4 | 0 | 1.032 | CC | 1 | 0.18815 | 272.4 | 272.4 | 23.3992 | 272.4 |  |  | 0.18815 | 51.2513 |  |  |  |  | 0 | 0
1889 | DECRDOVA_1G | 1 | North | YES | 0.086021 | 779 | 255 | 779 | 0 | 1.02 | GSC | 1 | 0.18827 | 779 | 779 | 67.0104 | 779 |  |  | 0.18827 | 146.6609 |  |  |  |  | 0 | 0
3126 | TRINIDAD_6G | 1 | North | YES | 0.086063 | 179.2 | 46 | 224 | 0 | 1 | GST | 1 | 0.18831 | 224 | 224 | 19.2781 | 224 |  |  | 0.18831 | 42.1815 |  |  |  |  | 0 | 0
728 | WOLFRIDGE801 | 1 | North | YES | 0.086343 | 11.2 | 0 | 112.5 | 0 | 0.99 | Wind | 1 | 0.18859 | 0 | 112.5 | 9.7136 | 112.5 |  |  | 0.18859 | 21.2164 |  |  |  |  | 0 | 0
1861 | EAGLEMNT_1G | MB | North | YES | 0.086492 | 0 | 30 | 112 |  | 1.022 | GST | 1 | 0.18874 | 0 | 0 | 0 | 0 |  |  | 0.18874 | 0 |  |  |  |  | 0 | 0
1862 | EAGLEMNT_2G | MB | North | YES | 0.086492 | 0 | 40 | 100 |  | 1.022 | GST | 1 | 0.18874 | 0 | 0 | 0 | 0 |  |  | 0.18874 | 0 |  |  |  |  | 0 | 0
1863 | EAGLEMNT_3G | MB | North | YES | 0.086492 | 0 | 50 | 378 |  | 1.022 | GST | 1 | 0.18874 | 0 | 0 | 0 | 0 |  |  | 0.18874 | 0 |  |  |  |  | 0 | 0
12323 | ENNSTRAC_2G | 2 | North | YES | 0.086755 | 116 | 100 | 116 | 0 | 1.036 | CC | 1 | 0.189 | 116 | 116 | 10.0636 | 116 |  |  | 0.189 | 21.9243 |  |  |  |  | 0 | 0
12322 | ENNSTRAC_1G | 1 | North | YES | 0.086755 | 196 | 130 | 196 | 0 | 1.036 | CC | 1 | 0.189 | 196 | 196 | 17.004 | 196 |  |  | 0.189 | 37.0444 |  |  |  |  | 0 | 0
923 | SPENCER_G4 | 1 | North | YES | 0.086908 | 48 | 20 | 61 | 0 | 1.03 | GST | 1 | 0.18916 | 61 | 61 | 5.3014 | 61 |  |  | 0.18916 | 11.5385 |  |  |  |  | 0 | 0
924 | SPENCER_G5 | 1 | North | YES | 0.086908 | 52 | 20 | 66 | 0 | 1.03 | GST | 1 | 0.18916 | 66 | 66 | 5.7359 | 66 |  |  | 0.18916 | 12.4842 |  |  |  |  | 0 | 0
1947 | HANDLEY_3G | 3 | North | YES | 0.087067 | 316 | 100 | 395 | 0 | 1.022 | GST | 1 | 0.18931 | 395 | 395 | 34.3915 | 395 |  |  | 0.18931 | 74.7791 |  |  |  |  | 0 | 0
1949 | HANDLEY_5G | 5 | North | YES | 0.087067 | 348 | 150 | 435 | 0 | 1.022 | GST | 1 | 0.18931 | 435 | 435 | 37.8741 | 435 |  |  | 0.18931 | 82.3517 |  |  |  |  | 0 | 0
1948 | HANDLEY_4G | 4 | North | YES | 0.08712 | 348 | 150 | 435 | 0 | 1.022 | GST | 1 | 0.18937 | 435 | 435 | 37.8972 | 435 |  |  | 0.18937 | 82.3747 |  |  |  |  | 0 | 0
1944 | MDLTHELP_4G | 4 | North | YES | 0.087502 | 211 | 74 | 211 | 0 | 1 | CC | 1 | 0.18975 | 211 | 211 | 18.4629 | 211 |  |  | 0.18975 | 40.0371 |  |  |  |  | 0 | 0
1943 | MDLTHELP_3G | 3 | North | YES | 0.087502 | 212 | 74 | 212 | 0 | 1 | CC | 1 | 0.18975 | 212 | 212 | 18.5504 | 212 |  |  | 0.18975 | 40.2268 |  |  |  |  | 0 | 0
1937 | MDLTHELP_5G | 5 | North | YES | 0.087502 | 224 | 74 | 224 | 0 | 1 | CC | 1 | 0.18975 | 224 | 224 | 19.6004 | 224 |  |  | 0.18975 | 42.5038 |  |  |  |  | 0 | 0
1938 | MDLTHELP_6G | 6 | North | YES | 0.087502 | 226 | 74 | 226 | 0 | 1 | CC | 1 | 0.18975 | 226 | 226 | 19.7755 | 226 |  |  | 0.18975 | 42.8833 |  |  |  |  | 0 | 0
2381 | NTHLK1_G | 1 | North | YES | 0.087851 | 0 | 35 | 156 |  | 1.022 | GST | 1 | 0.1901 | 156 | 156 | 13.7048 | 156 |  |  | 0.1901 | 29.6553 |  |  |  |  | 0 | 0
2382 | NTHLK2_G | 2 | North | YES | 0.087851 | 0 | 35 | 181 |  | 1.022 | GST | 1 | 0.1901 | 181 | 181 | 15.901 | 181 |  |  | 0.1901 | 34.4078 |  |  |  |  | 0 | 0
2383 | NTHLK3_G | 3 | North | YES | 0.087851 | 0 | 50 | 329 |  | 1.022 | GST | 1 | 0.1901 | 329 | 329 | 28.903 | 329 |  |  | 0.1901 | 62.5423 |  |  |  |  | 0 | 0
2371 | COLLIN_1G | MB | North | YES | 0.087866 | 0 | 40 | 138 |  | 1.022 | GST | 1 | 0.19011 | 0 | 0 | 0 | 0 |  |  | 0.19011 | 0 |  |  |  |  | 0 | 0
48591 | CHE_GT2_5030 | 2 | Houston | YES | -0.11447 | 173 | 50 | 173 | 0 | 1.029 | Cogen | -1 | 0.19015 | 0 | 0 |  |  | 0 | 0 | -0.19015 | 0 |  |  |  |  | 0 | 0
48811 | CVC_GT3_5045 | 3 | Houston | YES | -0.11447 | 156 | 91.8 | 156 | 0 | 1.029 | Cogen | -1 | 0.19015 | 0 | 0 |  |  | 0 | 0 | -0.19015 | 0 |  |  |  |  | 0 | 0
48812 | CVC_GT2_5020 | 2 | Houston | YES | -0.11447 | 158 | 91.8 | 158 | 0 | 1.029 | Cogen | -1 | 0.19015 | 0 | 0 |  |  | 0 | 0 | -0.19015 | 0 |  |  |  |  | 0 | 0
48813 | CVC_GT1_5035 | 1 | Houston | YES | -0.11447 | 160 | 91.8 | 160 | 0 | 1.029 | Cogen | -1 | 0.19015 | 0 | 0 |  |  | 0 | 0 | -0.19015 | 0 |  |  |  |  | 0 | 0
48814 | CVC_ST5_5040 | 1 | Houston | YES | -0.11447 | 162 | 91.8 | 162 | 0 | 1.029 | Cogen | -1 | 0.19015 | 0 | 0 |  |  | 0 | 0 | -0.19015 | 0 |  |  |  |  | 0 | 0
1942 | MDLTHELP_2G | 2 | North | YES | 0.088033 | 216.1 | 74 | 216.1 | 0 | 1 | CC | 1 | 0.19028 | 216.1 | 216.1 | 19.0239 | 216.1 |  |  | 0.19028 | 41.1196 |  |  |  |  | 0 | 0
1941 | MDLTHELP_1G | 1 | North | YES | 0.088033 | 216.4 | 74 | 216.4 | 0 | 1 | CC | 1 | 0.19028 | 216.4 | 216.4 | 19.0503 | 216.4 |  |  | 0.19028 | 41.1766 |  |  |  |  | 0 | 0
6948 | DENISNDM | 1 | North | YES | 0.088059 | 40 | 5 | 40 |  | 1.015 | Hydro | 1 | 0.19031 | 0 | 0 | 0 | 0 |  |  | 0.19031 | 0 |  |  |  |  | 0 | 0
6948 | DENISNDM | 2 | North | YES | 0.088059 | 31 | 5 | 40 |  | 1.015 | Hydro | 1 | 0.19031 | 0 | 0 | 0 | 0 |  |  | 0.19031 | 0 |  |  |  |  | 0 | 0
2414 | MTCK7_G | 7 | North | YES | 0.08809 | 0 | 30 | 115 |  | 1.022 | GST | 1 | 0.19034 | 115 | 115 | 10.1303 | 115 |  |  | 0.19034 | 21.8888 |  |  |  |  | 0 | 0
2413 | MTCK6_G | 6 | North | YES | 0.08809 | 0 | 30 | 118 |  | 1.022 | GST | 1 | 0.19034 | 118 | 118 | 10.3946 | 118 |  |  | 0.19034 | 22.4598 |  |  |  |  | 0 | 0
2417 | MTCK8_G | 8 | North | YES | 0.08809 | 444.8 | 60 | 556 | 0 | 1.022 | GSC | 1 | 0.19034 | 556 | 556 | 48.978 | 556 |  |  | 0.19034 | 105.8275 |  |  |  |  | 0 | 0
1687 | VALLEY_1G | 1 | North | YES | 0.088134 | 136 | 15 | 170 | 0 | 1.029 | GST | 1 | 0.19038 | 170 | 170 | 14.9828 | 170 |  |  | 0.19038 | 32.3648 |  |  |  |  | 0 | 0
1688 | VALLEY_2G | 2 | North | YES | 0.088134 | 527 | 90 | 527 | 0 | 1.029 | GSC | 1 | 0.19038 | 527 | 527 | 46.4466 | 527 |  |  | 0.19038 | 100.3309 |  |  |  |  | 0 | 0
11691 | KMICHICT1_G | 1 | North | YES | 0.088231 | 144 | 80 | 144 | 0 | 1.026 | CC | 1 | 0.19048 | 144 | 144 | 12.7053 | 144 |  |  | 0.19048 | 27.4289 |  |  |  |  | 0 | 0
11694 | KMICHICT4_G | 4 | North | YES | 0.088231 | 144 | 80 | 144 | 0 | 1.026 | CC | 1 | 0.19048 | 144 | 144 | 12.7053 | 144 |  |  | 0.19048 | 27.4289 |  |  |  |  | 0 | 0
11692 | KMICHICT2_G | 2 | North | YES | 0.088231 | 146 | 80 | 146 | 0 | 1.026 | CC | 1 | 0.19048 | 146 | 146 | 12.8817 | 146 |  |  | 0.19048 | 27.8098 |  |  |  |  | 0 | 0
11695 | KMICHICT5_G | 5 | North | YES | 0.088231 | 148 | 80 | 148 | 0 | 1.026 | CC | 1 | 0.19048 | 148 | 148 | 13.0582 | 148 |  |  | 0.19048 | 28.1908 |  |  |  |  | 0 | 0
11696 | KMICHIST6_G | 6 | North | YES | 0.088231 | 310 | 60 | 310 | 0 | 1.026 | CC | 1 | 0.19048 | 310 | 310 | 27.3516 | 310 |  |  | 0.19048 | 59.0482 |  |  |  |  | 0 | 0
11693 | KMICHIST3_G | 3 | North | YES | 0.088231 | 312 | 60 | 312 | 0 | 1.026 | CC | 1 | 0.19048 | 312 | 312 | 27.5281 | 312 |  |  | 0.19048 | 59.4292 |  |  |  |  | 0 | 0
1689 | VALLEY_3G | 3 | North | YES | 0.088231 | 0 | 25 | 375 |  | 1.003 | GST | 1 | 0.19048 | 375 | 375 | 33.0866 | 375 |  |  | 0.19048 | 71.4293 |  |  |  |  | 0 | 0
1679 | LAMARPWR_2G | 2 | North | YES | 0.088268 | 156 | 67.7 | 156 | 0 | 1.038 | CC | 1 | 0.19052 | 156 | 156 | 13.7698 | 156 |  |  | 0.19052 | 29.7204 |  |  |  |  | 0 | 0
1681 | LAMARPWR_4G | 4 | North | YES | 0.088268 | 156 | 67.7 | 156 | 0 | 1.038 | CC | 1 | 0.19052 | 156 | 156 | 13.7698 | 156 |  |  | 0.19052 | 29.7204 |  |  |  |  | 0 | 0
1682 | LAMARPWR_5G | 5 | North | YES | 0.088268 | 157 | 67.7 | 157 | 0 | 1.038 | CC | 1 | 0.19052 | 157 | 157 | 13.8581 | 157 |  |  | 0.19052 | 29.9109 |  |  |  |  | 0 | 0
1678 | LAMARPWR_1G | 1 | North | YES | 0.088268 | 160 | 67.7 | 160 | 0 | 1.038 | CC | 1 | 0.19052 | 160 | 160 | 14.1229 | 160 |  |  | 0.19052 | 30.4824 |  |  |  |  | 0 | 0
1680 | LAMARPWR_3G | 3 | North | YES | 0.088268 | 196 | 129.1 | 196 | 0 | 1.038 | CC | 1 | 0.19052 | 196 | 196 | 17.3005 | 196 |  |  | 0.19052 | 37.341 |  |  |  |  | 0 | 0
1683 | LAMARPWR_6G | 6 | North | YES | 0.088268 | 198 | 129.1 | 198 | 0 | 1.038 | CC | 1 | 0.19052 | 198 | 198 | 17.4771 | 198 |  |  | 0.19052 | 37.722 |  |  |  |  | 0 | 0
1675 | PEC_1G | 1 | North | YES | 0.088289 | 76.7 | 35 | 76.7 | 0 | 1.022 | Cogen | 1 | 0.19054 | 0 | 0 | 0 | 0 |  |  | 0.19054 | 0 |  |  |  |  | 0 | 0
1676 | PEC_2G | 2 | North | YES | 0.088289 | 79.6 | 35 | 79.6 | 0 | 1.022 | Cogen | 1 | 0.19054 | 0 | 0 | 0 | 0 |  |  | 0.19054 | 0 |  |  |  |  | 0 | 0
1677 | PEC_3G | 3 | North | YES | 0.088289 | 88.4 | 35 | 88.4 | 0 | 1.022 | Cogen | 1 | 0.19054 | 0 | 0 | 0 | 0 |  |  | 0.19054 | 0 |  |  |  |  | 0 | 0
5925 | DCEAST | EQ | North | YES | 0.088337 | 400.3 | -600 | 600 | 0 | 1.025 | DCTie | 1 | 0.19058 | 0 | 0 | 0 | 0 |  |  | 0.19058 | 0 |  |  |  |  | 0 | 0
837 | NEWMAN_G5 | 1 | North | YES | 0.088337 | 0 | 15 | 40 |  | 1.01 | GST | 1 | 0.19058 | 40 | 40 | 3.5335 | 40 |  |  | 0.19058 | 7.6234 |  |  |  |  | 0 | 0
1701 | MOSES_1G | 1 | North | YES | 0.088337 | 558 | 175 | 558 | 0 | 1.023 | LIGCO | 1 | 0.19058 | 0 | 558 | 49.292 | 558 |  |  | 0.19058 | 106.346 |  |  |  |  | 0 | 0
1702 | MOSES_2G | 2 | North | YES | 0.088337 | 579 | 175 | 579 | 0 | 1.023 | LIGCO | 1 | 0.19058 | 0 | 579 | 51.1471 | 579 |  |  | 0.19058 | 110.3483 |  |  |  |  | 0 | 0
1703 | MOSES_3G | 3 | North | YES | 0.088337 | 808 | 463 | 808 | 0 | 1.023 | LIGCO | 1 | 0.19058 | 0 | 808 | 71.3763 | 808 |  |  | 0.19058 | 153.992 |  |  |  |  | 0 | 0
845 | OLINGER_G4 | 1 | North | YES | 0.088357 | 51.9 | 0 | 76 | 0 | 1.03 | GGT | 1 | 0.1906 | 76 | 76 | 6.7151 | 76 |  |  | 0.1906 | 14.4859 |  |  |  |  | 0 | 0
842 | OLINGER_G1 | 1 | North | YES | 0.088357 | 55.4 | 20 | 79 | 0 | 1.03 | GST | 1 | 0.1906 | 79 | 79 | 6.9802 | 79 |  |  | 0.1906 | 15.0577 |  |  |  |  | 0 | 0
843 | OLINGER_G2 | 1 | North | YES | 0.088357 | 76.2 | 25 | 110 | 0 | 1.03 | GST | 1 | 0.1906 | 110 | 110 | 9.7193 | 110 |  |  | 0.1906 | 20.9665 |  |  |  |  | 0 | 0
844 | OLINGER_G3 | 1 | North | YES | 0.088357 | 103.9 | 45 | 150 | 0 | 1.03 | GST | 1 | 0.1906 | 150 | 150 | 13.2536 | 150 |  |  | 0.1906 | 28.5906 |  |  |  |  | 0 | 0
948 | STEAM1 | 1 | North | YES | 0.088405 | 0 | 12 | 20 |  | 1.02 | GST | 1 | 0.19065 | 20 | 20 | 1.7681 | 20 |  |  | 0.19065 | 3.813 |  |  |  |  | 0 | 0
949 | STEAM2 | 1 | North | YES | 0.088405 | 26 | 8 | 26 | 0 | 0.99 | GST | 1 | 0.19065 | 26 | 26 | 2.2985 | 26 |  |  | 0.19065 | 4.957 |  |  |  |  | 0 | 0
950 | STEAM3 | 1 | North | YES | 0.088405 | 41 | 13 | 42 | 0 | 1.02 | GST | 1 | 0.19065 | 42 | 42 | 3.713 | 42 |  |  | 0.19065 | 8.0074 |  |  |  |  | 0 | 0
12440 | PARKD_1SVC8 | 1 | North | YES | 0.088426 | 0 | 0 | 0 | 0 | 1.007 | GST | 1 | 0.19067 | 0 | 0 | 0 | 0 |  |  | 0.19067 | 0 |  |  |  |  | 0 | 0
12449 | PARKD_2SVC8 | 1 | North | YES | 0.088426 | 0 | 0 | 0 | 0 | 1.007 | GST | 1 | 0.19067 | 0 | 0 | 0 | 0 |  |  | 0.19067 | 0 |  |  |  |  | 0 | 0
2451 | LKHB1_G | 1 | North | YES | 0.088506 | 0 | 80 | 391 |  | 1.022 | GST | 1 | 0.19075 | 391 | 391 | 34.6058 | 391 |  |  | 0.19075 | 74.5845 |  |  |  |  | 0 | 0
2452 | LKHB2_G | 2 | North | YES | 0.088506 | 516 | 80 | 516 | 0 | 1.022 | GST | 1 | 0.19075 | 516 | 516 | 45.6691 | 516 |  |  | 0.19075 | 98.4287 |  |  |  |  | 0 | 0
12411 | FPLEFR1A_G | 1 | North | YES | 0.088821 | 161 | 72 | 161 | 0 | 1 | CC | 1 | 0.19107 | 161 | 161 | 14.3002 | 161 |  |  | 0.19107 | 30.762 |  |  |  |  | 0 | 0
12422 | FPLEFR2B_G | 2 | North | YES | 0.088821 | 161 | 72 | 161 | 0 | 1 | CC | 1 | 0.19107 | 161 | 161 | 14.3002 | 161 |  |  | 0.19107 | 30.762 |  |  |  |  | 0 | 0
12421 | FPLEFR2A_G | 1 | North | YES | 0.088821 | 162 | 72 | 162 | 0 | 1 | CC | 1 | 0.19107 | 162 | 162 | 14.389 | 162 |  |  | 0.19107 | 30.953 |  |  |  |  | 0 | 0
12423 | FPLEFR2C_G | 3 | North | YES | 0.088821 | 163 | 72 | 163 | 0 | 1 | CC | 1 | 0.19107 | 163 | 163 | 14.4778 | 163 |  |  | 0.19107 | 31.1441 |  |  |  |  | 0 | 0
12412 | FPLEFR1B_G | 2 | North | YES | 0.088821 | 164 | 72 | 164 | 0 | 1 | CC | 1 | 0.19107 | 164 | 164 | 14.5666 | 164 |  |  | 0.19107 | 31.3352 |  |  |  |  | 0 | 0
12413 | FPLEFR1C_G | 3 | North | YES | 0.088821 | 164 | 72 | 164 | 0 | 1 | CC | 1 | 0.19107 | 164 | 164 | 14.5666 | 164 |  |  | 0.19107 | 31.3352 |  |  |  |  | 0 | 0
12414 | FPLEFR1S_G | 4 | North | YES | 0.088821 | 414 | 191 | 414 | 0 | 1 | CC | 1 | 0.19107 | 414 | 414 | 36.7719 | 414 |  |  | 0.19107 | 79.1022 |  |  |  |  | 0 | 0
12424 | FPLEFR2S_G | 4 | North | YES | 0.088821 | 415 | 191 | 415 | 0 | 1 | CC | 1 | 0.19107 | 415 | 415 | 36.8607 | 415 |  |  | 0.19107 | 79.2933 |  |  |  |  | 0 | 0
3107 | STRYKER_1G | 1 | North | YES | 0.089085 | 145.6 | 45 | 182 | 0 | 1.029 | GST | 1 | 0.19133 | 182 | 182 | 16.2135 | 182 |  |  | 0.19133 | 34.8225 |  |  |  |  | 0 | 0
3108 | STRYKER_2G | 2 | North | YES | 0.089085 | 484 | 75 | 484 | 0 | 1.029 | GST | 1 | 0.19133 | 484 | 484 | 43.1171 | 484 |  |  | 0.19133 | 92.6048 |  |  |  |  | 0 | 0
3097 | MARTLAKE_1G | 1 | North | YES | 0.090524 | 790 | 500 | 790 | 0 | 1.017 | LIGCO | 1 | 0.19277 | 0 | 790 | 71.514 | 790 |  |  | 0.19277 | 152.2893 |  |  |  |  | 0 | 0
3098 | MARTLAKE_2G | 2 | North | YES | 0.090524 | 795 | 461 | 795 | 0 | 1.017 | LIGCO | 1 | 0.19277 | 0 | 795 | 71.9666 | 795 |  |  | 0.19277 | 153.2531 |  |  |  |  | 0 | 0
3099 | MARTLAKE_3G | 3 | North | YES | 0.090524 | 804 | 500 | 804 | 0 | 1.017 | LIGCO | 1 | 0.19277 | 0 | 804 | 72.7813 | 804 |  |  | 0.19277 | 154.988 |  |  |  |  | 0 | 0
3348 | CHAMPION_1G | MB | North | YES | 0.090753 | 0 | 42 | 42 |  | 1 | Cogen | 1 | 0.193 | 0 | 0 | 0 | 0 |  |  | 0.193 | 0 |  |  |  |  | 0 | 0
3309 | ASPN_G | 1 | North | YES | 0.09085 | 50 | 0 | 50 |  | 1 | Bio | 1 | 0.1931 | 50 | 50 | 4.5425 | 50 |  |  | 0.1931 | 9.6549 |  |  |  |  | 0 | 0
13117 | TGATEWAY_2G | 2 | North | YES | 0.091141 | 130 | 30 | 130 | 0 | 1.0232 | CC | 1 | 0.19339 | 130 | 130 | 11.8483 | 130 |  |  | 0.19339 | 25.1405 |  |  |  |  | 0 | 0
13118 | TGATEWAY_3G | 3 | North | YES | 0.091141 | 148 | 30 | 148 | 0 | 1.0232 | CC | 1 | 0.19339 | 148 | 148 | 13.4889 | 148 |  |  | 0.19339 | 28.6215 |  |  |  |  | 0 | 0
13116 | TGATEWAY_1G | 1 | North | YES | 0.091141 | 151 | 30 | 151 | 0 | 1.0232 | CC | 1 | 0.19339 | 151 | 151 | 13.7623 | 151 |  |  | 0.19339 | 29.2016 |  |  |  |  | 0 | 0
13119 | TGATEWAY_4G | 4 | North | YES | 0.091141 | 399 | 65 | 399 | 0 | 1.0232 | CC | 1 | 0.19339 | 399 | 399 | 36.3653 | 399 |  |  | 0.19339 | 77.1619 |  |  |  |  | 0 | 0
13134 | CALFREST_4G | 4 | North | YES | 0.098864 | 151.5 | 40 | 151.5 | 0 | 1.031 | CC | 1 | 0.20111 | 151.5 | 151.5 | 14.9779 | 151.5 |  |  | 0.20111 | 30.4683 |  |  |  |  | 0 | 0
13135 | CALFREST_5G | 5 | North | YES | 0.098864 | 152.3 | 57 | 152.3 | 0 | 1.031 | CC | 1 | 0.20111 | 152.3 | 152.3 | 15.057 | 152.3 |  |  | 0.20111 | 30.6292 |  |  |  |  | 0 | 0
13136 | CALFREST_6G | 6 | North | YES | 0.098864 | 177.5 | 40 | 177.5 | 0 | 1.031 | CC | 1 | 0.20111 | 177.5 | 177.5 | 17.5484 | 177.5 |  |  | 0.20111 | 35.6972 |  |  |  |  | 0 | 0
13131 | CALFREST_1G | 1 | North | YES | 0.099092 | 150.7 | 40 | 150.7 | 0 | 1.031 | CC | 1 | 0.20134 | 150.7 | 150.7 | 14.9332 | 150.7 |  |  | 0.20134 | 30.3418 |  |  |  |  | 0 | 0
13132 | CALFREST_2G | 2 | North | YES | 0.099092 | 151 | 57 | 151 | 0 | 1.031 | CC | 1 | 0.20134 | 151 | 151 | 14.9629 | 151 |  |  | 0.20134 | 30.4022 |  |  |  |  | 0 | 0
13133 | CALFREST_3G | 3 | North | YES | 0.099092 | 177.4 | 40 | 177.4 | 0 | 1.031 | CC | 1 | 0.20134 | 177.4 | 177.4 | 17.5789 | 177.4 |  |  | 0.20134 | 35.7176 |  |  |  |  | 0 | 0
3382 | BBRN_2G | 2 | North | YES | 0.10062 | 589 | 225 | 589 | 0 | 1.03 | LIGCO | 1 | 0.20287 | 0 | 589 | 59.2664 | 589 |  |  | 0.20287 | 119.49 |  |  |  |  | 0 | 0
3381 | BBRN_1G | 1 | North | YES | 0.10062 | 618 | 225 | 618 | 0 | 1.03 | LIGCO | 1 | 0.20287 | 0 | 618 | 62.1844 | 618 |  |  | 0.20287 | 125.3732 |  |  |  |  | 0 | 0
[26 empty] | 0 | 0
[26 empty] | 0 | 0
[26 empty] | 0 | 0
[26 empty] | 0 | 0
[26 empty] | 0 | 0
[26 empty] | 0 | 0
[26 empty] | 0 | 0
[26 empty] | 0 | 0
[26 empty] | 0 | 0
[26 empty] | 0 | 0
[26 empty] | 0 | 0
[26 empty] | 0 | 0
[26 empty] | 0 | 0
[26 empty] | 0 | 0
[26 empty] | 0 | 0
[26 empty] | 0 | 0
[26 empty] | 0 | 0
[26 empty] | 0 | 0
[26 empty] | 0 | 0
[26 empty] | 0 | 0
[26 empty] | 0 | 0
[26 empty] | 0 | 0
[26 empty] | 0 | 0
[26 empty] | 0 | 0
[26 empty] | 0 | 0
[26 empty] | 0 | 0
[26 empty] | 0 | 0
[26 empty] | 0 | 0
[26 empty] | 0 | 0
[26 empty] | 0 | 0
[26 empty] | 0 | 0
[26 empty] | 0 | 0
[26 empty] | 0 | 0
[26 empty] | 0 | 0
[26 empty] | 0 | 0
[26 empty] | 0 | 0
[26 empty] | 0 | 0
[26 empty] | 0 | 0
[26 empty] | 0 | 0
[26 empty] | 0 | 0
[26 empty] | 0 | 0
[26 empty] | 0 | 0
[26 empty] | 0 | 0
[26 empty] | 0 | 0
[26 empty] | 0 | 0
[26 empty] | 0 | 0
[26 empty] | 0 | 0
[26 empty] | 0 | 0
[26 empty] | 0 | 0
[26 empty] | 0 | 0
[26 empty] | 0 | 0
[26 empty] | 0 | 0
[26 empty] | 0 | 0
[26 empty] | 0 | 0
[26 empty] | 0 | 0
[26 empty] | 0 | 0
[26 empty] | 0 | 0
[26 empty] | 0 | 0
[26 empty] | 0 | 0
[26 empty] | 0 | 0
[26 empty] | 0 | 0
[26 empty] | 0 | 0
[26 empty] | 0 | 0
[26 empty] | 0 | 0
[26 empty] | 0 | 0
[26 empty] | 0 | 0
[26 empty] | 0 | 0
[26 empty] | 0 | 0
[26 empty] | 0 | 0
[26 empty] | 0 | 0
[26 empty] | 0 | 0
[26 empty] | 0 | 0
[26 empty] | 0 | 0
[26 empty] | 0 | 0
[26 empty] | 0 | 0
[26 empty] | 0 | 0
[26 empty] | 0 | 0
[26 empty] | 0 | 0
[26 empty] | 0 | 0
[26 empty] | 0 | 0
[26 empty] | 0 | 0
[26 empty] | 0 | 0
[26 empty] | 0 | 0
[26 empty] | 0 | 0
[26 empty] | 0 | 0
[26 empty] | 0 | 0
[26 empty] | 0 | 0
[26 empty] | 0 | 0
[26 empty] | 0 | 0
[26 empty] | 0 | 0
[26 empty] | 0 | 0
[26 empty] | 0 | 0
[26 empty] | 0 | 0
[26 empty] | 0 | 0
[26 empty] | 0 | 0
[26 empty] | 0 | 0
[26 empty] | 0 | 0
[26 empty] | 0 | 0
[26 empty] | 0 | 0
[26 empty] | 0 | 0
[26 empty] | 0 | 0
[26 empty] | 0 | 0
[26 empty] | 0 | 0
[26 empty] | 0 | 0
[26 empty] | 0 | 0
[26 empty] | 0 | 0
[26 empty] | 0 | 0
[26 empty] | 0 | 0
[26 empty] | 0 | 0
[26 empty] | 0 | 0
[26 empty] | 0 | 0
[26 empty] | 0 | 0
[26 empty] | 0 | 0
[26 empty] | 0 | 0
[26 empty] | 0 | 0
[26 empty] | 0 | 0
[26 empty] | 0 | 0
[26 empty] | 0 | 0
[26 empty] | 0 | 0
[26 empty] | 0 | 0
[26 empty] | 0 | 0
[26 empty] | 0 | 0
[26 empty] | 0 | 0
[26 empty] | 0 | 0
[26 empty] | 0 | 0
[26 empty] | 0 | 0
[26 empty] | 0 | 0
[26 empty] | 0 | 0
[26 empty] | 0 | 0
[26 empty] | 0 | 0
[26 empty] | 0 | 0
[26 empty] | 0 | 0
[26 empty] | 0 | 0
[26 empty] | 0 | 0
[26 empty] | 0 | 0
[26 empty] | 0 | 0
[26 empty] | 0 | 0
[26 empty] | 0 | 0
[26 empty] | 0 | 0
[26 empty] | 0 | 0
[26 empty] | 0 | 0
[26 empty] | 0 | 0
[26 empty] | 0 | 0
[26 empty] | 0 | 0
[26 empty] | 0 | 0
[26 empty] | 0 | 0
[26 empty] | 0 | 0
[26 empty] | 0 | 0
[26 empty] | 0 | 0
[26 empty] | 0 | 0
[26 empty] | 0 | 0
[26 empty] | 0 | 0
[26 empty] | 0 | 0
[26 empty] | 0 | 0
[26 empty] | 0 | 0
[26 empty] | 0 | 0
[26 empty] | 0 | 0
[26 empty] | 0 | 0
[26 empty] | 0 | 0
[26 empty] | 0 | 0
[26 empty] | 0 | 0
[26 empty] | 0 | 0
[26 empty] | 0 | 0
[26 empty] | 0 | 0
[26 empty] | 0 | 0
[26 empty] | 0 | 0
[26 empty] | 0 | 0
[26 empty] | 0 | 0
[26 empty] | 0 | 0
[26 empty] | 0 | 0
[26 empty] | 0 | 0
[26 empty] | 0 | 0
[26 empty] | 0 | 0
[26 empty] | 0 | 0
[26 empty] | 0 | 0
[26 empty] | 0 | 0
[26 empty] | 0 | 0
[26 empty] | 0 | 0
[26 empty] | 0 | 0
[26 empty] | 0 | 0
[26 empty] | 0 | 0
[26 empty] | 0 | 0
[26 empty] | 0 | 0
[26 empty] | 0 | 0
[26 empty] | 0 | 0
[26 empty] | 0 | 0
[26 empty] | 0 | 0
[26 empty] | 0 | 0
[26 empty] | 0 | 0
[26 empty] | 0 | 0
[26 empty] | 0 | 0
[26 empty] | 0 | 0
[26 empty] | 0 | 0
[26 empty] | 0 | 0
[26 empty] | 0 | 0
[26 empty] | 0 | 0
[26 empty] | 0 | 0
[26 empty] | 0 | 0
[26 empty] | 0 | 0
[26 empty] | 0 | 0
[26 empty] | 0 | 0
[26 empty] | 0 | 0
[26 empty] | 0 | 0
[26 empty] | 0 | 0
[26 empty] | 0 | 0
[26 empty] | 0 | 0
[26 empty] | 0 | 0
[26 empty] | 0 | 0
[26 empty] | 0 | 0
[26 empty] | 0 | 0
[26 empty] | 0 | 0
[26 empty] | 0 | 0
[26 empty] | 0 | 0
[26 empty] | 0 | 0
[26 empty] | 0 | 0
[26 empty] | 0 | 0
[26 empty] | 0 | 0
[26 empty] | 0 | 0
[26 empty] | 0 | 0
[26 empty] | 0 | 0
[26 empty] | 0 | 0
[26 empty] | 0 | 0
[26 empty] | 0 | 0
[26 empty] | 0 | 0
[26 empty] | 0 | 0
[26 empty] | 0 | 0
[26 empty] | 0 | 0
[26 empty] | 0 | 0
[26 empty] | 0 | 0
[26 empty] | 0 | 0
[26 empty] | 0 | 0
[26 empty] | 0 | 0
[26 empty] | 0 | 0
[26 empty] | 0 | 0
[26 empty] | 0 | 0
[26 empty] | 0 | 0
[26 empty] | 0 | 0
[26 empty] | 0 | 0
[26 empty] | 0 | 0
[26 empty] | 0 | 0
[26 empty] | 0 | 0
[26 empty] | 0 | 0
[26 empty] | 0 | 0
[26 empty] | 0 | 0
[26 empty] | 0 | 0
[26 empty] | 0 | 0
[26 empty] | 0 | 0
[26 empty] | 0 | 0
[26 empty] | 0 | 0
[26 empty] | 0 | 0
[26 empty] | 0 | 0
[26 empty] | 0 | 0
[26 empty] | 0 | 0
[26 empty] | 0 | 0
[26 empty] | 0 | 0
[26 empty] | 0 | 0
[26 empty] | 0 | 0
[26 empty] | 0 | 0
[26 empty] | 0 | 0
[26 empty] | 0 | 0
[26 empty] | 0 | 0
[26 empty] | 0 | 0
[26 empty] | 0 | 0
[26 empty] | 0 | 0
[26 empty] | 0 | 0
[26 empty] | 0 | 0
[26 empty] | 0 | 0
[26 empty] | 0 | 0
[26 empty] | 0 | 0
[26 empty] | 0 | 0
[26 empty] | 0 | 0
[26 empty] | 0 | 0
[26 empty] | 0 | 0
[26 empty] | 0 | 0
[26 empty] | 0 | 0
[26 empty] | 0 | 0
[26 empty] | 0 | 0
[26 empty] | 0 | 0
[26 empty] | 0 | 0
[26 empty] | 0 | 0
[26 empty] | 0 | 0
[26 empty] | 0 | 0
[26 empty] | 0 | 0
[26 empty] | 0 | 0
[26 empty] | 0 | 0
[26 empty] | 0 | 0
[26 empty] | 0 | 0
[26 empty] | 0 | 0
[26 empty] | 0 | 0
[26 empty] | 0 | 0
[26 empty] | 0 | 0
[26 empty] | 0 | 0
[26 empty] | 0 | 0
[26 empty] | 0 | 0
[26 empty] | 0 | 0
[26 empty] | 0 | 0
[26 empty] | 0 | 0
[26 empty] | 0 | 0
[26 empty] | 0 | 0
[26 empty] | 0 | 0
[26 empty] | 0 | 0
[26 empty] | 0 | 0
[26 empty] | 0 | 0
[26 empty] | 0 | 0
[26 empty] | 0 | 0
[26 empty] | 0 | 0
[26 empty] | 0 | 0
[26 empty] | 0 | 0
[26 empty] | 0 | 0
[26 empty] | 0 | 0
[26 empty] | 0 | 0
[26 empty] | 0 | 0
[26 empty] | 0 | 0
[26 empty] | 0 | 0
[26 empty] | 0 | 0
[26 empty] | 0 | 0
[26 empty] | 0 | 0
[26 empty] | 0 | 0
[26 empty] | 0 | 0
[26 empty] | 0 | 0
[26 empty] | 0 | 0
[26 empty] | 0 | 0
[26 empty] | 0 | 0
[26 empty] | 0 | 0
[26 empty] | 0 | 0
[26 empty] | 0 | 0
[26 empty] | 0 | 0
[26 empty] | 0 | 0
[26 empty] | 0 | 0
[26 empty] | 0 | 0
[26 empty] | 0 | 0
[26 empty] | 0 | 0
[26 empty] | 0 | 0
[26 empty] | 0 | 0
[26 empty] | 0 | 0
[26 empty] | 0 | 0
[26 empty] | 0 | 0
[26 empty] | 0 | 0
[26 empty] | 0 | 0
[26 empty] | 0 | 0
[26 empty] | 0 | 0
[26 empty] | 0 | 0
[26 empty] | 0 | 0
[26 empty] | 0 | 0
[26 empty] | 0 | 0
[26 empty] | 0 | 0
[26 empty] | 0 | 0
[26 empty] | 0 | 0
[26 empty] | 0 | 0
[26 empty] | 0 | 0
[26 empty] | 0 | 0
[26 empty] | 0 | 0
[26 empty] | 0 | 0
[26 empty] | 0 | 0
[26 empty] | 0 | 0
[26 empty] | 0 | 0
[26 empty] | 0 | 0
[26 empty] | 0 | 0
[26 empty] | 0 | 0
[26 empty] | 0 | 0
[26 empty] | 0 | 0
[26 empty] | 0 | 0
[26 empty] | 0 | 0
[26 empty] | 0 | 0
[26 empty] | 0 | 0
[26 empty] | 0 | 0
[26 empty] | 0 | 0
[26 empty] | 0 | 0
[26 empty] | 0 | 0
[26 empty] | 0 | 0
[26 empty] | 0 | 0
[26 empty] | 0 | 0
[26 empty] | 0 | 0
[26 empty] | 0 | 0
[26 empty] | 0 | 0
[26 empty] | 0 | 0
[26 empty] | 0 | 0
[26 empty] | 0 | 0
[26 empty] | 0 | 0
[26 empty] | 0 | 0
[26 empty] | 0 | 0
[26 empty] | 0 | 0
[26 empty] | 0 | 0
[26 empty] | 0 | 0
[26 empty] | 0 | 0
[26 empty] | 0 | 0
[26 empty] | 0 | 0
[26 empty] | 0 | 0
[26 empty] | 0 | 0
[26 empty] | 0 | 0
[26 empty] | 0 | 0
[26 empty] | 0 | 0
[26 empty] | 0 | 0
[26 empty] | 0 | 0
[26 empty] | 0 | 0
[26 empty] | 0 | 0
[26 empty] | 0 | 0
[26 empty] | 0 | 0
[26 empty] | 0 | 0
[26 empty] | 0 | 0
[26 empty] | 0 | 0
[26 empty] | 0 | 0
[26 empty] | 0 | 0
[26 empty] | 0 | 0
[26 empty] | 0 | 0
[26 empty] | 0 | 0
[26 empty] | 0 | 0
[26 empty] | 0 | 0
[26 empty] | 0 | 0
[26 empty] | 0 | 0
[26 empty] | 0 | 0
[26 empty] | 0 | 0
[26 empty] | 0 | 0
[26 empty] | 0 | 0
[26 empty] | 0 | 0
[26 empty] | 0 | 0
[26 empty] | 0 | 0
[26 empty] | 0 | 0
[26 empty] | 0 | 0
[26 empty] | 0 | 0
[26 empty] | 0 | 0
[26 empty] | 0 | 0
[26 empty] | 0 | 0
[26 empty] | 0 | 0
[26 empty] | 0 | 0
[26 empty] | 0 | 0
[26 empty] | 0 | 0
[26 empty] | 0 | 0
[26 empty] | 0 | 0
[26 empty] | 0 | 0
[26 empty] | 0 | 0
[26 empty] | 0 | 0
[26 empty] | 0 | 0
[26 empty] | 0 | 0
[26 empty] | 0 | 0
[26 empty] | 0 | 0
[26 empty] | 0 | 0
[26 empty] | 0 | 0
[26 empty] | 0 | 0
[26 empty] | 0 | 0
[26 empty] | 0 | 0
[26 empty] | 0 | 0
[26 empty] | 0 | 0
[26 empty] | 0 | 0
[26 empty] | 0 | 0
[26 empty] | 0 | 0
[26 empty] | 0 | 0
[26 empty] | 0 | 0
[26 empty] | 0 | 0
[26 empty] | 0 | 0
[26 empty] | 0 | 0
[26 empty] | 0 | 0
[26 empty] | 0 | 0
[26 empty] | 0 | 0
[26 empty] | 0 | 0
[26 empty] | 0 | 0
[26 empty] | 0 | 0
[26 empty] | 0 | 0
[26 empty] | 0 | 0
[26 empty] | 0 | 0
[26 empty] | 0 | 0
[26 empty] | 0 | 0
[26 empty] | 0 | 0
[26 empty] | 0 | 0
[26 empty] | 0 | 0
[26 empty] | 0 | 0
[26 empty] | 0 | 0
[26 empty] | 0 | 0
[26 empty] | 0 | 0
[26 empty] | 0 | 0
[26 empty] | 0 | 0
[26 empty] | 0 | 0
[26 empty] | 0 | 0
[26 empty] | 0 | 0
[26 empty] | 0 | 0
[26 empty] | 0 | 0
[26 empty] | 0 | 0
[26 empty] | 0 | 0
[26 empty] | 0 | 0
[26 empty] | 0 | 0
[26 empty] | 0 | 0
[26 empty] | 0 | 0
[26 empty] | 0 | 0
[26 empty] | 0 | 0
[26 empty] | 0 | 0
[26 empty] | 0 | 0
[26 empty] | 0 | 0
[26 empty] | 0 | 0
[26 empty] | 0 | 0
[26 empty] | 0 | 0
[26 empty] | 0 | 0
[26 empty] | 0 | 0
[26 empty] | 0 | 0
[26 empty] | 0 | 0
[26 empty] | 0 | 0
[26 empty] | 0 | 0
[26 empty] | 0 | 0
[26 empty] | 0 | 0
[26 empty] | 0 | 0
[26 empty] | 0 | 0
[26 empty] | 0 | 0
[26 empty] | 0 | 0
[26 empty] | 0 | 0
[26 empty] | 0 | 0
[26 empty] | 0 | 0
[26 empty] | 0 | 0
[26 empty] | 0 | 0
[26 empty] | 0 | 0
[26 empty] | 0 | 0
[26 empty] | 0 | 0
[26 empty] | 0 | 0
[26 empty] | 0 | 0
[26 empty] | 0 | 0
[26 empty] | 0 | 0
[26 empty] | 0 | 0
[26 empty] | 0 | 0
[26 empty] | 0 | 0
[26 empty] | 0 | 0
[26 empty] | 0 | 0
[26 empty] | 0 | 0
[26 empty] | 0 | 0
[26 empty] | 0 | 0
[26 empty] | 0 | 0
[26 empty] | 0 | 0
[26 empty] | 0 | 0
[26 empty] | 0 | 0
[26 empty] | 0 | 0
[26 empty] | 0 | 0
[26 empty] | 0 | 0
[26 empty] | 0 | 0
[26 empty] | 0 | 0
[26 empty] | 0 | 0
[26 empty] | 0 | 0
[26 empty] | 0 | 0
[26 empty] | 0 | 0
[26 empty] | 0 | 0
[26 empty] | 0 | 0
[26 empty] | 0 | 0
[26 empty] | 0 | 0
[26 empty] | 0 | 0
[26 empty] | 0 | 0
[26 empty] | 0 | 0
[26 empty] | 0 | 0
[26 empty] | 0 | 0
[26 empty] | 0 | 0
[26 empty] | 0 | 0
[26 empty] | 0 | 0
[26 empty] | 0 | 0
[26 empty] | 0 | 0
[26 empty] | 0 | 0
[26 empty] | 0 | 0
[26 empty] | 0 | 0
[26 empty] | 0 | 0
[26 empty] | 0 | 0
[26 empty] | 0 | 0
[26 empty] | 0 | 0
[26 empty] | 0 | 0
[26 empty] | 0 | 0
[26 empty] | 0 | 0
[26 empty] | 0 | 0
[26 empty] | 0 | 0
[26 empty] | 0 | 0
[26 empty] | 0 | 0
[26 empty] | 0 | 0
[26 empty] | 0 | 0
[26 empty] | 0 | 0
[26 empty] | 0 | 0
[26 empty] | 0 | 0
[26 empty] | 0 | 0
[26 empty] | 0 | 0
[26 empty] | 0 | 0
[26 empty] | 0 | 0
[26 empty] | 0 | 0
[26 empty] | 0 | 0
[26 empty] | 0 | 0
[26 empty] | 0 | 0
[26 empty] | 0 | 0
[26 empty] | 0 | 0
[26 empty] | 0 | 0
[26 empty] | 0 | 0
[26 empty] | 0 | 0
[26 empty] | 0 | 0
[26 empty] | 0 | 0
[26 empty] | 0 | 0
[26 empty] | 0 | 0
[26 empty] | 0 | 0
[26 empty] | 0 | 0
[26 empty] | 0 | 0
[26 empty] | 0 | 0
[26 empty] | 0 | 0
[26 empty] | 0 | 0
[26 empty] | 0 | 0
[26 empty] | 0 | 0
[26 empty] | 0 | 0
[26 empty] | 0 | 0
[26 empty] | 0 | 0
[26 empty] | 0 | 0
[26 empty] | 0 | 0
[26 empty] | 0 | 0
[26 empty] | 0 | 0
[26 empty] | 0 | 0
[26 empty] | 0 | 0
[26 empty] | 0 | 0
[26 empty] | 0 | 0
[26 empty] | 0 | 0
[26 empty] | 0 | 0
[26 empty] | 0 | 0
[26 empty] | 0 | 0
[26 empty] | 0 | 0
[26 empty] | 0 | 0
[26 empty] | 0 | 0
[26 empty] | 0 | 0
[26 empty] | 0 | 0
[26 empty] | 0 | 0
[26 empty] | 0 | 0
[26 empty] | 0 | 0
[26 empty] | 0 | 0
[26 empty] | 0 | 0
[26 empty] | 0 | 0
[26 empty] | 0 | 0
[26 empty] | 0 | 0
[26 empty] | 0 | 0
[26 empty] | 0 | 0
[26 empty] | 0 | 0
[26 empty] | 0 | 0
[26 empty] | 0 | 0
[26 empty] | 0 | 0
[26 empty] | 0 | 0
[26 empty] | 0 | 0
[26 empty] | 0 | 0
[26 empty] | 0 | 0
[26 empty] | 0 | 0
[26 empty] | 0 | 0
[26 empty] | 0 | 0
[26 empty] | 0 | 0
[26 empty] | 0 | 0
[26 empty] | 0 | 0
[26 empty] | 0 | 0
[26 empty] | 0 | 0
[26 empty] | 0 | 0
[26 empty] | 0 | 0
[26 empty] | 0 | 0
[26 empty] | 0 | 0
[26 empty] | 0 | 0
[26 empty] | 0 | 0
[26 empty] | 0 | 0
[26 empty] | 0 | 0
[26 empty] | 0 | 0
[26 empty] | 0 | 0
[26 empty] | 0 | 0
[26 empty] | 0 | 0
[26 empty] | 0 | 0
[26 empty] | 0 | 0
[26 empty] | 0 | 0
[26 empty] | 0 | 0
[26 empty] | 0 | 0
[26 empty] | 0 | 0
[26 empty] | 0 | 0
[26 empty] | 0 | 0
[26 empty] | 0 | 0
[26 empty] | 0 | 0
[26 empty] | 0 | 0
[26 empty] | 0 | 0
[26 empty] | 0 | 0
[26 empty] | 0 | 0
[26 empty] | 0 | 0
[26 empty] | 0 | 0
[26 empty] | 0 | 0
[26 empty] | 0 | 0
[26 empty] | 0 | 0
[26 empty] | 0 | 0
[26 empty] | 0 | 0
[26 empty] | 0 | 0
[26 empty] | 0 | 0
[26 empty] | 0 | 0
[26 empty] | 0 | 0
[26 empty] | 0 | 0
[26 empty] | 0 | 0
[26 empty] | 0 | 0
[26 empty] | 0 | 0
[26 empty] | 0 | 0
[26 empty] | 0 | 0
[26 empty] | 0 | 0
[26 empty] | 0 | 0
[26 empty] | 0 | 0
[26 empty] | 0 | 0
[26 empty] | 0 | 0
[26 empty] | 0 | 0
[26 empty] | 0 | 0
[26 empty] | 0 | 0
[26 empty] | 0 | 0
[26 empty] | 0 | 0
[26 empty] | 0 | 0
[26 empty] | 0 | 0
[26 empty] | 0 | 0
[26 empty] | 0 | 0
[26 empty] | 0 | 0
[26 empty] | 0 | 0
[26 empty] | 0 | 0
[26 empty] | 0 | 0
[26 empty] | 0 | 0
[26 empty] | 0 | 0
[26 empty] | 0 | 0
[26 empty] | 0 | 0
[26 empty] | 0 | 0
[26 empty] | 0 | 0
[26 empty] | 0 | 0
[26 empty] | 0 | 0
[26 empty] | 0 | 0
[26 empty] | 0 | 0
[26 empty] | 0 | 0
[26 empty] | 0 | 0
[26 empty] | 0 | 0
[26 empty] | 0 | 0
[26 empty] | 0 | 0
[26 empty] | 0 | 0
[26 empty] | 0 | 0
[26 empty] | 0 | 0
[26 empty] | 0 | 0
[26 empty] | 0 | 0
[26 empty] | 0 | 0
[26 empty] | 0 | 0
[26 empty] | 0 | 0
[26 empty] | 0 | 0
[26 empty] | 0 | 0
[26 empty] | 0 | 0
[26 empty] | 0 | 0
[26 empty] | 0 | 0
[26 empty] | 0 | 0
[26 empty] | 0 | 0
[26 empty] | 0 | 0
[26 empty] | 0 | 0
[26 empty] | 0 | 0
[26 empty] | 0 | 0
[26 empty] | 0 | 0
[26 empty] | 0 | 0
[26 empty] | 0 | 0
[26 empty] | 0 | 0
[26 empty] | 0 | 0
[26 empty] | 0 | 0
[26 empty] | 0 | 0
[26 empty] | 0 | 0
[26 empty] | 0 | 0
[26 empty] | 0 | 0
[26 empty] | 0 | 0
[26 empty] | 0 | 0
[26 empty] | 0 | 0
[26 empty] | 0 | 0
[26 empty] | 0 | 0
[26 empty] | 0 | 0
[26 empty] | 0 | 0
[26 empty] | 0 | 0
[26 empty] | 0 | 0
[26 empty] | 0 | 0
[26 empty] | 0 | 0
[26 empty] | 0 | 0
[26 empty] | 0 | 0
[26 empty] | 0 | 0
[26 empty] | 0 | 0
[26 empty] | 0 | 0
[26 empty] | 0 | 0
[26 empty] | 0 | 0
[26 empty] | 0 | 0
[26 empty] | 0 | 0
[26 empty] | 0 | 0
[26 empty] | 0 | 0
[26 empty] | 0 | 0
[26 empty] | 0 | 0
[26 empty] | 0 | 0
[26 empty] | 0 | 0
[26 empty] | 0 | 0
[26 empty] | 0 | 0
[26 empty] | 0 | 0
[26 empty] | 0 | 0
[26 empty] | 0 | 0
[26 empty] | 0 | 0
[26 empty] | 0 | 0
[26 empty] | 0 | 0
[26 empty] | 0 | 0
[26 empty] | 0 | 0
[26 empty] | 0 | 0
[26 empty] | 0 | 0
[26 empty] | 0 | 0
[26 empty] | 0 | 0
[26 empty] | 0 | 0
[26 empty] | 0 | 0
[26 empty] | 0 | 0
[26 empty] | 0 | 0
[26 empty] | 0 | 0
[26 empty] | 0 | 0
[26 empty] | 0 | 0
[26 empty] | 0 | 0
[26 empty] | 0 | 0
[26 empty] | 0 | 0
[26 empty] | 0 | 0
[26 empty] | 0 | 0
[26 empty] | 0 | 0
[26 empty] | 0 | 0
[26 empty] | 0 | 0
[26 empty] | 0 | 0
[26 empty] | 0 | 0
[26 empty] | 0 | 0
[26 empty] | 0 | 0
[26 empty] | 0 | 0
[26 empty] | 0 | 0
[26 empty] | 0 | 0
[26 empty] | 0 | 0
[26 empty] | 0 | 0
[26 empty] | 0 | 0
[26 empty] | 0 | 0
[26 empty] | 0 | 0
[26 empty] | 0 | 0
[26 empty] | 0 | 0
[26 empty] | 0 | 0
[26 empty] | 0 | 0
[26 empty] | 0 | 0
[26 empty] | 0 | 0
[26 empty] | 0 | 0
[26 empty] | 0 | 0
[26 empty] | 0 | 0
[26 empty] | 0 | 0
[26 empty] | 0 | 0
[26 empty] | 0 | 0
[26 empty] | 0 | 0
[26 empty] | 0 | 0
[26 empty] | 0 | 0
[26 empty] | 0 | 0
[26 empty] | 0 | 0
[26 empty] | 0 | 0
[26 empty] | 0 | 0
[26 empty] | 0 | 0
[26 empty] | 0 | 0
[26 empty] | 0 | 0
[26 empty] | 0 | 0
[26 empty] | 0 | 0
[26 empty] | 0 | 0
[26 empty] | 0 | 0
[26 empty] | 0 | 0
[26 empty] | 0 | 0
[26 empty] | 0 | 0
[26 empty] | 0 | 0
[26 empty] | 0 | 0
[26 empty] | 0 | 0
[26 empty] | 0 | 0
[26 empty] | 0 | 0
[26 empty] | 0 | 0
[26 empty] | 0 | 0
[26 empty] | 0 | 0
[26 empty] | 0 | 0
[26 empty] | 0 | 0
[26 empty] | 0 | 0
[26 empty] | 0 | 0
[26 empty] | 0 | 0
[26 empty] | 0 | 0
[26 empty] | 0 | 0
[26 empty] | 0 | 0
[26 empty] | 0 | 0
[26 empty] | 0 | 0
[26 empty] | 0 | 0
[26 empty] | 0 | 0
[26 empty] | 0 | 0
[26 empty] | 0 | 0
[26 empty] | 0 | 0
[26 empty] | 0 | 0
[26 empty] | 0 | 0
[26 empty] | 0 | 0
[26 empty] | 0 | 0
[26 empty] | 0 | 0
[26 empty] | 0 | 0
[26 empty] | 0 | 0
[26 empty] | 0 | 0
[26 empty] | 0 | 0
[26 empty] | 0 | 0
[26 empty] | 0 | 0
[26 empty] | 0 | 0
[26 empty] | 0 | 0
[26 empty] | 0 | 0
[26 empty] | 0 | 0
[26 empty] | 0 | 0
[26 empty] | 0 | 0
[26 empty] | 0 | 0
[26 empty] | 0 | 0
[26 empty] | 0 | 0
[26 empty] | 0 | 0
[26 empty] | 0 | 0
[26 empty] | 0 | 0
[26 empty] | 0 | 0
[26 empty] | 0 | 0
[26 empty] | 0 | 0
[26 empty] | 0 | 0
[26 empty] | 0 | 0
[26 empty] | 0 | 0
[26 empty] | 0 | 0
[26 empty] | 0 | 0
[26 empty] | 0 | 0
[26 empty] | 0 | 0
[26 empty] | 0 | 0
[26 empty] | 0 | 0
[26 empty] | 0 | 0
[26 empty] | 0 | 0
[26 empty] | 0 | 0
[26 empty] | 0 | 0
[26 empty] | 0 | 0
[26 empty] | 0 | 0
[26 empty] | 0 | 0
[26 empty] | 0 | 0
[26 empty] | 0 | 0
[26 empty] | 0 | 0
[26 empty] | 0 | 0
[26 empty] | 0 | 0
[26 empty] | 0 | 0
[26 empty] | 0 | 0
[26 empty] | 0 | 0
[26 empty] | 0 | 0
[26 empty] | 0 | 0
[26 empty] | 0 | 0
[26 empty] | 0 | 0
[26 empty] | 0 | 0
[26 empty] | 0 | 0
[26 empty] | 0 | 0
[26 empty] | 0 | 0
[26 empty] | 0 | 0
[26 empty] | 0 | 0
[26 empty] | 0 | 0
[26 empty] | 0 | 0
[26 empty] | 0 | 0
[26 empty] | 0 | 0
[26 empty] | 0 | 0
[26 empty] | 0 | 0
[26 empty] | 0 | 0
[26 empty] | 0 | 0
[26 empty] | 0 | 0
[26 empty] | 0 | 0
[26 empty] | 0 | 0
[26 empty] | 0 | 0
[26 empty] | 0 | 0
[26 empty] | 0 | 0
[26 empty] | 0 | 0
[26 empty] | 0 | 0
[26 empty] | 0 | 0
[26 empty] | 0 | 0
[26 empty] | 0 | 0
[26 empty] | 0 | 0
[26 empty] | 0 | 0
[26 empty] | 0 | 0
[26 empty] | 0 | 0
[26 empty] | 0 | 0
[26 empty] | 0 | 0
[26 empty] | 0 | 0
[26 empty] | 0 | 0
[26 empty] | 0 | 0
[26 empty] | 0 | 0
[26 empty] | 0 | 0
[26 empty] | 0 | 0
[26 empty] | 0 | 0
[26 empty] | 0 | 0
[26 empty] | 0 | 0
[26 empty] | 0 | 0
[26 empty] | 0 | 0
[26 empty] | 0 | 0
[26 empty] | 0 | 0
[26 empty] | 0 | 0
[26 empty] | 0 | 0
[26 empty] | 0 | 0
[26 empty] | 0 | 0
[26 empty] | 0 | 0
[26 empty] | 0 | 0
[26 empty] | 0 | 0
[26 empty] | 0 | 0
[26 empty] | 0 | 0
[26 empty] | 0 | 0
[26 empty] | 0 | 0
[26 empty] | 0 | 0
[26 empty] | 0 | 0
[26 empty] | 0 | 0
[26 empty] | 0 | 0
[26 empty] | 0 | 0
[26 empty] | 0 | 0
[26 empty] | 0 | 0
[26 empty] | 0 | 0
[26 empty] | 0 | 0
[26 empty] | 0 | 0
[26 empty] | 0 | 0
[26 empty] | 0 | 0
[26 empty] | 0 | 0
[26 empty] | 0 | 0
[26 empty] | 0 | 0
[26 empty] | 0 | 0
[26 empty] | 0 | 0
[26 empty] | 0 | 0
[26 empty] | 0 | 0
[26 empty] | 0 | 0
[26 empty] | 0 | 0
[26 empty] | 0 | 0
[26 empty] | 0 | 0
[26 empty] | 0 | 0
[26 empty] | 0 | 0
[26 empty] | 0 | 0
[26 empty] | 0 | 0
[26 empty] | 0 | 0
[26 empty] | 0 | 0
[26 empty] | 0 | 0
[26 empty] | 0 | 0
[26 empty] | 0 | 0
[26 empty] | 0 | 0
[26 empty] | 0 | 0
[26 empty] | 0 | 0
[26 empty] | 0 | 0
[26 empty] | 0 | 0
[26 empty] | 0 | 0
[26 empty] | 0 | 0
[26 empty] | 0 | 0
[26 empty] | 0 | 0
[26 empty] | 0 | 0
[26 empty] | 0 | 0
[26 empty] | 0 | 0
[26 empty] | 0 | 0
[26 empty] | 0 | 0
[26 empty] | 0 | 0
[26 empty] | 0 | 0
[26 empty] | 0 | 0
[26 empty] | 0 | 0
[26 empty] | 0 | 0
[26 empty] | 0 | 0
[26 empty] | 0 | 0
[26 empty] | 0 | 0
[26 empty] | 0 | 0
[26 empty] | 0 | 0
[26 empty] | 0 | 0
[26 empty] | 0 | 0
[26 empty] | 0 | 0
[26 empty] | 0 | 0
[26 empty] | 0 | 0
[26 empty] | 0 | 0
[26 empty] | 0 | 0
[26 empty] | 0 | 0
[26 empty] | 0 | 0
[26 empty] | 0 | 0
[26 empty] | 0 | 0
[26 empty] | 0 | 0
[26 empty] | 0 | 0
[26 empty] | 0 | 0
[26 empty] | 0 | 0
[26 empty] | 0 | 0
[26 empty] | 0 | 0
[26 empty] | 0 | 0
[26 empty] | 0 | 0
[26 empty] | 0 | 0
[26 empty] | 0 | 0
[26 empty] | 0 | 0
[26 empty] | 0 | 0
[26 empty] | 0 | 0
[26 empty] | 0 | 0
[26 empty] | 0 | 0
[26 empty] | 0 | 0
[26 empty] | 0 | 0
[26 empty] | 0 | 0
[26 empty] | 0 | 0
[26 empty] | 0 | 0
[26 empty] | 0 | 0
[26 empty] | 0 | 0
[26 empty] | 0 | 0
[26 empty] | 0 | 0
[26 empty] | 0 | 0
[26 empty] | 0 | 0
[26 empty] | 0 | 0
[26 empty] | 0 | 0
[26 empty] | 0 | 0
[26 empty] | 0 | 0
[26 empty] | 0 | 0
[26 empty] | 0 | 0
[26 empty] | 0 | 0
[26 empty] | 0 | 0
[26 empty] | 0 | 0
[26 empty] | 0 | 0
[26 empty] | 0 | 0
[26 empty] | 0 | 0
[26 empty] | 0 | 0
[26 empty] | 0 | 0
[26 empty] | 0 | 0
[26 empty] | 0 | 0
[26 empty] | 0 | 0
[26 empty] | 0 | 0
[26 empty] | 0 | 0
[26 empty] | 0 | 0
[26 empty] | 0 | 0
[26 empty] | 0 | 0
[26 empty] | 0 | 0
[26 empty] | 0 | 0
[26 empty] | 0 | 0
[26 empty] | 0 | 0
[26 empty] | 0 | 0
[26 empty] | 0 | 0
[26 empty] | 0 | 0
[26 empty] | 0 | 0
[26 empty] | 0 | 0
[26 empty] | 0 | 0
[26 empty] | 0 | 0
[26 empty] | 0 | 0
[26 empty] | 0 | 0
[26 empty] | 0 | 0
[26 empty] | 0 | 0
[26 empty] | 0 | 0
[26 empty] | 0 | 0
[26 empty] | 0 | 0
[26 empty] | 0 | 0
[26 empty] | 0 | 0
[26 empty] | 0 | 0
[26 empty] | 0 | 0
[26 empty] | 0 | 0
[26 empty] | 0 | 0
[26 empty] | 0 | 0
[26 empty] | 0 | 0
[26 empty] | 0 | 0
[26 empty] | 0 | 0
[26 empty] | 0 | 0
[26 empty] | 0 | 0
[26 empty] | 0 | 0
[26 empty] | 0 | 0
[26 empty] | 0 | 0
[26 empty] | 0 | 0
[26 empty] | 0 | 0
[26 empty] | 0 | 0
[26 empty] | 0 | 0
[26 empty] | 0 | 0
[26 empty] | 0 | 0
[26 empty] | 0 | 0
[26 empty] | 0 | 0
[26 empty] | 0 | 0
[26 empty] | 0 | 0
[26 empty] | 0 | 0
[26 empty] | 0 | 0
[26 empty] | 0 | 0
[26 empty] | 0 | 0
[26 empty] | 0 | 0
[26 empty] | 0 | 0
[26 empty] | 0 | 0
[26 empty] | 0 | 0
[26 empty] | 0 | 0
[26 empty] | 0 | 0
[26 empty] | 0 | 0
[26 empty] | 0 | 0
[26 empty] | 0 | 0
[26 empty] | 0 | 0
[26 empty] | 0 | 0
[26 empty] | 0 | 0
[26 empty] | 0 | 0
[26 empty] | 0 | 0
[26 empty] | 0 | 0
[26 empty] | 0 | 0
[26 empty] | 0 | 0
[26 empty] | 0 | 0
[26 empty] | 0 | 0
[26 empty] | 0 | 0
[26 empty] | 0 | 0
[26 empty] | 0 | 0
[26 empty] | 0 | 0
[26 empty] | 0 | 0
[26 empty] | 0 | 0
[26 empty] | 0 | 0
[26 empty] | 0 | 0
[26 empty] | 0 | 0
[26 empty] | 0 | 0
[26 empty] | 0 | 0
[26 empty] | 0 | 0
[26 empty] | 0 | 0
[26 empty] | 0 | 0
[26 empty] | 0 | 0
[26 empty] | 0 | 0
[26 empty] | 0 | 0
[26 empty] | 0 | 0
[26 empty] | 0 | 0
[26 empty] | 0 | 0
[26 empty] | 0 | 0
[26 empty] | 0 | 0
[26 empty] | 0 | 0
[26 empty] | 0 | 0
[26 empty] | 0 | 0
[26 empty] | 0 | 0
[26 empty] | 0 | 0
[26 empty] | 0 | 0
[26 empty] | 0 | 0
[26 empty] | 0 | 0
[26 empty] | 0 | 0
[26 empty] | 0 | 0
[26 empty] | 0 | 0
[26 empty] | 0 | 0
[26 empty] | 0 | 0
[26 empty] | 0 | 0
[26 empty] | 0 | 0
[26 empty] | 0 | 0
[26 empty] | 0 | 0
[26 empty] | 0 | 0
[26 empty] | 0 | 0
[26 empty] | 0 | 0
[26 empty] | 0 | 0
[26 empty] | 0 | 0
[26 empty] | 0 | 0
[26 empty] | 0 | 0
[26 empty] | 0 | 0
[26 empty] | 0 | 0
[26 empty] | 0 | 0
[26 empty] | 0 | 0
[26 empty] | 0 | 0
[26 empty] | 0 | 0
[26 empty] | 0 | 0
[26 empty] | 0 | 0
[26 empty] | 0 | 0
[26 empty] | 0 | 0
[26 empty] | 0 | 0
[26 empty] | 0 | 0
[26 empty] | 0 | 0
[26 empty] | 0 | 0
[26 empty] | 0 | 0
[26 empty] | 0 | 0
[26 empty] | 0 | 0
[26 empty] | 0 | 0
[26 empty] | 0 | 0
[26 empty] | 0 | 0
[26 empty] | 0 | 0
[26 empty] | 0 | 0
[26 empty] | 0 | 0
[26 empty] | 0 | 0
[26 empty] | 0 | 0
[26 empty] | 0 | 0
[26 empty] | 0 | 0
[26 empty] | 0 | 0
[26 empty] | 0 | 0
[26 empty] | 0 | 0
[26 empty] | 0 | 0
[26 empty] | 0 | 0
[26 empty] | 0 | 0
[26 empty] | 0 | 0
[26 empty] | 0 | 0
[26 empty] | 0 | 0
[26 empty] | 0 | 0
[26 empty] | 0 | 0
[26 empty] | 0 | 0
[26 empty] | 0 | 0
[26 empty] | 0 | 0
[26 empty] | 0 | 0
[26 empty] | 0 | 0
[26 empty] | 0 | 0
[26 empty] | 0 | 0
[26 empty] | 0 | 0
[26 empty] | 0 | 0
[26 empty] | 0 | 0
[26 empty] | 0 | 0
[26 empty] | 0 | 0
[26 empty] | 0 | 0
[26 empty] | 0 | 0
[26 empty] | 0 | 0
[26 empty] | 0 | 0
[26 empty] | 0 | 0
[26 empty] | 0 | 0
[26 empty] | 0 | 0
[26 empty] | 0 | 0
[26 empty] | 0 | 0
[26 empty] | 0 | 0
[26 empty] | 0 | 0
[26 empty] | 0 | 0
[26 empty] | 0 | 0
[26 empty] | 0 | 0
[26 empty] | 0 | 0
[26 empty] | 0 | 0
[26 empty] | 0 | 0
[26 empty] | 0 | 0
[26 empty] | 0 | 0
[26 empty] | 0 | 0
[26 empty] | 0 | 0
[26 empty] | 0 | 0
[26 empty] | 0 | 0
[26 empty] | 0 | 0
[26 empty] | 0 | 0
[26 empty] | 0 | 0
[26 empty] | 0 | 0
[26 empty] | 0 | 0
[26 empty] | 0 | 0
[26 empty] | 0 | 0
[26 empty] | 0 | 0
[26 empty] | 0 | 0
[26 empty] | 0 | 0
[26 empty] | 0 | 0
[26 empty] | 0 | 0
[26 empty] | 0 | 0
[26 empty] | 0 | 0
[26 empty] | 0 | 0
[26 empty] | 0 | 0
[26 empty] | 0 | 0

## Zones
Houston | -1
North | 1
South | -1
West | 1
SET UP AREA, copy & paste values to cell B1
Source | North |  | N to H | N to W | N to S | W to N | S to N | W to S
Sink | Houston | Houston | -1 | 1 | -1 | -1 | 1 | -1
|  | North | 1 | 1 | 1 | -1 | -1 | -1
|  | South | -1 | 1 | -1 | -1 | 1 | -1
|  | West | 1 | -1 | 1 | 1 | -1 | 1
|  | Source | North | North | North | West | South | West
|  | Sink | Houston | West | South | North | North | South

## Tech
Number of Bus | Name of Bus | Tech Type
238 | BOSQUESW505 | CC
239 | BOSQUESW502 | GGT
244 | WHITNYDM01 | Hydro
245 | WHITNYDM02 | Hydro
247 | BOSQUESW501 | GGT
251 | BOSQUESW803 | CC
253 | BOSQUESW804 | CC
332 | RWMILLER01 | GST
333 | RWMILLER02 | GST
334 | RWMILLER03 | GST
335 | RWMILLER04 | GST
336 | RWMILLER05 | GST
344 | MRSSHPRD | Hydro
345 | MRSSHPRD01 | Hydro
366 | JNSNCNTY802 | Cogen
367 | JNSNCNTY802 | Cogen
503 | NTHTEXAS01 | GST
504 | NTHTEXAS02 | GST
505 | NTHTEXAS03 | GST
580 | JCKCNTY801 | CC
581 | JCKCNTY802 | CC
582 | JCKCNTY803 | CC
728 | WOLFRIDGE801 | Wind
837 | NEWMAN_G5 | GST
842 | OLINGER_G1 | GST
843 | OLINGER_G2 | GST
844 | OLINGER_G3 | GST
845 | OLINGER_G4 | GGT
923 | SPENCER_G4 | GST
924 | SPENCER_G5 | GST
948 | STEAM1 | GST
949 | STEAM2 | GST
950 | STEAM3 | GST
990 | GIBN_CREK_G1 | LIGCO
1002 | PBCTAGE_1G | GGT
1003 | PBCTBGE_2G | GGT
1004 | PBCTCGE_3G | GGT
1005 | PBCTDGE_4G | GGT
1006 | PBCTEGE_5G | GGT
1007 | PB5GEN_6G | GST
1008 | PB6GEN_7G | GST
1037 | MORGAN5G_5G | GST
1039 | MRGNAG_1G | GGT
1040 | MRGNBG_2G | GGT
1041 | MRGNCG_3G | GGT
1042 | MRGNDG_4G | GGT
1043 | MRGNEG_5G | GGT
1044 | MRGNFG_6G | GGT
1045 | CALENG1G_1G | Cogen
1046 | CALENG2G_2G | Cogen
1047 | CALENG3G_3G | Cogen
1058 | LONGSHORE_5 | Wind
1058 | LONGSHORE_5 | Wind
1061 | CIELOGEN_1G | Wind
1062 | CIELOGEN_2G | Wind
1068 | SCURRYCW_1G | Wind
1069 | KINDERMG_1G | Cogen
1070 | KINDERMG_2G | Cogen
1071 | KINDERMG_3G | Cogen
1073 | SCURRYCW_2G | Wind
1320 | BSP 1 | Cogen
1326 | STANTONW_8 | Wind
1327 | WILDHRSE_1G | Wind
1328 | OCOTILLO_1G | Wind
1333 | MCDDONAL_8 | Wind
1343 | TRENTIPP_8 | Wind
1349 | WESTXWIN_1G | Wind
1350 | NWPWRG1_1G | Wind
1354 | AEPWIND_8 | Wind
1360 | GUNSIGHT_8 | Wind
1416 | SWETWATR_1G | CC
1417 | SWETWATR_2G | CC
1418 | SWETWATR_3G | CC
1419 | SWETWATR_4G | CC
1432 | GRHAMSES_2G | GST
1433 | GRHAMSES_1G | GST
1437 | MESQUITW_1G | Wind
1438 | MESQUITW_2G | Wind
1442 | COKFIELD_5 | Wind
1453 | WCPWRCO_1G | CC
1454 | WCPWRCO_2G | CC
1455 | WCPWRCO_3G | CC
1479 | WFCOGEN_1G | Cogen
1479 | WFCOGEN_1G | Cogen
1482 | WFCOGEN_2G | Cogen
1482 | WFCOGEN_2G | Cogen
1600 | BARTNWND_1G | Wind
1643 | SLSTR1PP_1G | Wind
1675 | PEC_1G | Cogen
1676 | PEC_2G | Cogen
1677 | PEC_3G | Cogen
1678 | LAMARPWR_1G | CC
1679 | LAMARPWR_2G | CC
1680 | LAMARPWR_3G | CC
1681 | LAMARPWR_4G | CC
1682 | LAMARPWR_5G | CC
1683 | LAMARPWR_6G | CC
1687 | VALLEY_1G | GST
1688 | VALLEY_2G | GSC
1689 | VALLEY_3G | GST
1701 | MOSES_1G | LIGCO
1702 | MOSES_2G | LIGCO
1703 | MOSES_3G | LIGCO
1861 | EAGLEMNT_1G | GST
1862 | EAGLEMNT_2G | GST
1863 | EAGLEMNT_3G | GST
1877 | WLFHOLW_1G | CC
1878 | WLFHOLW_2G | CC
1879 | WLFHOLW_3G | CC
1889 | DECRDOVA_1G | GSC
1892 | DECRDOVA_2G | GGT
1893 | DECRDOVA_3G | GGT
1894 | DECRDOVA_4G | GGT
1895 | DECRDOVA_5G | GGT
1898 | COMCHEPK_1G | Nuc
1899 | COMCHEPK_2G | Nuc
1937 | MDLTHELP_5G | CC
1938 | MDLTHELP_6G | CC
1941 | MDLTHELP_1G | CC
1942 | MDLTHELP_2G | CC
1943 | MDLTHELP_3G | CC
1944 | MDLTHELP_4G | CC
1947 | HANDLEY_3G | GST
1948 | HANDLEY_4G | GST
1949 | HANDLEY_5G | GST
2371 | COLLIN_1G | GST
2381 | NTHLK1_G | GST
2382 | NTHLK2_G | GST
2383 | NTHLK3_G | GST
2413 | MTCK6_G | GST
2414 | MTCK7_G | GST
2417 | MTCK8_G | GSC
2451 | LKHB1_G | GST
2452 | LKHB2_G | GST
3097 | MARTLAKE_1G | LIGCO
3098 | MARTLAKE_2G | LIGCO
3099 | MARTLAKE_3G | LIGCO
3107 | STRYKER_1G | GST
3108 | STRYKER_2G | GST
3126 | TRINIDAD_6G | GST
3309 | ASPN_G | Bio
3348 | CHAMPION_1G | Cogen
3381 | BBRN_1G | LIGCO
3382 | BBRN_2G | LIGCO
3403 | THOUSE_1G | GSC
3404 | THOUSE_2G | GSC
3416 | LAKE_CRK1_G | GST
3417 | LAKE_CRK2_G | GST
3432 | SANDOW_4G | LIGCO
5026 | BRAUNIG_VHB1 | GST
5027 | BRAUNIG_VHB2 | GST
5028 | BRAUNIG_VHB3 | GST
5111 | CALAVER_JTD1 | LIGCO
5112 | CALAVER_JTD2 | LIGCO
5264 | LEON_LCP3G3 | GST
5265 | LEON_LCP4G4 | GST
5266 | LEON_LCPCT1 | GGT
5267 | LEON_LCPCT2 | GGT
5268 | LEON_LCPCT3 | GGT
5269 | LEON_LCPCT4 | GGT
5396 | CALAVER_OWS1 | GST
5397 | CALAVER_OWS2 | GST
5401 | CALAVER_JKS1 | LIGCO
5436 | TUTTL_WBT1G1 | GST
5438 | TUTTL_WBT3G3 | GST
5439 | TUTTL_WBT4G4 | GST
5476 | BRA_AVR1_CT1 | CC
5477 | BRA_AVR1_ST | CC
5478 | BRA_AVR1_CT2 | CC
5503 | RAYBURNGEN3 | GST
5505 | RAYBURNGEN1 | GGT
5506 | RAYBURNGEN2 | GGT
5508 | RAYBURNCC9 | CC
5509 | RAYBURNCC10 | CC
5511 | RAYBURNCC7 | CC
5512 | RAYBURNCC8 | CC
5728 | FALCONHYDRO2 | Hydro
5729 | FALCONHYDRO3 | Hydro
5890 | PEARSALLGEN1 | GST
5891 | PEARSALLGEN2 | GST
5892 | PEARSALLGEN3 | GST
5903 | SANMIGUELGEN | LIGCO
5911 | STP_GN1___1 | Nuc
5912 | STP_GN2___2 | Nuc
5920 | WELSHDC1 | DCTie
5925 | DCEAST | DCTie
5932 | SI_RAY9 | CC
5933 | SI_RAY6 | GST
5934 | SI_RAY5 | GST
5935 | SI_RAY10 | CC
6016 | SWMESA | Wind
6096 | NORTHDC7 | DCTie
6100 | OKLA7A | DCTie
6144 | MCADOO1A | Wind
6407 | TURKTRAK1A | Wind
6637 | SNYDERW1A | Wind
6752 | OKLA0A | LIGCO
6948 | DENISNDM | Hydro
6948 | DENISNDM | Hydro
7000 | L_FERGUS1_1Y | GSC
7004 | L_SIMGID1_1Y | GST
7005 | L_SIMGID1_2Y | GST
7006 | L_SIMGID1_3Y | GST
7007 | L_LOSTPI1_1Y | CC
7008 | L_LOSTPI1_2Y | CC
7009 | L_LOSTPI1_3Y | CC
7010 | L_FPPYD11_1Y | LIGCO
7011 | L_FPPYD11_2Y | LIGCO
7012 | L_FPPYD21_3Y | LIGCO
7014 | L_HAYSEN1_1Y | CC
7015 | L_HAYSEN1_2Y | CC
7016 | L_HAYSEN1_3Y | CC
7017 | L_HAYSEN1_4Y | CC
7020 | L_AUSTPL1_1Y | Hydro
7020 | L_AUSTPL1_1Y | Hydro
7022 | L_BUCHAN1_1Y | Hydro
7023 | L_BUCHAN1_2Y | Hydro
7024 | L_BUCHAN1_3Y | Hydro
7026 | L_INKSDA1_1Y | Hydro
7028 | L_MARBFA1_1Y | Hydro
7029 | L_MARBFA1_2Y | Hydro
7031 | L_MARSFO1G1Y | Hydro
7032 | L_MARSFO1G2Y | Hydro
7033 | L_MARSFO1G3Y | Hydro
7035 | L_WIRTZ_1G1Y | Hydro
7036 | L_WIRTZ_1G2Y | Hydro
7038 | L_DELAWA1_1Y | Wind
7038 | L_DELAWA1_1Y | Wind
7303 | L_WPPGS12_1Y | GGT
7303 | L_WPPGS12_1Y | GGT
7305 | L_WPPGS34_1Y | GGT
7305 | L_WPPGS34_1Y | GGT
7487 | L_CANYHY8_1Y | Hydro
7605 | L_MCQUEE9_1Y | Hydro
7605 | L_MCQUEE9_1Y | Hydro
7605 | L_MCQUEE9_1Y | Hydro
7609 | L_SCHUMA8_1Y | Hydro
7624 | L_LAKEWO9_1Y | Hydro
7624 | L_LAKEWO9_1Y | Hydro
7800 | L_GUADGE1_1Y | CC
7801 | L_GUADGE1_2Y | CC
7802 | L_GUADGE1_3Y | CC
7803 | L_GUADGE1_4Y | CC
7804 | L_GUADGE1_5Y | CC
7805 | L_GUADGE1_6Y | CC
7807 | L_BASTEN1_1Y | CC
7808 | L_BASTEN1_2Y | CC
7809 | L_BASTEN1_3Y | CC
7810 | L_RIONOG1G1Y | CC
7811 | L_RIONOG1G2Y | CC
7812 | L_RIONOG1G3Y | CC
7813 | L_RIONOG1S1Y | CC
8032 | AMISTADHYD1 | Hydro
8033 | AMISTADHYD2 | Hydro
8048 | FALCONHYDRO1 | Hydro
8066 | DUP1V#1 | Cogen
8134 | FOR #1 | Cogen
8138 | FOR #2 | Cogen
8139 | JOS #1 | GST
8147 | UCAR #2 | Cogen
8148 | UCAR #1 | Cogen
8153 | FOR #3 | Cogen
8154 | FOR #4 | Cogen
8155 | FOR #5 | Cogen
8156 | FOR #6 | Cogen
8157 | FOR #7 | Cogen
8161 | COLETO0A | LIGCO
8173 | VICEC51A | CC
8174 | VICEC61A | CC
8189 | CUECPL2A | Cogen
8262 | ELPS | Hydro
8285 | LAR #1 | GST
8287 | LAR #2 | GST
8288 | LAR #3 | GST
8388 | BATES0A | GST
8393 | BATES0B | GST
8437 | NUECES_B0C | GST
8438 | NUECES_B0B | GST
8442 | NBEC7 | GST
8442 | NBEC7 | GST
8456 | COSW#1 | Cogen
8457 | COSW#2 | Cogen
8459 | B_DAVIS0B | GSC
8460 | B_DAVIS0A | GSC
8461 | KOCH_UP0A | Cogen
8506 | VAL #1 | Cogen
8507 | VAL #2 | Cogen
8511 | OXY_CC0A | Cogen
8517 | CELANEBI0A | Cogen
8560 | CNOPGT1 | Cogen
8561 | CNOPGT2 | Cogen
8562 | CNOPST1 | Cogen
8926 | LGE_GT10A | Cogen
8927 | LGE_GT20A | Cogen
8928 | LGE_STG0A | Cogen
8930 | ICPGN10A | Cogen
8931 | ICPGN20A | Cogen
8932 | ICPGN30A | Cogen
8933 | FGNTS001 | CC
8934 | FGNTS101 | CC
8935 | FGNTS201 | CC
8936 | MVGN#1 | CC
8937 | MVGN#2 | CC
8938 | MVGN#3 | CC
8981 | HECN1 | CC
8982 | HECN2 | CC
8983 | HECN3 | CC
9000 | DECKR_G1 | GST
9001 | DECKR_G2 | GST
9002 | DECKR_G3 | GGT
9003 | DECKR_G4 | GGT
9004 | DECKR_G5 | GGT
9005 | DECKR_G6 | GGT
9016 | SANDH_G1 | GGT
9017 | SANDH_G2 | GGT
9018 | SANDH_G3 | GGT
9019 | SANDH_G4 | GGT
9020 | SANDHG5A | CC
9021 | SANDHG5C | CC
11001 | NAV1CT | CC
11009 | NAV2CT | CC
11011 | NAV3ST | CC
11012 | NAV4CT | CC
11013 | NAV5CT | CC
11014 | NAV6ST | CC
11020 | TIEHVSG_1G | CC
11021 | TIEHVCG_1G | CC
11022 | TIEHVCG_2G | CC
11023 | TIEHVCG_3G | CC
11024 | TIEHVCG_4G | CC
11025 | TIEHVSG_2G | CC
11056 | ROSCOE_1G | Wind
11057 | CHAMPION_1G | Wind
11058 | PYRON_1G | Wind
11059 | INADALE_1G | Wind
11065 | ELBOWCK_1G | Wind
11147 | NOTREES_1G | Wind
11309 | BULLCREK_2G | Wind
11310 | BULLCREK_1G | Wind
11320 | COYOTE_1G | Wind
11691 | KMICHICT1_G | CC
11692 | KMICHICT2_G | CC
11693 | KMICHIST3_G | CC
11694 | KMICHICT4_G | CC
11695 | KMICHICT5_G | CC
11696 | KMICHIST6_G | CC
12322 | ENNSTRAC_1G | CC
12323 | ENNSTRAC_2G | CC
12411 | FPLEFR1A_G | CC
12412 | FPLEFR1B_G | CC
12413 | FPLEFR1C_G | CC
12414 | FPLEFR1S_G | CC
12421 | FPLEFR2A_G | CC
12422 | FPLEFR2B_G | CC
12423 | FPLEFR2C_G | CC
12424 | FPLEFR2S_G | CC
12440 | PARKD_1SVC8 | GST
12449 | PARKD_2SVC8 | GST
13116 | TGATEWAY_1G | CC
13117 | TGATEWAY_2G | CC
13118 | TGATEWAY_3G | CC
13119 | TGATEWAY_4G | CC
13131 | CALFREST_1G | CC
13132 | CALFREST_2G | CC
13133 | CALFREST_3G | CC
13134 | CALFREST_4G | CC
13135 | CALFREST_5G | CC
13136 | CALFREST_6G | CC
13432 | SANDOW_5G | LIGCO
32798 | BRYN_TAMUGEN | GST
32883 | BRYN_DNSBY3 | GST
32884 | BRYN_DNSBY13 | GST
32886 | BRYN_ATKINS3 | GST
32887 | BRYN_ATKINS6 | GST
32888 | BRYN_ATKINS7 | GGT
32890 | BRYN_ATKINS4 | GST
32891 | BRYN_ATKINS5 | GST
32892 | BRYN_DNSBY14 | GST
36998 | RDCNYNG1 | Wind
38332 | TNWDWRDU2_8 | Wind
38437 | TNSRBNMESA9 | Wind
38580 | TNBP_CGN1_8 | Cogen
38590 | TNBP_CGN2_8 | Cogen
38600 | TNBP_CGN3_8 | Cogen
38611 | TNBPAMCG1_8 | Cogen
38612 | TNBPAMCG2_8 | Cogen
38613 | TNBPAMCG3_8 | Cogen
38614 | TNBPAMCG4_8 | Cogen
38615 | TNBPAMCG5_8 | Cogen
38690 | TNBP_CGN4_8 | Cogen
38711 | TNTXCTY1CG8 | Cogen
38712 | TNTXCTY2CG8 | Cogen
38713 | TNTXCTY3CG8 | Cogen
38714 | TNTXCTY4CG8 | Cogen
39190 | TNSLCGN1__8 | Cogen
39470 | TNDOWCGNSG8 | Cogen
39480 | TNDOWCGNGG8 | Cogen
39760 | TNSCLP1___8 | Cogen
39770 | TNSCLP2___8 | Cogen
39775 | TNSCLP4___8 | Cogen
39790 | TNSCLP3___8 | Cogen
39960 | TNTNPONE_18 | LIGCO
39970 | TNTNPONE_28 | LIGCO
48500 | APD_GT1_8005 | Cogen
48510 | AK_GT1__8040 | Cogen
48511 | LPE_GT1_8070 | GGT
48512 | LPE_GT2_8075 | GGT
48513 | LPE_GT3_8080 | GGT
48514 | LPE_GT4_8085 | GGT
48520 | BSF_GT1_8070 | Cogen
48520 | BSF_GT1_8070 | Cogen
48521 | BVE_GT1_GT1 | CC
48522 | BVE_GT2_5035 | CC
48523 | BVE_ST1_GN1 | CC
48531 | BYU_GT1_8075 | Cogen
48532 | BYU_GT2_8055 | Cogen
48533 | BYU_GT3_8060 | Cogen
48534 | BYU_GT4_8065 | Cogen
48551 | CAL_GT1_8045 | Cogen
48552 | CAL_ST1_8000 | Cogen
48561 | CTL_GT2_8130 | Cogen
48562 | CTL_GT3_8135 | Cogen
48563 | CTL_GT4_8140 | Cogen
48564 | CTL_GN1_8145 | Cogen
48565 | CTL_GN2_8155 | Cogen
48581 | CBY_GN1_1 | GSC
48582 | CBY_GN2_2 | GSC
48583 | CBY_GT4_1 | GSC
48584 | CBY_GT4_2 | CC
48585 | CBY_ST4_1 | CC
48591 | CHE_GT2_5030 | Cogen
48593 | CHE_GT1_8015 | Cogen
48594 | CHE_GN4_8025 | Cogen
48595 | BTE_GT2_8075 | CC
48596 | BTE_GT3_8045 | CC
48597 | BTE_GT4_8055 | CC
48598 | BTE_ST1_8070 | CC
48611 | DIB_GT1_8080 | Cogen
48612 | DIB_GT2_8075 | Cogen
48613 | DIB_ST1_8085 | Cogen
48614 | DIB_GT3_8090 | Cogen
48641 | DPEC_GT15040 | CC
48642 | DPEC_GT25025 | CC
48643 | DPEC_GT35010 | CC
48644 | DPEC_GT45070 | CC
48645 | DPEC_ST55065 | CC
48651 | EP_1_2 | Cogen
48651 | EP_1_2 | Cogen
48671 | FTR_GT1_5105 | CC
48672 | FTR_GT2_5110 | CC
48673 | FTR_GT3_5085 | CC
48674 | FTR_CN4_5095 | CC
48690 | GBY_GN5_5 | GSC
48691 | GBY_73741085 | GGT
48691 | GBY_73741085 | GGT
48692 | GBY_81821075 | GGT
48692 | GBY_81821075 | GGT
48693 | GBY_83841065 | GGT
48693 | GBY_83841065 | GGT
48721 | LEG_1___1 | LIGCO
48722 | LEG_2___2 | LIGCO
48730 | MNS_GT | Cogen
48731 | CBE_GT1 | CC
48732 | CBE_GT2 | CC
48733 | CBE_ST12 | CC
48734 | CBE_GT3 | CC
48735 | CBE_GT4 | CC
48736 | CBE_ST34 | CC
48740 | PSG_GN2_8050 | Cogen
48741 | PSG_GT2_8040 | Cogen
48742 | PSG_GT3_8060 | Cogen
48761 | PR_GT1__9040 | Cogen
48772 | PHR_GN2_2 | GSC
48791 | PSA_GT1_8160 | Cogen
48792 | PSA_GT2_8155 | Cogen
48793 | PSA_GT3_8150 | Cogen
48794 | PSA_GT4_8145 | Cogen
48795 | PSA_GT5_8140 | Cogen
48796 | PSA_GN1_8165 | Cogen
48797 | PSA_GT6_8135 | Cogen
48811 | CVC_GT3_5045 | Cogen
48812 | CVC_GT2_5020 | Cogen
48813 | CVC_GT1_5035 | Cogen
48814 | CVC_ST5_5040 | Cogen
48815 | CVC_GT4_8005 | Cogen
48820 | SHELLG1_3015 | Cogen
48821 | SHELLG2 | Cogen
48822 | SHELLG3_3020 | Cogen
48822 | SHELLG3_3020 | Cogen
48841 | SJS_GT1_GT1 | Cogen
48842 | SJS_GT2_GT2 | Cogen
48845 | SOL_GT1 | Solar
48851 | SRB_GN1_1 | GST
48852 | SRB_GN2_2 | GST
48853 | SRB_GN3_3 | GST
48854 | SRB_GN4_4 | GST
48855 | SRB_GT211035 | GGT
48855 | SRB_GT211035 | GGT
48873 | THW_ST3_ST_3 | CC
48874 | THW_ST4_ST_4 | CC
48875 | THW_3132 | CC
48875 | THW_3132 | CC
48877 | THW_3334 | CC
48877 | THW_3334 | CC
48879 | THW_4142 | CC
48879 | THW_4142 | CC
48881 | THW_4344 | CC
48881 | THW_4344 | CC
48883 | THW_GT1_GT_1 | GGT
48885 | THW_5152 | GGT
48885 | THW_5152 | GGT
48886 | THW_5354 | GGT
48886 | THW_5354 | GGT
48887 | THW_5556 | GGT
48887 | THW_5556 | GGT
48911 | TGF_GT1_8000 | Cogen
48921 | WAP_GN1_1 | GST
48922 | WAP_GN2_2 | GST
48923 | WAP_GN3_3 | GST
48924 | WAP_GN4_4 | GSC
48925 | WAP_GN5_5 | LIGCO
48926 | WAP_GN6_6 | LIGCO
48927 | WAP_GN7_7 | LIGCO
48928 | WAP_GN8_8 | LIGCO
48929 | WAPGT21_GT1 | GGT
48940 | WARVUE_GT1 | Cogen
49803 | EXN_15GT | Cogen
49804 | EXN_16GT | Cogen
49805 | EXN_17GT | Cogen
49826 | EXN938GT | Cogen
49828 | EXN941GT | Cogen
49829 | EXN942GT | Cogen
49830 | EXN943GT | Cogen
49831 | EXN944GT | Cogen
49832 | EXN945GT | Cogen
49837 | EXN_GT | Cogen
49838 | EXN_14GT | Cogen
49851 | DOW17000 | Cogen
49858 | DOW38100 | Cogen
49859 | DOW38200 | Cogen
49860 | DOW38300 | Cogen
49862 | DOW39100 | Cogen
49863 | DOW39200 | Cogen
49865 | DOW41000 | Cogen
49866 | DOW42000 | Cogen
49869 | DOW49000 | Cogen
49870 | DOW61000 | Cogen
49871 | DOW62000 | Cogen
49872 | DOW63000 | Cogen
49873 | DOW64000 | Cogen
49876 | DOW65000 | Cogen
49877 | DOW66000 | Cogen
49878 | DOW67000 | Cogen
49882 | DOW81000 | Cogen
49884 | DOW82000 | Cogen
49885 | DOW83000 | Cogen
49886 | DOW84000 | Cogen
58909 | PEARSALLSCG1 | Diesel
58909 | PEARSALLSCG1 | Diesel
58909 | PEARSALLSCG1 | Diesel
58909 | PEARSALLSCG1 | Diesel
58909 | PEARSALLSCG1 | Diesel
58909 | PEARSALLSCG1 | Diesel
58919 | PEARSALLSCG2 | Diesel
58919 | PEARSALLSCG2 | Diesel
58919 | PEARSALLSCG2 | Diesel
58919 | PEARSALLSCG2 | Diesel
58919 | PEARSALLSCG2 | Diesel
58919 | PEARSALLSCG2 | Diesel
58929 | PEARSALLSCG3 | Diesel
58929 | PEARSALLSCG3 | Diesel
58929 | PEARSALLSCG3 | Diesel
58929 | PEARSALLSCG3 | Diesel
58929 | PEARSALLSCG3 | Diesel
58929 | PEARSALLSCG3 | Diesel
58949 | PEARSALLSCG4 | Diesel
58949 | PEARSALLSCG4 | Diesel
58949 | PEARSALLSCG4 | Diesel
58949 | PEARSALLSCG4 | Diesel
58949 | PEARSALLSCG4 | Diesel
58949 | PEARSALLSCG4 | Diesel
60000 | DSKY2 | Wind
60003 | KING_NE1A | Wind
60005 | KING_SE1A | Wind
60007 | KING_SW1A | Wind
60016 | WOODWRD11A | Wind
60017 | ORNNWP1 | Wind
60018 | DSKY1 | Wind
60019 | KING_NW1A | Wind
60057 | CALLAHAN1A | Wind
60058 | BUFF_GAP1A | Wind
60060 | CIRELLO | Wind
60063 | BUFF_GAP1B | Wind
60066 | H_HOLLOW1A | Wind
60068 | HHOLLOW21A | Wind
60070 | HHOLLOW31A | Wind
60072 | HHOLLOW41A | Wind
60081 | WHRLWIND1A | Wind
60201 | RIO DRCS | AVR
60202 | FRNDDRCS | AVR
71051 | L_BITTCR1_1N | Wind
71054 | L_SWEETW1_1N | Wind
71057 | L_SWEETW1_2N | Wind
71059 | L_SWEETW1_3N | Wind
71060 | L_SWEETW1_4N | Wind
71061 | L_SWEETW1_5N | Wind
76031 | L_GASCCR1_1N | Wind
76091 | L_DIVIDE1_1N | Wind
76095 | L_CAPRSI1_1N | Wind
76096 | L_CAPRSI1_2N | Wind
76097 | L_CAPRGE1_1N | Wind
80003 | MILHWYS | AVR
80012 | LAR | DCTie
80051 | FOR #8 | Cogen
80052 | FOR #9 | Cogen
80053 | FOR #10 | Cogen
80080 | GWINDT11A | Wind
80080 | GWINDT11A | Wind
80080 | GWINDT11A | Wind
80080 | GWINDT11A | Wind
80081 | GWINDT21A | Wind
80081 | GWINDT21A | Wind
80081 | GWINDT21A | Wind
80081 | GWINDT21A | Wind
80137 | CSDR89 | DCTie
80137 | CSDR89 | DCTie
80138 | CSDR7 | DCTie
80139 | CSDR56 | DCTie
80139 | CSDR56 | DCTie
80140 | CSDR11 | DCTie
80180 | PNSCALT11A | Wind
80180 | PNSCALT11A | Wind
80181 | PNSCALT21A | Wind
80181 | PNSCALT21A | Wind
80223 | REYSHR G | Cogen
80224 | VISTRONG1 | Cogen
80225 | VISTRONG2 | Cogen
80226 | ALCOA G | Cogen
80227 | AIRCO G | Cogen
80263 | B_DAVIS31A | CC
80264 | B_DAVIS41A | CC
80265 | LARECU40A | GGT
80266 | LARECU50A | GGT
86104 | CID-138 | DCTie
86105 | CID-230 | DCTie
86106 | CUF-230 | DCTie
86107 | CUF-138 | DCTie
88198 | BEEVILLE | AVR
88253 | HAMILTON | BLT
88299 | ZAPATA | BLT
88508 | FALFURRI | AVR