## Set up
Step 1 | Go to the Zones worksheet in this workbook. Make sure that the source and sink zones are set correctly and the "1"s and "-1"s are correct |  | Summary of Key Data points | Value
File Description: Cont_ Gibbons to Singleton and Gibbons to Singleton OL_ Jewett to Singleton
Step 2 | Open Dennis' file that needs to have the data transferred, same file that is listed in cell K27 |  | Number of units | 645
|  |  | Dec PTDF cutoff point | 254
Step 3 | Copy columns J:X from an old Dennis' Sheet to the new sheet (if first round of a new alaysis) |  | Dec PTDF cutoff unit | THOUSE_2G
|  |  | Dec 10% unit | CALFREST_2G
Step 4 | Mark the contingencies and monitored element set by a "y" in column K of Dennis' sheet, if there are a match on the filename use something to make unique |  | Dec max cumltv zone impact - cumltv zone share | 0.023143
|  |  | Dec max cumltv zone impact - cumltv zone share pt | 89
Step 5 | Enter Dennis' file name into cell K27 |  | Dec max cumltv zone impact - cumltv zone share unit | SPENCER_G5
|  |  | North Zonal weighted AWGSF | 0.13786
Step 6 | click the step one button |  | Houston Zonal weighted AWGSF | -0.17008
|  |  | Inc PTDF cutoff point | 391
Step 7 | Enter the line ratings in Dennis' workbook, the Input worksheet, in the cells |  | Inc PTDF cutoff unit | FTR_CN4_5095
| X6:X30, or to the end of the selected list. |  | Inc 10% unit | CBY_GN1_1
|  |  | Inc max cumltv zone impact - cumltv zone share | 0.13232
Step 8 | Check to see that the number of generators in Dennis' file matches the length |  | Inc max cumltv zone impact - cumltv zone share pt | 167
| of the formulas in columns L:V (Distributed Slack - Dec) have been copied through to the apporpriate number of rows |  | Inc max cumltv zone impact - cumltv zone share unit | CBE_ST34
| If Dennis' sheet data is less than this file then clear any old unit data in columns A:K of this workbook to match the correct leng |  | North Zonal weighted AWGSF | 0.13786
| It is only necessary to match the Distributed Slack - Dec worksheet. |  | Houston Zonal weighted AWGSF | -0.17008
|  |  | Min of zone correlation | -0.061504
Step 9 | Click the step 2 button |  | Bounary gen in Houston Zone | 52.3519
| The last file saved will still be open, yopu will need to close this file. |  | Bounary gen in soucre zone as % of line | 3.61%
| This sheet willno longer be open. |  | Bounary gen in North Zone | 0
|  |  | Bounary gen in soucre zone as % of line | 0
|  |  | OL element line rating | 1450
|  |  | North Zonal weighted AWGSF | 0.13786
|  | NH_043009automation.xls | Houston Zonal weighted AWGSF | -0.17008
Copy Dennis' data step 1
Copy Dennis' Data Step 2

## Distributed Slack - Dec
Number of Bus | Name of Bus | ID | Area Name of Gen | AGC | P Sensitivity of Bus | Gen MW | Min MW | Max MW | V Sensitivity of Bus | Set Volt | Tech Type | Zone Impact | Zone Correlation | Inc Max | Dec Max | Souce S.F. Weighting | Souce Capacity | Sink S.F. Weighting | Sink Capacity | PTDF Calc | PTDF Weighting | Cumulative Share of Zonal Cap | Cumulative Share of Zonal Impact | Cont_ Gibbons to Singleton and Gibbons to Singleton OL_ Jewett to Singleton |  | i_PTDF_DEC_pt | 254 |  | SPENCER_G5 | Unit at max
39960 | TNTNPONE_18 | 1 | North | YES | 0.19989 | 152.3 | 30 | 152.3 |  | 1.04 | LIGCO | 1 | 0.36997 | 0 | 152.3 | 30.4429 | 152.3 |  |  | 0.36997 | 56.3465 | 0.0037638 | 0.0044417 |  |  | i_10pctunit | 18 |  | 89 | # units @ max
39970 | TNTNPONE_28 | 1 | North | YES | 0.19989 | 153 | 30 | 153 |  | 1.04 | LIGCO | 1 | 0.36997 | 0 | 153 | 30.5829 | 153 |  |  | 0.36997 | 56.6055 | 0.007545 | 0.0089038 |  |  | # units | 645 |  | 0.023143 | delta max
990 | GIBN_CREK_G1 | 1 | North | YES | 0.19623 | 463 | 200 | 463 | 0 | 1.0275 | LIGCO | 1 | 0.36631 | 0 | 463 | 90.8536 | 463 |  |  | 0.36631 | 169.6017 | 0.018987 | 0.022273 | [5 empty] | Delta
32798 | BRYN_TAMUGEN | 1 | North | YES | 0.18838 | 32 | 0 | 32 |  | 1.02 | GST | 1 | 0.35846 | 32 | 32 | 6.0282 | 32 |  |  | 0.35846 | 11.4708 | 0.019778 | 0.023177 | Weighted Shift Factors |  |  |  | 1 | 0.00067782
32886 | BRYN_ATKINS3 | MB | North | YES | 0.18683 | 0 | 5 | 12 |  | 1 | GST | 1 | 0.35692 | 0 | 0 | 0 | 0 |  |  | 0.35692 | 0 | 0.019778 | 0.023177 | North | 0.13786 |  |  | 2 | 0.0013588
32887 | BRYN_ATKINS6 | MB | North | YES | 0.18683 | 0 | 12 | 51 |  | 1.028 | GST | 1 | 0.35692 | 0 | 0 | 0 | 0 |  |  | 0.35692 | 0 | 0.019778 | 0.023177 | Houston | -0.17008 |  |  | 3 | 0.0032858
32888 | BRYN_ATKINS7 | 1 | North | YES | 0.18683 | 13.6 | 4 | 17 |  | 1.028 | GGT | 1 | 0.35692 | 17 | 17 | 3.1762 | 17 |  |  | 0.35692 | 6.0676 | 0.020198 | 0.023656 |  |  |  |  | 4 | 0.0033992
32890 | BRYN_ATKINS4 | MB | North | YES | 0.18683 | 0 | 5 | 22 |  | 1.031 | GST | 1 | 0.35692 | 0 | 0 | 0 | 0 |  |  | 0.35692 | 0 | 0.020198 | 0.023656 |  |  |  |  | 5 | 0.0033992
32891 | BRYN_ATKINS5 | MB | North | YES | 0.18683 | 0 | 5 | 25 |  | 1.031 | GST | 1 | 0.35692 | 0 | 0 | 0 | 0 |  |  | 0.35692 | 0 | 0.020198 | 0.023656 |  |  |  |  | 6 | 0.0033992
48721 | LEG_1___1 | 1 | North | YES | 0.18668 | 827 | 357 | 827 | 0 | 1.0348 | LIGCO | 1 | 0.35677 | 0 | 827 | 154.3868 | 827 |  |  | 0.35677 | 295.045 | 0.040636 | 0.046913 |  |  |  |  | 7 | 0.0034573
48722 | LEG_2___2 | 2 | North | YES | 0.18668 | 819 | 357 | 819 | 0 | 1.0348 | LIGCO | 1 | 0.35677 | 0 | 819 | 152.8934 | 819 |  |  | 0.35677 | 292.1908 | 0.060876 | 0.069946 |  |  |  |  | 8 | 0.0034573
32883 | BRYN_DNSBY3 | 1 | North | YES | 0.18391 | 0 | 2 | 48 |  | 1.015 | GST | 1 | 0.35399 | 48 | 48 | 8.8275 | 48 |  |  | 0.35399 | 16.9915 | 0.062063 | 0.071286 |  |  |  |  | 9 | 0.0034573
32884 | BRYN_DNSBY13 | 1 | North | YES | 0.18391 | 46 | 2 | 46 | 0 | 1.015 | GST | 1 | 0.35399 | 46 | 46 | 8.4597 | 46 |  |  | 0.35399 | 16.2835 | 0.0632 | 0.072569 |  |  |  |  | 10 | 0.0062771
32892 | BRYN_DNSBY14 | 1 | North | YES | 0.18391 | 84 | 25 | 105 | 0 | 1.035 | GST | 1 | 0.35399 | 105 | 105 | 19.3102 | 105 |  |  | 0.35399 | 37.1689 | 0.065794 | 0.075499 |  |  |  |  | 11 | 0.0090696
3381 | BBRN_1G | 1 | North | YES | 0.16671 | 618 | 225 | 618 | 0 | 1.03 | LIGCO | 1 | 0.33679 | 0 | 618 | 103.028 | 618 |  |  | 0.33679 | 208.1389 | 0.081067 | 0.091906 |  |  |  |  | 12 | 0.0092228
3382 | BBRN_2G | 2 | North | YES | 0.16671 | 589 | 225 | 589 | 0 | 1.03 | LIGCO | 1 | 0.33679 | 0 | 589 | 98.1934 | 589 |  |  | 0.33679 | 198.3719 | 0.095624 | 0.10754 |  |  |  |  | 13 | 0.0093696
13131 | CALFREST_1G | 1 | North | YES | 0.16518 | 150.7 | 40 | 150.7 | 0 | 1.031 | CC | 1 | 0.33526 | 150.7 | 150.7 | 24.8928 | 150.7 |  |  | 0.33526 | 50.5242 | 0.099348 | 0.11153 |  |  |  |  | 14 | 0.0097046
13132 | CALFREST_2G | 2 | North | YES | 0.16518 | 151 | 57 | 151 | 0 | 1.031 | CC | 1 | 0.33526 | 151 | 151 | 24.9423 | 151 |  |  | 0.33526 | 50.6248 | 0.10308 | 0.11552 |  |  |  |  | 15 | 0.010839
13133 | CALFREST_3G | 3 | North | YES | 0.16518 | 177.4 | 40 | 177.4 | 0 | 1.031 | CC | 1 | 0.33526 | 177.4 | 177.4 | 29.3031 | 177.4 |  |  | 0.33526 | 59.4757 | 0.10746 | 0.12021 |  |  |  |  | 16 | 0.01192
13134 | CALFREST_4G | 4 | North | YES | 0.16489 | 151.5 | 40 | 151.5 | 0 | 1.031 | CC | 1 | 0.33497 | 151.5 | 151.5 | 24.981 | 151.5 |  |  | 0.33497 | 50.7485 | 0.11121 | 0.12421 |  |  |  |  | 17 | 0.012178
13135 | CALFREST_5G | 5 | North | YES | 0.16489 | 152.3 | 57 | 152.3 | 0 | 1.031 | CC | 1 | 0.33497 | 152.3 | 152.3 | 25.1129 | 152.3 |  |  | 0.33497 | 51.0164 | 0.11497 | 0.12823 |  |  |  |  | 18 | 0.012437
13136 | CALFREST_6G | 6 | North | YES | 0.16489 | 177.5 | 40 | 177.5 | 0 | 1.031 | CC | 1 | 0.33497 | 177.5 | 177.5 | 29.2682 | 177.5 |  |  | 0.33497 | 59.4578 | 0.11936 | 0.13291 |  |  |  |  | 19 | 0.012741
3107 | STRYKER_1G | 1 | North | YES | 0.1606 | 145.6 | 45 | 182 | 0 | 1.029 | GST | 1 | 0.33069 | 182 | 182 | 29.2299 | 182 |  |  | 0.33069 | 60.1849 | 0.12386 | 0.13766 |  |  |  |  | 20 | 0.012998
3108 | STRYKER_2G | 2 | North | YES | 0.1606 | 484 | 75 | 484 | 0 | 1.029 | GST | 1 | 0.33069 | 484 | 484 | 77.7323 | 484 |  |  | 0.33069 | 160.0522 | 0.13582 | 0.15027 |  |  |  |  | 21 | 0.013255
3309 | ASPN_G | 1 | North | YES | 0.15932 | 50 | 0 | 50 |  | 1 | Bio | 1 | 0.3294 | 50 | 50 | 7.9659 | 50 |  |  | 0.3294 | 16.47 | 0.13705 | 0.15157 |  |  |  |  | 22 | 0.013556
3348 | CHAMPION_1G | MB | North | YES | 0.15928 | 0 | 42 | 42 |  | 1 | Cogen | 1 | 0.32936 | 0 | 0 | 0 | 0 |  |  | 0.32936 | 0 | 0.13705 | 0.15157 |  |  |  |  | 23 | 0.013802
13116 | TGATEWAY_1G | 1 | North | YES | 0.15812 | 151 | 30 | 151 | 0 | 1.0232 | CC | 1 | 0.3282 | 151 | 151 | 23.8763 | 151 |  |  | 0.3282 | 49.5587 | 0.14078 | 0.15548 |  |  |  |  | 24 | 0.014457
13117 | TGATEWAY_2G | 2 | North | YES | 0.15812 | 130 | 30 | 130 | 0 | 1.0232 | CC | 1 | 0.3282 | 130 | 130 | 20.5557 | 130 |  |  | 0.3282 | 42.6664 | 0.144 | 0.15884 |  |  |  |  | 25 | 0.01452
13118 | TGATEWAY_3G | 3 | North | YES | 0.15812 | 148 | 30 | 148 | 0 | 1.0232 | CC | 1 | 0.3282 | 148 | 148 | 23.4019 | 148 |  |  | 0.3282 | 48.5741 | 0.14766 | 0.16267 |  |  |  |  | 26 | 0.01452
13119 | TGATEWAY_4G | 4 | North | YES | 0.15812 | 399 | 65 | 399 | 0 | 1.0232 | CC | 1 | 0.3282 | 399 | 399 | 63.0903 | 399 |  |  | 0.3282 | 130.9531 | 0.15752 | 0.17299 |  |  |  |  | 27 | 0.014695
3097 | MARTLAKE_1G | 1 | North | YES | 0.15748 | 790 | 500 | 790 | 0 | 1.017 | LIGCO | 1 | 0.32756 | 0 | 790 | 124.406 | 790 |  |  | 0.32756 | 258.7711 | 0.17704 | 0.19339 |  |  |  |  | 28 | 0.014845
3098 | MARTLAKE_2G | 2 | North | YES | 0.15748 | 795 | 461 | 795 | 0 | 1.017 | LIGCO | 1 | 0.32756 | 0 | 795 | 125.1934 | 795 |  |  | 0.32756 | 260.4089 | 0.19669 | 0.21392 |  |  |  |  | 29 | 0.015017
3099 | MARTLAKE_3G | 3 | North | YES | 0.15748 | 804 | 500 | 804 | 0 | 1.017 | LIGCO | 1 | 0.32756 | 0 | 804 | 126.6107 | 804 |  |  | 0.32756 | 263.3569 | 0.21656 | 0.23468 |  |  |  |  | 30 | 0.015479
3126 | TRINIDAD_6G | 1 | North | YES | 0.15455 | 179.2 | 46 | 224 | 0 | 1 | GST | 1 | 0.32463 | 224 | 224 | 34.6192 | 224 |  |  | 0.32463 | 72.7176 | 0.22209 | 0.24041 |  |  |  |  | 31 | 0.016354
12411 | FPLEFR1A_G | 1 | North | YES | 0.1515 | 161 | 72 | 161 | 0 | 1 | CC | 1 | 0.32158 | 161 | 161 | 24.3912 | 161 |  |  | 0.32158 | 51.7744 | 0.22607 | 0.24449 |  |  |  |  | 32 | 0.017234
12412 | FPLEFR1B_G | 2 | North | YES | 0.1515 | 164 | 72 | 164 | 0 | 1 | CC | 1 | 0.32158 | 164 | 164 | 24.8457 | 164 |  |  | 0.32158 | 52.7392 | 0.23012 | 0.24865 |  |  |  |  | 33 | 0.018124
12413 | FPLEFR1C_G | 3 | North | YES | 0.1515 | 164 | 72 | 164 | 0 | 1 | CC | 1 | 0.32158 | 164 | 164 | 24.8457 | 164 |  |  | 0.32158 | 52.7392 | 0.23418 | 0.25281 |  |  |  |  | 34 | 0.018321
12414 | FPLEFR1S_G | 4 | North | YES | 0.1515 | 414 | 191 | 414 | 0 | 1 | CC | 1 | 0.32158 | 414 | 414 | 62.7202 | 414 |  |  | 0.32158 | 133.1343 | 0.24441 | 0.2633 |  |  |  |  | 35 | 0.018423
12421 | FPLEFR2A_G | 1 | North | YES | 0.1515 | 162 | 72 | 162 | 0 | 1 | CC | 1 | 0.32158 | 162 | 162 | 24.5427 | 162 |  |  | 0.32158 | 52.096 | 0.24841 | 0.26741 |  |  |  |  | 36 | 0.018527
12422 | FPLEFR2B_G | 2 | North | YES | 0.1515 | 161 | 72 | 161 | 0 | 1 | CC | 1 | 0.32158 | 161 | 161 | 24.3912 | 161 |  |  | 0.32158 | 51.7744 | 0.25239 | 0.27149 |  |  |  |  | 37 | 0.018632
12423 | FPLEFR2C_G | 3 | North | YES | 0.1515 | 163 | 72 | 163 | 0 | 1 | CC | 1 | 0.32158 | 163 | 163 | 24.6942 | 163 |  |  | 0.32158 | 52.4176 | 0.25642 | 0.27562 |  |  |  |  | 38 | 0.018895
12424 | FPLEFR2S_G | 4 | North | YES | 0.1515 | 415 | 191 | 415 | 0 | 1 | CC | 1 | 0.32158 | 415 | 415 | 62.8717 | 415 |  |  | 0.32158 | 133.4559 | 0.26667 | 0.28614 |  |  |  |  | 39 | 0.018998
2451 | LKHB1_G | 1 | North | YES | 0.15044 | 0 | 80 | 391 |  | 1.022 | GST | 1 | 0.32053 | 391 | 391 | 58.8236 | 391 |  |  | 0.32053 | 125.3258 | 0.27634 | 0.29602 |  |  |  |  | 40 | 0.019101
2452 | LKHB2_G | 2 | North | YES | 0.15044 | 516 | 80 | 516 | 0 | 1.022 | GST | 1 | 0.32053 | 516 | 516 | 77.6291 | 516 |  |  | 0.32053 | 165.3916 | 0.28909 | 0.30906 |  |  |  |  | 41 | 0.019204
12440 | PARKD_1SVC8 | 1 | North | YES | 0.15027 | 0 | 0 | 0 | 0 | 1.007 | GST | 1 | 0.32036 | 0 | 0 | 0 | 0 |  |  | 0.32036 | 0 | 0.28909 | 0.30906 |  |  |  |  | 42 | 0.019468
12449 | PARKD_2SVC8 | 1 | North | YES | 0.15027 | 0 | 0 | 0 | 0 | 1.007 | GST | 1 | 0.32036 | 0 | 0 | 0 | 0 |  |  | 0.32036 | 0 | 0.28909 | 0.30906 |  |  |  |  | 43 | 0.019684
948 | STEAM1 | 1 | North | YES | 0.14999 | 0 | 12 | 20 |  | 1.02 | GST | 1 | 0.32008 | 20 | 20 | 2.9999 | 20 |  |  | 0.32008 | 6.4015 | 0.28958 | 0.30956 |  |  |  |  | 44 | 0.01997
949 | STEAM2 | 1 | North | YES | 0.14999 | 26 | 8 | 26 | 0 | 0.99 | GST | 1 | 0.32007 | 26 | 26 | 3.8998 | 26 |  |  | 0.32007 | 8.3219 | 0.29023 | 0.31022 |  |  |  |  | 45 | 0.01997
950 | STEAM3 | 1 | North | YES | 0.14999 | 41 | 13 | 42 | 0 | 1.02 | GST | 1 | 0.32007 | 42 | 42 | 6.2997 | 42 |  |  | 0.32007 | 13.4431 | 0.29126 | 0.31128 |  |  |  |  | 46 | 0.01997
837 | NEWMAN_G5 | 1 | North | YES | 0.14973 | 0 | 15 | 40 |  | 1.01 | GST | 1 | 0.31981 | 40 | 40 | 5.9892 | 40 |  |  | 0.31981 | 12.7925 | 0.29225 | 0.31229 |  |  |  |  | 47 | 0.01998
842 | OLINGER_G1 | 1 | North | YES | 0.14971 | 55.4 | 20 | 79 | 0 | 1.03 | GST | 1 | 0.3198 | 79 | 79 | 11.8273 | 79 |  |  | 0.3198 | 25.2638 | 0.29421 | 0.31428 |  |  |  |  | 48 | 0.019994
843 | OLINGER_G2 | 1 | North | YES | 0.14971 | 76.2 | 25 | 110 | 0 | 1.03 | GST | 1 | 0.3198 | 110 | 110 | 16.4684 | 110 |  |  | 0.3198 | 35.1775 | 0.29692 | 0.31705 |  |  |  |  | 49 | 0.020015
844 | OLINGER_G3 | 1 | North | YES | 0.14971 | 103.9 | 45 | 150 | 0 | 1.03 | GST | 1 | 0.3198 | 150 | 150 | 22.4569 | 150 |  |  | 0.3198 | 47.9693 | 0.30063 | 0.32083 |  |  |  |  | 50 | 0.020035
845 | OLINGER_G4 | 1 | North | YES | 0.14971 | 51.9 | 0 | 76 | 0 | 1.03 | GGT | 1 | 0.3198 | 76 | 76 | 11.3782 | 76 |  |  | 0.3198 | 24.3044 | 0.30251 | 0.32275 |  |  |  |  | 51 | 0.020074
1701 | MOSES_1G | 1 | North | YES | 0.14939 | 558 | 175 | 558 | 0 | 1.023 | LIGCO | 1 | 0.31948 | 0 | 558 | 83.3619 | 558 |  |  | 0.31948 | 178.2678 | 0.3163 | 0.3368 |  |  |  |  | 52 | 0.020129
1702 | MOSES_2G | 2 | North | YES | 0.14939 | 579 | 175 | 579 | 0 | 1.023 | LIGCO | 1 | 0.31948 | 0 | 579 | 86.4991 | 579 |  |  | 0.31948 | 184.9768 | 0.33061 | 0.35138 |  |  |  |  | 53 | 0.020203
1703 | MOSES_3G | 3 | North | YES | 0.14939 | 808 | 463 | 808 | 0 | 1.023 | LIGCO | 1 | 0.31948 | 0 | 808 | 120.7104 | 808 |  |  | 0.31948 | 258.1369 | 0.35058 | 0.37173 |  |  |  |  | 54 | 0.020241
5925 | DCEAST | EQ | North | YES | 0.14939 | 400.3 | -600 | 600 | 0 | 1.025 | DCTie | 1 | 0.31948 | 0 | 0 | 0 | 0 |  |  | 0.31948 | 0 | 0.35058 | 0.37173 |  |  |  |  | 55 | 0.020503
1675 | PEC_1G | 1 | North | YES | 0.14922 | 76.7 | 35 | 76.7 | 0 | 1.022 | Cogen | 1 | 0.3193 | 0 | 0 | 0 | 0 |  |  | 0.3193 | 0 | 0.35058 | 0.37173 |  |  |  |  | 56 | 0.020775
1676 | PEC_2G | 2 | North | YES | 0.14922 | 79.6 | 35 | 79.6 | 0 | 1.022 | Cogen | 1 | 0.3193 | 0 | 0 | 0 | 0 |  |  | 0.3193 | 0 | 0.35058 | 0.37173 |  |  |  |  | 57 | 0.021155
1677 | PEC_3G | 3 | North | YES | 0.14922 | 88.4 | 35 | 88.4 | 0 | 1.022 | Cogen | 1 | 0.3193 | 0 | 0 | 0 | 0 |  |  | 0.3193 | 0 | 0.35058 | 0.37173 |  |  |  |  | 58 | 0.021155
1678 | LAMARPWR_1G | 1 | North | YES | 0.14908 | 160 | 67.7 | 160 | 0 | 1.038 | CC | 1 | 0.31916 | 160 | 160 | 23.8526 | 160 |  |  | 0.31916 | 51.0658 | 0.35453 | 0.37576 |  |  |  |  | 59 | 0.021155
1679 | LAMARPWR_2G | 2 | North | YES | 0.14908 | 156 | 67.7 | 156 | 0 | 1.038 | CC | 1 | 0.31916 | 156 | 156 | 23.2563 | 156 |  |  | 0.31916 | 49.7892 | 0.35839 | 0.37968 |  |  |  |  | 60 | 0.021155
1680 | LAMARPWR_3G | 3 | North | YES | 0.14908 | 196 | 129.1 | 196 | 0 | 1.038 | CC | 1 | 0.31916 | 196 | 196 | 29.2195 | 196 |  |  | 0.31916 | 62.5556 | 0.36323 | 0.38461 |  |  |  |  | 61 | 0.021155
1681 | LAMARPWR_4G | 4 | North | YES | 0.14908 | 156 | 67.7 | 156 | 0 | 1.038 | CC | 1 | 0.31916 | 156 | 156 | 23.2563 | 156 |  |  | 0.31916 | 49.7892 | 0.36709 | 0.38854 |  |  |  |  | 62 | 0.021227
1682 | LAMARPWR_5G | 5 | North | YES | 0.14908 | 157 | 67.7 | 157 | 0 | 1.038 | CC | 1 | 0.31916 | 157 | 157 | 23.4054 | 157 |  |  | 0.31916 | 50.1083 | 0.37097 | 0.39249 |  |  |  |  | 63 | 0.021296
1683 | LAMARPWR_6G | 6 | North | YES | 0.14908 | 198 | 129.1 | 198 | 0 | 1.038 | CC | 1 | 0.31916 | 198 | 198 | 29.5176 | 198 |  |  | 0.31916 | 63.194 | 0.37586 | 0.39747 |  |  |  |  | 64 | 0.021383
1689 | VALLEY_3G | 3 | North | YES | 0.1489 | 0 | 25 | 375 |  | 1.003 | GST | 1 | 0.31898 | 375 | 375 | 55.8364 | 375 |  |  | 0.31898 | 119.6173 | 0.38513 | 0.4069 |  |  |  |  | 65 | 0.021453
11691 | KMICHICT1_G | 1 | North | YES | 0.1489 | 144 | 80 | 144 | 0 | 1.026 | CC | 1 | 0.31898 | 144 | 144 | 21.4412 | 144 |  |  | 0.31898 | 45.933 | 0.38868 | 0.41052 |  |  |  |  | 66 | 0.021523
11692 | KMICHICT2_G | 2 | North | YES | 0.1489 | 146 | 80 | 146 | 0 | 1.026 | CC | 1 | 0.31898 | 146 | 146 | 21.739 | 146 |  |  | 0.31898 | 46.571 | 0.39229 | 0.41419 |  |  |  |  | 67 | 0.021611
11693 | KMICHIST3_G | 3 | North | YES | 0.1489 | 312 | 60 | 312 | 0 | 1.026 | CC | 1 | 0.31898 | 312 | 312 | 46.4559 | 312 |  |  | 0.31898 | 99.5216 | 0.4 | 0.42204 |  |  |  |  | 68 | 0.021773
11694 | KMICHICT4_G | 4 | North | YES | 0.1489 | 144 | 80 | 144 | 0 | 1.026 | CC | 1 | 0.31898 | 144 | 144 | 21.4412 | 144 |  |  | 0.31898 | 45.933 | 0.40356 | 0.42566 |  |  |  |  | 69 | 0.021835
11695 | KMICHICT5_G | 5 | North | YES | 0.1489 | 148 | 80 | 148 | 0 | 1.026 | CC | 1 | 0.31898 | 148 | 148 | 22.0368 | 148 |  |  | 0.31898 | 47.2089 | 0.40722 | 0.42938 |  |  |  |  | 70 | 0.021898
11696 | KMICHIST6_G | 6 | North | YES | 0.1489 | 310 | 60 | 310 | 0 | 1.026 | CC | 1 | 0.31898 | 310 | 310 | 46.1581 | 310 |  |  | 0.31898 | 98.8836 | 0.41488 | 0.43717 |  |  |  |  | 71 | 0.022032
1687 | VALLEY_1G | 1 | North | YES | 0.14852 | 136 | 15 | 170 | 0 | 1.029 | GST | 1 | 0.3186 | 170 | 170 | 25.2484 | 170 |  |  | 0.3186 | 54.1624 | 0.41908 | 0.44144 |  |  |  |  | 72 | 0.022094
1688 | VALLEY_2G | 2 | North | YES | 0.14852 | 527 | 90 | 527 | 0 | 1.029 | GSC | 1 | 0.3186 | 527 | 527 | 78.27 | 527 |  |  | 0.3186 | 167.9034 | 0.43211 | 0.45468 |  |  |  |  | 73 | 0.022158
6948 | DENISNDM | 1 | North | YES | 0.14821 | 40 | 5 | 40 |  | 1.015 | Hydro | 1 | 0.31829 | 0 | 0 | 0 | 0 |  |  | 0.31829 | 0 | 0.43211 | 0.45468 |  |  |  |  | 74 | 0.022292
6948 | DENISNDM | 2 | North | YES | 0.14821 | 31 | 5 | 40 |  | 1.015 | Hydro | 1 | 0.31829 | 0 | 0 | 0 | 0 |  |  | 0.31829 | 0 | 0.43211 | 0.45468 |  |  |  |  | 75 | 0.02236
2413 | MTCK6_G | 6 | North | YES | 0.1482 | 0 | 30 | 118 |  | 1.022 | GST | 1 | 0.31828 | 118 | 118 | 17.4878 | 118 |  |  | 0.31828 | 37.5576 | 0.43502 | 0.45764 |  |  |  |  | 76 | 0.022571
2414 | MTCK7_G | 7 | North | YES | 0.1482 | 0 | 30 | 115 |  | 1.022 | GST | 1 | 0.31828 | 115 | 115 | 17.0432 | 115 |  |  | 0.31828 | 36.6027 | 0.43786 | 0.46052 |  |  |  |  | 77 | 0.022571
2417 | MTCK8_G | 8 | North | YES | 0.1482 | 444.8 | 60 | 556 | 0 | 1.022 | GSC | 1 | 0.31828 | 556 | 556 | 82.4003 | 556 |  |  | 0.31828 | 176.9661 | 0.45161 | 0.47447 |  |  |  |  | 78 | 0.022571
12322 | ENNSTRAC_1G | 1 | North | YES | 0.14734 | 196 | 130 | 196 | 0 | 1.036 | CC | 1 | 0.31742 | 196 | 196 | 28.8788 | 196 |  |  | 0.31742 | 62.215 | 0.45645 | 0.47938 |  |  |  |  | 79 | 0.022616
12323 | ENNSTRAC_2G | 2 | North | YES | 0.14734 | 116 | 100 | 116 | 0 | 1.036 | CC | 1 | 0.31742 | 116 | 116 | 17.0916 | 116 |  |  | 0.31742 | 36.8211 | 0.45932 | 0.48228 |  |  |  |  | 80 | 0.022659
2371 | COLLIN_1G | MB | North | YES | 0.14722 | 0 | 40 | 138 |  | 1.022 | GST | 1 | 0.3173 | 0 | 0 | 0 | 0 |  |  | 0.3173 | 0 | 0.45932 | 0.48228 |  |  |  |  | 81 | 0.022868
2381 | NTHLK1_G | 1 | North | YES | 0.14676 | 0 | 35 | 156 |  | 1.022 | GST | 1 | 0.31685 | 156 | 156 | 22.895 | 156 |  |  | 0.31685 | 49.4279 | 0.46317 | 0.48618 |  |  |  |  | 82 | 0.022929
2382 | NTHLK2_G | 2 | North | YES | 0.14676 | 0 | 35 | 181 |  | 1.022 | GST | 1 | 0.31685 | 181 | 181 | 26.5641 | 181 |  |  | 0.31685 | 57.349 | 0.46764 | 0.4907 |  |  |  |  | 83 | 0.022965
2383 | NTHLK3_G | 3 | North | YES | 0.14676 | 0 | 50 | 329 |  | 1.022 | GST | 1 | 0.31685 | 329 | 329 | 48.285 | 329 |  |  | 0.31685 | 104.2421 | 0.47577 | 0.49891 |  |  |  |  | 84 | 0.022965
923 | SPENCER_G4 | 1 | North | YES | 0.14382 | 48 | 20 | 61 | 0 | 1.03 | GST | 1 | 0.3139 | 61 | 61 | 8.7728 | 61 |  |  | 0.3139 | 19.1479 | 0.47728 | 0.50042 |  |  |  |  | 85 | 0.023006
924 | SPENCER_G5 | 1 | North | YES | 0.14382 | 52 | 20 | 66 | 0 | 1.03 | GST | 1 | 0.3139 | 66 | 66 | 9.4919 | 66 |  |  | 0.3139 | 20.7174 | 0.47891 | 0.50206 |  |  |  |  | 86 | 0.023053
728 | WOLFRIDGE801 | 1 | North | YES | 0.14227 | 11.2 | 0 | 112.5 | 0 | 0.99 | Wind | 1 | 0.31235 | 0 | 112.5 | 16.0048 | 112.5 |  |  | 0.31235 | 35.1391 | 0.48169 | 0.50483 |  |  |  |  | 87 | 0.02314
1948 | HANDLEY_4G | 4 | North | YES | 0.14214 | 348 | 150 | 435 | 0 | 1.022 | GST | 1 | 0.31222 | 435 | 435 | 61.8313 | 435 |  |  | 0.31222 | 135.8172 | 0.49244 | 0.51553 |  |  |  |  | 88 | 0.023141
1947 | HANDLEY_3G | 3 | North | YES | 0.14183 | 316 | 100 | 395 | 0 | 1.022 | GST | 1 | 0.31191 | 395 | 395 | 56.0225 | 395 |  |  | 0.31191 | 123.205 | 0.50221 | 0.52524 |  |  |  |  | 89 | 0.023143
1949 | HANDLEY_5G | 5 | North | YES | 0.14183 | 348 | 150 | 435 | 0 | 1.022 | GST | 1 | 0.31191 | 435 | 435 | 61.6956 | 435 |  |  | 0.31191 | 135.6814 | 0.51296 | 0.53594 |  |  |  |  | 90 | 0.023133
1861 | EAGLEMNT_1G | MB | North | YES | 0.14134 | 0 | 30 | 112 |  | 1.022 | GST | 1 | 0.31143 | 0 | 0 | 0 | 0 |  |  | 0.31143 | 0 | 0.51296 | 0.53594 |  |  |  |  | 91 | 0.023089
1862 | EAGLEMNT_2G | MB | North | YES | 0.14134 | 0 | 40 | 100 |  | 1.022 | GST | 1 | 0.31143 | 0 | 0 | 0 | 0 |  |  | 0.31143 | 0 | 0.51296 | 0.53594 |  |  |  |  | 92 | 0.023039
1863 | EAGLEMNT_3G | MB | North | YES | 0.14134 | 0 | 50 | 378 |  | 1.022 | GST | 1 | 0.31143 | 0 | 0 | 0 | 0 |  |  | 0.31143 | 0 | 0.51296 | 0.53594 |  |  |  |  | 93 | 0.022984
1941 | MDLTHELP_1G | 1 | North | YES | 0.14129 | 216.4 | 74 | 216.4 | 0 | 1 | CC | 1 | 0.31137 | 216.4 | 216.4 | 30.5754 | 216.4 |  |  | 0.31137 | 67.3812 | 0.5183 | 0.54125 |  |  |  |  | 94 | 0.022984
1942 | MDLTHELP_2G | 2 | North | YES | 0.14129 | 216.1 | 74 | 216.1 | 0 | 1 | CC | 1 | 0.31137 | 216.1 | 216.1 | 30.533 | 216.1 |  |  | 0.31137 | 67.2878 | 0.52364 | 0.54656 |  |  |  |  | 95 | 0.022984
580 | JCKCNTY801 | 1 | North | YES | 0.13982 | 288 | 0 | 288 | 0 | 1.022 | CC | 1 | 0.3099 | 288 | 288 | 40.2684 | 288 |  |  | 0.3099 | 89.2522 | 0.53076 | 0.55359 |  |  |  |  | 96 | 0.022984
581 | JCKCNTY802 | 2 | North | YES | 0.13982 | 147 | 0 | 147 | 0 | 1.022 | CC | 1 | 0.3099 | 147 | 147 | 20.5537 | 147 |  |  | 0.3099 | 45.5558 | 0.53439 | 0.55718 |  |  |  |  | 97 | 0.022948
582 | JCKCNTY803 | 3 | North | YES | 0.13982 | 147 | 0 | 147 | 0 | 1.022 | CC | 1 | 0.3099 | 147 | 147 | 20.5537 | 147 |  |  | 0.3099 | 45.5558 | 0.53803 | 0.56077 |  |  |  |  | 98 | 0.022911
1937 | MDLTHELP_5G | 5 | North | YES | 0.13957 | 224 | 74 | 224 | 0 | 1 | CC | 1 | 0.30965 | 224 | 224 | 31.2639 | 224 |  |  | 0.30965 | 69.3624 | 0.54356 | 0.56624 |  |  |  |  | 99 | 0.02283
1938 | MDLTHELP_6G | 6 | North | YES | 0.13957 | 226 | 74 | 226 | 0 | 1 | CC | 1 | 0.30965 | 226 | 226 | 31.543 | 226 |  |  | 0.30965 | 69.9817 | 0.54915 | 0.57176 |  |  |  |  | 100 | 0.022788
1943 | MDLTHELP_3G | 3 | North | YES | 0.13957 | 212 | 74 | 212 | 0 | 1 | CC | 1 | 0.30965 | 212 | 212 | 29.5891 | 212 |  |  | 0.30965 | 65.6465 | 0.55439 | 0.57693 |  |  |  |  | 101 | 0.022746
1944 | MDLTHELP_4G | 4 | North | YES | 0.13957 | 211 | 74 | 211 | 0 | 1 | CC | 1 | 0.30965 | 211 | 211 | 29.4495 | 211 |  |  | 0.30965 | 65.3369 | 0.5596 | 0.58208 |  |  |  |  | 102 | 0.022678
1889 | DECRDOVA_1G | 1 | North | YES | 0.13897 | 779 | 255 | 779 | 0 | 1.02 | GSC | 1 | 0.30905 | 779 | 779 | 108.2569 | 779 |  |  | 0.30905 | 240.751 | 0.57885 | 0.60106 |  |  |  |  | 103 | 0.022609
1453 | WCPWRCO_1G | 1 | North | YES | 0.13885 | 204 | 50 | 204 | 0 | 1.02 | CC | 1 | 0.30893 | 204 | 204 | 28.3254 | 204 |  |  | 0.30893 | 63.0222 | 0.5839 | 0.60603 |  |  |  |  | 104 | 0.022545
1454 | WCPWRCO_2G | 2 | North | YES | 0.13885 | 204 | 50 | 204 | 0 | 1.02 | CC | 1 | 0.30893 | 204 | 204 | 28.3254 | 204 |  |  | 0.30893 | 63.0222 | 0.58894 | 0.611 |  |  |  |  | 105 | 0.022481
1455 | WCPWRCO_3G | 3 | North | YES | 0.13885 | 242 | 50 | 242 |  | 1.02 | CC | 1 | 0.30893 | 242 | 242 | 33.6017 | 242 |  |  | 0.30893 | 74.7616 | 0.59492 | 0.61689 |  |  |  |  | 106 | 0.022207
1877 | WLFHOLW_1G | 1 | North | YES | 0.13867 | 217.3 | 89.2 | 217.3 | 0 | 1.032 | CC | 1 | 0.30876 | 217.3 | 217.3 | 30.1341 | 217.3 |  |  | 0.30876 | 67.093 | 0.60029 | 0.62218 |  |  |  |  | 107 | 0.022133
1878 | WLFHOLW_2G | 2 | North | YES | 0.13867 | 215.7 | 105 | 215.7 | 0 | 1.032 | CC | 1 | 0.30876 | 215.7 | 215.7 | 29.9122 | 215.7 |  |  | 0.30876 | 66.599 | 0.60562 | 0.62743 |  |  |  |  | 108 | 0.022059
1879 | WLFHOLW_3G | 3 | North | YES | 0.13867 | 272.4 | 89.2 | 272.4 | 0 | 1.032 | CC | 1 | 0.30876 | 272.4 | 272.4 | 37.7751 | 272.4 |  |  | 0.30876 | 84.1055 | 0.61235 | 0.63406 |  |  |  |  | 109 | 0.021972
1898 | COMCHEPK_1G | 1 | North | YES | 0.13826 | 1217 | 1150 | 1217 | 0 | 1.032 | Nuc | 1 | 0.30834 | 0 | 0 | 0 | 0 |  |  | 0.30834 | 0 | 0.61235 | 0.63406 |  |  |  |  | 110 | 0.021891
1899 | COMCHEPK_2G | 2 | North | YES | 0.13826 | 1159 | 1128 | 1159 | 0 | 1.032 | Nuc | 1 | 0.30834 | 0 | 0 | 0 | 0 |  |  | 0.30834 | 0 | 0.61235 | 0.63406 |  |  |  |  | 111 | 0.02181
503 | NTHTEXAS01 | 1 | North | YES | 0.13763 | 0 | 5 | 18 |  | 1.015 | GST | 1 | 0.30771 | 18 | 18 | 2.4773 | 18 |  |  | 0.30771 | 5.5388 | 0.6128 | 0.6345 |  |  |  |  | 112 | 0.021708
504 | NTHTEXAS02 | 2 | North | YES | 0.13763 | 14.4 | 5 | 18 |  | 1.015 | GST | 1 | 0.30771 | 18 | 18 | 2.4773 | 18 |  |  | 0.30771 | 5.5388 | 0.61324 | 0.63493 |  |  |  |  | 113 | 0.021708
505 | NTHTEXAS03 | 3 | North | YES | 0.13763 | 30.4 | 15 | 38 |  | 1.015 | GST | 1 | 0.30771 | 38 | 38 | 5.2299 | 38 |  |  | 0.30771 | 11.693 | 0.61418 | 0.63585 |  |  |  |  | 114 | 0.021708
1892 | DECRDOVA_2G | A | North | YES | 0.13728 | 65 | 65 | 70 | 0 | 1.025 | GGT | 1 | 0.30737 | 70 | 70 | 9.6098 | 70 |  |  | 0.30737 | 21.5156 | 0.61591 | 0.63755 |  |  |  |  | 115 | 0.021699
1893 | DECRDOVA_3G | B | North | YES | 0.13728 | 65 | 65 | 69 | 0 | 1.025 | GGT | 1 | 0.30737 | 69 | 69 | 9.4725 | 69 |  |  | 0.30737 | 21.2082 | 0.61761 | 0.63922 |  |  |  |  | 116 | 0.021691
1894 | DECRDOVA_4G | C | North | YES | 0.13728 | 65 | 65 | 69 | 0 | 1.025 | GGT | 1 | 0.30737 | 69 | 69 | 9.4725 | 69 |  |  | 0.30737 | 21.2082 | 0.61932 | 0.64089 |  |  |  |  | 117 | 0.021674
1895 | DECRDOVA_5G | D | North | YES | 0.13728 | 65 | 65 | 68 | 0 | 1.025 | GGT | 1 | 0.30737 | 68 | 68 | 9.3352 | 68 |  |  | 0.30737 | 20.9008 | 0.621 | 0.64254 |  |  |  |  | 118 | 0.02164
344 | MRSSHPRD | 1 | North | YES | 0.13636 | 0 | 0 | 12 |  | 1.03 | Hydro | 1 | 0.30644 | 0 | 0 | 0 | 0 |  |  | 0.30644 | 0 | 0.621 | 0.64254 |  |  |  |  | 119 | 0.021607
345 | MRSSHPRD01 | 2 | North | YES | 0.13636 | 0 | 0 | 12 |  | 1.03 | Hydro | 1 | 0.30644 | 0 | 0 | 0 | 0 |  |  | 0.30644 | 0 | 0.621 | 0.64254 |  |  |  |  | 120 | 0.021573
1479 | WFCOGEN_1G | 1 | North | YES | 0.13614 | 16 | 12 | 20 | 0 | 1 | Cogen | 1 | 0.30622 | 0 | 0 | 0 | 0 |  |  | 0.30622 | 0 | 0.621 | 0.64254 |  |  |  |  | 121 | 0.02154
1479 | WFCOGEN_1G | 2 | North | YES | 0.13614 | 16 | 12 | 20 | 0 | 1 | Cogen | 1 | 0.30622 | 0 | 0 | 0 | 0 |  |  | 0.30622 | 0 | 0.621 | 0.64254 |  |  |  |  | 122 | 0.02154
1482 | WFCOGEN_2G | 2 | North | YES | 0.13614 | 13.6 | 12 | 17 | 0 | 1 | Cogen | 1 | 0.30622 | 0 | 0 | 0 | 0 |  |  | 0.30622 | 0 | 0.621 | 0.64254 |  |  |  |  | 123 | 0.02154
1482 | WFCOGEN_2G | 1 | North | YES | 0.13614 | 16 | 12 | 20 | 0 | 1 | Cogen | 1 | 0.30622 | 0 | 0 | 0 | 0 |  |  | 0.30622 | 0 | 0.621 | 0.64254 |  |  |  |  | 124 | 0.02154
1600 | BARTNWND_1G | 1 | North | YES | 0.13612 | 12 | 0 | 120 | 0 | 1.022 | Wind | 1 | 0.30621 | 0 | 120 | 16.335 | 120 |  |  | 0.30621 | 36.7449 | 0.62397 | 0.64544 |  |  |  |  | 125 | 0.02154
1432 | GRHAMSES_2G | 2 | North | YES | 0.13601 | 294.9 | 90 | 366 | 0 | 1.014 | GST | 1 | 0.30609 | 366 | 366 | 49.78 | 366 |  |  | 0.30609 | 112.0302 | 0.63301 | 0.65427 |  |  |  |  | 126 | 0.02154
366 | JNSNCNTY802 | 1 | North | YES | 0.13597 | 168 | 20 | 168 | 0 | 1.02 | Cogen | 1 | 0.30606 | 0 | 0 | 0 | 0 |  |  | 0.30606 | 0 | 0.63301 | 0.65427 |  |  |  |  | 127 | 0.02154
367 | JNSNCNTY802 | 2 | North | YES | 0.13597 | 90 | 20 | 90 | 0 | 1.02 | Cogen | 1 | 0.30606 | 0 | 0 | 0 | 0 |  |  | 0.30606 | 0 | 0.63301 | 0.65427 |  |  |  |  | 128 | 0.021471
1433 | GRHAMSES_1G | 1 | North | YES | 0.13509 | 242 | 60 | 242 | 0 | 1.038 | GST | 1 | 0.30517 | 242 | 242 | 32.692 | 242 |  |  | 0.30517 | 73.852 | 0.63899 | 0.66009 |  |  |  |  | 129 | 0.021257
332 | RWMILLER01 | 1 | North | YES | 0.13464 | 58.4 | 18.5 | 73 | 0 | 1.04 | GST | 1 | 0.30472 | 73 | 73 | 9.8285 | 73 |  |  | 0.30472 | 22.2445 | 0.6408 | 0.66184 |  |  |  |  | 130 | 0.021257
333 | RWMILLER02 | 2 | North | YES | 0.13464 | 95.2 | 37 | 119 | 0 | 1.04 | GST | 1 | 0.30472 | 119 | 119 | 16.0218 | 119 |  |  | 0.30472 | 36.2616 | 0.64374 | 0.6647 |  |  |  |  | 131 | 0.021257
334 | RWMILLER03 | 3 | North | YES | 0.13464 | 166.4 | 65 | 208 | 0 | 1.04 | GST | 1 | 0.30472 | 208 | 208 | 28.0045 | 208 |  |  | 0.30472 | 63.3816 | 0.64888 | 0.6697 |  |  |  |  | 132 | 0.021098
335 | RWMILLER04 | 4 | North | YES | 0.13464 | 81.6 | 0 | 102 | 0 | 1.04 | GST | 1 | 0.30472 | 102 | 102 | 13.733 | 102 |  |  | 0.30472 | 31.0814 | 0.6514 | 0.67215 |  |  |  |  | 133 | 0.021047
336 | RWMILLER05 | 5 | North | YES | 0.13464 | 80.8 | 0 | 101 | 0 | 1.04 | GST | 1 | 0.30472 | 101 | 101 | 13.5983 | 101 |  |  | 0.30472 | 30.7767 | 0.65389 | 0.67457 |  |  |  |  | 134 | 0.020965
6100 | OKLA7A | EQ | West | YES | 0.13388 | 50 | -220 | 220 | 0 | 1.035 | DCTie | 1 | 0.30397 | 0 | 0 |  |  |  |  | 0.30397 | 0 | 0.65389 | 0.67457 |  |  |  |  | 135 | 0.020821
6752 | OKLA0A | 1 | West | YES | 0.13388 | 649.7 | 175 | 649.7 | 0 | 1.035 | LIGCO | 1 | 0.30397 | 0 | 649.7 |  |  |  |  | 0.30397 | 197.4863 | 0.66995 | 0.69014 |  |  |  |  | 136 | 0.02075
1442 | COKFIELD_5 | 1 | North | YES | 0.13316 | 16.5 | 0 | 165 |  | 1.029 | Wind | 1 | 0.30324 | 0 | 165 | 21.9709 | 165 |  |  | 0.30324 | 50.0345 | 0.67403 | 0.69409 |  |  |  |  | 137 | 0.02068
1438 | MESQUITW_2G | 1 | North | YES | 0.13226 | 23.6 | 0 | 236 |  | 1.017 | Wind | 1 | 0.30234 | 0 | 236 | 31.2122 | 236 |  |  | 0.30234 | 71.3516 | 0.67986 | 0.69971 |  |  |  |  | 138 | 0.02068
1437 | MESQUITW_1G | 1 | North | YES | 0.13225 | 40 | 0 | 400 | 0 | 1.023 | Wind | 1 | 0.30233 | 0 | 400 | 52.9 | 400 |  |  | 0.30233 | 120.9329 | 0.68975 | 0.70924 |  |  |  |  | 139 | 0.020191
60081 | WHRLWIND1A | 1 | West | YES | 0.13049 | 12 | 0 | 60 | 0 | 1.03 | Wind | 1 | 0.30057 | 0 | 60 |  |  |  |  | 0.30057 | 18.0341 | 0.69123 | 0.71066 |  |  |  |  | 140 | 0.020058
1416 | SWETWATR_1G | 1 | West | YES | 0.12998 | 30 | 18 | 30 | 0 | 1.026 | CC | 1 | 0.30006 | 30 | 30 |  |  |  |  | 0.30006 | 9.0019 | 0.69197 | 0.71137 |  |  |  |  | 141 | 0.01985
1417 | SWETWATR_2G | 2 | West | YES | 0.12998 | 72 | 36 | 72 | 0 | 1.026 | CC | 1 | 0.30006 | 72 | 72 |  |  |  |  | 0.30006 | 21.6045 | 0.69375 | 0.71308 |  |  |  |  | 142 | 0.019497
1418 | SWETWATR_3G | 3 | West | YES | 0.12998 | 68 | 36 | 68 | 0 | 1.026 | CC | 1 | 0.30006 | 68 | 68 |  |  |  |  | 0.30006 | 20.4042 | 0.69543 | 0.71469 |  |  |  |  | 143 | 0.019436
1419 | SWETWATR_4G | 4 | West | YES | 0.12998 | 61 | 36 | 61 | 0 | 1.026 | CC | 1 | 0.30006 | 61 | 61 |  |  |  |  | 0.30006 | 18.3038 | 0.69694 | 0.71613 |  |  |  |  | 144 | 0.019404
11056 | ROSCOE_1G | 1 | West | YES | 0.12949 | 41.8 | 0 | 209 |  | 1 | Wind | 1 | 0.29958 | 0 | 209 |  |  |  |  | 0.29958 | 62.6113 | 0.7021 | 0.72106 |  |  |  |  | 145 | 0.019328
11057 | CHAMPION_1G | 1 | West | YES | 0.12949 | 25.3 | 0 | 126.5 |  | 1 | Wind | 1 | 0.29958 | 0 | 126.5 |  |  |  |  | 0.29958 | 37.8963 | 0.70523 | 0.72405 |  |  |  |  | 146 | 0.019256
11058 | PYRON_1G | 1 | West | YES | 0.12949 | 49.8 | 0 | 249 |  | 1 | Wind | 1 | 0.29958 | 0 | 249 |  |  |  |  | 0.29958 | 74.5943 | 0.71138 | 0.72993 |  |  |  |  | 147 | 0.019191
11059 | INADALE_1G | 1 | West | YES | 0.12949 | 39.4 | 0 | 197 |  | 1 | Wind | 1 | 0.29958 | 0 | 197 |  |  |  |  | 0.29958 | 59.0163 | 0.71625 | 0.73458 |  |  |  |  | 148 | 0.018962
71051 | L_BITTCR1_1N | W1 | West | YES | 0.12943 | 7.5 | 0 | 37.5 |  | 1.02 | Wind | 1 | 0.29951 | 0 | 37.5 |  |  |  |  | 0.29951 | 11.2318 | 0.71718 | 0.73547 |  |  |  |  | 149 | 0.018823
71054 | L_SWEETW1_1N | W1 | West | YES | 0.12943 | 21.5 | 0 | 107.5 |  | 1.02 | Wind | 1 | 0.29951 | 0 | 107.5 |  |  |  |  | 0.29951 | 32.1977 | 0.71983 | 0.73801 |  |  |  |  | 150 | 0.018549
71057 | L_SWEETW1_2N | W1 | West | YES | 0.12943 | 27 | 0 | 135 |  | 1.02 | Wind | 1 | 0.29951 | 0 | 135 |  |  |  |  | 0.29951 | 40.4343 | 0.72317 | 0.74119 |  |  |  |  | 151 | 0.018333
71059 | L_SWEETW1_3N | W1 | West | YES | 0.12943 | 23.8 | 0 | 119 | 0 | 1.02 | Wind | 1 | 0.29951 | 0 | 119 |  |  |  |  | 0.29951 | 35.6421 | 0.72611 | 0.744 |  |  |  |  | 152 | 0.018291
71060 | L_SWEETW1_4N | W1 | West | YES | 0.12943 | 21 | 0 | 105 | 0 | 1.02 | Wind | 1 | 0.29951 | 0 | 105 |  |  |  |  | 0.29951 | 31.4489 | 0.72871 | 0.74648 |  |  |  |  | 153 | 0.018173
71061 | L_SWEETW1_5N | W1 | West | YES | 0.12943 | 16.1 | 0 | 80.5 | 0 | 1.02 | Wind | 1 | 0.29951 | 0 | 80.5 |  |  |  |  | 0.29951 | 24.1108 | 0.7307 | 0.74838 |  |  |  |  | 154 | 0.018024
6144 | MCADOO1A | 1 | West | YES | 0.12943 | 15 | 0 | 150 | 0 | 1.025 | Wind | 1 | 0.29951 | 0 | 150 |  |  |  |  | 0.29951 | 44.9266 | 0.7344 | 0.75193 |  |  |  |  | 155 | 0.017892
6407 | TURKTRAK1A | 1 | West | YES | 0.12886 | 33.9 | 0 | 169.5 | 0 | 1.025 | Wind | 1 | 0.29895 | 0 | 169.5 |  |  |  |  | 0.29895 | 50.6714 | 0.73859 | 0.75592 |  |  |  |  | 156 | 0.017777
1643 | SLSTR1PP_1G | 1 | North | YES | 0.12872 | 6 | 0 | 60 | 0 | 1.022 | Wind | 1 | 0.2988 | 0 | 60 | 7.723 | 60 |  |  | 0.2988 | 17.928 | 0.74007 | 0.75733 |  |  |  |  | 157 | 0.017688
1343 | TRENTIPP_8 | 1 | West | YES | 0.1287 | 30 | 0 | 150 |  | 1.014 | Wind | 1 | 0.29878 | 0 | 150 |  |  |  |  | 0.29878 | 44.8175 | 0.74378 | 0.76087 |  |  |  |  | 158 | 0.017522
1354 | AEPWIND_8 | 1 | West | YES | 0.1287 | 20.2 | 0 | 101 |  | 1 | Wind | 1 | 0.29878 | 0 | 101 |  |  |  |  | 0.29878 | 30.1771 | 0.74628 | 0.76324 |  |  |  |  | 159 | 0.017328
36998 | RDCNYNG1 | 1 | West | YES | 0.12864 | 16.8 | 0 | 84 |  | 1.01 | Wind | 1 | 0.29872 | 0 | 84 |  |  |  |  | 0.29872 | 25.0927 | 0.74835 | 0.76522 |  |  |  |  | 160 | 0.017258
1061 | CIELOGEN_1G | 1 | West | YES | 0.12846 | 19.8 | 0 | 99 |  | 1 | Wind | 1 | 0.29854 | 0 | 99 |  |  |  |  | 0.29854 | 29.5557 | 0.7508 | 0.76755 |  |  |  |  | 161 | 0.017084
1062 | CIELOGEN_2G | 1 | West | YES | 0.12846 | 12.2 | 0 | 61 |  | 1 | Wind | 1 | 0.29854 | 0 | 61 |  |  |  |  | 0.29854 | 18.2111 | 0.75231 | 0.76899 |  |  |  |  | 162 | 0.016967
1069 | KINDERMG_1G | 1 | West | YES | 0.12846 | 25 | 5 | 25 | 0 | 1.017 | Cogen | 1 | 0.29854 | 0 | 0 |  |  |  |  | 0.29854 | 0 | 0.75231 | 0.76899 |  |  |  |  | 163 | 0.016869
1070 | KINDERMG_2G | 1 | West | YES | 0.12846 | 45.7 | 12 | 45.7 | 0 | 1.017 | Cogen | 1 | 0.29854 | 0 | 0 |  |  |  |  | 0.29854 | 0 | 0.75231 | 0.76899 |  |  |  |  | 164 | 0.016752
1071 | KINDERMG_3G | 1 | West | YES | 0.12846 | 45.7 | 12 | 45.7 | 0 | 1.017 | Cogen | 1 | 0.29854 | 0 | 0 |  |  |  |  | 0.29854 | 0 | 0.75231 | 0.76899 |  |  |  |  | 165 | 0.01668
1068 | SCURRYCW_1G | 1 | West | YES | 0.12845 | 28.2 | 1.3 | 141 | 0 | 1.0217 | Wind | 1 | 0.29853 | 0 | 141 |  |  |  |  | 0.29853 | 42.0931 | 0.75579 | 0.77231 |  |  |  |  | 166 | 0.01668
1073 | SCURRYCW_2G | 2 | West | YES | 0.12845 | 24 | 0 | 120 | 0 | 1.0217 | Wind | 1 | 0.29853 | 0 | 120 |  |  |  |  | 0.29853 | 35.8239 | 0.75876 | 0.77513 |  |  |  |  | 167 | 0.01668
6637 | SNYDERW1A | 1 | West | YES | 0.12838 | 12.6 | 0 | 63 | 0 | 1.025 | Wind | 1 | 0.29846 | 0 | 63 |  |  |  |  | 0.29846 | 18.8031 | 0.76031 | 0.77661 |  |  |  |  | 168 | 0.01668
1037 | MORGAN5G_5G | 5 | West | YES | 0.12835 | 109.6 | 40 | 137 | 0 | 1.029 | GST | 1 | 0.29843 | 137 | 137 |  |  |  |  | 0.29843 | 40.8847 | 0.7637 | 0.77983 |  |  |  |  | 169 | 0.016513
1039 | MRGNAG_1G | A | West | YES | 0.12835 | 69 | 69 | 69 | 0 | 1.029 | GGT | 1 | 0.29843 | 69 | 69 |  |  |  |  | 0.29843 | 20.5916 | 0.76541 | 0.78146 |  |  |  |  | 170 | 0.016372
1040 | MRGNBG_2G | B | West | YES | 0.12835 | 70 | 70 | 71 | 0 | 1.029 | GGT | 1 | 0.29843 | 71 | 71 |  |  |  |  | 0.29843 | 21.1884 | 0.76716 | 0.78313 |  |  |  |  | 171 | 0.016297
1041 | MRGNCG_3G | C | West | YES | 0.12835 | 69 | 69 | 70 | 0 | 1.029 | GGT | 1 | 0.29843 | 70 | 70 |  |  |  |  | 0.29843 | 20.89 | 0.76889 | 0.78477 |  |  |  |  | 172 | 0.016134
1042 | MRGNDG_4G | D | West | YES | 0.12835 | 68 | 68 | 68 | 0 | 1.029 | GGT | 1 | 0.29843 | 68 | 68 |  |  |  |  | 0.29843 | 20.2931 | 0.77057 | 0.78637 |  |  |  |  | 173 | 0.016052
1043 | MRGNEG_5G | E | West | YES | 0.12835 | 68 | 68 | 70 | 0 | 1.029 | GGT | 1 | 0.29843 | 70 | 70 |  |  |  |  | 0.29843 | 20.89 | 0.7723 | 0.78802 |  |  |  |  | 174 | 0.015968
1044 | MRGNFG_6G | F | West | YES | 0.12835 | 66 | 66 | 66 | 0 | 1.029 | GGT | 1 | 0.29843 | 66 | 66 |  |  |  |  | 0.29843 | 19.6963 | 0.77393 | 0.78957 |  |  |  |  | 175 | 0.015884
60058 | BUFF_GAP1A | 1 | West | YES | 0.12827 | 24 | 0 | 120 |  | 1 | Wind | 1 | 0.29835 | 0 | 120 |  |  |  |  | 0.29835 | 35.8018 | 0.7769 | 0.7924 |  |  |  |  | 176 | 0.015804
60060 | CIRELLO | 1 | West | YES | 0.12827 | 46.6 | 0 | 233 | 0 | 1 | Wind | 1 | 0.29835 | 0 | 233 |  |  |  |  | 0.29835 | 69.5152 | 0.78266 | 0.79788 |  |  |  |  | 177 | 0.01572
60063 | BUFF_GAP1B | 1 | West | YES | 0.12827 | 34 | 0 | 170.2 | 0 | 1.02 | Wind | 1 | 0.29835 | 0 | 170.2 |  |  |  |  | 0.29835 | 50.7789 | 0.78686 | 0.80188 |  |  |  |  | 178 | 0.015642
60066 | H_HOLLOW1A | 1 | West | YES | 0.12827 | 44.4 | 0 | 222 | 0 | 1.005 | Wind | 1 | 0.29835 | 0 | 222 |  |  |  |  | 0.29835 | 66.2333 | 0.79235 | 0.8071 |  |  |  |  | 179 | 0.015499
60068 | HHOLLOW21A | 1 | West | YES | 0.12827 | 36.8 | 0 | 184 | 0 | 1.025 | Wind | 1 | 0.29835 | 0 | 184 |  |  |  |  | 0.29835 | 54.8961 | 0.7969 | 0.81143 |  |  |  |  | 180 | 0.01522
60070 | HHOLLOW31A | 1 | West | YES | 0.12827 | 44.8 | 0 | 224 | 0 | 1.025 | Wind | 1 | 0.29835 | 0 | 224 |  |  |  |  | 0.29835 | 66.83 | 0.80243 | 0.81669 |  |  |  |  | 181 | 0.015017
60072 | HHOLLOW41A | 1 | West | YES | 0.12827 | 23 | 0 | 115 | 0 | 1.025 | Wind | 1 | 0.29835 | 0 | 115 |  |  |  |  | 0.29835 | 34.3101 | 0.80527 | 0.8194 |  |  |  |  | 182 | 0.014751
1058 | LONGSHORE_5 | 1 | West | YES | 0.12823 | 30 | 0 | 150 |  | 1.01 | Wind | 1 | 0.29831 | 0 | 150 |  |  |  |  | 0.29831 | 44.7467 | 0.80898 | 0.82293 |  |  |  |  | 183 | 0.014531
1058 | LONGSHORE_5 | 2 | West | YES | 0.12823 | 44 | 0 | 220 |  | 1.01 | Wind | 1 | 0.29831 | 0 | 220 |  |  |  |  | 0.29831 | 65.6285 | 0.81442 | 0.8281 |  |  |  |  | 184 | 0.014264
11065 | ELBOWCK_1G | 1 | West | YES | 0.12823 | 23.4 | 0 | 121.9 | 0 | 1 | Wind | 1 | 0.29831 | 0 | 121.9 |  |  |  |  | 0.29831 | 36.3642 | 0.81743 | 0.83097 |  |  |  |  | 185 | 0.014126
1045 | CALENG1G_1G | 1 | West | YES | 0.12802 | 73.4 | 27 | 73.4 | 0 | 1.014 | Cogen | 1 | 0.29811 | 0 | 0 |  |  |  |  | 0.29811 | 0 | 0.81743 | 0.83097 |  |  |  |  | 186 | 0.013946
1046 | CALENG2G_2G | 2 | West | YES | 0.12802 | 73.4 | 27 | 73.4 | 0 | 1.014 | Cogen | 1 | 0.29811 | 0 | 0 |  |  |  |  | 0.29811 | 0 | 0.81743 | 0.83097 |  |  |  |  | 187 | 0.013683
1047 | CALENG3G_3G | 3 | West | YES | 0.12802 | 70.4 | 27 | 70.4 | 0 | 1.014 | Cogen | 1 | 0.29811 | 0 | 0 |  |  |  |  | 0.29811 | 0 | 0.81743 | 0.83097 |  |  |  |  | 188 | 0.013537
11309 | BULLCREK_2G | 1 | West | YES | 0.128 | 20.9 | 0 | 180 |  | 1 | Wind | 1 | 0.29808 | 0 | 180 |  |  |  |  | 0.29808 | 53.6545 | 0.82188 | 0.8352 |  |  |  |  | 189 | 0.013537
11310 | BULLCREK_1G | 1 | West | YES | 0.128 | 15.1 | 0 | 180 |  | 1 | Wind | 1 | 0.29808 | 0 | 180 |  |  |  |  | 0.29808 | 53.6545 | 0.82633 | 0.83943 |  |  |  |  | 190 | 0.013537
11320 | COYOTE_1G | 1 | West | YES | 0.12793 | 22.5 | 0 | 225 |  | 1 | Wind | 1 | 0.29801 | 0 | 225 |  |  |  |  | 0.29801 | 67.0532 | 0.83189 | 0.84471 |  |  |  |  | 191 | 0.013537
1360 | GUNSIGHT_8 | 1 | West | YES | 0.12765 | 0 | 0 | 120 |  | 1.01 | Wind | 1 | 0.29773 | 0 | 120 |  |  |  |  | 0.29773 | 35.728 | 0.83485 | 0.84753 |  |  |  |  | 192 | 0.013318
1327 | WILDHRSE_1G | 1 | West | YES | 0.12762 | 0 | 0 | 120 |  | 1 | Wind | 1 | 0.2977 | 0 | 120 |  |  |  |  | 0.2977 | 35.7237 | 0.83782 | 0.85034 |  |  |  |  | 193 | 0.013099
1333 | MCDDONAL_8 | 1 | West | YES | 0.12739 | 42.8 | 0 | 214.2 |  | 1.01 | Wind | 1 | 0.29748 | 0 | 214.2 |  |  |  |  | 0.29748 | 63.7192 | 0.84311 | 0.85537 |  |  |  |  | 194 | 0.012824
1328 | OCOTILLO_1G | 1 | West | YES | 0.12721 | 11.6 | 0 | 58 |  | 1.01 | Wind | 1 | 0.29729 | 0 | 58 |  |  |  |  | 0.29729 | 17.243 | 0.84455 | 0.85673 |  |  |  |  | 195 | 0.012675
11001 | NAV1CT | 1 | West | YES | 0.12715 | 70.4 | 18 | 70.4 | 0 | 1.029 | CC | 1 | 0.29723 | 70.4 | 70.4 |  |  |  |  | 0.29723 | 20.9253 | 0.84629 | 0.85838 |  |  |  |  | 196 | 0.012525
11009 | NAV2CT | 1 | West | YES | 0.12715 | 71.4 | 18 | 71.4 | 0 | 1.029 | CC | 1 | 0.29723 | 71.4 | 71.4 |  |  |  |  | 0.29723 | 21.2225 | 0.84805 | 0.86005 |  |  |  |  | 197 | 0.012254
11011 | NAV3ST | 1 | West | YES | 0.12715 | 92.8 | 40 | 92.8 | 0 | 1.029 | CC | 1 | 0.29723 | 92.8 | 92.8 |  |  |  |  | 0.29723 | 27.5833 | 0.85034 | 0.86222 |  |  |  |  | 198 | 0.01218
11012 | NAV4CT | 1 | West | YES | 0.12715 | 80 | 18 | 80 | 0 | 1.029 | CC | 1 | 0.29723 | 80 | 80 |  |  |  |  | 0.29723 | 23.7787 | 0.85232 | 0.8641 |  |  |  |  | 199 | 0.01209
11013 | NAV5CT | 1 | West | YES | 0.12715 | 80 | 18 | 80 | 0 | 1.029 | CC | 1 | 0.29723 | 80 | 80 |  |  |  |  | 0.29723 | 23.7787 | 0.8543 | 0.86597 |  |  |  |  | 200 | 0.011998
11014 | NAV6ST | 1 | West | YES | 0.12715 | 115 | 40 | 115 | 0 | 1.029 | CC | 1 | 0.29723 | 115 | 115 |  |  |  |  | 0.29723 | 34.182 | 0.85714 | 0.86867 |  |  |  |  | 201 | 0.011879
11020 | TIEHVSG_1G | 1 | West | YES | 0.12714 | 208.2 | 63 | 208.2 | 0 | 1.012 | CC | 1 | 0.29722 | 208.2 | 208.2 |  |  |  |  | 0.29722 | 61.8817 | 0.86228 | 0.87354 |  |  |  |  | 202 | 0.011777
11021 | TIEHVCG_1G | 1 | West | YES | 0.12714 | 142.1 | 103 | 142.1 | 0 | 1.012 | CC | 1 | 0.29722 | 142.1 | 142.1 |  |  |  |  | 0.29722 | 42.2353 | 0.8658 | 0.87687 |  |  |  |  | 203 | 0.011674
11022 | TIEHVCG_2G | 1 | West | YES | 0.12714 | 132.4 | 103 | 132.4 | 0 | 1.012 | CC | 1 | 0.29722 | 132.4 | 132.4 |  |  |  |  | 0.29722 | 39.3522 | 0.86907 | 0.87998 |  |  |  |  | 204 | 0.011526
11023 | TIEHVCG_3G | 1 | West | YES | 0.12714 | 137.4 | 103 | 137.4 | 0 | 1.012 | CC | 1 | 0.29722 | 137.4 | 137.4 |  |  |  |  | 0.29722 | 40.8384 | 0.87246 | 0.88319 |  |  |  |  | 205 | 0.011259
11024 | TIEHVCG_4G | 1 | West | YES | 0.12714 | 147 | 103 | 147 | 0 | 1.012 | CC | 1 | 0.29722 | 147 | 147 |  |  |  |  | 0.29722 | 43.6917 | 0.8761 | 0.88664 |  |  |  |  | 206 | 0.011077
11025 | TIEHVSG_2G | 1 | West | YES | 0.12714 | 213.2 | 63 | 213.2 | 0 | 1.012 | CC | 1 | 0.29722 | 213.2 | 213.2 |  |  |  |  | 0.29722 | 63.3678 | 0.88137 | 0.89163 |  |  |  |  | 207 | 0.010907
1326 | STANTONW_8 | 1 | West | YES | 0.12709 | 20.1 | 0 | 100.5 |  | 1.01 | Wind | 1 | 0.29717 | 0 | 100.5 |  |  |  |  | 0.29717 | 29.8658 | 0.88385 | 0.89399 |  |  |  |  | 208 | 0.01073
1320 | BSP 1 | 1 | West | YES | 0.12695 | 25.5 | 2.9 | 25.8 | 0 | 1 | Cogen | 1 | 0.29703 | 0 | 0 |  |  |  |  | 0.29703 | 0 | 0.88385 | 0.89399 |  |  |  |  | 209 | 0.010541
76031 | L_GASCCR1_1N | W1 | West | YES | 0.12663 | 30 | 0 | 150 | 0 | 1.02 | Wind | 1 | 0.29671 | 0 | 150 |  |  |  |  | 0.29671 | 44.5063 | 0.88756 | 0.8975 |  |  |  |  | 210 | 0.010268
11147 | NOTREES_1G | 1 | West | YES | 0.12631 | 29.8 | 0 | 149 | 0 | 1.017 | Wind | 1 | 0.29639 | 0 | 149 |  |  |  |  | 0.29639 | 44.1619 | 0.89124 | 0.90098 |  |  |  |  | 211 | 0.010138
76091 | L_DIVIDE1_1N | W1 | West | YES | 0.12626 | 22.5 | 0 | 112.5 |  | 1.02 | Wind | 1 | 0.29634 | 0 | 112.5 |  |  |  |  | 0.29634 | 33.3382 | 0.89402 | 0.90361 |  |  |  |  | 212 | 0.010138
76095 | L_CAPRSI1_1N | W1 | West | YES | 0.12626 | 29.9 | 0 | 149.5 | 0 | 1.02 | Wind | 1 | 0.29634 | 0 | 149.5 |  |  |  |  | 0.29634 | 44.3027 | 0.89771 | 0.9071 |  |  |  |  | 213 | 0.0099396
76096 | L_CAPRSI1_2N | W1 | West | YES | 0.12626 | 37.2 | 0 | 186 | 0 | 1.02 | Wind | 1 | 0.29634 | 0 | 186 |  |  |  |  | 0.29634 | 55.1191 | 0.90231 | 0.91144 |  |  |  |  | 214 | 0.0097385
76097 | L_CAPRGE1_1N | W1 | West | YES | 0.12626 | 42.9 | 0 | 214.5 | 0 | 1.02 | Wind | 1 | 0.29634 | 0 | 214.5 |  |  |  |  | 0.29634 | 63.5648 | 0.90761 | 0.91645 |  |  |  |  | 215 | 0.0095862
7038 | L_DELAWA1_1Y | 1 | West | YES | 0.12617 | 3.5 | 0 | 35 | 0 | 1 | Wind | 1 | 0.29625 | 0 | 35 |  |  |  |  | 0.29625 | 10.3688 | 0.90848 | 0.91727 |  |  |  |  | 216 | 0.0093839
7038 | L_DELAWA1_1Y | 2 | West | YES | 0.12617 | 3 | 0 | 30 | 0 | 1 | Wind | 1 | 0.29625 | 0 | 30 |  |  |  |  | 0.29625 | 8.8875 | 0.90922 | 0.91797 |  |  |  |  | 217 | 0.0091321
1002 | PBCTAGE_1G | A | West | YES | 0.1261 | 64 | 64 | 66 | 0 | 1.036 | GGT | 1 | 0.29618 | 66 | 66 |  |  |  |  | 0.29618 | 19.5478 | 0.91085 | 0.91951 |  |  |  |  | 218 | 0.0088418
1003 | PBCTBGE_2G | B | West | YES | 0.1261 | 65 | 65 | 66 | 0 | 1.036 | GGT | 1 | 0.29618 | 66 | 66 |  |  |  |  | 0.29618 | 19.5478 | 0.91248 | 0.92105 |  |  |  |  | 219 | 0.0087941
1004 | PBCTCGE_3G | C | West | YES | 0.1261 | 62 | 62 | 67 | 0 | 1.036 | GGT | 1 | 0.29618 | 67 | 67 |  |  |  |  | 0.29618 | 19.844 | 0.91414 | 0.92262 |  |  |  |  | 220 | 0.0087533
1005 | PBCTDGE_4G | D | West | YES | 0.1261 | 65 | 65 | 68 | 0 | 1.036 | GGT | 1 | 0.29618 | 68 | 68 |  |  |  |  | 0.29618 | 20.1401 | 0.91582 | 0.9242 |  |  |  |  | 221 | 0.0086631
1006 | PBCTEGE_5G | E | West | YES | 0.1261 | 65 | 65 | 67 | 0 | 1.036 | GGT | 1 | 0.29618 | 67 | 67 |  |  |  |  | 0.29618 | 19.844 | 0.91747 | 0.92577 |  |  |  |  | 222 | 0.008573
1007 | PB5GEN_6G | 5 | West | YES | 0.1261 | 91.2 | 40 | 114 | 0 | 1.036 | GST | 1 | 0.29618 | 114 | 114 |  |  |  |  | 0.29618 | 33.7643 | 0.92029 | 0.92843 |  |  |  |  | 223 | 0.0084814
1008 | PB6GEN_7G | 6 | West | YES | 0.1261 | 515 | 130 | 515 | 0 | 1.036 | GST | 1 | 0.29618 | 515 | 515 |  |  |  |  | 0.29618 | 152.5319 | 0.93302 | 0.94045 |  |  |  |  | 224 | 0.0083885
60057 | CALLAHAN1A | 1 | West | YES | 0.12587 | 22.8 | 0 | 114 | 0 | 1.04 | Wind | 1 | 0.29596 | 0 | 114 |  |  |  |  | 0.29596 | 33.739 | 0.93583 | 0.94311 |  |  |  |  | 225 | 0.008297
1349 | WESTXWIN_1G | 1 | West | YES | 0.1256 | 1.3 | 0 | 6.6 |  | 1.014 | Wind | 1 | 0.29568 | 0 | 6.6 |  |  |  |  | 0.29568 | 1.9515 | 0.936 | 0.94327 |  |  |  |  | 226 | 0.0081412
1350 | NWPWRG1_1G | 1 | West | YES | 0.1256 | 6.9 | 1 | 34.3 |  | 1.014 | Wind | 1 | 0.29568 | 0 | 34.3 |  |  |  |  | 0.29568 | 10.1419 | 0.93684 | 0.94407 |  |  |  |  | 227 | 0.0074376
60007 | KING_SW1A | 1 | West | YES | 0.11919 | 20 | 0 | 80 |  | 1.03 | Wind | 1 | 0.28928 | 0 | 80 |  |  |  |  | 0.28928 | 23.142 | 0.93882 | 0.94589 |  |  |  |  | 228 | 0.0072798
60019 | KING_NW1A | 1 | West | YES | 0.11919 | 20 | 0 | 80 |  | 1.03 | Wind | 1 | 0.28928 | 0 | 80 |  |  |  |  | 0.28928 | 23.142 | 0.9408 | 0.94772 |  |  |  |  | 229 | 0.0072706
60201 | RIO DRCS | F | West | YES | 0.11887 | 0 | 0 | 0 | 0 | 1.025 | AVR | 1 | 0.28896 | 0 | 0 |  |  |  |  | 0.28896 | 0 | 0.9408 | 0.94772 |  |  |  |  | 230 | 0.0072223
6016 | SWMESA | 1 | West | YES | 0.11875 | 18.8 | 0 | 75 |  | 1.03 | Wind | 1 | 0.28883 | 0 | 75 |  |  |  |  | 0.28883 | 21.6621 | 0.94265 | 0.94942 |  |  |  |  | 231 | 0.0070695
60003 | KING_NE1A | 1 | West | YES | 0.11875 | 20 | 0 | 80 |  | 1.03 | Wind | 1 | 0.28883 | 0 | 80 |  |  |  |  | 0.28883 | 23.1063 | 0.94463 | 0.95124 |  |  |  |  | 232 | 0.0069167
60005 | KING_SE1A | 1 | West | YES | 0.11875 | 10 | 0 | 40 |  | 1.035 | Wind | 1 | 0.28883 | 0 | 40 |  |  |  |  | 0.28883 | 11.5531 | 0.94562 | 0.95216 |  |  |  |  | 233 | 0.0069167
60016 | WOODWRD11A | 1 | West | YES | 0.11866 | 20 | 0 | 80 |  | 1.033 | Wind | 1 | 0.28875 | 0 | 80 |  |  |  |  | 0.28875 | 23.0996 | 0.9476 | 0.95398 |  |  |  |  | 234 | 0.0067708
38332 | TNWDWRDU2_8 | 1 | West | YES | 0.11865 | 20 | 0 | 80 | 0 | 1.0232 | Wind | 1 | 0.28873 | 0 | 80 |  |  |  |  | 0.28873 | 23.0984 | 0.94957 | 0.9558 |  |  |  |  | 235 | 0.0066151
38437 | TNSRBNMESA9 | 1 | West | YES | 0.11858 | 37.5 | 0 | 150 | 0 | 1.02 | Wind | 1 | 0.28866 | 0 | 150 |  |  |  |  | 0.28866 | 43.2992 | 0.95328 | 0.95921 |  |  |  |  | 236 | 0.0065373
60017 | ORNNWP1 | 1 | West | YES | 0.11621 | 20 | 0 | 80 |  | 1.027 | Wind | 1 | 0.28629 | 0 | 80 |  |  |  |  | 0.28629 | 22.903 | 0.95526 | 0.96102 |  |  |  |  | 237 | 0.0063811
60000 | DSKY2 | 1 | West | YES | 0.11561 | 19.1 | 0 | 76.5 |  | 1.039 | Wind | 1 | 0.28569 | 0 | 76.5 |  |  |  |  | 0.28569 | 21.8555 | 0.95715 | 0.96274 |  |  |  |  | 238 | 0.0062248
60018 | DSKY1 | 1 | West | YES | 0.1154 | 21 | 0 | 84 | 0 | 1.023 | Wind | 1 | 0.28549 | 0 | 84 |  |  |  |  | 0.28549 | 23.9809 | 0.95922 | 0.96463 |  |  |  |  | 239 | 0.005931
244 | WHITNYDM01 | 1 | North | YES | 0.11399 | 15 | 0 | 15 | 0 | 1.035 | Hydro | 1 | 0.28407 | 0 | 0 | 0 | 0 |  |  | 0.28407 | 0 | 0.95922 | 0.96463 |  |  |  |  | 240 | 0.0057593
245 | WHITNYDM02 | 2 | North | YES | 0.11399 | 15 | 0 | 15 | 0 | 1.035 | Hydro | 1 | 0.28407 | 0 | 0 | 0 | 0 |  |  | 0.28407 | 0 | 0.95922 | 0.96463 |  |  |  |  | 241 | 0.0055916
251 | BOSQUESW803 | 2 | North | YES | 0.10825 | 150 | 0 | 150 | 0 | 1.032 | CC | 1 | 0.27834 | 150 | 150 | 16.238 | 150 |  |  | 0.27834 | 41.7503 | 0.96293 | 0.96792 |  |  |  |  | 242 | 0.005406
253 | BOSQUESW804 | 2 | North | YES | 0.10825 | 80 | 0 | 80 | 0 | 1.032 | CC | 1 | 0.27834 | 80 | 80 | 8.6602 | 80 |  |  | 0.27834 | 22.2668 | 0.96491 | 0.96968 |  |  |  |  | 243 | 0.005406
60202 | FRNDDRCS | F | West | YES | 0.103 | 0 | 0 | 0 | 0 | 0.9985 | AVR | 1 | 0.27309 | 0 | 0 |  |  |  |  | 0.27309 | 0 | 0.96491 | 0.96968 |  |  |  |  | 244 | 0.005406
238 | BOSQUESW505 | 1 | North | YES | 0.10287 | 255 | 0 | 255 | 0 | 1.02 | CC | 1 | 0.27295 | 255 | 255 | 26.2313 | 255 |  |  | 0.27295 | 69.6023 | 0.97121 | 0.97516 |  |  |  |  | 245 | 0.0049901
239 | BOSQUESW502 | 1 | North | YES | 0.10287 | 119.2 | 0 | 149 | 0 | 1.02 | GGT | 1 | 0.27295 | 149 | 149 | 15.3273 | 149 |  |  | 0.27295 | 40.6696 | 0.97489 | 0.97837 |  |  |  |  | 246 | 0.0047682
247 | BOSQUESW501 | 2 | North | YES | 0.10287 | 124.8 | 0 | 156 | 0 | 1.02 | GGT | 1 | 0.27295 | 156 | 156 | 16.0474 | 156 |  |  | 0.27295 | 42.5803 | 0.97875 | 0.98172 |  |  |  |  | 247 | 0.0047682
3416 | LAKE_CRK1_G | 1 | North | YES | 0.099687 | 60 | 33 | 75 |  | 1.029 | GST | 1 | 0.26977 | 75 | 75 | 7.4765 | 75 |  |  | 0.26977 | 20.2327 | 0.9806 | 0.98332 |  |  |  |  | 248 | 0.0039529
3417 | LAKE_CRK2_G | 2 | North | YES | 0.099687 | 177.6 | 40 | 222 | 0 | 1.029 | GST | 1 | 0.26977 | 222 | 222 | 22.1305 | 222 |  |  | 0.26977 | 59.8888 | 0.98609 | 0.98804 |  |  |  |  | 249 | 0.0034765
3403 | THOUSE_1G | 1 | North | YES | 0.099407 | 563 | 200 | 563 | 0 | 1.012 | GSC | 1 | 0.26949 | 563 | 563 | 55.9661 | 563 |  |  | 0.26949 | 151.7225 | 1 | 1 |  |  |  |  | 250 | 0.0029778
3404 | THOUSE_2G | 2 | North | YES | 0.099407 | 807 | 250 | 807 | 0 | 1.012 | GSC | 1 | 0.26949 | 807 | 807 | 80.2214 | 807 |  |  | 0.26949 | 217.4779 | 1.0199 | 1.0171 |  |  |  |  | 251 | 0.0027192
48671 | FTR_GT1_5105 | 1 | North | YES | -0.23159 | 154.2 | 0 | 154.2 | 0 | 1.0319 | CC | 1 | -0.061504 | 154.2 | 154.2 | -35.7106 | 154.2 |  |  | -0.061504 | -9.4839 | [6 empty] | 252 | 0.0019537
48672 | FTR_GT2_5110 | 2 | North | YES | -0.23159 | 159 | 0 | 159 | 0 | 1.0319 | CC | 1 | -0.061504 | 159 | 159 | -36.8222 | 159 |  |  | -0.061504 | -9.7791 | [6 empty] | 253 | 0
48673 | FTR_GT3_5085 | 3 | North | YES | -0.23159 | 158 | 0 | 158 | 0 | 1.0319 | CC | 1 | -0.061504 | 158 | 158 | -36.5906 | 158 |  |  | -0.061504 | -9.7176 | [6 empty] | 254 | -0.0028004
48674 | FTR_CN4_5095 | 4 | North | YES | -0.23159 | 380 | 0 | 380 | 0 | 1.0319 | CC | 1 | -0.061504 | 380 | 380 | -88.0027 | 380 |  |  | -0.061504 | -23.3714 | [6 empty] | 255 | 0
13432 | SANDOW_5G | 5 | South | YES | 0.037826 | 581 | 225 | 581 |  | 1.029 | LIGCO | -1 | 0.10003 | 0 | 581 |  |  |  |  | -0.10003 | 0 | [6 empty] | 256 | 0
3432 | SANDOW_4G | 4 | South | YES | 0.017932 | 580 | 225 | 580 |  | 1.029 | LIGCO | -1 | 0.11992 | 0 | 580 |  |  |  |  | -0.11992 | 0 | [6 empty] | 257 | 0
7022 | L_BUCHAN1_1Y | 1 | South | YES | 0.00387 | 0 | 0 | 18 |  | 1 | Hydro | -1 | 0.13399 | 0 | 0 |  |  |  |  | -0.13399 | 0 | [6 empty] | 258 | 0
7023 | L_BUCHAN1_2Y | 2 | South | YES | 0.00387 | 0 | 0 | 18 |  | 1 | Hydro | -1 | 0.13399 | 0 | 0 |  |  |  |  | -0.13399 | 0 | [6 empty] | 259 | 0
7024 | L_BUCHAN1_3Y | 3 | South | YES | 0.00387 | 0 | 0 | 15 |  | 1 | Hydro | -1 | 0.13399 | 0 | 0 |  |  |  |  | -0.13399 | 0 | [6 empty] | 260 | 0
7026 | L_INKSDA1_1Y | 1 | South | YES | 0.003356 | 0 | 0 | 13.7 |  | 1 | Hydro | -1 | 0.1345 | 0 | 0 |  |  |  |  | -0.1345 | 0 | [6 empty] | 261 | 0
5934 | SI_RAY5 | 5 | South | YES | 0 | 0 | 10 | 15 |  | 1.035 | GST | -1 | 0.13786 | 15 | 15 |  |  |  |  | -0.13786 | -2.0679 | [6 empty] | 262 | 0
8139 | JOS #1 | MB | South | YES | 0 | 0 | 45 | 255 |  | 1.02 | GST | -1 | 0.13786 | 0 | 0 |  |  |  |  | -0.13786 | 0 | [6 empty] | 263 | 0
8285 | LAR #1 | MB | South | YES | 0 | 0 | 9 | 32 |  | 1.0497 | GST | -1 | 0.13786 | 0 | 0 |  |  |  |  | -0.13786 | 0 | [6 empty] | 264 | 0
8287 | LAR #2 | MB | South | YES | 0 | 0 | 9 | 32 |  | 1.04 | GST | -1 | 0.13786 | 0 | 0 |  |  |  |  | -0.13786 | 0 | [6 empty] | 265 | 0
8288 | LAR #3 | MB | South | YES | 0 | 0 | 25 | 105 |  | 1.04 | GST | -1 | 0.13786 | 0 | 0 |  |  |  |  | -0.13786 | 0 | [6 empty] | 266 | 0
8388 | BATES0A | MB | South | YES | 0 | 0 | 21 | 71 |  | 1.033 | GST | -1 | 0.13786 | 0 | 0 |  |  |  |  | -0.13786 | 0 | [6 empty] | 267 | 0
8393 | BATES0B | MB | South | YES | 0 | 0 | 25 | 110 |  | 1.03 | GST | -1 | 0.13786 | 0 | 0 |  |  |  |  | -0.13786 | 0 | [6 empty] | 268 | 0
8437 | NUECES_B0C | MB | South | YES | 0 | 0 | 7 | 30 |  | 1.03 | GST | -1 | 0.13786 | 0 | 0 |  |  |  |  | -0.13786 | 0 | [6 empty] | 269 | 0
8438 | NUECES_B0B | MB | South | YES | 0 | 0 | 26 | 169 |  | 1.03 | GST | -1 | 0.13786 | 0 | 0 |  |  |  |  | -0.13786 | 0 | [6 empty] | 270 | 0
39190 | TNSLCGN1__8 | 1 | Houston | YES | 0 | 0 | 10 | 30 |  | 1.03 | Cogen | -1 | 0.13786 | 0 | 0 |  |  | 0 | 0 | -0.13786 | 0 | [6 empty] | 271 | 0
8032 | AMISTADHYD1 | 1 | South | YES | -0.001103 | 33 | 13 | 33 | 0 | 1.03 | Hydro | -1 | 0.13896 | 0 | 0 |  |  |  |  | -0.13896 | 0 | [6 empty] | 272 | 0
8033 | AMISTADHYD2 | 2 | South | YES | -0.001103 | 25 | 13 | 25 | 0 | 1.03 | Hydro | -1 | 0.13896 | 0 | 0 |  |  |  |  | -0.13896 | 0 | [6 empty] | 273 | 0
88253 | HAMILTON | F | South | YES | -0.001103 | 0 | 0 | 0 | 0 | 1.04 | BLT | -1 | 0.13896 | 0 | 0 |  |  |  |  | -0.13896 | 0 | [6 empty] | 274 | 0
7035 | L_WIRTZ_1G1Y | 1 | South | YES | -0.005366 | 0 | 0 | 29 |  | 1 | Hydro | -1 | 0.14322 | 0 | 0 |  |  |  |  | -0.14322 | 0 | [6 empty] | 275 | 0
7036 | L_WIRTZ_1G2Y | 2 | South | YES | -0.005366 | 0 | 0 | 29.7 |  | 1 | Hydro | -1 | 0.14322 | 0 | 0 |  |  |  |  | -0.14322 | 0 | [6 empty] | 276 | 0
7000 | L_FERGUS1_1Y | 1 | South | YES | -0.005575 | 400 | 65 | 423.3 | 0 | 1.015 | GSC | -1 | 0.14343 | 423.3 | 423.3 |  |  |  |  | -0.14343 | -60.7147 | [6 empty] | 277 | 0
7028 | L_MARBFA1_1Y | 1 | South | YES | -0.008289 | 0 | 0 | 18 |  | 1 | Hydro | -1 | 0.14615 | 0 | 0 |  |  |  |  | -0.14615 | 0 | [6 empty] | 278 | 0
7029 | L_MARBFA1_2Y | 2 | South | YES | -0.008289 | 0 | 0 | 18 |  | 1 | Hydro | -1 | 0.14615 | 0 | 0 |  |  |  |  | -0.14615 | 0 | [6 empty] | 279 | 0
7031 | L_MARSFO1G1Y | 1 | South | YES | -0.013902 | 0 | 0 | 36 |  | 1 | Hydro | -1 | 0.15176 | 0 | 0 |  |  |  |  | -0.15176 | 0 | [6 empty] | 280 | 0
7032 | L_MARSFO1G2Y | 2 | South | YES | -0.013902 | 0 | 0 | 35 |  | 1 | Hydro | -1 | 0.15176 | 0 | 0 |  |  |  |  | -0.15176 | 0 | [6 empty] | 281 | 0
7033 | L_MARSFO1G3Y | 3 | South | YES | -0.013902 | 0 | 0 | 36 |  | 1 | Hydro | -1 | 0.15176 | 0 | 0 |  |  |  |  | -0.15176 | 0 | [6 empty] | 282 | 0
9002 | DECKR_G3 | 3 | South | YES | -0.015927 | 0 | 24 | 42 |  | 1.015 | GGT | -1 | 0.15378 | 42 | 42 |  |  |  |  | -0.15378 | -6.4589 | [6 empty] | 283 | 0
9003 | DECKR_G4 | 4 | South | YES | -0.015927 | 44 | 24 | 44 | 0 | 1.015 | GGT | -1 | 0.15378 | 44 | 44 |  |  |  |  | -0.15378 | -6.7665 | [6 empty] | 284 | 0
9004 | DECKR_G5 | 5 | South | YES | -0.015927 | 44 | 24 | 44 | 0 | 1.015 | GGT | -1 | 0.15378 | 44 | 44 |  |  |  |  | -0.15378 | -6.7665 | [6 empty] | 285 | 0
9005 | DECKR_G6 | 6 | South | YES | -0.015927 | 44 | 24 | 47 | 0 | 1.015 | GGT | -1 | 0.15378 | 47 | 47 |  |  |  |  | -0.15378 | -7.2278 | [6 empty] | 286 | 0
9000 | DECKR_G1 | 1 | South | YES | -0.016974 | 280 | 50 | 321 | 0 | 1.015 | GST | -1 | 0.15483 | 321 | 321 |  |  |  |  | -0.15483 | -49.7007 | [6 empty] | 287 | 0
9001 | DECKR_G2 | 2 | South | YES | -0.016974 | 400 | 50 | 426 | 0 | 1.015 | GST | -1 | 0.15483 | 426 | 426 |  |  |  |  | -0.15483 | -65.9579 | [6 empty] | 288 | 0
7020 | L_AUSTPL1_1Y | 1 | South | YES | -0.017079 | 0 | 0 | 8 |  | 1 | Hydro | -1 | 0.15494 | 0 | 0 |  |  |  |  | -0.15494 | 0 | [6 empty] | 289 | 0
7020 | L_AUSTPL1_1Y | 2 | South | YES | -0.017079 | 0 | 0 | 8 |  | 1 | Hydro | -1 | 0.15494 | 0 | 0 |  |  |  |  | -0.15494 | 0 | [6 empty] | 290 | 0
8262 | ELPS | 1 | South | YES | -0.017634 | 6 | 6 | 6 | 0 | 1.15 | Hydro | -1 | 0.15549 | 0 | 0 |  |  |  |  | -0.15549 | 0 | [6 empty] | 291 | 0
9016 | SANDH_G1 | 1 | South | YES | -0.018419 | 45 | 2 | 49 | 0 | 1.0175 | GGT | -1 | 0.15628 | 49 | 49 |  |  |  |  | -0.15628 | -7.6575 | [6 empty] | 292 | 0
9017 | SANDH_G2 | 2 | South | YES | -0.018419 | 45 | 2 | 46 | 0 | 1.0175 | GGT | -1 | 0.15628 | 46 | 46 |  |  |  |  | -0.15628 | -7.1887 | [6 empty] | 293 | 0
9018 | SANDH_G3 | 3 | South | YES | -0.018419 | 45 | 2 | 46 | 0 | 1.0175 | GGT | -1 | 0.15628 | 46 | 46 |  |  |  |  | -0.15628 | -7.1887 | [6 empty] | 294 | 0
9019 | SANDH_G4 | 4 | South | YES | -0.018419 | 0 | 2 | 47 |  | 1.0175 | GGT | -1 | 0.15628 | 47 | 47 |  |  |  |  | -0.15628 | -7.345 | [6 empty] | 295 | 0
9020 | SANDHG5A | 5A | South | YES | -0.018419 | 150 | 84 | 155 | 0 | 1.0175 | CC | -1 | 0.15628 | 155 | 155 |  |  |  |  | -0.15628 | -24.2227 | [6 empty] | 296 | 0
9021 | SANDHG5C | 5C | South | YES | -0.018419 | 140 | 0 | 148 | 0 | 1.0175 | CC | -1 | 0.15628 | 148 | 148 |  |  |  |  | -0.15628 | -23.1288 | [6 empty] | 297 | 0
7807 | L_BASTEN1_1Y | 1 | South | YES | -0.02218 | 152.5 | 83.5 | 152.5 | 0 | 1.004 | CC | -1 | 0.16004 | 152.5 | 152.5 |  |  |  |  | -0.16004 | -24.4056 | [6 empty] | 298 | 0
7808 | L_BASTEN1_2Y | 1 | South | YES | -0.02218 | 149.5 | 83.5 | 149.5 | 0 | 1.004 | CC | -1 | 0.16004 | 149.5 | 149.5 |  |  |  |  | -0.16004 | -23.9255 | [6 empty] | 299 | 0
7809 | L_BASTEN1_3Y | 1 | South | YES | -0.02218 | 232.6 | 42 | 232.6 | 0 | 1.004 | CC | -1 | 0.16004 | 232.6 | 232.6 |  |  |  |  | -0.16004 | -37.2245 | [6 empty] | 300 | 0
7007 | L_LOSTPI1_1Y | 1 | South | YES | -0.024259 | 158.6 | 110 | 158 | 0 | 1 | CC | -1 | 0.16212 | 158 | 158 |  |  |  |  | -0.16212 | -25.6143 | [6 empty] | 301 | 0
7008 | L_LOSTPI1_2Y | 2 | South | YES | -0.024259 | 157.7 | 107 | 160 | 0 | 1 | CC | -1 | 0.16212 | 160 | 160 |  |  |  |  | -0.16212 | -25.9385 | [6 empty] | 302 | 0
7009 | L_LOSTPI1_3Y | 3 | South | YES | -0.024259 | 173.9 | 72 | 175 | 0 | 1 | CC | -1 | 0.16212 | 175 | 175 |  |  |  |  | -0.16212 | -28.3703 | [6 empty] | 303 | 0
7004 | L_SIMGID1_1Y | 1 | South | YES | -0.025754 | 132 | 40 | 132 | 0 | 1.02 | GST | -1 | 0.16361 | 132 | 132 |  |  |  |  | -0.16361 | -21.5966 | [6 empty] | 304 | 0
7005 | L_SIMGID1_2Y | 2 | South | YES | -0.025754 | 133 | 32 | 139 | 0 | 1.02 | GST | -1 | 0.16361 | 139 | 139 |  |  |  |  | -0.16361 | -22.7419 | [6 empty] | 305 | 0
7006 | L_SIMGID1_3Y | 3 | South | YES | -0.025754 | 324.9 | 60 | 329 | 0 | 1.02 | GST | -1 | 0.16361 | 329 | 329 |  |  |  |  | -0.16361 | -53.8279 | [6 empty] | 306 | 0
7487 | L_CANYHY8_1Y | 1 | South | YES | -0.035901 | 0 | 0 | 6 |  | 1 | Hydro | -1 | 0.17376 | 0 | 0 |  |  |  |  | -0.17376 | 0 | [6 empty] | 307 | 0
7014 | L_HAYSEN1_1Y | 1 | South | YES | -0.040792 | 223.9 | 74 | 223.9 | 0 | 1.008 | CC | -1 | 0.17865 | 223.9 | 223.9 |  |  |  |  | -0.17865 | -39.9995 | [6 empty] | 308 | 0
7015 | L_HAYSEN1_2Y | 2 | South | YES | -0.040792 | 225 | 74 | 225 | 0 | 1.008 | CC | -1 | 0.17865 | 225 | 225 |  |  |  |  | -0.17865 | -40.196 | [6 empty] | 309 | 0
7016 | L_HAYSEN1_3Y | 3 | South | YES | -0.040792 | 224.6 | 74 | 224.6 | 0 | 1.008 | CC | -1 | 0.17865 | 224.6 | 224.6 |  |  |  |  | -0.17865 | -40.1245 | [6 empty] | 310 | 0
7017 | L_HAYSEN1_4Y | 4 | South | YES | -0.040792 | 226.7 | 74 | 226.7 | 0 | 1.008 | CC | -1 | 0.17865 | 226.7 | 226.7 |  |  |  |  | -0.17865 | -40.4997 | [6 empty] | 311 | 0
7303 | L_WPPGS12_1Y | 1 | South | YES | -0.040833 | 50 | 0 | 50 | 0 | 1.025 | GGT | -1 | 0.17869 | 50 | 50 |  |  |  |  | -0.17869 | -8.9345 | [6 empty] | 312 | 0
7303 | L_WPPGS12_1Y | 2 | South | YES | -0.040833 | 50 | 0 | 50 | 0 | 1.025 | GGT | -1 | 0.17869 | 50 | 50 |  |  |  |  | -0.17869 | -8.9345 | [6 empty] | 313 | 0
7305 | L_WPPGS34_1Y | 3 | South | YES | -0.040833 | 50 | 0 | 50 | 0 | 1.025 | GGT | -1 | 0.17869 | 50 | 50 |  |  |  |  | -0.17869 | -8.9345 | [6 empty] | 314 | 0
7305 | L_WPPGS34_1Y | 4 | South | YES | -0.040833 | 50 | 0 | 50 | 0 | 1.025 | GGT | -1 | 0.17869 | 50 | 50 |  |  |  |  | -0.17869 | -8.9345 | [6 empty] | 315 | 0
7010 | L_FPPYD11_1Y | 1 | South | YES | -0.042444 | 547.4 | 200 | 606 | 0 | 1.02 | LIGCO | -1 | 0.1803 | 0 | 606 |  |  |  |  | -0.1803 | 0 | [6 empty] | 316 | 0
7011 | L_FPPYD11_2Y | 2 | South | YES | -0.042444 | 552.2 | 200 | 598 | 0 | 1.02 | LIGCO | -1 | 0.1803 | 0 | 598 |  |  |  |  | -0.1803 | 0 | [6 empty] | 317 | 0
7012 | L_FPPYD21_3Y | 3 | South | YES | -0.042585 | 427.5 | 200 | 436 | 0 | 1.02 | LIGCO | -1 | 0.18044 | 0 | 436 |  |  |  |  | -0.18044 | 0 | [6 empty] | 318 | 0
7605 | L_MCQUEE9_1Y | 1 | South | YES | -0.044984 | 0 | 0 | 2.4 |  | 1.025 | Hydro | -1 | 0.18284 | 0 | 0 |  |  |  |  | -0.18284 | 0 | [6 empty] | 319 | 0
7605 | L_MCQUEE9_1Y | 2 | South | YES | -0.044984 | 0 | 0 | 2.4 |  | 1.025 | Hydro | -1 | 0.18284 | 0 | 0 |  |  |  |  | -0.18284 | 0 | [6 empty] | 320 | 0
7605 | L_MCQUEE9_1Y | 3 | South | YES | -0.044984 | 0 | 0 | 2.8 |  | 1.025 | Hydro | -1 | 0.18284 | 0 | 0 |  |  |  |  | -0.18284 | 0 | [6 empty] | 321 | 0
7810 | L_RIONOG1G1Y | 1 | South | YES | -0.045493 | 148 | 0 | 148 | 0 | 1.02 | CC | -1 | 0.18335 | 148 | 148 |  |  |  |  | -0.18335 | -27.1358 | [6 empty] | 322 | 0
7811 | L_RIONOG1G2Y | 2 | South | YES | -0.045493 | 148 | 0 | 148 | 0 | 1.02 | CC | -1 | 0.18335 | 148 | 148 |  |  |  |  | -0.18335 | -27.1358 | [6 empty] | 323 | 0
7812 | L_RIONOG1G3Y | 3 | South | YES | -0.045493 | 154 | 0 | 154 | 0 | 1.02 | CC | -1 | 0.18335 | 154 | 154 |  |  |  |  | -0.18335 | -28.2359 | [6 empty] | 324 | 0
7813 | L_RIONOG1S1Y | 4 | South | YES | -0.045493 | 293 | 0 | 293 | 0 | 1.02 | CC | -1 | 0.18335 | 293 | 293 |  |  |  |  | -0.18335 | -53.7215 | [6 empty] | 325 | 0
7609 | L_SCHUMA8_1Y | 1 | South | YES | -0.04614 | 0 | 0 | 4 |  | 1 | Hydro | -1 | 0.184 | 0 | 0 |  |  |  |  | -0.184 | 0 | [6 empty] | 326 | 0
7624 | L_LAKEWO9_1Y | 1 | South | YES | -0.047924 | 0 | 0 | 2.4 |  | 1 | Hydro | -1 | 0.18578 | 0 | 0 |  |  |  |  | -0.18578 | 0 | [6 empty] | 327 | 0
7624 | L_LAKEWO9_1Y | 2 | South | YES | -0.047924 | 0 | 0 | 2.4 |  | 1 | Hydro | -1 | 0.18578 | 0 | 0 |  |  |  |  | -0.18578 | 0 | [6 empty] | 328 | 0
58909 | PEARSALLSCG1 | 3 | South | YES | -0.048273 | 0 | 0 | 8.4 |  | 1.027 | Diesel | -1 | 0.18613 | 8.4 | 8.4 |  |  |  |  | -0.18613 | -1.5635 | [6 empty] | 329 | 0
58909 | PEARSALLSCG1 | 4 | South | YES | -0.048273 | 0 | 0 | 8.4 |  | 1.027 | Diesel | -1 | 0.18613 | 8.4 | 8.4 |  |  |  |  | -0.18613 | -1.5635 | [6 empty] | 330 | 0
58909 | PEARSALLSCG1 | 6 | South | YES | -0.048273 | 0 | 0 | 8.4 |  | 1.027 | Diesel | -1 | 0.18613 | 8.4 | 8.4 |  |  |  |  | -0.18613 | -1.5635 | [6 empty] | 331 | 0
58909 | PEARSALLSCG1 | 5 | South | YES | -0.048273 | 0 | 0 | 8.4 |  | 1.027 | Diesel | -1 | 0.18613 | 8.4 | 8.4 |  |  |  |  | -0.18613 | -1.5635 | [6 empty] | 332 | 0
58909 | PEARSALLSCG1 | 1 | South | YES | -0.048273 | 0 | 0 | 8.4 |  | 1.027 | Diesel | -1 | 0.18613 | 8.4 | 8.4 |  |  |  |  | -0.18613 | -1.5635 | [6 empty] | 333 | 0
58909 | PEARSALLSCG1 | 2 | South | YES | -0.048273 | 0 | 0 | 8.4 |  | 1.027 | Diesel | -1 | 0.18613 | 8.4 | 8.4 |  |  |  |  | -0.18613 | -1.5635 | [6 empty] | 334 | 0
58919 | PEARSALLSCG2 | 5 | South | YES | -0.048273 | 0 | 0 | 8.4 |  | 1.027 | Diesel | -1 | 0.18613 | 8.4 | 8.4 |  |  |  |  | -0.18613 | -1.5635 | [6 empty] | 335 | 0
58919 | PEARSALLSCG2 | 6 | South | YES | -0.048273 | 0 | 0 | 8.4 |  | 1.027 | Diesel | -1 | 0.18613 | 8.4 | 8.4 |  |  |  |  | -0.18613 | -1.5635 | [6 empty] | 336 | 0
58919 | PEARSALLSCG2 | 1 | South | YES | -0.048273 | 0 | 0 | 8.4 |  | 1.027 | Diesel | -1 | 0.18613 | 8.4 | 8.4 |  |  |  |  | -0.18613 | -1.5635 | [6 empty] | 337 | 0
58919 | PEARSALLSCG2 | 2 | South | YES | -0.048273 | 0 | 0 | 8.4 |  | 1.027 | Diesel | -1 | 0.18613 | 8.4 | 8.4 |  |  |  |  | -0.18613 | -1.5635 | [6 empty] | 338 | 0
58919 | PEARSALLSCG2 | 4 | South | YES | -0.048273 | 0 | 0 | 8.4 |  | 1.027 | Diesel | -1 | 0.18613 | 8.4 | 8.4 |  |  |  |  | -0.18613 | -1.5635 | [6 empty] | 339 | 0
58919 | PEARSALLSCG2 | 3 | South | YES | -0.048273 | 0 | 0 | 8.4 |  | 1.027 | Diesel | -1 | 0.18613 | 8.4 | 8.4 |  |  |  |  | -0.18613 | -1.5635 | [6 empty] | 340 | 0
58929 | PEARSALLSCG3 | 4 | South | YES | -0.048273 | 0 | 0 | 8.4 |  | 1.027 | Diesel | -1 | 0.18613 | 8.4 | 8.4 |  |  |  |  | -0.18613 | -1.5635 | [6 empty] | 341 | 0
58929 | PEARSALLSCG3 | 6 | South | YES | -0.048273 | 0 | 0 | 8.4 |  | 1.027 | Diesel | -1 | 0.18613 | 8.4 | 8.4 |  |  |  |  | -0.18613 | -1.5635 | [6 empty] | 342 | 0
58929 | PEARSALLSCG3 | 2 | South | YES | -0.048273 | 0 | 0 | 8.4 |  | 1.027 | Diesel | -1 | 0.18613 | 8.4 | 8.4 |  |  |  |  | -0.18613 | -1.5635 | [6 empty] | 343 | 0
58929 | PEARSALLSCG3 | 5 | South | YES | -0.048273 | 0 | 0 | 8.4 |  | 1.027 | Diesel | -1 | 0.18613 | 8.4 | 8.4 |  |  |  |  | -0.18613 | -1.5635 | [6 empty] | 344 | 0
58929 | PEARSALLSCG3 | 1 | South | YES | -0.048273 | 0 | 0 | 8.4 |  | 1.027 | Diesel | -1 | 0.18613 | 8.4 | 8.4 |  |  |  |  | -0.18613 | -1.5635 | [6 empty] | 345 | 0
58929 | PEARSALLSCG3 | 3 | South | YES | -0.048273 | 0 | 0 | 8.4 |  | 1.027 | Diesel | -1 | 0.18613 | 8.4 | 8.4 |  |  |  |  | -0.18613 | -1.5635 | [6 empty] | 346 | 0
58949 | PEARSALLSCG4 | 3 | South | YES | -0.048273 | 0 | 0 | 8.4 |  | 1.027 | Diesel | -1 | 0.18613 | 8.4 | 8.4 |  |  |  |  | -0.18613 | -1.5635 | [6 empty] | 347 | 0
58949 | PEARSALLSCG4 | 2 | South | YES | -0.048273 | 0 | 0 | 8.4 |  | 1.027 | Diesel | -1 | 0.18613 | 8.4 | 8.4 |  |  |  |  | -0.18613 | -1.5635 | [6 empty] | 348 | 0
58949 | PEARSALLSCG4 | 1 | South | YES | -0.048273 | 0 | 0 | 8.4 |  | 1.027 | Diesel | -1 | 0.18613 | 8.4 | 8.4 |  |  |  |  | -0.18613 | -1.5635 | [6 empty] | 349 | 0
58949 | PEARSALLSCG4 | 4 | South | YES | -0.048273 | 0 | 0 | 8.4 |  | 1.027 | Diesel | -1 | 0.18613 | 8.4 | 8.4 |  |  |  |  | -0.18613 | -1.5635 | [6 empty] | 350 | 0
58949 | PEARSALLSCG4 | 6 | South | YES | -0.048273 | 0 | 0 | 8.4 |  | 1.027 | Diesel | -1 | 0.18613 | 8.4 | 8.4 |  |  |  |  | -0.18613 | -1.5635 | [6 empty] | 351 | 0
58949 | PEARSALLSCG4 | 5 | South | YES | -0.048273 | 0 | 0 | 8.4 |  | 1.027 | Diesel | -1 | 0.18613 | 8.4 | 8.4 |  |  |  |  | -0.18613 | -1.5635 | [6 empty] | 352 | 0
7800 | L_GUADGE1_1Y | 1 | South | YES | -0.049908 | 147 | 30 | 147 | 0 | 1.02 | CC | -1 | 0.18776 | 147 | 147 |  |  |  |  | -0.18776 | -27.6014 | [6 empty] | 353 | 0
7801 | L_GUADGE1_2Y | 2 | South | YES | -0.049908 | 138 | 30 | 138 | 0 | 1.02 | CC | -1 | 0.18776 | 138 | 138 |  |  |  |  | -0.18776 | -25.9115 | [6 empty] | 354 | 0
7802 | L_GUADGE1_3Y | 3 | South | YES | -0.049908 | 146 | 30 | 146 | 0 | 1.02 | CC | -1 | 0.18776 | 146 | 146 |  |  |  |  | -0.18776 | -27.4137 | [6 empty] | 355 | 0
7803 | L_GUADGE1_4Y | 4 | South | YES | -0.049908 | 149 | 30 | 149 | 0 | 1.02 | CC | -1 | 0.18776 | 149 | 149 |  |  |  |  | -0.18776 | -27.9769 | [6 empty] | 356 | 0
7804 | L_GUADGE1_5Y | 5 | South | YES | -0.049908 | 182 | 30 | 182 | 0 | 1.02 | CC | -1 | 0.18776 | 182 | 182 |  |  |  |  | -0.18776 | -34.1732 | [6 empty] | 357 | 0
7805 | L_GUADGE1_6Y | 6 | South | YES | -0.049908 | 203 | 30 | 203 | 0 | 1.02 | CC | -1 | 0.18776 | 203 | 203 |  |  |  |  | -0.18776 | -38.1162 | [6 empty] | 358 | 0
5890 | PEARSALLGEN1 | 1 | South | YES | -0.050611 | 19.2 | 6 | 24 | 0 | 1.0226 | GST | -1 | 0.18847 | 24 | 24 |  |  |  |  | -0.18847 | -4.5232 | [6 empty] | 359 | 0
5891 | PEARSALLGEN2 | 1 | South | YES | -0.050611 | 19.4 | 6 | 24.3 | 0 | 1.0226 | GST | -1 | 0.18847 | 24.3 | 24.3 |  |  |  |  | -0.18847 | -4.5798 | [6 empty] | 360 | 0
5892 | PEARSALLGEN3 | 1 | South | YES | -0.050611 | 19.1 | 6 | 23.9 | 0 | 1.0226 | GST | -1 | 0.18847 | 23.9 | 23.9 |  |  |  |  | -0.18847 | -4.5044 | [6 empty] | 361 | 0
5028 | BRAUNIG_VHB3 | 3 | South | YES | -0.050821 | 407 | 60 | 407 | 0 | 1.0138 | GST | -1 | 0.18868 | 407 | 407 |  |  |  |  | -0.18868 | -76.7918 | [6 empty] | 362 | 0
5396 | CALAVER_OWS1 | 1 | South | YES | -0.050855 | 418 | 80 | 418 | 0 | 1.0192 | GST | -1 | 0.18871 | 418 | 418 |  |  |  |  | -0.18871 | -78.8815 | [6 empty] | 363 | 0
5397 | CALAVER_OWS2 | 2 | South | YES | -0.050855 | 400 | 80 | 400 | 0 | 1.0192 | GST | -1 | 0.18871 | 400 | 400 |  |  |  |  | -0.18871 | -75.4847 | [6 empty] | 364 | 0
5264 | LEON_LCP3G3 | 3 | South | YES | -0.050862 | 0 | 20 | 58 |  | 1.0197 | GST | -1 | 0.18872 | 58 | 58 |  |  |  |  | -0.18872 | -10.9457 | [6 empty] | 365 | 0
5265 | LEON_LCP4G4 | 4 | South | YES | -0.050862 | 89 | 25 | 89 | 0 | 1.0197 | GST | -1 | 0.18872 | 89 | 89 |  |  |  |  | -0.18872 | -16.796 | [6 empty] | 366 | 0
5266 | LEON_LCPCT1 | 1 | South | YES | -0.050862 | 44 | 24 | 44 | 0 | 1.0197 | GGT | -1 | 0.18872 | 44 | 44 |  |  |  |  | -0.18872 | -8.3036 | [6 empty] | 367 | 0
5267 | LEON_LCPCT2 | 2 | South | YES | -0.050862 | 44 | 24 | 44 | 0 | 1.0197 | GGT | -1 | 0.18872 | 44 | 44 |  |  |  |  | -0.18872 | -8.3036 | [6 empty] | 368 | 0
5268 | LEON_LCPCT3 | 3 | South | YES | -0.050862 | 43 | 24 | 43 | 0 | 1.0197 | GGT | -1 | 0.18872 | 43 | 43 |  |  |  |  | -0.18872 | -8.1149 | [6 empty] | 369 | 0
5269 | LEON_LCPCT4 | 4 | South | YES | -0.050862 | 45 | 24 | 45 | 0 | 1.0197 | GGT | -1 | 0.18872 | 45 | 45 |  |  |  |  | -0.18872 | -8.4923 | [6 empty] | 370 | 0
5111 | CALAVER_JTD1 | 1 | South | YES | -0.050864 | 430 | 80 | 430 | 0 | 1.0138 | LIGCO | -1 | 0.18872 | 0 | 430 |  |  |  |  | -0.18872 | 0 | [6 empty] | 371 | 0
5112 | CALAVER_JTD2 | 2 | South | YES | -0.050864 | 430 | 80 | 430 | 0 | 1.0138 | LIGCO | -1 | 0.18872 | 0 | 430 |  |  |  |  | -0.18872 | 0 | [6 empty] | 372 | 0
5436 | TUTTL_WBT1G1 | 1 | South | YES | -0.050917 | 48.8 | 20 | 61 | 0 | 1.012 | GST | -1 | 0.18877 | 61 | 61 |  |  |  |  | -0.18877 | -11.5152 | [6 empty] | 373 | 0
5438 | TUTTL_WBT3G3 | 3 | South | YES | -0.050917 | 95 | 25 | 95 | 0 | 1.012 | GST | -1 | 0.18877 | 95 | 95 |  |  |  |  | -0.18877 | -17.9335 | [6 empty] | 374 | 0
5439 | TUTTL_WBT4G4 | 4 | South | YES | -0.050917 | 151 | 40 | 151 | 0 | 1.012 | GST | -1 | 0.18877 | 151 | 151 |  |  |  |  | -0.18877 | -28.5048 | [6 empty] | 375 | 0
5026 | BRAUNIG_VHB1 | 1 | South | YES | -0.051014 | 215 | 40 | 215 | 0 | 1.0192 | GST | -1 | 0.18887 | 215 | 215 |  |  |  |  | -0.18887 | -40.6072 | [6 empty] | 376 | 0
5027 | BRAUNIG_VHB2 | 2 | South | YES | -0.051014 | 216 | 40 | 216 | 0 | 1.0192 | GST | -1 | 0.18887 | 216 | 216 |  |  |  |  | -0.18887 | -40.7961 | [6 empty] | 377 | 0
5476 | BRA_AVR1_CT1 | 1 | South | YES | -0.052493 | 155 | 90 | 155 | 0 | 1.025 | CC | -1 | 0.19035 | 155 | 155 |  |  |  |  | -0.19035 | -29.5042 | [6 empty] | 378 | 0
5477 | BRA_AVR1_ST | 1 | South | YES | -0.052493 | 174 | 138 | 174 | 0 | 1.025 | CC | -1 | 0.19035 | 174 | 174 |  |  |  |  | -0.19035 | -33.1209 | [6 empty] | 379 | 0
5478 | BRA_AVR1_CT2 | 1 | South | YES | -0.052493 | 155 | 90 | 155 | 0 | 1.025 | CC | -1 | 0.19035 | 155 | 155 |  |  |  |  | -0.19035 | -29.5042 | [6 empty] | 380 | 0
5401 | CALAVER_JKS1 | 1 | South | YES | -0.053589 | 562 | 100 | 562 | 0 | 1.026 | LIGCO | -1 | 0.19145 | 0 | 562 |  |  |  |  | -0.19145 | 0 | [6 empty] | 381 | 0
8189 | CUECPL2A | 1 | South | YES | -0.056412 | 12 | 0 | 12 | 0 | 1.02 | Cogen | -1 | 0.19427 | 0 | 0 |  |  |  |  | -0.19427 | 0 | [6 empty] | 382 | 0
5903 | SANMIGUELGEN | 1 | South | YES | -0.05919 | 396.3 | 180 | 396.3 | 0 | 1.0336 | LIGCO | -1 | 0.19705 | 0 | 396.3 |  |  |  |  | -0.19705 | 0 | [6 empty] | 383 | 0
80265 | LARECU40A | 4 | South | YES | -0.059275 | 80 | 0 | 100 |  | 1.039 | GGT | -1 | 0.19713 | 100 | 100 |  |  |  |  | -0.19713 | -19.7132 | [6 empty] | 384 | 0
80266 | LARECU50A | 5 | South | YES | -0.059275 | 80 | 0 | 100 |  | 1.039 | GGT | -1 | 0.19713 | 100 | 100 |  |  |  |  | -0.19713 | -19.7132 | [6 empty] | 385 | 0
80012 | LAR | F | South | YES | -0.059279 | 0 | 0 | 0 | 0 | 1.04 | DCTie | -1 | 0.19714 | 0 | 0 |  |  |  |  | -0.19714 | 0 | [6 empty] | 386 | 0
88299 | ZAPATA | F | South | YES | -0.065564 | 0 | 0 | 0 | 0 | 1.02 | BLT | -1 | 0.20342 | 0 | 0 |  |  |  |  | -0.20342 | 0 | [6 empty] | 387 | 0
88198 | BEEVILLE | F | South | YES | -0.068643 | 0 | 0 | 0 | 0 | 1.02 | AVR | -1 | 0.2065 | 0 | 0 |  |  |  |  | -0.2065 | 0 | [6 empty] | 388 | 0
5728 | FALCONHYDRO2 | 2 | South | YES | -0.069827 | 12 | 0 | 12 | 0 | 1.0234 | Hydro | -1 | 0.20768 | 0 | 0 |  |  |  |  | -0.20768 | 0 | [6 empty] | 389 | 0
5729 | FALCONHYDRO3 | 3 | South | YES | -0.069827 | 11 | 0 | 11 | 0 | 1.0234 | Hydro | -1 | 0.20768 | 0 | 0 |  |  |  |  | -0.20768 | 0 | [6 empty] | 390 | 0
8048 | FALCONHYDRO1 | 1 | South | YES | -0.069827 | 12 | 0 | 12 | 0 | 1.0234 | Hydro | -1 | 0.20768 | 0 | 0 |  |  |  |  | -0.20768 | 0
88508 | FALFURRI | F | South | YES | -0.070608 | 0 | 0 | 0 | 0 | 1 | AVR | -1 | 0.20846 | 0 | 0 |  |  |  |  | -0.20846 | 0
8161 | COLETO0A | 1 | South | YES | -0.072086 | 633 | 200 | 633 | 0 | 1.03 | LIGCO | -1 | 0.20994 | 0 | 633 |  |  |  |  | -0.20994 | 0
8933 | FGNTS001 | 1 | South | YES | -0.074282 | 146.5 | 0 | 146.5 | 0 | 1.03 | CC | -1 | 0.21214 | 146.5 | 146.5 |  |  |  |  | -0.21214 | -31.0783
8934 | FGNTS101 | 2 | South | YES | -0.074282 | 147.9 | 0 | 147.9 | 0 | 1.03 | CC | -1 | 0.21214 | 147.9 | 147.9 |  |  |  |  | -0.21214 | -31.3753
8935 | FGNTS201 | 3 | South | YES | -0.074282 | 173 | 0 | 173 | 0 | 1.03 | CC | -1 | 0.21214 | 173 | 173 |  |  |  |  | -0.21214 | -36.7
8981 | HECN1 | 1 | South | YES | -0.075031 | 144.8 | 0 | 144.8 | 0 | 1.0304 | CC | -1 | 0.21289 | 144.8 | 144.8 |  |  |  |  | -0.21289 | -30.8261
8982 | HECN2 | 2 | South | YES | -0.075031 | 144.1 | 0 | 144.1 | 0 | 1.0304 | CC | -1 | 0.21289 | 144.1 | 144.1 |  |  |  |  | -0.21289 | -30.6771
8983 | HECN3 | 3 | South | YES | -0.075031 | 171.9 | 0 | 171.9 | 0 | 1.0304 | CC | -1 | 0.21289 | 171.9 | 171.9 |  |  |  |  | -0.21289 | -36.5954
8936 | MVGN#1 | 1 | South | YES | -0.075032 | 216.6 | 0 | 216.6 | 0 | 1.0304 | CC | -1 | 0.21289 | 216.6 | 216.6 |  |  |  |  | -0.21289 | -46.1117
8937 | MVGN#2 | 2 | South | YES | -0.075032 | 216.7 | 0 | 216.7 | 0 | 1.0304 | CC | -1 | 0.21289 | 216.7 | 216.7 |  |  |  |  | -0.21289 | -46.133
8938 | MVGN#3 | 3 | South | YES | -0.075032 | 250.9 | 0 | 250.9 | 0 | 1.0304 | CC | -1 | 0.21289 | 250.9 | 250.9 |  |  |  |  | -0.21289 | -53.4138
80003 | MILHWYS | F | South | YES | -0.07536 | 0 | 0 | 0 | 0 | 1.0168 | AVR | -1 | 0.21322 | 0 | 0 |  |  |  |  | -0.21322 | 0
5932 | SI_RAY9 | 9 | South | YES | -0.075361 | 32 | 32 | 38 | 0 | 1.035 | CC | -1 | 0.21322 | 38 | 38 |  |  |  |  | -0.21322 | -8.1023
5933 | SI_RAY6 | 6 | South | YES | -0.075361 | 15.4 | 10 | 19.3 | 0 | 1.035 | GST | -1 | 0.21322 | 19.3 | 19.3 |  |  |  |  | -0.21322 | -4.1151
5935 | SI_RAY10 | 10 | South | YES | -0.075361 | 47 | 10 | 47 | 0 | 1.03 | CC | -1 | 0.21322 | 47 | 47 |  |  |  |  | -0.21322 | -10.0212
80080 | GWINDT11A | 3 | South | YES | -0.075561 | 0 | 0 | 38 | 0 | 1.025 | Wind | -1 | 0.21342 | 0 | 38 |  |  |  |  | -0.21342 | 0
80080 | GWINDT11A | 4 | South | YES | -0.075561 | 3.8 | 0 | 19 | 0 | 1.025 | Wind | -1 | 0.21342 | 0 | 19 |  |  |  |  | -0.21342 | 0
80080 | GWINDT11A | 2 | South | YES | -0.075561 | 0 | 0 | 41 | 0 | 1.025 | Wind | -1 | 0.21342 | 0 | 41 |  |  |  |  | -0.21342 | 0
80080 | GWINDT11A | 1 | South | YES | -0.075561 | 28.2 | 0 | 94 | 0 | 1.025 | Wind | -1 | 0.21342 | 0 | 94 |  |  |  |  | -0.21342 | 0
80081 | GWINDT21A | 4 | South | YES | -0.075561 | 4.4 | 0 | 22 | 0 | 1.025 | Wind | -1 | 0.21342 | 0 | 22 |  |  |  |  | -0.21342 | 0
80081 | GWINDT21A | 1 | South | YES | -0.075561 | 28.2 | 0 | 94 | 0 | 1.025 | Wind | -1 | 0.21342 | 0 | 94 |  |  |  |  | -0.21342 | 0
80081 | GWINDT21A | 3 | South | YES | -0.075561 | 8.6 | 0 | 43 | 0 | 1.025 | Wind | -1 | 0.21342 | 0 | 43 |  |  |  |  | -0.21342 | 0
80081 | GWINDT21A | 2 | South | YES | -0.075561 | 7.2 | 0 | 36 | 0 | 1.025 | Wind | -1 | 0.21342 | 0 | 36 |  |  |  |  | -0.21342 | 0
80180 | PNSCALT11A | 2 | South | YES | -0.075561 | 10 | 0 | 50 | 0 | 1.025 | Wind | -1 | 0.21342 | 0 | 50 |  |  |  |  | -0.21342 | 0
80180 | PNSCALT11A | 1 | South | YES | -0.075561 | 43.8 | 0 | 148 | 0 | 1.025 | Wind | -1 | 0.21342 | 0 | 148 |  |  |  |  | -0.21342 | 0
80181 | PNSCALT21A | 2 | South | YES | -0.075561 | 10 | 0 | 50 | 0 | 1.025 | Wind | -1 | 0.21342 | 0 | 50 |  |  |  |  | -0.21342 | 0
80181 | PNSCALT21A | 1 | South | YES | -0.075561 | 16.5 | 0 | 55 | 0 | 1.025 | Wind | -1 | 0.21342 | 0 | 55 |  |  |  |  | -0.21342 | 0
8517 | CELANEBI0A | 1 | South | YES | -0.075647 | 29 | 0 | 29 | 0 | 1.02 | Cogen | -1 | 0.2135 | 0 | 0 |  |  |  |  | -0.2135 | 0
8461 | KOCH_UP0A | 1 | South | YES | -0.076217 | 38 | 0 | 38 | 0 | 1.012 | Cogen | -1 | 0.21407 | 0 | 0 |  |  |  |  | -0.21407 | 0
8511 | OXY_CC0A | 1 | South | YES | -0.076277 | 30.3 | 0 | 38 | 0 | 1.027 | Cogen | -1 | 0.21413 | 0 | 0 |  |  |  |  | -0.21413 | 0
8506 | VAL #1 | 1 | South | YES | -0.076381 | 20.9 | 0 | 25 | 0 | 1.0055 | Cogen | -1 | 0.21424 | 0 | 0 |  |  |  |  | -0.21424 | 0
8507 | VAL #2 | 2 | South | YES | -0.076381 | 20.9 | 0 | 25 | 0 | 1.0055 | Cogen | -1 | 0.21424 | 0 | 0 |  |  |  |  | -0.21424 | 0
8459 | B_DAVIS0B | MB | South | YES | -0.076528 | 0 | 50 | 339 |  | 1.03 | GSC | -1 | 0.21438 | 0 | 0 |  |  |  |  | -0.21438 | 0
8460 | B_DAVIS0A | MB | South | YES | -0.076528 | 0 | 50 | 340 |  | 1.03 | GSC | -1 | 0.21438 | 0 | 0 |  |  |  |  | -0.21438 | 0
80263 | B_DAVIS31A | 3 | South | YES | -0.076528 | 0 | 0 | 180 |  | 1.0366 | CC | -1 | 0.21438 | 180 | 180 |  |  |  |  | -0.21438 | -38.5893
80264 | B_DAVIS41A | 4 | South | YES | -0.076528 | 0 | 0 | 180 |  | 1.0366 | CC | -1 | 0.21438 | 180 | 180 |  |  |  |  | -0.21438 | -38.5893
8456 | COSW#1 | 1 | South | YES | -0.076689 | 20 | 0 | 20 | 0 | 1.027 | Cogen | -1 | 0.21455 | 0 | 0 |  |  |  |  | -0.21455 | 0
8457 | COSW#2 | 2 | South | YES | -0.076689 | 14 | 0 | 14 | 0 | 1.027 | Cogen | -1 | 0.21455 | 0 | 0 |  |  |  |  | -0.21455 | 0
8560 | CNOPGT1 | 1 | South | YES | -0.076768 | 148.3 | 0 | 148.3 | 0 | 1.03 | Cogen | -1 | 0.21462 | 0 | 0 |  |  |  |  | -0.21462 | 0
8561 | CNOPGT2 | 2 | South | YES | -0.076768 | 148.6 | 0 | 148.6 | 0 | 1.03 | Cogen | -1 | 0.21462 | 0 | 0 |  |  |  |  | -0.21462 | 0
8562 | CNOPST1 | 3 | South | YES | -0.076768 | 153 | 0 | 153 | 0 | 1.03 | Cogen | -1 | 0.21462 | 0 | 0 |  |  |  |  | -0.21462 | 0
8442 | NBEC7 | 7 | South | YES | -0.076784 | 0 | 81 | 367 |  | 1.0298 | GST | -1 | 0.21464 | 367 | 367 |  |  |  |  | -0.21464 | -78.7731
8442 | NBEC7 | MB | South | YES | -0.076784 | 0 | 81 | 367 |  | 1.0298 | GST | -1 | 0.21464 | 0 | 0 |  |  |  |  | -0.21464 | 0
8926 | LGE_GT10A | 1 | South | YES | -0.078195 | 158 | 0 | 158 | 0 | 1.03 | Cogen | -1 | 0.21605 | 0 | 0 |  |  |  |  | -0.21605 | 0
8927 | LGE_GT20A | 2 | South | YES | -0.078195 | 153 | 0 | 153 | 0 | 1.03 | Cogen | -1 | 0.21605 | 0 | 0 |  |  |  |  | -0.21605 | 0
8928 | LGE_STG0A | 3 | South | YES | -0.078195 | 100 | 0 | 100 | 0 | 1.03 | Cogen | -1 | 0.21605 | 0 | 0 |  |  |  |  | -0.21605 | 0
8930 | ICPGN10A | 1 | South | YES | -0.078195 | 149 | 0 | 149 | 0 | 1.03 | Cogen | -1 | 0.21605 | 0 | 0 |  |  |  |  | -0.21605 | 0
8931 | ICPGN20A | 2 | South | YES | -0.078195 | 150 | 0 | 150 | 0 | 1.03 | Cogen | -1 | 0.21605 | 0 | 0 |  |  |  |  | -0.21605 | 0
8932 | ICPGN30A | 3 | South | YES | -0.078195 | 127 | 0 | 127 | 0 | 1.03 | Cogen | -1 | 0.21605 | 0 | 0 |  |  |  |  | -0.21605 | 0
80223 | REYSHR G | 1 | South | YES | -0.078195 | 12 | 0 | 12 | 0 | 1.032 | Cogen | -1 | 0.21605 | 0 | 0 |  |  |  |  | -0.21605 | 0
8173 | VICEC51A | 5 | South | YES | -0.078657 | 144 | 18 | 144 | 0 | 1.025 | CC | -1 | 0.21651 | 144 | 144 |  |  |  |  | -0.21651 | -31.178
8174 | VICEC61A | 6 | South | YES | -0.078657 | 188 | 42 | 188 | 0 | 1.025 | CC | -1 | 0.21651 | 188 | 188 |  |  |  |  | -0.21651 | -40.7046
5508 | RAYBURNCC9 | 1 | South | YES | -0.079922 | 47.7 | 18.2 | 47.7 | 0 | 1.0296 | CC | -1 | 0.21778 | 47.7 | 47.7 |  |  |  |  | -0.21778 | -10.388
5509 | RAYBURNCC10 | 1 | South | YES | -0.079922 | 37.3 | 5.2 | 37.3 | 0 | 1.0296 | CC | -1 | 0.21778 | 37.3 | 37.3 |  |  |  |  | -0.21778 | -8.1231
5511 | RAYBURNCC7 | 1 | South | YES | -0.079922 | 47.5 | 18.2 | 47.5 | 0 | 1.0296 | CC | -1 | 0.21778 | 47.5 | 47.5 |  |  |  |  | -0.21778 | -10.3445
5512 | RAYBURNCC8 | 1 | South | YES | -0.079922 | 49.3 | 18.2 | 49.3 | 0 | 1.0296 | CC | -1 | 0.21778 | 49.3 | 49.3 |  |  |  |  | -0.21778 | -10.7365
8066 | DUP1V#1 | 1 | South | YES | -0.080023 | 52.3 | 0 | 73 | 0 | 1.01 | Cogen | -1 | 0.21788 | 0 | 0 |  |  |  |  | -0.21788 | 0
5503 | RAYBURNGEN3 | 1 | South | YES | -0.080563 | 17.6 | 6 | 22 | 0 | 1.0224 | GST | -1 | 0.21842 | 22 | 22 |  |  |  |  | -0.21842 | -4.8052
5505 | RAYBURNGEN1 | 1 | South | YES | -0.080563 | 0 | 1 | 11 |  | 1.0223 | GGT | -1 | 0.21842 | 11 | 11 |  |  |  |  | -0.21842 | -2.4026
5506 | RAYBURNGEN2 | 1 | South | YES | -0.080563 | 0 | 1 | 11 |  | 1.0223 | GGT | -1 | 0.21842 | 11 | 11 |  |  |  |  | -0.21842 | -2.4026
80224 | VISTRONG1 | 1 | South | YES | -0.082343 | 13.1 | 0 | 15 | 0 | 1.01 | Cogen | -1 | 0.2202 | 0 | 0 |  |  |  |  | -0.2202 | 0
80225 | VISTRONG2 | 2 | South | YES | -0.082343 | 20.2 | 0 | 23 | 0 | 1.01 | Cogen | -1 | 0.2202 | 0 | 0 |  |  |  |  | -0.2202 | 0
80227 | AIRCO G | 1 | South | YES | -0.083161 | 7.2 | 0 | 8 | 0 | 1.0104 | Cogen | -1 | 0.22102 | 0 | 0 |  |  |  |  | -0.22102 | 0
80140 | CSDR11 | 11 | South | YES | -0.0837 | 33.9 | 0 | 39 | 0 | 1.03 | DCTie | -1 | 0.22156 | 0 | 0 |  |  |  |  | -0.22156 | 0
8147 | UCAR #2 | 10 | South | YES | -0.083701 | 18.2 | 0 | 28 |  | 1 | Cogen | -1 | 0.22156 | 0 | 0 |  |  |  |  | -0.22156 | 0
8148 | UCAR #1 | 2 | South | YES | -0.083701 | 6.1 | 0 | 7 | 0 | 1.009 | Cogen | -1 | 0.22156 | 0 | 0 |  |  |  |  | -0.22156 | 0
80137 | CSDR89 | 9 | South | YES | -0.083701 | 15 | 0 | 15 | 0 | 1.003 | DCTie | -1 | 0.22156 | 0 | 0 |  |  |  |  | -0.22156 | 0
80137 | CSDR89 | 8 | South | YES | -0.083701 | 33.9 | 0 | 39 | 0 | 1.003 | DCTie | -1 | 0.22156 | 0 | 0 |  |  |  |  | -0.22156 | 0
80138 | CSDR7 | 7 | South | YES | -0.083701 | 6.1 | 0 | 7 | 0 | 1.014 | DCTie | -1 | 0.22156 | 0 | 0 |  |  |  |  | -0.22156 | 0
80139 | CSDR56 | 6 | South | YES | -0.083701 | 0 | 0 | 39 |  | 1.0033 | DCTie | -1 | 0.22156 | 0 | 0 |  |  |  |  | -0.22156 | 0
80139 | CSDR56 | 5 | South | YES | -0.083701 | 15 | 0 | 15 |  | 1.0033 | DCTie | -1 | 0.22156 | 0 | 0 |  |  |  |  | -0.22156 | 0
80226 | ALCOA G | 1 | South | YES | -0.087146 | 32.3 | 5 | 48 | 0 | 1.015 | Cogen | -1 | 0.225 | 0 | 0 |  |  |  |  | -0.225 | 0
8134 | FOR #1 | 1 | South | YES | -0.088185 | 54.1 | 45 | 79 | 0 | 1 | Cogen | -1 | 0.22604 | 0 | 0 |  |  |  |  | -0.22604 | 0
8138 | FOR #2 | 2 | South | YES | -0.088185 | 63.1 | 45 | 81 | 0 | 1 | Cogen | -1 | 0.22604 | 0 | 0 |  |  |  |  | -0.22604 | 0
8153 | FOR #3 | 3 | South | YES | -0.088185 | 63.1 | 45 | 79.9 | 0 | 1 | Cogen | -1 | 0.22604 | 0 | 0 |  |  |  |  | -0.22604 | 0
8154 | FOR #4 | 4 | South | YES | -0.088185 | 63.1 | 60 | 80 | 0 | 1 | Cogen | -1 | 0.22604 | 0 | 0 |  |  |  |  | -0.22604 | 0
8155 | FOR #5 | 5 | South | YES | -0.088185 | 63.1 | 60 | 78.4 | 0 | 1 | Cogen | -1 | 0.22604 | 0 | 0 |  |  |  |  | -0.22604 | 0
8156 | FOR #6 | 6 | South | YES | -0.088185 | 24.9 | 5 | 25 | 0 | 1 | Cogen | -1 | 0.22604 | 0 | 0 |  |  |  |  | -0.22604 | 0
8157 | FOR #7 | 7 | South | YES | -0.088185 | 28.8 | 5 | 46 | 0 | 1 | Cogen | -1 | 0.22604 | 0 | 0 |  |  |  |  | -0.22604 | 0
80051 | FOR #8 | 8 | South | YES | -0.088185 | 28 | 28 | 28 |  | 1 | Cogen | -1 | 0.22604 | 0 | 0 |  |  |  |  | -0.22604 | 0
80052 | FOR #9 | 9 | South | YES | -0.088185 | 29.7 | 5 | 43.6 | 0 | 1 | Cogen | -1 | 0.22604 | 0 | 0 |  |  |  |  | -0.22604 | 0
80053 | FOR #10 | 10 | South | YES | -0.088185 | 68.4 | 45 | 75 | 0 | 1 | Cogen | -1 | 0.22604 | 0 | 0 |  |  |  |  | -0.22604 | 0
5911 | STP_GN1___1 | 1 | Houston | YES | -0.12502 | 1333 | 1249 | 1333 | 0 | 1.0406 | Nuc | -1 | 0.26288 | 0 | 0 |  |  | 0 | 0 | -0.26288 | 0
5912 | STP_GN2___2 | 2 | Houston | YES | -0.12502 | 1332 | 1249 | 1332 | 0 | 1.0406 | Nuc | -1 | 0.26288 | 0 | 0 |  |  | 0 | 0 | -0.26288 | 0
48731 | CBE_GT1 | 1 | Houston | YES | -0.12585 | 76 | 0 | 76 | 0 | 1.029 | CC | -1 | 0.2637 | 76 | 76 |  |  | -9.5644 | 76 | -0.2637 | -20.0415
48732 | CBE_GT2 | 1 | Houston | YES | -0.12585 | 76 | 0 | 76 | 0 | 1.029 | CC | -1 | 0.2637 | 76 | 76 |  |  | -9.5644 | 76 | -0.2637 | -20.0415
48733 | CBE_ST12 | 1 | Houston | YES | -0.12585 | 105 | 0 | 105 | 0 | 1.029 | CC | -1 | 0.2637 | 105 | 105 |  |  | -13.2139 | 105 | -0.2637 | -27.6889
48734 | CBE_GT3 | 1 | Houston | YES | -0.12585 | 76 | 0 | 76 | 0 | 1.029 | CC | -1 | 0.2637 | 76 | 76 |  |  | -9.5644 | 76 | -0.2637 | -20.0415
48735 | CBE_GT4 | 1 | Houston | YES | -0.12585 | 76 | 0 | 76 | 0 | 1.029 | CC | -1 | 0.2637 | 76 | 76 |  |  | -9.5644 | 76 | -0.2637 | -20.0415
48736 | CBE_ST34 | 1 | Houston | YES | -0.12585 | 105 | 0 | 105 | 0 | 1.029 | CC | -1 | 0.2637 | 105 | 105 |  |  | -13.2139 | 105 | -0.2637 | -27.6889
48911 | TGF_GT1_8000 | 1 | Houston | YES | -0.12993 | 69.2 | 0 | 69.2 |  | 1.029 | Cogen | -1 | 0.26779 | 0 | 0 |  |  | 0 | 0 | -0.26779 | 0
49851 | DOW17000 | 37 | Houston | YES | -0.14315 | 39 | 0 | 62 | 0 | 1 | Cogen | -1 | 0.28101 | 0 | 0 |  |  | 0 | 0 | -0.28101 | 0
49858 | DOW38100 | 31 | Houston | YES | -0.14315 | 45 | 0 | 71.4 |  | 1 | Cogen | -1 | 0.28101 | 0 | 0 |  |  | 0 | 0 | -0.28101 | 0
49859 | DOW38200 | 33 | Houston | YES | -0.14315 | 28 | 0 | 45 | 0 | 1 | Cogen | -1 | 0.28101 | 0 | 0 |  |  | 0 | 0 | -0.28101 | 0
49860 | DOW38300 | 32 | Houston | YES | -0.14315 | 63 | 0 | 101 |  | 1 | Cogen | -1 | 0.28101 | 0 | 0 |  |  | 0 | 0 | -0.28101 | 0
49862 | DOW39100 | 36 | Houston | YES | -0.14315 | 54 | 0 | 86 | 0 | 1 | Cogen | -1 | 0.28101 | 0 | 0 |  |  | 0 | 0 | -0.28101 | 0
49863 | DOW39200 | 35 | Houston | YES | -0.14315 | 55 | 0 | 88 | 0 | 1 | Cogen | -1 | 0.28101 | 0 | 0 |  |  | 0 | 0 | -0.28101 | 0
49865 | DOW41000 | 41 | Houston | YES | -0.14315 | 31 | 0 | 50 |  | 1 | Cogen | -1 | 0.28101 | 0 | 0 |  |  | 0 | 0 | -0.28101 | 0
49866 | DOW42000 | 42 | Houston | YES | -0.14315 | 11 | 0 | 18 |  | 1 | Cogen | -1 | 0.28101 | 0 | 0 |  |  | 0 | 0 | -0.28101 | 0
49869 | DOW49000 | 45 | Houston | YES | -0.14315 | 59 | 0 | 94 |  | 1 | Cogen | -1 | 0.28101 | 0 | 0 |  |  | 0 | 0 | -0.28101 | 0
49870 | DOW61000 | 61 | Houston | YES | -0.14315 | 44 | 0 | 70 | 0 | 1 | Cogen | -1 | 0.28101 | 0 | 0 |  |  | 0 | 0 | -0.28101 | 0
49871 | DOW62000 | 62 | Houston | YES | -0.14315 | 40 | 0 | 63 | 0 | 1 | Cogen | -1 | 0.28101 | 0 | 0 |  |  | 0 | 0 | -0.28101 | 0
49872 | DOW63000 | 63 | Houston | YES | -0.14315 | 45 | 0 | 72 | 0 | 1 | Cogen | -1 | 0.28101 | 0 | 0 |  |  | 0 | 0 | -0.28101 | 0
49873 | DOW64000 | 64 | Houston | YES | -0.14315 | 41 | 0 | 64.8 | 0 | 1 | Cogen | -1 | 0.28101 | 0 | 0 |  |  | 0 | 0 | -0.28101 | 0
49876 | DOW65000 | 65 | Houston | YES | -0.14315 | 63 | 0 | 101 | 0 | 1 | Cogen | -1 | 0.28101 | 0 | 0 |  |  | 0 | 0 | -0.28101 | 0
49877 | DOW66000 | 66 | Houston | YES | -0.14315 | 61 | 0 | 97 | 0 | 1 | Cogen | -1 | 0.28101 | 0 | 0 |  |  | 0 | 0 | -0.28101 | 0
49878 | DOW67000 | 67 | Houston | YES | -0.14315 | 65 | 0 | 103 | 0 | 1 | Cogen | -1 | 0.28101 | 0 | 0 |  |  | 0 | 0 | -0.28101 | 0
49882 | DOW81000 | 81 | Houston | YES | -0.14315 | 47 | 0 | 76 | 0 | 1 | Cogen | -1 | 0.28101 | 0 | 0 |  |  | 0 | 0 | -0.28101 | 0
49884 | DOW82000 | 82 | Houston | YES | -0.14315 | 51 | 0 | 80 | 0 | 1 | Cogen | -1 | 0.28101 | 0 | 0 |  |  | 0 | 0 | -0.28101 | 0
49885 | DOW83000 | 83 | Houston | YES | -0.14315 | 51 | 0 | 80 | 0 | 1 | Cogen | -1 | 0.28101 | 0 | 0 |  |  | 0 | 0 | -0.28101 | 0
49886 | DOW84000 | 84 | Houston | YES | -0.14315 | 107 | 0 | 171 | 0 | 0.98 | Cogen | -1 | 0.28101 | 0 | 0 |  |  | 0 | 0 | -0.28101 | 0
48520 | BSF_GT1_8070 | 1 | Houston | YES | -0.14648 | 72 | 0 | 72 | 0 | 1.0326 | Cogen | -1 | 0.28434 | 0 | 0 |  |  | 0 | 0 | -0.28434 | 0
48520 | BSF_GT1_8070 | 2 | Houston | YES | -0.14648 | 10 | 0 | 10 | 0 | 1.0326 | Cogen | -1 | 0.28434 | 0 | 0 |  |  | 0 | 0 | -0.28434 | 0
39760 | TNSCLP1___8 | 1 | Houston | YES | -0.14914 | 93.4 | 20 | 116.8 | 0 | 1.04 | Cogen | -1 | 0.28699 | 0 | 0 |  |  | 0 | 0 | -0.28699 | 0
39770 | TNSCLP2___8 | 1 | Houston | YES | -0.14914 | 91.6 | 20 | 114.5 | 0 | 1.04 | Cogen | -1 | 0.28699 | 0 | 0 |  |  | 0 | 0 | -0.28699 | 0
39775 | TNSCLP4___8 | 1 | Houston | YES | -0.14914 | 95.2 | 20 | 119 | 0 | 1.04 | Cogen | -1 | 0.28699 | 0 | 0 |  |  | 0 | 0 | -0.28699 | 0
39790 | TNSCLP3___8 | 1 | Houston | YES | -0.14914 | 87.6 | 20 | 109.5 | 0 | 1.027 | Cogen | -1 | 0.28699 | 0 | 0 |  |  | 0 | 0 | -0.28699 | 0
48730 | MNS_GT | 1 | Houston | YES | -0.15859 | 43 | 0 | 46.1 |  | 1.029 | Cogen | -1 | 0.29645 | 0 | 0 |  |  | 0 | 0 | -0.29645 | 0
48926 | WAP_GN6_6 | 6 | Houston | YES | -0.1587 | 651 | 280 | 651 |  | 1.035 | LIGCO | -1 | 0.29656 | 0 | 651 |  |  | 0 | 0 | -0.29656 | 0
48927 | WAP_GN7_7 | 7 | Houston | YES | -0.1587 | 564 | 277 | 564 |  | 1.035 | LIGCO | -1 | 0.29656 | 0 | 564 |  |  | 0 | 0 | -0.29656 | 0
48928 | WAP_GN8_8 | 8 | Houston | YES | -0.1587 | 603 | 275 | 603 |  | 1.035 | LIGCO | -1 | 0.29656 | 0 | 603 |  |  | 0 | 0 | -0.29656 | 0
48521 | BVE_GT1_GT1 | 1 | Houston | YES | -0.15878 | 167.7 | 0 | 167.7 |  | 1.035 | CC | -1 | 0.29663 | 167.7 | 167.7 |  |  | -26.6271 | 167.7 | -0.29663 | -49.7456
48522 | BVE_GT2_5035 | 2 | Houston | YES | -0.15878 | 166.4 | 0 | 166.4 |  | 1.035 | CC | -1 | 0.29663 | 166.4 | 166.4 |  |  | -26.4207 | 166.4 | -0.29663 | -49.36
48523 | BVE_ST1_GN1 | 3 | Houston | YES | -0.15878 | 252.4 | 0 | 252.4 |  | 1.035 | CC | -1 | 0.29663 | 252.4 | 252.4 |  |  | -40.0756 | 252.4 | -0.29663 | -74.8706
48510 | AK_GT1__8040 | 1 | Houston | YES | -0.16001 | 33.4 | 8.1 | 34 |  | 1.029 | Cogen | -1 | 0.29787 | 0 | 0 |  |  | 0 | 0 | -0.29787 | 0
48921 | WAP_GN1_1 | 1 | Houston | YES | -0.16029 | 132.8 | 37 | 166 | 0 | 1.0362 | GST | -1 | 0.29815 | 166 | 166 |  |  | -26.6085 | 166 | -0.29815 | -49.4927
48922 | WAP_GN2_2 | 2 | Houston | YES | -0.16029 | 132.8 | 37 | 166 | 0 | 1.0362 | GST | -1 | 0.29815 | 166 | 166 |  |  | -26.6085 | 166 | -0.29815 | -49.4927
48923 | WAP_GN3_3 | 3 | Houston | YES | -0.16029 | 198.4 | 93 | 248 | 0 | 1.0362 | GST | -1 | 0.29815 | 248 | 248 |  |  | -39.7524 | 248 | -0.29815 | -73.9409
48924 | WAP_GN4_4 | 4 | Houston | YES | -0.16029 | 546 | 217 | 546 | 0 | 1.0362 | GSC | -1 | 0.29815 | 546 | 546 |  |  | -87.5194 | 546 | -0.29815 | -162.7892
48925 | WAP_GN5_5 | 5 | Houston | YES | -0.16029 | 596.5 | 278 | 654 | 0 | 0.985 | LIGCO | -1 | 0.29815 | 0 | 654 |  |  | 0 | 0 | -0.29815 | 0
48929 | WAPGT21_GT1 | B1 | Houston | YES | -0.16029 | 0 | 0 | 13 |  | 1.05 | GGT | -1 | 0.29815 | 13 | 13 |  |  | -2.0838 | 13 | -0.29815 | -3.8759
38580 | TNBP_CGN1_8 | 1 | Houston | YES | -0.16634 | 70.8 | 0 | 70.8 | 0 | 1.005 | Cogen | -1 | 0.30419 | 0 | 0 |  |  | 0 | 0 | -0.30419 | 0
38590 | TNBP_CGN2_8 | 2 | Houston | YES | -0.16634 | 66.7 | 0 | 66.7 | 0 | 1.005 | Cogen | -1 | 0.30419 | 0 | 0 |  |  | 0 | 0 | -0.30419 | 0
38600 | TNBP_CGN3_8 | 5 | Houston | YES | -0.16634 | 53 | 0 | 53 | 0 | 1.005 | Cogen | -1 | 0.30419 | 0 | 0 |  |  | 0 | 0 | -0.30419 | 0
38611 | TNBPAMCG1_8 | 1 | Houston | YES | -0.16634 | 153.2 | 0 | 153.2 | 0 | 1.005 | Cogen | -1 | 0.30419 | 0 | 0 |  |  | 0 | 0 | -0.30419 | 0
38612 | TNBPAMCG2_8 | 2 | Houston | YES | -0.16634 | 153.5 | 0 | 153.5 | 0 | 1.005 | Cogen | -1 | 0.30419 | 0 | 0 |  |  | 0 | 0 | -0.30419 | 0
38613 | TNBPAMCG3_8 | 3 | Houston | YES | -0.16634 | 152.3 | 0 | 152.3 | 0 | 1.005 | Cogen | -1 | 0.30419 | 0 | 0 |  |  | 0 | 0 | -0.30419 | 0
38614 | TNBPAMCG4_8 | 4 | Houston | YES | -0.16634 | 96 | 0 | 96 |  | 1.005 | Cogen | -1 | 0.30419 | 0 | 0 |  |  | 0 | 0 | -0.30419 | 0
38615 | TNBPAMCG5_8 | 1 | Houston | YES | -0.16634 | 244 | 0 | 244 | 0 | 1.005 | Cogen | -1 | 0.30419 | 0 | 0 |  |  | 0 | 0 | -0.30419 | 0
38690 | TNBP_CGN4_8 | 3 | Houston | YES | -0.16634 | 40 | 0 | 40 |  | 1.005 | Cogen | -1 | 0.30419 | 0 | 0 |  |  | 0 | 0 | -0.30419 | 0
38711 | TNTXCTY1CG8 | 1 | Houston | YES | -0.16634 | 100.3 | 59 | 100.3 | 0 | 1 | Cogen | -1 | 0.30419 | 0 | 0 |  |  | 0 | 0 | -0.30419 | 0
38712 | TNTXCTY2CG8 | 1 | Houston | YES | -0.16634 | 92.9 | 59 | 92.9 | 0 | 1 | Cogen | -1 | 0.30419 | 0 | 0 |  |  | 0 | 0 | -0.30419 | 0
38713 | TNTXCTY3CG8 | 1 | Houston | YES | -0.16634 | 102.7 | 59 | 102.7 | 0 | 1 | Cogen | -1 | 0.30419 | 0 | 0 |  |  | 0 | 0 | -0.30419 | 0
38714 | TNTXCTY4CG8 | 1 | Houston | YES | -0.16634 | 103 | 59 | 103 | 0 | 1 | Cogen | -1 | 0.30419 | 0 | 0 |  |  | 0 | 0 | -0.30419 | 0
39470 | TNDOWCGNSG8 | 1 | Houston | YES | -0.16634 | 32 | 10 | 32 | 0 | 0.985 | Cogen | -1 | 0.30419 | 0 | 0 |  |  | 0 | 0 | -0.30419 | 0
39480 | TNDOWCGNGG8 | 1 | Houston | YES | -0.16634 | 30 | 10 | 30 | 0 | 0.985 | Cogen | -1 | 0.30419 | 0 | 0 |  |  | 0 | 0 | -0.30419 | 0
48772 | PHR_GN2_2 | MB | Houston | YES | -0.16893 | 0 | 72 | 459 |  | 1.0362 | GSC | -1 | 0.30679 | 0 | 0 |  |  | 0 | 0 | -0.30679 | 0
48561 | CTL_GT2_8130 | 1 | Houston | YES | -0.17075 | 73.5 | 30.3 | 91.9 |  | 1.0362 | Cogen | -1 | 0.3086 | 0 | 0 |  |  | 0 | 0 | -0.3086 | 0
48562 | CTL_GT3_8135 | 2 | Houston | YES | -0.17075 | 70.1 | 30.3 | 87.6 |  | 1.0362 | Cogen | -1 | 0.3086 | 0 | 0 |  |  | 0 | 0 | -0.3086 | 0
48563 | CTL_GT4_8140 | 3 | Houston | YES | -0.17075 | 69.6 | 30.3 | 87 |  | 1.0362 | Cogen | -1 | 0.3086 | 0 | 0 |  |  | 0 | 0 | -0.3086 | 0
48564 | CTL_GN1_8145 | 4 | Houston | YES | -0.17075 | 43.6 | 12.9 | 54.5 |  | 1.0362 | Cogen | -1 | 0.3086 | 0 | 0 |  |  | 0 | 0 | -0.3086 | 0
48565 | CTL_GN2_8155 | 5 | Houston | YES | -0.17075 | 9.8 | 3.4 | 12.2 |  | 1.0362 | Cogen | -1 | 0.3086 | 0 | 0 |  |  | 0 | 0 | -0.3086 | 0
48531 | BYU_GT1_8075 | 1 | Houston | YES | -0.17144 | 65 | 0 | 65 |  | 1.0362 | Cogen | -1 | 0.30929 | 0 | 0 |  |  | 0 | 0 | -0.30929 | 0
48532 | BYU_GT2_8055 | 2 | Houston | YES | -0.17144 | 62 | 0 | 62 |  | 1.0362 | Cogen | -1 | 0.30929 | 0 | 0 |  |  | 0 | 0 | -0.30929 | 0
48533 | BYU_GT3_8060 | 3 | Houston | YES | -0.17144 | 67 | 0 | 67 |  | 1.0362 | Cogen | -1 | 0.30929 | 0 | 0 |  |  | 0 | 0 | -0.30929 | 0
48534 | BYU_GT4_8065 | 4 | Houston | YES | -0.17144 | 65 | 0 | 65 |  | 1.0362 | Cogen | -1 | 0.30929 | 0 | 0 |  |  | 0 | 0 | -0.30929 | 0
48691 | GBY_73741085 | B | Houston | YES | -0.17234 | 37.6 | 20 | 47 | 0 | 1.0362 | GGT | -1 | 0.3102 | 47 | 47 |  |  | -8.0999 | 47 | -0.3102 | -14.5792
48691 | GBY_73741085 | A | Houston | YES | -0.17234 | 37.6 | 20 | 47 | 0 | 1.0362 | GGT | -1 | 0.3102 | 47 | 47 |  |  | -8.0999 | 47 | -0.3102 | -14.5792
48692 | GBY_81821075 | D | Houston | YES | -0.17234 | 44 | 20 | 55 | 0 | 1.0362 | GGT | -1 | 0.3102 | 55 | 55 |  |  | -9.4786 | 55 | -0.3102 | -17.0608
48692 | GBY_81821075 | C | Houston | YES | -0.17234 | 37.6 | 20 | 47 | 0 | 1.0362 | GGT | -1 | 0.3102 | 47 | 47 |  |  | -8.0999 | 47 | -0.3102 | -14.5792
48693 | GBY_83841065 | F | Houston | YES | -0.17234 | 43.2 | 20 | 54 | 0 | 1.0362 | GGT | -1 | 0.3102 | 54 | 54 |  |  | -9.3063 | 54 | -0.3102 | -16.7506
48693 | GBY_83841065 | E | Houston | YES | -0.17234 | 45.6 | 20 | 57 | 0 | 1.0362 | GGT | -1 | 0.3102 | 57 | 57 |  |  | -9.8233 | 57 | -0.3102 | -17.6812
48841 | SJS_GT1_GT1 | 1 | Houston | YES | -0.17274 | 62.4 | 49 | 78 | 0 | 1.0362 | Cogen | -1 | 0.3106 | 0 | 0 |  |  | 0 | 0 | -0.3106 | 0
48842 | SJS_GT2_GT2 | 2 | Houston | YES | -0.17274 | 64.8 | 49 | 81 | 0 | 1.0362 | Cogen | -1 | 0.3106 | 0 | 0 |  |  | 0 | 0 | -0.3106 | 0
48641 | DPEC_GT15040 | 1 | Houston | YES | -0.17307 | 163.2 | 98 | 163.2 | 0 | 1.0319 | CC | -1 | 0.31093 | 163.2 | 163.2 |  |  | -28.2454 | 163.2 | -0.31093 | -50.7436
48642 | DPEC_GT25025 | 2 | Houston | YES | -0.17307 | 157.1 | 98 | 157.1 | 0 | 1.0319 | CC | -1 | 0.31093 | 157.1 | 157.1 |  |  | -27.1896 | 157.1 | -0.31093 | -48.8469
48643 | DPEC_GT35010 | 3 | Houston | YES | -0.17307 | 157.5 | 98 | 157.5 | 0 | 1.0319 | CC | -1 | 0.31093 | 157.5 | 157.5 |  |  | -27.2588 | 157.5 | -0.31093 | -48.9713
48644 | DPEC_GT45070 | 4 | Houston | YES | -0.17307 | 157 | 98 | 157 | 0 | 1.0319 | CC | -1 | 0.31093 | 157 | 157 |  |  | -27.1723 | 157 | -0.31093 | -48.8158
48645 | DPEC_ST55065 | 5 | Houston | YES | -0.17307 | 282 | 0 | 282 | 0 | 1.0319 | CC | -1 | 0.31093 | 282 | 282 |  |  | -48.8063 | 282 | -0.31093 | -87.6819
48761 | PR_GT1__9040 | 1 | Houston | YES | -0.1734 | 26 | 0 | 35 |  | 1 | Cogen | -1 | 0.31126 | 0 | 0 |  |  | 0 | 0 | -0.31126 | 0
48855 | SRB_GT211035 | B1 | Houston | YES | -0.17372 | 0 | 0 | 18 |  | 1.014 | GGT | -1 | 0.31158 | 18 | 18 |  |  | -3.1271 | 18 | -0.31158 | -5.6085
48855 | SRB_GT211035 | B2 | Houston | YES | -0.17372 | 0 | 0 | 12 |  | 1.014 | GGT | -1 | 0.31158 | 12 | 12 |  |  | -2.0847 | 12 | -0.31158 | -3.739
48852 | SRB_GN2_2 | 2 | Houston | YES | -0.17374 | 140.8 | 26 | 176 | 0 | 1.0217 | GST | -1 | 0.3116 | 176 | 176 |  |  | -30.5788 | 176 | -0.3116 | -54.8416
48851 | SRB_GN1_1 | 1 | Houston | YES | -0.17377 | 132 | 26 | 165 | 0 | 1.0217 | GST | -1 | 0.31162 | 165 | 165 |  |  | -28.6717 | 165 | -0.31162 | -51.4181
48551 | CAL_GT1_8045 | 1 | Houston | YES | -0.17378 | 149 | 0 | 149 | 0 | 1.0326 | Cogen | -1 | 0.31163 | 0 | 0 |  |  | 0 | 0 | -0.31163 | 0
48552 | CAL_ST1_8000 | 2 | Houston | YES | -0.17378 | 65.1 | 0 | 65.1 | 0 | 1.0326 | Cogen | -1 | 0.31163 | 0 | 0 |  |  | 0 | 0 | -0.31163 | 0
48853 | SRB_GN3_3 | 3 | Houston | YES | -0.17385 | 170.4 | 35 | 213 |  | 1.0326 | GST | -1 | 0.31171 | 213 | 213 |  |  | -37.0307 | 213 | -0.31171 | -66.3942
48845 | SOL_GT1 | 1 | Houston | YES | -0.17386 | 16.2 | 15.4 | 16.2 |  | 1.0326 | Solar | -1 | 0.31172 | 16.2 | 16.2 |  |  | -2.8165 | 16.2 | -0.31172 | -5.0498
48611 | DIB_GT1_8080 | 1 | Houston | YES | -0.17386 | 64 | 0 | 64 | 0 | 1.0326 | Cogen | -1 | 0.31172 | 0 | 0 |  |  | 0 | 0 | -0.31172 | 0
48612 | DIB_GT2_8075 | 2 | Houston | YES | -0.17386 | 63.2 | 0 | 63.2 | 0 | 1.0326 | Cogen | -1 | 0.31172 | 0 | 0 |  |  | 0 | 0 | -0.31172 | 0
48613 | DIB_ST1_8085 | 3 | Houston | YES | -0.17386 | 67.9 | 30 | 82.6 | 0 | 1.0326 | Cogen | -1 | 0.31172 | 0 | 0 |  |  | 0 | 0 | -0.31172 | 0
48614 | DIB_GT3_8090 | 4 | Houston | YES | -0.17386 | 73.6 | 15 | 73.6 | 0 | 1.0326 | Cogen | -1 | 0.31172 | 0 | 0 |  |  | 0 | 0 | -0.31172 | 0
48854 | SRB_GN4_4 | 4 | Houston | YES | -0.17387 | 182.4 | 35 | 228 | 0 | 1.0326 | GST | -1 | 0.31173 | 228 | 228 |  |  | -39.6428 | 228 | -0.31173 | -71.0742
48740 | PSG_GN2_8050 | 1 | Houston | YES | -0.17387 | 182 | 60 | 182 | 0 | 1.0326 | Cogen | -1 | 0.31173 | 0 | 0 |  |  | 0 | 0 | -0.31173 | 0
48741 | PSG_GT2_8040 | 1 | Houston | YES | -0.17387 | 158.6 | 50 | 158.6 | 0 | 1.0326 | Cogen | -1 | 0.31173 | 0 | 0 |  |  | 0 | 0 | -0.31173 | 0
48742 | PSG_GT3_8060 | 1 | Houston | YES | -0.17387 | 157 | 50 | 157 | 0 | 1.0326 | Cogen | -1 | 0.31173 | 0 | 0 |  |  | 0 | 0 | -0.31173 | 0
48820 | SHELLG1_3015 | 1 | Houston | YES | -0.17433 | 71 | 34.5 | 71 |  | 1.029 | Cogen | -1 | 0.31218 | 0 | 0 |  |  | 0 | 0 | -0.31218 | 0
48821 | SHELLG2 | 2 | Houston | YES | -0.17433 | 72 | 34.5 | 72 |  | 1.029 | Cogen | -1 | 0.31218 | 0 | 0 |  |  | 0 | 0 | -0.31218 | 0
48822 | SHELLG3_3020 | 2 | Houston | YES | -0.17433 | 30 | 0 | 30 |  | 1.029 | Cogen | -1 | 0.31218 | 0 | 0 |  |  | 0 | 0 | -0.31218 | 0
48822 | SHELLG3_3020 | 1 | Houston | YES | -0.17433 | 39 | 0 | 39 |  | 1.029 | Cogen | -1 | 0.31218 | 0 | 0 |  |  | 0 | 0 | -0.31218 | 0
48500 | APD_GT1_8005 | 1 | Houston | YES | -0.17496 | 137.6 | 54.6 | 137.6 | 0 | 1.0362 | Cogen | -1 | 0.31282 | 0 | 0 |  |  | 0 | 0 | -0.31282 | 0
48511 | LPE_GT1_8070 | 1 | Houston | YES | -0.1751 | 42 | 0 | 42 | 0 | 1.0362 | GGT | -1 | 0.31296 | 42 | 42 |  |  | -7.3542 | 42 | -0.31296 | -13.1441
48512 | LPE_GT2_8075 | 2 | Houston | YES | -0.1751 | 42 | 0 | 42 | 0 | 1.0362 | GGT | -1 | 0.31296 | 42 | 42 |  |  | -7.3542 | 42 | -0.31296 | -13.1441
48513 | LPE_GT3_8080 | 3 | Houston | YES | -0.1751 | 39 | 0 | 39 | 0 | 1.0362 | GGT | -1 | 0.31296 | 39 | 39 |  |  | -6.8289 | 39 | -0.31296 | -12.2053
48514 | LPE_GT4_8085 | 4 | Houston | YES | -0.1751 | 39 | 0 | 39 | 0 | 1.0362 | GGT | -1 | 0.31296 | 39 | 39 |  |  | -6.8289 | 39 | -0.31296 | -12.2053
48593 | CHE_GT1_8015 | 1 | Houston | YES | -0.1752 | 173 | 50 | 173 | 0 | 1.0362 | Cogen | -1 | 0.31306 | 0 | 0 |  |  | 0 | 0 | -0.31306 | 0
48594 | CHE_GN4_8025 | 4 | Houston | YES | -0.1752 | 142 | 60 | 142 | 0 | 1.0362 | Cogen | -1 | 0.31306 | 0 | 0 |  |  | 0 | 0 | -0.31306 | 0
48873 | THW_ST3_ST_3 | 3 | Houston | YES | -0.17614 | 107 | 19 | 107 | 0 | 1.0435 | CC | -1 | 0.314 | 107 | 107 |  |  | -18.8472 | 107 | -0.314 | -33.5979
48874 | THW_ST4_ST_4 | 4 | Houston | YES | -0.17614 | 108 | 19 | 108 | 0 | 1.0435 | CC | -1 | 0.314 | 108 | 108 |  |  | -19.0233 | 108 | -0.314 | -33.9119
48875 | THW_3132 | A | Houston | YES | -0.17614 | 55 | 5 | 55 | 0 | 1.0435 | CC | -1 | 0.314 | 55 | 55 |  |  | -9.6878 | 55 | -0.314 | -17.2699
48875 | THW_3132 | B | Houston | YES | -0.17614 | 53 | 5 | 53 | 0 | 1.0435 | CC | -1 | 0.314 | 53 | 53 |  |  | -9.3355 | 53 | -0.314 | -16.6419
48877 | THW_3334 | C | Houston | YES | -0.17614 | 55 | 5 | 55 | 0 | 1.0435 | CC | -1 | 0.314 | 55 | 55 |  |  | -9.6878 | 55 | -0.314 | -17.2699
48877 | THW_3334 | D | Houston | YES | -0.17614 | 57 | 5 | 57 | 0 | 1.0435 | CC | -1 | 0.314 | 57 | 57 |  |  | -10.0401 | 57 | -0.314 | -17.8979
48879 | THW_4142 | E | Houston | YES | -0.17614 | 56 | 5 | 56 | 0 | 1.0435 | CC | -1 | 0.314 | 56 | 56 |  |  | -9.864 | 56 | -0.314 | -17.5839
48879 | THW_4142 | F | Houston | YES | -0.17614 | 55 | 5 | 55 | 0 | 1.0435 | CC | -1 | 0.314 | 55 | 55 |  |  | -9.6878 | 55 | -0.314 | -17.2699
48881 | THW_4344 | G | Houston | YES | -0.17614 | 58 | 5 | 58 | 0 | 1.0435 | CC | -1 | 0.314 | 58 | 58 |  |  | -10.2162 | 58 | -0.314 | -18.2119
48881 | THW_4344 | H | Houston | YES | -0.17614 | 58 | 5 | 58 | 0 | 1.0435 | CC | -1 | 0.314 | 58 | 58 |  |  | -10.2162 | 58 | -0.314 | -18.2119
48582 | CBY_GN2_2 | 2 | Houston | YES | -0.17687 | 596.8 | 110 | 746 | 0 | 1.0435 | GSC | -1 | 0.31473 | 746 | 746 |  |  | -131.945 | 746 | -0.31473 | -234.7861
48883 | THW_GT1_GT_1 | B2 | Houston | YES | -0.17726 | 0 | 0 | 12 |  | 1.043 | GGT | -1 | 0.31512 | 12 | 12 |  |  | -2.1272 | 12 | -0.31512 | -3.7814
49803 | EXN_15GT | 1 | Houston | YES | -0.17738 | 33 | 8.3 | 34 |  | 1.0326 | Cogen | -1 | 0.31523 | 0 | 0 |  |  | 0 | 0 | -0.31523 | 0
49804 | EXN_16GT | 2 | Houston | YES | -0.17738 | 32 | 8.3 | 34.7 |  | 1.0326 | Cogen | -1 | 0.31523 | 0 | 0 |  |  | 0 | 0 | -0.31523 | 0
49805 | EXN_17GT | 3 | Houston | YES | -0.17738 | 31 | 8.3 | 32.7 |  | 1.0326 | Cogen | -1 | 0.31523 | 0 | 0 |  |  | 0 | 0 | -0.31523 | 0
49826 | EXN938GT | 5 | Houston | YES | -0.17738 | 43 | 9.2 | 45.9 |  | 1.0326 | Cogen | -1 | 0.31523 | 0 | 0 |  |  | 0 | 0 | -0.31523 | 0
49828 | EXN941GT | 10 | Houston | YES | -0.17738 | 17.7 | 5.4 | 17.7 | 0 | 1.0326 | Cogen | -1 | 0.31523 | 0 | 0 |  |  | 0 | 0 | -0.31523 | 0
49829 | EXN942GT | 11 | Houston | YES | -0.17738 | 20 | 5.4 | 20.4 | 0 | 1.0326 | Cogen | -1 | 0.31523 | 0 | 0 |  |  | 0 | 0 | -0.31523 | 0
49830 | EXN943GT | 12 | Houston | YES | -0.17738 | 19 | 5.4 | 19.9 | 0 | 1.0326 | Cogen | -1 | 0.31523 | 0 | 0 |  |  | 0 | 0 | -0.31523 | 0
49831 | EXN944GT | 13 | Houston | YES | -0.17738 | 33 | 5.4 | 35 | 0 | 1.0326 | Cogen | -1 | 0.31523 | 0 | 0 |  |  | 0 | 0 | -0.31523 | 0
49832 | EXN945GT | 9 | Houston | YES | -0.17738 | 18.5 | 9.2 | 18.5 |  | 1.0326 | Cogen | -1 | 0.31523 | 0 | 0 |  |  | 0 | 0 | -0.31523 | 0
49837 | EXN_GT | 4 | Houston | YES | -0.17738 | 81 | 21.3 | 85.4 |  | 1.0326 | Cogen | -1 | 0.31523 | 0 | 0 |  |  | 0 | 0 | -0.31523 | 0
49838 | EXN_14GT | 14 | Houston | YES | -0.17738 | 140 | 0 | 148 |  | 1.0326 | Cogen | -1 | 0.31523 | 0 | 0 |  |  | 0 | 0 | -0.31523 | 0
48651 | EP_1_2 | 1 | Houston | YES | -0.17786 | 4 | 0 | 5 | 0 | 1.0362 | Cogen | -1 | 0.31572 | 0 | 0 |  |  | 0 | 0 | -0.31572 | 0
48651 | EP_1_2 | 2 | Houston | YES | -0.17786 | 17.7 | 10 | 21 | 0 | 1.0362 | Cogen | -1 | 0.31572 | 0 | 0 |  |  | 0 | 0 | -0.31572 | 0
48940 | WARVUE_GT1 | G1 | Houston | YES | -0.17788 | 15 | 0 | 15 |  | 1.021 | Cogen | -1 | 0.31573 | 0 | 0 |  |  | 0 | 0 | -0.31573 | 0
48581 | CBY_GN1_1 | 1 | Houston | YES | -0.17789 | 595.2 | 108 | 744 | 0 | 1.0435 | GSC | -1 | 0.31575 | 744 | 744 |  |  | -132.3531 | 744 | -0.31575 | -234.9185
48791 | PSA_GT1_8160 | 1 | Houston | YES | -0.17792 | 52 | 20.8 | 65 | 0 | 1.0362 | Cogen | -1 | 0.31577 | 0 | 0 |  |  | 0 | 0 | -0.31577 | 0
48792 | PSA_GT2_8155 | 2 | Houston | YES | -0.17792 | 52.8 | 20.3 | 66 | 0 | 1.0362 | Cogen | -1 | 0.31577 | 0 | 0 |  |  | 0 | 0 | -0.31577 | 0
48793 | PSA_GT3_8150 | 3 | Houston | YES | -0.17792 | 56 | 20.3 | 70 | 0 | 1.0362 | Cogen | -1 | 0.31577 | 0 | 0 |  |  | 0 | 0 | -0.31577 | 0
48794 | PSA_GT4_8145 | 4 | Houston | YES | -0.17792 | 52.8 | 20.3 | 66 | 0 | 1.0362 | Cogen | -1 | 0.31577 | 0 | 0 |  |  | 0 | 0 | -0.31577 | 0
48795 | PSA_GT5_8140 | 5 | Houston | YES | -0.17792 | 51.2 | 20.3 | 64 | 0 | 1.0362 | Cogen | -1 | 0.31577 | 0 | 0 |  |  | 0 | 0 | -0.31577 | 0
48796 | PSA_GN1_8165 | 1 | Houston | YES | -0.17792 | 83.2 | 43.1 | 104 | 0 | 1.0362 | Cogen | -1 | 0.31577 | 0 | 0 |  |  | 0 | 0 | -0.31577 | 0
48797 | PSA_GT6_8135 | 6 | Houston | YES | -0.17792 | 47.2 | 34.5 | 59 | 0 | 1.0362 | Cogen | -1 | 0.31577 | 0 | 0 |  |  | 0 | 0 | -0.31577 | 0
48815 | CVC_GT4_8005 | 4 | Houston | YES | -0.17819 | 165 | 91.8 | 165 |  | 1.0362 | Cogen | -1 | 0.31604 | 0 | 0 |  |  | 0 | 0 | -0.31604 | 0
48583 | CBY_GT4_1 | 1 | Houston | YES | -0.17832 | 172 | 0 | 172 | 0 | 1.027 | GSC | -1 | 0.31618 | 172 | 172 |  |  | -30.6716 | 172 | -0.31618 | -54.3829
48584 | CBY_GT4_2 | 2 | Houston | YES | -0.17832 | 172 | 0 | 172 | 0 | 1.027 | CC | -1 | 0.31618 | 172 | 172 |  |  | -30.6716 | 172 | -0.31618 | -54.3829
48585 | CBY_ST4_1 | 3 | Houston | YES | -0.17832 | 172 | 0 | 172 | 0 | 1.027 | CC | -1 | 0.31618 | 172 | 172 |  |  | -30.6716 | 172 | -0.31618 | -54.3829
48595 | BTE_GT2_8075 | 1 | Houston | YES | -0.17917 | 162.8 | 130 | 162.8 | 0 | 1.0261 | CC | -1 | 0.31703 | 162.8 | 162.8 |  |  | -29.169 | 162.8 | -0.31703 | -51.6121
48596 | BTE_GT3_8045 | 2 | Houston | YES | -0.17917 | 161.4 | 130 | 161.4 | 0 | 1.0261 | CC | -1 | 0.31703 | 161.4 | 161.4 |  |  | -28.9182 | 161.4 | -0.31703 | -51.1683
48597 | BTE_GT4_8055 | 3 | Houston | YES | -0.17917 | 158.9 | 130 | 158.9 | 0 | 1.0261 | CC | -1 | 0.31703 | 158.9 | 158.9 |  |  | -28.4703 | 158.9 | -0.31703 | -50.3757
48598 | BTE_ST1_8070 | 4 | Houston | YES | -0.17917 | 269.2 | 60 | 269.2 | 0 | 1.0261 | CC | -1 | 0.31703 | 269.2 | 269.2 |  |  | -48.2328 | 269.2 | -0.31703 | -85.3439
48690 | GBY_GN5_5 | 5 | Houston | YES | -0.17945 | 318.4 | 81 | 398 |  | 1.0362 | GSC | -1 | 0.31731 | 398 | 398 |  |  | -71.4215 | 398 | -0.31731 | -126.2885
48885 | THW_5152 | B | Houston | YES | -0.17983 | 47.2 | 5 | 59 |  | 1.0319 | GGT | -1 | 0.31768 | 59 | 59 |  |  | -10.6097 | 59 | -0.31768 | -18.7432
48885 | THW_5152 | A | Houston | YES | -0.17983 | 46.4 | 5 | 58 |  | 1.0319 | GGT | -1 | 0.31768 | 58 | 58 |  |  | -10.4299 | 58 | -0.31768 | -18.4255
48886 | THW_5354 | D | Houston | YES | -0.17983 | 46.4 | 5 | 58 |  | 1.0319 | GGT | -1 | 0.31768 | 58 | 58 |  |  | -10.4299 | 58 | -0.31768 | -18.4255
48886 | THW_5354 | C | Houston | YES | -0.17983 | 45.6 | 5 | 57 |  | 1.0319 | GGT | -1 | 0.31768 | 57 | 57 |  |  | -10.25 | 57 | -0.31768 | -18.1079
48887 | THW_5556 | E | Houston | YES | -0.17983 | 47.2 | 5 | 59 |  | 1.0319 | GGT | -1 | 0.31768 | 59 | 59 |  |  | -10.6097 | 59 | -0.31768 | -18.7432
48887 | THW_5556 | F | Houston | YES | -0.17983 | 45.6 | 5 | 57 |  | 1.0319 | GGT | -1 | 0.31768 | 57 | 57 |  |  | -10.25 | 57 | -0.31768 | -18.1079
48591 | CHE_GT2_5030 | 2 | Houston | YES | -0.18498 | 173 | 50 | 173 | 0 | 1.029 | Cogen | -1 | 0.32284 | 0 | 0 |  |  | 0 | 0 | -0.32284 | 0
48811 | CVC_GT3_5045 | 3 | Houston | YES | -0.18498 | 156 | 91.8 | 156 | 0 | 1.029 | Cogen | -1 | 0.32284 | 0 | 0 |  |  | 0 | 0 | -0.32284 | 0
48812 | CVC_GT2_5020 | 2 | Houston | YES | -0.18498 | 158 | 91.8 | 158 | 0 | 1.029 | Cogen | -1 | 0.32284 | 0 | 0 |  |  | 0 | 0 | -0.32284 | 0
48813 | CVC_GT1_5035 | 1 | Houston | YES | -0.18498 | 160 | 91.8 | 160 | 0 | 1.029 | Cogen | -1 | 0.32284 | 0 | 0 |  |  | 0 | 0 | -0.32284 | 0
48814 | CVC_ST5_5040 | 1 | Houston | YES | -0.18498 | 162 | 91.8 | 162 | 0 | 1.029 | Cogen | -1 | 0.32284 | 0 | 0 |  |  | 0 | 0 | -0.32284 | 0
Note on AL4: Zonal Cap - Zonal Impact

## Distributed Slack - Inc
Number of Bus | Name of Bus | ID | Area Name of Gen | AGC | P Sensitivity of Bus | Gen MW | Min MW | Max MW | V Sensitivity of Bus | Set Volt | Tech Type | Zone Impact | Zone Correlation | Inc Max | Dec Max | Souce S.F. Weighting | Souce Capacity | Sink S.F. Weighting | Sink Capacity | PTDF Calc | PTDF Weighting | Cumulative Share of Zonal Cap | Cumulative Share of Zonal Impact | Cont_ Gibbons to Singleton and Gibbons to Singleton OL_ Jewett to Singleton |  | i_PTDF_INC_pt | 391 |  | CBE_ST34 | Unit at max
48591 | CHE_GT2_5030 | 2 | Houston | YES | -0.18498 | 173 | 50 | 173 | 0 | 1.029 | Cogen | -1 | 0.32284 | 0 | 0 |  |  | 0 | 0 | -0.32284 | 0 | 0 | 0 |  |  | i_10pctunit | 28 |  | 167 | # units @ max
48811 | CVC_GT3_5045 | 3 | Houston | YES | -0.18498 | 156 | 91.8 | 156 | 0 | 1.029 | Cogen | -1 | 0.32284 | 0 | 0 |  |  | 0 | 0 | -0.32284 | 0 | 0 | 0 | [5 empty] | 0.13232 | delta max
48812 | CVC_GT2_5020 | 2 | Houston | YES | -0.18498 | 158 | 91.8 | 158 | 0 | 1.029 | Cogen | -1 | 0.32284 | 0 | 0 |  |  | 0 | 0 | -0.32284 | 0 | 0 | 0 | [5 empty] | Delta
48813 | CVC_GT1_5035 | 1 | Houston | YES | -0.18498 | 160 | 91.8 | 160 | 0 | 1.029 | Cogen | -1 | 0.32284 | 0 | 0 |  |  | 0 | 0 | -0.32284 | 0 | 0 | 0 | Weighted Shift Factors |  |  |  | 1 | 0
48814 | CVC_ST5_5040 | 1 | Houston | YES | -0.18498 | 162 | 91.8 | 162 | 0 | 1.029 | Cogen | -1 | 0.32284 | 0 | 0 |  |  | 0 | 0 | -0.32284 | 0 | 0 | 0 | North | 0.13786 |  |  | 2 | 0
48885 | THW_5152 | B | Houston | YES | -0.17983 | 47.2 | 5 | 59 |  | 1.0319 | GGT | -1 | 0.31768 | 59 | 59 |  |  | -10.6097 | 59 | -0.31768 | -18.7432 | 0.0027268 | 0.0037461 | Houston | -0.17008 |  |  | 3 | 0
48885 | THW_5152 | A | Houston | YES | -0.17983 | 46.4 | 5 | 58 |  | 1.0319 | GGT | -1 | 0.31768 | 58 | 58 |  |  | -10.4299 | 58 | -0.31768 | -18.4255 | 0.0054073 | 0.0074287 |  |  |  |  | 4 | 0
48886 | THW_5354 | D | Houston | YES | -0.17983 | 46.4 | 5 | 58 |  | 1.0319 | GGT | -1 | 0.31768 | 58 | 58 |  |  | -10.4299 | 58 | -0.31768 | -18.4255 | 0.0080878 | 0.011111 |  |  |  |  | 5 | 0
48886 | THW_5354 | C | Houston | YES | -0.17983 | 45.6 | 5 | 57 |  | 1.0319 | GGT | -1 | 0.31768 | 57 | 57 |  |  | -10.25 | 57 | -0.31768 | -18.1079 | 0.010722 | 0.01473 |  |  |  |  | 6 | 0.0010193
48887 | THW_5556 | E | Houston | YES | -0.17983 | 47.2 | 5 | 59 |  | 1.0319 | GGT | -1 | 0.31768 | 59 | 59 |  |  | -10.6097 | 59 | -0.31768 | -18.7432 | 0.013449 | 0.018476 |  |  |  |  | 7 | 0.0020214
48887 | THW_5556 | F | Houston | YES | -0.17983 | 45.6 | 5 | 57 |  | 1.0319 | GGT | -1 | 0.31768 | 57 | 57 |  |  | -10.25 | 57 | -0.31768 | -18.1079 | 0.016083 | 0.022096 |  |  |  |  | 8 | 0.0030234
48690 | GBY_GN5_5 | 5 | Houston | YES | -0.17945 | 318.4 | 81 | 398 |  | 1.0362 | GSC | -1 | 0.31731 | 398 | 398 |  |  | -71.4215 | 398 | -0.31731 | -126.2885 | 0.034477 | 0.047336 |  |  |  |  | 9 | 0.0040082
48595 | BTE_GT2_8075 | 1 | Houston | YES | -0.17917 | 162.8 | 130 | 162.8 | 0 | 1.0261 | CC | -1 | 0.31703 | 162.8 | 162.8 |  |  | -29.169 | 162.8 | -0.31703 | -51.6121 | 0.042001 | 0.057651 |  |  |  |  | 10 | 0.0050275
48596 | BTE_GT3_8045 | 2 | Houston | YES | -0.17917 | 161.4 | 130 | 161.4 | 0 | 1.0261 | CC | -1 | 0.31703 | 161.4 | 161.4 |  |  | -28.9182 | 161.4 | -0.31703 | -51.1683 | 0.049461 | 0.067878 |  |  |  |  | 11 | 0.0060123
48597 | BTE_GT4_8055 | 3 | Houston | YES | -0.17917 | 158.9 | 130 | 158.9 | 0 | 1.0261 | CC | -1 | 0.31703 | 158.9 | 158.9 |  |  | -28.4703 | 158.9 | -0.31703 | -50.3757 | 0.056804 | 0.077946 |  |  |  |  | 12 | 0.012859
48598 | BTE_ST1_8070 | 4 | Houston | YES | -0.17917 | 269.2 | 60 | 269.2 | 0 | 1.0261 | CC | -1 | 0.31703 | 269.2 | 269.2 |  |  | -48.2328 | 269.2 | -0.31703 | -85.3439 | 0.069246 | 0.095004 |  |  |  |  | 13 | 0.01565
48583 | CBY_GT4_1 | 1 | Houston | YES | -0.17832 | 172 | 0 | 172 | 0 | 1.027 | GSC | -1 | 0.31618 | 172 | 172 |  |  | -30.6716 | 172 | -0.31618 | -54.3829 | 0.077195 | 0.10587 |  |  |  |  | 14 | 0.018417
48584 | CBY_GT4_2 | 2 | Houston | YES | -0.17832 | 172 | 0 | 172 | 0 | 1.027 | CC | -1 | 0.31618 | 172 | 172 |  |  | -30.6716 | 172 | -0.31618 | -54.3829 | 0.085144 | 0.11674 |  |  |  |  | 15 | 0.021142
48585 | CBY_ST4_1 | 3 | Houston | YES | -0.17832 | 172 | 0 | 172 | 0 | 1.027 | CC | -1 | 0.31618 | 172 | 172 |  |  | -30.6716 | 172 | -0.31618 | -54.3829 | 0.093093 | 0.12761 |  |  |  |  | 16 | 0.025758
48815 | CVC_GT4_8005 | 4 | Houston | YES | -0.17819 | 165 | 91.8 | 165 |  | 1.0362 | Cogen | -1 | 0.31604 | 0 | 0 |  |  | 0 | 0 | -0.31604 | 0 | 0.093093 | 0.12761 |  |  |  |  | 17 | 0.028678
48791 | PSA_GT1_8160 | 1 | Houston | YES | -0.17792 | 52 | 20.8 | 65 | 0 | 1.0362 | Cogen | -1 | 0.31577 | 0 | 0 |  |  | 0 | 0 | -0.31577 | 0 | 0.093093 | 0.12761 |  |  |  |  | 18 | 0.031598
48792 | PSA_GT2_8155 | 2 | Houston | YES | -0.17792 | 52.8 | 20.3 | 66 | 0 | 1.0362 | Cogen | -1 | 0.31577 | 0 | 0 |  |  | 0 | 0 | -0.31577 | 0 | 0.093093 | 0.12761 |  |  |  |  | 19 | 0.034518
48793 | PSA_GT3_8150 | 3 | Houston | YES | -0.17792 | 56 | 20.3 | 70 | 0 | 1.0362 | Cogen | -1 | 0.31577 | 0 | 0 |  |  | 0 | 0 | -0.31577 | 0 | 0.093093 | 0.12761 |  |  |  |  | 20 | 0.034518
48794 | PSA_GT4_8145 | 4 | Houston | YES | -0.17792 | 52.8 | 20.3 | 66 | 0 | 1.0362 | Cogen | -1 | 0.31577 | 0 | 0 |  |  | 0 | 0 | -0.31577 | 0 | 0.093093 | 0.12761 |  |  |  |  | 21 | 0.034518
48795 | PSA_GT5_8140 | 5 | Houston | YES | -0.17792 | 51.2 | 20.3 | 64 | 0 | 1.0362 | Cogen | -1 | 0.31577 | 0 | 0 |  |  | 0 | 0 | -0.31577 | 0 | 0.093093 | 0.12761 |  |  |  |  | 22 | 0.034518
48796 | PSA_GN1_8165 | 1 | Houston | YES | -0.17792 | 83.2 | 43.1 | 104 | 0 | 1.0362 | Cogen | -1 | 0.31577 | 0 | 0 |  |  | 0 | 0 | -0.31577 | 0 | 0.093093 | 0.12761 |  |  |  |  | 23 | 0.034518
48797 | PSA_GT6_8135 | 6 | Houston | YES | -0.17792 | 47.2 | 34.5 | 59 | 0 | 1.0362 | Cogen | -1 | 0.31577 | 0 | 0 |  |  | 0 | 0 | -0.31577 | 0 | 0.093093 | 0.12761 |  |  |  |  | 24 | 0.034518
48581 | CBY_GN1_1 | 1 | Houston | YES | -0.17789 | 595.2 | 108 | 744 | 0 | 1.0435 | GSC | -1 | 0.31575 | 744 | 744 |  |  | -132.3531 | 744 | -0.31575 | -234.9185 | 0.12748 | 0.17456 |  |  |  |  | 25 | 0.034518
48940 | WARVUE_GT1 | G1 | Houston | YES | -0.17788 | 15 | 0 | 15 |  | 1.021 | Cogen | -1 | 0.31573 | 0 | 0 |  |  | 0 | 0 | -0.31573 | 0 | 0.12748 | 0.17456 |  |  |  |  | 26 | 0.034518
48651 | EP_1_2 | 1 | Houston | YES | -0.17786 | 4 | 0 | 5 | 0 | 1.0362 | Cogen | -1 | 0.31572 | 0 | 0 |  |  | 0 | 0 | -0.31572 | 0 | 0.12748 | 0.17456 |  |  |  |  | 27 | 0.034518
48651 | EP_1_2 | 2 | Houston | YES | -0.17786 | 17.7 | 10 | 21 | 0 | 1.0362 | Cogen | -1 | 0.31572 | 0 | 0 |  |  | 0 | 0 | -0.31572 | 0 | 0.12748 | 0.17456 |  |  |  |  | 28 | 0.047084
49803 | EXN_15GT | 1 | Houston | YES | -0.17738 | 33 | 8.3 | 34 |  | 1.0326 | Cogen | -1 | 0.31523 | 0 | 0 |  |  | 0 | 0 | -0.31523 | 0 | 0.12748 | 0.17456 |  |  |  |  | 29 | 0.047084
49804 | EXN_16GT | 2 | Houston | YES | -0.17738 | 32 | 8.3 | 34.7 |  | 1.0326 | Cogen | -1 | 0.31523 | 0 | 0 |  |  | 0 | 0 | -0.31523 | 0 | 0.12748 | 0.17456 |  |  |  |  | 30 | 0.047084
49805 | EXN_17GT | 3 | Houston | YES | -0.17738 | 31 | 8.3 | 32.7 |  | 1.0326 | Cogen | -1 | 0.31523 | 0 | 0 |  |  | 0 | 0 | -0.31523 | 0 | 0.12748 | 0.17456 |  |  |  |  | 31 | 0.047084
49826 | EXN938GT | 5 | Houston | YES | -0.17738 | 43 | 9.2 | 45.9 |  | 1.0326 | Cogen | -1 | 0.31523 | 0 | 0 |  |  | 0 | 0 | -0.31523 | 0 | 0.12748 | 0.17456 |  |  |  |  | 32 | 0.047084
49828 | EXN941GT | 10 | Houston | YES | -0.17738 | 17.7 | 5.4 | 17.7 | 0 | 1.0326 | Cogen | -1 | 0.31523 | 0 | 0 |  |  | 0 | 0 | -0.31523 | 0 | 0.12748 | 0.17456 |  |  |  |  | 33 | 0.047084
49829 | EXN942GT | 11 | Houston | YES | -0.17738 | 20 | 5.4 | 20.4 | 0 | 1.0326 | Cogen | -1 | 0.31523 | 0 | 0 |  |  | 0 | 0 | -0.31523 | 0 | 0.12748 | 0.17456 |  |  |  |  | 34 | 0.047084
49830 | EXN943GT | 12 | Houston | YES | -0.17738 | 19 | 5.4 | 19.9 | 0 | 1.0326 | Cogen | -1 | 0.31523 | 0 | 0 |  |  | 0 | 0 | -0.31523 | 0 | 0.12748 | 0.17456 |  |  |  |  | 35 | 0.047084
49831 | EXN944GT | 13 | Houston | YES | -0.17738 | 33 | 5.4 | 35 | 0 | 1.0326 | Cogen | -1 | 0.31523 | 0 | 0 |  |  | 0 | 0 | -0.31523 | 0 | 0.12748 | 0.17456 |  |  |  |  | 36 | 0.047084
49832 | EXN945GT | 9 | Houston | YES | -0.17738 | 18.5 | 9.2 | 18.5 |  | 1.0326 | Cogen | -1 | 0.31523 | 0 | 0 |  |  | 0 | 0 | -0.31523 | 0 | 0.12748 | 0.17456 |  |  |  |  | 37 | 0.047084
49837 | EXN_GT | 4 | Houston | YES | -0.17738 | 81 | 21.3 | 85.4 |  | 1.0326 | Cogen | -1 | 0.31523 | 0 | 0 |  |  | 0 | 0 | -0.31523 | 0 | 0.12748 | 0.17456 |  |  |  |  | 38 | 0.047084
49838 | EXN_14GT | 14 | Houston | YES | -0.17738 | 140 | 0 | 148 |  | 1.0326 | Cogen | -1 | 0.31523 | 0 | 0 |  |  | 0 | 0 | -0.31523 | 0 | 0.12748 | 0.17456 |  |  |  |  | 39 | 0.047084
48883 | THW_GT1_GT_1 | B2 | Houston | YES | -0.17726 | 0 | 0 | 12 |  | 1.043 | GGT | -1 | 0.31512 | 12 | 12 |  |  | -2.1272 | 12 | -0.31512 | -3.7814 | 0.12803 | 0.17532 |  |  |  |  | 40 | 0.047084
48582 | CBY_GN2_2 | 2 | Houston | YES | -0.17687 | 596.8 | 110 | 746 | 0 | 1.0435 | GSC | -1 | 0.31473 | 746 | 746 |  |  | -131.945 | 746 | -0.31473 | -234.7861 | 0.16251 | 0.22224 |  |  |  |  | 41 | 0.047084
48873 | THW_ST3_ST_3 | 3 | Houston | YES | -0.17614 | 107 | 19 | 107 | 0 | 1.0435 | CC | -1 | 0.314 | 107 | 107 |  |  | -18.8472 | 107 | -0.314 | -33.5979 | 0.16746 | 0.22896 |  |  |  |  | 42 | 0.047084
48874 | THW_ST4_ST_4 | 4 | Houston | YES | -0.17614 | 108 | 19 | 108 | 0 | 1.0435 | CC | -1 | 0.314 | 108 | 108 |  |  | -19.0233 | 108 | -0.314 | -33.9119 | 0.17245 | 0.23574 |  |  |  |  | 43 | 0.047286
48875 | THW_3132 | A | Houston | YES | -0.17614 | 55 | 5 | 55 | 0 | 1.0435 | CC | -1 | 0.314 | 55 | 55 |  |  | -9.6878 | 55 | -0.314 | -17.2699 | 0.17499 | 0.23919 |  |  |  |  | 44 | 0.059733
48875 | THW_3132 | B | Houston | YES | -0.17614 | 53 | 5 | 53 | 0 | 1.0435 | CC | -1 | 0.314 | 53 | 53 |  |  | -9.3355 | 53 | -0.314 | -16.6419 | 0.17744 | 0.24251 |  |  |  |  | 45 | 0.061503
48877 | THW_3334 | C | Houston | YES | -0.17614 | 55 | 5 | 55 | 0 | 1.0435 | CC | -1 | 0.314 | 55 | 55 |  |  | -9.6878 | 55 | -0.314 | -17.2699 | 0.17998 | 0.24597 |  |  |  |  | 46 | 0.06329
48877 | THW_3334 | D | Houston | YES | -0.17614 | 57 | 5 | 57 | 0 | 1.0435 | CC | -1 | 0.314 | 57 | 57 |  |  | -10.0401 | 57 | -0.314 | -17.8979 | 0.18261 | 0.24954 |  |  |  |  | 47 | 0.064199
48879 | THW_4142 | E | Houston | YES | -0.17614 | 56 | 5 | 56 | 0 | 1.0435 | CC | -1 | 0.314 | 56 | 56 |  |  | -9.864 | 56 | -0.314 | -17.5839 | 0.1852 | 0.25306 |  |  |  |  | 48 | 0.065076
48879 | THW_4142 | F | Houston | YES | -0.17614 | 55 | 5 | 55 | 0 | 1.0435 | CC | -1 | 0.314 | 55 | 55 |  |  | -9.6878 | 55 | -0.314 | -17.2699 | 0.18774 | 0.25651 |  |  |  |  | 49 | 0.065986
48881 | THW_4344 | G | Houston | YES | -0.17614 | 58 | 5 | 58 | 0 | 1.0435 | CC | -1 | 0.314 | 58 | 58 |  |  | -10.2162 | 58 | -0.314 | -18.2119 | 0.19042 | 0.26015 |  |  |  |  | 50 | 0.066929
48881 | THW_4344 | H | Houston | YES | -0.17614 | 58 | 5 | 58 | 0 | 1.0435 | CC | -1 | 0.314 | 58 | 58 |  |  | -10.2162 | 58 | -0.314 | -18.2119 | 0.19311 | 0.26379 |  |  |  |  | 51 | 0.067855
48593 | CHE_GT1_8015 | 1 | Houston | YES | -0.1752 | 173 | 50 | 173 | 0 | 1.0362 | Cogen | -1 | 0.31306 | 0 | 0 |  |  | 0 | 0 | -0.31306 | 0 | 0.19311 | 0.26379 |  |  |  |  | 52 | 0.068765
48594 | CHE_GN4_8025 | 4 | Houston | YES | -0.1752 | 142 | 60 | 142 | 0 | 1.0362 | Cogen | -1 | 0.31306 | 0 | 0 |  |  | 0 | 0 | -0.31306 | 0 | 0.19311 | 0.26379 |  |  |  |  | 53 | 0.069724
48511 | LPE_GT1_8070 | 1 | Houston | YES | -0.1751 | 42 | 0 | 42 | 0 | 1.0362 | GGT | -1 | 0.31296 | 42 | 42 |  |  | -7.3542 | 42 | -0.31296 | -13.1441 | 0.19505 | 0.26642 |  |  |  |  | 54 | 0.070683
48512 | LPE_GT2_8075 | 2 | Houston | YES | -0.1751 | 42 | 0 | 42 | 0 | 1.0362 | GGT | -1 | 0.31296 | 42 | 42 |  |  | -7.3542 | 42 | -0.31296 | -13.1441 | 0.19699 | 0.26904 |  |  |  |  | 55 | 0.070683
48513 | LPE_GT3_8080 | 3 | Houston | YES | -0.1751 | 39 | 0 | 39 | 0 | 1.0362 | GGT | -1 | 0.31296 | 39 | 39 |  |  | -6.8289 | 39 | -0.31296 | -12.2053 | 0.19879 | 0.27148 |  |  |  |  | 56 | 0.070683
48514 | LPE_GT4_8085 | 4 | Houston | YES | -0.1751 | 39 | 0 | 39 | 0 | 1.0362 | GGT | -1 | 0.31296 | 39 | 39 |  |  | -6.8289 | 39 | -0.31296 | -12.2053 | 0.20059 | 0.27392 |  |  |  |  | 57 | 0.071369
48500 | APD_GT1_8005 | 1 | Houston | YES | -0.17496 | 137.6 | 54.6 | 137.6 | 0 | 1.0362 | Cogen | -1 | 0.31282 | 0 | 0 |  |  | 0 | 0 | -0.31282 | 0 | 0.20059 | 0.27392 |  |  |  |  | 58 | 0.072055
48820 | SHELLG1_3015 | 1 | Houston | YES | -0.17433 | 71 | 34.5 | 71 |  | 1.029 | Cogen | -1 | 0.31218 | 0 | 0 |  |  | 0 | 0 | -0.31218 | 0 | 0.20059 | 0.27392 |  |  |  |  | 59 | 0.072692
48821 | SHELLG2 | 2 | Houston | YES | -0.17433 | 72 | 34.5 | 72 |  | 1.029 | Cogen | -1 | 0.31218 | 0 | 0 |  |  | 0 | 0 | -0.31218 | 0 | 0.20059 | 0.27392 |  |  |  |  | 60 | 0.073329
48822 | SHELLG3_3020 | 2 | Houston | YES | -0.17433 | 30 | 0 | 30 |  | 1.029 | Cogen | -1 | 0.31218 | 0 | 0 |  |  | 0 | 0 | -0.31218 | 0 | 0.20059 | 0.27392 |  |  |  |  | 61 | 0.073329
48822 | SHELLG3_3020 | 1 | Houston | YES | -0.17433 | 39 | 0 | 39 |  | 1.029 | Cogen | -1 | 0.31218 | 0 | 0 |  |  | 0 | 0 | -0.31218 | 0 | 0.20059 | 0.27392 |  |  |  |  | 62 | 0.073329
48740 | PSG_GN2_8050 | 1 | Houston | YES | -0.17387 | 182 | 60 | 182 | 0 | 1.0326 | Cogen | -1 | 0.31173 | 0 | 0 |  |  | 0 | 0 | -0.31173 | 0 | 0.20059 | 0.27392 |  |  |  |  | 63 | 0.073329
48741 | PSG_GT2_8040 | 1 | Houston | YES | -0.17387 | 158.6 | 50 | 158.6 | 0 | 1.0326 | Cogen | -1 | 0.31173 | 0 | 0 |  |  | 0 | 0 | -0.31173 | 0 | 0.20059 | 0.27392 |  |  |  |  | 64 | 0.073329
48742 | PSG_GT3_8060 | 1 | Houston | YES | -0.17387 | 157 | 50 | 157 | 0 | 1.0326 | Cogen | -1 | 0.31173 | 0 | 0 |  |  | 0 | 0 | -0.31173 | 0 | 0.20059 | 0.27392 |  |  |  |  | 65 | 0.073329
48854 | SRB_GN4_4 | 4 | Houston | YES | -0.17387 | 182.4 | 35 | 228 | 0 | 1.0326 | GST | -1 | 0.31173 | 228 | 228 |  |  | -39.6428 | 228 | -0.31173 | -71.0742 | 0.21113 | 0.28813 |  |  |  |  | 66 | 0.073329
48611 | DIB_GT1_8080 | 1 | Houston | YES | -0.17386 | 64 | 0 | 64 | 0 | 1.0326 | Cogen | -1 | 0.31172 | 0 | 0 |  |  | 0 | 0 | -0.31172 | 0 | 0.21113 | 0.28813 |  |  |  |  | 67 | 0.073329
48612 | DIB_GT2_8075 | 2 | Houston | YES | -0.17386 | 63.2 | 0 | 63.2 | 0 | 1.0326 | Cogen | -1 | 0.31172 | 0 | 0 |  |  | 0 | 0 | -0.31172 | 0 | 0.21113 | 0.28813 |  |  |  |  | 68 | 0.073329
48613 | DIB_ST1_8085 | 3 | Houston | YES | -0.17386 | 67.9 | 30 | 82.6 | 0 | 1.0326 | Cogen | -1 | 0.31172 | 0 | 0 |  |  | 0 | 0 | -0.31172 | 0 | 0.21113 | 0.28813 |  |  |  |  | 69 | 0.076997
48614 | DIB_GT3_8090 | 4 | Houston | YES | -0.17386 | 73.6 | 15 | 73.6 | 0 | 1.0326 | Cogen | -1 | 0.31172 | 0 | 0 |  |  | 0 | 0 | -0.31172 | 0 | 0.21113 | 0.28813 |  |  |  |  | 70 | 0.076997
48845 | SOL_GT1 | 1 | Houston | YES | -0.17386 | 16.2 | 15.4 | 16.2 |  | 1.0326 | Solar | -1 | 0.31172 | 16.2 | 16.2 |  |  | -2.8165 | 16.2 | -0.31172 | -5.0498 | 0.21188 | 0.28914 |  |  |  |  | 71 | 0.076997
48853 | SRB_GN3_3 | 3 | Houston | YES | -0.17385 | 170.4 | 35 | 213 |  | 1.0326 | GST | -1 | 0.31171 | 213 | 213 |  |  | -37.0307 | 213 | -0.31171 | -66.3942 | 0.22172 | 0.30241 |  |  |  |  | 72 | 0.076997
48551 | CAL_GT1_8045 | 1 | Houston | YES | -0.17378 | 149 | 0 | 149 | 0 | 1.0326 | Cogen | -1 | 0.31163 | 0 | 0 |  |  | 0 | 0 | -0.31163 | 0 | 0.22172 | 0.30241 |  |  |  |  | 73 | 0.076997
48552 | CAL_ST1_8000 | 2 | Houston | YES | -0.17378 | 65.1 | 0 | 65.1 | 0 | 1.0326 | Cogen | -1 | 0.31163 | 0 | 0 |  |  | 0 | 0 | -0.31163 | 0 | 0.22172 | 0.30241 |  |  |  |  | 74 | 0.077258
48851 | SRB_GN1_1 | 1 | Houston | YES | -0.17377 | 132 | 26 | 165 | 0 | 1.0217 | GST | -1 | 0.31162 | 165 | 165 |  |  | -28.6717 | 165 | -0.31162 | -51.4181 | 0.22935 | 0.31268 |  |  |  |  | 75 | 0.080683
48852 | SRB_GN2_2 | 2 | Houston | YES | -0.17374 | 140.8 | 26 | 176 | 0 | 1.0217 | GST | -1 | 0.3116 | 176 | 176 |  |  | -30.5788 | 176 | -0.3116 | -54.8416 | 0.23748 | 0.32364 |  |  |  |  | 76 | 0.080683
48855 | SRB_GT211035 | B1 | Houston | YES | -0.17372 | 0 | 0 | 18 |  | 1.014 | GGT | -1 | 0.31158 | 18 | 18 |  |  | -3.1271 | 18 | -0.31158 | -5.6085 | 0.23831 | 0.32476 |  |  |  |  | 77 | 0.080683
48855 | SRB_GT211035 | B2 | Houston | YES | -0.17372 | 0 | 0 | 12 |  | 1.014 | GGT | -1 | 0.31158 | 12 | 12 |  |  | -2.0847 | 12 | -0.31158 | -3.739 | 0.23887 | 0.32551 |  |  |  |  | 78 | 0.083334
48761 | PR_GT1__9040 | 1 | Houston | YES | -0.1734 | 26 | 0 | 35 |  | 1 | Cogen | -1 | 0.31126 | 0 | 0 |  |  | 0 | 0 | -0.31126 | 0 | 0.23887 | 0.32551 |  |  |  |  | 79 | 0.086161
48641 | DPEC_GT15040 | 1 | Houston | YES | -0.17307 | 163.2 | 98 | 163.2 | 0 | 1.0319 | CC | -1 | 0.31093 | 163.2 | 163.2 |  |  | -28.2454 | 163.2 | -0.31093 | -50.7436 | 0.24641 | 0.33565 |  |  |  |  | 80 | 0.08645
48642 | DPEC_GT25025 | 2 | Houston | YES | -0.17307 | 157.1 | 98 | 157.1 | 0 | 1.0319 | CC | -1 | 0.31093 | 157.1 | 157.1 |  |  | -27.1896 | 157.1 | -0.31093 | -48.8469 | 0.25367 | 0.34542 |  |  |  |  | 81 | 0.086643
48643 | DPEC_GT35010 | 3 | Houston | YES | -0.17307 | 157.5 | 98 | 157.5 | 0 | 1.0319 | CC | -1 | 0.31093 | 157.5 | 157.5 |  |  | -27.2588 | 157.5 | -0.31093 | -48.9713 | 0.26095 | 0.3552 |  |  |  |  | 82 | 0.086643
48644 | DPEC_GT45070 | 4 | Houston | YES | -0.17307 | 157 | 98 | 157 | 0 | 1.0319 | CC | -1 | 0.31093 | 157 | 157 |  |  | -27.1723 | 157 | -0.31093 | -48.8158 | 0.26821 | 0.36496 |  |  |  |  | 83 | 0.089242
48645 | DPEC_ST55065 | 5 | Houston | YES | -0.17307 | 282 | 0 | 282 | 0 | 1.0319 | CC | -1 | 0.31093 | 282 | 282 |  |  | -48.8063 | 282 | -0.31093 | -87.6819 | 0.28124 | 0.38248 |  |  |  |  | 84 | 0.091744
48841 | SJS_GT1_GT1 | 1 | Houston | YES | -0.17274 | 62.4 | 49 | 78 | 0 | 1.0362 | Cogen | -1 | 0.3106 | 0 | 0 |  |  | 0 | 0 | -0.3106 | 0 | 0.28124 | 0.38248 |  |  |  |  | 85 | 0.094253
48842 | SJS_GT2_GT2 | 2 | Houston | YES | -0.17274 | 64.8 | 49 | 81 | 0 | 1.0362 | Cogen | -1 | 0.3106 | 0 | 0 |  |  | 0 | 0 | -0.3106 | 0 | 0.28124 | 0.38248 |  |  |  |  | 86 | 0.096753
48691 | GBY_73741085 | B | Houston | YES | -0.17234 | 37.6 | 20 | 47 | 0 | 1.0362 | GGT | -1 | 0.3102 | 47 | 47 |  |  | -8.0999 | 47 | -0.3102 | -14.5792 | 0.28341 | 0.3854 |  |  |  |  | 87 | 0.10124
48691 | GBY_73741085 | A | Houston | YES | -0.17234 | 37.6 | 20 | 47 | 0 | 1.0362 | GGT | -1 | 0.3102 | 47 | 47 |  |  | -8.0999 | 47 | -0.3102 | -14.5792 | 0.28558 | 0.38831 |  |  |  |  | 88 | 0.10124
48692 | GBY_81821075 | D | Houston | YES | -0.17234 | 44 | 20 | 55 | 0 | 1.0362 | GGT | -1 | 0.3102 | 55 | 55 |  |  | -9.4786 | 55 | -0.3102 | -17.0608 | 0.28813 | 0.39172 |  |  |  |  | 89 | 0.10124
48692 | GBY_81821075 | C | Houston | YES | -0.17234 | 37.6 | 20 | 47 | 0 | 1.0362 | GGT | -1 | 0.3102 | 47 | 47 |  |  | -8.0999 | 47 | -0.3102 | -14.5792 | 0.2903 | 0.39464 |  |  |  |  | 90 | 0.10199
48693 | GBY_83841065 | F | Houston | YES | -0.17234 | 43.2 | 20 | 54 | 0 | 1.0362 | GGT | -1 | 0.3102 | 54 | 54 |  |  | -9.3063 | 54 | -0.3102 | -16.7506 | 0.29279 | 0.39798 |  |  |  |  | 91 | 0.10273
48693 | GBY_83841065 | E | Houston | YES | -0.17234 | 45.6 | 20 | 57 | 0 | 1.0362 | GGT | -1 | 0.3102 | 57 | 57 |  |  | -9.8233 | 57 | -0.3102 | -17.6812 | 0.29543 | 0.40152 |  |  |  |  | 92 | 0.1036
48531 | BYU_GT1_8075 | 1 | Houston | YES | -0.17144 | 65 | 0 | 65 |  | 1.0362 | Cogen | -1 | 0.30929 | 0 | 0 |  |  | 0 | 0 | -0.30929 | 0 | 0.29543 | 0.40152 |  |  |  |  | 93 | 0.10434
48532 | BYU_GT2_8055 | 2 | Houston | YES | -0.17144 | 62 | 0 | 62 |  | 1.0362 | Cogen | -1 | 0.30929 | 0 | 0 |  |  | 0 | 0 | -0.30929 | 0 | 0.29543 | 0.40152 |  |  |  |  | 94 | 0.10519
48533 | BYU_GT3_8060 | 3 | Houston | YES | -0.17144 | 67 | 0 | 67 |  | 1.0362 | Cogen | -1 | 0.30929 | 0 | 0 |  |  | 0 | 0 | -0.30929 | 0 | 0.29543 | 0.40152 |  |  |  |  | 95 | 0.10609
48534 | BYU_GT4_8065 | 4 | Houston | YES | -0.17144 | 65 | 0 | 65 |  | 1.0362 | Cogen | -1 | 0.30929 | 0 | 0 |  |  | 0 | 0 | -0.30929 | 0 | 0.29543 | 0.40152 |  |  |  |  | 96 | 0.10609
48561 | CTL_GT2_8130 | 1 | Houston | YES | -0.17075 | 73.5 | 30.3 | 91.9 |  | 1.0362 | Cogen | -1 | 0.3086 | 0 | 0 |  |  | 0 | 0 | -0.3086 | 0 | 0.29543 | 0.40152 |  |  |  |  | 97 | 0.10609
48562 | CTL_GT3_8135 | 2 | Houston | YES | -0.17075 | 70.1 | 30.3 | 87.6 |  | 1.0362 | Cogen | -1 | 0.3086 | 0 | 0 |  |  | 0 | 0 | -0.3086 | 0 | 0.29543 | 0.40152 |  |  |  |  | 98 | 0.10609
48563 | CTL_GT4_8140 | 3 | Houston | YES | -0.17075 | 69.6 | 30.3 | 87 |  | 1.0362 | Cogen | -1 | 0.3086 | 0 | 0 |  |  | 0 | 0 | -0.3086 | 0 | 0.29543 | 0.40152 |  |  |  |  | 99 | 0.10609
48564 | CTL_GN1_8145 | 4 | Houston | YES | -0.17075 | 43.6 | 12.9 | 54.5 |  | 1.0362 | Cogen | -1 | 0.3086 | 0 | 0 |  |  | 0 | 0 | -0.3086 | 0 | 0.29543 | 0.40152 |  |  |  |  | 100 | 0.10609
48565 | CTL_GN2_8155 | 5 | Houston | YES | -0.17075 | 9.8 | 3.4 | 12.2 |  | 1.0362 | Cogen | -1 | 0.3086 | 0 | 0 |  |  | 0 | 0 | -0.3086 | 0 | 0.29543 | 0.40152 |  |  |  |  | 101 | 0.10609
48772 | PHR_GN2_2 | MB | Houston | YES | -0.16893 | 0 | 72 | 459 |  | 1.0362 | GSC | -1 | 0.30679 | 0 | 0 |  |  | 0 | 0 | -0.30679 | 0 | 0.29543 | 0.40152 |  |  |  |  | 102 | 0.10609
38580 | TNBP_CGN1_8 | 1 | Houston | YES | -0.16634 | 70.8 | 0 | 70.8 | 0 | 1.005 | Cogen | -1 | 0.30419 | 0 | 0 |  |  | 0 | 0 | -0.30419 | 0 | 0.29543 | 0.40152 |  |  |  |  | 103 | 0.10609
38590 | TNBP_CGN2_8 | 2 | Houston | YES | -0.16634 | 66.7 | 0 | 66.7 | 0 | 1.005 | Cogen | -1 | 0.30419 | 0 | 0 |  |  | 0 | 0 | -0.30419 | 0 | 0.29543 | 0.40152 |  |  |  |  | 104 | 0.10609
38600 | TNBP_CGN3_8 | 5 | Houston | YES | -0.16634 | 53 | 0 | 53 | 0 | 1.005 | Cogen | -1 | 0.30419 | 0 | 0 |  |  | 0 | 0 | -0.30419 | 0 | 0.29543 | 0.40152 |  |  |  |  | 105 | 0.10609
38611 | TNBPAMCG1_8 | 1 | Houston | YES | -0.16634 | 153.2 | 0 | 153.2 | 0 | 1.005 | Cogen | -1 | 0.30419 | 0 | 0 |  |  | 0 | 0 | -0.30419 | 0 | 0.29543 | 0.40152 |  |  |  |  | 106 | 0.10609
38612 | TNBPAMCG2_8 | 2 | Houston | YES | -0.16634 | 153.5 | 0 | 153.5 | 0 | 1.005 | Cogen | -1 | 0.30419 | 0 | 0 |  |  | 0 | 0 | -0.30419 | 0 | 0.29543 | 0.40152 |  |  |  |  | 107 | 0.10609
38613 | TNBPAMCG3_8 | 3 | Houston | YES | -0.16634 | 152.3 | 0 | 152.3 | 0 | 1.005 | Cogen | -1 | 0.30419 | 0 | 0 |  |  | 0 | 0 | -0.30419 | 0 | 0.29543 | 0.40152 |  |  |  |  | 108 | 0.10609
38614 | TNBPAMCG4_8 | 4 | Houston | YES | -0.16634 | 96 | 0 | 96 |  | 1.005 | Cogen | -1 | 0.30419 | 0 | 0 |  |  | 0 | 0 | -0.30419 | 0 | 0.29543 | 0.40152 |  |  |  |  | 109 | 0.10609
38615 | TNBPAMCG5_8 | 1 | Houston | YES | -0.16634 | 244 | 0 | 244 | 0 | 1.005 | Cogen | -1 | 0.30419 | 0 | 0 |  |  | 0 | 0 | -0.30419 | 0 | 0.29543 | 0.40152 |  |  |  |  | 110 | 0.10609
38690 | TNBP_CGN4_8 | 3 | Houston | YES | -0.16634 | 40 | 0 | 40 |  | 1.005 | Cogen | -1 | 0.30419 | 0 | 0 |  |  | 0 | 0 | -0.30419 | 0 | 0.29543 | 0.40152 |  |  |  |  | 111 | 0.10609
38711 | TNTXCTY1CG8 | 1 | Houston | YES | -0.16634 | 100.3 | 59 | 100.3 | 0 | 1 | Cogen | -1 | 0.30419 | 0 | 0 |  |  | 0 | 0 | -0.30419 | 0 | 0.29543 | 0.40152 |  |  |  |  | 112 | 0.10609
38712 | TNTXCTY2CG8 | 1 | Houston | YES | -0.16634 | 92.9 | 59 | 92.9 | 0 | 1 | Cogen | -1 | 0.30419 | 0 | 0 |  |  | 0 | 0 | -0.30419 | 0 | 0.29543 | 0.40152 |  |  |  |  | 113 | 0.10609
38713 | TNTXCTY3CG8 | 1 | Houston | YES | -0.16634 | 102.7 | 59 | 102.7 | 0 | 1 | Cogen | -1 | 0.30419 | 0 | 0 |  |  | 0 | 0 | -0.30419 | 0 | 0.29543 | 0.40152 |  |  |  |  | 114 | 0.10609
38714 | TNTXCTY4CG8 | 1 | Houston | YES | -0.16634 | 103 | 59 | 103 | 0 | 1 | Cogen | -1 | 0.30419 | 0 | 0 |  |  | 0 | 0 | -0.30419 | 0 | 0.29543 | 0.40152 |  |  |  |  | 115 | 0.10609
39470 | TNDOWCGNSG8 | 1 | Houston | YES | -0.16634 | 32 | 10 | 32 | 0 | 0.985 | Cogen | -1 | 0.30419 | 0 | 0 |  |  | 0 | 0 | -0.30419 | 0 | 0.29543 | 0.40152 |  |  |  |  | 116 | 0.10609
39480 | TNDOWCGNGG8 | 1 | Houston | YES | -0.16634 | 30 | 10 | 30 | 0 | 0.985 | Cogen | -1 | 0.30419 | 0 | 0 |  |  | 0 | 0 | -0.30419 | 0 | 0.29543 | 0.40152 |  |  |  |  | 117 | 0.10609
48921 | WAP_GN1_1 | 1 | Houston | YES | -0.16029 | 132.8 | 37 | 166 | 0 | 1.0362 | GST | -1 | 0.29815 | 166 | 166 |  |  | -26.6085 | 166 | -0.29815 | -49.4927 | 0.3031 | 0.41141 |  |  |  |  | 118 | 0.10609
48922 | WAP_GN2_2 | 2 | Houston | YES | -0.16029 | 132.8 | 37 | 166 | 0 | 1.0362 | GST | -1 | 0.29815 | 166 | 166 |  |  | -26.6085 | 166 | -0.29815 | -49.4927 | 0.31077 | 0.4213 |  |  |  |  | 119 | 0.10609
48923 | WAP_GN3_3 | 3 | Houston | YES | -0.16029 | 198.4 | 93 | 248 | 0 | 1.0362 | GST | -1 | 0.29815 | 248 | 248 |  |  | -39.7524 | 248 | -0.29815 | -73.9409 | 0.32223 | 0.43608 |  |  |  |  | 120 | 0.10609
48924 | WAP_GN4_4 | 4 | Houston | YES | -0.16029 | 546 | 217 | 546 | 0 | 1.0362 | GSC | -1 | 0.29815 | 546 | 546 |  |  | -87.5194 | 546 | -0.29815 | -162.7892 | 0.34747 | 0.46861 |  |  |  |  | 121 | 0.10831
48925 | WAP_GN5_5 | 5 | Houston | YES | -0.16029 | 596.5 | 278 | 654 | 0 | 0.985 | LIGCO | -1 | 0.29815 | 0 | 654 |  |  | 0 | 0 | -0.29815 | 0 | 0.34747 | 0.46861 |  |  |  |  | 122 | 0.11053
48929 | WAPGT21_GT1 | B1 | Houston | YES | -0.16029 | 0 | 0 | 13 |  | 1.05 | GGT | -1 | 0.29815 | 13 | 13 |  |  | -2.0838 | 13 | -0.29815 | -3.8759 | 0.34807 | 0.46939 |  |  |  |  | 123 | 0.11385
48510 | AK_GT1__8040 | 1 | Houston | YES | -0.16001 | 33.4 | 8.1 | 34 |  | 1.029 | Cogen | -1 | 0.29787 | 0 | 0 |  |  | 0 | 0 | -0.29787 | 0 | 0.34807 | 0.46939 |  |  |  |  | 124 | 0.12115
48521 | BVE_GT1_GT1 | 1 | Houston | YES | -0.15878 | 167.7 | 0 | 167.7 |  | 1.035 | CC | -1 | 0.29663 | 167.7 | 167.7 |  |  | -26.6271 | 167.7 | -0.29663 | -49.7456 | 0.35582 | 0.47933 |  |  |  |  | 125 | 0.12115
48522 | BVE_GT2_5035 | 2 | Houston | YES | -0.15878 | 166.4 | 0 | 166.4 |  | 1.035 | CC | -1 | 0.29663 | 166.4 | 166.4 |  |  | -26.4207 | 166.4 | -0.29663 | -49.36 | 0.36351 | 0.4892 |  |  |  |  | 126 | 0.12132
48523 | BVE_ST1_GN1 | 3 | Houston | YES | -0.15878 | 252.4 | 0 | 252.4 |  | 1.035 | CC | -1 | 0.29663 | 252.4 | 252.4 |  |  | -40.0756 | 252.4 | -0.29663 | -74.8706 | 0.37517 | 0.50416 |  |  |  |  | 127 | 0.12132
48926 | WAP_GN6_6 | 6 | Houston | YES | -0.1587 | 651 | 280 | 651 |  | 1.035 | LIGCO | -1 | 0.29656 | 0 | 651 |  |  | 0 | 0 | -0.29656 | 0 | 0.37517 | 0.50416 |  |  |  |  | 128 | 0.12351
48927 | WAP_GN7_7 | 7 | Houston | YES | -0.1587 | 564 | 277 | 564 |  | 1.035 | LIGCO | -1 | 0.29656 | 0 | 564 |  |  | 0 | 0 | -0.29656 | 0 | 0.37517 | 0.50416 |  |  |  |  | 129 | 0.12569
48928 | WAP_GN8_8 | 8 | Houston | YES | -0.1587 | 603 | 275 | 603 |  | 1.035 | LIGCO | -1 | 0.29656 | 0 | 603 |  |  | 0 | 0 | -0.29656 | 0 | 0.37517 | 0.50416 |  |  |  |  | 130 | 0.12899
48730 | MNS_GT | 1 | Houston | YES | -0.15859 | 43 | 0 | 46.1 |  | 1.029 | Cogen | -1 | 0.29645 | 0 | 0 |  |  | 0 | 0 | -0.29645 | 0 | 0.37517 | 0.50416 |  |  |  |  | 131 | 0.12899
39760 | TNSCLP1___8 | 1 | Houston | YES | -0.14914 | 93.4 | 20 | 116.8 | 0 | 1.04 | Cogen | -1 | 0.28699 | 0 | 0 |  |  | 0 | 0 | -0.28699 | 0 | 0.37517 | 0.50416 |  |  |  |  | 132 | 0.12899
39770 | TNSCLP2___8 | 1 | Houston | YES | -0.14914 | 91.6 | 20 | 114.5 | 0 | 1.04 | Cogen | -1 | 0.28699 | 0 | 0 |  |  | 0 | 0 | -0.28699 | 0 | 0.37517 | 0.50416 |  |  |  |  | 133 | 0.12899
39775 | TNSCLP4___8 | 1 | Houston | YES | -0.14914 | 95.2 | 20 | 119 | 0 | 1.04 | Cogen | -1 | 0.28699 | 0 | 0 |  |  | 0 | 0 | -0.28699 | 0 | 0.37517 | 0.50416 |  |  |  |  | 134 | 0.12899
39790 | TNSCLP3___8 | 1 | Houston | YES | -0.14914 | 87.6 | 20 | 109.5 | 0 | 1.027 | Cogen | -1 | 0.28699 | 0 | 0 |  |  | 0 | 0 | -0.28699 | 0 | 0.37517 | 0.50416 |  |  |  |  | 135 | 0.12899
48520 | BSF_GT1_8070 | 1 | Houston | YES | -0.14648 | 72 | 0 | 72 | 0 | 1.0326 | Cogen | -1 | 0.28434 | 0 | 0 |  |  | 0 | 0 | -0.28434 | 0 | 0.37517 | 0.50416 |  |  |  |  | 136 | 0.12899
48520 | BSF_GT1_8070 | 2 | Houston | YES | -0.14648 | 10 | 0 | 10 | 0 | 1.0326 | Cogen | -1 | 0.28434 | 0 | 0 |  |  | 0 | 0 | -0.28434 | 0 | 0.37517 | 0.50416 |  |  |  |  | 137 | 0.12899
49851 | DOW17000 | 37 | Houston | YES | -0.14315 | 39 | 0 | 62 | 0 | 1 | Cogen | -1 | 0.28101 | 0 | 0 |  |  | 0 | 0 | -0.28101 | 0 | 0.37517 | 0.50416 |  |  |  |  | 138 | 0.12899
49858 | DOW38100 | 31 | Houston | YES | -0.14315 | 45 | 0 | 71.4 |  | 1 | Cogen | -1 | 0.28101 | 0 | 0 |  |  | 0 | 0 | -0.28101 | 0 | 0.37517 | 0.50416 |  |  |  |  | 139 | 0.12899
49859 | DOW38200 | 33 | Houston | YES | -0.14315 | 28 | 0 | 45 | 0 | 1 | Cogen | -1 | 0.28101 | 0 | 0 |  |  | 0 | 0 | -0.28101 | 0 | 0.37517 | 0.50416 |  |  |  |  | 140 | 0.12899
49860 | DOW38300 | 32 | Houston | YES | -0.14315 | 63 | 0 | 101 |  | 1 | Cogen | -1 | 0.28101 | 0 | 0 |  |  | 0 | 0 | -0.28101 | 0 | 0.37517 | 0.50416 |  |  |  |  | 141 | 0.12899
49862 | DOW39100 | 36 | Houston | YES | -0.14315 | 54 | 0 | 86 | 0 | 1 | Cogen | -1 | 0.28101 | 0 | 0 |  |  | 0 | 0 | -0.28101 | 0 | 0.37517 | 0.50416 |  |  |  |  | 142 | 0.12899
49863 | DOW39200 | 35 | Houston | YES | -0.14315 | 55 | 0 | 88 | 0 | 1 | Cogen | -1 | 0.28101 | 0 | 0 |  |  | 0 | 0 | -0.28101 | 0 | 0.37517 | 0.50416 |  |  |  |  | 143 | 0.12899
49865 | DOW41000 | 41 | Houston | YES | -0.14315 | 31 | 0 | 50 |  | 1 | Cogen | -1 | 0.28101 | 0 | 0 |  |  | 0 | 0 | -0.28101 | 0 | 0.37517 | 0.50416 |  |  |  |  | 144 | 0.12899
49866 | DOW42000 | 42 | Houston | YES | -0.14315 | 11 | 0 | 18 |  | 1 | Cogen | -1 | 0.28101 | 0 | 0 |  |  | 0 | 0 | -0.28101 | 0 | 0.37517 | 0.50416 |  |  |  |  | 145 | 0.12899
49869 | DOW49000 | 45 | Houston | YES | -0.14315 | 59 | 0 | 94 |  | 1 | Cogen | -1 | 0.28101 | 0 | 0 |  |  | 0 | 0 | -0.28101 | 0 | 0.37517 | 0.50416 |  |  |  |  | 146 | 0.12899
49870 | DOW61000 | 61 | Houston | YES | -0.14315 | 44 | 0 | 70 | 0 | 1 | Cogen | -1 | 0.28101 | 0 | 0 |  |  | 0 | 0 | -0.28101 | 0 | 0.37517 | 0.50416 |  |  |  |  | 147 | 0.12899
49871 | DOW62000 | 62 | Houston | YES | -0.14315 | 40 | 0 | 63 | 0 | 1 | Cogen | -1 | 0.28101 | 0 | 0 |  |  | 0 | 0 | -0.28101 | 0 | 0.37517 | 0.50416 |  |  |  |  | 148 | 0.12899
49872 | DOW63000 | 63 | Houston | YES | -0.14315 | 45 | 0 | 72 | 0 | 1 | Cogen | -1 | 0.28101 | 0 | 0 |  |  | 0 | 0 | -0.28101 | 0 | 0.37517 | 0.50416 |  |  |  |  | 149 | 0.12899
49873 | DOW64000 | 64 | Houston | YES | -0.14315 | 41 | 0 | 64.8 | 0 | 1 | Cogen | -1 | 0.28101 | 0 | 0 |  |  | 0 | 0 | -0.28101 | 0 | 0.37517 | 0.50416 |  |  |  |  | 150 | 0.12899
49876 | DOW65000 | 65 | Houston | YES | -0.14315 | 63 | 0 | 101 | 0 | 1 | Cogen | -1 | 0.28101 | 0 | 0 |  |  | 0 | 0 | -0.28101 | 0 | 0.37517 | 0.50416 |  |  |  |  | 151 | 0.12899
49877 | DOW66000 | 66 | Houston | YES | -0.14315 | 61 | 0 | 97 | 0 | 1 | Cogen | -1 | 0.28101 | 0 | 0 |  |  | 0 | 0 | -0.28101 | 0 | 0.37517 | 0.50416 |  |  |  |  | 152 | 0.12899
49878 | DOW67000 | 67 | Houston | YES | -0.14315 | 65 | 0 | 103 | 0 | 1 | Cogen | -1 | 0.28101 | 0 | 0 |  |  | 0 | 0 | -0.28101 | 0 | 0.37517 | 0.50416 |  |  |  |  | 153 | 0.12899
49882 | DOW81000 | 81 | Houston | YES | -0.14315 | 47 | 0 | 76 | 0 | 1 | Cogen | -1 | 0.28101 | 0 | 0 |  |  | 0 | 0 | -0.28101 | 0 | 0.37517 | 0.50416 |  |  |  |  | 154 | 0.12899
49884 | DOW82000 | 82 | Houston | YES | -0.14315 | 51 | 0 | 80 | 0 | 1 | Cogen | -1 | 0.28101 | 0 | 0 |  |  | 0 | 0 | -0.28101 | 0 | 0.37517 | 0.50416 |  |  |  |  | 155 | 0.12899
49885 | DOW83000 | 83 | Houston | YES | -0.14315 | 51 | 0 | 80 | 0 | 1 | Cogen | -1 | 0.28101 | 0 | 0 |  |  | 0 | 0 | -0.28101 | 0 | 0.37517 | 0.50416 |  |  |  |  | 156 | 0.12899
49886 | DOW84000 | 84 | Houston | YES | -0.14315 | 107 | 0 | 171 | 0 | 0.98 | Cogen | -1 | 0.28101 | 0 | 0 |  |  | 0 | 0 | -0.28101 | 0 | 0.37517 | 0.50416 |  |  |  |  | 157 | 0.12899
48911 | TGF_GT1_8000 | 1 | Houston | YES | -0.12993 | 69.2 | 0 | 69.2 |  | 1.029 | Cogen | -1 | 0.26779 | 0 | 0 |  |  | 0 | 0 | -0.26779 | 0 | 0.37517 | 0.50416 |  |  |  |  | 158 | 0.12899
48731 | CBE_GT1 | 1 | Houston | YES | -0.12585 | 76 | 0 | 76 | 0 | 1.029 | CC | -1 | 0.2637 | 76 | 76 |  |  | -9.5644 | 76 | -0.2637 | -20.0415 | 0.37869 | 0.50817 |  |  |  |  | 159 | 0.12899
48732 | CBE_GT2 | 1 | Houston | YES | -0.12585 | 76 | 0 | 76 | 0 | 1.029 | CC | -1 | 0.2637 | 76 | 76 |  |  | -9.5644 | 76 | -0.2637 | -20.0415 | 0.3822 | 0.51217 |  |  |  |  | 160 | 0.12899
48733 | CBE_ST12 | 1 | Houston | YES | -0.12585 | 105 | 0 | 105 | 0 | 1.029 | CC | -1 | 0.2637 | 105 | 105 |  |  | -13.2139 | 105 | -0.2637 | -27.6889 | 0.38705 | 0.51771 |  |  |  |  | 161 | 0.12899
48734 | CBE_GT3 | 1 | Houston | YES | -0.12585 | 76 | 0 | 76 | 0 | 1.029 | CC | -1 | 0.2637 | 76 | 76 |  |  | -9.5644 | 76 | -0.2637 | -20.0415 | 0.39056 | 0.52171 |  |  |  |  | 162 | 0.12948
48735 | CBE_GT4 | 1 | Houston | YES | -0.12585 | 76 | 0 | 76 | 0 | 1.029 | CC | -1 | 0.2637 | 76 | 76 |  |  | -9.5644 | 76 | -0.2637 | -20.0415 | 0.39408 | 0.52572 |  |  |  |  | 163 | 0.12997
48736 | CBE_ST34 | 1 | Houston | YES | -0.12585 | 105 | 0 | 105 | 0 | 1.029 | CC | -1 | 0.2637 | 105 | 105 |  |  | -13.2139 | 105 | -0.2637 | -27.6889 | 0.39893 | 0.53125 |  |  |  |  | 164 | 0.13065
5911 | STP_GN1___1 | 1 | Houston | YES | -0.12502 | 1333 | 1249 | 1333 | 0 | 1.0406 | Nuc | -1 | 0.26288 | 0 | 0 |  |  | 0 | 0 | -0.26288 | 0 | 0.39893 | 0.53125 |  |  |  |  | 165 | 0.13115
5912 | STP_GN2___2 | 2 | Houston | YES | -0.12502 | 1332 | 1249 | 1332 | 0 | 1.0406 | Nuc | -1 | 0.26288 | 0 | 0 |  |  | 0 | 0 | -0.26288 | 0 | 0.39893 | 0.53125 |  |  |  |  | 166 | 0.13164
8134 | FOR #1 | 1 | South | YES | -0.088185 | 54.1 | 45 | 79 | 0 | 1 | Cogen | -1 | 0.22604 | 0 | 0 |  |  |  |  | -0.22604 | 0 | 0.39893 | 0.53125 |  |  |  |  | 167 | 0.13232
8138 | FOR #2 | 2 | South | YES | -0.088185 | 63.1 | 45 | 81 | 0 | 1 | Cogen | -1 | 0.22604 | 0 | 0 |  |  |  |  | -0.22604 | 0 | 0.39893 | 0.53125 |  |  |  |  | 168 | 0.13232
8153 | FOR #3 | 3 | South | YES | -0.088185 | 63.1 | 45 | 79.9 | 0 | 1 | Cogen | -1 | 0.22604 | 0 | 0 |  |  |  |  | -0.22604 | 0 | 0.39893 | 0.53125 |  |  |  |  | 169 | 0.13232
8154 | FOR #4 | 4 | South | YES | -0.088185 | 63.1 | 60 | 80 | 0 | 1 | Cogen | -1 | 0.22604 | 0 | 0 |  |  |  |  | -0.22604 | 0 | 0.39893 | 0.53125 |  |  |  |  | 170 | 0.13232
8155 | FOR #5 | 5 | South | YES | -0.088185 | 63.1 | 60 | 78.4 | 0 | 1 | Cogen | -1 | 0.22604 | 0 | 0 |  |  |  |  | -0.22604 | 0 | 0.39893 | 0.53125 |  |  |  |  | 171 | 0.13232
8156 | FOR #6 | 6 | South | YES | -0.088185 | 24.9 | 5 | 25 | 0 | 1 | Cogen | -1 | 0.22604 | 0 | 0 |  |  |  |  | -0.22604 | 0 | 0.39893 | 0.53125 |  |  |  |  | 172 | 0.13232
8157 | FOR #7 | 7 | South | YES | -0.088185 | 28.8 | 5 | 46 | 0 | 1 | Cogen | -1 | 0.22604 | 0 | 0 |  |  |  |  | -0.22604 | 0 | 0.39893 | 0.53125 |  |  |  |  | 173 | 0.13232
80051 | FOR #8 | 8 | South | YES | -0.088185 | 28 | 28 | 28 |  | 1 | Cogen | -1 | 0.22604 | 0 | 0 |  |  |  |  | -0.22604 | 0 | 0.39893 | 0.53125 |  |  |  |  | 174 | 0.13232
80052 | FOR #9 | 9 | South | YES | -0.088185 | 29.7 | 5 | 43.6 | 0 | 1 | Cogen | -1 | 0.22604 | 0 | 0 |  |  |  |  | -0.22604 | 0 | 0.39893 | 0.53125 |  |  |  |  | 175 | 0.13232
80053 | FOR #10 | 10 | South | YES | -0.088185 | 68.4 | 45 | 75 | 0 | 1 | Cogen | -1 | 0.22604 | 0 | 0 |  |  |  |  | -0.22604 | 0 | 0.39893 | 0.53125 |  |  |  |  | 176 | 0.13232
80226 | ALCOA G | 1 | South | YES | -0.087146 | 32.3 | 5 | 48 | 0 | 1.015 | Cogen | -1 | 0.225 | 0 | 0 |  |  |  |  | -0.225 | 0 | 0.39893 | 0.53125 |  |  |  |  | 177 | 0.13232
8147 | UCAR #2 | 10 | South | YES | -0.083701 | 18.2 | 0 | 28 |  | 1 | Cogen | -1 | 0.22156 | 0 | 0 |  |  |  |  | -0.22156 | 0 | 0.39893 | 0.53125 |  |  |  |  | 178 | 0.13232
8148 | UCAR #1 | 2 | South | YES | -0.083701 | 6.1 | 0 | 7 | 0 | 1.009 | Cogen | -1 | 0.22156 | 0 | 0 |  |  |  |  | -0.22156 | 0 | 0.39893 | 0.53125 |  |  |  |  | 179 | 0.13232
80137 | CSDR89 | 9 | South | YES | -0.083701 | 15 | 0 | 15 | 0 | 1.003 | DCTie | -1 | 0.22156 | 0 | 0 |  |  |  |  | -0.22156 | 0 | 0.39893 | 0.53125 |  |  |  |  | 180 | 0.13232
80137 | CSDR89 | 8 | South | YES | -0.083701 | 33.9 | 0 | 39 | 0 | 1.003 | DCTie | -1 | 0.22156 | 0 | 0 |  |  |  |  | -0.22156 | 0 | 0.39893 | 0.53125 |  |  |  |  | 181 | 0.13232
80138 | CSDR7 | 7 | South | YES | -0.083701 | 6.1 | 0 | 7 | 0 | 1.014 | DCTie | -1 | 0.22156 | 0 | 0 |  |  |  |  | -0.22156 | 0 | 0.39893 | 0.53125 |  |  |  |  | 182 | 0.13232
80139 | CSDR56 | 6 | South | YES | -0.083701 | 0 | 0 | 39 |  | 1.0033 | DCTie | -1 | 0.22156 | 0 | 0 |  |  |  |  | -0.22156 | 0 | 0.39893 | 0.53125 |  |  |  |  | 183 | 0.13232
80139 | CSDR56 | 5 | South | YES | -0.083701 | 15 | 0 | 15 |  | 1.0033 | DCTie | -1 | 0.22156 | 0 | 0 |  |  |  |  | -0.22156 | 0 | 0.39893 | 0.53125 |  |  |  |  | 184 | 0.13232
80140 | CSDR11 | 11 | South | YES | -0.0837 | 33.9 | 0 | 39 | 0 | 1.03 | DCTie | -1 | 0.22156 | 0 | 0 |  |  |  |  | -0.22156 | 0 | 0.39893 | 0.53125 |  |  |  |  | 185 | 0.13232
80227 | AIRCO G | 1 | South | YES | -0.083161 | 7.2 | 0 | 8 | 0 | 1.0104 | Cogen | -1 | 0.22102 | 0 | 0 |  |  |  |  | -0.22102 | 0 | 0.39893 | 0.53125 |  |  |  |  | 186 | 0.13232
80224 | VISTRONG1 | 1 | South | YES | -0.082343 | 13.1 | 0 | 15 | 0 | 1.01 | Cogen | -1 | 0.2202 | 0 | 0 |  |  |  |  | -0.2202 | 0 | 0.39893 | 0.53125 |  |  |  |  | 187 | 0.13232
80225 | VISTRONG2 | 2 | South | YES | -0.082343 | 20.2 | 0 | 23 | 0 | 1.01 | Cogen | -1 | 0.2202 | 0 | 0 |  |  |  |  | -0.2202 | 0 | 0.39893 | 0.53125 |  |  |  |  | 188 | 0.13232
5503 | RAYBURNGEN3 | 1 | South | YES | -0.080563 | 17.6 | 6 | 22 | 0 | 1.0224 | GST | -1 | 0.21842 | 22 | 22 |  |  |  |  | -0.21842 | -4.8052 | 0.39995 | 0.53221 |  |  |  |  | 189 | 0.13232
5505 | RAYBURNGEN1 | 1 | South | YES | -0.080563 | 0 | 1 | 11 |  | 1.0223 | GGT | -1 | 0.21842 | 11 | 11 |  |  |  |  | -0.21842 | -2.4026 | 0.40045 | 0.53269 |  |  |  |  | 190 | 0.13232
5506 | RAYBURNGEN2 | 1 | South | YES | -0.080563 | 0 | 1 | 11 |  | 1.0223 | GGT | -1 | 0.21842 | 11 | 11 |  |  |  |  | -0.21842 | -2.4026 | 0.40096 | 0.53317 |  |  |  |  | 191 | 0.13232
8066 | DUP1V#1 | 1 | South | YES | -0.080023 | 52.3 | 0 | 73 | 0 | 1.01 | Cogen | -1 | 0.21788 | 0 | 0 |  |  |  |  | -0.21788 | 0 | 0.40096 | 0.53317 |  |  |  |  | 192 | 0.13227
5508 | RAYBURNCC9 | 1 | South | YES | -0.079922 | 47.7 | 18.2 | 47.7 | 0 | 1.0296 | CC | -1 | 0.21778 | 47.7 | 47.7 |  |  |  |  | -0.21778 | -10.388 | 0.40317 | 0.53525 |  |  |  |  | 193 | 0.13224
5509 | RAYBURNCC10 | 1 | South | YES | -0.079922 | 37.3 | 5.2 | 37.3 | 0 | 1.0296 | CC | -1 | 0.21778 | 37.3 | 37.3 |  |  |  |  | -0.21778 | -8.1231 | 0.40489 | 0.53687 |  |  |  |  | 194 | 0.13221
5511 | RAYBURNCC7 | 1 | South | YES | -0.079922 | 47.5 | 18.2 | 47.5 | 0 | 1.0296 | CC | -1 | 0.21778 | 47.5 | 47.5 |  |  |  |  | -0.21778 | -10.3445 | 0.40709 | 0.53894 |  |  |  |  | 195 | 0.13221
5512 | RAYBURNCC8 | 1 | South | YES | -0.079922 | 49.3 | 18.2 | 49.3 | 0 | 1.0296 | CC | -1 | 0.21778 | 49.3 | 49.3 |  |  |  |  | -0.21778 | -10.7365 | 0.40937 | 0.54109 |  |  |  |  | 196 | 0.13208
8173 | VICEC51A | 5 | South | YES | -0.078657 | 144 | 18 | 144 | 0 | 1.025 | CC | -1 | 0.21651 | 144 | 144 |  |  |  |  | -0.21651 | -31.178 | 0.41602 | 0.54732 |  |  |  |  | 197 | 0.13198
8174 | VICEC61A | 6 | South | YES | -0.078657 | 188 | 42 | 188 | 0 | 1.025 | CC | -1 | 0.21651 | 188 | 188 |  |  |  |  | -0.21651 | -40.7046 | 0.42471 | 0.55545 |  |  |  |  | 198 | 0.13185
8926 | LGE_GT10A | 1 | South | YES | -0.078195 | 158 | 0 | 158 | 0 | 1.03 | Cogen | -1 | 0.21605 | 0 | 0 |  |  |  |  | -0.21605 | 0 | 0.42471 | 0.55545 |  |  |  |  | 199 | 0.13172
8927 | LGE_GT20A | 2 | South | YES | -0.078195 | 153 | 0 | 153 | 0 | 1.03 | Cogen | -1 | 0.21605 | 0 | 0 |  |  |  |  | -0.21605 | 0 | 0.42471 | 0.55545 |  |  |  |  | 200 | 0.1313
8928 | LGE_STG0A | 3 | South | YES | -0.078195 | 100 | 0 | 100 | 0 | 1.03 | Cogen | -1 | 0.21605 | 0 | 0 |  |  |  |  | -0.21605 | 0 | 0.42471 | 0.55545 |  |  |  |  | 201 | 0.13074
8930 | ICPGN10A | 1 | South | YES | -0.078195 | 149 | 0 | 149 | 0 | 1.03 | Cogen | -1 | 0.21605 | 0 | 0 |  |  |  |  | -0.21605 | 0 | 0.42471 | 0.55545 |  |  |  |  | 202 | 0.13074
8931 | ICPGN20A | 2 | South | YES | -0.078195 | 150 | 0 | 150 | 0 | 1.03 | Cogen | -1 | 0.21605 | 0 | 0 |  |  |  |  | -0.21605 | 0 | 0.42471 | 0.55545 |  |  |  |  | 203 | 0.13074
8932 | ICPGN30A | 3 | South | YES | -0.078195 | 127 | 0 | 127 | 0 | 1.03 | Cogen | -1 | 0.21605 | 0 | 0 |  |  |  |  | -0.21605 | 0 | 0.42471 | 0.55545 |  |  |  |  | 204 | 0.13074
80223 | REYSHR G | 1 | South | YES | -0.078195 | 12 | 0 | 12 | 0 | 1.032 | Cogen | -1 | 0.21605 | 0 | 0 |  |  |  |  | -0.21605 | 0 | 0.42471 | 0.55545 |  |  |  |  | 205 | 0.13074
8442 | NBEC7 | 7 | South | YES | -0.076784 | 0 | 81 | 367 |  | 1.0298 | GST | -1 | 0.21464 | 367 | 367 |  |  |  |  | -0.21464 | -78.7731 | 0.44167 | 0.5712 |  |  |  |  | 206 | 0.13074
8442 | NBEC7 | MB | South | YES | -0.076784 | 0 | 81 | 367 |  | 1.0298 | GST | -1 | 0.21464 | 0 | 0 |  |  |  |  | -0.21464 | 0 | 0.44167 | 0.5712 |  |  |  |  | 207 | 0.13074
8560 | CNOPGT1 | 1 | South | YES | -0.076768 | 148.3 | 0 | 148.3 | 0 | 1.03 | Cogen | -1 | 0.21462 | 0 | 0 |  |  |  |  | -0.21462 | 0 | 0.44167 | 0.5712 |  |  |  |  | 208 | 0.13074
8561 | CNOPGT2 | 2 | South | YES | -0.076768 | 148.6 | 0 | 148.6 | 0 | 1.03 | Cogen | -1 | 0.21462 | 0 | 0 |  |  |  |  | -0.21462 | 0 | 0.44167 | 0.5712 |  |  |  |  | 209 | 0.12953
8562 | CNOPST1 | 3 | South | YES | -0.076768 | 153 | 0 | 153 | 0 | 1.03 | Cogen | -1 | 0.21462 | 0 | 0 |  |  |  |  | -0.21462 | 0 | 0.44167 | 0.5712 |  |  |  |  | 210 | 0.12953
8456 | COSW#1 | 1 | South | YES | -0.076689 | 20 | 0 | 20 | 0 | 1.027 | Cogen | -1 | 0.21455 | 0 | 0 |  |  |  |  | -0.21455 | 0 | 0.44167 | 0.5712 |  |  |  |  | 211 | 0.12953
8457 | COSW#2 | 2 | South | YES | -0.076689 | 14 | 0 | 14 | 0 | 1.027 | Cogen | -1 | 0.21455 | 0 | 0 |  |  |  |  | -0.21455 | 0 | 0.44167 | 0.5712 |  |  |  |  | 212 | 0.12953
8459 | B_DAVIS0B | MB | South | YES | -0.076528 | 0 | 50 | 339 |  | 1.03 | GSC | -1 | 0.21438 | 0 | 0 |  |  |  |  | -0.21438 | 0 | 0.44167 | 0.5712 |  |  |  |  | 213 | 0.12953
8460 | B_DAVIS0A | MB | South | YES | -0.076528 | 0 | 50 | 340 |  | 1.03 | GSC | -1 | 0.21438 | 0 | 0 |  |  |  |  | -0.21438 | 0 | 0.44167 | 0.5712 |  |  |  |  | 214 | 0.12953
80263 | B_DAVIS31A | 3 | South | YES | -0.076528 | 0 | 0 | 180 |  | 1.0366 | CC | -1 | 0.21438 | 180 | 180 |  |  |  |  | -0.21438 | -38.5893 | 0.44999 | 0.57891 |  |  |  |  | 215 | 0.12953
80264 | B_DAVIS41A | 4 | South | YES | -0.076528 | 0 | 0 | 180 |  | 1.0366 | CC | -1 | 0.21438 | 180 | 180 |  |  |  |  | -0.21438 | -38.5893 | 0.45831 | 0.58662 |  |  |  |  | 216 | 0.12953
8506 | VAL #1 | 1 | South | YES | -0.076381 | 20.9 | 0 | 25 | 0 | 1.0055 | Cogen | -1 | 0.21424 | 0 | 0 |  |  |  |  | -0.21424 | 0 | 0.45831 | 0.58662 |  |  |  |  | 217 | 0.12953
8507 | VAL #2 | 2 | South | YES | -0.076381 | 20.9 | 0 | 25 | 0 | 1.0055 | Cogen | -1 | 0.21424 | 0 | 0 |  |  |  |  | -0.21424 | 0 | 0.45831 | 0.58662 |  |  |  |  | 218 | 0.12892
8511 | OXY_CC0A | 1 | South | YES | -0.076277 | 30.3 | 0 | 38 | 0 | 1.027 | Cogen | -1 | 0.21413 | 0 | 0 |  |  |  |  | -0.21413 | 0 | 0.45831 | 0.58662 |  |  |  |  | 219 | 0.12831
8461 | KOCH_UP0A | 1 | South | YES | -0.076217 | 38 | 0 | 38 | 0 | 1.012 | Cogen | -1 | 0.21407 | 0 | 0 |  |  |  |  | -0.21407 | 0 | 0.45831 | 0.58662 |  |  |  |  | 220 | 0.12831
8517 | CELANEBI0A | 1 | South | YES | -0.075647 | 29 | 0 | 29 | 0 | 1.02 | Cogen | -1 | 0.2135 | 0 | 0 |  |  |  |  | -0.2135 | 0 | 0.45831 | 0.58662 |  |  |  |  | 221 | 0.12831
80080 | GWINDT11A | 3 | South | YES | -0.075561 | 0 | 0 | 38 | 0 | 1.025 | Wind | -1 | 0.21342 | 0 | 38 |  |  |  |  | -0.21342 | 0 | 0.45831 | 0.58662 |  |  |  |  | 222 | 0.12831
80080 | GWINDT11A | 4 | South | YES | -0.075561 | 3.8 | 0 | 19 | 0 | 1.025 | Wind | -1 | 0.21342 | 0 | 19 |  |  |  |  | -0.21342 | 0 | 0.45831 | 0.58662 |  |  |  |  | 223 | 0.12831
80080 | GWINDT11A | 2 | South | YES | -0.075561 | 0 | 0 | 41 | 0 | 1.025 | Wind | -1 | 0.21342 | 0 | 41 |  |  |  |  | -0.21342 | 0 | 0.45831 | 0.58662 |  |  |  |  | 224 | 0.12831
80080 | GWINDT11A | 1 | South | YES | -0.075561 | 28.2 | 0 | 94 | 0 | 1.025 | Wind | -1 | 0.21342 | 0 | 94 |  |  |  |  | -0.21342 | 0 | 0.45831 | 0.58662 |  |  |  |  | 225 | 0.12831
80081 | GWINDT21A | 4 | South | YES | -0.075561 | 4.4 | 0 | 22 | 0 | 1.025 | Wind | -1 | 0.21342 | 0 | 22 |  |  |  |  | -0.21342 | 0 | 0.45831 | 0.58662 |  |  |  |  | 226 | 0.12831
80081 | GWINDT21A | 1 | South | YES | -0.075561 | 28.2 | 0 | 94 | 0 | 1.025 | Wind | -1 | 0.21342 | 0 | 94 |  |  |  |  | -0.21342 | 0 | 0.45831 | 0.58662 |  |  |  |  | 227 | 0.12831
80081 | GWINDT21A | 3 | South | YES | -0.075561 | 8.6 | 0 | 43 | 0 | 1.025 | Wind | -1 | 0.21342 | 0 | 43 |  |  |  |  | -0.21342 | 0 | 0.45831 | 0.58662 |  |  |  |  | 228 | 0.12831
80081 | GWINDT21A | 2 | South | YES | -0.075561 | 7.2 | 0 | 36 | 0 | 1.025 | Wind | -1 | 0.21342 | 0 | 36 |  |  |  |  | -0.21342 | 0 | 0.45831 | 0.58662 |  |  |  |  | 229 | 0.12831
80180 | PNSCALT11A | 2 | South | YES | -0.075561 | 10 | 0 | 50 | 0 | 1.025 | Wind | -1 | 0.21342 | 0 | 50 |  |  |  |  | -0.21342 | 0 | 0.45831 | 0.58662 |  |  |  |  | 230 | 0.12831
80180 | PNSCALT11A | 1 | South | YES | -0.075561 | 43.8 | 0 | 148 | 0 | 1.025 | Wind | -1 | 0.21342 | 0 | 148 |  |  |  |  | -0.21342 | 0 | 0.45831 | 0.58662 |  |  |  |  | 231 | 0.12831
80181 | PNSCALT21A | 2 | South | YES | -0.075561 | 10 | 0 | 50 | 0 | 1.025 | Wind | -1 | 0.21342 | 0 | 50 |  |  |  |  | -0.21342 | 0 | 0.45831 | 0.58662 |  |  |  |  | 232 | 0.12831
80181 | PNSCALT21A | 1 | South | YES | -0.075561 | 16.5 | 0 | 55 | 0 | 1.025 | Wind | -1 | 0.21342 | 0 | 55 |  |  |  |  | -0.21342 | 0 | 0.45831 | 0.58662 |  |  |  |  | 233 | 0.12831
5932 | SI_RAY9 | 9 | South | YES | -0.075361 | 32 | 32 | 38 | 0 | 1.035 | CC | -1 | 0.21322 | 38 | 38 |  |  |  |  | -0.21322 | -8.1023 | 0.46006 | 0.58824 |  |  |  |  | 234 | 0.12831
5933 | SI_RAY6 | 6 | South | YES | -0.075361 | 15.4 | 10 | 19.3 | 0 | 1.035 | GST | -1 | 0.21322 | 19.3 | 19.3 |  |  |  |  | -0.21322 | -4.1151 | 0.46096 | 0.58906 |  |  |  |  | 235 | 0.12831
5935 | SI_RAY10 | 10 | South | YES | -0.075361 | 47 | 10 | 47 | 0 | 1.03 | CC | -1 | 0.21322 | 47 | 47 |  |  |  |  | -0.21322 | -10.0212 | 0.46313 | 0.59107 |  |  |  |  | 236 | 0.12831
80003 | MILHWYS | F | South | YES | -0.07536 | 0 | 0 | 0 | 0 | 1.0168 | AVR | -1 | 0.21322 | 0 | 0 |  |  |  |  | -0.21322 | 0 | 0.46313 | 0.59107 |  |  |  |  | 237 | 0.12818
8936 | MVGN#1 | 1 | South | YES | -0.075032 | 216.6 | 0 | 216.6 | 0 | 1.0304 | CC | -1 | 0.21289 | 216.6 | 216.6 |  |  |  |  | -0.21289 | -46.1117 | 0.47314 | 0.60028 |  |  |  |  | 238 | 0.12811
8937 | MVGN#2 | 2 | South | YES | -0.075032 | 216.7 | 0 | 216.7 | 0 | 1.0304 | CC | -1 | 0.21289 | 216.7 | 216.7 |  |  |  |  | -0.21289 | -46.133 | 0.48315 | 0.6095 |  |  |  |  | 239 | 0.12794
8938 | MVGN#3 | 3 | South | YES | -0.075032 | 250.9 | 0 | 250.9 | 0 | 1.0304 | CC | -1 | 0.21289 | 250.9 | 250.9 |  |  |  |  | -0.21289 | -53.4138 | 0.49475 | 0.62018 |  |  |  |  | 240 | 0.12794
8981 | HECN1 | 1 | South | YES | -0.075031 | 144.8 | 0 | 144.8 | 0 | 1.0304 | CC | -1 | 0.21289 | 144.8 | 144.8 |  |  |  |  | -0.21289 | -30.8261 | 0.50144 | 0.62634 |  |  |  |  | 241 | 0.12714
8982 | HECN2 | 2 | South | YES | -0.075031 | 144.1 | 0 | 144.1 | 0 | 1.0304 | CC | -1 | 0.21289 | 144.1 | 144.1 |  |  |  |  | -0.21289 | -30.6771 | 0.5081 | 0.63247 |  |  |  |  | 242 | 0.12635
8983 | HECN3 | 3 | South | YES | -0.075031 | 171.9 | 0 | 171.9 | 0 | 1.0304 | CC | -1 | 0.21289 | 171.9 | 171.9 |  |  |  |  | -0.21289 | -36.5954 | 0.51605 | 0.63978 |  |  |  |  | 243 | 0.12543
8933 | FGNTS001 | 1 | South | YES | -0.074282 | 146.5 | 0 | 146.5 | 0 | 1.03 | CC | -1 | 0.21214 | 146.5 | 146.5 |  |  |  |  | -0.21214 | -31.0783 | 0.52282 | 0.646 |  |  |  |  | 244 | 0.1249
8934 | FGNTS101 | 2 | South | YES | -0.074282 | 147.9 | 0 | 147.9 | 0 | 1.03 | CC | -1 | 0.21214 | 147.9 | 147.9 |  |  |  |  | -0.21214 | -31.3753 | 0.52965 | 0.65227 |  |  |  |  | 245 | 0.12437
8935 | FGNTS201 | 3 | South | YES | -0.074282 | 173 | 0 | 173 | 0 | 1.03 | CC | -1 | 0.21214 | 173 | 173 |  |  |  |  | -0.21214 | -36.7 | 0.53765 | 0.6596 |  |  |  |  | 246 | 0.12374
8161 | COLETO0A | 1 | South | YES | -0.072086 | 633 | 200 | 633 | 0 | 1.03 | LIGCO | -1 | 0.20994 | 0 | 633 |  |  |  |  | -0.20994 | 0 | 0.53765 | 0.6596 |  |  |  |  | 247 | 0.12318
88508 | FALFURRI | F | South | YES | -0.070608 | 0 | 0 | 0 | 0 | 1 | AVR | -1 | 0.20846 | 0 | 0 |  |  |  |  | -0.20846 | 0 | 0.53765 | 0.6596 |  |  |  |  | 248 | 0.12261
5728 | FALCONHYDRO2 | 2 | South | YES | -0.069827 | 12 | 0 | 12 | 0 | 1.0234 | Hydro | -1 | 0.20768 | 0 | 0 |  |  |  |  | -0.20768 | 0 | 0.53765 | 0.6596 |  |  |  |  | 249 | 0.12195
5729 | FALCONHYDRO3 | 3 | South | YES | -0.069827 | 11 | 0 | 11 | 0 | 1.0234 | Hydro | -1 | 0.20768 | 0 | 0 |  |  |  |  | -0.20768 | 0 | 0.53765 | 0.6596 |  |  |  |  | 250 | 0.12195
8048 | FALCONHYDRO1 | 1 | South | YES | -0.069827 | 12 | 0 | 12 | 0 | 1.0234 | Hydro | -1 | 0.20768 | 0 | 0 |  |  |  |  | -0.20768 | 0 | 0.53765 | 0.6596 |  |  |  |  | 251 | 0.12195
88198 | BEEVILLE | F | South | YES | -0.068643 | 0 | 0 | 0 | 0 | 1.02 | AVR | -1 | 0.2065 | 0 | 0 |  |  |  |  | -0.2065 | 0 | 0.53765 | 0.6596 |  |  |  |  | 252 | 0.12195
88299 | ZAPATA | F | South | YES | -0.065564 | 0 | 0 | 0 | 0 | 1.02 | BLT | -1 | 0.20342 | 0 | 0 |  |  |  |  | -0.20342 | 0 | 0.53765 | 0.6596 |  |  |  |  | 253 | 0.12195
80012 | LAR | F | South | YES | -0.059279 | 0 | 0 | 0 | 0 | 1.04 | DCTie | -1 | 0.19714 | 0 | 0 |  |  |  |  | -0.19714 | 0 | 0.53765 | 0.6596 |  |  |  |  | 254 | 0.12195
80265 | LARECU40A | 4 | South | YES | -0.059275 | 80 | 0 | 100 |  | 1.039 | GGT | -1 | 0.19713 | 100 | 100 |  |  |  |  | -0.19713 | -19.7132 | 0.54227 | 0.66354 |  |  |  |  | 255 | 0.12195
80266 | LARECU50A | 5 | South | YES | -0.059275 | 80 | 0 | 100 |  | 1.039 | GGT | -1 | 0.19713 | 100 | 100 |  |  |  |  | -0.19713 | -19.7132 | 0.54689 | 0.66748 |  |  |  |  | 256 | 0.12195
5903 | SANMIGUELGEN | 1 | South | YES | -0.05919 | 396.3 | 180 | 396.3 | 0 | 1.0336 | LIGCO | -1 | 0.19705 | 0 | 396.3 |  |  |  |  | -0.19705 | 0 | 0.54689 | 0.66748 |  |  |  |  | 257 | 0.12195
8189 | CUECPL2A | 1 | South | YES | -0.056412 | 12 | 0 | 12 | 0 | 1.02 | Cogen | -1 | 0.19427 | 0 | 0 |  |  |  |  | -0.19427 | 0 | 0.54689 | 0.66748 |  |  |  |  | 258 | 0.12127
5401 | CALAVER_JKS1 | 1 | South | YES | -0.053589 | 562 | 100 | 562 | 0 | 1.026 | LIGCO | -1 | 0.19145 | 0 | 562 |  |  |  |  | -0.19145 | 0 | 0.54689 | 0.66748 |  |  |  |  | 259 | 0.12059
5476 | BRA_AVR1_CT1 | 1 | South | YES | -0.052493 | 155 | 90 | 155 | 0 | 1.025 | CC | -1 | 0.19035 | 155 | 155 |  |  |  |  | -0.19035 | -29.5042 | 0.55405 | 0.67338 |  |  |  |  | 260 | 0.12059
5477 | BRA_AVR1_ST | 1 | South | YES | -0.052493 | 174 | 138 | 174 | 0 | 1.025 | CC | -1 | 0.19035 | 174 | 174 |  |  |  |  | -0.19035 | -33.1209 | 0.5621 | 0.68 |  |  |  |  | 261 | 0.12059
5478 | BRA_AVR1_CT2 | 1 | South | YES | -0.052493 | 155 | 90 | 155 | 0 | 1.025 | CC | -1 | 0.19035 | 155 | 155 |  |  |  |  | -0.19035 | -29.5042 | 0.56926 | 0.68589 |  |  |  |  | 262 | 0.12059
5026 | BRAUNIG_VHB1 | 1 | South | YES | -0.051014 | 215 | 40 | 215 | 0 | 1.0192 | GST | -1 | 0.18887 | 215 | 215 |  |  |  |  | -0.18887 | -40.6072 | 0.5792 | 0.69401 |  |  |  |  | 263 | 0.11932
5027 | BRAUNIG_VHB2 | 2 | South | YES | -0.051014 | 216 | 40 | 216 | 0 | 1.0192 | GST | -1 | 0.18887 | 216 | 216 |  |  |  |  | -0.18887 | -40.7961 | 0.58918 | 0.70216 |  |  |  |  | 264 | 0.1179
5436 | TUTTL_WBT1G1 | 1 | South | YES | -0.050917 | 48.8 | 20 | 61 | 0 | 1.012 | GST | -1 | 0.18877 | 61 | 61 |  |  |  |  | -0.18877 | -11.5152 | 0.592 | 0.70447 |  |  |  |  | 265 | 0.11663
5438 | TUTTL_WBT3G3 | 3 | South | YES | -0.050917 | 95 | 25 | 95 | 0 | 1.012 | GST | -1 | 0.18877 | 95 | 95 |  |  |  |  | -0.18877 | -17.9335 | 0.59639 | 0.70805 |  |  |  |  | 266 | 0.11481
5439 | TUTTL_WBT4G4 | 4 | South | YES | -0.050917 | 151 | 40 | 151 | 0 | 1.012 | GST | -1 | 0.18877 | 151 | 151 |  |  |  |  | -0.18877 | -28.5048 | 0.60337 | 0.71375 |  |  |  |  | 267 | 0.11298
5111 | CALAVER_JTD1 | 1 | South | YES | -0.050864 | 430 | 80 | 430 | 0 | 1.0138 | LIGCO | -1 | 0.18872 | 0 | 430 |  |  |  |  | -0.18872 | 0 | 0.60337 | 0.71375 |  |  |  |  | 268 | 0.11247
5112 | CALAVER_JTD2 | 2 | South | YES | -0.050864 | 430 | 80 | 430 | 0 | 1.0138 | LIGCO | -1 | 0.18872 | 0 | 430 |  |  |  |  | -0.18872 | 0 | 0.60337 | 0.71375 |  |  |  |  | 269 | 0.11166
5264 | LEON_LCP3G3 | 3 | South | YES | -0.050862 | 0 | 20 | 58 |  | 1.0197 | GST | -1 | 0.18872 | 58 | 58 |  |  |  |  | -0.18872 | -10.9457 | 0.60605 | 0.71593 |  |  |  |  | 270 | 0.11038
5265 | LEON_LCP4G4 | 4 | South | YES | -0.050862 | 89 | 25 | 89 | 0 | 1.0197 | GST | -1 | 0.18872 | 89 | 89 |  |  |  |  | -0.18872 | -16.796 | 0.61016 | 0.71929 |  |  |  |  | 271 | 0.11038
5266 | LEON_LCPCT1 | 1 | South | YES | -0.050862 | 44 | 24 | 44 | 0 | 1.0197 | GGT | -1 | 0.18872 | 44 | 44 |  |  |  |  | -0.18872 | -8.3036 | 0.61219 | 0.72095 |  |  |  |  | 272 | 0.11038
5267 | LEON_LCPCT2 | 2 | South | YES | -0.050862 | 44 | 24 | 44 | 0 | 1.0197 | GGT | -1 | 0.18872 | 44 | 44 |  |  |  |  | -0.18872 | -8.3036 | 0.61423 | 0.72261 |  |  |  |  | 273 | 0.10989
5268 | LEON_LCPCT3 | 3 | South | YES | -0.050862 | 43 | 24 | 43 | 0 | 1.0197 | GGT | -1 | 0.18872 | 43 | 43 |  |  |  |  | -0.18872 | -8.1149 | 0.61622 | 0.72423 |  |  |  |  | 274 | 0.10913
5269 | LEON_LCPCT4 | 4 | South | YES | -0.050862 | 45 | 24 | 45 | 0 | 1.0197 | GGT | -1 | 0.18872 | 45 | 45 |  |  |  |  | -0.18872 | -8.4923 | 0.6183 | 0.72593 |  |  |  |  | 275 | 0.10876
5396 | CALAVER_OWS1 | 1 | South | YES | -0.050855 | 418 | 80 | 418 | 0 | 1.0192 | GST | -1 | 0.18871 | 418 | 418 |  |  |  |  | -0.18871 | -78.8815 | 0.63761 | 0.7417 |  |  |  |  | 276 | 0.10838
5397 | CALAVER_OWS2 | 2 | South | YES | -0.050855 | 400 | 80 | 400 | 0 | 1.0192 | GST | -1 | 0.18871 | 400 | 400 |  |  |  |  | -0.18871 | -75.4847 | 0.6561 | 0.75678 |  |  |  |  | 277 | 0.10802
5028 | BRAUNIG_VHB3 | 3 | South | YES | -0.050821 | 407 | 60 | 407 | 0 | 1.0138 | GST | -1 | 0.18868 | 407 | 407 |  |  |  |  | -0.18868 | -76.7918 | 0.67491 | 0.77213 |  |  |  |  | 278 | 0.10763
5890 | PEARSALLGEN1 | 1 | South | YES | -0.050611 | 19.2 | 6 | 24 | 0 | 1.0226 | GST | -1 | 0.18847 | 24 | 24 |  |  |  |  | -0.18847 | -4.5232 | 0.67602 | 0.77303 |  |  |  |  | 279 | 0.10408
5891 | PEARSALLGEN2 | 1 | South | YES | -0.050611 | 19.4 | 6 | 24.3 | 0 | 1.0226 | GST | -1 | 0.18847 | 24.3 | 24.3 |  |  |  |  | -0.18847 | -4.5798 | 0.67714 | 0.77395 |  |  |  |  | 280 | 0.10068
5892 | PEARSALLGEN3 | 1 | South | YES | -0.050611 | 19.1 | 6 | 23.9 | 0 | 1.0226 | GST | -1 | 0.18847 | 23.9 | 23.9 |  |  |  |  | -0.18847 | -4.5044 | 0.67825 | 0.77485 |  |  |  |  | 281 | 0.09722
7800 | L_GUADGE1_1Y | 1 | South | YES | -0.049908 | 147 | 30 | 147 | 0 | 1.02 | CC | -1 | 0.18776 | 147 | 147 |  |  |  |  | -0.18776 | -27.6014 | 0.68504 | 0.78037 |  |  |  |  | 282 | 0.097014
7801 | L_GUADGE1_2Y | 2 | South | YES | -0.049908 | 138 | 30 | 138 | 0 | 1.02 | CC | -1 | 0.18776 | 138 | 138 |  |  |  |  | -0.18776 | -25.9115 | 0.69142 | 0.78554 |  |  |  |  | 283 | 0.096807
7802 | L_GUADGE1_3Y | 3 | South | YES | -0.049908 | 146 | 30 | 146 | 0 | 1.02 | CC | -1 | 0.18776 | 146 | 146 |  |  |  |  | -0.18776 | -27.4137 | 0.69817 | 0.79102 |  |  |  |  | 284 | 0.096602
7803 | L_GUADGE1_4Y | 4 | South | YES | -0.049908 | 149 | 30 | 149 | 0 | 1.02 | CC | -1 | 0.18776 | 149 | 149 |  |  |  |  | -0.18776 | -27.9769 | 0.70505 | 0.79662 |  |  |  |  | 285 | 0.095325
7804 | L_GUADGE1_5Y | 5 | South | YES | -0.049908 | 182 | 30 | 182 | 0 | 1.02 | CC | -1 | 0.18776 | 182 | 182 |  |  |  |  | -0.18776 | -34.1732 | 0.71346 | 0.80345 |  |  |  |  | 286 | 0.094126
7805 | L_GUADGE1_6Y | 6 | South | YES | -0.049908 | 203 | 30 | 203 | 0 | 1.02 | CC | -1 | 0.18776 | 203 | 203 |  |  |  |  | -0.18776 | -38.1162 | 0.72285 | 0.81106 |  |  |  |  | 287 | 0.092858
58909 | PEARSALLSCG1 | 3 | South | YES | -0.048273 | 0 | 0 | 8.4 |  | 1.027 | Diesel | -1 | 0.18613 | 8.4 | 8.4 |  |  |  |  | -0.18613 | -1.5635 | 0.72323 | 0.81138 |  |  |  |  | 288 | 0.091563
58909 | PEARSALLSCG1 | 4 | South | YES | -0.048273 | 0 | 0 | 8.4 |  | 1.027 | Diesel | -1 | 0.18613 | 8.4 | 8.4 |  |  |  |  | -0.18613 | -1.5635 | 0.72362 | 0.81169 |  |  |  |  | 289 | 0.089981
58909 | PEARSALLSCG1 | 6 | South | YES | -0.048273 | 0 | 0 | 8.4 |  | 1.027 | Diesel | -1 | 0.18613 | 8.4 | 8.4 |  |  |  |  | -0.18613 | -1.5635 | 0.72401 | 0.812 |  |  |  |  | 290 | 0.088218
58909 | PEARSALLSCG1 | 5 | South | YES | -0.048273 | 0 | 0 | 8.4 |  | 1.027 | Diesel | -1 | 0.18613 | 8.4 | 8.4 |  |  |  |  | -0.18613 | -1.5635 | 0.7244 | 0.81231 |  |  |  |  | 291 | 0.088142
58909 | PEARSALLSCG1 | 1 | South | YES | -0.048273 | 0 | 0 | 8.4 |  | 1.027 | Diesel | -1 | 0.18613 | 8.4 | 8.4 |  |  |  |  | -0.18613 | -1.5635 | 0.72479 | 0.81263 |  |  |  |  | 292 | 0.088066
58909 | PEARSALLSCG1 | 2 | South | YES | -0.048273 | 0 | 0 | 8.4 |  | 1.027 | Diesel | -1 | 0.18613 | 8.4 | 8.4 |  |  |  |  | -0.18613 | -1.5635 | 0.72517 | 0.81294 |  |  |  |  | 293 | 0.08799
58919 | PEARSALLSCG2 | 5 | South | YES | -0.048273 | 0 | 0 | 8.4 |  | 1.027 | Diesel | -1 | 0.18613 | 8.4 | 8.4 |  |  |  |  | -0.18613 | -1.5635 | 0.72556 | 0.81325 |  |  |  |  | 294 | 0.087915
58919 | PEARSALLSCG2 | 6 | South | YES | -0.048273 | 0 | 0 | 8.4 |  | 1.027 | Diesel | -1 | 0.18613 | 8.4 | 8.4 |  |  |  |  | -0.18613 | -1.5635 | 0.72595 | 0.81356 |  |  |  |  | 295 | 0.087839
58919 | PEARSALLSCG2 | 1 | South | YES | -0.048273 | 0 | 0 | 8.4 |  | 1.027 | Diesel | -1 | 0.18613 | 8.4 | 8.4 |  |  |  |  | -0.18613 | -1.5635 | 0.72634 | 0.81388 |  |  |  |  | 296 | 0.087763
58919 | PEARSALLSCG2 | 2 | South | YES | -0.048273 | 0 | 0 | 8.4 |  | 1.027 | Diesel | -1 | 0.18613 | 8.4 | 8.4 |  |  |  |  | -0.18613 | -1.5635 | 0.72673 | 0.81419 |  |  |  |  | 297 | 0.087688
58919 | PEARSALLSCG2 | 4 | South | YES | -0.048273 | 0 | 0 | 8.4 |  | 1.027 | Diesel | -1 | 0.18613 | 8.4 | 8.4 |  |  |  |  | -0.18613 | -1.5635 | 0.72712 | 0.8145 |  |  |  |  | 298 | 0.087612
58919 | PEARSALLSCG2 | 3 | South | YES | -0.048273 | 0 | 0 | 8.4 |  | 1.027 | Diesel | -1 | 0.18613 | 8.4 | 8.4 |  |  |  |  | -0.18613 | -1.5635 | 0.7275 | 0.81481 |  |  |  |  | 299 | 0.087536
58929 | PEARSALLSCG3 | 4 | South | YES | -0.048273 | 0 | 0 | 8.4 |  | 1.027 | Diesel | -1 | 0.18613 | 8.4 | 8.4 |  |  |  |  | -0.18613 | -1.5635 | 0.72789 | 0.81513 |  |  |  |  | 300 | 0.08746
58929 | PEARSALLSCG3 | 6 | South | YES | -0.048273 | 0 | 0 | 8.4 |  | 1.027 | Diesel | -1 | 0.18613 | 8.4 | 8.4 |  |  |  |  | -0.18613 | -1.5635 | 0.72828 | 0.81544 |  |  |  |  | 301 | 0.087385
58929 | PEARSALLSCG3 | 2 | South | YES | -0.048273 | 0 | 0 | 8.4 |  | 1.027 | Diesel | -1 | 0.18613 | 8.4 | 8.4 |  |  |  |  | -0.18613 | -1.5635 | 0.72867 | 0.81575 |  |  |  |  | 302 | 0.087309
58929 | PEARSALLSCG3 | 5 | South | YES | -0.048273 | 0 | 0 | 8.4 |  | 1.027 | Diesel | -1 | 0.18613 | 8.4 | 8.4 |  |  |  |  | -0.18613 | -1.5635 | 0.72906 | 0.81606 |  |  |  |  | 303 | 0.087233
58929 | PEARSALLSCG3 | 1 | South | YES | -0.048273 | 0 | 0 | 8.4 |  | 1.027 | Diesel | -1 | 0.18613 | 8.4 | 8.4 |  |  |  |  | -0.18613 | -1.5635 | 0.72945 | 0.81638 |  |  |  |  | 304 | 0.087157
58929 | PEARSALLSCG3 | 3 | South | YES | -0.048273 | 0 | 0 | 8.4 |  | 1.027 | Diesel | -1 | 0.18613 | 8.4 | 8.4 |  |  |  |  | -0.18613 | -1.5635 | 0.72983 | 0.81669 |  |  |  |  | 305 | 0.087082
58949 | PEARSALLSCG4 | 3 | South | YES | -0.048273 | 0 | 0 | 8.4 |  | 1.027 | Diesel | -1 | 0.18613 | 8.4 | 8.4 |  |  |  |  | -0.18613 | -1.5635 | 0.73022 | 0.817 |  |  |  |  | 306 | 0.087006
58949 | PEARSALLSCG4 | 2 | South | YES | -0.048273 | 0 | 0 | 8.4 |  | 1.027 | Diesel | -1 | 0.18613 | 8.4 | 8.4 |  |  |  |  | -0.18613 | -1.5635 | 0.73061 | 0.81731 |  |  |  |  | 307 | 0.08693
58949 | PEARSALLSCG4 | 1 | South | YES | -0.048273 | 0 | 0 | 8.4 |  | 1.027 | Diesel | -1 | 0.18613 | 8.4 | 8.4 |  |  |  |  | -0.18613 | -1.5635 | 0.731 | 0.81763 |  |  |  |  | 308 | 0.086854
58949 | PEARSALLSCG4 | 4 | South | YES | -0.048273 | 0 | 0 | 8.4 |  | 1.027 | Diesel | -1 | 0.18613 | 8.4 | 8.4 |  |  |  |  | -0.18613 | -1.5635 | 0.73139 | 0.81794 |  |  |  |  | 309 | 0.086779
58949 | PEARSALLSCG4 | 6 | South | YES | -0.048273 | 0 | 0 | 8.4 |  | 1.027 | Diesel | -1 | 0.18613 | 8.4 | 8.4 |  |  |  |  | -0.18613 | -1.5635 | 0.73177 | 0.81825 |  |  |  |  | 310 | 0.086703
58949 | PEARSALLSCG4 | 5 | South | YES | -0.048273 | 0 | 0 | 8.4 |  | 1.027 | Diesel | -1 | 0.18613 | 8.4 | 8.4 |  |  |  |  | -0.18613 | -1.5635 | 0.73216 | 0.81856 |  |  |  |  | 311 | 0.086627
7624 | L_LAKEWO9_1Y | 1 | South | YES | -0.047924 | 0 | 0 | 2.4 |  | 1 | Hydro | -1 | 0.18578 | 0 | 0 |  |  |  |  | -0.18578 | 0 | 0.73216 | 0.81856 |  |  |  |  | 312 | 0.086552
7624 | L_LAKEWO9_1Y | 2 | South | YES | -0.047924 | 0 | 0 | 2.4 |  | 1 | Hydro | -1 | 0.18578 | 0 | 0 |  |  |  |  | -0.18578 | 0 | 0.73216 | 0.81856 |  |  |  |  | 313 | 0.086476
7609 | L_SCHUMA8_1Y | 1 | South | YES | -0.04614 | 0 | 0 | 4 |  | 1 | Hydro | -1 | 0.184 | 0 | 0 |  |  |  |  | -0.184 | 0 | 0.73216 | 0.81856 |  |  |  |  | 314 | 0.0864
7810 | L_RIONOG1G1Y | 1 | South | YES | -0.045493 | 148 | 0 | 148 | 0 | 1.02 | CC | -1 | 0.18335 | 148 | 148 |  |  |  |  | -0.18335 | -27.1358 | 0.739 | 0.82399 |  |  |  |  | 315 | 0.0864
7811 | L_RIONOG1G2Y | 2 | South | YES | -0.045493 | 148 | 0 | 148 | 0 | 1.02 | CC | -1 | 0.18335 | 148 | 148 |  |  |  |  | -0.18335 | -27.1358 | 0.74584 | 0.82941 |  |  |  |  | 316 | 0.0864
7812 | L_RIONOG1G3Y | 3 | South | YES | -0.045493 | 154 | 0 | 154 | 0 | 1.02 | CC | -1 | 0.18335 | 154 | 154 |  |  |  |  | -0.18335 | -28.2359 | 0.75296 | 0.83505 |  |  |  |  | 317 | 0.0864
7813 | L_RIONOG1S1Y | 4 | South | YES | -0.045493 | 293 | 0 | 293 | 0 | 1.02 | CC | -1 | 0.18335 | 293 | 293 |  |  |  |  | -0.18335 | -53.7215 | 0.7665 | 0.84579 |  |  |  |  | 318 | 0.084984
7605 | L_MCQUEE9_1Y | 1 | South | YES | -0.044984 | 0 | 0 | 2.4 |  | 1.025 | Hydro | -1 | 0.18284 | 0 | 0 |  |  |  |  | -0.18284 | 0 | 0.7665 | 0.84579 |  |  |  |  | 319 | 0.083567
7605 | L_MCQUEE9_1Y | 2 | South | YES | -0.044984 | 0 | 0 | 2.4 |  | 1.025 | Hydro | -1 | 0.18284 | 0 | 0 |  |  |  |  | -0.18284 | 0 | 0.7665 | 0.84579 |  |  |  |  | 320 | 0.082093
7605 | L_MCQUEE9_1Y | 3 | South | YES | -0.044984 | 0 | 0 | 2.8 |  | 1.025 | Hydro | -1 | 0.18284 | 0 | 0 |  |  |  |  | -0.18284 | 0 | 0.7665 | 0.84579 |  |  |  |  | 321 | 0.079289
7012 | L_FPPYD21_3Y | 3 | South | YES | -0.042585 | 427.5 | 200 | 436 | 0 | 1.02 | LIGCO | -1 | 0.18044 | 0 | 436 |  |  |  |  | -0.18044 | 0 | 0.7665 | 0.84579 |  |  |  |  | 322 | 0.079289
7010 | L_FPPYD11_1Y | 1 | South | YES | -0.042444 | 547.4 | 200 | 606 | 0 | 1.02 | LIGCO | -1 | 0.1803 | 0 | 606 |  |  |  |  | -0.1803 | 0 | 0.7665 | 0.84579 |  |  |  |  | 323 | 0.079289
7011 | L_FPPYD11_2Y | 2 | South | YES | -0.042444 | 552.2 | 200 | 598 | 0 | 1.02 | LIGCO | -1 | 0.1803 | 0 | 598 |  |  |  |  | -0.1803 | 0 | 0.7665 | 0.84579 |  |  |  |  | 324 | 0.079289
7303 | L_WPPGS12_1Y | 1 | South | YES | -0.040833 | 50 | 0 | 50 | 0 | 1.025 | GGT | -1 | 0.17869 | 50 | 50 |  |  |  |  | -0.17869 | -8.9345 | 0.76881 | 0.84758 |  |  |  |  | 325 | 0.079289
7303 | L_WPPGS12_1Y | 2 | South | YES | -0.040833 | 50 | 0 | 50 | 0 | 1.025 | GGT | -1 | 0.17869 | 50 | 50 |  |  |  |  | -0.17869 | -8.9345 | 0.77112 | 0.84936 |  |  |  |  | 326 | 0.079289
7305 | L_WPPGS34_1Y | 3 | South | YES | -0.040833 | 50 | 0 | 50 | 0 | 1.025 | GGT | -1 | 0.17869 | 50 | 50 |  |  |  |  | -0.17869 | -8.9345 | 0.77343 | 0.85115 |  |  |  |  | 327 | 0.079289
7305 | L_WPPGS34_1Y | 4 | South | YES | -0.040833 | 50 | 0 | 50 | 0 | 1.025 | GGT | -1 | 0.17869 | 50 | 50 |  |  |  |  | -0.17869 | -8.9345 | 0.77574 | 0.85293 |  |  |  |  | 328 | 0.078763
7014 | L_HAYSEN1_1Y | 1 | South | YES | -0.040792 | 223.9 | 74 | 223.9 | 0 | 1.008 | CC | -1 | 0.17865 | 223.9 | 223.9 |  |  |  |  | -0.17865 | -39.9995 | 0.78609 | 0.86093 |  |  |  |  | 329 | 0.078238
7015 | L_HAYSEN1_2Y | 2 | South | YES | -0.040792 | 225 | 74 | 225 | 0 | 1.008 | CC | -1 | 0.17865 | 225 | 225 |  |  |  |  | -0.17865 | -40.196 | 0.79649 | 0.86896 |  |  |  |  | 330 | 0.077713
7016 | L_HAYSEN1_3Y | 3 | South | YES | -0.040792 | 224.6 | 74 | 224.6 | 0 | 1.008 | CC | -1 | 0.17865 | 224.6 | 224.6 |  |  |  |  | -0.17865 | -40.1245 | 0.80687 | 0.87698 |  |  |  |  | 331 | 0.077188
7017 | L_HAYSEN1_4Y | 4 | South | YES | -0.040792 | 226.7 | 74 | 226.7 | 0 | 1.008 | CC | -1 | 0.17865 | 226.7 | 226.7 |  |  |  |  | -0.17865 | -40.4997 | 0.81735 | 0.88507 |  |  |  |  | 332 | 0.074835
7487 | L_CANYHY8_1Y | 1 | South | YES | -0.035901 | 0 | 0 | 6 |  | 1 | Hydro | -1 | 0.17376 | 0 | 0 |  |  |  |  | -0.17376 | 0 | 0.81735 | 0.88507 |  |  |  |  | 333 | 0.07247
7004 | L_SIMGID1_1Y | 1 | South | YES | -0.025754 | 132 | 40 | 132 | 0 | 1.02 | GST | -1 | 0.16361 | 132 | 132 |  |  |  |  | -0.16361 | -21.5966 | 0.82345 | 0.88939 |  |  |  |  | 334 | 0.070109
7005 | L_SIMGID1_2Y | 2 | South | YES | -0.025754 | 133 | 32 | 139 | 0 | 1.02 | GST | -1 | 0.16361 | 139 | 139 |  |  |  |  | -0.16361 | -22.7419 | 0.82987 | 0.89394 |  |  |  |  | 335 | 0.067726
7006 | L_SIMGID1_3Y | 3 | South | YES | -0.025754 | 324.9 | 60 | 329 | 0 | 1.02 | GST | -1 | 0.16361 | 329 | 329 |  |  |  |  | -0.16361 | -53.8279 | 0.84508 | 0.90469 |  |  |  |  | 336 | 0.067726
7007 | L_LOSTPI1_1Y | 1 | South | YES | -0.024259 | 158.6 | 110 | 158 | 0 | 1 | CC | -1 | 0.16212 | 158 | 158 |  |  |  |  | -0.16212 | -25.6143 | 0.85238 | 0.90981 |  |  |  |  | 337 | 0.065942
7008 | L_LOSTPI1_2Y | 2 | South | YES | -0.024259 | 157.7 | 107 | 160 | 0 | 1 | CC | -1 | 0.16212 | 160 | 160 |  |  |  |  | -0.16212 | -25.9385 | 0.85978 | 0.915 |  |  |  |  | 338 | 0.064063
7009 | L_LOSTPI1_3Y | 3 | South | YES | -0.024259 | 173.9 | 72 | 175 | 0 | 1 | CC | -1 | 0.16212 | 175 | 175 |  |  |  |  | -0.16212 | -28.3703 | 0.86786 | 0.92067 |  |  |  |  | 339 | 0.059616
7807 | L_BASTEN1_1Y | 1 | South | YES | -0.02218 | 152.5 | 83.5 | 152.5 | 0 | 1.004 | CC | -1 | 0.16004 | 152.5 | 152.5 |  |  |  |  | -0.16004 | -24.4056 | 0.87491 | 0.92555 |  |  |  |  | 340 | 0.057433
7808 | L_BASTEN1_2Y | 1 | South | YES | -0.02218 | 149.5 | 83.5 | 149.5 | 0 | 1.004 | CC | -1 | 0.16004 | 149.5 | 149.5 |  |  |  |  | -0.16004 | -23.9255 | 0.88182 | 0.93033 |  |  |  |  | 341 | 0.055223
7809 | L_BASTEN1_3Y | 1 | South | YES | -0.02218 | 232.6 | 42 | 232.6 | 0 | 1.004 | CC | -1 | 0.16004 | 232.6 | 232.6 |  |  |  |  | -0.16004 | -37.2245 | 0.89257 | 0.93777 |  |  |  |  | 342 | 0.052805
9016 | SANDH_G1 | 1 | South | YES | -0.018419 | 45 | 2 | 49 | 0 | 1.0175 | GGT | -1 | 0.15628 | 49 | 49 |  |  |  |  | -0.15628 | -7.6575 | 0.89483 | 0.9393 |  |  |  |  | 343 | 0.050635
9017 | SANDH_G2 | 2 | South | YES | -0.018419 | 45 | 2 | 46 | 0 | 1.0175 | GGT | -1 | 0.15628 | 46 | 46 |  |  |  |  | -0.15628 | -7.1887 | 0.89696 | 0.94074 |  |  |  |  | 344 | 0.048508
9018 | SANDH_G3 | 3 | South | YES | -0.018419 | 45 | 2 | 46 | 0 | 1.0175 | GGT | -1 | 0.15628 | 46 | 46 |  |  |  |  | -0.15628 | -7.1887 | 0.89909 | 0.94217 |  |  |  |  | 345 | 0.045198
9019 | SANDH_G4 | 4 | South | YES | -0.018419 | 0 | 2 | 47 |  | 1.0175 | GGT | -1 | 0.15628 | 47 | 47 |  |  |  |  | -0.15628 | -7.345 | 0.90126 | 0.94364 |  |  |  |  | 346 | 0.044463
9020 | SANDHG5A | 5A | South | YES | -0.018419 | 150 | 84 | 155 | 0 | 1.0175 | CC | -1 | 0.15628 | 155 | 155 |  |  |  |  | -0.15628 | -24.2227 | 0.90842 | 0.94848 |  |  |  |  | 347 | 0.043774
9021 | SANDHG5C | 5C | South | YES | -0.018419 | 140 | 0 | 148 | 0 | 1.0175 | CC | -1 | 0.15628 | 148 | 148 |  |  |  |  | -0.15628 | -23.1288 | 0.91526 | 0.9531 |  |  |  |  | 348 | 0.043085
8262 | ELPS | 1 | South | YES | -0.017634 | 6 | 6 | 6 | 0 | 1.15 | Hydro | -1 | 0.15549 | 0 | 0 |  |  |  |  | -0.15549 | 0 | 0.91526 | 0.9531 |  |  |  |  | 349 | 0.042381
7020 | L_AUSTPL1_1Y | 1 | South | YES | -0.017079 | 0 | 0 | 8 |  | 1 | Hydro | -1 | 0.15494 | 0 | 0 |  |  |  |  | -0.15494 | 0 | 0.91526 | 0.9531 |  |  |  |  | 350 | 0.040059
7020 | L_AUSTPL1_1Y | 2 | South | YES | -0.017079 | 0 | 0 | 8 |  | 1 | Hydro | -1 | 0.15494 | 0 | 0 |  |  |  |  | -0.15494 | 0 | 0.91526 | 0.9531 |  |  |  |  | 351 | 0.037841
9000 | DECKR_G1 | 1 | South | YES | -0.016974 | 280 | 50 | 321 | 0 | 1.015 | GST | -1 | 0.15483 | 321 | 321 |  |  |  |  | -0.15483 | -49.7007 | 0.9301 | 0.96304 |  |  |  |  | 352 | 0.037841
9001 | DECKR_G2 | 2 | South | YES | -0.016974 | 400 | 50 | 426 | 0 | 1.015 | GST | -1 | 0.15483 | 426 | 426 |  |  |  |  | -0.15483 | -65.9579 | 0.94979 | 0.97622 |  |  |  |  | 353 | 0.037841
9002 | DECKR_G3 | 3 | South | YES | -0.015927 | 0 | 24 | 42 |  | 1.015 | GGT | -1 | 0.15378 | 42 | 42 |  |  |  |  | -0.15378 | -6.4589 | 0.95173 | 0.97751 |  |  |  |  | 354 | 0.037841
9003 | DECKR_G4 | 4 | South | YES | -0.015927 | 44 | 24 | 44 | 0 | 1.015 | GGT | -1 | 0.15378 | 44 | 44 |  |  |  |  | -0.15378 | -6.7665 | 0.95376 | 0.97886 |  |  |  |  | 355 | 0.032939
9004 | DECKR_G5 | 5 | South | YES | -0.015927 | 44 | 24 | 44 | 0 | 1.015 | GGT | -1 | 0.15378 | 44 | 44 |  |  |  |  | -0.15378 | -6.7665 | 0.95579 | 0.98022 |  |  |  |  | 356 | 0.026434
9005 | DECKR_G6 | 6 | South | YES | -0.015927 | 44 | 24 | 47 | 0 | 1.015 | GGT | -1 | 0.15378 | 47 | 47 |  |  |  |  | -0.15378 | -7.2278 | 0.95797 | 0.98166 |  |  |  |  | 357 | 0.025783
7031 | L_MARSFO1G1Y | 1 | South | YES | -0.013902 | 0 | 0 | 36 |  | 1 | Hydro | -1 | 0.15176 | 0 | 0 |  |  |  |  | -0.15176 | 0 | 0.95797 | 0.98166 |  |  |  |  | 358 | 0.025102
7032 | L_MARSFO1G2Y | 2 | South | YES | -0.013902 | 0 | 0 | 35 |  | 1 | Hydro | -1 | 0.15176 | 0 | 0 |  |  |  |  | -0.15176 | 0 | 0.95797 | 0.98166 |  |  |  |  | 359 | 0.024421
7033 | L_MARSFO1G3Y | 3 | South | YES | -0.013902 | 0 | 0 | 36 |  | 1 | Hydro | -1 | 0.15176 | 0 | 0 |  |  |  |  | -0.15176 | 0 | 0.95797 | 0.98166 |  |  |  |  | 360 | 0.023694
7028 | L_MARBFA1_1Y | 1 | South | YES | -0.008289 | 0 | 0 | 18 |  | 1 | Hydro | -1 | 0.14615 | 0 | 0 |  |  |  |  | -0.14615 | 0 | 0.95797 | 0.98166 |  |  |  |  | 361 | 0.023694
7029 | L_MARBFA1_2Y | 2 | South | YES | -0.008289 | 0 | 0 | 18 |  | 1 | Hydro | -1 | 0.14615 | 0 | 0 |  |  |  |  | -0.14615 | 0 | 0.95797 | 0.98166 |  |  |  |  | 362 | 0.023694
7000 | L_FERGUS1_1Y | 1 | South | YES | -0.005575 | 400 | 65 | 423.3 | 0 | 1.015 | GSC | -1 | 0.14343 | 423.3 | 423.3 |  |  |  |  | -0.14343 | -60.7147 | 0.97753 | 0.99379 |  |  |  |  | 363 | 0.023694
7035 | L_WIRTZ_1G1Y | 1 | South | YES | -0.005366 | 0 | 0 | 29 |  | 1 | Hydro | -1 | 0.14322 | 0 | 0 |  |  |  |  | -0.14322 | 0 | 0.97753 | 0.99379 |  |  |  |  | 364 | 0.023694
7036 | L_WIRTZ_1G2Y | 2 | South | YES | -0.005366 | 0 | 0 | 29.7 |  | 1 | Hydro | -1 | 0.14322 | 0 | 0 |  |  |  |  | -0.14322 | 0 | 0.97753 | 0.99379 |  |  |  |  | 365 | 0.023694
8032 | AMISTADHYD1 | 1 | South | YES | -0.001103 | 33 | 13 | 33 | 0 | 1.03 | Hydro | -1 | 0.13896 | 0 | 0 |  |  |  |  | -0.13896 | 0 | 0.97753 | 0.99379 |  |  |  |  | 366 | 0.016265
8033 | AMISTADHYD2 | 2 | South | YES | -0.001103 | 25 | 13 | 25 | 0 | 1.03 | Hydro | -1 | 0.13896 | 0 | 0 |  |  |  |  | -0.13896 | 0 | 0.97753 | 0.99379 |  |  |  |  | 367 | 0.016265
88253 | HAMILTON | F | South | YES | -0.001103 | 0 | 0 | 0 | 0 | 1.04 | BLT | -1 | 0.13896 | 0 | 0 |  |  |  |  | -0.13896 | 0 | 0.97753 | 0.99379 |  |  |  |  | 368 | 0.016265
5934 | SI_RAY5 | 5 | South | YES | 0 | 0 | 10 | 15 |  | 1.035 | GST | -1 | 0.13786 | 15 | 15 |  |  |  |  | -0.13786 | -2.0679 | 0.97822 | 0.99421 |  |  |  |  | 369 | 0.016265
8139 | JOS #1 | MB | South | YES | 0 | 0 | 45 | 255 |  | 1.02 | GST | -1 | 0.13786 | 0 | 0 |  |  |  |  | -0.13786 | 0 | 0.97822 | 0.99421 |  |  |  |  | 370 | 0.016265
8285 | LAR #1 | MB | South | YES | 0 | 0 | 9 | 32 |  | 1.0497 | GST | -1 | 0.13786 | 0 | 0 |  |  |  |  | -0.13786 | 0 | 0.97822 | 0.99421 |  |  |  |  | 371 | 0.016265
8287 | LAR #2 | MB | South | YES | 0 | 0 | 9 | 32 |  | 1.04 | GST | -1 | 0.13786 | 0 | 0 |  |  |  |  | -0.13786 | 0 | 0.97822 | 0.99421 |  |  |  |  | 372 | 0.015985
8288 | LAR #3 | MB | South | YES | 0 | 0 | 25 | 105 |  | 1.04 | GST | -1 | 0.13786 | 0 | 0 |  |  |  |  | -0.13786 | 0 | 0.97822 | 0.99421 |  |  |  |  | 373 | 0.015985
8388 | BATES0A | MB | South | YES | 0 | 0 | 21 | 71 |  | 1.033 | GST | -1 | 0.13786 | 0 | 0 |  |  |  |  | -0.13786 | 0 | 0.97822 | 0.99421 |  |  |  |  | 374 | 0.015985
8393 | BATES0B | MB | South | YES | 0 | 0 | 25 | 110 |  | 1.03 | GST | -1 | 0.13786 | 0 | 0 |  |  |  |  | -0.13786 | 0 | 0.97822 | 0.99421 |  |  |  |  | 375 | 0.015985
8437 | NUECES_B0C | MB | South | YES | 0 | 0 | 7 | 30 |  | 1.03 | GST | -1 | 0.13786 | 0 | 0 |  |  |  |  | -0.13786 | 0 | 0.97822 | 0.99421 |  |  |  |  | 376 | 0.015985
8438 | NUECES_B0B | MB | South | YES | 0 | 0 | 26 | 169 |  | 1.03 | GST | -1 | 0.13786 | 0 | 0 |  |  |  |  | -0.13786 | 0 | 0.97822 | 0.99421 |  |  |  |  | 377 | 0.015985
39190 | TNSLCGN1__8 | 1 | Houston | YES | 0 | 0 | 10 | 30 |  | 1.03 | Cogen | -1 | 0.13786 | 0 | 0 |  |  | 0 | 0 | -0.13786 | 0 | 0.97822 | 0.99421 |  |  |  |  | 378 | 0.015985
7026 | L_INKSDA1_1Y | 1 | South | YES | 0.003356 | 0 | 0 | 13.7 |  | 1 | Hydro | -1 | 0.1345 | 0 | 0 |  |  |  |  | -0.1345 | 0 | 0.97822 | 0.99421 |  |  |  |  | 379 | 0.015985
7022 | L_BUCHAN1_1Y | 1 | South | YES | 0.00387 | 0 | 0 | 18 |  | 1 | Hydro | -1 | 0.13399 | 0 | 0 |  |  |  |  | -0.13399 | 0 | 0.97822 | 0.99421 |  |  |  |  | 380 | 0.015985
7023 | L_BUCHAN1_2Y | 2 | South | YES | 0.00387 | 0 | 0 | 18 |  | 1 | Hydro | -1 | 0.13399 | 0 | 0 |  |  |  |  | -0.13399 | 0 | 0.97822 | 0.99421 |  |  |  |  | 381 | 0.015985
7024 | L_BUCHAN1_3Y | 3 | South | YES | 0.00387 | 0 | 0 | 15 |  | 1 | Hydro | -1 | 0.13399 | 0 | 0 |  |  |  |  | -0.13399 | 0 | 0.97822 | 0.99421 |  |  |  |  | 382 | 0.015985
3432 | SANDOW_4G | 4 | South | YES | 0.017932 | 580 | 225 | 580 |  | 1.029 | LIGCO | -1 | 0.11992 | 0 | 580 |  |  |  |  | -0.11992 | 0 | 0.97822 | 0.99421 |  |  |  |  | 383 | 0.015985
13432 | SANDOW_5G | 5 | South | YES | 0.037826 | 581 | 225 | 581 |  | 1.029 | LIGCO | -1 | 0.10003 | 0 | 581 |  |  |  |  | -0.10003 | 0 | 0.97822 | 0.99421 |  |  |  |  | 384 | 0.015985
48671 | FTR_GT1_5105 | 1 | North | YES | -0.23159 | 154.2 | 0 | 154.2 | 0 | 1.0319 | CC | 1 | -0.061504 | 154.2 | 154.2 | -35.7106 | 154.2 |  |  | -0.061504 | -9.4839 | 0.98535 | 0.9961 |  |  |  |  | 385 | 0.015985
48672 | FTR_GT2_5110 | 2 | North | YES | -0.23159 | 159 | 0 | 159 | 0 | 1.0319 | CC | 1 | -0.061504 | 159 | 159 | -36.8222 | 159 |  |  | -0.061504 | -9.7791 | 0.9927 | 0.99806 |  |  |  |  | 386 | 0.015985
48673 | FTR_GT3_5085 | 3 | North | YES | -0.23159 | 158 | 0 | 158 | 0 | 1.0319 | CC | 1 | -0.061504 | 158 | 158 | -36.5906 | 158 |  |  | -0.061504 | -9.7176 | 1 | 1 |  |  |  |  | 387 | 0.015985
48674 | FTR_CN4_5095 | 4 | North | YES | -0.23159 | 380 | 0 | 380 | 0 | 1.0319 | CC | 1 | -0.061504 | 380 | 380 | -88.0027 | 380 |  |  | -0.061504 | -23.3714 | 1.0176 | 1.0047 |  |  |  |  | 388 | 0.010754
3403 | THOUSE_1G | 1 | North | YES | 0.099407 | 563 | 200 | 563 | 0 | 1.012 | GSC | 1 | 0.26949 | 563 | 563 | 55.9661 | 563 |  |  | 0.26949 | 151.7225 | [6 empty] | 389 | 0.00536
3404 | THOUSE_2G | 2 | North | YES | 0.099407 | 807 | 250 | 807 | 0 | 1.012 | GSC | 1 | 0.26949 | 807 | 807 | 80.2214 | 807 |  |  | 0.26949 | 217.4779 | [6 empty] | 390 | 0
3416 | LAKE_CRK1_G | 1 | North | YES | 0.099687 | 60 | 33 | 75 |  | 1.029 | GST | 1 | 0.26977 | 75 | 75 | 7.4765 | 75 |  |  | 0.26977 | 20.2327
3417 | LAKE_CRK2_G | 2 | North | YES | 0.099687 | 177.6 | 40 | 222 | 0 | 1.029 | GST | 1 | 0.26977 | 222 | 222 | 22.1305 | 222 |  |  | 0.26977 | 59.8888
238 | BOSQUESW505 | 1 | North | YES | 0.10287 | 255 | 0 | 255 | 0 | 1.02 | CC | 1 | 0.27295 | 255 | 255 | 26.2313 | 255 |  |  | 0.27295 | 69.6023
239 | BOSQUESW502 | 1 | North | YES | 0.10287 | 119.2 | 0 | 149 | 0 | 1.02 | GGT | 1 | 0.27295 | 149 | 149 | 15.3273 | 149 |  |  | 0.27295 | 40.6696
247 | BOSQUESW501 | 2 | North | YES | 0.10287 | 124.8 | 0 | 156 | 0 | 1.02 | GGT | 1 | 0.27295 | 156 | 156 | 16.0474 | 156 |  |  | 0.27295 | 42.5803
60202 | FRNDDRCS | F | West | YES | 0.103 | 0 | 0 | 0 | 0 | 0.9985 | AVR | 1 | 0.27309 | 0 | 0 |  |  |  |  | 0.27309 | 0
251 | BOSQUESW803 | 2 | North | YES | 0.10825 | 150 | 0 | 150 | 0 | 1.032 | CC | 1 | 0.27834 | 150 | 150 | 16.238 | 150 |  |  | 0.27834 | 41.7503
253 | BOSQUESW804 | 2 | North | YES | 0.10825 | 80 | 0 | 80 | 0 | 1.032 | CC | 1 | 0.27834 | 80 | 80 | 8.6602 | 80 |  |  | 0.27834 | 22.2668
244 | WHITNYDM01 | 1 | North | YES | 0.11399 | 15 | 0 | 15 | 0 | 1.035 | Hydro | 1 | 0.28407 | 0 | 0 | 0 | 0 |  |  | 0.28407 | 0
245 | WHITNYDM02 | 2 | North | YES | 0.11399 | 15 | 0 | 15 | 0 | 1.035 | Hydro | 1 | 0.28407 | 0 | 0 | 0 | 0 |  |  | 0.28407 | 0
60018 | DSKY1 | 1 | West | YES | 0.1154 | 21 | 0 | 84 | 0 | 1.023 | Wind | 1 | 0.28549 | 0 | 84 |  |  |  |  | 0.28549 | 23.9809
60000 | DSKY2 | 1 | West | YES | 0.11561 | 19.1 | 0 | 76.5 |  | 1.039 | Wind | 1 | 0.28569 | 0 | 76.5 |  |  |  |  | 0.28569 | 21.8555
60017 | ORNNWP1 | 1 | West | YES | 0.11621 | 20 | 0 | 80 |  | 1.027 | Wind | 1 | 0.28629 | 0 | 80 |  |  |  |  | 0.28629 | 22.903
38437 | TNSRBNMESA9 | 1 | West | YES | 0.11858 | 37.5 | 0 | 150 | 0 | 1.02 | Wind | 1 | 0.28866 | 0 | 150 |  |  |  |  | 0.28866 | 43.2992
38332 | TNWDWRDU2_8 | 1 | West | YES | 0.11865 | 20 | 0 | 80 | 0 | 1.0232 | Wind | 1 | 0.28873 | 0 | 80 |  |  |  |  | 0.28873 | 23.0984
60016 | WOODWRD11A | 1 | West | YES | 0.11866 | 20 | 0 | 80 |  | 1.033 | Wind | 1 | 0.28875 | 0 | 80 |  |  |  |  | 0.28875 | 23.0996
6016 | SWMESA | 1 | West | YES | 0.11875 | 18.8 | 0 | 75 |  | 1.03 | Wind | 1 | 0.28883 | 0 | 75 |  |  |  |  | 0.28883 | 21.6621
60003 | KING_NE1A | 1 | West | YES | 0.11875 | 20 | 0 | 80 |  | 1.03 | Wind | 1 | 0.28883 | 0 | 80 |  |  |  |  | 0.28883 | 23.1063
60005 | KING_SE1A | 1 | West | YES | 0.11875 | 10 | 0 | 40 |  | 1.035 | Wind | 1 | 0.28883 | 0 | 40 |  |  |  |  | 0.28883 | 11.5531
60201 | RIO DRCS | F | West | YES | 0.11887 | 0 | 0 | 0 | 0 | 1.025 | AVR | 1 | 0.28896 | 0 | 0 |  |  |  |  | 0.28896 | 0
60007 | KING_SW1A | 1 | West | YES | 0.11919 | 20 | 0 | 80 |  | 1.03 | Wind | 1 | 0.28928 | 0 | 80 |  |  |  |  | 0.28928 | 23.142
60019 | KING_NW1A | 1 | West | YES | 0.11919 | 20 | 0 | 80 |  | 1.03 | Wind | 1 | 0.28928 | 0 | 80 |  |  |  |  | 0.28928 | 23.142
1349 | WESTXWIN_1G | 1 | West | YES | 0.1256 | 1.3 | 0 | 6.6 |  | 1.014 | Wind | 1 | 0.29568 | 0 | 6.6 |  |  |  |  | 0.29568 | 1.9515
1350 | NWPWRG1_1G | 1 | West | YES | 0.1256 | 6.9 | 1 | 34.3 |  | 1.014 | Wind | 1 | 0.29568 | 0 | 34.3 |  |  |  |  | 0.29568 | 10.1419
60057 | CALLAHAN1A | 1 | West | YES | 0.12587 | 22.8 | 0 | 114 | 0 | 1.04 | Wind | 1 | 0.29596 | 0 | 114 |  |  |  |  | 0.29596 | 33.739
1002 | PBCTAGE_1G | A | West | YES | 0.1261 | 64 | 64 | 66 | 0 | 1.036 | GGT | 1 | 0.29618 | 66 | 66 |  |  |  |  | 0.29618 | 19.5478
1003 | PBCTBGE_2G | B | West | YES | 0.1261 | 65 | 65 | 66 | 0 | 1.036 | GGT | 1 | 0.29618 | 66 | 66 |  |  |  |  | 0.29618 | 19.5478
1004 | PBCTCGE_3G | C | West | YES | 0.1261 | 62 | 62 | 67 | 0 | 1.036 | GGT | 1 | 0.29618 | 67 | 67 |  |  |  |  | 0.29618 | 19.844
1005 | PBCTDGE_4G | D | West | YES | 0.1261 | 65 | 65 | 68 | 0 | 1.036 | GGT | 1 | 0.29618 | 68 | 68 |  |  |  |  | 0.29618 | 20.1401
1006 | PBCTEGE_5G | E | West | YES | 0.1261 | 65 | 65 | 67 | 0 | 1.036 | GGT | 1 | 0.29618 | 67 | 67 |  |  |  |  | 0.29618 | 19.844
1007 | PB5GEN_6G | 5 | West | YES | 0.1261 | 91.2 | 40 | 114 | 0 | 1.036 | GST | 1 | 0.29618 | 114 | 114 |  |  |  |  | 0.29618 | 33.7643
1008 | PB6GEN_7G | 6 | West | YES | 0.1261 | 515 | 130 | 515 | 0 | 1.036 | GST | 1 | 0.29618 | 515 | 515 |  |  |  |  | 0.29618 | 152.5319
7038 | L_DELAWA1_1Y | 1 | West | YES | 0.12617 | 3.5 | 0 | 35 | 0 | 1 | Wind | 1 | 0.29625 | 0 | 35 |  |  |  |  | 0.29625 | 10.3688
7038 | L_DELAWA1_1Y | 2 | West | YES | 0.12617 | 3 | 0 | 30 | 0 | 1 | Wind | 1 | 0.29625 | 0 | 30 |  |  |  |  | 0.29625 | 8.8875
76091 | L_DIVIDE1_1N | W1 | West | YES | 0.12626 | 22.5 | 0 | 112.5 |  | 1.02 | Wind | 1 | 0.29634 | 0 | 112.5 |  |  |  |  | 0.29634 | 33.3382
76095 | L_CAPRSI1_1N | W1 | West | YES | 0.12626 | 29.9 | 0 | 149.5 | 0 | 1.02 | Wind | 1 | 0.29634 | 0 | 149.5 |  |  |  |  | 0.29634 | 44.3027
76096 | L_CAPRSI1_2N | W1 | West | YES | 0.12626 | 37.2 | 0 | 186 | 0 | 1.02 | Wind | 1 | 0.29634 | 0 | 186 |  |  |  |  | 0.29634 | 55.1191
76097 | L_CAPRGE1_1N | W1 | West | YES | 0.12626 | 42.9 | 0 | 214.5 | 0 | 1.02 | Wind | 1 | 0.29634 | 0 | 214.5 |  |  |  |  | 0.29634 | 63.5648
11147 | NOTREES_1G | 1 | West | YES | 0.12631 | 29.8 | 0 | 149 | 0 | 1.017 | Wind | 1 | 0.29639 | 0 | 149 |  |  |  |  | 0.29639 | 44.1619
76031 | L_GASCCR1_1N | W1 | West | YES | 0.12663 | 30 | 0 | 150 | 0 | 1.02 | Wind | 1 | 0.29671 | 0 | 150 |  |  |  |  | 0.29671 | 44.5063
1320 | BSP 1 | 1 | West | YES | 0.12695 | 25.5 | 2.9 | 25.8 | 0 | 1 | Cogen | 1 | 0.29703 | 0 | 0 |  |  |  |  | 0.29703 | 0
1326 | STANTONW_8 | 1 | West | YES | 0.12709 | 20.1 | 0 | 100.5 |  | 1.01 | Wind | 1 | 0.29717 | 0 | 100.5 |  |  |  |  | 0.29717 | 29.8658
11020 | TIEHVSG_1G | 1 | West | YES | 0.12714 | 208.2 | 63 | 208.2 | 0 | 1.012 | CC | 1 | 0.29722 | 208.2 | 208.2 |  |  |  |  | 0.29722 | 61.8817
11021 | TIEHVCG_1G | 1 | West | YES | 0.12714 | 142.1 | 103 | 142.1 | 0 | 1.012 | CC | 1 | 0.29722 | 142.1 | 142.1 |  |  |  |  | 0.29722 | 42.2353
11022 | TIEHVCG_2G | 1 | West | YES | 0.12714 | 132.4 | 103 | 132.4 | 0 | 1.012 | CC | 1 | 0.29722 | 132.4 | 132.4 |  |  |  |  | 0.29722 | 39.3522
11023 | TIEHVCG_3G | 1 | West | YES | 0.12714 | 137.4 | 103 | 137.4 | 0 | 1.012 | CC | 1 | 0.29722 | 137.4 | 137.4 |  |  |  |  | 0.29722 | 40.8384
11024 | TIEHVCG_4G | 1 | West | YES | 0.12714 | 147 | 103 | 147 | 0 | 1.012 | CC | 1 | 0.29722 | 147 | 147 |  |  |  |  | 0.29722 | 43.6917
11025 | TIEHVSG_2G | 1 | West | YES | 0.12714 | 213.2 | 63 | 213.2 | 0 | 1.012 | CC | 1 | 0.29722 | 213.2 | 213.2 |  |  |  |  | 0.29722 | 63.3678
11001 | NAV1CT | 1 | West | YES | 0.12715 | 70.4 | 18 | 70.4 | 0 | 1.029 | CC | 1 | 0.29723 | 70.4 | 70.4 |  |  |  |  | 0.29723 | 20.9253
11009 | NAV2CT | 1 | West | YES | 0.12715 | 71.4 | 18 | 71.4 | 0 | 1.029 | CC | 1 | 0.29723 | 71.4 | 71.4 |  |  |  |  | 0.29723 | 21.2225
11011 | NAV3ST | 1 | West | YES | 0.12715 | 92.8 | 40 | 92.8 | 0 | 1.029 | CC | 1 | 0.29723 | 92.8 | 92.8 |  |  |  |  | 0.29723 | 27.5833
11012 | NAV4CT | 1 | West | YES | 0.12715 | 80 | 18 | 80 | 0 | 1.029 | CC | 1 | 0.29723 | 80 | 80 |  |  |  |  | 0.29723 | 23.7787
11013 | NAV5CT | 1 | West | YES | 0.12715 | 80 | 18 | 80 | 0 | 1.029 | CC | 1 | 0.29723 | 80 | 80 |  |  |  |  | 0.29723 | 23.7787
11014 | NAV6ST | 1 | West | YES | 0.12715 | 115 | 40 | 115 | 0 | 1.029 | CC | 1 | 0.29723 | 115 | 115 |  |  |  |  | 0.29723 | 34.182
1328 | OCOTILLO_1G | 1 | West | YES | 0.12721 | 11.6 | 0 | 58 |  | 1.01 | Wind | 1 | 0.29729 | 0 | 58 |  |  |  |  | 0.29729 | 17.243
1333 | MCDDONAL_8 | 1 | West | YES | 0.12739 | 42.8 | 0 | 214.2 |  | 1.01 | Wind | 1 | 0.29748 | 0 | 214.2 |  |  |  |  | 0.29748 | 63.7192
1327 | WILDHRSE_1G | 1 | West | YES | 0.12762 | 0 | 0 | 120 |  | 1 | Wind | 1 | 0.2977 | 0 | 120 |  |  |  |  | 0.2977 | 35.7237
1360 | GUNSIGHT_8 | 1 | West | YES | 0.12765 | 0 | 0 | 120 |  | 1.01 | Wind | 1 | 0.29773 | 0 | 120 |  |  |  |  | 0.29773 | 35.728
11320 | COYOTE_1G | 1 | West | YES | 0.12793 | 22.5 | 0 | 225 |  | 1 | Wind | 1 | 0.29801 | 0 | 225 |  |  |  |  | 0.29801 | 67.0532
11309 | BULLCREK_2G | 1 | West | YES | 0.128 | 20.9 | 0 | 180 |  | 1 | Wind | 1 | 0.29808 | 0 | 180 |  |  |  |  | 0.29808 | 53.6545
11310 | BULLCREK_1G | 1 | West | YES | 0.128 | 15.1 | 0 | 180 |  | 1 | Wind | 1 | 0.29808 | 0 | 180 |  |  |  |  | 0.29808 | 53.6545
1045 | CALENG1G_1G | 1 | West | YES | 0.12802 | 73.4 | 27 | 73.4 | 0 | 1.014 | Cogen | 1 | 0.29811 | 0 | 0 |  |  |  |  | 0.29811 | 0
1046 | CALENG2G_2G | 2 | West | YES | 0.12802 | 73.4 | 27 | 73.4 | 0 | 1.014 | Cogen | 1 | 0.29811 | 0 | 0 |  |  |  |  | 0.29811 | 0
1047 | CALENG3G_3G | 3 | West | YES | 0.12802 | 70.4 | 27 | 70.4 | 0 | 1.014 | Cogen | 1 | 0.29811 | 0 | 0 |  |  |  |  | 0.29811 | 0
1058 | LONGSHORE_5 | 1 | West | YES | 0.12823 | 30 | 0 | 150 |  | 1.01 | Wind | 1 | 0.29831 | 0 | 150 |  |  |  |  | 0.29831 | 44.7467
1058 | LONGSHORE_5 | 2 | West | YES | 0.12823 | 44 | 0 | 220 |  | 1.01 | Wind | 1 | 0.29831 | 0 | 220 |  |  |  |  | 0.29831 | 65.6285
11065 | ELBOWCK_1G | 1 | West | YES | 0.12823 | 23.4 | 0 | 121.9 | 0 | 1 | Wind | 1 | 0.29831 | 0 | 121.9 |  |  |  |  | 0.29831 | 36.3642
60058 | BUFF_GAP1A | 1 | West | YES | 0.12827 | 24 | 0 | 120 |  | 1 | Wind | 1 | 0.29835 | 0 | 120 |  |  |  |  | 0.29835 | 35.8018
60060 | CIRELLO | 1 | West | YES | 0.12827 | 46.6 | 0 | 233 | 0 | 1 | Wind | 1 | 0.29835 | 0 | 233 |  |  |  |  | 0.29835 | 69.5152
60063 | BUFF_GAP1B | 1 | West | YES | 0.12827 | 34 | 0 | 170.2 | 0 | 1.02 | Wind | 1 | 0.29835 | 0 | 170.2 |  |  |  |  | 0.29835 | 50.7789
60066 | H_HOLLOW1A | 1 | West | YES | 0.12827 | 44.4 | 0 | 222 | 0 | 1.005 | Wind | 1 | 0.29835 | 0 | 222 |  |  |  |  | 0.29835 | 66.2333
60068 | HHOLLOW21A | 1 | West | YES | 0.12827 | 36.8 | 0 | 184 | 0 | 1.025 | Wind | 1 | 0.29835 | 0 | 184 |  |  |  |  | 0.29835 | 54.8961
60070 | HHOLLOW31A | 1 | West | YES | 0.12827 | 44.8 | 0 | 224 | 0 | 1.025 | Wind | 1 | 0.29835 | 0 | 224 |  |  |  |  | 0.29835 | 66.83
60072 | HHOLLOW41A | 1 | West | YES | 0.12827 | 23 | 0 | 115 | 0 | 1.025 | Wind | 1 | 0.29835 | 0 | 115 |  |  |  |  | 0.29835 | 34.3101
1037 | MORGAN5G_5G | 5 | West | YES | 0.12835 | 109.6 | 40 | 137 | 0 | 1.029 | GST | 1 | 0.29843 | 137 | 137 |  |  |  |  | 0.29843 | 40.8847
1039 | MRGNAG_1G | A | West | YES | 0.12835 | 69 | 69 | 69 | 0 | 1.029 | GGT | 1 | 0.29843 | 69 | 69 |  |  |  |  | 0.29843 | 20.5916
1040 | MRGNBG_2G | B | West | YES | 0.12835 | 70 | 70 | 71 | 0 | 1.029 | GGT | 1 | 0.29843 | 71 | 71 |  |  |  |  | 0.29843 | 21.1884
1041 | MRGNCG_3G | C | West | YES | 0.12835 | 69 | 69 | 70 | 0 | 1.029 | GGT | 1 | 0.29843 | 70 | 70 |  |  |  |  | 0.29843 | 20.89
1042 | MRGNDG_4G | D | West | YES | 0.12835 | 68 | 68 | 68 | 0 | 1.029 | GGT | 1 | 0.29843 | 68 | 68 |  |  |  |  | 0.29843 | 20.2931
1043 | MRGNEG_5G | E | West | YES | 0.12835 | 68 | 68 | 70 | 0 | 1.029 | GGT | 1 | 0.29843 | 70 | 70 |  |  |  |  | 0.29843 | 20.89
1044 | MRGNFG_6G | F | West | YES | 0.12835 | 66 | 66 | 66 | 0 | 1.029 | GGT | 1 | 0.29843 | 66 | 66 |  |  |  |  | 0.29843 | 19.6963
6637 | SNYDERW1A | 1 | West | YES | 0.12838 | 12.6 | 0 | 63 | 0 | 1.025 | Wind | 1 | 0.29846 | 0 | 63 |  |  |  |  | 0.29846 | 18.8031
1068 | SCURRYCW_1G | 1 | West | YES | 0.12845 | 28.2 | 1.3 | 141 | 0 | 1.0217 | Wind | 1 | 0.29853 | 0 | 141 |  |  |  |  | 0.29853 | 42.0931
1073 | SCURRYCW_2G | 2 | West | YES | 0.12845 | 24 | 0 | 120 | 0 | 1.0217 | Wind | 1 | 0.29853 | 0 | 120 |  |  |  |  | 0.29853 | 35.8239
1061 | CIELOGEN_1G | 1 | West | YES | 0.12846 | 19.8 | 0 | 99 |  | 1 | Wind | 1 | 0.29854 | 0 | 99 |  |  |  |  | 0.29854 | 29.5557
1062 | CIELOGEN_2G | 1 | West | YES | 0.12846 | 12.2 | 0 | 61 |  | 1 | Wind | 1 | 0.29854 | 0 | 61 |  |  |  |  | 0.29854 | 18.2111
1069 | KINDERMG_1G | 1 | West | YES | 0.12846 | 25 | 5 | 25 | 0 | 1.017 | Cogen | 1 | 0.29854 | 0 | 0 |  |  |  |  | 0.29854 | 0
1070 | KINDERMG_2G | 1 | West | YES | 0.12846 | 45.7 | 12 | 45.7 | 0 | 1.017 | Cogen | 1 | 0.29854 | 0 | 0 |  |  |  |  | 0.29854 | 0
1071 | KINDERMG_3G | 1 | West | YES | 0.12846 | 45.7 | 12 | 45.7 | 0 | 1.017 | Cogen | 1 | 0.29854 | 0 | 0 |  |  |  |  | 0.29854 | 0
36998 | RDCNYNG1 | 1 | West | YES | 0.12864 | 16.8 | 0 | 84 |  | 1.01 | Wind | 1 | 0.29872 | 0 | 84 |  |  |  |  | 0.29872 | 25.0927
1343 | TRENTIPP_8 | 1 | West | YES | 0.1287 | 30 | 0 | 150 |  | 1.014 | Wind | 1 | 0.29878 | 0 | 150 |  |  |  |  | 0.29878 | 44.8175
1354 | AEPWIND_8 | 1 | West | YES | 0.1287 | 20.2 | 0 | 101 |  | 1 | Wind | 1 | 0.29878 | 0 | 101 |  |  |  |  | 0.29878 | 30.1771
1643 | SLSTR1PP_1G | 1 | North | YES | 0.12872 | 6 | 0 | 60 | 0 | 1.022 | Wind | 1 | 0.2988 | 0 | 60 | 7.723 | 60 |  |  | 0.2988 | 17.928
6407 | TURKTRAK1A | 1 | West | YES | 0.12886 | 33.9 | 0 | 169.5 | 0 | 1.025 | Wind | 1 | 0.29895 | 0 | 169.5 |  |  |  |  | 0.29895 | 50.6714
6144 | MCADOO1A | 1 | West | YES | 0.12943 | 15 | 0 | 150 | 0 | 1.025 | Wind | 1 | 0.29951 | 0 | 150 |  |  |  |  | 0.29951 | 44.9266
71051 | L_BITTCR1_1N | W1 | West | YES | 0.12943 | 7.5 | 0 | 37.5 |  | 1.02 | Wind | 1 | 0.29951 | 0 | 37.5 |  |  |  |  | 0.29951 | 11.2318
71054 | L_SWEETW1_1N | W1 | West | YES | 0.12943 | 21.5 | 0 | 107.5 |  | 1.02 | Wind | 1 | 0.29951 | 0 | 107.5 |  |  |  |  | 0.29951 | 32.1977
71057 | L_SWEETW1_2N | W1 | West | YES | 0.12943 | 27 | 0 | 135 |  | 1.02 | Wind | 1 | 0.29951 | 0 | 135 |  |  |  |  | 0.29951 | 40.4343
71059 | L_SWEETW1_3N | W1 | West | YES | 0.12943 | 23.8 | 0 | 119 | 0 | 1.02 | Wind | 1 | 0.29951 | 0 | 119 |  |  |  |  | 0.29951 | 35.6421
71060 | L_SWEETW1_4N | W1 | West | YES | 0.12943 | 21 | 0 | 105 | 0 | 1.02 | Wind | 1 | 0.29951 | 0 | 105 |  |  |  |  | 0.29951 | 31.4489
71061 | L_SWEETW1_5N | W1 | West | YES | 0.12943 | 16.1 | 0 | 80.5 | 0 | 1.02 | Wind | 1 | 0.29951 | 0 | 80.5 |  |  |  |  | 0.29951 | 24.1108
11056 | ROSCOE_1G | 1 | West | YES | 0.12949 | 41.8 | 0 | 209 |  | 1 | Wind | 1 | 0.29958 | 0 | 209 |  |  |  |  | 0.29958 | 62.6113
11057 | CHAMPION_1G | 1 | West | YES | 0.12949 | 25.3 | 0 | 126.5 |  | 1 | Wind | 1 | 0.29958 | 0 | 126.5 |  |  |  |  | 0.29958 | 37.8963
11058 | PYRON_1G | 1 | West | YES | 0.12949 | 49.8 | 0 | 249 |  | 1 | Wind | 1 | 0.29958 | 0 | 249 |  |  |  |  | 0.29958 | 74.5943
11059 | INADALE_1G | 1 | West | YES | 0.12949 | 39.4 | 0 | 197 |  | 1 | Wind | 1 | 0.29958 | 0 | 197 |  |  |  |  | 0.29958 | 59.0163
1416 | SWETWATR_1G | 1 | West | YES | 0.12998 | 30 | 18 | 30 | 0 | 1.026 | CC | 1 | 0.30006 | 30 | 30 |  |  |  |  | 0.30006 | 9.0019
1417 | SWETWATR_2G | 2 | West | YES | 0.12998 | 72 | 36 | 72 | 0 | 1.026 | CC | 1 | 0.30006 | 72 | 72 |  |  |  |  | 0.30006 | 21.6045
1418 | SWETWATR_3G | 3 | West | YES | 0.12998 | 68 | 36 | 68 | 0 | 1.026 | CC | 1 | 0.30006 | 68 | 68 |  |  |  |  | 0.30006 | 20.4042
1419 | SWETWATR_4G | 4 | West | YES | 0.12998 | 61 | 36 | 61 | 0 | 1.026 | CC | 1 | 0.30006 | 61 | 61 |  |  |  |  | 0.30006 | 18.3038
60081 | WHRLWIND1A | 1 | West | YES | 0.13049 | 12 | 0 | 60 | 0 | 1.03 | Wind | 1 | 0.30057 | 0 | 60 |  |  |  |  | 0.30057 | 18.0341
1437 | MESQUITW_1G | 1 | North | YES | 0.13225 | 40 | 0 | 400 | 0 | 1.023 | Wind | 1 | 0.30233 | 0 | 400 | 52.9 | 400 |  |  | 0.30233 | 120.9329
1438 | MESQUITW_2G | 1 | North | YES | 0.13226 | 23.6 | 0 | 236 |  | 1.017 | Wind | 1 | 0.30234 | 0 | 236 | 31.2122 | 236 |  |  | 0.30234 | 71.3516
1442 | COKFIELD_5 | 1 | North | YES | 0.13316 | 16.5 | 0 | 165 |  | 1.029 | Wind | 1 | 0.30324 | 0 | 165 | 21.9709 | 165 |  |  | 0.30324 | 50.0345
6100 | OKLA7A | EQ | West | YES | 0.13388 | 50 | -220 | 220 | 0 | 1.035 | DCTie | 1 | 0.30397 | 0 | 0 |  |  |  |  | 0.30397 | 0
6752 | OKLA0A | 1 | West | YES | 0.13388 | 649.7 | 175 | 649.7 | 0 | 1.035 | LIGCO | 1 | 0.30397 | 0 | 649.7 |  |  |  |  | 0.30397 | 197.4863
332 | RWMILLER01 | 1 | North | YES | 0.13464 | 58.4 | 18.5 | 73 | 0 | 1.04 | GST | 1 | 0.30472 | 73 | 73 | 9.8285 | 73 |  |  | 0.30472 | 22.2445
333 | RWMILLER02 | 2 | North | YES | 0.13464 | 95.2 | 37 | 119 | 0 | 1.04 | GST | 1 | 0.30472 | 119 | 119 | 16.0218 | 119 |  |  | 0.30472 | 36.2616
334 | RWMILLER03 | 3 | North | YES | 0.13464 | 166.4 | 65 | 208 | 0 | 1.04 | GST | 1 | 0.30472 | 208 | 208 | 28.0045 | 208 |  |  | 0.30472 | 63.3816
335 | RWMILLER04 | 4 | North | YES | 0.13464 | 81.6 | 0 | 102 | 0 | 1.04 | GST | 1 | 0.30472 | 102 | 102 | 13.733 | 102 |  |  | 0.30472 | 31.0814
336 | RWMILLER05 | 5 | North | YES | 0.13464 | 80.8 | 0 | 101 | 0 | 1.04 | GST | 1 | 0.30472 | 101 | 101 | 13.5983 | 101 |  |  | 0.30472 | 30.7767
1433 | GRHAMSES_1G | 1 | North | YES | 0.13509 | 242 | 60 | 242 | 0 | 1.038 | GST | 1 | 0.30517 | 242 | 242 | 32.692 | 242 |  |  | 0.30517 | 73.852
366 | JNSNCNTY802 | 1 | North | YES | 0.13597 | 168 | 20 | 168 | 0 | 1.02 | Cogen | 1 | 0.30606 | 0 | 0 | 0 | 0 |  |  | 0.30606 | 0
367 | JNSNCNTY802 | 2 | North | YES | 0.13597 | 90 | 20 | 90 | 0 | 1.02 | Cogen | 1 | 0.30606 | 0 | 0 | 0 | 0 |  |  | 0.30606 | 0
1432 | GRHAMSES_2G | 2 | North | YES | 0.13601 | 294.9 | 90 | 366 | 0 | 1.014 | GST | 1 | 0.30609 | 366 | 366 | 49.78 | 366 |  |  | 0.30609 | 112.0302
1600 | BARTNWND_1G | 1 | North | YES | 0.13612 | 12 | 0 | 120 | 0 | 1.022 | Wind | 1 | 0.30621 | 0 | 120 | 16.335 | 120 |  |  | 0.30621 | 36.7449
1479 | WFCOGEN_1G | 1 | North | YES | 0.13614 | 16 | 12 | 20 | 0 | 1 | Cogen | 1 | 0.30622 | 0 | 0 | 0 | 0 |  |  | 0.30622 | 0
1479 | WFCOGEN_1G | 2 | North | YES | 0.13614 | 16 | 12 | 20 | 0 | 1 | Cogen | 1 | 0.30622 | 0 | 0 | 0 | 0 |  |  | 0.30622 | 0
1482 | WFCOGEN_2G | 2 | North | YES | 0.13614 | 13.6 | 12 | 17 | 0 | 1 | Cogen | 1 | 0.30622 | 0 | 0 | 0 | 0 |  |  | 0.30622 | 0
1482 | WFCOGEN_2G | 1 | North | YES | 0.13614 | 16 | 12 | 20 | 0 | 1 | Cogen | 1 | 0.30622 | 0 | 0 | 0 | 0 |  |  | 0.30622 | 0
344 | MRSSHPRD | 1 | North | YES | 0.13636 | 0 | 0 | 12 |  | 1.03 | Hydro | 1 | 0.30644 | 0 | 0 | 0 | 0 |  |  | 0.30644 | 0
345 | MRSSHPRD01 | 2 | North | YES | 0.13636 | 0 | 0 | 12 |  | 1.03 | Hydro | 1 | 0.30644 | 0 | 0 | 0 | 0 |  |  | 0.30644 | 0
1892 | DECRDOVA_2G | A | North | YES | 0.13728 | 65 | 65 | 70 | 0 | 1.025 | GGT | 1 | 0.30737 | 70 | 70 | 9.6098 | 70 |  |  | 0.30737 | 21.5156
1893 | DECRDOVA_3G | B | North | YES | 0.13728 | 65 | 65 | 69 | 0 | 1.025 | GGT | 1 | 0.30737 | 69 | 69 | 9.4725 | 69 |  |  | 0.30737 | 21.2082
1894 | DECRDOVA_4G | C | North | YES | 0.13728 | 65 | 65 | 69 | 0 | 1.025 | GGT | 1 | 0.30737 | 69 | 69 | 9.4725 | 69 |  |  | 0.30737 | 21.2082
1895 | DECRDOVA_5G | D | North | YES | 0.13728 | 65 | 65 | 68 | 0 | 1.025 | GGT | 1 | 0.30737 | 68 | 68 | 9.3352 | 68 |  |  | 0.30737 | 20.9008
503 | NTHTEXAS01 | 1 | North | YES | 0.13763 | 0 | 5 | 18 |  | 1.015 | GST | 1 | 0.30771 | 18 | 18 | 2.4773 | 18 |  |  | 0.30771 | 5.5388
504 | NTHTEXAS02 | 2 | North | YES | 0.13763 | 14.4 | 5 | 18 |  | 1.015 | GST | 1 | 0.30771 | 18 | 18 | 2.4773 | 18 |  |  | 0.30771 | 5.5388
505 | NTHTEXAS03 | 3 | North | YES | 0.13763 | 30.4 | 15 | 38 |  | 1.015 | GST | 1 | 0.30771 | 38 | 38 | 5.2299 | 38 |  |  | 0.30771 | 11.693
1898 | COMCHEPK_1G | 1 | North | YES | 0.13826 | 1217 | 1150 | 1217 | 0 | 1.032 | Nuc | 1 | 0.30834 | 0 | 0 | 0 | 0 |  |  | 0.30834 | 0
1899 | COMCHEPK_2G | 2 | North | YES | 0.13826 | 1159 | 1128 | 1159 | 0 | 1.032 | Nuc | 1 | 0.30834 | 0 | 0 | 0 | 0 |  |  | 0.30834 | 0
1877 | WLFHOLW_1G | 1 | North | YES | 0.13867 | 217.3 | 89.2 | 217.3 | 0 | 1.032 | CC | 1 | 0.30876 | 217.3 | 217.3 | 30.1341 | 217.3 |  |  | 0.30876 | 67.093
1878 | WLFHOLW_2G | 2 | North | YES | 0.13867 | 215.7 | 105 | 215.7 | 0 | 1.032 | CC | 1 | 0.30876 | 215.7 | 215.7 | 29.9122 | 215.7 |  |  | 0.30876 | 66.599
1879 | WLFHOLW_3G | 3 | North | YES | 0.13867 | 272.4 | 89.2 | 272.4 | 0 | 1.032 | CC | 1 | 0.30876 | 272.4 | 272.4 | 37.7751 | 272.4 |  |  | 0.30876 | 84.1055
1453 | WCPWRCO_1G | 1 | North | YES | 0.13885 | 204 | 50 | 204 | 0 | 1.02 | CC | 1 | 0.30893 | 204 | 204 | 28.3254 | 204 |  |  | 0.30893 | 63.0222
1454 | WCPWRCO_2G | 2 | North | YES | 0.13885 | 204 | 50 | 204 | 0 | 1.02 | CC | 1 | 0.30893 | 204 | 204 | 28.3254 | 204 |  |  | 0.30893 | 63.0222
1455 | WCPWRCO_3G | 3 | North | YES | 0.13885 | 242 | 50 | 242 |  | 1.02 | CC | 1 | 0.30893 | 242 | 242 | 33.6017 | 242 |  |  | 0.30893 | 74.7616
1889 | DECRDOVA_1G | 1 | North | YES | 0.13897 | 779 | 255 | 779 | 0 | 1.02 | GSC | 1 | 0.30905 | 779 | 779 | 108.2569 | 779 |  |  | 0.30905 | 240.751
1937 | MDLTHELP_5G | 5 | North | YES | 0.13957 | 224 | 74 | 224 | 0 | 1 | CC | 1 | 0.30965 | 224 | 224 | 31.2639 | 224 |  |  | 0.30965 | 69.3624
1938 | MDLTHELP_6G | 6 | North | YES | 0.13957 | 226 | 74 | 226 | 0 | 1 | CC | 1 | 0.30965 | 226 | 226 | 31.543 | 226 |  |  | 0.30965 | 69.9817
1943 | MDLTHELP_3G | 3 | North | YES | 0.13957 | 212 | 74 | 212 | 0 | 1 | CC | 1 | 0.30965 | 212 | 212 | 29.5891 | 212 |  |  | 0.30965 | 65.6465
1944 | MDLTHELP_4G | 4 | North | YES | 0.13957 | 211 | 74 | 211 | 0 | 1 | CC | 1 | 0.30965 | 211 | 211 | 29.4495 | 211 |  |  | 0.30965 | 65.3369
580 | JCKCNTY801 | 1 | North | YES | 0.13982 | 288 | 0 | 288 | 0 | 1.022 | CC | 1 | 0.3099 | 288 | 288 | 40.2684 | 288 |  |  | 0.3099 | 89.2522
581 | JCKCNTY802 | 2 | North | YES | 0.13982 | 147 | 0 | 147 | 0 | 1.022 | CC | 1 | 0.3099 | 147 | 147 | 20.5537 | 147 |  |  | 0.3099 | 45.5558
582 | JCKCNTY803 | 3 | North | YES | 0.13982 | 147 | 0 | 147 | 0 | 1.022 | CC | 1 | 0.3099 | 147 | 147 | 20.5537 | 147 |  |  | 0.3099 | 45.5558
1941 | MDLTHELP_1G | 1 | North | YES | 0.14129 | 216.4 | 74 | 216.4 | 0 | 1 | CC | 1 | 0.31137 | 216.4 | 216.4 | 30.5754 | 216.4 |  |  | 0.31137 | 67.3812
1942 | MDLTHELP_2G | 2 | North | YES | 0.14129 | 216.1 | 74 | 216.1 | 0 | 1 | CC | 1 | 0.31137 | 216.1 | 216.1 | 30.533 | 216.1 |  |  | 0.31137 | 67.2878
1861 | EAGLEMNT_1G | MB | North | YES | 0.14134 | 0 | 30 | 112 |  | 1.022 | GST | 1 | 0.31143 | 0 | 0 | 0 | 0 |  |  | 0.31143 | 0
1862 | EAGLEMNT_2G | MB | North | YES | 0.14134 | 0 | 40 | 100 |  | 1.022 | GST | 1 | 0.31143 | 0 | 0 | 0 | 0 |  |  | 0.31143 | 0
1863 | EAGLEMNT_3G | MB | North | YES | 0.14134 | 0 | 50 | 378 |  | 1.022 | GST | 1 | 0.31143 | 0 | 0 | 0 | 0 |  |  | 0.31143 | 0
1947 | HANDLEY_3G | 3 | North | YES | 0.14183 | 316 | 100 | 395 | 0 | 1.022 | GST | 1 | 0.31191 | 395 | 395 | 56.0225 | 395 |  |  | 0.31191 | 123.205
1949 | HANDLEY_5G | 5 | North | YES | 0.14183 | 348 | 150 | 435 | 0 | 1.022 | GST | 1 | 0.31191 | 435 | 435 | 61.6956 | 435 |  |  | 0.31191 | 135.6814
1948 | HANDLEY_4G | 4 | North | YES | 0.14214 | 348 | 150 | 435 | 0 | 1.022 | GST | 1 | 0.31222 | 435 | 435 | 61.8313 | 435 |  |  | 0.31222 | 135.8172
728 | WOLFRIDGE801 | 1 | North | YES | 0.14227 | 11.2 | 0 | 112.5 | 0 | 0.99 | Wind | 1 | 0.31235 | 0 | 112.5 | 16.0048 | 112.5 |  |  | 0.31235 | 35.1391
923 | SPENCER_G4 | 1 | North | YES | 0.14382 | 48 | 20 | 61 | 0 | 1.03 | GST | 1 | 0.3139 | 61 | 61 | 8.7728 | 61 |  |  | 0.3139 | 19.1479
924 | SPENCER_G5 | 1 | North | YES | 0.14382 | 52 | 20 | 66 | 0 | 1.03 | GST | 1 | 0.3139 | 66 | 66 | 9.4919 | 66 |  |  | 0.3139 | 20.7174
2381 | NTHLK1_G | 1 | North | YES | 0.14676 | 0 | 35 | 156 |  | 1.022 | GST | 1 | 0.31685 | 156 | 156 | 22.895 | 156 |  |  | 0.31685 | 49.4279
2382 | NTHLK2_G | 2 | North | YES | 0.14676 | 0 | 35 | 181 |  | 1.022 | GST | 1 | 0.31685 | 181 | 181 | 26.5641 | 181 |  |  | 0.31685 | 57.349
2383 | NTHLK3_G | 3 | North | YES | 0.14676 | 0 | 50 | 329 |  | 1.022 | GST | 1 | 0.31685 | 329 | 329 | 48.285 | 329 |  |  | 0.31685 | 104.2421
2371 | COLLIN_1G | MB | North | YES | 0.14722 | 0 | 40 | 138 |  | 1.022 | GST | 1 | 0.3173 | 0 | 0 | 0 | 0 |  |  | 0.3173 | 0
12322 | ENNSTRAC_1G | 1 | North | YES | 0.14734 | 196 | 130 | 196 | 0 | 1.036 | CC | 1 | 0.31742 | 196 | 196 | 28.8788 | 196 |  |  | 0.31742 | 62.215
12323 | ENNSTRAC_2G | 2 | North | YES | 0.14734 | 116 | 100 | 116 | 0 | 1.036 | CC | 1 | 0.31742 | 116 | 116 | 17.0916 | 116 |  |  | 0.31742 | 36.8211
2413 | MTCK6_G | 6 | North | YES | 0.1482 | 0 | 30 | 118 |  | 1.022 | GST | 1 | 0.31828 | 118 | 118 | 17.4878 | 118 |  |  | 0.31828 | 37.5576
2414 | MTCK7_G | 7 | North | YES | 0.1482 | 0 | 30 | 115 |  | 1.022 | GST | 1 | 0.31828 | 115 | 115 | 17.0432 | 115 |  |  | 0.31828 | 36.6027
2417 | MTCK8_G | 8 | North | YES | 0.1482 | 444.8 | 60 | 556 | 0 | 1.022 | GSC | 1 | 0.31828 | 556 | 556 | 82.4003 | 556 |  |  | 0.31828 | 176.9661
6948 | DENISNDM | 1 | North | YES | 0.14821 | 40 | 5 | 40 |  | 1.015 | Hydro | 1 | 0.31829 | 0 | 0 | 0 | 0 |  |  | 0.31829 | 0
6948 | DENISNDM | 2 | North | YES | 0.14821 | 31 | 5 | 40 |  | 1.015 | Hydro | 1 | 0.31829 | 0 | 0 | 0 | 0 |  |  | 0.31829 | 0
1687 | VALLEY_1G | 1 | North | YES | 0.14852 | 136 | 15 | 170 | 0 | 1.029 | GST | 1 | 0.3186 | 170 | 170 | 25.2484 | 170 |  |  | 0.3186 | 54.1624
1688 | VALLEY_2G | 2 | North | YES | 0.14852 | 527 | 90 | 527 | 0 | 1.029 | GSC | 1 | 0.3186 | 527 | 527 | 78.27 | 527 |  |  | 0.3186 | 167.9034
1689 | VALLEY_3G | 3 | North | YES | 0.1489 | 0 | 25 | 375 |  | 1.003 | GST | 1 | 0.31898 | 375 | 375 | 55.8364 | 375 |  |  | 0.31898 | 119.6173
11691 | KMICHICT1_G | 1 | North | YES | 0.1489 | 144 | 80 | 144 | 0 | 1.026 | CC | 1 | 0.31898 | 144 | 144 | 21.4412 | 144 |  |  | 0.31898 | 45.933
11692 | KMICHICT2_G | 2 | North | YES | 0.1489 | 146 | 80 | 146 | 0 | 1.026 | CC | 1 | 0.31898 | 146 | 146 | 21.739 | 146 |  |  | 0.31898 | 46.571
11693 | KMICHIST3_G | 3 | North | YES | 0.1489 | 312 | 60 | 312 | 0 | 1.026 | CC | 1 | 0.31898 | 312 | 312 | 46.4559 | 312 |  |  | 0.31898 | 99.5216
11694 | KMICHICT4_G | 4 | North | YES | 0.1489 | 144 | 80 | 144 | 0 | 1.026 | CC | 1 | 0.31898 | 144 | 144 | 21.4412 | 144 |  |  | 0.31898 | 45.933
11695 | KMICHICT5_G | 5 | North | YES | 0.1489 | 148 | 80 | 148 | 0 | 1.026 | CC | 1 | 0.31898 | 148 | 148 | 22.0368 | 148 |  |  | 0.31898 | 47.2089
11696 | KMICHIST6_G | 6 | North | YES | 0.1489 | 310 | 60 | 310 | 0 | 1.026 | CC | 1 | 0.31898 | 310 | 310 | 46.1581 | 310 |  |  | 0.31898 | 98.8836
1678 | LAMARPWR_1G | 1 | North | YES | 0.14908 | 160 | 67.7 | 160 | 0 | 1.038 | CC | 1 | 0.31916 | 160 | 160 | 23.8526 | 160 |  |  | 0.31916 | 51.0658
1679 | LAMARPWR_2G | 2 | North | YES | 0.14908 | 156 | 67.7 | 156 | 0 | 1.038 | CC | 1 | 0.31916 | 156 | 156 | 23.2563 | 156 |  |  | 0.31916 | 49.7892
1680 | LAMARPWR_3G | 3 | North | YES | 0.14908 | 196 | 129.1 | 196 | 0 | 1.038 | CC | 1 | 0.31916 | 196 | 196 | 29.2195 | 196 |  |  | 0.31916 | 62.5556
1681 | LAMARPWR_4G | 4 | North | YES | 0.14908 | 156 | 67.7 | 156 | 0 | 1.038 | CC | 1 | 0.31916 | 156 | 156 | 23.2563 | 156 |  |  | 0.31916 | 49.7892
1682 | LAMARPWR_5G | 5 | North | YES | 0.14908 | 157 | 67.7 | 157 | 0 | 1.038 | CC | 1 | 0.31916 | 157 | 157 | 23.4054 | 157 |  |  | 0.31916 | 50.1083
1683 | LAMARPWR_6G | 6 | North | YES | 0.14908 | 198 | 129.1 | 198 | 0 | 1.038 | CC | 1 | 0.31916 | 198 | 198 | 29.5176 | 198 |  |  | 0.31916 | 63.194
1675 | PEC_1G | 1 | North | YES | 0.14922 | 76.7 | 35 | 76.7 | 0 | 1.022 | Cogen | 1 | 0.3193 | 0 | 0 | 0 | 0 |  |  | 0.3193 | 0
1676 | PEC_2G | 2 | North | YES | 0.14922 | 79.6 | 35 | 79.6 | 0 | 1.022 | Cogen | 1 | 0.3193 | 0 | 0 | 0 | 0 |  |  | 0.3193 | 0
1677 | PEC_3G | 3 | North | YES | 0.14922 | 88.4 | 35 | 88.4 | 0 | 1.022 | Cogen | 1 | 0.3193 | 0 | 0 | 0 | 0 |  |  | 0.3193 | 0
1701 | MOSES_1G | 1 | North | YES | 0.14939 | 558 | 175 | 558 | 0 | 1.023 | LIGCO | 1 | 0.31948 | 0 | 558 | 83.3619 | 558 |  |  | 0.31948 | 178.2678
1702 | MOSES_2G | 2 | North | YES | 0.14939 | 579 | 175 | 579 | 0 | 1.023 | LIGCO | 1 | 0.31948 | 0 | 579 | 86.4991 | 579 |  |  | 0.31948 | 184.9768
1703 | MOSES_3G | 3 | North | YES | 0.14939 | 808 | 463 | 808 | 0 | 1.023 | LIGCO | 1 | 0.31948 | 0 | 808 | 120.7104 | 808 |  |  | 0.31948 | 258.1369
5925 | DCEAST | EQ | North | YES | 0.14939 | 400.3 | -600 | 600 | 0 | 1.025 | DCTie | 1 | 0.31948 | 0 | 0 | 0 | 0 |  |  | 0.31948 | 0
842 | OLINGER_G1 | 1 | North | YES | 0.14971 | 55.4 | 20 | 79 | 0 | 1.03 | GST | 1 | 0.3198 | 79 | 79 | 11.8273 | 79 |  |  | 0.3198 | 25.2638
843 | OLINGER_G2 | 1 | North | YES | 0.14971 | 76.2 | 25 | 110 | 0 | 1.03 | GST | 1 | 0.3198 | 110 | 110 | 16.4684 | 110 |  |  | 0.3198 | 35.1775
844 | OLINGER_G3 | 1 | North | YES | 0.14971 | 103.9 | 45 | 150 | 0 | 1.03 | GST | 1 | 0.3198 | 150 | 150 | 22.4569 | 150 |  |  | 0.3198 | 47.9693
845 | OLINGER_G4 | 1 | North | YES | 0.14971 | 51.9 | 0 | 76 | 0 | 1.03 | GGT | 1 | 0.3198 | 76 | 76 | 11.3782 | 76 |  |  | 0.3198 | 24.3044
837 | NEWMAN_G5 | 1 | North | YES | 0.14973 | 0 | 15 | 40 |  | 1.01 | GST | 1 | 0.31981 | 40 | 40 | 5.9892 | 40 |  |  | 0.31981 | 12.7925
949 | STEAM2 | 1 | North | YES | 0.14999 | 26 | 8 | 26 | 0 | 0.99 | GST | 1 | 0.32007 | 26 | 26 | 3.8998 | 26 |  |  | 0.32007 | 8.3219
950 | STEAM3 | 1 | North | YES | 0.14999 | 41 | 13 | 42 | 0 | 1.02 | GST | 1 | 0.32007 | 42 | 42 | 6.2997 | 42 |  |  | 0.32007 | 13.4431
948 | STEAM1 | 1 | North | YES | 0.14999 | 0 | 12 | 20 |  | 1.02 | GST | 1 | 0.32008 | 20 | 20 | 2.9999 | 20 |  |  | 0.32008 | 6.4015
12440 | PARKD_1SVC8 | 1 | North | YES | 0.15027 | 0 | 0 | 0 | 0 | 1.007 | GST | 1 | 0.32036 | 0 | 0 | 0 | 0 |  |  | 0.32036 | 0
12449 | PARKD_2SVC8 | 1 | North | YES | 0.15027 | 0 | 0 | 0 | 0 | 1.007 | GST | 1 | 0.32036 | 0 | 0 | 0 | 0 |  |  | 0.32036 | 0
2451 | LKHB1_G | 1 | North | YES | 0.15044 | 0 | 80 | 391 |  | 1.022 | GST | 1 | 0.32053 | 391 | 391 | 58.8236 | 391 |  |  | 0.32053 | 125.3258
2452 | LKHB2_G | 2 | North | YES | 0.15044 | 516 | 80 | 516 | 0 | 1.022 | GST | 1 | 0.32053 | 516 | 516 | 77.6291 | 516 |  |  | 0.32053 | 165.3916
12411 | FPLEFR1A_G | 1 | North | YES | 0.1515 | 161 | 72 | 161 | 0 | 1 | CC | 1 | 0.32158 | 161 | 161 | 24.3912 | 161 |  |  | 0.32158 | 51.7744
12412 | FPLEFR1B_G | 2 | North | YES | 0.1515 | 164 | 72 | 164 | 0 | 1 | CC | 1 | 0.32158 | 164 | 164 | 24.8457 | 164 |  |  | 0.32158 | 52.7392
12413 | FPLEFR1C_G | 3 | North | YES | 0.1515 | 164 | 72 | 164 | 0 | 1 | CC | 1 | 0.32158 | 164 | 164 | 24.8457 | 164 |  |  | 0.32158 | 52.7392
12414 | FPLEFR1S_G | 4 | North | YES | 0.1515 | 414 | 191 | 414 | 0 | 1 | CC | 1 | 0.32158 | 414 | 414 | 62.7202 | 414 |  |  | 0.32158 | 133.1343
12421 | FPLEFR2A_G | 1 | North | YES | 0.1515 | 162 | 72 | 162 | 0 | 1 | CC | 1 | 0.32158 | 162 | 162 | 24.5427 | 162 |  |  | 0.32158 | 52.096
12422 | FPLEFR2B_G | 2 | North | YES | 0.1515 | 161 | 72 | 161 | 0 | 1 | CC | 1 | 0.32158 | 161 | 161 | 24.3912 | 161 |  |  | 0.32158 | 51.7744
12423 | FPLEFR2C_G | 3 | North | YES | 0.1515 | 163 | 72 | 163 | 0 | 1 | CC | 1 | 0.32158 | 163 | 163 | 24.6942 | 163 |  |  | 0.32158 | 52.4176
12424 | FPLEFR2S_G | 4 | North | YES | 0.1515 | 415 | 191 | 415 | 0 | 1 | CC | 1 | 0.32158 | 415 | 415 | 62.8717 | 415 |  |  | 0.32158 | 133.4559
3126 | TRINIDAD_6G | 1 | North | YES | 0.15455 | 179.2 | 46 | 224 | 0 | 1 | GST | 1 | 0.32463 | 224 | 224 | 34.6192 | 224 |  |  | 0.32463 | 72.7176
3097 | MARTLAKE_1G | 1 | North | YES | 0.15748 | 790 | 500 | 790 | 0 | 1.017 | LIGCO | 1 | 0.32756 | 0 | 790 | 124.406 | 790 |  |  | 0.32756 | 258.7711
3098 | MARTLAKE_2G | 2 | North | YES | 0.15748 | 795 | 461 | 795 | 0 | 1.017 | LIGCO | 1 | 0.32756 | 0 | 795 | 125.1934 | 795 |  |  | 0.32756 | 260.4089
3099 | MARTLAKE_3G | 3 | North | YES | 0.15748 | 804 | 500 | 804 | 0 | 1.017 | LIGCO | 1 | 0.32756 | 0 | 804 | 126.6107 | 804 |  |  | 0.32756 | 263.3569
13116 | TGATEWAY_1G | 1 | North | YES | 0.15812 | 151 | 30 | 151 | 0 | 1.0232 | CC | 1 | 0.3282 | 151 | 151 | 23.8763 | 151 |  |  | 0.3282 | 49.5587
13117 | TGATEWAY_2G | 2 | North | YES | 0.15812 | 130 | 30 | 130 | 0 | 1.0232 | CC | 1 | 0.3282 | 130 | 130 | 20.5557 | 130 |  |  | 0.3282 | 42.6664
13118 | TGATEWAY_3G | 3 | North | YES | 0.15812 | 148 | 30 | 148 | 0 | 1.0232 | CC | 1 | 0.3282 | 148 | 148 | 23.4019 | 148 |  |  | 0.3282 | 48.5741
13119 | TGATEWAY_4G | 4 | North | YES | 0.15812 | 399 | 65 | 399 | 0 | 1.0232 | CC | 1 | 0.3282 | 399 | 399 | 63.0903 | 399 |  |  | 0.3282 | 130.9531
3348 | CHAMPION_1G | MB | North | YES | 0.15928 | 0 | 42 | 42 |  | 1 | Cogen | 1 | 0.32936 | 0 | 0 | 0 | 0 |  |  | 0.32936 | 0
3309 | ASPN_G | 1 | North | YES | 0.15932 | 50 | 0 | 50 |  | 1 | Bio | 1 | 0.3294 | 50 | 50 | 7.9659 | 50 |  |  | 0.3294 | 16.47
3107 | STRYKER_1G | 1 | North | YES | 0.1606 | 145.6 | 45 | 182 | 0 | 1.029 | GST | 1 | 0.33069 | 182 | 182 | 29.2299 | 182 |  |  | 0.33069 | 60.1849
3108 | STRYKER_2G | 2 | North | YES | 0.1606 | 484 | 75 | 484 | 0 | 1.029 | GST | 1 | 0.33069 | 484 | 484 | 77.7323 | 484 |  |  | 0.33069 | 160.0522
13134 | CALFREST_4G | 4 | North | YES | 0.16489 | 151.5 | 40 | 151.5 | 0 | 1.031 | CC | 1 | 0.33497 | 151.5 | 151.5 | 24.981 | 151.5 |  |  | 0.33497 | 50.7485
13135 | CALFREST_5G | 5 | North | YES | 0.16489 | 152.3 | 57 | 152.3 | 0 | 1.031 | CC | 1 | 0.33497 | 152.3 | 152.3 | 25.1129 | 152.3 |  |  | 0.33497 | 51.0164
13136 | CALFREST_6G | 6 | North | YES | 0.16489 | 177.5 | 40 | 177.5 | 0 | 1.031 | CC | 1 | 0.33497 | 177.5 | 177.5 | 29.2682 | 177.5 |  |  | 0.33497 | 59.4578
13131 | CALFREST_1G | 1 | North | YES | 0.16518 | 150.7 | 40 | 150.7 | 0 | 1.031 | CC | 1 | 0.33526 | 150.7 | 150.7 | 24.8928 | 150.7 |  |  | 0.33526 | 50.5242
13132 | CALFREST_2G | 2 | North | YES | 0.16518 | 151 | 57 | 151 | 0 | 1.031 | CC | 1 | 0.33526 | 151 | 151 | 24.9423 | 151 |  |  | 0.33526 | 50.6248
13133 | CALFREST_3G | 3 | North | YES | 0.16518 | 177.4 | 40 | 177.4 | 0 | 1.031 | CC | 1 | 0.33526 | 177.4 | 177.4 | 29.3031 | 177.4 |  |  | 0.33526 | 59.4757
3381 | BBRN_1G | 1 | North | YES | 0.16671 | 618 | 225 | 618 | 0 | 1.03 | LIGCO | 1 | 0.33679 | 0 | 618 | 103.028 | 618 |  |  | 0.33679 | 208.1389
3382 | BBRN_2G | 2 | North | YES | 0.16671 | 589 | 225 | 589 | 0 | 1.03 | LIGCO | 1 | 0.33679 | 0 | 589 | 98.1934 | 589 |  |  | 0.33679 | 198.3719
32883 | BRYN_DNSBY3 | 1 | North | YES | 0.18391 | 0 | 2 | 48 |  | 1.015 | GST | 1 | 0.35399 | 48 | 48 | 8.8275 | 48 |  |  | 0.35399 | 16.9915
32884 | BRYN_DNSBY13 | 1 | North | YES | 0.18391 | 46 | 2 | 46 | 0 | 1.015 | GST | 1 | 0.35399 | 46 | 46 | 8.4597 | 46 |  |  | 0.35399 | 16.2835
32892 | BRYN_DNSBY14 | 1 | North | YES | 0.18391 | 84 | 25 | 105 | 0 | 1.035 | GST | 1 | 0.35399 | 105 | 105 | 19.3102 | 105 |  |  | 0.35399 | 37.1689
48721 | LEG_1___1 | 1 | North | YES | 0.18668 | 827 | 357 | 827 | 0 | 1.0348 | LIGCO | 1 | 0.35677 | 0 | 827 | 154.3868 | 827 |  |  | 0.35677 | 295.045
48722 | LEG_2___2 | 2 | North | YES | 0.18668 | 819 | 357 | 819 | 0 | 1.0348 | LIGCO | 1 | 0.35677 | 0 | 819 | 152.8934 | 819 |  |  | 0.35677 | 292.1908
32886 | BRYN_ATKINS3 | MB | North | YES | 0.18683 | 0 | 5 | 12 |  | 1 | GST | 1 | 0.35692 | 0 | 0 | 0 | 0 |  |  | 0.35692 | 0
32887 | BRYN_ATKINS6 | MB | North | YES | 0.18683 | 0 | 12 | 51 |  | 1.028 | GST | 1 | 0.35692 | 0 | 0 | 0 | 0 |  |  | 0.35692 | 0
32888 | BRYN_ATKINS7 | 1 | North | YES | 0.18683 | 13.6 | 4 | 17 |  | 1.028 | GGT | 1 | 0.35692 | 17 | 17 | 3.1762 | 17 |  |  | 0.35692 | 6.0676
32890 | BRYN_ATKINS4 | MB | North | YES | 0.18683 | 0 | 5 | 22 |  | 1.031 | GST | 1 | 0.35692 | 0 | 0 | 0 | 0 |  |  | 0.35692 | 0
32891 | BRYN_ATKINS5 | MB | North | YES | 0.18683 | 0 | 5 | 25 |  | 1.031 | GST | 1 | 0.35692 | 0 | 0 | 0 | 0 |  |  | 0.35692 | 0
32798 | BRYN_TAMUGEN | 1 | North | YES | 0.18838 | 32 | 0 | 32 |  | 1.02 | GST | 1 | 0.35846 | 32 | 32 | 6.0282 | 32 |  |  | 0.35846 | 11.4708
990 | GIBN_CREK_G1 | 1 | North | YES | 0.19623 | 463 | 200 | 463 | 0 | 1.0275 | LIGCO | 1 | 0.36631 | 0 | 463 | 90.8536 | 463 |  |  | 0.36631 | 169.6017
39960 | TNTNPONE_18 | 1 | North | YES | 0.19989 | 152.3 | 30 | 152.3 |  | 1.04 | LIGCO | 1 | 0.36997 | 0 | 152.3 | 30.4429 | 152.3 |  |  | 0.36997 | 56.3465
39970 | TNTNPONE_28 | 1 | North | YES | 0.19989 | 153 | 30 | 153 |  | 1.04 | LIGCO | 1 | 0.36997 | 0 | 153 | 30.5829 | 153 |  |  | 0.36997 | 56.6055
Note on AL4: Zonal Cap - Zonal Impact

## Distributed Slack - Bound Gen
Number of Bus | Name of Bus | ID | Area Name of Gen | AGC | P Sensitivity of Bus | Gen MW | Min MW | Max MW | V Sensitivity of Bus | Set Volt | Tech Type | Zone Impact | Zone Correlation | Inc Max | Dec Max | Souce S.F. Weighting | Souce Capacity | Sink S.F. Weighting | Sink Capacity | PTDF Calc | PTDF Weighting | max of zone correlation | -0.061504 |  |  | Neg PTDF weight | Pos PTDF weight
48674 | FTR_CN4_5095 | 4 | North | YES | -0.23159 | 380 | 0 | 380 | 0 | 1.0319 | CC | 1 | -0.061504 | 380 | 380 | -88.0027 | 380 |  |  | -0.061504 | -23.3714 |  |  |  |  | -23.3714 | 0
48672 | FTR_GT2_5110 | 2 | North | YES | -0.23159 | 159 | 0 | 159 | 0 | 1.0319 | CC | 1 | -0.061504 | 159 | 159 | -36.8222 | 159 |  |  | -0.061504 | -9.7791 |  |  |  |  | -9.7791 | 0
48673 | FTR_GT3_5085 | 3 | North | YES | -0.23159 | 158 | 0 | 158 | 0 | 1.0319 | CC | 1 | -0.061504 | 158 | 158 | -36.5906 | 158 |  |  | -0.061504 | -9.7176 |  |  |  |  | -9.7176 | 0
48671 | FTR_GT1_5105 | 1 | North | YES | -0.23159 | 154.2 | 0 | 154.2 | 0 | 1.0319 | CC | 1 | -0.061504 | 154.2 | 154.2 | -35.7106 | 154.2 |  |  | -0.061504 | -9.4839 |  |  | Weighted Shift Factors |  | -9.4839 | 0
13432 | SANDOW_5G | 5 | South | YES | 0.037826 | 581 | 225 | 581 |  | 1.029 | LIGCO | -1 | 0.10003 | 0 | 581 |  |  |  |  | -0.10003 | 0 |  |  | North | 0.13786 | 0 | 0
3432 | SANDOW_4G | 4 | South | YES | 0.017932 | 580 | 225 | 580 |  | 1.029 | LIGCO | -1 | 0.11992 | 0 | 580 |  |  |  |  | -0.11992 | 0 |  |  | Houston | -0.17008 | 0 | 0
7022 | L_BUCHAN1_1Y | 1 | South | YES | 0.00387 | 0 | 0 | 18 |  | 1 | Hydro | -1 | 0.13399 | 0 | 0 |  |  |  |  | -0.13399 | 0 |  |  |  |  | 0 | 0
7023 | L_BUCHAN1_2Y | 2 | South | YES | 0.00387 | 0 | 0 | 18 |  | 1 | Hydro | -1 | 0.13399 | 0 | 0 |  |  |  |  | -0.13399 | 0 | Houston |  |  |  | 0 | 0
7024 | L_BUCHAN1_3Y | 3 | South | YES | 0.00387 | 0 | 0 | 15 |  | 1 | Hydro | -1 | 0.13399 | 0 | 0 |  |  |  |  | -0.13399 | 0 | Line Rating |  | 1450 |  | 0 | 0
7026 | L_INKSDA1_1Y | 1 | South | YES | 0.003356 | 0 | 0 | 13.7 |  | 1 | Hydro | -1 | 0.1345 | 0 | 0 |  |  |  |  | -0.1345 | 0 | Impact Counter to Zone: |  | 52.3519 |  | 0 | 0
5934 | SI_RAY5 | 5 | South | YES | 0 | 0 | 10 | 15 |  | 1.035 | GST | -1 | 0.13786 | 15 | 15 |  |  |  |  | -0.13786 | -2.0679 |  |  | 3.61% |  | 0 | 0
8139 | JOS #1 | MB | South | YES | 0 | 0 | 45 | 255 |  | 1.02 | GST | -1 | 0.13786 | 0 | 0 |  |  |  |  | -0.13786 | 0 |  |  |  |  | 0 | 0
8285 | LAR #1 | MB | South | YES | 0 | 0 | 9 | 32 |  | 1.0497 | GST | -1 | 0.13786 | 0 | 0 |  |  |  |  | -0.13786 | 0 | North |  |  |  | 0 | 0
8287 | LAR #2 | MB | South | YES | 0 | 0 | 9 | 32 |  | 1.04 | GST | -1 | 0.13786 | 0 | 0 |  |  |  |  | -0.13786 | 0 | Line Rating |  | 1450 |  | 0 | 0
8288 | LAR #3 | MB | South | YES | 0 | 0 | 25 | 105 |  | 1.04 | GST | -1 | 0.13786 | 0 | 0 |  |  |  |  | -0.13786 | 0 | Impact Counter to Zone: |  | 0 |  | 0 | 0
8388 | BATES0A | MB | South | YES | 0 | 0 | 21 | 71 |  | 1.033 | GST | -1 | 0.13786 | 0 | 0 |  |  |  |  | -0.13786 | 0 |  |  | 0% |  | 0 | 0
8393 | BATES0B | MB | South | YES | 0 | 0 | 25 | 110 |  | 1.03 | GST | -1 | 0.13786 | 0 | 0 |  |  |  |  | -0.13786 | 0 |  |  |  |  | 0 | 0
8437 | NUECES_B0C | MB | South | YES | 0 | 0 | 7 | 30 |  | 1.03 | GST | -1 | 0.13786 | 0 | 0 |  |  |  |  | -0.13786 | 0 |  |  |  |  | 0 | 0
8438 | NUECES_B0B | MB | South | YES | 0 | 0 | 26 | 169 |  | 1.03 | GST | -1 | 0.13786 | 0 | 0 |  |  |  |  | -0.13786 | 0 |  |  |  |  | 0 | 0
39190 | TNSLCGN1__8 | 1 | Houston | YES | 0 | 0 | 10 | 30 |  | 1.03 | Cogen | -1 | 0.13786 | 0 | 0 |  |  | 0 | 0 | -0.13786 | 0 |  |  |  |  | 0 | 0
8032 | AMISTADHYD1 | 1 | South | YES | -0.001103 | 33 | 13 | 33 | 0 | 1.03 | Hydro | -1 | 0.13896 | 0 | 0 |  |  |  |  | -0.13896 | 0 |  |  |  |  | 0 | 0
8033 | AMISTADHYD2 | 2 | South | YES | -0.001103 | 25 | 13 | 25 | 0 | 1.03 | Hydro | -1 | 0.13896 | 0 | 0 |  |  |  |  | -0.13896 | 0 |  |  |  |  | 0 | 0
88253 | HAMILTON | F | South | YES | -0.001103 | 0 | 0 | 0 | 0 | 1.04 | BLT | -1 | 0.13896 | 0 | 0 |  |  |  |  | -0.13896 | 0 |  |  |  |  | 0 | 0
7035 | L_WIRTZ_1G1Y | 1 | South | YES | -0.005366 | 0 | 0 | 29 |  | 1 | Hydro | -1 | 0.14322 | 0 | 0 |  |  |  |  | -0.14322 | 0 |  |  |  |  | 0 | 0
7036 | L_WIRTZ_1G2Y | 2 | South | YES | -0.005366 | 0 | 0 | 29.7 |  | 1 | Hydro | -1 | 0.14322 | 0 | 0 |  |  |  |  | -0.14322 | 0 |  |  |  |  | 0 | 0
7000 | L_FERGUS1_1Y | 1 | South | YES | -0.005575 | 400 | 65 | 423.3 | 0 | 1.015 | GSC | -1 | 0.14343 | 423.3 | 423.3 |  |  |  |  | -0.14343 | -60.7147 |  |  |  |  | 0 | 0
7028 | L_MARBFA1_1Y | 1 | South | YES | -0.008289 | 0 | 0 | 18 |  | 1 | Hydro | -1 | 0.14615 | 0 | 0 |  |  |  |  | -0.14615 | 0 |  |  |  |  | 0 | 0
7029 | L_MARBFA1_2Y | 2 | South | YES | -0.008289 | 0 | 0 | 18 |  | 1 | Hydro | -1 | 0.14615 | 0 | 0 |  |  |  |  | -0.14615 | 0 |  |  |  |  | 0 | 0
7031 | L_MARSFO1G1Y | 1 | South | YES | -0.013902 | 0 | 0 | 36 |  | 1 | Hydro | -1 | 0.15176 | 0 | 0 |  |  |  |  | -0.15176 | 0 |  |  |  |  | 0 | 0
7032 | L_MARSFO1G2Y | 2 | South | YES | -0.013902 | 0 | 0 | 35 |  | 1 | Hydro | -1 | 0.15176 | 0 | 0 |  |  |  |  | -0.15176 | 0 |  |  |  |  | 0 | 0
7033 | L_MARSFO1G3Y | 3 | South | YES | -0.013902 | 0 | 0 | 36 |  | 1 | Hydro | -1 | 0.15176 | 0 | 0 |  |  |  |  | -0.15176 | 0 |  |  |  |  | 0 | 0
9005 | DECKR_G6 | 6 | South | YES | -0.015927 | 44 | 24 | 47 | 0 | 1.015 | GGT | -1 | 0.15378 | 47 | 47 |  |  |  |  | -0.15378 | -7.2278 |  |  |  |  | 0 | 0
9003 | DECKR_G4 | 4 | South | YES | -0.015927 | 44 | 24 | 44 | 0 | 1.015 | GGT | -1 | 0.15378 | 44 | 44 |  |  |  |  | -0.15378 | -6.7665 |  |  |  |  | 0 | 0
9004 | DECKR_G5 | 5 | South | YES | -0.015927 | 44 | 24 | 44 | 0 | 1.015 | GGT | -1 | 0.15378 | 44 | 44 |  |  |  |  | -0.15378 | -6.7665 |  |  |  |  | 0 | 0
9002 | DECKR_G3 | 3 | South | YES | -0.015927 | 0 | 24 | 42 |  | 1.015 | GGT | -1 | 0.15378 | 42 | 42 |  |  |  |  | -0.15378 | -6.4589 |  |  |  |  | 0 | 0
9001 | DECKR_G2 | 2 | South | YES | -0.016974 | 400 | 50 | 426 | 0 | 1.015 | GST | -1 | 0.15483 | 426 | 426 |  |  |  |  | -0.15483 | -65.9579 |  |  |  |  | 0 | 0
9000 | DECKR_G1 | 1 | South | YES | -0.016974 | 280 | 50 | 321 | 0 | 1.015 | GST | -1 | 0.15483 | 321 | 321 |  |  |  |  | -0.15483 | -49.7007 |  |  |  |  | 0 | 0
7020 | L_AUSTPL1_1Y | 1 | South | YES | -0.017079 | 0 | 0 | 8 |  | 1 | Hydro | -1 | 0.15494 | 0 | 0 |  |  |  |  | -0.15494 | 0 |  |  |  |  | 0 | 0
7020 | L_AUSTPL1_1Y | 2 | South | YES | -0.017079 | 0 | 0 | 8 |  | 1 | Hydro | -1 | 0.15494 | 0 | 0 |  |  |  |  | -0.15494 | 0 |  |  |  |  | 0 | 0
8262 | ELPS | 1 | South | YES | -0.017634 | 6 | 6 | 6 | 0 | 1.15 | Hydro | -1 | 0.15549 | 0 | 0 |  |  |  |  | -0.15549 | 0 |  |  |  |  | 0 | 0
9020 | SANDHG5A | 5A | South | YES | -0.018419 | 150 | 84 | 155 | 0 | 1.0175 | CC | -1 | 0.15628 | 155 | 155 |  |  |  |  | -0.15628 | -24.2227 |  |  |  |  | 0 | 0
9021 | SANDHG5C | 5C | South | YES | -0.018419 | 140 | 0 | 148 | 0 | 1.0175 | CC | -1 | 0.15628 | 148 | 148 |  |  |  |  | -0.15628 | -23.1288 |  |  |  |  | 0 | 0
9016 | SANDH_G1 | 1 | South | YES | -0.018419 | 45 | 2 | 49 | 0 | 1.0175 | GGT | -1 | 0.15628 | 49 | 49 |  |  |  |  | -0.15628 | -7.6575 |  |  |  |  | 0 | 0
9019 | SANDH_G4 | 4 | South | YES | -0.018419 | 0 | 2 | 47 |  | 1.0175 | GGT | -1 | 0.15628 | 47 | 47 |  |  |  |  | -0.15628 | -7.345 |  |  |  |  | 0 | 0
9017 | SANDH_G2 | 2 | South | YES | -0.018419 | 45 | 2 | 46 | 0 | 1.0175 | GGT | -1 | 0.15628 | 46 | 46 |  |  |  |  | -0.15628 | -7.1887 |  |  |  |  | 0 | 0
9018 | SANDH_G3 | 3 | South | YES | -0.018419 | 45 | 2 | 46 | 0 | 1.0175 | GGT | -1 | 0.15628 | 46 | 46 |  |  |  |  | -0.15628 | -7.1887 |  |  |  |  | 0 | 0
7809 | L_BASTEN1_3Y | 1 | South | YES | -0.02218 | 232.6 | 42 | 232.6 | 0 | 1.004 | CC | -1 | 0.16004 | 232.6 | 232.6 |  |  |  |  | -0.16004 | -37.2245 |  |  |  |  | 0 | 0
7807 | L_BASTEN1_1Y | 1 | South | YES | -0.02218 | 152.5 | 83.5 | 152.5 | 0 | 1.004 | CC | -1 | 0.16004 | 152.5 | 152.5 |  |  |  |  | -0.16004 | -24.4056 |  |  |  |  | 0 | 0
7808 | L_BASTEN1_2Y | 1 | South | YES | -0.02218 | 149.5 | 83.5 | 149.5 | 0 | 1.004 | CC | -1 | 0.16004 | 149.5 | 149.5 |  |  |  |  | -0.16004 | -23.9255 |  |  |  |  | 0 | 0
7009 | L_LOSTPI1_3Y | 3 | South | YES | -0.024259 | 173.9 | 72 | 175 | 0 | 1 | CC | -1 | 0.16212 | 175 | 175 |  |  |  |  | -0.16212 | -28.3703 |  |  |  |  | 0 | 0
7008 | L_LOSTPI1_2Y | 2 | South | YES | -0.024259 | 157.7 | 107 | 160 | 0 | 1 | CC | -1 | 0.16212 | 160 | 160 |  |  |  |  | -0.16212 | -25.9385 |  |  |  |  | 0 | 0
7007 | L_LOSTPI1_1Y | 1 | South | YES | -0.024259 | 158.6 | 110 | 158 | 0 | 1 | CC | -1 | 0.16212 | 158 | 158 |  |  |  |  | -0.16212 | -25.6143 |  |  |  |  | 0 | 0
7006 | L_SIMGID1_3Y | 3 | South | YES | -0.025754 | 324.9 | 60 | 329 | 0 | 1.02 | GST | -1 | 0.16361 | 329 | 329 |  |  |  |  | -0.16361 | -53.8279 |  |  |  |  | 0 | 0
7005 | L_SIMGID1_2Y | 2 | South | YES | -0.025754 | 133 | 32 | 139 | 0 | 1.02 | GST | -1 | 0.16361 | 139 | 139 |  |  |  |  | -0.16361 | -22.7419 |  |  |  |  | 0 | 0
7004 | L_SIMGID1_1Y | 1 | South | YES | -0.025754 | 132 | 40 | 132 | 0 | 1.02 | GST | -1 | 0.16361 | 132 | 132 |  |  |  |  | -0.16361 | -21.5966 |  |  |  |  | 0 | 0
7487 | L_CANYHY8_1Y | 1 | South | YES | -0.035901 | 0 | 0 | 6 |  | 1 | Hydro | -1 | 0.17376 | 0 | 0 |  |  |  |  | -0.17376 | 0 |  |  |  |  | 0 | 0
7017 | L_HAYSEN1_4Y | 4 | South | YES | -0.040792 | 226.7 | 74 | 226.7 | 0 | 1.008 | CC | -1 | 0.17865 | 226.7 | 226.7 |  |  |  |  | -0.17865 | -40.4997 |  |  |  |  | 0 | 0
7015 | L_HAYSEN1_2Y | 2 | South | YES | -0.040792 | 225 | 74 | 225 | 0 | 1.008 | CC | -1 | 0.17865 | 225 | 225 |  |  |  |  | -0.17865 | -40.196 |  |  |  |  | 0 | 0
7016 | L_HAYSEN1_3Y | 3 | South | YES | -0.040792 | 224.6 | 74 | 224.6 | 0 | 1.008 | CC | -1 | 0.17865 | 224.6 | 224.6 |  |  |  |  | -0.17865 | -40.1245 |  |  |  |  | 0 | 0
7014 | L_HAYSEN1_1Y | 1 | South | YES | -0.040792 | 223.9 | 74 | 223.9 | 0 | 1.008 | CC | -1 | 0.17865 | 223.9 | 223.9 |  |  |  |  | -0.17865 | -39.9995 |  |  |  |  | 0 | 0
7303 | L_WPPGS12_1Y | 1 | South | YES | -0.040833 | 50 | 0 | 50 | 0 | 1.025 | GGT | -1 | 0.17869 | 50 | 50 |  |  |  |  | -0.17869 | -8.9345 |  |  |  |  | 0 | 0
7303 | L_WPPGS12_1Y | 2 | South | YES | -0.040833 | 50 | 0 | 50 | 0 | 1.025 | GGT | -1 | 0.17869 | 50 | 50 |  |  |  |  | -0.17869 | -8.9345 |  |  |  |  | 0 | 0
7305 | L_WPPGS34_1Y | 3 | South | YES | -0.040833 | 50 | 0 | 50 | 0 | 1.025 | GGT | -1 | 0.17869 | 50 | 50 |  |  |  |  | -0.17869 | -8.9345 |  |  |  |  | 0 | 0
7305 | L_WPPGS34_1Y | 4 | South | YES | -0.040833 | 50 | 0 | 50 | 0 | 1.025 | GGT | -1 | 0.17869 | 50 | 50 |  |  |  |  | -0.17869 | -8.9345 |  |  |  |  | 0 | 0
7010 | L_FPPYD11_1Y | 1 | South | YES | -0.042444 | 547.4 | 200 | 606 | 0 | 1.02 | LIGCO | -1 | 0.1803 | 0 | 606 |  |  |  |  | -0.1803 | 0 |  |  |  |  | 0 | 0
7011 | L_FPPYD11_2Y | 2 | South | YES | -0.042444 | 552.2 | 200 | 598 | 0 | 1.02 | LIGCO | -1 | 0.1803 | 0 | 598 |  |  |  |  | -0.1803 | 0 |  |  |  |  | 0 | 0
7012 | L_FPPYD21_3Y | 3 | South | YES | -0.042585 | 427.5 | 200 | 436 | 0 | 1.02 | LIGCO | -1 | 0.18044 | 0 | 436 |  |  |  |  | -0.18044 | 0 |  |  |  |  | 0 | 0
7605 | L_MCQUEE9_1Y | 1 | South | YES | -0.044984 | 0 | 0 | 2.4 |  | 1.025 | Hydro | -1 | 0.18284 | 0 | 0 |  |  |  |  | -0.18284 | 0 |  |  |  |  | 0 | 0
7605 | L_MCQUEE9_1Y | 2 | South | YES | -0.044984 | 0 | 0 | 2.4 |  | 1.025 | Hydro | -1 | 0.18284 | 0 | 0 |  |  |  |  | -0.18284 | 0 |  |  |  |  | 0 | 0
7605 | L_MCQUEE9_1Y | 3 | South | YES | -0.044984 | 0 | 0 | 2.8 |  | 1.025 | Hydro | -1 | 0.18284 | 0 | 0 |  |  |  |  | -0.18284 | 0 |  |  |  |  | 0 | 0
7813 | L_RIONOG1S1Y | 4 | South | YES | -0.045493 | 293 | 0 | 293 | 0 | 1.02 | CC | -1 | 0.18335 | 293 | 293 |  |  |  |  | -0.18335 | -53.7215 |  |  |  |  | 0 | 0
7812 | L_RIONOG1G3Y | 3 | South | YES | -0.045493 | 154 | 0 | 154 | 0 | 1.02 | CC | -1 | 0.18335 | 154 | 154 |  |  |  |  | -0.18335 | -28.2359 |  |  |  |  | 0 | 0
7810 | L_RIONOG1G1Y | 1 | South | YES | -0.045493 | 148 | 0 | 148 | 0 | 1.02 | CC | -1 | 0.18335 | 148 | 148 |  |  |  |  | -0.18335 | -27.1358 |  |  |  |  | 0 | 0
7811 | L_RIONOG1G2Y | 2 | South | YES | -0.045493 | 148 | 0 | 148 | 0 | 1.02 | CC | -1 | 0.18335 | 148 | 148 |  |  |  |  | -0.18335 | -27.1358 |  |  |  |  | 0 | 0
7609 | L_SCHUMA8_1Y | 1 | South | YES | -0.04614 | 0 | 0 | 4 |  | 1 | Hydro | -1 | 0.184 | 0 | 0 |  |  |  |  | -0.184 | 0 |  |  |  |  | 0 | 0
7624 | L_LAKEWO9_1Y | 1 | South | YES | -0.047924 | 0 | 0 | 2.4 |  | 1 | Hydro | -1 | 0.18578 | 0 | 0 |  |  |  |  | -0.18578 | 0 |  |  |  |  | 0 | 0
7624 | L_LAKEWO9_1Y | 2 | South | YES | -0.047924 | 0 | 0 | 2.4 |  | 1 | Hydro | -1 | 0.18578 | 0 | 0 |  |  |  |  | -0.18578 | 0 |  |  |  |  | 0 | 0
58909 | PEARSALLSCG1 | 3 | South | YES | -0.048273 | 0 | 0 | 8.4 |  | 1.027 | Diesel | -1 | 0.18613 | 8.4 | 8.4 |  |  |  |  | -0.18613 | -1.5635 |  |  |  |  | 0 | 0
58909 | PEARSALLSCG1 | 4 | South | YES | -0.048273 | 0 | 0 | 8.4 |  | 1.027 | Diesel | -1 | 0.18613 | 8.4 | 8.4 |  |  |  |  | -0.18613 | -1.5635 |  |  |  |  | 0 | 0
58909 | PEARSALLSCG1 | 6 | South | YES | -0.048273 | 0 | 0 | 8.4 |  | 1.027 | Diesel | -1 | 0.18613 | 8.4 | 8.4 |  |  |  |  | -0.18613 | -1.5635 |  |  |  |  | 0 | 0
58909 | PEARSALLSCG1 | 5 | South | YES | -0.048273 | 0 | 0 | 8.4 |  | 1.027 | Diesel | -1 | 0.18613 | 8.4 | 8.4 |  |  |  |  | -0.18613 | -1.5635 |  |  |  |  | 0 | 0
58909 | PEARSALLSCG1 | 1 | South | YES | -0.048273 | 0 | 0 | 8.4 |  | 1.027 | Diesel | -1 | 0.18613 | 8.4 | 8.4 |  |  |  |  | -0.18613 | -1.5635 |  |  |  |  | 0 | 0
58909 | PEARSALLSCG1 | 2 | South | YES | -0.048273 | 0 | 0 | 8.4 |  | 1.027 | Diesel | -1 | 0.18613 | 8.4 | 8.4 |  |  |  |  | -0.18613 | -1.5635 |  |  |  |  | 0 | 0
58919 | PEARSALLSCG2 | 5 | South | YES | -0.048273 | 0 | 0 | 8.4 |  | 1.027 | Diesel | -1 | 0.18613 | 8.4 | 8.4 |  |  |  |  | -0.18613 | -1.5635 |  |  |  |  | 0 | 0
58919 | PEARSALLSCG2 | 6 | South | YES | -0.048273 | 0 | 0 | 8.4 |  | 1.027 | Diesel | -1 | 0.18613 | 8.4 | 8.4 |  |  |  |  | -0.18613 | -1.5635 |  |  |  |  | 0 | 0
58919 | PEARSALLSCG2 | 1 | South | YES | -0.048273 | 0 | 0 | 8.4 |  | 1.027 | Diesel | -1 | 0.18613 | 8.4 | 8.4 |  |  |  |  | -0.18613 | -1.5635 |  |  |  |  | 0 | 0
58919 | PEARSALLSCG2 | 2 | South | YES | -0.048273 | 0 | 0 | 8.4 |  | 1.027 | Diesel | -1 | 0.18613 | 8.4 | 8.4 |  |  |  |  | -0.18613 | -1.5635 |  |  |  |  | 0 | 0
58919 | PEARSALLSCG2 | 4 | South | YES | -0.048273 | 0 | 0 | 8.4 |  | 1.027 | Diesel | -1 | 0.18613 | 8.4 | 8.4 |  |  |  |  | -0.18613 | -1.5635 |  |  |  |  | 0 | 0
58919 | PEARSALLSCG2 | 3 | South | YES | -0.048273 | 0 | 0 | 8.4 |  | 1.027 | Diesel | -1 | 0.18613 | 8.4 | 8.4 |  |  |  |  | -0.18613 | -1.5635 |  |  |  |  | 0 | 0
58929 | PEARSALLSCG3 | 4 | South | YES | -0.048273 | 0 | 0 | 8.4 |  | 1.027 | Diesel | -1 | 0.18613 | 8.4 | 8.4 |  |  |  |  | -0.18613 | -1.5635 |  |  |  |  | 0 | 0
58929 | PEARSALLSCG3 | 6 | South | YES | -0.048273 | 0 | 0 | 8.4 |  | 1.027 | Diesel | -1 | 0.18613 | 8.4 | 8.4 |  |  |  |  | -0.18613 | -1.5635 |  |  |  |  | 0 | 0
58929 | PEARSALLSCG3 | 2 | South | YES | -0.048273 | 0 | 0 | 8.4 |  | 1.027 | Diesel | -1 | 0.18613 | 8.4 | 8.4 |  |  |  |  | -0.18613 | -1.5635 |  |  |  |  | 0 | 0
58929 | PEARSALLSCG3 | 5 | South | YES | -0.048273 | 0 | 0 | 8.4 |  | 1.027 | Diesel | -1 | 0.18613 | 8.4 | 8.4 |  |  |  |  | -0.18613 | -1.5635 |  |  |  |  | 0 | 0
58929 | PEARSALLSCG3 | 1 | South | YES | -0.048273 | 0 | 0 | 8.4 |  | 1.027 | Diesel | -1 | 0.18613 | 8.4 | 8.4 |  |  |  |  | -0.18613 | -1.5635 |  |  |  |  | 0 | 0
58929 | PEARSALLSCG3 | 3 | South | YES | -0.048273 | 0 | 0 | 8.4 |  | 1.027 | Diesel | -1 | 0.18613 | 8.4 | 8.4 |  |  |  |  | -0.18613 | -1.5635 |  |  |  |  | 0 | 0
58949 | PEARSALLSCG4 | 3 | South | YES | -0.048273 | 0 | 0 | 8.4 |  | 1.027 | Diesel | -1 | 0.18613 | 8.4 | 8.4 |  |  |  |  | -0.18613 | -1.5635 |  |  |  |  | 0 | 0
58949 | PEARSALLSCG4 | 2 | South | YES | -0.048273 | 0 | 0 | 8.4 |  | 1.027 | Diesel | -1 | 0.18613 | 8.4 | 8.4 |  |  |  |  | -0.18613 | -1.5635 |  |  |  |  | 0 | 0
58949 | PEARSALLSCG4 | 1 | South | YES | -0.048273 | 0 | 0 | 8.4 |  | 1.027 | Diesel | -1 | 0.18613 | 8.4 | 8.4 |  |  |  |  | -0.18613 | -1.5635 |  |  |  |  | 0 | 0
58949 | PEARSALLSCG4 | 4 | South | YES | -0.048273 | 0 | 0 | 8.4 |  | 1.027 | Diesel | -1 | 0.18613 | 8.4 | 8.4 |  |  |  |  | -0.18613 | -1.5635 |  |  |  |  | 0 | 0
58949 | PEARSALLSCG4 | 6 | South | YES | -0.048273 | 0 | 0 | 8.4 |  | 1.027 | Diesel | -1 | 0.18613 | 8.4 | 8.4 |  |  |  |  | -0.18613 | -1.5635 |  |  |  |  | 0 | 0
58949 | PEARSALLSCG4 | 5 | South | YES | -0.048273 | 0 | 0 | 8.4 |  | 1.027 | Diesel | -1 | 0.18613 | 8.4 | 8.4 |  |  |  |  | -0.18613 | -1.5635 |  |  |  |  | 0 | 0
7805 | L_GUADGE1_6Y | 6 | South | YES | -0.049908 | 203 | 30 | 203 | 0 | 1.02 | CC | -1 | 0.18776 | 203 | 203 |  |  |  |  | -0.18776 | -38.1162 |  |  |  |  | 0 | 0
7804 | L_GUADGE1_5Y | 5 | South | YES | -0.049908 | 182 | 30 | 182 | 0 | 1.02 | CC | -1 | 0.18776 | 182 | 182 |  |  |  |  | -0.18776 | -34.1732 |  |  |  |  | 0 | 0
7803 | L_GUADGE1_4Y | 4 | South | YES | -0.049908 | 149 | 30 | 149 | 0 | 1.02 | CC | -1 | 0.18776 | 149 | 149 |  |  |  |  | -0.18776 | -27.9769 |  |  |  |  | 0 | 0
7800 | L_GUADGE1_1Y | 1 | South | YES | -0.049908 | 147 | 30 | 147 | 0 | 1.02 | CC | -1 | 0.18776 | 147 | 147 |  |  |  |  | -0.18776 | -27.6014 |  |  |  |  | 0 | 0
7802 | L_GUADGE1_3Y | 3 | South | YES | -0.049908 | 146 | 30 | 146 | 0 | 1.02 | CC | -1 | 0.18776 | 146 | 146 |  |  |  |  | -0.18776 | -27.4137 |  |  |  |  | 0 | 0
7801 | L_GUADGE1_2Y | 2 | South | YES | -0.049908 | 138 | 30 | 138 | 0 | 1.02 | CC | -1 | 0.18776 | 138 | 138 |  |  |  |  | -0.18776 | -25.9115 |  |  |  |  | 0 | 0
5891 | PEARSALLGEN2 | 1 | South | YES | -0.050611 | 19.4 | 6 | 24.3 | 0 | 1.0226 | GST | -1 | 0.18847 | 24.3 | 24.3 |  |  |  |  | -0.18847 | -4.5798 |  |  |  |  | 0 | 0
5890 | PEARSALLGEN1 | 1 | South | YES | -0.050611 | 19.2 | 6 | 24 | 0 | 1.0226 | GST | -1 | 0.18847 | 24 | 24 |  |  |  |  | -0.18847 | -4.5232 |  |  |  |  | 0 | 0
5892 | PEARSALLGEN3 | 1 | South | YES | -0.050611 | 19.1 | 6 | 23.9 | 0 | 1.0226 | GST | -1 | 0.18847 | 23.9 | 23.9 |  |  |  |  | -0.18847 | -4.5044 |  |  |  |  | 0 | 0
5028 | BRAUNIG_VHB3 | 3 | South | YES | -0.050821 | 407 | 60 | 407 | 0 | 1.0138 | GST | -1 | 0.18868 | 407 | 407 |  |  |  |  | -0.18868 | -76.7918 |  |  |  |  | 0 | 0
5396 | CALAVER_OWS1 | 1 | South | YES | -0.050855 | 418 | 80 | 418 | 0 | 1.0192 | GST | -1 | 0.18871 | 418 | 418 |  |  |  |  | -0.18871 | -78.8815 |  |  |  |  | 0 | 0
5397 | CALAVER_OWS2 | 2 | South | YES | -0.050855 | 400 | 80 | 400 | 0 | 1.0192 | GST | -1 | 0.18871 | 400 | 400 |  |  |  |  | -0.18871 | -75.4847 |  |  |  |  | 0 | 0
5265 | LEON_LCP4G4 | 4 | South | YES | -0.050862 | 89 | 25 | 89 | 0 | 1.0197 | GST | -1 | 0.18872 | 89 | 89 |  |  |  |  | -0.18872 | -16.796 |  |  |  |  | 0 | 0
5264 | LEON_LCP3G3 | 3 | South | YES | -0.050862 | 0 | 20 | 58 |  | 1.0197 | GST | -1 | 0.18872 | 58 | 58 |  |  |  |  | -0.18872 | -10.9457 |  |  |  |  | 0 | 0
5269 | LEON_LCPCT4 | 4 | South | YES | -0.050862 | 45 | 24 | 45 | 0 | 1.0197 | GGT | -1 | 0.18872 | 45 | 45 |  |  |  |  | -0.18872 | -8.4923 |  |  |  |  | 0 | 0
5266 | LEON_LCPCT1 | 1 | South | YES | -0.050862 | 44 | 24 | 44 | 0 | 1.0197 | GGT | -1 | 0.18872 | 44 | 44 |  |  |  |  | -0.18872 | -8.3036 |  |  |  |  | 0 | 0
5267 | LEON_LCPCT2 | 2 | South | YES | -0.050862 | 44 | 24 | 44 | 0 | 1.0197 | GGT | -1 | 0.18872 | 44 | 44 |  |  |  |  | -0.18872 | -8.3036 |  |  |  |  | 0 | 0
5268 | LEON_LCPCT3 | 3 | South | YES | -0.050862 | 43 | 24 | 43 | 0 | 1.0197 | GGT | -1 | 0.18872 | 43 | 43 |  |  |  |  | -0.18872 | -8.1149 |  |  |  |  | 0 | 0
5111 | CALAVER_JTD1 | 1 | South | YES | -0.050864 | 430 | 80 | 430 | 0 | 1.0138 | LIGCO | -1 | 0.18872 | 0 | 430 |  |  |  |  | -0.18872 | 0 |  |  |  |  | 0 | 0
5112 | CALAVER_JTD2 | 2 | South | YES | -0.050864 | 430 | 80 | 430 | 0 | 1.0138 | LIGCO | -1 | 0.18872 | 0 | 430 |  |  |  |  | -0.18872 | 0 |  |  |  |  | 0 | 0
5439 | TUTTL_WBT4G4 | 4 | South | YES | -0.050917 | 151 | 40 | 151 | 0 | 1.012 | GST | -1 | 0.18877 | 151 | 151 |  |  |  |  | -0.18877 | -28.5048 |  |  |  |  | 0 | 0
5438 | TUTTL_WBT3G3 | 3 | South | YES | -0.050917 | 95 | 25 | 95 | 0 | 1.012 | GST | -1 | 0.18877 | 95 | 95 |  |  |  |  | -0.18877 | -17.9335 |  |  |  |  | 0 | 0
5436 | TUTTL_WBT1G1 | 1 | South | YES | -0.050917 | 48.8 | 20 | 61 | 0 | 1.012 | GST | -1 | 0.18877 | 61 | 61 |  |  |  |  | -0.18877 | -11.5152 |  |  |  |  | 0 | 0
5027 | BRAUNIG_VHB2 | 2 | South | YES | -0.051014 | 216 | 40 | 216 | 0 | 1.0192 | GST | -1 | 0.18887 | 216 | 216 |  |  |  |  | -0.18887 | -40.7961 |  |  |  |  | 0 | 0
5026 | BRAUNIG_VHB1 | 1 | South | YES | -0.051014 | 215 | 40 | 215 | 0 | 1.0192 | GST | -1 | 0.18887 | 215 | 215 |  |  |  |  | -0.18887 | -40.6072 |  |  |  |  | 0 | 0
5477 | BRA_AVR1_ST | 1 | South | YES | -0.052493 | 174 | 138 | 174 | 0 | 1.025 | CC | -1 | 0.19035 | 174 | 174 |  |  |  |  | -0.19035 | -33.1209 |  |  |  |  | 0 | 0
5476 | BRA_AVR1_CT1 | 1 | South | YES | -0.052493 | 155 | 90 | 155 | 0 | 1.025 | CC | -1 | 0.19035 | 155 | 155 |  |  |  |  | -0.19035 | -29.5042 |  |  |  |  | 0 | 0
5478 | BRA_AVR1_CT2 | 1 | South | YES | -0.052493 | 155 | 90 | 155 | 0 | 1.025 | CC | -1 | 0.19035 | 155 | 155 |  |  |  |  | -0.19035 | -29.5042 |  |  |  |  | 0 | 0
5401 | CALAVER_JKS1 | 1 | South | YES | -0.053589 | 562 | 100 | 562 | 0 | 1.026 | LIGCO | -1 | 0.19145 | 0 | 562 |  |  |  |  | -0.19145 | 0 |  |  |  |  | 0 | 0
8189 | CUECPL2A | 1 | South | YES | -0.056412 | 12 | 0 | 12 | 0 | 1.02 | Cogen | -1 | 0.19427 | 0 | 0 |  |  |  |  | -0.19427 | 0 |  |  |  |  | 0 | 0
5903 | SANMIGUELGEN | 1 | South | YES | -0.05919 | 396.3 | 180 | 396.3 | 0 | 1.0336 | LIGCO | -1 | 0.19705 | 0 | 396.3 |  |  |  |  | -0.19705 | 0 |  |  |  |  | 0 | 0
80265 | LARECU40A | 4 | South | YES | -0.059275 | 80 | 0 | 100 |  | 1.039 | GGT | -1 | 0.19713 | 100 | 100 |  |  |  |  | -0.19713 | -19.7132 |  |  |  |  | 0 | 0
80266 | LARECU50A | 5 | South | YES | -0.059275 | 80 | 0 | 100 |  | 1.039 | GGT | -1 | 0.19713 | 100 | 100 |  |  |  |  | -0.19713 | -19.7132 |  |  |  |  | 0 | 0
80012 | LAR | F | South | YES | -0.059279 | 0 | 0 | 0 | 0 | 1.04 | DCTie | -1 | 0.19714 | 0 | 0 |  |  |  |  | -0.19714 | 0 |  |  |  |  | 0 | 0
88299 | ZAPATA | F | South | YES | -0.065564 | 0 | 0 | 0 | 0 | 1.02 | BLT | -1 | 0.20342 | 0 | 0 |  |  |  |  | -0.20342 | 0 |  |  |  |  | 0 | 0
88198 | BEEVILLE | F | South | YES | -0.068643 | 0 | 0 | 0 | 0 | 1.02 | AVR | -1 | 0.2065 | 0 | 0 |  |  |  |  | -0.2065 | 0 |  |  |  |  | 0 | 0
5728 | FALCONHYDRO2 | 2 | South | YES | -0.069827 | 12 | 0 | 12 | 0 | 1.0234 | Hydro | -1 | 0.20768 | 0 | 0 |  |  |  |  | -0.20768 | 0 |  |  |  |  | 0 | 0
5729 | FALCONHYDRO3 | 3 | South | YES | -0.069827 | 11 | 0 | 11 | 0 | 1.0234 | Hydro | -1 | 0.20768 | 0 | 0 |  |  |  |  | -0.20768 | 0 |  |  |  |  | 0 | 0
8048 | FALCONHYDRO1 | 1 | South | YES | -0.069827 | 12 | 0 | 12 | 0 | 1.0234 | Hydro | -1 | 0.20768 | 0 | 0 |  |  |  |  | -0.20768 | 0 |  |  |  |  | 0 | 0
88508 | FALFURRI | F | South | YES | -0.070608 | 0 | 0 | 0 | 0 | 1 | AVR | -1 | 0.20846 | 0 | 0 |  |  |  |  | -0.20846 | 0 |  |  |  |  | 0 | 0
8161 | COLETO0A | 1 | South | YES | -0.072086 | 633 | 200 | 633 | 0 | 1.03 | LIGCO | -1 | 0.20994 | 0 | 633 |  |  |  |  | -0.20994 | 0 |  |  |  |  | 0 | 0
8935 | FGNTS201 | 3 | South | YES | -0.074282 | 173 | 0 | 173 | 0 | 1.03 | CC | -1 | 0.21214 | 173 | 173 |  |  |  |  | -0.21214 | -36.7 |  |  |  |  | 0 | 0
8934 | FGNTS101 | 2 | South | YES | -0.074282 | 147.9 | 0 | 147.9 | 0 | 1.03 | CC | -1 | 0.21214 | 147.9 | 147.9 |  |  |  |  | -0.21214 | -31.3753 |  |  |  |  | 0 | 0
8933 | FGNTS001 | 1 | South | YES | -0.074282 | 146.5 | 0 | 146.5 | 0 | 1.03 | CC | -1 | 0.21214 | 146.5 | 146.5 |  |  |  |  | -0.21214 | -31.0783 |  |  |  |  | 0 | 0
8983 | HECN3 | 3 | South | YES | -0.075031 | 171.9 | 0 | 171.9 | 0 | 1.0304 | CC | -1 | 0.21289 | 171.9 | 171.9 |  |  |  |  | -0.21289 | -36.5954 |  |  |  |  | 0 | 0
8981 | HECN1 | 1 | South | YES | -0.075031 | 144.8 | 0 | 144.8 | 0 | 1.0304 | CC | -1 | 0.21289 | 144.8 | 144.8 |  |  |  |  | -0.21289 | -30.8261 |  |  |  |  | 0 | 0
8982 | HECN2 | 2 | South | YES | -0.075031 | 144.1 | 0 | 144.1 | 0 | 1.0304 | CC | -1 | 0.21289 | 144.1 | 144.1 |  |  |  |  | -0.21289 | -30.6771 |  |  |  |  | 0 | 0
8938 | MVGN#3 | 3 | South | YES | -0.075032 | 250.9 | 0 | 250.9 | 0 | 1.0304 | CC | -1 | 0.21289 | 250.9 | 250.9 |  |  |  |  | -0.21289 | -53.4138 |  |  |  |  | 0 | 0
8937 | MVGN#2 | 2 | South | YES | -0.075032 | 216.7 | 0 | 216.7 | 0 | 1.0304 | CC | -1 | 0.21289 | 216.7 | 216.7 |  |  |  |  | -0.21289 | -46.133 |  |  |  |  | 0 | 0
8936 | MVGN#1 | 1 | South | YES | -0.075032 | 216.6 | 0 | 216.6 | 0 | 1.0304 | CC | -1 | 0.21289 | 216.6 | 216.6 |  |  |  |  | -0.21289 | -46.1117 |  |  |  |  | 0 | 0
80003 | MILHWYS | F | South | YES | -0.07536 | 0 | 0 | 0 | 0 | 1.0168 | AVR | -1 | 0.21322 | 0 | 0 |  |  |  |  | -0.21322 | 0 |  |  |  |  | 0 | 0
5935 | SI_RAY10 | 10 | South | YES | -0.075361 | 47 | 10 | 47 | 0 | 1.03 | CC | -1 | 0.21322 | 47 | 47 |  |  |  |  | -0.21322 | -10.0212 |  |  |  |  | 0 | 0
5932 | SI_RAY9 | 9 | South | YES | -0.075361 | 32 | 32 | 38 | 0 | 1.035 | CC | -1 | 0.21322 | 38 | 38 |  |  |  |  | -0.21322 | -8.1023 |  |  |  |  | 0 | 0
5933 | SI_RAY6 | 6 | South | YES | -0.075361 | 15.4 | 10 | 19.3 | 0 | 1.035 | GST | -1 | 0.21322 | 19.3 | 19.3 |  |  |  |  | -0.21322 | -4.1151 |  |  |  |  | 0 | 0
80080 | GWINDT11A | 3 | South | YES | -0.075561 | 0 | 0 | 38 | 0 | 1.025 | Wind | -1 | 0.21342 | 0 | 38 |  |  |  |  | -0.21342 | 0 |  |  |  |  | 0 | 0
80080 | GWINDT11A | 4 | South | YES | -0.075561 | 3.8 | 0 | 19 | 0 | 1.025 | Wind | -1 | 0.21342 | 0 | 19 |  |  |  |  | -0.21342 | 0 |  |  |  |  | 0 | 0
80080 | GWINDT11A | 2 | South | YES | -0.075561 | 0 | 0 | 41 | 0 | 1.025 | Wind | -1 | 0.21342 | 0 | 41 |  |  |  |  | -0.21342 | 0 |  |  |  |  | 0 | 0
80080 | GWINDT11A | 1 | South | YES | -0.075561 | 28.2 | 0 | 94 | 0 | 1.025 | Wind | -1 | 0.21342 | 0 | 94 |  |  |  |  | -0.21342 | 0 |  |  |  |  | 0 | 0
80081 | GWINDT21A | 4 | South | YES | -0.075561 | 4.4 | 0 | 22 | 0 | 1.025 | Wind | -1 | 0.21342 | 0 | 22 |  |  |  |  | -0.21342 | 0 |  |  |  |  | 0 | 0
80081 | GWINDT21A | 1 | South | YES | -0.075561 | 28.2 | 0 | 94 | 0 | 1.025 | Wind | -1 | 0.21342 | 0 | 94 |  |  |  |  | -0.21342 | 0 |  |  |  |  | 0 | 0
80081 | GWINDT21A | 3 | South | YES | -0.075561 | 8.6 | 0 | 43 | 0 | 1.025 | Wind | -1 | 0.21342 | 0 | 43 |  |  |  |  | -0.21342 | 0 |  |  |  |  | 0 | 0
80081 | GWINDT21A | 2 | South | YES | -0.075561 | 7.2 | 0 | 36 | 0 | 1.025 | Wind | -1 | 0.21342 | 0 | 36 |  |  |  |  | -0.21342 | 0 |  |  |  |  | 0 | 0
80180 | PNSCALT11A | 2 | South | YES | -0.075561 | 10 | 0 | 50 | 0 | 1.025 | Wind | -1 | 0.21342 | 0 | 50 |  |  |  |  | -0.21342 | 0 |  |  |  |  | 0 | 0
80180 | PNSCALT11A | 1 | South | YES | -0.075561 | 43.8 | 0 | 148 | 0 | 1.025 | Wind | -1 | 0.21342 | 0 | 148 |  |  |  |  | -0.21342 | 0 |  |  |  |  | 0 | 0
80181 | PNSCALT21A | 2 | South | YES | -0.075561 | 10 | 0 | 50 | 0 | 1.025 | Wind | -1 | 0.21342 | 0 | 50 |  |  |  |  | -0.21342 | 0 |  |  |  |  | 0 | 0
80181 | PNSCALT21A | 1 | South | YES | -0.075561 | 16.5 | 0 | 55 | 0 | 1.025 | Wind | -1 | 0.21342 | 0 | 55 |  |  |  |  | -0.21342 | 0 |  |  |  |  | 0 | 0
8517 | CELANEBI0A | 1 | South | YES | -0.075647 | 29 | 0 | 29 | 0 | 1.02 | Cogen | -1 | 0.2135 | 0 | 0 |  |  |  |  | -0.2135 | 0 |  |  |  |  | 0 | 0
8461 | KOCH_UP0A | 1 | South | YES | -0.076217 | 38 | 0 | 38 | 0 | 1.012 | Cogen | -1 | 0.21407 | 0 | 0 |  |  |  |  | -0.21407 | 0 |  |  |  |  | 0 | 0
8511 | OXY_CC0A | 1 | South | YES | -0.076277 | 30.3 | 0 | 38 | 0 | 1.027 | Cogen | -1 | 0.21413 | 0 | 0 |  |  |  |  | -0.21413 | 0 |  |  |  |  | 0 | 0
8506 | VAL #1 | 1 | South | YES | -0.076381 | 20.9 | 0 | 25 | 0 | 1.0055 | Cogen | -1 | 0.21424 | 0 | 0 |  |  |  |  | -0.21424 | 0 |  |  |  |  | 0 | 0
8507 | VAL #2 | 2 | South | YES | -0.076381 | 20.9 | 0 | 25 | 0 | 1.0055 | Cogen | -1 | 0.21424 | 0 | 0 |  |  |  |  | -0.21424 | 0 |  |  |  |  | 0 | 0
80263 | B_DAVIS31A | 3 | South | YES | -0.076528 | 0 | 0 | 180 |  | 1.0366 | CC | -1 | 0.21438 | 180 | 180 |  |  |  |  | -0.21438 | -38.5893 |  |  |  |  | 0 | 0
80264 | B_DAVIS41A | 4 | South | YES | -0.076528 | 0 | 0 | 180 |  | 1.0366 | CC | -1 | 0.21438 | 180 | 180 |  |  |  |  | -0.21438 | -38.5893 |  |  |  |  | 0 | 0
8459 | B_DAVIS0B | MB | South | YES | -0.076528 | 0 | 50 | 339 |  | 1.03 | GSC | -1 | 0.21438 | 0 | 0 |  |  |  |  | -0.21438 | 0 |  |  |  |  | 0 | 0
8460 | B_DAVIS0A | MB | South | YES | -0.076528 | 0 | 50 | 340 |  | 1.03 | GSC | -1 | 0.21438 | 0 | 0 |  |  |  |  | -0.21438 | 0 |  |  |  |  | 0 | 0
8456 | COSW#1 | 1 | South | YES | -0.076689 | 20 | 0 | 20 | 0 | 1.027 | Cogen | -1 | 0.21455 | 0 | 0 |  |  |  |  | -0.21455 | 0 |  |  |  |  | 0 | 0
8457 | COSW#2 | 2 | South | YES | -0.076689 | 14 | 0 | 14 | 0 | 1.027 | Cogen | -1 | 0.21455 | 0 | 0 |  |  |  |  | -0.21455 | 0 |  |  |  |  | 0 | 0
8560 | CNOPGT1 | 1 | South | YES | -0.076768 | 148.3 | 0 | 148.3 | 0 | 1.03 | Cogen | -1 | 0.21462 | 0 | 0 |  |  |  |  | -0.21462 | 0 |  |  |  |  | 0 | 0
8561 | CNOPGT2 | 2 | South | YES | -0.076768 | 148.6 | 0 | 148.6 | 0 | 1.03 | Cogen | -1 | 0.21462 | 0 | 0 |  |  |  |  | -0.21462 | 0 |  |  |  |  | 0 | 0
8562 | CNOPST1 | 3 | South | YES | -0.076768 | 153 | 0 | 153 | 0 | 1.03 | Cogen | -1 | 0.21462 | 0 | 0 |  |  |  |  | -0.21462 | 0 |  |  |  |  | 0 | 0
8442 | NBEC7 | 7 | South | YES | -0.076784 | 0 | 81 | 367 |  | 1.0298 | GST | -1 | 0.21464 | 367 | 367 |  |  |  |  | -0.21464 | -78.7731 |  |  |  |  | 0 | 0
8442 | NBEC7 | MB | South | YES | -0.076784 | 0 | 81 | 367 |  | 1.0298 | GST | -1 | 0.21464 | 0 | 0 |  |  |  |  | -0.21464 | 0 |  |  |  |  | 0 | 0
8926 | LGE_GT10A | 1 | South | YES | -0.078195 | 158 | 0 | 158 | 0 | 1.03 | Cogen | -1 | 0.21605 | 0 | 0 |  |  |  |  | -0.21605 | 0 |  |  |  |  | 0 | 0
8927 | LGE_GT20A | 2 | South | YES | -0.078195 | 153 | 0 | 153 | 0 | 1.03 | Cogen | -1 | 0.21605 | 0 | 0 |  |  |  |  | -0.21605 | 0 |  |  |  |  | 0 | 0
8928 | LGE_STG0A | 3 | South | YES | -0.078195 | 100 | 0 | 100 | 0 | 1.03 | Cogen | -1 | 0.21605 | 0 | 0 |  |  |  |  | -0.21605 | 0 |  |  |  |  | 0 | 0
8930 | ICPGN10A | 1 | South | YES | -0.078195 | 149 | 0 | 149 | 0 | 1.03 | Cogen | -1 | 0.21605 | 0 | 0 |  |  |  |  | -0.21605 | 0 |  |  |  |  | 0 | 0
8931 | ICPGN20A | 2 | South | YES | -0.078195 | 150 | 0 | 150 | 0 | 1.03 | Cogen | -1 | 0.21605 | 0 | 0 |  |  |  |  | -0.21605 | 0 |  |  |  |  | 0 | 0
8932 | ICPGN30A | 3 | South | YES | -0.078195 | 127 | 0 | 127 | 0 | 1.03 | Cogen | -1 | 0.21605 | 0 | 0 |  |  |  |  | -0.21605 | 0 |  |  |  |  | 0 | 0
80223 | REYSHR G | 1 | South | YES | -0.078195 | 12 | 0 | 12 | 0 | 1.032 | Cogen | -1 | 0.21605 | 0 | 0 |  |  |  |  | -0.21605 | 0 |  |  |  |  | 0 | 0
8174 | VICEC61A | 6 | South | YES | -0.078657 | 188 | 42 | 188 | 0 | 1.025 | CC | -1 | 0.21651 | 188 | 188 |  |  |  |  | -0.21651 | -40.7046 |  |  |  |  | 0 | 0
8173 | VICEC51A | 5 | South | YES | -0.078657 | 144 | 18 | 144 | 0 | 1.025 | CC | -1 | 0.21651 | 144 | 144 |  |  |  |  | -0.21651 | -31.178 |  |  |  |  | 0 | 0
5512 | RAYBURNCC8 | 1 | South | YES | -0.079922 | 49.3 | 18.2 | 49.3 | 0 | 1.0296 | CC | -1 | 0.21778 | 49.3 | 49.3 |  |  |  |  | -0.21778 | -10.7365 |  |  |  |  | 0 | 0
5508 | RAYBURNCC9 | 1 | South | YES | -0.079922 | 47.7 | 18.2 | 47.7 | 0 | 1.0296 | CC | -1 | 0.21778 | 47.7 | 47.7 |  |  |  |  | -0.21778 | -10.388 |  |  |  |  | 0 | 0
5511 | RAYBURNCC7 | 1 | South | YES | -0.079922 | 47.5 | 18.2 | 47.5 | 0 | 1.0296 | CC | -1 | 0.21778 | 47.5 | 47.5 |  |  |  |  | -0.21778 | -10.3445 |  |  |  |  | 0 | 0
5509 | RAYBURNCC10 | 1 | South | YES | -0.079922 | 37.3 | 5.2 | 37.3 | 0 | 1.0296 | CC | -1 | 0.21778 | 37.3 | 37.3 |  |  |  |  | -0.21778 | -8.1231 |  |  |  |  | 0 | 0
8066 | DUP1V#1 | 1 | South | YES | -0.080023 | 52.3 | 0 | 73 | 0 | 1.01 | Cogen | -1 | 0.21788 | 0 | 0 |  |  |  |  | -0.21788 | 0 |  |  |  |  | 0 | 0
5503 | RAYBURNGEN3 | 1 | South | YES | -0.080563 | 17.6 | 6 | 22 | 0 | 1.0224 | GST | -1 | 0.21842 | 22 | 22 |  |  |  |  | -0.21842 | -4.8052 |  |  |  |  | 0 | 0
5505 | RAYBURNGEN1 | 1 | South | YES | -0.080563 | 0 | 1 | 11 |  | 1.0223 | GGT | -1 | 0.21842 | 11 | 11 |  |  |  |  | -0.21842 | -2.4026 |  |  |  |  | 0 | 0
5506 | RAYBURNGEN2 | 1 | South | YES | -0.080563 | 0 | 1 | 11 |  | 1.0223 | GGT | -1 | 0.21842 | 11 | 11 |  |  |  |  | -0.21842 | -2.4026 |  |  |  |  | 0 | 0
80224 | VISTRONG1 | 1 | South | YES | -0.082343 | 13.1 | 0 | 15 | 0 | 1.01 | Cogen | -1 | 0.2202 | 0 | 0 |  |  |  |  | -0.2202 | 0 |  |  |  |  | 0 | 0
80225 | VISTRONG2 | 2 | South | YES | -0.082343 | 20.2 | 0 | 23 | 0 | 1.01 | Cogen | -1 | 0.2202 | 0 | 0 |  |  |  |  | -0.2202 | 0 |  |  |  |  | 0 | 0
80227 | AIRCO G | 1 | South | YES | -0.083161 | 7.2 | 0 | 8 | 0 | 1.0104 | Cogen | -1 | 0.22102 | 0 | 0 |  |  |  |  | -0.22102 | 0 |  |  |  |  | 0 | 0
80140 | CSDR11 | 11 | South | YES | -0.0837 | 33.9 | 0 | 39 | 0 | 1.03 | DCTie | -1 | 0.22156 | 0 | 0 |  |  |  |  | -0.22156 | 0 |  |  |  |  | 0 | 0
8147 | UCAR #2 | 10 | South | YES | -0.083701 | 18.2 | 0 | 28 |  | 1 | Cogen | -1 | 0.22156 | 0 | 0 |  |  |  |  | -0.22156 | 0 |  |  |  |  | 0 | 0
8148 | UCAR #1 | 2 | South | YES | -0.083701 | 6.1 | 0 | 7 | 0 | 1.009 | Cogen | -1 | 0.22156 | 0 | 0 |  |  |  |  | -0.22156 | 0 |  |  |  |  | 0 | 0
80137 | CSDR89 | 9 | South | YES | -0.083701 | 15 | 0 | 15 | 0 | 1.003 | DCTie | -1 | 0.22156 | 0 | 0 |  |  |  |  | -0.22156 | 0 |  |  |  |  | 0 | 0
80137 | CSDR89 | 8 | South | YES | -0.083701 | 33.9 | 0 | 39 | 0 | 1.003 | DCTie | -1 | 0.22156 | 0 | 0 |  |  |  |  | -0.22156 | 0 |  |  |  |  | 0 | 0
80138 | CSDR7 | 7 | South | YES | -0.083701 | 6.1 | 0 | 7 | 0 | 1.014 | DCTie | -1 | 0.22156 | 0 | 0 |  |  |  |  | -0.22156 | 0 |  |  |  |  | 0 | 0
80139 | CSDR56 | 6 | South | YES | -0.083701 | 0 | 0 | 39 |  | 1.0033 | DCTie | -1 | 0.22156 | 0 | 0 |  |  |  |  | -0.22156 | 0 |  |  |  |  | 0 | 0
80139 | CSDR56 | 5 | South | YES | -0.083701 | 15 | 0 | 15 |  | 1.0033 | DCTie | -1 | 0.22156 | 0 | 0 |  |  |  |  | -0.22156 | 0 |  |  |  |  | 0 | 0
80226 | ALCOA G | 1 | South | YES | -0.087146 | 32.3 | 5 | 48 | 0 | 1.015 | Cogen | -1 | 0.225 | 0 | 0 |  |  |  |  | -0.225 | 0 |  |  |  |  | 0 | 0
8134 | FOR #1 | 1 | South | YES | -0.088185 | 54.1 | 45 | 79 | 0 | 1 | Cogen | -1 | 0.22604 | 0 | 0 |  |  |  |  | -0.22604 | 0 |  |  |  |  | 0 | 0
8138 | FOR #2 | 2 | South | YES | -0.088185 | 63.1 | 45 | 81 | 0 | 1 | Cogen | -1 | 0.22604 | 0 | 0 |  |  |  |  | -0.22604 | 0 |  |  |  |  | 0 | 0
8153 | FOR #3 | 3 | South | YES | -0.088185 | 63.1 | 45 | 79.9 | 0 | 1 | Cogen | -1 | 0.22604 | 0 | 0 |  |  |  |  | -0.22604 | 0 |  |  |  |  | 0 | 0
8154 | FOR #4 | 4 | South | YES | -0.088185 | 63.1 | 60 | 80 | 0 | 1 | Cogen | -1 | 0.22604 | 0 | 0 |  |  |  |  | -0.22604 | 0 |  |  |  |  | 0 | 0
8155 | FOR #5 | 5 | South | YES | -0.088185 | 63.1 | 60 | 78.4 | 0 | 1 | Cogen | -1 | 0.22604 | 0 | 0 |  |  |  |  | -0.22604 | 0 |  |  |  |  | 0 | 0
8156 | FOR #6 | 6 | South | YES | -0.088185 | 24.9 | 5 | 25 | 0 | 1 | Cogen | -1 | 0.22604 | 0 | 0 |  |  |  |  | -0.22604 | 0 |  |  |  |  | 0 | 0
8157 | FOR #7 | 7 | South | YES | -0.088185 | 28.8 | 5 | 46 | 0 | 1 | Cogen | -1 | 0.22604 | 0 | 0 |  |  |  |  | -0.22604 | 0 |  |  |  |  | 0 | 0
80051 | FOR #8 | 8 | South | YES | -0.088185 | 28 | 28 | 28 |  | 1 | Cogen | -1 | 0.22604 | 0 | 0 |  |  |  |  | -0.22604 | 0 |  |  |  |  | 0 | 0
80052 | FOR #9 | 9 | South | YES | -0.088185 | 29.7 | 5 | 43.6 | 0 | 1 | Cogen | -1 | 0.22604 | 0 | 0 |  |  |  |  | -0.22604 | 0 |  |  |  |  | 0 | 0
80053 | FOR #10 | 10 | South | YES | -0.088185 | 68.4 | 45 | 75 | 0 | 1 | Cogen | -1 | 0.22604 | 0 | 0 |  |  |  |  | -0.22604 | 0 |  |  |  |  | 0 | 0
5911 | STP_GN1___1 | 1 | Houston | YES | -0.12502 | 1333 | 1249 | 1333 | 0 | 1.0406 | Nuc | -1 | 0.26288 | 0 | 0 |  |  | 0 | 0 | -0.26288 | 0 |  |  |  |  | 0 | 0
5912 | STP_GN2___2 | 2 | Houston | YES | -0.12502 | 1332 | 1249 | 1332 | 0 | 1.0406 | Nuc | -1 | 0.26288 | 0 | 0 |  |  | 0 | 0 | -0.26288 | 0 |  |  |  |  | 0 | 0
48733 | CBE_ST12 | 1 | Houston | YES | -0.12585 | 105 | 0 | 105 | 0 | 1.029 | CC | -1 | 0.2637 | 105 | 105 |  |  | -13.2139 | 105 | -0.2637 | -27.6889 |  |  |  |  | 0 | 0
48736 | CBE_ST34 | 1 | Houston | YES | -0.12585 | 105 | 0 | 105 | 0 | 1.029 | CC | -1 | 0.2637 | 105 | 105 |  |  | -13.2139 | 105 | -0.2637 | -27.6889 |  |  |  |  | 0 | 0
48731 | CBE_GT1 | 1 | Houston | YES | -0.12585 | 76 | 0 | 76 | 0 | 1.029 | CC | -1 | 0.2637 | 76 | 76 |  |  | -9.5644 | 76 | -0.2637 | -20.0415 |  |  |  |  | 0 | 0
48732 | CBE_GT2 | 1 | Houston | YES | -0.12585 | 76 | 0 | 76 | 0 | 1.029 | CC | -1 | 0.2637 | 76 | 76 |  |  | -9.5644 | 76 | -0.2637 | -20.0415 |  |  |  |  | 0 | 0
48734 | CBE_GT3 | 1 | Houston | YES | -0.12585 | 76 | 0 | 76 | 0 | 1.029 | CC | -1 | 0.2637 | 76 | 76 |  |  | -9.5644 | 76 | -0.2637 | -20.0415 |  |  |  |  | 0 | 0
48735 | CBE_GT4 | 1 | Houston | YES | -0.12585 | 76 | 0 | 76 | 0 | 1.029 | CC | -1 | 0.2637 | 76 | 76 |  |  | -9.5644 | 76 | -0.2637 | -20.0415 |  |  |  |  | 0 | 0
48911 | TGF_GT1_8000 | 1 | Houston | YES | -0.12993 | 69.2 | 0 | 69.2 |  | 1.029 | Cogen | -1 | 0.26779 | 0 | 0 |  |  | 0 | 0 | -0.26779 | 0 |  |  |  |  | 0 | 0
3403 | THOUSE_1G | 1 | North | YES | 0.099407 | 563 | 200 | 563 | 0 | 1.012 | GSC | 1 | 0.26949 | 563 | 563 | 55.9661 | 563 |  |  | 0.26949 | 151.7225 |  |  |  |  | 0 | 0
3404 | THOUSE_2G | 2 | North | YES | 0.099407 | 807 | 250 | 807 | 0 | 1.012 | GSC | 1 | 0.26949 | 807 | 807 | 80.2214 | 807 |  |  | 0.26949 | 217.4779 |  |  |  |  | 0 | 0
3416 | LAKE_CRK1_G | 1 | North | YES | 0.099687 | 60 | 33 | 75 |  | 1.029 | GST | 1 | 0.26977 | 75 | 75 | 7.4765 | 75 |  |  | 0.26977 | 20.2327 |  |  |  |  | 0 | 0
3417 | LAKE_CRK2_G | 2 | North | YES | 0.099687 | 177.6 | 40 | 222 | 0 | 1.029 | GST | 1 | 0.26977 | 222 | 222 | 22.1305 | 222 |  |  | 0.26977 | 59.8888 |  |  |  |  | 0 | 0
239 | BOSQUESW502 | 1 | North | YES | 0.10287 | 119.2 | 0 | 149 | 0 | 1.02 | GGT | 1 | 0.27295 | 149 | 149 | 15.3273 | 149 |  |  | 0.27295 | 40.6696 |  |  |  |  | 0 | 0
247 | BOSQUESW501 | 2 | North | YES | 0.10287 | 124.8 | 0 | 156 | 0 | 1.02 | GGT | 1 | 0.27295 | 156 | 156 | 16.0474 | 156 |  |  | 0.27295 | 42.5803 |  |  |  |  | 0 | 0
238 | BOSQUESW505 | 1 | North | YES | 0.10287 | 255 | 0 | 255 | 0 | 1.02 | CC | 1 | 0.27295 | 255 | 255 | 26.2313 | 255 |  |  | 0.27295 | 69.6023 |  |  |  |  | 0 | 0
60202 | FRNDDRCS | F | West | YES | 0.103 | 0 | 0 | 0 | 0 | 0.9985 | AVR | 1 | 0.27309 | 0 | 0 |  |  |  |  | 0.27309 | 0 |  |  |  |  | 0 | 0
253 | BOSQUESW804 | 2 | North | YES | 0.10825 | 80 | 0 | 80 | 0 | 1.032 | CC | 1 | 0.27834 | 80 | 80 | 8.6602 | 80 |  |  | 0.27834 | 22.2668 |  |  |  |  | 0 | 0
251 | BOSQUESW803 | 2 | North | YES | 0.10825 | 150 | 0 | 150 | 0 | 1.032 | CC | 1 | 0.27834 | 150 | 150 | 16.238 | 150 |  |  | 0.27834 | 41.7503 |  |  |  |  | 0 | 0
49851 | DOW17000 | 37 | Houston | YES | -0.14315 | 39 | 0 | 62 | 0 | 1 | Cogen | -1 | 0.28101 | 0 | 0 |  |  | 0 | 0 | -0.28101 | 0 |  |  |  |  | 0 | 0
49858 | DOW38100 | 31 | Houston | YES | -0.14315 | 45 | 0 | 71.4 |  | 1 | Cogen | -1 | 0.28101 | 0 | 0 |  |  | 0 | 0 | -0.28101 | 0 |  |  |  |  | 0 | 0
49859 | DOW38200 | 33 | Houston | YES | -0.14315 | 28 | 0 | 45 | 0 | 1 | Cogen | -1 | 0.28101 | 0 | 0 |  |  | 0 | 0 | -0.28101 | 0 |  |  |  |  | 0 | 0
49860 | DOW38300 | 32 | Houston | YES | -0.14315 | 63 | 0 | 101 |  | 1 | Cogen | -1 | 0.28101 | 0 | 0 |  |  | 0 | 0 | -0.28101 | 0 |  |  |  |  | 0 | 0
49862 | DOW39100 | 36 | Houston | YES | -0.14315 | 54 | 0 | 86 | 0 | 1 | Cogen | -1 | 0.28101 | 0 | 0 |  |  | 0 | 0 | -0.28101 | 0 |  |  |  |  | 0 | 0
49863 | DOW39200 | 35 | Houston | YES | -0.14315 | 55 | 0 | 88 | 0 | 1 | Cogen | -1 | 0.28101 | 0 | 0 |  |  | 0 | 0 | -0.28101 | 0 |  |  |  |  | 0 | 0
49865 | DOW41000 | 41 | Houston | YES | -0.14315 | 31 | 0 | 50 |  | 1 | Cogen | -1 | 0.28101 | 0 | 0 |  |  | 0 | 0 | -0.28101 | 0 |  |  |  |  | 0 | 0
49866 | DOW42000 | 42 | Houston | YES | -0.14315 | 11 | 0 | 18 |  | 1 | Cogen | -1 | 0.28101 | 0 | 0 |  |  | 0 | 0 | -0.28101 | 0 |  |  |  |  | 0 | 0
49869 | DOW49000 | 45 | Houston | YES | -0.14315 | 59 | 0 | 94 |  | 1 | Cogen | -1 | 0.28101 | 0 | 0 |  |  | 0 | 0 | -0.28101 | 0 |  |  |  |  | 0 | 0
49870 | DOW61000 | 61 | Houston | YES | -0.14315 | 44 | 0 | 70 | 0 | 1 | Cogen | -1 | 0.28101 | 0 | 0 |  |  | 0 | 0 | -0.28101 | 0 |  |  |  |  | 0 | 0
49871 | DOW62000 | 62 | Houston | YES | -0.14315 | 40 | 0 | 63 | 0 | 1 | Cogen | -1 | 0.28101 | 0 | 0 |  |  | 0 | 0 | -0.28101 | 0 |  |  |  |  | 0 | 0
49872 | DOW63000 | 63 | Houston | YES | -0.14315 | 45 | 0 | 72 | 0 | 1 | Cogen | -1 | 0.28101 | 0 | 0 |  |  | 0 | 0 | -0.28101 | 0 |  |  |  |  | 0 | 0
49873 | DOW64000 | 64 | Houston | YES | -0.14315 | 41 | 0 | 64.8 | 0 | 1 | Cogen | -1 | 0.28101 | 0 | 0 |  |  | 0 | 0 | -0.28101 | 0 |  |  |  |  | 0 | 0
49876 | DOW65000 | 65 | Houston | YES | -0.14315 | 63 | 0 | 101 | 0 | 1 | Cogen | -1 | 0.28101 | 0 | 0 |  |  | 0 | 0 | -0.28101 | 0 |  |  |  |  | 0 | 0
49877 | DOW66000 | 66 | Houston | YES | -0.14315 | 61 | 0 | 97 | 0 | 1 | Cogen | -1 | 0.28101 | 0 | 0 |  |  | 0 | 0 | -0.28101 | 0 |  |  |  |  | 0 | 0
49878 | DOW67000 | 67 | Houston | YES | -0.14315 | 65 | 0 | 103 | 0 | 1 | Cogen | -1 | 0.28101 | 0 | 0 |  |  | 0 | 0 | -0.28101 | 0 |  |  |  |  | 0 | 0
49882 | DOW81000 | 81 | Houston | YES | -0.14315 | 47 | 0 | 76 | 0 | 1 | Cogen | -1 | 0.28101 | 0 | 0 |  |  | 0 | 0 | -0.28101 | 0 |  |  |  |  | 0 | 0
49884 | DOW82000 | 82 | Houston | YES | -0.14315 | 51 | 0 | 80 | 0 | 1 | Cogen | -1 | 0.28101 | 0 | 0 |  |  | 0 | 0 | -0.28101 | 0 |  |  |  |  | 0 | 0
49885 | DOW83000 | 83 | Houston | YES | -0.14315 | 51 | 0 | 80 | 0 | 1 | Cogen | -1 | 0.28101 | 0 | 0 |  |  | 0 | 0 | -0.28101 | 0 |  |  |  |  | 0 | 0
49886 | DOW84000 | 84 | Houston | YES | -0.14315 | 107 | 0 | 171 | 0 | 0.98 | Cogen | -1 | 0.28101 | 0 | 0 |  |  | 0 | 0 | -0.28101 | 0 |  |  |  |  | 0 | 0
244 | WHITNYDM01 | 1 | North | YES | 0.11399 | 15 | 0 | 15 | 0 | 1.035 | Hydro | 1 | 0.28407 | 0 | 0 | 0 | 0 |  |  | 0.28407 | 0 |  |  |  |  | 0 | 0
245 | WHITNYDM02 | 2 | North | YES | 0.11399 | 15 | 0 | 15 | 0 | 1.035 | Hydro | 1 | 0.28407 | 0 | 0 | 0 | 0 |  |  | 0.28407 | 0 |  |  |  |  | 0 | 0
48520 | BSF_GT1_8070 | 1 | Houston | YES | -0.14648 | 72 | 0 | 72 | 0 | 1.0326 | Cogen | -1 | 0.28434 | 0 | 0 |  |  | 0 | 0 | -0.28434 | 0 |  |  |  |  | 0 | 0
48520 | BSF_GT1_8070 | 2 | Houston | YES | -0.14648 | 10 | 0 | 10 | 0 | 1.0326 | Cogen | -1 | 0.28434 | 0 | 0 |  |  | 0 | 0 | -0.28434 | 0 |  |  |  |  | 0 | 0
60018 | DSKY1 | 1 | West | YES | 0.1154 | 21 | 0 | 84 | 0 | 1.023 | Wind | 1 | 0.28549 | 0 | 84 |  |  |  |  | 0.28549 | 23.9809 |  |  |  |  | 0 | 0
60000 | DSKY2 | 1 | West | YES | 0.11561 | 19.1 | 0 | 76.5 |  | 1.039 | Wind | 1 | 0.28569 | 0 | 76.5 |  |  |  |  | 0.28569 | 21.8555 |  |  |  |  | 0 | 0
60017 | ORNNWP1 | 1 | West | YES | 0.11621 | 20 | 0 | 80 |  | 1.027 | Wind | 1 | 0.28629 | 0 | 80 |  |  |  |  | 0.28629 | 22.903 |  |  |  |  | 0 | 0
39760 | TNSCLP1___8 | 1 | Houston | YES | -0.14914 | 93.4 | 20 | 116.8 | 0 | 1.04 | Cogen | -1 | 0.28699 | 0 | 0 |  |  | 0 | 0 | -0.28699 | 0 |  |  |  |  | 0 | 0
39770 | TNSCLP2___8 | 1 | Houston | YES | -0.14914 | 91.6 | 20 | 114.5 | 0 | 1.04 | Cogen | -1 | 0.28699 | 0 | 0 |  |  | 0 | 0 | -0.28699 | 0 |  |  |  |  | 0 | 0
39775 | TNSCLP4___8 | 1 | Houston | YES | -0.14914 | 95.2 | 20 | 119 | 0 | 1.04 | Cogen | -1 | 0.28699 | 0 | 0 |  |  | 0 | 0 | -0.28699 | 0 |  |  |  |  | 0 | 0
39790 | TNSCLP3___8 | 1 | Houston | YES | -0.14914 | 87.6 | 20 | 109.5 | 0 | 1.027 | Cogen | -1 | 0.28699 | 0 | 0 |  |  | 0 | 0 | -0.28699 | 0 |  |  |  |  | 0 | 0
38437 | TNSRBNMESA9 | 1 | West | YES | 0.11858 | 37.5 | 0 | 150 | 0 | 1.02 | Wind | 1 | 0.28866 | 0 | 150 |  |  |  |  | 0.28866 | 43.2992 |  |  |  |  | 0 | 0
38332 | TNWDWRDU2_8 | 1 | West | YES | 0.11865 | 20 | 0 | 80 | 0 | 1.0232 | Wind | 1 | 0.28873 | 0 | 80 |  |  |  |  | 0.28873 | 23.0984 |  |  |  |  | 0 | 0
60016 | WOODWRD11A | 1 | West | YES | 0.11866 | 20 | 0 | 80 |  | 1.033 | Wind | 1 | 0.28875 | 0 | 80 |  |  |  |  | 0.28875 | 23.0996 |  |  |  |  | 0 | 0
60005 | KING_SE1A | 1 | West | YES | 0.11875 | 10 | 0 | 40 |  | 1.035 | Wind | 1 | 0.28883 | 0 | 40 |  |  |  |  | 0.28883 | 11.5531 |  |  |  |  | 0 | 0
6016 | SWMESA | 1 | West | YES | 0.11875 | 18.8 | 0 | 75 |  | 1.03 | Wind | 1 | 0.28883 | 0 | 75 |  |  |  |  | 0.28883 | 21.6621 |  |  |  |  | 0 | 0
60003 | KING_NE1A | 1 | West | YES | 0.11875 | 20 | 0 | 80 |  | 1.03 | Wind | 1 | 0.28883 | 0 | 80 |  |  |  |  | 0.28883 | 23.1063 |  |  |  |  | 0 | 0
60201 | RIO DRCS | F | West | YES | 0.11887 | 0 | 0 | 0 | 0 | 1.025 | AVR | 1 | 0.28896 | 0 | 0 |  |  |  |  | 0.28896 | 0 |  |  |  |  | 0 | 0
60007 | KING_SW1A | 1 | West | YES | 0.11919 | 20 | 0 | 80 |  | 1.03 | Wind | 1 | 0.28928 | 0 | 80 |  |  |  |  | 0.28928 | 23.142 |  |  |  |  | 0 | 0
60019 | KING_NW1A | 1 | West | YES | 0.11919 | 20 | 0 | 80 |  | 1.03 | Wind | 1 | 0.28928 | 0 | 80 |  |  |  |  | 0.28928 | 23.142 |  |  |  |  | 0 | 0
1349 | WESTXWIN_1G | 1 | West | YES | 0.1256 | 1.3 | 0 | 6.6 |  | 1.014 | Wind | 1 | 0.29568 | 0 | 6.6 |  |  |  |  | 0.29568 | 1.9515 |  |  |  |  | 0 | 0
1350 | NWPWRG1_1G | 1 | West | YES | 0.1256 | 6.9 | 1 | 34.3 |  | 1.014 | Wind | 1 | 0.29568 | 0 | 34.3 |  |  |  |  | 0.29568 | 10.1419 |  |  |  |  | 0 | 0
60057 | CALLAHAN1A | 1 | West | YES | 0.12587 | 22.8 | 0 | 114 | 0 | 1.04 | Wind | 1 | 0.29596 | 0 | 114 |  |  |  |  | 0.29596 | 33.739 |  |  |  |  | 0 | 0
1002 | PBCTAGE_1G | A | West | YES | 0.1261 | 64 | 64 | 66 | 0 | 1.036 | GGT | 1 | 0.29618 | 66 | 66 |  |  |  |  | 0.29618 | 19.5478 |  |  |  |  | 0 | 0
1003 | PBCTBGE_2G | B | West | YES | 0.1261 | 65 | 65 | 66 | 0 | 1.036 | GGT | 1 | 0.29618 | 66 | 66 |  |  |  |  | 0.29618 | 19.5478 |  |  |  |  | 0 | 0
1004 | PBCTCGE_3G | C | West | YES | 0.1261 | 62 | 62 | 67 | 0 | 1.036 | GGT | 1 | 0.29618 | 67 | 67 |  |  |  |  | 0.29618 | 19.844 |  |  |  |  | 0 | 0
1006 | PBCTEGE_5G | E | West | YES | 0.1261 | 65 | 65 | 67 | 0 | 1.036 | GGT | 1 | 0.29618 | 67 | 67 |  |  |  |  | 0.29618 | 19.844 |  |  |  |  | 0 | 0
1005 | PBCTDGE_4G | D | West | YES | 0.1261 | 65 | 65 | 68 | 0 | 1.036 | GGT | 1 | 0.29618 | 68 | 68 |  |  |  |  | 0.29618 | 20.1401 |  |  |  |  | 0 | 0
1007 | PB5GEN_6G | 5 | West | YES | 0.1261 | 91.2 | 40 | 114 | 0 | 1.036 | GST | 1 | 0.29618 | 114 | 114 |  |  |  |  | 0.29618 | 33.7643 |  |  |  |  | 0 | 0
1008 | PB6GEN_7G | 6 | West | YES | 0.1261 | 515 | 130 | 515 | 0 | 1.036 | GST | 1 | 0.29618 | 515 | 515 |  |  |  |  | 0.29618 | 152.5319 |  |  |  |  | 0 | 0
7038 | L_DELAWA1_1Y | 2 | West | YES | 0.12617 | 3 | 0 | 30 | 0 | 1 | Wind | 1 | 0.29625 | 0 | 30 |  |  |  |  | 0.29625 | 8.8875 |  |  |  |  | 0 | 0
7038 | L_DELAWA1_1Y | 1 | West | YES | 0.12617 | 3.5 | 0 | 35 | 0 | 1 | Wind | 1 | 0.29625 | 0 | 35 |  |  |  |  | 0.29625 | 10.3688 |  |  |  |  | 0 | 0
76091 | L_DIVIDE1_1N | W1 | West | YES | 0.12626 | 22.5 | 0 | 112.5 |  | 1.02 | Wind | 1 | 0.29634 | 0 | 112.5 |  |  |  |  | 0.29634 | 33.3382 |  |  |  |  | 0 | 0
76095 | L_CAPRSI1_1N | W1 | West | YES | 0.12626 | 29.9 | 0 | 149.5 | 0 | 1.02 | Wind | 1 | 0.29634 | 0 | 149.5 |  |  |  |  | 0.29634 | 44.3027 |  |  |  |  | 0 | 0
76096 | L_CAPRSI1_2N | W1 | West | YES | 0.12626 | 37.2 | 0 | 186 | 0 | 1.02 | Wind | 1 | 0.29634 | 0 | 186 |  |  |  |  | 0.29634 | 55.1191 |  |  |  |  | 0 | 0
76097 | L_CAPRGE1_1N | W1 | West | YES | 0.12626 | 42.9 | 0 | 214.5 | 0 | 1.02 | Wind | 1 | 0.29634 | 0 | 214.5 |  |  |  |  | 0.29634 | 63.5648 |  |  |  |  | 0 | 0
11147 | NOTREES_1G | 1 | West | YES | 0.12631 | 29.8 | 0 | 149 | 0 | 1.017 | Wind | 1 | 0.29639 | 0 | 149 |  |  |  |  | 0.29639 | 44.1619 |  |  |  |  | 0 | 0
48730 | MNS_GT | 1 | Houston | YES | -0.15859 | 43 | 0 | 46.1 |  | 1.029 | Cogen | -1 | 0.29645 | 0 | 0 |  |  | 0 | 0 | -0.29645 | 0 |  |  |  |  | 0 | 0
48926 | WAP_GN6_6 | 6 | Houston | YES | -0.1587 | 651 | 280 | 651 |  | 1.035 | LIGCO | -1 | 0.29656 | 0 | 651 |  |  | 0 | 0 | -0.29656 | 0 |  |  |  |  | 0 | 0
48927 | WAP_GN7_7 | 7 | Houston | YES | -0.1587 | 564 | 277 | 564 |  | 1.035 | LIGCO | -1 | 0.29656 | 0 | 564 |  |  | 0 | 0 | -0.29656 | 0 |  |  |  |  | 0 | 0
48928 | WAP_GN8_8 | 8 | Houston | YES | -0.1587 | 603 | 275 | 603 |  | 1.035 | LIGCO | -1 | 0.29656 | 0 | 603 |  |  | 0 | 0 | -0.29656 | 0 |  |  |  |  | 0 | 0
48523 | BVE_ST1_GN1 | 3 | Houston | YES | -0.15878 | 252.4 | 0 | 252.4 |  | 1.035 | CC | -1 | 0.29663 | 252.4 | 252.4 |  |  | -40.0756 | 252.4 | -0.29663 | -74.8706 |  |  |  |  | 0 | 0
48521 | BVE_GT1_GT1 | 1 | Houston | YES | -0.15878 | 167.7 | 0 | 167.7 |  | 1.035 | CC | -1 | 0.29663 | 167.7 | 167.7 |  |  | -26.6271 | 167.7 | -0.29663 | -49.7456 |  |  |  |  | 0 | 0
48522 | BVE_GT2_5035 | 2 | Houston | YES | -0.15878 | 166.4 | 0 | 166.4 |  | 1.035 | CC | -1 | 0.29663 | 166.4 | 166.4 |  |  | -26.4207 | 166.4 | -0.29663 | -49.36 |  |  |  |  | 0 | 0
76031 | L_GASCCR1_1N | W1 | West | YES | 0.12663 | 30 | 0 | 150 | 0 | 1.02 | Wind | 1 | 0.29671 | 0 | 150 |  |  |  |  | 0.29671 | 44.5063 |  |  |  |  | 0 | 0
1320 | BSP 1 | 1 | West | YES | 0.12695 | 25.5 | 2.9 | 25.8 | 0 | 1 | Cogen | 1 | 0.29703 | 0 | 0 |  |  |  |  | 0.29703 | 0 |  |  |  |  | 0 | 0
1326 | STANTONW_8 | 1 | West | YES | 0.12709 | 20.1 | 0 | 100.5 |  | 1.01 | Wind | 1 | 0.29717 | 0 | 100.5 |  |  |  |  | 0.29717 | 29.8658 |  |  |  |  | 0 | 0
11022 | TIEHVCG_2G | 1 | West | YES | 0.12714 | 132.4 | 103 | 132.4 | 0 | 1.012 | CC | 1 | 0.29722 | 132.4 | 132.4 |  |  |  |  | 0.29722 | 39.3522 |  |  |  |  | 0 | 0
11023 | TIEHVCG_3G | 1 | West | YES | 0.12714 | 137.4 | 103 | 137.4 | 0 | 1.012 | CC | 1 | 0.29722 | 137.4 | 137.4 |  |  |  |  | 0.29722 | 40.8384 |  |  |  |  | 0 | 0
11021 | TIEHVCG_1G | 1 | West | YES | 0.12714 | 142.1 | 103 | 142.1 | 0 | 1.012 | CC | 1 | 0.29722 | 142.1 | 142.1 |  |  |  |  | 0.29722 | 42.2353 |  |  |  |  | 0 | 0
11024 | TIEHVCG_4G | 1 | West | YES | 0.12714 | 147 | 103 | 147 | 0 | 1.012 | CC | 1 | 0.29722 | 147 | 147 |  |  |  |  | 0.29722 | 43.6917 |  |  |  |  | 0 | 0
11020 | TIEHVSG_1G | 1 | West | YES | 0.12714 | 208.2 | 63 | 208.2 | 0 | 1.012 | CC | 1 | 0.29722 | 208.2 | 208.2 |  |  |  |  | 0.29722 | 61.8817 |  |  |  |  | 0 | 0
11025 | TIEHVSG_2G | 1 | West | YES | 0.12714 | 213.2 | 63 | 213.2 | 0 | 1.012 | CC | 1 | 0.29722 | 213.2 | 213.2 |  |  |  |  | 0.29722 | 63.3678 |  |  |  |  | 0 | 0
11001 | NAV1CT | 1 | West | YES | 0.12715 | 70.4 | 18 | 70.4 | 0 | 1.029 | CC | 1 | 0.29723 | 70.4 | 70.4 |  |  |  |  | 0.29723 | 20.9253 |  |  |  |  | 0 | 0
11009 | NAV2CT | 1 | West | YES | 0.12715 | 71.4 | 18 | 71.4 | 0 | 1.029 | CC | 1 | 0.29723 | 71.4 | 71.4 |  |  |  |  | 0.29723 | 21.2225 |  |  |  |  | 0 | 0
11012 | NAV4CT | 1 | West | YES | 0.12715 | 80 | 18 | 80 | 0 | 1.029 | CC | 1 | 0.29723 | 80 | 80 |  |  |  |  | 0.29723 | 23.7787 |  |  |  |  | 0 | 0
11013 | NAV5CT | 1 | West | YES | 0.12715 | 80 | 18 | 80 | 0 | 1.029 | CC | 1 | 0.29723 | 80 | 80 |  |  |  |  | 0.29723 | 23.7787 |  |  |  |  | 0 | 0
11011 | NAV3ST | 1 | West | YES | 0.12715 | 92.8 | 40 | 92.8 | 0 | 1.029 | CC | 1 | 0.29723 | 92.8 | 92.8 |  |  |  |  | 0.29723 | 27.5833 |  |  |  |  | 0 | 0
11014 | NAV6ST | 1 | West | YES | 0.12715 | 115 | 40 | 115 | 0 | 1.029 | CC | 1 | 0.29723 | 115 | 115 |  |  |  |  | 0.29723 | 34.182 |  |  |  |  | 0 | 0
1328 | OCOTILLO_1G | 1 | West | YES | 0.12721 | 11.6 | 0 | 58 |  | 1.01 | Wind | 1 | 0.29729 | 0 | 58 |  |  |  |  | 0.29729 | 17.243 |  |  |  |  | 0 | 0
1333 | MCDDONAL_8 | 1 | West | YES | 0.12739 | 42.8 | 0 | 214.2 |  | 1.01 | Wind | 1 | 0.29748 | 0 | 214.2 |  |  |  |  | 0.29748 | 63.7192 |  |  |  |  | 0 | 0
1327 | WILDHRSE_1G | 1 | West | YES | 0.12762 | 0 | 0 | 120 |  | 1 | Wind | 1 | 0.2977 | 0 | 120 |  |  |  |  | 0.2977 | 35.7237 |  |  |  |  | 0 | 0
1360 | GUNSIGHT_8 | 1 | West | YES | 0.12765 | 0 | 0 | 120 |  | 1.01 | Wind | 1 | 0.29773 | 0 | 120 |  |  |  |  | 0.29773 | 35.728 |  |  |  |  | 0 | 0
48510 | AK_GT1__8040 | 1 | Houston | YES | -0.16001 | 33.4 | 8.1 | 34 |  | 1.029 | Cogen | -1 | 0.29787 | 0 | 0 |  |  | 0 | 0 | -0.29787 | 0 |  |  |  |  | 0 | 0
11320 | COYOTE_1G | 1 | West | YES | 0.12793 | 22.5 | 0 | 225 |  | 1 | Wind | 1 | 0.29801 | 0 | 225 |  |  |  |  | 0.29801 | 67.0532 |  |  |  |  | 0 | 0
11309 | BULLCREK_2G | 1 | West | YES | 0.128 | 20.9 | 0 | 180 |  | 1 | Wind | 1 | 0.29808 | 0 | 180 |  |  |  |  | 0.29808 | 53.6545 |  |  |  |  | 0 | 0
11310 | BULLCREK_1G | 1 | West | YES | 0.128 | 15.1 | 0 | 180 |  | 1 | Wind | 1 | 0.29808 | 0 | 180 |  |  |  |  | 0.29808 | 53.6545 |  |  |  |  | 0 | 0
1045 | CALENG1G_1G | 1 | West | YES | 0.12802 | 73.4 | 27 | 73.4 | 0 | 1.014 | Cogen | 1 | 0.29811 | 0 | 0 |  |  |  |  | 0.29811 | 0 |  |  |  |  | 0 | 0
1046 | CALENG2G_2G | 2 | West | YES | 0.12802 | 73.4 | 27 | 73.4 | 0 | 1.014 | Cogen | 1 | 0.29811 | 0 | 0 |  |  |  |  | 0.29811 | 0 |  |  |  |  | 0 | 0
1047 | CALENG3G_3G | 3 | West | YES | 0.12802 | 70.4 | 27 | 70.4 | 0 | 1.014 | Cogen | 1 | 0.29811 | 0 | 0 |  |  |  |  | 0.29811 | 0 |  |  |  |  | 0 | 0
48924 | WAP_GN4_4 | 4 | Houston | YES | -0.16029 | 546 | 217 | 546 | 0 | 1.0362 | GSC | -1 | 0.29815 | 546 | 546 |  |  | -87.5194 | 546 | -0.29815 | -162.7892 |  |  |  |  | 0 | 0
48923 | WAP_GN3_3 | 3 | Houston | YES | -0.16029 | 198.4 | 93 | 248 | 0 | 1.0362 | GST | -1 | 0.29815 | 248 | 248 |  |  | -39.7524 | 248 | -0.29815 | -73.9409 |  |  |  |  | 0 | 0
48921 | WAP_GN1_1 | 1 | Houston | YES | -0.16029 | 132.8 | 37 | 166 | 0 | 1.0362 | GST | -1 | 0.29815 | 166 | 166 |  |  | -26.6085 | 166 | -0.29815 | -49.4927 |  |  |  |  | 0 | 0
48922 | WAP_GN2_2 | 2 | Houston | YES | -0.16029 | 132.8 | 37 | 166 | 0 | 1.0362 | GST | -1 | 0.29815 | 166 | 166 |  |  | -26.6085 | 166 | -0.29815 | -49.4927 |  |  |  |  | 0 | 0
48929 | WAPGT21_GT1 | B1 | Houston | YES | -0.16029 | 0 | 0 | 13 |  | 1.05 | GGT | -1 | 0.29815 | 13 | 13 |  |  | -2.0838 | 13 | -0.29815 | -3.8759 |  |  |  |  | 0 | 0
48925 | WAP_GN5_5 | 5 | Houston | YES | -0.16029 | 596.5 | 278 | 654 | 0 | 0.985 | LIGCO | -1 | 0.29815 | 0 | 654 |  |  | 0 | 0 | -0.29815 | 0 |  |  |  |  | 0 | 0
11065 | ELBOWCK_1G | 1 | West | YES | 0.12823 | 23.4 | 0 | 121.9 | 0 | 1 | Wind | 1 | 0.29831 | 0 | 121.9 |  |  |  |  | 0.29831 | 36.3642 |  |  |  |  | 0 | 0
1058 | LONGSHORE_5 | 1 | West | YES | 0.12823 | 30 | 0 | 150 |  | 1.01 | Wind | 1 | 0.29831 | 0 | 150 |  |  |  |  | 0.29831 | 44.7467 |  |  |  |  | 0 | 0
1058 | LONGSHORE_5 | 2 | West | YES | 0.12823 | 44 | 0 | 220 |  | 1.01 | Wind | 1 | 0.29831 | 0 | 220 |  |  |  |  | 0.29831 | 65.6285 |  |  |  |  | 0 | 0
60072 | HHOLLOW41A | 1 | West | YES | 0.12827 | 23 | 0 | 115 | 0 | 1.025 | Wind | 1 | 0.29835 | 0 | 115 |  |  |  |  | 0.29835 | 34.3101 |  |  |  |  | 0 | 0
60058 | BUFF_GAP1A | 1 | West | YES | 0.12827 | 24 | 0 | 120 |  | 1 | Wind | 1 | 0.29835 | 0 | 120 |  |  |  |  | 0.29835 | 35.8018 |  |  |  |  | 0 | 0
60063 | BUFF_GAP1B | 1 | West | YES | 0.12827 | 34 | 0 | 170.2 | 0 | 1.02 | Wind | 1 | 0.29835 | 0 | 170.2 |  |  |  |  | 0.29835 | 50.7789 |  |  |  |  | 0 | 0
60068 | HHOLLOW21A | 1 | West | YES | 0.12827 | 36.8 | 0 | 184 | 0 | 1.025 | Wind | 1 | 0.29835 | 0 | 184 |  |  |  |  | 0.29835 | 54.8961 |  |  |  |  | 0 | 0
60066 | H_HOLLOW1A | 1 | West | YES | 0.12827 | 44.4 | 0 | 222 | 0 | 1.005 | Wind | 1 | 0.29835 | 0 | 222 |  |  |  |  | 0.29835 | 66.2333 |  |  |  |  | 0 | 0
60070 | HHOLLOW31A | 1 | West | YES | 0.12827 | 44.8 | 0 | 224 | 0 | 1.025 | Wind | 1 | 0.29835 | 0 | 224 |  |  |  |  | 0.29835 | 66.83 |  |  |  |  | 0 | 0
60060 | CIRELLO | 1 | West | YES | 0.12827 | 46.6 | 0 | 233 | 0 | 1 | Wind | 1 | 0.29835 | 0 | 233 |  |  |  |  | 0.29835 | 69.5152 |  |  |  |  | 0 | 0
1044 | MRGNFG_6G | F | West | YES | 0.12835 | 66 | 66 | 66 | 0 | 1.029 | GGT | 1 | 0.29843 | 66 | 66 |  |  |  |  | 0.29843 | 19.6963 |  |  |  |  | 0 | 0
1042 | MRGNDG_4G | D | West | YES | 0.12835 | 68 | 68 | 68 | 0 | 1.029 | GGT | 1 | 0.29843 | 68 | 68 |  |  |  |  | 0.29843 | 20.2931 |  |  |  |  | 0 | 0
1039 | MRGNAG_1G | A | West | YES | 0.12835 | 69 | 69 | 69 | 0 | 1.029 | GGT | 1 | 0.29843 | 69 | 69 |  |  |  |  | 0.29843 | 20.5916 |  |  |  |  | 0 | 0
1041 | MRGNCG_3G | C | West | YES | 0.12835 | 69 | 69 | 70 | 0 | 1.029 | GGT | 1 | 0.29843 | 70 | 70 |  |  |  |  | 0.29843 | 20.89 |  |  |  |  | 0 | 0
1043 | MRGNEG_5G | E | West | YES | 0.12835 | 68 | 68 | 70 | 0 | 1.029 | GGT | 1 | 0.29843 | 70 | 70 |  |  |  |  | 0.29843 | 20.89 |  |  |  |  | 0 | 0
1040 | MRGNBG_2G | B | West | YES | 0.12835 | 70 | 70 | 71 | 0 | 1.029 | GGT | 1 | 0.29843 | 71 | 71 |  |  |  |  | 0.29843 | 21.1884 |  |  |  |  | 0 | 0
1037 | MORGAN5G_5G | 5 | West | YES | 0.12835 | 109.6 | 40 | 137 | 0 | 1.029 | GST | 1 | 0.29843 | 137 | 137 |  |  |  |  | 0.29843 | 40.8847 |  |  |  |  | 0 | 0
6637 | SNYDERW1A | 1 | West | YES | 0.12838 | 12.6 | 0 | 63 | 0 | 1.025 | Wind | 1 | 0.29846 | 0 | 63 |  |  |  |  | 0.29846 | 18.8031 |  |  |  |  | 0 | 0
1073 | SCURRYCW_2G | 2 | West | YES | 0.12845 | 24 | 0 | 120 | 0 | 1.0217 | Wind | 1 | 0.29853 | 0 | 120 |  |  |  |  | 0.29853 | 35.8239 |  |  |  |  | 0 | 0
1068 | SCURRYCW_1G | 1 | West | YES | 0.12845 | 28.2 | 1.3 | 141 | 0 | 1.0217 | Wind | 1 | 0.29853 | 0 | 141 |  |  |  |  | 0.29853 | 42.0931 |  |  |  |  | 0 | 0
1069 | KINDERMG_1G | 1 | West | YES | 0.12846 | 25 | 5 | 25 | 0 | 1.017 | Cogen | 1 | 0.29854 | 0 | 0 |  |  |  |  | 0.29854 | 0 |  |  |  |  | 0 | 0
1070 | KINDERMG_2G | 1 | West | YES | 0.12846 | 45.7 | 12 | 45.7 | 0 | 1.017 | Cogen | 1 | 0.29854 | 0 | 0 |  |  |  |  | 0.29854 | 0 |  |  |  |  | 0 | 0
1071 | KINDERMG_3G | 1 | West | YES | 0.12846 | 45.7 | 12 | 45.7 | 0 | 1.017 | Cogen | 1 | 0.29854 | 0 | 0 |  |  |  |  | 0.29854 | 0 |  |  |  |  | 0 | 0
1062 | CIELOGEN_2G | 1 | West | YES | 0.12846 | 12.2 | 0 | 61 |  | 1 | Wind | 1 | 0.29854 | 0 | 61 |  |  |  |  | 0.29854 | 18.2111 |  |  |  |  | 0 | 0
1061 | CIELOGEN_1G | 1 | West | YES | 0.12846 | 19.8 | 0 | 99 |  | 1 | Wind | 1 | 0.29854 | 0 | 99 |  |  |  |  | 0.29854 | 29.5557 |  |  |  |  | 0 | 0
36998 | RDCNYNG1 | 1 | West | YES | 0.12864 | 16.8 | 0 | 84 |  | 1.01 | Wind | 1 | 0.29872 | 0 | 84 |  |  |  |  | 0.29872 | 25.0927 |  |  |  |  | 0 | 0
1354 | AEPWIND_8 | 1 | West | YES | 0.1287 | 20.2 | 0 | 101 |  | 1 | Wind | 1 | 0.29878 | 0 | 101 |  |  |  |  | 0.29878 | 30.1771 |  |  |  |  | 0 | 0
1343 | TRENTIPP_8 | 1 | West | YES | 0.1287 | 30 | 0 | 150 |  | 1.014 | Wind | 1 | 0.29878 | 0 | 150 |  |  |  |  | 0.29878 | 44.8175 |  |  |  |  | 0 | 0
1643 | SLSTR1PP_1G | 1 | North | YES | 0.12872 | 6 | 0 | 60 | 0 | 1.022 | Wind | 1 | 0.2988 | 0 | 60 | 7.723 | 60 |  |  | 0.2988 | 17.928 |  |  |  |  | 0 | 0
6407 | TURKTRAK1A | 1 | West | YES | 0.12886 | 33.9 | 0 | 169.5 | 0 | 1.025 | Wind | 1 | 0.29895 | 0 | 169.5 |  |  |  |  | 0.29895 | 50.6714 |  |  |  |  | 0 | 0
6144 | MCADOO1A | 1 | West | YES | 0.12943 | 15 | 0 | 150 | 0 | 1.025 | Wind | 1 | 0.29951 | 0 | 150 |  |  |  |  | 0.29951 | 44.9266 |  |  |  |  | 0 | 0
71051 | L_BITTCR1_1N | W1 | West | YES | 0.12943 | 7.5 | 0 | 37.5 |  | 1.02 | Wind | 1 | 0.29951 | 0 | 37.5 |  |  |  |  | 0.29951 | 11.2318 |  |  |  |  | 0 | 0
71061 | L_SWEETW1_5N | W1 | West | YES | 0.12943 | 16.1 | 0 | 80.5 | 0 | 1.02 | Wind | 1 | 0.29951 | 0 | 80.5 |  |  |  |  | 0.29951 | 24.1108 |  |  |  |  | 0 | 0
71060 | L_SWEETW1_4N | W1 | West | YES | 0.12943 | 21 | 0 | 105 | 0 | 1.02 | Wind | 1 | 0.29951 | 0 | 105 |  |  |  |  | 0.29951 | 31.4489 |  |  |  |  | 0 | 0
71054 | L_SWEETW1_1N | W1 | West | YES | 0.12943 | 21.5 | 0 | 107.5 |  | 1.02 | Wind | 1 | 0.29951 | 0 | 107.5 |  |  |  |  | 0.29951 | 32.1977 |  |  |  |  | 0 | 0
71059 | L_SWEETW1_3N | W1 | West | YES | 0.12943 | 23.8 | 0 | 119 | 0 | 1.02 | Wind | 1 | 0.29951 | 0 | 119 |  |  |  |  | 0.29951 | 35.6421 |  |  |  |  | 0 | 0
71057 | L_SWEETW1_2N | W1 | West | YES | 0.12943 | 27 | 0 | 135 |  | 1.02 | Wind | 1 | 0.29951 | 0 | 135 |  |  |  |  | 0.29951 | 40.4343 |  |  |  |  | 0 | 0
11057 | CHAMPION_1G | 1 | West | YES | 0.12949 | 25.3 | 0 | 126.5 |  | 1 | Wind | 1 | 0.29958 | 0 | 126.5 |  |  |  |  | 0.29958 | 37.8963 |  |  |  |  | 0 | 0
11059 | INADALE_1G | 1 | West | YES | 0.12949 | 39.4 | 0 | 197 |  | 1 | Wind | 1 | 0.29958 | 0 | 197 |  |  |  |  | 0.29958 | 59.0163 |  |  |  |  | 0 | 0
11056 | ROSCOE_1G | 1 | West | YES | 0.12949 | 41.8 | 0 | 209 |  | 1 | Wind | 1 | 0.29958 | 0 | 209 |  |  |  |  | 0.29958 | 62.6113 |  |  |  |  | 0 | 0
11058 | PYRON_1G | 1 | West | YES | 0.12949 | 49.8 | 0 | 249 |  | 1 | Wind | 1 | 0.29958 | 0 | 249 |  |  |  |  | 0.29958 | 74.5943 |  |  |  |  | 0 | 0
1416 | SWETWATR_1G | 1 | West | YES | 0.12998 | 30 | 18 | 30 | 0 | 1.026 | CC | 1 | 0.30006 | 30 | 30 |  |  |  |  | 0.30006 | 9.0019 |  |  |  |  | 0 | 0
1419 | SWETWATR_4G | 4 | West | YES | 0.12998 | 61 | 36 | 61 | 0 | 1.026 | CC | 1 | 0.30006 | 61 | 61 |  |  |  |  | 0.30006 | 18.3038 |  |  |  |  | 0 | 0
1418 | SWETWATR_3G | 3 | West | YES | 0.12998 | 68 | 36 | 68 | 0 | 1.026 | CC | 1 | 0.30006 | 68 | 68 |  |  |  |  | 0.30006 | 20.4042 |  |  |  |  | 0 | 0
1417 | SWETWATR_2G | 2 | West | YES | 0.12998 | 72 | 36 | 72 | 0 | 1.026 | CC | 1 | 0.30006 | 72 | 72 |  |  |  |  | 0.30006 | 21.6045 |  |  |  |  | 0 | 0
60081 | WHRLWIND1A | 1 | West | YES | 0.13049 | 12 | 0 | 60 | 0 | 1.03 | Wind | 1 | 0.30057 | 0 | 60 |  |  |  |  | 0.30057 | 18.0341 |  |  |  |  | 0 | 0
1437 | MESQUITW_1G | 1 | North | YES | 0.13225 | 40 | 0 | 400 | 0 | 1.023 | Wind | 1 | 0.30233 | 0 | 400 | 52.9 | 400 |  |  | 0.30233 | 120.9329 |  |  |  |  | 0 | 0
1438 | MESQUITW_2G | 1 | North | YES | 0.13226 | 23.6 | 0 | 236 |  | 1.017 | Wind | 1 | 0.30234 | 0 | 236 | 31.2122 | 236 |  |  | 0.30234 | 71.3516 |  |  |  |  | 0 | 0
1442 | COKFIELD_5 | 1 | North | YES | 0.13316 | 16.5 | 0 | 165 |  | 1.029 | Wind | 1 | 0.30324 | 0 | 165 | 21.9709 | 165 |  |  | 0.30324 | 50.0345 |  |  |  |  | 0 | 0
6100 | OKLA7A | EQ | West | YES | 0.13388 | 50 | -220 | 220 | 0 | 1.035 | DCTie | 1 | 0.30397 | 0 | 0 |  |  |  |  | 0.30397 | 0 |  |  |  |  | 0 | 0
6752 | OKLA0A | 1 | West | YES | 0.13388 | 649.7 | 175 | 649.7 | 0 | 1.035 | LIGCO | 1 | 0.30397 | 0 | 649.7 |  |  |  |  | 0.30397 | 197.4863 |  |  |  |  | 0 | 0
38580 | TNBP_CGN1_8 | 1 | Houston | YES | -0.16634 | 70.8 | 0 | 70.8 | 0 | 1.005 | Cogen | -1 | 0.30419 | 0 | 0 |  |  | 0 | 0 | -0.30419 | 0 |  |  |  |  | 0 | 0
38590 | TNBP_CGN2_8 | 2 | Houston | YES | -0.16634 | 66.7 | 0 | 66.7 | 0 | 1.005 | Cogen | -1 | 0.30419 | 0 | 0 |  |  | 0 | 0 | -0.30419 | 0 |  |  |  |  | 0 | 0
38600 | TNBP_CGN3_8 | 5 | Houston | YES | -0.16634 | 53 | 0 | 53 | 0 | 1.005 | Cogen | -1 | 0.30419 | 0 | 0 |  |  | 0 | 0 | -0.30419 | 0 |  |  |  |  | 0 | 0
38611 | TNBPAMCG1_8 | 1 | Houston | YES | -0.16634 | 153.2 | 0 | 153.2 | 0 | 1.005 | Cogen | -1 | 0.30419 | 0 | 0 |  |  | 0 | 0 | -0.30419 | 0 |  |  |  |  | 0 | 0
38612 | TNBPAMCG2_8 | 2 | Houston | YES | -0.16634 | 153.5 | 0 | 153.5 | 0 | 1.005 | Cogen | -1 | 0.30419 | 0 | 0 |  |  | 0 | 0 | -0.30419 | 0 |  |  |  |  | 0 | 0
38613 | TNBPAMCG3_8 | 3 | Houston | YES | -0.16634 | 152.3 | 0 | 152.3 | 0 | 1.005 | Cogen | -1 | 0.30419 | 0 | 0 |  |  | 0 | 0 | -0.30419 | 0 |  |  |  |  | 0 | 0
38614 | TNBPAMCG4_8 | 4 | Houston | YES | -0.16634 | 96 | 0 | 96 |  | 1.005 | Cogen | -1 | 0.30419 | 0 | 0 |  |  | 0 | 0 | -0.30419 | 0 |  |  |  |  | 0 | 0
38615 | TNBPAMCG5_8 | 1 | Houston | YES | -0.16634 | 244 | 0 | 244 | 0 | 1.005 | Cogen | -1 | 0.30419 | 0 | 0 |  |  | 0 | 0 | -0.30419 | 0 |  |  |  |  | 0 | 0
38690 | TNBP_CGN4_8 | 3 | Houston | YES | -0.16634 | 40 | 0 | 40 |  | 1.005 | Cogen | -1 | 0.30419 | 0 | 0 |  |  | 0 | 0 | -0.30419 | 0 |  |  |  |  | 0 | 0
38711 | TNTXCTY1CG8 | 1 | Houston | YES | -0.16634 | 100.3 | 59 | 100.3 | 0 | 1 | Cogen | -1 | 0.30419 | 0 | 0 |  |  | 0 | 0 | -0.30419 | 0 |  |  |  |  | 0 | 0
38712 | TNTXCTY2CG8 | 1 | Houston | YES | -0.16634 | 92.9 | 59 | 92.9 | 0 | 1 | Cogen | -1 | 0.30419 | 0 | 0 |  |  | 0 | 0 | -0.30419 | 0 |  |  |  |  | 0 | 0
38713 | TNTXCTY3CG8 | 1 | Houston | YES | -0.16634 | 102.7 | 59 | 102.7 | 0 | 1 | Cogen | -1 | 0.30419 | 0 | 0 |  |  | 0 | 0 | -0.30419 | 0 |  |  |  |  | 0 | 0
38714 | TNTXCTY4CG8 | 1 | Houston | YES | -0.16634 | 103 | 59 | 103 | 0 | 1 | Cogen | -1 | 0.30419 | 0 | 0 |  |  | 0 | 0 | -0.30419 | 0 |  |  |  |  | 0 | 0
39470 | TNDOWCGNSG8 | 1 | Houston | YES | -0.16634 | 32 | 10 | 32 | 0 | 0.985 | Cogen | -1 | 0.30419 | 0 | 0 |  |  | 0 | 0 | -0.30419 | 0 |  |  |  |  | 0 | 0
39480 | TNDOWCGNGG8 | 1 | Houston | YES | -0.16634 | 30 | 10 | 30 | 0 | 0.985 | Cogen | -1 | 0.30419 | 0 | 0 |  |  | 0 | 0 | -0.30419 | 0 |  |  |  |  | 0 | 0
332 | RWMILLER01 | 1 | North | YES | 0.13464 | 58.4 | 18.5 | 73 | 0 | 1.04 | GST | 1 | 0.30472 | 73 | 73 | 9.8285 | 73 |  |  | 0.30472 | 22.2445 |  |  |  |  | 0 | 0
336 | RWMILLER05 | 5 | North | YES | 0.13464 | 80.8 | 0 | 101 | 0 | 1.04 | GST | 1 | 0.30472 | 101 | 101 | 13.5983 | 101 |  |  | 0.30472 | 30.7767 |  |  |  |  | 0 | 0
335 | RWMILLER04 | 4 | North | YES | 0.13464 | 81.6 | 0 | 102 | 0 | 1.04 | GST | 1 | 0.30472 | 102 | 102 | 13.733 | 102 |  |  | 0.30472 | 31.0814 |  |  |  |  | 0 | 0
333 | RWMILLER02 | 2 | North | YES | 0.13464 | 95.2 | 37 | 119 | 0 | 1.04 | GST | 1 | 0.30472 | 119 | 119 | 16.0218 | 119 |  |  | 0.30472 | 36.2616 |  |  |  |  | 0 | 0
334 | RWMILLER03 | 3 | North | YES | 0.13464 | 166.4 | 65 | 208 | 0 | 1.04 | GST | 1 | 0.30472 | 208 | 208 | 28.0045 | 208 |  |  | 0.30472 | 63.3816 |  |  |  |  | 0 | 0
1433 | GRHAMSES_1G | 1 | North | YES | 0.13509 | 242 | 60 | 242 | 0 | 1.038 | GST | 1 | 0.30517 | 242 | 242 | 32.692 | 242 |  |  | 0.30517 | 73.852 |  |  |  |  | 0 | 0
366 | JNSNCNTY802 | 1 | North | YES | 0.13597 | 168 | 20 | 168 | 0 | 1.02 | Cogen | 1 | 0.30606 | 0 | 0 | 0 | 0 |  |  | 0.30606 | 0 |  |  |  |  | 0 | 0
367 | JNSNCNTY802 | 2 | North | YES | 0.13597 | 90 | 20 | 90 | 0 | 1.02 | Cogen | 1 | 0.30606 | 0 | 0 | 0 | 0 |  |  | 0.30606 | 0 |  |  |  |  | 0 | 0
1432 | GRHAMSES_2G | 2 | North | YES | 0.13601 | 294.9 | 90 | 366 | 0 | 1.014 | GST | 1 | 0.30609 | 366 | 366 | 49.78 | 366 |  |  | 0.30609 | 112.0302 |  |  |  |  | 0 | 0
1600 | BARTNWND_1G | 1 | North | YES | 0.13612 | 12 | 0 | 120 | 0 | 1.022 | Wind | 1 | 0.30621 | 0 | 120 | 16.335 | 120 |  |  | 0.30621 | 36.7449 |  |  |  |  | 0 | 0
1479 | WFCOGEN_1G | 1 | North | YES | 0.13614 | 16 | 12 | 20 | 0 | 1 | Cogen | 1 | 0.30622 | 0 | 0 | 0 | 0 |  |  | 0.30622 | 0 |  |  |  |  | 0 | 0
1479 | WFCOGEN_1G | 2 | North | YES | 0.13614 | 16 | 12 | 20 | 0 | 1 | Cogen | 1 | 0.30622 | 0 | 0 | 0 | 0 |  |  | 0.30622 | 0 |  |  |  |  | 0 | 0
1482 | WFCOGEN_2G | 2 | North | YES | 0.13614 | 13.6 | 12 | 17 | 0 | 1 | Cogen | 1 | 0.30622 | 0 | 0 | 0 | 0 |  |  | 0.30622 | 0 |  |  |  |  | 0 | 0
1482 | WFCOGEN_2G | 1 | North | YES | 0.13614 | 16 | 12 | 20 | 0 | 1 | Cogen | 1 | 0.30622 | 0 | 0 | 0 | 0 |  |  | 0.30622 | 0 |  |  |  |  | 0 | 0
344 | MRSSHPRD | 1 | North | YES | 0.13636 | 0 | 0 | 12 |  | 1.03 | Hydro | 1 | 0.30644 | 0 | 0 | 0 | 0 |  |  | 0.30644 | 0 |  |  |  |  | 0 | 0
345 | MRSSHPRD01 | 2 | North | YES | 0.13636 | 0 | 0 | 12 |  | 1.03 | Hydro | 1 | 0.30644 | 0 | 0 | 0 | 0 |  |  | 0.30644 | 0 |  |  |  |  | 0 | 0
48772 | PHR_GN2_2 | MB | Houston | YES | -0.16893 | 0 | 72 | 459 |  | 1.0362 | GSC | -1 | 0.30679 | 0 | 0 |  |  | 0 | 0 | -0.30679 | 0 |  |  |  |  | 0 | 0
1895 | DECRDOVA_5G | D | North | YES | 0.13728 | 65 | 65 | 68 | 0 | 1.025 | GGT | 1 | 0.30737 | 68 | 68 | 9.3352 | 68 |  |  | 0.30737 | 20.9008 |  |  |  |  | 0 | 0
1893 | DECRDOVA_3G | B | North | YES | 0.13728 | 65 | 65 | 69 | 0 | 1.025 | GGT | 1 | 0.30737 | 69 | 69 | 9.4725 | 69 |  |  | 0.30737 | 21.2082 |  |  |  |  | 0 | 0
1894 | DECRDOVA_4G | C | North | YES | 0.13728 | 65 | 65 | 69 | 0 | 1.025 | GGT | 1 | 0.30737 | 69 | 69 | 9.4725 | 69 |  |  | 0.30737 | 21.2082 |  |  |  |  | 0 | 0
1892 | DECRDOVA_2G | A | North | YES | 0.13728 | 65 | 65 | 70 | 0 | 1.025 | GGT | 1 | 0.30737 | 70 | 70 | 9.6098 | 70 |  |  | 0.30737 | 21.5156 |  |  |  |  | 0 | 0
503 | NTHTEXAS01 | 1 | North | YES | 0.13763 | 0 | 5 | 18 |  | 1.015 | GST | 1 | 0.30771 | 18 | 18 | 2.4773 | 18 |  |  | 0.30771 | 5.5388 |  |  |  |  | 0 | 0
504 | NTHTEXAS02 | 2 | North | YES | 0.13763 | 14.4 | 5 | 18 |  | 1.015 | GST | 1 | 0.30771 | 18 | 18 | 2.4773 | 18 |  |  | 0.30771 | 5.5388 |  |  |  |  | 0 | 0
505 | NTHTEXAS03 | 3 | North | YES | 0.13763 | 30.4 | 15 | 38 |  | 1.015 | GST | 1 | 0.30771 | 38 | 38 | 5.2299 | 38 |  |  | 0.30771 | 11.693 |  |  |  |  | 0 | 0
1898 | COMCHEPK_1G | 1 | North | YES | 0.13826 | 1217 | 1150 | 1217 | 0 | 1.032 | Nuc | 1 | 0.30834 | 0 | 0 | 0 | 0 |  |  | 0.30834 | 0 |  |  |  |  | 0 | 0
1899 | COMCHEPK_2G | 2 | North | YES | 0.13826 | 1159 | 1128 | 1159 | 0 | 1.032 | Nuc | 1 | 0.30834 | 0 | 0 | 0 | 0 |  |  | 0.30834 | 0 |  |  |  |  | 0 | 0
48561 | CTL_GT2_8130 | 1 | Houston | YES | -0.17075 | 73.5 | 30.3 | 91.9 |  | 1.0362 | Cogen | -1 | 0.3086 | 0 | 0 |  |  | 0 | 0 | -0.3086 | 0 |  |  |  |  | 0 | 0
48562 | CTL_GT3_8135 | 2 | Houston | YES | -0.17075 | 70.1 | 30.3 | 87.6 |  | 1.0362 | Cogen | -1 | 0.3086 | 0 | 0 |  |  | 0 | 0 | -0.3086 | 0 |  |  |  |  | 0 | 0
48563 | CTL_GT4_8140 | 3 | Houston | YES | -0.17075 | 69.6 | 30.3 | 87 |  | 1.0362 | Cogen | -1 | 0.3086 | 0 | 0 |  |  | 0 | 0 | -0.3086 | 0 |  |  |  |  | 0 | 0
48564 | CTL_GN1_8145 | 4 | Houston | YES | -0.17075 | 43.6 | 12.9 | 54.5 |  | 1.0362 | Cogen | -1 | 0.3086 | 0 | 0 |  |  | 0 | 0 | -0.3086 | 0 |  |  |  |  | 0 | 0
48565 | CTL_GN2_8155 | 5 | Houston | YES | -0.17075 | 9.8 | 3.4 | 12.2 |  | 1.0362 | Cogen | -1 | 0.3086 | 0 | 0 |  |  | 0 | 0 | -0.3086 | 0 |  |  |  |  | 0 | 0
1878 | WLFHOLW_2G | 2 | North | YES | 0.13867 | 215.7 | 105 | 215.7 | 0 | 1.032 | CC | 1 | 0.30876 | 215.7 | 215.7 | 29.9122 | 215.7 |  |  | 0.30876 | 66.599 |  |  |  |  | 0 | 0
1877 | WLFHOLW_1G | 1 | North | YES | 0.13867 | 217.3 | 89.2 | 217.3 | 0 | 1.032 | CC | 1 | 0.30876 | 217.3 | 217.3 | 30.1341 | 217.3 |  |  | 0.30876 | 67.093 |  |  |  |  | 0 | 0
1879 | WLFHOLW_3G | 3 | North | YES | 0.13867 | 272.4 | 89.2 | 272.4 | 0 | 1.032 | CC | 1 | 0.30876 | 272.4 | 272.4 | 37.7751 | 272.4 |  |  | 0.30876 | 84.1055 |  |  |  |  | 0 | 0
1453 | WCPWRCO_1G | 1 | North | YES | 0.13885 | 204 | 50 | 204 | 0 | 1.02 | CC | 1 | 0.30893 | 204 | 204 | 28.3254 | 204 |  |  | 0.30893 | 63.0222 |  |  |  |  | 0 | 0
1454 | WCPWRCO_2G | 2 | North | YES | 0.13885 | 204 | 50 | 204 | 0 | 1.02 | CC | 1 | 0.30893 | 204 | 204 | 28.3254 | 204 |  |  | 0.30893 | 63.0222 |  |  |  |  | 0 | 0
1455 | WCPWRCO_3G | 3 | North | YES | 0.13885 | 242 | 50 | 242 |  | 1.02 | CC | 1 | 0.30893 | 242 | 242 | 33.6017 | 242 |  |  | 0.30893 | 74.7616 |  |  |  |  | 0 | 0
1889 | DECRDOVA_1G | 1 | North | YES | 0.13897 | 779 | 255 | 779 | 0 | 1.02 | GSC | 1 | 0.30905 | 779 | 779 | 108.2569 | 779 |  |  | 0.30905 | 240.751 |  |  |  |  | 0 | 0
48531 | BYU_GT1_8075 | 1 | Houston | YES | -0.17144 | 65 | 0 | 65 |  | 1.0362 | Cogen | -1 | 0.30929 | 0 | 0 |  |  | 0 | 0 | -0.30929 | 0 |  |  |  |  | 0 | 0
48532 | BYU_GT2_8055 | 2 | Houston | YES | -0.17144 | 62 | 0 | 62 |  | 1.0362 | Cogen | -1 | 0.30929 | 0 | 0 |  |  | 0 | 0 | -0.30929 | 0 |  |  |  |  | 0 | 0
48533 | BYU_GT3_8060 | 3 | Houston | YES | -0.17144 | 67 | 0 | 67 |  | 1.0362 | Cogen | -1 | 0.30929 | 0 | 0 |  |  | 0 | 0 | -0.30929 | 0 |  |  |  |  | 0 | 0
48534 | BYU_GT4_8065 | 4 | Houston | YES | -0.17144 | 65 | 0 | 65 |  | 1.0362 | Cogen | -1 | 0.30929 | 0 | 0 |  |  | 0 | 0 | -0.30929 | 0 |  |  |  |  | 0 | 0
1944 | MDLTHELP_4G | 4 | North | YES | 0.13957 | 211 | 74 | 211 | 0 | 1 | CC | 1 | 0.30965 | 211 | 211 | 29.4495 | 211 |  |  | 0.30965 | 65.3369 |  |  |  |  | 0 | 0
1943 | MDLTHELP_3G | 3 | North | YES | 0.13957 | 212 | 74 | 212 | 0 | 1 | CC | 1 | 0.30965 | 212 | 212 | 29.5891 | 212 |  |  | 0.30965 | 65.6465 |  |  |  |  | 0 | 0
1937 | MDLTHELP_5G | 5 | North | YES | 0.13957 | 224 | 74 | 224 | 0 | 1 | CC | 1 | 0.30965 | 224 | 224 | 31.2639 | 224 |  |  | 0.30965 | 69.3624 |  |  |  |  | 0 | 0
1938 | MDLTHELP_6G | 6 | North | YES | 0.13957 | 226 | 74 | 226 | 0 | 1 | CC | 1 | 0.30965 | 226 | 226 | 31.543 | 226 |  |  | 0.30965 | 69.9817 |  |  |  |  | 0 | 0
581 | JCKCNTY802 | 2 | North | YES | 0.13982 | 147 | 0 | 147 | 0 | 1.022 | CC | 1 | 0.3099 | 147 | 147 | 20.5537 | 147 |  |  | 0.3099 | 45.5558 |  |  |  |  | 0 | 0
582 | JCKCNTY803 | 3 | North | YES | 0.13982 | 147 | 0 | 147 | 0 | 1.022 | CC | 1 | 0.3099 | 147 | 147 | 20.5537 | 147 |  |  | 0.3099 | 45.5558 |  |  |  |  | 0 | 0
580 | JCKCNTY801 | 1 | North | YES | 0.13982 | 288 | 0 | 288 | 0 | 1.022 | CC | 1 | 0.3099 | 288 | 288 | 40.2684 | 288 |  |  | 0.3099 | 89.2522 |  |  |  |  | 0 | 0
48693 | GBY_83841065 | E | Houston | YES | -0.17234 | 45.6 | 20 | 57 | 0 | 1.0362 | GGT | -1 | 0.3102 | 57 | 57 |  |  | -9.8233 | 57 | -0.3102 | -17.6812 |  |  |  |  | 0 | 0
48692 | GBY_81821075 | D | Houston | YES | -0.17234 | 44 | 20 | 55 | 0 | 1.0362 | GGT | -1 | 0.3102 | 55 | 55 |  |  | -9.4786 | 55 | -0.3102 | -17.0608 |  |  |  |  | 0 | 0
48693 | GBY_83841065 | F | Houston | YES | -0.17234 | 43.2 | 20 | 54 | 0 | 1.0362 | GGT | -1 | 0.3102 | 54 | 54 |  |  | -9.3063 | 54 | -0.3102 | -16.7506 |  |  |  |  | 0 | 0
48691 | GBY_73741085 | B | Houston | YES | -0.17234 | 37.6 | 20 | 47 | 0 | 1.0362 | GGT | -1 | 0.3102 | 47 | 47 |  |  | -8.0999 | 47 | -0.3102 | -14.5792 |  |  |  |  | 0 | 0
48691 | GBY_73741085 | A | Houston | YES | -0.17234 | 37.6 | 20 | 47 | 0 | 1.0362 | GGT | -1 | 0.3102 | 47 | 47 |  |  | -8.0999 | 47 | -0.3102 | -14.5792 |  |  |  |  | 0 | 0
48692 | GBY_81821075 | C | Houston | YES | -0.17234 | 37.6 | 20 | 47 | 0 | 1.0362 | GGT | -1 | 0.3102 | 47 | 47 |  |  | -8.0999 | 47 | -0.3102 | -14.5792 |  |  |  |  | 0 | 0
48841 | SJS_GT1_GT1 | 1 | Houston | YES | -0.17274 | 62.4 | 49 | 78 | 0 | 1.0362 | Cogen | -1 | 0.3106 | 0 | 0 |  |  | 0 | 0 | -0.3106 | 0 |  |  |  |  | 0 | 0
48842 | SJS_GT2_GT2 | 2 | Houston | YES | -0.17274 | 64.8 | 49 | 81 | 0 | 1.0362 | Cogen | -1 | 0.3106 | 0 | 0 |  |  | 0 | 0 | -0.3106 | 0 |  |  |  |  | 0 | 0
48645 | DPEC_ST55065 | 5 | Houston | YES | -0.17307 | 282 | 0 | 282 | 0 | 1.0319 | CC | -1 | 0.31093 | 282 | 282 |  |  | -48.8063 | 282 | -0.31093 | -87.6819 |  |  |  |  | 0 | 0
48641 | DPEC_GT15040 | 1 | Houston | YES | -0.17307 | 163.2 | 98 | 163.2 | 0 | 1.0319 | CC | -1 | 0.31093 | 163.2 | 163.2 |  |  | -28.2454 | 163.2 | -0.31093 | -50.7436 |  |  |  |  | 0 | 0
48643 | DPEC_GT35010 | 3 | Houston | YES | -0.17307 | 157.5 | 98 | 157.5 | 0 | 1.0319 | CC | -1 | 0.31093 | 157.5 | 157.5 |  |  | -27.2588 | 157.5 | -0.31093 | -48.9713 |  |  |  |  | 0 | 0
48642 | DPEC_GT25025 | 2 | Houston | YES | -0.17307 | 157.1 | 98 | 157.1 | 0 | 1.0319 | CC | -1 | 0.31093 | 157.1 | 157.1 |  |  | -27.1896 | 157.1 | -0.31093 | -48.8469 |  |  |  |  | 0 | 0
48644 | DPEC_GT45070 | 4 | Houston | YES | -0.17307 | 157 | 98 | 157 | 0 | 1.0319 | CC | -1 | 0.31093 | 157 | 157 |  |  | -27.1723 | 157 | -0.31093 | -48.8158 |  |  |  |  | 0 | 0
48761 | PR_GT1__9040 | 1 | Houston | YES | -0.1734 | 26 | 0 | 35 |  | 1 | Cogen | -1 | 0.31126 | 0 | 0 |  |  | 0 | 0 | -0.31126 | 0 |  |  |  |  | 0 | 0
1942 | MDLTHELP_2G | 2 | North | YES | 0.14129 | 216.1 | 74 | 216.1 | 0 | 1 | CC | 1 | 0.31137 | 216.1 | 216.1 | 30.533 | 216.1 |  |  | 0.31137 | 67.2878 |  |  |  |  | 0 | 0
1941 | MDLTHELP_1G | 1 | North | YES | 0.14129 | 216.4 | 74 | 216.4 | 0 | 1 | CC | 1 | 0.31137 | 216.4 | 216.4 | 30.5754 | 216.4 |  |  | 0.31137 | 67.3812 |  |  |  |  | 0 | 0
1861 | EAGLEMNT_1G | MB | North | YES | 0.14134 | 0 | 30 | 112 |  | 1.022 | GST | 1 | 0.31143 | 0 | 0 | 0 | 0 |  |  | 0.31143 | 0 |  |  |  |  | 0 | 0
1862 | EAGLEMNT_2G | MB | North | YES | 0.14134 | 0 | 40 | 100 |  | 1.022 | GST | 1 | 0.31143 | 0 | 0 | 0 | 0 |  |  | 0.31143 | 0 |  |  |  |  | 0 | 0
1863 | EAGLEMNT_3G | MB | North | YES | 0.14134 | 0 | 50 | 378 |  | 1.022 | GST | 1 | 0.31143 | 0 | 0 | 0 | 0 |  |  | 0.31143 | 0 |  |  |  |  | 0 | 0
48855 | SRB_GT211035 | B1 | Houston | YES | -0.17372 | 0 | 0 | 18 |  | 1.014 | GGT | -1 | 0.31158 | 18 | 18 |  |  | -3.1271 | 18 | -0.31158 | -5.6085 |  |  |  |  | 0 | 0
48855 | SRB_GT211035 | B2 | Houston | YES | -0.17372 | 0 | 0 | 12 |  | 1.014 | GGT | -1 | 0.31158 | 12 | 12 |  |  | -2.0847 | 12 | -0.31158 | -3.739 |  |  |  |  | 0 | 0
48852 | SRB_GN2_2 | 2 | Houston | YES | -0.17374 | 140.8 | 26 | 176 | 0 | 1.0217 | GST | -1 | 0.3116 | 176 | 176 |  |  | -30.5788 | 176 | -0.3116 | -54.8416 |  |  |  |  | 0 | 0
48851 | SRB_GN1_1 | 1 | Houston | YES | -0.17377 | 132 | 26 | 165 | 0 | 1.0217 | GST | -1 | 0.31162 | 165 | 165 |  |  | -28.6717 | 165 | -0.31162 | -51.4181 |  |  |  |  | 0 | 0
48551 | CAL_GT1_8045 | 1 | Houston | YES | -0.17378 | 149 | 0 | 149 | 0 | 1.0326 | Cogen | -1 | 0.31163 | 0 | 0 |  |  | 0 | 0 | -0.31163 | 0 |  |  |  |  | 0 | 0
48552 | CAL_ST1_8000 | 2 | Houston | YES | -0.17378 | 65.1 | 0 | 65.1 | 0 | 1.0326 | Cogen | -1 | 0.31163 | 0 | 0 |  |  | 0 | 0 | -0.31163 | 0 |  |  |  |  | 0 | 0
48853 | SRB_GN3_3 | 3 | Houston | YES | -0.17385 | 170.4 | 35 | 213 |  | 1.0326 | GST | -1 | 0.31171 | 213 | 213 |  |  | -37.0307 | 213 | -0.31171 | -66.3942 |  |  |  |  | 0 | 0
48845 | SOL_GT1 | 1 | Houston | YES | -0.17386 | 16.2 | 15.4 | 16.2 |  | 1.0326 | Solar | -1 | 0.31172 | 16.2 | 16.2 |  |  | -2.8165 | 16.2 | -0.31172 | -5.0498 |  |  |  |  | 0 | 0
48611 | DIB_GT1_8080 | 1 | Houston | YES | -0.17386 | 64 | 0 | 64 | 0 | 1.0326 | Cogen | -1 | 0.31172 | 0 | 0 |  |  | 0 | 0 | -0.31172 | 0 |  |  |  |  | 0 | 0
48612 | DIB_GT2_8075 | 2 | Houston | YES | -0.17386 | 63.2 | 0 | 63.2 | 0 | 1.0326 | Cogen | -1 | 0.31172 | 0 | 0 |  |  | 0 | 0 | -0.31172 | 0 |  |  |  |  | 0 | 0
48613 | DIB_ST1_8085 | 3 | Houston | YES | -0.17386 | 67.9 | 30 | 82.6 | 0 | 1.0326 | Cogen | -1 | 0.31172 | 0 | 0 |  |  | 0 | 0 | -0.31172 | 0 |  |  |  |  | 0 | 0
48614 | DIB_GT3_8090 | 4 | Houston | YES | -0.17386 | 73.6 | 15 | 73.6 | 0 | 1.0326 | Cogen | -1 | 0.31172 | 0 | 0 |  |  | 0 | 0 | -0.31172 | 0 |  |  |  |  | 0 | 0
48854 | SRB_GN4_4 | 4 | Houston | YES | -0.17387 | 182.4 | 35 | 228 | 0 | 1.0326 | GST | -1 | 0.31173 | 228 | 228 |  |  | -39.6428 | 228 | -0.31173 | -71.0742 |  |  |  |  | 0 | 0
48740 | PSG_GN2_8050 | 1 | Houston | YES | -0.17387 | 182 | 60 | 182 | 0 | 1.0326 | Cogen | -1 | 0.31173 | 0 | 0 |  |  | 0 | 0 | -0.31173 | 0 |  |  |  |  | 0 | 0
48741 | PSG_GT2_8040 | 1 | Houston | YES | -0.17387 | 158.6 | 50 | 158.6 | 0 | 1.0326 | Cogen | -1 | 0.31173 | 0 | 0 |  |  | 0 | 0 | -0.31173 | 0 |  |  |  |  | 0 | 0
48742 | PSG_GT3_8060 | 1 | Houston | YES | -0.17387 | 157 | 50 | 157 | 0 | 1.0326 | Cogen | -1 | 0.31173 | 0 | 0 |  |  | 0 | 0 | -0.31173 | 0 |  |  |  |  | 0 | 0
1947 | HANDLEY_3G | 3 | North | YES | 0.14183 | 316 | 100 | 395 | 0 | 1.022 | GST | 1 | 0.31191 | 395 | 395 | 56.0225 | 395 |  |  | 0.31191 | 123.205 |  |  |  |  | 0 | 0
1949 | HANDLEY_5G | 5 | North | YES | 0.14183 | 348 | 150 | 435 | 0 | 1.022 | GST | 1 | 0.31191 | 435 | 435 | 61.6956 | 435 |  |  | 0.31191 | 135.6814 |  |  |  |  | 0 | 0
48820 | SHELLG1_3015 | 1 | Houston | YES | -0.17433 | 71 | 34.5 | 71 |  | 1.029 | Cogen | -1 | 0.31218 | 0 | 0 |  |  | 0 | 0 | -0.31218 | 0 |  |  |  |  | 0 | 0
48821 | SHELLG2 | 2 | Houston | YES | -0.17433 | 72 | 34.5 | 72 |  | 1.029 | Cogen | -1 | 0.31218 | 0 | 0 |  |  | 0 | 0 | -0.31218 | 0 |  |  |  |  | 0 | 0
48822 | SHELLG3_3020 | 2 | Houston | YES | -0.17433 | 30 | 0 | 30 |  | 1.029 | Cogen | -1 | 0.31218 | 0 | 0 |  |  | 0 | 0 | -0.31218 | 0 |  |  |  |  | 0 | 0
48822 | SHELLG3_3020 | 1 | Houston | YES | -0.17433 | 39 | 0 | 39 |  | 1.029 | Cogen | -1 | 0.31218 | 0 | 0 |  |  | 0 | 0 | -0.31218 | 0 |  |  |  |  | 0 | 0
1948 | HANDLEY_4G | 4 | North | YES | 0.14214 | 348 | 150 | 435 | 0 | 1.022 | GST | 1 | 0.31222 | 435 | 435 | 61.8313 | 435 |  |  | 0.31222 | 135.8172 |  |  |  |  | 0 | 0
728 | WOLFRIDGE801 | 1 | North | YES | 0.14227 | 11.2 | 0 | 112.5 | 0 | 0.99 | Wind | 1 | 0.31235 | 0 | 112.5 | 16.0048 | 112.5 |  |  | 0.31235 | 35.1391 |  |  |  |  | 0 | 0
48500 | APD_GT1_8005 | 1 | Houston | YES | -0.17496 | 137.6 | 54.6 | 137.6 | 0 | 1.0362 | Cogen | -1 | 0.31282 | 0 | 0 |  |  | 0 | 0 | -0.31282 | 0 |  |  |  |  | 0 | 0
48511 | LPE_GT1_8070 | 1 | Houston | YES | -0.1751 | 42 | 0 | 42 | 0 | 1.0362 | GGT | -1 | 0.31296 | 42 | 42 |  |  | -7.3542 | 42 | -0.31296 | -13.1441 |  |  |  |  | 0 | 0
48512 | LPE_GT2_8075 | 2 | Houston | YES | -0.1751 | 42 | 0 | 42 | 0 | 1.0362 | GGT | -1 | 0.31296 | 42 | 42 |  |  | -7.3542 | 42 | -0.31296 | -13.1441 |  |  |  |  | 0 | 0
48513 | LPE_GT3_8080 | 3 | Houston | YES | -0.1751 | 39 | 0 | 39 | 0 | 1.0362 | GGT | -1 | 0.31296 | 39 | 39 |  |  | -6.8289 | 39 | -0.31296 | -12.2053 |  |  |  |  | 0 | 0
48514 | LPE_GT4_8085 | 4 | Houston | YES | -0.1751 | 39 | 0 | 39 | 0 | 1.0362 | GGT | -1 | 0.31296 | 39 | 39 |  |  | -6.8289 | 39 | -0.31296 | -12.2053 |  |  |  |  | 0 | 0
48593 | CHE_GT1_8015 | 1 | Houston | YES | -0.1752 | 173 | 50 | 173 | 0 | 1.0362 | Cogen | -1 | 0.31306 | 0 | 0 |  |  | 0 | 0 | -0.31306 | 0 |  |  |  |  | 0 | 0
48594 | CHE_GN4_8025 | 4 | Houston | YES | -0.1752 | 142 | 60 | 142 | 0 | 1.0362 | Cogen | -1 | 0.31306 | 0 | 0 |  |  | 0 | 0 | -0.31306 | 0 |  |  |  |  | 0 | 0
923 | SPENCER_G4 | 1 | North | YES | 0.14382 | 48 | 20 | 61 | 0 | 1.03 | GST | 1 | 0.3139 | 61 | 61 | 8.7728 | 61 |  |  | 0.3139 | 19.1479 |  |  |  |  | 0 | 0
924 | SPENCER_G5 | 1 | North | YES | 0.14382 | 52 | 20 | 66 | 0 | 1.03 | GST | 1 | 0.3139 | 66 | 66 | 9.4919 | 66 |  |  | 0.3139 | 20.7174 |  |  |  |  | 0 | 0
48874 | THW_ST4_ST_4 | 4 | Houston | YES | -0.17614 | 108 | 19 | 108 | 0 | 1.0435 | CC | -1 | 0.314 | 108 | 108 |  |  | -19.0233 | 108 | -0.314 | -33.9119 |  |  |  |  | 0 | 0
48873 | THW_ST3_ST_3 | 3 | Houston | YES | -0.17614 | 107 | 19 | 107 | 0 | 1.0435 | CC | -1 | 0.314 | 107 | 107 |  |  | -18.8472 | 107 | -0.314 | -33.5979 |  |  |  |  | 0 | 0
48881 | THW_4344 | G | Houston | YES | -0.17614 | 58 | 5 | 58 | 0 | 1.0435 | CC | -1 | 0.314 | 58 | 58 |  |  | -10.2162 | 58 | -0.314 | -18.2119 |  |  |  |  | 0 | 0
48881 | THW_4344 | H | Houston | YES | -0.17614 | 58 | 5 | 58 | 0 | 1.0435 | CC | -1 | 0.314 | 58 | 58 |  |  | -10.2162 | 58 | -0.314 | -18.2119 |  |  |  |  | 0 | 0
48877 | THW_3334 | D | Houston | YES | -0.17614 | 57 | 5 | 57 | 0 | 1.0435 | CC | -1 | 0.314 | 57 | 57 |  |  | -10.0401 | 57 | -0.314 | -17.8979 |  |  |  |  | 0 | 0
48879 | THW_4142 | E | Houston | YES | -0.17614 | 56 | 5 | 56 | 0 | 1.0435 | CC | -1 | 0.314 | 56 | 56 |  |  | -9.864 | 56 | -0.314 | -17.5839 |  |  |  |  | 0 | 0
48875 | THW_3132 | A | Houston | YES | -0.17614 | 55 | 5 | 55 | 0 | 1.0435 | CC | -1 | 0.314 | 55 | 55 |  |  | -9.6878 | 55 | -0.314 | -17.2699 |  |  |  |  | 0 | 0
48877 | THW_3334 | C | Houston | YES | -0.17614 | 55 | 5 | 55 | 0 | 1.0435 | CC | -1 | 0.314 | 55 | 55 |  |  | -9.6878 | 55 | -0.314 | -17.2699 |  |  |  |  | 0 | 0
48879 | THW_4142 | F | Houston | YES | -0.17614 | 55 | 5 | 55 | 0 | 1.0435 | CC | -1 | 0.314 | 55 | 55 |  |  | -9.6878 | 55 | -0.314 | -17.2699 |  |  |  |  | 0 | 0
48875 | THW_3132 | B | Houston | YES | -0.17614 | 53 | 5 | 53 | 0 | 1.0435 | CC | -1 | 0.314 | 53 | 53 |  |  | -9.3355 | 53 | -0.314 | -16.6419 |  |  |  |  | 0 | 0
48582 | CBY_GN2_2 | 2 | Houston | YES | -0.17687 | 596.8 | 110 | 746 | 0 | 1.0435 | GSC | -1 | 0.31473 | 746 | 746 |  |  | -131.945 | 746 | -0.31473 | -234.7861 |  |  |  |  | 0 | 0
48883 | THW_GT1_GT_1 | B2 | Houston | YES | -0.17726 | 0 | 0 | 12 |  | 1.043 | GGT | -1 | 0.31512 | 12 | 12 |  |  | -2.1272 | 12 | -0.31512 | -3.7814 |  |  |  |  | 0 | 0
49803 | EXN_15GT | 1 | Houston | YES | -0.17738 | 33 | 8.3 | 34 |  | 1.0326 | Cogen | -1 | 0.31523 | 0 | 0 |  |  | 0 | 0 | -0.31523 | 0 |  |  |  |  | 0 | 0
49804 | EXN_16GT | 2 | Houston | YES | -0.17738 | 32 | 8.3 | 34.7 |  | 1.0326 | Cogen | -1 | 0.31523 | 0 | 0 |  |  | 0 | 0 | -0.31523 | 0 |  |  |  |  | 0 | 0
49805 | EXN_17GT | 3 | Houston | YES | -0.17738 | 31 | 8.3 | 32.7 |  | 1.0326 | Cogen | -1 | 0.31523 | 0 | 0 |  |  | 0 | 0 | -0.31523 | 0 |  |  |  |  | 0 | 0
49826 | EXN938GT | 5 | Houston | YES | -0.17738 | 43 | 9.2 | 45.9 |  | 1.0326 | Cogen | -1 | 0.31523 | 0 | 0 |  |  | 0 | 0 | -0.31523 | 0 |  |  |  |  | 0 | 0
49828 | EXN941GT | 10 | Houston | YES | -0.17738 | 17.7 | 5.4 | 17.7 | 0 | 1.0326 | Cogen | -1 | 0.31523 | 0 | 0 |  |  | 0 | 0 | -0.31523 | 0 |  |  |  |  | 0 | 0
49829 | EXN942GT | 11 | Houston | YES | -0.17738 | 20 | 5.4 | 20.4 | 0 | 1.0326 | Cogen | -1 | 0.31523 | 0 | 0 |  |  | 0 | 0 | -0.31523 | 0 |  |  |  |  | 0 | 0
49830 | EXN943GT | 12 | Houston | YES | -0.17738 | 19 | 5.4 | 19.9 | 0 | 1.0326 | Cogen | -1 | 0.31523 | 0 | 0 |  |  | 0 | 0 | -0.31523 | 0 |  |  |  |  | 0 | 0
49831 | EXN944GT | 13 | Houston | YES | -0.17738 | 33 | 5.4 | 35 | 0 | 1.0326 | Cogen | -1 | 0.31523 | 0 | 0 |  |  | 0 | 0 | -0.31523 | 0 |  |  |  |  | 0 | 0
49832 | EXN945GT | 9 | Houston | YES | -0.17738 | 18.5 | 9.2 | 18.5 |  | 1.0326 | Cogen | -1 | 0.31523 | 0 | 0 |  |  | 0 | 0 | -0.31523 | 0 |  |  |  |  | 0 | 0
49837 | EXN_GT | 4 | Houston | YES | -0.17738 | 81 | 21.3 | 85.4 |  | 1.0326 | Cogen | -1 | 0.31523 | 0 | 0 |  |  | 0 | 0 | -0.31523 | 0 |  |  |  |  | 0 | 0
49838 | EXN_14GT | 14 | Houston | YES | -0.17738 | 140 | 0 | 148 |  | 1.0326 | Cogen | -1 | 0.31523 | 0 | 0 |  |  | 0 | 0 | -0.31523 | 0 |  |  |  |  | 0 | 0
48651 | EP_1_2 | 1 | Houston | YES | -0.17786 | 4 | 0 | 5 | 0 | 1.0362 | Cogen | -1 | 0.31572 | 0 | 0 |  |  | 0 | 0 | -0.31572 | 0 |  |  |  |  | 0 | 0
48651 | EP_1_2 | 2 | Houston | YES | -0.17786 | 17.7 | 10 | 21 | 0 | 1.0362 | Cogen | -1 | 0.31572 | 0 | 0 |  |  | 0 | 0 | -0.31572 | 0 |  |  |  |  | 0 | 0
48940 | WARVUE_GT1 | G1 | Houston | YES | -0.17788 | 15 | 0 | 15 |  | 1.021 | Cogen | -1 | 0.31573 | 0 | 0 |  |  | 0 | 0 | -0.31573 | 0 |  |  |  |  | 0 | 0
48581 | CBY_GN1_1 | 1 | Houston | YES | -0.17789 | 595.2 | 108 | 744 | 0 | 1.0435 | GSC | -1 | 0.31575 | 744 | 744 |  |  | -132.3531 | 744 | -0.31575 | -234.9185 |  |  |  |  | 0 | 0
48791 | PSA_GT1_8160 | 1 | Houston | YES | -0.17792 | 52 | 20.8 | 65 | 0 | 1.0362 | Cogen | -1 | 0.31577 | 0 | 0 |  |  | 0 | 0 | -0.31577 | 0 |  |  |  |  | 0 | 0
48792 | PSA_GT2_8155 | 2 | Houston | YES | -0.17792 | 52.8 | 20.3 | 66 | 0 | 1.0362 | Cogen | -1 | 0.31577 | 0 | 0 |  |  | 0 | 0 | -0.31577 | 0 |  |  |  |  | 0 | 0
48793 | PSA_GT3_8150 | 3 | Houston | YES | -0.17792 | 56 | 20.3 | 70 | 0 | 1.0362 | Cogen | -1 | 0.31577 | 0 | 0 |  |  | 0 | 0 | -0.31577 | 0 |  |  |  |  | 0 | 0
48794 | PSA_GT4_8145 | 4 | Houston | YES | -0.17792 | 52.8 | 20.3 | 66 | 0 | 1.0362 | Cogen | -1 | 0.31577 | 0 | 0 |  |  | 0 | 0 | -0.31577 | 0 |  |  |  |  | 0 | 0
48795 | PSA_GT5_8140 | 5 | Houston | YES | -0.17792 | 51.2 | 20.3 | 64 | 0 | 1.0362 | Cogen | -1 | 0.31577 | 0 | 0 |  |  | 0 | 0 | -0.31577 | 0 |  |  |  |  | 0 | 0
48796 | PSA_GN1_8165 | 1 | Houston | YES | -0.17792 | 83.2 | 43.1 | 104 | 0 | 1.0362 | Cogen | -1 | 0.31577 | 0 | 0 |  |  | 0 | 0 | -0.31577 | 0 |  |  |  |  | 0 | 0
48797 | PSA_GT6_8135 | 6 | Houston | YES | -0.17792 | 47.2 | 34.5 | 59 | 0 | 1.0362 | Cogen | -1 | 0.31577 | 0 | 0 |  |  | 0 | 0 | -0.31577 | 0 |  |  |  |  | 0 | 0
48815 | CVC_GT4_8005 | 4 | Houston | YES | -0.17819 | 165 | 91.8 | 165 |  | 1.0362 | Cogen | -1 | 0.31604 | 0 | 0 |  |  | 0 | 0 | -0.31604 | 0 |  |  |  |  | 0 | 0
48583 | CBY_GT4_1 | 1 | Houston | YES | -0.17832 | 172 | 0 | 172 | 0 | 1.027 | GSC | -1 | 0.31618 | 172 | 172 |  |  | -30.6716 | 172 | -0.31618 | -54.3829 |  |  |  |  | 0 | 0
48584 | CBY_GT4_2 | 2 | Houston | YES | -0.17832 | 172 | 0 | 172 | 0 | 1.027 | CC | -1 | 0.31618 | 172 | 172 |  |  | -30.6716 | 172 | -0.31618 | -54.3829 |  |  |  |  | 0 | 0
48585 | CBY_ST4_1 | 3 | Houston | YES | -0.17832 | 172 | 0 | 172 | 0 | 1.027 | CC | -1 | 0.31618 | 172 | 172 |  |  | -30.6716 | 172 | -0.31618 | -54.3829 |  |  |  |  | 0 | 0
2381 | NTHLK1_G | 1 | North | YES | 0.14676 | 0 | 35 | 156 |  | 1.022 | GST | 1 | 0.31685 | 156 | 156 | 22.895 | 156 |  |  | 0.31685 | 49.4279 |  |  |  |  | 0 | 0
2382 | NTHLK2_G | 2 | North | YES | 0.14676 | 0 | 35 | 181 |  | 1.022 | GST | 1 | 0.31685 | 181 | 181 | 26.5641 | 181 |  |  | 0.31685 | 57.349 |  |  |  |  | 0 | 0
2383 | NTHLK3_G | 3 | North | YES | 0.14676 | 0 | 50 | 329 |  | 1.022 | GST | 1 | 0.31685 | 329 | 329 | 48.285 | 329 |  |  | 0.31685 | 104.2421 |  |  |  |  | 0 | 0
48598 | BTE_ST1_8070 | 4 | Houston | YES | -0.17917 | 269.2 | 60 | 269.2 | 0 | 1.0261 | CC | -1 | 0.31703 | 269.2 | 269.2 |  |  | -48.2328 | 269.2 | -0.31703 | -85.3439 |  |  |  |  | 0 | 0
48595 | BTE_GT2_8075 | 1 | Houston | YES | -0.17917 | 162.8 | 130 | 162.8 | 0 | 1.0261 | CC | -1 | 0.31703 | 162.8 | 162.8 |  |  | -29.169 | 162.8 | -0.31703 | -51.6121 |  |  |  |  | 0 | 0
48596 | BTE_GT3_8045 | 2 | Houston | YES | -0.17917 | 161.4 | 130 | 161.4 | 0 | 1.0261 | CC | -1 | 0.31703 | 161.4 | 161.4 |  |  | -28.9182 | 161.4 | -0.31703 | -51.1683 |  |  |  |  | 0 | 0
48597 | BTE_GT4_8055 | 3 | Houston | YES | -0.17917 | 158.9 | 130 | 158.9 | 0 | 1.0261 | CC | -1 | 0.31703 | 158.9 | 158.9 |  |  | -28.4703 | 158.9 | -0.31703 | -50.3757 |  |  |  |  | 0 | 0
2371 | COLLIN_1G | MB | North | YES | 0.14722 | 0 | 40 | 138 |  | 1.022 | GST | 1 | 0.3173 | 0 | 0 | 0 | 0 |  |  | 0.3173 | 0 |  |  |  |  | 0 | 0
48690 | GBY_GN5_5 | 5 | Houston | YES | -0.17945 | 318.4 | 81 | 398 |  | 1.0362 | GSC | -1 | 0.31731 | 398 | 398 |  |  | -71.4215 | 398 | -0.31731 | -126.2885 |  |  |  |  | 0 | 0
12323 | ENNSTRAC_2G | 2 | North | YES | 0.14734 | 116 | 100 | 116 | 0 | 1.036 | CC | 1 | 0.31742 | 116 | 116 | 17.0916 | 116 |  |  | 0.31742 | 36.8211 |  |  |  |  | 0 | 0
12322 | ENNSTRAC_1G | 1 | North | YES | 0.14734 | 196 | 130 | 196 | 0 | 1.036 | CC | 1 | 0.31742 | 196 | 196 | 28.8788 | 196 |  |  | 0.31742 | 62.215 |  |  |  |  | 0 | 0
48885 | THW_5152 | B | Houston | YES | -0.17983 | 47.2 | 5 | 59 |  | 1.0319 | GGT | -1 | 0.31768 | 59 | 59 |  |  | -10.6097 | 59 | -0.31768 | -18.7432 |  |  |  |  | 0 | 0
48887 | THW_5556 | E | Houston | YES | -0.17983 | 47.2 | 5 | 59 |  | 1.0319 | GGT | -1 | 0.31768 | 59 | 59 |  |  | -10.6097 | 59 | -0.31768 | -18.7432 |  |  |  |  | 0 | 0
48885 | THW_5152 | A | Houston | YES | -0.17983 | 46.4 | 5 | 58 |  | 1.0319 | GGT | -1 | 0.31768 | 58 | 58 |  |  | -10.4299 | 58 | -0.31768 | -18.4255 |  |  |  |  | 0 | 0
48886 | THW_5354 | D | Houston | YES | -0.17983 | 46.4 | 5 | 58 |  | 1.0319 | GGT | -1 | 0.31768 | 58 | 58 |  |  | -10.4299 | 58 | -0.31768 | -18.4255 |  |  |  |  | 0 | 0
48886 | THW_5354 | C | Houston | YES | -0.17983 | 45.6 | 5 | 57 |  | 1.0319 | GGT | -1 | 0.31768 | 57 | 57 |  |  | -10.25 | 57 | -0.31768 | -18.1079 |  |  |  |  | 0 | 0
48887 | THW_5556 | F | Houston | YES | -0.17983 | 45.6 | 5 | 57 |  | 1.0319 | GGT | -1 | 0.31768 | 57 | 57 |  |  | -10.25 | 57 | -0.31768 | -18.1079 |  |  |  |  | 0 | 0
2414 | MTCK7_G | 7 | North | YES | 0.1482 | 0 | 30 | 115 |  | 1.022 | GST | 1 | 0.31828 | 115 | 115 | 17.0432 | 115 |  |  | 0.31828 | 36.6027 |  |  |  |  | 0 | 0
2413 | MTCK6_G | 6 | North | YES | 0.1482 | 0 | 30 | 118 |  | 1.022 | GST | 1 | 0.31828 | 118 | 118 | 17.4878 | 118 |  |  | 0.31828 | 37.5576 |  |  |  |  | 0 | 0
2417 | MTCK8_G | 8 | North | YES | 0.1482 | 444.8 | 60 | 556 | 0 | 1.022 | GSC | 1 | 0.31828 | 556 | 556 | 82.4003 | 556 |  |  | 0.31828 | 176.9661 |  |  |  |  | 0 | 0
6948 | DENISNDM | 1 | North | YES | 0.14821 | 40 | 5 | 40 |  | 1.015 | Hydro | 1 | 0.31829 | 0 | 0 | 0 | 0 |  |  | 0.31829 | 0 |  |  |  |  | 0 | 0
6948 | DENISNDM | 2 | North | YES | 0.14821 | 31 | 5 | 40 |  | 1.015 | Hydro | 1 | 0.31829 | 0 | 0 | 0 | 0 |  |  | 0.31829 | 0 |  |  |  |  | 0 | 0
1687 | VALLEY_1G | 1 | North | YES | 0.14852 | 136 | 15 | 170 | 0 | 1.029 | GST | 1 | 0.3186 | 170 | 170 | 25.2484 | 170 |  |  | 0.3186 | 54.1624 |  |  |  |  | 0 | 0
1688 | VALLEY_2G | 2 | North | YES | 0.14852 | 527 | 90 | 527 | 0 | 1.029 | GSC | 1 | 0.3186 | 527 | 527 | 78.27 | 527 |  |  | 0.3186 | 167.9034 |  |  |  |  | 0 | 0
11691 | KMICHICT1_G | 1 | North | YES | 0.1489 | 144 | 80 | 144 | 0 | 1.026 | CC | 1 | 0.31898 | 144 | 144 | 21.4412 | 144 |  |  | 0.31898 | 45.933 |  |  |  |  | 0 | 0
11694 | KMICHICT4_G | 4 | North | YES | 0.1489 | 144 | 80 | 144 | 0 | 1.026 | CC | 1 | 0.31898 | 144 | 144 | 21.4412 | 144 |  |  | 0.31898 | 45.933 |  |  |  |  | 0 | 0
11692 | KMICHICT2_G | 2 | North | YES | 0.1489 | 146 | 80 | 146 | 0 | 1.026 | CC | 1 | 0.31898 | 146 | 146 | 21.739 | 146 |  |  | 0.31898 | 46.571 |  |  |  |  | 0 | 0
11695 | KMICHICT5_G | 5 | North | YES | 0.1489 | 148 | 80 | 148 | 0 | 1.026 | CC | 1 | 0.31898 | 148 | 148 | 22.0368 | 148 |  |  | 0.31898 | 47.2089 |  |  |  |  | 0 | 0
11696 | KMICHIST6_G | 6 | North | YES | 0.1489 | 310 | 60 | 310 | 0 | 1.026 | CC | 1 | 0.31898 | 310 | 310 | 46.1581 | 310 |  |  | 0.31898 | 98.8836 |  |  |  |  | 0 | 0
11693 | KMICHIST3_G | 3 | North | YES | 0.1489 | 312 | 60 | 312 | 0 | 1.026 | CC | 1 | 0.31898 | 312 | 312 | 46.4559 | 312 |  |  | 0.31898 | 99.5216 |  |  |  |  | 0 | 0
1689 | VALLEY_3G | 3 | North | YES | 0.1489 | 0 | 25 | 375 |  | 1.003 | GST | 1 | 0.31898 | 375 | 375 | 55.8364 | 375 |  |  | 0.31898 | 119.6173 |  |  |  |  | 0 | 0
1679 | LAMARPWR_2G | 2 | North | YES | 0.14908 | 156 | 67.7 | 156 | 0 | 1.038 | CC | 1 | 0.31916 | 156 | 156 | 23.2563 | 156 |  |  | 0.31916 | 49.7892 |  |  |  |  | 0 | 0
1681 | LAMARPWR_4G | 4 | North | YES | 0.14908 | 156 | 67.7 | 156 | 0 | 1.038 | CC | 1 | 0.31916 | 156 | 156 | 23.2563 | 156 |  |  | 0.31916 | 49.7892 |  |  |  |  | 0 | 0
1682 | LAMARPWR_5G | 5 | North | YES | 0.14908 | 157 | 67.7 | 157 | 0 | 1.038 | CC | 1 | 0.31916 | 157 | 157 | 23.4054 | 157 |  |  | 0.31916 | 50.1083 |  |  |  |  | 0 | 0
1678 | LAMARPWR_1G | 1 | North | YES | 0.14908 | 160 | 67.7 | 160 | 0 | 1.038 | CC | 1 | 0.31916 | 160 | 160 | 23.8526 | 160 |  |  | 0.31916 | 51.0658 |  |  |  |  | 0 | 0
1680 | LAMARPWR_3G | 3 | North | YES | 0.14908 | 196 | 129.1 | 196 | 0 | 1.038 | CC | 1 | 0.31916 | 196 | 196 | 29.2195 | 196 |  |  | 0.31916 | 62.5556 |  |  |  |  | 0 | 0
1683 | LAMARPWR_6G | 6 | North | YES | 0.14908 | 198 | 129.1 | 198 | 0 | 1.038 | CC | 1 | 0.31916 | 198 | 198 | 29.5176 | 198 |  |  | 0.31916 | 63.194 |  |  |  |  | 0 | 0
1675 | PEC_1G | 1 | North | YES | 0.14922 | 76.7 | 35 | 76.7 | 0 | 1.022 | Cogen | 1 | 0.3193 | 0 | 0 | 0 | 0 |  |  | 0.3193 | 0 |  |  |  |  | 0 | 0
1676 | PEC_2G | 2 | North | YES | 0.14922 | 79.6 | 35 | 79.6 | 0 | 1.022 | Cogen | 1 | 0.3193 | 0 | 0 | 0 | 0 |  |  | 0.3193 | 0 |  |  |  |  | 0 | 0
1677 | PEC_3G | 3 | North | YES | 0.14922 | 88.4 | 35 | 88.4 | 0 | 1.022 | Cogen | 1 | 0.3193 | 0 | 0 | 0 | 0 |  |  | 0.3193 | 0 |  |  |  |  | 0 | 0
5925 | DCEAST | EQ | North | YES | 0.14939 | 400.3 | -600 | 600 | 0 | 1.025 | DCTie | 1 | 0.31948 | 0 | 0 | 0 | 0 |  |  | 0.31948 | 0 |  |  |  |  | 0 | 0
1701 | MOSES_1G | 1 | North | YES | 0.14939 | 558 | 175 | 558 | 0 | 1.023 | LIGCO | 1 | 0.31948 | 0 | 558 | 83.3619 | 558 |  |  | 0.31948 | 178.2678 |  |  |  |  | 0 | 0
1702 | MOSES_2G | 2 | North | YES | 0.14939 | 579 | 175 | 579 | 0 | 1.023 | LIGCO | 1 | 0.31948 | 0 | 579 | 86.4991 | 579 |  |  | 0.31948 | 184.9768 |  |  |  |  | 0 | 0
1703 | MOSES_3G | 3 | North | YES | 0.14939 | 808 | 463 | 808 | 0 | 1.023 | LIGCO | 1 | 0.31948 | 0 | 808 | 120.7104 | 808 |  |  | 0.31948 | 258.1369 |  |  |  |  | 0 | 0
845 | OLINGER_G4 | 1 | North | YES | 0.14971 | 51.9 | 0 | 76 | 0 | 1.03 | GGT | 1 | 0.3198 | 76 | 76 | 11.3782 | 76 |  |  | 0.3198 | 24.3044 |  |  |  |  | 0 | 0
842 | OLINGER_G1 | 1 | North | YES | 0.14971 | 55.4 | 20 | 79 | 0 | 1.03 | GST | 1 | 0.3198 | 79 | 79 | 11.8273 | 79 |  |  | 0.3198 | 25.2638 |  |  |  |  | 0 | 0
843 | OLINGER_G2 | 1 | North | YES | 0.14971 | 76.2 | 25 | 110 | 0 | 1.03 | GST | 1 | 0.3198 | 110 | 110 | 16.4684 | 110 |  |  | 0.3198 | 35.1775 |  |  |  |  | 0 | 0
844 | OLINGER_G3 | 1 | North | YES | 0.14971 | 103.9 | 45 | 150 | 0 | 1.03 | GST | 1 | 0.3198 | 150 | 150 | 22.4569 | 150 |  |  | 0.3198 | 47.9693 |  |  |  |  | 0 | 0
837 | NEWMAN_G5 | 1 | North | YES | 0.14973 | 0 | 15 | 40 |  | 1.01 | GST | 1 | 0.31981 | 40 | 40 | 5.9892 | 40 |  |  | 0.31981 | 12.7925 |  |  |  |  | 0 | 0
949 | STEAM2 | 1 | North | YES | 0.14999 | 26 | 8 | 26 | 0 | 0.99 | GST | 1 | 0.32007 | 26 | 26 | 3.8998 | 26 |  |  | 0.32007 | 8.3219 |  |  |  |  | 0 | 0
950 | STEAM3 | 1 | North | YES | 0.14999 | 41 | 13 | 42 | 0 | 1.02 | GST | 1 | 0.32007 | 42 | 42 | 6.2997 | 42 |  |  | 0.32007 | 13.4431 |  |  |  |  | 0 | 0
948 | STEAM1 | 1 | North | YES | 0.14999 | 0 | 12 | 20 |  | 1.02 | GST | 1 | 0.32008 | 20 | 20 | 2.9999 | 20 |  |  | 0.32008 | 6.4015 |  |  |  |  | 0 | 0
12440 | PARKD_1SVC8 | 1 | North | YES | 0.15027 | 0 | 0 | 0 | 0 | 1.007 | GST | 1 | 0.32036 | 0 | 0 | 0 | 0 |  |  | 0.32036 | 0 |  |  |  |  | 0 | 0
12449 | PARKD_2SVC8 | 1 | North | YES | 0.15027 | 0 | 0 | 0 | 0 | 1.007 | GST | 1 | 0.32036 | 0 | 0 | 0 | 0 |  |  | 0.32036 | 0 |  |  |  |  | 0 | 0
2451 | LKHB1_G | 1 | North | YES | 0.15044 | 0 | 80 | 391 |  | 1.022 | GST | 1 | 0.32053 | 391 | 391 | 58.8236 | 391 |  |  | 0.32053 | 125.3258 |  |  |  |  | 0 | 0
2452 | LKHB2_G | 2 | North | YES | 0.15044 | 516 | 80 | 516 | 0 | 1.022 | GST | 1 | 0.32053 | 516 | 516 | 77.6291 | 516 |  |  | 0.32053 | 165.3916 |  |  |  |  | 0 | 0
12411 | FPLEFR1A_G | 1 | North | YES | 0.1515 | 161 | 72 | 161 | 0 | 1 | CC | 1 | 0.32158 | 161 | 161 | 24.3912 | 161 |  |  | 0.32158 | 51.7744 |  |  |  |  | 0 | 0
12422 | FPLEFR2B_G | 2 | North | YES | 0.1515 | 161 | 72 | 161 | 0 | 1 | CC | 1 | 0.32158 | 161 | 161 | 24.3912 | 161 |  |  | 0.32158 | 51.7744 |  |  |  |  | 0 | 0
12421 | FPLEFR2A_G | 1 | North | YES | 0.1515 | 162 | 72 | 162 | 0 | 1 | CC | 1 | 0.32158 | 162 | 162 | 24.5427 | 162 |  |  | 0.32158 | 52.096 |  |  |  |  | 0 | 0
12423 | FPLEFR2C_G | 3 | North | YES | 0.1515 | 163 | 72 | 163 | 0 | 1 | CC | 1 | 0.32158 | 163 | 163 | 24.6942 | 163 |  |  | 0.32158 | 52.4176 |  |  |  |  | 0 | 0
12412 | FPLEFR1B_G | 2 | North | YES | 0.1515 | 164 | 72 | 164 | 0 | 1 | CC | 1 | 0.32158 | 164 | 164 | 24.8457 | 164 |  |  | 0.32158 | 52.7392 |  |  |  |  | 0 | 0
12413 | FPLEFR1C_G | 3 | North | YES | 0.1515 | 164 | 72 | 164 | 0 | 1 | CC | 1 | 0.32158 | 164 | 164 | 24.8457 | 164 |  |  | 0.32158 | 52.7392 |  |  |  |  | 0 | 0
12414 | FPLEFR1S_G | 4 | North | YES | 0.1515 | 414 | 191 | 414 | 0 | 1 | CC | 1 | 0.32158 | 414 | 414 | 62.7202 | 414 |  |  | 0.32158 | 133.1343 |  |  |  |  | 0 | 0
12424 | FPLEFR2S_G | 4 | North | YES | 0.1515 | 415 | 191 | 415 | 0 | 1 | CC | 1 | 0.32158 | 415 | 415 | 62.8717 | 415 |  |  | 0.32158 | 133.4559 |  |  |  |  | 0 | 0
48591 | CHE_GT2_5030 | 2 | Houston | YES | -0.18498 | 173 | 50 | 173 | 0 | 1.029 | Cogen | -1 | 0.32284 | 0 | 0 |  |  | 0 | 0 | -0.32284 | 0 |  |  |  |  | 0 | 0
48811 | CVC_GT3_5045 | 3 | Houston | YES | -0.18498 | 156 | 91.8 | 156 | 0 | 1.029 | Cogen | -1 | 0.32284 | 0 | 0 |  |  | 0 | 0 | -0.32284 | 0 |  |  |  |  | 0 | 0
48812 | CVC_GT2_5020 | 2 | Houston | YES | -0.18498 | 158 | 91.8 | 158 | 0 | 1.029 | Cogen | -1 | 0.32284 | 0 | 0 |  |  | 0 | 0 | -0.32284 | 0 |  |  |  |  | 0 | 0
48813 | CVC_GT1_5035 | 1 | Houston | YES | -0.18498 | 160 | 91.8 | 160 | 0 | 1.029 | Cogen | -1 | 0.32284 | 0 | 0 |  |  | 0 | 0 | -0.32284 | 0 |  |  |  |  | 0 | 0
48814 | CVC_ST5_5040 | 1 | Houston | YES | -0.18498 | 162 | 91.8 | 162 | 0 | 1.029 | Cogen | -1 | 0.32284 | 0 | 0 |  |  | 0 | 0 | -0.32284 | 0 |  |  |  |  | 0 | 0
3126 | TRINIDAD_6G | 1 | North | YES | 0.15455 | 179.2 | 46 | 224 | 0 | 1 | GST | 1 | 0.32463 | 224 | 224 | 34.6192 | 224 |  |  | 0.32463 | 72.7176 |  |  |  |  | 0 | 0
3097 | MARTLAKE_1G | 1 | North | YES | 0.15748 | 790 | 500 | 790 | 0 | 1.017 | LIGCO | 1 | 0.32756 | 0 | 790 | 124.406 | 790 |  |  | 0.32756 | 258.7711 |  |  |  |  | 0 | 0
3098 | MARTLAKE_2G | 2 | North | YES | 0.15748 | 795 | 461 | 795 | 0 | 1.017 | LIGCO | 1 | 0.32756 | 0 | 795 | 125.1934 | 795 |  |  | 0.32756 | 260.4089 |  |  |  |  | 0 | 0
3099 | MARTLAKE_3G | 3 | North | YES | 0.15748 | 804 | 500 | 804 | 0 | 1.017 | LIGCO | 1 | 0.32756 | 0 | 804 | 126.6107 | 804 |  |  | 0.32756 | 263.3569 |  |  |  |  | 0 | 0
13117 | TGATEWAY_2G | 2 | North | YES | 0.15812 | 130 | 30 | 130 | 0 | 1.0232 | CC | 1 | 0.3282 | 130 | 130 | 20.5557 | 130 |  |  | 0.3282 | 42.6664 |  |  |  |  | 0 | 0
13118 | TGATEWAY_3G | 3 | North | YES | 0.15812 | 148 | 30 | 148 | 0 | 1.0232 | CC | 1 | 0.3282 | 148 | 148 | 23.4019 | 148 |  |  | 0.3282 | 48.5741 |  |  |  |  | 0 | 0
13116 | TGATEWAY_1G | 1 | North | YES | 0.15812 | 151 | 30 | 151 | 0 | 1.0232 | CC | 1 | 0.3282 | 151 | 151 | 23.8763 | 151 |  |  | 0.3282 | 49.5587 |  |  |  |  | 0 | 0
13119 | TGATEWAY_4G | 4 | North | YES | 0.15812 | 399 | 65 | 399 | 0 | 1.0232 | CC | 1 | 0.3282 | 399 | 399 | 63.0903 | 399 |  |  | 0.3282 | 130.9531 |  |  |  |  | 0 | 0
3348 | CHAMPION_1G | MB | North | YES | 0.15928 | 0 | 42 | 42 |  | 1 | Cogen | 1 | 0.32936 | 0 | 0 | 0 | 0 |  |  | 0.32936 | 0 |  |  |  |  | 0 | 0
3309 | ASPN_G | 1 | North | YES | 0.15932 | 50 | 0 | 50 |  | 1 | Bio | 1 | 0.3294 | 50 | 50 | 7.9659 | 50 |  |  | 0.3294 | 16.47 |  |  |  |  | 0 | 0
3107 | STRYKER_1G | 1 | North | YES | 0.1606 | 145.6 | 45 | 182 | 0 | 1.029 | GST | 1 | 0.33069 | 182 | 182 | 29.2299 | 182 |  |  | 0.33069 | 60.1849 |  |  |  |  | 0 | 0
3108 | STRYKER_2G | 2 | North | YES | 0.1606 | 484 | 75 | 484 | 0 | 1.029 | GST | 1 | 0.33069 | 484 | 484 | 77.7323 | 484 |  |  | 0.33069 | 160.0522 |  |  |  |  | 0 | 0
13134 | CALFREST_4G | 4 | North | YES | 0.16489 | 151.5 | 40 | 151.5 | 0 | 1.031 | CC | 1 | 0.33497 | 151.5 | 151.5 | 24.981 | 151.5 |  |  | 0.33497 | 50.7485 |  |  |  |  | 0 | 0
13135 | CALFREST_5G | 5 | North | YES | 0.16489 | 152.3 | 57 | 152.3 | 0 | 1.031 | CC | 1 | 0.33497 | 152.3 | 152.3 | 25.1129 | 152.3 |  |  | 0.33497 | 51.0164 |  |  |  |  | 0 | 0
13136 | CALFREST_6G | 6 | North | YES | 0.16489 | 177.5 | 40 | 177.5 | 0 | 1.031 | CC | 1 | 0.33497 | 177.5 | 177.5 | 29.2682 | 177.5 |  |  | 0.33497 | 59.4578 |  |  |  |  | 0 | 0
13131 | CALFREST_1G | 1 | North | YES | 0.16518 | 150.7 | 40 | 150.7 | 0 | 1.031 | CC | 1 | 0.33526 | 150.7 | 150.7 | 24.8928 | 150.7 |  |  | 0.33526 | 50.5242 |  |  |  |  | 0 | 0
13132 | CALFREST_2G | 2 | North | YES | 0.16518 | 151 | 57 | 151 | 0 | 1.031 | CC | 1 | 0.33526 | 151 | 151 | 24.9423 | 151 |  |  | 0.33526 | 50.6248 |  |  |  |  | 0 | 0
13133 | CALFREST_3G | 3 | North | YES | 0.16518 | 177.4 | 40 | 177.4 | 0 | 1.031 | CC | 1 | 0.33526 | 177.4 | 177.4 | 29.3031 | 177.4 |  |  | 0.33526 | 59.4757 |  |  |  |  | 0 | 0
3382 | BBRN_2G | 2 | North | YES | 0.16671 | 589 | 225 | 589 | 0 | 1.03 | LIGCO | 1 | 0.33679 | 0 | 589 | 98.1934 | 589 |  |  | 0.33679 | 198.3719 |  |  |  |  | 0 | 0
3381 | BBRN_1G | 1 | North | YES | 0.16671 | 618 | 225 | 618 | 0 | 1.03 | LIGCO | 1 | 0.33679 | 0 | 618 | 103.028 | 618 |  |  | 0.33679 | 208.1389 |  |  |  |  | 0 | 0
32884 | BRYN_DNSBY13 | 1 | North | YES | 0.18391 | 46 | 2 | 46 | 0 | 1.015 | GST | 1 | 0.35399 | 46 | 46 | 8.4597 | 46 |  |  | 0.35399 | 16.2835 |  |  |  |  | 0 | 0
32883 | BRYN_DNSBY3 | 1 | North | YES | 0.18391 | 0 | 2 | 48 |  | 1.015 | GST | 1 | 0.35399 | 48 | 48 | 8.8275 | 48 |  |  | 0.35399 | 16.9915 |  |  |  |  | 0 | 0
32892 | BRYN_DNSBY14 | 1 | North | YES | 0.18391 | 84 | 25 | 105 | 0 | 1.035 | GST | 1 | 0.35399 | 105 | 105 | 19.3102 | 105 |  |  | 0.35399 | 37.1689 |  |  |  |  | 0 | 0
48722 | LEG_2___2 | 2 | North | YES | 0.18668 | 819 | 357 | 819 | 0 | 1.0348 | LIGCO | 1 | 0.35677 | 0 | 819 | 152.8934 | 819 |  |  | 0.35677 | 292.1908 |  |  |  |  | 0 | 0
48721 | LEG_1___1 | 1 | North | YES | 0.18668 | 827 | 357 | 827 | 0 | 1.0348 | LIGCO | 1 | 0.35677 | 0 | 827 | 154.3868 | 827 |  |  | 0.35677 | 295.045 |  |  |  |  | 0 | 0
32886 | BRYN_ATKINS3 | MB | North | YES | 0.18683 | 0 | 5 | 12 |  | 1 | GST | 1 | 0.35692 | 0 | 0 | 0 | 0 |  |  | 0.35692 | 0 |  |  |  |  | 0 | 0
32887 | BRYN_ATKINS6 | MB | North | YES | 0.18683 | 0 | 12 | 51 |  | 1.028 | GST | 1 | 0.35692 | 0 | 0 | 0 | 0 |  |  | 0.35692 | 0 |  |  |  |  | 0 | 0
32890 | BRYN_ATKINS4 | MB | North | YES | 0.18683 | 0 | 5 | 22 |  | 1.031 | GST | 1 | 0.35692 | 0 | 0 | 0 | 0 |  |  | 0.35692 | 0 |  |  |  |  | 0 | 0
32891 | BRYN_ATKINS5 | MB | North | YES | 0.18683 | 0 | 5 | 25 |  | 1.031 | GST | 1 | 0.35692 | 0 | 0 | 0 | 0 |  |  | 0.35692 | 0 |  |  |  |  | 0 | 0
32888 | BRYN_ATKINS7 | 1 | North | YES | 0.18683 | 13.6 | 4 | 17 |  | 1.028 | GGT | 1 | 0.35692 | 17 | 17 | 3.1762 | 17 |  |  | 0.35692 | 6.0676 |  |  |  |  | 0 | 0
32798 | BRYN_TAMUGEN | 1 | North | YES | 0.18838 | 32 | 0 | 32 |  | 1.02 | GST | 1 | 0.35846 | 32 | 32 | 6.0282 | 32 |  |  | 0.35846 | 11.4708 |  |  |  |  | 0 | 0
990 | GIBN_CREK_G1 | 1 | North | YES | 0.19623 | 463 | 200 | 463 | 0 | 1.0275 | LIGCO | 1 | 0.36631 | 0 | 463 | 90.8536 | 463 |  |  | 0.36631 | 169.6017 |  |  |  |  | 0 | 0
39960 | TNTNPONE_18 | 1 | North | YES | 0.19989 | 152.3 | 30 | 152.3 |  | 1.04 | LIGCO | 1 | 0.36997 | 0 | 152.3 | 30.4429 | 152.3 |  |  | 0.36997 | 56.3465 |  |  |  |  | 0 | 0
39970 | TNTNPONE_28 | 1 | North | YES | 0.19989 | 153 | 30 | 153 |  | 1.04 | LIGCO | 1 | 0.36997 | 0 | 153 | 30.5829 | 153 |  |  | 0.36997 | 56.6055 |  |  |  |  | 0 | 0
[26 empty] | 0 | 0
[26 empty] | 0 | 0
[26 empty] | 0 | 0
[26 empty] | 0 | 0
[26 empty] | 0 | 0
[26 empty] | 0 | 0
[26 empty] | 0 | 0
[26 empty] | 0 | 0
[26 empty] | 0 | 0
[26 empty] | 0 | 0
[26 empty] | 0 | 0
[26 empty] | 0 | 0
[26 empty] | 0 | 0
[26 empty] | 0 | 0
[26 empty] | 0 | 0
[26 empty] | 0 | 0
[26 empty] | 0 | 0
[26 empty] | 0 | 0
[26 empty] | 0 | 0
[26 empty] | 0 | 0
[26 empty] | 0 | 0
[26 empty] | 0 | 0
[26 empty] | 0 | 0
[26 empty] | 0 | 0
[26 empty] | 0 | 0
[26 empty] | 0 | 0
[26 empty] | 0 | 0
[26 empty] | 0 | 0
[26 empty] | 0 | 0
[26 empty] | 0 | 0
[26 empty] | 0 | 0
[26 empty] | 0 | 0
[26 empty] | 0 | 0
[26 empty] | 0 | 0
[26 empty] | 0 | 0
[26 empty] | 0 | 0
[26 empty] | 0 | 0
[26 empty] | 0 | 0
[26 empty] | 0 | 0
[26 empty] | 0 | 0
[26 empty] | 0 | 0
[26 empty] | 0 | 0
[26 empty] | 0 | 0
[26 empty] | 0 | 0
[26 empty] | 0 | 0
[26 empty] | 0 | 0
[26 empty] | 0 | 0
[26 empty] | 0 | 0
[26 empty] | 0 | 0
[26 empty] | 0 | 0
[26 empty] | 0 | 0
[26 empty] | 0 | 0
[26 empty] | 0 | 0
[26 empty] | 0 | 0
[26 empty] | 0 | 0
[26 empty] | 0 | 0
[26 empty] | 0 | 0
[26 empty] | 0 | 0
[26 empty] | 0 | 0
[26 empty] | 0 | 0
[26 empty] | 0 | 0
[26 empty] | 0 | 0
[26 empty] | 0 | 0
[26 empty] | 0 | 0
[26 empty] | 0 | 0
[26 empty] | 0 | 0
[26 empty] | 0 | 0
[26 empty] | 0 | 0
[26 empty] | 0 | 0
[26 empty] | 0 | 0
[26 empty] | 0 | 0
[26 empty] | 0 | 0
[26 empty] | 0 | 0
[26 empty] | 0 | 0
[26 empty] | 0 | 0
[26 empty] | 0 | 0
[26 empty] | 0 | 0
[26 empty] | 0 | 0
[26 empty] | 0 | 0
[26 empty] | 0 | 0
[26 empty] | 0 | 0
[26 empty] | 0 | 0
[26 empty] | 0 | 0
[26 empty] | 0 | 0
[26 empty] | 0 | 0
[26 empty] | 0 | 0
[26 empty] | 0 | 0
[26 empty] | 0 | 0
[26 empty] | 0 | 0
[26 empty] | 0 | 0
[26 empty] | 0 | 0
[26 empty] | 0 | 0
[26 empty] | 0 | 0
[26 empty] | 0 | 0
[26 empty] | 0 | 0
[26 empty] | 0 | 0
[26 empty] | 0 | 0
[26 empty] | 0 | 0
[26 empty] | 0 | 0
[26 empty] | 0 | 0
[26 empty] | 0 | 0
[26 empty] | 0 | 0
[26 empty] | 0 | 0
[26 empty] | 0 | 0
[26 empty] | 0 | 0
[26 empty] | 0 | 0
[26 empty] | 0 | 0
[26 empty] | 0 | 0
[26 empty] | 0 | 0
[26 empty] | 0 | 0
[26 empty] | 0 | 0
[26 empty] | 0 | 0
[26 empty] | 0 | 0
[26 empty] | 0 | 0
[26 empty] | 0 | 0
[26 empty] | 0 | 0
[26 empty] | 0 | 0
[26 empty] | 0 | 0
[26 empty] | 0 | 0
[26 empty] | 0 | 0
[26 empty] | 0 | 0
[26 empty] | 0 | 0
[26 empty] | 0 | 0
[26 empty] | 0 | 0
[26 empty] | 0 | 0
[26 empty] | 0 | 0
[26 empty] | 0 | 0
[26 empty] | 0 | 0
[26 empty] | 0 | 0
[26 empty] | 0 | 0
[26 empty] | 0 | 0
[26 empty] | 0 | 0
[26 empty] | 0 | 0
[26 empty] | 0 | 0
[26 empty] | 0 | 0
[26 empty] | 0 | 0
[26 empty] | 0 | 0
[26 empty] | 0 | 0
[26 empty] | 0 | 0
[26 empty] | 0 | 0
[26 empty] | 0 | 0
[26 empty] | 0 | 0
[26 empty] | 0 | 0
[26 empty] | 0 | 0
[26 empty] | 0 | 0
[26 empty] | 0 | 0
[26 empty] | 0 | 0
[26 empty] | 0 | 0
[26 empty] | 0 | 0
[26 empty] | 0 | 0
[26 empty] | 0 | 0
[26 empty] | 0 | 0
[26 empty] | 0 | 0
[26 empty] | 0 | 0
[26 empty] | 0 | 0
[26 empty] | 0 | 0
[26 empty] | 0 | 0
[26 empty] | 0 | 0
[26 empty] | 0 | 0
[26 empty] | 0 | 0
[26 empty] | 0 | 0
[26 empty] | 0 | 0
[26 empty] | 0 | 0
[26 empty] | 0 | 0
[26 empty] | 0 | 0
[26 empty] | 0 | 0
[26 empty] | 0 | 0
[26 empty] | 0 | 0
[26 empty] | 0 | 0
[26 empty] | 0 | 0
[26 empty] | 0 | 0
[26 empty] | 0 | 0
[26 empty] | 0 | 0
[26 empty] | 0 | 0
[26 empty] | 0 | 0
[26 empty] | 0 | 0
[26 empty] | 0 | 0
[26 empty] | 0 | 0
[26 empty] | 0 | 0
[26 empty] | 0 | 0
[26 empty] | 0 | 0
[26 empty] | 0 | 0
[26 empty] | 0 | 0
[26 empty] | 0 | 0
[26 empty] | 0 | 0
[26 empty] | 0 | 0
[26 empty] | 0 | 0
[26 empty] | 0 | 0
[26 empty] | 0 | 0
[26 empty] | 0 | 0
[26 empty] | 0 | 0
[26 empty] | 0 | 0
[26 empty] | 0 | 0
[26 empty] | 0 | 0
[26 empty] | 0 | 0
[26 empty] | 0 | 0
[26 empty] | 0 | 0
[26 empty] | 0 | 0
[26 empty] | 0 | 0
[26 empty] | 0 | 0
[26 empty] | 0 | 0
[26 empty] | 0 | 0
[26 empty] | 0 | 0
[26 empty] | 0 | 0
[26 empty] | 0 | 0
[26 empty] | 0 | 0
[26 empty] | 0 | 0
[26 empty] | 0 | 0
[26 empty] | 0 | 0
[26 empty] | 0 | 0
[26 empty] | 0 | 0
[26 empty] | 0 | 0
[26 empty] | 0 | 0
[26 empty] | 0 | 0
[26 empty] | 0 | 0
[26 empty] | 0 | 0
[26 empty] | 0 | 0
[26 empty] | 0 | 0
[26 empty] | 0 | 0
[26 empty] | 0 | 0
[26 empty] | 0 | 0
[26 empty] | 0 | 0
[26 empty] | 0 | 0
[26 empty] | 0 | 0
[26 empty] | 0 | 0
[26 empty] | 0 | 0
[26 empty] | 0 | 0
[26 empty] | 0 | 0
[26 empty] | 0 | 0
[26 empty] | 0 | 0
[26 empty] | 0 | 0
[26 empty] | 0 | 0
[26 empty] | 0 | 0
[26 empty] | 0 | 0
[26 empty] | 0 | 0
[26 empty] | 0 | 0
[26 empty] | 0 | 0
[26 empty] | 0 | 0
[26 empty] | 0 | 0
[26 empty] | 0 | 0
[26 empty] | 0 | 0
[26 empty] | 0 | 0
[26 empty] | 0 | 0
[26 empty] | 0 | 0
[26 empty] | 0 | 0
[26 empty] | 0 | 0
[26 empty] | 0 | 0
[26 empty] | 0 | 0
[26 empty] | 0 | 0
[26 empty] | 0 | 0
[26 empty] | 0 | 0
[26 empty] | 0 | 0
[26 empty] | 0 | 0
[26 empty] | 0 | 0
[26 empty] | 0 | 0
[26 empty] | 0 | 0
[26 empty] | 0 | 0
[26 empty] | 0 | 0
[26 empty] | 0 | 0
[26 empty] | 0 | 0
[26 empty] | 0 | 0
[26 empty] | 0 | 0
[26 empty] | 0 | 0
[26 empty] | 0 | 0
[26 empty] | 0 | 0
[26 empty] | 0 | 0
[26 empty] | 0 | 0
[26 empty] | 0 | 0
[26 empty] | 0 | 0
[26 empty] | 0 | 0
[26 empty] | 0 | 0
[26 empty] | 0 | 0
[26 empty] | 0 | 0
[26 empty] | 0 | 0
[26 empty] | 0 | 0
[26 empty] | 0 | 0
[26 empty] | 0 | 0
[26 empty] | 0 | 0
[26 empty] | 0 | 0
[26 empty] | 0 | 0
[26 empty] | 0 | 0
[26 empty] | 0 | 0
[26 empty] | 0 | 0
[26 empty] | 0 | 0
[26 empty] | 0 | 0
[26 empty] | 0 | 0
[26 empty] | 0 | 0
[26 empty] | 0 | 0
[26 empty] | 0 | 0
[26 empty] | 0 | 0
[26 empty] | 0 | 0
[26 empty] | 0 | 0
[26 empty] | 0 | 0
[26 empty] | 0 | 0
[26 empty] | 0 | 0
[26 empty] | 0 | 0
[26 empty] | 0 | 0
[26 empty] | 0 | 0
[26 empty] | 0 | 0
[26 empty] | 0 | 0
[26 empty] | 0 | 0
[26 empty] | 0 | 0
[26 empty] | 0 | 0
[26 empty] | 0 | 0
[26 empty] | 0 | 0
[26 empty] | 0 | 0
[26 empty] | 0 | 0
[26 empty] | 0 | 0
[26 empty] | 0 | 0
[26 empty] | 0 | 0
[26 empty] | 0 | 0
[26 empty] | 0 | 0
[26 empty] | 0 | 0
[26 empty] | 0 | 0
[26 empty] | 0 | 0
[26 empty] | 0 | 0
[26 empty] | 0 | 0
[26 empty] | 0 | 0
[26 empty] | 0 | 0
[26 empty] | 0 | 0
[26 empty] | 0 | 0
[26 empty] | 0 | 0
[26 empty] | 0 | 0
[26 empty] | 0 | 0
[26 empty] | 0 | 0
[26 empty] | 0 | 0
[26 empty] | 0 | 0
[26 empty] | 0 | 0
[26 empty] | 0 | 0
[26 empty] | 0 | 0
[26 empty] | 0 | 0
[26 empty] | 0 | 0
[26 empty] | 0 | 0
[26 empty] | 0 | 0
[26 empty] | 0 | 0
[26 empty] | 0 | 0
[26 empty] | 0 | 0
[26 empty] | 0 | 0
[26 empty] | 0 | 0
[26 empty] | 0 | 0
[26 empty] | 0 | 0
[26 empty] | 0 | 0
[26 empty] | 0 | 0
[26 empty] | 0 | 0
[26 empty] | 0 | 0
[26 empty] | 0 | 0
[26 empty] | 0 | 0
[26 empty] | 0 | 0
[26 empty] | 0 | 0
[26 empty] | 0 | 0
[26 empty] | 0 | 0
[26 empty] | 0 | 0
[26 empty] | 0 | 0
[26 empty] | 0 | 0
[26 empty] | 0 | 0
[26 empty] | 0 | 0
[26 empty] | 0 | 0
[26 empty] | 0 | 0
[26 empty] | 0 | 0
[26 empty] | 0 | 0
[26 empty] | 0 | 0
[26 empty] | 0 | 0
[26 empty] | 0 | 0
[26 empty] | 0 | 0
[26 empty] | 0 | 0
[26 empty] | 0 | 0
[26 empty] | 0 | 0
[26 empty] | 0 | 0
[26 empty] | 0 | 0
[26 empty] | 0 | 0
[26 empty] | 0 | 0
[26 empty] | 0 | 0
[26 empty] | 0 | 0
[26 empty] | 0 | 0
[26 empty] | 0 | 0
[26 empty] | 0 | 0
[26 empty] | 0 | 0
[26 empty] | 0 | 0
[26 empty] | 0 | 0
[26 empty] | 0 | 0
[26 empty] | 0 | 0
[26 empty] | 0 | 0
[26 empty] | 0 | 0
[26 empty] | 0 | 0
[26 empty] | 0 | 0
[26 empty] | 0 | 0
[26 empty] | 0 | 0
[26 empty] | 0 | 0
[26 empty] | 0 | 0
[26 empty] | 0 | 0
[26 empty] | 0 | 0
[26 empty] | 0 | 0
[26 empty] | 0 | 0
[26 empty] | 0 | 0
[26 empty] | 0 | 0
[26 empty] | 0 | 0
[26 empty] | 0 | 0
[26 empty] | 0 | 0
[26 empty] | 0 | 0
[26 empty] | 0 | 0
[26 empty] | 0 | 0
[26 empty] | 0 | 0
[26 empty] | 0 | 0
[26 empty] | 0 | 0
[26 empty] | 0 | 0
[26 empty] | 0 | 0
[26 empty] | 0 | 0
[26 empty] | 0 | 0
[26 empty] | 0 | 0
[26 empty] | 0 | 0
[26 empty] | 0 | 0
[26 empty] | 0 | 0
[26 empty] | 0 | 0
[26 empty] | 0 | 0
[26 empty] | 0 | 0
[26 empty] | 0 | 0
[26 empty] | 0 | 0
[26 empty] | 0 | 0
[26 empty] | 0 | 0
[26 empty] | 0 | 0
[26 empty] | 0 | 0
[26 empty] | 0 | 0
[26 empty] | 0 | 0
[26 empty] | 0 | 0
[26 empty] | 0 | 0
[26 empty] | 0 | 0
[26 empty] | 0 | 0
[26 empty] | 0 | 0
[26 empty] | 0 | 0
[26 empty] | 0 | 0
[26 empty] | 0 | 0
[26 empty] | 0 | 0
[26 empty] | 0 | 0
[26 empty] | 0 | 0
[26 empty] | 0 | 0
[26 empty] | 0 | 0
[26 empty] | 0 | 0
[26 empty] | 0 | 0
[26 empty] | 0 | 0
[26 empty] | 0 | 0
[26 empty] | 0 | 0
[26 empty] | 0 | 0
[26 empty] | 0 | 0
[26 empty] | 0 | 0
[26 empty] | 0 | 0
[26 empty] | 0 | 0
[26 empty] | 0 | 0
[26 empty] | 0 | 0
[26 empty] | 0 | 0
[26 empty] | 0 | 0
[26 empty] | 0 | 0
[26 empty] | 0 | 0
[26 empty] | 0 | 0
[26 empty] | 0 | 0
[26 empty] | 0 | 0
[26 empty] | 0 | 0
[26 empty] | 0 | 0
[26 empty] | 0 | 0
[26 empty] | 0 | 0
[26 empty] | 0 | 0
[26 empty] | 0 | 0
[26 empty] | 0 | 0
[26 empty] | 0 | 0
[26 empty] | 0 | 0
[26 empty] | 0 | 0
[26 empty] | 0 | 0
[26 empty] | 0 | 0
[26 empty] | 0 | 0
[26 empty] | 0 | 0
[26 empty] | 0 | 0
[26 empty] | 0 | 0
[26 empty] | 0 | 0
[26 empty] | 0 | 0
[26 empty] | 0 | 0
[26 empty] | 0 | 0
[26 empty] | 0 | 0
[26 empty] | 0 | 0
[26 empty] | 0 | 0
[26 empty] | 0 | 0
[26 empty] | 0 | 0
[26 empty] | 0 | 0
[26 empty] | 0 | 0
[26 empty] | 0 | 0
[26 empty] | 0 | 0
[26 empty] | 0 | 0
[26 empty] | 0 | 0
[26 empty] | 0 | 0
[26 empty] | 0 | 0
[26 empty] | 0 | 0
[26 empty] | 0 | 0
[26 empty] | 0 | 0
[26 empty] | 0 | 0
[26 empty] | 0 | 0
[26 empty] | 0 | 0
[26 empty] | 0 | 0
[26 empty] | 0 | 0
[26 empty] | 0 | 0
[26 empty] | 0 | 0
[26 empty] | 0 | 0
[26 empty] | 0 | 0
[26 empty] | 0 | 0
[26 empty] | 0 | 0
[26 empty] | 0 | 0
[26 empty] | 0 | 0
[26 empty] | 0 | 0
[26 empty] | 0 | 0
[26 empty] | 0 | 0
[26 empty] | 0 | 0
[26 empty] | 0 | 0
[26 empty] | 0 | 0
[26 empty] | 0 | 0
[26 empty] | 0 | 0
[26 empty] | 0 | 0
[26 empty] | 0 | 0
[26 empty] | 0 | 0
[26 empty] | 0 | 0
[26 empty] | 0 | 0
[26 empty] | 0 | 0
[26 empty] | 0 | 0
[26 empty] | 0 | 0
[26 empty] | 0 | 0
[26 empty] | 0 | 0
[26 empty] | 0 | 0
[26 empty] | 0 | 0
[26 empty] | 0 | 0
[26 empty] | 0 | 0
[26 empty] | 0 | 0
[26 empty] | 0 | 0
[26 empty] | 0 | 0
[26 empty] | 0 | 0
[26 empty] | 0 | 0
[26 empty] | 0 | 0
[26 empty] | 0 | 0
[26 empty] | 0 | 0
[26 empty] | 0 | 0
[26 empty] | 0 | 0
[26 empty] | 0 | 0
[26 empty] | 0 | 0
[26 empty] | 0 | 0
[26 empty] | 0 | 0
[26 empty] | 0 | 0
[26 empty] | 0 | 0
[26 empty] | 0 | 0
[26 empty] | 0 | 0
[26 empty] | 0 | 0
[26 empty] | 0 | 0
[26 empty] | 0 | 0
[26 empty] | 0 | 0
[26 empty] | 0 | 0
[26 empty] | 0 | 0
[26 empty] | 0 | 0
[26 empty] | 0 | 0
[26 empty] | 0 | 0
[26 empty] | 0 | 0
[26 empty] | 0 | 0
[26 empty] | 0 | 0
[26 empty] | 0 | 0
[26 empty] | 0 | 0
[26 empty] | 0 | 0
[26 empty] | 0 | 0
[26 empty] | 0 | 0
[26 empty] | 0 | 0
[26 empty] | 0 | 0
[26 empty] | 0 | 0
[26 empty] | 0 | 0
[26 empty] | 0 | 0
[26 empty] | 0 | 0
[26 empty] | 0 | 0
[26 empty] | 0 | 0
[26 empty] | 0 | 0
[26 empty] | 0 | 0
[26 empty] | 0 | 0
[26 empty] | 0 | 0
[26 empty] | 0 | 0
[26 empty] | 0 | 0
[26 empty] | 0 | 0
[26 empty] | 0 | 0
[26 empty] | 0 | 0
[26 empty] | 0 | 0
[26 empty] | 0 | 0
[26 empty] | 0 | 0
[26 empty] | 0 | 0
[26 empty] | 0 | 0
[26 empty] | 0 | 0
[26 empty] | 0 | 0
[26 empty] | 0 | 0
[26 empty] | 0 | 0
[26 empty] | 0 | 0
[26 empty] | 0 | 0
[26 empty] | 0 | 0
[26 empty] | 0 | 0
[26 empty] | 0 | 0
[26 empty] | 0 | 0
[26 empty] | 0 | 0
[26 empty] | 0 | 0
[26 empty] | 0 | 0
[26 empty] | 0 | 0
[26 empty] | 0 | 0
[26 empty] | 0 | 0
[26 empty] | 0 | 0
[26 empty] | 0 | 0
[26 empty] | 0 | 0
[26 empty] | 0 | 0
[26 empty] | 0 | 0
[26 empty] | 0 | 0
[26 empty] | 0 | 0
[26 empty] | 0 | 0
[26 empty] | 0 | 0
[26 empty] | 0 | 0
[26 empty] | 0 | 0
[26 empty] | 0 | 0
[26 empty] | 0 | 0
[26 empty] | 0 | 0
[26 empty] | 0 | 0
[26 empty] | 0 | 0
[26 empty] | 0 | 0
[26 empty] | 0 | 0
[26 empty] | 0 | 0
[26 empty] | 0 | 0
[26 empty] | 0 | 0
[26 empty] | 0 | 0
[26 empty] | 0 | 0
[26 empty] | 0 | 0
[26 empty] | 0 | 0
[26 empty] | 0 | 0
[26 empty] | 0 | 0
[26 empty] | 0 | 0
[26 empty] | 0 | 0
[26 empty] | 0 | 0
[26 empty] | 0 | 0
[26 empty] | 0 | 0
[26 empty] | 0 | 0
[26 empty] | 0 | 0
[26 empty] | 0 | 0
[26 empty] | 0 | 0
[26 empty] | 0 | 0
[26 empty] | 0 | 0
[26 empty] | 0 | 0
[26 empty] | 0 | 0
[26 empty] | 0 | 0
[26 empty] | 0 | 0
[26 empty] | 0 | 0
[26 empty] | 0 | 0
[26 empty] | 0 | 0
[26 empty] | 0 | 0
[26 empty] | 0 | 0
[26 empty] | 0 | 0
[26 empty] | 0 | 0
[26 empty] | 0 | 0
[26 empty] | 0 | 0
[26 empty] | 0 | 0
[26 empty] | 0 | 0
[26 empty] | 0 | 0
[26 empty] | 0 | 0
[26 empty] | 0 | 0
[26 empty] | 0 | 0
[26 empty] | 0 | 0
[26 empty] | 0 | 0
[26 empty] | 0 | 0
[26 empty] | 0 | 0
[26 empty] | 0 | 0
[26 empty] | 0 | 0
[26 empty] | 0 | 0
[26 empty] | 0 | 0
[26 empty] | 0 | 0
[26 empty] | 0 | 0
[26 empty] | 0 | 0
[26 empty] | 0 | 0
[26 empty] | 0 | 0
[26 empty] | 0 | 0
[26 empty] | 0 | 0
[26 empty] | 0 | 0
[26 empty] | 0 | 0
[26 empty] | 0 | 0
[26 empty] | 0 | 0
[26 empty] | 0 | 0
[26 empty] | 0 | 0
[26 empty] | 0 | 0
[26 empty] | 0 | 0
[26 empty] | 0 | 0
[26 empty] | 0 | 0
[26 empty] | 0 | 0
[26 empty] | 0 | 0
[26 empty] | 0 | 0
[26 empty] | 0 | 0
[26 empty] | 0 | 0
[26 empty] | 0 | 0
[26 empty] | 0 | 0
[26 empty] | 0 | 0
[26 empty] | 0 | 0
[26 empty] | 0 | 0
[26 empty] | 0 | 0
[26 empty] | 0 | 0
[26 empty] | 0 | 0
[26 empty] | 0 | 0
[26 empty] | 0 | 0
[26 empty] | 0 | 0
[26 empty] | 0 | 0
[26 empty] | 0 | 0
[26 empty] | 0 | 0
[26 empty] | 0 | 0
[26 empty] | 0 | 0
[26 empty] | 0 | 0
[26 empty] | 0 | 0
[26 empty] | 0 | 0
[26 empty] | 0 | 0
[26 empty] | 0 | 0
[26 empty] | 0 | 0
[26 empty] | 0 | 0
[26 empty] | 0 | 0
[26 empty] | 0 | 0
[26 empty] | 0 | 0
[26 empty] | 0 | 0
[26 empty] | 0 | 0
[26 empty] | 0 | 0
[26 empty] | 0 | 0
[26 empty] | 0 | 0
[26 empty] | 0 | 0
[26 empty] | 0 | 0
[26 empty] | 0 | 0
[26 empty] | 0 | 0
[26 empty] | 0 | 0
[26 empty] | 0 | 0
[26 empty] | 0 | 0
[26 empty] | 0 | 0
[26 empty] | 0 | 0
[26 empty] | 0 | 0
[26 empty] | 0 | 0
[26 empty] | 0 | 0
[26 empty] | 0 | 0
[26 empty] | 0 | 0
[26 empty] | 0 | 0
[26 empty] | 0 | 0
[26 empty] | 0 | 0
[26 empty] | 0 | 0
[26 empty] | 0 | 0
[26 empty] | 0 | 0
[26 empty] | 0 | 0
[26 empty] | 0 | 0
[26 empty] | 0 | 0
[26 empty] | 0 | 0
[26 empty] | 0 | 0
[26 empty] | 0 | 0
[26 empty] | 0 | 0
[26 empty] | 0 | 0
[26 empty] | 0 | 0
[26 empty] | 0 | 0
[26 empty] | 0 | 0
[26 empty] | 0 | 0
[26 empty] | 0 | 0
[26 empty] | 0 | 0
[26 empty] | 0 | 0
[26 empty] | 0 | 0
[26 empty] | 0 | 0
[26 empty] | 0 | 0
[26 empty] | 0 | 0
[26 empty] | 0 | 0
[26 empty] | 0 | 0
[26 empty] | 0 | 0
[26 empty] | 0 | 0
[26 empty] | 0 | 0
[26 empty] | 0 | 0
[26 empty] | 0 | 0
[26 empty] | 0 | 0
[26 empty] | 0 | 0
[26 empty] | 0 | 0
[26 empty] | 0 | 0
[26 empty] | 0 | 0
[26 empty] | 0 | 0
[26 empty] | 0 | 0
[26 empty] | 0 | 0
[26 empty] | 0 | 0
[26 empty] | 0 | 0
[26 empty] | 0 | 0
[26 empty] | 0 | 0
[26 empty] | 0 | 0
[26 empty] | 0 | 0
[26 empty] | 0 | 0
[26 empty] | 0 | 0
[26 empty] | 0 | 0
[26 empty] | 0 | 0
[26 empty] | 0 | 0
[26 empty] | 0 | 0
[26 empty] | 0 | 0
[26 empty] | 0 | 0
[26 empty] | 0 | 0
[26 empty] | 0 | 0
[26 empty] | 0 | 0
[26 empty] | 0 | 0
[26 empty] | 0 | 0
[26 empty] | 0 | 0
[26 empty] | 0 | 0
[26 empty] | 0 | 0
[26 empty] | 0 | 0
[26 empty] | 0 | 0
[26 empty] | 0 | 0
[26 empty] | 0 | 0
[26 empty] | 0 | 0
[26 empty] | 0 | 0
[26 empty] | 0 | 0
[26 empty] | 0 | 0
[26 empty] | 0 | 0
[26 empty] | 0 | 0
[26 empty] | 0 | 0
[26 empty] | 0 | 0
[26 empty] | 0 | 0
[26 empty] | 0 | 0
[26 empty] | 0 | 0
[26 empty] | 0 | 0
[26 empty] | 0 | 0
[26 empty] | 0 | 0
[26 empty] | 0 | 0
[26 empty] | 0 | 0
[26 empty] | 0 | 0
[26 empty] | 0 | 0
[26 empty] | 0 | 0
[26 empty] | 0 | 0
[26 empty] | 0 | 0
[26 empty] | 0 | 0
[26 empty] | 0 | 0
[26 empty] | 0 | 0
[26 empty] | 0 | 0
[26 empty] | 0 | 0
[26 empty] | 0 | 0
[26 empty] | 0 | 0
[26 empty] | 0 | 0
[26 empty] | 0 | 0
[26 empty] | 0 | 0
[26 empty] | 0 | 0
[26 empty] | 0 | 0
[26 empty] | 0 | 0
[26 empty] | 0 | 0
[26 empty] | 0 | 0
[26 empty] | 0 | 0
[26 empty] | 0 | 0
[26 empty] | 0 | 0
[26 empty] | 0 | 0
[26 empty] | 0 | 0
[26 empty] | 0 | 0
[26 empty] | 0 | 0
[26 empty] | 0 | 0
[26 empty] | 0 | 0
[26 empty] | 0 | 0
[26 empty] | 0 | 0
[26 empty] | 0 | 0
[26 empty] | 0 | 0
[26 empty] | 0 | 0
[26 empty] | 0 | 0
[26 empty] | 0 | 0
[26 empty] | 0 | 0
[26 empty] | 0 | 0
[26 empty] | 0 | 0
[26 empty] | 0 | 0
[26 empty] | 0 | 0
[26 empty] | 0 | 0
[26 empty] | 0 | 0
[26 empty] | 0 | 0
[26 empty] | 0 | 0
[26 empty] | 0 | 0
[26 empty] | 0 | 0
[26 empty] | 0 | 0
[26 empty] | 0 | 0
[26 empty] | 0 | 0
[26 empty] | 0 | 0
[26 empty] | 0 | 0
[26 empty] | 0 | 0
[26 empty] | 0 | 0
[26 empty] | 0 | 0
[26 empty] | 0 | 0
[26 empty] | 0 | 0
[26 empty] | 0 | 0
[26 empty] | 0 | 0
[26 empty] | 0 | 0
[26 empty] | 0 | 0
[26 empty] | 0 | 0
[26 empty] | 0 | 0
[26 empty] | 0 | 0
[26 empty] | 0 | 0
[26 empty] | 0 | 0
[26 empty] | 0 | 0
[26 empty] | 0 | 0
[26 empty] | 0 | 0
[26 empty] | 0 | 0
[26 empty] | 0 | 0
[26 empty] | 0 | 0
[26 empty] | 0 | 0
[26 empty] | 0 | 0
[26 empty] | 0 | 0
[26 empty] | 0 | 0
[26 empty] | 0 | 0
[26 empty] | 0 | 0
[26 empty] | 0 | 0
[26 empty] | 0 | 0
[26 empty] | 0 | 0
[26 empty] | 0 | 0
[26 empty] | 0 | 0
[26 empty] | 0 | 0
[26 empty] | 0 | 0
[26 empty] | 0 | 0
[26 empty] | 0 | 0
[26 empty] | 0 | 0
[26 empty] | 0 | 0
[26 empty] | 0 | 0
[26 empty] | 0 | 0
[26 empty] | 0 | 0
[26 empty] | 0 | 0
[26 empty] | 0 | 0
[26 empty] | 0 | 0
[26 empty] | 0 | 0
[26 empty] | 0 | 0
[26 empty] | 0 | 0
[26 empty] | 0 | 0
[26 empty] | 0 | 0
[26 empty] | 0 | 0
[26 empty] | 0 | 0
[26 empty] | 0 | 0
[26 empty] | 0 | 0
[26 empty] | 0 | 0
[26 empty] | 0 | 0
[26 empty] | 0 | 0
[26 empty] | 0 | 0
[26 empty] | 0 | 0
[26 empty] | 0 | 0
[26 empty] | 0 | 0
[26 empty] | 0 | 0
[26 empty] | 0 | 0
[26 empty] | 0 | 0
[26 empty] | 0 | 0
[26 empty] | 0 | 0
[26 empty] | 0 | 0
[26 empty] | 0 | 0
[26 empty] | 0 | 0
[26 empty] | 0 | 0
[26 empty] | 0 | 0
[26 empty] | 0 | 0
[26 empty] | 0 | 0
[26 empty] | 0 | 0
[26 empty] | 0 | 0
[26 empty] | 0 | 0
[26 empty] | 0 | 0
[26 empty] | 0 | 0
[26 empty] | 0 | 0
[26 empty] | 0 | 0
[26 empty] | 0 | 0
[26 empty] | 0 | 0
[26 empty] | 0 | 0
[26 empty] | 0 | 0
[26 empty] | 0 | 0
[26 empty] | 0 | 0
[26 empty] | 0 | 0
[26 empty] | 0 | 0
[26 empty] | 0 | 0
[26 empty] | 0 | 0
[26 empty] | 0 | 0
[26 empty] | 0 | 0
[26 empty] | 0 | 0
[26 empty] | 0 | 0
[26 empty] | 0 | 0
[26 empty] | 0 | 0
[26 empty] | 0 | 0
[26 empty] | 0 | 0
[26 empty] | 0 | 0
[26 empty] | 0 | 0
[26 empty] | 0 | 0
[26 empty] | 0 | 0
[26 empty] | 0 | 0
[26 empty] | 0 | 0
[26 empty] | 0 | 0
[26 empty] | 0 | 0
[26 empty] | 0 | 0
[26 empty] | 0 | 0
[26 empty] | 0 | 0
[26 empty] | 0 | 0
[26 empty] | 0 | 0
[26 empty] | 0 | 0
[26 empty] | 0 | 0
[26 empty] | 0 | 0
[26 empty] | 0 | 0
[26 empty] | 0 | 0
[26 empty] | 0 | 0
[26 empty] | 0 | 0
[26 empty] | 0 | 0
[26 empty] | 0 | 0
[26 empty] | 0 | 0
[26 empty] | 0 | 0
[26 empty] | 0 | 0
[26 empty] | 0 | 0
[26 empty] | 0 | 0
[26 empty] | 0 | 0
[26 empty] | 0 | 0
[26 empty] | 0 | 0
[26 empty] | 0 | 0
[26 empty] | 0 | 0
[26 empty] | 0 | 0
[26 empty] | 0 | 0
[26 empty] | 0 | 0
[26 empty] | 0 | 0
[26 empty] | 0 | 0
[26 empty] | 0 | 0
[26 empty] | 0 | 0
[26 empty] | 0 | 0
[26 empty] | 0 | 0
[26 empty] | 0 | 0
[26 empty] | 0 | 0
[26 empty] | 0 | 0
[26 empty] | 0 | 0
[26 empty] | 0 | 0
[26 empty] | 0 | 0
[26 empty] | 0 | 0
[26 empty] | 0 | 0
[26 empty] | 0 | 0
[26 empty] | 0 | 0
[26 empty] | 0 | 0
[26 empty] | 0 | 0
[26 empty] | 0 | 0
[26 empty] | 0 | 0
[26 empty] | 0 | 0
[26 empty] | 0 | 0
[26 empty] | 0 | 0
[26 empty] | 0 | 0
[26 empty] | 0 | 0
[26 empty] | 0 | 0
[26 empty] | 0 | 0
[26 empty] | 0 | 0
[26 empty] | 0 | 0
[26 empty] | 0 | 0
[26 empty] | 0 | 0
[26 empty] | 0 | 0
[26 empty] | 0 | 0
[26 empty] | 0 | 0
[26 empty] | 0 | 0
[26 empty] | 0 | 0
[26 empty] | 0 | 0
[26 empty] | 0 | 0
[26 empty] | 0 | 0
[26 empty] | 0 | 0
[26 empty] | 0 | 0
[26 empty] | 0 | 0
[26 empty] | 0 | 0
[26 empty] | 0 | 0
[26 empty] | 0 | 0
[26 empty] | 0 | 0
[26 empty] | 0 | 0
[26 empty] | 0 | 0
[26 empty] | 0 | 0
[26 empty] | 0 | 0
[26 empty] | 0 | 0
[26 empty] | 0 | 0
[26 empty] | 0 | 0
[26 empty] | 0 | 0
[26 empty] | 0 | 0
[26 empty] | 0 | 0
[26 empty] | 0 | 0
[26 empty] | 0 | 0
[26 empty] | 0 | 0
[26 empty] | 0 | 0
[26 empty] | 0 | 0
[26 empty] | 0 | 0
[26 empty] | 0 | 0
[26 empty] | 0 | 0
[26 empty] | 0 | 0
[26 empty] | 0 | 0
[26 empty] | 0 | 0
[26 empty] | 0 | 0
[26 empty] | 0 | 0
[26 empty] | 0 | 0
[26 empty] | 0 | 0
[26 empty] | 0 | 0
[26 empty] | 0 | 0
[26 empty] | 0 | 0
[26 empty] | 0 | 0
[26 empty] | 0 | 0
[26 empty] | 0 | 0
[26 empty] | 0 | 0
[26 empty] | 0 | 0
[26 empty] | 0 | 0
[26 empty] | 0 | 0
[26 empty] | 0 | 0
[26 empty] | 0 | 0
[26 empty] | 0 | 0
[26 empty] | 0 | 0
[26 empty] | 0 | 0
[26 empty] | 0 | 0
[26 empty] | 0 | 0
[26 empty] | 0 | 0
[26 empty] | 0 | 0
[26 empty] | 0 | 0
[26 empty] | 0 | 0
[26 empty] | 0 | 0
[26 empty] | 0 | 0
[26 empty] | 0 | 0
[26 empty] | 0 | 0
[26 empty] | 0 | 0
[26 empty] | 0 | 0
[26 empty] | 0 | 0
[26 empty] | 0 | 0
[26 empty] | 0 | 0
[26 empty] | 0 | 0
[26 empty] | 0 | 0
[26 empty] | 0 | 0
[26 empty] | 0 | 0
[26 empty] | 0 | 0
[26 empty] | 0 | 0
[26 empty] | 0 | 0
[26 empty] | 0 | 0
[26 empty] | 0 | 0
[26 empty] | 0 | 0
[26 empty] | 0 | 0
[26 empty] | 0 | 0
[26 empty] | 0 | 0
[26 empty] | 0 | 0
[26 empty] | 0 | 0
[26 empty] | 0 | 0
[26 empty] | 0 | 0
[26 empty] | 0 | 0
[26 empty] | 0 | 0
[26 empty] | 0 | 0
[26 empty] | 0 | 0
[26 empty] | 0 | 0
[26 empty] | 0 | 0
[26 empty] | 0 | 0
[26 empty] | 0 | 0
[26 empty] | 0 | 0
[26 empty] | 0 | 0
[26 empty] | 0 | 0
[26 empty] | 0 | 0
[26 empty] | 0 | 0
[26 empty] | 0 | 0
[26 empty] | 0 | 0
[26 empty] | 0 | 0
[26 empty] | 0 | 0
[26 empty] | 0 | 0
[26 empty] | 0 | 0
[26 empty] | 0 | 0
[26 empty] | 0 | 0
[26 empty] | 0 | 0
[26 empty] | 0 | 0
[26 empty] | 0 | 0
[26 empty] | 0 | 0
[26 empty] | 0 | 0
[26 empty] | 0 | 0
[26 empty] | 0 | 0
[26 empty] | 0 | 0
[26 empty] | 0 | 0
[26 empty] | 0 | 0
[26 empty] | 0 | 0
[26 empty] | 0 | 0
[26 empty] | 0 | 0
[26 empty] | 0 | 0
[26 empty] | 0 | 0
[26 empty] | 0 | 0
[26 empty] | 0 | 0
[26 empty] | 0 | 0
[26 empty] | 0 | 0
[26 empty] | 0 | 0
[26 empty] | 0 | 0
[26 empty] | 0 | 0
[26 empty] | 0 | 0
[26 empty] | 0 | 0
[26 empty] | 0 | 0
[26 empty] | 0 | 0
[26 empty] | 0 | 0
[26 empty] | 0 | 0
[26 empty] | 0 | 0
[26 empty] | 0 | 0
[26 empty] | 0 | 0
[26 empty] | 0 | 0
[26 empty] | 0 | 0
[26 empty] | 0 | 0
[26 empty] | 0 | 0
[26 empty] | 0 | 0
[26 empty] | 0 | 0
[26 empty] | 0 | 0
[26 empty] | 0 | 0
[26 empty] | 0 | 0
[26 empty] | 0 | 0
[26 empty] | 0 | 0
[26 empty] | 0 | 0
[26 empty] | 0 | 0
[26 empty] | 0 | 0
[26 empty] | 0 | 0
[26 empty] | 0 | 0
[26 empty] | 0 | 0
[26 empty] | 0 | 0
[26 empty] | 0 | 0
[26 empty] | 0 | 0
[26 empty] | 0 | 0
[26 empty] | 0 | 0
[26 empty] | 0 | 0
[26 empty] | 0 | 0
[26 empty] | 0 | 0
[26 empty] | 0 | 0
[26 empty] | 0 | 0
[26 empty] | 0 | 0
[26 empty] | 0 | 0
[26 empty] | 0 | 0
[26 empty] | 0 | 0
[26 empty] | 0 | 0
[26 empty] | 0 | 0
[26 empty] | 0 | 0
[26 empty] | 0 | 0
[26 empty] | 0 | 0
[26 empty] | 0 | 0
[26 empty] | 0 | 0
[26 empty] | 0 | 0
[26 empty] | 0 | 0
[26 empty] | 0 | 0
[26 empty] | 0 | 0
[26 empty] | 0 | 0
[26 empty] | 0 | 0
[26 empty] | 0 | 0
[26 empty] | 0 | 0
[26 empty] | 0 | 0
[26 empty] | 0 | 0
[26 empty] | 0 | 0
[26 empty] | 0 | 0
[26 empty] | 0 | 0
[26 empty] | 0 | 0
[26 empty] | 0 | 0
[26 empty] | 0 | 0
[26 empty] | 0 | 0
[26 empty] | 0 | 0
[26 empty] | 0 | 0
[26 empty] | 0 | 0
[26 empty] | 0 | 0
[26 empty] | 0 | 0
[26 empty] | 0 | 0
[26 empty] | 0 | 0
[26 empty] | 0 | 0
[26 empty] | 0 | 0
[26 empty] | 0 | 0
[26 empty] | 0 | 0
[26 empty] | 0 | 0
[26 empty] | 0 | 0
[26 empty] | 0 | 0
[26 empty] | 0 | 0
[26 empty] | 0 | 0
[26 empty] | 0 | 0
[26 empty] | 0 | 0
[26 empty] | 0 | 0
[26 empty] | 0 | 0
[26 empty] | 0 | 0
[26 empty] | 0 | 0
[26 empty] | 0 | 0
[26 empty] | 0 | 0
[26 empty] | 0 | 0
[26 empty] | 0 | 0
[26 empty] | 0 | 0
[26 empty] | 0 | 0
[26 empty] | 0 | 0
[26 empty] | 0 | 0
[26 empty] | 0 | 0
[26 empty] | 0 | 0
[26 empty] | 0 | 0
[26 empty] | 0 | 0
[26 empty] | 0 | 0
[26 empty] | 0 | 0
[26 empty] | 0 | 0
[26 empty] | 0 | 0
[26 empty] | 0 | 0
[26 empty] | 0 | 0
[26 empty] | 0 | 0
[26 empty] | 0 | 0
[26 empty] | 0 | 0
[26 empty] | 0 | 0
[26 empty] | 0 | 0
[26 empty] | 0 | 0
[26 empty] | 0 | 0
[26 empty] | 0 | 0
[26 empty] | 0 | 0
[26 empty] | 0 | 0
[26 empty] | 0 | 0
[26 empty] | 0 | 0
[26 empty] | 0 | 0
[26 empty] | 0 | 0
[26 empty] | 0 | 0
[26 empty] | 0 | 0
[26 empty] | 0 | 0
[26 empty] | 0 | 0
[26 empty] | 0 | 0
[26 empty] | 0 | 0
[26 empty] | 0 | 0
[26 empty] | 0 | 0
[26 empty] | 0 | 0
[26 empty] | 0 | 0
[26 empty] | 0 | 0
[26 empty] | 0 | 0
[26 empty] | 0 | 0
[26 empty] | 0 | 0

## Zones
Houston | -1
North | 1
South | -1
West | 1
SET UP AREA, copy & paste values to cell B1
Source | North |  | N to H | N to W | N to S | W to N | S to N | W to S
Sink | Houston | Houston | -1 | 1 | -1 | -1 | 1 | -1
|  | North | 1 | 1 | 1 | -1 | -1 | -1
|  | South | -1 | 1 | -1 | -1 | 1 | -1
|  | West | 1 | -1 | 1 | 1 | -1 | 1
|  | Source | North | North | North | West | South | West
|  | Sink | Houston | West | South | North | North | South

## Tech
Number of Bus | Name of Bus | Tech Type
238 | BOSQUESW505 | CC
239 | BOSQUESW502 | GGT
244 | WHITNYDM01 | Hydro
245 | WHITNYDM02 | Hydro
247 | BOSQUESW501 | GGT
251 | BOSQUESW803 | CC
253 | BOSQUESW804 | CC
332 | RWMILLER01 | GST
333 | RWMILLER02 | GST
334 | RWMILLER03 | GST
335 | RWMILLER04 | GST
336 | RWMILLER05 | GST
344 | MRSSHPRD | Hydro
345 | MRSSHPRD01 | Hydro
366 | JNSNCNTY802 | Cogen
367 | JNSNCNTY802 | Cogen
503 | NTHTEXAS01 | GST
504 | NTHTEXAS02 | GST
505 | NTHTEXAS03 | GST
580 | JCKCNTY801 | CC
581 | JCKCNTY802 | CC
582 | JCKCNTY803 | CC
728 | WOLFRIDGE801 | Wind
837 | NEWMAN_G5 | GST
842 | OLINGER_G1 | GST
843 | OLINGER_G2 | GST
844 | OLINGER_G3 | GST
845 | OLINGER_G4 | GGT
923 | SPENCER_G4 | GST
924 | SPENCER_G5 | GST
948 | STEAM1 | GST
949 | STEAM2 | GST
950 | STEAM3 | GST
990 | GIBN_CREK_G1 | LIGCO
1002 | PBCTAGE_1G | GGT
1003 | PBCTBGE_2G | GGT
1004 | PBCTCGE_3G | GGT
1005 | PBCTDGE_4G | GGT
1006 | PBCTEGE_5G | GGT
1007 | PB5GEN_6G | GST
1008 | PB6GEN_7G | GST
1037 | MORGAN5G_5G | GST
1039 | MRGNAG_1G | GGT
1040 | MRGNBG_2G | GGT
1041 | MRGNCG_3G | GGT
1042 | MRGNDG_4G | GGT
1043 | MRGNEG_5G | GGT
1044 | MRGNFG_6G | GGT
1045 | CALENG1G_1G | Cogen
1046 | CALENG2G_2G | Cogen
1047 | CALENG3G_3G | Cogen
1058 | LONGSHORE_5 | Wind
1058 | LONGSHORE_5 | Wind
1061 | CIELOGEN_1G | Wind
1062 | CIELOGEN_2G | Wind
1068 | SCURRYCW_1G | Wind
1069 | KINDERMG_1G | Cogen
1070 | KINDERMG_2G | Cogen
1071 | KINDERMG_3G | Cogen
1073 | SCURRYCW_2G | Wind
1320 | BSP 1 | Cogen
1326 | STANTONW_8 | Wind
1327 | WILDHRSE_1G | Wind
1328 | OCOTILLO_1G | Wind
1333 | MCDDONAL_8 | Wind
1343 | TRENTIPP_8 | Wind
1349 | WESTXWIN_1G | Wind
1350 | NWPWRG1_1G | Wind
1354 | AEPWIND_8 | Wind
1360 | GUNSIGHT_8 | Wind
1416 | SWETWATR_1G | CC
1417 | SWETWATR_2G | CC
1418 | SWETWATR_3G | CC
1419 | SWETWATR_4G | CC
1432 | GRHAMSES_2G | GST
1433 | GRHAMSES_1G | GST
1437 | MESQUITW_1G | Wind
1438 | MESQUITW_2G | Wind
1442 | COKFIELD_5 | Wind
1453 | WCPWRCO_1G | CC
1454 | WCPWRCO_2G | CC
1455 | WCPWRCO_3G | CC
1479 | WFCOGEN_1G | Cogen
1479 | WFCOGEN_1G | Cogen
1482 | WFCOGEN_2G | Cogen
1482 | WFCOGEN_2G | Cogen
1600 | BARTNWND_1G | Wind
1643 | SLSTR1PP_1G | Wind
1675 | PEC_1G | Cogen
1676 | PEC_2G | Cogen
1677 | PEC_3G | Cogen
1678 | LAMARPWR_1G | CC
1679 | LAMARPWR_2G | CC
1680 | LAMARPWR_3G | CC
1681 | LAMARPWR_4G | CC
1682 | LAMARPWR_5G | CC
1683 | LAMARPWR_6G | CC
1687 | VALLEY_1G | GST
1688 | VALLEY_2G | GSC
1689 | VALLEY_3G | GST
1701 | MOSES_1G | LIGCO
1702 | MOSES_2G | LIGCO
1703 | MOSES_3G | LIGCO
1861 | EAGLEMNT_1G | GST
1862 | EAGLEMNT_2G | GST
1863 | EAGLEMNT_3G | GST
1877 | WLFHOLW_1G | CC
1878 | WLFHOLW_2G | CC
1879 | WLFHOLW_3G | CC
1889 | DECRDOVA_1G | GSC
1892 | DECRDOVA_2G | GGT
1893 | DECRDOVA_3G | GGT
1894 | DECRDOVA_4G | GGT
1895 | DECRDOVA_5G | GGT
1898 | COMCHEPK_1G | Nuc
1899 | COMCHEPK_2G | Nuc
1937 | MDLTHELP_5G | CC
1938 | MDLTHELP_6G | CC
1941 | MDLTHELP_1G | CC
1942 | MDLTHELP_2G | CC
1943 | MDLTHELP_3G | CC
1944 | MDLTHELP_4G | CC
1947 | HANDLEY_3G | GST
1948 | HANDLEY_4G | GST
1949 | HANDLEY_5G | GST
2371 | COLLIN_1G | GST
2381 | NTHLK1_G | GST
2382 | NTHLK2_G | GST
2383 | NTHLK3_G | GST
2413 | MTCK6_G | GST
2414 | MTCK7_G | GST
2417 | MTCK8_G | GSC
2451 | LKHB1_G | GST
2452 | LKHB2_G | GST
3097 | MARTLAKE_1G | LIGCO
3098 | MARTLAKE_2G | LIGCO
3099 | MARTLAKE_3G | LIGCO
3107 | STRYKER_1G | GST
3108 | STRYKER_2G | GST
3126 | TRINIDAD_6G | GST
3309 | ASPN_G | Bio
3348 | CHAMPION_1G | Cogen
3381 | BBRN_1G | LIGCO
3382 | BBRN_2G | LIGCO
3403 | THOUSE_1G | GSC
3404 | THOUSE_2G | GSC
3416 | LAKE_CRK1_G | GST
3417 | LAKE_CRK2_G | GST
3432 | SANDOW_4G | LIGCO
5026 | BRAUNIG_VHB1 | GST
5027 | BRAUNIG_VHB2 | GST
5028 | BRAUNIG_VHB3 | GST
5111 | CALAVER_JTD1 | LIGCO
5112 | CALAVER_JTD2 | LIGCO
5264 | LEON_LCP3G3 | GST
5265 | LEON_LCP4G4 | GST
5266 | LEON_LCPCT1 | GGT
5267 | LEON_LCPCT2 | GGT
5268 | LEON_LCPCT3 | GGT
5269 | LEON_LCPCT4 | GGT
5396 | CALAVER_OWS1 | GST
5397 | CALAVER_OWS2 | GST
5401 | CALAVER_JKS1 | LIGCO
5436 | TUTTL_WBT1G1 | GST
5438 | TUTTL_WBT3G3 | GST
5439 | TUTTL_WBT4G4 | GST
5476 | BRA_AVR1_CT1 | CC
5477 | BRA_AVR1_ST | CC
5478 | BRA_AVR1_CT2 | CC
5503 | RAYBURNGEN3 | GST
5505 | RAYBURNGEN1 | GGT
5506 | RAYBURNGEN2 | GGT
5508 | RAYBURNCC9 | CC
5509 | RAYBURNCC10 | CC
5511 | RAYBURNCC7 | CC
5512 | RAYBURNCC8 | CC
5728 | FALCONHYDRO2 | Hydro
5729 | FALCONHYDRO3 | Hydro
5890 | PEARSALLGEN1 | GST
5891 | PEARSALLGEN2 | GST
5892 | PEARSALLGEN3 | GST
5903 | SANMIGUELGEN | LIGCO
5911 | STP_GN1___1 | Nuc
5912 | STP_GN2___2 | Nuc
5920 | WELSHDC1 | DCTie
5925 | DCEAST | DCTie
5932 | SI_RAY9 | CC
5933 | SI_RAY6 | GST
5934 | SI_RAY5 | GST
5935 | SI_RAY10 | CC
6016 | SWMESA | Wind
6096 | NORTHDC7 | DCTie
6100 | OKLA7A | DCTie
6144 | MCADOO1A | Wind
6407 | TURKTRAK1A | Wind
6637 | SNYDERW1A | Wind
6752 | OKLA0A | LIGCO
6948 | DENISNDM | Hydro
6948 | DENISNDM | Hydro
7000 | L_FERGUS1_1Y | GSC
7004 | L_SIMGID1_1Y | GST
7005 | L_SIMGID1_2Y | GST
7006 | L_SIMGID1_3Y | GST
7007 | L_LOSTPI1_1Y | CC
7008 | L_LOSTPI1_2Y | CC
7009 | L_LOSTPI1_3Y | CC
7010 | L_FPPYD11_1Y | LIGCO
7011 | L_FPPYD11_2Y | LIGCO
7012 | L_FPPYD21_3Y | LIGCO
7014 | L_HAYSEN1_1Y | CC
7015 | L_HAYSEN1_2Y | CC
7016 | L_HAYSEN1_3Y | CC
7017 | L_HAYSEN1_4Y | CC
7020 | L_AUSTPL1_1Y | Hydro
7020 | L_AUSTPL1_1Y | Hydro
7022 | L_BUCHAN1_1Y | Hydro
7023 | L_BUCHAN1_2Y | Hydro
7024 | L_BUCHAN1_3Y | Hydro
7026 | L_INKSDA1_1Y | Hydro
7028 | L_MARBFA1_1Y | Hydro
7029 | L_MARBFA1_2Y | Hydro
7031 | L_MARSFO1G1Y | Hydro
7032 | L_MARSFO1G2Y | Hydro
7033 | L_MARSFO1G3Y | Hydro
7035 | L_WIRTZ_1G1Y | Hydro
7036 | L_WIRTZ_1G2Y | Hydro
7038 | L_DELAWA1_1Y | Wind
7038 | L_DELAWA1_1Y | Wind
7303 | L_WPPGS12_1Y | GGT
7303 | L_WPPGS12_1Y | GGT
7305 | L_WPPGS34_1Y | GGT
7305 | L_WPPGS34_1Y | GGT
7487 | L_CANYHY8_1Y | Hydro
7605 | L_MCQUEE9_1Y | Hydro
7605 | L_MCQUEE9_1Y | Hydro
7605 | L_MCQUEE9_1Y | Hydro
7609 | L_SCHUMA8_1Y | Hydro
7624 | L_LAKEWO9_1Y | Hydro
7624 | L_LAKEWO9_1Y | Hydro
7800 | L_GUADGE1_1Y | CC
7801 | L_GUADGE1_2Y | CC
7802 | L_GUADGE1_3Y | CC
7803 | L_GUADGE1_4Y | CC
7804 | L_GUADGE1_5Y | CC
7805 | L_GUADGE1_6Y | CC
7807 | L_BASTEN1_1Y | CC
7808 | L_BASTEN1_2Y | CC
7809 | L_BASTEN1_3Y | CC
7810 | L_RIONOG1G1Y | CC
7811 | L_RIONOG1G2Y | CC
7812 | L_RIONOG1G3Y | CC
7813 | L_RIONOG1S1Y | CC
8032 | AMISTADHYD1 | Hydro
8033 | AMISTADHYD2 | Hydro
8048 | FALCONHYDRO1 | Hydro
8066 | DUP1V#1 | Cogen
8134 | FOR #1 | Cogen
8138 | FOR #2 | Cogen
8139 | JOS #1 | GST
8147 | UCAR #2 | Cogen
8148 | UCAR #1 | Cogen
8153 | FOR #3 | Cogen
8154 | FOR #4 | Cogen
8155 | FOR #5 | Cogen
8156 | FOR #6 | Cogen
8157 | FOR #7 | Cogen
8161 | COLETO0A | LIGCO
8173 | VICEC51A | CC
8174 | VICEC61A | CC
8189 | CUECPL2A | Cogen
8262 | ELPS | Hydro
8285 | LAR #1 | GST
8287 | LAR #2 | GST
8288 | LAR #3 | GST
8388 | BATES0A | GST
8393 | BATES0B | GST
8437 | NUECES_B0C | GST
8438 | NUECES_B0B | GST
8442 | NBEC7 | GST
8442 | NBEC7 | GST
8456 | COSW#1 | Cogen
8457 | COSW#2 | Cogen
8459 | B_DAVIS0B | GSC
8460 | B_DAVIS0A | GSC
8461 | KOCH_UP0A | Cogen
8506 | VAL #1 | Cogen
8507 | VAL #2 | Cogen
8511 | OXY_CC0A | Cogen
8517 | CELANEBI0A | Cogen
8560 | CNOPGT1 | Cogen
8561 | CNOPGT2 | Cogen
8562 | CNOPST1 | Cogen
8926 | LGE_GT10A | Cogen
8927 | LGE_GT20A | Cogen
8928 | LGE_STG0A | Cogen
8930 | ICPGN10A | Cogen
8931 | ICPGN20A | Cogen
8932 | ICPGN30A | Cogen
8933 | FGNTS001 | CC
8934 | FGNTS101 | CC
8935 | FGNTS201 | CC
8936 | MVGN#1 | CC
8937 | MVGN#2 | CC
8938 | MVGN#3 | CC
8981 | HECN1 | CC
8982 | HECN2 | CC
8983 | HECN3 | CC
9000 | DECKR_G1 | GST
9001 | DECKR_G2 | GST
9002 | DECKR_G3 | GGT
9003 | DECKR_G4 | GGT
9004 | DECKR_G5 | GGT
9005 | DECKR_G6 | GGT
9016 | SANDH_G1 | GGT
9017 | SANDH_G2 | GGT
9018 | SANDH_G3 | GGT
9019 | SANDH_G4 | GGT
9020 | SANDHG5A | CC
9021 | SANDHG5C | CC
11001 | NAV1CT | CC
11009 | NAV2CT | CC
11011 | NAV3ST | CC
11012 | NAV4CT | CC
11013 | NAV5CT | CC
11014 | NAV6ST | CC
11020 | TIEHVSG_1G | CC
11021 | TIEHVCG_1G | CC
11022 | TIEHVCG_2G | CC
11023 | TIEHVCG_3G | CC
11024 | TIEHVCG_4G | CC
11025 | TIEHVSG_2G | CC
11056 | ROSCOE_1G | Wind
11057 | CHAMPION_1G | Wind
11058 | PYRON_1G | Wind
11059 | INADALE_1G | Wind
11065 | ELBOWCK_1G | Wind
11147 | NOTREES_1G | Wind
11309 | BULLCREK_2G | Wind
11310 | BULLCREK_1G | Wind
11320 | COYOTE_1G | Wind
11691 | KMICHICT1_G | CC
11692 | KMICHICT2_G | CC
11693 | KMICHIST3_G | CC
11694 | KMICHICT4_G | CC
11695 | KMICHICT5_G | CC
11696 | KMICHIST6_G | CC
12322 | ENNSTRAC_1G | CC
12323 | ENNSTRAC_2G | CC
12411 | FPLEFR1A_G | CC
12412 | FPLEFR1B_G | CC
12413 | FPLEFR1C_G | CC
12414 | FPLEFR1S_G | CC
12421 | FPLEFR2A_G | CC
12422 | FPLEFR2B_G | CC
12423 | FPLEFR2C_G | CC
12424 | FPLEFR2S_G | CC
12440 | PARKD_1SVC8 | GST
12449 | PARKD_2SVC8 | GST
13116 | TGATEWAY_1G | CC
13117 | TGATEWAY_2G | CC
13118 | TGATEWAY_3G | CC
13119 | TGATEWAY_4G | CC
13131 | CALFREST_1G | CC
13132 | CALFREST_2G | CC
13133 | CALFREST_3G | CC
13134 | CALFREST_4G | CC
13135 | CALFREST_5G | CC
13136 | CALFREST_6G | CC
13432 | SANDOW_5G | LIGCO
32798 | BRYN_TAMUGEN | GST
32883 | BRYN_DNSBY3 | GST
32884 | BRYN_DNSBY13 | GST
32886 | BRYN_ATKINS3 | GST
32887 | BRYN_ATKINS6 | GST
32888 | BRYN_ATKINS7 | GGT
32890 | BRYN_ATKINS4 | GST
32891 | BRYN_ATKINS5 | GST
32892 | BRYN_DNSBY14 | GST
36998 | RDCNYNG1 | Wind
38332 | TNWDWRDU2_8 | Wind
38437 | TNSRBNMESA9 | Wind
38580 | TNBP_CGN1_8 | Cogen
38590 | TNBP_CGN2_8 | Cogen
38600 | TNBP_CGN3_8 | Cogen
38611 | TNBPAMCG1_8 | Cogen
38612 | TNBPAMCG2_8 | Cogen
38613 | TNBPAMCG3_8 | Cogen
38614 | TNBPAMCG4_8 | Cogen
38615 | TNBPAMCG5_8 | Cogen
38690 | TNBP_CGN4_8 | Cogen
38711 | TNTXCTY1CG8 | Cogen
38712 | TNTXCTY2CG8 | Cogen
38713 | TNTXCTY3CG8 | Cogen
38714 | TNTXCTY4CG8 | Cogen
39190 | TNSLCGN1__8 | Cogen
39470 | TNDOWCGNSG8 | Cogen
39480 | TNDOWCGNGG8 | Cogen
39760 | TNSCLP1___8 | Cogen
39770 | TNSCLP2___8 | Cogen
39775 | TNSCLP4___8 | Cogen
39790 | TNSCLP3___8 | Cogen
39960 | TNTNPONE_18 | LIGCO
39970 | TNTNPONE_28 | LIGCO
48500 | APD_GT1_8005 | Cogen
48510 | AK_GT1__8040 | Cogen
48511 | LPE_GT1_8070 | GGT
48512 | LPE_GT2_8075 | GGT
48513 | LPE_GT3_8080 | GGT
48514 | LPE_GT4_8085 | GGT
48520 | BSF_GT1_8070 | Cogen
48520 | BSF_GT1_8070 | Cogen
48521 | BVE_GT1_GT1 | CC
48522 | BVE_GT2_5035 | CC
48523 | BVE_ST1_GN1 | CC
48531 | BYU_GT1_8075 | Cogen
48532 | BYU_GT2_8055 | Cogen
48533 | BYU_GT3_8060 | Cogen
48534 | BYU_GT4_8065 | Cogen
48551 | CAL_GT1_8045 | Cogen
48552 | CAL_ST1_8000 | Cogen
48561 | CTL_GT2_8130 | Cogen
48562 | CTL_GT3_8135 | Cogen
48563 | CTL_GT4_8140 | Cogen
48564 | CTL_GN1_8145 | Cogen
48565 | CTL_GN2_8155 | Cogen
48581 | CBY_GN1_1 | GSC
48582 | CBY_GN2_2 | GSC
48583 | CBY_GT4_1 | GSC
48584 | CBY_GT4_2 | CC
48585 | CBY_ST4_1 | CC
48591 | CHE_GT2_5030 | Cogen
48593 | CHE_GT1_8015 | Cogen
48594 | CHE_GN4_8025 | Cogen
48595 | BTE_GT2_8075 | CC
48596 | BTE_GT3_8045 | CC
48597 | BTE_GT4_8055 | CC
48598 | BTE_ST1_8070 | CC
48611 | DIB_GT1_8080 | Cogen
48612 | DIB_GT2_8075 | Cogen
48613 | DIB_ST1_8085 | Cogen
48614 | DIB_GT3_8090 | Cogen
48641 | DPEC_GT15040 | CC
48642 | DPEC_GT25025 | CC
48643 | DPEC_GT35010 | CC
48644 | DPEC_GT45070 | CC
48645 | DPEC_ST55065 | CC
48651 | EP_1_2 | Cogen
48651 | EP_1_2 | Cogen
48671 | FTR_GT1_5105 | CC
48672 | FTR_GT2_5110 | CC
48673 | FTR_GT3_5085 | CC
48674 | FTR_CN4_5095 | CC
48690 | GBY_GN5_5 | GSC
48691 | GBY_73741085 | GGT
48691 | GBY_73741085 | GGT
48692 | GBY_81821075 | GGT
48692 | GBY_81821075 | GGT
48693 | GBY_83841065 | GGT
48693 | GBY_83841065 | GGT
48721 | LEG_1___1 | LIGCO
48722 | LEG_2___2 | LIGCO
48730 | MNS_GT | Cogen
48731 | CBE_GT1 | CC
48732 | CBE_GT2 | CC
48733 | CBE_ST12 | CC
48734 | CBE_GT3 | CC
48735 | CBE_GT4 | CC
48736 | CBE_ST34 | CC
48740 | PSG_GN2_8050 | Cogen
48741 | PSG_GT2_8040 | Cogen
48742 | PSG_GT3_8060 | Cogen
48761 | PR_GT1__9040 | Cogen
48772 | PHR_GN2_2 | GSC
48791 | PSA_GT1_8160 | Cogen
48792 | PSA_GT2_8155 | Cogen
48793 | PSA_GT3_8150 | Cogen
48794 | PSA_GT4_8145 | Cogen
48795 | PSA_GT5_8140 | Cogen
48796 | PSA_GN1_8165 | Cogen
48797 | PSA_GT6_8135 | Cogen
48811 | CVC_GT3_5045 | Cogen
48812 | CVC_GT2_5020 | Cogen
48813 | CVC_GT1_5035 | Cogen
48814 | CVC_ST5_5040 | Cogen
48815 | CVC_GT4_8005 | Cogen
48820 | SHELLG1_3015 | Cogen
48821 | SHELLG2 | Cogen
48822 | SHELLG3_3020 | Cogen
48822 | SHELLG3_3020 | Cogen
48841 | SJS_GT1_GT1 | Cogen
48842 | SJS_GT2_GT2 | Cogen
48845 | SOL_GT1 | Solar
48851 | SRB_GN1_1 | GST
48852 | SRB_GN2_2 | GST
48853 | SRB_GN3_3 | GST
48854 | SRB_GN4_4 | GST
48855 | SRB_GT211035 | GGT
48855 | SRB_GT211035 | GGT
48873 | THW_ST3_ST_3 | CC
48874 | THW_ST4_ST_4 | CC
48875 | THW_3132 | CC
48875 | THW_3132 | CC
48877 | THW_3334 | CC
48877 | THW_3334 | CC
48879 | THW_4142 | CC
48879 | THW_4142 | CC
48881 | THW_4344 | CC
48881 | THW_4344 | CC
48883 | THW_GT1_GT_1 | GGT
48885 | THW_5152 | GGT
48885 | THW_5152 | GGT
48886 | THW_5354 | GGT
48886 | THW_5354 | GGT
48887 | THW_5556 | GGT
48887 | THW_5556 | GGT
48911 | TGF_GT1_8000 | Cogen
48921 | WAP_GN1_1 | GST
48922 | WAP_GN2_2 | GST
48923 | WAP_GN3_3 | GST
48924 | WAP_GN4_4 | GSC
48925 | WAP_GN5_5 | LIGCO
48926 | WAP_GN6_6 | LIGCO
48927 | WAP_GN7_7 | LIGCO
48928 | WAP_GN8_8 | LIGCO
48929 | WAPGT21_GT1 | GGT
48940 | WARVUE_GT1 | Cogen
49803 | EXN_15GT | Cogen
49804 | EXN_16GT | Cogen
49805 | EXN_17GT | Cogen
49826 | EXN938GT | Cogen
49828 | EXN941GT | Cogen
49829 | EXN942GT | Cogen
49830 | EXN943GT | Cogen
49831 | EXN944GT | Cogen
49832 | EXN945GT | Cogen
49837 | EXN_GT | Cogen
49838 | EXN_14GT | Cogen
49851 | DOW17000 | Cogen
49858 | DOW38100 | Cogen
49859 | DOW38200 | Cogen
49860 | DOW38300 | Cogen
49862 | DOW39100 | Cogen
49863 | DOW39200 | Cogen
49865 | DOW41000 | Cogen
49866 | DOW42000 | Cogen
49869 | DOW49000 | Cogen
49870 | DOW61000 | Cogen
49871 | DOW62000 | Cogen
49872 | DOW63000 | Cogen
49873 | DOW64000 | Cogen
49876 | DOW65000 | Cogen
49877 | DOW66000 | Cogen
49878 | DOW67000 | Cogen
49882 | DOW81000 | Cogen
49884 | DOW82000 | Cogen
49885 | DOW83000 | Cogen
49886 | DOW84000 | Cogen
58909 | PEARSALLSCG1 | Diesel
58909 | PEARSALLSCG1 | Diesel
58909 | PEARSALLSCG1 | Diesel
58909 | PEARSALLSCG1 | Diesel
58909 | PEARSALLSCG1 | Diesel
58909 | PEARSALLSCG1 | Diesel
58919 | PEARSALLSCG2 | Diesel
58919 | PEARSALLSCG2 | Diesel
58919 | PEARSALLSCG2 | Diesel
58919 | PEARSALLSCG2 | Diesel
58919 | PEARSALLSCG2 | Diesel
58919 | PEARSALLSCG2 | Diesel
58929 | PEARSALLSCG3 | Diesel
58929 | PEARSALLSCG3 | Diesel
58929 | PEARSALLSCG3 | Diesel
58929 | PEARSALLSCG3 | Diesel
58929 | PEARSALLSCG3 | Diesel
58929 | PEARSALLSCG3 | Diesel
58949 | PEARSALLSCG4 | Diesel
58949 | PEARSALLSCG4 | Diesel
58949 | PEARSALLSCG4 | Diesel
58949 | PEARSALLSCG4 | Diesel
58949 | PEARSALLSCG4 | Diesel
58949 | PEARSALLSCG4 | Diesel
60000 | DSKY2 | Wind
60003 | KING_NE1A | Wind
60005 | KING_SE1A | Wind
60007 | KING_SW1A | Wind
60016 | WOODWRD11A | Wind
60017 | ORNNWP1 | Wind
60018 | DSKY1 | Wind
60019 | KING_NW1A | Wind
60057 | CALLAHAN1A | Wind
60058 | BUFF_GAP1A | Wind
60060 | CIRELLO | Wind
60063 | BUFF_GAP1B | Wind
60066 | H_HOLLOW1A | Wind
60068 | HHOLLOW21A | Wind
60070 | HHOLLOW31A | Wind
60072 | HHOLLOW41A | Wind
60081 | WHRLWIND1A | Wind
60201 | RIO DRCS | AVR
60202 | FRNDDRCS | AVR
71051 | L_BITTCR1_1N | Wind
71054 | L_SWEETW1_1N | Wind
71057 | L_SWEETW1_2N | Wind
71059 | L_SWEETW1_3N | Wind
71060 | L_SWEETW1_4N | Wind
71061 | L_SWEETW1_5N | Wind
76031 | L_GASCCR1_1N | Wind
76091 | L_DIVIDE1_1N | Wind
76095 | L_CAPRSI1_1N | Wind
76096 | L_CAPRSI1_2N | Wind
76097 | L_CAPRGE1_1N | Wind
80003 | MILHWYS | AVR
80012 | LAR | DCTie
80051 | FOR #8 | Cogen
80052 | FOR #9 | Cogen
80053 | FOR #10 | Cogen
80080 | GWINDT11A | Wind
80080 | GWINDT11A | Wind
80080 | GWINDT11A | Wind
80080 | GWINDT11A | Wind
80081 | GWINDT21A | Wind
80081 | GWINDT21A | Wind
80081 | GWINDT21A | Wind
80081 | GWINDT21A | Wind
80137 | CSDR89 | DCTie
80137 | CSDR89 | DCTie
80138 | CSDR7 | DCTie
80139 | CSDR56 | DCTie
80139 | CSDR56 | DCTie
80140 | CSDR11 | DCTie
80180 | PNSCALT11A | Wind
80180 | PNSCALT11A | Wind
80181 | PNSCALT21A | Wind
80181 | PNSCALT21A | Wind
80223 | REYSHR G | Cogen
80224 | VISTRONG1 | Cogen
80225 | VISTRONG2 | Cogen
80226 | ALCOA G | Cogen
80227 | AIRCO G | Cogen
80263 | B_DAVIS31A | CC
80264 | B_DAVIS41A | CC
80265 | LARECU40A | GGT
80266 | LARECU50A | GGT
86104 | CID-138 | DCTie
86105 | CID-230 | DCTie
86106 | CUF-230 | DCTie
86107 | CUF-138 | DCTie
88198 | BEEVILLE | AVR
88253 | HAMILTON | BLT
88299 | ZAPATA | BLT
88508 | FALFURRI | AVR