## Set up
Step 1 | Go to the Zones worksheet in this workbook. Make sure that the source and sink zones are set correctly and the "1"s and "-1"s are correct |  | Summary of Key Data points | Value
File Description: Cont_ TempleSS to LakeCreek and TemplePEC to Tradinghouse OL_ WacoAtco to Cottonwood
Step 2 | Open Dennis' file that needs to have the data transferred, same file that is listed in cell K27 |  | Number of units | 645
|  |  | Dec PTDF cutoff point | 258
Step 3 | Copy columns J:X from an old Dennis' Sheet to the new sheet (if first round of a new alaysis) |  | Dec PTDF cutoff unit | BRYN_DNSBY14
|  |  | Dec 10% unit | HANDLEY_3G
Step 4 | Mark the contingencies and monitored element set by a "y" in column K of Dennis' sheet, if there are a match on the filename use something to make unique |  | Dec max cumltv zone impact - cumltv zone share | 0.029314
|  |  | Dec max cumltv zone impact - cumltv zone share pt | 125
Step 5 | Enter Dennis' file name into cell K27 |  | Dec max cumltv zone impact - cumltv zone share unit | STRYKER_2G
|  |  | North Zonal weighted AWGSF | 0.03008
Step 6 | click the step one button |  | South Zonal weighted AWGSF | -0.039725
|  |  | Inc PTDF cutoff point | 387
Step 7 | Enter the line ratings in Dennis' workbook, the Input worksheet, in the cells |  | Inc PTDF cutoff unit | TNSLCGN1__8
| X6:X30, or to the end of the selected list. |  | Inc 10% unit | L_LOSTPI1_2Y
|  |  | Inc max cumltv zone impact - cumltv zone share | 0.13707
Step 8 | Check to see that the number of generators in Dennis' file matches the length |  | Inc max cumltv zone impact - cumltv zone share pt | 182
| of the formulas in columns L:V (Distributed Slack - Dec) have been copied through to the apporpriate number of rows |  | Inc max cumltv zone impact - cumltv zone share unit | RAYBURNGEN2
| If Dennis' sheet data is less than this file then clear any old unit data in columns A:K of this workbook to match the correct leng |  | North Zonal weighted AWGSF | 0.03008
| It is only necessary to match the Distributed Slack - Dec worksheet. |  | South Zonal weighted AWGSF | -0.039725
|  |  | Min of zone correlation | 0.03008
Step 9 | Click the step 2 button |  | Bounary gen in South Zone | 0
| The last file saved will still be open, yopu will need to close this file. |  | Bounary gen in soucre zone as % of line | 0%
| This sheet willno longer be open. |  | Bounary gen in North Zone | 0
|  |  | Bounary gen in soucre zone as % of line | 0
|  |  | OL element line rating | 214
|  |  | North Zonal weighted AWGSF | 0.03008
|  | NS_043009automation.xls | South Zonal weighted AWGSF | -0.039725
Copy Dennis' data step 1
Copy Dennis' Data Step 2

## Distributed Slack - Dec
Number of Bus | Name of Bus | ID | Area Name of Gen | AGC | P Sensitivity of Bus | Gen MW | Min MW | Max MW | V Sensitivity of Bus | Set Volt | Tech Type | Zone Impact | Zone Correlation | Inc Max | Dec Max | Souce S.F. Weighting | Souce Capacity | Sink S.F. Weighting | Sink Capacity | PTDF Calc | PTDF Weighting | Cumulative Share of Zonal Cap | Cumulative Share of Zonal Impact | Cont_ TempleSS to LakeCreek and TemplePEC to Tradinghouse OL_ WacoAtco to Cottonwood |  | i_PTDF_DEC_pt | 258 |  | STRYKER_2G | Unit at max
3416 | LAKE_CRK1_G | 1 | North | YES | 0.070568 | 60 | 33 | 75 |  | 1.029 | GST | 1 | 0.11029 | 75 | 75 | 5.2926 | 75 |  |  | 0.11029 | 8.272 | 0.001785 | 0.0028699 |  |  | i_10pctunit | 22 |  | 125 | # units @ max
3417 | LAKE_CRK2_G | 2 | North | YES | 0.070568 | 177.6 | 40 | 222 | 0 | 1.029 | GST | 1 | 0.11029 | 222 | 222 | 15.6661 | 222 |  |  | 0.11029 | 24.4851 | 0.0070686 | 0.011365 |  |  | # units | 645 |  | 0.029314 | delta max
3403 | THOUSE_1G | 1 | North | YES | 0.048455 | 563 | 200 | 563 | 0 | 1.012 | GSC | 1 | 0.08818 | 563 | 563 | 27.2802 | 563 |  |  | 0.08818 | 49.6454 | 0.020468 | 0.028589 | [5 empty] | Delta
3404 | THOUSE_2G | 2 | North | YES | 0.048455 | 807 | 250 | 807 | 0 | 1.012 | GSC | 1 | 0.08818 | 807 | 807 | 39.1032 | 807 |  |  | 0.08818 | 71.1614 | 0.039674 | 0.053277 | Weighted Shift Factors |  |  |  | 1 | 0.0010849
238 | BOSQUESW505 | 1 | North | YES | 0.048096 | 255 | 0 | 255 | 0 | 1.02 | CC | 1 | 0.087821 | 255 | 255 | 12.2645 | 255 |  |  | 0.087821 | 22.3944 | 0.045743 | 0.061047 | North | 0.03008 |  |  | 2 | 0.0042962
239 | BOSQUESW502 | 1 | North | YES | 0.048096 | 119.2 | 0 | 149 | 0 | 1.02 | GGT | 1 | 0.087821 | 149 | 149 | 7.1663 | 149 |  |  | 0.087821 | 13.0854 | 0.049289 | 0.065587 | South | -0.039725 |  |  | 3 | 0.0081208
247 | BOSQUESW501 | 2 | North | YES | 0.048096 | 124.8 | 0 | 156 | 0 | 1.02 | GGT | 1 | 0.087821 | 156 | 156 | 7.503 | 156 |  |  | 0.087821 | 13.7001 | 0.053002 | 0.07034 |  |  |  |  | 4 | 0.013603
251 | BOSQUESW803 | 2 | North | YES | 0.039132 | 150 | 0 | 150 | 0 | 1.032 | CC | 1 | 0.078857 | 150 | 150 | 5.8698 | 150 |  |  | 0.078857 | 11.8286 | 0.056572 | 0.074444 |  |  |  |  | 5 | 0.015304
253 | BOSQUESW804 | 2 | North | YES | 0.039132 | 80 | 0 | 80 | 0 | 1.032 | CC | 1 | 0.078857 | 80 | 80 | 3.1306 | 80 |  |  | 0.078857 | 6.3086 | 0.058476 | 0.076632 |  |  |  |  | 6 | 0.016297
244 | WHITNYDM01 | 1 | North | YES | 0.037278 | 15 | 0 | 15 | 0 | 1.035 | Hydro | 1 | 0.077003 | 0 | 0 | 0 | 0 |  |  | 0.077003 | 0 | 0.058476 | 0.076632 |  |  |  |  | 7 | 0.017338
245 | WHITNYDM02 | 2 | North | YES | 0.037278 | 15 | 0 | 15 | 0 | 1.035 | Hydro | 1 | 0.077003 | 0 | 0 | 0 | 0 |  |  | 0.077003 | 0 | 0.058476 | 0.076632 |  |  |  |  | 8 | 0.017871
1941 | MDLTHELP_1G | 1 | North | YES | 0.032912 | 216.4 | 74 | 216.4 | 0 | 1 | CC | 1 | 0.072637 | 216.4 | 216.4 | 7.1222 | 216.4 |  |  | 0.072637 | 15.7187 | 0.063626 | 0.082086 |  |  |  |  | 9 | 0.018156
1942 | MDLTHELP_2G | 2 | North | YES | 0.032912 | 216.1 | 74 | 216.1 | 0 | 1 | CC | 1 | 0.072637 | 216.1 | 216.1 | 7.1123 | 216.1 |  |  | 0.072637 | 15.6969 | 0.06877 | 0.087532 |  |  |  |  | 10 | 0.018156
1937 | MDLTHELP_5G | 5 | North | YES | 0.032906 | 224 | 74 | 224 | 0 | 1 | CC | 1 | 0.072631 | 224 | 224 | 7.3709 | 224 |  |  | 0.072631 | 16.2694 | 0.074101 | 0.093176 |  |  |  |  | 11 | 0.018156
1938 | MDLTHELP_6G | 6 | North | YES | 0.032906 | 226 | 74 | 226 | 0 | 1 | CC | 1 | 0.072631 | 226 | 226 | 7.4368 | 226 |  |  | 0.072631 | 16.4146 | 0.07948 | 0.098871 |  |  |  |  | 12 | 0.018459
1943 | MDLTHELP_3G | 3 | North | YES | 0.032906 | 212 | 74 | 212 | 0 | 1 | CC | 1 | 0.072631 | 212 | 212 | 6.9761 | 212 |  |  | 0.072631 | 15.3978 | 0.084525 | 0.10421 |  |  |  |  | 13 | 0.018762
1944 | MDLTHELP_4G | 4 | North | YES | 0.032906 | 211 | 74 | 211 | 0 | 1 | CC | 1 | 0.072631 | 211 | 211 | 6.9432 | 211 |  |  | 0.072631 | 15.3252 | 0.089547 | 0.10953 |  |  |  |  | 14 | 0.019075
366 | JNSNCNTY802 | 1 | North | YES | 0.032294 | 168 | 20 | 168 | 0 | 1.02 | Cogen | 1 | 0.072019 | 0 | 0 | 0 | 0 |  |  | 0.072019 | 0 | 0.089547 | 0.10953 |  |  |  |  | 15 | 0.019391
367 | JNSNCNTY802 | 2 | North | YES | 0.032294 | 90 | 20 | 90 | 0 | 1.02 | Cogen | 1 | 0.072019 | 0 | 0 | 0 | 0 |  |  | 0.072019 | 0 | 0.089547 | 0.10953 |  |  |  |  | 16 | 0.019688
12322 | ENNSTRAC_1G | 1 | North | YES | 0.031587 | 196 | 130 | 196 | 0 | 1.036 | CC | 1 | 0.071312 | 196 | 196 | 6.1911 | 196 |  |  | 0.071312 | 13.9772 | 0.094212 | 0.11438 |  |  |  |  | 17 | 0.019983
12323 | ENNSTRAC_2G | 2 | North | YES | 0.031587 | 116 | 100 | 116 | 0 | 1.036 | CC | 1 | 0.071312 | 116 | 116 | 3.6641 | 116 |  |  | 0.071312 | 8.2722 | 0.096972 | 0.11725 |  |  |  |  | 18 | 0.019983
1947 | HANDLEY_3G | 3 | North | YES | 0.03154 | 316 | 100 | 395 | 0 | 1.022 | GST | 1 | 0.071265 | 395 | 395 | 12.4583 | 395 |  |  | 0.071265 | 28.1497 | 0.10637 | 0.12702 |  |  |  |  | 19 | 0.019983
1949 | HANDLEY_5G | 5 | North | YES | 0.03154 | 348 | 150 | 435 | 0 | 1.022 | GST | 1 | 0.071265 | 435 | 435 | 13.7199 | 435 |  |  | 0.071265 | 31.0003 | 0.11673 | 0.13777 |  |  |  |  | 20 | 0.020168
1948 | HANDLEY_4G | 4 | North | YES | 0.031517 | 348 | 150 | 435 | 0 | 1.022 | GST | 1 | 0.071242 | 435 | 435 | 13.7099 | 435 |  |  | 0.071242 | 30.9903 | 0.12708 | 0.14852 |  |  |  |  | 21 | 0.020277
1892 | DECRDOVA_2G | A | North | YES | 0.031316 | 65 | 65 | 70 | 0 | 1.025 | GGT | 1 | 0.071041 | 70 | 70 | 2.1921 | 70 |  |  | 0.071041 | 4.9729 | 0.12875 | 0.15025 |  |  |  |  | 22 | 0.020642
1893 | DECRDOVA_3G | B | North | YES | 0.031316 | 65 | 65 | 69 | 0 | 1.025 | GGT | 1 | 0.071041 | 69 | 69 | 2.1608 | 69 |  |  | 0.071041 | 4.9018 | 0.13039 | 0.15195 |  |  |  |  | 23 | 0.021044
1894 | DECRDOVA_4G | C | North | YES | 0.031316 | 65 | 65 | 69 | 0 | 1.025 | GGT | 1 | 0.071041 | 69 | 69 | 2.1608 | 69 |  |  | 0.071041 | 4.9018 | 0.13203 | 0.15365 |  |  |  |  | 24 | 0.021443
1895 | DECRDOVA_5G | D | North | YES | 0.031316 | 65 | 65 | 68 | 0 | 1.025 | GGT | 1 | 0.071041 | 68 | 68 | 2.1295 | 68 |  |  | 0.071041 | 4.8308 | 0.13365 | 0.15532 |  |  |  |  | 25 | 0.021502
1889 | DECRDOVA_1G | 1 | North | YES | 0.031095 | 779 | 255 | 779 | 0 | 1.02 | GSC | 1 | 0.07082 | 779 | 779 | 24.223 | 779 |  |  | 0.07082 | 55.1689 | 0.15219 | 0.17447 |  |  |  |  | 26 | 0.021561
1877 | WLFHOLW_1G | 1 | North | YES | 0.03094 | 217.3 | 89.2 | 217.3 | 0 | 1.032 | CC | 1 | 0.070665 | 217.3 | 217.3 | 6.7233 | 217.3 |  |  | 0.070665 | 15.3555 | 0.15736 | 0.17979 |  |  |  |  | 27 | 0.021619
1878 | WLFHOLW_2G | 2 | North | YES | 0.03094 | 215.7 | 105 | 215.7 | 0 | 1.032 | CC | 1 | 0.070665 | 215.7 | 215.7 | 6.6738 | 215.7 |  |  | 0.070665 | 15.2425 | 0.16249 | 0.18508 |  |  |  |  | 28 | 0.021677
1879 | WLFHOLW_3G | 3 | North | YES | 0.03094 | 272.4 | 89.2 | 272.4 | 0 | 1.032 | CC | 1 | 0.070665 | 272.4 | 272.4 | 8.4281 | 272.4 |  |  | 0.070665 | 19.2492 | 0.16898 | 0.19176 |  |  |  |  | 29 | 0.022277
1861 | EAGLEMNT_1G | MB | North | YES | 0.030869 | 0 | 30 | 112 |  | 1.022 | GST | 1 | 0.070594 | 0 | 0 | 0 | 0 |  |  | 0.070594 | 0 | 0.16898 | 0.19176 |  |  |  |  | 30 | 0.022433
1862 | EAGLEMNT_2G | MB | North | YES | 0.030869 | 0 | 40 | 100 |  | 1.022 | GST | 1 | 0.070594 | 0 | 0 | 0 | 0 |  |  | 0.070594 | 0 | 0.16898 | 0.19176 |  |  |  |  | 31 | 0.022587
1863 | EAGLEMNT_3G | MB | North | YES | 0.030869 | 0 | 50 | 378 |  | 1.022 | GST | 1 | 0.070594 | 0 | 0 | 0 | 0 |  |  | 0.070594 | 0 | 0.16898 | 0.19176 |  |  |  |  | 32 | 0.022783
3126 | TRINIDAD_6G | 1 | North | YES | 0.030804 | 179.2 | 46 | 224 | 0 | 1 | GST | 1 | 0.070529 | 224 | 224 | 6.9001 | 224 |  |  | 0.070529 | 15.7985 | 0.17431 | 0.19724 |  |  |  |  | 33 | 0.022783
1898 | COMCHEPK_1G | 1 | North | YES | 0.030794 | 1217 | 1150 | 1217 | 0 | 1.032 | Nuc | 1 | 0.070519 | 0 | 0 | 0 | 0 |  |  | 0.070519 | 0 | 0.17431 | 0.19724 |  |  |  |  | 34 | 0.022783
1899 | COMCHEPK_2G | 2 | North | YES | 0.030794 | 1159 | 1128 | 1159 | 0 | 1.032 | Nuc | 1 | 0.070519 | 0 | 0 | 0 | 0 |  |  | 0.070519 | 0 | 0.17431 | 0.19724 |  |  |  |  | 35 | 0.022783
2381 | NTHLK1_G | 1 | North | YES | 0.030767 | 0 | 35 | 156 |  | 1.022 | GST | 1 | 0.070492 | 156 | 156 | 4.7997 | 156 |  |  | 0.070492 | 10.9968 | 0.17802 | 0.20106 |  |  |  |  | 36 | 0.022933
2382 | NTHLK2_G | 2 | North | YES | 0.030767 | 0 | 35 | 181 |  | 1.022 | GST | 1 | 0.070492 | 181 | 181 | 5.5688 | 181 |  |  | 0.070492 | 12.7591 | 0.18233 | 0.20548 |  |  |  |  | 37 | 0.022933
2383 | NTHLK3_G | 3 | North | YES | 0.030767 | 0 | 50 | 329 |  | 1.022 | GST | 1 | 0.070492 | 329 | 329 | 10.1223 | 329 |  |  | 0.070492 | 23.1919 | 0.19016 | 0.21353 |  |  |  |  | 38 | 0.022933
2413 | MTCK6_G | 6 | North | YES | 0.03075 | 0 | 30 | 118 |  | 1.022 | GST | 1 | 0.070475 | 118 | 118 | 3.6285 | 118 |  |  | 0.070475 | 8.3161 | 0.19297 | 0.21641 |  |  |  |  | 39 | 0.023035
2414 | MTCK7_G | 7 | North | YES | 0.03075 | 0 | 30 | 115 |  | 1.022 | GST | 1 | 0.070475 | 115 | 115 | 3.5362 | 115 |  |  | 0.070475 | 8.1046 | 0.1957 | 0.21923 |  |  |  |  | 40 | 0.023154
2417 | MTCK8_G | 8 | North | YES | 0.03075 | 444.8 | 60 | 556 | 0 | 1.022 | GSC | 1 | 0.070475 | 556 | 556 | 17.097 | 556 |  |  | 0.070475 | 39.1842 | 0.20894 | 0.23282 |  |  |  |  | 41 | 0.02337
2371 | COLLIN_1G | MB | North | YES | 0.030547 | 0 | 40 | 138 |  | 1.022 | GST | 1 | 0.070272 | 0 | 0 | 0 | 0 |  |  | 0.070272 | 0 | 0.20894 | 0.23282 |  |  |  |  | 42 | 0.023447
923 | SPENCER_G4 | 1 | North | YES | 0.030493 | 48 | 20 | 61 | 0 | 1.03 | GST | 1 | 0.070218 | 61 | 61 | 1.8601 | 61 |  |  | 0.070218 | 4.2833 | 0.21039 | 0.23431 |  |  |  |  | 43 | 0.023522
924 | SPENCER_G5 | 1 | North | YES | 0.030493 | 52 | 20 | 66 | 0 | 1.03 | GST | 1 | 0.070218 | 66 | 66 | 2.0125 | 66 |  |  | 0.070218 | 4.6344 | 0.21196 | 0.23591 |  |  |  |  | 44 | 0.023883
6948 | DENISNDM | 1 | North | YES | 0.030409 | 40 | 5 | 40 |  | 1.015 | Hydro | 1 | 0.070134 | 0 | 0 | 0 | 0 |  |  | 0.070134 | 0 | 0.21196 | 0.23591 |  |  |  |  | 45 | 0.023883
6948 | DENISNDM | 2 | North | YES | 0.030409 | 31 | 5 | 40 |  | 1.015 | Hydro | 1 | 0.070134 | 0 | 0 | 0 | 0 |  |  | 0.070134 | 0 | 0.21196 | 0.23591 |  |  |  |  | 46 | 0.023918
1687 | VALLEY_1G | 1 | North | YES | 0.030392 | 136 | 15 | 170 | 0 | 1.029 | GST | 1 | 0.070117 | 170 | 170 | 5.1666 | 170 |  |  | 0.070117 | 11.9199 | 0.216 | 0.24005 |  |  |  |  | 47 | 0.023955
1688 | VALLEY_2G | 2 | North | YES | 0.030392 | 527 | 90 | 527 | 0 | 1.029 | GSC | 1 | 0.070117 | 527 | 527 | 16.0166 | 527 |  |  | 0.070117 | 36.9517 | 0.22855 | 0.25287 |  |  |  |  | 48 | 0.023955
1689 | VALLEY_3G | 3 | North | YES | 0.030376 | 0 | 25 | 375 |  | 1.003 | GST | 1 | 0.070101 | 375 | 375 | 11.391 | 375 |  |  | 0.070101 | 26.2879 | 0.23747 | 0.26199 |  |  |  |  | 49 | 0.023955
11691 | KMICHICT1_G | 1 | North | YES | 0.030376 | 144 | 80 | 144 | 0 | 1.026 | CC | 1 | 0.070101 | 144 | 144 | 4.3741 | 144 |  |  | 0.070101 | 10.0946 | 0.2409 | 0.26549 |  |  |  |  | 50 | 0.024044
11692 | KMICHICT2_G | 2 | North | YES | 0.030376 | 146 | 80 | 146 | 0 | 1.026 | CC | 1 | 0.070101 | 146 | 146 | 4.4349 | 146 |  |  | 0.070101 | 10.2348 | 0.24437 | 0.26904 |  |  |  |  | 51 | 0.024322
11693 | KMICHIST3_G | 3 | North | YES | 0.030376 | 312 | 60 | 312 | 0 | 1.026 | CC | 1 | 0.070101 | 312 | 312 | 9.4773 | 312 |  |  | 0.070101 | 21.8716 | 0.2518 | 0.27663 |  |  |  |  | 52 | 0.024517
11694 | KMICHICT4_G | 4 | North | YES | 0.030376 | 144 | 80 | 144 | 0 | 1.026 | CC | 1 | 0.070101 | 144 | 144 | 4.3741 | 144 |  |  | 0.070101 | 10.0946 | 0.25523 | 0.28013 |  |  |  |  | 53 | 0.024592
11695 | KMICHICT5_G | 5 | North | YES | 0.030376 | 148 | 80 | 148 | 0 | 1.026 | CC | 1 | 0.070101 | 148 | 148 | 4.4956 | 148 |  |  | 0.070101 | 10.375 | 0.25875 | 0.28373 |  |  |  |  | 54 | 0.024668
11696 | KMICHIST6_G | 6 | North | YES | 0.030376 | 310 | 60 | 310 | 0 | 1.026 | CC | 1 | 0.070101 | 310 | 310 | 9.4166 | 310 |  |  | 0.070101 | 21.7314 | 0.26613 | 0.29127 |  |  |  |  | 55 | 0.024831
1678 | LAMARPWR_1G | 1 | North | YES | 0.030357 | 160 | 67.7 | 160 | 0 | 1.038 | CC | 1 | 0.070082 | 160 | 160 | 4.8571 | 160 |  |  | 0.070082 | 11.2131 | 0.26994 | 0.29516 |  |  |  |  | 56 | 0.024906
1679 | LAMARPWR_2G | 2 | North | YES | 0.030357 | 156 | 67.7 | 156 | 0 | 1.038 | CC | 1 | 0.070082 | 156 | 156 | 4.7357 | 156 |  |  | 0.070082 | 10.9328 | 0.27365 | 0.29896 |  |  |  |  | 57 | 0.024983
1680 | LAMARPWR_3G | 3 | North | YES | 0.030357 | 196 | 129.1 | 196 | 0 | 1.038 | CC | 1 | 0.070082 | 196 | 196 | 5.95 | 196 |  |  | 0.070082 | 13.7361 | 0.27831 | 0.30372 |  |  |  |  | 58 | 0.025144
1681 | LAMARPWR_4G | 4 | North | YES | 0.030357 | 156 | 67.7 | 156 | 0 | 1.038 | CC | 1 | 0.070082 | 156 | 156 | 4.7357 | 156 |  |  | 0.070082 | 10.9328 | 0.28203 | 0.30751 |  |  |  |  | 59 | 0.025227
1682 | LAMARPWR_5G | 5 | North | YES | 0.030357 | 157 | 67.7 | 157 | 0 | 1.038 | CC | 1 | 0.070082 | 157 | 157 | 4.766 | 157 |  |  | 0.070082 | 11.0029 | 0.28576 | 0.31133 |  |  |  |  | 60 | 0.025307
1683 | LAMARPWR_6G | 6 | North | YES | 0.030357 | 198 | 129.1 | 198 | 0 | 1.038 | CC | 1 | 0.070082 | 198 | 198 | 6.0107 | 198 |  |  | 0.070082 | 13.8763 | 0.29047 | 0.31615 |  |  |  |  | 61 | 0.025408
1675 | PEC_1G | 1 | North | YES | 0.030339 | 76.7 | 35 | 76.7 | 0 | 1.022 | Cogen | 1 | 0.070064 | 0 | 0 | 0 | 0 |  |  | 0.070064 | 0 | 0.29047 | 0.31615 |  |  |  |  | 62 | 0.025488
1676 | PEC_2G | 2 | North | YES | 0.030339 | 79.6 | 35 | 79.6 | 0 | 1.022 | Cogen | 1 | 0.070064 | 0 | 0 | 0 | 0 |  |  | 0.070064 | 0 | 0.29047 | 0.31615 |  |  |  |  | 63 | 0.025569
1677 | PEC_3G | 3 | North | YES | 0.030339 | 88.4 | 35 | 88.4 | 0 | 1.022 | Cogen | 1 | 0.070064 | 0 | 0 | 0 | 0 |  |  | 0.070064 | 0 | 0.29047 | 0.31615 |  |  |  |  | 64 | 0.025671
837 | NEWMAN_G5 | 1 | North | YES | 0.03033 | 0 | 15 | 40 |  | 1.01 | GST | 1 | 0.070055 | 40 | 40 | 1.2132 | 40 |  |  | 0.070055 | 2.8022 | 0.29143 | 0.31712 |  |  |  |  | 65 | 0.025671
1701 | MOSES_1G | 1 | North | YES | 0.030328 | 558 | 175 | 558 | 0 | 1.023 | LIGCO | 1 | 0.070053 | 0 | 558 | 16.923 | 558 |  |  | 0.070053 | 39.0897 | 0.30471 | 0.33068 |  |  |  |  | 66 | 0.025671
1702 | MOSES_2G | 2 | North | YES | 0.030328 | 579 | 175 | 579 | 0 | 1.023 | LIGCO | 1 | 0.070053 | 0 | 579 | 17.5599 | 579 |  |  | 0.070053 | 40.5608 | 0.31849 | 0.34475 |  |  |  |  | 67 | 0.025671
1703 | MOSES_3G | 3 | North | YES | 0.030328 | 808 | 463 | 808 | 0 | 1.023 | LIGCO | 1 | 0.070053 | 0 | 808 | 24.505 | 808 |  |  | 0.070053 | 56.603 | 0.33772 | 0.36439 |  |  |  |  | 68 | 0.025691
5925 | DCEAST | EQ | North | YES | 0.030328 | 400.3 | -600 | 600 | 0 | 1.025 | DCTie | 1 | 0.070053 | 0 | 0 | 0 | 0 |  |  | 0.070053 | 0 | 0.33772 | 0.36439 |  |  |  |  | 69 | 0.025972
842 | OLINGER_G1 | 1 | North | YES | 0.030323 | 55.4 | 20 | 79 | 0 | 1.03 | GST | 1 | 0.070048 | 79 | 79 | 2.3955 | 79 |  |  | 0.070048 | 5.5338 | 0.3396 | 0.36631 |  |  |  |  | 70 | 0.026264
843 | OLINGER_G2 | 1 | North | YES | 0.030323 | 76.2 | 25 | 110 | 0 | 1.03 | GST | 1 | 0.070048 | 110 | 110 | 3.3355 | 110 |  |  | 0.070048 | 7.7053 | 0.34222 | 0.36898 |  |  |  |  | 71 | 0.026672
844 | OLINGER_G3 | 1 | North | YES | 0.030323 | 103.9 | 45 | 150 | 0 | 1.03 | GST | 1 | 0.070048 | 150 | 150 | 4.5484 | 150 |  |  | 0.070048 | 10.5072 | 0.34579 | 0.37263 |  |  |  |  | 72 | 0.026672
845 | OLINGER_G4 | 1 | North | YES | 0.030323 | 51.9 | 0 | 76 | 0 | 1.03 | GGT | 1 | 0.070048 | 76 | 76 | 2.3045 | 76 |  |  | 0.070048 | 5.3237 | 0.34759 | 0.37447 |  |  |  |  | 73 | 0.026712
12440 | PARKD_1SVC8 | 1 | North | YES | 0.030302 | 0 | 0 | 0 | 0 | 1.007 | GST | 1 | 0.070027 | 0 | 0 | 0 | 0 |  |  | 0.070027 | 0 | 0.34759 | 0.37447 |  |  |  |  | 74 | 0.026767
12449 | PARKD_2SVC8 | 1 | North | YES | 0.030302 | 0 | 0 | 0 | 0 | 1.007 | GST | 1 | 0.070027 | 0 | 0 | 0 | 0 |  |  | 0.070027 | 0 | 0.34759 | 0.37447 |  |  |  |  | 75 | 0.026842
503 | NTHTEXAS01 | 1 | North | YES | 0.030295 | 0 | 5 | 18 |  | 1.015 | GST | 1 | 0.07002 | 18 | 18 | 0.54531 | 18 |  |  | 0.07002 | 1.2604 | 0.34802 | 0.37491 |  |  |  |  | 76 | 0.02688
504 | NTHTEXAS02 | 2 | North | YES | 0.030295 | 14.4 | 5 | 18 |  | 1.015 | GST | 1 | 0.07002 | 18 | 18 | 0.54531 | 18 |  |  | 0.07002 | 1.2604 | 0.34845 | 0.37535 |  |  |  |  | 77 | 0.02688
505 | NTHTEXAS03 | 3 | North | YES | 0.030295 | 30.4 | 15 | 38 |  | 1.015 | GST | 1 | 0.07002 | 38 | 38 | 1.1512 | 38 |  |  | 0.07002 | 2.6608 | 0.34936 | 0.37627 |  |  |  |  | 78 | 0.02688
949 | STEAM2 | 1 | North | YES | 0.030291 | 26 | 8 | 26 | 0 | 0.99 | GST | 1 | 0.070016 | 26 | 26 | 0.78757 | 26 |  |  | 0.070016 | 1.8204 | 0.34997 | 0.3769 |  |  |  |  | 79 | 0.026889
950 | STEAM3 | 1 | North | YES | 0.030291 | 41 | 13 | 42 | 0 | 1.02 | GST | 1 | 0.070016 | 42 | 42 | 1.2722 | 42 |  |  | 0.070016 | 2.9407 | 0.35097 | 0.37792 |  |  |  |  | 80 | 0.026898
948 | STEAM1 | 1 | North | YES | 0.03029 | 0 | 12 | 20 |  | 1.02 | GST | 1 | 0.070015 | 20 | 20 | 0.6058 | 20 |  |  | 0.070015 | 1.4003 | 0.35145 | 0.37841 |  |  |  |  | 81 | 0.026917
580 | JCKCNTY801 | 1 | North | YES | 0.030282 | 288 | 0 | 288 | 0 | 1.022 | CC | 1 | 0.070007 | 288 | 288 | 8.7212 | 288 |  |  | 0.070007 | 20.1621 | 0.3583 | 0.3854 |  |  |  |  | 82 | 0.02693
581 | JCKCNTY802 | 2 | North | YES | 0.030282 | 147 | 0 | 147 | 0 | 1.022 | CC | 1 | 0.070007 | 147 | 147 | 4.4515 | 147 |  |  | 0.070007 | 10.2911 | 0.3618 | 0.38898 |  |  |  |  | 83 | 0.02695
582 | JCKCNTY803 | 3 | North | YES | 0.030282 | 147 | 0 | 147 | 0 | 1.022 | CC | 1 | 0.070007 | 147 | 147 | 4.4515 | 147 |  |  | 0.070007 | 10.2911 | 0.3653 | 0.39255 |  |  |  |  | 84 | 0.02696
728 | WOLFRIDGE801 | 1 | North | YES | 0.030281 | 11.2 | 0 | 112.5 | 0 | 0.99 | Wind | 1 | 0.070006 | 0 | 112.5 | 3.4066 | 112.5 |  |  | 0.070006 | 7.8757 | 0.36798 | 0.39528 |  |  |  |  | 85 | 0.027101
2451 | LKHB1_G | 1 | North | YES | 0.030256 | 0 | 80 | 391 |  | 1.022 | GST | 1 | 0.069981 | 391 | 391 | 11.8301 | 391 |  |  | 0.069981 | 27.3626 | 0.37728 | 0.40477 |  |  |  |  | 86 | 0.027173
2452 | LKHB2_G | 2 | North | YES | 0.030256 | 516 | 80 | 516 | 0 | 1.022 | GST | 1 | 0.069981 | 516 | 516 | 15.6121 | 516 |  |  | 0.069981 | 36.1103 | 0.38957 | 0.4173 |  |  |  |  | 87 | 0.027244
12411 | FPLEFR1A_G | 1 | North | YES | 0.030066 | 161 | 72 | 161 | 0 | 1 | CC | 1 | 0.069791 | 161 | 161 | 4.8406 | 161 |  |  | 0.069791 | 11.2364 | 0.3934 | 0.4212 |  |  |  |  | 88 | 0.027299
12412 | FPLEFR1B_G | 2 | North | YES | 0.030066 | 164 | 72 | 164 | 0 | 1 | CC | 1 | 0.069791 | 164 | 164 | 4.9308 | 164 |  |  | 0.069791 | 11.4458 | 0.3973 | 0.42517 |  |  |  |  | 89 | 0.027487
12413 | FPLEFR1C_G | 3 | North | YES | 0.030066 | 164 | 72 | 164 | 0 | 1 | CC | 1 | 0.069791 | 164 | 164 | 4.9308 | 164 |  |  | 0.069791 | 11.4458 | 0.4012 | 0.42914 |  |  |  |  | 90 | 0.027734
12414 | FPLEFR1S_G | 4 | North | YES | 0.030066 | 414 | 191 | 414 | 0 | 1 | CC | 1 | 0.069791 | 414 | 414 | 12.4473 | 414 |  |  | 0.069791 | 28.8935 | 0.41106 | 0.43916 |  |  |  |  | 91 | 0.027801
12421 | FPLEFR2A_G | 1 | North | YES | 0.030066 | 162 | 72 | 162 | 0 | 1 | CC | 1 | 0.069791 | 162 | 162 | 4.8707 | 162 |  |  | 0.069791 | 11.3062 | 0.41491 | 0.44309 |  |  |  |  | 92 | 0.027869
12422 | FPLEFR2B_G | 2 | North | YES | 0.030066 | 161 | 72 | 161 | 0 | 1 | CC | 1 | 0.069791 | 161 | 161 | 4.8406 | 161 |  |  | 0.069791 | 11.2364 | 0.41874 | 0.44698 |  |  |  |  | 93 | 0.027936
12423 | FPLEFR2C_G | 3 | North | YES | 0.030066 | 163 | 72 | 163 | 0 | 1 | CC | 1 | 0.069791 | 163 | 163 | 4.9008 | 163 |  |  | 0.069791 | 11.376 | 0.42262 | 0.45093 |  |  |  |  | 94 | 0.028108
12424 | FPLEFR2S_G | 4 | North | YES | 0.030066 | 415 | 191 | 415 | 0 | 1 | CC | 1 | 0.069791 | 415 | 415 | 12.4774 | 415 |  |  | 0.069791 | 28.9633 | 0.4325 | 0.46098 |  |  |  |  | 95 | 0.028174
332 | RWMILLER01 | 1 | North | YES | 0.030033 | 58.4 | 18.5 | 73 | 0 | 1.04 | GST | 1 | 0.069758 | 73 | 73 | 2.1924 | 73 |  |  | 0.069758 | 5.0923 | 0.43424 | 0.46275 |  |  |  |  | 96 | 0.028241
333 | RWMILLER02 | 2 | North | YES | 0.030033 | 95.2 | 37 | 119 | 0 | 1.04 | GST | 1 | 0.069758 | 119 | 119 | 3.5739 | 119 |  |  | 0.069758 | 8.3012 | 0.43707 | 0.46563 |  |  |  |  | 97 | 0.028308
334 | RWMILLER03 | 3 | North | YES | 0.030033 | 166.4 | 65 | 208 | 0 | 1.04 | GST | 1 | 0.069758 | 208 | 208 | 6.2469 | 208 |  |  | 0.069758 | 14.5097 | 0.44202 | 0.47066 |  |  |  |  | 98 | 0.02848
335 | RWMILLER04 | 4 | North | YES | 0.030033 | 81.6 | 0 | 102 | 0 | 1.04 | GST | 1 | 0.069758 | 102 | 102 | 3.0634 | 102 |  |  | 0.069758 | 7.1153 | 0.44445 | 0.47313 |  |  |  |  | 99 | 0.028509
336 | RWMILLER05 | 5 | North | YES | 0.030033 | 80.8 | 0 | 101 | 0 | 1.04 | GST | 1 | 0.069758 | 101 | 101 | 3.0333 | 101 |  |  | 0.069758 | 7.0456 | 0.44685 | 0.47557 |  |  |  |  | 100 | 0.028557
1453 | WCPWRCO_1G | 1 | North | YES | 0.029945 | 204 | 50 | 204 | 0 | 1.02 | CC | 1 | 0.06967 | 204 | 204 | 6.1088 | 204 |  |  | 0.06967 | 14.2127 | 0.45171 | 0.4805 |  |  |  |  | 101 | 0.028641
1454 | WCPWRCO_2G | 2 | North | YES | 0.029945 | 204 | 50 | 204 | 0 | 1.02 | CC | 1 | 0.06967 | 204 | 204 | 6.1088 | 204 |  |  | 0.06967 | 14.2127 | 0.45656 | 0.48544 |  |  |  |  | 102 | 0.028682
1455 | WCPWRCO_3G | 3 | North | YES | 0.029945 | 242 | 50 | 242 |  | 1.02 | CC | 1 | 0.06967 | 242 | 242 | 7.2467 | 242 |  |  | 0.06967 | 16.8602 | 0.46232 | 0.49129 |  |  |  |  | 103 | 0.028722
344 | MRSSHPRD | 1 | North | YES | 0.029515 | 0 | 0 | 12 |  | 1.03 | Hydro | 1 | 0.06924 | 0 | 0 | 0 | 0 |  |  | 0.06924 | 0 | 0.46232 | 0.49129 |  |  |  |  | 104 | 0.028798
345 | MRSSHPRD01 | 2 | North | YES | 0.029515 | 0 | 0 | 12 |  | 1.03 | Hydro | 1 | 0.06924 | 0 | 0 | 0 | 0 |  |  | 0.06924 | 0 | 0.46232 | 0.49129 |  |  |  |  | 105 | 0.028874
1600 | BARTNWND_1G | 1 | North | YES | 0.029474 | 12 | 0 | 120 | 0 | 1.022 | Wind | 1 | 0.069199 | 0 | 120 | 3.5369 | 120 |  |  | 0.069199 | 8.3039 | 0.46518 | 0.49417 |  |  |  |  | 106 | 0.028964
3097 | MARTLAKE_1G | 1 | North | YES | 0.029191 | 790 | 500 | 790 | 0 | 1.017 | LIGCO | 1 | 0.068916 | 0 | 790 | 23.0609 | 790 |  |  | 0.068916 | 54.4438 | 0.48398 | 0.51305 |  |  |  |  | 107 | 0.028964
3098 | MARTLAKE_2G | 2 | North | YES | 0.029191 | 795 | 461 | 795 | 0 | 1.017 | LIGCO | 1 | 0.068916 | 0 | 795 | 23.2068 | 795 |  |  | 0.068916 | 54.7884 | 0.5029 | 0.53206 |  |  |  |  | 108 | 0.028964
3099 | MARTLAKE_3G | 3 | North | YES | 0.029191 | 804 | 500 | 804 | 0 | 1.017 | LIGCO | 1 | 0.068916 | 0 | 804 | 23.4696 | 804 |  |  | 0.068916 | 55.4086 | 0.52204 | 0.55129 |  |  |  |  | 109 | 0.028989
13116 | TGATEWAY_1G | 1 | North | YES | 0.029069 | 151 | 30 | 151 | 0 | 1.0232 | CC | 1 | 0.068794 | 151 | 151 | 4.3894 | 151 |  |  | 0.068794 | 10.3879 | 0.52563 | 0.55489 |  |  |  |  | 110 | 0.029076
13117 | TGATEWAY_2G | 2 | North | YES | 0.029069 | 130 | 30 | 130 | 0 | 1.0232 | CC | 1 | 0.068794 | 130 | 130 | 3.779 | 130 |  |  | 0.068794 | 8.9432 | 0.52872 | 0.55799 |  |  |  |  | 111 | 0.029163
13118 | TGATEWAY_3G | 3 | North | YES | 0.029069 | 148 | 30 | 148 | 0 | 1.0232 | CC | 1 | 0.068794 | 148 | 148 | 4.3022 | 148 |  |  | 0.068794 | 10.1815 | 0.53225 | 0.56153 |  |  |  |  | 112 | 0.029251
13119 | TGATEWAY_4G | 4 | North | YES | 0.029069 | 399 | 65 | 399 | 0 | 1.0232 | CC | 1 | 0.068794 | 399 | 399 | 11.5985 | 399 |  |  | 0.068794 | 27.4489 | 0.54174 | 0.57105 |  |  |  |  | 113 | 0.029262
3348 | CHAMPION_1G | MB | North | YES | 0.028939 | 0 | 42 | 42 |  | 1 | Cogen | 1 | 0.068664 | 0 | 0 | 0 | 0 |  |  | 0.068664 | 0 | 0.54174 | 0.57105 |  |  |  |  | 114 | 0.02927
3309 | ASPN_G | 1 | North | YES | 0.028925 | 50 | 0 | 50 |  | 1 | Bio | 1 | 0.06865 | 50 | 50 | 1.4463 | 50 |  |  | 0.06865 | 3.4325 | 0.54293 | 0.57224 |  |  |  |  | 115 | 0.02928
1479 | WFCOGEN_1G | 1 | North | YES | 0.028915 | 16 | 12 | 20 | 0 | 1 | Cogen | 1 | 0.06864 | 0 | 0 | 0 | 0 |  |  | 0.06864 | 0 | 0.54293 | 0.57224 |  |  |  |  | 116 | 0.029307
1479 | WFCOGEN_1G | 2 | North | YES | 0.028915 | 16 | 12 | 20 | 0 | 1 | Cogen | 1 | 0.06864 | 0 | 0 | 0 | 0 |  |  | 0.06864 | 0 | 0.54293 | 0.57224 |  |  |  |  | 117 | 0.029307
1482 | WFCOGEN_2G | 2 | North | YES | 0.028915 | 13.6 | 12 | 17 | 0 | 1 | Cogen | 1 | 0.06864 | 0 | 0 | 0 | 0 |  |  | 0.06864 | 0 | 0.54293 | 0.57224 |  |  |  |  | 118 | 0.029308
1482 | WFCOGEN_2G | 1 | North | YES | 0.028915 | 16 | 12 | 20 | 0 | 1 | Cogen | 1 | 0.06864 | 0 | 0 | 0 | 0 |  |  | 0.06864 | 0 | 0.54293 | 0.57224 |  |  |  |  | 119 | 0.029308
1432 | GRHAMSES_2G | 2 | North | YES | 0.028907 | 294.9 | 90 | 366 | 0 | 1.014 | GST | 1 | 0.068632 | 366 | 366 | 10.58 | 366 |  |  | 0.068632 | 25.1194 | 0.55164 | 0.58095 |  |  |  |  | 120 | 0.029308
3107 | STRYKER_1G | 1 | North | YES | 0.028881 | 145.6 | 45 | 182 | 0 | 1.029 | GST | 1 | 0.068606 | 182 | 182 | 5.2563 | 182 |  |  | 0.068606 | 12.4863 | 0.55597 | 0.58529 |  |  |  |  | 121 | 0.029308
3108 | STRYKER_2G | 2 | North | YES | 0.028881 | 484 | 75 | 484 | 0 | 1.029 | GST | 1 | 0.068606 | 484 | 484 | 13.9784 | 484 |  |  | 0.068606 | 33.2054 | 0.56749 | 0.59681 |  |  |  |  | 122 | 0.029308
1433 | GRHAMSES_1G | 1 | North | YES | 0.028752 | 242 | 60 | 242 | 0 | 1.038 | GST | 1 | 0.068477 | 242 | 242 | 6.958 | 242 |  |  | 0.068477 | 16.5715 | 0.57325 | 0.60256 |  |  |  |  | 123 | 0.029312
1643 | SLSTR1PP_1G | 1 | North | YES | 0.028486 | 6 | 0 | 60 | 0 | 1.022 | Wind | 1 | 0.068211 | 0 | 60 | 1.7092 | 60 |  |  | 0.068211 | 4.0927 | 0.57468 | 0.60398 |  |  |  |  | 124 | 0.029313
6100 | OKLA7A | EQ | West | YES | 0.028 | 50 | -220 | 220 | 0 | 1.035 | DCTie | 1 | 0.067725 | 0 | 0 |  |  |  |  | 0.067725 | 0 | 0.57468 | 0.60398 |  |  |  |  | 125 | 0.029314
6752 | OKLA0A | 1 | West | YES | 0.028 | 649.7 | 175 | 649.7 | 0 | 1.035 | LIGCO | 1 | 0.067725 | 0 | 649.7 |  |  |  |  | 0.067725 | 44.001 | 0.59014 | 0.61924 |  |  |  |  | 126 | 0.029304
1442 | COKFIELD_5 | 1 | North | YES | 0.02774 | 16.5 | 0 | 165 |  | 1.029 | Wind | 1 | 0.067465 | 0 | 165 | 4.5771 | 165 |  |  | 0.067465 | 11.1318 | 0.59407 | 0.6231 |  |  |  |  | 127 | 0.029296
13134 | CALFREST_4G | 4 | North | YES | 0.027641 | 151.5 | 40 | 151.5 | 0 | 1.031 | CC | 1 | 0.067366 | 151.5 | 151.5 | 4.1876 | 151.5 |  |  | 0.067366 | 10.206 | 0.59768 | 0.62664 |  |  |  |  | 128 | 0.029296
13135 | CALFREST_5G | 5 | North | YES | 0.027641 | 152.3 | 57 | 152.3 | 0 | 1.031 | CC | 1 | 0.067366 | 152.3 | 152.3 | 4.2097 | 152.3 |  |  | 0.067366 | 10.2599 | 0.6013 | 0.6302 |  |  |  |  | 129 | 0.029099
13136 | CALFREST_6G | 6 | North | YES | 0.027641 | 177.5 | 40 | 177.5 | 0 | 1.031 | CC | 1 | 0.067366 | 177.5 | 177.5 | 4.9063 | 177.5 |  |  | 0.067366 | 11.9575 | 0.60552 | 0.63435 |  |  |  |  | 130 | 0.029034
13131 | CALFREST_1G | 1 | North | YES | 0.027569 | 150.7 | 40 | 150.7 | 0 | 1.031 | CC | 1 | 0.067294 | 150.7 | 150.7 | 4.1546 | 150.7 |  |  | 0.067294 | 10.1412 | 0.60911 | 0.63787 |  |  |  |  | 131 | 0.028969
13132 | CALFREST_2G | 2 | North | YES | 0.027569 | 151 | 57 | 151 | 0 | 1.031 | CC | 1 | 0.067294 | 151 | 151 | 4.1629 | 151 |  |  | 0.067294 | 10.1614 | 0.61271 | 0.6414 |  |  |  |  | 132 | 0.028904
13133 | CALFREST_3G | 3 | North | YES | 0.027569 | 177.4 | 40 | 177.4 | 0 | 1.031 | CC | 1 | 0.067294 | 177.4 | 177.4 | 4.8907 | 177.4 |  |  | 0.067294 | 11.938 | 0.61693 | 0.64554 |  |  |  |  | 133 | 0.028828
1438 | MESQUITW_2G | 1 | North | YES | 0.027371 | 23.6 | 0 | 236 |  | 1.017 | Wind | 1 | 0.067096 | 0 | 236 | 6.4596 | 236 |  |  | 0.067096 | 15.8347 | 0.62254 | 0.65103 |  |  |  |  | 134 | 0.028759
1437 | MESQUITW_1G | 1 | North | YES | 0.027369 | 40 | 0 | 400 | 0 | 1.023 | Wind | 1 | 0.067094 | 0 | 400 | 10.9476 | 400 |  |  | 0.067094 | 26.8377 | 0.63206 | 0.66034 |  |  |  |  | 135 | 0.028691
3381 | BBRN_1G | 1 | North | YES | 0.027265 | 618 | 225 | 618 | 0 | 1.03 | LIGCO | 1 | 0.06699 | 0 | 618 | 16.8498 | 618 |  |  | 0.06699 | 41.3999 | 0.64677 | 0.67471 |  |  |  |  | 136 | 0.028611
3382 | BBRN_2G | 2 | North | YES | 0.027265 | 589 | 225 | 589 | 0 | 1.03 | LIGCO | 1 | 0.06699 | 0 | 589 | 16.0591 | 589 |  |  | 0.06699 | 39.4572 | 0.66079 | 0.6884 |  |  |  |  | 137 | 0.028488
60081 | WHRLWIND1A | 1 | West | YES | 0.026698 | 12 | 0 | 60 | 0 | 1.03 | Wind | 1 | 0.066423 | 0 | 60 |  |  |  |  | 0.066423 | 3.9854 | 0.66222 | 0.68978 |  |  |  |  | 138 | 0.028279
1416 | SWETWATR_1G | 1 | West | YES | 0.026459 | 30 | 18 | 30 | 0 | 1.026 | CC | 1 | 0.066184 | 30 | 30 |  |  |  |  | 0.066184 | 1.9855 | 0.66293 | 0.69047 |  |  |  |  | 139 | 0.027934
1417 | SWETWATR_2G | 2 | West | YES | 0.026459 | 72 | 36 | 72 | 0 | 1.026 | CC | 1 | 0.066184 | 72 | 72 |  |  |  |  | 0.066184 | 4.7653 | 0.66465 | 0.69212 |  |  |  |  | 140 | 0.027605
1418 | SWETWATR_3G | 3 | West | YES | 0.026459 | 68 | 36 | 68 | 0 | 1.026 | CC | 1 | 0.066184 | 68 | 68 |  |  |  |  | 0.066184 | 4.5005 | 0.66626 | 0.69368 |  |  |  |  | 141 | 0.02756
1419 | SWETWATR_4G | 4 | West | YES | 0.026459 | 61 | 36 | 61 | 0 | 1.026 | CC | 1 | 0.066184 | 61 | 61 |  |  |  |  | 0.066184 | 4.0372 | 0.66772 | 0.69508 |  |  |  |  | 142 | 0.027534
6144 | MCADOO1A | 1 | West | YES | 0.026271 | 15 | 0 | 150 | 0 | 1.025 | Wind | 1 | 0.065996 | 0 | 150 |  |  |  |  | 0.065996 | 9.8994 | 0.67129 | 0.69852 |  |  |  |  | 143 | 0.027474
11056 | ROSCOE_1G | 1 | West | YES | 0.026268 | 41.8 | 0 | 209 |  | 1 | Wind | 1 | 0.065993 | 0 | 209 |  |  |  |  | 0.065993 | 13.7926 | 0.67626 | 0.7033 |  |  |  |  | 144 | 0.027417
11057 | CHAMPION_1G | 1 | West | YES | 0.026268 | 25.3 | 0 | 126.5 |  | 1 | Wind | 1 | 0.065993 | 0 | 126.5 |  |  |  |  | 0.065993 | 8.3481 | 0.67927 | 0.7062 |  |  |  |  | 145 | 0.027366
11058 | PYRON_1G | 1 | West | YES | 0.026268 | 49.8 | 0 | 249 |  | 1 | Wind | 1 | 0.065993 | 0 | 249 |  |  |  |  | 0.065993 | 16.4323 | 0.6852 | 0.7119 |  |  |  |  | 146 | 0.02723
11059 | INADALE_1G | 1 | West | YES | 0.026268 | 39.4 | 0 | 197 |  | 1 | Wind | 1 | 0.065993 | 0 | 197 |  |  |  |  | 0.065993 | 13.0007 | 0.68989 | 0.71641 |  |  |  |  | 147 | 0.027041
71051 | L_BITTCR1_1N | W1 | West | YES | 0.026228 | 7.5 | 0 | 37.5 |  | 1.02 | Wind | 1 | 0.065953 | 0 | 37.5 |  |  |  |  | 0.065953 | 2.4732 | 0.69078 | 0.71727 |  |  |  |  | 148 | 0.026927
71054 | L_SWEETW1_1N | W1 | West | YES | 0.026228 | 21.5 | 0 | 107.5 |  | 1.02 | Wind | 1 | 0.065953 | 0 | 107.5 |  |  |  |  | 0.065953 | 7.09 | 0.69334 | 0.71973 |  |  |  |  | 149 | 0.026702
71057 | L_SWEETW1_2N | W1 | West | YES | 0.026228 | 27 | 0 | 135 |  | 1.02 | Wind | 1 | 0.065953 | 0 | 135 |  |  |  |  | 0.065953 | 8.9037 | 0.69655 | 0.72282 |  |  |  |  | 150 | 0.026524
71059 | L_SWEETW1_3N | W1 | West | YES | 0.026228 | 23.8 | 0 | 119 | 0 | 1.02 | Wind | 1 | 0.065953 | 0 | 119 |  |  |  |  | 0.065953 | 7.8484 | 0.69938 | 0.72554 |  |  |  |  | 151 | 0.026489
71060 | L_SWEETW1_4N | W1 | West | YES | 0.026228 | 21 | 0 | 105 | 0 | 1.02 | Wind | 1 | 0.065953 | 0 | 105 |  |  |  |  | 0.065953 | 6.9251 | 0.70188 | 0.72794 |  |  |  |  | 152 | 0.026391
71061 | L_SWEETW1_5N | W1 | West | YES | 0.026228 | 16.1 | 0 | 80.5 | 0 | 1.02 | Wind | 1 | 0.065953 | 0 | 80.5 |  |  |  |  | 0.065953 | 5.3092 | 0.7038 | 0.72978 |  |  |  |  | 153 | 0.026267
6407 | TURKTRAK1A | 1 | West | YES | 0.026064 | 33.9 | 0 | 169.5 | 0 | 1.025 | Wind | 1 | 0.065789 | 0 | 169.5 |  |  |  |  | 0.065789 | 11.1513 | 0.70783 | 0.73365 |  |  |  |  | 154 | 0.026158
1343 | TRENTIPP_8 | 1 | West | YES | 0.025979 | 30 | 0 | 150 |  | 1.014 | Wind | 1 | 0.065704 | 0 | 150 |  |  |  |  | 0.065704 | 9.8556 | 0.7114 | 0.73707 |  |  |  |  | 155 | 0.026061
1354 | AEPWIND_8 | 1 | West | YES | 0.025979 | 20.2 | 0 | 101 |  | 1 | Wind | 1 | 0.065704 | 0 | 101 |  |  |  |  | 0.065704 | 6.6361 | 0.7138 | 0.73937 |  |  |  |  | 156 | 0.025987
36998 | RDCNYNG1 | 1 | West | YES | 0.025943 | 16.8 | 0 | 84 |  | 1.01 | Wind | 1 | 0.065668 | 0 | 84 |  |  |  |  | 0.065668 | 5.5161 | 0.7158 | 0.74129 |  |  |  |  | 157 | 0.025822
1061 | CIELOGEN_1G | 1 | West | YES | 0.025869 | 19.8 | 0 | 99 |  | 1 | Wind | 1 | 0.065594 | 0 | 99 |  |  |  |  | 0.065594 | 6.4938 | 0.71816 | 0.74354 |  |  |  |  | 158 | 0.025671
1062 | CIELOGEN_2G | 1 | West | YES | 0.025869 | 12.2 | 0 | 61 |  | 1 | Wind | 1 | 0.065594 | 0 | 61 |  |  |  |  | 0.065594 | 4.0012 | 0.71961 | 0.74493 |  |  |  |  | 159 | 0.02557
1069 | KINDERMG_1G | 1 | West | YES | 0.025869 | 25 | 5 | 25 | 0 | 1.017 | Cogen | 1 | 0.065594 | 0 | 0 |  |  |  |  | 0.065594 | 0 | 0.71961 | 0.74493 |  |  |  |  | 160 | 0.025484
1070 | KINDERMG_2G | 1 | West | YES | 0.025869 | 45.7 | 12 | 45.7 | 0 | 1.017 | Cogen | 1 | 0.065594 | 0 | 0 |  |  |  |  | 0.065594 | 0 | 0.71961 | 0.74493 |  |  |  |  | 161 | 0.025381
1071 | KINDERMG_3G | 1 | West | YES | 0.025869 | 45.7 | 12 | 45.7 | 0 | 1.017 | Cogen | 1 | 0.065594 | 0 | 0 |  |  |  |  | 0.065594 | 0 | 0.71961 | 0.74493 |  |  |  |  | 162 | 0.025318
1068 | SCURRYCW_1G | 1 | West | YES | 0.025865 | 28.2 | 1.3 | 141 | 0 | 1.0217 | Wind | 1 | 0.06559 | 0 | 141 |  |  |  |  | 0.06559 | 9.2482 | 0.72297 | 0.74814 |  |  |  |  | 163 | 0.025318
1073 | SCURRYCW_2G | 2 | West | YES | 0.025865 | 24 | 0 | 120 | 0 | 1.0217 | Wind | 1 | 0.06559 | 0 | 120 |  |  |  |  | 0.06559 | 7.8708 | 0.72582 | 0.75087 |  |  |  |  | 164 | 0.025318
6637 | SNYDERW1A | 1 | West | YES | 0.025835 | 12.6 | 0 | 63 | 0 | 1.025 | Wind | 1 | 0.06556 | 0 | 63 |  |  |  |  | 0.06556 | 4.1303 | 0.72732 | 0.7523 |  |  |  |  | 165 | 0.025318
1037 | MORGAN5G_5G | 5 | West | YES | 0.025814 | 109.6 | 40 | 137 | 0 | 1.029 | GST | 1 | 0.065539 | 137 | 137 |  |  |  |  | 0.065539 | 8.9789 | 0.73058 | 0.75542 |  |  |  |  | 166 | 0.02517
1039 | MRGNAG_1G | A | West | YES | 0.025814 | 69 | 69 | 69 | 0 | 1.029 | GGT | 1 | 0.065539 | 69 | 69 |  |  |  |  | 0.065539 | 4.5222 | 0.73223 | 0.75699 |  |  |  |  | 167 | 0.025045
1040 | MRGNBG_2G | B | West | YES | 0.025814 | 70 | 70 | 71 | 0 | 1.029 | GGT | 1 | 0.065539 | 71 | 71 |  |  |  |  | 0.065539 | 4.6533 | 0.73392 | 0.7586 |  |  |  |  | 168 | 0.024979
1041 | MRGNCG_3G | C | West | YES | 0.025814 | 69 | 69 | 70 | 0 | 1.029 | GGT | 1 | 0.065539 | 70 | 70 |  |  |  |  | 0.065539 | 4.5877 | 0.73558 | 0.76019 |  |  |  |  | 169 | 0.024833
1042 | MRGNDG_4G | D | West | YES | 0.025814 | 68 | 68 | 68 | 0 | 1.029 | GGT | 1 | 0.065539 | 68 | 68 |  |  |  |  | 0.065539 | 4.4567 | 0.7372 | 0.76174 |  |  |  |  | 170 | 0.02476
1043 | MRGNEG_5G | E | West | YES | 0.025814 | 68 | 68 | 70 | 0 | 1.029 | GGT | 1 | 0.065539 | 70 | 70 |  |  |  |  | 0.065539 | 4.5877 | 0.73887 | 0.76333 |  |  |  |  | 171 | 0.024685
1044 | MRGNFG_6G | F | West | YES | 0.025814 | 66 | 66 | 66 | 0 | 1.029 | GGT | 1 | 0.065539 | 66 | 66 |  |  |  |  | 0.065539 | 4.3256 | 0.74044 | 0.76483 |  |  |  |  | 172 | 0.02461
1058 | LONGSHORE_5 | 1 | West | YES | 0.025768 | 30 | 0 | 150 |  | 1.01 | Wind | 1 | 0.065493 | 0 | 150 |  |  |  |  | 0.065493 | 9.824 | 0.74401 | 0.76824 |  |  |  |  | 173 | 0.024538
1058 | LONGSHORE_5 | 2 | West | YES | 0.025768 | 44 | 0 | 220 |  | 1.01 | Wind | 1 | 0.065493 | 0 | 220 |  |  |  |  | 0.065493 | 14.4085 | 0.74924 | 0.77324 |  |  |  |  | 174 | 0.024464
11065 | ELBOWCK_1G | 1 | West | YES | 0.025768 | 23.4 | 0 | 121.9 | 0 | 1 | Wind | 1 | 0.065493 | 0 | 121.9 |  |  |  |  | 0.065493 | 7.9836 | 0.75214 | 0.77601 |  |  |  |  | 175 | 0.024394
60058 | BUFF_GAP1A | 1 | West | YES | 0.025706 | 24 | 0 | 120 |  | 1 | Wind | 1 | 0.065431 | 0 | 120 |  |  |  |  | 0.065431 | 7.8517 | 0.755 | 0.77873 |  |  |  |  | 176 | 0.024232
60060 | CIRELLO | 1 | West | YES | 0.025706 | 46.6 | 0 | 233 | 0 | 1 | Wind | 1 | 0.065431 | 0 | 233 |  |  |  |  | 0.065431 | 15.2455 | 0.76055 | 0.78402 |  |  |  |  | 177 | 0.023995
60063 | BUFF_GAP1B | 1 | West | YES | 0.025706 | 34 | 0 | 170.2 | 0 | 1.02 | Wind | 1 | 0.065431 | 0 | 170.2 |  |  |  |  | 0.065431 | 11.1364 | 0.7646 | 0.78788 |  |  |  |  | 178 | 0.023864
60066 | H_HOLLOW1A | 1 | West | YES | 0.025706 | 44.4 | 0 | 222 | 0 | 1.005 | Wind | 1 | 0.065431 | 0 | 222 |  |  |  |  | 0.065431 | 14.5257 | 0.76988 | 0.79292 |  |  |  |  | 179 | 0.023732
60068 | HHOLLOW21A | 1 | West | YES | 0.025706 | 36.8 | 0 | 184 | 0 | 1.025 | Wind | 1 | 0.065431 | 0 | 184 |  |  |  |  | 0.065431 | 12.0393 | 0.77426 | 0.7971 |  |  |  |  | 180 | 0.023476
60070 | HHOLLOW31A | 1 | West | YES | 0.025706 | 44.8 | 0 | 224 | 0 | 1.025 | Wind | 1 | 0.065431 | 0 | 224 |  |  |  |  | 0.065431 | 14.6566 | 0.77959 | 0.80219 |  |  |  |  | 181 | 0.023288
60072 | HHOLLOW41A | 1 | West | YES | 0.025706 | 23 | 0 | 115 | 0 | 1.025 | Wind | 1 | 0.065431 | 0 | 115 |  |  |  |  | 0.065431 | 7.5246 | 0.78233 | 0.8048 |  |  |  |  | 182 | 0.023044
1045 | CALENG1G_1G | 1 | West | YES | 0.025694 | 73.4 | 27 | 73.4 | 0 | 1.014 | Cogen | 1 | 0.065419 | 0 | 0 |  |  |  |  | 0.065419 | 0 | 0.78233 | 0.8048 |  |  |  |  | 183 | 0.022842
1046 | CALENG2G_2G | 2 | West | YES | 0.025694 | 73.4 | 27 | 73.4 | 0 | 1.014 | Cogen | 1 | 0.065419 | 0 | 0 |  |  |  |  | 0.065419 | 0 | 0.78233 | 0.8048 |  |  |  |  | 184 | 0.022596
1047 | CALENG3G_3G | 3 | West | YES | 0.025694 | 70.4 | 27 | 70.4 | 0 | 1.014 | Cogen | 1 | 0.065419 | 0 | 0 |  |  |  |  | 0.065419 | 0 | 0.78233 | 0.8048 |  |  |  |  | 185 | 0.02247
11309 | BULLCREK_2G | 1 | West | YES | 0.025692 | 20.9 | 0 | 180 |  | 1 | Wind | 1 | 0.065417 | 0 | 180 |  |  |  |  | 0.065417 | 11.7751 | 0.78661 | 0.80888 |  |  |  |  | 186 | 0.02247
11310 | BULLCREK_1G | 1 | West | YES | 0.025692 | 15.1 | 0 | 180 |  | 1 | Wind | 1 | 0.065417 | 0 | 180 |  |  |  |  | 0.065417 | 11.7751 | 0.79089 | 0.81297 |  |  |  |  | 187 | 0.02247
11320 | COYOTE_1G | 1 | West | YES | 0.025668 | 22.5 | 0 | 225 |  | 1 | Wind | 1 | 0.065393 | 0 | 225 |  |  |  |  | 0.065393 | 14.7135 | 0.79625 | 0.81807 |  |  |  |  | 188 | 0.02247
1360 | GUNSIGHT_8 | 1 | West | YES | 0.025548 | 0 | 0 | 120 |  | 1.01 | Wind | 1 | 0.065273 | 0 | 120 |  |  |  |  | 0.065273 | 7.8328 | 0.79911 | 0.82079 |  |  |  |  | 189 | 0.022271
1327 | WILDHRSE_1G | 1 | West | YES | 0.025534 | 0 | 0 | 120 |  | 1 | Wind | 1 | 0.065259 | 0 | 120 |  |  |  |  | 0.065259 | 7.8311 | 0.80196 | 0.82351 |  |  |  |  | 190 | 0.022072
1333 | MCDDONAL_8 | 1 | West | YES | 0.025457 | 42.8 | 0 | 214.2 |  | 1.01 | Wind | 1 | 0.065182 | 0 | 214.2 |  |  |  |  | 0.065182 | 13.962 | 0.80706 | 0.82835 |  |  |  |  | 191 | 0.021822
1328 | OCOTILLO_1G | 1 | West | YES | 0.025391 | 11.6 | 0 | 58 |  | 1.01 | Wind | 1 | 0.065116 | 0 | 58 |  |  |  |  | 0.065116 | 3.7767 | 0.80844 | 0.82966 |  |  |  |  | 192 | 0.021683
11001 | NAV1CT | 1 | West | YES | 0.025378 | 70.4 | 18 | 70.4 | 0 | 1.029 | CC | 1 | 0.065103 | 70.4 | 70.4 |  |  |  |  | 0.065103 | 4.5833 | 0.81012 | 0.83125 |  |  |  |  | 193 | 0.021544
11009 | NAV2CT | 1 | West | YES | 0.025378 | 71.4 | 18 | 71.4 | 0 | 1.029 | CC | 1 | 0.065103 | 71.4 | 71.4 |  |  |  |  | 0.065103 | 4.6484 | 0.81181 | 0.83286 |  |  |  |  | 194 | 0.02129
11011 | NAV3ST | 1 | West | YES | 0.025378 | 92.8 | 40 | 92.8 | 0 | 1.029 | CC | 1 | 0.065103 | 92.8 | 92.8 |  |  |  |  | 0.065103 | 6.0416 | 0.81402 | 0.83496 |  |  |  |  | 195 | 0.02122
11012 | NAV4CT | 1 | West | YES | 0.025378 | 80 | 18 | 80 | 0 | 1.029 | CC | 1 | 0.065103 | 80 | 80 |  |  |  |  | 0.065103 | 5.2083 | 0.81593 | 0.83677 |  |  |  |  | 196 | 0.021135
11013 | NAV5CT | 1 | West | YES | 0.025378 | 80 | 18 | 80 | 0 | 1.029 | CC | 1 | 0.065103 | 80 | 80 |  |  |  |  | 0.065103 | 5.2083 | 0.81783 | 0.83857 |  |  |  |  | 197 | 0.021048
11014 | NAV6ST | 1 | West | YES | 0.025378 | 115 | 40 | 115 | 0 | 1.029 | CC | 1 | 0.065103 | 115 | 115 |  |  |  |  | 0.065103 | 7.4869 | 0.82057 | 0.84117 |  |  |  |  | 198 | 0.020936
11020 | TIEHVSG_1G | 1 | West | YES | 0.025374 | 208.2 | 63 | 208.2 | 0 | 1.012 | CC | 1 | 0.065099 | 208.2 | 208.2 |  |  |  |  | 0.065099 | 13.5536 | 0.82552 | 0.84587 |  |  |  |  | 199 | 0.020839
11021 | TIEHVCG_1G | 1 | West | YES | 0.025374 | 142.1 | 103 | 142.1 | 0 | 1.012 | CC | 1 | 0.065099 | 142.1 | 142.1 |  |  |  |  | 0.065099 | 9.2506 | 0.82891 | 0.84908 |  |  |  |  | 200 | 0.020742
11022 | TIEHVCG_2G | 1 | West | YES | 0.025374 | 132.4 | 103 | 132.4 | 0 | 1.012 | CC | 1 | 0.065099 | 132.4 | 132.4 |  |  |  |  | 0.065099 | 8.6191 | 0.83206 | 0.85207 |  |  |  |  | 201 | 0.020602
11023 | TIEHVCG_3G | 1 | West | YES | 0.025374 | 137.4 | 103 | 137.4 | 0 | 1.012 | CC | 1 | 0.065099 | 137.4 | 137.4 |  |  |  |  | 0.065099 | 8.9446 | 0.83533 | 0.85518 |  |  |  |  | 202 | 0.020349
11024 | TIEHVCG_4G | 1 | West | YES | 0.025374 | 147 | 103 | 147 | 0 | 1.012 | CC | 1 | 0.065099 | 147 | 147 |  |  |  |  | 0.065099 | 9.5696 | 0.83883 | 0.8585 |  |  |  |  | 203 | 0.020177
11025 | TIEHVSG_2G | 1 | West | YES | 0.025374 | 213.2 | 63 | 213.2 | 0 | 1.012 | CC | 1 | 0.065099 | 213.2 | 213.2 |  |  |  |  | 0.065099 | 13.8791 | 0.8439 | 0.86331 |  |  |  |  | 204 | 0.020016
1326 | STANTONW_8 | 1 | West | YES | 0.025347 | 20.1 | 0 | 100.5 |  | 1.01 | Wind | 1 | 0.065072 | 0 | 100.5 |  |  |  |  | 0.065072 | 6.5398 | 0.84629 | 0.86558 |  |  |  |  | 205 | 0.019849
1320 | BSP 1 | 1 | West | YES | 0.025254 | 25.5 | 2.9 | 25.8 | 0 | 1 | Cogen | 1 | 0.064979 | 0 | 0 |  |  |  |  | 0.064979 | 0 | 0.84629 | 0.86558 |  |  |  |  | 206 | 0.01967
11147 | NOTREES_1G | 1 | West | YES | 0.025072 | 29.8 | 0 | 149 | 0 | 1.017 | Wind | 1 | 0.064797 | 0 | 149 |  |  |  |  | 0.064797 | 9.6548 | 0.84984 | 0.86893 |  |  |  |  | 207 | 0.019412
76031 | L_GASCCR1_1N | W1 | West | YES | 0.025058 | 30 | 0 | 150 | 0 | 1.02 | Wind | 1 | 0.064783 | 0 | 150 |  |  |  |  | 0.064783 | 9.7175 | 0.85341 | 0.8723 |  |  |  |  | 208 | 0.019289
7038 | L_DELAWA1_1Y | 1 | West | YES | 0.025023 | 3.5 | 0 | 35 | 0 | 1 | Wind | 1 | 0.064748 | 0 | 35 |  |  |  |  | 0.064748 | 2.2662 | 0.85424 | 0.87309 |  |  |  |  | 209 | 0.019289
7038 | L_DELAWA1_1Y | 2 | West | YES | 0.025023 | 3 | 0 | 30 | 0 | 1 | Wind | 1 | 0.064748 | 0 | 30 |  |  |  |  | 0.064748 | 1.9424 | 0.85495 | 0.87376 |  |  |  |  | 210 | 0.019092
1002 | PBCTAGE_1G | A | West | YES | 0.024997 | 64 | 64 | 66 | 0 | 1.036 | GGT | 1 | 0.064722 | 66 | 66 |  |  |  |  | 0.064722 | 4.2717 | 0.85653 | 0.87524 |  |  |  |  | 211 | 0.018893
1003 | PBCTBGE_2G | B | West | YES | 0.024997 | 65 | 65 | 66 | 0 | 1.036 | GGT | 1 | 0.064722 | 66 | 66 |  |  |  |  | 0.064722 | 4.2717 | 0.8581 | 0.87672 |  |  |  |  | 212 | 0.018847
1004 | PBCTCGE_3G | C | West | YES | 0.024997 | 62 | 62 | 67 | 0 | 1.036 | GGT | 1 | 0.064722 | 67 | 67 |  |  |  |  | 0.064722 | 4.3364 | 0.85969 | 0.87823 |  |  |  |  | 213 | 0.018807
1005 | PBCTDGE_4G | D | West | YES | 0.024997 | 65 | 65 | 68 | 0 | 1.036 | GGT | 1 | 0.064722 | 68 | 68 |  |  |  |  | 0.064722 | 4.4011 | 0.86131 | 0.87976 |  |  |  |  | 214 | 0.018718
1006 | PBCTEGE_5G | E | West | YES | 0.024997 | 65 | 65 | 67 | 0 | 1.036 | GGT | 1 | 0.064722 | 67 | 67 |  |  |  |  | 0.064722 | 4.3364 | 0.8629 | 0.88126 |  |  |  |  | 215 | 0.018629
1007 | PB5GEN_6G | 5 | West | YES | 0.024997 | 91.2 | 40 | 114 | 0 | 1.036 | GST | 1 | 0.064722 | 114 | 114 |  |  |  |  | 0.064722 | 7.3783 | 0.86562 | 0.88382 |  |  |  |  | 216 | 0.018539
1008 | PB6GEN_7G | 6 | West | YES | 0.024997 | 515 | 130 | 515 | 0 | 1.036 | GST | 1 | 0.064722 | 515 | 515 |  |  |  |  | 0.064722 | 33.3319 | 0.87787 | 0.89538 |  |  |  |  | 217 | 0.018447
76091 | L_DIVIDE1_1N | W1 | West | YES | 0.024899 | 22.5 | 0 | 112.5 |  | 1.02 | Wind | 1 | 0.064624 | 0 | 112.5 |  |  |  |  | 0.064624 | 7.2702 | 0.88055 | 0.89791 |  |  |  |  | 218 | 0.018357
76095 | L_CAPRSI1_1N | W1 | West | YES | 0.024899 | 29.9 | 0 | 149.5 | 0 | 1.02 | Wind | 1 | 0.064624 | 0 | 149.5 |  |  |  |  | 0.064624 | 9.6613 | 0.88411 | 0.90126 |  |  |  |  | 219 | 0.018204
76096 | L_CAPRSI1_2N | W1 | West | YES | 0.024899 | 37.2 | 0 | 186 | 0 | 1.02 | Wind | 1 | 0.064624 | 0 | 186 |  |  |  |  | 0.064624 | 12.0201 | 0.88854 | 0.90543 |  |  |  |  | 220 | 0.017511
76097 | L_CAPRGE1_1N | W1 | West | YES | 0.024899 | 42.9 | 0 | 214.5 | 0 | 1.02 | Wind | 1 | 0.064624 | 0 | 214.5 |  |  |  |  | 0.064624 | 13.8619 | 0.89364 | 0.91024 |  |  |  |  | 221 | 0.017356
1349 | WESTXWIN_1G | 1 | West | YES | 0.024677 | 1.3 | 0 | 6.6 |  | 1.014 | Wind | 1 | 0.064402 | 0 | 6.6 |  |  |  |  | 0.064402 | 0.42505 | 0.8938 | 0.91039 |  |  |  |  | 222 | 0.01715
1350 | NWPWRG1_1G | 1 | West | YES | 0.024677 | 6.9 | 1 | 34.3 |  | 1.014 | Wind | 1 | 0.064402 | 0 | 34.3 |  |  |  |  | 0.064402 | 2.209 | 0.89461 | 0.91115 |  |  |  |  | 223 | 0.016893
60057 | CALLAHAN1A | 1 | West | YES | 0.024604 | 22.8 | 0 | 114 | 0 | 1.04 | Wind | 1 | 0.064329 | 0 | 114 |  |  |  |  | 0.064329 | 7.3335 | 0.89733 | 0.9137 |  |  |  |  | 224 | 0.016597
48721 | LEG_1___1 | 1 | North | YES | 0.022783 | 827 | 357 | 827 | 0 | 1.0348 | LIGCO | 1 | 0.062508 | 0 | 827 | 18.8415 | 827 |  |  | 0.062508 | 51.6943 | 0.91701 | 0.93163 |  |  |  |  | 225 | 0.016588
48722 | LEG_2___2 | 2 | North | YES | 0.022783 | 819 | 357 | 819 | 0 | 1.0348 | LIGCO | 1 | 0.062508 | 0 | 819 | 18.6593 | 819 |  |  | 0.062508 | 51.1942 | 0.9365 | 0.94939 |  |  |  |  | 226 | 0.016538
60007 | KING_SW1A | 1 | West | YES | 0.022508 | 20 | 0 | 80 |  | 1.03 | Wind | 1 | 0.062233 | 0 | 80 |  |  |  |  | 0.062233 | 4.9787 | 0.93841 | 0.95112 |  |  |  |  | 227 | 0.016369
60019 | KING_NW1A | 1 | West | YES | 0.022508 | 20 | 0 | 80 |  | 1.03 | Wind | 1 | 0.062233 | 0 | 80 |  |  |  |  | 0.062233 | 4.9787 | 0.94031 | 0.95285 |  |  |  |  | 228 | 0.014621
60201 | RIO DRCS | F | West | YES | 0.022397 | 0 | 0 | 0 | 0 | 1.025 | AVR | 1 | 0.062122 | 0 | 0 |  |  |  |  | 0.062122 | 0 | 0.94031 | 0.95285 |  |  |  |  | 229 | 0.012891
6016 | SWMESA | 1 | West | YES | 0.02235 | 18.8 | 0 | 75 |  | 1.03 | Wind | 1 | 0.062075 | 0 | 75 |  |  |  |  | 0.062075 | 4.6556 | 0.9421 | 0.95446 |  |  |  |  | 230 | 0.012714
60003 | KING_NE1A | 1 | West | YES | 0.02235 | 20 | 0 | 80 |  | 1.03 | Wind | 1 | 0.062075 | 0 | 80 |  |  |  |  | 0.062075 | 4.966 | 0.944 | 0.95619 |  |  |  |  | 231 | 0.012537
60005 | KING_SE1A | 1 | West | YES | 0.02235 | 10 | 0 | 40 |  | 1.035 | Wind | 1 | 0.062075 | 0 | 40 |  |  |  |  | 0.062075 | 2.483 | 0.94495 | 0.95705 |  |  |  |  | 232 | 0.012537
60016 | WOODWRD11A | 1 | West | YES | 0.022321 | 20 | 0 | 80 |  | 1.033 | Wind | 1 | 0.062046 | 0 | 80 |  |  |  |  | 0.062046 | 4.9637 | 0.94685 | 0.95877 |  |  |  |  | 233 | 0.012367
38332 | TNWDWRDU2_8 | 1 | West | YES | 0.022315 | 20 | 0 | 80 | 0 | 1.0232 | Wind | 1 | 0.06204 | 0 | 80 |  |  |  |  | 0.06204 | 4.9632 | 0.94876 | 0.96049 |  |  |  |  | 234 | 0.012186
38437 | TNSRBNMESA9 | 1 | West | YES | 0.022291 | 37.5 | 0 | 150 | 0 | 1.02 | Wind | 1 | 0.062016 | 0 | 150 |  |  |  |  | 0.062016 | 9.3024 | 0.95233 | 0.96372 |  |  |  |  | 235 | 0.012096
60017 | ORNNWP1 | 1 | West | YES | 0.021445 | 20 | 0 | 80 |  | 1.027 | Wind | 1 | 0.06117 | 0 | 80 |  |  |  |  | 0.06117 | 4.8936 | 0.95423 | 0.96542 |  |  |  |  | 236 | 0.011914
60000 | DSKY2 | 1 | West | YES | 0.021216 | 19.1 | 0 | 76.5 |  | 1.039 | Wind | 1 | 0.060941 | 0 | 76.5 |  |  |  |  | 0.060941 | 4.662 | 0.95605 | 0.96703 |  |  |  |  | 237 | 0.011732
60018 | DSKY1 | 1 | West | YES | 0.02116 | 21 | 0 | 84 | 0 | 1.023 | Wind | 1 | 0.060885 | 0 | 84 |  |  |  |  | 0.060885 | 5.1144 | 0.95805 | 0.96881 |  |  |  |  | 238 | 0.011389
39960 | TNTNPONE_18 | 1 | North | YES | 0.019373 | 152.3 | 30 | 152.3 |  | 1.04 | LIGCO | 1 | 0.059098 | 0 | 152.3 | 2.9505 | 152.3 |  |  | 0.059098 | 9.0007 | 0.96168 | 0.97193 |  |  |  |  | 239 | 0.011183
39970 | TNTNPONE_28 | 1 | North | YES | 0.019373 | 153 | 30 | 153 |  | 1.04 | LIGCO | 1 | 0.059098 | 0 | 153 | 2.9641 | 153 |  |  | 0.059098 | 9.042 | 0.96532 | 0.97507 |  |  |  |  | 240 | 0.01098
60202 | FRNDDRCS | F | West | YES | 0.016757 | 0 | 0 | 0 | 0 | 0.9985 | AVR | 1 | 0.056482 | 0 | 0 |  |  |  |  | 0.056482 | 0 | 0.96532 | 0.97507 |  |  |  |  | 241 | 0.010755
990 | GIBN_CREK_G1 | 1 | North | YES | 0.011247 | 463 | 200 | 463 | 0 | 1.0275 | LIGCO | 1 | 0.050972 | 0 | 463 | 5.2074 | 463 |  |  | 0.050972 | 23.6001 | 0.97634 | 0.98326 |  |  |  |  | 242 | 0.010253
32798 | BRYN_TAMUGEN | 1 | North | YES | 0.009403 | 32 | 0 | 32 |  | 1.02 | GST | 1 | 0.049128 | 32 | 32 | 0.3009 | 32 |  |  | 0.049128 | 1.5721 | 0.9771 | 0.9838 |  |  |  |  | 243 | 0.0097486
32886 | BRYN_ATKINS3 | MB | North | YES | 0.0091 | 0 | 5 | 12 |  | 1 | GST | 1 | 0.048825 | 0 | 0 | 0 | 0 |  |  | 0.048825 | 0 | 0.9771 | 0.9838 |  |  |  |  | 244 | 0.0097486
32887 | BRYN_ATKINS6 | MB | North | YES | 0.0091 | 0 | 12 | 51 |  | 1.028 | GST | 1 | 0.048825 | 0 | 0 | 0 | 0 |  |  | 0.048825 | 0 | 0.9771 | 0.9838 |  |  |  |  | 245 | 0.0069171
32888 | BRYN_ATKINS7 | 1 | North | YES | 0.0091 | 13.6 | 4 | 17 |  | 1.028 | GGT | 1 | 0.048825 | 17 | 17 | 0.1547 | 17 |  |  | 0.048825 | 0.83003 | 0.9775 | 0.98409 |  |  |  |  | 246 | 0.0067009
32890 | BRYN_ATKINS4 | MB | North | YES | 0.0091 | 0 | 5 | 22 |  | 1.031 | GST | 1 | 0.048825 | 0 | 0 | 0 | 0 |  |  | 0.048825 | 0 | 0.9775 | 0.98409 |  |  |  |  | 247 | 0.0067009
32891 | BRYN_ATKINS5 | MB | North | YES | 0.0091 | 0 | 5 | 25 |  | 1.031 | GST | 1 | 0.048825 | 0 | 0 | 0 | 0 |  |  | 0.048825 | 0 | 0.9775 | 0.98409 |  |  |  |  | 248 | 0.0067009
48671 | FTR_GT1_5105 | 1 | North | YES | 0.00886 | 154.2 | 0 | 154.2 | 0 | 1.0319 | CC | 1 | 0.048585 | 154.2 | 154.2 | 1.3662 | 154.2 |  |  | 0.048585 | 7.4918 | 0.98117 | 0.98669 |  |  |  |  | 249 | 0.0065843
48672 | FTR_GT2_5110 | 2 | North | YES | 0.00886 | 159 | 0 | 159 | 0 | 1.0319 | CC | 1 | 0.048585 | 159 | 159 | 1.4087 | 159 |  |  | 0.048585 | 7.725 | 0.98496 | 0.98937 |  |  |  |  | 250 | 0.0065843
48673 | FTR_GT3_5085 | 3 | North | YES | 0.00886 | 158 | 0 | 158 | 0 | 1.0319 | CC | 1 | 0.048585 | 158 | 158 | 1.3999 | 158 |  |  | 0.048585 | 7.6765 | 0.98872 | 0.99203 |  |  |  |  | 251 | 0.0065843
48674 | FTR_CN4_5095 | 4 | North | YES | 0.00886 | 380 | 0 | 380 | 0 | 1.0319 | CC | 1 | 0.048585 | 380 | 380 | 3.3668 | 380 |  |  | 0.048585 | 18.4624 | 0.99776 | 0.99844 |  |  |  |  | 252 | 0.0055135
32883 | BRYN_DNSBY3 | 1 | North | YES | 0.008215 | 0 | 2 | 48 |  | 1.015 | GST | 1 | 0.04794 | 48 | 48 | 0.39432 | 48 |  |  | 0.04794 | 2.3011 | 0.99891 | 0.99923 |  |  |  |  | 253 | 0.0044095
32884 | BRYN_DNSBY13 | 1 | North | YES | 0.008215 | 46 | 2 | 46 | 0 | 1.015 | GST | 1 | 0.04794 | 46 | 46 | 0.37789 | 46 |  |  | 0.04794 | 2.2052 | 1 | 1 |  |  |  |  | 254 | 0.0033124
32892 | BRYN_DNSBY14 | 1 | North | YES | 0.008215 | 84 | 25 | 105 | 0 | 1.035 | GST | 1 | 0.04794 | 105 | 105 | 0.86257 | 105 |  |  | 0.04794 | 5.0337 | 1.0025 | 1.0017 |  |  |  |  | 255 | 0.00067375
5934 | SI_RAY5 | 5 | South | YES | 0 | 0 | 10 | 15 |  | 1.035 | GST | -1 | 0.03008 | 15 | 15 |  |  | 0 | 15 | -0.03008 | -0.45121 | [6 empty] | 256 | 0.00032971
8139 | JOS #1 | MB | South | YES | 0 | 0 | 45 | 255 |  | 1.02 | GST | -1 | 0.03008 | 0 | 0 |  |  | 0 | 0 | -0.03008 | 0 | [6 empty] | 257 | 0
8285 | LAR #1 | MB | South | YES | 0 | 0 | 9 | 32 |  | 1.0497 | GST | -1 | 0.03008 | 0 | 0 |  |  | 0 | 0 | -0.03008 | 0 | [6 empty] | 258 | -0.00075259
8287 | LAR #2 | MB | South | YES | 0 | 0 | 9 | 32 |  | 1.04 | GST | -1 | 0.03008 | 0 | 0 |  |  | 0 | 0 | -0.03008 | 0 | [6 empty] | 259 | 0
8288 | LAR #3 | MB | South | YES | 0 | 0 | 25 | 105 |  | 1.04 | GST | -1 | 0.03008 | 0 | 0 |  |  | 0 | 0 | -0.03008 | 0 | [6 empty] | 260 | 0
8388 | BATES0A | MB | South | YES | 0 | 0 | 21 | 71 |  | 1.033 | GST | -1 | 0.03008 | 0 | 0 |  |  | 0 | 0 | -0.03008 | 0 | [6 empty] | 261 | 0
8393 | BATES0B | MB | South | YES | 0 | 0 | 25 | 110 |  | 1.03 | GST | -1 | 0.03008 | 0 | 0 |  |  | 0 | 0 | -0.03008 | 0 | [6 empty] | 262 | 0
8437 | NUECES_B0C | MB | South | YES | 0 | 0 | 7 | 30 |  | 1.03 | GST | -1 | 0.03008 | 0 | 0 |  |  | 0 | 0 | -0.03008 | 0 | [6 empty] | 263 | 0
8438 | NUECES_B0B | MB | South | YES | 0 | 0 | 26 | 169 |  | 1.03 | GST | -1 | 0.03008 | 0 | 0 |  |  | 0 | 0 | -0.03008 | 0 | [6 empty] | 264 | 0
39190 | TNSLCGN1__8 | 1 | Houston | YES | 0 | 0 | 10 | 30 |  | 1.03 | Cogen | -1 | 0.03008 | 0 | 0 |  |  |  |  | -0.03008 | 0 | [6 empty] | 265 | 0
48591 | CHE_GT2_5030 | 2 | Houston | YES | -0.003633 | 173 | 50 | 173 | 0 | 1.029 | Cogen | -1 | 0.033713 | 0 | 0 |  |  |  |  | -0.033713 | 0 | [6 empty] | 266 | 0
48811 | CVC_GT3_5045 | 3 | Houston | YES | -0.003633 | 156 | 91.8 | 156 | 0 | 1.029 | Cogen | -1 | 0.033713 | 0 | 0 |  |  |  |  | -0.033713 | 0 | [6 empty] | 267 | 0
48812 | CVC_GT2_5020 | 2 | Houston | YES | -0.003633 | 158 | 91.8 | 158 | 0 | 1.029 | Cogen | -1 | 0.033713 | 0 | 0 |  |  |  |  | -0.033713 | 0 | [6 empty] | 268 | 0
48813 | CVC_GT1_5035 | 1 | Houston | YES | -0.003633 | 160 | 91.8 | 160 | 0 | 1.029 | Cogen | -1 | 0.033713 | 0 | 0 |  |  |  |  | -0.033713 | 0 | [6 empty] | 269 | 0
48814 | CVC_ST5_5040 | 1 | Houston | YES | -0.003633 | 162 | 91.8 | 162 | 0 | 1.029 | Cogen | -1 | 0.033713 | 0 | 0 |  |  |  |  | -0.033713 | 0 | [6 empty] | 270 | 0
48885 | THW_5152 | B | Houston | YES | -0.005014 | 47.2 | 5 | 59 |  | 1.0319 | GGT | -1 | 0.035094 | 59 | 59 |  |  |  |  | -0.035094 | -2.0706 | [6 empty] | 271 | 0
48885 | THW_5152 | A | Houston | YES | -0.005014 | 46.4 | 5 | 58 |  | 1.0319 | GGT | -1 | 0.035094 | 58 | 58 |  |  |  |  | -0.035094 | -2.0355 | [6 empty] | 272 | 0
48886 | THW_5354 | D | Houston | YES | -0.005014 | 46.4 | 5 | 58 |  | 1.0319 | GGT | -1 | 0.035094 | 58 | 58 |  |  |  |  | -0.035094 | -2.0355 | [6 empty] | 273 | 0
48886 | THW_5354 | C | Houston | YES | -0.005014 | 45.6 | 5 | 57 |  | 1.0319 | GGT | -1 | 0.035094 | 57 | 57 |  |  |  |  | -0.035094 | -2.0004 | [6 empty] | 274 | 0
48887 | THW_5556 | E | Houston | YES | -0.005014 | 47.2 | 5 | 59 |  | 1.0319 | GGT | -1 | 0.035094 | 59 | 59 |  |  |  |  | -0.035094 | -2.0706 | [6 empty] | 275 | 0
48887 | THW_5556 | F | Houston | YES | -0.005014 | 45.6 | 5 | 57 |  | 1.0319 | GGT | -1 | 0.035094 | 57 | 57 |  |  |  |  | -0.035094 | -2.0004 | [6 empty] | 276 | 0
48690 | GBY_GN5_5 | 5 | Houston | YES | -0.005113 | 318.4 | 81 | 398 |  | 1.0362 | GSC | -1 | 0.035193 | 398 | 398 |  |  |  |  | -0.035193 | -14.0069 | [6 empty] | 277 | 0
48595 | BTE_GT2_8075 | 1 | Houston | YES | -0.005185 | 162.8 | 130 | 162.8 | 0 | 1.0261 | CC | -1 | 0.035265 | 162.8 | 162.8 |  |  |  |  | -0.035265 | -5.7412 | [6 empty] | 278 | 0
48596 | BTE_GT3_8045 | 2 | Houston | YES | -0.005185 | 161.4 | 130 | 161.4 | 0 | 1.0261 | CC | -1 | 0.035265 | 161.4 | 161.4 |  |  |  |  | -0.035265 | -5.6918 | [6 empty] | 279 | 0
48597 | BTE_GT4_8055 | 3 | Houston | YES | -0.005185 | 158.9 | 130 | 158.9 | 0 | 1.0261 | CC | -1 | 0.035265 | 158.9 | 158.9 |  |  |  |  | -0.035265 | -5.6037 | [6 empty] | 280 | 0
48598 | BTE_ST1_8070 | 4 | Houston | YES | -0.005185 | 269.2 | 60 | 269.2 | 0 | 1.0261 | CC | -1 | 0.035265 | 269.2 | 269.2 |  |  |  |  | -0.035265 | -9.4934 | [6 empty] | 281 | 0
48583 | CBY_GT4_1 | 1 | Houston | YES | -0.005412 | 172 | 0 | 172 | 0 | 1.027 | GSC | -1 | 0.035492 | 172 | 172 |  |  |  |  | -0.035492 | -6.1047 | [6 empty] | 282 | 0
48584 | CBY_GT4_2 | 2 | Houston | YES | -0.005412 | 172 | 0 | 172 | 0 | 1.027 | CC | -1 | 0.035492 | 172 | 172 |  |  |  |  | -0.035492 | -6.1047 | [6 empty] | 283 | 0
48585 | CBY_ST4_1 | 3 | Houston | YES | -0.005412 | 172 | 0 | 172 | 0 | 1.027 | CC | -1 | 0.035492 | 172 | 172 |  |  |  |  | -0.035492 | -6.1047 | [6 empty] | 284 | 0
48815 | CVC_GT4_8005 | 4 | Houston | YES | -0.005451 | 165 | 91.8 | 165 |  | 1.0362 | Cogen | -1 | 0.035531 | 0 | 0 |  |  |  |  | -0.035531 | 0 | [6 empty] | 285 | 0
48791 | PSA_GT1_8160 | 1 | Houston | YES | -0.005523 | 52 | 20.8 | 65 | 0 | 1.0362 | Cogen | -1 | 0.035603 | 0 | 0 |  |  |  |  | -0.035603 | 0 | [6 empty] | 286 | 0
48792 | PSA_GT2_8155 | 2 | Houston | YES | -0.005523 | 52.8 | 20.3 | 66 | 0 | 1.0362 | Cogen | -1 | 0.035603 | 0 | 0 |  |  |  |  | -0.035603 | 0 | [6 empty] | 287 | 0
48793 | PSA_GT3_8150 | 3 | Houston | YES | -0.005523 | 56 | 20.3 | 70 | 0 | 1.0362 | Cogen | -1 | 0.035603 | 0 | 0 |  |  |  |  | -0.035603 | 0 | [6 empty] | 288 | 0
48794 | PSA_GT4_8145 | 4 | Houston | YES | -0.005523 | 52.8 | 20.3 | 66 | 0 | 1.0362 | Cogen | -1 | 0.035603 | 0 | 0 |  |  |  |  | -0.035603 | 0 | [6 empty] | 289 | 0
48795 | PSA_GT5_8140 | 5 | Houston | YES | -0.005523 | 51.2 | 20.3 | 64 | 0 | 1.0362 | Cogen | -1 | 0.035603 | 0 | 0 |  |  |  |  | -0.035603 | 0 | [6 empty] | 290 | 0
48796 | PSA_GN1_8165 | 1 | Houston | YES | -0.005523 | 83.2 | 43.1 | 104 | 0 | 1.0362 | Cogen | -1 | 0.035603 | 0 | 0 |  |  |  |  | -0.035603 | 0 | [6 empty] | 291 | 0
48797 | PSA_GT6_8135 | 6 | Houston | YES | -0.005523 | 47.2 | 34.5 | 59 | 0 | 1.0362 | Cogen | -1 | 0.035603 | 0 | 0 |  |  |  |  | -0.035603 | 0 | [6 empty] | 292 | 0
48581 | CBY_GN1_1 | 1 | Houston | YES | -0.005527 | 595.2 | 108 | 744 | 0 | 1.0435 | GSC | -1 | 0.035607 | 744 | 744 |  |  |  |  | -0.035607 | -26.4919 | [6 empty] | 293 | 0
48940 | WARVUE_GT1 | G1 | Houston | YES | -0.005532 | 15 | 0 | 15 |  | 1.021 | Cogen | -1 | 0.035612 | 0 | 0 |  |  |  |  | -0.035612 | 0 | [6 empty] | 294 | 0
48651 | EP_1_2 | 1 | Houston | YES | -0.005536 | 4 | 0 | 5 | 0 | 1.0362 | Cogen | -1 | 0.035616 | 0 | 0 |  |  |  |  | -0.035616 | 0 | [6 empty] | 295 | 0
48651 | EP_1_2 | 2 | Houston | YES | -0.005536 | 17.7 | 10 | 21 | 0 | 1.0362 | Cogen | -1 | 0.035616 | 0 | 0 |  |  |  |  | -0.035616 | 0 | [6 empty] | 296 | 0
49803 | EXN_15GT | 1 | Houston | YES | -0.005666 | 33 | 8.3 | 34 |  | 1.0326 | Cogen | -1 | 0.035746 | 0 | 0 |  |  |  |  | -0.035746 | 0 | [6 empty] | 297 | 0
49804 | EXN_16GT | 2 | Houston | YES | -0.005666 | 32 | 8.3 | 34.7 |  | 1.0326 | Cogen | -1 | 0.035746 | 0 | 0 |  |  |  |  | -0.035746 | 0 | [6 empty] | 298 | 0
49805 | EXN_17GT | 3 | Houston | YES | -0.005666 | 31 | 8.3 | 32.7 |  | 1.0326 | Cogen | -1 | 0.035746 | 0 | 0 |  |  |  |  | -0.035746 | 0 | [6 empty] | 299 | 0
49826 | EXN938GT | 5 | Houston | YES | -0.005666 | 43 | 9.2 | 45.9 |  | 1.0326 | Cogen | -1 | 0.035746 | 0 | 0 |  |  |  |  | -0.035746 | 0 | [6 empty] | 300 | 0
49828 | EXN941GT | 10 | Houston | YES | -0.005666 | 17.7 | 5.4 | 17.7 | 0 | 1.0326 | Cogen | -1 | 0.035746 | 0 | 0 |  |  |  |  | -0.035746 | 0 | [6 empty] | 301 | 0
49829 | EXN942GT | 11 | Houston | YES | -0.005666 | 20 | 5.4 | 20.4 | 0 | 1.0326 | Cogen | -1 | 0.035746 | 0 | 0 |  |  |  |  | -0.035746 | 0 | [6 empty] | 302 | 0
49830 | EXN943GT | 12 | Houston | YES | -0.005666 | 19 | 5.4 | 19.9 | 0 | 1.0326 | Cogen | -1 | 0.035746 | 0 | 0 |  |  |  |  | -0.035746 | 0 | [6 empty] | 303 | 0
49831 | EXN944GT | 13 | Houston | YES | -0.005666 | 33 | 5.4 | 35 | 0 | 1.0326 | Cogen | -1 | 0.035746 | 0 | 0 |  |  |  |  | -0.035746 | 0 | [6 empty] | 304 | 0
49832 | EXN945GT | 9 | Houston | YES | -0.005666 | 18.5 | 9.2 | 18.5 |  | 1.0326 | Cogen | -1 | 0.035746 | 0 | 0 |  |  |  |  | -0.035746 | 0 | [6 empty] | 305 | 0
49837 | EXN_GT | 4 | Houston | YES | -0.005666 | 81 | 21.3 | 85.4 |  | 1.0326 | Cogen | -1 | 0.035746 | 0 | 0 |  |  |  |  | -0.035746 | 0 | [6 empty] | 306 | 0
49838 | EXN_14GT | 14 | Houston | YES | -0.005666 | 140 | 0 | 148 |  | 1.0326 | Cogen | -1 | 0.035746 | 0 | 0 |  |  |  |  | -0.035746 | 0 | [6 empty] | 307 | 0
48883 | THW_GT1_GT_1 | B2 | Houston | YES | -0.005701 | 0 | 0 | 12 |  | 1.043 | GGT | -1 | 0.035781 | 12 | 12 |  |  |  |  | -0.035781 | -0.42938 | [6 empty] | 308 | 0
48582 | CBY_GN2_2 | 2 | Houston | YES | -0.005801 | 596.8 | 110 | 746 | 0 | 1.0435 | GSC | -1 | 0.035881 | 746 | 746 |  |  |  |  | -0.035881 | -26.7675 | [6 empty] | 309 | 0
48873 | THW_ST3_ST_3 | 3 | Houston | YES | -0.006002 | 107 | 19 | 107 | 0 | 1.0435 | CC | -1 | 0.036082 | 107 | 107 |  |  |  |  | -0.036082 | -3.8608 | [6 empty] | 310 | 0
48874 | THW_ST4_ST_4 | 4 | Houston | YES | -0.006002 | 108 | 19 | 108 | 0 | 1.0435 | CC | -1 | 0.036082 | 108 | 108 |  |  |  |  | -0.036082 | -3.8969 | [6 empty] | 311 | 0
48875 | THW_3132 | A | Houston | YES | -0.006002 | 55 | 5 | 55 | 0 | 1.0435 | CC | -1 | 0.036082 | 55 | 55 |  |  |  |  | -0.036082 | -1.9845 | [6 empty] | 312 | 0
48875 | THW_3132 | B | Houston | YES | -0.006002 | 53 | 5 | 53 | 0 | 1.0435 | CC | -1 | 0.036082 | 53 | 53 |  |  |  |  | -0.036082 | -1.9124 | [6 empty] | 313 | 0
48877 | THW_3334 | C | Houston | YES | -0.006002 | 55 | 5 | 55 | 0 | 1.0435 | CC | -1 | 0.036082 | 55 | 55 |  |  |  |  | -0.036082 | -1.9845 | [6 empty] | 314 | 0
48877 | THW_3334 | D | Houston | YES | -0.006002 | 57 | 5 | 57 | 0 | 1.0435 | CC | -1 | 0.036082 | 57 | 57 |  |  |  |  | -0.036082 | -2.0567 | [6 empty] | 315 | 0
48879 | THW_4142 | E | Houston | YES | -0.006002 | 56 | 5 | 56 | 0 | 1.0435 | CC | -1 | 0.036082 | 56 | 56 |  |  |  |  | -0.036082 | -2.0206 | [6 empty] | 316 | 0
48879 | THW_4142 | F | Houston | YES | -0.006002 | 55 | 5 | 55 | 0 | 1.0435 | CC | -1 | 0.036082 | 55 | 55 |  |  |  |  | -0.036082 | -1.9845 | [6 empty] | 317 | 0
48881 | THW_4344 | G | Houston | YES | -0.006002 | 58 | 5 | 58 | 0 | 1.0435 | CC | -1 | 0.036082 | 58 | 58 |  |  |  |  | -0.036082 | -2.0928 | [6 empty] | 318 | 0
48881 | THW_4344 | H | Houston | YES | -0.006002 | 58 | 5 | 58 | 0 | 1.0435 | CC | -1 | 0.036082 | 58 | 58 |  |  |  |  | -0.036082 | -2.0928 | [6 empty] | 319 | 0
48593 | CHE_GT1_8015 | 1 | Houston | YES | -0.00625 | 173 | 50 | 173 | 0 | 1.0362 | Cogen | -1 | 0.03633 | 0 | 0 |  |  |  |  | -0.03633 | 0 | [6 empty] | 320 | 0
48594 | CHE_GN4_8025 | 4 | Houston | YES | -0.00625 | 142 | 60 | 142 | 0 | 1.0362 | Cogen | -1 | 0.03633 | 0 | 0 |  |  |  |  | -0.03633 | 0 | [6 empty] | 321 | 0
48511 | LPE_GT1_8070 | 1 | Houston | YES | -0.006275 | 42 | 0 | 42 | 0 | 1.0362 | GGT | -1 | 0.036355 | 42 | 42 |  |  |  |  | -0.036355 | -1.5269 | [6 empty] | 322 | 0
48512 | LPE_GT2_8075 | 2 | Houston | YES | -0.006275 | 42 | 0 | 42 | 0 | 1.0362 | GGT | -1 | 0.036355 | 42 | 42 |  |  |  |  | -0.036355 | -1.5269 | [6 empty] | 323 | 0
48513 | LPE_GT3_8080 | 3 | Houston | YES | -0.006275 | 39 | 0 | 39 | 0 | 1.0362 | GGT | -1 | 0.036355 | 39 | 39 |  |  |  |  | -0.036355 | -1.4179 | [6 empty] | 324 | 0
48514 | LPE_GT4_8085 | 4 | Houston | YES | -0.006275 | 39 | 0 | 39 | 0 | 1.0362 | GGT | -1 | 0.036355 | 39 | 39 |  |  |  |  | -0.036355 | -1.4179 | [6 empty] | 325 | 0
48500 | APD_GT1_8005 | 1 | Houston | YES | -0.006313 | 137.6 | 54.6 | 137.6 | 0 | 1.0362 | Cogen | -1 | 0.036393 | 0 | 0 |  |  |  |  | -0.036393 | 0 | [6 empty] | 326 | 0
48820 | SHELLG1_3015 | 1 | Houston | YES | -0.006481 | 71 | 34.5 | 71 |  | 1.029 | Cogen | -1 | 0.036561 | 0 | 0 |  |  |  |  | -0.036561 | 0 | [6 empty] | 327 | 0
48821 | SHELLG2 | 2 | Houston | YES | -0.006481 | 72 | 34.5 | 72 |  | 1.029 | Cogen | -1 | 0.036561 | 0 | 0 |  |  |  |  | -0.036561 | 0 | [6 empty] | 328 | 0
48822 | SHELLG3_3020 | 2 | Houston | YES | -0.006481 | 30 | 0 | 30 |  | 1.029 | Cogen | -1 | 0.036561 | 0 | 0 |  |  |  |  | -0.036561 | 0 | [6 empty] | 329 | 0
48822 | SHELLG3_3020 | 1 | Houston | YES | -0.006481 | 39 | 0 | 39 |  | 1.029 | Cogen | -1 | 0.036561 | 0 | 0 |  |  |  |  | -0.036561 | 0 | [6 empty] | 330 | 0
48740 | PSG_GN2_8050 | 1 | Houston | YES | -0.006602 | 182 | 60 | 182 | 0 | 1.0326 | Cogen | -1 | 0.036682 | 0 | 0 |  |  |  |  | -0.036682 | 0 | [6 empty] | 331 | 0
48741 | PSG_GT2_8040 | 1 | Houston | YES | -0.006602 | 158.6 | 50 | 158.6 | 0 | 1.0326 | Cogen | -1 | 0.036682 | 0 | 0 |  |  |  |  | -0.036682 | 0 | [6 empty] | 332 | 0
48742 | PSG_GT3_8060 | 1 | Houston | YES | -0.006602 | 157 | 50 | 157 | 0 | 1.0326 | Cogen | -1 | 0.036682 | 0 | 0 |  |  |  |  | -0.036682 | 0 | [6 empty] | 333 | 0
48854 | SRB_GN4_4 | 4 | Houston | YES | -0.006603 | 182.4 | 35 | 228 | 0 | 1.0326 | GST | -1 | 0.036683 | 228 | 228 |  |  |  |  | -0.036683 | -8.3638 | [6 empty] | 334 | 0
48611 | DIB_GT1_8080 | 1 | Houston | YES | -0.006605 | 64 | 0 | 64 | 0 | 1.0326 | Cogen | -1 | 0.036685 | 0 | 0 |  |  |  |  | -0.036685 | 0 | [6 empty] | 335 | 0
48612 | DIB_GT2_8075 | 2 | Houston | YES | -0.006605 | 63.2 | 0 | 63.2 | 0 | 1.0326 | Cogen | -1 | 0.036685 | 0 | 0 |  |  |  |  | -0.036685 | 0 | [6 empty] | 336 | 0
48613 | DIB_ST1_8085 | 3 | Houston | YES | -0.006605 | 67.9 | 30 | 82.6 | 0 | 1.0326 | Cogen | -1 | 0.036685 | 0 | 0 |  |  |  |  | -0.036685 | 0 | [6 empty] | 337 | 0
48614 | DIB_GT3_8090 | 4 | Houston | YES | -0.006605 | 73.6 | 15 | 73.6 | 0 | 1.0326 | Cogen | -1 | 0.036685 | 0 | 0 |  |  |  |  | -0.036685 | 0 | [6 empty] | 338 | 0
48845 | SOL_GT1 | 1 | Houston | YES | -0.006606 | 16.2 | 15.4 | 16.2 |  | 1.0326 | Solar | -1 | 0.036686 | 16.2 | 16.2 |  |  |  |  | -0.036686 | -0.59432 | [6 empty] | 339 | 0
48853 | SRB_GN3_3 | 3 | Houston | YES | -0.006608 | 170.4 | 35 | 213 |  | 1.0326 | GST | -1 | 0.036688 | 213 | 213 |  |  |  |  | -0.036688 | -7.8146 | [6 empty] | 340 | 0
48551 | CAL_GT1_8045 | 1 | Houston | YES | -0.006628 | 149 | 0 | 149 | 0 | 1.0326 | Cogen | -1 | 0.036708 | 0 | 0 |  |  |  |  | -0.036708 | 0 | [6 empty] | 341 | 0
48552 | CAL_ST1_8000 | 2 | Houston | YES | -0.006628 | 65.1 | 0 | 65.1 | 0 | 1.0326 | Cogen | -1 | 0.036708 | 0 | 0 |  |  |  |  | -0.036708 | 0 | [6 empty] | 342 | 0
48851 | SRB_GN1_1 | 1 | Houston | YES | -0.00663 | 132 | 26 | 165 | 0 | 1.0217 | GST | -1 | 0.03671 | 165 | 165 |  |  |  |  | -0.03671 | -6.0572 | [6 empty] | 343 | 0
48852 | SRB_GN2_2 | 2 | Houston | YES | -0.006637 | 140.8 | 26 | 176 | 0 | 1.0217 | GST | -1 | 0.036717 | 176 | 176 |  |  |  |  | -0.036717 | -6.4623 | [6 empty] | 344 | 0
48855 | SRB_GT211035 | B1 | Houston | YES | -0.006642 | 0 | 0 | 18 |  | 1.014 | GGT | -1 | 0.036722 | 18 | 18 |  |  |  |  | -0.036722 | -0.661 | [6 empty] | 345 | 0
48855 | SRB_GT211035 | B2 | Houston | YES | -0.006642 | 0 | 0 | 12 |  | 1.014 | GGT | -1 | 0.036722 | 12 | 12 |  |  |  |  | -0.036722 | -0.44067 | [6 empty] | 346 | 0
48761 | PR_GT1__9040 | 1 | Houston | YES | -0.006728 | 26 | 0 | 35 |  | 1 | Cogen | -1 | 0.036808 | 0 | 0 |  |  |  |  | -0.036808 | 0 | [6 empty] | 347 | 0
48641 | DPEC_GT15040 | 1 | Houston | YES | -0.006814 | 163.2 | 98 | 163.2 | 0 | 1.0319 | CC | -1 | 0.036894 | 163.2 | 163.2 |  |  |  |  | -0.036894 | -6.0212 | [6 empty] | 348 | 0
48642 | DPEC_GT25025 | 2 | Houston | YES | -0.006814 | 157.1 | 98 | 157.1 | 0 | 1.0319 | CC | -1 | 0.036894 | 157.1 | 157.1 |  |  |  |  | -0.036894 | -5.7961 | [6 empty] | 349 | 0
48643 | DPEC_GT35010 | 3 | Houston | YES | -0.006814 | 157.5 | 98 | 157.5 | 0 | 1.0319 | CC | -1 | 0.036894 | 157.5 | 157.5 |  |  |  |  | -0.036894 | -5.8109 | [6 empty] | 350 | 0
48644 | DPEC_GT45070 | 4 | Houston | YES | -0.006814 | 157 | 98 | 157 | 0 | 1.0319 | CC | -1 | 0.036894 | 157 | 157 |  |  |  |  | -0.036894 | -5.7924 | [6 empty] | 351 | 0
48645 | DPEC_ST55065 | 5 | Houston | YES | -0.006814 | 282 | 0 | 282 | 0 | 1.0319 | CC | -1 | 0.036894 | 282 | 282 |  |  |  |  | -0.036894 | -10.4042 | [6 empty] | 352 | 0
48841 | SJS_GT1_GT1 | 1 | Houston | YES | -0.006904 | 62.4 | 49 | 78 | 0 | 1.0362 | Cogen | -1 | 0.036984 | 0 | 0 |  |  |  |  | -0.036984 | 0 | [6 empty] | 353 | 0
48842 | SJS_GT2_GT2 | 2 | Houston | YES | -0.006904 | 64.8 | 49 | 81 | 0 | 1.0362 | Cogen | -1 | 0.036984 | 0 | 0 |  |  |  |  | -0.036984 | 0 | [6 empty] | 354 | 0
48691 | GBY_73741085 | B | Houston | YES | -0.007017 | 37.6 | 20 | 47 | 0 | 1.0362 | GGT | -1 | 0.037097 | 47 | 47 |  |  |  |  | -0.037097 | -1.7436 | [6 empty] | 355 | 0
48691 | GBY_73741085 | A | Houston | YES | -0.007017 | 37.6 | 20 | 47 | 0 | 1.0362 | GGT | -1 | 0.037097 | 47 | 47 |  |  |  |  | -0.037097 | -1.7436 | [6 empty] | 356 | 0
48692 | GBY_81821075 | D | Houston | YES | -0.007017 | 44 | 20 | 55 | 0 | 1.0362 | GGT | -1 | 0.037097 | 55 | 55 |  |  |  |  | -0.037097 | -2.0404 | [6 empty] | 357 | 0
48692 | GBY_81821075 | C | Houston | YES | -0.007017 | 37.6 | 20 | 47 | 0 | 1.0362 | GGT | -1 | 0.037097 | 47 | 47 |  |  |  |  | -0.037097 | -1.7436 | [6 empty] | 358 | 0
48693 | GBY_83841065 | F | Houston | YES | -0.007017 | 43.2 | 20 | 54 | 0 | 1.0362 | GGT | -1 | 0.037097 | 54 | 54 |  |  |  |  | -0.037097 | -2.0033 | [6 empty] | 359 | 0
48693 | GBY_83841065 | E | Houston | YES | -0.007017 | 45.6 | 20 | 57 | 0 | 1.0362 | GGT | -1 | 0.037097 | 57 | 57 |  |  |  |  | -0.037097 | -2.1145 | [6 empty] | 360 | 0
48531 | BYU_GT1_8075 | 1 | Houston | YES | -0.007252 | 65 | 0 | 65 |  | 1.0362 | Cogen | -1 | 0.037332 | 0 | 0 |  |  |  |  | -0.037332 | 0 | [6 empty] | 361 | 0
48532 | BYU_GT2_8055 | 2 | Houston | YES | -0.007252 | 62 | 0 | 62 |  | 1.0362 | Cogen | -1 | 0.037332 | 0 | 0 |  |  |  |  | -0.037332 | 0 | [6 empty] | 362 | 0
48533 | BYU_GT3_8060 | 3 | Houston | YES | -0.007252 | 67 | 0 | 67 |  | 1.0362 | Cogen | -1 | 0.037332 | 0 | 0 |  |  |  |  | -0.037332 | 0 | [6 empty] | 363 | 0
48534 | BYU_GT4_8065 | 4 | Houston | YES | -0.007252 | 65 | 0 | 65 |  | 1.0362 | Cogen | -1 | 0.037332 | 0 | 0 |  |  |  |  | -0.037332 | 0 | [6 empty] | 364 | 0
48561 | CTL_GT2_8130 | 1 | Houston | YES | -0.007437 | 73.5 | 30.3 | 91.9 |  | 1.0362 | Cogen | -1 | 0.037517 | 0 | 0 |  |  |  |  | -0.037517 | 0 | [6 empty] | 365 | 0
48562 | CTL_GT3_8135 | 2 | Houston | YES | -0.007437 | 70.1 | 30.3 | 87.6 |  | 1.0362 | Cogen | -1 | 0.037517 | 0 | 0 |  |  |  |  | -0.037517 | 0 | [6 empty] | 366 | 0
48563 | CTL_GT4_8140 | 3 | Houston | YES | -0.007437 | 69.6 | 30.3 | 87 |  | 1.0362 | Cogen | -1 | 0.037517 | 0 | 0 |  |  |  |  | -0.037517 | 0 | [6 empty] | 367 | 0
48564 | CTL_GN1_8145 | 4 | Houston | YES | -0.007437 | 43.6 | 12.9 | 54.5 |  | 1.0362 | Cogen | -1 | 0.037517 | 0 | 0 |  |  |  |  | -0.037517 | 0 | [6 empty] | 368 | 0
48565 | CTL_GN2_8155 | 5 | Houston | YES | -0.007437 | 9.8 | 3.4 | 12.2 |  | 1.0362 | Cogen | -1 | 0.037517 | 0 | 0 |  |  |  |  | -0.037517 | 0 | [6 empty] | 369 | 0
48772 | PHR_GN2_2 | MB | Houston | YES | -0.00792 | 0 | 72 | 459 |  | 1.0362 | GSC | -1 | 0.038 | 0 | 0 |  |  |  |  | -0.038 | 0 | [6 empty] | 370 | 0
38580 | TNBP_CGN1_8 | 1 | Houston | YES | -0.008613 | 70.8 | 0 | 70.8 | 0 | 1.005 | Cogen | -1 | 0.038693 | 0 | 0 |  |  |  |  | -0.038693 | 0 | [6 empty] | 371 | 0
38590 | TNBP_CGN2_8 | 2 | Houston | YES | -0.008613 | 66.7 | 0 | 66.7 | 0 | 1.005 | Cogen | -1 | 0.038693 | 0 | 0 |  |  |  |  | -0.038693 | 0 | [6 empty] | 372 | 0
38600 | TNBP_CGN3_8 | 5 | Houston | YES | -0.008613 | 53 | 0 | 53 | 0 | 1.005 | Cogen | -1 | 0.038693 | 0 | 0 |  |  |  |  | -0.038693 | 0 | [6 empty] | 373 | 0
38611 | TNBPAMCG1_8 | 1 | Houston | YES | -0.008613 | 153.2 | 0 | 153.2 | 0 | 1.005 | Cogen | -1 | 0.038693 | 0 | 0 |  |  |  |  | -0.038693 | 0 | [6 empty] | 374 | 0
38612 | TNBPAMCG2_8 | 2 | Houston | YES | -0.008613 | 153.5 | 0 | 153.5 | 0 | 1.005 | Cogen | -1 | 0.038693 | 0 | 0 |  |  |  |  | -0.038693 | 0 | [6 empty] | 375 | 0
38613 | TNBPAMCG3_8 | 3 | Houston | YES | -0.008613 | 152.3 | 0 | 152.3 | 0 | 1.005 | Cogen | -1 | 0.038693 | 0 | 0 |  |  |  |  | -0.038693 | 0 | [6 empty] | 376 | 0
38614 | TNBPAMCG4_8 | 4 | Houston | YES | -0.008613 | 96 | 0 | 96 |  | 1.005 | Cogen | -1 | 0.038693 | 0 | 0 |  |  |  |  | -0.038693 | 0 | [6 empty] | 377 | 0
38615 | TNBPAMCG5_8 | 1 | Houston | YES | -0.008613 | 244 | 0 | 244 | 0 | 1.005 | Cogen | -1 | 0.038693 | 0 | 0 |  |  |  |  | -0.038693 | 0 | [6 empty] | 378 | 0
38690 | TNBP_CGN4_8 | 3 | Houston | YES | -0.008613 | 40 | 0 | 40 |  | 1.005 | Cogen | -1 | 0.038693 | 0 | 0 |  |  |  |  | -0.038693 | 0 | [6 empty] | 379 | 0
38711 | TNTXCTY1CG8 | 1 | Houston | YES | -0.008613 | 100.3 | 59 | 100.3 | 0 | 1 | Cogen | -1 | 0.038693 | 0 | 0 |  |  |  |  | -0.038693 | 0 | [6 empty] | 380 | 0
38712 | TNTXCTY2CG8 | 1 | Houston | YES | -0.008613 | 92.9 | 59 | 92.9 | 0 | 1 | Cogen | -1 | 0.038693 | 0 | 0 |  |  |  |  | -0.038693 | 0 | [6 empty] | 381 | 0
38713 | TNTXCTY3CG8 | 1 | Houston | YES | -0.008613 | 102.7 | 59 | 102.7 | 0 | 1 | Cogen | -1 | 0.038693 | 0 | 0 |  |  |  |  | -0.038693 | 0 | [6 empty] | 382 | 0
38714 | TNTXCTY4CG8 | 1 | Houston | YES | -0.008613 | 103 | 59 | 103 | 0 | 1 | Cogen | -1 | 0.038693 | 0 | 0 |  |  |  |  | -0.038693 | 0 | [6 empty] | 383 | 0
39470 | TNDOWCGNSG8 | 1 | Houston | YES | -0.008613 | 32 | 10 | 32 | 0 | 0.985 | Cogen | -1 | 0.038693 | 0 | 0 |  |  |  |  | -0.038693 | 0 | [6 empty] | 384 | 0
39480 | TNDOWCGNGG8 | 1 | Houston | YES | -0.008613 | 30 | 10 | 30 | 0 | 0.985 | Cogen | -1 | 0.038693 | 0 | 0 |  |  |  |  | -0.038693 | 0 | [6 empty] | 385 | 0
48921 | WAP_GN1_1 | 1 | Houston | YES | -0.010249 | 132.8 | 37 | 166 | 0 | 1.0362 | GST | -1 | 0.040329 | 166 | 166 |  |  |  |  | -0.040329 | -6.6947 | [6 empty] | 386 | 0
48922 | WAP_GN2_2 | 2 | Houston | YES | -0.010249 | 132.8 | 37 | 166 | 0 | 1.0362 | GST | -1 | 0.040329 | 166 | 166 |  |  |  |  | -0.040329 | -6.6947 | [6 empty] | 387 | 0
48923 | WAP_GN3_3 | 3 | Houston | YES | -0.010249 | 198.4 | 93 | 248 | 0 | 1.0362 | GST | -1 | 0.040329 | 248 | 248 |  |  |  |  | -0.040329 | -10.0017 | [6 empty] | 388 | 0
48924 | WAP_GN4_4 | 4 | Houston | YES | -0.010249 | 546 | 217 | 546 | 0 | 1.0362 | GSC | -1 | 0.040329 | 546 | 546 |  |  |  |  | -0.040329 | -22.0198 | [6 empty] | 389 | 0
48925 | WAP_GN5_5 | 5 | Houston | YES | -0.010249 | 607.1 | 278 | 654 | 0 | 0.985 | LIGCO | -1 | 0.040329 | 0 | 654 |  |  |  |  | -0.040329 | 0 | [6 empty] | 390 | 0
48929 | WAPGT21_GT1 | B1 | Houston | YES | -0.010249 | 0 | 0 | 13 |  | 1.05 | GGT | -1 | 0.040329 | 13 | 13 |  |  |  |  | -0.040329 | -0.52428
48510 | AK_GT1__8040 | 1 | Houston | YES | -0.010296 | 33.4 | 8.1 | 34 |  | 1.029 | Cogen | -1 | 0.040376 | 0 | 0 |  |  |  |  | -0.040376 | 0
48521 | BVE_GT1_GT1 | 1 | Houston | YES | -0.010642 | 167.7 | 0 | 167.7 |  | 1.035 | CC | -1 | 0.040722 | 167.7 | 167.7 |  |  |  |  | -0.040722 | -6.8291
48522 | BVE_GT2_5035 | 2 | Houston | YES | -0.010642 | 166.4 | 0 | 166.4 |  | 1.035 | CC | -1 | 0.040722 | 166.4 | 166.4 |  |  |  |  | -0.040722 | -6.7762
48523 | BVE_ST1_GN1 | 3 | Houston | YES | -0.010642 | 252.4 | 0 | 252.4 |  | 1.035 | CC | -1 | 0.040722 | 252.4 | 252.4 |  |  |  |  | -0.040722 | -10.2783
48926 | WAP_GN6_6 | 6 | Houston | YES | -0.010663 | 651 | 280 | 651 |  | 1.035 | LIGCO | -1 | 0.040743 | 0 | 651 |  |  |  |  | -0.040743 | 0
48927 | WAP_GN7_7 | 7 | Houston | YES | -0.010663 | 564 | 277 | 564 |  | 1.035 | LIGCO | -1 | 0.040743 | 0 | 564 |  |  |  |  | -0.040743 | 0
48928 | WAP_GN8_8 | 8 | Houston | YES | -0.010663 | 603 | 275 | 603 |  | 1.035 | LIGCO | -1 | 0.040743 | 0 | 603 |  |  |  |  | -0.040743 | 0
48730 | MNS_GT | 1 | Houston | YES | -0.010674 | 43 | 0 | 46.1 |  | 1.029 | Cogen | -1 | 0.040754 | 0 | 0 |  |  |  |  | -0.040754 | 0
39760 | TNSCLP1___8 | 1 | Houston | YES | -0.013189 | 93.4 | 20 | 116.8 | 0 | 1.04 | Cogen | -1 | 0.043269 | 0 | 0 |  |  |  |  | -0.043269 | 0
39770 | TNSCLP2___8 | 1 | Houston | YES | -0.013189 | 91.6 | 20 | 114.5 | 0 | 1.04 | Cogen | -1 | 0.043269 | 0 | 0 |  |  |  |  | -0.043269 | 0
39775 | TNSCLP4___8 | 1 | Houston | YES | -0.013189 | 95.2 | 20 | 119 | 0 | 1.04 | Cogen | -1 | 0.043269 | 0 | 0 |  |  |  |  | -0.043269 | 0
39790 | TNSCLP3___8 | 1 | Houston | YES | -0.013189 | 87.6 | 20 | 109.5 | 0 | 1.027 | Cogen | -1 | 0.043269 | 0 | 0 |  |  |  |  | -0.043269 | 0
48520 | BSF_GT1_8070 | 1 | Houston | YES | -0.013886 | 72 | 0 | 72 | 0 | 1.0326 | Cogen | -1 | 0.043966 | 0 | 0 |  |  |  |  | -0.043966 | 0
48520 | BSF_GT1_8070 | 2 | Houston | YES | -0.013886 | 10 | 0 | 10 | 0 | 1.0326 | Cogen | -1 | 0.043966 | 0 | 0 |  |  |  |  | -0.043966 | 0
49851 | DOW17000 | 37 | Houston | YES | -0.014768 | 39 | 0 | 62 | 0 | 1 | Cogen | -1 | 0.044848 | 0 | 0 |  |  |  |  | -0.044848 | 0
49858 | DOW38100 | 31 | Houston | YES | -0.014768 | 45 | 0 | 71.4 |  | 1 | Cogen | -1 | 0.044848 | 0 | 0 |  |  |  |  | -0.044848 | 0
49859 | DOW38200 | 33 | Houston | YES | -0.014768 | 28 | 0 | 45 | 0 | 1 | Cogen | -1 | 0.044848 | 0 | 0 |  |  |  |  | -0.044848 | 0
49860 | DOW38300 | 32 | Houston | YES | -0.014768 | 63 | 0 | 101 |  | 1 | Cogen | -1 | 0.044848 | 0 | 0 |  |  |  |  | -0.044848 | 0
49862 | DOW39100 | 36 | Houston | YES | -0.014768 | 54 | 0 | 86 | 0 | 1 | Cogen | -1 | 0.044848 | 0 | 0 |  |  |  |  | -0.044848 | 0
49863 | DOW39200 | 35 | Houston | YES | -0.014768 | 55 | 0 | 88 | 0 | 1 | Cogen | -1 | 0.044848 | 0 | 0 |  |  |  |  | -0.044848 | 0
49865 | DOW41000 | 41 | Houston | YES | -0.014768 | 31 | 0 | 50 |  | 1 | Cogen | -1 | 0.044848 | 0 | 0 |  |  |  |  | -0.044848 | 0
49866 | DOW42000 | 42 | Houston | YES | -0.014768 | 11 | 0 | 18 |  | 1 | Cogen | -1 | 0.044848 | 0 | 0 |  |  |  |  | -0.044848 | 0
49869 | DOW49000 | 45 | Houston | YES | -0.014768 | 59 | 0 | 94 |  | 1 | Cogen | -1 | 0.044848 | 0 | 0 |  |  |  |  | -0.044848 | 0
49870 | DOW61000 | 61 | Houston | YES | -0.014768 | 44 | 0 | 70 | 0 | 1 | Cogen | -1 | 0.044848 | 0 | 0 |  |  |  |  | -0.044848 | 0
49871 | DOW62000 | 62 | Houston | YES | -0.014768 | 40 | 0 | 63 | 0 | 1 | Cogen | -1 | 0.044848 | 0 | 0 |  |  |  |  | -0.044848 | 0
49872 | DOW63000 | 63 | Houston | YES | -0.014768 | 45 | 0 | 72 | 0 | 1 | Cogen | -1 | 0.044848 | 0 | 0 |  |  |  |  | -0.044848 | 0
49873 | DOW64000 | 64 | Houston | YES | -0.014768 | 41 | 0 | 64.8 | 0 | 1 | Cogen | -1 | 0.044848 | 0 | 0 |  |  |  |  | -0.044848 | 0
49876 | DOW65000 | 65 | Houston | YES | -0.014768 | 63 | 0 | 101 | 0 | 1 | Cogen | -1 | 0.044848 | 0 | 0 |  |  |  |  | -0.044848 | 0
49877 | DOW66000 | 66 | Houston | YES | -0.014768 | 61 | 0 | 97 | 0 | 1 | Cogen | -1 | 0.044848 | 0 | 0 |  |  |  |  | -0.044848 | 0
49878 | DOW67000 | 67 | Houston | YES | -0.014768 | 65 | 0 | 103 | 0 | 1 | Cogen | -1 | 0.044848 | 0 | 0 |  |  |  |  | -0.044848 | 0
49882 | DOW81000 | 81 | Houston | YES | -0.014768 | 47 | 0 | 76 | 0 | 1 | Cogen | -1 | 0.044848 | 0 | 0 |  |  |  |  | -0.044848 | 0
49884 | DOW82000 | 82 | Houston | YES | -0.014768 | 51 | 0 | 80 | 0 | 1 | Cogen | -1 | 0.044848 | 0 | 0 |  |  |  |  | -0.044848 | 0
49885 | DOW83000 | 83 | Houston | YES | -0.014768 | 51 | 0 | 80 | 0 | 1 | Cogen | -1 | 0.044848 | 0 | 0 |  |  |  |  | -0.044848 | 0
49886 | DOW84000 | 84 | Houston | YES | -0.014768 | 107 | 0 | 171 | 0 | 0.98 | Cogen | -1 | 0.044848 | 0 | 0 |  |  |  |  | -0.044848 | 0
8032 | AMISTADHYD1 | 1 | South | YES | -0.016956 | 33 | 13 | 33 | 0 | 1.03 | Hydro | -1 | 0.047036 | 0 | 0 |  |  | 0 | 0 | -0.047036 | 0
8033 | AMISTADHYD2 | 2 | South | YES | -0.016956 | 25 | 13 | 25 | 0 | 1.03 | Hydro | -1 | 0.047036 | 0 | 0 |  |  | 0 | 0 | -0.047036 | 0
88253 | HAMILTON | F | South | YES | -0.016956 | 0 | 0 | 0 | 0 | 1.04 | BLT | -1 | 0.047036 | 0 | 0 |  |  | 0 | 0 | -0.047036 | 0
48911 | TGF_GT1_8000 | 1 | Houston | YES | -0.018258 | 69.2 | 0 | 69.2 |  | 1.029 | Cogen | -1 | 0.048338 | 0 | 0 |  |  |  |  | -0.048338 | 0
48731 | CBE_GT1 | 1 | Houston | YES | -0.019404 | 76 | 0 | 76 | 0 | 1.029 | CC | -1 | 0.049484 | 76 | 76 |  |  |  |  | -0.049484 | -3.7608
48732 | CBE_GT2 | 1 | Houston | YES | -0.019404 | 76 | 0 | 76 | 0 | 1.029 | CC | -1 | 0.049484 | 76 | 76 |  |  |  |  | -0.049484 | -3.7608
48733 | CBE_ST12 | 1 | Houston | YES | -0.019404 | 105 | 0 | 105 | 0 | 1.029 | CC | -1 | 0.049484 | 105 | 105 |  |  |  |  | -0.049484 | -5.1959
48734 | CBE_GT3 | 1 | Houston | YES | -0.019404 | 76 | 0 | 76 | 0 | 1.029 | CC | -1 | 0.049484 | 76 | 76 |  |  |  |  | -0.049484 | -3.7608
48735 | CBE_GT4 | 1 | Houston | YES | -0.019404 | 76 | 0 | 76 | 0 | 1.029 | CC | -1 | 0.049484 | 76 | 76 |  |  |  |  | -0.049484 | -3.7608
48736 | CBE_ST34 | 1 | Houston | YES | -0.019404 | 105 | 0 | 105 | 0 | 1.029 | CC | -1 | 0.049484 | 105 | 105 |  |  |  |  | -0.049484 | -5.1959
5911 | STP_GN1___1 | 1 | Houston | YES | -0.019565 | 1333 | 1249 | 1333 | 0 | 1.0406 | Nuc | -1 | 0.049645 | 0 | 0 |  |  |  |  | -0.049645 | 0
5912 | STP_GN2___2 | 2 | Houston | YES | -0.019565 | 1332 | 1249 | 1332 | 0 | 1.0406 | Nuc | -1 | 0.049645 | 0 | 0 |  |  |  |  | -0.049645 | 0
8262 | ELPS | 1 | South | YES | -0.021831 | 6 | 6 | 6 | 0 | 1.15 | Hydro | -1 | 0.051911 | 0 | 0 |  |  | 0 | 0 | -0.051911 | 0
8134 | FOR #1 | 1 | South | YES | -0.028733 | 54.1 | 45 | 79 | 0 | 1 | Cogen | -1 | 0.058813 | 0 | 0 |  |  | 0 | 0 | -0.058813 | 0
8138 | FOR #2 | 2 | South | YES | -0.028733 | 63.1 | 45 | 81 | 0 | 1 | Cogen | -1 | 0.058813 | 0 | 0 |  |  | 0 | 0 | -0.058813 | 0
8153 | FOR #3 | 3 | South | YES | -0.028733 | 63.1 | 45 | 79.9 | 0 | 1 | Cogen | -1 | 0.058813 | 0 | 0 |  |  | 0 | 0 | -0.058813 | 0
8154 | FOR #4 | 4 | South | YES | -0.028733 | 63.1 | 60 | 80 | 0 | 1 | Cogen | -1 | 0.058813 | 0 | 0 |  |  | 0 | 0 | -0.058813 | 0
8155 | FOR #5 | 5 | South | YES | -0.028733 | 63.1 | 60 | 78.4 | 0 | 1 | Cogen | -1 | 0.058813 | 0 | 0 |  |  | 0 | 0 | -0.058813 | 0
8156 | FOR #6 | 6 | South | YES | -0.028733 | 24.9 | 5 | 25 | 0 | 1 | Cogen | -1 | 0.058813 | 0 | 0 |  |  | 0 | 0 | -0.058813 | 0
8157 | FOR #7 | 7 | South | YES | -0.028733 | 28.8 | 5 | 46 | 0 | 1 | Cogen | -1 | 0.058813 | 0 | 0 |  |  | 0 | 0 | -0.058813 | 0
80051 | FOR #8 | 8 | South | YES | -0.028733 | 28 | 28 | 28 |  | 1 | Cogen | -1 | 0.058813 | 0 | 0 |  |  | 0 | 0 | -0.058813 | 0
80052 | FOR #9 | 9 | South | YES | -0.028733 | 29.7 | 5 | 43.6 | 0 | 1 | Cogen | -1 | 0.058813 | 0 | 0 |  |  | 0 | 0 | -0.058813 | 0
80053 | FOR #10 | 10 | South | YES | -0.028733 | 68.4 | 45 | 75 | 0 | 1 | Cogen | -1 | 0.058813 | 0 | 0 |  |  | 0 | 0 | -0.058813 | 0
80226 | ALCOA G | 1 | South | YES | -0.028988 | 32.3 | 5 | 48 | 0 | 1.015 | Cogen | -1 | 0.059068 | 0 | 0 |  |  | 0 | 0 | -0.059068 | 0
8147 | UCAR #2 | 10 | South | YES | -0.029812 | 18.2 | 0 | 28 |  | 1 | Cogen | -1 | 0.059892 | 0 | 0 |  |  | 0 | 0 | -0.059892 | 0
8148 | UCAR #1 | 2 | South | YES | -0.029812 | 6.1 | 0 | 7 | 0 | 1.009 | Cogen | -1 | 0.059892 | 0 | 0 |  |  | 0 | 0 | -0.059892 | 0
80137 | CSDR89 | 9 | South | YES | -0.029812 | 15 | 0 | 15 | 0 | 1.003 | DCTie | -1 | 0.059892 | 0 | 0 |  |  | 0 | 0 | -0.059892 | 0
80137 | CSDR89 | 8 | South | YES | -0.029812 | 33.9 | 0 | 39 | 0 | 1.003 | DCTie | -1 | 0.059892 | 0 | 0 |  |  | 0 | 0 | -0.059892 | 0
80138 | CSDR7 | 7 | South | YES | -0.029812 | 6.1 | 0 | 7 | 0 | 1.014 | DCTie | -1 | 0.059892 | 0 | 0 |  |  | 0 | 0 | -0.059892 | 0
80139 | CSDR56 | 6 | South | YES | -0.029812 | 0 | 0 | 39 |  | 1.0033 | DCTie | -1 | 0.059892 | 0 | 0 |  |  | 0 | 0 | -0.059892 | 0
80139 | CSDR56 | 5 | South | YES | -0.029812 | 15 | 0 | 15 |  | 1.0033 | DCTie | -1 | 0.059892 | 0 | 0 |  |  | 0 | 0 | -0.059892 | 0
80140 | CSDR11 | 11 | South | YES | -0.029812 | 33.9 | 0 | 39 | 0 | 1.03 | DCTie | -1 | 0.059892 | 0 | 0 |  |  | 0 | 0 | -0.059892 | 0
80227 | AIRCO G | 1 | South | YES | -0.029929 | 7.2 | 0 | 8 | 0 | 1.0104 | Cogen | -1 | 0.060009 | 0 | 0 |  |  | 0 | 0 | -0.060009 | 0
80224 | VISTRONG1 | 1 | South | YES | -0.030162 | 13.1 | 0 | 15 | 0 | 1.01 | Cogen | -1 | 0.060242 | 0 | 0 |  |  | 0 | 0 | -0.060242 | 0
80225 | VISTRONG2 | 2 | South | YES | -0.030162 | 20.2 | 0 | 23 | 0 | 1.01 | Cogen | -1 | 0.060242 | 0 | 0 |  |  | 0 | 0 | -0.060242 | 0
5503 | RAYBURNGEN3 | 1 | South | YES | -0.030452 | 17.6 | 6 | 22 | 0 | 1.0224 | GST | -1 | 0.060532 | 22 | 22 |  |  | -0.66994 | 22 | -0.060532 | -1.3317
5505 | RAYBURNGEN1 | 1 | South | YES | -0.030452 | 0 | 1 | 11 |  | 1.0223 | GGT | -1 | 0.060532 | 11 | 11 |  |  | -0.33497 | 11 | -0.060532 | -0.66586
5506 | RAYBURNGEN2 | 1 | South | YES | -0.030452 | 0 | 1 | 11 |  | 1.0223 | GGT | -1 | 0.060532 | 11 | 11 |  |  | -0.33497 | 11 | -0.060532 | -0.66586
5508 | RAYBURNCC9 | 1 | South | YES | -0.030745 | 47.7 | 18.2 | 47.7 | 0 | 1.0296 | CC | -1 | 0.060825 | 47.7 | 47.7 |  |  | -1.4665 | 47.7 | -0.060825 | -2.9014
5509 | RAYBURNCC10 | 1 | South | YES | -0.030745 | 37.3 | 5.2 | 37.3 | 0 | 1.0296 | CC | -1 | 0.060825 | 37.3 | 37.3 |  |  | -1.1468 | 37.3 | -0.060825 | -2.2688
5511 | RAYBURNCC7 | 1 | South | YES | -0.030745 | 47.5 | 18.2 | 47.5 | 0 | 1.0296 | CC | -1 | 0.060825 | 47.5 | 47.5 |  |  | -1.4604 | 47.5 | -0.060825 | -2.8892
5512 | RAYBURNCC8 | 1 | South | YES | -0.030745 | 49.3 | 18.2 | 49.3 | 0 | 1.0296 | CC | -1 | 0.060825 | 49.3 | 49.3 |  |  | -1.5157 | 49.3 | -0.060825 | -2.9987
8066 | DUP1V#1 | 1 | South | YES | -0.03079 | 52.3 | 0 | 73 | 0 | 1.01 | Cogen | -1 | 0.06087 | 0 | 0 |  |  | 0 | 0 | -0.06087 | 0
80012 | LAR | F | South | YES | -0.030819 | 0 | 0 | 0 | 0 | 1.04 | DCTie | -1 | 0.060899 | 0 | 0 |  |  | 0 | 0 | -0.060899 | 0
80265 | LARECU40A | 4 | South | YES | -0.030819 | 80 | 0 | 100 |  | 1.039 | GGT | -1 | 0.060899 | 100 | 100 |  |  | -3.0819 | 100 | -0.060899 | -6.0899
80266 | LARECU50A | 5 | South | YES | -0.030819 | 80 | 0 | 100 |  | 1.039 | GGT | -1 | 0.060899 | 100 | 100 |  |  | -3.0819 | 100 | -0.060899 | -6.0899
8926 | LGE_GT10A | 1 | South | YES | -0.030821 | 158 | 0 | 158 | 0 | 1.03 | Cogen | -1 | 0.060901 | 0 | 0 |  |  | 0 | 0 | -0.060901 | 0
8927 | LGE_GT20A | 2 | South | YES | -0.030821 | 153 | 0 | 153 | 0 | 1.03 | Cogen | -1 | 0.060901 | 0 | 0 |  |  | 0 | 0 | -0.060901 | 0
8928 | LGE_STG0A | 3 | South | YES | -0.030821 | 100 | 0 | 100 | 0 | 1.03 | Cogen | -1 | 0.060901 | 0 | 0 |  |  | 0 | 0 | -0.060901 | 0
8930 | ICPGN10A | 1 | South | YES | -0.030821 | 149 | 0 | 149 | 0 | 1.03 | Cogen | -1 | 0.060901 | 0 | 0 |  |  | 0 | 0 | -0.060901 | 0
8931 | ICPGN20A | 2 | South | YES | -0.030821 | 150 | 0 | 150 | 0 | 1.03 | Cogen | -1 | 0.060901 | 0 | 0 |  |  | 0 | 0 | -0.060901 | 0
8932 | ICPGN30A | 3 | South | YES | -0.030821 | 127 | 0 | 127 | 0 | 1.03 | Cogen | -1 | 0.060901 | 0 | 0 |  |  | 0 | 0 | -0.060901 | 0
80223 | REYSHR G | 1 | South | YES | -0.030821 | 12 | 0 | 12 | 0 | 1.032 | Cogen | -1 | 0.060901 | 0 | 0 |  |  | 0 | 0 | -0.060901 | 0
88299 | ZAPATA | F | South | YES | -0.031036 | 0 | 0 | 0 | 0 | 1.02 | BLT | -1 | 0.061116 | 0 | 0 |  |  | 0 | 0 | -0.061116 | 0
8442 | NBEC7 | 7 | South | YES | -0.031117 | 0 | 81 | 367 |  | 1.0298 | GST | -1 | 0.061197 | 367 | 367 |  |  | -11.4199 | 367 | -0.061197 | -22.4594
8442 | NBEC7 | MB | South | YES | -0.031117 | 0 | 81 | 367 |  | 1.0298 | GST | -1 | 0.061197 | 0 | 0 |  |  | 0 | 0 | -0.061197 | 0
8560 | CNOPGT1 | 1 | South | YES | -0.031121 | 148.3 | 0 | 148.3 | 0 | 1.03 | Cogen | -1 | 0.061201 | 0 | 0 |  |  | 0 | 0 | -0.061201 | 0
8561 | CNOPGT2 | 2 | South | YES | -0.031121 | 148.6 | 0 | 148.6 | 0 | 1.03 | Cogen | -1 | 0.061201 | 0 | 0 |  |  | 0 | 0 | -0.061201 | 0
8562 | CNOPST1 | 3 | South | YES | -0.031121 | 153 | 0 | 153 | 0 | 1.03 | Cogen | -1 | 0.061201 | 0 | 0 |  |  | 0 | 0 | -0.061201 | 0
8456 | COSW#1 | 1 | South | YES | -0.031137 | 20 | 0 | 20 | 0 | 1.027 | Cogen | -1 | 0.061217 | 0 | 0 |  |  | 0 | 0 | -0.061217 | 0
8457 | COSW#2 | 2 | South | YES | -0.031137 | 14 | 0 | 14 | 0 | 1.027 | Cogen | -1 | 0.061217 | 0 | 0 |  |  | 0 | 0 | -0.061217 | 0
8173 | VICEC51A | 5 | South | YES | -0.031145 | 144 | 18 | 144 | 0 | 1.025 | CC | -1 | 0.061225 | 144 | 144 |  |  | -4.4849 | 144 | -0.061225 | -8.8164
8174 | VICEC61A | 6 | South | YES | -0.031145 | 188 | 42 | 188 | 0 | 1.025 | CC | -1 | 0.061225 | 188 | 188 |  |  | -5.8553 | 188 | -0.061225 | -11.5104
8459 | B_DAVIS0B | MB | South | YES | -0.031178 | 0 | 50 | 339 |  | 1.03 | GSC | -1 | 0.061258 | 0 | 0 |  |  | 0 | 0 | -0.061258 | 0
8460 | B_DAVIS0A | MB | South | YES | -0.031178 | 0 | 50 | 340 |  | 1.03 | GSC | -1 | 0.061258 | 0 | 0 |  |  | 0 | 0 | -0.061258 | 0
80263 | B_DAVIS31A | 3 | South | YES | -0.031178 | 0 | 0 | 180 |  | 1.0366 | CC | -1 | 0.061258 | 180 | 180 |  |  | -5.612 | 180 | -0.061258 | -11.0265
80264 | B_DAVIS41A | 4 | South | YES | -0.031178 | 0 | 0 | 180 |  | 1.0366 | CC | -1 | 0.061258 | 180 | 180 |  |  | -5.612 | 180 | -0.061258 | -11.0265
88508 | FALFURRI | F | South | YES | -0.031178 | 0 | 0 | 0 | 0 | 1 | AVR | -1 | 0.061258 | 0 | 0 |  |  | 0 | 0 | -0.061258 | 0
5728 | FALCONHYDRO2 | 2 | South | YES | -0.031183 | 12 | 0 | 12 | 0 | 1.0234 | Hydro | -1 | 0.061263 | 0 | 0 |  |  | 0 | 0 | -0.061263 | 0
5729 | FALCONHYDRO3 | 3 | South | YES | -0.031183 | 11 | 0 | 11 | 0 | 1.0234 | Hydro | -1 | 0.061263 | 0 | 0 |  |  | 0 | 0 | -0.061263 | 0
8048 | FALCONHYDRO1 | 1 | South | YES | -0.031183 | 12 | 0 | 12 | 0 | 1.0234 | Hydro | -1 | 0.061263 | 0 | 0 |  |  | 0 | 0 | -0.061263 | 0
8506 | VAL #1 | 1 | South | YES | -0.031195 | 20.9 | 0 | 25 | 0 | 1.0055 | Cogen | -1 | 0.061275 | 0 | 0 |  |  | 0 | 0 | -0.061275 | 0
8507 | VAL #2 | 2 | South | YES | -0.031195 | 20.9 | 0 | 25 | 0 | 1.0055 | Cogen | -1 | 0.061275 | 0 | 0 |  |  | 0 | 0 | -0.061275 | 0
8511 | OXY_CC0A | 1 | South | YES | -0.031225 | 30.3 | 0 | 38 | 0 | 1.027 | Cogen | -1 | 0.061305 | 0 | 0 |  |  | 0 | 0 | -0.061305 | 0
8461 | KOCH_UP0A | 1 | South | YES | -0.031226 | 38 | 0 | 38 | 0 | 1.012 | Cogen | -1 | 0.061306 | 0 | 0 |  |  | 0 | 0 | -0.061306 | 0
8933 | FGNTS001 | 1 | South | YES | -0.031336 | 146.5 | 0 | 146.5 | 0 | 1.03 | CC | -1 | 0.061416 | 146.5 | 146.5 |  |  | -4.5907 | 146.5 | -0.061416 | -8.9975
8934 | FGNTS101 | 2 | South | YES | -0.031336 | 147.9 | 0 | 147.9 | 0 | 1.03 | CC | -1 | 0.061416 | 147.9 | 147.9 |  |  | -4.6346 | 147.9 | -0.061416 | -9.0835
8935 | FGNTS201 | 3 | South | YES | -0.031336 | 173 | 0 | 173 | 0 | 1.03 | CC | -1 | 0.061416 | 173 | 173 |  |  | -5.4211 | 173 | -0.061416 | -10.625
8517 | CELANEBI0A | 1 | South | YES | -0.031342 | 29 | 0 | 29 | 0 | 1.02 | Cogen | -1 | 0.061422 | 0 | 0 |  |  | 0 | 0 | -0.061422 | 0
8936 | MVGN#1 | 1 | South | YES | -0.031363 | 216.6 | 0 | 216.6 | 0 | 1.0304 | CC | -1 | 0.061443 | 216.6 | 216.6 |  |  | -6.7932 | 216.6 | -0.061443 | -13.3086
8937 | MVGN#2 | 2 | South | YES | -0.031363 | 216.7 | 0 | 216.7 | 0 | 1.0304 | CC | -1 | 0.061443 | 216.7 | 216.7 |  |  | -6.7964 | 216.7 | -0.061443 | -13.3148
8938 | MVGN#3 | 3 | South | YES | -0.031363 | 250.9 | 0 | 250.9 | 0 | 1.0304 | CC | -1 | 0.061443 | 250.9 | 250.9 |  |  | -7.869 | 250.9 | -0.061443 | -15.4161
8981 | HECN1 | 1 | South | YES | -0.031363 | 144.8 | 0 | 144.8 | 0 | 1.0304 | CC | -1 | 0.061443 | 144.8 | 144.8 |  |  | -4.5414 | 144.8 | -0.061443 | -8.897
8982 | HECN2 | 2 | South | YES | -0.031363 | 144.1 | 0 | 144.1 | 0 | 1.0304 | CC | -1 | 0.061443 | 144.1 | 144.1 |  |  | -4.5194 | 144.1 | -0.061443 | -8.854
8983 | HECN3 | 3 | South | YES | -0.031363 | 171.9 | 0 | 171.9 | 0 | 1.0304 | CC | -1 | 0.061443 | 171.9 | 171.9 |  |  | -5.3913 | 171.9 | -0.061443 | -10.5621
5932 | SI_RAY9 | 9 | South | YES | -0.031371 | 32 | 32 | 38 | 0 | 1.035 | CC | -1 | 0.061451 | 38 | 38 |  |  | -1.1921 | 38 | -0.061451 | -2.3352
5933 | SI_RAY6 | 6 | South | YES | -0.031371 | 15.4 | 10 | 19.3 | 0 | 1.035 | GST | -1 | 0.061451 | 19.3 | 19.3 |  |  | -0.60546 | 19.3 | -0.061451 | -1.186
5935 | SI_RAY10 | 10 | South | YES | -0.031371 | 47 | 10 | 47 | 0 | 1.03 | CC | -1 | 0.061451 | 47 | 47 |  |  | -1.4744 | 47 | -0.061451 | -2.8882
80003 | MILHWYS | F | South | YES | -0.031371 | 0 | 0 | 0 | 0 | 1.0168 | AVR | -1 | 0.061451 | 0 | 0 |  |  | 0 | 0 | -0.061451 | 0
80080 | GWINDT11A | 3 | South | YES | -0.031377 | 0 | 0 | 38 | 0 | 1.025 | Wind | -1 | 0.061457 | 0 | 38 |  |  | 0 | 0 | -0.061457 | 0
80080 | GWINDT11A | 4 | South | YES | -0.031377 | 3.8 | 0 | 19 | 0 | 1.025 | Wind | -1 | 0.061457 | 0 | 19 |  |  | 0 | 0 | -0.061457 | 0
80080 | GWINDT11A | 2 | South | YES | -0.031377 | 0 | 0 | 41 | 0 | 1.025 | Wind | -1 | 0.061457 | 0 | 41 |  |  | 0 | 0 | -0.061457 | 0
80080 | GWINDT11A | 1 | South | YES | -0.031377 | 28.2 | 0 | 94 | 0 | 1.025 | Wind | -1 | 0.061457 | 0 | 94 |  |  | 0 | 0 | -0.061457 | 0
80081 | GWINDT21A | 4 | South | YES | -0.031377 | 4.4 | 0 | 22 | 0 | 1.025 | Wind | -1 | 0.061457 | 0 | 22 |  |  | 0 | 0 | -0.061457 | 0
80081 | GWINDT21A | 1 | South | YES | -0.031377 | 28.2 | 0 | 94 | 0 | 1.025 | Wind | -1 | 0.061457 | 0 | 94 |  |  | 0 | 0 | -0.061457 | 0
80081 | GWINDT21A | 3 | South | YES | -0.031377 | 8.6 | 0 | 43 | 0 | 1.025 | Wind | -1 | 0.061457 | 0 | 43 |  |  | 0 | 0 | -0.061457 | 0
80081 | GWINDT21A | 2 | South | YES | -0.031377 | 7.2 | 0 | 36 | 0 | 1.025 | Wind | -1 | 0.061457 | 0 | 36 |  |  | 0 | 0 | -0.061457 | 0
80180 | PNSCALT11A | 2 | South | YES | -0.031377 | 10 | 0 | 50 | 0 | 1.025 | Wind | -1 | 0.061457 | 0 | 50 |  |  | 0 | 0 | -0.061457 | 0
80180 | PNSCALT11A | 1 | South | YES | -0.031377 | 43.8 | 0 | 148 | 0 | 1.025 | Wind | -1 | 0.061457 | 0 | 148 |  |  | 0 | 0 | -0.061457 | 0
80181 | PNSCALT21A | 2 | South | YES | -0.031377 | 10 | 0 | 50 | 0 | 1.025 | Wind | -1 | 0.061457 | 0 | 50 |  |  | 0 | 0 | -0.061457 | 0
80181 | PNSCALT21A | 1 | South | YES | -0.031377 | 16.5 | 0 | 55 | 0 | 1.025 | Wind | -1 | 0.061457 | 0 | 55 |  |  | 0 | 0 | -0.061457 | 0
8161 | COLETO0A | 1 | South | YES | -0.032653 | 633 | 200 | 633 | 0 | 1.03 | LIGCO | -1 | 0.062733 | 0 | 633 |  |  | 0 | 0 | -0.062733 | 0
58909 | PEARSALLSCG1 | 3 | South | YES | -0.033014 | 0 | 0 | 8.4 |  | 1.027 | Diesel | -1 | 0.063094 | 8.4 | 8.4 |  |  | -0.27732 | 8.4 | -0.063094 | -0.52999
58909 | PEARSALLSCG1 | 4 | South | YES | -0.033014 | 0 | 0 | 8.4 |  | 1.027 | Diesel | -1 | 0.063094 | 8.4 | 8.4 |  |  | -0.27732 | 8.4 | -0.063094 | -0.52999
58909 | PEARSALLSCG1 | 6 | South | YES | -0.033014 | 0 | 0 | 8.4 |  | 1.027 | Diesel | -1 | 0.063094 | 8.4 | 8.4 |  |  | -0.27732 | 8.4 | -0.063094 | -0.52999
58909 | PEARSALLSCG1 | 5 | South | YES | -0.033014 | 0 | 0 | 8.4 |  | 1.027 | Diesel | -1 | 0.063094 | 8.4 | 8.4 |  |  | -0.27732 | 8.4 | -0.063094 | -0.52999
58909 | PEARSALLSCG1 | 1 | South | YES | -0.033014 | 0 | 0 | 8.4 |  | 1.027 | Diesel | -1 | 0.063094 | 8.4 | 8.4 |  |  | -0.27732 | 8.4 | -0.063094 | -0.52999
58909 | PEARSALLSCG1 | 2 | South | YES | -0.033014 | 0 | 0 | 8.4 |  | 1.027 | Diesel | -1 | 0.063094 | 8.4 | 8.4 |  |  | -0.27732 | 8.4 | -0.063094 | -0.52999
58919 | PEARSALLSCG2 | 5 | South | YES | -0.033014 | 0 | 0 | 8.4 |  | 1.027 | Diesel | -1 | 0.063094 | 8.4 | 8.4 |  |  | -0.27732 | 8.4 | -0.063094 | -0.52999
58919 | PEARSALLSCG2 | 6 | South | YES | -0.033014 | 0 | 0 | 8.4 |  | 1.027 | Diesel | -1 | 0.063094 | 8.4 | 8.4 |  |  | -0.27732 | 8.4 | -0.063094 | -0.52999
58919 | PEARSALLSCG2 | 1 | South | YES | -0.033014 | 0 | 0 | 8.4 |  | 1.027 | Diesel | -1 | 0.063094 | 8.4 | 8.4 |  |  | -0.27732 | 8.4 | -0.063094 | -0.52999
58919 | PEARSALLSCG2 | 2 | South | YES | -0.033014 | 0 | 0 | 8.4 |  | 1.027 | Diesel | -1 | 0.063094 | 8.4 | 8.4 |  |  | -0.27732 | 8.4 | -0.063094 | -0.52999
58919 | PEARSALLSCG2 | 4 | South | YES | -0.033014 | 0 | 0 | 8.4 |  | 1.027 | Diesel | -1 | 0.063094 | 8.4 | 8.4 |  |  | -0.27732 | 8.4 | -0.063094 | -0.52999
58919 | PEARSALLSCG2 | 3 | South | YES | -0.033014 | 0 | 0 | 8.4 |  | 1.027 | Diesel | -1 | 0.063094 | 8.4 | 8.4 |  |  | -0.27732 | 8.4 | -0.063094 | -0.52999
58929 | PEARSALLSCG3 | 4 | South | YES | -0.033014 | 0 | 0 | 8.4 |  | 1.027 | Diesel | -1 | 0.063094 | 8.4 | 8.4 |  |  | -0.27732 | 8.4 | -0.063094 | -0.52999
58929 | PEARSALLSCG3 | 6 | South | YES | -0.033014 | 0 | 0 | 8.4 |  | 1.027 | Diesel | -1 | 0.063094 | 8.4 | 8.4 |  |  | -0.27732 | 8.4 | -0.063094 | -0.52999
58929 | PEARSALLSCG3 | 2 | South | YES | -0.033014 | 0 | 0 | 8.4 |  | 1.027 | Diesel | -1 | 0.063094 | 8.4 | 8.4 |  |  | -0.27732 | 8.4 | -0.063094 | -0.52999
58929 | PEARSALLSCG3 | 5 | South | YES | -0.033014 | 0 | 0 | 8.4 |  | 1.027 | Diesel | -1 | 0.063094 | 8.4 | 8.4 |  |  | -0.27732 | 8.4 | -0.063094 | -0.52999
58929 | PEARSALLSCG3 | 1 | South | YES | -0.033014 | 0 | 0 | 8.4 |  | 1.027 | Diesel | -1 | 0.063094 | 8.4 | 8.4 |  |  | -0.27732 | 8.4 | -0.063094 | -0.52999
58929 | PEARSALLSCG3 | 3 | South | YES | -0.033014 | 0 | 0 | 8.4 |  | 1.027 | Diesel | -1 | 0.063094 | 8.4 | 8.4 |  |  | -0.27732 | 8.4 | -0.063094 | -0.52999
58949 | PEARSALLSCG4 | 3 | South | YES | -0.033014 | 0 | 0 | 8.4 |  | 1.027 | Diesel | -1 | 0.063094 | 8.4 | 8.4 |  |  | -0.27732 | 8.4 | -0.063094 | -0.52999
58949 | PEARSALLSCG4 | 2 | South | YES | -0.033014 | 0 | 0 | 8.4 |  | 1.027 | Diesel | -1 | 0.063094 | 8.4 | 8.4 |  |  | -0.27732 | 8.4 | -0.063094 | -0.52999
58949 | PEARSALLSCG4 | 1 | South | YES | -0.033014 | 0 | 0 | 8.4 |  | 1.027 | Diesel | -1 | 0.063094 | 8.4 | 8.4 |  |  | -0.27732 | 8.4 | -0.063094 | -0.52999
58949 | PEARSALLSCG4 | 4 | South | YES | -0.033014 | 0 | 0 | 8.4 |  | 1.027 | Diesel | -1 | 0.063094 | 8.4 | 8.4 |  |  | -0.27732 | 8.4 | -0.063094 | -0.52999
58949 | PEARSALLSCG4 | 6 | South | YES | -0.033014 | 0 | 0 | 8.4 |  | 1.027 | Diesel | -1 | 0.063094 | 8.4 | 8.4 |  |  | -0.27732 | 8.4 | -0.063094 | -0.52999
58949 | PEARSALLSCG4 | 5 | South | YES | -0.033014 | 0 | 0 | 8.4 |  | 1.027 | Diesel | -1 | 0.063094 | 8.4 | 8.4 |  |  | -0.27732 | 8.4 | -0.063094 | -0.52999
88198 | BEEVILLE | F | South | YES | -0.03302 | 0 | 0 | 0 | 0 | 1.02 | AVR | -1 | 0.0631 | 0 | 0 |  |  | 0 | 0 | -0.0631 | 0
5890 | PEARSALLGEN1 | 1 | South | YES | -0.03366 | 19.2 | 6 | 24 | 0 | 1.0226 | GST | -1 | 0.06374 | 24 | 24 |  |  | -0.80784 | 24 | -0.06374 | -1.5298
5891 | PEARSALLGEN2 | 1 | South | YES | -0.03366 | 19.4 | 6 | 24.3 | 0 | 1.0226 | GST | -1 | 0.06374 | 24.3 | 24.3 |  |  | -0.81794 | 24.3 | -0.06374 | -1.5489
5892 | PEARSALLGEN3 | 1 | South | YES | -0.03366 | 19.1 | 6 | 23.9 | 0 | 1.0226 | GST | -1 | 0.06374 | 23.9 | 23.9 |  |  | -0.80447 | 23.9 | -0.06374 | -1.5234
5903 | SANMIGUELGEN | 1 | South | YES | -0.035937 | 396.3 | 180 | 396.3 | 0 | 1.0336 | LIGCO | -1 | 0.066017 | 0 | 396.3 |  |  | 0 | 0 | -0.066017 | 0
8189 | CUECPL2A | 1 | South | YES | -0.037631 | 12 | 0 | 12 | 0 | 1.02 | Cogen | -1 | 0.067711 | 0 | 0 |  |  | 0 | 0 | -0.067711 | 0
5401 | CALAVER_JKS1 | 1 | South | YES | -0.037718 | 562 | 100 | 562 | 0 | 1.026 | LIGCO | -1 | 0.067798 | 0 | 562 |  |  | 0 | 0 | -0.067798 | 0
5264 | LEON_LCP3G3 | 3 | South | YES | -0.037885 | 0 | 20 | 58 |  | 1.0197 | GST | -1 | 0.067965 | 58 | 58 |  |  | -2.1973 | 58 | -0.067965 | -3.942
5265 | LEON_LCP4G4 | 4 | South | YES | -0.037885 | 89 | 25 | 89 | 0 | 1.0197 | GST | -1 | 0.067965 | 89 | 89 |  |  | -3.3718 | 89 | -0.067965 | -6.0489
5266 | LEON_LCPCT1 | 1 | South | YES | -0.037885 | 44 | 24 | 44 | 0 | 1.0197 | GGT | -1 | 0.067965 | 44 | 44 |  |  | -1.6669 | 44 | -0.067965 | -2.9905
5267 | LEON_LCPCT2 | 2 | South | YES | -0.037885 | 44 | 24 | 44 | 0 | 1.0197 | GGT | -1 | 0.067965 | 44 | 44 |  |  | -1.6669 | 44 | -0.067965 | -2.9905
5268 | LEON_LCPCT3 | 3 | South | YES | -0.037885 | 43 | 24 | 43 | 0 | 1.0197 | GGT | -1 | 0.067965 | 43 | 43 |  |  | -1.6291 | 43 | -0.067965 | -2.9225
5269 | LEON_LCPCT4 | 4 | South | YES | -0.037885 | 45 | 24 | 45 | 0 | 1.0197 | GGT | -1 | 0.067965 | 45 | 45 |  |  | -1.7048 | 45 | -0.067965 | -3.0584
5476 | BRA_AVR1_CT1 | 1 | South | YES | -0.03796 | 155 | 90 | 155 | 0 | 1.025 | CC | -1 | 0.06804 | 155 | 155 |  |  | -5.8838 | 155 | -0.06804 | -10.5463
5477 | BRA_AVR1_ST | 1 | South | YES | -0.03796 | 174 | 138 | 174 | 0 | 1.025 | CC | -1 | 0.06804 | 174 | 174 |  |  | -6.605 | 174 | -0.06804 | -11.839
5478 | BRA_AVR1_CT2 | 1 | South | YES | -0.03796 | 155 | 90 | 155 | 0 | 1.025 | CC | -1 | 0.06804 | 155 | 155 |  |  | -5.8838 | 155 | -0.06804 | -10.5463
5028 | BRAUNIG_VHB3 | 3 | South | YES | -0.038129 | 407 | 60 | 407 | 0 | 1.0138 | GST | -1 | 0.068209 | 407 | 407 |  |  | -15.5185 | 407 | -0.068209 | -27.7612
5026 | BRAUNIG_VHB1 | 1 | South | YES | -0.03815 | 215 | 40 | 215 | 0 | 1.0192 | GST | -1 | 0.06823 | 215 | 215 |  |  | -8.2022 | 215 | -0.06823 | -14.6695
5027 | BRAUNIG_VHB2 | 2 | South | YES | -0.03815 | 216 | 40 | 216 | 0 | 1.0192 | GST | -1 | 0.06823 | 216 | 216 |  |  | -8.2404 | 216 | -0.06823 | -14.7378
5396 | CALAVER_OWS1 | 1 | South | YES | -0.038199 | 418 | 80 | 418 | 0 | 1.0192 | GST | -1 | 0.068279 | 418 | 418 |  |  | -15.9672 | 418 | -0.068279 | -28.5408
5397 | CALAVER_OWS2 | 2 | South | YES | -0.038199 | 400 | 80 | 400 | 0 | 1.0192 | GST | -1 | 0.068279 | 400 | 400 |  |  | -15.2796 | 400 | -0.068279 | -27.3117
5111 | CALAVER_JTD1 | 1 | South | YES | -0.038236 | 430 | 80 | 430 | 0 | 1.0138 | LIGCO | -1 | 0.068316 | 0 | 430 |  |  | 0 | 0 | -0.068316 | 0
5112 | CALAVER_JTD2 | 2 | South | YES | -0.038236 | 430 | 80 | 430 | 0 | 1.0138 | LIGCO | -1 | 0.068316 | 0 | 430 |  |  | 0 | 0 | -0.068316 | 0
5436 | TUTTL_WBT1G1 | 1 | South | YES | -0.038379 | 48.8 | 20 | 61 | 0 | 1.012 | GST | -1 | 0.068459 | 61 | 61 |  |  | -2.3411 | 61 | -0.068459 | -4.176
5438 | TUTTL_WBT3G3 | 3 | South | YES | -0.038379 | 95 | 25 | 95 | 0 | 1.012 | GST | -1 | 0.068459 | 95 | 95 |  |  | -3.646 | 95 | -0.068459 | -6.5036
5439 | TUTTL_WBT4G4 | 4 | South | YES | -0.038379 | 151 | 40 | 151 | 0 | 1.012 | GST | -1 | 0.068459 | 151 | 151 |  |  | -5.7952 | 151 | -0.068459 | -10.3374
7800 | L_GUADGE1_1Y | 1 | South | YES | -0.039262 | 147 | 30 | 147 | 0 | 1.02 | CC | -1 | 0.069342 | 147 | 147 |  |  | -5.7715 | 147 | -0.069342 | -10.1933
7801 | L_GUADGE1_2Y | 2 | South | YES | -0.039262 | 138 | 30 | 138 | 0 | 1.02 | CC | -1 | 0.069342 | 138 | 138 |  |  | -5.4182 | 138 | -0.069342 | -9.5692
7802 | L_GUADGE1_3Y | 3 | South | YES | -0.039262 | 146 | 30 | 146 | 0 | 1.02 | CC | -1 | 0.069342 | 146 | 146 |  |  | -5.7323 | 146 | -0.069342 | -10.124
7803 | L_GUADGE1_4Y | 4 | South | YES | -0.039262 | 149 | 30 | 149 | 0 | 1.02 | CC | -1 | 0.069342 | 149 | 149 |  |  | -5.85 | 149 | -0.069342 | -10.332
7804 | L_GUADGE1_5Y | 5 | South | YES | -0.039262 | 182 | 30 | 182 | 0 | 1.02 | CC | -1 | 0.069342 | 182 | 182 |  |  | -7.1457 | 182 | -0.069342 | -12.6203
7805 | L_GUADGE1_6Y | 6 | South | YES | -0.039262 | 203 | 30 | 203 | 0 | 1.02 | CC | -1 | 0.069342 | 203 | 203 |  |  | -7.9702 | 203 | -0.069342 | -14.0765
7624 | L_LAKEWO9_1Y | 1 | South | YES | -0.040127 | 0 | 0 | 2.4 |  | 1 | Hydro | -1 | 0.070207 | 0 | 0 |  |  | 0 | 0 | -0.070207 | 0
7624 | L_LAKEWO9_1Y | 2 | South | YES | -0.040127 | 0 | 0 | 2.4 |  | 1 | Hydro | -1 | 0.070207 | 0 | 0 |  |  | 0 | 0 | -0.070207 | 0
7609 | L_SCHUMA8_1Y | 1 | South | YES | -0.040246 | 0 | 0 | 4 |  | 1 | Hydro | -1 | 0.070326 | 0 | 0 |  |  | 0 | 0 | -0.070326 | 0
7810 | L_RIONOG1G1Y | 1 | South | YES | -0.040702 | 148 | 0 | 148 | 0 | 1.02 | CC | -1 | 0.070782 | 148 | 148 |  |  | -6.0239 | 148 | -0.070782 | -10.4758
7811 | L_RIONOG1G2Y | 2 | South | YES | -0.040702 | 148 | 0 | 148 | 0 | 1.02 | CC | -1 | 0.070782 | 148 | 148 |  |  | -6.0239 | 148 | -0.070782 | -10.4758
7812 | L_RIONOG1G3Y | 3 | South | YES | -0.040702 | 154 | 0 | 154 | 0 | 1.02 | CC | -1 | 0.070782 | 154 | 154 |  |  | -6.2681 | 154 | -0.070782 | -10.9005
7813 | L_RIONOG1S1Y | 4 | South | YES | -0.040702 | 293 | 0 | 293 | 0 | 1.02 | CC | -1 | 0.070782 | 293 | 293 |  |  | -11.9257 | 293 | -0.070782 | -20.7392
7605 | L_MCQUEE9_1Y | 1 | South | YES | -0.040791 | 0 | 0 | 2.4 |  | 1.025 | Hydro | -1 | 0.070871 | 0 | 0 |  |  | 0 | 0 | -0.070871 | 0
7605 | L_MCQUEE9_1Y | 2 | South | YES | -0.040791 | 0 | 0 | 2.4 |  | 1.025 | Hydro | -1 | 0.070871 | 0 | 0 |  |  | 0 | 0 | -0.070871 | 0
7605 | L_MCQUEE9_1Y | 3 | South | YES | -0.040791 | 0 | 0 | 2.8 |  | 1.025 | Hydro | -1 | 0.070871 | 0 | 0 |  |  | 0 | 0 | -0.070871 | 0
7014 | L_HAYSEN1_1Y | 1 | South | YES | -0.042222 | 223.9 | 74 | 223.9 | 0 | 1.008 | CC | -1 | 0.072302 | 223.9 | 223.9 |  |  | -9.4535 | 223.9 | -0.072302 | -16.1885
7015 | L_HAYSEN1_2Y | 2 | South | YES | -0.042222 | 225 | 74 | 225 | 0 | 1.008 | CC | -1 | 0.072302 | 225 | 225 |  |  | -9.5 | 225 | -0.072302 | -16.268
7016 | L_HAYSEN1_3Y | 3 | South | YES | -0.042222 | 224.6 | 74 | 224.6 | 0 | 1.008 | CC | -1 | 0.072302 | 224.6 | 224.6 |  |  | -9.4831 | 224.6 | -0.072302 | -16.2391
7017 | L_HAYSEN1_4Y | 4 | South | YES | -0.042222 | 226.7 | 74 | 226.7 | 0 | 1.008 | CC | -1 | 0.072302 | 226.7 | 226.7 |  |  | -9.5717 | 226.7 | -0.072302 | -16.3909
7012 | L_FPPYD21_3Y | 3 | South | YES | -0.043108 | 427.5 | 200 | 436 | 0 | 1.02 | LIGCO | -1 | 0.073188 | 0 | 436 |  |  | 0 | 0 | -0.073188 | 0
7010 | L_FPPYD11_1Y | 1 | South | YES | -0.043151 | 547.4 | 200 | 606 | 0 | 1.02 | LIGCO | -1 | 0.073231 | 0 | 606 |  |  | 0 | 0 | -0.073231 | 0
7011 | L_FPPYD11_2Y | 2 | South | YES | -0.043151 | 552.2 | 200 | 598 | 0 | 1.02 | LIGCO | -1 | 0.073231 | 0 | 598 |  |  | 0 | 0 | -0.073231 | 0
7487 | L_CANYHY8_1Y | 1 | South | YES | -0.043211 | 0 | 0 | 6 |  | 1 | Hydro | -1 | 0.073291 | 0 | 0 |  |  | 0 | 0 | -0.073291 | 0
7303 | L_WPPGS12_1Y | 1 | South | YES | -0.043523 | 50 | 0 | 50 | 0 | 1.025 | GGT | -1 | 0.073603 | 50 | 50 |  |  | -2.1761 | 50 | -0.073603 | -3.6802
7303 | L_WPPGS12_1Y | 2 | South | YES | -0.043523 | 50 | 0 | 50 | 0 | 1.025 | GGT | -1 | 0.073603 | 50 | 50 |  |  | -2.1761 | 50 | -0.073603 | -3.6802
7305 | L_WPPGS34_1Y | 3 | South | YES | -0.043523 | 50 | 0 | 50 | 0 | 1.025 | GGT | -1 | 0.073603 | 50 | 50 |  |  | -2.1761 | 50 | -0.073603 | -3.6802
7305 | L_WPPGS34_1Y | 4 | South | YES | -0.043523 | 50 | 0 | 50 | 0 | 1.025 | GGT | -1 | 0.073603 | 50 | 50 |  |  | -2.1761 | 50 | -0.073603 | -3.6802
7026 | L_INKSDA1_1Y | 1 | South | YES | -0.043899 | 0 | 0 | 13.7 |  | 1 | Hydro | -1 | 0.073979 | 0 | 0 |  |  | 0 | 0 | -0.073979 | 0
7000 | L_FERGUS1_1Y | 1 | South | YES | -0.044707 | 400 | 65 | 423.3 | 0 | 1.015 | GSC | -1 | 0.074787 | 423.3 | 423.3 |  |  | -18.9245 | 423.3 | -0.074787 | -31.6575
7035 | L_WIRTZ_1G1Y | 1 | South | YES | -0.045098 | 0 | 0 | 29 |  | 1 | Hydro | -1 | 0.075178 | 0 | 0 |  |  | 0 | 0 | -0.075178 | 0
7036 | L_WIRTZ_1G2Y | 2 | South | YES | -0.045098 | 0 | 0 | 29.7 |  | 1 | Hydro | -1 | 0.075178 | 0 | 0 |  |  | 0 | 0 | -0.075178 | 0
7022 | L_BUCHAN1_1Y | 1 | South | YES | -0.04585 | 0 | 0 | 18 |  | 1 | Hydro | -1 | 0.07593 | 0 | 0 |  |  | 0 | 0 | -0.07593 | 0
7023 | L_BUCHAN1_2Y | 2 | South | YES | -0.04585 | 0 | 0 | 18 |  | 1 | Hydro | -1 | 0.07593 | 0 | 0 |  |  | 0 | 0 | -0.07593 | 0
7024 | L_BUCHAN1_3Y | 3 | South | YES | -0.04585 | 0 | 0 | 15 |  | 1 | Hydro | -1 | 0.07593 | 0 | 0 |  |  | 0 | 0 | -0.07593 | 0
7028 | L_MARBFA1_1Y | 1 | South | YES | -0.046048 | 0 | 0 | 18 |  | 1 | Hydro | -1 | 0.076128 | 0 | 0 |  |  | 0 | 0 | -0.076128 | 0
7029 | L_MARBFA1_2Y | 2 | South | YES | -0.046048 | 0 | 0 | 18 |  | 1 | Hydro | -1 | 0.076128 | 0 | 0 |  |  | 0 | 0 | -0.076128 | 0
7004 | L_SIMGID1_1Y | 1 | South | YES | -0.04785 | 132 | 40 | 132 | 0 | 1.02 | GST | -1 | 0.07793 | 132 | 132 |  |  | -6.3162 | 132 | -0.07793 | -10.2868
7005 | L_SIMGID1_2Y | 2 | South | YES | -0.04785 | 133 | 32 | 139 | 0 | 1.02 | GST | -1 | 0.07793 | 139 | 139 |  |  | -6.6512 | 139 | -0.07793 | -10.8323
7006 | L_SIMGID1_3Y | 3 | South | YES | -0.04785 | 324.9 | 60 | 329 | 0 | 1.02 | GST | -1 | 0.07793 | 329 | 329 |  |  | -15.7426 | 329 | -0.07793 | -25.6391
7007 | L_LOSTPI1_1Y | 1 | South | YES | -0.048531 | 158.6 | 110 | 158 | 0 | 1 | CC | -1 | 0.078611 | 158 | 158 |  |  | -7.6679 | 158 | -0.078611 | -12.4206
7008 | L_LOSTPI1_2Y | 2 | South | YES | -0.048531 | 157.7 | 107 | 160 | 0 | 1 | CC | -1 | 0.078611 | 160 | 160 |  |  | -7.765 | 160 | -0.078611 | -12.5778
7009 | L_LOSTPI1_3Y | 3 | South | YES | -0.048531 | 173.9 | 72 | 175 | 0 | 1 | CC | -1 | 0.078611 | 175 | 175 |  |  | -8.4929 | 175 | -0.078611 | -13.757
7031 | L_MARSFO1G1Y | 1 | South | YES | -0.048821 | 0 | 0 | 36 |  | 1 | Hydro | -1 | 0.078901 | 0 | 0 |  |  | 0 | 0 | -0.078901 | 0
7032 | L_MARSFO1G2Y | 2 | South | YES | -0.048821 | 0 | 0 | 35 |  | 1 | Hydro | -1 | 0.078901 | 0 | 0 |  |  | 0 | 0 | -0.078901 | 0
7033 | L_MARSFO1G3Y | 3 | South | YES | -0.048821 | 0 | 0 | 36 |  | 1 | Hydro | -1 | 0.078901 | 0 | 0 |  |  | 0 | 0 | -0.078901 | 0
7807 | L_BASTEN1_1Y | 1 | South | YES | -0.048897 | 152.5 | 83.5 | 152.5 |  | 1.004 | CC | -1 | 0.078977 | 152.5 | 152.5 |  |  | -7.4568 | 152.5 | -0.078977 | -12.044
7808 | L_BASTEN1_2Y | 1 | South | YES | -0.048897 | 149.5 | 83.5 | 149.5 |  | 1.004 | CC | -1 | 0.078977 | 149.5 | 149.5 |  |  | -7.3101 | 149.5 | -0.078977 | -11.8071
7809 | L_BASTEN1_3Y | 1 | South | YES | -0.048897 | 232.6 | 42 | 232.6 |  | 1.004 | CC | -1 | 0.078977 | 232.6 | 232.6 |  |  | -11.3734 | 232.6 | -0.078977 | -18.3701
9016 | SANDH_G1 | 1 | South | YES | -0.049648 | 45 | 2 | 49 | 0 | 1.0175 | GGT | -1 | 0.079728 | 49 | 49 |  |  | -2.4328 | 49 | -0.079728 | -3.9067
9017 | SANDH_G2 | 2 | South | YES | -0.049648 | 45 | 2 | 46 | 0 | 1.0175 | GGT | -1 | 0.079728 | 46 | 46 |  |  | -2.2838 | 46 | -0.079728 | -3.6675
9018 | SANDH_G3 | 3 | South | YES | -0.049648 | 45 | 2 | 46 | 0 | 1.0175 | GGT | -1 | 0.079728 | 46 | 46 |  |  | -2.2838 | 46 | -0.079728 | -3.6675
9019 | SANDH_G4 | 4 | South | YES | -0.049648 | 0 | 2 | 47 |  | 1.0175 | GGT | -1 | 0.079728 | 47 | 47 |  |  | -2.3335 | 47 | -0.079728 | -3.7472
9020 | SANDHG5A | 5A | South | YES | -0.049648 | 150 | 84 | 155 | 0 | 1.0175 | CC | -1 | 0.079728 | 155 | 155 |  |  | -7.6954 | 155 | -0.079728 | -12.3579
9021 | SANDHG5C | 5C | South | YES | -0.049648 | 140 | 0 | 148 | 0 | 1.0175 | CC | -1 | 0.079728 | 148 | 148 |  |  | -7.3479 | 148 | -0.079728 | -11.7998
7020 | L_AUSTPL1_1Y | 1 | South | YES | -0.049963 | 0 | 0 | 8 |  | 1 | Hydro | -1 | 0.080043 | 0 | 0 |  |  | 0 | 0 | -0.080043 | 0
7020 | L_AUSTPL1_1Y | 2 | South | YES | -0.049963 | 0 | 0 | 8 |  | 1 | Hydro | -1 | 0.080043 | 0 | 0 |  |  | 0 | 0 | -0.080043 | 0
9000 | DECKR_G1 | 1 | South | YES | -0.050153 | 280 | 50 | 321 | 0 | 1.015 | GST | -1 | 0.080233 | 321 | 321 |  |  | -16.0991 | 321 | -0.080233 | -25.7549
9001 | DECKR_G2 | 2 | South | YES | -0.050153 | 400 | 50 | 426 | 0 | 1.015 | GST | -1 | 0.080233 | 426 | 426 |  |  | -21.3652 | 426 | -0.080233 | -34.1794
9002 | DECKR_G3 | 3 | South | YES | -0.050592 | 0 | 24 | 42 |  | 1.015 | GGT | -1 | 0.080672 | 42 | 42 |  |  | -2.1249 | 42 | -0.080672 | -3.3882
9003 | DECKR_G4 | 4 | South | YES | -0.050592 | 44 | 24 | 44 | 0 | 1.015 | GGT | -1 | 0.080672 | 44 | 44 |  |  | -2.226 | 44 | -0.080672 | -3.5496
9004 | DECKR_G5 | 5 | South | YES | -0.050592 | 44 | 24 | 44 | 0 | 1.015 | GGT | -1 | 0.080672 | 44 | 44 |  |  | -2.226 | 44 | -0.080672 | -3.5496
9005 | DECKR_G6 | 6 | South | YES | -0.050592 | 44 | 24 | 47 | 0 | 1.015 | GGT | -1 | 0.080672 | 47 | 47 |  |  | -2.3778 | 47 | -0.080672 | -3.7916
13432 | SANDOW_5G | 5 | South | YES | -0.056524 | 581 | 225 | 581 | 0 | 1.029 | LIGCO | -1 | 0.086604 | 0 | 581 |  |  | 0 | 0 | -0.086604 | 0
3432 | SANDOW_4G | 4 | South | YES | -0.06478 | 580 | 225 | 580 | 0 | 1.029 | LIGCO | -1 | 0.09486 | 0 | 580 |  |  | 0 | 0 | -0.09486 | 0
Note on AL4: Zonal Cap - Zonal Impact

## Distributed Slack - Inc
Number of Bus | Name of Bus | ID | Area Name of Gen | AGC | P Sensitivity of Bus | Gen MW | Min MW | Max MW | V Sensitivity of Bus | Set Volt | Tech Type | Zone Impact | Zone Correlation | Inc Max | Dec Max | Souce S.F. Weighting | Souce Capacity | Sink S.F. Weighting | Sink Capacity | PTDF Calc | PTDF Weighting | Cumulative Share of Zonal Cap | Cumulative Share of Zonal Impact | Cont_ TempleSS to LakeCreek and TemplePEC to Tradinghouse OL_ WacoAtco to Cottonwood |  | i_PTDF_INC_pt | 387 |  | RAYBURNGEN2 | Unit at max
3432 | SANDOW_4G | 4 | South | YES | -0.06478 | 580 | 225 | 580 | 0 | 1.029 | LIGCO | -1 | 0.09486 | 0 | 580 |  |  | 0 | 0 | -0.09486 | 0 | 0 | 0 |  |  | i_10pctunit | 24 |  | 182 | # units @ max
13432 | SANDOW_5G | 5 | South | YES | -0.056524 | 581 | 225 | 581 | 0 | 1.029 | LIGCO | -1 | 0.086604 | 0 | 581 |  |  | 0 | 0 | -0.086604 | 0 | 0 | 0 | [5 empty] | 0.13707 | delta max
9002 | DECKR_G3 | 3 | South | YES | -0.050592 | 0 | 24 | 42 |  | 1.015 | GGT | -1 | 0.080672 | 42 | 42 |  |  | -2.1249 | 42 | -0.080672 | -3.3882 | 0.0019843 | 0.0028227 | [5 empty] | Delta
9003 | DECKR_G4 | 4 | South | YES | -0.050592 | 44 | 24 | 44 | 0 | 1.015 | GGT | -1 | 0.080672 | 44 | 44 |  |  | -2.226 | 44 | -0.080672 | -3.5496 | 0.0040631 | 0.0057798 | Weighted Shift Factors |  |  |  | 1 | 0
9004 | DECKR_G5 | 5 | South | YES | -0.050592 | 44 | 24 | 44 | 0 | 1.015 | GGT | -1 | 0.080672 | 44 | 44 |  |  | -2.226 | 44 | -0.080672 | -3.5496 | 0.0061419 | 0.0087369 | North | 0.03008 |  |  | 2 | 0
9005 | DECKR_G6 | 6 | South | YES | -0.050592 | 44 | 24 | 47 | 0 | 1.015 | GGT | -1 | 0.080672 | 47 | 47 |  |  | -2.3778 | 47 | -0.080672 | -3.7916 | 0.0083624 | 0.011896 | South | -0.039725 |  |  | 3 | 0.00083839
9000 | DECKR_G1 | 1 | South | YES | -0.050153 | 280 | 50 | 321 | 0 | 1.015 | GST | -1 | 0.080233 | 321 | 321 |  |  | -16.0991 | 321 | -0.080233 | -25.7549 | 0.023528 | 0.033352 |  |  |  |  | 4 | 0.0017167
9001 | DECKR_G2 | 2 | South | YES | -0.050153 | 400 | 50 | 426 | 0 | 1.015 | GST | -1 | 0.080233 | 426 | 426 |  |  | -21.3652 | 426 | -0.080233 | -34.1794 | 0.043655 | 0.061826 |  |  |  |  | 5 | 0.002595
7020 | L_AUSTPL1_1Y | 1 | South | YES | -0.049963 | 0 | 0 | 8 |  | 1 | Hydro | -1 | 0.080043 | 0 | 0 |  |  | 0 | 0 | -0.080043 | 0 | 0.043655 | 0.061826 |  |  |  |  | 6 | 0.0035332
7020 | L_AUSTPL1_1Y | 2 | South | YES | -0.049963 | 0 | 0 | 8 |  | 1 | Hydro | -1 | 0.080043 | 0 | 0 |  |  | 0 | 0 | -0.080043 | 0 | 0.043655 | 0.061826 |  |  |  |  | 7 | 0.0098235
9016 | SANDH_G1 | 1 | South | YES | -0.049648 | 45 | 2 | 49 | 0 | 1.0175 | GGT | -1 | 0.079728 | 49 | 49 |  |  | -2.4328 | 49 | -0.079728 | -3.9067 | 0.04597 | 0.06508 |  |  |  |  | 8 | 0.018171
9017 | SANDH_G2 | 2 | South | YES | -0.049648 | 45 | 2 | 46 | 0 | 1.0175 | GGT | -1 | 0.079728 | 46 | 46 |  |  | -2.2838 | 46 | -0.079728 | -3.6675 | 0.048143 | 0.068136 |  |  |  |  | 9 | 0.018171
9018 | SANDH_G3 | 3 | South | YES | -0.049648 | 45 | 2 | 46 | 0 | 1.0175 | GGT | -1 | 0.079728 | 46 | 46 |  |  | -2.2838 | 46 | -0.079728 | -3.6675 | 0.050316 | 0.071191 |  |  |  |  | 10 | 0.018171
9019 | SANDH_G4 | 4 | South | YES | -0.049648 | 0 | 2 | 47 |  | 1.0175 | GGT | -1 | 0.079728 | 47 | 47 |  |  | -2.3335 | 47 | -0.079728 | -3.7472 | 0.052537 | 0.074313 |  |  |  |  | 11 | 0.019111
9020 | SANDHG5A | 5A | South | YES | -0.049648 | 150 | 84 | 155 | 0 | 1.0175 | CC | -1 | 0.079728 | 155 | 155 |  |  | -7.6954 | 155 | -0.079728 | -12.3579 | 0.05986 | 0.084608 |  |  |  |  | 12 | 0.019993
9021 | SANDHG5C | 5C | South | YES | -0.049648 | 140 | 0 | 148 | 0 | 1.0175 | CC | -1 | 0.079728 | 148 | 148 |  |  | -7.3479 | 148 | -0.079728 | -11.7998 | 0.066852 | 0.094438 |  |  |  |  | 13 | 0.020875
7807 | L_BASTEN1_1Y | 1 | South | YES | -0.048897 | 152.5 | 83.5 | 152.5 |  | 1.004 | CC | -1 | 0.078977 | 152.5 | 152.5 |  |  | -7.4568 | 152.5 | -0.078977 | -12.044 | 0.074057 | 0.10447 |  |  |  |  | 14 | 0.021776
7808 | L_BASTEN1_2Y | 1 | South | YES | -0.048897 | 149.5 | 83.5 | 149.5 |  | 1.004 | CC | -1 | 0.078977 | 149.5 | 149.5 |  |  | -7.3101 | 149.5 | -0.078977 | -11.8071 | 0.08112 | 0.11431 |  |  |  |  | 15 | 0.024748
7809 | L_BASTEN1_3Y | 1 | South | YES | -0.048897 | 232.6 | 42 | 232.6 |  | 1.004 | CC | -1 | 0.078977 | 232.6 | 232.6 |  |  | -11.3734 | 232.6 | -0.078977 | -18.3701 | 0.092109 | 0.12961 |  |  |  |  | 16 | 0.027586
7031 | L_MARSFO1G1Y | 1 | South | YES | -0.048821 | 0 | 0 | 36 |  | 1 | Hydro | -1 | 0.078901 | 0 | 0 |  |  | 0 | 0 | -0.078901 | 0 | 0.092109 | 0.12961 |  |  |  |  | 17 | 0.030415
7032 | L_MARSFO1G2Y | 2 | South | YES | -0.048821 | 0 | 0 | 35 |  | 1 | Hydro | -1 | 0.078901 | 0 | 0 |  |  | 0 | 0 | -0.078901 | 0 | 0.092109 | 0.12961 |  |  |  |  | 18 | 0.033188
7033 | L_MARSFO1G3Y | 3 | South | YES | -0.048821 | 0 | 0 | 36 |  | 1 | Hydro | -1 | 0.078901 | 0 | 0 |  |  | 0 | 0 | -0.078901 | 0 | 0.092109 | 0.12961 |  |  |  |  | 19 | 0.037503
7007 | L_LOSTPI1_1Y | 1 | South | YES | -0.048531 | 158.6 | 110 | 158 | 0 | 1 | CC | -1 | 0.078611 | 158 | 158 |  |  | -7.6679 | 158 | -0.078611 | -12.4206 | 0.099574 | 0.13996 |  |  |  |  | 20 | 0.037503
7008 | L_LOSTPI1_2Y | 2 | South | YES | -0.048531 | 157.7 | 107 | 160 | 0 | 1 | CC | -1 | 0.078611 | 160 | 160 |  |  | -7.765 | 160 | -0.078611 | -12.5778 | 0.10713 | 0.15044 |  |  |  |  | 21 | 0.037503
7009 | L_LOSTPI1_3Y | 3 | South | YES | -0.048531 | 173.9 | 72 | 175 | 0 | 1 | CC | -1 | 0.078611 | 175 | 175 |  |  | -8.4929 | 175 | -0.078611 | -13.757 | 0.1154 | 0.1619 |  |  |  |  | 22 | 0.037503
7004 | L_SIMGID1_1Y | 1 | South | YES | -0.04785 | 132 | 40 | 132 | 0 | 1.02 | GST | -1 | 0.07793 | 132 | 132 |  |  | -6.3162 | 132 | -0.07793 | -10.2868 | 0.12164 | 0.17047 |  |  |  |  | 23 | 0.040386
7005 | L_SIMGID1_2Y | 2 | South | YES | -0.04785 | 133 | 32 | 139 | 0 | 1.02 | GST | -1 | 0.07793 | 139 | 139 |  |  | -6.6512 | 139 | -0.07793 | -10.8323 | 0.1282 | 0.17949 |  |  |  |  | 24 | 0.043305
7006 | L_SIMGID1_3Y | 3 | South | YES | -0.04785 | 324.9 | 60 | 329 | 0 | 1.02 | GST | -1 | 0.07793 | 329 | 329 |  |  | -15.7426 | 329 | -0.07793 | -25.6391 | 0.14375 | 0.20085 |  |  |  |  | 25 | 0.046498
7028 | L_MARBFA1_1Y | 1 | South | YES | -0.046048 | 0 | 0 | 18 |  | 1 | Hydro | -1 | 0.076128 | 0 | 0 |  |  | 0 | 0 | -0.076128 | 0 | 0.14375 | 0.20085 |  |  |  |  | 26 | 0.048831
7029 | L_MARBFA1_2Y | 2 | South | YES | -0.046048 | 0 | 0 | 18 |  | 1 | Hydro | -1 | 0.076128 | 0 | 0 |  |  | 0 | 0 | -0.076128 | 0 | 0.14375 | 0.20085 |  |  |  |  | 27 | 0.051288
7022 | L_BUCHAN1_1Y | 1 | South | YES | -0.04585 | 0 | 0 | 18 |  | 1 | Hydro | -1 | 0.07593 | 0 | 0 |  |  | 0 | 0 | -0.07593 | 0 | 0.14375 | 0.20085 |  |  |  |  | 28 | 0.057104
7023 | L_BUCHAN1_2Y | 2 | South | YES | -0.04585 | 0 | 0 | 18 |  | 1 | Hydro | -1 | 0.07593 | 0 | 0 |  |  | 0 | 0 | -0.07593 | 0 | 0.14375 | 0.20085 |  |  |  |  | 29 | 0.057104
7024 | L_BUCHAN1_3Y | 3 | South | YES | -0.04585 | 0 | 0 | 15 |  | 1 | Hydro | -1 | 0.07593 | 0 | 0 |  |  | 0 | 0 | -0.07593 | 0 | 0.14375 | 0.20085 |  |  |  |  | 30 | 0.057104
7035 | L_WIRTZ_1G1Y | 1 | South | YES | -0.045098 | 0 | 0 | 29 |  | 1 | Hydro | -1 | 0.075178 | 0 | 0 |  |  | 0 | 0 | -0.075178 | 0 | 0.14375 | 0.20085 |  |  |  |  | 31 | 0.057104
7036 | L_WIRTZ_1G2Y | 2 | South | YES | -0.045098 | 0 | 0 | 29.7 |  | 1 | Hydro | -1 | 0.075178 | 0 | 0 |  |  | 0 | 0 | -0.075178 | 0 | 0.14375 | 0.20085 |  |  |  |  | 32 | 0.057104
7000 | L_FERGUS1_1Y | 1 | South | YES | -0.044707 | 400 | 65 | 423.3 | 0 | 1.015 | GSC | -1 | 0.074787 | 423.3 | 423.3 |  |  | -18.9245 | 423.3 | -0.074787 | -31.6575 | 0.16375 | 0.22723 |  |  |  |  | 33 | 0.057104
7026 | L_INKSDA1_1Y | 1 | South | YES | -0.043899 | 0 | 0 | 13.7 |  | 1 | Hydro | -1 | 0.073979 | 0 | 0 |  |  | 0 | 0 | -0.073979 | 0 | 0.16375 | 0.22723 |  |  |  |  | 34 | 0.057104
7303 | L_WPPGS12_1Y | 1 | South | YES | -0.043523 | 50 | 0 | 50 | 0 | 1.025 | GGT | -1 | 0.073603 | 50 | 50 |  |  | -2.1761 | 50 | -0.073603 | -3.6802 | 0.16611 | 0.23029 |  |  |  |  | 35 | 0.057104
7303 | L_WPPGS12_1Y | 2 | South | YES | -0.043523 | 50 | 0 | 50 | 0 | 1.025 | GGT | -1 | 0.073603 | 50 | 50 |  |  | -2.1761 | 50 | -0.073603 | -3.6802 | 0.16847 | 0.23336 |  |  |  |  | 36 | 0.063478
7305 | L_WPPGS34_1Y | 3 | South | YES | -0.043523 | 50 | 0 | 50 | 0 | 1.025 | GGT | -1 | 0.073603 | 50 | 50 |  |  | -2.1761 | 50 | -0.073603 | -3.6802 | 0.17083 | 0.23642 |  |  |  |  | 37 | 0.063478
7305 | L_WPPGS34_1Y | 4 | South | YES | -0.043523 | 50 | 0 | 50 | 0 | 1.025 | GGT | -1 | 0.073603 | 50 | 50 |  |  | -2.1761 | 50 | -0.073603 | -3.6802 | 0.1732 | 0.23949 |  |  |  |  | 38 | 0.064182
7487 | L_CANYHY8_1Y | 1 | South | YES | -0.043211 | 0 | 0 | 6 |  | 1 | Hydro | -1 | 0.073291 | 0 | 0 |  |  | 0 | 0 | -0.073291 | 0 | 0.1732 | 0.23949 |  |  |  |  | 39 | 0.064886
7010 | L_FPPYD11_1Y | 1 | South | YES | -0.043151 | 547.4 | 200 | 606 | 0 | 1.02 | LIGCO | -1 | 0.073231 | 0 | 606 |  |  | 0 | 0 | -0.073231 | 0 | 0.1732 | 0.23949 |  |  |  |  | 40 | 0.065589
7011 | L_FPPYD11_2Y | 2 | South | YES | -0.043151 | 552.2 | 200 | 598 | 0 | 1.02 | LIGCO | -1 | 0.073231 | 0 | 598 |  |  | 0 | 0 | -0.073231 | 0 | 0.1732 | 0.23949 |  |  |  |  | 41 | 0.066293
7012 | L_FPPYD21_3Y | 3 | South | YES | -0.043108 | 427.5 | 200 | 436 | 0 | 1.02 | LIGCO | -1 | 0.073188 | 0 | 436 |  |  | 0 | 0 | -0.073188 | 0 | 0.1732 | 0.23949 |  |  |  |  | 42 | 0.066293
7014 | L_HAYSEN1_1Y | 1 | South | YES | -0.042222 | 223.9 | 74 | 223.9 | 0 | 1.008 | CC | -1 | 0.072302 | 223.9 | 223.9 |  |  | -9.4535 | 223.9 | -0.072302 | -16.1885 | 0.18377 | 0.25298 |  |  |  |  | 43 | 0.066293
7015 | L_HAYSEN1_2Y | 2 | South | YES | -0.042222 | 225 | 74 | 225 | 0 | 1.008 | CC | -1 | 0.072302 | 225 | 225 |  |  | -9.5 | 225 | -0.072302 | -16.268 | 0.1944 | 0.26653 |  |  |  |  | 44 | 0.066293
7016 | L_HAYSEN1_3Y | 3 | South | YES | -0.042222 | 224.6 | 74 | 224.6 | 0 | 1.008 | CC | -1 | 0.072302 | 224.6 | 224.6 |  |  | -9.4831 | 224.6 | -0.072302 | -16.2391 | 0.20502 | 0.28006 |  |  |  |  | 45 | 0.066293
7017 | L_HAYSEN1_4Y | 4 | South | YES | -0.042222 | 226.7 | 74 | 226.7 | 0 | 1.008 | CC | -1 | 0.072302 | 226.7 | 226.7 |  |  | -9.5717 | 226.7 | -0.072302 | -16.3909 | 0.21573 | 0.29371 |  |  |  |  | 46 | 0.069201
7605 | L_MCQUEE9_1Y | 1 | South | YES | -0.040791 | 0 | 0 | 2.4 |  | 1.025 | Hydro | -1 | 0.070871 | 0 | 0 |  |  | 0 | 0 | -0.070871 | 0 | 0.21573 | 0.29371 |  |  |  |  | 47 | 0.072124
7605 | L_MCQUEE9_1Y | 2 | South | YES | -0.040791 | 0 | 0 | 2.4 |  | 1.025 | Hydro | -1 | 0.070871 | 0 | 0 |  |  | 0 | 0 | -0.070871 | 0 | 0.21573 | 0.29371 |  |  |  |  | 48 | 0.075041
7605 | L_MCQUEE9_1Y | 3 | South | YES | -0.040791 | 0 | 0 | 2.8 |  | 1.025 | Hydro | -1 | 0.070871 | 0 | 0 |  |  | 0 | 0 | -0.070871 | 0 | 0.21573 | 0.29371 |  |  |  |  | 49 | 0.077985
7810 | L_RIONOG1G1Y | 1 | South | YES | -0.040702 | 148 | 0 | 148 | 0 | 1.02 | CC | -1 | 0.070782 | 148 | 148 |  |  | -6.0239 | 148 | -0.070782 | -10.4758 | 0.22272 | 0.30244 |  |  |  |  | 50 | 0.077985
7811 | L_RIONOG1G2Y | 2 | South | YES | -0.040702 | 148 | 0 | 148 | 0 | 1.02 | CC | -1 | 0.070782 | 148 | 148 |  |  | -6.0239 | 148 | -0.070782 | -10.4758 | 0.22971 | 0.31117 |  |  |  |  | 51 | 0.077985
7812 | L_RIONOG1G3Y | 3 | South | YES | -0.040702 | 154 | 0 | 154 | 0 | 1.02 | CC | -1 | 0.070782 | 154 | 154 |  |  | -6.2681 | 154 | -0.070782 | -10.9005 | 0.23699 | 0.32025 |  |  |  |  | 52 | 0.077985
7813 | L_RIONOG1S1Y | 4 | South | YES | -0.040702 | 293 | 0 | 293 | 0 | 1.02 | CC | -1 | 0.070782 | 293 | 293 |  |  | -11.9257 | 293 | -0.070782 | -20.7392 | 0.25083 | 0.33752 |  |  |  |  | 53 | 0.07972
7609 | L_SCHUMA8_1Y | 1 | South | YES | -0.040246 | 0 | 0 | 4 |  | 1 | Hydro | -1 | 0.070326 | 0 | 0 |  |  | 0 | 0 | -0.070326 | 0 | 0.25083 | 0.33752 |  |  |  |  | 54 | 0.081455
7624 | L_LAKEWO9_1Y | 1 | South | YES | -0.040127 | 0 | 0 | 2.4 |  | 1 | Hydro | -1 | 0.070207 | 0 | 0 |  |  | 0 | 0 | -0.070207 | 0 | 0.25083 | 0.33752 |  |  |  |  | 55 | 0.083261
7624 | L_LAKEWO9_1Y | 2 | South | YES | -0.040127 | 0 | 0 | 2.4 |  | 1 | Hydro | -1 | 0.070207 | 0 | 0 |  |  | 0 | 0 | -0.070207 | 0 | 0.25083 | 0.33752 |  |  |  |  | 56 | 0.086695
7800 | L_GUADGE1_1Y | 1 | South | YES | -0.039262 | 147 | 30 | 147 | 0 | 1.02 | CC | -1 | 0.069342 | 147 | 147 |  |  | -5.7715 | 147 | -0.069342 | -10.1933 | 0.25777 | 0.34602 |  |  |  |  | 57 | 0.086695
7801 | L_GUADGE1_2Y | 2 | South | YES | -0.039262 | 138 | 30 | 138 | 0 | 1.02 | CC | -1 | 0.069342 | 138 | 138 |  |  | -5.4182 | 138 | -0.069342 | -9.5692 | 0.26429 | 0.35399 |  |  |  |  | 58 | 0.086695
7802 | L_GUADGE1_3Y | 3 | South | YES | -0.039262 | 146 | 30 | 146 | 0 | 1.02 | CC | -1 | 0.069342 | 146 | 146 |  |  | -5.7323 | 146 | -0.069342 | -10.124 | 0.27119 | 0.36242 |  |  |  |  | 59 | 0.086695
7803 | L_GUADGE1_4Y | 4 | South | YES | -0.039262 | 149 | 30 | 149 | 0 | 1.02 | CC | -1 | 0.069342 | 149 | 149 |  |  | -5.85 | 149 | -0.069342 | -10.332 | 0.27823 | 0.37103 |  |  |  |  | 60 | 0.088242
7804 | L_GUADGE1_5Y | 5 | South | YES | -0.039262 | 182 | 30 | 182 | 0 | 1.02 | CC | -1 | 0.069342 | 182 | 182 |  |  | -7.1457 | 182 | -0.069342 | -12.6203 | 0.28683 | 0.38154 |  |  |  |  | 61 | 0.089694
7805 | L_GUADGE1_6Y | 6 | South | YES | -0.039262 | 203 | 30 | 203 | 0 | 1.02 | CC | -1 | 0.069342 | 203 | 203 |  |  | -7.9702 | 203 | -0.069342 | -14.0765 | 0.29642 | 0.39327 |  |  |  |  | 62 | 0.091231
5436 | TUTTL_WBT1G1 | 1 | South | YES | -0.038379 | 48.8 | 20 | 61 | 0 | 1.012 | GST | -1 | 0.068459 | 61 | 61 |  |  | -2.3411 | 61 | -0.068459 | -4.176 | 0.2993 | 0.39675 |  |  |  |  | 63 | 0.092798
5438 | TUTTL_WBT3G3 | 3 | South | YES | -0.038379 | 95 | 25 | 95 | 0 | 1.012 | GST | -1 | 0.068459 | 95 | 95 |  |  | -3.646 | 95 | -0.068459 | -6.5036 | 0.30379 | 0.40217 |  |  |  |  | 64 | 0.094714
5439 | TUTTL_WBT4G4 | 4 | South | YES | -0.038379 | 151 | 40 | 151 | 0 | 1.012 | GST | -1 | 0.068459 | 151 | 151 |  |  | -5.7952 | 151 | -0.068459 | -10.3374 | 0.31092 | 0.41078 |  |  |  |  | 65 | 0.09685
5111 | CALAVER_JTD1 | 1 | South | YES | -0.038236 | 430 | 80 | 430 | 0 | 1.0138 | LIGCO | -1 | 0.068316 | 0 | 430 |  |  | 0 | 0 | -0.068316 | 0 | 0.31092 | 0.41078 |  |  |  |  | 66 | 0.097447
5112 | CALAVER_JTD2 | 2 | South | YES | -0.038236 | 430 | 80 | 430 | 0 | 1.0138 | LIGCO | -1 | 0.068316 | 0 | 430 |  |  | 0 | 0 | -0.068316 | 0 | 0.31092 | 0.41078 |  |  |  |  | 67 | 0.098377
5396 | CALAVER_OWS1 | 1 | South | YES | -0.038199 | 418 | 80 | 418 | 0 | 1.0192 | GST | -1 | 0.068279 | 418 | 418 |  |  | -15.9672 | 418 | -0.068279 | -28.5408 | 0.33067 | 0.43456 |  |  |  |  | 68 | 0.099854
5397 | CALAVER_OWS2 | 2 | South | YES | -0.038199 | 400 | 80 | 400 | 0 | 1.0192 | GST | -1 | 0.068279 | 400 | 400 |  |  | -15.2796 | 400 | -0.068279 | -27.3117 | 0.34957 | 0.45731 |  |  |  |  | 69 | 0.099854
5026 | BRAUNIG_VHB1 | 1 | South | YES | -0.03815 | 215 | 40 | 215 | 0 | 1.0192 | GST | -1 | 0.06823 | 215 | 215 |  |  | -8.2022 | 215 | -0.06823 | -14.6695 | 0.35973 | 0.46953 |  |  |  |  | 70 | 0.099854
5027 | BRAUNIG_VHB2 | 2 | South | YES | -0.03815 | 216 | 40 | 216 | 0 | 1.0192 | GST | -1 | 0.06823 | 216 | 216 |  |  | -8.2404 | 216 | -0.06823 | -14.7378 | 0.36993 | 0.48181 |  |  |  |  | 71 | 0.10388
5028 | BRAUNIG_VHB3 | 3 | South | YES | -0.038129 | 407 | 60 | 407 | 0 | 1.0138 | GST | -1 | 0.068209 | 407 | 407 |  |  | -15.5185 | 407 | -0.068209 | -27.7612 | 0.38916 | 0.50494 |  |  |  |  | 72 | 0.10774
5476 | BRA_AVR1_CT1 | 1 | South | YES | -0.03796 | 155 | 90 | 155 | 0 | 1.025 | CC | -1 | 0.06804 | 155 | 155 |  |  | -5.8838 | 155 | -0.06804 | -10.5463 | 0.39649 | 0.51372 |  |  |  |  | 73 | 0.1098
5477 | BRA_AVR1_ST | 1 | South | YES | -0.03796 | 174 | 138 | 174 | 0 | 1.025 | CC | -1 | 0.06804 | 174 | 174 |  |  | -6.605 | 174 | -0.06804 | -11.839 | 0.40471 | 0.52358 |  |  |  |  | 74 | 0.11187
5478 | BRA_AVR1_CT2 | 1 | South | YES | -0.03796 | 155 | 90 | 155 | 0 | 1.025 | CC | -1 | 0.06804 | 155 | 155 |  |  | -5.8838 | 155 | -0.06804 | -10.5463 | 0.41203 | 0.53237 |  |  |  |  | 75 | 0.11577
5264 | LEON_LCP3G3 | 3 | South | YES | -0.037885 | 0 | 20 | 58 |  | 1.0197 | GST | -1 | 0.067965 | 58 | 58 |  |  | -2.1973 | 58 | -0.067965 | -3.942 | 0.41477 | 0.53565 |  |  |  |  | 76 | 0.11724
5265 | LEON_LCP4G4 | 4 | South | YES | -0.037885 | 89 | 25 | 89 | 0 | 1.0197 | GST | -1 | 0.067965 | 89 | 89 |  |  | -3.3718 | 89 | -0.067965 | -6.0489 | 0.41897 | 0.54069 |  |  |  |  | 77 | 0.11888
5266 | LEON_LCPCT1 | 1 | South | YES | -0.037885 | 44 | 24 | 44 | 0 | 1.0197 | GGT | -1 | 0.067965 | 44 | 44 |  |  | -1.6669 | 44 | -0.067965 | -2.9905 | 0.42105 | 0.54318 |  |  |  |  | 78 | 0.12034
5267 | LEON_LCPCT2 | 2 | South | YES | -0.037885 | 44 | 24 | 44 | 0 | 1.0197 | GGT | -1 | 0.067965 | 44 | 44 |  |  | -1.6669 | 44 | -0.067965 | -2.9905 | 0.42313 | 0.54568 |  |  |  |  | 79 | 0.12088
5268 | LEON_LCPCT3 | 3 | South | YES | -0.037885 | 43 | 24 | 43 | 0 | 1.0197 | GGT | -1 | 0.067965 | 43 | 43 |  |  | -1.6291 | 43 | -0.067965 | -2.9225 | 0.42516 | 0.54811 |  |  |  |  | 80 | 0.12172
5269 | LEON_LCPCT4 | 4 | South | YES | -0.037885 | 45 | 24 | 45 | 0 | 1.0197 | GGT | -1 | 0.067965 | 45 | 45 |  |  | -1.7048 | 45 | -0.067965 | -3.0584 | 0.42729 | 0.55066 |  |  |  |  | 81 | 0.12213
5401 | CALAVER_JKS1 | 1 | South | YES | -0.037718 | 562 | 100 | 562 | 0 | 1.026 | LIGCO | -1 | 0.067798 | 0 | 562 |  |  | 0 | 0 | -0.067798 | 0 | 0.42729 | 0.55066 |  |  |  |  | 82 | 0.12254
8189 | CUECPL2A | 1 | South | YES | -0.037631 | 12 | 0 | 12 | 0 | 1.02 | Cogen | -1 | 0.067711 | 0 | 0 |  |  | 0 | 0 | -0.067711 | 0 | 0.42729 | 0.55066 |  |  |  |  | 83 | 0.12295
5903 | SANMIGUELGEN | 1 | South | YES | -0.035937 | 396.3 | 180 | 396.3 | 0 | 1.0336 | LIGCO | -1 | 0.066017 | 0 | 396.3 |  |  | 0 | 0 | -0.066017 | 0 | 0.42729 | 0.55066 |  |  |  |  | 84 | 0.12337
5890 | PEARSALLGEN1 | 1 | South | YES | -0.03366 | 19.2 | 6 | 24 | 0 | 1.0226 | GST | -1 | 0.06374 | 24 | 24 |  |  | -0.80784 | 24 | -0.06374 | -1.5298 | 0.42842 | 0.55193 |  |  |  |  | 85 | 0.12337
5891 | PEARSALLGEN2 | 1 | South | YES | -0.03366 | 19.4 | 6 | 24.3 | 0 | 1.0226 | GST | -1 | 0.06374 | 24.3 | 24.3 |  |  | -0.81794 | 24.3 | -0.06374 | -1.5489 | 0.42957 | 0.55322 |  |  |  |  | 86 | 0.12337
5892 | PEARSALLGEN3 | 1 | South | YES | -0.03366 | 19.1 | 6 | 23.9 | 0 | 1.0226 | GST | -1 | 0.06374 | 23.9 | 23.9 |  |  | -0.80447 | 23.9 | -0.06374 | -1.5234 | 0.4307 | 0.55449 |  |  |  |  | 87 | 0.12337
88198 | BEEVILLE | F | South | YES | -0.03302 | 0 | 0 | 0 | 0 | 1.02 | AVR | -1 | 0.0631 | 0 | 0 |  |  | 0 | 0 | -0.0631 | 0 | 0.4307 | 0.55449 |  |  |  |  | 88 | 0.12351
58909 | PEARSALLSCG1 | 3 | South | YES | -0.033014 | 0 | 0 | 8.4 |  | 1.027 | Diesel | -1 | 0.063094 | 8.4 | 8.4 |  |  | -0.27732 | 8.4 | -0.063094 | -0.52999 | 0.4311 | 0.55493 |  |  |  |  | 89 | 0.12365
58909 | PEARSALLSCG1 | 4 | South | YES | -0.033014 | 0 | 0 | 8.4 |  | 1.027 | Diesel | -1 | 0.063094 | 8.4 | 8.4 |  |  | -0.27732 | 8.4 | -0.063094 | -0.52999 | 0.43149 | 0.55538 |  |  |  |  | 90 | 0.12379
58909 | PEARSALLSCG1 | 6 | South | YES | -0.033014 | 0 | 0 | 8.4 |  | 1.027 | Diesel | -1 | 0.063094 | 8.4 | 8.4 |  |  | -0.27732 | 8.4 | -0.063094 | -0.52999 | 0.43189 | 0.55582 |  |  |  |  | 91 | 0.12379
58909 | PEARSALLSCG1 | 5 | South | YES | -0.033014 | 0 | 0 | 8.4 |  | 1.027 | Diesel | -1 | 0.063094 | 8.4 | 8.4 |  |  | -0.27732 | 8.4 | -0.063094 | -0.52999 | 0.43229 | 0.55626 |  |  |  |  | 92 | 0.12384
58909 | PEARSALLSCG1 | 1 | South | YES | -0.033014 | 0 | 0 | 8.4 |  | 1.027 | Diesel | -1 | 0.063094 | 8.4 | 8.4 |  |  | -0.27732 | 8.4 | -0.063094 | -0.52999 | 0.43269 | 0.5567 |  |  |  |  | 93 | 0.12388
58909 | PEARSALLSCG1 | 2 | South | YES | -0.033014 | 0 | 0 | 8.4 |  | 1.027 | Diesel | -1 | 0.063094 | 8.4 | 8.4 |  |  | -0.27732 | 8.4 | -0.063094 | -0.52999 | 0.43308 | 0.55714 |  |  |  |  | 94 | 0.12393
58919 | PEARSALLSCG2 | 5 | South | YES | -0.033014 | 0 | 0 | 8.4 |  | 1.027 | Diesel | -1 | 0.063094 | 8.4 | 8.4 |  |  | -0.27732 | 8.4 | -0.063094 | -0.52999 | 0.43348 | 0.55758 |  |  |  |  | 95 | 0.12397
58919 | PEARSALLSCG2 | 6 | South | YES | -0.033014 | 0 | 0 | 8.4 |  | 1.027 | Diesel | -1 | 0.063094 | 8.4 | 8.4 |  |  | -0.27732 | 8.4 | -0.063094 | -0.52999 | 0.43388 | 0.55802 |  |  |  |  | 96 | 0.12401
58919 | PEARSALLSCG2 | 1 | South | YES | -0.033014 | 0 | 0 | 8.4 |  | 1.027 | Diesel | -1 | 0.063094 | 8.4 | 8.4 |  |  | -0.27732 | 8.4 | -0.063094 | -0.52999 | 0.43427 | 0.55847 |  |  |  |  | 97 | 0.12406
58919 | PEARSALLSCG2 | 2 | South | YES | -0.033014 | 0 | 0 | 8.4 |  | 1.027 | Diesel | -1 | 0.063094 | 8.4 | 8.4 |  |  | -0.27732 | 8.4 | -0.063094 | -0.52999 | 0.43467 | 0.55891 |  |  |  |  | 98 | 0.1241
58919 | PEARSALLSCG2 | 4 | South | YES | -0.033014 | 0 | 0 | 8.4 |  | 1.027 | Diesel | -1 | 0.063094 | 8.4 | 8.4 |  |  | -0.27732 | 8.4 | -0.063094 | -0.52999 | 0.43507 | 0.55935 |  |  |  |  | 99 | 0.12415
58919 | PEARSALLSCG2 | 3 | South | YES | -0.033014 | 0 | 0 | 8.4 |  | 1.027 | Diesel | -1 | 0.063094 | 8.4 | 8.4 |  |  | -0.27732 | 8.4 | -0.063094 | -0.52999 | 0.43546 | 0.55979 |  |  |  |  | 100 | 0.12419
58929 | PEARSALLSCG3 | 4 | South | YES | -0.033014 | 0 | 0 | 8.4 |  | 1.027 | Diesel | -1 | 0.063094 | 8.4 | 8.4 |  |  | -0.27732 | 8.4 | -0.063094 | -0.52999 | 0.43586 | 0.56023 |  |  |  |  | 101 | 0.12424
58929 | PEARSALLSCG3 | 6 | South | YES | -0.033014 | 0 | 0 | 8.4 |  | 1.027 | Diesel | -1 | 0.063094 | 8.4 | 8.4 |  |  | -0.27732 | 8.4 | -0.063094 | -0.52999 | 0.43626 | 0.56067 |  |  |  |  | 102 | 0.12428
58929 | PEARSALLSCG3 | 2 | South | YES | -0.033014 | 0 | 0 | 8.4 |  | 1.027 | Diesel | -1 | 0.063094 | 8.4 | 8.4 |  |  | -0.27732 | 8.4 | -0.063094 | -0.52999 | 0.43665 | 0.56112 |  |  |  |  | 103 | 0.12433
58929 | PEARSALLSCG3 | 5 | South | YES | -0.033014 | 0 | 0 | 8.4 |  | 1.027 | Diesel | -1 | 0.063094 | 8.4 | 8.4 |  |  | -0.27732 | 8.4 | -0.063094 | -0.52999 | 0.43705 | 0.56156 |  |  |  |  | 104 | 0.12437
58929 | PEARSALLSCG3 | 1 | South | YES | -0.033014 | 0 | 0 | 8.4 |  | 1.027 | Diesel | -1 | 0.063094 | 8.4 | 8.4 |  |  | -0.27732 | 8.4 | -0.063094 | -0.52999 | 0.43745 | 0.562 |  |  |  |  | 105 | 0.12442
58929 | PEARSALLSCG3 | 3 | South | YES | -0.033014 | 0 | 0 | 8.4 |  | 1.027 | Diesel | -1 | 0.063094 | 8.4 | 8.4 |  |  | -0.27732 | 8.4 | -0.063094 | -0.52999 | 0.43784 | 0.56244 |  |  |  |  | 106 | 0.12446
58949 | PEARSALLSCG4 | 3 | South | YES | -0.033014 | 0 | 0 | 8.4 |  | 1.027 | Diesel | -1 | 0.063094 | 8.4 | 8.4 |  |  | -0.27732 | 8.4 | -0.063094 | -0.52999 | 0.43824 | 0.56288 |  |  |  |  | 107 | 0.12451
58949 | PEARSALLSCG4 | 2 | South | YES | -0.033014 | 0 | 0 | 8.4 |  | 1.027 | Diesel | -1 | 0.063094 | 8.4 | 8.4 |  |  | -0.27732 | 8.4 | -0.063094 | -0.52999 | 0.43864 | 0.56332 |  |  |  |  | 108 | 0.12455
58949 | PEARSALLSCG4 | 1 | South | YES | -0.033014 | 0 | 0 | 8.4 |  | 1.027 | Diesel | -1 | 0.063094 | 8.4 | 8.4 |  |  | -0.27732 | 8.4 | -0.063094 | -0.52999 | 0.43903 | 0.56376 |  |  |  |  | 109 | 0.1246
58949 | PEARSALLSCG4 | 4 | South | YES | -0.033014 | 0 | 0 | 8.4 |  | 1.027 | Diesel | -1 | 0.063094 | 8.4 | 8.4 |  |  | -0.27732 | 8.4 | -0.063094 | -0.52999 | 0.43943 | 0.56421 |  |  |  |  | 110 | 0.12464
58949 | PEARSALLSCG4 | 6 | South | YES | -0.033014 | 0 | 0 | 8.4 |  | 1.027 | Diesel | -1 | 0.063094 | 8.4 | 8.4 |  |  | -0.27732 | 8.4 | -0.063094 | -0.52999 | 0.43983 | 0.56465 |  |  |  |  | 111 | 0.12468
58949 | PEARSALLSCG4 | 5 | South | YES | -0.033014 | 0 | 0 | 8.4 |  | 1.027 | Diesel | -1 | 0.063094 | 8.4 | 8.4 |  |  | -0.27732 | 8.4 | -0.063094 | -0.52999 | 0.44023 | 0.56509 |  |  |  |  | 112 | 0.12473
8161 | COLETO0A | 1 | South | YES | -0.032653 | 633 | 200 | 633 | 0 | 1.03 | LIGCO | -1 | 0.062733 | 0 | 633 |  |  | 0 | 0 | -0.062733 | 0 | 0.44023 | 0.56509 |  |  |  |  | 113 | 0.12477
80080 | GWINDT11A | 3 | South | YES | -0.031377 | 0 | 0 | 38 | 0 | 1.025 | Wind | -1 | 0.061457 | 0 | 38 |  |  | 0 | 0 | -0.061457 | 0 | 0.44023 | 0.56509 |  |  |  |  | 114 | 0.12482
80080 | GWINDT11A | 4 | South | YES | -0.031377 | 3.8 | 0 | 19 | 0 | 1.025 | Wind | -1 | 0.061457 | 0 | 19 |  |  | 0 | 0 | -0.061457 | 0 | 0.44023 | 0.56509 |  |  |  |  | 115 | 0.12486
80080 | GWINDT11A | 2 | South | YES | -0.031377 | 0 | 0 | 41 | 0 | 1.025 | Wind | -1 | 0.061457 | 0 | 41 |  |  | 0 | 0 | -0.061457 | 0 | 0.44023 | 0.56509 |  |  |  |  | 116 | 0.12486
80080 | GWINDT11A | 1 | South | YES | -0.031377 | 28.2 | 0 | 94 | 0 | 1.025 | Wind | -1 | 0.061457 | 0 | 94 |  |  | 0 | 0 | -0.061457 | 0 | 0.44023 | 0.56509 |  |  |  |  | 117 | 0.12486
80081 | GWINDT21A | 4 | South | YES | -0.031377 | 4.4 | 0 | 22 | 0 | 1.025 | Wind | -1 | 0.061457 | 0 | 22 |  |  | 0 | 0 | -0.061457 | 0 | 0.44023 | 0.56509 |  |  |  |  | 118 | 0.12486
80081 | GWINDT21A | 1 | South | YES | -0.031377 | 28.2 | 0 | 94 | 0 | 1.025 | Wind | -1 | 0.061457 | 0 | 94 |  |  | 0 | 0 | -0.061457 | 0 | 0.44023 | 0.56509 |  |  |  |  | 119 | 0.12486
80081 | GWINDT21A | 3 | South | YES | -0.031377 | 8.6 | 0 | 43 | 0 | 1.025 | Wind | -1 | 0.061457 | 0 | 43 |  |  | 0 | 0 | -0.061457 | 0 | 0.44023 | 0.56509 |  |  |  |  | 120 | 0.12486
80081 | GWINDT21A | 2 | South | YES | -0.031377 | 7.2 | 0 | 36 | 0 | 1.025 | Wind | -1 | 0.061457 | 0 | 36 |  |  | 0 | 0 | -0.061457 | 0 | 0.44023 | 0.56509 |  |  |  |  | 121 | 0.12486
80180 | PNSCALT11A | 2 | South | YES | -0.031377 | 10 | 0 | 50 | 0 | 1.025 | Wind | -1 | 0.061457 | 0 | 50 |  |  | 0 | 0 | -0.061457 | 0 | 0.44023 | 0.56509 |  |  |  |  | 122 | 0.12486
80180 | PNSCALT11A | 1 | South | YES | -0.031377 | 43.8 | 0 | 148 | 0 | 1.025 | Wind | -1 | 0.061457 | 0 | 148 |  |  | 0 | 0 | -0.061457 | 0 | 0.44023 | 0.56509 |  |  |  |  | 123 | 0.12486
80181 | PNSCALT21A | 2 | South | YES | -0.031377 | 10 | 0 | 50 | 0 | 1.025 | Wind | -1 | 0.061457 | 0 | 50 |  |  | 0 | 0 | -0.061457 | 0 | 0.44023 | 0.56509 |  |  |  |  | 124 | 0.12486
80181 | PNSCALT21A | 1 | South | YES | -0.031377 | 16.5 | 0 | 55 | 0 | 1.025 | Wind | -1 | 0.061457 | 0 | 55 |  |  | 0 | 0 | -0.061457 | 0 | 0.44023 | 0.56509 |  |  |  |  | 125 | 0.12486
5932 | SI_RAY9 | 9 | South | YES | -0.031371 | 32 | 32 | 38 | 0 | 1.035 | CC | -1 | 0.061451 | 38 | 38 |  |  | -1.1921 | 38 | -0.061451 | -2.3352 | 0.44202 | 0.56703 |  |  |  |  | 126 | 0.12486
5933 | SI_RAY6 | 6 | South | YES | -0.031371 | 15.4 | 10 | 19.3 | 0 | 1.035 | GST | -1 | 0.061451 | 19.3 | 19.3 |  |  | -0.60546 | 19.3 | -0.061451 | -1.186 | 0.44293 | 0.56802 |  |  |  |  | 127 | 0.12486
5935 | SI_RAY10 | 10 | South | YES | -0.031371 | 47 | 10 | 47 | 0 | 1.03 | CC | -1 | 0.061451 | 47 | 47 |  |  | -1.4744 | 47 | -0.061451 | -2.8882 | 0.44515 | 0.57043 |  |  |  |  | 128 | 0.12486
80003 | MILHWYS | F | South | YES | -0.031371 | 0 | 0 | 0 | 0 | 1.0168 | AVR | -1 | 0.061451 | 0 | 0 |  |  | 0 | 0 | -0.061451 | 0 | 0.44515 | 0.57043 |  |  |  |  | 129 | 0.12501
8936 | MVGN#1 | 1 | South | YES | -0.031363 | 216.6 | 0 | 216.6 | 0 | 1.0304 | CC | -1 | 0.061443 | 216.6 | 216.6 |  |  | -6.7932 | 216.6 | -0.061443 | -13.3086 | 0.45539 | 0.58152 |  |  |  |  | 130 | 0.12509
8937 | MVGN#2 | 2 | South | YES | -0.031363 | 216.7 | 0 | 216.7 | 0 | 1.0304 | CC | -1 | 0.061443 | 216.7 | 216.7 |  |  | -6.7964 | 216.7 | -0.061443 | -13.3148 | 0.46562 | 0.59261 |  |  |  |  | 131 | 0.12528
8938 | MVGN#3 | 3 | South | YES | -0.031363 | 250.9 | 0 | 250.9 | 0 | 1.0304 | CC | -1 | 0.061443 | 250.9 | 250.9 |  |  | -7.869 | 250.9 | -0.061443 | -15.4161 | 0.47748 | 0.60545 |  |  |  |  | 132 | 0.12528
8981 | HECN1 | 1 | South | YES | -0.031363 | 144.8 | 0 | 144.8 | 0 | 1.0304 | CC | -1 | 0.061443 | 144.8 | 144.8 |  |  | -4.5414 | 144.8 | -0.061443 | -8.897 | 0.48432 | 0.61286 |  |  |  |  | 133 | 0.12613
8982 | HECN2 | 2 | South | YES | -0.031363 | 144.1 | 0 | 144.1 | 0 | 1.0304 | CC | -1 | 0.061443 | 144.1 | 144.1 |  |  | -4.5194 | 144.1 | -0.061443 | -8.854 | 0.49113 | 0.62024 |  |  |  |  | 134 | 0.12698
8983 | HECN3 | 3 | South | YES | -0.031363 | 171.9 | 0 | 171.9 | 0 | 1.0304 | CC | -1 | 0.061443 | 171.9 | 171.9 |  |  | -5.3913 | 171.9 | -0.061443 | -10.5621 | 0.49925 | 0.62904 |  |  |  |  | 135 | 0.12797
8517 | CELANEBI0A | 1 | South | YES | -0.031342 | 29 | 0 | 29 | 0 | 1.02 | Cogen | -1 | 0.061422 | 0 | 0 |  |  | 0 | 0 | -0.061422 | 0 | 0.49925 | 0.62904 |  |  |  |  | 136 | 0.12854
8933 | FGNTS001 | 1 | South | YES | -0.031336 | 146.5 | 0 | 146.5 | 0 | 1.03 | CC | -1 | 0.061416 | 146.5 | 146.5 |  |  | -4.5907 | 146.5 | -0.061416 | -8.9975 | 0.50617 | 0.63653 |  |  |  |  | 137 | 0.12911
8934 | FGNTS101 | 2 | South | YES | -0.031336 | 147.9 | 0 | 147.9 | 0 | 1.03 | CC | -1 | 0.061416 | 147.9 | 147.9 |  |  | -4.6346 | 147.9 | -0.061416 | -9.0835 | 0.51316 | 0.6441 |  |  |  |  | 138 | 0.12979
8935 | FGNTS201 | 3 | South | YES | -0.031336 | 173 | 0 | 173 | 0 | 1.03 | CC | -1 | 0.061416 | 173 | 173 |  |  | -5.4211 | 173 | -0.061416 | -10.625 | 0.52133 | 0.65295 |  |  |  |  | 139 | 0.12979
8461 | KOCH_UP0A | 1 | South | YES | -0.031226 | 38 | 0 | 38 | 0 | 1.012 | Cogen | -1 | 0.061306 | 0 | 0 |  |  | 0 | 0 | -0.061306 | 0 | 0.52133 | 0.65295 |  |  |  |  | 140 | 0.13036
8511 | OXY_CC0A | 1 | South | YES | -0.031225 | 30.3 | 0 | 38 | 0 | 1.027 | Cogen | -1 | 0.061305 | 0 | 0 |  |  | 0 | 0 | -0.061305 | 0 | 0.52133 | 0.65295 |  |  |  |  | 141 | 0.13094
8506 | VAL #1 | 1 | South | YES | -0.031195 | 20.9 | 0 | 25 | 0 | 1.0055 | Cogen | -1 | 0.061275 | 0 | 0 |  |  | 0 | 0 | -0.061275 | 0 | 0.52133 | 0.65295 |  |  |  |  | 142 | 0.13162
8507 | VAL #2 | 2 | South | YES | -0.031195 | 20.9 | 0 | 25 | 0 | 1.0055 | Cogen | -1 | 0.061275 | 0 | 0 |  |  | 0 | 0 | -0.061275 | 0 | 0.52133 | 0.65295 |  |  |  |  | 143 | 0.13162
5728 | FALCONHYDRO2 | 2 | South | YES | -0.031183 | 12 | 0 | 12 | 0 | 1.0234 | Hydro | -1 | 0.061263 | 0 | 0 |  |  | 0 | 0 | -0.061263 | 0 | 0.52133 | 0.65295 |  |  |  |  | 144 | 0.13162
5729 | FALCONHYDRO3 | 3 | South | YES | -0.031183 | 11 | 0 | 11 | 0 | 1.0234 | Hydro | -1 | 0.061263 | 0 | 0 |  |  | 0 | 0 | -0.061263 | 0 | 0.52133 | 0.65295 |  |  |  |  | 145 | 0.13162
8048 | FALCONHYDRO1 | 1 | South | YES | -0.031183 | 12 | 0 | 12 | 0 | 1.0234 | Hydro | -1 | 0.061263 | 0 | 0 |  |  | 0 | 0 | -0.061263 | 0 | 0.52133 | 0.65295 |  |  |  |  | 146 | 0.13162
8459 | B_DAVIS0B | MB | South | YES | -0.031178 | 0 | 50 | 339 |  | 1.03 | GSC | -1 | 0.061258 | 0 | 0 |  |  | 0 | 0 | -0.061258 | 0 | 0.52133 | 0.65295 |  |  |  |  | 147 | 0.13162
8460 | B_DAVIS0A | MB | South | YES | -0.031178 | 0 | 50 | 340 |  | 1.03 | GSC | -1 | 0.061258 | 0 | 0 |  |  | 0 | 0 | -0.061258 | 0 | 0.52133 | 0.65295 |  |  |  |  | 148 | 0.13162
80263 | B_DAVIS31A | 3 | South | YES | -0.031178 | 0 | 0 | 180 |  | 1.0366 | CC | -1 | 0.061258 | 180 | 180 |  |  | -5.612 | 180 | -0.061258 | -11.0265 | 0.52984 | 0.66214 |  |  |  |  | 149 | 0.13162
80264 | B_DAVIS41A | 4 | South | YES | -0.031178 | 0 | 0 | 180 |  | 1.0366 | CC | -1 | 0.061258 | 180 | 180 |  |  | -5.612 | 180 | -0.061258 | -11.0265 | 0.53834 | 0.67132 |  |  |  |  | 150 | 0.13162
88508 | FALFURRI | F | South | YES | -0.031178 | 0 | 0 | 0 | 0 | 1 | AVR | -1 | 0.061258 | 0 | 0 |  |  | 0 | 0 | -0.061258 | 0 | 0.53834 | 0.67132 |  |  |  |  | 151 | 0.13162
8173 | VICEC51A | 5 | South | YES | -0.031145 | 144 | 18 | 144 | 0 | 1.025 | CC | -1 | 0.061225 | 144 | 144 |  |  | -4.4849 | 144 | -0.061225 | -8.8164 | 0.54514 | 0.67867 |  |  |  |  | 152 | 0.1323
8174 | VICEC61A | 6 | South | YES | -0.031145 | 188 | 42 | 188 | 0 | 1.025 | CC | -1 | 0.061225 | 188 | 188 |  |  | -5.8553 | 188 | -0.061225 | -11.5104 | 0.55402 | 0.68826 |  |  |  |  | 153 | 0.13299
8456 | COSW#1 | 1 | South | YES | -0.031137 | 20 | 0 | 20 | 0 | 1.027 | Cogen | -1 | 0.061217 | 0 | 0 |  |  | 0 | 0 | -0.061217 | 0 | 0.55402 | 0.68826 |  |  |  |  | 154 | 0.13299
8457 | COSW#2 | 2 | South | YES | -0.031137 | 14 | 0 | 14 | 0 | 1.027 | Cogen | -1 | 0.061217 | 0 | 0 |  |  | 0 | 0 | -0.061217 | 0 | 0.55402 | 0.68826 |  |  |  |  | 155 | 0.13353
8560 | CNOPGT1 | 1 | South | YES | -0.031121 | 148.3 | 0 | 148.3 | 0 | 1.03 | Cogen | -1 | 0.061201 | 0 | 0 |  |  | 0 | 0 | -0.061201 | 0 | 0.55402 | 0.68826 |  |  |  |  | 156 | 0.13423
8561 | CNOPGT2 | 2 | South | YES | -0.031121 | 148.6 | 0 | 148.6 | 0 | 1.03 | Cogen | -1 | 0.061201 | 0 | 0 |  |  | 0 | 0 | -0.061201 | 0 | 0.55402 | 0.68826 |  |  |  |  | 157 | 0.13423
8562 | CNOPST1 | 3 | South | YES | -0.031121 | 153 | 0 | 153 | 0 | 1.03 | Cogen | -1 | 0.061201 | 0 | 0 |  |  | 0 | 0 | -0.061201 | 0 | 0.55402 | 0.68826 |  |  |  |  | 158 | 0.13423
8442 | NBEC7 | 7 | South | YES | -0.031117 | 0 | 81 | 367 |  | 1.0298 | GST | -1 | 0.061197 | 367 | 367 |  |  | -11.4199 | 367 | -0.061197 | -22.4594 | 0.57136 | 0.70697 |  |  |  |  | 159 | 0.13423
8442 | NBEC7 | MB | South | YES | -0.031117 | 0 | 81 | 367 |  | 1.0298 | GST | -1 | 0.061197 | 0 | 0 |  |  | 0 | 0 | -0.061197 | 0 | 0.57136 | 0.70697 |  |  |  |  | 160 | 0.13423
88299 | ZAPATA | F | South | YES | -0.031036 | 0 | 0 | 0 | 0 | 1.02 | BLT | -1 | 0.061116 | 0 | 0 |  |  | 0 | 0 | -0.061116 | 0 | 0.57136 | 0.70697 |  |  |  |  | 161 | 0.13423
8926 | LGE_GT10A | 1 | South | YES | -0.030821 | 158 | 0 | 158 | 0 | 1.03 | Cogen | -1 | 0.060901 | 0 | 0 |  |  | 0 | 0 | -0.060901 | 0 | 0.57136 | 0.70697 |  |  |  |  | 162 | 0.13561
8927 | LGE_GT20A | 2 | South | YES | -0.030821 | 153 | 0 | 153 | 0 | 1.03 | Cogen | -1 | 0.060901 | 0 | 0 |  |  | 0 | 0 | -0.060901 | 0 | 0.57136 | 0.70697 |  |  |  |  | 163 | 0.13561
8928 | LGE_STG0A | 3 | South | YES | -0.030821 | 100 | 0 | 100 | 0 | 1.03 | Cogen | -1 | 0.060901 | 0 | 0 |  |  | 0 | 0 | -0.060901 | 0 | 0.57136 | 0.70697 |  |  |  |  | 164 | 0.13561
8930 | ICPGN10A | 1 | South | YES | -0.030821 | 149 | 0 | 149 | 0 | 1.03 | Cogen | -1 | 0.060901 | 0 | 0 |  |  | 0 | 0 | -0.060901 | 0 | 0.57136 | 0.70697 |  |  |  |  | 165 | 0.13561
8931 | ICPGN20A | 2 | South | YES | -0.030821 | 150 | 0 | 150 | 0 | 1.03 | Cogen | -1 | 0.060901 | 0 | 0 |  |  | 0 | 0 | -0.060901 | 0 | 0.57136 | 0.70697 |  |  |  |  | 166 | 0.13561
8932 | ICPGN30A | 3 | South | YES | -0.030821 | 127 | 0 | 127 | 0 | 1.03 | Cogen | -1 | 0.060901 | 0 | 0 |  |  | 0 | 0 | -0.060901 | 0 | 0.57136 | 0.70697 |  |  |  |  | 167 | 0.13561
80223 | REYSHR G | 1 | South | YES | -0.030821 | 12 | 0 | 12 | 0 | 1.032 | Cogen | -1 | 0.060901 | 0 | 0 |  |  | 0 | 0 | -0.060901 | 0 | 0.57136 | 0.70697 |  |  |  |  | 168 | 0.13561
80012 | LAR | F | South | YES | -0.030819 | 0 | 0 | 0 | 0 | 1.04 | DCTie | -1 | 0.060899 | 0 | 0 |  |  | 0 | 0 | -0.060899 | 0 | 0.57136 | 0.70697 |  |  |  |  | 169 | 0.13561
80265 | LARECU40A | 4 | South | YES | -0.030819 | 80 | 0 | 100 |  | 1.039 | GGT | -1 | 0.060899 | 100 | 100 |  |  | -3.0819 | 100 | -0.060899 | -6.0899 | 0.57609 | 0.71204 |  |  |  |  | 170 | 0.13561
80266 | LARECU50A | 5 | South | YES | -0.030819 | 80 | 0 | 100 |  | 1.039 | GGT | -1 | 0.060899 | 100 | 100 |  |  | -3.0819 | 100 | -0.060899 | -6.0899 | 0.58081 | 0.71712 |  |  |  |  | 171 | 0.13561
8066 | DUP1V#1 | 1 | South | YES | -0.03079 | 52.3 | 0 | 73 | 0 | 1.01 | Cogen | -1 | 0.06087 | 0 | 0 |  |  | 0 | 0 | -0.06087 | 0 | 0.58081 | 0.71712 |  |  |  |  | 172 | 0.13561
5508 | RAYBURNCC9 | 1 | South | YES | -0.030745 | 47.7 | 18.2 | 47.7 | 0 | 1.0296 | CC | -1 | 0.060825 | 47.7 | 47.7 |  |  | -1.4665 | 47.7 | -0.060825 | -2.9014 | 0.58307 | 0.71953 |  |  |  |  | 173 | 0.13595
5509 | RAYBURNCC10 | 1 | South | YES | -0.030745 | 37.3 | 5.2 | 37.3 | 0 | 1.0296 | CC | -1 | 0.060825 | 37.3 | 37.3 |  |  | -1.1468 | 37.3 | -0.060825 | -2.2688 | 0.58483 | 0.72142 |  |  |  |  | 174 | 0.1363
5511 | RAYBURNCC7 | 1 | South | YES | -0.030745 | 47.5 | 18.2 | 47.5 | 0 | 1.0296 | CC | -1 | 0.060825 | 47.5 | 47.5 |  |  | -1.4604 | 47.5 | -0.060825 | -2.8892 | 0.58707 | 0.72383 |  |  |  |  | 175 | 0.1363
5512 | RAYBURNCC8 | 1 | South | YES | -0.030745 | 49.3 | 18.2 | 49.3 | 0 | 1.0296 | CC | -1 | 0.060825 | 49.3 | 49.3 |  |  | -1.5157 | 49.3 | -0.060825 | -2.9987 | 0.5894 | 0.72633 |  |  |  |  | 176 | 0.13647
5503 | RAYBURNGEN3 | 1 | South | YES | -0.030452 | 17.6 | 6 | 22 | 0 | 1.0224 | GST | -1 | 0.060532 | 22 | 22 |  |  | -0.66994 | 22 | -0.060532 | -1.3317 | 0.59044 | 0.72744 |  |  |  |  | 177 | 0.13659
5505 | RAYBURNGEN1 | 1 | South | YES | -0.030452 | 0 | 1 | 11 |  | 1.0223 | GGT | -1 | 0.060532 | 11 | 11 |  |  | -0.33497 | 11 | -0.060532 | -0.66586 | 0.59096 | 0.72799 |  |  |  |  | 178 | 0.13676
5506 | RAYBURNGEN2 | 1 | South | YES | -0.030452 | 0 | 1 | 11 |  | 1.0223 | GGT | -1 | 0.060532 | 11 | 11 |  |  | -0.33497 | 11 | -0.060532 | -0.66586 | 0.59148 | 0.72855 |  |  |  |  | 179 | 0.13693
80224 | VISTRONG1 | 1 | South | YES | -0.030162 | 13.1 | 0 | 15 | 0 | 1.01 | Cogen | -1 | 0.060242 | 0 | 0 |  |  | 0 | 0 | -0.060242 | 0 | 0.59148 | 0.72855 |  |  |  |  | 180 | 0.137
80225 | VISTRONG2 | 2 | South | YES | -0.030162 | 20.2 | 0 | 23 | 0 | 1.01 | Cogen | -1 | 0.060242 | 0 | 0 |  |  | 0 | 0 | -0.060242 | 0 | 0.59148 | 0.72855 |  |  |  |  | 181 | 0.13703
80227 | AIRCO G | 1 | South | YES | -0.029929 | 7.2 | 0 | 8 | 0 | 1.0104 | Cogen | -1 | 0.060009 | 0 | 0 |  |  | 0 | 0 | -0.060009 | 0 | 0.59148 | 0.72855 |  |  |  |  | 182 | 0.13707
8147 | UCAR #2 | 10 | South | YES | -0.029812 | 18.2 | 0 | 28 |  | 1 | Cogen | -1 | 0.059892 | 0 | 0 |  |  | 0 | 0 | -0.059892 | 0 | 0.59148 | 0.72855 |  |  |  |  | 183 | 0.13707
8148 | UCAR #1 | 2 | South | YES | -0.029812 | 6.1 | 0 | 7 | 0 | 1.009 | Cogen | -1 | 0.059892 | 0 | 0 |  |  | 0 | 0 | -0.059892 | 0 | 0.59148 | 0.72855 |  |  |  |  | 184 | 0.13707
80137 | CSDR89 | 9 | South | YES | -0.029812 | 15 | 0 | 15 | 0 | 1.003 | DCTie | -1 | 0.059892 | 0 | 0 |  |  | 0 | 0 | -0.059892 | 0 | 0.59148 | 0.72855 |  |  |  |  | 185 | 0.13707
80137 | CSDR89 | 8 | South | YES | -0.029812 | 33.9 | 0 | 39 | 0 | 1.003 | DCTie | -1 | 0.059892 | 0 | 0 |  |  | 0 | 0 | -0.059892 | 0 | 0.59148 | 0.72855 |  |  |  |  | 186 | 0.13707
80138 | CSDR7 | 7 | South | YES | -0.029812 | 6.1 | 0 | 7 | 0 | 1.014 | DCTie | -1 | 0.059892 | 0 | 0 |  |  | 0 | 0 | -0.059892 | 0 | 0.59148 | 0.72855 |  |  |  |  | 187 | 0.13707
80139 | CSDR56 | 6 | South | YES | -0.029812 | 0 | 0 | 39 |  | 1.0033 | DCTie | -1 | 0.059892 | 0 | 0 |  |  | 0 | 0 | -0.059892 | 0 | 0.59148 | 0.72855 |  |  |  |  | 188 | 0.13707
80139 | CSDR56 | 5 | South | YES | -0.029812 | 15 | 0 | 15 |  | 1.0033 | DCTie | -1 | 0.059892 | 0 | 0 |  |  | 0 | 0 | -0.059892 | 0 | 0.59148 | 0.72855 |  |  |  |  | 189 | 0.13707
80140 | CSDR11 | 11 | South | YES | -0.029812 | 33.9 | 0 | 39 | 0 | 1.03 | DCTie | -1 | 0.059892 | 0 | 0 |  |  | 0 | 0 | -0.059892 | 0 | 0.59148 | 0.72855 |  |  |  |  | 190 | 0.13707
80226 | ALCOA G | 1 | South | YES | -0.028988 | 32.3 | 5 | 48 | 0 | 1.015 | Cogen | -1 | 0.059068 | 0 | 0 |  |  | 0 | 0 | -0.059068 | 0 | 0.59148 | 0.72855 |  |  |  |  | 191 | 0.13707
8134 | FOR #1 | 1 | South | YES | -0.028733 | 54.1 | 45 | 79 | 0 | 1 | Cogen | -1 | 0.058813 | 0 | 0 |  |  | 0 | 0 | -0.058813 | 0 | 0.59148 | 0.72855 |  |  |  |  | 192 | 0.13707
8138 | FOR #2 | 2 | South | YES | -0.028733 | 63.1 | 45 | 81 | 0 | 1 | Cogen | -1 | 0.058813 | 0 | 0 |  |  | 0 | 0 | -0.058813 | 0 | 0.59148 | 0.72855 |  |  |  |  | 193 | 0.13707
8153 | FOR #3 | 3 | South | YES | -0.028733 | 63.1 | 45 | 79.9 | 0 | 1 | Cogen | -1 | 0.058813 | 0 | 0 |  |  | 0 | 0 | -0.058813 | 0 | 0.59148 | 0.72855 |  |  |  |  | 194 | 0.13707
8154 | FOR #4 | 4 | South | YES | -0.028733 | 63.1 | 60 | 80 | 0 | 1 | Cogen | -1 | 0.058813 | 0 | 0 |  |  | 0 | 0 | -0.058813 | 0 | 0.59148 | 0.72855 |  |  |  |  | 195 | 0.13707
8155 | FOR #5 | 5 | South | YES | -0.028733 | 63.1 | 60 | 78.4 | 0 | 1 | Cogen | -1 | 0.058813 | 0 | 0 |  |  | 0 | 0 | -0.058813 | 0 | 0.59148 | 0.72855 |  |  |  |  | 196 | 0.13707
8156 | FOR #6 | 6 | South | YES | -0.028733 | 24.9 | 5 | 25 | 0 | 1 | Cogen | -1 | 0.058813 | 0 | 0 |  |  | 0 | 0 | -0.058813 | 0 | 0.59148 | 0.72855 |  |  |  |  | 197 | 0.13707
8157 | FOR #7 | 7 | South | YES | -0.028733 | 28.8 | 5 | 46 | 0 | 1 | Cogen | -1 | 0.058813 | 0 | 0 |  |  | 0 | 0 | -0.058813 | 0 | 0.59148 | 0.72855 |  |  |  |  | 198 | 0.13707
80051 | FOR #8 | 8 | South | YES | -0.028733 | 28 | 28 | 28 |  | 1 | Cogen | -1 | 0.058813 | 0 | 0 |  |  | 0 | 0 | -0.058813 | 0 | 0.59148 | 0.72855 |  |  |  |  | 199 | 0.13707
80052 | FOR #9 | 9 | South | YES | -0.028733 | 29.7 | 5 | 43.6 | 0 | 1 | Cogen | -1 | 0.058813 | 0 | 0 |  |  | 0 | 0 | -0.058813 | 0 | 0.59148 | 0.72855 |  |  |  |  | 200 | 0.13707
80053 | FOR #10 | 10 | South | YES | -0.028733 | 68.4 | 45 | 75 | 0 | 1 | Cogen | -1 | 0.058813 | 0 | 0 |  |  | 0 | 0 | -0.058813 | 0 | 0.59148 | 0.72855 |  |  |  |  | 201 | 0.13707
8262 | ELPS | 1 | South | YES | -0.021831 | 6 | 6 | 6 | 0 | 1.15 | Hydro | -1 | 0.051911 | 0 | 0 |  |  | 0 | 0 | -0.051911 | 0 | 0.59148 | 0.72855 |  |  |  |  | 202 | 0.13707
5911 | STP_GN1___1 | 1 | Houston | YES | -0.019565 | 1333 | 1249 | 1333 | 0 | 1.0406 | Nuc | -1 | 0.049645 | 0 | 0 |  |  |  |  | -0.049645 | 0 | 0.59148 | 0.72855 |  |  |  |  | 203 | 0.13707
5912 | STP_GN2___2 | 2 | Houston | YES | -0.019565 | 1332 | 1249 | 1332 | 0 | 1.0406 | Nuc | -1 | 0.049645 | 0 | 0 |  |  |  |  | -0.049645 | 0 | 0.59148 | 0.72855 |  |  |  |  | 204 | 0.13707
48731 | CBE_GT1 | 1 | Houston | YES | -0.019404 | 76 | 0 | 76 | 0 | 1.029 | CC | -1 | 0.049484 | 76 | 76 |  |  |  |  | -0.049484 | -3.7608 | 0.59507 | 0.73168 |  |  |  |  | 205 | 0.13707
48732 | CBE_GT2 | 1 | Houston | YES | -0.019404 | 76 | 0 | 76 | 0 | 1.029 | CC | -1 | 0.049484 | 76 | 76 |  |  |  |  | -0.049484 | -3.7608 | 0.59866 | 0.73481 |  |  |  |  | 206 | 0.13707
48733 | CBE_ST12 | 1 | Houston | YES | -0.019404 | 105 | 0 | 105 | 0 | 1.029 | CC | -1 | 0.049484 | 105 | 105 |  |  |  |  | -0.049484 | -5.1959 | 0.60362 | 0.73914 |  |  |  |  | 207 | 0.13707
48734 | CBE_GT3 | 1 | Houston | YES | -0.019404 | 76 | 0 | 76 | 0 | 1.029 | CC | -1 | 0.049484 | 76 | 76 |  |  |  |  | -0.049484 | -3.7608 | 0.60721 | 0.74227 |  |  |  |  | 208 | 0.13661
48735 | CBE_GT4 | 1 | Houston | YES | -0.019404 | 76 | 0 | 76 | 0 | 1.029 | CC | -1 | 0.049484 | 76 | 76 |  |  |  |  | -0.049484 | -3.7608 | 0.6108 | 0.74541 |  |  |  |  | 209 | 0.13615
48736 | CBE_ST34 | 1 | Houston | YES | -0.019404 | 105 | 0 | 105 | 0 | 1.029 | CC | -1 | 0.049484 | 105 | 105 |  |  |  |  | -0.049484 | -5.1959 | 0.61576 | 0.74974 |  |  |  |  | 210 | 0.13552
48911 | TGF_GT1_8000 | 1 | Houston | YES | -0.018258 | 69.2 | 0 | 69.2 |  | 1.029 | Cogen | -1 | 0.048338 | 0 | 0 |  |  |  |  | -0.048338 | 0 | 0.61576 | 0.74974 |  |  |  |  | 211 | 0.13506
8032 | AMISTADHYD1 | 1 | South | YES | -0.016956 | 33 | 13 | 33 | 0 | 1.03 | Hydro | -1 | 0.047036 | 0 | 0 |  |  | 0 | 0 | -0.047036 | 0 | 0.61576 | 0.74974 |  |  |  |  | 212 | 0.1346
8033 | AMISTADHYD2 | 2 | South | YES | -0.016956 | 25 | 13 | 25 | 0 | 1.03 | Hydro | -1 | 0.047036 | 0 | 0 |  |  | 0 | 0 | -0.047036 | 0 | 0.61576 | 0.74974 |  |  |  |  | 213 | 0.13397
88253 | HAMILTON | F | South | YES | -0.016956 | 0 | 0 | 0 | 0 | 1.04 | BLT | -1 | 0.047036 | 0 | 0 |  |  | 0 | 0 | -0.047036 | 0 | 0.61576 | 0.74974 |  |  |  |  | 214 | 0.13397
49851 | DOW17000 | 37 | Houston | YES | -0.014768 | 39 | 0 | 62 | 0 | 1 | Cogen | -1 | 0.044848 | 0 | 0 |  |  |  |  | -0.044848 | 0 | 0.61576 | 0.74974 |  |  |  |  | 215 | 0.13397
49858 | DOW38100 | 31 | Houston | YES | -0.014768 | 45 | 0 | 71.4 |  | 1 | Cogen | -1 | 0.044848 | 0 | 0 |  |  |  |  | -0.044848 | 0 | 0.61576 | 0.74974 |  |  |  |  | 216 | 0.13397
49859 | DOW38200 | 33 | Houston | YES | -0.014768 | 28 | 0 | 45 | 0 | 1 | Cogen | -1 | 0.044848 | 0 | 0 |  |  |  |  | -0.044848 | 0 | 0.61576 | 0.74974 |  |  |  |  | 217 | 0.13397
49860 | DOW38300 | 32 | Houston | YES | -0.014768 | 63 | 0 | 101 |  | 1 | Cogen | -1 | 0.044848 | 0 | 0 |  |  |  |  | -0.044848 | 0 | 0.61576 | 0.74974 |  |  |  |  | 218 | 0.13397
49862 | DOW39100 | 36 | Houston | YES | -0.014768 | 54 | 0 | 86 | 0 | 1 | Cogen | -1 | 0.044848 | 0 | 0 |  |  |  |  | -0.044848 | 0 | 0.61576 | 0.74974 |  |  |  |  | 219 | 0.13397
49863 | DOW39200 | 35 | Houston | YES | -0.014768 | 55 | 0 | 88 | 0 | 1 | Cogen | -1 | 0.044848 | 0 | 0 |  |  |  |  | -0.044848 | 0 | 0.61576 | 0.74974 |  |  |  |  | 220 | 0.13397
49865 | DOW41000 | 41 | Houston | YES | -0.014768 | 31 | 0 | 50 |  | 1 | Cogen | -1 | 0.044848 | 0 | 0 |  |  |  |  | -0.044848 | 0 | 0.61576 | 0.74974 |  |  |  |  | 221 | 0.13397
49866 | DOW42000 | 42 | Houston | YES | -0.014768 | 11 | 0 | 18 |  | 1 | Cogen | -1 | 0.044848 | 0 | 0 |  |  |  |  | -0.044848 | 0 | 0.61576 | 0.74974 |  |  |  |  | 222 | 0.13397
49869 | DOW49000 | 45 | Houston | YES | -0.014768 | 59 | 0 | 94 |  | 1 | Cogen | -1 | 0.044848 | 0 | 0 |  |  |  |  | -0.044848 | 0 | 0.61576 | 0.74974 |  |  |  |  | 223 | 0.13397
49870 | DOW61000 | 61 | Houston | YES | -0.014768 | 44 | 0 | 70 | 0 | 1 | Cogen | -1 | 0.044848 | 0 | 0 |  |  |  |  | -0.044848 | 0 | 0.61576 | 0.74974 |  |  |  |  | 224 | 0.13397
49871 | DOW62000 | 62 | Houston | YES | -0.014768 | 40 | 0 | 63 | 0 | 1 | Cogen | -1 | 0.044848 | 0 | 0 |  |  |  |  | -0.044848 | 0 | 0.61576 | 0.74974 |  |  |  |  | 225 | 0.13397
49872 | DOW63000 | 63 | Houston | YES | -0.014768 | 45 | 0 | 72 | 0 | 1 | Cogen | -1 | 0.044848 | 0 | 0 |  |  |  |  | -0.044848 | 0 | 0.61576 | 0.74974 |  |  |  |  | 226 | 0.13397
49873 | DOW64000 | 64 | Houston | YES | -0.014768 | 41 | 0 | 64.8 | 0 | 1 | Cogen | -1 | 0.044848 | 0 | 0 |  |  |  |  | -0.044848 | 0 | 0.61576 | 0.74974 |  |  |  |  | 227 | 0.13397
49876 | DOW65000 | 65 | Houston | YES | -0.014768 | 63 | 0 | 101 | 0 | 1 | Cogen | -1 | 0.044848 | 0 | 0 |  |  |  |  | -0.044848 | 0 | 0.61576 | 0.74974 |  |  |  |  | 228 | 0.13397
49877 | DOW66000 | 66 | Houston | YES | -0.014768 | 61 | 0 | 97 | 0 | 1 | Cogen | -1 | 0.044848 | 0 | 0 |  |  |  |  | -0.044848 | 0 | 0.61576 | 0.74974 |  |  |  |  | 229 | 0.13397
49878 | DOW67000 | 67 | Houston | YES | -0.014768 | 65 | 0 | 103 | 0 | 1 | Cogen | -1 | 0.044848 | 0 | 0 |  |  |  |  | -0.044848 | 0 | 0.61576 | 0.74974 |  |  |  |  | 230 | 0.13397
49882 | DOW81000 | 81 | Houston | YES | -0.014768 | 47 | 0 | 76 | 0 | 1 | Cogen | -1 | 0.044848 | 0 | 0 |  |  |  |  | -0.044848 | 0 | 0.61576 | 0.74974 |  |  |  |  | 231 | 0.13397
49884 | DOW82000 | 82 | Houston | YES | -0.014768 | 51 | 0 | 80 | 0 | 1 | Cogen | -1 | 0.044848 | 0 | 0 |  |  |  |  | -0.044848 | 0 | 0.61576 | 0.74974 |  |  |  |  | 232 | 0.13397
49885 | DOW83000 | 83 | Houston | YES | -0.014768 | 51 | 0 | 80 | 0 | 1 | Cogen | -1 | 0.044848 | 0 | 0 |  |  |  |  | -0.044848 | 0 | 0.61576 | 0.74974 |  |  |  |  | 233 | 0.13397
49886 | DOW84000 | 84 | Houston | YES | -0.014768 | 107 | 0 | 171 | 0 | 0.98 | Cogen | -1 | 0.044848 | 0 | 0 |  |  |  |  | -0.044848 | 0 | 0.61576 | 0.74974 |  |  |  |  | 234 | 0.13397
48520 | BSF_GT1_8070 | 1 | Houston | YES | -0.013886 | 72 | 0 | 72 | 0 | 1.0326 | Cogen | -1 | 0.043966 | 0 | 0 |  |  |  |  | -0.043966 | 0 | 0.61576 | 0.74974 |  |  |  |  | 235 | 0.13397
48520 | BSF_GT1_8070 | 2 | Houston | YES | -0.013886 | 10 | 0 | 10 | 0 | 1.0326 | Cogen | -1 | 0.043966 | 0 | 0 |  |  |  |  | -0.043966 | 0 | 0.61576 | 0.74974 |  |  |  |  | 236 | 0.13397
39760 | TNSCLP1___8 | 1 | Houston | YES | -0.013189 | 93.4 | 20 | 116.8 | 0 | 1.04 | Cogen | -1 | 0.043269 | 0 | 0 |  |  |  |  | -0.043269 | 0 | 0.61576 | 0.74974 |  |  |  |  | 237 | 0.13397
39770 | TNSCLP2___8 | 1 | Houston | YES | -0.013189 | 91.6 | 20 | 114.5 | 0 | 1.04 | Cogen | -1 | 0.043269 | 0 | 0 |  |  |  |  | -0.043269 | 0 | 0.61576 | 0.74974 |  |  |  |  | 238 | 0.13397
39775 | TNSCLP4___8 | 1 | Houston | YES | -0.013189 | 95.2 | 20 | 119 | 0 | 1.04 | Cogen | -1 | 0.043269 | 0 | 0 |  |  |  |  | -0.043269 | 0 | 0.61576 | 0.74974 |  |  |  |  | 239 | 0.13397
39790 | TNSCLP3___8 | 1 | Houston | YES | -0.013189 | 87.6 | 20 | 109.5 | 0 | 1.027 | Cogen | -1 | 0.043269 | 0 | 0 |  |  |  |  | -0.043269 | 0 | 0.61576 | 0.74974 |  |  |  |  | 240 | 0.13397
48730 | MNS_GT | 1 | Houston | YES | -0.010674 | 43 | 0 | 46.1 |  | 1.029 | Cogen | -1 | 0.040754 | 0 | 0 |  |  |  |  | -0.040754 | 0 | 0.61576 | 0.74974 |  |  |  |  | 241 | 0.13397
48926 | WAP_GN6_6 | 6 | Houston | YES | -0.010663 | 651 | 280 | 651 |  | 1.035 | LIGCO | -1 | 0.040743 | 0 | 651 |  |  |  |  | -0.040743 | 0 | 0.61576 | 0.74974 |  |  |  |  | 242 | 0.13397
48927 | WAP_GN7_7 | 7 | Houston | YES | -0.010663 | 564 | 277 | 564 |  | 1.035 | LIGCO | -1 | 0.040743 | 0 | 564 |  |  |  |  | -0.040743 | 0 | 0.61576 | 0.74974 |  |  |  |  | 243 | 0.13397
48928 | WAP_GN8_8 | 8 | Houston | YES | -0.010663 | 603 | 275 | 603 |  | 1.035 | LIGCO | -1 | 0.040743 | 0 | 603 |  |  |  |  | -0.040743 | 0 | 0.61576 | 0.74974 |  |  |  |  | 244 | 0.13397
48521 | BVE_GT1_GT1 | 1 | Houston | YES | -0.010642 | 167.7 | 0 | 167.7 |  | 1.035 | CC | -1 | 0.040722 | 167.7 | 167.7 |  |  |  |  | -0.040722 | -6.8291 | 0.62369 | 0.75543 |  |  |  |  | 245 | 0.13397
48522 | BVE_GT2_5035 | 2 | Houston | YES | -0.010642 | 166.4 | 0 | 166.4 |  | 1.035 | CC | -1 | 0.040722 | 166.4 | 166.4 |  |  |  |  | -0.040722 | -6.7762 | 0.63155 | 0.76107 |  |  |  |  | 246 | 0.13397
48523 | BVE_ST1_GN1 | 3 | Houston | YES | -0.010642 | 252.4 | 0 | 252.4 |  | 1.035 | CC | -1 | 0.040722 | 252.4 | 252.4 |  |  |  |  | -0.040722 | -10.2783 | 0.64347 | 0.76963 |  |  |  |  | 247 | 0.13397
48510 | AK_GT1__8040 | 1 | Houston | YES | -0.010296 | 33.4 | 8.1 | 34 |  | 1.029 | Cogen | -1 | 0.040376 | 0 | 0 |  |  |  |  | -0.040376 | 0 | 0.64347 | 0.76963 |  |  |  |  | 248 | 0.13174
48921 | WAP_GN1_1 | 1 | Houston | YES | -0.010249 | 132.8 | 37 | 166 | 0 | 1.0362 | GST | -1 | 0.040329 | 166 | 166 |  |  |  |  | -0.040329 | -6.6947 | 0.65132 | 0.77521 |  |  |  |  | 249 | 0.12952
48922 | WAP_GN2_2 | 2 | Houston | YES | -0.010249 | 132.8 | 37 | 166 | 0 | 1.0362 | GST | -1 | 0.040329 | 166 | 166 |  |  |  |  | -0.040329 | -6.6947 | 0.65916 | 0.78079 |  |  |  |  | 250 | 0.12616
48923 | WAP_GN3_3 | 3 | Houston | YES | -0.010249 | 198.4 | 93 | 248 | 0 | 1.0362 | GST | -1 | 0.040329 | 248 | 248 |  |  |  |  | -0.040329 | -10.0017 | 0.67088 | 0.78912 |  |  |  |  | 251 | 0.12616
48924 | WAP_GN4_4 | 4 | Houston | YES | -0.010249 | 546 | 217 | 546 | 0 | 1.0362 | GSC | -1 | 0.040329 | 546 | 546 |  |  |  |  | -0.040329 | -22.0198 | 0.69667 | 0.80746 |  |  |  |  | 252 | 0.12389
48925 | WAP_GN5_5 | 5 | Houston | YES | -0.010249 | 607.1 | 278 | 654 | 0 | 0.985 | LIGCO | -1 | 0.040329 | 0 | 654 |  |  |  |  | -0.040329 | 0 | 0.69667 | 0.80746 |  |  |  |  | 253 | 0.12163
48929 | WAPGT21_GT1 | B1 | Houston | YES | -0.010249 | 0 | 0 | 13 |  | 1.05 | GGT | -1 | 0.040329 | 13 | 13 |  |  |  |  | -0.040329 | -0.52428 | 0.69729 | 0.8079 |  |  |  |  | 254 | 0.11824
38580 | TNBP_CGN1_8 | 1 | Houston | YES | -0.008613 | 70.8 | 0 | 70.8 | 0 | 1.005 | Cogen | -1 | 0.038693 | 0 | 0 |  |  |  |  | -0.038693 | 0 | 0.69729 | 0.8079 |  |  |  |  | 255 | 0.11079
38590 | TNBP_CGN2_8 | 2 | Houston | YES | -0.008613 | 66.7 | 0 | 66.7 | 0 | 1.005 | Cogen | -1 | 0.038693 | 0 | 0 |  |  |  |  | -0.038693 | 0 | 0.69729 | 0.8079 |  |  |  |  | 256 | 0.11079
38600 | TNBP_CGN3_8 | 5 | Houston | YES | -0.008613 | 53 | 0 | 53 | 0 | 1.005 | Cogen | -1 | 0.038693 | 0 | 0 |  |  |  |  | -0.038693 | 0 | 0.69729 | 0.8079 |  |  |  |  | 257 | 0.11062
38611 | TNBPAMCG1_8 | 1 | Houston | YES | -0.008613 | 153.2 | 0 | 153.2 | 0 | 1.005 | Cogen | -1 | 0.038693 | 0 | 0 |  |  |  |  | -0.038693 | 0 | 0.69729 | 0.8079 |  |  |  |  | 258 | 0.11062
38612 | TNBPAMCG2_8 | 2 | Houston | YES | -0.008613 | 153.5 | 0 | 153.5 | 0 | 1.005 | Cogen | -1 | 0.038693 | 0 | 0 |  |  |  |  | -0.038693 | 0 | 0.69729 | 0.8079 |  |  |  |  | 259 | 0.11062
38613 | TNBPAMCG3_8 | 3 | Houston | YES | -0.008613 | 152.3 | 0 | 152.3 | 0 | 1.005 | Cogen | -1 | 0.038693 | 0 | 0 |  |  |  |  | -0.038693 | 0 | 0.69729 | 0.8079 |  |  |  |  | 260 | 0.11062
38614 | TNBPAMCG4_8 | 4 | Houston | YES | -0.008613 | 96 | 0 | 96 |  | 1.005 | Cogen | -1 | 0.038693 | 0 | 0 |  |  |  |  | -0.038693 | 0 | 0.69729 | 0.8079 |  |  |  |  | 261 | 0.11062
38615 | TNBPAMCG5_8 | 1 | Houston | YES | -0.008613 | 244 | 0 | 244 | 0 | 1.005 | Cogen | -1 | 0.038693 | 0 | 0 |  |  |  |  | -0.038693 | 0 | 0.69729 | 0.8079 |  |  |  |  | 262 | 0.11062
38690 | TNBP_CGN4_8 | 3 | Houston | YES | -0.008613 | 40 | 0 | 40 |  | 1.005 | Cogen | -1 | 0.038693 | 0 | 0 |  |  |  |  | -0.038693 | 0 | 0.69729 | 0.8079 |  |  |  |  | 263 | 0.11062
38711 | TNTXCTY1CG8 | 1 | Houston | YES | -0.008613 | 100.3 | 59 | 100.3 | 0 | 1 | Cogen | -1 | 0.038693 | 0 | 0 |  |  |  |  | -0.038693 | 0 | 0.69729 | 0.8079 |  |  |  |  | 264 | 0.11062
38712 | TNTXCTY2CG8 | 1 | Houston | YES | -0.008613 | 92.9 | 59 | 92.9 | 0 | 1 | Cogen | -1 | 0.038693 | 0 | 0 |  |  |  |  | -0.038693 | 0 | 0.69729 | 0.8079 |  |  |  |  | 265 | 0.11062
38713 | TNTXCTY3CG8 | 1 | Houston | YES | -0.008613 | 102.7 | 59 | 102.7 | 0 | 1 | Cogen | -1 | 0.038693 | 0 | 0 |  |  |  |  | -0.038693 | 0 | 0.69729 | 0.8079 |  |  |  |  | 266 | 0.11062
38714 | TNTXCTY4CG8 | 1 | Houston | YES | -0.008613 | 103 | 59 | 103 | 0 | 1 | Cogen | -1 | 0.038693 | 0 | 0 |  |  |  |  | -0.038693 | 0 | 0.69729 | 0.8079 |  |  |  |  | 267 | 0.11062
39470 | TNDOWCGNSG8 | 1 | Houston | YES | -0.008613 | 32 | 10 | 32 | 0 | 0.985 | Cogen | -1 | 0.038693 | 0 | 0 |  |  |  |  | -0.038693 | 0 | 0.69729 | 0.8079 |  |  |  |  | 268 | 0.11062
39480 | TNDOWCGNGG8 | 1 | Houston | YES | -0.008613 | 30 | 10 | 30 | 0 | 0.985 | Cogen | -1 | 0.038693 | 0 | 0 |  |  |  |  | -0.038693 | 0 | 0.69729 | 0.8079 |  |  |  |  | 269 | 0.11062
48772 | PHR_GN2_2 | MB | Houston | YES | -0.00792 | 0 | 72 | 459 |  | 1.0362 | GSC | -1 | 0.038 | 0 | 0 |  |  |  |  | -0.038 | 0 | 0.69729 | 0.8079 |  |  |  |  | 270 | 0.11062
48561 | CTL_GT2_8130 | 1 | Houston | YES | -0.007437 | 73.5 | 30.3 | 91.9 |  | 1.0362 | Cogen | -1 | 0.037517 | 0 | 0 |  |  |  |  | -0.037517 | 0 | 0.69729 | 0.8079 |  |  |  |  | 271 | 0.11062
48562 | CTL_GT3_8135 | 2 | Houston | YES | -0.007437 | 70.1 | 30.3 | 87.6 |  | 1.0362 | Cogen | -1 | 0.037517 | 0 | 0 |  |  |  |  | -0.037517 | 0 | 0.69729 | 0.8079 |  |  |  |  | 272 | 0.11062
48563 | CTL_GT4_8140 | 3 | Houston | YES | -0.007437 | 69.6 | 30.3 | 87 |  | 1.0362 | Cogen | -1 | 0.037517 | 0 | 0 |  |  |  |  | -0.037517 | 0 | 0.69729 | 0.8079 |  |  |  |  | 273 | 0.11062
48564 | CTL_GN1_8145 | 4 | Houston | YES | -0.007437 | 43.6 | 12.9 | 54.5 |  | 1.0362 | Cogen | -1 | 0.037517 | 0 | 0 |  |  |  |  | -0.037517 | 0 | 0.69729 | 0.8079 |  |  |  |  | 274 | 0.11062
48565 | CTL_GN2_8155 | 5 | Houston | YES | -0.007437 | 9.8 | 3.4 | 12.2 |  | 1.0362 | Cogen | -1 | 0.037517 | 0 | 0 |  |  |  |  | -0.037517 | 0 | 0.69729 | 0.8079 |  |  |  |  | 275 | 0.11062
48531 | BYU_GT1_8075 | 1 | Houston | YES | -0.007252 | 65 | 0 | 65 |  | 1.0362 | Cogen | -1 | 0.037332 | 0 | 0 |  |  |  |  | -0.037332 | 0 | 0.69729 | 0.8079 |  |  |  |  | 276 | 0.11062
48532 | BYU_GT2_8055 | 2 | Houston | YES | -0.007252 | 62 | 0 | 62 |  | 1.0362 | Cogen | -1 | 0.037332 | 0 | 0 |  |  |  |  | -0.037332 | 0 | 0.69729 | 0.8079 |  |  |  |  | 277 | 0.11062
48533 | BYU_GT3_8060 | 3 | Houston | YES | -0.007252 | 67 | 0 | 67 |  | 1.0362 | Cogen | -1 | 0.037332 | 0 | 0 |  |  |  |  | -0.037332 | 0 | 0.69729 | 0.8079 |  |  |  |  | 278 | 0.11062
48534 | BYU_GT4_8065 | 4 | Houston | YES | -0.007252 | 65 | 0 | 65 |  | 1.0362 | Cogen | -1 | 0.037332 | 0 | 0 |  |  |  |  | -0.037332 | 0 | 0.69729 | 0.8079 |  |  |  |  | 279 | 0.11062
48691 | GBY_73741085 | B | Houston | YES | -0.007017 | 37.6 | 20 | 47 | 0 | 1.0362 | GGT | -1 | 0.037097 | 47 | 47 |  |  |  |  | -0.037097 | -1.7436 | 0.69951 | 0.80935 |  |  |  |  | 280 | 0.11062
48691 | GBY_73741085 | A | Houston | YES | -0.007017 | 37.6 | 20 | 47 | 0 | 1.0362 | GGT | -1 | 0.037097 | 47 | 47 |  |  |  |  | -0.037097 | -1.7436 | 0.70173 | 0.81081 |  |  |  |  | 281 | 0.11062
48692 | GBY_81821075 | D | Houston | YES | -0.007017 | 44 | 20 | 55 | 0 | 1.0362 | GGT | -1 | 0.037097 | 55 | 55 |  |  |  |  | -0.037097 | -2.0404 | 0.70433 | 0.81251 |  |  |  |  | 282 | 0.11062
48692 | GBY_81821075 | C | Houston | YES | -0.007017 | 37.6 | 20 | 47 | 0 | 1.0362 | GGT | -1 | 0.037097 | 47 | 47 |  |  |  |  | -0.037097 | -1.7436 | 0.70655 | 0.81396 |  |  |  |  | 283 | 0.10985
48693 | GBY_83841065 | F | Houston | YES | -0.007017 | 43.2 | 20 | 54 | 0 | 1.0362 | GGT | -1 | 0.037097 | 54 | 54 |  |  |  |  | -0.037097 | -2.0033 | 0.7091 | 0.81563 |  |  |  |  | 284 | 0.10908
48693 | GBY_83841065 | E | Houston | YES | -0.007017 | 45.6 | 20 | 57 | 0 | 1.0362 | GGT | -1 | 0.037097 | 57 | 57 |  |  |  |  | -0.037097 | -2.1145 | 0.71179 | 0.81739 |  |  |  |  | 285 | 0.10818
48841 | SJS_GT1_GT1 | 1 | Houston | YES | -0.006904 | 62.4 | 49 | 78 | 0 | 1.0362 | Cogen | -1 | 0.036984 | 0 | 0 |  |  |  |  | -0.036984 | 0 | 0.71179 | 0.81739 |  |  |  |  | 286 | 0.10741
48842 | SJS_GT2_GT2 | 2 | Houston | YES | -0.006904 | 64.8 | 49 | 81 | 0 | 1.0362 | Cogen | -1 | 0.036984 | 0 | 0 |  |  |  |  | -0.036984 | 0 | 0.71179 | 0.81739 |  |  |  |  | 287 | 0.10653
48641 | DPEC_GT15040 | 1 | Houston | YES | -0.006814 | 163.2 | 98 | 163.2 | 0 | 1.0319 | CC | -1 | 0.036894 | 163.2 | 163.2 |  |  |  |  | -0.036894 | -6.0212 | 0.7195 | 0.82241 |  |  |  |  | 288 | 0.1056
48642 | DPEC_GT25025 | 2 | Houston | YES | -0.006814 | 157.1 | 98 | 157.1 | 0 | 1.0319 | CC | -1 | 0.036894 | 157.1 | 157.1 |  |  |  |  | -0.036894 | -5.7961 | 0.72692 | 0.82723 |  |  |  |  | 289 | 0.1056
48643 | DPEC_GT35010 | 3 | Houston | YES | -0.006814 | 157.5 | 98 | 157.5 | 0 | 1.0319 | CC | -1 | 0.036894 | 157.5 | 157.5 |  |  |  |  | -0.036894 | -5.8109 | 0.73436 | 0.83208 |  |  |  |  | 290 | 0.1056
48644 | DPEC_GT45070 | 4 | Houston | YES | -0.006814 | 157 | 98 | 157 | 0 | 1.0319 | CC | -1 | 0.036894 | 157 | 157 |  |  |  |  | -0.036894 | -5.7924 | 0.74178 | 0.8369 |  |  |  |  | 291 | 0.1029
48645 | DPEC_ST55065 | 5 | Houston | YES | -0.006814 | 282 | 0 | 282 | 0 | 1.0319 | CC | -1 | 0.036894 | 282 | 282 |  |  |  |  | -0.036894 | -10.4042 | 0.7551 | 0.84557 |  |  |  |  | 292 | 0.10031
48761 | PR_GT1__9040 | 1 | Houston | YES | -0.006728 | 26 | 0 | 35 |  | 1 | Cogen | -1 | 0.036808 | 0 | 0 |  |  |  |  | -0.036808 | 0 | 0.7551 | 0.84557 |  |  |  |  | 293 | 0.097711
48855 | SRB_GT211035 | B1 | Houston | YES | -0.006642 | 0 | 0 | 18 |  | 1.014 | GGT | -1 | 0.036722 | 18 | 18 |  |  |  |  | -0.036722 | -0.661 | 0.75596 | 0.84612 |  |  |  |  | 294 | 0.095119
48855 | SRB_GT211035 | B2 | Houston | YES | -0.006642 | 0 | 0 | 12 |  | 1.014 | GGT | -1 | 0.036722 | 12 | 12 |  |  |  |  | -0.036722 | -0.44067 | 0.75652 | 0.84649 |  |  |  |  | 295 | 0.090463
48852 | SRB_GN2_2 | 2 | Houston | YES | -0.006637 | 140.8 | 26 | 176 | 0 | 1.0217 | GST | -1 | 0.036717 | 176 | 176 |  |  |  |  | -0.036717 | -6.4623 | 0.76484 | 0.85187 |  |  |  |  | 296 | 0.090463
48851 | SRB_GN1_1 | 1 | Houston | YES | -0.00663 | 132 | 26 | 165 | 0 | 1.0217 | GST | -1 | 0.03671 | 165 | 165 |  |  |  |  | -0.03671 | -6.0572 | 0.77263 | 0.85692 |  |  |  |  | 297 | 0.090164
48551 | CAL_GT1_8045 | 1 | Houston | YES | -0.006628 | 149 | 0 | 149 | 0 | 1.0326 | Cogen | -1 | 0.036708 | 0 | 0 |  |  |  |  | -0.036708 | 0 | 0.77263 | 0.85692 |  |  |  |  | 298 | 0.089964
48552 | CAL_ST1_8000 | 2 | Houston | YES | -0.006628 | 65.1 | 0 | 65.1 | 0 | 1.0326 | Cogen | -1 | 0.036708 | 0 | 0 |  |  |  |  | -0.036708 | 0 | 0.77263 | 0.85692 |  |  |  |  | 299 | 0.087032
48853 | SRB_GN3_3 | 3 | Houston | YES | -0.006608 | 170.4 | 35 | 213 |  | 1.0326 | GST | -1 | 0.036688 | 213 | 213 |  |  |  |  | -0.036688 | -7.8146 | 0.7827 | 0.86343 |  |  |  |  | 300 | 0.084283
48845 | SOL_GT1 | 1 | Houston | YES | -0.006606 | 16.2 | 15.4 | 16.2 |  | 1.0326 | Solar | -1 | 0.036686 | 16.2 | 16.2 |  |  |  |  | -0.036686 | -0.59432 | 0.78346 | 0.86392 |  |  |  |  | 301 | 0.084283
48611 | DIB_GT1_8080 | 1 | Houston | YES | -0.006605 | 64 | 0 | 64 | 0 | 1.0326 | Cogen | -1 | 0.036685 | 0 | 0 |  |  |  |  | -0.036685 | 0 | 0.78346 | 0.86392 |  |  |  |  | 302 | 0.084283
48612 | DIB_GT2_8075 | 2 | Houston | YES | -0.006605 | 63.2 | 0 | 63.2 | 0 | 1.0326 | Cogen | -1 | 0.036685 | 0 | 0 |  |  |  |  | -0.036685 | 0 | 0.78346 | 0.86392 |  |  |  |  | 303 | 0.08073
48613 | DIB_ST1_8085 | 3 | Houston | YES | -0.006605 | 67.9 | 30 | 82.6 | 0 | 1.0326 | Cogen | -1 | 0.036685 | 0 | 0 |  |  |  |  | -0.036685 | 0 | 0.78346 | 0.86392 |  |  |  |  | 304 | 0.08046
48614 | DIB_GT3_8090 | 4 | Houston | YES | -0.006605 | 73.6 | 15 | 73.6 | 0 | 1.0326 | Cogen | -1 | 0.036685 | 0 | 0 |  |  |  |  | -0.036685 | 0 | 0.78346 | 0.86392 |  |  |  |  | 305 | 0.08046
48854 | SRB_GN4_4 | 4 | Houston | YES | -0.006603 | 182.4 | 35 | 228 | 0 | 1.0326 | GST | -1 | 0.036683 | 228 | 228 |  |  |  |  | -0.036683 | -8.3638 | 0.79423 | 0.87089 |  |  |  |  | 306 | 0.08046
48740 | PSG_GN2_8050 | 1 | Houston | YES | -0.006602 | 182 | 60 | 182 | 0 | 1.0326 | Cogen | -1 | 0.036682 | 0 | 0 |  |  |  |  | -0.036682 | 0 | 0.79423 | 0.87089 |  |  |  |  | 307 | 0.08046
48741 | PSG_GT2_8040 | 1 | Houston | YES | -0.006602 | 158.6 | 50 | 158.6 | 0 | 1.0326 | Cogen | -1 | 0.036682 | 0 | 0 |  |  |  |  | -0.036682 | 0 | 0.79423 | 0.87089 |  |  |  |  | 308 | 0.08046
48742 | PSG_GT3_8060 | 1 | Houston | YES | -0.006602 | 157 | 50 | 157 | 0 | 1.0326 | Cogen | -1 | 0.036682 | 0 | 0 |  |  |  |  | -0.036682 | 0 | 0.79423 | 0.87089 |  |  |  |  | 309 | 0.076656
48820 | SHELLG1_3015 | 1 | Houston | YES | -0.006481 | 71 | 34.5 | 71 |  | 1.029 | Cogen | -1 | 0.036561 | 0 | 0 |  |  |  |  | -0.036561 | 0 | 0.79423 | 0.87089 |  |  |  |  | 310 | 0.076656
48821 | SHELLG2 | 2 | Houston | YES | -0.006481 | 72 | 34.5 | 72 |  | 1.029 | Cogen | -1 | 0.036561 | 0 | 0 |  |  |  |  | -0.036561 | 0 | 0.79423 | 0.87089 |  |  |  |  | 311 | 0.076656
48822 | SHELLG3_3020 | 2 | Houston | YES | -0.006481 | 30 | 0 | 30 |  | 1.029 | Cogen | -1 | 0.036561 | 0 | 0 |  |  |  |  | -0.036561 | 0 | 0.79423 | 0.87089 |  |  |  |  | 312 | 0.076656
48822 | SHELLG3_3020 | 1 | Houston | YES | -0.006481 | 39 | 0 | 39 |  | 1.029 | Cogen | -1 | 0.036561 | 0 | 0 |  |  |  |  | -0.036561 | 0 | 0.79423 | 0.87089 |  |  |  |  | 313 | 0.076656
48500 | APD_GT1_8005 | 1 | Houston | YES | -0.006313 | 137.6 | 54.6 | 137.6 | 0 | 1.0362 | Cogen | -1 | 0.036393 | 0 | 0 |  |  |  |  | -0.036393 | 0 | 0.79423 | 0.87089 |  |  |  |  | 314 | 0.076656
48511 | LPE_GT1_8070 | 1 | Houston | YES | -0.006275 | 42 | 0 | 42 | 0 | 1.0362 | GGT | -1 | 0.036355 | 42 | 42 |  |  |  |  | -0.036355 | -1.5269 | 0.79622 | 0.87216 |  |  |  |  | 315 | 0.076656
48512 | LPE_GT2_8075 | 2 | Houston | YES | -0.006275 | 42 | 0 | 42 | 0 | 1.0362 | GGT | -1 | 0.036355 | 42 | 42 |  |  |  |  | -0.036355 | -1.5269 | 0.7982 | 0.87343 |  |  |  |  | 316 | 0.076656
48513 | LPE_GT3_8080 | 3 | Houston | YES | -0.006275 | 39 | 0 | 39 | 0 | 1.0362 | GGT | -1 | 0.036355 | 39 | 39 |  |  |  |  | -0.036355 | -1.4179 | 0.80004 | 0.87461 |  |  |  |  | 317 | 0.076656
48514 | LPE_GT4_8085 | 4 | Houston | YES | -0.006275 | 39 | 0 | 39 | 0 | 1.0362 | GGT | -1 | 0.036355 | 39 | 39 |  |  |  |  | -0.036355 | -1.4179 | 0.80189 | 0.8758 |  |  |  |  | 318 | 0.075943
48593 | CHE_GT1_8015 | 1 | Houston | YES | -0.00625 | 173 | 50 | 173 | 0 | 1.0362 | Cogen | -1 | 0.03633 | 0 | 0 |  |  |  |  | -0.03633 | 0 | 0.80189 | 0.8758 |  |  |  |  | 319 | 0.075231
48594 | CHE_GN4_8025 | 4 | Houston | YES | -0.00625 | 142 | 60 | 142 | 0 | 1.0362 | Cogen | -1 | 0.03633 | 0 | 0 |  |  |  |  | -0.03633 | 0 | 0.80189 | 0.8758 |  |  |  |  | 320 | 0.07457
48873 | THW_ST3_ST_3 | 3 | Houston | YES | -0.006002 | 107 | 19 | 107 | 0 | 1.0435 | CC | -1 | 0.036082 | 107 | 107 |  |  |  |  | -0.036082 | -3.8608 | 0.80694 | 0.87901 |  |  |  |  | 321 | 0.073908
48874 | THW_ST4_ST_4 | 4 | Houston | YES | -0.006002 | 108 | 19 | 108 | 0 | 1.0435 | CC | -1 | 0.036082 | 108 | 108 |  |  |  |  | -0.036082 | -3.8969 | 0.81204 | 0.88226 |  |  |  |  | 322 | 0.073908
48875 | THW_3132 | A | Houston | YES | -0.006002 | 55 | 5 | 55 | 0 | 1.0435 | CC | -1 | 0.036082 | 55 | 55 |  |  |  |  | -0.036082 | -1.9845 | 0.81464 | 0.88391 |  |  |  |  | 323 | 0.073908
48875 | THW_3132 | B | Houston | YES | -0.006002 | 53 | 5 | 53 | 0 | 1.0435 | CC | -1 | 0.036082 | 53 | 53 |  |  |  |  | -0.036082 | -1.9124 | 0.81715 | 0.8855 |  |  |  |  | 324 | 0.072069
48877 | THW_3334 | C | Houston | YES | -0.006002 | 55 | 5 | 55 | 0 | 1.0435 | CC | -1 | 0.036082 | 55 | 55 |  |  |  |  | -0.036082 | -1.9845 | 0.81975 | 0.88716 |  |  |  |  | 325 | 0.070213
48877 | THW_3334 | D | Houston | YES | -0.006002 | 57 | 5 | 57 | 0 | 1.0435 | CC | -1 | 0.036082 | 57 | 57 |  |  |  |  | -0.036082 | -2.0567 | 0.82244 | 0.88887 |  |  |  |  | 326 | 0.069268
48879 | THW_4142 | E | Houston | YES | -0.006002 | 56 | 5 | 56 | 0 | 1.0435 | CC | -1 | 0.036082 | 56 | 56 |  |  |  |  | -0.036082 | -2.0206 | 0.82508 | 0.89055 |  |  |  |  | 327 | 0.068357
48879 | THW_4142 | F | Houston | YES | -0.006002 | 55 | 5 | 55 | 0 | 1.0435 | CC | -1 | 0.036082 | 55 | 55 |  |  |  |  | -0.036082 | -1.9845 | 0.82768 | 0.89221 |  |  |  |  | 328 | 0.067412
48881 | THW_4344 | G | Houston | YES | -0.006002 | 58 | 5 | 58 | 0 | 1.0435 | CC | -1 | 0.036082 | 58 | 58 |  |  |  |  | -0.036082 | -2.0928 | 0.83042 | 0.89395 |  |  |  |  | 329 | 0.066433
48881 | THW_4344 | H | Houston | YES | -0.006002 | 58 | 5 | 58 | 0 | 1.0435 | CC | -1 | 0.036082 | 58 | 58 |  |  |  |  | -0.036082 | -2.0928 | 0.83316 | 0.89569 |  |  |  |  | 330 | 0.06547
48582 | CBY_GN2_2 | 2 | Houston | YES | -0.005801 | 596.8 | 110 | 746 | 0 | 1.0435 | GSC | -1 | 0.035881 | 746 | 746 |  |  |  |  | -0.035881 | -26.7675 | 0.86841 | 0.91799 |  |  |  |  | 331 | 0.064525
48883 | THW_GT1_GT_1 | B2 | Houston | YES | -0.005701 | 0 | 0 | 12 |  | 1.043 | GGT | -1 | 0.035781 | 12 | 12 |  |  |  |  | -0.035781 | -0.42938 | 0.86898 | 0.91835 |  |  |  |  | 332 | 0.063528
49803 | EXN_15GT | 1 | Houston | YES | -0.005666 | 33 | 8.3 | 34 |  | 1.0326 | Cogen | -1 | 0.035746 | 0 | 0 |  |  |  |  | -0.035746 | 0 | 0.86898 | 0.91835 |  |  |  |  | 333 | 0.062532
49804 | EXN_16GT | 2 | Houston | YES | -0.005666 | 32 | 8.3 | 34.7 |  | 1.0326 | Cogen | -1 | 0.035746 | 0 | 0 |  |  |  |  | -0.035746 | 0 | 0.86898 | 0.91835 |  |  |  |  | 334 | 0.049586
49805 | EXN_17GT | 3 | Houston | YES | -0.005666 | 31 | 8.3 | 32.7 |  | 1.0326 | Cogen | -1 | 0.035746 | 0 | 0 |  |  |  |  | -0.035746 | 0 | 0.86898 | 0.91835 |  |  |  |  | 335 | 0.049377
49826 | EXN938GT | 5 | Houston | YES | -0.005666 | 43 | 9.2 | 45.9 |  | 1.0326 | Cogen | -1 | 0.035746 | 0 | 0 |  |  |  |  | -0.035746 | 0 | 0.86898 | 0.91835 |  |  |  |  | 336 | 0.049377
49828 | EXN941GT | 10 | Houston | YES | -0.005666 | 17.7 | 5.4 | 17.7 | 0 | 1.0326 | Cogen | -1 | 0.035746 | 0 | 0 |  |  |  |  | -0.035746 | 0 | 0.86898 | 0.91835 |  |  |  |  | 337 | 0.049377
49829 | EXN942GT | 11 | Houston | YES | -0.005666 | 20 | 5.4 | 20.4 | 0 | 1.0326 | Cogen | -1 | 0.035746 | 0 | 0 |  |  |  |  | -0.035746 | 0 | 0.86898 | 0.91835 |  |  |  |  | 338 | 0.049377
49830 | EXN943GT | 12 | Houston | YES | -0.005666 | 19 | 5.4 | 19.9 | 0 | 1.0326 | Cogen | -1 | 0.035746 | 0 | 0 |  |  |  |  | -0.035746 | 0 | 0.86898 | 0.91835 |  |  |  |  | 339 | 0.049377
49831 | EXN944GT | 13 | Houston | YES | -0.005666 | 33 | 5.4 | 35 | 0 | 1.0326 | Cogen | -1 | 0.035746 | 0 | 0 |  |  |  |  | -0.035746 | 0 | 0.86898 | 0.91835 |  |  |  |  | 340 | 0.049377
49832 | EXN945GT | 9 | Houston | YES | -0.005666 | 18.5 | 9.2 | 18.5 |  | 1.0326 | Cogen | -1 | 0.035746 | 0 | 0 |  |  |  |  | -0.035746 | 0 | 0.86898 | 0.91835 |  |  |  |  | 341 | 0.049377
49837 | EXN_GT | 4 | Houston | YES | -0.005666 | 81 | 21.3 | 85.4 |  | 1.0326 | Cogen | -1 | 0.035746 | 0 | 0 |  |  |  |  | -0.035746 | 0 | 0.86898 | 0.91835 |  |  |  |  | 342 | 0.049377
49838 | EXN_14GT | 14 | Houston | YES | -0.005666 | 140 | 0 | 148 |  | 1.0326 | Cogen | -1 | 0.035746 | 0 | 0 |  |  |  |  | -0.035746 | 0 | 0.86898 | 0.91835 |  |  |  |  | 343 | 0.049377
48651 | EP_1_2 | 1 | Houston | YES | -0.005536 | 4 | 0 | 5 | 0 | 1.0362 | Cogen | -1 | 0.035616 | 0 | 0 |  |  |  |  | -0.035616 | 0 | 0.86898 | 0.91835 |  |  |  |  | 344 | 0.049377
48651 | EP_1_2 | 2 | Houston | YES | -0.005536 | 17.7 | 10 | 21 | 0 | 1.0362 | Cogen | -1 | 0.035616 | 0 | 0 |  |  |  |  | -0.035616 | 0 | 0.86898 | 0.91835 |  |  |  |  | 345 | 0.049377
48940 | WARVUE_GT1 | G1 | Houston | YES | -0.005532 | 15 | 0 | 15 |  | 1.021 | Cogen | -1 | 0.035612 | 0 | 0 |  |  |  |  | -0.035612 | 0 | 0.86898 | 0.91835 |  |  |  |  | 346 | 0.049377
48581 | CBY_GN1_1 | 1 | Houston | YES | -0.005527 | 595.2 | 108 | 744 | 0 | 1.0435 | GSC | -1 | 0.035607 | 744 | 744 |  |  |  |  | -0.035607 | -26.4919 | 0.90413 | 0.94042 |  |  |  |  | 347 | 0.049377
48791 | PSA_GT1_8160 | 1 | Houston | YES | -0.005523 | 52 | 20.8 | 65 | 0 | 1.0362 | Cogen | -1 | 0.035603 | 0 | 0 |  |  |  |  | -0.035603 | 0 | 0.90413 | 0.94042 |  |  |  |  | 348 | 0.049377
48792 | PSA_GT2_8155 | 2 | Houston | YES | -0.005523 | 52.8 | 20.3 | 66 | 0 | 1.0362 | Cogen | -1 | 0.035603 | 0 | 0 |  |  |  |  | -0.035603 | 0 | 0.90413 | 0.94042 |  |  |  |  | 349 | 0.049377
48793 | PSA_GT3_8150 | 3 | Houston | YES | -0.005523 | 56 | 20.3 | 70 | 0 | 1.0362 | Cogen | -1 | 0.035603 | 0 | 0 |  |  |  |  | -0.035603 | 0 | 0.90413 | 0.94042 |  |  |  |  | 350 | 0.036296
48794 | PSA_GT4_8145 | 4 | Houston | YES | -0.005523 | 52.8 | 20.3 | 66 | 0 | 1.0362 | Cogen | -1 | 0.035603 | 0 | 0 |  |  |  |  | -0.035603 | 0 | 0.90413 | 0.94042 |  |  |  |  | 351 | 0.036296
48795 | PSA_GT5_8140 | 5 | Houston | YES | -0.005523 | 51.2 | 20.3 | 64 | 0 | 1.0362 | Cogen | -1 | 0.035603 | 0 | 0 |  |  |  |  | -0.035603 | 0 | 0.90413 | 0.94042 |  |  |  |  | 352 | 0.036296
48796 | PSA_GN1_8165 | 1 | Houston | YES | -0.005523 | 83.2 | 43.1 | 104 | 0 | 1.0362 | Cogen | -1 | 0.035603 | 0 | 0 |  |  |  |  | -0.035603 | 0 | 0.90413 | 0.94042 |  |  |  |  | 353 | 0.036296
48797 | PSA_GT6_8135 | 6 | Houston | YES | -0.005523 | 47.2 | 34.5 | 59 | 0 | 1.0362 | Cogen | -1 | 0.035603 | 0 | 0 |  |  |  |  | -0.035603 | 0 | 0.90413 | 0.94042 |  |  |  |  | 354 | 0.036296
48815 | CVC_GT4_8005 | 4 | Houston | YES | -0.005451 | 165 | 91.8 | 165 |  | 1.0362 | Cogen | -1 | 0.035531 | 0 | 0 |  |  |  |  | -0.035531 | 0 | 0.90413 | 0.94042 |  |  |  |  | 355 | 0.036296
48583 | CBY_GT4_1 | 1 | Houston | YES | -0.005412 | 172 | 0 | 172 | 0 | 1.027 | GSC | -1 | 0.035492 | 172 | 172 |  |  |  |  | -0.035492 | -6.1047 | 0.91225 | 0.94551 |  |  |  |  | 356 | 0.036296
48584 | CBY_GT4_2 | 2 | Houston | YES | -0.005412 | 172 | 0 | 172 | 0 | 1.027 | CC | -1 | 0.035492 | 172 | 172 |  |  |  |  | -0.035492 | -6.1047 | 0.92038 | 0.95059 |  |  |  |  | 357 | 0.036296
48585 | CBY_ST4_1 | 3 | Houston | YES | -0.005412 | 172 | 0 | 172 | 0 | 1.027 | CC | -1 | 0.035492 | 172 | 172 |  |  |  |  | -0.035492 | -6.1047 | 0.9285 | 0.95568 |  |  |  |  | 358 | 0.036296
48595 | BTE_GT2_8075 | 1 | Houston | YES | -0.005185 | 162.8 | 130 | 162.8 | 0 | 1.0261 | CC | -1 | 0.035265 | 162.8 | 162.8 |  |  |  |  | -0.035265 | -5.7412 | 0.9362 | 0.96046 |  |  |  |  | 359 | 0.033256
48596 | BTE_GT3_8045 | 2 | Houston | YES | -0.005185 | 161.4 | 130 | 161.4 | 0 | 1.0261 | CC | -1 | 0.035265 | 161.4 | 161.4 |  |  |  |  | -0.035265 | -5.6918 | 0.94382 | 0.9652 |  |  |  |  | 360 | 0.030216
48597 | BTE_GT4_8055 | 3 | Houston | YES | -0.005185 | 158.9 | 130 | 158.9 | 0 | 1.0261 | CC | -1 | 0.035265 | 158.9 | 158.9 |  |  |  |  | -0.035265 | -5.6037 | 0.95133 | 0.96987 |  |  |  |  | 361 | 0.027175
48598 | BTE_ST1_8070 | 4 | Houston | YES | -0.005185 | 269.2 | 60 | 269.2 | 0 | 1.0261 | CC | -1 | 0.035265 | 269.2 | 269.2 |  |  |  |  | -0.035265 | -9.4934 | 0.96405 | 0.97778 |  |  |  |  | 362 | 0.024267
48690 | GBY_GN5_5 | 5 | Houston | YES | -0.005113 | 318.4 | 81 | 398 |  | 1.0362 | GSC | -1 | 0.035193 | 398 | 398 |  |  |  |  | -0.035193 | -14.0069 | 0.98285 | 0.98945 |  |  |  |  | 363 | 0.021383
48885 | THW_5152 | B | Houston | YES | -0.005014 | 47.2 | 5 | 59 |  | 1.0319 | GGT | -1 | 0.035094 | 59 | 59 |  |  |  |  | -0.035094 | -2.0706 | 0.98564 | 0.99117 |  |  |  |  | 364 | 0.018544
48885 | THW_5152 | A | Houston | YES | -0.005014 | 46.4 | 5 | 58 |  | 1.0319 | GGT | -1 | 0.035094 | 58 | 58 |  |  |  |  | -0.035094 | -2.0355 | 0.98838 | 0.99287 |  |  |  |  | 365 | 0.013734
48886 | THW_5354 | D | Houston | YES | -0.005014 | 46.4 | 5 | 58 |  | 1.0319 | GGT | -1 | 0.035094 | 58 | 58 |  |  |  |  | -0.035094 | -2.0355 | 0.99112 | 0.99457 |  |  |  |  | 366 | 0.0065998
48886 | THW_5354 | C | Houston | YES | -0.005014 | 45.6 | 5 | 57 |  | 1.0319 | GGT | -1 | 0.035094 | 57 | 57 |  |  |  |  | -0.035094 | -2.0004 | 0.99381 | 0.99623 |  |  |  |  | 367 | 0.0055373
48887 | THW_5556 | E | Houston | YES | -0.005014 | 47.2 | 5 | 59 |  | 1.0319 | GGT | -1 | 0.035094 | 59 | 59 |  |  |  |  | -0.035094 | -2.0706 | 0.9966 | 0.99796 |  |  |  |  | 368 | 0.0044928
48887 | THW_5556 | F | Houston | YES | -0.005014 | 45.6 | 5 | 57 |  | 1.0319 | GGT | -1 | 0.035094 | 57 | 57 |  |  |  |  | -0.035094 | -2.0004 | 0.99929 | 0.99962 |  |  |  |  | 369 | 0.0034483
48591 | CHE_GT2_5030 | 2 | Houston | YES | -0.003633 | 173 | 50 | 173 | 0 | 1.029 | Cogen | -1 | 0.033713 | 0 | 0 |  |  |  |  | -0.033713 | 0 | 0.99929 | 0.99962 |  |  |  |  | 370 | 0.0024218
48811 | CVC_GT3_5045 | 3 | Houston | YES | -0.003633 | 156 | 91.8 | 156 | 0 | 1.029 | Cogen | -1 | 0.033713 | 0 | 0 |  |  |  |  | -0.033713 | 0 | 0.99929 | 0.99962 |  |  |  |  | 371 | 0.0013593
48812 | CVC_GT2_5020 | 2 | Houston | YES | -0.003633 | 158 | 91.8 | 158 | 0 | 1.029 | Cogen | -1 | 0.033713 | 0 | 0 |  |  |  |  | -0.033713 | 0 | 0.99929 | 0.99962 |  |  |  |  | 372 | 0.00033279
48813 | CVC_GT1_5035 | 1 | Houston | YES | -0.003633 | 160 | 91.8 | 160 | 0 | 1.029 | Cogen | -1 | 0.033713 | 0 | 0 |  |  |  |  | -0.033713 | 0 | 0.99929 | 0.99962 |  |  |  |  | 373 | 0.00033279
48814 | CVC_ST5_5040 | 1 | Houston | YES | -0.003633 | 162 | 91.8 | 162 | 0 | 1.029 | Cogen | -1 | 0.033713 | 0 | 0 |  |  |  |  | -0.033713 | 0 | 0.99929 | 0.99962 |  |  |  |  | 374 | 0.00033279
5934 | SI_RAY5 | 5 | South | YES | 0 | 0 | 10 | 15 |  | 1.035 | GST | -1 | 0.03008 | 15 | 15 |  |  | 0 | 15 | -0.03008 | -0.45121 | 1 | 1 |  |  |  |  | 375 | 0.00033279
8139 | JOS #1 | MB | South | YES | 0 | 0 | 45 | 255 |  | 1.02 | GST | -1 | 0.03008 | 0 | 0 |  |  | 0 | 0 | -0.03008 | 0 | 1 | 1 |  |  |  |  | 376 | 0.00033279
8285 | LAR #1 | MB | South | YES | 0 | 0 | 9 | 32 |  | 1.0497 | GST | -1 | 0.03008 | 0 | 0 |  |  | 0 | 0 | -0.03008 | 0 | 1 | 1 |  |  |  |  | 377 | 0.00033279
8287 | LAR #2 | MB | South | YES | 0 | 0 | 9 | 32 |  | 1.04 | GST | -1 | 0.03008 | 0 | 0 |  |  | 0 | 0 | -0.03008 | 0 | 1 | 1 |  |  |  |  | 378 | 0
8288 | LAR #3 | MB | South | YES | 0 | 0 | 25 | 105 |  | 1.04 | GST | -1 | 0.03008 | 0 | 0 |  |  | 0 | 0 | -0.03008 | 0 | 1 | 1 |  |  |  |  | 379 | 0
8388 | BATES0A | MB | South | YES | 0 | 0 | 21 | 71 |  | 1.033 | GST | -1 | 0.03008 | 0 | 0 |  |  | 0 | 0 | -0.03008 | 0 | 1 | 1 |  |  |  |  | 380 | 0
8393 | BATES0B | MB | South | YES | 0 | 0 | 25 | 110 |  | 1.03 | GST | -1 | 0.03008 | 0 | 0 |  |  | 0 | 0 | -0.03008 | 0 | 1 | 1 |  |  |  |  | 381 | 0
8437 | NUECES_B0C | MB | South | YES | 0 | 0 | 7 | 30 |  | 1.03 | GST | -1 | 0.03008 | 0 | 0 |  |  | 0 | 0 | -0.03008 | 0 | 1 | 1 |  |  |  |  | 382 | 0
8438 | NUECES_B0B | MB | South | YES | 0 | 0 | 26 | 169 |  | 1.03 | GST | -1 | 0.03008 | 0 | 0 |  |  | 0 | 0 | -0.03008 | 0 | 1 | 1 |  |  |  |  | 383 | 0
39190 | TNSLCGN1__8 | 1 | Houston | YES | 0 | 0 | 10 | 30 |  | 1.03 | Cogen | -1 | 0.03008 | 0 | 0 |  |  |  |  | -0.03008 | 0 | 1 | 1 |  |  |  |  | 384 | 0
32883 | BRYN_DNSBY3 | 1 | North | YES | 0.008215 | 0 | 2 | 48 |  | 1.015 | GST | 1 | 0.04794 | 48 | 48 | 0.39432 | 48 |  |  | 0.04794 | 2.3011 | [6 empty] | 385 | 0
32884 | BRYN_DNSBY13 | 1 | North | YES | 0.008215 | 46 | 2 | 46 | 0 | 1.015 | GST | 1 | 0.04794 | 46 | 46 | 0.37789 | 46 |  |  | 0.04794 | 2.2052 | [6 empty] | 386 | 0
32892 | BRYN_DNSBY14 | 1 | North | YES | 0.008215 | 84 | 25 | 105 | 0 | 1.035 | GST | 1 | 0.04794 | 105 | 105 | 0.86257 | 105 |  |  | 0.04794 | 5.0337 | [6 empty] | 387 | 0
48671 | FTR_GT1_5105 | 1 | North | YES | 0.00886 | 154.2 | 0 | 154.2 | 0 | 1.0319 | CC | 1 | 0.048585 | 154.2 | 154.2 | 1.3662 | 154.2 |  |  | 0.048585 | 7.4918 | [6 empty] | 388 | 0
48672 | FTR_GT2_5110 | 2 | North | YES | 0.00886 | 159 | 0 | 159 | 0 | 1.0319 | CC | 1 | 0.048585 | 159 | 159 | 1.4087 | 159 |  |  | 0.048585 | 7.725 | [6 empty] | 389 | 0
48673 | FTR_GT3_5085 | 3 | North | YES | 0.00886 | 158 | 0 | 158 | 0 | 1.0319 | CC | 1 | 0.048585 | 158 | 158 | 1.3999 | 158 |  |  | 0.048585 | 7.6765 | [6 empty] | 390 | 0
48674 | FTR_CN4_5095 | 4 | North | YES | 0.00886 | 380 | 0 | 380 | 0 | 1.0319 | CC | 1 | 0.048585 | 380 | 380 | 3.3668 | 380 |  |  | 0.048585 | 18.4624
32886 | BRYN_ATKINS3 | MB | North | YES | 0.0091 | 0 | 5 | 12 |  | 1 | GST | 1 | 0.048825 | 0 | 0 | 0 | 0 |  |  | 0.048825 | 0
32887 | BRYN_ATKINS6 | MB | North | YES | 0.0091 | 0 | 12 | 51 |  | 1.028 | GST | 1 | 0.048825 | 0 | 0 | 0 | 0 |  |  | 0.048825 | 0
32888 | BRYN_ATKINS7 | 1 | North | YES | 0.0091 | 13.6 | 4 | 17 |  | 1.028 | GGT | 1 | 0.048825 | 17 | 17 | 0.1547 | 17 |  |  | 0.048825 | 0.83003
32890 | BRYN_ATKINS4 | MB | North | YES | 0.0091 | 0 | 5 | 22 |  | 1.031 | GST | 1 | 0.048825 | 0 | 0 | 0 | 0 |  |  | 0.048825 | 0
32891 | BRYN_ATKINS5 | MB | North | YES | 0.0091 | 0 | 5 | 25 |  | 1.031 | GST | 1 | 0.048825 | 0 | 0 | 0 | 0 |  |  | 0.048825 | 0
32798 | BRYN_TAMUGEN | 1 | North | YES | 0.009403 | 32 | 0 | 32 |  | 1.02 | GST | 1 | 0.049128 | 32 | 32 | 0.3009 | 32 |  |  | 0.049128 | 1.5721
990 | GIBN_CREK_G1 | 1 | North | YES | 0.011247 | 463 | 200 | 463 | 0 | 1.0275 | LIGCO | 1 | 0.050972 | 0 | 463 | 5.2074 | 463 |  |  | 0.050972 | 23.6001
60202 | FRNDDRCS | F | West | YES | 0.016757 | 0 | 0 | 0 | 0 | 0.9985 | AVR | 1 | 0.056482 | 0 | 0 |  |  |  |  | 0.056482 | 0
39960 | TNTNPONE_18 | 1 | North | YES | 0.019373 | 152.3 | 30 | 152.3 |  | 1.04 | LIGCO | 1 | 0.059098 | 0 | 152.3 | 2.9505 | 152.3 |  |  | 0.059098 | 9.0007
39970 | TNTNPONE_28 | 1 | North | YES | 0.019373 | 153 | 30 | 153 |  | 1.04 | LIGCO | 1 | 0.059098 | 0 | 153 | 2.9641 | 153 |  |  | 0.059098 | 9.042
60018 | DSKY1 | 1 | West | YES | 0.02116 | 21 | 0 | 84 | 0 | 1.023 | Wind | 1 | 0.060885 | 0 | 84 |  |  |  |  | 0.060885 | 5.1144
60000 | DSKY2 | 1 | West | YES | 0.021216 | 19.1 | 0 | 76.5 |  | 1.039 | Wind | 1 | 0.060941 | 0 | 76.5 |  |  |  |  | 0.060941 | 4.662
60017 | ORNNWP1 | 1 | West | YES | 0.021445 | 20 | 0 | 80 |  | 1.027 | Wind | 1 | 0.06117 | 0 | 80 |  |  |  |  | 0.06117 | 4.8936
38437 | TNSRBNMESA9 | 1 | West | YES | 0.022291 | 37.5 | 0 | 150 | 0 | 1.02 | Wind | 1 | 0.062016 | 0 | 150 |  |  |  |  | 0.062016 | 9.3024
38332 | TNWDWRDU2_8 | 1 | West | YES | 0.022315 | 20 | 0 | 80 | 0 | 1.0232 | Wind | 1 | 0.06204 | 0 | 80 |  |  |  |  | 0.06204 | 4.9632
60016 | WOODWRD11A | 1 | West | YES | 0.022321 | 20 | 0 | 80 |  | 1.033 | Wind | 1 | 0.062046 | 0 | 80 |  |  |  |  | 0.062046 | 4.9637
6016 | SWMESA | 1 | West | YES | 0.02235 | 18.8 | 0 | 75 |  | 1.03 | Wind | 1 | 0.062075 | 0 | 75 |  |  |  |  | 0.062075 | 4.6556
60003 | KING_NE1A | 1 | West | YES | 0.02235 | 20 | 0 | 80 |  | 1.03 | Wind | 1 | 0.062075 | 0 | 80 |  |  |  |  | 0.062075 | 4.966
60005 | KING_SE1A | 1 | West | YES | 0.02235 | 10 | 0 | 40 |  | 1.035 | Wind | 1 | 0.062075 | 0 | 40 |  |  |  |  | 0.062075 | 2.483
60201 | RIO DRCS | F | West | YES | 0.022397 | 0 | 0 | 0 | 0 | 1.025 | AVR | 1 | 0.062122 | 0 | 0 |  |  |  |  | 0.062122 | 0
60007 | KING_SW1A | 1 | West | YES | 0.022508 | 20 | 0 | 80 |  | 1.03 | Wind | 1 | 0.062233 | 0 | 80 |  |  |  |  | 0.062233 | 4.9787
60019 | KING_NW1A | 1 | West | YES | 0.022508 | 20 | 0 | 80 |  | 1.03 | Wind | 1 | 0.062233 | 0 | 80 |  |  |  |  | 0.062233 | 4.9787
48721 | LEG_1___1 | 1 | North | YES | 0.022783 | 827 | 357 | 827 | 0 | 1.0348 | LIGCO | 1 | 0.062508 | 0 | 827 | 18.8415 | 827 |  |  | 0.062508 | 51.6943
48722 | LEG_2___2 | 2 | North | YES | 0.022783 | 819 | 357 | 819 | 0 | 1.0348 | LIGCO | 1 | 0.062508 | 0 | 819 | 18.6593 | 819 |  |  | 0.062508 | 51.1942
60057 | CALLAHAN1A | 1 | West | YES | 0.024604 | 22.8 | 0 | 114 | 0 | 1.04 | Wind | 1 | 0.064329 | 0 | 114 |  |  |  |  | 0.064329 | 7.3335
1349 | WESTXWIN_1G | 1 | West | YES | 0.024677 | 1.3 | 0 | 6.6 |  | 1.014 | Wind | 1 | 0.064402 | 0 | 6.6 |  |  |  |  | 0.064402 | 0.42505
1350 | NWPWRG1_1G | 1 | West | YES | 0.024677 | 6.9 | 1 | 34.3 |  | 1.014 | Wind | 1 | 0.064402 | 0 | 34.3 |  |  |  |  | 0.064402 | 2.209
76091 | L_DIVIDE1_1N | W1 | West | YES | 0.024899 | 22.5 | 0 | 112.5 |  | 1.02 | Wind | 1 | 0.064624 | 0 | 112.5 |  |  |  |  | 0.064624 | 7.2702
76095 | L_CAPRSI1_1N | W1 | West | YES | 0.024899 | 29.9 | 0 | 149.5 | 0 | 1.02 | Wind | 1 | 0.064624 | 0 | 149.5 |  |  |  |  | 0.064624 | 9.6613
76096 | L_CAPRSI1_2N | W1 | West | YES | 0.024899 | 37.2 | 0 | 186 | 0 | 1.02 | Wind | 1 | 0.064624 | 0 | 186 |  |  |  |  | 0.064624 | 12.0201
76097 | L_CAPRGE1_1N | W1 | West | YES | 0.024899 | 42.9 | 0 | 214.5 | 0 | 1.02 | Wind | 1 | 0.064624 | 0 | 214.5 |  |  |  |  | 0.064624 | 13.8619
1002 | PBCTAGE_1G | A | West | YES | 0.024997 | 64 | 64 | 66 | 0 | 1.036 | GGT | 1 | 0.064722 | 66 | 66 |  |  |  |  | 0.064722 | 4.2717
1003 | PBCTBGE_2G | B | West | YES | 0.024997 | 65 | 65 | 66 | 0 | 1.036 | GGT | 1 | 0.064722 | 66 | 66 |  |  |  |  | 0.064722 | 4.2717
1004 | PBCTCGE_3G | C | West | YES | 0.024997 | 62 | 62 | 67 | 0 | 1.036 | GGT | 1 | 0.064722 | 67 | 67 |  |  |  |  | 0.064722 | 4.3364
1005 | PBCTDGE_4G | D | West | YES | 0.024997 | 65 | 65 | 68 | 0 | 1.036 | GGT | 1 | 0.064722 | 68 | 68 |  |  |  |  | 0.064722 | 4.4011
1006 | PBCTEGE_5G | E | West | YES | 0.024997 | 65 | 65 | 67 | 0 | 1.036 | GGT | 1 | 0.064722 | 67 | 67 |  |  |  |  | 0.064722 | 4.3364
1007 | PB5GEN_6G | 5 | West | YES | 0.024997 | 91.2 | 40 | 114 | 0 | 1.036 | GST | 1 | 0.064722 | 114 | 114 |  |  |  |  | 0.064722 | 7.3783
1008 | PB6GEN_7G | 6 | West | YES | 0.024997 | 515 | 130 | 515 | 0 | 1.036 | GST | 1 | 0.064722 | 515 | 515 |  |  |  |  | 0.064722 | 33.3319
7038 | L_DELAWA1_1Y | 1 | West | YES | 0.025023 | 3.5 | 0 | 35 | 0 | 1 | Wind | 1 | 0.064748 | 0 | 35 |  |  |  |  | 0.064748 | 2.2662
7038 | L_DELAWA1_1Y | 2 | West | YES | 0.025023 | 3 | 0 | 30 | 0 | 1 | Wind | 1 | 0.064748 | 0 | 30 |  |  |  |  | 0.064748 | 1.9424
76031 | L_GASCCR1_1N | W1 | West | YES | 0.025058 | 30 | 0 | 150 | 0 | 1.02 | Wind | 1 | 0.064783 | 0 | 150 |  |  |  |  | 0.064783 | 9.7175
11147 | NOTREES_1G | 1 | West | YES | 0.025072 | 29.8 | 0 | 149 | 0 | 1.017 | Wind | 1 | 0.064797 | 0 | 149 |  |  |  |  | 0.064797 | 9.6548
1320 | BSP 1 | 1 | West | YES | 0.025254 | 25.5 | 2.9 | 25.8 | 0 | 1 | Cogen | 1 | 0.064979 | 0 | 0 |  |  |  |  | 0.064979 | 0
1326 | STANTONW_8 | 1 | West | YES | 0.025347 | 20.1 | 0 | 100.5 |  | 1.01 | Wind | 1 | 0.065072 | 0 | 100.5 |  |  |  |  | 0.065072 | 6.5398
11020 | TIEHVSG_1G | 1 | West | YES | 0.025374 | 208.2 | 63 | 208.2 | 0 | 1.012 | CC | 1 | 0.065099 | 208.2 | 208.2 |  |  |  |  | 0.065099 | 13.5536
11021 | TIEHVCG_1G | 1 | West | YES | 0.025374 | 142.1 | 103 | 142.1 | 0 | 1.012 | CC | 1 | 0.065099 | 142.1 | 142.1 |  |  |  |  | 0.065099 | 9.2506
11022 | TIEHVCG_2G | 1 | West | YES | 0.025374 | 132.4 | 103 | 132.4 | 0 | 1.012 | CC | 1 | 0.065099 | 132.4 | 132.4 |  |  |  |  | 0.065099 | 8.6191
11023 | TIEHVCG_3G | 1 | West | YES | 0.025374 | 137.4 | 103 | 137.4 | 0 | 1.012 | CC | 1 | 0.065099 | 137.4 | 137.4 |  |  |  |  | 0.065099 | 8.9446
11024 | TIEHVCG_4G | 1 | West | YES | 0.025374 | 147 | 103 | 147 | 0 | 1.012 | CC | 1 | 0.065099 | 147 | 147 |  |  |  |  | 0.065099 | 9.5696
11025 | TIEHVSG_2G | 1 | West | YES | 0.025374 | 213.2 | 63 | 213.2 | 0 | 1.012 | CC | 1 | 0.065099 | 213.2 | 213.2 |  |  |  |  | 0.065099 | 13.8791
11001 | NAV1CT | 1 | West | YES | 0.025378 | 70.4 | 18 | 70.4 | 0 | 1.029 | CC | 1 | 0.065103 | 70.4 | 70.4 |  |  |  |  | 0.065103 | 4.5833
11009 | NAV2CT | 1 | West | YES | 0.025378 | 71.4 | 18 | 71.4 | 0 | 1.029 | CC | 1 | 0.065103 | 71.4 | 71.4 |  |  |  |  | 0.065103 | 4.6484
11011 | NAV3ST | 1 | West | YES | 0.025378 | 92.8 | 40 | 92.8 | 0 | 1.029 | CC | 1 | 0.065103 | 92.8 | 92.8 |  |  |  |  | 0.065103 | 6.0416
11012 | NAV4CT | 1 | West | YES | 0.025378 | 80 | 18 | 80 | 0 | 1.029 | CC | 1 | 0.065103 | 80 | 80 |  |  |  |  | 0.065103 | 5.2083
11013 | NAV5CT | 1 | West | YES | 0.025378 | 80 | 18 | 80 | 0 | 1.029 | CC | 1 | 0.065103 | 80 | 80 |  |  |  |  | 0.065103 | 5.2083
11014 | NAV6ST | 1 | West | YES | 0.025378 | 115 | 40 | 115 | 0 | 1.029 | CC | 1 | 0.065103 | 115 | 115 |  |  |  |  | 0.065103 | 7.4869
1328 | OCOTILLO_1G | 1 | West | YES | 0.025391 | 11.6 | 0 | 58 |  | 1.01 | Wind | 1 | 0.065116 | 0 | 58 |  |  |  |  | 0.065116 | 3.7767
1333 | MCDDONAL_8 | 1 | West | YES | 0.025457 | 42.8 | 0 | 214.2 |  | 1.01 | Wind | 1 | 0.065182 | 0 | 214.2 |  |  |  |  | 0.065182 | 13.962
1327 | WILDHRSE_1G | 1 | West | YES | 0.025534 | 0 | 0 | 120 |  | 1 | Wind | 1 | 0.065259 | 0 | 120 |  |  |  |  | 0.065259 | 7.8311
1360 | GUNSIGHT_8 | 1 | West | YES | 0.025548 | 0 | 0 | 120 |  | 1.01 | Wind | 1 | 0.065273 | 0 | 120 |  |  |  |  | 0.065273 | 7.8328
11320 | COYOTE_1G | 1 | West | YES | 0.025668 | 22.5 | 0 | 225 |  | 1 | Wind | 1 | 0.065393 | 0 | 225 |  |  |  |  | 0.065393 | 14.7135
11309 | BULLCREK_2G | 1 | West | YES | 0.025692 | 20.9 | 0 | 180 |  | 1 | Wind | 1 | 0.065417 | 0 | 180 |  |  |  |  | 0.065417 | 11.7751
11310 | BULLCREK_1G | 1 | West | YES | 0.025692 | 15.1 | 0 | 180 |  | 1 | Wind | 1 | 0.065417 | 0 | 180 |  |  |  |  | 0.065417 | 11.7751
1045 | CALENG1G_1G | 1 | West | YES | 0.025694 | 73.4 | 27 | 73.4 | 0 | 1.014 | Cogen | 1 | 0.065419 | 0 | 0 |  |  |  |  | 0.065419 | 0
1046 | CALENG2G_2G | 2 | West | YES | 0.025694 | 73.4 | 27 | 73.4 | 0 | 1.014 | Cogen | 1 | 0.065419 | 0 | 0 |  |  |  |  | 0.065419 | 0
1047 | CALENG3G_3G | 3 | West | YES | 0.025694 | 70.4 | 27 | 70.4 | 0 | 1.014 | Cogen | 1 | 0.065419 | 0 | 0 |  |  |  |  | 0.065419 | 0
60058 | BUFF_GAP1A | 1 | West | YES | 0.025706 | 24 | 0 | 120 |  | 1 | Wind | 1 | 0.065431 | 0 | 120 |  |  |  |  | 0.065431 | 7.8517
60060 | CIRELLO | 1 | West | YES | 0.025706 | 46.6 | 0 | 233 | 0 | 1 | Wind | 1 | 0.065431 | 0 | 233 |  |  |  |  | 0.065431 | 15.2455
60063 | BUFF_GAP1B | 1 | West | YES | 0.025706 | 34 | 0 | 170.2 | 0 | 1.02 | Wind | 1 | 0.065431 | 0 | 170.2 |  |  |  |  | 0.065431 | 11.1364
60066 | H_HOLLOW1A | 1 | West | YES | 0.025706 | 44.4 | 0 | 222 | 0 | 1.005 | Wind | 1 | 0.065431 | 0 | 222 |  |  |  |  | 0.065431 | 14.5257
60068 | HHOLLOW21A | 1 | West | YES | 0.025706 | 36.8 | 0 | 184 | 0 | 1.025 | Wind | 1 | 0.065431 | 0 | 184 |  |  |  |  | 0.065431 | 12.0393
60070 | HHOLLOW31A | 1 | West | YES | 0.025706 | 44.8 | 0 | 224 | 0 | 1.025 | Wind | 1 | 0.065431 | 0 | 224 |  |  |  |  | 0.065431 | 14.6566
60072 | HHOLLOW41A | 1 | West | YES | 0.025706 | 23 | 0 | 115 | 0 | 1.025 | Wind | 1 | 0.065431 | 0 | 115 |  |  |  |  | 0.065431 | 7.5246
1058 | LONGSHORE_5 | 1 | West | YES | 0.025768 | 30 | 0 | 150 |  | 1.01 | Wind | 1 | 0.065493 | 0 | 150 |  |  |  |  | 0.065493 | 9.824
1058 | LONGSHORE_5 | 2 | West | YES | 0.025768 | 44 | 0 | 220 |  | 1.01 | Wind | 1 | 0.065493 | 0 | 220 |  |  |  |  | 0.065493 | 14.4085
11065 | ELBOWCK_1G | 1 | West | YES | 0.025768 | 23.4 | 0 | 121.9 | 0 | 1 | Wind | 1 | 0.065493 | 0 | 121.9 |  |  |  |  | 0.065493 | 7.9836
1037 | MORGAN5G_5G | 5 | West | YES | 0.025814 | 109.6 | 40 | 137 | 0 | 1.029 | GST | 1 | 0.065539 | 137 | 137 |  |  |  |  | 0.065539 | 8.9789
1039 | MRGNAG_1G | A | West | YES | 0.025814 | 69 | 69 | 69 | 0 | 1.029 | GGT | 1 | 0.065539 | 69 | 69 |  |  |  |  | 0.065539 | 4.5222
1040 | MRGNBG_2G | B | West | YES | 0.025814 | 70 | 70 | 71 | 0 | 1.029 | GGT | 1 | 0.065539 | 71 | 71 |  |  |  |  | 0.065539 | 4.6533
1041 | MRGNCG_3G | C | West | YES | 0.025814 | 69 | 69 | 70 | 0 | 1.029 | GGT | 1 | 0.065539 | 70 | 70 |  |  |  |  | 0.065539 | 4.5877
1042 | MRGNDG_4G | D | West | YES | 0.025814 | 68 | 68 | 68 | 0 | 1.029 | GGT | 1 | 0.065539 | 68 | 68 |  |  |  |  | 0.065539 | 4.4567
1043 | MRGNEG_5G | E | West | YES | 0.025814 | 68 | 68 | 70 | 0 | 1.029 | GGT | 1 | 0.065539 | 70 | 70 |  |  |  |  | 0.065539 | 4.5877
1044 | MRGNFG_6G | F | West | YES | 0.025814 | 66 | 66 | 66 | 0 | 1.029 | GGT | 1 | 0.065539 | 66 | 66 |  |  |  |  | 0.065539 | 4.3256
6637 | SNYDERW1A | 1 | West | YES | 0.025835 | 12.6 | 0 | 63 | 0 | 1.025 | Wind | 1 | 0.06556 | 0 | 63 |  |  |  |  | 0.06556 | 4.1303
1068 | SCURRYCW_1G | 1 | West | YES | 0.025865 | 28.2 | 1.3 | 141 | 0 | 1.0217 | Wind | 1 | 0.06559 | 0 | 141 |  |  |  |  | 0.06559 | 9.2482
1073 | SCURRYCW_2G | 2 | West | YES | 0.025865 | 24 | 0 | 120 | 0 | 1.0217 | Wind | 1 | 0.06559 | 0 | 120 |  |  |  |  | 0.06559 | 7.8708
1061 | CIELOGEN_1G | 1 | West | YES | 0.025869 | 19.8 | 0 | 99 |  | 1 | Wind | 1 | 0.065594 | 0 | 99 |  |  |  |  | 0.065594 | 6.4938
1062 | CIELOGEN_2G | 1 | West | YES | 0.025869 | 12.2 | 0 | 61 |  | 1 | Wind | 1 | 0.065594 | 0 | 61 |  |  |  |  | 0.065594 | 4.0012
1069 | KINDERMG_1G | 1 | West | YES | 0.025869 | 25 | 5 | 25 | 0 | 1.017 | Cogen | 1 | 0.065594 | 0 | 0 |  |  |  |  | 0.065594 | 0
1070 | KINDERMG_2G | 1 | West | YES | 0.025869 | 45.7 | 12 | 45.7 | 0 | 1.017 | Cogen | 1 | 0.065594 | 0 | 0 |  |  |  |  | 0.065594 | 0
1071 | KINDERMG_3G | 1 | West | YES | 0.025869 | 45.7 | 12 | 45.7 | 0 | 1.017 | Cogen | 1 | 0.065594 | 0 | 0 |  |  |  |  | 0.065594 | 0
36998 | RDCNYNG1 | 1 | West | YES | 0.025943 | 16.8 | 0 | 84 |  | 1.01 | Wind | 1 | 0.065668 | 0 | 84 |  |  |  |  | 0.065668 | 5.5161
1343 | TRENTIPP_8 | 1 | West | YES | 0.025979 | 30 | 0 | 150 |  | 1.014 | Wind | 1 | 0.065704 | 0 | 150 |  |  |  |  | 0.065704 | 9.8556
1354 | AEPWIND_8 | 1 | West | YES | 0.025979 | 20.2 | 0 | 101 |  | 1 | Wind | 1 | 0.065704 | 0 | 101 |  |  |  |  | 0.065704 | 6.6361
6407 | TURKTRAK1A | 1 | West | YES | 0.026064 | 33.9 | 0 | 169.5 | 0 | 1.025 | Wind | 1 | 0.065789 | 0 | 169.5 |  |  |  |  | 0.065789 | 11.1513
71051 | L_BITTCR1_1N | W1 | West | YES | 0.026228 | 7.5 | 0 | 37.5 |  | 1.02 | Wind | 1 | 0.065953 | 0 | 37.5 |  |  |  |  | 0.065953 | 2.4732
71054 | L_SWEETW1_1N | W1 | West | YES | 0.026228 | 21.5 | 0 | 107.5 |  | 1.02 | Wind | 1 | 0.065953 | 0 | 107.5 |  |  |  |  | 0.065953 | 7.09
71057 | L_SWEETW1_2N | W1 | West | YES | 0.026228 | 27 | 0 | 135 |  | 1.02 | Wind | 1 | 0.065953 | 0 | 135 |  |  |  |  | 0.065953 | 8.9037
71059 | L_SWEETW1_3N | W1 | West | YES | 0.026228 | 23.8 | 0 | 119 | 0 | 1.02 | Wind | 1 | 0.065953 | 0 | 119 |  |  |  |  | 0.065953 | 7.8484
71060 | L_SWEETW1_4N | W1 | West | YES | 0.026228 | 21 | 0 | 105 | 0 | 1.02 | Wind | 1 | 0.065953 | 0 | 105 |  |  |  |  | 0.065953 | 6.9251
71061 | L_SWEETW1_5N | W1 | West | YES | 0.026228 | 16.1 | 0 | 80.5 | 0 | 1.02 | Wind | 1 | 0.065953 | 0 | 80.5 |  |  |  |  | 0.065953 | 5.3092
11056 | ROSCOE_1G | 1 | West | YES | 0.026268 | 41.8 | 0 | 209 |  | 1 | Wind | 1 | 0.065993 | 0 | 209 |  |  |  |  | 0.065993 | 13.7926
11057 | CHAMPION_1G | 1 | West | YES | 0.026268 | 25.3 | 0 | 126.5 |  | 1 | Wind | 1 | 0.065993 | 0 | 126.5 |  |  |  |  | 0.065993 | 8.3481
11058 | PYRON_1G | 1 | West | YES | 0.026268 | 49.8 | 0 | 249 |  | 1 | Wind | 1 | 0.065993 | 0 | 249 |  |  |  |  | 0.065993 | 16.4323
11059 | INADALE_1G | 1 | West | YES | 0.026268 | 39.4 | 0 | 197 |  | 1 | Wind | 1 | 0.065993 | 0 | 197 |  |  |  |  | 0.065993 | 13.0007
6144 | MCADOO1A | 1 | West | YES | 0.026271 | 15 | 0 | 150 | 0 | 1.025 | Wind | 1 | 0.065996 | 0 | 150 |  |  |  |  | 0.065996 | 9.8994
1416 | SWETWATR_1G | 1 | West | YES | 0.026459 | 30 | 18 | 30 | 0 | 1.026 | CC | 1 | 0.066184 | 30 | 30 |  |  |  |  | 0.066184 | 1.9855
1417 | SWETWATR_2G | 2 | West | YES | 0.026459 | 72 | 36 | 72 | 0 | 1.026 | CC | 1 | 0.066184 | 72 | 72 |  |  |  |  | 0.066184 | 4.7653
1418 | SWETWATR_3G | 3 | West | YES | 0.026459 | 68 | 36 | 68 | 0 | 1.026 | CC | 1 | 0.066184 | 68 | 68 |  |  |  |  | 0.066184 | 4.5005
1419 | SWETWATR_4G | 4 | West | YES | 0.026459 | 61 | 36 | 61 | 0 | 1.026 | CC | 1 | 0.066184 | 61 | 61 |  |  |  |  | 0.066184 | 4.0372
60081 | WHRLWIND1A | 1 | West | YES | 0.026698 | 12 | 0 | 60 | 0 | 1.03 | Wind | 1 | 0.066423 | 0 | 60 |  |  |  |  | 0.066423 | 3.9854
3381 | BBRN_1G | 1 | North | YES | 0.027265 | 618 | 225 | 618 | 0 | 1.03 | LIGCO | 1 | 0.06699 | 0 | 618 | 16.8498 | 618 |  |  | 0.06699 | 41.3999
3382 | BBRN_2G | 2 | North | YES | 0.027265 | 589 | 225 | 589 | 0 | 1.03 | LIGCO | 1 | 0.06699 | 0 | 589 | 16.0591 | 589 |  |  | 0.06699 | 39.4572
1437 | MESQUITW_1G | 1 | North | YES | 0.027369 | 40 | 0 | 400 | 0 | 1.023 | Wind | 1 | 0.067094 | 0 | 400 | 10.9476 | 400 |  |  | 0.067094 | 26.8377
1438 | MESQUITW_2G | 1 | North | YES | 0.027371 | 23.6 | 0 | 236 |  | 1.017 | Wind | 1 | 0.067096 | 0 | 236 | 6.4596 | 236 |  |  | 0.067096 | 15.8347
13131 | CALFREST_1G | 1 | North | YES | 0.027569 | 150.7 | 40 | 150.7 | 0 | 1.031 | CC | 1 | 0.067294 | 150.7 | 150.7 | 4.1546 | 150.7 |  |  | 0.067294 | 10.1412
13132 | CALFREST_2G | 2 | North | YES | 0.027569 | 151 | 57 | 151 | 0 | 1.031 | CC | 1 | 0.067294 | 151 | 151 | 4.1629 | 151 |  |  | 0.067294 | 10.1614
13133 | CALFREST_3G | 3 | North | YES | 0.027569 | 177.4 | 40 | 177.4 | 0 | 1.031 | CC | 1 | 0.067294 | 177.4 | 177.4 | 4.8907 | 177.4 |  |  | 0.067294 | 11.938
13134 | CALFREST_4G | 4 | North | YES | 0.027641 | 151.5 | 40 | 151.5 | 0 | 1.031 | CC | 1 | 0.067366 | 151.5 | 151.5 | 4.1876 | 151.5 |  |  | 0.067366 | 10.206
13135 | CALFREST_5G | 5 | North | YES | 0.027641 | 152.3 | 57 | 152.3 | 0 | 1.031 | CC | 1 | 0.067366 | 152.3 | 152.3 | 4.2097 | 152.3 |  |  | 0.067366 | 10.2599
13136 | CALFREST_6G | 6 | North | YES | 0.027641 | 177.5 | 40 | 177.5 | 0 | 1.031 | CC | 1 | 0.067366 | 177.5 | 177.5 | 4.9063 | 177.5 |  |  | 0.067366 | 11.9575
1442 | COKFIELD_5 | 1 | North | YES | 0.02774 | 16.5 | 0 | 165 |  | 1.029 | Wind | 1 | 0.067465 | 0 | 165 | 4.5771 | 165 |  |  | 0.067465 | 11.1318
6100 | OKLA7A | EQ | West | YES | 0.028 | 50 | -220 | 220 | 0 | 1.035 | DCTie | 1 | 0.067725 | 0 | 0 |  |  |  |  | 0.067725 | 0
6752 | OKLA0A | 1 | West | YES | 0.028 | 649.7 | 175 | 649.7 | 0 | 1.035 | LIGCO | 1 | 0.067725 | 0 | 649.7 |  |  |  |  | 0.067725 | 44.001
1643 | SLSTR1PP_1G | 1 | North | YES | 0.028486 | 6 | 0 | 60 | 0 | 1.022 | Wind | 1 | 0.068211 | 0 | 60 | 1.7092 | 60 |  |  | 0.068211 | 4.0927
1433 | GRHAMSES_1G | 1 | North | YES | 0.028752 | 242 | 60 | 242 | 0 | 1.038 | GST | 1 | 0.068477 | 242 | 242 | 6.958 | 242 |  |  | 0.068477 | 16.5715
3107 | STRYKER_1G | 1 | North | YES | 0.028881 | 145.6 | 45 | 182 | 0 | 1.029 | GST | 1 | 0.068606 | 182 | 182 | 5.2563 | 182 |  |  | 0.068606 | 12.4863
3108 | STRYKER_2G | 2 | North | YES | 0.028881 | 484 | 75 | 484 | 0 | 1.029 | GST | 1 | 0.068606 | 484 | 484 | 13.9784 | 484 |  |  | 0.068606 | 33.2054
1432 | GRHAMSES_2G | 2 | North | YES | 0.028907 | 294.9 | 90 | 366 | 0 | 1.014 | GST | 1 | 0.068632 | 366 | 366 | 10.58 | 366 |  |  | 0.068632 | 25.1194
1479 | WFCOGEN_1G | 1 | North | YES | 0.028915 | 16 | 12 | 20 | 0 | 1 | Cogen | 1 | 0.06864 | 0 | 0 | 0 | 0 |  |  | 0.06864 | 0
1479 | WFCOGEN_1G | 2 | North | YES | 0.028915 | 16 | 12 | 20 | 0 | 1 | Cogen | 1 | 0.06864 | 0 | 0 | 0 | 0 |  |  | 0.06864 | 0
1482 | WFCOGEN_2G | 2 | North | YES | 0.028915 | 13.6 | 12 | 17 | 0 | 1 | Cogen | 1 | 0.06864 | 0 | 0 | 0 | 0 |  |  | 0.06864 | 0
1482 | WFCOGEN_2G | 1 | North | YES | 0.028915 | 16 | 12 | 20 | 0 | 1 | Cogen | 1 | 0.06864 | 0 | 0 | 0 | 0 |  |  | 0.06864 | 0
3309 | ASPN_G | 1 | North | YES | 0.028925 | 50 | 0 | 50 |  | 1 | Bio | 1 | 0.06865 | 50 | 50 | 1.4463 | 50 |  |  | 0.06865 | 3.4325
3348 | CHAMPION_1G | MB | North | YES | 0.028939 | 0 | 42 | 42 |  | 1 | Cogen | 1 | 0.068664 | 0 | 0 | 0 | 0 |  |  | 0.068664 | 0
13116 | TGATEWAY_1G | 1 | North | YES | 0.029069 | 151 | 30 | 151 | 0 | 1.0232 | CC | 1 | 0.068794 | 151 | 151 | 4.3894 | 151 |  |  | 0.068794 | 10.3879
13117 | TGATEWAY_2G | 2 | North | YES | 0.029069 | 130 | 30 | 130 | 0 | 1.0232 | CC | 1 | 0.068794 | 130 | 130 | 3.779 | 130 |  |  | 0.068794 | 8.9432
13118 | TGATEWAY_3G | 3 | North | YES | 0.029069 | 148 | 30 | 148 | 0 | 1.0232 | CC | 1 | 0.068794 | 148 | 148 | 4.3022 | 148 |  |  | 0.068794 | 10.1815
13119 | TGATEWAY_4G | 4 | North | YES | 0.029069 | 399 | 65 | 399 | 0 | 1.0232 | CC | 1 | 0.068794 | 399 | 399 | 11.5985 | 399 |  |  | 0.068794 | 27.4489
3097 | MARTLAKE_1G | 1 | North | YES | 0.029191 | 790 | 500 | 790 | 0 | 1.017 | LIGCO | 1 | 0.068916 | 0 | 790 | 23.0609 | 790 |  |  | 0.068916 | 54.4438
3098 | MARTLAKE_2G | 2 | North | YES | 0.029191 | 795 | 461 | 795 | 0 | 1.017 | LIGCO | 1 | 0.068916 | 0 | 795 | 23.2068 | 795 |  |  | 0.068916 | 54.7884
3099 | MARTLAKE_3G | 3 | North | YES | 0.029191 | 804 | 500 | 804 | 0 | 1.017 | LIGCO | 1 | 0.068916 | 0 | 804 | 23.4696 | 804 |  |  | 0.068916 | 55.4086
1600 | BARTNWND_1G | 1 | North | YES | 0.029474 | 12 | 0 | 120 | 0 | 1.022 | Wind | 1 | 0.069199 | 0 | 120 | 3.5369 | 120 |  |  | 0.069199 | 8.3039
344 | MRSSHPRD | 1 | North | YES | 0.029515 | 0 | 0 | 12 |  | 1.03 | Hydro | 1 | 0.06924 | 0 | 0 | 0 | 0 |  |  | 0.06924 | 0
345 | MRSSHPRD01 | 2 | North | YES | 0.029515 | 0 | 0 | 12 |  | 1.03 | Hydro | 1 | 0.06924 | 0 | 0 | 0 | 0 |  |  | 0.06924 | 0
1453 | WCPWRCO_1G | 1 | North | YES | 0.029945 | 204 | 50 | 204 | 0 | 1.02 | CC | 1 | 0.06967 | 204 | 204 | 6.1088 | 204 |  |  | 0.06967 | 14.2127
1454 | WCPWRCO_2G | 2 | North | YES | 0.029945 | 204 | 50 | 204 | 0 | 1.02 | CC | 1 | 0.06967 | 204 | 204 | 6.1088 | 204 |  |  | 0.06967 | 14.2127
1455 | WCPWRCO_3G | 3 | North | YES | 0.029945 | 242 | 50 | 242 |  | 1.02 | CC | 1 | 0.06967 | 242 | 242 | 7.2467 | 242 |  |  | 0.06967 | 16.8602
332 | RWMILLER01 | 1 | North | YES | 0.030033 | 58.4 | 18.5 | 73 | 0 | 1.04 | GST | 1 | 0.069758 | 73 | 73 | 2.1924 | 73 |  |  | 0.069758 | 5.0923
333 | RWMILLER02 | 2 | North | YES | 0.030033 | 95.2 | 37 | 119 | 0 | 1.04 | GST | 1 | 0.069758 | 119 | 119 | 3.5739 | 119 |  |  | 0.069758 | 8.3012
334 | RWMILLER03 | 3 | North | YES | 0.030033 | 166.4 | 65 | 208 | 0 | 1.04 | GST | 1 | 0.069758 | 208 | 208 | 6.2469 | 208 |  |  | 0.069758 | 14.5097
335 | RWMILLER04 | 4 | North | YES | 0.030033 | 81.6 | 0 | 102 | 0 | 1.04 | GST | 1 | 0.069758 | 102 | 102 | 3.0634 | 102 |  |  | 0.069758 | 7.1153
336 | RWMILLER05 | 5 | North | YES | 0.030033 | 80.8 | 0 | 101 | 0 | 1.04 | GST | 1 | 0.069758 | 101 | 101 | 3.0333 | 101 |  |  | 0.069758 | 7.0456
12411 | FPLEFR1A_G | 1 | North | YES | 0.030066 | 161 | 72 | 161 | 0 | 1 | CC | 1 | 0.069791 | 161 | 161 | 4.8406 | 161 |  |  | 0.069791 | 11.2364
12412 | FPLEFR1B_G | 2 | North | YES | 0.030066 | 164 | 72 | 164 | 0 | 1 | CC | 1 | 0.069791 | 164 | 164 | 4.9308 | 164 |  |  | 0.069791 | 11.4458
12413 | FPLEFR1C_G | 3 | North | YES | 0.030066 | 164 | 72 | 164 | 0 | 1 | CC | 1 | 0.069791 | 164 | 164 | 4.9308 | 164 |  |  | 0.069791 | 11.4458
12414 | FPLEFR1S_G | 4 | North | YES | 0.030066 | 414 | 191 | 414 | 0 | 1 | CC | 1 | 0.069791 | 414 | 414 | 12.4473 | 414 |  |  | 0.069791 | 28.8935
12421 | FPLEFR2A_G | 1 | North | YES | 0.030066 | 162 | 72 | 162 | 0 | 1 | CC | 1 | 0.069791 | 162 | 162 | 4.8707 | 162 |  |  | 0.069791 | 11.3062
12422 | FPLEFR2B_G | 2 | North | YES | 0.030066 | 161 | 72 | 161 | 0 | 1 | CC | 1 | 0.069791 | 161 | 161 | 4.8406 | 161 |  |  | 0.069791 | 11.2364
12423 | FPLEFR2C_G | 3 | North | YES | 0.030066 | 163 | 72 | 163 | 0 | 1 | CC | 1 | 0.069791 | 163 | 163 | 4.9008 | 163 |  |  | 0.069791 | 11.376
12424 | FPLEFR2S_G | 4 | North | YES | 0.030066 | 415 | 191 | 415 | 0 | 1 | CC | 1 | 0.069791 | 415 | 415 | 12.4774 | 415 |  |  | 0.069791 | 28.9633
2451 | LKHB1_G | 1 | North | YES | 0.030256 | 0 | 80 | 391 |  | 1.022 | GST | 1 | 0.069981 | 391 | 391 | 11.8301 | 391 |  |  | 0.069981 | 27.3626
2452 | LKHB2_G | 2 | North | YES | 0.030256 | 516 | 80 | 516 | 0 | 1.022 | GST | 1 | 0.069981 | 516 | 516 | 15.6121 | 516 |  |  | 0.069981 | 36.1103
728 | WOLFRIDGE801 | 1 | North | YES | 0.030281 | 11.2 | 0 | 112.5 | 0 | 0.99 | Wind | 1 | 0.070006 | 0 | 112.5 | 3.4066 | 112.5 |  |  | 0.070006 | 7.8757
580 | JCKCNTY801 | 1 | North | YES | 0.030282 | 288 | 0 | 288 | 0 | 1.022 | CC | 1 | 0.070007 | 288 | 288 | 8.7212 | 288 |  |  | 0.070007 | 20.1621
581 | JCKCNTY802 | 2 | North | YES | 0.030282 | 147 | 0 | 147 | 0 | 1.022 | CC | 1 | 0.070007 | 147 | 147 | 4.4515 | 147 |  |  | 0.070007 | 10.2911
582 | JCKCNTY803 | 3 | North | YES | 0.030282 | 147 | 0 | 147 | 0 | 1.022 | CC | 1 | 0.070007 | 147 | 147 | 4.4515 | 147 |  |  | 0.070007 | 10.2911
948 | STEAM1 | 1 | North | YES | 0.03029 | 0 | 12 | 20 |  | 1.02 | GST | 1 | 0.070015 | 20 | 20 | 0.6058 | 20 |  |  | 0.070015 | 1.4003
949 | STEAM2 | 1 | North | YES | 0.030291 | 26 | 8 | 26 | 0 | 0.99 | GST | 1 | 0.070016 | 26 | 26 | 0.78757 | 26 |  |  | 0.070016 | 1.8204
950 | STEAM3 | 1 | North | YES | 0.030291 | 41 | 13 | 42 | 0 | 1.02 | GST | 1 | 0.070016 | 42 | 42 | 1.2722 | 42 |  |  | 0.070016 | 2.9407
503 | NTHTEXAS01 | 1 | North | YES | 0.030295 | 0 | 5 | 18 |  | 1.015 | GST | 1 | 0.07002 | 18 | 18 | 0.54531 | 18 |  |  | 0.07002 | 1.2604
504 | NTHTEXAS02 | 2 | North | YES | 0.030295 | 14.4 | 5 | 18 |  | 1.015 | GST | 1 | 0.07002 | 18 | 18 | 0.54531 | 18 |  |  | 0.07002 | 1.2604
505 | NTHTEXAS03 | 3 | North | YES | 0.030295 | 30.4 | 15 | 38 |  | 1.015 | GST | 1 | 0.07002 | 38 | 38 | 1.1512 | 38 |  |  | 0.07002 | 2.6608
12440 | PARKD_1SVC8 | 1 | North | YES | 0.030302 | 0 | 0 | 0 | 0 | 1.007 | GST | 1 | 0.070027 | 0 | 0 | 0 | 0 |  |  | 0.070027 | 0
12449 | PARKD_2SVC8 | 1 | North | YES | 0.030302 | 0 | 0 | 0 | 0 | 1.007 | GST | 1 | 0.070027 | 0 | 0 | 0 | 0 |  |  | 0.070027 | 0
842 | OLINGER_G1 | 1 | North | YES | 0.030323 | 55.4 | 20 | 79 | 0 | 1.03 | GST | 1 | 0.070048 | 79 | 79 | 2.3955 | 79 |  |  | 0.070048 | 5.5338
843 | OLINGER_G2 | 1 | North | YES | 0.030323 | 76.2 | 25 | 110 | 0 | 1.03 | GST | 1 | 0.070048 | 110 | 110 | 3.3355 | 110 |  |  | 0.070048 | 7.7053
844 | OLINGER_G3 | 1 | North | YES | 0.030323 | 103.9 | 45 | 150 | 0 | 1.03 | GST | 1 | 0.070048 | 150 | 150 | 4.5484 | 150 |  |  | 0.070048 | 10.5072
845 | OLINGER_G4 | 1 | North | YES | 0.030323 | 51.9 | 0 | 76 | 0 | 1.03 | GGT | 1 | 0.070048 | 76 | 76 | 2.3045 | 76 |  |  | 0.070048 | 5.3237
1701 | MOSES_1G | 1 | North | YES | 0.030328 | 558 | 175 | 558 | 0 | 1.023 | LIGCO | 1 | 0.070053 | 0 | 558 | 16.923 | 558 |  |  | 0.070053 | 39.0897
1702 | MOSES_2G | 2 | North | YES | 0.030328 | 579 | 175 | 579 | 0 | 1.023 | LIGCO | 1 | 0.070053 | 0 | 579 | 17.5599 | 579 |  |  | 0.070053 | 40.5608
1703 | MOSES_3G | 3 | North | YES | 0.030328 | 808 | 463 | 808 | 0 | 1.023 | LIGCO | 1 | 0.070053 | 0 | 808 | 24.505 | 808 |  |  | 0.070053 | 56.603
5925 | DCEAST | EQ | North | YES | 0.030328 | 400.3 | -600 | 600 | 0 | 1.025 | DCTie | 1 | 0.070053 | 0 | 0 | 0 | 0 |  |  | 0.070053 | 0
837 | NEWMAN_G5 | 1 | North | YES | 0.03033 | 0 | 15 | 40 |  | 1.01 | GST | 1 | 0.070055 | 40 | 40 | 1.2132 | 40 |  |  | 0.070055 | 2.8022
1675 | PEC_1G | 1 | North | YES | 0.030339 | 76.7 | 35 | 76.7 | 0 | 1.022 | Cogen | 1 | 0.070064 | 0 | 0 | 0 | 0 |  |  | 0.070064 | 0
1676 | PEC_2G | 2 | North | YES | 0.030339 | 79.6 | 35 | 79.6 | 0 | 1.022 | Cogen | 1 | 0.070064 | 0 | 0 | 0 | 0 |  |  | 0.070064 | 0
1677 | PEC_3G | 3 | North | YES | 0.030339 | 88.4 | 35 | 88.4 | 0 | 1.022 | Cogen | 1 | 0.070064 | 0 | 0 | 0 | 0 |  |  | 0.070064 | 0
1678 | LAMARPWR_1G | 1 | North | YES | 0.030357 | 160 | 67.7 | 160 | 0 | 1.038 | CC | 1 | 0.070082 | 160 | 160 | 4.8571 | 160 |  |  | 0.070082 | 11.2131
1679 | LAMARPWR_2G | 2 | North | YES | 0.030357 | 156 | 67.7 | 156 | 0 | 1.038 | CC | 1 | 0.070082 | 156 | 156 | 4.7357 | 156 |  |  | 0.070082 | 10.9328
1680 | LAMARPWR_3G | 3 | North | YES | 0.030357 | 196 | 129.1 | 196 | 0 | 1.038 | CC | 1 | 0.070082 | 196 | 196 | 5.95 | 196 |  |  | 0.070082 | 13.7361
1681 | LAMARPWR_4G | 4 | North | YES | 0.030357 | 156 | 67.7 | 156 | 0 | 1.038 | CC | 1 | 0.070082 | 156 | 156 | 4.7357 | 156 |  |  | 0.070082 | 10.9328
1682 | LAMARPWR_5G | 5 | North | YES | 0.030357 | 157 | 67.7 | 157 | 0 | 1.038 | CC | 1 | 0.070082 | 157 | 157 | 4.766 | 157 |  |  | 0.070082 | 11.0029
1683 | LAMARPWR_6G | 6 | North | YES | 0.030357 | 198 | 129.1 | 198 | 0 | 1.038 | CC | 1 | 0.070082 | 198 | 198 | 6.0107 | 198 |  |  | 0.070082 | 13.8763
1689 | VALLEY_3G | 3 | North | YES | 0.030376 | 0 | 25 | 375 |  | 1.003 | GST | 1 | 0.070101 | 375 | 375 | 11.391 | 375 |  |  | 0.070101 | 26.2879
11691 | KMICHICT1_G | 1 | North | YES | 0.030376 | 144 | 80 | 144 | 0 | 1.026 | CC | 1 | 0.070101 | 144 | 144 | 4.3741 | 144 |  |  | 0.070101 | 10.0946
11692 | KMICHICT2_G | 2 | North | YES | 0.030376 | 146 | 80 | 146 | 0 | 1.026 | CC | 1 | 0.070101 | 146 | 146 | 4.4349 | 146 |  |  | 0.070101 | 10.2348
11693 | KMICHIST3_G | 3 | North | YES | 0.030376 | 312 | 60 | 312 | 0 | 1.026 | CC | 1 | 0.070101 | 312 | 312 | 9.4773 | 312 |  |  | 0.070101 | 21.8716
11694 | KMICHICT4_G | 4 | North | YES | 0.030376 | 144 | 80 | 144 | 0 | 1.026 | CC | 1 | 0.070101 | 144 | 144 | 4.3741 | 144 |  |  | 0.070101 | 10.0946
11695 | KMICHICT5_G | 5 | North | YES | 0.030376 | 148 | 80 | 148 | 0 | 1.026 | CC | 1 | 0.070101 | 148 | 148 | 4.4956 | 148 |  |  | 0.070101 | 10.375
11696 | KMICHIST6_G | 6 | North | YES | 0.030376 | 310 | 60 | 310 | 0 | 1.026 | CC | 1 | 0.070101 | 310 | 310 | 9.4166 | 310 |  |  | 0.070101 | 21.7314
1687 | VALLEY_1G | 1 | North | YES | 0.030392 | 136 | 15 | 170 | 0 | 1.029 | GST | 1 | 0.070117 | 170 | 170 | 5.1666 | 170 |  |  | 0.070117 | 11.9199
1688 | VALLEY_2G | 2 | North | YES | 0.030392 | 527 | 90 | 527 | 0 | 1.029 | GSC | 1 | 0.070117 | 527 | 527 | 16.0166 | 527 |  |  | 0.070117 | 36.9517
6948 | DENISNDM | 1 | North | YES | 0.030409 | 40 | 5 | 40 |  | 1.015 | Hydro | 1 | 0.070134 | 0 | 0 | 0 | 0 |  |  | 0.070134 | 0
6948 | DENISNDM | 2 | North | YES | 0.030409 | 31 | 5 | 40 |  | 1.015 | Hydro | 1 | 0.070134 | 0 | 0 | 0 | 0 |  |  | 0.070134 | 0
923 | SPENCER_G4 | 1 | North | YES | 0.030493 | 48 | 20 | 61 | 0 | 1.03 | GST | 1 | 0.070218 | 61 | 61 | 1.8601 | 61 |  |  | 0.070218 | 4.2833
924 | SPENCER_G5 | 1 | North | YES | 0.030493 | 52 | 20 | 66 | 0 | 1.03 | GST | 1 | 0.070218 | 66 | 66 | 2.0125 | 66 |  |  | 0.070218 | 4.6344
2371 | COLLIN_1G | MB | North | YES | 0.030547 | 0 | 40 | 138 |  | 1.022 | GST | 1 | 0.070272 | 0 | 0 | 0 | 0 |  |  | 0.070272 | 0
2413 | MTCK6_G | 6 | North | YES | 0.03075 | 0 | 30 | 118 |  | 1.022 | GST | 1 | 0.070475 | 118 | 118 | 3.6285 | 118 |  |  | 0.070475 | 8.3161
2414 | MTCK7_G | 7 | North | YES | 0.03075 | 0 | 30 | 115 |  | 1.022 | GST | 1 | 0.070475 | 115 | 115 | 3.5362 | 115 |  |  | 0.070475 | 8.1046
2417 | MTCK8_G | 8 | North | YES | 0.03075 | 444.8 | 60 | 556 | 0 | 1.022 | GSC | 1 | 0.070475 | 556 | 556 | 17.097 | 556 |  |  | 0.070475 | 39.1842
2381 | NTHLK1_G | 1 | North | YES | 0.030767 | 0 | 35 | 156 |  | 1.022 | GST | 1 | 0.070492 | 156 | 156 | 4.7997 | 156 |  |  | 0.070492 | 10.9968
2382 | NTHLK2_G | 2 | North | YES | 0.030767 | 0 | 35 | 181 |  | 1.022 | GST | 1 | 0.070492 | 181 | 181 | 5.5688 | 181 |  |  | 0.070492 | 12.7591
2383 | NTHLK3_G | 3 | North | YES | 0.030767 | 0 | 50 | 329 |  | 1.022 | GST | 1 | 0.070492 | 329 | 329 | 10.1223 | 329 |  |  | 0.070492 | 23.1919
1898 | COMCHEPK_1G | 1 | North | YES | 0.030794 | 1217 | 1150 | 1217 | 0 | 1.032 | Nuc | 1 | 0.070519 | 0 | 0 | 0 | 0 |  |  | 0.070519 | 0
1899 | COMCHEPK_2G | 2 | North | YES | 0.030794 | 1159 | 1128 | 1159 | 0 | 1.032 | Nuc | 1 | 0.070519 | 0 | 0 | 0 | 0 |  |  | 0.070519 | 0
3126 | TRINIDAD_6G | 1 | North | YES | 0.030804 | 179.2 | 46 | 224 | 0 | 1 | GST | 1 | 0.070529 | 224 | 224 | 6.9001 | 224 |  |  | 0.070529 | 15.7985
1861 | EAGLEMNT_1G | MB | North | YES | 0.030869 | 0 | 30 | 112 |  | 1.022 | GST | 1 | 0.070594 | 0 | 0 | 0 | 0 |  |  | 0.070594 | 0
1862 | EAGLEMNT_2G | MB | North | YES | 0.030869 | 0 | 40 | 100 |  | 1.022 | GST | 1 | 0.070594 | 0 | 0 | 0 | 0 |  |  | 0.070594 | 0
1863 | EAGLEMNT_3G | MB | North | YES | 0.030869 | 0 | 50 | 378 |  | 1.022 | GST | 1 | 0.070594 | 0 | 0 | 0 | 0 |  |  | 0.070594 | 0
1877 | WLFHOLW_1G | 1 | North | YES | 0.03094 | 217.3 | 89.2 | 217.3 | 0 | 1.032 | CC | 1 | 0.070665 | 217.3 | 217.3 | 6.7233 | 217.3 |  |  | 0.070665 | 15.3555
1878 | WLFHOLW_2G | 2 | North | YES | 0.03094 | 215.7 | 105 | 215.7 | 0 | 1.032 | CC | 1 | 0.070665 | 215.7 | 215.7 | 6.6738 | 215.7 |  |  | 0.070665 | 15.2425
1879 | WLFHOLW_3G | 3 | North | YES | 0.03094 | 272.4 | 89.2 | 272.4 | 0 | 1.032 | CC | 1 | 0.070665 | 272.4 | 272.4 | 8.4281 | 272.4 |  |  | 0.070665 | 19.2492
1889 | DECRDOVA_1G | 1 | North | YES | 0.031095 | 779 | 255 | 779 | 0 | 1.02 | GSC | 1 | 0.07082 | 779 | 779 | 24.223 | 779 |  |  | 0.07082 | 55.1689
1892 | DECRDOVA_2G | A | North | YES | 0.031316 | 65 | 65 | 70 | 0 | 1.025 | GGT | 1 | 0.071041 | 70 | 70 | 2.1921 | 70 |  |  | 0.071041 | 4.9729
1893 | DECRDOVA_3G | B | North | YES | 0.031316 | 65 | 65 | 69 | 0 | 1.025 | GGT | 1 | 0.071041 | 69 | 69 | 2.1608 | 69 |  |  | 0.071041 | 4.9018
1894 | DECRDOVA_4G | C | North | YES | 0.031316 | 65 | 65 | 69 | 0 | 1.025 | GGT | 1 | 0.071041 | 69 | 69 | 2.1608 | 69 |  |  | 0.071041 | 4.9018
1895 | DECRDOVA_5G | D | North | YES | 0.031316 | 65 | 65 | 68 | 0 | 1.025 | GGT | 1 | 0.071041 | 68 | 68 | 2.1295 | 68 |  |  | 0.071041 | 4.8308
1948 | HANDLEY_4G | 4 | North | YES | 0.031517 | 348 | 150 | 435 | 0 | 1.022 | GST | 1 | 0.071242 | 435 | 435 | 13.7099 | 435 |  |  | 0.071242 | 30.9903
1947 | HANDLEY_3G | 3 | North | YES | 0.03154 | 316 | 100 | 395 | 0 | 1.022 | GST | 1 | 0.071265 | 395 | 395 | 12.4583 | 395 |  |  | 0.071265 | 28.1497
1949 | HANDLEY_5G | 5 | North | YES | 0.03154 | 348 | 150 | 435 | 0 | 1.022 | GST | 1 | 0.071265 | 435 | 435 | 13.7199 | 435 |  |  | 0.071265 | 31.0003
12322 | ENNSTRAC_1G | 1 | North | YES | 0.031587 | 196 | 130 | 196 | 0 | 1.036 | CC | 1 | 0.071312 | 196 | 196 | 6.1911 | 196 |  |  | 0.071312 | 13.9772
12323 | ENNSTRAC_2G | 2 | North | YES | 0.031587 | 116 | 100 | 116 | 0 | 1.036 | CC | 1 | 0.071312 | 116 | 116 | 3.6641 | 116 |  |  | 0.071312 | 8.2722
366 | JNSNCNTY802 | 1 | North | YES | 0.032294 | 168 | 20 | 168 | 0 | 1.02 | Cogen | 1 | 0.072019 | 0 | 0 | 0 | 0 |  |  | 0.072019 | 0
367 | JNSNCNTY802 | 2 | North | YES | 0.032294 | 90 | 20 | 90 | 0 | 1.02 | Cogen | 1 | 0.072019 | 0 | 0 | 0 | 0 |  |  | 0.072019 | 0
1937 | MDLTHELP_5G | 5 | North | YES | 0.032906 | 224 | 74 | 224 | 0 | 1 | CC | 1 | 0.072631 | 224 | 224 | 7.3709 | 224 |  |  | 0.072631 | 16.2694
1938 | MDLTHELP_6G | 6 | North | YES | 0.032906 | 226 | 74 | 226 | 0 | 1 | CC | 1 | 0.072631 | 226 | 226 | 7.4368 | 226 |  |  | 0.072631 | 16.4146
1943 | MDLTHELP_3G | 3 | North | YES | 0.032906 | 212 | 74 | 212 | 0 | 1 | CC | 1 | 0.072631 | 212 | 212 | 6.9761 | 212 |  |  | 0.072631 | 15.3978
1944 | MDLTHELP_4G | 4 | North | YES | 0.032906 | 211 | 74 | 211 | 0 | 1 | CC | 1 | 0.072631 | 211 | 211 | 6.9432 | 211 |  |  | 0.072631 | 15.3252
1941 | MDLTHELP_1G | 1 | North | YES | 0.032912 | 216.4 | 74 | 216.4 | 0 | 1 | CC | 1 | 0.072637 | 216.4 | 216.4 | 7.1222 | 216.4 |  |  | 0.072637 | 15.7187
1942 | MDLTHELP_2G | 2 | North | YES | 0.032912 | 216.1 | 74 | 216.1 | 0 | 1 | CC | 1 | 0.072637 | 216.1 | 216.1 | 7.1123 | 216.1 |  |  | 0.072637 | 15.6969
244 | WHITNYDM01 | 1 | North | YES | 0.037278 | 15 | 0 | 15 | 0 | 1.035 | Hydro | 1 | 0.077003 | 0 | 0 | 0 | 0 |  |  | 0.077003 | 0
245 | WHITNYDM02 | 2 | North | YES | 0.037278 | 15 | 0 | 15 | 0 | 1.035 | Hydro | 1 | 0.077003 | 0 | 0 | 0 | 0 |  |  | 0.077003 | 0
251 | BOSQUESW803 | 2 | North | YES | 0.039132 | 150 | 0 | 150 | 0 | 1.032 | CC | 1 | 0.078857 | 150 | 150 | 5.8698 | 150 |  |  | 0.078857 | 11.8286
253 | BOSQUESW804 | 2 | North | YES | 0.039132 | 80 | 0 | 80 | 0 | 1.032 | CC | 1 | 0.078857 | 80 | 80 | 3.1306 | 80 |  |  | 0.078857 | 6.3086
238 | BOSQUESW505 | 1 | North | YES | 0.048096 | 255 | 0 | 255 | 0 | 1.02 | CC | 1 | 0.087821 | 255 | 255 | 12.2645 | 255 |  |  | 0.087821 | 22.3944
239 | BOSQUESW502 | 1 | North | YES | 0.048096 | 119.2 | 0 | 149 | 0 | 1.02 | GGT | 1 | 0.087821 | 149 | 149 | 7.1663 | 149 |  |  | 0.087821 | 13.0854
247 | BOSQUESW501 | 2 | North | YES | 0.048096 | 124.8 | 0 | 156 | 0 | 1.02 | GGT | 1 | 0.087821 | 156 | 156 | 7.503 | 156 |  |  | 0.087821 | 13.7001
3403 | THOUSE_1G | 1 | North | YES | 0.048455 | 563 | 200 | 563 | 0 | 1.012 | GSC | 1 | 0.08818 | 563 | 563 | 27.2802 | 563 |  |  | 0.08818 | 49.6454
3404 | THOUSE_2G | 2 | North | YES | 0.048455 | 807 | 250 | 807 | 0 | 1.012 | GSC | 1 | 0.08818 | 807 | 807 | 39.1032 | 807 |  |  | 0.08818 | 71.1614
3416 | LAKE_CRK1_G | 1 | North | YES | 0.070568 | 60 | 33 | 75 |  | 1.029 | GST | 1 | 0.11029 | 75 | 75 | 5.2926 | 75 |  |  | 0.11029 | 8.272
3417 | LAKE_CRK2_G | 2 | North | YES | 0.070568 | 177.6 | 40 | 222 | 0 | 1.029 | GST | 1 | 0.11029 | 222 | 222 | 15.6661 | 222 |  |  | 0.11029 | 24.4851
Note on AL4: Zonal Cap - Zonal Impact

## Distributed Slack - Bound Gen
Number of Bus | Name of Bus | ID | Area Name of Gen | AGC | P Sensitivity of Bus | Gen MW | Min MW | Max MW | V Sensitivity of Bus | Set Volt | Tech Type | Zone Impact | Zone Correlation | Inc Max | Dec Max | Souce S.F. Weighting | Souce Capacity | Sink S.F. Weighting | Sink Capacity | PTDF Calc | PTDF Weighting | max of zone correlation | 0.03008 |  |  | Neg PTDF weight | Pos PTDF weight
5934 | SI_RAY5 | 5 | South | YES | 0 | 0 | 10 | 15 |  | 1.035 | GST | -1 | 0.03008 | 15 | 15 |  |  | 0 | 15 | -0.03008 | -0.45121 |  |  |  |  | 0 | 0
8139 | JOS #1 | MB | South | YES | 0 | 0 | 45 | 255 |  | 1.02 | GST | -1 | 0.03008 | 0 | 0 |  |  | 0 | 0 | -0.03008 | 0 |  |  |  |  | 0 | 0
8285 | LAR #1 | MB | South | YES | 0 | 0 | 9 | 32 |  | 1.0497 | GST | -1 | 0.03008 | 0 | 0 |  |  | 0 | 0 | -0.03008 | 0 |  |  |  |  | 0 | 0
8287 | LAR #2 | MB | South | YES | 0 | 0 | 9 | 32 |  | 1.04 | GST | -1 | 0.03008 | 0 | 0 |  |  | 0 | 0 | -0.03008 | 0 |  |  | Weighted Shift Factors |  | 0 | 0
8288 | LAR #3 | MB | South | YES | 0 | 0 | 25 | 105 |  | 1.04 | GST | -1 | 0.03008 | 0 | 0 |  |  | 0 | 0 | -0.03008 | 0 |  |  | North | 0.03008 | 0 | 0
8388 | BATES0A | MB | South | YES | 0 | 0 | 21 | 71 |  | 1.033 | GST | -1 | 0.03008 | 0 | 0 |  |  | 0 | 0 | -0.03008 | 0 |  |  | South | -0.039725 | 0 | 0
8393 | BATES0B | MB | South | YES | 0 | 0 | 25 | 110 |  | 1.03 | GST | -1 | 0.03008 | 0 | 0 |  |  | 0 | 0 | -0.03008 | 0 |  |  |  |  | 0 | 0
8437 | NUECES_B0C | MB | South | YES | 0 | 0 | 7 | 30 |  | 1.03 | GST | -1 | 0.03008 | 0 | 0 |  |  | 0 | 0 | -0.03008 | 0 | South |  |  |  | 0 | 0
8438 | NUECES_B0B | MB | South | YES | 0 | 0 | 26 | 169 |  | 1.03 | GST | -1 | 0.03008 | 0 | 0 |  |  | 0 | 0 | -0.03008 | 0 | Line Rating |  | 214 |  | 0 | 0
39190 | TNSLCGN1__8 | 1 | Houston | YES | 0 | 0 | 10 | 30 |  | 1.03 | Cogen | -1 | 0.03008 | 0 | 0 |  |  |  |  | -0.03008 | 0 | Impact Counter to Zone: |  | 0 |  | 0 | 0
48591 | CHE_GT2_5030 | 2 | Houston | YES | -0.003633 | 173 | 50 | 173 | 0 | 1.029 | Cogen | -1 | 0.033713 | 0 | 0 |  |  |  |  | -0.033713 | 0 |  |  | 0% |  | 0 | 0
48811 | CVC_GT3_5045 | 3 | Houston | YES | -0.003633 | 156 | 91.8 | 156 | 0 | 1.029 | Cogen | -1 | 0.033713 | 0 | 0 |  |  |  |  | -0.033713 | 0 |  |  |  |  | 0 | 0
48812 | CVC_GT2_5020 | 2 | Houston | YES | -0.003633 | 158 | 91.8 | 158 | 0 | 1.029 | Cogen | -1 | 0.033713 | 0 | 0 |  |  |  |  | -0.033713 | 0 | North |  |  |  | 0 | 0
48813 | CVC_GT1_5035 | 1 | Houston | YES | -0.003633 | 160 | 91.8 | 160 | 0 | 1.029 | Cogen | -1 | 0.033713 | 0 | 0 |  |  |  |  | -0.033713 | 0 | Line Rating |  | 214 |  | 0 | 0
48814 | CVC_ST5_5040 | 1 | Houston | YES | -0.003633 | 162 | 91.8 | 162 | 0 | 1.029 | Cogen | -1 | 0.033713 | 0 | 0 |  |  |  |  | -0.033713 | 0 | Impact Counter to Zone: |  | 0 |  | 0 | 0
48885 | THW_5152 | B | Houston | YES | -0.005014 | 47.2 | 5 | 59 |  | 1.0319 | GGT | -1 | 0.035094 | 59 | 59 |  |  |  |  | -0.035094 | -2.0706 |  |  | 0% |  | 0 | 0
48887 | THW_5556 | E | Houston | YES | -0.005014 | 47.2 | 5 | 59 |  | 1.0319 | GGT | -1 | 0.035094 | 59 | 59 |  |  |  |  | -0.035094 | -2.0706 |  |  |  |  | 0 | 0
48885 | THW_5152 | A | Houston | YES | -0.005014 | 46.4 | 5 | 58 |  | 1.0319 | GGT | -1 | 0.035094 | 58 | 58 |  |  |  |  | -0.035094 | -2.0355 |  |  |  |  | 0 | 0
48886 | THW_5354 | D | Houston | YES | -0.005014 | 46.4 | 5 | 58 |  | 1.0319 | GGT | -1 | 0.035094 | 58 | 58 |  |  |  |  | -0.035094 | -2.0355 |  |  |  |  | 0 | 0
48886 | THW_5354 | C | Houston | YES | -0.005014 | 45.6 | 5 | 57 |  | 1.0319 | GGT | -1 | 0.035094 | 57 | 57 |  |  |  |  | -0.035094 | -2.0004 |  |  |  |  | 0 | 0
48887 | THW_5556 | F | Houston | YES | -0.005014 | 45.6 | 5 | 57 |  | 1.0319 | GGT | -1 | 0.035094 | 57 | 57 |  |  |  |  | -0.035094 | -2.0004 |  |  |  |  | 0 | 0
48690 | GBY_GN5_5 | 5 | Houston | YES | -0.005113 | 318.4 | 81 | 398 |  | 1.0362 | GSC | -1 | 0.035193 | 398 | 398 |  |  |  |  | -0.035193 | -14.0069 |  |  |  |  | 0 | 0
48598 | BTE_ST1_8070 | 4 | Houston | YES | -0.005185 | 269.2 | 60 | 269.2 | 0 | 1.0261 | CC | -1 | 0.035265 | 269.2 | 269.2 |  |  |  |  | -0.035265 | -9.4934 |  |  |  |  | 0 | 0
48595 | BTE_GT2_8075 | 1 | Houston | YES | -0.005185 | 162.8 | 130 | 162.8 | 0 | 1.0261 | CC | -1 | 0.035265 | 162.8 | 162.8 |  |  |  |  | -0.035265 | -5.7412 |  |  |  |  | 0 | 0
48596 | BTE_GT3_8045 | 2 | Houston | YES | -0.005185 | 161.4 | 130 | 161.4 | 0 | 1.0261 | CC | -1 | 0.035265 | 161.4 | 161.4 |  |  |  |  | -0.035265 | -5.6918 |  |  |  |  | 0 | 0
48597 | BTE_GT4_8055 | 3 | Houston | YES | -0.005185 | 158.9 | 130 | 158.9 | 0 | 1.0261 | CC | -1 | 0.035265 | 158.9 | 158.9 |  |  |  |  | -0.035265 | -5.6037 |  |  |  |  | 0 | 0
48583 | CBY_GT4_1 | 1 | Houston | YES | -0.005412 | 172 | 0 | 172 | 0 | 1.027 | GSC | -1 | 0.035492 | 172 | 172 |  |  |  |  | -0.035492 | -6.1047 |  |  |  |  | 0 | 0
48584 | CBY_GT4_2 | 2 | Houston | YES | -0.005412 | 172 | 0 | 172 | 0 | 1.027 | CC | -1 | 0.035492 | 172 | 172 |  |  |  |  | -0.035492 | -6.1047 |  |  |  |  | 0 | 0
48585 | CBY_ST4_1 | 3 | Houston | YES | -0.005412 | 172 | 0 | 172 | 0 | 1.027 | CC | -1 | 0.035492 | 172 | 172 |  |  |  |  | -0.035492 | -6.1047 |  |  |  |  | 0 | 0
48815 | CVC_GT4_8005 | 4 | Houston | YES | -0.005451 | 165 | 91.8 | 165 |  | 1.0362 | Cogen | -1 | 0.035531 | 0 | 0 |  |  |  |  | -0.035531 | 0 |  |  |  |  | 0 | 0
48791 | PSA_GT1_8160 | 1 | Houston | YES | -0.005523 | 52 | 20.8 | 65 | 0 | 1.0362 | Cogen | -1 | 0.035603 | 0 | 0 |  |  |  |  | -0.035603 | 0 |  |  |  |  | 0 | 0
48792 | PSA_GT2_8155 | 2 | Houston | YES | -0.005523 | 52.8 | 20.3 | 66 | 0 | 1.0362 | Cogen | -1 | 0.035603 | 0 | 0 |  |  |  |  | -0.035603 | 0 |  |  |  |  | 0 | 0
48793 | PSA_GT3_8150 | 3 | Houston | YES | -0.005523 | 56 | 20.3 | 70 | 0 | 1.0362 | Cogen | -1 | 0.035603 | 0 | 0 |  |  |  |  | -0.035603 | 0 |  |  |  |  | 0 | 0
48794 | PSA_GT4_8145 | 4 | Houston | YES | -0.005523 | 52.8 | 20.3 | 66 | 0 | 1.0362 | Cogen | -1 | 0.035603 | 0 | 0 |  |  |  |  | -0.035603 | 0 |  |  |  |  | 0 | 0
48795 | PSA_GT5_8140 | 5 | Houston | YES | -0.005523 | 51.2 | 20.3 | 64 | 0 | 1.0362 | Cogen | -1 | 0.035603 | 0 | 0 |  |  |  |  | -0.035603 | 0 |  |  |  |  | 0 | 0
48796 | PSA_GN1_8165 | 1 | Houston | YES | -0.005523 | 83.2 | 43.1 | 104 | 0 | 1.0362 | Cogen | -1 | 0.035603 | 0 | 0 |  |  |  |  | -0.035603 | 0 |  |  |  |  | 0 | 0
48797 | PSA_GT6_8135 | 6 | Houston | YES | -0.005523 | 47.2 | 34.5 | 59 | 0 | 1.0362 | Cogen | -1 | 0.035603 | 0 | 0 |  |  |  |  | -0.035603 | 0 |  |  |  |  | 0 | 0
48581 | CBY_GN1_1 | 1 | Houston | YES | -0.005527 | 595.2 | 108 | 744 | 0 | 1.0435 | GSC | -1 | 0.035607 | 744 | 744 |  |  |  |  | -0.035607 | -26.4919 |  |  |  |  | 0 | 0
48940 | WARVUE_GT1 | G1 | Houston | YES | -0.005532 | 15 | 0 | 15 |  | 1.021 | Cogen | -1 | 0.035612 | 0 | 0 |  |  |  |  | -0.035612 | 0 |  |  |  |  | 0 | 0
48651 | EP_1_2 | 1 | Houston | YES | -0.005536 | 4 | 0 | 5 | 0 | 1.0362 | Cogen | -1 | 0.035616 | 0 | 0 |  |  |  |  | -0.035616 | 0 |  |  |  |  | 0 | 0
48651 | EP_1_2 | 2 | Houston | YES | -0.005536 | 17.7 | 10 | 21 | 0 | 1.0362 | Cogen | -1 | 0.035616 | 0 | 0 |  |  |  |  | -0.035616 | 0 |  |  |  |  | 0 | 0
49803 | EXN_15GT | 1 | Houston | YES | -0.005666 | 33 | 8.3 | 34 |  | 1.0326 | Cogen | -1 | 0.035746 | 0 | 0 |  |  |  |  | -0.035746 | 0 |  |  |  |  | 0 | 0
49804 | EXN_16GT | 2 | Houston | YES | -0.005666 | 32 | 8.3 | 34.7 |  | 1.0326 | Cogen | -1 | 0.035746 | 0 | 0 |  |  |  |  | -0.035746 | 0 |  |  |  |  | 0 | 0
49805 | EXN_17GT | 3 | Houston | YES | -0.005666 | 31 | 8.3 | 32.7 |  | 1.0326 | Cogen | -1 | 0.035746 | 0 | 0 |  |  |  |  | -0.035746 | 0 |  |  |  |  | 0 | 0
49826 | EXN938GT | 5 | Houston | YES | -0.005666 | 43 | 9.2 | 45.9 |  | 1.0326 | Cogen | -1 | 0.035746 | 0 | 0 |  |  |  |  | -0.035746 | 0 |  |  |  |  | 0 | 0
49828 | EXN941GT | 10 | Houston | YES | -0.005666 | 17.7 | 5.4 | 17.7 | 0 | 1.0326 | Cogen | -1 | 0.035746 | 0 | 0 |  |  |  |  | -0.035746 | 0 |  |  |  |  | 0 | 0
49829 | EXN942GT | 11 | Houston | YES | -0.005666 | 20 | 5.4 | 20.4 | 0 | 1.0326 | Cogen | -1 | 0.035746 | 0 | 0 |  |  |  |  | -0.035746 | 0 |  |  |  |  | 0 | 0
49830 | EXN943GT | 12 | Houston | YES | -0.005666 | 19 | 5.4 | 19.9 | 0 | 1.0326 | Cogen | -1 | 0.035746 | 0 | 0 |  |  |  |  | -0.035746 | 0 |  |  |  |  | 0 | 0
49831 | EXN944GT | 13 | Houston | YES | -0.005666 | 33 | 5.4 | 35 | 0 | 1.0326 | Cogen | -1 | 0.035746 | 0 | 0 |  |  |  |  | -0.035746 | 0 |  |  |  |  | 0 | 0
49832 | EXN945GT | 9 | Houston | YES | -0.005666 | 18.5 | 9.2 | 18.5 |  | 1.0326 | Cogen | -1 | 0.035746 | 0 | 0 |  |  |  |  | -0.035746 | 0 |  |  |  |  | 0 | 0
49837 | EXN_GT | 4 | Houston | YES | -0.005666 | 81 | 21.3 | 85.4 |  | 1.0326 | Cogen | -1 | 0.035746 | 0 | 0 |  |  |  |  | -0.035746 | 0 |  |  |  |  | 0 | 0
49838 | EXN_14GT | 14 | Houston | YES | -0.005666 | 140 | 0 | 148 |  | 1.0326 | Cogen | -1 | 0.035746 | 0 | 0 |  |  |  |  | -0.035746 | 0 |  |  |  |  | 0 | 0
48883 | THW_GT1_GT_1 | B2 | Houston | YES | -0.005701 | 0 | 0 | 12 |  | 1.043 | GGT | -1 | 0.035781 | 12 | 12 |  |  |  |  | -0.035781 | -0.42938 |  |  |  |  | 0 | 0
48582 | CBY_GN2_2 | 2 | Houston | YES | -0.005801 | 596.8 | 110 | 746 | 0 | 1.0435 | GSC | -1 | 0.035881 | 746 | 746 |  |  |  |  | -0.035881 | -26.7675 |  |  |  |  | 0 | 0
48874 | THW_ST4_ST_4 | 4 | Houston | YES | -0.006002 | 108 | 19 | 108 | 0 | 1.0435 | CC | -1 | 0.036082 | 108 | 108 |  |  |  |  | -0.036082 | -3.8969 |  |  |  |  | 0 | 0
48873 | THW_ST3_ST_3 | 3 | Houston | YES | -0.006002 | 107 | 19 | 107 | 0 | 1.0435 | CC | -1 | 0.036082 | 107 | 107 |  |  |  |  | -0.036082 | -3.8608 |  |  |  |  | 0 | 0
48881 | THW_4344 | G | Houston | YES | -0.006002 | 58 | 5 | 58 | 0 | 1.0435 | CC | -1 | 0.036082 | 58 | 58 |  |  |  |  | -0.036082 | -2.0928 |  |  |  |  | 0 | 0
48881 | THW_4344 | H | Houston | YES | -0.006002 | 58 | 5 | 58 | 0 | 1.0435 | CC | -1 | 0.036082 | 58 | 58 |  |  |  |  | -0.036082 | -2.0928 |  |  |  |  | 0 | 0
48877 | THW_3334 | D | Houston | YES | -0.006002 | 57 | 5 | 57 | 0 | 1.0435 | CC | -1 | 0.036082 | 57 | 57 |  |  |  |  | -0.036082 | -2.0567 |  |  |  |  | 0 | 0
48879 | THW_4142 | E | Houston | YES | -0.006002 | 56 | 5 | 56 | 0 | 1.0435 | CC | -1 | 0.036082 | 56 | 56 |  |  |  |  | -0.036082 | -2.0206 |  |  |  |  | 0 | 0
48875 | THW_3132 | A | Houston | YES | -0.006002 | 55 | 5 | 55 | 0 | 1.0435 | CC | -1 | 0.036082 | 55 | 55 |  |  |  |  | -0.036082 | -1.9845 |  |  |  |  | 0 | 0
48877 | THW_3334 | C | Houston | YES | -0.006002 | 55 | 5 | 55 | 0 | 1.0435 | CC | -1 | 0.036082 | 55 | 55 |  |  |  |  | -0.036082 | -1.9845 |  |  |  |  | 0 | 0
48879 | THW_4142 | F | Houston | YES | -0.006002 | 55 | 5 | 55 | 0 | 1.0435 | CC | -1 | 0.036082 | 55 | 55 |  |  |  |  | -0.036082 | -1.9845 |  |  |  |  | 0 | 0
48875 | THW_3132 | B | Houston | YES | -0.006002 | 53 | 5 | 53 | 0 | 1.0435 | CC | -1 | 0.036082 | 53 | 53 |  |  |  |  | -0.036082 | -1.9124 |  |  |  |  | 0 | 0
48593 | CHE_GT1_8015 | 1 | Houston | YES | -0.00625 | 173 | 50 | 173 | 0 | 1.0362 | Cogen | -1 | 0.03633 | 0 | 0 |  |  |  |  | -0.03633 | 0 |  |  |  |  | 0 | 0
48594 | CHE_GN4_8025 | 4 | Houston | YES | -0.00625 | 142 | 60 | 142 | 0 | 1.0362 | Cogen | -1 | 0.03633 | 0 | 0 |  |  |  |  | -0.03633 | 0 |  |  |  |  | 0 | 0
48511 | LPE_GT1_8070 | 1 | Houston | YES | -0.006275 | 42 | 0 | 42 | 0 | 1.0362 | GGT | -1 | 0.036355 | 42 | 42 |  |  |  |  | -0.036355 | -1.5269 |  |  |  |  | 0 | 0
48512 | LPE_GT2_8075 | 2 | Houston | YES | -0.006275 | 42 | 0 | 42 | 0 | 1.0362 | GGT | -1 | 0.036355 | 42 | 42 |  |  |  |  | -0.036355 | -1.5269 |  |  |  |  | 0 | 0
48513 | LPE_GT3_8080 | 3 | Houston | YES | -0.006275 | 39 | 0 | 39 | 0 | 1.0362 | GGT | -1 | 0.036355 | 39 | 39 |  |  |  |  | -0.036355 | -1.4179 |  |  |  |  | 0 | 0
48514 | LPE_GT4_8085 | 4 | Houston | YES | -0.006275 | 39 | 0 | 39 | 0 | 1.0362 | GGT | -1 | 0.036355 | 39 | 39 |  |  |  |  | -0.036355 | -1.4179 |  |  |  |  | 0 | 0
48500 | APD_GT1_8005 | 1 | Houston | YES | -0.006313 | 137.6 | 54.6 | 137.6 | 0 | 1.0362 | Cogen | -1 | 0.036393 | 0 | 0 |  |  |  |  | -0.036393 | 0 |  |  |  |  | 0 | 0
48820 | SHELLG1_3015 | 1 | Houston | YES | -0.006481 | 71 | 34.5 | 71 |  | 1.029 | Cogen | -1 | 0.036561 | 0 | 0 |  |  |  |  | -0.036561 | 0 |  |  |  |  | 0 | 0
48821 | SHELLG2 | 2 | Houston | YES | -0.006481 | 72 | 34.5 | 72 |  | 1.029 | Cogen | -1 | 0.036561 | 0 | 0 |  |  |  |  | -0.036561 | 0 |  |  |  |  | 0 | 0
48822 | SHELLG3_3020 | 2 | Houston | YES | -0.006481 | 30 | 0 | 30 |  | 1.029 | Cogen | -1 | 0.036561 | 0 | 0 |  |  |  |  | -0.036561 | 0 |  |  |  |  | 0 | 0
48822 | SHELLG3_3020 | 1 | Houston | YES | -0.006481 | 39 | 0 | 39 |  | 1.029 | Cogen | -1 | 0.036561 | 0 | 0 |  |  |  |  | -0.036561 | 0 |  |  |  |  | 0 | 0
48740 | PSG_GN2_8050 | 1 | Houston | YES | -0.006602 | 182 | 60 | 182 | 0 | 1.0326 | Cogen | -1 | 0.036682 | 0 | 0 |  |  |  |  | -0.036682 | 0 |  |  |  |  | 0 | 0
48741 | PSG_GT2_8040 | 1 | Houston | YES | -0.006602 | 158.6 | 50 | 158.6 | 0 | 1.0326 | Cogen | -1 | 0.036682 | 0 | 0 |  |  |  |  | -0.036682 | 0 |  |  |  |  | 0 | 0
48742 | PSG_GT3_8060 | 1 | Houston | YES | -0.006602 | 157 | 50 | 157 | 0 | 1.0326 | Cogen | -1 | 0.036682 | 0 | 0 |  |  |  |  | -0.036682 | 0 |  |  |  |  | 0 | 0
48854 | SRB_GN4_4 | 4 | Houston | YES | -0.006603 | 182.4 | 35 | 228 | 0 | 1.0326 | GST | -1 | 0.036683 | 228 | 228 |  |  |  |  | -0.036683 | -8.3638 |  |  |  |  | 0 | 0
48611 | DIB_GT1_8080 | 1 | Houston | YES | -0.006605 | 64 | 0 | 64 | 0 | 1.0326 | Cogen | -1 | 0.036685 | 0 | 0 |  |  |  |  | -0.036685 | 0 |  |  |  |  | 0 | 0
48612 | DIB_GT2_8075 | 2 | Houston | YES | -0.006605 | 63.2 | 0 | 63.2 | 0 | 1.0326 | Cogen | -1 | 0.036685 | 0 | 0 |  |  |  |  | -0.036685 | 0 |  |  |  |  | 0 | 0
48613 | DIB_ST1_8085 | 3 | Houston | YES | -0.006605 | 67.9 | 30 | 82.6 | 0 | 1.0326 | Cogen | -1 | 0.036685 | 0 | 0 |  |  |  |  | -0.036685 | 0 |  |  |  |  | 0 | 0
48614 | DIB_GT3_8090 | 4 | Houston | YES | -0.006605 | 73.6 | 15 | 73.6 | 0 | 1.0326 | Cogen | -1 | 0.036685 | 0 | 0 |  |  |  |  | -0.036685 | 0 |  |  |  |  | 0 | 0
48845 | SOL_GT1 | 1 | Houston | YES | -0.006606 | 16.2 | 15.4 | 16.2 |  | 1.0326 | Solar | -1 | 0.036686 | 16.2 | 16.2 |  |  |  |  | -0.036686 | -0.59432 |  |  |  |  | 0 | 0
48853 | SRB_GN3_3 | 3 | Houston | YES | -0.006608 | 170.4 | 35 | 213 |  | 1.0326 | GST | -1 | 0.036688 | 213 | 213 |  |  |  |  | -0.036688 | -7.8146 |  |  |  |  | 0 | 0
48551 | CAL_GT1_8045 | 1 | Houston | YES | -0.006628 | 149 | 0 | 149 | 0 | 1.0326 | Cogen | -1 | 0.036708 | 0 | 0 |  |  |  |  | -0.036708 | 0 |  |  |  |  | 0 | 0
48552 | CAL_ST1_8000 | 2 | Houston | YES | -0.006628 | 65.1 | 0 | 65.1 | 0 | 1.0326 | Cogen | -1 | 0.036708 | 0 | 0 |  |  |  |  | -0.036708 | 0 |  |  |  |  | 0 | 0
48851 | SRB_GN1_1 | 1 | Houston | YES | -0.00663 | 132 | 26 | 165 | 0 | 1.0217 | GST | -1 | 0.03671 | 165 | 165 |  |  |  |  | -0.03671 | -6.0572 |  |  |  |  | 0 | 0
48852 | SRB_GN2_2 | 2 | Houston | YES | -0.006637 | 140.8 | 26 | 176 | 0 | 1.0217 | GST | -1 | 0.036717 | 176 | 176 |  |  |  |  | -0.036717 | -6.4623 |  |  |  |  | 0 | 0
48855 | SRB_GT211035 | B1 | Houston | YES | -0.006642 | 0 | 0 | 18 |  | 1.014 | GGT | -1 | 0.036722 | 18 | 18 |  |  |  |  | -0.036722 | -0.661 |  |  |  |  | 0 | 0
48855 | SRB_GT211035 | B2 | Houston | YES | -0.006642 | 0 | 0 | 12 |  | 1.014 | GGT | -1 | 0.036722 | 12 | 12 |  |  |  |  | -0.036722 | -0.44067 |  |  |  |  | 0 | 0
48761 | PR_GT1__9040 | 1 | Houston | YES | -0.006728 | 26 | 0 | 35 |  | 1 | Cogen | -1 | 0.036808 | 0 | 0 |  |  |  |  | -0.036808 | 0 |  |  |  |  | 0 | 0
48645 | DPEC_ST55065 | 5 | Houston | YES | -0.006814 | 282 | 0 | 282 | 0 | 1.0319 | CC | -1 | 0.036894 | 282 | 282 |  |  |  |  | -0.036894 | -10.4042 |  |  |  |  | 0 | 0
48641 | DPEC_GT15040 | 1 | Houston | YES | -0.006814 | 163.2 | 98 | 163.2 | 0 | 1.0319 | CC | -1 | 0.036894 | 163.2 | 163.2 |  |  |  |  | -0.036894 | -6.0212 |  |  |  |  | 0 | 0
48643 | DPEC_GT35010 | 3 | Houston | YES | -0.006814 | 157.5 | 98 | 157.5 | 0 | 1.0319 | CC | -1 | 0.036894 | 157.5 | 157.5 |  |  |  |  | -0.036894 | -5.8109 |  |  |  |  | 0 | 0
48642 | DPEC_GT25025 | 2 | Houston | YES | -0.006814 | 157.1 | 98 | 157.1 | 0 | 1.0319 | CC | -1 | 0.036894 | 157.1 | 157.1 |  |  |  |  | -0.036894 | -5.7961 |  |  |  |  | 0 | 0
48644 | DPEC_GT45070 | 4 | Houston | YES | -0.006814 | 157 | 98 | 157 | 0 | 1.0319 | CC | -1 | 0.036894 | 157 | 157 |  |  |  |  | -0.036894 | -5.7924 |  |  |  |  | 0 | 0
48841 | SJS_GT1_GT1 | 1 | Houston | YES | -0.006904 | 62.4 | 49 | 78 | 0 | 1.0362 | Cogen | -1 | 0.036984 | 0 | 0 |  |  |  |  | -0.036984 | 0 |  |  |  |  | 0 | 0
48842 | SJS_GT2_GT2 | 2 | Houston | YES | -0.006904 | 64.8 | 49 | 81 | 0 | 1.0362 | Cogen | -1 | 0.036984 | 0 | 0 |  |  |  |  | -0.036984 | 0 |  |  |  |  | 0 | 0
48693 | GBY_83841065 | E | Houston | YES | -0.007017 | 45.6 | 20 | 57 | 0 | 1.0362 | GGT | -1 | 0.037097 | 57 | 57 |  |  |  |  | -0.037097 | -2.1145 |  |  |  |  | 0 | 0
48692 | GBY_81821075 | D | Houston | YES | -0.007017 | 44 | 20 | 55 | 0 | 1.0362 | GGT | -1 | 0.037097 | 55 | 55 |  |  |  |  | -0.037097 | -2.0404 |  |  |  |  | 0 | 0
48693 | GBY_83841065 | F | Houston | YES | -0.007017 | 43.2 | 20 | 54 | 0 | 1.0362 | GGT | -1 | 0.037097 | 54 | 54 |  |  |  |  | -0.037097 | -2.0033 |  |  |  |  | 0 | 0
48691 | GBY_73741085 | B | Houston | YES | -0.007017 | 37.6 | 20 | 47 | 0 | 1.0362 | GGT | -1 | 0.037097 | 47 | 47 |  |  |  |  | -0.037097 | -1.7436 |  |  |  |  | 0 | 0
48691 | GBY_73741085 | A | Houston | YES | -0.007017 | 37.6 | 20 | 47 | 0 | 1.0362 | GGT | -1 | 0.037097 | 47 | 47 |  |  |  |  | -0.037097 | -1.7436 |  |  |  |  | 0 | 0
48692 | GBY_81821075 | C | Houston | YES | -0.007017 | 37.6 | 20 | 47 | 0 | 1.0362 | GGT | -1 | 0.037097 | 47 | 47 |  |  |  |  | -0.037097 | -1.7436 |  |  |  |  | 0 | 0
48531 | BYU_GT1_8075 | 1 | Houston | YES | -0.007252 | 65 | 0 | 65 |  | 1.0362 | Cogen | -1 | 0.037332 | 0 | 0 |  |  |  |  | -0.037332 | 0 |  |  |  |  | 0 | 0
48532 | BYU_GT2_8055 | 2 | Houston | YES | -0.007252 | 62 | 0 | 62 |  | 1.0362 | Cogen | -1 | 0.037332 | 0 | 0 |  |  |  |  | -0.037332 | 0 |  |  |  |  | 0 | 0
48533 | BYU_GT3_8060 | 3 | Houston | YES | -0.007252 | 67 | 0 | 67 |  | 1.0362 | Cogen | -1 | 0.037332 | 0 | 0 |  |  |  |  | -0.037332 | 0 |  |  |  |  | 0 | 0
48534 | BYU_GT4_8065 | 4 | Houston | YES | -0.007252 | 65 | 0 | 65 |  | 1.0362 | Cogen | -1 | 0.037332 | 0 | 0 |  |  |  |  | -0.037332 | 0 |  |  |  |  | 0 | 0
48561 | CTL_GT2_8130 | 1 | Houston | YES | -0.007437 | 73.5 | 30.3 | 91.9 |  | 1.0362 | Cogen | -1 | 0.037517 | 0 | 0 |  |  |  |  | -0.037517 | 0 |  |  |  |  | 0 | 0
48562 | CTL_GT3_8135 | 2 | Houston | YES | -0.007437 | 70.1 | 30.3 | 87.6 |  | 1.0362 | Cogen | -1 | 0.037517 | 0 | 0 |  |  |  |  | -0.037517 | 0 |  |  |  |  | 0 | 0
48563 | CTL_GT4_8140 | 3 | Houston | YES | -0.007437 | 69.6 | 30.3 | 87 |  | 1.0362 | Cogen | -1 | 0.037517 | 0 | 0 |  |  |  |  | -0.037517 | 0 |  |  |  |  | 0 | 0
48564 | CTL_GN1_8145 | 4 | Houston | YES | -0.007437 | 43.6 | 12.9 | 54.5 |  | 1.0362 | Cogen | -1 | 0.037517 | 0 | 0 |  |  |  |  | -0.037517 | 0 |  |  |  |  | 0 | 0
48565 | CTL_GN2_8155 | 5 | Houston | YES | -0.007437 | 9.8 | 3.4 | 12.2 |  | 1.0362 | Cogen | -1 | 0.037517 | 0 | 0 |  |  |  |  | -0.037517 | 0 |  |  |  |  | 0 | 0
48772 | PHR_GN2_2 | MB | Houston | YES | -0.00792 | 0 | 72 | 459 |  | 1.0362 | GSC | -1 | 0.038 | 0 | 0 |  |  |  |  | -0.038 | 0 |  |  |  |  | 0 | 0
38580 | TNBP_CGN1_8 | 1 | Houston | YES | -0.008613 | 70.8 | 0 | 70.8 | 0 | 1.005 | Cogen | -1 | 0.038693 | 0 | 0 |  |  |  |  | -0.038693 | 0 |  |  |  |  | 0 | 0
38590 | TNBP_CGN2_8 | 2 | Houston | YES | -0.008613 | 66.7 | 0 | 66.7 | 0 | 1.005 | Cogen | -1 | 0.038693 | 0 | 0 |  |  |  |  | -0.038693 | 0 |  |  |  |  | 0 | 0
38600 | TNBP_CGN3_8 | 5 | Houston | YES | -0.008613 | 53 | 0 | 53 | 0 | 1.005 | Cogen | -1 | 0.038693 | 0 | 0 |  |  |  |  | -0.038693 | 0 |  |  |  |  | 0 | 0
38611 | TNBPAMCG1_8 | 1 | Houston | YES | -0.008613 | 153.2 | 0 | 153.2 | 0 | 1.005 | Cogen | -1 | 0.038693 | 0 | 0 |  |  |  |  | -0.038693 | 0 |  |  |  |  | 0 | 0
38612 | TNBPAMCG2_8 | 2 | Houston | YES | -0.008613 | 153.5 | 0 | 153.5 | 0 | 1.005 | Cogen | -1 | 0.038693 | 0 | 0 |  |  |  |  | -0.038693 | 0 |  |  |  |  | 0 | 0
38613 | TNBPAMCG3_8 | 3 | Houston | YES | -0.008613 | 152.3 | 0 | 152.3 | 0 | 1.005 | Cogen | -1 | 0.038693 | 0 | 0 |  |  |  |  | -0.038693 | 0 |  |  |  |  | 0 | 0
38614 | TNBPAMCG4_8 | 4 | Houston | YES | -0.008613 | 96 | 0 | 96 |  | 1.005 | Cogen | -1 | 0.038693 | 0 | 0 |  |  |  |  | -0.038693 | 0 |  |  |  |  | 0 | 0
38615 | TNBPAMCG5_8 | 1 | Houston | YES | -0.008613 | 244 | 0 | 244 | 0 | 1.005 | Cogen | -1 | 0.038693 | 0 | 0 |  |  |  |  | -0.038693 | 0 |  |  |  |  | 0 | 0
38690 | TNBP_CGN4_8 | 3 | Houston | YES | -0.008613 | 40 | 0 | 40 |  | 1.005 | Cogen | -1 | 0.038693 | 0 | 0 |  |  |  |  | -0.038693 | 0 |  |  |  |  | 0 | 0
38711 | TNTXCTY1CG8 | 1 | Houston | YES | -0.008613 | 100.3 | 59 | 100.3 | 0 | 1 | Cogen | -1 | 0.038693 | 0 | 0 |  |  |  |  | -0.038693 | 0 |  |  |  |  | 0 | 0
38712 | TNTXCTY2CG8 | 1 | Houston | YES | -0.008613 | 92.9 | 59 | 92.9 | 0 | 1 | Cogen | -1 | 0.038693 | 0 | 0 |  |  |  |  | -0.038693 | 0 |  |  |  |  | 0 | 0
38713 | TNTXCTY3CG8 | 1 | Houston | YES | -0.008613 | 102.7 | 59 | 102.7 | 0 | 1 | Cogen | -1 | 0.038693 | 0 | 0 |  |  |  |  | -0.038693 | 0 |  |  |  |  | 0 | 0
38714 | TNTXCTY4CG8 | 1 | Houston | YES | -0.008613 | 103 | 59 | 103 | 0 | 1 | Cogen | -1 | 0.038693 | 0 | 0 |  |  |  |  | -0.038693 | 0 |  |  |  |  | 0 | 0
39470 | TNDOWCGNSG8 | 1 | Houston | YES | -0.008613 | 32 | 10 | 32 | 0 | 0.985 | Cogen | -1 | 0.038693 | 0 | 0 |  |  |  |  | -0.038693 | 0 |  |  |  |  | 0 | 0
39480 | TNDOWCGNGG8 | 1 | Houston | YES | -0.008613 | 30 | 10 | 30 | 0 | 0.985 | Cogen | -1 | 0.038693 | 0 | 0 |  |  |  |  | -0.038693 | 0 |  |  |  |  | 0 | 0
48924 | WAP_GN4_4 | 4 | Houston | YES | -0.010249 | 546 | 217 | 546 | 0 | 1.0362 | GSC | -1 | 0.040329 | 546 | 546 |  |  |  |  | -0.040329 | -22.0198 |  |  |  |  | 0 | 0
48923 | WAP_GN3_3 | 3 | Houston | YES | -0.010249 | 198.4 | 93 | 248 | 0 | 1.0362 | GST | -1 | 0.040329 | 248 | 248 |  |  |  |  | -0.040329 | -10.0017 |  |  |  |  | 0 | 0
48921 | WAP_GN1_1 | 1 | Houston | YES | -0.010249 | 132.8 | 37 | 166 | 0 | 1.0362 | GST | -1 | 0.040329 | 166 | 166 |  |  |  |  | -0.040329 | -6.6947 |  |  |  |  | 0 | 0
48922 | WAP_GN2_2 | 2 | Houston | YES | -0.010249 | 132.8 | 37 | 166 | 0 | 1.0362 | GST | -1 | 0.040329 | 166 | 166 |  |  |  |  | -0.040329 | -6.6947 |  |  |  |  | 0 | 0
48929 | WAPGT21_GT1 | B1 | Houston | YES | -0.010249 | 0 | 0 | 13 |  | 1.05 | GGT | -1 | 0.040329 | 13 | 13 |  |  |  |  | -0.040329 | -0.52428 |  |  |  |  | 0 | 0
48925 | WAP_GN5_5 | 5 | Houston | YES | -0.010249 | 607.1 | 278 | 654 | 0 | 0.985 | LIGCO | -1 | 0.040329 | 0 | 654 |  |  |  |  | -0.040329 | 0 |  |  |  |  | 0 | 0
48510 | AK_GT1__8040 | 1 | Houston | YES | -0.010296 | 33.4 | 8.1 | 34 |  | 1.029 | Cogen | -1 | 0.040376 | 0 | 0 |  |  |  |  | -0.040376 | 0 |  |  |  |  | 0 | 0
48523 | BVE_ST1_GN1 | 3 | Houston | YES | -0.010642 | 252.4 | 0 | 252.4 |  | 1.035 | CC | -1 | 0.040722 | 252.4 | 252.4 |  |  |  |  | -0.040722 | -10.2783 |  |  |  |  | 0 | 0
48521 | BVE_GT1_GT1 | 1 | Houston | YES | -0.010642 | 167.7 | 0 | 167.7 |  | 1.035 | CC | -1 | 0.040722 | 167.7 | 167.7 |  |  |  |  | -0.040722 | -6.8291 |  |  |  |  | 0 | 0
48522 | BVE_GT2_5035 | 2 | Houston | YES | -0.010642 | 166.4 | 0 | 166.4 |  | 1.035 | CC | -1 | 0.040722 | 166.4 | 166.4 |  |  |  |  | -0.040722 | -6.7762 |  |  |  |  | 0 | 0
48926 | WAP_GN6_6 | 6 | Houston | YES | -0.010663 | 651 | 280 | 651 |  | 1.035 | LIGCO | -1 | 0.040743 | 0 | 651 |  |  |  |  | -0.040743 | 0 |  |  |  |  | 0 | 0
48927 | WAP_GN7_7 | 7 | Houston | YES | -0.010663 | 564 | 277 | 564 |  | 1.035 | LIGCO | -1 | 0.040743 | 0 | 564 |  |  |  |  | -0.040743 | 0 |  |  |  |  | 0 | 0
48928 | WAP_GN8_8 | 8 | Houston | YES | -0.010663 | 603 | 275 | 603 |  | 1.035 | LIGCO | -1 | 0.040743 | 0 | 603 |  |  |  |  | -0.040743 | 0 |  |  |  |  | 0 | 0
48730 | MNS_GT | 1 | Houston | YES | -0.010674 | 43 | 0 | 46.1 |  | 1.029 | Cogen | -1 | 0.040754 | 0 | 0 |  |  |  |  | -0.040754 | 0 |  |  |  |  | 0 | 0
39760 | TNSCLP1___8 | 1 | Houston | YES | -0.013189 | 93.4 | 20 | 116.8 | 0 | 1.04 | Cogen | -1 | 0.043269 | 0 | 0 |  |  |  |  | -0.043269 | 0 |  |  |  |  | 0 | 0
39770 | TNSCLP2___8 | 1 | Houston | YES | -0.013189 | 91.6 | 20 | 114.5 | 0 | 1.04 | Cogen | -1 | 0.043269 | 0 | 0 |  |  |  |  | -0.043269 | 0 |  |  |  |  | 0 | 0
39775 | TNSCLP4___8 | 1 | Houston | YES | -0.013189 | 95.2 | 20 | 119 | 0 | 1.04 | Cogen | -1 | 0.043269 | 0 | 0 |  |  |  |  | -0.043269 | 0 |  |  |  |  | 0 | 0
39790 | TNSCLP3___8 | 1 | Houston | YES | -0.013189 | 87.6 | 20 | 109.5 | 0 | 1.027 | Cogen | -1 | 0.043269 | 0 | 0 |  |  |  |  | -0.043269 | 0 |  |  |  |  | 0 | 0
48520 | BSF_GT1_8070 | 1 | Houston | YES | -0.013886 | 72 | 0 | 72 | 0 | 1.0326 | Cogen | -1 | 0.043966 | 0 | 0 |  |  |  |  | -0.043966 | 0 |  |  |  |  | 0 | 0
48520 | BSF_GT1_8070 | 2 | Houston | YES | -0.013886 | 10 | 0 | 10 | 0 | 1.0326 | Cogen | -1 | 0.043966 | 0 | 0 |  |  |  |  | -0.043966 | 0 |  |  |  |  | 0 | 0
49851 | DOW17000 | 37 | Houston | YES | -0.014768 | 39 | 0 | 62 | 0 | 1 | Cogen | -1 | 0.044848 | 0 | 0 |  |  |  |  | -0.044848 | 0 |  |  |  |  | 0 | 0
49858 | DOW38100 | 31 | Houston | YES | -0.014768 | 45 | 0 | 71.4 |  | 1 | Cogen | -1 | 0.044848 | 0 | 0 |  |  |  |  | -0.044848 | 0 |  |  |  |  | 0 | 0
49859 | DOW38200 | 33 | Houston | YES | -0.014768 | 28 | 0 | 45 | 0 | 1 | Cogen | -1 | 0.044848 | 0 | 0 |  |  |  |  | -0.044848 | 0 |  |  |  |  | 0 | 0
49860 | DOW38300 | 32 | Houston | YES | -0.014768 | 63 | 0 | 101 |  | 1 | Cogen | -1 | 0.044848 | 0 | 0 |  |  |  |  | -0.044848 | 0 |  |  |  |  | 0 | 0
49862 | DOW39100 | 36 | Houston | YES | -0.014768 | 54 | 0 | 86 | 0 | 1 | Cogen | -1 | 0.044848 | 0 | 0 |  |  |  |  | -0.044848 | 0 |  |  |  |  | 0 | 0
49863 | DOW39200 | 35 | Houston | YES | -0.014768 | 55 | 0 | 88 | 0 | 1 | Cogen | -1 | 0.044848 | 0 | 0 |  |  |  |  | -0.044848 | 0 |  |  |  |  | 0 | 0
49865 | DOW41000 | 41 | Houston | YES | -0.014768 | 31 | 0 | 50 |  | 1 | Cogen | -1 | 0.044848 | 0 | 0 |  |  |  |  | -0.044848 | 0 |  |  |  |  | 0 | 0
49866 | DOW42000 | 42 | Houston | YES | -0.014768 | 11 | 0 | 18 |  | 1 | Cogen | -1 | 0.044848 | 0 | 0 |  |  |  |  | -0.044848 | 0 |  |  |  |  | 0 | 0
49869 | DOW49000 | 45 | Houston | YES | -0.014768 | 59 | 0 | 94 |  | 1 | Cogen | -1 | 0.044848 | 0 | 0 |  |  |  |  | -0.044848 | 0 |  |  |  |  | 0 | 0
49870 | DOW61000 | 61 | Houston | YES | -0.014768 | 44 | 0 | 70 | 0 | 1 | Cogen | -1 | 0.044848 | 0 | 0 |  |  |  |  | -0.044848 | 0 |  |  |  |  | 0 | 0
49871 | DOW62000 | 62 | Houston | YES | -0.014768 | 40 | 0 | 63 | 0 | 1 | Cogen | -1 | 0.044848 | 0 | 0 |  |  |  |  | -0.044848 | 0 |  |  |  |  | 0 | 0
49872 | DOW63000 | 63 | Houston | YES | -0.014768 | 45 | 0 | 72 | 0 | 1 | Cogen | -1 | 0.044848 | 0 | 0 |  |  |  |  | -0.044848 | 0 |  |  |  |  | 0 | 0
49873 | DOW64000 | 64 | Houston | YES | -0.014768 | 41 | 0 | 64.8 | 0 | 1 | Cogen | -1 | 0.044848 | 0 | 0 |  |  |  |  | -0.044848 | 0 |  |  |  |  | 0 | 0
49876 | DOW65000 | 65 | Houston | YES | -0.014768 | 63 | 0 | 101 | 0 | 1 | Cogen | -1 | 0.044848 | 0 | 0 |  |  |  |  | -0.044848 | 0 |  |  |  |  | 0 | 0
49877 | DOW66000 | 66 | Houston | YES | -0.014768 | 61 | 0 | 97 | 0 | 1 | Cogen | -1 | 0.044848 | 0 | 0 |  |  |  |  | -0.044848 | 0 |  |  |  |  | 0 | 0
49878 | DOW67000 | 67 | Houston | YES | -0.014768 | 65 | 0 | 103 | 0 | 1 | Cogen | -1 | 0.044848 | 0 | 0 |  |  |  |  | -0.044848 | 0 |  |  |  |  | 0 | 0
49882 | DOW81000 | 81 | Houston | YES | -0.014768 | 47 | 0 | 76 | 0 | 1 | Cogen | -1 | 0.044848 | 0 | 0 |  |  |  |  | -0.044848 | 0 |  |  |  |  | 0 | 0
49884 | DOW82000 | 82 | Houston | YES | -0.014768 | 51 | 0 | 80 | 0 | 1 | Cogen | -1 | 0.044848 | 0 | 0 |  |  |  |  | -0.044848 | 0 |  |  |  |  | 0 | 0
49885 | DOW83000 | 83 | Houston | YES | -0.014768 | 51 | 0 | 80 | 0 | 1 | Cogen | -1 | 0.044848 | 0 | 0 |  |  |  |  | -0.044848 | 0 |  |  |  |  | 0 | 0
49886 | DOW84000 | 84 | Houston | YES | -0.014768 | 107 | 0 | 171 | 0 | 0.98 | Cogen | -1 | 0.044848 | 0 | 0 |  |  |  |  | -0.044848 | 0 |  |  |  |  | 0 | 0
8032 | AMISTADHYD1 | 1 | South | YES | -0.016956 | 33 | 13 | 33 | 0 | 1.03 | Hydro | -1 | 0.047036 | 0 | 0 |  |  | 0 | 0 | -0.047036 | 0 |  |  |  |  | 0 | 0
8033 | AMISTADHYD2 | 2 | South | YES | -0.016956 | 25 | 13 | 25 | 0 | 1.03 | Hydro | -1 | 0.047036 | 0 | 0 |  |  | 0 | 0 | -0.047036 | 0 |  |  |  |  | 0 | 0
88253 | HAMILTON | F | South | YES | -0.016956 | 0 | 0 | 0 | 0 | 1.04 | BLT | -1 | 0.047036 | 0 | 0 |  |  | 0 | 0 | -0.047036 | 0 |  |  |  |  | 0 | 0
32884 | BRYN_DNSBY13 | 1 | North | YES | 0.008215 | 46 | 2 | 46 | 0 | 1.015 | GST | 1 | 0.04794 | 46 | 46 | 0.37789 | 46 |  |  | 0.04794 | 2.2052 |  |  |  |  | 0 | 0
32883 | BRYN_DNSBY3 | 1 | North | YES | 0.008215 | 0 | 2 | 48 |  | 1.015 | GST | 1 | 0.04794 | 48 | 48 | 0.39432 | 48 |  |  | 0.04794 | 2.3011 |  |  |  |  | 0 | 0
32892 | BRYN_DNSBY14 | 1 | North | YES | 0.008215 | 84 | 25 | 105 | 0 | 1.035 | GST | 1 | 0.04794 | 105 | 105 | 0.86257 | 105 |  |  | 0.04794 | 5.0337 |  |  |  |  | 0 | 0
48911 | TGF_GT1_8000 | 1 | Houston | YES | -0.018258 | 69.2 | 0 | 69.2 |  | 1.029 | Cogen | -1 | 0.048338 | 0 | 0 |  |  |  |  | -0.048338 | 0 |  |  |  |  | 0 | 0
48671 | FTR_GT1_5105 | 1 | North | YES | 0.00886 | 154.2 | 0 | 154.2 | 0 | 1.0319 | CC | 1 | 0.048585 | 154.2 | 154.2 | 1.3662 | 154.2 |  |  | 0.048585 | 7.4918 |  |  |  |  | 0 | 0
48673 | FTR_GT3_5085 | 3 | North | YES | 0.00886 | 158 | 0 | 158 | 0 | 1.0319 | CC | 1 | 0.048585 | 158 | 158 | 1.3999 | 158 |  |  | 0.048585 | 7.6765 |  |  |  |  | 0 | 0
48672 | FTR_GT2_5110 | 2 | North | YES | 0.00886 | 159 | 0 | 159 | 0 | 1.0319 | CC | 1 | 0.048585 | 159 | 159 | 1.4087 | 159 |  |  | 0.048585 | 7.725 |  |  |  |  | 0 | 0
48674 | FTR_CN4_5095 | 4 | North | YES | 0.00886 | 380 | 0 | 380 | 0 | 1.0319 | CC | 1 | 0.048585 | 380 | 380 | 3.3668 | 380 |  |  | 0.048585 | 18.4624 |  |  |  |  | 0 | 0
32886 | BRYN_ATKINS3 | MB | North | YES | 0.0091 | 0 | 5 | 12 |  | 1 | GST | 1 | 0.048825 | 0 | 0 | 0 | 0 |  |  | 0.048825 | 0 |  |  |  |  | 0 | 0
32887 | BRYN_ATKINS6 | MB | North | YES | 0.0091 | 0 | 12 | 51 |  | 1.028 | GST | 1 | 0.048825 | 0 | 0 | 0 | 0 |  |  | 0.048825 | 0 |  |  |  |  | 0 | 0
32890 | BRYN_ATKINS4 | MB | North | YES | 0.0091 | 0 | 5 | 22 |  | 1.031 | GST | 1 | 0.048825 | 0 | 0 | 0 | 0 |  |  | 0.048825 | 0 |  |  |  |  | 0 | 0
32891 | BRYN_ATKINS5 | MB | North | YES | 0.0091 | 0 | 5 | 25 |  | 1.031 | GST | 1 | 0.048825 | 0 | 0 | 0 | 0 |  |  | 0.048825 | 0 |  |  |  |  | 0 | 0
32888 | BRYN_ATKINS7 | 1 | North | YES | 0.0091 | 13.6 | 4 | 17 |  | 1.028 | GGT | 1 | 0.048825 | 17 | 17 | 0.1547 | 17 |  |  | 0.048825 | 0.83003 |  |  |  |  | 0 | 0
32798 | BRYN_TAMUGEN | 1 | North | YES | 0.009403 | 32 | 0 | 32 |  | 1.02 | GST | 1 | 0.049128 | 32 | 32 | 0.3009 | 32 |  |  | 0.049128 | 1.5721 |  |  |  |  | 0 | 0
48733 | CBE_ST12 | 1 | Houston | YES | -0.019404 | 105 | 0 | 105 | 0 | 1.029 | CC | -1 | 0.049484 | 105 | 105 |  |  |  |  | -0.049484 | -5.1959 |  |  |  |  | 0 | 0
48736 | CBE_ST34 | 1 | Houston | YES | -0.019404 | 105 | 0 | 105 | 0 | 1.029 | CC | -1 | 0.049484 | 105 | 105 |  |  |  |  | -0.049484 | -5.1959 |  |  |  |  | 0 | 0
48731 | CBE_GT1 | 1 | Houston | YES | -0.019404 | 76 | 0 | 76 | 0 | 1.029 | CC | -1 | 0.049484 | 76 | 76 |  |  |  |  | -0.049484 | -3.7608 |  |  |  |  | 0 | 0
48732 | CBE_GT2 | 1 | Houston | YES | -0.019404 | 76 | 0 | 76 | 0 | 1.029 | CC | -1 | 0.049484 | 76 | 76 |  |  |  |  | -0.049484 | -3.7608 |  |  |  |  | 0 | 0
48734 | CBE_GT3 | 1 | Houston | YES | -0.019404 | 76 | 0 | 76 | 0 | 1.029 | CC | -1 | 0.049484 | 76 | 76 |  |  |  |  | -0.049484 | -3.7608 |  |  |  |  | 0 | 0
48735 | CBE_GT4 | 1 | Houston | YES | -0.019404 | 76 | 0 | 76 | 0 | 1.029 | CC | -1 | 0.049484 | 76 | 76 |  |  |  |  | -0.049484 | -3.7608 |  |  |  |  | 0 | 0
5911 | STP_GN1___1 | 1 | Houston | YES | -0.019565 | 1333 | 1249 | 1333 | 0 | 1.0406 | Nuc | -1 | 0.049645 | 0 | 0 |  |  |  |  | -0.049645 | 0 |  |  |  |  | 0 | 0
5912 | STP_GN2___2 | 2 | Houston | YES | -0.019565 | 1332 | 1249 | 1332 | 0 | 1.0406 | Nuc | -1 | 0.049645 | 0 | 0 |  |  |  |  | -0.049645 | 0 |  |  |  |  | 0 | 0
990 | GIBN_CREK_G1 | 1 | North | YES | 0.011247 | 463 | 200 | 463 | 0 | 1.0275 | LIGCO | 1 | 0.050972 | 0 | 463 | 5.2074 | 463 |  |  | 0.050972 | 23.6001 |  |  |  |  | 0 | 0
8262 | ELPS | 1 | South | YES | -0.021831 | 6 | 6 | 6 | 0 | 1.15 | Hydro | -1 | 0.051911 | 0 | 0 |  |  | 0 | 0 | -0.051911 | 0 |  |  |  |  | 0 | 0
60202 | FRNDDRCS | F | West | YES | 0.016757 | 0 | 0 | 0 | 0 | 0.9985 | AVR | 1 | 0.056482 | 0 | 0 |  |  |  |  | 0.056482 | 0 |  |  |  |  | 0 | 0
8134 | FOR #1 | 1 | South | YES | -0.028733 | 54.1 | 45 | 79 | 0 | 1 | Cogen | -1 | 0.058813 | 0 | 0 |  |  | 0 | 0 | -0.058813 | 0 |  |  |  |  | 0 | 0
8138 | FOR #2 | 2 | South | YES | -0.028733 | 63.1 | 45 | 81 | 0 | 1 | Cogen | -1 | 0.058813 | 0 | 0 |  |  | 0 | 0 | -0.058813 | 0 |  |  |  |  | 0 | 0
8153 | FOR #3 | 3 | South | YES | -0.028733 | 63.1 | 45 | 79.9 | 0 | 1 | Cogen | -1 | 0.058813 | 0 | 0 |  |  | 0 | 0 | -0.058813 | 0 |  |  |  |  | 0 | 0
8154 | FOR #4 | 4 | South | YES | -0.028733 | 63.1 | 60 | 80 | 0 | 1 | Cogen | -1 | 0.058813 | 0 | 0 |  |  | 0 | 0 | -0.058813 | 0 |  |  |  |  | 0 | 0
8155 | FOR #5 | 5 | South | YES | -0.028733 | 63.1 | 60 | 78.4 | 0 | 1 | Cogen | -1 | 0.058813 | 0 | 0 |  |  | 0 | 0 | -0.058813 | 0 |  |  |  |  | 0 | 0
8156 | FOR #6 | 6 | South | YES | -0.028733 | 24.9 | 5 | 25 | 0 | 1 | Cogen | -1 | 0.058813 | 0 | 0 |  |  | 0 | 0 | -0.058813 | 0 |  |  |  |  | 0 | 0
8157 | FOR #7 | 7 | South | YES | -0.028733 | 28.8 | 5 | 46 | 0 | 1 | Cogen | -1 | 0.058813 | 0 | 0 |  |  | 0 | 0 | -0.058813 | 0 |  |  |  |  | 0 | 0
80051 | FOR #8 | 8 | South | YES | -0.028733 | 28 | 28 | 28 |  | 1 | Cogen | -1 | 0.058813 | 0 | 0 |  |  | 0 | 0 | -0.058813 | 0 |  |  |  |  | 0 | 0
80052 | FOR #9 | 9 | South | YES | -0.028733 | 29.7 | 5 | 43.6 | 0 | 1 | Cogen | -1 | 0.058813 | 0 | 0 |  |  | 0 | 0 | -0.058813 | 0 |  |  |  |  | 0 | 0
80053 | FOR #10 | 10 | South | YES | -0.028733 | 68.4 | 45 | 75 | 0 | 1 | Cogen | -1 | 0.058813 | 0 | 0 |  |  | 0 | 0 | -0.058813 | 0 |  |  |  |  | 0 | 0
80226 | ALCOA G | 1 | South | YES | -0.028988 | 32.3 | 5 | 48 | 0 | 1.015 | Cogen | -1 | 0.059068 | 0 | 0 |  |  | 0 | 0 | -0.059068 | 0 |  |  |  |  | 0 | 0
39960 | TNTNPONE_18 | 1 | North | YES | 0.019373 | 152.3 | 30 | 152.3 |  | 1.04 | LIGCO | 1 | 0.059098 | 0 | 152.3 | 2.9505 | 152.3 |  |  | 0.059098 | 9.0007 |  |  |  |  | 0 | 0
39970 | TNTNPONE_28 | 1 | North | YES | 0.019373 | 153 | 30 | 153 |  | 1.04 | LIGCO | 1 | 0.059098 | 0 | 153 | 2.9641 | 153 |  |  | 0.059098 | 9.042 |  |  |  |  | 0 | 0
8147 | UCAR #2 | 10 | South | YES | -0.029812 | 18.2 | 0 | 28 |  | 1 | Cogen | -1 | 0.059892 | 0 | 0 |  |  | 0 | 0 | -0.059892 | 0 |  |  |  |  | 0 | 0
8148 | UCAR #1 | 2 | South | YES | -0.029812 | 6.1 | 0 | 7 | 0 | 1.009 | Cogen | -1 | 0.059892 | 0 | 0 |  |  | 0 | 0 | -0.059892 | 0 |  |  |  |  | 0 | 0
80137 | CSDR89 | 9 | South | YES | -0.029812 | 15 | 0 | 15 | 0 | 1.003 | DCTie | -1 | 0.059892 | 0 | 0 |  |  | 0 | 0 | -0.059892 | 0 |  |  |  |  | 0 | 0
80137 | CSDR89 | 8 | South | YES | -0.029812 | 33.9 | 0 | 39 | 0 | 1.003 | DCTie | -1 | 0.059892 | 0 | 0 |  |  | 0 | 0 | -0.059892 | 0 |  |  |  |  | 0 | 0
80138 | CSDR7 | 7 | South | YES | -0.029812 | 6.1 | 0 | 7 | 0 | 1.014 | DCTie | -1 | 0.059892 | 0 | 0 |  |  | 0 | 0 | -0.059892 | 0 |  |  |  |  | 0 | 0
80139 | CSDR56 | 6 | South | YES | -0.029812 | 0 | 0 | 39 |  | 1.0033 | DCTie | -1 | 0.059892 | 0 | 0 |  |  | 0 | 0 | -0.059892 | 0 |  |  |  |  | 0 | 0
80139 | CSDR56 | 5 | South | YES | -0.029812 | 15 | 0 | 15 |  | 1.0033 | DCTie | -1 | 0.059892 | 0 | 0 |  |  | 0 | 0 | -0.059892 | 0 |  |  |  |  | 0 | 0
80140 | CSDR11 | 11 | South | YES | -0.029812 | 33.9 | 0 | 39 | 0 | 1.03 | DCTie | -1 | 0.059892 | 0 | 0 |  |  | 0 | 0 | -0.059892 | 0 |  |  |  |  | 0 | 0
80227 | AIRCO G | 1 | South | YES | -0.029929 | 7.2 | 0 | 8 | 0 | 1.0104 | Cogen | -1 | 0.060009 | 0 | 0 |  |  | 0 | 0 | -0.060009 | 0 |  |  |  |  | 0 | 0
80224 | VISTRONG1 | 1 | South | YES | -0.030162 | 13.1 | 0 | 15 | 0 | 1.01 | Cogen | -1 | 0.060242 | 0 | 0 |  |  | 0 | 0 | -0.060242 | 0 |  |  |  |  | 0 | 0
80225 | VISTRONG2 | 2 | South | YES | -0.030162 | 20.2 | 0 | 23 | 0 | 1.01 | Cogen | -1 | 0.060242 | 0 | 0 |  |  | 0 | 0 | -0.060242 | 0 |  |  |  |  | 0 | 0
5503 | RAYBURNGEN3 | 1 | South | YES | -0.030452 | 17.6 | 6 | 22 | 0 | 1.0224 | GST | -1 | 0.060532 | 22 | 22 |  |  | -0.66994 | 22 | -0.060532 | -1.3317 |  |  |  |  | 0 | 0
5505 | RAYBURNGEN1 | 1 | South | YES | -0.030452 | 0 | 1 | 11 |  | 1.0223 | GGT | -1 | 0.060532 | 11 | 11 |  |  | -0.33497 | 11 | -0.060532 | -0.66586 |  |  |  |  | 0 | 0
5506 | RAYBURNGEN2 | 1 | South | YES | -0.030452 | 0 | 1 | 11 |  | 1.0223 | GGT | -1 | 0.060532 | 11 | 11 |  |  | -0.33497 | 11 | -0.060532 | -0.66586 |  |  |  |  | 0 | 0
5512 | RAYBURNCC8 | 1 | South | YES | -0.030745 | 49.3 | 18.2 | 49.3 | 0 | 1.0296 | CC | -1 | 0.060825 | 49.3 | 49.3 |  |  | -1.5157 | 49.3 | -0.060825 | -2.9987 |  |  |  |  | 0 | 0
5508 | RAYBURNCC9 | 1 | South | YES | -0.030745 | 47.7 | 18.2 | 47.7 | 0 | 1.0296 | CC | -1 | 0.060825 | 47.7 | 47.7 |  |  | -1.4665 | 47.7 | -0.060825 | -2.9014 |  |  |  |  | 0 | 0
5511 | RAYBURNCC7 | 1 | South | YES | -0.030745 | 47.5 | 18.2 | 47.5 | 0 | 1.0296 | CC | -1 | 0.060825 | 47.5 | 47.5 |  |  | -1.4604 | 47.5 | -0.060825 | -2.8892 |  |  |  |  | 0 | 0
5509 | RAYBURNCC10 | 1 | South | YES | -0.030745 | 37.3 | 5.2 | 37.3 | 0 | 1.0296 | CC | -1 | 0.060825 | 37.3 | 37.3 |  |  | -1.1468 | 37.3 | -0.060825 | -2.2688 |  |  |  |  | 0 | 0
8066 | DUP1V#1 | 1 | South | YES | -0.03079 | 52.3 | 0 | 73 | 0 | 1.01 | Cogen | -1 | 0.06087 | 0 | 0 |  |  | 0 | 0 | -0.06087 | 0 |  |  |  |  | 0 | 0
60018 | DSKY1 | 1 | West | YES | 0.02116 | 21 | 0 | 84 | 0 | 1.023 | Wind | 1 | 0.060885 | 0 | 84 |  |  |  |  | 0.060885 | 5.1144 |  |  |  |  | 0 | 0
80265 | LARECU40A | 4 | South | YES | -0.030819 | 80 | 0 | 100 |  | 1.039 | GGT | -1 | 0.060899 | 100 | 100 |  |  | -3.0819 | 100 | -0.060899 | -6.0899 |  |  |  |  | 0 | 0
80266 | LARECU50A | 5 | South | YES | -0.030819 | 80 | 0 | 100 |  | 1.039 | GGT | -1 | 0.060899 | 100 | 100 |  |  | -3.0819 | 100 | -0.060899 | -6.0899 |  |  |  |  | 0 | 0
80012 | LAR | F | South | YES | -0.030819 | 0 | 0 | 0 | 0 | 1.04 | DCTie | -1 | 0.060899 | 0 | 0 |  |  | 0 | 0 | -0.060899 | 0 |  |  |  |  | 0 | 0
8926 | LGE_GT10A | 1 | South | YES | -0.030821 | 158 | 0 | 158 | 0 | 1.03 | Cogen | -1 | 0.060901 | 0 | 0 |  |  | 0 | 0 | -0.060901 | 0 |  |  |  |  | 0 | 0
8927 | LGE_GT20A | 2 | South | YES | -0.030821 | 153 | 0 | 153 | 0 | 1.03 | Cogen | -1 | 0.060901 | 0 | 0 |  |  | 0 | 0 | -0.060901 | 0 |  |  |  |  | 0 | 0
8928 | LGE_STG0A | 3 | South | YES | -0.030821 | 100 | 0 | 100 | 0 | 1.03 | Cogen | -1 | 0.060901 | 0 | 0 |  |  | 0 | 0 | -0.060901 | 0 |  |  |  |  | 0 | 0
8930 | ICPGN10A | 1 | South | YES | -0.030821 | 149 | 0 | 149 | 0 | 1.03 | Cogen | -1 | 0.060901 | 0 | 0 |  |  | 0 | 0 | -0.060901 | 0 |  |  |  |  | 0 | 0
8931 | ICPGN20A | 2 | South | YES | -0.030821 | 150 | 0 | 150 | 0 | 1.03 | Cogen | -1 | 0.060901 | 0 | 0 |  |  | 0 | 0 | -0.060901 | 0 |  |  |  |  | 0 | 0
8932 | ICPGN30A | 3 | South | YES | -0.030821 | 127 | 0 | 127 | 0 | 1.03 | Cogen | -1 | 0.060901 | 0 | 0 |  |  | 0 | 0 | -0.060901 | 0 |  |  |  |  | 0 | 0
80223 | REYSHR G | 1 | South | YES | -0.030821 | 12 | 0 | 12 | 0 | 1.032 | Cogen | -1 | 0.060901 | 0 | 0 |  |  | 0 | 0 | -0.060901 | 0 |  |  |  |  | 0 | 0
60000 | DSKY2 | 1 | West | YES | 0.021216 | 19.1 | 0 | 76.5 |  | 1.039 | Wind | 1 | 0.060941 | 0 | 76.5 |  |  |  |  | 0.060941 | 4.662 |  |  |  |  | 0 | 0
88299 | ZAPATA | F | South | YES | -0.031036 | 0 | 0 | 0 | 0 | 1.02 | BLT | -1 | 0.061116 | 0 | 0 |  |  | 0 | 0 | -0.061116 | 0 |  |  |  |  | 0 | 0
60017 | ORNNWP1 | 1 | West | YES | 0.021445 | 20 | 0 | 80 |  | 1.027 | Wind | 1 | 0.06117 | 0 | 80 |  |  |  |  | 0.06117 | 4.8936 |  |  |  |  | 0 | 0
8442 | NBEC7 | 7 | South | YES | -0.031117 | 0 | 81 | 367 |  | 1.0298 | GST | -1 | 0.061197 | 367 | 367 |  |  | -11.4199 | 367 | -0.061197 | -22.4594 |  |  |  |  | 0 | 0
8442 | NBEC7 | MB | South | YES | -0.031117 | 0 | 81 | 367 |  | 1.0298 | GST | -1 | 0.061197 | 0 | 0 |  |  | 0 | 0 | -0.061197 | 0 |  |  |  |  | 0 | 0
8560 | CNOPGT1 | 1 | South | YES | -0.031121 | 148.3 | 0 | 148.3 | 0 | 1.03 | Cogen | -1 | 0.061201 | 0 | 0 |  |  | 0 | 0 | -0.061201 | 0 |  |  |  |  | 0 | 0
8561 | CNOPGT2 | 2 | South | YES | -0.031121 | 148.6 | 0 | 148.6 | 0 | 1.03 | Cogen | -1 | 0.061201 | 0 | 0 |  |  | 0 | 0 | -0.061201 | 0 |  |  |  |  | 0 | 0
8562 | CNOPST1 | 3 | South | YES | -0.031121 | 153 | 0 | 153 | 0 | 1.03 | Cogen | -1 | 0.061201 | 0 | 0 |  |  | 0 | 0 | -0.061201 | 0 |  |  |  |  | 0 | 0
8456 | COSW#1 | 1 | South | YES | -0.031137 | 20 | 0 | 20 | 0 | 1.027 | Cogen | -1 | 0.061217 | 0 | 0 |  |  | 0 | 0 | -0.061217 | 0 |  |  |  |  | 0 | 0
8457 | COSW#2 | 2 | South | YES | -0.031137 | 14 | 0 | 14 | 0 | 1.027 | Cogen | -1 | 0.061217 | 0 | 0 |  |  | 0 | 0 | -0.061217 | 0 |  |  |  |  | 0 | 0
8174 | VICEC61A | 6 | South | YES | -0.031145 | 188 | 42 | 188 | 0 | 1.025 | CC | -1 | 0.061225 | 188 | 188 |  |  | -5.8553 | 188 | -0.061225 | -11.5104 |  |  |  |  | 0 | 0
8173 | VICEC51A | 5 | South | YES | -0.031145 | 144 | 18 | 144 | 0 | 1.025 | CC | -1 | 0.061225 | 144 | 144 |  |  | -4.4849 | 144 | -0.061225 | -8.8164 |  |  |  |  | 0 | 0
80263 | B_DAVIS31A | 3 | South | YES | -0.031178 | 0 | 0 | 180 |  | 1.0366 | CC | -1 | 0.061258 | 180 | 180 |  |  | -5.612 | 180 | -0.061258 | -11.0265 |  |  |  |  | 0 | 0
80264 | B_DAVIS41A | 4 | South | YES | -0.031178 | 0 | 0 | 180 |  | 1.0366 | CC | -1 | 0.061258 | 180 | 180 |  |  | -5.612 | 180 | -0.061258 | -11.0265 |  |  |  |  | 0 | 0
8459 | B_DAVIS0B | MB | South | YES | -0.031178 | 0 | 50 | 339 |  | 1.03 | GSC | -1 | 0.061258 | 0 | 0 |  |  | 0 | 0 | -0.061258 | 0 |  |  |  |  | 0 | 0
8460 | B_DAVIS0A | MB | South | YES | -0.031178 | 0 | 50 | 340 |  | 1.03 | GSC | -1 | 0.061258 | 0 | 0 |  |  | 0 | 0 | -0.061258 | 0 |  |  |  |  | 0 | 0
88508 | FALFURRI | F | South | YES | -0.031178 | 0 | 0 | 0 | 0 | 1 | AVR | -1 | 0.061258 | 0 | 0 |  |  | 0 | 0 | -0.061258 | 0 |  |  |  |  | 0 | 0
5728 | FALCONHYDRO2 | 2 | South | YES | -0.031183 | 12 | 0 | 12 | 0 | 1.0234 | Hydro | -1 | 0.061263 | 0 | 0 |  |  | 0 | 0 | -0.061263 | 0 |  |  |  |  | 0 | 0
5729 | FALCONHYDRO3 | 3 | South | YES | -0.031183 | 11 | 0 | 11 | 0 | 1.0234 | Hydro | -1 | 0.061263 | 0 | 0 |  |  | 0 | 0 | -0.061263 | 0 |  |  |  |  | 0 | 0
8048 | FALCONHYDRO1 | 1 | South | YES | -0.031183 | 12 | 0 | 12 | 0 | 1.0234 | Hydro | -1 | 0.061263 | 0 | 0 |  |  | 0 | 0 | -0.061263 | 0 |  |  |  |  | 0 | 0
8506 | VAL #1 | 1 | South | YES | -0.031195 | 20.9 | 0 | 25 | 0 | 1.0055 | Cogen | -1 | 0.061275 | 0 | 0 |  |  | 0 | 0 | -0.061275 | 0 |  |  |  |  | 0 | 0
8507 | VAL #2 | 2 | South | YES | -0.031195 | 20.9 | 0 | 25 | 0 | 1.0055 | Cogen | -1 | 0.061275 | 0 | 0 |  |  | 0 | 0 | -0.061275 | 0 |  |  |  |  | 0 | 0
8511 | OXY_CC0A | 1 | South | YES | -0.031225 | 30.3 | 0 | 38 | 0 | 1.027 | Cogen | -1 | 0.061305 | 0 | 0 |  |  | 0 | 0 | -0.061305 | 0 |  |  |  |  | 0 | 0
8461 | KOCH_UP0A | 1 | South | YES | -0.031226 | 38 | 0 | 38 | 0 | 1.012 | Cogen | -1 | 0.061306 | 0 | 0 |  |  | 0 | 0 | -0.061306 | 0 |  |  |  |  | 0 | 0
8935 | FGNTS201 | 3 | South | YES | -0.031336 | 173 | 0 | 173 | 0 | 1.03 | CC | -1 | 0.061416 | 173 | 173 |  |  | -5.4211 | 173 | -0.061416 | -10.625 |  |  |  |  | 0 | 0
8934 | FGNTS101 | 2 | South | YES | -0.031336 | 147.9 | 0 | 147.9 | 0 | 1.03 | CC | -1 | 0.061416 | 147.9 | 147.9 |  |  | -4.6346 | 147.9 | -0.061416 | -9.0835 |  |  |  |  | 0 | 0
8933 | FGNTS001 | 1 | South | YES | -0.031336 | 146.5 | 0 | 146.5 | 0 | 1.03 | CC | -1 | 0.061416 | 146.5 | 146.5 |  |  | -4.5907 | 146.5 | -0.061416 | -8.9975 |  |  |  |  | 0 | 0
8517 | CELANEBI0A | 1 | South | YES | -0.031342 | 29 | 0 | 29 | 0 | 1.02 | Cogen | -1 | 0.061422 | 0 | 0 |  |  | 0 | 0 | -0.061422 | 0 |  |  |  |  | 0 | 0
8938 | MVGN#3 | 3 | South | YES | -0.031363 | 250.9 | 0 | 250.9 | 0 | 1.0304 | CC | -1 | 0.061443 | 250.9 | 250.9 |  |  | -7.869 | 250.9 | -0.061443 | -15.4161 |  |  |  |  | 0 | 0
8937 | MVGN#2 | 2 | South | YES | -0.031363 | 216.7 | 0 | 216.7 | 0 | 1.0304 | CC | -1 | 0.061443 | 216.7 | 216.7 |  |  | -6.7964 | 216.7 | -0.061443 | -13.3148 |  |  |  |  | 0 | 0
8936 | MVGN#1 | 1 | South | YES | -0.031363 | 216.6 | 0 | 216.6 | 0 | 1.0304 | CC | -1 | 0.061443 | 216.6 | 216.6 |  |  | -6.7932 | 216.6 | -0.061443 | -13.3086 |  |  |  |  | 0 | 0
8983 | HECN3 | 3 | South | YES | -0.031363 | 171.9 | 0 | 171.9 | 0 | 1.0304 | CC | -1 | 0.061443 | 171.9 | 171.9 |  |  | -5.3913 | 171.9 | -0.061443 | -10.5621 |  |  |  |  | 0 | 0
8981 | HECN1 | 1 | South | YES | -0.031363 | 144.8 | 0 | 144.8 | 0 | 1.0304 | CC | -1 | 0.061443 | 144.8 | 144.8 |  |  | -4.5414 | 144.8 | -0.061443 | -8.897 |  |  |  |  | 0 | 0
8982 | HECN2 | 2 | South | YES | -0.031363 | 144.1 | 0 | 144.1 | 0 | 1.0304 | CC | -1 | 0.061443 | 144.1 | 144.1 |  |  | -4.5194 | 144.1 | -0.061443 | -8.854 |  |  |  |  | 0 | 0
5935 | SI_RAY10 | 10 | South | YES | -0.031371 | 47 | 10 | 47 | 0 | 1.03 | CC | -1 | 0.061451 | 47 | 47 |  |  | -1.4744 | 47 | -0.061451 | -2.8882 |  |  |  |  | 0 | 0
5932 | SI_RAY9 | 9 | South | YES | -0.031371 | 32 | 32 | 38 | 0 | 1.035 | CC | -1 | 0.061451 | 38 | 38 |  |  | -1.1921 | 38 | -0.061451 | -2.3352 |  |  |  |  | 0 | 0
5933 | SI_RAY6 | 6 | South | YES | -0.031371 | 15.4 | 10 | 19.3 | 0 | 1.035 | GST | -1 | 0.061451 | 19.3 | 19.3 |  |  | -0.60546 | 19.3 | -0.061451 | -1.186 |  |  |  |  | 0 | 0
80003 | MILHWYS | F | South | YES | -0.031371 | 0 | 0 | 0 | 0 | 1.0168 | AVR | -1 | 0.061451 | 0 | 0 |  |  | 0 | 0 | -0.061451 | 0 |  |  |  |  | 0 | 0
80080 | GWINDT11A | 3 | South | YES | -0.031377 | 0 | 0 | 38 | 0 | 1.025 | Wind | -1 | 0.061457 | 0 | 38 |  |  | 0 | 0 | -0.061457 | 0 |  |  |  |  | 0 | 0
80080 | GWINDT11A | 4 | South | YES | -0.031377 | 3.8 | 0 | 19 | 0 | 1.025 | Wind | -1 | 0.061457 | 0 | 19 |  |  | 0 | 0 | -0.061457 | 0 |  |  |  |  | 0 | 0
80080 | GWINDT11A | 2 | South | YES | -0.031377 | 0 | 0 | 41 | 0 | 1.025 | Wind | -1 | 0.061457 | 0 | 41 |  |  | 0 | 0 | -0.061457 | 0 |  |  |  |  | 0 | 0
80080 | GWINDT11A | 1 | South | YES | -0.031377 | 28.2 | 0 | 94 | 0 | 1.025 | Wind | -1 | 0.061457 | 0 | 94 |  |  | 0 | 0 | -0.061457 | 0 |  |  |  |  | 0 | 0
80081 | GWINDT21A | 4 | South | YES | -0.031377 | 4.4 | 0 | 22 | 0 | 1.025 | Wind | -1 | 0.061457 | 0 | 22 |  |  | 0 | 0 | -0.061457 | 0 |  |  |  |  | 0 | 0
80081 | GWINDT21A | 1 | South | YES | -0.031377 | 28.2 | 0 | 94 | 0 | 1.025 | Wind | -1 | 0.061457 | 0 | 94 |  |  | 0 | 0 | -0.061457 | 0 |  |  |  |  | 0 | 0
80081 | GWINDT21A | 3 | South | YES | -0.031377 | 8.6 | 0 | 43 | 0 | 1.025 | Wind | -1 | 0.061457 | 0 | 43 |  |  | 0 | 0 | -0.061457 | 0 |  |  |  |  | 0 | 0
80081 | GWINDT21A | 2 | South | YES | -0.031377 | 7.2 | 0 | 36 | 0 | 1.025 | Wind | -1 | 0.061457 | 0 | 36 |  |  | 0 | 0 | -0.061457 | 0 |  |  |  |  | 0 | 0
80180 | PNSCALT11A | 2 | South | YES | -0.031377 | 10 | 0 | 50 | 0 | 1.025 | Wind | -1 | 0.061457 | 0 | 50 |  |  | 0 | 0 | -0.061457 | 0 |  |  |  |  | 0 | 0
80180 | PNSCALT11A | 1 | South | YES | -0.031377 | 43.8 | 0 | 148 | 0 | 1.025 | Wind | -1 | 0.061457 | 0 | 148 |  |  | 0 | 0 | -0.061457 | 0 |  |  |  |  | 0 | 0
80181 | PNSCALT21A | 2 | South | YES | -0.031377 | 10 | 0 | 50 | 0 | 1.025 | Wind | -1 | 0.061457 | 0 | 50 |  |  | 0 | 0 | -0.061457 | 0 |  |  |  |  | 0 | 0
80181 | PNSCALT21A | 1 | South | YES | -0.031377 | 16.5 | 0 | 55 | 0 | 1.025 | Wind | -1 | 0.061457 | 0 | 55 |  |  | 0 | 0 | -0.061457 | 0 |  |  |  |  | 0 | 0
38437 | TNSRBNMESA9 | 1 | West | YES | 0.022291 | 37.5 | 0 | 150 | 0 | 1.02 | Wind | 1 | 0.062016 | 0 | 150 |  |  |  |  | 0.062016 | 9.3024 |  |  |  |  | 0 | 0
38332 | TNWDWRDU2_8 | 1 | West | YES | 0.022315 | 20 | 0 | 80 | 0 | 1.0232 | Wind | 1 | 0.06204 | 0 | 80 |  |  |  |  | 0.06204 | 4.9632 |  |  |  |  | 0 | 0
60016 | WOODWRD11A | 1 | West | YES | 0.022321 | 20 | 0 | 80 |  | 1.033 | Wind | 1 | 0.062046 | 0 | 80 |  |  |  |  | 0.062046 | 4.9637 |  |  |  |  | 0 | 0
60005 | KING_SE1A | 1 | West | YES | 0.02235 | 10 | 0 | 40 |  | 1.035 | Wind | 1 | 0.062075 | 0 | 40 |  |  |  |  | 0.062075 | 2.483 |  |  |  |  | 0 | 0
6016 | SWMESA | 1 | West | YES | 0.02235 | 18.8 | 0 | 75 |  | 1.03 | Wind | 1 | 0.062075 | 0 | 75 |  |  |  |  | 0.062075 | 4.6556 |  |  |  |  | 0 | 0
60003 | KING_NE1A | 1 | West | YES | 0.02235 | 20 | 0 | 80 |  | 1.03 | Wind | 1 | 0.062075 | 0 | 80 |  |  |  |  | 0.062075 | 4.966 |  |  |  |  | 0 | 0
60201 | RIO DRCS | F | West | YES | 0.022397 | 0 | 0 | 0 | 0 | 1.025 | AVR | 1 | 0.062122 | 0 | 0 |  |  |  |  | 0.062122 | 0 |  |  |  |  | 0 | 0
60007 | KING_SW1A | 1 | West | YES | 0.022508 | 20 | 0 | 80 |  | 1.03 | Wind | 1 | 0.062233 | 0 | 80 |  |  |  |  | 0.062233 | 4.9787 |  |  |  |  | 0 | 0
60019 | KING_NW1A | 1 | West | YES | 0.022508 | 20 | 0 | 80 |  | 1.03 | Wind | 1 | 0.062233 | 0 | 80 |  |  |  |  | 0.062233 | 4.9787 |  |  |  |  | 0 | 0
48722 | LEG_2___2 | 2 | North | YES | 0.022783 | 819 | 357 | 819 | 0 | 1.0348 | LIGCO | 1 | 0.062508 | 0 | 819 | 18.6593 | 819 |  |  | 0.062508 | 51.1942 |  |  |  |  | 0 | 0
48721 | LEG_1___1 | 1 | North | YES | 0.022783 | 827 | 357 | 827 | 0 | 1.0348 | LIGCO | 1 | 0.062508 | 0 | 827 | 18.8415 | 827 |  |  | 0.062508 | 51.6943 |  |  |  |  | 0 | 0
8161 | COLETO0A | 1 | South | YES | -0.032653 | 633 | 200 | 633 | 0 | 1.03 | LIGCO | -1 | 0.062733 | 0 | 633 |  |  | 0 | 0 | -0.062733 | 0 |  |  |  |  | 0 | 0
58909 | PEARSALLSCG1 | 3 | South | YES | -0.033014 | 0 | 0 | 8.4 |  | 1.027 | Diesel | -1 | 0.063094 | 8.4 | 8.4 |  |  | -0.27732 | 8.4 | -0.063094 | -0.52999 |  |  |  |  | 0 | 0
58909 | PEARSALLSCG1 | 4 | South | YES | -0.033014 | 0 | 0 | 8.4 |  | 1.027 | Diesel | -1 | 0.063094 | 8.4 | 8.4 |  |  | -0.27732 | 8.4 | -0.063094 | -0.52999 |  |  |  |  | 0 | 0
58909 | PEARSALLSCG1 | 6 | South | YES | -0.033014 | 0 | 0 | 8.4 |  | 1.027 | Diesel | -1 | 0.063094 | 8.4 | 8.4 |  |  | -0.27732 | 8.4 | -0.063094 | -0.52999 |  |  |  |  | 0 | 0
58909 | PEARSALLSCG1 | 5 | South | YES | -0.033014 | 0 | 0 | 8.4 |  | 1.027 | Diesel | -1 | 0.063094 | 8.4 | 8.4 |  |  | -0.27732 | 8.4 | -0.063094 | -0.52999 |  |  |  |  | 0 | 0
58909 | PEARSALLSCG1 | 1 | South | YES | -0.033014 | 0 | 0 | 8.4 |  | 1.027 | Diesel | -1 | 0.063094 | 8.4 | 8.4 |  |  | -0.27732 | 8.4 | -0.063094 | -0.52999 |  |  |  |  | 0 | 0
58909 | PEARSALLSCG1 | 2 | South | YES | -0.033014 | 0 | 0 | 8.4 |  | 1.027 | Diesel | -1 | 0.063094 | 8.4 | 8.4 |  |  | -0.27732 | 8.4 | -0.063094 | -0.52999 |  |  |  |  | 0 | 0
58919 | PEARSALLSCG2 | 5 | South | YES | -0.033014 | 0 | 0 | 8.4 |  | 1.027 | Diesel | -1 | 0.063094 | 8.4 | 8.4 |  |  | -0.27732 | 8.4 | -0.063094 | -0.52999 |  |  |  |  | 0 | 0
58919 | PEARSALLSCG2 | 6 | South | YES | -0.033014 | 0 | 0 | 8.4 |  | 1.027 | Diesel | -1 | 0.063094 | 8.4 | 8.4 |  |  | -0.27732 | 8.4 | -0.063094 | -0.52999 |  |  |  |  | 0 | 0
58919 | PEARSALLSCG2 | 1 | South | YES | -0.033014 | 0 | 0 | 8.4 |  | 1.027 | Diesel | -1 | 0.063094 | 8.4 | 8.4 |  |  | -0.27732 | 8.4 | -0.063094 | -0.52999 |  |  |  |  | 0 | 0
58919 | PEARSALLSCG2 | 2 | South | YES | -0.033014 | 0 | 0 | 8.4 |  | 1.027 | Diesel | -1 | 0.063094 | 8.4 | 8.4 |  |  | -0.27732 | 8.4 | -0.063094 | -0.52999 |  |  |  |  | 0 | 0
58919 | PEARSALLSCG2 | 4 | South | YES | -0.033014 | 0 | 0 | 8.4 |  | 1.027 | Diesel | -1 | 0.063094 | 8.4 | 8.4 |  |  | -0.27732 | 8.4 | -0.063094 | -0.52999 |  |  |  |  | 0 | 0
58919 | PEARSALLSCG2 | 3 | South | YES | -0.033014 | 0 | 0 | 8.4 |  | 1.027 | Diesel | -1 | 0.063094 | 8.4 | 8.4 |  |  | -0.27732 | 8.4 | -0.063094 | -0.52999 |  |  |  |  | 0 | 0
58929 | PEARSALLSCG3 | 4 | South | YES | -0.033014 | 0 | 0 | 8.4 |  | 1.027 | Diesel | -1 | 0.063094 | 8.4 | 8.4 |  |  | -0.27732 | 8.4 | -0.063094 | -0.52999 |  |  |  |  | 0 | 0
58929 | PEARSALLSCG3 | 6 | South | YES | -0.033014 | 0 | 0 | 8.4 |  | 1.027 | Diesel | -1 | 0.063094 | 8.4 | 8.4 |  |  | -0.27732 | 8.4 | -0.063094 | -0.52999 |  |  |  |  | 0 | 0
58929 | PEARSALLSCG3 | 2 | South | YES | -0.033014 | 0 | 0 | 8.4 |  | 1.027 | Diesel | -1 | 0.063094 | 8.4 | 8.4 |  |  | -0.27732 | 8.4 | -0.063094 | -0.52999 |  |  |  |  | 0 | 0
58929 | PEARSALLSCG3 | 5 | South | YES | -0.033014 | 0 | 0 | 8.4 |  | 1.027 | Diesel | -1 | 0.063094 | 8.4 | 8.4 |  |  | -0.27732 | 8.4 | -0.063094 | -0.52999 |  |  |  |  | 0 | 0
58929 | PEARSALLSCG3 | 1 | South | YES | -0.033014 | 0 | 0 | 8.4 |  | 1.027 | Diesel | -1 | 0.063094 | 8.4 | 8.4 |  |  | -0.27732 | 8.4 | -0.063094 | -0.52999 |  |  |  |  | 0 | 0
58929 | PEARSALLSCG3 | 3 | South | YES | -0.033014 | 0 | 0 | 8.4 |  | 1.027 | Diesel | -1 | 0.063094 | 8.4 | 8.4 |  |  | -0.27732 | 8.4 | -0.063094 | -0.52999 |  |  |  |  | 0 | 0
58949 | PEARSALLSCG4 | 3 | South | YES | -0.033014 | 0 | 0 | 8.4 |  | 1.027 | Diesel | -1 | 0.063094 | 8.4 | 8.4 |  |  | -0.27732 | 8.4 | -0.063094 | -0.52999 |  |  |  |  | 0 | 0
58949 | PEARSALLSCG4 | 2 | South | YES | -0.033014 | 0 | 0 | 8.4 |  | 1.027 | Diesel | -1 | 0.063094 | 8.4 | 8.4 |  |  | -0.27732 | 8.4 | -0.063094 | -0.52999 |  |  |  |  | 0 | 0
58949 | PEARSALLSCG4 | 1 | South | YES | -0.033014 | 0 | 0 | 8.4 |  | 1.027 | Diesel | -1 | 0.063094 | 8.4 | 8.4 |  |  | -0.27732 | 8.4 | -0.063094 | -0.52999 |  |  |  |  | 0 | 0
58949 | PEARSALLSCG4 | 4 | South | YES | -0.033014 | 0 | 0 | 8.4 |  | 1.027 | Diesel | -1 | 0.063094 | 8.4 | 8.4 |  |  | -0.27732 | 8.4 | -0.063094 | -0.52999 |  |  |  |  | 0 | 0
58949 | PEARSALLSCG4 | 6 | South | YES | -0.033014 | 0 | 0 | 8.4 |  | 1.027 | Diesel | -1 | 0.063094 | 8.4 | 8.4 |  |  | -0.27732 | 8.4 | -0.063094 | -0.52999 |  |  |  |  | 0 | 0
58949 | PEARSALLSCG4 | 5 | South | YES | -0.033014 | 0 | 0 | 8.4 |  | 1.027 | Diesel | -1 | 0.063094 | 8.4 | 8.4 |  |  | -0.27732 | 8.4 | -0.063094 | -0.52999 |  |  |  |  | 0 | 0
88198 | BEEVILLE | F | South | YES | -0.03302 | 0 | 0 | 0 | 0 | 1.02 | AVR | -1 | 0.0631 | 0 | 0 |  |  | 0 | 0 | -0.0631 | 0 |  |  |  |  | 0 | 0
5891 | PEARSALLGEN2 | 1 | South | YES | -0.03366 | 19.4 | 6 | 24.3 | 0 | 1.0226 | GST | -1 | 0.06374 | 24.3 | 24.3 |  |  | -0.81794 | 24.3 | -0.06374 | -1.5489 |  |  |  |  | 0 | 0
5890 | PEARSALLGEN1 | 1 | South | YES | -0.03366 | 19.2 | 6 | 24 | 0 | 1.0226 | GST | -1 | 0.06374 | 24 | 24 |  |  | -0.80784 | 24 | -0.06374 | -1.5298 |  |  |  |  | 0 | 0
5892 | PEARSALLGEN3 | 1 | South | YES | -0.03366 | 19.1 | 6 | 23.9 | 0 | 1.0226 | GST | -1 | 0.06374 | 23.9 | 23.9 |  |  | -0.80447 | 23.9 | -0.06374 | -1.5234 |  |  |  |  | 0 | 0
60057 | CALLAHAN1A | 1 | West | YES | 0.024604 | 22.8 | 0 | 114 | 0 | 1.04 | Wind | 1 | 0.064329 | 0 | 114 |  |  |  |  | 0.064329 | 7.3335 |  |  |  |  | 0 | 0
1349 | WESTXWIN_1G | 1 | West | YES | 0.024677 | 1.3 | 0 | 6.6 |  | 1.014 | Wind | 1 | 0.064402 | 0 | 6.6 |  |  |  |  | 0.064402 | 0.42505 |  |  |  |  | 0 | 0
1350 | NWPWRG1_1G | 1 | West | YES | 0.024677 | 6.9 | 1 | 34.3 |  | 1.014 | Wind | 1 | 0.064402 | 0 | 34.3 |  |  |  |  | 0.064402 | 2.209 |  |  |  |  | 0 | 0
76091 | L_DIVIDE1_1N | W1 | West | YES | 0.024899 | 22.5 | 0 | 112.5 |  | 1.02 | Wind | 1 | 0.064624 | 0 | 112.5 |  |  |  |  | 0.064624 | 7.2702 |  |  |  |  | 0 | 0
76095 | L_CAPRSI1_1N | W1 | West | YES | 0.024899 | 29.9 | 0 | 149.5 | 0 | 1.02 | Wind | 1 | 0.064624 | 0 | 149.5 |  |  |  |  | 0.064624 | 9.6613 |  |  |  |  | 0 | 0
76096 | L_CAPRSI1_2N | W1 | West | YES | 0.024899 | 37.2 | 0 | 186 | 0 | 1.02 | Wind | 1 | 0.064624 | 0 | 186 |  |  |  |  | 0.064624 | 12.0201 |  |  |  |  | 0 | 0
76097 | L_CAPRGE1_1N | W1 | West | YES | 0.024899 | 42.9 | 0 | 214.5 | 0 | 1.02 | Wind | 1 | 0.064624 | 0 | 214.5 |  |  |  |  | 0.064624 | 13.8619 |  |  |  |  | 0 | 0
1002 | PBCTAGE_1G | A | West | YES | 0.024997 | 64 | 64 | 66 | 0 | 1.036 | GGT | 1 | 0.064722 | 66 | 66 |  |  |  |  | 0.064722 | 4.2717 |  |  |  |  | 0 | 0
1003 | PBCTBGE_2G | B | West | YES | 0.024997 | 65 | 65 | 66 | 0 | 1.036 | GGT | 1 | 0.064722 | 66 | 66 |  |  |  |  | 0.064722 | 4.2717 |  |  |  |  | 0 | 0
1004 | PBCTCGE_3G | C | West | YES | 0.024997 | 62 | 62 | 67 | 0 | 1.036 | GGT | 1 | 0.064722 | 67 | 67 |  |  |  |  | 0.064722 | 4.3364 |  |  |  |  | 0 | 0
1006 | PBCTEGE_5G | E | West | YES | 0.024997 | 65 | 65 | 67 | 0 | 1.036 | GGT | 1 | 0.064722 | 67 | 67 |  |  |  |  | 0.064722 | 4.3364 |  |  |  |  | 0 | 0
1005 | PBCTDGE_4G | D | West | YES | 0.024997 | 65 | 65 | 68 | 0 | 1.036 | GGT | 1 | 0.064722 | 68 | 68 |  |  |  |  | 0.064722 | 4.4011 |  |  |  |  | 0 | 0
1007 | PB5GEN_6G | 5 | West | YES | 0.024997 | 91.2 | 40 | 114 | 0 | 1.036 | GST | 1 | 0.064722 | 114 | 114 |  |  |  |  | 0.064722 | 7.3783 |  |  |  |  | 0 | 0
1008 | PB6GEN_7G | 6 | West | YES | 0.024997 | 515 | 130 | 515 | 0 | 1.036 | GST | 1 | 0.064722 | 515 | 515 |  |  |  |  | 0.064722 | 33.3319 |  |  |  |  | 0 | 0
7038 | L_DELAWA1_1Y | 2 | West | YES | 0.025023 | 3 | 0 | 30 | 0 | 1 | Wind | 1 | 0.064748 | 0 | 30 |  |  |  |  | 0.064748 | 1.9424 |  |  |  |  | 0 | 0
7038 | L_DELAWA1_1Y | 1 | West | YES | 0.025023 | 3.5 | 0 | 35 | 0 | 1 | Wind | 1 | 0.064748 | 0 | 35 |  |  |  |  | 0.064748 | 2.2662 |  |  |  |  | 0 | 0
76031 | L_GASCCR1_1N | W1 | West | YES | 0.025058 | 30 | 0 | 150 | 0 | 1.02 | Wind | 1 | 0.064783 | 0 | 150 |  |  |  |  | 0.064783 | 9.7175 |  |  |  |  | 0 | 0
11147 | NOTREES_1G | 1 | West | YES | 0.025072 | 29.8 | 0 | 149 | 0 | 1.017 | Wind | 1 | 0.064797 | 0 | 149 |  |  |  |  | 0.064797 | 9.6548 |  |  |  |  | 0 | 0
1320 | BSP 1 | 1 | West | YES | 0.025254 | 25.5 | 2.9 | 25.8 | 0 | 1 | Cogen | 1 | 0.064979 | 0 | 0 |  |  |  |  | 0.064979 | 0 |  |  |  |  | 0 | 0
1326 | STANTONW_8 | 1 | West | YES | 0.025347 | 20.1 | 0 | 100.5 |  | 1.01 | Wind | 1 | 0.065072 | 0 | 100.5 |  |  |  |  | 0.065072 | 6.5398 |  |  |  |  | 0 | 0
11022 | TIEHVCG_2G | 1 | West | YES | 0.025374 | 132.4 | 103 | 132.4 | 0 | 1.012 | CC | 1 | 0.065099 | 132.4 | 132.4 |  |  |  |  | 0.065099 | 8.6191 |  |  |  |  | 0 | 0
11023 | TIEHVCG_3G | 1 | West | YES | 0.025374 | 137.4 | 103 | 137.4 | 0 | 1.012 | CC | 1 | 0.065099 | 137.4 | 137.4 |  |  |  |  | 0.065099 | 8.9446 |  |  |  |  | 0 | 0
11021 | TIEHVCG_1G | 1 | West | YES | 0.025374 | 142.1 | 103 | 142.1 | 0 | 1.012 | CC | 1 | 0.065099 | 142.1 | 142.1 |  |  |  |  | 0.065099 | 9.2506 |  |  |  |  | 0 | 0
11024 | TIEHVCG_4G | 1 | West | YES | 0.025374 | 147 | 103 | 147 | 0 | 1.012 | CC | 1 | 0.065099 | 147 | 147 |  |  |  |  | 0.065099 | 9.5696 |  |  |  |  | 0 | 0
11020 | TIEHVSG_1G | 1 | West | YES | 0.025374 | 208.2 | 63 | 208.2 | 0 | 1.012 | CC | 1 | 0.065099 | 208.2 | 208.2 |  |  |  |  | 0.065099 | 13.5536 |  |  |  |  | 0 | 0
11025 | TIEHVSG_2G | 1 | West | YES | 0.025374 | 213.2 | 63 | 213.2 | 0 | 1.012 | CC | 1 | 0.065099 | 213.2 | 213.2 |  |  |  |  | 0.065099 | 13.8791 |  |  |  |  | 0 | 0
11001 | NAV1CT | 1 | West | YES | 0.025378 | 70.4 | 18 | 70.4 | 0 | 1.029 | CC | 1 | 0.065103 | 70.4 | 70.4 |  |  |  |  | 0.065103 | 4.5833 |  |  |  |  | 0 | 0
11009 | NAV2CT | 1 | West | YES | 0.025378 | 71.4 | 18 | 71.4 | 0 | 1.029 | CC | 1 | 0.065103 | 71.4 | 71.4 |  |  |  |  | 0.065103 | 4.6484 |  |  |  |  | 0 | 0
11012 | NAV4CT | 1 | West | YES | 0.025378 | 80 | 18 | 80 | 0 | 1.029 | CC | 1 | 0.065103 | 80 | 80 |  |  |  |  | 0.065103 | 5.2083 |  |  |  |  | 0 | 0
11013 | NAV5CT | 1 | West | YES | 0.025378 | 80 | 18 | 80 | 0 | 1.029 | CC | 1 | 0.065103 | 80 | 80 |  |  |  |  | 0.065103 | 5.2083 |  |  |  |  | 0 | 0
11011 | NAV3ST | 1 | West | YES | 0.025378 | 92.8 | 40 | 92.8 | 0 | 1.029 | CC | 1 | 0.065103 | 92.8 | 92.8 |  |  |  |  | 0.065103 | 6.0416 |  |  |  |  | 0 | 0
11014 | NAV6ST | 1 | West | YES | 0.025378 | 115 | 40 | 115 | 0 | 1.029 | CC | 1 | 0.065103 | 115 | 115 |  |  |  |  | 0.065103 | 7.4869 |  |  |  |  | 0 | 0
1328 | OCOTILLO_1G | 1 | West | YES | 0.025391 | 11.6 | 0 | 58 |  | 1.01 | Wind | 1 | 0.065116 | 0 | 58 |  |  |  |  | 0.065116 | 3.7767 |  |  |  |  | 0 | 0
1333 | MCDDONAL_8 | 1 | West | YES | 0.025457 | 42.8 | 0 | 214.2 |  | 1.01 | Wind | 1 | 0.065182 | 0 | 214.2 |  |  |  |  | 0.065182 | 13.962 |  |  |  |  | 0 | 0
1327 | WILDHRSE_1G | 1 | West | YES | 0.025534 | 0 | 0 | 120 |  | 1 | Wind | 1 | 0.065259 | 0 | 120 |  |  |  |  | 0.065259 | 7.8311 |  |  |  |  | 0 | 0
1360 | GUNSIGHT_8 | 1 | West | YES | 0.025548 | 0 | 0 | 120 |  | 1.01 | Wind | 1 | 0.065273 | 0 | 120 |  |  |  |  | 0.065273 | 7.8328 |  |  |  |  | 0 | 0
11320 | COYOTE_1G | 1 | West | YES | 0.025668 | 22.5 | 0 | 225 |  | 1 | Wind | 1 | 0.065393 | 0 | 225 |  |  |  |  | 0.065393 | 14.7135 |  |  |  |  | 0 | 0
11309 | BULLCREK_2G | 1 | West | YES | 0.025692 | 20.9 | 0 | 180 |  | 1 | Wind | 1 | 0.065417 | 0 | 180 |  |  |  |  | 0.065417 | 11.7751 |  |  |  |  | 0 | 0
11310 | BULLCREK_1G | 1 | West | YES | 0.025692 | 15.1 | 0 | 180 |  | 1 | Wind | 1 | 0.065417 | 0 | 180 |  |  |  |  | 0.065417 | 11.7751 |  |  |  |  | 0 | 0
1045 | CALENG1G_1G | 1 | West | YES | 0.025694 | 73.4 | 27 | 73.4 | 0 | 1.014 | Cogen | 1 | 0.065419 | 0 | 0 |  |  |  |  | 0.065419 | 0 |  |  |  |  | 0 | 0
1046 | CALENG2G_2G | 2 | West | YES | 0.025694 | 73.4 | 27 | 73.4 | 0 | 1.014 | Cogen | 1 | 0.065419 | 0 | 0 |  |  |  |  | 0.065419 | 0 |  |  |  |  | 0 | 0
1047 | CALENG3G_3G | 3 | West | YES | 0.025694 | 70.4 | 27 | 70.4 | 0 | 1.014 | Cogen | 1 | 0.065419 | 0 | 0 |  |  |  |  | 0.065419 | 0 |  |  |  |  | 0 | 0
60072 | HHOLLOW41A | 1 | West | YES | 0.025706 | 23 | 0 | 115 | 0 | 1.025 | Wind | 1 | 0.065431 | 0 | 115 |  |  |  |  | 0.065431 | 7.5246 |  |  |  |  | 0 | 0
60058 | BUFF_GAP1A | 1 | West | YES | 0.025706 | 24 | 0 | 120 |  | 1 | Wind | 1 | 0.065431 | 0 | 120 |  |  |  |  | 0.065431 | 7.8517 |  |  |  |  | 0 | 0
60063 | BUFF_GAP1B | 1 | West | YES | 0.025706 | 34 | 0 | 170.2 | 0 | 1.02 | Wind | 1 | 0.065431 | 0 | 170.2 |  |  |  |  | 0.065431 | 11.1364 |  |  |  |  | 0 | 0
60068 | HHOLLOW21A | 1 | West | YES | 0.025706 | 36.8 | 0 | 184 | 0 | 1.025 | Wind | 1 | 0.065431 | 0 | 184 |  |  |  |  | 0.065431 | 12.0393 |  |  |  |  | 0 | 0
60066 | H_HOLLOW1A | 1 | West | YES | 0.025706 | 44.4 | 0 | 222 | 0 | 1.005 | Wind | 1 | 0.065431 | 0 | 222 |  |  |  |  | 0.065431 | 14.5257 |  |  |  |  | 0 | 0
60070 | HHOLLOW31A | 1 | West | YES | 0.025706 | 44.8 | 0 | 224 | 0 | 1.025 | Wind | 1 | 0.065431 | 0 | 224 |  |  |  |  | 0.065431 | 14.6566 |  |  |  |  | 0 | 0
60060 | CIRELLO | 1 | West | YES | 0.025706 | 46.6 | 0 | 233 | 0 | 1 | Wind | 1 | 0.065431 | 0 | 233 |  |  |  |  | 0.065431 | 15.2455 |  |  |  |  | 0 | 0
11065 | ELBOWCK_1G | 1 | West | YES | 0.025768 | 23.4 | 0 | 121.9 | 0 | 1 | Wind | 1 | 0.065493 | 0 | 121.9 |  |  |  |  | 0.065493 | 7.9836 |  |  |  |  | 0 | 0
1058 | LONGSHORE_5 | 1 | West | YES | 0.025768 | 30 | 0 | 150 |  | 1.01 | Wind | 1 | 0.065493 | 0 | 150 |  |  |  |  | 0.065493 | 9.824 |  |  |  |  | 0 | 0
1058 | LONGSHORE_5 | 2 | West | YES | 0.025768 | 44 | 0 | 220 |  | 1.01 | Wind | 1 | 0.065493 | 0 | 220 |  |  |  |  | 0.065493 | 14.4085 |  |  |  |  | 0 | 0
1044 | MRGNFG_6G | F | West | YES | 0.025814 | 66 | 66 | 66 | 0 | 1.029 | GGT | 1 | 0.065539 | 66 | 66 |  |  |  |  | 0.065539 | 4.3256 |  |  |  |  | 0 | 0
1042 | MRGNDG_4G | D | West | YES | 0.025814 | 68 | 68 | 68 | 0 | 1.029 | GGT | 1 | 0.065539 | 68 | 68 |  |  |  |  | 0.065539 | 4.4567 |  |  |  |  | 0 | 0
1039 | MRGNAG_1G | A | West | YES | 0.025814 | 69 | 69 | 69 | 0 | 1.029 | GGT | 1 | 0.065539 | 69 | 69 |  |  |  |  | 0.065539 | 4.5222 |  |  |  |  | 0 | 0
1041 | MRGNCG_3G | C | West | YES | 0.025814 | 69 | 69 | 70 | 0 | 1.029 | GGT | 1 | 0.065539 | 70 | 70 |  |  |  |  | 0.065539 | 4.5877 |  |  |  |  | 0 | 0
1043 | MRGNEG_5G | E | West | YES | 0.025814 | 68 | 68 | 70 | 0 | 1.029 | GGT | 1 | 0.065539 | 70 | 70 |  |  |  |  | 0.065539 | 4.5877 |  |  |  |  | 0 | 0
1040 | MRGNBG_2G | B | West | YES | 0.025814 | 70 | 70 | 71 | 0 | 1.029 | GGT | 1 | 0.065539 | 71 | 71 |  |  |  |  | 0.065539 | 4.6533 |  |  |  |  | 0 | 0
1037 | MORGAN5G_5G | 5 | West | YES | 0.025814 | 109.6 | 40 | 137 | 0 | 1.029 | GST | 1 | 0.065539 | 137 | 137 |  |  |  |  | 0.065539 | 8.9789 |  |  |  |  | 0 | 0
6637 | SNYDERW1A | 1 | West | YES | 0.025835 | 12.6 | 0 | 63 | 0 | 1.025 | Wind | 1 | 0.06556 | 0 | 63 |  |  |  |  | 0.06556 | 4.1303 |  |  |  |  | 0 | 0
1073 | SCURRYCW_2G | 2 | West | YES | 0.025865 | 24 | 0 | 120 | 0 | 1.0217 | Wind | 1 | 0.06559 | 0 | 120 |  |  |  |  | 0.06559 | 7.8708 |  |  |  |  | 0 | 0
1068 | SCURRYCW_1G | 1 | West | YES | 0.025865 | 28.2 | 1.3 | 141 | 0 | 1.0217 | Wind | 1 | 0.06559 | 0 | 141 |  |  |  |  | 0.06559 | 9.2482 |  |  |  |  | 0 | 0
1069 | KINDERMG_1G | 1 | West | YES | 0.025869 | 25 | 5 | 25 | 0 | 1.017 | Cogen | 1 | 0.065594 | 0 | 0 |  |  |  |  | 0.065594 | 0 |  |  |  |  | 0 | 0
1070 | KINDERMG_2G | 1 | West | YES | 0.025869 | 45.7 | 12 | 45.7 | 0 | 1.017 | Cogen | 1 | 0.065594 | 0 | 0 |  |  |  |  | 0.065594 | 0 |  |  |  |  | 0 | 0
1071 | KINDERMG_3G | 1 | West | YES | 0.025869 | 45.7 | 12 | 45.7 | 0 | 1.017 | Cogen | 1 | 0.065594 | 0 | 0 |  |  |  |  | 0.065594 | 0 |  |  |  |  | 0 | 0
1062 | CIELOGEN_2G | 1 | West | YES | 0.025869 | 12.2 | 0 | 61 |  | 1 | Wind | 1 | 0.065594 | 0 | 61 |  |  |  |  | 0.065594 | 4.0012 |  |  |  |  | 0 | 0
1061 | CIELOGEN_1G | 1 | West | YES | 0.025869 | 19.8 | 0 | 99 |  | 1 | Wind | 1 | 0.065594 | 0 | 99 |  |  |  |  | 0.065594 | 6.4938 |  |  |  |  | 0 | 0
36998 | RDCNYNG1 | 1 | West | YES | 0.025943 | 16.8 | 0 | 84 |  | 1.01 | Wind | 1 | 0.065668 | 0 | 84 |  |  |  |  | 0.065668 | 5.5161 |  |  |  |  | 0 | 0
1354 | AEPWIND_8 | 1 | West | YES | 0.025979 | 20.2 | 0 | 101 |  | 1 | Wind | 1 | 0.065704 | 0 | 101 |  |  |  |  | 0.065704 | 6.6361 |  |  |  |  | 0 | 0
1343 | TRENTIPP_8 | 1 | West | YES | 0.025979 | 30 | 0 | 150 |  | 1.014 | Wind | 1 | 0.065704 | 0 | 150 |  |  |  |  | 0.065704 | 9.8556 |  |  |  |  | 0 | 0
6407 | TURKTRAK1A | 1 | West | YES | 0.026064 | 33.9 | 0 | 169.5 | 0 | 1.025 | Wind | 1 | 0.065789 | 0 | 169.5 |  |  |  |  | 0.065789 | 11.1513 |  |  |  |  | 0 | 0
71051 | L_BITTCR1_1N | W1 | West | YES | 0.026228 | 7.5 | 0 | 37.5 |  | 1.02 | Wind | 1 | 0.065953 | 0 | 37.5 |  |  |  |  | 0.065953 | 2.4732 |  |  |  |  | 0 | 0
71061 | L_SWEETW1_5N | W1 | West | YES | 0.026228 | 16.1 | 0 | 80.5 | 0 | 1.02 | Wind | 1 | 0.065953 | 0 | 80.5 |  |  |  |  | 0.065953 | 5.3092 |  |  |  |  | 0 | 0
71060 | L_SWEETW1_4N | W1 | West | YES | 0.026228 | 21 | 0 | 105 | 0 | 1.02 | Wind | 1 | 0.065953 | 0 | 105 |  |  |  |  | 0.065953 | 6.9251 |  |  |  |  | 0 | 0
71054 | L_SWEETW1_1N | W1 | West | YES | 0.026228 | 21.5 | 0 | 107.5 |  | 1.02 | Wind | 1 | 0.065953 | 0 | 107.5 |  |  |  |  | 0.065953 | 7.09 |  |  |  |  | 0 | 0
71059 | L_SWEETW1_3N | W1 | West | YES | 0.026228 | 23.8 | 0 | 119 | 0 | 1.02 | Wind | 1 | 0.065953 | 0 | 119 |  |  |  |  | 0.065953 | 7.8484 |  |  |  |  | 0 | 0
71057 | L_SWEETW1_2N | W1 | West | YES | 0.026228 | 27 | 0 | 135 |  | 1.02 | Wind | 1 | 0.065953 | 0 | 135 |  |  |  |  | 0.065953 | 8.9037 |  |  |  |  | 0 | 0
11057 | CHAMPION_1G | 1 | West | YES | 0.026268 | 25.3 | 0 | 126.5 |  | 1 | Wind | 1 | 0.065993 | 0 | 126.5 |  |  |  |  | 0.065993 | 8.3481 |  |  |  |  | 0 | 0
11059 | INADALE_1G | 1 | West | YES | 0.026268 | 39.4 | 0 | 197 |  | 1 | Wind | 1 | 0.065993 | 0 | 197 |  |  |  |  | 0.065993 | 13.0007 |  |  |  |  | 0 | 0
11056 | ROSCOE_1G | 1 | West | YES | 0.026268 | 41.8 | 0 | 209 |  | 1 | Wind | 1 | 0.065993 | 0 | 209 |  |  |  |  | 0.065993 | 13.7926 |  |  |  |  | 0 | 0
11058 | PYRON_1G | 1 | West | YES | 0.026268 | 49.8 | 0 | 249 |  | 1 | Wind | 1 | 0.065993 | 0 | 249 |  |  |  |  | 0.065993 | 16.4323 |  |  |  |  | 0 | 0
6144 | MCADOO1A | 1 | West | YES | 0.026271 | 15 | 0 | 150 | 0 | 1.025 | Wind | 1 | 0.065996 | 0 | 150 |  |  |  |  | 0.065996 | 9.8994 |  |  |  |  | 0 | 0
5903 | SANMIGUELGEN | 1 | South | YES | -0.035937 | 396.3 | 180 | 396.3 | 0 | 1.0336 | LIGCO | -1 | 0.066017 | 0 | 396.3 |  |  | 0 | 0 | -0.066017 | 0 |  |  |  |  | 0 | 0
1416 | SWETWATR_1G | 1 | West | YES | 0.026459 | 30 | 18 | 30 | 0 | 1.026 | CC | 1 | 0.066184 | 30 | 30 |  |  |  |  | 0.066184 | 1.9855 |  |  |  |  | 0 | 0
1419 | SWETWATR_4G | 4 | West | YES | 0.026459 | 61 | 36 | 61 | 0 | 1.026 | CC | 1 | 0.066184 | 61 | 61 |  |  |  |  | 0.066184 | 4.0372 |  |  |  |  | 0 | 0
1418 | SWETWATR_3G | 3 | West | YES | 0.026459 | 68 | 36 | 68 | 0 | 1.026 | CC | 1 | 0.066184 | 68 | 68 |  |  |  |  | 0.066184 | 4.5005 |  |  |  |  | 0 | 0
1417 | SWETWATR_2G | 2 | West | YES | 0.026459 | 72 | 36 | 72 | 0 | 1.026 | CC | 1 | 0.066184 | 72 | 72 |  |  |  |  | 0.066184 | 4.7653 |  |  |  |  | 0 | 0
60081 | WHRLWIND1A | 1 | West | YES | 0.026698 | 12 | 0 | 60 | 0 | 1.03 | Wind | 1 | 0.066423 | 0 | 60 |  |  |  |  | 0.066423 | 3.9854 |  |  |  |  | 0 | 0
3382 | BBRN_2G | 2 | North | YES | 0.027265 | 589 | 225 | 589 | 0 | 1.03 | LIGCO | 1 | 0.06699 | 0 | 589 | 16.0591 | 589 |  |  | 0.06699 | 39.4572 |  |  |  |  | 0 | 0
3381 | BBRN_1G | 1 | North | YES | 0.027265 | 618 | 225 | 618 | 0 | 1.03 | LIGCO | 1 | 0.06699 | 0 | 618 | 16.8498 | 618 |  |  | 0.06699 | 41.3999 |  |  |  |  | 0 | 0
1437 | MESQUITW_1G | 1 | North | YES | 0.027369 | 40 | 0 | 400 | 0 | 1.023 | Wind | 1 | 0.067094 | 0 | 400 | 10.9476 | 400 |  |  | 0.067094 | 26.8377 |  |  |  |  | 0 | 0
1438 | MESQUITW_2G | 1 | North | YES | 0.027371 | 23.6 | 0 | 236 |  | 1.017 | Wind | 1 | 0.067096 | 0 | 236 | 6.4596 | 236 |  |  | 0.067096 | 15.8347 |  |  |  |  | 0 | 0
13131 | CALFREST_1G | 1 | North | YES | 0.027569 | 150.7 | 40 | 150.7 | 0 | 1.031 | CC | 1 | 0.067294 | 150.7 | 150.7 | 4.1546 | 150.7 |  |  | 0.067294 | 10.1412 |  |  |  |  | 0 | 0
13132 | CALFREST_2G | 2 | North | YES | 0.027569 | 151 | 57 | 151 | 0 | 1.031 | CC | 1 | 0.067294 | 151 | 151 | 4.1629 | 151 |  |  | 0.067294 | 10.1614 |  |  |  |  | 0 | 0
13133 | CALFREST_3G | 3 | North | YES | 0.027569 | 177.4 | 40 | 177.4 | 0 | 1.031 | CC | 1 | 0.067294 | 177.4 | 177.4 | 4.8907 | 177.4 |  |  | 0.067294 | 11.938 |  |  |  |  | 0 | 0
13134 | CALFREST_4G | 4 | North | YES | 0.027641 | 151.5 | 40 | 151.5 | 0 | 1.031 | CC | 1 | 0.067366 | 151.5 | 151.5 | 4.1876 | 151.5 |  |  | 0.067366 | 10.206 |  |  |  |  | 0 | 0
13135 | CALFREST_5G | 5 | North | YES | 0.027641 | 152.3 | 57 | 152.3 | 0 | 1.031 | CC | 1 | 0.067366 | 152.3 | 152.3 | 4.2097 | 152.3 |  |  | 0.067366 | 10.2599 |  |  |  |  | 0 | 0
13136 | CALFREST_6G | 6 | North | YES | 0.027641 | 177.5 | 40 | 177.5 | 0 | 1.031 | CC | 1 | 0.067366 | 177.5 | 177.5 | 4.9063 | 177.5 |  |  | 0.067366 | 11.9575 |  |  |  |  | 0 | 0
1442 | COKFIELD_5 | 1 | North | YES | 0.02774 | 16.5 | 0 | 165 |  | 1.029 | Wind | 1 | 0.067465 | 0 | 165 | 4.5771 | 165 |  |  | 0.067465 | 11.1318 |  |  |  |  | 0 | 0
8189 | CUECPL2A | 1 | South | YES | -0.037631 | 12 | 0 | 12 | 0 | 1.02 | Cogen | -1 | 0.067711 | 0 | 0 |  |  | 0 | 0 | -0.067711 | 0 |  |  |  |  | 0 | 0
6100 | OKLA7A | EQ | West | YES | 0.028 | 50 | -220 | 220 | 0 | 1.035 | DCTie | 1 | 0.067725 | 0 | 0 |  |  |  |  | 0.067725 | 0 |  |  |  |  | 0 | 0
6752 | OKLA0A | 1 | West | YES | 0.028 | 649.7 | 175 | 649.7 | 0 | 1.035 | LIGCO | 1 | 0.067725 | 0 | 649.7 |  |  |  |  | 0.067725 | 44.001 |  |  |  |  | 0 | 0
5401 | CALAVER_JKS1 | 1 | South | YES | -0.037718 | 562 | 100 | 562 | 0 | 1.026 | LIGCO | -1 | 0.067798 | 0 | 562 |  |  | 0 | 0 | -0.067798 | 0 |  |  |  |  | 0 | 0
5265 | LEON_LCP4G4 | 4 | South | YES | -0.037885 | 89 | 25 | 89 | 0 | 1.0197 | GST | -1 | 0.067965 | 89 | 89 |  |  | -3.3718 | 89 | -0.067965 | -6.0489 |  |  |  |  | 0 | 0
5264 | LEON_LCP3G3 | 3 | South | YES | -0.037885 | 0 | 20 | 58 |  | 1.0197 | GST | -1 | 0.067965 | 58 | 58 |  |  | -2.1973 | 58 | -0.067965 | -3.942 |  |  |  |  | 0 | 0
5269 | LEON_LCPCT4 | 4 | South | YES | -0.037885 | 45 | 24 | 45 | 0 | 1.0197 | GGT | -1 | 0.067965 | 45 | 45 |  |  | -1.7048 | 45 | -0.067965 | -3.0584 |  |  |  |  | 0 | 0
5266 | LEON_LCPCT1 | 1 | South | YES | -0.037885 | 44 | 24 | 44 | 0 | 1.0197 | GGT | -1 | 0.067965 | 44 | 44 |  |  | -1.6669 | 44 | -0.067965 | -2.9905 |  |  |  |  | 0 | 0
5267 | LEON_LCPCT2 | 2 | South | YES | -0.037885 | 44 | 24 | 44 | 0 | 1.0197 | GGT | -1 | 0.067965 | 44 | 44 |  |  | -1.6669 | 44 | -0.067965 | -2.9905 |  |  |  |  | 0 | 0
5268 | LEON_LCPCT3 | 3 | South | YES | -0.037885 | 43 | 24 | 43 | 0 | 1.0197 | GGT | -1 | 0.067965 | 43 | 43 |  |  | -1.6291 | 43 | -0.067965 | -2.9225 |  |  |  |  | 0 | 0
5477 | BRA_AVR1_ST | 1 | South | YES | -0.03796 | 174 | 138 | 174 | 0 | 1.025 | CC | -1 | 0.06804 | 174 | 174 |  |  | -6.605 | 174 | -0.06804 | -11.839 |  |  |  |  | 0 | 0
5476 | BRA_AVR1_CT1 | 1 | South | YES | -0.03796 | 155 | 90 | 155 | 0 | 1.025 | CC | -1 | 0.06804 | 155 | 155 |  |  | -5.8838 | 155 | -0.06804 | -10.5463 |  |  |  |  | 0 | 0
5478 | BRA_AVR1_CT2 | 1 | South | YES | -0.03796 | 155 | 90 | 155 | 0 | 1.025 | CC | -1 | 0.06804 | 155 | 155 |  |  | -5.8838 | 155 | -0.06804 | -10.5463 |  |  |  |  | 0 | 0
5028 | BRAUNIG_VHB3 | 3 | South | YES | -0.038129 | 407 | 60 | 407 | 0 | 1.0138 | GST | -1 | 0.068209 | 407 | 407 |  |  | -15.5185 | 407 | -0.068209 | -27.7612 |  |  |  |  | 0 | 0
1643 | SLSTR1PP_1G | 1 | North | YES | 0.028486 | 6 | 0 | 60 | 0 | 1.022 | Wind | 1 | 0.068211 | 0 | 60 | 1.7092 | 60 |  |  | 0.068211 | 4.0927 |  |  |  |  | 0 | 0
5027 | BRAUNIG_VHB2 | 2 | South | YES | -0.03815 | 216 | 40 | 216 | 0 | 1.0192 | GST | -1 | 0.06823 | 216 | 216 |  |  | -8.2404 | 216 | -0.06823 | -14.7378 |  |  |  |  | 0 | 0
5026 | BRAUNIG_VHB1 | 1 | South | YES | -0.03815 | 215 | 40 | 215 | 0 | 1.0192 | GST | -1 | 0.06823 | 215 | 215 |  |  | -8.2022 | 215 | -0.06823 | -14.6695 |  |  |  |  | 0 | 0
5396 | CALAVER_OWS1 | 1 | South | YES | -0.038199 | 418 | 80 | 418 | 0 | 1.0192 | GST | -1 | 0.068279 | 418 | 418 |  |  | -15.9672 | 418 | -0.068279 | -28.5408 |  |  |  |  | 0 | 0
5397 | CALAVER_OWS2 | 2 | South | YES | -0.038199 | 400 | 80 | 400 | 0 | 1.0192 | GST | -1 | 0.068279 | 400 | 400 |  |  | -15.2796 | 400 | -0.068279 | -27.3117 |  |  |  |  | 0 | 0
5111 | CALAVER_JTD1 | 1 | South | YES | -0.038236 | 430 | 80 | 430 | 0 | 1.0138 | LIGCO | -1 | 0.068316 | 0 | 430 |  |  | 0 | 0 | -0.068316 | 0 |  |  |  |  | 0 | 0
5112 | CALAVER_JTD2 | 2 | South | YES | -0.038236 | 430 | 80 | 430 | 0 | 1.0138 | LIGCO | -1 | 0.068316 | 0 | 430 |  |  | 0 | 0 | -0.068316 | 0 |  |  |  |  | 0 | 0
5439 | TUTTL_WBT4G4 | 4 | South | YES | -0.038379 | 151 | 40 | 151 | 0 | 1.012 | GST | -1 | 0.068459 | 151 | 151 |  |  | -5.7952 | 151 | -0.068459 | -10.3374 |  |  |  |  | 0 | 0
5438 | TUTTL_WBT3G3 | 3 | South | YES | -0.038379 | 95 | 25 | 95 | 0 | 1.012 | GST | -1 | 0.068459 | 95 | 95 |  |  | -3.646 | 95 | -0.068459 | -6.5036 |  |  |  |  | 0 | 0
5436 | TUTTL_WBT1G1 | 1 | South | YES | -0.038379 | 48.8 | 20 | 61 | 0 | 1.012 | GST | -1 | 0.068459 | 61 | 61 |  |  | -2.3411 | 61 | -0.068459 | -4.176 |  |  |  |  | 0 | 0
1433 | GRHAMSES_1G | 1 | North | YES | 0.028752 | 242 | 60 | 242 | 0 | 1.038 | GST | 1 | 0.068477 | 242 | 242 | 6.958 | 242 |  |  | 0.068477 | 16.5715 |  |  |  |  | 0 | 0
3107 | STRYKER_1G | 1 | North | YES | 0.028881 | 145.6 | 45 | 182 | 0 | 1.029 | GST | 1 | 0.068606 | 182 | 182 | 5.2563 | 182 |  |  | 0.068606 | 12.4863 |  |  |  |  | 0 | 0
3108 | STRYKER_2G | 2 | North | YES | 0.028881 | 484 | 75 | 484 | 0 | 1.029 | GST | 1 | 0.068606 | 484 | 484 | 13.9784 | 484 |  |  | 0.068606 | 33.2054 |  |  |  |  | 0 | 0
1432 | GRHAMSES_2G | 2 | North | YES | 0.028907 | 294.9 | 90 | 366 | 0 | 1.014 | GST | 1 | 0.068632 | 366 | 366 | 10.58 | 366 |  |  | 0.068632 | 25.1194 |  |  |  |  | 0 | 0
1479 | WFCOGEN_1G | 1 | North | YES | 0.028915 | 16 | 12 | 20 | 0 | 1 | Cogen | 1 | 0.06864 | 0 | 0 | 0 | 0 |  |  | 0.06864 | 0 |  |  |  |  | 0 | 0
1479 | WFCOGEN_1G | 2 | North | YES | 0.028915 | 16 | 12 | 20 | 0 | 1 | Cogen | 1 | 0.06864 | 0 | 0 | 0 | 0 |  |  | 0.06864 | 0 |  |  |  |  | 0 | 0
1482 | WFCOGEN_2G | 2 | North | YES | 0.028915 | 13.6 | 12 | 17 | 0 | 1 | Cogen | 1 | 0.06864 | 0 | 0 | 0 | 0 |  |  | 0.06864 | 0 |  |  |  |  | 0 | 0
1482 | WFCOGEN_2G | 1 | North | YES | 0.028915 | 16 | 12 | 20 | 0 | 1 | Cogen | 1 | 0.06864 | 0 | 0 | 0 | 0 |  |  | 0.06864 | 0 |  |  |  |  | 0 | 0
3309 | ASPN_G | 1 | North | YES | 0.028925 | 50 | 0 | 50 |  | 1 | Bio | 1 | 0.06865 | 50 | 50 | 1.4463 | 50 |  |  | 0.06865 | 3.4325 |  |  |  |  | 0 | 0
3348 | CHAMPION_1G | MB | North | YES | 0.028939 | 0 | 42 | 42 |  | 1 | Cogen | 1 | 0.068664 | 0 | 0 | 0 | 0 |  |  | 0.068664 | 0 |  |  |  |  | 0 | 0
13117 | TGATEWAY_2G | 2 | North | YES | 0.029069 | 130 | 30 | 130 | 0 | 1.0232 | CC | 1 | 0.068794 | 130 | 130 | 3.779 | 130 |  |  | 0.068794 | 8.9432 |  |  |  |  | 0 | 0
13118 | TGATEWAY_3G | 3 | North | YES | 0.029069 | 148 | 30 | 148 | 0 | 1.0232 | CC | 1 | 0.068794 | 148 | 148 | 4.3022 | 148 |  |  | 0.068794 | 10.1815 |  |  |  |  | 0 | 0
13116 | TGATEWAY_1G | 1 | North | YES | 0.029069 | 151 | 30 | 151 | 0 | 1.0232 | CC | 1 | 0.068794 | 151 | 151 | 4.3894 | 151 |  |  | 0.068794 | 10.3879 |  |  |  |  | 0 | 0
13119 | TGATEWAY_4G | 4 | North | YES | 0.029069 | 399 | 65 | 399 | 0 | 1.0232 | CC | 1 | 0.068794 | 399 | 399 | 11.5985 | 399 |  |  | 0.068794 | 27.4489 |  |  |  |  | 0 | 0
3097 | MARTLAKE_1G | 1 | North | YES | 0.029191 | 790 | 500 | 790 | 0 | 1.017 | LIGCO | 1 | 0.068916 | 0 | 790 | 23.0609 | 790 |  |  | 0.068916 | 54.4438 |  |  |  |  | 0 | 0
3098 | MARTLAKE_2G | 2 | North | YES | 0.029191 | 795 | 461 | 795 | 0 | 1.017 | LIGCO | 1 | 0.068916 | 0 | 795 | 23.2068 | 795 |  |  | 0.068916 | 54.7884 |  |  |  |  | 0 | 0
3099 | MARTLAKE_3G | 3 | North | YES | 0.029191 | 804 | 500 | 804 | 0 | 1.017 | LIGCO | 1 | 0.068916 | 0 | 804 | 23.4696 | 804 |  |  | 0.068916 | 55.4086 |  |  |  |  | 0 | 0
1600 | BARTNWND_1G | 1 | North | YES | 0.029474 | 12 | 0 | 120 | 0 | 1.022 | Wind | 1 | 0.069199 | 0 | 120 | 3.5369 | 120 |  |  | 0.069199 | 8.3039 |  |  |  |  | 0 | 0
344 | MRSSHPRD | 1 | North | YES | 0.029515 | 0 | 0 | 12 |  | 1.03 | Hydro | 1 | 0.06924 | 0 | 0 | 0 | 0 |  |  | 0.06924 | 0 |  |  |  |  | 0 | 0
345 | MRSSHPRD01 | 2 | North | YES | 0.029515 | 0 | 0 | 12 |  | 1.03 | Hydro | 1 | 0.06924 | 0 | 0 | 0 | 0 |  |  | 0.06924 | 0 |  |  |  |  | 0 | 0
7805 | L_GUADGE1_6Y | 6 | South | YES | -0.039262 | 203 | 30 | 203 | 0 | 1.02 | CC | -1 | 0.069342 | 203 | 203 |  |  | -7.9702 | 203 | -0.069342 | -14.0765 |  |  |  |  | 0 | 0
7804 | L_GUADGE1_5Y | 5 | South | YES | -0.039262 | 182 | 30 | 182 | 0 | 1.02 | CC | -1 | 0.069342 | 182 | 182 |  |  | -7.1457 | 182 | -0.069342 | -12.6203 |  |  |  |  | 0 | 0
7803 | L_GUADGE1_4Y | 4 | South | YES | -0.039262 | 149 | 30 | 149 | 0 | 1.02 | CC | -1 | 0.069342 | 149 | 149 |  |  | -5.85 | 149 | -0.069342 | -10.332 |  |  |  |  | 0 | 0
7800 | L_GUADGE1_1Y | 1 | South | YES | -0.039262 | 147 | 30 | 147 | 0 | 1.02 | CC | -1 | 0.069342 | 147 | 147 |  |  | -5.7715 | 147 | -0.069342 | -10.1933 |  |  |  |  | 0 | 0
7802 | L_GUADGE1_3Y | 3 | South | YES | -0.039262 | 146 | 30 | 146 | 0 | 1.02 | CC | -1 | 0.069342 | 146 | 146 |  |  | -5.7323 | 146 | -0.069342 | -10.124 |  |  |  |  | 0 | 0
7801 | L_GUADGE1_2Y | 2 | South | YES | -0.039262 | 138 | 30 | 138 | 0 | 1.02 | CC | -1 | 0.069342 | 138 | 138 |  |  | -5.4182 | 138 | -0.069342 | -9.5692 |  |  |  |  | 0 | 0
1453 | WCPWRCO_1G | 1 | North | YES | 0.029945 | 204 | 50 | 204 | 0 | 1.02 | CC | 1 | 0.06967 | 204 | 204 | 6.1088 | 204 |  |  | 0.06967 | 14.2127 |  |  |  |  | 0 | 0
1454 | WCPWRCO_2G | 2 | North | YES | 0.029945 | 204 | 50 | 204 | 0 | 1.02 | CC | 1 | 0.06967 | 204 | 204 | 6.1088 | 204 |  |  | 0.06967 | 14.2127 |  |  |  |  | 0 | 0
1455 | WCPWRCO_3G | 3 | North | YES | 0.029945 | 242 | 50 | 242 |  | 1.02 | CC | 1 | 0.06967 | 242 | 242 | 7.2467 | 242 |  |  | 0.06967 | 16.8602 |  |  |  |  | 0 | 0
332 | RWMILLER01 | 1 | North | YES | 0.030033 | 58.4 | 18.5 | 73 | 0 | 1.04 | GST | 1 | 0.069758 | 73 | 73 | 2.1924 | 73 |  |  | 0.069758 | 5.0923 |  |  |  |  | 0 | 0
336 | RWMILLER05 | 5 | North | YES | 0.030033 | 80.8 | 0 | 101 | 0 | 1.04 | GST | 1 | 0.069758 | 101 | 101 | 3.0333 | 101 |  |  | 0.069758 | 7.0456 |  |  |  |  | 0 | 0
335 | RWMILLER04 | 4 | North | YES | 0.030033 | 81.6 | 0 | 102 | 0 | 1.04 | GST | 1 | 0.069758 | 102 | 102 | 3.0634 | 102 |  |  | 0.069758 | 7.1153 |  |  |  |  | 0 | 0
333 | RWMILLER02 | 2 | North | YES | 0.030033 | 95.2 | 37 | 119 | 0 | 1.04 | GST | 1 | 0.069758 | 119 | 119 | 3.5739 | 119 |  |  | 0.069758 | 8.3012 |  |  |  |  | 0 | 0
334 | RWMILLER03 | 3 | North | YES | 0.030033 | 166.4 | 65 | 208 | 0 | 1.04 | GST | 1 | 0.069758 | 208 | 208 | 6.2469 | 208 |  |  | 0.069758 | 14.5097 |  |  |  |  | 0 | 0
12411 | FPLEFR1A_G | 1 | North | YES | 0.030066 | 161 | 72 | 161 | 0 | 1 | CC | 1 | 0.069791 | 161 | 161 | 4.8406 | 161 |  |  | 0.069791 | 11.2364 |  |  |  |  | 0 | 0
12422 | FPLEFR2B_G | 2 | North | YES | 0.030066 | 161 | 72 | 161 | 0 | 1 | CC | 1 | 0.069791 | 161 | 161 | 4.8406 | 161 |  |  | 0.069791 | 11.2364 |  |  |  |  | 0 | 0
12421 | FPLEFR2A_G | 1 | North | YES | 0.030066 | 162 | 72 | 162 | 0 | 1 | CC | 1 | 0.069791 | 162 | 162 | 4.8707 | 162 |  |  | 0.069791 | 11.3062 |  |  |  |  | 0 | 0
12423 | FPLEFR2C_G | 3 | North | YES | 0.030066 | 163 | 72 | 163 | 0 | 1 | CC | 1 | 0.069791 | 163 | 163 | 4.9008 | 163 |  |  | 0.069791 | 11.376 |  |  |  |  | 0 | 0
12412 | FPLEFR1B_G | 2 | North | YES | 0.030066 | 164 | 72 | 164 | 0 | 1 | CC | 1 | 0.069791 | 164 | 164 | 4.9308 | 164 |  |  | 0.069791 | 11.4458 |  |  |  |  | 0 | 0
12413 | FPLEFR1C_G | 3 | North | YES | 0.030066 | 164 | 72 | 164 | 0 | 1 | CC | 1 | 0.069791 | 164 | 164 | 4.9308 | 164 |  |  | 0.069791 | 11.4458 |  |  |  |  | 0 | 0
12414 | FPLEFR1S_G | 4 | North | YES | 0.030066 | 414 | 191 | 414 | 0 | 1 | CC | 1 | 0.069791 | 414 | 414 | 12.4473 | 414 |  |  | 0.069791 | 28.8935 |  |  |  |  | 0 | 0
12424 | FPLEFR2S_G | 4 | North | YES | 0.030066 | 415 | 191 | 415 | 0 | 1 | CC | 1 | 0.069791 | 415 | 415 | 12.4774 | 415 |  |  | 0.069791 | 28.9633 |  |  |  |  | 0 | 0
2451 | LKHB1_G | 1 | North | YES | 0.030256 | 0 | 80 | 391 |  | 1.022 | GST | 1 | 0.069981 | 391 | 391 | 11.8301 | 391 |  |  | 0.069981 | 27.3626 |  |  |  |  | 0 | 0
2452 | LKHB2_G | 2 | North | YES | 0.030256 | 516 | 80 | 516 | 0 | 1.022 | GST | 1 | 0.069981 | 516 | 516 | 15.6121 | 516 |  |  | 0.069981 | 36.1103 |  |  |  |  | 0 | 0
728 | WOLFRIDGE801 | 1 | North | YES | 0.030281 | 11.2 | 0 | 112.5 | 0 | 0.99 | Wind | 1 | 0.070006 | 0 | 112.5 | 3.4066 | 112.5 |  |  | 0.070006 | 7.8757 |  |  |  |  | 0 | 0
581 | JCKCNTY802 | 2 | North | YES | 0.030282 | 147 | 0 | 147 | 0 | 1.022 | CC | 1 | 0.070007 | 147 | 147 | 4.4515 | 147 |  |  | 0.070007 | 10.2911 |  |  |  |  | 0 | 0
582 | JCKCNTY803 | 3 | North | YES | 0.030282 | 147 | 0 | 147 | 0 | 1.022 | CC | 1 | 0.070007 | 147 | 147 | 4.4515 | 147 |  |  | 0.070007 | 10.2911 |  |  |  |  | 0 | 0
580 | JCKCNTY801 | 1 | North | YES | 0.030282 | 288 | 0 | 288 | 0 | 1.022 | CC | 1 | 0.070007 | 288 | 288 | 8.7212 | 288 |  |  | 0.070007 | 20.1621 |  |  |  |  | 0 | 0
948 | STEAM1 | 1 | North | YES | 0.03029 | 0 | 12 | 20 |  | 1.02 | GST | 1 | 0.070015 | 20 | 20 | 0.6058 | 20 |  |  | 0.070015 | 1.4003 |  |  |  |  | 0 | 0
949 | STEAM2 | 1 | North | YES | 0.030291 | 26 | 8 | 26 | 0 | 0.99 | GST | 1 | 0.070016 | 26 | 26 | 0.78757 | 26 |  |  | 0.070016 | 1.8204 |  |  |  |  | 0 | 0
950 | STEAM3 | 1 | North | YES | 0.030291 | 41 | 13 | 42 | 0 | 1.02 | GST | 1 | 0.070016 | 42 | 42 | 1.2722 | 42 |  |  | 0.070016 | 2.9407 |  |  |  |  | 0 | 0
503 | NTHTEXAS01 | 1 | North | YES | 0.030295 | 0 | 5 | 18 |  | 1.015 | GST | 1 | 0.07002 | 18 | 18 | 0.54531 | 18 |  |  | 0.07002 | 1.2604 |  |  |  |  | 0 | 0
504 | NTHTEXAS02 | 2 | North | YES | 0.030295 | 14.4 | 5 | 18 |  | 1.015 | GST | 1 | 0.07002 | 18 | 18 | 0.54531 | 18 |  |  | 0.07002 | 1.2604 |  |  |  |  | 0 | 0
505 | NTHTEXAS03 | 3 | North | YES | 0.030295 | 30.4 | 15 | 38 |  | 1.015 | GST | 1 | 0.07002 | 38 | 38 | 1.1512 | 38 |  |  | 0.07002 | 2.6608 |  |  |  |  | 0 | 0
12440 | PARKD_1SVC8 | 1 | North | YES | 0.030302 | 0 | 0 | 0 | 0 | 1.007 | GST | 1 | 0.070027 | 0 | 0 | 0 | 0 |  |  | 0.070027 | 0 |  |  |  |  | 0 | 0
12449 | PARKD_2SVC8 | 1 | North | YES | 0.030302 | 0 | 0 | 0 | 0 | 1.007 | GST | 1 | 0.070027 | 0 | 0 | 0 | 0 |  |  | 0.070027 | 0 |  |  |  |  | 0 | 0
845 | OLINGER_G4 | 1 | North | YES | 0.030323 | 51.9 | 0 | 76 | 0 | 1.03 | GGT | 1 | 0.070048 | 76 | 76 | 2.3045 | 76 |  |  | 0.070048 | 5.3237 |  |  |  |  | 0 | 0
842 | OLINGER_G1 | 1 | North | YES | 0.030323 | 55.4 | 20 | 79 | 0 | 1.03 | GST | 1 | 0.070048 | 79 | 79 | 2.3955 | 79 |  |  | 0.070048 | 5.5338 |  |  |  |  | 0 | 0
843 | OLINGER_G2 | 1 | North | YES | 0.030323 | 76.2 | 25 | 110 | 0 | 1.03 | GST | 1 | 0.070048 | 110 | 110 | 3.3355 | 110 |  |  | 0.070048 | 7.7053 |  |  |  |  | 0 | 0
844 | OLINGER_G3 | 1 | North | YES | 0.030323 | 103.9 | 45 | 150 | 0 | 1.03 | GST | 1 | 0.070048 | 150 | 150 | 4.5484 | 150 |  |  | 0.070048 | 10.5072 |  |  |  |  | 0 | 0
5925 | DCEAST | EQ | North | YES | 0.030328 | 400.3 | -600 | 600 | 0 | 1.025 | DCTie | 1 | 0.070053 | 0 | 0 | 0 | 0 |  |  | 0.070053 | 0 |  |  |  |  | 0 | 0
1701 | MOSES_1G | 1 | North | YES | 0.030328 | 558 | 175 | 558 | 0 | 1.023 | LIGCO | 1 | 0.070053 | 0 | 558 | 16.923 | 558 |  |  | 0.070053 | 39.0897 |  |  |  |  | 0 | 0
1702 | MOSES_2G | 2 | North | YES | 0.030328 | 579 | 175 | 579 | 0 | 1.023 | LIGCO | 1 | 0.070053 | 0 | 579 | 17.5599 | 579 |  |  | 0.070053 | 40.5608 |  |  |  |  | 0 | 0
1703 | MOSES_3G | 3 | North | YES | 0.030328 | 808 | 463 | 808 | 0 | 1.023 | LIGCO | 1 | 0.070053 | 0 | 808 | 24.505 | 808 |  |  | 0.070053 | 56.603 |  |  |  |  | 0 | 0
837 | NEWMAN_G5 | 1 | North | YES | 0.03033 | 0 | 15 | 40 |  | 1.01 | GST | 1 | 0.070055 | 40 | 40 | 1.2132 | 40 |  |  | 0.070055 | 2.8022 |  |  |  |  | 0 | 0
1675 | PEC_1G | 1 | North | YES | 0.030339 | 76.7 | 35 | 76.7 | 0 | 1.022 | Cogen | 1 | 0.070064 | 0 | 0 | 0 | 0 |  |  | 0.070064 | 0 |  |  |  |  | 0 | 0
1676 | PEC_2G | 2 | North | YES | 0.030339 | 79.6 | 35 | 79.6 | 0 | 1.022 | Cogen | 1 | 0.070064 | 0 | 0 | 0 | 0 |  |  | 0.070064 | 0 |  |  |  |  | 0 | 0
1677 | PEC_3G | 3 | North | YES | 0.030339 | 88.4 | 35 | 88.4 | 0 | 1.022 | Cogen | 1 | 0.070064 | 0 | 0 | 0 | 0 |  |  | 0.070064 | 0 |  |  |  |  | 0 | 0
1679 | LAMARPWR_2G | 2 | North | YES | 0.030357 | 156 | 67.7 | 156 | 0 | 1.038 | CC | 1 | 0.070082 | 156 | 156 | 4.7357 | 156 |  |  | 0.070082 | 10.9328 |  |  |  |  | 0 | 0
1681 | LAMARPWR_4G | 4 | North | YES | 0.030357 | 156 | 67.7 | 156 | 0 | 1.038 | CC | 1 | 0.070082 | 156 | 156 | 4.7357 | 156 |  |  | 0.070082 | 10.9328 |  |  |  |  | 0 | 0
1682 | LAMARPWR_5G | 5 | North | YES | 0.030357 | 157 | 67.7 | 157 | 0 | 1.038 | CC | 1 | 0.070082 | 157 | 157 | 4.766 | 157 |  |  | 0.070082 | 11.0029 |  |  |  |  | 0 | 0
1678 | LAMARPWR_1G | 1 | North | YES | 0.030357 | 160 | 67.7 | 160 | 0 | 1.038 | CC | 1 | 0.070082 | 160 | 160 | 4.8571 | 160 |  |  | 0.070082 | 11.2131 |  |  |  |  | 0 | 0
1680 | LAMARPWR_3G | 3 | North | YES | 0.030357 | 196 | 129.1 | 196 | 0 | 1.038 | CC | 1 | 0.070082 | 196 | 196 | 5.95 | 196 |  |  | 0.070082 | 13.7361 |  |  |  |  | 0 | 0
1683 | LAMARPWR_6G | 6 | North | YES | 0.030357 | 198 | 129.1 | 198 | 0 | 1.038 | CC | 1 | 0.070082 | 198 | 198 | 6.0107 | 198 |  |  | 0.070082 | 13.8763 |  |  |  |  | 0 | 0
11691 | KMICHICT1_G | 1 | North | YES | 0.030376 | 144 | 80 | 144 | 0 | 1.026 | CC | 1 | 0.070101 | 144 | 144 | 4.3741 | 144 |  |  | 0.070101 | 10.0946 |  |  |  |  | 0 | 0
11694 | KMICHICT4_G | 4 | North | YES | 0.030376 | 144 | 80 | 144 | 0 | 1.026 | CC | 1 | 0.070101 | 144 | 144 | 4.3741 | 144 |  |  | 0.070101 | 10.0946 |  |  |  |  | 0 | 0
11692 | KMICHICT2_G | 2 | North | YES | 0.030376 | 146 | 80 | 146 | 0 | 1.026 | CC | 1 | 0.070101 | 146 | 146 | 4.4349 | 146 |  |  | 0.070101 | 10.2348 |  |  |  |  | 0 | 0
11695 | KMICHICT5_G | 5 | North | YES | 0.030376 | 148 | 80 | 148 | 0 | 1.026 | CC | 1 | 0.070101 | 148 | 148 | 4.4956 | 148 |  |  | 0.070101 | 10.375 |  |  |  |  | 0 | 0
11696 | KMICHIST6_G | 6 | North | YES | 0.030376 | 310 | 60 | 310 | 0 | 1.026 | CC | 1 | 0.070101 | 310 | 310 | 9.4166 | 310 |  |  | 0.070101 | 21.7314 |  |  |  |  | 0 | 0
11693 | KMICHIST3_G | 3 | North | YES | 0.030376 | 312 | 60 | 312 | 0 | 1.026 | CC | 1 | 0.070101 | 312 | 312 | 9.4773 | 312 |  |  | 0.070101 | 21.8716 |  |  |  |  | 0 | 0
1689 | VALLEY_3G | 3 | North | YES | 0.030376 | 0 | 25 | 375 |  | 1.003 | GST | 1 | 0.070101 | 375 | 375 | 11.391 | 375 |  |  | 0.070101 | 26.2879 |  |  |  |  | 0 | 0
1687 | VALLEY_1G | 1 | North | YES | 0.030392 | 136 | 15 | 170 | 0 | 1.029 | GST | 1 | 0.070117 | 170 | 170 | 5.1666 | 170 |  |  | 0.070117 | 11.9199 |  |  |  |  | 0 | 0
1688 | VALLEY_2G | 2 | North | YES | 0.030392 | 527 | 90 | 527 | 0 | 1.029 | GSC | 1 | 0.070117 | 527 | 527 | 16.0166 | 527 |  |  | 0.070117 | 36.9517 |  |  |  |  | 0 | 0
6948 | DENISNDM | 1 | North | YES | 0.030409 | 40 | 5 | 40 |  | 1.015 | Hydro | 1 | 0.070134 | 0 | 0 | 0 | 0 |  |  | 0.070134 | 0 |  |  |  |  | 0 | 0
6948 | DENISNDM | 2 | North | YES | 0.030409 | 31 | 5 | 40 |  | 1.015 | Hydro | 1 | 0.070134 | 0 | 0 | 0 | 0 |  |  | 0.070134 | 0 |  |  |  |  | 0 | 0
7624 | L_LAKEWO9_1Y | 1 | South | YES | -0.040127 | 0 | 0 | 2.4 |  | 1 | Hydro | -1 | 0.070207 | 0 | 0 |  |  | 0 | 0 | -0.070207 | 0 |  |  |  |  | 0 | 0
7624 | L_LAKEWO9_1Y | 2 | South | YES | -0.040127 | 0 | 0 | 2.4 |  | 1 | Hydro | -1 | 0.070207 | 0 | 0 |  |  | 0 | 0 | -0.070207 | 0 |  |  |  |  | 0 | 0
923 | SPENCER_G4 | 1 | North | YES | 0.030493 | 48 | 20 | 61 | 0 | 1.03 | GST | 1 | 0.070218 | 61 | 61 | 1.8601 | 61 |  |  | 0.070218 | 4.2833 |  |  |  |  | 0 | 0
924 | SPENCER_G5 | 1 | North | YES | 0.030493 | 52 | 20 | 66 | 0 | 1.03 | GST | 1 | 0.070218 | 66 | 66 | 2.0125 | 66 |  |  | 0.070218 | 4.6344 |  |  |  |  | 0 | 0
2371 | COLLIN_1G | MB | North | YES | 0.030547 | 0 | 40 | 138 |  | 1.022 | GST | 1 | 0.070272 | 0 | 0 | 0 | 0 |  |  | 0.070272 | 0 |  |  |  |  | 0 | 0
7609 | L_SCHUMA8_1Y | 1 | South | YES | -0.040246 | 0 | 0 | 4 |  | 1 | Hydro | -1 | 0.070326 | 0 | 0 |  |  | 0 | 0 | -0.070326 | 0 |  |  |  |  | 0 | 0
2414 | MTCK7_G | 7 | North | YES | 0.03075 | 0 | 30 | 115 |  | 1.022 | GST | 1 | 0.070475 | 115 | 115 | 3.5362 | 115 |  |  | 0.070475 | 8.1046 |  |  |  |  | 0 | 0
2413 | MTCK6_G | 6 | North | YES | 0.03075 | 0 | 30 | 118 |  | 1.022 | GST | 1 | 0.070475 | 118 | 118 | 3.6285 | 118 |  |  | 0.070475 | 8.3161 |  |  |  |  | 0 | 0
2417 | MTCK8_G | 8 | North | YES | 0.03075 | 444.8 | 60 | 556 | 0 | 1.022 | GSC | 1 | 0.070475 | 556 | 556 | 17.097 | 556 |  |  | 0.070475 | 39.1842 |  |  |  |  | 0 | 0
2381 | NTHLK1_G | 1 | North | YES | 0.030767 | 0 | 35 | 156 |  | 1.022 | GST | 1 | 0.070492 | 156 | 156 | 4.7997 | 156 |  |  | 0.070492 | 10.9968 |  |  |  |  | 0 | 0
2382 | NTHLK2_G | 2 | North | YES | 0.030767 | 0 | 35 | 181 |  | 1.022 | GST | 1 | 0.070492 | 181 | 181 | 5.5688 | 181 |  |  | 0.070492 | 12.7591 |  |  |  |  | 0 | 0
2383 | NTHLK3_G | 3 | North | YES | 0.030767 | 0 | 50 | 329 |  | 1.022 | GST | 1 | 0.070492 | 329 | 329 | 10.1223 | 329 |  |  | 0.070492 | 23.1919 |  |  |  |  | 0 | 0
1898 | COMCHEPK_1G | 1 | North | YES | 0.030794 | 1217 | 1150 | 1217 | 0 | 1.032 | Nuc | 1 | 0.070519 | 0 | 0 | 0 | 0 |  |  | 0.070519 | 0 |  |  |  |  | 0 | 0
1899 | COMCHEPK_2G | 2 | North | YES | 0.030794 | 1159 | 1128 | 1159 | 0 | 1.032 | Nuc | 1 | 0.070519 | 0 | 0 | 0 | 0 |  |  | 0.070519 | 0 |  |  |  |  | 0 | 0
3126 | TRINIDAD_6G | 1 | North | YES | 0.030804 | 179.2 | 46 | 224 | 0 | 1 | GST | 1 | 0.070529 | 224 | 224 | 6.9001 | 224 |  |  | 0.070529 | 15.7985 |  |  |  |  | 0 | 0
1861 | EAGLEMNT_1G | MB | North | YES | 0.030869 | 0 | 30 | 112 |  | 1.022 | GST | 1 | 0.070594 | 0 | 0 | 0 | 0 |  |  | 0.070594 | 0 |  |  |  |  | 0 | 0
1862 | EAGLEMNT_2G | MB | North | YES | 0.030869 | 0 | 40 | 100 |  | 1.022 | GST | 1 | 0.070594 | 0 | 0 | 0 | 0 |  |  | 0.070594 | 0 |  |  |  |  | 0 | 0
1863 | EAGLEMNT_3G | MB | North | YES | 0.030869 | 0 | 50 | 378 |  | 1.022 | GST | 1 | 0.070594 | 0 | 0 | 0 | 0 |  |  | 0.070594 | 0 |  |  |  |  | 0 | 0
1878 | WLFHOLW_2G | 2 | North | YES | 0.03094 | 215.7 | 105 | 215.7 | 0 | 1.032 | CC | 1 | 0.070665 | 215.7 | 215.7 | 6.6738 | 215.7 |  |  | 0.070665 | 15.2425 |  |  |  |  | 0 | 0
1877 | WLFHOLW_1G | 1 | North | YES | 0.03094 | 217.3 | 89.2 | 217.3 | 0 | 1.032 | CC | 1 | 0.070665 | 217.3 | 217.3 | 6.7233 | 217.3 |  |  | 0.070665 | 15.3555 |  |  |  |  | 0 | 0
1879 | WLFHOLW_3G | 3 | North | YES | 0.03094 | 272.4 | 89.2 | 272.4 | 0 | 1.032 | CC | 1 | 0.070665 | 272.4 | 272.4 | 8.4281 | 272.4 |  |  | 0.070665 | 19.2492 |  |  |  |  | 0 | 0
7813 | L_RIONOG1S1Y | 4 | South | YES | -0.040702 | 293 | 0 | 293 | 0 | 1.02 | CC | -1 | 0.070782 | 293 | 293 |  |  | -11.9257 | 293 | -0.070782 | -20.7392 |  |  |  |  | 0 | 0
7812 | L_RIONOG1G3Y | 3 | South | YES | -0.040702 | 154 | 0 | 154 | 0 | 1.02 | CC | -1 | 0.070782 | 154 | 154 |  |  | -6.2681 | 154 | -0.070782 | -10.9005 |  |  |  |  | 0 | 0
7810 | L_RIONOG1G1Y | 1 | South | YES | -0.040702 | 148 | 0 | 148 | 0 | 1.02 | CC | -1 | 0.070782 | 148 | 148 |  |  | -6.0239 | 148 | -0.070782 | -10.4758 |  |  |  |  | 0 | 0
7811 | L_RIONOG1G2Y | 2 | South | YES | -0.040702 | 148 | 0 | 148 | 0 | 1.02 | CC | -1 | 0.070782 | 148 | 148 |  |  | -6.0239 | 148 | -0.070782 | -10.4758 |  |  |  |  | 0 | 0
1889 | DECRDOVA_1G | 1 | North | YES | 0.031095 | 779 | 255 | 779 | 0 | 1.02 | GSC | 1 | 0.07082 | 779 | 779 | 24.223 | 779 |  |  | 0.07082 | 55.1689 |  |  |  |  | 0 | 0
7605 | L_MCQUEE9_1Y | 1 | South | YES | -0.040791 | 0 | 0 | 2.4 |  | 1.025 | Hydro | -1 | 0.070871 | 0 | 0 |  |  | 0 | 0 | -0.070871 | 0 |  |  |  |  | 0 | 0
7605 | L_MCQUEE9_1Y | 2 | South | YES | -0.040791 | 0 | 0 | 2.4 |  | 1.025 | Hydro | -1 | 0.070871 | 0 | 0 |  |  | 0 | 0 | -0.070871 | 0 |  |  |  |  | 0 | 0
7605 | L_MCQUEE9_1Y | 3 | South | YES | -0.040791 | 0 | 0 | 2.8 |  | 1.025 | Hydro | -1 | 0.070871 | 0 | 0 |  |  | 0 | 0 | -0.070871 | 0 |  |  |  |  | 0 | 0
1895 | DECRDOVA_5G | D | North | YES | 0.031316 | 65 | 65 | 68 | 0 | 1.025 | GGT | 1 | 0.071041 | 68 | 68 | 2.1295 | 68 |  |  | 0.071041 | 4.8308 |  |  |  |  | 0 | 0
1893 | DECRDOVA_3G | B | North | YES | 0.031316 | 65 | 65 | 69 | 0 | 1.025 | GGT | 1 | 0.071041 | 69 | 69 | 2.1608 | 69 |  |  | 0.071041 | 4.9018 |  |  |  |  | 0 | 0
1894 | DECRDOVA_4G | C | North | YES | 0.031316 | 65 | 65 | 69 | 0 | 1.025 | GGT | 1 | 0.071041 | 69 | 69 | 2.1608 | 69 |  |  | 0.071041 | 4.9018 |  |  |  |  | 0 | 0
1892 | DECRDOVA_2G | A | North | YES | 0.031316 | 65 | 65 | 70 | 0 | 1.025 | GGT | 1 | 0.071041 | 70 | 70 | 2.1921 | 70 |  |  | 0.071041 | 4.9729 |  |  |  |  | 0 | 0
1948 | HANDLEY_4G | 4 | North | YES | 0.031517 | 348 | 150 | 435 | 0 | 1.022 | GST | 1 | 0.071242 | 435 | 435 | 13.7099 | 435 |  |  | 0.071242 | 30.9903 |  |  |  |  | 0 | 0
1947 | HANDLEY_3G | 3 | North | YES | 0.03154 | 316 | 100 | 395 | 0 | 1.022 | GST | 1 | 0.071265 | 395 | 395 | 12.4583 | 395 |  |  | 0.071265 | 28.1497 |  |  |  |  | 0 | 0
1949 | HANDLEY_5G | 5 | North | YES | 0.03154 | 348 | 150 | 435 | 0 | 1.022 | GST | 1 | 0.071265 | 435 | 435 | 13.7199 | 435 |  |  | 0.071265 | 31.0003 |  |  |  |  | 0 | 0
12323 | ENNSTRAC_2G | 2 | North | YES | 0.031587 | 116 | 100 | 116 | 0 | 1.036 | CC | 1 | 0.071312 | 116 | 116 | 3.6641 | 116 |  |  | 0.071312 | 8.2722 |  |  |  |  | 0 | 0
12322 | ENNSTRAC_1G | 1 | North | YES | 0.031587 | 196 | 130 | 196 | 0 | 1.036 | CC | 1 | 0.071312 | 196 | 196 | 6.1911 | 196 |  |  | 0.071312 | 13.9772 |  |  |  |  | 0 | 0
366 | JNSNCNTY802 | 1 | North | YES | 0.032294 | 168 | 20 | 168 | 0 | 1.02 | Cogen | 1 | 0.072019 | 0 | 0 | 0 | 0 |  |  | 0.072019 | 0 |  |  |  |  | 0 | 0
367 | JNSNCNTY802 | 2 | North | YES | 0.032294 | 90 | 20 | 90 | 0 | 1.02 | Cogen | 1 | 0.072019 | 0 | 0 | 0 | 0 |  |  | 0.072019 | 0 |  |  |  |  | 0 | 0
7017 | L_HAYSEN1_4Y | 4 | South | YES | -0.042222 | 226.7 | 74 | 226.7 | 0 | 1.008 | CC | -1 | 0.072302 | 226.7 | 226.7 |  |  | -9.5717 | 226.7 | -0.072302 | -16.3909 |  |  |  |  | 0 | 0
7015 | L_HAYSEN1_2Y | 2 | South | YES | -0.042222 | 225 | 74 | 225 | 0 | 1.008 | CC | -1 | 0.072302 | 225 | 225 |  |  | -9.5 | 225 | -0.072302 | -16.268 |  |  |  |  | 0 | 0
7016 | L_HAYSEN1_3Y | 3 | South | YES | -0.042222 | 224.6 | 74 | 224.6 | 0 | 1.008 | CC | -1 | 0.072302 | 224.6 | 224.6 |  |  | -9.4831 | 224.6 | -0.072302 | -16.2391 |  |  |  |  | 0 | 0
7014 | L_HAYSEN1_1Y | 1 | South | YES | -0.042222 | 223.9 | 74 | 223.9 | 0 | 1.008 | CC | -1 | 0.072302 | 223.9 | 223.9 |  |  | -9.4535 | 223.9 | -0.072302 | -16.1885 |  |  |  |  | 0 | 0
1944 | MDLTHELP_4G | 4 | North | YES | 0.032906 | 211 | 74 | 211 | 0 | 1 | CC | 1 | 0.072631 | 211 | 211 | 6.9432 | 211 |  |  | 0.072631 | 15.3252 |  |  |  |  | 0 | 0
1943 | MDLTHELP_3G | 3 | North | YES | 0.032906 | 212 | 74 | 212 | 0 | 1 | CC | 1 | 0.072631 | 212 | 212 | 6.9761 | 212 |  |  | 0.072631 | 15.3978 |  |  |  |  | 0 | 0
1937 | MDLTHELP_5G | 5 | North | YES | 0.032906 | 224 | 74 | 224 | 0 | 1 | CC | 1 | 0.072631 | 224 | 224 | 7.3709 | 224 |  |  | 0.072631 | 16.2694 |  |  |  |  | 0 | 0
1938 | MDLTHELP_6G | 6 | North | YES | 0.032906 | 226 | 74 | 226 | 0 | 1 | CC | 1 | 0.072631 | 226 | 226 | 7.4368 | 226 |  |  | 0.072631 | 16.4146 |  |  |  |  | 0 | 0
1942 | MDLTHELP_2G | 2 | North | YES | 0.032912 | 216.1 | 74 | 216.1 | 0 | 1 | CC | 1 | 0.072637 | 216.1 | 216.1 | 7.1123 | 216.1 |  |  | 0.072637 | 15.6969 |  |  |  |  | 0 | 0
1941 | MDLTHELP_1G | 1 | North | YES | 0.032912 | 216.4 | 74 | 216.4 | 0 | 1 | CC | 1 | 0.072637 | 216.4 | 216.4 | 7.1222 | 216.4 |  |  | 0.072637 | 15.7187 |  |  |  |  | 0 | 0
7012 | L_FPPYD21_3Y | 3 | South | YES | -0.043108 | 427.5 | 200 | 436 | 0 | 1.02 | LIGCO | -1 | 0.073188 | 0 | 436 |  |  | 0 | 0 | -0.073188 | 0 |  |  |  |  | 0 | 0
7010 | L_FPPYD11_1Y | 1 | South | YES | -0.043151 | 547.4 | 200 | 606 | 0 | 1.02 | LIGCO | -1 | 0.073231 | 0 | 606 |  |  | 0 | 0 | -0.073231 | 0 |  |  |  |  | 0 | 0
7011 | L_FPPYD11_2Y | 2 | South | YES | -0.043151 | 552.2 | 200 | 598 | 0 | 1.02 | LIGCO | -1 | 0.073231 | 0 | 598 |  |  | 0 | 0 | -0.073231 | 0 |  |  |  |  | 0 | 0
7487 | L_CANYHY8_1Y | 1 | South | YES | -0.043211 | 0 | 0 | 6 |  | 1 | Hydro | -1 | 0.073291 | 0 | 0 |  |  | 0 | 0 | -0.073291 | 0 |  |  |  |  | 0 | 0
7303 | L_WPPGS12_1Y | 1 | South | YES | -0.043523 | 50 | 0 | 50 | 0 | 1.025 | GGT | -1 | 0.073603 | 50 | 50 |  |  | -2.1761 | 50 | -0.073603 | -3.6802 |  |  |  |  | 0 | 0
7303 | L_WPPGS12_1Y | 2 | South | YES | -0.043523 | 50 | 0 | 50 | 0 | 1.025 | GGT | -1 | 0.073603 | 50 | 50 |  |  | -2.1761 | 50 | -0.073603 | -3.6802 |  |  |  |  | 0 | 0
7305 | L_WPPGS34_1Y | 3 | South | YES | -0.043523 | 50 | 0 | 50 | 0 | 1.025 | GGT | -1 | 0.073603 | 50 | 50 |  |  | -2.1761 | 50 | -0.073603 | -3.6802 |  |  |  |  | 0 | 0
7305 | L_WPPGS34_1Y | 4 | South | YES | -0.043523 | 50 | 0 | 50 | 0 | 1.025 | GGT | -1 | 0.073603 | 50 | 50 |  |  | -2.1761 | 50 | -0.073603 | -3.6802 |  |  |  |  | 0 | 0
7026 | L_INKSDA1_1Y | 1 | South | YES | -0.043899 | 0 | 0 | 13.7 |  | 1 | Hydro | -1 | 0.073979 | 0 | 0 |  |  | 0 | 0 | -0.073979 | 0 |  |  |  |  | 0 | 0
7000 | L_FERGUS1_1Y | 1 | South | YES | -0.044707 | 400 | 65 | 423.3 | 0 | 1.015 | GSC | -1 | 0.074787 | 423.3 | 423.3 |  |  | -18.9245 | 423.3 | -0.074787 | -31.6575 |  |  |  |  | 0 | 0
7035 | L_WIRTZ_1G1Y | 1 | South | YES | -0.045098 | 0 | 0 | 29 |  | 1 | Hydro | -1 | 0.075178 | 0 | 0 |  |  | 0 | 0 | -0.075178 | 0 |  |  |  |  | 0 | 0
7036 | L_WIRTZ_1G2Y | 2 | South | YES | -0.045098 | 0 | 0 | 29.7 |  | 1 | Hydro | -1 | 0.075178 | 0 | 0 |  |  | 0 | 0 | -0.075178 | 0 |  |  |  |  | 0 | 0
7022 | L_BUCHAN1_1Y | 1 | South | YES | -0.04585 | 0 | 0 | 18 |  | 1 | Hydro | -1 | 0.07593 | 0 | 0 |  |  | 0 | 0 | -0.07593 | 0 |  |  |  |  | 0 | 0
7023 | L_BUCHAN1_2Y | 2 | South | YES | -0.04585 | 0 | 0 | 18 |  | 1 | Hydro | -1 | 0.07593 | 0 | 0 |  |  | 0 | 0 | -0.07593 | 0 |  |  |  |  | 0 | 0
7024 | L_BUCHAN1_3Y | 3 | South | YES | -0.04585 | 0 | 0 | 15 |  | 1 | Hydro | -1 | 0.07593 | 0 | 0 |  |  | 0 | 0 | -0.07593 | 0 |  |  |  |  | 0 | 0
7028 | L_MARBFA1_1Y | 1 | South | YES | -0.046048 | 0 | 0 | 18 |  | 1 | Hydro | -1 | 0.076128 | 0 | 0 |  |  | 0 | 0 | -0.076128 | 0 |  |  |  |  | 0 | 0
7029 | L_MARBFA1_2Y | 2 | South | YES | -0.046048 | 0 | 0 | 18 |  | 1 | Hydro | -1 | 0.076128 | 0 | 0 |  |  | 0 | 0 | -0.076128 | 0 |  |  |  |  | 0 | 0
244 | WHITNYDM01 | 1 | North | YES | 0.037278 | 15 | 0 | 15 | 0 | 1.035 | Hydro | 1 | 0.077003 | 0 | 0 | 0 | 0 |  |  | 0.077003 | 0 |  |  |  |  | 0 | 0
245 | WHITNYDM02 | 2 | North | YES | 0.037278 | 15 | 0 | 15 | 0 | 1.035 | Hydro | 1 | 0.077003 | 0 | 0 | 0 | 0 |  |  | 0.077003 | 0 |  |  |  |  | 0 | 0
7006 | L_SIMGID1_3Y | 3 | South | YES | -0.04785 | 324.9 | 60 | 329 | 0 | 1.02 | GST | -1 | 0.07793 | 329 | 329 |  |  | -15.7426 | 329 | -0.07793 | -25.6391 |  |  |  |  | 0 | 0
7005 | L_SIMGID1_2Y | 2 | South | YES | -0.04785 | 133 | 32 | 139 | 0 | 1.02 | GST | -1 | 0.07793 | 139 | 139 |  |  | -6.6512 | 139 | -0.07793 | -10.8323 |  |  |  |  | 0 | 0
7004 | L_SIMGID1_1Y | 1 | South | YES | -0.04785 | 132 | 40 | 132 | 0 | 1.02 | GST | -1 | 0.07793 | 132 | 132 |  |  | -6.3162 | 132 | -0.07793 | -10.2868 |  |  |  |  | 0 | 0
7009 | L_LOSTPI1_3Y | 3 | South | YES | -0.048531 | 173.9 | 72 | 175 | 0 | 1 | CC | -1 | 0.078611 | 175 | 175 |  |  | -8.4929 | 175 | -0.078611 | -13.757 |  |  |  |  | 0 | 0
7008 | L_LOSTPI1_2Y | 2 | South | YES | -0.048531 | 157.7 | 107 | 160 | 0 | 1 | CC | -1 | 0.078611 | 160 | 160 |  |  | -7.765 | 160 | -0.078611 | -12.5778 |  |  |  |  | 0 | 0
7007 | L_LOSTPI1_1Y | 1 | South | YES | -0.048531 | 158.6 | 110 | 158 | 0 | 1 | CC | -1 | 0.078611 | 158 | 158 |  |  | -7.6679 | 158 | -0.078611 | -12.4206 |  |  |  |  | 0 | 0
253 | BOSQUESW804 | 2 | North | YES | 0.039132 | 80 | 0 | 80 | 0 | 1.032 | CC | 1 | 0.078857 | 80 | 80 | 3.1306 | 80 |  |  | 0.078857 | 6.3086 |  |  |  |  | 0 | 0
251 | BOSQUESW803 | 2 | North | YES | 0.039132 | 150 | 0 | 150 | 0 | 1.032 | CC | 1 | 0.078857 | 150 | 150 | 5.8698 | 150 |  |  | 0.078857 | 11.8286 |  |  |  |  | 0 | 0
7031 | L_MARSFO1G1Y | 1 | South | YES | -0.048821 | 0 | 0 | 36 |  | 1 | Hydro | -1 | 0.078901 | 0 | 0 |  |  | 0 | 0 | -0.078901 | 0 |  |  |  |  | 0 | 0
7032 | L_MARSFO1G2Y | 2 | South | YES | -0.048821 | 0 | 0 | 35 |  | 1 | Hydro | -1 | 0.078901 | 0 | 0 |  |  | 0 | 0 | -0.078901 | 0 |  |  |  |  | 0 | 0
7033 | L_MARSFO1G3Y | 3 | South | YES | -0.048821 | 0 | 0 | 36 |  | 1 | Hydro | -1 | 0.078901 | 0 | 0 |  |  | 0 | 0 | -0.078901 | 0 |  |  |  |  | 0 | 0
7809 | L_BASTEN1_3Y | 1 | South | YES | -0.048897 | 232.6 | 42 | 232.6 |  | 1.004 | CC | -1 | 0.078977 | 232.6 | 232.6 |  |  | -11.3734 | 232.6 | -0.078977 | -18.3701 |  |  |  |  | 0 | 0
7807 | L_BASTEN1_1Y | 1 | South | YES | -0.048897 | 152.5 | 83.5 | 152.5 |  | 1.004 | CC | -1 | 0.078977 | 152.5 | 152.5 |  |  | -7.4568 | 152.5 | -0.078977 | -12.044 |  |  |  |  | 0 | 0
7808 | L_BASTEN1_2Y | 1 | South | YES | -0.048897 | 149.5 | 83.5 | 149.5 |  | 1.004 | CC | -1 | 0.078977 | 149.5 | 149.5 |  |  | -7.3101 | 149.5 | -0.078977 | -11.8071 |  |  |  |  | 0 | 0
9020 | SANDHG5A | 5A | South | YES | -0.049648 | 150 | 84 | 155 | 0 | 1.0175 | CC | -1 | 0.079728 | 155 | 155 |  |  | -7.6954 | 155 | -0.079728 | -12.3579 |  |  |  |  | 0 | 0
9021 | SANDHG5C | 5C | South | YES | -0.049648 | 140 | 0 | 148 | 0 | 1.0175 | CC | -1 | 0.079728 | 148 | 148 |  |  | -7.3479 | 148 | -0.079728 | -11.7998 |  |  |  |  | 0 | 0
9016 | SANDH_G1 | 1 | South | YES | -0.049648 | 45 | 2 | 49 | 0 | 1.0175 | GGT | -1 | 0.079728 | 49 | 49 |  |  | -2.4328 | 49 | -0.079728 | -3.9067 |  |  |  |  | 0 | 0
9019 | SANDH_G4 | 4 | South | YES | -0.049648 | 0 | 2 | 47 |  | 1.0175 | GGT | -1 | 0.079728 | 47 | 47 |  |  | -2.3335 | 47 | -0.079728 | -3.7472 |  |  |  |  | 0 | 0
9017 | SANDH_G2 | 2 | South | YES | -0.049648 | 45 | 2 | 46 | 0 | 1.0175 | GGT | -1 | 0.079728 | 46 | 46 |  |  | -2.2838 | 46 | -0.079728 | -3.6675 |  |  |  |  | 0 | 0
9018 | SANDH_G3 | 3 | South | YES | -0.049648 | 45 | 2 | 46 | 0 | 1.0175 | GGT | -1 | 0.079728 | 46 | 46 |  |  | -2.2838 | 46 | -0.079728 | -3.6675 |  |  |  |  | 0 | 0
7020 | L_AUSTPL1_1Y | 1 | South | YES | -0.049963 | 0 | 0 | 8 |  | 1 | Hydro | -1 | 0.080043 | 0 | 0 |  |  | 0 | 0 | -0.080043 | 0 |  |  |  |  | 0 | 0
7020 | L_AUSTPL1_1Y | 2 | South | YES | -0.049963 | 0 | 0 | 8 |  | 1 | Hydro | -1 | 0.080043 | 0 | 0 |  |  | 0 | 0 | -0.080043 | 0 |  |  |  |  | 0 | 0
9001 | DECKR_G2 | 2 | South | YES | -0.050153 | 400 | 50 | 426 | 0 | 1.015 | GST | -1 | 0.080233 | 426 | 426 |  |  | -21.3652 | 426 | -0.080233 | -34.1794 |  |  |  |  | 0 | 0
9000 | DECKR_G1 | 1 | South | YES | -0.050153 | 280 | 50 | 321 | 0 | 1.015 | GST | -1 | 0.080233 | 321 | 321 |  |  | -16.0991 | 321 | -0.080233 | -25.7549 |  |  |  |  | 0 | 0
9005 | DECKR_G6 | 6 | South | YES | -0.050592 | 44 | 24 | 47 | 0 | 1.015 | GGT | -1 | 0.080672 | 47 | 47 |  |  | -2.3778 | 47 | -0.080672 | -3.7916 |  |  |  |  | 0 | 0
9003 | DECKR_G4 | 4 | South | YES | -0.050592 | 44 | 24 | 44 | 0 | 1.015 | GGT | -1 | 0.080672 | 44 | 44 |  |  | -2.226 | 44 | -0.080672 | -3.5496 |  |  |  |  | 0 | 0
9004 | DECKR_G5 | 5 | South | YES | -0.050592 | 44 | 24 | 44 | 0 | 1.015 | GGT | -1 | 0.080672 | 44 | 44 |  |  | -2.226 | 44 | -0.080672 | -3.5496 |  |  |  |  | 0 | 0
9002 | DECKR_G3 | 3 | South | YES | -0.050592 | 0 | 24 | 42 |  | 1.015 | GGT | -1 | 0.080672 | 42 | 42 |  |  | -2.1249 | 42 | -0.080672 | -3.3882 |  |  |  |  | 0 | 0
13432 | SANDOW_5G | 5 | South | YES | -0.056524 | 581 | 225 | 581 | 0 | 1.029 | LIGCO | -1 | 0.086604 | 0 | 581 |  |  | 0 | 0 | -0.086604 | 0 |  |  |  |  | 0 | 0
239 | BOSQUESW502 | 1 | North | YES | 0.048096 | 119.2 | 0 | 149 | 0 | 1.02 | GGT | 1 | 0.087821 | 149 | 149 | 7.1663 | 149 |  |  | 0.087821 | 13.0854 |  |  |  |  | 0 | 0
247 | BOSQUESW501 | 2 | North | YES | 0.048096 | 124.8 | 0 | 156 | 0 | 1.02 | GGT | 1 | 0.087821 | 156 | 156 | 7.503 | 156 |  |  | 0.087821 | 13.7001 |  |  |  |  | 0 | 0
238 | BOSQUESW505 | 1 | North | YES | 0.048096 | 255 | 0 | 255 | 0 | 1.02 | CC | 1 | 0.087821 | 255 | 255 | 12.2645 | 255 |  |  | 0.087821 | 22.3944 |  |  |  |  | 0 | 0
3403 | THOUSE_1G | 1 | North | YES | 0.048455 | 563 | 200 | 563 | 0 | 1.012 | GSC | 1 | 0.08818 | 563 | 563 | 27.2802 | 563 |  |  | 0.08818 | 49.6454 |  |  |  |  | 0 | 0
3404 | THOUSE_2G | 2 | North | YES | 0.048455 | 807 | 250 | 807 | 0 | 1.012 | GSC | 1 | 0.08818 | 807 | 807 | 39.1032 | 807 |  |  | 0.08818 | 71.1614 |  |  |  |  | 0 | 0
3432 | SANDOW_4G | 4 | South | YES | -0.06478 | 580 | 225 | 580 | 0 | 1.029 | LIGCO | -1 | 0.09486 | 0 | 580 |  |  | 0 | 0 | -0.09486 | 0 |  |  |  |  | 0 | 0
3416 | LAKE_CRK1_G | 1 | North | YES | 0.070568 | 60 | 33 | 75 |  | 1.029 | GST | 1 | 0.11029 | 75 | 75 | 5.2926 | 75 |  |  | 0.11029 | 8.272 |  |  |  |  | 0 | 0
3417 | LAKE_CRK2_G | 2 | North | YES | 0.070568 | 177.6 | 40 | 222 | 0 | 1.029 | GST | 1 | 0.11029 | 222 | 222 | 15.6661 | 222 |  |  | 0.11029 | 24.4851 |  |  |  |  | 0 | 0
[26 empty] | 0 | 0
[26 empty] | 0 | 0
[26 empty] | 0 | 0
[26 empty] | 0 | 0
[26 empty] | 0 | 0
[26 empty] | 0 | 0
[26 empty] | 0 | 0
[26 empty] | 0 | 0
[26 empty] | 0 | 0
[26 empty] | 0 | 0
[26 empty] | 0 | 0
[26 empty] | 0 | 0
[26 empty] | 0 | 0
[26 empty] | 0 | 0
[26 empty] | 0 | 0
[26 empty] | 0 | 0
[26 empty] | 0 | 0
[26 empty] | 0 | 0
[26 empty] | 0 | 0
[26 empty] | 0 | 0
[26 empty] | 0 | 0
[26 empty] | 0 | 0
[26 empty] | 0 | 0
[26 empty] | 0 | 0
[26 empty] | 0 | 0
[26 empty] | 0 | 0
[26 empty] | 0 | 0
[26 empty] | 0 | 0
[26 empty] | 0 | 0
[26 empty] | 0 | 0
[26 empty] | 0 | 0
[26 empty] | 0 | 0
[26 empty] | 0 | 0
[26 empty] | 0 | 0
[26 empty] | 0 | 0
[26 empty] | 0 | 0
[26 empty] | 0 | 0
[26 empty] | 0 | 0
[26 empty] | 0 | 0
[26 empty] | 0 | 0
[26 empty] | 0 | 0
[26 empty] | 0 | 0
[26 empty] | 0 | 0
[26 empty] | 0 | 0
[26 empty] | 0 | 0
[26 empty] | 0 | 0
[26 empty] | 0 | 0
[26 empty] | 0 | 0
[26 empty] | 0 | 0
[26 empty] | 0 | 0
[26 empty] | 0 | 0
[26 empty] | 0 | 0
[26 empty] | 0 | 0
[26 empty] | 0 | 0
[26 empty] | 0 | 0
[26 empty] | 0 | 0
[26 empty] | 0 | 0
[26 empty] | 0 | 0
[26 empty] | 0 | 0
[26 empty] | 0 | 0
[26 empty] | 0 | 0
[26 empty] | 0 | 0
[26 empty] | 0 | 0
[26 empty] | 0 | 0
[26 empty] | 0 | 0
[26 empty] | 0 | 0
[26 empty] | 0 | 0
[26 empty] | 0 | 0
[26 empty] | 0 | 0
[26 empty] | 0 | 0
[26 empty] | 0 | 0
[26 empty] | 0 | 0
[26 empty] | 0 | 0
[26 empty] | 0 | 0
[26 empty] | 0 | 0
[26 empty] | 0 | 0
[26 empty] | 0 | 0
[26 empty] | 0 | 0
[26 empty] | 0 | 0
[26 empty] | 0 | 0
[26 empty] | 0 | 0
[26 empty] | 0 | 0
[26 empty] | 0 | 0
[26 empty] | 0 | 0
[26 empty] | 0 | 0
[26 empty] | 0 | 0
[26 empty] | 0 | 0
[26 empty] | 0 | 0
[26 empty] | 0 | 0
[26 empty] | 0 | 0
[26 empty] | 0 | 0
[26 empty] | 0 | 0
[26 empty] | 0 | 0
[26 empty] | 0 | 0
[26 empty] | 0 | 0
[26 empty] | 0 | 0
[26 empty] | 0 | 0
[26 empty] | 0 | 0
[26 empty] | 0 | 0
[26 empty] | 0 | 0
[26 empty] | 0 | 0
[26 empty] | 0 | 0
[26 empty] | 0 | 0
[26 empty] | 0 | 0
[26 empty] | 0 | 0
[26 empty] | 0 | 0
[26 empty] | 0 | 0
[26 empty] | 0 | 0
[26 empty] | 0 | 0
[26 empty] | 0 | 0
[26 empty] | 0 | 0
[26 empty] | 0 | 0
[26 empty] | 0 | 0
[26 empty] | 0 | 0
[26 empty] | 0 | 0
[26 empty] | 0 | 0
[26 empty] | 0 | 0
[26 empty] | 0 | 0
[26 empty] | 0 | 0
[26 empty] | 0 | 0
[26 empty] | 0 | 0
[26 empty] | 0 | 0
[26 empty] | 0 | 0
[26 empty] | 0 | 0
[26 empty] | 0 | 0
[26 empty] | 0 | 0
[26 empty] | 0 | 0
[26 empty] | 0 | 0
[26 empty] | 0 | 0
[26 empty] | 0 | 0
[26 empty] | 0 | 0
[26 empty] | 0 | 0
[26 empty] | 0 | 0
[26 empty] | 0 | 0
[26 empty] | 0 | 0
[26 empty] | 0 | 0
[26 empty] | 0 | 0
[26 empty] | 0 | 0
[26 empty] | 0 | 0
[26 empty] | 0 | 0
[26 empty] | 0 | 0
[26 empty] | 0 | 0
[26 empty] | 0 | 0
[26 empty] | 0 | 0
[26 empty] | 0 | 0
[26 empty] | 0 | 0
[26 empty] | 0 | 0
[26 empty] | 0 | 0
[26 empty] | 0 | 0
[26 empty] | 0 | 0
[26 empty] | 0 | 0
[26 empty] | 0 | 0
[26 empty] | 0 | 0
[26 empty] | 0 | 0
[26 empty] | 0 | 0
[26 empty] | 0 | 0
[26 empty] | 0 | 0
[26 empty] | 0 | 0
[26 empty] | 0 | 0
[26 empty] | 0 | 0
[26 empty] | 0 | 0
[26 empty] | 0 | 0
[26 empty] | 0 | 0
[26 empty] | 0 | 0
[26 empty] | 0 | 0
[26 empty] | 0 | 0
[26 empty] | 0 | 0
[26 empty] | 0 | 0
[26 empty] | 0 | 0
[26 empty] | 0 | 0
[26 empty] | 0 | 0
[26 empty] | 0 | 0
[26 empty] | 0 | 0
[26 empty] | 0 | 0
[26 empty] | 0 | 0
[26 empty] | 0 | 0
[26 empty] | 0 | 0
[26 empty] | 0 | 0
[26 empty] | 0 | 0
[26 empty] | 0 | 0
[26 empty] | 0 | 0
[26 empty] | 0 | 0
[26 empty] | 0 | 0
[26 empty] | 0 | 0
[26 empty] | 0 | 0
[26 empty] | 0 | 0
[26 empty] | 0 | 0
[26 empty] | 0 | 0
[26 empty] | 0 | 0
[26 empty] | 0 | 0
[26 empty] | 0 | 0
[26 empty] | 0 | 0
[26 empty] | 0 | 0
[26 empty] | 0 | 0
[26 empty] | 0 | 0
[26 empty] | 0 | 0
[26 empty] | 0 | 0
[26 empty] | 0 | 0
[26 empty] | 0 | 0
[26 empty] | 0 | 0
[26 empty] | 0 | 0
[26 empty] | 0 | 0
[26 empty] | 0 | 0
[26 empty] | 0 | 0
[26 empty] | 0 | 0
[26 empty] | 0 | 0
[26 empty] | 0 | 0
[26 empty] | 0 | 0
[26 empty] | 0 | 0
[26 empty] | 0 | 0
[26 empty] | 0 | 0
[26 empty] | 0 | 0
[26 empty] | 0 | 0
[26 empty] | 0 | 0
[26 empty] | 0 | 0
[26 empty] | 0 | 0
[26 empty] | 0 | 0
[26 empty] | 0 | 0
[26 empty] | 0 | 0
[26 empty] | 0 | 0
[26 empty] | 0 | 0
[26 empty] | 0 | 0
[26 empty] | 0 | 0
[26 empty] | 0 | 0
[26 empty] | 0 | 0
[26 empty] | 0 | 0
[26 empty] | 0 | 0
[26 empty] | 0 | 0
[26 empty] | 0 | 0
[26 empty] | 0 | 0
[26 empty] | 0 | 0
[26 empty] | 0 | 0
[26 empty] | 0 | 0
[26 empty] | 0 | 0
[26 empty] | 0 | 0
[26 empty] | 0 | 0
[26 empty] | 0 | 0
[26 empty] | 0 | 0
[26 empty] | 0 | 0
[26 empty] | 0 | 0
[26 empty] | 0 | 0
[26 empty] | 0 | 0
[26 empty] | 0 | 0
[26 empty] | 0 | 0
[26 empty] | 0 | 0
[26 empty] | 0 | 0
[26 empty] | 0 | 0
[26 empty] | 0 | 0
[26 empty] | 0 | 0
[26 empty] | 0 | 0
[26 empty] | 0 | 0
[26 empty] | 0 | 0
[26 empty] | 0 | 0
[26 empty] | 0 | 0
[26 empty] | 0 | 0
[26 empty] | 0 | 0
[26 empty] | 0 | 0
[26 empty] | 0 | 0
[26 empty] | 0 | 0
[26 empty] | 0 | 0
[26 empty] | 0 | 0
[26 empty] | 0 | 0
[26 empty] | 0 | 0
[26 empty] | 0 | 0
[26 empty] | 0 | 0
[26 empty] | 0 | 0
[26 empty] | 0 | 0
[26 empty] | 0 | 0
[26 empty] | 0 | 0
[26 empty] | 0 | 0
[26 empty] | 0 | 0
[26 empty] | 0 | 0
[26 empty] | 0 | 0
[26 empty] | 0 | 0
[26 empty] | 0 | 0
[26 empty] | 0 | 0
[26 empty] | 0 | 0
[26 empty] | 0 | 0
[26 empty] | 0 | 0
[26 empty] | 0 | 0
[26 empty] | 0 | 0
[26 empty] | 0 | 0
[26 empty] | 0 | 0
[26 empty] | 0 | 0
[26 empty] | 0 | 0
[26 empty] | 0 | 0
[26 empty] | 0 | 0
[26 empty] | 0 | 0
[26 empty] | 0 | 0
[26 empty] | 0 | 0
[26 empty] | 0 | 0
[26 empty] | 0 | 0
[26 empty] | 0 | 0
[26 empty] | 0 | 0
[26 empty] | 0 | 0
[26 empty] | 0 | 0
[26 empty] | 0 | 0
[26 empty] | 0 | 0
[26 empty] | 0 | 0
[26 empty] | 0 | 0
[26 empty] | 0 | 0
[26 empty] | 0 | 0
[26 empty] | 0 | 0
[26 empty] | 0 | 0
[26 empty] | 0 | 0
[26 empty] | 0 | 0
[26 empty] | 0 | 0
[26 empty] | 0 | 0
[26 empty] | 0 | 0
[26 empty] | 0 | 0
[26 empty] | 0 | 0
[26 empty] | 0 | 0
[26 empty] | 0 | 0
[26 empty] | 0 | 0
[26 empty] | 0 | 0
[26 empty] | 0 | 0
[26 empty] | 0 | 0
[26 empty] | 0 | 0
[26 empty] | 0 | 0
[26 empty] | 0 | 0
[26 empty] | 0 | 0
[26 empty] | 0 | 0
[26 empty] | 0 | 0
[26 empty] | 0 | 0
[26 empty] | 0 | 0
[26 empty] | 0 | 0
[26 empty] | 0 | 0
[26 empty] | 0 | 0
[26 empty] | 0 | 0
[26 empty] | 0 | 0
[26 empty] | 0 | 0
[26 empty] | 0 | 0
[26 empty] | 0 | 0
[26 empty] | 0 | 0
[26 empty] | 0 | 0
[26 empty] | 0 | 0
[26 empty] | 0 | 0
[26 empty] | 0 | 0
[26 empty] | 0 | 0
[26 empty] | 0 | 0
[26 empty] | 0 | 0
[26 empty] | 0 | 0
[26 empty] | 0 | 0
[26 empty] | 0 | 0
[26 empty] | 0 | 0
[26 empty] | 0 | 0
[26 empty] | 0 | 0
[26 empty] | 0 | 0
[26 empty] | 0 | 0
[26 empty] | 0 | 0
[26 empty] | 0 | 0
[26 empty] | 0 | 0
[26 empty] | 0 | 0
[26 empty] | 0 | 0
[26 empty] | 0 | 0
[26 empty] | 0 | 0
[26 empty] | 0 | 0
[26 empty] | 0 | 0
[26 empty] | 0 | 0
[26 empty] | 0 | 0
[26 empty] | 0 | 0
[26 empty] | 0 | 0
[26 empty] | 0 | 0
[26 empty] | 0 | 0
[26 empty] | 0 | 0
[26 empty] | 0 | 0
[26 empty] | 0 | 0
[26 empty] | 0 | 0
[26 empty] | 0 | 0
[26 empty] | 0 | 0
[26 empty] | 0 | 0
[26 empty] | 0 | 0
[26 empty] | 0 | 0
[26 empty] | 0 | 0
[26 empty] | 0 | 0
[26 empty] | 0 | 0
[26 empty] | 0 | 0
[26 empty] | 0 | 0
[26 empty] | 0 | 0
[26 empty] | 0 | 0
[26 empty] | 0 | 0
[26 empty] | 0 | 0
[26 empty] | 0 | 0
[26 empty] | 0 | 0
[26 empty] | 0 | 0
[26 empty] | 0 | 0
[26 empty] | 0 | 0
[26 empty] | 0 | 0
[26 empty] | 0 | 0
[26 empty] | 0 | 0
[26 empty] | 0 | 0
[26 empty] | 0 | 0
[26 empty] | 0 | 0
[26 empty] | 0 | 0
[26 empty] | 0 | 0
[26 empty] | 0 | 0
[26 empty] | 0 | 0
[26 empty] | 0 | 0
[26 empty] | 0 | 0
[26 empty] | 0 | 0
[26 empty] | 0 | 0
[26 empty] | 0 | 0
[26 empty] | 0 | 0
[26 empty] | 0 | 0
[26 empty] | 0 | 0
[26 empty] | 0 | 0
[26 empty] | 0 | 0
[26 empty] | 0 | 0
[26 empty] | 0 | 0
[26 empty] | 0 | 0
[26 empty] | 0 | 0
[26 empty] | 0 | 0
[26 empty] | 0 | 0
[26 empty] | 0 | 0
[26 empty] | 0 | 0
[26 empty] | 0 | 0
[26 empty] | 0 | 0
[26 empty] | 0 | 0
[26 empty] | 0 | 0
[26 empty] | 0 | 0
[26 empty] | 0 | 0
[26 empty] | 0 | 0
[26 empty] | 0 | 0
[26 empty] | 0 | 0
[26 empty] | 0 | 0
[26 empty] | 0 | 0
[26 empty] | 0 | 0
[26 empty] | 0 | 0
[26 empty] | 0 | 0
[26 empty] | 0 | 0
[26 empty] | 0 | 0
[26 empty] | 0 | 0
[26 empty] | 0 | 0
[26 empty] | 0 | 0
[26 empty] | 0 | 0
[26 empty] | 0 | 0
[26 empty] | 0 | 0
[26 empty] | 0 | 0
[26 empty] | 0 | 0
[26 empty] | 0 | 0
[26 empty] | 0 | 0
[26 empty] | 0 | 0
[26 empty] | 0 | 0
[26 empty] | 0 | 0
[26 empty] | 0 | 0
[26 empty] | 0 | 0
[26 empty] | 0 | 0
[26 empty] | 0 | 0
[26 empty] | 0 | 0
[26 empty] | 0 | 0
[26 empty] | 0 | 0
[26 empty] | 0 | 0
[26 empty] | 0 | 0
[26 empty] | 0 | 0
[26 empty] | 0 | 0
[26 empty] | 0 | 0
[26 empty] | 0 | 0
[26 empty] | 0 | 0
[26 empty] | 0 | 0
[26 empty] | 0 | 0
[26 empty] | 0 | 0
[26 empty] | 0 | 0
[26 empty] | 0 | 0
[26 empty] | 0 | 0
[26 empty] | 0 | 0
[26 empty] | 0 | 0
[26 empty] | 0 | 0
[26 empty] | 0 | 0
[26 empty] | 0 | 0
[26 empty] | 0 | 0
[26 empty] | 0 | 0
[26 empty] | 0 | 0
[26 empty] | 0 | 0
[26 empty] | 0 | 0
[26 empty] | 0 | 0
[26 empty] | 0 | 0
[26 empty] | 0 | 0
[26 empty] | 0 | 0
[26 empty] | 0 | 0
[26 empty] | 0 | 0
[26 empty] | 0 | 0
[26 empty] | 0 | 0
[26 empty] | 0 | 0
[26 empty] | 0 | 0
[26 empty] | 0 | 0
[26 empty] | 0 | 0
[26 empty] | 0 | 0
[26 empty] | 0 | 0
[26 empty] | 0 | 0
[26 empty] | 0 | 0
[26 empty] | 0 | 0
[26 empty] | 0 | 0
[26 empty] | 0 | 0
[26 empty] | 0 | 0
[26 empty] | 0 | 0
[26 empty] | 0 | 0
[26 empty] | 0 | 0
[26 empty] | 0 | 0
[26 empty] | 0 | 0
[26 empty] | 0 | 0
[26 empty] | 0 | 0
[26 empty] | 0 | 0
[26 empty] | 0 | 0
[26 empty] | 0 | 0
[26 empty] | 0 | 0
[26 empty] | 0 | 0
[26 empty] | 0 | 0
[26 empty] | 0 | 0
[26 empty] | 0 | 0
[26 empty] | 0 | 0
[26 empty] | 0 | 0
[26 empty] | 0 | 0
[26 empty] | 0 | 0
[26 empty] | 0 | 0
[26 empty] | 0 | 0
[26 empty] | 0 | 0
[26 empty] | 0 | 0
[26 empty] | 0 | 0
[26 empty] | 0 | 0
[26 empty] | 0 | 0
[26 empty] | 0 | 0
[26 empty] | 0 | 0
[26 empty] | 0 | 0
[26 empty] | 0 | 0
[26 empty] | 0 | 0
[26 empty] | 0 | 0
[26 empty] | 0 | 0
[26 empty] | 0 | 0
[26 empty] | 0 | 0
[26 empty] | 0 | 0
[26 empty] | 0 | 0
[26 empty] | 0 | 0
[26 empty] | 0 | 0
[26 empty] | 0 | 0
[26 empty] | 0 | 0
[26 empty] | 0 | 0
[26 empty] | 0 | 0
[26 empty] | 0 | 0
[26 empty] | 0 | 0
[26 empty] | 0 | 0
[26 empty] | 0 | 0
[26 empty] | 0 | 0
[26 empty] | 0 | 0
[26 empty] | 0 | 0
[26 empty] | 0 | 0
[26 empty] | 0 | 0
[26 empty] | 0 | 0
[26 empty] | 0 | 0
[26 empty] | 0 | 0
[26 empty] | 0 | 0
[26 empty] | 0 | 0
[26 empty] | 0 | 0
[26 empty] | 0 | 0
[26 empty] | 0 | 0
[26 empty] | 0 | 0
[26 empty] | 0 | 0
[26 empty] | 0 | 0
[26 empty] | 0 | 0
[26 empty] | 0 | 0
[26 empty] | 0 | 0
[26 empty] | 0 | 0
[26 empty] | 0 | 0
[26 empty] | 0 | 0
[26 empty] | 0 | 0
[26 empty] | 0 | 0
[26 empty] | 0 | 0
[26 empty] | 0 | 0
[26 empty] | 0 | 0
[26 empty] | 0 | 0
[26 empty] | 0 | 0
[26 empty] | 0 | 0
[26 empty] | 0 | 0
[26 empty] | 0 | 0
[26 empty] | 0 | 0
[26 empty] | 0 | 0
[26 empty] | 0 | 0
[26 empty] | 0 | 0
[26 empty] | 0 | 0
[26 empty] | 0 | 0
[26 empty] | 0 | 0
[26 empty] | 0 | 0
[26 empty] | 0 | 0
[26 empty] | 0 | 0
[26 empty] | 0 | 0
[26 empty] | 0 | 0
[26 empty] | 0 | 0
[26 empty] | 0 | 0
[26 empty] | 0 | 0
[26 empty] | 0 | 0
[26 empty] | 0 | 0
[26 empty] | 0 | 0
[26 empty] | 0 | 0
[26 empty] | 0 | 0
[26 empty] | 0 | 0
[26 empty] | 0 | 0
[26 empty] | 0 | 0
[26 empty] | 0 | 0
[26 empty] | 0 | 0
[26 empty] | 0 | 0
[26 empty] | 0 | 0
[26 empty] | 0 | 0
[26 empty] | 0 | 0
[26 empty] | 0 | 0
[26 empty] | 0 | 0
[26 empty] | 0 | 0
[26 empty] | 0 | 0
[26 empty] | 0 | 0
[26 empty] | 0 | 0
[26 empty] | 0 | 0
[26 empty] | 0 | 0
[26 empty] | 0 | 0
[26 empty] | 0 | 0
[26 empty] | 0 | 0
[26 empty] | 0 | 0
[26 empty] | 0 | 0
[26 empty] | 0 | 0
[26 empty] | 0 | 0
[26 empty] | 0 | 0
[26 empty] | 0 | 0
[26 empty] | 0 | 0
[26 empty] | 0 | 0
[26 empty] | 0 | 0
[26 empty] | 0 | 0
[26 empty] | 0 | 0
[26 empty] | 0 | 0
[26 empty] | 0 | 0
[26 empty] | 0 | 0
[26 empty] | 0 | 0
[26 empty] | 0 | 0
[26 empty] | 0 | 0
[26 empty] | 0 | 0
[26 empty] | 0 | 0
[26 empty] | 0 | 0
[26 empty] | 0 | 0
[26 empty] | 0 | 0
[26 empty] | 0 | 0
[26 empty] | 0 | 0
[26 empty] | 0 | 0
[26 empty] | 0 | 0
[26 empty] | 0 | 0
[26 empty] | 0 | 0
[26 empty] | 0 | 0
[26 empty] | 0 | 0
[26 empty] | 0 | 0
[26 empty] | 0 | 0
[26 empty] | 0 | 0
[26 empty] | 0 | 0
[26 empty] | 0 | 0
[26 empty] | 0 | 0
[26 empty] | 0 | 0
[26 empty] | 0 | 0
[26 empty] | 0 | 0
[26 empty] | 0 | 0
[26 empty] | 0 | 0
[26 empty] | 0 | 0
[26 empty] | 0 | 0
[26 empty] | 0 | 0
[26 empty] | 0 | 0
[26 empty] | 0 | 0
[26 empty] | 0 | 0
[26 empty] | 0 | 0
[26 empty] | 0 | 0
[26 empty] | 0 | 0
[26 empty] | 0 | 0
[26 empty] | 0 | 0
[26 empty] | 0 | 0
[26 empty] | 0 | 0
[26 empty] | 0 | 0
[26 empty] | 0 | 0
[26 empty] | 0 | 0
[26 empty] | 0 | 0
[26 empty] | 0 | 0
[26 empty] | 0 | 0
[26 empty] | 0 | 0
[26 empty] | 0 | 0
[26 empty] | 0 | 0
[26 empty] | 0 | 0
[26 empty] | 0 | 0
[26 empty] | 0 | 0
[26 empty] | 0 | 0
[26 empty] | 0 | 0
[26 empty] | 0 | 0
[26 empty] | 0 | 0
[26 empty] | 0 | 0
[26 empty] | 0 | 0
[26 empty] | 0 | 0
[26 empty] | 0 | 0
[26 empty] | 0 | 0
[26 empty] | 0 | 0
[26 empty] | 0 | 0
[26 empty] | 0 | 0
[26 empty] | 0 | 0
[26 empty] | 0 | 0
[26 empty] | 0 | 0
[26 empty] | 0 | 0
[26 empty] | 0 | 0
[26 empty] | 0 | 0
[26 empty] | 0 | 0
[26 empty] | 0 | 0
[26 empty] | 0 | 0
[26 empty] | 0 | 0
[26 empty] | 0 | 0
[26 empty] | 0 | 0
[26 empty] | 0 | 0
[26 empty] | 0 | 0
[26 empty] | 0 | 0
[26 empty] | 0 | 0
[26 empty] | 0 | 0
[26 empty] | 0 | 0
[26 empty] | 0 | 0
[26 empty] | 0 | 0
[26 empty] | 0 | 0
[26 empty] | 0 | 0
[26 empty] | 0 | 0
[26 empty] | 0 | 0
[26 empty] | 0 | 0
[26 empty] | 0 | 0
[26 empty] | 0 | 0
[26 empty] | 0 | 0
[26 empty] | 0 | 0
[26 empty] | 0 | 0
[26 empty] | 0 | 0
[26 empty] | 0 | 0
[26 empty] | 0 | 0
[26 empty] | 0 | 0
[26 empty] | 0 | 0
[26 empty] | 0 | 0
[26 empty] | 0 | 0
[26 empty] | 0 | 0
[26 empty] | 0 | 0
[26 empty] | 0 | 0
[26 empty] | 0 | 0
[26 empty] | 0 | 0
[26 empty] | 0 | 0
[26 empty] | 0 | 0
[26 empty] | 0 | 0
[26 empty] | 0 | 0
[26 empty] | 0 | 0
[26 empty] | 0 | 0
[26 empty] | 0 | 0
[26 empty] | 0 | 0
[26 empty] | 0 | 0
[26 empty] | 0 | 0
[26 empty] | 0 | 0
[26 empty] | 0 | 0
[26 empty] | 0 | 0
[26 empty] | 0 | 0
[26 empty] | 0 | 0
[26 empty] | 0 | 0
[26 empty] | 0 | 0
[26 empty] | 0 | 0
[26 empty] | 0 | 0
[26 empty] | 0 | 0
[26 empty] | 0 | 0
[26 empty] | 0 | 0
[26 empty] | 0 | 0
[26 empty] | 0 | 0
[26 empty] | 0 | 0
[26 empty] | 0 | 0
[26 empty] | 0 | 0
[26 empty] | 0 | 0
[26 empty] | 0 | 0
[26 empty] | 0 | 0
[26 empty] | 0 | 0
[26 empty] | 0 | 0
[26 empty] | 0 | 0
[26 empty] | 0 | 0
[26 empty] | 0 | 0
[26 empty] | 0 | 0
[26 empty] | 0 | 0
[26 empty] | 0 | 0
[26 empty] | 0 | 0
[26 empty] | 0 | 0
[26 empty] | 0 | 0
[26 empty] | 0 | 0
[26 empty] | 0 | 0
[26 empty] | 0 | 0
[26 empty] | 0 | 0
[26 empty] | 0 | 0
[26 empty] | 0 | 0
[26 empty] | 0 | 0
[26 empty] | 0 | 0
[26 empty] | 0 | 0
[26 empty] | 0 | 0
[26 empty] | 0 | 0
[26 empty] | 0 | 0
[26 empty] | 0 | 0
[26 empty] | 0 | 0
[26 empty] | 0 | 0
[26 empty] | 0 | 0
[26 empty] | 0 | 0
[26 empty] | 0 | 0
[26 empty] | 0 | 0
[26 empty] | 0 | 0
[26 empty] | 0 | 0
[26 empty] | 0 | 0
[26 empty] | 0 | 0
[26 empty] | 0 | 0
[26 empty] | 0 | 0
[26 empty] | 0 | 0
[26 empty] | 0 | 0
[26 empty] | 0 | 0
[26 empty] | 0 | 0
[26 empty] | 0 | 0
[26 empty] | 0 | 0
[26 empty] | 0 | 0
[26 empty] | 0 | 0
[26 empty] | 0 | 0
[26 empty] | 0 | 0
[26 empty] | 0 | 0
[26 empty] | 0 | 0
[26 empty] | 0 | 0
[26 empty] | 0 | 0
[26 empty] | 0 | 0
[26 empty] | 0 | 0
[26 empty] | 0 | 0
[26 empty] | 0 | 0
[26 empty] | 0 | 0
[26 empty] | 0 | 0
[26 empty] | 0 | 0
[26 empty] | 0 | 0
[26 empty] | 0 | 0
[26 empty] | 0 | 0
[26 empty] | 0 | 0
[26 empty] | 0 | 0
[26 empty] | 0 | 0
[26 empty] | 0 | 0
[26 empty] | 0 | 0
[26 empty] | 0 | 0
[26 empty] | 0 | 0
[26 empty] | 0 | 0
[26 empty] | 0 | 0
[26 empty] | 0 | 0
[26 empty] | 0 | 0
[26 empty] | 0 | 0
[26 empty] | 0 | 0
[26 empty] | 0 | 0
[26 empty] | 0 | 0
[26 empty] | 0 | 0
[26 empty] | 0 | 0
[26 empty] | 0 | 0
[26 empty] | 0 | 0
[26 empty] | 0 | 0
[26 empty] | 0 | 0
[26 empty] | 0 | 0
[26 empty] | 0 | 0
[26 empty] | 0 | 0
[26 empty] | 0 | 0
[26 empty] | 0 | 0
[26 empty] | 0 | 0
[26 empty] | 0 | 0
[26 empty] | 0 | 0
[26 empty] | 0 | 0
[26 empty] | 0 | 0
[26 empty] | 0 | 0
[26 empty] | 0 | 0
[26 empty] | 0 | 0
[26 empty] | 0 | 0
[26 empty] | 0 | 0
[26 empty] | 0 | 0
[26 empty] | 0 | 0
[26 empty] | 0 | 0
[26 empty] | 0 | 0
[26 empty] | 0 | 0
[26 empty] | 0 | 0
[26 empty] | 0 | 0
[26 empty] | 0 | 0
[26 empty] | 0 | 0
[26 empty] | 0 | 0
[26 empty] | 0 | 0
[26 empty] | 0 | 0
[26 empty] | 0 | 0
[26 empty] | 0 | 0
[26 empty] | 0 | 0
[26 empty] | 0 | 0
[26 empty] | 0 | 0
[26 empty] | 0 | 0
[26 empty] | 0 | 0
[26 empty] | 0 | 0
[26 empty] | 0 | 0
[26 empty] | 0 | 0
[26 empty] | 0 | 0
[26 empty] | 0 | 0
[26 empty] | 0 | 0
[26 empty] | 0 | 0
[26 empty] | 0 | 0
[26 empty] | 0 | 0
[26 empty] | 0 | 0
[26 empty] | 0 | 0
[26 empty] | 0 | 0
[26 empty] | 0 | 0
[26 empty] | 0 | 0
[26 empty] | 0 | 0
[26 empty] | 0 | 0
[26 empty] | 0 | 0
[26 empty] | 0 | 0
[26 empty] | 0 | 0
[26 empty] | 0 | 0
[26 empty] | 0 | 0
[26 empty] | 0 | 0
[26 empty] | 0 | 0
[26 empty] | 0 | 0
[26 empty] | 0 | 0
[26 empty] | 0 | 0
[26 empty] | 0 | 0
[26 empty] | 0 | 0
[26 empty] | 0 | 0
[26 empty] | 0 | 0
[26 empty] | 0 | 0
[26 empty] | 0 | 0
[26 empty] | 0 | 0
[26 empty] | 0 | 0
[26 empty] | 0 | 0
[26 empty] | 0 | 0
[26 empty] | 0 | 0
[26 empty] | 0 | 0
[26 empty] | 0 | 0
[26 empty] | 0 | 0
[26 empty] | 0 | 0
[26 empty] | 0 | 0
[26 empty] | 0 | 0
[26 empty] | 0 | 0
[26 empty] | 0 | 0
[26 empty] | 0 | 0
[26 empty] | 0 | 0
[26 empty] | 0 | 0
[26 empty] | 0 | 0
[26 empty] | 0 | 0
[26 empty] | 0 | 0
[26 empty] | 0 | 0
[26 empty] | 0 | 0
[26 empty] | 0 | 0
[26 empty] | 0 | 0
[26 empty] | 0 | 0
[26 empty] | 0 | 0
[26 empty] | 0 | 0
[26 empty] | 0 | 0
[26 empty] | 0 | 0
[26 empty] | 0 | 0
[26 empty] | 0 | 0
[26 empty] | 0 | 0
[26 empty] | 0 | 0
[26 empty] | 0 | 0
[26 empty] | 0 | 0
[26 empty] | 0 | 0
[26 empty] | 0 | 0
[26 empty] | 0 | 0
[26 empty] | 0 | 0
[26 empty] | 0 | 0
[26 empty] | 0 | 0
[26 empty] | 0 | 0
[26 empty] | 0 | 0
[26 empty] | 0 | 0
[26 empty] | 0 | 0
[26 empty] | 0 | 0
[26 empty] | 0 | 0
[26 empty] | 0 | 0
[26 empty] | 0 | 0
[26 empty] | 0 | 0
[26 empty] | 0 | 0
[26 empty] | 0 | 0
[26 empty] | 0 | 0
[26 empty] | 0 | 0
[26 empty] | 0 | 0
[26 empty] | 0 | 0
[26 empty] | 0 | 0
[26 empty] | 0 | 0
[26 empty] | 0 | 0
[26 empty] | 0 | 0
[26 empty] | 0 | 0
[26 empty] | 0 | 0
[26 empty] | 0 | 0
[26 empty] | 0 | 0
[26 empty] | 0 | 0
[26 empty] | 0 | 0
[26 empty] | 0 | 0
[26 empty] | 0 | 0
[26 empty] | 0 | 0
[26 empty] | 0 | 0
[26 empty] | 0 | 0
[26 empty] | 0 | 0
[26 empty] | 0 | 0
[26 empty] | 0 | 0
[26 empty] | 0 | 0
[26 empty] | 0 | 0
[26 empty] | 0 | 0
[26 empty] | 0 | 0
[26 empty] | 0 | 0
[26 empty] | 0 | 0
[26 empty] | 0 | 0
[26 empty] | 0 | 0
[26 empty] | 0 | 0
[26 empty] | 0 | 0
[26 empty] | 0 | 0
[26 empty] | 0 | 0
[26 empty] | 0 | 0
[26 empty] | 0 | 0
[26 empty] | 0 | 0
[26 empty] | 0 | 0
[26 empty] | 0 | 0
[26 empty] | 0 | 0
[26 empty] | 0 | 0
[26 empty] | 0 | 0
[26 empty] | 0 | 0
[26 empty] | 0 | 0
[26 empty] | 0 | 0
[26 empty] | 0 | 0
[26 empty] | 0 | 0
[26 empty] | 0 | 0
[26 empty] | 0 | 0
[26 empty] | 0 | 0
[26 empty] | 0 | 0
[26 empty] | 0 | 0
[26 empty] | 0 | 0
[26 empty] | 0 | 0
[26 empty] | 0 | 0
[26 empty] | 0 | 0
[26 empty] | 0 | 0
[26 empty] | 0 | 0
[26 empty] | 0 | 0
[26 empty] | 0 | 0
[26 empty] | 0 | 0
[26 empty] | 0 | 0
[26 empty] | 0 | 0
[26 empty] | 0 | 0
[26 empty] | 0 | 0
[26 empty] | 0 | 0
[26 empty] | 0 | 0
[26 empty] | 0 | 0
[26 empty] | 0 | 0
[26 empty] | 0 | 0
[26 empty] | 0 | 0
[26 empty] | 0 | 0
[26 empty] | 0 | 0
[26 empty] | 0 | 0
[26 empty] | 0 | 0
[26 empty] | 0 | 0
[26 empty] | 0 | 0
[26 empty] | 0 | 0
[26 empty] | 0 | 0
[26 empty] | 0 | 0
[26 empty] | 0 | 0
[26 empty] | 0 | 0
[26 empty] | 0 | 0
[26 empty] | 0 | 0
[26 empty] | 0 | 0
[26 empty] | 0 | 0
[26 empty] | 0 | 0
[26 empty] | 0 | 0
[26 empty] | 0 | 0
[26 empty] | 0 | 0
[26 empty] | 0 | 0
[26 empty] | 0 | 0
[26 empty] | 0 | 0
[26 empty] | 0 | 0
[26 empty] | 0 | 0
[26 empty] | 0 | 0
[26 empty] | 0 | 0
[26 empty] | 0 | 0
[26 empty] | 0 | 0
[26 empty] | 0 | 0
[26 empty] | 0 | 0
[26 empty] | 0 | 0
[26 empty] | 0 | 0
[26 empty] | 0 | 0
[26 empty] | 0 | 0
[26 empty] | 0 | 0
[26 empty] | 0 | 0
[26 empty] | 0 | 0
[26 empty] | 0 | 0
[26 empty] | 0 | 0
[26 empty] | 0 | 0
[26 empty] | 0 | 0
[26 empty] | 0 | 0
[26 empty] | 0 | 0
[26 empty] | 0 | 0
[26 empty] | 0 | 0
[26 empty] | 0 | 0
[26 empty] | 0 | 0
[26 empty] | 0 | 0
[26 empty] | 0 | 0
[26 empty] | 0 | 0
[26 empty] | 0 | 0
[26 empty] | 0 | 0
[26 empty] | 0 | 0
[26 empty] | 0 | 0
[26 empty] | 0 | 0
[26 empty] | 0 | 0
[26 empty] | 0 | 0
[26 empty] | 0 | 0
[26 empty] | 0 | 0
[26 empty] | 0 | 0
[26 empty] | 0 | 0
[26 empty] | 0 | 0
[26 empty] | 0 | 0
[26 empty] | 0 | 0
[26 empty] | 0 | 0
[26 empty] | 0 | 0
[26 empty] | 0 | 0
[26 empty] | 0 | 0
[26 empty] | 0 | 0
[26 empty] | 0 | 0
[26 empty] | 0 | 0
[26 empty] | 0 | 0
[26 empty] | 0 | 0
[26 empty] | 0 | 0
[26 empty] | 0 | 0
[26 empty] | 0 | 0
[26 empty] | 0 | 0
[26 empty] | 0 | 0
[26 empty] | 0 | 0
[26 empty] | 0 | 0
[26 empty] | 0 | 0
[26 empty] | 0 | 0
[26 empty] | 0 | 0
[26 empty] | 0 | 0
[26 empty] | 0 | 0
[26 empty] | 0 | 0
[26 empty] | 0 | 0
[26 empty] | 0 | 0
[26 empty] | 0 | 0
[26 empty] | 0 | 0
[26 empty] | 0 | 0
[26 empty] | 0 | 0
[26 empty] | 0 | 0
[26 empty] | 0 | 0
[26 empty] | 0 | 0
[26 empty] | 0 | 0
[26 empty] | 0 | 0
[26 empty] | 0 | 0
[26 empty] | 0 | 0
[26 empty] | 0 | 0
[26 empty] | 0 | 0
[26 empty] | 0 | 0
[26 empty] | 0 | 0
[26 empty] | 0 | 0
[26 empty] | 0 | 0
[26 empty] | 0 | 0
[26 empty] | 0 | 0
[26 empty] | 0 | 0
[26 empty] | 0 | 0
[26 empty] | 0 | 0
[26 empty] | 0 | 0
[26 empty] | 0 | 0
[26 empty] | 0 | 0
[26 empty] | 0 | 0
[26 empty] | 0 | 0
[26 empty] | 0 | 0
[26 empty] | 0 | 0
[26 empty] | 0 | 0
[26 empty] | 0 | 0
[26 empty] | 0 | 0
[26 empty] | 0 | 0
[26 empty] | 0 | 0
[26 empty] | 0 | 0
[26 empty] | 0 | 0
[26 empty] | 0 | 0
[26 empty] | 0 | 0
[26 empty] | 0 | 0
[26 empty] | 0 | 0
[26 empty] | 0 | 0
[26 empty] | 0 | 0
[26 empty] | 0 | 0
[26 empty] | 0 | 0
[26 empty] | 0 | 0
[26 empty] | 0 | 0
[26 empty] | 0 | 0
[26 empty] | 0 | 0
[26 empty] | 0 | 0
[26 empty] | 0 | 0
[26 empty] | 0 | 0
[26 empty] | 0 | 0
[26 empty] | 0 | 0
[26 empty] | 0 | 0
[26 empty] | 0 | 0
[26 empty] | 0 | 0
[26 empty] | 0 | 0
[26 empty] | 0 | 0
[26 empty] | 0 | 0
[26 empty] | 0 | 0
[26 empty] | 0 | 0
[26 empty] | 0 | 0
[26 empty] | 0 | 0
[26 empty] | 0 | 0
[26 empty] | 0 | 0
[26 empty] | 0 | 0
[26 empty] | 0 | 0
[26 empty] | 0 | 0
[26 empty] | 0 | 0
[26 empty] | 0 | 0
[26 empty] | 0 | 0
[26 empty] | 0 | 0
[26 empty] | 0 | 0
[26 empty] | 0 | 0
[26 empty] | 0 | 0
[26 empty] | 0 | 0
[26 empty] | 0 | 0
[26 empty] | 0 | 0
[26 empty] | 0 | 0
[26 empty] | 0 | 0
[26 empty] | 0 | 0
[26 empty] | 0 | 0
[26 empty] | 0 | 0
[26 empty] | 0 | 0
[26 empty] | 0 | 0
[26 empty] | 0 | 0
[26 empty] | 0 | 0
[26 empty] | 0 | 0
[26 empty] | 0 | 0
[26 empty] | 0 | 0
[26 empty] | 0 | 0
[26 empty] | 0 | 0
[26 empty] | 0 | 0
[26 empty] | 0 | 0
[26 empty] | 0 | 0
[26 empty] | 0 | 0
[26 empty] | 0 | 0
[26 empty] | 0 | 0
[26 empty] | 0 | 0
[26 empty] | 0 | 0
[26 empty] | 0 | 0
[26 empty] | 0 | 0
[26 empty] | 0 | 0
[26 empty] | 0 | 0
[26 empty] | 0 | 0
[26 empty] | 0 | 0
[26 empty] | 0 | 0
[26 empty] | 0 | 0
[26 empty] | 0 | 0
[26 empty] | 0 | 0
[26 empty] | 0 | 0
[26 empty] | 0 | 0
[26 empty] | 0 | 0
[26 empty] | 0 | 0
[26 empty] | 0 | 0
[26 empty] | 0 | 0
[26 empty] | 0 | 0
[26 empty] | 0 | 0
[26 empty] | 0 | 0
[26 empty] | 0 | 0
[26 empty] | 0 | 0
[26 empty] | 0 | 0
[26 empty] | 0 | 0
[26 empty] | 0 | 0
[26 empty] | 0 | 0
[26 empty] | 0 | 0
[26 empty] | 0 | 0
[26 empty] | 0 | 0
[26 empty] | 0 | 0
[26 empty] | 0 | 0
[26 empty] | 0 | 0
[26 empty] | 0 | 0
[26 empty] | 0 | 0
[26 empty] | 0 | 0
[26 empty] | 0 | 0
[26 empty] | 0 | 0
[26 empty] | 0 | 0
[26 empty] | 0 | 0
[26 empty] | 0 | 0
[26 empty] | 0 | 0
[26 empty] | 0 | 0
[26 empty] | 0 | 0
[26 empty] | 0 | 0
[26 empty] | 0 | 0
[26 empty] | 0 | 0
[26 empty] | 0 | 0
[26 empty] | 0 | 0
[26 empty] | 0 | 0
[26 empty] | 0 | 0
[26 empty] | 0 | 0
[26 empty] | 0 | 0
[26 empty] | 0 | 0
[26 empty] | 0 | 0
[26 empty] | 0 | 0
[26 empty] | 0 | 0
[26 empty] | 0 | 0
[26 empty] | 0 | 0
[26 empty] | 0 | 0
[26 empty] | 0 | 0
[26 empty] | 0 | 0
[26 empty] | 0 | 0
[26 empty] | 0 | 0
[26 empty] | 0 | 0
[26 empty] | 0 | 0
[26 empty] | 0 | 0
[26 empty] | 0 | 0
[26 empty] | 0 | 0
[26 empty] | 0 | 0
[26 empty] | 0 | 0

## Zones
Houston | -1
North | 1
South | -1
West | 1
SET UP AREA, copy & paste values to cell B1
Source | North |  | N to H | N to W | N to S | W to N | S to N | W to S
Sink | South | Houston | -1 | 1 | -1 | -1 | 1 | -1
|  | North | 1 | 1 | 1 | -1 | -1 | -1
|  | South | -1 | 1 | -1 | -1 | 1 | -1
|  | West | 1 | -1 | 1 | 1 | -1 | 1
|  | Source | North | North | North | West | South | West
|  | Sink | Houston | West | South | North | North | South

## Tech
Number of Bus | Name of Bus | Tech Type
238 | BOSQUESW505 | CC
239 | BOSQUESW502 | GGT
244 | WHITNYDM01 | Hydro
245 | WHITNYDM02 | Hydro
247 | BOSQUESW501 | GGT
251 | BOSQUESW803 | CC
253 | BOSQUESW804 | CC
332 | RWMILLER01 | GST
333 | RWMILLER02 | GST
334 | RWMILLER03 | GST
335 | RWMILLER04 | GST
336 | RWMILLER05 | GST
344 | MRSSHPRD | Hydro
345 | MRSSHPRD01 | Hydro
366 | JNSNCNTY802 | Cogen
367 | JNSNCNTY802 | Cogen
503 | NTHTEXAS01 | GST
504 | NTHTEXAS02 | GST
505 | NTHTEXAS03 | GST
580 | JCKCNTY801 | CC
581 | JCKCNTY802 | CC
582 | JCKCNTY803 | CC
728 | WOLFRIDGE801 | Wind
837 | NEWMAN_G5 | GST
842 | OLINGER_G1 | GST
843 | OLINGER_G2 | GST
844 | OLINGER_G3 | GST
845 | OLINGER_G4 | GGT
923 | SPENCER_G4 | GST
924 | SPENCER_G5 | GST
948 | STEAM1 | GST
949 | STEAM2 | GST
950 | STEAM3 | GST
990 | GIBN_CREK_G1 | LIGCO
1002 | PBCTAGE_1G | GGT
1003 | PBCTBGE_2G | GGT
1004 | PBCTCGE_3G | GGT
1005 | PBCTDGE_4G | GGT
1006 | PBCTEGE_5G | GGT
1007 | PB5GEN_6G | GST
1008 | PB6GEN_7G | GST
1037 | MORGAN5G_5G | GST
1039 | MRGNAG_1G | GGT
1040 | MRGNBG_2G | GGT
1041 | MRGNCG_3G | GGT
1042 | MRGNDG_4G | GGT
1043 | MRGNEG_5G | GGT
1044 | MRGNFG_6G | GGT
1045 | CALENG1G_1G | Cogen
1046 | CALENG2G_2G | Cogen
1047 | CALENG3G_3G | Cogen
1058 | LONGSHORE_5 | Wind
1058 | LONGSHORE_5 | Wind
1061 | CIELOGEN_1G | Wind
1062 | CIELOGEN_2G | Wind
1068 | SCURRYCW_1G | Wind
1069 | KINDERMG_1G | Cogen
1070 | KINDERMG_2G | Cogen
1071 | KINDERMG_3G | Cogen
1073 | SCURRYCW_2G | Wind
1320 | BSP 1 | Cogen
1326 | STANTONW_8 | Wind
1327 | WILDHRSE_1G | Wind
1328 | OCOTILLO_1G | Wind
1333 | MCDDONAL_8 | Wind
1343 | TRENTIPP_8 | Wind
1349 | WESTXWIN_1G | Wind
1350 | NWPWRG1_1G | Wind
1354 | AEPWIND_8 | Wind
1360 | GUNSIGHT_8 | Wind
1416 | SWETWATR_1G | CC
1417 | SWETWATR_2G | CC
1418 | SWETWATR_3G | CC
1419 | SWETWATR_4G | CC
1432 | GRHAMSES_2G | GST
1433 | GRHAMSES_1G | GST
1437 | MESQUITW_1G | Wind
1438 | MESQUITW_2G | Wind
1442 | COKFIELD_5 | Wind
1453 | WCPWRCO_1G | CC
1454 | WCPWRCO_2G | CC
1455 | WCPWRCO_3G | CC
1479 | WFCOGEN_1G | Cogen
1479 | WFCOGEN_1G | Cogen
1482 | WFCOGEN_2G | Cogen
1482 | WFCOGEN_2G | Cogen
1600 | BARTNWND_1G | Wind
1643 | SLSTR1PP_1G | Wind
1675 | PEC_1G | Cogen
1676 | PEC_2G | Cogen
1677 | PEC_3G | Cogen
1678 | LAMARPWR_1G | CC
1679 | LAMARPWR_2G | CC
1680 | LAMARPWR_3G | CC
1681 | LAMARPWR_4G | CC
1682 | LAMARPWR_5G | CC
1683 | LAMARPWR_6G | CC
1687 | VALLEY_1G | GST
1688 | VALLEY_2G | GSC
1689 | VALLEY_3G | GST
1701 | MOSES_1G | LIGCO
1702 | MOSES_2G | LIGCO
1703 | MOSES_3G | LIGCO
1861 | EAGLEMNT_1G | GST
1862 | EAGLEMNT_2G | GST
1863 | EAGLEMNT_3G | GST
1877 | WLFHOLW_1G | CC
1878 | WLFHOLW_2G | CC
1879 | WLFHOLW_3G | CC
1889 | DECRDOVA_1G | GSC
1892 | DECRDOVA_2G | GGT
1893 | DECRDOVA_3G | GGT
1894 | DECRDOVA_4G | GGT
1895 | DECRDOVA_5G | GGT
1898 | COMCHEPK_1G | Nuc
1899 | COMCHEPK_2G | Nuc
1937 | MDLTHELP_5G | CC
1938 | MDLTHELP_6G | CC
1941 | MDLTHELP_1G | CC
1942 | MDLTHELP_2G | CC
1943 | MDLTHELP_3G | CC
1944 | MDLTHELP_4G | CC
1947 | HANDLEY_3G | GST
1948 | HANDLEY_4G | GST
1949 | HANDLEY_5G | GST
2371 | COLLIN_1G | GST
2381 | NTHLK1_G | GST
2382 | NTHLK2_G | GST
2383 | NTHLK3_G | GST
2413 | MTCK6_G | GST
2414 | MTCK7_G | GST
2417 | MTCK8_G | GSC
2451 | LKHB1_G | GST
2452 | LKHB2_G | GST
3097 | MARTLAKE_1G | LIGCO
3098 | MARTLAKE_2G | LIGCO
3099 | MARTLAKE_3G | LIGCO
3107 | STRYKER_1G | GST
3108 | STRYKER_2G | GST
3126 | TRINIDAD_6G | GST
3309 | ASPN_G | Bio
3348 | CHAMPION_1G | Cogen
3381 | BBRN_1G | LIGCO
3382 | BBRN_2G | LIGCO
3403 | THOUSE_1G | GSC
3404 | THOUSE_2G | GSC
3416 | LAKE_CRK1_G | GST
3417 | LAKE_CRK2_G | GST
3432 | SANDOW_4G | LIGCO
5026 | BRAUNIG_VHB1 | GST
5027 | BRAUNIG_VHB2 | GST
5028 | BRAUNIG_VHB3 | GST
5111 | CALAVER_JTD1 | LIGCO
5112 | CALAVER_JTD2 | LIGCO
5264 | LEON_LCP3G3 | GST
5265 | LEON_LCP4G4 | GST
5266 | LEON_LCPCT1 | GGT
5267 | LEON_LCPCT2 | GGT
5268 | LEON_LCPCT3 | GGT
5269 | LEON_LCPCT4 | GGT
5396 | CALAVER_OWS1 | GST
5397 | CALAVER_OWS2 | GST
5401 | CALAVER_JKS1 | LIGCO
5436 | TUTTL_WBT1G1 | GST
5438 | TUTTL_WBT3G3 | GST
5439 | TUTTL_WBT4G4 | GST
5476 | BRA_AVR1_CT1 | CC
5477 | BRA_AVR1_ST | CC
5478 | BRA_AVR1_CT2 | CC
5503 | RAYBURNGEN3 | GST
5505 | RAYBURNGEN1 | GGT
5506 | RAYBURNGEN2 | GGT
5508 | RAYBURNCC9 | CC
5509 | RAYBURNCC10 | CC
5511 | RAYBURNCC7 | CC
5512 | RAYBURNCC8 | CC
5728 | FALCONHYDRO2 | Hydro
5729 | FALCONHYDRO3 | Hydro
5890 | PEARSALLGEN1 | GST
5891 | PEARSALLGEN2 | GST
5892 | PEARSALLGEN3 | GST
5903 | SANMIGUELGEN | LIGCO
5911 | STP_GN1___1 | Nuc
5912 | STP_GN2___2 | Nuc
5920 | WELSHDC1 | DCTie
5925 | DCEAST | DCTie
5932 | SI_RAY9 | CC
5933 | SI_RAY6 | GST
5934 | SI_RAY5 | GST
5935 | SI_RAY10 | CC
6016 | SWMESA | Wind
6096 | NORTHDC7 | DCTie
6100 | OKLA7A | DCTie
6144 | MCADOO1A | Wind
6407 | TURKTRAK1A | Wind
6637 | SNYDERW1A | Wind
6752 | OKLA0A | LIGCO
6948 | DENISNDM | Hydro
6948 | DENISNDM | Hydro
7000 | L_FERGUS1_1Y | GSC
7004 | L_SIMGID1_1Y | GST
7005 | L_SIMGID1_2Y | GST
7006 | L_SIMGID1_3Y | GST
7007 | L_LOSTPI1_1Y | CC
7008 | L_LOSTPI1_2Y | CC
7009 | L_LOSTPI1_3Y | CC
7010 | L_FPPYD11_1Y | LIGCO
7011 | L_FPPYD11_2Y | LIGCO
7012 | L_FPPYD21_3Y | LIGCO
7014 | L_HAYSEN1_1Y | CC
7015 | L_HAYSEN1_2Y | CC
7016 | L_HAYSEN1_3Y | CC
7017 | L_HAYSEN1_4Y | CC
7020 | L_AUSTPL1_1Y | Hydro
7020 | L_AUSTPL1_1Y | Hydro
7022 | L_BUCHAN1_1Y | Hydro
7023 | L_BUCHAN1_2Y | Hydro
7024 | L_BUCHAN1_3Y | Hydro
7026 | L_INKSDA1_1Y | Hydro
7028 | L_MARBFA1_1Y | Hydro
7029 | L_MARBFA1_2Y | Hydro
7031 | L_MARSFO1G1Y | Hydro
7032 | L_MARSFO1G2Y | Hydro
7033 | L_MARSFO1G3Y | Hydro
7035 | L_WIRTZ_1G1Y | Hydro
7036 | L_WIRTZ_1G2Y | Hydro
7038 | L_DELAWA1_1Y | Wind
7038 | L_DELAWA1_1Y | Wind
7303 | L_WPPGS12_1Y | GGT
7303 | L_WPPGS12_1Y | GGT
7305 | L_WPPGS34_1Y | GGT
7305 | L_WPPGS34_1Y | GGT
7487 | L_CANYHY8_1Y | Hydro
7605 | L_MCQUEE9_1Y | Hydro
7605 | L_MCQUEE9_1Y | Hydro
7605 | L_MCQUEE9_1Y | Hydro
7609 | L_SCHUMA8_1Y | Hydro
7624 | L_LAKEWO9_1Y | Hydro
7624 | L_LAKEWO9_1Y | Hydro
7800 | L_GUADGE1_1Y | CC
7801 | L_GUADGE1_2Y | CC
7802 | L_GUADGE1_3Y | CC
7803 | L_GUADGE1_4Y | CC
7804 | L_GUADGE1_5Y | CC
7805 | L_GUADGE1_6Y | CC
7807 | L_BASTEN1_1Y | CC
7808 | L_BASTEN1_2Y | CC
7809 | L_BASTEN1_3Y | CC
7810 | L_RIONOG1G1Y | CC
7811 | L_RIONOG1G2Y | CC
7812 | L_RIONOG1G3Y | CC
7813 | L_RIONOG1S1Y | CC
8032 | AMISTADHYD1 | Hydro
8033 | AMISTADHYD2 | Hydro
8048 | FALCONHYDRO1 | Hydro
8066 | DUP1V#1 | Cogen
8134 | FOR #1 | Cogen
8138 | FOR #2 | Cogen
8139 | JOS #1 | GST
8147 | UCAR #2 | Cogen
8148 | UCAR #1 | Cogen
8153 | FOR #3 | Cogen
8154 | FOR #4 | Cogen
8155 | FOR #5 | Cogen
8156 | FOR #6 | Cogen
8157 | FOR #7 | Cogen
8161 | COLETO0A | LIGCO
8173 | VICEC51A | CC
8174 | VICEC61A | CC
8189 | CUECPL2A | Cogen
8262 | ELPS | Hydro
8285 | LAR #1 | GST
8287 | LAR #2 | GST
8288 | LAR #3 | GST
8388 | BATES0A | GST
8393 | BATES0B | GST
8437 | NUECES_B0C | GST
8438 | NUECES_B0B | GST
8442 | NBEC7 | GST
8442 | NBEC7 | GST
8456 | COSW#1 | Cogen
8457 | COSW#2 | Cogen
8459 | B_DAVIS0B | GSC
8460 | B_DAVIS0A | GSC
8461 | KOCH_UP0A | Cogen
8506 | VAL #1 | Cogen
8507 | VAL #2 | Cogen
8511 | OXY_CC0A | Cogen
8517 | CELANEBI0A | Cogen
8560 | CNOPGT1 | Cogen
8561 | CNOPGT2 | Cogen
8562 | CNOPST1 | Cogen
8926 | LGE_GT10A | Cogen
8927 | LGE_GT20A | Cogen
8928 | LGE_STG0A | Cogen
8930 | ICPGN10A | Cogen
8931 | ICPGN20A | Cogen
8932 | ICPGN30A | Cogen
8933 | FGNTS001 | CC
8934 | FGNTS101 | CC
8935 | FGNTS201 | CC
8936 | MVGN#1 | CC
8937 | MVGN#2 | CC
8938 | MVGN#3 | CC
8981 | HECN1 | CC
8982 | HECN2 | CC
8983 | HECN3 | CC
9000 | DECKR_G1 | GST
9001 | DECKR_G2 | GST
9002 | DECKR_G3 | GGT
9003 | DECKR_G4 | GGT
9004 | DECKR_G5 | GGT
9005 | DECKR_G6 | GGT
9016 | SANDH_G1 | GGT
9017 | SANDH_G2 | GGT
9018 | SANDH_G3 | GGT
9019 | SANDH_G4 | GGT
9020 | SANDHG5A | CC
9021 | SANDHG5C | CC
11001 | NAV1CT | CC
11009 | NAV2CT | CC
11011 | NAV3ST | CC
11012 | NAV4CT | CC
11013 | NAV5CT | CC
11014 | NAV6ST | CC
11020 | TIEHVSG_1G | CC
11021 | TIEHVCG_1G | CC
11022 | TIEHVCG_2G | CC
11023 | TIEHVCG_3G | CC
11024 | TIEHVCG_4G | CC
11025 | TIEHVSG_2G | CC
11056 | ROSCOE_1G | Wind
11057 | CHAMPION_1G | Wind
11058 | PYRON_1G | Wind
11059 | INADALE_1G | Wind
11065 | ELBOWCK_1G | Wind
11147 | NOTREES_1G | Wind
11309 | BULLCREK_2G | Wind
11310 | BULLCREK_1G | Wind
11320 | COYOTE_1G | Wind
11691 | KMICHICT1_G | CC
11692 | KMICHICT2_G | CC
11693 | KMICHIST3_G | CC
11694 | KMICHICT4_G | CC
11695 | KMICHICT5_G | CC
11696 | KMICHIST6_G | CC
12322 | ENNSTRAC_1G | CC
12323 | ENNSTRAC_2G | CC
12411 | FPLEFR1A_G | CC
12412 | FPLEFR1B_G | CC
12413 | FPLEFR1C_G | CC
12414 | FPLEFR1S_G | CC
12421 | FPLEFR2A_G | CC
12422 | FPLEFR2B_G | CC
12423 | FPLEFR2C_G | CC
12424 | FPLEFR2S_G | CC
12440 | PARKD_1SVC8 | GST
12449 | PARKD_2SVC8 | GST
13116 | TGATEWAY_1G | CC
13117 | TGATEWAY_2G | CC
13118 | TGATEWAY_3G | CC
13119 | TGATEWAY_4G | CC
13131 | CALFREST_1G | CC
13132 | CALFREST_2G | CC
13133 | CALFREST_3G | CC
13134 | CALFREST_4G | CC
13135 | CALFREST_5G | CC
13136 | CALFREST_6G | CC
13432 | SANDOW_5G | LIGCO
32798 | BRYN_TAMUGEN | GST
32883 | BRYN_DNSBY3 | GST
32884 | BRYN_DNSBY13 | GST
32886 | BRYN_ATKINS3 | GST
32887 | BRYN_ATKINS6 | GST
32888 | BRYN_ATKINS7 | GGT
32890 | BRYN_ATKINS4 | GST
32891 | BRYN_ATKINS5 | GST
32892 | BRYN_DNSBY14 | GST
36998 | RDCNYNG1 | Wind
38332 | TNWDWRDU2_8 | Wind
38437 | TNSRBNMESA9 | Wind
38580 | TNBP_CGN1_8 | Cogen
38590 | TNBP_CGN2_8 | Cogen
38600 | TNBP_CGN3_8 | Cogen
38611 | TNBPAMCG1_8 | Cogen
38612 | TNBPAMCG2_8 | Cogen
38613 | TNBPAMCG3_8 | Cogen
38614 | TNBPAMCG4_8 | Cogen
38615 | TNBPAMCG5_8 | Cogen
38690 | TNBP_CGN4_8 | Cogen
38711 | TNTXCTY1CG8 | Cogen
38712 | TNTXCTY2CG8 | Cogen
38713 | TNTXCTY3CG8 | Cogen
38714 | TNTXCTY4CG8 | Cogen
39190 | TNSLCGN1__8 | Cogen
39470 | TNDOWCGNSG8 | Cogen
39480 | TNDOWCGNGG8 | Cogen
39760 | TNSCLP1___8 | Cogen
39770 | TNSCLP2___8 | Cogen
39775 | TNSCLP4___8 | Cogen
39790 | TNSCLP3___8 | Cogen
39960 | TNTNPONE_18 | LIGCO
39970 | TNTNPONE_28 | LIGCO
48500 | APD_GT1_8005 | Cogen
48510 | AK_GT1__8040 | Cogen
48511 | LPE_GT1_8070 | GGT
48512 | LPE_GT2_8075 | GGT
48513 | LPE_GT3_8080 | GGT
48514 | LPE_GT4_8085 | GGT
48520 | BSF_GT1_8070 | Cogen
48520 | BSF_GT1_8070 | Cogen
48521 | BVE_GT1_GT1 | CC
48522 | BVE_GT2_5035 | CC
48523 | BVE_ST1_GN1 | CC
48531 | BYU_GT1_8075 | Cogen
48532 | BYU_GT2_8055 | Cogen
48533 | BYU_GT3_8060 | Cogen
48534 | BYU_GT4_8065 | Cogen
48551 | CAL_GT1_8045 | Cogen
48552 | CAL_ST1_8000 | Cogen
48561 | CTL_GT2_8130 | Cogen
48562 | CTL_GT3_8135 | Cogen
48563 | CTL_GT4_8140 | Cogen
48564 | CTL_GN1_8145 | Cogen
48565 | CTL_GN2_8155 | Cogen
48581 | CBY_GN1_1 | GSC
48582 | CBY_GN2_2 | GSC
48583 | CBY_GT4_1 | GSC
48584 | CBY_GT4_2 | CC
48585 | CBY_ST4_1 | CC
48591 | CHE_GT2_5030 | Cogen
48593 | CHE_GT1_8015 | Cogen
48594 | CHE_GN4_8025 | Cogen
48595 | BTE_GT2_8075 | CC
48596 | BTE_GT3_8045 | CC
48597 | BTE_GT4_8055 | CC
48598 | BTE_ST1_8070 | CC
48611 | DIB_GT1_8080 | Cogen
48612 | DIB_GT2_8075 | Cogen
48613 | DIB_ST1_8085 | Cogen
48614 | DIB_GT3_8090 | Cogen
48641 | DPEC_GT15040 | CC
48642 | DPEC_GT25025 | CC
48643 | DPEC_GT35010 | CC
48644 | DPEC_GT45070 | CC
48645 | DPEC_ST55065 | CC
48651 | EP_1_2 | Cogen
48651 | EP_1_2 | Cogen
48671 | FTR_GT1_5105 | CC
48672 | FTR_GT2_5110 | CC
48673 | FTR_GT3_5085 | CC
48674 | FTR_CN4_5095 | CC
48690 | GBY_GN5_5 | GSC
48691 | GBY_73741085 | GGT
48691 | GBY_73741085 | GGT
48692 | GBY_81821075 | GGT
48692 | GBY_81821075 | GGT
48693 | GBY_83841065 | GGT
48693 | GBY_83841065 | GGT
48721 | LEG_1___1 | LIGCO
48722 | LEG_2___2 | LIGCO
48730 | MNS_GT | Cogen
48731 | CBE_GT1 | CC
48732 | CBE_GT2 | CC
48733 | CBE_ST12 | CC
48734 | CBE_GT3 | CC
48735 | CBE_GT4 | CC
48736 | CBE_ST34 | CC
48740 | PSG_GN2_8050 | Cogen
48741 | PSG_GT2_8040 | Cogen
48742 | PSG_GT3_8060 | Cogen
48761 | PR_GT1__9040 | Cogen
48772 | PHR_GN2_2 | GSC
48791 | PSA_GT1_8160 | Cogen
48792 | PSA_GT2_8155 | Cogen
48793 | PSA_GT3_8150 | Cogen
48794 | PSA_GT4_8145 | Cogen
48795 | PSA_GT5_8140 | Cogen
48796 | PSA_GN1_8165 | Cogen
48797 | PSA_GT6_8135 | Cogen
48811 | CVC_GT3_5045 | Cogen
48812 | CVC_GT2_5020 | Cogen
48813 | CVC_GT1_5035 | Cogen
48814 | CVC_ST5_5040 | Cogen
48815 | CVC_GT4_8005 | Cogen
48820 | SHELLG1_3015 | Cogen
48821 | SHELLG2 | Cogen
48822 | SHELLG3_3020 | Cogen
48822 | SHELLG3_3020 | Cogen
48841 | SJS_GT1_GT1 | Cogen
48842 | SJS_GT2_GT2 | Cogen
48845 | SOL_GT1 | Solar
48851 | SRB_GN1_1 | GST
48852 | SRB_GN2_2 | GST
48853 | SRB_GN3_3 | GST
48854 | SRB_GN4_4 | GST
48855 | SRB_GT211035 | GGT
48855 | SRB_GT211035 | GGT
48873 | THW_ST3_ST_3 | CC
48874 | THW_ST4_ST_4 | CC
48875 | THW_3132 | CC
48875 | THW_3132 | CC
48877 | THW_3334 | CC
48877 | THW_3334 | CC
48879 | THW_4142 | CC
48879 | THW_4142 | CC
48881 | THW_4344 | CC
48881 | THW_4344 | CC
48883 | THW_GT1_GT_1 | GGT
48885 | THW_5152 | GGT
48885 | THW_5152 | GGT
48886 | THW_5354 | GGT
48886 | THW_5354 | GGT
48887 | THW_5556 | GGT
48887 | THW_5556 | GGT
48911 | TGF_GT1_8000 | Cogen
48921 | WAP_GN1_1 | GST
48922 | WAP_GN2_2 | GST
48923 | WAP_GN3_3 | GST
48924 | WAP_GN4_4 | GSC
48925 | WAP_GN5_5 | LIGCO
48926 | WAP_GN6_6 | LIGCO
48927 | WAP_GN7_7 | LIGCO
48928 | WAP_GN8_8 | LIGCO
48929 | WAPGT21_GT1 | GGT
48940 | WARVUE_GT1 | Cogen
49803 | EXN_15GT | Cogen
49804 | EXN_16GT | Cogen
49805 | EXN_17GT | Cogen
49826 | EXN938GT | Cogen
49828 | EXN941GT | Cogen
49829 | EXN942GT | Cogen
49830 | EXN943GT | Cogen
49831 | EXN944GT | Cogen
49832 | EXN945GT | Cogen
49837 | EXN_GT | Cogen
49838 | EXN_14GT | Cogen
49851 | DOW17000 | Cogen
49858 | DOW38100 | Cogen
49859 | DOW38200 | Cogen
49860 | DOW38300 | Cogen
49862 | DOW39100 | Cogen
49863 | DOW39200 | Cogen
49865 | DOW41000 | Cogen
49866 | DOW42000 | Cogen
49869 | DOW49000 | Cogen
49870 | DOW61000 | Cogen
49871 | DOW62000 | Cogen
49872 | DOW63000 | Cogen
49873 | DOW64000 | Cogen
49876 | DOW65000 | Cogen
49877 | DOW66000 | Cogen
49878 | DOW67000 | Cogen
49882 | DOW81000 | Cogen
49884 | DOW82000 | Cogen
49885 | DOW83000 | Cogen
49886 | DOW84000 | Cogen
58909 | PEARSALLSCG1 | Diesel
58909 | PEARSALLSCG1 | Diesel
58909 | PEARSALLSCG1 | Diesel
58909 | PEARSALLSCG1 | Diesel
58909 | PEARSALLSCG1 | Diesel
58909 | PEARSALLSCG1 | Diesel
58919 | PEARSALLSCG2 | Diesel
58919 | PEARSALLSCG2 | Diesel
58919 | PEARSALLSCG2 | Diesel
58919 | PEARSALLSCG2 | Diesel
58919 | PEARSALLSCG2 | Diesel
58919 | PEARSALLSCG2 | Diesel
58929 | PEARSALLSCG3 | Diesel
58929 | PEARSALLSCG3 | Diesel
58929 | PEARSALLSCG3 | Diesel
58929 | PEARSALLSCG3 | Diesel
58929 | PEARSALLSCG3 | Diesel
58929 | PEARSALLSCG3 | Diesel
58949 | PEARSALLSCG4 | Diesel
58949 | PEARSALLSCG4 | Diesel
58949 | PEARSALLSCG4 | Diesel
58949 | PEARSALLSCG4 | Diesel
58949 | PEARSALLSCG4 | Diesel
58949 | PEARSALLSCG4 | Diesel
60000 | DSKY2 | Wind
60003 | KING_NE1A | Wind
60005 | KING_SE1A | Wind
60007 | KING_SW1A | Wind
60016 | WOODWRD11A | Wind
60017 | ORNNWP1 | Wind
60018 | DSKY1 | Wind
60019 | KING_NW1A | Wind
60057 | CALLAHAN1A | Wind
60058 | BUFF_GAP1A | Wind
60060 | CIRELLO | Wind
60063 | BUFF_GAP1B | Wind
60066 | H_HOLLOW1A | Wind
60068 | HHOLLOW21A | Wind
60070 | HHOLLOW31A | Wind
60072 | HHOLLOW41A | Wind
60081 | WHRLWIND1A | Wind
60201 | RIO DRCS | AVR
60202 | FRNDDRCS | AVR
71051 | L_BITTCR1_1N | Wind
71054 | L_SWEETW1_1N | Wind
71057 | L_SWEETW1_2N | Wind
71059 | L_SWEETW1_3N | Wind
71060 | L_SWEETW1_4N | Wind
71061 | L_SWEETW1_5N | Wind
76031 | L_GASCCR1_1N | Wind
76091 | L_DIVIDE1_1N | Wind
76095 | L_CAPRSI1_1N | Wind
76096 | L_CAPRSI1_2N | Wind
76097 | L_CAPRGE1_1N | Wind
80003 | MILHWYS | AVR
80012 | LAR | DCTie
80051 | FOR #8 | Cogen
80052 | FOR #9 | Cogen
80053 | FOR #10 | Cogen
80080 | GWINDT11A | Wind
80080 | GWINDT11A | Wind
80080 | GWINDT11A | Wind
80080 | GWINDT11A | Wind
80081 | GWINDT21A | Wind
80081 | GWINDT21A | Wind
80081 | GWINDT21A | Wind
80081 | GWINDT21A | Wind
80137 | CSDR89 | DCTie
80137 | CSDR89 | DCTie
80138 | CSDR7 | DCTie
80139 | CSDR56 | DCTie
80139 | CSDR56 | DCTie
80140 | CSDR11 | DCTie
80180 | PNSCALT11A | Wind
80180 | PNSCALT11A | Wind
80181 | PNSCALT21A | Wind
80181 | PNSCALT21A | Wind
80223 | REYSHR G | Cogen
80224 | VISTRONG1 | Cogen
80225 | VISTRONG2 | Cogen
80226 | ALCOA G | Cogen
80227 | AIRCO G | Cogen
80263 | B_DAVIS31A | CC
80264 | B_DAVIS41A | CC
80265 | LARECU40A | GGT
80266 | LARECU50A | GGT
86104 | CID-138 | DCTie
86105 | CID-230 | DCTie
86106 | CUF-230 | DCTie
86107 | CUF-138 | DCTie
88198 | BEEVILLE | AVR
88253 | HAMILTON | BLT
88299 | ZAPATA | BLT
88508 | FALFURRI | AVR