## Set up
Step 1 | Go to the Zones worksheet in this workbook. Make sure that the source and sink zones are set correctly and the "1"s and "-1"s are correct |  | Summary of Key Data points | Value
File Description: Cont_ TempleSS to LakeCreek and TemplePEC to Tradinghouse OL_ Evant to Goldthwaite
Step 2 | Open Dennis' file that needs to have the data transferred, same file that is listed in cell K27 |  | Number of units | 645
|  |  | Dec PTDF cutoff point | 258
Step 3 | Copy columns J:X from an old Dennis' Sheet to the new sheet (if first round of a new alaysis) |  | Dec PTDF cutoff unit | FTR_CN4_5095
|  |  | Dec 10% unit | COYOTE_1G
Step 4 | Mark the contingencies and monitored element set by a "y" in column K of Dennis' sheet, if there are a match on the filename use something to make unique |  | Dec max cumltv zone impact - cumltv zone share | 0.07617
|  |  | Dec max cumltv zone impact - cumltv zone share pt | 140
Step 5 | Enter Dennis' file name into cell K27 |  | Dec max cumltv zone impact - cumltv zone share unit | WOLFRIDGE801
|  |  | North Zonal weighted AWGSF | 0.016016
Step 6 | click the step one button |  | South Zonal weighted AWGSF | -0.02331
|  |  | Inc PTDF cutoff point | 387
Step 7 | Enter the line ratings in Dennis' workbook, the Input worksheet, in the cells |  | Inc PTDF cutoff unit | TNSLCGN1__8
| X6:X30, or to the end of the selected list. |  | Inc 10% unit | L_SIMGID1_3Y
|  |  | Inc max cumltv zone impact - cumltv zone share | 0.12961
Step 8 | Check to see that the number of generators in Dennis' file matches the length |  | Inc max cumltv zone impact - cumltv zone share pt | 193
| of the formulas in columns L:V (Distributed Slack - Dec) have been copied through to the apporpriate number of rows |  | Inc max cumltv zone impact - cumltv zone share unit | LARECU50A
| If Dennis' sheet data is less than this file then clear any old unit data in columns A:K of this workbook to match the correct leng |  | North Zonal weighted AWGSF | 0.016016
| It is only necessary to match the Distributed Slack - Dec worksheet. |  | South Zonal weighted AWGSF | -0.02331
|  |  | Min of zone correlation | 0.016016
Step 9 | Click the step 2 button |  | Bounary gen in South Zone | 0
| The last file saved will still be open, yopu will need to close this file. |  | Bounary gen in soucre zone as % of line | 0%
| This sheet willno longer be open. |  | Bounary gen in North Zone | 0
|  |  | Bounary gen in soucre zone as % of line | 0
|  |  | OL element line rating | 128
|  |  | North Zonal weighted AWGSF | 0.016016
|  | NS_043009automation.xls | South Zonal weighted AWGSF | -0.02331
Copy Dennis' data step 1
Copy Dennis' Data Step 2

## Distributed Slack - Dec
Number of Bus | Name of Bus | ID | Area Name of Gen | AGC | P Sensitivity of Bus | Gen MW | Min MW | Max MW | V Sensitivity of Bus | Set Volt | Tech Type | Zone Impact | Zone Correlation | Inc Max | Dec Max | Souce S.F. Weighting | Souce Capacity | Sink S.F. Weighting | Sink Capacity | PTDF Calc | PTDF Weighting | Cumulative Share of Zonal Cap | Cumulative Share of Zonal Impact | Cont_ TempleSS to LakeCreek and TemplePEC to Tradinghouse OL_ Evant to Goldthwaite |  | i_PTDF_DEC_pt | 258 |  | WOLFRIDGE801 | Unit at max
60057 | CALLAHAN1A | 1 | West | YES | 0.036353 | 22.8 | 0 | 114 | 0 | 1.04 | Wind | 1 | 0.059663 | 0 | 114 |  |  |  |  | 0.059663 | 6.8016 | 0.0027311 | 0.0037708 |  |  | i_10pctunit | 35 |  | 140 | # units @ max
1643 | SLSTR1PP_1G | 1 | North | YES | 0.03607 | 6 | 0 | 60 | 0 | 1.022 | Wind | 1 | 0.05938 | 0 | 60 | 2.1642 | 60 |  |  | 0.05938 | 3.5628 | 0.0041685 | 0.005746 |  |  | # units | 645 |  | 0.07617 | delta max
6407 | TURKTRAK1A | 1 | West | YES | 0.032735 | 33.9 | 0 | 169.5 | 0 | 1.025 | Wind | 1 | 0.056045 | 0 | 169.5 |  |  |  |  | 0.056045 | 9.4997 | 0.0082291 | 0.011013 | [5 empty] | Delta
1343 | TRENTIPP_8 | 1 | West | YES | 0.031471 | 30 | 0 | 150 |  | 1.014 | Wind | 1 | 0.054781 | 0 | 150 |  |  |  |  | 0.054781 | 8.2172 | 0.011823 | 0.015568 | Weighted Shift Factors |  |  |  | 1 | 0.0010398
1354 | AEPWIND_8 | 1 | West | YES | 0.031471 | 20.2 | 0 | 101 |  | 1 | Wind | 1 | 0.054781 | 0 | 101 |  |  |  |  | 0.054781 | 5.5329 | 0.014242 | 0.018636 | North | 0.016016 |  |  | 2 | 0.0015776
76091 | L_DIVIDE1_1N | W1 | West | YES | 0.031292 | 22.5 | 0 | 112.5 |  | 1.02 | Wind | 1 | 0.054602 | 0 | 112.5 |  |  |  |  | 0.054602 | 6.1428 | 0.016937 | 0.022041 | South | -0.02331 |  |  | 3 | 0.0027835
76095 | L_CAPRSI1_1N | W1 | West | YES | 0.031292 | 29.9 | 0 | 149.5 | 0 | 1.02 | Wind | 1 | 0.054602 | 0 | 149.5 |  |  |  |  | 0.054602 | 8.1631 | 0.020519 | 0.026567 |  |  |  |  | 4 | 0.0037456
76096 | L_CAPRSI1_2N | W1 | West | YES | 0.031292 | 37.2 | 0 | 186 | 0 | 1.02 | Wind | 1 | 0.054602 | 0 | 186 |  |  |  |  | 0.054602 | 10.1561 | 0.024975 | 0.032197 |  |  |  |  | 5 | 0.0043935
76097 | L_CAPRGE1_1N | W1 | West | YES | 0.031292 | 42.9 | 0 | 214.5 | 0 | 1.02 | Wind | 1 | 0.054602 | 0 | 214.5 |  |  |  |  | 0.054602 | 11.7122 | 0.030113 | 0.038691 |  |  |  |  | 6 | 0.0051039
1349 | WESTXWIN_1G | 1 | West | YES | 0.031027 | 1.3 | 0 | 6.6 |  | 1.014 | Wind | 1 | 0.054337 | 0 | 6.6 |  |  |  |  | 0.054337 | 0.35863 | 0.030272 | 0.038889 |  |  |  |  | 7 | 0.0060479
1350 | NWPWRG1_1G | 1 | West | YES | 0.031027 | 6.9 | 1 | 34.3 |  | 1.014 | Wind | 1 | 0.054337 | 0 | 34.3 |  |  |  |  | 0.054337 | 1.8638 | 0.031093 | 0.039923 |  |  |  |  | 8 | 0.0072225
76031 | L_GASCCR1_1N | W1 | West | YES | 0.031006 | 30 | 0 | 150 | 0 | 1.02 | Wind | 1 | 0.054316 | 0 | 150 |  |  |  |  | 0.054316 | 8.1475 | 0.034687 | 0.04444 |  |  |  |  | 9 | 0.008577
60058 | BUFF_GAP1A | 1 | West | YES | 0.03085 | 24 | 0 | 120 |  | 1 | Wind | 1 | 0.05416 | 0 | 120 |  |  |  |  | 0.05416 | 6.4993 | 0.037562 | 0.048043 |  |  |  |  | 10 | 0.0086177
60060 | CIRELLO | 1 | West | YES | 0.03085 | 46.6 | 0 | 233 | 0 | 1 | Wind | 1 | 0.05416 | 0 | 233 |  |  |  |  | 0.05416 | 12.6194 | 0.043143 | 0.055039 |  |  |  |  | 11 | 0.0088293
60063 | BUFF_GAP1B | 1 | West | YES | 0.03085 | 34 | 0 | 170.2 | 0 | 1.02 | Wind | 1 | 0.05416 | 0 | 170.2 |  |  |  |  | 0.05416 | 9.2181 | 0.047221 | 0.060149 |  |  |  |  | 12 | 0.0097527
60066 | H_HOLLOW1A | 1 | West | YES | 0.03085 | 44.4 | 0 | 222 | 0 | 1.005 | Wind | 1 | 0.05416 | 0 | 222 |  |  |  |  | 0.05416 | 12.0236 | 0.052539 | 0.066815 |  |  |  |  | 13 | 0.010481
60068 | HHOLLOW21A | 1 | West | YES | 0.03085 | 36.8 | 0 | 184 | 0 | 1.025 | Wind | 1 | 0.05416 | 0 | 184 |  |  |  |  | 0.05416 | 9.9655 | 0.056947 | 0.07234 |  |  |  |  | 14 | 0.011895
60070 | HHOLLOW31A | 1 | West | YES | 0.03085 | 44.8 | 0 | 224 | 0 | 1.025 | Wind | 1 | 0.05416 | 0 | 224 |  |  |  |  | 0.05416 | 12.1319 | 0.062314 | 0.079066 |  |  |  |  | 15 | 0.012928
60072 | HHOLLOW41A | 1 | West | YES | 0.03085 | 23 | 0 | 115 | 0 | 1.025 | Wind | 1 | 0.05416 | 0 | 115 |  |  |  |  | 0.05416 | 6.2284 | 0.065069 | 0.082519 |  |  |  |  | 16 | 0.014276
1320 | BSP 1 | 1 | West | YES | 0.030219 | 25.5 | 2.9 | 25.8 | 0 | 1 | Cogen | 1 | 0.053529 | 0 | 0 |  |  |  |  | 0.053529 | 0 | 0.065069 | 0.082519 |  |  |  |  | 17 | 0.015393
6144 | MCADOO1A | 1 | West | YES | 0.030074 | 15 | 0 | 150 | 0 | 1.025 | Wind | 1 | 0.053384 | 0 | 150 |  |  |  |  | 0.053384 | 8.0077 | 0.068662 | 0.086958 |  |  |  |  | 18 | 0.016752
36998 | RDCNYNG1 | 1 | West | YES | 0.029897 | 16.8 | 0 | 84 |  | 1.01 | Wind | 1 | 0.053207 | 0 | 84 |  |  |  |  | 0.053207 | 4.4694 | 0.070674 | 0.089436 |  |  |  |  | 19 | 0.01745
6637 | SNYDERW1A | 1 | West | YES | 0.029883 | 12.6 | 0 | 63 | 0 | 1.025 | Wind | 1 | 0.053193 | 0 | 63 |  |  |  |  | 0.053193 | 3.3512 | 0.072184 | 0.091294 |  |  |  |  | 20 | 0.01745
1360 | GUNSIGHT_8 | 1 | West | YES | 0.02988 | 0 | 0 | 120 |  | 1.01 | Wind | 1 | 0.05319 | 0 | 120 |  |  |  |  | 0.05319 | 6.3829 | 0.075059 | 0.094833 |  |  |  |  | 21 | 0.018296
1327 | WILDHRSE_1G | 1 | West | YES | 0.029858 | 0 | 0 | 120 |  | 1 | Wind | 1 | 0.053168 | 0 | 120 |  |  |  |  | 0.053168 | 6.3802 | 0.077933 | 0.09837 |  |  |  |  | 22 | 0.018762
1061 | CIELOGEN_1G | 1 | West | YES | 0.029857 | 19.8 | 0 | 99 |  | 1 | Wind | 1 | 0.053167 | 0 | 99 |  |  |  |  | 0.053167 | 5.2636 | 0.080305 | 0.10129 |  |  |  |  | 23 | 0.01911
1062 | CIELOGEN_2G | 1 | West | YES | 0.029857 | 12.2 | 0 | 61 |  | 1 | Wind | 1 | 0.053167 | 0 | 61 |  |  |  |  | 0.053167 | 3.2432 | 0.081766 | 0.10309 |  |  |  |  | 24 | 0.019774
1069 | KINDERMG_1G | 1 | West | YES | 0.029857 | 25 | 5 | 25 | 0 | 1.017 | Cogen | 1 | 0.053167 | 0 | 0 |  |  |  |  | 0.053167 | 0 | 0.081766 | 0.10309 |  |  |  |  | 25 | 0.020437
1070 | KINDERMG_2G | 1 | West | YES | 0.029857 | 45.7 | 12 | 45.7 | 0 | 1.017 | Cogen | 1 | 0.053167 | 0 | 0 |  |  |  |  | 0.053167 | 0 | 0.081766 | 0.10309 |  |  |  |  | 26 | 0.020983
1071 | KINDERMG_3G | 1 | West | YES | 0.029857 | 45.7 | 12 | 45.7 | 0 | 1.017 | Cogen | 1 | 0.053167 | 0 | 0 |  |  |  |  | 0.053167 | 0 | 0.081766 | 0.10309 |  |  |  |  | 27 | 0.02132
1068 | SCURRYCW_1G | 1 | West | YES | 0.029855 | 28.2 | 1.3 | 141 | 0 | 1.0217 | Wind | 1 | 0.053165 | 0 | 141 |  |  |  |  | 0.053165 | 7.4963 | 0.085144 | 0.10724 |  |  |  |  | 28 | 0.02132
1073 | SCURRYCW_2G | 2 | West | YES | 0.029855 | 24 | 0 | 120 | 0 | 1.0217 | Wind | 1 | 0.053165 | 0 | 120 |  |  |  |  | 0.053165 | 6.3799 | 0.088019 | 0.11078 |  |  |  |  | 29 | 0.02132
11309 | BULLCREK_2G | 1 | West | YES | 0.029781 | 20.9 | 0 | 180 |  | 1 | Wind | 1 | 0.053091 | 0 | 180 |  |  |  |  | 0.053091 | 9.5565 | 0.092331 | 0.11608 |  |  |  |  | 30 | 0.02132
11310 | BULLCREK_1G | 1 | West | YES | 0.029781 | 15.1 | 0 | 180 |  | 1 | Wind | 1 | 0.053091 | 0 | 180 |  |  |  |  | 0.053091 | 9.5565 | 0.096643 | 0.12138 |  |  |  |  | 31 | 0.022098
11320 | COYOTE_1G | 1 | West | YES | 0.029769 | 22.5 | 0 | 225 |  | 1 | Wind | 1 | 0.053079 | 0 | 225 |  |  |  |  | 0.053079 | 11.9429 | 0.10203 | 0.128 |  |  |  |  | 32 | 0.02276
60081 | WHRLWIND1A | 1 | West | YES | 0.029759 | 12 | 0 | 60 | 0 | 1.03 | Wind | 1 | 0.053069 | 0 | 60 |  |  |  |  | 0.053069 | 3.1842 | 0.10347 | 0.12976 |  |  |  |  | 33 | 0.023746
1037 | MORGAN5G_5G | 5 | West | YES | 0.029758 | 109.6 | 40 | 137 | 0 | 1.029 | GST | 1 | 0.053068 | 137 | 137 |  |  |  |  | 0.053068 | 7.2704 | 0.10675 | 0.13379 |  |  |  |  | 34 | 0.024732
1039 | MRGNAG_1G | A | West | YES | 0.029758 | 69 | 69 | 69 | 0 | 1.029 | GGT | 1 | 0.053068 | 69 | 69 |  |  |  |  | 0.053068 | 3.6617 | 0.10841 | 0.13582 |  |  |  |  | 35 | 0.025963
1040 | MRGNBG_2G | B | West | YES | 0.029758 | 70 | 70 | 71 | 0 | 1.029 | GGT | 1 | 0.053068 | 71 | 71 |  |  |  |  | 0.053068 | 3.7679 | 0.11011 | 0.13791 |  |  |  |  | 36 | 0.026291
1041 | MRGNCG_3G | C | West | YES | 0.029758 | 69 | 69 | 70 | 0 | 1.029 | GGT | 1 | 0.053068 | 70 | 70 |  |  |  |  | 0.053068 | 3.7148 | 0.11178 | 0.13997 |  |  |  |  | 37 | 0.027039
1042 | MRGNDG_4G | D | West | YES | 0.029758 | 68 | 68 | 68 | 0 | 1.029 | GGT | 1 | 0.053068 | 68 | 68 |  |  |  |  | 0.053068 | 3.6087 | 0.11341 | 0.14197 |  |  |  |  | 38 | 0.027416
1043 | MRGNEG_5G | E | West | YES | 0.029758 | 68 | 68 | 70 | 0 | 1.029 | GGT | 1 | 0.053068 | 70 | 70 |  |  |  |  | 0.053068 | 3.7148 | 0.11509 | 0.14403 |  |  |  |  | 39 | 0.027804
1044 | MRGNFG_6G | F | West | YES | 0.029758 | 66 | 66 | 66 | 0 | 1.029 | GGT | 1 | 0.053068 | 66 | 66 |  |  |  |  | 0.053068 | 3.5025 | 0.11667 | 0.14597 |  |  |  |  | 40 | 0.028187
1333 | MCDDONAL_8 | 1 | West | YES | 0.029736 | 42.8 | 0 | 214.2 |  | 1.01 | Wind | 1 | 0.053046 | 0 | 214.2 |  |  |  |  | 0.053046 | 11.3625 | 0.1218 | 0.15227 |  |  |  |  | 41 | 0.028558
1328 | OCOTILLO_1G | 1 | West | YES | 0.029696 | 11.6 | 0 | 58 |  | 1.01 | Wind | 1 | 0.053006 | 0 | 58 |  |  |  |  | 0.053006 | 3.0744 | 0.12319 | 0.15398 |  |  |  |  | 42 | 0.028941
1326 | STANTONW_8 | 1 | West | YES | 0.029621 | 20.1 | 0 | 100.5 |  | 1.01 | Wind | 1 | 0.052931 | 0 | 100.5 |  |  |  |  | 0.052931 | 5.3196 | 0.1256 | 0.15693 |  |  |  |  | 43 | 0.029301
1058 | LONGSHORE_5 | 1 | West | YES | 0.029518 | 30 | 0 | 150 |  | 1.01 | Wind | 1 | 0.052828 | 0 | 150 |  |  |  |  | 0.052828 | 7.9243 | 0.12919 | 0.16132 |  |  |  |  | 44 | 0.030469
1058 | LONGSHORE_5 | 2 | West | YES | 0.029518 | 44 | 0 | 220 |  | 1.01 | Wind | 1 | 0.052828 | 0 | 220 |  |  |  |  | 0.052828 | 11.6223 | 0.13446 | 0.16776 |  |  |  |  | 45 | 0.030784
11065 | ELBOWCK_1G | 1 | West | YES | 0.029518 | 23.4 | 0 | 121.9 | 0 | 1 | Wind | 1 | 0.052828 | 0 | 121.9 |  |  |  |  | 0.052828 | 6.4398 | 0.13738 | 0.17133 |  |  |  |  | 46 | 0.031326
1045 | CALENG1G_1G | 1 | West | YES | 0.029508 | 73.4 | 27 | 73.4 | 0 | 1.014 | Cogen | 1 | 0.052818 | 0 | 0 |  |  |  |  | 0.052818 | 0 | 0.13738 | 0.17133 |  |  |  |  | 47 | 0.032125
1046 | CALENG2G_2G | 2 | West | YES | 0.029508 | 73.4 | 27 | 73.4 | 0 | 1.014 | Cogen | 1 | 0.052818 | 0 | 0 |  |  |  |  | 0.052818 | 0 | 0.13738 | 0.17133 |  |  |  |  | 48 | 0.033298
1047 | CALENG3G_3G | 3 | West | YES | 0.029508 | 70.4 | 27 | 70.4 | 0 | 1.014 | Cogen | 1 | 0.052818 | 0 | 0 |  |  |  |  | 0.052818 | 0 | 0.13738 | 0.17133 |  |  |  |  | 49 | 0.033948
11001 | NAV1CT | 1 | West | YES | 0.029426 | 70.4 | 18 | 70.4 | 0 | 1.029 | CC | 1 | 0.052736 | 70.4 | 70.4 |  |  |  |  | 0.052736 | 3.7126 | 0.13907 | 0.17339 |  |  |  |  | 50 | 0.033948
11009 | NAV2CT | 1 | West | YES | 0.029426 | 71.4 | 18 | 71.4 | 0 | 1.029 | CC | 1 | 0.052736 | 71.4 | 71.4 |  |  |  |  | 0.052736 | 3.7654 | 0.14078 | 0.17548 |  |  |  |  | 51 | 0.033948
11011 | NAV3ST | 1 | West | YES | 0.029426 | 92.8 | 40 | 92.8 | 0 | 1.029 | CC | 1 | 0.052736 | 92.8 | 92.8 |  |  |  |  | 0.052736 | 4.8939 | 0.143 | 0.17819 |  |  |  |  | 52 | 0.033948
11012 | NAV4CT | 1 | West | YES | 0.029426 | 80 | 18 | 80 | 0 | 1.029 | CC | 1 | 0.052736 | 80 | 80 |  |  |  |  | 0.052736 | 4.2189 | 0.14492 | 0.18053 |  |  |  |  | 53 | 0.03432
11013 | NAV5CT | 1 | West | YES | 0.029426 | 80 | 18 | 80 | 0 | 1.029 | CC | 1 | 0.052736 | 80 | 80 |  |  |  |  | 0.052736 | 4.2189 | 0.14684 | 0.18287 |  |  |  |  | 54 | 0.034697
11014 | NAV6ST | 1 | West | YES | 0.029426 | 115 | 40 | 115 | 0 | 1.029 | CC | 1 | 0.052736 | 115 | 115 |  |  |  |  | 0.052736 | 6.0647 | 0.14959 | 0.18623 |  |  |  |  | 55 | 0.035187
11020 | TIEHVSG_1G | 1 | West | YES | 0.029425 | 208.2 | 63 | 208.2 | 0 | 1.012 | CC | 1 | 0.052735 | 208.2 | 208.2 |  |  |  |  | 0.052735 | 10.9795 | 0.15458 | 0.19232 |  |  |  |  | 56 | 0.035609
11021 | TIEHVCG_1G | 1 | West | YES | 0.029425 | 142.1 | 103 | 142.1 | 0 | 1.012 | CC | 1 | 0.052735 | 142.1 | 142.1 |  |  |  |  | 0.052735 | 7.4937 | 0.15798 | 0.19647 |  |  |  |  | 57 | 0.036032
11022 | TIEHVCG_2G | 1 | West | YES | 0.029425 | 132.4 | 103 | 132.4 | 0 | 1.012 | CC | 1 | 0.052735 | 132.4 | 132.4 |  |  |  |  | 0.052735 | 6.9822 | 0.16116 | 0.20034 |  |  |  |  | 58 | 0.036639
11023 | TIEHVCG_3G | 1 | West | YES | 0.029425 | 137.4 | 103 | 137.4 | 0 | 1.012 | CC | 1 | 0.052735 | 137.4 | 137.4 |  |  |  |  | 0.052735 | 7.2458 | 0.16445 | 0.20436 |  |  |  |  | 59 | 0.037738
11024 | TIEHVCG_4G | 1 | West | YES | 0.029425 | 147 | 103 | 147 | 0 | 1.012 | CC | 1 | 0.052735 | 147 | 147 |  |  |  |  | 0.052735 | 7.7521 | 0.16797 | 0.20866 |  |  |  |  | 60 | 0.038489
11025 | TIEHVSG_2G | 1 | West | YES | 0.029425 | 213.2 | 63 | 213.2 | 0 | 1.012 | CC | 1 | 0.052735 | 213.2 | 213.2 |  |  |  |  | 0.052735 | 11.2432 | 0.17308 | 0.21489 |  |  |  |  | 61 | 0.039188
71051 | L_BITTCR1_1N | W1 | West | YES | 0.029376 | 7.5 | 0 | 37.5 |  | 1.02 | Wind | 1 | 0.052686 | 0 | 37.5 |  |  |  |  | 0.052686 | 1.9757 | 0.17398 | 0.21599 |  |  |  |  | 62 | 0.039913
71054 | L_SWEETW1_1N | W1 | West | YES | 0.029376 | 21.5 | 0 | 107.5 |  | 1.02 | Wind | 1 | 0.052686 | 0 | 107.5 |  |  |  |  | 0.052686 | 5.6638 | 0.17655 | 0.21913 |  |  |  |  | 63 | 0.040689
71057 | L_SWEETW1_2N | W1 | West | YES | 0.029376 | 27 | 0 | 135 |  | 1.02 | Wind | 1 | 0.052686 | 0 | 135 |  |  |  |  | 0.052686 | 7.1127 | 0.17978 | 0.22307 |  |  |  |  | 64 | 0.041815
71059 | L_SWEETW1_3N | W1 | West | YES | 0.029376 | 23.8 | 0 | 119 | 0 | 1.02 | Wind | 1 | 0.052686 | 0 | 119 |  |  |  |  | 0.052686 | 6.2697 | 0.18264 | 0.22655 |  |  |  |  | 65 | 0.042012
71060 | L_SWEETW1_4N | W1 | West | YES | 0.029376 | 21 | 0 | 105 | 0 | 1.02 | Wind | 1 | 0.052686 | 0 | 105 |  |  |  |  | 0.052686 | 5.5321 | 0.18515 | 0.22961 |  |  |  |  | 66 | 0.042576
71061 | L_SWEETW1_5N | W1 | West | YES | 0.029376 | 16.1 | 0 | 80.5 | 0 | 1.02 | Wind | 1 | 0.052686 | 0 | 80.5 |  |  |  |  | 0.052686 | 4.2413 | 0.18708 | 0.23196 |  |  |  |  | 67 | 0.043286
11147 | NOTREES_1G | 1 | West | YES | 0.029363 | 29.8 | 0 | 149 | 0 | 1.017 | Wind | 1 | 0.052673 | 0 | 149 |  |  |  |  | 0.052673 | 7.8483 | 0.19065 | 0.23632 |  |  |  |  | 68 | 0.043911
7038 | L_DELAWA1_1Y | 1 | West | YES | 0.029332 | 3.5 | 0 | 35 | 0 | 1 | Wind | 1 | 0.052642 | 0 | 35 |  |  |  |  | 0.052642 | 1.8425 | 0.19149 | 0.23734 |  |  |  |  | 69 | 0.044462
7038 | L_DELAWA1_1Y | 2 | West | YES | 0.029332 | 3 | 0 | 30 | 0 | 1 | Wind | 1 | 0.052642 | 0 | 30 |  |  |  |  | 0.052642 | 1.5793 | 0.19221 | 0.23821 |  |  |  |  | 70 | 0.044885
1002 | PBCTAGE_1G | A | West | YES | 0.029317 | 64 | 64 | 66 | 0 | 1.036 | GGT | 1 | 0.052627 | 66 | 66 |  |  |  |  | 0.052627 | 3.4734 | 0.19379 | 0.24014 |  |  |  |  | 71 | 0.045666
1003 | PBCTBGE_2G | B | West | YES | 0.029317 | 65 | 65 | 66 | 0 | 1.036 | GGT | 1 | 0.052627 | 66 | 66 |  |  |  |  | 0.052627 | 3.4734 | 0.19537 | 0.24206 |  |  |  |  | 72 | 0.045849
1004 | PBCTCGE_3G | C | West | YES | 0.029317 | 62 | 62 | 67 | 0 | 1.036 | GGT | 1 | 0.052627 | 67 | 67 |  |  |  |  | 0.052627 | 3.526 | 0.19697 | 0.24402 |  |  |  |  | 73 | 0.046006
1005 | PBCTDGE_4G | D | West | YES | 0.029317 | 65 | 65 | 68 | 0 | 1.036 | GGT | 1 | 0.052627 | 68 | 68 |  |  |  |  | 0.052627 | 3.5787 | 0.1986 | 0.246 |  |  |  |  | 74 | 0.046351
1006 | PBCTEGE_5G | E | West | YES | 0.029317 | 65 | 65 | 67 | 0 | 1.036 | GGT | 1 | 0.052627 | 67 | 67 |  |  |  |  | 0.052627 | 3.526 | 0.20021 | 0.24796 |  |  |  |  | 75 | 0.046695
1007 | PB5GEN_6G | 5 | West | YES | 0.029317 | 91.2 | 40 | 114 | 0 | 1.036 | GST | 1 | 0.052627 | 114 | 114 |  |  |  |  | 0.052627 | 5.9995 | 0.20294 | 0.25128 |  |  |  |  | 76 | 0.047045
1008 | PB6GEN_7G | 6 | West | YES | 0.029317 | 515 | 130 | 515 | 0 | 1.036 | GST | 1 | 0.052627 | 515 | 515 |  |  |  |  | 0.052627 | 27.1031 | 0.21528 | 0.26631 |  |  |  |  | 77 | 0.0474
11056 | ROSCOE_1G | 1 | West | YES | 0.028944 | 41.8 | 0 | 209 |  | 1 | Wind | 1 | 0.052254 | 0 | 209 |  |  |  |  | 0.052254 | 10.9212 | 0.22028 | 0.27236 |  |  |  |  | 78 | 0.04775
11057 | CHAMPION_1G | 1 | West | YES | 0.028944 | 25.3 | 0 | 126.5 |  | 1 | Wind | 1 | 0.052254 | 0 | 126.5 |  |  |  |  | 0.052254 | 6.6102 | 0.22331 | 0.27603 |  |  |  |  | 79 | 0.048345
11058 | PYRON_1G | 1 | West | YES | 0.028944 | 49.8 | 0 | 249 |  | 1 | Wind | 1 | 0.052254 | 0 | 249 |  |  |  |  | 0.052254 | 13.0114 | 0.22928 | 0.28324 |  |  |  |  | 80 | 0.051033
11059 | INADALE_1G | 1 | West | YES | 0.028944 | 39.4 | 0 | 197 |  | 1 | Wind | 1 | 0.052254 | 0 | 197 |  |  |  |  | 0.052254 | 10.2941 | 0.234 | 0.28895 |  |  |  |  | 81 | 0.052081
1416 | SWETWATR_1G | 1 | West | YES | 0.0288 | 30 | 18 | 30 | 0 | 1.026 | CC | 1 | 0.05211 | 30 | 30 |  |  |  |  | 0.05211 | 1.5633 | 0.23472 | 0.28982 |  |  |  |  | 82 | 0.052715
1417 | SWETWATR_2G | 2 | West | YES | 0.0288 | 72 | 36 | 72 | 0 | 1.026 | CC | 1 | 0.05211 | 72 | 72 |  |  |  |  | 0.05211 | 3.752 | 0.23644 | 0.2919 |  |  |  |  | 83 | 0.053963
1418 | SWETWATR_3G | 3 | West | YES | 0.0288 | 68 | 36 | 68 | 0 | 1.026 | CC | 1 | 0.05211 | 68 | 68 |  |  |  |  | 0.05211 | 3.5435 | 0.23807 | 0.29386 |  |  |  |  | 84 | 0.054951
1419 | SWETWATR_4G | 4 | West | YES | 0.0288 | 61 | 36 | 61 | 0 | 1.026 | CC | 1 | 0.05211 | 61 | 61 |  |  |  |  | 0.05211 | 3.1787 | 0.23953 | 0.29562 |  |  |  |  | 85 | 0.055099
60007 | KING_SW1A | 1 | West | YES | 0.028382 | 20 | 0 | 80 |  | 1.03 | Wind | 1 | 0.051692 | 0 | 80 |  |  |  |  | 0.051692 | 4.1354 | 0.24145 | 0.29792 |  |  |  |  | 86 | 0.055454
60019 | KING_NW1A | 1 | West | YES | 0.028382 | 20 | 0 | 80 |  | 1.03 | Wind | 1 | 0.051692 | 0 | 80 |  |  |  |  | 0.051692 | 4.1354 | 0.24337 | 0.30021 |  |  |  |  | 87 | 0.055789
60201 | RIO DRCS | F | West | YES | 0.028313 | 0 | 0 | 0 | 0 | 1.025 | AVR | 1 | 0.051623 | 0 | 0 |  |  |  |  | 0.051623 | 0 | 0.24337 | 0.30021 |  |  |  |  | 88 | 0.05609
6016 | SWMESA | 1 | West | YES | 0.028302 | 18.8 | 0 | 75 |  | 1.03 | Wind | 1 | 0.051612 | 0 | 75 |  |  |  |  | 0.051612 | 3.8709 | 0.24516 | 0.30235 |  |  |  |  | 89 | 0.056467
60003 | KING_NE1A | 1 | West | YES | 0.028302 | 20 | 0 | 80 |  | 1.03 | Wind | 1 | 0.051612 | 0 | 80 |  |  |  |  | 0.051612 | 4.129 | 0.24708 | 0.30464 |  |  |  |  | 90 | 0.056843
60005 | KING_SE1A | 1 | West | YES | 0.028302 | 10 | 0 | 40 |  | 1.035 | Wind | 1 | 0.051612 | 0 | 40 |  |  |  |  | 0.051612 | 2.0645 | 0.24804 | 0.30579 |  |  |  |  | 91 | 0.056843
60016 | WOODWRD11A | 1 | West | YES | 0.028284 | 20 | 0 | 80 |  | 1.033 | Wind | 1 | 0.051594 | 0 | 80 |  |  |  |  | 0.051594 | 4.1276 | 0.24995 | 0.30808 |  |  |  |  | 92 | 0.057192
38332 | TNWDWRDU2_8 | 1 | West | YES | 0.028282 | 20 | 0 | 80 | 0 | 1.0232 | Wind | 1 | 0.051592 | 0 | 80 |  |  |  |  | 0.051592 | 4.1274 | 0.25187 | 0.31036 |  |  |  |  | 93 | 0.057564
38437 | TNSRBNMESA9 | 1 | West | YES | 0.028272 | 37.5 | 0 | 150 | 0 | 1.02 | Wind | 1 | 0.051582 | 0 | 150 |  |  |  |  | 0.051582 | 7.7374 | 0.25546 | 0.31465 |  |  |  |  | 94 | 0.057751
60017 | ORNNWP1 | 1 | West | YES | 0.027882 | 20 | 0 | 80 |  | 1.027 | Wind | 1 | 0.051192 | 0 | 80 |  |  |  |  | 0.051192 | 4.0954 | 0.25738 | 0.31692 |  |  |  |  | 95 | 0.058123
60000 | DSKY2 | 1 | West | YES | 0.027877 | 19.1 | 0 | 76.5 |  | 1.039 | Wind | 1 | 0.051187 | 0 | 76.5 |  |  |  |  | 0.051187 | 3.9158 | 0.25921 | 0.3191 |  |  |  |  | 96 | 0.058494
60018 | DSKY1 | 1 | West | YES | 0.02775 | 21 | 0 | 84 | 0 | 1.023 | Wind | 1 | 0.05106 | 0 | 84 |  |  |  |  | 0.05106 | 4.2891 | 0.26123 | 0.32147 |  |  |  |  | 97 | 0.05919
1437 | MESQUITW_1G | 1 | North | YES | 0.027648 | 40 | 0 | 400 | 0 | 1.023 | Wind | 1 | 0.050958 | 0 | 400 | 11.0592 | 400 |  |  | 0.050958 | 20.3834 | 0.27081 | 0.33277 |  |  |  |  | 98 | 0.059544
1438 | MESQUITW_2G | 1 | North | YES | 0.027643 | 23.6 | 0 | 236 |  | 1.017 | Wind | 1 | 0.050953 | 0 | 236 | 6.5237 | 236 |  |  | 0.050953 | 12.025 | 0.27646 | 0.33944 |  |  |  |  | 99 | 0.059883
332 | RWMILLER01 | 1 | North | YES | 0.027595 | 58.4 | 18.5 | 73 | 0 | 1.04 | GST | 1 | 0.050905 | 73 | 73 | 2.0144 | 73 |  |  | 0.050905 | 3.7161 | 0.27821 | 0.3415 |  |  |  |  | 100 | 0.060248
333 | RWMILLER02 | 2 | North | YES | 0.027595 | 95.2 | 37 | 119 | 0 | 1.04 | GST | 1 | 0.050905 | 119 | 119 | 3.2838 | 119 |  |  | 0.050905 | 6.0577 | 0.28106 | 0.34486 |  |  |  |  | 101 | 0.061966
334 | RWMILLER03 | 3 | North | YES | 0.027595 | 166.4 | 65 | 208 | 0 | 1.04 | GST | 1 | 0.050905 | 208 | 208 | 5.7398 | 208 |  |  | 0.050905 | 10.5883 | 0.28604 | 0.35073 |  |  |  |  | 102 | 0.062979
335 | RWMILLER04 | 4 | North | YES | 0.027595 | 81.6 | 0 | 102 | 0 | 1.04 | GST | 1 | 0.050905 | 102 | 102 | 2.8147 | 102 |  |  | 0.050905 | 5.1924 | 0.28849 | 0.35361 |  |  |  |  | 103 | 0.06329
336 | RWMILLER05 | 5 | North | YES | 0.027595 | 80.8 | 0 | 101 | 0 | 1.04 | GST | 1 | 0.050905 | 101 | 101 | 2.7871 | 101 |  |  | 0.050905 | 5.1414 | 0.29091 | 0.35646 |  |  |  |  | 104 | 0.063798
1442 | COKFIELD_5 | 1 | North | YES | 0.026993 | 16.5 | 0 | 165 |  | 1.029 | Wind | 1 | 0.050303 | 0 | 165 | 4.4538 | 165 |  |  | 0.050303 | 8.3001 | 0.29486 | 0.36106 |  |  |  |  | 105 | 0.064685
6100 | OKLA7A | EQ | West | YES | 0.026708 | 50 | -220 | 220 | 0 | 1.035 | DCTie | 1 | 0.050018 | 0 | 0 |  |  |  |  | 0.050018 | 0 | 0.29486 | 0.36106 |  |  |  |  | 106 | 0.06512
6752 | OKLA0A | 1 | West | YES | 0.026708 | 649.7 | 175 | 649.7 | 0 | 1.035 | LIGCO | 1 | 0.050018 | 0 | 649.7 |  |  |  |  | 0.050018 | 32.497 | 0.31043 | 0.37908 |  |  |  |  | 107 | 0.065551
1433 | GRHAMSES_1G | 1 | North | YES | 0.026429 | 242 | 60 | 242 | 0 | 1.038 | GST | 1 | 0.049739 | 242 | 242 | 6.3958 | 242 |  |  | 0.049739 | 12.0369 | 0.31622 | 0.38575 |  |  |  |  | 108 | 0.066199
1600 | BARTNWND_1G | 1 | North | YES | 0.02573 | 12 | 0 | 120 | 0 | 1.022 | Wind | 1 | 0.04904 | 0 | 120 | 3.0876 | 120 |  |  | 0.04904 | 5.8849 | 0.3191 | 0.38901 |  |  |  |  | 109 | 0.066199
60202 | FRNDDRCS | F | West | YES | 0.025644 | 0 | 0 | 0 | 0 | 0.9985 | AVR | 1 | 0.048954 | 0 | 0 |  |  |  |  | 0.048954 | 0 | 0.3191 | 0.38901 |  |  |  |  | 110 | 0.068651
344 | MRSSHPRD | 1 | North | YES | 0.025486 | 0 | 0 | 12 |  | 1.03 | Hydro | 1 | 0.048796 | 0 | 0 | 0 | 0 |  |  | 0.048796 | 0 | 0.3191 | 0.38901 |  |  |  |  | 111 | 0.069527
345 | MRSSHPRD01 | 2 | North | YES | 0.025486 | 0 | 0 | 12 |  | 1.03 | Hydro | 1 | 0.048796 | 0 | 0 | 0 | 0 |  |  | 0.048796 | 0 | 0.3191 | 0.38901 |  |  |  |  | 112 | 0.069914
1479 | WFCOGEN_1G | 1 | North | YES | 0.025104 | 16 | 12 | 20 | 0 | 1 | Cogen | 1 | 0.048414 | 0 | 0 | 0 | 0 |  |  | 0.048414 | 0 | 0.3191 | 0.38901 |  |  |  |  | 113 | 0.069914
1479 | WFCOGEN_1G | 2 | North | YES | 0.025104 | 16 | 12 | 20 | 0 | 1 | Cogen | 1 | 0.048414 | 0 | 0 | 0 | 0 |  |  | 0.048414 | 0 | 0.3191 | 0.38901 |  |  |  |  | 114 | 0.069914
1482 | WFCOGEN_2G | 2 | North | YES | 0.025104 | 13.6 | 12 | 17 | 0 | 1 | Cogen | 1 | 0.048414 | 0 | 0 | 0 | 0 |  |  | 0.048414 | 0 | 0.3191 | 0.38901 |  |  |  |  | 115 | 0.069914
1482 | WFCOGEN_2G | 1 | North | YES | 0.025104 | 16 | 12 | 20 | 0 | 1 | Cogen | 1 | 0.048414 | 0 | 0 | 0 | 0 |  |  | 0.048414 | 0 | 0.3191 | 0.38901 |  |  |  |  | 116 | 0.069914
1432 | GRHAMSES_2G | 2 | North | YES | 0.024936 | 294.9 | 90 | 366 | 0 | 1.014 | GST | 1 | 0.048246 | 366 | 366 | 9.1266 | 366 |  |  | 0.048246 | 17.6582 | 0.32787 | 0.3988 |  |  |  |  | 117 | 0.069914
1898 | COMCHEPK_1G | 1 | North | YES | 0.024311 | 1217 | 1150 | 1217 | 0 | 1.032 | Nuc | 1 | 0.047621 | 0 | 0 | 0 | 0 |  |  | 0.047621 | 0 | 0.32787 | 0.3988 |  |  |  |  | 118 | 0.069914
1899 | COMCHEPK_2G | 2 | North | YES | 0.024311 | 1159 | 1128 | 1159 | 0 | 1.032 | Nuc | 1 | 0.047621 | 0 | 0 | 0 | 0 |  |  | 0.047621 | 0 | 0.32787 | 0.3988 |  |  |  |  | 119 | 0.069914
503 | NTHTEXAS01 | 1 | North | YES | 0.024238 | 0 | 5 | 18 |  | 1.015 | GST | 1 | 0.047548 | 18 | 18 | 0.43628 | 18 |  |  | 0.047548 | 0.85587 | 0.3283 | 0.39928 |  |  |  |  | 120 | 0.070936
504 | NTHTEXAS02 | 2 | North | YES | 0.024238 | 14.4 | 5 | 18 |  | 1.015 | GST | 1 | 0.047548 | 18 | 18 | 0.43628 | 18 |  |  | 0.047548 | 0.85587 | 0.32873 | 0.39975 |  |  |  |  | 121 | 0.070936
505 | NTHTEXAS03 | 3 | North | YES | 0.024238 | 30.4 | 15 | 38 |  | 1.015 | GST | 1 | 0.047548 | 38 | 38 | 0.92104 | 38 |  |  | 0.047548 | 1.8068 | 0.32964 | 0.40075 |  |  |  |  | 122 | 0.070936
1877 | WLFHOLW_1G | 1 | North | YES | 0.023591 | 217.3 | 89.2 | 217.3 | 0 | 1.032 | CC | 1 | 0.046901 | 217.3 | 217.3 | 5.1263 | 217.3 |  |  | 0.046901 | 10.1917 | 0.33484 | 0.4064 |  |  |  |  | 123 | 0.070979
1878 | WLFHOLW_2G | 2 | North | YES | 0.023591 | 215.7 | 105 | 215.7 | 0 | 1.032 | CC | 1 | 0.046901 | 215.7 | 215.7 | 5.0886 | 215.7 |  |  | 0.046901 | 10.1166 | 0.34001 | 0.41201 |  |  |  |  | 124 | 0.071023
1879 | WLFHOLW_3G | 3 | North | YES | 0.023591 | 272.4 | 89.2 | 272.4 | 0 | 1.032 | CC | 1 | 0.046901 | 272.4 | 272.4 | 6.4262 | 272.4 |  |  | 0.046901 | 12.7759 | 0.34654 | 0.41909 |  |  |  |  | 125 | 0.071114
1892 | DECRDOVA_2G | A | North | YES | 0.023162 | 65 | 65 | 70 | 0 | 1.025 | GGT | 1 | 0.046472 | 70 | 70 | 1.6213 | 70 |  |  | 0.046472 | 3.2531 | 0.34821 | 0.4209 |  |  |  |  | 126 | 0.071558
1893 | DECRDOVA_3G | B | North | YES | 0.023162 | 65 | 65 | 69 | 0 | 1.025 | GGT | 1 | 0.046472 | 69 | 69 | 1.5982 | 69 |  |  | 0.046472 | 3.2066 | 0.34987 | 0.42268 |  |  |  |  | 127 | 0.072
1894 | DECRDOVA_4G | C | North | YES | 0.023162 | 65 | 65 | 69 | 0 | 1.025 | GGT | 1 | 0.046472 | 69 | 69 | 1.5982 | 69 |  |  | 0.046472 | 3.2066 | 0.35152 | 0.42445 |  |  |  |  | 128 | 0.072557
1895 | DECRDOVA_5G | D | North | YES | 0.023162 | 65 | 65 | 68 | 0 | 1.025 | GGT | 1 | 0.046472 | 68 | 68 | 1.575 | 68 |  |  | 0.046472 | 3.1601 | 0.35315 | 0.42621 |  |  |  |  | 129 | 0.072683
1453 | WCPWRCO_1G | 1 | North | YES | 0.022884 | 204 | 50 | 204 | 0 | 1.02 | CC | 1 | 0.046194 | 204 | 204 | 4.6683 | 204 |  |  | 0.046194 | 9.4237 | 0.35804 | 0.43143 |  |  |  |  | 130 | 0.072808
1454 | WCPWRCO_2G | 2 | North | YES | 0.022884 | 204 | 50 | 204 | 0 | 1.02 | CC | 1 | 0.046194 | 204 | 204 | 4.6683 | 204 |  |  | 0.046194 | 9.4237 | 0.36292 | 0.43665 |  |  |  |  | 131 | 0.072933
1455 | WCPWRCO_3G | 3 | North | YES | 0.022884 | 242 | 50 | 242 |  | 1.02 | CC | 1 | 0.046194 | 242 | 242 | 5.5379 | 242 |  |  | 0.046194 | 11.1791 | 0.36872 | 0.44285 |  |  |  |  | 132 | 0.073056
1889 | DECRDOVA_1G | 1 | North | YES | 0.022585 | 779 | 255 | 779 | 0 | 1.02 | GSC | 1 | 0.045895 | 779 | 779 | 17.5937 | 779 |  |  | 0.045895 | 35.7525 | 0.38738 | 0.46267 |  |  |  |  | 133 | 0.073393
580 | JCKCNTY801 | 1 | North | YES | 0.022448 | 288 | 0 | 288 | 0 | 1.022 | CC | 1 | 0.045758 | 288 | 288 | 6.465 | 288 |  |  | 0.045758 | 13.1784 | 0.39428 | 0.46998 |  |  |  |  | 134 | 0.07373
581 | JCKCNTY802 | 2 | North | YES | 0.022448 | 147 | 0 | 147 | 0 | 1.022 | CC | 1 | 0.045758 | 147 | 147 | 3.2999 | 147 |  |  | 0.045758 | 6.7265 | 0.3978 | 0.47371 |  |  |  |  | 135 | 0.07413
582 | JCKCNTY803 | 3 | North | YES | 0.022448 | 147 | 0 | 147 | 0 | 1.022 | CC | 1 | 0.045758 | 147 | 147 | 3.2999 | 147 |  |  | 0.045758 | 6.7265 | 0.40133 | 0.47744 |  |  |  |  | 136 | 0.075289
728 | WOLFRIDGE801 | 1 | North | YES | 0.020848 | 11.2 | 0 | 112.5 | 0 | 0.99 | Wind | 1 | 0.044158 | 0 | 112.5 | 2.3454 | 112.5 |  |  | 0.044158 | 4.9678 | 0.40402 | 0.48019 |  |  |  |  | 137 | 0.075696
366 | JNSNCNTY802 | 1 | North | YES | 0.020734 | 168 | 20 | 168 | 0 | 1.02 | Cogen | 1 | 0.044044 | 0 | 0 | 0 | 0 |  |  | 0.044044 | 0 | 0.40402 | 0.48019 |  |  |  |  | 138 | 0.075903
367 | JNSNCNTY802 | 2 | North | YES | 0.020734 | 90 | 20 | 90 | 0 | 1.02 | Cogen | 1 | 0.044044 | 0 | 0 | 0 | 0 |  |  | 0.044044 | 0 | 0.40402 | 0.48019 |  |  |  |  | 139 | 0.076111
1861 | EAGLEMNT_1G | MB | North | YES | 0.020596 | 0 | 30 | 112 |  | 1.022 | GST | 1 | 0.043906 | 0 | 0 | 0 | 0 |  |  | 0.043906 | 0 | 0.40402 | 0.48019 |  |  |  |  | 140 | 0.07617
1862 | EAGLEMNT_2G | MB | North | YES | 0.020596 | 0 | 40 | 100 |  | 1.022 | GST | 1 | 0.043906 | 0 | 0 | 0 | 0 |  |  | 0.043906 | 0 | 0.40402 | 0.48019 |  |  |  |  | 141 | 0.07617
1863 | EAGLEMNT_3G | MB | North | YES | 0.020596 | 0 | 50 | 378 |  | 1.022 | GST | 1 | 0.043906 | 0 | 0 | 0 | 0 |  |  | 0.043906 | 0 | 0.40402 | 0.48019 |  |  |  |  | 142 | 0.07617
923 | SPENCER_G4 | 1 | North | YES | 0.019676 | 48 | 20 | 61 | 0 | 1.03 | GST | 1 | 0.042986 | 61 | 61 | 1.2002 | 61 |  |  | 0.042986 | 2.6222 | 0.40548 | 0.48164 |  |  |  |  | 143 | 0.07617
924 | SPENCER_G5 | 1 | North | YES | 0.019676 | 52 | 20 | 66 | 0 | 1.03 | GST | 1 | 0.042986 | 66 | 66 | 1.2986 | 66 |  |  | 0.042986 | 2.8371 | 0.40706 | 0.48322 |  |  |  |  | 144 | 0.07617
1947 | HANDLEY_3G | 3 | North | YES | 0.019249 | 316 | 100 | 395 | 0 | 1.022 | GST | 1 | 0.042559 | 395 | 395 | 7.6034 | 395 |  |  | 0.042559 | 16.811 | 0.41653 | 0.49254 |  |  |  |  | 145 | 0.07617
1949 | HANDLEY_5G | 5 | North | YES | 0.019249 | 348 | 150 | 435 | 0 | 1.022 | GST | 1 | 0.042559 | 435 | 435 | 8.3733 | 435 |  |  | 0.042559 | 18.5134 | 0.42695 | 0.5028 |  |  |  |  | 146 | 0.076162
1948 | HANDLEY_4G | 4 | North | YES | 0.019092 | 348 | 150 | 435 | 0 | 1.022 | GST | 1 | 0.042402 | 435 | 435 | 8.305 | 435 |  |  | 0.042402 | 18.4451 | 0.43737 | 0.51303 |  |  |  |  | 147 | 0.076154
1937 | MDLTHELP_5G | 5 | North | YES | 0.018055 | 224 | 74 | 224 | 0 | 1 | CC | 1 | 0.041365 | 224 | 224 | 4.0443 | 224 |  |  | 0.041365 | 9.2659 | 0.44274 | 0.51816 |  |  |  |  | 148 | 0.076011
1938 | MDLTHELP_6G | 6 | North | YES | 0.018055 | 226 | 74 | 226 | 0 | 1 | CC | 1 | 0.041365 | 226 | 226 | 4.0804 | 226 |  |  | 0.041365 | 9.3486 | 0.44815 | 0.52335 |  |  |  |  | 149 | 0.075854
1943 | MDLTHELP_3G | 3 | North | YES | 0.018055 | 212 | 74 | 212 | 0 | 1 | CC | 1 | 0.041365 | 212 | 212 | 3.8277 | 212 |  |  | 0.041365 | 8.7695 | 0.45323 | 0.52821 |  |  |  |  | 150 | 0.075658
1944 | MDLTHELP_4G | 4 | North | YES | 0.018055 | 211 | 74 | 211 | 0 | 1 | CC | 1 | 0.041365 | 211 | 211 | 3.8096 | 211 |  |  | 0.041365 | 8.7281 | 0.45828 | 0.53305 |  |  |  |  | 151 | 0.075429
2371 | COLLIN_1G | MB | North | YES | 0.017845 | 0 | 40 | 138 |  | 1.022 | GST | 1 | 0.041155 | 0 | 0 | 0 | 0 |  |  | 0.041155 | 0 | 0.45828 | 0.53305 |  |  |  |  | 152 | 0.075198
2381 | NTHLK1_G | 1 | North | YES | 0.017715 | 0 | 35 | 156 |  | 1.022 | GST | 1 | 0.041025 | 156 | 156 | 2.7635 | 156 |  |  | 0.041025 | 6.4 | 0.46202 | 0.5366 |  |  |  |  | 153 | 0.074981
2382 | NTHLK2_G | 2 | North | YES | 0.017715 | 0 | 35 | 181 |  | 1.022 | GST | 1 | 0.041025 | 181 | 181 | 3.2064 | 181 |  |  | 0.041025 | 7.4256 | 0.46636 | 0.54071 |  |  |  |  | 154 | 0.074765
2383 | NTHLK3_G | 3 | North | YES | 0.017715 | 0 | 50 | 329 |  | 1.022 | GST | 1 | 0.041025 | 329 | 329 | 5.8282 | 329 |  |  | 0.041025 | 13.4974 | 0.47424 | 0.5482 |  |  |  |  | 155 | 0.074765
6948 | DENISNDM | 1 | North | YES | 0.017564 | 40 | 5 | 40 |  | 1.015 | Hydro | 1 | 0.040874 | 0 | 0 | 0 | 0 |  |  | 0.040874 | 0 | 0.47424 | 0.5482 |  |  |  |  | 156 | 0.074576
6948 | DENISNDM | 2 | North | YES | 0.017564 | 31 | 5 | 40 |  | 1.015 | Hydro | 1 | 0.040874 | 0 | 0 | 0 | 0 |  |  | 0.040874 | 0 | 0.47424 | 0.5482 |  |  |  |  | 157 | 0.074356
1687 | VALLEY_1G | 1 | North | YES | 0.017433 | 136 | 15 | 170 | 0 | 1.029 | GST | 1 | 0.040743 | 170 | 170 | 2.9636 | 170 |  |  | 0.040743 | 6.9264 | 0.47831 | 0.55204 |  |  |  |  | 158 | 0.073957
1688 | VALLEY_2G | 2 | North | YES | 0.017433 | 527 | 90 | 527 | 0 | 1.029 | GSC | 1 | 0.040743 | 527 | 527 | 9.1872 | 527 |  |  | 0.040743 | 21.4718 | 0.49094 | 0.56394 |  |  |  |  | 159 | 0.073957
1689 | VALLEY_3G | 3 | North | YES | 0.017261 | 0 | 25 | 375 |  | 1.003 | GST | 1 | 0.040571 | 375 | 375 | 6.4729 | 375 |  |  | 0.040571 | 15.2143 | 0.49992 | 0.57237 |  |  |  |  | 160 | 0.073957
11691 | KMICHICT1_G | 1 | North | YES | 0.017261 | 144 | 80 | 144 | 0 | 1.026 | CC | 1 | 0.040571 | 144 | 144 | 2.4856 | 144 |  |  | 0.040571 | 5.8423 | 0.50337 | 0.57561 |  |  |  |  | 161 | 0.073725
11692 | KMICHICT2_G | 2 | North | YES | 0.017261 | 146 | 80 | 146 | 0 | 1.026 | CC | 1 | 0.040571 | 146 | 146 | 2.5201 | 146 |  |  | 0.040571 | 5.9234 | 0.50687 | 0.5789 |  |  |  |  | 162 | 0.073004
11693 | KMICHIST3_G | 3 | North | YES | 0.017261 | 312 | 60 | 312 | 0 | 1.026 | CC | 1 | 0.040571 | 312 | 312 | 5.3854 | 312 |  |  | 0.040571 | 12.6583 | 0.51434 | 0.58591 |  |  |  |  | 163 | 0.072455
11694 | KMICHICT4_G | 4 | North | YES | 0.017261 | 144 | 80 | 144 | 0 | 1.026 | CC | 1 | 0.040571 | 144 | 144 | 2.4856 | 144 |  |  | 0.040571 | 5.8423 | 0.51779 | 0.58915 |  |  |  |  | 164 | 0.072244
11695 | KMICHICT5_G | 5 | North | YES | 0.017261 | 148 | 80 | 148 | 0 | 1.026 | CC | 1 | 0.040571 | 148 | 148 | 2.5546 | 148 |  |  | 0.040571 | 6.0046 | 0.52134 | 0.59248 |  |  |  |  | 165 | 0.07203
11696 | KMICHIST6_G | 6 | North | YES | 0.017261 | 310 | 60 | 310 | 0 | 1.026 | CC | 1 | 0.040571 | 310 | 310 | 5.3509 | 310 |  |  | 0.040571 | 12.5771 | 0.52876 | 0.59946 |  |  |  |  | 166 | 0.071573
1678 | LAMARPWR_1G | 1 | North | YES | 0.017201 | 160 | 67.7 | 160 | 0 | 1.038 | CC | 1 | 0.040511 | 160 | 160 | 2.7522 | 160 |  |  | 0.040511 | 6.4818 | 0.5326 | 0.60305 |  |  |  |  | 167 | 0.071362
1679 | LAMARPWR_2G | 2 | North | YES | 0.017201 | 156 | 67.7 | 156 | 0 | 1.038 | CC | 1 | 0.040511 | 156 | 156 | 2.6834 | 156 |  |  | 0.040511 | 6.3198 | 0.53633 | 0.60655 |  |  |  |  | 168 | 0.071146
1680 | LAMARPWR_3G | 3 | North | YES | 0.017201 | 196 | 129.1 | 196 | 0 | 1.038 | CC | 1 | 0.040511 | 196 | 196 | 3.3714 | 196 |  |  | 0.040511 | 7.9402 | 0.54103 | 0.61095 |  |  |  |  | 169 | 0.070692
1681 | LAMARPWR_4G | 4 | North | YES | 0.017201 | 156 | 67.7 | 156 | 0 | 1.038 | CC | 1 | 0.040511 | 156 | 156 | 2.6834 | 156 |  |  | 0.040511 | 6.3198 | 0.54477 | 0.61446 |  |  |  |  | 170 | 0.070452
1682 | LAMARPWR_5G | 5 | North | YES | 0.017201 | 157 | 67.7 | 157 | 0 | 1.038 | CC | 1 | 0.040511 | 157 | 157 | 2.7006 | 157 |  |  | 0.040511 | 6.3603 | 0.54853 | 0.61798 |  |  |  |  | 171 | 0.070219
1683 | LAMARPWR_6G | 6 | North | YES | 0.017201 | 198 | 129.1 | 198 | 0 | 1.038 | CC | 1 | 0.040511 | 198 | 198 | 3.4058 | 198 |  |  | 0.040511 | 8.0213 | 0.55327 | 0.62243 |  |  |  |  | 172 | 0.069925
1675 | PEC_1G | 1 | North | YES | 0.017166 | 76.7 | 35 | 76.7 | 0 | 1.022 | Cogen | 1 | 0.040476 | 0 | 0 | 0 | 0 |  |  | 0.040476 | 0 | 0.55327 | 0.62243 |  |  |  |  | 173 | 0.069692
1676 | PEC_2G | 2 | North | YES | 0.017166 | 79.6 | 35 | 79.6 | 0 | 1.022 | Cogen | 1 | 0.040476 | 0 | 0 | 0 | 0 |  |  | 0.040476 | 0 | 0.55327 | 0.62243 |  |  |  |  | 174 | 0.069457
1677 | PEC_3G | 3 | North | YES | 0.017166 | 88.4 | 35 | 88.4 | 0 | 1.022 | Cogen | 1 | 0.040476 | 0 | 0 | 0 | 0 |  |  | 0.040476 | 0 | 0.55327 | 0.62243 |  |  |  |  | 175 | 0.06916
1701 | MOSES_1G | 1 | North | YES | 0.017087 | 558 | 175 | 558 | 0 | 1.023 | LIGCO | 1 | 0.040397 | 0 | 558 | 9.5345 | 558 |  |  | 0.040397 | 22.5418 | 0.56664 | 0.63493 |  |  |  |  | 176 | 0.06916
1702 | MOSES_2G | 2 | North | YES | 0.017087 | 579 | 175 | 579 | 0 | 1.023 | LIGCO | 1 | 0.040397 | 0 | 579 | 9.8934 | 579 |  |  | 0.040397 | 23.3901 | 0.58051 | 0.6479 |  |  |  |  | 177 | 0.06916
1703 | MOSES_3G | 3 | North | YES | 0.017087 | 808 | 463 | 808 | 0 | 1.023 | LIGCO | 1 | 0.040397 | 0 | 808 | 13.8063 | 808 |  |  | 0.040397 | 32.6411 | 0.59987 | 0.66599 |  |  |  |  | 178 | 0.06916
5925 | DCEAST | EQ | North | YES | 0.017087 | 400.3 | -600 | 600 | 0 | 1.025 | DCTie | 1 | 0.040397 | 0 | 0 | 0 | 0 |  |  | 0.040397 | 0 | 0.59987 | 0.66599 |  |  |  |  | 179 | 0.06829
2413 | MTCK6_G | 6 | North | YES | 0.016962 | 0 | 30 | 118 |  | 1.022 | GST | 1 | 0.040272 | 118 | 118 | 2.0015 | 118 |  |  | 0.040272 | 4.7521 | 0.60269 | 0.66863 |  |  |  |  | 180 | 0.067386
2414 | MTCK7_G | 7 | North | YES | 0.016962 | 0 | 30 | 115 |  | 1.022 | GST | 1 | 0.040272 | 115 | 115 | 1.9506 | 115 |  |  | 0.040272 | 4.6313 | 0.60545 | 0.67119 |  |  |  |  | 181 | 0.066125
2417 | MTCK8_G | 8 | North | YES | 0.016962 | 444.8 | 60 | 556 | 0 | 1.022 | GSC | 1 | 0.040272 | 556 | 556 | 9.4309 | 556 |  |  | 0.040272 | 22.3915 | 0.61877 | 0.68361 |  |  |  |  | 182 | 0.066125
842 | OLINGER_G1 | 1 | North | YES | 0.016898 | 55.4 | 20 | 79 | 0 | 1.03 | GST | 1 | 0.040208 | 79 | 79 | 1.3349 | 79 |  |  | 0.040208 | 3.1765 | 0.62066 | 0.68537 |  |  |  |  | 183 | 0.065933
843 | OLINGER_G2 | 1 | North | YES | 0.016898 | 76.2 | 25 | 110 | 0 | 1.03 | GST | 1 | 0.040208 | 110 | 110 | 1.8588 | 110 |  |  | 0.040208 | 4.4229 | 0.6233 | 0.68782 |  |  |  |  | 184 | 0.065746
844 | OLINGER_G3 | 1 | North | YES | 0.016898 | 103.9 | 45 | 150 | 0 | 1.03 | GST | 1 | 0.040208 | 150 | 150 | 2.5347 | 150 |  |  | 0.040208 | 6.0313 | 0.62689 | 0.69116 |  |  |  |  | 185 | 0.06484
845 | OLINGER_G4 | 1 | North | YES | 0.016898 | 51.9 | 0 | 76 | 0 | 1.03 | GGT | 1 | 0.040208 | 76 | 76 | 1.2842 | 76 |  |  | 0.040208 | 3.0558 | 0.62871 | 0.69286 |  |  |  |  | 186 | 0.064708
1941 | MDLTHELP_1G | 1 | North | YES | 0.016861 | 216.4 | 74 | 216.4 | 0 | 1 | CC | 1 | 0.040171 | 216.4 | 216.4 | 3.6487 | 216.4 |  |  | 0.040171 | 8.6931 | 0.63389 | 0.69768 |  |  |  |  | 187 | 0.064525
1942 | MDLTHELP_2G | 2 | North | YES | 0.016861 | 216.1 | 74 | 216.1 | 0 | 1 | CC | 1 | 0.040171 | 216.1 | 216.1 | 3.6437 | 216.1 |  |  | 0.040171 | 8.681 | 0.63907 | 0.70249 |  |  |  |  | 188 | 0.064275
837 | NEWMAN_G5 | 1 | North | YES | 0.01686 | 0 | 15 | 40 |  | 1.01 | GST | 1 | 0.04017 | 40 | 40 | 0.6744 | 40 |  |  | 0.04017 | 1.6068 | 0.64003 | 0.70338 |  |  |  |  | 189 | 0.064148
948 | STEAM1 | 1 | North | YES | 0.01682 | 0 | 12 | 20 |  | 1.02 | GST | 1 | 0.04013 | 20 | 20 | 0.3364 | 20 |  |  | 0.04013 | 0.80261 | 0.64051 | 0.70383 |  |  |  |  | 190 | 0.063784
949 | STEAM2 | 1 | North | YES | 0.01682 | 26 | 8 | 26 | 0 | 0.99 | GST | 1 | 0.04013 | 26 | 26 | 0.43732 | 26 |  |  | 0.04013 | 1.0434 | 0.64113 | 0.70441 |  |  |  |  | 191 | 0.063419
950 | STEAM3 | 1 | North | YES | 0.01682 | 41 | 13 | 42 | 0 | 1.02 | GST | 1 | 0.04013 | 42 | 42 | 0.70644 | 42 |  |  | 0.04013 | 1.6855 | 0.64214 | 0.70534 |  |  |  |  | 192 | 0.063352
2451 | LKHB1_G | 1 | North | YES | 0.016613 | 0 | 80 | 391 |  | 1.022 | GST | 1 | 0.039923 | 391 | 391 | 6.4957 | 391 |  |  | 0.039923 | 15.6101 | 0.65151 | 0.71399 |  |  |  |  | 193 | 0.063318
2452 | LKHB2_G | 2 | North | YES | 0.016613 | 516 | 80 | 516 | 0 | 1.022 | GST | 1 | 0.039923 | 516 | 516 | 8.5723 | 516 |  |  | 0.039923 | 20.6005 | 0.66387 | 0.72541 |  |  |  |  | 194 | 0.063273
12440 | PARKD_1SVC8 | 1 | North | YES | 0.016604 | 0 | 0 | 0 | 0 | 1.007 | GST | 1 | 0.039914 | 0 | 0 | 0 | 0 |  |  | 0.039914 | 0 | 0.66387 | 0.72541 |  |  |  |  | 195 | 0.063202
12449 | PARKD_2SVC8 | 1 | North | YES | 0.016604 | 0 | 0 | 0 | 0 | 1.007 | GST | 1 | 0.039914 | 0 | 0 | 0 | 0 |  |  | 0.039914 | 0 | 0.66387 | 0.72541 |  |  |  |  | 196 | 0.062489
12411 | FPLEFR1A_G | 1 | North | YES | 0.016394 | 161 | 72 | 161 | 0 | 1 | CC | 1 | 0.039704 | 161 | 161 | 2.6394 | 161 |  |  | 0.039704 | 6.3924 | 0.66772 | 0.72896 |  |  |  |  | 197 | 0.061548
12412 | FPLEFR1B_G | 2 | North | YES | 0.016394 | 164 | 72 | 164 | 0 | 1 | CC | 1 | 0.039704 | 164 | 164 | 2.6886 | 164 |  |  | 0.039704 | 6.5115 | 0.67165 | 0.73257 |  |  |  |  | 198 | 0.061548
12413 | FPLEFR1C_G | 3 | North | YES | 0.016394 | 164 | 72 | 164 | 0 | 1 | CC | 1 | 0.039704 | 164 | 164 | 2.6886 | 164 |  |  | 0.039704 | 6.5115 | 0.67558 | 0.73618 |  |  |  |  | 199 | 0.061548
12414 | FPLEFR1S_G | 4 | North | YES | 0.016394 | 414 | 191 | 414 | 0 | 1 | CC | 1 | 0.039704 | 414 | 414 | 6.7871 | 414 |  |  | 0.039704 | 16.4376 | 0.6855 | 0.74529 |  |  |  |  | 200 | 0.061235
12421 | FPLEFR2A_G | 1 | North | YES | 0.016394 | 162 | 72 | 162 | 0 | 1 | CC | 1 | 0.039704 | 162 | 162 | 2.6558 | 162 |  |  | 0.039704 | 6.4321 | 0.68938 | 0.74886 |  |  |  |  | 201 | 0.060916
12422 | FPLEFR2B_G | 2 | North | YES | 0.016394 | 161 | 72 | 161 | 0 | 1 | CC | 1 | 0.039704 | 161 | 161 | 2.6394 | 161 |  |  | 0.039704 | 6.3924 | 0.69324 | 0.7524 |  |  |  |  | 202 | 0.060597
12423 | FPLEFR2C_G | 3 | North | YES | 0.016394 | 163 | 72 | 163 | 0 | 1 | CC | 1 | 0.039704 | 163 | 163 | 2.6722 | 163 |  |  | 0.039704 | 6.4718 | 0.69714 | 0.75599 |  |  |  |  | 203 | 0.059792
12424 | FPLEFR2S_G | 4 | North | YES | 0.016394 | 415 | 191 | 415 | 0 | 1 | CC | 1 | 0.039704 | 415 | 415 | 6.8035 | 415 |  |  | 0.039704 | 16.4773 | 0.70708 | 0.76512 |  |  |  |  | 204 | 0.059477
12322 | ENNSTRAC_1G | 1 | North | YES | 0.016232 | 196 | 130 | 196 | 0 | 1.036 | CC | 1 | 0.039542 | 196 | 196 | 3.1815 | 196 |  |  | 0.039542 | 7.7503 | 0.71178 | 0.76942 |  |  |  |  | 205 | 0.059164
12323 | ENNSTRAC_2G | 2 | North | YES | 0.016232 | 116 | 100 | 116 | 0 | 1.036 | CC | 1 | 0.039542 | 116 | 116 | 1.8829 | 116 |  |  | 0.039542 | 4.5869 | 0.71456 | 0.77196 |  |  |  |  | 206 | 0.058847
3097 | MARTLAKE_1G | 1 | North | YES | 0.014964 | 790 | 500 | 790 | 0 | 1.017 | LIGCO | 1 | 0.038274 | 0 | 790 | 11.8216 | 790 |  |  | 0.038274 | 30.2368 | 0.73348 | 0.78873 |  |  |  |  | 207 | 0.05804
3098 | MARTLAKE_2G | 2 | North | YES | 0.014964 | 795 | 461 | 795 | 0 | 1.017 | LIGCO | 1 | 0.038274 | 0 | 795 | 11.8964 | 795 |  |  | 0.038274 | 30.4282 | 0.75253 | 0.8056 |  |  |  |  | 208 | 0.057641
3099 | MARTLAKE_3G | 3 | North | YES | 0.014964 | 804 | 500 | 804 | 0 | 1.017 | LIGCO | 1 | 0.038274 | 0 | 804 | 12.0311 | 804 |  |  | 0.038274 | 30.7726 | 0.77179 | 0.82266 |  |  |  |  | 209 | 0.057405
13116 | TGATEWAY_1G | 1 | North | YES | 0.014772 | 151 | 30 | 151 | 0 | 1.0232 | CC | 1 | 0.038082 | 151 | 151 | 2.2306 | 151 |  |  | 0.038082 | 5.7504 | 0.77541 | 0.82585 |  |  |  |  | 210 | 0.055243
13117 | TGATEWAY_2G | 2 | North | YES | 0.014772 | 130 | 30 | 130 | 0 | 1.0232 | CC | 1 | 0.038082 | 130 | 130 | 1.9204 | 130 |  |  | 0.038082 | 4.9507 | 0.77852 | 0.82859 |  |  |  |  | 211 | 0.053066
13118 | TGATEWAY_3G | 3 | North | YES | 0.014772 | 148 | 30 | 148 | 0 | 1.0232 | CC | 1 | 0.038082 | 148 | 148 | 2.1863 | 148 |  |  | 0.038082 | 5.6362 | 0.78207 | 0.83171 |  |  |  |  | 212 | 0.050866
13119 | TGATEWAY_4G | 4 | North | YES | 0.014772 | 399 | 65 | 399 | 0 | 1.0232 | CC | 1 | 0.038082 | 399 | 399 | 5.894 | 399 |  |  | 0.038082 | 15.1949 | 0.79163 | 0.84014 |  |  |  |  | 213 | 0.050436
3126 | TRINIDAD_6G | 1 | North | YES | 0.014651 | 179.2 | 46 | 224 | 0 | 1 | GST | 1 | 0.037961 | 224 | 224 | 3.2818 | 224 |  |  | 0.037961 | 8.5034 | 0.79699 | 0.84485 |  |  |  |  | 214 | 0.050067
3348 | CHAMPION_1G | MB | North | YES | 0.014582 | 0 | 42 | 42 |  | 1 | Cogen | 1 | 0.037892 | 0 | 0 | 0 | 0 |  |  | 0.037892 | 0 | 0.79699 | 0.84485 |  |  |  |  | 215 | 0.049646
3309 | ASPN_G | 1 | North | YES | 0.014565 | 50 | 0 | 50 |  | 1 | Bio | 1 | 0.037875 | 50 | 50 | 0.72825 | 50 |  |  | 0.037875 | 1.8938 | 0.79819 | 0.8459 |  |  |  |  | 216 | 0.048511
3107 | STRYKER_1G | 1 | North | YES | 0.014472 | 145.6 | 45 | 182 | 0 | 1.029 | GST | 1 | 0.037782 | 182 | 182 | 2.6339 | 182 |  |  | 0.037782 | 6.8764 | 0.80255 | 0.84971 |  |  |  |  | 217 | 0.047859
3108 | STRYKER_2G | 2 | North | YES | 0.014472 | 484 | 75 | 484 | 0 | 1.029 | GST | 1 | 0.037782 | 484 | 484 | 7.0044 | 484 |  |  | 0.037782 | 18.2867 | 0.81415 | 0.85985 |  |  |  |  | 218 | 0.047859
244 | WHITNYDM01 | 1 | North | YES | 0.013664 | 15 | 0 | 15 | 0 | 1.035 | Hydro | 1 | 0.036974 | 0 | 0 | 0 | 0 |  |  | 0.036974 | 0 | 0.81415 | 0.85985 |  |  |  |  | 219 | 0.047711
245 | WHITNYDM02 | 2 | North | YES | 0.013664 | 15 | 0 | 15 | 0 | 1.035 | Hydro | 1 | 0.036974 | 0 | 0 | 0 | 0 |  |  | 0.036974 | 0 | 0.81415 | 0.85985 |  |  |  |  | 220 | 0.047163
13134 | CALFREST_4G | 4 | North | YES | 0.012806 | 151.5 | 40 | 151.5 | 0 | 1.031 | CC | 1 | 0.036116 | 151.5 | 151.5 | 1.9401 | 151.5 |  |  | 0.036116 | 5.4716 | 0.81778 | 0.86289 |  |  |  |  | 221 | 0.045706
13135 | CALFREST_5G | 5 | North | YES | 0.012806 | 152.3 | 57 | 152.3 | 0 | 1.031 | CC | 1 | 0.036116 | 152.3 | 152.3 | 1.9504 | 152.3 |  |  | 0.036116 | 5.5005 | 0.82142 | 0.86594 |  |  |  |  | 222 | 0.045706
13136 | CALFREST_6G | 6 | North | YES | 0.012806 | 177.5 | 40 | 177.5 | 0 | 1.031 | CC | 1 | 0.036116 | 177.5 | 177.5 | 2.2731 | 177.5 |  |  | 0.036116 | 6.4107 | 0.82568 | 0.86949 |  |  |  |  | 223 | 0.045706
13131 | CALFREST_1G | 1 | North | YES | 0.01274 | 150.7 | 40 | 150.7 | 0 | 1.031 | CC | 1 | 0.03605 | 150.7 | 150.7 | 1.9199 | 150.7 |  |  | 0.03605 | 5.4328 | 0.82929 | 0.8725 |  |  |  |  | 224 | 0.04511
13132 | CALFREST_2G | 2 | North | YES | 0.01274 | 151 | 57 | 151 | 0 | 1.031 | CC | 1 | 0.03605 | 151 | 151 | 1.9237 | 151 |  |  | 0.03605 | 5.4436 | 0.8329 | 0.87552 |  |  |  |  | 225 | 0.044511
13133 | CALFREST_3G | 3 | North | YES | 0.01274 | 177.4 | 40 | 177.4 | 0 | 1.031 | CC | 1 | 0.03605 | 177.4 | 177.4 | 2.2601 | 177.4 |  |  | 0.03605 | 6.3953 | 0.83715 | 0.87907 |  |  |  |  | 226 | 0.043813
3381 | BBRN_1G | 1 | North | YES | 0.012337 | 618 | 225 | 618 | 0 | 1.03 | LIGCO | 1 | 0.035647 | 0 | 618 | 7.6243 | 618 |  |  | 0.035647 | 22.0301 | 0.85196 | 0.89128 |  |  |  |  | 227 | 0.043215
3382 | BBRN_2G | 2 | North | YES | 0.012337 | 589 | 225 | 589 | 0 | 1.03 | LIGCO | 1 | 0.035647 | 0 | 589 | 7.2665 | 589 |  |  | 0.035647 | 20.9963 | 0.86607 | 0.90292 |  |  |  |  | 228 | 0.042615
251 | BOSQUESW803 | 2 | North | YES | 0.011865 | 150 | 0 | 150 | 0 | 1.032 | CC | 1 | 0.035175 | 150 | 150 | 1.7797 | 150 |  |  | 0.035175 | 5.2763 | 0.86966 | 0.90584 |  |  |  |  | 229 | 0.041911
253 | BOSQUESW804 | 2 | North | YES | 0.011865 | 80 | 0 | 80 | 0 | 1.032 | CC | 1 | 0.035175 | 80 | 80 | 0.9492 | 80 |  |  | 0.035175 | 2.814 | 0.87158 | 0.9074 |  |  |  |  | 230 | 0.039319
3403 | THOUSE_1G | 1 | North | YES | 0.011112 | 563 | 200 | 563 | 0 | 1.012 | GSC | 1 | 0.034422 | 563 | 563 | 6.2561 | 563 |  |  | 0.034422 | 19.3798 | 0.88507 | 0.91815 |  |  |  |  | 231 | 0.036849
3404 | THOUSE_2G | 2 | North | YES | 0.011112 | 807 | 250 | 807 | 0 | 1.012 | GSC | 1 | 0.034422 | 807 | 807 | 8.9674 | 807 |  |  | 0.034422 | 27.7789 | 0.9044 | 0.93355 |  |  |  |  | 232 | 0.03618
238 | BOSQUESW505 | 1 | North | YES | 0.011074 | 255 | 0 | 255 | 0 | 1.02 | CC | 1 | 0.034384 | 255 | 255 | 2.8239 | 255 |  |  | 0.034384 | 8.768 | 0.91051 | 0.93841 |  |  |  |  | 233 | 0.035824
239 | BOSQUESW502 | 1 | North | YES | 0.011074 | 119.2 | 0 | 149 | 0 | 1.02 | GGT | 1 | 0.034384 | 149 | 149 | 1.65 | 149 |  |  | 0.034384 | 5.1233 | 0.91408 | 0.94125 |  |  |  |  | 234 | 0.033081
247 | BOSQUESW501 | 2 | North | YES | 0.011074 | 124.8 | 0 | 156 | 0 | 1.02 | GGT | 1 | 0.034384 | 156 | 156 | 1.7275 | 156 |  |  | 0.034384 | 5.364 | 0.91782 | 0.94422 |  |  |  |  | 235 | 0.029148
48721 | LEG_1___1 | 1 | North | YES | 0.008501 | 827 | 357 | 827 | 0 | 1.0348 | LIGCO | 1 | 0.031811 | 0 | 827 | 7.0303 | 827 |  |  | 0.031811 | 26.3081 | 0.93763 | 0.95881 |  |  |  |  | 236 | 0.0279
48722 | LEG_2___2 | 2 | North | YES | 0.008501 | 819 | 357 | 819 | 0 | 1.0348 | LIGCO | 1 | 0.031811 | 0 | 819 | 6.9623 | 819 |  |  | 0.031811 | 26.0536 | 0.95725 | 0.97325 |  |  |  |  | 237 | 0.027171
39960 | TNTNPONE_18 | 1 | North | YES | 0.006876 | 152.3 | 30 | 152.3 |  | 1.04 | LIGCO | 1 | 0.030186 | 0 | 152.3 | 1.0472 | 152.3 |  |  | 0.030186 | 4.5974 | 0.9609 | 0.9758 |  |  |  |  | 238 | 0.026407
39970 | TNTNPONE_28 | 1 | North | YES | 0.006876 | 153 | 30 | 153 |  | 1.04 | LIGCO | 1 | 0.030186 | 0 | 153 | 1.052 | 153 |  |  | 0.030186 | 4.6185 | 0.96456 | 0.97836 |  |  |  |  | 239 | 0.02118
3416 | LAKE_CRK1_G | 1 | North | YES | 0.006297 | 60 | 33 | 75 |  | 1.029 | GST | 1 | 0.029607 | 75 | 75 | 0.47228 | 75 |  |  | 0.029607 | 2.2206 | 0.96636 | 0.97959 |  |  |  |  | 240 | 0.016004
3417 | LAKE_CRK2_G | 2 | North | YES | 0.006297 | 177.6 | 40 | 222 | 0 | 1.029 | GST | 1 | 0.029607 | 222 | 222 | 1.3979 | 222 |  |  | 0.029607 | 6.5728 | 0.97168 | 0.98324 |  |  |  |  | 241 | 0.014904
990 | GIBN_CREK_G1 | 1 | North | YES | 0.002921 | 463 | 200 | 463 | 0 | 1.0275 | LIGCO | 1 | 0.026231 | 0 | 463 | 1.3524 | 463 |  |  | 0.026231 | 12.1452 | 0.98277 | 0.98997 |  |  |  |  | 242 | 0.013799
32798 | BRYN_TAMUGEN | 1 | North | YES | 0.00235 | 32 | 0 | 32 |  | 1.02 | GST | 1 | 0.02566 | 32 | 32 | 0.0752 | 32 |  |  | 0.02566 | 0.82113 | 0.98354 | 0.99043 |  |  |  |  | 243 | 0.013234
32886 | BRYN_ATKINS3 | MB | North | YES | 0.002242 | 0 | 5 | 12 |  | 1 | GST | 1 | 0.025552 | 0 | 0 | 0 | 0 |  |  | 0.025552 | 0 | 0.98354 | 0.99043 |  |  |  |  | 244 | 0.011559
32887 | BRYN_ATKINS6 | MB | North | YES | 0.002242 | 0 | 12 | 51 |  | 1.028 | GST | 1 | 0.025552 | 0 | 0 | 0 | 0 |  |  | 0.025552 | 0 | 0.98354 | 0.99043 |  |  |  |  | 245 | 0.0072006
32888 | BRYN_ATKINS7 | 1 | North | YES | 0.002242 | 13.6 | 4 | 17 |  | 1.028 | GGT | 1 | 0.025552 | 17 | 17 | 0.038114 | 17 |  |  | 0.025552 | 0.43439 | 0.98394 | 0.99067 |  |  |  |  | 246 | 0.0068892
32890 | BRYN_ATKINS4 | MB | North | YES | 0.002242 | 0 | 5 | 22 |  | 1.031 | GST | 1 | 0.025552 | 0 | 0 | 0 | 0 |  |  | 0.025552 | 0 | 0.98394 | 0.99067 |  |  |  |  | 247 | 0.0068892
32891 | BRYN_ATKINS5 | MB | North | YES | 0.002242 | 0 | 5 | 25 |  | 1.031 | GST | 1 | 0.025552 | 0 | 0 | 0 | 0 |  |  | 0.025552 | 0 | 0.98394 | 0.99067 |  |  |  |  | 248 | 0.0068892
32883 | BRYN_DNSBY3 | 1 | North | YES | 0.001948 | 0 | 2 | 48 |  | 1.015 | GST | 1 | 0.025258 | 48 | 48 | 0.093504 | 48 |  |  | 0.025258 | 1.2124 | 0.98509 | 0.99134 |  |  |  |  | 249 | 0.0067228
32884 | BRYN_DNSBY13 | 1 | North | YES | 0.001948 | 46 | 2 | 46 | 0 | 1.015 | GST | 1 | 0.025258 | 46 | 46 | 0.089608 | 46 |  |  | 0.025258 | 1.1619 | 0.9862 | 0.99198 |  |  |  |  | 250 | 0.0067228
32892 | BRYN_DNSBY14 | 1 | North | YES | 0.001948 | 84 | 25 | 105 | 0 | 1.035 | GST | 1 | 0.025258 | 105 | 105 | 0.20454 | 105 |  |  | 0.025258 | 2.6521 | 0.98871 | 0.99345 |  |  |  |  | 251 | 0.0067228
48671 | FTR_GT1_5105 | 1 | North | YES | 0.001749 | 154.2 | 0 | 154.2 | 0 | 1.0319 | CC | 1 | 0.025059 | 154.2 | 154.2 | 0.2697 | 154.2 |  |  | 0.025059 | 3.8642 | 0.99241 | 0.9956 |  |  |  |  | 252 | 0.006245
48672 | FTR_GT2_5110 | 2 | North | YES | 0.001749 | 159 | 0 | 159 | 0 | 1.0319 | CC | 1 | 0.025059 | 159 | 159 | 0.27809 | 159 |  |  | 0.025059 | 3.9844 | 0.99621 | 0.9978 |  |  |  |  | 253 | 0.0057871
48673 | FTR_GT3_5085 | 3 | North | YES | 0.001749 | 158 | 0 | 158 | 0 | 1.0319 | CC | 1 | 0.025059 | 158 | 158 | 0.27634 | 158 |  |  | 0.025059 | 3.9594 | 1 | 1 |  |  |  |  | 254 | 0.004742
48674 | FTR_CN4_5095 | 4 | North | YES | 0.001749 | 380 | 0 | 380 | 0 | 1.0319 | CC | 1 | 0.025059 | 380 | 380 | 0.66462 | 380 |  |  | 0.025059 | 9.5226 | 1.0091 | 1.0053 |  |  |  |  | 255 | 0.0031902
5934 | SI_RAY5 | 5 | South | YES | 0 | 0 | 10 | 15 |  | 1.035 | GST | -1 | 0.016016 | 15 | 15 |  |  | 0 | 15 | -0.016016 | -0.24023 | [6 empty] | 256 | 0.0015901
8139 | JOS #1 | MB | South | YES | 0 | 0 | 45 | 255 |  | 1.02 | GST | -1 | 0.016016 | 0 | 0 |  |  | 0 | 0 | -0.016016 | 0 | [6 empty] | 257 | 0
8285 | LAR #1 | MB | South | YES | 0 | 0 | 9 | 32 |  | 1.0497 | GST | -1 | 0.016016 | 0 | 0 |  |  | 0 | 0 | -0.016016 | 0 | [6 empty] | 258 | -0.0038242
8287 | LAR #2 | MB | South | YES | 0 | 0 | 9 | 32 |  | 1.04 | GST | -1 | 0.016016 | 0 | 0 |  |  | 0 | 0 | -0.016016 | 0 | [6 empty] | 259 | 0
8288 | LAR #3 | MB | South | YES | 0 | 0 | 25 | 105 |  | 1.04 | GST | -1 | 0.016016 | 0 | 0 |  |  | 0 | 0 | -0.016016 | 0 | [6 empty] | 260 | 0
8388 | BATES0A | MB | South | YES | 0 | 0 | 21 | 71 |  | 1.033 | GST | -1 | 0.016016 | 0 | 0 |  |  | 0 | 0 | -0.016016 | 0 | [6 empty] | 261 | 0
8393 | BATES0B | MB | South | YES | 0 | 0 | 25 | 110 |  | 1.03 | GST | -1 | 0.016016 | 0 | 0 |  |  | 0 | 0 | -0.016016 | 0 | [6 empty] | 262 | 0
8437 | NUECES_B0C | MB | South | YES | 0 | 0 | 7 | 30 |  | 1.03 | GST | -1 | 0.016016 | 0 | 0 |  |  | 0 | 0 | -0.016016 | 0 | [6 empty] | 263 | 0
8438 | NUECES_B0B | MB | South | YES | 0 | 0 | 26 | 169 |  | 1.03 | GST | -1 | 0.016016 | 0 | 0 |  |  | 0 | 0 | -0.016016 | 0 | [6 empty] | 264 | 0
39190 | TNSLCGN1__8 | 1 | Houston | YES | 0 | 0 | 10 | 30 |  | 1.03 | Cogen | -1 | 0.016016 | 0 | 0 |  |  |  |  | -0.016016 | 0 | [6 empty] | 265 | 0
8032 | AMISTADHYD1 | 1 | South | YES | -0.003562 | 33 | 13 | 33 | 0 | 1.03 | Hydro | -1 | 0.019578 | 0 | 0 |  |  | 0 | 0 | -0.019578 | 0 | [6 empty] | 266 | 0
8033 | AMISTADHYD2 | 2 | South | YES | -0.003562 | 25 | 13 | 25 | 0 | 1.03 | Hydro | -1 | 0.019578 | 0 | 0 |  |  | 0 | 0 | -0.019578 | 0 | [6 empty] | 267 | 0
88253 | HAMILTON | F | South | YES | -0.003562 | 0 | 0 | 0 | 0 | 1.04 | BLT | -1 | 0.019578 | 0 | 0 |  |  | 0 | 0 | -0.019578 | 0 | [6 empty] | 268 | 0
48591 | CHE_GT2_5030 | 2 | Houston | YES | -0.004147 | 173 | 50 | 173 | 0 | 1.029 | Cogen | -1 | 0.020163 | 0 | 0 |  |  |  |  | -0.020163 | 0 | [6 empty] | 269 | 0
48811 | CVC_GT3_5045 | 3 | Houston | YES | -0.004147 | 156 | 91.8 | 156 | 0 | 1.029 | Cogen | -1 | 0.020163 | 0 | 0 |  |  |  |  | -0.020163 | 0 | [6 empty] | 270 | 0
48812 | CVC_GT2_5020 | 2 | Houston | YES | -0.004147 | 158 | 91.8 | 158 | 0 | 1.029 | Cogen | -1 | 0.020163 | 0 | 0 |  |  |  |  | -0.020163 | 0 | [6 empty] | 271 | 0
48813 | CVC_GT1_5035 | 1 | Houston | YES | -0.004147 | 160 | 91.8 | 160 | 0 | 1.029 | Cogen | -1 | 0.020163 | 0 | 0 |  |  |  |  | -0.020163 | 0 | [6 empty] | 272 | 0
48814 | CVC_ST5_5040 | 1 | Houston | YES | -0.004147 | 162 | 91.8 | 162 | 0 | 1.029 | Cogen | -1 | 0.020163 | 0 | 0 |  |  |  |  | -0.020163 | 0 | [6 empty] | 273 | 0
48885 | THW_5152 | B | Houston | YES | -0.004799 | 47.2 | 5 | 59 |  | 1.0319 | GGT | -1 | 0.020815 | 59 | 59 |  |  |  |  | -0.020815 | -1.2281 | [6 empty] | 274 | 0
48885 | THW_5152 | A | Houston | YES | -0.004799 | 46.4 | 5 | 58 |  | 1.0319 | GGT | -1 | 0.020815 | 58 | 58 |  |  |  |  | -0.020815 | -1.2072 | [6 empty] | 275 | 0
48886 | THW_5354 | D | Houston | YES | -0.004799 | 46.4 | 5 | 58 |  | 1.0319 | GGT | -1 | 0.020815 | 58 | 58 |  |  |  |  | -0.020815 | -1.2072 | [6 empty] | 276 | 0
48886 | THW_5354 | C | Houston | YES | -0.004799 | 45.6 | 5 | 57 |  | 1.0319 | GGT | -1 | 0.020815 | 57 | 57 |  |  |  |  | -0.020815 | -1.1864 | [6 empty] | 277 | 0
48887 | THW_5556 | E | Houston | YES | -0.004799 | 47.2 | 5 | 59 |  | 1.0319 | GGT | -1 | 0.020815 | 59 | 59 |  |  |  |  | -0.020815 | -1.2281 | [6 empty] | 278 | 0
48887 | THW_5556 | F | Houston | YES | -0.004799 | 45.6 | 5 | 57 |  | 1.0319 | GGT | -1 | 0.020815 | 57 | 57 |  |  |  |  | -0.020815 | -1.1864 | [6 empty] | 279 | 0
48690 | GBY_GN5_5 | 5 | Houston | YES | -0.004847 | 318.4 | 81 | 398 |  | 1.0362 | GSC | -1 | 0.020863 | 398 | 398 |  |  |  |  | -0.020863 | -8.3033 | [6 empty] | 280 | 0
48595 | BTE_GT2_8075 | 1 | Houston | YES | -0.004883 | 162.8 | 130 | 162.8 | 0 | 1.0261 | CC | -1 | 0.020899 | 162.8 | 162.8 |  |  |  |  | -0.020899 | -3.4023 | [6 empty] | 281 | 0
48596 | BTE_GT3_8045 | 2 | Houston | YES | -0.004883 | 161.4 | 130 | 161.4 | 0 | 1.0261 | CC | -1 | 0.020899 | 161.4 | 161.4 |  |  |  |  | -0.020899 | -3.373 | [6 empty] | 282 | 0
48597 | BTE_GT4_8055 | 3 | Houston | YES | -0.004883 | 158.9 | 130 | 158.9 | 0 | 1.0261 | CC | -1 | 0.020899 | 158.9 | 158.9 |  |  |  |  | -0.020899 | -3.3208 | [6 empty] | 283 | 0
48598 | BTE_ST1_8070 | 4 | Houston | YES | -0.004883 | 269.2 | 60 | 269.2 | 0 | 1.0261 | CC | -1 | 0.020899 | 269.2 | 269.2 |  |  |  |  | -0.020899 | -5.6259 | [6 empty] | 284 | 0
48583 | CBY_GT4_1 | 1 | Houston | YES | -0.00499 | 172 | 0 | 172 | 0 | 1.027 | GSC | -1 | 0.021006 | 172 | 172 |  |  |  |  | -0.021006 | -3.613 | [6 empty] | 285 | 0
48584 | CBY_GT4_2 | 2 | Houston | YES | -0.00499 | 172 | 0 | 172 | 0 | 1.027 | CC | -1 | 0.021006 | 172 | 172 |  |  |  |  | -0.021006 | -3.613 | [6 empty] | 286 | 0
48585 | CBY_ST4_1 | 3 | Houston | YES | -0.00499 | 172 | 0 | 172 | 0 | 1.027 | CC | -1 | 0.021006 | 172 | 172 |  |  |  |  | -0.021006 | -3.613 | [6 empty] | 287 | 0
48815 | CVC_GT4_8005 | 4 | Houston | YES | -0.005007 | 165 | 91.8 | 165 |  | 1.0362 | Cogen | -1 | 0.021023 | 0 | 0 |  |  |  |  | -0.021023 | 0 | [6 empty] | 288 | 0
48791 | PSA_GT1_8160 | 1 | Houston | YES | -0.005042 | 52 | 20.8 | 65 | 0 | 1.0362 | Cogen | -1 | 0.021058 | 0 | 0 |  |  |  |  | -0.021058 | 0 | [6 empty] | 289 | 0
48792 | PSA_GT2_8155 | 2 | Houston | YES | -0.005042 | 52.8 | 20.3 | 66 | 0 | 1.0362 | Cogen | -1 | 0.021058 | 0 | 0 |  |  |  |  | -0.021058 | 0 | [6 empty] | 290 | 0
48793 | PSA_GT3_8150 | 3 | Houston | YES | -0.005042 | 56 | 20.3 | 70 | 0 | 1.0362 | Cogen | -1 | 0.021058 | 0 | 0 |  |  |  |  | -0.021058 | 0 | [6 empty] | 291 | 0
48794 | PSA_GT4_8145 | 4 | Houston | YES | -0.005042 | 52.8 | 20.3 | 66 | 0 | 1.0362 | Cogen | -1 | 0.021058 | 0 | 0 |  |  |  |  | -0.021058 | 0 | [6 empty] | 292 | 0
48795 | PSA_GT5_8140 | 5 | Houston | YES | -0.005042 | 51.2 | 20.3 | 64 | 0 | 1.0362 | Cogen | -1 | 0.021058 | 0 | 0 |  |  |  |  | -0.021058 | 0 | [6 empty] | 293 | 0
48796 | PSA_GN1_8165 | 1 | Houston | YES | -0.005042 | 83.2 | 43.1 | 104 | 0 | 1.0362 | Cogen | -1 | 0.021058 | 0 | 0 |  |  |  |  | -0.021058 | 0 | [6 empty] | 294 | 0
48797 | PSA_GT6_8135 | 6 | Houston | YES | -0.005042 | 47.2 | 34.5 | 59 | 0 | 1.0362 | Cogen | -1 | 0.021058 | 0 | 0 |  |  |  |  | -0.021058 | 0 | [6 empty] | 295 | 0
48581 | CBY_GN1_1 | 1 | Houston | YES | -0.005045 | 595.2 | 108 | 744 | 0 | 1.0435 | GSC | -1 | 0.021061 | 744 | 744 |  |  |  |  | -0.021061 | -15.669 | [6 empty] | 296 | 0
48940 | WARVUE_GT1 | G1 | Houston | YES | -0.005047 | 15 | 0 | 15 |  | 1.021 | Cogen | -1 | 0.021063 | 0 | 0 |  |  |  |  | -0.021063 | 0 | [6 empty] | 297 | 0
48651 | EP_1_2 | 1 | Houston | YES | -0.005048 | 4 | 0 | 5 | 0 | 1.0362 | Cogen | -1 | 0.021064 | 0 | 0 |  |  |  |  | -0.021064 | 0 | [6 empty] | 298 | 0
48651 | EP_1_2 | 2 | Houston | YES | -0.005048 | 17.7 | 10 | 21 | 0 | 1.0362 | Cogen | -1 | 0.021064 | 0 | 0 |  |  |  |  | -0.021064 | 0 | [6 empty] | 299 | 0
49803 | EXN_15GT | 1 | Houston | YES | -0.00511 | 33 | 8.3 | 34 |  | 1.0326 | Cogen | -1 | 0.021126 | 0 | 0 |  |  |  |  | -0.021126 | 0 | [6 empty] | 300 | 0
49804 | EXN_16GT | 2 | Houston | YES | -0.00511 | 32 | 8.3 | 34.7 |  | 1.0326 | Cogen | -1 | 0.021126 | 0 | 0 |  |  |  |  | -0.021126 | 0 | [6 empty] | 301 | 0
49805 | EXN_17GT | 3 | Houston | YES | -0.00511 | 31 | 8.3 | 32.7 |  | 1.0326 | Cogen | -1 | 0.021126 | 0 | 0 |  |  |  |  | -0.021126 | 0 | [6 empty] | 302 | 0
49826 | EXN938GT | 5 | Houston | YES | -0.00511 | 43 | 9.2 | 45.9 |  | 1.0326 | Cogen | -1 | 0.021126 | 0 | 0 |  |  |  |  | -0.021126 | 0 | [6 empty] | 303 | 0
49828 | EXN941GT | 10 | Houston | YES | -0.00511 | 17.7 | 5.4 | 17.7 | 0 | 1.0326 | Cogen | -1 | 0.021126 | 0 | 0 |  |  |  |  | -0.021126 | 0 | [6 empty] | 304 | 0
49829 | EXN942GT | 11 | Houston | YES | -0.00511 | 20 | 5.4 | 20.4 | 0 | 1.0326 | Cogen | -1 | 0.021126 | 0 | 0 |  |  |  |  | -0.021126 | 0 | [6 empty] | 305 | 0
49830 | EXN943GT | 12 | Houston | YES | -0.00511 | 19 | 5.4 | 19.9 | 0 | 1.0326 | Cogen | -1 | 0.021126 | 0 | 0 |  |  |  |  | -0.021126 | 0 | [6 empty] | 306 | 0
49831 | EXN944GT | 13 | Houston | YES | -0.00511 | 33 | 5.4 | 35 | 0 | 1.0326 | Cogen | -1 | 0.021126 | 0 | 0 |  |  |  |  | -0.021126 | 0 | [6 empty] | 307 | 0
49832 | EXN945GT | 9 | Houston | YES | -0.00511 | 18.5 | 9.2 | 18.5 |  | 1.0326 | Cogen | -1 | 0.021126 | 0 | 0 |  |  |  |  | -0.021126 | 0 | [6 empty] | 308 | 0
49837 | EXN_GT | 4 | Houston | YES | -0.00511 | 81 | 21.3 | 85.4 |  | 1.0326 | Cogen | -1 | 0.021126 | 0 | 0 |  |  |  |  | -0.021126 | 0 | [6 empty] | 309 | 0
49838 | EXN_14GT | 14 | Houston | YES | -0.00511 | 140 | 0 | 148 |  | 1.0326 | Cogen | -1 | 0.021126 | 0 | 0 |  |  |  |  | -0.021126 | 0 | [6 empty] | 310 | 0
48883 | THW_GT1_GT_1 | B2 | Houston | YES | -0.005123 | 0 | 0 | 12 |  | 1.043 | GGT | -1 | 0.021139 | 12 | 12 |  |  |  |  | -0.021139 | -0.25366 | [6 empty] | 311 | 0
48582 | CBY_GN2_2 | 2 | Houston | YES | -0.005174 | 596.8 | 110 | 746 | 0 | 1.0435 | GSC | -1 | 0.02119 | 746 | 746 |  |  |  |  | -0.02119 | -15.8074 | [6 empty] | 312 | 0
48873 | THW_ST3_ST_3 | 3 | Houston | YES | -0.005265 | 107 | 19 | 107 | 0 | 1.0435 | CC | -1 | 0.021281 | 107 | 107 |  |  |  |  | -0.021281 | -2.277 | [6 empty] | 313 | 0
48874 | THW_ST4_ST_4 | 4 | Houston | YES | -0.005265 | 108 | 19 | 108 | 0 | 1.0435 | CC | -1 | 0.021281 | 108 | 108 |  |  |  |  | -0.021281 | -2.2983 | [6 empty] | 314 | 0
48875 | THW_3132 | A | Houston | YES | -0.005265 | 55 | 5 | 55 | 0 | 1.0435 | CC | -1 | 0.021281 | 55 | 55 |  |  |  |  | -0.021281 | -1.1704 | [6 empty] | 315 | 0
48875 | THW_3132 | B | Houston | YES | -0.005265 | 53 | 5 | 53 | 0 | 1.0435 | CC | -1 | 0.021281 | 53 | 53 |  |  |  |  | -0.021281 | -1.1279 | [6 empty] | 316 | 0
48877 | THW_3334 | C | Houston | YES | -0.005265 | 55 | 5 | 55 | 0 | 1.0435 | CC | -1 | 0.021281 | 55 | 55 |  |  |  |  | -0.021281 | -1.1704 | [6 empty] | 317 | 0
48877 | THW_3334 | D | Houston | YES | -0.005265 | 57 | 5 | 57 | 0 | 1.0435 | CC | -1 | 0.021281 | 57 | 57 |  |  |  |  | -0.021281 | -1.213 | [6 empty] | 318 | 0
48879 | THW_4142 | E | Houston | YES | -0.005265 | 56 | 5 | 56 | 0 | 1.0435 | CC | -1 | 0.021281 | 56 | 56 |  |  |  |  | -0.021281 | -1.1917 | [6 empty] | 319 | 0
48879 | THW_4142 | F | Houston | YES | -0.005265 | 55 | 5 | 55 | 0 | 1.0435 | CC | -1 | 0.021281 | 55 | 55 |  |  |  |  | -0.021281 | -1.1704 | [6 empty] | 320 | 0
48881 | THW_4344 | G | Houston | YES | -0.005265 | 58 | 5 | 58 | 0 | 1.0435 | CC | -1 | 0.021281 | 58 | 58 |  |  |  |  | -0.021281 | -1.2343 | [6 empty] | 321 | 0
48881 | THW_4344 | H | Houston | YES | -0.005265 | 58 | 5 | 58 | 0 | 1.0435 | CC | -1 | 0.021281 | 58 | 58 |  |  |  |  | -0.021281 | -1.2343 | [6 empty] | 322 | 0
48593 | CHE_GT1_8015 | 1 | Houston | YES | -0.005385 | 173 | 50 | 173 | 0 | 1.0362 | Cogen | -1 | 0.021401 | 0 | 0 |  |  |  |  | -0.021401 | 0 | [6 empty] | 323 | 0
48594 | CHE_GN4_8025 | 4 | Houston | YES | -0.005385 | 142 | 60 | 142 | 0 | 1.0362 | Cogen | -1 | 0.021401 | 0 | 0 |  |  |  |  | -0.021401 | 0 | [6 empty] | 324 | 0
48511 | LPE_GT1_8070 | 1 | Houston | YES | -0.005399 | 42 | 0 | 42 | 0 | 1.0362 | GGT | -1 | 0.021415 | 42 | 42 |  |  |  |  | -0.021415 | -0.89941 | [6 empty] | 325 | 0
48512 | LPE_GT2_8075 | 2 | Houston | YES | -0.005399 | 42 | 0 | 42 | 0 | 1.0362 | GGT | -1 | 0.021415 | 42 | 42 |  |  |  |  | -0.021415 | -0.89941 | [6 empty] | 326 | 0
48513 | LPE_GT3_8080 | 3 | Houston | YES | -0.005399 | 39 | 0 | 39 | 0 | 1.0362 | GGT | -1 | 0.021415 | 39 | 39 |  |  |  |  | -0.021415 | -0.83517 | [6 empty] | 327 | 0
48514 | LPE_GT4_8085 | 4 | Houston | YES | -0.005399 | 39 | 0 | 39 | 0 | 1.0362 | GGT | -1 | 0.021415 | 39 | 39 |  |  |  |  | -0.021415 | -0.83517 | [6 empty] | 328 | 0
48500 | APD_GT1_8005 | 1 | Houston | YES | -0.005415 | 137.6 | 54.6 | 137.6 | 0 | 1.0362 | Cogen | -1 | 0.021431 | 0 | 0 |  |  |  |  | -0.021431 | 0 | [6 empty] | 329 | 0
48820 | SHELLG1_3015 | 1 | Houston | YES | -0.005497 | 71 | 34.5 | 71 |  | 1.029 | Cogen | -1 | 0.021513 | 0 | 0 |  |  |  |  | -0.021513 | 0 | [6 empty] | 330 | 0
48821 | SHELLG2 | 2 | Houston | YES | -0.005497 | 72 | 34.5 | 72 |  | 1.029 | Cogen | -1 | 0.021513 | 0 | 0 |  |  |  |  | -0.021513 | 0 | [6 empty] | 331 | 0
48822 | SHELLG3_3020 | 2 | Houston | YES | -0.005497 | 30 | 0 | 30 |  | 1.029 | Cogen | -1 | 0.021513 | 0 | 0 |  |  |  |  | -0.021513 | 0 | [6 empty] | 332 | 0
48822 | SHELLG3_3020 | 1 | Houston | YES | -0.005497 | 39 | 0 | 39 |  | 1.029 | Cogen | -1 | 0.021513 | 0 | 0 |  |  |  |  | -0.021513 | 0 | [6 empty] | 333 | 0
48740 | PSG_GN2_8050 | 1 | Houston | YES | -0.005554 | 182 | 60 | 182 | 0 | 1.0326 | Cogen | -1 | 0.02157 | 0 | 0 |  |  |  |  | -0.02157 | 0 | [6 empty] | 334 | 0
48741 | PSG_GT2_8040 | 1 | Houston | YES | -0.005554 | 158.6 | 50 | 158.6 | 0 | 1.0326 | Cogen | -1 | 0.02157 | 0 | 0 |  |  |  |  | -0.02157 | 0 | [6 empty] | 335 | 0
48742 | PSG_GT3_8060 | 1 | Houston | YES | -0.005554 | 157 | 50 | 157 | 0 | 1.0326 | Cogen | -1 | 0.02157 | 0 | 0 |  |  |  |  | -0.02157 | 0 | [6 empty] | 336 | 0
48854 | SRB_GN4_4 | 4 | Houston | YES | -0.005554 | 182.4 | 35 | 228 | 0 | 1.0326 | GST | -1 | 0.02157 | 228 | 228 |  |  |  |  | -0.02157 | -4.9179 | [6 empty] | 337 | 0
48611 | DIB_GT1_8080 | 1 | Houston | YES | -0.005555 | 64 | 0 | 64 | 0 | 1.0326 | Cogen | -1 | 0.021571 | 0 | 0 |  |  |  |  | -0.021571 | 0 | [6 empty] | 338 | 0
48612 | DIB_GT2_8075 | 2 | Houston | YES | -0.005555 | 63.2 | 0 | 63.2 | 0 | 1.0326 | Cogen | -1 | 0.021571 | 0 | 0 |  |  |  |  | -0.021571 | 0 | [6 empty] | 339 | 0
48613 | DIB_ST1_8085 | 3 | Houston | YES | -0.005555 | 67.9 | 30 | 82.6 | 0 | 1.0326 | Cogen | -1 | 0.021571 | 0 | 0 |  |  |  |  | -0.021571 | 0 | [6 empty] | 340 | 0
48614 | DIB_GT3_8090 | 4 | Houston | YES | -0.005555 | 73.6 | 15 | 73.6 | 0 | 1.0326 | Cogen | -1 | 0.021571 | 0 | 0 |  |  |  |  | -0.021571 | 0 | [6 empty] | 341 | 0
48845 | SOL_GT1 | 1 | Houston | YES | -0.005556 | 16.2 | 15.4 | 16.2 |  | 1.0326 | Solar | -1 | 0.021572 | 16.2 | 16.2 |  |  |  |  | -0.021572 | -0.34946 | [6 empty] | 342 | 0
48853 | SRB_GN3_3 | 3 | Houston | YES | -0.005557 | 170.4 | 35 | 213 |  | 1.0326 | GST | -1 | 0.021573 | 213 | 213 |  |  |  |  | -0.021573 | -4.595 | [6 empty] | 343 | 0
48551 | CAL_GT1_8045 | 1 | Houston | YES | -0.005566 | 149 | 0 | 149 | 0 | 1.0326 | Cogen | -1 | 0.021582 | 0 | 0 |  |  |  |  | -0.021582 | 0 | [6 empty] | 344 | 0
48552 | CAL_ST1_8000 | 2 | Houston | YES | -0.005566 | 65.1 | 0 | 65.1 | 0 | 1.0326 | Cogen | -1 | 0.021582 | 0 | 0 |  |  |  |  | -0.021582 | 0 | [6 empty] | 345 | 0
48851 | SRB_GN1_1 | 1 | Houston | YES | -0.005567 | 132 | 26 | 165 | 0 | 1.0217 | GST | -1 | 0.021583 | 165 | 165 |  |  |  |  | -0.021583 | -3.5611 | [6 empty] | 346 | 0
48852 | SRB_GN2_2 | 2 | Houston | YES | -0.005571 | 140.8 | 26 | 176 | 0 | 1.0217 | GST | -1 | 0.021587 | 176 | 176 |  |  |  |  | -0.021587 | -3.7992 | [6 empty] | 347 | 0
48855 | SRB_GT211035 | B1 | Houston | YES | -0.005573 | 0 | 0 | 18 |  | 1.014 | GGT | -1 | 0.021589 | 18 | 18 |  |  |  |  | -0.021589 | -0.38859 | [6 empty] | 348 | 0
48855 | SRB_GT211035 | B2 | Houston | YES | -0.005573 | 0 | 0 | 12 |  | 1.014 | GGT | -1 | 0.021589 | 12 | 12 |  |  |  |  | -0.021589 | -0.25906 | [6 empty] | 349 | 0
48761 | PR_GT1__9040 | 1 | Houston | YES | -0.005614 | 26 | 0 | 35 |  | 1 | Cogen | -1 | 0.02163 | 0 | 0 |  |  |  |  | -0.02163 | 0 | [6 empty] | 350 | 0
48641 | DPEC_GT15040 | 1 | Houston | YES | -0.005656 | 163.2 | 98 | 163.2 | 0 | 1.0319 | CC | -1 | 0.021672 | 163.2 | 163.2 |  |  |  |  | -0.021672 | -3.5368 | [6 empty] | 351 | 0
48642 | DPEC_GT25025 | 2 | Houston | YES | -0.005656 | 157.1 | 98 | 157.1 | 0 | 1.0319 | CC | -1 | 0.021672 | 157.1 | 157.1 |  |  |  |  | -0.021672 | -3.4046 | [6 empty] | 352 | 0
48643 | DPEC_GT35010 | 3 | Houston | YES | -0.005656 | 157.5 | 98 | 157.5 | 0 | 1.0319 | CC | -1 | 0.021672 | 157.5 | 157.5 |  |  |  |  | -0.021672 | -3.4133 | [6 empty] | 353 | 0
48644 | DPEC_GT45070 | 4 | Houston | YES | -0.005656 | 157 | 98 | 157 | 0 | 1.0319 | CC | -1 | 0.021672 | 157 | 157 |  |  |  |  | -0.021672 | -3.4024 | [6 empty] | 354 | 0
48645 | DPEC_ST55065 | 5 | Houston | YES | -0.005656 | 282 | 0 | 282 | 0 | 1.0319 | CC | -1 | 0.021672 | 282 | 282 |  |  |  |  | -0.021672 | -6.1114 | [6 empty] | 355 | 0
48841 | SJS_GT1_GT1 | 1 | Houston | YES | -0.005698 | 62.4 | 49 | 78 | 0 | 1.0362 | Cogen | -1 | 0.021714 | 0 | 0 |  |  |  |  | -0.021714 | 0 | [6 empty] | 356 | 0
48842 | SJS_GT2_GT2 | 2 | Houston | YES | -0.005698 | 64.8 | 49 | 81 | 0 | 1.0362 | Cogen | -1 | 0.021714 | 0 | 0 |  |  |  |  | -0.021714 | 0 | [6 empty] | 357 | 0
48691 | GBY_73741085 | B | Houston | YES | -0.005747 | 37.6 | 20 | 47 | 0 | 1.0362 | GGT | -1 | 0.021763 | 47 | 47 |  |  |  |  | -0.021763 | -1.0228 | [6 empty] | 358 | 0
48691 | GBY_73741085 | A | Houston | YES | -0.005747 | 37.6 | 20 | 47 | 0 | 1.0362 | GGT | -1 | 0.021763 | 47 | 47 |  |  |  |  | -0.021763 | -1.0228 | [6 empty] | 359 | 0
48692 | GBY_81821075 | D | Houston | YES | -0.005747 | 44 | 20 | 55 | 0 | 1.0362 | GGT | -1 | 0.021763 | 55 | 55 |  |  |  |  | -0.021763 | -1.1969 | [6 empty] | 360 | 0
48692 | GBY_81821075 | C | Houston | YES | -0.005747 | 37.6 | 20 | 47 | 0 | 1.0362 | GGT | -1 | 0.021763 | 47 | 47 |  |  |  |  | -0.021763 | -1.0228 | [6 empty] | 361 | 0
48693 | GBY_83841065 | F | Houston | YES | -0.005747 | 43.2 | 20 | 54 | 0 | 1.0362 | GGT | -1 | 0.021763 | 54 | 54 |  |  |  |  | -0.021763 | -1.1752 | [6 empty] | 362 | 0
48693 | GBY_83841065 | E | Houston | YES | -0.005747 | 45.6 | 20 | 57 | 0 | 1.0362 | GGT | -1 | 0.021763 | 57 | 57 |  |  |  |  | -0.021763 | -1.2405 | [6 empty] | 363 | 0
48531 | BYU_GT1_8075 | 1 | Houston | YES | -0.005863 | 65 | 0 | 65 |  | 1.0362 | Cogen | -1 | 0.021879 | 0 | 0 |  |  |  |  | -0.021879 | 0 | [6 empty] | 364 | 0
48532 | BYU_GT2_8055 | 2 | Houston | YES | -0.005863 | 62 | 0 | 62 |  | 1.0362 | Cogen | -1 | 0.021879 | 0 | 0 |  |  |  |  | -0.021879 | 0 | [6 empty] | 365 | 0
48533 | BYU_GT3_8060 | 3 | Houston | YES | -0.005863 | 67 | 0 | 67 |  | 1.0362 | Cogen | -1 | 0.021879 | 0 | 0 |  |  |  |  | -0.021879 | 0 | [6 empty] | 366 | 0
48534 | BYU_GT4_8065 | 4 | Houston | YES | -0.005863 | 65 | 0 | 65 |  | 1.0362 | Cogen | -1 | 0.021879 | 0 | 0 |  |  |  |  | -0.021879 | 0 | [6 empty] | 367 | 0
48561 | CTL_GT2_8130 | 1 | Houston | YES | -0.005951 | 73.5 | 30.3 | 91.9 |  | 1.0362 | Cogen | -1 | 0.021967 | 0 | 0 |  |  |  |  | -0.021967 | 0 | [6 empty] | 368 | 0
48562 | CTL_GT3_8135 | 2 | Houston | YES | -0.005951 | 70.1 | 30.3 | 87.6 |  | 1.0362 | Cogen | -1 | 0.021967 | 0 | 0 |  |  |  |  | -0.021967 | 0 | [6 empty] | 369 | 0
48563 | CTL_GT4_8140 | 3 | Houston | YES | -0.005951 | 69.6 | 30.3 | 87 |  | 1.0362 | Cogen | -1 | 0.021967 | 0 | 0 |  |  |  |  | -0.021967 | 0 | [6 empty] | 370 | 0
48564 | CTL_GN1_8145 | 4 | Houston | YES | -0.005951 | 43.6 | 12.9 | 54.5 |  | 1.0362 | Cogen | -1 | 0.021967 | 0 | 0 |  |  |  |  | -0.021967 | 0 | [6 empty] | 371 | 0
48565 | CTL_GN2_8155 | 5 | Houston | YES | -0.005951 | 9.8 | 3.4 | 12.2 |  | 1.0362 | Cogen | -1 | 0.021967 | 0 | 0 |  |  |  |  | -0.021967 | 0 | [6 empty] | 372 | 0
48772 | PHR_GN2_2 | MB | Houston | YES | -0.006181 | 0 | 72 | 459 |  | 1.0362 | GSC | -1 | 0.022197 | 0 | 0 |  |  |  |  | -0.022197 | 0 | [6 empty] | 373 | 0
38580 | TNBP_CGN1_8 | 1 | Houston | YES | -0.00651 | 70.8 | 0 | 70.8 | 0 | 1.005 | Cogen | -1 | 0.022526 | 0 | 0 |  |  |  |  | -0.022526 | 0 | [6 empty] | 374 | 0
38590 | TNBP_CGN2_8 | 2 | Houston | YES | -0.00651 | 66.7 | 0 | 66.7 | 0 | 1.005 | Cogen | -1 | 0.022526 | 0 | 0 |  |  |  |  | -0.022526 | 0 | [6 empty] | 375 | 0
38600 | TNBP_CGN3_8 | 5 | Houston | YES | -0.00651 | 53 | 0 | 53 | 0 | 1.005 | Cogen | -1 | 0.022526 | 0 | 0 |  |  |  |  | -0.022526 | 0 | [6 empty] | 376 | 0
38611 | TNBPAMCG1_8 | 1 | Houston | YES | -0.00651 | 153.2 | 0 | 153.2 | 0 | 1.005 | Cogen | -1 | 0.022526 | 0 | 0 |  |  |  |  | -0.022526 | 0 | [6 empty] | 377 | 0
38612 | TNBPAMCG2_8 | 2 | Houston | YES | -0.00651 | 153.5 | 0 | 153.5 | 0 | 1.005 | Cogen | -1 | 0.022526 | 0 | 0 |  |  |  |  | -0.022526 | 0 | [6 empty] | 378 | 0
38613 | TNBPAMCG3_8 | 3 | Houston | YES | -0.00651 | 152.3 | 0 | 152.3 | 0 | 1.005 | Cogen | -1 | 0.022526 | 0 | 0 |  |  |  |  | -0.022526 | 0 | [6 empty] | 379 | 0
38614 | TNBPAMCG4_8 | 4 | Houston | YES | -0.00651 | 96 | 0 | 96 |  | 1.005 | Cogen | -1 | 0.022526 | 0 | 0 |  |  |  |  | -0.022526 | 0 | [6 empty] | 380 | 0
38615 | TNBPAMCG5_8 | 1 | Houston | YES | -0.00651 | 244 | 0 | 244 | 0 | 1.005 | Cogen | -1 | 0.022526 | 0 | 0 |  |  |  |  | -0.022526 | 0 | [6 empty] | 381 | 0
38690 | TNBP_CGN4_8 | 3 | Houston | YES | -0.00651 | 40 | 0 | 40 |  | 1.005 | Cogen | -1 | 0.022526 | 0 | 0 |  |  |  |  | -0.022526 | 0 | [6 empty] | 382 | 0
38711 | TNTXCTY1CG8 | 1 | Houston | YES | -0.00651 | 100.3 | 59 | 100.3 | 0 | 1 | Cogen | -1 | 0.022526 | 0 | 0 |  |  |  |  | -0.022526 | 0 | [6 empty] | 383 | 0
38712 | TNTXCTY2CG8 | 1 | Houston | YES | -0.00651 | 92.9 | 59 | 92.9 | 0 | 1 | Cogen | -1 | 0.022526 | 0 | 0 |  |  |  |  | -0.022526 | 0 | [6 empty] | 384 | 0
38713 | TNTXCTY3CG8 | 1 | Houston | YES | -0.00651 | 102.7 | 59 | 102.7 | 0 | 1 | Cogen | -1 | 0.022526 | 0 | 0 |  |  |  |  | -0.022526 | 0 | [6 empty] | 385 | 0
38714 | TNTXCTY4CG8 | 1 | Houston | YES | -0.00651 | 103 | 59 | 103 | 0 | 1 | Cogen | -1 | 0.022526 | 0 | 0 |  |  |  |  | -0.022526 | 0 | [6 empty] | 386 | 0
39470 | TNDOWCGNSG8 | 1 | Houston | YES | -0.00651 | 32 | 10 | 32 | 0 | 0.985 | Cogen | -1 | 0.022526 | 0 | 0 |  |  |  |  | -0.022526 | 0 | [6 empty] | 387 | 0
39480 | TNDOWCGNGG8 | 1 | Houston | YES | -0.00651 | 30 | 10 | 30 | 0 | 0.985 | Cogen | -1 | 0.022526 | 0 | 0 |  |  |  |  | -0.022526 | 0 | [6 empty] | 388 | 0
48921 | WAP_GN1_1 | 1 | Houston | YES | -0.00727 | 132.8 | 37 | 166 | 0 | 1.0362 | GST | -1 | 0.023286 | 166 | 166 |  |  |  |  | -0.023286 | -3.8654 | [6 empty] | 389 | 0
48922 | WAP_GN2_2 | 2 | Houston | YES | -0.00727 | 132.8 | 37 | 166 | 0 | 1.0362 | GST | -1 | 0.023286 | 166 | 166 |  |  |  |  | -0.023286 | -3.8654 | [6 empty] | 390 | 0
48923 | WAP_GN3_3 | 3 | Houston | YES | -0.00727 | 198.4 | 93 | 248 | 0 | 1.0362 | GST | -1 | 0.023286 | 248 | 248 |  |  |  |  | -0.023286 | -5.7748
48924 | WAP_GN4_4 | 4 | Houston | YES | -0.00727 | 546 | 217 | 546 | 0 | 1.0362 | GSC | -1 | 0.023286 | 546 | 546 |  |  |  |  | -0.023286 | -12.7139
48925 | WAP_GN5_5 | 5 | Houston | YES | -0.00727 | 607.1 | 278 | 654 | 0 | 0.985 | LIGCO | -1 | 0.023286 | 0 | 654 |  |  |  |  | -0.023286 | 0
48929 | WAPGT21_GT1 | B1 | Houston | YES | -0.00727 | 0 | 0 | 13 |  | 1.05 | GGT | -1 | 0.023286 | 13 | 13 |  |  |  |  | -0.023286 | -0.30271
48510 | AK_GT1__8040 | 1 | Houston | YES | -0.007313 | 33.4 | 8.1 | 34 |  | 1.029 | Cogen | -1 | 0.023329 | 0 | 0 |  |  |  |  | -0.023329 | 0
48521 | BVE_GT1_GT1 | 1 | Houston | YES | -0.007464 | 167.7 | 0 | 167.7 |  | 1.035 | CC | -1 | 0.02348 | 167.7 | 167.7 |  |  |  |  | -0.02348 | -3.9375
48522 | BVE_GT2_5035 | 2 | Houston | YES | -0.007464 | 166.4 | 0 | 166.4 |  | 1.035 | CC | -1 | 0.02348 | 166.4 | 166.4 |  |  |  |  | -0.02348 | -3.907
48523 | BVE_ST1_GN1 | 3 | Houston | YES | -0.007464 | 252.4 | 0 | 252.4 |  | 1.035 | CC | -1 | 0.02348 | 252.4 | 252.4 |  |  |  |  | -0.02348 | -5.9262
48926 | WAP_GN6_6 | 6 | Houston | YES | -0.007474 | 651 | 280 | 651 |  | 1.035 | LIGCO | -1 | 0.02349 | 0 | 651 |  |  |  |  | -0.02349 | 0
48927 | WAP_GN7_7 | 7 | Houston | YES | -0.007474 | 564 | 277 | 564 |  | 1.035 | LIGCO | -1 | 0.02349 | 0 | 564 |  |  |  |  | -0.02349 | 0
48928 | WAP_GN8_8 | 8 | Houston | YES | -0.007474 | 603 | 275 | 603 |  | 1.035 | LIGCO | -1 | 0.02349 | 0 | 603 |  |  |  |  | -0.02349 | 0
48730 | MNS_GT | 1 | Houston | YES | -0.007493 | 43 | 0 | 46.1 |  | 1.029 | Cogen | -1 | 0.023509 | 0 | 0 |  |  |  |  | -0.023509 | 0
8262 | ELPS | 1 | South | YES | -0.007989 | 6 | 6 | 6 | 0 | 1.15 | Hydro | -1 | 0.024005 | 0 | 0 |  |  | 0 | 0 | -0.024005 | 0
39760 | TNSCLP1___8 | 1 | Houston | YES | -0.008693 | 93.4 | 20 | 116.8 | 0 | 1.04 | Cogen | -1 | 0.024709 | 0 | 0 |  |  |  |  | -0.024709 | 0
39770 | TNSCLP2___8 | 1 | Houston | YES | -0.008693 | 91.6 | 20 | 114.5 | 0 | 1.04 | Cogen | -1 | 0.024709 | 0 | 0 |  |  |  |  | -0.024709 | 0
39775 | TNSCLP4___8 | 1 | Houston | YES | -0.008693 | 95.2 | 20 | 119 | 0 | 1.04 | Cogen | -1 | 0.024709 | 0 | 0 |  |  |  |  | -0.024709 | 0
39790 | TNSCLP3___8 | 1 | Houston | YES | -0.008693 | 87.6 | 20 | 109.5 | 0 | 1.027 | Cogen | -1 | 0.024709 | 0 | 0 |  |  |  |  | -0.024709 | 0
48520 | BSF_GT1_8070 | 1 | Houston | YES | -0.009035 | 72 | 0 | 72 | 0 | 1.0326 | Cogen | -1 | 0.025051 | 0 | 0 |  |  |  |  | -0.025051 | 0
48520 | BSF_GT1_8070 | 2 | Houston | YES | -0.009035 | 10 | 0 | 10 | 0 | 1.0326 | Cogen | -1 | 0.025051 | 0 | 0 |  |  |  |  | -0.025051 | 0
49851 | DOW17000 | 37 | Houston | YES | -0.009462 | 39 | 0 | 62 | 0 | 1 | Cogen | -1 | 0.025478 | 0 | 0 |  |  |  |  | -0.025478 | 0
49858 | DOW38100 | 31 | Houston | YES | -0.009462 | 45 | 0 | 71.4 |  | 1 | Cogen | -1 | 0.025478 | 0 | 0 |  |  |  |  | -0.025478 | 0
49859 | DOW38200 | 33 | Houston | YES | -0.009462 | 28 | 0 | 45 | 0 | 1 | Cogen | -1 | 0.025478 | 0 | 0 |  |  |  |  | -0.025478 | 0
49860 | DOW38300 | 32 | Houston | YES | -0.009462 | 63 | 0 | 101 |  | 1 | Cogen | -1 | 0.025478 | 0 | 0 |  |  |  |  | -0.025478 | 0
49862 | DOW39100 | 36 | Houston | YES | -0.009462 | 54 | 0 | 86 | 0 | 1 | Cogen | -1 | 0.025478 | 0 | 0 |  |  |  |  | -0.025478 | 0
49863 | DOW39200 | 35 | Houston | YES | -0.009462 | 55 | 0 | 88 | 0 | 1 | Cogen | -1 | 0.025478 | 0 | 0 |  |  |  |  | -0.025478 | 0
49865 | DOW41000 | 41 | Houston | YES | -0.009462 | 31 | 0 | 50 |  | 1 | Cogen | -1 | 0.025478 | 0 | 0 |  |  |  |  | -0.025478 | 0
49866 | DOW42000 | 42 | Houston | YES | -0.009462 | 11 | 0 | 18 |  | 1 | Cogen | -1 | 0.025478 | 0 | 0 |  |  |  |  | -0.025478 | 0
49869 | DOW49000 | 45 | Houston | YES | -0.009462 | 59 | 0 | 94 |  | 1 | Cogen | -1 | 0.025478 | 0 | 0 |  |  |  |  | -0.025478 | 0
49870 | DOW61000 | 61 | Houston | YES | -0.009462 | 44 | 0 | 70 | 0 | 1 | Cogen | -1 | 0.025478 | 0 | 0 |  |  |  |  | -0.025478 | 0
49871 | DOW62000 | 62 | Houston | YES | -0.009462 | 40 | 0 | 63 | 0 | 1 | Cogen | -1 | 0.025478 | 0 | 0 |  |  |  |  | -0.025478 | 0
49872 | DOW63000 | 63 | Houston | YES | -0.009462 | 45 | 0 | 72 | 0 | 1 | Cogen | -1 | 0.025478 | 0 | 0 |  |  |  |  | -0.025478 | 0
49873 | DOW64000 | 64 | Houston | YES | -0.009462 | 41 | 0 | 64.8 | 0 | 1 | Cogen | -1 | 0.025478 | 0 | 0 |  |  |  |  | -0.025478 | 0
49876 | DOW65000 | 65 | Houston | YES | -0.009462 | 63 | 0 | 101 | 0 | 1 | Cogen | -1 | 0.025478 | 0 | 0 |  |  |  |  | -0.025478 | 0
49877 | DOW66000 | 66 | Houston | YES | -0.009462 | 61 | 0 | 97 | 0 | 1 | Cogen | -1 | 0.025478 | 0 | 0 |  |  |  |  | -0.025478 | 0
49878 | DOW67000 | 67 | Houston | YES | -0.009462 | 65 | 0 | 103 | 0 | 1 | Cogen | -1 | 0.025478 | 0 | 0 |  |  |  |  | -0.025478 | 0
49882 | DOW81000 | 81 | Houston | YES | -0.009462 | 47 | 0 | 76 | 0 | 1 | Cogen | -1 | 0.025478 | 0 | 0 |  |  |  |  | -0.025478 | 0
49884 | DOW82000 | 82 | Houston | YES | -0.009462 | 51 | 0 | 80 | 0 | 1 | Cogen | -1 | 0.025478 | 0 | 0 |  |  |  |  | -0.025478 | 0
49885 | DOW83000 | 83 | Houston | YES | -0.009462 | 51 | 0 | 80 | 0 | 1 | Cogen | -1 | 0.025478 | 0 | 0 |  |  |  |  | -0.025478 | 0
49886 | DOW84000 | 84 | Houston | YES | -0.009462 | 107 | 0 | 171 | 0 | 0.98 | Cogen | -1 | 0.025478 | 0 | 0 |  |  |  |  | -0.025478 | 0
48911 | TGF_GT1_8000 | 1 | Houston | YES | -0.011134 | 69.2 | 0 | 69.2 |  | 1.029 | Cogen | -1 | 0.02715 | 0 | 0 |  |  |  |  | -0.02715 | 0
48731 | CBE_GT1 | 1 | Houston | YES | -0.011637 | 76 | 0 | 76 | 0 | 1.029 | CC | -1 | 0.027653 | 76 | 76 |  |  |  |  | -0.027653 | -2.1016
48732 | CBE_GT2 | 1 | Houston | YES | -0.011637 | 76 | 0 | 76 | 0 | 1.029 | CC | -1 | 0.027653 | 76 | 76 |  |  |  |  | -0.027653 | -2.1016
48733 | CBE_ST12 | 1 | Houston | YES | -0.011637 | 105 | 0 | 105 | 0 | 1.029 | CC | -1 | 0.027653 | 105 | 105 |  |  |  |  | -0.027653 | -2.9035
48734 | CBE_GT3 | 1 | Houston | YES | -0.011637 | 76 | 0 | 76 | 0 | 1.029 | CC | -1 | 0.027653 | 76 | 76 |  |  |  |  | -0.027653 | -2.1016
48735 | CBE_GT4 | 1 | Houston | YES | -0.011637 | 76 | 0 | 76 | 0 | 1.029 | CC | -1 | 0.027653 | 76 | 76 |  |  |  |  | -0.027653 | -2.1016
48736 | CBE_ST34 | 1 | Houston | YES | -0.011637 | 105 | 0 | 105 | 0 | 1.029 | CC | -1 | 0.027653 | 105 | 105 |  |  |  |  | -0.027653 | -2.9035
5911 | STP_GN1___1 | 1 | Houston | YES | -0.011777 | 1333 | 1249 | 1333 | 0 | 1.0406 | Nuc | -1 | 0.027793 | 0 | 0 |  |  |  |  | -0.027793 | 0
5912 | STP_GN2___2 | 2 | Houston | YES | -0.011777 | 1332 | 1249 | 1332 | 0 | 1.0406 | Nuc | -1 | 0.027793 | 0 | 0 |  |  |  |  | -0.027793 | 0
8134 | FOR #1 | 1 | South | YES | -0.016503 | 54.1 | 45 | 79 | 0 | 1 | Cogen | -1 | 0.032519 | 0 | 0 |  |  | 0 | 0 | -0.032519 | 0
8138 | FOR #2 | 2 | South | YES | -0.016503 | 63.1 | 45 | 81 | 0 | 1 | Cogen | -1 | 0.032519 | 0 | 0 |  |  | 0 | 0 | -0.032519 | 0
8153 | FOR #3 | 3 | South | YES | -0.016503 | 63.1 | 45 | 79.9 | 0 | 1 | Cogen | -1 | 0.032519 | 0 | 0 |  |  | 0 | 0 | -0.032519 | 0
8154 | FOR #4 | 4 | South | YES | -0.016503 | 63.1 | 60 | 80 | 0 | 1 | Cogen | -1 | 0.032519 | 0 | 0 |  |  | 0 | 0 | -0.032519 | 0
8155 | FOR #5 | 5 | South | YES | -0.016503 | 63.1 | 60 | 78.4 | 0 | 1 | Cogen | -1 | 0.032519 | 0 | 0 |  |  | 0 | 0 | -0.032519 | 0
8156 | FOR #6 | 6 | South | YES | -0.016503 | 24.9 | 5 | 25 | 0 | 1 | Cogen | -1 | 0.032519 | 0 | 0 |  |  | 0 | 0 | -0.032519 | 0
8157 | FOR #7 | 7 | South | YES | -0.016503 | 28.8 | 5 | 46 | 0 | 1 | Cogen | -1 | 0.032519 | 0 | 0 |  |  | 0 | 0 | -0.032519 | 0
80051 | FOR #8 | 8 | South | YES | -0.016503 | 28 | 28 | 28 |  | 1 | Cogen | -1 | 0.032519 | 0 | 0 |  |  | 0 | 0 | -0.032519 | 0
80052 | FOR #9 | 9 | South | YES | -0.016503 | 29.7 | 5 | 43.6 | 0 | 1 | Cogen | -1 | 0.032519 | 0 | 0 |  |  | 0 | 0 | -0.032519 | 0
80053 | FOR #10 | 10 | South | YES | -0.016503 | 68.4 | 45 | 75 | 0 | 1 | Cogen | -1 | 0.032519 | 0 | 0 |  |  | 0 | 0 | -0.032519 | 0
80226 | ALCOA G | 1 | South | YES | -0.016635 | 32.3 | 5 | 48 | 0 | 1.015 | Cogen | -1 | 0.032651 | 0 | 0 |  |  | 0 | 0 | -0.032651 | 0
80012 | LAR | F | South | YES | -0.016653 | 0 | 0 | 0 | 0 | 1.04 | DCTie | -1 | 0.032669 | 0 | 0 |  |  | 0 | 0 | -0.032669 | 0
80265 | LARECU40A | 4 | South | YES | -0.016653 | 80 | 0 | 100 |  | 1.039 | GGT | -1 | 0.032669 | 100 | 100 |  |  | -1.6653 | 100 | -0.032669 | -3.2669
80266 | LARECU50A | 5 | South | YES | -0.016653 | 80 | 0 | 100 |  | 1.039 | GGT | -1 | 0.032669 | 100 | 100 |  |  | -1.6653 | 100 | -0.032669 | -3.2669
8147 | UCAR #2 | 10 | South | YES | -0.017057 | 18.2 | 0 | 28 |  | 1 | Cogen | -1 | 0.033073 | 0 | 0 |  |  | 0 | 0 | -0.033073 | 0
8148 | UCAR #1 | 2 | South | YES | -0.017057 | 6.1 | 0 | 7 | 0 | 1.009 | Cogen | -1 | 0.033073 | 0 | 0 |  |  | 0 | 0 | -0.033073 | 0
80137 | CSDR89 | 9 | South | YES | -0.017057 | 15 | 0 | 15 | 0 | 1.003 | DCTie | -1 | 0.033073 | 0 | 0 |  |  | 0 | 0 | -0.033073 | 0
80137 | CSDR89 | 8 | South | YES | -0.017057 | 33.9 | 0 | 39 | 0 | 1.003 | DCTie | -1 | 0.033073 | 0 | 0 |  |  | 0 | 0 | -0.033073 | 0
80138 | CSDR7 | 7 | South | YES | -0.017057 | 6.1 | 0 | 7 | 0 | 1.014 | DCTie | -1 | 0.033073 | 0 | 0 |  |  | 0 | 0 | -0.033073 | 0
80139 | CSDR56 | 6 | South | YES | -0.017057 | 0 | 0 | 39 |  | 1.0033 | DCTie | -1 | 0.033073 | 0 | 0 |  |  | 0 | 0 | -0.033073 | 0
80139 | CSDR56 | 5 | South | YES | -0.017057 | 15 | 0 | 15 |  | 1.0033 | DCTie | -1 | 0.033073 | 0 | 0 |  |  | 0 | 0 | -0.033073 | 0
80140 | CSDR11 | 11 | South | YES | -0.017057 | 33.9 | 0 | 39 | 0 | 1.03 | DCTie | -1 | 0.033073 | 0 | 0 |  |  | 0 | 0 | -0.033073 | 0
88299 | ZAPATA | F | South | YES | -0.017116 | 0 | 0 | 0 | 0 | 1.02 | BLT | -1 | 0.033132 | 0 | 0 |  |  | 0 | 0 | -0.033132 | 0
80227 | AIRCO G | 1 | South | YES | -0.01712 | 7.2 | 0 | 8 | 0 | 1.0104 | Cogen | -1 | 0.033136 | 0 | 0 |  |  | 0 | 0 | -0.033136 | 0
80224 | VISTRONG1 | 1 | South | YES | -0.017243 | 13.1 | 0 | 15 | 0 | 1.01 | Cogen | -1 | 0.033259 | 0 | 0 |  |  | 0 | 0 | -0.033259 | 0
80225 | VISTRONG2 | 2 | South | YES | -0.017243 | 20.2 | 0 | 23 | 0 | 1.01 | Cogen | -1 | 0.033259 | 0 | 0 |  |  | 0 | 0 | -0.033259 | 0
5503 | RAYBURNGEN3 | 1 | South | YES | -0.017362 | 17.6 | 6 | 22 | 0 | 1.0224 | GST | -1 | 0.033378 | 22 | 22 |  |  | -0.38196 | 22 | -0.033378 | -0.73431
5505 | RAYBURNGEN1 | 1 | South | YES | -0.017362 | 0 | 1 | 11 |  | 1.0223 | GGT | -1 | 0.033378 | 11 | 11 |  |  | -0.19098 | 11 | -0.033378 | -0.36715
5506 | RAYBURNGEN2 | 1 | South | YES | -0.017362 | 0 | 1 | 11 |  | 1.0223 | GGT | -1 | 0.033378 | 11 | 11 |  |  | -0.19098 | 11 | -0.033378 | -0.36715
5728 | FALCONHYDRO2 | 2 | South | YES | -0.017429 | 12 | 0 | 12 | 0 | 1.0234 | Hydro | -1 | 0.033445 | 0 | 0 |  |  | 0 | 0 | -0.033445 | 0
5729 | FALCONHYDRO3 | 3 | South | YES | -0.017429 | 11 | 0 | 11 | 0 | 1.0234 | Hydro | -1 | 0.033445 | 0 | 0 |  |  | 0 | 0 | -0.033445 | 0
8048 | FALCONHYDRO1 | 1 | South | YES | -0.017429 | 12 | 0 | 12 | 0 | 1.0234 | Hydro | -1 | 0.033445 | 0 | 0 |  |  | 0 | 0 | -0.033445 | 0
88508 | FALFURRI | F | South | YES | -0.01746 | 0 | 0 | 0 | 0 | 1 | AVR | -1 | 0.033476 | 0 | 0 |  |  | 0 | 0 | -0.033476 | 0
5508 | RAYBURNCC9 | 1 | South | YES | -0.017541 | 47.7 | 18.2 | 47.7 | 0 | 1.0296 | CC | -1 | 0.033557 | 47.7 | 47.7 |  |  | -0.83671 | 47.7 | -0.033557 | -1.6006
5509 | RAYBURNCC10 | 1 | South | YES | -0.017541 | 37.3 | 5.2 | 37.3 | 0 | 1.0296 | CC | -1 | 0.033557 | 37.3 | 37.3 |  |  | -0.65428 | 37.3 | -0.033557 | -1.2517
5511 | RAYBURNCC7 | 1 | South | YES | -0.017541 | 47.5 | 18.2 | 47.5 | 0 | 1.0296 | CC | -1 | 0.033557 | 47.5 | 47.5 |  |  | -0.8332 | 47.5 | -0.033557 | -1.5939
5512 | RAYBURNCC8 | 1 | South | YES | -0.017541 | 49.3 | 18.2 | 49.3 | 0 | 1.0296 | CC | -1 | 0.033557 | 49.3 | 49.3 |  |  | -0.86477 | 49.3 | -0.033557 | -1.6543
8926 | LGE_GT10A | 1 | South | YES | -0.017568 | 158 | 0 | 158 | 0 | 1.03 | Cogen | -1 | 0.033584 | 0 | 0 |  |  | 0 | 0 | -0.033584 | 0
8927 | LGE_GT20A | 2 | South | YES | -0.017568 | 153 | 0 | 153 | 0 | 1.03 | Cogen | -1 | 0.033584 | 0 | 0 |  |  | 0 | 0 | -0.033584 | 0
8928 | LGE_STG0A | 3 | South | YES | -0.017568 | 100 | 0 | 100 | 0 | 1.03 | Cogen | -1 | 0.033584 | 0 | 0 |  |  | 0 | 0 | -0.033584 | 0
8930 | ICPGN10A | 1 | South | YES | -0.017568 | 149 | 0 | 149 | 0 | 1.03 | Cogen | -1 | 0.033584 | 0 | 0 |  |  | 0 | 0 | -0.033584 | 0
8931 | ICPGN20A | 2 | South | YES | -0.017568 | 150 | 0 | 150 | 0 | 1.03 | Cogen | -1 | 0.033584 | 0 | 0 |  |  | 0 | 0 | -0.033584 | 0
8932 | ICPGN30A | 3 | South | YES | -0.017568 | 127 | 0 | 127 | 0 | 1.03 | Cogen | -1 | 0.033584 | 0 | 0 |  |  | 0 | 0 | -0.033584 | 0
80223 | REYSHR G | 1 | South | YES | -0.017568 | 12 | 0 | 12 | 0 | 1.032 | Cogen | -1 | 0.033584 | 0 | 0 |  |  | 0 | 0 | -0.033584 | 0
8066 | DUP1V#1 | 1 | South | YES | -0.017573 | 52.3 | 0 | 73 | 0 | 1.01 | Cogen | -1 | 0.033589 | 0 | 0 |  |  | 0 | 0 | -0.033589 | 0
8442 | NBEC7 | 7 | South | YES | -0.017715 | 0 | 81 | 367 |  | 1.0298 | GST | -1 | 0.033731 | 367 | 367 |  |  | -6.5014 | 367 | -0.033731 | -12.3791
8442 | NBEC7 | MB | South | YES | -0.017715 | 0 | 81 | 367 |  | 1.0298 | GST | -1 | 0.033731 | 0 | 0 |  |  | 0 | 0 | -0.033731 | 0
8560 | CNOPGT1 | 1 | South | YES | -0.017717 | 148.3 | 0 | 148.3 | 0 | 1.03 | Cogen | -1 | 0.033733 | 0 | 0 |  |  | 0 | 0 | -0.033733 | 0
8561 | CNOPGT2 | 2 | South | YES | -0.017717 | 148.6 | 0 | 148.6 | 0 | 1.03 | Cogen | -1 | 0.033733 | 0 | 0 |  |  | 0 | 0 | -0.033733 | 0
8562 | CNOPST1 | 3 | South | YES | -0.017717 | 153 | 0 | 153 | 0 | 1.03 | Cogen | -1 | 0.033733 | 0 | 0 |  |  | 0 | 0 | -0.033733 | 0
8456 | COSW#1 | 1 | South | YES | -0.017725 | 20 | 0 | 20 | 0 | 1.027 | Cogen | -1 | 0.033741 | 0 | 0 |  |  | 0 | 0 | -0.033741 | 0
8457 | COSW#2 | 2 | South | YES | -0.017725 | 14 | 0 | 14 | 0 | 1.027 | Cogen | -1 | 0.033741 | 0 | 0 |  |  | 0 | 0 | -0.033741 | 0
8459 | B_DAVIS0B | MB | South | YES | -0.017747 | 0 | 50 | 339 |  | 1.03 | GSC | -1 | 0.033763 | 0 | 0 |  |  | 0 | 0 | -0.033763 | 0
8460 | B_DAVIS0A | MB | South | YES | -0.017747 | 0 | 50 | 340 |  | 1.03 | GSC | -1 | 0.033763 | 0 | 0 |  |  | 0 | 0 | -0.033763 | 0
80263 | B_DAVIS31A | 3 | South | YES | -0.017747 | 0 | 0 | 180 |  | 1.0366 | CC | -1 | 0.033763 | 180 | 180 |  |  | -3.1945 | 180 | -0.033763 | -6.0773
80264 | B_DAVIS41A | 4 | South | YES | -0.017747 | 0 | 0 | 180 |  | 1.0366 | CC | -1 | 0.033763 | 180 | 180 |  |  | -3.1945 | 180 | -0.033763 | -6.0773
8506 | VAL #1 | 1 | South | YES | -0.017751 | 20.9 | 0 | 25 | 0 | 1.0055 | Cogen | -1 | 0.033767 | 0 | 0 |  |  | 0 | 0 | -0.033767 | 0
8507 | VAL #2 | 2 | South | YES | -0.017751 | 20.9 | 0 | 25 | 0 | 1.0055 | Cogen | -1 | 0.033767 | 0 | 0 |  |  | 0 | 0 | -0.033767 | 0
8933 | FGNTS001 | 1 | South | YES | -0.017756 | 146.5 | 0 | 146.5 | 0 | 1.03 | CC | -1 | 0.033772 | 146.5 | 146.5 |  |  | -2.6013 | 146.5 | -0.033772 | -4.9475
8934 | FGNTS101 | 2 | South | YES | -0.017756 | 147.9 | 0 | 147.9 | 0 | 1.03 | CC | -1 | 0.033772 | 147.9 | 147.9 |  |  | -2.6261 | 147.9 | -0.033772 | -4.9948
8935 | FGNTS201 | 3 | South | YES | -0.017756 | 173 | 0 | 173 | 0 | 1.03 | CC | -1 | 0.033772 | 173 | 173 |  |  | -3.0718 | 173 | -0.033772 | -5.8425
8173 | VICEC51A | 5 | South | YES | -0.017758 | 144 | 18 | 144 | 0 | 1.025 | CC | -1 | 0.033774 | 144 | 144 |  |  | -2.5572 | 144 | -0.033774 | -4.8634
8174 | VICEC61A | 6 | South | YES | -0.017758 | 188 | 42 | 188 | 0 | 1.025 | CC | -1 | 0.033774 | 188 | 188 |  |  | -3.3385 | 188 | -0.033774 | -6.3494
8461 | KOCH_UP0A | 1 | South | YES | -0.017765 | 38 | 0 | 38 | 0 | 1.012 | Cogen | -1 | 0.033781 | 0 | 0 |  |  | 0 | 0 | -0.033781 | 0
8511 | OXY_CC0A | 1 | South | YES | -0.017769 | 30.3 | 0 | 38 | 0 | 1.027 | Cogen | -1 | 0.033785 | 0 | 0 |  |  | 0 | 0 | -0.033785 | 0
58909 | PEARSALLSCG1 | 3 | South | YES | -0.017796 | 0 | 0 | 8.4 |  | 1.027 | Diesel | -1 | 0.033812 | 8.4 | 8.4 |  |  | -0.14949 | 8.4 | -0.033812 | -0.28402
58909 | PEARSALLSCG1 | 4 | South | YES | -0.017796 | 0 | 0 | 8.4 |  | 1.027 | Diesel | -1 | 0.033812 | 8.4 | 8.4 |  |  | -0.14949 | 8.4 | -0.033812 | -0.28402
58909 | PEARSALLSCG1 | 6 | South | YES | -0.017796 | 0 | 0 | 8.4 |  | 1.027 | Diesel | -1 | 0.033812 | 8.4 | 8.4 |  |  | -0.14949 | 8.4 | -0.033812 | -0.28402
58909 | PEARSALLSCG1 | 5 | South | YES | -0.017796 | 0 | 0 | 8.4 |  | 1.027 | Diesel | -1 | 0.033812 | 8.4 | 8.4 |  |  | -0.14949 | 8.4 | -0.033812 | -0.28402
58909 | PEARSALLSCG1 | 1 | South | YES | -0.017796 | 0 | 0 | 8.4 |  | 1.027 | Diesel | -1 | 0.033812 | 8.4 | 8.4 |  |  | -0.14949 | 8.4 | -0.033812 | -0.28402
58909 | PEARSALLSCG1 | 2 | South | YES | -0.017796 | 0 | 0 | 8.4 |  | 1.027 | Diesel | -1 | 0.033812 | 8.4 | 8.4 |  |  | -0.14949 | 8.4 | -0.033812 | -0.28402
58919 | PEARSALLSCG2 | 5 | South | YES | -0.017796 | 0 | 0 | 8.4 |  | 1.027 | Diesel | -1 | 0.033812 | 8.4 | 8.4 |  |  | -0.14949 | 8.4 | -0.033812 | -0.28402
58919 | PEARSALLSCG2 | 6 | South | YES | -0.017796 | 0 | 0 | 8.4 |  | 1.027 | Diesel | -1 | 0.033812 | 8.4 | 8.4 |  |  | -0.14949 | 8.4 | -0.033812 | -0.28402
58919 | PEARSALLSCG2 | 1 | South | YES | -0.017796 | 0 | 0 | 8.4 |  | 1.027 | Diesel | -1 | 0.033812 | 8.4 | 8.4 |  |  | -0.14949 | 8.4 | -0.033812 | -0.28402
58919 | PEARSALLSCG2 | 2 | South | YES | -0.017796 | 0 | 0 | 8.4 |  | 1.027 | Diesel | -1 | 0.033812 | 8.4 | 8.4 |  |  | -0.14949 | 8.4 | -0.033812 | -0.28402
58919 | PEARSALLSCG2 | 4 | South | YES | -0.017796 | 0 | 0 | 8.4 |  | 1.027 | Diesel | -1 | 0.033812 | 8.4 | 8.4 |  |  | -0.14949 | 8.4 | -0.033812 | -0.28402
58919 | PEARSALLSCG2 | 3 | South | YES | -0.017796 | 0 | 0 | 8.4 |  | 1.027 | Diesel | -1 | 0.033812 | 8.4 | 8.4 |  |  | -0.14949 | 8.4 | -0.033812 | -0.28402
58929 | PEARSALLSCG3 | 4 | South | YES | -0.017796 | 0 | 0 | 8.4 |  | 1.027 | Diesel | -1 | 0.033812 | 8.4 | 8.4 |  |  | -0.14949 | 8.4 | -0.033812 | -0.28402
58929 | PEARSALLSCG3 | 6 | South | YES | -0.017796 | 0 | 0 | 8.4 |  | 1.027 | Diesel | -1 | 0.033812 | 8.4 | 8.4 |  |  | -0.14949 | 8.4 | -0.033812 | -0.28402
58929 | PEARSALLSCG3 | 2 | South | YES | -0.017796 | 0 | 0 | 8.4 |  | 1.027 | Diesel | -1 | 0.033812 | 8.4 | 8.4 |  |  | -0.14949 | 8.4 | -0.033812 | -0.28402
58929 | PEARSALLSCG3 | 5 | South | YES | -0.017796 | 0 | 0 | 8.4 |  | 1.027 | Diesel | -1 | 0.033812 | 8.4 | 8.4 |  |  | -0.14949 | 8.4 | -0.033812 | -0.28402
58929 | PEARSALLSCG3 | 1 | South | YES | -0.017796 | 0 | 0 | 8.4 |  | 1.027 | Diesel | -1 | 0.033812 | 8.4 | 8.4 |  |  | -0.14949 | 8.4 | -0.033812 | -0.28402
58929 | PEARSALLSCG3 | 3 | South | YES | -0.017796 | 0 | 0 | 8.4 |  | 1.027 | Diesel | -1 | 0.033812 | 8.4 | 8.4 |  |  | -0.14949 | 8.4 | -0.033812 | -0.28402
58949 | PEARSALLSCG4 | 3 | South | YES | -0.017796 | 0 | 0 | 8.4 |  | 1.027 | Diesel | -1 | 0.033812 | 8.4 | 8.4 |  |  | -0.14949 | 8.4 | -0.033812 | -0.28402
58949 | PEARSALLSCG4 | 2 | South | YES | -0.017796 | 0 | 0 | 8.4 |  | 1.027 | Diesel | -1 | 0.033812 | 8.4 | 8.4 |  |  | -0.14949 | 8.4 | -0.033812 | -0.28402
58949 | PEARSALLSCG4 | 1 | South | YES | -0.017796 | 0 | 0 | 8.4 |  | 1.027 | Diesel | -1 | 0.033812 | 8.4 | 8.4 |  |  | -0.14949 | 8.4 | -0.033812 | -0.28402
58949 | PEARSALLSCG4 | 4 | South | YES | -0.017796 | 0 | 0 | 8.4 |  | 1.027 | Diesel | -1 | 0.033812 | 8.4 | 8.4 |  |  | -0.14949 | 8.4 | -0.033812 | -0.28402
58949 | PEARSALLSCG4 | 6 | South | YES | -0.017796 | 0 | 0 | 8.4 |  | 1.027 | Diesel | -1 | 0.033812 | 8.4 | 8.4 |  |  | -0.14949 | 8.4 | -0.033812 | -0.28402
58949 | PEARSALLSCG4 | 5 | South | YES | -0.017796 | 0 | 0 | 8.4 |  | 1.027 | Diesel | -1 | 0.033812 | 8.4 | 8.4 |  |  | -0.14949 | 8.4 | -0.033812 | -0.28402
8936 | MVGN#1 | 1 | South | YES | -0.017812 | 216.6 | 0 | 216.6 | 0 | 1.0304 | CC | -1 | 0.033828 | 216.6 | 216.6 |  |  | -3.8581 | 216.6 | -0.033828 | -7.327
8937 | MVGN#2 | 2 | South | YES | -0.017812 | 216.7 | 0 | 216.7 | 0 | 1.0304 | CC | -1 | 0.033828 | 216.7 | 216.7 |  |  | -3.8599 | 216.7 | -0.033828 | -7.3304
8938 | MVGN#3 | 3 | South | YES | -0.017812 | 250.9 | 0 | 250.9 | 0 | 1.0304 | CC | -1 | 0.033828 | 250.9 | 250.9 |  |  | -4.469 | 250.9 | -0.033828 | -8.4873
8981 | HECN1 | 1 | South | YES | -0.017812 | 144.8 | 0 | 144.8 | 0 | 1.0304 | CC | -1 | 0.033828 | 144.8 | 144.8 |  |  | -2.5792 | 144.8 | -0.033828 | -4.8982
8982 | HECN2 | 2 | South | YES | -0.017812 | 144.1 | 0 | 144.1 | 0 | 1.0304 | CC | -1 | 0.033828 | 144.1 | 144.1 |  |  | -2.5667 | 144.1 | -0.033828 | -4.8745
8983 | HECN3 | 3 | South | YES | -0.017812 | 171.9 | 0 | 171.9 | 0 | 1.0304 | CC | -1 | 0.033828 | 171.9 | 171.9 |  |  | -3.0619 | 171.9 | -0.033828 | -5.815
8517 | CELANEBI0A | 1 | South | YES | -0.017825 | 29 | 0 | 29 | 0 | 1.02 | Cogen | -1 | 0.033841 | 0 | 0 |  |  | 0 | 0 | -0.033841 | 0
5932 | SI_RAY9 | 9 | South | YES | -0.017833 | 32 | 32 | 38 | 0 | 1.035 | CC | -1 | 0.033849 | 38 | 38 |  |  | -0.67765 | 38 | -0.033849 | -1.2862
5933 | SI_RAY6 | 6 | South | YES | -0.017833 | 15.4 | 10 | 19.3 | 0 | 1.035 | GST | -1 | 0.033849 | 19.3 | 19.3 |  |  | -0.34418 | 19.3 | -0.033849 | -0.65328
5935 | SI_RAY10 | 10 | South | YES | -0.017833 | 47 | 10 | 47 | 0 | 1.03 | CC | -1 | 0.033849 | 47 | 47 |  |  | -0.83815 | 47 | -0.033849 | -1.5909
80003 | MILHWYS | F | South | YES | -0.017833 | 0 | 0 | 0 | 0 | 1.0168 | AVR | -1 | 0.033849 | 0 | 0 |  |  | 0 | 0 | -0.033849 | 0
80080 | GWINDT11A | 3 | South | YES | -0.017847 | 0 | 0 | 38 | 0 | 1.025 | Wind | -1 | 0.033863 | 0 | 38 |  |  | 0 | 0 | -0.033863 | 0
80080 | GWINDT11A | 4 | South | YES | -0.017847 | 3.8 | 0 | 19 | 0 | 1.025 | Wind | -1 | 0.033863 | 0 | 19 |  |  | 0 | 0 | -0.033863 | 0
80080 | GWINDT11A | 2 | South | YES | -0.017847 | 0 | 0 | 41 | 0 | 1.025 | Wind | -1 | 0.033863 | 0 | 41 |  |  | 0 | 0 | -0.033863 | 0
80080 | GWINDT11A | 1 | South | YES | -0.017847 | 28.2 | 0 | 94 | 0 | 1.025 | Wind | -1 | 0.033863 | 0 | 94 |  |  | 0 | 0 | -0.033863 | 0
80081 | GWINDT21A | 4 | South | YES | -0.017847 | 4.4 | 0 | 22 | 0 | 1.025 | Wind | -1 | 0.033863 | 0 | 22 |  |  | 0 | 0 | -0.033863 | 0
80081 | GWINDT21A | 1 | South | YES | -0.017847 | 28.2 | 0 | 94 | 0 | 1.025 | Wind | -1 | 0.033863 | 0 | 94 |  |  | 0 | 0 | -0.033863 | 0
80081 | GWINDT21A | 3 | South | YES | -0.017847 | 8.6 | 0 | 43 | 0 | 1.025 | Wind | -1 | 0.033863 | 0 | 43 |  |  | 0 | 0 | -0.033863 | 0
80081 | GWINDT21A | 2 | South | YES | -0.017847 | 7.2 | 0 | 36 | 0 | 1.025 | Wind | -1 | 0.033863 | 0 | 36 |  |  | 0 | 0 | -0.033863 | 0
80180 | PNSCALT11A | 2 | South | YES | -0.017847 | 10 | 0 | 50 | 0 | 1.025 | Wind | -1 | 0.033863 | 0 | 50 |  |  | 0 | 0 | -0.033863 | 0
80180 | PNSCALT11A | 1 | South | YES | -0.017847 | 43.8 | 0 | 148 | 0 | 1.025 | Wind | -1 | 0.033863 | 0 | 148 |  |  | 0 | 0 | -0.033863 | 0
80181 | PNSCALT21A | 2 | South | YES | -0.017847 | 10 | 0 | 50 | 0 | 1.025 | Wind | -1 | 0.033863 | 0 | 50 |  |  | 0 | 0 | -0.033863 | 0
80181 | PNSCALT21A | 1 | South | YES | -0.017847 | 16.5 | 0 | 55 | 0 | 1.025 | Wind | -1 | 0.033863 | 0 | 55 |  |  | 0 | 0 | -0.033863 | 0
5890 | PEARSALLGEN1 | 1 | South | YES | -0.018387 | 19.2 | 6 | 24 | 0 | 1.0226 | GST | -1 | 0.034403 | 24 | 24 |  |  | -0.44129 | 24 | -0.034403 | -0.82566
5891 | PEARSALLGEN2 | 1 | South | YES | -0.018387 | 19.4 | 6 | 24.3 | 0 | 1.0226 | GST | -1 | 0.034403 | 24.3 | 24.3 |  |  | -0.4468 | 24.3 | -0.034403 | -0.83598
5892 | PEARSALLGEN3 | 1 | South | YES | -0.018387 | 19.1 | 6 | 23.9 | 0 | 1.0226 | GST | -1 | 0.034403 | 23.9 | 23.9 |  |  | -0.43945 | 23.9 | -0.034403 | -0.82222
8161 | COLETO0A | 1 | South | YES | -0.018577 | 633 | 200 | 633 | 0 | 1.03 | LIGCO | -1 | 0.034593 | 0 | 633 |  |  | 0 | 0 | -0.034593 | 0
88198 | BEEVILLE | F | South | YES | -0.018691 | 0 | 0 | 0 | 0 | 1.02 | AVR | -1 | 0.034707 | 0 | 0 |  |  | 0 | 0 | -0.034707 | 0
5903 | SANMIGUELGEN | 1 | South | YES | -0.02023 | 396.3 | 180 | 396.3 | 0 | 1.0336 | LIGCO | -1 | 0.036246 | 0 | 396.3 |  |  | 0 | 0 | -0.036246 | 0
13432 | SANDOW_5G | 5 | South | YES | -0.020724 | 581 | 225 | 581 | 0 | 1.029 | LIGCO | -1 | 0.03674 | 0 | 581 |  |  | 0 | 0 | -0.03674 | 0
8189 | CUECPL2A | 1 | South | YES | -0.021222 | 12 | 0 | 12 | 0 | 1.02 | Cogen | -1 | 0.037238 | 0 | 0 |  |  | 0 | 0 | -0.037238 | 0
7012 | L_FPPYD21_3Y | 3 | South | YES | -0.021522 | 427.5 | 200 | 436 | 0 | 1.02 | LIGCO | -1 | 0.037538 | 0 | 436 |  |  | 0 | 0 | -0.037538 | 0
7010 | L_FPPYD11_1Y | 1 | South | YES | -0.021533 | 547.4 | 200 | 606 | 0 | 1.02 | LIGCO | -1 | 0.037549 | 0 | 606 |  |  | 0 | 0 | -0.037549 | 0
7011 | L_FPPYD11_2Y | 2 | South | YES | -0.021533 | 552.2 | 200 | 598 | 0 | 1.02 | LIGCO | -1 | 0.037549 | 0 | 598 |  |  | 0 | 0 | -0.037549 | 0
5401 | CALAVER_JKS1 | 1 | South | YES | -0.021547 | 562 | 100 | 562 | 0 | 1.026 | LIGCO | -1 | 0.037563 | 0 | 562 |  |  | 0 | 0 | -0.037563 | 0
5264 | LEON_LCP3G3 | 3 | South | YES | -0.02167 | 0 | 20 | 58 |  | 1.0197 | GST | -1 | 0.037686 | 58 | 58 |  |  | -1.2569 | 58 | -0.037686 | -2.1858
5265 | LEON_LCP4G4 | 4 | South | YES | -0.02167 | 89 | 25 | 89 | 0 | 1.0197 | GST | -1 | 0.037686 | 89 | 89 |  |  | -1.9286 | 89 | -0.037686 | -3.354
5266 | LEON_LCPCT1 | 1 | South | YES | -0.02167 | 44 | 24 | 44 | 0 | 1.0197 | GGT | -1 | 0.037686 | 44 | 44 |  |  | -0.95348 | 44 | -0.037686 | -1.6582
5267 | LEON_LCPCT2 | 2 | South | YES | -0.02167 | 44 | 24 | 44 | 0 | 1.0197 | GGT | -1 | 0.037686 | 44 | 44 |  |  | -0.95348 | 44 | -0.037686 | -1.6582
5268 | LEON_LCPCT3 | 3 | South | YES | -0.02167 | 43 | 24 | 43 | 0 | 1.0197 | GGT | -1 | 0.037686 | 43 | 43 |  |  | -0.93181 | 43 | -0.037686 | -1.6205
5269 | LEON_LCPCT4 | 4 | South | YES | -0.02167 | 45 | 24 | 45 | 0 | 1.0197 | GGT | -1 | 0.037686 | 45 | 45 |  |  | -0.97515 | 45 | -0.037686 | -1.6958
5026 | BRAUNIG_VHB1 | 1 | South | YES | -0.021784 | 215 | 40 | 215 | 0 | 1.0192 | GST | -1 | 0.0378 | 215 | 215 |  |  | -4.6836 | 215 | -0.0378 | -8.1269
5027 | BRAUNIG_VHB2 | 2 | South | YES | -0.021784 | 216 | 40 | 216 | 0 | 1.0192 | GST | -1 | 0.0378 | 216 | 216 |  |  | -4.7053 | 216 | -0.0378 | -8.1647
5476 | BRA_AVR1_CT1 | 1 | South | YES | -0.021789 | 155 | 90 | 155 | 0 | 1.025 | CC | -1 | 0.037805 | 155 | 155 |  |  | -3.3773 | 155 | -0.037805 | -5.8597
5477 | BRA_AVR1_ST | 1 | South | YES | -0.021789 | 174 | 138 | 174 | 0 | 1.025 | CC | -1 | 0.037805 | 174 | 174 |  |  | -3.7913 | 174 | -0.037805 | -6.578
5478 | BRA_AVR1_CT2 | 1 | South | YES | -0.021789 | 155 | 90 | 155 | 0 | 1.025 | CC | -1 | 0.037805 | 155 | 155 |  |  | -3.3773 | 155 | -0.037805 | -5.8597
5028 | BRAUNIG_VHB3 | 3 | South | YES | -0.021813 | 407 | 60 | 407 | 0 | 1.0138 | GST | -1 | 0.037829 | 407 | 407 |  |  | -8.8779 | 407 | -0.037829 | -15.3962
5396 | CALAVER_OWS1 | 1 | South | YES | -0.021823 | 418 | 80 | 418 | 0 | 1.0192 | GST | -1 | 0.037839 | 418 | 418 |  |  | -9.122 | 418 | -0.037839 | -15.8165
5397 | CALAVER_OWS2 | 2 | South | YES | -0.021823 | 400 | 80 | 400 | 0 | 1.0192 | GST | -1 | 0.037839 | 400 | 400 |  |  | -8.7292 | 400 | -0.037839 | -15.1354
5111 | CALAVER_JTD1 | 1 | South | YES | -0.021858 | 430 | 80 | 430 | 0 | 1.0138 | LIGCO | -1 | 0.037874 | 0 | 430 |  |  | 0 | 0 | -0.037874 | 0
5112 | CALAVER_JTD2 | 2 | South | YES | -0.021858 | 430 | 80 | 430 | 0 | 1.0138 | LIGCO | -1 | 0.037874 | 0 | 430 |  |  | 0 | 0 | -0.037874 | 0
5436 | TUTTL_WBT1G1 | 1 | South | YES | -0.021885 | 48.8 | 20 | 61 | 0 | 1.012 | GST | -1 | 0.037901 | 61 | 61 |  |  | -1.335 | 61 | -0.037901 | -2.3119
5438 | TUTTL_WBT3G3 | 3 | South | YES | -0.021885 | 95 | 25 | 95 | 0 | 1.012 | GST | -1 | 0.037901 | 95 | 95 |  |  | -2.0791 | 95 | -0.037901 | -3.6006
5439 | TUTTL_WBT4G4 | 4 | South | YES | -0.021885 | 151 | 40 | 151 | 0 | 1.012 | GST | -1 | 0.037901 | 151 | 151 |  |  | -3.3046 | 151 | -0.037901 | -5.723
7800 | L_GUADGE1_1Y | 1 | South | YES | -0.021888 | 147 | 30 | 147 | 0 | 1.02 | CC | -1 | 0.037904 | 147 | 147 |  |  | -3.2175 | 147 | -0.037904 | -5.5718
7801 | L_GUADGE1_2Y | 2 | South | YES | -0.021888 | 138 | 30 | 138 | 0 | 1.02 | CC | -1 | 0.037904 | 138 | 138 |  |  | -3.0205 | 138 | -0.037904 | -5.2307
7802 | L_GUADGE1_3Y | 3 | South | YES | -0.021888 | 146 | 30 | 146 | 0 | 1.02 | CC | -1 | 0.037904 | 146 | 146 |  |  | -3.1956 | 146 | -0.037904 | -5.5339
7803 | L_GUADGE1_4Y | 4 | South | YES | -0.021888 | 149 | 30 | 149 | 0 | 1.02 | CC | -1 | 0.037904 | 149 | 149 |  |  | -3.2613 | 149 | -0.037904 | -5.6476
7804 | L_GUADGE1_5Y | 5 | South | YES | -0.021888 | 182 | 30 | 182 | 0 | 1.02 | CC | -1 | 0.037904 | 182 | 182 |  |  | -3.9836 | 182 | -0.037904 | -6.8984
7805 | L_GUADGE1_6Y | 6 | South | YES | -0.021888 | 203 | 30 | 203 | 0 | 1.02 | CC | -1 | 0.037904 | 203 | 203 |  |  | -4.4433 | 203 | -0.037904 | -7.6944
7810 | L_RIONOG1G1Y | 1 | South | YES | -0.02244 | 148 | 0 | 148 | 0 | 1.02 | CC | -1 | 0.038456 | 148 | 148 |  |  | -3.3211 | 148 | -0.038456 | -5.6914
7811 | L_RIONOG1G2Y | 2 | South | YES | -0.02244 | 148 | 0 | 148 | 0 | 1.02 | CC | -1 | 0.038456 | 148 | 148 |  |  | -3.3211 | 148 | -0.038456 | -5.6914
7812 | L_RIONOG1G3Y | 3 | South | YES | -0.02244 | 154 | 0 | 154 | 0 | 1.02 | CC | -1 | 0.038456 | 154 | 154 |  |  | -3.4558 | 154 | -0.038456 | -5.9222
7813 | L_RIONOG1S1Y | 4 | South | YES | -0.02244 | 293 | 0 | 293 | 0 | 1.02 | CC | -1 | 0.038456 | 293 | 293 |  |  | -6.5749 | 293 | -0.038456 | -11.2675
7624 | L_LAKEWO9_1Y | 1 | South | YES | -0.022713 | 0 | 0 | 2.4 |  | 1 | Hydro | -1 | 0.038729 | 0 | 0 |  |  | 0 | 0 | -0.038729 | 0
7624 | L_LAKEWO9_1Y | 2 | South | YES | -0.022713 | 0 | 0 | 2.4 |  | 1 | Hydro | -1 | 0.038729 | 0 | 0 |  |  | 0 | 0 | -0.038729 | 0
7609 | L_SCHUMA8_1Y | 1 | South | YES | -0.022796 | 0 | 0 | 4 |  | 1 | Hydro | -1 | 0.038812 | 0 | 0 |  |  | 0 | 0 | -0.038812 | 0
7303 | L_WPPGS12_1Y | 1 | South | YES | -0.022917 | 50 | 0 | 50 | 0 | 1.025 | GGT | -1 | 0.038933 | 50 | 50 |  |  | -1.1459 | 50 | -0.038933 | -1.9466
7303 | L_WPPGS12_1Y | 2 | South | YES | -0.022917 | 50 | 0 | 50 | 0 | 1.025 | GGT | -1 | 0.038933 | 50 | 50 |  |  | -1.1459 | 50 | -0.038933 | -1.9466
7305 | L_WPPGS34_1Y | 3 | South | YES | -0.022917 | 50 | 0 | 50 | 0 | 1.025 | GGT | -1 | 0.038933 | 50 | 50 |  |  | -1.1459 | 50 | -0.038933 | -1.9466
7305 | L_WPPGS34_1Y | 4 | South | YES | -0.022917 | 50 | 0 | 50 | 0 | 1.025 | GGT | -1 | 0.038933 | 50 | 50 |  |  | -1.1459 | 50 | -0.038933 | -1.9466
7014 | L_HAYSEN1_1Y | 1 | South | YES | -0.023005 | 223.9 | 74 | 223.9 | 0 | 1.008 | CC | -1 | 0.039021 | 223.9 | 223.9 |  |  | -5.1508 | 223.9 | -0.039021 | -8.7367
7015 | L_HAYSEN1_2Y | 2 | South | YES | -0.023005 | 225 | 74 | 225 | 0 | 1.008 | CC | -1 | 0.039021 | 225 | 225 |  |  | -5.1761 | 225 | -0.039021 | -8.7796
7016 | L_HAYSEN1_3Y | 3 | South | YES | -0.023005 | 224.6 | 74 | 224.6 | 0 | 1.008 | CC | -1 | 0.039021 | 224.6 | 224.6 |  |  | -5.1669 | 224.6 | -0.039021 | -8.764
7017 | L_HAYSEN1_4Y | 4 | South | YES | -0.023005 | 226.7 | 74 | 226.7 | 0 | 1.008 | CC | -1 | 0.039021 | 226.7 | 226.7 |  |  | -5.2152 | 226.7 | -0.039021 | -8.846
7007 | L_LOSTPI1_1Y | 1 | South | YES | -0.023056 | 158.6 | 110 | 158 | 0 | 1 | CC | -1 | 0.039072 | 158 | 158 |  |  | -3.6428 | 158 | -0.039072 | -6.1733
7008 | L_LOSTPI1_2Y | 2 | South | YES | -0.023056 | 157.7 | 107 | 160 | 0 | 1 | CC | -1 | 0.039072 | 160 | 160 |  |  | -3.689 | 160 | -0.039072 | -6.2514
7009 | L_LOSTPI1_3Y | 3 | South | YES | -0.023056 | 173.9 | 72 | 175 | 0 | 1 | CC | -1 | 0.039072 | 175 | 175 |  |  | -4.0348 | 175 | -0.039072 | -6.8375
7605 | L_MCQUEE9_1Y | 1 | South | YES | -0.023111 | 0 | 0 | 2.4 |  | 1.025 | Hydro | -1 | 0.039127 | 0 | 0 |  |  | 0 | 0 | -0.039127 | 0
7605 | L_MCQUEE9_1Y | 2 | South | YES | -0.023111 | 0 | 0 | 2.4 |  | 1.025 | Hydro | -1 | 0.039127 | 0 | 0 |  |  | 0 | 0 | -0.039127 | 0
7605 | L_MCQUEE9_1Y | 3 | South | YES | -0.023111 | 0 | 0 | 2.8 |  | 1.025 | Hydro | -1 | 0.039127 | 0 | 0 |  |  | 0 | 0 | -0.039127 | 0
7807 | L_BASTEN1_1Y | 1 | South | YES | -0.023989 | 152.5 | 83.5 | 152.5 |  | 1.004 | CC | -1 | 0.040005 | 152.5 | 152.5 |  |  | -3.6583 | 152.5 | -0.040005 | -6.1007
7808 | L_BASTEN1_2Y | 1 | South | YES | -0.023989 | 149.5 | 83.5 | 149.5 |  | 1.004 | CC | -1 | 0.040005 | 149.5 | 149.5 |  |  | -3.5864 | 149.5 | -0.040005 | -5.9807
7809 | L_BASTEN1_3Y | 1 | South | YES | -0.023989 | 232.6 | 42 | 232.6 |  | 1.004 | CC | -1 | 0.040005 | 232.6 | 232.6 |  |  | -5.5798 | 232.6 | -0.040005 | -9.3051
3432 | SANDOW_4G | 4 | South | YES | -0.024323 | 580 | 225 | 580 | 0 | 1.029 | LIGCO | -1 | 0.040339 | 0 | 580 |  |  | 0 | 0 | -0.040339 | 0
7004 | L_SIMGID1_1Y | 1 | South | YES | -0.025681 | 132 | 40 | 132 | 0 | 1.02 | GST | -1 | 0.041697 | 132 | 132 |  |  | -3.3899 | 132 | -0.041697 | -5.5039
7005 | L_SIMGID1_2Y | 2 | South | YES | -0.025681 | 133 | 32 | 139 | 0 | 1.02 | GST | -1 | 0.041697 | 139 | 139 |  |  | -3.5697 | 139 | -0.041697 | -5.7958
7006 | L_SIMGID1_3Y | 3 | South | YES | -0.025681 | 324.9 | 60 | 329 | 0 | 1.02 | GST | -1 | 0.041697 | 329 | 329 |  |  | -8.449 | 329 | -0.041697 | -13.7182
7487 | L_CANYHY8_1Y | 1 | South | YES | -0.025873 | 0 | 0 | 6 |  | 1 | Hydro | -1 | 0.041889 | 0 | 0 |  |  | 0 | 0 | -0.041889 | 0
9016 | SANDH_G1 | 1 | South | YES | -0.028391 | 45 | 2 | 49 | 0 | 1.0175 | GGT | -1 | 0.044407 | 49 | 49 |  |  | -1.3912 | 49 | -0.044407 | -2.1759
9017 | SANDH_G2 | 2 | South | YES | -0.028391 | 45 | 2 | 46 | 0 | 1.0175 | GGT | -1 | 0.044407 | 46 | 46 |  |  | -1.306 | 46 | -0.044407 | -2.0427
9018 | SANDH_G3 | 3 | South | YES | -0.028391 | 45 | 2 | 46 | 0 | 1.0175 | GGT | -1 | 0.044407 | 46 | 46 |  |  | -1.306 | 46 | -0.044407 | -2.0427
9019 | SANDH_G4 | 4 | South | YES | -0.028391 | 0 | 2 | 47 |  | 1.0175 | GGT | -1 | 0.044407 | 47 | 47 |  |  | -1.3344 | 47 | -0.044407 | -2.0871
9020 | SANDHG5A | 5A | South | YES | -0.028391 | 150 | 84 | 155 | 0 | 1.0175 | CC | -1 | 0.044407 | 155 | 155 |  |  | -4.4006 | 155 | -0.044407 | -6.883
9021 | SANDHG5C | 5C | South | YES | -0.028391 | 140 | 0 | 148 | 0 | 1.0175 | CC | -1 | 0.044407 | 148 | 148 |  |  | -4.2019 | 148 | -0.044407 | -6.5722
9002 | DECKR_G3 | 3 | South | YES | -0.028416 | 0 | 24 | 42 |  | 1.015 | GGT | -1 | 0.044432 | 42 | 42 |  |  | -1.1935 | 42 | -0.044432 | -1.8661
9003 | DECKR_G4 | 4 | South | YES | -0.028416 | 44 | 24 | 44 | 0 | 1.015 | GGT | -1 | 0.044432 | 44 | 44 |  |  | -1.2503 | 44 | -0.044432 | -1.955
9004 | DECKR_G5 | 5 | South | YES | -0.028416 | 44 | 24 | 44 | 0 | 1.015 | GGT | -1 | 0.044432 | 44 | 44 |  |  | -1.2503 | 44 | -0.044432 | -1.955
9005 | DECKR_G6 | 6 | South | YES | -0.028416 | 44 | 24 | 47 | 0 | 1.015 | GGT | -1 | 0.044432 | 47 | 47 |  |  | -1.3356 | 47 | -0.044432 | -2.0883
9000 | DECKR_G1 | 1 | South | YES | -0.028717 | 280 | 50 | 321 | 0 | 1.015 | GST | -1 | 0.044733 | 321 | 321 |  |  | -9.2182 | 321 | -0.044733 | -14.3591
9001 | DECKR_G2 | 2 | South | YES | -0.028717 | 400 | 50 | 426 | 0 | 1.015 | GST | -1 | 0.044733 | 426 | 426 |  |  | -12.2334 | 426 | -0.044733 | -19.0561
7020 | L_AUSTPL1_1Y | 1 | South | YES | -0.029533 | 0 | 0 | 8 |  | 1 | Hydro | -1 | 0.045549 | 0 | 0 |  |  | 0 | 0 | -0.045549 | 0
7020 | L_AUSTPL1_1Y | 2 | South | YES | -0.029533 | 0 | 0 | 8 |  | 1 | Hydro | -1 | 0.045549 | 0 | 0 |  |  | 0 | 0 | -0.045549 | 0
7031 | L_MARSFO1G1Y | 1 | South | YES | -0.039101 | 0 | 0 | 36 |  | 1 | Hydro | -1 | 0.055117 | 0 | 0 |  |  | 0 | 0 | -0.055117 | 0
7032 | L_MARSFO1G2Y | 2 | South | YES | -0.039101 | 0 | 0 | 35 |  | 1 | Hydro | -1 | 0.055117 | 0 | 0 |  |  | 0 | 0 | -0.055117 | 0
7033 | L_MARSFO1G3Y | 3 | South | YES | -0.039101 | 0 | 0 | 36 |  | 1 | Hydro | -1 | 0.055117 | 0 | 0 |  |  | 0 | 0 | -0.055117 | 0
7028 | L_MARBFA1_1Y | 1 | South | YES | -0.055985 | 0 | 0 | 18 |  | 1 | Hydro | -1 | 0.072001 | 0 | 0 |  |  | 0 | 0 | -0.072001 | 0
7029 | L_MARBFA1_2Y | 2 | South | YES | -0.055985 | 0 | 0 | 18 |  | 1 | Hydro | -1 | 0.072001 | 0 | 0 |  |  | 0 | 0 | -0.072001 | 0
7000 | L_FERGUS1_1Y | 1 | South | YES | -0.064147 | 400 | 65 | 423.3 | 0 | 1.015 | GSC | -1 | 0.080163 | 423.3 | 423.3 |  |  | -27.1534 | 423.3 | -0.080163 | -33.9328
7035 | L_WIRTZ_1G1Y | 1 | South | YES | -0.065157 | 0 | 0 | 29 |  | 1 | Hydro | -1 | 0.081173 | 0 | 0 |  |  | 0 | 0 | -0.081173 | 0
7036 | L_WIRTZ_1G2Y | 2 | South | YES | -0.065157 | 0 | 0 | 29.7 |  | 1 | Hydro | -1 | 0.081173 | 0 | 0 |  |  | 0 | 0 | -0.081173 | 0
7026 | L_INKSDA1_1Y | 1 | South | YES | -0.080907 | 0 | 0 | 13.7 |  | 1 | Hydro | -1 | 0.096923 | 0 | 0 |  |  | 0 | 0 | -0.096923 | 0
7022 | L_BUCHAN1_1Y | 1 | South | YES | -0.089723 | 0 | 0 | 18 |  | 1 | Hydro | -1 | 0.10574 | 0 | 0 |  |  | 0 | 0 | -0.10574 | 0
7023 | L_BUCHAN1_2Y | 2 | South | YES | -0.089723 | 0 | 0 | 18 |  | 1 | Hydro | -1 | 0.10574 | 0 | 0 |  |  | 0 | 0 | -0.10574 | 0
7024 | L_BUCHAN1_3Y | 3 | South | YES | -0.089723 | 0 | 0 | 15 |  | 1 | Hydro | -1 | 0.10574 | 0 | 0 |  |  | 0 | 0 | -0.10574 | 0
Note on AL4: Zonal Cap - Zonal Impact

## Distributed Slack - Inc
Number of Bus | Name of Bus | ID | Area Name of Gen | AGC | P Sensitivity of Bus | Gen MW | Min MW | Max MW | V Sensitivity of Bus | Set Volt | Tech Type | Zone Impact | Zone Correlation | Inc Max | Dec Max | Souce S.F. Weighting | Souce Capacity | Sink S.F. Weighting | Sink Capacity | PTDF Calc | PTDF Weighting | Cumulative Share of Zonal Cap | Cumulative Share of Zonal Impact | Cont_ TempleSS to LakeCreek and TemplePEC to Tradinghouse OL_ Evant to Goldthwaite |  | i_PTDF_INC_pt | 387 |  | LARECU50A | Unit at max
7022 | L_BUCHAN1_1Y | 1 | South | YES | -0.089723 | 0 | 0 | 18 |  | 1 | Hydro | -1 | 0.10574 | 0 | 0 |  |  | 0 | 0 | -0.10574 | 0 | 0 | 0 |  |  | i_10pctunit | 30 |  | 193 | # units @ max
7023 | L_BUCHAN1_2Y | 2 | South | YES | -0.089723 | 0 | 0 | 18 |  | 1 | Hydro | -1 | 0.10574 | 0 | 0 |  |  | 0 | 0 | -0.10574 | 0 | 0 | 0 | [5 empty] | 0.12961 | delta max
7024 | L_BUCHAN1_3Y | 3 | South | YES | -0.089723 | 0 | 0 | 15 |  | 1 | Hydro | -1 | 0.10574 | 0 | 0 |  |  | 0 | 0 | -0.10574 | 0 | 0 | 0 | [5 empty] | Delta
7026 | L_INKSDA1_1Y | 1 | South | YES | -0.080907 | 0 | 0 | 13.7 |  | 1 | Hydro | -1 | 0.096923 | 0 | 0 |  |  | 0 | 0 | -0.096923 | 0 | 0 | 0 | Weighted Shift Factors |  |  |  | 1 | 0
7035 | L_WIRTZ_1G1Y | 1 | South | YES | -0.065157 | 0 | 0 | 29 |  | 1 | Hydro | -1 | 0.081173 | 0 | 0 |  |  | 0 | 0 | -0.081173 | 0 | 0 | 0 | North | 0.016016 |  |  | 2 | 0
7036 | L_WIRTZ_1G2Y | 2 | South | YES | -0.065157 | 0 | 0 | 29.7 |  | 1 | Hydro | -1 | 0.081173 | 0 | 0 |  |  | 0 | 0 | -0.081173 | 0 | 0 | 0 | South | -0.02331 |  |  | 3 | 0
7000 | L_FERGUS1_1Y | 1 | South | YES | -0.064147 | 400 | 65 | 423.3 | 0 | 1.015 | GSC | -1 | 0.080163 | 423.3 | 423.3 |  |  | -27.1534 | 423.3 | -0.080163 | -33.9328 | 0.019999 | 0.049664 |  |  |  |  | 4 | 0
7028 | L_MARBFA1_1Y | 1 | South | YES | -0.055985 | 0 | 0 | 18 |  | 1 | Hydro | -1 | 0.072001 | 0 | 0 |  |  | 0 | 0 | -0.072001 | 0 | 0.019999 | 0.049664 |  |  |  |  | 5 | 0
7029 | L_MARBFA1_2Y | 2 | South | YES | -0.055985 | 0 | 0 | 18 |  | 1 | Hydro | -1 | 0.072001 | 0 | 0 |  |  | 0 | 0 | -0.072001 | 0 | 0.019999 | 0.049664 |  |  |  |  | 6 | 0
7031 | L_MARSFO1G1Y | 1 | South | YES | -0.039101 | 0 | 0 | 36 |  | 1 | Hydro | -1 | 0.055117 | 0 | 0 |  |  | 0 | 0 | -0.055117 | 0 | 0.019999 | 0.049664 |  |  |  |  | 7 | 0.029665
7032 | L_MARSFO1G2Y | 2 | South | YES | -0.039101 | 0 | 0 | 35 |  | 1 | Hydro | -1 | 0.055117 | 0 | 0 |  |  | 0 | 0 | -0.055117 | 0 | 0.019999 | 0.049664 |  |  |  |  | 8 | 0.029665
7033 | L_MARSFO1G3Y | 3 | South | YES | -0.039101 | 0 | 0 | 36 |  | 1 | Hydro | -1 | 0.055117 | 0 | 0 |  |  | 0 | 0 | -0.055117 | 0 | 0.019999 | 0.049664 |  |  |  |  | 9 | 0.029665
7020 | L_AUSTPL1_1Y | 1 | South | YES | -0.029533 | 0 | 0 | 8 |  | 1 | Hydro | -1 | 0.045549 | 0 | 0 |  |  | 0 | 0 | -0.045549 | 0 | 0.019999 | 0.049664 |  |  |  |  | 10 | 0.029665
7020 | L_AUSTPL1_1Y | 2 | South | YES | -0.029533 | 0 | 0 | 8 |  | 1 | Hydro | -1 | 0.045549 | 0 | 0 |  |  | 0 | 0 | -0.045549 | 0 | 0.019999 | 0.049664 |  |  |  |  | 11 | 0.029665
9000 | DECKR_G1 | 1 | South | YES | -0.028717 | 280 | 50 | 321 | 0 | 1.015 | GST | -1 | 0.044733 | 321 | 321 |  |  | -9.2182 | 321 | -0.044733 | -14.3591 | 0.035165 | 0.07068 |  |  |  |  | 12 | 0.029665
9001 | DECKR_G2 | 2 | South | YES | -0.028717 | 400 | 50 | 426 | 0 | 1.015 | GST | -1 | 0.044733 | 426 | 426 |  |  | -12.2334 | 426 | -0.044733 | -19.0561 | 0.055291 | 0.09857 |  |  |  |  | 13 | 0.029665
9002 | DECKR_G3 | 3 | South | YES | -0.028416 | 0 | 24 | 42 |  | 1.015 | GGT | -1 | 0.044432 | 42 | 42 |  |  | -1.1935 | 42 | -0.044432 | -1.8661 | 0.057275 | 0.1013 |  |  |  |  | 14 | 0.029665
9003 | DECKR_G4 | 4 | South | YES | -0.028416 | 44 | 24 | 44 | 0 | 1.015 | GGT | -1 | 0.044432 | 44 | 44 |  |  | -1.2503 | 44 | -0.044432 | -1.955 | 0.059354 | 0.10416 |  |  |  |  | 15 | 0.035515
9004 | DECKR_G5 | 5 | South | YES | -0.028416 | 44 | 24 | 44 | 0 | 1.015 | GGT | -1 | 0.044432 | 44 | 44 |  |  | -1.2503 | 44 | -0.044432 | -1.955 | 0.061433 | 0.10702 |  |  |  |  | 16 | 0.043279
9005 | DECKR_G6 | 6 | South | YES | -0.028416 | 44 | 24 | 47 | 0 | 1.015 | GGT | -1 | 0.044432 | 47 | 47 |  |  | -1.3356 | 47 | -0.044432 | -2.0883 | 0.063653 | 0.11008 |  |  |  |  | 17 | 0.044026
9016 | SANDH_G1 | 1 | South | YES | -0.028391 | 45 | 2 | 49 | 0 | 1.0175 | GGT | -1 | 0.044407 | 49 | 49 |  |  | -1.3912 | 49 | -0.044407 | -2.1759 | 0.065968 | 0.11327 |  |  |  |  | 18 | 0.044809
9017 | SANDH_G2 | 2 | South | YES | -0.028391 | 45 | 2 | 46 | 0 | 1.0175 | GGT | -1 | 0.044407 | 46 | 46 |  |  | -1.306 | 46 | -0.044407 | -2.0427 | 0.068142 | 0.11625 |  |  |  |  | 19 | 0.045591
9018 | SANDH_G3 | 3 | South | YES | -0.028391 | 45 | 2 | 46 | 0 | 1.0175 | GGT | -1 | 0.044407 | 46 | 46 |  |  | -1.306 | 46 | -0.044407 | -2.0427 | 0.070315 | 0.11924 |  |  |  |  | 20 | 0.046427
9019 | SANDH_G4 | 4 | South | YES | -0.028391 | 0 | 2 | 47 |  | 1.0175 | GGT | -1 | 0.044407 | 47 | 47 |  |  | -1.3344 | 47 | -0.044407 | -2.0871 | 0.072535 | 0.1223 |  |  |  |  | 21 | 0.047297
9020 | SANDHG5A | 5A | South | YES | -0.028391 | 150 | 84 | 155 | 0 | 1.0175 | CC | -1 | 0.044407 | 155 | 155 |  |  | -4.4006 | 155 | -0.044407 | -6.883 | 0.079858 | 0.13237 |  |  |  |  | 22 | 0.048113
9021 | SANDHG5C | 5C | South | YES | -0.028391 | 140 | 0 | 148 | 0 | 1.0175 | CC | -1 | 0.044407 | 148 | 148 |  |  | -4.2019 | 148 | -0.044407 | -6.5722 | 0.086851 | 0.14199 |  |  |  |  | 23 | 0.04893
7487 | L_CANYHY8_1Y | 1 | South | YES | -0.025873 | 0 | 0 | 6 |  | 1 | Hydro | -1 | 0.041889 | 0 | 0 |  |  | 0 | 0 | -0.041889 | 0 | 0.086851 | 0.14199 |  |  |  |  | 24 | 0.049764
7004 | L_SIMGID1_1Y | 1 | South | YES | -0.025681 | 132 | 40 | 132 | 0 | 1.02 | GST | -1 | 0.041697 | 132 | 132 |  |  | -3.3899 | 132 | -0.041697 | -5.5039 | 0.093087 | 0.15005 |  |  |  |  | 25 | 0.052515
7005 | L_SIMGID1_2Y | 2 | South | YES | -0.025681 | 133 | 32 | 139 | 0 | 1.02 | GST | -1 | 0.041697 | 139 | 139 |  |  | -3.5697 | 139 | -0.041697 | -5.7958 | 0.099654 | 0.15853 |  |  |  |  | 26 | 0.055142
7006 | L_SIMGID1_3Y | 3 | South | YES | -0.025681 | 324.9 | 60 | 329 | 0 | 1.02 | GST | -1 | 0.041697 | 329 | 329 |  |  | -8.449 | 329 | -0.041697 | -13.7182 | 0.1152 | 0.17861 |  |  |  |  | 27 | 0.055142
3432 | SANDOW_4G | 4 | South | YES | -0.024323 | 580 | 225 | 580 | 0 | 1.029 | LIGCO | -1 | 0.040339 | 0 | 580 |  |  | 0 | 0 | -0.040339 | 0 | 0.1152 | 0.17861 |  |  |  |  | 28 | 0.056961
7807 | L_BASTEN1_1Y | 1 | South | YES | -0.023989 | 152.5 | 83.5 | 152.5 |  | 1.004 | CC | -1 | 0.040005 | 152.5 | 152.5 |  |  | -3.6583 | 152.5 | -0.040005 | -6.1007 | 0.1224 | 0.18754 |  |  |  |  | 29 | 0.058876
7808 | L_BASTEN1_2Y | 1 | South | YES | -0.023989 | 149.5 | 83.5 | 149.5 |  | 1.004 | CC | -1 | 0.040005 | 149.5 | 149.5 |  |  | -3.5864 | 149.5 | -0.040005 | -5.9807 | 0.12947 | 0.19629 |  |  |  |  | 30 | 0.063411
7809 | L_BASTEN1_3Y | 1 | South | YES | -0.023989 | 232.6 | 42 | 232.6 |  | 1.004 | CC | -1 | 0.040005 | 232.6 | 232.6 |  |  | -5.5798 | 232.6 | -0.040005 | -9.3051 | 0.14046 | 0.20991 |  |  |  |  | 31 | 0.063411
7605 | L_MCQUEE9_1Y | 1 | South | YES | -0.023111 | 0 | 0 | 2.4 |  | 1.025 | Hydro | -1 | 0.039127 | 0 | 0 |  |  | 0 | 0 | -0.039127 | 0 | 0.14046 | 0.20991 |  |  |  |  | 32 | 0.065135
7605 | L_MCQUEE9_1Y | 2 | South | YES | -0.023111 | 0 | 0 | 2.4 |  | 1.025 | Hydro | -1 | 0.039127 | 0 | 0 |  |  | 0 | 0 | -0.039127 | 0 | 0.14046 | 0.20991 |  |  |  |  | 33 | 0.066825
7605 | L_MCQUEE9_1Y | 3 | South | YES | -0.023111 | 0 | 0 | 2.8 |  | 1.025 | Hydro | -1 | 0.039127 | 0 | 0 |  |  | 0 | 0 | -0.039127 | 0 | 0.14046 | 0.20991 |  |  |  |  | 34 | 0.069455
7007 | L_LOSTPI1_1Y | 1 | South | YES | -0.023056 | 158.6 | 110 | 158 | 0 | 1 | CC | -1 | 0.039072 | 158 | 158 |  |  | -3.6428 | 158 | -0.039072 | -6.1733 | 0.14792 | 0.21894 |  |  |  |  | 35 | 0.069455
7008 | L_LOSTPI1_2Y | 2 | South | YES | -0.023056 | 157.7 | 107 | 160 | 0 | 1 | CC | -1 | 0.039072 | 160 | 160 |  |  | -3.689 | 160 | -0.039072 | -6.2514 | 0.15548 | 0.22809 |  |  |  |  | 36 | 0.069455
7009 | L_LOSTPI1_3Y | 3 | South | YES | -0.023056 | 173.9 | 72 | 175 | 0 | 1 | CC | -1 | 0.039072 | 175 | 175 |  |  | -4.0348 | 175 | -0.039072 | -6.8375 | 0.16375 | 0.2381 |  |  |  |  | 37 | 0.069455
7014 | L_HAYSEN1_1Y | 1 | South | YES | -0.023005 | 223.9 | 74 | 223.9 | 0 | 1.008 | CC | -1 | 0.039021 | 223.9 | 223.9 |  |  | -5.1508 | 223.9 | -0.039021 | -8.7367 | 0.17433 | 0.25089 |  |  |  |  | 38 | 0.071025
7015 | L_HAYSEN1_2Y | 2 | South | YES | -0.023005 | 225 | 74 | 225 | 0 | 1.008 | CC | -1 | 0.039021 | 225 | 225 |  |  | -5.1761 | 225 | -0.039021 | -8.7796 | 0.18496 | 0.26374 |  |  |  |  | 39 | 0.072615
7016 | L_HAYSEN1_3Y | 3 | South | YES | -0.023005 | 224.6 | 74 | 224.6 | 0 | 1.008 | CC | -1 | 0.039021 | 224.6 | 224.6 |  |  | -5.1669 | 224.6 | -0.039021 | -8.764 | 0.19557 | 0.27657 |  |  |  |  | 40 | 0.074355
7017 | L_HAYSEN1_4Y | 4 | South | YES | -0.023005 | 226.7 | 74 | 226.7 | 0 | 1.008 | CC | -1 | 0.039021 | 226.7 | 226.7 |  |  | -5.2152 | 226.7 | -0.039021 | -8.846 | 0.20628 | 0.28951 |  |  |  |  | 41 | 0.076564
7303 | L_WPPGS12_1Y | 1 | South | YES | -0.022917 | 50 | 0 | 50 | 0 | 1.025 | GGT | -1 | 0.038933 | 50 | 50 |  |  | -1.1459 | 50 | -0.038933 | -1.9466 | 0.20864 | 0.29236 |  |  |  |  | 42 | 0.078783
7303 | L_WPPGS12_1Y | 2 | South | YES | -0.022917 | 50 | 0 | 50 | 0 | 1.025 | GGT | -1 | 0.038933 | 50 | 50 |  |  | -1.1459 | 50 | -0.038933 | -1.9466 | 0.211 | 0.29521 |  |  |  |  | 43 | 0.080999
7305 | L_WPPGS34_1Y | 3 | South | YES | -0.022917 | 50 | 0 | 50 | 0 | 1.025 | GGT | -1 | 0.038933 | 50 | 50 |  |  | -1.1459 | 50 | -0.038933 | -1.9466 | 0.21336 | 0.29806 |  |  |  |  | 44 | 0.083236
7305 | L_WPPGS34_1Y | 4 | South | YES | -0.022917 | 50 | 0 | 50 | 0 | 1.025 | GGT | -1 | 0.038933 | 50 | 50 |  |  | -1.1459 | 50 | -0.038933 | -1.9466 | 0.21573 | 0.30091 |  |  |  |  | 45 | 0.083722
7609 | L_SCHUMA8_1Y | 1 | South | YES | -0.022796 | 0 | 0 | 4 |  | 1 | Hydro | -1 | 0.038812 | 0 | 0 |  |  | 0 | 0 | -0.038812 | 0 | 0.21573 | 0.30091 |  |  |  |  | 46 | 0.084209
7624 | L_LAKEWO9_1Y | 1 | South | YES | -0.022713 | 0 | 0 | 2.4 |  | 1 | Hydro | -1 | 0.038729 | 0 | 0 |  |  | 0 | 0 | -0.038729 | 0 | 0.21573 | 0.30091 |  |  |  |  | 47 | 0.084696
7624 | L_LAKEWO9_1Y | 2 | South | YES | -0.022713 | 0 | 0 | 2.4 |  | 1 | Hydro | -1 | 0.038729 | 0 | 0 |  |  | 0 | 0 | -0.038729 | 0 | 0.21573 | 0.30091 |  |  |  |  | 48 | 0.085183
7810 | L_RIONOG1G1Y | 1 | South | YES | -0.02244 | 148 | 0 | 148 | 0 | 1.02 | CC | -1 | 0.038456 | 148 | 148 |  |  | -3.3211 | 148 | -0.038456 | -5.6914 | 0.22272 | 0.30924 |  |  |  |  | 49 | 0.085183
7811 | L_RIONOG1G2Y | 2 | South | YES | -0.02244 | 148 | 0 | 148 | 0 | 1.02 | CC | -1 | 0.038456 | 148 | 148 |  |  | -3.3211 | 148 | -0.038456 | -5.6914 | 0.22971 | 0.31757 |  |  |  |  | 50 | 0.085183
7812 | L_RIONOG1G3Y | 3 | South | YES | -0.02244 | 154 | 0 | 154 | 0 | 1.02 | CC | -1 | 0.038456 | 154 | 154 |  |  | -3.4558 | 154 | -0.038456 | -5.9222 | 0.23699 | 0.32624 |  |  |  |  | 51 | 0.085183
7813 | L_RIONOG1S1Y | 4 | South | YES | -0.02244 | 293 | 0 | 293 | 0 | 1.02 | CC | -1 | 0.038456 | 293 | 293 |  |  | -6.5749 | 293 | -0.038456 | -11.2675 | 0.25083 | 0.34273 |  |  |  |  | 52 | 0.08652
7800 | L_GUADGE1_1Y | 1 | South | YES | -0.021888 | 147 | 30 | 147 | 0 | 1.02 | CC | -1 | 0.037904 | 147 | 147 |  |  | -3.2175 | 147 | -0.037904 | -5.5718 | 0.25777 | 0.35088 |  |  |  |  | 53 | 0.087858
7801 | L_GUADGE1_2Y | 2 | South | YES | -0.021888 | 138 | 30 | 138 | 0 | 1.02 | CC | -1 | 0.037904 | 138 | 138 |  |  | -3.0205 | 138 | -0.037904 | -5.2307 | 0.26429 | 0.35854 |  |  |  |  | 54 | 0.08925
7802 | L_GUADGE1_3Y | 3 | South | YES | -0.021888 | 146 | 30 | 146 | 0 | 1.02 | CC | -1 | 0.037904 | 146 | 146 |  |  | -3.1956 | 146 | -0.037904 | -5.5339 | 0.27119 | 0.36664 |  |  |  |  | 55 | 0.091898
7803 | L_GUADGE1_4Y | 4 | South | YES | -0.021888 | 149 | 30 | 149 | 0 | 1.02 | CC | -1 | 0.037904 | 149 | 149 |  |  | -3.2613 | 149 | -0.037904 | -5.6476 | 0.27823 | 0.3749 |  |  |  |  | 56 | 0.093108
7804 | L_GUADGE1_5Y | 5 | South | YES | -0.021888 | 182 | 30 | 182 | 0 | 1.02 | CC | -1 | 0.037904 | 182 | 182 |  |  | -3.9836 | 182 | -0.037904 | -6.8984 | 0.28683 | 0.385 |  |  |  |  | 57 | 0.094244
7805 | L_GUADGE1_6Y | 6 | South | YES | -0.021888 | 203 | 30 | 203 | 0 | 1.02 | CC | -1 | 0.037904 | 203 | 203 |  |  | -4.4433 | 203 | -0.037904 | -7.6944 | 0.29642 | 0.39626 |  |  |  |  | 58 | 0.095446
5436 | TUTTL_WBT1G1 | 1 | South | YES | -0.021885 | 48.8 | 20 | 61 | 0 | 1.012 | GST | -1 | 0.037901 | 61 | 61 |  |  | -1.335 | 61 | -0.037901 | -2.3119 | 0.2993 | 0.39965 |  |  |  |  | 59 | 0.096672
5438 | TUTTL_WBT3G3 | 3 | South | YES | -0.021885 | 95 | 25 | 95 | 0 | 1.012 | GST | -1 | 0.037901 | 95 | 95 |  |  | -2.0791 | 95 | -0.037901 | -3.6006 | 0.30379 | 0.40491 |  |  |  |  | 60 | 0.09817
5439 | TUTTL_WBT4G4 | 4 | South | YES | -0.021885 | 151 | 40 | 151 | 0 | 1.012 | GST | -1 | 0.037901 | 151 | 151 |  |  | -3.3046 | 151 | -0.037901 | -5.723 | 0.31092 | 0.41329 |  |  |  |  | 61 | 0.099841
5111 | CALAVER_JTD1 | 1 | South | YES | -0.021858 | 430 | 80 | 430 | 0 | 1.0138 | LIGCO | -1 | 0.037874 | 0 | 430 |  |  | 0 | 0 | -0.037874 | 0 | 0.31092 | 0.41329 |  |  |  |  | 62 | 0.10034
5112 | CALAVER_JTD2 | 2 | South | YES | -0.021858 | 430 | 80 | 430 | 0 | 1.0138 | LIGCO | -1 | 0.037874 | 0 | 430 |  |  | 0 | 0 | -0.037874 | 0 | 0.31092 | 0.41329 |  |  |  |  | 63 | 0.10112
5396 | CALAVER_OWS1 | 1 | South | YES | -0.021823 | 418 | 80 | 418 | 0 | 1.0192 | GST | -1 | 0.037839 | 418 | 418 |  |  | -9.122 | 418 | -0.037839 | -15.8165 | 0.33067 | 0.43644 |  |  |  |  | 64 | 0.10237
5397 | CALAVER_OWS2 | 2 | South | YES | -0.021823 | 400 | 80 | 400 | 0 | 1.0192 | GST | -1 | 0.037839 | 400 | 400 |  |  | -8.7292 | 400 | -0.037839 | -15.1354 | 0.34957 | 0.45859 |  |  |  |  | 65 | 0.10237
5028 | BRAUNIG_VHB3 | 3 | South | YES | -0.021813 | 407 | 60 | 407 | 0 | 1.0138 | GST | -1 | 0.037829 | 407 | 407 |  |  | -8.8779 | 407 | -0.037829 | -15.3962 | 0.3688 | 0.48113 |  |  |  |  | 66 | 0.10237
5476 | BRA_AVR1_CT1 | 1 | South | YES | -0.021789 | 155 | 90 | 155 | 0 | 1.025 | CC | -1 | 0.037805 | 155 | 155 |  |  | -3.3773 | 155 | -0.037805 | -5.8597 | 0.37612 | 0.4897 |  |  |  |  | 67 | 0.10577
5477 | BRA_AVR1_ST | 1 | South | YES | -0.021789 | 174 | 138 | 174 | 0 | 1.025 | CC | -1 | 0.037805 | 174 | 174 |  |  | -3.7913 | 174 | -0.037805 | -6.578 | 0.38434 | 0.49933 |  |  |  |  | 68 | 0.10902
5478 | BRA_AVR1_CT2 | 1 | South | YES | -0.021789 | 155 | 90 | 155 | 0 | 1.025 | CC | -1 | 0.037805 | 155 | 155 |  |  | -3.3773 | 155 | -0.037805 | -5.8597 | 0.39167 | 0.50791 |  |  |  |  | 69 | 0.11233
5026 | BRAUNIG_VHB1 | 1 | South | YES | -0.021784 | 215 | 40 | 215 | 0 | 1.0192 | GST | -1 | 0.0378 | 215 | 215 |  |  | -4.6836 | 215 | -0.0378 | -8.1269 | 0.40182 | 0.5198 |  |  |  |  | 70 | 0.11358
5027 | BRAUNIG_VHB2 | 2 | South | YES | -0.021784 | 216 | 40 | 216 | 0 | 1.0192 | GST | -1 | 0.0378 | 216 | 216 |  |  | -4.7053 | 216 | -0.0378 | -8.1647 | 0.41203 | 0.53175 |  |  |  |  | 71 | 0.11499
5264 | LEON_LCP3G3 | 3 | South | YES | -0.02167 | 0 | 20 | 58 |  | 1.0197 | GST | -1 | 0.037686 | 58 | 58 |  |  | -1.2569 | 58 | -0.037686 | -2.1858 | 0.41477 | 0.53495 |  |  |  |  | 72 | 0.11624
5265 | LEON_LCP4G4 | 4 | South | YES | -0.02167 | 89 | 25 | 89 | 0 | 1.0197 | GST | -1 | 0.037686 | 89 | 89 |  |  | -1.9286 | 89 | -0.037686 | -3.354 | 0.41897 | 0.53986 |  |  |  |  | 73 | 0.11798
5266 | LEON_LCPCT1 | 1 | South | YES | -0.02167 | 44 | 24 | 44 | 0 | 1.0197 | GGT | -1 | 0.037686 | 44 | 44 |  |  | -0.95348 | 44 | -0.037686 | -1.6582 | 0.42105 | 0.54229 |  |  |  |  | 74 | 0.11972
5267 | LEON_LCPCT2 | 2 | South | YES | -0.02167 | 44 | 24 | 44 | 0 | 1.0197 | GGT | -1 | 0.037686 | 44 | 44 |  |  | -0.95348 | 44 | -0.037686 | -1.6582 | 0.42313 | 0.54471 |  |  |  |  | 75 | 0.12018
5268 | LEON_LCPCT3 | 3 | South | YES | -0.02167 | 43 | 24 | 43 | 0 | 1.0197 | GGT | -1 | 0.037686 | 43 | 43 |  |  | -0.93181 | 43 | -0.037686 | -1.6205 | 0.42516 | 0.54708 |  |  |  |  | 76 | 0.12088
5269 | LEON_LCPCT4 | 4 | South | YES | -0.02167 | 45 | 24 | 45 | 0 | 1.0197 | GGT | -1 | 0.037686 | 45 | 45 |  |  | -0.97515 | 45 | -0.037686 | -1.6958 | 0.42729 | 0.54957 |  |  |  |  | 77 | 0.12123
5401 | CALAVER_JKS1 | 1 | South | YES | -0.021547 | 562 | 100 | 562 | 0 | 1.026 | LIGCO | -1 | 0.037563 | 0 | 562 |  |  | 0 | 0 | -0.037563 | 0 | 0.42729 | 0.54957 |  |  |  |  | 78 | 0.12158
7010 | L_FPPYD11_1Y | 1 | South | YES | -0.021533 | 547.4 | 200 | 606 | 0 | 1.02 | LIGCO | -1 | 0.037549 | 0 | 606 |  |  | 0 | 0 | -0.037549 | 0 | 0.42729 | 0.54957 |  |  |  |  | 79 | 0.12192
7011 | L_FPPYD11_2Y | 2 | South | YES | -0.021533 | 552.2 | 200 | 598 | 0 | 1.02 | LIGCO | -1 | 0.037549 | 0 | 598 |  |  | 0 | 0 | -0.037549 | 0 | 0.42729 | 0.54957 |  |  |  |  | 80 | 0.12228
7012 | L_FPPYD21_3Y | 3 | South | YES | -0.021522 | 427.5 | 200 | 436 | 0 | 1.02 | LIGCO | -1 | 0.037538 | 0 | 436 |  |  | 0 | 0 | -0.037538 | 0 | 0.42729 | 0.54957 |  |  |  |  | 81 | 0.12228
8189 | CUECPL2A | 1 | South | YES | -0.021222 | 12 | 0 | 12 | 0 | 1.02 | Cogen | -1 | 0.037238 | 0 | 0 |  |  | 0 | 0 | -0.037238 | 0 | 0.42729 | 0.54957 |  |  |  |  | 82 | 0.12228
13432 | SANDOW_5G | 5 | South | YES | -0.020724 | 581 | 225 | 581 | 0 | 1.029 | LIGCO | -1 | 0.03674 | 0 | 581 |  |  | 0 | 0 | -0.03674 | 0 | 0.42729 | 0.54957 |  |  |  |  | 83 | 0.12228
5903 | SANMIGUELGEN | 1 | South | YES | -0.02023 | 396.3 | 180 | 396.3 | 0 | 1.0336 | LIGCO | -1 | 0.036246 | 0 | 396.3 |  |  | 0 | 0 | -0.036246 | 0 | 0.42729 | 0.54957 |  |  |  |  | 84 | 0.12228
88198 | BEEVILLE | F | South | YES | -0.018691 | 0 | 0 | 0 | 0 | 1.02 | AVR | -1 | 0.034707 | 0 | 0 |  |  | 0 | 0 | -0.034707 | 0 | 0.42729 | 0.54957 |  |  |  |  | 85 | 0.12228
8161 | COLETO0A | 1 | South | YES | -0.018577 | 633 | 200 | 633 | 0 | 1.03 | LIGCO | -1 | 0.034593 | 0 | 633 |  |  | 0 | 0 | -0.034593 | 0 | 0.42729 | 0.54957 |  |  |  |  | 86 | 0.12228
5890 | PEARSALLGEN1 | 1 | South | YES | -0.018387 | 19.2 | 6 | 24 | 0 | 1.0226 | GST | -1 | 0.034403 | 24 | 24 |  |  | -0.44129 | 24 | -0.034403 | -0.82566 | 0.42842 | 0.55077 |  |  |  |  | 87 | 0.12228
5891 | PEARSALLGEN2 | 1 | South | YES | -0.018387 | 19.4 | 6 | 24.3 | 0 | 1.0226 | GST | -1 | 0.034403 | 24.3 | 24.3 |  |  | -0.4468 | 24.3 | -0.034403 | -0.83598 | 0.42957 | 0.552 |  |  |  |  | 88 | 0.12228
5892 | PEARSALLGEN3 | 1 | South | YES | -0.018387 | 19.1 | 6 | 23.9 | 0 | 1.0226 | GST | -1 | 0.034403 | 23.9 | 23.9 |  |  | -0.43945 | 23.9 | -0.034403 | -0.82222 | 0.4307 | 0.5532 |  |  |  |  | 89 | 0.12228
80080 | GWINDT11A | 3 | South | YES | -0.017847 | 0 | 0 | 38 | 0 | 1.025 | Wind | -1 | 0.033863 | 0 | 38 |  |  | 0 | 0 | -0.033863 | 0 | 0.4307 | 0.5532 |  |  |  |  | 90 | 0.12235
80080 | GWINDT11A | 4 | South | YES | -0.017847 | 3.8 | 0 | 19 | 0 | 1.025 | Wind | -1 | 0.033863 | 0 | 19 |  |  | 0 | 0 | -0.033863 | 0 | 0.4307 | 0.5532 |  |  |  |  | 91 | 0.12243
80080 | GWINDT11A | 2 | South | YES | -0.017847 | 0 | 0 | 41 | 0 | 1.025 | Wind | -1 | 0.033863 | 0 | 41 |  |  | 0 | 0 | -0.033863 | 0 | 0.4307 | 0.5532 |  |  |  |  | 92 | 0.1225
80080 | GWINDT11A | 1 | South | YES | -0.017847 | 28.2 | 0 | 94 | 0 | 1.025 | Wind | -1 | 0.033863 | 0 | 94 |  |  | 0 | 0 | -0.033863 | 0 | 0.4307 | 0.5532 |  |  |  |  | 93 | 0.1225
80081 | GWINDT21A | 4 | South | YES | -0.017847 | 4.4 | 0 | 22 | 0 | 1.025 | Wind | -1 | 0.033863 | 0 | 22 |  |  | 0 | 0 | -0.033863 | 0 | 0.4307 | 0.5532 |  |  |  |  | 94 | 0.1225
80081 | GWINDT21A | 1 | South | YES | -0.017847 | 28.2 | 0 | 94 | 0 | 1.025 | Wind | -1 | 0.033863 | 0 | 94 |  |  | 0 | 0 | -0.033863 | 0 | 0.4307 | 0.5532 |  |  |  |  | 95 | 0.1225
80081 | GWINDT21A | 3 | South | YES | -0.017847 | 8.6 | 0 | 43 | 0 | 1.025 | Wind | -1 | 0.033863 | 0 | 43 |  |  | 0 | 0 | -0.033863 | 0 | 0.4307 | 0.5532 |  |  |  |  | 96 | 0.1225
80081 | GWINDT21A | 2 | South | YES | -0.017847 | 7.2 | 0 | 36 | 0 | 1.025 | Wind | -1 | 0.033863 | 0 | 36 |  |  | 0 | 0 | -0.033863 | 0 | 0.4307 | 0.5532 |  |  |  |  | 97 | 0.1225
80180 | PNSCALT11A | 2 | South | YES | -0.017847 | 10 | 0 | 50 | 0 | 1.025 | Wind | -1 | 0.033863 | 0 | 50 |  |  | 0 | 0 | -0.033863 | 0 | 0.4307 | 0.5532 |  |  |  |  | 98 | 0.1225
80180 | PNSCALT11A | 1 | South | YES | -0.017847 | 43.8 | 0 | 148 | 0 | 1.025 | Wind | -1 | 0.033863 | 0 | 148 |  |  | 0 | 0 | -0.033863 | 0 | 0.4307 | 0.5532 |  |  |  |  | 99 | 0.1225
80181 | PNSCALT21A | 2 | South | YES | -0.017847 | 10 | 0 | 50 | 0 | 1.025 | Wind | -1 | 0.033863 | 0 | 50 |  |  | 0 | 0 | -0.033863 | 0 | 0.4307 | 0.5532 |  |  |  |  | 100 | 0.1225
80181 | PNSCALT21A | 1 | South | YES | -0.017847 | 16.5 | 0 | 55 | 0 | 1.025 | Wind | -1 | 0.033863 | 0 | 55 |  |  | 0 | 0 | -0.033863 | 0 | 0.4307 | 0.5532 |  |  |  |  | 101 | 0.1225
5932 | SI_RAY9 | 9 | South | YES | -0.017833 | 32 | 32 | 38 | 0 | 1.035 | CC | -1 | 0.033849 | 38 | 38 |  |  | -0.67765 | 38 | -0.033849 | -1.2862 | 0.4325 | 0.55508 |  |  |  |  | 102 | 0.1225
5933 | SI_RAY6 | 6 | South | YES | -0.017833 | 15.4 | 10 | 19.3 | 0 | 1.035 | GST | -1 | 0.033849 | 19.3 | 19.3 |  |  | -0.34418 | 19.3 | -0.033849 | -0.65328 | 0.43341 | 0.55604 |  |  |  |  | 103 | 0.1225
5935 | SI_RAY10 | 10 | South | YES | -0.017833 | 47 | 10 | 47 | 0 | 1.03 | CC | -1 | 0.033849 | 47 | 47 |  |  | -0.83815 | 47 | -0.033849 | -1.5909 | 0.43563 | 0.55837 |  |  |  |  | 104 | 0.1225
80003 | MILHWYS | F | South | YES | -0.017833 | 0 | 0 | 0 | 0 | 1.0168 | AVR | -1 | 0.033849 | 0 | 0 |  |  | 0 | 0 | -0.033849 | 0 | 0.43563 | 0.55837 |  |  |  |  | 105 | 0.12259
8517 | CELANEBI0A | 1 | South | YES | -0.017825 | 29 | 0 | 29 | 0 | 1.02 | Cogen | -1 | 0.033841 | 0 | 0 |  |  | 0 | 0 | -0.033841 | 0 | 0.43563 | 0.55837 |  |  |  |  | 106 | 0.12263
8936 | MVGN#1 | 1 | South | YES | -0.017812 | 216.6 | 0 | 216.6 | 0 | 1.0304 | CC | -1 | 0.033828 | 216.6 | 216.6 |  |  | -3.8581 | 216.6 | -0.033828 | -7.327 | 0.44586 | 0.56909 |  |  |  |  | 107 | 0.12274
8937 | MVGN#2 | 2 | South | YES | -0.017812 | 216.7 | 0 | 216.7 | 0 | 1.0304 | CC | -1 | 0.033828 | 216.7 | 216.7 |  |  | -3.8599 | 216.7 | -0.033828 | -7.3304 | 0.4561 | 0.57982 |  |  |  |  | 108 | 0.12274
8938 | MVGN#3 | 3 | South | YES | -0.017812 | 250.9 | 0 | 250.9 | 0 | 1.0304 | CC | -1 | 0.033828 | 250.9 | 250.9 |  |  | -4.469 | 250.9 | -0.033828 | -8.4873 | 0.46795 | 0.59224 |  |  |  |  | 109 | 0.12274
8981 | HECN1 | 1 | South | YES | -0.017812 | 144.8 | 0 | 144.8 | 0 | 1.0304 | CC | -1 | 0.033828 | 144.8 | 144.8 |  |  | -2.5792 | 144.8 | -0.033828 | -4.8982 | 0.47479 | 0.59941 |  |  |  |  | 110 | 0.12323
8982 | HECN2 | 2 | South | YES | -0.017812 | 144.1 | 0 | 144.1 | 0 | 1.0304 | CC | -1 | 0.033828 | 144.1 | 144.1 |  |  | -2.5667 | 144.1 | -0.033828 | -4.8745 | 0.4816 | 0.60655 |  |  |  |  | 111 | 0.12372
8983 | HECN3 | 3 | South | YES | -0.017812 | 171.9 | 0 | 171.9 | 0 | 1.0304 | CC | -1 | 0.033828 | 171.9 | 171.9 |  |  | -3.0619 | 171.9 | -0.033828 | -5.815 | 0.48972 | 0.61506 |  |  |  |  | 112 | 0.12429
58909 | PEARSALLSCG1 | 3 | South | YES | -0.017796 | 0 | 0 | 8.4 |  | 1.027 | Diesel | -1 | 0.033812 | 8.4 | 8.4 |  |  | -0.14949 | 8.4 | -0.033812 | -0.28402 | 0.49012 | 0.61547 |  |  |  |  | 113 | 0.12462
58909 | PEARSALLSCG1 | 4 | South | YES | -0.017796 | 0 | 0 | 8.4 |  | 1.027 | Diesel | -1 | 0.033812 | 8.4 | 8.4 |  |  | -0.14949 | 8.4 | -0.033812 | -0.28402 | 0.49052 | 0.61589 |  |  |  |  | 114 | 0.12494
58909 | PEARSALLSCG1 | 6 | South | YES | -0.017796 | 0 | 0 | 8.4 |  | 1.027 | Diesel | -1 | 0.033812 | 8.4 | 8.4 |  |  | -0.14949 | 8.4 | -0.033812 | -0.28402 | 0.49091 | 0.6163 |  |  |  |  | 115 | 0.12533
58909 | PEARSALLSCG1 | 5 | South | YES | -0.017796 | 0 | 0 | 8.4 |  | 1.027 | Diesel | -1 | 0.033812 | 8.4 | 8.4 |  |  | -0.14949 | 8.4 | -0.033812 | -0.28402 | 0.49131 | 0.61672 |  |  |  |  | 116 | 0.12535
58909 | PEARSALLSCG1 | 1 | South | YES | -0.017796 | 0 | 0 | 8.4 |  | 1.027 | Diesel | -1 | 0.033812 | 8.4 | 8.4 |  |  | -0.14949 | 8.4 | -0.033812 | -0.28402 | 0.49171 | 0.61714 |  |  |  |  | 117 | 0.12537
58909 | PEARSALLSCG1 | 2 | South | YES | -0.017796 | 0 | 0 | 8.4 |  | 1.027 | Diesel | -1 | 0.033812 | 8.4 | 8.4 |  |  | -0.14949 | 8.4 | -0.033812 | -0.28402 | 0.49211 | 0.61755 |  |  |  |  | 118 | 0.12539
58919 | PEARSALLSCG2 | 5 | South | YES | -0.017796 | 0 | 0 | 8.4 |  | 1.027 | Diesel | -1 | 0.033812 | 8.4 | 8.4 |  |  | -0.14949 | 8.4 | -0.033812 | -0.28402 | 0.4925 | 0.61797 |  |  |  |  | 119 | 0.12541
58919 | PEARSALLSCG2 | 6 | South | YES | -0.017796 | 0 | 0 | 8.4 |  | 1.027 | Diesel | -1 | 0.033812 | 8.4 | 8.4 |  |  | -0.14949 | 8.4 | -0.033812 | -0.28402 | 0.4929 | 0.61838 |  |  |  |  | 120 | 0.12543
58919 | PEARSALLSCG2 | 1 | South | YES | -0.017796 | 0 | 0 | 8.4 |  | 1.027 | Diesel | -1 | 0.033812 | 8.4 | 8.4 |  |  | -0.14949 | 8.4 | -0.033812 | -0.28402 | 0.4933 | 0.6188 |  |  |  |  | 121 | 0.12545
58919 | PEARSALLSCG2 | 2 | South | YES | -0.017796 | 0 | 0 | 8.4 |  | 1.027 | Diesel | -1 | 0.033812 | 8.4 | 8.4 |  |  | -0.14949 | 8.4 | -0.033812 | -0.28402 | 0.49369 | 0.61921 |  |  |  |  | 122 | 0.12546
58919 | PEARSALLSCG2 | 4 | South | YES | -0.017796 | 0 | 0 | 8.4 |  | 1.027 | Diesel | -1 | 0.033812 | 8.4 | 8.4 |  |  | -0.14949 | 8.4 | -0.033812 | -0.28402 | 0.49409 | 0.61963 |  |  |  |  | 123 | 0.12548
58919 | PEARSALLSCG2 | 3 | South | YES | -0.017796 | 0 | 0 | 8.4 |  | 1.027 | Diesel | -1 | 0.033812 | 8.4 | 8.4 |  |  | -0.14949 | 8.4 | -0.033812 | -0.28402 | 0.49449 | 0.62005 |  |  |  |  | 124 | 0.1255
58929 | PEARSALLSCG3 | 4 | South | YES | -0.017796 | 0 | 0 | 8.4 |  | 1.027 | Diesel | -1 | 0.033812 | 8.4 | 8.4 |  |  | -0.14949 | 8.4 | -0.033812 | -0.28402 | 0.49488 | 0.62046 |  |  |  |  | 125 | 0.12552
58929 | PEARSALLSCG3 | 6 | South | YES | -0.017796 | 0 | 0 | 8.4 |  | 1.027 | Diesel | -1 | 0.033812 | 8.4 | 8.4 |  |  | -0.14949 | 8.4 | -0.033812 | -0.28402 | 0.49528 | 0.62088 |  |  |  |  | 126 | 0.12554
58929 | PEARSALLSCG3 | 2 | South | YES | -0.017796 | 0 | 0 | 8.4 |  | 1.027 | Diesel | -1 | 0.033812 | 8.4 | 8.4 |  |  | -0.14949 | 8.4 | -0.033812 | -0.28402 | 0.49568 | 0.62129 |  |  |  |  | 127 | 0.12556
58929 | PEARSALLSCG3 | 5 | South | YES | -0.017796 | 0 | 0 | 8.4 |  | 1.027 | Diesel | -1 | 0.033812 | 8.4 | 8.4 |  |  | -0.14949 | 8.4 | -0.033812 | -0.28402 | 0.49607 | 0.62171 |  |  |  |  | 128 | 0.12558
58929 | PEARSALLSCG3 | 1 | South | YES | -0.017796 | 0 | 0 | 8.4 |  | 1.027 | Diesel | -1 | 0.033812 | 8.4 | 8.4 |  |  | -0.14949 | 8.4 | -0.033812 | -0.28402 | 0.49647 | 0.62212 |  |  |  |  | 129 | 0.1256
58929 | PEARSALLSCG3 | 3 | South | YES | -0.017796 | 0 | 0 | 8.4 |  | 1.027 | Diesel | -1 | 0.033812 | 8.4 | 8.4 |  |  | -0.14949 | 8.4 | -0.033812 | -0.28402 | 0.49687 | 0.62254 |  |  |  |  | 130 | 0.12562
58949 | PEARSALLSCG4 | 3 | South | YES | -0.017796 | 0 | 0 | 8.4 |  | 1.027 | Diesel | -1 | 0.033812 | 8.4 | 8.4 |  |  | -0.14949 | 8.4 | -0.033812 | -0.28402 | 0.49726 | 0.62296 |  |  |  |  | 131 | 0.12563
58949 | PEARSALLSCG4 | 2 | South | YES | -0.017796 | 0 | 0 | 8.4 |  | 1.027 | Diesel | -1 | 0.033812 | 8.4 | 8.4 |  |  | -0.14949 | 8.4 | -0.033812 | -0.28402 | 0.49766 | 0.62337 |  |  |  |  | 132 | 0.12565
58949 | PEARSALLSCG4 | 1 | South | YES | -0.017796 | 0 | 0 | 8.4 |  | 1.027 | Diesel | -1 | 0.033812 | 8.4 | 8.4 |  |  | -0.14949 | 8.4 | -0.033812 | -0.28402 | 0.49806 | 0.62379 |  |  |  |  | 133 | 0.12567
58949 | PEARSALLSCG4 | 4 | South | YES | -0.017796 | 0 | 0 | 8.4 |  | 1.027 | Diesel | -1 | 0.033812 | 8.4 | 8.4 |  |  | -0.14949 | 8.4 | -0.033812 | -0.28402 | 0.49846 | 0.6242 |  |  |  |  | 134 | 0.12569
58949 | PEARSALLSCG4 | 6 | South | YES | -0.017796 | 0 | 0 | 8.4 |  | 1.027 | Diesel | -1 | 0.033812 | 8.4 | 8.4 |  |  | -0.14949 | 8.4 | -0.033812 | -0.28402 | 0.49885 | 0.62462 |  |  |  |  | 135 | 0.12571
58949 | PEARSALLSCG4 | 5 | South | YES | -0.017796 | 0 | 0 | 8.4 |  | 1.027 | Diesel | -1 | 0.033812 | 8.4 | 8.4 |  |  | -0.14949 | 8.4 | -0.033812 | -0.28402 | 0.49925 | 0.62503 |  |  |  |  | 136 | 0.12573
8511 | OXY_CC0A | 1 | South | YES | -0.017769 | 30.3 | 0 | 38 | 0 | 1.027 | Cogen | -1 | 0.033785 | 0 | 0 |  |  | 0 | 0 | -0.033785 | 0 | 0.49925 | 0.62503 |  |  |  |  | 137 | 0.12575
8461 | KOCH_UP0A | 1 | South | YES | -0.017765 | 38 | 0 | 38 | 0 | 1.012 | Cogen | -1 | 0.033781 | 0 | 0 |  |  | 0 | 0 | -0.033781 | 0 | 0.49925 | 0.62503 |  |  |  |  | 138 | 0.12577
8173 | VICEC51A | 5 | South | YES | -0.017758 | 144 | 18 | 144 | 0 | 1.025 | CC | -1 | 0.033774 | 144 | 144 |  |  | -2.5572 | 144 | -0.033774 | -4.8634 | 0.50605 | 0.63215 |  |  |  |  | 139 | 0.12578
8174 | VICEC61A | 6 | South | YES | -0.017758 | 188 | 42 | 188 | 0 | 1.025 | CC | -1 | 0.033774 | 188 | 188 |  |  | -3.3385 | 188 | -0.033774 | -6.3494 | 0.51493 | 0.64144 |  |  |  |  | 140 | 0.12578
8933 | FGNTS001 | 1 | South | YES | -0.017756 | 146.5 | 0 | 146.5 | 0 | 1.03 | CC | -1 | 0.033772 | 146.5 | 146.5 |  |  | -2.6013 | 146.5 | -0.033772 | -4.9475 | 0.52186 | 0.64869 |  |  |  |  | 141 | 0.12578
8934 | FGNTS101 | 2 | South | YES | -0.017756 | 147.9 | 0 | 147.9 | 0 | 1.03 | CC | -1 | 0.033772 | 147.9 | 147.9 |  |  | -2.6261 | 147.9 | -0.033772 | -4.9948 | 0.52884 | 0.656 |  |  |  |  | 142 | 0.1261
8935 | FGNTS201 | 3 | South | YES | -0.017756 | 173 | 0 | 173 | 0 | 1.03 | CC | -1 | 0.033772 | 173 | 173 |  |  | -3.0718 | 173 | -0.033772 | -5.8425 | 0.53702 | 0.66455 |  |  |  |  | 143 | 0.12651
8506 | VAL #1 | 1 | South | YES | -0.017751 | 20.9 | 0 | 25 | 0 | 1.0055 | Cogen | -1 | 0.033767 | 0 | 0 |  |  | 0 | 0 | -0.033767 | 0 | 0.53702 | 0.66455 |  |  |  |  | 144 | 0.12683
8507 | VAL #2 | 2 | South | YES | -0.017751 | 20.9 | 0 | 25 | 0 | 1.0055 | Cogen | -1 | 0.033767 | 0 | 0 |  |  | 0 | 0 | -0.033767 | 0 | 0.53702 | 0.66455 |  |  |  |  | 145 | 0.12715
8459 | B_DAVIS0B | MB | South | YES | -0.017747 | 0 | 50 | 339 |  | 1.03 | GSC | -1 | 0.033763 | 0 | 0 |  |  | 0 | 0 | -0.033763 | 0 | 0.53702 | 0.66455 |  |  |  |  | 146 | 0.12753
8460 | B_DAVIS0A | MB | South | YES | -0.017747 | 0 | 50 | 340 |  | 1.03 | GSC | -1 | 0.033763 | 0 | 0 |  |  | 0 | 0 | -0.033763 | 0 | 0.53702 | 0.66455 |  |  |  |  | 147 | 0.12753
80263 | B_DAVIS31A | 3 | South | YES | -0.017747 | 0 | 0 | 180 |  | 1.0366 | CC | -1 | 0.033763 | 180 | 180 |  |  | -3.1945 | 180 | -0.033763 | -6.0773 | 0.54552 | 0.67344 |  |  |  |  | 148 | 0.12753
80264 | B_DAVIS41A | 4 | South | YES | -0.017747 | 0 | 0 | 180 |  | 1.0366 | CC | -1 | 0.033763 | 180 | 180 |  |  | -3.1945 | 180 | -0.033763 | -6.0773 | 0.55402 | 0.68234 |  |  |  |  | 149 | 0.12753
8456 | COSW#1 | 1 | South | YES | -0.017725 | 20 | 0 | 20 | 0 | 1.027 | Cogen | -1 | 0.033741 | 0 | 0 |  |  | 0 | 0 | -0.033741 | 0 | 0.55402 | 0.68234 |  |  |  |  | 150 | 0.12753
8457 | COSW#2 | 2 | South | YES | -0.017725 | 14 | 0 | 14 | 0 | 1.027 | Cogen | -1 | 0.033741 | 0 | 0 |  |  | 0 | 0 | -0.033741 | 0 | 0.55402 | 0.68234 |  |  |  |  | 151 | 0.12792
8560 | CNOPGT1 | 1 | South | YES | -0.017717 | 148.3 | 0 | 148.3 | 0 | 1.03 | Cogen | -1 | 0.033733 | 0 | 0 |  |  | 0 | 0 | -0.033733 | 0 | 0.55402 | 0.68234 |  |  |  |  | 152 | 0.12831
8561 | CNOPGT2 | 2 | South | YES | -0.017717 | 148.6 | 0 | 148.6 | 0 | 1.03 | Cogen | -1 | 0.033733 | 0 | 0 |  |  | 0 | 0 | -0.033733 | 0 | 0.55402 | 0.68234 |  |  |  |  | 153 | 0.12831
8562 | CNOPST1 | 3 | South | YES | -0.017717 | 153 | 0 | 153 | 0 | 1.03 | Cogen | -1 | 0.033733 | 0 | 0 |  |  | 0 | 0 | -0.033733 | 0 | 0.55402 | 0.68234 |  |  |  |  | 154 | 0.12831
8442 | NBEC7 | 7 | South | YES | -0.017715 | 0 | 81 | 367 |  | 1.0298 | GST | -1 | 0.033731 | 367 | 367 |  |  | -6.5014 | 367 | -0.033731 | -12.3791 | 0.57136 | 0.70045 |  |  |  |  | 155 | 0.12831
8442 | NBEC7 | MB | South | YES | -0.017715 | 0 | 81 | 367 |  | 1.0298 | GST | -1 | 0.033731 | 0 | 0 |  |  | 0 | 0 | -0.033731 | 0 | 0.57136 | 0.70045 |  |  |  |  | 156 | 0.12831
8066 | DUP1V#1 | 1 | South | YES | -0.017573 | 52.3 | 0 | 73 | 0 | 1.01 | Cogen | -1 | 0.033589 | 0 | 0 |  |  | 0 | 0 | -0.033589 | 0 | 0.57136 | 0.70045 |  |  |  |  | 157 | 0.12831
8926 | LGE_GT10A | 1 | South | YES | -0.017568 | 158 | 0 | 158 | 0 | 1.03 | Cogen | -1 | 0.033584 | 0 | 0 |  |  | 0 | 0 | -0.033584 | 0 | 0.57136 | 0.70045 |  |  |  |  | 158 | 0.12909
8927 | LGE_GT20A | 2 | South | YES | -0.017568 | 153 | 0 | 153 | 0 | 1.03 | Cogen | -1 | 0.033584 | 0 | 0 |  |  | 0 | 0 | -0.033584 | 0 | 0.57136 | 0.70045 |  |  |  |  | 159 | 0.12909
8928 | LGE_STG0A | 3 | South | YES | -0.017568 | 100 | 0 | 100 | 0 | 1.03 | Cogen | -1 | 0.033584 | 0 | 0 |  |  | 0 | 0 | -0.033584 | 0 | 0.57136 | 0.70045 |  |  |  |  | 160 | 0.12909
8930 | ICPGN10A | 1 | South | YES | -0.017568 | 149 | 0 | 149 | 0 | 1.03 | Cogen | -1 | 0.033584 | 0 | 0 |  |  | 0 | 0 | -0.033584 | 0 | 0.57136 | 0.70045 |  |  |  |  | 161 | 0.12909
8931 | ICPGN20A | 2 | South | YES | -0.017568 | 150 | 0 | 150 | 0 | 1.03 | Cogen | -1 | 0.033584 | 0 | 0 |  |  | 0 | 0 | -0.033584 | 0 | 0.57136 | 0.70045 |  |  |  |  | 162 | 0.12909
8932 | ICPGN30A | 3 | South | YES | -0.017568 | 127 | 0 | 127 | 0 | 1.03 | Cogen | -1 | 0.033584 | 0 | 0 |  |  | 0 | 0 | -0.033584 | 0 | 0.57136 | 0.70045 |  |  |  |  | 163 | 0.12909
80223 | REYSHR G | 1 | South | YES | -0.017568 | 12 | 0 | 12 | 0 | 1.032 | Cogen | -1 | 0.033584 | 0 | 0 |  |  | 0 | 0 | -0.033584 | 0 | 0.57136 | 0.70045 |  |  |  |  | 164 | 0.12909
5508 | RAYBURNCC9 | 1 | South | YES | -0.017541 | 47.7 | 18.2 | 47.7 | 0 | 1.0296 | CC | -1 | 0.033557 | 47.7 | 47.7 |  |  | -0.83671 | 47.7 | -0.033557 | -1.6006 | 0.57362 | 0.7028 |  |  |  |  | 165 | 0.12909
5509 | RAYBURNCC10 | 1 | South | YES | -0.017541 | 37.3 | 5.2 | 37.3 | 0 | 1.0296 | CC | -1 | 0.033557 | 37.3 | 37.3 |  |  | -0.65428 | 37.3 | -0.033557 | -1.2517 | 0.57538 | 0.70463 |  |  |  |  | 166 | 0.12909
5511 | RAYBURNCC7 | 1 | South | YES | -0.017541 | 47.5 | 18.2 | 47.5 | 0 | 1.0296 | CC | -1 | 0.033557 | 47.5 | 47.5 |  |  | -0.8332 | 47.5 | -0.033557 | -1.5939 | 0.57762 | 0.70696 |  |  |  |  | 167 | 0.12909
5512 | RAYBURNCC8 | 1 | South | YES | -0.017541 | 49.3 | 18.2 | 49.3 | 0 | 1.0296 | CC | -1 | 0.033557 | 49.3 | 49.3 |  |  | -0.86477 | 49.3 | -0.033557 | -1.6543 | 0.57995 | 0.70938 |  |  |  |  | 168 | 0.12918
88508 | FALFURRI | F | South | YES | -0.01746 | 0 | 0 | 0 | 0 | 1 | AVR | -1 | 0.033476 | 0 | 0 |  |  | 0 | 0 | -0.033476 | 0 | 0.57995 | 0.70938 |  |  |  |  | 169 | 0.12925
5728 | FALCONHYDRO2 | 2 | South | YES | -0.017429 | 12 | 0 | 12 | 0 | 1.0234 | Hydro | -1 | 0.033445 | 0 | 0 |  |  | 0 | 0 | -0.033445 | 0 | 0.57995 | 0.70938 |  |  |  |  | 170 | 0.12934
5729 | FALCONHYDRO3 | 3 | South | YES | -0.017429 | 11 | 0 | 11 | 0 | 1.0234 | Hydro | -1 | 0.033445 | 0 | 0 |  |  | 0 | 0 | -0.033445 | 0 | 0.57995 | 0.70938 |  |  |  |  | 171 | 0.12943
8048 | FALCONHYDRO1 | 1 | South | YES | -0.017429 | 12 | 0 | 12 | 0 | 1.0234 | Hydro | -1 | 0.033445 | 0 | 0 |  |  | 0 | 0 | -0.033445 | 0 | 0.57995 | 0.70938 |  |  |  |  | 172 | 0.12943
5503 | RAYBURNGEN3 | 1 | South | YES | -0.017362 | 17.6 | 6 | 22 | 0 | 1.0224 | GST | -1 | 0.033378 | 22 | 22 |  |  | -0.38196 | 22 | -0.033378 | -0.73431 | 0.58099 | 0.71046 |  |  |  |  | 173 | 0.12943
5505 | RAYBURNGEN1 | 1 | South | YES | -0.017362 | 0 | 1 | 11 |  | 1.0223 | GGT | -1 | 0.033378 | 11 | 11 |  |  | -0.19098 | 11 | -0.033378 | -0.36715 | 0.58151 | 0.711 |  |  |  |  | 174 | 0.12943
5506 | RAYBURNGEN2 | 1 | South | YES | -0.017362 | 0 | 1 | 11 |  | 1.0223 | GGT | -1 | 0.033378 | 11 | 11 |  |  | -0.19098 | 11 | -0.033378 | -0.36715 | 0.58203 | 0.71153 |  |  |  |  | 175 | 0.12943
80224 | VISTRONG1 | 1 | South | YES | -0.017243 | 13.1 | 0 | 15 | 0 | 1.01 | Cogen | -1 | 0.033259 | 0 | 0 |  |  | 0 | 0 | -0.033259 | 0 | 0.58203 | 0.71153 |  |  |  |  | 176 | 0.12947
80225 | VISTRONG2 | 2 | South | YES | -0.017243 | 20.2 | 0 | 23 | 0 | 1.01 | Cogen | -1 | 0.033259 | 0 | 0 |  |  | 0 | 0 | -0.033259 | 0 | 0.58203 | 0.71153 |  |  |  |  | 177 | 0.12948
80227 | AIRCO G | 1 | South | YES | -0.01712 | 7.2 | 0 | 8 | 0 | 1.0104 | Cogen | -1 | 0.033136 | 0 | 0 |  |  | 0 | 0 | -0.033136 | 0 | 0.58203 | 0.71153 |  |  |  |  | 178 | 0.1295
88299 | ZAPATA | F | South | YES | -0.017116 | 0 | 0 | 0 | 0 | 1.02 | BLT | -1 | 0.033132 | 0 | 0 |  |  | 0 | 0 | -0.033132 | 0 | 0.58203 | 0.71153 |  |  |  |  | 179 | 0.1295
8147 | UCAR #2 | 10 | South | YES | -0.017057 | 18.2 | 0 | 28 |  | 1 | Cogen | -1 | 0.033073 | 0 | 0 |  |  | 0 | 0 | -0.033073 | 0 | 0.58203 | 0.71153 |  |  |  |  | 180 | 0.1295
8148 | UCAR #1 | 2 | South | YES | -0.017057 | 6.1 | 0 | 7 | 0 | 1.009 | Cogen | -1 | 0.033073 | 0 | 0 |  |  | 0 | 0 | -0.033073 | 0 | 0.58203 | 0.71153 |  |  |  |  | 181 | 0.1295
80137 | CSDR89 | 9 | South | YES | -0.017057 | 15 | 0 | 15 | 0 | 1.003 | DCTie | -1 | 0.033073 | 0 | 0 |  |  | 0 | 0 | -0.033073 | 0 | 0.58203 | 0.71153 |  |  |  |  | 182 | 0.1295
80137 | CSDR89 | 8 | South | YES | -0.017057 | 33.9 | 0 | 39 | 0 | 1.003 | DCTie | -1 | 0.033073 | 0 | 0 |  |  | 0 | 0 | -0.033073 | 0 | 0.58203 | 0.71153 |  |  |  |  | 183 | 0.1295
80138 | CSDR7 | 7 | South | YES | -0.017057 | 6.1 | 0 | 7 | 0 | 1.014 | DCTie | -1 | 0.033073 | 0 | 0 |  |  | 0 | 0 | -0.033073 | 0 | 0.58203 | 0.71153 |  |  |  |  | 184 | 0.1295
80139 | CSDR56 | 6 | South | YES | -0.017057 | 0 | 0 | 39 |  | 1.0033 | DCTie | -1 | 0.033073 | 0 | 0 |  |  | 0 | 0 | -0.033073 | 0 | 0.58203 | 0.71153 |  |  |  |  | 185 | 0.1295
80139 | CSDR56 | 5 | South | YES | -0.017057 | 15 | 0 | 15 |  | 1.0033 | DCTie | -1 | 0.033073 | 0 | 0 |  |  | 0 | 0 | -0.033073 | 0 | 0.58203 | 0.71153 |  |  |  |  | 186 | 0.1295
80140 | CSDR11 | 11 | South | YES | -0.017057 | 33.9 | 0 | 39 | 0 | 1.03 | DCTie | -1 | 0.033073 | 0 | 0 |  |  | 0 | 0 | -0.033073 | 0 | 0.58203 | 0.71153 |  |  |  |  | 187 | 0.1295
80012 | LAR | F | South | YES | -0.016653 | 0 | 0 | 0 | 0 | 1.04 | DCTie | -1 | 0.032669 | 0 | 0 |  |  | 0 | 0 | -0.032669 | 0 | 0.58203 | 0.71153 |  |  |  |  | 188 | 0.1295
80265 | LARECU40A | 4 | South | YES | -0.016653 | 80 | 0 | 100 |  | 1.039 | GGT | -1 | 0.032669 | 100 | 100 |  |  | -1.6653 | 100 | -0.032669 | -3.2669 | 0.58676 | 0.71631 |  |  |  |  | 189 | 0.1295
80266 | LARECU50A | 5 | South | YES | -0.016653 | 80 | 0 | 100 |  | 1.039 | GGT | -1 | 0.032669 | 100 | 100 |  |  | -1.6653 | 100 | -0.032669 | -3.2669 | 0.59148 | 0.7211 |  |  |  |  | 190 | 0.1295
80226 | ALCOA G | 1 | South | YES | -0.016635 | 32.3 | 5 | 48 | 0 | 1.015 | Cogen | -1 | 0.032651 | 0 | 0 |  |  | 0 | 0 | -0.032651 | 0 | 0.59148 | 0.7211 |  |  |  |  | 191 | 0.1295
8134 | FOR #1 | 1 | South | YES | -0.016503 | 54.1 | 45 | 79 | 0 | 1 | Cogen | -1 | 0.032519 | 0 | 0 |  |  | 0 | 0 | -0.032519 | 0 | 0.59148 | 0.7211 |  |  |  |  | 192 | 0.12956
8138 | FOR #2 | 2 | South | YES | -0.016503 | 63.1 | 45 | 81 | 0 | 1 | Cogen | -1 | 0.032519 | 0 | 0 |  |  | 0 | 0 | -0.032519 | 0 | 0.59148 | 0.7211 |  |  |  |  | 193 | 0.12961
8153 | FOR #3 | 3 | South | YES | -0.016503 | 63.1 | 45 | 79.9 | 0 | 1 | Cogen | -1 | 0.032519 | 0 | 0 |  |  | 0 | 0 | -0.032519 | 0 | 0.59148 | 0.7211 |  |  |  |  | 194 | 0.12961
8154 | FOR #4 | 4 | South | YES | -0.016503 | 63.1 | 60 | 80 | 0 | 1 | Cogen | -1 | 0.032519 | 0 | 0 |  |  | 0 | 0 | -0.032519 | 0 | 0.59148 | 0.7211 |  |  |  |  | 195 | 0.12961
8155 | FOR #5 | 5 | South | YES | -0.016503 | 63.1 | 60 | 78.4 | 0 | 1 | Cogen | -1 | 0.032519 | 0 | 0 |  |  | 0 | 0 | -0.032519 | 0 | 0.59148 | 0.7211 |  |  |  |  | 196 | 0.12961
8156 | FOR #6 | 6 | South | YES | -0.016503 | 24.9 | 5 | 25 | 0 | 1 | Cogen | -1 | 0.032519 | 0 | 0 |  |  | 0 | 0 | -0.032519 | 0 | 0.59148 | 0.7211 |  |  |  |  | 197 | 0.12961
8157 | FOR #7 | 7 | South | YES | -0.016503 | 28.8 | 5 | 46 | 0 | 1 | Cogen | -1 | 0.032519 | 0 | 0 |  |  | 0 | 0 | -0.032519 | 0 | 0.59148 | 0.7211 |  |  |  |  | 198 | 0.12961
80051 | FOR #8 | 8 | South | YES | -0.016503 | 28 | 28 | 28 |  | 1 | Cogen | -1 | 0.032519 | 0 | 0 |  |  | 0 | 0 | -0.032519 | 0 | 0.59148 | 0.7211 |  |  |  |  | 199 | 0.12961
80052 | FOR #9 | 9 | South | YES | -0.016503 | 29.7 | 5 | 43.6 | 0 | 1 | Cogen | -1 | 0.032519 | 0 | 0 |  |  | 0 | 0 | -0.032519 | 0 | 0.59148 | 0.7211 |  |  |  |  | 200 | 0.12961
80053 | FOR #10 | 10 | South | YES | -0.016503 | 68.4 | 45 | 75 | 0 | 1 | Cogen | -1 | 0.032519 | 0 | 0 |  |  | 0 | 0 | -0.032519 | 0 | 0.59148 | 0.7211 |  |  |  |  | 201 | 0.12961
5911 | STP_GN1___1 | 1 | Houston | YES | -0.011777 | 1333 | 1249 | 1333 | 0 | 1.0406 | Nuc | -1 | 0.027793 | 0 | 0 |  |  |  |  | -0.027793 | 0 | 0.59148 | 0.7211 |  |  |  |  | 202 | 0.12961
5912 | STP_GN2___2 | 2 | Houston | YES | -0.011777 | 1332 | 1249 | 1332 | 0 | 1.0406 | Nuc | -1 | 0.027793 | 0 | 0 |  |  |  |  | -0.027793 | 0 | 0.59148 | 0.7211 |  |  |  |  | 203 | 0.12961
48731 | CBE_GT1 | 1 | Houston | YES | -0.011637 | 76 | 0 | 76 | 0 | 1.029 | CC | -1 | 0.027653 | 76 | 76 |  |  |  |  | -0.027653 | -2.1016 | 0.59507 | 0.72417 |  |  |  |  | 204 | 0.12961
48732 | CBE_GT2 | 1 | Houston | YES | -0.011637 | 76 | 0 | 76 | 0 | 1.029 | CC | -1 | 0.027653 | 76 | 76 |  |  |  |  | -0.027653 | -2.1016 | 0.59866 | 0.72725 |  |  |  |  | 205 | 0.12961
48733 | CBE_ST12 | 1 | Houston | YES | -0.011637 | 105 | 0 | 105 | 0 | 1.029 | CC | -1 | 0.027653 | 105 | 105 |  |  |  |  | -0.027653 | -2.9035 | 0.60362 | 0.7315 |  |  |  |  | 206 | 0.12961
48734 | CBE_GT3 | 1 | Houston | YES | -0.011637 | 76 | 0 | 76 | 0 | 1.029 | CC | -1 | 0.027653 | 76 | 76 |  |  |  |  | -0.027653 | -2.1016 | 0.60721 | 0.73457 |  |  |  |  | 207 | 0.1291
48735 | CBE_GT4 | 1 | Houston | YES | -0.011637 | 76 | 0 | 76 | 0 | 1.029 | CC | -1 | 0.027653 | 76 | 76 |  |  |  |  | -0.027653 | -2.1016 | 0.6108 | 0.73765 |  |  |  |  | 208 | 0.12859
48736 | CBE_ST34 | 1 | Houston | YES | -0.011637 | 105 | 0 | 105 | 0 | 1.029 | CC | -1 | 0.027653 | 105 | 105 |  |  |  |  | -0.027653 | -2.9035 | 0.61576 | 0.7419 |  |  |  |  | 209 | 0.12787
48911 | TGF_GT1_8000 | 1 | Houston | YES | -0.011134 | 69.2 | 0 | 69.2 |  | 1.029 | Cogen | -1 | 0.02715 | 0 | 0 |  |  |  |  | -0.02715 | 0 | 0.61576 | 0.7419 |  |  |  |  | 210 | 0.12736
49851 | DOW17000 | 37 | Houston | YES | -0.009462 | 39 | 0 | 62 | 0 | 1 | Cogen | -1 | 0.025478 | 0 | 0 |  |  |  |  | -0.025478 | 0 | 0.61576 | 0.7419 |  |  |  |  | 211 | 0.12684
49858 | DOW38100 | 31 | Houston | YES | -0.009462 | 45 | 0 | 71.4 |  | 1 | Cogen | -1 | 0.025478 | 0 | 0 |  |  |  |  | -0.025478 | 0 | 0.61576 | 0.7419 |  |  |  |  | 212 | 0.12613
49859 | DOW38200 | 33 | Houston | YES | -0.009462 | 28 | 0 | 45 | 0 | 1 | Cogen | -1 | 0.025478 | 0 | 0 |  |  |  |  | -0.025478 | 0 | 0.61576 | 0.7419 |  |  |  |  | 213 | 0.12613
49860 | DOW38300 | 32 | Houston | YES | -0.009462 | 63 | 0 | 101 |  | 1 | Cogen | -1 | 0.025478 | 0 | 0 |  |  |  |  | -0.025478 | 0 | 0.61576 | 0.7419 |  |  |  |  | 214 | 0.12613
49862 | DOW39100 | 36 | Houston | YES | -0.009462 | 54 | 0 | 86 | 0 | 1 | Cogen | -1 | 0.025478 | 0 | 0 |  |  |  |  | -0.025478 | 0 | 0.61576 | 0.7419 |  |  |  |  | 215 | 0.12613
49863 | DOW39200 | 35 | Houston | YES | -0.009462 | 55 | 0 | 88 | 0 | 1 | Cogen | -1 | 0.025478 | 0 | 0 |  |  |  |  | -0.025478 | 0 | 0.61576 | 0.7419 |  |  |  |  | 216 | 0.12613
49865 | DOW41000 | 41 | Houston | YES | -0.009462 | 31 | 0 | 50 |  | 1 | Cogen | -1 | 0.025478 | 0 | 0 |  |  |  |  | -0.025478 | 0 | 0.61576 | 0.7419 |  |  |  |  | 217 | 0.12613
49866 | DOW42000 | 42 | Houston | YES | -0.009462 | 11 | 0 | 18 |  | 1 | Cogen | -1 | 0.025478 | 0 | 0 |  |  |  |  | -0.025478 | 0 | 0.61576 | 0.7419 |  |  |  |  | 218 | 0.12613
49869 | DOW49000 | 45 | Houston | YES | -0.009462 | 59 | 0 | 94 |  | 1 | Cogen | -1 | 0.025478 | 0 | 0 |  |  |  |  | -0.025478 | 0 | 0.61576 | 0.7419 |  |  |  |  | 219 | 0.12613
49870 | DOW61000 | 61 | Houston | YES | -0.009462 | 44 | 0 | 70 | 0 | 1 | Cogen | -1 | 0.025478 | 0 | 0 |  |  |  |  | -0.025478 | 0 | 0.61576 | 0.7419 |  |  |  |  | 220 | 0.12613
49871 | DOW62000 | 62 | Houston | YES | -0.009462 | 40 | 0 | 63 | 0 | 1 | Cogen | -1 | 0.025478 | 0 | 0 |  |  |  |  | -0.025478 | 0 | 0.61576 | 0.7419 |  |  |  |  | 221 | 0.12613
49872 | DOW63000 | 63 | Houston | YES | -0.009462 | 45 | 0 | 72 | 0 | 1 | Cogen | -1 | 0.025478 | 0 | 0 |  |  |  |  | -0.025478 | 0 | 0.61576 | 0.7419 |  |  |  |  | 222 | 0.12613
49873 | DOW64000 | 64 | Houston | YES | -0.009462 | 41 | 0 | 64.8 | 0 | 1 | Cogen | -1 | 0.025478 | 0 | 0 |  |  |  |  | -0.025478 | 0 | 0.61576 | 0.7419 |  |  |  |  | 223 | 0.12613
49876 | DOW65000 | 65 | Houston | YES | -0.009462 | 63 | 0 | 101 | 0 | 1 | Cogen | -1 | 0.025478 | 0 | 0 |  |  |  |  | -0.025478 | 0 | 0.61576 | 0.7419 |  |  |  |  | 224 | 0.12613
49877 | DOW66000 | 66 | Houston | YES | -0.009462 | 61 | 0 | 97 | 0 | 1 | Cogen | -1 | 0.025478 | 0 | 0 |  |  |  |  | -0.025478 | 0 | 0.61576 | 0.7419 |  |  |  |  | 225 | 0.12613
49878 | DOW67000 | 67 | Houston | YES | -0.009462 | 65 | 0 | 103 | 0 | 1 | Cogen | -1 | 0.025478 | 0 | 0 |  |  |  |  | -0.025478 | 0 | 0.61576 | 0.7419 |  |  |  |  | 226 | 0.12613
49882 | DOW81000 | 81 | Houston | YES | -0.009462 | 47 | 0 | 76 | 0 | 1 | Cogen | -1 | 0.025478 | 0 | 0 |  |  |  |  | -0.025478 | 0 | 0.61576 | 0.7419 |  |  |  |  | 227 | 0.12613
49884 | DOW82000 | 82 | Houston | YES | -0.009462 | 51 | 0 | 80 | 0 | 1 | Cogen | -1 | 0.025478 | 0 | 0 |  |  |  |  | -0.025478 | 0 | 0.61576 | 0.7419 |  |  |  |  | 228 | 0.12613
49885 | DOW83000 | 83 | Houston | YES | -0.009462 | 51 | 0 | 80 | 0 | 1 | Cogen | -1 | 0.025478 | 0 | 0 |  |  |  |  | -0.025478 | 0 | 0.61576 | 0.7419 |  |  |  |  | 229 | 0.12613
49886 | DOW84000 | 84 | Houston | YES | -0.009462 | 107 | 0 | 171 | 0 | 0.98 | Cogen | -1 | 0.025478 | 0 | 0 |  |  |  |  | -0.025478 | 0 | 0.61576 | 0.7419 |  |  |  |  | 230 | 0.12613
48520 | BSF_GT1_8070 | 1 | Houston | YES | -0.009035 | 72 | 0 | 72 | 0 | 1.0326 | Cogen | -1 | 0.025051 | 0 | 0 |  |  |  |  | -0.025051 | 0 | 0.61576 | 0.7419 |  |  |  |  | 231 | 0.12613
48520 | BSF_GT1_8070 | 2 | Houston | YES | -0.009035 | 10 | 0 | 10 | 0 | 1.0326 | Cogen | -1 | 0.025051 | 0 | 0 |  |  |  |  | -0.025051 | 0 | 0.61576 | 0.7419 |  |  |  |  | 232 | 0.12613
39760 | TNSCLP1___8 | 1 | Houston | YES | -0.008693 | 93.4 | 20 | 116.8 | 0 | 1.04 | Cogen | -1 | 0.024709 | 0 | 0 |  |  |  |  | -0.024709 | 0 | 0.61576 | 0.7419 |  |  |  |  | 233 | 0.12613
39770 | TNSCLP2___8 | 1 | Houston | YES | -0.008693 | 91.6 | 20 | 114.5 | 0 | 1.04 | Cogen | -1 | 0.024709 | 0 | 0 |  |  |  |  | -0.024709 | 0 | 0.61576 | 0.7419 |  |  |  |  | 234 | 0.12613
39775 | TNSCLP4___8 | 1 | Houston | YES | -0.008693 | 95.2 | 20 | 119 | 0 | 1.04 | Cogen | -1 | 0.024709 | 0 | 0 |  |  |  |  | -0.024709 | 0 | 0.61576 | 0.7419 |  |  |  |  | 235 | 0.12613
39790 | TNSCLP3___8 | 1 | Houston | YES | -0.008693 | 87.6 | 20 | 109.5 | 0 | 1.027 | Cogen | -1 | 0.024709 | 0 | 0 |  |  |  |  | -0.024709 | 0 | 0.61576 | 0.7419 |  |  |  |  | 236 | 0.12613
8262 | ELPS | 1 | South | YES | -0.007989 | 6 | 6 | 6 | 0 | 1.15 | Hydro | -1 | 0.024005 | 0 | 0 |  |  | 0 | 0 | -0.024005 | 0 | 0.61576 | 0.7419 |  |  |  |  | 237 | 0.12613
48730 | MNS_GT | 1 | Houston | YES | -0.007493 | 43 | 0 | 46.1 |  | 1.029 | Cogen | -1 | 0.023509 | 0 | 0 |  |  |  |  | -0.023509 | 0 | 0.61576 | 0.7419 |  |  |  |  | 238 | 0.12613
48926 | WAP_GN6_6 | 6 | Houston | YES | -0.007474 | 651 | 280 | 651 |  | 1.035 | LIGCO | -1 | 0.02349 | 0 | 651 |  |  |  |  | -0.02349 | 0 | 0.61576 | 0.7419 |  |  |  |  | 239 | 0.12613
48927 | WAP_GN7_7 | 7 | Houston | YES | -0.007474 | 564 | 277 | 564 |  | 1.035 | LIGCO | -1 | 0.02349 | 0 | 564 |  |  |  |  | -0.02349 | 0 | 0.61576 | 0.7419 |  |  |  |  | 240 | 0.12613
48928 | WAP_GN8_8 | 8 | Houston | YES | -0.007474 | 603 | 275 | 603 |  | 1.035 | LIGCO | -1 | 0.02349 | 0 | 603 |  |  |  |  | -0.02349 | 0 | 0.61576 | 0.7419 |  |  |  |  | 241 | 0.12613
48521 | BVE_GT1_GT1 | 1 | Houston | YES | -0.007464 | 167.7 | 0 | 167.7 |  | 1.035 | CC | -1 | 0.02348 | 167.7 | 167.7 |  |  |  |  | -0.02348 | -3.9375 | 0.62369 | 0.74766 |  |  |  |  | 242 | 0.12613
48522 | BVE_GT2_5035 | 2 | Houston | YES | -0.007464 | 166.4 | 0 | 166.4 |  | 1.035 | CC | -1 | 0.02348 | 166.4 | 166.4 |  |  |  |  | -0.02348 | -3.907 | 0.63155 | 0.75338 |  |  |  |  | 243 | 0.12613
48523 | BVE_ST1_GN1 | 3 | Houston | YES | -0.007464 | 252.4 | 0 | 252.4 |  | 1.035 | CC | -1 | 0.02348 | 252.4 | 252.4 |  |  |  |  | -0.02348 | -5.9262 | 0.64347 | 0.76205 |  |  |  |  | 244 | 0.12613
48510 | AK_GT1__8040 | 1 | Houston | YES | -0.007313 | 33.4 | 8.1 | 34 |  | 1.029 | Cogen | -1 | 0.023329 | 0 | 0 |  |  |  |  | -0.023329 | 0 | 0.64347 | 0.76205 |  |  |  |  | 245 | 0.12397
48921 | WAP_GN1_1 | 1 | Houston | YES | -0.00727 | 132.8 | 37 | 166 | 0 | 1.0362 | GST | -1 | 0.023286 | 166 | 166 |  |  |  |  | -0.023286 | -3.8654 | 0.65132 | 0.76771 |  |  |  |  | 246 | 0.12183
48922 | WAP_GN2_2 | 2 | Houston | YES | -0.00727 | 132.8 | 37 | 166 | 0 | 1.0362 | GST | -1 | 0.023286 | 166 | 166 |  |  |  |  | -0.023286 | -3.8654 | 0.65916 | 0.77337 |  |  |  |  | 247 | 0.11858
48923 | WAP_GN3_3 | 3 | Houston | YES | -0.00727 | 198.4 | 93 | 248 | 0 | 1.0362 | GST | -1 | 0.023286 | 248 | 248 |  |  |  |  | -0.023286 | -5.7748 | 0.67088 | 0.78182 |  |  |  |  | 248 | 0.11858
48924 | WAP_GN4_4 | 4 | Houston | YES | -0.00727 | 546 | 217 | 546 | 0 | 1.0362 | GSC | -1 | 0.023286 | 546 | 546 |  |  |  |  | -0.023286 | -12.7139 | 0.69667 | 0.80043 |  |  |  |  | 249 | 0.11639
48925 | WAP_GN5_5 | 5 | Houston | YES | -0.00727 | 607.1 | 278 | 654 | 0 | 0.985 | LIGCO | -1 | 0.023286 | 0 | 654 |  |  |  |  | -0.023286 | 0 | 0.69667 | 0.80043 |  |  |  |  | 250 | 0.11421
48929 | WAPGT21_GT1 | B1 | Houston | YES | -0.00727 | 0 | 0 | 13 |  | 1.05 | GGT | -1 | 0.023286 | 13 | 13 |  |  |  |  | -0.023286 | -0.30271 | 0.69729 | 0.80087 |  |  |  |  | 251 | 0.11094
38580 | TNBP_CGN1_8 | 1 | Houston | YES | -0.00651 | 70.8 | 0 | 70.8 | 0 | 1.005 | Cogen | -1 | 0.022526 | 0 | 0 |  |  |  |  | -0.022526 | 0 | 0.69729 | 0.80087 |  |  |  |  | 252 | 0.10376
38590 | TNBP_CGN2_8 | 2 | Houston | YES | -0.00651 | 66.7 | 0 | 66.7 | 0 | 1.005 | Cogen | -1 | 0.022526 | 0 | 0 |  |  |  |  | -0.022526 | 0 | 0.69729 | 0.80087 |  |  |  |  | 253 | 0.10376
38600 | TNBP_CGN3_8 | 5 | Houston | YES | -0.00651 | 53 | 0 | 53 | 0 | 1.005 | Cogen | -1 | 0.022526 | 0 | 0 |  |  |  |  | -0.022526 | 0 | 0.69729 | 0.80087 |  |  |  |  | 254 | 0.10358
38611 | TNBPAMCG1_8 | 1 | Houston | YES | -0.00651 | 153.2 | 0 | 153.2 | 0 | 1.005 | Cogen | -1 | 0.022526 | 0 | 0 |  |  |  |  | -0.022526 | 0 | 0.69729 | 0.80087 |  |  |  |  | 255 | 0.10358
38612 | TNBPAMCG2_8 | 2 | Houston | YES | -0.00651 | 153.5 | 0 | 153.5 | 0 | 1.005 | Cogen | -1 | 0.022526 | 0 | 0 |  |  |  |  | -0.022526 | 0 | 0.69729 | 0.80087 |  |  |  |  | 256 | 0.10358
38613 | TNBPAMCG3_8 | 3 | Houston | YES | -0.00651 | 152.3 | 0 | 152.3 | 0 | 1.005 | Cogen | -1 | 0.022526 | 0 | 0 |  |  |  |  | -0.022526 | 0 | 0.69729 | 0.80087 |  |  |  |  | 257 | 0.10358
38614 | TNBPAMCG4_8 | 4 | Houston | YES | -0.00651 | 96 | 0 | 96 |  | 1.005 | Cogen | -1 | 0.022526 | 0 | 0 |  |  |  |  | -0.022526 | 0 | 0.69729 | 0.80087 |  |  |  |  | 258 | 0.10358
38615 | TNBPAMCG5_8 | 1 | Houston | YES | -0.00651 | 244 | 0 | 244 | 0 | 1.005 | Cogen | -1 | 0.022526 | 0 | 0 |  |  |  |  | -0.022526 | 0 | 0.69729 | 0.80087 |  |  |  |  | 259 | 0.10358
38690 | TNBP_CGN4_8 | 3 | Houston | YES | -0.00651 | 40 | 0 | 40 |  | 1.005 | Cogen | -1 | 0.022526 | 0 | 0 |  |  |  |  | -0.022526 | 0 | 0.69729 | 0.80087 |  |  |  |  | 260 | 0.10358
38711 | TNTXCTY1CG8 | 1 | Houston | YES | -0.00651 | 100.3 | 59 | 100.3 | 0 | 1 | Cogen | -1 | 0.022526 | 0 | 0 |  |  |  |  | -0.022526 | 0 | 0.69729 | 0.80087 |  |  |  |  | 261 | 0.10358
38712 | TNTXCTY2CG8 | 1 | Houston | YES | -0.00651 | 92.9 | 59 | 92.9 | 0 | 1 | Cogen | -1 | 0.022526 | 0 | 0 |  |  |  |  | -0.022526 | 0 | 0.69729 | 0.80087 |  |  |  |  | 262 | 0.10358
38713 | TNTXCTY3CG8 | 1 | Houston | YES | -0.00651 | 102.7 | 59 | 102.7 | 0 | 1 | Cogen | -1 | 0.022526 | 0 | 0 |  |  |  |  | -0.022526 | 0 | 0.69729 | 0.80087 |  |  |  |  | 263 | 0.10358
38714 | TNTXCTY4CG8 | 1 | Houston | YES | -0.00651 | 103 | 59 | 103 | 0 | 1 | Cogen | -1 | 0.022526 | 0 | 0 |  |  |  |  | -0.022526 | 0 | 0.69729 | 0.80087 |  |  |  |  | 264 | 0.10358
39470 | TNDOWCGNSG8 | 1 | Houston | YES | -0.00651 | 32 | 10 | 32 | 0 | 0.985 | Cogen | -1 | 0.022526 | 0 | 0 |  |  |  |  | -0.022526 | 0 | 0.69729 | 0.80087 |  |  |  |  | 265 | 0.10358
39480 | TNDOWCGNGG8 | 1 | Houston | YES | -0.00651 | 30 | 10 | 30 | 0 | 0.985 | Cogen | -1 | 0.022526 | 0 | 0 |  |  |  |  | -0.022526 | 0 | 0.69729 | 0.80087 |  |  |  |  | 266 | 0.10358
48772 | PHR_GN2_2 | MB | Houston | YES | -0.006181 | 0 | 72 | 459 |  | 1.0362 | GSC | -1 | 0.022197 | 0 | 0 |  |  |  |  | -0.022197 | 0 | 0.69729 | 0.80087 |  |  |  |  | 267 | 0.10358
48561 | CTL_GT2_8130 | 1 | Houston | YES | -0.005951 | 73.5 | 30.3 | 91.9 |  | 1.0362 | Cogen | -1 | 0.021967 | 0 | 0 |  |  |  |  | -0.021967 | 0 | 0.69729 | 0.80087 |  |  |  |  | 268 | 0.10358
48562 | CTL_GT3_8135 | 2 | Houston | YES | -0.005951 | 70.1 | 30.3 | 87.6 |  | 1.0362 | Cogen | -1 | 0.021967 | 0 | 0 |  |  |  |  | -0.021967 | 0 | 0.69729 | 0.80087 |  |  |  |  | 269 | 0.10358
48563 | CTL_GT4_8140 | 3 | Houston | YES | -0.005951 | 69.6 | 30.3 | 87 |  | 1.0362 | Cogen | -1 | 0.021967 | 0 | 0 |  |  |  |  | -0.021967 | 0 | 0.69729 | 0.80087 |  |  |  |  | 270 | 0.10358
48564 | CTL_GN1_8145 | 4 | Houston | YES | -0.005951 | 43.6 | 12.9 | 54.5 |  | 1.0362 | Cogen | -1 | 0.021967 | 0 | 0 |  |  |  |  | -0.021967 | 0 | 0.69729 | 0.80087 |  |  |  |  | 271 | 0.10358
48565 | CTL_GN2_8155 | 5 | Houston | YES | -0.005951 | 9.8 | 3.4 | 12.2 |  | 1.0362 | Cogen | -1 | 0.021967 | 0 | 0 |  |  |  |  | -0.021967 | 0 | 0.69729 | 0.80087 |  |  |  |  | 272 | 0.10358
48531 | BYU_GT1_8075 | 1 | Houston | YES | -0.005863 | 65 | 0 | 65 |  | 1.0362 | Cogen | -1 | 0.021879 | 0 | 0 |  |  |  |  | -0.021879 | 0 | 0.69729 | 0.80087 |  |  |  |  | 273 | 0.10358
48532 | BYU_GT2_8055 | 2 | Houston | YES | -0.005863 | 62 | 0 | 62 |  | 1.0362 | Cogen | -1 | 0.021879 | 0 | 0 |  |  |  |  | -0.021879 | 0 | 0.69729 | 0.80087 |  |  |  |  | 274 | 0.10358
48533 | BYU_GT3_8060 | 3 | Houston | YES | -0.005863 | 67 | 0 | 67 |  | 1.0362 | Cogen | -1 | 0.021879 | 0 | 0 |  |  |  |  | -0.021879 | 0 | 0.69729 | 0.80087 |  |  |  |  | 275 | 0.10358
48534 | BYU_GT4_8065 | 4 | Houston | YES | -0.005863 | 65 | 0 | 65 |  | 1.0362 | Cogen | -1 | 0.021879 | 0 | 0 |  |  |  |  | -0.021879 | 0 | 0.69729 | 0.80087 |  |  |  |  | 276 | 0.10358
48691 | GBY_73741085 | B | Houston | YES | -0.005747 | 37.6 | 20 | 47 | 0 | 1.0362 | GGT | -1 | 0.021763 | 47 | 47 |  |  |  |  | -0.021763 | -1.0228 | 0.69951 | 0.80237 |  |  |  |  | 277 | 0.10358
48691 | GBY_73741085 | A | Houston | YES | -0.005747 | 37.6 | 20 | 47 | 0 | 1.0362 | GGT | -1 | 0.021763 | 47 | 47 |  |  |  |  | -0.021763 | -1.0228 | 0.70173 | 0.80386 |  |  |  |  | 278 | 0.10358
48692 | GBY_81821075 | D | Houston | YES | -0.005747 | 44 | 20 | 55 | 0 | 1.0362 | GGT | -1 | 0.021763 | 55 | 55 |  |  |  |  | -0.021763 | -1.1969 | 0.70433 | 0.80562 |  |  |  |  | 279 | 0.10358
48692 | GBY_81821075 | C | Houston | YES | -0.005747 | 37.6 | 20 | 47 | 0 | 1.0362 | GGT | -1 | 0.021763 | 47 | 47 |  |  |  |  | -0.021763 | -1.0228 | 0.70655 | 0.80711 |  |  |  |  | 280 | 0.10286
48693 | GBY_83841065 | F | Houston | YES | -0.005747 | 43.2 | 20 | 54 | 0 | 1.0362 | GGT | -1 | 0.021763 | 54 | 54 |  |  |  |  | -0.021763 | -1.1752 | 0.7091 | 0.80883 |  |  |  |  | 281 | 0.10214
48693 | GBY_83841065 | E | Houston | YES | -0.005747 | 45.6 | 20 | 57 | 0 | 1.0362 | GGT | -1 | 0.021763 | 57 | 57 |  |  |  |  | -0.021763 | -1.2405 | 0.71179 | 0.81065 |  |  |  |  | 282 | 0.10129
48841 | SJS_GT1_GT1 | 1 | Houston | YES | -0.005698 | 62.4 | 49 | 78 | 0 | 1.0362 | Cogen | -1 | 0.021714 | 0 | 0 |  |  |  |  | -0.021714 | 0 | 0.71179 | 0.81065 |  |  |  |  | 283 | 0.10057
48842 | SJS_GT2_GT2 | 2 | Houston | YES | -0.005698 | 64.8 | 49 | 81 | 0 | 1.0362 | Cogen | -1 | 0.021714 | 0 | 0 |  |  |  |  | -0.021714 | 0 | 0.71179 | 0.81065 |  |  |  |  | 284 | 0.099736
48641 | DPEC_GT15040 | 1 | Houston | YES | -0.005656 | 163.2 | 98 | 163.2 | 0 | 1.0319 | CC | -1 | 0.021672 | 163.2 | 163.2 |  |  |  |  | -0.021672 | -3.5368 | 0.7195 | 0.81583 |  |  |  |  | 285 | 0.098859
48642 | DPEC_GT25025 | 2 | Houston | YES | -0.005656 | 157.1 | 98 | 157.1 | 0 | 1.0319 | CC | -1 | 0.021672 | 157.1 | 157.1 |  |  |  |  | -0.021672 | -3.4046 | 0.72692 | 0.82081 |  |  |  |  | 286 | 0.098859
48643 | DPEC_GT35010 | 3 | Houston | YES | -0.005656 | 157.5 | 98 | 157.5 | 0 | 1.0319 | CC | -1 | 0.021672 | 157.5 | 157.5 |  |  |  |  | -0.021672 | -3.4133 | 0.73436 | 0.8258 |  |  |  |  | 287 | 0.098859
48644 | DPEC_GT45070 | 4 | Houston | YES | -0.005656 | 157 | 98 | 157 | 0 | 1.0319 | CC | -1 | 0.021672 | 157 | 157 |  |  |  |  | -0.021672 | -3.4024 | 0.74178 | 0.83078 |  |  |  |  | 288 | 0.096325
48645 | DPEC_ST55065 | 5 | Houston | YES | -0.005656 | 282 | 0 | 282 | 0 | 1.0319 | CC | -1 | 0.021672 | 282 | 282 |  |  |  |  | -0.021672 | -6.1114 | 0.7551 | 0.83973 |  |  |  |  | 289 | 0.093886
48761 | PR_GT1__9040 | 1 | Houston | YES | -0.005614 | 26 | 0 | 35 |  | 1 | Cogen | -1 | 0.02163 | 0 | 0 |  |  |  |  | -0.02163 | 0 | 0.7551 | 0.83973 |  |  |  |  | 290 | 0.09144
48855 | SRB_GT211035 | B1 | Houston | YES | -0.005573 | 0 | 0 | 18 |  | 1.014 | GGT | -1 | 0.021589 | 18 | 18 |  |  |  |  | -0.021589 | -0.38859 | 0.75596 | 0.8403 |  |  |  |  | 291 | 0.089002
48855 | SRB_GT211035 | B2 | Houston | YES | -0.005573 | 0 | 0 | 12 |  | 1.014 | GGT | -1 | 0.021589 | 12 | 12 |  |  |  |  | -0.021589 | -0.25906 | 0.75652 | 0.84068 |  |  |  |  | 292 | 0.084624
48852 | SRB_GN2_2 | 2 | Houston | YES | -0.005571 | 140.8 | 26 | 176 | 0 | 1.0217 | GST | -1 | 0.021587 | 176 | 176 |  |  |  |  | -0.021587 | -3.7992 | 0.76484 | 0.84624 |  |  |  |  | 293 | 0.084624
48851 | SRB_GN1_1 | 1 | Houston | YES | -0.005567 | 132 | 26 | 165 | 0 | 1.0217 | GST | -1 | 0.021583 | 165 | 165 |  |  |  |  | -0.021583 | -3.5611 | 0.77263 | 0.85145 |  |  |  |  | 294 | 0.084342
48551 | CAL_GT1_8045 | 1 | Houston | YES | -0.005566 | 149 | 0 | 149 | 0 | 1.0326 | Cogen | -1 | 0.021582 | 0 | 0 |  |  |  |  | -0.021582 | 0 | 0.77263 | 0.85145 |  |  |  |  | 295 | 0.084154
48552 | CAL_ST1_8000 | 2 | Houston | YES | -0.005566 | 65.1 | 0 | 65.1 | 0 | 1.0326 | Cogen | -1 | 0.021582 | 0 | 0 |  |  |  |  | -0.021582 | 0 | 0.77263 | 0.85145 |  |  |  |  | 296 | 0.0814
48853 | SRB_GN3_3 | 3 | Houston | YES | -0.005557 | 170.4 | 35 | 213 |  | 1.0326 | GST | -1 | 0.021573 | 213 | 213 |  |  |  |  | -0.021573 | -4.595 | 0.7827 | 0.85817 |  |  |  |  | 297 | 0.078816
48845 | SOL_GT1 | 1 | Houston | YES | -0.005556 | 16.2 | 15.4 | 16.2 |  | 1.0326 | Solar | -1 | 0.021572 | 16.2 | 16.2 |  |  |  |  | -0.021572 | -0.34946 | 0.78346 | 0.85869 |  |  |  |  | 298 | 0.078816
48611 | DIB_GT1_8080 | 1 | Houston | YES | -0.005555 | 64 | 0 | 64 | 0 | 1.0326 | Cogen | -1 | 0.021571 | 0 | 0 |  |  |  |  | -0.021571 | 0 | 0.78346 | 0.85869 |  |  |  |  | 299 | 0.078816
48612 | DIB_GT2_8075 | 2 | Houston | YES | -0.005555 | 63.2 | 0 | 63.2 | 0 | 1.0326 | Cogen | -1 | 0.021571 | 0 | 0 |  |  |  |  | -0.021571 | 0 | 0.78346 | 0.85869 |  |  |  |  | 300 | 0.075478
48613 | DIB_ST1_8085 | 3 | Houston | YES | -0.005555 | 67.9 | 30 | 82.6 | 0 | 1.0326 | Cogen | -1 | 0.021571 | 0 | 0 |  |  |  |  | -0.021571 | 0 | 0.78346 | 0.85869 |  |  |  |  | 301 | 0.075224
48614 | DIB_GT3_8090 | 4 | Houston | YES | -0.005555 | 73.6 | 15 | 73.6 | 0 | 1.0326 | Cogen | -1 | 0.021571 | 0 | 0 |  |  |  |  | -0.021571 | 0 | 0.78346 | 0.85869 |  |  |  |  | 302 | 0.075224
48740 | PSG_GN2_8050 | 1 | Houston | YES | -0.005554 | 182 | 60 | 182 | 0 | 1.0326 | Cogen | -1 | 0.02157 | 0 | 0 |  |  |  |  | -0.02157 | 0 | 0.78346 | 0.85869 |  |  |  |  | 303 | 0.075224
48741 | PSG_GT2_8040 | 1 | Houston | YES | -0.005554 | 158.6 | 50 | 158.6 | 0 | 1.0326 | Cogen | -1 | 0.02157 | 0 | 0 |  |  |  |  | -0.02157 | 0 | 0.78346 | 0.85869 |  |  |  |  | 304 | 0.075224
48742 | PSG_GT3_8060 | 1 | Houston | YES | -0.005554 | 157 | 50 | 157 | 0 | 1.0326 | Cogen | -1 | 0.02157 | 0 | 0 |  |  |  |  | -0.02157 | 0 | 0.78346 | 0.85869 |  |  |  |  | 305 | 0.075224
48854 | SRB_GN4_4 | 4 | Houston | YES | -0.005554 | 182.4 | 35 | 228 | 0 | 1.0326 | GST | -1 | 0.02157 | 228 | 228 |  |  |  |  | -0.02157 | -4.9179 | 0.79423 | 0.86588 |  |  |  |  | 306 | 0.075224
48820 | SHELLG1_3015 | 1 | Houston | YES | -0.005497 | 71 | 34.5 | 71 |  | 1.029 | Cogen | -1 | 0.021513 | 0 | 0 |  |  |  |  | -0.021513 | 0 | 0.79423 | 0.86588 |  |  |  |  | 307 | 0.075224
48821 | SHELLG2 | 2 | Houston | YES | -0.005497 | 72 | 34.5 | 72 |  | 1.029 | Cogen | -1 | 0.021513 | 0 | 0 |  |  |  |  | -0.021513 | 0 | 0.79423 | 0.86588 |  |  |  |  | 308 | 0.075224
48822 | SHELLG3_3020 | 2 | Houston | YES | -0.005497 | 30 | 0 | 30 |  | 1.029 | Cogen | -1 | 0.021513 | 0 | 0 |  |  |  |  | -0.021513 | 0 | 0.79423 | 0.86588 |  |  |  |  | 309 | 0.07165
48822 | SHELLG3_3020 | 1 | Houston | YES | -0.005497 | 39 | 0 | 39 |  | 1.029 | Cogen | -1 | 0.021513 | 0 | 0 |  |  |  |  | -0.021513 | 0 | 0.79423 | 0.86588 |  |  |  |  | 310 | 0.07165
48500 | APD_GT1_8005 | 1 | Houston | YES | -0.005415 | 137.6 | 54.6 | 137.6 | 0 | 1.0362 | Cogen | -1 | 0.021431 | 0 | 0 |  |  |  |  | -0.021431 | 0 | 0.79423 | 0.86588 |  |  |  |  | 311 | 0.07165
48511 | LPE_GT1_8070 | 1 | Houston | YES | -0.005399 | 42 | 0 | 42 | 0 | 1.0362 | GGT | -1 | 0.021415 | 42 | 42 |  |  |  |  | -0.021415 | -0.89941 | 0.79622 | 0.8672 |  |  |  |  | 312 | 0.07165
48512 | LPE_GT2_8075 | 2 | Houston | YES | -0.005399 | 42 | 0 | 42 | 0 | 1.0362 | GGT | -1 | 0.021415 | 42 | 42 |  |  |  |  | -0.021415 | -0.89941 | 0.7982 | 0.86852 |  |  |  |  | 313 | 0.07165
48513 | LPE_GT3_8080 | 3 | Houston | YES | -0.005399 | 39 | 0 | 39 | 0 | 1.0362 | GGT | -1 | 0.021415 | 39 | 39 |  |  |  |  | -0.021415 | -0.83517 | 0.80004 | 0.86974 |  |  |  |  | 314 | 0.07165
48514 | LPE_GT4_8085 | 4 | Houston | YES | -0.005399 | 39 | 0 | 39 | 0 | 1.0362 | GGT | -1 | 0.021415 | 39 | 39 |  |  |  |  | -0.021415 | -0.83517 | 0.80189 | 0.87096 |  |  |  |  | 315 | 0.070982
48593 | CHE_GT1_8015 | 1 | Houston | YES | -0.005385 | 173 | 50 | 173 | 0 | 1.0362 | Cogen | -1 | 0.021401 | 0 | 0 |  |  |  |  | -0.021401 | 0 | 0.80189 | 0.87096 |  |  |  |  | 316 | 0.070315
48594 | CHE_GN4_8025 | 4 | Houston | YES | -0.005385 | 142 | 60 | 142 | 0 | 1.0362 | Cogen | -1 | 0.021401 | 0 | 0 |  |  |  |  | -0.021401 | 0 | 0.80189 | 0.87096 |  |  |  |  | 317 | 0.069694
48873 | THW_ST3_ST_3 | 3 | Houston | YES | -0.005265 | 107 | 19 | 107 | 0 | 1.0435 | CC | -1 | 0.021281 | 107 | 107 |  |  |  |  | -0.021281 | -2.277 | 0.80694 | 0.87429 |  |  |  |  | 318 | 0.069074
48874 | THW_ST4_ST_4 | 4 | Houston | YES | -0.005265 | 108 | 19 | 108 | 0 | 1.0435 | CC | -1 | 0.021281 | 108 | 108 |  |  |  |  | -0.021281 | -2.2983 | 0.81204 | 0.87766 |  |  |  |  | 319 | 0.069074
48875 | THW_3132 | A | Houston | YES | -0.005265 | 55 | 5 | 55 | 0 | 1.0435 | CC | -1 | 0.021281 | 55 | 55 |  |  |  |  | -0.021281 | -1.1704 | 0.81464 | 0.87937 |  |  |  |  | 320 | 0.069074
48875 | THW_3132 | B | Houston | YES | -0.005265 | 53 | 5 | 53 | 0 | 1.0435 | CC | -1 | 0.021281 | 53 | 53 |  |  |  |  | -0.021281 | -1.1279 | 0.81715 | 0.88102 |  |  |  |  | 321 | 0.067351
48877 | THW_3334 | C | Houston | YES | -0.005265 | 55 | 5 | 55 | 0 | 1.0435 | CC | -1 | 0.021281 | 55 | 55 |  |  |  |  | -0.021281 | -1.1704 | 0.81975 | 0.88273 |  |  |  |  | 322 | 0.065613
48877 | THW_3334 | D | Houston | YES | -0.005265 | 57 | 5 | 57 | 0 | 1.0435 | CC | -1 | 0.021281 | 57 | 57 |  |  |  |  | -0.021281 | -1.213 | 0.82244 | 0.88451 |  |  |  |  | 323 | 0.064727
48879 | THW_4142 | E | Houston | YES | -0.005265 | 56 | 5 | 56 | 0 | 1.0435 | CC | -1 | 0.021281 | 56 | 56 |  |  |  |  | -0.021281 | -1.1917 | 0.82508 | 0.88625 |  |  |  |  | 324 | 0.063874
48879 | THW_4142 | F | Houston | YES | -0.005265 | 55 | 5 | 55 | 0 | 1.0435 | CC | -1 | 0.021281 | 55 | 55 |  |  |  |  | -0.021281 | -1.1704 | 0.82768 | 0.88797 |  |  |  |  | 325 | 0.062989
48881 | THW_4344 | G | Houston | YES | -0.005265 | 58 | 5 | 58 | 0 | 1.0435 | CC | -1 | 0.021281 | 58 | 58 |  |  |  |  | -0.021281 | -1.2343 | 0.83042 | 0.88977 |  |  |  |  | 326 | 0.062071
48881 | THW_4344 | H | Houston | YES | -0.005265 | 58 | 5 | 58 | 0 | 1.0435 | CC | -1 | 0.021281 | 58 | 58 |  |  |  |  | -0.021281 | -1.2343 | 0.83316 | 0.89158 |  |  |  |  | 327 | 0.061169
48582 | CBY_GN2_2 | 2 | Houston | YES | -0.005174 | 596.8 | 110 | 746 | 0 | 1.0435 | GSC | -1 | 0.02119 | 746 | 746 |  |  |  |  | -0.02119 | -15.8074 | 0.86841 | 0.91472 |  |  |  |  | 328 | 0.060284
48883 | THW_GT1_GT_1 | B2 | Houston | YES | -0.005123 | 0 | 0 | 12 |  | 1.043 | GGT | -1 | 0.021139 | 12 | 12 |  |  |  |  | -0.021139 | -0.25366 | 0.86898 | 0.91509 |  |  |  |  | 329 | 0.05935
49803 | EXN_15GT | 1 | Houston | YES | -0.00511 | 33 | 8.3 | 34 |  | 1.0326 | Cogen | -1 | 0.021126 | 0 | 0 |  |  |  |  | -0.021126 | 0 | 0.86898 | 0.91509 |  |  |  |  | 330 | 0.058417
49804 | EXN_16GT | 2 | Houston | YES | -0.00511 | 32 | 8.3 | 34.7 |  | 1.0326 | Cogen | -1 | 0.021126 | 0 | 0 |  |  |  |  | -0.021126 | 0 | 0.86898 | 0.91509 |  |  |  |  | 331 | 0.046307
49805 | EXN_17GT | 3 | Houston | YES | -0.00511 | 31 | 8.3 | 32.7 |  | 1.0326 | Cogen | -1 | 0.021126 | 0 | 0 |  |  |  |  | -0.021126 | 0 | 0.86898 | 0.91509 |  |  |  |  | 332 | 0.046112
49826 | EXN938GT | 5 | Houston | YES | -0.00511 | 43 | 9.2 | 45.9 |  | 1.0326 | Cogen | -1 | 0.021126 | 0 | 0 |  |  |  |  | -0.021126 | 0 | 0.86898 | 0.91509 |  |  |  |  | 333 | 0.046112
49828 | EXN941GT | 10 | Houston | YES | -0.00511 | 17.7 | 5.4 | 17.7 | 0 | 1.0326 | Cogen | -1 | 0.021126 | 0 | 0 |  |  |  |  | -0.021126 | 0 | 0.86898 | 0.91509 |  |  |  |  | 334 | 0.046112
49829 | EXN942GT | 11 | Houston | YES | -0.00511 | 20 | 5.4 | 20.4 | 0 | 1.0326 | Cogen | -1 | 0.021126 | 0 | 0 |  |  |  |  | -0.021126 | 0 | 0.86898 | 0.91509 |  |  |  |  | 335 | 0.046112
49830 | EXN943GT | 12 | Houston | YES | -0.00511 | 19 | 5.4 | 19.9 | 0 | 1.0326 | Cogen | -1 | 0.021126 | 0 | 0 |  |  |  |  | -0.021126 | 0 | 0.86898 | 0.91509 |  |  |  |  | 336 | 0.046112
49831 | EXN944GT | 13 | Houston | YES | -0.00511 | 33 | 5.4 | 35 | 0 | 1.0326 | Cogen | -1 | 0.021126 | 0 | 0 |  |  |  |  | -0.021126 | 0 | 0.86898 | 0.91509 |  |  |  |  | 337 | 0.046112
49832 | EXN945GT | 9 | Houston | YES | -0.00511 | 18.5 | 9.2 | 18.5 |  | 1.0326 | Cogen | -1 | 0.021126 | 0 | 0 |  |  |  |  | -0.021126 | 0 | 0.86898 | 0.91509 |  |  |  |  | 338 | 0.046112
49837 | EXN_GT | 4 | Houston | YES | -0.00511 | 81 | 21.3 | 85.4 |  | 1.0326 | Cogen | -1 | 0.021126 | 0 | 0 |  |  |  |  | -0.021126 | 0 | 0.86898 | 0.91509 |  |  |  |  | 339 | 0.046112
49838 | EXN_14GT | 14 | Houston | YES | -0.00511 | 140 | 0 | 148 |  | 1.0326 | Cogen | -1 | 0.021126 | 0 | 0 |  |  |  |  | -0.021126 | 0 | 0.86898 | 0.91509 |  |  |  |  | 340 | 0.046112
48651 | EP_1_2 | 1 | Houston | YES | -0.005048 | 4 | 0 | 5 | 0 | 1.0362 | Cogen | -1 | 0.021064 | 0 | 0 |  |  |  |  | -0.021064 | 0 | 0.86898 | 0.91509 |  |  |  |  | 341 | 0.046112
48651 | EP_1_2 | 2 | Houston | YES | -0.005048 | 17.7 | 10 | 21 | 0 | 1.0362 | Cogen | -1 | 0.021064 | 0 | 0 |  |  |  |  | -0.021064 | 0 | 0.86898 | 0.91509 |  |  |  |  | 342 | 0.046112
48940 | WARVUE_GT1 | G1 | Houston | YES | -0.005047 | 15 | 0 | 15 |  | 1.021 | Cogen | -1 | 0.021063 | 0 | 0 |  |  |  |  | -0.021063 | 0 | 0.86898 | 0.91509 |  |  |  |  | 343 | 0.046112
48581 | CBY_GN1_1 | 1 | Houston | YES | -0.005045 | 595.2 | 108 | 744 | 0 | 1.0435 | GSC | -1 | 0.021061 | 744 | 744 |  |  |  |  | -0.021061 | -15.669 | 0.90413 | 0.93802 |  |  |  |  | 344 | 0.046112
48791 | PSA_GT1_8160 | 1 | Houston | YES | -0.005042 | 52 | 20.8 | 65 | 0 | 1.0362 | Cogen | -1 | 0.021058 | 0 | 0 |  |  |  |  | -0.021058 | 0 | 0.90413 | 0.93802 |  |  |  |  | 345 | 0.046112
48792 | PSA_GT2_8155 | 2 | Houston | YES | -0.005042 | 52.8 | 20.3 | 66 | 0 | 1.0362 | Cogen | -1 | 0.021058 | 0 | 0 |  |  |  |  | -0.021058 | 0 | 0.90413 | 0.93802 |  |  |  |  | 346 | 0.046112
48793 | PSA_GT3_8150 | 3 | Houston | YES | -0.005042 | 56 | 20.3 | 70 | 0 | 1.0362 | Cogen | -1 | 0.021058 | 0 | 0 |  |  |  |  | -0.021058 | 0 | 0.90413 | 0.93802 |  |  |  |  | 347 | 0.033894
48794 | PSA_GT4_8145 | 4 | Houston | YES | -0.005042 | 52.8 | 20.3 | 66 | 0 | 1.0362 | Cogen | -1 | 0.021058 | 0 | 0 |  |  |  |  | -0.021058 | 0 | 0.90413 | 0.93802 |  |  |  |  | 348 | 0.033894
48795 | PSA_GT5_8140 | 5 | Houston | YES | -0.005042 | 51.2 | 20.3 | 64 | 0 | 1.0362 | Cogen | -1 | 0.021058 | 0 | 0 |  |  |  |  | -0.021058 | 0 | 0.90413 | 0.93802 |  |  |  |  | 349 | 0.033894
48796 | PSA_GN1_8165 | 1 | Houston | YES | -0.005042 | 83.2 | 43.1 | 104 | 0 | 1.0362 | Cogen | -1 | 0.021058 | 0 | 0 |  |  |  |  | -0.021058 | 0 | 0.90413 | 0.93802 |  |  |  |  | 350 | 0.033894
48797 | PSA_GT6_8135 | 6 | Houston | YES | -0.005042 | 47.2 | 34.5 | 59 | 0 | 1.0362 | Cogen | -1 | 0.021058 | 0 | 0 |  |  |  |  | -0.021058 | 0 | 0.90413 | 0.93802 |  |  |  |  | 351 | 0.033894
48815 | CVC_GT4_8005 | 4 | Houston | YES | -0.005007 | 165 | 91.8 | 165 |  | 1.0362 | Cogen | -1 | 0.021023 | 0 | 0 |  |  |  |  | -0.021023 | 0 | 0.90413 | 0.93802 |  |  |  |  | 352 | 0.033894
48583 | CBY_GT4_1 | 1 | Houston | YES | -0.00499 | 172 | 0 | 172 | 0 | 1.027 | GSC | -1 | 0.021006 | 172 | 172 |  |  |  |  | -0.021006 | -3.613 | 0.91225 | 0.94331 |  |  |  |  | 353 | 0.033894
48584 | CBY_GT4_2 | 2 | Houston | YES | -0.00499 | 172 | 0 | 172 | 0 | 1.027 | CC | -1 | 0.021006 | 172 | 172 |  |  |  |  | -0.021006 | -3.613 | 0.92038 | 0.9486 |  |  |  |  | 354 | 0.033894
48585 | CBY_ST4_1 | 3 | Houston | YES | -0.00499 | 172 | 0 | 172 | 0 | 1.027 | CC | -1 | 0.021006 | 172 | 172 |  |  |  |  | -0.021006 | -3.613 | 0.9285 | 0.95388 |  |  |  |  | 355 | 0.033894
48595 | BTE_GT2_8075 | 1 | Houston | YES | -0.004883 | 162.8 | 130 | 162.8 | 0 | 1.0261 | CC | -1 | 0.020899 | 162.8 | 162.8 |  |  |  |  | -0.020899 | -3.4023 | 0.9362 | 0.95886 |  |  |  |  | 356 | 0.031056
48596 | BTE_GT3_8045 | 2 | Houston | YES | -0.004883 | 161.4 | 130 | 161.4 | 0 | 1.0261 | CC | -1 | 0.020899 | 161.4 | 161.4 |  |  |  |  | -0.020899 | -3.373 | 0.94382 | 0.9638 |  |  |  |  | 357 | 0.028218
48597 | BTE_GT4_8055 | 3 | Houston | YES | -0.004883 | 158.9 | 130 | 158.9 | 0 | 1.0261 | CC | -1 | 0.020899 | 158.9 | 158.9 |  |  |  |  | -0.020899 | -3.3208 | 0.95133 | 0.96866 |  |  |  |  | 358 | 0.02538
48598 | BTE_ST1_8070 | 4 | Houston | YES | -0.004883 | 269.2 | 60 | 269.2 | 0 | 1.0261 | CC | -1 | 0.020899 | 269.2 | 269.2 |  |  |  |  | -0.020899 | -5.6259 | 0.96405 | 0.97689 |  |  |  |  | 359 | 0.022668
48690 | GBY_GN5_5 | 5 | Houston | YES | -0.004847 | 318.4 | 81 | 398 |  | 1.0362 | GSC | -1 | 0.020863 | 398 | 398 |  |  |  |  | -0.020863 | -8.3033 | 0.98285 | 0.98905 |  |  |  |  | 360 | 0.019979
48885 | THW_5152 | B | Houston | YES | -0.004799 | 47.2 | 5 | 59 |  | 1.0319 | GGT | -1 | 0.020815 | 59 | 59 |  |  |  |  | -0.020815 | -1.2281 | 0.98564 | 0.99084 |  |  |  |  | 361 | 0.017332
48885 | THW_5152 | A | Houston | YES | -0.004799 | 46.4 | 5 | 58 |  | 1.0319 | GGT | -1 | 0.020815 | 58 | 58 |  |  |  |  | -0.020815 | -1.2072 | 0.98838 | 0.99261 |  |  |  |  | 362 | 0.012848
48886 | THW_5354 | D | Houston | YES | -0.004799 | 46.4 | 5 | 58 |  | 1.0319 | GGT | -1 | 0.020815 | 58 | 58 |  |  |  |  | -0.020815 | -1.2072 | 0.99112 | 0.99438 |  |  |  |  | 363 | 0.0061969
48886 | THW_5354 | C | Houston | YES | -0.004799 | 45.6 | 5 | 57 |  | 1.0319 | GGT | -1 | 0.020815 | 57 | 57 |  |  |  |  | -0.020815 | -1.1864 | 0.99381 | 0.99611 |  |  |  |  | 364 | 0.0052068
48887 | THW_5556 | E | Houston | YES | -0.004799 | 47.2 | 5 | 59 |  | 1.0319 | GGT | -1 | 0.020815 | 59 | 59 |  |  |  |  | -0.020815 | -1.2281 | 0.9966 | 0.99791 |  |  |  |  | 365 | 0.0042335
48887 | THW_5556 | F | Houston | YES | -0.004799 | 45.6 | 5 | 57 |  | 1.0319 | GGT | -1 | 0.020815 | 57 | 57 |  |  |  |  | -0.020815 | -1.1864 | 0.99929 | 0.99965 |  |  |  |  | 366 | 0.0032602
48591 | CHE_GT2_5030 | 2 | Houston | YES | -0.004147 | 173 | 50 | 173 | 0 | 1.029 | Cogen | -1 | 0.020163 | 0 | 0 |  |  |  |  | -0.020163 | 0 | 0.99929 | 0.99965 |  |  |  |  | 367 | 0.0023037
48811 | CVC_GT3_5045 | 3 | Houston | YES | -0.004147 | 156 | 91.8 | 156 | 0 | 1.029 | Cogen | -1 | 0.020163 | 0 | 0 |  |  |  |  | -0.020163 | 0 | 0.99929 | 0.99965 |  |  |  |  | 368 | 0.0013136
48812 | CVC_GT2_5020 | 2 | Houston | YES | -0.004147 | 158 | 91.8 | 158 | 0 | 1.029 | Cogen | -1 | 0.020163 | 0 | 0 |  |  |  |  | -0.020163 | 0 | 0.99929 | 0.99965 |  |  |  |  | 369 | 0.00035707
48813 | CVC_GT1_5035 | 1 | Houston | YES | -0.004147 | 160 | 91.8 | 160 | 0 | 1.029 | Cogen | -1 | 0.020163 | 0 | 0 |  |  |  |  | -0.020163 | 0 | 0.99929 | 0.99965 |  |  |  |  | 370 | 0.00035707
48814 | CVC_ST5_5040 | 1 | Houston | YES | -0.004147 | 162 | 91.8 | 162 | 0 | 1.029 | Cogen | -1 | 0.020163 | 0 | 0 |  |  |  |  | -0.020163 | 0 | 0.99929 | 0.99965 |  |  |  |  | 371 | 0.00035707
8032 | AMISTADHYD1 | 1 | South | YES | -0.003562 | 33 | 13 | 33 | 0 | 1.03 | Hydro | -1 | 0.019578 | 0 | 0 |  |  | 0 | 0 | -0.019578 | 0 | 0.99929 | 0.99965 |  |  |  |  | 372 | 0.00035707
8033 | AMISTADHYD2 | 2 | South | YES | -0.003562 | 25 | 13 | 25 | 0 | 1.03 | Hydro | -1 | 0.019578 | 0 | 0 |  |  | 0 | 0 | -0.019578 | 0 | 0.99929 | 0.99965 |  |  |  |  | 373 | 0.00035707
88253 | HAMILTON | F | South | YES | -0.003562 | 0 | 0 | 0 | 0 | 1.04 | BLT | -1 | 0.019578 | 0 | 0 |  |  | 0 | 0 | -0.019578 | 0 | 0.99929 | 0.99965 |  |  |  |  | 374 | 0.00035707
5934 | SI_RAY5 | 5 | South | YES | 0 | 0 | 10 | 15 |  | 1.035 | GST | -1 | 0.016016 | 15 | 15 |  |  | 0 | 15 | -0.016016 | -0.24023 | 1 | 1 |  |  |  |  | 375 | 0.00035707
8139 | JOS #1 | MB | South | YES | 0 | 0 | 45 | 255 |  | 1.02 | GST | -1 | 0.016016 | 0 | 0 |  |  | 0 | 0 | -0.016016 | 0 | 1 | 1 |  |  |  |  | 376 | 0.00035707
8285 | LAR #1 | MB | South | YES | 0 | 0 | 9 | 32 |  | 1.0497 | GST | -1 | 0.016016 | 0 | 0 |  |  | 0 | 0 | -0.016016 | 0 | 1 | 1 |  |  |  |  | 377 | 0.00035707
8287 | LAR #2 | MB | South | YES | 0 | 0 | 9 | 32 |  | 1.04 | GST | -1 | 0.016016 | 0 | 0 |  |  | 0 | 0 | -0.016016 | 0 | 1 | 1 |  |  |  |  | 378 | 0
8288 | LAR #3 | MB | South | YES | 0 | 0 | 25 | 105 |  | 1.04 | GST | -1 | 0.016016 | 0 | 0 |  |  | 0 | 0 | -0.016016 | 0 | 1 | 1 |  |  |  |  | 379 | 0
8388 | BATES0A | MB | South | YES | 0 | 0 | 21 | 71 |  | 1.033 | GST | -1 | 0.016016 | 0 | 0 |  |  | 0 | 0 | -0.016016 | 0 | 1 | 1 |  |  |  |  | 380 | 0
8393 | BATES0B | MB | South | YES | 0 | 0 | 25 | 110 |  | 1.03 | GST | -1 | 0.016016 | 0 | 0 |  |  | 0 | 0 | -0.016016 | 0 | 1 | 1 |  |  |  |  | 381 | 0
8437 | NUECES_B0C | MB | South | YES | 0 | 0 | 7 | 30 |  | 1.03 | GST | -1 | 0.016016 | 0 | 0 |  |  | 0 | 0 | -0.016016 | 0 | 1 | 1 |  |  |  |  | 382 | 0
8438 | NUECES_B0B | MB | South | YES | 0 | 0 | 26 | 169 |  | 1.03 | GST | -1 | 0.016016 | 0 | 0 |  |  | 0 | 0 | -0.016016 | 0 | 1 | 1 |  |  |  |  | 383 | 0
39190 | TNSLCGN1__8 | 1 | Houston | YES | 0 | 0 | 10 | 30 |  | 1.03 | Cogen | -1 | 0.016016 | 0 | 0 |  |  |  |  | -0.016016 | 0 | 1 | 1 |  |  |  |  | 384 | 0
48671 | FTR_GT1_5105 | 1 | North | YES | 0.001749 | 154.2 | 0 | 154.2 | 0 | 1.0319 | CC | 1 | 0.025059 | 154.2 | 154.2 | 0.2697 | 154.2 |  |  | 0.025059 | 3.8642 | [6 empty] | 385 | 0
48672 | FTR_GT2_5110 | 2 | North | YES | 0.001749 | 159 | 0 | 159 | 0 | 1.0319 | CC | 1 | 0.025059 | 159 | 159 | 0.27809 | 159 |  |  | 0.025059 | 3.9844 | [6 empty] | 386 | 0
48673 | FTR_GT3_5085 | 3 | North | YES | 0.001749 | 158 | 0 | 158 | 0 | 1.0319 | CC | 1 | 0.025059 | 158 | 158 | 0.27634 | 158 |  |  | 0.025059 | 3.9594 | [6 empty] | 387 | 0
48674 | FTR_CN4_5095 | 4 | North | YES | 0.001749 | 380 | 0 | 380 | 0 | 1.0319 | CC | 1 | 0.025059 | 380 | 380 | 0.66462 | 380 |  |  | 0.025059 | 9.5226 | [6 empty] | 388 | 0
32883 | BRYN_DNSBY3 | 1 | North | YES | 0.001948 | 0 | 2 | 48 |  | 1.015 | GST | 1 | 0.025258 | 48 | 48 | 0.093504 | 48 |  |  | 0.025258 | 1.2124 | [6 empty] | 389 | 0
32884 | BRYN_DNSBY13 | 1 | North | YES | 0.001948 | 46 | 2 | 46 | 0 | 1.015 | GST | 1 | 0.025258 | 46 | 46 | 0.089608 | 46 |  |  | 0.025258 | 1.1619 | [6 empty] | 390 | 0
32892 | BRYN_DNSBY14 | 1 | North | YES | 0.001948 | 84 | 25 | 105 | 0 | 1.035 | GST | 1 | 0.025258 | 105 | 105 | 0.20454 | 105 |  |  | 0.025258 | 2.6521
32886 | BRYN_ATKINS3 | MB | North | YES | 0.002242 | 0 | 5 | 12 |  | 1 | GST | 1 | 0.025552 | 0 | 0 | 0 | 0 |  |  | 0.025552 | 0
32887 | BRYN_ATKINS6 | MB | North | YES | 0.002242 | 0 | 12 | 51 |  | 1.028 | GST | 1 | 0.025552 | 0 | 0 | 0 | 0 |  |  | 0.025552 | 0
32888 | BRYN_ATKINS7 | 1 | North | YES | 0.002242 | 13.6 | 4 | 17 |  | 1.028 | GGT | 1 | 0.025552 | 17 | 17 | 0.038114 | 17 |  |  | 0.025552 | 0.43439
32890 | BRYN_ATKINS4 | MB | North | YES | 0.002242 | 0 | 5 | 22 |  | 1.031 | GST | 1 | 0.025552 | 0 | 0 | 0 | 0 |  |  | 0.025552 | 0
32891 | BRYN_ATKINS5 | MB | North | YES | 0.002242 | 0 | 5 | 25 |  | 1.031 | GST | 1 | 0.025552 | 0 | 0 | 0 | 0 |  |  | 0.025552 | 0
32798 | BRYN_TAMUGEN | 1 | North | YES | 0.00235 | 32 | 0 | 32 |  | 1.02 | GST | 1 | 0.02566 | 32 | 32 | 0.0752 | 32 |  |  | 0.02566 | 0.82113
990 | GIBN_CREK_G1 | 1 | North | YES | 0.002921 | 463 | 200 | 463 | 0 | 1.0275 | LIGCO | 1 | 0.026231 | 0 | 463 | 1.3524 | 463 |  |  | 0.026231 | 12.1452
3416 | LAKE_CRK1_G | 1 | North | YES | 0.006297 | 60 | 33 | 75 |  | 1.029 | GST | 1 | 0.029607 | 75 | 75 | 0.47228 | 75 |  |  | 0.029607 | 2.2206
3417 | LAKE_CRK2_G | 2 | North | YES | 0.006297 | 177.6 | 40 | 222 | 0 | 1.029 | GST | 1 | 0.029607 | 222 | 222 | 1.3979 | 222 |  |  | 0.029607 | 6.5728
39960 | TNTNPONE_18 | 1 | North | YES | 0.006876 | 152.3 | 30 | 152.3 |  | 1.04 | LIGCO | 1 | 0.030186 | 0 | 152.3 | 1.0472 | 152.3 |  |  | 0.030186 | 4.5974
39970 | TNTNPONE_28 | 1 | North | YES | 0.006876 | 153 | 30 | 153 |  | 1.04 | LIGCO | 1 | 0.030186 | 0 | 153 | 1.052 | 153 |  |  | 0.030186 | 4.6185
48721 | LEG_1___1 | 1 | North | YES | 0.008501 | 827 | 357 | 827 | 0 | 1.0348 | LIGCO | 1 | 0.031811 | 0 | 827 | 7.0303 | 827 |  |  | 0.031811 | 26.3081
48722 | LEG_2___2 | 2 | North | YES | 0.008501 | 819 | 357 | 819 | 0 | 1.0348 | LIGCO | 1 | 0.031811 | 0 | 819 | 6.9623 | 819 |  |  | 0.031811 | 26.0536
238 | BOSQUESW505 | 1 | North | YES | 0.011074 | 255 | 0 | 255 | 0 | 1.02 | CC | 1 | 0.034384 | 255 | 255 | 2.8239 | 255 |  |  | 0.034384 | 8.768
239 | BOSQUESW502 | 1 | North | YES | 0.011074 | 119.2 | 0 | 149 | 0 | 1.02 | GGT | 1 | 0.034384 | 149 | 149 | 1.65 | 149 |  |  | 0.034384 | 5.1233
247 | BOSQUESW501 | 2 | North | YES | 0.011074 | 124.8 | 0 | 156 | 0 | 1.02 | GGT | 1 | 0.034384 | 156 | 156 | 1.7275 | 156 |  |  | 0.034384 | 5.364
3403 | THOUSE_1G | 1 | North | YES | 0.011112 | 563 | 200 | 563 | 0 | 1.012 | GSC | 1 | 0.034422 | 563 | 563 | 6.2561 | 563 |  |  | 0.034422 | 19.3798
3404 | THOUSE_2G | 2 | North | YES | 0.011112 | 807 | 250 | 807 | 0 | 1.012 | GSC | 1 | 0.034422 | 807 | 807 | 8.9674 | 807 |  |  | 0.034422 | 27.7789
251 | BOSQUESW803 | 2 | North | YES | 0.011865 | 150 | 0 | 150 | 0 | 1.032 | CC | 1 | 0.035175 | 150 | 150 | 1.7797 | 150 |  |  | 0.035175 | 5.2763
253 | BOSQUESW804 | 2 | North | YES | 0.011865 | 80 | 0 | 80 | 0 | 1.032 | CC | 1 | 0.035175 | 80 | 80 | 0.9492 | 80 |  |  | 0.035175 | 2.814
3381 | BBRN_1G | 1 | North | YES | 0.012337 | 618 | 225 | 618 | 0 | 1.03 | LIGCO | 1 | 0.035647 | 0 | 618 | 7.6243 | 618 |  |  | 0.035647 | 22.0301
3382 | BBRN_2G | 2 | North | YES | 0.012337 | 589 | 225 | 589 | 0 | 1.03 | LIGCO | 1 | 0.035647 | 0 | 589 | 7.2665 | 589 |  |  | 0.035647 | 20.9963
13131 | CALFREST_1G | 1 | North | YES | 0.01274 | 150.7 | 40 | 150.7 | 0 | 1.031 | CC | 1 | 0.03605 | 150.7 | 150.7 | 1.9199 | 150.7 |  |  | 0.03605 | 5.4328
13132 | CALFREST_2G | 2 | North | YES | 0.01274 | 151 | 57 | 151 | 0 | 1.031 | CC | 1 | 0.03605 | 151 | 151 | 1.9237 | 151 |  |  | 0.03605 | 5.4436
13133 | CALFREST_3G | 3 | North | YES | 0.01274 | 177.4 | 40 | 177.4 | 0 | 1.031 | CC | 1 | 0.03605 | 177.4 | 177.4 | 2.2601 | 177.4 |  |  | 0.03605 | 6.3953
13134 | CALFREST_4G | 4 | North | YES | 0.012806 | 151.5 | 40 | 151.5 | 0 | 1.031 | CC | 1 | 0.036116 | 151.5 | 151.5 | 1.9401 | 151.5 |  |  | 0.036116 | 5.4716
13135 | CALFREST_5G | 5 | North | YES | 0.012806 | 152.3 | 57 | 152.3 | 0 | 1.031 | CC | 1 | 0.036116 | 152.3 | 152.3 | 1.9504 | 152.3 |  |  | 0.036116 | 5.5005
13136 | CALFREST_6G | 6 | North | YES | 0.012806 | 177.5 | 40 | 177.5 | 0 | 1.031 | CC | 1 | 0.036116 | 177.5 | 177.5 | 2.2731 | 177.5 |  |  | 0.036116 | 6.4107
244 | WHITNYDM01 | 1 | North | YES | 0.013664 | 15 | 0 | 15 | 0 | 1.035 | Hydro | 1 | 0.036974 | 0 | 0 | 0 | 0 |  |  | 0.036974 | 0
245 | WHITNYDM02 | 2 | North | YES | 0.013664 | 15 | 0 | 15 | 0 | 1.035 | Hydro | 1 | 0.036974 | 0 | 0 | 0 | 0 |  |  | 0.036974 | 0
3107 | STRYKER_1G | 1 | North | YES | 0.014472 | 145.6 | 45 | 182 | 0 | 1.029 | GST | 1 | 0.037782 | 182 | 182 | 2.6339 | 182 |  |  | 0.037782 | 6.8764
3108 | STRYKER_2G | 2 | North | YES | 0.014472 | 484 | 75 | 484 | 0 | 1.029 | GST | 1 | 0.037782 | 484 | 484 | 7.0044 | 484 |  |  | 0.037782 | 18.2867
3309 | ASPN_G | 1 | North | YES | 0.014565 | 50 | 0 | 50 |  | 1 | Bio | 1 | 0.037875 | 50 | 50 | 0.72825 | 50 |  |  | 0.037875 | 1.8938
3348 | CHAMPION_1G | MB | North | YES | 0.014582 | 0 | 42 | 42 |  | 1 | Cogen | 1 | 0.037892 | 0 | 0 | 0 | 0 |  |  | 0.037892 | 0
3126 | TRINIDAD_6G | 1 | North | YES | 0.014651 | 179.2 | 46 | 224 | 0 | 1 | GST | 1 | 0.037961 | 224 | 224 | 3.2818 | 224 |  |  | 0.037961 | 8.5034
13116 | TGATEWAY_1G | 1 | North | YES | 0.014772 | 151 | 30 | 151 | 0 | 1.0232 | CC | 1 | 0.038082 | 151 | 151 | 2.2306 | 151 |  |  | 0.038082 | 5.7504
13117 | TGATEWAY_2G | 2 | North | YES | 0.014772 | 130 | 30 | 130 | 0 | 1.0232 | CC | 1 | 0.038082 | 130 | 130 | 1.9204 | 130 |  |  | 0.038082 | 4.9507
13118 | TGATEWAY_3G | 3 | North | YES | 0.014772 | 148 | 30 | 148 | 0 | 1.0232 | CC | 1 | 0.038082 | 148 | 148 | 2.1863 | 148 |  |  | 0.038082 | 5.6362
13119 | TGATEWAY_4G | 4 | North | YES | 0.014772 | 399 | 65 | 399 | 0 | 1.0232 | CC | 1 | 0.038082 | 399 | 399 | 5.894 | 399 |  |  | 0.038082 | 15.1949
3097 | MARTLAKE_1G | 1 | North | YES | 0.014964 | 790 | 500 | 790 | 0 | 1.017 | LIGCO | 1 | 0.038274 | 0 | 790 | 11.8216 | 790 |  |  | 0.038274 | 30.2368
3098 | MARTLAKE_2G | 2 | North | YES | 0.014964 | 795 | 461 | 795 | 0 | 1.017 | LIGCO | 1 | 0.038274 | 0 | 795 | 11.8964 | 795 |  |  | 0.038274 | 30.4282
3099 | MARTLAKE_3G | 3 | North | YES | 0.014964 | 804 | 500 | 804 | 0 | 1.017 | LIGCO | 1 | 0.038274 | 0 | 804 | 12.0311 | 804 |  |  | 0.038274 | 30.7726
12322 | ENNSTRAC_1G | 1 | North | YES | 0.016232 | 196 | 130 | 196 | 0 | 1.036 | CC | 1 | 0.039542 | 196 | 196 | 3.1815 | 196 |  |  | 0.039542 | 7.7503
12323 | ENNSTRAC_2G | 2 | North | YES | 0.016232 | 116 | 100 | 116 | 0 | 1.036 | CC | 1 | 0.039542 | 116 | 116 | 1.8829 | 116 |  |  | 0.039542 | 4.5869
12411 | FPLEFR1A_G | 1 | North | YES | 0.016394 | 161 | 72 | 161 | 0 | 1 | CC | 1 | 0.039704 | 161 | 161 | 2.6394 | 161 |  |  | 0.039704 | 6.3924
12412 | FPLEFR1B_G | 2 | North | YES | 0.016394 | 164 | 72 | 164 | 0 | 1 | CC | 1 | 0.039704 | 164 | 164 | 2.6886 | 164 |  |  | 0.039704 | 6.5115
12413 | FPLEFR1C_G | 3 | North | YES | 0.016394 | 164 | 72 | 164 | 0 | 1 | CC | 1 | 0.039704 | 164 | 164 | 2.6886 | 164 |  |  | 0.039704 | 6.5115
12414 | FPLEFR1S_G | 4 | North | YES | 0.016394 | 414 | 191 | 414 | 0 | 1 | CC | 1 | 0.039704 | 414 | 414 | 6.7871 | 414 |  |  | 0.039704 | 16.4376
12421 | FPLEFR2A_G | 1 | North | YES | 0.016394 | 162 | 72 | 162 | 0 | 1 | CC | 1 | 0.039704 | 162 | 162 | 2.6558 | 162 |  |  | 0.039704 | 6.4321
12422 | FPLEFR2B_G | 2 | North | YES | 0.016394 | 161 | 72 | 161 | 0 | 1 | CC | 1 | 0.039704 | 161 | 161 | 2.6394 | 161 |  |  | 0.039704 | 6.3924
12423 | FPLEFR2C_G | 3 | North | YES | 0.016394 | 163 | 72 | 163 | 0 | 1 | CC | 1 | 0.039704 | 163 | 163 | 2.6722 | 163 |  |  | 0.039704 | 6.4718
12424 | FPLEFR2S_G | 4 | North | YES | 0.016394 | 415 | 191 | 415 | 0 | 1 | CC | 1 | 0.039704 | 415 | 415 | 6.8035 | 415 |  |  | 0.039704 | 16.4773
12440 | PARKD_1SVC8 | 1 | North | YES | 0.016604 | 0 | 0 | 0 | 0 | 1.007 | GST | 1 | 0.039914 | 0 | 0 | 0 | 0 |  |  | 0.039914 | 0
12449 | PARKD_2SVC8 | 1 | North | YES | 0.016604 | 0 | 0 | 0 | 0 | 1.007 | GST | 1 | 0.039914 | 0 | 0 | 0 | 0 |  |  | 0.039914 | 0
2451 | LKHB1_G | 1 | North | YES | 0.016613 | 0 | 80 | 391 |  | 1.022 | GST | 1 | 0.039923 | 391 | 391 | 6.4957 | 391 |  |  | 0.039923 | 15.6101
2452 | LKHB2_G | 2 | North | YES | 0.016613 | 516 | 80 | 516 | 0 | 1.022 | GST | 1 | 0.039923 | 516 | 516 | 8.5723 | 516 |  |  | 0.039923 | 20.6005
948 | STEAM1 | 1 | North | YES | 0.01682 | 0 | 12 | 20 |  | 1.02 | GST | 1 | 0.04013 | 20 | 20 | 0.3364 | 20 |  |  | 0.04013 | 0.80261
949 | STEAM2 | 1 | North | YES | 0.01682 | 26 | 8 | 26 | 0 | 0.99 | GST | 1 | 0.04013 | 26 | 26 | 0.43732 | 26 |  |  | 0.04013 | 1.0434
950 | STEAM3 | 1 | North | YES | 0.01682 | 41 | 13 | 42 | 0 | 1.02 | GST | 1 | 0.04013 | 42 | 42 | 0.70644 | 42 |  |  | 0.04013 | 1.6855
837 | NEWMAN_G5 | 1 | North | YES | 0.01686 | 0 | 15 | 40 |  | 1.01 | GST | 1 | 0.04017 | 40 | 40 | 0.6744 | 40 |  |  | 0.04017 | 1.6068
1941 | MDLTHELP_1G | 1 | North | YES | 0.016861 | 216.4 | 74 | 216.4 | 0 | 1 | CC | 1 | 0.040171 | 216.4 | 216.4 | 3.6487 | 216.4 |  |  | 0.040171 | 8.6931
1942 | MDLTHELP_2G | 2 | North | YES | 0.016861 | 216.1 | 74 | 216.1 | 0 | 1 | CC | 1 | 0.040171 | 216.1 | 216.1 | 3.6437 | 216.1 |  |  | 0.040171 | 8.681
842 | OLINGER_G1 | 1 | North | YES | 0.016898 | 55.4 | 20 | 79 | 0 | 1.03 | GST | 1 | 0.040208 | 79 | 79 | 1.3349 | 79 |  |  | 0.040208 | 3.1765
843 | OLINGER_G2 | 1 | North | YES | 0.016898 | 76.2 | 25 | 110 | 0 | 1.03 | GST | 1 | 0.040208 | 110 | 110 | 1.8588 | 110 |  |  | 0.040208 | 4.4229
844 | OLINGER_G3 | 1 | North | YES | 0.016898 | 103.9 | 45 | 150 | 0 | 1.03 | GST | 1 | 0.040208 | 150 | 150 | 2.5347 | 150 |  |  | 0.040208 | 6.0313
845 | OLINGER_G4 | 1 | North | YES | 0.016898 | 51.9 | 0 | 76 | 0 | 1.03 | GGT | 1 | 0.040208 | 76 | 76 | 1.2842 | 76 |  |  | 0.040208 | 3.0558
2413 | MTCK6_G | 6 | North | YES | 0.016962 | 0 | 30 | 118 |  | 1.022 | GST | 1 | 0.040272 | 118 | 118 | 2.0015 | 118 |  |  | 0.040272 | 4.7521
2414 | MTCK7_G | 7 | North | YES | 0.016962 | 0 | 30 | 115 |  | 1.022 | GST | 1 | 0.040272 | 115 | 115 | 1.9506 | 115 |  |  | 0.040272 | 4.6313
2417 | MTCK8_G | 8 | North | YES | 0.016962 | 444.8 | 60 | 556 | 0 | 1.022 | GSC | 1 | 0.040272 | 556 | 556 | 9.4309 | 556 |  |  | 0.040272 | 22.3915
1701 | MOSES_1G | 1 | North | YES | 0.017087 | 558 | 175 | 558 | 0 | 1.023 | LIGCO | 1 | 0.040397 | 0 | 558 | 9.5345 | 558 |  |  | 0.040397 | 22.5418
1702 | MOSES_2G | 2 | North | YES | 0.017087 | 579 | 175 | 579 | 0 | 1.023 | LIGCO | 1 | 0.040397 | 0 | 579 | 9.8934 | 579 |  |  | 0.040397 | 23.3901
1703 | MOSES_3G | 3 | North | YES | 0.017087 | 808 | 463 | 808 | 0 | 1.023 | LIGCO | 1 | 0.040397 | 0 | 808 | 13.8063 | 808 |  |  | 0.040397 | 32.6411
5925 | DCEAST | EQ | North | YES | 0.017087 | 400.3 | -600 | 600 | 0 | 1.025 | DCTie | 1 | 0.040397 | 0 | 0 | 0 | 0 |  |  | 0.040397 | 0
1675 | PEC_1G | 1 | North | YES | 0.017166 | 76.7 | 35 | 76.7 | 0 | 1.022 | Cogen | 1 | 0.040476 | 0 | 0 | 0 | 0 |  |  | 0.040476 | 0
1676 | PEC_2G | 2 | North | YES | 0.017166 | 79.6 | 35 | 79.6 | 0 | 1.022 | Cogen | 1 | 0.040476 | 0 | 0 | 0 | 0 |  |  | 0.040476 | 0
1677 | PEC_3G | 3 | North | YES | 0.017166 | 88.4 | 35 | 88.4 | 0 | 1.022 | Cogen | 1 | 0.040476 | 0 | 0 | 0 | 0 |  |  | 0.040476 | 0
1678 | LAMARPWR_1G | 1 | North | YES | 0.017201 | 160 | 67.7 | 160 | 0 | 1.038 | CC | 1 | 0.040511 | 160 | 160 | 2.7522 | 160 |  |  | 0.040511 | 6.4818
1679 | LAMARPWR_2G | 2 | North | YES | 0.017201 | 156 | 67.7 | 156 | 0 | 1.038 | CC | 1 | 0.040511 | 156 | 156 | 2.6834 | 156 |  |  | 0.040511 | 6.3198
1680 | LAMARPWR_3G | 3 | North | YES | 0.017201 | 196 | 129.1 | 196 | 0 | 1.038 | CC | 1 | 0.040511 | 196 | 196 | 3.3714 | 196 |  |  | 0.040511 | 7.9402
1681 | LAMARPWR_4G | 4 | North | YES | 0.017201 | 156 | 67.7 | 156 | 0 | 1.038 | CC | 1 | 0.040511 | 156 | 156 | 2.6834 | 156 |  |  | 0.040511 | 6.3198
1682 | LAMARPWR_5G | 5 | North | YES | 0.017201 | 157 | 67.7 | 157 | 0 | 1.038 | CC | 1 | 0.040511 | 157 | 157 | 2.7006 | 157 |  |  | 0.040511 | 6.3603
1683 | LAMARPWR_6G | 6 | North | YES | 0.017201 | 198 | 129.1 | 198 | 0 | 1.038 | CC | 1 | 0.040511 | 198 | 198 | 3.4058 | 198 |  |  | 0.040511 | 8.0213
1689 | VALLEY_3G | 3 | North | YES | 0.017261 | 0 | 25 | 375 |  | 1.003 | GST | 1 | 0.040571 | 375 | 375 | 6.4729 | 375 |  |  | 0.040571 | 15.2143
11691 | KMICHICT1_G | 1 | North | YES | 0.017261 | 144 | 80 | 144 | 0 | 1.026 | CC | 1 | 0.040571 | 144 | 144 | 2.4856 | 144 |  |  | 0.040571 | 5.8423
11692 | KMICHICT2_G | 2 | North | YES | 0.017261 | 146 | 80 | 146 | 0 | 1.026 | CC | 1 | 0.040571 | 146 | 146 | 2.5201 | 146 |  |  | 0.040571 | 5.9234
11693 | KMICHIST3_G | 3 | North | YES | 0.017261 | 312 | 60 | 312 | 0 | 1.026 | CC | 1 | 0.040571 | 312 | 312 | 5.3854 | 312 |  |  | 0.040571 | 12.6583
11694 | KMICHICT4_G | 4 | North | YES | 0.017261 | 144 | 80 | 144 | 0 | 1.026 | CC | 1 | 0.040571 | 144 | 144 | 2.4856 | 144 |  |  | 0.040571 | 5.8423
11695 | KMICHICT5_G | 5 | North | YES | 0.017261 | 148 | 80 | 148 | 0 | 1.026 | CC | 1 | 0.040571 | 148 | 148 | 2.5546 | 148 |  |  | 0.040571 | 6.0046
11696 | KMICHIST6_G | 6 | North | YES | 0.017261 | 310 | 60 | 310 | 0 | 1.026 | CC | 1 | 0.040571 | 310 | 310 | 5.3509 | 310 |  |  | 0.040571 | 12.5771
1687 | VALLEY_1G | 1 | North | YES | 0.017433 | 136 | 15 | 170 | 0 | 1.029 | GST | 1 | 0.040743 | 170 | 170 | 2.9636 | 170 |  |  | 0.040743 | 6.9264
1688 | VALLEY_2G | 2 | North | YES | 0.017433 | 527 | 90 | 527 | 0 | 1.029 | GSC | 1 | 0.040743 | 527 | 527 | 9.1872 | 527 |  |  | 0.040743 | 21.4718
6948 | DENISNDM | 1 | North | YES | 0.017564 | 40 | 5 | 40 |  | 1.015 | Hydro | 1 | 0.040874 | 0 | 0 | 0 | 0 |  |  | 0.040874 | 0
6948 | DENISNDM | 2 | North | YES | 0.017564 | 31 | 5 | 40 |  | 1.015 | Hydro | 1 | 0.040874 | 0 | 0 | 0 | 0 |  |  | 0.040874 | 0
2381 | NTHLK1_G | 1 | North | YES | 0.017715 | 0 | 35 | 156 |  | 1.022 | GST | 1 | 0.041025 | 156 | 156 | 2.7635 | 156 |  |  | 0.041025 | 6.4
2382 | NTHLK2_G | 2 | North | YES | 0.017715 | 0 | 35 | 181 |  | 1.022 | GST | 1 | 0.041025 | 181 | 181 | 3.2064 | 181 |  |  | 0.041025 | 7.4256
2383 | NTHLK3_G | 3 | North | YES | 0.017715 | 0 | 50 | 329 |  | 1.022 | GST | 1 | 0.041025 | 329 | 329 | 5.8282 | 329 |  |  | 0.041025 | 13.4974
2371 | COLLIN_1G | MB | North | YES | 0.017845 | 0 | 40 | 138 |  | 1.022 | GST | 1 | 0.041155 | 0 | 0 | 0 | 0 |  |  | 0.041155 | 0
1937 | MDLTHELP_5G | 5 | North | YES | 0.018055 | 224 | 74 | 224 | 0 | 1 | CC | 1 | 0.041365 | 224 | 224 | 4.0443 | 224 |  |  | 0.041365 | 9.2659
1938 | MDLTHELP_6G | 6 | North | YES | 0.018055 | 226 | 74 | 226 | 0 | 1 | CC | 1 | 0.041365 | 226 | 226 | 4.0804 | 226 |  |  | 0.041365 | 9.3486
1943 | MDLTHELP_3G | 3 | North | YES | 0.018055 | 212 | 74 | 212 | 0 | 1 | CC | 1 | 0.041365 | 212 | 212 | 3.8277 | 212 |  |  | 0.041365 | 8.7695
1944 | MDLTHELP_4G | 4 | North | YES | 0.018055 | 211 | 74 | 211 | 0 | 1 | CC | 1 | 0.041365 | 211 | 211 | 3.8096 | 211 |  |  | 0.041365 | 8.7281
1948 | HANDLEY_4G | 4 | North | YES | 0.019092 | 348 | 150 | 435 | 0 | 1.022 | GST | 1 | 0.042402 | 435 | 435 | 8.305 | 435 |  |  | 0.042402 | 18.4451
1947 | HANDLEY_3G | 3 | North | YES | 0.019249 | 316 | 100 | 395 | 0 | 1.022 | GST | 1 | 0.042559 | 395 | 395 | 7.6034 | 395 |  |  | 0.042559 | 16.811
1949 | HANDLEY_5G | 5 | North | YES | 0.019249 | 348 | 150 | 435 | 0 | 1.022 | GST | 1 | 0.042559 | 435 | 435 | 8.3733 | 435 |  |  | 0.042559 | 18.5134
923 | SPENCER_G4 | 1 | North | YES | 0.019676 | 48 | 20 | 61 | 0 | 1.03 | GST | 1 | 0.042986 | 61 | 61 | 1.2002 | 61 |  |  | 0.042986 | 2.6222
924 | SPENCER_G5 | 1 | North | YES | 0.019676 | 52 | 20 | 66 | 0 | 1.03 | GST | 1 | 0.042986 | 66 | 66 | 1.2986 | 66 |  |  | 0.042986 | 2.8371
1861 | EAGLEMNT_1G | MB | North | YES | 0.020596 | 0 | 30 | 112 |  | 1.022 | GST | 1 | 0.043906 | 0 | 0 | 0 | 0 |  |  | 0.043906 | 0
1862 | EAGLEMNT_2G | MB | North | YES | 0.020596 | 0 | 40 | 100 |  | 1.022 | GST | 1 | 0.043906 | 0 | 0 | 0 | 0 |  |  | 0.043906 | 0
1863 | EAGLEMNT_3G | MB | North | YES | 0.020596 | 0 | 50 | 378 |  | 1.022 | GST | 1 | 0.043906 | 0 | 0 | 0 | 0 |  |  | 0.043906 | 0
366 | JNSNCNTY802 | 1 | North | YES | 0.020734 | 168 | 20 | 168 | 0 | 1.02 | Cogen | 1 | 0.044044 | 0 | 0 | 0 | 0 |  |  | 0.044044 | 0
367 | JNSNCNTY802 | 2 | North | YES | 0.020734 | 90 | 20 | 90 | 0 | 1.02 | Cogen | 1 | 0.044044 | 0 | 0 | 0 | 0 |  |  | 0.044044 | 0
728 | WOLFRIDGE801 | 1 | North | YES | 0.020848 | 11.2 | 0 | 112.5 | 0 | 0.99 | Wind | 1 | 0.044158 | 0 | 112.5 | 2.3454 | 112.5 |  |  | 0.044158 | 4.9678
580 | JCKCNTY801 | 1 | North | YES | 0.022448 | 288 | 0 | 288 | 0 | 1.022 | CC | 1 | 0.045758 | 288 | 288 | 6.465 | 288 |  |  | 0.045758 | 13.1784
581 | JCKCNTY802 | 2 | North | YES | 0.022448 | 147 | 0 | 147 | 0 | 1.022 | CC | 1 | 0.045758 | 147 | 147 | 3.2999 | 147 |  |  | 0.045758 | 6.7265
582 | JCKCNTY803 | 3 | North | YES | 0.022448 | 147 | 0 | 147 | 0 | 1.022 | CC | 1 | 0.045758 | 147 | 147 | 3.2999 | 147 |  |  | 0.045758 | 6.7265
1889 | DECRDOVA_1G | 1 | North | YES | 0.022585 | 779 | 255 | 779 | 0 | 1.02 | GSC | 1 | 0.045895 | 779 | 779 | 17.5937 | 779 |  |  | 0.045895 | 35.7525
1453 | WCPWRCO_1G | 1 | North | YES | 0.022884 | 204 | 50 | 204 | 0 | 1.02 | CC | 1 | 0.046194 | 204 | 204 | 4.6683 | 204 |  |  | 0.046194 | 9.4237
1454 | WCPWRCO_2G | 2 | North | YES | 0.022884 | 204 | 50 | 204 | 0 | 1.02 | CC | 1 | 0.046194 | 204 | 204 | 4.6683 | 204 |  |  | 0.046194 | 9.4237
1455 | WCPWRCO_3G | 3 | North | YES | 0.022884 | 242 | 50 | 242 |  | 1.02 | CC | 1 | 0.046194 | 242 | 242 | 5.5379 | 242 |  |  | 0.046194 | 11.1791
1892 | DECRDOVA_2G | A | North | YES | 0.023162 | 65 | 65 | 70 | 0 | 1.025 | GGT | 1 | 0.046472 | 70 | 70 | 1.6213 | 70 |  |  | 0.046472 | 3.2531
1893 | DECRDOVA_3G | B | North | YES | 0.023162 | 65 | 65 | 69 | 0 | 1.025 | GGT | 1 | 0.046472 | 69 | 69 | 1.5982 | 69 |  |  | 0.046472 | 3.2066
1894 | DECRDOVA_4G | C | North | YES | 0.023162 | 65 | 65 | 69 | 0 | 1.025 | GGT | 1 | 0.046472 | 69 | 69 | 1.5982 | 69 |  |  | 0.046472 | 3.2066
1895 | DECRDOVA_5G | D | North | YES | 0.023162 | 65 | 65 | 68 | 0 | 1.025 | GGT | 1 | 0.046472 | 68 | 68 | 1.575 | 68 |  |  | 0.046472 | 3.1601
1877 | WLFHOLW_1G | 1 | North | YES | 0.023591 | 217.3 | 89.2 | 217.3 | 0 | 1.032 | CC | 1 | 0.046901 | 217.3 | 217.3 | 5.1263 | 217.3 |  |  | 0.046901 | 10.1917
1878 | WLFHOLW_2G | 2 | North | YES | 0.023591 | 215.7 | 105 | 215.7 | 0 | 1.032 | CC | 1 | 0.046901 | 215.7 | 215.7 | 5.0886 | 215.7 |  |  | 0.046901 | 10.1166
1879 | WLFHOLW_3G | 3 | North | YES | 0.023591 | 272.4 | 89.2 | 272.4 | 0 | 1.032 | CC | 1 | 0.046901 | 272.4 | 272.4 | 6.4262 | 272.4 |  |  | 0.046901 | 12.7759
503 | NTHTEXAS01 | 1 | North | YES | 0.024238 | 0 | 5 | 18 |  | 1.015 | GST | 1 | 0.047548 | 18 | 18 | 0.43628 | 18 |  |  | 0.047548 | 0.85587
504 | NTHTEXAS02 | 2 | North | YES | 0.024238 | 14.4 | 5 | 18 |  | 1.015 | GST | 1 | 0.047548 | 18 | 18 | 0.43628 | 18 |  |  | 0.047548 | 0.85587
505 | NTHTEXAS03 | 3 | North | YES | 0.024238 | 30.4 | 15 | 38 |  | 1.015 | GST | 1 | 0.047548 | 38 | 38 | 0.92104 | 38 |  |  | 0.047548 | 1.8068
1898 | COMCHEPK_1G | 1 | North | YES | 0.024311 | 1217 | 1150 | 1217 | 0 | 1.032 | Nuc | 1 | 0.047621 | 0 | 0 | 0 | 0 |  |  | 0.047621 | 0
1899 | COMCHEPK_2G | 2 | North | YES | 0.024311 | 1159 | 1128 | 1159 | 0 | 1.032 | Nuc | 1 | 0.047621 | 0 | 0 | 0 | 0 |  |  | 0.047621 | 0
1432 | GRHAMSES_2G | 2 | North | YES | 0.024936 | 294.9 | 90 | 366 | 0 | 1.014 | GST | 1 | 0.048246 | 366 | 366 | 9.1266 | 366 |  |  | 0.048246 | 17.6582
1479 | WFCOGEN_1G | 1 | North | YES | 0.025104 | 16 | 12 | 20 | 0 | 1 | Cogen | 1 | 0.048414 | 0 | 0 | 0 | 0 |  |  | 0.048414 | 0
1479 | WFCOGEN_1G | 2 | North | YES | 0.025104 | 16 | 12 | 20 | 0 | 1 | Cogen | 1 | 0.048414 | 0 | 0 | 0 | 0 |  |  | 0.048414 | 0
1482 | WFCOGEN_2G | 2 | North | YES | 0.025104 | 13.6 | 12 | 17 | 0 | 1 | Cogen | 1 | 0.048414 | 0 | 0 | 0 | 0 |  |  | 0.048414 | 0
1482 | WFCOGEN_2G | 1 | North | YES | 0.025104 | 16 | 12 | 20 | 0 | 1 | Cogen | 1 | 0.048414 | 0 | 0 | 0 | 0 |  |  | 0.048414 | 0
344 | MRSSHPRD | 1 | North | YES | 0.025486 | 0 | 0 | 12 |  | 1.03 | Hydro | 1 | 0.048796 | 0 | 0 | 0 | 0 |  |  | 0.048796 | 0
345 | MRSSHPRD01 | 2 | North | YES | 0.025486 | 0 | 0 | 12 |  | 1.03 | Hydro | 1 | 0.048796 | 0 | 0 | 0 | 0 |  |  | 0.048796 | 0
60202 | FRNDDRCS | F | West | YES | 0.025644 | 0 | 0 | 0 | 0 | 0.9985 | AVR | 1 | 0.048954 | 0 | 0 |  |  |  |  | 0.048954 | 0
1600 | BARTNWND_1G | 1 | North | YES | 0.02573 | 12 | 0 | 120 | 0 | 1.022 | Wind | 1 | 0.04904 | 0 | 120 | 3.0876 | 120 |  |  | 0.04904 | 5.8849
1433 | GRHAMSES_1G | 1 | North | YES | 0.026429 | 242 | 60 | 242 | 0 | 1.038 | GST | 1 | 0.049739 | 242 | 242 | 6.3958 | 242 |  |  | 0.049739 | 12.0369
6100 | OKLA7A | EQ | West | YES | 0.026708 | 50 | -220 | 220 | 0 | 1.035 | DCTie | 1 | 0.050018 | 0 | 0 |  |  |  |  | 0.050018 | 0
6752 | OKLA0A | 1 | West | YES | 0.026708 | 649.7 | 175 | 649.7 | 0 | 1.035 | LIGCO | 1 | 0.050018 | 0 | 649.7 |  |  |  |  | 0.050018 | 32.497
1442 | COKFIELD_5 | 1 | North | YES | 0.026993 | 16.5 | 0 | 165 |  | 1.029 | Wind | 1 | 0.050303 | 0 | 165 | 4.4538 | 165 |  |  | 0.050303 | 8.3001
332 | RWMILLER01 | 1 | North | YES | 0.027595 | 58.4 | 18.5 | 73 | 0 | 1.04 | GST | 1 | 0.050905 | 73 | 73 | 2.0144 | 73 |  |  | 0.050905 | 3.7161
333 | RWMILLER02 | 2 | North | YES | 0.027595 | 95.2 | 37 | 119 | 0 | 1.04 | GST | 1 | 0.050905 | 119 | 119 | 3.2838 | 119 |  |  | 0.050905 | 6.0577
334 | RWMILLER03 | 3 | North | YES | 0.027595 | 166.4 | 65 | 208 | 0 | 1.04 | GST | 1 | 0.050905 | 208 | 208 | 5.7398 | 208 |  |  | 0.050905 | 10.5883
335 | RWMILLER04 | 4 | North | YES | 0.027595 | 81.6 | 0 | 102 | 0 | 1.04 | GST | 1 | 0.050905 | 102 | 102 | 2.8147 | 102 |  |  | 0.050905 | 5.1924
336 | RWMILLER05 | 5 | North | YES | 0.027595 | 80.8 | 0 | 101 | 0 | 1.04 | GST | 1 | 0.050905 | 101 | 101 | 2.7871 | 101 |  |  | 0.050905 | 5.1414
1438 | MESQUITW_2G | 1 | North | YES | 0.027643 | 23.6 | 0 | 236 |  | 1.017 | Wind | 1 | 0.050953 | 0 | 236 | 6.5237 | 236 |  |  | 0.050953 | 12.025
1437 | MESQUITW_1G | 1 | North | YES | 0.027648 | 40 | 0 | 400 | 0 | 1.023 | Wind | 1 | 0.050958 | 0 | 400 | 11.0592 | 400 |  |  | 0.050958 | 20.3834
60018 | DSKY1 | 1 | West | YES | 0.02775 | 21 | 0 | 84 | 0 | 1.023 | Wind | 1 | 0.05106 | 0 | 84 |  |  |  |  | 0.05106 | 4.2891
60000 | DSKY2 | 1 | West | YES | 0.027877 | 19.1 | 0 | 76.5 |  | 1.039 | Wind | 1 | 0.051187 | 0 | 76.5 |  |  |  |  | 0.051187 | 3.9158
60017 | ORNNWP1 | 1 | West | YES | 0.027882 | 20 | 0 | 80 |  | 1.027 | Wind | 1 | 0.051192 | 0 | 80 |  |  |  |  | 0.051192 | 4.0954
38437 | TNSRBNMESA9 | 1 | West | YES | 0.028272 | 37.5 | 0 | 150 | 0 | 1.02 | Wind | 1 | 0.051582 | 0 | 150 |  |  |  |  | 0.051582 | 7.7374
38332 | TNWDWRDU2_8 | 1 | West | YES | 0.028282 | 20 | 0 | 80 | 0 | 1.0232 | Wind | 1 | 0.051592 | 0 | 80 |  |  |  |  | 0.051592 | 4.1274
60016 | WOODWRD11A | 1 | West | YES | 0.028284 | 20 | 0 | 80 |  | 1.033 | Wind | 1 | 0.051594 | 0 | 80 |  |  |  |  | 0.051594 | 4.1276
6016 | SWMESA | 1 | West | YES | 0.028302 | 18.8 | 0 | 75 |  | 1.03 | Wind | 1 | 0.051612 | 0 | 75 |  |  |  |  | 0.051612 | 3.8709
60003 | KING_NE1A | 1 | West | YES | 0.028302 | 20 | 0 | 80 |  | 1.03 | Wind | 1 | 0.051612 | 0 | 80 |  |  |  |  | 0.051612 | 4.129
60005 | KING_SE1A | 1 | West | YES | 0.028302 | 10 | 0 | 40 |  | 1.035 | Wind | 1 | 0.051612 | 0 | 40 |  |  |  |  | 0.051612 | 2.0645
60201 | RIO DRCS | F | West | YES | 0.028313 | 0 | 0 | 0 | 0 | 1.025 | AVR | 1 | 0.051623 | 0 | 0 |  |  |  |  | 0.051623 | 0
60007 | KING_SW1A | 1 | West | YES | 0.028382 | 20 | 0 | 80 |  | 1.03 | Wind | 1 | 0.051692 | 0 | 80 |  |  |  |  | 0.051692 | 4.1354
60019 | KING_NW1A | 1 | West | YES | 0.028382 | 20 | 0 | 80 |  | 1.03 | Wind | 1 | 0.051692 | 0 | 80 |  |  |  |  | 0.051692 | 4.1354
1416 | SWETWATR_1G | 1 | West | YES | 0.0288 | 30 | 18 | 30 | 0 | 1.026 | CC | 1 | 0.05211 | 30 | 30 |  |  |  |  | 0.05211 | 1.5633
1417 | SWETWATR_2G | 2 | West | YES | 0.0288 | 72 | 36 | 72 | 0 | 1.026 | CC | 1 | 0.05211 | 72 | 72 |  |  |  |  | 0.05211 | 3.752
1418 | SWETWATR_3G | 3 | West | YES | 0.0288 | 68 | 36 | 68 | 0 | 1.026 | CC | 1 | 0.05211 | 68 | 68 |  |  |  |  | 0.05211 | 3.5435
1419 | SWETWATR_4G | 4 | West | YES | 0.0288 | 61 | 36 | 61 | 0 | 1.026 | CC | 1 | 0.05211 | 61 | 61 |  |  |  |  | 0.05211 | 3.1787
11056 | ROSCOE_1G | 1 | West | YES | 0.028944 | 41.8 | 0 | 209 |  | 1 | Wind | 1 | 0.052254 | 0 | 209 |  |  |  |  | 0.052254 | 10.9212
11057 | CHAMPION_1G | 1 | West | YES | 0.028944 | 25.3 | 0 | 126.5 |  | 1 | Wind | 1 | 0.052254 | 0 | 126.5 |  |  |  |  | 0.052254 | 6.6102
11058 | PYRON_1G | 1 | West | YES | 0.028944 | 49.8 | 0 | 249 |  | 1 | Wind | 1 | 0.052254 | 0 | 249 |  |  |  |  | 0.052254 | 13.0114
11059 | INADALE_1G | 1 | West | YES | 0.028944 | 39.4 | 0 | 197 |  | 1 | Wind | 1 | 0.052254 | 0 | 197 |  |  |  |  | 0.052254 | 10.2941
1002 | PBCTAGE_1G | A | West | YES | 0.029317 | 64 | 64 | 66 | 0 | 1.036 | GGT | 1 | 0.052627 | 66 | 66 |  |  |  |  | 0.052627 | 3.4734
1003 | PBCTBGE_2G | B | West | YES | 0.029317 | 65 | 65 | 66 | 0 | 1.036 | GGT | 1 | 0.052627 | 66 | 66 |  |  |  |  | 0.052627 | 3.4734
1004 | PBCTCGE_3G | C | West | YES | 0.029317 | 62 | 62 | 67 | 0 | 1.036 | GGT | 1 | 0.052627 | 67 | 67 |  |  |  |  | 0.052627 | 3.526
1005 | PBCTDGE_4G | D | West | YES | 0.029317 | 65 | 65 | 68 | 0 | 1.036 | GGT | 1 | 0.052627 | 68 | 68 |  |  |  |  | 0.052627 | 3.5787
1006 | PBCTEGE_5G | E | West | YES | 0.029317 | 65 | 65 | 67 | 0 | 1.036 | GGT | 1 | 0.052627 | 67 | 67 |  |  |  |  | 0.052627 | 3.526
1007 | PB5GEN_6G | 5 | West | YES | 0.029317 | 91.2 | 40 | 114 | 0 | 1.036 | GST | 1 | 0.052627 | 114 | 114 |  |  |  |  | 0.052627 | 5.9995
1008 | PB6GEN_7G | 6 | West | YES | 0.029317 | 515 | 130 | 515 | 0 | 1.036 | GST | 1 | 0.052627 | 515 | 515 |  |  |  |  | 0.052627 | 27.1031
7038 | L_DELAWA1_1Y | 1 | West | YES | 0.029332 | 3.5 | 0 | 35 | 0 | 1 | Wind | 1 | 0.052642 | 0 | 35 |  |  |  |  | 0.052642 | 1.8425
7038 | L_DELAWA1_1Y | 2 | West | YES | 0.029332 | 3 | 0 | 30 | 0 | 1 | Wind | 1 | 0.052642 | 0 | 30 |  |  |  |  | 0.052642 | 1.5793
11147 | NOTREES_1G | 1 | West | YES | 0.029363 | 29.8 | 0 | 149 | 0 | 1.017 | Wind | 1 | 0.052673 | 0 | 149 |  |  |  |  | 0.052673 | 7.8483
71051 | L_BITTCR1_1N | W1 | West | YES | 0.029376 | 7.5 | 0 | 37.5 |  | 1.02 | Wind | 1 | 0.052686 | 0 | 37.5 |  |  |  |  | 0.052686 | 1.9757
71054 | L_SWEETW1_1N | W1 | West | YES | 0.029376 | 21.5 | 0 | 107.5 |  | 1.02 | Wind | 1 | 0.052686 | 0 | 107.5 |  |  |  |  | 0.052686 | 5.6638
71057 | L_SWEETW1_2N | W1 | West | YES | 0.029376 | 27 | 0 | 135 |  | 1.02 | Wind | 1 | 0.052686 | 0 | 135 |  |  |  |  | 0.052686 | 7.1127
71059 | L_SWEETW1_3N | W1 | West | YES | 0.029376 | 23.8 | 0 | 119 | 0 | 1.02 | Wind | 1 | 0.052686 | 0 | 119 |  |  |  |  | 0.052686 | 6.2697
71060 | L_SWEETW1_4N | W1 | West | YES | 0.029376 | 21 | 0 | 105 | 0 | 1.02 | Wind | 1 | 0.052686 | 0 | 105 |  |  |  |  | 0.052686 | 5.5321
71061 | L_SWEETW1_5N | W1 | West | YES | 0.029376 | 16.1 | 0 | 80.5 | 0 | 1.02 | Wind | 1 | 0.052686 | 0 | 80.5 |  |  |  |  | 0.052686 | 4.2413
11020 | TIEHVSG_1G | 1 | West | YES | 0.029425 | 208.2 | 63 | 208.2 | 0 | 1.012 | CC | 1 | 0.052735 | 208.2 | 208.2 |  |  |  |  | 0.052735 | 10.9795
11021 | TIEHVCG_1G | 1 | West | YES | 0.029425 | 142.1 | 103 | 142.1 | 0 | 1.012 | CC | 1 | 0.052735 | 142.1 | 142.1 |  |  |  |  | 0.052735 | 7.4937
11022 | TIEHVCG_2G | 1 | West | YES | 0.029425 | 132.4 | 103 | 132.4 | 0 | 1.012 | CC | 1 | 0.052735 | 132.4 | 132.4 |  |  |  |  | 0.052735 | 6.9822
11023 | TIEHVCG_3G | 1 | West | YES | 0.029425 | 137.4 | 103 | 137.4 | 0 | 1.012 | CC | 1 | 0.052735 | 137.4 | 137.4 |  |  |  |  | 0.052735 | 7.2458
11024 | TIEHVCG_4G | 1 | West | YES | 0.029425 | 147 | 103 | 147 | 0 | 1.012 | CC | 1 | 0.052735 | 147 | 147 |  |  |  |  | 0.052735 | 7.7521
11025 | TIEHVSG_2G | 1 | West | YES | 0.029425 | 213.2 | 63 | 213.2 | 0 | 1.012 | CC | 1 | 0.052735 | 213.2 | 213.2 |  |  |  |  | 0.052735 | 11.2432
11001 | NAV1CT | 1 | West | YES | 0.029426 | 70.4 | 18 | 70.4 | 0 | 1.029 | CC | 1 | 0.052736 | 70.4 | 70.4 |  |  |  |  | 0.052736 | 3.7126
11009 | NAV2CT | 1 | West | YES | 0.029426 | 71.4 | 18 | 71.4 | 0 | 1.029 | CC | 1 | 0.052736 | 71.4 | 71.4 |  |  |  |  | 0.052736 | 3.7654
11011 | NAV3ST | 1 | West | YES | 0.029426 | 92.8 | 40 | 92.8 | 0 | 1.029 | CC | 1 | 0.052736 | 92.8 | 92.8 |  |  |  |  | 0.052736 | 4.8939
11012 | NAV4CT | 1 | West | YES | 0.029426 | 80 | 18 | 80 | 0 | 1.029 | CC | 1 | 0.052736 | 80 | 80 |  |  |  |  | 0.052736 | 4.2189
11013 | NAV5CT | 1 | West | YES | 0.029426 | 80 | 18 | 80 | 0 | 1.029 | CC | 1 | 0.052736 | 80 | 80 |  |  |  |  | 0.052736 | 4.2189
11014 | NAV6ST | 1 | West | YES | 0.029426 | 115 | 40 | 115 | 0 | 1.029 | CC | 1 | 0.052736 | 115 | 115 |  |  |  |  | 0.052736 | 6.0647
1045 | CALENG1G_1G | 1 | West | YES | 0.029508 | 73.4 | 27 | 73.4 | 0 | 1.014 | Cogen | 1 | 0.052818 | 0 | 0 |  |  |  |  | 0.052818 | 0
1046 | CALENG2G_2G | 2 | West | YES | 0.029508 | 73.4 | 27 | 73.4 | 0 | 1.014 | Cogen | 1 | 0.052818 | 0 | 0 |  |  |  |  | 0.052818 | 0
1047 | CALENG3G_3G | 3 | West | YES | 0.029508 | 70.4 | 27 | 70.4 | 0 | 1.014 | Cogen | 1 | 0.052818 | 0 | 0 |  |  |  |  | 0.052818 | 0
1058 | LONGSHORE_5 | 1 | West | YES | 0.029518 | 30 | 0 | 150 |  | 1.01 | Wind | 1 | 0.052828 | 0 | 150 |  |  |  |  | 0.052828 | 7.9243
1058 | LONGSHORE_5 | 2 | West | YES | 0.029518 | 44 | 0 | 220 |  | 1.01 | Wind | 1 | 0.052828 | 0 | 220 |  |  |  |  | 0.052828 | 11.6223
11065 | ELBOWCK_1G | 1 | West | YES | 0.029518 | 23.4 | 0 | 121.9 | 0 | 1 | Wind | 1 | 0.052828 | 0 | 121.9 |  |  |  |  | 0.052828 | 6.4398
1326 | STANTONW_8 | 1 | West | YES | 0.029621 | 20.1 | 0 | 100.5 |  | 1.01 | Wind | 1 | 0.052931 | 0 | 100.5 |  |  |  |  | 0.052931 | 5.3196
1328 | OCOTILLO_1G | 1 | West | YES | 0.029696 | 11.6 | 0 | 58 |  | 1.01 | Wind | 1 | 0.053006 | 0 | 58 |  |  |  |  | 0.053006 | 3.0744
1333 | MCDDONAL_8 | 1 | West | YES | 0.029736 | 42.8 | 0 | 214.2 |  | 1.01 | Wind | 1 | 0.053046 | 0 | 214.2 |  |  |  |  | 0.053046 | 11.3625
1037 | MORGAN5G_5G | 5 | West | YES | 0.029758 | 109.6 | 40 | 137 | 0 | 1.029 | GST | 1 | 0.053068 | 137 | 137 |  |  |  |  | 0.053068 | 7.2704
1039 | MRGNAG_1G | A | West | YES | 0.029758 | 69 | 69 | 69 | 0 | 1.029 | GGT | 1 | 0.053068 | 69 | 69 |  |  |  |  | 0.053068 | 3.6617
1040 | MRGNBG_2G | B | West | YES | 0.029758 | 70 | 70 | 71 | 0 | 1.029 | GGT | 1 | 0.053068 | 71 | 71 |  |  |  |  | 0.053068 | 3.7679
1041 | MRGNCG_3G | C | West | YES | 0.029758 | 69 | 69 | 70 | 0 | 1.029 | GGT | 1 | 0.053068 | 70 | 70 |  |  |  |  | 0.053068 | 3.7148
1042 | MRGNDG_4G | D | West | YES | 0.029758 | 68 | 68 | 68 | 0 | 1.029 | GGT | 1 | 0.053068 | 68 | 68 |  |  |  |  | 0.053068 | 3.6087
1043 | MRGNEG_5G | E | West | YES | 0.029758 | 68 | 68 | 70 | 0 | 1.029 | GGT | 1 | 0.053068 | 70 | 70 |  |  |  |  | 0.053068 | 3.7148
1044 | MRGNFG_6G | F | West | YES | 0.029758 | 66 | 66 | 66 | 0 | 1.029 | GGT | 1 | 0.053068 | 66 | 66 |  |  |  |  | 0.053068 | 3.5025
60081 | WHRLWIND1A | 1 | West | YES | 0.029759 | 12 | 0 | 60 | 0 | 1.03 | Wind | 1 | 0.053069 | 0 | 60 |  |  |  |  | 0.053069 | 3.1842
11320 | COYOTE_1G | 1 | West | YES | 0.029769 | 22.5 | 0 | 225 |  | 1 | Wind | 1 | 0.053079 | 0 | 225 |  |  |  |  | 0.053079 | 11.9429
11309 | BULLCREK_2G | 1 | West | YES | 0.029781 | 20.9 | 0 | 180 |  | 1 | Wind | 1 | 0.053091 | 0 | 180 |  |  |  |  | 0.053091 | 9.5565
11310 | BULLCREK_1G | 1 | West | YES | 0.029781 | 15.1 | 0 | 180 |  | 1 | Wind | 1 | 0.053091 | 0 | 180 |  |  |  |  | 0.053091 | 9.5565
1068 | SCURRYCW_1G | 1 | West | YES | 0.029855 | 28.2 | 1.3 | 141 | 0 | 1.0217 | Wind | 1 | 0.053165 | 0 | 141 |  |  |  |  | 0.053165 | 7.4963
1073 | SCURRYCW_2G | 2 | West | YES | 0.029855 | 24 | 0 | 120 | 0 | 1.0217 | Wind | 1 | 0.053165 | 0 | 120 |  |  |  |  | 0.053165 | 6.3799
1061 | CIELOGEN_1G | 1 | West | YES | 0.029857 | 19.8 | 0 | 99 |  | 1 | Wind | 1 | 0.053167 | 0 | 99 |  |  |  |  | 0.053167 | 5.2636
1062 | CIELOGEN_2G | 1 | West | YES | 0.029857 | 12.2 | 0 | 61 |  | 1 | Wind | 1 | 0.053167 | 0 | 61 |  |  |  |  | 0.053167 | 3.2432
1069 | KINDERMG_1G | 1 | West | YES | 0.029857 | 25 | 5 | 25 | 0 | 1.017 | Cogen | 1 | 0.053167 | 0 | 0 |  |  |  |  | 0.053167 | 0
1070 | KINDERMG_2G | 1 | West | YES | 0.029857 | 45.7 | 12 | 45.7 | 0 | 1.017 | Cogen | 1 | 0.053167 | 0 | 0 |  |  |  |  | 0.053167 | 0
1071 | KINDERMG_3G | 1 | West | YES | 0.029857 | 45.7 | 12 | 45.7 | 0 | 1.017 | Cogen | 1 | 0.053167 | 0 | 0 |  |  |  |  | 0.053167 | 0
1327 | WILDHRSE_1G | 1 | West | YES | 0.029858 | 0 | 0 | 120 |  | 1 | Wind | 1 | 0.053168 | 0 | 120 |  |  |  |  | 0.053168 | 6.3802
1360 | GUNSIGHT_8 | 1 | West | YES | 0.02988 | 0 | 0 | 120 |  | 1.01 | Wind | 1 | 0.05319 | 0 | 120 |  |  |  |  | 0.05319 | 6.3829
6637 | SNYDERW1A | 1 | West | YES | 0.029883 | 12.6 | 0 | 63 | 0 | 1.025 | Wind | 1 | 0.053193 | 0 | 63 |  |  |  |  | 0.053193 | 3.3512
36998 | RDCNYNG1 | 1 | West | YES | 0.029897 | 16.8 | 0 | 84 |  | 1.01 | Wind | 1 | 0.053207 | 0 | 84 |  |  |  |  | 0.053207 | 4.4694
6144 | MCADOO1A | 1 | West | YES | 0.030074 | 15 | 0 | 150 | 0 | 1.025 | Wind | 1 | 0.053384 | 0 | 150 |  |  |  |  | 0.053384 | 8.0077
1320 | BSP 1 | 1 | West | YES | 0.030219 | 25.5 | 2.9 | 25.8 | 0 | 1 | Cogen | 1 | 0.053529 | 0 | 0 |  |  |  |  | 0.053529 | 0
60058 | BUFF_GAP1A | 1 | West | YES | 0.03085 | 24 | 0 | 120 |  | 1 | Wind | 1 | 0.05416 | 0 | 120 |  |  |  |  | 0.05416 | 6.4993
60060 | CIRELLO | 1 | West | YES | 0.03085 | 46.6 | 0 | 233 | 0 | 1 | Wind | 1 | 0.05416 | 0 | 233 |  |  |  |  | 0.05416 | 12.6194
60063 | BUFF_GAP1B | 1 | West | YES | 0.03085 | 34 | 0 | 170.2 | 0 | 1.02 | Wind | 1 | 0.05416 | 0 | 170.2 |  |  |  |  | 0.05416 | 9.2181
60066 | H_HOLLOW1A | 1 | West | YES | 0.03085 | 44.4 | 0 | 222 | 0 | 1.005 | Wind | 1 | 0.05416 | 0 | 222 |  |  |  |  | 0.05416 | 12.0236
60068 | HHOLLOW21A | 1 | West | YES | 0.03085 | 36.8 | 0 | 184 | 0 | 1.025 | Wind | 1 | 0.05416 | 0 | 184 |  |  |  |  | 0.05416 | 9.9655
60070 | HHOLLOW31A | 1 | West | YES | 0.03085 | 44.8 | 0 | 224 | 0 | 1.025 | Wind | 1 | 0.05416 | 0 | 224 |  |  |  |  | 0.05416 | 12.1319
60072 | HHOLLOW41A | 1 | West | YES | 0.03085 | 23 | 0 | 115 | 0 | 1.025 | Wind | 1 | 0.05416 | 0 | 115 |  |  |  |  | 0.05416 | 6.2284
76031 | L_GASCCR1_1N | W1 | West | YES | 0.031006 | 30 | 0 | 150 | 0 | 1.02 | Wind | 1 | 0.054316 | 0 | 150 |  |  |  |  | 0.054316 | 8.1475
1349 | WESTXWIN_1G | 1 | West | YES | 0.031027 | 1.3 | 0 | 6.6 |  | 1.014 | Wind | 1 | 0.054337 | 0 | 6.6 |  |  |  |  | 0.054337 | 0.35863
1350 | NWPWRG1_1G | 1 | West | YES | 0.031027 | 6.9 | 1 | 34.3 |  | 1.014 | Wind | 1 | 0.054337 | 0 | 34.3 |  |  |  |  | 0.054337 | 1.8638
76091 | L_DIVIDE1_1N | W1 | West | YES | 0.031292 | 22.5 | 0 | 112.5 |  | 1.02 | Wind | 1 | 0.054602 | 0 | 112.5 |  |  |  |  | 0.054602 | 6.1428
76095 | L_CAPRSI1_1N | W1 | West | YES | 0.031292 | 29.9 | 0 | 149.5 | 0 | 1.02 | Wind | 1 | 0.054602 | 0 | 149.5 |  |  |  |  | 0.054602 | 8.1631
76096 | L_CAPRSI1_2N | W1 | West | YES | 0.031292 | 37.2 | 0 | 186 | 0 | 1.02 | Wind | 1 | 0.054602 | 0 | 186 |  |  |  |  | 0.054602 | 10.1561
76097 | L_CAPRGE1_1N | W1 | West | YES | 0.031292 | 42.9 | 0 | 214.5 | 0 | 1.02 | Wind | 1 | 0.054602 | 0 | 214.5 |  |  |  |  | 0.054602 | 11.7122
1343 | TRENTIPP_8 | 1 | West | YES | 0.031471 | 30 | 0 | 150 |  | 1.014 | Wind | 1 | 0.054781 | 0 | 150 |  |  |  |  | 0.054781 | 8.2172
1354 | AEPWIND_8 | 1 | West | YES | 0.031471 | 20.2 | 0 | 101 |  | 1 | Wind | 1 | 0.054781 | 0 | 101 |  |  |  |  | 0.054781 | 5.5329
6407 | TURKTRAK1A | 1 | West | YES | 0.032735 | 33.9 | 0 | 169.5 | 0 | 1.025 | Wind | 1 | 0.056045 | 0 | 169.5 |  |  |  |  | 0.056045 | 9.4997
1643 | SLSTR1PP_1G | 1 | North | YES | 0.03607 | 6 | 0 | 60 | 0 | 1.022 | Wind | 1 | 0.05938 | 0 | 60 | 2.1642 | 60 |  |  | 0.05938 | 3.5628
60057 | CALLAHAN1A | 1 | West | YES | 0.036353 | 22.8 | 0 | 114 | 0 | 1.04 | Wind | 1 | 0.059663 | 0 | 114 |  |  |  |  | 0.059663 | 6.8016
Note on AL4: Zonal Cap - Zonal Impact

## Distributed Slack - Bound Gen
Number of Bus | Name of Bus | ID | Area Name of Gen | AGC | P Sensitivity of Bus | Gen MW | Min MW | Max MW | V Sensitivity of Bus | Set Volt | Tech Type | Zone Impact | Zone Correlation | Inc Max | Dec Max | Souce S.F. Weighting | Souce Capacity | Sink S.F. Weighting | Sink Capacity | PTDF Calc | PTDF Weighting | max of zone correlation | 0.016016 |  |  | Neg PTDF weight | Pos PTDF weight
5934 | SI_RAY5 | 5 | South | YES | 0 | 0 | 10 | 15 |  | 1.035 | GST | -1 | 0.016016 | 15 | 15 |  |  | 0 | 15 | -0.016016 | -0.24023 |  |  |  |  | 0 | 0
8139 | JOS #1 | MB | South | YES | 0 | 0 | 45 | 255 |  | 1.02 | GST | -1 | 0.016016 | 0 | 0 |  |  | 0 | 0 | -0.016016 | 0 |  |  |  |  | 0 | 0
8285 | LAR #1 | MB | South | YES | 0 | 0 | 9 | 32 |  | 1.0497 | GST | -1 | 0.016016 | 0 | 0 |  |  | 0 | 0 | -0.016016 | 0 |  |  |  |  | 0 | 0
8287 | LAR #2 | MB | South | YES | 0 | 0 | 9 | 32 |  | 1.04 | GST | -1 | 0.016016 | 0 | 0 |  |  | 0 | 0 | -0.016016 | 0 |  |  | Weighted Shift Factors |  | 0 | 0
8288 | LAR #3 | MB | South | YES | 0 | 0 | 25 | 105 |  | 1.04 | GST | -1 | 0.016016 | 0 | 0 |  |  | 0 | 0 | -0.016016 | 0 |  |  | North | 0.016016 | 0 | 0
8388 | BATES0A | MB | South | YES | 0 | 0 | 21 | 71 |  | 1.033 | GST | -1 | 0.016016 | 0 | 0 |  |  | 0 | 0 | -0.016016 | 0 |  |  | South | -0.02331 | 0 | 0
8393 | BATES0B | MB | South | YES | 0 | 0 | 25 | 110 |  | 1.03 | GST | -1 | 0.016016 | 0 | 0 |  |  | 0 | 0 | -0.016016 | 0 |  |  |  |  | 0 | 0
8437 | NUECES_B0C | MB | South | YES | 0 | 0 | 7 | 30 |  | 1.03 | GST | -1 | 0.016016 | 0 | 0 |  |  | 0 | 0 | -0.016016 | 0 | South |  |  |  | 0 | 0
8438 | NUECES_B0B | MB | South | YES | 0 | 0 | 26 | 169 |  | 1.03 | GST | -1 | 0.016016 | 0 | 0 |  |  | 0 | 0 | -0.016016 | 0 | Line Rating |  | 128 |  | 0 | 0
39190 | TNSLCGN1__8 | 1 | Houston | YES | 0 | 0 | 10 | 30 |  | 1.03 | Cogen | -1 | 0.016016 | 0 | 0 |  |  |  |  | -0.016016 | 0 | Impact Counter to Zone: |  | 0 |  | 0 | 0
8032 | AMISTADHYD1 | 1 | South | YES | -0.003562 | 33 | 13 | 33 | 0 | 1.03 | Hydro | -1 | 0.019578 | 0 | 0 |  |  | 0 | 0 | -0.019578 | 0 |  |  | 0% |  | 0 | 0
8033 | AMISTADHYD2 | 2 | South | YES | -0.003562 | 25 | 13 | 25 | 0 | 1.03 | Hydro | -1 | 0.019578 | 0 | 0 |  |  | 0 | 0 | -0.019578 | 0 |  |  |  |  | 0 | 0
88253 | HAMILTON | F | South | YES | -0.003562 | 0 | 0 | 0 | 0 | 1.04 | BLT | -1 | 0.019578 | 0 | 0 |  |  | 0 | 0 | -0.019578 | 0 | North |  |  |  | 0 | 0
48591 | CHE_GT2_5030 | 2 | Houston | YES | -0.004147 | 173 | 50 | 173 | 0 | 1.029 | Cogen | -1 | 0.020163 | 0 | 0 |  |  |  |  | -0.020163 | 0 | Line Rating |  | 128 |  | 0 | 0
48811 | CVC_GT3_5045 | 3 | Houston | YES | -0.004147 | 156 | 91.8 | 156 | 0 | 1.029 | Cogen | -1 | 0.020163 | 0 | 0 |  |  |  |  | -0.020163 | 0 | Impact Counter to Zone: |  | 0 |  | 0 | 0
48812 | CVC_GT2_5020 | 2 | Houston | YES | -0.004147 | 158 | 91.8 | 158 | 0 | 1.029 | Cogen | -1 | 0.020163 | 0 | 0 |  |  |  |  | -0.020163 | 0 |  |  | 0% |  | 0 | 0
48813 | CVC_GT1_5035 | 1 | Houston | YES | -0.004147 | 160 | 91.8 | 160 | 0 | 1.029 | Cogen | -1 | 0.020163 | 0 | 0 |  |  |  |  | -0.020163 | 0 |  |  |  |  | 0 | 0
48814 | CVC_ST5_5040 | 1 | Houston | YES | -0.004147 | 162 | 91.8 | 162 | 0 | 1.029 | Cogen | -1 | 0.020163 | 0 | 0 |  |  |  |  | -0.020163 | 0 |  |  |  |  | 0 | 0
48885 | THW_5152 | B | Houston | YES | -0.004799 | 47.2 | 5 | 59 |  | 1.0319 | GGT | -1 | 0.020815 | 59 | 59 |  |  |  |  | -0.020815 | -1.2281 |  |  |  |  | 0 | 0
48887 | THW_5556 | E | Houston | YES | -0.004799 | 47.2 | 5 | 59 |  | 1.0319 | GGT | -1 | 0.020815 | 59 | 59 |  |  |  |  | -0.020815 | -1.2281 |  |  |  |  | 0 | 0
48885 | THW_5152 | A | Houston | YES | -0.004799 | 46.4 | 5 | 58 |  | 1.0319 | GGT | -1 | 0.020815 | 58 | 58 |  |  |  |  | -0.020815 | -1.2072 |  |  |  |  | 0 | 0
48886 | THW_5354 | D | Houston | YES | -0.004799 | 46.4 | 5 | 58 |  | 1.0319 | GGT | -1 | 0.020815 | 58 | 58 |  |  |  |  | -0.020815 | -1.2072 |  |  |  |  | 0 | 0
48886 | THW_5354 | C | Houston | YES | -0.004799 | 45.6 | 5 | 57 |  | 1.0319 | GGT | -1 | 0.020815 | 57 | 57 |  |  |  |  | -0.020815 | -1.1864 |  |  |  |  | 0 | 0
48887 | THW_5556 | F | Houston | YES | -0.004799 | 45.6 | 5 | 57 |  | 1.0319 | GGT | -1 | 0.020815 | 57 | 57 |  |  |  |  | -0.020815 | -1.1864 |  |  |  |  | 0 | 0
48690 | GBY_GN5_5 | 5 | Houston | YES | -0.004847 | 318.4 | 81 | 398 |  | 1.0362 | GSC | -1 | 0.020863 | 398 | 398 |  |  |  |  | -0.020863 | -8.3033 |  |  |  |  | 0 | 0
48598 | BTE_ST1_8070 | 4 | Houston | YES | -0.004883 | 269.2 | 60 | 269.2 | 0 | 1.0261 | CC | -1 | 0.020899 | 269.2 | 269.2 |  |  |  |  | -0.020899 | -5.6259 |  |  |  |  | 0 | 0
48595 | BTE_GT2_8075 | 1 | Houston | YES | -0.004883 | 162.8 | 130 | 162.8 | 0 | 1.0261 | CC | -1 | 0.020899 | 162.8 | 162.8 |  |  |  |  | -0.020899 | -3.4023 |  |  |  |  | 0 | 0
48596 | BTE_GT3_8045 | 2 | Houston | YES | -0.004883 | 161.4 | 130 | 161.4 | 0 | 1.0261 | CC | -1 | 0.020899 | 161.4 | 161.4 |  |  |  |  | -0.020899 | -3.373 |  |  |  |  | 0 | 0
48597 | BTE_GT4_8055 | 3 | Houston | YES | -0.004883 | 158.9 | 130 | 158.9 | 0 | 1.0261 | CC | -1 | 0.020899 | 158.9 | 158.9 |  |  |  |  | -0.020899 | -3.3208 |  |  |  |  | 0 | 0
48583 | CBY_GT4_1 | 1 | Houston | YES | -0.00499 | 172 | 0 | 172 | 0 | 1.027 | GSC | -1 | 0.021006 | 172 | 172 |  |  |  |  | -0.021006 | -3.613 |  |  |  |  | 0 | 0
48584 | CBY_GT4_2 | 2 | Houston | YES | -0.00499 | 172 | 0 | 172 | 0 | 1.027 | CC | -1 | 0.021006 | 172 | 172 |  |  |  |  | -0.021006 | -3.613 |  |  |  |  | 0 | 0
48585 | CBY_ST4_1 | 3 | Houston | YES | -0.00499 | 172 | 0 | 172 | 0 | 1.027 | CC | -1 | 0.021006 | 172 | 172 |  |  |  |  | -0.021006 | -3.613 |  |  |  |  | 0 | 0
48815 | CVC_GT4_8005 | 4 | Houston | YES | -0.005007 | 165 | 91.8 | 165 |  | 1.0362 | Cogen | -1 | 0.021023 | 0 | 0 |  |  |  |  | -0.021023 | 0 |  |  |  |  | 0 | 0
48791 | PSA_GT1_8160 | 1 | Houston | YES | -0.005042 | 52 | 20.8 | 65 | 0 | 1.0362 | Cogen | -1 | 0.021058 | 0 | 0 |  |  |  |  | -0.021058 | 0 |  |  |  |  | 0 | 0
48792 | PSA_GT2_8155 | 2 | Houston | YES | -0.005042 | 52.8 | 20.3 | 66 | 0 | 1.0362 | Cogen | -1 | 0.021058 | 0 | 0 |  |  |  |  | -0.021058 | 0 |  |  |  |  | 0 | 0
48793 | PSA_GT3_8150 | 3 | Houston | YES | -0.005042 | 56 | 20.3 | 70 | 0 | 1.0362 | Cogen | -1 | 0.021058 | 0 | 0 |  |  |  |  | -0.021058 | 0 |  |  |  |  | 0 | 0
48794 | PSA_GT4_8145 | 4 | Houston | YES | -0.005042 | 52.8 | 20.3 | 66 | 0 | 1.0362 | Cogen | -1 | 0.021058 | 0 | 0 |  |  |  |  | -0.021058 | 0 |  |  |  |  | 0 | 0
48795 | PSA_GT5_8140 | 5 | Houston | YES | -0.005042 | 51.2 | 20.3 | 64 | 0 | 1.0362 | Cogen | -1 | 0.021058 | 0 | 0 |  |  |  |  | -0.021058 | 0 |  |  |  |  | 0 | 0
48796 | PSA_GN1_8165 | 1 | Houston | YES | -0.005042 | 83.2 | 43.1 | 104 | 0 | 1.0362 | Cogen | -1 | 0.021058 | 0 | 0 |  |  |  |  | -0.021058 | 0 |  |  |  |  | 0 | 0
48797 | PSA_GT6_8135 | 6 | Houston | YES | -0.005042 | 47.2 | 34.5 | 59 | 0 | 1.0362 | Cogen | -1 | 0.021058 | 0 | 0 |  |  |  |  | -0.021058 | 0 |  |  |  |  | 0 | 0
48581 | CBY_GN1_1 | 1 | Houston | YES | -0.005045 | 595.2 | 108 | 744 | 0 | 1.0435 | GSC | -1 | 0.021061 | 744 | 744 |  |  |  |  | -0.021061 | -15.669 |  |  |  |  | 0 | 0
48940 | WARVUE_GT1 | G1 | Houston | YES | -0.005047 | 15 | 0 | 15 |  | 1.021 | Cogen | -1 | 0.021063 | 0 | 0 |  |  |  |  | -0.021063 | 0 |  |  |  |  | 0 | 0
48651 | EP_1_2 | 1 | Houston | YES | -0.005048 | 4 | 0 | 5 | 0 | 1.0362 | Cogen | -1 | 0.021064 | 0 | 0 |  |  |  |  | -0.021064 | 0 |  |  |  |  | 0 | 0
48651 | EP_1_2 | 2 | Houston | YES | -0.005048 | 17.7 | 10 | 21 | 0 | 1.0362 | Cogen | -1 | 0.021064 | 0 | 0 |  |  |  |  | -0.021064 | 0 |  |  |  |  | 0 | 0
49803 | EXN_15GT | 1 | Houston | YES | -0.00511 | 33 | 8.3 | 34 |  | 1.0326 | Cogen | -1 | 0.021126 | 0 | 0 |  |  |  |  | -0.021126 | 0 |  |  |  |  | 0 | 0
49804 | EXN_16GT | 2 | Houston | YES | -0.00511 | 32 | 8.3 | 34.7 |  | 1.0326 | Cogen | -1 | 0.021126 | 0 | 0 |  |  |  |  | -0.021126 | 0 |  |  |  |  | 0 | 0
49805 | EXN_17GT | 3 | Houston | YES | -0.00511 | 31 | 8.3 | 32.7 |  | 1.0326 | Cogen | -1 | 0.021126 | 0 | 0 |  |  |  |  | -0.021126 | 0 |  |  |  |  | 0 | 0
49826 | EXN938GT | 5 | Houston | YES | -0.00511 | 43 | 9.2 | 45.9 |  | 1.0326 | Cogen | -1 | 0.021126 | 0 | 0 |  |  |  |  | -0.021126 | 0 |  |  |  |  | 0 | 0
49828 | EXN941GT | 10 | Houston | YES | -0.00511 | 17.7 | 5.4 | 17.7 | 0 | 1.0326 | Cogen | -1 | 0.021126 | 0 | 0 |  |  |  |  | -0.021126 | 0 |  |  |  |  | 0 | 0
49829 | EXN942GT | 11 | Houston | YES | -0.00511 | 20 | 5.4 | 20.4 | 0 | 1.0326 | Cogen | -1 | 0.021126 | 0 | 0 |  |  |  |  | -0.021126 | 0 |  |  |  |  | 0 | 0
49830 | EXN943GT | 12 | Houston | YES | -0.00511 | 19 | 5.4 | 19.9 | 0 | 1.0326 | Cogen | -1 | 0.021126 | 0 | 0 |  |  |  |  | -0.021126 | 0 |  |  |  |  | 0 | 0
49831 | EXN944GT | 13 | Houston | YES | -0.00511 | 33 | 5.4 | 35 | 0 | 1.0326 | Cogen | -1 | 0.021126 | 0 | 0 |  |  |  |  | -0.021126 | 0 |  |  |  |  | 0 | 0
49832 | EXN945GT | 9 | Houston | YES | -0.00511 | 18.5 | 9.2 | 18.5 |  | 1.0326 | Cogen | -1 | 0.021126 | 0 | 0 |  |  |  |  | -0.021126 | 0 |  |  |  |  | 0 | 0
49837 | EXN_GT | 4 | Houston | YES | -0.00511 | 81 | 21.3 | 85.4 |  | 1.0326 | Cogen | -1 | 0.021126 | 0 | 0 |  |  |  |  | -0.021126 | 0 |  |  |  |  | 0 | 0
49838 | EXN_14GT | 14 | Houston | YES | -0.00511 | 140 | 0 | 148 |  | 1.0326 | Cogen | -1 | 0.021126 | 0 | 0 |  |  |  |  | -0.021126 | 0 |  |  |  |  | 0 | 0
48883 | THW_GT1_GT_1 | B2 | Houston | YES | -0.005123 | 0 | 0 | 12 |  | 1.043 | GGT | -1 | 0.021139 | 12 | 12 |  |  |  |  | -0.021139 | -0.25366 |  |  |  |  | 0 | 0
48582 | CBY_GN2_2 | 2 | Houston | YES | -0.005174 | 596.8 | 110 | 746 | 0 | 1.0435 | GSC | -1 | 0.02119 | 746 | 746 |  |  |  |  | -0.02119 | -15.8074 |  |  |  |  | 0 | 0
48874 | THW_ST4_ST_4 | 4 | Houston | YES | -0.005265 | 108 | 19 | 108 | 0 | 1.0435 | CC | -1 | 0.021281 | 108 | 108 |  |  |  |  | -0.021281 | -2.2983 |  |  |  |  | 0 | 0
48873 | THW_ST3_ST_3 | 3 | Houston | YES | -0.005265 | 107 | 19 | 107 | 0 | 1.0435 | CC | -1 | 0.021281 | 107 | 107 |  |  |  |  | -0.021281 | -2.277 |  |  |  |  | 0 | 0
48881 | THW_4344 | G | Houston | YES | -0.005265 | 58 | 5 | 58 | 0 | 1.0435 | CC | -1 | 0.021281 | 58 | 58 |  |  |  |  | -0.021281 | -1.2343 |  |  |  |  | 0 | 0
48881 | THW_4344 | H | Houston | YES | -0.005265 | 58 | 5 | 58 | 0 | 1.0435 | CC | -1 | 0.021281 | 58 | 58 |  |  |  |  | -0.021281 | -1.2343 |  |  |  |  | 0 | 0
48877 | THW_3334 | D | Houston | YES | -0.005265 | 57 | 5 | 57 | 0 | 1.0435 | CC | -1 | 0.021281 | 57 | 57 |  |  |  |  | -0.021281 | -1.213 |  |  |  |  | 0 | 0
48879 | THW_4142 | E | Houston | YES | -0.005265 | 56 | 5 | 56 | 0 | 1.0435 | CC | -1 | 0.021281 | 56 | 56 |  |  |  |  | -0.021281 | -1.1917 |  |  |  |  | 0 | 0
48875 | THW_3132 | A | Houston | YES | -0.005265 | 55 | 5 | 55 | 0 | 1.0435 | CC | -1 | 0.021281 | 55 | 55 |  |  |  |  | -0.021281 | -1.1704 |  |  |  |  | 0 | 0
48877 | THW_3334 | C | Houston | YES | -0.005265 | 55 | 5 | 55 | 0 | 1.0435 | CC | -1 | 0.021281 | 55 | 55 |  |  |  |  | -0.021281 | -1.1704 |  |  |  |  | 0 | 0
48879 | THW_4142 | F | Houston | YES | -0.005265 | 55 | 5 | 55 | 0 | 1.0435 | CC | -1 | 0.021281 | 55 | 55 |  |  |  |  | -0.021281 | -1.1704 |  |  |  |  | 0 | 0
48875 | THW_3132 | B | Houston | YES | -0.005265 | 53 | 5 | 53 | 0 | 1.0435 | CC | -1 | 0.021281 | 53 | 53 |  |  |  |  | -0.021281 | -1.1279 |  |  |  |  | 0 | 0
48593 | CHE_GT1_8015 | 1 | Houston | YES | -0.005385 | 173 | 50 | 173 | 0 | 1.0362 | Cogen | -1 | 0.021401 | 0 | 0 |  |  |  |  | -0.021401 | 0 |  |  |  |  | 0 | 0
48594 | CHE_GN4_8025 | 4 | Houston | YES | -0.005385 | 142 | 60 | 142 | 0 | 1.0362 | Cogen | -1 | 0.021401 | 0 | 0 |  |  |  |  | -0.021401 | 0 |  |  |  |  | 0 | 0
48511 | LPE_GT1_8070 | 1 | Houston | YES | -0.005399 | 42 | 0 | 42 | 0 | 1.0362 | GGT | -1 | 0.021415 | 42 | 42 |  |  |  |  | -0.021415 | -0.89941 |  |  |  |  | 0 | 0
48512 | LPE_GT2_8075 | 2 | Houston | YES | -0.005399 | 42 | 0 | 42 | 0 | 1.0362 | GGT | -1 | 0.021415 | 42 | 42 |  |  |  |  | -0.021415 | -0.89941 |  |  |  |  | 0 | 0
48513 | LPE_GT3_8080 | 3 | Houston | YES | -0.005399 | 39 | 0 | 39 | 0 | 1.0362 | GGT | -1 | 0.021415 | 39 | 39 |  |  |  |  | -0.021415 | -0.83517 |  |  |  |  | 0 | 0
48514 | LPE_GT4_8085 | 4 | Houston | YES | -0.005399 | 39 | 0 | 39 | 0 | 1.0362 | GGT | -1 | 0.021415 | 39 | 39 |  |  |  |  | -0.021415 | -0.83517 |  |  |  |  | 0 | 0
48500 | APD_GT1_8005 | 1 | Houston | YES | -0.005415 | 137.6 | 54.6 | 137.6 | 0 | 1.0362 | Cogen | -1 | 0.021431 | 0 | 0 |  |  |  |  | -0.021431 | 0 |  |  |  |  | 0 | 0
48820 | SHELLG1_3015 | 1 | Houston | YES | -0.005497 | 71 | 34.5 | 71 |  | 1.029 | Cogen | -1 | 0.021513 | 0 | 0 |  |  |  |  | -0.021513 | 0 |  |  |  |  | 0 | 0
48821 | SHELLG2 | 2 | Houston | YES | -0.005497 | 72 | 34.5 | 72 |  | 1.029 | Cogen | -1 | 0.021513 | 0 | 0 |  |  |  |  | -0.021513 | 0 |  |  |  |  | 0 | 0
48822 | SHELLG3_3020 | 2 | Houston | YES | -0.005497 | 30 | 0 | 30 |  | 1.029 | Cogen | -1 | 0.021513 | 0 | 0 |  |  |  |  | -0.021513 | 0 |  |  |  |  | 0 | 0
48822 | SHELLG3_3020 | 1 | Houston | YES | -0.005497 | 39 | 0 | 39 |  | 1.029 | Cogen | -1 | 0.021513 | 0 | 0 |  |  |  |  | -0.021513 | 0 |  |  |  |  | 0 | 0
48854 | SRB_GN4_4 | 4 | Houston | YES | -0.005554 | 182.4 | 35 | 228 | 0 | 1.0326 | GST | -1 | 0.02157 | 228 | 228 |  |  |  |  | -0.02157 | -4.9179 |  |  |  |  | 0 | 0
48740 | PSG_GN2_8050 | 1 | Houston | YES | -0.005554 | 182 | 60 | 182 | 0 | 1.0326 | Cogen | -1 | 0.02157 | 0 | 0 |  |  |  |  | -0.02157 | 0 |  |  |  |  | 0 | 0
48741 | PSG_GT2_8040 | 1 | Houston | YES | -0.005554 | 158.6 | 50 | 158.6 | 0 | 1.0326 | Cogen | -1 | 0.02157 | 0 | 0 |  |  |  |  | -0.02157 | 0 |  |  |  |  | 0 | 0
48742 | PSG_GT3_8060 | 1 | Houston | YES | -0.005554 | 157 | 50 | 157 | 0 | 1.0326 | Cogen | -1 | 0.02157 | 0 | 0 |  |  |  |  | -0.02157 | 0 |  |  |  |  | 0 | 0
48611 | DIB_GT1_8080 | 1 | Houston | YES | -0.005555 | 64 | 0 | 64 | 0 | 1.0326 | Cogen | -1 | 0.021571 | 0 | 0 |  |  |  |  | -0.021571 | 0 |  |  |  |  | 0 | 0
48612 | DIB_GT2_8075 | 2 | Houston | YES | -0.005555 | 63.2 | 0 | 63.2 | 0 | 1.0326 | Cogen | -1 | 0.021571 | 0 | 0 |  |  |  |  | -0.021571 | 0 |  |  |  |  | 0 | 0
48613 | DIB_ST1_8085 | 3 | Houston | YES | -0.005555 | 67.9 | 30 | 82.6 | 0 | 1.0326 | Cogen | -1 | 0.021571 | 0 | 0 |  |  |  |  | -0.021571 | 0 |  |  |  |  | 0 | 0
48614 | DIB_GT3_8090 | 4 | Houston | YES | -0.005555 | 73.6 | 15 | 73.6 | 0 | 1.0326 | Cogen | -1 | 0.021571 | 0 | 0 |  |  |  |  | -0.021571 | 0 |  |  |  |  | 0 | 0
48845 | SOL_GT1 | 1 | Houston | YES | -0.005556 | 16.2 | 15.4 | 16.2 |  | 1.0326 | Solar | -1 | 0.021572 | 16.2 | 16.2 |  |  |  |  | -0.021572 | -0.34946 |  |  |  |  | 0 | 0
48853 | SRB_GN3_3 | 3 | Houston | YES | -0.005557 | 170.4 | 35 | 213 |  | 1.0326 | GST | -1 | 0.021573 | 213 | 213 |  |  |  |  | -0.021573 | -4.595 |  |  |  |  | 0 | 0
48551 | CAL_GT1_8045 | 1 | Houston | YES | -0.005566 | 149 | 0 | 149 | 0 | 1.0326 | Cogen | -1 | 0.021582 | 0 | 0 |  |  |  |  | -0.021582 | 0 |  |  |  |  | 0 | 0
48552 | CAL_ST1_8000 | 2 | Houston | YES | -0.005566 | 65.1 | 0 | 65.1 | 0 | 1.0326 | Cogen | -1 | 0.021582 | 0 | 0 |  |  |  |  | -0.021582 | 0 |  |  |  |  | 0 | 0
48851 | SRB_GN1_1 | 1 | Houston | YES | -0.005567 | 132 | 26 | 165 | 0 | 1.0217 | GST | -1 | 0.021583 | 165 | 165 |  |  |  |  | -0.021583 | -3.5611 |  |  |  |  | 0 | 0
48852 | SRB_GN2_2 | 2 | Houston | YES | -0.005571 | 140.8 | 26 | 176 | 0 | 1.0217 | GST | -1 | 0.021587 | 176 | 176 |  |  |  |  | -0.021587 | -3.7992 |  |  |  |  | 0 | 0
48855 | SRB_GT211035 | B1 | Houston | YES | -0.005573 | 0 | 0 | 18 |  | 1.014 | GGT | -1 | 0.021589 | 18 | 18 |  |  |  |  | -0.021589 | -0.38859 |  |  |  |  | 0 | 0
48855 | SRB_GT211035 | B2 | Houston | YES | -0.005573 | 0 | 0 | 12 |  | 1.014 | GGT | -1 | 0.021589 | 12 | 12 |  |  |  |  | -0.021589 | -0.25906 |  |  |  |  | 0 | 0
48761 | PR_GT1__9040 | 1 | Houston | YES | -0.005614 | 26 | 0 | 35 |  | 1 | Cogen | -1 | 0.02163 | 0 | 0 |  |  |  |  | -0.02163 | 0 |  |  |  |  | 0 | 0
48645 | DPEC_ST55065 | 5 | Houston | YES | -0.005656 | 282 | 0 | 282 | 0 | 1.0319 | CC | -1 | 0.021672 | 282 | 282 |  |  |  |  | -0.021672 | -6.1114 |  |  |  |  | 0 | 0
48641 | DPEC_GT15040 | 1 | Houston | YES | -0.005656 | 163.2 | 98 | 163.2 | 0 | 1.0319 | CC | -1 | 0.021672 | 163.2 | 163.2 |  |  |  |  | -0.021672 | -3.5368 |  |  |  |  | 0 | 0
48643 | DPEC_GT35010 | 3 | Houston | YES | -0.005656 | 157.5 | 98 | 157.5 | 0 | 1.0319 | CC | -1 | 0.021672 | 157.5 | 157.5 |  |  |  |  | -0.021672 | -3.4133 |  |  |  |  | 0 | 0
48642 | DPEC_GT25025 | 2 | Houston | YES | -0.005656 | 157.1 | 98 | 157.1 | 0 | 1.0319 | CC | -1 | 0.021672 | 157.1 | 157.1 |  |  |  |  | -0.021672 | -3.4046 |  |  |  |  | 0 | 0
48644 | DPEC_GT45070 | 4 | Houston | YES | -0.005656 | 157 | 98 | 157 | 0 | 1.0319 | CC | -1 | 0.021672 | 157 | 157 |  |  |  |  | -0.021672 | -3.4024 |  |  |  |  | 0 | 0
48841 | SJS_GT1_GT1 | 1 | Houston | YES | -0.005698 | 62.4 | 49 | 78 | 0 | 1.0362 | Cogen | -1 | 0.021714 | 0 | 0 |  |  |  |  | -0.021714 | 0 |  |  |  |  | 0 | 0
48842 | SJS_GT2_GT2 | 2 | Houston | YES | -0.005698 | 64.8 | 49 | 81 | 0 | 1.0362 | Cogen | -1 | 0.021714 | 0 | 0 |  |  |  |  | -0.021714 | 0 |  |  |  |  | 0 | 0
48693 | GBY_83841065 | E | Houston | YES | -0.005747 | 45.6 | 20 | 57 | 0 | 1.0362 | GGT | -1 | 0.021763 | 57 | 57 |  |  |  |  | -0.021763 | -1.2405 |  |  |  |  | 0 | 0
48692 | GBY_81821075 | D | Houston | YES | -0.005747 | 44 | 20 | 55 | 0 | 1.0362 | GGT | -1 | 0.021763 | 55 | 55 |  |  |  |  | -0.021763 | -1.1969 |  |  |  |  | 0 | 0
48693 | GBY_83841065 | F | Houston | YES | -0.005747 | 43.2 | 20 | 54 | 0 | 1.0362 | GGT | -1 | 0.021763 | 54 | 54 |  |  |  |  | -0.021763 | -1.1752 |  |  |  |  | 0 | 0
48691 | GBY_73741085 | B | Houston | YES | -0.005747 | 37.6 | 20 | 47 | 0 | 1.0362 | GGT | -1 | 0.021763 | 47 | 47 |  |  |  |  | -0.021763 | -1.0228 |  |  |  |  | 0 | 0
48691 | GBY_73741085 | A | Houston | YES | -0.005747 | 37.6 | 20 | 47 | 0 | 1.0362 | GGT | -1 | 0.021763 | 47 | 47 |  |  |  |  | -0.021763 | -1.0228 |  |  |  |  | 0 | 0
48692 | GBY_81821075 | C | Houston | YES | -0.005747 | 37.6 | 20 | 47 | 0 | 1.0362 | GGT | -1 | 0.021763 | 47 | 47 |  |  |  |  | -0.021763 | -1.0228 |  |  |  |  | 0 | 0
48531 | BYU_GT1_8075 | 1 | Houston | YES | -0.005863 | 65 | 0 | 65 |  | 1.0362 | Cogen | -1 | 0.021879 | 0 | 0 |  |  |  |  | -0.021879 | 0 |  |  |  |  | 0 | 0
48532 | BYU_GT2_8055 | 2 | Houston | YES | -0.005863 | 62 | 0 | 62 |  | 1.0362 | Cogen | -1 | 0.021879 | 0 | 0 |  |  |  |  | -0.021879 | 0 |  |  |  |  | 0 | 0
48533 | BYU_GT3_8060 | 3 | Houston | YES | -0.005863 | 67 | 0 | 67 |  | 1.0362 | Cogen | -1 | 0.021879 | 0 | 0 |  |  |  |  | -0.021879 | 0 |  |  |  |  | 0 | 0
48534 | BYU_GT4_8065 | 4 | Houston | YES | -0.005863 | 65 | 0 | 65 |  | 1.0362 | Cogen | -1 | 0.021879 | 0 | 0 |  |  |  |  | -0.021879 | 0 |  |  |  |  | 0 | 0
48561 | CTL_GT2_8130 | 1 | Houston | YES | -0.005951 | 73.5 | 30.3 | 91.9 |  | 1.0362 | Cogen | -1 | 0.021967 | 0 | 0 |  |  |  |  | -0.021967 | 0 |  |  |  |  | 0 | 0
48562 | CTL_GT3_8135 | 2 | Houston | YES | -0.005951 | 70.1 | 30.3 | 87.6 |  | 1.0362 | Cogen | -1 | 0.021967 | 0 | 0 |  |  |  |  | -0.021967 | 0 |  |  |  |  | 0 | 0
48563 | CTL_GT4_8140 | 3 | Houston | YES | -0.005951 | 69.6 | 30.3 | 87 |  | 1.0362 | Cogen | -1 | 0.021967 | 0 | 0 |  |  |  |  | -0.021967 | 0 |  |  |  |  | 0 | 0
48564 | CTL_GN1_8145 | 4 | Houston | YES | -0.005951 | 43.6 | 12.9 | 54.5 |  | 1.0362 | Cogen | -1 | 0.021967 | 0 | 0 |  |  |  |  | -0.021967 | 0 |  |  |  |  | 0 | 0
48565 | CTL_GN2_8155 | 5 | Houston | YES | -0.005951 | 9.8 | 3.4 | 12.2 |  | 1.0362 | Cogen | -1 | 0.021967 | 0 | 0 |  |  |  |  | -0.021967 | 0 |  |  |  |  | 0 | 0
48772 | PHR_GN2_2 | MB | Houston | YES | -0.006181 | 0 | 72 | 459 |  | 1.0362 | GSC | -1 | 0.022197 | 0 | 0 |  |  |  |  | -0.022197 | 0 |  |  |  |  | 0 | 0
38580 | TNBP_CGN1_8 | 1 | Houston | YES | -0.00651 | 70.8 | 0 | 70.8 | 0 | 1.005 | Cogen | -1 | 0.022526 | 0 | 0 |  |  |  |  | -0.022526 | 0 |  |  |  |  | 0 | 0
38590 | TNBP_CGN2_8 | 2 | Houston | YES | -0.00651 | 66.7 | 0 | 66.7 | 0 | 1.005 | Cogen | -1 | 0.022526 | 0 | 0 |  |  |  |  | -0.022526 | 0 |  |  |  |  | 0 | 0
38600 | TNBP_CGN3_8 | 5 | Houston | YES | -0.00651 | 53 | 0 | 53 | 0 | 1.005 | Cogen | -1 | 0.022526 | 0 | 0 |  |  |  |  | -0.022526 | 0 |  |  |  |  | 0 | 0
38611 | TNBPAMCG1_8 | 1 | Houston | YES | -0.00651 | 153.2 | 0 | 153.2 | 0 | 1.005 | Cogen | -1 | 0.022526 | 0 | 0 |  |  |  |  | -0.022526 | 0 |  |  |  |  | 0 | 0
38612 | TNBPAMCG2_8 | 2 | Houston | YES | -0.00651 | 153.5 | 0 | 153.5 | 0 | 1.005 | Cogen | -1 | 0.022526 | 0 | 0 |  |  |  |  | -0.022526 | 0 |  |  |  |  | 0 | 0
38613 | TNBPAMCG3_8 | 3 | Houston | YES | -0.00651 | 152.3 | 0 | 152.3 | 0 | 1.005 | Cogen | -1 | 0.022526 | 0 | 0 |  |  |  |  | -0.022526 | 0 |  |  |  |  | 0 | 0
38614 | TNBPAMCG4_8 | 4 | Houston | YES | -0.00651 | 96 | 0 | 96 |  | 1.005 | Cogen | -1 | 0.022526 | 0 | 0 |  |  |  |  | -0.022526 | 0 |  |  |  |  | 0 | 0
38615 | TNBPAMCG5_8 | 1 | Houston | YES | -0.00651 | 244 | 0 | 244 | 0 | 1.005 | Cogen | -1 | 0.022526 | 0 | 0 |  |  |  |  | -0.022526 | 0 |  |  |  |  | 0 | 0
38690 | TNBP_CGN4_8 | 3 | Houston | YES | -0.00651 | 40 | 0 | 40 |  | 1.005 | Cogen | -1 | 0.022526 | 0 | 0 |  |  |  |  | -0.022526 | 0 |  |  |  |  | 0 | 0
38711 | TNTXCTY1CG8 | 1 | Houston | YES | -0.00651 | 100.3 | 59 | 100.3 | 0 | 1 | Cogen | -1 | 0.022526 | 0 | 0 |  |  |  |  | -0.022526 | 0 |  |  |  |  | 0 | 0
38712 | TNTXCTY2CG8 | 1 | Houston | YES | -0.00651 | 92.9 | 59 | 92.9 | 0 | 1 | Cogen | -1 | 0.022526 | 0 | 0 |  |  |  |  | -0.022526 | 0 |  |  |  |  | 0 | 0
38713 | TNTXCTY3CG8 | 1 | Houston | YES | -0.00651 | 102.7 | 59 | 102.7 | 0 | 1 | Cogen | -1 | 0.022526 | 0 | 0 |  |  |  |  | -0.022526 | 0 |  |  |  |  | 0 | 0
38714 | TNTXCTY4CG8 | 1 | Houston | YES | -0.00651 | 103 | 59 | 103 | 0 | 1 | Cogen | -1 | 0.022526 | 0 | 0 |  |  |  |  | -0.022526 | 0 |  |  |  |  | 0 | 0
39470 | TNDOWCGNSG8 | 1 | Houston | YES | -0.00651 | 32 | 10 | 32 | 0 | 0.985 | Cogen | -1 | 0.022526 | 0 | 0 |  |  |  |  | -0.022526 | 0 |  |  |  |  | 0 | 0
39480 | TNDOWCGNGG8 | 1 | Houston | YES | -0.00651 | 30 | 10 | 30 | 0 | 0.985 | Cogen | -1 | 0.022526 | 0 | 0 |  |  |  |  | -0.022526 | 0 |  |  |  |  | 0 | 0
48924 | WAP_GN4_4 | 4 | Houston | YES | -0.00727 | 546 | 217 | 546 | 0 | 1.0362 | GSC | -1 | 0.023286 | 546 | 546 |  |  |  |  | -0.023286 | -12.7139 |  |  |  |  | 0 | 0
48923 | WAP_GN3_3 | 3 | Houston | YES | -0.00727 | 198.4 | 93 | 248 | 0 | 1.0362 | GST | -1 | 0.023286 | 248 | 248 |  |  |  |  | -0.023286 | -5.7748 |  |  |  |  | 0 | 0
48921 | WAP_GN1_1 | 1 | Houston | YES | -0.00727 | 132.8 | 37 | 166 | 0 | 1.0362 | GST | -1 | 0.023286 | 166 | 166 |  |  |  |  | -0.023286 | -3.8654 |  |  |  |  | 0 | 0
48922 | WAP_GN2_2 | 2 | Houston | YES | -0.00727 | 132.8 | 37 | 166 | 0 | 1.0362 | GST | -1 | 0.023286 | 166 | 166 |  |  |  |  | -0.023286 | -3.8654 |  |  |  |  | 0 | 0
48929 | WAPGT21_GT1 | B1 | Houston | YES | -0.00727 | 0 | 0 | 13 |  | 1.05 | GGT | -1 | 0.023286 | 13 | 13 |  |  |  |  | -0.023286 | -0.30271 |  |  |  |  | 0 | 0
48925 | WAP_GN5_5 | 5 | Houston | YES | -0.00727 | 607.1 | 278 | 654 | 0 | 0.985 | LIGCO | -1 | 0.023286 | 0 | 654 |  |  |  |  | -0.023286 | 0 |  |  |  |  | 0 | 0
48510 | AK_GT1__8040 | 1 | Houston | YES | -0.007313 | 33.4 | 8.1 | 34 |  | 1.029 | Cogen | -1 | 0.023329 | 0 | 0 |  |  |  |  | -0.023329 | 0 |  |  |  |  | 0 | 0
48523 | BVE_ST1_GN1 | 3 | Houston | YES | -0.007464 | 252.4 | 0 | 252.4 |  | 1.035 | CC | -1 | 0.02348 | 252.4 | 252.4 |  |  |  |  | -0.02348 | -5.9262 |  |  |  |  | 0 | 0
48521 | BVE_GT1_GT1 | 1 | Houston | YES | -0.007464 | 167.7 | 0 | 167.7 |  | 1.035 | CC | -1 | 0.02348 | 167.7 | 167.7 |  |  |  |  | -0.02348 | -3.9375 |  |  |  |  | 0 | 0
48522 | BVE_GT2_5035 | 2 | Houston | YES | -0.007464 | 166.4 | 0 | 166.4 |  | 1.035 | CC | -1 | 0.02348 | 166.4 | 166.4 |  |  |  |  | -0.02348 | -3.907 |  |  |  |  | 0 | 0
48926 | WAP_GN6_6 | 6 | Houston | YES | -0.007474 | 651 | 280 | 651 |  | 1.035 | LIGCO | -1 | 0.02349 | 0 | 651 |  |  |  |  | -0.02349 | 0 |  |  |  |  | 0 | 0
48927 | WAP_GN7_7 | 7 | Houston | YES | -0.007474 | 564 | 277 | 564 |  | 1.035 | LIGCO | -1 | 0.02349 | 0 | 564 |  |  |  |  | -0.02349 | 0 |  |  |  |  | 0 | 0
48928 | WAP_GN8_8 | 8 | Houston | YES | -0.007474 | 603 | 275 | 603 |  | 1.035 | LIGCO | -1 | 0.02349 | 0 | 603 |  |  |  |  | -0.02349 | 0 |  |  |  |  | 0 | 0
48730 | MNS_GT | 1 | Houston | YES | -0.007493 | 43 | 0 | 46.1 |  | 1.029 | Cogen | -1 | 0.023509 | 0 | 0 |  |  |  |  | -0.023509 | 0 |  |  |  |  | 0 | 0
8262 | ELPS | 1 | South | YES | -0.007989 | 6 | 6 | 6 | 0 | 1.15 | Hydro | -1 | 0.024005 | 0 | 0 |  |  | 0 | 0 | -0.024005 | 0 |  |  |  |  | 0 | 0
39760 | TNSCLP1___8 | 1 | Houston | YES | -0.008693 | 93.4 | 20 | 116.8 | 0 | 1.04 | Cogen | -1 | 0.024709 | 0 | 0 |  |  |  |  | -0.024709 | 0 |  |  |  |  | 0 | 0
39770 | TNSCLP2___8 | 1 | Houston | YES | -0.008693 | 91.6 | 20 | 114.5 | 0 | 1.04 | Cogen | -1 | 0.024709 | 0 | 0 |  |  |  |  | -0.024709 | 0 |  |  |  |  | 0 | 0
39775 | TNSCLP4___8 | 1 | Houston | YES | -0.008693 | 95.2 | 20 | 119 | 0 | 1.04 | Cogen | -1 | 0.024709 | 0 | 0 |  |  |  |  | -0.024709 | 0 |  |  |  |  | 0 | 0
39790 | TNSCLP3___8 | 1 | Houston | YES | -0.008693 | 87.6 | 20 | 109.5 | 0 | 1.027 | Cogen | -1 | 0.024709 | 0 | 0 |  |  |  |  | -0.024709 | 0 |  |  |  |  | 0 | 0
48520 | BSF_GT1_8070 | 1 | Houston | YES | -0.009035 | 72 | 0 | 72 | 0 | 1.0326 | Cogen | -1 | 0.025051 | 0 | 0 |  |  |  |  | -0.025051 | 0 |  |  |  |  | 0 | 0
48520 | BSF_GT1_8070 | 2 | Houston | YES | -0.009035 | 10 | 0 | 10 | 0 | 1.0326 | Cogen | -1 | 0.025051 | 0 | 0 |  |  |  |  | -0.025051 | 0 |  |  |  |  | 0 | 0
48671 | FTR_GT1_5105 | 1 | North | YES | 0.001749 | 154.2 | 0 | 154.2 | 0 | 1.0319 | CC | 1 | 0.025059 | 154.2 | 154.2 | 0.2697 | 154.2 |  |  | 0.025059 | 3.8642 |  |  |  |  | 0 | 0
48673 | FTR_GT3_5085 | 3 | North | YES | 0.001749 | 158 | 0 | 158 | 0 | 1.0319 | CC | 1 | 0.025059 | 158 | 158 | 0.27634 | 158 |  |  | 0.025059 | 3.9594 |  |  |  |  | 0 | 0
48672 | FTR_GT2_5110 | 2 | North | YES | 0.001749 | 159 | 0 | 159 | 0 | 1.0319 | CC | 1 | 0.025059 | 159 | 159 | 0.27809 | 159 |  |  | 0.025059 | 3.9844 |  |  |  |  | 0 | 0
48674 | FTR_CN4_5095 | 4 | North | YES | 0.001749 | 380 | 0 | 380 | 0 | 1.0319 | CC | 1 | 0.025059 | 380 | 380 | 0.66462 | 380 |  |  | 0.025059 | 9.5226 |  |  |  |  | 0 | 0
32884 | BRYN_DNSBY13 | 1 | North | YES | 0.001948 | 46 | 2 | 46 | 0 | 1.015 | GST | 1 | 0.025258 | 46 | 46 | 0.089608 | 46 |  |  | 0.025258 | 1.1619 |  |  |  |  | 0 | 0
32883 | BRYN_DNSBY3 | 1 | North | YES | 0.001948 | 0 | 2 | 48 |  | 1.015 | GST | 1 | 0.025258 | 48 | 48 | 0.093504 | 48 |  |  | 0.025258 | 1.2124 |  |  |  |  | 0 | 0
32892 | BRYN_DNSBY14 | 1 | North | YES | 0.001948 | 84 | 25 | 105 | 0 | 1.035 | GST | 1 | 0.025258 | 105 | 105 | 0.20454 | 105 |  |  | 0.025258 | 2.6521 |  |  |  |  | 0 | 0
49851 | DOW17000 | 37 | Houston | YES | -0.009462 | 39 | 0 | 62 | 0 | 1 | Cogen | -1 | 0.025478 | 0 | 0 |  |  |  |  | -0.025478 | 0 |  |  |  |  | 0 | 0
49858 | DOW38100 | 31 | Houston | YES | -0.009462 | 45 | 0 | 71.4 |  | 1 | Cogen | -1 | 0.025478 | 0 | 0 |  |  |  |  | -0.025478 | 0 |  |  |  |  | 0 | 0
49859 | DOW38200 | 33 | Houston | YES | -0.009462 | 28 | 0 | 45 | 0 | 1 | Cogen | -1 | 0.025478 | 0 | 0 |  |  |  |  | -0.025478 | 0 |  |  |  |  | 0 | 0
49860 | DOW38300 | 32 | Houston | YES | -0.009462 | 63 | 0 | 101 |  | 1 | Cogen | -1 | 0.025478 | 0 | 0 |  |  |  |  | -0.025478 | 0 |  |  |  |  | 0 | 0
49862 | DOW39100 | 36 | Houston | YES | -0.009462 | 54 | 0 | 86 | 0 | 1 | Cogen | -1 | 0.025478 | 0 | 0 |  |  |  |  | -0.025478 | 0 |  |  |  |  | 0 | 0
49863 | DOW39200 | 35 | Houston | YES | -0.009462 | 55 | 0 | 88 | 0 | 1 | Cogen | -1 | 0.025478 | 0 | 0 |  |  |  |  | -0.025478 | 0 |  |  |  |  | 0 | 0
49865 | DOW41000 | 41 | Houston | YES | -0.009462 | 31 | 0 | 50 |  | 1 | Cogen | -1 | 0.025478 | 0 | 0 |  |  |  |  | -0.025478 | 0 |  |  |  |  | 0 | 0
49866 | DOW42000 | 42 | Houston | YES | -0.009462 | 11 | 0 | 18 |  | 1 | Cogen | -1 | 0.025478 | 0 | 0 |  |  |  |  | -0.025478 | 0 |  |  |  |  | 0 | 0
49869 | DOW49000 | 45 | Houston | YES | -0.009462 | 59 | 0 | 94 |  | 1 | Cogen | -1 | 0.025478 | 0 | 0 |  |  |  |  | -0.025478 | 0 |  |  |  |  | 0 | 0
49870 | DOW61000 | 61 | Houston | YES | -0.009462 | 44 | 0 | 70 | 0 | 1 | Cogen | -1 | 0.025478 | 0 | 0 |  |  |  |  | -0.025478 | 0 |  |  |  |  | 0 | 0
49871 | DOW62000 | 62 | Houston | YES | -0.009462 | 40 | 0 | 63 | 0 | 1 | Cogen | -1 | 0.025478 | 0 | 0 |  |  |  |  | -0.025478 | 0 |  |  |  |  | 0 | 0
49872 | DOW63000 | 63 | Houston | YES | -0.009462 | 45 | 0 | 72 | 0 | 1 | Cogen | -1 | 0.025478 | 0 | 0 |  |  |  |  | -0.025478 | 0 |  |  |  |  | 0 | 0
49873 | DOW64000 | 64 | Houston | YES | -0.009462 | 41 | 0 | 64.8 | 0 | 1 | Cogen | -1 | 0.025478 | 0 | 0 |  |  |  |  | -0.025478 | 0 |  |  |  |  | 0 | 0
49876 | DOW65000 | 65 | Houston | YES | -0.009462 | 63 | 0 | 101 | 0 | 1 | Cogen | -1 | 0.025478 | 0 | 0 |  |  |  |  | -0.025478 | 0 |  |  |  |  | 0 | 0
49877 | DOW66000 | 66 | Houston | YES | -0.009462 | 61 | 0 | 97 | 0 | 1 | Cogen | -1 | 0.025478 | 0 | 0 |  |  |  |  | -0.025478 | 0 |  |  |  |  | 0 | 0
49878 | DOW67000 | 67 | Houston | YES | -0.009462 | 65 | 0 | 103 | 0 | 1 | Cogen | -1 | 0.025478 | 0 | 0 |  |  |  |  | -0.025478 | 0 |  |  |  |  | 0 | 0
49882 | DOW81000 | 81 | Houston | YES | -0.009462 | 47 | 0 | 76 | 0 | 1 | Cogen | -1 | 0.025478 | 0 | 0 |  |  |  |  | -0.025478 | 0 |  |  |  |  | 0 | 0
49884 | DOW82000 | 82 | Houston | YES | -0.009462 | 51 | 0 | 80 | 0 | 1 | Cogen | -1 | 0.025478 | 0 | 0 |  |  |  |  | -0.025478 | 0 |  |  |  |  | 0 | 0
49885 | DOW83000 | 83 | Houston | YES | -0.009462 | 51 | 0 | 80 | 0 | 1 | Cogen | -1 | 0.025478 | 0 | 0 |  |  |  |  | -0.025478 | 0 |  |  |  |  | 0 | 0
49886 | DOW84000 | 84 | Houston | YES | -0.009462 | 107 | 0 | 171 | 0 | 0.98 | Cogen | -1 | 0.025478 | 0 | 0 |  |  |  |  | -0.025478 | 0 |  |  |  |  | 0 | 0
32886 | BRYN_ATKINS3 | MB | North | YES | 0.002242 | 0 | 5 | 12 |  | 1 | GST | 1 | 0.025552 | 0 | 0 | 0 | 0 |  |  | 0.025552 | 0 |  |  |  |  | 0 | 0
32887 | BRYN_ATKINS6 | MB | North | YES | 0.002242 | 0 | 12 | 51 |  | 1.028 | GST | 1 | 0.025552 | 0 | 0 | 0 | 0 |  |  | 0.025552 | 0 |  |  |  |  | 0 | 0
32890 | BRYN_ATKINS4 | MB | North | YES | 0.002242 | 0 | 5 | 22 |  | 1.031 | GST | 1 | 0.025552 | 0 | 0 | 0 | 0 |  |  | 0.025552 | 0 |  |  |  |  | 0 | 0
32891 | BRYN_ATKINS5 | MB | North | YES | 0.002242 | 0 | 5 | 25 |  | 1.031 | GST | 1 | 0.025552 | 0 | 0 | 0 | 0 |  |  | 0.025552 | 0 |  |  |  |  | 0 | 0
32888 | BRYN_ATKINS7 | 1 | North | YES | 0.002242 | 13.6 | 4 | 17 |  | 1.028 | GGT | 1 | 0.025552 | 17 | 17 | 0.038114 | 17 |  |  | 0.025552 | 0.43439 |  |  |  |  | 0 | 0
32798 | BRYN_TAMUGEN | 1 | North | YES | 0.00235 | 32 | 0 | 32 |  | 1.02 | GST | 1 | 0.02566 | 32 | 32 | 0.0752 | 32 |  |  | 0.02566 | 0.82113 |  |  |  |  | 0 | 0
990 | GIBN_CREK_G1 | 1 | North | YES | 0.002921 | 463 | 200 | 463 | 0 | 1.0275 | LIGCO | 1 | 0.026231 | 0 | 463 | 1.3524 | 463 |  |  | 0.026231 | 12.1452 |  |  |  |  | 0 | 0
48911 | TGF_GT1_8000 | 1 | Houston | YES | -0.011134 | 69.2 | 0 | 69.2 |  | 1.029 | Cogen | -1 | 0.02715 | 0 | 0 |  |  |  |  | -0.02715 | 0 |  |  |  |  | 0 | 0
48733 | CBE_ST12 | 1 | Houston | YES | -0.011637 | 105 | 0 | 105 | 0 | 1.029 | CC | -1 | 0.027653 | 105 | 105 |  |  |  |  | -0.027653 | -2.9035 |  |  |  |  | 0 | 0
48736 | CBE_ST34 | 1 | Houston | YES | -0.011637 | 105 | 0 | 105 | 0 | 1.029 | CC | -1 | 0.027653 | 105 | 105 |  |  |  |  | -0.027653 | -2.9035 |  |  |  |  | 0 | 0
48731 | CBE_GT1 | 1 | Houston | YES | -0.011637 | 76 | 0 | 76 | 0 | 1.029 | CC | -1 | 0.027653 | 76 | 76 |  |  |  |  | -0.027653 | -2.1016 |  |  |  |  | 0 | 0
48732 | CBE_GT2 | 1 | Houston | YES | -0.011637 | 76 | 0 | 76 | 0 | 1.029 | CC | -1 | 0.027653 | 76 | 76 |  |  |  |  | -0.027653 | -2.1016 |  |  |  |  | 0 | 0
48734 | CBE_GT3 | 1 | Houston | YES | -0.011637 | 76 | 0 | 76 | 0 | 1.029 | CC | -1 | 0.027653 | 76 | 76 |  |  |  |  | -0.027653 | -2.1016 |  |  |  |  | 0 | 0
48735 | CBE_GT4 | 1 | Houston | YES | -0.011637 | 76 | 0 | 76 | 0 | 1.029 | CC | -1 | 0.027653 | 76 | 76 |  |  |  |  | -0.027653 | -2.1016 |  |  |  |  | 0 | 0
5911 | STP_GN1___1 | 1 | Houston | YES | -0.011777 | 1333 | 1249 | 1333 | 0 | 1.0406 | Nuc | -1 | 0.027793 | 0 | 0 |  |  |  |  | -0.027793 | 0 |  |  |  |  | 0 | 0
5912 | STP_GN2___2 | 2 | Houston | YES | -0.011777 | 1332 | 1249 | 1332 | 0 | 1.0406 | Nuc | -1 | 0.027793 | 0 | 0 |  |  |  |  | -0.027793 | 0 |  |  |  |  | 0 | 0
3416 | LAKE_CRK1_G | 1 | North | YES | 0.006297 | 60 | 33 | 75 |  | 1.029 | GST | 1 | 0.029607 | 75 | 75 | 0.47228 | 75 |  |  | 0.029607 | 2.2206 |  |  |  |  | 0 | 0
3417 | LAKE_CRK2_G | 2 | North | YES | 0.006297 | 177.6 | 40 | 222 | 0 | 1.029 | GST | 1 | 0.029607 | 222 | 222 | 1.3979 | 222 |  |  | 0.029607 | 6.5728 |  |  |  |  | 0 | 0
39960 | TNTNPONE_18 | 1 | North | YES | 0.006876 | 152.3 | 30 | 152.3 |  | 1.04 | LIGCO | 1 | 0.030186 | 0 | 152.3 | 1.0472 | 152.3 |  |  | 0.030186 | 4.5974 |  |  |  |  | 0 | 0
39970 | TNTNPONE_28 | 1 | North | YES | 0.006876 | 153 | 30 | 153 |  | 1.04 | LIGCO | 1 | 0.030186 | 0 | 153 | 1.052 | 153 |  |  | 0.030186 | 4.6185 |  |  |  |  | 0 | 0
48722 | LEG_2___2 | 2 | North | YES | 0.008501 | 819 | 357 | 819 | 0 | 1.0348 | LIGCO | 1 | 0.031811 | 0 | 819 | 6.9623 | 819 |  |  | 0.031811 | 26.0536 |  |  |  |  | 0 | 0
48721 | LEG_1___1 | 1 | North | YES | 0.008501 | 827 | 357 | 827 | 0 | 1.0348 | LIGCO | 1 | 0.031811 | 0 | 827 | 7.0303 | 827 |  |  | 0.031811 | 26.3081 |  |  |  |  | 0 | 0
8134 | FOR #1 | 1 | South | YES | -0.016503 | 54.1 | 45 | 79 | 0 | 1 | Cogen | -1 | 0.032519 | 0 | 0 |  |  | 0 | 0 | -0.032519 | 0 |  |  |  |  | 0 | 0
8138 | FOR #2 | 2 | South | YES | -0.016503 | 63.1 | 45 | 81 | 0 | 1 | Cogen | -1 | 0.032519 | 0 | 0 |  |  | 0 | 0 | -0.032519 | 0 |  |  |  |  | 0 | 0
8153 | FOR #3 | 3 | South | YES | -0.016503 | 63.1 | 45 | 79.9 | 0 | 1 | Cogen | -1 | 0.032519 | 0 | 0 |  |  | 0 | 0 | -0.032519 | 0 |  |  |  |  | 0 | 0
8154 | FOR #4 | 4 | South | YES | -0.016503 | 63.1 | 60 | 80 | 0 | 1 | Cogen | -1 | 0.032519 | 0 | 0 |  |  | 0 | 0 | -0.032519 | 0 |  |  |  |  | 0 | 0
8155 | FOR #5 | 5 | South | YES | -0.016503 | 63.1 | 60 | 78.4 | 0 | 1 | Cogen | -1 | 0.032519 | 0 | 0 |  |  | 0 | 0 | -0.032519 | 0 |  |  |  |  | 0 | 0
8156 | FOR #6 | 6 | South | YES | -0.016503 | 24.9 | 5 | 25 | 0 | 1 | Cogen | -1 | 0.032519 | 0 | 0 |  |  | 0 | 0 | -0.032519 | 0 |  |  |  |  | 0 | 0
8157 | FOR #7 | 7 | South | YES | -0.016503 | 28.8 | 5 | 46 | 0 | 1 | Cogen | -1 | 0.032519 | 0 | 0 |  |  | 0 | 0 | -0.032519 | 0 |  |  |  |  | 0 | 0
80051 | FOR #8 | 8 | South | YES | -0.016503 | 28 | 28 | 28 |  | 1 | Cogen | -1 | 0.032519 | 0 | 0 |  |  | 0 | 0 | -0.032519 | 0 |  |  |  |  | 0 | 0
80052 | FOR #9 | 9 | South | YES | -0.016503 | 29.7 | 5 | 43.6 | 0 | 1 | Cogen | -1 | 0.032519 | 0 | 0 |  |  | 0 | 0 | -0.032519 | 0 |  |  |  |  | 0 | 0
80053 | FOR #10 | 10 | South | YES | -0.016503 | 68.4 | 45 | 75 | 0 | 1 | Cogen | -1 | 0.032519 | 0 | 0 |  |  | 0 | 0 | -0.032519 | 0 |  |  |  |  | 0 | 0
80226 | ALCOA G | 1 | South | YES | -0.016635 | 32.3 | 5 | 48 | 0 | 1.015 | Cogen | -1 | 0.032651 | 0 | 0 |  |  | 0 | 0 | -0.032651 | 0 |  |  |  |  | 0 | 0
80265 | LARECU40A | 4 | South | YES | -0.016653 | 80 | 0 | 100 |  | 1.039 | GGT | -1 | 0.032669 | 100 | 100 |  |  | -1.6653 | 100 | -0.032669 | -3.2669 |  |  |  |  | 0 | 0
80266 | LARECU50A | 5 | South | YES | -0.016653 | 80 | 0 | 100 |  | 1.039 | GGT | -1 | 0.032669 | 100 | 100 |  |  | -1.6653 | 100 | -0.032669 | -3.2669 |  |  |  |  | 0 | 0
80012 | LAR | F | South | YES | -0.016653 | 0 | 0 | 0 | 0 | 1.04 | DCTie | -1 | 0.032669 | 0 | 0 |  |  | 0 | 0 | -0.032669 | 0 |  |  |  |  | 0 | 0
8147 | UCAR #2 | 10 | South | YES | -0.017057 | 18.2 | 0 | 28 |  | 1 | Cogen | -1 | 0.033073 | 0 | 0 |  |  | 0 | 0 | -0.033073 | 0 |  |  |  |  | 0 | 0
8148 | UCAR #1 | 2 | South | YES | -0.017057 | 6.1 | 0 | 7 | 0 | 1.009 | Cogen | -1 | 0.033073 | 0 | 0 |  |  | 0 | 0 | -0.033073 | 0 |  |  |  |  | 0 | 0
80137 | CSDR89 | 9 | South | YES | -0.017057 | 15 | 0 | 15 | 0 | 1.003 | DCTie | -1 | 0.033073 | 0 | 0 |  |  | 0 | 0 | -0.033073 | 0 |  |  |  |  | 0 | 0
80137 | CSDR89 | 8 | South | YES | -0.017057 | 33.9 | 0 | 39 | 0 | 1.003 | DCTie | -1 | 0.033073 | 0 | 0 |  |  | 0 | 0 | -0.033073 | 0 |  |  |  |  | 0 | 0
80138 | CSDR7 | 7 | South | YES | -0.017057 | 6.1 | 0 | 7 | 0 | 1.014 | DCTie | -1 | 0.033073 | 0 | 0 |  |  | 0 | 0 | -0.033073 | 0 |  |  |  |  | 0 | 0
80139 | CSDR56 | 6 | South | YES | -0.017057 | 0 | 0 | 39 |  | 1.0033 | DCTie | -1 | 0.033073 | 0 | 0 |  |  | 0 | 0 | -0.033073 | 0 |  |  |  |  | 0 | 0
80139 | CSDR56 | 5 | South | YES | -0.017057 | 15 | 0 | 15 |  | 1.0033 | DCTie | -1 | 0.033073 | 0 | 0 |  |  | 0 | 0 | -0.033073 | 0 |  |  |  |  | 0 | 0
80140 | CSDR11 | 11 | South | YES | -0.017057 | 33.9 | 0 | 39 | 0 | 1.03 | DCTie | -1 | 0.033073 | 0 | 0 |  |  | 0 | 0 | -0.033073 | 0 |  |  |  |  | 0 | 0
88299 | ZAPATA | F | South | YES | -0.017116 | 0 | 0 | 0 | 0 | 1.02 | BLT | -1 | 0.033132 | 0 | 0 |  |  | 0 | 0 | -0.033132 | 0 |  |  |  |  | 0 | 0
80227 | AIRCO G | 1 | South | YES | -0.01712 | 7.2 | 0 | 8 | 0 | 1.0104 | Cogen | -1 | 0.033136 | 0 | 0 |  |  | 0 | 0 | -0.033136 | 0 |  |  |  |  | 0 | 0
80224 | VISTRONG1 | 1 | South | YES | -0.017243 | 13.1 | 0 | 15 | 0 | 1.01 | Cogen | -1 | 0.033259 | 0 | 0 |  |  | 0 | 0 | -0.033259 | 0 |  |  |  |  | 0 | 0
80225 | VISTRONG2 | 2 | South | YES | -0.017243 | 20.2 | 0 | 23 | 0 | 1.01 | Cogen | -1 | 0.033259 | 0 | 0 |  |  | 0 | 0 | -0.033259 | 0 |  |  |  |  | 0 | 0
5503 | RAYBURNGEN3 | 1 | South | YES | -0.017362 | 17.6 | 6 | 22 | 0 | 1.0224 | GST | -1 | 0.033378 | 22 | 22 |  |  | -0.38196 | 22 | -0.033378 | -0.73431 |  |  |  |  | 0 | 0
5505 | RAYBURNGEN1 | 1 | South | YES | -0.017362 | 0 | 1 | 11 |  | 1.0223 | GGT | -1 | 0.033378 | 11 | 11 |  |  | -0.19098 | 11 | -0.033378 | -0.36715 |  |  |  |  | 0 | 0
5506 | RAYBURNGEN2 | 1 | South | YES | -0.017362 | 0 | 1 | 11 |  | 1.0223 | GGT | -1 | 0.033378 | 11 | 11 |  |  | -0.19098 | 11 | -0.033378 | -0.36715 |  |  |  |  | 0 | 0
5728 | FALCONHYDRO2 | 2 | South | YES | -0.017429 | 12 | 0 | 12 | 0 | 1.0234 | Hydro | -1 | 0.033445 | 0 | 0 |  |  | 0 | 0 | -0.033445 | 0 |  |  |  |  | 0 | 0
5729 | FALCONHYDRO3 | 3 | South | YES | -0.017429 | 11 | 0 | 11 | 0 | 1.0234 | Hydro | -1 | 0.033445 | 0 | 0 |  |  | 0 | 0 | -0.033445 | 0 |  |  |  |  | 0 | 0
8048 | FALCONHYDRO1 | 1 | South | YES | -0.017429 | 12 | 0 | 12 | 0 | 1.0234 | Hydro | -1 | 0.033445 | 0 | 0 |  |  | 0 | 0 | -0.033445 | 0 |  |  |  |  | 0 | 0
88508 | FALFURRI | F | South | YES | -0.01746 | 0 | 0 | 0 | 0 | 1 | AVR | -1 | 0.033476 | 0 | 0 |  |  | 0 | 0 | -0.033476 | 0 |  |  |  |  | 0 | 0
5512 | RAYBURNCC8 | 1 | South | YES | -0.017541 | 49.3 | 18.2 | 49.3 | 0 | 1.0296 | CC | -1 | 0.033557 | 49.3 | 49.3 |  |  | -0.86477 | 49.3 | -0.033557 | -1.6543 |  |  |  |  | 0 | 0
5508 | RAYBURNCC9 | 1 | South | YES | -0.017541 | 47.7 | 18.2 | 47.7 | 0 | 1.0296 | CC | -1 | 0.033557 | 47.7 | 47.7 |  |  | -0.83671 | 47.7 | -0.033557 | -1.6006 |  |  |  |  | 0 | 0
5511 | RAYBURNCC7 | 1 | South | YES | -0.017541 | 47.5 | 18.2 | 47.5 | 0 | 1.0296 | CC | -1 | 0.033557 | 47.5 | 47.5 |  |  | -0.8332 | 47.5 | -0.033557 | -1.5939 |  |  |  |  | 0 | 0
5509 | RAYBURNCC10 | 1 | South | YES | -0.017541 | 37.3 | 5.2 | 37.3 | 0 | 1.0296 | CC | -1 | 0.033557 | 37.3 | 37.3 |  |  | -0.65428 | 37.3 | -0.033557 | -1.2517 |  |  |  |  | 0 | 0
8926 | LGE_GT10A | 1 | South | YES | -0.017568 | 158 | 0 | 158 | 0 | 1.03 | Cogen | -1 | 0.033584 | 0 | 0 |  |  | 0 | 0 | -0.033584 | 0 |  |  |  |  | 0 | 0
8927 | LGE_GT20A | 2 | South | YES | -0.017568 | 153 | 0 | 153 | 0 | 1.03 | Cogen | -1 | 0.033584 | 0 | 0 |  |  | 0 | 0 | -0.033584 | 0 |  |  |  |  | 0 | 0
8928 | LGE_STG0A | 3 | South | YES | -0.017568 | 100 | 0 | 100 | 0 | 1.03 | Cogen | -1 | 0.033584 | 0 | 0 |  |  | 0 | 0 | -0.033584 | 0 |  |  |  |  | 0 | 0
8930 | ICPGN10A | 1 | South | YES | -0.017568 | 149 | 0 | 149 | 0 | 1.03 | Cogen | -1 | 0.033584 | 0 | 0 |  |  | 0 | 0 | -0.033584 | 0 |  |  |  |  | 0 | 0
8931 | ICPGN20A | 2 | South | YES | -0.017568 | 150 | 0 | 150 | 0 | 1.03 | Cogen | -1 | 0.033584 | 0 | 0 |  |  | 0 | 0 | -0.033584 | 0 |  |  |  |  | 0 | 0
8932 | ICPGN30A | 3 | South | YES | -0.017568 | 127 | 0 | 127 | 0 | 1.03 | Cogen | -1 | 0.033584 | 0 | 0 |  |  | 0 | 0 | -0.033584 | 0 |  |  |  |  | 0 | 0
80223 | REYSHR G | 1 | South | YES | -0.017568 | 12 | 0 | 12 | 0 | 1.032 | Cogen | -1 | 0.033584 | 0 | 0 |  |  | 0 | 0 | -0.033584 | 0 |  |  |  |  | 0 | 0
8066 | DUP1V#1 | 1 | South | YES | -0.017573 | 52.3 | 0 | 73 | 0 | 1.01 | Cogen | -1 | 0.033589 | 0 | 0 |  |  | 0 | 0 | -0.033589 | 0 |  |  |  |  | 0 | 0
8442 | NBEC7 | 7 | South | YES | -0.017715 | 0 | 81 | 367 |  | 1.0298 | GST | -1 | 0.033731 | 367 | 367 |  |  | -6.5014 | 367 | -0.033731 | -12.3791 |  |  |  |  | 0 | 0
8442 | NBEC7 | MB | South | YES | -0.017715 | 0 | 81 | 367 |  | 1.0298 | GST | -1 | 0.033731 | 0 | 0 |  |  | 0 | 0 | -0.033731 | 0 |  |  |  |  | 0 | 0
8560 | CNOPGT1 | 1 | South | YES | -0.017717 | 148.3 | 0 | 148.3 | 0 | 1.03 | Cogen | -1 | 0.033733 | 0 | 0 |  |  | 0 | 0 | -0.033733 | 0 |  |  |  |  | 0 | 0
8561 | CNOPGT2 | 2 | South | YES | -0.017717 | 148.6 | 0 | 148.6 | 0 | 1.03 | Cogen | -1 | 0.033733 | 0 | 0 |  |  | 0 | 0 | -0.033733 | 0 |  |  |  |  | 0 | 0
8562 | CNOPST1 | 3 | South | YES | -0.017717 | 153 | 0 | 153 | 0 | 1.03 | Cogen | -1 | 0.033733 | 0 | 0 |  |  | 0 | 0 | -0.033733 | 0 |  |  |  |  | 0 | 0
8456 | COSW#1 | 1 | South | YES | -0.017725 | 20 | 0 | 20 | 0 | 1.027 | Cogen | -1 | 0.033741 | 0 | 0 |  |  | 0 | 0 | -0.033741 | 0 |  |  |  |  | 0 | 0
8457 | COSW#2 | 2 | South | YES | -0.017725 | 14 | 0 | 14 | 0 | 1.027 | Cogen | -1 | 0.033741 | 0 | 0 |  |  | 0 | 0 | -0.033741 | 0 |  |  |  |  | 0 | 0
80263 | B_DAVIS31A | 3 | South | YES | -0.017747 | 0 | 0 | 180 |  | 1.0366 | CC | -1 | 0.033763 | 180 | 180 |  |  | -3.1945 | 180 | -0.033763 | -6.0773 |  |  |  |  | 0 | 0
80264 | B_DAVIS41A | 4 | South | YES | -0.017747 | 0 | 0 | 180 |  | 1.0366 | CC | -1 | 0.033763 | 180 | 180 |  |  | -3.1945 | 180 | -0.033763 | -6.0773 |  |  |  |  | 0 | 0
8459 | B_DAVIS0B | MB | South | YES | -0.017747 | 0 | 50 | 339 |  | 1.03 | GSC | -1 | 0.033763 | 0 | 0 |  |  | 0 | 0 | -0.033763 | 0 |  |  |  |  | 0 | 0
8460 | B_DAVIS0A | MB | South | YES | -0.017747 | 0 | 50 | 340 |  | 1.03 | GSC | -1 | 0.033763 | 0 | 0 |  |  | 0 | 0 | -0.033763 | 0 |  |  |  |  | 0 | 0
8506 | VAL #1 | 1 | South | YES | -0.017751 | 20.9 | 0 | 25 | 0 | 1.0055 | Cogen | -1 | 0.033767 | 0 | 0 |  |  | 0 | 0 | -0.033767 | 0 |  |  |  |  | 0 | 0
8507 | VAL #2 | 2 | South | YES | -0.017751 | 20.9 | 0 | 25 | 0 | 1.0055 | Cogen | -1 | 0.033767 | 0 | 0 |  |  | 0 | 0 | -0.033767 | 0 |  |  |  |  | 0 | 0
8935 | FGNTS201 | 3 | South | YES | -0.017756 | 173 | 0 | 173 | 0 | 1.03 | CC | -1 | 0.033772 | 173 | 173 |  |  | -3.0718 | 173 | -0.033772 | -5.8425 |  |  |  |  | 0 | 0
8934 | FGNTS101 | 2 | South | YES | -0.017756 | 147.9 | 0 | 147.9 | 0 | 1.03 | CC | -1 | 0.033772 | 147.9 | 147.9 |  |  | -2.6261 | 147.9 | -0.033772 | -4.9948 |  |  |  |  | 0 | 0
8933 | FGNTS001 | 1 | South | YES | -0.017756 | 146.5 | 0 | 146.5 | 0 | 1.03 | CC | -1 | 0.033772 | 146.5 | 146.5 |  |  | -2.6013 | 146.5 | -0.033772 | -4.9475 |  |  |  |  | 0 | 0
8174 | VICEC61A | 6 | South | YES | -0.017758 | 188 | 42 | 188 | 0 | 1.025 | CC | -1 | 0.033774 | 188 | 188 |  |  | -3.3385 | 188 | -0.033774 | -6.3494 |  |  |  |  | 0 | 0
8173 | VICEC51A | 5 | South | YES | -0.017758 | 144 | 18 | 144 | 0 | 1.025 | CC | -1 | 0.033774 | 144 | 144 |  |  | -2.5572 | 144 | -0.033774 | -4.8634 |  |  |  |  | 0 | 0
8461 | KOCH_UP0A | 1 | South | YES | -0.017765 | 38 | 0 | 38 | 0 | 1.012 | Cogen | -1 | 0.033781 | 0 | 0 |  |  | 0 | 0 | -0.033781 | 0 |  |  |  |  | 0 | 0
8511 | OXY_CC0A | 1 | South | YES | -0.017769 | 30.3 | 0 | 38 | 0 | 1.027 | Cogen | -1 | 0.033785 | 0 | 0 |  |  | 0 | 0 | -0.033785 | 0 |  |  |  |  | 0 | 0
58909 | PEARSALLSCG1 | 3 | South | YES | -0.017796 | 0 | 0 | 8.4 |  | 1.027 | Diesel | -1 | 0.033812 | 8.4 | 8.4 |  |  | -0.14949 | 8.4 | -0.033812 | -0.28402 |  |  |  |  | 0 | 0
58909 | PEARSALLSCG1 | 4 | South | YES | -0.017796 | 0 | 0 | 8.4 |  | 1.027 | Diesel | -1 | 0.033812 | 8.4 | 8.4 |  |  | -0.14949 | 8.4 | -0.033812 | -0.28402 |  |  |  |  | 0 | 0
58909 | PEARSALLSCG1 | 6 | South | YES | -0.017796 | 0 | 0 | 8.4 |  | 1.027 | Diesel | -1 | 0.033812 | 8.4 | 8.4 |  |  | -0.14949 | 8.4 | -0.033812 | -0.28402 |  |  |  |  | 0 | 0
58909 | PEARSALLSCG1 | 5 | South | YES | -0.017796 | 0 | 0 | 8.4 |  | 1.027 | Diesel | -1 | 0.033812 | 8.4 | 8.4 |  |  | -0.14949 | 8.4 | -0.033812 | -0.28402 |  |  |  |  | 0 | 0
58909 | PEARSALLSCG1 | 1 | South | YES | -0.017796 | 0 | 0 | 8.4 |  | 1.027 | Diesel | -1 | 0.033812 | 8.4 | 8.4 |  |  | -0.14949 | 8.4 | -0.033812 | -0.28402 |  |  |  |  | 0 | 0
58909 | PEARSALLSCG1 | 2 | South | YES | -0.017796 | 0 | 0 | 8.4 |  | 1.027 | Diesel | -1 | 0.033812 | 8.4 | 8.4 |  |  | -0.14949 | 8.4 | -0.033812 | -0.28402 |  |  |  |  | 0 | 0
58919 | PEARSALLSCG2 | 5 | South | YES | -0.017796 | 0 | 0 | 8.4 |  | 1.027 | Diesel | -1 | 0.033812 | 8.4 | 8.4 |  |  | -0.14949 | 8.4 | -0.033812 | -0.28402 |  |  |  |  | 0 | 0
58919 | PEARSALLSCG2 | 6 | South | YES | -0.017796 | 0 | 0 | 8.4 |  | 1.027 | Diesel | -1 | 0.033812 | 8.4 | 8.4 |  |  | -0.14949 | 8.4 | -0.033812 | -0.28402 |  |  |  |  | 0 | 0
58919 | PEARSALLSCG2 | 1 | South | YES | -0.017796 | 0 | 0 | 8.4 |  | 1.027 | Diesel | -1 | 0.033812 | 8.4 | 8.4 |  |  | -0.14949 | 8.4 | -0.033812 | -0.28402 |  |  |  |  | 0 | 0
58919 | PEARSALLSCG2 | 2 | South | YES | -0.017796 | 0 | 0 | 8.4 |  | 1.027 | Diesel | -1 | 0.033812 | 8.4 | 8.4 |  |  | -0.14949 | 8.4 | -0.033812 | -0.28402 |  |  |  |  | 0 | 0
58919 | PEARSALLSCG2 | 4 | South | YES | -0.017796 | 0 | 0 | 8.4 |  | 1.027 | Diesel | -1 | 0.033812 | 8.4 | 8.4 |  |  | -0.14949 | 8.4 | -0.033812 | -0.28402 |  |  |  |  | 0 | 0
58919 | PEARSALLSCG2 | 3 | South | YES | -0.017796 | 0 | 0 | 8.4 |  | 1.027 | Diesel | -1 | 0.033812 | 8.4 | 8.4 |  |  | -0.14949 | 8.4 | -0.033812 | -0.28402 |  |  |  |  | 0 | 0
58929 | PEARSALLSCG3 | 4 | South | YES | -0.017796 | 0 | 0 | 8.4 |  | 1.027 | Diesel | -1 | 0.033812 | 8.4 | 8.4 |  |  | -0.14949 | 8.4 | -0.033812 | -0.28402 |  |  |  |  | 0 | 0
58929 | PEARSALLSCG3 | 6 | South | YES | -0.017796 | 0 | 0 | 8.4 |  | 1.027 | Diesel | -1 | 0.033812 | 8.4 | 8.4 |  |  | -0.14949 | 8.4 | -0.033812 | -0.28402 |  |  |  |  | 0 | 0
58929 | PEARSALLSCG3 | 2 | South | YES | -0.017796 | 0 | 0 | 8.4 |  | 1.027 | Diesel | -1 | 0.033812 | 8.4 | 8.4 |  |  | -0.14949 | 8.4 | -0.033812 | -0.28402 |  |  |  |  | 0 | 0
58929 | PEARSALLSCG3 | 5 | South | YES | -0.017796 | 0 | 0 | 8.4 |  | 1.027 | Diesel | -1 | 0.033812 | 8.4 | 8.4 |  |  | -0.14949 | 8.4 | -0.033812 | -0.28402 |  |  |  |  | 0 | 0
58929 | PEARSALLSCG3 | 1 | South | YES | -0.017796 | 0 | 0 | 8.4 |  | 1.027 | Diesel | -1 | 0.033812 | 8.4 | 8.4 |  |  | -0.14949 | 8.4 | -0.033812 | -0.28402 |  |  |  |  | 0 | 0
58929 | PEARSALLSCG3 | 3 | South | YES | -0.017796 | 0 | 0 | 8.4 |  | 1.027 | Diesel | -1 | 0.033812 | 8.4 | 8.4 |  |  | -0.14949 | 8.4 | -0.033812 | -0.28402 |  |  |  |  | 0 | 0
58949 | PEARSALLSCG4 | 3 | South | YES | -0.017796 | 0 | 0 | 8.4 |  | 1.027 | Diesel | -1 | 0.033812 | 8.4 | 8.4 |  |  | -0.14949 | 8.4 | -0.033812 | -0.28402 |  |  |  |  | 0 | 0
58949 | PEARSALLSCG4 | 2 | South | YES | -0.017796 | 0 | 0 | 8.4 |  | 1.027 | Diesel | -1 | 0.033812 | 8.4 | 8.4 |  |  | -0.14949 | 8.4 | -0.033812 | -0.28402 |  |  |  |  | 0 | 0
58949 | PEARSALLSCG4 | 1 | South | YES | -0.017796 | 0 | 0 | 8.4 |  | 1.027 | Diesel | -1 | 0.033812 | 8.4 | 8.4 |  |  | -0.14949 | 8.4 | -0.033812 | -0.28402 |  |  |  |  | 0 | 0
58949 | PEARSALLSCG4 | 4 | South | YES | -0.017796 | 0 | 0 | 8.4 |  | 1.027 | Diesel | -1 | 0.033812 | 8.4 | 8.4 |  |  | -0.14949 | 8.4 | -0.033812 | -0.28402 |  |  |  |  | 0 | 0
58949 | PEARSALLSCG4 | 6 | South | YES | -0.017796 | 0 | 0 | 8.4 |  | 1.027 | Diesel | -1 | 0.033812 | 8.4 | 8.4 |  |  | -0.14949 | 8.4 | -0.033812 | -0.28402 |  |  |  |  | 0 | 0
58949 | PEARSALLSCG4 | 5 | South | YES | -0.017796 | 0 | 0 | 8.4 |  | 1.027 | Diesel | -1 | 0.033812 | 8.4 | 8.4 |  |  | -0.14949 | 8.4 | -0.033812 | -0.28402 |  |  |  |  | 0 | 0
8938 | MVGN#3 | 3 | South | YES | -0.017812 | 250.9 | 0 | 250.9 | 0 | 1.0304 | CC | -1 | 0.033828 | 250.9 | 250.9 |  |  | -4.469 | 250.9 | -0.033828 | -8.4873 |  |  |  |  | 0 | 0
8937 | MVGN#2 | 2 | South | YES | -0.017812 | 216.7 | 0 | 216.7 | 0 | 1.0304 | CC | -1 | 0.033828 | 216.7 | 216.7 |  |  | -3.8599 | 216.7 | -0.033828 | -7.3304 |  |  |  |  | 0 | 0
8936 | MVGN#1 | 1 | South | YES | -0.017812 | 216.6 | 0 | 216.6 | 0 | 1.0304 | CC | -1 | 0.033828 | 216.6 | 216.6 |  |  | -3.8581 | 216.6 | -0.033828 | -7.327 |  |  |  |  | 0 | 0
8983 | HECN3 | 3 | South | YES | -0.017812 | 171.9 | 0 | 171.9 | 0 | 1.0304 | CC | -1 | 0.033828 | 171.9 | 171.9 |  |  | -3.0619 | 171.9 | -0.033828 | -5.815 |  |  |  |  | 0 | 0
8981 | HECN1 | 1 | South | YES | -0.017812 | 144.8 | 0 | 144.8 | 0 | 1.0304 | CC | -1 | 0.033828 | 144.8 | 144.8 |  |  | -2.5792 | 144.8 | -0.033828 | -4.8982 |  |  |  |  | 0 | 0
8982 | HECN2 | 2 | South | YES | -0.017812 | 144.1 | 0 | 144.1 | 0 | 1.0304 | CC | -1 | 0.033828 | 144.1 | 144.1 |  |  | -2.5667 | 144.1 | -0.033828 | -4.8745 |  |  |  |  | 0 | 0
8517 | CELANEBI0A | 1 | South | YES | -0.017825 | 29 | 0 | 29 | 0 | 1.02 | Cogen | -1 | 0.033841 | 0 | 0 |  |  | 0 | 0 | -0.033841 | 0 |  |  |  |  | 0 | 0
5935 | SI_RAY10 | 10 | South | YES | -0.017833 | 47 | 10 | 47 | 0 | 1.03 | CC | -1 | 0.033849 | 47 | 47 |  |  | -0.83815 | 47 | -0.033849 | -1.5909 |  |  |  |  | 0 | 0
5932 | SI_RAY9 | 9 | South | YES | -0.017833 | 32 | 32 | 38 | 0 | 1.035 | CC | -1 | 0.033849 | 38 | 38 |  |  | -0.67765 | 38 | -0.033849 | -1.2862 |  |  |  |  | 0 | 0
5933 | SI_RAY6 | 6 | South | YES | -0.017833 | 15.4 | 10 | 19.3 | 0 | 1.035 | GST | -1 | 0.033849 | 19.3 | 19.3 |  |  | -0.34418 | 19.3 | -0.033849 | -0.65328 |  |  |  |  | 0 | 0
80003 | MILHWYS | F | South | YES | -0.017833 | 0 | 0 | 0 | 0 | 1.0168 | AVR | -1 | 0.033849 | 0 | 0 |  |  | 0 | 0 | -0.033849 | 0 |  |  |  |  | 0 | 0
80080 | GWINDT11A | 3 | South | YES | -0.017847 | 0 | 0 | 38 | 0 | 1.025 | Wind | -1 | 0.033863 | 0 | 38 |  |  | 0 | 0 | -0.033863 | 0 |  |  |  |  | 0 | 0
80080 | GWINDT11A | 4 | South | YES | -0.017847 | 3.8 | 0 | 19 | 0 | 1.025 | Wind | -1 | 0.033863 | 0 | 19 |  |  | 0 | 0 | -0.033863 | 0 |  |  |  |  | 0 | 0
80080 | GWINDT11A | 2 | South | YES | -0.017847 | 0 | 0 | 41 | 0 | 1.025 | Wind | -1 | 0.033863 | 0 | 41 |  |  | 0 | 0 | -0.033863 | 0 |  |  |  |  | 0 | 0
80080 | GWINDT11A | 1 | South | YES | -0.017847 | 28.2 | 0 | 94 | 0 | 1.025 | Wind | -1 | 0.033863 | 0 | 94 |  |  | 0 | 0 | -0.033863 | 0 |  |  |  |  | 0 | 0
80081 | GWINDT21A | 4 | South | YES | -0.017847 | 4.4 | 0 | 22 | 0 | 1.025 | Wind | -1 | 0.033863 | 0 | 22 |  |  | 0 | 0 | -0.033863 | 0 |  |  |  |  | 0 | 0
80081 | GWINDT21A | 1 | South | YES | -0.017847 | 28.2 | 0 | 94 | 0 | 1.025 | Wind | -1 | 0.033863 | 0 | 94 |  |  | 0 | 0 | -0.033863 | 0 |  |  |  |  | 0 | 0
80081 | GWINDT21A | 3 | South | YES | -0.017847 | 8.6 | 0 | 43 | 0 | 1.025 | Wind | -1 | 0.033863 | 0 | 43 |  |  | 0 | 0 | -0.033863 | 0 |  |  |  |  | 0 | 0
80081 | GWINDT21A | 2 | South | YES | -0.017847 | 7.2 | 0 | 36 | 0 | 1.025 | Wind | -1 | 0.033863 | 0 | 36 |  |  | 0 | 0 | -0.033863 | 0 |  |  |  |  | 0 | 0
80180 | PNSCALT11A | 2 | South | YES | -0.017847 | 10 | 0 | 50 | 0 | 1.025 | Wind | -1 | 0.033863 | 0 | 50 |  |  | 0 | 0 | -0.033863 | 0 |  |  |  |  | 0 | 0
80180 | PNSCALT11A | 1 | South | YES | -0.017847 | 43.8 | 0 | 148 | 0 | 1.025 | Wind | -1 | 0.033863 | 0 | 148 |  |  | 0 | 0 | -0.033863 | 0 |  |  |  |  | 0 | 0
80181 | PNSCALT21A | 2 | South | YES | -0.017847 | 10 | 0 | 50 | 0 | 1.025 | Wind | -1 | 0.033863 | 0 | 50 |  |  | 0 | 0 | -0.033863 | 0 |  |  |  |  | 0 | 0
80181 | PNSCALT21A | 1 | South | YES | -0.017847 | 16.5 | 0 | 55 | 0 | 1.025 | Wind | -1 | 0.033863 | 0 | 55 |  |  | 0 | 0 | -0.033863 | 0 |  |  |  |  | 0 | 0
239 | BOSQUESW502 | 1 | North | YES | 0.011074 | 119.2 | 0 | 149 | 0 | 1.02 | GGT | 1 | 0.034384 | 149 | 149 | 1.65 | 149 |  |  | 0.034384 | 5.1233 |  |  |  |  | 0 | 0
247 | BOSQUESW501 | 2 | North | YES | 0.011074 | 124.8 | 0 | 156 | 0 | 1.02 | GGT | 1 | 0.034384 | 156 | 156 | 1.7275 | 156 |  |  | 0.034384 | 5.364 |  |  |  |  | 0 | 0
238 | BOSQUESW505 | 1 | North | YES | 0.011074 | 255 | 0 | 255 | 0 | 1.02 | CC | 1 | 0.034384 | 255 | 255 | 2.8239 | 255 |  |  | 0.034384 | 8.768 |  |  |  |  | 0 | 0
5891 | PEARSALLGEN2 | 1 | South | YES | -0.018387 | 19.4 | 6 | 24.3 | 0 | 1.0226 | GST | -1 | 0.034403 | 24.3 | 24.3 |  |  | -0.4468 | 24.3 | -0.034403 | -0.83598 |  |  |  |  | 0 | 0
5890 | PEARSALLGEN1 | 1 | South | YES | -0.018387 | 19.2 | 6 | 24 | 0 | 1.0226 | GST | -1 | 0.034403 | 24 | 24 |  |  | -0.44129 | 24 | -0.034403 | -0.82566 |  |  |  |  | 0 | 0
5892 | PEARSALLGEN3 | 1 | South | YES | -0.018387 | 19.1 | 6 | 23.9 | 0 | 1.0226 | GST | -1 | 0.034403 | 23.9 | 23.9 |  |  | -0.43945 | 23.9 | -0.034403 | -0.82222 |  |  |  |  | 0 | 0
3403 | THOUSE_1G | 1 | North | YES | 0.011112 | 563 | 200 | 563 | 0 | 1.012 | GSC | 1 | 0.034422 | 563 | 563 | 6.2561 | 563 |  |  | 0.034422 | 19.3798 |  |  |  |  | 0 | 0
3404 | THOUSE_2G | 2 | North | YES | 0.011112 | 807 | 250 | 807 | 0 | 1.012 | GSC | 1 | 0.034422 | 807 | 807 | 8.9674 | 807 |  |  | 0.034422 | 27.7789 |  |  |  |  | 0 | 0
8161 | COLETO0A | 1 | South | YES | -0.018577 | 633 | 200 | 633 | 0 | 1.03 | LIGCO | -1 | 0.034593 | 0 | 633 |  |  | 0 | 0 | -0.034593 | 0 |  |  |  |  | 0 | 0
88198 | BEEVILLE | F | South | YES | -0.018691 | 0 | 0 | 0 | 0 | 1.02 | AVR | -1 | 0.034707 | 0 | 0 |  |  | 0 | 0 | -0.034707 | 0 |  |  |  |  | 0 | 0
253 | BOSQUESW804 | 2 | North | YES | 0.011865 | 80 | 0 | 80 | 0 | 1.032 | CC | 1 | 0.035175 | 80 | 80 | 0.9492 | 80 |  |  | 0.035175 | 2.814 |  |  |  |  | 0 | 0
251 | BOSQUESW803 | 2 | North | YES | 0.011865 | 150 | 0 | 150 | 0 | 1.032 | CC | 1 | 0.035175 | 150 | 150 | 1.7797 | 150 |  |  | 0.035175 | 5.2763 |  |  |  |  | 0 | 0
3382 | BBRN_2G | 2 | North | YES | 0.012337 | 589 | 225 | 589 | 0 | 1.03 | LIGCO | 1 | 0.035647 | 0 | 589 | 7.2665 | 589 |  |  | 0.035647 | 20.9963 |  |  |  |  | 0 | 0
3381 | BBRN_1G | 1 | North | YES | 0.012337 | 618 | 225 | 618 | 0 | 1.03 | LIGCO | 1 | 0.035647 | 0 | 618 | 7.6243 | 618 |  |  | 0.035647 | 22.0301 |  |  |  |  | 0 | 0
13131 | CALFREST_1G | 1 | North | YES | 0.01274 | 150.7 | 40 | 150.7 | 0 | 1.031 | CC | 1 | 0.03605 | 150.7 | 150.7 | 1.9199 | 150.7 |  |  | 0.03605 | 5.4328 |  |  |  |  | 0 | 0
13132 | CALFREST_2G | 2 | North | YES | 0.01274 | 151 | 57 | 151 | 0 | 1.031 | CC | 1 | 0.03605 | 151 | 151 | 1.9237 | 151 |  |  | 0.03605 | 5.4436 |  |  |  |  | 0 | 0
13133 | CALFREST_3G | 3 | North | YES | 0.01274 | 177.4 | 40 | 177.4 | 0 | 1.031 | CC | 1 | 0.03605 | 177.4 | 177.4 | 2.2601 | 177.4 |  |  | 0.03605 | 6.3953 |  |  |  |  | 0 | 0
13134 | CALFREST_4G | 4 | North | YES | 0.012806 | 151.5 | 40 | 151.5 | 0 | 1.031 | CC | 1 | 0.036116 | 151.5 | 151.5 | 1.9401 | 151.5 |  |  | 0.036116 | 5.4716 |  |  |  |  | 0 | 0
13135 | CALFREST_5G | 5 | North | YES | 0.012806 | 152.3 | 57 | 152.3 | 0 | 1.031 | CC | 1 | 0.036116 | 152.3 | 152.3 | 1.9504 | 152.3 |  |  | 0.036116 | 5.5005 |  |  |  |  | 0 | 0
13136 | CALFREST_6G | 6 | North | YES | 0.012806 | 177.5 | 40 | 177.5 | 0 | 1.031 | CC | 1 | 0.036116 | 177.5 | 177.5 | 2.2731 | 177.5 |  |  | 0.036116 | 6.4107 |  |  |  |  | 0 | 0
5903 | SANMIGUELGEN | 1 | South | YES | -0.02023 | 396.3 | 180 | 396.3 | 0 | 1.0336 | LIGCO | -1 | 0.036246 | 0 | 396.3 |  |  | 0 | 0 | -0.036246 | 0 |  |  |  |  | 0 | 0
13432 | SANDOW_5G | 5 | South | YES | -0.020724 | 581 | 225 | 581 | 0 | 1.029 | LIGCO | -1 | 0.03674 | 0 | 581 |  |  | 0 | 0 | -0.03674 | 0 |  |  |  |  | 0 | 0
244 | WHITNYDM01 | 1 | North | YES | 0.013664 | 15 | 0 | 15 | 0 | 1.035 | Hydro | 1 | 0.036974 | 0 | 0 | 0 | 0 |  |  | 0.036974 | 0 |  |  |  |  | 0 | 0
245 | WHITNYDM02 | 2 | North | YES | 0.013664 | 15 | 0 | 15 | 0 | 1.035 | Hydro | 1 | 0.036974 | 0 | 0 | 0 | 0 |  |  | 0.036974 | 0 |  |  |  |  | 0 | 0
8189 | CUECPL2A | 1 | South | YES | -0.021222 | 12 | 0 | 12 | 0 | 1.02 | Cogen | -1 | 0.037238 | 0 | 0 |  |  | 0 | 0 | -0.037238 | 0 |  |  |  |  | 0 | 0
7012 | L_FPPYD21_3Y | 3 | South | YES | -0.021522 | 427.5 | 200 | 436 | 0 | 1.02 | LIGCO | -1 | 0.037538 | 0 | 436 |  |  | 0 | 0 | -0.037538 | 0 |  |  |  |  | 0 | 0
7010 | L_FPPYD11_1Y | 1 | South | YES | -0.021533 | 547.4 | 200 | 606 | 0 | 1.02 | LIGCO | -1 | 0.037549 | 0 | 606 |  |  | 0 | 0 | -0.037549 | 0 |  |  |  |  | 0 | 0
7011 | L_FPPYD11_2Y | 2 | South | YES | -0.021533 | 552.2 | 200 | 598 | 0 | 1.02 | LIGCO | -1 | 0.037549 | 0 | 598 |  |  | 0 | 0 | -0.037549 | 0 |  |  |  |  | 0 | 0
5401 | CALAVER_JKS1 | 1 | South | YES | -0.021547 | 562 | 100 | 562 | 0 | 1.026 | LIGCO | -1 | 0.037563 | 0 | 562 |  |  | 0 | 0 | -0.037563 | 0 |  |  |  |  | 0 | 0
5265 | LEON_LCP4G4 | 4 | South | YES | -0.02167 | 89 | 25 | 89 | 0 | 1.0197 | GST | -1 | 0.037686 | 89 | 89 |  |  | -1.9286 | 89 | -0.037686 | -3.354 |  |  |  |  | 0 | 0
5264 | LEON_LCP3G3 | 3 | South | YES | -0.02167 | 0 | 20 | 58 |  | 1.0197 | GST | -1 | 0.037686 | 58 | 58 |  |  | -1.2569 | 58 | -0.037686 | -2.1858 |  |  |  |  | 0 | 0
5269 | LEON_LCPCT4 | 4 | South | YES | -0.02167 | 45 | 24 | 45 | 0 | 1.0197 | GGT | -1 | 0.037686 | 45 | 45 |  |  | -0.97515 | 45 | -0.037686 | -1.6958 |  |  |  |  | 0 | 0
5266 | LEON_LCPCT1 | 1 | South | YES | -0.02167 | 44 | 24 | 44 | 0 | 1.0197 | GGT | -1 | 0.037686 | 44 | 44 |  |  | -0.95348 | 44 | -0.037686 | -1.6582 |  |  |  |  | 0 | 0
5267 | LEON_LCPCT2 | 2 | South | YES | -0.02167 | 44 | 24 | 44 | 0 | 1.0197 | GGT | -1 | 0.037686 | 44 | 44 |  |  | -0.95348 | 44 | -0.037686 | -1.6582 |  |  |  |  | 0 | 0
5268 | LEON_LCPCT3 | 3 | South | YES | -0.02167 | 43 | 24 | 43 | 0 | 1.0197 | GGT | -1 | 0.037686 | 43 | 43 |  |  | -0.93181 | 43 | -0.037686 | -1.6205 |  |  |  |  | 0 | 0
3107 | STRYKER_1G | 1 | North | YES | 0.014472 | 145.6 | 45 | 182 | 0 | 1.029 | GST | 1 | 0.037782 | 182 | 182 | 2.6339 | 182 |  |  | 0.037782 | 6.8764 |  |  |  |  | 0 | 0
3108 | STRYKER_2G | 2 | North | YES | 0.014472 | 484 | 75 | 484 | 0 | 1.029 | GST | 1 | 0.037782 | 484 | 484 | 7.0044 | 484 |  |  | 0.037782 | 18.2867 |  |  |  |  | 0 | 0
5027 | BRAUNIG_VHB2 | 2 | South | YES | -0.021784 | 216 | 40 | 216 | 0 | 1.0192 | GST | -1 | 0.0378 | 216 | 216 |  |  | -4.7053 | 216 | -0.0378 | -8.1647 |  |  |  |  | 0 | 0
5026 | BRAUNIG_VHB1 | 1 | South | YES | -0.021784 | 215 | 40 | 215 | 0 | 1.0192 | GST | -1 | 0.0378 | 215 | 215 |  |  | -4.6836 | 215 | -0.0378 | -8.1269 |  |  |  |  | 0 | 0
5477 | BRA_AVR1_ST | 1 | South | YES | -0.021789 | 174 | 138 | 174 | 0 | 1.025 | CC | -1 | 0.037805 | 174 | 174 |  |  | -3.7913 | 174 | -0.037805 | -6.578 |  |  |  |  | 0 | 0
5476 | BRA_AVR1_CT1 | 1 | South | YES | -0.021789 | 155 | 90 | 155 | 0 | 1.025 | CC | -1 | 0.037805 | 155 | 155 |  |  | -3.3773 | 155 | -0.037805 | -5.8597 |  |  |  |  | 0 | 0
5478 | BRA_AVR1_CT2 | 1 | South | YES | -0.021789 | 155 | 90 | 155 | 0 | 1.025 | CC | -1 | 0.037805 | 155 | 155 |  |  | -3.3773 | 155 | -0.037805 | -5.8597 |  |  |  |  | 0 | 0
5028 | BRAUNIG_VHB3 | 3 | South | YES | -0.021813 | 407 | 60 | 407 | 0 | 1.0138 | GST | -1 | 0.037829 | 407 | 407 |  |  | -8.8779 | 407 | -0.037829 | -15.3962 |  |  |  |  | 0 | 0
5396 | CALAVER_OWS1 | 1 | South | YES | -0.021823 | 418 | 80 | 418 | 0 | 1.0192 | GST | -1 | 0.037839 | 418 | 418 |  |  | -9.122 | 418 | -0.037839 | -15.8165 |  |  |  |  | 0 | 0
5397 | CALAVER_OWS2 | 2 | South | YES | -0.021823 | 400 | 80 | 400 | 0 | 1.0192 | GST | -1 | 0.037839 | 400 | 400 |  |  | -8.7292 | 400 | -0.037839 | -15.1354 |  |  |  |  | 0 | 0
5111 | CALAVER_JTD1 | 1 | South | YES | -0.021858 | 430 | 80 | 430 | 0 | 1.0138 | LIGCO | -1 | 0.037874 | 0 | 430 |  |  | 0 | 0 | -0.037874 | 0 |  |  |  |  | 0 | 0
5112 | CALAVER_JTD2 | 2 | South | YES | -0.021858 | 430 | 80 | 430 | 0 | 1.0138 | LIGCO | -1 | 0.037874 | 0 | 430 |  |  | 0 | 0 | -0.037874 | 0 |  |  |  |  | 0 | 0
3309 | ASPN_G | 1 | North | YES | 0.014565 | 50 | 0 | 50 |  | 1 | Bio | 1 | 0.037875 | 50 | 50 | 0.72825 | 50 |  |  | 0.037875 | 1.8938 |  |  |  |  | 0 | 0
3348 | CHAMPION_1G | MB | North | YES | 0.014582 | 0 | 42 | 42 |  | 1 | Cogen | 1 | 0.037892 | 0 | 0 | 0 | 0 |  |  | 0.037892 | 0 |  |  |  |  | 0 | 0
5439 | TUTTL_WBT4G4 | 4 | South | YES | -0.021885 | 151 | 40 | 151 | 0 | 1.012 | GST | -1 | 0.037901 | 151 | 151 |  |  | -3.3046 | 151 | -0.037901 | -5.723 |  |  |  |  | 0 | 0
5438 | TUTTL_WBT3G3 | 3 | South | YES | -0.021885 | 95 | 25 | 95 | 0 | 1.012 | GST | -1 | 0.037901 | 95 | 95 |  |  | -2.0791 | 95 | -0.037901 | -3.6006 |  |  |  |  | 0 | 0
5436 | TUTTL_WBT1G1 | 1 | South | YES | -0.021885 | 48.8 | 20 | 61 | 0 | 1.012 | GST | -1 | 0.037901 | 61 | 61 |  |  | -1.335 | 61 | -0.037901 | -2.3119 |  |  |  |  | 0 | 0
7805 | L_GUADGE1_6Y | 6 | South | YES | -0.021888 | 203 | 30 | 203 | 0 | 1.02 | CC | -1 | 0.037904 | 203 | 203 |  |  | -4.4433 | 203 | -0.037904 | -7.6944 |  |  |  |  | 0 | 0
7804 | L_GUADGE1_5Y | 5 | South | YES | -0.021888 | 182 | 30 | 182 | 0 | 1.02 | CC | -1 | 0.037904 | 182 | 182 |  |  | -3.9836 | 182 | -0.037904 | -6.8984 |  |  |  |  | 0 | 0
7803 | L_GUADGE1_4Y | 4 | South | YES | -0.021888 | 149 | 30 | 149 | 0 | 1.02 | CC | -1 | 0.037904 | 149 | 149 |  |  | -3.2613 | 149 | -0.037904 | -5.6476 |  |  |  |  | 0 | 0
7800 | L_GUADGE1_1Y | 1 | South | YES | -0.021888 | 147 | 30 | 147 | 0 | 1.02 | CC | -1 | 0.037904 | 147 | 147 |  |  | -3.2175 | 147 | -0.037904 | -5.5718 |  |  |  |  | 0 | 0
7802 | L_GUADGE1_3Y | 3 | South | YES | -0.021888 | 146 | 30 | 146 | 0 | 1.02 | CC | -1 | 0.037904 | 146 | 146 |  |  | -3.1956 | 146 | -0.037904 | -5.5339 |  |  |  |  | 0 | 0
7801 | L_GUADGE1_2Y | 2 | South | YES | -0.021888 | 138 | 30 | 138 | 0 | 1.02 | CC | -1 | 0.037904 | 138 | 138 |  |  | -3.0205 | 138 | -0.037904 | -5.2307 |  |  |  |  | 0 | 0
3126 | TRINIDAD_6G | 1 | North | YES | 0.014651 | 179.2 | 46 | 224 | 0 | 1 | GST | 1 | 0.037961 | 224 | 224 | 3.2818 | 224 |  |  | 0.037961 | 8.5034 |  |  |  |  | 0 | 0
13117 | TGATEWAY_2G | 2 | North | YES | 0.014772 | 130 | 30 | 130 | 0 | 1.0232 | CC | 1 | 0.038082 | 130 | 130 | 1.9204 | 130 |  |  | 0.038082 | 4.9507 |  |  |  |  | 0 | 0
13118 | TGATEWAY_3G | 3 | North | YES | 0.014772 | 148 | 30 | 148 | 0 | 1.0232 | CC | 1 | 0.038082 | 148 | 148 | 2.1863 | 148 |  |  | 0.038082 | 5.6362 |  |  |  |  | 0 | 0
13116 | TGATEWAY_1G | 1 | North | YES | 0.014772 | 151 | 30 | 151 | 0 | 1.0232 | CC | 1 | 0.038082 | 151 | 151 | 2.2306 | 151 |  |  | 0.038082 | 5.7504 |  |  |  |  | 0 | 0
13119 | TGATEWAY_4G | 4 | North | YES | 0.014772 | 399 | 65 | 399 | 0 | 1.0232 | CC | 1 | 0.038082 | 399 | 399 | 5.894 | 399 |  |  | 0.038082 | 15.1949 |  |  |  |  | 0 | 0
3097 | MARTLAKE_1G | 1 | North | YES | 0.014964 | 790 | 500 | 790 | 0 | 1.017 | LIGCO | 1 | 0.038274 | 0 | 790 | 11.8216 | 790 |  |  | 0.038274 | 30.2368 |  |  |  |  | 0 | 0
3098 | MARTLAKE_2G | 2 | North | YES | 0.014964 | 795 | 461 | 795 | 0 | 1.017 | LIGCO | 1 | 0.038274 | 0 | 795 | 11.8964 | 795 |  |  | 0.038274 | 30.4282 |  |  |  |  | 0 | 0
3099 | MARTLAKE_3G | 3 | North | YES | 0.014964 | 804 | 500 | 804 | 0 | 1.017 | LIGCO | 1 | 0.038274 | 0 | 804 | 12.0311 | 804 |  |  | 0.038274 | 30.7726 |  |  |  |  | 0 | 0
7813 | L_RIONOG1S1Y | 4 | South | YES | -0.02244 | 293 | 0 | 293 | 0 | 1.02 | CC | -1 | 0.038456 | 293 | 293 |  |  | -6.5749 | 293 | -0.038456 | -11.2675 |  |  |  |  | 0 | 0
7812 | L_RIONOG1G3Y | 3 | South | YES | -0.02244 | 154 | 0 | 154 | 0 | 1.02 | CC | -1 | 0.038456 | 154 | 154 |  |  | -3.4558 | 154 | -0.038456 | -5.9222 |  |  |  |  | 0 | 0
7810 | L_RIONOG1G1Y | 1 | South | YES | -0.02244 | 148 | 0 | 148 | 0 | 1.02 | CC | -1 | 0.038456 | 148 | 148 |  |  | -3.3211 | 148 | -0.038456 | -5.6914 |  |  |  |  | 0 | 0
7811 | L_RIONOG1G2Y | 2 | South | YES | -0.02244 | 148 | 0 | 148 | 0 | 1.02 | CC | -1 | 0.038456 | 148 | 148 |  |  | -3.3211 | 148 | -0.038456 | -5.6914 |  |  |  |  | 0 | 0
7624 | L_LAKEWO9_1Y | 1 | South | YES | -0.022713 | 0 | 0 | 2.4 |  | 1 | Hydro | -1 | 0.038729 | 0 | 0 |  |  | 0 | 0 | -0.038729 | 0 |  |  |  |  | 0 | 0
7624 | L_LAKEWO9_1Y | 2 | South | YES | -0.022713 | 0 | 0 | 2.4 |  | 1 | Hydro | -1 | 0.038729 | 0 | 0 |  |  | 0 | 0 | -0.038729 | 0 |  |  |  |  | 0 | 0
7609 | L_SCHUMA8_1Y | 1 | South | YES | -0.022796 | 0 | 0 | 4 |  | 1 | Hydro | -1 | 0.038812 | 0 | 0 |  |  | 0 | 0 | -0.038812 | 0 |  |  |  |  | 0 | 0
7303 | L_WPPGS12_1Y | 1 | South | YES | -0.022917 | 50 | 0 | 50 | 0 | 1.025 | GGT | -1 | 0.038933 | 50 | 50 |  |  | -1.1459 | 50 | -0.038933 | -1.9466 |  |  |  |  | 0 | 0
7303 | L_WPPGS12_1Y | 2 | South | YES | -0.022917 | 50 | 0 | 50 | 0 | 1.025 | GGT | -1 | 0.038933 | 50 | 50 |  |  | -1.1459 | 50 | -0.038933 | -1.9466 |  |  |  |  | 0 | 0
7305 | L_WPPGS34_1Y | 3 | South | YES | -0.022917 | 50 | 0 | 50 | 0 | 1.025 | GGT | -1 | 0.038933 | 50 | 50 |  |  | -1.1459 | 50 | -0.038933 | -1.9466 |  |  |  |  | 0 | 0
7305 | L_WPPGS34_1Y | 4 | South | YES | -0.022917 | 50 | 0 | 50 | 0 | 1.025 | GGT | -1 | 0.038933 | 50 | 50 |  |  | -1.1459 | 50 | -0.038933 | -1.9466 |  |  |  |  | 0 | 0
7017 | L_HAYSEN1_4Y | 4 | South | YES | -0.023005 | 226.7 | 74 | 226.7 | 0 | 1.008 | CC | -1 | 0.039021 | 226.7 | 226.7 |  |  | -5.2152 | 226.7 | -0.039021 | -8.846 |  |  |  |  | 0 | 0
7015 | L_HAYSEN1_2Y | 2 | South | YES | -0.023005 | 225 | 74 | 225 | 0 | 1.008 | CC | -1 | 0.039021 | 225 | 225 |  |  | -5.1761 | 225 | -0.039021 | -8.7796 |  |  |  |  | 0 | 0
7016 | L_HAYSEN1_3Y | 3 | South | YES | -0.023005 | 224.6 | 74 | 224.6 | 0 | 1.008 | CC | -1 | 0.039021 | 224.6 | 224.6 |  |  | -5.1669 | 224.6 | -0.039021 | -8.764 |  |  |  |  | 0 | 0
7014 | L_HAYSEN1_1Y | 1 | South | YES | -0.023005 | 223.9 | 74 | 223.9 | 0 | 1.008 | CC | -1 | 0.039021 | 223.9 | 223.9 |  |  | -5.1508 | 223.9 | -0.039021 | -8.7367 |  |  |  |  | 0 | 0
7009 | L_LOSTPI1_3Y | 3 | South | YES | -0.023056 | 173.9 | 72 | 175 | 0 | 1 | CC | -1 | 0.039072 | 175 | 175 |  |  | -4.0348 | 175 | -0.039072 | -6.8375 |  |  |  |  | 0 | 0
7008 | L_LOSTPI1_2Y | 2 | South | YES | -0.023056 | 157.7 | 107 | 160 | 0 | 1 | CC | -1 | 0.039072 | 160 | 160 |  |  | -3.689 | 160 | -0.039072 | -6.2514 |  |  |  |  | 0 | 0
7007 | L_LOSTPI1_1Y | 1 | South | YES | -0.023056 | 158.6 | 110 | 158 | 0 | 1 | CC | -1 | 0.039072 | 158 | 158 |  |  | -3.6428 | 158 | -0.039072 | -6.1733 |  |  |  |  | 0 | 0
7605 | L_MCQUEE9_1Y | 1 | South | YES | -0.023111 | 0 | 0 | 2.4 |  | 1.025 | Hydro | -1 | 0.039127 | 0 | 0 |  |  | 0 | 0 | -0.039127 | 0 |  |  |  |  | 0 | 0
7605 | L_MCQUEE9_1Y | 2 | South | YES | -0.023111 | 0 | 0 | 2.4 |  | 1.025 | Hydro | -1 | 0.039127 | 0 | 0 |  |  | 0 | 0 | -0.039127 | 0 |  |  |  |  | 0 | 0
7605 | L_MCQUEE9_1Y | 3 | South | YES | -0.023111 | 0 | 0 | 2.8 |  | 1.025 | Hydro | -1 | 0.039127 | 0 | 0 |  |  | 0 | 0 | -0.039127 | 0 |  |  |  |  | 0 | 0
12323 | ENNSTRAC_2G | 2 | North | YES | 0.016232 | 116 | 100 | 116 | 0 | 1.036 | CC | 1 | 0.039542 | 116 | 116 | 1.8829 | 116 |  |  | 0.039542 | 4.5869 |  |  |  |  | 0 | 0
12322 | ENNSTRAC_1G | 1 | North | YES | 0.016232 | 196 | 130 | 196 | 0 | 1.036 | CC | 1 | 0.039542 | 196 | 196 | 3.1815 | 196 |  |  | 0.039542 | 7.7503 |  |  |  |  | 0 | 0
12411 | FPLEFR1A_G | 1 | North | YES | 0.016394 | 161 | 72 | 161 | 0 | 1 | CC | 1 | 0.039704 | 161 | 161 | 2.6394 | 161 |  |  | 0.039704 | 6.3924 |  |  |  |  | 0 | 0
12422 | FPLEFR2B_G | 2 | North | YES | 0.016394 | 161 | 72 | 161 | 0 | 1 | CC | 1 | 0.039704 | 161 | 161 | 2.6394 | 161 |  |  | 0.039704 | 6.3924 |  |  |  |  | 0 | 0
12421 | FPLEFR2A_G | 1 | North | YES | 0.016394 | 162 | 72 | 162 | 0 | 1 | CC | 1 | 0.039704 | 162 | 162 | 2.6558 | 162 |  |  | 0.039704 | 6.4321 |  |  |  |  | 0 | 0
12423 | FPLEFR2C_G | 3 | North | YES | 0.016394 | 163 | 72 | 163 | 0 | 1 | CC | 1 | 0.039704 | 163 | 163 | 2.6722 | 163 |  |  | 0.039704 | 6.4718 |  |  |  |  | 0 | 0
12412 | FPLEFR1B_G | 2 | North | YES | 0.016394 | 164 | 72 | 164 | 0 | 1 | CC | 1 | 0.039704 | 164 | 164 | 2.6886 | 164 |  |  | 0.039704 | 6.5115 |  |  |  |  | 0 | 0
12413 | FPLEFR1C_G | 3 | North | YES | 0.016394 | 164 | 72 | 164 | 0 | 1 | CC | 1 | 0.039704 | 164 | 164 | 2.6886 | 164 |  |  | 0.039704 | 6.5115 |  |  |  |  | 0 | 0
12414 | FPLEFR1S_G | 4 | North | YES | 0.016394 | 414 | 191 | 414 | 0 | 1 | CC | 1 | 0.039704 | 414 | 414 | 6.7871 | 414 |  |  | 0.039704 | 16.4376 |  |  |  |  | 0 | 0
12424 | FPLEFR2S_G | 4 | North | YES | 0.016394 | 415 | 191 | 415 | 0 | 1 | CC | 1 | 0.039704 | 415 | 415 | 6.8035 | 415 |  |  | 0.039704 | 16.4773 |  |  |  |  | 0 | 0
12440 | PARKD_1SVC8 | 1 | North | YES | 0.016604 | 0 | 0 | 0 | 0 | 1.007 | GST | 1 | 0.039914 | 0 | 0 | 0 | 0 |  |  | 0.039914 | 0 |  |  |  |  | 0 | 0
12449 | PARKD_2SVC8 | 1 | North | YES | 0.016604 | 0 | 0 | 0 | 0 | 1.007 | GST | 1 | 0.039914 | 0 | 0 | 0 | 0 |  |  | 0.039914 | 0 |  |  |  |  | 0 | 0
2451 | LKHB1_G | 1 | North | YES | 0.016613 | 0 | 80 | 391 |  | 1.022 | GST | 1 | 0.039923 | 391 | 391 | 6.4957 | 391 |  |  | 0.039923 | 15.6101 |  |  |  |  | 0 | 0
2452 | LKHB2_G | 2 | North | YES | 0.016613 | 516 | 80 | 516 | 0 | 1.022 | GST | 1 | 0.039923 | 516 | 516 | 8.5723 | 516 |  |  | 0.039923 | 20.6005 |  |  |  |  | 0 | 0
7809 | L_BASTEN1_3Y | 1 | South | YES | -0.023989 | 232.6 | 42 | 232.6 |  | 1.004 | CC | -1 | 0.040005 | 232.6 | 232.6 |  |  | -5.5798 | 232.6 | -0.040005 | -9.3051 |  |  |  |  | 0 | 0
7807 | L_BASTEN1_1Y | 1 | South | YES | -0.023989 | 152.5 | 83.5 | 152.5 |  | 1.004 | CC | -1 | 0.040005 | 152.5 | 152.5 |  |  | -3.6583 | 152.5 | -0.040005 | -6.1007 |  |  |  |  | 0 | 0
7808 | L_BASTEN1_2Y | 1 | South | YES | -0.023989 | 149.5 | 83.5 | 149.5 |  | 1.004 | CC | -1 | 0.040005 | 149.5 | 149.5 |  |  | -3.5864 | 149.5 | -0.040005 | -5.9807 |  |  |  |  | 0 | 0
948 | STEAM1 | 1 | North | YES | 0.01682 | 0 | 12 | 20 |  | 1.02 | GST | 1 | 0.04013 | 20 | 20 | 0.3364 | 20 |  |  | 0.04013 | 0.80261 |  |  |  |  | 0 | 0
949 | STEAM2 | 1 | North | YES | 0.01682 | 26 | 8 | 26 | 0 | 0.99 | GST | 1 | 0.04013 | 26 | 26 | 0.43732 | 26 |  |  | 0.04013 | 1.0434 |  |  |  |  | 0 | 0
950 | STEAM3 | 1 | North | YES | 0.01682 | 41 | 13 | 42 | 0 | 1.02 | GST | 1 | 0.04013 | 42 | 42 | 0.70644 | 42 |  |  | 0.04013 | 1.6855 |  |  |  |  | 0 | 0
837 | NEWMAN_G5 | 1 | North | YES | 0.01686 | 0 | 15 | 40 |  | 1.01 | GST | 1 | 0.04017 | 40 | 40 | 0.6744 | 40 |  |  | 0.04017 | 1.6068 |  |  |  |  | 0 | 0
1942 | MDLTHELP_2G | 2 | North | YES | 0.016861 | 216.1 | 74 | 216.1 | 0 | 1 | CC | 1 | 0.040171 | 216.1 | 216.1 | 3.6437 | 216.1 |  |  | 0.040171 | 8.681 |  |  |  |  | 0 | 0
1941 | MDLTHELP_1G | 1 | North | YES | 0.016861 | 216.4 | 74 | 216.4 | 0 | 1 | CC | 1 | 0.040171 | 216.4 | 216.4 | 3.6487 | 216.4 |  |  | 0.040171 | 8.6931 |  |  |  |  | 0 | 0
845 | OLINGER_G4 | 1 | North | YES | 0.016898 | 51.9 | 0 | 76 | 0 | 1.03 | GGT | 1 | 0.040208 | 76 | 76 | 1.2842 | 76 |  |  | 0.040208 | 3.0558 |  |  |  |  | 0 | 0
842 | OLINGER_G1 | 1 | North | YES | 0.016898 | 55.4 | 20 | 79 | 0 | 1.03 | GST | 1 | 0.040208 | 79 | 79 | 1.3349 | 79 |  |  | 0.040208 | 3.1765 |  |  |  |  | 0 | 0
843 | OLINGER_G2 | 1 | North | YES | 0.016898 | 76.2 | 25 | 110 | 0 | 1.03 | GST | 1 | 0.040208 | 110 | 110 | 1.8588 | 110 |  |  | 0.040208 | 4.4229 |  |  |  |  | 0 | 0
844 | OLINGER_G3 | 1 | North | YES | 0.016898 | 103.9 | 45 | 150 | 0 | 1.03 | GST | 1 | 0.040208 | 150 | 150 | 2.5347 | 150 |  |  | 0.040208 | 6.0313 |  |  |  |  | 0 | 0
2414 | MTCK7_G | 7 | North | YES | 0.016962 | 0 | 30 | 115 |  | 1.022 | GST | 1 | 0.040272 | 115 | 115 | 1.9506 | 115 |  |  | 0.040272 | 4.6313 |  |  |  |  | 0 | 0
2413 | MTCK6_G | 6 | North | YES | 0.016962 | 0 | 30 | 118 |  | 1.022 | GST | 1 | 0.040272 | 118 | 118 | 2.0015 | 118 |  |  | 0.040272 | 4.7521 |  |  |  |  | 0 | 0
2417 | MTCK8_G | 8 | North | YES | 0.016962 | 444.8 | 60 | 556 | 0 | 1.022 | GSC | 1 | 0.040272 | 556 | 556 | 9.4309 | 556 |  |  | 0.040272 | 22.3915 |  |  |  |  | 0 | 0
3432 | SANDOW_4G | 4 | South | YES | -0.024323 | 580 | 225 | 580 | 0 | 1.029 | LIGCO | -1 | 0.040339 | 0 | 580 |  |  | 0 | 0 | -0.040339 | 0 |  |  |  |  | 0 | 0
5925 | DCEAST | EQ | North | YES | 0.017087 | 400.3 | -600 | 600 | 0 | 1.025 | DCTie | 1 | 0.040397 | 0 | 0 | 0 | 0 |  |  | 0.040397 | 0 |  |  |  |  | 0 | 0
1701 | MOSES_1G | 1 | North | YES | 0.017087 | 558 | 175 | 558 | 0 | 1.023 | LIGCO | 1 | 0.040397 | 0 | 558 | 9.5345 | 558 |  |  | 0.040397 | 22.5418 |  |  |  |  | 0 | 0
1702 | MOSES_2G | 2 | North | YES | 0.017087 | 579 | 175 | 579 | 0 | 1.023 | LIGCO | 1 | 0.040397 | 0 | 579 | 9.8934 | 579 |  |  | 0.040397 | 23.3901 |  |  |  |  | 0 | 0
1703 | MOSES_3G | 3 | North | YES | 0.017087 | 808 | 463 | 808 | 0 | 1.023 | LIGCO | 1 | 0.040397 | 0 | 808 | 13.8063 | 808 |  |  | 0.040397 | 32.6411 |  |  |  |  | 0 | 0
1675 | PEC_1G | 1 | North | YES | 0.017166 | 76.7 | 35 | 76.7 | 0 | 1.022 | Cogen | 1 | 0.040476 | 0 | 0 | 0 | 0 |  |  | 0.040476 | 0 |  |  |  |  | 0 | 0
1676 | PEC_2G | 2 | North | YES | 0.017166 | 79.6 | 35 | 79.6 | 0 | 1.022 | Cogen | 1 | 0.040476 | 0 | 0 | 0 | 0 |  |  | 0.040476 | 0 |  |  |  |  | 0 | 0
1677 | PEC_3G | 3 | North | YES | 0.017166 | 88.4 | 35 | 88.4 | 0 | 1.022 | Cogen | 1 | 0.040476 | 0 | 0 | 0 | 0 |  |  | 0.040476 | 0 |  |  |  |  | 0 | 0
1679 | LAMARPWR_2G | 2 | North | YES | 0.017201 | 156 | 67.7 | 156 | 0 | 1.038 | CC | 1 | 0.040511 | 156 | 156 | 2.6834 | 156 |  |  | 0.040511 | 6.3198 |  |  |  |  | 0 | 0
1681 | LAMARPWR_4G | 4 | North | YES | 0.017201 | 156 | 67.7 | 156 | 0 | 1.038 | CC | 1 | 0.040511 | 156 | 156 | 2.6834 | 156 |  |  | 0.040511 | 6.3198 |  |  |  |  | 0 | 0
1682 | LAMARPWR_5G | 5 | North | YES | 0.017201 | 157 | 67.7 | 157 | 0 | 1.038 | CC | 1 | 0.040511 | 157 | 157 | 2.7006 | 157 |  |  | 0.040511 | 6.3603 |  |  |  |  | 0 | 0
1678 | LAMARPWR_1G | 1 | North | YES | 0.017201 | 160 | 67.7 | 160 | 0 | 1.038 | CC | 1 | 0.040511 | 160 | 160 | 2.7522 | 160 |  |  | 0.040511 | 6.4818 |  |  |  |  | 0 | 0
1680 | LAMARPWR_3G | 3 | North | YES | 0.017201 | 196 | 129.1 | 196 | 0 | 1.038 | CC | 1 | 0.040511 | 196 | 196 | 3.3714 | 196 |  |  | 0.040511 | 7.9402 |  |  |  |  | 0 | 0
1683 | LAMARPWR_6G | 6 | North | YES | 0.017201 | 198 | 129.1 | 198 | 0 | 1.038 | CC | 1 | 0.040511 | 198 | 198 | 3.4058 | 198 |  |  | 0.040511 | 8.0213 |  |  |  |  | 0 | 0
11691 | KMICHICT1_G | 1 | North | YES | 0.017261 | 144 | 80 | 144 | 0 | 1.026 | CC | 1 | 0.040571 | 144 | 144 | 2.4856 | 144 |  |  | 0.040571 | 5.8423 |  |  |  |  | 0 | 0
11694 | KMICHICT4_G | 4 | North | YES | 0.017261 | 144 | 80 | 144 | 0 | 1.026 | CC | 1 | 0.040571 | 144 | 144 | 2.4856 | 144 |  |  | 0.040571 | 5.8423 |  |  |  |  | 0 | 0
11692 | KMICHICT2_G | 2 | North | YES | 0.017261 | 146 | 80 | 146 | 0 | 1.026 | CC | 1 | 0.040571 | 146 | 146 | 2.5201 | 146 |  |  | 0.040571 | 5.9234 |  |  |  |  | 0 | 0
11695 | KMICHICT5_G | 5 | North | YES | 0.017261 | 148 | 80 | 148 | 0 | 1.026 | CC | 1 | 0.040571 | 148 | 148 | 2.5546 | 148 |  |  | 0.040571 | 6.0046 |  |  |  |  | 0 | 0
11696 | KMICHIST6_G | 6 | North | YES | 0.017261 | 310 | 60 | 310 | 0 | 1.026 | CC | 1 | 0.040571 | 310 | 310 | 5.3509 | 310 |  |  | 0.040571 | 12.5771 |  |  |  |  | 0 | 0
11693 | KMICHIST3_G | 3 | North | YES | 0.017261 | 312 | 60 | 312 | 0 | 1.026 | CC | 1 | 0.040571 | 312 | 312 | 5.3854 | 312 |  |  | 0.040571 | 12.6583 |  |  |  |  | 0 | 0
1689 | VALLEY_3G | 3 | North | YES | 0.017261 | 0 | 25 | 375 |  | 1.003 | GST | 1 | 0.040571 | 375 | 375 | 6.4729 | 375 |  |  | 0.040571 | 15.2143 |  |  |  |  | 0 | 0
1687 | VALLEY_1G | 1 | North | YES | 0.017433 | 136 | 15 | 170 | 0 | 1.029 | GST | 1 | 0.040743 | 170 | 170 | 2.9636 | 170 |  |  | 0.040743 | 6.9264 |  |  |  |  | 0 | 0
1688 | VALLEY_2G | 2 | North | YES | 0.017433 | 527 | 90 | 527 | 0 | 1.029 | GSC | 1 | 0.040743 | 527 | 527 | 9.1872 | 527 |  |  | 0.040743 | 21.4718 |  |  |  |  | 0 | 0
6948 | DENISNDM | 1 | North | YES | 0.017564 | 40 | 5 | 40 |  | 1.015 | Hydro | 1 | 0.040874 | 0 | 0 | 0 | 0 |  |  | 0.040874 | 0 |  |  |  |  | 0 | 0
6948 | DENISNDM | 2 | North | YES | 0.017564 | 31 | 5 | 40 |  | 1.015 | Hydro | 1 | 0.040874 | 0 | 0 | 0 | 0 |  |  | 0.040874 | 0 |  |  |  |  | 0 | 0
2381 | NTHLK1_G | 1 | North | YES | 0.017715 | 0 | 35 | 156 |  | 1.022 | GST | 1 | 0.041025 | 156 | 156 | 2.7635 | 156 |  |  | 0.041025 | 6.4 |  |  |  |  | 0 | 0
2382 | NTHLK2_G | 2 | North | YES | 0.017715 | 0 | 35 | 181 |  | 1.022 | GST | 1 | 0.041025 | 181 | 181 | 3.2064 | 181 |  |  | 0.041025 | 7.4256 |  |  |  |  | 0 | 0
2383 | NTHLK3_G | 3 | North | YES | 0.017715 | 0 | 50 | 329 |  | 1.022 | GST | 1 | 0.041025 | 329 | 329 | 5.8282 | 329 |  |  | 0.041025 | 13.4974 |  |  |  |  | 0 | 0
2371 | COLLIN_1G | MB | North | YES | 0.017845 | 0 | 40 | 138 |  | 1.022 | GST | 1 | 0.041155 | 0 | 0 | 0 | 0 |  |  | 0.041155 | 0 |  |  |  |  | 0 | 0
1944 | MDLTHELP_4G | 4 | North | YES | 0.018055 | 211 | 74 | 211 | 0 | 1 | CC | 1 | 0.041365 | 211 | 211 | 3.8096 | 211 |  |  | 0.041365 | 8.7281 |  |  |  |  | 0 | 0
1943 | MDLTHELP_3G | 3 | North | YES | 0.018055 | 212 | 74 | 212 | 0 | 1 | CC | 1 | 0.041365 | 212 | 212 | 3.8277 | 212 |  |  | 0.041365 | 8.7695 |  |  |  |  | 0 | 0
1937 | MDLTHELP_5G | 5 | North | YES | 0.018055 | 224 | 74 | 224 | 0 | 1 | CC | 1 | 0.041365 | 224 | 224 | 4.0443 | 224 |  |  | 0.041365 | 9.2659 |  |  |  |  | 0 | 0
1938 | MDLTHELP_6G | 6 | North | YES | 0.018055 | 226 | 74 | 226 | 0 | 1 | CC | 1 | 0.041365 | 226 | 226 | 4.0804 | 226 |  |  | 0.041365 | 9.3486 |  |  |  |  | 0 | 0
7006 | L_SIMGID1_3Y | 3 | South | YES | -0.025681 | 324.9 | 60 | 329 | 0 | 1.02 | GST | -1 | 0.041697 | 329 | 329 |  |  | -8.449 | 329 | -0.041697 | -13.7182 |  |  |  |  | 0 | 0
7005 | L_SIMGID1_2Y | 2 | South | YES | -0.025681 | 133 | 32 | 139 | 0 | 1.02 | GST | -1 | 0.041697 | 139 | 139 |  |  | -3.5697 | 139 | -0.041697 | -5.7958 |  |  |  |  | 0 | 0
7004 | L_SIMGID1_1Y | 1 | South | YES | -0.025681 | 132 | 40 | 132 | 0 | 1.02 | GST | -1 | 0.041697 | 132 | 132 |  |  | -3.3899 | 132 | -0.041697 | -5.5039 |  |  |  |  | 0 | 0
7487 | L_CANYHY8_1Y | 1 | South | YES | -0.025873 | 0 | 0 | 6 |  | 1 | Hydro | -1 | 0.041889 | 0 | 0 |  |  | 0 | 0 | -0.041889 | 0 |  |  |  |  | 0 | 0
1948 | HANDLEY_4G | 4 | North | YES | 0.019092 | 348 | 150 | 435 | 0 | 1.022 | GST | 1 | 0.042402 | 435 | 435 | 8.305 | 435 |  |  | 0.042402 | 18.4451 |  |  |  |  | 0 | 0
1947 | HANDLEY_3G | 3 | North | YES | 0.019249 | 316 | 100 | 395 | 0 | 1.022 | GST | 1 | 0.042559 | 395 | 395 | 7.6034 | 395 |  |  | 0.042559 | 16.811 |  |  |  |  | 0 | 0
1949 | HANDLEY_5G | 5 | North | YES | 0.019249 | 348 | 150 | 435 | 0 | 1.022 | GST | 1 | 0.042559 | 435 | 435 | 8.3733 | 435 |  |  | 0.042559 | 18.5134 |  |  |  |  | 0 | 0
923 | SPENCER_G4 | 1 | North | YES | 0.019676 | 48 | 20 | 61 | 0 | 1.03 | GST | 1 | 0.042986 | 61 | 61 | 1.2002 | 61 |  |  | 0.042986 | 2.6222 |  |  |  |  | 0 | 0
924 | SPENCER_G5 | 1 | North | YES | 0.019676 | 52 | 20 | 66 | 0 | 1.03 | GST | 1 | 0.042986 | 66 | 66 | 1.2986 | 66 |  |  | 0.042986 | 2.8371 |  |  |  |  | 0 | 0
1861 | EAGLEMNT_1G | MB | North | YES | 0.020596 | 0 | 30 | 112 |  | 1.022 | GST | 1 | 0.043906 | 0 | 0 | 0 | 0 |  |  | 0.043906 | 0 |  |  |  |  | 0 | 0
1862 | EAGLEMNT_2G | MB | North | YES | 0.020596 | 0 | 40 | 100 |  | 1.022 | GST | 1 | 0.043906 | 0 | 0 | 0 | 0 |  |  | 0.043906 | 0 |  |  |  |  | 0 | 0
1863 | EAGLEMNT_3G | MB | North | YES | 0.020596 | 0 | 50 | 378 |  | 1.022 | GST | 1 | 0.043906 | 0 | 0 | 0 | 0 |  |  | 0.043906 | 0 |  |  |  |  | 0 | 0
366 | JNSNCNTY802 | 1 | North | YES | 0.020734 | 168 | 20 | 168 | 0 | 1.02 | Cogen | 1 | 0.044044 | 0 | 0 | 0 | 0 |  |  | 0.044044 | 0 |  |  |  |  | 0 | 0
367 | JNSNCNTY802 | 2 | North | YES | 0.020734 | 90 | 20 | 90 | 0 | 1.02 | Cogen | 1 | 0.044044 | 0 | 0 | 0 | 0 |  |  | 0.044044 | 0 |  |  |  |  | 0 | 0
728 | WOLFRIDGE801 | 1 | North | YES | 0.020848 | 11.2 | 0 | 112.5 | 0 | 0.99 | Wind | 1 | 0.044158 | 0 | 112.5 | 2.3454 | 112.5 |  |  | 0.044158 | 4.9678 |  |  |  |  | 0 | 0
9020 | SANDHG5A | 5A | South | YES | -0.028391 | 150 | 84 | 155 | 0 | 1.0175 | CC | -1 | 0.044407 | 155 | 155 |  |  | -4.4006 | 155 | -0.044407 | -6.883 |  |  |  |  | 0 | 0
9021 | SANDHG5C | 5C | South | YES | -0.028391 | 140 | 0 | 148 | 0 | 1.0175 | CC | -1 | 0.044407 | 148 | 148 |  |  | -4.2019 | 148 | -0.044407 | -6.5722 |  |  |  |  | 0 | 0
9016 | SANDH_G1 | 1 | South | YES | -0.028391 | 45 | 2 | 49 | 0 | 1.0175 | GGT | -1 | 0.044407 | 49 | 49 |  |  | -1.3912 | 49 | -0.044407 | -2.1759 |  |  |  |  | 0 | 0
9019 | SANDH_G4 | 4 | South | YES | -0.028391 | 0 | 2 | 47 |  | 1.0175 | GGT | -1 | 0.044407 | 47 | 47 |  |  | -1.3344 | 47 | -0.044407 | -2.0871 |  |  |  |  | 0 | 0
9017 | SANDH_G2 | 2 | South | YES | -0.028391 | 45 | 2 | 46 | 0 | 1.0175 | GGT | -1 | 0.044407 | 46 | 46 |  |  | -1.306 | 46 | -0.044407 | -2.0427 |  |  |  |  | 0 | 0
9018 | SANDH_G3 | 3 | South | YES | -0.028391 | 45 | 2 | 46 | 0 | 1.0175 | GGT | -1 | 0.044407 | 46 | 46 |  |  | -1.306 | 46 | -0.044407 | -2.0427 |  |  |  |  | 0 | 0
9005 | DECKR_G6 | 6 | South | YES | -0.028416 | 44 | 24 | 47 | 0 | 1.015 | GGT | -1 | 0.044432 | 47 | 47 |  |  | -1.3356 | 47 | -0.044432 | -2.0883 |  |  |  |  | 0 | 0
9003 | DECKR_G4 | 4 | South | YES | -0.028416 | 44 | 24 | 44 | 0 | 1.015 | GGT | -1 | 0.044432 | 44 | 44 |  |  | -1.2503 | 44 | -0.044432 | -1.955 |  |  |  |  | 0 | 0
9004 | DECKR_G5 | 5 | South | YES | -0.028416 | 44 | 24 | 44 | 0 | 1.015 | GGT | -1 | 0.044432 | 44 | 44 |  |  | -1.2503 | 44 | -0.044432 | -1.955 |  |  |  |  | 0 | 0
9002 | DECKR_G3 | 3 | South | YES | -0.028416 | 0 | 24 | 42 |  | 1.015 | GGT | -1 | 0.044432 | 42 | 42 |  |  | -1.1935 | 42 | -0.044432 | -1.8661 |  |  |  |  | 0 | 0
9001 | DECKR_G2 | 2 | South | YES | -0.028717 | 400 | 50 | 426 | 0 | 1.015 | GST | -1 | 0.044733 | 426 | 426 |  |  | -12.2334 | 426 | -0.044733 | -19.0561 |  |  |  |  | 0 | 0
9000 | DECKR_G1 | 1 | South | YES | -0.028717 | 280 | 50 | 321 | 0 | 1.015 | GST | -1 | 0.044733 | 321 | 321 |  |  | -9.2182 | 321 | -0.044733 | -14.3591 |  |  |  |  | 0 | 0
7020 | L_AUSTPL1_1Y | 1 | South | YES | -0.029533 | 0 | 0 | 8 |  | 1 | Hydro | -1 | 0.045549 | 0 | 0 |  |  | 0 | 0 | -0.045549 | 0 |  |  |  |  | 0 | 0
7020 | L_AUSTPL1_1Y | 2 | South | YES | -0.029533 | 0 | 0 | 8 |  | 1 | Hydro | -1 | 0.045549 | 0 | 0 |  |  | 0 | 0 | -0.045549 | 0 |  |  |  |  | 0 | 0
581 | JCKCNTY802 | 2 | North | YES | 0.022448 | 147 | 0 | 147 | 0 | 1.022 | CC | 1 | 0.045758 | 147 | 147 | 3.2999 | 147 |  |  | 0.045758 | 6.7265 |  |  |  |  | 0 | 0
582 | JCKCNTY803 | 3 | North | YES | 0.022448 | 147 | 0 | 147 | 0 | 1.022 | CC | 1 | 0.045758 | 147 | 147 | 3.2999 | 147 |  |  | 0.045758 | 6.7265 |  |  |  |  | 0 | 0
580 | JCKCNTY801 | 1 | North | YES | 0.022448 | 288 | 0 | 288 | 0 | 1.022 | CC | 1 | 0.045758 | 288 | 288 | 6.465 | 288 |  |  | 0.045758 | 13.1784 |  |  |  |  | 0 | 0
1889 | DECRDOVA_1G | 1 | North | YES | 0.022585 | 779 | 255 | 779 | 0 | 1.02 | GSC | 1 | 0.045895 | 779 | 779 | 17.5937 | 779 |  |  | 0.045895 | 35.7525 |  |  |  |  | 0 | 0
1453 | WCPWRCO_1G | 1 | North | YES | 0.022884 | 204 | 50 | 204 | 0 | 1.02 | CC | 1 | 0.046194 | 204 | 204 | 4.6683 | 204 |  |  | 0.046194 | 9.4237 |  |  |  |  | 0 | 0
1454 | WCPWRCO_2G | 2 | North | YES | 0.022884 | 204 | 50 | 204 | 0 | 1.02 | CC | 1 | 0.046194 | 204 | 204 | 4.6683 | 204 |  |  | 0.046194 | 9.4237 |  |  |  |  | 0 | 0
1455 | WCPWRCO_3G | 3 | North | YES | 0.022884 | 242 | 50 | 242 |  | 1.02 | CC | 1 | 0.046194 | 242 | 242 | 5.5379 | 242 |  |  | 0.046194 | 11.1791 |  |  |  |  | 0 | 0
1895 | DECRDOVA_5G | D | North | YES | 0.023162 | 65 | 65 | 68 | 0 | 1.025 | GGT | 1 | 0.046472 | 68 | 68 | 1.575 | 68 |  |  | 0.046472 | 3.1601 |  |  |  |  | 0 | 0
1893 | DECRDOVA_3G | B | North | YES | 0.023162 | 65 | 65 | 69 | 0 | 1.025 | GGT | 1 | 0.046472 | 69 | 69 | 1.5982 | 69 |  |  | 0.046472 | 3.2066 |  |  |  |  | 0 | 0
1894 | DECRDOVA_4G | C | North | YES | 0.023162 | 65 | 65 | 69 | 0 | 1.025 | GGT | 1 | 0.046472 | 69 | 69 | 1.5982 | 69 |  |  | 0.046472 | 3.2066 |  |  |  |  | 0 | 0
1892 | DECRDOVA_2G | A | North | YES | 0.023162 | 65 | 65 | 70 | 0 | 1.025 | GGT | 1 | 0.046472 | 70 | 70 | 1.6213 | 70 |  |  | 0.046472 | 3.2531 |  |  |  |  | 0 | 0
1878 | WLFHOLW_2G | 2 | North | YES | 0.023591 | 215.7 | 105 | 215.7 | 0 | 1.032 | CC | 1 | 0.046901 | 215.7 | 215.7 | 5.0886 | 215.7 |  |  | 0.046901 | 10.1166 |  |  |  |  | 0 | 0
1877 | WLFHOLW_1G | 1 | North | YES | 0.023591 | 217.3 | 89.2 | 217.3 | 0 | 1.032 | CC | 1 | 0.046901 | 217.3 | 217.3 | 5.1263 | 217.3 |  |  | 0.046901 | 10.1917 |  |  |  |  | 0 | 0
1879 | WLFHOLW_3G | 3 | North | YES | 0.023591 | 272.4 | 89.2 | 272.4 | 0 | 1.032 | CC | 1 | 0.046901 | 272.4 | 272.4 | 6.4262 | 272.4 |  |  | 0.046901 | 12.7759 |  |  |  |  | 0 | 0
503 | NTHTEXAS01 | 1 | North | YES | 0.024238 | 0 | 5 | 18 |  | 1.015 | GST | 1 | 0.047548 | 18 | 18 | 0.43628 | 18 |  |  | 0.047548 | 0.85587 |  |  |  |  | 0 | 0
504 | NTHTEXAS02 | 2 | North | YES | 0.024238 | 14.4 | 5 | 18 |  | 1.015 | GST | 1 | 0.047548 | 18 | 18 | 0.43628 | 18 |  |  | 0.047548 | 0.85587 |  |  |  |  | 0 | 0
505 | NTHTEXAS03 | 3 | North | YES | 0.024238 | 30.4 | 15 | 38 |  | 1.015 | GST | 1 | 0.047548 | 38 | 38 | 0.92104 | 38 |  |  | 0.047548 | 1.8068 |  |  |  |  | 0 | 0
1898 | COMCHEPK_1G | 1 | North | YES | 0.024311 | 1217 | 1150 | 1217 | 0 | 1.032 | Nuc | 1 | 0.047621 | 0 | 0 | 0 | 0 |  |  | 0.047621 | 0 |  |  |  |  | 0 | 0
1899 | COMCHEPK_2G | 2 | North | YES | 0.024311 | 1159 | 1128 | 1159 | 0 | 1.032 | Nuc | 1 | 0.047621 | 0 | 0 | 0 | 0 |  |  | 0.047621 | 0 |  |  |  |  | 0 | 0
1432 | GRHAMSES_2G | 2 | North | YES | 0.024936 | 294.9 | 90 | 366 | 0 | 1.014 | GST | 1 | 0.048246 | 366 | 366 | 9.1266 | 366 |  |  | 0.048246 | 17.6582 |  |  |  |  | 0 | 0
1479 | WFCOGEN_1G | 1 | North | YES | 0.025104 | 16 | 12 | 20 | 0 | 1 | Cogen | 1 | 0.048414 | 0 | 0 | 0 | 0 |  |  | 0.048414 | 0 |  |  |  |  | 0 | 0
1479 | WFCOGEN_1G | 2 | North | YES | 0.025104 | 16 | 12 | 20 | 0 | 1 | Cogen | 1 | 0.048414 | 0 | 0 | 0 | 0 |  |  | 0.048414 | 0 |  |  |  |  | 0 | 0
1482 | WFCOGEN_2G | 2 | North | YES | 0.025104 | 13.6 | 12 | 17 | 0 | 1 | Cogen | 1 | 0.048414 | 0 | 0 | 0 | 0 |  |  | 0.048414 | 0 |  |  |  |  | 0 | 0
1482 | WFCOGEN_2G | 1 | North | YES | 0.025104 | 16 | 12 | 20 | 0 | 1 | Cogen | 1 | 0.048414 | 0 | 0 | 0 | 0 |  |  | 0.048414 | 0 |  |  |  |  | 0 | 0
344 | MRSSHPRD | 1 | North | YES | 0.025486 | 0 | 0 | 12 |  | 1.03 | Hydro | 1 | 0.048796 | 0 | 0 | 0 | 0 |  |  | 0.048796 | 0 |  |  |  |  | 0 | 0
345 | MRSSHPRD01 | 2 | North | YES | 0.025486 | 0 | 0 | 12 |  | 1.03 | Hydro | 1 | 0.048796 | 0 | 0 | 0 | 0 |  |  | 0.048796 | 0 |  |  |  |  | 0 | 0
60202 | FRNDDRCS | F | West | YES | 0.025644 | 0 | 0 | 0 | 0 | 0.9985 | AVR | 1 | 0.048954 | 0 | 0 |  |  |  |  | 0.048954 | 0 |  |  |  |  | 0 | 0
1600 | BARTNWND_1G | 1 | North | YES | 0.02573 | 12 | 0 | 120 | 0 | 1.022 | Wind | 1 | 0.04904 | 0 | 120 | 3.0876 | 120 |  |  | 0.04904 | 5.8849 |  |  |  |  | 0 | 0
1433 | GRHAMSES_1G | 1 | North | YES | 0.026429 | 242 | 60 | 242 | 0 | 1.038 | GST | 1 | 0.049739 | 242 | 242 | 6.3958 | 242 |  |  | 0.049739 | 12.0369 |  |  |  |  | 0 | 0
6100 | OKLA7A | EQ | West | YES | 0.026708 | 50 | -220 | 220 | 0 | 1.035 | DCTie | 1 | 0.050018 | 0 | 0 |  |  |  |  | 0.050018 | 0 |  |  |  |  | 0 | 0
6752 | OKLA0A | 1 | West | YES | 0.026708 | 649.7 | 175 | 649.7 | 0 | 1.035 | LIGCO | 1 | 0.050018 | 0 | 649.7 |  |  |  |  | 0.050018 | 32.497 |  |  |  |  | 0 | 0
1442 | COKFIELD_5 | 1 | North | YES | 0.026993 | 16.5 | 0 | 165 |  | 1.029 | Wind | 1 | 0.050303 | 0 | 165 | 4.4538 | 165 |  |  | 0.050303 | 8.3001 |  |  |  |  | 0 | 0
332 | RWMILLER01 | 1 | North | YES | 0.027595 | 58.4 | 18.5 | 73 | 0 | 1.04 | GST | 1 | 0.050905 | 73 | 73 | 2.0144 | 73 |  |  | 0.050905 | 3.7161 |  |  |  |  | 0 | 0
336 | RWMILLER05 | 5 | North | YES | 0.027595 | 80.8 | 0 | 101 | 0 | 1.04 | GST | 1 | 0.050905 | 101 | 101 | 2.7871 | 101 |  |  | 0.050905 | 5.1414 |  |  |  |  | 0 | 0
335 | RWMILLER04 | 4 | North | YES | 0.027595 | 81.6 | 0 | 102 | 0 | 1.04 | GST | 1 | 0.050905 | 102 | 102 | 2.8147 | 102 |  |  | 0.050905 | 5.1924 |  |  |  |  | 0 | 0
333 | RWMILLER02 | 2 | North | YES | 0.027595 | 95.2 | 37 | 119 | 0 | 1.04 | GST | 1 | 0.050905 | 119 | 119 | 3.2838 | 119 |  |  | 0.050905 | 6.0577 |  |  |  |  | 0 | 0
334 | RWMILLER03 | 3 | North | YES | 0.027595 | 166.4 | 65 | 208 | 0 | 1.04 | GST | 1 | 0.050905 | 208 | 208 | 5.7398 | 208 |  |  | 0.050905 | 10.5883 |  |  |  |  | 0 | 0
1438 | MESQUITW_2G | 1 | North | YES | 0.027643 | 23.6 | 0 | 236 |  | 1.017 | Wind | 1 | 0.050953 | 0 | 236 | 6.5237 | 236 |  |  | 0.050953 | 12.025 |  |  |  |  | 0 | 0
1437 | MESQUITW_1G | 1 | North | YES | 0.027648 | 40 | 0 | 400 | 0 | 1.023 | Wind | 1 | 0.050958 | 0 | 400 | 11.0592 | 400 |  |  | 0.050958 | 20.3834 |  |  |  |  | 0 | 0
60018 | DSKY1 | 1 | West | YES | 0.02775 | 21 | 0 | 84 | 0 | 1.023 | Wind | 1 | 0.05106 | 0 | 84 |  |  |  |  | 0.05106 | 4.2891 |  |  |  |  | 0 | 0
60000 | DSKY2 | 1 | West | YES | 0.027877 | 19.1 | 0 | 76.5 |  | 1.039 | Wind | 1 | 0.051187 | 0 | 76.5 |  |  |  |  | 0.051187 | 3.9158 |  |  |  |  | 0 | 0
60017 | ORNNWP1 | 1 | West | YES | 0.027882 | 20 | 0 | 80 |  | 1.027 | Wind | 1 | 0.051192 | 0 | 80 |  |  |  |  | 0.051192 | 4.0954 |  |  |  |  | 0 | 0
38437 | TNSRBNMESA9 | 1 | West | YES | 0.028272 | 37.5 | 0 | 150 | 0 | 1.02 | Wind | 1 | 0.051582 | 0 | 150 |  |  |  |  | 0.051582 | 7.7374 |  |  |  |  | 0 | 0
38332 | TNWDWRDU2_8 | 1 | West | YES | 0.028282 | 20 | 0 | 80 | 0 | 1.0232 | Wind | 1 | 0.051592 | 0 | 80 |  |  |  |  | 0.051592 | 4.1274 |  |  |  |  | 0 | 0
60016 | WOODWRD11A | 1 | West | YES | 0.028284 | 20 | 0 | 80 |  | 1.033 | Wind | 1 | 0.051594 | 0 | 80 |  |  |  |  | 0.051594 | 4.1276 |  |  |  |  | 0 | 0
60005 | KING_SE1A | 1 | West | YES | 0.028302 | 10 | 0 | 40 |  | 1.035 | Wind | 1 | 0.051612 | 0 | 40 |  |  |  |  | 0.051612 | 2.0645 |  |  |  |  | 0 | 0
6016 | SWMESA | 1 | West | YES | 0.028302 | 18.8 | 0 | 75 |  | 1.03 | Wind | 1 | 0.051612 | 0 | 75 |  |  |  |  | 0.051612 | 3.8709 |  |  |  |  | 0 | 0
60003 | KING_NE1A | 1 | West | YES | 0.028302 | 20 | 0 | 80 |  | 1.03 | Wind | 1 | 0.051612 | 0 | 80 |  |  |  |  | 0.051612 | 4.129 |  |  |  |  | 0 | 0
60201 | RIO DRCS | F | West | YES | 0.028313 | 0 | 0 | 0 | 0 | 1.025 | AVR | 1 | 0.051623 | 0 | 0 |  |  |  |  | 0.051623 | 0 |  |  |  |  | 0 | 0
60007 | KING_SW1A | 1 | West | YES | 0.028382 | 20 | 0 | 80 |  | 1.03 | Wind | 1 | 0.051692 | 0 | 80 |  |  |  |  | 0.051692 | 4.1354 |  |  |  |  | 0 | 0
60019 | KING_NW1A | 1 | West | YES | 0.028382 | 20 | 0 | 80 |  | 1.03 | Wind | 1 | 0.051692 | 0 | 80 |  |  |  |  | 0.051692 | 4.1354 |  |  |  |  | 0 | 0
1416 | SWETWATR_1G | 1 | West | YES | 0.0288 | 30 | 18 | 30 | 0 | 1.026 | CC | 1 | 0.05211 | 30 | 30 |  |  |  |  | 0.05211 | 1.5633 |  |  |  |  | 0 | 0
1419 | SWETWATR_4G | 4 | West | YES | 0.0288 | 61 | 36 | 61 | 0 | 1.026 | CC | 1 | 0.05211 | 61 | 61 |  |  |  |  | 0.05211 | 3.1787 |  |  |  |  | 0 | 0
1418 | SWETWATR_3G | 3 | West | YES | 0.0288 | 68 | 36 | 68 | 0 | 1.026 | CC | 1 | 0.05211 | 68 | 68 |  |  |  |  | 0.05211 | 3.5435 |  |  |  |  | 0 | 0
1417 | SWETWATR_2G | 2 | West | YES | 0.0288 | 72 | 36 | 72 | 0 | 1.026 | CC | 1 | 0.05211 | 72 | 72 |  |  |  |  | 0.05211 | 3.752 |  |  |  |  | 0 | 0
11057 | CHAMPION_1G | 1 | West | YES | 0.028944 | 25.3 | 0 | 126.5 |  | 1 | Wind | 1 | 0.052254 | 0 | 126.5 |  |  |  |  | 0.052254 | 6.6102 |  |  |  |  | 0 | 0
11059 | INADALE_1G | 1 | West | YES | 0.028944 | 39.4 | 0 | 197 |  | 1 | Wind | 1 | 0.052254 | 0 | 197 |  |  |  |  | 0.052254 | 10.2941 |  |  |  |  | 0 | 0
11056 | ROSCOE_1G | 1 | West | YES | 0.028944 | 41.8 | 0 | 209 |  | 1 | Wind | 1 | 0.052254 | 0 | 209 |  |  |  |  | 0.052254 | 10.9212 |  |  |  |  | 0 | 0
11058 | PYRON_1G | 1 | West | YES | 0.028944 | 49.8 | 0 | 249 |  | 1 | Wind | 1 | 0.052254 | 0 | 249 |  |  |  |  | 0.052254 | 13.0114 |  |  |  |  | 0 | 0
1002 | PBCTAGE_1G | A | West | YES | 0.029317 | 64 | 64 | 66 | 0 | 1.036 | GGT | 1 | 0.052627 | 66 | 66 |  |  |  |  | 0.052627 | 3.4734 |  |  |  |  | 0 | 0
1003 | PBCTBGE_2G | B | West | YES | 0.029317 | 65 | 65 | 66 | 0 | 1.036 | GGT | 1 | 0.052627 | 66 | 66 |  |  |  |  | 0.052627 | 3.4734 |  |  |  |  | 0 | 0
1004 | PBCTCGE_3G | C | West | YES | 0.029317 | 62 | 62 | 67 | 0 | 1.036 | GGT | 1 | 0.052627 | 67 | 67 |  |  |  |  | 0.052627 | 3.526 |  |  |  |  | 0 | 0
1006 | PBCTEGE_5G | E | West | YES | 0.029317 | 65 | 65 | 67 | 0 | 1.036 | GGT | 1 | 0.052627 | 67 | 67 |  |  |  |  | 0.052627 | 3.526 |  |  |  |  | 0 | 0
1005 | PBCTDGE_4G | D | West | YES | 0.029317 | 65 | 65 | 68 | 0 | 1.036 | GGT | 1 | 0.052627 | 68 | 68 |  |  |  |  | 0.052627 | 3.5787 |  |  |  |  | 0 | 0
1007 | PB5GEN_6G | 5 | West | YES | 0.029317 | 91.2 | 40 | 114 | 0 | 1.036 | GST | 1 | 0.052627 | 114 | 114 |  |  |  |  | 0.052627 | 5.9995 |  |  |  |  | 0 | 0
1008 | PB6GEN_7G | 6 | West | YES | 0.029317 | 515 | 130 | 515 | 0 | 1.036 | GST | 1 | 0.052627 | 515 | 515 |  |  |  |  | 0.052627 | 27.1031 |  |  |  |  | 0 | 0
7038 | L_DELAWA1_1Y | 2 | West | YES | 0.029332 | 3 | 0 | 30 | 0 | 1 | Wind | 1 | 0.052642 | 0 | 30 |  |  |  |  | 0.052642 | 1.5793 |  |  |  |  | 0 | 0
7038 | L_DELAWA1_1Y | 1 | West | YES | 0.029332 | 3.5 | 0 | 35 | 0 | 1 | Wind | 1 | 0.052642 | 0 | 35 |  |  |  |  | 0.052642 | 1.8425 |  |  |  |  | 0 | 0
11147 | NOTREES_1G | 1 | West | YES | 0.029363 | 29.8 | 0 | 149 | 0 | 1.017 | Wind | 1 | 0.052673 | 0 | 149 |  |  |  |  | 0.052673 | 7.8483 |  |  |  |  | 0 | 0
71051 | L_BITTCR1_1N | W1 | West | YES | 0.029376 | 7.5 | 0 | 37.5 |  | 1.02 | Wind | 1 | 0.052686 | 0 | 37.5 |  |  |  |  | 0.052686 | 1.9757 |  |  |  |  | 0 | 0
71061 | L_SWEETW1_5N | W1 | West | YES | 0.029376 | 16.1 | 0 | 80.5 | 0 | 1.02 | Wind | 1 | 0.052686 | 0 | 80.5 |  |  |  |  | 0.052686 | 4.2413 |  |  |  |  | 0 | 0
71060 | L_SWEETW1_4N | W1 | West | YES | 0.029376 | 21 | 0 | 105 | 0 | 1.02 | Wind | 1 | 0.052686 | 0 | 105 |  |  |  |  | 0.052686 | 5.5321 |  |  |  |  | 0 | 0
71054 | L_SWEETW1_1N | W1 | West | YES | 0.029376 | 21.5 | 0 | 107.5 |  | 1.02 | Wind | 1 | 0.052686 | 0 | 107.5 |  |  |  |  | 0.052686 | 5.6638 |  |  |  |  | 0 | 0
71059 | L_SWEETW1_3N | W1 | West | YES | 0.029376 | 23.8 | 0 | 119 | 0 | 1.02 | Wind | 1 | 0.052686 | 0 | 119 |  |  |  |  | 0.052686 | 6.2697 |  |  |  |  | 0 | 0
71057 | L_SWEETW1_2N | W1 | West | YES | 0.029376 | 27 | 0 | 135 |  | 1.02 | Wind | 1 | 0.052686 | 0 | 135 |  |  |  |  | 0.052686 | 7.1127 |  |  |  |  | 0 | 0
11022 | TIEHVCG_2G | 1 | West | YES | 0.029425 | 132.4 | 103 | 132.4 | 0 | 1.012 | CC | 1 | 0.052735 | 132.4 | 132.4 |  |  |  |  | 0.052735 | 6.9822 |  |  |  |  | 0 | 0
11023 | TIEHVCG_3G | 1 | West | YES | 0.029425 | 137.4 | 103 | 137.4 | 0 | 1.012 | CC | 1 | 0.052735 | 137.4 | 137.4 |  |  |  |  | 0.052735 | 7.2458 |  |  |  |  | 0 | 0
11021 | TIEHVCG_1G | 1 | West | YES | 0.029425 | 142.1 | 103 | 142.1 | 0 | 1.012 | CC | 1 | 0.052735 | 142.1 | 142.1 |  |  |  |  | 0.052735 | 7.4937 |  |  |  |  | 0 | 0
11024 | TIEHVCG_4G | 1 | West | YES | 0.029425 | 147 | 103 | 147 | 0 | 1.012 | CC | 1 | 0.052735 | 147 | 147 |  |  |  |  | 0.052735 | 7.7521 |  |  |  |  | 0 | 0
11020 | TIEHVSG_1G | 1 | West | YES | 0.029425 | 208.2 | 63 | 208.2 | 0 | 1.012 | CC | 1 | 0.052735 | 208.2 | 208.2 |  |  |  |  | 0.052735 | 10.9795 |  |  |  |  | 0 | 0
11025 | TIEHVSG_2G | 1 | West | YES | 0.029425 | 213.2 | 63 | 213.2 | 0 | 1.012 | CC | 1 | 0.052735 | 213.2 | 213.2 |  |  |  |  | 0.052735 | 11.2432 |  |  |  |  | 0 | 0
11001 | NAV1CT | 1 | West | YES | 0.029426 | 70.4 | 18 | 70.4 | 0 | 1.029 | CC | 1 | 0.052736 | 70.4 | 70.4 |  |  |  |  | 0.052736 | 3.7126 |  |  |  |  | 0 | 0
11009 | NAV2CT | 1 | West | YES | 0.029426 | 71.4 | 18 | 71.4 | 0 | 1.029 | CC | 1 | 0.052736 | 71.4 | 71.4 |  |  |  |  | 0.052736 | 3.7654 |  |  |  |  | 0 | 0
11012 | NAV4CT | 1 | West | YES | 0.029426 | 80 | 18 | 80 | 0 | 1.029 | CC | 1 | 0.052736 | 80 | 80 |  |  |  |  | 0.052736 | 4.2189 |  |  |  |  | 0 | 0
11013 | NAV5CT | 1 | West | YES | 0.029426 | 80 | 18 | 80 | 0 | 1.029 | CC | 1 | 0.052736 | 80 | 80 |  |  |  |  | 0.052736 | 4.2189 |  |  |  |  | 0 | 0
11011 | NAV3ST | 1 | West | YES | 0.029426 | 92.8 | 40 | 92.8 | 0 | 1.029 | CC | 1 | 0.052736 | 92.8 | 92.8 |  |  |  |  | 0.052736 | 4.8939 |  |  |  |  | 0 | 0
11014 | NAV6ST | 1 | West | YES | 0.029426 | 115 | 40 | 115 | 0 | 1.029 | CC | 1 | 0.052736 | 115 | 115 |  |  |  |  | 0.052736 | 6.0647 |  |  |  |  | 0 | 0
1045 | CALENG1G_1G | 1 | West | YES | 0.029508 | 73.4 | 27 | 73.4 | 0 | 1.014 | Cogen | 1 | 0.052818 | 0 | 0 |  |  |  |  | 0.052818 | 0 |  |  |  |  | 0 | 0
1046 | CALENG2G_2G | 2 | West | YES | 0.029508 | 73.4 | 27 | 73.4 | 0 | 1.014 | Cogen | 1 | 0.052818 | 0 | 0 |  |  |  |  | 0.052818 | 0 |  |  |  |  | 0 | 0
1047 | CALENG3G_3G | 3 | West | YES | 0.029508 | 70.4 | 27 | 70.4 | 0 | 1.014 | Cogen | 1 | 0.052818 | 0 | 0 |  |  |  |  | 0.052818 | 0 |  |  |  |  | 0 | 0
11065 | ELBOWCK_1G | 1 | West | YES | 0.029518 | 23.4 | 0 | 121.9 | 0 | 1 | Wind | 1 | 0.052828 | 0 | 121.9 |  |  |  |  | 0.052828 | 6.4398 |  |  |  |  | 0 | 0
1058 | LONGSHORE_5 | 1 | West | YES | 0.029518 | 30 | 0 | 150 |  | 1.01 | Wind | 1 | 0.052828 | 0 | 150 |  |  |  |  | 0.052828 | 7.9243 |  |  |  |  | 0 | 0
1058 | LONGSHORE_5 | 2 | West | YES | 0.029518 | 44 | 0 | 220 |  | 1.01 | Wind | 1 | 0.052828 | 0 | 220 |  |  |  |  | 0.052828 | 11.6223 |  |  |  |  | 0 | 0
1326 | STANTONW_8 | 1 | West | YES | 0.029621 | 20.1 | 0 | 100.5 |  | 1.01 | Wind | 1 | 0.052931 | 0 | 100.5 |  |  |  |  | 0.052931 | 5.3196 |  |  |  |  | 0 | 0
1328 | OCOTILLO_1G | 1 | West | YES | 0.029696 | 11.6 | 0 | 58 |  | 1.01 | Wind | 1 | 0.053006 | 0 | 58 |  |  |  |  | 0.053006 | 3.0744 |  |  |  |  | 0 | 0
1333 | MCDDONAL_8 | 1 | West | YES | 0.029736 | 42.8 | 0 | 214.2 |  | 1.01 | Wind | 1 | 0.053046 | 0 | 214.2 |  |  |  |  | 0.053046 | 11.3625 |  |  |  |  | 0 | 0
1044 | MRGNFG_6G | F | West | YES | 0.029758 | 66 | 66 | 66 | 0 | 1.029 | GGT | 1 | 0.053068 | 66 | 66 |  |  |  |  | 0.053068 | 3.5025 |  |  |  |  | 0 | 0
1042 | MRGNDG_4G | D | West | YES | 0.029758 | 68 | 68 | 68 | 0 | 1.029 | GGT | 1 | 0.053068 | 68 | 68 |  |  |  |  | 0.053068 | 3.6087 |  |  |  |  | 0 | 0
1039 | MRGNAG_1G | A | West | YES | 0.029758 | 69 | 69 | 69 | 0 | 1.029 | GGT | 1 | 0.053068 | 69 | 69 |  |  |  |  | 0.053068 | 3.6617 |  |  |  |  | 0 | 0
1041 | MRGNCG_3G | C | West | YES | 0.029758 | 69 | 69 | 70 | 0 | 1.029 | GGT | 1 | 0.053068 | 70 | 70 |  |  |  |  | 0.053068 | 3.7148 |  |  |  |  | 0 | 0
1043 | MRGNEG_5G | E | West | YES | 0.029758 | 68 | 68 | 70 | 0 | 1.029 | GGT | 1 | 0.053068 | 70 | 70 |  |  |  |  | 0.053068 | 3.7148 |  |  |  |  | 0 | 0
1040 | MRGNBG_2G | B | West | YES | 0.029758 | 70 | 70 | 71 | 0 | 1.029 | GGT | 1 | 0.053068 | 71 | 71 |  |  |  |  | 0.053068 | 3.7679 |  |  |  |  | 0 | 0
1037 | MORGAN5G_5G | 5 | West | YES | 0.029758 | 109.6 | 40 | 137 | 0 | 1.029 | GST | 1 | 0.053068 | 137 | 137 |  |  |  |  | 0.053068 | 7.2704 |  |  |  |  | 0 | 0
60081 | WHRLWIND1A | 1 | West | YES | 0.029759 | 12 | 0 | 60 | 0 | 1.03 | Wind | 1 | 0.053069 | 0 | 60 |  |  |  |  | 0.053069 | 3.1842 |  |  |  |  | 0 | 0
11320 | COYOTE_1G | 1 | West | YES | 0.029769 | 22.5 | 0 | 225 |  | 1 | Wind | 1 | 0.053079 | 0 | 225 |  |  |  |  | 0.053079 | 11.9429 |  |  |  |  | 0 | 0
11309 | BULLCREK_2G | 1 | West | YES | 0.029781 | 20.9 | 0 | 180 |  | 1 | Wind | 1 | 0.053091 | 0 | 180 |  |  |  |  | 0.053091 | 9.5565 |  |  |  |  | 0 | 0
11310 | BULLCREK_1G | 1 | West | YES | 0.029781 | 15.1 | 0 | 180 |  | 1 | Wind | 1 | 0.053091 | 0 | 180 |  |  |  |  | 0.053091 | 9.5565 |  |  |  |  | 0 | 0
1073 | SCURRYCW_2G | 2 | West | YES | 0.029855 | 24 | 0 | 120 | 0 | 1.0217 | Wind | 1 | 0.053165 | 0 | 120 |  |  |  |  | 0.053165 | 6.3799 |  |  |  |  | 0 | 0
1068 | SCURRYCW_1G | 1 | West | YES | 0.029855 | 28.2 | 1.3 | 141 | 0 | 1.0217 | Wind | 1 | 0.053165 | 0 | 141 |  |  |  |  | 0.053165 | 7.4963 |  |  |  |  | 0 | 0
1069 | KINDERMG_1G | 1 | West | YES | 0.029857 | 25 | 5 | 25 | 0 | 1.017 | Cogen | 1 | 0.053167 | 0 | 0 |  |  |  |  | 0.053167 | 0 |  |  |  |  | 0 | 0
1070 | KINDERMG_2G | 1 | West | YES | 0.029857 | 45.7 | 12 | 45.7 | 0 | 1.017 | Cogen | 1 | 0.053167 | 0 | 0 |  |  |  |  | 0.053167 | 0 |  |  |  |  | 0 | 0
1071 | KINDERMG_3G | 1 | West | YES | 0.029857 | 45.7 | 12 | 45.7 | 0 | 1.017 | Cogen | 1 | 0.053167 | 0 | 0 |  |  |  |  | 0.053167 | 0 |  |  |  |  | 0 | 0
1062 | CIELOGEN_2G | 1 | West | YES | 0.029857 | 12.2 | 0 | 61 |  | 1 | Wind | 1 | 0.053167 | 0 | 61 |  |  |  |  | 0.053167 | 3.2432 |  |  |  |  | 0 | 0
1061 | CIELOGEN_1G | 1 | West | YES | 0.029857 | 19.8 | 0 | 99 |  | 1 | Wind | 1 | 0.053167 | 0 | 99 |  |  |  |  | 0.053167 | 5.2636 |  |  |  |  | 0 | 0
1327 | WILDHRSE_1G | 1 | West | YES | 0.029858 | 0 | 0 | 120 |  | 1 | Wind | 1 | 0.053168 | 0 | 120 |  |  |  |  | 0.053168 | 6.3802 |  |  |  |  | 0 | 0
1360 | GUNSIGHT_8 | 1 | West | YES | 0.02988 | 0 | 0 | 120 |  | 1.01 | Wind | 1 | 0.05319 | 0 | 120 |  |  |  |  | 0.05319 | 6.3829 |  |  |  |  | 0 | 0
6637 | SNYDERW1A | 1 | West | YES | 0.029883 | 12.6 | 0 | 63 | 0 | 1.025 | Wind | 1 | 0.053193 | 0 | 63 |  |  |  |  | 0.053193 | 3.3512 |  |  |  |  | 0 | 0
36998 | RDCNYNG1 | 1 | West | YES | 0.029897 | 16.8 | 0 | 84 |  | 1.01 | Wind | 1 | 0.053207 | 0 | 84 |  |  |  |  | 0.053207 | 4.4694 |  |  |  |  | 0 | 0
6144 | MCADOO1A | 1 | West | YES | 0.030074 | 15 | 0 | 150 | 0 | 1.025 | Wind | 1 | 0.053384 | 0 | 150 |  |  |  |  | 0.053384 | 8.0077 |  |  |  |  | 0 | 0
1320 | BSP 1 | 1 | West | YES | 0.030219 | 25.5 | 2.9 | 25.8 | 0 | 1 | Cogen | 1 | 0.053529 | 0 | 0 |  |  |  |  | 0.053529 | 0 |  |  |  |  | 0 | 0
60072 | HHOLLOW41A | 1 | West | YES | 0.03085 | 23 | 0 | 115 | 0 | 1.025 | Wind | 1 | 0.05416 | 0 | 115 |  |  |  |  | 0.05416 | 6.2284 |  |  |  |  | 0 | 0
60058 | BUFF_GAP1A | 1 | West | YES | 0.03085 | 24 | 0 | 120 |  | 1 | Wind | 1 | 0.05416 | 0 | 120 |  |  |  |  | 0.05416 | 6.4993 |  |  |  |  | 0 | 0
60063 | BUFF_GAP1B | 1 | West | YES | 0.03085 | 34 | 0 | 170.2 | 0 | 1.02 | Wind | 1 | 0.05416 | 0 | 170.2 |  |  |  |  | 0.05416 | 9.2181 |  |  |  |  | 0 | 0
60068 | HHOLLOW21A | 1 | West | YES | 0.03085 | 36.8 | 0 | 184 | 0 | 1.025 | Wind | 1 | 0.05416 | 0 | 184 |  |  |  |  | 0.05416 | 9.9655 |  |  |  |  | 0 | 0
60066 | H_HOLLOW1A | 1 | West | YES | 0.03085 | 44.4 | 0 | 222 | 0 | 1.005 | Wind | 1 | 0.05416 | 0 | 222 |  |  |  |  | 0.05416 | 12.0236 |  |  |  |  | 0 | 0
60070 | HHOLLOW31A | 1 | West | YES | 0.03085 | 44.8 | 0 | 224 | 0 | 1.025 | Wind | 1 | 0.05416 | 0 | 224 |  |  |  |  | 0.05416 | 12.1319 |  |  |  |  | 0 | 0
60060 | CIRELLO | 1 | West | YES | 0.03085 | 46.6 | 0 | 233 | 0 | 1 | Wind | 1 | 0.05416 | 0 | 233 |  |  |  |  | 0.05416 | 12.6194 |  |  |  |  | 0 | 0
76031 | L_GASCCR1_1N | W1 | West | YES | 0.031006 | 30 | 0 | 150 | 0 | 1.02 | Wind | 1 | 0.054316 | 0 | 150 |  |  |  |  | 0.054316 | 8.1475 |  |  |  |  | 0 | 0
1349 | WESTXWIN_1G | 1 | West | YES | 0.031027 | 1.3 | 0 | 6.6 |  | 1.014 | Wind | 1 | 0.054337 | 0 | 6.6 |  |  |  |  | 0.054337 | 0.35863 |  |  |  |  | 0 | 0
1350 | NWPWRG1_1G | 1 | West | YES | 0.031027 | 6.9 | 1 | 34.3 |  | 1.014 | Wind | 1 | 0.054337 | 0 | 34.3 |  |  |  |  | 0.054337 | 1.8638 |  |  |  |  | 0 | 0
76091 | L_DIVIDE1_1N | W1 | West | YES | 0.031292 | 22.5 | 0 | 112.5 |  | 1.02 | Wind | 1 | 0.054602 | 0 | 112.5 |  |  |  |  | 0.054602 | 6.1428 |  |  |  |  | 0 | 0
76095 | L_CAPRSI1_1N | W1 | West | YES | 0.031292 | 29.9 | 0 | 149.5 | 0 | 1.02 | Wind | 1 | 0.054602 | 0 | 149.5 |  |  |  |  | 0.054602 | 8.1631 |  |  |  |  | 0 | 0
76096 | L_CAPRSI1_2N | W1 | West | YES | 0.031292 | 37.2 | 0 | 186 | 0 | 1.02 | Wind | 1 | 0.054602 | 0 | 186 |  |  |  |  | 0.054602 | 10.1561 |  |  |  |  | 0 | 0
76097 | L_CAPRGE1_1N | W1 | West | YES | 0.031292 | 42.9 | 0 | 214.5 | 0 | 1.02 | Wind | 1 | 0.054602 | 0 | 214.5 |  |  |  |  | 0.054602 | 11.7122 |  |  |  |  | 0 | 0
1354 | AEPWIND_8 | 1 | West | YES | 0.031471 | 20.2 | 0 | 101 |  | 1 | Wind | 1 | 0.054781 | 0 | 101 |  |  |  |  | 0.054781 | 5.5329 |  |  |  |  | 0 | 0
1343 | TRENTIPP_8 | 1 | West | YES | 0.031471 | 30 | 0 | 150 |  | 1.014 | Wind | 1 | 0.054781 | 0 | 150 |  |  |  |  | 0.054781 | 8.2172 |  |  |  |  | 0 | 0
7031 | L_MARSFO1G1Y | 1 | South | YES | -0.039101 | 0 | 0 | 36 |  | 1 | Hydro | -1 | 0.055117 | 0 | 0 |  |  | 0 | 0 | -0.055117 | 0 |  |  |  |  | 0 | 0
7032 | L_MARSFO1G2Y | 2 | South | YES | -0.039101 | 0 | 0 | 35 |  | 1 | Hydro | -1 | 0.055117 | 0 | 0 |  |  | 0 | 0 | -0.055117 | 0 |  |  |  |  | 0 | 0
7033 | L_MARSFO1G3Y | 3 | South | YES | -0.039101 | 0 | 0 | 36 |  | 1 | Hydro | -1 | 0.055117 | 0 | 0 |  |  | 0 | 0 | -0.055117 | 0 |  |  |  |  | 0 | 0
6407 | TURKTRAK1A | 1 | West | YES | 0.032735 | 33.9 | 0 | 169.5 | 0 | 1.025 | Wind | 1 | 0.056045 | 0 | 169.5 |  |  |  |  | 0.056045 | 9.4997 |  |  |  |  | 0 | 0
1643 | SLSTR1PP_1G | 1 | North | YES | 0.03607 | 6 | 0 | 60 | 0 | 1.022 | Wind | 1 | 0.05938 | 0 | 60 | 2.1642 | 60 |  |  | 0.05938 | 3.5628 |  |  |  |  | 0 | 0
60057 | CALLAHAN1A | 1 | West | YES | 0.036353 | 22.8 | 0 | 114 | 0 | 1.04 | Wind | 1 | 0.059663 | 0 | 114 |  |  |  |  | 0.059663 | 6.8016 |  |  |  |  | 0 | 0
7028 | L_MARBFA1_1Y | 1 | South | YES | -0.055985 | 0 | 0 | 18 |  | 1 | Hydro | -1 | 0.072001 | 0 | 0 |  |  | 0 | 0 | -0.072001 | 0 |  |  |  |  | 0 | 0
7029 | L_MARBFA1_2Y | 2 | South | YES | -0.055985 | 0 | 0 | 18 |  | 1 | Hydro | -1 | 0.072001 | 0 | 0 |  |  | 0 | 0 | -0.072001 | 0 |  |  |  |  | 0 | 0
7000 | L_FERGUS1_1Y | 1 | South | YES | -0.064147 | 400 | 65 | 423.3 | 0 | 1.015 | GSC | -1 | 0.080163 | 423.3 | 423.3 |  |  | -27.1534 | 423.3 | -0.080163 | -33.9328 |  |  |  |  | 0 | 0
7035 | L_WIRTZ_1G1Y | 1 | South | YES | -0.065157 | 0 | 0 | 29 |  | 1 | Hydro | -1 | 0.081173 | 0 | 0 |  |  | 0 | 0 | -0.081173 | 0 |  |  |  |  | 0 | 0
7036 | L_WIRTZ_1G2Y | 2 | South | YES | -0.065157 | 0 | 0 | 29.7 |  | 1 | Hydro | -1 | 0.081173 | 0 | 0 |  |  | 0 | 0 | -0.081173 | 0 |  |  |  |  | 0 | 0
7026 | L_INKSDA1_1Y | 1 | South | YES | -0.080907 | 0 | 0 | 13.7 |  | 1 | Hydro | -1 | 0.096923 | 0 | 0 |  |  | 0 | 0 | -0.096923 | 0 |  |  |  |  | 0 | 0
7022 | L_BUCHAN1_1Y | 1 | South | YES | -0.089723 | 0 | 0 | 18 |  | 1 | Hydro | -1 | 0.10574 | 0 | 0 |  |  | 0 | 0 | -0.10574 | 0 |  |  |  |  | 0 | 0
7023 | L_BUCHAN1_2Y | 2 | South | YES | -0.089723 | 0 | 0 | 18 |  | 1 | Hydro | -1 | 0.10574 | 0 | 0 |  |  | 0 | 0 | -0.10574 | 0 |  |  |  |  | 0 | 0
7024 | L_BUCHAN1_3Y | 3 | South | YES | -0.089723 | 0 | 0 | 15 |  | 1 | Hydro | -1 | 0.10574 | 0 | 0 |  |  | 0 | 0 | -0.10574 | 0 |  |  |  |  | 0 | 0
[26 empty] | 0 | 0
[26 empty] | 0 | 0
[26 empty] | 0 | 0
[26 empty] | 0 | 0
[26 empty] | 0 | 0
[26 empty] | 0 | 0
[26 empty] | 0 | 0
[26 empty] | 0 | 0
[26 empty] | 0 | 0
[26 empty] | 0 | 0
[26 empty] | 0 | 0
[26 empty] | 0 | 0
[26 empty] | 0 | 0
[26 empty] | 0 | 0
[26 empty] | 0 | 0
[26 empty] | 0 | 0
[26 empty] | 0 | 0
[26 empty] | 0 | 0
[26 empty] | 0 | 0
[26 empty] | 0 | 0
[26 empty] | 0 | 0
[26 empty] | 0 | 0
[26 empty] | 0 | 0
[26 empty] | 0 | 0
[26 empty] | 0 | 0
[26 empty] | 0 | 0
[26 empty] | 0 | 0
[26 empty] | 0 | 0
[26 empty] | 0 | 0
[26 empty] | 0 | 0
[26 empty] | 0 | 0
[26 empty] | 0 | 0
[26 empty] | 0 | 0
[26 empty] | 0 | 0
[26 empty] | 0 | 0
[26 empty] | 0 | 0
[26 empty] | 0 | 0
[26 empty] | 0 | 0
[26 empty] | 0 | 0
[26 empty] | 0 | 0
[26 empty] | 0 | 0
[26 empty] | 0 | 0
[26 empty] | 0 | 0
[26 empty] | 0 | 0
[26 empty] | 0 | 0
[26 empty] | 0 | 0
[26 empty] | 0 | 0
[26 empty] | 0 | 0
[26 empty] | 0 | 0
[26 empty] | 0 | 0
[26 empty] | 0 | 0
[26 empty] | 0 | 0
[26 empty] | 0 | 0
[26 empty] | 0 | 0
[26 empty] | 0 | 0
[26 empty] | 0 | 0
[26 empty] | 0 | 0
[26 empty] | 0 | 0
[26 empty] | 0 | 0
[26 empty] | 0 | 0
[26 empty] | 0 | 0
[26 empty] | 0 | 0
[26 empty] | 0 | 0
[26 empty] | 0 | 0
[26 empty] | 0 | 0
[26 empty] | 0 | 0
[26 empty] | 0 | 0
[26 empty] | 0 | 0
[26 empty] | 0 | 0
[26 empty] | 0 | 0
[26 empty] | 0 | 0
[26 empty] | 0 | 0
[26 empty] | 0 | 0
[26 empty] | 0 | 0
[26 empty] | 0 | 0
[26 empty] | 0 | 0
[26 empty] | 0 | 0
[26 empty] | 0 | 0
[26 empty] | 0 | 0
[26 empty] | 0 | 0
[26 empty] | 0 | 0
[26 empty] | 0 | 0
[26 empty] | 0 | 0
[26 empty] | 0 | 0
[26 empty] | 0 | 0
[26 empty] | 0 | 0
[26 empty] | 0 | 0
[26 empty] | 0 | 0
[26 empty] | 0 | 0
[26 empty] | 0 | 0
[26 empty] | 0 | 0
[26 empty] | 0 | 0
[26 empty] | 0 | 0
[26 empty] | 0 | 0
[26 empty] | 0 | 0
[26 empty] | 0 | 0
[26 empty] | 0 | 0
[26 empty] | 0 | 0
[26 empty] | 0 | 0
[26 empty] | 0 | 0
[26 empty] | 0 | 0
[26 empty] | 0 | 0
[26 empty] | 0 | 0
[26 empty] | 0 | 0
[26 empty] | 0 | 0
[26 empty] | 0 | 0
[26 empty] | 0 | 0
[26 empty] | 0 | 0
[26 empty] | 0 | 0
[26 empty] | 0 | 0
[26 empty] | 0 | 0
[26 empty] | 0 | 0
[26 empty] | 0 | 0
[26 empty] | 0 | 0
[26 empty] | 0 | 0
[26 empty] | 0 | 0
[26 empty] | 0 | 0
[26 empty] | 0 | 0
[26 empty] | 0 | 0
[26 empty] | 0 | 0
[26 empty] | 0 | 0
[26 empty] | 0 | 0
[26 empty] | 0 | 0
[26 empty] | 0 | 0
[26 empty] | 0 | 0
[26 empty] | 0 | 0
[26 empty] | 0 | 0
[26 empty] | 0 | 0
[26 empty] | 0 | 0
[26 empty] | 0 | 0
[26 empty] | 0 | 0
[26 empty] | 0 | 0
[26 empty] | 0 | 0
[26 empty] | 0 | 0
[26 empty] | 0 | 0
[26 empty] | 0 | 0
[26 empty] | 0 | 0
[26 empty] | 0 | 0
[26 empty] | 0 | 0
[26 empty] | 0 | 0
[26 empty] | 0 | 0
[26 empty] | 0 | 0
[26 empty] | 0 | 0
[26 empty] | 0 | 0
[26 empty] | 0 | 0
[26 empty] | 0 | 0
[26 empty] | 0 | 0
[26 empty] | 0 | 0
[26 empty] | 0 | 0
[26 empty] | 0 | 0
[26 empty] | 0 | 0
[26 empty] | 0 | 0
[26 empty] | 0 | 0
[26 empty] | 0 | 0
[26 empty] | 0 | 0
[26 empty] | 0 | 0
[26 empty] | 0 | 0
[26 empty] | 0 | 0
[26 empty] | 0 | 0
[26 empty] | 0 | 0
[26 empty] | 0 | 0
[26 empty] | 0 | 0
[26 empty] | 0 | 0
[26 empty] | 0 | 0
[26 empty] | 0 | 0
[26 empty] | 0 | 0
[26 empty] | 0 | 0
[26 empty] | 0 | 0
[26 empty] | 0 | 0
[26 empty] | 0 | 0
[26 empty] | 0 | 0
[26 empty] | 0 | 0
[26 empty] | 0 | 0
[26 empty] | 0 | 0
[26 empty] | 0 | 0
[26 empty] | 0 | 0
[26 empty] | 0 | 0
[26 empty] | 0 | 0
[26 empty] | 0 | 0
[26 empty] | 0 | 0
[26 empty] | 0 | 0
[26 empty] | 0 | 0
[26 empty] | 0 | 0
[26 empty] | 0 | 0
[26 empty] | 0 | 0
[26 empty] | 0 | 0
[26 empty] | 0 | 0
[26 empty] | 0 | 0
[26 empty] | 0 | 0
[26 empty] | 0 | 0
[26 empty] | 0 | 0
[26 empty] | 0 | 0
[26 empty] | 0 | 0
[26 empty] | 0 | 0
[26 empty] | 0 | 0
[26 empty] | 0 | 0
[26 empty] | 0 | 0
[26 empty] | 0 | 0
[26 empty] | 0 | 0
[26 empty] | 0 | 0
[26 empty] | 0 | 0
[26 empty] | 0 | 0
[26 empty] | 0 | 0
[26 empty] | 0 | 0
[26 empty] | 0 | 0
[26 empty] | 0 | 0
[26 empty] | 0 | 0
[26 empty] | 0 | 0
[26 empty] | 0 | 0
[26 empty] | 0 | 0
[26 empty] | 0 | 0
[26 empty] | 0 | 0
[26 empty] | 0 | 0
[26 empty] | 0 | 0
[26 empty] | 0 | 0
[26 empty] | 0 | 0
[26 empty] | 0 | 0
[26 empty] | 0 | 0
[26 empty] | 0 | 0
[26 empty] | 0 | 0
[26 empty] | 0 | 0
[26 empty] | 0 | 0
[26 empty] | 0 | 0
[26 empty] | 0 | 0
[26 empty] | 0 | 0
[26 empty] | 0 | 0
[26 empty] | 0 | 0
[26 empty] | 0 | 0
[26 empty] | 0 | 0
[26 empty] | 0 | 0
[26 empty] | 0 | 0
[26 empty] | 0 | 0
[26 empty] | 0 | 0
[26 empty] | 0 | 0
[26 empty] | 0 | 0
[26 empty] | 0 | 0
[26 empty] | 0 | 0
[26 empty] | 0 | 0
[26 empty] | 0 | 0
[26 empty] | 0 | 0
[26 empty] | 0 | 0
[26 empty] | 0 | 0
[26 empty] | 0 | 0
[26 empty] | 0 | 0
[26 empty] | 0 | 0
[26 empty] | 0 | 0
[26 empty] | 0 | 0
[26 empty] | 0 | 0
[26 empty] | 0 | 0
[26 empty] | 0 | 0
[26 empty] | 0 | 0
[26 empty] | 0 | 0
[26 empty] | 0 | 0
[26 empty] | 0 | 0
[26 empty] | 0 | 0
[26 empty] | 0 | 0
[26 empty] | 0 | 0
[26 empty] | 0 | 0
[26 empty] | 0 | 0
[26 empty] | 0 | 0
[26 empty] | 0 | 0
[26 empty] | 0 | 0
[26 empty] | 0 | 0
[26 empty] | 0 | 0
[26 empty] | 0 | 0
[26 empty] | 0 | 0
[26 empty] | 0 | 0
[26 empty] | 0 | 0
[26 empty] | 0 | 0
[26 empty] | 0 | 0
[26 empty] | 0 | 0
[26 empty] | 0 | 0
[26 empty] | 0 | 0
[26 empty] | 0 | 0
[26 empty] | 0 | 0
[26 empty] | 0 | 0
[26 empty] | 0 | 0
[26 empty] | 0 | 0
[26 empty] | 0 | 0
[26 empty] | 0 | 0
[26 empty] | 0 | 0
[26 empty] | 0 | 0
[26 empty] | 0 | 0
[26 empty] | 0 | 0
[26 empty] | 0 | 0
[26 empty] | 0 | 0
[26 empty] | 0 | 0
[26 empty] | 0 | 0
[26 empty] | 0 | 0
[26 empty] | 0 | 0
[26 empty] | 0 | 0
[26 empty] | 0 | 0
[26 empty] | 0 | 0
[26 empty] | 0 | 0
[26 empty] | 0 | 0
[26 empty] | 0 | 0
[26 empty] | 0 | 0
[26 empty] | 0 | 0
[26 empty] | 0 | 0
[26 empty] | 0 | 0
[26 empty] | 0 | 0
[26 empty] | 0 | 0
[26 empty] | 0 | 0
[26 empty] | 0 | 0
[26 empty] | 0 | 0
[26 empty] | 0 | 0
[26 empty] | 0 | 0
[26 empty] | 0 | 0
[26 empty] | 0 | 0
[26 empty] | 0 | 0
[26 empty] | 0 | 0
[26 empty] | 0 | 0
[26 empty] | 0 | 0
[26 empty] | 0 | 0
[26 empty] | 0 | 0
[26 empty] | 0 | 0
[26 empty] | 0 | 0
[26 empty] | 0 | 0
[26 empty] | 0 | 0
[26 empty] | 0 | 0
[26 empty] | 0 | 0
[26 empty] | 0 | 0
[26 empty] | 0 | 0
[26 empty] | 0 | 0
[26 empty] | 0 | 0
[26 empty] | 0 | 0
[26 empty] | 0 | 0
[26 empty] | 0 | 0
[26 empty] | 0 | 0
[26 empty] | 0 | 0
[26 empty] | 0 | 0
[26 empty] | 0 | 0
[26 empty] | 0 | 0
[26 empty] | 0 | 0
[26 empty] | 0 | 0
[26 empty] | 0 | 0
[26 empty] | 0 | 0
[26 empty] | 0 | 0
[26 empty] | 0 | 0
[26 empty] | 0 | 0
[26 empty] | 0 | 0
[26 empty] | 0 | 0
[26 empty] | 0 | 0
[26 empty] | 0 | 0
[26 empty] | 0 | 0
[26 empty] | 0 | 0
[26 empty] | 0 | 0
[26 empty] | 0 | 0
[26 empty] | 0 | 0
[26 empty] | 0 | 0
[26 empty] | 0 | 0
[26 empty] | 0 | 0
[26 empty] | 0 | 0
[26 empty] | 0 | 0
[26 empty] | 0 | 0
[26 empty] | 0 | 0
[26 empty] | 0 | 0
[26 empty] | 0 | 0
[26 empty] | 0 | 0
[26 empty] | 0 | 0
[26 empty] | 0 | 0
[26 empty] | 0 | 0
[26 empty] | 0 | 0
[26 empty] | 0 | 0
[26 empty] | 0 | 0
[26 empty] | 0 | 0
[26 empty] | 0 | 0
[26 empty] | 0 | 0
[26 empty] | 0 | 0
[26 empty] | 0 | 0
[26 empty] | 0 | 0
[26 empty] | 0 | 0
[26 empty] | 0 | 0
[26 empty] | 0 | 0
[26 empty] | 0 | 0
[26 empty] | 0 | 0
[26 empty] | 0 | 0
[26 empty] | 0 | 0
[26 empty] | 0 | 0
[26 empty] | 0 | 0
[26 empty] | 0 | 0
[26 empty] | 0 | 0
[26 empty] | 0 | 0
[26 empty] | 0 | 0
[26 empty] | 0 | 0
[26 empty] | 0 | 0
[26 empty] | 0 | 0
[26 empty] | 0 | 0
[26 empty] | 0 | 0
[26 empty] | 0 | 0
[26 empty] | 0 | 0
[26 empty] | 0 | 0
[26 empty] | 0 | 0
[26 empty] | 0 | 0
[26 empty] | 0 | 0
[26 empty] | 0 | 0
[26 empty] | 0 | 0
[26 empty] | 0 | 0
[26 empty] | 0 | 0
[26 empty] | 0 | 0
[26 empty] | 0 | 0
[26 empty] | 0 | 0
[26 empty] | 0 | 0
[26 empty] | 0 | 0
[26 empty] | 0 | 0
[26 empty] | 0 | 0
[26 empty] | 0 | 0
[26 empty] | 0 | 0
[26 empty] | 0 | 0
[26 empty] | 0 | 0
[26 empty] | 0 | 0
[26 empty] | 0 | 0
[26 empty] | 0 | 0
[26 empty] | 0 | 0
[26 empty] | 0 | 0
[26 empty] | 0 | 0
[26 empty] | 0 | 0
[26 empty] | 0 | 0
[26 empty] | 0 | 0
[26 empty] | 0 | 0
[26 empty] | 0 | 0
[26 empty] | 0 | 0
[26 empty] | 0 | 0
[26 empty] | 0 | 0
[26 empty] | 0 | 0
[26 empty] | 0 | 0
[26 empty] | 0 | 0
[26 empty] | 0 | 0
[26 empty] | 0 | 0
[26 empty] | 0 | 0
[26 empty] | 0 | 0
[26 empty] | 0 | 0
[26 empty] | 0 | 0
[26 empty] | 0 | 0
[26 empty] | 0 | 0
[26 empty] | 0 | 0
[26 empty] | 0 | 0
[26 empty] | 0 | 0
[26 empty] | 0 | 0
[26 empty] | 0 | 0
[26 empty] | 0 | 0
[26 empty] | 0 | 0
[26 empty] | 0 | 0
[26 empty] | 0 | 0
[26 empty] | 0 | 0
[26 empty] | 0 | 0
[26 empty] | 0 | 0
[26 empty] | 0 | 0
[26 empty] | 0 | 0
[26 empty] | 0 | 0
[26 empty] | 0 | 0
[26 empty] | 0 | 0
[26 empty] | 0 | 0
[26 empty] | 0 | 0
[26 empty] | 0 | 0
[26 empty] | 0 | 0
[26 empty] | 0 | 0
[26 empty] | 0 | 0
[26 empty] | 0 | 0
[26 empty] | 0 | 0
[26 empty] | 0 | 0
[26 empty] | 0 | 0
[26 empty] | 0 | 0
[26 empty] | 0 | 0
[26 empty] | 0 | 0
[26 empty] | 0 | 0
[26 empty] | 0 | 0
[26 empty] | 0 | 0
[26 empty] | 0 | 0
[26 empty] | 0 | 0
[26 empty] | 0 | 0
[26 empty] | 0 | 0
[26 empty] | 0 | 0
[26 empty] | 0 | 0
[26 empty] | 0 | 0
[26 empty] | 0 | 0
[26 empty] | 0 | 0
[26 empty] | 0 | 0
[26 empty] | 0 | 0
[26 empty] | 0 | 0
[26 empty] | 0 | 0
[26 empty] | 0 | 0
[26 empty] | 0 | 0
[26 empty] | 0 | 0
[26 empty] | 0 | 0
[26 empty] | 0 | 0
[26 empty] | 0 | 0
[26 empty] | 0 | 0
[26 empty] | 0 | 0
[26 empty] | 0 | 0
[26 empty] | 0 | 0
[26 empty] | 0 | 0
[26 empty] | 0 | 0
[26 empty] | 0 | 0
[26 empty] | 0 | 0
[26 empty] | 0 | 0
[26 empty] | 0 | 0
[26 empty] | 0 | 0
[26 empty] | 0 | 0
[26 empty] | 0 | 0
[26 empty] | 0 | 0
[26 empty] | 0 | 0
[26 empty] | 0 | 0
[26 empty] | 0 | 0
[26 empty] | 0 | 0
[26 empty] | 0 | 0
[26 empty] | 0 | 0
[26 empty] | 0 | 0
[26 empty] | 0 | 0
[26 empty] | 0 | 0
[26 empty] | 0 | 0
[26 empty] | 0 | 0
[26 empty] | 0 | 0
[26 empty] | 0 | 0
[26 empty] | 0 | 0
[26 empty] | 0 | 0
[26 empty] | 0 | 0
[26 empty] | 0 | 0
[26 empty] | 0 | 0
[26 empty] | 0 | 0
[26 empty] | 0 | 0
[26 empty] | 0 | 0
[26 empty] | 0 | 0
[26 empty] | 0 | 0
[26 empty] | 0 | 0
[26 empty] | 0 | 0
[26 empty] | 0 | 0
[26 empty] | 0 | 0
[26 empty] | 0 | 0
[26 empty] | 0 | 0
[26 empty] | 0 | 0
[26 empty] | 0 | 0
[26 empty] | 0 | 0
[26 empty] | 0 | 0
[26 empty] | 0 | 0
[26 empty] | 0 | 0
[26 empty] | 0 | 0
[26 empty] | 0 | 0
[26 empty] | 0 | 0
[26 empty] | 0 | 0
[26 empty] | 0 | 0
[26 empty] | 0 | 0
[26 empty] | 0 | 0
[26 empty] | 0 | 0
[26 empty] | 0 | 0
[26 empty] | 0 | 0
[26 empty] | 0 | 0
[26 empty] | 0 | 0
[26 empty] | 0 | 0
[26 empty] | 0 | 0
[26 empty] | 0 | 0
[26 empty] | 0 | 0
[26 empty] | 0 | 0
[26 empty] | 0 | 0
[26 empty] | 0 | 0
[26 empty] | 0 | 0
[26 empty] | 0 | 0
[26 empty] | 0 | 0
[26 empty] | 0 | 0
[26 empty] | 0 | 0
[26 empty] | 0 | 0
[26 empty] | 0 | 0
[26 empty] | 0 | 0
[26 empty] | 0 | 0
[26 empty] | 0 | 0
[26 empty] | 0 | 0
[26 empty] | 0 | 0
[26 empty] | 0 | 0
[26 empty] | 0 | 0
[26 empty] | 0 | 0
[26 empty] | 0 | 0
[26 empty] | 0 | 0
[26 empty] | 0 | 0
[26 empty] | 0 | 0
[26 empty] | 0 | 0
[26 empty] | 0 | 0
[26 empty] | 0 | 0
[26 empty] | 0 | 0
[26 empty] | 0 | 0
[26 empty] | 0 | 0
[26 empty] | 0 | 0
[26 empty] | 0 | 0
[26 empty] | 0 | 0
[26 empty] | 0 | 0
[26 empty] | 0 | 0
[26 empty] | 0 | 0
[26 empty] | 0 | 0
[26 empty] | 0 | 0
[26 empty] | 0 | 0
[26 empty] | 0 | 0
[26 empty] | 0 | 0
[26 empty] | 0 | 0
[26 empty] | 0 | 0
[26 empty] | 0 | 0
[26 empty] | 0 | 0
[26 empty] | 0 | 0
[26 empty] | 0 | 0
[26 empty] | 0 | 0
[26 empty] | 0 | 0
[26 empty] | 0 | 0
[26 empty] | 0 | 0
[26 empty] | 0 | 0
[26 empty] | 0 | 0
[26 empty] | 0 | 0
[26 empty] | 0 | 0
[26 empty] | 0 | 0
[26 empty] | 0 | 0
[26 empty] | 0 | 0
[26 empty] | 0 | 0
[26 empty] | 0 | 0
[26 empty] | 0 | 0
[26 empty] | 0 | 0
[26 empty] | 0 | 0
[26 empty] | 0 | 0
[26 empty] | 0 | 0
[26 empty] | 0 | 0
[26 empty] | 0 | 0
[26 empty] | 0 | 0
[26 empty] | 0 | 0
[26 empty] | 0 | 0
[26 empty] | 0 | 0
[26 empty] | 0 | 0
[26 empty] | 0 | 0
[26 empty] | 0 | 0
[26 empty] | 0 | 0
[26 empty] | 0 | 0
[26 empty] | 0 | 0
[26 empty] | 0 | 0
[26 empty] | 0 | 0
[26 empty] | 0 | 0
[26 empty] | 0 | 0
[26 empty] | 0 | 0
[26 empty] | 0 | 0
[26 empty] | 0 | 0
[26 empty] | 0 | 0
[26 empty] | 0 | 0
[26 empty] | 0 | 0
[26 empty] | 0 | 0
[26 empty] | 0 | 0
[26 empty] | 0 | 0
[26 empty] | 0 | 0
[26 empty] | 0 | 0
[26 empty] | 0 | 0
[26 empty] | 0 | 0
[26 empty] | 0 | 0
[26 empty] | 0 | 0
[26 empty] | 0 | 0
[26 empty] | 0 | 0
[26 empty] | 0 | 0
[26 empty] | 0 | 0
[26 empty] | 0 | 0
[26 empty] | 0 | 0
[26 empty] | 0 | 0
[26 empty] | 0 | 0
[26 empty] | 0 | 0
[26 empty] | 0 | 0
[26 empty] | 0 | 0
[26 empty] | 0 | 0
[26 empty] | 0 | 0
[26 empty] | 0 | 0
[26 empty] | 0 | 0
[26 empty] | 0 | 0
[26 empty] | 0 | 0
[26 empty] | 0 | 0
[26 empty] | 0 | 0
[26 empty] | 0 | 0
[26 empty] | 0 | 0
[26 empty] | 0 | 0
[26 empty] | 0 | 0
[26 empty] | 0 | 0
[26 empty] | 0 | 0
[26 empty] | 0 | 0
[26 empty] | 0 | 0
[26 empty] | 0 | 0
[26 empty] | 0 | 0
[26 empty] | 0 | 0
[26 empty] | 0 | 0
[26 empty] | 0 | 0
[26 empty] | 0 | 0
[26 empty] | 0 | 0
[26 empty] | 0 | 0
[26 empty] | 0 | 0
[26 empty] | 0 | 0
[26 empty] | 0 | 0
[26 empty] | 0 | 0
[26 empty] | 0 | 0
[26 empty] | 0 | 0
[26 empty] | 0 | 0
[26 empty] | 0 | 0
[26 empty] | 0 | 0
[26 empty] | 0 | 0
[26 empty] | 0 | 0
[26 empty] | 0 | 0
[26 empty] | 0 | 0
[26 empty] | 0 | 0
[26 empty] | 0 | 0
[26 empty] | 0 | 0
[26 empty] | 0 | 0
[26 empty] | 0 | 0
[26 empty] | 0 | 0
[26 empty] | 0 | 0
[26 empty] | 0 | 0
[26 empty] | 0 | 0
[26 empty] | 0 | 0
[26 empty] | 0 | 0
[26 empty] | 0 | 0
[26 empty] | 0 | 0
[26 empty] | 0 | 0
[26 empty] | 0 | 0
[26 empty] | 0 | 0
[26 empty] | 0 | 0
[26 empty] | 0 | 0
[26 empty] | 0 | 0
[26 empty] | 0 | 0
[26 empty] | 0 | 0
[26 empty] | 0 | 0
[26 empty] | 0 | 0
[26 empty] | 0 | 0
[26 empty] | 0 | 0
[26 empty] | 0 | 0
[26 empty] | 0 | 0
[26 empty] | 0 | 0
[26 empty] | 0 | 0
[26 empty] | 0 | 0
[26 empty] | 0 | 0
[26 empty] | 0 | 0
[26 empty] | 0 | 0
[26 empty] | 0 | 0
[26 empty] | 0 | 0
[26 empty] | 0 | 0
[26 empty] | 0 | 0
[26 empty] | 0 | 0
[26 empty] | 0 | 0
[26 empty] | 0 | 0
[26 empty] | 0 | 0
[26 empty] | 0 | 0
[26 empty] | 0 | 0
[26 empty] | 0 | 0
[26 empty] | 0 | 0
[26 empty] | 0 | 0
[26 empty] | 0 | 0
[26 empty] | 0 | 0
[26 empty] | 0 | 0
[26 empty] | 0 | 0
[26 empty] | 0 | 0
[26 empty] | 0 | 0
[26 empty] | 0 | 0
[26 empty] | 0 | 0
[26 empty] | 0 | 0
[26 empty] | 0 | 0
[26 empty] | 0 | 0
[26 empty] | 0 | 0
[26 empty] | 0 | 0
[26 empty] | 0 | 0
[26 empty] | 0 | 0
[26 empty] | 0 | 0
[26 empty] | 0 | 0
[26 empty] | 0 | 0
[26 empty] | 0 | 0
[26 empty] | 0 | 0
[26 empty] | 0 | 0
[26 empty] | 0 | 0
[26 empty] | 0 | 0
[26 empty] | 0 | 0
[26 empty] | 0 | 0
[26 empty] | 0 | 0
[26 empty] | 0 | 0
[26 empty] | 0 | 0
[26 empty] | 0 | 0
[26 empty] | 0 | 0
[26 empty] | 0 | 0
[26 empty] | 0 | 0
[26 empty] | 0 | 0
[26 empty] | 0 | 0
[26 empty] | 0 | 0
[26 empty] | 0 | 0
[26 empty] | 0 | 0
[26 empty] | 0 | 0
[26 empty] | 0 | 0
[26 empty] | 0 | 0
[26 empty] | 0 | 0
[26 empty] | 0 | 0
[26 empty] | 0 | 0
[26 empty] | 0 | 0
[26 empty] | 0 | 0
[26 empty] | 0 | 0
[26 empty] | 0 | 0
[26 empty] | 0 | 0
[26 empty] | 0 | 0
[26 empty] | 0 | 0
[26 empty] | 0 | 0
[26 empty] | 0 | 0
[26 empty] | 0 | 0
[26 empty] | 0 | 0
[26 empty] | 0 | 0
[26 empty] | 0 | 0
[26 empty] | 0 | 0
[26 empty] | 0 | 0
[26 empty] | 0 | 0
[26 empty] | 0 | 0
[26 empty] | 0 | 0
[26 empty] | 0 | 0
[26 empty] | 0 | 0
[26 empty] | 0 | 0
[26 empty] | 0 | 0
[26 empty] | 0 | 0
[26 empty] | 0 | 0
[26 empty] | 0 | 0
[26 empty] | 0 | 0
[26 empty] | 0 | 0
[26 empty] | 0 | 0
[26 empty] | 0 | 0
[26 empty] | 0 | 0
[26 empty] | 0 | 0
[26 empty] | 0 | 0
[26 empty] | 0 | 0
[26 empty] | 0 | 0
[26 empty] | 0 | 0
[26 empty] | 0 | 0
[26 empty] | 0 | 0
[26 empty] | 0 | 0
[26 empty] | 0 | 0
[26 empty] | 0 | 0
[26 empty] | 0 | 0
[26 empty] | 0 | 0
[26 empty] | 0 | 0
[26 empty] | 0 | 0
[26 empty] | 0 | 0
[26 empty] | 0 | 0
[26 empty] | 0 | 0
[26 empty] | 0 | 0
[26 empty] | 0 | 0
[26 empty] | 0 | 0
[26 empty] | 0 | 0
[26 empty] | 0 | 0
[26 empty] | 0 | 0
[26 empty] | 0 | 0
[26 empty] | 0 | 0
[26 empty] | 0 | 0
[26 empty] | 0 | 0
[26 empty] | 0 | 0
[26 empty] | 0 | 0
[26 empty] | 0 | 0
[26 empty] | 0 | 0
[26 empty] | 0 | 0
[26 empty] | 0 | 0
[26 empty] | 0 | 0
[26 empty] | 0 | 0
[26 empty] | 0 | 0
[26 empty] | 0 | 0
[26 empty] | 0 | 0
[26 empty] | 0 | 0
[26 empty] | 0 | 0
[26 empty] | 0 | 0
[26 empty] | 0 | 0
[26 empty] | 0 | 0
[26 empty] | 0 | 0
[26 empty] | 0 | 0
[26 empty] | 0 | 0
[26 empty] | 0 | 0
[26 empty] | 0 | 0
[26 empty] | 0 | 0
[26 empty] | 0 | 0
[26 empty] | 0 | 0
[26 empty] | 0 | 0
[26 empty] | 0 | 0
[26 empty] | 0 | 0
[26 empty] | 0 | 0
[26 empty] | 0 | 0
[26 empty] | 0 | 0
[26 empty] | 0 | 0
[26 empty] | 0 | 0
[26 empty] | 0 | 0
[26 empty] | 0 | 0
[26 empty] | 0 | 0
[26 empty] | 0 | 0
[26 empty] | 0 | 0
[26 empty] | 0 | 0
[26 empty] | 0 | 0
[26 empty] | 0 | 0
[26 empty] | 0 | 0
[26 empty] | 0 | 0
[26 empty] | 0 | 0
[26 empty] | 0 | 0
[26 empty] | 0 | 0
[26 empty] | 0 | 0
[26 empty] | 0 | 0
[26 empty] | 0 | 0
[26 empty] | 0 | 0
[26 empty] | 0 | 0
[26 empty] | 0 | 0
[26 empty] | 0 | 0
[26 empty] | 0 | 0
[26 empty] | 0 | 0
[26 empty] | 0 | 0
[26 empty] | 0 | 0
[26 empty] | 0 | 0
[26 empty] | 0 | 0
[26 empty] | 0 | 0
[26 empty] | 0 | 0
[26 empty] | 0 | 0
[26 empty] | 0 | 0
[26 empty] | 0 | 0
[26 empty] | 0 | 0
[26 empty] | 0 | 0
[26 empty] | 0 | 0
[26 empty] | 0 | 0
[26 empty] | 0 | 0
[26 empty] | 0 | 0
[26 empty] | 0 | 0
[26 empty] | 0 | 0
[26 empty] | 0 | 0
[26 empty] | 0 | 0
[26 empty] | 0 | 0
[26 empty] | 0 | 0
[26 empty] | 0 | 0
[26 empty] | 0 | 0
[26 empty] | 0 | 0
[26 empty] | 0 | 0
[26 empty] | 0 | 0
[26 empty] | 0 | 0
[26 empty] | 0 | 0
[26 empty] | 0 | 0
[26 empty] | 0 | 0
[26 empty] | 0 | 0
[26 empty] | 0 | 0
[26 empty] | 0 | 0
[26 empty] | 0 | 0
[26 empty] | 0 | 0
[26 empty] | 0 | 0
[26 empty] | 0 | 0
[26 empty] | 0 | 0
[26 empty] | 0 | 0
[26 empty] | 0 | 0
[26 empty] | 0 | 0
[26 empty] | 0 | 0
[26 empty] | 0 | 0
[26 empty] | 0 | 0
[26 empty] | 0 | 0
[26 empty] | 0 | 0
[26 empty] | 0 | 0
[26 empty] | 0 | 0
[26 empty] | 0 | 0
[26 empty] | 0 | 0
[26 empty] | 0 | 0
[26 empty] | 0 | 0
[26 empty] | 0 | 0
[26 empty] | 0 | 0
[26 empty] | 0 | 0
[26 empty] | 0 | 0
[26 empty] | 0 | 0
[26 empty] | 0 | 0
[26 empty] | 0 | 0
[26 empty] | 0 | 0
[26 empty] | 0 | 0
[26 empty] | 0 | 0
[26 empty] | 0 | 0
[26 empty] | 0 | 0
[26 empty] | 0 | 0
[26 empty] | 0 | 0
[26 empty] | 0 | 0
[26 empty] | 0 | 0
[26 empty] | 0 | 0
[26 empty] | 0 | 0
[26 empty] | 0 | 0
[26 empty] | 0 | 0
[26 empty] | 0 | 0
[26 empty] | 0 | 0
[26 empty] | 0 | 0
[26 empty] | 0 | 0
[26 empty] | 0 | 0
[26 empty] | 0 | 0
[26 empty] | 0 | 0
[26 empty] | 0 | 0
[26 empty] | 0 | 0
[26 empty] | 0 | 0
[26 empty] | 0 | 0
[26 empty] | 0 | 0
[26 empty] | 0 | 0
[26 empty] | 0 | 0
[26 empty] | 0 | 0
[26 empty] | 0 | 0
[26 empty] | 0 | 0
[26 empty] | 0 | 0
[26 empty] | 0 | 0
[26 empty] | 0 | 0
[26 empty] | 0 | 0
[26 empty] | 0 | 0
[26 empty] | 0 | 0
[26 empty] | 0 | 0
[26 empty] | 0 | 0
[26 empty] | 0 | 0
[26 empty] | 0 | 0
[26 empty] | 0 | 0
[26 empty] | 0 | 0
[26 empty] | 0 | 0
[26 empty] | 0 | 0
[26 empty] | 0 | 0
[26 empty] | 0 | 0
[26 empty] | 0 | 0
[26 empty] | 0 | 0
[26 empty] | 0 | 0
[26 empty] | 0 | 0
[26 empty] | 0 | 0
[26 empty] | 0 | 0
[26 empty] | 0 | 0
[26 empty] | 0 | 0
[26 empty] | 0 | 0
[26 empty] | 0 | 0
[26 empty] | 0 | 0
[26 empty] | 0 | 0
[26 empty] | 0 | 0
[26 empty] | 0 | 0
[26 empty] | 0 | 0
[26 empty] | 0 | 0
[26 empty] | 0 | 0
[26 empty] | 0 | 0
[26 empty] | 0 | 0
[26 empty] | 0 | 0
[26 empty] | 0 | 0
[26 empty] | 0 | 0
[26 empty] | 0 | 0
[26 empty] | 0 | 0
[26 empty] | 0 | 0
[26 empty] | 0 | 0
[26 empty] | 0 | 0
[26 empty] | 0 | 0
[26 empty] | 0 | 0
[26 empty] | 0 | 0
[26 empty] | 0 | 0
[26 empty] | 0 | 0
[26 empty] | 0 | 0
[26 empty] | 0 | 0
[26 empty] | 0 | 0
[26 empty] | 0 | 0
[26 empty] | 0 | 0
[26 empty] | 0 | 0
[26 empty] | 0 | 0
[26 empty] | 0 | 0
[26 empty] | 0 | 0
[26 empty] | 0 | 0
[26 empty] | 0 | 0
[26 empty] | 0 | 0
[26 empty] | 0 | 0
[26 empty] | 0 | 0
[26 empty] | 0 | 0
[26 empty] | 0 | 0
[26 empty] | 0 | 0
[26 empty] | 0 | 0
[26 empty] | 0 | 0
[26 empty] | 0 | 0
[26 empty] | 0 | 0
[26 empty] | 0 | 0
[26 empty] | 0 | 0
[26 empty] | 0 | 0
[26 empty] | 0 | 0
[26 empty] | 0 | 0
[26 empty] | 0 | 0
[26 empty] | 0 | 0
[26 empty] | 0 | 0
[26 empty] | 0 | 0
[26 empty] | 0 | 0
[26 empty] | 0 | 0
[26 empty] | 0 | 0
[26 empty] | 0 | 0
[26 empty] | 0 | 0
[26 empty] | 0 | 0
[26 empty] | 0 | 0
[26 empty] | 0 | 0
[26 empty] | 0 | 0
[26 empty] | 0 | 0
[26 empty] | 0 | 0
[26 empty] | 0 | 0
[26 empty] | 0 | 0
[26 empty] | 0 | 0
[26 empty] | 0 | 0
[26 empty] | 0 | 0
[26 empty] | 0 | 0
[26 empty] | 0 | 0
[26 empty] | 0 | 0
[26 empty] | 0 | 0
[26 empty] | 0 | 0
[26 empty] | 0 | 0
[26 empty] | 0 | 0
[26 empty] | 0 | 0
[26 empty] | 0 | 0
[26 empty] | 0 | 0
[26 empty] | 0 | 0
[26 empty] | 0 | 0
[26 empty] | 0 | 0
[26 empty] | 0 | 0
[26 empty] | 0 | 0
[26 empty] | 0 | 0
[26 empty] | 0 | 0
[26 empty] | 0 | 0
[26 empty] | 0 | 0
[26 empty] | 0 | 0
[26 empty] | 0 | 0
[26 empty] | 0 | 0
[26 empty] | 0 | 0
[26 empty] | 0 | 0
[26 empty] | 0 | 0
[26 empty] | 0 | 0
[26 empty] | 0 | 0
[26 empty] | 0 | 0
[26 empty] | 0 | 0
[26 empty] | 0 | 0
[26 empty] | 0 | 0
[26 empty] | 0 | 0
[26 empty] | 0 | 0
[26 empty] | 0 | 0
[26 empty] | 0 | 0
[26 empty] | 0 | 0
[26 empty] | 0 | 0
[26 empty] | 0 | 0
[26 empty] | 0 | 0
[26 empty] | 0 | 0
[26 empty] | 0 | 0
[26 empty] | 0 | 0
[26 empty] | 0 | 0
[26 empty] | 0 | 0
[26 empty] | 0 | 0
[26 empty] | 0 | 0
[26 empty] | 0 | 0
[26 empty] | 0 | 0
[26 empty] | 0 | 0
[26 empty] | 0 | 0
[26 empty] | 0 | 0
[26 empty] | 0 | 0
[26 empty] | 0 | 0
[26 empty] | 0 | 0
[26 empty] | 0 | 0
[26 empty] | 0 | 0
[26 empty] | 0 | 0
[26 empty] | 0 | 0
[26 empty] | 0 | 0
[26 empty] | 0 | 0
[26 empty] | 0 | 0
[26 empty] | 0 | 0
[26 empty] | 0 | 0
[26 empty] | 0 | 0
[26 empty] | 0 | 0
[26 empty] | 0 | 0
[26 empty] | 0 | 0
[26 empty] | 0 | 0
[26 empty] | 0 | 0
[26 empty] | 0 | 0
[26 empty] | 0 | 0
[26 empty] | 0 | 0
[26 empty] | 0 | 0
[26 empty] | 0 | 0
[26 empty] | 0 | 0
[26 empty] | 0 | 0
[26 empty] | 0 | 0
[26 empty] | 0 | 0
[26 empty] | 0 | 0
[26 empty] | 0 | 0
[26 empty] | 0 | 0
[26 empty] | 0 | 0
[26 empty] | 0 | 0
[26 empty] | 0 | 0
[26 empty] | 0 | 0
[26 empty] | 0 | 0
[26 empty] | 0 | 0
[26 empty] | 0 | 0
[26 empty] | 0 | 0
[26 empty] | 0 | 0
[26 empty] | 0 | 0
[26 empty] | 0 | 0
[26 empty] | 0 | 0
[26 empty] | 0 | 0
[26 empty] | 0 | 0
[26 empty] | 0 | 0
[26 empty] | 0 | 0
[26 empty] | 0 | 0
[26 empty] | 0 | 0
[26 empty] | 0 | 0
[26 empty] | 0 | 0
[26 empty] | 0 | 0
[26 empty] | 0 | 0
[26 empty] | 0 | 0
[26 empty] | 0 | 0
[26 empty] | 0 | 0
[26 empty] | 0 | 0
[26 empty] | 0 | 0
[26 empty] | 0 | 0
[26 empty] | 0 | 0
[26 empty] | 0 | 0
[26 empty] | 0 | 0
[26 empty] | 0 | 0
[26 empty] | 0 | 0
[26 empty] | 0 | 0
[26 empty] | 0 | 0
[26 empty] | 0 | 0
[26 empty] | 0 | 0
[26 empty] | 0 | 0
[26 empty] | 0 | 0
[26 empty] | 0 | 0
[26 empty] | 0 | 0
[26 empty] | 0 | 0
[26 empty] | 0 | 0
[26 empty] | 0 | 0
[26 empty] | 0 | 0
[26 empty] | 0 | 0
[26 empty] | 0 | 0
[26 empty] | 0 | 0
[26 empty] | 0 | 0
[26 empty] | 0 | 0
[26 empty] | 0 | 0
[26 empty] | 0 | 0
[26 empty] | 0 | 0
[26 empty] | 0 | 0
[26 empty] | 0 | 0
[26 empty] | 0 | 0
[26 empty] | 0 | 0
[26 empty] | 0 | 0
[26 empty] | 0 | 0
[26 empty] | 0 | 0
[26 empty] | 0 | 0
[26 empty] | 0 | 0
[26 empty] | 0 | 0
[26 empty] | 0 | 0
[26 empty] | 0 | 0
[26 empty] | 0 | 0
[26 empty] | 0 | 0
[26 empty] | 0 | 0
[26 empty] | 0 | 0
[26 empty] | 0 | 0
[26 empty] | 0 | 0
[26 empty] | 0 | 0
[26 empty] | 0 | 0
[26 empty] | 0 | 0
[26 empty] | 0 | 0
[26 empty] | 0 | 0
[26 empty] | 0 | 0
[26 empty] | 0 | 0
[26 empty] | 0 | 0
[26 empty] | 0 | 0
[26 empty] | 0 | 0
[26 empty] | 0 | 0
[26 empty] | 0 | 0
[26 empty] | 0 | 0
[26 empty] | 0 | 0
[26 empty] | 0 | 0
[26 empty] | 0 | 0
[26 empty] | 0 | 0
[26 empty] | 0 | 0
[26 empty] | 0 | 0
[26 empty] | 0 | 0
[26 empty] | 0 | 0
[26 empty] | 0 | 0
[26 empty] | 0 | 0
[26 empty] | 0 | 0
[26 empty] | 0 | 0
[26 empty] | 0 | 0
[26 empty] | 0 | 0
[26 empty] | 0 | 0
[26 empty] | 0 | 0
[26 empty] | 0 | 0
[26 empty] | 0 | 0
[26 empty] | 0 | 0
[26 empty] | 0 | 0
[26 empty] | 0 | 0
[26 empty] | 0 | 0
[26 empty] | 0 | 0
[26 empty] | 0 | 0
[26 empty] | 0 | 0
[26 empty] | 0 | 0
[26 empty] | 0 | 0
[26 empty] | 0 | 0
[26 empty] | 0 | 0
[26 empty] | 0 | 0
[26 empty] | 0 | 0
[26 empty] | 0 | 0
[26 empty] | 0 | 0
[26 empty] | 0 | 0
[26 empty] | 0 | 0
[26 empty] | 0 | 0
[26 empty] | 0 | 0
[26 empty] | 0 | 0
[26 empty] | 0 | 0
[26 empty] | 0 | 0
[26 empty] | 0 | 0
[26 empty] | 0 | 0
[26 empty] | 0 | 0
[26 empty] | 0 | 0
[26 empty] | 0 | 0
[26 empty] | 0 | 0
[26 empty] | 0 | 0

## Zones
Houston | -1
North | 1
South | -1
West | 1
SET UP AREA, copy & paste values to cell B1
Source | North |  | N to H | N to W | N to S | W to N | S to N | W to S
Sink | South | Houston | -1 | 1 | -1 | -1 | 1 | -1
|  | North | 1 | 1 | 1 | -1 | -1 | -1
|  | South | -1 | 1 | -1 | -1 | 1 | -1
|  | West | 1 | -1 | 1 | 1 | -1 | 1
|  | Source | North | North | North | West | South | West
|  | Sink | Houston | West | South | North | North | South

## Tech
Number of Bus | Name of Bus | Tech Type
238 | BOSQUESW505 | CC
239 | BOSQUESW502 | GGT
244 | WHITNYDM01 | Hydro
245 | WHITNYDM02 | Hydro
247 | BOSQUESW501 | GGT
251 | BOSQUESW803 | CC
253 | BOSQUESW804 | CC
332 | RWMILLER01 | GST
333 | RWMILLER02 | GST
334 | RWMILLER03 | GST
335 | RWMILLER04 | GST
336 | RWMILLER05 | GST
344 | MRSSHPRD | Hydro
345 | MRSSHPRD01 | Hydro
366 | JNSNCNTY802 | Cogen
367 | JNSNCNTY802 | Cogen
503 | NTHTEXAS01 | GST
504 | NTHTEXAS02 | GST
505 | NTHTEXAS03 | GST
580 | JCKCNTY801 | CC
581 | JCKCNTY802 | CC
582 | JCKCNTY803 | CC
728 | WOLFRIDGE801 | Wind
837 | NEWMAN_G5 | GST
842 | OLINGER_G1 | GST
843 | OLINGER_G2 | GST
844 | OLINGER_G3 | GST
845 | OLINGER_G4 | GGT
923 | SPENCER_G4 | GST
924 | SPENCER_G5 | GST
948 | STEAM1 | GST
949 | STEAM2 | GST
950 | STEAM3 | GST
990 | GIBN_CREK_G1 | LIGCO
1002 | PBCTAGE_1G | GGT
1003 | PBCTBGE_2G | GGT
1004 | PBCTCGE_3G | GGT
1005 | PBCTDGE_4G | GGT
1006 | PBCTEGE_5G | GGT
1007 | PB5GEN_6G | GST
1008 | PB6GEN_7G | GST
1037 | MORGAN5G_5G | GST
1039 | MRGNAG_1G | GGT
1040 | MRGNBG_2G | GGT
1041 | MRGNCG_3G | GGT
1042 | MRGNDG_4G | GGT
1043 | MRGNEG_5G | GGT
1044 | MRGNFG_6G | GGT
1045 | CALENG1G_1G | Cogen
1046 | CALENG2G_2G | Cogen
1047 | CALENG3G_3G | Cogen
1058 | LONGSHORE_5 | Wind
1058 | LONGSHORE_5 | Wind
1061 | CIELOGEN_1G | Wind
1062 | CIELOGEN_2G | Wind
1068 | SCURRYCW_1G | Wind
1069 | KINDERMG_1G | Cogen
1070 | KINDERMG_2G | Cogen
1071 | KINDERMG_3G | Cogen
1073 | SCURRYCW_2G | Wind
1320 | BSP 1 | Cogen
1326 | STANTONW_8 | Wind
1327 | WILDHRSE_1G | Wind
1328 | OCOTILLO_1G | Wind
1333 | MCDDONAL_8 | Wind
1343 | TRENTIPP_8 | Wind
1349 | WESTXWIN_1G | Wind
1350 | NWPWRG1_1G | Wind
1354 | AEPWIND_8 | Wind
1360 | GUNSIGHT_8 | Wind
1416 | SWETWATR_1G | CC
1417 | SWETWATR_2G | CC
1418 | SWETWATR_3G | CC
1419 | SWETWATR_4G | CC
1432 | GRHAMSES_2G | GST
1433 | GRHAMSES_1G | GST
1437 | MESQUITW_1G | Wind
1438 | MESQUITW_2G | Wind
1442 | COKFIELD_5 | Wind
1453 | WCPWRCO_1G | CC
1454 | WCPWRCO_2G | CC
1455 | WCPWRCO_3G | CC
1479 | WFCOGEN_1G | Cogen
1479 | WFCOGEN_1G | Cogen
1482 | WFCOGEN_2G | Cogen
1482 | WFCOGEN_2G | Cogen
1600 | BARTNWND_1G | Wind
1643 | SLSTR1PP_1G | Wind
1675 | PEC_1G | Cogen
1676 | PEC_2G | Cogen
1677 | PEC_3G | Cogen
1678 | LAMARPWR_1G | CC
1679 | LAMARPWR_2G | CC
1680 | LAMARPWR_3G | CC
1681 | LAMARPWR_4G | CC
1682 | LAMARPWR_5G | CC
1683 | LAMARPWR_6G | CC
1687 | VALLEY_1G | GST
1688 | VALLEY_2G | GSC
1689 | VALLEY_3G | GST
1701 | MOSES_1G | LIGCO
1702 | MOSES_2G | LIGCO
1703 | MOSES_3G | LIGCO
1861 | EAGLEMNT_1G | GST
1862 | EAGLEMNT_2G | GST
1863 | EAGLEMNT_3G | GST
1877 | WLFHOLW_1G | CC
1878 | WLFHOLW_2G | CC
1879 | WLFHOLW_3G | CC
1889 | DECRDOVA_1G | GSC
1892 | DECRDOVA_2G | GGT
1893 | DECRDOVA_3G | GGT
1894 | DECRDOVA_4G | GGT
1895 | DECRDOVA_5G | GGT
1898 | COMCHEPK_1G | Nuc
1899 | COMCHEPK_2G | Nuc
1937 | MDLTHELP_5G | CC
1938 | MDLTHELP_6G | CC
1941 | MDLTHELP_1G | CC
1942 | MDLTHELP_2G | CC
1943 | MDLTHELP_3G | CC
1944 | MDLTHELP_4G | CC
1947 | HANDLEY_3G | GST
1948 | HANDLEY_4G | GST
1949 | HANDLEY_5G | GST
2371 | COLLIN_1G | GST
2381 | NTHLK1_G | GST
2382 | NTHLK2_G | GST
2383 | NTHLK3_G | GST
2413 | MTCK6_G | GST
2414 | MTCK7_G | GST
2417 | MTCK8_G | GSC
2451 | LKHB1_G | GST
2452 | LKHB2_G | GST
3097 | MARTLAKE_1G | LIGCO
3098 | MARTLAKE_2G | LIGCO
3099 | MARTLAKE_3G | LIGCO
3107 | STRYKER_1G | GST
3108 | STRYKER_2G | GST
3126 | TRINIDAD_6G | GST
3309 | ASPN_G | Bio
3348 | CHAMPION_1G | Cogen
3381 | BBRN_1G | LIGCO
3382 | BBRN_2G | LIGCO
3403 | THOUSE_1G | GSC
3404 | THOUSE_2G | GSC
3416 | LAKE_CRK1_G | GST
3417 | LAKE_CRK2_G | GST
3432 | SANDOW_4G | LIGCO
5026 | BRAUNIG_VHB1 | GST
5027 | BRAUNIG_VHB2 | GST
5028 | BRAUNIG_VHB3 | GST
5111 | CALAVER_JTD1 | LIGCO
5112 | CALAVER_JTD2 | LIGCO
5264 | LEON_LCP3G3 | GST
5265 | LEON_LCP4G4 | GST
5266 | LEON_LCPCT1 | GGT
5267 | LEON_LCPCT2 | GGT
5268 | LEON_LCPCT3 | GGT
5269 | LEON_LCPCT4 | GGT
5396 | CALAVER_OWS1 | GST
5397 | CALAVER_OWS2 | GST
5401 | CALAVER_JKS1 | LIGCO
5436 | TUTTL_WBT1G1 | GST
5438 | TUTTL_WBT3G3 | GST
5439 | TUTTL_WBT4G4 | GST
5476 | BRA_AVR1_CT1 | CC
5477 | BRA_AVR1_ST | CC
5478 | BRA_AVR1_CT2 | CC
5503 | RAYBURNGEN3 | GST
5505 | RAYBURNGEN1 | GGT
5506 | RAYBURNGEN2 | GGT
5508 | RAYBURNCC9 | CC
5509 | RAYBURNCC10 | CC
5511 | RAYBURNCC7 | CC
5512 | RAYBURNCC8 | CC
5728 | FALCONHYDRO2 | Hydro
5729 | FALCONHYDRO3 | Hydro
5890 | PEARSALLGEN1 | GST
5891 | PEARSALLGEN2 | GST
5892 | PEARSALLGEN3 | GST
5903 | SANMIGUELGEN | LIGCO
5911 | STP_GN1___1 | Nuc
5912 | STP_GN2___2 | Nuc
5920 | WELSHDC1 | DCTie
5925 | DCEAST | DCTie
5932 | SI_RAY9 | CC
5933 | SI_RAY6 | GST
5934 | SI_RAY5 | GST
5935 | SI_RAY10 | CC
6016 | SWMESA | Wind
6096 | NORTHDC7 | DCTie
6100 | OKLA7A | DCTie
6144 | MCADOO1A | Wind
6407 | TURKTRAK1A | Wind
6637 | SNYDERW1A | Wind
6752 | OKLA0A | LIGCO
6948 | DENISNDM | Hydro
6948 | DENISNDM | Hydro
7000 | L_FERGUS1_1Y | GSC
7004 | L_SIMGID1_1Y | GST
7005 | L_SIMGID1_2Y | GST
7006 | L_SIMGID1_3Y | GST
7007 | L_LOSTPI1_1Y | CC
7008 | L_LOSTPI1_2Y | CC
7009 | L_LOSTPI1_3Y | CC
7010 | L_FPPYD11_1Y | LIGCO
7011 | L_FPPYD11_2Y | LIGCO
7012 | L_FPPYD21_3Y | LIGCO
7014 | L_HAYSEN1_1Y | CC
7015 | L_HAYSEN1_2Y | CC
7016 | L_HAYSEN1_3Y | CC
7017 | L_HAYSEN1_4Y | CC
7020 | L_AUSTPL1_1Y | Hydro
7020 | L_AUSTPL1_1Y | Hydro
7022 | L_BUCHAN1_1Y | Hydro
7023 | L_BUCHAN1_2Y | Hydro
7024 | L_BUCHAN1_3Y | Hydro
7026 | L_INKSDA1_1Y | Hydro
7028 | L_MARBFA1_1Y | Hydro
7029 | L_MARBFA1_2Y | Hydro
7031 | L_MARSFO1G1Y | Hydro
7032 | L_MARSFO1G2Y | Hydro
7033 | L_MARSFO1G3Y | Hydro
7035 | L_WIRTZ_1G1Y | Hydro
7036 | L_WIRTZ_1G2Y | Hydro
7038 | L_DELAWA1_1Y | Wind
7038 | L_DELAWA1_1Y | Wind
7303 | L_WPPGS12_1Y | GGT
7303 | L_WPPGS12_1Y | GGT
7305 | L_WPPGS34_1Y | GGT
7305 | L_WPPGS34_1Y | GGT
7487 | L_CANYHY8_1Y | Hydro
7605 | L_MCQUEE9_1Y | Hydro
7605 | L_MCQUEE9_1Y | Hydro
7605 | L_MCQUEE9_1Y | Hydro
7609 | L_SCHUMA8_1Y | Hydro
7624 | L_LAKEWO9_1Y | Hydro
7624 | L_LAKEWO9_1Y | Hydro
7800 | L_GUADGE1_1Y | CC
7801 | L_GUADGE1_2Y | CC
7802 | L_GUADGE1_3Y | CC
7803 | L_GUADGE1_4Y | CC
7804 | L_GUADGE1_5Y | CC
7805 | L_GUADGE1_6Y | CC
7807 | L_BASTEN1_1Y | CC
7808 | L_BASTEN1_2Y | CC
7809 | L_BASTEN1_3Y | CC
7810 | L_RIONOG1G1Y | CC
7811 | L_RIONOG1G2Y | CC
7812 | L_RIONOG1G3Y | CC
7813 | L_RIONOG1S1Y | CC
8032 | AMISTADHYD1 | Hydro
8033 | AMISTADHYD2 | Hydro
8048 | FALCONHYDRO1 | Hydro
8066 | DUP1V#1 | Cogen
8134 | FOR #1 | Cogen
8138 | FOR #2 | Cogen
8139 | JOS #1 | GST
8147 | UCAR #2 | Cogen
8148 | UCAR #1 | Cogen
8153 | FOR #3 | Cogen
8154 | FOR #4 | Cogen
8155 | FOR #5 | Cogen
8156 | FOR #6 | Cogen
8157 | FOR #7 | Cogen
8161 | COLETO0A | LIGCO
8173 | VICEC51A | CC
8174 | VICEC61A | CC
8189 | CUECPL2A | Cogen
8262 | ELPS | Hydro
8285 | LAR #1 | GST
8287 | LAR #2 | GST
8288 | LAR #3 | GST
8388 | BATES0A | GST
8393 | BATES0B | GST
8437 | NUECES_B0C | GST
8438 | NUECES_B0B | GST
8442 | NBEC7 | GST
8442 | NBEC7 | GST
8456 | COSW#1 | Cogen
8457 | COSW#2 | Cogen
8459 | B_DAVIS0B | GSC
8460 | B_DAVIS0A | GSC
8461 | KOCH_UP0A | Cogen
8506 | VAL #1 | Cogen
8507 | VAL #2 | Cogen
8511 | OXY_CC0A | Cogen
8517 | CELANEBI0A | Cogen
8560 | CNOPGT1 | Cogen
8561 | CNOPGT2 | Cogen
8562 | CNOPST1 | Cogen
8926 | LGE_GT10A | Cogen
8927 | LGE_GT20A | Cogen
8928 | LGE_STG0A | Cogen
8930 | ICPGN10A | Cogen
8931 | ICPGN20A | Cogen
8932 | ICPGN30A | Cogen
8933 | FGNTS001 | CC
8934 | FGNTS101 | CC
8935 | FGNTS201 | CC
8936 | MVGN#1 | CC
8937 | MVGN#2 | CC
8938 | MVGN#3 | CC
8981 | HECN1 | CC
8982 | HECN2 | CC
8983 | HECN3 | CC
9000 | DECKR_G1 | GST
9001 | DECKR_G2 | GST
9002 | DECKR_G3 | GGT
9003 | DECKR_G4 | GGT
9004 | DECKR_G5 | GGT
9005 | DECKR_G6 | GGT
9016 | SANDH_G1 | GGT
9017 | SANDH_G2 | GGT
9018 | SANDH_G3 | GGT
9019 | SANDH_G4 | GGT
9020 | SANDHG5A | CC
9021 | SANDHG5C | CC
11001 | NAV1CT | CC
11009 | NAV2CT | CC
11011 | NAV3ST | CC
11012 | NAV4CT | CC
11013 | NAV5CT | CC
11014 | NAV6ST | CC
11020 | TIEHVSG_1G | CC
11021 | TIEHVCG_1G | CC
11022 | TIEHVCG_2G | CC
11023 | TIEHVCG_3G | CC
11024 | TIEHVCG_4G | CC
11025 | TIEHVSG_2G | CC
11056 | ROSCOE_1G | Wind
11057 | CHAMPION_1G | Wind
11058 | PYRON_1G | Wind
11059 | INADALE_1G | Wind
11065 | ELBOWCK_1G | Wind
11147 | NOTREES_1G | Wind
11309 | BULLCREK_2G | Wind
11310 | BULLCREK_1G | Wind
11320 | COYOTE_1G | Wind
11691 | KMICHICT1_G | CC
11692 | KMICHICT2_G | CC
11693 | KMICHIST3_G | CC
11694 | KMICHICT4_G | CC
11695 | KMICHICT5_G | CC
11696 | KMICHIST6_G | CC
12322 | ENNSTRAC_1G | CC
12323 | ENNSTRAC_2G | CC
12411 | FPLEFR1A_G | CC
12412 | FPLEFR1B_G | CC
12413 | FPLEFR1C_G | CC
12414 | FPLEFR1S_G | CC
12421 | FPLEFR2A_G | CC
12422 | FPLEFR2B_G | CC
12423 | FPLEFR2C_G | CC
12424 | FPLEFR2S_G | CC
12440 | PARKD_1SVC8 | GST
12449 | PARKD_2SVC8 | GST
13116 | TGATEWAY_1G | CC
13117 | TGATEWAY_2G | CC
13118 | TGATEWAY_3G | CC
13119 | TGATEWAY_4G | CC
13131 | CALFREST_1G | CC
13132 | CALFREST_2G | CC
13133 | CALFREST_3G | CC
13134 | CALFREST_4G | CC
13135 | CALFREST_5G | CC
13136 | CALFREST_6G | CC
13432 | SANDOW_5G | LIGCO
32798 | BRYN_TAMUGEN | GST
32883 | BRYN_DNSBY3 | GST
32884 | BRYN_DNSBY13 | GST
32886 | BRYN_ATKINS3 | GST
32887 | BRYN_ATKINS6 | GST
32888 | BRYN_ATKINS7 | GGT
32890 | BRYN_ATKINS4 | GST
32891 | BRYN_ATKINS5 | GST
32892 | BRYN_DNSBY14 | GST
36998 | RDCNYNG1 | Wind
38332 | TNWDWRDU2_8 | Wind
38437 | TNSRBNMESA9 | Wind
38580 | TNBP_CGN1_8 | Cogen
38590 | TNBP_CGN2_8 | Cogen
38600 | TNBP_CGN3_8 | Cogen
38611 | TNBPAMCG1_8 | Cogen
38612 | TNBPAMCG2_8 | Cogen
38613 | TNBPAMCG3_8 | Cogen
38614 | TNBPAMCG4_8 | Cogen
38615 | TNBPAMCG5_8 | Cogen
38690 | TNBP_CGN4_8 | Cogen
38711 | TNTXCTY1CG8 | Cogen
38712 | TNTXCTY2CG8 | Cogen
38713 | TNTXCTY3CG8 | Cogen
38714 | TNTXCTY4CG8 | Cogen
39190 | TNSLCGN1__8 | Cogen
39470 | TNDOWCGNSG8 | Cogen
39480 | TNDOWCGNGG8 | Cogen
39760 | TNSCLP1___8 | Cogen
39770 | TNSCLP2___8 | Cogen
39775 | TNSCLP4___8 | Cogen
39790 | TNSCLP3___8 | Cogen
39960 | TNTNPONE_18 | LIGCO
39970 | TNTNPONE_28 | LIGCO
48500 | APD_GT1_8005 | Cogen
48510 | AK_GT1__8040 | Cogen
48511 | LPE_GT1_8070 | GGT
48512 | LPE_GT2_8075 | GGT
48513 | LPE_GT3_8080 | GGT
48514 | LPE_GT4_8085 | GGT
48520 | BSF_GT1_8070 | Cogen
48520 | BSF_GT1_8070 | Cogen
48521 | BVE_GT1_GT1 | CC
48522 | BVE_GT2_5035 | CC
48523 | BVE_ST1_GN1 | CC
48531 | BYU_GT1_8075 | Cogen
48532 | BYU_GT2_8055 | Cogen
48533 | BYU_GT3_8060 | Cogen
48534 | BYU_GT4_8065 | Cogen
48551 | CAL_GT1_8045 | Cogen
48552 | CAL_ST1_8000 | Cogen
48561 | CTL_GT2_8130 | Cogen
48562 | CTL_GT3_8135 | Cogen
48563 | CTL_GT4_8140 | Cogen
48564 | CTL_GN1_8145 | Cogen
48565 | CTL_GN2_8155 | Cogen
48581 | CBY_GN1_1 | GSC
48582 | CBY_GN2_2 | GSC
48583 | CBY_GT4_1 | GSC
48584 | CBY_GT4_2 | CC
48585 | CBY_ST4_1 | CC
48591 | CHE_GT2_5030 | Cogen
48593 | CHE_GT1_8015 | Cogen
48594 | CHE_GN4_8025 | Cogen
48595 | BTE_GT2_8075 | CC
48596 | BTE_GT3_8045 | CC
48597 | BTE_GT4_8055 | CC
48598 | BTE_ST1_8070 | CC
48611 | DIB_GT1_8080 | Cogen
48612 | DIB_GT2_8075 | Cogen
48613 | DIB_ST1_8085 | Cogen
48614 | DIB_GT3_8090 | Cogen
48641 | DPEC_GT15040 | CC
48642 | DPEC_GT25025 | CC
48643 | DPEC_GT35010 | CC
48644 | DPEC_GT45070 | CC
48645 | DPEC_ST55065 | CC
48651 | EP_1_2 | Cogen
48651 | EP_1_2 | Cogen
48671 | FTR_GT1_5105 | CC
48672 | FTR_GT2_5110 | CC
48673 | FTR_GT3_5085 | CC
48674 | FTR_CN4_5095 | CC
48690 | GBY_GN5_5 | GSC
48691 | GBY_73741085 | GGT
48691 | GBY_73741085 | GGT
48692 | GBY_81821075 | GGT
48692 | GBY_81821075 | GGT
48693 | GBY_83841065 | GGT
48693 | GBY_83841065 | GGT
48721 | LEG_1___1 | LIGCO
48722 | LEG_2___2 | LIGCO
48730 | MNS_GT | Cogen
48731 | CBE_GT1 | CC
48732 | CBE_GT2 | CC
48733 | CBE_ST12 | CC
48734 | CBE_GT3 | CC
48735 | CBE_GT4 | CC
48736 | CBE_ST34 | CC
48740 | PSG_GN2_8050 | Cogen
48741 | PSG_GT2_8040 | Cogen
48742 | PSG_GT3_8060 | Cogen
48761 | PR_GT1__9040 | Cogen
48772 | PHR_GN2_2 | GSC
48791 | PSA_GT1_8160 | Cogen
48792 | PSA_GT2_8155 | Cogen
48793 | PSA_GT3_8150 | Cogen
48794 | PSA_GT4_8145 | Cogen
48795 | PSA_GT5_8140 | Cogen
48796 | PSA_GN1_8165 | Cogen
48797 | PSA_GT6_8135 | Cogen
48811 | CVC_GT3_5045 | Cogen
48812 | CVC_GT2_5020 | Cogen
48813 | CVC_GT1_5035 | Cogen
48814 | CVC_ST5_5040 | Cogen
48815 | CVC_GT4_8005 | Cogen
48820 | SHELLG1_3015 | Cogen
48821 | SHELLG2 | Cogen
48822 | SHELLG3_3020 | Cogen
48822 | SHELLG3_3020 | Cogen
48841 | SJS_GT1_GT1 | Cogen
48842 | SJS_GT2_GT2 | Cogen
48845 | SOL_GT1 | Solar
48851 | SRB_GN1_1 | GST
48852 | SRB_GN2_2 | GST
48853 | SRB_GN3_3 | GST
48854 | SRB_GN4_4 | GST
48855 | SRB_GT211035 | GGT
48855 | SRB_GT211035 | GGT
48873 | THW_ST3_ST_3 | CC
48874 | THW_ST4_ST_4 | CC
48875 | THW_3132 | CC
48875 | THW_3132 | CC
48877 | THW_3334 | CC
48877 | THW_3334 | CC
48879 | THW_4142 | CC
48879 | THW_4142 | CC
48881 | THW_4344 | CC
48881 | THW_4344 | CC
48883 | THW_GT1_GT_1 | GGT
48885 | THW_5152 | GGT
48885 | THW_5152 | GGT
48886 | THW_5354 | GGT
48886 | THW_5354 | GGT
48887 | THW_5556 | GGT
48887 | THW_5556 | GGT
48911 | TGF_GT1_8000 | Cogen
48921 | WAP_GN1_1 | GST
48922 | WAP_GN2_2 | GST
48923 | WAP_GN3_3 | GST
48924 | WAP_GN4_4 | GSC
48925 | WAP_GN5_5 | LIGCO
48926 | WAP_GN6_6 | LIGCO
48927 | WAP_GN7_7 | LIGCO
48928 | WAP_GN8_8 | LIGCO
48929 | WAPGT21_GT1 | GGT
48940 | WARVUE_GT1 | Cogen
49803 | EXN_15GT | Cogen
49804 | EXN_16GT | Cogen
49805 | EXN_17GT | Cogen
49826 | EXN938GT | Cogen
49828 | EXN941GT | Cogen
49829 | EXN942GT | Cogen
49830 | EXN943GT | Cogen
49831 | EXN944GT | Cogen
49832 | EXN945GT | Cogen
49837 | EXN_GT | Cogen
49838 | EXN_14GT | Cogen
49851 | DOW17000 | Cogen
49858 | DOW38100 | Cogen
49859 | DOW38200 | Cogen
49860 | DOW38300 | Cogen
49862 | DOW39100 | Cogen
49863 | DOW39200 | Cogen
49865 | DOW41000 | Cogen
49866 | DOW42000 | Cogen
49869 | DOW49000 | Cogen
49870 | DOW61000 | Cogen
49871 | DOW62000 | Cogen
49872 | DOW63000 | Cogen
49873 | DOW64000 | Cogen
49876 | DOW65000 | Cogen
49877 | DOW66000 | Cogen
49878 | DOW67000 | Cogen
49882 | DOW81000 | Cogen
49884 | DOW82000 | Cogen
49885 | DOW83000 | Cogen
49886 | DOW84000 | Cogen
58909 | PEARSALLSCG1 | Diesel
58909 | PEARSALLSCG1 | Diesel
58909 | PEARSALLSCG1 | Diesel
58909 | PEARSALLSCG1 | Diesel
58909 | PEARSALLSCG1 | Diesel
58909 | PEARSALLSCG1 | Diesel
58919 | PEARSALLSCG2 | Diesel
58919 | PEARSALLSCG2 | Diesel
58919 | PEARSALLSCG2 | Diesel
58919 | PEARSALLSCG2 | Diesel
58919 | PEARSALLSCG2 | Diesel
58919 | PEARSALLSCG2 | Diesel
58929 | PEARSALLSCG3 | Diesel
58929 | PEARSALLSCG3 | Diesel
58929 | PEARSALLSCG3 | Diesel
58929 | PEARSALLSCG3 | Diesel
58929 | PEARSALLSCG3 | Diesel
58929 | PEARSALLSCG3 | Diesel
58949 | PEARSALLSCG4 | Diesel
58949 | PEARSALLSCG4 | Diesel
58949 | PEARSALLSCG4 | Diesel
58949 | PEARSALLSCG4 | Diesel
58949 | PEARSALLSCG4 | Diesel
58949 | PEARSALLSCG4 | Diesel
60000 | DSKY2 | Wind
60003 | KING_NE1A | Wind
60005 | KING_SE1A | Wind
60007 | KING_SW1A | Wind
60016 | WOODWRD11A | Wind
60017 | ORNNWP1 | Wind
60018 | DSKY1 | Wind
60019 | KING_NW1A | Wind
60057 | CALLAHAN1A | Wind
60058 | BUFF_GAP1A | Wind
60060 | CIRELLO | Wind
60063 | BUFF_GAP1B | Wind
60066 | H_HOLLOW1A | Wind
60068 | HHOLLOW21A | Wind
60070 | HHOLLOW31A | Wind
60072 | HHOLLOW41A | Wind
60081 | WHRLWIND1A | Wind
60201 | RIO DRCS | AVR
60202 | FRNDDRCS | AVR
71051 | L_BITTCR1_1N | Wind
71054 | L_SWEETW1_1N | Wind
71057 | L_SWEETW1_2N | Wind
71059 | L_SWEETW1_3N | Wind
71060 | L_SWEETW1_4N | Wind
71061 | L_SWEETW1_5N | Wind
76031 | L_GASCCR1_1N | Wind
76091 | L_DIVIDE1_1N | Wind
76095 | L_CAPRSI1_1N | Wind
76096 | L_CAPRSI1_2N | Wind
76097 | L_CAPRGE1_1N | Wind
80003 | MILHWYS | AVR
80012 | LAR | DCTie
80051 | FOR #8 | Cogen
80052 | FOR #9 | Cogen
80053 | FOR #10 | Cogen
80080 | GWINDT11A | Wind
80080 | GWINDT11A | Wind
80080 | GWINDT11A | Wind
80080 | GWINDT11A | Wind
80081 | GWINDT21A | Wind
80081 | GWINDT21A | Wind
80081 | GWINDT21A | Wind
80081 | GWINDT21A | Wind
80137 | CSDR89 | DCTie
80137 | CSDR89 | DCTie
80138 | CSDR7 | DCTie
80139 | CSDR56 | DCTie
80139 | CSDR56 | DCTie
80140 | CSDR11 | DCTie
80180 | PNSCALT11A | Wind
80180 | PNSCALT11A | Wind
80181 | PNSCALT21A | Wind
80181 | PNSCALT21A | Wind
80223 | REYSHR G | Cogen
80224 | VISTRONG1 | Cogen
80225 | VISTRONG2 | Cogen
80226 | ALCOA G | Cogen
80227 | AIRCO G | Cogen
80263 | B_DAVIS31A | CC
80264 | B_DAVIS41A | CC
80265 | LARECU40A | GGT
80266 | LARECU50A | GGT
86104 | CID-138 | DCTie
86105 | CID-230 | DCTie
86106 | CUF-230 | DCTie
86107 | CUF-138 | DCTie
88198 | BEEVILLE | AVR
88253 | HAMILTON | BLT
88299 | ZAPATA | BLT
88508 | FALFURRI | AVR