## Set up
Step 1 | Go to the Zones worksheet in this workbook. Make sure that the source and sink zones are set correctly and the "1"s and "-1"s are correct |  | Summary of Key Data points | Value
File Description: Cont_ Lake to Tradinghouse and TemplePEC to Tradinghouse OL_ TempleSS to LakeCreek
Step 2 | Open Dennis' file that needs to have the data transferred, same file that is listed in cell K27 |  | Number of units | 645
|  |  | Dec PTDF cutoff point | 258
Step 3 | Copy columns J:X from an old Dennis' Sheet to the new sheet (if first round of a new alaysis) |  | Dec PTDF cutoff unit | BRYN_DNSBY14
|  |  | Dec 10% unit | HANDLEY_5G
Step 4 | Mark the contingencies and monitored element set by a "y" in column K of Dennis' sheet, if there are a match on the filename use something to make unique |  | Dec max cumltv zone impact - cumltv zone share | 0.026685
|  |  | Dec max cumltv zone impact - cumltv zone share pt | 125
Step 5 | Enter Dennis' file name into cell K27 |  | Dec max cumltv zone impact - cumltv zone share unit | STRYKER_2G
|  |  | North Zonal weighted AWGSF | 0.13606
Step 6 | click the step one button |  | South Zonal weighted AWGSF | -0.177
|  |  | Inc PTDF cutoff point | 387
Step 7 | Enter the line ratings in Dennis' workbook, the Input worksheet, in the cells |  | Inc PTDF cutoff unit | TNSLCGN1__8
| X6:X30, or to the end of the selected list. |  | Inc 10% unit | SANDH_G4
|  |  | Inc max cumltv zone impact - cumltv zone share | 0.13896
Step 8 | Check to see that the number of generators in Dennis' file matches the length |  | Inc max cumltv zone impact - cumltv zone share pt | 182
| of the formulas in columns L:V (Distributed Slack - Dec) have been copied through to the apporpriate number of rows |  | Inc max cumltv zone impact - cumltv zone share unit | RAYBURNGEN2
| If Dennis' sheet data is less than this file then clear any old unit data in columns A:K of this workbook to match the correct leng |  | North Zonal weighted AWGSF | 0.13606
| It is only necessary to match the Distributed Slack - Dec worksheet. |  | South Zonal weighted AWGSF | -0.177
|  |  | Min of zone correlation | 0.13606
Step 9 | Click the step 2 button |  | Bounary gen in South Zone | 0
| The last file saved will still be open, yopu will need to close this file. |  | Bounary gen in soucre zone as % of line | 0%
| This sheet willno longer be open. |  | Bounary gen in North Zone | 0
|  |  | Bounary gen in soucre zone as % of line | 0
|  |  | OL element line rating | 1072
|  |  | North Zonal weighted AWGSF | 0.13606
|  | NS_043009automation.xls | South Zonal weighted AWGSF | -0.177
Copy Dennis' data step 1
Copy Dennis' Data Step 2

## Distributed Slack - Dec
Number of Bus | Name of Bus | ID | Area Name of Gen | AGC | P Sensitivity of Bus | Gen MW | Min MW | Max MW | V Sensitivity of Bus | Set Volt | Tech Type | Zone Impact | Zone Correlation | Inc Max | Dec Max | Souce S.F. Weighting | Souce Capacity | Sink S.F. Weighting | Sink Capacity | PTDF Calc | PTDF Weighting | Cumulative Share of Zonal Cap | Cumulative Share of Zonal Impact | Cont_ Lake to Tradinghouse and TemplePEC to Tradinghouse OL_ TempleSS to LakeCreek |  | i_PTDF_DEC_pt | 258 |  | STRYKER_2G | Unit at max
3403 | THOUSE_1G | 1 | North | YES | 0.2276 | 563 | 200 | 563 | 0 | 1.012 | GSC | 1 | 0.4046 | 563 | 563 | 128.1371 | 563 |  |  | 0.4046 | 227.789 | 0.013399 | 0.017598 |  |  | i_10pctunit | 15 |  | 125 | # units @ max
3404 | THOUSE_2G | 2 | North | YES | 0.2276 | 807 | 250 | 807 | 0 | 1.012 | GSC | 1 | 0.4046 | 807 | 807 | 183.6708 | 807 |  |  | 0.4046 | 326.5111 | 0.032606 | 0.042823 |  |  | # units | 645 |  | 0.026685 | delta max
238 | BOSQUESW505 | 1 | North | YES | 0.18962 | 255 | 0 | 255 | 0 | 1.02 | CC | 1 | 0.36662 | 255 | 255 | 48.3531 | 255 |  |  | 0.36662 | 93.4885 | 0.038675 | 0.050046 | [5 empty] | Delta
239 | BOSQUESW502 | 1 | North | YES | 0.18962 | 119.2 | 0 | 149 | 0 | 1.02 | GGT | 1 | 0.36662 | 149 | 149 | 28.2534 | 149 |  |  | 0.36662 | 54.6266 | 0.042221 | 0.054266 | Weighted Shift Factors |  |  |  | 1 | 0.0041989
247 | BOSQUESW501 | 2 | North | YES | 0.18962 | 124.8 | 0 | 156 | 0 | 1.02 | GGT | 1 | 0.36662 | 156 | 156 | 29.5807 | 156 |  |  | 0.36662 | 57.193 | 0.045934 | 0.058685 | North | 0.13606 |  |  | 2 | 0.010218
3416 | LAKE_CRK1_G | 1 | North | YES | 0.17208 | 60 | 33 | 75 |  | 1.029 | GST | 1 | 0.34908 | 75 | 75 | 12.9057 | 75 |  |  | 0.34908 | 26.1808 | 0.047719 | 0.060707 | South | -0.177 |  |  | 3 | 0.011371
3417 | LAKE_CRK2_G | 2 | North | YES | 0.17208 | 177.6 | 40 | 222 | 0 | 1.029 | GST | 1 | 0.34908 | 222 | 222 | 38.2009 | 222 |  |  | 0.34908 | 77.4952 | 0.053002 | 0.066694 |  |  |  |  | 4 | 0.012045
1941 | MDLTHELP_1G | 1 | North | YES | 0.15164 | 216.4 | 74 | 216.4 | 0 | 1 | CC | 1 | 0.32864 | 216.4 | 216.4 | 32.8142 | 216.4 |  |  | 0.32864 | 71.1174 | 0.058153 | 0.072189 |  |  |  |  | 5 | 0.012751
1942 | MDLTHELP_2G | 2 | North | YES | 0.15164 | 216.1 | 74 | 216.1 | 0 | 1 | CC | 1 | 0.32864 | 216.1 | 216.1 | 32.7688 | 216.1 |  |  | 0.32864 | 71.0188 | 0.063296 | 0.077675 |  |  |  |  | 6 | 0.012989
1937 | MDLTHELP_5G | 5 | North | YES | 0.15093 | 224 | 74 | 224 | 0 | 1 | CC | 1 | 0.32793 | 224 | 224 | 33.8079 | 224 |  |  | 0.32793 | 73.4562 | 0.068627 | 0.08335 |  |  |  |  | 7 | 0.013692
1938 | MDLTHELP_6G | 6 | North | YES | 0.15093 | 226 | 74 | 226 | 0 | 1 | CC | 1 | 0.32793 | 226 | 226 | 34.1097 | 226 |  |  | 0.32793 | 74.1121 | 0.074006 | 0.089076 |  |  |  |  | 8 | 0.014036
1943 | MDLTHELP_3G | 3 | North | YES | 0.15093 | 212 | 74 | 212 | 0 | 1 | CC | 1 | 0.32793 | 212 | 212 | 31.9967 | 212 |  |  | 0.32793 | 69.5211 | 0.079051 | 0.094447 |  |  |  |  | 9 | 0.01438
1944 | MDLTHELP_4G | 4 | North | YES | 0.15093 | 211 | 74 | 211 | 0 | 1 | CC | 1 | 0.32793 | 211 | 211 | 31.8458 | 211 |  |  | 0.32793 | 69.1932 | 0.084073 | 0.099793 |  |  |  |  | 10 | 0.014724
1947 | HANDLEY_3G | 3 | North | YES | 0.14427 | 316 | 100 | 395 | 0 | 1.022 | GST | 1 | 0.32128 | 395 | 395 | 56.9886 | 395 |  |  | 0.32128 | 126.9043 | 0.093474 | 0.1096 |  |  |  |  | 11 | 0.01507
1949 | HANDLEY_5G | 5 | North | YES | 0.14427 | 348 | 150 | 435 | 0 | 1.022 | GST | 1 | 0.32128 | 435 | 435 | 62.7596 | 435 |  |  | 0.32128 | 139.7553 | 0.10383 | 0.12039 |  |  |  |  | 12 | 0.015396
1948 | HANDLEY_4G | 4 | North | YES | 0.14409 | 348 | 150 | 435 | 0 | 1.022 | GST | 1 | 0.32109 | 435 | 435 | 62.6805 | 435 |  |  | 0.32109 | 139.6762 | 0.11418 | 0.13118 |  |  |  |  | 13 | 0.01572
366 | JNSNCNTY802 | 1 | North | YES | 0.14357 | 168 | 20 | 168 | 0 | 1.02 | Cogen | 1 | 0.32057 | 0 | 0 | 0 | 0 |  |  | 0.32057 | 0 | 0.11418 | 0.13118 |  |  |  |  | 14 | 0.016123
367 | JNSNCNTY802 | 2 | North | YES | 0.14357 | 90 | 20 | 90 | 0 | 1.02 | Cogen | 1 | 0.32057 | 0 | 0 | 0 | 0 |  |  | 0.32057 | 0 | 0.11418 | 0.13118 |  |  |  |  | 15 | 0.016567
251 | BOSQUESW803 | 2 | North | YES | 0.14267 | 150 | 0 | 150 | 0 | 1.032 | CC | 1 | 0.31968 | 150 | 150 | 21.4013 | 150 |  |  | 0.31968 | 47.9515 | 0.11775 | 0.13489 |  |  |  |  | 16 | 0.017005
253 | BOSQUESW804 | 2 | North | YES | 0.14267 | 80 | 0 | 80 | 0 | 1.032 | CC | 1 | 0.31968 | 80 | 80 | 11.414 | 80 |  |  | 0.31968 | 25.5741 | 0.11965 | 0.13687 |  |  |  |  | 17 | 0.017005
1889 | DECRDOVA_1G | 1 | North | YES | 0.14173 | 779 | 255 | 779 | 0 | 1.02 | GSC | 1 | 0.31873 | 779 | 779 | 110.4061 | 779 |  |  | 0.31873 | 248.2904 | 0.13819 | 0.15605 |  |  |  |  | 18 | 0.017005
1877 | WLFHOLW_1G | 1 | North | YES | 0.14129 | 217.3 | 89.2 | 217.3 | 0 | 1.032 | CC | 1 | 0.31829 | 217.3 | 217.3 | 30.7017 | 217.3 |  |  | 0.31829 | 69.1641 | 0.14337 | 0.16139 |  |  |  |  | 19 | 0.01714
1878 | WLFHOLW_2G | 2 | North | YES | 0.14129 | 215.7 | 105 | 215.7 | 0 | 1.032 | CC | 1 | 0.31829 | 215.7 | 215.7 | 30.4756 | 215.7 |  |  | 0.31829 | 68.6549 | 0.1485 | 0.16669 |  |  |  |  | 20 | 0.017211
1879 | WLFHOLW_3G | 3 | North | YES | 0.14129 | 272.4 | 89.2 | 272.4 | 0 | 1.032 | CC | 1 | 0.31829 | 272.4 | 272.4 | 38.4866 | 272.4 |  |  | 0.31829 | 86.7018 | 0.15498 | 0.17339 |  |  |  |  | 21 | 0.017853
244 | WHITNYDM01 | 1 | North | YES | 0.14127 | 15 | 0 | 15 | 0 | 1.035 | Hydro | 1 | 0.31827 | 0 | 0 | 0 | 0 |  |  | 0.31827 | 0 | 0.15498 | 0.17339 |  |  |  |  | 22 | 0.018025
245 | WHITNYDM02 | 2 | North | YES | 0.14127 | 15 | 0 | 15 | 0 | 1.035 | Hydro | 1 | 0.31827 | 0 | 0 | 0 | 0 |  |  | 0.31827 | 0 | 0.15498 | 0.17339 |  |  |  |  | 23 | 0.018195
1861 | EAGLEMNT_1G | MB | North | YES | 0.14106 | 0 | 30 | 112 |  | 1.022 | GST | 1 | 0.31807 | 0 | 0 | 0 | 0 |  |  | 0.31807 | 0 | 0.15498 | 0.17339 |  |  |  |  | 24 | 0.018411
1862 | EAGLEMNT_2G | MB | North | YES | 0.14106 | 0 | 40 | 100 |  | 1.022 | GST | 1 | 0.31807 | 0 | 0 | 0 | 0 |  |  | 0.31807 | 0 | 0.15498 | 0.17339 |  |  |  |  | 25 | 0.018411
1863 | EAGLEMNT_3G | MB | North | YES | 0.14106 | 0 | 50 | 378 |  | 1.022 | GST | 1 | 0.31807 | 0 | 0 | 0 | 0 |  |  | 0.31807 | 0 | 0.15498 | 0.17339 |  |  |  |  | 26 | 0.018411
2381 | NTHLK1_G | 1 | North | YES | 0.14092 | 0 | 35 | 156 |  | 1.022 | GST | 1 | 0.31792 | 156 | 156 | 21.9834 | 156 |  |  | 0.31792 | 49.5956 | 0.15869 | 0.17722 |  |  |  |  | 27 | 0.018411
2382 | NTHLK2_G | 2 | North | YES | 0.14092 | 0 | 35 | 181 |  | 1.022 | GST | 1 | 0.31792 | 181 | 181 | 25.5063 | 181 |  |  | 0.31792 | 57.5436 | 0.163 | 0.18167 |  |  |  |  | 28 | 0.018411
2383 | NTHLK3_G | 3 | North | YES | 0.14092 | 0 | 50 | 329 |  | 1.022 | GST | 1 | 0.31792 | 329 | 329 | 46.3624 | 329 |  |  | 0.31792 | 104.5959 | 0.17083 | 0.18975 |  |  |  |  | 29 | 0.018411
1892 | DECRDOVA_2G | A | North | YES | 0.14084 | 65 | 65 | 70 | 0 | 1.025 | GGT | 1 | 0.31784 | 70 | 70 | 9.8589 | 70 |  |  | 0.31784 | 22.2491 | 0.1725 | 0.19147 |  |  |  |  | 30 | 0.018529
1893 | DECRDOVA_3G | B | North | YES | 0.14084 | 65 | 65 | 69 | 0 | 1.025 | GGT | 1 | 0.31784 | 69 | 69 | 9.7181 | 69 |  |  | 0.31784 | 21.9312 | 0.17414 | 0.19316 |  |  |  |  | 31 | 0.018667
1894 | DECRDOVA_4G | C | North | YES | 0.14084 | 65 | 65 | 69 | 0 | 1.025 | GGT | 1 | 0.31784 | 69 | 69 | 9.7181 | 69 |  |  | 0.31784 | 21.9312 | 0.17578 | 0.19486 |  |  |  |  | 32 | 0.018918
1895 | DECRDOVA_5G | D | North | YES | 0.14084 | 65 | 65 | 68 | 0 | 1.025 | GGT | 1 | 0.31784 | 68 | 68 | 9.5773 | 68 |  |  | 0.31784 | 21.6134 | 0.1774 | 0.19653 |  |  |  |  | 33 | 0.018971
2413 | MTCK6_G | 6 | North | YES | 0.14075 | 0 | 30 | 118 |  | 1.022 | GST | 1 | 0.31775 | 118 | 118 | 16.6083 | 118 |  |  | 0.31775 | 37.4945 | 0.18021 | 0.19942 |  |  |  |  | 34 | 0.019023
2414 | MTCK7_G | 7 | North | YES | 0.14075 | 0 | 30 | 115 |  | 1.022 | GST | 1 | 0.31775 | 115 | 115 | 16.186 | 115 |  |  | 0.31775 | 36.5412 | 0.18295 | 0.20225 |  |  |  |  | 35 | 0.019075
2417 | MTCK8_G | 8 | North | YES | 0.14075 | 444.8 | 60 | 556 | 0 | 1.022 | GSC | 1 | 0.31775 | 556 | 556 | 78.2559 | 556 |  |  | 0.31775 | 176.6688 | 0.19618 | 0.2159 |  |  |  |  | 36 | 0.019126
1898 | COMCHEPK_1G | 1 | North | YES | 0.14054 | 1217 | 1150 | 1217 | 0 | 1.032 | Nuc | 1 | 0.31754 | 0 | 0 | 0 | 0 |  |  | 0.31754 | 0 | 0.19618 | 0.2159 |  |  |  |  | 37 | 0.019215
1899 | COMCHEPK_2G | 2 | North | YES | 0.14054 | 1159 | 1128 | 1159 | 0 | 1.032 | Nuc | 1 | 0.31754 | 0 | 0 | 0 | 0 |  |  | 0.31754 | 0 | 0.19618 | 0.2159 |  |  |  |  | 38 | 0.019301
12322 | ENNSTRAC_1G | 1 | North | YES | 0.13993 | 196 | 130 | 196 | 0 | 1.036 | CC | 1 | 0.31693 | 196 | 196 | 27.4263 | 196 |  |  | 0.31693 | 62.1186 | 0.20084 | 0.2207 |  |  |  |  | 39 | 0.019717
12323 | ENNSTRAC_2G | 2 | North | YES | 0.13993 | 116 | 100 | 116 | 0 | 1.036 | CC | 1 | 0.31693 | 116 | 116 | 16.2319 | 116 |  |  | 0.31693 | 36.7641 | 0.20361 | 0.22354 |  |  |  |  | 40 | 0.019717
2371 | COLLIN_1G | MB | North | YES | 0.13985 | 0 | 40 | 138 |  | 1.022 | GST | 1 | 0.31686 | 0 | 0 | 0 | 0 |  |  | 0.31686 | 0 | 0.20361 | 0.22354 |  |  |  |  | 41 | 0.019717
923 | SPENCER_G4 | 1 | North | YES | 0.13951 | 48 | 20 | 61 | 0 | 1.03 | GST | 1 | 0.31651 | 61 | 61 | 8.5102 | 61 |  |  | 0.31651 | 19.3073 | 0.20506 | 0.22503 |  |  |  |  | 42 | 0.019851
924 | SPENCER_G5 | 1 | North | YES | 0.13951 | 52 | 20 | 66 | 0 | 1.03 | GST | 1 | 0.31651 | 66 | 66 | 9.2078 | 66 |  |  | 0.31651 | 20.8899 | 0.20663 | 0.22664 |  |  |  |  | 43 | 0.019931
6948 | DENISNDM | 1 | North | YES | 0.13919 | 40 | 5 | 40 |  | 1.015 | Hydro | 1 | 0.3162 | 0 | 0 | 0 | 0 |  |  | 0.3162 | 0 | 0.20663 | 0.22664 |  |  |  |  | 44 | 0.019931
6948 | DENISNDM | 2 | North | YES | 0.13919 | 31 | 5 | 40 |  | 1.015 | Hydro | 1 | 0.3162 | 0 | 0 | 0 | 0 |  |  | 0.3162 | 0 | 0.20663 | 0.22664 |  |  |  |  | 45 | 0.019971
1687 | VALLEY_1G | 1 | North | YES | 0.13912 | 136 | 15 | 170 | 0 | 1.029 | GST | 1 | 0.31612 | 170 | 170 | 23.6502 | 170 |  |  | 0.31612 | 53.7405 | 0.21067 | 0.23079 |  |  |  |  | 46 | 0.020014
1688 | VALLEY_2G | 2 | North | YES | 0.13912 | 527 | 90 | 527 | 0 | 1.029 | GSC | 1 | 0.31612 | 527 | 527 | 73.3157 | 527 |  |  | 0.31612 | 166.5956 | 0.22322 | 0.24366 |  |  |  |  | 47 | 0.020014
1689 | VALLEY_3G | 3 | North | YES | 0.13906 | 0 | 25 | 375 |  | 1.003 | GST | 1 | 0.31606 | 375 | 375 | 52.1482 | 375 |  |  | 0.31606 | 118.5239 | 0.23214 | 0.25282 |  |  |  |  | 48 | 0.020014
11691 | KMICHICT1_G | 1 | North | YES | 0.13906 | 144 | 80 | 144 | 0 | 1.026 | CC | 1 | 0.31606 | 144 | 144 | 20.0249 | 144 |  |  | 0.31606 | 45.5132 | 0.23557 | 0.25634 |  |  |  |  | 49 | 0.02012
11692 | KMICHICT2_G | 2 | North | YES | 0.13906 | 146 | 80 | 146 | 0 | 1.026 | CC | 1 | 0.31606 | 146 | 146 | 20.3031 | 146 |  |  | 0.31606 | 46.1453 | 0.23904 | 0.2599 |  |  |  |  | 50 | 0.020448
11693 | KMICHIST3_G | 3 | North | YES | 0.13906 | 312 | 60 | 312 | 0 | 1.026 | CC | 1 | 0.31606 | 312 | 312 | 43.3873 | 312 |  |  | 0.31606 | 98.6119 | 0.24647 | 0.26752 |  |  |  |  | 51 | 0.020679
11694 | KMICHICT4_G | 4 | North | YES | 0.13906 | 144 | 80 | 144 | 0 | 1.026 | CC | 1 | 0.31606 | 144 | 144 | 20.0249 | 144 |  |  | 0.31606 | 45.5132 | 0.2499 | 0.27104 |  |  |  |  | 52 | 0.020768
11695 | KMICHICT5_G | 5 | North | YES | 0.13906 | 148 | 80 | 148 | 0 | 1.026 | CC | 1 | 0.31606 | 148 | 148 | 20.5812 | 148 |  |  | 0.31606 | 46.7774 | 0.25342 | 0.27465 |  |  |  |  | 53 | 0.020859
11696 | KMICHIST6_G | 6 | North | YES | 0.13906 | 310 | 60 | 310 | 0 | 1.026 | CC | 1 | 0.31606 | 310 | 310 | 43.1092 | 310 |  |  | 0.31606 | 97.9797 | 0.2608 | 0.28222 |  |  |  |  | 54 | 0.021052
1678 | LAMARPWR_1G | 1 | North | YES | 0.13897 | 160 | 67.7 | 160 | 0 | 1.038 | CC | 1 | 0.31597 | 160 | 160 | 22.2349 | 160 |  |  | 0.31597 | 50.5551 | 0.2646 | 0.28613 |  |  |  |  | 55 | 0.021141
1679 | LAMARPWR_2G | 2 | North | YES | 0.13897 | 156 | 67.7 | 156 | 0 | 1.038 | CC | 1 | 0.31597 | 156 | 156 | 21.679 | 156 |  |  | 0.31597 | 49.2913 | 0.26832 | 0.28993 |  |  |  |  | 56 | 0.021232
1680 | LAMARPWR_3G | 3 | North | YES | 0.13897 | 196 | 129.1 | 196 | 0 | 1.038 | CC | 1 | 0.31597 | 196 | 196 | 27.2377 | 196 |  |  | 0.31597 | 61.9301 | 0.27298 | 0.29472 |  |  |  |  | 57 | 0.021424
1681 | LAMARPWR_4G | 4 | North | YES | 0.13897 | 156 | 67.7 | 156 | 0 | 1.038 | CC | 1 | 0.31597 | 156 | 156 | 21.679 | 156 |  |  | 0.31597 | 49.2913 | 0.27669 | 0.29853 |  |  |  |  | 58 | 0.021521
1682 | LAMARPWR_5G | 5 | North | YES | 0.13897 | 157 | 67.7 | 157 | 0 | 1.038 | CC | 1 | 0.31597 | 157 | 157 | 21.818 | 157 |  |  | 0.31597 | 49.6072 | 0.28043 | 0.30236 |  |  |  |  | 59 | 0.021617
1683 | LAMARPWR_6G | 6 | North | YES | 0.13897 | 198 | 129.1 | 198 | 0 | 1.038 | CC | 1 | 0.31597 | 198 | 198 | 27.5157 | 198 |  |  | 0.31597 | 62.562 | 0.28514 | 0.30719 |  |  |  |  | 60 | 0.021737
1675 | PEC_1G | 1 | North | YES | 0.13887 | 76.7 | 35 | 76.7 | 0 | 1.022 | Cogen | 1 | 0.31587 | 0 | 0 | 0 | 0 |  |  | 0.31587 | 0 | 0.28514 | 0.30719 |  |  |  |  | 61 | 0.021832
1676 | PEC_2G | 2 | North | YES | 0.13887 | 79.6 | 35 | 79.6 | 0 | 1.022 | Cogen | 1 | 0.31587 | 0 | 0 | 0 | 0 |  |  | 0.31587 | 0 | 0.28514 | 0.30719 |  |  |  |  | 62 | 0.021928
1677 | PEC_3G | 3 | North | YES | 0.13887 | 88.4 | 35 | 88.4 | 0 | 1.022 | Cogen | 1 | 0.31587 | 0 | 0 | 0 | 0 |  |  | 0.31587 | 0 | 0.28514 | 0.30719 |  |  |  |  | 63 | 0.022049
1701 | MOSES_1G | 1 | North | YES | 0.13883 | 558 | 175 | 558 | 0 | 1.023 | LIGCO | 1 | 0.31583 | 0 | 558 | 77.4677 | 558 |  |  | 0.31583 | 176.2346 | 0.29842 | 0.32081 |  |  |  |  | 64 | 0.022049
1702 | MOSES_2G | 2 | North | YES | 0.13883 | 579 | 175 | 579 | 0 | 1.023 | LIGCO | 1 | 0.31583 | 0 | 579 | 80.3831 | 579 |  |  | 0.31583 | 182.8671 | 0.3122 | 0.33494 |  |  |  |  | 65 | 0.022049
1703 | MOSES_3G | 3 | North | YES | 0.13883 | 808 | 463 | 808 | 0 | 1.023 | LIGCO | 1 | 0.31583 | 0 | 808 | 112.1754 | 808 |  |  | 0.31583 | 255.1928 | 0.33143 | 0.35465 |  |  |  |  | 66 | 0.022049
5925 | DCEAST | EQ | North | YES | 0.13883 | 400.3 | -600 | 600 | 0 | 1.025 | DCTie | 1 | 0.31583 | 0 | 0 | 0 | 0 |  |  | 0.31583 | 0 | 0.33143 | 0.35465 |  |  |  |  | 67 | 0.022384
12440 | PARKD_1SVC8 | 1 | North | YES | 0.13877 | 0 | 0 | 0 | 0 | 1.007 | GST | 1 | 0.31577 | 0 | 0 | 0 | 0 |  |  | 0.31577 | 0 | 0.33143 | 0.35465 |  |  |  |  | 68 | 0.022731
12449 | PARKD_2SVC8 | 1 | North | YES | 0.13877 | 0 | 0 | 0 | 0 | 1.007 | GST | 1 | 0.31577 | 0 | 0 | 0 | 0 |  |  | 0.31577 | 0 | 0.33143 | 0.35465 |  |  |  |  | 69 | 0.023216
842 | OLINGER_G1 | 1 | North | YES | 0.13871 | 55.4 | 20 | 79 | 0 | 1.03 | GST | 1 | 0.31572 | 79 | 79 | 10.9584 | 79 |  |  | 0.31572 | 24.9415 | 0.33331 | 0.35658 |  |  |  |  | 70 | 0.023216
843 | OLINGER_G2 | 1 | North | YES | 0.13871 | 76.2 | 25 | 110 | 0 | 1.03 | GST | 1 | 0.31572 | 110 | 110 | 15.2585 | 110 |  |  | 0.31572 | 34.7287 | 0.33593 | 0.35926 |  |  |  |  | 71 | 0.023216
844 | OLINGER_G3 | 1 | North | YES | 0.13871 | 103.9 | 45 | 150 | 0 | 1.03 | GST | 1 | 0.31572 | 150 | 150 | 20.8071 | 150 |  |  | 0.31572 | 47.3573 | 0.3395 | 0.36292 |  |  |  |  | 72 | 0.023216
845 | OLINGER_G4 | 1 | North | YES | 0.13871 | 51.9 | 0 | 76 | 0 | 1.03 | GGT | 1 | 0.31572 | 76 | 76 | 10.5423 | 76 |  |  | 0.31572 | 23.9944 | 0.34131 | 0.36477 |  |  |  |  | 73 | 0.023263
837 | NEWMAN_G5 | 1 | North | YES | 0.13869 | 0 | 15 | 40 |  | 1.01 | GST | 1 | 0.31569 | 40 | 40 | 5.5476 | 40 |  |  | 0.31569 | 12.6276 | 0.34226 | 0.36575 |  |  |  |  | 74 | 0.023328
948 | STEAM1 | 1 | North | YES | 0.13855 | 0 | 12 | 20 |  | 1.02 | GST | 1 | 0.31555 | 20 | 20 | 2.771 | 20 |  |  | 0.31555 | 6.311 | 0.34274 | 0.36624 |  |  |  |  | 75 | 0.023417
949 | STEAM2 | 1 | North | YES | 0.13855 | 26 | 8 | 26 | 0 | 0.99 | GST | 1 | 0.31555 | 26 | 26 | 3.6023 | 26 |  |  | 0.31555 | 8.2043 | 0.34336 | 0.36687 |  |  |  |  | 76 | 0.023462
950 | STEAM3 | 1 | North | YES | 0.13855 | 41 | 13 | 42 | 0 | 1.02 | GST | 1 | 0.31555 | 42 | 42 | 5.8191 | 42 |  |  | 0.31555 | 13.2531 | 0.34436 | 0.36789 |  |  |  |  | 77 | 0.023485
2451 | LKHB1_G | 1 | North | YES | 0.13851 | 0 | 80 | 391 |  | 1.022 | GST | 1 | 0.31551 | 391 | 391 | 54.1566 | 391 |  |  | 0.31551 | 123.3643 | 0.35366 | 0.37742 |  |  |  |  | 78 | 0.023497
2452 | LKHB2_G | 2 | North | YES | 0.13851 | 516 | 80 | 516 | 0 | 1.022 | GST | 1 | 0.31551 | 516 | 516 | 71.4701 | 516 |  |  | 0.31551 | 162.803 | 0.36594 | 0.39 |  |  |  |  | 79 | 0.023512
728 | WOLFRIDGE801 | 1 | North | YES | 0.1383 | 11.2 | 0 | 112.5 | 0 | 0.99 | Wind | 1 | 0.3153 | 0 | 112.5 | 15.5591 | 112.5 |  |  | 0.3153 | 35.4718 | 0.36862 | 0.39274 |  |  |  |  | 80 | 0.023536
580 | JCKCNTY801 | 1 | North | YES | 0.13786 | 288 | 0 | 288 | 0 | 1.022 | CC | 1 | 0.31486 | 288 | 288 | 39.7025 | 288 |  |  | 0.31486 | 90.679 | 0.37548 | 0.39975 |  |  |  |  | 81 | 0.023761
581 | JCKCNTY802 | 2 | North | YES | 0.13786 | 147 | 0 | 147 | 0 | 1.022 | CC | 1 | 0.31486 | 147 | 147 | 20.2648 | 147 |  |  | 0.31486 | 46.2841 | 0.37897 | 0.40332 |  |  |  |  | 82 | 0.024058
582 | JCKCNTY803 | 3 | North | YES | 0.13786 | 147 | 0 | 147 | 0 | 1.022 | CC | 1 | 0.31486 | 147 | 147 | 20.2648 | 147 |  |  | 0.31486 | 46.2841 | 0.38247 | 0.4069 |  |  |  |  | 83 | 0.024121
12411 | FPLEFR1A_G | 1 | North | YES | 0.1377 | 161 | 72 | 161 | 0 | 1 | CC | 1 | 0.3147 | 161 | 161 | 22.1695 | 161 |  |  | 0.3147 | 50.6668 | 0.3863 | 0.41081 |  |  |  |  | 84 | 0.024272
12412 | FPLEFR1B_G | 2 | North | YES | 0.1377 | 164 | 72 | 164 | 0 | 1 | CC | 1 | 0.3147 | 164 | 164 | 22.5826 | 164 |  |  | 0.3147 | 51.6109 | 0.39021 | 0.4148 |  |  |  |  | 85 | 0.024349
12413 | FPLEFR1C_G | 3 | North | YES | 0.1377 | 164 | 72 | 164 | 0 | 1 | CC | 1 | 0.3147 | 164 | 164 | 22.5826 | 164 |  |  | 0.3147 | 51.6109 | 0.39411 | 0.41879 |  |  |  |  | 86 | 0.024427
12414 | FPLEFR1S_G | 4 | North | YES | 0.1377 | 414 | 191 | 414 | 0 | 1 | CC | 1 | 0.3147 | 414 | 414 | 57.0074 | 414 |  |  | 0.3147 | 130.2861 | 0.40396 | 0.42885 |  |  |  |  | 87 | 0.024509
12421 | FPLEFR2A_G | 1 | North | YES | 0.1377 | 162 | 72 | 162 | 0 | 1 | CC | 1 | 0.3147 | 162 | 162 | 22.3072 | 162 |  |  | 0.3147 | 50.9815 | 0.40782 | 0.43279 |  |  |  |  | 88 | 0.024593
12422 | FPLEFR2B_G | 2 | North | YES | 0.1377 | 161 | 72 | 161 | 0 | 1 | CC | 1 | 0.3147 | 161 | 161 | 22.1695 | 161 |  |  | 0.3147 | 50.6668 | 0.41165 | 0.43671 |  |  |  |  | 89 | 0.024677
12423 | FPLEFR2C_G | 3 | North | YES | 0.1377 | 163 | 72 | 163 | 0 | 1 | CC | 1 | 0.3147 | 163 | 163 | 22.4449 | 163 |  |  | 0.3147 | 51.2962 | 0.41553 | 0.44067 |  |  |  |  | 90 | 0.02489
12424 | FPLEFR2S_G | 4 | North | YES | 0.1377 | 415 | 191 | 415 | 0 | 1 | CC | 1 | 0.3147 | 415 | 415 | 57.1451 | 415 |  |  | 0.3147 | 130.6008 | 0.42541 | 0.45076 |  |  |  |  | 91 | 0.024973
1453 | WCPWRCO_1G | 1 | North | YES | 0.1369 | 204 | 50 | 204 | 0 | 1.02 | CC | 1 | 0.31391 | 204 | 204 | 27.9284 | 204 |  |  | 0.31391 | 64.0368 | 0.43026 | 0.45571 |  |  |  |  | 92 | 0.025055
1454 | WCPWRCO_2G | 2 | North | YES | 0.1369 | 204 | 50 | 204 | 0 | 1.02 | CC | 1 | 0.31391 | 204 | 204 | 27.9284 | 204 |  |  | 0.31391 | 64.0368 | 0.43512 | 0.46065 |  |  |  |  | 93 | 0.025139
1455 | WCPWRCO_3G | 3 | North | YES | 0.1369 | 242 | 50 | 242 |  | 1.02 | CC | 1 | 0.31391 | 242 | 242 | 33.1308 | 242 |  |  | 0.31391 | 75.9652 | 0.44088 | 0.46652 |  |  |  |  | 94 | 0.025352
503 | NTHTEXAS01 | 1 | North | YES | 0.13687 | 0 | 5 | 18 |  | 1.015 | GST | 1 | 0.31387 | 18 | 18 | 2.4636 | 18 |  |  | 0.31387 | 5.6496 | 0.44131 | 0.46696 |  |  |  |  | 95 | 0.025444
504 | NTHTEXAS02 | 2 | North | YES | 0.13687 | 14.4 | 5 | 18 |  | 1.015 | GST | 1 | 0.31387 | 18 | 18 | 2.4636 | 18 |  |  | 0.31387 | 5.6496 | 0.44173 | 0.4674 |  |  |  |  | 96 | 0.025536
505 | NTHTEXAS03 | 3 | North | YES | 0.13687 | 30.4 | 15 | 38 |  | 1.015 | GST | 1 | 0.31387 | 38 | 38 | 5.2009 | 38 |  |  | 0.31387 | 11.927 | 0.44264 | 0.46832 |  |  |  |  | 97 | 0.025645
3126 | TRINIDAD_6G | 1 | North | YES | 0.13471 | 179.2 | 46 | 224 | 0 | 1 | GST | 1 | 0.31171 | 224 | 224 | 30.1746 | 224 |  |  | 0.31171 | 69.823 | 0.44797 | 0.47371 |  |  |  |  | 98 | 0.025653
332 | RWMILLER01 | 1 | North | YES | 0.13455 | 58.4 | 18.5 | 73 | 0 | 1.04 | GST | 1 | 0.31155 | 73 | 73 | 9.8224 | 73 |  |  | 0.31155 | 22.7435 | 0.44971 | 0.47547 |  |  |  |  | 99 | 0.025661
333 | RWMILLER02 | 2 | North | YES | 0.13455 | 95.2 | 37 | 119 | 0 | 1.04 | GST | 1 | 0.31155 | 119 | 119 | 16.0118 | 119 |  |  | 0.31155 | 37.075 | 0.45254 | 0.47833 |  |  |  |  | 100 | 0.025678
334 | RWMILLER03 | 3 | North | YES | 0.13455 | 166.4 | 65 | 208 | 0 | 1.04 | GST | 1 | 0.31155 | 208 | 208 | 27.987 | 208 |  |  | 0.31155 | 64.8034 | 0.45749 | 0.48334 |  |  |  |  | 101 | 0.025741
335 | RWMILLER04 | 4 | North | YES | 0.13455 | 81.6 | 0 | 102 | 0 | 1.04 | GST | 1 | 0.31155 | 102 | 102 | 13.7244 | 102 |  |  | 0.31155 | 31.7786 | 0.45992 | 0.48579 |  |  |  |  | 102 | 0.025761
336 | RWMILLER05 | 5 | North | YES | 0.13455 | 80.8 | 0 | 101 | 0 | 1.04 | GST | 1 | 0.31155 | 101 | 101 | 13.5899 | 101 |  |  | 0.31155 | 31.467 | 0.46232 | 0.48823 |  |  |  |  | 103 | 0.025793
344 | MRSSHPRD | 1 | North | YES | 0.13391 | 0 | 0 | 12 |  | 1.03 | Hydro | 1 | 0.31091 | 0 | 0 | 0 | 0 |  |  | 0.31091 | 0 | 0.46232 | 0.48823 |  |  |  |  | 104 | 0.025849
345 | MRSSHPRD01 | 2 | North | YES | 0.13391 | 0 | 0 | 12 |  | 1.03 | Hydro | 1 | 0.31091 | 0 | 0 | 0 | 0 |  |  | 0.31091 | 0 | 0.46232 | 0.48823 |  |  |  |  | 105 | 0.025877
3097 | MARTLAKE_1G | 1 | North | YES | 0.13386 | 790 | 500 | 790 | 0 | 1.017 | LIGCO | 1 | 0.31087 | 0 | 790 | 105.7526 | 790 |  |  | 0.31087 | 245.5839 | 0.48112 | 0.5072 |  |  |  |  | 106 | 0.025904
3098 | MARTLAKE_2G | 2 | North | YES | 0.13386 | 795 | 461 | 795 | 0 | 1.017 | LIGCO | 1 | 0.31087 | 0 | 795 | 106.4219 | 795 |  |  | 0.31087 | 247.1382 | 0.50004 | 0.52629 |  |  |  |  | 107 | 0.025904
3099 | MARTLAKE_3G | 3 | North | YES | 0.13386 | 804 | 500 | 804 | 0 | 1.017 | LIGCO | 1 | 0.31087 | 0 | 804 | 107.6267 | 804 |  |  | 0.31087 | 249.936 | 0.51918 | 0.5456 |  |  |  |  | 108 | 0.025904
1600 | BARTNWND_1G | 1 | North | YES | 0.1337 | 12 | 0 | 120 | 0 | 1.022 | Wind | 1 | 0.3107 | 0 | 120 | 16.0434 | 120 |  |  | 0.3107 | 37.2836 | 0.52204 | 0.54848 |  |  |  |  | 109 | 0.026075
13116 | TGATEWAY_1G | 1 | North | YES | 0.13341 | 151 | 30 | 151 | 0 | 1.0232 | CC | 1 | 0.31041 | 151 | 151 | 20.1454 | 151 |  |  | 0.31041 | 46.8726 | 0.52563 | 0.5521 |  |  |  |  | 110 | 0.026247
13117 | TGATEWAY_2G | 2 | North | YES | 0.13341 | 130 | 30 | 130 | 0 | 1.0232 | CC | 1 | 0.31041 | 130 | 130 | 17.3437 | 130 |  |  | 0.31041 | 40.3539 | 0.52872 | 0.55522 |  |  |  |  | 111 | 0.026422
13118 | TGATEWAY_3G | 3 | North | YES | 0.13341 | 148 | 30 | 148 | 0 | 1.0232 | CC | 1 | 0.31041 | 148 | 148 | 19.7451 | 148 |  |  | 0.31041 | 45.9414 | 0.53225 | 0.55877 |  |  |  |  | 112 | 0.026446
13119 | TGATEWAY_4G | 4 | North | YES | 0.13341 | 399 | 65 | 399 | 0 | 1.0232 | CC | 1 | 0.31041 | 399 | 399 | 53.2318 | 399 |  |  | 0.31041 | 123.8554 | 0.54174 | 0.56834 |  |  |  |  | 113 | 0.026473
3348 | CHAMPION_1G | MB | North | YES | 0.13274 | 0 | 42 | 42 |  | 1 | Cogen | 1 | 0.30974 | 0 | 0 | 0 | 0 |  |  | 0.30974 | 0 | 0.54174 | 0.56834 |  |  |  |  | 114 | 0.026497
3309 | ASPN_G | 1 | North | YES | 0.13271 | 50 | 0 | 50 |  | 1 | Bio | 1 | 0.30971 | 50 | 50 | 6.6356 | 50 |  |  | 0.30971 | 15.4856 | 0.54293 | 0.56953 |  |  |  |  | 115 | 0.026524
1432 | GRHAMSES_2G | 2 | North | YES | 0.1322 | 294.9 | 90 | 366 | 0 | 1.014 | GST | 1 | 0.3092 | 366 | 366 | 48.3852 | 366 |  |  | 0.3092 | 113.1678 | 0.55164 | 0.57828 |  |  |  |  | 116 | 0.026597
1479 | WFCOGEN_1G | 1 | North | YES | 0.13213 | 16 | 12 | 20 | 0 | 1 | Cogen | 1 | 0.30913 | 0 | 0 | 0 | 0 |  |  | 0.30913 | 0 | 0.55164 | 0.57828 |  |  |  |  | 117 | 0.026597
1479 | WFCOGEN_1G | 2 | North | YES | 0.13213 | 16 | 12 | 20 | 0 | 1 | Cogen | 1 | 0.30913 | 0 | 0 | 0 | 0 |  |  | 0.30913 | 0 | 0.55164 | 0.57828 |  |  |  |  | 118 | 0.026603
1482 | WFCOGEN_2G | 2 | North | YES | 0.13213 | 13.6 | 12 | 17 | 0 | 1 | Cogen | 1 | 0.30913 | 0 | 0 | 0 | 0 |  |  | 0.30913 | 0 | 0.55164 | 0.57828 |  |  |  |  | 119 | 0.026635
1482 | WFCOGEN_2G | 1 | North | YES | 0.13213 | 16 | 12 | 20 | 0 | 1 | Cogen | 1 | 0.30913 | 0 | 0 | 0 | 0 |  |  | 0.30913 | 0 | 0.55164 | 0.57828 |  |  |  |  | 120 | 0.026635
3107 | STRYKER_1G | 1 | North | YES | 0.13204 | 145.6 | 45 | 182 | 0 | 1.029 | GST | 1 | 0.30904 | 182 | 182 | 24.0311 | 182 |  |  | 0.30904 | 56.2454 | 0.55597 | 0.58262 |  |  |  |  | 121 | 0.026635
3108 | STRYKER_2G | 2 | North | YES | 0.13204 | 484 | 75 | 484 | 0 | 1.029 | GST | 1 | 0.30904 | 484 | 484 | 63.9069 | 484 |  |  | 0.30904 | 149.5757 | 0.56749 | 0.59418 |  |  |  |  | 122 | 0.026635
1433 | GRHAMSES_1G | 1 | North | YES | 0.13105 | 242 | 60 | 242 | 0 | 1.038 | GST | 1 | 0.30805 | 242 | 242 | 31.7146 | 242 |  |  | 0.30805 | 74.549 | 0.57325 | 0.59994 |  |  |  |  | 123 | 0.026635
13134 | CALFREST_4G | 4 | North | YES | 0.12861 | 151.5 | 40 | 151.5 | 0 | 1.031 | CC | 1 | 0.30561 | 151.5 | 151.5 | 19.484 | 151.5 |  |  | 0.30561 | 46.2997 | 0.57686 | 0.60351 |  |  |  |  | 124 | 0.026649
13135 | CALFREST_5G | 5 | North | YES | 0.12861 | 152.3 | 57 | 152.3 | 0 | 1.031 | CC | 1 | 0.30561 | 152.3 | 152.3 | 19.5868 | 152.3 |  |  | 0.30561 | 46.5442 | 0.58048 | 0.60711 |  |  |  |  | 125 | 0.026685
13136 | CALFREST_6G | 6 | North | YES | 0.12861 | 177.5 | 40 | 177.5 | 0 | 1.031 | CC | 1 | 0.30561 | 177.5 | 177.5 | 22.8277 | 177.5 |  |  | 0.30561 | 54.2455 | 0.58471 | 0.6113 |  |  |  |  | 126 | 0.026685
13131 | CALFREST_1G | 1 | North | YES | 0.12845 | 150.7 | 40 | 150.7 | 0 | 1.031 | CC | 1 | 0.30545 | 150.7 | 150.7 | 19.3576 | 150.7 |  |  | 0.30545 | 46.0317 | 0.58829 | 0.61486 |  |  |  |  | 127 | 0.026657
13132 | CALFREST_2G | 2 | North | YES | 0.12845 | 151 | 57 | 151 | 0 | 1.031 | CC | 1 | 0.30545 | 151 | 151 | 19.3961 | 151 |  |  | 0.30545 | 46.1234 | 0.59189 | 0.61842 |  |  |  |  | 128 | 0.026628
13133 | CALFREST_3G | 3 | North | YES | 0.12845 | 177.4 | 40 | 177.4 | 0 | 1.031 | CC | 1 | 0.30545 | 177.4 | 177.4 | 22.7872 | 177.4 |  |  | 0.30545 | 54.1873 | 0.59611 | 0.62261 |  |  |  |  | 129 | 0.026594
6100 | OKLA7A | EQ | West | YES | 0.12813 | 50 | -220 | 220 | 0 | 1.035 | DCTie | 1 | 0.30513 | 0 | 0 |  |  |  |  | 0.30513 | 0 | 0.59611 | 0.62261 |  |  |  |  | 130 | 0.026564
6752 | OKLA0A | 1 | West | YES | 0.12813 | 649.7 | 175 | 649.7 | 0 | 1.035 | LIGCO | 1 | 0.30513 | 0 | 649.7 |  |  |  |  | 0.30513 | 198.244 | 0.61157 | 0.63792 |  |  |  |  | 131 | 0.026533
3381 | BBRN_1G | 1 | North | YES | 0.12735 | 618 | 225 | 618 | 0 | 1.03 | LIGCO | 1 | 0.30435 | 0 | 618 | 78.7011 | 618 |  |  | 0.30435 | 188.0881 | 0.62628 | 0.65245 |  |  |  |  | 132 | 0.026497
3382 | BBRN_2G | 2 | North | YES | 0.12735 | 589 | 225 | 589 | 0 | 1.03 | LIGCO | 1 | 0.30435 | 0 | 589 | 75.008 | 589 |  |  | 0.30435 | 179.2619 | 0.6403 | 0.6663 |  |  |  |  | 133 | 0.026497
1442 | COKFIELD_5 | 1 | North | YES | 0.12701 | 16.5 | 0 | 165 |  | 1.029 | Wind | 1 | 0.30401 | 0 | 165 | 20.9565 | 165 |  |  | 0.30401 | 50.1618 | 0.64423 | 0.67018 |  |  |  |  | 134 | 0.02635
1643 | SLSTR1PP_1G | 1 | North | YES | 0.1261 | 6 | 0 | 60 | 0 | 1.022 | Wind | 1 | 0.30311 | 0 | 60 | 7.5663 | 60 |  |  | 0.30311 | 18.1864 | 0.64565 | 0.67158 |  |  |  |  | 135 | 0.026173
1438 | MESQUITW_2G | 1 | North | YES | 0.12537 | 23.6 | 0 | 236 |  | 1.017 | Wind | 1 | 0.30237 | 0 | 236 | 29.5871 | 236 |  |  | 0.30237 | 71.3595 | 0.65127 | 0.6771 |  |  |  |  | 136 | 0.026004
1437 | MESQUITW_1G | 1 | North | YES | 0.12536 | 40 | 0 | 400 | 0 | 1.023 | Wind | 1 | 0.30236 | 0 | 400 | 50.144 | 400 |  |  | 0.30236 | 120.9447 | 0.66079 | 0.68644 |  |  |  |  | 137 | 0.025953
60081 | WHRLWIND1A | 1 | West | YES | 0.12223 | 12 | 0 | 60 | 0 | 1.03 | Wind | 1 | 0.29923 | 0 | 60 |  |  |  |  | 0.29923 | 17.954 | 0.66222 | 0.68783 |  |  |  |  | 138 | 0.02593
1416 | SWETWATR_1G | 1 | West | YES | 0.12132 | 30 | 18 | 30 | 0 | 1.026 | CC | 1 | 0.29832 | 30 | 30 |  |  |  |  | 0.29832 | 8.9495 | 0.66293 | 0.68852 |  |  |  |  | 139 | 0.025826
1417 | SWETWATR_2G | 2 | West | YES | 0.12132 | 72 | 36 | 72 | 0 | 1.026 | CC | 1 | 0.29832 | 72 | 72 |  |  |  |  | 0.29832 | 21.4788 | 0.66465 | 0.69018 |  |  |  |  | 140 | 0.02565
1418 | SWETWATR_3G | 3 | West | YES | 0.12132 | 68 | 36 | 68 | 0 | 1.026 | CC | 1 | 0.29832 | 68 | 68 |  |  |  |  | 0.29832 | 20.2855 | 0.66626 | 0.69175 |  |  |  |  | 141 | 0.025609
1419 | SWETWATR_4G | 4 | West | YES | 0.12132 | 61 | 36 | 61 | 0 | 1.026 | CC | 1 | 0.29832 | 61 | 61 |  |  |  |  | 0.29832 | 18.1973 | 0.66772 | 0.69315 |  |  |  |  | 142 | 0.025586
11056 | ROSCOE_1G | 1 | West | YES | 0.12047 | 41.8 | 0 | 209 |  | 1 | Wind | 1 | 0.29747 | 0 | 209 |  |  |  |  | 0.29747 | 62.1705 | 0.67269 | 0.69795 |  |  |  |  | 143 | 0.025532
11057 | CHAMPION_1G | 1 | West | YES | 0.12047 | 25.3 | 0 | 126.5 |  | 1 | Wind | 1 | 0.29747 | 0 | 126.5 |  |  |  |  | 0.29747 | 37.6295 | 0.6757 | 0.70086 |  |  |  |  | 144 | 0.025481
11058 | PYRON_1G | 1 | West | YES | 0.12047 | 49.8 | 0 | 249 |  | 1 | Wind | 1 | 0.29747 | 0 | 249 |  |  |  |  | 0.29747 | 74.0692 | 0.68163 | 0.70658 |  |  |  |  | 145 | 0.025435
11059 | INADALE_1G | 1 | West | YES | 0.12047 | 39.4 | 0 | 197 |  | 1 | Wind | 1 | 0.29747 | 0 | 197 |  |  |  |  | 0.29747 | 58.6009 | 0.68632 | 0.71111 |  |  |  |  | 146 | 0.025264
6144 | MCADOO1A | 1 | West | YES | 0.12036 | 15 | 0 | 150 | 0 | 1.025 | Wind | 1 | 0.29737 | 0 | 150 |  |  |  |  | 0.29737 | 44.6048 | 0.68989 | 0.71456 |  |  |  |  | 147 | 0.02516
71051 | L_BITTCR1_1N | W1 | West | YES | 0.12029 | 7.5 | 0 | 37.5 |  | 1.02 | Wind | 1 | 0.29729 | 0 | 37.5 |  |  |  |  | 0.29729 | 11.1483 | 0.69078 | 0.71542 |  |  |  |  | 148 | 0.024956
71054 | L_SWEETW1_1N | W1 | West | YES | 0.12029 | 21.5 | 0 | 107.5 |  | 1.02 | Wind | 1 | 0.29729 | 0 | 107.5 |  |  |  |  | 0.29729 | 31.9584 | 0.69334 | 0.71789 |  |  |  |  | 149 | 0.024795
71057 | L_SWEETW1_2N | W1 | West | YES | 0.12029 | 27 | 0 | 135 |  | 1.02 | Wind | 1 | 0.29729 | 0 | 135 |  |  |  |  | 0.29729 | 40.1338 | 0.69655 | 0.72099 |  |  |  |  | 150 | 0.024671
71059 | L_SWEETW1_3N | W1 | West | YES | 0.12029 | 23.8 | 0 | 119 | 0 | 1.02 | Wind | 1 | 0.29729 | 0 | 119 |  |  |  |  | 0.29729 | 35.3772 | 0.69938 | 0.72372 |  |  |  |  | 151 | 0.02464
71060 | L_SWEETW1_4N | W1 | West | YES | 0.12029 | 21 | 0 | 105 | 0 | 1.02 | Wind | 1 | 0.29729 | 0 | 105 |  |  |  |  | 0.29729 | 31.2152 | 0.70188 | 0.72613 |  |  |  |  | 152 | 0.02455
71061 | L_SWEETW1_5N | W1 | West | YES | 0.12029 | 16.1 | 0 | 80.5 | 0 | 1.02 | Wind | 1 | 0.29729 | 0 | 80.5 |  |  |  |  | 0.29729 | 23.9317 | 0.7038 | 0.72798 |  |  |  |  | 153 | 0.024438
6407 | TURKTRAK1A | 1 | West | YES | 0.11931 | 33.9 | 0 | 169.5 | 0 | 1.025 | Wind | 1 | 0.29631 | 0 | 169.5 |  |  |  |  | 0.29631 | 50.2247 | 0.70783 | 0.73186 |  |  |  |  | 154 | 0.024339
1343 | TRENTIPP_8 | 1 | West | YES | 0.11903 | 30 | 0 | 150 |  | 1.014 | Wind | 1 | 0.29603 | 0 | 150 |  |  |  |  | 0.29603 | 44.4044 | 0.7114 | 0.73529 |  |  |  |  | 155 | 0.024252
1354 | AEPWIND_8 | 1 | West | YES | 0.11903 | 20.2 | 0 | 101 |  | 1 | Wind | 1 | 0.29603 | 0 | 101 |  |  |  |  | 0.29603 | 29.899 | 0.7138 | 0.7376 |  |  |  |  | 156 | 0.024185
36998 | RDCNYNG1 | 1 | West | YES | 0.11897 | 16.8 | 0 | 84 |  | 1.01 | Wind | 1 | 0.29597 | 0 | 84 |  |  |  |  | 0.29597 | 24.8613 | 0.7158 | 0.73952 |  |  |  |  | 157 | 0.024031
1061 | CIELOGEN_1G | 1 | West | YES | 0.11865 | 19.8 | 0 | 99 |  | 1 | Wind | 1 | 0.29565 | 0 | 99 |  |  |  |  | 0.29565 | 29.2692 | 0.71816 | 0.74178 |  |  |  |  | 158 | 0.023891
1062 | CIELOGEN_2G | 1 | West | YES | 0.11865 | 12.2 | 0 | 61 |  | 1 | Wind | 1 | 0.29565 | 0 | 61 |  |  |  |  | 0.29565 | 18.0346 | 0.71961 | 0.74318 |  |  |  |  | 159 | 0.023797
1069 | KINDERMG_1G | 1 | West | YES | 0.11865 | 25 | 5 | 25 | 0 | 1.017 | Cogen | 1 | 0.29565 | 0 | 0 |  |  |  |  | 0.29565 | 0 | 0.71961 | 0.74318 |  |  |  |  | 160 | 0.023719
1070 | KINDERMG_2G | 1 | West | YES | 0.11865 | 45.7 | 12 | 45.7 | 0 | 1.017 | Cogen | 1 | 0.29565 | 0 | 0 |  |  |  |  | 0.29565 | 0 | 0.71961 | 0.74318 |  |  |  |  | 161 | 0.023624
1071 | KINDERMG_3G | 1 | West | YES | 0.11865 | 45.7 | 12 | 45.7 | 0 | 1.017 | Cogen | 1 | 0.29565 | 0 | 0 |  |  |  |  | 0.29565 | 0 | 0.71961 | 0.74318 |  |  |  |  | 162 | 0.023565
1068 | SCURRYCW_1G | 1 | West | YES | 0.11863 | 28.2 | 1.3 | 141 | 0 | 1.0217 | Wind | 1 | 0.29563 | 0 | 141 |  |  |  |  | 0.29563 | 41.6839 | 0.72297 | 0.7464 |  |  |  |  | 163 | 0.023565
1073 | SCURRYCW_2G | 2 | West | YES | 0.11863 | 24 | 0 | 120 | 0 | 1.0217 | Wind | 1 | 0.29563 | 0 | 120 |  |  |  |  | 0.29563 | 35.4757 | 0.72582 | 0.74914 |  |  |  |  | 164 | 0.023565
6637 | SNYDERW1A | 1 | West | YES | 0.1185 | 12.6 | 0 | 63 | 0 | 1.025 | Wind | 1 | 0.2955 | 0 | 63 |  |  |  |  | 0.2955 | 18.6167 | 0.72732 | 0.75058 |  |  |  |  | 165 | 0.023565
1037 | MORGAN5G_5G | 5 | West | YES | 0.11843 | 109.6 | 40 | 137 | 0 | 1.029 | GST | 1 | 0.29543 | 137 | 137 |  |  |  |  | 0.29543 | 40.4737 | 0.73058 | 0.7537 |  |  |  |  | 166 | 0.02343
1039 | MRGNAG_1G | A | West | YES | 0.11843 | 69 | 69 | 69 | 0 | 1.029 | GGT | 1 | 0.29543 | 69 | 69 |  |  |  |  | 0.29543 | 20.3846 | 0.73223 | 0.75528 |  |  |  |  | 167 | 0.023315
1040 | MRGNBG_2G | B | West | YES | 0.11843 | 70 | 70 | 71 | 0 | 1.029 | GGT | 1 | 0.29543 | 71 | 71 |  |  |  |  | 0.29543 | 20.9754 | 0.73392 | 0.7569 |  |  |  |  | 168 | 0.023254
1041 | MRGNCG_3G | C | West | YES | 0.11843 | 69 | 69 | 70 | 0 | 1.029 | GGT | 1 | 0.29543 | 70 | 70 |  |  |  |  | 0.29543 | 20.68 | 0.73558 | 0.7585 |  |  |  |  | 169 | 0.02312
1042 | MRGNDG_4G | D | West | YES | 0.11843 | 68 | 68 | 68 | 0 | 1.029 | GGT | 1 | 0.29543 | 68 | 68 |  |  |  |  | 0.29543 | 20.0891 | 0.7372 | 0.76005 |  |  |  |  | 170 | 0.023053
1043 | MRGNEG_5G | E | West | YES | 0.11843 | 68 | 68 | 70 | 0 | 1.029 | GGT | 1 | 0.29543 | 70 | 70 |  |  |  |  | 0.29543 | 20.68 | 0.73887 | 0.76165 |  |  |  |  | 171 | 0.022983
1044 | MRGNFG_6G | F | West | YES | 0.11843 | 66 | 66 | 66 | 0 | 1.029 | GGT | 1 | 0.29543 | 66 | 66 |  |  |  |  | 0.29543 | 19.4983 | 0.74044 | 0.76315 |  |  |  |  | 172 | 0.022915
1058 | LONGSHORE_5 | 1 | West | YES | 0.11824 | 30 | 0 | 150 |  | 1.01 | Wind | 1 | 0.29524 | 0 | 150 |  |  |  |  | 0.29524 | 44.2864 | 0.74401 | 0.76657 |  |  |  |  | 173 | 0.022849
1058 | LONGSHORE_5 | 2 | West | YES | 0.11824 | 44 | 0 | 220 |  | 1.01 | Wind | 1 | 0.29524 | 0 | 220 |  |  |  |  | 0.29524 | 64.9534 | 0.74924 | 0.77159 |  |  |  |  | 174 | 0.02278
11065 | ELBOWCK_1G | 1 | West | YES | 0.11824 | 23.4 | 0 | 121.9 | 0 | 1 | Wind | 1 | 0.29524 | 0 | 121.9 |  |  |  |  | 0.29524 | 35.9901 | 0.75214 | 0.77437 |  |  |  |  | 175 | 0.022716
60058 | BUFF_GAP1A | 1 | West | YES | 0.11801 | 24 | 0 | 120 |  | 1 | Wind | 1 | 0.29501 | 0 | 120 |  |  |  |  | 0.29501 | 35.401 | 0.755 | 0.77711 |  |  |  |  | 176 | 0.022567
60060 | CIRELLO | 1 | West | YES | 0.11801 | 46.6 | 0 | 233 | 0 | 1 | Wind | 1 | 0.29501 | 0 | 233 |  |  |  |  | 0.29501 | 68.737 | 0.76055 | 0.78242 |  |  |  |  | 177 | 0.022349
60063 | BUFF_GAP1B | 1 | West | YES | 0.11801 | 34 | 0 | 170.2 | 0 | 1.02 | Wind | 1 | 0.29501 | 0 | 170.2 |  |  |  |  | 0.29501 | 50.2105 | 0.7646 | 0.7863 |  |  |  |  | 178 | 0.022229
60066 | H_HOLLOW1A | 1 | West | YES | 0.11801 | 44.4 | 0 | 222 | 0 | 1.005 | Wind | 1 | 0.29501 | 0 | 222 |  |  |  |  | 0.29501 | 65.4919 | 0.76988 | 0.79136 |  |  |  |  | 179 | 0.022108
60068 | HHOLLOW21A | 1 | West | YES | 0.11801 | 36.8 | 0 | 184 | 0 | 1.025 | Wind | 1 | 0.29501 | 0 | 184 |  |  |  |  | 0.29501 | 54.2816 | 0.77426 | 0.79555 |  |  |  |  | 180 | 0.021873
60070 | HHOLLOW31A | 1 | West | YES | 0.11801 | 44.8 | 0 | 224 | 0 | 1.025 | Wind | 1 | 0.29501 | 0 | 224 |  |  |  |  | 0.29501 | 66.0819 | 0.77959 | 0.80066 |  |  |  |  | 181 | 0.021701
60072 | HHOLLOW41A | 1 | West | YES | 0.11801 | 23 | 0 | 115 | 0 | 1.025 | Wind | 1 | 0.29501 | 0 | 115 |  |  |  |  | 0.29501 | 33.926 | 0.78233 | 0.80328 |  |  |  |  | 182 | 0.021477
1045 | CALENG1G_1G | 1 | West | YES | 0.11791 | 73.4 | 27 | 73.4 | 0 | 1.014 | Cogen | 1 | 0.29491 | 0 | 0 |  |  |  |  | 0.29491 | 0 | 0.78233 | 0.80328 |  |  |  |  | 183 | 0.021292
1046 | CALENG2G_2G | 2 | West | YES | 0.11791 | 73.4 | 27 | 73.4 | 0 | 1.014 | Cogen | 1 | 0.29491 | 0 | 0 |  |  |  |  | 0.29491 | 0 | 0.78233 | 0.80328 |  |  |  |  | 184 | 0.021066
1047 | CALENG3G_3G | 3 | West | YES | 0.11791 | 70.4 | 27 | 70.4 | 0 | 1.014 | Cogen | 1 | 0.29491 | 0 | 0 |  |  |  |  | 0.29491 | 0 | 0.78233 | 0.80328 |  |  |  |  | 185 | 0.02095
11309 | BULLCREK_2G | 1 | West | YES | 0.11787 | 20.9 | 0 | 180 |  | 1 | Wind | 1 | 0.29487 | 0 | 180 |  |  |  |  | 0.29487 | 53.0771 | 0.78661 | 0.80738 |  |  |  |  | 186 | 0.02095
11310 | BULLCREK_1G | 1 | West | YES | 0.11787 | 15.1 | 0 | 180 |  | 1 | Wind | 1 | 0.29487 | 0 | 180 |  |  |  |  | 0.29487 | 53.0771 | 0.79089 | 0.81148 |  |  |  |  | 187 | 0.02095
11320 | COYOTE_1G | 1 | West | YES | 0.11776 | 22.5 | 0 | 225 |  | 1 | Wind | 1 | 0.29476 | 0 | 225 |  |  |  |  | 0.29476 | 66.3216 | 0.79625 | 0.8166 |  |  |  |  | 188 | 0.02095
1360 | GUNSIGHT_8 | 1 | West | YES | 0.11724 | 0 | 0 | 120 |  | 1.01 | Wind | 1 | 0.29424 | 0 | 120 |  |  |  |  | 0.29424 | 35.3088 | 0.79911 | 0.81933 |  |  |  |  | 189 | 0.020766
1327 | WILDHRSE_1G | 1 | West | YES | 0.11718 | 0 | 0 | 120 |  | 1 | Wind | 1 | 0.29418 | 0 | 120 |  |  |  |  | 0.29418 | 35.3017 | 0.80196 | 0.82206 |  |  |  |  | 190 | 0.020583
1333 | MCDDONAL_8 | 1 | West | YES | 0.11684 | 42.8 | 0 | 214.2 |  | 1.01 | Wind | 1 | 0.29384 | 0 | 214.2 |  |  |  |  | 0.29384 | 62.9402 | 0.80706 | 0.82692 |  |  |  |  | 191 | 0.020352
1328 | OCOTILLO_1G | 1 | West | YES | 0.11654 | 11.6 | 0 | 58 |  | 1.01 | Wind | 1 | 0.29354 | 0 | 58 |  |  |  |  | 0.29354 | 17.0256 | 0.80844 | 0.82823 |  |  |  |  | 192 | 0.020224
11001 | NAV1CT | 1 | West | YES | 0.11649 | 70.4 | 18 | 70.4 | 0 | 1.029 | CC | 1 | 0.29349 | 70.4 | 70.4 |  |  |  |  | 0.29349 | 20.6619 | 0.81012 | 0.82983 |  |  |  |  | 193 | 0.020095
11009 | NAV2CT | 1 | West | YES | 0.11649 | 71.4 | 18 | 71.4 | 0 | 1.029 | CC | 1 | 0.29349 | 71.4 | 71.4 |  |  |  |  | 0.29349 | 20.9554 | 0.81181 | 0.83145 |  |  |  |  | 194 | 0.01986
11011 | NAV3ST | 1 | West | YES | 0.11649 | 92.8 | 40 | 92.8 | 0 | 1.029 | CC | 1 | 0.29349 | 92.8 | 92.8 |  |  |  |  | 0.29349 | 27.2361 | 0.81402 | 0.83355 |  |  |  |  | 195 | 0.019794
11012 | NAV4CT | 1 | West | YES | 0.11649 | 80 | 18 | 80 | 0 | 1.029 | CC | 1 | 0.29349 | 80 | 80 |  |  |  |  | 0.29349 | 23.4794 | 0.81593 | 0.83537 |  |  |  |  | 196 | 0.019715
11013 | NAV5CT | 1 | West | YES | 0.11649 | 80 | 18 | 80 | 0 | 1.029 | CC | 1 | 0.29349 | 80 | 80 |  |  |  |  | 0.29349 | 23.4794 | 0.81783 | 0.83718 |  |  |  |  | 197 | 0.019635
11014 | NAV6ST | 1 | West | YES | 0.11649 | 115 | 40 | 115 | 0 | 1.029 | CC | 1 | 0.29349 | 115 | 115 |  |  |  |  | 0.29349 | 33.7517 | 0.82057 | 0.83979 |  |  |  |  | 198 | 0.01953
11020 | TIEHVSG_1G | 1 | West | YES | 0.11647 | 208.2 | 63 | 208.2 | 0 | 1.012 | CC | 1 | 0.29347 | 208.2 | 208.2 |  |  |  |  | 0.29347 | 61.1012 | 0.82552 | 0.84451 |  |  |  |  | 199 | 0.01944
11021 | TIEHVCG_1G | 1 | West | YES | 0.11647 | 142.1 | 103 | 142.1 | 0 | 1.012 | CC | 1 | 0.29347 | 142.1 | 142.1 |  |  |  |  | 0.29347 | 41.7026 | 0.82891 | 0.84773 |  |  |  |  | 200 | 0.01935
11022 | TIEHVCG_2G | 1 | West | YES | 0.11647 | 132.4 | 103 | 132.4 | 0 | 1.012 | CC | 1 | 0.29347 | 132.4 | 132.4 |  |  |  |  | 0.29347 | 38.8559 | 0.83206 | 0.85073 |  |  |  |  | 201 | 0.019221
11023 | TIEHVCG_3G | 1 | West | YES | 0.11647 | 137.4 | 103 | 137.4 | 0 | 1.012 | CC | 1 | 0.29347 | 137.4 | 137.4 |  |  |  |  | 0.29347 | 40.3233 | 0.83533 | 0.85385 |  |  |  |  | 202 | 0.018986
11024 | TIEHVCG_4G | 1 | West | YES | 0.11647 | 147 | 103 | 147 | 0 | 1.012 | CC | 1 | 0.29347 | 147 | 147 |  |  |  |  | 0.29347 | 43.1406 | 0.83883 | 0.85718 |  |  |  |  | 203 | 0.018826
11025 | TIEHVSG_2G | 1 | West | YES | 0.11647 | 213.2 | 63 | 213.2 | 0 | 1.012 | CC | 1 | 0.29347 | 213.2 | 213.2 |  |  |  |  | 0.29347 | 62.5686 | 0.8439 | 0.86202 |  |  |  |  | 204 | 0.018677
1326 | STANTONW_8 | 1 | West | YES | 0.11635 | 20.1 | 0 | 100.5 |  | 1.01 | Wind | 1 | 0.29335 | 0 | 100.5 |  |  |  |  | 0.29335 | 29.4819 | 0.84629 | 0.86429 |  |  |  |  | 205 | 0.018522
1320 | BSP 1 | 1 | West | YES | 0.11595 | 25.5 | 2.9 | 25.8 | 0 | 1 | Cogen | 1 | 0.29295 | 0 | 0 |  |  |  |  | 0.29295 | 0 | 0.84629 | 0.86429 |  |  |  |  | 206 | 0.018356
76031 | L_GASCCR1_1N | W1 | West | YES | 0.11513 | 30 | 0 | 150 | 0 | 1.02 | Wind | 1 | 0.29213 | 0 | 150 |  |  |  |  | 0.29213 | 43.82 | 0.84986 | 0.86768 |  |  |  |  | 207 | 0.018116
11147 | NOTREES_1G | 1 | West | YES | 0.11512 | 29.8 | 0 | 149 | 0 | 1.017 | Wind | 1 | 0.29212 | 0 | 149 |  |  |  |  | 0.29212 | 43.5261 | 0.85341 | 0.87104 |  |  |  |  | 208 | 0.018002
7038 | L_DELAWA1_1Y | 1 | West | YES | 0.1149 | 3.5 | 0 | 35 | 0 | 1 | Wind | 1 | 0.2919 | 0 | 35 |  |  |  |  | 0.2919 | 10.2165 | 0.85424 | 0.87183 |  |  |  |  | 209 | 0.018002
7038 | L_DELAWA1_1Y | 2 | West | YES | 0.1149 | 3 | 0 | 30 | 0 | 1 | Wind | 1 | 0.2919 | 0 | 30 |  |  |  |  | 0.2919 | 8.757 | 0.85495 | 0.87251 |  |  |  |  | 210 | 0.017817
1002 | PBCTAGE_1G | A | West | YES | 0.11478 | 64 | 64 | 66 | 0 | 1.036 | GGT | 1 | 0.29178 | 66 | 66 |  |  |  |  | 0.29178 | 19.2577 | 0.85653 | 0.87399 |  |  |  |  | 211 | 0.017634
1003 | PBCTBGE_2G | B | West | YES | 0.11478 | 65 | 65 | 66 | 0 | 1.036 | GGT | 1 | 0.29178 | 66 | 66 |  |  |  |  | 0.29178 | 19.2577 | 0.8581 | 0.87548 |  |  |  |  | 212 | 0.01759
1004 | PBCTCGE_3G | C | West | YES | 0.11478 | 62 | 62 | 67 | 0 | 1.036 | GGT | 1 | 0.29178 | 67 | 67 |  |  |  |  | 0.29178 | 19.5494 | 0.85969 | 0.87699 |  |  |  |  | 213 | 0.017553
1005 | PBCTDGE_4G | D | West | YES | 0.11478 | 65 | 65 | 68 | 0 | 1.036 | GGT | 1 | 0.29178 | 68 | 68 |  |  |  |  | 0.29178 | 19.8412 | 0.86131 | 0.87853 |  |  |  |  | 214 | 0.01747
1006 | PBCTEGE_5G | E | West | YES | 0.11478 | 65 | 65 | 67 | 0 | 1.036 | GGT | 1 | 0.29178 | 67 | 67 |  |  |  |  | 0.29178 | 19.5494 | 0.8629 | 0.88004 |  |  |  |  | 215 | 0.017387
1007 | PB5GEN_6G | 5 | West | YES | 0.11478 | 91.2 | 40 | 114 | 0 | 1.036 | GST | 1 | 0.29178 | 114 | 114 |  |  |  |  | 0.29178 | 33.2632 | 0.86562 | 0.88261 |  |  |  |  | 216 | 0.017302
1008 | PB6GEN_7G | 6 | West | YES | 0.11478 | 515 | 130 | 515 | 0 | 1.036 | GST | 1 | 0.29178 | 515 | 515 |  |  |  |  | 0.29178 | 150.2681 | 0.87787 | 0.89421 |  |  |  |  | 217 | 0.017217
76091 | L_DIVIDE1_1N | W1 | West | YES | 0.11443 | 22.5 | 0 | 112.5 |  | 1.02 | Wind | 1 | 0.29144 | 0 | 112.5 |  |  |  |  | 0.29144 | 32.7865 | 0.88055 | 0.89675 |  |  |  |  | 218 | 0.017132
76095 | L_CAPRSI1_1N | W1 | West | YES | 0.11443 | 29.9 | 0 | 149.5 | 0 | 1.02 | Wind | 1 | 0.29144 | 0 | 149.5 |  |  |  |  | 0.29144 | 43.5696 | 0.88411 | 0.90011 |  |  |  |  | 219 | 0.016989
76096 | L_CAPRSI1_2N | W1 | West | YES | 0.11443 | 37.2 | 0 | 186 | 0 | 1.02 | Wind | 1 | 0.29144 | 0 | 186 |  |  |  |  | 0.29144 | 54.207 | 0.88854 | 0.9043 |  |  |  |  | 220 | 0.016341
76097 | L_CAPRGE1_1N | W1 | West | YES | 0.11443 | 42.9 | 0 | 214.5 | 0 | 1.02 | Wind | 1 | 0.29144 | 0 | 214.5 |  |  |  |  | 0.29144 | 62.5129 | 0.89364 | 0.90913 |  |  |  |  | 221 | 0.016197
1349 | WESTXWIN_1G | 1 | West | YES | 0.11341 | 1.3 | 0 | 6.6 |  | 1.014 | Wind | 1 | 0.29041 | 0 | 6.6 |  |  |  |  | 0.29041 | 1.9167 | 0.8938 | 0.90928 |  |  |  |  | 222 | 0.016005
1350 | NWPWRG1_1G | 1 | West | YES | 0.11341 | 6.9 | 1 | 34.3 |  | 1.014 | Wind | 1 | 0.29041 | 0 | 34.3 |  |  |  |  | 0.29041 | 9.9611 | 0.89461 | 0.91005 |  |  |  |  | 223 | 0.015766
60057 | CALLAHAN1A | 1 | West | YES | 0.11309 | 22.8 | 0 | 114 | 0 | 1.04 | Wind | 1 | 0.2901 | 0 | 114 |  |  |  |  | 0.2901 | 33.0709 | 0.89733 | 0.9126 |  |  |  |  | 224 | 0.01549
48721 | LEG_1___1 | 1 | North | YES | 0.10848 | 827 | 357 | 827 | 0 | 1.0348 | LIGCO | 1 | 0.28549 | 0 | 827 | 89.7171 | 827 |  |  | 0.28549 | 236.0975 | 0.91701 | 0.93084 |  |  |  |  | 225 | 0.015481
48722 | LEG_2___2 | 2 | North | YES | 0.10848 | 819 | 357 | 819 | 0 | 1.0348 | LIGCO | 1 | 0.28549 | 0 | 819 | 88.8492 | 819 |  |  | 0.28549 | 233.8136 | 0.9365 | 0.94891 |  |  |  |  | 226 | 0.015435
60007 | KING_SW1A | 1 | West | YES | 0.10363 | 20 | 0 | 80 |  | 1.03 | Wind | 1 | 0.28063 | 0 | 80 |  |  |  |  | 0.28063 | 22.4505 | 0.93841 | 0.95064 |  |  |  |  | 227 | 0.015276
60019 | KING_NW1A | 1 | West | YES | 0.10363 | 20 | 0 | 80 |  | 1.03 | Wind | 1 | 0.28063 | 0 | 80 |  |  |  |  | 0.28063 | 22.4505 | 0.94031 | 0.95238 |  |  |  |  | 228 | 0.013834
60201 | RIO DRCS | F | West | YES | 0.10313 | 0 | 0 | 0 | 0 | 1.025 | AVR | 1 | 0.28013 | 0 | 0 |  |  |  |  | 0.28013 | 0 | 0.94031 | 0.95238 |  |  |  |  | 229 | 0.012406
6016 | SWMESA | 1 | West | YES | 0.10292 | 18.8 | 0 | 75 |  | 1.03 | Wind | 1 | 0.27992 | 0 | 75 |  |  |  |  | 0.27992 | 20.9941 | 0.9421 | 0.954 |  |  |  |  | 230 | 0.012236
60003 | KING_NE1A | 1 | West | YES | 0.10292 | 20 | 0 | 80 |  | 1.03 | Wind | 1 | 0.27992 | 0 | 80 |  |  |  |  | 0.27992 | 22.3937 | 0.944 | 0.95573 |  |  |  |  | 231 | 0.012067
60005 | KING_SE1A | 1 | West | YES | 0.10292 | 10 | 0 | 40 |  | 1.035 | Wind | 1 | 0.27992 | 0 | 40 |  |  |  |  | 0.27992 | 11.1969 | 0.94495 | 0.95659 |  |  |  |  | 232 | 0.012067
60016 | WOODWRD11A | 1 | West | YES | 0.10279 | 20 | 0 | 80 |  | 1.033 | Wind | 1 | 0.27979 | 0 | 80 |  |  |  |  | 0.27979 | 22.3833 | 0.94685 | 0.95832 |  |  |  |  | 233 | 0.011903
38332 | TNWDWRDU2_8 | 1 | West | YES | 0.10276 | 20 | 0 | 80 | 0 | 1.0232 | Wind | 1 | 0.27977 | 0 | 80 |  |  |  |  | 0.27977 | 22.3813 | 0.94876 | 0.96005 |  |  |  |  | 234 | 0.01173
38437 | TNSRBNMESA9 | 1 | West | YES | 0.10265 | 37.5 | 0 | 150 | 0 | 1.02 | Wind | 1 | 0.27966 | 0 | 150 |  |  |  |  | 0.27966 | 41.9483 | 0.95233 | 0.96329 |  |  |  |  | 235 | 0.011643
60017 | ORNNWP1 | 1 | West | YES | 0.098862 | 20 | 0 | 80 |  | 1.027 | Wind | 1 | 0.27586 | 0 | 80 |  |  |  |  | 0.27586 | 22.0691 | 0.95423 | 0.965 |  |  |  |  | 236 | 0.011468
60000 | DSKY2 | 1 | West | YES | 0.097843 | 19.1 | 0 | 76.5 |  | 1.039 | Wind | 1 | 0.27484 | 0 | 76.5 |  |  |  |  | 0.27484 | 21.0256 | 0.95605 | 0.96662 |  |  |  |  | 237 | 0.011293
60018 | DSKY1 | 1 | West | YES | 0.097582 | 21 | 0 | 84 | 0 | 1.023 | Wind | 1 | 0.27458 | 0 | 84 |  |  |  |  | 0.27458 | 23.065 | 0.95805 | 0.9684 |  |  |  |  | 238 | 0.010964
39960 | TNTNPONE_18 | 1 | North | YES | 0.092273 | 152.3 | 30 | 152.3 |  | 1.04 | LIGCO | 1 | 0.26927 | 0 | 152.3 | 14.0532 | 152.3 |  |  | 0.26927 | 41.0105 | 0.96168 | 0.97157 |  |  |  |  | 239 | 0.010765
39970 | TNTNPONE_28 | 1 | North | YES | 0.092273 | 153 | 30 | 153 |  | 1.04 | LIGCO | 1 | 0.26927 | 0 | 153 | 14.1178 | 153 |  |  | 0.26927 | 41.199 | 0.96532 | 0.97476 |  |  |  |  | 240 | 0.010568
60202 | FRNDDRCS | F | West | YES | 0.077825 | 0 | 0 | 0 | 0 | 0.9985 | AVR | 1 | 0.25483 | 0 | 0 |  |  |  |  | 0.25483 | 0 | 0.96532 | 0.97476 |  |  |  |  | 241 | 0.010351
990 | GIBN_CREK_G1 | 1 | North | YES | 0.05493 | 463 | 200 | 463 | 0 | 1.0275 | LIGCO | 1 | 0.23193 | 0 | 463 | 25.4326 | 463 |  |  | 0.23193 | 107.3844 | 0.97634 | 0.98305 |  |  |  |  | 242 | 0.0098948
32798 | BRYN_TAMUGEN | 1 | North | YES | 0.044772 | 32 | 0 | 32 |  | 1.02 | GST | 1 | 0.22177 | 32 | 32 | 1.4327 | 32 |  |  | 0.22177 | 7.0968 | 0.9771 | 0.9836 |  |  |  |  | 243 | 0.0094363
48671 | FTR_GT1_5105 | 1 | North | YES | 0.044186 | 154.2 | 0 | 154.2 | 0 | 1.0319 | CC | 1 | 0.22119 | 154.2 | 154.2 | 6.8135 | 154.2 |  |  | 0.22119 | 34.1071 | 0.98077 | 0.98623 |  |  |  |  | 244 | 0.0094363
48672 | FTR_GT2_5110 | 2 | North | YES | 0.044186 | 159 | 0 | 159 | 0 | 1.0319 | CC | 1 | 0.22119 | 159 | 159 | 7.0256 | 159 |  |  | 0.22119 | 35.1688 | 0.98455 | 0.98895 |  |  |  |  | 245 | 0.0067132
48673 | FTR_GT3_5085 | 3 | North | YES | 0.044186 | 158 | 0 | 158 | 0 | 1.0319 | CC | 1 | 0.22119 | 158 | 158 | 6.9814 | 158 |  |  | 0.22119 | 34.9477 | 0.98831 | 0.99165 |  |  |  |  | 246 | 0.0064998
48674 | FTR_CN4_5095 | 4 | North | YES | 0.044186 | 380 | 0 | 380 | 0 | 1.0319 | CC | 1 | 0.22119 | 380 | 380 | 16.7907 | 380 |  |  | 0.22119 | 84.0513 | 0.99736 | 0.99815 |  |  |  |  | 247 | 0.0054649
32886 | BRYN_ATKINS3 | MB | North | YES | 0.043124 | 0 | 5 | 12 |  | 1 | GST | 1 | 0.22013 | 0 | 0 | 0 | 0 |  |  | 0.22013 | 0 | 0.99736 | 0.99815 |  |  |  |  | 248 | 0.0043978
32887 | BRYN_ATKINS6 | MB | North | YES | 0.043124 | 0 | 12 | 51 |  | 1.028 | GST | 1 | 0.22013 | 0 | 0 | 0 | 0 |  |  | 0.22013 | 0 | 0.99736 | 0.99815 |  |  |  |  | 249 | 0.0033373
32888 | BRYN_ATKINS7 | 1 | North | YES | 0.043124 | 13.6 | 4 | 17 |  | 1.028 | GGT | 1 | 0.22013 | 17 | 17 | 0.73311 | 17 |  |  | 0.22013 | 3.7421 | 0.99776 | 0.99843 |  |  |  |  | 250 | 0.00078689
32890 | BRYN_ATKINS4 | MB | North | YES | 0.043124 | 0 | 5 | 22 |  | 1.031 | GST | 1 | 0.22013 | 0 | 0 | 0 | 0 |  |  | 0.22013 | 0 | 0.99776 | 0.99843 |  |  |  |  | 251 | 0.00078689
32891 | BRYN_ATKINS5 | MB | North | YES | 0.043124 | 0 | 5 | 25 |  | 1.031 | GST | 1 | 0.22013 | 0 | 0 | 0 | 0 |  |  | 0.22013 | 0 | 0.99776 | 0.99843 |  |  |  |  | 252 | 0.00078689
32883 | BRYN_DNSBY3 | 1 | North | YES | 0.038608 | 0 | 2 | 48 |  | 1.015 | GST | 1 | 0.21561 | 48 | 48 | 1.8532 | 48 |  |  | 0.21561 | 10.3493 | 0.99891 | 0.99923 |  |  |  |  | 253 | 0.0006714
32884 | BRYN_DNSBY13 | 1 | North | YES | 0.038608 | 46 | 2 | 46 | 0 | 1.015 | GST | 1 | 0.21561 | 46 | 46 | 1.776 | 46 |  |  | 0.21561 | 9.918 | 1 | 1 |  |  |  |  | 254 | 0.0006714
32892 | BRYN_DNSBY14 | 1 | North | YES | 0.038608 | 84 | 25 | 105 | 0 | 1.035 | GST | 1 | 0.21561 | 105 | 105 | 4.0538 | 105 |  |  | 0.21561 | 22.639 | 1.0025 | 1.0017 |  |  |  |  | 255 | 0.0006714
5934 | SI_RAY5 | 5 | South | YES | 0 | 0 | 10 | 15 |  | 1.035 | GST | -1 | 0.13606 | 15 | 15 |  |  | 0 | 15 | -0.13606 | -2.0409 | [6 empty] | 256 | 0.00032856
8139 | JOS #1 | MB | South | YES | 0 | 0 | 45 | 255 |  | 1.02 | GST | -1 | 0.13606 | 0 | 0 |  |  | 0 | 0 | -0.13606 | 0 | [6 empty] | 257 | 0
8285 | LAR #1 | MB | South | YES | 0 | 0 | 9 | 32 |  | 1.0497 | GST | -1 | 0.13606 | 0 | 0 |  |  | 0 | 0 | -0.13606 | 0 | [6 empty] | 258 | -0.00074997
8287 | LAR #2 | MB | South | YES | 0 | 0 | 9 | 32 |  | 1.04 | GST | -1 | 0.13606 | 0 | 0 |  |  | 0 | 0 | -0.13606 | 0 | [6 empty] | 259 | 0
8288 | LAR #3 | MB | South | YES | 0 | 0 | 25 | 105 |  | 1.04 | GST | -1 | 0.13606 | 0 | 0 |  |  | 0 | 0 | -0.13606 | 0 | [6 empty] | 260 | 0
8388 | BATES0A | MB | South | YES | 0 | 0 | 21 | 71 |  | 1.033 | GST | -1 | 0.13606 | 0 | 0 |  |  | 0 | 0 | -0.13606 | 0 | [6 empty] | 261 | 0
8393 | BATES0B | MB | South | YES | 0 | 0 | 25 | 110 |  | 1.03 | GST | -1 | 0.13606 | 0 | 0 |  |  | 0 | 0 | -0.13606 | 0 | [6 empty] | 262 | 0
8437 | NUECES_B0C | MB | South | YES | 0 | 0 | 7 | 30 |  | 1.03 | GST | -1 | 0.13606 | 0 | 0 |  |  | 0 | 0 | -0.13606 | 0 | [6 empty] | 263 | 0
8438 | NUECES_B0B | MB | South | YES | 0 | 0 | 26 | 169 |  | 1.03 | GST | -1 | 0.13606 | 0 | 0 |  |  | 0 | 0 | -0.13606 | 0 | [6 empty] | 264 | 0
39190 | TNSLCGN1__8 | 1 | Houston | YES | 0 | 0 | 10 | 30 |  | 1.03 | Cogen | -1 | 0.13606 | 0 | 0 |  |  |  |  | -0.13606 | 0 | [6 empty] | 265 | 0
48591 | CHE_GT2_5030 | 2 | Houston | YES | -0.013122 | 173 | 50 | 173 | 0 | 1.029 | Cogen | -1 | 0.14918 | 0 | 0 |  |  |  |  | -0.14918 | 0 | [6 empty] | 266 | 0
48811 | CVC_GT3_5045 | 3 | Houston | YES | -0.013122 | 156 | 91.8 | 156 | 0 | 1.029 | Cogen | -1 | 0.14918 | 0 | 0 |  |  |  |  | -0.14918 | 0 | [6 empty] | 267 | 0
48812 | CVC_GT2_5020 | 2 | Houston | YES | -0.013122 | 158 | 91.8 | 158 | 0 | 1.029 | Cogen | -1 | 0.14918 | 0 | 0 |  |  |  |  | -0.14918 | 0 | [6 empty] | 268 | 0
48813 | CVC_GT1_5035 | 1 | Houston | YES | -0.013122 | 160 | 91.8 | 160 | 0 | 1.029 | Cogen | -1 | 0.14918 | 0 | 0 |  |  |  |  | -0.14918 | 0 | [6 empty] | 269 | 0
48814 | CVC_ST5_5040 | 1 | Houston | YES | -0.013122 | 162 | 91.8 | 162 | 0 | 1.029 | Cogen | -1 | 0.14918 | 0 | 0 |  |  |  |  | -0.14918 | 0 | [6 empty] | 270 | 0
48885 | THW_5152 | B | Houston | YES | -0.019458 | 47.2 | 5 | 59 |  | 1.0319 | GGT | -1 | 0.15552 | 59 | 59 |  |  |  |  | -0.15552 | -9.1754 | [6 empty] | 271 | 0
48885 | THW_5152 | A | Houston | YES | -0.019458 | 46.4 | 5 | 58 |  | 1.0319 | GGT | -1 | 0.15552 | 58 | 58 |  |  |  |  | -0.15552 | -9.0199 | [6 empty] | 272 | 0
48886 | THW_5354 | D | Houston | YES | -0.019458 | 46.4 | 5 | 58 |  | 1.0319 | GGT | -1 | 0.15552 | 58 | 58 |  |  |  |  | -0.15552 | -9.0199 | [6 empty] | 273 | 0
48886 | THW_5354 | C | Houston | YES | -0.019458 | 45.6 | 5 | 57 |  | 1.0319 | GGT | -1 | 0.15552 | 57 | 57 |  |  |  |  | -0.15552 | -8.8644 | [6 empty] | 274 | 0
48887 | THW_5556 | E | Houston | YES | -0.019458 | 47.2 | 5 | 59 |  | 1.0319 | GGT | -1 | 0.15552 | 59 | 59 |  |  |  |  | -0.15552 | -9.1754 | [6 empty] | 275 | 0
48887 | THW_5556 | F | Houston | YES | -0.019458 | 45.6 | 5 | 57 |  | 1.0319 | GGT | -1 | 0.15552 | 57 | 57 |  |  |  |  | -0.15552 | -8.8644 | [6 empty] | 276 | 0
48690 | GBY_GN5_5 | 5 | Houston | YES | -0.019912 | 318.4 | 81 | 398 |  | 1.0362 | GSC | -1 | 0.15597 | 398 | 398 |  |  |  |  | -0.15597 | -62.076 | [6 empty] | 277 | 0
48595 | BTE_GT2_8075 | 1 | Houston | YES | -0.020243 | 162.8 | 130 | 162.8 | 0 | 1.0261 | CC | -1 | 0.1563 | 162.8 | 162.8 |  |  |  |  | -0.1563 | -25.4458 | [6 empty] | 278 | 0
48596 | BTE_GT3_8045 | 2 | Houston | YES | -0.020243 | 161.4 | 130 | 161.4 | 0 | 1.0261 | CC | -1 | 0.1563 | 161.4 | 161.4 |  |  |  |  | -0.1563 | -25.227 | [6 empty] | 279 | 0
48597 | BTE_GT4_8055 | 3 | Houston | YES | -0.020243 | 158.9 | 130 | 158.9 | 0 | 1.0261 | CC | -1 | 0.1563 | 158.9 | 158.9 |  |  |  |  | -0.1563 | -24.8362 | [6 empty] | 280 | 0
48598 | BTE_ST1_8070 | 4 | Houston | YES | -0.020243 | 269.2 | 60 | 269.2 | 0 | 1.0261 | CC | -1 | 0.1563 | 269.2 | 269.2 |  |  |  |  | -0.1563 | -42.0762 | [6 empty] | 281 | 0
48583 | CBY_GT4_1 | 1 | Houston | YES | -0.021282 | 172 | 0 | 172 | 0 | 1.027 | GSC | -1 | 0.15734 | 172 | 172 |  |  |  |  | -0.15734 | -27.0624 | [6 empty] | 282 | 0
48584 | CBY_GT4_2 | 2 | Houston | YES | -0.021282 | 172 | 0 | 172 | 0 | 1.027 | CC | -1 | 0.15734 | 172 | 172 |  |  |  |  | -0.15734 | -27.0624 | [6 empty] | 283 | 0
48585 | CBY_ST4_1 | 3 | Houston | YES | -0.021282 | 172 | 0 | 172 | 0 | 1.027 | CC | -1 | 0.15734 | 172 | 172 |  |  |  |  | -0.15734 | -27.0624 | [6 empty] | 284 | 0
48815 | CVC_GT4_8005 | 4 | Houston | YES | -0.021461 | 165 | 91.8 | 165 |  | 1.0362 | Cogen | -1 | 0.15752 | 0 | 0 |  |  |  |  | -0.15752 | 0 | [6 empty] | 285 | 0
48791 | PSA_GT1_8160 | 1 | Houston | YES | -0.021791 | 52 | 20.8 | 65 | 0 | 1.0362 | Cogen | -1 | 0.15785 | 0 | 0 |  |  |  |  | -0.15785 | 0 | [6 empty] | 286 | 0
48792 | PSA_GT2_8155 | 2 | Houston | YES | -0.021791 | 52.8 | 20.3 | 66 | 0 | 1.0362 | Cogen | -1 | 0.15785 | 0 | 0 |  |  |  |  | -0.15785 | 0 | [6 empty] | 287 | 0
48793 | PSA_GT3_8150 | 3 | Houston | YES | -0.021791 | 56 | 20.3 | 70 | 0 | 1.0362 | Cogen | -1 | 0.15785 | 0 | 0 |  |  |  |  | -0.15785 | 0 | [6 empty] | 288 | 0
48794 | PSA_GT4_8145 | 4 | Houston | YES | -0.021791 | 52.8 | 20.3 | 66 | 0 | 1.0362 | Cogen | -1 | 0.15785 | 0 | 0 |  |  |  |  | -0.15785 | 0 | [6 empty] | 289 | 0
48795 | PSA_GT5_8140 | 5 | Houston | YES | -0.021791 | 51.2 | 20.3 | 64 | 0 | 1.0362 | Cogen | -1 | 0.15785 | 0 | 0 |  |  |  |  | -0.15785 | 0 | [6 empty] | 290 | 0
48796 | PSA_GN1_8165 | 1 | Houston | YES | -0.021791 | 83.2 | 43.1 | 104 | 0 | 1.0362 | Cogen | -1 | 0.15785 | 0 | 0 |  |  |  |  | -0.15785 | 0 | [6 empty] | 291 | 0
48797 | PSA_GT6_8135 | 6 | Houston | YES | -0.021791 | 47.2 | 34.5 | 59 | 0 | 1.0362 | Cogen | -1 | 0.15785 | 0 | 0 |  |  |  |  | -0.15785 | 0 | [6 empty] | 292 | 0
48581 | CBY_GN1_1 | 1 | Houston | YES | -0.021811 | 595.2 | 108 | 744 | 0 | 1.0435 | GSC | -1 | 0.15787 | 744 | 744 |  |  |  |  | -0.15787 | -117.4544 | [6 empty] | 293 | 0
48940 | WARVUE_GT1 | G1 | Houston | YES | -0.021832 | 15 | 0 | 15 |  | 1.021 | Cogen | -1 | 0.15789 | 0 | 0 |  |  |  |  | -0.15789 | 0 | [6 empty] | 294 | 0
48651 | EP_1_2 | 1 | Houston | YES | -0.021852 | 4 | 0 | 5 | 0 | 1.0362 | Cogen | -1 | 0.15791 | 0 | 0 |  |  |  |  | -0.15791 | 0 | [6 empty] | 295 | 0
48651 | EP_1_2 | 2 | Houston | YES | -0.021852 | 17.7 | 10 | 21 | 0 | 1.0362 | Cogen | -1 | 0.15791 | 0 | 0 |  |  |  |  | -0.15791 | 0 | [6 empty] | 296 | 0
49803 | EXN_15GT | 1 | Houston | YES | -0.022448 | 33 | 8.3 | 34 |  | 1.0326 | Cogen | -1 | 0.15851 | 0 | 0 |  |  |  |  | -0.15851 | 0 | [6 empty] | 297 | 0
49804 | EXN_16GT | 2 | Houston | YES | -0.022448 | 32 | 8.3 | 34.7 |  | 1.0326 | Cogen | -1 | 0.15851 | 0 | 0 |  |  |  |  | -0.15851 | 0 | [6 empty] | 298 | 0
49805 | EXN_17GT | 3 | Houston | YES | -0.022448 | 31 | 8.3 | 32.7 |  | 1.0326 | Cogen | -1 | 0.15851 | 0 | 0 |  |  |  |  | -0.15851 | 0 | [6 empty] | 299 | 0
49826 | EXN938GT | 5 | Houston | YES | -0.022448 | 43 | 9.2 | 45.9 |  | 1.0326 | Cogen | -1 | 0.15851 | 0 | 0 |  |  |  |  | -0.15851 | 0 | [6 empty] | 300 | 0
49828 | EXN941GT | 10 | Houston | YES | -0.022448 | 17.7 | 5.4 | 17.7 | 0 | 1.0326 | Cogen | -1 | 0.15851 | 0 | 0 |  |  |  |  | -0.15851 | 0 | [6 empty] | 301 | 0
49829 | EXN942GT | 11 | Houston | YES | -0.022448 | 20 | 5.4 | 20.4 | 0 | 1.0326 | Cogen | -1 | 0.15851 | 0 | 0 |  |  |  |  | -0.15851 | 0 | [6 empty] | 302 | 0
49830 | EXN943GT | 12 | Houston | YES | -0.022448 | 19 | 5.4 | 19.9 | 0 | 1.0326 | Cogen | -1 | 0.15851 | 0 | 0 |  |  |  |  | -0.15851 | 0 | [6 empty] | 303 | 0
49831 | EXN944GT | 13 | Houston | YES | -0.022448 | 33 | 5.4 | 35 | 0 | 1.0326 | Cogen | -1 | 0.15851 | 0 | 0 |  |  |  |  | -0.15851 | 0 | [6 empty] | 304 | 0
49832 | EXN945GT | 9 | Houston | YES | -0.022448 | 18.5 | 9.2 | 18.5 |  | 1.0326 | Cogen | -1 | 0.15851 | 0 | 0 |  |  |  |  | -0.15851 | 0 | [6 empty] | 305 | 0
49837 | EXN_GT | 4 | Houston | YES | -0.022448 | 81 | 21.3 | 85.4 |  | 1.0326 | Cogen | -1 | 0.15851 | 0 | 0 |  |  |  |  | -0.15851 | 0 | [6 empty] | 306 | 0
49838 | EXN_14GT | 14 | Houston | YES | -0.022448 | 140 | 0 | 148 |  | 1.0326 | Cogen | -1 | 0.15851 | 0 | 0 |  |  |  |  | -0.15851 | 0 | [6 empty] | 307 | 0
48883 | THW_GT1_GT_1 | B2 | Houston | YES | -0.02261 | 0 | 0 | 12 |  | 1.043 | GGT | -1 | 0.15867 | 12 | 12 |  |  |  |  | -0.15867 | -1.904 | [6 empty] | 308 | 0
48582 | CBY_GN2_2 | 2 | Houston | YES | -0.023066 | 596.8 | 110 | 746 | 0 | 1.0435 | GSC | -1 | 0.15912 | 746 | 746 |  |  |  |  | -0.15912 | -118.7064 | [6 empty] | 309 | 0
48873 | THW_ST3_ST_3 | 3 | Houston | YES | -0.02399 | 107 | 19 | 107 | 0 | 1.0435 | CC | -1 | 0.16005 | 107 | 107 |  |  |  |  | -0.16005 | -17.1251 | [6 empty] | 310 | 0
48874 | THW_ST4_ST_4 | 4 | Houston | YES | -0.02399 | 108 | 19 | 108 | 0 | 1.0435 | CC | -1 | 0.16005 | 108 | 108 |  |  |  |  | -0.16005 | -17.2852 | [6 empty] | 311 | 0
48875 | THW_3132 | A | Houston | YES | -0.02399 | 55 | 5 | 55 | 0 | 1.0435 | CC | -1 | 0.16005 | 55 | 55 |  |  |  |  | -0.16005 | -8.8026 | [6 empty] | 312 | 0
48875 | THW_3132 | B | Houston | YES | -0.02399 | 53 | 5 | 53 | 0 | 1.0435 | CC | -1 | 0.16005 | 53 | 53 |  |  |  |  | -0.16005 | -8.4825 | [6 empty] | 313 | 0
48877 | THW_3334 | C | Houston | YES | -0.02399 | 55 | 5 | 55 | 0 | 1.0435 | CC | -1 | 0.16005 | 55 | 55 |  |  |  |  | -0.16005 | -8.8026 | [6 empty] | 314 | 0
48877 | THW_3334 | D | Houston | YES | -0.02399 | 57 | 5 | 57 | 0 | 1.0435 | CC | -1 | 0.16005 | 57 | 57 |  |  |  |  | -0.16005 | -9.1227 | [6 empty] | 315 | 0
48879 | THW_4142 | E | Houston | YES | -0.02399 | 56 | 5 | 56 | 0 | 1.0435 | CC | -1 | 0.16005 | 56 | 56 |  |  |  |  | -0.16005 | -8.9627 | [6 empty] | 316 | 0
48879 | THW_4142 | F | Houston | YES | -0.02399 | 55 | 5 | 55 | 0 | 1.0435 | CC | -1 | 0.16005 | 55 | 55 |  |  |  |  | -0.16005 | -8.8026 | [6 empty] | 317 | 0
48881 | THW_4344 | G | Houston | YES | -0.02399 | 58 | 5 | 58 | 0 | 1.0435 | CC | -1 | 0.16005 | 58 | 58 |  |  |  |  | -0.16005 | -9.2828 | [6 empty] | 318 | 0
48881 | THW_4344 | H | Houston | YES | -0.02399 | 58 | 5 | 58 | 0 | 1.0435 | CC | -1 | 0.16005 | 58 | 58 |  |  |  |  | -0.16005 | -9.2828 | [6 empty] | 319 | 0
48593 | CHE_GT1_8015 | 1 | Houston | YES | -0.025124 | 173 | 50 | 173 | 0 | 1.0362 | Cogen | -1 | 0.16118 | 0 | 0 |  |  |  |  | -0.16118 | 0 | [6 empty] | 320 | 0
48594 | CHE_GN4_8025 | 4 | Houston | YES | -0.025124 | 142 | 60 | 142 | 0 | 1.0362 | Cogen | -1 | 0.16118 | 0 | 0 |  |  |  |  | -0.16118 | 0 | [6 empty] | 321 | 0
48511 | LPE_GT1_8070 | 1 | Houston | YES | -0.025239 | 42 | 0 | 42 | 0 | 1.0362 | GGT | -1 | 0.1613 | 42 | 42 |  |  |  |  | -0.1613 | -6.7745 | [6 empty] | 322 | 0
48512 | LPE_GT2_8075 | 2 | Houston | YES | -0.025239 | 42 | 0 | 42 | 0 | 1.0362 | GGT | -1 | 0.1613 | 42 | 42 |  |  |  |  | -0.1613 | -6.7745 | [6 empty] | 323 | 0
48513 | LPE_GT3_8080 | 3 | Houston | YES | -0.025239 | 39 | 0 | 39 | 0 | 1.0362 | GGT | -1 | 0.1613 | 39 | 39 |  |  |  |  | -0.1613 | -6.2906 | [6 empty] | 324 | 0
48514 | LPE_GT4_8085 | 4 | Houston | YES | -0.025239 | 39 | 0 | 39 | 0 | 1.0362 | GGT | -1 | 0.1613 | 39 | 39 |  |  |  |  | -0.1613 | -6.2906 | [6 empty] | 325 | 0
48500 | APD_GT1_8005 | 1 | Houston | YES | -0.025417 | 137.6 | 54.6 | 137.6 | 0 | 1.0362 | Cogen | -1 | 0.16147 | 0 | 0 |  |  |  |  | -0.16147 | 0 | [6 empty] | 326 | 0
48820 | SHELLG1_3015 | 1 | Houston | YES | -0.026185 | 71 | 34.5 | 71 |  | 1.029 | Cogen | -1 | 0.16224 | 0 | 0 |  |  |  |  | -0.16224 | 0 | [6 empty] | 327 | 0
48821 | SHELLG2 | 2 | Houston | YES | -0.026185 | 72 | 34.5 | 72 |  | 1.029 | Cogen | -1 | 0.16224 | 0 | 0 |  |  |  |  | -0.16224 | 0 | [6 empty] | 328 | 0
48822 | SHELLG3_3020 | 2 | Houston | YES | -0.026185 | 30 | 0 | 30 |  | 1.029 | Cogen | -1 | 0.16224 | 0 | 0 |  |  |  |  | -0.16224 | 0 | [6 empty] | 329 | 0
48822 | SHELLG3_3020 | 1 | Houston | YES | -0.026185 | 39 | 0 | 39 |  | 1.029 | Cogen | -1 | 0.16224 | 0 | 0 |  |  |  |  | -0.16224 | 0 | [6 empty] | 330 | 0
48740 | PSG_GN2_8050 | 1 | Houston | YES | -0.026742 | 182 | 60 | 182 | 0 | 1.0326 | Cogen | -1 | 0.1628 | 0 | 0 |  |  |  |  | -0.1628 | 0 | [6 empty] | 331 | 0
48741 | PSG_GT2_8040 | 1 | Houston | YES | -0.026742 | 158.6 | 50 | 158.6 | 0 | 1.0326 | Cogen | -1 | 0.1628 | 0 | 0 |  |  |  |  | -0.1628 | 0 | [6 empty] | 332 | 0
48742 | PSG_GT3_8060 | 1 | Houston | YES | -0.026742 | 157 | 50 | 157 | 0 | 1.0326 | Cogen | -1 | 0.1628 | 0 | 0 |  |  |  |  | -0.1628 | 0 | [6 empty] | 333 | 0
48854 | SRB_GN4_4 | 4 | Houston | YES | -0.026742 | 182.4 | 35 | 228 | 0 | 1.0326 | GST | -1 | 0.1628 | 228 | 228 |  |  |  |  | -0.1628 | -37.1184 | [6 empty] | 334 | 0
48611 | DIB_GT1_8080 | 1 | Houston | YES | -0.026753 | 64 | 0 | 64 | 0 | 1.0326 | Cogen | -1 | 0.16281 | 0 | 0 |  |  |  |  | -0.16281 | 0 | [6 empty] | 335 | 0
48612 | DIB_GT2_8075 | 2 | Houston | YES | -0.026753 | 63.2 | 0 | 63.2 | 0 | 1.0326 | Cogen | -1 | 0.16281 | 0 | 0 |  |  |  |  | -0.16281 | 0 | [6 empty] | 336 | 0
48613 | DIB_ST1_8085 | 3 | Houston | YES | -0.026753 | 67.9 | 30 | 82.6 | 0 | 1.0326 | Cogen | -1 | 0.16281 | 0 | 0 |  |  |  |  | -0.16281 | 0 | [6 empty] | 337 | 0
48614 | DIB_GT3_8090 | 4 | Houston | YES | -0.026753 | 73.6 | 15 | 73.6 | 0 | 1.0326 | Cogen | -1 | 0.16281 | 0 | 0 |  |  |  |  | -0.16281 | 0 | [6 empty] | 338 | 0
48845 | SOL_GT1 | 1 | Houston | YES | -0.026758 | 16.2 | 15.4 | 16.2 |  | 1.0326 | Solar | -1 | 0.16282 | 16.2 | 16.2 |  |  |  |  | -0.16282 | -2.6376 | [6 empty] | 339 | 0
48853 | SRB_GN3_3 | 3 | Houston | YES | -0.026765 | 170.4 | 35 | 213 |  | 1.0326 | GST | -1 | 0.16282 | 213 | 213 |  |  |  |  | -0.16282 | -34.6813 | [6 empty] | 340 | 0
48551 | CAL_GT1_8045 | 1 | Houston | YES | -0.02686 | 149 | 0 | 149 | 0 | 1.0326 | Cogen | -1 | 0.16292 | 0 | 0 |  |  |  |  | -0.16292 | 0 | [6 empty] | 341 | 0
48552 | CAL_ST1_8000 | 2 | Houston | YES | -0.02686 | 65.1 | 0 | 65.1 | 0 | 1.0326 | Cogen | -1 | 0.16292 | 0 | 0 |  |  |  |  | -0.16292 | 0 | [6 empty] | 342 | 0
48851 | SRB_GN1_1 | 1 | Houston | YES | -0.02687 | 132 | 26 | 165 | 0 | 1.0217 | GST | -1 | 0.16293 | 165 | 165 |  |  |  |  | -0.16293 | -26.8831 | [6 empty] | 343 | 0
48852 | SRB_GN2_2 | 2 | Houston | YES | -0.0269 | 140.8 | 26 | 176 | 0 | 1.0217 | GST | -1 | 0.16296 | 176 | 176 |  |  |  |  | -0.16296 | -28.6806 | [6 empty] | 344 | 0
48855 | SRB_GT211035 | B1 | Houston | YES | -0.026922 | 0 | 0 | 18 |  | 1.014 | GGT | -1 | 0.16298 | 18 | 18 |  |  |  |  | -0.16298 | -2.9336 | [6 empty] | 345 | 0
48855 | SRB_GT211035 | B2 | Houston | YES | -0.026922 | 0 | 0 | 12 |  | 1.014 | GGT | -1 | 0.16298 | 12 | 12 |  |  |  |  | -0.16298 | -1.9558 | [6 empty] | 346 | 0
48761 | PR_GT1__9040 | 1 | Houston | YES | -0.02732 | 26 | 0 | 35 |  | 1 | Cogen | -1 | 0.16338 | 0 | 0 |  |  |  |  | -0.16338 | 0 | [6 empty] | 347 | 0
48641 | DPEC_GT15040 | 1 | Houston | YES | -0.027711 | 163.2 | 98 | 163.2 | 0 | 1.0319 | CC | -1 | 0.16377 | 163.2 | 163.2 |  |  |  |  | -0.16377 | -26.7271 | [6 empty] | 348 | 0
48642 | DPEC_GT25025 | 2 | Houston | YES | -0.027711 | 157.1 | 98 | 157.1 | 0 | 1.0319 | CC | -1 | 0.16377 | 157.1 | 157.1 |  |  |  |  | -0.16377 | -25.7281 | [6 empty] | 349 | 0
48643 | DPEC_GT35010 | 3 | Houston | YES | -0.027711 | 157.5 | 98 | 157.5 | 0 | 1.0319 | CC | -1 | 0.16377 | 157.5 | 157.5 |  |  |  |  | -0.16377 | -25.7936 | [6 empty] | 350 | 0
48644 | DPEC_GT45070 | 4 | Houston | YES | -0.027711 | 157 | 98 | 157 | 0 | 1.0319 | CC | -1 | 0.16377 | 157 | 157 |  |  |  |  | -0.16377 | -25.7117 | [6 empty] | 351 | 0
48645 | DPEC_ST55065 | 5 | Houston | YES | -0.027711 | 282 | 0 | 282 | 0 | 1.0319 | CC | -1 | 0.16377 | 282 | 282 |  |  |  |  | -0.16377 | -46.1828 | [6 empty] | 352 | 0
48841 | SJS_GT1_GT1 | 1 | Houston | YES | -0.028125 | 62.4 | 49 | 78 | 0 | 1.0362 | Cogen | -1 | 0.16418 | 0 | 0 |  |  |  |  | -0.16418 | 0 | [6 empty] | 353 | 0
48842 | SJS_GT2_GT2 | 2 | Houston | YES | -0.028125 | 64.8 | 49 | 81 | 0 | 1.0362 | Cogen | -1 | 0.16418 | 0 | 0 |  |  |  |  | -0.16418 | 0 | [6 empty] | 354 | 0
48691 | GBY_73741085 | B | Houston | YES | -0.028646 | 37.6 | 20 | 47 | 0 | 1.0362 | GGT | -1 | 0.1647 | 47 | 47 |  |  |  |  | -0.1647 | -7.7411 | [6 empty] | 355 | 0
48691 | GBY_73741085 | A | Houston | YES | -0.028646 | 37.6 | 20 | 47 | 0 | 1.0362 | GGT | -1 | 0.1647 | 47 | 47 |  |  |  |  | -0.1647 | -7.7411 | [6 empty] | 356 | 0
48692 | GBY_81821075 | D | Houston | YES | -0.028646 | 44 | 20 | 55 | 0 | 1.0362 | GGT | -1 | 0.1647 | 55 | 55 |  |  |  |  | -0.1647 | -9.0587 | [6 empty] | 357 | 0
48692 | GBY_81821075 | C | Houston | YES | -0.028646 | 37.6 | 20 | 47 | 0 | 1.0362 | GGT | -1 | 0.1647 | 47 | 47 |  |  |  |  | -0.1647 | -7.7411 | [6 empty] | 358 | 0
48693 | GBY_83841065 | F | Houston | YES | -0.028646 | 43.2 | 20 | 54 | 0 | 1.0362 | GGT | -1 | 0.1647 | 54 | 54 |  |  |  |  | -0.1647 | -8.894 | [6 empty] | 359 | 0
48693 | GBY_83841065 | E | Houston | YES | -0.028646 | 45.6 | 20 | 57 | 0 | 1.0362 | GGT | -1 | 0.1647 | 57 | 57 |  |  |  |  | -0.1647 | -9.3881 | [6 empty] | 360 | 0
48531 | BYU_GT1_8075 | 1 | Houston | YES | -0.029721 | 65 | 0 | 65 |  | 1.0362 | Cogen | -1 | 0.16578 | 0 | 0 |  |  |  |  | -0.16578 | 0 | [6 empty] | 361 | 0
48532 | BYU_GT2_8055 | 2 | Houston | YES | -0.029721 | 62 | 0 | 62 |  | 1.0362 | Cogen | -1 | 0.16578 | 0 | 0 |  |  |  |  | -0.16578 | 0 | [6 empty] | 362 | 0
48533 | BYU_GT3_8060 | 3 | Houston | YES | -0.029721 | 67 | 0 | 67 |  | 1.0362 | Cogen | -1 | 0.16578 | 0 | 0 |  |  |  |  | -0.16578 | 0 | [6 empty] | 363 | 0
48534 | BYU_GT4_8065 | 4 | Houston | YES | -0.029721 | 65 | 0 | 65 |  | 1.0362 | Cogen | -1 | 0.16578 | 0 | 0 |  |  |  |  | -0.16578 | 0 | [6 empty] | 364 | 0
48561 | CTL_GT2_8130 | 1 | Houston | YES | -0.03057 | 73.5 | 30.3 | 91.9 |  | 1.0362 | Cogen | -1 | 0.16663 | 0 | 0 |  |  |  |  | -0.16663 | 0 | [6 empty] | 365 | 0
48562 | CTL_GT3_8135 | 2 | Houston | YES | -0.03057 | 70.1 | 30.3 | 87.6 |  | 1.0362 | Cogen | -1 | 0.16663 | 0 | 0 |  |  |  |  | -0.16663 | 0 | [6 empty] | 366 | 0
48563 | CTL_GT4_8140 | 3 | Houston | YES | -0.03057 | 69.6 | 30.3 | 87 |  | 1.0362 | Cogen | -1 | 0.16663 | 0 | 0 |  |  |  |  | -0.16663 | 0 | [6 empty] | 367 | 0
48564 | CTL_GN1_8145 | 4 | Houston | YES | -0.03057 | 43.6 | 12.9 | 54.5 |  | 1.0362 | Cogen | -1 | 0.16663 | 0 | 0 |  |  |  |  | -0.16663 | 0 | [6 empty] | 368 | 0
48565 | CTL_GN2_8155 | 5 | Houston | YES | -0.03057 | 9.8 | 3.4 | 12.2 |  | 1.0362 | Cogen | -1 | 0.16663 | 0 | 0 |  |  |  |  | -0.16663 | 0 | [6 empty] | 369 | 0
48772 | PHR_GN2_2 | MB | Houston | YES | -0.032787 | 0 | 72 | 459 |  | 1.0362 | GSC | -1 | 0.16884 | 0 | 0 |  |  |  |  | -0.16884 | 0 | [6 empty] | 370 | 0
38580 | TNBP_CGN1_8 | 1 | Houston | YES | -0.035965 | 70.8 | 0 | 70.8 | 0 | 1.005 | Cogen | -1 | 0.17202 | 0 | 0 |  |  |  |  | -0.17202 | 0 | [6 empty] | 371 | 0
38590 | TNBP_CGN2_8 | 2 | Houston | YES | -0.035965 | 66.7 | 0 | 66.7 | 0 | 1.005 | Cogen | -1 | 0.17202 | 0 | 0 |  |  |  |  | -0.17202 | 0 | [6 empty] | 372 | 0
38600 | TNBP_CGN3_8 | 5 | Houston | YES | -0.035965 | 53 | 0 | 53 | 0 | 1.005 | Cogen | -1 | 0.17202 | 0 | 0 |  |  |  |  | -0.17202 | 0 | [6 empty] | 373 | 0
38611 | TNBPAMCG1_8 | 1 | Houston | YES | -0.035965 | 153.2 | 0 | 153.2 | 0 | 1.005 | Cogen | -1 | 0.17202 | 0 | 0 |  |  |  |  | -0.17202 | 0 | [6 empty] | 374 | 0
38612 | TNBPAMCG2_8 | 2 | Houston | YES | -0.035965 | 153.5 | 0 | 153.5 | 0 | 1.005 | Cogen | -1 | 0.17202 | 0 | 0 |  |  |  |  | -0.17202 | 0 | [6 empty] | 375 | 0
38613 | TNBPAMCG3_8 | 3 | Houston | YES | -0.035965 | 152.3 | 0 | 152.3 | 0 | 1.005 | Cogen | -1 | 0.17202 | 0 | 0 |  |  |  |  | -0.17202 | 0 | [6 empty] | 376 | 0
38614 | TNBPAMCG4_8 | 4 | Houston | YES | -0.035965 | 96 | 0 | 96 |  | 1.005 | Cogen | -1 | 0.17202 | 0 | 0 |  |  |  |  | -0.17202 | 0 | [6 empty] | 377 | 0
38615 | TNBPAMCG5_8 | 1 | Houston | YES | -0.035965 | 244 | 0 | 244 | 0 | 1.005 | Cogen | -1 | 0.17202 | 0 | 0 |  |  |  |  | -0.17202 | 0 | [6 empty] | 378 | 0
38690 | TNBP_CGN4_8 | 3 | Houston | YES | -0.035965 | 40 | 0 | 40 |  | 1.005 | Cogen | -1 | 0.17202 | 0 | 0 |  |  |  |  | -0.17202 | 0 | [6 empty] | 379 | 0
38711 | TNTXCTY1CG8 | 1 | Houston | YES | -0.035965 | 100.3 | 59 | 100.3 | 0 | 1 | Cogen | -1 | 0.17202 | 0 | 0 |  |  |  |  | -0.17202 | 0 | [6 empty] | 380 | 0
38712 | TNTXCTY2CG8 | 1 | Houston | YES | -0.035965 | 92.9 | 59 | 92.9 | 0 | 1 | Cogen | -1 | 0.17202 | 0 | 0 |  |  |  |  | -0.17202 | 0 | [6 empty] | 381 | 0
38713 | TNTXCTY3CG8 | 1 | Houston | YES | -0.035965 | 102.7 | 59 | 102.7 | 0 | 1 | Cogen | -1 | 0.17202 | 0 | 0 |  |  |  |  | -0.17202 | 0 | [6 empty] | 382 | 0
38714 | TNTXCTY4CG8 | 1 | Houston | YES | -0.035965 | 103 | 59 | 103 | 0 | 1 | Cogen | -1 | 0.17202 | 0 | 0 |  |  |  |  | -0.17202 | 0 | [6 empty] | 383 | 0
39470 | TNDOWCGNSG8 | 1 | Houston | YES | -0.035965 | 32 | 10 | 32 | 0 | 0.985 | Cogen | -1 | 0.17202 | 0 | 0 |  |  |  |  | -0.17202 | 0 | [6 empty] | 384 | 0
39480 | TNDOWCGNGG8 | 1 | Houston | YES | -0.035965 | 30 | 10 | 30 | 0 | 0.985 | Cogen | -1 | 0.17202 | 0 | 0 |  |  |  |  | -0.17202 | 0 | [6 empty] | 385 | 0
48921 | WAP_GN1_1 | 1 | Houston | YES | -0.043459 | 132.8 | 37 | 166 | 0 | 1.0362 | GST | -1 | 0.17952 | 166 | 166 |  |  |  |  | -0.17952 | -29.7998 | [6 empty] | 386 | 0
48922 | WAP_GN2_2 | 2 | Houston | YES | -0.043459 | 132.8 | 37 | 166 | 0 | 1.0362 | GST | -1 | 0.17952 | 166 | 166 |  |  |  |  | -0.17952 | -29.7998 | [6 empty] | 387 | 0
48923 | WAP_GN3_3 | 3 | Houston | YES | -0.043459 | 198.4 | 93 | 248 | 0 | 1.0362 | GST | -1 | 0.17952 | 248 | 248 |  |  |  |  | -0.17952 | -44.5202 | [6 empty] | 388 | 0
48924 | WAP_GN4_4 | 4 | Houston | YES | -0.043459 | 546 | 217 | 546 | 0 | 1.0362 | GSC | -1 | 0.17952 | 546 | 546 |  |  |  |  | -0.17952 | -98.0162 | [6 empty] | 389 | 0
48925 | WAP_GN5_5 | 5 | Houston | YES | -0.043459 | 587.4 | 278 | 654 | 0 | 0.985 | LIGCO | -1 | 0.17952 | 0 | 654 |  |  |  |  | -0.17952 | 0 | [6 empty] | 390 | 0
48929 | WAPGT21_GT1 | B1 | Houston | YES | -0.043459 | 0 | 0 | 13 |  | 1.05 | GGT | -1 | 0.17952 | 13 | 13 |  |  |  |  | -0.17952 | -2.3337
48510 | AK_GT1__8040 | 1 | Houston | YES | -0.043673 | 33.4 | 8.1 | 34 |  | 1.029 | Cogen | -1 | 0.17973 | 0 | 0 |  |  |  |  | -0.17973 | 0
48521 | BVE_GT1_GT1 | 1 | Houston | YES | -0.045276 | 167.7 | 0 | 167.7 |  | 1.035 | CC | -1 | 0.18133 | 167.7 | 167.7 |  |  |  |  | -0.18133 | -30.4097
48522 | BVE_GT2_5035 | 2 | Houston | YES | -0.045276 | 166.4 | 0 | 166.4 |  | 1.035 | CC | -1 | 0.18133 | 166.4 | 166.4 |  |  |  |  | -0.18133 | -30.1739
48523 | BVE_ST1_GN1 | 3 | Houston | YES | -0.045276 | 252.4 | 0 | 252.4 |  | 1.035 | CC | -1 | 0.18133 | 252.4 | 252.4 |  |  |  |  | -0.18133 | -45.7687
48926 | WAP_GN6_6 | 6 | Houston | YES | -0.045372 | 651 | 280 | 651 |  | 1.035 | LIGCO | -1 | 0.18143 | 0 | 651 |  |  |  |  | -0.18143 | 0
48927 | WAP_GN7_7 | 7 | Houston | YES | -0.045372 | 564 | 277 | 564 |  | 1.035 | LIGCO | -1 | 0.18143 | 0 | 564 |  |  |  |  | -0.18143 | 0
48928 | WAP_GN8_8 | 8 | Houston | YES | -0.045372 | 603 | 275 | 603 |  | 1.035 | LIGCO | -1 | 0.18143 | 0 | 603 |  |  |  |  | -0.18143 | 0
48730 | MNS_GT | 1 | Houston | YES | -0.045407 | 43 | 0 | 46.1 |  | 1.029 | Cogen | -1 | 0.18146 | 0 | 0 |  |  |  |  | -0.18146 | 0
39760 | TNSCLP1___8 | 1 | Houston | YES | -0.056921 | 93.4 | 20 | 116.8 | 0 | 1.04 | Cogen | -1 | 0.19298 | 0 | 0 |  |  |  |  | -0.19298 | 0
39770 | TNSCLP2___8 | 1 | Houston | YES | -0.056921 | 91.6 | 20 | 114.5 | 0 | 1.04 | Cogen | -1 | 0.19298 | 0 | 0 |  |  |  |  | -0.19298 | 0
39775 | TNSCLP4___8 | 1 | Houston | YES | -0.056921 | 95.2 | 20 | 119 | 0 | 1.04 | Cogen | -1 | 0.19298 | 0 | 0 |  |  |  |  | -0.19298 | 0
39790 | TNSCLP3___8 | 1 | Houston | YES | -0.056921 | 87.6 | 20 | 109.5 | 0 | 1.027 | Cogen | -1 | 0.19298 | 0 | 0 |  |  |  |  | -0.19298 | 0
48520 | BSF_GT1_8070 | 1 | Houston | YES | -0.060128 | 72 | 0 | 72 | 0 | 1.0326 | Cogen | -1 | 0.19619 | 0 | 0 |  |  |  |  | -0.19619 | 0
48520 | BSF_GT1_8070 | 2 | Houston | YES | -0.060128 | 10 | 0 | 10 | 0 | 1.0326 | Cogen | -1 | 0.19619 | 0 | 0 |  |  |  |  | -0.19619 | 0
49851 | DOW17000 | 37 | Houston | YES | -0.064181 | 39 | 0 | 62 | 0 | 1 | Cogen | -1 | 0.20024 | 0 | 0 |  |  |  |  | -0.20024 | 0
49858 | DOW38100 | 31 | Houston | YES | -0.064181 | 45 | 0 | 71.4 |  | 1 | Cogen | -1 | 0.20024 | 0 | 0 |  |  |  |  | -0.20024 | 0
49859 | DOW38200 | 33 | Houston | YES | -0.064181 | 28 | 0 | 45 | 0 | 1 | Cogen | -1 | 0.20024 | 0 | 0 |  |  |  |  | -0.20024 | 0
49860 | DOW38300 | 32 | Houston | YES | -0.064181 | 63 | 0 | 101 |  | 1 | Cogen | -1 | 0.20024 | 0 | 0 |  |  |  |  | -0.20024 | 0
49862 | DOW39100 | 36 | Houston | YES | -0.064181 | 54 | 0 | 86 | 0 | 1 | Cogen | -1 | 0.20024 | 0 | 0 |  |  |  |  | -0.20024 | 0
49863 | DOW39200 | 35 | Houston | YES | -0.064181 | 55 | 0 | 88 | 0 | 1 | Cogen | -1 | 0.20024 | 0 | 0 |  |  |  |  | -0.20024 | 0
49865 | DOW41000 | 41 | Houston | YES | -0.064181 | 31 | 0 | 50 |  | 1 | Cogen | -1 | 0.20024 | 0 | 0 |  |  |  |  | -0.20024 | 0
49866 | DOW42000 | 42 | Houston | YES | -0.064181 | 11 | 0 | 18 |  | 1 | Cogen | -1 | 0.20024 | 0 | 0 |  |  |  |  | -0.20024 | 0
49869 | DOW49000 | 45 | Houston | YES | -0.064181 | 59 | 0 | 94 |  | 1 | Cogen | -1 | 0.20024 | 0 | 0 |  |  |  |  | -0.20024 | 0
49870 | DOW61000 | 61 | Houston | YES | -0.064181 | 44 | 0 | 70 | 0 | 1 | Cogen | -1 | 0.20024 | 0 | 0 |  |  |  |  | -0.20024 | 0
49871 | DOW62000 | 62 | Houston | YES | -0.064181 | 40 | 0 | 63 | 0 | 1 | Cogen | -1 | 0.20024 | 0 | 0 |  |  |  |  | -0.20024 | 0
49872 | DOW63000 | 63 | Houston | YES | -0.064181 | 45 | 0 | 72 | 0 | 1 | Cogen | -1 | 0.20024 | 0 | 0 |  |  |  |  | -0.20024 | 0
49873 | DOW64000 | 64 | Houston | YES | -0.064181 | 41 | 0 | 64.8 | 0 | 1 | Cogen | -1 | 0.20024 | 0 | 0 |  |  |  |  | -0.20024 | 0
49876 | DOW65000 | 65 | Houston | YES | -0.064181 | 63 | 0 | 101 | 0 | 1 | Cogen | -1 | 0.20024 | 0 | 0 |  |  |  |  | -0.20024 | 0
49877 | DOW66000 | 66 | Houston | YES | -0.064181 | 61 | 0 | 97 | 0 | 1 | Cogen | -1 | 0.20024 | 0 | 0 |  |  |  |  | -0.20024 | 0
49878 | DOW67000 | 67 | Houston | YES | -0.064181 | 65 | 0 | 103 | 0 | 1 | Cogen | -1 | 0.20024 | 0 | 0 |  |  |  |  | -0.20024 | 0
49882 | DOW81000 | 81 | Houston | YES | -0.064181 | 47 | 0 | 76 | 0 | 1 | Cogen | -1 | 0.20024 | 0 | 0 |  |  |  |  | -0.20024 | 0
49884 | DOW82000 | 82 | Houston | YES | -0.064181 | 51 | 0 | 80 | 0 | 1 | Cogen | -1 | 0.20024 | 0 | 0 |  |  |  |  | -0.20024 | 0
49885 | DOW83000 | 83 | Houston | YES | -0.064181 | 51 | 0 | 80 | 0 | 1 | Cogen | -1 | 0.20024 | 0 | 0 |  |  |  |  | -0.20024 | 0
49886 | DOW84000 | 84 | Houston | YES | -0.064181 | 107 | 0 | 171 | 0 | 0.98 | Cogen | -1 | 0.20024 | 0 | 0 |  |  |  |  | -0.20024 | 0
8032 | AMISTADHYD1 | 1 | South | YES | -0.074717 | 33 | 13 | 33 | 0 | 1.03 | Hydro | -1 | 0.21077 | 0 | 0 |  |  | 0 | 0 | -0.21077 | 0
8033 | AMISTADHYD2 | 2 | South | YES | -0.074717 | 25 | 13 | 25 | 0 | 1.03 | Hydro | -1 | 0.21077 | 0 | 0 |  |  | 0 | 0 | -0.21077 | 0
88253 | HAMILTON | F | South | YES | -0.074717 | 0 | 0 | 0 | 0 | 1.04 | BLT | -1 | 0.21077 | 0 | 0 |  |  | 0 | 0 | -0.21077 | 0
48911 | TGF_GT1_8000 | 1 | Houston | YES | -0.0801 | 69.2 | 0 | 69.2 |  | 1.029 | Cogen | -1 | 0.21616 | 0 | 0 |  |  |  |  | -0.21616 | 0
48731 | CBE_GT1 | 1 | Houston | YES | -0.085355 | 76 | 0 | 76 | 0 | 1.029 | CC | -1 | 0.22141 | 76 | 76 |  |  |  |  | -0.22141 | -16.8274
48732 | CBE_GT2 | 1 | Houston | YES | -0.085355 | 76 | 0 | 76 | 0 | 1.029 | CC | -1 | 0.22141 | 76 | 76 |  |  |  |  | -0.22141 | -16.8274
48733 | CBE_ST12 | 1 | Houston | YES | -0.085355 | 105 | 0 | 105 | 0 | 1.029 | CC | -1 | 0.22141 | 105 | 105 |  |  |  |  | -0.22141 | -23.2483
48734 | CBE_GT3 | 1 | Houston | YES | -0.085355 | 76 | 0 | 76 | 0 | 1.029 | CC | -1 | 0.22141 | 76 | 76 |  |  |  |  | -0.22141 | -16.8274
48735 | CBE_GT4 | 1 | Houston | YES | -0.085355 | 76 | 0 | 76 | 0 | 1.029 | CC | -1 | 0.22141 | 76 | 76 |  |  |  |  | -0.22141 | -16.8274
48736 | CBE_ST34 | 1 | Houston | YES | -0.085355 | 105 | 0 | 105 | 0 | 1.029 | CC | -1 | 0.22141 | 105 | 105 |  |  |  |  | -0.22141 | -23.2483
5911 | STP_GN1___1 | 1 | Houston | YES | -0.086168 | 1333 | 1249 | 1333 | 0 | 1.0406 | Nuc | -1 | 0.22223 | 0 | 0 |  |  |  |  | -0.22223 | 0
5912 | STP_GN2___2 | 2 | Houston | YES | -0.086168 | 1332 | 1249 | 1332 | 0 | 1.0406 | Nuc | -1 | 0.22223 | 0 | 0 |  |  |  |  | -0.22223 | 0
8262 | ELPS | 1 | South | YES | -0.096802 | 6 | 6 | 6 | 0 | 1.15 | Hydro | -1 | 0.23286 | 0 | 0 |  |  | 0 | 0 | -0.23286 | 0
8134 | FOR #1 | 1 | South | YES | -0.12783 | 54.1 | 45 | 79 | 0 | 1 | Cogen | -1 | 0.26389 | 0 | 0 |  |  | 0 | 0 | -0.26389 | 0
8138 | FOR #2 | 2 | South | YES | -0.12783 | 63.1 | 45 | 81 | 0 | 1 | Cogen | -1 | 0.26389 | 0 | 0 |  |  | 0 | 0 | -0.26389 | 0
8153 | FOR #3 | 3 | South | YES | -0.12783 | 63.1 | 45 | 79.9 | 0 | 1 | Cogen | -1 | 0.26389 | 0 | 0 |  |  | 0 | 0 | -0.26389 | 0
8154 | FOR #4 | 4 | South | YES | -0.12783 | 63.1 | 60 | 80 | 0 | 1 | Cogen | -1 | 0.26389 | 0 | 0 |  |  | 0 | 0 | -0.26389 | 0
8155 | FOR #5 | 5 | South | YES | -0.12783 | 63.1 | 60 | 78.4 | 0 | 1 | Cogen | -1 | 0.26389 | 0 | 0 |  |  | 0 | 0 | -0.26389 | 0
8156 | FOR #6 | 6 | South | YES | -0.12783 | 24.9 | 5 | 25 | 0 | 1 | Cogen | -1 | 0.26389 | 0 | 0 |  |  | 0 | 0 | -0.26389 | 0
8157 | FOR #7 | 7 | South | YES | -0.12783 | 28.8 | 5 | 46 | 0 | 1 | Cogen | -1 | 0.26389 | 0 | 0 |  |  | 0 | 0 | -0.26389 | 0
80051 | FOR #8 | 8 | South | YES | -0.12783 | 28 | 28 | 28 |  | 1 | Cogen | -1 | 0.26389 | 0 | 0 |  |  | 0 | 0 | -0.26389 | 0
80052 | FOR #9 | 9 | South | YES | -0.12783 | 29.7 | 5 | 43.6 | 0 | 1 | Cogen | -1 | 0.26389 | 0 | 0 |  |  | 0 | 0 | -0.26389 | 0
80053 | FOR #10 | 10 | South | YES | -0.12783 | 68.4 | 45 | 75 | 0 | 1 | Cogen | -1 | 0.26389 | 0 | 0 |  |  | 0 | 0 | -0.26389 | 0
80226 | ALCOA G | 1 | South | YES | -0.12899 | 32.3 | 5 | 48 | 0 | 1.015 | Cogen | -1 | 0.26505 | 0 | 0 |  |  | 0 | 0 | -0.26505 | 0
8147 | UCAR #2 | 10 | South | YES | -0.13274 | 18.2 | 0 | 28 |  | 1 | Cogen | -1 | 0.2688 | 0 | 0 |  |  | 0 | 0 | -0.2688 | 0
8148 | UCAR #1 | 2 | South | YES | -0.13274 | 6.1 | 0 | 7 | 0 | 1.009 | Cogen | -1 | 0.2688 | 0 | 0 |  |  | 0 | 0 | -0.2688 | 0
80137 | CSDR89 | 9 | South | YES | -0.13274 | 15 | 0 | 15 | 0 | 1.003 | DCTie | -1 | 0.2688 | 0 | 0 |  |  | 0 | 0 | -0.2688 | 0
80137 | CSDR89 | 8 | South | YES | -0.13274 | 33.9 | 0 | 39 | 0 | 1.003 | DCTie | -1 | 0.2688 | 0 | 0 |  |  | 0 | 0 | -0.2688 | 0
80138 | CSDR7 | 7 | South | YES | -0.13274 | 6.1 | 0 | 7 | 0 | 1.014 | DCTie | -1 | 0.2688 | 0 | 0 |  |  | 0 | 0 | -0.2688 | 0
80139 | CSDR56 | 6 | South | YES | -0.13274 | 0 | 0 | 39 |  | 1.0033 | DCTie | -1 | 0.2688 | 0 | 0 |  |  | 0 | 0 | -0.2688 | 0
80139 | CSDR56 | 5 | South | YES | -0.13274 | 15 | 0 | 15 |  | 1.0033 | DCTie | -1 | 0.2688 | 0 | 0 |  |  | 0 | 0 | -0.2688 | 0
80140 | CSDR11 | 11 | South | YES | -0.13274 | 33.9 | 0 | 39 | 0 | 1.03 | DCTie | -1 | 0.2688 | 0 | 0 |  |  | 0 | 0 | -0.2688 | 0
80227 | AIRCO G | 1 | South | YES | -0.13328 | 7.2 | 0 | 8 | 0 | 1.0104 | Cogen | -1 | 0.26934 | 0 | 0 |  |  | 0 | 0 | -0.26934 | 0
80224 | VISTRONG1 | 1 | South | YES | -0.13433 | 13.1 | 0 | 15 | 0 | 1.01 | Cogen | -1 | 0.27039 | 0 | 0 |  |  | 0 | 0 | -0.27039 | 0
80225 | VISTRONG2 | 2 | South | YES | -0.13433 | 20.2 | 0 | 23 | 0 | 1.01 | Cogen | -1 | 0.27039 | 0 | 0 |  |  | 0 | 0 | -0.27039 | 0
5503 | RAYBURNGEN3 | 1 | South | YES | -0.13568 | 17.6 | 6 | 22 | 0 | 1.0224 | GST | -1 | 0.27174 | 22 | 22 |  |  | -2.985 | 22 | -0.27174 | -5.9783
5505 | RAYBURNGEN1 | 1 | South | YES | -0.13568 | 0 | 1 | 11 |  | 1.0223 | GGT | -1 | 0.27174 | 11 | 11 |  |  | -1.4925 | 11 | -0.27174 | -2.9891
5506 | RAYBURNGEN2 | 1 | South | YES | -0.13568 | 0 | 1 | 11 |  | 1.0223 | GGT | -1 | 0.27174 | 11 | 11 |  |  | -1.4925 | 11 | -0.27174 | -2.9891
5508 | RAYBURNCC9 | 1 | South | YES | -0.137 | 47.7 | 18.2 | 47.7 | 0 | 1.0296 | CC | -1 | 0.27306 | 47.7 | 47.7 |  |  | -6.5349 | 47.7 | -0.27306 | -13.0248
5509 | RAYBURNCC10 | 1 | South | YES | -0.137 | 37.3 | 5.2 | 37.3 | 0 | 1.0296 | CC | -1 | 0.27306 | 37.3 | 37.3 |  |  | -5.1101 | 37.3 | -0.27306 | -10.185
5511 | RAYBURNCC7 | 1 | South | YES | -0.137 | 47.5 | 18.2 | 47.5 | 0 | 1.0296 | CC | -1 | 0.27306 | 47.5 | 47.5 |  |  | -6.5075 | 47.5 | -0.27306 | -12.9702
5512 | RAYBURNCC8 | 1 | South | YES | -0.137 | 49.3 | 18.2 | 49.3 | 0 | 1.0296 | CC | -1 | 0.27306 | 49.3 | 49.3 |  |  | -6.7541 | 49.3 | -0.27306 | -13.4617
8066 | DUP1V#1 | 1 | South | YES | -0.13717 | 52.3 | 0 | 73 | 0 | 1.01 | Cogen | -1 | 0.27323 | 0 | 0 |  |  | 0 | 0 | -0.27323 | 0
8926 | LGE_GT10A | 1 | South | YES | -0.13742 | 158 | 0 | 158 | 0 | 1.03 | Cogen | -1 | 0.27348 | 0 | 0 |  |  | 0 | 0 | -0.27348 | 0
8927 | LGE_GT20A | 2 | South | YES | -0.13742 | 153 | 0 | 153 | 0 | 1.03 | Cogen | -1 | 0.27348 | 0 | 0 |  |  | 0 | 0 | -0.27348 | 0
8928 | LGE_STG0A | 3 | South | YES | -0.13742 | 100 | 0 | 100 | 0 | 1.03 | Cogen | -1 | 0.27348 | 0 | 0 |  |  | 0 | 0 | -0.27348 | 0
8930 | ICPGN10A | 1 | South | YES | -0.13742 | 149 | 0 | 149 | 0 | 1.03 | Cogen | -1 | 0.27348 | 0 | 0 |  |  | 0 | 0 | -0.27348 | 0
8931 | ICPGN20A | 2 | South | YES | -0.13742 | 150 | 0 | 150 | 0 | 1.03 | Cogen | -1 | 0.27348 | 0 | 0 |  |  | 0 | 0 | -0.27348 | 0
8932 | ICPGN30A | 3 | South | YES | -0.13742 | 127 | 0 | 127 | 0 | 1.03 | Cogen | -1 | 0.27348 | 0 | 0 |  |  | 0 | 0 | -0.27348 | 0
80223 | REYSHR G | 1 | South | YES | -0.13742 | 12 | 0 | 12 | 0 | 1.032 | Cogen | -1 | 0.27348 | 0 | 0 |  |  | 0 | 0 | -0.27348 | 0
80265 | LARECU40A | 4 | South | YES | -0.13749 | 80 | 0 | 100 |  | 1.039 | GGT | -1 | 0.27355 | 100 | 100 |  |  | -13.7489 | 100 | -0.27355 | -27.3547
80266 | LARECU50A | 5 | South | YES | -0.13749 | 80 | 0 | 100 |  | 1.039 | GGT | -1 | 0.27355 | 100 | 100 |  |  | -13.7489 | 100 | -0.27355 | -27.3547
80012 | LAR | F | South | YES | -0.13749 | 0 | 0 | 0 | 0 | 1.04 | DCTie | -1 | 0.27355 | 0 | 0 |  |  | 0 | 0 | -0.27355 | 0
88299 | ZAPATA | F | South | YES | -0.13845 | 0 | 0 | 0 | 0 | 1.02 | BLT | -1 | 0.27451 | 0 | 0 |  |  | 0 | 0 | -0.27451 | 0
8442 | NBEC7 | 7 | South | YES | -0.13878 | 0 | 81 | 367 |  | 1.0298 | GST | -1 | 0.27483 | 367 | 367 |  |  | -50.9304 | 367 | -0.27483 | -100.8636
8442 | NBEC7 | MB | South | YES | -0.13878 | 0 | 81 | 367 |  | 1.0298 | GST | -1 | 0.27483 | 0 | 0 |  |  | 0 | 0 | -0.27483 | 0
8173 | VICEC51A | 5 | South | YES | -0.13878 | 144 | 18 | 144 | 0 | 1.025 | CC | -1 | 0.27484 | 144 | 144 |  |  | -19.984 | 144 | -0.27484 | -39.5764
8174 | VICEC61A | 6 | South | YES | -0.13878 | 188 | 42 | 188 | 0 | 1.025 | CC | -1 | 0.27484 | 188 | 188 |  |  | -26.0903 | 188 | -0.27484 | -51.6691
8560 | CNOPGT1 | 1 | South | YES | -0.13879 | 148.3 | 0 | 148.3 | 0 | 1.03 | Cogen | -1 | 0.27485 | 0 | 0 |  |  | 0 | 0 | -0.27485 | 0
8561 | CNOPGT2 | 2 | South | YES | -0.13879 | 148.6 | 0 | 148.6 | 0 | 1.03 | Cogen | -1 | 0.27485 | 0 | 0 |  |  | 0 | 0 | -0.27485 | 0
8562 | CNOPST1 | 3 | South | YES | -0.13879 | 153 | 0 | 153 | 0 | 1.03 | Cogen | -1 | 0.27485 | 0 | 0 |  |  | 0 | 0 | -0.27485 | 0
8456 | COSW#1 | 1 | South | YES | -0.13887 | 20 | 0 | 20 | 0 | 1.027 | Cogen | -1 | 0.27493 | 0 | 0 |  |  | 0 | 0 | -0.27493 | 0
8457 | COSW#2 | 2 | South | YES | -0.13887 | 14 | 0 | 14 | 0 | 1.027 | Cogen | -1 | 0.27493 | 0 | 0 |  |  | 0 | 0 | -0.27493 | 0
8459 | B_DAVIS0B | MB | South | YES | -0.13905 | 0 | 50 | 339 |  | 1.03 | GSC | -1 | 0.27511 | 0 | 0 |  |  | 0 | 0 | -0.27511 | 0
8460 | B_DAVIS0A | MB | South | YES | -0.13905 | 0 | 50 | 340 |  | 1.03 | GSC | -1 | 0.27511 | 0 | 0 |  |  | 0 | 0 | -0.27511 | 0
80263 | B_DAVIS31A | 3 | South | YES | -0.13905 | 0 | 0 | 180 |  | 1.0366 | CC | -1 | 0.27511 | 180 | 180 |  |  | -25.0295 | 180 | -0.27511 | -49.5199
80264 | B_DAVIS41A | 4 | South | YES | -0.13905 | 0 | 0 | 180 |  | 1.0366 | CC | -1 | 0.27511 | 180 | 180 |  |  | -25.0295 | 180 | -0.27511 | -49.5199
88508 | FALFURRI | F | South | YES | -0.13908 | 0 | 0 | 0 | 0 | 1 | AVR | -1 | 0.27513 | 0 | 0 |  |  | 0 | 0 | -0.27513 | 0
5728 | FALCONHYDRO2 | 2 | South | YES | -0.13911 | 12 | 0 | 12 | 0 | 1.0234 | Hydro | -1 | 0.27516 | 0 | 0 |  |  | 0 | 0 | -0.27516 | 0
5729 | FALCONHYDRO3 | 3 | South | YES | -0.13911 | 11 | 0 | 11 | 0 | 1.0234 | Hydro | -1 | 0.27516 | 0 | 0 |  |  | 0 | 0 | -0.27516 | 0
8048 | FALCONHYDRO1 | 1 | South | YES | -0.13911 | 12 | 0 | 12 | 0 | 1.0234 | Hydro | -1 | 0.27516 | 0 | 0 |  |  | 0 | 0 | -0.27516 | 0
8506 | VAL #1 | 1 | South | YES | -0.13913 | 20.9 | 0 | 25 | 0 | 1.0055 | Cogen | -1 | 0.27519 | 0 | 0 |  |  | 0 | 0 | -0.27519 | 0
8507 | VAL #2 | 2 | South | YES | -0.13913 | 20.9 | 0 | 25 | 0 | 1.0055 | Cogen | -1 | 0.27519 | 0 | 0 |  |  | 0 | 0 | -0.27519 | 0
8511 | OXY_CC0A | 1 | South | YES | -0.13927 | 30.3 | 0 | 38 | 0 | 1.027 | Cogen | -1 | 0.27533 | 0 | 0 |  |  | 0 | 0 | -0.27533 | 0
8461 | KOCH_UP0A | 1 | South | YES | -0.13927 | 38 | 0 | 38 | 0 | 1.012 | Cogen | -1 | 0.27533 | 0 | 0 |  |  | 0 | 0 | -0.27533 | 0
8933 | FGNTS001 | 1 | South | YES | -0.13979 | 146.5 | 0 | 146.5 | 0 | 1.03 | CC | -1 | 0.27585 | 146.5 | 146.5 |  |  | -20.4789 | 146.5 | -0.27585 | -40.4114
8934 | FGNTS101 | 2 | South | YES | -0.13979 | 147.9 | 0 | 147.9 | 0 | 1.03 | CC | -1 | 0.27585 | 147.9 | 147.9 |  |  | -20.6746 | 147.9 | -0.27585 | -40.7976
8935 | FGNTS201 | 3 | South | YES | -0.13979 | 173 | 0 | 173 | 0 | 1.03 | CC | -1 | 0.27585 | 173 | 173 |  |  | -24.1833 | 173 | -0.27585 | -47.7213
8517 | CELANEBI0A | 1 | South | YES | -0.13981 | 29 | 0 | 29 | 0 | 1.02 | Cogen | -1 | 0.27586 | 0 | 0 |  |  | 0 | 0 | -0.27586 | 0
8981 | HECN1 | 1 | South | YES | -0.1399 | 144.8 | 0 | 144.8 | 0 | 1.0304 | CC | -1 | 0.27596 | 144.8 | 144.8 |  |  | -20.2581 | 144.8 | -0.27596 | -39.9593
8982 | HECN2 | 2 | South | YES | -0.1399 | 144.1 | 0 | 144.1 | 0 | 1.0304 | CC | -1 | 0.27596 | 144.1 | 144.1 |  |  | -20.1602 | 144.1 | -0.27596 | -39.7661
8983 | HECN3 | 3 | South | YES | -0.1399 | 171.9 | 0 | 171.9 | 0 | 1.0304 | CC | -1 | 0.27596 | 171.9 | 171.9 |  |  | -24.0495 | 171.9 | -0.27596 | -47.4378
8936 | MVGN#1 | 1 | South | YES | -0.13991 | 216.6 | 0 | 216.6 | 0 | 1.0304 | CC | -1 | 0.27596 | 216.6 | 216.6 |  |  | -30.3034 | 216.6 | -0.27596 | -59.7735
8937 | MVGN#2 | 2 | South | YES | -0.13991 | 216.7 | 0 | 216.7 | 0 | 1.0304 | CC | -1 | 0.27596 | 216.7 | 216.7 |  |  | -30.3174 | 216.7 | -0.27596 | -59.8011
8938 | MVGN#3 | 3 | South | YES | -0.13991 | 250.9 | 0 | 250.9 | 0 | 1.0304 | CC | -1 | 0.27596 | 250.9 | 250.9 |  |  | -35.1022 | 250.9 | -0.27596 | -69.2391
5932 | SI_RAY9 | 9 | South | YES | -0.13994 | 32 | 32 | 38 | 0 | 1.035 | CC | -1 | 0.276 | 38 | 38 |  |  | -5.3177 | 38 | -0.276 | -10.4879
5933 | SI_RAY6 | 6 | South | YES | -0.13994 | 15.4 | 10 | 19.3 | 0 | 1.035 | GST | -1 | 0.276 | 19.3 | 19.3 |  |  | -2.7008 | 19.3 | -0.276 | -5.3268
5935 | SI_RAY10 | 10 | South | YES | -0.13994 | 47 | 10 | 47 | 0 | 1.03 | CC | -1 | 0.276 | 47 | 47 |  |  | -6.5772 | 47 | -0.276 | -12.9719
80003 | MILHWYS | F | South | YES | -0.13994 | 0 | 0 | 0 | 0 | 1.0168 | AVR | -1 | 0.276 | 0 | 0 |  |  | 0 | 0 | -0.276 | 0
80080 | GWINDT11A | 3 | South | YES | -0.13997 | 0 | 0 | 38 | 0 | 1.025 | Wind | -1 | 0.27602 | 0 | 38 |  |  | 0 | 0 | -0.27602 | 0
80080 | GWINDT11A | 4 | South | YES | -0.13997 | 3.8 | 0 | 19 | 0 | 1.025 | Wind | -1 | 0.27602 | 0 | 19 |  |  | 0 | 0 | -0.27602 | 0
80080 | GWINDT11A | 2 | South | YES | -0.13997 | 0 | 0 | 41 | 0 | 1.025 | Wind | -1 | 0.27602 | 0 | 41 |  |  | 0 | 0 | -0.27602 | 0
80080 | GWINDT11A | 1 | South | YES | -0.13997 | 28.2 | 0 | 94 | 0 | 1.025 | Wind | -1 | 0.27602 | 0 | 94 |  |  | 0 | 0 | -0.27602 | 0
80081 | GWINDT21A | 4 | South | YES | -0.13997 | 4.4 | 0 | 22 | 0 | 1.025 | Wind | -1 | 0.27602 | 0 | 22 |  |  | 0 | 0 | -0.27602 | 0
80081 | GWINDT21A | 1 | South | YES | -0.13997 | 28.2 | 0 | 94 | 0 | 1.025 | Wind | -1 | 0.27602 | 0 | 94 |  |  | 0 | 0 | -0.27602 | 0
80081 | GWINDT21A | 3 | South | YES | -0.13997 | 8.6 | 0 | 43 | 0 | 1.025 | Wind | -1 | 0.27602 | 0 | 43 |  |  | 0 | 0 | -0.27602 | 0
80081 | GWINDT21A | 2 | South | YES | -0.13997 | 7.2 | 0 | 36 | 0 | 1.025 | Wind | -1 | 0.27602 | 0 | 36 |  |  | 0 | 0 | -0.27602 | 0
80180 | PNSCALT11A | 2 | South | YES | -0.13997 | 10 | 0 | 50 | 0 | 1.025 | Wind | -1 | 0.27602 | 0 | 50 |  |  | 0 | 0 | -0.27602 | 0
80180 | PNSCALT11A | 1 | South | YES | -0.13997 | 43.8 | 0 | 148 | 0 | 1.025 | Wind | -1 | 0.27602 | 0 | 148 |  |  | 0 | 0 | -0.27602 | 0
80181 | PNSCALT21A | 2 | South | YES | -0.13997 | 10 | 0 | 50 | 0 | 1.025 | Wind | -1 | 0.27602 | 0 | 50 |  |  | 0 | 0 | -0.27602 | 0
80181 | PNSCALT21A | 1 | South | YES | -0.13997 | 16.5 | 0 | 55 | 0 | 1.025 | Wind | -1 | 0.27602 | 0 | 55 |  |  | 0 | 0 | -0.27602 | 0
8161 | COLETO0A | 1 | South | YES | -0.14572 | 633 | 200 | 633 | 0 | 1.03 | LIGCO | -1 | 0.28178 | 0 | 633 |  |  | 0 | 0 | -0.28178 | 0
88198 | BEEVILLE | F | South | YES | -0.14737 | 0 | 0 | 0 | 0 | 1.02 | AVR | -1 | 0.28343 | 0 | 0 |  |  | 0 | 0 | -0.28343 | 0
58909 | PEARSALLSCG1 | 3 | South | YES | -0.14749 | 0 | 0 | 8.4 |  | 1.027 | Diesel | -1 | 0.28354 | 8.4 | 8.4 |  |  | -1.2389 | 8.4 | -0.28354 | -2.3818
58909 | PEARSALLSCG1 | 4 | South | YES | -0.14749 | 0 | 0 | 8.4 |  | 1.027 | Diesel | -1 | 0.28354 | 8.4 | 8.4 |  |  | -1.2389 | 8.4 | -0.28354 | -2.3818
58909 | PEARSALLSCG1 | 6 | South | YES | -0.14749 | 0 | 0 | 8.4 |  | 1.027 | Diesel | -1 | 0.28354 | 8.4 | 8.4 |  |  | -1.2389 | 8.4 | -0.28354 | -2.3818
58909 | PEARSALLSCG1 | 5 | South | YES | -0.14749 | 0 | 0 | 8.4 |  | 1.027 | Diesel | -1 | 0.28354 | 8.4 | 8.4 |  |  | -1.2389 | 8.4 | -0.28354 | -2.3818
58909 | PEARSALLSCG1 | 1 | South | YES | -0.14749 | 0 | 0 | 8.4 |  | 1.027 | Diesel | -1 | 0.28354 | 8.4 | 8.4 |  |  | -1.2389 | 8.4 | -0.28354 | -2.3818
58909 | PEARSALLSCG1 | 2 | South | YES | -0.14749 | 0 | 0 | 8.4 |  | 1.027 | Diesel | -1 | 0.28354 | 8.4 | 8.4 |  |  | -1.2389 | 8.4 | -0.28354 | -2.3818
58919 | PEARSALLSCG2 | 5 | South | YES | -0.14749 | 0 | 0 | 8.4 |  | 1.027 | Diesel | -1 | 0.28354 | 8.4 | 8.4 |  |  | -1.2389 | 8.4 | -0.28354 | -2.3818
58919 | PEARSALLSCG2 | 6 | South | YES | -0.14749 | 0 | 0 | 8.4 |  | 1.027 | Diesel | -1 | 0.28354 | 8.4 | 8.4 |  |  | -1.2389 | 8.4 | -0.28354 | -2.3818
58919 | PEARSALLSCG2 | 1 | South | YES | -0.14749 | 0 | 0 | 8.4 |  | 1.027 | Diesel | -1 | 0.28354 | 8.4 | 8.4 |  |  | -1.2389 | 8.4 | -0.28354 | -2.3818
58919 | PEARSALLSCG2 | 2 | South | YES | -0.14749 | 0 | 0 | 8.4 |  | 1.027 | Diesel | -1 | 0.28354 | 8.4 | 8.4 |  |  | -1.2389 | 8.4 | -0.28354 | -2.3818
58919 | PEARSALLSCG2 | 4 | South | YES | -0.14749 | 0 | 0 | 8.4 |  | 1.027 | Diesel | -1 | 0.28354 | 8.4 | 8.4 |  |  | -1.2389 | 8.4 | -0.28354 | -2.3818
58919 | PEARSALLSCG2 | 3 | South | YES | -0.14749 | 0 | 0 | 8.4 |  | 1.027 | Diesel | -1 | 0.28354 | 8.4 | 8.4 |  |  | -1.2389 | 8.4 | -0.28354 | -2.3818
58929 | PEARSALLSCG3 | 4 | South | YES | -0.14749 | 0 | 0 | 8.4 |  | 1.027 | Diesel | -1 | 0.28354 | 8.4 | 8.4 |  |  | -1.2389 | 8.4 | -0.28354 | -2.3818
58929 | PEARSALLSCG3 | 6 | South | YES | -0.14749 | 0 | 0 | 8.4 |  | 1.027 | Diesel | -1 | 0.28354 | 8.4 | 8.4 |  |  | -1.2389 | 8.4 | -0.28354 | -2.3818
58929 | PEARSALLSCG3 | 2 | South | YES | -0.14749 | 0 | 0 | 8.4 |  | 1.027 | Diesel | -1 | 0.28354 | 8.4 | 8.4 |  |  | -1.2389 | 8.4 | -0.28354 | -2.3818
58929 | PEARSALLSCG3 | 5 | South | YES | -0.14749 | 0 | 0 | 8.4 |  | 1.027 | Diesel | -1 | 0.28354 | 8.4 | 8.4 |  |  | -1.2389 | 8.4 | -0.28354 | -2.3818
58929 | PEARSALLSCG3 | 1 | South | YES | -0.14749 | 0 | 0 | 8.4 |  | 1.027 | Diesel | -1 | 0.28354 | 8.4 | 8.4 |  |  | -1.2389 | 8.4 | -0.28354 | -2.3818
58929 | PEARSALLSCG3 | 3 | South | YES | -0.14749 | 0 | 0 | 8.4 |  | 1.027 | Diesel | -1 | 0.28354 | 8.4 | 8.4 |  |  | -1.2389 | 8.4 | -0.28354 | -2.3818
58949 | PEARSALLSCG4 | 3 | South | YES | -0.14749 | 0 | 0 | 8.4 |  | 1.027 | Diesel | -1 | 0.28354 | 8.4 | 8.4 |  |  | -1.2389 | 8.4 | -0.28354 | -2.3818
58949 | PEARSALLSCG4 | 2 | South | YES | -0.14749 | 0 | 0 | 8.4 |  | 1.027 | Diesel | -1 | 0.28354 | 8.4 | 8.4 |  |  | -1.2389 | 8.4 | -0.28354 | -2.3818
58949 | PEARSALLSCG4 | 1 | South | YES | -0.14749 | 0 | 0 | 8.4 |  | 1.027 | Diesel | -1 | 0.28354 | 8.4 | 8.4 |  |  | -1.2389 | 8.4 | -0.28354 | -2.3818
58949 | PEARSALLSCG4 | 4 | South | YES | -0.14749 | 0 | 0 | 8.4 |  | 1.027 | Diesel | -1 | 0.28354 | 8.4 | 8.4 |  |  | -1.2389 | 8.4 | -0.28354 | -2.3818
58949 | PEARSALLSCG4 | 6 | South | YES | -0.14749 | 0 | 0 | 8.4 |  | 1.027 | Diesel | -1 | 0.28354 | 8.4 | 8.4 |  |  | -1.2389 | 8.4 | -0.28354 | -2.3818
58949 | PEARSALLSCG4 | 5 | South | YES | -0.14749 | 0 | 0 | 8.4 |  | 1.027 | Diesel | -1 | 0.28354 | 8.4 | 8.4 |  |  | -1.2389 | 8.4 | -0.28354 | -2.3818
5890 | PEARSALLGEN1 | 1 | South | YES | -0.15041 | 19.2 | 6 | 24 | 0 | 1.0226 | GST | -1 | 0.28647 | 24 | 24 |  |  | -3.6099 | 24 | -0.28647 | -6.8753
5891 | PEARSALLGEN2 | 1 | South | YES | -0.15041 | 19.4 | 6 | 24.3 | 0 | 1.0226 | GST | -1 | 0.28647 | 24.3 | 24.3 |  |  | -3.655 | 24.3 | -0.28647 | -6.9612
5892 | PEARSALLGEN3 | 1 | South | YES | -0.15041 | 19.1 | 6 | 23.9 | 0 | 1.0226 | GST | -1 | 0.28647 | 23.9 | 23.9 |  |  | -3.5949 | 23.9 | -0.28647 | -6.8467
5903 | SANMIGUELGEN | 1 | South | YES | -0.16085 | 396.3 | 180 | 396.3 | 0 | 1.0336 | LIGCO | -1 | 0.29691 | 0 | 396.3 |  |  | 0 | 0 | -0.29691 | 0
8189 | CUECPL2A | 1 | South | YES | -0.16765 | 12 | 0 | 12 | 0 | 1.02 | Cogen | -1 | 0.30371 | 0 | 0 |  |  | 0 | 0 | -0.30371 | 0
5401 | CALAVER_JKS1 | 1 | South | YES | -0.16887 | 562 | 100 | 562 | 0 | 1.026 | LIGCO | -1 | 0.30492 | 0 | 562 |  |  | 0 | 0 | -0.30492 | 0
5264 | LEON_LCP3G3 | 3 | South | YES | -0.16956 | 0 | 20 | 58 |  | 1.0197 | GST | -1 | 0.30562 | 58 | 58 |  |  | -9.8345 | 58 | -0.30562 | -17.7258
5265 | LEON_LCP4G4 | 4 | South | YES | -0.16956 | 89 | 25 | 89 | 0 | 1.0197 | GST | -1 | 0.30562 | 89 | 89 |  |  | -15.0908 | 89 | -0.30562 | -27.2
5266 | LEON_LCPCT1 | 1 | South | YES | -0.16956 | 44 | 24 | 44 | 0 | 1.0197 | GGT | -1 | 0.30562 | 44 | 44 |  |  | -7.4606 | 44 | -0.30562 | -13.4472
5267 | LEON_LCPCT2 | 2 | South | YES | -0.16956 | 44 | 24 | 44 | 0 | 1.0197 | GGT | -1 | 0.30562 | 44 | 44 |  |  | -7.4606 | 44 | -0.30562 | -13.4472
5268 | LEON_LCPCT3 | 3 | South | YES | -0.16956 | 43 | 24 | 43 | 0 | 1.0197 | GGT | -1 | 0.30562 | 43 | 43 |  |  | -7.2911 | 43 | -0.30562 | -13.1416
5269 | LEON_LCPCT4 | 4 | South | YES | -0.16956 | 45 | 24 | 45 | 0 | 1.0197 | GGT | -1 | 0.30562 | 45 | 45 |  |  | -7.6302 | 45 | -0.30562 | -13.7528
5476 | BRA_AVR1_CT1 | 1 | South | YES | -0.16993 | 155 | 90 | 155 | 0 | 1.025 | CC | -1 | 0.30598 | 155 | 155 |  |  | -26.3387 | 155 | -0.30598 | -47.4276
5477 | BRA_AVR1_ST | 1 | South | YES | -0.16993 | 174 | 138 | 174 | 0 | 1.025 | CC | -1 | 0.30598 | 174 | 174 |  |  | -29.5673 | 174 | -0.30598 | -53.2414
5478 | BRA_AVR1_CT2 | 1 | South | YES | -0.16993 | 155 | 90 | 155 | 0 | 1.025 | CC | -1 | 0.30598 | 155 | 155 |  |  | -26.3387 | 155 | -0.30598 | -47.4276
5028 | BRAUNIG_VHB3 | 3 | South | YES | -0.17069 | 407 | 60 | 407 | 0 | 1.0138 | GST | -1 | 0.30675 | 407 | 407 |  |  | -69.47 | 407 | -0.30675 | -124.8455
5026 | BRAUNIG_VHB1 | 1 | South | YES | -0.17077 | 215 | 40 | 215 | 0 | 1.0192 | GST | -1 | 0.30683 | 215 | 215 |  |  | -36.7153 | 215 | -0.30683 | -65.9678
5027 | BRAUNIG_VHB2 | 2 | South | YES | -0.17077 | 216 | 40 | 216 | 0 | 1.0192 | GST | -1 | 0.30683 | 216 | 216 |  |  | -36.8861 | 216 | -0.30683 | -66.2746
5396 | CALAVER_OWS1 | 1 | South | YES | -0.171 | 418 | 80 | 418 | 0 | 1.0192 | GST | -1 | 0.30706 | 418 | 418 |  |  | -71.4772 | 418 | -0.30706 | -128.3493
5397 | CALAVER_OWS2 | 2 | South | YES | -0.171 | 400 | 80 | 400 | 0 | 1.0192 | GST | -1 | 0.30706 | 400 | 400 |  |  | -68.3992 | 400 | -0.30706 | -122.8223
5111 | CALAVER_JTD1 | 1 | South | YES | -0.17119 | 430 | 80 | 430 | 0 | 1.0138 | LIGCO | -1 | 0.30724 | 0 | 430 |  |  | 0 | 0 | -0.30724 | 0
5112 | CALAVER_JTD2 | 2 | South | YES | -0.17119 | 430 | 80 | 430 | 0 | 1.0138 | LIGCO | -1 | 0.30724 | 0 | 430 |  |  | 0 | 0 | -0.30724 | 0
5436 | TUTTL_WBT1G1 | 1 | South | YES | -0.17186 | 48.8 | 20 | 61 | 0 | 1.012 | GST | -1 | 0.30792 | 61 | 61 |  |  | -10.4833 | 61 | -0.30792 | -18.7829
5438 | TUTTL_WBT3G3 | 3 | South | YES | -0.17186 | 95 | 25 | 95 | 0 | 1.012 | GST | -1 | 0.30792 | 95 | 95 |  |  | -16.3265 | 95 | -0.30792 | -29.252
5439 | TUTTL_WBT4G4 | 4 | South | YES | -0.17186 | 151 | 40 | 151 | 0 | 1.012 | GST | -1 | 0.30792 | 151 | 151 |  |  | -25.9506 | 151 | -0.30792 | -46.4953
7800 | L_GUADGE1_1Y | 1 | South | YES | -0.17616 | 147 | 30 | 147 | 0 | 1.02 | CC | -1 | 0.31222 | 147 | 147 |  |  | -25.8958 | 147 | -0.31222 | -45.8963
7801 | L_GUADGE1_2Y | 2 | South | YES | -0.17616 | 138 | 30 | 138 | 0 | 1.02 | CC | -1 | 0.31222 | 138 | 138 |  |  | -24.3104 | 138 | -0.31222 | -43.0863
7802 | L_GUADGE1_3Y | 3 | South | YES | -0.17616 | 146 | 30 | 146 | 0 | 1.02 | CC | -1 | 0.31222 | 146 | 146 |  |  | -25.7197 | 146 | -0.31222 | -45.5841
7803 | L_GUADGE1_4Y | 4 | South | YES | -0.17616 | 149 | 30 | 149 | 0 | 1.02 | CC | -1 | 0.31222 | 149 | 149 |  |  | -26.2481 | 149 | -0.31222 | -46.5208
7804 | L_GUADGE1_5Y | 5 | South | YES | -0.17616 | 182 | 30 | 182 | 0 | 1.02 | CC | -1 | 0.31222 | 182 | 182 |  |  | -32.0615 | 182 | -0.31222 | -56.824
7805 | L_GUADGE1_6Y | 6 | South | YES | -0.17616 | 203 | 30 | 203 | 0 | 1.02 | CC | -1 | 0.31222 | 203 | 203 |  |  | -35.7609 | 203 | -0.31222 | -63.3806
7624 | L_LAKEWO9_1Y | 1 | South | YES | -0.17882 | 0 | 0 | 2.4 |  | 1 | Hydro | -1 | 0.31488 | 0 | 0 |  |  | 0 | 0 | -0.31488 | 0
7624 | L_LAKEWO9_1Y | 2 | South | YES | -0.17882 | 0 | 0 | 2.4 |  | 1 | Hydro | -1 | 0.31488 | 0 | 0 |  |  | 0 | 0 | -0.31488 | 0
7609 | L_SCHUMA8_1Y | 1 | South | YES | -0.18019 | 0 | 0 | 4 |  | 1 | Hydro | -1 | 0.31625 | 0 | 0 |  |  | 0 | 0 | -0.31625 | 0
7026 | L_INKSDA1_1Y | 1 | South | YES | -0.18087 | 0 | 0 | 13.7 |  | 1 | Hydro | -1 | 0.31693 | 0 | 0 |  |  | 0 | 0 | -0.31693 | 0
7605 | L_MCQUEE9_1Y | 1 | South | YES | -0.18233 | 0 | 0 | 2.4 |  | 1.025 | Hydro | -1 | 0.31839 | 0 | 0 |  |  | 0 | 0 | -0.31839 | 0
7605 | L_MCQUEE9_1Y | 2 | South | YES | -0.18233 | 0 | 0 | 2.4 |  | 1.025 | Hydro | -1 | 0.31839 | 0 | 0 |  |  | 0 | 0 | -0.31839 | 0
7605 | L_MCQUEE9_1Y | 3 | South | YES | -0.18233 | 0 | 0 | 2.8 |  | 1.025 | Hydro | -1 | 0.31839 | 0 | 0 |  |  | 0 | 0 | -0.31839 | 0
7810 | L_RIONOG1G1Y | 1 | South | YES | -0.18285 | 148 | 0 | 148 | 0 | 1.02 | CC | -1 | 0.31891 | 148 | 148 |  |  | -27.0615 | 148 | -0.31891 | -47.1981
7811 | L_RIONOG1G2Y | 2 | South | YES | -0.18285 | 148 | 0 | 148 | 0 | 1.02 | CC | -1 | 0.31891 | 148 | 148 |  |  | -27.0615 | 148 | -0.31891 | -47.1981
7812 | L_RIONOG1G3Y | 3 | South | YES | -0.18285 | 154 | 0 | 154 | 0 | 1.02 | CC | -1 | 0.31891 | 154 | 154 |  |  | -28.1586 | 154 | -0.31891 | -49.1115
7813 | L_RIONOG1S1Y | 4 | South | YES | -0.18285 | 293 | 0 | 293 | 0 | 1.02 | CC | -1 | 0.31891 | 293 | 293 |  |  | -53.5745 | 293 | -0.31891 | -93.4394
7000 | L_FERGUS1_1Y | 1 | South | YES | -0.18779 | 400 | 65 | 423.3 | 0 | 1.015 | GSC | -1 | 0.32385 | 423.3 | 423.3 |  |  | -79.4915 | 423.3 | -0.32385 | -137.0848
7022 | L_BUCHAN1_1Y | 1 | South | YES | -0.18786 | 0 | 0 | 18 |  | 1 | Hydro | -1 | 0.32392 | 0 | 0 |  |  | 0 | 0 | -0.32392 | 0
7023 | L_BUCHAN1_2Y | 2 | South | YES | -0.18786 | 0 | 0 | 18 |  | 1 | Hydro | -1 | 0.32392 | 0 | 0 |  |  | 0 | 0 | -0.32392 | 0
7024 | L_BUCHAN1_3Y | 3 | South | YES | -0.18786 | 0 | 0 | 15 |  | 1 | Hydro | -1 | 0.32392 | 0 | 0 |  |  | 0 | 0 | -0.32392 | 0
7035 | L_WIRTZ_1G1Y | 1 | South | YES | -0.1893 | 0 | 0 | 29 |  | 1 | Hydro | -1 | 0.32536 | 0 | 0 |  |  | 0 | 0 | -0.32536 | 0
7036 | L_WIRTZ_1G2Y | 2 | South | YES | -0.1893 | 0 | 0 | 29.7 |  | 1 | Hydro | -1 | 0.32536 | 0 | 0 |  |  | 0 | 0 | -0.32536 | 0
7014 | L_HAYSEN1_1Y | 1 | South | YES | -0.18996 | 223.9 | 74 | 223.9 | 0 | 1.008 | CC | -1 | 0.32601 | 223.9 | 223.9 |  |  | -42.5314 | 223.9 | -0.32601 | -72.9947
7015 | L_HAYSEN1_2Y | 2 | South | YES | -0.18996 | 225 | 74 | 225 | 0 | 1.008 | CC | -1 | 0.32601 | 225 | 225 |  |  | -42.7403 | 225 | -0.32601 | -73.3533
7016 | L_HAYSEN1_3Y | 3 | South | YES | -0.18996 | 224.6 | 74 | 224.6 | 0 | 1.008 | CC | -1 | 0.32601 | 224.6 | 224.6 |  |  | -42.6643 | 224.6 | -0.32601 | -73.2229
7017 | L_HAYSEN1_4Y | 4 | South | YES | -0.18996 | 226.7 | 74 | 226.7 | 0 | 1.008 | CC | -1 | 0.32601 | 226.7 | 226.7 |  |  | -43.0633 | 226.7 | -0.32601 | -73.9076
7487 | L_CANYHY8_1Y | 1 | South | YES | -0.19211 | 0 | 0 | 6 |  | 1 | Hydro | -1 | 0.32817 | 0 | 0 |  |  | 0 | 0 | -0.32817 | 0
7303 | L_WPPGS12_1Y | 1 | South | YES | -0.19397 | 50 | 0 | 50 | 0 | 1.025 | GGT | -1 | 0.33003 | 50 | 50 |  |  | -9.6987 | 50 | -0.33003 | -16.5016
7303 | L_WPPGS12_1Y | 2 | South | YES | -0.19397 | 50 | 0 | 50 | 0 | 1.025 | GGT | -1 | 0.33003 | 50 | 50 |  |  | -9.6987 | 50 | -0.33003 | -16.5016
7305 | L_WPPGS34_1Y | 3 | South | YES | -0.19397 | 50 | 0 | 50 | 0 | 1.025 | GGT | -1 | 0.33003 | 50 | 50 |  |  | -9.6987 | 50 | -0.33003 | -16.5016
7305 | L_WPPGS34_1Y | 4 | South | YES | -0.19397 | 50 | 0 | 50 | 0 | 1.025 | GGT | -1 | 0.33003 | 50 | 50 |  |  | -9.6987 | 50 | -0.33003 | -16.5016
7028 | L_MARBFA1_1Y | 1 | South | YES | -0.19487 | 0 | 0 | 18 |  | 1 | Hydro | -1 | 0.33092 | 0 | 0 |  |  | 0 | 0 | -0.33092 | 0
7029 | L_MARBFA1_2Y | 2 | South | YES | -0.19487 | 0 | 0 | 18 |  | 1 | Hydro | -1 | 0.33092 | 0 | 0 |  |  | 0 | 0 | -0.33092 | 0
7012 | L_FPPYD21_3Y | 3 | South | YES | -0.19519 | 427.5 | 200 | 436 | 0 | 1.02 | LIGCO | -1 | 0.33125 | 0 | 436 |  |  | 0 | 0 | -0.33125 | 0
7010 | L_FPPYD11_1Y | 1 | South | YES | -0.1954 | 547.4 | 200 | 606 | 0 | 1.02 | LIGCO | -1 | 0.33146 | 0 | 606 |  |  | 0 | 0 | -0.33146 | 0
7011 | L_FPPYD11_2Y | 2 | South | YES | -0.1954 | 552.2 | 200 | 598 | 0 | 1.02 | LIGCO | -1 | 0.33146 | 0 | 598 |  |  | 0 | 0 | -0.33146 | 0
7031 | L_MARSFO1G1Y | 1 | South | YES | -0.20951 | 0 | 0 | 36 |  | 1 | Hydro | -1 | 0.34556 | 0 | 0 |  |  | 0 | 0 | -0.34556 | 0
7032 | L_MARSFO1G2Y | 2 | South | YES | -0.20951 | 0 | 0 | 35 |  | 1 | Hydro | -1 | 0.34556 | 0 | 0 |  |  | 0 | 0 | -0.34556 | 0
7033 | L_MARSFO1G3Y | 3 | South | YES | -0.20951 | 0 | 0 | 36 |  | 1 | Hydro | -1 | 0.34556 | 0 | 0 |  |  | 0 | 0 | -0.34556 | 0
7004 | L_SIMGID1_1Y | 1 | South | YES | -0.21126 | 132 | 40 | 132 | 0 | 1.02 | GST | -1 | 0.34731 | 132 | 132 |  |  | -27.8858 | 132 | -0.34731 | -45.8454
7005 | L_SIMGID1_2Y | 2 | South | YES | -0.21126 | 133 | 32 | 139 | 0 | 1.02 | GST | -1 | 0.34731 | 139 | 139 |  |  | -29.3646 | 139 | -0.34731 | -48.2766
7006 | L_SIMGID1_3Y | 3 | South | YES | -0.21126 | 324.9 | 60 | 329 | 0 | 1.02 | GST | -1 | 0.34731 | 329 | 329 |  |  | -69.5032 | 329 | -0.34731 | -114.2662
7020 | L_AUSTPL1_1Y | 1 | South | YES | -0.21744 | 0 | 0 | 8 |  | 1 | Hydro | -1 | 0.3535 | 0 | 0 |  |  | 0 | 0 | -0.3535 | 0
7020 | L_AUSTPL1_1Y | 2 | South | YES | -0.21744 | 0 | 0 | 8 |  | 1 | Hydro | -1 | 0.3535 | 0 | 0 |  |  | 0 | 0 | -0.3535 | 0
9016 | SANDH_G1 | 1 | South | YES | -0.21788 | 45 | 2 | 49 | 0 | 1.0175 | GGT | -1 | 0.35394 | 49 | 49 |  |  | -10.6761 | 49 | -0.35394 | -17.3429
9017 | SANDH_G2 | 2 | South | YES | -0.21788 | 45 | 2 | 46 | 0 | 1.0175 | GGT | -1 | 0.35394 | 46 | 46 |  |  | -10.0224 | 46 | -0.35394 | -16.2811
9018 | SANDH_G3 | 3 | South | YES | -0.21788 | 45 | 2 | 46 | 0 | 1.0175 | GGT | -1 | 0.35394 | 46 | 46 |  |  | -10.0224 | 46 | -0.35394 | -16.2811
9019 | SANDH_G4 | 4 | South | YES | -0.21788 | 0 | 2 | 47 |  | 1.0175 | GGT | -1 | 0.35394 | 47 | 47 |  |  | -10.2403 | 47 | -0.35394 | -16.635
9020 | SANDHG5A | 5A | South | YES | -0.21788 | 150 | 84 | 155 | 0 | 1.0175 | CC | -1 | 0.35394 | 155 | 155 |  |  | -33.7712 | 155 | -0.35394 | -54.8602
9021 | SANDHG5C | 5C | South | YES | -0.21788 | 140 | 0 | 148 | 0 | 1.0175 | CC | -1 | 0.35394 | 148 | 148 |  |  | -32.2461 | 148 | -0.35394 | -52.3826
9000 | DECKR_G1 | 1 | South | YES | -0.21923 | 280 | 50 | 321 | 0 | 1.015 | GST | -1 | 0.35529 | 321 | 321 |  |  | -70.3725 | 321 | -0.35529 | -114.0471
9001 | DECKR_G2 | 2 | South | YES | -0.21923 | 400 | 50 | 426 | 0 | 1.015 | GST | -1 | 0.35529 | 426 | 426 |  |  | -93.3916 | 426 | -0.35529 | -151.3522
7007 | L_LOSTPI1_1Y | 1 | South | YES | -0.22143 | 158.6 | 110 | 158 | 0 | 1 | CC | -1 | 0.35748 | 158 | 158 |  |  | -34.9853 | 158 | -0.35748 | -56.4824
7008 | L_LOSTPI1_2Y | 2 | South | YES | -0.22143 | 157.7 | 107 | 160 | 0 | 1 | CC | -1 | 0.35748 | 160 | 160 |  |  | -35.4282 | 160 | -0.35748 | -57.1974
7009 | L_LOSTPI1_3Y | 3 | South | YES | -0.22143 | 173.9 | 72 | 175 | 0 | 1 | CC | -1 | 0.35748 | 175 | 175 |  |  | -38.7495 | 175 | -0.35748 | -62.5597
9002 | DECKR_G3 | 3 | South | YES | -0.22152 | 0 | 24 | 42 |  | 1.015 | GGT | -1 | 0.35758 | 42 | 42 |  |  | -9.304 | 42 | -0.35758 | -15.0184
9003 | DECKR_G4 | 4 | South | YES | -0.22152 | 44 | 24 | 44 | 0 | 1.015 | GGT | -1 | 0.35758 | 44 | 44 |  |  | -9.747 | 44 | -0.35758 | -15.7336
9004 | DECKR_G5 | 5 | South | YES | -0.22152 | 44 | 24 | 44 | 0 | 1.015 | GGT | -1 | 0.35758 | 44 | 44 |  |  | -9.747 | 44 | -0.35758 | -15.7336
9005 | DECKR_G6 | 6 | South | YES | -0.22152 | 44 | 24 | 47 | 0 | 1.015 | GGT | -1 | 0.35758 | 47 | 47 |  |  | -10.4116 | 47 | -0.35758 | -16.8063
7807 | L_BASTEN1_1Y | 1 | South | YES | -0.22209 | 152.5 | 83.5 | 152.5 | 0 | 1.004 | CC | -1 | 0.35814 | 152.5 | 152.5 |  |  | -33.8683 | 152.5 | -0.35814 | -54.6171
7808 | L_BASTEN1_2Y | 1 | South | YES | -0.22209 | 149.5 | 83.5 | 149.5 | 0 | 1.004 | CC | -1 | 0.35814 | 149.5 | 149.5 |  |  | -33.202 | 149.5 | -0.35814 | -53.5427
7809 | L_BASTEN1_3Y | 1 | South | YES | -0.22209 | 232.6 | 42 | 232.6 | 0 | 1.004 | CC | -1 | 0.35814 | 232.6 | 232.6 |  |  | -51.6574 | 232.6 | -0.35814 | -83.3045
13432 | SANDOW_5G | 5 | South | YES | -0.26762 | 581 | 225 | 581 | 0 | 1.029 | LIGCO | -1 | 0.40367 | 0 | 581 |  |  | 0 | 0 | -0.40367 | 0
3432 | SANDOW_4G | 4 | South | YES | -0.27747 | 580 | 225 | 580 | 0 | 1.029 | LIGCO | -1 | 0.41352 | 0 | 580 |  |  | 0 | 0 | -0.41352 | 0
Note on AL4: Zonal Cap - Zonal Impact

## Distributed Slack - Inc
Number of Bus | Name of Bus | ID | Area Name of Gen | AGC | P Sensitivity of Bus | Gen MW | Min MW | Max MW | V Sensitivity of Bus | Set Volt | Tech Type | Zone Impact | Zone Correlation | Inc Max | Dec Max | Souce S.F. Weighting | Souce Capacity | Sink S.F. Weighting | Sink Capacity | PTDF Calc | PTDF Weighting | Cumulative Share of Zonal Cap | Cumulative Share of Zonal Impact | Cont_ Lake to Tradinghouse and TemplePEC to Tradinghouse OL_ TempleSS to LakeCreek |  | i_PTDF_INC_pt | 387 |  | RAYBURNGEN2 | Unit at max
3432 | SANDOW_4G | 4 | South | YES | -0.27747 | 580 | 225 | 580 | 0 | 1.029 | LIGCO | -1 | 0.41352 | 0 | 580 |  |  | 0 | 0 | -0.41352 | 0 | 0 | 0 |  |  | i_10pctunit | 18 |  | 182 | # units @ max
13432 | SANDOW_5G | 5 | South | YES | -0.26762 | 581 | 225 | 581 | 0 | 1.029 | LIGCO | -1 | 0.40367 | 0 | 581 |  |  | 0 | 0 | -0.40367 | 0 | 0 | 0 | [5 empty] | 0.13896 | delta max
7807 | L_BASTEN1_1Y | 1 | South | YES | -0.22209 | 152.5 | 83.5 | 152.5 | 0 | 1.004 | CC | -1 | 0.35814 | 152.5 | 152.5 |  |  | -33.8683 | 152.5 | -0.35814 | -54.6171 | 0.0072049 | 0.010172 | [5 empty] | Delta
7808 | L_BASTEN1_2Y | 1 | South | YES | -0.22209 | 149.5 | 83.5 | 149.5 | 0 | 1.004 | CC | -1 | 0.35814 | 149.5 | 149.5 |  |  | -33.202 | 149.5 | -0.35814 | -53.5427 | 0.014268 | 0.020144 | Weighted Shift Factors |  |  |  | 1 | 0
7809 | L_BASTEN1_3Y | 1 | South | YES | -0.22209 | 232.6 | 42 | 232.6 | 0 | 1.004 | CC | -1 | 0.35814 | 232.6 | 232.6 |  |  | -51.6574 | 232.6 | -0.35814 | -83.3045 | 0.025257 | 0.035659 | North | 0.13606 |  |  | 2 | 0
9002 | DECKR_G3 | 3 | South | YES | -0.22152 | 0 | 24 | 42 |  | 1.015 | GGT | -1 | 0.35758 | 42 | 42 |  |  | -9.304 | 42 | -0.35758 | -15.0184 | 0.027242 | 0.038456 | South | -0.177 |  |  | 3 | 0.0029671
9003 | DECKR_G4 | 4 | South | YES | -0.22152 | 44 | 24 | 44 | 0 | 1.015 | GGT | -1 | 0.35758 | 44 | 44 |  |  | -9.747 | 44 | -0.35758 | -15.7336 | 0.02932 | 0.041386 |  |  |  |  | 4 | 0.0058759
9004 | DECKR_G5 | 5 | South | YES | -0.22152 | 44 | 24 | 44 | 0 | 1.015 | GGT | -1 | 0.35758 | 44 | 44 |  |  | -9.747 | 44 | -0.35758 | -15.7336 | 0.031399 | 0.044316 |  |  |  |  | 5 | 0.010401
9005 | DECKR_G6 | 6 | South | YES | -0.22152 | 44 | 24 | 47 | 0 | 1.015 | GGT | -1 | 0.35758 | 47 | 47 |  |  | -10.4116 | 47 | -0.35758 | -16.8063 | 0.03362 | 0.047446 |  |  |  |  | 6 | 0.011214
7007 | L_LOSTPI1_1Y | 1 | South | YES | -0.22143 | 158.6 | 110 | 158 | 0 | 1 | CC | -1 | 0.35748 | 158 | 158 |  |  | -34.9853 | 158 | -0.35748 | -56.4824 | 0.041084 | 0.057966 |  |  |  |  | 7 | 0.012066
7008 | L_LOSTPI1_2Y | 2 | South | YES | -0.22143 | 157.7 | 107 | 160 | 0 | 1 | CC | -1 | 0.35748 | 160 | 160 |  |  | -35.4282 | 160 | -0.35748 | -57.1974 | 0.048644 | 0.068618 |  |  |  |  | 8 | 0.012917
7009 | L_LOSTPI1_3Y | 3 | South | YES | -0.22143 | 173.9 | 72 | 175 | 0 | 1 | CC | -1 | 0.35748 | 175 | 175 |  |  | -38.7495 | 175 | -0.35748 | -62.5597 | 0.056911 | 0.08027 |  |  |  |  | 9 | 0.013827
9000 | DECKR_G1 | 1 | South | YES | -0.21923 | 280 | 50 | 321 | 0 | 1.015 | GST | -1 | 0.35529 | 321 | 321 |  |  | -70.3725 | 321 | -0.35529 | -114.0471 | 0.072077 | 0.10151 |  |  |  |  | 10 | 0.016881
9001 | DECKR_G2 | 2 | South | YES | -0.21923 | 400 | 50 | 426 | 0 | 1.015 | GST | -1 | 0.35529 | 426 | 426 |  |  | -93.3916 | 426 | -0.35529 | -151.3522 | 0.092204 | 0.1297 |  |  |  |  | 11 | 0.019975
9016 | SANDH_G1 | 1 | South | YES | -0.21788 | 45 | 2 | 49 | 0 | 1.0175 | GGT | -1 | 0.35394 | 49 | 49 |  |  | -10.6761 | 49 | -0.35394 | -17.3429 | 0.094519 | 0.13293 |  |  |  |  | 12 | 0.023358
9017 | SANDH_G2 | 2 | South | YES | -0.21788 | 45 | 2 | 46 | 0 | 1.0175 | GGT | -1 | 0.35394 | 46 | 46 |  |  | -10.0224 | 46 | -0.35394 | -16.2811 | 0.096692 | 0.13596 |  |  |  |  | 13 | 0.029433
9018 | SANDH_G3 | 3 | South | YES | -0.21788 | 45 | 2 | 46 | 0 | 1.0175 | GGT | -1 | 0.35394 | 46 | 46 |  |  | -10.0224 | 46 | -0.35394 | -16.2811 | 0.098865 | 0.13899 |  |  |  |  | 14 | 0.037494
9019 | SANDH_G4 | 4 | South | YES | -0.21788 | 0 | 2 | 47 |  | 1.0175 | GGT | -1 | 0.35394 | 47 | 47 |  |  | -10.2403 | 47 | -0.35394 | -16.635 | 0.10109 | 0.14209 |  |  |  |  | 15 | 0.038409
9020 | SANDHG5A | 5A | South | YES | -0.21788 | 150 | 84 | 155 | 0 | 1.0175 | CC | -1 | 0.35394 | 155 | 155 |  |  | -33.7712 | 155 | -0.35394 | -54.8602 | 0.10841 | 0.15231 |  |  |  |  | 16 | 0.039268
9021 | SANDHG5C | 5C | South | YES | -0.21788 | 140 | 0 | 148 | 0 | 1.0175 | CC | -1 | 0.35394 | 148 | 148 |  |  | -32.2461 | 148 | -0.35394 | -52.3826 | 0.1154 | 0.16206 |  |  |  |  | 17 | 0.040127
7020 | L_AUSTPL1_1Y | 1 | South | YES | -0.21744 | 0 | 0 | 8 |  | 1 | Hydro | -1 | 0.3535 | 0 | 0 |  |  | 0 | 0 | -0.3535 | 0 | 0.1154 | 0.16206 |  |  |  |  | 18 | 0.041005
7020 | L_AUSTPL1_1Y | 2 | South | YES | -0.21744 | 0 | 0 | 8 |  | 1 | Hydro | -1 | 0.3535 | 0 | 0 |  |  | 0 | 0 | -0.3535 | 0 | 0.1154 | 0.16206 |  |  |  |  | 19 | 0.043899
7004 | L_SIMGID1_1Y | 1 | South | YES | -0.21126 | 132 | 40 | 132 | 0 | 1.02 | GST | -1 | 0.34731 | 132 | 132 |  |  | -27.8858 | 132 | -0.34731 | -45.8454 | 0.12164 | 0.1706 |  |  |  |  | 20 | 0.046663
7005 | L_SIMGID1_2Y | 2 | South | YES | -0.21126 | 133 | 32 | 139 | 0 | 1.02 | GST | -1 | 0.34731 | 139 | 139 |  |  | -29.3646 | 139 | -0.34731 | -48.2766 | 0.1282 | 0.17959 |  |  |  |  | 21 | 0.046663
7006 | L_SIMGID1_3Y | 3 | South | YES | -0.21126 | 324.9 | 60 | 329 | 0 | 1.02 | GST | -1 | 0.34731 | 329 | 329 |  |  | -69.5032 | 329 | -0.34731 | -114.2662 | 0.14375 | 0.20087 |  |  |  |  | 22 | 0.046663
7031 | L_MARSFO1G1Y | 1 | South | YES | -0.20951 | 0 | 0 | 36 |  | 1 | Hydro | -1 | 0.34556 | 0 | 0 |  |  | 0 | 0 | -0.34556 | 0 | 0.14375 | 0.20087 |  |  |  |  | 23 | 0.048965
7032 | L_MARSFO1G2Y | 2 | South | YES | -0.20951 | 0 | 0 | 35 |  | 1 | Hydro | -1 | 0.34556 | 0 | 0 |  |  | 0 | 0 | -0.34556 | 0 | 0.14375 | 0.20087 |  |  |  |  | 24 | 0.051389
7033 | L_MARSFO1G3Y | 3 | South | YES | -0.20951 | 0 | 0 | 36 |  | 1 | Hydro | -1 | 0.34556 | 0 | 0 |  |  | 0 | 0 | -0.34556 | 0 | 0.14375 | 0.20087 |  |  |  |  | 25 | 0.057126
7010 | L_FPPYD11_1Y | 1 | South | YES | -0.1954 | 547.4 | 200 | 606 | 0 | 1.02 | LIGCO | -1 | 0.33146 | 0 | 606 |  |  | 0 | 0 | -0.33146 | 0 | 0.14375 | 0.20087 |  |  |  |  | 26 | 0.057126
7011 | L_FPPYD11_2Y | 2 | South | YES | -0.1954 | 552.2 | 200 | 598 | 0 | 1.02 | LIGCO | -1 | 0.33146 | 0 | 598 |  |  | 0 | 0 | -0.33146 | 0 | 0.14375 | 0.20087 |  |  |  |  | 27 | 0.057126
7012 | L_FPPYD21_3Y | 3 | South | YES | -0.19519 | 427.5 | 200 | 436 | 0 | 1.02 | LIGCO | -1 | 0.33125 | 0 | 436 |  |  | 0 | 0 | -0.33125 | 0 | 0.14375 | 0.20087 |  |  |  |  | 28 | 0.057126
7028 | L_MARBFA1_1Y | 1 | South | YES | -0.19487 | 0 | 0 | 18 |  | 1 | Hydro | -1 | 0.33092 | 0 | 0 |  |  | 0 | 0 | -0.33092 | 0 | 0.14375 | 0.20087 |  |  |  |  | 29 | 0.057126
7029 | L_MARBFA1_2Y | 2 | South | YES | -0.19487 | 0 | 0 | 18 |  | 1 | Hydro | -1 | 0.33092 | 0 | 0 |  |  | 0 | 0 | -0.33092 | 0 | 0.14375 | 0.20087 |  |  |  |  | 30 | 0.057126
7303 | L_WPPGS12_1Y | 1 | South | YES | -0.19397 | 50 | 0 | 50 | 0 | 1.025 | GGT | -1 | 0.33003 | 50 | 50 |  |  | -9.6987 | 50 | -0.33003 | -16.5016 | 0.14611 | 0.20395 |  |  |  |  | 31 | 0.057126
7303 | L_WPPGS12_1Y | 2 | South | YES | -0.19397 | 50 | 0 | 50 | 0 | 1.025 | GGT | -1 | 0.33003 | 50 | 50 |  |  | -9.6987 | 50 | -0.33003 | -16.5016 | 0.14847 | 0.20702 |  |  |  |  | 32 | 0.057126
7305 | L_WPPGS34_1Y | 3 | South | YES | -0.19397 | 50 | 0 | 50 | 0 | 1.025 | GGT | -1 | 0.33003 | 50 | 50 |  |  | -9.6987 | 50 | -0.33003 | -16.5016 | 0.15083 | 0.21009 |  |  |  |  | 33 | 0.057126
7305 | L_WPPGS34_1Y | 4 | South | YES | -0.19397 | 50 | 0 | 50 | 0 | 1.025 | GGT | -1 | 0.33003 | 50 | 50 |  |  | -9.6987 | 50 | -0.33003 | -16.5016 | 0.1532 | 0.21317 |  |  |  |  | 34 | 0.057837
7487 | L_CANYHY8_1Y | 1 | South | YES | -0.19211 | 0 | 0 | 6 |  | 1 | Hydro | -1 | 0.32817 | 0 | 0 |  |  | 0 | 0 | -0.32817 | 0 | 0.1532 | 0.21317 |  |  |  |  | 35 | 0.058549
7014 | L_HAYSEN1_1Y | 1 | South | YES | -0.18996 | 223.9 | 74 | 223.9 | 0 | 1.008 | CC | -1 | 0.32601 | 223.9 | 223.9 |  |  | -42.5314 | 223.9 | -0.32601 | -72.9947 | 0.16378 | 0.22676 |  |  |  |  | 36 | 0.05926
7015 | L_HAYSEN1_2Y | 2 | South | YES | -0.18996 | 225 | 74 | 225 | 0 | 1.008 | CC | -1 | 0.32601 | 225 | 225 |  |  | -42.7403 | 225 | -0.32601 | -73.3533 | 0.17441 | 0.24042 |  |  |  |  | 37 | 0.059971
7016 | L_HAYSEN1_3Y | 3 | South | YES | -0.18996 | 224.6 | 74 | 224.6 | 0 | 1.008 | CC | -1 | 0.32601 | 224.6 | 224.6 |  |  | -42.6643 | 224.6 | -0.32601 | -73.2229 | 0.18502 | 0.25406 |  |  |  |  | 38 | 0.059971
7017 | L_HAYSEN1_4Y | 4 | South | YES | -0.18996 | 226.7 | 74 | 226.7 | 0 | 1.008 | CC | -1 | 0.32601 | 226.7 | 226.7 |  |  | -43.0633 | 226.7 | -0.32601 | -73.9076 | 0.19573 | 0.26783 |  |  |  |  | 39 | 0.062987
7035 | L_WIRTZ_1G1Y | 1 | South | YES | -0.1893 | 0 | 0 | 29 |  | 1 | Hydro | -1 | 0.32536 | 0 | 0 |  |  | 0 | 0 | -0.32536 | 0 | 0.19573 | 0.26783 |  |  |  |  | 40 | 0.066018
7036 | L_WIRTZ_1G2Y | 2 | South | YES | -0.1893 | 0 | 0 | 29.7 |  | 1 | Hydro | -1 | 0.32536 | 0 | 0 |  |  | 0 | 0 | -0.32536 | 0 | 0.19573 | 0.26783 |  |  |  |  | 41 | 0.069044
7022 | L_BUCHAN1_1Y | 1 | South | YES | -0.18786 | 0 | 0 | 18 |  | 1 | Hydro | -1 | 0.32392 | 0 | 0 |  |  | 0 | 0 | -0.32392 | 0 | 0.19573 | 0.26783 |  |  |  |  | 42 | 0.072099
7023 | L_BUCHAN1_2Y | 2 | South | YES | -0.18786 | 0 | 0 | 18 |  | 1 | Hydro | -1 | 0.32392 | 0 | 0 |  |  | 0 | 0 | -0.32392 | 0 | 0.19573 | 0.26783 |  |  |  |  | 43 | 0.072099
7024 | L_BUCHAN1_3Y | 3 | South | YES | -0.18786 | 0 | 0 | 15 |  | 1 | Hydro | -1 | 0.32392 | 0 | 0 |  |  | 0 | 0 | -0.32392 | 0 | 0.19573 | 0.26783 |  |  |  |  | 44 | 0.072099
7000 | L_FERGUS1_1Y | 1 | South | YES | -0.18779 | 400 | 65 | 423.3 | 0 | 1.015 | GSC | -1 | 0.32385 | 423.3 | 423.3 |  |  | -79.4915 | 423.3 | -0.32385 | -137.0848 | 0.21573 | 0.29336 |  |  |  |  | 45 | 0.072099
7810 | L_RIONOG1G1Y | 1 | South | YES | -0.18285 | 148 | 0 | 148 | 0 | 1.02 | CC | -1 | 0.31891 | 148 | 148 |  |  | -27.0615 | 148 | -0.31891 | -47.1981 | 0.22272 | 0.30215 |  |  |  |  | 46 | 0.072099
7811 | L_RIONOG1G2Y | 2 | South | YES | -0.18285 | 148 | 0 | 148 | 0 | 1.02 | CC | -1 | 0.31891 | 148 | 148 |  |  | -27.0615 | 148 | -0.31891 | -47.1981 | 0.22971 | 0.31094 |  |  |  |  | 47 | 0.072099
7812 | L_RIONOG1G3Y | 3 | South | YES | -0.18285 | 154 | 0 | 154 | 0 | 1.02 | CC | -1 | 0.31891 | 154 | 154 |  |  | -28.1586 | 154 | -0.31891 | -49.1115 | 0.23699 | 0.32008 |  |  |  |  | 48 | 0.077631
7813 | L_RIONOG1S1Y | 4 | South | YES | -0.18285 | 293 | 0 | 293 | 0 | 1.02 | CC | -1 | 0.31891 | 293 | 293 |  |  | -53.5745 | 293 | -0.31891 | -93.4394 | 0.25083 | 0.33749 |  |  |  |  | 49 | 0.079429
7605 | L_MCQUEE9_1Y | 1 | South | YES | -0.18233 | 0 | 0 | 2.4 |  | 1.025 | Hydro | -1 | 0.31839 | 0 | 0 |  |  | 0 | 0 | -0.31839 | 0 | 0.25083 | 0.33749 |  |  |  |  | 50 | 0.081227
7605 | L_MCQUEE9_1Y | 2 | South | YES | -0.18233 | 0 | 0 | 2.4 |  | 1.025 | Hydro | -1 | 0.31839 | 0 | 0 |  |  | 0 | 0 | -0.31839 | 0 | 0.25083 | 0.33749 |  |  |  |  | 51 | 0.083098
7605 | L_MCQUEE9_1Y | 3 | South | YES | -0.18233 | 0 | 0 | 2.8 |  | 1.025 | Hydro | -1 | 0.31839 | 0 | 0 |  |  | 0 | 0 | -0.31839 | 0 | 0.25083 | 0.33749 |  |  |  |  | 52 | 0.086657
7026 | L_INKSDA1_1Y | 1 | South | YES | -0.18087 | 0 | 0 | 13.7 |  | 1 | Hydro | -1 | 0.31693 | 0 | 0 |  |  | 0 | 0 | -0.31693 | 0 | 0.25083 | 0.33749 |  |  |  |  | 53 | 0.086657
7609 | L_SCHUMA8_1Y | 1 | South | YES | -0.18019 | 0 | 0 | 4 |  | 1 | Hydro | -1 | 0.31625 | 0 | 0 |  |  | 0 | 0 | -0.31625 | 0 | 0.25083 | 0.33749 |  |  |  |  | 54 | 0.086657
7624 | L_LAKEWO9_1Y | 1 | South | YES | -0.17882 | 0 | 0 | 2.4 |  | 1 | Hydro | -1 | 0.31488 | 0 | 0 |  |  | 0 | 0 | -0.31488 | 0 | 0.25083 | 0.33749 |  |  |  |  | 55 | 0.086657
7624 | L_LAKEWO9_1Y | 2 | South | YES | -0.17882 | 0 | 0 | 2.4 |  | 1 | Hydro | -1 | 0.31488 | 0 | 0 |  |  | 0 | 0 | -0.31488 | 0 | 0.25083 | 0.33749 |  |  |  |  | 56 | 0.086657
7800 | L_GUADGE1_1Y | 1 | South | YES | -0.17616 | 147 | 30 | 147 | 0 | 1.02 | CC | -1 | 0.31222 | 147 | 147 |  |  | -25.8958 | 147 | -0.31222 | -45.8963 | 0.25777 | 0.34603 |  |  |  |  | 57 | 0.086657
7801 | L_GUADGE1_2Y | 2 | South | YES | -0.17616 | 138 | 30 | 138 | 0 | 1.02 | CC | -1 | 0.31222 | 138 | 138 |  |  | -24.3104 | 138 | -0.31222 | -43.0863 | 0.26429 | 0.35406 |  |  |  |  | 58 | 0.086657
7802 | L_GUADGE1_3Y | 3 | South | YES | -0.17616 | 146 | 30 | 146 | 0 | 1.02 | CC | -1 | 0.31222 | 146 | 146 |  |  | -25.7197 | 146 | -0.31222 | -45.5841 | 0.27119 | 0.36255 |  |  |  |  | 59 | 0.086657
7803 | L_GUADGE1_4Y | 4 | South | YES | -0.17616 | 149 | 30 | 149 | 0 | 1.02 | CC | -1 | 0.31222 | 149 | 149 |  |  | -26.2481 | 149 | -0.31222 | -46.5208 | 0.27823 | 0.37121 |  |  |  |  | 60 | 0.08826
7804 | L_GUADGE1_5Y | 5 | South | YES | -0.17616 | 182 | 30 | 182 | 0 | 1.02 | CC | -1 | 0.31222 | 182 | 182 |  |  | -32.0615 | 182 | -0.31222 | -56.824 | 0.28683 | 0.3818 |  |  |  |  | 61 | 0.089765
7805 | L_GUADGE1_6Y | 6 | South | YES | -0.17616 | 203 | 30 | 203 | 0 | 1.02 | CC | -1 | 0.31222 | 203 | 203 |  |  | -35.7609 | 203 | -0.31222 | -63.3806 | 0.29642 | 0.3936 |  |  |  |  | 62 | 0.091356
5436 | TUTTL_WBT1G1 | 1 | South | YES | -0.17186 | 48.8 | 20 | 61 | 0 | 1.012 | GST | -1 | 0.30792 | 61 | 61 |  |  | -10.4833 | 61 | -0.30792 | -18.7829 | 0.2993 | 0.3971 |  |  |  |  | 63 | 0.092981
5438 | TUTTL_WBT3G3 | 3 | South | YES | -0.17186 | 95 | 25 | 95 | 0 | 1.012 | GST | -1 | 0.30792 | 95 | 95 |  |  | -16.3265 | 95 | -0.30792 | -29.252 | 0.30379 | 0.40255 |  |  |  |  | 64 | 0.094965
5439 | TUTTL_WBT4G4 | 4 | South | YES | -0.17186 | 151 | 40 | 151 | 0 | 1.012 | GST | -1 | 0.30792 | 151 | 151 |  |  | -25.9506 | 151 | -0.30792 | -46.4953 | 0.31092 | 0.41121 |  |  |  |  | 65 | 0.097179
5111 | CALAVER_JTD1 | 1 | South | YES | -0.17119 | 430 | 80 | 430 | 0 | 1.0138 | LIGCO | -1 | 0.30724 | 0 | 430 |  |  | 0 | 0 | -0.30724 | 0 | 0.31092 | 0.41121 |  |  |  |  | 66 | 0.097795
5112 | CALAVER_JTD2 | 2 | South | YES | -0.17119 | 430 | 80 | 430 | 0 | 1.0138 | LIGCO | -1 | 0.30724 | 0 | 430 |  |  | 0 | 0 | -0.30724 | 0 | 0.31092 | 0.41121 |  |  |  |  | 67 | 0.098755
5396 | CALAVER_OWS1 | 1 | South | YES | -0.171 | 418 | 80 | 418 | 0 | 1.0192 | GST | -1 | 0.30706 | 418 | 418 |  |  | -71.4772 | 418 | -0.30706 | -128.3493 | 0.33067 | 0.43511 |  |  |  |  | 68 | 0.10028
5397 | CALAVER_OWS2 | 2 | South | YES | -0.171 | 400 | 80 | 400 | 0 | 1.0192 | GST | -1 | 0.30706 | 400 | 400 |  |  | -68.3992 | 400 | -0.30706 | -122.8223 | 0.34957 | 0.45798 |  |  |  |  | 69 | 0.10028
5026 | BRAUNIG_VHB1 | 1 | South | YES | -0.17077 | 215 | 40 | 215 | 0 | 1.0192 | GST | -1 | 0.30683 | 215 | 215 |  |  | -36.7153 | 215 | -0.30683 | -65.9678 | 0.35973 | 0.47027 |  |  |  |  | 70 | 0.10028
5027 | BRAUNIG_VHB2 | 2 | South | YES | -0.17077 | 216 | 40 | 216 | 0 | 1.0192 | GST | -1 | 0.30683 | 216 | 216 |  |  | -36.8861 | 216 | -0.30683 | -66.2746 | 0.36993 | 0.48261 |  |  |  |  | 71 | 0.10444
5028 | BRAUNIG_VHB3 | 3 | South | YES | -0.17069 | 407 | 60 | 407 | 0 | 1.0138 | GST | -1 | 0.30675 | 407 | 407 |  |  | -69.47 | 407 | -0.30675 | -124.8455 | 0.38916 | 0.50586 |  |  |  |  | 72 | 0.10841
5476 | BRA_AVR1_CT1 | 1 | South | YES | -0.16993 | 155 | 90 | 155 | 0 | 1.025 | CC | -1 | 0.30598 | 155 | 155 |  |  | -26.3387 | 155 | -0.30598 | -47.4276 | 0.39649 | 0.5147 |  |  |  |  | 73 | 0.11054
5477 | BRA_AVR1_ST | 1 | South | YES | -0.16993 | 174 | 138 | 174 | 0 | 1.025 | CC | -1 | 0.30598 | 174 | 174 |  |  | -29.5673 | 174 | -0.30598 | -53.2414 | 0.40471 | 0.52461 |  |  |  |  | 74 | 0.11268
5478 | BRA_AVR1_CT2 | 1 | South | YES | -0.16993 | 155 | 90 | 155 | 0 | 1.025 | CC | -1 | 0.30598 | 155 | 155 |  |  | -26.3387 | 155 | -0.30598 | -47.4276 | 0.41203 | 0.53345 |  |  |  |  | 75 | 0.1167
5264 | LEON_LCP3G3 | 3 | South | YES | -0.16956 | 0 | 20 | 58 |  | 1.0197 | GST | -1 | 0.30562 | 58 | 58 |  |  | -9.8345 | 58 | -0.30562 | -17.7258 | 0.41477 | 0.53675 |  |  |  |  | 76 | 0.11821
5265 | LEON_LCP4G4 | 4 | South | YES | -0.16956 | 89 | 25 | 89 | 0 | 1.0197 | GST | -1 | 0.30562 | 89 | 89 |  |  | -15.0908 | 89 | -0.30562 | -27.2 | 0.41897 | 0.54181 |  |  |  |  | 77 | 0.11991
5266 | LEON_LCPCT1 | 1 | South | YES | -0.16956 | 44 | 24 | 44 | 0 | 1.0197 | GGT | -1 | 0.30562 | 44 | 44 |  |  | -7.4606 | 44 | -0.30562 | -13.4472 | 0.42105 | 0.54432 |  |  |  |  | 78 | 0.12142
5267 | LEON_LCPCT2 | 2 | South | YES | -0.16956 | 44 | 24 | 44 | 0 | 1.0197 | GGT | -1 | 0.30562 | 44 | 44 |  |  | -7.4606 | 44 | -0.30562 | -13.4472 | 0.42313 | 0.54682 |  |  |  |  | 79 | 0.12198
5268 | LEON_LCPCT3 | 3 | South | YES | -0.16956 | 43 | 24 | 43 | 0 | 1.0197 | GGT | -1 | 0.30562 | 43 | 43 |  |  | -7.2911 | 43 | -0.30562 | -13.1416 | 0.42516 | 0.54927 |  |  |  |  | 80 | 0.12284
5269 | LEON_LCPCT4 | 4 | South | YES | -0.16956 | 45 | 24 | 45 | 0 | 1.0197 | GGT | -1 | 0.30562 | 45 | 45 |  |  | -7.6302 | 45 | -0.30562 | -13.7528 | 0.42729 | 0.55183 |  |  |  |  | 81 | 0.12326
5401 | CALAVER_JKS1 | 1 | South | YES | -0.16887 | 562 | 100 | 562 | 0 | 1.026 | LIGCO | -1 | 0.30492 | 0 | 562 |  |  | 0 | 0 | -0.30492 | 0 | 0.42729 | 0.55183 |  |  |  |  | 82 | 0.12369
8189 | CUECPL2A | 1 | South | YES | -0.16765 | 12 | 0 | 12 | 0 | 1.02 | Cogen | -1 | 0.30371 | 0 | 0 |  |  | 0 | 0 | -0.30371 | 0 | 0.42729 | 0.55183 |  |  |  |  | 83 | 0.12411
5903 | SANMIGUELGEN | 1 | South | YES | -0.16085 | 396.3 | 180 | 396.3 | 0 | 1.0336 | LIGCO | -1 | 0.29691 | 0 | 396.3 |  |  | 0 | 0 | -0.29691 | 0 | 0.42729 | 0.55183 |  |  |  |  | 84 | 0.12454
5890 | PEARSALLGEN1 | 1 | South | YES | -0.15041 | 19.2 | 6 | 24 | 0 | 1.0226 | GST | -1 | 0.28647 | 24 | 24 |  |  | -3.6099 | 24 | -0.28647 | -6.8753 | 0.42842 | 0.55311 |  |  |  |  | 85 | 0.12454
5891 | PEARSALLGEN2 | 1 | South | YES | -0.15041 | 19.4 | 6 | 24.3 | 0 | 1.0226 | GST | -1 | 0.28647 | 24.3 | 24.3 |  |  | -3.655 | 24.3 | -0.28647 | -6.9612 | 0.42957 | 0.55441 |  |  |  |  | 86 | 0.12454
5892 | PEARSALLGEN3 | 1 | South | YES | -0.15041 | 19.1 | 6 | 23.9 | 0 | 1.0226 | GST | -1 | 0.28647 | 23.9 | 23.9 |  |  | -3.5949 | 23.9 | -0.28647 | -6.8467 | 0.4307 | 0.55568 |  |  |  |  | 87 | 0.12454
58909 | PEARSALLSCG1 | 3 | South | YES | -0.14749 | 0 | 0 | 8.4 |  | 1.027 | Diesel | -1 | 0.28354 | 8.4 | 8.4 |  |  | -1.2389 | 8.4 | -0.28354 | -2.3818 | 0.4311 | 0.55613 |  |  |  |  | 88 | 0.12469
58909 | PEARSALLSCG1 | 4 | South | YES | -0.14749 | 0 | 0 | 8.4 |  | 1.027 | Diesel | -1 | 0.28354 | 8.4 | 8.4 |  |  | -1.2389 | 8.4 | -0.28354 | -2.3818 | 0.43149 | 0.55657 |  |  |  |  | 89 | 0.12484
58909 | PEARSALLSCG1 | 6 | South | YES | -0.14749 | 0 | 0 | 8.4 |  | 1.027 | Diesel | -1 | 0.28354 | 8.4 | 8.4 |  |  | -1.2389 | 8.4 | -0.28354 | -2.3818 | 0.43189 | 0.55701 |  |  |  |  | 90 | 0.12498
58909 | PEARSALLSCG1 | 5 | South | YES | -0.14749 | 0 | 0 | 8.4 |  | 1.027 | Diesel | -1 | 0.28354 | 8.4 | 8.4 |  |  | -1.2389 | 8.4 | -0.28354 | -2.3818 | 0.43229 | 0.55746 |  |  |  |  | 91 | 0.12503
58909 | PEARSALLSCG1 | 1 | South | YES | -0.14749 | 0 | 0 | 8.4 |  | 1.027 | Diesel | -1 | 0.28354 | 8.4 | 8.4 |  |  | -1.2389 | 8.4 | -0.28354 | -2.3818 | 0.43269 | 0.5579 |  |  |  |  | 92 | 0.12508
58909 | PEARSALLSCG1 | 2 | South | YES | -0.14749 | 0 | 0 | 8.4 |  | 1.027 | Diesel | -1 | 0.28354 | 8.4 | 8.4 |  |  | -1.2389 | 8.4 | -0.28354 | -2.3818 | 0.43308 | 0.55834 |  |  |  |  | 93 | 0.12512
58919 | PEARSALLSCG2 | 5 | South | YES | -0.14749 | 0 | 0 | 8.4 |  | 1.027 | Diesel | -1 | 0.28354 | 8.4 | 8.4 |  |  | -1.2389 | 8.4 | -0.28354 | -2.3818 | 0.43348 | 0.55879 |  |  |  |  | 94 | 0.12517
58919 | PEARSALLSCG2 | 6 | South | YES | -0.14749 | 0 | 0 | 8.4 |  | 1.027 | Diesel | -1 | 0.28354 | 8.4 | 8.4 |  |  | -1.2389 | 8.4 | -0.28354 | -2.3818 | 0.43388 | 0.55923 |  |  |  |  | 95 | 0.12522
58919 | PEARSALLSCG2 | 1 | South | YES | -0.14749 | 0 | 0 | 8.4 |  | 1.027 | Diesel | -1 | 0.28354 | 8.4 | 8.4 |  |  | -1.2389 | 8.4 | -0.28354 | -2.3818 | 0.43427 | 0.55968 |  |  |  |  | 96 | 0.12526
58919 | PEARSALLSCG2 | 2 | South | YES | -0.14749 | 0 | 0 | 8.4 |  | 1.027 | Diesel | -1 | 0.28354 | 8.4 | 8.4 |  |  | -1.2389 | 8.4 | -0.28354 | -2.3818 | 0.43467 | 0.56012 |  |  |  |  | 97 | 0.12531
58919 | PEARSALLSCG2 | 4 | South | YES | -0.14749 | 0 | 0 | 8.4 |  | 1.027 | Diesel | -1 | 0.28354 | 8.4 | 8.4 |  |  | -1.2389 | 8.4 | -0.28354 | -2.3818 | 0.43507 | 0.56056 |  |  |  |  | 98 | 0.12536
58919 | PEARSALLSCG2 | 3 | South | YES | -0.14749 | 0 | 0 | 8.4 |  | 1.027 | Diesel | -1 | 0.28354 | 8.4 | 8.4 |  |  | -1.2389 | 8.4 | -0.28354 | -2.3818 | 0.43546 | 0.56101 |  |  |  |  | 99 | 0.1254
58929 | PEARSALLSCG3 | 4 | South | YES | -0.14749 | 0 | 0 | 8.4 |  | 1.027 | Diesel | -1 | 0.28354 | 8.4 | 8.4 |  |  | -1.2389 | 8.4 | -0.28354 | -2.3818 | 0.43586 | 0.56145 |  |  |  |  | 100 | 0.12545
58929 | PEARSALLSCG3 | 6 | South | YES | -0.14749 | 0 | 0 | 8.4 |  | 1.027 | Diesel | -1 | 0.28354 | 8.4 | 8.4 |  |  | -1.2389 | 8.4 | -0.28354 | -2.3818 | 0.43626 | 0.56189 |  |  |  |  | 101 | 0.1255
58929 | PEARSALLSCG3 | 2 | South | YES | -0.14749 | 0 | 0 | 8.4 |  | 1.027 | Diesel | -1 | 0.28354 | 8.4 | 8.4 |  |  | -1.2389 | 8.4 | -0.28354 | -2.3818 | 0.43665 | 0.56234 |  |  |  |  | 102 | 0.12554
58929 | PEARSALLSCG3 | 5 | South | YES | -0.14749 | 0 | 0 | 8.4 |  | 1.027 | Diesel | -1 | 0.28354 | 8.4 | 8.4 |  |  | -1.2389 | 8.4 | -0.28354 | -2.3818 | 0.43705 | 0.56278 |  |  |  |  | 103 | 0.12559
58929 | PEARSALLSCG3 | 1 | South | YES | -0.14749 | 0 | 0 | 8.4 |  | 1.027 | Diesel | -1 | 0.28354 | 8.4 | 8.4 |  |  | -1.2389 | 8.4 | -0.28354 | -2.3818 | 0.43745 | 0.56322 |  |  |  |  | 104 | 0.12564
58929 | PEARSALLSCG3 | 3 | South | YES | -0.14749 | 0 | 0 | 8.4 |  | 1.027 | Diesel | -1 | 0.28354 | 8.4 | 8.4 |  |  | -1.2389 | 8.4 | -0.28354 | -2.3818 | 0.43784 | 0.56367 |  |  |  |  | 105 | 0.12568
58949 | PEARSALLSCG4 | 3 | South | YES | -0.14749 | 0 | 0 | 8.4 |  | 1.027 | Diesel | -1 | 0.28354 | 8.4 | 8.4 |  |  | -1.2389 | 8.4 | -0.28354 | -2.3818 | 0.43824 | 0.56411 |  |  |  |  | 106 | 0.12573
58949 | PEARSALLSCG4 | 2 | South | YES | -0.14749 | 0 | 0 | 8.4 |  | 1.027 | Diesel | -1 | 0.28354 | 8.4 | 8.4 |  |  | -1.2389 | 8.4 | -0.28354 | -2.3818 | 0.43864 | 0.56455 |  |  |  |  | 107 | 0.12578
58949 | PEARSALLSCG4 | 1 | South | YES | -0.14749 | 0 | 0 | 8.4 |  | 1.027 | Diesel | -1 | 0.28354 | 8.4 | 8.4 |  |  | -1.2389 | 8.4 | -0.28354 | -2.3818 | 0.43903 | 0.565 |  |  |  |  | 108 | 0.12582
58949 | PEARSALLSCG4 | 4 | South | YES | -0.14749 | 0 | 0 | 8.4 |  | 1.027 | Diesel | -1 | 0.28354 | 8.4 | 8.4 |  |  | -1.2389 | 8.4 | -0.28354 | -2.3818 | 0.43943 | 0.56544 |  |  |  |  | 109 | 0.12587
58949 | PEARSALLSCG4 | 6 | South | YES | -0.14749 | 0 | 0 | 8.4 |  | 1.027 | Diesel | -1 | 0.28354 | 8.4 | 8.4 |  |  | -1.2389 | 8.4 | -0.28354 | -2.3818 | 0.43983 | 0.56589 |  |  |  |  | 110 | 0.12592
58949 | PEARSALLSCG4 | 5 | South | YES | -0.14749 | 0 | 0 | 8.4 |  | 1.027 | Diesel | -1 | 0.28354 | 8.4 | 8.4 |  |  | -1.2389 | 8.4 | -0.28354 | -2.3818 | 0.44023 | 0.56633 |  |  |  |  | 111 | 0.12596
88198 | BEEVILLE | F | South | YES | -0.14737 | 0 | 0 | 0 | 0 | 1.02 | AVR | -1 | 0.28343 | 0 | 0 |  |  | 0 | 0 | -0.28343 | 0 | 0.44023 | 0.56633 |  |  |  |  | 112 | 0.12601
8161 | COLETO0A | 1 | South | YES | -0.14572 | 633 | 200 | 633 | 0 | 1.03 | LIGCO | -1 | 0.28178 | 0 | 633 |  |  | 0 | 0 | -0.28178 | 0 | 0.44023 | 0.56633 |  |  |  |  | 113 | 0.12606
80080 | GWINDT11A | 3 | South | YES | -0.13997 | 0 | 0 | 38 | 0 | 1.025 | Wind | -1 | 0.27602 | 0 | 38 |  |  | 0 | 0 | -0.27602 | 0 | 0.44023 | 0.56633 |  |  |  |  | 114 | 0.1261
80080 | GWINDT11A | 4 | South | YES | -0.13997 | 3.8 | 0 | 19 | 0 | 1.025 | Wind | -1 | 0.27602 | 0 | 19 |  |  | 0 | 0 | -0.27602 | 0 | 0.44023 | 0.56633 |  |  |  |  | 115 | 0.1261
80080 | GWINDT11A | 2 | South | YES | -0.13997 | 0 | 0 | 41 | 0 | 1.025 | Wind | -1 | 0.27602 | 0 | 41 |  |  | 0 | 0 | -0.27602 | 0 | 0.44023 | 0.56633 |  |  |  |  | 116 | 0.1261
80080 | GWINDT11A | 1 | South | YES | -0.13997 | 28.2 | 0 | 94 | 0 | 1.025 | Wind | -1 | 0.27602 | 0 | 94 |  |  | 0 | 0 | -0.27602 | 0 | 0.44023 | 0.56633 |  |  |  |  | 117 | 0.1261
80081 | GWINDT21A | 4 | South | YES | -0.13997 | 4.4 | 0 | 22 | 0 | 1.025 | Wind | -1 | 0.27602 | 0 | 22 |  |  | 0 | 0 | -0.27602 | 0 | 0.44023 | 0.56633 |  |  |  |  | 118 | 0.1261
80081 | GWINDT21A | 1 | South | YES | -0.13997 | 28.2 | 0 | 94 | 0 | 1.025 | Wind | -1 | 0.27602 | 0 | 94 |  |  | 0 | 0 | -0.27602 | 0 | 0.44023 | 0.56633 |  |  |  |  | 119 | 0.1261
80081 | GWINDT21A | 3 | South | YES | -0.13997 | 8.6 | 0 | 43 | 0 | 1.025 | Wind | -1 | 0.27602 | 0 | 43 |  |  | 0 | 0 | -0.27602 | 0 | 0.44023 | 0.56633 |  |  |  |  | 120 | 0.1261
80081 | GWINDT21A | 2 | South | YES | -0.13997 | 7.2 | 0 | 36 | 0 | 1.025 | Wind | -1 | 0.27602 | 0 | 36 |  |  | 0 | 0 | -0.27602 | 0 | 0.44023 | 0.56633 |  |  |  |  | 121 | 0.1261
80180 | PNSCALT11A | 2 | South | YES | -0.13997 | 10 | 0 | 50 | 0 | 1.025 | Wind | -1 | 0.27602 | 0 | 50 |  |  | 0 | 0 | -0.27602 | 0 | 0.44023 | 0.56633 |  |  |  |  | 122 | 0.1261
80180 | PNSCALT11A | 1 | South | YES | -0.13997 | 43.8 | 0 | 148 | 0 | 1.025 | Wind | -1 | 0.27602 | 0 | 148 |  |  | 0 | 0 | -0.27602 | 0 | 0.44023 | 0.56633 |  |  |  |  | 123 | 0.1261
80181 | PNSCALT21A | 2 | South | YES | -0.13997 | 10 | 0 | 50 | 0 | 1.025 | Wind | -1 | 0.27602 | 0 | 50 |  |  | 0 | 0 | -0.27602 | 0 | 0.44023 | 0.56633 |  |  |  |  | 124 | 0.1261
80181 | PNSCALT21A | 1 | South | YES | -0.13997 | 16.5 | 0 | 55 | 0 | 1.025 | Wind | -1 | 0.27602 | 0 | 55 |  |  | 0 | 0 | -0.27602 | 0 | 0.44023 | 0.56633 |  |  |  |  | 125 | 0.1261
5932 | SI_RAY9 | 9 | South | YES | -0.13994 | 32 | 32 | 38 | 0 | 1.035 | CC | -1 | 0.276 | 38 | 38 |  |  | -5.3177 | 38 | -0.276 | -10.4879 | 0.44202 | 0.56828 |  |  |  |  | 126 | 0.1261
5933 | SI_RAY6 | 6 | South | YES | -0.13994 | 15.4 | 10 | 19.3 | 0 | 1.035 | GST | -1 | 0.276 | 19.3 | 19.3 |  |  | -2.7008 | 19.3 | -0.276 | -5.3268 | 0.44293 | 0.56927 |  |  |  |  | 127 | 0.1261
5935 | SI_RAY10 | 10 | South | YES | -0.13994 | 47 | 10 | 47 | 0 | 1.03 | CC | -1 | 0.276 | 47 | 47 |  |  | -6.5772 | 47 | -0.276 | -12.9719 | 0.44515 | 0.57169 |  |  |  |  | 128 | 0.1261
80003 | MILHWYS | F | South | YES | -0.13994 | 0 | 0 | 0 | 0 | 1.0168 | AVR | -1 | 0.276 | 0 | 0 |  |  | 0 | 0 | -0.276 | 0 | 0.44515 | 0.57169 |  |  |  |  | 129 | 0.12626
8936 | MVGN#1 | 1 | South | YES | -0.13991 | 216.6 | 0 | 216.6 | 0 | 1.0304 | CC | -1 | 0.27596 | 216.6 | 216.6 |  |  | -30.3034 | 216.6 | -0.27596 | -59.7735 | 0.45539 | 0.58282 |  |  |  |  | 130 | 0.12634
8937 | MVGN#2 | 2 | South | YES | -0.13991 | 216.7 | 0 | 216.7 | 0 | 1.0304 | CC | -1 | 0.27596 | 216.7 | 216.7 |  |  | -30.3174 | 216.7 | -0.27596 | -59.8011 | 0.46562 | 0.59396 |  |  |  |  | 131 | 0.12654
8938 | MVGN#3 | 3 | South | YES | -0.13991 | 250.9 | 0 | 250.9 | 0 | 1.0304 | CC | -1 | 0.27596 | 250.9 | 250.9 |  |  | -35.1022 | 250.9 | -0.27596 | -69.2391 | 0.47748 | 0.60686 |  |  |  |  | 132 | 0.12654
8981 | HECN1 | 1 | South | YES | -0.1399 | 144.8 | 0 | 144.8 | 0 | 1.0304 | CC | -1 | 0.27596 | 144.8 | 144.8 |  |  | -20.2581 | 144.8 | -0.27596 | -39.9593 | 0.48432 | 0.6143 |  |  |  |  | 133 | 0.12744
8982 | HECN2 | 2 | South | YES | -0.1399 | 144.1 | 0 | 144.1 | 0 | 1.0304 | CC | -1 | 0.27596 | 144.1 | 144.1 |  |  | -20.1602 | 144.1 | -0.27596 | -39.7661 | 0.49113 | 0.6217 |  |  |  |  | 134 | 0.12834
8983 | HECN3 | 3 | South | YES | -0.1399 | 171.9 | 0 | 171.9 | 0 | 1.0304 | CC | -1 | 0.27596 | 171.9 | 171.9 |  |  | -24.0495 | 171.9 | -0.27596 | -47.4378 | 0.49925 | 0.63054 |  |  |  |  | 135 | 0.12938
8517 | CELANEBI0A | 1 | South | YES | -0.13981 | 29 | 0 | 29 | 0 | 1.02 | Cogen | -1 | 0.27586 | 0 | 0 |  |  | 0 | 0 | -0.27586 | 0 | 0.49925 | 0.63054 |  |  |  |  | 136 | 0.12998
8933 | FGNTS001 | 1 | South | YES | -0.13979 | 146.5 | 0 | 146.5 | 0 | 1.03 | CC | -1 | 0.27585 | 146.5 | 146.5 |  |  | -20.4789 | 146.5 | -0.27585 | -40.4114 | 0.50617 | 0.63807 |  |  |  |  | 137 | 0.13058
8934 | FGNTS101 | 2 | South | YES | -0.13979 | 147.9 | 0 | 147.9 | 0 | 1.03 | CC | -1 | 0.27585 | 147.9 | 147.9 |  |  | -20.6746 | 147.9 | -0.27585 | -40.7976 | 0.51316 | 0.64566 |  |  |  |  | 138 | 0.13129
8935 | FGNTS201 | 3 | South | YES | -0.13979 | 173 | 0 | 173 | 0 | 1.03 | CC | -1 | 0.27585 | 173 | 173 |  |  | -24.1833 | 173 | -0.27585 | -47.7213 | 0.52133 | 0.65455 |  |  |  |  | 139 | 0.13129
8461 | KOCH_UP0A | 1 | South | YES | -0.13927 | 38 | 0 | 38 | 0 | 1.012 | Cogen | -1 | 0.27533 | 0 | 0 |  |  | 0 | 0 | -0.27533 | 0 | 0.52133 | 0.65455 |  |  |  |  | 140 | 0.13189
8511 | OXY_CC0A | 1 | South | YES | -0.13927 | 30.3 | 0 | 38 | 0 | 1.027 | Cogen | -1 | 0.27533 | 0 | 0 |  |  | 0 | 0 | -0.27533 | 0 | 0.52133 | 0.65455 |  |  |  |  | 141 | 0.13251
8506 | VAL #1 | 1 | South | YES | -0.13913 | 20.9 | 0 | 25 | 0 | 1.0055 | Cogen | -1 | 0.27519 | 0 | 0 |  |  | 0 | 0 | -0.27519 | 0 | 0.52133 | 0.65455 |  |  |  |  | 142 | 0.13322
8507 | VAL #2 | 2 | South | YES | -0.13913 | 20.9 | 0 | 25 | 0 | 1.0055 | Cogen | -1 | 0.27519 | 0 | 0 |  |  | 0 | 0 | -0.27519 | 0 | 0.52133 | 0.65455 |  |  |  |  | 143 | 0.13322
5728 | FALCONHYDRO2 | 2 | South | YES | -0.13911 | 12 | 0 | 12 | 0 | 1.0234 | Hydro | -1 | 0.27516 | 0 | 0 |  |  | 0 | 0 | -0.27516 | 0 | 0.52133 | 0.65455 |  |  |  |  | 144 | 0.13322
5729 | FALCONHYDRO3 | 3 | South | YES | -0.13911 | 11 | 0 | 11 | 0 | 1.0234 | Hydro | -1 | 0.27516 | 0 | 0 |  |  | 0 | 0 | -0.27516 | 0 | 0.52133 | 0.65455 |  |  |  |  | 145 | 0.13322
8048 | FALCONHYDRO1 | 1 | South | YES | -0.13911 | 12 | 0 | 12 | 0 | 1.0234 | Hydro | -1 | 0.27516 | 0 | 0 |  |  | 0 | 0 | -0.27516 | 0 | 0.52133 | 0.65455 |  |  |  |  | 146 | 0.13322
88508 | FALFURRI | F | South | YES | -0.13908 | 0 | 0 | 0 | 0 | 1 | AVR | -1 | 0.27513 | 0 | 0 |  |  | 0 | 0 | -0.27513 | 0 | 0.52133 | 0.65455 |  |  |  |  | 147 | 0.13322
8459 | B_DAVIS0B | MB | South | YES | -0.13905 | 0 | 50 | 339 |  | 1.03 | GSC | -1 | 0.27511 | 0 | 0 |  |  | 0 | 0 | -0.27511 | 0 | 0.52133 | 0.65455 |  |  |  |  | 148 | 0.13322
8460 | B_DAVIS0A | MB | South | YES | -0.13905 | 0 | 50 | 340 |  | 1.03 | GSC | -1 | 0.27511 | 0 | 0 |  |  | 0 | 0 | -0.27511 | 0 | 0.52133 | 0.65455 |  |  |  |  | 149 | 0.13322
80263 | B_DAVIS31A | 3 | South | YES | -0.13905 | 0 | 0 | 180 |  | 1.0366 | CC | -1 | 0.27511 | 180 | 180 |  |  | -25.0295 | 180 | -0.27511 | -49.5199 | 0.52984 | 0.66377 |  |  |  |  | 150 | 0.13322
80264 | B_DAVIS41A | 4 | South | YES | -0.13905 | 0 | 0 | 180 |  | 1.0366 | CC | -1 | 0.27511 | 180 | 180 |  |  | -25.0295 | 180 | -0.27511 | -49.5199 | 0.53834 | 0.673 |  |  |  |  | 151 | 0.13322
8456 | COSW#1 | 1 | South | YES | -0.13887 | 20 | 0 | 20 | 0 | 1.027 | Cogen | -1 | 0.27493 | 0 | 0 |  |  | 0 | 0 | -0.27493 | 0 | 0.53834 | 0.673 |  |  |  |  | 152 | 0.13322
8457 | COSW#2 | 2 | South | YES | -0.13887 | 14 | 0 | 14 | 0 | 1.027 | Cogen | -1 | 0.27493 | 0 | 0 |  |  | 0 | 0 | -0.27493 | 0 | 0.53834 | 0.673 |  |  |  |  | 153 | 0.13394
8560 | CNOPGT1 | 1 | South | YES | -0.13879 | 148.3 | 0 | 148.3 | 0 | 1.03 | Cogen | -1 | 0.27485 | 0 | 0 |  |  | 0 | 0 | -0.27485 | 0 | 0.53834 | 0.673 |  |  |  |  | 154 | 0.13466
8561 | CNOPGT2 | 2 | South | YES | -0.13879 | 148.6 | 0 | 148.6 | 0 | 1.03 | Cogen | -1 | 0.27485 | 0 | 0 |  |  | 0 | 0 | -0.27485 | 0 | 0.53834 | 0.673 |  |  |  |  | 155 | 0.13466
8562 | CNOPST1 | 3 | South | YES | -0.13879 | 153 | 0 | 153 | 0 | 1.03 | Cogen | -1 | 0.27485 | 0 | 0 |  |  | 0 | 0 | -0.27485 | 0 | 0.53834 | 0.673 |  |  |  |  | 156 | 0.13466
8173 | VICEC51A | 5 | South | YES | -0.13878 | 144 | 18 | 144 | 0 | 1.025 | CC | -1 | 0.27484 | 144 | 144 |  |  | -19.984 | 144 | -0.27484 | -39.5764 | 0.54514 | 0.68037 |  |  |  |  | 157 | 0.13466
8174 | VICEC61A | 6 | South | YES | -0.13878 | 188 | 42 | 188 | 0 | 1.025 | CC | -1 | 0.27484 | 188 | 188 |  |  | -26.0903 | 188 | -0.27484 | -51.6691 | 0.55402 | 0.68999 |  |  |  |  | 158 | 0.13466
8442 | NBEC7 | 7 | South | YES | -0.13878 | 0 | 81 | 367 |  | 1.0298 | GST | -1 | 0.27483 | 367 | 367 |  |  | -50.9304 | 367 | -0.27483 | -100.8636 | 0.57136 | 0.70878 |  |  |  |  | 159 | 0.13466
8442 | NBEC7 | MB | South | YES | -0.13878 | 0 | 81 | 367 |  | 1.0298 | GST | -1 | 0.27483 | 0 | 0 |  |  | 0 | 0 | -0.27483 | 0 | 0.57136 | 0.70878 |  |  |  |  | 160 | 0.13522
88299 | ZAPATA | F | South | YES | -0.13845 | 0 | 0 | 0 | 0 | 1.02 | BLT | -1 | 0.27451 | 0 | 0 |  |  | 0 | 0 | -0.27451 | 0 | 0.57136 | 0.70878 |  |  |  |  | 161 | 0.13597
80012 | LAR | F | South | YES | -0.13749 | 0 | 0 | 0 | 0 | 1.04 | DCTie | -1 | 0.27355 | 0 | 0 |  |  | 0 | 0 | -0.27355 | 0 | 0.57136 | 0.70878 |  |  |  |  | 162 | 0.13741
80265 | LARECU40A | 4 | South | YES | -0.13749 | 80 | 0 | 100 |  | 1.039 | GGT | -1 | 0.27355 | 100 | 100 |  |  | -13.7489 | 100 | -0.27355 | -27.3547 | 0.57609 | 0.71387 |  |  |  |  | 163 | 0.13741
80266 | LARECU50A | 5 | South | YES | -0.13749 | 80 | 0 | 100 |  | 1.039 | GGT | -1 | 0.27355 | 100 | 100 |  |  | -13.7489 | 100 | -0.27355 | -27.3547 | 0.58081 | 0.71896 |  |  |  |  | 164 | 0.13741
8926 | LGE_GT10A | 1 | South | YES | -0.13742 | 158 | 0 | 158 | 0 | 1.03 | Cogen | -1 | 0.27348 | 0 | 0 |  |  | 0 | 0 | -0.27348 | 0 | 0.58081 | 0.71896 |  |  |  |  | 165 | 0.13741
8927 | LGE_GT20A | 2 | South | YES | -0.13742 | 153 | 0 | 153 | 0 | 1.03 | Cogen | -1 | 0.27348 | 0 | 0 |  |  | 0 | 0 | -0.27348 | 0 | 0.58081 | 0.71896 |  |  |  |  | 166 | 0.13778
8928 | LGE_STG0A | 3 | South | YES | -0.13742 | 100 | 0 | 100 | 0 | 1.03 | Cogen | -1 | 0.27348 | 0 | 0 |  |  | 0 | 0 | -0.27348 | 0 | 0.58081 | 0.71896 |  |  |  |  | 167 | 0.13815
8930 | ICPGN10A | 1 | South | YES | -0.13742 | 149 | 0 | 149 | 0 | 1.03 | Cogen | -1 | 0.27348 | 0 | 0 |  |  | 0 | 0 | -0.27348 | 0 | 0.58081 | 0.71896 |  |  |  |  | 168 | 0.13815
8931 | ICPGN20A | 2 | South | YES | -0.13742 | 150 | 0 | 150 | 0 | 1.03 | Cogen | -1 | 0.27348 | 0 | 0 |  |  | 0 | 0 | -0.27348 | 0 | 0.58081 | 0.71896 |  |  |  |  | 169 | 0.13815
8932 | ICPGN30A | 3 | South | YES | -0.13742 | 127 | 0 | 127 | 0 | 1.03 | Cogen | -1 | 0.27348 | 0 | 0 |  |  | 0 | 0 | -0.27348 | 0 | 0.58081 | 0.71896 |  |  |  |  | 170 | 0.13815
80223 | REYSHR G | 1 | South | YES | -0.13742 | 12 | 0 | 12 | 0 | 1.032 | Cogen | -1 | 0.27348 | 0 | 0 |  |  | 0 | 0 | -0.27348 | 0 | 0.58081 | 0.71896 |  |  |  |  | 171 | 0.13815
8066 | DUP1V#1 | 1 | South | YES | -0.13717 | 52.3 | 0 | 73 | 0 | 1.01 | Cogen | -1 | 0.27323 | 0 | 0 |  |  | 0 | 0 | -0.27323 | 0 | 0.58081 | 0.71896 |  |  |  |  | 172 | 0.13815
5508 | RAYBURNCC9 | 1 | South | YES | -0.137 | 47.7 | 18.2 | 47.7 | 0 | 1.0296 | CC | -1 | 0.27306 | 47.7 | 47.7 |  |  | -6.5349 | 47.7 | -0.27306 | -13.0248 | 0.58307 | 0.72139 |  |  |  |  | 173 | 0.13815
5509 | RAYBURNCC10 | 1 | South | YES | -0.137 | 37.3 | 5.2 | 37.3 | 0 | 1.0296 | CC | -1 | 0.27306 | 37.3 | 37.3 |  |  | -5.1101 | 37.3 | -0.27306 | -10.185 | 0.58483 | 0.72329 |  |  |  |  | 174 | 0.13815
5511 | RAYBURNCC7 | 1 | South | YES | -0.137 | 47.5 | 18.2 | 47.5 | 0 | 1.0296 | CC | -1 | 0.27306 | 47.5 | 47.5 |  |  | -6.5075 | 47.5 | -0.27306 | -12.9702 | 0.58707 | 0.7257 |  |  |  |  | 175 | 0.13815
5512 | RAYBURNCC8 | 1 | South | YES | -0.137 | 49.3 | 18.2 | 49.3 | 0 | 1.0296 | CC | -1 | 0.27306 | 49.3 | 49.3 |  |  | -6.7541 | 49.3 | -0.27306 | -13.4617 | 0.5894 | 0.72821 |  |  |  |  | 176 | 0.13832
5503 | RAYBURNGEN3 | 1 | South | YES | -0.13568 | 17.6 | 6 | 22 | 0 | 1.0224 | GST | -1 | 0.27174 | 22 | 22 |  |  | -2.985 | 22 | -0.27174 | -5.9783 | 0.59044 | 0.72932 |  |  |  |  | 177 | 0.13846
5505 | RAYBURNGEN1 | 1 | South | YES | -0.13568 | 0 | 1 | 11 |  | 1.0223 | GGT | -1 | 0.27174 | 11 | 11 |  |  | -1.4925 | 11 | -0.27174 | -2.9891 | 0.59096 | 0.72988 |  |  |  |  | 178 | 0.13863
5506 | RAYBURNGEN2 | 1 | South | YES | -0.13568 | 0 | 1 | 11 |  | 1.0223 | GGT | -1 | 0.27174 | 11 | 11 |  |  | -1.4925 | 11 | -0.27174 | -2.9891 | 0.59148 | 0.73044 |  |  |  |  | 179 | 0.13881
80224 | VISTRONG1 | 1 | South | YES | -0.13433 | 13.1 | 0 | 15 | 0 | 1.01 | Cogen | -1 | 0.27039 | 0 | 0 |  |  | 0 | 0 | -0.27039 | 0 | 0.59148 | 0.73044 |  |  |  |  | 180 | 0.13888
80225 | VISTRONG2 | 2 | South | YES | -0.13433 | 20.2 | 0 | 23 | 0 | 1.01 | Cogen | -1 | 0.27039 | 0 | 0 |  |  | 0 | 0 | -0.27039 | 0 | 0.59148 | 0.73044 |  |  |  |  | 181 | 0.13892
80227 | AIRCO G | 1 | South | YES | -0.13328 | 7.2 | 0 | 8 | 0 | 1.0104 | Cogen | -1 | 0.26934 | 0 | 0 |  |  | 0 | 0 | -0.26934 | 0 | 0.59148 | 0.73044 |  |  |  |  | 182 | 0.13896
8147 | UCAR #2 | 10 | South | YES | -0.13274 | 18.2 | 0 | 28 |  | 1 | Cogen | -1 | 0.2688 | 0 | 0 |  |  | 0 | 0 | -0.2688 | 0 | 0.59148 | 0.73044 |  |  |  |  | 183 | 0.13896
8148 | UCAR #1 | 2 | South | YES | -0.13274 | 6.1 | 0 | 7 | 0 | 1.009 | Cogen | -1 | 0.2688 | 0 | 0 |  |  | 0 | 0 | -0.2688 | 0 | 0.59148 | 0.73044 |  |  |  |  | 184 | 0.13896
80137 | CSDR89 | 9 | South | YES | -0.13274 | 15 | 0 | 15 | 0 | 1.003 | DCTie | -1 | 0.2688 | 0 | 0 |  |  | 0 | 0 | -0.2688 | 0 | 0.59148 | 0.73044 |  |  |  |  | 185 | 0.13896
80137 | CSDR89 | 8 | South | YES | -0.13274 | 33.9 | 0 | 39 | 0 | 1.003 | DCTie | -1 | 0.2688 | 0 | 0 |  |  | 0 | 0 | -0.2688 | 0 | 0.59148 | 0.73044 |  |  |  |  | 186 | 0.13896
80138 | CSDR7 | 7 | South | YES | -0.13274 | 6.1 | 0 | 7 | 0 | 1.014 | DCTie | -1 | 0.2688 | 0 | 0 |  |  | 0 | 0 | -0.2688 | 0 | 0.59148 | 0.73044 |  |  |  |  | 187 | 0.13896
80139 | CSDR56 | 6 | South | YES | -0.13274 | 0 | 0 | 39 |  | 1.0033 | DCTie | -1 | 0.2688 | 0 | 0 |  |  | 0 | 0 | -0.2688 | 0 | 0.59148 | 0.73044 |  |  |  |  | 188 | 0.13896
80139 | CSDR56 | 5 | South | YES | -0.13274 | 15 | 0 | 15 |  | 1.0033 | DCTie | -1 | 0.2688 | 0 | 0 |  |  | 0 | 0 | -0.2688 | 0 | 0.59148 | 0.73044 |  |  |  |  | 189 | 0.13896
80140 | CSDR11 | 11 | South | YES | -0.13274 | 33.9 | 0 | 39 | 0 | 1.03 | DCTie | -1 | 0.2688 | 0 | 0 |  |  | 0 | 0 | -0.2688 | 0 | 0.59148 | 0.73044 |  |  |  |  | 190 | 0.13896
80226 | ALCOA G | 1 | South | YES | -0.12899 | 32.3 | 5 | 48 | 0 | 1.015 | Cogen | -1 | 0.26505 | 0 | 0 |  |  | 0 | 0 | -0.26505 | 0 | 0.59148 | 0.73044 |  |  |  |  | 191 | 0.13896
8134 | FOR #1 | 1 | South | YES | -0.12783 | 54.1 | 45 | 79 | 0 | 1 | Cogen | -1 | 0.26389 | 0 | 0 |  |  | 0 | 0 | -0.26389 | 0 | 0.59148 | 0.73044 |  |  |  |  | 192 | 0.13896
8138 | FOR #2 | 2 | South | YES | -0.12783 | 63.1 | 45 | 81 | 0 | 1 | Cogen | -1 | 0.26389 | 0 | 0 |  |  | 0 | 0 | -0.26389 | 0 | 0.59148 | 0.73044 |  |  |  |  | 193 | 0.13896
8153 | FOR #3 | 3 | South | YES | -0.12783 | 63.1 | 45 | 79.9 | 0 | 1 | Cogen | -1 | 0.26389 | 0 | 0 |  |  | 0 | 0 | -0.26389 | 0 | 0.59148 | 0.73044 |  |  |  |  | 194 | 0.13896
8154 | FOR #4 | 4 | South | YES | -0.12783 | 63.1 | 60 | 80 | 0 | 1 | Cogen | -1 | 0.26389 | 0 | 0 |  |  | 0 | 0 | -0.26389 | 0 | 0.59148 | 0.73044 |  |  |  |  | 195 | 0.13896
8155 | FOR #5 | 5 | South | YES | -0.12783 | 63.1 | 60 | 78.4 | 0 | 1 | Cogen | -1 | 0.26389 | 0 | 0 |  |  | 0 | 0 | -0.26389 | 0 | 0.59148 | 0.73044 |  |  |  |  | 196 | 0.13896
8156 | FOR #6 | 6 | South | YES | -0.12783 | 24.9 | 5 | 25 | 0 | 1 | Cogen | -1 | 0.26389 | 0 | 0 |  |  | 0 | 0 | -0.26389 | 0 | 0.59148 | 0.73044 |  |  |  |  | 197 | 0.13896
8157 | FOR #7 | 7 | South | YES | -0.12783 | 28.8 | 5 | 46 | 0 | 1 | Cogen | -1 | 0.26389 | 0 | 0 |  |  | 0 | 0 | -0.26389 | 0 | 0.59148 | 0.73044 |  |  |  |  | 198 | 0.13896
80051 | FOR #8 | 8 | South | YES | -0.12783 | 28 | 28 | 28 |  | 1 | Cogen | -1 | 0.26389 | 0 | 0 |  |  | 0 | 0 | -0.26389 | 0 | 0.59148 | 0.73044 |  |  |  |  | 199 | 0.13896
80052 | FOR #9 | 9 | South | YES | -0.12783 | 29.7 | 5 | 43.6 | 0 | 1 | Cogen | -1 | 0.26389 | 0 | 0 |  |  | 0 | 0 | -0.26389 | 0 | 0.59148 | 0.73044 |  |  |  |  | 200 | 0.13896
80053 | FOR #10 | 10 | South | YES | -0.12783 | 68.4 | 45 | 75 | 0 | 1 | Cogen | -1 | 0.26389 | 0 | 0 |  |  | 0 | 0 | -0.26389 | 0 | 0.59148 | 0.73044 |  |  |  |  | 201 | 0.13896
8262 | ELPS | 1 | South | YES | -0.096802 | 6 | 6 | 6 | 0 | 1.15 | Hydro | -1 | 0.23286 | 0 | 0 |  |  | 0 | 0 | -0.23286 | 0 | 0.59148 | 0.73044 |  |  |  |  | 202 | 0.13896
5911 | STP_GN1___1 | 1 | Houston | YES | -0.086168 | 1333 | 1249 | 1333 | 0 | 1.0406 | Nuc | -1 | 0.22223 | 0 | 0 |  |  |  |  | -0.22223 | 0 | 0.59148 | 0.73044 |  |  |  |  | 203 | 0.13896
5912 | STP_GN2___2 | 2 | Houston | YES | -0.086168 | 1332 | 1249 | 1332 | 0 | 1.0406 | Nuc | -1 | 0.22223 | 0 | 0 |  |  |  |  | -0.22223 | 0 | 0.59148 | 0.73044 |  |  |  |  | 204 | 0.13896
48731 | CBE_GT1 | 1 | Houston | YES | -0.085355 | 76 | 0 | 76 | 0 | 1.029 | CC | -1 | 0.22141 | 76 | 76 |  |  |  |  | -0.22141 | -16.8274 | 0.59507 | 0.73357 |  |  |  |  | 205 | 0.13896
48732 | CBE_GT2 | 1 | Houston | YES | -0.085355 | 76 | 0 | 76 | 0 | 1.029 | CC | -1 | 0.22141 | 76 | 76 |  |  |  |  | -0.22141 | -16.8274 | 0.59866 | 0.7367 |  |  |  |  | 206 | 0.13896
48733 | CBE_ST12 | 1 | Houston | YES | -0.085355 | 105 | 0 | 105 | 0 | 1.029 | CC | -1 | 0.22141 | 105 | 105 |  |  |  |  | -0.22141 | -23.2483 | 0.60362 | 0.74103 |  |  |  |  | 207 | 0.13896
48734 | CBE_GT3 | 1 | Houston | YES | -0.085355 | 76 | 0 | 76 | 0 | 1.029 | CC | -1 | 0.22141 | 76 | 76 |  |  |  |  | -0.22141 | -16.8274 | 0.60721 | 0.74417 |  |  |  |  | 208 | 0.1385
48735 | CBE_GT4 | 1 | Houston | YES | -0.085355 | 76 | 0 | 76 | 0 | 1.029 | CC | -1 | 0.22141 | 76 | 76 |  |  |  |  | -0.22141 | -16.8274 | 0.6108 | 0.7473 |  |  |  |  | 209 | 0.13804
48736 | CBE_ST34 | 1 | Houston | YES | -0.085355 | 105 | 0 | 105 | 0 | 1.029 | CC | -1 | 0.22141 | 105 | 105 |  |  |  |  | -0.22141 | -23.2483 | 0.61576 | 0.75163 |  |  |  |  | 210 | 0.13741
48911 | TGF_GT1_8000 | 1 | Houston | YES | -0.0801 | 69.2 | 0 | 69.2 |  | 1.029 | Cogen | -1 | 0.21616 | 0 | 0 |  |  |  |  | -0.21616 | 0 | 0.61576 | 0.75163 |  |  |  |  | 211 | 0.13695
8032 | AMISTADHYD1 | 1 | South | YES | -0.074717 | 33 | 13 | 33 | 0 | 1.03 | Hydro | -1 | 0.21077 | 0 | 0 |  |  | 0 | 0 | -0.21077 | 0 | 0.61576 | 0.75163 |  |  |  |  | 212 | 0.1365
8033 | AMISTADHYD2 | 2 | South | YES | -0.074717 | 25 | 13 | 25 | 0 | 1.03 | Hydro | -1 | 0.21077 | 0 | 0 |  |  | 0 | 0 | -0.21077 | 0 | 0.61576 | 0.75163 |  |  |  |  | 213 | 0.13587
88253 | HAMILTON | F | South | YES | -0.074717 | 0 | 0 | 0 | 0 | 1.04 | BLT | -1 | 0.21077 | 0 | 0 |  |  | 0 | 0 | -0.21077 | 0 | 0.61576 | 0.75163 |  |  |  |  | 214 | 0.13587
49851 | DOW17000 | 37 | Houston | YES | -0.064181 | 39 | 0 | 62 | 0 | 1 | Cogen | -1 | 0.20024 | 0 | 0 |  |  |  |  | -0.20024 | 0 | 0.61576 | 0.75163 |  |  |  |  | 215 | 0.13587
49858 | DOW38100 | 31 | Houston | YES | -0.064181 | 45 | 0 | 71.4 |  | 1 | Cogen | -1 | 0.20024 | 0 | 0 |  |  |  |  | -0.20024 | 0 | 0.61576 | 0.75163 |  |  |  |  | 216 | 0.13587
49859 | DOW38200 | 33 | Houston | YES | -0.064181 | 28 | 0 | 45 | 0 | 1 | Cogen | -1 | 0.20024 | 0 | 0 |  |  |  |  | -0.20024 | 0 | 0.61576 | 0.75163 |  |  |  |  | 217 | 0.13587
49860 | DOW38300 | 32 | Houston | YES | -0.064181 | 63 | 0 | 101 |  | 1 | Cogen | -1 | 0.20024 | 0 | 0 |  |  |  |  | -0.20024 | 0 | 0.61576 | 0.75163 |  |  |  |  | 218 | 0.13587
49862 | DOW39100 | 36 | Houston | YES | -0.064181 | 54 | 0 | 86 | 0 | 1 | Cogen | -1 | 0.20024 | 0 | 0 |  |  |  |  | -0.20024 | 0 | 0.61576 | 0.75163 |  |  |  |  | 219 | 0.13587
49863 | DOW39200 | 35 | Houston | YES | -0.064181 | 55 | 0 | 88 | 0 | 1 | Cogen | -1 | 0.20024 | 0 | 0 |  |  |  |  | -0.20024 | 0 | 0.61576 | 0.75163 |  |  |  |  | 220 | 0.13587
49865 | DOW41000 | 41 | Houston | YES | -0.064181 | 31 | 0 | 50 |  | 1 | Cogen | -1 | 0.20024 | 0 | 0 |  |  |  |  | -0.20024 | 0 | 0.61576 | 0.75163 |  |  |  |  | 221 | 0.13587
49866 | DOW42000 | 42 | Houston | YES | -0.064181 | 11 | 0 | 18 |  | 1 | Cogen | -1 | 0.20024 | 0 | 0 |  |  |  |  | -0.20024 | 0 | 0.61576 | 0.75163 |  |  |  |  | 222 | 0.13587
49869 | DOW49000 | 45 | Houston | YES | -0.064181 | 59 | 0 | 94 |  | 1 | Cogen | -1 | 0.20024 | 0 | 0 |  |  |  |  | -0.20024 | 0 | 0.61576 | 0.75163 |  |  |  |  | 223 | 0.13587
49870 | DOW61000 | 61 | Houston | YES | -0.064181 | 44 | 0 | 70 | 0 | 1 | Cogen | -1 | 0.20024 | 0 | 0 |  |  |  |  | -0.20024 | 0 | 0.61576 | 0.75163 |  |  |  |  | 224 | 0.13587
49871 | DOW62000 | 62 | Houston | YES | -0.064181 | 40 | 0 | 63 | 0 | 1 | Cogen | -1 | 0.20024 | 0 | 0 |  |  |  |  | -0.20024 | 0 | 0.61576 | 0.75163 |  |  |  |  | 225 | 0.13587
49872 | DOW63000 | 63 | Houston | YES | -0.064181 | 45 | 0 | 72 | 0 | 1 | Cogen | -1 | 0.20024 | 0 | 0 |  |  |  |  | -0.20024 | 0 | 0.61576 | 0.75163 |  |  |  |  | 226 | 0.13587
49873 | DOW64000 | 64 | Houston | YES | -0.064181 | 41 | 0 | 64.8 | 0 | 1 | Cogen | -1 | 0.20024 | 0 | 0 |  |  |  |  | -0.20024 | 0 | 0.61576 | 0.75163 |  |  |  |  | 227 | 0.13587
49876 | DOW65000 | 65 | Houston | YES | -0.064181 | 63 | 0 | 101 | 0 | 1 | Cogen | -1 | 0.20024 | 0 | 0 |  |  |  |  | -0.20024 | 0 | 0.61576 | 0.75163 |  |  |  |  | 228 | 0.13587
49877 | DOW66000 | 66 | Houston | YES | -0.064181 | 61 | 0 | 97 | 0 | 1 | Cogen | -1 | 0.20024 | 0 | 0 |  |  |  |  | -0.20024 | 0 | 0.61576 | 0.75163 |  |  |  |  | 229 | 0.13587
49878 | DOW67000 | 67 | Houston | YES | -0.064181 | 65 | 0 | 103 | 0 | 1 | Cogen | -1 | 0.20024 | 0 | 0 |  |  |  |  | -0.20024 | 0 | 0.61576 | 0.75163 |  |  |  |  | 230 | 0.13587
49882 | DOW81000 | 81 | Houston | YES | -0.064181 | 47 | 0 | 76 | 0 | 1 | Cogen | -1 | 0.20024 | 0 | 0 |  |  |  |  | -0.20024 | 0 | 0.61576 | 0.75163 |  |  |  |  | 231 | 0.13587
49884 | DOW82000 | 82 | Houston | YES | -0.064181 | 51 | 0 | 80 | 0 | 1 | Cogen | -1 | 0.20024 | 0 | 0 |  |  |  |  | -0.20024 | 0 | 0.61576 | 0.75163 |  |  |  |  | 232 | 0.13587
49885 | DOW83000 | 83 | Houston | YES | -0.064181 | 51 | 0 | 80 | 0 | 1 | Cogen | -1 | 0.20024 | 0 | 0 |  |  |  |  | -0.20024 | 0 | 0.61576 | 0.75163 |  |  |  |  | 233 | 0.13587
49886 | DOW84000 | 84 | Houston | YES | -0.064181 | 107 | 0 | 171 | 0 | 0.98 | Cogen | -1 | 0.20024 | 0 | 0 |  |  |  |  | -0.20024 | 0 | 0.61576 | 0.75163 |  |  |  |  | 234 | 0.13587
48520 | BSF_GT1_8070 | 1 | Houston | YES | -0.060128 | 72 | 0 | 72 | 0 | 1.0326 | Cogen | -1 | 0.19619 | 0 | 0 |  |  |  |  | -0.19619 | 0 | 0.61576 | 0.75163 |  |  |  |  | 235 | 0.13587
48520 | BSF_GT1_8070 | 2 | Houston | YES | -0.060128 | 10 | 0 | 10 | 0 | 1.0326 | Cogen | -1 | 0.19619 | 0 | 0 |  |  |  |  | -0.19619 | 0 | 0.61576 | 0.75163 |  |  |  |  | 236 | 0.13587
39760 | TNSCLP1___8 | 1 | Houston | YES | -0.056921 | 93.4 | 20 | 116.8 | 0 | 1.04 | Cogen | -1 | 0.19298 | 0 | 0 |  |  |  |  | -0.19298 | 0 | 0.61576 | 0.75163 |  |  |  |  | 237 | 0.13587
39770 | TNSCLP2___8 | 1 | Houston | YES | -0.056921 | 91.6 | 20 | 114.5 | 0 | 1.04 | Cogen | -1 | 0.19298 | 0 | 0 |  |  |  |  | -0.19298 | 0 | 0.61576 | 0.75163 |  |  |  |  | 238 | 0.13587
39775 | TNSCLP4___8 | 1 | Houston | YES | -0.056921 | 95.2 | 20 | 119 | 0 | 1.04 | Cogen | -1 | 0.19298 | 0 | 0 |  |  |  |  | -0.19298 | 0 | 0.61576 | 0.75163 |  |  |  |  | 239 | 0.13587
39790 | TNSCLP3___8 | 1 | Houston | YES | -0.056921 | 87.6 | 20 | 109.5 | 0 | 1.027 | Cogen | -1 | 0.19298 | 0 | 0 |  |  |  |  | -0.19298 | 0 | 0.61576 | 0.75163 |  |  |  |  | 240 | 0.13587
48730 | MNS_GT | 1 | Houston | YES | -0.045407 | 43 | 0 | 46.1 |  | 1.029 | Cogen | -1 | 0.18146 | 0 | 0 |  |  |  |  | -0.18146 | 0 | 0.61576 | 0.75163 |  |  |  |  | 241 | 0.13587
48926 | WAP_GN6_6 | 6 | Houston | YES | -0.045372 | 651 | 280 | 651 |  | 1.035 | LIGCO | -1 | 0.18143 | 0 | 651 |  |  |  |  | -0.18143 | 0 | 0.61576 | 0.75163 |  |  |  |  | 242 | 0.13587
48927 | WAP_GN7_7 | 7 | Houston | YES | -0.045372 | 564 | 277 | 564 |  | 1.035 | LIGCO | -1 | 0.18143 | 0 | 564 |  |  |  |  | -0.18143 | 0 | 0.61576 | 0.75163 |  |  |  |  | 243 | 0.13587
48928 | WAP_GN8_8 | 8 | Houston | YES | -0.045372 | 603 | 275 | 603 |  | 1.035 | LIGCO | -1 | 0.18143 | 0 | 603 |  |  |  |  | -0.18143 | 0 | 0.61576 | 0.75163 |  |  |  |  | 244 | 0.13587
48521 | BVE_GT1_GT1 | 1 | Houston | YES | -0.045276 | 167.7 | 0 | 167.7 |  | 1.035 | CC | -1 | 0.18133 | 167.7 | 167.7 |  |  |  |  | -0.18133 | -30.4097 | 0.62369 | 0.7573 |  |  |  |  | 245 | 0.13587
48522 | BVE_GT2_5035 | 2 | Houston | YES | -0.045276 | 166.4 | 0 | 166.4 |  | 1.035 | CC | -1 | 0.18133 | 166.4 | 166.4 |  |  |  |  | -0.18133 | -30.1739 | 0.63155 | 0.76292 |  |  |  |  | 246 | 0.13587
48523 | BVE_ST1_GN1 | 3 | Houston | YES | -0.045276 | 252.4 | 0 | 252.4 |  | 1.035 | CC | -1 | 0.18133 | 252.4 | 252.4 |  |  |  |  | -0.18133 | -45.7687 | 0.64347 | 0.77144 |  |  |  |  | 247 | 0.13587
48510 | AK_GT1__8040 | 1 | Houston | YES | -0.043673 | 33.4 | 8.1 | 34 |  | 1.029 | Cogen | -1 | 0.17973 | 0 | 0 |  |  |  |  | -0.17973 | 0 | 0.64347 | 0.77144 |  |  |  |  | 248 | 0.13361
48921 | WAP_GN1_1 | 1 | Houston | YES | -0.043459 | 132.8 | 37 | 166 | 0 | 1.0362 | GST | -1 | 0.17952 | 166 | 166 |  |  |  |  | -0.17952 | -29.7998 | 0.65132 | 0.77699 |  |  |  |  | 249 | 0.13137
48922 | WAP_GN2_2 | 2 | Houston | YES | -0.043459 | 132.8 | 37 | 166 | 0 | 1.0362 | GST | -1 | 0.17952 | 166 | 166 |  |  |  |  | -0.17952 | -29.7998 | 0.65916 | 0.78254 |  |  |  |  | 250 | 0.12797
48923 | WAP_GN3_3 | 3 | Houston | YES | -0.043459 | 198.4 | 93 | 248 | 0 | 1.0362 | GST | -1 | 0.17952 | 248 | 248 |  |  |  |  | -0.17952 | -44.5202 | 0.67088 | 0.79083 |  |  |  |  | 251 | 0.12797
48924 | WAP_GN4_4 | 4 | Houston | YES | -0.043459 | 546 | 217 | 546 | 0 | 1.0362 | GSC | -1 | 0.17952 | 546 | 546 |  |  |  |  | -0.17952 | -98.0162 | 0.69667 | 0.80909 |  |  |  |  | 252 | 0.12567
48925 | WAP_GN5_5 | 5 | Houston | YES | -0.043459 | 587.4 | 278 | 654 | 0 | 0.985 | LIGCO | -1 | 0.17952 | 0 | 654 |  |  |  |  | -0.17952 | 0 | 0.69667 | 0.80909 |  |  |  |  | 253 | 0.12338
48929 | WAPGT21_GT1 | B1 | Houston | YES | -0.043459 | 0 | 0 | 13 |  | 1.05 | GGT | -1 | 0.17952 | 13 | 13 |  |  |  |  | -0.17952 | -2.3337 | 0.69729 | 0.80952 |  |  |  |  | 254 | 0.11995
38580 | TNBP_CGN1_8 | 1 | Houston | YES | -0.035965 | 70.8 | 0 | 70.8 | 0 | 1.005 | Cogen | -1 | 0.17202 | 0 | 0 |  |  |  |  | -0.17202 | 0 | 0.69729 | 0.80952 |  |  |  |  | 255 | 0.11241
38590 | TNBP_CGN2_8 | 2 | Houston | YES | -0.035965 | 66.7 | 0 | 66.7 | 0 | 1.005 | Cogen | -1 | 0.17202 | 0 | 0 |  |  |  |  | -0.17202 | 0 | 0.69729 | 0.80952 |  |  |  |  | 256 | 0.11241
38600 | TNBP_CGN3_8 | 5 | Houston | YES | -0.035965 | 53 | 0 | 53 | 0 | 1.005 | Cogen | -1 | 0.17202 | 0 | 0 |  |  |  |  | -0.17202 | 0 | 0.69729 | 0.80952 |  |  |  |  | 257 | 0.11223
38611 | TNBPAMCG1_8 | 1 | Houston | YES | -0.035965 | 153.2 | 0 | 153.2 | 0 | 1.005 | Cogen | -1 | 0.17202 | 0 | 0 |  |  |  |  | -0.17202 | 0 | 0.69729 | 0.80952 |  |  |  |  | 258 | 0.11223
38612 | TNBPAMCG2_8 | 2 | Houston | YES | -0.035965 | 153.5 | 0 | 153.5 | 0 | 1.005 | Cogen | -1 | 0.17202 | 0 | 0 |  |  |  |  | -0.17202 | 0 | 0.69729 | 0.80952 |  |  |  |  | 259 | 0.11223
38613 | TNBPAMCG3_8 | 3 | Houston | YES | -0.035965 | 152.3 | 0 | 152.3 | 0 | 1.005 | Cogen | -1 | 0.17202 | 0 | 0 |  |  |  |  | -0.17202 | 0 | 0.69729 | 0.80952 |  |  |  |  | 260 | 0.11223
38614 | TNBPAMCG4_8 | 4 | Houston | YES | -0.035965 | 96 | 0 | 96 |  | 1.005 | Cogen | -1 | 0.17202 | 0 | 0 |  |  |  |  | -0.17202 | 0 | 0.69729 | 0.80952 |  |  |  |  | 261 | 0.11223
38615 | TNBPAMCG5_8 | 1 | Houston | YES | -0.035965 | 244 | 0 | 244 | 0 | 1.005 | Cogen | -1 | 0.17202 | 0 | 0 |  |  |  |  | -0.17202 | 0 | 0.69729 | 0.80952 |  |  |  |  | 262 | 0.11223
38690 | TNBP_CGN4_8 | 3 | Houston | YES | -0.035965 | 40 | 0 | 40 |  | 1.005 | Cogen | -1 | 0.17202 | 0 | 0 |  |  |  |  | -0.17202 | 0 | 0.69729 | 0.80952 |  |  |  |  | 263 | 0.11223
38711 | TNTXCTY1CG8 | 1 | Houston | YES | -0.035965 | 100.3 | 59 | 100.3 | 0 | 1 | Cogen | -1 | 0.17202 | 0 | 0 |  |  |  |  | -0.17202 | 0 | 0.69729 | 0.80952 |  |  |  |  | 264 | 0.11223
38712 | TNTXCTY2CG8 | 1 | Houston | YES | -0.035965 | 92.9 | 59 | 92.9 | 0 | 1 | Cogen | -1 | 0.17202 | 0 | 0 |  |  |  |  | -0.17202 | 0 | 0.69729 | 0.80952 |  |  |  |  | 265 | 0.11223
38713 | TNTXCTY3CG8 | 1 | Houston | YES | -0.035965 | 102.7 | 59 | 102.7 | 0 | 1 | Cogen | -1 | 0.17202 | 0 | 0 |  |  |  |  | -0.17202 | 0 | 0.69729 | 0.80952 |  |  |  |  | 266 | 0.11223
38714 | TNTXCTY4CG8 | 1 | Houston | YES | -0.035965 | 103 | 59 | 103 | 0 | 1 | Cogen | -1 | 0.17202 | 0 | 0 |  |  |  |  | -0.17202 | 0 | 0.69729 | 0.80952 |  |  |  |  | 267 | 0.11223
39470 | TNDOWCGNSG8 | 1 | Houston | YES | -0.035965 | 32 | 10 | 32 | 0 | 0.985 | Cogen | -1 | 0.17202 | 0 | 0 |  |  |  |  | -0.17202 | 0 | 0.69729 | 0.80952 |  |  |  |  | 268 | 0.11223
39480 | TNDOWCGNGG8 | 1 | Houston | YES | -0.035965 | 30 | 10 | 30 | 0 | 0.985 | Cogen | -1 | 0.17202 | 0 | 0 |  |  |  |  | -0.17202 | 0 | 0.69729 | 0.80952 |  |  |  |  | 269 | 0.11223
48772 | PHR_GN2_2 | MB | Houston | YES | -0.032787 | 0 | 72 | 459 |  | 1.0362 | GSC | -1 | 0.16884 | 0 | 0 |  |  |  |  | -0.16884 | 0 | 0.69729 | 0.80952 |  |  |  |  | 270 | 0.11223
48561 | CTL_GT2_8130 | 1 | Houston | YES | -0.03057 | 73.5 | 30.3 | 91.9 |  | 1.0362 | Cogen | -1 | 0.16663 | 0 | 0 |  |  |  |  | -0.16663 | 0 | 0.69729 | 0.80952 |  |  |  |  | 271 | 0.11223
48562 | CTL_GT3_8135 | 2 | Houston | YES | -0.03057 | 70.1 | 30.3 | 87.6 |  | 1.0362 | Cogen | -1 | 0.16663 | 0 | 0 |  |  |  |  | -0.16663 | 0 | 0.69729 | 0.80952 |  |  |  |  | 272 | 0.11223
48563 | CTL_GT4_8140 | 3 | Houston | YES | -0.03057 | 69.6 | 30.3 | 87 |  | 1.0362 | Cogen | -1 | 0.16663 | 0 | 0 |  |  |  |  | -0.16663 | 0 | 0.69729 | 0.80952 |  |  |  |  | 273 | 0.11223
48564 | CTL_GN1_8145 | 4 | Houston | YES | -0.03057 | 43.6 | 12.9 | 54.5 |  | 1.0362 | Cogen | -1 | 0.16663 | 0 | 0 |  |  |  |  | -0.16663 | 0 | 0.69729 | 0.80952 |  |  |  |  | 274 | 0.11223
48565 | CTL_GN2_8155 | 5 | Houston | YES | -0.03057 | 9.8 | 3.4 | 12.2 |  | 1.0362 | Cogen | -1 | 0.16663 | 0 | 0 |  |  |  |  | -0.16663 | 0 | 0.69729 | 0.80952 |  |  |  |  | 275 | 0.11223
48531 | BYU_GT1_8075 | 1 | Houston | YES | -0.029721 | 65 | 0 | 65 |  | 1.0362 | Cogen | -1 | 0.16578 | 0 | 0 |  |  |  |  | -0.16578 | 0 | 0.69729 | 0.80952 |  |  |  |  | 276 | 0.11223
48532 | BYU_GT2_8055 | 2 | Houston | YES | -0.029721 | 62 | 0 | 62 |  | 1.0362 | Cogen | -1 | 0.16578 | 0 | 0 |  |  |  |  | -0.16578 | 0 | 0.69729 | 0.80952 |  |  |  |  | 277 | 0.11223
48533 | BYU_GT3_8060 | 3 | Houston | YES | -0.029721 | 67 | 0 | 67 |  | 1.0362 | Cogen | -1 | 0.16578 | 0 | 0 |  |  |  |  | -0.16578 | 0 | 0.69729 | 0.80952 |  |  |  |  | 278 | 0.11223
48534 | BYU_GT4_8065 | 4 | Houston | YES | -0.029721 | 65 | 0 | 65 |  | 1.0362 | Cogen | -1 | 0.16578 | 0 | 0 |  |  |  |  | -0.16578 | 0 | 0.69729 | 0.80952 |  |  |  |  | 279 | 0.11223
48691 | GBY_73741085 | B | Houston | YES | -0.028646 | 37.6 | 20 | 47 | 0 | 1.0362 | GGT | -1 | 0.1647 | 47 | 47 |  |  |  |  | -0.1647 | -7.7411 | 0.69951 | 0.81096 |  |  |  |  | 280 | 0.11223
48691 | GBY_73741085 | A | Houston | YES | -0.028646 | 37.6 | 20 | 47 | 0 | 1.0362 | GGT | -1 | 0.1647 | 47 | 47 |  |  |  |  | -0.1647 | -7.7411 | 0.70173 | 0.8124 |  |  |  |  | 281 | 0.11223
48692 | GBY_81821075 | D | Houston | YES | -0.028646 | 44 | 20 | 55 | 0 | 1.0362 | GGT | -1 | 0.1647 | 55 | 55 |  |  |  |  | -0.1647 | -9.0587 | 0.70433 | 0.81409 |  |  |  |  | 282 | 0.11223
48692 | GBY_81821075 | C | Houston | YES | -0.028646 | 37.6 | 20 | 47 | 0 | 1.0362 | GGT | -1 | 0.1647 | 47 | 47 |  |  |  |  | -0.1647 | -7.7411 | 0.70655 | 0.81553 |  |  |  |  | 283 | 0.11146
48693 | GBY_83841065 | F | Houston | YES | -0.028646 | 43.2 | 20 | 54 | 0 | 1.0362 | GGT | -1 | 0.1647 | 54 | 54 |  |  |  |  | -0.1647 | -8.894 | 0.7091 | 0.81719 |  |  |  |  | 284 | 0.11068
48693 | GBY_83841065 | E | Houston | YES | -0.028646 | 45.6 | 20 | 57 | 0 | 1.0362 | GGT | -1 | 0.1647 | 57 | 57 |  |  |  |  | -0.1647 | -9.3881 | 0.71179 | 0.81894 |  |  |  |  | 285 | 0.10977
48841 | SJS_GT1_GT1 | 1 | Houston | YES | -0.028125 | 62.4 | 49 | 78 | 0 | 1.0362 | Cogen | -1 | 0.16418 | 0 | 0 |  |  |  |  | -0.16418 | 0 | 0.71179 | 0.81894 |  |  |  |  | 286 | 0.10899
48842 | SJS_GT2_GT2 | 2 | Houston | YES | -0.028125 | 64.8 | 49 | 81 | 0 | 1.0362 | Cogen | -1 | 0.16418 | 0 | 0 |  |  |  |  | -0.16418 | 0 | 0.71179 | 0.81894 |  |  |  |  | 287 | 0.10809
48641 | DPEC_GT15040 | 1 | Houston | YES | -0.027711 | 163.2 | 98 | 163.2 | 0 | 1.0319 | CC | -1 | 0.16377 | 163.2 | 163.2 |  |  |  |  | -0.16377 | -26.7271 | 0.7195 | 0.82392 |  |  |  |  | 288 | 0.10715
48642 | DPEC_GT25025 | 2 | Houston | YES | -0.027711 | 157.1 | 98 | 157.1 | 0 | 1.0319 | CC | -1 | 0.16377 | 157.1 | 157.1 |  |  |  |  | -0.16377 | -25.7281 | 0.72692 | 0.82871 |  |  |  |  | 289 | 0.10715
48643 | DPEC_GT35010 | 3 | Houston | YES | -0.027711 | 157.5 | 98 | 157.5 | 0 | 1.0319 | CC | -1 | 0.16377 | 157.5 | 157.5 |  |  |  |  | -0.16377 | -25.7936 | 0.73436 | 0.83351 |  |  |  |  | 290 | 0.10715
48644 | DPEC_GT45070 | 4 | Houston | YES | -0.027711 | 157 | 98 | 157 | 0 | 1.0319 | CC | -1 | 0.16377 | 157 | 157 |  |  |  |  | -0.16377 | -25.7117 | 0.74178 | 0.8383 |  |  |  |  | 291 | 0.10441
48645 | DPEC_ST55065 | 5 | Houston | YES | -0.027711 | 282 | 0 | 282 | 0 | 1.0319 | CC | -1 | 0.16377 | 282 | 282 |  |  |  |  | -0.16377 | -46.1828 | 0.7551 | 0.8469 |  |  |  |  | 292 | 0.10178
48761 | PR_GT1__9040 | 1 | Houston | YES | -0.02732 | 26 | 0 | 35 |  | 1 | Cogen | -1 | 0.16338 | 0 | 0 |  |  |  |  | -0.16338 | 0 | 0.7551 | 0.8469 |  |  |  |  | 293 | 0.099146
48855 | SRB_GT211035 | B1 | Houston | YES | -0.026922 | 0 | 0 | 18 |  | 1.014 | GGT | -1 | 0.16298 | 18 | 18 |  |  |  |  | -0.16298 | -2.9336 | 0.75596 | 0.84745 |  |  |  |  | 294 | 0.096518
48855 | SRB_GT211035 | B2 | Houston | YES | -0.026922 | 0 | 0 | 12 |  | 1.014 | GGT | -1 | 0.16298 | 12 | 12 |  |  |  |  | -0.16298 | -1.9558 | 0.75652 | 0.84781 |  |  |  |  | 295 | 0.091796
48852 | SRB_GN2_2 | 2 | Houston | YES | -0.0269 | 140.8 | 26 | 176 | 0 | 1.0217 | GST | -1 | 0.16296 | 176 | 176 |  |  |  |  | -0.16296 | -28.6806 | 0.76484 | 0.85315 |  |  |  |  | 296 | 0.091796
48851 | SRB_GN1_1 | 1 | Houston | YES | -0.02687 | 132 | 26 | 165 | 0 | 1.0217 | GST | -1 | 0.16293 | 165 | 165 |  |  |  |  | -0.16293 | -26.8831 | 0.77263 | 0.85816 |  |  |  |  | 297 | 0.091492
48551 | CAL_GT1_8045 | 1 | Houston | YES | -0.02686 | 149 | 0 | 149 | 0 | 1.0326 | Cogen | -1 | 0.16292 | 0 | 0 |  |  |  |  | -0.16292 | 0 | 0.77263 | 0.85816 |  |  |  |  | 298 | 0.091289
48552 | CAL_ST1_8000 | 2 | Houston | YES | -0.02686 | 65.1 | 0 | 65.1 | 0 | 1.0326 | Cogen | -1 | 0.16292 | 0 | 0 |  |  |  |  | -0.16292 | 0 | 0.77263 | 0.85816 |  |  |  |  | 299 | 0.088315
48853 | SRB_GN3_3 | 3 | Houston | YES | -0.026765 | 170.4 | 35 | 213 |  | 1.0326 | GST | -1 | 0.16282 | 213 | 213 |  |  |  |  | -0.16282 | -34.6813 | 0.7827 | 0.86462 |  |  |  |  | 300 | 0.085527
48845 | SOL_GT1 | 1 | Houston | YES | -0.026758 | 16.2 | 15.4 | 16.2 |  | 1.0326 | Solar | -1 | 0.16282 | 16.2 | 16.2 |  |  |  |  | -0.16282 | -2.6376 | 0.78346 | 0.86511 |  |  |  |  | 301 | 0.085527
48611 | DIB_GT1_8080 | 1 | Houston | YES | -0.026753 | 64 | 0 | 64 | 0 | 1.0326 | Cogen | -1 | 0.16281 | 0 | 0 |  |  |  |  | -0.16281 | 0 | 0.78346 | 0.86511 |  |  |  |  | 302 | 0.085527
48612 | DIB_GT2_8075 | 2 | Houston | YES | -0.026753 | 63.2 | 0 | 63.2 | 0 | 1.0326 | Cogen | -1 | 0.16281 | 0 | 0 |  |  |  |  | -0.16281 | 0 | 0.78346 | 0.86511 |  |  |  |  | 303 | 0.081922
48613 | DIB_ST1_8085 | 3 | Houston | YES | -0.026753 | 67.9 | 30 | 82.6 | 0 | 1.0326 | Cogen | -1 | 0.16281 | 0 | 0 |  |  |  |  | -0.16281 | 0 | 0.78346 | 0.86511 |  |  |  |  | 304 | 0.081648
48614 | DIB_GT3_8090 | 4 | Houston | YES | -0.026753 | 73.6 | 15 | 73.6 | 0 | 1.0326 | Cogen | -1 | 0.16281 | 0 | 0 |  |  |  |  | -0.16281 | 0 | 0.78346 | 0.86511 |  |  |  |  | 305 | 0.081648
48740 | PSG_GN2_8050 | 1 | Houston | YES | -0.026742 | 182 | 60 | 182 | 0 | 1.0326 | Cogen | -1 | 0.1628 | 0 | 0 |  |  |  |  | -0.1628 | 0 | 0.78346 | 0.86511 |  |  |  |  | 306 | 0.081648
48741 | PSG_GT2_8040 | 1 | Houston | YES | -0.026742 | 158.6 | 50 | 158.6 | 0 | 1.0326 | Cogen | -1 | 0.1628 | 0 | 0 |  |  |  |  | -0.1628 | 0 | 0.78346 | 0.86511 |  |  |  |  | 307 | 0.081648
48742 | PSG_GT3_8060 | 1 | Houston | YES | -0.026742 | 157 | 50 | 157 | 0 | 1.0326 | Cogen | -1 | 0.1628 | 0 | 0 |  |  |  |  | -0.1628 | 0 | 0.78346 | 0.86511 |  |  |  |  | 308 | 0.081648
48854 | SRB_GN4_4 | 4 | Houston | YES | -0.026742 | 182.4 | 35 | 228 | 0 | 1.0326 | GST | -1 | 0.1628 | 228 | 228 |  |  |  |  | -0.1628 | -37.1184 | 0.79423 | 0.87202 |  |  |  |  | 309 | 0.081648
48820 | SHELLG1_3015 | 1 | Houston | YES | -0.026185 | 71 | 34.5 | 71 |  | 1.029 | Cogen | -1 | 0.16224 | 0 | 0 |  |  |  |  | -0.16224 | 0 | 0.79423 | 0.87202 |  |  |  |  | 310 | 0.081648
48821 | SHELLG2 | 2 | Houston | YES | -0.026185 | 72 | 34.5 | 72 |  | 1.029 | Cogen | -1 | 0.16224 | 0 | 0 |  |  |  |  | -0.16224 | 0 | 0.79423 | 0.87202 |  |  |  |  | 311 | 0.081648
48822 | SHELLG3_3020 | 2 | Houston | YES | -0.026185 | 30 | 0 | 30 |  | 1.029 | Cogen | -1 | 0.16224 | 0 | 0 |  |  |  |  | -0.16224 | 0 | 0.79423 | 0.87202 |  |  |  |  | 312 | 0.077789
48822 | SHELLG3_3020 | 1 | Houston | YES | -0.026185 | 39 | 0 | 39 |  | 1.029 | Cogen | -1 | 0.16224 | 0 | 0 |  |  |  |  | -0.16224 | 0 | 0.79423 | 0.87202 |  |  |  |  | 313 | 0.077789
48500 | APD_GT1_8005 | 1 | Houston | YES | -0.025417 | 137.6 | 54.6 | 137.6 | 0 | 1.0362 | Cogen | -1 | 0.16147 | 0 | 0 |  |  |  |  | -0.16147 | 0 | 0.79423 | 0.87202 |  |  |  |  | 314 | 0.077789
48511 | LPE_GT1_8070 | 1 | Houston | YES | -0.025239 | 42 | 0 | 42 | 0 | 1.0362 | GGT | -1 | 0.1613 | 42 | 42 |  |  |  |  | -0.1613 | -6.7745 | 0.79622 | 0.87328 |  |  |  |  | 315 | 0.077789
48512 | LPE_GT2_8075 | 2 | Houston | YES | -0.025239 | 42 | 0 | 42 | 0 | 1.0362 | GGT | -1 | 0.1613 | 42 | 42 |  |  |  |  | -0.1613 | -6.7745 | 0.7982 | 0.87455 |  |  |  |  | 316 | 0.077789
48513 | LPE_GT3_8080 | 3 | Houston | YES | -0.025239 | 39 | 0 | 39 | 0 | 1.0362 | GGT | -1 | 0.1613 | 39 | 39 |  |  |  |  | -0.1613 | -6.2906 | 0.80004 | 0.87572 |  |  |  |  | 317 | 0.077789
48514 | LPE_GT4_8085 | 4 | Houston | YES | -0.025239 | 39 | 0 | 39 | 0 | 1.0362 | GGT | -1 | 0.1613 | 39 | 39 |  |  |  |  | -0.1613 | -6.2906 | 0.80189 | 0.87689 |  |  |  |  | 318 | 0.077067
48593 | CHE_GT1_8015 | 1 | Houston | YES | -0.025124 | 173 | 50 | 173 | 0 | 1.0362 | Cogen | -1 | 0.16118 | 0 | 0 |  |  |  |  | -0.16118 | 0 | 0.80189 | 0.87689 |  |  |  |  | 319 | 0.076344
48594 | CHE_GN4_8025 | 4 | Houston | YES | -0.025124 | 142 | 60 | 142 | 0 | 1.0362 | Cogen | -1 | 0.16118 | 0 | 0 |  |  |  |  | -0.16118 | 0 | 0.80189 | 0.87689 |  |  |  |  | 320 | 0.075673
48873 | THW_ST3_ST_3 | 3 | Houston | YES | -0.02399 | 107 | 19 | 107 | 0 | 1.0435 | CC | -1 | 0.16005 | 107 | 107 |  |  |  |  | -0.16005 | -17.1251 | 0.80694 | 0.88008 |  |  |  |  | 321 | 0.075002
48874 | THW_ST4_ST_4 | 4 | Houston | YES | -0.02399 | 108 | 19 | 108 | 0 | 1.0435 | CC | -1 | 0.16005 | 108 | 108 |  |  |  |  | -0.16005 | -17.2852 | 0.81204 | 0.8833 |  |  |  |  | 322 | 0.075002
48875 | THW_3132 | A | Houston | YES | -0.02399 | 55 | 5 | 55 | 0 | 1.0435 | CC | -1 | 0.16005 | 55 | 55 |  |  |  |  | -0.16005 | -8.8026 | 0.81464 | 0.88494 |  |  |  |  | 323 | 0.075002
48875 | THW_3132 | B | Houston | YES | -0.02399 | 53 | 5 | 53 | 0 | 1.0435 | CC | -1 | 0.16005 | 53 | 53 |  |  |  |  | -0.16005 | -8.4825 | 0.81715 | 0.88652 |  |  |  |  | 324 | 0.073136
48877 | THW_3334 | C | Houston | YES | -0.02399 | 55 | 5 | 55 | 0 | 1.0435 | CC | -1 | 0.16005 | 55 | 55 |  |  |  |  | -0.16005 | -8.8026 | 0.81975 | 0.88816 |  |  |  |  | 325 | 0.071253
48877 | THW_3334 | D | Houston | YES | -0.02399 | 57 | 5 | 57 | 0 | 1.0435 | CC | -1 | 0.16005 | 57 | 57 |  |  |  |  | -0.16005 | -9.1227 | 0.82244 | 0.88986 |  |  |  |  | 326 | 0.070294
48879 | THW_4142 | E | Houston | YES | -0.02399 | 56 | 5 | 56 | 0 | 1.0435 | CC | -1 | 0.16005 | 56 | 56 |  |  |  |  | -0.16005 | -8.9627 | 0.82508 | 0.89152 |  |  |  |  | 327 | 0.06937
48879 | THW_4142 | F | Houston | YES | -0.02399 | 55 | 5 | 55 | 0 | 1.0435 | CC | -1 | 0.16005 | 55 | 55 |  |  |  |  | -0.16005 | -8.8026 | 0.82768 | 0.89316 |  |  |  |  | 328 | 0.068411
48881 | THW_4344 | G | Houston | YES | -0.02399 | 58 | 5 | 58 | 0 | 1.0435 | CC | -1 | 0.16005 | 58 | 58 |  |  |  |  | -0.16005 | -9.2828 | 0.83042 | 0.89489 |  |  |  |  | 329 | 0.067417
48881 | THW_4344 | H | Houston | YES | -0.02399 | 58 | 5 | 58 | 0 | 1.0435 | CC | -1 | 0.16005 | 58 | 58 |  |  |  |  | -0.16005 | -9.2828 | 0.83316 | 0.89662 |  |  |  |  | 330 | 0.06644
48582 | CBY_GN2_2 | 2 | Houston | YES | -0.023066 | 596.8 | 110 | 746 | 0 | 1.0435 | GSC | -1 | 0.15912 | 746 | 746 |  |  |  |  | -0.15912 | -118.7064 | 0.86841 | 0.91873 |  |  |  |  | 331 | 0.065481
48883 | THW_GT1_GT_1 | B2 | Houston | YES | -0.02261 | 0 | 0 | 12 |  | 1.043 | GGT | -1 | 0.15867 | 12 | 12 |  |  |  |  | -0.15867 | -1.904 | 0.86898 | 0.91908 |  |  |  |  | 332 | 0.06447
49803 | EXN_15GT | 1 | Houston | YES | -0.022448 | 33 | 8.3 | 34 |  | 1.0326 | Cogen | -1 | 0.15851 | 0 | 0 |  |  |  |  | -0.15851 | 0 | 0.86898 | 0.91908 |  |  |  |  | 333 | 0.063459
49804 | EXN_16GT | 2 | Houston | YES | -0.022448 | 32 | 8.3 | 34.7 |  | 1.0326 | Cogen | -1 | 0.15851 | 0 | 0 |  |  |  |  | -0.15851 | 0 | 0.86898 | 0.91908 |  |  |  |  | 334 | 0.050322
49805 | EXN_17GT | 3 | Houston | YES | -0.022448 | 31 | 8.3 | 32.7 |  | 1.0326 | Cogen | -1 | 0.15851 | 0 | 0 |  |  |  |  | -0.15851 | 0 | 0.86898 | 0.91908 |  |  |  |  | 335 | 0.05011
49826 | EXN938GT | 5 | Houston | YES | -0.022448 | 43 | 9.2 | 45.9 |  | 1.0326 | Cogen | -1 | 0.15851 | 0 | 0 |  |  |  |  | -0.15851 | 0 | 0.86898 | 0.91908 |  |  |  |  | 336 | 0.05011
49828 | EXN941GT | 10 | Houston | YES | -0.022448 | 17.7 | 5.4 | 17.7 | 0 | 1.0326 | Cogen | -1 | 0.15851 | 0 | 0 |  |  |  |  | -0.15851 | 0 | 0.86898 | 0.91908 |  |  |  |  | 337 | 0.05011
49829 | EXN942GT | 11 | Houston | YES | -0.022448 | 20 | 5.4 | 20.4 | 0 | 1.0326 | Cogen | -1 | 0.15851 | 0 | 0 |  |  |  |  | -0.15851 | 0 | 0.86898 | 0.91908 |  |  |  |  | 338 | 0.05011
49830 | EXN943GT | 12 | Houston | YES | -0.022448 | 19 | 5.4 | 19.9 | 0 | 1.0326 | Cogen | -1 | 0.15851 | 0 | 0 |  |  |  |  | -0.15851 | 0 | 0.86898 | 0.91908 |  |  |  |  | 339 | 0.05011
49831 | EXN944GT | 13 | Houston | YES | -0.022448 | 33 | 5.4 | 35 | 0 | 1.0326 | Cogen | -1 | 0.15851 | 0 | 0 |  |  |  |  | -0.15851 | 0 | 0.86898 | 0.91908 |  |  |  |  | 340 | 0.05011
49832 | EXN945GT | 9 | Houston | YES | -0.022448 | 18.5 | 9.2 | 18.5 |  | 1.0326 | Cogen | -1 | 0.15851 | 0 | 0 |  |  |  |  | -0.15851 | 0 | 0.86898 | 0.91908 |  |  |  |  | 341 | 0.05011
49837 | EXN_GT | 4 | Houston | YES | -0.022448 | 81 | 21.3 | 85.4 |  | 1.0326 | Cogen | -1 | 0.15851 | 0 | 0 |  |  |  |  | -0.15851 | 0 | 0.86898 | 0.91908 |  |  |  |  | 342 | 0.05011
49838 | EXN_14GT | 14 | Houston | YES | -0.022448 | 140 | 0 | 148 |  | 1.0326 | Cogen | -1 | 0.15851 | 0 | 0 |  |  |  |  | -0.15851 | 0 | 0.86898 | 0.91908 |  |  |  |  | 343 | 0.05011
48651 | EP_1_2 | 1 | Houston | YES | -0.021852 | 4 | 0 | 5 | 0 | 1.0362 | Cogen | -1 | 0.15791 | 0 | 0 |  |  |  |  | -0.15791 | 0 | 0.86898 | 0.91908 |  |  |  |  | 344 | 0.05011
48651 | EP_1_2 | 2 | Houston | YES | -0.021852 | 17.7 | 10 | 21 | 0 | 1.0362 | Cogen | -1 | 0.15791 | 0 | 0 |  |  |  |  | -0.15791 | 0 | 0.86898 | 0.91908 |  |  |  |  | 345 | 0.05011
48940 | WARVUE_GT1 | G1 | Houston | YES | -0.021832 | 15 | 0 | 15 |  | 1.021 | Cogen | -1 | 0.15789 | 0 | 0 |  |  |  |  | -0.15789 | 0 | 0.86898 | 0.91908 |  |  |  |  | 346 | 0.05011
48581 | CBY_GN1_1 | 1 | Houston | YES | -0.021811 | 595.2 | 108 | 744 | 0 | 1.0435 | GSC | -1 | 0.15787 | 744 | 744 |  |  |  |  | -0.15787 | -117.4544 | 0.90413 | 0.94096 |  |  |  |  | 347 | 0.05011
48791 | PSA_GT1_8160 | 1 | Houston | YES | -0.021791 | 52 | 20.8 | 65 | 0 | 1.0362 | Cogen | -1 | 0.15785 | 0 | 0 |  |  |  |  | -0.15785 | 0 | 0.90413 | 0.94096 |  |  |  |  | 348 | 0.05011
48792 | PSA_GT2_8155 | 2 | Houston | YES | -0.021791 | 52.8 | 20.3 | 66 | 0 | 1.0362 | Cogen | -1 | 0.15785 | 0 | 0 |  |  |  |  | -0.15785 | 0 | 0.90413 | 0.94096 |  |  |  |  | 349 | 0.05011
48793 | PSA_GT3_8150 | 3 | Houston | YES | -0.021791 | 56 | 20.3 | 70 | 0 | 1.0362 | Cogen | -1 | 0.15785 | 0 | 0 |  |  |  |  | -0.15785 | 0 | 0.90413 | 0.94096 |  |  |  |  | 350 | 0.036834
48794 | PSA_GT4_8145 | 4 | Houston | YES | -0.021791 | 52.8 | 20.3 | 66 | 0 | 1.0362 | Cogen | -1 | 0.15785 | 0 | 0 |  |  |  |  | -0.15785 | 0 | 0.90413 | 0.94096 |  |  |  |  | 351 | 0.036834
48795 | PSA_GT5_8140 | 5 | Houston | YES | -0.021791 | 51.2 | 20.3 | 64 | 0 | 1.0362 | Cogen | -1 | 0.15785 | 0 | 0 |  |  |  |  | -0.15785 | 0 | 0.90413 | 0.94096 |  |  |  |  | 352 | 0.036834
48796 | PSA_GN1_8165 | 1 | Houston | YES | -0.021791 | 83.2 | 43.1 | 104 | 0 | 1.0362 | Cogen | -1 | 0.15785 | 0 | 0 |  |  |  |  | -0.15785 | 0 | 0.90413 | 0.94096 |  |  |  |  | 353 | 0.036834
48797 | PSA_GT6_8135 | 6 | Houston | YES | -0.021791 | 47.2 | 34.5 | 59 | 0 | 1.0362 | Cogen | -1 | 0.15785 | 0 | 0 |  |  |  |  | -0.15785 | 0 | 0.90413 | 0.94096 |  |  |  |  | 354 | 0.036834
48815 | CVC_GT4_8005 | 4 | Houston | YES | -0.021461 | 165 | 91.8 | 165 |  | 1.0362 | Cogen | -1 | 0.15752 | 0 | 0 |  |  |  |  | -0.15752 | 0 | 0.90413 | 0.94096 |  |  |  |  | 355 | 0.036834
48583 | CBY_GT4_1 | 1 | Houston | YES | -0.021282 | 172 | 0 | 172 | 0 | 1.027 | GSC | -1 | 0.15734 | 172 | 172 |  |  |  |  | -0.15734 | -27.0624 | 0.91225 | 0.946 |  |  |  |  | 356 | 0.036834
48584 | CBY_GT4_2 | 2 | Houston | YES | -0.021282 | 172 | 0 | 172 | 0 | 1.027 | CC | -1 | 0.15734 | 172 | 172 |  |  |  |  | -0.15734 | -27.0624 | 0.92038 | 0.95104 |  |  |  |  | 357 | 0.036834
48585 | CBY_ST4_1 | 3 | Houston | YES | -0.021282 | 172 | 0 | 172 | 0 | 1.027 | CC | -1 | 0.15734 | 172 | 172 |  |  |  |  | -0.15734 | -27.0624 | 0.9285 | 0.95608 |  |  |  |  | 358 | 0.036834
48595 | BTE_GT2_8075 | 1 | Houston | YES | -0.020243 | 162.8 | 130 | 162.8 | 0 | 1.0261 | CC | -1 | 0.1563 | 162.8 | 162.8 |  |  |  |  | -0.1563 | -25.4458 | 0.9362 | 0.96082 |  |  |  |  | 359 | 0.033748
48596 | BTE_GT3_8045 | 2 | Houston | YES | -0.020243 | 161.4 | 130 | 161.4 | 0 | 1.0261 | CC | -1 | 0.1563 | 161.4 | 161.4 |  |  |  |  | -0.1563 | -25.227 | 0.94382 | 0.96552 |  |  |  |  | 360 | 0.030662
48597 | BTE_GT4_8055 | 3 | Houston | YES | -0.020243 | 158.9 | 130 | 158.9 | 0 | 1.0261 | CC | -1 | 0.1563 | 158.9 | 158.9 |  |  |  |  | -0.1563 | -24.8362 | 0.95133 | 0.97014 |  |  |  |  | 361 | 0.027576
48598 | BTE_ST1_8070 | 4 | Houston | YES | -0.020243 | 269.2 | 60 | 269.2 | 0 | 1.0261 | CC | -1 | 0.1563 | 269.2 | 269.2 |  |  |  |  | -0.1563 | -42.0762 | 0.96405 | 0.97798 |  |  |  |  | 362 | 0.024624
48690 | GBY_GN5_5 | 5 | Houston | YES | -0.019912 | 318.4 | 81 | 398 |  | 1.0362 | GSC | -1 | 0.15597 | 398 | 398 |  |  |  |  | -0.15597 | -62.076 | 0.98285 | 0.98954 |  |  |  |  | 363 | 0.021697
48885 | THW_5152 | B | Houston | YES | -0.019458 | 47.2 | 5 | 59 |  | 1.0319 | GGT | -1 | 0.15552 | 59 | 59 |  |  |  |  | -0.15552 | -9.1754 | 0.98564 | 0.99125 |  |  |  |  | 364 | 0.018815
48885 | THW_5152 | A | Houston | YES | -0.019458 | 46.4 | 5 | 58 |  | 1.0319 | GGT | -1 | 0.15552 | 58 | 58 |  |  |  |  | -0.15552 | -9.0199 | 0.98838 | 0.99293 |  |  |  |  | 365 | 0.013933
48886 | THW_5354 | D | Houston | YES | -0.019458 | 46.4 | 5 | 58 |  | 1.0319 | GGT | -1 | 0.15552 | 58 | 58 |  |  |  |  | -0.15552 | -9.0199 | 0.99112 | 0.99461 |  |  |  |  | 366 | 0.0066906
48886 | THW_5354 | C | Houston | YES | -0.019458 | 45.6 | 5 | 57 |  | 1.0319 | GGT | -1 | 0.15552 | 57 | 57 |  |  |  |  | -0.15552 | -8.8644 | 0.99381 | 0.99626 |  |  |  |  | 367 | 0.0056119
48887 | THW_5556 | E | Houston | YES | -0.019458 | 47.2 | 5 | 59 |  | 1.0319 | GGT | -1 | 0.15552 | 59 | 59 |  |  |  |  | -0.15552 | -9.1754 | 0.9966 | 0.99797 |  |  |  |  | 368 | 0.0045516
48887 | THW_5556 | F | Houston | YES | -0.019458 | 45.6 | 5 | 57 |  | 1.0319 | GGT | -1 | 0.15552 | 57 | 57 |  |  |  |  | -0.15552 | -8.8644 | 0.99929 | 0.99962 |  |  |  |  | 369 | 0.0034913
48591 | CHE_GT2_5030 | 2 | Houston | YES | -0.013122 | 173 | 50 | 173 | 0 | 1.029 | Cogen | -1 | 0.14918 | 0 | 0 |  |  |  |  | -0.14918 | 0 | 0.99929 | 0.99962 |  |  |  |  | 370 | 0.0024492
48811 | CVC_GT3_5045 | 3 | Houston | YES | -0.013122 | 156 | 91.8 | 156 | 0 | 1.029 | Cogen | -1 | 0.14918 | 0 | 0 |  |  |  |  | -0.14918 | 0 | 0.99929 | 0.99962 |  |  |  |  | 371 | 0.0013706
48812 | CVC_GT2_5020 | 2 | Houston | YES | -0.013122 | 158 | 91.8 | 158 | 0 | 1.029 | Cogen | -1 | 0.14918 | 0 | 0 |  |  |  |  | -0.14918 | 0 | 0.99929 | 0.99962 |  |  |  |  | 372 | 0.00032858
48813 | CVC_GT1_5035 | 1 | Houston | YES | -0.013122 | 160 | 91.8 | 160 | 0 | 1.029 | Cogen | -1 | 0.14918 | 0 | 0 |  |  |  |  | -0.14918 | 0 | 0.99929 | 0.99962 |  |  |  |  | 373 | 0.00032858
48814 | CVC_ST5_5040 | 1 | Houston | YES | -0.013122 | 162 | 91.8 | 162 | 0 | 1.029 | Cogen | -1 | 0.14918 | 0 | 0 |  |  |  |  | -0.14918 | 0 | 0.99929 | 0.99962 |  |  |  |  | 374 | 0.00032858
5934 | SI_RAY5 | 5 | South | YES | 0 | 0 | 10 | 15 |  | 1.035 | GST | -1 | 0.13606 | 15 | 15 |  |  | 0 | 15 | -0.13606 | -2.0409 | 1 | 1 |  |  |  |  | 375 | 0.00032858
8139 | JOS #1 | MB | South | YES | 0 | 0 | 45 | 255 |  | 1.02 | GST | -1 | 0.13606 | 0 | 0 |  |  | 0 | 0 | -0.13606 | 0 | 1 | 1 |  |  |  |  | 376 | 0.00032858
8285 | LAR #1 | MB | South | YES | 0 | 0 | 9 | 32 |  | 1.0497 | GST | -1 | 0.13606 | 0 | 0 |  |  | 0 | 0 | -0.13606 | 0 | 1 | 1 |  |  |  |  | 377 | 0.00032858
8287 | LAR #2 | MB | South | YES | 0 | 0 | 9 | 32 |  | 1.04 | GST | -1 | 0.13606 | 0 | 0 |  |  | 0 | 0 | -0.13606 | 0 | 1 | 1 |  |  |  |  | 378 | 0
8288 | LAR #3 | MB | South | YES | 0 | 0 | 25 | 105 |  | 1.04 | GST | -1 | 0.13606 | 0 | 0 |  |  | 0 | 0 | -0.13606 | 0 | 1 | 1 |  |  |  |  | 379 | 0
8388 | BATES0A | MB | South | YES | 0 | 0 | 21 | 71 |  | 1.033 | GST | -1 | 0.13606 | 0 | 0 |  |  | 0 | 0 | -0.13606 | 0 | 1 | 1 |  |  |  |  | 380 | 0
8393 | BATES0B | MB | South | YES | 0 | 0 | 25 | 110 |  | 1.03 | GST | -1 | 0.13606 | 0 | 0 |  |  | 0 | 0 | -0.13606 | 0 | 1 | 1 |  |  |  |  | 381 | 0
8437 | NUECES_B0C | MB | South | YES | 0 | 0 | 7 | 30 |  | 1.03 | GST | -1 | 0.13606 | 0 | 0 |  |  | 0 | 0 | -0.13606 | 0 | 1 | 1 |  |  |  |  | 382 | 0
8438 | NUECES_B0B | MB | South | YES | 0 | 0 | 26 | 169 |  | 1.03 | GST | -1 | 0.13606 | 0 | 0 |  |  | 0 | 0 | -0.13606 | 0 | 1 | 1 |  |  |  |  | 383 | 0
39190 | TNSLCGN1__8 | 1 | Houston | YES | 0 | 0 | 10 | 30 |  | 1.03 | Cogen | -1 | 0.13606 | 0 | 0 |  |  |  |  | -0.13606 | 0 | 1 | 1 |  |  |  |  | 384 | 0
32883 | BRYN_DNSBY3 | 1 | North | YES | 0.038608 | 0 | 2 | 48 |  | 1.015 | GST | 1 | 0.21561 | 48 | 48 | 1.8532 | 48 |  |  | 0.21561 | 10.3493 | [6 empty] | 385 | 0
32884 | BRYN_DNSBY13 | 1 | North | YES | 0.038608 | 46 | 2 | 46 | 0 | 1.015 | GST | 1 | 0.21561 | 46 | 46 | 1.776 | 46 |  |  | 0.21561 | 9.918 | [6 empty] | 386 | 0
32892 | BRYN_DNSBY14 | 1 | North | YES | 0.038608 | 84 | 25 | 105 | 0 | 1.035 | GST | 1 | 0.21561 | 105 | 105 | 4.0538 | 105 |  |  | 0.21561 | 22.639 | [6 empty] | 387 | 0
32886 | BRYN_ATKINS3 | MB | North | YES | 0.043124 | 0 | 5 | 12 |  | 1 | GST | 1 | 0.22013 | 0 | 0 | 0 | 0 |  |  | 0.22013 | 0 | [6 empty] | 388 | 0
32887 | BRYN_ATKINS6 | MB | North | YES | 0.043124 | 0 | 12 | 51 |  | 1.028 | GST | 1 | 0.22013 | 0 | 0 | 0 | 0 |  |  | 0.22013 | 0 | [6 empty] | 389 | 0
32888 | BRYN_ATKINS7 | 1 | North | YES | 0.043124 | 13.6 | 4 | 17 |  | 1.028 | GGT | 1 | 0.22013 | 17 | 17 | 0.73311 | 17 |  |  | 0.22013 | 3.7421 | [6 empty] | 390 | 0
32890 | BRYN_ATKINS4 | MB | North | YES | 0.043124 | 0 | 5 | 22 |  | 1.031 | GST | 1 | 0.22013 | 0 | 0 | 0 | 0 |  |  | 0.22013 | 0
32891 | BRYN_ATKINS5 | MB | North | YES | 0.043124 | 0 | 5 | 25 |  | 1.031 | GST | 1 | 0.22013 | 0 | 0 | 0 | 0 |  |  | 0.22013 | 0
48671 | FTR_GT1_5105 | 1 | North | YES | 0.044186 | 154.2 | 0 | 154.2 | 0 | 1.0319 | CC | 1 | 0.22119 | 154.2 | 154.2 | 6.8135 | 154.2 |  |  | 0.22119 | 34.1071
48672 | FTR_GT2_5110 | 2 | North | YES | 0.044186 | 159 | 0 | 159 | 0 | 1.0319 | CC | 1 | 0.22119 | 159 | 159 | 7.0256 | 159 |  |  | 0.22119 | 35.1688
48673 | FTR_GT3_5085 | 3 | North | YES | 0.044186 | 158 | 0 | 158 | 0 | 1.0319 | CC | 1 | 0.22119 | 158 | 158 | 6.9814 | 158 |  |  | 0.22119 | 34.9477
48674 | FTR_CN4_5095 | 4 | North | YES | 0.044186 | 380 | 0 | 380 | 0 | 1.0319 | CC | 1 | 0.22119 | 380 | 380 | 16.7907 | 380 |  |  | 0.22119 | 84.0513
32798 | BRYN_TAMUGEN | 1 | North | YES | 0.044772 | 32 | 0 | 32 |  | 1.02 | GST | 1 | 0.22177 | 32 | 32 | 1.4327 | 32 |  |  | 0.22177 | 7.0968
990 | GIBN_CREK_G1 | 1 | North | YES | 0.05493 | 463 | 200 | 463 | 0 | 1.0275 | LIGCO | 1 | 0.23193 | 0 | 463 | 25.4326 | 463 |  |  | 0.23193 | 107.3844
60202 | FRNDDRCS | F | West | YES | 0.077825 | 0 | 0 | 0 | 0 | 0.9985 | AVR | 1 | 0.25483 | 0 | 0 |  |  |  |  | 0.25483 | 0
39960 | TNTNPONE_18 | 1 | North | YES | 0.092273 | 152.3 | 30 | 152.3 |  | 1.04 | LIGCO | 1 | 0.26927 | 0 | 152.3 | 14.0532 | 152.3 |  |  | 0.26927 | 41.0105
39970 | TNTNPONE_28 | 1 | North | YES | 0.092273 | 153 | 30 | 153 |  | 1.04 | LIGCO | 1 | 0.26927 | 0 | 153 | 14.1178 | 153 |  |  | 0.26927 | 41.199
60018 | DSKY1 | 1 | West | YES | 0.097582 | 21 | 0 | 84 | 0 | 1.023 | Wind | 1 | 0.27458 | 0 | 84 |  |  |  |  | 0.27458 | 23.065
60000 | DSKY2 | 1 | West | YES | 0.097843 | 19.1 | 0 | 76.5 |  | 1.039 | Wind | 1 | 0.27484 | 0 | 76.5 |  |  |  |  | 0.27484 | 21.0256
60017 | ORNNWP1 | 1 | West | YES | 0.098862 | 20 | 0 | 80 |  | 1.027 | Wind | 1 | 0.27586 | 0 | 80 |  |  |  |  | 0.27586 | 22.0691
38437 | TNSRBNMESA9 | 1 | West | YES | 0.10265 | 37.5 | 0 | 150 | 0 | 1.02 | Wind | 1 | 0.27966 | 0 | 150 |  |  |  |  | 0.27966 | 41.9483
38332 | TNWDWRDU2_8 | 1 | West | YES | 0.10276 | 20 | 0 | 80 | 0 | 1.0232 | Wind | 1 | 0.27977 | 0 | 80 |  |  |  |  | 0.27977 | 22.3813
60016 | WOODWRD11A | 1 | West | YES | 0.10279 | 20 | 0 | 80 |  | 1.033 | Wind | 1 | 0.27979 | 0 | 80 |  |  |  |  | 0.27979 | 22.3833
6016 | SWMESA | 1 | West | YES | 0.10292 | 18.8 | 0 | 75 |  | 1.03 | Wind | 1 | 0.27992 | 0 | 75 |  |  |  |  | 0.27992 | 20.9941
60003 | KING_NE1A | 1 | West | YES | 0.10292 | 20 | 0 | 80 |  | 1.03 | Wind | 1 | 0.27992 | 0 | 80 |  |  |  |  | 0.27992 | 22.3937
60005 | KING_SE1A | 1 | West | YES | 0.10292 | 10 | 0 | 40 |  | 1.035 | Wind | 1 | 0.27992 | 0 | 40 |  |  |  |  | 0.27992 | 11.1969
60201 | RIO DRCS | F | West | YES | 0.10313 | 0 | 0 | 0 | 0 | 1.025 | AVR | 1 | 0.28013 | 0 | 0 |  |  |  |  | 0.28013 | 0
60007 | KING_SW1A | 1 | West | YES | 0.10363 | 20 | 0 | 80 |  | 1.03 | Wind | 1 | 0.28063 | 0 | 80 |  |  |  |  | 0.28063 | 22.4505
60019 | KING_NW1A | 1 | West | YES | 0.10363 | 20 | 0 | 80 |  | 1.03 | Wind | 1 | 0.28063 | 0 | 80 |  |  |  |  | 0.28063 | 22.4505
48721 | LEG_1___1 | 1 | North | YES | 0.10848 | 827 | 357 | 827 | 0 | 1.0348 | LIGCO | 1 | 0.28549 | 0 | 827 | 89.7171 | 827 |  |  | 0.28549 | 236.0975
48722 | LEG_2___2 | 2 | North | YES | 0.10848 | 819 | 357 | 819 | 0 | 1.0348 | LIGCO | 1 | 0.28549 | 0 | 819 | 88.8492 | 819 |  |  | 0.28549 | 233.8136
60057 | CALLAHAN1A | 1 | West | YES | 0.11309 | 22.8 | 0 | 114 | 0 | 1.04 | Wind | 1 | 0.2901 | 0 | 114 |  |  |  |  | 0.2901 | 33.0709
1349 | WESTXWIN_1G | 1 | West | YES | 0.11341 | 1.3 | 0 | 6.6 |  | 1.014 | Wind | 1 | 0.29041 | 0 | 6.6 |  |  |  |  | 0.29041 | 1.9167
1350 | NWPWRG1_1G | 1 | West | YES | 0.11341 | 6.9 | 1 | 34.3 |  | 1.014 | Wind | 1 | 0.29041 | 0 | 34.3 |  |  |  |  | 0.29041 | 9.9611
76091 | L_DIVIDE1_1N | W1 | West | YES | 0.11443 | 22.5 | 0 | 112.5 |  | 1.02 | Wind | 1 | 0.29144 | 0 | 112.5 |  |  |  |  | 0.29144 | 32.7865
76095 | L_CAPRSI1_1N | W1 | West | YES | 0.11443 | 29.9 | 0 | 149.5 | 0 | 1.02 | Wind | 1 | 0.29144 | 0 | 149.5 |  |  |  |  | 0.29144 | 43.5696
76096 | L_CAPRSI1_2N | W1 | West | YES | 0.11443 | 37.2 | 0 | 186 | 0 | 1.02 | Wind | 1 | 0.29144 | 0 | 186 |  |  |  |  | 0.29144 | 54.207
76097 | L_CAPRGE1_1N | W1 | West | YES | 0.11443 | 42.9 | 0 | 214.5 | 0 | 1.02 | Wind | 1 | 0.29144 | 0 | 214.5 |  |  |  |  | 0.29144 | 62.5129
1002 | PBCTAGE_1G | A | West | YES | 0.11478 | 64 | 64 | 66 | 0 | 1.036 | GGT | 1 | 0.29178 | 66 | 66 |  |  |  |  | 0.29178 | 19.2577
1003 | PBCTBGE_2G | B | West | YES | 0.11478 | 65 | 65 | 66 | 0 | 1.036 | GGT | 1 | 0.29178 | 66 | 66 |  |  |  |  | 0.29178 | 19.2577
1004 | PBCTCGE_3G | C | West | YES | 0.11478 | 62 | 62 | 67 | 0 | 1.036 | GGT | 1 | 0.29178 | 67 | 67 |  |  |  |  | 0.29178 | 19.5494
1005 | PBCTDGE_4G | D | West | YES | 0.11478 | 65 | 65 | 68 | 0 | 1.036 | GGT | 1 | 0.29178 | 68 | 68 |  |  |  |  | 0.29178 | 19.8412
1006 | PBCTEGE_5G | E | West | YES | 0.11478 | 65 | 65 | 67 | 0 | 1.036 | GGT | 1 | 0.29178 | 67 | 67 |  |  |  |  | 0.29178 | 19.5494
1007 | PB5GEN_6G | 5 | West | YES | 0.11478 | 91.2 | 40 | 114 | 0 | 1.036 | GST | 1 | 0.29178 | 114 | 114 |  |  |  |  | 0.29178 | 33.2632
1008 | PB6GEN_7G | 6 | West | YES | 0.11478 | 515 | 130 | 515 | 0 | 1.036 | GST | 1 | 0.29178 | 515 | 515 |  |  |  |  | 0.29178 | 150.2681
7038 | L_DELAWA1_1Y | 1 | West | YES | 0.1149 | 3.5 | 0 | 35 | 0 | 1 | Wind | 1 | 0.2919 | 0 | 35 |  |  |  |  | 0.2919 | 10.2165
7038 | L_DELAWA1_1Y | 2 | West | YES | 0.1149 | 3 | 0 | 30 | 0 | 1 | Wind | 1 | 0.2919 | 0 | 30 |  |  |  |  | 0.2919 | 8.757
11147 | NOTREES_1G | 1 | West | YES | 0.11512 | 29.8 | 0 | 149 | 0 | 1.017 | Wind | 1 | 0.29212 | 0 | 149 |  |  |  |  | 0.29212 | 43.5261
76031 | L_GASCCR1_1N | W1 | West | YES | 0.11513 | 30 | 0 | 150 | 0 | 1.02 | Wind | 1 | 0.29213 | 0 | 150 |  |  |  |  | 0.29213 | 43.82
1320 | BSP 1 | 1 | West | YES | 0.11595 | 25.5 | 2.9 | 25.8 | 0 | 1 | Cogen | 1 | 0.29295 | 0 | 0 |  |  |  |  | 0.29295 | 0
1326 | STANTONW_8 | 1 | West | YES | 0.11635 | 20.1 | 0 | 100.5 |  | 1.01 | Wind | 1 | 0.29335 | 0 | 100.5 |  |  |  |  | 0.29335 | 29.4819
11020 | TIEHVSG_1G | 1 | West | YES | 0.11647 | 208.2 | 63 | 208.2 | 0 | 1.012 | CC | 1 | 0.29347 | 208.2 | 208.2 |  |  |  |  | 0.29347 | 61.1012
11021 | TIEHVCG_1G | 1 | West | YES | 0.11647 | 142.1 | 103 | 142.1 | 0 | 1.012 | CC | 1 | 0.29347 | 142.1 | 142.1 |  |  |  |  | 0.29347 | 41.7026
11022 | TIEHVCG_2G | 1 | West | YES | 0.11647 | 132.4 | 103 | 132.4 | 0 | 1.012 | CC | 1 | 0.29347 | 132.4 | 132.4 |  |  |  |  | 0.29347 | 38.8559
11023 | TIEHVCG_3G | 1 | West | YES | 0.11647 | 137.4 | 103 | 137.4 | 0 | 1.012 | CC | 1 | 0.29347 | 137.4 | 137.4 |  |  |  |  | 0.29347 | 40.3233
11024 | TIEHVCG_4G | 1 | West | YES | 0.11647 | 147 | 103 | 147 | 0 | 1.012 | CC | 1 | 0.29347 | 147 | 147 |  |  |  |  | 0.29347 | 43.1406
11025 | TIEHVSG_2G | 1 | West | YES | 0.11647 | 213.2 | 63 | 213.2 | 0 | 1.012 | CC | 1 | 0.29347 | 213.2 | 213.2 |  |  |  |  | 0.29347 | 62.5686
11001 | NAV1CT | 1 | West | YES | 0.11649 | 70.4 | 18 | 70.4 | 0 | 1.029 | CC | 1 | 0.29349 | 70.4 | 70.4 |  |  |  |  | 0.29349 | 20.6619
11009 | NAV2CT | 1 | West | YES | 0.11649 | 71.4 | 18 | 71.4 | 0 | 1.029 | CC | 1 | 0.29349 | 71.4 | 71.4 |  |  |  |  | 0.29349 | 20.9554
11011 | NAV3ST | 1 | West | YES | 0.11649 | 92.8 | 40 | 92.8 | 0 | 1.029 | CC | 1 | 0.29349 | 92.8 | 92.8 |  |  |  |  | 0.29349 | 27.2361
11012 | NAV4CT | 1 | West | YES | 0.11649 | 80 | 18 | 80 | 0 | 1.029 | CC | 1 | 0.29349 | 80 | 80 |  |  |  |  | 0.29349 | 23.4794
11013 | NAV5CT | 1 | West | YES | 0.11649 | 80 | 18 | 80 | 0 | 1.029 | CC | 1 | 0.29349 | 80 | 80 |  |  |  |  | 0.29349 | 23.4794
11014 | NAV6ST | 1 | West | YES | 0.11649 | 115 | 40 | 115 | 0 | 1.029 | CC | 1 | 0.29349 | 115 | 115 |  |  |  |  | 0.29349 | 33.7517
1328 | OCOTILLO_1G | 1 | West | YES | 0.11654 | 11.6 | 0 | 58 |  | 1.01 | Wind | 1 | 0.29354 | 0 | 58 |  |  |  |  | 0.29354 | 17.0256
1333 | MCDDONAL_8 | 1 | West | YES | 0.11684 | 42.8 | 0 | 214.2 |  | 1.01 | Wind | 1 | 0.29384 | 0 | 214.2 |  |  |  |  | 0.29384 | 62.9402
1327 | WILDHRSE_1G | 1 | West | YES | 0.11718 | 0 | 0 | 120 |  | 1 | Wind | 1 | 0.29418 | 0 | 120 |  |  |  |  | 0.29418 | 35.3017
1360 | GUNSIGHT_8 | 1 | West | YES | 0.11724 | 0 | 0 | 120 |  | 1.01 | Wind | 1 | 0.29424 | 0 | 120 |  |  |  |  | 0.29424 | 35.3088
11320 | COYOTE_1G | 1 | West | YES | 0.11776 | 22.5 | 0 | 225 |  | 1 | Wind | 1 | 0.29476 | 0 | 225 |  |  |  |  | 0.29476 | 66.3216
11309 | BULLCREK_2G | 1 | West | YES | 0.11787 | 20.9 | 0 | 180 |  | 1 | Wind | 1 | 0.29487 | 0 | 180 |  |  |  |  | 0.29487 | 53.0771
11310 | BULLCREK_1G | 1 | West | YES | 0.11787 | 15.1 | 0 | 180 |  | 1 | Wind | 1 | 0.29487 | 0 | 180 |  |  |  |  | 0.29487 | 53.0771
1045 | CALENG1G_1G | 1 | West | YES | 0.11791 | 73.4 | 27 | 73.4 | 0 | 1.014 | Cogen | 1 | 0.29491 | 0 | 0 |  |  |  |  | 0.29491 | 0
1046 | CALENG2G_2G | 2 | West | YES | 0.11791 | 73.4 | 27 | 73.4 | 0 | 1.014 | Cogen | 1 | 0.29491 | 0 | 0 |  |  |  |  | 0.29491 | 0
1047 | CALENG3G_3G | 3 | West | YES | 0.11791 | 70.4 | 27 | 70.4 | 0 | 1.014 | Cogen | 1 | 0.29491 | 0 | 0 |  |  |  |  | 0.29491 | 0
60058 | BUFF_GAP1A | 1 | West | YES | 0.11801 | 24 | 0 | 120 |  | 1 | Wind | 1 | 0.29501 | 0 | 120 |  |  |  |  | 0.29501 | 35.401
60060 | CIRELLO | 1 | West | YES | 0.11801 | 46.6 | 0 | 233 | 0 | 1 | Wind | 1 | 0.29501 | 0 | 233 |  |  |  |  | 0.29501 | 68.737
60063 | BUFF_GAP1B | 1 | West | YES | 0.11801 | 34 | 0 | 170.2 | 0 | 1.02 | Wind | 1 | 0.29501 | 0 | 170.2 |  |  |  |  | 0.29501 | 50.2105
60066 | H_HOLLOW1A | 1 | West | YES | 0.11801 | 44.4 | 0 | 222 | 0 | 1.005 | Wind | 1 | 0.29501 | 0 | 222 |  |  |  |  | 0.29501 | 65.4919
60068 | HHOLLOW21A | 1 | West | YES | 0.11801 | 36.8 | 0 | 184 | 0 | 1.025 | Wind | 1 | 0.29501 | 0 | 184 |  |  |  |  | 0.29501 | 54.2816
60070 | HHOLLOW31A | 1 | West | YES | 0.11801 | 44.8 | 0 | 224 | 0 | 1.025 | Wind | 1 | 0.29501 | 0 | 224 |  |  |  |  | 0.29501 | 66.0819
60072 | HHOLLOW41A | 1 | West | YES | 0.11801 | 23 | 0 | 115 | 0 | 1.025 | Wind | 1 | 0.29501 | 0 | 115 |  |  |  |  | 0.29501 | 33.926
1058 | LONGSHORE_5 | 1 | West | YES | 0.11824 | 30 | 0 | 150 |  | 1.01 | Wind | 1 | 0.29524 | 0 | 150 |  |  |  |  | 0.29524 | 44.2864
1058 | LONGSHORE_5 | 2 | West | YES | 0.11824 | 44 | 0 | 220 |  | 1.01 | Wind | 1 | 0.29524 | 0 | 220 |  |  |  |  | 0.29524 | 64.9534
11065 | ELBOWCK_1G | 1 | West | YES | 0.11824 | 23.4 | 0 | 121.9 | 0 | 1 | Wind | 1 | 0.29524 | 0 | 121.9 |  |  |  |  | 0.29524 | 35.9901
1037 | MORGAN5G_5G | 5 | West | YES | 0.11843 | 109.6 | 40 | 137 | 0 | 1.029 | GST | 1 | 0.29543 | 137 | 137 |  |  |  |  | 0.29543 | 40.4737
1039 | MRGNAG_1G | A | West | YES | 0.11843 | 69 | 69 | 69 | 0 | 1.029 | GGT | 1 | 0.29543 | 69 | 69 |  |  |  |  | 0.29543 | 20.3846
1040 | MRGNBG_2G | B | West | YES | 0.11843 | 70 | 70 | 71 | 0 | 1.029 | GGT | 1 | 0.29543 | 71 | 71 |  |  |  |  | 0.29543 | 20.9754
1041 | MRGNCG_3G | C | West | YES | 0.11843 | 69 | 69 | 70 | 0 | 1.029 | GGT | 1 | 0.29543 | 70 | 70 |  |  |  |  | 0.29543 | 20.68
1042 | MRGNDG_4G | D | West | YES | 0.11843 | 68 | 68 | 68 | 0 | 1.029 | GGT | 1 | 0.29543 | 68 | 68 |  |  |  |  | 0.29543 | 20.0891
1043 | MRGNEG_5G | E | West | YES | 0.11843 | 68 | 68 | 70 | 0 | 1.029 | GGT | 1 | 0.29543 | 70 | 70 |  |  |  |  | 0.29543 | 20.68
1044 | MRGNFG_6G | F | West | YES | 0.11843 | 66 | 66 | 66 | 0 | 1.029 | GGT | 1 | 0.29543 | 66 | 66 |  |  |  |  | 0.29543 | 19.4983
6637 | SNYDERW1A | 1 | West | YES | 0.1185 | 12.6 | 0 | 63 | 0 | 1.025 | Wind | 1 | 0.2955 | 0 | 63 |  |  |  |  | 0.2955 | 18.6167
1068 | SCURRYCW_1G | 1 | West | YES | 0.11863 | 28.2 | 1.3 | 141 | 0 | 1.0217 | Wind | 1 | 0.29563 | 0 | 141 |  |  |  |  | 0.29563 | 41.6839
1073 | SCURRYCW_2G | 2 | West | YES | 0.11863 | 24 | 0 | 120 | 0 | 1.0217 | Wind | 1 | 0.29563 | 0 | 120 |  |  |  |  | 0.29563 | 35.4757
1061 | CIELOGEN_1G | 1 | West | YES | 0.11865 | 19.8 | 0 | 99 |  | 1 | Wind | 1 | 0.29565 | 0 | 99 |  |  |  |  | 0.29565 | 29.2692
1062 | CIELOGEN_2G | 1 | West | YES | 0.11865 | 12.2 | 0 | 61 |  | 1 | Wind | 1 | 0.29565 | 0 | 61 |  |  |  |  | 0.29565 | 18.0346
1069 | KINDERMG_1G | 1 | West | YES | 0.11865 | 25 | 5 | 25 | 0 | 1.017 | Cogen | 1 | 0.29565 | 0 | 0 |  |  |  |  | 0.29565 | 0
1070 | KINDERMG_2G | 1 | West | YES | 0.11865 | 45.7 | 12 | 45.7 | 0 | 1.017 | Cogen | 1 | 0.29565 | 0 | 0 |  |  |  |  | 0.29565 | 0
1071 | KINDERMG_3G | 1 | West | YES | 0.11865 | 45.7 | 12 | 45.7 | 0 | 1.017 | Cogen | 1 | 0.29565 | 0 | 0 |  |  |  |  | 0.29565 | 0
36998 | RDCNYNG1 | 1 | West | YES | 0.11897 | 16.8 | 0 | 84 |  | 1.01 | Wind | 1 | 0.29597 | 0 | 84 |  |  |  |  | 0.29597 | 24.8613
1343 | TRENTIPP_8 | 1 | West | YES | 0.11903 | 30 | 0 | 150 |  | 1.014 | Wind | 1 | 0.29603 | 0 | 150 |  |  |  |  | 0.29603 | 44.4044
1354 | AEPWIND_8 | 1 | West | YES | 0.11903 | 20.2 | 0 | 101 |  | 1 | Wind | 1 | 0.29603 | 0 | 101 |  |  |  |  | 0.29603 | 29.899
6407 | TURKTRAK1A | 1 | West | YES | 0.11931 | 33.9 | 0 | 169.5 | 0 | 1.025 | Wind | 1 | 0.29631 | 0 | 169.5 |  |  |  |  | 0.29631 | 50.2247
71051 | L_BITTCR1_1N | W1 | West | YES | 0.12029 | 7.5 | 0 | 37.5 |  | 1.02 | Wind | 1 | 0.29729 | 0 | 37.5 |  |  |  |  | 0.29729 | 11.1483
71054 | L_SWEETW1_1N | W1 | West | YES | 0.12029 | 21.5 | 0 | 107.5 |  | 1.02 | Wind | 1 | 0.29729 | 0 | 107.5 |  |  |  |  | 0.29729 | 31.9584
71057 | L_SWEETW1_2N | W1 | West | YES | 0.12029 | 27 | 0 | 135 |  | 1.02 | Wind | 1 | 0.29729 | 0 | 135 |  |  |  |  | 0.29729 | 40.1338
71059 | L_SWEETW1_3N | W1 | West | YES | 0.12029 | 23.8 | 0 | 119 | 0 | 1.02 | Wind | 1 | 0.29729 | 0 | 119 |  |  |  |  | 0.29729 | 35.3772
71060 | L_SWEETW1_4N | W1 | West | YES | 0.12029 | 21 | 0 | 105 | 0 | 1.02 | Wind | 1 | 0.29729 | 0 | 105 |  |  |  |  | 0.29729 | 31.2152
71061 | L_SWEETW1_5N | W1 | West | YES | 0.12029 | 16.1 | 0 | 80.5 | 0 | 1.02 | Wind | 1 | 0.29729 | 0 | 80.5 |  |  |  |  | 0.29729 | 23.9317
6144 | MCADOO1A | 1 | West | YES | 0.12036 | 15 | 0 | 150 | 0 | 1.025 | Wind | 1 | 0.29737 | 0 | 150 |  |  |  |  | 0.29737 | 44.6048
11056 | ROSCOE_1G | 1 | West | YES | 0.12047 | 41.8 | 0 | 209 |  | 1 | Wind | 1 | 0.29747 | 0 | 209 |  |  |  |  | 0.29747 | 62.1705
11057 | CHAMPION_1G | 1 | West | YES | 0.12047 | 25.3 | 0 | 126.5 |  | 1 | Wind | 1 | 0.29747 | 0 | 126.5 |  |  |  |  | 0.29747 | 37.6295
11058 | PYRON_1G | 1 | West | YES | 0.12047 | 49.8 | 0 | 249 |  | 1 | Wind | 1 | 0.29747 | 0 | 249 |  |  |  |  | 0.29747 | 74.0692
11059 | INADALE_1G | 1 | West | YES | 0.12047 | 39.4 | 0 | 197 |  | 1 | Wind | 1 | 0.29747 | 0 | 197 |  |  |  |  | 0.29747 | 58.6009
1416 | SWETWATR_1G | 1 | West | YES | 0.12132 | 30 | 18 | 30 | 0 | 1.026 | CC | 1 | 0.29832 | 30 | 30 |  |  |  |  | 0.29832 | 8.9495
1417 | SWETWATR_2G | 2 | West | YES | 0.12132 | 72 | 36 | 72 | 0 | 1.026 | CC | 1 | 0.29832 | 72 | 72 |  |  |  |  | 0.29832 | 21.4788
1418 | SWETWATR_3G | 3 | West | YES | 0.12132 | 68 | 36 | 68 | 0 | 1.026 | CC | 1 | 0.29832 | 68 | 68 |  |  |  |  | 0.29832 | 20.2855
1419 | SWETWATR_4G | 4 | West | YES | 0.12132 | 61 | 36 | 61 | 0 | 1.026 | CC | 1 | 0.29832 | 61 | 61 |  |  |  |  | 0.29832 | 18.1973
60081 | WHRLWIND1A | 1 | West | YES | 0.12223 | 12 | 0 | 60 | 0 | 1.03 | Wind | 1 | 0.29923 | 0 | 60 |  |  |  |  | 0.29923 | 17.954
1437 | MESQUITW_1G | 1 | North | YES | 0.12536 | 40 | 0 | 400 | 0 | 1.023 | Wind | 1 | 0.30236 | 0 | 400 | 50.144 | 400 |  |  | 0.30236 | 120.9447
1438 | MESQUITW_2G | 1 | North | YES | 0.12537 | 23.6 | 0 | 236 |  | 1.017 | Wind | 1 | 0.30237 | 0 | 236 | 29.5871 | 236 |  |  | 0.30237 | 71.3595
1643 | SLSTR1PP_1G | 1 | North | YES | 0.1261 | 6 | 0 | 60 | 0 | 1.022 | Wind | 1 | 0.30311 | 0 | 60 | 7.5663 | 60 |  |  | 0.30311 | 18.1864
1442 | COKFIELD_5 | 1 | North | YES | 0.12701 | 16.5 | 0 | 165 |  | 1.029 | Wind | 1 | 0.30401 | 0 | 165 | 20.9565 | 165 |  |  | 0.30401 | 50.1618
3381 | BBRN_1G | 1 | North | YES | 0.12735 | 618 | 225 | 618 | 0 | 1.03 | LIGCO | 1 | 0.30435 | 0 | 618 | 78.7011 | 618 |  |  | 0.30435 | 188.0881
3382 | BBRN_2G | 2 | North | YES | 0.12735 | 589 | 225 | 589 | 0 | 1.03 | LIGCO | 1 | 0.30435 | 0 | 589 | 75.008 | 589 |  |  | 0.30435 | 179.2619
6100 | OKLA7A | EQ | West | YES | 0.12813 | 50 | -220 | 220 | 0 | 1.035 | DCTie | 1 | 0.30513 | 0 | 0 |  |  |  |  | 0.30513 | 0
6752 | OKLA0A | 1 | West | YES | 0.12813 | 649.7 | 175 | 649.7 | 0 | 1.035 | LIGCO | 1 | 0.30513 | 0 | 649.7 |  |  |  |  | 0.30513 | 198.244
13131 | CALFREST_1G | 1 | North | YES | 0.12845 | 150.7 | 40 | 150.7 | 0 | 1.031 | CC | 1 | 0.30545 | 150.7 | 150.7 | 19.3576 | 150.7 |  |  | 0.30545 | 46.0317
13132 | CALFREST_2G | 2 | North | YES | 0.12845 | 151 | 57 | 151 | 0 | 1.031 | CC | 1 | 0.30545 | 151 | 151 | 19.3961 | 151 |  |  | 0.30545 | 46.1234
13133 | CALFREST_3G | 3 | North | YES | 0.12845 | 177.4 | 40 | 177.4 | 0 | 1.031 | CC | 1 | 0.30545 | 177.4 | 177.4 | 22.7872 | 177.4 |  |  | 0.30545 | 54.1873
13134 | CALFREST_4G | 4 | North | YES | 0.12861 | 151.5 | 40 | 151.5 | 0 | 1.031 | CC | 1 | 0.30561 | 151.5 | 151.5 | 19.484 | 151.5 |  |  | 0.30561 | 46.2997
13135 | CALFREST_5G | 5 | North | YES | 0.12861 | 152.3 | 57 | 152.3 | 0 | 1.031 | CC | 1 | 0.30561 | 152.3 | 152.3 | 19.5868 | 152.3 |  |  | 0.30561 | 46.5442
13136 | CALFREST_6G | 6 | North | YES | 0.12861 | 177.5 | 40 | 177.5 | 0 | 1.031 | CC | 1 | 0.30561 | 177.5 | 177.5 | 22.8277 | 177.5 |  |  | 0.30561 | 54.2455
1433 | GRHAMSES_1G | 1 | North | YES | 0.13105 | 242 | 60 | 242 | 0 | 1.038 | GST | 1 | 0.30805 | 242 | 242 | 31.7146 | 242 |  |  | 0.30805 | 74.549
3107 | STRYKER_1G | 1 | North | YES | 0.13204 | 145.6 | 45 | 182 | 0 | 1.029 | GST | 1 | 0.30904 | 182 | 182 | 24.0311 | 182 |  |  | 0.30904 | 56.2454
3108 | STRYKER_2G | 2 | North | YES | 0.13204 | 484 | 75 | 484 | 0 | 1.029 | GST | 1 | 0.30904 | 484 | 484 | 63.9069 | 484 |  |  | 0.30904 | 149.5757
1479 | WFCOGEN_1G | 1 | North | YES | 0.13213 | 16 | 12 | 20 | 0 | 1 | Cogen | 1 | 0.30913 | 0 | 0 | 0 | 0 |  |  | 0.30913 | 0
1479 | WFCOGEN_1G | 2 | North | YES | 0.13213 | 16 | 12 | 20 | 0 | 1 | Cogen | 1 | 0.30913 | 0 | 0 | 0 | 0 |  |  | 0.30913 | 0
1482 | WFCOGEN_2G | 2 | North | YES | 0.13213 | 13.6 | 12 | 17 | 0 | 1 | Cogen | 1 | 0.30913 | 0 | 0 | 0 | 0 |  |  | 0.30913 | 0
1482 | WFCOGEN_2G | 1 | North | YES | 0.13213 | 16 | 12 | 20 | 0 | 1 | Cogen | 1 | 0.30913 | 0 | 0 | 0 | 0 |  |  | 0.30913 | 0
1432 | GRHAMSES_2G | 2 | North | YES | 0.1322 | 294.9 | 90 | 366 | 0 | 1.014 | GST | 1 | 0.3092 | 366 | 366 | 48.3852 | 366 |  |  | 0.3092 | 113.1678
3309 | ASPN_G | 1 | North | YES | 0.13271 | 50 | 0 | 50 |  | 1 | Bio | 1 | 0.30971 | 50 | 50 | 6.6356 | 50 |  |  | 0.30971 | 15.4856
3348 | CHAMPION_1G | MB | North | YES | 0.13274 | 0 | 42 | 42 |  | 1 | Cogen | 1 | 0.30974 | 0 | 0 | 0 | 0 |  |  | 0.30974 | 0
13116 | TGATEWAY_1G | 1 | North | YES | 0.13341 | 151 | 30 | 151 | 0 | 1.0232 | CC | 1 | 0.31041 | 151 | 151 | 20.1454 | 151 |  |  | 0.31041 | 46.8726
13117 | TGATEWAY_2G | 2 | North | YES | 0.13341 | 130 | 30 | 130 | 0 | 1.0232 | CC | 1 | 0.31041 | 130 | 130 | 17.3437 | 130 |  |  | 0.31041 | 40.3539
13118 | TGATEWAY_3G | 3 | North | YES | 0.13341 | 148 | 30 | 148 | 0 | 1.0232 | CC | 1 | 0.31041 | 148 | 148 | 19.7451 | 148 |  |  | 0.31041 | 45.9414
13119 | TGATEWAY_4G | 4 | North | YES | 0.13341 | 399 | 65 | 399 | 0 | 1.0232 | CC | 1 | 0.31041 | 399 | 399 | 53.2318 | 399 |  |  | 0.31041 | 123.8554
1600 | BARTNWND_1G | 1 | North | YES | 0.1337 | 12 | 0 | 120 | 0 | 1.022 | Wind | 1 | 0.3107 | 0 | 120 | 16.0434 | 120 |  |  | 0.3107 | 37.2836
3097 | MARTLAKE_1G | 1 | North | YES | 0.13386 | 790 | 500 | 790 | 0 | 1.017 | LIGCO | 1 | 0.31087 | 0 | 790 | 105.7526 | 790 |  |  | 0.31087 | 245.5839
3098 | MARTLAKE_2G | 2 | North | YES | 0.13386 | 795 | 461 | 795 | 0 | 1.017 | LIGCO | 1 | 0.31087 | 0 | 795 | 106.4219 | 795 |  |  | 0.31087 | 247.1382
3099 | MARTLAKE_3G | 3 | North | YES | 0.13386 | 804 | 500 | 804 | 0 | 1.017 | LIGCO | 1 | 0.31087 | 0 | 804 | 107.6267 | 804 |  |  | 0.31087 | 249.936
344 | MRSSHPRD | 1 | North | YES | 0.13391 | 0 | 0 | 12 |  | 1.03 | Hydro | 1 | 0.31091 | 0 | 0 | 0 | 0 |  |  | 0.31091 | 0
345 | MRSSHPRD01 | 2 | North | YES | 0.13391 | 0 | 0 | 12 |  | 1.03 | Hydro | 1 | 0.31091 | 0 | 0 | 0 | 0 |  |  | 0.31091 | 0
332 | RWMILLER01 | 1 | North | YES | 0.13455 | 58.4 | 18.5 | 73 | 0 | 1.04 | GST | 1 | 0.31155 | 73 | 73 | 9.8224 | 73 |  |  | 0.31155 | 22.7435
333 | RWMILLER02 | 2 | North | YES | 0.13455 | 95.2 | 37 | 119 | 0 | 1.04 | GST | 1 | 0.31155 | 119 | 119 | 16.0118 | 119 |  |  | 0.31155 | 37.075
334 | RWMILLER03 | 3 | North | YES | 0.13455 | 166.4 | 65 | 208 | 0 | 1.04 | GST | 1 | 0.31155 | 208 | 208 | 27.987 | 208 |  |  | 0.31155 | 64.8034
335 | RWMILLER04 | 4 | North | YES | 0.13455 | 81.6 | 0 | 102 | 0 | 1.04 | GST | 1 | 0.31155 | 102 | 102 | 13.7244 | 102 |  |  | 0.31155 | 31.7786
336 | RWMILLER05 | 5 | North | YES | 0.13455 | 80.8 | 0 | 101 | 0 | 1.04 | GST | 1 | 0.31155 | 101 | 101 | 13.5899 | 101 |  |  | 0.31155 | 31.467
3126 | TRINIDAD_6G | 1 | North | YES | 0.13471 | 179.2 | 46 | 224 | 0 | 1 | GST | 1 | 0.31171 | 224 | 224 | 30.1746 | 224 |  |  | 0.31171 | 69.823
503 | NTHTEXAS01 | 1 | North | YES | 0.13687 | 0 | 5 | 18 |  | 1.015 | GST | 1 | 0.31387 | 18 | 18 | 2.4636 | 18 |  |  | 0.31387 | 5.6496
504 | NTHTEXAS02 | 2 | North | YES | 0.13687 | 14.4 | 5 | 18 |  | 1.015 | GST | 1 | 0.31387 | 18 | 18 | 2.4636 | 18 |  |  | 0.31387 | 5.6496
505 | NTHTEXAS03 | 3 | North | YES | 0.13687 | 30.4 | 15 | 38 |  | 1.015 | GST | 1 | 0.31387 | 38 | 38 | 5.2009 | 38 |  |  | 0.31387 | 11.927
1453 | WCPWRCO_1G | 1 | North | YES | 0.1369 | 204 | 50 | 204 | 0 | 1.02 | CC | 1 | 0.31391 | 204 | 204 | 27.9284 | 204 |  |  | 0.31391 | 64.0368
1454 | WCPWRCO_2G | 2 | North | YES | 0.1369 | 204 | 50 | 204 | 0 | 1.02 | CC | 1 | 0.31391 | 204 | 204 | 27.9284 | 204 |  |  | 0.31391 | 64.0368
1455 | WCPWRCO_3G | 3 | North | YES | 0.1369 | 242 | 50 | 242 |  | 1.02 | CC | 1 | 0.31391 | 242 | 242 | 33.1308 | 242 |  |  | 0.31391 | 75.9652
12411 | FPLEFR1A_G | 1 | North | YES | 0.1377 | 161 | 72 | 161 | 0 | 1 | CC | 1 | 0.3147 | 161 | 161 | 22.1695 | 161 |  |  | 0.3147 | 50.6668
12412 | FPLEFR1B_G | 2 | North | YES | 0.1377 | 164 | 72 | 164 | 0 | 1 | CC | 1 | 0.3147 | 164 | 164 | 22.5826 | 164 |  |  | 0.3147 | 51.6109
12413 | FPLEFR1C_G | 3 | North | YES | 0.1377 | 164 | 72 | 164 | 0 | 1 | CC | 1 | 0.3147 | 164 | 164 | 22.5826 | 164 |  |  | 0.3147 | 51.6109
12414 | FPLEFR1S_G | 4 | North | YES | 0.1377 | 414 | 191 | 414 | 0 | 1 | CC | 1 | 0.3147 | 414 | 414 | 57.0074 | 414 |  |  | 0.3147 | 130.2861
12421 | FPLEFR2A_G | 1 | North | YES | 0.1377 | 162 | 72 | 162 | 0 | 1 | CC | 1 | 0.3147 | 162 | 162 | 22.3072 | 162 |  |  | 0.3147 | 50.9815
12422 | FPLEFR2B_G | 2 | North | YES | 0.1377 | 161 | 72 | 161 | 0 | 1 | CC | 1 | 0.3147 | 161 | 161 | 22.1695 | 161 |  |  | 0.3147 | 50.6668
12423 | FPLEFR2C_G | 3 | North | YES | 0.1377 | 163 | 72 | 163 | 0 | 1 | CC | 1 | 0.3147 | 163 | 163 | 22.4449 | 163 |  |  | 0.3147 | 51.2962
12424 | FPLEFR2S_G | 4 | North | YES | 0.1377 | 415 | 191 | 415 | 0 | 1 | CC | 1 | 0.3147 | 415 | 415 | 57.1451 | 415 |  |  | 0.3147 | 130.6008
580 | JCKCNTY801 | 1 | North | YES | 0.13786 | 288 | 0 | 288 | 0 | 1.022 | CC | 1 | 0.31486 | 288 | 288 | 39.7025 | 288 |  |  | 0.31486 | 90.679
581 | JCKCNTY802 | 2 | North | YES | 0.13786 | 147 | 0 | 147 | 0 | 1.022 | CC | 1 | 0.31486 | 147 | 147 | 20.2648 | 147 |  |  | 0.31486 | 46.2841
582 | JCKCNTY803 | 3 | North | YES | 0.13786 | 147 | 0 | 147 | 0 | 1.022 | CC | 1 | 0.31486 | 147 | 147 | 20.2648 | 147 |  |  | 0.31486 | 46.2841
728 | WOLFRIDGE801 | 1 | North | YES | 0.1383 | 11.2 | 0 | 112.5 | 0 | 0.99 | Wind | 1 | 0.3153 | 0 | 112.5 | 15.5591 | 112.5 |  |  | 0.3153 | 35.4718
2451 | LKHB1_G | 1 | North | YES | 0.13851 | 0 | 80 | 391 |  | 1.022 | GST | 1 | 0.31551 | 391 | 391 | 54.1566 | 391 |  |  | 0.31551 | 123.3643
2452 | LKHB2_G | 2 | North | YES | 0.13851 | 516 | 80 | 516 | 0 | 1.022 | GST | 1 | 0.31551 | 516 | 516 | 71.4701 | 516 |  |  | 0.31551 | 162.803
948 | STEAM1 | 1 | North | YES | 0.13855 | 0 | 12 | 20 |  | 1.02 | GST | 1 | 0.31555 | 20 | 20 | 2.771 | 20 |  |  | 0.31555 | 6.311
949 | STEAM2 | 1 | North | YES | 0.13855 | 26 | 8 | 26 | 0 | 0.99 | GST | 1 | 0.31555 | 26 | 26 | 3.6023 | 26 |  |  | 0.31555 | 8.2043
950 | STEAM3 | 1 | North | YES | 0.13855 | 41 | 13 | 42 | 0 | 1.02 | GST | 1 | 0.31555 | 42 | 42 | 5.8191 | 42 |  |  | 0.31555 | 13.2531
837 | NEWMAN_G5 | 1 | North | YES | 0.13869 | 0 | 15 | 40 |  | 1.01 | GST | 1 | 0.31569 | 40 | 40 | 5.5476 | 40 |  |  | 0.31569 | 12.6276
842 | OLINGER_G1 | 1 | North | YES | 0.13871 | 55.4 | 20 | 79 | 0 | 1.03 | GST | 1 | 0.31572 | 79 | 79 | 10.9584 | 79 |  |  | 0.31572 | 24.9415
843 | OLINGER_G2 | 1 | North | YES | 0.13871 | 76.2 | 25 | 110 | 0 | 1.03 | GST | 1 | 0.31572 | 110 | 110 | 15.2585 | 110 |  |  | 0.31572 | 34.7287
844 | OLINGER_G3 | 1 | North | YES | 0.13871 | 103.9 | 45 | 150 | 0 | 1.03 | GST | 1 | 0.31572 | 150 | 150 | 20.8071 | 150 |  |  | 0.31572 | 47.3573
845 | OLINGER_G4 | 1 | North | YES | 0.13871 | 51.9 | 0 | 76 | 0 | 1.03 | GGT | 1 | 0.31572 | 76 | 76 | 10.5423 | 76 |  |  | 0.31572 | 23.9944
12440 | PARKD_1SVC8 | 1 | North | YES | 0.13877 | 0 | 0 | 0 | 0 | 1.007 | GST | 1 | 0.31577 | 0 | 0 | 0 | 0 |  |  | 0.31577 | 0
12449 | PARKD_2SVC8 | 1 | North | YES | 0.13877 | 0 | 0 | 0 | 0 | 1.007 | GST | 1 | 0.31577 | 0 | 0 | 0 | 0 |  |  | 0.31577 | 0
1701 | MOSES_1G | 1 | North | YES | 0.13883 | 558 | 175 | 558 | 0 | 1.023 | LIGCO | 1 | 0.31583 | 0 | 558 | 77.4677 | 558 |  |  | 0.31583 | 176.2346
1702 | MOSES_2G | 2 | North | YES | 0.13883 | 579 | 175 | 579 | 0 | 1.023 | LIGCO | 1 | 0.31583 | 0 | 579 | 80.3831 | 579 |  |  | 0.31583 | 182.8671
1703 | MOSES_3G | 3 | North | YES | 0.13883 | 808 | 463 | 808 | 0 | 1.023 | LIGCO | 1 | 0.31583 | 0 | 808 | 112.1754 | 808 |  |  | 0.31583 | 255.1928
5925 | DCEAST | EQ | North | YES | 0.13883 | 400.3 | -600 | 600 | 0 | 1.025 | DCTie | 1 | 0.31583 | 0 | 0 | 0 | 0 |  |  | 0.31583 | 0
1675 | PEC_1G | 1 | North | YES | 0.13887 | 76.7 | 35 | 76.7 | 0 | 1.022 | Cogen | 1 | 0.31587 | 0 | 0 | 0 | 0 |  |  | 0.31587 | 0
1676 | PEC_2G | 2 | North | YES | 0.13887 | 79.6 | 35 | 79.6 | 0 | 1.022 | Cogen | 1 | 0.31587 | 0 | 0 | 0 | 0 |  |  | 0.31587 | 0
1677 | PEC_3G | 3 | North | YES | 0.13887 | 88.4 | 35 | 88.4 | 0 | 1.022 | Cogen | 1 | 0.31587 | 0 | 0 | 0 | 0 |  |  | 0.31587 | 0
1678 | LAMARPWR_1G | 1 | North | YES | 0.13897 | 160 | 67.7 | 160 | 0 | 1.038 | CC | 1 | 0.31597 | 160 | 160 | 22.2349 | 160 |  |  | 0.31597 | 50.5551
1679 | LAMARPWR_2G | 2 | North | YES | 0.13897 | 156 | 67.7 | 156 | 0 | 1.038 | CC | 1 | 0.31597 | 156 | 156 | 21.679 | 156 |  |  | 0.31597 | 49.2913
1680 | LAMARPWR_3G | 3 | North | YES | 0.13897 | 196 | 129.1 | 196 | 0 | 1.038 | CC | 1 | 0.31597 | 196 | 196 | 27.2377 | 196 |  |  | 0.31597 | 61.9301
1681 | LAMARPWR_4G | 4 | North | YES | 0.13897 | 156 | 67.7 | 156 | 0 | 1.038 | CC | 1 | 0.31597 | 156 | 156 | 21.679 | 156 |  |  | 0.31597 | 49.2913
1682 | LAMARPWR_5G | 5 | North | YES | 0.13897 | 157 | 67.7 | 157 | 0 | 1.038 | CC | 1 | 0.31597 | 157 | 157 | 21.818 | 157 |  |  | 0.31597 | 49.6072
1683 | LAMARPWR_6G | 6 | North | YES | 0.13897 | 198 | 129.1 | 198 | 0 | 1.038 | CC | 1 | 0.31597 | 198 | 198 | 27.5157 | 198 |  |  | 0.31597 | 62.562
1689 | VALLEY_3G | 3 | North | YES | 0.13906 | 0 | 25 | 375 |  | 1.003 | GST | 1 | 0.31606 | 375 | 375 | 52.1482 | 375 |  |  | 0.31606 | 118.5239
11691 | KMICHICT1_G | 1 | North | YES | 0.13906 | 144 | 80 | 144 | 0 | 1.026 | CC | 1 | 0.31606 | 144 | 144 | 20.0249 | 144 |  |  | 0.31606 | 45.5132
11692 | KMICHICT2_G | 2 | North | YES | 0.13906 | 146 | 80 | 146 | 0 | 1.026 | CC | 1 | 0.31606 | 146 | 146 | 20.3031 | 146 |  |  | 0.31606 | 46.1453
11693 | KMICHIST3_G | 3 | North | YES | 0.13906 | 312 | 60 | 312 | 0 | 1.026 | CC | 1 | 0.31606 | 312 | 312 | 43.3873 | 312 |  |  | 0.31606 | 98.6119
11694 | KMICHICT4_G | 4 | North | YES | 0.13906 | 144 | 80 | 144 | 0 | 1.026 | CC | 1 | 0.31606 | 144 | 144 | 20.0249 | 144 |  |  | 0.31606 | 45.5132
11695 | KMICHICT5_G | 5 | North | YES | 0.13906 | 148 | 80 | 148 | 0 | 1.026 | CC | 1 | 0.31606 | 148 | 148 | 20.5812 | 148 |  |  | 0.31606 | 46.7774
11696 | KMICHIST6_G | 6 | North | YES | 0.13906 | 310 | 60 | 310 | 0 | 1.026 | CC | 1 | 0.31606 | 310 | 310 | 43.1092 | 310 |  |  | 0.31606 | 97.9797
1687 | VALLEY_1G | 1 | North | YES | 0.13912 | 136 | 15 | 170 | 0 | 1.029 | GST | 1 | 0.31612 | 170 | 170 | 23.6502 | 170 |  |  | 0.31612 | 53.7405
1688 | VALLEY_2G | 2 | North | YES | 0.13912 | 527 | 90 | 527 | 0 | 1.029 | GSC | 1 | 0.31612 | 527 | 527 | 73.3157 | 527 |  |  | 0.31612 | 166.5956
6948 | DENISNDM | 1 | North | YES | 0.13919 | 40 | 5 | 40 |  | 1.015 | Hydro | 1 | 0.3162 | 0 | 0 | 0 | 0 |  |  | 0.3162 | 0
6948 | DENISNDM | 2 | North | YES | 0.13919 | 31 | 5 | 40 |  | 1.015 | Hydro | 1 | 0.3162 | 0 | 0 | 0 | 0 |  |  | 0.3162 | 0
923 | SPENCER_G4 | 1 | North | YES | 0.13951 | 48 | 20 | 61 | 0 | 1.03 | GST | 1 | 0.31651 | 61 | 61 | 8.5102 | 61 |  |  | 0.31651 | 19.3073
924 | SPENCER_G5 | 1 | North | YES | 0.13951 | 52 | 20 | 66 | 0 | 1.03 | GST | 1 | 0.31651 | 66 | 66 | 9.2078 | 66 |  |  | 0.31651 | 20.8899
2371 | COLLIN_1G | MB | North | YES | 0.13985 | 0 | 40 | 138 |  | 1.022 | GST | 1 | 0.31686 | 0 | 0 | 0 | 0 |  |  | 0.31686 | 0
12322 | ENNSTRAC_1G | 1 | North | YES | 0.13993 | 196 | 130 | 196 | 0 | 1.036 | CC | 1 | 0.31693 | 196 | 196 | 27.4263 | 196 |  |  | 0.31693 | 62.1186
12323 | ENNSTRAC_2G | 2 | North | YES | 0.13993 | 116 | 100 | 116 | 0 | 1.036 | CC | 1 | 0.31693 | 116 | 116 | 16.2319 | 116 |  |  | 0.31693 | 36.7641
1898 | COMCHEPK_1G | 1 | North | YES | 0.14054 | 1217 | 1150 | 1217 | 0 | 1.032 | Nuc | 1 | 0.31754 | 0 | 0 | 0 | 0 |  |  | 0.31754 | 0
1899 | COMCHEPK_2G | 2 | North | YES | 0.14054 | 1159 | 1128 | 1159 | 0 | 1.032 | Nuc | 1 | 0.31754 | 0 | 0 | 0 | 0 |  |  | 0.31754 | 0
2413 | MTCK6_G | 6 | North | YES | 0.14075 | 0 | 30 | 118 |  | 1.022 | GST | 1 | 0.31775 | 118 | 118 | 16.6083 | 118 |  |  | 0.31775 | 37.4945
2414 | MTCK7_G | 7 | North | YES | 0.14075 | 0 | 30 | 115 |  | 1.022 | GST | 1 | 0.31775 | 115 | 115 | 16.186 | 115 |  |  | 0.31775 | 36.5412
2417 | MTCK8_G | 8 | North | YES | 0.14075 | 444.8 | 60 | 556 | 0 | 1.022 | GSC | 1 | 0.31775 | 556 | 556 | 78.2559 | 556 |  |  | 0.31775 | 176.6688
1892 | DECRDOVA_2G | A | North | YES | 0.14084 | 65 | 65 | 70 | 0 | 1.025 | GGT | 1 | 0.31784 | 70 | 70 | 9.8589 | 70 |  |  | 0.31784 | 22.2491
1893 | DECRDOVA_3G | B | North | YES | 0.14084 | 65 | 65 | 69 | 0 | 1.025 | GGT | 1 | 0.31784 | 69 | 69 | 9.7181 | 69 |  |  | 0.31784 | 21.9312
1894 | DECRDOVA_4G | C | North | YES | 0.14084 | 65 | 65 | 69 | 0 | 1.025 | GGT | 1 | 0.31784 | 69 | 69 | 9.7181 | 69 |  |  | 0.31784 | 21.9312
1895 | DECRDOVA_5G | D | North | YES | 0.14084 | 65 | 65 | 68 | 0 | 1.025 | GGT | 1 | 0.31784 | 68 | 68 | 9.5773 | 68 |  |  | 0.31784 | 21.6134
2381 | NTHLK1_G | 1 | North | YES | 0.14092 | 0 | 35 | 156 |  | 1.022 | GST | 1 | 0.31792 | 156 | 156 | 21.9834 | 156 |  |  | 0.31792 | 49.5956
2382 | NTHLK2_G | 2 | North | YES | 0.14092 | 0 | 35 | 181 |  | 1.022 | GST | 1 | 0.31792 | 181 | 181 | 25.5063 | 181 |  |  | 0.31792 | 57.5436
2383 | NTHLK3_G | 3 | North | YES | 0.14092 | 0 | 50 | 329 |  | 1.022 | GST | 1 | 0.31792 | 329 | 329 | 46.3624 | 329 |  |  | 0.31792 | 104.5959
1861 | EAGLEMNT_1G | MB | North | YES | 0.14106 | 0 | 30 | 112 |  | 1.022 | GST | 1 | 0.31807 | 0 | 0 | 0 | 0 |  |  | 0.31807 | 0
1862 | EAGLEMNT_2G | MB | North | YES | 0.14106 | 0 | 40 | 100 |  | 1.022 | GST | 1 | 0.31807 | 0 | 0 | 0 | 0 |  |  | 0.31807 | 0
1863 | EAGLEMNT_3G | MB | North | YES | 0.14106 | 0 | 50 | 378 |  | 1.022 | GST | 1 | 0.31807 | 0 | 0 | 0 | 0 |  |  | 0.31807 | 0
244 | WHITNYDM01 | 1 | North | YES | 0.14127 | 15 | 0 | 15 | 0 | 1.035 | Hydro | 1 | 0.31827 | 0 | 0 | 0 | 0 |  |  | 0.31827 | 0
245 | WHITNYDM02 | 2 | North | YES | 0.14127 | 15 | 0 | 15 | 0 | 1.035 | Hydro | 1 | 0.31827 | 0 | 0 | 0 | 0 |  |  | 0.31827 | 0
1877 | WLFHOLW_1G | 1 | North | YES | 0.14129 | 217.3 | 89.2 | 217.3 | 0 | 1.032 | CC | 1 | 0.31829 | 217.3 | 217.3 | 30.7017 | 217.3 |  |  | 0.31829 | 69.1641
1878 | WLFHOLW_2G | 2 | North | YES | 0.14129 | 215.7 | 105 | 215.7 | 0 | 1.032 | CC | 1 | 0.31829 | 215.7 | 215.7 | 30.4756 | 215.7 |  |  | 0.31829 | 68.6549
1879 | WLFHOLW_3G | 3 | North | YES | 0.14129 | 272.4 | 89.2 | 272.4 | 0 | 1.032 | CC | 1 | 0.31829 | 272.4 | 272.4 | 38.4866 | 272.4 |  |  | 0.31829 | 86.7018
1889 | DECRDOVA_1G | 1 | North | YES | 0.14173 | 779 | 255 | 779 | 0 | 1.02 | GSC | 1 | 0.31873 | 779 | 779 | 110.4061 | 779 |  |  | 0.31873 | 248.2904
251 | BOSQUESW803 | 2 | North | YES | 0.14267 | 150 | 0 | 150 | 0 | 1.032 | CC | 1 | 0.31968 | 150 | 150 | 21.4013 | 150 |  |  | 0.31968 | 47.9515
253 | BOSQUESW804 | 2 | North | YES | 0.14267 | 80 | 0 | 80 | 0 | 1.032 | CC | 1 | 0.31968 | 80 | 80 | 11.414 | 80 |  |  | 0.31968 | 25.5741
366 | JNSNCNTY802 | 1 | North | YES | 0.14357 | 168 | 20 | 168 | 0 | 1.02 | Cogen | 1 | 0.32057 | 0 | 0 | 0 | 0 |  |  | 0.32057 | 0
367 | JNSNCNTY802 | 2 | North | YES | 0.14357 | 90 | 20 | 90 | 0 | 1.02 | Cogen | 1 | 0.32057 | 0 | 0 | 0 | 0 |  |  | 0.32057 | 0
1948 | HANDLEY_4G | 4 | North | YES | 0.14409 | 348 | 150 | 435 | 0 | 1.022 | GST | 1 | 0.32109 | 435 | 435 | 62.6805 | 435 |  |  | 0.32109 | 139.6762
1947 | HANDLEY_3G | 3 | North | YES | 0.14427 | 316 | 100 | 395 | 0 | 1.022 | GST | 1 | 0.32128 | 395 | 395 | 56.9886 | 395 |  |  | 0.32128 | 126.9043
1949 | HANDLEY_5G | 5 | North | YES | 0.14427 | 348 | 150 | 435 | 0 | 1.022 | GST | 1 | 0.32128 | 435 | 435 | 62.7596 | 435 |  |  | 0.32128 | 139.7553
1937 | MDLTHELP_5G | 5 | North | YES | 0.15093 | 224 | 74 | 224 | 0 | 1 | CC | 1 | 0.32793 | 224 | 224 | 33.8079 | 224 |  |  | 0.32793 | 73.4562
1938 | MDLTHELP_6G | 6 | North | YES | 0.15093 | 226 | 74 | 226 | 0 | 1 | CC | 1 | 0.32793 | 226 | 226 | 34.1097 | 226 |  |  | 0.32793 | 74.1121
1943 | MDLTHELP_3G | 3 | North | YES | 0.15093 | 212 | 74 | 212 | 0 | 1 | CC | 1 | 0.32793 | 212 | 212 | 31.9967 | 212 |  |  | 0.32793 | 69.5211
1944 | MDLTHELP_4G | 4 | North | YES | 0.15093 | 211 | 74 | 211 | 0 | 1 | CC | 1 | 0.32793 | 211 | 211 | 31.8458 | 211 |  |  | 0.32793 | 69.1932
1941 | MDLTHELP_1G | 1 | North | YES | 0.15164 | 216.4 | 74 | 216.4 | 0 | 1 | CC | 1 | 0.32864 | 216.4 | 216.4 | 32.8142 | 216.4 |  |  | 0.32864 | 71.1174
1942 | MDLTHELP_2G | 2 | North | YES | 0.15164 | 216.1 | 74 | 216.1 | 0 | 1 | CC | 1 | 0.32864 | 216.1 | 216.1 | 32.7688 | 216.1 |  |  | 0.32864 | 71.0188
3416 | LAKE_CRK1_G | 1 | North | YES | 0.17208 | 60 | 33 | 75 |  | 1.029 | GST | 1 | 0.34908 | 75 | 75 | 12.9057 | 75 |  |  | 0.34908 | 26.1808
3417 | LAKE_CRK2_G | 2 | North | YES | 0.17208 | 177.6 | 40 | 222 | 0 | 1.029 | GST | 1 | 0.34908 | 222 | 222 | 38.2009 | 222 |  |  | 0.34908 | 77.4952
238 | BOSQUESW505 | 1 | North | YES | 0.18962 | 255 | 0 | 255 | 0 | 1.02 | CC | 1 | 0.36662 | 255 | 255 | 48.3531 | 255 |  |  | 0.36662 | 93.4885
239 | BOSQUESW502 | 1 | North | YES | 0.18962 | 119.2 | 0 | 149 | 0 | 1.02 | GGT | 1 | 0.36662 | 149 | 149 | 28.2534 | 149 |  |  | 0.36662 | 54.6266
247 | BOSQUESW501 | 2 | North | YES | 0.18962 | 124.8 | 0 | 156 | 0 | 1.02 | GGT | 1 | 0.36662 | 156 | 156 | 29.5807 | 156 |  |  | 0.36662 | 57.193
3403 | THOUSE_1G | 1 | North | YES | 0.2276 | 563 | 200 | 563 | 0 | 1.012 | GSC | 1 | 0.4046 | 563 | 563 | 128.1371 | 563 |  |  | 0.4046 | 227.789
3404 | THOUSE_2G | 2 | North | YES | 0.2276 | 807 | 250 | 807 | 0 | 1.012 | GSC | 1 | 0.4046 | 807 | 807 | 183.6708 | 807 |  |  | 0.4046 | 326.5111
Note on AL4: Zonal Cap - Zonal Impact

## Distributed Slack - Bound Gen
Number of Bus | Name of Bus | ID | Area Name of Gen | AGC | P Sensitivity of Bus | Gen MW | Min MW | Max MW | V Sensitivity of Bus | Set Volt | Tech Type | Zone Impact | Zone Correlation | Inc Max | Dec Max | Souce S.F. Weighting | Souce Capacity | Sink S.F. Weighting | Sink Capacity | PTDF Calc | PTDF Weighting | max of zone correlation | 0.13606 |  |  | Neg PTDF weight | Pos PTDF weight
5934 | SI_RAY5 | 5 | South | YES | 0 | 0 | 10 | 15 |  | 1.035 | GST | -1 | 0.13606 | 15 | 15 |  |  | 0 | 15 | -0.13606 | -2.0409 |  |  |  |  | 0 | 0
8139 | JOS #1 | MB | South | YES | 0 | 0 | 45 | 255 |  | 1.02 | GST | -1 | 0.13606 | 0 | 0 |  |  | 0 | 0 | -0.13606 | 0 |  |  |  |  | 0 | 0
8285 | LAR #1 | MB | South | YES | 0 | 0 | 9 | 32 |  | 1.0497 | GST | -1 | 0.13606 | 0 | 0 |  |  | 0 | 0 | -0.13606 | 0 |  |  |  |  | 0 | 0
8287 | LAR #2 | MB | South | YES | 0 | 0 | 9 | 32 |  | 1.04 | GST | -1 | 0.13606 | 0 | 0 |  |  | 0 | 0 | -0.13606 | 0 |  |  | Weighted Shift Factors |  | 0 | 0
8288 | LAR #3 | MB | South | YES | 0 | 0 | 25 | 105 |  | 1.04 | GST | -1 | 0.13606 | 0 | 0 |  |  | 0 | 0 | -0.13606 | 0 |  |  | North | 0.13606 | 0 | 0
8388 | BATES0A | MB | South | YES | 0 | 0 | 21 | 71 |  | 1.033 | GST | -1 | 0.13606 | 0 | 0 |  |  | 0 | 0 | -0.13606 | 0 |  |  | South | -0.177 | 0 | 0
8393 | BATES0B | MB | South | YES | 0 | 0 | 25 | 110 |  | 1.03 | GST | -1 | 0.13606 | 0 | 0 |  |  | 0 | 0 | -0.13606 | 0 |  |  |  |  | 0 | 0
8437 | NUECES_B0C | MB | South | YES | 0 | 0 | 7 | 30 |  | 1.03 | GST | -1 | 0.13606 | 0 | 0 |  |  | 0 | 0 | -0.13606 | 0 | South |  |  |  | 0 | 0
8438 | NUECES_B0B | MB | South | YES | 0 | 0 | 26 | 169 |  | 1.03 | GST | -1 | 0.13606 | 0 | 0 |  |  | 0 | 0 | -0.13606 | 0 | Line Rating |  | 1072 |  | 0 | 0
39190 | TNSLCGN1__8 | 1 | Houston | YES | 0 | 0 | 10 | 30 |  | 1.03 | Cogen | -1 | 0.13606 | 0 | 0 |  |  |  |  | -0.13606 | 0 | Impact Counter to Zone: |  | 0 |  | 0 | 0
48591 | CHE_GT2_5030 | 2 | Houston | YES | -0.013122 | 173 | 50 | 173 | 0 | 1.029 | Cogen | -1 | 0.14918 | 0 | 0 |  |  |  |  | -0.14918 | 0 |  |  | 0% |  | 0 | 0
48811 | CVC_GT3_5045 | 3 | Houston | YES | -0.013122 | 156 | 91.8 | 156 | 0 | 1.029 | Cogen | -1 | 0.14918 | 0 | 0 |  |  |  |  | -0.14918 | 0 |  |  |  |  | 0 | 0
48812 | CVC_GT2_5020 | 2 | Houston | YES | -0.013122 | 158 | 91.8 | 158 | 0 | 1.029 | Cogen | -1 | 0.14918 | 0 | 0 |  |  |  |  | -0.14918 | 0 | North |  |  |  | 0 | 0
48813 | CVC_GT1_5035 | 1 | Houston | YES | -0.013122 | 160 | 91.8 | 160 | 0 | 1.029 | Cogen | -1 | 0.14918 | 0 | 0 |  |  |  |  | -0.14918 | 0 | Line Rating |  | 1072 |  | 0 | 0
48814 | CVC_ST5_5040 | 1 | Houston | YES | -0.013122 | 162 | 91.8 | 162 | 0 | 1.029 | Cogen | -1 | 0.14918 | 0 | 0 |  |  |  |  | -0.14918 | 0 | Impact Counter to Zone: |  | 0 |  | 0 | 0
48885 | THW_5152 | B | Houston | YES | -0.019458 | 47.2 | 5 | 59 |  | 1.0319 | GGT | -1 | 0.15552 | 59 | 59 |  |  |  |  | -0.15552 | -9.1754 |  |  | 0% |  | 0 | 0
48887 | THW_5556 | E | Houston | YES | -0.019458 | 47.2 | 5 | 59 |  | 1.0319 | GGT | -1 | 0.15552 | 59 | 59 |  |  |  |  | -0.15552 | -9.1754 |  |  |  |  | 0 | 0
48885 | THW_5152 | A | Houston | YES | -0.019458 | 46.4 | 5 | 58 |  | 1.0319 | GGT | -1 | 0.15552 | 58 | 58 |  |  |  |  | -0.15552 | -9.0199 |  |  |  |  | 0 | 0
48886 | THW_5354 | D | Houston | YES | -0.019458 | 46.4 | 5 | 58 |  | 1.0319 | GGT | -1 | 0.15552 | 58 | 58 |  |  |  |  | -0.15552 | -9.0199 |  |  |  |  | 0 | 0
48886 | THW_5354 | C | Houston | YES | -0.019458 | 45.6 | 5 | 57 |  | 1.0319 | GGT | -1 | 0.15552 | 57 | 57 |  |  |  |  | -0.15552 | -8.8644 |  |  |  |  | 0 | 0
48887 | THW_5556 | F | Houston | YES | -0.019458 | 45.6 | 5 | 57 |  | 1.0319 | GGT | -1 | 0.15552 | 57 | 57 |  |  |  |  | -0.15552 | -8.8644 |  |  |  |  | 0 | 0
48690 | GBY_GN5_5 | 5 | Houston | YES | -0.019912 | 318.4 | 81 | 398 |  | 1.0362 | GSC | -1 | 0.15597 | 398 | 398 |  |  |  |  | -0.15597 | -62.076 |  |  |  |  | 0 | 0
48598 | BTE_ST1_8070 | 4 | Houston | YES | -0.020243 | 269.2 | 60 | 269.2 | 0 | 1.0261 | CC | -1 | 0.1563 | 269.2 | 269.2 |  |  |  |  | -0.1563 | -42.0762 |  |  |  |  | 0 | 0
48595 | BTE_GT2_8075 | 1 | Houston | YES | -0.020243 | 162.8 | 130 | 162.8 | 0 | 1.0261 | CC | -1 | 0.1563 | 162.8 | 162.8 |  |  |  |  | -0.1563 | -25.4458 |  |  |  |  | 0 | 0
48596 | BTE_GT3_8045 | 2 | Houston | YES | -0.020243 | 161.4 | 130 | 161.4 | 0 | 1.0261 | CC | -1 | 0.1563 | 161.4 | 161.4 |  |  |  |  | -0.1563 | -25.227 |  |  |  |  | 0 | 0
48597 | BTE_GT4_8055 | 3 | Houston | YES | -0.020243 | 158.9 | 130 | 158.9 | 0 | 1.0261 | CC | -1 | 0.1563 | 158.9 | 158.9 |  |  |  |  | -0.1563 | -24.8362 |  |  |  |  | 0 | 0
48583 | CBY_GT4_1 | 1 | Houston | YES | -0.021282 | 172 | 0 | 172 | 0 | 1.027 | GSC | -1 | 0.15734 | 172 | 172 |  |  |  |  | -0.15734 | -27.0624 |  |  |  |  | 0 | 0
48584 | CBY_GT4_2 | 2 | Houston | YES | -0.021282 | 172 | 0 | 172 | 0 | 1.027 | CC | -1 | 0.15734 | 172 | 172 |  |  |  |  | -0.15734 | -27.0624 |  |  |  |  | 0 | 0
48585 | CBY_ST4_1 | 3 | Houston | YES | -0.021282 | 172 | 0 | 172 | 0 | 1.027 | CC | -1 | 0.15734 | 172 | 172 |  |  |  |  | -0.15734 | -27.0624 |  |  |  |  | 0 | 0
48815 | CVC_GT4_8005 | 4 | Houston | YES | -0.021461 | 165 | 91.8 | 165 |  | 1.0362 | Cogen | -1 | 0.15752 | 0 | 0 |  |  |  |  | -0.15752 | 0 |  |  |  |  | 0 | 0
48791 | PSA_GT1_8160 | 1 | Houston | YES | -0.021791 | 52 | 20.8 | 65 | 0 | 1.0362 | Cogen | -1 | 0.15785 | 0 | 0 |  |  |  |  | -0.15785 | 0 |  |  |  |  | 0 | 0
48792 | PSA_GT2_8155 | 2 | Houston | YES | -0.021791 | 52.8 | 20.3 | 66 | 0 | 1.0362 | Cogen | -1 | 0.15785 | 0 | 0 |  |  |  |  | -0.15785 | 0 |  |  |  |  | 0 | 0
48793 | PSA_GT3_8150 | 3 | Houston | YES | -0.021791 | 56 | 20.3 | 70 | 0 | 1.0362 | Cogen | -1 | 0.15785 | 0 | 0 |  |  |  |  | -0.15785 | 0 |  |  |  |  | 0 | 0
48794 | PSA_GT4_8145 | 4 | Houston | YES | -0.021791 | 52.8 | 20.3 | 66 | 0 | 1.0362 | Cogen | -1 | 0.15785 | 0 | 0 |  |  |  |  | -0.15785 | 0 |  |  |  |  | 0 | 0
48795 | PSA_GT5_8140 | 5 | Houston | YES | -0.021791 | 51.2 | 20.3 | 64 | 0 | 1.0362 | Cogen | -1 | 0.15785 | 0 | 0 |  |  |  |  | -0.15785 | 0 |  |  |  |  | 0 | 0
48796 | PSA_GN1_8165 | 1 | Houston | YES | -0.021791 | 83.2 | 43.1 | 104 | 0 | 1.0362 | Cogen | -1 | 0.15785 | 0 | 0 |  |  |  |  | -0.15785 | 0 |  |  |  |  | 0 | 0
48797 | PSA_GT6_8135 | 6 | Houston | YES | -0.021791 | 47.2 | 34.5 | 59 | 0 | 1.0362 | Cogen | -1 | 0.15785 | 0 | 0 |  |  |  |  | -0.15785 | 0 |  |  |  |  | 0 | 0
48581 | CBY_GN1_1 | 1 | Houston | YES | -0.021811 | 595.2 | 108 | 744 | 0 | 1.0435 | GSC | -1 | 0.15787 | 744 | 744 |  |  |  |  | -0.15787 | -117.4544 |  |  |  |  | 0 | 0
48940 | WARVUE_GT1 | G1 | Houston | YES | -0.021832 | 15 | 0 | 15 |  | 1.021 | Cogen | -1 | 0.15789 | 0 | 0 |  |  |  |  | -0.15789 | 0 |  |  |  |  | 0 | 0
48651 | EP_1_2 | 1 | Houston | YES | -0.021852 | 4 | 0 | 5 | 0 | 1.0362 | Cogen | -1 | 0.15791 | 0 | 0 |  |  |  |  | -0.15791 | 0 |  |  |  |  | 0 | 0
48651 | EP_1_2 | 2 | Houston | YES | -0.021852 | 17.7 | 10 | 21 | 0 | 1.0362 | Cogen | -1 | 0.15791 | 0 | 0 |  |  |  |  | -0.15791 | 0 |  |  |  |  | 0 | 0
49803 | EXN_15GT | 1 | Houston | YES | -0.022448 | 33 | 8.3 | 34 |  | 1.0326 | Cogen | -1 | 0.15851 | 0 | 0 |  |  |  |  | -0.15851 | 0 |  |  |  |  | 0 | 0
49804 | EXN_16GT | 2 | Houston | YES | -0.022448 | 32 | 8.3 | 34.7 |  | 1.0326 | Cogen | -1 | 0.15851 | 0 | 0 |  |  |  |  | -0.15851 | 0 |  |  |  |  | 0 | 0
49805 | EXN_17GT | 3 | Houston | YES | -0.022448 | 31 | 8.3 | 32.7 |  | 1.0326 | Cogen | -1 | 0.15851 | 0 | 0 |  |  |  |  | -0.15851 | 0 |  |  |  |  | 0 | 0
49826 | EXN938GT | 5 | Houston | YES | -0.022448 | 43 | 9.2 | 45.9 |  | 1.0326 | Cogen | -1 | 0.15851 | 0 | 0 |  |  |  |  | -0.15851 | 0 |  |  |  |  | 0 | 0
49828 | EXN941GT | 10 | Houston | YES | -0.022448 | 17.7 | 5.4 | 17.7 | 0 | 1.0326 | Cogen | -1 | 0.15851 | 0 | 0 |  |  |  |  | -0.15851 | 0 |  |  |  |  | 0 | 0
49829 | EXN942GT | 11 | Houston | YES | -0.022448 | 20 | 5.4 | 20.4 | 0 | 1.0326 | Cogen | -1 | 0.15851 | 0 | 0 |  |  |  |  | -0.15851 | 0 |  |  |  |  | 0 | 0
49830 | EXN943GT | 12 | Houston | YES | -0.022448 | 19 | 5.4 | 19.9 | 0 | 1.0326 | Cogen | -1 | 0.15851 | 0 | 0 |  |  |  |  | -0.15851 | 0 |  |  |  |  | 0 | 0
49831 | EXN944GT | 13 | Houston | YES | -0.022448 | 33 | 5.4 | 35 | 0 | 1.0326 | Cogen | -1 | 0.15851 | 0 | 0 |  |  |  |  | -0.15851 | 0 |  |  |  |  | 0 | 0
49832 | EXN945GT | 9 | Houston | YES | -0.022448 | 18.5 | 9.2 | 18.5 |  | 1.0326 | Cogen | -1 | 0.15851 | 0 | 0 |  |  |  |  | -0.15851 | 0 |  |  |  |  | 0 | 0
49837 | EXN_GT | 4 | Houston | YES | -0.022448 | 81 | 21.3 | 85.4 |  | 1.0326 | Cogen | -1 | 0.15851 | 0 | 0 |  |  |  |  | -0.15851 | 0 |  |  |  |  | 0 | 0
49838 | EXN_14GT | 14 | Houston | YES | -0.022448 | 140 | 0 | 148 |  | 1.0326 | Cogen | -1 | 0.15851 | 0 | 0 |  |  |  |  | -0.15851 | 0 |  |  |  |  | 0 | 0
48883 | THW_GT1_GT_1 | B2 | Houston | YES | -0.02261 | 0 | 0 | 12 |  | 1.043 | GGT | -1 | 0.15867 | 12 | 12 |  |  |  |  | -0.15867 | -1.904 |  |  |  |  | 0 | 0
48582 | CBY_GN2_2 | 2 | Houston | YES | -0.023066 | 596.8 | 110 | 746 | 0 | 1.0435 | GSC | -1 | 0.15912 | 746 | 746 |  |  |  |  | -0.15912 | -118.7064 |  |  |  |  | 0 | 0
48874 | THW_ST4_ST_4 | 4 | Houston | YES | -0.02399 | 108 | 19 | 108 | 0 | 1.0435 | CC | -1 | 0.16005 | 108 | 108 |  |  |  |  | -0.16005 | -17.2852 |  |  |  |  | 0 | 0
48873 | THW_ST3_ST_3 | 3 | Houston | YES | -0.02399 | 107 | 19 | 107 | 0 | 1.0435 | CC | -1 | 0.16005 | 107 | 107 |  |  |  |  | -0.16005 | -17.1251 |  |  |  |  | 0 | 0
48881 | THW_4344 | G | Houston | YES | -0.02399 | 58 | 5 | 58 | 0 | 1.0435 | CC | -1 | 0.16005 | 58 | 58 |  |  |  |  | -0.16005 | -9.2828 |  |  |  |  | 0 | 0
48881 | THW_4344 | H | Houston | YES | -0.02399 | 58 | 5 | 58 | 0 | 1.0435 | CC | -1 | 0.16005 | 58 | 58 |  |  |  |  | -0.16005 | -9.2828 |  |  |  |  | 0 | 0
48877 | THW_3334 | D | Houston | YES | -0.02399 | 57 | 5 | 57 | 0 | 1.0435 | CC | -1 | 0.16005 | 57 | 57 |  |  |  |  | -0.16005 | -9.1227 |  |  |  |  | 0 | 0
48879 | THW_4142 | E | Houston | YES | -0.02399 | 56 | 5 | 56 | 0 | 1.0435 | CC | -1 | 0.16005 | 56 | 56 |  |  |  |  | -0.16005 | -8.9627 |  |  |  |  | 0 | 0
48875 | THW_3132 | A | Houston | YES | -0.02399 | 55 | 5 | 55 | 0 | 1.0435 | CC | -1 | 0.16005 | 55 | 55 |  |  |  |  | -0.16005 | -8.8026 |  |  |  |  | 0 | 0
48877 | THW_3334 | C | Houston | YES | -0.02399 | 55 | 5 | 55 | 0 | 1.0435 | CC | -1 | 0.16005 | 55 | 55 |  |  |  |  | -0.16005 | -8.8026 |  |  |  |  | 0 | 0
48879 | THW_4142 | F | Houston | YES | -0.02399 | 55 | 5 | 55 | 0 | 1.0435 | CC | -1 | 0.16005 | 55 | 55 |  |  |  |  | -0.16005 | -8.8026 |  |  |  |  | 0 | 0
48875 | THW_3132 | B | Houston | YES | -0.02399 | 53 | 5 | 53 | 0 | 1.0435 | CC | -1 | 0.16005 | 53 | 53 |  |  |  |  | -0.16005 | -8.4825 |  |  |  |  | 0 | 0
48593 | CHE_GT1_8015 | 1 | Houston | YES | -0.025124 | 173 | 50 | 173 | 0 | 1.0362 | Cogen | -1 | 0.16118 | 0 | 0 |  |  |  |  | -0.16118 | 0 |  |  |  |  | 0 | 0
48594 | CHE_GN4_8025 | 4 | Houston | YES | -0.025124 | 142 | 60 | 142 | 0 | 1.0362 | Cogen | -1 | 0.16118 | 0 | 0 |  |  |  |  | -0.16118 | 0 |  |  |  |  | 0 | 0
48511 | LPE_GT1_8070 | 1 | Houston | YES | -0.025239 | 42 | 0 | 42 | 0 | 1.0362 | GGT | -1 | 0.1613 | 42 | 42 |  |  |  |  | -0.1613 | -6.7745 |  |  |  |  | 0 | 0
48512 | LPE_GT2_8075 | 2 | Houston | YES | -0.025239 | 42 | 0 | 42 | 0 | 1.0362 | GGT | -1 | 0.1613 | 42 | 42 |  |  |  |  | -0.1613 | -6.7745 |  |  |  |  | 0 | 0
48513 | LPE_GT3_8080 | 3 | Houston | YES | -0.025239 | 39 | 0 | 39 | 0 | 1.0362 | GGT | -1 | 0.1613 | 39 | 39 |  |  |  |  | -0.1613 | -6.2906 |  |  |  |  | 0 | 0
48514 | LPE_GT4_8085 | 4 | Houston | YES | -0.025239 | 39 | 0 | 39 | 0 | 1.0362 | GGT | -1 | 0.1613 | 39 | 39 |  |  |  |  | -0.1613 | -6.2906 |  |  |  |  | 0 | 0
48500 | APD_GT1_8005 | 1 | Houston | YES | -0.025417 | 137.6 | 54.6 | 137.6 | 0 | 1.0362 | Cogen | -1 | 0.16147 | 0 | 0 |  |  |  |  | -0.16147 | 0 |  |  |  |  | 0 | 0
48820 | SHELLG1_3015 | 1 | Houston | YES | -0.026185 | 71 | 34.5 | 71 |  | 1.029 | Cogen | -1 | 0.16224 | 0 | 0 |  |  |  |  | -0.16224 | 0 |  |  |  |  | 0 | 0
48821 | SHELLG2 | 2 | Houston | YES | -0.026185 | 72 | 34.5 | 72 |  | 1.029 | Cogen | -1 | 0.16224 | 0 | 0 |  |  |  |  | -0.16224 | 0 |  |  |  |  | 0 | 0
48822 | SHELLG3_3020 | 2 | Houston | YES | -0.026185 | 30 | 0 | 30 |  | 1.029 | Cogen | -1 | 0.16224 | 0 | 0 |  |  |  |  | -0.16224 | 0 |  |  |  |  | 0 | 0
48822 | SHELLG3_3020 | 1 | Houston | YES | -0.026185 | 39 | 0 | 39 |  | 1.029 | Cogen | -1 | 0.16224 | 0 | 0 |  |  |  |  | -0.16224 | 0 |  |  |  |  | 0 | 0
48854 | SRB_GN4_4 | 4 | Houston | YES | -0.026742 | 182.4 | 35 | 228 | 0 | 1.0326 | GST | -1 | 0.1628 | 228 | 228 |  |  |  |  | -0.1628 | -37.1184 |  |  |  |  | 0 | 0
48740 | PSG_GN2_8050 | 1 | Houston | YES | -0.026742 | 182 | 60 | 182 | 0 | 1.0326 | Cogen | -1 | 0.1628 | 0 | 0 |  |  |  |  | -0.1628 | 0 |  |  |  |  | 0 | 0
48741 | PSG_GT2_8040 | 1 | Houston | YES | -0.026742 | 158.6 | 50 | 158.6 | 0 | 1.0326 | Cogen | -1 | 0.1628 | 0 | 0 |  |  |  |  | -0.1628 | 0 |  |  |  |  | 0 | 0
48742 | PSG_GT3_8060 | 1 | Houston | YES | -0.026742 | 157 | 50 | 157 | 0 | 1.0326 | Cogen | -1 | 0.1628 | 0 | 0 |  |  |  |  | -0.1628 | 0 |  |  |  |  | 0 | 0
48611 | DIB_GT1_8080 | 1 | Houston | YES | -0.026753 | 64 | 0 | 64 | 0 | 1.0326 | Cogen | -1 | 0.16281 | 0 | 0 |  |  |  |  | -0.16281 | 0 |  |  |  |  | 0 | 0
48612 | DIB_GT2_8075 | 2 | Houston | YES | -0.026753 | 63.2 | 0 | 63.2 | 0 | 1.0326 | Cogen | -1 | 0.16281 | 0 | 0 |  |  |  |  | -0.16281 | 0 |  |  |  |  | 0 | 0
48613 | DIB_ST1_8085 | 3 | Houston | YES | -0.026753 | 67.9 | 30 | 82.6 | 0 | 1.0326 | Cogen | -1 | 0.16281 | 0 | 0 |  |  |  |  | -0.16281 | 0 |  |  |  |  | 0 | 0
48614 | DIB_GT3_8090 | 4 | Houston | YES | -0.026753 | 73.6 | 15 | 73.6 | 0 | 1.0326 | Cogen | -1 | 0.16281 | 0 | 0 |  |  |  |  | -0.16281 | 0 |  |  |  |  | 0 | 0
48845 | SOL_GT1 | 1 | Houston | YES | -0.026758 | 16.2 | 15.4 | 16.2 |  | 1.0326 | Solar | -1 | 0.16282 | 16.2 | 16.2 |  |  |  |  | -0.16282 | -2.6376 |  |  |  |  | 0 | 0
48853 | SRB_GN3_3 | 3 | Houston | YES | -0.026765 | 170.4 | 35 | 213 |  | 1.0326 | GST | -1 | 0.16282 | 213 | 213 |  |  |  |  | -0.16282 | -34.6813 |  |  |  |  | 0 | 0
48551 | CAL_GT1_8045 | 1 | Houston | YES | -0.02686 | 149 | 0 | 149 | 0 | 1.0326 | Cogen | -1 | 0.16292 | 0 | 0 |  |  |  |  | -0.16292 | 0 |  |  |  |  | 0 | 0
48552 | CAL_ST1_8000 | 2 | Houston | YES | -0.02686 | 65.1 | 0 | 65.1 | 0 | 1.0326 | Cogen | -1 | 0.16292 | 0 | 0 |  |  |  |  | -0.16292 | 0 |  |  |  |  | 0 | 0
48851 | SRB_GN1_1 | 1 | Houston | YES | -0.02687 | 132 | 26 | 165 | 0 | 1.0217 | GST | -1 | 0.16293 | 165 | 165 |  |  |  |  | -0.16293 | -26.8831 |  |  |  |  | 0 | 0
48852 | SRB_GN2_2 | 2 | Houston | YES | -0.0269 | 140.8 | 26 | 176 | 0 | 1.0217 | GST | -1 | 0.16296 | 176 | 176 |  |  |  |  | -0.16296 | -28.6806 |  |  |  |  | 0 | 0
48855 | SRB_GT211035 | B1 | Houston | YES | -0.026922 | 0 | 0 | 18 |  | 1.014 | GGT | -1 | 0.16298 | 18 | 18 |  |  |  |  | -0.16298 | -2.9336 |  |  |  |  | 0 | 0
48855 | SRB_GT211035 | B2 | Houston | YES | -0.026922 | 0 | 0 | 12 |  | 1.014 | GGT | -1 | 0.16298 | 12 | 12 |  |  |  |  | -0.16298 | -1.9558 |  |  |  |  | 0 | 0
48761 | PR_GT1__9040 | 1 | Houston | YES | -0.02732 | 26 | 0 | 35 |  | 1 | Cogen | -1 | 0.16338 | 0 | 0 |  |  |  |  | -0.16338 | 0 |  |  |  |  | 0 | 0
48645 | DPEC_ST55065 | 5 | Houston | YES | -0.027711 | 282 | 0 | 282 | 0 | 1.0319 | CC | -1 | 0.16377 | 282 | 282 |  |  |  |  | -0.16377 | -46.1828 |  |  |  |  | 0 | 0
48641 | DPEC_GT15040 | 1 | Houston | YES | -0.027711 | 163.2 | 98 | 163.2 | 0 | 1.0319 | CC | -1 | 0.16377 | 163.2 | 163.2 |  |  |  |  | -0.16377 | -26.7271 |  |  |  |  | 0 | 0
48643 | DPEC_GT35010 | 3 | Houston | YES | -0.027711 | 157.5 | 98 | 157.5 | 0 | 1.0319 | CC | -1 | 0.16377 | 157.5 | 157.5 |  |  |  |  | -0.16377 | -25.7936 |  |  |  |  | 0 | 0
48642 | DPEC_GT25025 | 2 | Houston | YES | -0.027711 | 157.1 | 98 | 157.1 | 0 | 1.0319 | CC | -1 | 0.16377 | 157.1 | 157.1 |  |  |  |  | -0.16377 | -25.7281 |  |  |  |  | 0 | 0
48644 | DPEC_GT45070 | 4 | Houston | YES | -0.027711 | 157 | 98 | 157 | 0 | 1.0319 | CC | -1 | 0.16377 | 157 | 157 |  |  |  |  | -0.16377 | -25.7117 |  |  |  |  | 0 | 0
48841 | SJS_GT1_GT1 | 1 | Houston | YES | -0.028125 | 62.4 | 49 | 78 | 0 | 1.0362 | Cogen | -1 | 0.16418 | 0 | 0 |  |  |  |  | -0.16418 | 0 |  |  |  |  | 0 | 0
48842 | SJS_GT2_GT2 | 2 | Houston | YES | -0.028125 | 64.8 | 49 | 81 | 0 | 1.0362 | Cogen | -1 | 0.16418 | 0 | 0 |  |  |  |  | -0.16418 | 0 |  |  |  |  | 0 | 0
48693 | GBY_83841065 | E | Houston | YES | -0.028646 | 45.6 | 20 | 57 | 0 | 1.0362 | GGT | -1 | 0.1647 | 57 | 57 |  |  |  |  | -0.1647 | -9.3881 |  |  |  |  | 0 | 0
48692 | GBY_81821075 | D | Houston | YES | -0.028646 | 44 | 20 | 55 | 0 | 1.0362 | GGT | -1 | 0.1647 | 55 | 55 |  |  |  |  | -0.1647 | -9.0587 |  |  |  |  | 0 | 0
48693 | GBY_83841065 | F | Houston | YES | -0.028646 | 43.2 | 20 | 54 | 0 | 1.0362 | GGT | -1 | 0.1647 | 54 | 54 |  |  |  |  | -0.1647 | -8.894 |  |  |  |  | 0 | 0
48691 | GBY_73741085 | B | Houston | YES | -0.028646 | 37.6 | 20 | 47 | 0 | 1.0362 | GGT | -1 | 0.1647 | 47 | 47 |  |  |  |  | -0.1647 | -7.7411 |  |  |  |  | 0 | 0
48691 | GBY_73741085 | A | Houston | YES | -0.028646 | 37.6 | 20 | 47 | 0 | 1.0362 | GGT | -1 | 0.1647 | 47 | 47 |  |  |  |  | -0.1647 | -7.7411 |  |  |  |  | 0 | 0
48692 | GBY_81821075 | C | Houston | YES | -0.028646 | 37.6 | 20 | 47 | 0 | 1.0362 | GGT | -1 | 0.1647 | 47 | 47 |  |  |  |  | -0.1647 | -7.7411 |  |  |  |  | 0 | 0
48531 | BYU_GT1_8075 | 1 | Houston | YES | -0.029721 | 65 | 0 | 65 |  | 1.0362 | Cogen | -1 | 0.16578 | 0 | 0 |  |  |  |  | -0.16578 | 0 |  |  |  |  | 0 | 0
48532 | BYU_GT2_8055 | 2 | Houston | YES | -0.029721 | 62 | 0 | 62 |  | 1.0362 | Cogen | -1 | 0.16578 | 0 | 0 |  |  |  |  | -0.16578 | 0 |  |  |  |  | 0 | 0
48533 | BYU_GT3_8060 | 3 | Houston | YES | -0.029721 | 67 | 0 | 67 |  | 1.0362 | Cogen | -1 | 0.16578 | 0 | 0 |  |  |  |  | -0.16578 | 0 |  |  |  |  | 0 | 0
48534 | BYU_GT4_8065 | 4 | Houston | YES | -0.029721 | 65 | 0 | 65 |  | 1.0362 | Cogen | -1 | 0.16578 | 0 | 0 |  |  |  |  | -0.16578 | 0 |  |  |  |  | 0 | 0
48561 | CTL_GT2_8130 | 1 | Houston | YES | -0.03057 | 73.5 | 30.3 | 91.9 |  | 1.0362 | Cogen | -1 | 0.16663 | 0 | 0 |  |  |  |  | -0.16663 | 0 |  |  |  |  | 0 | 0
48562 | CTL_GT3_8135 | 2 | Houston | YES | -0.03057 | 70.1 | 30.3 | 87.6 |  | 1.0362 | Cogen | -1 | 0.16663 | 0 | 0 |  |  |  |  | -0.16663 | 0 |  |  |  |  | 0 | 0
48563 | CTL_GT4_8140 | 3 | Houston | YES | -0.03057 | 69.6 | 30.3 | 87 |  | 1.0362 | Cogen | -1 | 0.16663 | 0 | 0 |  |  |  |  | -0.16663 | 0 |  |  |  |  | 0 | 0
48564 | CTL_GN1_8145 | 4 | Houston | YES | -0.03057 | 43.6 | 12.9 | 54.5 |  | 1.0362 | Cogen | -1 | 0.16663 | 0 | 0 |  |  |  |  | -0.16663 | 0 |  |  |  |  | 0 | 0
48565 | CTL_GN2_8155 | 5 | Houston | YES | -0.03057 | 9.8 | 3.4 | 12.2 |  | 1.0362 | Cogen | -1 | 0.16663 | 0 | 0 |  |  |  |  | -0.16663 | 0 |  |  |  |  | 0 | 0
48772 | PHR_GN2_2 | MB | Houston | YES | -0.032787 | 0 | 72 | 459 |  | 1.0362 | GSC | -1 | 0.16884 | 0 | 0 |  |  |  |  | -0.16884 | 0 |  |  |  |  | 0 | 0
38580 | TNBP_CGN1_8 | 1 | Houston | YES | -0.035965 | 70.8 | 0 | 70.8 | 0 | 1.005 | Cogen | -1 | 0.17202 | 0 | 0 |  |  |  |  | -0.17202 | 0 |  |  |  |  | 0 | 0
38590 | TNBP_CGN2_8 | 2 | Houston | YES | -0.035965 | 66.7 | 0 | 66.7 | 0 | 1.005 | Cogen | -1 | 0.17202 | 0 | 0 |  |  |  |  | -0.17202 | 0 |  |  |  |  | 0 | 0
38600 | TNBP_CGN3_8 | 5 | Houston | YES | -0.035965 | 53 | 0 | 53 | 0 | 1.005 | Cogen | -1 | 0.17202 | 0 | 0 |  |  |  |  | -0.17202 | 0 |  |  |  |  | 0 | 0
38611 | TNBPAMCG1_8 | 1 | Houston | YES | -0.035965 | 153.2 | 0 | 153.2 | 0 | 1.005 | Cogen | -1 | 0.17202 | 0 | 0 |  |  |  |  | -0.17202 | 0 |  |  |  |  | 0 | 0
38612 | TNBPAMCG2_8 | 2 | Houston | YES | -0.035965 | 153.5 | 0 | 153.5 | 0 | 1.005 | Cogen | -1 | 0.17202 | 0 | 0 |  |  |  |  | -0.17202 | 0 |  |  |  |  | 0 | 0
38613 | TNBPAMCG3_8 | 3 | Houston | YES | -0.035965 | 152.3 | 0 | 152.3 | 0 | 1.005 | Cogen | -1 | 0.17202 | 0 | 0 |  |  |  |  | -0.17202 | 0 |  |  |  |  | 0 | 0
38614 | TNBPAMCG4_8 | 4 | Houston | YES | -0.035965 | 96 | 0 | 96 |  | 1.005 | Cogen | -1 | 0.17202 | 0 | 0 |  |  |  |  | -0.17202 | 0 |  |  |  |  | 0 | 0
38615 | TNBPAMCG5_8 | 1 | Houston | YES | -0.035965 | 244 | 0 | 244 | 0 | 1.005 | Cogen | -1 | 0.17202 | 0 | 0 |  |  |  |  | -0.17202 | 0 |  |  |  |  | 0 | 0
38690 | TNBP_CGN4_8 | 3 | Houston | YES | -0.035965 | 40 | 0 | 40 |  | 1.005 | Cogen | -1 | 0.17202 | 0 | 0 |  |  |  |  | -0.17202 | 0 |  |  |  |  | 0 | 0
38711 | TNTXCTY1CG8 | 1 | Houston | YES | -0.035965 | 100.3 | 59 | 100.3 | 0 | 1 | Cogen | -1 | 0.17202 | 0 | 0 |  |  |  |  | -0.17202 | 0 |  |  |  |  | 0 | 0
38712 | TNTXCTY2CG8 | 1 | Houston | YES | -0.035965 | 92.9 | 59 | 92.9 | 0 | 1 | Cogen | -1 | 0.17202 | 0 | 0 |  |  |  |  | -0.17202 | 0 |  |  |  |  | 0 | 0
38713 | TNTXCTY3CG8 | 1 | Houston | YES | -0.035965 | 102.7 | 59 | 102.7 | 0 | 1 | Cogen | -1 | 0.17202 | 0 | 0 |  |  |  |  | -0.17202 | 0 |  |  |  |  | 0 | 0
38714 | TNTXCTY4CG8 | 1 | Houston | YES | -0.035965 | 103 | 59 | 103 | 0 | 1 | Cogen | -1 | 0.17202 | 0 | 0 |  |  |  |  | -0.17202 | 0 |  |  |  |  | 0 | 0
39470 | TNDOWCGNSG8 | 1 | Houston | YES | -0.035965 | 32 | 10 | 32 | 0 | 0.985 | Cogen | -1 | 0.17202 | 0 | 0 |  |  |  |  | -0.17202 | 0 |  |  |  |  | 0 | 0
39480 | TNDOWCGNGG8 | 1 | Houston | YES | -0.035965 | 30 | 10 | 30 | 0 | 0.985 | Cogen | -1 | 0.17202 | 0 | 0 |  |  |  |  | -0.17202 | 0 |  |  |  |  | 0 | 0
48924 | WAP_GN4_4 | 4 | Houston | YES | -0.043459 | 546 | 217 | 546 | 0 | 1.0362 | GSC | -1 | 0.17952 | 546 | 546 |  |  |  |  | -0.17952 | -98.0162 |  |  |  |  | 0 | 0
48923 | WAP_GN3_3 | 3 | Houston | YES | -0.043459 | 198.4 | 93 | 248 | 0 | 1.0362 | GST | -1 | 0.17952 | 248 | 248 |  |  |  |  | -0.17952 | -44.5202 |  |  |  |  | 0 | 0
48921 | WAP_GN1_1 | 1 | Houston | YES | -0.043459 | 132.8 | 37 | 166 | 0 | 1.0362 | GST | -1 | 0.17952 | 166 | 166 |  |  |  |  | -0.17952 | -29.7998 |  |  |  |  | 0 | 0
48922 | WAP_GN2_2 | 2 | Houston | YES | -0.043459 | 132.8 | 37 | 166 | 0 | 1.0362 | GST | -1 | 0.17952 | 166 | 166 |  |  |  |  | -0.17952 | -29.7998 |  |  |  |  | 0 | 0
48929 | WAPGT21_GT1 | B1 | Houston | YES | -0.043459 | 0 | 0 | 13 |  | 1.05 | GGT | -1 | 0.17952 | 13 | 13 |  |  |  |  | -0.17952 | -2.3337 |  |  |  |  | 0 | 0
48925 | WAP_GN5_5 | 5 | Houston | YES | -0.043459 | 587.4 | 278 | 654 | 0 | 0.985 | LIGCO | -1 | 0.17952 | 0 | 654 |  |  |  |  | -0.17952 | 0 |  |  |  |  | 0 | 0
48510 | AK_GT1__8040 | 1 | Houston | YES | -0.043673 | 33.4 | 8.1 | 34 |  | 1.029 | Cogen | -1 | 0.17973 | 0 | 0 |  |  |  |  | -0.17973 | 0 |  |  |  |  | 0 | 0
48523 | BVE_ST1_GN1 | 3 | Houston | YES | -0.045276 | 252.4 | 0 | 252.4 |  | 1.035 | CC | -1 | 0.18133 | 252.4 | 252.4 |  |  |  |  | -0.18133 | -45.7687 |  |  |  |  | 0 | 0
48521 | BVE_GT1_GT1 | 1 | Houston | YES | -0.045276 | 167.7 | 0 | 167.7 |  | 1.035 | CC | -1 | 0.18133 | 167.7 | 167.7 |  |  |  |  | -0.18133 | -30.4097 |  |  |  |  | 0 | 0
48522 | BVE_GT2_5035 | 2 | Houston | YES | -0.045276 | 166.4 | 0 | 166.4 |  | 1.035 | CC | -1 | 0.18133 | 166.4 | 166.4 |  |  |  |  | -0.18133 | -30.1739 |  |  |  |  | 0 | 0
48926 | WAP_GN6_6 | 6 | Houston | YES | -0.045372 | 651 | 280 | 651 |  | 1.035 | LIGCO | -1 | 0.18143 | 0 | 651 |  |  |  |  | -0.18143 | 0 |  |  |  |  | 0 | 0
48927 | WAP_GN7_7 | 7 | Houston | YES | -0.045372 | 564 | 277 | 564 |  | 1.035 | LIGCO | -1 | 0.18143 | 0 | 564 |  |  |  |  | -0.18143 | 0 |  |  |  |  | 0 | 0
48928 | WAP_GN8_8 | 8 | Houston | YES | -0.045372 | 603 | 275 | 603 |  | 1.035 | LIGCO | -1 | 0.18143 | 0 | 603 |  |  |  |  | -0.18143 | 0 |  |  |  |  | 0 | 0
48730 | MNS_GT | 1 | Houston | YES | -0.045407 | 43 | 0 | 46.1 |  | 1.029 | Cogen | -1 | 0.18146 | 0 | 0 |  |  |  |  | -0.18146 | 0 |  |  |  |  | 0 | 0
39760 | TNSCLP1___8 | 1 | Houston | YES | -0.056921 | 93.4 | 20 | 116.8 | 0 | 1.04 | Cogen | -1 | 0.19298 | 0 | 0 |  |  |  |  | -0.19298 | 0 |  |  |  |  | 0 | 0
39770 | TNSCLP2___8 | 1 | Houston | YES | -0.056921 | 91.6 | 20 | 114.5 | 0 | 1.04 | Cogen | -1 | 0.19298 | 0 | 0 |  |  |  |  | -0.19298 | 0 |  |  |  |  | 0 | 0
39775 | TNSCLP4___8 | 1 | Houston | YES | -0.056921 | 95.2 | 20 | 119 | 0 | 1.04 | Cogen | -1 | 0.19298 | 0 | 0 |  |  |  |  | -0.19298 | 0 |  |  |  |  | 0 | 0
39790 | TNSCLP3___8 | 1 | Houston | YES | -0.056921 | 87.6 | 20 | 109.5 | 0 | 1.027 | Cogen | -1 | 0.19298 | 0 | 0 |  |  |  |  | -0.19298 | 0 |  |  |  |  | 0 | 0
48520 | BSF_GT1_8070 | 1 | Houston | YES | -0.060128 | 72 | 0 | 72 | 0 | 1.0326 | Cogen | -1 | 0.19619 | 0 | 0 |  |  |  |  | -0.19619 | 0 |  |  |  |  | 0 | 0
48520 | BSF_GT1_8070 | 2 | Houston | YES | -0.060128 | 10 | 0 | 10 | 0 | 1.0326 | Cogen | -1 | 0.19619 | 0 | 0 |  |  |  |  | -0.19619 | 0 |  |  |  |  | 0 | 0
49851 | DOW17000 | 37 | Houston | YES | -0.064181 | 39 | 0 | 62 | 0 | 1 | Cogen | -1 | 0.20024 | 0 | 0 |  |  |  |  | -0.20024 | 0 |  |  |  |  | 0 | 0
49858 | DOW38100 | 31 | Houston | YES | -0.064181 | 45 | 0 | 71.4 |  | 1 | Cogen | -1 | 0.20024 | 0 | 0 |  |  |  |  | -0.20024 | 0 |  |  |  |  | 0 | 0
49859 | DOW38200 | 33 | Houston | YES | -0.064181 | 28 | 0 | 45 | 0 | 1 | Cogen | -1 | 0.20024 | 0 | 0 |  |  |  |  | -0.20024 | 0 |  |  |  |  | 0 | 0
49860 | DOW38300 | 32 | Houston | YES | -0.064181 | 63 | 0 | 101 |  | 1 | Cogen | -1 | 0.20024 | 0 | 0 |  |  |  |  | -0.20024 | 0 |  |  |  |  | 0 | 0
49862 | DOW39100 | 36 | Houston | YES | -0.064181 | 54 | 0 | 86 | 0 | 1 | Cogen | -1 | 0.20024 | 0 | 0 |  |  |  |  | -0.20024 | 0 |  |  |  |  | 0 | 0
49863 | DOW39200 | 35 | Houston | YES | -0.064181 | 55 | 0 | 88 | 0 | 1 | Cogen | -1 | 0.20024 | 0 | 0 |  |  |  |  | -0.20024 | 0 |  |  |  |  | 0 | 0
49865 | DOW41000 | 41 | Houston | YES | -0.064181 | 31 | 0 | 50 |  | 1 | Cogen | -1 | 0.20024 | 0 | 0 |  |  |  |  | -0.20024 | 0 |  |  |  |  | 0 | 0
49866 | DOW42000 | 42 | Houston | YES | -0.064181 | 11 | 0 | 18 |  | 1 | Cogen | -1 | 0.20024 | 0 | 0 |  |  |  |  | -0.20024 | 0 |  |  |  |  | 0 | 0
49869 | DOW49000 | 45 | Houston | YES | -0.064181 | 59 | 0 | 94 |  | 1 | Cogen | -1 | 0.20024 | 0 | 0 |  |  |  |  | -0.20024 | 0 |  |  |  |  | 0 | 0
49870 | DOW61000 | 61 | Houston | YES | -0.064181 | 44 | 0 | 70 | 0 | 1 | Cogen | -1 | 0.20024 | 0 | 0 |  |  |  |  | -0.20024 | 0 |  |  |  |  | 0 | 0
49871 | DOW62000 | 62 | Houston | YES | -0.064181 | 40 | 0 | 63 | 0 | 1 | Cogen | -1 | 0.20024 | 0 | 0 |  |  |  |  | -0.20024 | 0 |  |  |  |  | 0 | 0
49872 | DOW63000 | 63 | Houston | YES | -0.064181 | 45 | 0 | 72 | 0 | 1 | Cogen | -1 | 0.20024 | 0 | 0 |  |  |  |  | -0.20024 | 0 |  |  |  |  | 0 | 0
49873 | DOW64000 | 64 | Houston | YES | -0.064181 | 41 | 0 | 64.8 | 0 | 1 | Cogen | -1 | 0.20024 | 0 | 0 |  |  |  |  | -0.20024 | 0 |  |  |  |  | 0 | 0
49876 | DOW65000 | 65 | Houston | YES | -0.064181 | 63 | 0 | 101 | 0 | 1 | Cogen | -1 | 0.20024 | 0 | 0 |  |  |  |  | -0.20024 | 0 |  |  |  |  | 0 | 0
49877 | DOW66000 | 66 | Houston | YES | -0.064181 | 61 | 0 | 97 | 0 | 1 | Cogen | -1 | 0.20024 | 0 | 0 |  |  |  |  | -0.20024 | 0 |  |  |  |  | 0 | 0
49878 | DOW67000 | 67 | Houston | YES | -0.064181 | 65 | 0 | 103 | 0 | 1 | Cogen | -1 | 0.20024 | 0 | 0 |  |  |  |  | -0.20024 | 0 |  |  |  |  | 0 | 0
49882 | DOW81000 | 81 | Houston | YES | -0.064181 | 47 | 0 | 76 | 0 | 1 | Cogen | -1 | 0.20024 | 0 | 0 |  |  |  |  | -0.20024 | 0 |  |  |  |  | 0 | 0
49884 | DOW82000 | 82 | Houston | YES | -0.064181 | 51 | 0 | 80 | 0 | 1 | Cogen | -1 | 0.20024 | 0 | 0 |  |  |  |  | -0.20024 | 0 |  |  |  |  | 0 | 0
49885 | DOW83000 | 83 | Houston | YES | -0.064181 | 51 | 0 | 80 | 0 | 1 | Cogen | -1 | 0.20024 | 0 | 0 |  |  |  |  | -0.20024 | 0 |  |  |  |  | 0 | 0
49886 | DOW84000 | 84 | Houston | YES | -0.064181 | 107 | 0 | 171 | 0 | 0.98 | Cogen | -1 | 0.20024 | 0 | 0 |  |  |  |  | -0.20024 | 0 |  |  |  |  | 0 | 0
8032 | AMISTADHYD1 | 1 | South | YES | -0.074717 | 33 | 13 | 33 | 0 | 1.03 | Hydro | -1 | 0.21077 | 0 | 0 |  |  | 0 | 0 | -0.21077 | 0 |  |  |  |  | 0 | 0
8033 | AMISTADHYD2 | 2 | South | YES | -0.074717 | 25 | 13 | 25 | 0 | 1.03 | Hydro | -1 | 0.21077 | 0 | 0 |  |  | 0 | 0 | -0.21077 | 0 |  |  |  |  | 0 | 0
88253 | HAMILTON | F | South | YES | -0.074717 | 0 | 0 | 0 | 0 | 1.04 | BLT | -1 | 0.21077 | 0 | 0 |  |  | 0 | 0 | -0.21077 | 0 |  |  |  |  | 0 | 0
32884 | BRYN_DNSBY13 | 1 | North | YES | 0.038608 | 46 | 2 | 46 | 0 | 1.015 | GST | 1 | 0.21561 | 46 | 46 | 1.776 | 46 |  |  | 0.21561 | 9.918 |  |  |  |  | 0 | 0
32883 | BRYN_DNSBY3 | 1 | North | YES | 0.038608 | 0 | 2 | 48 |  | 1.015 | GST | 1 | 0.21561 | 48 | 48 | 1.8532 | 48 |  |  | 0.21561 | 10.3493 |  |  |  |  | 0 | 0
32892 | BRYN_DNSBY14 | 1 | North | YES | 0.038608 | 84 | 25 | 105 | 0 | 1.035 | GST | 1 | 0.21561 | 105 | 105 | 4.0538 | 105 |  |  | 0.21561 | 22.639 |  |  |  |  | 0 | 0
48911 | TGF_GT1_8000 | 1 | Houston | YES | -0.0801 | 69.2 | 0 | 69.2 |  | 1.029 | Cogen | -1 | 0.21616 | 0 | 0 |  |  |  |  | -0.21616 | 0 |  |  |  |  | 0 | 0
32886 | BRYN_ATKINS3 | MB | North | YES | 0.043124 | 0 | 5 | 12 |  | 1 | GST | 1 | 0.22013 | 0 | 0 | 0 | 0 |  |  | 0.22013 | 0 |  |  |  |  | 0 | 0
32887 | BRYN_ATKINS6 | MB | North | YES | 0.043124 | 0 | 12 | 51 |  | 1.028 | GST | 1 | 0.22013 | 0 | 0 | 0 | 0 |  |  | 0.22013 | 0 |  |  |  |  | 0 | 0
32890 | BRYN_ATKINS4 | MB | North | YES | 0.043124 | 0 | 5 | 22 |  | 1.031 | GST | 1 | 0.22013 | 0 | 0 | 0 | 0 |  |  | 0.22013 | 0 |  |  |  |  | 0 | 0
32891 | BRYN_ATKINS5 | MB | North | YES | 0.043124 | 0 | 5 | 25 |  | 1.031 | GST | 1 | 0.22013 | 0 | 0 | 0 | 0 |  |  | 0.22013 | 0 |  |  |  |  | 0 | 0
32888 | BRYN_ATKINS7 | 1 | North | YES | 0.043124 | 13.6 | 4 | 17 |  | 1.028 | GGT | 1 | 0.22013 | 17 | 17 | 0.73311 | 17 |  |  | 0.22013 | 3.7421 |  |  |  |  | 0 | 0
48671 | FTR_GT1_5105 | 1 | North | YES | 0.044186 | 154.2 | 0 | 154.2 | 0 | 1.0319 | CC | 1 | 0.22119 | 154.2 | 154.2 | 6.8135 | 154.2 |  |  | 0.22119 | 34.1071 |  |  |  |  | 0 | 0
48673 | FTR_GT3_5085 | 3 | North | YES | 0.044186 | 158 | 0 | 158 | 0 | 1.0319 | CC | 1 | 0.22119 | 158 | 158 | 6.9814 | 158 |  |  | 0.22119 | 34.9477 |  |  |  |  | 0 | 0
48672 | FTR_GT2_5110 | 2 | North | YES | 0.044186 | 159 | 0 | 159 | 0 | 1.0319 | CC | 1 | 0.22119 | 159 | 159 | 7.0256 | 159 |  |  | 0.22119 | 35.1688 |  |  |  |  | 0 | 0
48674 | FTR_CN4_5095 | 4 | North | YES | 0.044186 | 380 | 0 | 380 | 0 | 1.0319 | CC | 1 | 0.22119 | 380 | 380 | 16.7907 | 380 |  |  | 0.22119 | 84.0513 |  |  |  |  | 0 | 0
48733 | CBE_ST12 | 1 | Houston | YES | -0.085355 | 105 | 0 | 105 | 0 | 1.029 | CC | -1 | 0.22141 | 105 | 105 |  |  |  |  | -0.22141 | -23.2483 |  |  |  |  | 0 | 0
48736 | CBE_ST34 | 1 | Houston | YES | -0.085355 | 105 | 0 | 105 | 0 | 1.029 | CC | -1 | 0.22141 | 105 | 105 |  |  |  |  | -0.22141 | -23.2483 |  |  |  |  | 0 | 0
48731 | CBE_GT1 | 1 | Houston | YES | -0.085355 | 76 | 0 | 76 | 0 | 1.029 | CC | -1 | 0.22141 | 76 | 76 |  |  |  |  | -0.22141 | -16.8274 |  |  |  |  | 0 | 0
48732 | CBE_GT2 | 1 | Houston | YES | -0.085355 | 76 | 0 | 76 | 0 | 1.029 | CC | -1 | 0.22141 | 76 | 76 |  |  |  |  | -0.22141 | -16.8274 |  |  |  |  | 0 | 0
48734 | CBE_GT3 | 1 | Houston | YES | -0.085355 | 76 | 0 | 76 | 0 | 1.029 | CC | -1 | 0.22141 | 76 | 76 |  |  |  |  | -0.22141 | -16.8274 |  |  |  |  | 0 | 0
48735 | CBE_GT4 | 1 | Houston | YES | -0.085355 | 76 | 0 | 76 | 0 | 1.029 | CC | -1 | 0.22141 | 76 | 76 |  |  |  |  | -0.22141 | -16.8274 |  |  |  |  | 0 | 0
32798 | BRYN_TAMUGEN | 1 | North | YES | 0.044772 | 32 | 0 | 32 |  | 1.02 | GST | 1 | 0.22177 | 32 | 32 | 1.4327 | 32 |  |  | 0.22177 | 7.0968 |  |  |  |  | 0 | 0
5911 | STP_GN1___1 | 1 | Houston | YES | -0.086168 | 1333 | 1249 | 1333 | 0 | 1.0406 | Nuc | -1 | 0.22223 | 0 | 0 |  |  |  |  | -0.22223 | 0 |  |  |  |  | 0 | 0
5912 | STP_GN2___2 | 2 | Houston | YES | -0.086168 | 1332 | 1249 | 1332 | 0 | 1.0406 | Nuc | -1 | 0.22223 | 0 | 0 |  |  |  |  | -0.22223 | 0 |  |  |  |  | 0 | 0
990 | GIBN_CREK_G1 | 1 | North | YES | 0.05493 | 463 | 200 | 463 | 0 | 1.0275 | LIGCO | 1 | 0.23193 | 0 | 463 | 25.4326 | 463 |  |  | 0.23193 | 107.3844 |  |  |  |  | 0 | 0
8262 | ELPS | 1 | South | YES | -0.096802 | 6 | 6 | 6 | 0 | 1.15 | Hydro | -1 | 0.23286 | 0 | 0 |  |  | 0 | 0 | -0.23286 | 0 |  |  |  |  | 0 | 0
60202 | FRNDDRCS | F | West | YES | 0.077825 | 0 | 0 | 0 | 0 | 0.9985 | AVR | 1 | 0.25483 | 0 | 0 |  |  |  |  | 0.25483 | 0 |  |  |  |  | 0 | 0
8134 | FOR #1 | 1 | South | YES | -0.12783 | 54.1 | 45 | 79 | 0 | 1 | Cogen | -1 | 0.26389 | 0 | 0 |  |  | 0 | 0 | -0.26389 | 0 |  |  |  |  | 0 | 0
8138 | FOR #2 | 2 | South | YES | -0.12783 | 63.1 | 45 | 81 | 0 | 1 | Cogen | -1 | 0.26389 | 0 | 0 |  |  | 0 | 0 | -0.26389 | 0 |  |  |  |  | 0 | 0
8153 | FOR #3 | 3 | South | YES | -0.12783 | 63.1 | 45 | 79.9 | 0 | 1 | Cogen | -1 | 0.26389 | 0 | 0 |  |  | 0 | 0 | -0.26389 | 0 |  |  |  |  | 0 | 0
8154 | FOR #4 | 4 | South | YES | -0.12783 | 63.1 | 60 | 80 | 0 | 1 | Cogen | -1 | 0.26389 | 0 | 0 |  |  | 0 | 0 | -0.26389 | 0 |  |  |  |  | 0 | 0
8155 | FOR #5 | 5 | South | YES | -0.12783 | 63.1 | 60 | 78.4 | 0 | 1 | Cogen | -1 | 0.26389 | 0 | 0 |  |  | 0 | 0 | -0.26389 | 0 |  |  |  |  | 0 | 0
8156 | FOR #6 | 6 | South | YES | -0.12783 | 24.9 | 5 | 25 | 0 | 1 | Cogen | -1 | 0.26389 | 0 | 0 |  |  | 0 | 0 | -0.26389 | 0 |  |  |  |  | 0 | 0
8157 | FOR #7 | 7 | South | YES | -0.12783 | 28.8 | 5 | 46 | 0 | 1 | Cogen | -1 | 0.26389 | 0 | 0 |  |  | 0 | 0 | -0.26389 | 0 |  |  |  |  | 0 | 0
80051 | FOR #8 | 8 | South | YES | -0.12783 | 28 | 28 | 28 |  | 1 | Cogen | -1 | 0.26389 | 0 | 0 |  |  | 0 | 0 | -0.26389 | 0 |  |  |  |  | 0 | 0
80052 | FOR #9 | 9 | South | YES | -0.12783 | 29.7 | 5 | 43.6 | 0 | 1 | Cogen | -1 | 0.26389 | 0 | 0 |  |  | 0 | 0 | -0.26389 | 0 |  |  |  |  | 0 | 0
80053 | FOR #10 | 10 | South | YES | -0.12783 | 68.4 | 45 | 75 | 0 | 1 | Cogen | -1 | 0.26389 | 0 | 0 |  |  | 0 | 0 | -0.26389 | 0 |  |  |  |  | 0 | 0
80226 | ALCOA G | 1 | South | YES | -0.12899 | 32.3 | 5 | 48 | 0 | 1.015 | Cogen | -1 | 0.26505 | 0 | 0 |  |  | 0 | 0 | -0.26505 | 0 |  |  |  |  | 0 | 0
8147 | UCAR #2 | 10 | South | YES | -0.13274 | 18.2 | 0 | 28 |  | 1 | Cogen | -1 | 0.2688 | 0 | 0 |  |  | 0 | 0 | -0.2688 | 0 |  |  |  |  | 0 | 0
8148 | UCAR #1 | 2 | South | YES | -0.13274 | 6.1 | 0 | 7 | 0 | 1.009 | Cogen | -1 | 0.2688 | 0 | 0 |  |  | 0 | 0 | -0.2688 | 0 |  |  |  |  | 0 | 0
80137 | CSDR89 | 9 | South | YES | -0.13274 | 15 | 0 | 15 | 0 | 1.003 | DCTie | -1 | 0.2688 | 0 | 0 |  |  | 0 | 0 | -0.2688 | 0 |  |  |  |  | 0 | 0
80137 | CSDR89 | 8 | South | YES | -0.13274 | 33.9 | 0 | 39 | 0 | 1.003 | DCTie | -1 | 0.2688 | 0 | 0 |  |  | 0 | 0 | -0.2688 | 0 |  |  |  |  | 0 | 0
80138 | CSDR7 | 7 | South | YES | -0.13274 | 6.1 | 0 | 7 | 0 | 1.014 | DCTie | -1 | 0.2688 | 0 | 0 |  |  | 0 | 0 | -0.2688 | 0 |  |  |  |  | 0 | 0
80139 | CSDR56 | 6 | South | YES | -0.13274 | 0 | 0 | 39 |  | 1.0033 | DCTie | -1 | 0.2688 | 0 | 0 |  |  | 0 | 0 | -0.2688 | 0 |  |  |  |  | 0 | 0
80139 | CSDR56 | 5 | South | YES | -0.13274 | 15 | 0 | 15 |  | 1.0033 | DCTie | -1 | 0.2688 | 0 | 0 |  |  | 0 | 0 | -0.2688 | 0 |  |  |  |  | 0 | 0
80140 | CSDR11 | 11 | South | YES | -0.13274 | 33.9 | 0 | 39 | 0 | 1.03 | DCTie | -1 | 0.2688 | 0 | 0 |  |  | 0 | 0 | -0.2688 | 0 |  |  |  |  | 0 | 0
39960 | TNTNPONE_18 | 1 | North | YES | 0.092273 | 152.3 | 30 | 152.3 |  | 1.04 | LIGCO | 1 | 0.26927 | 0 | 152.3 | 14.0532 | 152.3 |  |  | 0.26927 | 41.0105 |  |  |  |  | 0 | 0
39970 | TNTNPONE_28 | 1 | North | YES | 0.092273 | 153 | 30 | 153 |  | 1.04 | LIGCO | 1 | 0.26927 | 0 | 153 | 14.1178 | 153 |  |  | 0.26927 | 41.199 |  |  |  |  | 0 | 0
80227 | AIRCO G | 1 | South | YES | -0.13328 | 7.2 | 0 | 8 | 0 | 1.0104 | Cogen | -1 | 0.26934 | 0 | 0 |  |  | 0 | 0 | -0.26934 | 0 |  |  |  |  | 0 | 0
80224 | VISTRONG1 | 1 | South | YES | -0.13433 | 13.1 | 0 | 15 | 0 | 1.01 | Cogen | -1 | 0.27039 | 0 | 0 |  |  | 0 | 0 | -0.27039 | 0 |  |  |  |  | 0 | 0
80225 | VISTRONG2 | 2 | South | YES | -0.13433 | 20.2 | 0 | 23 | 0 | 1.01 | Cogen | -1 | 0.27039 | 0 | 0 |  |  | 0 | 0 | -0.27039 | 0 |  |  |  |  | 0 | 0
5503 | RAYBURNGEN3 | 1 | South | YES | -0.13568 | 17.6 | 6 | 22 | 0 | 1.0224 | GST | -1 | 0.27174 | 22 | 22 |  |  | -2.985 | 22 | -0.27174 | -5.9783 |  |  |  |  | 0 | 0
5505 | RAYBURNGEN1 | 1 | South | YES | -0.13568 | 0 | 1 | 11 |  | 1.0223 | GGT | -1 | 0.27174 | 11 | 11 |  |  | -1.4925 | 11 | -0.27174 | -2.9891 |  |  |  |  | 0 | 0
5506 | RAYBURNGEN2 | 1 | South | YES | -0.13568 | 0 | 1 | 11 |  | 1.0223 | GGT | -1 | 0.27174 | 11 | 11 |  |  | -1.4925 | 11 | -0.27174 | -2.9891 |  |  |  |  | 0 | 0
5512 | RAYBURNCC8 | 1 | South | YES | -0.137 | 49.3 | 18.2 | 49.3 | 0 | 1.0296 | CC | -1 | 0.27306 | 49.3 | 49.3 |  |  | -6.7541 | 49.3 | -0.27306 | -13.4617 |  |  |  |  | 0 | 0
5508 | RAYBURNCC9 | 1 | South | YES | -0.137 | 47.7 | 18.2 | 47.7 | 0 | 1.0296 | CC | -1 | 0.27306 | 47.7 | 47.7 |  |  | -6.5349 | 47.7 | -0.27306 | -13.0248 |  |  |  |  | 0 | 0
5511 | RAYBURNCC7 | 1 | South | YES | -0.137 | 47.5 | 18.2 | 47.5 | 0 | 1.0296 | CC | -1 | 0.27306 | 47.5 | 47.5 |  |  | -6.5075 | 47.5 | -0.27306 | -12.9702 |  |  |  |  | 0 | 0
5509 | RAYBURNCC10 | 1 | South | YES | -0.137 | 37.3 | 5.2 | 37.3 | 0 | 1.0296 | CC | -1 | 0.27306 | 37.3 | 37.3 |  |  | -5.1101 | 37.3 | -0.27306 | -10.185 |  |  |  |  | 0 | 0
8066 | DUP1V#1 | 1 | South | YES | -0.13717 | 52.3 | 0 | 73 | 0 | 1.01 | Cogen | -1 | 0.27323 | 0 | 0 |  |  | 0 | 0 | -0.27323 | 0 |  |  |  |  | 0 | 0
8926 | LGE_GT10A | 1 | South | YES | -0.13742 | 158 | 0 | 158 | 0 | 1.03 | Cogen | -1 | 0.27348 | 0 | 0 |  |  | 0 | 0 | -0.27348 | 0 |  |  |  |  | 0 | 0
8927 | LGE_GT20A | 2 | South | YES | -0.13742 | 153 | 0 | 153 | 0 | 1.03 | Cogen | -1 | 0.27348 | 0 | 0 |  |  | 0 | 0 | -0.27348 | 0 |  |  |  |  | 0 | 0
8928 | LGE_STG0A | 3 | South | YES | -0.13742 | 100 | 0 | 100 | 0 | 1.03 | Cogen | -1 | 0.27348 | 0 | 0 |  |  | 0 | 0 | -0.27348 | 0 |  |  |  |  | 0 | 0
8930 | ICPGN10A | 1 | South | YES | -0.13742 | 149 | 0 | 149 | 0 | 1.03 | Cogen | -1 | 0.27348 | 0 | 0 |  |  | 0 | 0 | -0.27348 | 0 |  |  |  |  | 0 | 0
8931 | ICPGN20A | 2 | South | YES | -0.13742 | 150 | 0 | 150 | 0 | 1.03 | Cogen | -1 | 0.27348 | 0 | 0 |  |  | 0 | 0 | -0.27348 | 0 |  |  |  |  | 0 | 0
8932 | ICPGN30A | 3 | South | YES | -0.13742 | 127 | 0 | 127 | 0 | 1.03 | Cogen | -1 | 0.27348 | 0 | 0 |  |  | 0 | 0 | -0.27348 | 0 |  |  |  |  | 0 | 0
80223 | REYSHR G | 1 | South | YES | -0.13742 | 12 | 0 | 12 | 0 | 1.032 | Cogen | -1 | 0.27348 | 0 | 0 |  |  | 0 | 0 | -0.27348 | 0 |  |  |  |  | 0 | 0
80265 | LARECU40A | 4 | South | YES | -0.13749 | 80 | 0 | 100 |  | 1.039 | GGT | -1 | 0.27355 | 100 | 100 |  |  | -13.7489 | 100 | -0.27355 | -27.3547 |  |  |  |  | 0 | 0
80266 | LARECU50A | 5 | South | YES | -0.13749 | 80 | 0 | 100 |  | 1.039 | GGT | -1 | 0.27355 | 100 | 100 |  |  | -13.7489 | 100 | -0.27355 | -27.3547 |  |  |  |  | 0 | 0
80012 | LAR | F | South | YES | -0.13749 | 0 | 0 | 0 | 0 | 1.04 | DCTie | -1 | 0.27355 | 0 | 0 |  |  | 0 | 0 | -0.27355 | 0 |  |  |  |  | 0 | 0
88299 | ZAPATA | F | South | YES | -0.13845 | 0 | 0 | 0 | 0 | 1.02 | BLT | -1 | 0.27451 | 0 | 0 |  |  | 0 | 0 | -0.27451 | 0 |  |  |  |  | 0 | 0
60018 | DSKY1 | 1 | West | YES | 0.097582 | 21 | 0 | 84 | 0 | 1.023 | Wind | 1 | 0.27458 | 0 | 84 |  |  |  |  | 0.27458 | 23.065 |  |  |  |  | 0 | 0
8442 | NBEC7 | 7 | South | YES | -0.13878 | 0 | 81 | 367 |  | 1.0298 | GST | -1 | 0.27483 | 367 | 367 |  |  | -50.9304 | 367 | -0.27483 | -100.8636 |  |  |  |  | 0 | 0
8442 | NBEC7 | MB | South | YES | -0.13878 | 0 | 81 | 367 |  | 1.0298 | GST | -1 | 0.27483 | 0 | 0 |  |  | 0 | 0 | -0.27483 | 0 |  |  |  |  | 0 | 0
8174 | VICEC61A | 6 | South | YES | -0.13878 | 188 | 42 | 188 | 0 | 1.025 | CC | -1 | 0.27484 | 188 | 188 |  |  | -26.0903 | 188 | -0.27484 | -51.6691 |  |  |  |  | 0 | 0
8173 | VICEC51A | 5 | South | YES | -0.13878 | 144 | 18 | 144 | 0 | 1.025 | CC | -1 | 0.27484 | 144 | 144 |  |  | -19.984 | 144 | -0.27484 | -39.5764 |  |  |  |  | 0 | 0
60000 | DSKY2 | 1 | West | YES | 0.097843 | 19.1 | 0 | 76.5 |  | 1.039 | Wind | 1 | 0.27484 | 0 | 76.5 |  |  |  |  | 0.27484 | 21.0256 |  |  |  |  | 0 | 0
8560 | CNOPGT1 | 1 | South | YES | -0.13879 | 148.3 | 0 | 148.3 | 0 | 1.03 | Cogen | -1 | 0.27485 | 0 | 0 |  |  | 0 | 0 | -0.27485 | 0 |  |  |  |  | 0 | 0
8561 | CNOPGT2 | 2 | South | YES | -0.13879 | 148.6 | 0 | 148.6 | 0 | 1.03 | Cogen | -1 | 0.27485 | 0 | 0 |  |  | 0 | 0 | -0.27485 | 0 |  |  |  |  | 0 | 0
8562 | CNOPST1 | 3 | South | YES | -0.13879 | 153 | 0 | 153 | 0 | 1.03 | Cogen | -1 | 0.27485 | 0 | 0 |  |  | 0 | 0 | -0.27485 | 0 |  |  |  |  | 0 | 0
8456 | COSW#1 | 1 | South | YES | -0.13887 | 20 | 0 | 20 | 0 | 1.027 | Cogen | -1 | 0.27493 | 0 | 0 |  |  | 0 | 0 | -0.27493 | 0 |  |  |  |  | 0 | 0
8457 | COSW#2 | 2 | South | YES | -0.13887 | 14 | 0 | 14 | 0 | 1.027 | Cogen | -1 | 0.27493 | 0 | 0 |  |  | 0 | 0 | -0.27493 | 0 |  |  |  |  | 0 | 0
80263 | B_DAVIS31A | 3 | South | YES | -0.13905 | 0 | 0 | 180 |  | 1.0366 | CC | -1 | 0.27511 | 180 | 180 |  |  | -25.0295 | 180 | -0.27511 | -49.5199 |  |  |  |  | 0 | 0
80264 | B_DAVIS41A | 4 | South | YES | -0.13905 | 0 | 0 | 180 |  | 1.0366 | CC | -1 | 0.27511 | 180 | 180 |  |  | -25.0295 | 180 | -0.27511 | -49.5199 |  |  |  |  | 0 | 0
8459 | B_DAVIS0B | MB | South | YES | -0.13905 | 0 | 50 | 339 |  | 1.03 | GSC | -1 | 0.27511 | 0 | 0 |  |  | 0 | 0 | -0.27511 | 0 |  |  |  |  | 0 | 0
8460 | B_DAVIS0A | MB | South | YES | -0.13905 | 0 | 50 | 340 |  | 1.03 | GSC | -1 | 0.27511 | 0 | 0 |  |  | 0 | 0 | -0.27511 | 0 |  |  |  |  | 0 | 0
88508 | FALFURRI | F | South | YES | -0.13908 | 0 | 0 | 0 | 0 | 1 | AVR | -1 | 0.27513 | 0 | 0 |  |  | 0 | 0 | -0.27513 | 0 |  |  |  |  | 0 | 0
5728 | FALCONHYDRO2 | 2 | South | YES | -0.13911 | 12 | 0 | 12 | 0 | 1.0234 | Hydro | -1 | 0.27516 | 0 | 0 |  |  | 0 | 0 | -0.27516 | 0 |  |  |  |  | 0 | 0
5729 | FALCONHYDRO3 | 3 | South | YES | -0.13911 | 11 | 0 | 11 | 0 | 1.0234 | Hydro | -1 | 0.27516 | 0 | 0 |  |  | 0 | 0 | -0.27516 | 0 |  |  |  |  | 0 | 0
8048 | FALCONHYDRO1 | 1 | South | YES | -0.13911 | 12 | 0 | 12 | 0 | 1.0234 | Hydro | -1 | 0.27516 | 0 | 0 |  |  | 0 | 0 | -0.27516 | 0 |  |  |  |  | 0 | 0
8506 | VAL #1 | 1 | South | YES | -0.13913 | 20.9 | 0 | 25 | 0 | 1.0055 | Cogen | -1 | 0.27519 | 0 | 0 |  |  | 0 | 0 | -0.27519 | 0 |  |  |  |  | 0 | 0
8507 | VAL #2 | 2 | South | YES | -0.13913 | 20.9 | 0 | 25 | 0 | 1.0055 | Cogen | -1 | 0.27519 | 0 | 0 |  |  | 0 | 0 | -0.27519 | 0 |  |  |  |  | 0 | 0
8511 | OXY_CC0A | 1 | South | YES | -0.13927 | 30.3 | 0 | 38 | 0 | 1.027 | Cogen | -1 | 0.27533 | 0 | 0 |  |  | 0 | 0 | -0.27533 | 0 |  |  |  |  | 0 | 0
8461 | KOCH_UP0A | 1 | South | YES | -0.13927 | 38 | 0 | 38 | 0 | 1.012 | Cogen | -1 | 0.27533 | 0 | 0 |  |  | 0 | 0 | -0.27533 | 0 |  |  |  |  | 0 | 0
8935 | FGNTS201 | 3 | South | YES | -0.13979 | 173 | 0 | 173 | 0 | 1.03 | CC | -1 | 0.27585 | 173 | 173 |  |  | -24.1833 | 173 | -0.27585 | -47.7213 |  |  |  |  | 0 | 0
8934 | FGNTS101 | 2 | South | YES | -0.13979 | 147.9 | 0 | 147.9 | 0 | 1.03 | CC | -1 | 0.27585 | 147.9 | 147.9 |  |  | -20.6746 | 147.9 | -0.27585 | -40.7976 |  |  |  |  | 0 | 0
8933 | FGNTS001 | 1 | South | YES | -0.13979 | 146.5 | 0 | 146.5 | 0 | 1.03 | CC | -1 | 0.27585 | 146.5 | 146.5 |  |  | -20.4789 | 146.5 | -0.27585 | -40.4114 |  |  |  |  | 0 | 0
60017 | ORNNWP1 | 1 | West | YES | 0.098862 | 20 | 0 | 80 |  | 1.027 | Wind | 1 | 0.27586 | 0 | 80 |  |  |  |  | 0.27586 | 22.0691 |  |  |  |  | 0 | 0
8517 | CELANEBI0A | 1 | South | YES | -0.13981 | 29 | 0 | 29 | 0 | 1.02 | Cogen | -1 | 0.27586 | 0 | 0 |  |  | 0 | 0 | -0.27586 | 0 |  |  |  |  | 0 | 0
8983 | HECN3 | 3 | South | YES | -0.1399 | 171.9 | 0 | 171.9 | 0 | 1.0304 | CC | -1 | 0.27596 | 171.9 | 171.9 |  |  | -24.0495 | 171.9 | -0.27596 | -47.4378 |  |  |  |  | 0 | 0
8981 | HECN1 | 1 | South | YES | -0.1399 | 144.8 | 0 | 144.8 | 0 | 1.0304 | CC | -1 | 0.27596 | 144.8 | 144.8 |  |  | -20.2581 | 144.8 | -0.27596 | -39.9593 |  |  |  |  | 0 | 0
8982 | HECN2 | 2 | South | YES | -0.1399 | 144.1 | 0 | 144.1 | 0 | 1.0304 | CC | -1 | 0.27596 | 144.1 | 144.1 |  |  | -20.1602 | 144.1 | -0.27596 | -39.7661 |  |  |  |  | 0 | 0
8938 | MVGN#3 | 3 | South | YES | -0.13991 | 250.9 | 0 | 250.9 | 0 | 1.0304 | CC | -1 | 0.27596 | 250.9 | 250.9 |  |  | -35.1022 | 250.9 | -0.27596 | -69.2391 |  |  |  |  | 0 | 0
8937 | MVGN#2 | 2 | South | YES | -0.13991 | 216.7 | 0 | 216.7 | 0 | 1.0304 | CC | -1 | 0.27596 | 216.7 | 216.7 |  |  | -30.3174 | 216.7 | -0.27596 | -59.8011 |  |  |  |  | 0 | 0
8936 | MVGN#1 | 1 | South | YES | -0.13991 | 216.6 | 0 | 216.6 | 0 | 1.0304 | CC | -1 | 0.27596 | 216.6 | 216.6 |  |  | -30.3034 | 216.6 | -0.27596 | -59.7735 |  |  |  |  | 0 | 0
5935 | SI_RAY10 | 10 | South | YES | -0.13994 | 47 | 10 | 47 | 0 | 1.03 | CC | -1 | 0.276 | 47 | 47 |  |  | -6.5772 | 47 | -0.276 | -12.9719 |  |  |  |  | 0 | 0
5932 | SI_RAY9 | 9 | South | YES | -0.13994 | 32 | 32 | 38 | 0 | 1.035 | CC | -1 | 0.276 | 38 | 38 |  |  | -5.3177 | 38 | -0.276 | -10.4879 |  |  |  |  | 0 | 0
5933 | SI_RAY6 | 6 | South | YES | -0.13994 | 15.4 | 10 | 19.3 | 0 | 1.035 | GST | -1 | 0.276 | 19.3 | 19.3 |  |  | -2.7008 | 19.3 | -0.276 | -5.3268 |  |  |  |  | 0 | 0
80003 | MILHWYS | F | South | YES | -0.13994 | 0 | 0 | 0 | 0 | 1.0168 | AVR | -1 | 0.276 | 0 | 0 |  |  | 0 | 0 | -0.276 | 0 |  |  |  |  | 0 | 0
80080 | GWINDT11A | 3 | South | YES | -0.13997 | 0 | 0 | 38 | 0 | 1.025 | Wind | -1 | 0.27602 | 0 | 38 |  |  | 0 | 0 | -0.27602 | 0 |  |  |  |  | 0 | 0
80080 | GWINDT11A | 4 | South | YES | -0.13997 | 3.8 | 0 | 19 | 0 | 1.025 | Wind | -1 | 0.27602 | 0 | 19 |  |  | 0 | 0 | -0.27602 | 0 |  |  |  |  | 0 | 0
80080 | GWINDT11A | 2 | South | YES | -0.13997 | 0 | 0 | 41 | 0 | 1.025 | Wind | -1 | 0.27602 | 0 | 41 |  |  | 0 | 0 | -0.27602 | 0 |  |  |  |  | 0 | 0
80080 | GWINDT11A | 1 | South | YES | -0.13997 | 28.2 | 0 | 94 | 0 | 1.025 | Wind | -1 | 0.27602 | 0 | 94 |  |  | 0 | 0 | -0.27602 | 0 |  |  |  |  | 0 | 0
80081 | GWINDT21A | 4 | South | YES | -0.13997 | 4.4 | 0 | 22 | 0 | 1.025 | Wind | -1 | 0.27602 | 0 | 22 |  |  | 0 | 0 | -0.27602 | 0 |  |  |  |  | 0 | 0
80081 | GWINDT21A | 1 | South | YES | -0.13997 | 28.2 | 0 | 94 | 0 | 1.025 | Wind | -1 | 0.27602 | 0 | 94 |  |  | 0 | 0 | -0.27602 | 0 |  |  |  |  | 0 | 0
80081 | GWINDT21A | 3 | South | YES | -0.13997 | 8.6 | 0 | 43 | 0 | 1.025 | Wind | -1 | 0.27602 | 0 | 43 |  |  | 0 | 0 | -0.27602 | 0 |  |  |  |  | 0 | 0
80081 | GWINDT21A | 2 | South | YES | -0.13997 | 7.2 | 0 | 36 | 0 | 1.025 | Wind | -1 | 0.27602 | 0 | 36 |  |  | 0 | 0 | -0.27602 | 0 |  |  |  |  | 0 | 0
80180 | PNSCALT11A | 2 | South | YES | -0.13997 | 10 | 0 | 50 | 0 | 1.025 | Wind | -1 | 0.27602 | 0 | 50 |  |  | 0 | 0 | -0.27602 | 0 |  |  |  |  | 0 | 0
80180 | PNSCALT11A | 1 | South | YES | -0.13997 | 43.8 | 0 | 148 | 0 | 1.025 | Wind | -1 | 0.27602 | 0 | 148 |  |  | 0 | 0 | -0.27602 | 0 |  |  |  |  | 0 | 0
80181 | PNSCALT21A | 2 | South | YES | -0.13997 | 10 | 0 | 50 | 0 | 1.025 | Wind | -1 | 0.27602 | 0 | 50 |  |  | 0 | 0 | -0.27602 | 0 |  |  |  |  | 0 | 0
80181 | PNSCALT21A | 1 | South | YES | -0.13997 | 16.5 | 0 | 55 | 0 | 1.025 | Wind | -1 | 0.27602 | 0 | 55 |  |  | 0 | 0 | -0.27602 | 0 |  |  |  |  | 0 | 0
38437 | TNSRBNMESA9 | 1 | West | YES | 0.10265 | 37.5 | 0 | 150 | 0 | 1.02 | Wind | 1 | 0.27966 | 0 | 150 |  |  |  |  | 0.27966 | 41.9483 |  |  |  |  | 0 | 0
38332 | TNWDWRDU2_8 | 1 | West | YES | 0.10276 | 20 | 0 | 80 | 0 | 1.0232 | Wind | 1 | 0.27977 | 0 | 80 |  |  |  |  | 0.27977 | 22.3813 |  |  |  |  | 0 | 0
60016 | WOODWRD11A | 1 | West | YES | 0.10279 | 20 | 0 | 80 |  | 1.033 | Wind | 1 | 0.27979 | 0 | 80 |  |  |  |  | 0.27979 | 22.3833 |  |  |  |  | 0 | 0
60005 | KING_SE1A | 1 | West | YES | 0.10292 | 10 | 0 | 40 |  | 1.035 | Wind | 1 | 0.27992 | 0 | 40 |  |  |  |  | 0.27992 | 11.1969 |  |  |  |  | 0 | 0
6016 | SWMESA | 1 | West | YES | 0.10292 | 18.8 | 0 | 75 |  | 1.03 | Wind | 1 | 0.27992 | 0 | 75 |  |  |  |  | 0.27992 | 20.9941 |  |  |  |  | 0 | 0
60003 | KING_NE1A | 1 | West | YES | 0.10292 | 20 | 0 | 80 |  | 1.03 | Wind | 1 | 0.27992 | 0 | 80 |  |  |  |  | 0.27992 | 22.3937 |  |  |  |  | 0 | 0
60201 | RIO DRCS | F | West | YES | 0.10313 | 0 | 0 | 0 | 0 | 1.025 | AVR | 1 | 0.28013 | 0 | 0 |  |  |  |  | 0.28013 | 0 |  |  |  |  | 0 | 0
60007 | KING_SW1A | 1 | West | YES | 0.10363 | 20 | 0 | 80 |  | 1.03 | Wind | 1 | 0.28063 | 0 | 80 |  |  |  |  | 0.28063 | 22.4505 |  |  |  |  | 0 | 0
60019 | KING_NW1A | 1 | West | YES | 0.10363 | 20 | 0 | 80 |  | 1.03 | Wind | 1 | 0.28063 | 0 | 80 |  |  |  |  | 0.28063 | 22.4505 |  |  |  |  | 0 | 0
8161 | COLETO0A | 1 | South | YES | -0.14572 | 633 | 200 | 633 | 0 | 1.03 | LIGCO | -1 | 0.28178 | 0 | 633 |  |  | 0 | 0 | -0.28178 | 0 |  |  |  |  | 0 | 0
88198 | BEEVILLE | F | South | YES | -0.14737 | 0 | 0 | 0 | 0 | 1.02 | AVR | -1 | 0.28343 | 0 | 0 |  |  | 0 | 0 | -0.28343 | 0 |  |  |  |  | 0 | 0
58909 | PEARSALLSCG1 | 3 | South | YES | -0.14749 | 0 | 0 | 8.4 |  | 1.027 | Diesel | -1 | 0.28354 | 8.4 | 8.4 |  |  | -1.2389 | 8.4 | -0.28354 | -2.3818 |  |  |  |  | 0 | 0
58909 | PEARSALLSCG1 | 4 | South | YES | -0.14749 | 0 | 0 | 8.4 |  | 1.027 | Diesel | -1 | 0.28354 | 8.4 | 8.4 |  |  | -1.2389 | 8.4 | -0.28354 | -2.3818 |  |  |  |  | 0 | 0
58909 | PEARSALLSCG1 | 6 | South | YES | -0.14749 | 0 | 0 | 8.4 |  | 1.027 | Diesel | -1 | 0.28354 | 8.4 | 8.4 |  |  | -1.2389 | 8.4 | -0.28354 | -2.3818 |  |  |  |  | 0 | 0
58909 | PEARSALLSCG1 | 5 | South | YES | -0.14749 | 0 | 0 | 8.4 |  | 1.027 | Diesel | -1 | 0.28354 | 8.4 | 8.4 |  |  | -1.2389 | 8.4 | -0.28354 | -2.3818 |  |  |  |  | 0 | 0
58909 | PEARSALLSCG1 | 1 | South | YES | -0.14749 | 0 | 0 | 8.4 |  | 1.027 | Diesel | -1 | 0.28354 | 8.4 | 8.4 |  |  | -1.2389 | 8.4 | -0.28354 | -2.3818 |  |  |  |  | 0 | 0
58909 | PEARSALLSCG1 | 2 | South | YES | -0.14749 | 0 | 0 | 8.4 |  | 1.027 | Diesel | -1 | 0.28354 | 8.4 | 8.4 |  |  | -1.2389 | 8.4 | -0.28354 | -2.3818 |  |  |  |  | 0 | 0
58919 | PEARSALLSCG2 | 5 | South | YES | -0.14749 | 0 | 0 | 8.4 |  | 1.027 | Diesel | -1 | 0.28354 | 8.4 | 8.4 |  |  | -1.2389 | 8.4 | -0.28354 | -2.3818 |  |  |  |  | 0 | 0
58919 | PEARSALLSCG2 | 6 | South | YES | -0.14749 | 0 | 0 | 8.4 |  | 1.027 | Diesel | -1 | 0.28354 | 8.4 | 8.4 |  |  | -1.2389 | 8.4 | -0.28354 | -2.3818 |  |  |  |  | 0 | 0
58919 | PEARSALLSCG2 | 1 | South | YES | -0.14749 | 0 | 0 | 8.4 |  | 1.027 | Diesel | -1 | 0.28354 | 8.4 | 8.4 |  |  | -1.2389 | 8.4 | -0.28354 | -2.3818 |  |  |  |  | 0 | 0
58919 | PEARSALLSCG2 | 2 | South | YES | -0.14749 | 0 | 0 | 8.4 |  | 1.027 | Diesel | -1 | 0.28354 | 8.4 | 8.4 |  |  | -1.2389 | 8.4 | -0.28354 | -2.3818 |  |  |  |  | 0 | 0
58919 | PEARSALLSCG2 | 4 | South | YES | -0.14749 | 0 | 0 | 8.4 |  | 1.027 | Diesel | -1 | 0.28354 | 8.4 | 8.4 |  |  | -1.2389 | 8.4 | -0.28354 | -2.3818 |  |  |  |  | 0 | 0
58919 | PEARSALLSCG2 | 3 | South | YES | -0.14749 | 0 | 0 | 8.4 |  | 1.027 | Diesel | -1 | 0.28354 | 8.4 | 8.4 |  |  | -1.2389 | 8.4 | -0.28354 | -2.3818 |  |  |  |  | 0 | 0
58929 | PEARSALLSCG3 | 4 | South | YES | -0.14749 | 0 | 0 | 8.4 |  | 1.027 | Diesel | -1 | 0.28354 | 8.4 | 8.4 |  |  | -1.2389 | 8.4 | -0.28354 | -2.3818 |  |  |  |  | 0 | 0
58929 | PEARSALLSCG3 | 6 | South | YES | -0.14749 | 0 | 0 | 8.4 |  | 1.027 | Diesel | -1 | 0.28354 | 8.4 | 8.4 |  |  | -1.2389 | 8.4 | -0.28354 | -2.3818 |  |  |  |  | 0 | 0
58929 | PEARSALLSCG3 | 2 | South | YES | -0.14749 | 0 | 0 | 8.4 |  | 1.027 | Diesel | -1 | 0.28354 | 8.4 | 8.4 |  |  | -1.2389 | 8.4 | -0.28354 | -2.3818 |  |  |  |  | 0 | 0
58929 | PEARSALLSCG3 | 5 | South | YES | -0.14749 | 0 | 0 | 8.4 |  | 1.027 | Diesel | -1 | 0.28354 | 8.4 | 8.4 |  |  | -1.2389 | 8.4 | -0.28354 | -2.3818 |  |  |  |  | 0 | 0
58929 | PEARSALLSCG3 | 1 | South | YES | -0.14749 | 0 | 0 | 8.4 |  | 1.027 | Diesel | -1 | 0.28354 | 8.4 | 8.4 |  |  | -1.2389 | 8.4 | -0.28354 | -2.3818 |  |  |  |  | 0 | 0
58929 | PEARSALLSCG3 | 3 | South | YES | -0.14749 | 0 | 0 | 8.4 |  | 1.027 | Diesel | -1 | 0.28354 | 8.4 | 8.4 |  |  | -1.2389 | 8.4 | -0.28354 | -2.3818 |  |  |  |  | 0 | 0
58949 | PEARSALLSCG4 | 3 | South | YES | -0.14749 | 0 | 0 | 8.4 |  | 1.027 | Diesel | -1 | 0.28354 | 8.4 | 8.4 |  |  | -1.2389 | 8.4 | -0.28354 | -2.3818 |  |  |  |  | 0 | 0
58949 | PEARSALLSCG4 | 2 | South | YES | -0.14749 | 0 | 0 | 8.4 |  | 1.027 | Diesel | -1 | 0.28354 | 8.4 | 8.4 |  |  | -1.2389 | 8.4 | -0.28354 | -2.3818 |  |  |  |  | 0 | 0
58949 | PEARSALLSCG4 | 1 | South | YES | -0.14749 | 0 | 0 | 8.4 |  | 1.027 | Diesel | -1 | 0.28354 | 8.4 | 8.4 |  |  | -1.2389 | 8.4 | -0.28354 | -2.3818 |  |  |  |  | 0 | 0
58949 | PEARSALLSCG4 | 4 | South | YES | -0.14749 | 0 | 0 | 8.4 |  | 1.027 | Diesel | -1 | 0.28354 | 8.4 | 8.4 |  |  | -1.2389 | 8.4 | -0.28354 | -2.3818 |  |  |  |  | 0 | 0
58949 | PEARSALLSCG4 | 6 | South | YES | -0.14749 | 0 | 0 | 8.4 |  | 1.027 | Diesel | -1 | 0.28354 | 8.4 | 8.4 |  |  | -1.2389 | 8.4 | -0.28354 | -2.3818 |  |  |  |  | 0 | 0
58949 | PEARSALLSCG4 | 5 | South | YES | -0.14749 | 0 | 0 | 8.4 |  | 1.027 | Diesel | -1 | 0.28354 | 8.4 | 8.4 |  |  | -1.2389 | 8.4 | -0.28354 | -2.3818 |  |  |  |  | 0 | 0
48722 | LEG_2___2 | 2 | North | YES | 0.10848 | 819 | 357 | 819 | 0 | 1.0348 | LIGCO | 1 | 0.28549 | 0 | 819 | 88.8492 | 819 |  |  | 0.28549 | 233.8136 |  |  |  |  | 0 | 0
48721 | LEG_1___1 | 1 | North | YES | 0.10848 | 827 | 357 | 827 | 0 | 1.0348 | LIGCO | 1 | 0.28549 | 0 | 827 | 89.7171 | 827 |  |  | 0.28549 | 236.0975 |  |  |  |  | 0 | 0
5891 | PEARSALLGEN2 | 1 | South | YES | -0.15041 | 19.4 | 6 | 24.3 | 0 | 1.0226 | GST | -1 | 0.28647 | 24.3 | 24.3 |  |  | -3.655 | 24.3 | -0.28647 | -6.9612 |  |  |  |  | 0 | 0
5890 | PEARSALLGEN1 | 1 | South | YES | -0.15041 | 19.2 | 6 | 24 | 0 | 1.0226 | GST | -1 | 0.28647 | 24 | 24 |  |  | -3.6099 | 24 | -0.28647 | -6.8753 |  |  |  |  | 0 | 0
5892 | PEARSALLGEN3 | 1 | South | YES | -0.15041 | 19.1 | 6 | 23.9 | 0 | 1.0226 | GST | -1 | 0.28647 | 23.9 | 23.9 |  |  | -3.5949 | 23.9 | -0.28647 | -6.8467 |  |  |  |  | 0 | 0
60057 | CALLAHAN1A | 1 | West | YES | 0.11309 | 22.8 | 0 | 114 | 0 | 1.04 | Wind | 1 | 0.2901 | 0 | 114 |  |  |  |  | 0.2901 | 33.0709 |  |  |  |  | 0 | 0
1349 | WESTXWIN_1G | 1 | West | YES | 0.11341 | 1.3 | 0 | 6.6 |  | 1.014 | Wind | 1 | 0.29041 | 0 | 6.6 |  |  |  |  | 0.29041 | 1.9167 |  |  |  |  | 0 | 0
1350 | NWPWRG1_1G | 1 | West | YES | 0.11341 | 6.9 | 1 | 34.3 |  | 1.014 | Wind | 1 | 0.29041 | 0 | 34.3 |  |  |  |  | 0.29041 | 9.9611 |  |  |  |  | 0 | 0
76091 | L_DIVIDE1_1N | W1 | West | YES | 0.11443 | 22.5 | 0 | 112.5 |  | 1.02 | Wind | 1 | 0.29144 | 0 | 112.5 |  |  |  |  | 0.29144 | 32.7865 |  |  |  |  | 0 | 0
76095 | L_CAPRSI1_1N | W1 | West | YES | 0.11443 | 29.9 | 0 | 149.5 | 0 | 1.02 | Wind | 1 | 0.29144 | 0 | 149.5 |  |  |  |  | 0.29144 | 43.5696 |  |  |  |  | 0 | 0
76096 | L_CAPRSI1_2N | W1 | West | YES | 0.11443 | 37.2 | 0 | 186 | 0 | 1.02 | Wind | 1 | 0.29144 | 0 | 186 |  |  |  |  | 0.29144 | 54.207 |  |  |  |  | 0 | 0
76097 | L_CAPRGE1_1N | W1 | West | YES | 0.11443 | 42.9 | 0 | 214.5 | 0 | 1.02 | Wind | 1 | 0.29144 | 0 | 214.5 |  |  |  |  | 0.29144 | 62.5129 |  |  |  |  | 0 | 0
1002 | PBCTAGE_1G | A | West | YES | 0.11478 | 64 | 64 | 66 | 0 | 1.036 | GGT | 1 | 0.29178 | 66 | 66 |  |  |  |  | 0.29178 | 19.2577 |  |  |  |  | 0 | 0
1003 | PBCTBGE_2G | B | West | YES | 0.11478 | 65 | 65 | 66 | 0 | 1.036 | GGT | 1 | 0.29178 | 66 | 66 |  |  |  |  | 0.29178 | 19.2577 |  |  |  |  | 0 | 0
1004 | PBCTCGE_3G | C | West | YES | 0.11478 | 62 | 62 | 67 | 0 | 1.036 | GGT | 1 | 0.29178 | 67 | 67 |  |  |  |  | 0.29178 | 19.5494 |  |  |  |  | 0 | 0
1006 | PBCTEGE_5G | E | West | YES | 0.11478 | 65 | 65 | 67 | 0 | 1.036 | GGT | 1 | 0.29178 | 67 | 67 |  |  |  |  | 0.29178 | 19.5494 |  |  |  |  | 0 | 0
1005 | PBCTDGE_4G | D | West | YES | 0.11478 | 65 | 65 | 68 | 0 | 1.036 | GGT | 1 | 0.29178 | 68 | 68 |  |  |  |  | 0.29178 | 19.8412 |  |  |  |  | 0 | 0
1007 | PB5GEN_6G | 5 | West | YES | 0.11478 | 91.2 | 40 | 114 | 0 | 1.036 | GST | 1 | 0.29178 | 114 | 114 |  |  |  |  | 0.29178 | 33.2632 |  |  |  |  | 0 | 0
1008 | PB6GEN_7G | 6 | West | YES | 0.11478 | 515 | 130 | 515 | 0 | 1.036 | GST | 1 | 0.29178 | 515 | 515 |  |  |  |  | 0.29178 | 150.2681 |  |  |  |  | 0 | 0
7038 | L_DELAWA1_1Y | 2 | West | YES | 0.1149 | 3 | 0 | 30 | 0 | 1 | Wind | 1 | 0.2919 | 0 | 30 |  |  |  |  | 0.2919 | 8.757 |  |  |  |  | 0 | 0
7038 | L_DELAWA1_1Y | 1 | West | YES | 0.1149 | 3.5 | 0 | 35 | 0 | 1 | Wind | 1 | 0.2919 | 0 | 35 |  |  |  |  | 0.2919 | 10.2165 |  |  |  |  | 0 | 0
11147 | NOTREES_1G | 1 | West | YES | 0.11512 | 29.8 | 0 | 149 | 0 | 1.017 | Wind | 1 | 0.29212 | 0 | 149 |  |  |  |  | 0.29212 | 43.5261 |  |  |  |  | 0 | 0
76031 | L_GASCCR1_1N | W1 | West | YES | 0.11513 | 30 | 0 | 150 | 0 | 1.02 | Wind | 1 | 0.29213 | 0 | 150 |  |  |  |  | 0.29213 | 43.82 |  |  |  |  | 0 | 0
1320 | BSP 1 | 1 | West | YES | 0.11595 | 25.5 | 2.9 | 25.8 | 0 | 1 | Cogen | 1 | 0.29295 | 0 | 0 |  |  |  |  | 0.29295 | 0 |  |  |  |  | 0 | 0
1326 | STANTONW_8 | 1 | West | YES | 0.11635 | 20.1 | 0 | 100.5 |  | 1.01 | Wind | 1 | 0.29335 | 0 | 100.5 |  |  |  |  | 0.29335 | 29.4819 |  |  |  |  | 0 | 0
11022 | TIEHVCG_2G | 1 | West | YES | 0.11647 | 132.4 | 103 | 132.4 | 0 | 1.012 | CC | 1 | 0.29347 | 132.4 | 132.4 |  |  |  |  | 0.29347 | 38.8559 |  |  |  |  | 0 | 0
11023 | TIEHVCG_3G | 1 | West | YES | 0.11647 | 137.4 | 103 | 137.4 | 0 | 1.012 | CC | 1 | 0.29347 | 137.4 | 137.4 |  |  |  |  | 0.29347 | 40.3233 |  |  |  |  | 0 | 0
11021 | TIEHVCG_1G | 1 | West | YES | 0.11647 | 142.1 | 103 | 142.1 | 0 | 1.012 | CC | 1 | 0.29347 | 142.1 | 142.1 |  |  |  |  | 0.29347 | 41.7026 |  |  |  |  | 0 | 0
11024 | TIEHVCG_4G | 1 | West | YES | 0.11647 | 147 | 103 | 147 | 0 | 1.012 | CC | 1 | 0.29347 | 147 | 147 |  |  |  |  | 0.29347 | 43.1406 |  |  |  |  | 0 | 0
11020 | TIEHVSG_1G | 1 | West | YES | 0.11647 | 208.2 | 63 | 208.2 | 0 | 1.012 | CC | 1 | 0.29347 | 208.2 | 208.2 |  |  |  |  | 0.29347 | 61.1012 |  |  |  |  | 0 | 0
11025 | TIEHVSG_2G | 1 | West | YES | 0.11647 | 213.2 | 63 | 213.2 | 0 | 1.012 | CC | 1 | 0.29347 | 213.2 | 213.2 |  |  |  |  | 0.29347 | 62.5686 |  |  |  |  | 0 | 0
11001 | NAV1CT | 1 | West | YES | 0.11649 | 70.4 | 18 | 70.4 | 0 | 1.029 | CC | 1 | 0.29349 | 70.4 | 70.4 |  |  |  |  | 0.29349 | 20.6619 |  |  |  |  | 0 | 0
11009 | NAV2CT | 1 | West | YES | 0.11649 | 71.4 | 18 | 71.4 | 0 | 1.029 | CC | 1 | 0.29349 | 71.4 | 71.4 |  |  |  |  | 0.29349 | 20.9554 |  |  |  |  | 0 | 0
11012 | NAV4CT | 1 | West | YES | 0.11649 | 80 | 18 | 80 | 0 | 1.029 | CC | 1 | 0.29349 | 80 | 80 |  |  |  |  | 0.29349 | 23.4794 |  |  |  |  | 0 | 0
11013 | NAV5CT | 1 | West | YES | 0.11649 | 80 | 18 | 80 | 0 | 1.029 | CC | 1 | 0.29349 | 80 | 80 |  |  |  |  | 0.29349 | 23.4794 |  |  |  |  | 0 | 0
11011 | NAV3ST | 1 | West | YES | 0.11649 | 92.8 | 40 | 92.8 | 0 | 1.029 | CC | 1 | 0.29349 | 92.8 | 92.8 |  |  |  |  | 0.29349 | 27.2361 |  |  |  |  | 0 | 0
11014 | NAV6ST | 1 | West | YES | 0.11649 | 115 | 40 | 115 | 0 | 1.029 | CC | 1 | 0.29349 | 115 | 115 |  |  |  |  | 0.29349 | 33.7517 |  |  |  |  | 0 | 0
1328 | OCOTILLO_1G | 1 | West | YES | 0.11654 | 11.6 | 0 | 58 |  | 1.01 | Wind | 1 | 0.29354 | 0 | 58 |  |  |  |  | 0.29354 | 17.0256 |  |  |  |  | 0 | 0
1333 | MCDDONAL_8 | 1 | West | YES | 0.11684 | 42.8 | 0 | 214.2 |  | 1.01 | Wind | 1 | 0.29384 | 0 | 214.2 |  |  |  |  | 0.29384 | 62.9402 |  |  |  |  | 0 | 0
1327 | WILDHRSE_1G | 1 | West | YES | 0.11718 | 0 | 0 | 120 |  | 1 | Wind | 1 | 0.29418 | 0 | 120 |  |  |  |  | 0.29418 | 35.3017 |  |  |  |  | 0 | 0
1360 | GUNSIGHT_8 | 1 | West | YES | 0.11724 | 0 | 0 | 120 |  | 1.01 | Wind | 1 | 0.29424 | 0 | 120 |  |  |  |  | 0.29424 | 35.3088 |  |  |  |  | 0 | 0
11320 | COYOTE_1G | 1 | West | YES | 0.11776 | 22.5 | 0 | 225 |  | 1 | Wind | 1 | 0.29476 | 0 | 225 |  |  |  |  | 0.29476 | 66.3216 |  |  |  |  | 0 | 0
11309 | BULLCREK_2G | 1 | West | YES | 0.11787 | 20.9 | 0 | 180 |  | 1 | Wind | 1 | 0.29487 | 0 | 180 |  |  |  |  | 0.29487 | 53.0771 |  |  |  |  | 0 | 0
11310 | BULLCREK_1G | 1 | West | YES | 0.11787 | 15.1 | 0 | 180 |  | 1 | Wind | 1 | 0.29487 | 0 | 180 |  |  |  |  | 0.29487 | 53.0771 |  |  |  |  | 0 | 0
1045 | CALENG1G_1G | 1 | West | YES | 0.11791 | 73.4 | 27 | 73.4 | 0 | 1.014 | Cogen | 1 | 0.29491 | 0 | 0 |  |  |  |  | 0.29491 | 0 |  |  |  |  | 0 | 0
1046 | CALENG2G_2G | 2 | West | YES | 0.11791 | 73.4 | 27 | 73.4 | 0 | 1.014 | Cogen | 1 | 0.29491 | 0 | 0 |  |  |  |  | 0.29491 | 0 |  |  |  |  | 0 | 0
1047 | CALENG3G_3G | 3 | West | YES | 0.11791 | 70.4 | 27 | 70.4 | 0 | 1.014 | Cogen | 1 | 0.29491 | 0 | 0 |  |  |  |  | 0.29491 | 0 |  |  |  |  | 0 | 0
60072 | HHOLLOW41A | 1 | West | YES | 0.11801 | 23 | 0 | 115 | 0 | 1.025 | Wind | 1 | 0.29501 | 0 | 115 |  |  |  |  | 0.29501 | 33.926 |  |  |  |  | 0 | 0
60058 | BUFF_GAP1A | 1 | West | YES | 0.11801 | 24 | 0 | 120 |  | 1 | Wind | 1 | 0.29501 | 0 | 120 |  |  |  |  | 0.29501 | 35.401 |  |  |  |  | 0 | 0
60063 | BUFF_GAP1B | 1 | West | YES | 0.11801 | 34 | 0 | 170.2 | 0 | 1.02 | Wind | 1 | 0.29501 | 0 | 170.2 |  |  |  |  | 0.29501 | 50.2105 |  |  |  |  | 0 | 0
60068 | HHOLLOW21A | 1 | West | YES | 0.11801 | 36.8 | 0 | 184 | 0 | 1.025 | Wind | 1 | 0.29501 | 0 | 184 |  |  |  |  | 0.29501 | 54.2816 |  |  |  |  | 0 | 0
60066 | H_HOLLOW1A | 1 | West | YES | 0.11801 | 44.4 | 0 | 222 | 0 | 1.005 | Wind | 1 | 0.29501 | 0 | 222 |  |  |  |  | 0.29501 | 65.4919 |  |  |  |  | 0 | 0
60070 | HHOLLOW31A | 1 | West | YES | 0.11801 | 44.8 | 0 | 224 | 0 | 1.025 | Wind | 1 | 0.29501 | 0 | 224 |  |  |  |  | 0.29501 | 66.0819 |  |  |  |  | 0 | 0
60060 | CIRELLO | 1 | West | YES | 0.11801 | 46.6 | 0 | 233 | 0 | 1 | Wind | 1 | 0.29501 | 0 | 233 |  |  |  |  | 0.29501 | 68.737 |  |  |  |  | 0 | 0
11065 | ELBOWCK_1G | 1 | West | YES | 0.11824 | 23.4 | 0 | 121.9 | 0 | 1 | Wind | 1 | 0.29524 | 0 | 121.9 |  |  |  |  | 0.29524 | 35.9901 |  |  |  |  | 0 | 0
1058 | LONGSHORE_5 | 1 | West | YES | 0.11824 | 30 | 0 | 150 |  | 1.01 | Wind | 1 | 0.29524 | 0 | 150 |  |  |  |  | 0.29524 | 44.2864 |  |  |  |  | 0 | 0
1058 | LONGSHORE_5 | 2 | West | YES | 0.11824 | 44 | 0 | 220 |  | 1.01 | Wind | 1 | 0.29524 | 0 | 220 |  |  |  |  | 0.29524 | 64.9534 |  |  |  |  | 0 | 0
1044 | MRGNFG_6G | F | West | YES | 0.11843 | 66 | 66 | 66 | 0 | 1.029 | GGT | 1 | 0.29543 | 66 | 66 |  |  |  |  | 0.29543 | 19.4983 |  |  |  |  | 0 | 0
1042 | MRGNDG_4G | D | West | YES | 0.11843 | 68 | 68 | 68 | 0 | 1.029 | GGT | 1 | 0.29543 | 68 | 68 |  |  |  |  | 0.29543 | 20.0891 |  |  |  |  | 0 | 0
1039 | MRGNAG_1G | A | West | YES | 0.11843 | 69 | 69 | 69 | 0 | 1.029 | GGT | 1 | 0.29543 | 69 | 69 |  |  |  |  | 0.29543 | 20.3846 |  |  |  |  | 0 | 0
1041 | MRGNCG_3G | C | West | YES | 0.11843 | 69 | 69 | 70 | 0 | 1.029 | GGT | 1 | 0.29543 | 70 | 70 |  |  |  |  | 0.29543 | 20.68 |  |  |  |  | 0 | 0
1043 | MRGNEG_5G | E | West | YES | 0.11843 | 68 | 68 | 70 | 0 | 1.029 | GGT | 1 | 0.29543 | 70 | 70 |  |  |  |  | 0.29543 | 20.68 |  |  |  |  | 0 | 0
1040 | MRGNBG_2G | B | West | YES | 0.11843 | 70 | 70 | 71 | 0 | 1.029 | GGT | 1 | 0.29543 | 71 | 71 |  |  |  |  | 0.29543 | 20.9754 |  |  |  |  | 0 | 0
1037 | MORGAN5G_5G | 5 | West | YES | 0.11843 | 109.6 | 40 | 137 | 0 | 1.029 | GST | 1 | 0.29543 | 137 | 137 |  |  |  |  | 0.29543 | 40.4737 |  |  |  |  | 0 | 0
6637 | SNYDERW1A | 1 | West | YES | 0.1185 | 12.6 | 0 | 63 | 0 | 1.025 | Wind | 1 | 0.2955 | 0 | 63 |  |  |  |  | 0.2955 | 18.6167 |  |  |  |  | 0 | 0
1073 | SCURRYCW_2G | 2 | West | YES | 0.11863 | 24 | 0 | 120 | 0 | 1.0217 | Wind | 1 | 0.29563 | 0 | 120 |  |  |  |  | 0.29563 | 35.4757 |  |  |  |  | 0 | 0
1068 | SCURRYCW_1G | 1 | West | YES | 0.11863 | 28.2 | 1.3 | 141 | 0 | 1.0217 | Wind | 1 | 0.29563 | 0 | 141 |  |  |  |  | 0.29563 | 41.6839 |  |  |  |  | 0 | 0
1069 | KINDERMG_1G | 1 | West | YES | 0.11865 | 25 | 5 | 25 | 0 | 1.017 | Cogen | 1 | 0.29565 | 0 | 0 |  |  |  |  | 0.29565 | 0 |  |  |  |  | 0 | 0
1070 | KINDERMG_2G | 1 | West | YES | 0.11865 | 45.7 | 12 | 45.7 | 0 | 1.017 | Cogen | 1 | 0.29565 | 0 | 0 |  |  |  |  | 0.29565 | 0 |  |  |  |  | 0 | 0
1071 | KINDERMG_3G | 1 | West | YES | 0.11865 | 45.7 | 12 | 45.7 | 0 | 1.017 | Cogen | 1 | 0.29565 | 0 | 0 |  |  |  |  | 0.29565 | 0 |  |  |  |  | 0 | 0
1062 | CIELOGEN_2G | 1 | West | YES | 0.11865 | 12.2 | 0 | 61 |  | 1 | Wind | 1 | 0.29565 | 0 | 61 |  |  |  |  | 0.29565 | 18.0346 |  |  |  |  | 0 | 0
1061 | CIELOGEN_1G | 1 | West | YES | 0.11865 | 19.8 | 0 | 99 |  | 1 | Wind | 1 | 0.29565 | 0 | 99 |  |  |  |  | 0.29565 | 29.2692 |  |  |  |  | 0 | 0
36998 | RDCNYNG1 | 1 | West | YES | 0.11897 | 16.8 | 0 | 84 |  | 1.01 | Wind | 1 | 0.29597 | 0 | 84 |  |  |  |  | 0.29597 | 24.8613 |  |  |  |  | 0 | 0
1354 | AEPWIND_8 | 1 | West | YES | 0.11903 | 20.2 | 0 | 101 |  | 1 | Wind | 1 | 0.29603 | 0 | 101 |  |  |  |  | 0.29603 | 29.899 |  |  |  |  | 0 | 0
1343 | TRENTIPP_8 | 1 | West | YES | 0.11903 | 30 | 0 | 150 |  | 1.014 | Wind | 1 | 0.29603 | 0 | 150 |  |  |  |  | 0.29603 | 44.4044 |  |  |  |  | 0 | 0
6407 | TURKTRAK1A | 1 | West | YES | 0.11931 | 33.9 | 0 | 169.5 | 0 | 1.025 | Wind | 1 | 0.29631 | 0 | 169.5 |  |  |  |  | 0.29631 | 50.2247 |  |  |  |  | 0 | 0
5903 | SANMIGUELGEN | 1 | South | YES | -0.16085 | 396.3 | 180 | 396.3 | 0 | 1.0336 | LIGCO | -1 | 0.29691 | 0 | 396.3 |  |  | 0 | 0 | -0.29691 | 0 |  |  |  |  | 0 | 0
71051 | L_BITTCR1_1N | W1 | West | YES | 0.12029 | 7.5 | 0 | 37.5 |  | 1.02 | Wind | 1 | 0.29729 | 0 | 37.5 |  |  |  |  | 0.29729 | 11.1483 |  |  |  |  | 0 | 0
71061 | L_SWEETW1_5N | W1 | West | YES | 0.12029 | 16.1 | 0 | 80.5 | 0 | 1.02 | Wind | 1 | 0.29729 | 0 | 80.5 |  |  |  |  | 0.29729 | 23.9317 |  |  |  |  | 0 | 0
71060 | L_SWEETW1_4N | W1 | West | YES | 0.12029 | 21 | 0 | 105 | 0 | 1.02 | Wind | 1 | 0.29729 | 0 | 105 |  |  |  |  | 0.29729 | 31.2152 |  |  |  |  | 0 | 0
71054 | L_SWEETW1_1N | W1 | West | YES | 0.12029 | 21.5 | 0 | 107.5 |  | 1.02 | Wind | 1 | 0.29729 | 0 | 107.5 |  |  |  |  | 0.29729 | 31.9584 |  |  |  |  | 0 | 0
71059 | L_SWEETW1_3N | W1 | West | YES | 0.12029 | 23.8 | 0 | 119 | 0 | 1.02 | Wind | 1 | 0.29729 | 0 | 119 |  |  |  |  | 0.29729 | 35.3772 |  |  |  |  | 0 | 0
71057 | L_SWEETW1_2N | W1 | West | YES | 0.12029 | 27 | 0 | 135 |  | 1.02 | Wind | 1 | 0.29729 | 0 | 135 |  |  |  |  | 0.29729 | 40.1338 |  |  |  |  | 0 | 0
6144 | MCADOO1A | 1 | West | YES | 0.12036 | 15 | 0 | 150 | 0 | 1.025 | Wind | 1 | 0.29737 | 0 | 150 |  |  |  |  | 0.29737 | 44.6048 |  |  |  |  | 0 | 0
11057 | CHAMPION_1G | 1 | West | YES | 0.12047 | 25.3 | 0 | 126.5 |  | 1 | Wind | 1 | 0.29747 | 0 | 126.5 |  |  |  |  | 0.29747 | 37.6295 |  |  |  |  | 0 | 0
11059 | INADALE_1G | 1 | West | YES | 0.12047 | 39.4 | 0 | 197 |  | 1 | Wind | 1 | 0.29747 | 0 | 197 |  |  |  |  | 0.29747 | 58.6009 |  |  |  |  | 0 | 0
11056 | ROSCOE_1G | 1 | West | YES | 0.12047 | 41.8 | 0 | 209 |  | 1 | Wind | 1 | 0.29747 | 0 | 209 |  |  |  |  | 0.29747 | 62.1705 |  |  |  |  | 0 | 0
11058 | PYRON_1G | 1 | West | YES | 0.12047 | 49.8 | 0 | 249 |  | 1 | Wind | 1 | 0.29747 | 0 | 249 |  |  |  |  | 0.29747 | 74.0692 |  |  |  |  | 0 | 0
1416 | SWETWATR_1G | 1 | West | YES | 0.12132 | 30 | 18 | 30 | 0 | 1.026 | CC | 1 | 0.29832 | 30 | 30 |  |  |  |  | 0.29832 | 8.9495 |  |  |  |  | 0 | 0
1419 | SWETWATR_4G | 4 | West | YES | 0.12132 | 61 | 36 | 61 | 0 | 1.026 | CC | 1 | 0.29832 | 61 | 61 |  |  |  |  | 0.29832 | 18.1973 |  |  |  |  | 0 | 0
1418 | SWETWATR_3G | 3 | West | YES | 0.12132 | 68 | 36 | 68 | 0 | 1.026 | CC | 1 | 0.29832 | 68 | 68 |  |  |  |  | 0.29832 | 20.2855 |  |  |  |  | 0 | 0
1417 | SWETWATR_2G | 2 | West | YES | 0.12132 | 72 | 36 | 72 | 0 | 1.026 | CC | 1 | 0.29832 | 72 | 72 |  |  |  |  | 0.29832 | 21.4788 |  |  |  |  | 0 | 0
60081 | WHRLWIND1A | 1 | West | YES | 0.12223 | 12 | 0 | 60 | 0 | 1.03 | Wind | 1 | 0.29923 | 0 | 60 |  |  |  |  | 0.29923 | 17.954 |  |  |  |  | 0 | 0
1437 | MESQUITW_1G | 1 | North | YES | 0.12536 | 40 | 0 | 400 | 0 | 1.023 | Wind | 1 | 0.30236 | 0 | 400 | 50.144 | 400 |  |  | 0.30236 | 120.9447 |  |  |  |  | 0 | 0
1438 | MESQUITW_2G | 1 | North | YES | 0.12537 | 23.6 | 0 | 236 |  | 1.017 | Wind | 1 | 0.30237 | 0 | 236 | 29.5871 | 236 |  |  | 0.30237 | 71.3595 |  |  |  |  | 0 | 0
1643 | SLSTR1PP_1G | 1 | North | YES | 0.1261 | 6 | 0 | 60 | 0 | 1.022 | Wind | 1 | 0.30311 | 0 | 60 | 7.5663 | 60 |  |  | 0.30311 | 18.1864 |  |  |  |  | 0 | 0
8189 | CUECPL2A | 1 | South | YES | -0.16765 | 12 | 0 | 12 | 0 | 1.02 | Cogen | -1 | 0.30371 | 0 | 0 |  |  | 0 | 0 | -0.30371 | 0 |  |  |  |  | 0 | 0
1442 | COKFIELD_5 | 1 | North | YES | 0.12701 | 16.5 | 0 | 165 |  | 1.029 | Wind | 1 | 0.30401 | 0 | 165 | 20.9565 | 165 |  |  | 0.30401 | 50.1618 |  |  |  |  | 0 | 0
3382 | BBRN_2G | 2 | North | YES | 0.12735 | 589 | 225 | 589 | 0 | 1.03 | LIGCO | 1 | 0.30435 | 0 | 589 | 75.008 | 589 |  |  | 0.30435 | 179.2619 |  |  |  |  | 0 | 0
3381 | BBRN_1G | 1 | North | YES | 0.12735 | 618 | 225 | 618 | 0 | 1.03 | LIGCO | 1 | 0.30435 | 0 | 618 | 78.7011 | 618 |  |  | 0.30435 | 188.0881 |  |  |  |  | 0 | 0
5401 | CALAVER_JKS1 | 1 | South | YES | -0.16887 | 562 | 100 | 562 | 0 | 1.026 | LIGCO | -1 | 0.30492 | 0 | 562 |  |  | 0 | 0 | -0.30492 | 0 |  |  |  |  | 0 | 0
6100 | OKLA7A | EQ | West | YES | 0.12813 | 50 | -220 | 220 | 0 | 1.035 | DCTie | 1 | 0.30513 | 0 | 0 |  |  |  |  | 0.30513 | 0 |  |  |  |  | 0 | 0
6752 | OKLA0A | 1 | West | YES | 0.12813 | 649.7 | 175 | 649.7 | 0 | 1.035 | LIGCO | 1 | 0.30513 | 0 | 649.7 |  |  |  |  | 0.30513 | 198.244 |  |  |  |  | 0 | 0
13131 | CALFREST_1G | 1 | North | YES | 0.12845 | 150.7 | 40 | 150.7 | 0 | 1.031 | CC | 1 | 0.30545 | 150.7 | 150.7 | 19.3576 | 150.7 |  |  | 0.30545 | 46.0317 |  |  |  |  | 0 | 0
13132 | CALFREST_2G | 2 | North | YES | 0.12845 | 151 | 57 | 151 | 0 | 1.031 | CC | 1 | 0.30545 | 151 | 151 | 19.3961 | 151 |  |  | 0.30545 | 46.1234 |  |  |  |  | 0 | 0
13133 | CALFREST_3G | 3 | North | YES | 0.12845 | 177.4 | 40 | 177.4 | 0 | 1.031 | CC | 1 | 0.30545 | 177.4 | 177.4 | 22.7872 | 177.4 |  |  | 0.30545 | 54.1873 |  |  |  |  | 0 | 0
13134 | CALFREST_4G | 4 | North | YES | 0.12861 | 151.5 | 40 | 151.5 | 0 | 1.031 | CC | 1 | 0.30561 | 151.5 | 151.5 | 19.484 | 151.5 |  |  | 0.30561 | 46.2997 |  |  |  |  | 0 | 0
13135 | CALFREST_5G | 5 | North | YES | 0.12861 | 152.3 | 57 | 152.3 | 0 | 1.031 | CC | 1 | 0.30561 | 152.3 | 152.3 | 19.5868 | 152.3 |  |  | 0.30561 | 46.5442 |  |  |  |  | 0 | 0
13136 | CALFREST_6G | 6 | North | YES | 0.12861 | 177.5 | 40 | 177.5 | 0 | 1.031 | CC | 1 | 0.30561 | 177.5 | 177.5 | 22.8277 | 177.5 |  |  | 0.30561 | 54.2455 |  |  |  |  | 0 | 0
5265 | LEON_LCP4G4 | 4 | South | YES | -0.16956 | 89 | 25 | 89 | 0 | 1.0197 | GST | -1 | 0.30562 | 89 | 89 |  |  | -15.0908 | 89 | -0.30562 | -27.2 |  |  |  |  | 0 | 0
5264 | LEON_LCP3G3 | 3 | South | YES | -0.16956 | 0 | 20 | 58 |  | 1.0197 | GST | -1 | 0.30562 | 58 | 58 |  |  | -9.8345 | 58 | -0.30562 | -17.7258 |  |  |  |  | 0 | 0
5269 | LEON_LCPCT4 | 4 | South | YES | -0.16956 | 45 | 24 | 45 | 0 | 1.0197 | GGT | -1 | 0.30562 | 45 | 45 |  |  | -7.6302 | 45 | -0.30562 | -13.7528 |  |  |  |  | 0 | 0
5266 | LEON_LCPCT1 | 1 | South | YES | -0.16956 | 44 | 24 | 44 | 0 | 1.0197 | GGT | -1 | 0.30562 | 44 | 44 |  |  | -7.4606 | 44 | -0.30562 | -13.4472 |  |  |  |  | 0 | 0
5267 | LEON_LCPCT2 | 2 | South | YES | -0.16956 | 44 | 24 | 44 | 0 | 1.0197 | GGT | -1 | 0.30562 | 44 | 44 |  |  | -7.4606 | 44 | -0.30562 | -13.4472 |  |  |  |  | 0 | 0
5268 | LEON_LCPCT3 | 3 | South | YES | -0.16956 | 43 | 24 | 43 | 0 | 1.0197 | GGT | -1 | 0.30562 | 43 | 43 |  |  | -7.2911 | 43 | -0.30562 | -13.1416 |  |  |  |  | 0 | 0
5477 | BRA_AVR1_ST | 1 | South | YES | -0.16993 | 174 | 138 | 174 | 0 | 1.025 | CC | -1 | 0.30598 | 174 | 174 |  |  | -29.5673 | 174 | -0.30598 | -53.2414 |  |  |  |  | 0 | 0
5476 | BRA_AVR1_CT1 | 1 | South | YES | -0.16993 | 155 | 90 | 155 | 0 | 1.025 | CC | -1 | 0.30598 | 155 | 155 |  |  | -26.3387 | 155 | -0.30598 | -47.4276 |  |  |  |  | 0 | 0
5478 | BRA_AVR1_CT2 | 1 | South | YES | -0.16993 | 155 | 90 | 155 | 0 | 1.025 | CC | -1 | 0.30598 | 155 | 155 |  |  | -26.3387 | 155 | -0.30598 | -47.4276 |  |  |  |  | 0 | 0
5028 | BRAUNIG_VHB3 | 3 | South | YES | -0.17069 | 407 | 60 | 407 | 0 | 1.0138 | GST | -1 | 0.30675 | 407 | 407 |  |  | -69.47 | 407 | -0.30675 | -124.8455 |  |  |  |  | 0 | 0
5027 | BRAUNIG_VHB2 | 2 | South | YES | -0.17077 | 216 | 40 | 216 | 0 | 1.0192 | GST | -1 | 0.30683 | 216 | 216 |  |  | -36.8861 | 216 | -0.30683 | -66.2746 |  |  |  |  | 0 | 0
5026 | BRAUNIG_VHB1 | 1 | South | YES | -0.17077 | 215 | 40 | 215 | 0 | 1.0192 | GST | -1 | 0.30683 | 215 | 215 |  |  | -36.7153 | 215 | -0.30683 | -65.9678 |  |  |  |  | 0 | 0
5396 | CALAVER_OWS1 | 1 | South | YES | -0.171 | 418 | 80 | 418 | 0 | 1.0192 | GST | -1 | 0.30706 | 418 | 418 |  |  | -71.4772 | 418 | -0.30706 | -128.3493 |  |  |  |  | 0 | 0
5397 | CALAVER_OWS2 | 2 | South | YES | -0.171 | 400 | 80 | 400 | 0 | 1.0192 | GST | -1 | 0.30706 | 400 | 400 |  |  | -68.3992 | 400 | -0.30706 | -122.8223 |  |  |  |  | 0 | 0
5111 | CALAVER_JTD1 | 1 | South | YES | -0.17119 | 430 | 80 | 430 | 0 | 1.0138 | LIGCO | -1 | 0.30724 | 0 | 430 |  |  | 0 | 0 | -0.30724 | 0 |  |  |  |  | 0 | 0
5112 | CALAVER_JTD2 | 2 | South | YES | -0.17119 | 430 | 80 | 430 | 0 | 1.0138 | LIGCO | -1 | 0.30724 | 0 | 430 |  |  | 0 | 0 | -0.30724 | 0 |  |  |  |  | 0 | 0
5439 | TUTTL_WBT4G4 | 4 | South | YES | -0.17186 | 151 | 40 | 151 | 0 | 1.012 | GST | -1 | 0.30792 | 151 | 151 |  |  | -25.9506 | 151 | -0.30792 | -46.4953 |  |  |  |  | 0 | 0
5438 | TUTTL_WBT3G3 | 3 | South | YES | -0.17186 | 95 | 25 | 95 | 0 | 1.012 | GST | -1 | 0.30792 | 95 | 95 |  |  | -16.3265 | 95 | -0.30792 | -29.252 |  |  |  |  | 0 | 0
5436 | TUTTL_WBT1G1 | 1 | South | YES | -0.17186 | 48.8 | 20 | 61 | 0 | 1.012 | GST | -1 | 0.30792 | 61 | 61 |  |  | -10.4833 | 61 | -0.30792 | -18.7829 |  |  |  |  | 0 | 0
1433 | GRHAMSES_1G | 1 | North | YES | 0.13105 | 242 | 60 | 242 | 0 | 1.038 | GST | 1 | 0.30805 | 242 | 242 | 31.7146 | 242 |  |  | 0.30805 | 74.549 |  |  |  |  | 0 | 0
3107 | STRYKER_1G | 1 | North | YES | 0.13204 | 145.6 | 45 | 182 | 0 | 1.029 | GST | 1 | 0.30904 | 182 | 182 | 24.0311 | 182 |  |  | 0.30904 | 56.2454 |  |  |  |  | 0 | 0
3108 | STRYKER_2G | 2 | North | YES | 0.13204 | 484 | 75 | 484 | 0 | 1.029 | GST | 1 | 0.30904 | 484 | 484 | 63.9069 | 484 |  |  | 0.30904 | 149.5757 |  |  |  |  | 0 | 0
1479 | WFCOGEN_1G | 1 | North | YES | 0.13213 | 16 | 12 | 20 | 0 | 1 | Cogen | 1 | 0.30913 | 0 | 0 | 0 | 0 |  |  | 0.30913 | 0 |  |  |  |  | 0 | 0
1479 | WFCOGEN_1G | 2 | North | YES | 0.13213 | 16 | 12 | 20 | 0 | 1 | Cogen | 1 | 0.30913 | 0 | 0 | 0 | 0 |  |  | 0.30913 | 0 |  |  |  |  | 0 | 0
1482 | WFCOGEN_2G | 2 | North | YES | 0.13213 | 13.6 | 12 | 17 | 0 | 1 | Cogen | 1 | 0.30913 | 0 | 0 | 0 | 0 |  |  | 0.30913 | 0 |  |  |  |  | 0 | 0
1482 | WFCOGEN_2G | 1 | North | YES | 0.13213 | 16 | 12 | 20 | 0 | 1 | Cogen | 1 | 0.30913 | 0 | 0 | 0 | 0 |  |  | 0.30913 | 0 |  |  |  |  | 0 | 0
1432 | GRHAMSES_2G | 2 | North | YES | 0.1322 | 294.9 | 90 | 366 | 0 | 1.014 | GST | 1 | 0.3092 | 366 | 366 | 48.3852 | 366 |  |  | 0.3092 | 113.1678 |  |  |  |  | 0 | 0
3309 | ASPN_G | 1 | North | YES | 0.13271 | 50 | 0 | 50 |  | 1 | Bio | 1 | 0.30971 | 50 | 50 | 6.6356 | 50 |  |  | 0.30971 | 15.4856 |  |  |  |  | 0 | 0
3348 | CHAMPION_1G | MB | North | YES | 0.13274 | 0 | 42 | 42 |  | 1 | Cogen | 1 | 0.30974 | 0 | 0 | 0 | 0 |  |  | 0.30974 | 0 |  |  |  |  | 0 | 0
13117 | TGATEWAY_2G | 2 | North | YES | 0.13341 | 130 | 30 | 130 | 0 | 1.0232 | CC | 1 | 0.31041 | 130 | 130 | 17.3437 | 130 |  |  | 0.31041 | 40.3539 |  |  |  |  | 0 | 0
13118 | TGATEWAY_3G | 3 | North | YES | 0.13341 | 148 | 30 | 148 | 0 | 1.0232 | CC | 1 | 0.31041 | 148 | 148 | 19.7451 | 148 |  |  | 0.31041 | 45.9414 |  |  |  |  | 0 | 0
13116 | TGATEWAY_1G | 1 | North | YES | 0.13341 | 151 | 30 | 151 | 0 | 1.0232 | CC | 1 | 0.31041 | 151 | 151 | 20.1454 | 151 |  |  | 0.31041 | 46.8726 |  |  |  |  | 0 | 0
13119 | TGATEWAY_4G | 4 | North | YES | 0.13341 | 399 | 65 | 399 | 0 | 1.0232 | CC | 1 | 0.31041 | 399 | 399 | 53.2318 | 399 |  |  | 0.31041 | 123.8554 |  |  |  |  | 0 | 0
1600 | BARTNWND_1G | 1 | North | YES | 0.1337 | 12 | 0 | 120 | 0 | 1.022 | Wind | 1 | 0.3107 | 0 | 120 | 16.0434 | 120 |  |  | 0.3107 | 37.2836 |  |  |  |  | 0 | 0
3097 | MARTLAKE_1G | 1 | North | YES | 0.13386 | 790 | 500 | 790 | 0 | 1.017 | LIGCO | 1 | 0.31087 | 0 | 790 | 105.7526 | 790 |  |  | 0.31087 | 245.5839 |  |  |  |  | 0 | 0
3098 | MARTLAKE_2G | 2 | North | YES | 0.13386 | 795 | 461 | 795 | 0 | 1.017 | LIGCO | 1 | 0.31087 | 0 | 795 | 106.4219 | 795 |  |  | 0.31087 | 247.1382 |  |  |  |  | 0 | 0
3099 | MARTLAKE_3G | 3 | North | YES | 0.13386 | 804 | 500 | 804 | 0 | 1.017 | LIGCO | 1 | 0.31087 | 0 | 804 | 107.6267 | 804 |  |  | 0.31087 | 249.936 |  |  |  |  | 0 | 0
344 | MRSSHPRD | 1 | North | YES | 0.13391 | 0 | 0 | 12 |  | 1.03 | Hydro | 1 | 0.31091 | 0 | 0 | 0 | 0 |  |  | 0.31091 | 0 |  |  |  |  | 0 | 0
345 | MRSSHPRD01 | 2 | North | YES | 0.13391 | 0 | 0 | 12 |  | 1.03 | Hydro | 1 | 0.31091 | 0 | 0 | 0 | 0 |  |  | 0.31091 | 0 |  |  |  |  | 0 | 0
332 | RWMILLER01 | 1 | North | YES | 0.13455 | 58.4 | 18.5 | 73 | 0 | 1.04 | GST | 1 | 0.31155 | 73 | 73 | 9.8224 | 73 |  |  | 0.31155 | 22.7435 |  |  |  |  | 0 | 0
336 | RWMILLER05 | 5 | North | YES | 0.13455 | 80.8 | 0 | 101 | 0 | 1.04 | GST | 1 | 0.31155 | 101 | 101 | 13.5899 | 101 |  |  | 0.31155 | 31.467 |  |  |  |  | 0 | 0
335 | RWMILLER04 | 4 | North | YES | 0.13455 | 81.6 | 0 | 102 | 0 | 1.04 | GST | 1 | 0.31155 | 102 | 102 | 13.7244 | 102 |  |  | 0.31155 | 31.7786 |  |  |  |  | 0 | 0
333 | RWMILLER02 | 2 | North | YES | 0.13455 | 95.2 | 37 | 119 | 0 | 1.04 | GST | 1 | 0.31155 | 119 | 119 | 16.0118 | 119 |  |  | 0.31155 | 37.075 |  |  |  |  | 0 | 0
334 | RWMILLER03 | 3 | North | YES | 0.13455 | 166.4 | 65 | 208 | 0 | 1.04 | GST | 1 | 0.31155 | 208 | 208 | 27.987 | 208 |  |  | 0.31155 | 64.8034 |  |  |  |  | 0 | 0
3126 | TRINIDAD_6G | 1 | North | YES | 0.13471 | 179.2 | 46 | 224 | 0 | 1 | GST | 1 | 0.31171 | 224 | 224 | 30.1746 | 224 |  |  | 0.31171 | 69.823 |  |  |  |  | 0 | 0
7805 | L_GUADGE1_6Y | 6 | South | YES | -0.17616 | 203 | 30 | 203 | 0 | 1.02 | CC | -1 | 0.31222 | 203 | 203 |  |  | -35.7609 | 203 | -0.31222 | -63.3806 |  |  |  |  | 0 | 0
7804 | L_GUADGE1_5Y | 5 | South | YES | -0.17616 | 182 | 30 | 182 | 0 | 1.02 | CC | -1 | 0.31222 | 182 | 182 |  |  | -32.0615 | 182 | -0.31222 | -56.824 |  |  |  |  | 0 | 0
7803 | L_GUADGE1_4Y | 4 | South | YES | -0.17616 | 149 | 30 | 149 | 0 | 1.02 | CC | -1 | 0.31222 | 149 | 149 |  |  | -26.2481 | 149 | -0.31222 | -46.5208 |  |  |  |  | 0 | 0
7800 | L_GUADGE1_1Y | 1 | South | YES | -0.17616 | 147 | 30 | 147 | 0 | 1.02 | CC | -1 | 0.31222 | 147 | 147 |  |  | -25.8958 | 147 | -0.31222 | -45.8963 |  |  |  |  | 0 | 0
7802 | L_GUADGE1_3Y | 3 | South | YES | -0.17616 | 146 | 30 | 146 | 0 | 1.02 | CC | -1 | 0.31222 | 146 | 146 |  |  | -25.7197 | 146 | -0.31222 | -45.5841 |  |  |  |  | 0 | 0
7801 | L_GUADGE1_2Y | 2 | South | YES | -0.17616 | 138 | 30 | 138 | 0 | 1.02 | CC | -1 | 0.31222 | 138 | 138 |  |  | -24.3104 | 138 | -0.31222 | -43.0863 |  |  |  |  | 0 | 0
503 | NTHTEXAS01 | 1 | North | YES | 0.13687 | 0 | 5 | 18 |  | 1.015 | GST | 1 | 0.31387 | 18 | 18 | 2.4636 | 18 |  |  | 0.31387 | 5.6496 |  |  |  |  | 0 | 0
504 | NTHTEXAS02 | 2 | North | YES | 0.13687 | 14.4 | 5 | 18 |  | 1.015 | GST | 1 | 0.31387 | 18 | 18 | 2.4636 | 18 |  |  | 0.31387 | 5.6496 |  |  |  |  | 0 | 0
505 | NTHTEXAS03 | 3 | North | YES | 0.13687 | 30.4 | 15 | 38 |  | 1.015 | GST | 1 | 0.31387 | 38 | 38 | 5.2009 | 38 |  |  | 0.31387 | 11.927 |  |  |  |  | 0 | 0
1453 | WCPWRCO_1G | 1 | North | YES | 0.1369 | 204 | 50 | 204 | 0 | 1.02 | CC | 1 | 0.31391 | 204 | 204 | 27.9284 | 204 |  |  | 0.31391 | 64.0368 |  |  |  |  | 0 | 0
1454 | WCPWRCO_2G | 2 | North | YES | 0.1369 | 204 | 50 | 204 | 0 | 1.02 | CC | 1 | 0.31391 | 204 | 204 | 27.9284 | 204 |  |  | 0.31391 | 64.0368 |  |  |  |  | 0 | 0
1455 | WCPWRCO_3G | 3 | North | YES | 0.1369 | 242 | 50 | 242 |  | 1.02 | CC | 1 | 0.31391 | 242 | 242 | 33.1308 | 242 |  |  | 0.31391 | 75.9652 |  |  |  |  | 0 | 0
12411 | FPLEFR1A_G | 1 | North | YES | 0.1377 | 161 | 72 | 161 | 0 | 1 | CC | 1 | 0.3147 | 161 | 161 | 22.1695 | 161 |  |  | 0.3147 | 50.6668 |  |  |  |  | 0 | 0
12422 | FPLEFR2B_G | 2 | North | YES | 0.1377 | 161 | 72 | 161 | 0 | 1 | CC | 1 | 0.3147 | 161 | 161 | 22.1695 | 161 |  |  | 0.3147 | 50.6668 |  |  |  |  | 0 | 0
12421 | FPLEFR2A_G | 1 | North | YES | 0.1377 | 162 | 72 | 162 | 0 | 1 | CC | 1 | 0.3147 | 162 | 162 | 22.3072 | 162 |  |  | 0.3147 | 50.9815 |  |  |  |  | 0 | 0
12423 | FPLEFR2C_G | 3 | North | YES | 0.1377 | 163 | 72 | 163 | 0 | 1 | CC | 1 | 0.3147 | 163 | 163 | 22.4449 | 163 |  |  | 0.3147 | 51.2962 |  |  |  |  | 0 | 0
12412 | FPLEFR1B_G | 2 | North | YES | 0.1377 | 164 | 72 | 164 | 0 | 1 | CC | 1 | 0.3147 | 164 | 164 | 22.5826 | 164 |  |  | 0.3147 | 51.6109 |  |  |  |  | 0 | 0
12413 | FPLEFR1C_G | 3 | North | YES | 0.1377 | 164 | 72 | 164 | 0 | 1 | CC | 1 | 0.3147 | 164 | 164 | 22.5826 | 164 |  |  | 0.3147 | 51.6109 |  |  |  |  | 0 | 0
12414 | FPLEFR1S_G | 4 | North | YES | 0.1377 | 414 | 191 | 414 | 0 | 1 | CC | 1 | 0.3147 | 414 | 414 | 57.0074 | 414 |  |  | 0.3147 | 130.2861 |  |  |  |  | 0 | 0
12424 | FPLEFR2S_G | 4 | North | YES | 0.1377 | 415 | 191 | 415 | 0 | 1 | CC | 1 | 0.3147 | 415 | 415 | 57.1451 | 415 |  |  | 0.3147 | 130.6008 |  |  |  |  | 0 | 0
581 | JCKCNTY802 | 2 | North | YES | 0.13786 | 147 | 0 | 147 | 0 | 1.022 | CC | 1 | 0.31486 | 147 | 147 | 20.2648 | 147 |  |  | 0.31486 | 46.2841 |  |  |  |  | 0 | 0
582 | JCKCNTY803 | 3 | North | YES | 0.13786 | 147 | 0 | 147 | 0 | 1.022 | CC | 1 | 0.31486 | 147 | 147 | 20.2648 | 147 |  |  | 0.31486 | 46.2841 |  |  |  |  | 0 | 0
580 | JCKCNTY801 | 1 | North | YES | 0.13786 | 288 | 0 | 288 | 0 | 1.022 | CC | 1 | 0.31486 | 288 | 288 | 39.7025 | 288 |  |  | 0.31486 | 90.679 |  |  |  |  | 0 | 0
7624 | L_LAKEWO9_1Y | 1 | South | YES | -0.17882 | 0 | 0 | 2.4 |  | 1 | Hydro | -1 | 0.31488 | 0 | 0 |  |  | 0 | 0 | -0.31488 | 0 |  |  |  |  | 0 | 0
7624 | L_LAKEWO9_1Y | 2 | South | YES | -0.17882 | 0 | 0 | 2.4 |  | 1 | Hydro | -1 | 0.31488 | 0 | 0 |  |  | 0 | 0 | -0.31488 | 0 |  |  |  |  | 0 | 0
728 | WOLFRIDGE801 | 1 | North | YES | 0.1383 | 11.2 | 0 | 112.5 | 0 | 0.99 | Wind | 1 | 0.3153 | 0 | 112.5 | 15.5591 | 112.5 |  |  | 0.3153 | 35.4718 |  |  |  |  | 0 | 0
2451 | LKHB1_G | 1 | North | YES | 0.13851 | 0 | 80 | 391 |  | 1.022 | GST | 1 | 0.31551 | 391 | 391 | 54.1566 | 391 |  |  | 0.31551 | 123.3643 |  |  |  |  | 0 | 0
2452 | LKHB2_G | 2 | North | YES | 0.13851 | 516 | 80 | 516 | 0 | 1.022 | GST | 1 | 0.31551 | 516 | 516 | 71.4701 | 516 |  |  | 0.31551 | 162.803 |  |  |  |  | 0 | 0
948 | STEAM1 | 1 | North | YES | 0.13855 | 0 | 12 | 20 |  | 1.02 | GST | 1 | 0.31555 | 20 | 20 | 2.771 | 20 |  |  | 0.31555 | 6.311 |  |  |  |  | 0 | 0
949 | STEAM2 | 1 | North | YES | 0.13855 | 26 | 8 | 26 | 0 | 0.99 | GST | 1 | 0.31555 | 26 | 26 | 3.6023 | 26 |  |  | 0.31555 | 8.2043 |  |  |  |  | 0 | 0
950 | STEAM3 | 1 | North | YES | 0.13855 | 41 | 13 | 42 | 0 | 1.02 | GST | 1 | 0.31555 | 42 | 42 | 5.8191 | 42 |  |  | 0.31555 | 13.2531 |  |  |  |  | 0 | 0
837 | NEWMAN_G5 | 1 | North | YES | 0.13869 | 0 | 15 | 40 |  | 1.01 | GST | 1 | 0.31569 | 40 | 40 | 5.5476 | 40 |  |  | 0.31569 | 12.6276 |  |  |  |  | 0 | 0
845 | OLINGER_G4 | 1 | North | YES | 0.13871 | 51.9 | 0 | 76 | 0 | 1.03 | GGT | 1 | 0.31572 | 76 | 76 | 10.5423 | 76 |  |  | 0.31572 | 23.9944 |  |  |  |  | 0 | 0
842 | OLINGER_G1 | 1 | North | YES | 0.13871 | 55.4 | 20 | 79 | 0 | 1.03 | GST | 1 | 0.31572 | 79 | 79 | 10.9584 | 79 |  |  | 0.31572 | 24.9415 |  |  |  |  | 0 | 0
843 | OLINGER_G2 | 1 | North | YES | 0.13871 | 76.2 | 25 | 110 | 0 | 1.03 | GST | 1 | 0.31572 | 110 | 110 | 15.2585 | 110 |  |  | 0.31572 | 34.7287 |  |  |  |  | 0 | 0
844 | OLINGER_G3 | 1 | North | YES | 0.13871 | 103.9 | 45 | 150 | 0 | 1.03 | GST | 1 | 0.31572 | 150 | 150 | 20.8071 | 150 |  |  | 0.31572 | 47.3573 |  |  |  |  | 0 | 0
12440 | PARKD_1SVC8 | 1 | North | YES | 0.13877 | 0 | 0 | 0 | 0 | 1.007 | GST | 1 | 0.31577 | 0 | 0 | 0 | 0 |  |  | 0.31577 | 0 |  |  |  |  | 0 | 0
12449 | PARKD_2SVC8 | 1 | North | YES | 0.13877 | 0 | 0 | 0 | 0 | 1.007 | GST | 1 | 0.31577 | 0 | 0 | 0 | 0 |  |  | 0.31577 | 0 |  |  |  |  | 0 | 0
5925 | DCEAST | EQ | North | YES | 0.13883 | 400.3 | -600 | 600 | 0 | 1.025 | DCTie | 1 | 0.31583 | 0 | 0 | 0 | 0 |  |  | 0.31583 | 0 |  |  |  |  | 0 | 0
1701 | MOSES_1G | 1 | North | YES | 0.13883 | 558 | 175 | 558 | 0 | 1.023 | LIGCO | 1 | 0.31583 | 0 | 558 | 77.4677 | 558 |  |  | 0.31583 | 176.2346 |  |  |  |  | 0 | 0
1702 | MOSES_2G | 2 | North | YES | 0.13883 | 579 | 175 | 579 | 0 | 1.023 | LIGCO | 1 | 0.31583 | 0 | 579 | 80.3831 | 579 |  |  | 0.31583 | 182.8671 |  |  |  |  | 0 | 0
1703 | MOSES_3G | 3 | North | YES | 0.13883 | 808 | 463 | 808 | 0 | 1.023 | LIGCO | 1 | 0.31583 | 0 | 808 | 112.1754 | 808 |  |  | 0.31583 | 255.1928 |  |  |  |  | 0 | 0
1675 | PEC_1G | 1 | North | YES | 0.13887 | 76.7 | 35 | 76.7 | 0 | 1.022 | Cogen | 1 | 0.31587 | 0 | 0 | 0 | 0 |  |  | 0.31587 | 0 |  |  |  |  | 0 | 0
1676 | PEC_2G | 2 | North | YES | 0.13887 | 79.6 | 35 | 79.6 | 0 | 1.022 | Cogen | 1 | 0.31587 | 0 | 0 | 0 | 0 |  |  | 0.31587 | 0 |  |  |  |  | 0 | 0
1677 | PEC_3G | 3 | North | YES | 0.13887 | 88.4 | 35 | 88.4 | 0 | 1.022 | Cogen | 1 | 0.31587 | 0 | 0 | 0 | 0 |  |  | 0.31587 | 0 |  |  |  |  | 0 | 0
1679 | LAMARPWR_2G | 2 | North | YES | 0.13897 | 156 | 67.7 | 156 | 0 | 1.038 | CC | 1 | 0.31597 | 156 | 156 | 21.679 | 156 |  |  | 0.31597 | 49.2913 |  |  |  |  | 0 | 0
1681 | LAMARPWR_4G | 4 | North | YES | 0.13897 | 156 | 67.7 | 156 | 0 | 1.038 | CC | 1 | 0.31597 | 156 | 156 | 21.679 | 156 |  |  | 0.31597 | 49.2913 |  |  |  |  | 0 | 0
1682 | LAMARPWR_5G | 5 | North | YES | 0.13897 | 157 | 67.7 | 157 | 0 | 1.038 | CC | 1 | 0.31597 | 157 | 157 | 21.818 | 157 |  |  | 0.31597 | 49.6072 |  |  |  |  | 0 | 0
1678 | LAMARPWR_1G | 1 | North | YES | 0.13897 | 160 | 67.7 | 160 | 0 | 1.038 | CC | 1 | 0.31597 | 160 | 160 | 22.2349 | 160 |  |  | 0.31597 | 50.5551 |  |  |  |  | 0 | 0
1680 | LAMARPWR_3G | 3 | North | YES | 0.13897 | 196 | 129.1 | 196 | 0 | 1.038 | CC | 1 | 0.31597 | 196 | 196 | 27.2377 | 196 |  |  | 0.31597 | 61.9301 |  |  |  |  | 0 | 0
1683 | LAMARPWR_6G | 6 | North | YES | 0.13897 | 198 | 129.1 | 198 | 0 | 1.038 | CC | 1 | 0.31597 | 198 | 198 | 27.5157 | 198 |  |  | 0.31597 | 62.562 |  |  |  |  | 0 | 0
11691 | KMICHICT1_G | 1 | North | YES | 0.13906 | 144 | 80 | 144 | 0 | 1.026 | CC | 1 | 0.31606 | 144 | 144 | 20.0249 | 144 |  |  | 0.31606 | 45.5132 |  |  |  |  | 0 | 0
11694 | KMICHICT4_G | 4 | North | YES | 0.13906 | 144 | 80 | 144 | 0 | 1.026 | CC | 1 | 0.31606 | 144 | 144 | 20.0249 | 144 |  |  | 0.31606 | 45.5132 |  |  |  |  | 0 | 0
11692 | KMICHICT2_G | 2 | North | YES | 0.13906 | 146 | 80 | 146 | 0 | 1.026 | CC | 1 | 0.31606 | 146 | 146 | 20.3031 | 146 |  |  | 0.31606 | 46.1453 |  |  |  |  | 0 | 0
11695 | KMICHICT5_G | 5 | North | YES | 0.13906 | 148 | 80 | 148 | 0 | 1.026 | CC | 1 | 0.31606 | 148 | 148 | 20.5812 | 148 |  |  | 0.31606 | 46.7774 |  |  |  |  | 0 | 0
11696 | KMICHIST6_G | 6 | North | YES | 0.13906 | 310 | 60 | 310 | 0 | 1.026 | CC | 1 | 0.31606 | 310 | 310 | 43.1092 | 310 |  |  | 0.31606 | 97.9797 |  |  |  |  | 0 | 0
11693 | KMICHIST3_G | 3 | North | YES | 0.13906 | 312 | 60 | 312 | 0 | 1.026 | CC | 1 | 0.31606 | 312 | 312 | 43.3873 | 312 |  |  | 0.31606 | 98.6119 |  |  |  |  | 0 | 0
1689 | VALLEY_3G | 3 | North | YES | 0.13906 | 0 | 25 | 375 |  | 1.003 | GST | 1 | 0.31606 | 375 | 375 | 52.1482 | 375 |  |  | 0.31606 | 118.5239 |  |  |  |  | 0 | 0
1687 | VALLEY_1G | 1 | North | YES | 0.13912 | 136 | 15 | 170 | 0 | 1.029 | GST | 1 | 0.31612 | 170 | 170 | 23.6502 | 170 |  |  | 0.31612 | 53.7405 |  |  |  |  | 0 | 0
1688 | VALLEY_2G | 2 | North | YES | 0.13912 | 527 | 90 | 527 | 0 | 1.029 | GSC | 1 | 0.31612 | 527 | 527 | 73.3157 | 527 |  |  | 0.31612 | 166.5956 |  |  |  |  | 0 | 0
6948 | DENISNDM | 1 | North | YES | 0.13919 | 40 | 5 | 40 |  | 1.015 | Hydro | 1 | 0.3162 | 0 | 0 | 0 | 0 |  |  | 0.3162 | 0 |  |  |  |  | 0 | 0
6948 | DENISNDM | 2 | North | YES | 0.13919 | 31 | 5 | 40 |  | 1.015 | Hydro | 1 | 0.3162 | 0 | 0 | 0 | 0 |  |  | 0.3162 | 0 |  |  |  |  | 0 | 0
7609 | L_SCHUMA8_1Y | 1 | South | YES | -0.18019 | 0 | 0 | 4 |  | 1 | Hydro | -1 | 0.31625 | 0 | 0 |  |  | 0 | 0 | -0.31625 | 0 |  |  |  |  | 0 | 0
923 | SPENCER_G4 | 1 | North | YES | 0.13951 | 48 | 20 | 61 | 0 | 1.03 | GST | 1 | 0.31651 | 61 | 61 | 8.5102 | 61 |  |  | 0.31651 | 19.3073 |  |  |  |  | 0 | 0
924 | SPENCER_G5 | 1 | North | YES | 0.13951 | 52 | 20 | 66 | 0 | 1.03 | GST | 1 | 0.31651 | 66 | 66 | 9.2078 | 66 |  |  | 0.31651 | 20.8899 |  |  |  |  | 0 | 0
2371 | COLLIN_1G | MB | North | YES | 0.13985 | 0 | 40 | 138 |  | 1.022 | GST | 1 | 0.31686 | 0 | 0 | 0 | 0 |  |  | 0.31686 | 0 |  |  |  |  | 0 | 0
7026 | L_INKSDA1_1Y | 1 | South | YES | -0.18087 | 0 | 0 | 13.7 |  | 1 | Hydro | -1 | 0.31693 | 0 | 0 |  |  | 0 | 0 | -0.31693 | 0 |  |  |  |  | 0 | 0
12323 | ENNSTRAC_2G | 2 | North | YES | 0.13993 | 116 | 100 | 116 | 0 | 1.036 | CC | 1 | 0.31693 | 116 | 116 | 16.2319 | 116 |  |  | 0.31693 | 36.7641 |  |  |  |  | 0 | 0
12322 | ENNSTRAC_1G | 1 | North | YES | 0.13993 | 196 | 130 | 196 | 0 | 1.036 | CC | 1 | 0.31693 | 196 | 196 | 27.4263 | 196 |  |  | 0.31693 | 62.1186 |  |  |  |  | 0 | 0
1898 | COMCHEPK_1G | 1 | North | YES | 0.14054 | 1217 | 1150 | 1217 | 0 | 1.032 | Nuc | 1 | 0.31754 | 0 | 0 | 0 | 0 |  |  | 0.31754 | 0 |  |  |  |  | 0 | 0
1899 | COMCHEPK_2G | 2 | North | YES | 0.14054 | 1159 | 1128 | 1159 | 0 | 1.032 | Nuc | 1 | 0.31754 | 0 | 0 | 0 | 0 |  |  | 0.31754 | 0 |  |  |  |  | 0 | 0
2414 | MTCK7_G | 7 | North | YES | 0.14075 | 0 | 30 | 115 |  | 1.022 | GST | 1 | 0.31775 | 115 | 115 | 16.186 | 115 |  |  | 0.31775 | 36.5412 |  |  |  |  | 0 | 0
2413 | MTCK6_G | 6 | North | YES | 0.14075 | 0 | 30 | 118 |  | 1.022 | GST | 1 | 0.31775 | 118 | 118 | 16.6083 | 118 |  |  | 0.31775 | 37.4945 |  |  |  |  | 0 | 0
2417 | MTCK8_G | 8 | North | YES | 0.14075 | 444.8 | 60 | 556 | 0 | 1.022 | GSC | 1 | 0.31775 | 556 | 556 | 78.2559 | 556 |  |  | 0.31775 | 176.6688 |  |  |  |  | 0 | 0
1895 | DECRDOVA_5G | D | North | YES | 0.14084 | 65 | 65 | 68 | 0 | 1.025 | GGT | 1 | 0.31784 | 68 | 68 | 9.5773 | 68 |  |  | 0.31784 | 21.6134 |  |  |  |  | 0 | 0
1893 | DECRDOVA_3G | B | North | YES | 0.14084 | 65 | 65 | 69 | 0 | 1.025 | GGT | 1 | 0.31784 | 69 | 69 | 9.7181 | 69 |  |  | 0.31784 | 21.9312 |  |  |  |  | 0 | 0
1894 | DECRDOVA_4G | C | North | YES | 0.14084 | 65 | 65 | 69 | 0 | 1.025 | GGT | 1 | 0.31784 | 69 | 69 | 9.7181 | 69 |  |  | 0.31784 | 21.9312 |  |  |  |  | 0 | 0
1892 | DECRDOVA_2G | A | North | YES | 0.14084 | 65 | 65 | 70 | 0 | 1.025 | GGT | 1 | 0.31784 | 70 | 70 | 9.8589 | 70 |  |  | 0.31784 | 22.2491 |  |  |  |  | 0 | 0
2381 | NTHLK1_G | 1 | North | YES | 0.14092 | 0 | 35 | 156 |  | 1.022 | GST | 1 | 0.31792 | 156 | 156 | 21.9834 | 156 |  |  | 0.31792 | 49.5956 |  |  |  |  | 0 | 0
2382 | NTHLK2_G | 2 | North | YES | 0.14092 | 0 | 35 | 181 |  | 1.022 | GST | 1 | 0.31792 | 181 | 181 | 25.5063 | 181 |  |  | 0.31792 | 57.5436 |  |  |  |  | 0 | 0
2383 | NTHLK3_G | 3 | North | YES | 0.14092 | 0 | 50 | 329 |  | 1.022 | GST | 1 | 0.31792 | 329 | 329 | 46.3624 | 329 |  |  | 0.31792 | 104.5959 |  |  |  |  | 0 | 0
1861 | EAGLEMNT_1G | MB | North | YES | 0.14106 | 0 | 30 | 112 |  | 1.022 | GST | 1 | 0.31807 | 0 | 0 | 0 | 0 |  |  | 0.31807 | 0 |  |  |  |  | 0 | 0
1862 | EAGLEMNT_2G | MB | North | YES | 0.14106 | 0 | 40 | 100 |  | 1.022 | GST | 1 | 0.31807 | 0 | 0 | 0 | 0 |  |  | 0.31807 | 0 |  |  |  |  | 0 | 0
1863 | EAGLEMNT_3G | MB | North | YES | 0.14106 | 0 | 50 | 378 |  | 1.022 | GST | 1 | 0.31807 | 0 | 0 | 0 | 0 |  |  | 0.31807 | 0 |  |  |  |  | 0 | 0
244 | WHITNYDM01 | 1 | North | YES | 0.14127 | 15 | 0 | 15 | 0 | 1.035 | Hydro | 1 | 0.31827 | 0 | 0 | 0 | 0 |  |  | 0.31827 | 0 |  |  |  |  | 0 | 0
245 | WHITNYDM02 | 2 | North | YES | 0.14127 | 15 | 0 | 15 | 0 | 1.035 | Hydro | 1 | 0.31827 | 0 | 0 | 0 | 0 |  |  | 0.31827 | 0 |  |  |  |  | 0 | 0
1878 | WLFHOLW_2G | 2 | North | YES | 0.14129 | 215.7 | 105 | 215.7 | 0 | 1.032 | CC | 1 | 0.31829 | 215.7 | 215.7 | 30.4756 | 215.7 |  |  | 0.31829 | 68.6549 |  |  |  |  | 0 | 0
1877 | WLFHOLW_1G | 1 | North | YES | 0.14129 | 217.3 | 89.2 | 217.3 | 0 | 1.032 | CC | 1 | 0.31829 | 217.3 | 217.3 | 30.7017 | 217.3 |  |  | 0.31829 | 69.1641 |  |  |  |  | 0 | 0
1879 | WLFHOLW_3G | 3 | North | YES | 0.14129 | 272.4 | 89.2 | 272.4 | 0 | 1.032 | CC | 1 | 0.31829 | 272.4 | 272.4 | 38.4866 | 272.4 |  |  | 0.31829 | 86.7018 |  |  |  |  | 0 | 0
7605 | L_MCQUEE9_1Y | 1 | South | YES | -0.18233 | 0 | 0 | 2.4 |  | 1.025 | Hydro | -1 | 0.31839 | 0 | 0 |  |  | 0 | 0 | -0.31839 | 0 |  |  |  |  | 0 | 0
7605 | L_MCQUEE9_1Y | 2 | South | YES | -0.18233 | 0 | 0 | 2.4 |  | 1.025 | Hydro | -1 | 0.31839 | 0 | 0 |  |  | 0 | 0 | -0.31839 | 0 |  |  |  |  | 0 | 0
7605 | L_MCQUEE9_1Y | 3 | South | YES | -0.18233 | 0 | 0 | 2.8 |  | 1.025 | Hydro | -1 | 0.31839 | 0 | 0 |  |  | 0 | 0 | -0.31839 | 0 |  |  |  |  | 0 | 0
1889 | DECRDOVA_1G | 1 | North | YES | 0.14173 | 779 | 255 | 779 | 0 | 1.02 | GSC | 1 | 0.31873 | 779 | 779 | 110.4061 | 779 |  |  | 0.31873 | 248.2904 |  |  |  |  | 0 | 0
7813 | L_RIONOG1S1Y | 4 | South | YES | -0.18285 | 293 | 0 | 293 | 0 | 1.02 | CC | -1 | 0.31891 | 293 | 293 |  |  | -53.5745 | 293 | -0.31891 | -93.4394 |  |  |  |  | 0 | 0
7812 | L_RIONOG1G3Y | 3 | South | YES | -0.18285 | 154 | 0 | 154 | 0 | 1.02 | CC | -1 | 0.31891 | 154 | 154 |  |  | -28.1586 | 154 | -0.31891 | -49.1115 |  |  |  |  | 0 | 0
7810 | L_RIONOG1G1Y | 1 | South | YES | -0.18285 | 148 | 0 | 148 | 0 | 1.02 | CC | -1 | 0.31891 | 148 | 148 |  |  | -27.0615 | 148 | -0.31891 | -47.1981 |  |  |  |  | 0 | 0
7811 | L_RIONOG1G2Y | 2 | South | YES | -0.18285 | 148 | 0 | 148 | 0 | 1.02 | CC | -1 | 0.31891 | 148 | 148 |  |  | -27.0615 | 148 | -0.31891 | -47.1981 |  |  |  |  | 0 | 0
253 | BOSQUESW804 | 2 | North | YES | 0.14267 | 80 | 0 | 80 | 0 | 1.032 | CC | 1 | 0.31968 | 80 | 80 | 11.414 | 80 |  |  | 0.31968 | 25.5741 |  |  |  |  | 0 | 0
251 | BOSQUESW803 | 2 | North | YES | 0.14267 | 150 | 0 | 150 | 0 | 1.032 | CC | 1 | 0.31968 | 150 | 150 | 21.4013 | 150 |  |  | 0.31968 | 47.9515 |  |  |  |  | 0 | 0
366 | JNSNCNTY802 | 1 | North | YES | 0.14357 | 168 | 20 | 168 | 0 | 1.02 | Cogen | 1 | 0.32057 | 0 | 0 | 0 | 0 |  |  | 0.32057 | 0 |  |  |  |  | 0 | 0
367 | JNSNCNTY802 | 2 | North | YES | 0.14357 | 90 | 20 | 90 | 0 | 1.02 | Cogen | 1 | 0.32057 | 0 | 0 | 0 | 0 |  |  | 0.32057 | 0 |  |  |  |  | 0 | 0
1948 | HANDLEY_4G | 4 | North | YES | 0.14409 | 348 | 150 | 435 | 0 | 1.022 | GST | 1 | 0.32109 | 435 | 435 | 62.6805 | 435 |  |  | 0.32109 | 139.6762 |  |  |  |  | 0 | 0
1947 | HANDLEY_3G | 3 | North | YES | 0.14427 | 316 | 100 | 395 | 0 | 1.022 | GST | 1 | 0.32128 | 395 | 395 | 56.9886 | 395 |  |  | 0.32128 | 126.9043 |  |  |  |  | 0 | 0
1949 | HANDLEY_5G | 5 | North | YES | 0.14427 | 348 | 150 | 435 | 0 | 1.022 | GST | 1 | 0.32128 | 435 | 435 | 62.7596 | 435 |  |  | 0.32128 | 139.7553 |  |  |  |  | 0 | 0
7000 | L_FERGUS1_1Y | 1 | South | YES | -0.18779 | 400 | 65 | 423.3 | 0 | 1.015 | GSC | -1 | 0.32385 | 423.3 | 423.3 |  |  | -79.4915 | 423.3 | -0.32385 | -137.0848 |  |  |  |  | 0 | 0
7022 | L_BUCHAN1_1Y | 1 | South | YES | -0.18786 | 0 | 0 | 18 |  | 1 | Hydro | -1 | 0.32392 | 0 | 0 |  |  | 0 | 0 | -0.32392 | 0 |  |  |  |  | 0 | 0
7023 | L_BUCHAN1_2Y | 2 | South | YES | -0.18786 | 0 | 0 | 18 |  | 1 | Hydro | -1 | 0.32392 | 0 | 0 |  |  | 0 | 0 | -0.32392 | 0 |  |  |  |  | 0 | 0
7024 | L_BUCHAN1_3Y | 3 | South | YES | -0.18786 | 0 | 0 | 15 |  | 1 | Hydro | -1 | 0.32392 | 0 | 0 |  |  | 0 | 0 | -0.32392 | 0 |  |  |  |  | 0 | 0
7035 | L_WIRTZ_1G1Y | 1 | South | YES | -0.1893 | 0 | 0 | 29 |  | 1 | Hydro | -1 | 0.32536 | 0 | 0 |  |  | 0 | 0 | -0.32536 | 0 |  |  |  |  | 0 | 0
7036 | L_WIRTZ_1G2Y | 2 | South | YES | -0.1893 | 0 | 0 | 29.7 |  | 1 | Hydro | -1 | 0.32536 | 0 | 0 |  |  | 0 | 0 | -0.32536 | 0 |  |  |  |  | 0 | 0
7017 | L_HAYSEN1_4Y | 4 | South | YES | -0.18996 | 226.7 | 74 | 226.7 | 0 | 1.008 | CC | -1 | 0.32601 | 226.7 | 226.7 |  |  | -43.0633 | 226.7 | -0.32601 | -73.9076 |  |  |  |  | 0 | 0
7015 | L_HAYSEN1_2Y | 2 | South | YES | -0.18996 | 225 | 74 | 225 | 0 | 1.008 | CC | -1 | 0.32601 | 225 | 225 |  |  | -42.7403 | 225 | -0.32601 | -73.3533 |  |  |  |  | 0 | 0
7016 | L_HAYSEN1_3Y | 3 | South | YES | -0.18996 | 224.6 | 74 | 224.6 | 0 | 1.008 | CC | -1 | 0.32601 | 224.6 | 224.6 |  |  | -42.6643 | 224.6 | -0.32601 | -73.2229 |  |  |  |  | 0 | 0
7014 | L_HAYSEN1_1Y | 1 | South | YES | -0.18996 | 223.9 | 74 | 223.9 | 0 | 1.008 | CC | -1 | 0.32601 | 223.9 | 223.9 |  |  | -42.5314 | 223.9 | -0.32601 | -72.9947 |  |  |  |  | 0 | 0
1944 | MDLTHELP_4G | 4 | North | YES | 0.15093 | 211 | 74 | 211 | 0 | 1 | CC | 1 | 0.32793 | 211 | 211 | 31.8458 | 211 |  |  | 0.32793 | 69.1932 |  |  |  |  | 0 | 0
1943 | MDLTHELP_3G | 3 | North | YES | 0.15093 | 212 | 74 | 212 | 0 | 1 | CC | 1 | 0.32793 | 212 | 212 | 31.9967 | 212 |  |  | 0.32793 | 69.5211 |  |  |  |  | 0 | 0
1937 | MDLTHELP_5G | 5 | North | YES | 0.15093 | 224 | 74 | 224 | 0 | 1 | CC | 1 | 0.32793 | 224 | 224 | 33.8079 | 224 |  |  | 0.32793 | 73.4562 |  |  |  |  | 0 | 0
1938 | MDLTHELP_6G | 6 | North | YES | 0.15093 | 226 | 74 | 226 | 0 | 1 | CC | 1 | 0.32793 | 226 | 226 | 34.1097 | 226 |  |  | 0.32793 | 74.1121 |  |  |  |  | 0 | 0
7487 | L_CANYHY8_1Y | 1 | South | YES | -0.19211 | 0 | 0 | 6 |  | 1 | Hydro | -1 | 0.32817 | 0 | 0 |  |  | 0 | 0 | -0.32817 | 0 |  |  |  |  | 0 | 0
1942 | MDLTHELP_2G | 2 | North | YES | 0.15164 | 216.1 | 74 | 216.1 | 0 | 1 | CC | 1 | 0.32864 | 216.1 | 216.1 | 32.7688 | 216.1 |  |  | 0.32864 | 71.0188 |  |  |  |  | 0 | 0
1941 | MDLTHELP_1G | 1 | North | YES | 0.15164 | 216.4 | 74 | 216.4 | 0 | 1 | CC | 1 | 0.32864 | 216.4 | 216.4 | 32.8142 | 216.4 |  |  | 0.32864 | 71.1174 |  |  |  |  | 0 | 0
7303 | L_WPPGS12_1Y | 1 | South | YES | -0.19397 | 50 | 0 | 50 | 0 | 1.025 | GGT | -1 | 0.33003 | 50 | 50 |  |  | -9.6987 | 50 | -0.33003 | -16.5016 |  |  |  |  | 0 | 0
7303 | L_WPPGS12_1Y | 2 | South | YES | -0.19397 | 50 | 0 | 50 | 0 | 1.025 | GGT | -1 | 0.33003 | 50 | 50 |  |  | -9.6987 | 50 | -0.33003 | -16.5016 |  |  |  |  | 0 | 0
7305 | L_WPPGS34_1Y | 3 | South | YES | -0.19397 | 50 | 0 | 50 | 0 | 1.025 | GGT | -1 | 0.33003 | 50 | 50 |  |  | -9.6987 | 50 | -0.33003 | -16.5016 |  |  |  |  | 0 | 0
7305 | L_WPPGS34_1Y | 4 | South | YES | -0.19397 | 50 | 0 | 50 | 0 | 1.025 | GGT | -1 | 0.33003 | 50 | 50 |  |  | -9.6987 | 50 | -0.33003 | -16.5016 |  |  |  |  | 0 | 0
7028 | L_MARBFA1_1Y | 1 | South | YES | -0.19487 | 0 | 0 | 18 |  | 1 | Hydro | -1 | 0.33092 | 0 | 0 |  |  | 0 | 0 | -0.33092 | 0 |  |  |  |  | 0 | 0
7029 | L_MARBFA1_2Y | 2 | South | YES | -0.19487 | 0 | 0 | 18 |  | 1 | Hydro | -1 | 0.33092 | 0 | 0 |  |  | 0 | 0 | -0.33092 | 0 |  |  |  |  | 0 | 0
7012 | L_FPPYD21_3Y | 3 | South | YES | -0.19519 | 427.5 | 200 | 436 | 0 | 1.02 | LIGCO | -1 | 0.33125 | 0 | 436 |  |  | 0 | 0 | -0.33125 | 0 |  |  |  |  | 0 | 0
7010 | L_FPPYD11_1Y | 1 | South | YES | -0.1954 | 547.4 | 200 | 606 | 0 | 1.02 | LIGCO | -1 | 0.33146 | 0 | 606 |  |  | 0 | 0 | -0.33146 | 0 |  |  |  |  | 0 | 0
7011 | L_FPPYD11_2Y | 2 | South | YES | -0.1954 | 552.2 | 200 | 598 | 0 | 1.02 | LIGCO | -1 | 0.33146 | 0 | 598 |  |  | 0 | 0 | -0.33146 | 0 |  |  |  |  | 0 | 0
7031 | L_MARSFO1G1Y | 1 | South | YES | -0.20951 | 0 | 0 | 36 |  | 1 | Hydro | -1 | 0.34556 | 0 | 0 |  |  | 0 | 0 | -0.34556 | 0 |  |  |  |  | 0 | 0
7032 | L_MARSFO1G2Y | 2 | South | YES | -0.20951 | 0 | 0 | 35 |  | 1 | Hydro | -1 | 0.34556 | 0 | 0 |  |  | 0 | 0 | -0.34556 | 0 |  |  |  |  | 0 | 0
7033 | L_MARSFO1G3Y | 3 | South | YES | -0.20951 | 0 | 0 | 36 |  | 1 | Hydro | -1 | 0.34556 | 0 | 0 |  |  | 0 | 0 | -0.34556 | 0 |  |  |  |  | 0 | 0
7006 | L_SIMGID1_3Y | 3 | South | YES | -0.21126 | 324.9 | 60 | 329 | 0 | 1.02 | GST | -1 | 0.34731 | 329 | 329 |  |  | -69.5032 | 329 | -0.34731 | -114.2662 |  |  |  |  | 0 | 0
7005 | L_SIMGID1_2Y | 2 | South | YES | -0.21126 | 133 | 32 | 139 | 0 | 1.02 | GST | -1 | 0.34731 | 139 | 139 |  |  | -29.3646 | 139 | -0.34731 | -48.2766 |  |  |  |  | 0 | 0
7004 | L_SIMGID1_1Y | 1 | South | YES | -0.21126 | 132 | 40 | 132 | 0 | 1.02 | GST | -1 | 0.34731 | 132 | 132 |  |  | -27.8858 | 132 | -0.34731 | -45.8454 |  |  |  |  | 0 | 0
3416 | LAKE_CRK1_G | 1 | North | YES | 0.17208 | 60 | 33 | 75 |  | 1.029 | GST | 1 | 0.34908 | 75 | 75 | 12.9057 | 75 |  |  | 0.34908 | 26.1808 |  |  |  |  | 0 | 0
3417 | LAKE_CRK2_G | 2 | North | YES | 0.17208 | 177.6 | 40 | 222 | 0 | 1.029 | GST | 1 | 0.34908 | 222 | 222 | 38.2009 | 222 |  |  | 0.34908 | 77.4952 |  |  |  |  | 0 | 0
7020 | L_AUSTPL1_1Y | 1 | South | YES | -0.21744 | 0 | 0 | 8 |  | 1 | Hydro | -1 | 0.3535 | 0 | 0 |  |  | 0 | 0 | -0.3535 | 0 |  |  |  |  | 0 | 0
7020 | L_AUSTPL1_1Y | 2 | South | YES | -0.21744 | 0 | 0 | 8 |  | 1 | Hydro | -1 | 0.3535 | 0 | 0 |  |  | 0 | 0 | -0.3535 | 0 |  |  |  |  | 0 | 0
9020 | SANDHG5A | 5A | South | YES | -0.21788 | 150 | 84 | 155 | 0 | 1.0175 | CC | -1 | 0.35394 | 155 | 155 |  |  | -33.7712 | 155 | -0.35394 | -54.8602 |  |  |  |  | 0 | 0
9021 | SANDHG5C | 5C | South | YES | -0.21788 | 140 | 0 | 148 | 0 | 1.0175 | CC | -1 | 0.35394 | 148 | 148 |  |  | -32.2461 | 148 | -0.35394 | -52.3826 |  |  |  |  | 0 | 0
9016 | SANDH_G1 | 1 | South | YES | -0.21788 | 45 | 2 | 49 | 0 | 1.0175 | GGT | -1 | 0.35394 | 49 | 49 |  |  | -10.6761 | 49 | -0.35394 | -17.3429 |  |  |  |  | 0 | 0
9019 | SANDH_G4 | 4 | South | YES | -0.21788 | 0 | 2 | 47 |  | 1.0175 | GGT | -1 | 0.35394 | 47 | 47 |  |  | -10.2403 | 47 | -0.35394 | -16.635 |  |  |  |  | 0 | 0
9017 | SANDH_G2 | 2 | South | YES | -0.21788 | 45 | 2 | 46 | 0 | 1.0175 | GGT | -1 | 0.35394 | 46 | 46 |  |  | -10.0224 | 46 | -0.35394 | -16.2811 |  |  |  |  | 0 | 0
9018 | SANDH_G3 | 3 | South | YES | -0.21788 | 45 | 2 | 46 | 0 | 1.0175 | GGT | -1 | 0.35394 | 46 | 46 |  |  | -10.0224 | 46 | -0.35394 | -16.2811 |  |  |  |  | 0 | 0
9001 | DECKR_G2 | 2 | South | YES | -0.21923 | 400 | 50 | 426 | 0 | 1.015 | GST | -1 | 0.35529 | 426 | 426 |  |  | -93.3916 | 426 | -0.35529 | -151.3522 |  |  |  |  | 0 | 0
9000 | DECKR_G1 | 1 | South | YES | -0.21923 | 280 | 50 | 321 | 0 | 1.015 | GST | -1 | 0.35529 | 321 | 321 |  |  | -70.3725 | 321 | -0.35529 | -114.0471 |  |  |  |  | 0 | 0
7009 | L_LOSTPI1_3Y | 3 | South | YES | -0.22143 | 173.9 | 72 | 175 | 0 | 1 | CC | -1 | 0.35748 | 175 | 175 |  |  | -38.7495 | 175 | -0.35748 | -62.5597 |  |  |  |  | 0 | 0
7008 | L_LOSTPI1_2Y | 2 | South | YES | -0.22143 | 157.7 | 107 | 160 | 0 | 1 | CC | -1 | 0.35748 | 160 | 160 |  |  | -35.4282 | 160 | -0.35748 | -57.1974 |  |  |  |  | 0 | 0
7007 | L_LOSTPI1_1Y | 1 | South | YES | -0.22143 | 158.6 | 110 | 158 | 0 | 1 | CC | -1 | 0.35748 | 158 | 158 |  |  | -34.9853 | 158 | -0.35748 | -56.4824 |  |  |  |  | 0 | 0
9005 | DECKR_G6 | 6 | South | YES | -0.22152 | 44 | 24 | 47 | 0 | 1.015 | GGT | -1 | 0.35758 | 47 | 47 |  |  | -10.4116 | 47 | -0.35758 | -16.8063 |  |  |  |  | 0 | 0
9003 | DECKR_G4 | 4 | South | YES | -0.22152 | 44 | 24 | 44 | 0 | 1.015 | GGT | -1 | 0.35758 | 44 | 44 |  |  | -9.747 | 44 | -0.35758 | -15.7336 |  |  |  |  | 0 | 0
9004 | DECKR_G5 | 5 | South | YES | -0.22152 | 44 | 24 | 44 | 0 | 1.015 | GGT | -1 | 0.35758 | 44 | 44 |  |  | -9.747 | 44 | -0.35758 | -15.7336 |  |  |  |  | 0 | 0
9002 | DECKR_G3 | 3 | South | YES | -0.22152 | 0 | 24 | 42 |  | 1.015 | GGT | -1 | 0.35758 | 42 | 42 |  |  | -9.304 | 42 | -0.35758 | -15.0184 |  |  |  |  | 0 | 0
7809 | L_BASTEN1_3Y | 1 | South | YES | -0.22209 | 232.6 | 42 | 232.6 | 0 | 1.004 | CC | -1 | 0.35814 | 232.6 | 232.6 |  |  | -51.6574 | 232.6 | -0.35814 | -83.3045 |  |  |  |  | 0 | 0
7807 | L_BASTEN1_1Y | 1 | South | YES | -0.22209 | 152.5 | 83.5 | 152.5 | 0 | 1.004 | CC | -1 | 0.35814 | 152.5 | 152.5 |  |  | -33.8683 | 152.5 | -0.35814 | -54.6171 |  |  |  |  | 0 | 0
7808 | L_BASTEN1_2Y | 1 | South | YES | -0.22209 | 149.5 | 83.5 | 149.5 | 0 | 1.004 | CC | -1 | 0.35814 | 149.5 | 149.5 |  |  | -33.202 | 149.5 | -0.35814 | -53.5427 |  |  |  |  | 0 | 0
239 | BOSQUESW502 | 1 | North | YES | 0.18962 | 119.2 | 0 | 149 | 0 | 1.02 | GGT | 1 | 0.36662 | 149 | 149 | 28.2534 | 149 |  |  | 0.36662 | 54.6266 |  |  |  |  | 0 | 0
247 | BOSQUESW501 | 2 | North | YES | 0.18962 | 124.8 | 0 | 156 | 0 | 1.02 | GGT | 1 | 0.36662 | 156 | 156 | 29.5807 | 156 |  |  | 0.36662 | 57.193 |  |  |  |  | 0 | 0
238 | BOSQUESW505 | 1 | North | YES | 0.18962 | 255 | 0 | 255 | 0 | 1.02 | CC | 1 | 0.36662 | 255 | 255 | 48.3531 | 255 |  |  | 0.36662 | 93.4885 |  |  |  |  | 0 | 0
13432 | SANDOW_5G | 5 | South | YES | -0.26762 | 581 | 225 | 581 | 0 | 1.029 | LIGCO | -1 | 0.40367 | 0 | 581 |  |  | 0 | 0 | -0.40367 | 0 |  |  |  |  | 0 | 0
3403 | THOUSE_1G | 1 | North | YES | 0.2276 | 563 | 200 | 563 | 0 | 1.012 | GSC | 1 | 0.4046 | 563 | 563 | 128.1371 | 563 |  |  | 0.4046 | 227.789 |  |  |  |  | 0 | 0
3404 | THOUSE_2G | 2 | North | YES | 0.2276 | 807 | 250 | 807 | 0 | 1.012 | GSC | 1 | 0.4046 | 807 | 807 | 183.6708 | 807 |  |  | 0.4046 | 326.5111 |  |  |  |  | 0 | 0
3432 | SANDOW_4G | 4 | South | YES | -0.27747 | 580 | 225 | 580 | 0 | 1.029 | LIGCO | -1 | 0.41352 | 0 | 580 |  |  | 0 | 0 | -0.41352 | 0 |  |  |  |  | 0 | 0
[26 empty] | 0 | 0
[26 empty] | 0 | 0
[26 empty] | 0 | 0
[26 empty] | 0 | 0
[26 empty] | 0 | 0
[26 empty] | 0 | 0
[26 empty] | 0 | 0
[26 empty] | 0 | 0
[26 empty] | 0 | 0
[26 empty] | 0 | 0
[26 empty] | 0 | 0
[26 empty] | 0 | 0
[26 empty] | 0 | 0
[26 empty] | 0 | 0
[26 empty] | 0 | 0
[26 empty] | 0 | 0
[26 empty] | 0 | 0
[26 empty] | 0 | 0
[26 empty] | 0 | 0
[26 empty] | 0 | 0
[26 empty] | 0 | 0
[26 empty] | 0 | 0
[26 empty] | 0 | 0
[26 empty] | 0 | 0
[26 empty] | 0 | 0
[26 empty] | 0 | 0
[26 empty] | 0 | 0
[26 empty] | 0 | 0
[26 empty] | 0 | 0
[26 empty] | 0 | 0
[26 empty] | 0 | 0
[26 empty] | 0 | 0
[26 empty] | 0 | 0
[26 empty] | 0 | 0
[26 empty] | 0 | 0
[26 empty] | 0 | 0
[26 empty] | 0 | 0
[26 empty] | 0 | 0
[26 empty] | 0 | 0
[26 empty] | 0 | 0
[26 empty] | 0 | 0
[26 empty] | 0 | 0
[26 empty] | 0 | 0
[26 empty] | 0 | 0
[26 empty] | 0 | 0
[26 empty] | 0 | 0
[26 empty] | 0 | 0
[26 empty] | 0 | 0
[26 empty] | 0 | 0
[26 empty] | 0 | 0
[26 empty] | 0 | 0
[26 empty] | 0 | 0
[26 empty] | 0 | 0
[26 empty] | 0 | 0
[26 empty] | 0 | 0
[26 empty] | 0 | 0
[26 empty] | 0 | 0
[26 empty] | 0 | 0
[26 empty] | 0 | 0
[26 empty] | 0 | 0
[26 empty] | 0 | 0
[26 empty] | 0 | 0
[26 empty] | 0 | 0
[26 empty] | 0 | 0
[26 empty] | 0 | 0
[26 empty] | 0 | 0
[26 empty] | 0 | 0
[26 empty] | 0 | 0
[26 empty] | 0 | 0
[26 empty] | 0 | 0
[26 empty] | 0 | 0
[26 empty] | 0 | 0
[26 empty] | 0 | 0
[26 empty] | 0 | 0
[26 empty] | 0 | 0
[26 empty] | 0 | 0
[26 empty] | 0 | 0
[26 empty] | 0 | 0
[26 empty] | 0 | 0
[26 empty] | 0 | 0
[26 empty] | 0 | 0
[26 empty] | 0 | 0
[26 empty] | 0 | 0
[26 empty] | 0 | 0
[26 empty] | 0 | 0
[26 empty] | 0 | 0
[26 empty] | 0 | 0
[26 empty] | 0 | 0
[26 empty] | 0 | 0
[26 empty] | 0 | 0
[26 empty] | 0 | 0
[26 empty] | 0 | 0
[26 empty] | 0 | 0
[26 empty] | 0 | 0
[26 empty] | 0 | 0
[26 empty] | 0 | 0
[26 empty] | 0 | 0
[26 empty] | 0 | 0
[26 empty] | 0 | 0
[26 empty] | 0 | 0
[26 empty] | 0 | 0
[26 empty] | 0 | 0
[26 empty] | 0 | 0
[26 empty] | 0 | 0
[26 empty] | 0 | 0
[26 empty] | 0 | 0
[26 empty] | 0 | 0
[26 empty] | 0 | 0
[26 empty] | 0 | 0
[26 empty] | 0 | 0
[26 empty] | 0 | 0
[26 empty] | 0 | 0
[26 empty] | 0 | 0
[26 empty] | 0 | 0
[26 empty] | 0 | 0
[26 empty] | 0 | 0
[26 empty] | 0 | 0
[26 empty] | 0 | 0
[26 empty] | 0 | 0
[26 empty] | 0 | 0
[26 empty] | 0 | 0
[26 empty] | 0 | 0
[26 empty] | 0 | 0
[26 empty] | 0 | 0
[26 empty] | 0 | 0
[26 empty] | 0 | 0
[26 empty] | 0 | 0
[26 empty] | 0 | 0
[26 empty] | 0 | 0
[26 empty] | 0 | 0
[26 empty] | 0 | 0
[26 empty] | 0 | 0
[26 empty] | 0 | 0
[26 empty] | 0 | 0
[26 empty] | 0 | 0
[26 empty] | 0 | 0
[26 empty] | 0 | 0
[26 empty] | 0 | 0
[26 empty] | 0 | 0
[26 empty] | 0 | 0
[26 empty] | 0 | 0
[26 empty] | 0 | 0
[26 empty] | 0 | 0
[26 empty] | 0 | 0
[26 empty] | 0 | 0
[26 empty] | 0 | 0
[26 empty] | 0 | 0
[26 empty] | 0 | 0
[26 empty] | 0 | 0
[26 empty] | 0 | 0
[26 empty] | 0 | 0
[26 empty] | 0 | 0
[26 empty] | 0 | 0
[26 empty] | 0 | 0
[26 empty] | 0 | 0
[26 empty] | 0 | 0
[26 empty] | 0 | 0
[26 empty] | 0 | 0
[26 empty] | 0 | 0
[26 empty] | 0 | 0
[26 empty] | 0 | 0
[26 empty] | 0 | 0
[26 empty] | 0 | 0
[26 empty] | 0 | 0
[26 empty] | 0 | 0
[26 empty] | 0 | 0
[26 empty] | 0 | 0
[26 empty] | 0 | 0
[26 empty] | 0 | 0
[26 empty] | 0 | 0
[26 empty] | 0 | 0
[26 empty] | 0 | 0
[26 empty] | 0 | 0
[26 empty] | 0 | 0
[26 empty] | 0 | 0
[26 empty] | 0 | 0
[26 empty] | 0 | 0
[26 empty] | 0 | 0
[26 empty] | 0 | 0
[26 empty] | 0 | 0
[26 empty] | 0 | 0
[26 empty] | 0 | 0
[26 empty] | 0 | 0
[26 empty] | 0 | 0
[26 empty] | 0 | 0
[26 empty] | 0 | 0
[26 empty] | 0 | 0
[26 empty] | 0 | 0
[26 empty] | 0 | 0
[26 empty] | 0 | 0
[26 empty] | 0 | 0
[26 empty] | 0 | 0
[26 empty] | 0 | 0
[26 empty] | 0 | 0
[26 empty] | 0 | 0
[26 empty] | 0 | 0
[26 empty] | 0 | 0
[26 empty] | 0 | 0
[26 empty] | 0 | 0
[26 empty] | 0 | 0
[26 empty] | 0 | 0
[26 empty] | 0 | 0
[26 empty] | 0 | 0
[26 empty] | 0 | 0
[26 empty] | 0 | 0
[26 empty] | 0 | 0
[26 empty] | 0 | 0
[26 empty] | 0 | 0
[26 empty] | 0 | 0
[26 empty] | 0 | 0
[26 empty] | 0 | 0
[26 empty] | 0 | 0
[26 empty] | 0 | 0
[26 empty] | 0 | 0
[26 empty] | 0 | 0
[26 empty] | 0 | 0
[26 empty] | 0 | 0
[26 empty] | 0 | 0
[26 empty] | 0 | 0
[26 empty] | 0 | 0
[26 empty] | 0 | 0
[26 empty] | 0 | 0
[26 empty] | 0 | 0
[26 empty] | 0 | 0
[26 empty] | 0 | 0
[26 empty] | 0 | 0
[26 empty] | 0 | 0
[26 empty] | 0 | 0
[26 empty] | 0 | 0
[26 empty] | 0 | 0
[26 empty] | 0 | 0
[26 empty] | 0 | 0
[26 empty] | 0 | 0
[26 empty] | 0 | 0
[26 empty] | 0 | 0
[26 empty] | 0 | 0
[26 empty] | 0 | 0
[26 empty] | 0 | 0
[26 empty] | 0 | 0
[26 empty] | 0 | 0
[26 empty] | 0 | 0
[26 empty] | 0 | 0
[26 empty] | 0 | 0
[26 empty] | 0 | 0
[26 empty] | 0 | 0
[26 empty] | 0 | 0
[26 empty] | 0 | 0
[26 empty] | 0 | 0
[26 empty] | 0 | 0
[26 empty] | 0 | 0
[26 empty] | 0 | 0
[26 empty] | 0 | 0
[26 empty] | 0 | 0
[26 empty] | 0 | 0
[26 empty] | 0 | 0
[26 empty] | 0 | 0
[26 empty] | 0 | 0
[26 empty] | 0 | 0
[26 empty] | 0 | 0
[26 empty] | 0 | 0
[26 empty] | 0 | 0
[26 empty] | 0 | 0
[26 empty] | 0 | 0
[26 empty] | 0 | 0
[26 empty] | 0 | 0
[26 empty] | 0 | 0
[26 empty] | 0 | 0
[26 empty] | 0 | 0
[26 empty] | 0 | 0
[26 empty] | 0 | 0
[26 empty] | 0 | 0
[26 empty] | 0 | 0
[26 empty] | 0 | 0
[26 empty] | 0 | 0
[26 empty] | 0 | 0
[26 empty] | 0 | 0
[26 empty] | 0 | 0
[26 empty] | 0 | 0
[26 empty] | 0 | 0
[26 empty] | 0 | 0
[26 empty] | 0 | 0
[26 empty] | 0 | 0
[26 empty] | 0 | 0
[26 empty] | 0 | 0
[26 empty] | 0 | 0
[26 empty] | 0 | 0
[26 empty] | 0 | 0
[26 empty] | 0 | 0
[26 empty] | 0 | 0
[26 empty] | 0 | 0
[26 empty] | 0 | 0
[26 empty] | 0 | 0
[26 empty] | 0 | 0
[26 empty] | 0 | 0
[26 empty] | 0 | 0
[26 empty] | 0 | 0
[26 empty] | 0 | 0
[26 empty] | 0 | 0
[26 empty] | 0 | 0
[26 empty] | 0 | 0
[26 empty] | 0 | 0
[26 empty] | 0 | 0
[26 empty] | 0 | 0
[26 empty] | 0 | 0
[26 empty] | 0 | 0
[26 empty] | 0 | 0
[26 empty] | 0 | 0
[26 empty] | 0 | 0
[26 empty] | 0 | 0
[26 empty] | 0 | 0
[26 empty] | 0 | 0
[26 empty] | 0 | 0
[26 empty] | 0 | 0
[26 empty] | 0 | 0
[26 empty] | 0 | 0
[26 empty] | 0 | 0
[26 empty] | 0 | 0
[26 empty] | 0 | 0
[26 empty] | 0 | 0
[26 empty] | 0 | 0
[26 empty] | 0 | 0
[26 empty] | 0 | 0
[26 empty] | 0 | 0
[26 empty] | 0 | 0
[26 empty] | 0 | 0
[26 empty] | 0 | 0
[26 empty] | 0 | 0
[26 empty] | 0 | 0
[26 empty] | 0 | 0
[26 empty] | 0 | 0
[26 empty] | 0 | 0
[26 empty] | 0 | 0
[26 empty] | 0 | 0
[26 empty] | 0 | 0
[26 empty] | 0 | 0
[26 empty] | 0 | 0
[26 empty] | 0 | 0
[26 empty] | 0 | 0
[26 empty] | 0 | 0
[26 empty] | 0 | 0
[26 empty] | 0 | 0
[26 empty] | 0 | 0
[26 empty] | 0 | 0
[26 empty] | 0 | 0
[26 empty] | 0 | 0
[26 empty] | 0 | 0
[26 empty] | 0 | 0
[26 empty] | 0 | 0
[26 empty] | 0 | 0
[26 empty] | 0 | 0
[26 empty] | 0 | 0
[26 empty] | 0 | 0
[26 empty] | 0 | 0
[26 empty] | 0 | 0
[26 empty] | 0 | 0
[26 empty] | 0 | 0
[26 empty] | 0 | 0
[26 empty] | 0 | 0
[26 empty] | 0 | 0
[26 empty] | 0 | 0
[26 empty] | 0 | 0
[26 empty] | 0 | 0
[26 empty] | 0 | 0
[26 empty] | 0 | 0
[26 empty] | 0 | 0
[26 empty] | 0 | 0
[26 empty] | 0 | 0
[26 empty] | 0 | 0
[26 empty] | 0 | 0
[26 empty] | 0 | 0
[26 empty] | 0 | 0
[26 empty] | 0 | 0
[26 empty] | 0 | 0
[26 empty] | 0 | 0
[26 empty] | 0 | 0
[26 empty] | 0 | 0
[26 empty] | 0 | 0
[26 empty] | 0 | 0
[26 empty] | 0 | 0
[26 empty] | 0 | 0
[26 empty] | 0 | 0
[26 empty] | 0 | 0
[26 empty] | 0 | 0
[26 empty] | 0 | 0
[26 empty] | 0 | 0
[26 empty] | 0 | 0
[26 empty] | 0 | 0
[26 empty] | 0 | 0
[26 empty] | 0 | 0
[26 empty] | 0 | 0
[26 empty] | 0 | 0
[26 empty] | 0 | 0
[26 empty] | 0 | 0
[26 empty] | 0 | 0
[26 empty] | 0 | 0
[26 empty] | 0 | 0
[26 empty] | 0 | 0
[26 empty] | 0 | 0
[26 empty] | 0 | 0
[26 empty] | 0 | 0
[26 empty] | 0 | 0
[26 empty] | 0 | 0
[26 empty] | 0 | 0
[26 empty] | 0 | 0
[26 empty] | 0 | 0
[26 empty] | 0 | 0
[26 empty] | 0 | 0
[26 empty] | 0 | 0
[26 empty] | 0 | 0
[26 empty] | 0 | 0
[26 empty] | 0 | 0
[26 empty] | 0 | 0
[26 empty] | 0 | 0
[26 empty] | 0 | 0
[26 empty] | 0 | 0
[26 empty] | 0 | 0
[26 empty] | 0 | 0
[26 empty] | 0 | 0
[26 empty] | 0 | 0
[26 empty] | 0 | 0
[26 empty] | 0 | 0
[26 empty] | 0 | 0
[26 empty] | 0 | 0
[26 empty] | 0 | 0
[26 empty] | 0 | 0
[26 empty] | 0 | 0
[26 empty] | 0 | 0
[26 empty] | 0 | 0
[26 empty] | 0 | 0
[26 empty] | 0 | 0
[26 empty] | 0 | 0
[26 empty] | 0 | 0
[26 empty] | 0 | 0
[26 empty] | 0 | 0
[26 empty] | 0 | 0
[26 empty] | 0 | 0
[26 empty] | 0 | 0
[26 empty] | 0 | 0
[26 empty] | 0 | 0
[26 empty] | 0 | 0
[26 empty] | 0 | 0
[26 empty] | 0 | 0
[26 empty] | 0 | 0
[26 empty] | 0 | 0
[26 empty] | 0 | 0
[26 empty] | 0 | 0
[26 empty] | 0 | 0
[26 empty] | 0 | 0
[26 empty] | 0 | 0
[26 empty] | 0 | 0
[26 empty] | 0 | 0
[26 empty] | 0 | 0
[26 empty] | 0 | 0
[26 empty] | 0 | 0
[26 empty] | 0 | 0
[26 empty] | 0 | 0
[26 empty] | 0 | 0
[26 empty] | 0 | 0
[26 empty] | 0 | 0
[26 empty] | 0 | 0
[26 empty] | 0 | 0
[26 empty] | 0 | 0
[26 empty] | 0 | 0
[26 empty] | 0 | 0
[26 empty] | 0 | 0
[26 empty] | 0 | 0
[26 empty] | 0 | 0
[26 empty] | 0 | 0
[26 empty] | 0 | 0
[26 empty] | 0 | 0
[26 empty] | 0 | 0
[26 empty] | 0 | 0
[26 empty] | 0 | 0
[26 empty] | 0 | 0
[26 empty] | 0 | 0
[26 empty] | 0 | 0
[26 empty] | 0 | 0
[26 empty] | 0 | 0
[26 empty] | 0 | 0
[26 empty] | 0 | 0
[26 empty] | 0 | 0
[26 empty] | 0 | 0
[26 empty] | 0 | 0
[26 empty] | 0 | 0
[26 empty] | 0 | 0
[26 empty] | 0 | 0
[26 empty] | 0 | 0
[26 empty] | 0 | 0
[26 empty] | 0 | 0
[26 empty] | 0 | 0
[26 empty] | 0 | 0
[26 empty] | 0 | 0
[26 empty] | 0 | 0
[26 empty] | 0 | 0
[26 empty] | 0 | 0
[26 empty] | 0 | 0
[26 empty] | 0 | 0
[26 empty] | 0 | 0
[26 empty] | 0 | 0
[26 empty] | 0 | 0
[26 empty] | 0 | 0
[26 empty] | 0 | 0
[26 empty] | 0 | 0
[26 empty] | 0 | 0
[26 empty] | 0 | 0
[26 empty] | 0 | 0
[26 empty] | 0 | 0
[26 empty] | 0 | 0
[26 empty] | 0 | 0
[26 empty] | 0 | 0
[26 empty] | 0 | 0
[26 empty] | 0 | 0
[26 empty] | 0 | 0
[26 empty] | 0 | 0
[26 empty] | 0 | 0
[26 empty] | 0 | 0
[26 empty] | 0 | 0
[26 empty] | 0 | 0
[26 empty] | 0 | 0
[26 empty] | 0 | 0
[26 empty] | 0 | 0
[26 empty] | 0 | 0
[26 empty] | 0 | 0
[26 empty] | 0 | 0
[26 empty] | 0 | 0
[26 empty] | 0 | 0
[26 empty] | 0 | 0
[26 empty] | 0 | 0
[26 empty] | 0 | 0
[26 empty] | 0 | 0
[26 empty] | 0 | 0
[26 empty] | 0 | 0
[26 empty] | 0 | 0
[26 empty] | 0 | 0
[26 empty] | 0 | 0
[26 empty] | 0 | 0
[26 empty] | 0 | 0
[26 empty] | 0 | 0
[26 empty] | 0 | 0
[26 empty] | 0 | 0
[26 empty] | 0 | 0
[26 empty] | 0 | 0
[26 empty] | 0 | 0
[26 empty] | 0 | 0
[26 empty] | 0 | 0
[26 empty] | 0 | 0
[26 empty] | 0 | 0
[26 empty] | 0 | 0
[26 empty] | 0 | 0
[26 empty] | 0 | 0
[26 empty] | 0 | 0
[26 empty] | 0 | 0
[26 empty] | 0 | 0
[26 empty] | 0 | 0
[26 empty] | 0 | 0
[26 empty] | 0 | 0
[26 empty] | 0 | 0
[26 empty] | 0 | 0
[26 empty] | 0 | 0
[26 empty] | 0 | 0
[26 empty] | 0 | 0
[26 empty] | 0 | 0
[26 empty] | 0 | 0
[26 empty] | 0 | 0
[26 empty] | 0 | 0
[26 empty] | 0 | 0
[26 empty] | 0 | 0
[26 empty] | 0 | 0
[26 empty] | 0 | 0
[26 empty] | 0 | 0
[26 empty] | 0 | 0
[26 empty] | 0 | 0
[26 empty] | 0 | 0
[26 empty] | 0 | 0
[26 empty] | 0 | 0
[26 empty] | 0 | 0
[26 empty] | 0 | 0
[26 empty] | 0 | 0
[26 empty] | 0 | 0
[26 empty] | 0 | 0
[26 empty] | 0 | 0
[26 empty] | 0 | 0
[26 empty] | 0 | 0
[26 empty] | 0 | 0
[26 empty] | 0 | 0
[26 empty] | 0 | 0
[26 empty] | 0 | 0
[26 empty] | 0 | 0
[26 empty] | 0 | 0
[26 empty] | 0 | 0
[26 empty] | 0 | 0
[26 empty] | 0 | 0
[26 empty] | 0 | 0
[26 empty] | 0 | 0
[26 empty] | 0 | 0
[26 empty] | 0 | 0
[26 empty] | 0 | 0
[26 empty] | 0 | 0
[26 empty] | 0 | 0
[26 empty] | 0 | 0
[26 empty] | 0 | 0
[26 empty] | 0 | 0
[26 empty] | 0 | 0
[26 empty] | 0 | 0
[26 empty] | 0 | 0
[26 empty] | 0 | 0
[26 empty] | 0 | 0
[26 empty] | 0 | 0
[26 empty] | 0 | 0
[26 empty] | 0 | 0
[26 empty] | 0 | 0
[26 empty] | 0 | 0
[26 empty] | 0 | 0
[26 empty] | 0 | 0
[26 empty] | 0 | 0
[26 empty] | 0 | 0
[26 empty] | 0 | 0
[26 empty] | 0 | 0
[26 empty] | 0 | 0
[26 empty] | 0 | 0
[26 empty] | 0 | 0
[26 empty] | 0 | 0
[26 empty] | 0 | 0
[26 empty] | 0 | 0
[26 empty] | 0 | 0
[26 empty] | 0 | 0
[26 empty] | 0 | 0
[26 empty] | 0 | 0
[26 empty] | 0 | 0
[26 empty] | 0 | 0
[26 empty] | 0 | 0
[26 empty] | 0 | 0
[26 empty] | 0 | 0
[26 empty] | 0 | 0
[26 empty] | 0 | 0
[26 empty] | 0 | 0
[26 empty] | 0 | 0
[26 empty] | 0 | 0
[26 empty] | 0 | 0
[26 empty] | 0 | 0
[26 empty] | 0 | 0
[26 empty] | 0 | 0
[26 empty] | 0 | 0
[26 empty] | 0 | 0
[26 empty] | 0 | 0
[26 empty] | 0 | 0
[26 empty] | 0 | 0
[26 empty] | 0 | 0
[26 empty] | 0 | 0
[26 empty] | 0 | 0
[26 empty] | 0 | 0
[26 empty] | 0 | 0
[26 empty] | 0 | 0
[26 empty] | 0 | 0
[26 empty] | 0 | 0
[26 empty] | 0 | 0
[26 empty] | 0 | 0
[26 empty] | 0 | 0
[26 empty] | 0 | 0
[26 empty] | 0 | 0
[26 empty] | 0 | 0
[26 empty] | 0 | 0
[26 empty] | 0 | 0
[26 empty] | 0 | 0
[26 empty] | 0 | 0
[26 empty] | 0 | 0
[26 empty] | 0 | 0
[26 empty] | 0 | 0
[26 empty] | 0 | 0
[26 empty] | 0 | 0
[26 empty] | 0 | 0
[26 empty] | 0 | 0
[26 empty] | 0 | 0
[26 empty] | 0 | 0
[26 empty] | 0 | 0
[26 empty] | 0 | 0
[26 empty] | 0 | 0
[26 empty] | 0 | 0
[26 empty] | 0 | 0
[26 empty] | 0 | 0
[26 empty] | 0 | 0
[26 empty] | 0 | 0
[26 empty] | 0 | 0
[26 empty] | 0 | 0
[26 empty] | 0 | 0
[26 empty] | 0 | 0
[26 empty] | 0 | 0
[26 empty] | 0 | 0
[26 empty] | 0 | 0
[26 empty] | 0 | 0
[26 empty] | 0 | 0
[26 empty] | 0 | 0
[26 empty] | 0 | 0
[26 empty] | 0 | 0
[26 empty] | 0 | 0
[26 empty] | 0 | 0
[26 empty] | 0 | 0
[26 empty] | 0 | 0
[26 empty] | 0 | 0
[26 empty] | 0 | 0
[26 empty] | 0 | 0
[26 empty] | 0 | 0
[26 empty] | 0 | 0
[26 empty] | 0 | 0
[26 empty] | 0 | 0
[26 empty] | 0 | 0
[26 empty] | 0 | 0
[26 empty] | 0 | 0
[26 empty] | 0 | 0
[26 empty] | 0 | 0
[26 empty] | 0 | 0
[26 empty] | 0 | 0
[26 empty] | 0 | 0
[26 empty] | 0 | 0
[26 empty] | 0 | 0
[26 empty] | 0 | 0
[26 empty] | 0 | 0
[26 empty] | 0 | 0
[26 empty] | 0 | 0
[26 empty] | 0 | 0
[26 empty] | 0 | 0
[26 empty] | 0 | 0
[26 empty] | 0 | 0
[26 empty] | 0 | 0
[26 empty] | 0 | 0
[26 empty] | 0 | 0
[26 empty] | 0 | 0
[26 empty] | 0 | 0
[26 empty] | 0 | 0
[26 empty] | 0 | 0
[26 empty] | 0 | 0
[26 empty] | 0 | 0
[26 empty] | 0 | 0
[26 empty] | 0 | 0
[26 empty] | 0 | 0
[26 empty] | 0 | 0
[26 empty] | 0 | 0
[26 empty] | 0 | 0
[26 empty] | 0 | 0
[26 empty] | 0 | 0
[26 empty] | 0 | 0
[26 empty] | 0 | 0
[26 empty] | 0 | 0
[26 empty] | 0 | 0
[26 empty] | 0 | 0
[26 empty] | 0 | 0
[26 empty] | 0 | 0
[26 empty] | 0 | 0
[26 empty] | 0 | 0
[26 empty] | 0 | 0
[26 empty] | 0 | 0
[26 empty] | 0 | 0
[26 empty] | 0 | 0
[26 empty] | 0 | 0
[26 empty] | 0 | 0
[26 empty] | 0 | 0
[26 empty] | 0 | 0
[26 empty] | 0 | 0
[26 empty] | 0 | 0
[26 empty] | 0 | 0
[26 empty] | 0 | 0
[26 empty] | 0 | 0
[26 empty] | 0 | 0
[26 empty] | 0 | 0
[26 empty] | 0 | 0
[26 empty] | 0 | 0
[26 empty] | 0 | 0
[26 empty] | 0 | 0
[26 empty] | 0 | 0
[26 empty] | 0 | 0
[26 empty] | 0 | 0
[26 empty] | 0 | 0
[26 empty] | 0 | 0
[26 empty] | 0 | 0
[26 empty] | 0 | 0
[26 empty] | 0 | 0
[26 empty] | 0 | 0
[26 empty] | 0 | 0
[26 empty] | 0 | 0
[26 empty] | 0 | 0
[26 empty] | 0 | 0
[26 empty] | 0 | 0
[26 empty] | 0 | 0
[26 empty] | 0 | 0
[26 empty] | 0 | 0
[26 empty] | 0 | 0
[26 empty] | 0 | 0
[26 empty] | 0 | 0
[26 empty] | 0 | 0
[26 empty] | 0 | 0
[26 empty] | 0 | 0
[26 empty] | 0 | 0
[26 empty] | 0 | 0
[26 empty] | 0 | 0
[26 empty] | 0 | 0
[26 empty] | 0 | 0
[26 empty] | 0 | 0
[26 empty] | 0 | 0
[26 empty] | 0 | 0
[26 empty] | 0 | 0
[26 empty] | 0 | 0
[26 empty] | 0 | 0
[26 empty] | 0 | 0
[26 empty] | 0 | 0
[26 empty] | 0 | 0
[26 empty] | 0 | 0
[26 empty] | 0 | 0
[26 empty] | 0 | 0
[26 empty] | 0 | 0
[26 empty] | 0 | 0
[26 empty] | 0 | 0
[26 empty] | 0 | 0
[26 empty] | 0 | 0
[26 empty] | 0 | 0
[26 empty] | 0 | 0
[26 empty] | 0 | 0
[26 empty] | 0 | 0
[26 empty] | 0 | 0
[26 empty] | 0 | 0
[26 empty] | 0 | 0
[26 empty] | 0 | 0
[26 empty] | 0 | 0
[26 empty] | 0 | 0
[26 empty] | 0 | 0
[26 empty] | 0 | 0
[26 empty] | 0 | 0
[26 empty] | 0 | 0
[26 empty] | 0 | 0
[26 empty] | 0 | 0
[26 empty] | 0 | 0
[26 empty] | 0 | 0
[26 empty] | 0 | 0
[26 empty] | 0 | 0
[26 empty] | 0 | 0
[26 empty] | 0 | 0
[26 empty] | 0 | 0
[26 empty] | 0 | 0
[26 empty] | 0 | 0
[26 empty] | 0 | 0
[26 empty] | 0 | 0
[26 empty] | 0 | 0
[26 empty] | 0 | 0
[26 empty] | 0 | 0
[26 empty] | 0 | 0
[26 empty] | 0 | 0
[26 empty] | 0 | 0
[26 empty] | 0 | 0
[26 empty] | 0 | 0
[26 empty] | 0 | 0
[26 empty] | 0 | 0
[26 empty] | 0 | 0
[26 empty] | 0 | 0
[26 empty] | 0 | 0
[26 empty] | 0 | 0
[26 empty] | 0 | 0
[26 empty] | 0 | 0
[26 empty] | 0 | 0
[26 empty] | 0 | 0
[26 empty] | 0 | 0
[26 empty] | 0 | 0
[26 empty] | 0 | 0
[26 empty] | 0 | 0
[26 empty] | 0 | 0
[26 empty] | 0 | 0
[26 empty] | 0 | 0
[26 empty] | 0 | 0
[26 empty] | 0 | 0
[26 empty] | 0 | 0
[26 empty] | 0 | 0
[26 empty] | 0 | 0
[26 empty] | 0 | 0
[26 empty] | 0 | 0
[26 empty] | 0 | 0
[26 empty] | 0 | 0
[26 empty] | 0 | 0
[26 empty] | 0 | 0
[26 empty] | 0 | 0
[26 empty] | 0 | 0
[26 empty] | 0 | 0
[26 empty] | 0 | 0
[26 empty] | 0 | 0
[26 empty] | 0 | 0
[26 empty] | 0 | 0
[26 empty] | 0 | 0
[26 empty] | 0 | 0
[26 empty] | 0 | 0
[26 empty] | 0 | 0
[26 empty] | 0 | 0
[26 empty] | 0 | 0
[26 empty] | 0 | 0
[26 empty] | 0 | 0
[26 empty] | 0 | 0
[26 empty] | 0 | 0
[26 empty] | 0 | 0
[26 empty] | 0 | 0
[26 empty] | 0 | 0
[26 empty] | 0 | 0
[26 empty] | 0 | 0
[26 empty] | 0 | 0
[26 empty] | 0 | 0
[26 empty] | 0 | 0
[26 empty] | 0 | 0
[26 empty] | 0 | 0
[26 empty] | 0 | 0
[26 empty] | 0 | 0
[26 empty] | 0 | 0
[26 empty] | 0 | 0
[26 empty] | 0 | 0
[26 empty] | 0 | 0
[26 empty] | 0 | 0
[26 empty] | 0 | 0
[26 empty] | 0 | 0
[26 empty] | 0 | 0
[26 empty] | 0 | 0
[26 empty] | 0 | 0
[26 empty] | 0 | 0
[26 empty] | 0 | 0
[26 empty] | 0 | 0
[26 empty] | 0 | 0
[26 empty] | 0 | 0
[26 empty] | 0 | 0
[26 empty] | 0 | 0
[26 empty] | 0 | 0
[26 empty] | 0 | 0
[26 empty] | 0 | 0
[26 empty] | 0 | 0
[26 empty] | 0 | 0
[26 empty] | 0 | 0
[26 empty] | 0 | 0
[26 empty] | 0 | 0
[26 empty] | 0 | 0
[26 empty] | 0 | 0
[26 empty] | 0 | 0
[26 empty] | 0 | 0
[26 empty] | 0 | 0
[26 empty] | 0 | 0
[26 empty] | 0 | 0
[26 empty] | 0 | 0
[26 empty] | 0 | 0
[26 empty] | 0 | 0
[26 empty] | 0 | 0
[26 empty] | 0 | 0
[26 empty] | 0 | 0
[26 empty] | 0 | 0
[26 empty] | 0 | 0
[26 empty] | 0 | 0
[26 empty] | 0 | 0
[26 empty] | 0 | 0
[26 empty] | 0 | 0
[26 empty] | 0 | 0
[26 empty] | 0 | 0
[26 empty] | 0 | 0
[26 empty] | 0 | 0
[26 empty] | 0 | 0
[26 empty] | 0 | 0
[26 empty] | 0 | 0
[26 empty] | 0 | 0
[26 empty] | 0 | 0
[26 empty] | 0 | 0
[26 empty] | 0 | 0
[26 empty] | 0 | 0
[26 empty] | 0 | 0
[26 empty] | 0 | 0
[26 empty] | 0 | 0
[26 empty] | 0 | 0
[26 empty] | 0 | 0
[26 empty] | 0 | 0
[26 empty] | 0 | 0
[26 empty] | 0 | 0
[26 empty] | 0 | 0
[26 empty] | 0 | 0
[26 empty] | 0 | 0
[26 empty] | 0 | 0
[26 empty] | 0 | 0
[26 empty] | 0 | 0
[26 empty] | 0 | 0
[26 empty] | 0 | 0
[26 empty] | 0 | 0
[26 empty] | 0 | 0
[26 empty] | 0 | 0
[26 empty] | 0 | 0
[26 empty] | 0 | 0
[26 empty] | 0 | 0
[26 empty] | 0 | 0
[26 empty] | 0 | 0
[26 empty] | 0 | 0
[26 empty] | 0 | 0
[26 empty] | 0 | 0
[26 empty] | 0 | 0
[26 empty] | 0 | 0
[26 empty] | 0 | 0
[26 empty] | 0 | 0
[26 empty] | 0 | 0
[26 empty] | 0 | 0
[26 empty] | 0 | 0
[26 empty] | 0 | 0
[26 empty] | 0 | 0
[26 empty] | 0 | 0
[26 empty] | 0 | 0
[26 empty] | 0 | 0
[26 empty] | 0 | 0
[26 empty] | 0 | 0
[26 empty] | 0 | 0
[26 empty] | 0 | 0
[26 empty] | 0 | 0
[26 empty] | 0 | 0
[26 empty] | 0 | 0
[26 empty] | 0 | 0
[26 empty] | 0 | 0
[26 empty] | 0 | 0
[26 empty] | 0 | 0
[26 empty] | 0 | 0
[26 empty] | 0 | 0
[26 empty] | 0 | 0
[26 empty] | 0 | 0
[26 empty] | 0 | 0
[26 empty] | 0 | 0
[26 empty] | 0 | 0
[26 empty] | 0 | 0
[26 empty] | 0 | 0
[26 empty] | 0 | 0
[26 empty] | 0 | 0
[26 empty] | 0 | 0
[26 empty] | 0 | 0
[26 empty] | 0 | 0
[26 empty] | 0 | 0
[26 empty] | 0 | 0
[26 empty] | 0 | 0
[26 empty] | 0 | 0
[26 empty] | 0 | 0
[26 empty] | 0 | 0
[26 empty] | 0 | 0
[26 empty] | 0 | 0
[26 empty] | 0 | 0
[26 empty] | 0 | 0
[26 empty] | 0 | 0
[26 empty] | 0 | 0
[26 empty] | 0 | 0
[26 empty] | 0 | 0
[26 empty] | 0 | 0
[26 empty] | 0 | 0
[26 empty] | 0 | 0
[26 empty] | 0 | 0
[26 empty] | 0 | 0
[26 empty] | 0 | 0
[26 empty] | 0 | 0
[26 empty] | 0 | 0
[26 empty] | 0 | 0
[26 empty] | 0 | 0
[26 empty] | 0 | 0
[26 empty] | 0 | 0
[26 empty] | 0 | 0
[26 empty] | 0 | 0
[26 empty] | 0 | 0
[26 empty] | 0 | 0
[26 empty] | 0 | 0
[26 empty] | 0 | 0
[26 empty] | 0 | 0
[26 empty] | 0 | 0
[26 empty] | 0 | 0
[26 empty] | 0 | 0
[26 empty] | 0 | 0
[26 empty] | 0 | 0
[26 empty] | 0 | 0
[26 empty] | 0 | 0
[26 empty] | 0 | 0
[26 empty] | 0 | 0
[26 empty] | 0 | 0
[26 empty] | 0 | 0
[26 empty] | 0 | 0
[26 empty] | 0 | 0
[26 empty] | 0 | 0
[26 empty] | 0 | 0
[26 empty] | 0 | 0
[26 empty] | 0 | 0
[26 empty] | 0 | 0
[26 empty] | 0 | 0
[26 empty] | 0 | 0
[26 empty] | 0 | 0
[26 empty] | 0 | 0
[26 empty] | 0 | 0
[26 empty] | 0 | 0
[26 empty] | 0 | 0
[26 empty] | 0 | 0
[26 empty] | 0 | 0
[26 empty] | 0 | 0
[26 empty] | 0 | 0
[26 empty] | 0 | 0
[26 empty] | 0 | 0
[26 empty] | 0 | 0
[26 empty] | 0 | 0
[26 empty] | 0 | 0
[26 empty] | 0 | 0
[26 empty] | 0 | 0
[26 empty] | 0 | 0
[26 empty] | 0 | 0
[26 empty] | 0 | 0
[26 empty] | 0 | 0
[26 empty] | 0 | 0
[26 empty] | 0 | 0
[26 empty] | 0 | 0
[26 empty] | 0 | 0
[26 empty] | 0 | 0
[26 empty] | 0 | 0
[26 empty] | 0 | 0
[26 empty] | 0 | 0
[26 empty] | 0 | 0
[26 empty] | 0 | 0
[26 empty] | 0 | 0
[26 empty] | 0 | 0
[26 empty] | 0 | 0
[26 empty] | 0 | 0
[26 empty] | 0 | 0
[26 empty] | 0 | 0
[26 empty] | 0 | 0
[26 empty] | 0 | 0
[26 empty] | 0 | 0
[26 empty] | 0 | 0
[26 empty] | 0 | 0
[26 empty] | 0 | 0
[26 empty] | 0 | 0
[26 empty] | 0 | 0
[26 empty] | 0 | 0
[26 empty] | 0 | 0
[26 empty] | 0 | 0
[26 empty] | 0 | 0
[26 empty] | 0 | 0
[26 empty] | 0 | 0
[26 empty] | 0 | 0
[26 empty] | 0 | 0
[26 empty] | 0 | 0
[26 empty] | 0 | 0
[26 empty] | 0 | 0
[26 empty] | 0 | 0
[26 empty] | 0 | 0
[26 empty] | 0 | 0
[26 empty] | 0 | 0
[26 empty] | 0 | 0
[26 empty] | 0 | 0
[26 empty] | 0 | 0
[26 empty] | 0 | 0
[26 empty] | 0 | 0
[26 empty] | 0 | 0
[26 empty] | 0 | 0
[26 empty] | 0 | 0
[26 empty] | 0 | 0
[26 empty] | 0 | 0
[26 empty] | 0 | 0
[26 empty] | 0 | 0
[26 empty] | 0 | 0
[26 empty] | 0 | 0
[26 empty] | 0 | 0
[26 empty] | 0 | 0
[26 empty] | 0 | 0
[26 empty] | 0 | 0
[26 empty] | 0 | 0
[26 empty] | 0 | 0
[26 empty] | 0 | 0
[26 empty] | 0 | 0
[26 empty] | 0 | 0
[26 empty] | 0 | 0
[26 empty] | 0 | 0
[26 empty] | 0 | 0
[26 empty] | 0 | 0
[26 empty] | 0 | 0
[26 empty] | 0 | 0
[26 empty] | 0 | 0
[26 empty] | 0 | 0
[26 empty] | 0 | 0
[26 empty] | 0 | 0
[26 empty] | 0 | 0
[26 empty] | 0 | 0
[26 empty] | 0 | 0
[26 empty] | 0 | 0
[26 empty] | 0 | 0
[26 empty] | 0 | 0
[26 empty] | 0 | 0
[26 empty] | 0 | 0
[26 empty] | 0 | 0
[26 empty] | 0 | 0
[26 empty] | 0 | 0
[26 empty] | 0 | 0
[26 empty] | 0 | 0
[26 empty] | 0 | 0
[26 empty] | 0 | 0
[26 empty] | 0 | 0
[26 empty] | 0 | 0
[26 empty] | 0 | 0
[26 empty] | 0 | 0
[26 empty] | 0 | 0
[26 empty] | 0 | 0
[26 empty] | 0 | 0
[26 empty] | 0 | 0
[26 empty] | 0 | 0
[26 empty] | 0 | 0
[26 empty] | 0 | 0
[26 empty] | 0 | 0
[26 empty] | 0 | 0
[26 empty] | 0 | 0
[26 empty] | 0 | 0
[26 empty] | 0 | 0
[26 empty] | 0 | 0
[26 empty] | 0 | 0
[26 empty] | 0 | 0
[26 empty] | 0 | 0
[26 empty] | 0 | 0
[26 empty] | 0 | 0
[26 empty] | 0 | 0
[26 empty] | 0 | 0
[26 empty] | 0 | 0
[26 empty] | 0 | 0
[26 empty] | 0 | 0
[26 empty] | 0 | 0
[26 empty] | 0 | 0
[26 empty] | 0 | 0
[26 empty] | 0 | 0
[26 empty] | 0 | 0
[26 empty] | 0 | 0
[26 empty] | 0 | 0
[26 empty] | 0 | 0
[26 empty] | 0 | 0
[26 empty] | 0 | 0
[26 empty] | 0 | 0
[26 empty] | 0 | 0
[26 empty] | 0 | 0
[26 empty] | 0 | 0
[26 empty] | 0 | 0
[26 empty] | 0 | 0
[26 empty] | 0 | 0
[26 empty] | 0 | 0
[26 empty] | 0 | 0
[26 empty] | 0 | 0
[26 empty] | 0 | 0
[26 empty] | 0 | 0
[26 empty] | 0 | 0
[26 empty] | 0 | 0
[26 empty] | 0 | 0
[26 empty] | 0 | 0
[26 empty] | 0 | 0
[26 empty] | 0 | 0
[26 empty] | 0 | 0
[26 empty] | 0 | 0
[26 empty] | 0 | 0
[26 empty] | 0 | 0
[26 empty] | 0 | 0
[26 empty] | 0 | 0
[26 empty] | 0 | 0
[26 empty] | 0 | 0
[26 empty] | 0 | 0
[26 empty] | 0 | 0
[26 empty] | 0 | 0
[26 empty] | 0 | 0
[26 empty] | 0 | 0
[26 empty] | 0 | 0
[26 empty] | 0 | 0
[26 empty] | 0 | 0
[26 empty] | 0 | 0
[26 empty] | 0 | 0
[26 empty] | 0 | 0
[26 empty] | 0 | 0
[26 empty] | 0 | 0
[26 empty] | 0 | 0
[26 empty] | 0 | 0
[26 empty] | 0 | 0
[26 empty] | 0 | 0
[26 empty] | 0 | 0
[26 empty] | 0 | 0
[26 empty] | 0 | 0
[26 empty] | 0 | 0
[26 empty] | 0 | 0
[26 empty] | 0 | 0
[26 empty] | 0 | 0
[26 empty] | 0 | 0
[26 empty] | 0 | 0
[26 empty] | 0 | 0
[26 empty] | 0 | 0
[26 empty] | 0 | 0
[26 empty] | 0 | 0
[26 empty] | 0 | 0
[26 empty] | 0 | 0
[26 empty] | 0 | 0
[26 empty] | 0 | 0
[26 empty] | 0 | 0
[26 empty] | 0 | 0
[26 empty] | 0 | 0
[26 empty] | 0 | 0
[26 empty] | 0 | 0
[26 empty] | 0 | 0
[26 empty] | 0 | 0

## Zones
Houston | -1
North | 1
South | -1
West | 1
SET UP AREA, copy & paste values to cell B1
Source | North |  | N to H | N to W | N to S | W to N | S to N | W to S
Sink | South | Houston | -1 | 1 | -1 | -1 | 1 | -1
|  | North | 1 | 1 | 1 | -1 | -1 | -1
|  | South | -1 | 1 | -1 | -1 | 1 | -1
|  | West | 1 | -1 | 1 | 1 | -1 | 1
|  | Source | North | North | North | West | South | West
|  | Sink | Houston | West | South | North | North | South

## Tech
Number of Bus | Name of Bus | Tech Type
238 | BOSQUESW505 | CC
239 | BOSQUESW502 | GGT
244 | WHITNYDM01 | Hydro
245 | WHITNYDM02 | Hydro
247 | BOSQUESW501 | GGT
251 | BOSQUESW803 | CC
253 | BOSQUESW804 | CC
332 | RWMILLER01 | GST
333 | RWMILLER02 | GST
334 | RWMILLER03 | GST
335 | RWMILLER04 | GST
336 | RWMILLER05 | GST
344 | MRSSHPRD | Hydro
345 | MRSSHPRD01 | Hydro
366 | JNSNCNTY802 | Cogen
367 | JNSNCNTY802 | Cogen
503 | NTHTEXAS01 | GST
504 | NTHTEXAS02 | GST
505 | NTHTEXAS03 | GST
580 | JCKCNTY801 | CC
581 | JCKCNTY802 | CC
582 | JCKCNTY803 | CC
728 | WOLFRIDGE801 | Wind
837 | NEWMAN_G5 | GST
842 | OLINGER_G1 | GST
843 | OLINGER_G2 | GST
844 | OLINGER_G3 | GST
845 | OLINGER_G4 | GGT
923 | SPENCER_G4 | GST
924 | SPENCER_G5 | GST
948 | STEAM1 | GST
949 | STEAM2 | GST
950 | STEAM3 | GST
990 | GIBN_CREK_G1 | LIGCO
1002 | PBCTAGE_1G | GGT
1003 | PBCTBGE_2G | GGT
1004 | PBCTCGE_3G | GGT
1005 | PBCTDGE_4G | GGT
1006 | PBCTEGE_5G | GGT
1007 | PB5GEN_6G | GST
1008 | PB6GEN_7G | GST
1037 | MORGAN5G_5G | GST
1039 | MRGNAG_1G | GGT
1040 | MRGNBG_2G | GGT
1041 | MRGNCG_3G | GGT
1042 | MRGNDG_4G | GGT
1043 | MRGNEG_5G | GGT
1044 | MRGNFG_6G | GGT
1045 | CALENG1G_1G | Cogen
1046 | CALENG2G_2G | Cogen
1047 | CALENG3G_3G | Cogen
1058 | LONGSHORE_5 | Wind
1058 | LONGSHORE_5 | Wind
1061 | CIELOGEN_1G | Wind
1062 | CIELOGEN_2G | Wind
1068 | SCURRYCW_1G | Wind
1069 | KINDERMG_1G | Cogen
1070 | KINDERMG_2G | Cogen
1071 | KINDERMG_3G | Cogen
1073 | SCURRYCW_2G | Wind
1320 | BSP 1 | Cogen
1326 | STANTONW_8 | Wind
1327 | WILDHRSE_1G | Wind
1328 | OCOTILLO_1G | Wind
1333 | MCDDONAL_8 | Wind
1343 | TRENTIPP_8 | Wind
1349 | WESTXWIN_1G | Wind
1350 | NWPWRG1_1G | Wind
1354 | AEPWIND_8 | Wind
1360 | GUNSIGHT_8 | Wind
1416 | SWETWATR_1G | CC
1417 | SWETWATR_2G | CC
1418 | SWETWATR_3G | CC
1419 | SWETWATR_4G | CC
1432 | GRHAMSES_2G | GST
1433 | GRHAMSES_1G | GST
1437 | MESQUITW_1G | Wind
1438 | MESQUITW_2G | Wind
1442 | COKFIELD_5 | Wind
1453 | WCPWRCO_1G | CC
1454 | WCPWRCO_2G | CC
1455 | WCPWRCO_3G | CC
1479 | WFCOGEN_1G | Cogen
1479 | WFCOGEN_1G | Cogen
1482 | WFCOGEN_2G | Cogen
1482 | WFCOGEN_2G | Cogen
1600 | BARTNWND_1G | Wind
1643 | SLSTR1PP_1G | Wind
1675 | PEC_1G | Cogen
1676 | PEC_2G | Cogen
1677 | PEC_3G | Cogen
1678 | LAMARPWR_1G | CC
1679 | LAMARPWR_2G | CC
1680 | LAMARPWR_3G | CC
1681 | LAMARPWR_4G | CC
1682 | LAMARPWR_5G | CC
1683 | LAMARPWR_6G | CC
1687 | VALLEY_1G | GST
1688 | VALLEY_2G | GSC
1689 | VALLEY_3G | GST
1701 | MOSES_1G | LIGCO
1702 | MOSES_2G | LIGCO
1703 | MOSES_3G | LIGCO
1861 | EAGLEMNT_1G | GST
1862 | EAGLEMNT_2G | GST
1863 | EAGLEMNT_3G | GST
1877 | WLFHOLW_1G | CC
1878 | WLFHOLW_2G | CC
1879 | WLFHOLW_3G | CC
1889 | DECRDOVA_1G | GSC
1892 | DECRDOVA_2G | GGT
1893 | DECRDOVA_3G | GGT
1894 | DECRDOVA_4G | GGT
1895 | DECRDOVA_5G | GGT
1898 | COMCHEPK_1G | Nuc
1899 | COMCHEPK_2G | Nuc
1937 | MDLTHELP_5G | CC
1938 | MDLTHELP_6G | CC
1941 | MDLTHELP_1G | CC
1942 | MDLTHELP_2G | CC
1943 | MDLTHELP_3G | CC
1944 | MDLTHELP_4G | CC
1947 | HANDLEY_3G | GST
1948 | HANDLEY_4G | GST
1949 | HANDLEY_5G | GST
2371 | COLLIN_1G | GST
2381 | NTHLK1_G | GST
2382 | NTHLK2_G | GST
2383 | NTHLK3_G | GST
2413 | MTCK6_G | GST
2414 | MTCK7_G | GST
2417 | MTCK8_G | GSC
2451 | LKHB1_G | GST
2452 | LKHB2_G | GST
3097 | MARTLAKE_1G | LIGCO
3098 | MARTLAKE_2G | LIGCO
3099 | MARTLAKE_3G | LIGCO
3107 | STRYKER_1G | GST
3108 | STRYKER_2G | GST
3126 | TRINIDAD_6G | GST
3309 | ASPN_G | Bio
3348 | CHAMPION_1G | Cogen
3381 | BBRN_1G | LIGCO
3382 | BBRN_2G | LIGCO
3403 | THOUSE_1G | GSC
3404 | THOUSE_2G | GSC
3416 | LAKE_CRK1_G | GST
3417 | LAKE_CRK2_G | GST
3432 | SANDOW_4G | LIGCO
5026 | BRAUNIG_VHB1 | GST
5027 | BRAUNIG_VHB2 | GST
5028 | BRAUNIG_VHB3 | GST
5111 | CALAVER_JTD1 | LIGCO
5112 | CALAVER_JTD2 | LIGCO
5264 | LEON_LCP3G3 | GST
5265 | LEON_LCP4G4 | GST
5266 | LEON_LCPCT1 | GGT
5267 | LEON_LCPCT2 | GGT
5268 | LEON_LCPCT3 | GGT
5269 | LEON_LCPCT4 | GGT
5396 | CALAVER_OWS1 | GST
5397 | CALAVER_OWS2 | GST
5401 | CALAVER_JKS1 | LIGCO
5436 | TUTTL_WBT1G1 | GST
5438 | TUTTL_WBT3G3 | GST
5439 | TUTTL_WBT4G4 | GST
5476 | BRA_AVR1_CT1 | CC
5477 | BRA_AVR1_ST | CC
5478 | BRA_AVR1_CT2 | CC
5503 | RAYBURNGEN3 | GST
5505 | RAYBURNGEN1 | GGT
5506 | RAYBURNGEN2 | GGT
5508 | RAYBURNCC9 | CC
5509 | RAYBURNCC10 | CC
5511 | RAYBURNCC7 | CC
5512 | RAYBURNCC8 | CC
5728 | FALCONHYDRO2 | Hydro
5729 | FALCONHYDRO3 | Hydro
5890 | PEARSALLGEN1 | GST
5891 | PEARSALLGEN2 | GST
5892 | PEARSALLGEN3 | GST
5903 | SANMIGUELGEN | LIGCO
5911 | STP_GN1___1 | Nuc
5912 | STP_GN2___2 | Nuc
5920 | WELSHDC1 | DCTie
5925 | DCEAST | DCTie
5932 | SI_RAY9 | CC
5933 | SI_RAY6 | GST
5934 | SI_RAY5 | GST
5935 | SI_RAY10 | CC
6016 | SWMESA | Wind
6096 | NORTHDC7 | DCTie
6100 | OKLA7A | DCTie
6144 | MCADOO1A | Wind
6407 | TURKTRAK1A | Wind
6637 | SNYDERW1A | Wind
6752 | OKLA0A | LIGCO
6948 | DENISNDM | Hydro
6948 | DENISNDM | Hydro
7000 | L_FERGUS1_1Y | GSC
7004 | L_SIMGID1_1Y | GST
7005 | L_SIMGID1_2Y | GST
7006 | L_SIMGID1_3Y | GST
7007 | L_LOSTPI1_1Y | CC
7008 | L_LOSTPI1_2Y | CC
7009 | L_LOSTPI1_3Y | CC
7010 | L_FPPYD11_1Y | LIGCO
7011 | L_FPPYD11_2Y | LIGCO
7012 | L_FPPYD21_3Y | LIGCO
7014 | L_HAYSEN1_1Y | CC
7015 | L_HAYSEN1_2Y | CC
7016 | L_HAYSEN1_3Y | CC
7017 | L_HAYSEN1_4Y | CC
7020 | L_AUSTPL1_1Y | Hydro
7020 | L_AUSTPL1_1Y | Hydro
7022 | L_BUCHAN1_1Y | Hydro
7023 | L_BUCHAN1_2Y | Hydro
7024 | L_BUCHAN1_3Y | Hydro
7026 | L_INKSDA1_1Y | Hydro
7028 | L_MARBFA1_1Y | Hydro
7029 | L_MARBFA1_2Y | Hydro
7031 | L_MARSFO1G1Y | Hydro
7032 | L_MARSFO1G2Y | Hydro
7033 | L_MARSFO1G3Y | Hydro
7035 | L_WIRTZ_1G1Y | Hydro
7036 | L_WIRTZ_1G2Y | Hydro
7038 | L_DELAWA1_1Y | Wind
7038 | L_DELAWA1_1Y | Wind
7303 | L_WPPGS12_1Y | GGT
7303 | L_WPPGS12_1Y | GGT
7305 | L_WPPGS34_1Y | GGT
7305 | L_WPPGS34_1Y | GGT
7487 | L_CANYHY8_1Y | Hydro
7605 | L_MCQUEE9_1Y | Hydro
7605 | L_MCQUEE9_1Y | Hydro
7605 | L_MCQUEE9_1Y | Hydro
7609 | L_SCHUMA8_1Y | Hydro
7624 | L_LAKEWO9_1Y | Hydro
7624 | L_LAKEWO9_1Y | Hydro
7800 | L_GUADGE1_1Y | CC
7801 | L_GUADGE1_2Y | CC
7802 | L_GUADGE1_3Y | CC
7803 | L_GUADGE1_4Y | CC
7804 | L_GUADGE1_5Y | CC
7805 | L_GUADGE1_6Y | CC
7807 | L_BASTEN1_1Y | CC
7808 | L_BASTEN1_2Y | CC
7809 | L_BASTEN1_3Y | CC
7810 | L_RIONOG1G1Y | CC
7811 | L_RIONOG1G2Y | CC
7812 | L_RIONOG1G3Y | CC
7813 | L_RIONOG1S1Y | CC
8032 | AMISTADHYD1 | Hydro
8033 | AMISTADHYD2 | Hydro
8048 | FALCONHYDRO1 | Hydro
8066 | DUP1V#1 | Cogen
8134 | FOR #1 | Cogen
8138 | FOR #2 | Cogen
8139 | JOS #1 | GST
8147 | UCAR #2 | Cogen
8148 | UCAR #1 | Cogen
8153 | FOR #3 | Cogen
8154 | FOR #4 | Cogen
8155 | FOR #5 | Cogen
8156 | FOR #6 | Cogen
8157 | FOR #7 | Cogen
8161 | COLETO0A | LIGCO
8173 | VICEC51A | CC
8174 | VICEC61A | CC
8189 | CUECPL2A | Cogen
8262 | ELPS | Hydro
8285 | LAR #1 | GST
8287 | LAR #2 | GST
8288 | LAR #3 | GST
8388 | BATES0A | GST
8393 | BATES0B | GST
8437 | NUECES_B0C | GST
8438 | NUECES_B0B | GST
8442 | NBEC7 | GST
8442 | NBEC7 | GST
8456 | COSW#1 | Cogen
8457 | COSW#2 | Cogen
8459 | B_DAVIS0B | GSC
8460 | B_DAVIS0A | GSC
8461 | KOCH_UP0A | Cogen
8506 | VAL #1 | Cogen
8507 | VAL #2 | Cogen
8511 | OXY_CC0A | Cogen
8517 | CELANEBI0A | Cogen
8560 | CNOPGT1 | Cogen
8561 | CNOPGT2 | Cogen
8562 | CNOPST1 | Cogen
8926 | LGE_GT10A | Cogen
8927 | LGE_GT20A | Cogen
8928 | LGE_STG0A | Cogen
8930 | ICPGN10A | Cogen
8931 | ICPGN20A | Cogen
8932 | ICPGN30A | Cogen
8933 | FGNTS001 | CC
8934 | FGNTS101 | CC
8935 | FGNTS201 | CC
8936 | MVGN#1 | CC
8937 | MVGN#2 | CC
8938 | MVGN#3 | CC
8981 | HECN1 | CC
8982 | HECN2 | CC
8983 | HECN3 | CC
9000 | DECKR_G1 | GST
9001 | DECKR_G2 | GST
9002 | DECKR_G3 | GGT
9003 | DECKR_G4 | GGT
9004 | DECKR_G5 | GGT
9005 | DECKR_G6 | GGT
9016 | SANDH_G1 | GGT
9017 | SANDH_G2 | GGT
9018 | SANDH_G3 | GGT
9019 | SANDH_G4 | GGT
9020 | SANDHG5A | CC
9021 | SANDHG5C | CC
11001 | NAV1CT | CC
11009 | NAV2CT | CC
11011 | NAV3ST | CC
11012 | NAV4CT | CC
11013 | NAV5CT | CC
11014 | NAV6ST | CC
11020 | TIEHVSG_1G | CC
11021 | TIEHVCG_1G | CC
11022 | TIEHVCG_2G | CC
11023 | TIEHVCG_3G | CC
11024 | TIEHVCG_4G | CC
11025 | TIEHVSG_2G | CC
11056 | ROSCOE_1G | Wind
11057 | CHAMPION_1G | Wind
11058 | PYRON_1G | Wind
11059 | INADALE_1G | Wind
11065 | ELBOWCK_1G | Wind
11147 | NOTREES_1G | Wind
11309 | BULLCREK_2G | Wind
11310 | BULLCREK_1G | Wind
11320 | COYOTE_1G | Wind
11691 | KMICHICT1_G | CC
11692 | KMICHICT2_G | CC
11693 | KMICHIST3_G | CC
11694 | KMICHICT4_G | CC
11695 | KMICHICT5_G | CC
11696 | KMICHIST6_G | CC
12322 | ENNSTRAC_1G | CC
12323 | ENNSTRAC_2G | CC
12411 | FPLEFR1A_G | CC
12412 | FPLEFR1B_G | CC
12413 | FPLEFR1C_G | CC
12414 | FPLEFR1S_G | CC
12421 | FPLEFR2A_G | CC
12422 | FPLEFR2B_G | CC
12423 | FPLEFR2C_G | CC
12424 | FPLEFR2S_G | CC
12440 | PARKD_1SVC8 | GST
12449 | PARKD_2SVC8 | GST
13116 | TGATEWAY_1G | CC
13117 | TGATEWAY_2G | CC
13118 | TGATEWAY_3G | CC
13119 | TGATEWAY_4G | CC
13131 | CALFREST_1G | CC
13132 | CALFREST_2G | CC
13133 | CALFREST_3G | CC
13134 | CALFREST_4G | CC
13135 | CALFREST_5G | CC
13136 | CALFREST_6G | CC
13432 | SANDOW_5G | LIGCO
32798 | BRYN_TAMUGEN | GST
32883 | BRYN_DNSBY3 | GST
32884 | BRYN_DNSBY13 | GST
32886 | BRYN_ATKINS3 | GST
32887 | BRYN_ATKINS6 | GST
32888 | BRYN_ATKINS7 | GGT
32890 | BRYN_ATKINS4 | GST
32891 | BRYN_ATKINS5 | GST
32892 | BRYN_DNSBY14 | GST
36998 | RDCNYNG1 | Wind
38332 | TNWDWRDU2_8 | Wind
38437 | TNSRBNMESA9 | Wind
38580 | TNBP_CGN1_8 | Cogen
38590 | TNBP_CGN2_8 | Cogen
38600 | TNBP_CGN3_8 | Cogen
38611 | TNBPAMCG1_8 | Cogen
38612 | TNBPAMCG2_8 | Cogen
38613 | TNBPAMCG3_8 | Cogen
38614 | TNBPAMCG4_8 | Cogen
38615 | TNBPAMCG5_8 | Cogen
38690 | TNBP_CGN4_8 | Cogen
38711 | TNTXCTY1CG8 | Cogen
38712 | TNTXCTY2CG8 | Cogen
38713 | TNTXCTY3CG8 | Cogen
38714 | TNTXCTY4CG8 | Cogen
39190 | TNSLCGN1__8 | Cogen
39470 | TNDOWCGNSG8 | Cogen
39480 | TNDOWCGNGG8 | Cogen
39760 | TNSCLP1___8 | Cogen
39770 | TNSCLP2___8 | Cogen
39775 | TNSCLP4___8 | Cogen
39790 | TNSCLP3___8 | Cogen
39960 | TNTNPONE_18 | LIGCO
39970 | TNTNPONE_28 | LIGCO
48500 | APD_GT1_8005 | Cogen
48510 | AK_GT1__8040 | Cogen
48511 | LPE_GT1_8070 | GGT
48512 | LPE_GT2_8075 | GGT
48513 | LPE_GT3_8080 | GGT
48514 | LPE_GT4_8085 | GGT
48520 | BSF_GT1_8070 | Cogen
48520 | BSF_GT1_8070 | Cogen
48521 | BVE_GT1_GT1 | CC
48522 | BVE_GT2_5035 | CC
48523 | BVE_ST1_GN1 | CC
48531 | BYU_GT1_8075 | Cogen
48532 | BYU_GT2_8055 | Cogen
48533 | BYU_GT3_8060 | Cogen
48534 | BYU_GT4_8065 | Cogen
48551 | CAL_GT1_8045 | Cogen
48552 | CAL_ST1_8000 | Cogen
48561 | CTL_GT2_8130 | Cogen
48562 | CTL_GT3_8135 | Cogen
48563 | CTL_GT4_8140 | Cogen
48564 | CTL_GN1_8145 | Cogen
48565 | CTL_GN2_8155 | Cogen
48581 | CBY_GN1_1 | GSC
48582 | CBY_GN2_2 | GSC
48583 | CBY_GT4_1 | GSC
48584 | CBY_GT4_2 | CC
48585 | CBY_ST4_1 | CC
48591 | CHE_GT2_5030 | Cogen
48593 | CHE_GT1_8015 | Cogen
48594 | CHE_GN4_8025 | Cogen
48595 | BTE_GT2_8075 | CC
48596 | BTE_GT3_8045 | CC
48597 | BTE_GT4_8055 | CC
48598 | BTE_ST1_8070 | CC
48611 | DIB_GT1_8080 | Cogen
48612 | DIB_GT2_8075 | Cogen
48613 | DIB_ST1_8085 | Cogen
48614 | DIB_GT3_8090 | Cogen
48641 | DPEC_GT15040 | CC
48642 | DPEC_GT25025 | CC
48643 | DPEC_GT35010 | CC
48644 | DPEC_GT45070 | CC
48645 | DPEC_ST55065 | CC
48651 | EP_1_2 | Cogen
48651 | EP_1_2 | Cogen
48671 | FTR_GT1_5105 | CC
48672 | FTR_GT2_5110 | CC
48673 | FTR_GT3_5085 | CC
48674 | FTR_CN4_5095 | CC
48690 | GBY_GN5_5 | GSC
48691 | GBY_73741085 | GGT
48691 | GBY_73741085 | GGT
48692 | GBY_81821075 | GGT
48692 | GBY_81821075 | GGT
48693 | GBY_83841065 | GGT
48693 | GBY_83841065 | GGT
48721 | LEG_1___1 | LIGCO
48722 | LEG_2___2 | LIGCO
48730 | MNS_GT | Cogen
48731 | CBE_GT1 | CC
48732 | CBE_GT2 | CC
48733 | CBE_ST12 | CC
48734 | CBE_GT3 | CC
48735 | CBE_GT4 | CC
48736 | CBE_ST34 | CC
48740 | PSG_GN2_8050 | Cogen
48741 | PSG_GT2_8040 | Cogen
48742 | PSG_GT3_8060 | Cogen
48761 | PR_GT1__9040 | Cogen
48772 | PHR_GN2_2 | GSC
48791 | PSA_GT1_8160 | Cogen
48792 | PSA_GT2_8155 | Cogen
48793 | PSA_GT3_8150 | Cogen
48794 | PSA_GT4_8145 | Cogen
48795 | PSA_GT5_8140 | Cogen
48796 | PSA_GN1_8165 | Cogen
48797 | PSA_GT6_8135 | Cogen
48811 | CVC_GT3_5045 | Cogen
48812 | CVC_GT2_5020 | Cogen
48813 | CVC_GT1_5035 | Cogen
48814 | CVC_ST5_5040 | Cogen
48815 | CVC_GT4_8005 | Cogen
48820 | SHELLG1_3015 | Cogen
48821 | SHELLG2 | Cogen
48822 | SHELLG3_3020 | Cogen
48822 | SHELLG3_3020 | Cogen
48841 | SJS_GT1_GT1 | Cogen
48842 | SJS_GT2_GT2 | Cogen
48845 | SOL_GT1 | Solar
48851 | SRB_GN1_1 | GST
48852 | SRB_GN2_2 | GST
48853 | SRB_GN3_3 | GST
48854 | SRB_GN4_4 | GST
48855 | SRB_GT211035 | GGT
48855 | SRB_GT211035 | GGT
48873 | THW_ST3_ST_3 | CC
48874 | THW_ST4_ST_4 | CC
48875 | THW_3132 | CC
48875 | THW_3132 | CC
48877 | THW_3334 | CC
48877 | THW_3334 | CC
48879 | THW_4142 | CC
48879 | THW_4142 | CC
48881 | THW_4344 | CC
48881 | THW_4344 | CC
48883 | THW_GT1_GT_1 | GGT
48885 | THW_5152 | GGT
48885 | THW_5152 | GGT
48886 | THW_5354 | GGT
48886 | THW_5354 | GGT
48887 | THW_5556 | GGT
48887 | THW_5556 | GGT
48911 | TGF_GT1_8000 | Cogen
48921 | WAP_GN1_1 | GST
48922 | WAP_GN2_2 | GST
48923 | WAP_GN3_3 | GST
48924 | WAP_GN4_4 | GSC
48925 | WAP_GN5_5 | LIGCO
48926 | WAP_GN6_6 | LIGCO
48927 | WAP_GN7_7 | LIGCO
48928 | WAP_GN8_8 | LIGCO
48929 | WAPGT21_GT1 | GGT
48940 | WARVUE_GT1 | Cogen
49803 | EXN_15GT | Cogen
49804 | EXN_16GT | Cogen
49805 | EXN_17GT | Cogen
49826 | EXN938GT | Cogen
49828 | EXN941GT | Cogen
49829 | EXN942GT | Cogen
49830 | EXN943GT | Cogen
49831 | EXN944GT | Cogen
49832 | EXN945GT | Cogen
49837 | EXN_GT | Cogen
49838 | EXN_14GT | Cogen
49851 | DOW17000 | Cogen
49858 | DOW38100 | Cogen
49859 | DOW38200 | Cogen
49860 | DOW38300 | Cogen
49862 | DOW39100 | Cogen
49863 | DOW39200 | Cogen
49865 | DOW41000 | Cogen
49866 | DOW42000 | Cogen
49869 | DOW49000 | Cogen
49870 | DOW61000 | Cogen
49871 | DOW62000 | Cogen
49872 | DOW63000 | Cogen
49873 | DOW64000 | Cogen
49876 | DOW65000 | Cogen
49877 | DOW66000 | Cogen
49878 | DOW67000 | Cogen
49882 | DOW81000 | Cogen
49884 | DOW82000 | Cogen
49885 | DOW83000 | Cogen
49886 | DOW84000 | Cogen
58909 | PEARSALLSCG1 | Diesel
58909 | PEARSALLSCG1 | Diesel
58909 | PEARSALLSCG1 | Diesel
58909 | PEARSALLSCG1 | Diesel
58909 | PEARSALLSCG1 | Diesel
58909 | PEARSALLSCG1 | Diesel
58919 | PEARSALLSCG2 | Diesel
58919 | PEARSALLSCG2 | Diesel
58919 | PEARSALLSCG2 | Diesel
58919 | PEARSALLSCG2 | Diesel
58919 | PEARSALLSCG2 | Diesel
58919 | PEARSALLSCG2 | Diesel
58929 | PEARSALLSCG3 | Diesel
58929 | PEARSALLSCG3 | Diesel
58929 | PEARSALLSCG3 | Diesel
58929 | PEARSALLSCG3 | Diesel
58929 | PEARSALLSCG3 | Diesel
58929 | PEARSALLSCG3 | Diesel
58949 | PEARSALLSCG4 | Diesel
58949 | PEARSALLSCG4 | Diesel
58949 | PEARSALLSCG4 | Diesel
58949 | PEARSALLSCG4 | Diesel
58949 | PEARSALLSCG4 | Diesel
58949 | PEARSALLSCG4 | Diesel
60000 | DSKY2 | Wind
60003 | KING_NE1A | Wind
60005 | KING_SE1A | Wind
60007 | KING_SW1A | Wind
60016 | WOODWRD11A | Wind
60017 | ORNNWP1 | Wind
60018 | DSKY1 | Wind
60019 | KING_NW1A | Wind
60057 | CALLAHAN1A | Wind
60058 | BUFF_GAP1A | Wind
60060 | CIRELLO | Wind
60063 | BUFF_GAP1B | Wind
60066 | H_HOLLOW1A | Wind
60068 | HHOLLOW21A | Wind
60070 | HHOLLOW31A | Wind
60072 | HHOLLOW41A | Wind
60081 | WHRLWIND1A | Wind
60201 | RIO DRCS | AVR
60202 | FRNDDRCS | AVR
71051 | L_BITTCR1_1N | Wind
71054 | L_SWEETW1_1N | Wind
71057 | L_SWEETW1_2N | Wind
71059 | L_SWEETW1_3N | Wind
71060 | L_SWEETW1_4N | Wind
71061 | L_SWEETW1_5N | Wind
76031 | L_GASCCR1_1N | Wind
76091 | L_DIVIDE1_1N | Wind
76095 | L_CAPRSI1_1N | Wind
76096 | L_CAPRSI1_2N | Wind
76097 | L_CAPRGE1_1N | Wind
80003 | MILHWYS | AVR
80012 | LAR | DCTie
80051 | FOR #8 | Cogen
80052 | FOR #9 | Cogen
80053 | FOR #10 | Cogen
80080 | GWINDT11A | Wind
80080 | GWINDT11A | Wind
80080 | GWINDT11A | Wind
80080 | GWINDT11A | Wind
80081 | GWINDT21A | Wind
80081 | GWINDT21A | Wind
80081 | GWINDT21A | Wind
80081 | GWINDT21A | Wind
80137 | CSDR89 | DCTie
80137 | CSDR89 | DCTie
80138 | CSDR7 | DCTie
80139 | CSDR56 | DCTie
80139 | CSDR56 | DCTie
80140 | CSDR11 | DCTie
80180 | PNSCALT11A | Wind
80180 | PNSCALT11A | Wind
80181 | PNSCALT21A | Wind
80181 | PNSCALT21A | Wind
80223 | REYSHR G | Cogen
80224 | VISTRONG1 | Cogen
80225 | VISTRONG2 | Cogen
80226 | ALCOA G | Cogen
80227 | AIRCO G | Cogen
80263 | B_DAVIS31A | CC
80264 | B_DAVIS41A | CC
80265 | LARECU40A | GGT
80266 | LARECU50A | GGT
86104 | CID-138 | DCTie
86105 | CID-230 | DCTie
86106 | CUF-230 | DCTie
86107 | CUF-138 | DCTie
88198 | BEEVILLE | AVR
88253 | HAMILTON | BLT
88299 | ZAPATA | BLT
88508 | FALFURRI | AVR