## Set up
Step 1 | Go to the Zones worksheet in this workbook. Make sure that the source and sink zones are set correctly and the "1"s and "-1"s are correct |  | Summary of Key Data points | Value
File Description: Cont_ TempleSS to TemplePEC and TempleSS to LakeCreek OL_ Evant to Goldthwaite
Step 2 | Open Dennis' file that needs to have the data transferred, same file that is listed in cell K27 |  | Number of units | 645
|  |  | Dec PTDF cutoff point | 258
Step 3 | Copy columns J:X from an old Dennis' Sheet to the new sheet (if first round of a new alaysis) |  | Dec PTDF cutoff unit | FTR_CN4_5095
|  |  | Dec 10% unit | COYOTE_1G
Step 4 | Mark the contingencies and monitored element set by a "y" in column K of Dennis' sheet, if there are a match on the filename use something to make unique |  | Dec max cumltv zone impact - cumltv zone share | 0.085098
|  |  | Dec max cumltv zone impact - cumltv zone share pt | 140
Step 5 | Enter Dennis' file name into cell K27 |  | Dec max cumltv zone impact - cumltv zone share unit | WOLFRIDGE801
|  |  | North Zonal weighted AWGSF | 0.014155
Step 6 | click the step one button |  | South Zonal weighted AWGSF | -0.021105
|  |  | Inc PTDF cutoff point | 387
Step 7 | Enter the line ratings in Dennis' workbook, the Input worksheet, in the cells |  | Inc PTDF cutoff unit | TNSLCGN1__8
| X6:X30, or to the end of the selected list. |  | Inc 10% unit | L_SIMGID1_3Y
|  |  | Inc max cumltv zone impact - cumltv zone share | 0.12895
Step 8 | Check to see that the number of generators in Dennis' file matches the length |  | Inc max cumltv zone impact - cumltv zone share pt | 194
| of the formulas in columns L:V (Distributed Slack - Dec) have been copied through to the apporpriate number of rows |  | Inc max cumltv zone impact - cumltv zone share unit | LARECU50A
| If Dennis' sheet data is less than this file then clear any old unit data in columns A:K of this workbook to match the correct leng |  | North Zonal weighted AWGSF | 0.014155
| It is only necessary to match the Distributed Slack - Dec worksheet. |  | South Zonal weighted AWGSF | -0.021105
|  |  | Min of zone correlation | 0.014155
Step 9 | Click the step 2 button |  | Bounary gen in South Zone | 0
| The last file saved will still be open, yopu will need to close this file. |  | Bounary gen in soucre zone as % of line | 0%
| This sheet willno longer be open. |  | Bounary gen in North Zone | 0
|  |  | Bounary gen in soucre zone as % of line | 0
|  |  | OL element line rating | 128
|  |  | North Zonal weighted AWGSF | 0.014155
|  | NS_043009automation.xls | South Zonal weighted AWGSF | -0.021105
Copy Dennis' data step 1
Copy Dennis' Data Step 2

## Distributed Slack - Dec
Number of Bus | Name of Bus | ID | Area Name of Gen | AGC | P Sensitivity of Bus | Gen MW | Min MW | Max MW | V Sensitivity of Bus | Set Volt | Tech Type | Zone Impact | Zone Correlation | Inc Max | Dec Max | Souce S.F. Weighting | Souce Capacity | Sink S.F. Weighting | Sink Capacity | PTDF Calc | PTDF Weighting | Cumulative Share of Zonal Cap | Cumulative Share of Zonal Impact | Cont_ TempleSS to TemplePEC and TempleSS to LakeCreek OL_ Evant to Goldthwaite |  | i_PTDF_DEC_pt | 258 |  | WOLFRIDGE801 | Unit at max
60057 | CALLAHAN1A | 1 | West | YES | 0.034805 | 22.8 | 0 | 114 | 0 | 1.04 | Wind | 1 | 0.05591 | 0 | 114 |  |  |  |  | 0.05591 | 6.3737 | 0.0027311 | 0.0038949 |  |  | i_10pctunit | 35 |  | 140 | # units @ max
1643 | SLSTR1PP_1G | 1 | North | YES | 0.034429 | 6 | 0 | 60 | 0 | 1.022 | Wind | 1 | 0.055534 | 0 | 60 | 2.0657 | 60 |  |  | 0.055534 | 3.332 | 0.0041685 | 0.0059311 |  |  | # units | 645 |  | 0.085098 | delta max
6407 | TURKTRAK1A | 1 | West | YES | 0.031101 | 33.9 | 0 | 169.5 | 0 | 1.025 | Wind | 1 | 0.052206 | 0 | 169.5 |  |  |  |  | 0.052206 | 8.8489 | 0.0082291 | 0.011339 | [5 empty] | Delta
1343 | TRENTIPP_8 | 1 | West | YES | 0.029837 | 30 | 0 | 150 |  | 1.014 | Wind | 1 | 0.050942 | 0 | 150 |  |  |  |  | 0.050942 | 7.6413 | 0.011823 | 0.016008 | Weighted Shift Factors |  |  |  | 1 | 0.0011639
1354 | AEPWIND_8 | 1 | West | YES | 0.029837 | 20.2 | 0 | 101 |  | 1 | Wind | 1 | 0.050942 | 0 | 101 |  |  |  |  | 0.050942 | 5.1451 | 0.014242 | 0.019152 | North | 0.014155 |  |  | 2 | 0.0017627
76091 | L_DIVIDE1_1N | W1 | West | YES | 0.029716 | 22.5 | 0 | 112.5 |  | 1.02 | Wind | 1 | 0.050821 | 0 | 112.5 |  |  |  |  | 0.050821 | 5.7174 | 0.016937 | 0.022646 | South | -0.021105 |  |  | 3 | 0.0031095
76095 | L_CAPRSI1_1N | W1 | West | YES | 0.029716 | 29.9 | 0 | 149.5 | 0 | 1.02 | Wind | 1 | 0.050821 | 0 | 149.5 |  |  |  |  | 0.050821 | 7.5977 | 0.020519 | 0.027289 |  |  |  |  | 4 | 0.0041856
76096 | L_CAPRSI1_2N | W1 | West | YES | 0.029716 | 37.2 | 0 | 186 | 0 | 1.02 | Wind | 1 | 0.050821 | 0 | 186 |  |  |  |  | 0.050821 | 9.4527 | 0.024975 | 0.033066 |  |  |  |  | 5 | 0.0049101
76097 | L_CAPRGE1_1N | W1 | West | YES | 0.029716 | 42.9 | 0 | 214.5 | 0 | 1.02 | Wind | 1 | 0.050821 | 0 | 214.5 |  |  |  |  | 0.050821 | 10.9011 | 0.030113 | 0.039727 |  |  |  |  | 6 | 0.0057088
1349 | WESTXWIN_1G | 1 | West | YES | 0.029465 | 1.3 | 0 | 6.6 |  | 1.014 | Wind | 1 | 0.05057 | 0 | 6.6 |  |  |  |  | 0.05057 | 0.33376 | 0.030272 | 0.039931 |  |  |  |  | 7 | 0.0067702
1350 | NWPWRG1_1G | 1 | West | YES | 0.029465 | 6.9 | 1 | 34.3 |  | 1.014 | Wind | 1 | 0.05057 | 0 | 34.3 |  |  |  |  | 0.05057 | 1.7346 | 0.031093 | 0.040991 |  |  |  |  | 8 | 0.0080907
76031 | L_GASCCR1_1N | W1 | West | YES | 0.029421 | 30 | 0 | 150 | 0 | 1.02 | Wind | 1 | 0.050526 | 0 | 150 |  |  |  |  | 0.050526 | 7.5789 | 0.034687 | 0.045622 |  |  |  |  | 9 | 0.0096136
60058 | BUFF_GAP1A | 1 | West | YES | 0.029225 | 24 | 0 | 120 |  | 1 | Wind | 1 | 0.05033 | 0 | 120 |  |  |  |  | 0.05033 | 6.0396 | 0.037562 | 0.049313 |  |  |  |  | 10 | 0.0096595
60060 | CIRELLO | 1 | West | YES | 0.029225 | 46.6 | 0 | 233 | 0 | 1 | Wind | 1 | 0.05033 | 0 | 233 |  |  |  |  | 0.05033 | 11.7269 | 0.043143 | 0.056479 |  |  |  |  | 11 | 0.0098977
60063 | BUFF_GAP1B | 1 | West | YES | 0.029225 | 34 | 0 | 170.2 | 0 | 1.02 | Wind | 1 | 0.05033 | 0 | 170.2 |  |  |  |  | 0.05033 | 8.5662 | 0.047221 | 0.061714 |  |  |  |  | 12 | 0.010936
60066 | H_HOLLOW1A | 1 | West | YES | 0.029225 | 44.4 | 0 | 222 | 0 | 1.005 | Wind | 1 | 0.05033 | 0 | 222 |  |  |  |  | 0.05033 | 11.1733 | 0.052539 | 0.068542 |  |  |  |  | 13 | 0.011752
60068 | HHOLLOW21A | 1 | West | YES | 0.029225 | 36.8 | 0 | 184 | 0 | 1.025 | Wind | 1 | 0.05033 | 0 | 184 |  |  |  |  | 0.05033 | 9.2607 | 0.056947 | 0.074201 |  |  |  |  | 14 | 0.013336
60070 | HHOLLOW31A | 1 | West | YES | 0.029225 | 44.8 | 0 | 224 | 0 | 1.025 | Wind | 1 | 0.05033 | 0 | 224 |  |  |  |  | 0.05033 | 11.2739 | 0.062314 | 0.081091 |  |  |  |  | 15 | 0.014493
60072 | HHOLLOW41A | 1 | West | YES | 0.029225 | 23 | 0 | 115 | 0 | 1.025 | Wind | 1 | 0.05033 | 0 | 115 |  |  |  |  | 0.05033 | 5.788 | 0.065069 | 0.084627 |  |  |  |  | 16 | 0.016003
1320 | BSP 1 | 1 | West | YES | 0.028621 | 25.5 | 2.9 | 25.8 | 0 | 1 | Cogen | 1 | 0.049726 | 0 | 0 |  |  |  |  | 0.049726 | 0 | 0.065069 | 0.084627 |  |  |  |  | 17 | 0.017254
6144 | MCADOO1A | 1 | West | YES | 0.028419 | 15 | 0 | 150 | 0 | 1.025 | Wind | 1 | 0.049524 | 0 | 150 |  |  |  |  | 0.049524 | 7.4286 | 0.068662 | 0.089167 |  |  |  |  | 18 | 0.018777
1360 | GUNSIGHT_8 | 1 | West | YES | 0.028265 | 0 | 0 | 120 |  | 1.01 | Wind | 1 | 0.04937 | 0 | 120 |  |  |  |  | 0.04937 | 5.9244 | 0.071537 | 0.092787 |  |  |  |  | 19 | 0.019559
36998 | RDCNYNG1 | 1 | West | YES | 0.02826 | 16.8 | 0 | 84 |  | 1.01 | Wind | 1 | 0.049365 | 0 | 84 |  |  |  |  | 0.049365 | 4.1467 | 0.073549 | 0.095321 |  |  |  |  | 20 | 0.019559
6637 | SNYDERW1A | 1 | West | YES | 0.028251 | 12.6 | 0 | 63 | 0 | 1.025 | Wind | 1 | 0.049356 | 0 | 63 |  |  |  |  | 0.049356 | 3.1094 | 0.075059 | 0.097222 |  |  |  |  | 21 | 0.020505
1327 | WILDHRSE_1G | 1 | West | YES | 0.028244 | 0 | 0 | 120 |  | 1 | Wind | 1 | 0.049349 | 0 | 120 |  |  |  |  | 0.049349 | 5.9219 | 0.077933 | 0.10084 |  |  |  |  | 22 | 0.021251
1061 | CIELOGEN_1G | 1 | West | YES | 0.028223 | 19.8 | 0 | 99 |  | 1 | Wind | 1 | 0.049328 | 0 | 99 |  |  |  |  | 0.049328 | 4.8835 | 0.080305 | 0.10382 |  |  |  |  | 23 | 0.021772
1062 | CIELOGEN_2G | 1 | West | YES | 0.028223 | 12.2 | 0 | 61 |  | 1 | Wind | 1 | 0.049328 | 0 | 61 |  |  |  |  | 0.049328 | 3.009 | 0.081766 | 0.10566 |  |  |  |  | 24 | 0.022163
1069 | KINDERMG_1G | 1 | West | YES | 0.028223 | 25 | 5 | 25 | 0 | 1.017 | Cogen | 1 | 0.049328 | 0 | 0 |  |  |  |  | 0.049328 | 0 | 0.081766 | 0.10566 |  |  |  |  | 25 | 0.022907
1070 | KINDERMG_2G | 1 | West | YES | 0.028223 | 45.7 | 12 | 45.7 | 0 | 1.017 | Cogen | 1 | 0.049328 | 0 | 0 |  |  |  |  | 0.049328 | 0 | 0.081766 | 0.10566 |  |  |  |  | 26 | 0.02352
1071 | KINDERMG_3G | 1 | West | YES | 0.028223 | 45.7 | 12 | 45.7 | 0 | 1.017 | Cogen | 1 | 0.049328 | 0 | 0 |  |  |  |  | 0.049328 | 0 | 0.081766 | 0.10566 |  |  |  |  | 27 | 0.023897
1068 | SCURRYCW_1G | 1 | West | YES | 0.028222 | 28.2 | 1.3 | 141 | 0 | 1.0217 | Wind | 1 | 0.049327 | 0 | 141 |  |  |  |  | 0.049327 | 6.9551 | 0.085144 | 0.10991 |  |  |  |  | 28 | 0.023897
1073 | SCURRYCW_2G | 2 | West | YES | 0.028222 | 24 | 0 | 120 | 0 | 1.0217 | Wind | 1 | 0.049327 | 0 | 120 |  |  |  |  | 0.049327 | 5.9192 | 0.088019 | 0.11353 |  |  |  |  | 29 | 0.023897
11309 | BULLCREK_2G | 1 | West | YES | 0.028157 | 20.9 | 0 | 180 |  | 1 | Wind | 1 | 0.049262 | 0 | 180 |  |  |  |  | 0.049262 | 8.8672 | 0.092331 | 0.11895 |  |  |  |  | 30 | 0.023897
11310 | BULLCREK_1G | 1 | West | YES | 0.028157 | 15.1 | 0 | 180 |  | 1 | Wind | 1 | 0.049262 | 0 | 180 |  |  |  |  | 0.049262 | 8.8672 | 0.096643 | 0.12437 |  |  |  |  | 31 | 0.024769
11320 | COYOTE_1G | 1 | West | YES | 0.028147 | 22.5 | 0 | 225 |  | 1 | Wind | 1 | 0.049252 | 0 | 225 |  |  |  |  | 0.049252 | 11.0817 | 0.10203 | 0.13114 |  |  |  |  | 32 | 0.025512
1037 | MORGAN5G_5G | 5 | West | YES | 0.028126 | 109.6 | 40 | 137 | 0 | 1.029 | GST | 1 | 0.049231 | 137 | 137 |  |  |  |  | 0.049231 | 6.7447 | 0.10532 | 0.13526 |  |  |  |  | 33 | 0.026618
1039 | MRGNAG_1G | A | West | YES | 0.028126 | 69 | 69 | 69 | 0 | 1.029 | GGT | 1 | 0.049231 | 69 | 69 |  |  |  |  | 0.049231 | 3.3969 | 0.10697 | 0.13734 |  |  |  |  | 34 | 0.027725
1040 | MRGNBG_2G | B | West | YES | 0.028126 | 70 | 70 | 71 | 0 | 1.029 | GGT | 1 | 0.049231 | 71 | 71 |  |  |  |  | 0.049231 | 3.4954 | 0.10867 | 0.13947 |  |  |  |  | 35 | 0.029106
1041 | MRGNCG_3G | C | West | YES | 0.028126 | 69 | 69 | 70 | 0 | 1.029 | GGT | 1 | 0.049231 | 70 | 70 |  |  |  |  | 0.049231 | 3.4462 | 0.11035 | 0.14158 |  |  |  |  | 36 | 0.029946
1042 | MRGNDG_4G | D | West | YES | 0.028126 | 68 | 68 | 68 | 0 | 1.029 | GGT | 1 | 0.049231 | 68 | 68 |  |  |  |  | 0.049231 | 3.3477 | 0.11198 | 0.14363 |  |  |  |  | 37 | 0.030369
1043 | MRGNEG_5G | E | West | YES | 0.028126 | 68 | 68 | 70 | 0 | 1.029 | GGT | 1 | 0.049231 | 70 | 70 |  |  |  |  | 0.049231 | 3.4462 | 0.11365 | 0.14573 |  |  |  |  | 38 | 0.030804
1044 | MRGNFG_6G | F | West | YES | 0.028126 | 66 | 66 | 66 | 0 | 1.029 | GGT | 1 | 0.049231 | 66 | 66 |  |  |  |  | 0.049231 | 3.2492 | 0.11523 | 0.14772 |  |  |  |  | 39 | 0.031233
1333 | MCDDONAL_8 | 1 | West | YES | 0.028125 | 42.8 | 0 | 214.2 |  | 1.01 | Wind | 1 | 0.04923 | 0 | 214.2 |  |  |  |  | 0.04923 | 10.5451 | 0.12037 | 0.15416 |  |  |  |  | 40 | 0.031649
1328 | OCOTILLO_1G | 1 | West | YES | 0.028089 | 11.6 | 0 | 58 |  | 1.01 | Wind | 1 | 0.049194 | 0 | 58 |  |  |  |  | 0.049194 | 2.8533 | 0.12175 | 0.1559 |  |  |  |  | 41 | 0.032078
60081 | WHRLWIND1A | 1 | West | YES | 0.028079 | 12 | 0 | 60 | 0 | 1.03 | Wind | 1 | 0.049184 | 0 | 60 |  |  |  |  | 0.049184 | 2.951 | 0.12319 | 0.15771 |  |  |  |  | 42 | 0.032483
1326 | STANTONW_8 | 1 | West | YES | 0.028017 | 20.1 | 0 | 100.5 |  | 1.01 | Wind | 1 | 0.049122 | 0 | 100.5 |  |  |  |  | 0.049122 | 4.9368 | 0.1256 | 0.16072 |  |  |  |  | 43 | 0.033795
1058 | LONGSHORE_5 | 1 | West | YES | 0.027889 | 30 | 0 | 150 |  | 1.01 | Wind | 1 | 0.048994 | 0 | 150 |  |  |  |  | 0.048994 | 7.3491 | 0.12919 | 0.16522 |  |  |  |  | 44 | 0.034149
1058 | LONGSHORE_5 | 2 | West | YES | 0.027889 | 44 | 0 | 220 |  | 1.01 | Wind | 1 | 0.048994 | 0 | 220 |  |  |  |  | 0.048994 | 10.7787 | 0.13446 | 0.1718 |  |  |  |  | 45 | 0.034515
11065 | ELBOWCK_1G | 1 | West | YES | 0.027889 | 23.4 | 0 | 121.9 | 0 | 1 | Wind | 1 | 0.048994 | 0 | 121.9 |  |  |  |  | 0.048994 | 5.9724 | 0.13738 | 0.17545 |  |  |  |  | 46 | 0.035125
1045 | CALENG1G_1G | 1 | West | YES | 0.027883 | 73.4 | 27 | 73.4 | 0 | 1.014 | Cogen | 1 | 0.048988 | 0 | 0 |  |  |  |  | 0.048988 | 0 | 0.13738 | 0.17545 |  |  |  |  | 47 | 0.036022
1046 | CALENG2G_2G | 2 | West | YES | 0.027883 | 73.4 | 27 | 73.4 | 0 | 1.014 | Cogen | 1 | 0.048988 | 0 | 0 |  |  |  |  | 0.048988 | 0 | 0.13738 | 0.17545 |  |  |  |  | 48 | 0.037338
1047 | CALENG3G_3G | 3 | West | YES | 0.027883 | 70.4 | 27 | 70.4 | 0 | 1.014 | Cogen | 1 | 0.048988 | 0 | 0 |  |  |  |  | 0.048988 | 0 | 0.13738 | 0.17545 |  |  |  |  | 49 | 0.038068
11001 | NAV1CT | 1 | West | YES | 0.027819 | 70.4 | 18 | 70.4 | 0 | 1.029 | CC | 1 | 0.048924 | 70.4 | 70.4 |  |  |  |  | 0.048924 | 3.4443 | 0.13907 | 0.17756 |  |  |  |  | 50 | 0.038068
11009 | NAV2CT | 1 | West | YES | 0.027819 | 71.4 | 18 | 71.4 | 0 | 1.029 | CC | 1 | 0.048924 | 71.4 | 71.4 |  |  |  |  | 0.048924 | 3.4932 | 0.14078 | 0.17969 |  |  |  |  | 51 | 0.038068
11011 | NAV3ST | 1 | West | YES | 0.027819 | 92.8 | 40 | 92.8 | 0 | 1.029 | CC | 1 | 0.048924 | 92.8 | 92.8 |  |  |  |  | 0.048924 | 4.5402 | 0.143 | 0.18247 |  |  |  |  | 52 | 0.038068
11012 | NAV4CT | 1 | West | YES | 0.027819 | 80 | 18 | 80 | 0 | 1.029 | CC | 1 | 0.048924 | 80 | 80 |  |  |  |  | 0.048924 | 3.9139 | 0.14492 | 0.18486 |  |  |  |  | 53 | 0.038486
11013 | NAV5CT | 1 | West | YES | 0.027819 | 80 | 18 | 80 | 0 | 1.029 | CC | 1 | 0.048924 | 80 | 80 |  |  |  |  | 0.048924 | 3.9139 | 0.14684 | 0.18725 |  |  |  |  | 54 | 0.03891
11014 | NAV6ST | 1 | West | YES | 0.027819 | 115 | 40 | 115 | 0 | 1.029 | CC | 1 | 0.048924 | 115 | 115 |  |  |  |  | 0.048924 | 5.6263 | 0.14959 | 0.19069 |  |  |  |  | 55 | 0.039461
11020 | TIEHVSG_1G | 1 | West | YES | 0.027819 | 208.2 | 63 | 208.2 | 0 | 1.012 | CC | 1 | 0.048924 | 208.2 | 208.2 |  |  |  |  | 0.048924 | 10.186 | 0.15458 | 0.19691 |  |  |  |  | 56 | 0.039937
11021 | TIEHVCG_1G | 1 | West | YES | 0.027819 | 142.1 | 103 | 142.1 | 0 | 1.012 | CC | 1 | 0.048924 | 142.1 | 142.1 |  |  |  |  | 0.048924 | 6.9521 | 0.15798 | 0.20116 |  |  |  |  | 57 | 0.040412
11022 | TIEHVCG_2G | 1 | West | YES | 0.027819 | 132.4 | 103 | 132.4 | 0 | 1.012 | CC | 1 | 0.048924 | 132.4 | 132.4 |  |  |  |  | 0.048924 | 6.4775 | 0.16116 | 0.20512 |  |  |  |  | 58 | 0.041095
11023 | TIEHVCG_3G | 1 | West | YES | 0.027819 | 137.4 | 103 | 137.4 | 0 | 1.012 | CC | 1 | 0.048924 | 137.4 | 137.4 |  |  |  |  | 0.048924 | 6.7222 | 0.16445 | 0.20923 |  |  |  |  | 59 | 0.042332
11024 | TIEHVCG_4G | 1 | West | YES | 0.027819 | 147 | 103 | 147 | 0 | 1.012 | CC | 1 | 0.048924 | 147 | 147 |  |  |  |  | 0.048924 | 7.1918 | 0.16797 | 0.21362 |  |  |  |  | 60 | 0.043176
11025 | TIEHVSG_2G | 1 | West | YES | 0.027819 | 213.2 | 63 | 213.2 | 0 | 1.012 | CC | 1 | 0.048924 | 213.2 | 213.2 |  |  |  |  | 0.048924 | 10.4306 | 0.17308 | 0.22 |  |  |  |  | 61 | 0.043962
11147 | NOTREES_1G | 1 | West | YES | 0.027774 | 29.8 | 0 | 149 | 0 | 1.017 | Wind | 1 | 0.048879 | 0 | 149 |  |  |  |  | 0.048879 | 7.283 | 0.17665 | 0.22445 |  |  |  |  | 62 | 0.044779
7038 | L_DELAWA1_1Y | 1 | West | YES | 0.027747 | 3.5 | 0 | 35 | 0 | 1 | Wind | 1 | 0.048852 | 0 | 35 |  |  |  |  | 0.048852 | 1.7098 | 0.17749 | 0.22549 |  |  |  |  | 63 | 0.045652
7038 | L_DELAWA1_1Y | 2 | West | YES | 0.027747 | 3 | 0 | 30 | 0 | 1 | Wind | 1 | 0.048852 | 0 | 30 |  |  |  |  | 0.048852 | 1.4656 | 0.1782 | 0.22639 |  |  |  |  | 64 | 0.046918
1002 | PBCTAGE_1G | A | West | YES | 0.027733 | 64 | 64 | 66 | 0 | 1.036 | GGT | 1 | 0.048838 | 66 | 66 |  |  |  |  | 0.048838 | 3.2233 | 0.17978 | 0.22836 |  |  |  |  | 65 | 0.047799
1003 | PBCTBGE_2G | B | West | YES | 0.027733 | 65 | 65 | 66 | 0 | 1.036 | GGT | 1 | 0.048838 | 66 | 66 |  |  |  |  | 0.048838 | 3.2233 | 0.18137 | 0.23033 |  |  |  |  | 66 | 0.048006
1004 | PBCTCGE_3G | C | West | YES | 0.027733 | 62 | 62 | 67 | 0 | 1.036 | GGT | 1 | 0.048838 | 67 | 67 |  |  |  |  | 0.048838 | 3.2721 | 0.18297 | 0.23233 |  |  |  |  | 67 | 0.048183
1005 | PBCTDGE_4G | D | West | YES | 0.027733 | 65 | 65 | 68 | 0 | 1.036 | GGT | 1 | 0.048838 | 68 | 68 |  |  |  |  | 0.048838 | 3.321 | 0.1846 | 0.23435 |  |  |  |  | 68 | 0.048571
1006 | PBCTEGE_5G | E | West | YES | 0.027733 | 65 | 65 | 67 | 0 | 1.036 | GGT | 1 | 0.048838 | 67 | 67 |  |  |  |  | 0.048838 | 3.2721 | 0.18621 | 0.23635 |  |  |  |  | 69 | 0.04896
1007 | PB5GEN_6G | 5 | West | YES | 0.027733 | 91.2 | 40 | 114 | 0 | 1.036 | GST | 1 | 0.048838 | 114 | 114 |  |  |  |  | 0.048838 | 5.5675 | 0.18894 | 0.23976 |  |  |  |  | 70 | 0.049354
1008 | PB6GEN_7G | 6 | West | YES | 0.027733 | 515 | 130 | 515 | 0 | 1.036 | GST | 1 | 0.048838 | 515 | 515 |  |  |  |  | 0.048838 | 25.1516 | 0.20127 | 0.25513 |  |  |  |  | 71 | 0.049755
71051 | L_BITTCR1_1N | W1 | West | YES | 0.027718 | 7.5 | 0 | 37.5 |  | 1.02 | Wind | 1 | 0.048823 | 0 | 37.5 |  |  |  |  | 0.048823 | 1.8309 | 0.20217 | 0.25625 |  |  |  |  | 72 | 0.050149
71054 | L_SWEETW1_1N | W1 | West | YES | 0.027718 | 21.5 | 0 | 107.5 |  | 1.02 | Wind | 1 | 0.048823 | 0 | 107.5 |  |  |  |  | 0.048823 | 5.2485 | 0.20475 | 0.25945 |  |  |  |  | 73 | 0.05082
71057 | L_SWEETW1_2N | W1 | West | YES | 0.027718 | 27 | 0 | 135 |  | 1.02 | Wind | 1 | 0.048823 | 0 | 135 |  |  |  |  | 0.048823 | 6.5911 | 0.20798 | 0.26348 |  |  |  |  | 74 | 0.053853
71059 | L_SWEETW1_3N | W1 | West | YES | 0.027718 | 23.8 | 0 | 119 | 0 | 1.02 | Wind | 1 | 0.048823 | 0 | 119 |  |  |  |  | 0.048823 | 5.8099 | 0.21083 | 0.26703 |  |  |  |  | 75 | 0.054073
71060 | L_SWEETW1_4N | W1 | West | YES | 0.027718 | 21 | 0 | 105 | 0 | 1.02 | Wind | 1 | 0.048823 | 0 | 105 |  |  |  |  | 0.048823 | 5.1264 | 0.21335 | 0.27016 |  |  |  |  | 76 | 0.054705
71061 | L_SWEETW1_5N | W1 | West | YES | 0.027718 | 16.1 | 0 | 80.5 | 0 | 1.02 | Wind | 1 | 0.048823 | 0 | 80.5 |  |  |  |  | 0.048823 | 3.9303 | 0.21528 | 0.27257 |  |  |  |  | 77 | 0.055499
11056 | ROSCOE_1G | 1 | West | YES | 0.027283 | 41.8 | 0 | 209 |  | 1 | Wind | 1 | 0.048388 | 0 | 209 |  |  |  |  | 0.048388 | 10.1131 | 0.22028 | 0.27875 |  |  |  |  | 78 | 0.056198
11057 | CHAMPION_1G | 1 | West | YES | 0.027283 | 25.3 | 0 | 126.5 |  | 1 | Wind | 1 | 0.048388 | 0 | 126.5 |  |  |  |  | 0.048388 | 6.1211 | 0.22331 | 0.28249 |  |  |  |  | 79 | 0.056816
11058 | PYRON_1G | 1 | West | YES | 0.027283 | 49.8 | 0 | 249 |  | 1 | Wind | 1 | 0.048388 | 0 | 249 |  |  |  |  | 0.048388 | 12.0486 | 0.22928 | 0.28985 |  |  |  |  | 80 | 0.057289
11059 | INADALE_1G | 1 | West | YES | 0.027283 | 39.4 | 0 | 197 |  | 1 | Wind | 1 | 0.048388 | 0 | 197 |  |  |  |  | 0.048388 | 9.5324 | 0.234 | 0.29567 |  |  |  |  | 81 | 0.058462
1416 | SWETWATR_1G | 1 | West | YES | 0.027128 | 30 | 18 | 30 | 0 | 1.026 | CC | 1 | 0.048233 | 30 | 30 |  |  |  |  | 0.048233 | 1.447 | 0.23472 | 0.29656 |  |  |  |  | 82 | 0.059172
1417 | SWETWATR_2G | 2 | West | YES | 0.027128 | 72 | 36 | 72 | 0 | 1.026 | CC | 1 | 0.048233 | 72 | 72 |  |  |  |  | 0.048233 | 3.4728 | 0.23644 | 0.29868 |  |  |  |  | 83 | 0.06057
1418 | SWETWATR_3G | 3 | West | YES | 0.027128 | 68 | 36 | 68 | 0 | 1.026 | CC | 1 | 0.048233 | 68 | 68 |  |  |  |  | 0.048233 | 3.2798 | 0.23807 | 0.30068 |  |  |  |  | 84 | 0.061675
1419 | SWETWATR_4G | 4 | West | YES | 0.027128 | 61 | 36 | 61 | 0 | 1.026 | CC | 1 | 0.048233 | 61 | 61 |  |  |  |  | 0.048233 | 2.9422 | 0.23953 | 0.30248 |  |  |  |  | 85 | 0.061841
60007 | KING_SW1A | 1 | West | YES | 0.026946 | 20 | 0 | 80 |  | 1.03 | Wind | 1 | 0.048051 | 0 | 80 |  |  |  |  | 0.048051 | 3.8441 | 0.24145 | 0.30483 |  |  |  |  | 86 | 0.062238
60019 | KING_NW1A | 1 | West | YES | 0.026946 | 20 | 0 | 80 |  | 1.03 | Wind | 1 | 0.048051 | 0 | 80 |  |  |  |  | 0.048051 | 3.8441 | 0.24337 | 0.30718 |  |  |  |  | 87 | 0.062613
60201 | RIO DRCS | F | West | YES | 0.026883 | 0 | 0 | 0 | 0 | 1.025 | AVR | 1 | 0.047988 | 0 | 0 |  |  |  |  | 0.047988 | 0 | 0.24337 | 0.30718 |  |  |  |  | 88 | 0.06295
6016 | SWMESA | 1 | West | YES | 0.026875 | 18.8 | 0 | 75 |  | 1.03 | Wind | 1 | 0.04798 | 0 | 75 |  |  |  |  | 0.04798 | 3.5985 | 0.24516 | 0.30938 |  |  |  |  | 89 | 0.063383
60003 | KING_NE1A | 1 | West | YES | 0.026875 | 20 | 0 | 80 |  | 1.03 | Wind | 1 | 0.04798 | 0 | 80 |  |  |  |  | 0.04798 | 3.8384 | 0.24708 | 0.31173 |  |  |  |  | 90 | 0.063815
60005 | KING_SE1A | 1 | West | YES | 0.026875 | 10 | 0 | 40 |  | 1.035 | Wind | 1 | 0.04798 | 0 | 40 |  |  |  |  | 0.04798 | 1.9192 | 0.24804 | 0.3129 |  |  |  |  | 91 | 0.063815
60016 | WOODWRD11A | 1 | West | YES | 0.026859 | 20 | 0 | 80 |  | 1.033 | Wind | 1 | 0.047964 | 0 | 80 |  |  |  |  | 0.047964 | 3.8371 | 0.24995 | 0.31524 |  |  |  |  | 92 | 0.064217
38332 | TNWDWRDU2_8 | 1 | West | YES | 0.026857 | 20 | 0 | 80 | 0 | 1.0232 | Wind | 1 | 0.047962 | 0 | 80 |  |  |  |  | 0.047962 | 3.837 | 0.25187 | 0.31759 |  |  |  |  | 93 | 0.064646
38437 | TNSRBNMESA9 | 1 | West | YES | 0.026849 | 37.5 | 0 | 150 | 0 | 1.02 | Wind | 1 | 0.047954 | 0 | 150 |  |  |  |  | 0.047954 | 7.1931 | 0.25546 | 0.32198 |  |  |  |  | 94 | 0.064861
60000 | DSKY2 | 1 | West | YES | 0.026517 | 19.1 | 0 | 76.5 |  | 1.039 | Wind | 1 | 0.047622 | 0 | 76.5 |  |  |  |  | 0.047622 | 3.6431 | 0.2573 | 0.32421 |  |  |  |  | 95 | 0.065289
60017 | ORNNWP1 | 1 | West | YES | 0.026509 | 20 | 0 | 80 |  | 1.027 | Wind | 1 | 0.047614 | 0 | 80 |  |  |  |  | 0.047614 | 3.8091 | 0.25921 | 0.32654 |  |  |  |  | 96 | 0.065717
60018 | DSKY1 | 1 | West | YES | 0.026394 | 21 | 0 | 84 | 0 | 1.023 | Wind | 1 | 0.047499 | 0 | 84 |  |  |  |  | 0.047499 | 3.9899 | 0.26123 | 0.32898 |  |  |  |  | 97 | 0.06652
1437 | MESQUITW_1G | 1 | North | YES | 0.025919 | 40 | 0 | 400 | 0 | 1.023 | Wind | 1 | 0.047024 | 0 | 400 | 10.3676 | 400 |  |  | 0.047024 | 18.8096 | 0.27081 | 0.34047 |  |  |  |  | 98 | 0.066913
1438 | MESQUITW_2G | 1 | North | YES | 0.025914 | 23.6 | 0 | 236 |  | 1.017 | Wind | 1 | 0.047019 | 0 | 236 | 6.1157 | 236 |  |  | 0.047019 | 11.0965 | 0.27646 | 0.34725 |  |  |  |  | 99 | 0.067324
332 | RWMILLER01 | 1 | North | YES | 0.025789 | 58.4 | 18.5 | 73 | 0 | 1.04 | GST | 1 | 0.046894 | 73 | 73 | 1.8826 | 73 |  |  | 0.046894 | 3.4233 | 0.27821 | 0.34934 |  |  |  |  | 100 | 0.06775
333 | RWMILLER02 | 2 | North | YES | 0.025789 | 95.2 | 37 | 119 | 0 | 1.04 | GST | 1 | 0.046894 | 119 | 119 | 3.0689 | 119 |  |  | 0.046894 | 5.5804 | 0.28106 | 0.35275 |  |  |  |  | 101 | 0.069662
334 | RWMILLER03 | 3 | North | YES | 0.025789 | 166.4 | 65 | 208 | 0 | 1.04 | GST | 1 | 0.046894 | 208 | 208 | 5.3641 | 208 |  |  | 0.046894 | 9.754 | 0.28604 | 0.35871 |  |  |  |  | 102 | 0.070789
335 | RWMILLER04 | 4 | North | YES | 0.025789 | 81.6 | 0 | 102 | 0 | 1.04 | GST | 1 | 0.046894 | 102 | 102 | 2.6305 | 102 |  |  | 0.046894 | 4.7832 | 0.28849 | 0.36164 |  |  |  |  | 103 | 0.071132
336 | RWMILLER05 | 5 | North | YES | 0.025789 | 80.8 | 0 | 101 | 0 | 1.04 | GST | 1 | 0.046894 | 101 | 101 | 2.6047 | 101 |  |  | 0.046894 | 4.7363 | 0.29091 | 0.36453 |  |  |  |  | 104 | 0.071692
1442 | COKFIELD_5 | 1 | North | YES | 0.025241 | 16.5 | 0 | 165 |  | 1.029 | Wind | 1 | 0.046346 | 0 | 165 | 4.1648 | 165 |  |  | 0.046346 | 7.6471 | 0.29486 | 0.3692 |  |  |  |  | 105 | 0.072669
6100 | OKLA7A | EQ | West | YES | 0.024941 | 50 | -220 | 220 | 0 | 1.035 | DCTie | 1 | 0.046046 | 0 | 0 |  |  |  |  | 0.046046 | 0 | 0.29486 | 0.3692 |  |  |  |  | 106 | 0.073149
6752 | OKLA0A | 1 | West | YES | 0.024941 | 649.7 | 175 | 649.7 | 0 | 1.035 | LIGCO | 1 | 0.046046 | 0 | 649.7 |  |  |  |  | 0.046046 | 29.9161 | 0.31043 | 0.38749 |  |  |  |  | 107 | 0.073623
1433 | GRHAMSES_1G | 1 | North | YES | 0.024629 | 242 | 60 | 242 | 0 | 1.038 | GST | 1 | 0.045734 | 242 | 242 | 5.9602 | 242 |  |  | 0.045734 | 11.0676 | 0.31622 | 0.39425 |  |  |  |  | 108 | 0.074343
60202 | FRNDDRCS | F | West | YES | 0.024547 | 0 | 0 | 0 | 0 | 0.9985 | AVR | 1 | 0.045652 | 0 | 0 |  |  |  |  | 0.045652 | 0 | 0.31622 | 0.39425 |  |  |  |  | 109 | 0.074343
1600 | BARTNWND_1G | 1 | North | YES | 0.023904 | 12 | 0 | 120 | 0 | 1.022 | Wind | 1 | 0.045009 | 0 | 120 | 2.8685 | 120 |  |  | 0.045009 | 5.4011 | 0.3191 | 0.39755 |  |  |  |  | 110 | 0.07706
344 | MRSSHPRD | 1 | North | YES | 0.023656 | 0 | 0 | 12 |  | 1.03 | Hydro | 1 | 0.044761 | 0 | 0 | 0 | 0 |  |  | 0.044761 | 0 | 0.3191 | 0.39755 |  |  |  |  | 111 | 0.078026
345 | MRSSHPRD01 | 2 | North | YES | 0.023656 | 0 | 0 | 12 |  | 1.03 | Hydro | 1 | 0.044761 | 0 | 0 | 0 | 0 |  |  | 0.044761 | 0 | 0.3191 | 0.39755 |  |  |  |  | 112 | 0.078026
1479 | WFCOGEN_1G | 1 | North | YES | 0.023281 | 16 | 12 | 20 | 0 | 1 | Cogen | 1 | 0.044386 | 0 | 0 | 0 | 0 |  |  | 0.044386 | 0 | 0.3191 | 0.39755 |  |  |  |  | 113 | 0.078452
1479 | WFCOGEN_1G | 2 | North | YES | 0.023281 | 16 | 12 | 20 | 0 | 1 | Cogen | 1 | 0.044386 | 0 | 0 | 0 | 0 |  |  | 0.044386 | 0 | 0.3191 | 0.39755 |  |  |  |  | 114 | 0.078452
1482 | WFCOGEN_2G | 2 | North | YES | 0.023281 | 13.6 | 12 | 17 | 0 | 1 | Cogen | 1 | 0.044386 | 0 | 0 | 0 | 0 |  |  | 0.044386 | 0 | 0.3191 | 0.39755 |  |  |  |  | 115 | 0.078452
1482 | WFCOGEN_2G | 1 | North | YES | 0.023281 | 16 | 12 | 20 | 0 | 1 | Cogen | 1 | 0.044386 | 0 | 0 | 0 | 0 |  |  | 0.044386 | 0 | 0.3191 | 0.39755 |  |  |  |  | 116 | 0.078452
1432 | GRHAMSES_2G | 2 | North | YES | 0.023109 | 294.9 | 90 | 366 | 0 | 1.014 | GST | 1 | 0.044214 | 366 | 366 | 8.4579 | 366 |  |  | 0.044214 | 16.1823 | 0.32787 | 0.40744 |  |  |  |  | 117 | 0.078452
503 | NTHTEXAS01 | 1 | North | YES | 0.022374 | 0 | 5 | 18 |  | 1.015 | GST | 1 | 0.043479 | 18 | 18 | 0.40273 | 18 |  |  | 0.043479 | 0.78262 | 0.3283 | 0.40792 |  |  |  |  | 118 | 0.078452
504 | NTHTEXAS02 | 2 | North | YES | 0.022374 | 14.4 | 5 | 18 |  | 1.015 | GST | 1 | 0.043479 | 18 | 18 | 0.40273 | 18 |  |  | 0.043479 | 0.78262 | 0.32873 | 0.40839 |  |  |  |  | 119 | 0.078452
505 | NTHTEXAS03 | 3 | North | YES | 0.022374 | 30.4 | 15 | 38 |  | 1.015 | GST | 1 | 0.043479 | 38 | 38 | 0.85021 | 38 |  |  | 0.043479 | 1.6522 | 0.32964 | 0.4094 |  |  |  |  | 120 | 0.079573
1898 | COMCHEPK_1G | 1 | North | YES | 0.022363 | 1217 | 1150 | 1217 | 0 | 1.032 | Nuc | 1 | 0.043468 | 0 | 0 | 0 | 0 |  |  | 0.043468 | 0 | 0.32964 | 0.4094 |  |  |  |  | 121 | 0.07962
1899 | COMCHEPK_2G | 2 | North | YES | 0.022363 | 1159 | 1128 | 1159 | 0 | 1.032 | Nuc | 1 | 0.043468 | 0 | 0 | 0 | 0 |  |  | 0.043468 | 0 | 0.32964 | 0.4094 |  |  |  |  | 122 | 0.079667
1877 | WLFHOLW_1G | 1 | North | YES | 0.02163 | 217.3 | 89.2 | 217.3 | 0 | 1.032 | CC | 1 | 0.042735 | 217.3 | 217.3 | 4.7002 | 217.3 |  |  | 0.042735 | 9.2863 | 0.33484 | 0.41508 |  |  |  |  | 123 | 0.079766
1878 | WLFHOLW_2G | 2 | North | YES | 0.02163 | 215.7 | 105 | 215.7 | 0 | 1.032 | CC | 1 | 0.042735 | 215.7 | 215.7 | 4.6656 | 215.7 |  |  | 0.042735 | 9.218 | 0.34001 | 0.42071 |  |  |  |  | 124 | 0.079766
1879 | WLFHOLW_3G | 3 | North | YES | 0.02163 | 272.4 | 89.2 | 272.4 | 0 | 1.032 | CC | 1 | 0.042735 | 272.4 | 272.4 | 5.892 | 272.4 |  |  | 0.042735 | 11.641 | 0.34654 | 0.42783 |  |  |  |  | 125 | 0.079766
1892 | DECRDOVA_2G | A | North | YES | 0.021237 | 65 | 65 | 70 | 0 | 1.025 | GGT | 1 | 0.042342 | 70 | 70 | 1.4866 | 70 |  |  | 0.042342 | 2.9639 | 0.34821 | 0.42964 |  |  |  |  | 126 | 0.080235
1893 | DECRDOVA_3G | B | North | YES | 0.021237 | 65 | 65 | 69 | 0 | 1.025 | GGT | 1 | 0.042342 | 69 | 69 | 1.4654 | 69 |  |  | 0.042342 | 2.9216 | 0.34987 | 0.43142 |  |  |  |  | 127 | 0.080701
1894 | DECRDOVA_4G | C | North | YES | 0.021237 | 65 | 65 | 69 | 0 | 1.025 | GGT | 1 | 0.042342 | 69 | 69 | 1.4654 | 69 |  |  | 0.042342 | 2.9216 | 0.35152 | 0.43321 |  |  |  |  | 128 | 0.081289
1895 | DECRDOVA_5G | D | North | YES | 0.021237 | 65 | 65 | 68 | 0 | 1.025 | GGT | 1 | 0.042342 | 68 | 68 | 1.4441 | 68 |  |  | 0.042342 | 2.8793 | 0.35315 | 0.43497 |  |  |  |  | 129 | 0.081423
1453 | WCPWRCO_1G | 1 | North | YES | 0.020989 | 204 | 50 | 204 | 0 | 1.02 | CC | 1 | 0.042094 | 204 | 204 | 4.2818 | 204 |  |  | 0.042094 | 8.5872 | 0.35804 | 0.44021 |  |  |  |  | 130 | 0.081555
1454 | WCPWRCO_2G | 2 | North | YES | 0.020989 | 204 | 50 | 204 | 0 | 1.02 | CC | 1 | 0.042094 | 204 | 204 | 4.2818 | 204 |  |  | 0.042094 | 8.5872 | 0.36292 | 0.44546 |  |  |  |  | 131 | 0.081688
1455 | WCPWRCO_3G | 3 | North | YES | 0.020989 | 242 | 50 | 242 |  | 1.02 | CC | 1 | 0.042094 | 242 | 242 | 5.0793 | 242 |  |  | 0.042094 | 10.1868 | 0.36872 | 0.45169 |  |  |  |  | 132 | 0.081818
1889 | DECRDOVA_1G | 1 | North | YES | 0.020621 | 779 | 255 | 779 | 0 | 1.02 | GSC | 1 | 0.041726 | 779 | 779 | 16.0638 | 779 |  |  | 0.041726 | 32.5046 | 0.38738 | 0.47155 |  |  |  |  | 133 | 0.082178
580 | JCKCNTY801 | 1 | North | YES | 0.020551 | 288 | 0 | 288 | 0 | 1.022 | CC | 1 | 0.041656 | 288 | 288 | 5.9187 | 288 |  |  | 0.041656 | 11.9969 | 0.39428 | 0.47888 |  |  |  |  | 134 | 0.082539
581 | JCKCNTY802 | 2 | North | YES | 0.020551 | 147 | 0 | 147 | 0 | 1.022 | CC | 1 | 0.041656 | 147 | 147 | 3.021 | 147 |  |  | 0.041656 | 6.1234 | 0.3978 | 0.48262 |  |  |  |  | 135 | 0.082966
582 | JCKCNTY803 | 3 | North | YES | 0.020551 | 147 | 0 | 147 | 0 | 1.022 | CC | 1 | 0.041656 | 147 | 147 | 3.021 | 147 |  |  | 0.041656 | 6.1234 | 0.40133 | 0.48637 |  |  |  |  | 136 | 0.084167
728 | WOLFRIDGE801 | 1 | North | YES | 0.018939 | 11.2 | 0 | 112.5 | 0 | 0.99 | Wind | 1 | 0.040044 | 0 | 112.5 | 2.1306 | 112.5 |  |  | 0.040044 | 4.505 | 0.40402 | 0.48912 |  |  |  |  | 137 | 0.084599
366 | JNSNCNTY802 | 1 | North | YES | 0.01879 | 168 | 20 | 168 | 0 | 1.02 | Cogen | 1 | 0.039895 | 0 | 0 | 0 | 0 |  |  | 0.039895 | 0 | 0.40402 | 0.48912 |  |  |  |  | 138 | 0.084819
367 | JNSNCNTY802 | 2 | North | YES | 0.01879 | 90 | 20 | 90 | 0 | 1.02 | Cogen | 1 | 0.039895 | 0 | 0 | 0 | 0 |  |  | 0.039895 | 0 | 0.40402 | 0.48912 |  |  |  |  | 139 | 0.08504
1861 | EAGLEMNT_1G | MB | North | YES | 0.01864 | 0 | 30 | 112 |  | 1.022 | GST | 1 | 0.039745 | 0 | 0 | 0 | 0 |  |  | 0.039745 | 0 | 0.40402 | 0.48912 |  |  |  |  | 140 | 0.085098
1862 | EAGLEMNT_2G | MB | North | YES | 0.01864 | 0 | 40 | 100 |  | 1.022 | GST | 1 | 0.039745 | 0 | 0 | 0 | 0 |  |  | 0.039745 | 0 | 0.40402 | 0.48912 |  |  |  |  | 141 | 0.085098
1863 | EAGLEMNT_3G | MB | North | YES | 0.01864 | 0 | 50 | 378 |  | 1.022 | GST | 1 | 0.039745 | 0 | 0 | 0 | 0 |  |  | 0.039745 | 0 | 0.40402 | 0.48912 |  |  |  |  | 142 | 0.085098
923 | SPENCER_G4 | 1 | North | YES | 0.017746 | 48 | 20 | 61 | 0 | 1.03 | GST | 1 | 0.038851 | 61 | 61 | 1.0825 | 61 |  |  | 0.038851 | 2.3699 | 0.40548 | 0.49057 |  |  |  |  | 143 | 0.085098
924 | SPENCER_G5 | 1 | North | YES | 0.017746 | 52 | 20 | 66 | 0 | 1.03 | GST | 1 | 0.038851 | 66 | 66 | 1.1712 | 66 |  |  | 0.038851 | 2.5642 | 0.40706 | 0.49213 |  |  |  |  | 144 | 0.085098
1947 | HANDLEY_3G | 3 | North | YES | 0.017238 | 316 | 100 | 395 | 0 | 1.022 | GST | 1 | 0.038343 | 395 | 395 | 6.809 | 395 |  |  | 0.038343 | 15.1455 | 0.41653 | 0.50139 |  |  |  |  | 145 | 0.085098
1949 | HANDLEY_5G | 5 | North | YES | 0.017238 | 348 | 150 | 435 | 0 | 1.022 | GST | 1 | 0.038343 | 435 | 435 | 7.4985 | 435 |  |  | 0.038343 | 16.6792 | 0.42695 | 0.51158 |  |  |  |  | 146 | 0.085084
1948 | HANDLEY_4G | 4 | North | YES | 0.017086 | 348 | 150 | 435 | 0 | 1.022 | GST | 1 | 0.038191 | 435 | 435 | 7.4324 | 435 |  |  | 0.038191 | 16.6131 | 0.43737 | 0.52173 |  |  |  |  | 147 | 0.08507
1937 | MDLTHELP_5G | 5 | North | YES | 0.015927 | 224 | 74 | 224 | 0 | 1 | CC | 1 | 0.037032 | 224 | 224 | 3.5676 | 224 |  |  | 0.037032 | 8.2952 | 0.44274 | 0.5268 |  |  |  |  | 148 | 0.084863
1938 | MDLTHELP_6G | 6 | North | YES | 0.015927 | 226 | 74 | 226 | 0 | 1 | CC | 1 | 0.037032 | 226 | 226 | 3.5995 | 226 |  |  | 0.037032 | 8.3692 | 0.44815 | 0.53192 |  |  |  |  | 149 | 0.084634
1943 | MDLTHELP_3G | 3 | North | YES | 0.015927 | 212 | 74 | 212 | 0 | 1 | CC | 1 | 0.037032 | 212 | 212 | 3.3765 | 212 |  |  | 0.037032 | 7.8508 | 0.45323 | 0.53672 |  |  |  |  | 150 | 0.084365
1944 | MDLTHELP_4G | 4 | North | YES | 0.015927 | 211 | 74 | 211 | 0 | 1 | CC | 1 | 0.037032 | 211 | 211 | 3.3606 | 211 |  |  | 0.037032 | 7.8138 | 0.45828 | 0.54149 |  |  |  |  | 151 | 0.084068
2371 | COLLIN_1G | MB | North | YES | 0.015915 | 0 | 40 | 138 |  | 1.022 | GST | 1 | 0.03702 | 0 | 0 | 0 | 0 |  |  | 0.03702 | 0 | 0.45828 | 0.54149 |  |  |  |  | 152 | 0.083768
2381 | NTHLK1_G | 1 | North | YES | 0.015766 | 0 | 35 | 156 |  | 1.022 | GST | 1 | 0.036871 | 156 | 156 | 2.4595 | 156 |  |  | 0.036871 | 5.7519 | 0.46202 | 0.545 |  |  |  |  | 153 | 0.083487
2382 | NTHLK2_G | 2 | North | YES | 0.015766 | 0 | 35 | 181 |  | 1.022 | GST | 1 | 0.036871 | 181 | 181 | 2.8536 | 181 |  |  | 0.036871 | 6.6737 | 0.46636 | 0.54908 |  |  |  |  | 154 | 0.083207
2383 | NTHLK3_G | 3 | North | YES | 0.015766 | 0 | 50 | 329 |  | 1.022 | GST | 1 | 0.036871 | 329 | 329 | 5.187 | 329 |  |  | 0.036871 | 12.1306 | 0.47424 | 0.5565 |  |  |  |  | 155 | 0.083207
6948 | DENISNDM | 1 | North | YES | 0.015647 | 40 | 5 | 40 |  | 1.015 | Hydro | 1 | 0.036752 | 0 | 0 | 0 | 0 |  |  | 0.036752 | 0 | 0.47424 | 0.5565 |  |  |  |  | 156 | 0.082985
6948 | DENISNDM | 2 | North | YES | 0.015647 | 31 | 5 | 40 |  | 1.015 | Hydro | 1 | 0.036752 | 0 | 0 | 0 | 0 |  |  | 0.036752 | 0 | 0.47424 | 0.5565 |  |  |  |  | 157 | 0.082727
1687 | VALLEY_1G | 1 | North | YES | 0.015518 | 136 | 15 | 170 | 0 | 1.029 | GST | 1 | 0.036623 | 170 | 170 | 2.6381 | 170 |  |  | 0.036623 | 6.2259 | 0.47831 | 0.5603 |  |  |  |  | 158 | 0.082258
1688 | VALLEY_2G | 2 | North | YES | 0.015518 | 527 | 90 | 527 | 0 | 1.029 | GSC | 1 | 0.036623 | 527 | 527 | 8.178 | 527 |  |  | 0.036623 | 19.3004 | 0.49094 | 0.57209 |  |  |  |  | 159 | 0.082258
1689 | VALLEY_3G | 3 | North | YES | 0.015347 | 0 | 25 | 375 |  | 1.003 | GST | 1 | 0.036452 | 375 | 375 | 5.7551 | 375 |  |  | 0.036452 | 13.6695 | 0.49992 | 0.58045 |  |  |  |  | 160 | 0.082258
11691 | KMICHICT1_G | 1 | North | YES | 0.015347 | 144 | 80 | 144 | 0 | 1.026 | CC | 1 | 0.036452 | 144 | 144 | 2.21 | 144 |  |  | 0.036452 | 5.2491 | 0.50337 | 0.58366 |  |  |  |  | 161 | 0.08199
11692 | KMICHICT2_G | 2 | North | YES | 0.015347 | 146 | 80 | 146 | 0 | 1.026 | CC | 1 | 0.036452 | 146 | 146 | 2.2407 | 146 |  |  | 0.036452 | 5.322 | 0.50687 | 0.58691 |  |  |  |  | 162 | 0.081159
11693 | KMICHIST3_G | 3 | North | YES | 0.015347 | 312 | 60 | 312 | 0 | 1.026 | CC | 1 | 0.036452 | 312 | 312 | 4.7883 | 312 |  |  | 0.036452 | 11.373 | 0.51434 | 0.59386 |  |  |  |  | 163 | 0.080528
11694 | KMICHICT4_G | 4 | North | YES | 0.015347 | 144 | 80 | 144 | 0 | 1.026 | CC | 1 | 0.036452 | 144 | 144 | 2.21 | 144 |  |  | 0.036452 | 5.2491 | 0.51779 | 0.59707 |  |  |  |  | 164 | 0.080286
11695 | KMICHICT5_G | 5 | North | YES | 0.015347 | 148 | 80 | 148 | 0 | 1.026 | CC | 1 | 0.036452 | 148 | 148 | 2.2714 | 148 |  |  | 0.036452 | 5.3949 | 0.52134 | 0.60036 |  |  |  |  | 165 | 0.080041
11696 | KMICHIST6_G | 6 | North | YES | 0.015347 | 310 | 60 | 310 | 0 | 1.026 | CC | 1 | 0.036452 | 310 | 310 | 4.7576 | 310 |  |  | 0.036452 | 11.3001 | 0.52876 | 0.60727 |  |  |  |  | 166 | 0.079516
1678 | LAMARPWR_1G | 1 | North | YES | 0.015288 | 160 | 67.7 | 160 | 0 | 1.038 | CC | 1 | 0.036393 | 160 | 160 | 2.4461 | 160 |  |  | 0.036393 | 5.8229 | 0.5326 | 0.61083 |  |  |  |  | 167 | 0.079274
1679 | LAMARPWR_2G | 2 | North | YES | 0.015288 | 156 | 67.7 | 156 | 0 | 1.038 | CC | 1 | 0.036393 | 156 | 156 | 2.3849 | 156 |  |  | 0.036393 | 5.6773 | 0.53633 | 0.6143 |  |  |  |  | 168 | 0.079026
1680 | LAMARPWR_3G | 3 | North | YES | 0.015288 | 196 | 129.1 | 196 | 0 | 1.038 | CC | 1 | 0.036393 | 196 | 196 | 2.9964 | 196 |  |  | 0.036393 | 7.133 | 0.54103 | 0.61865 |  |  |  |  | 169 | 0.078504
1681 | LAMARPWR_4G | 4 | North | YES | 0.015288 | 156 | 67.7 | 156 | 0 | 1.038 | CC | 1 | 0.036393 | 156 | 156 | 2.3849 | 156 |  |  | 0.036393 | 5.6773 | 0.54477 | 0.62212 |  |  |  |  | 170 | 0.07823
1682 | LAMARPWR_5G | 5 | North | YES | 0.015288 | 157 | 67.7 | 157 | 0 | 1.038 | CC | 1 | 0.036393 | 157 | 157 | 2.4002 | 157 |  |  | 0.036393 | 5.7137 | 0.54853 | 0.62562 |  |  |  |  | 171 | 0.077962
1683 | LAMARPWR_6G | 6 | North | YES | 0.015288 | 198 | 129.1 | 198 | 0 | 1.038 | CC | 1 | 0.036393 | 198 | 198 | 3.027 | 198 |  |  | 0.036393 | 7.2058 | 0.55327 | 0.63002 |  |  |  |  | 172 | 0.077625
1675 | PEC_1G | 1 | North | YES | 0.015255 | 76.7 | 35 | 76.7 | 0 | 1.022 | Cogen | 1 | 0.03636 | 0 | 0 | 0 | 0 |  |  | 0.03636 | 0 | 0.55327 | 0.63002 |  |  |  |  | 173 | 0.077357
1676 | PEC_2G | 2 | North | YES | 0.015255 | 79.6 | 35 | 79.6 | 0 | 1.022 | Cogen | 1 | 0.03636 | 0 | 0 | 0 | 0 |  |  | 0.03636 | 0 | 0.55327 | 0.63002 |  |  |  |  | 174 | 0.077088
1677 | PEC_3G | 3 | North | YES | 0.015255 | 88.4 | 35 | 88.4 | 0 | 1.022 | Cogen | 1 | 0.03636 | 0 | 0 | 0 | 0 |  |  | 0.03636 | 0 | 0.55327 | 0.63002 |  |  |  |  | 175 | 0.076748
1701 | MOSES_1G | 1 | North | YES | 0.015177 | 558 | 175 | 558 | 0 | 1.023 | LIGCO | 1 | 0.036282 | 0 | 558 | 8.4688 | 558 |  |  | 0.036282 | 20.2454 | 0.56664 | 0.64239 |  |  |  |  | 176 | 0.076748
1702 | MOSES_2G | 2 | North | YES | 0.015177 | 579 | 175 | 579 | 0 | 1.023 | LIGCO | 1 | 0.036282 | 0 | 579 | 8.7875 | 579 |  |  | 0.036282 | 21.0073 | 0.58051 | 0.65523 |  |  |  |  | 177 | 0.076748
1703 | MOSES_3G | 3 | North | YES | 0.015177 | 808 | 463 | 808 | 0 | 1.023 | LIGCO | 1 | 0.036282 | 0 | 808 | 12.263 | 808 |  |  | 0.036282 | 29.3159 | 0.59987 | 0.67314 |  |  |  |  | 178 | 0.076748
5925 | DCEAST | EQ | North | YES | 0.015177 | 400.3 | -600 | 600 | 0 | 1.025 | DCTie | 1 | 0.036282 | 0 | 0 | 0 | 0 |  |  | 0.036282 | 0 | 0.59987 | 0.67314 |  |  |  |  | 179 | 0.075752
2413 | MTCK6_G | 6 | North | YES | 0.015018 | 0 | 30 | 118 |  | 1.022 | GST | 1 | 0.036123 | 118 | 118 | 1.7721 | 118 |  |  | 0.036123 | 4.2625 | 0.60269 | 0.67575 |  |  |  |  | 180 | 0.074718
2414 | MTCK7_G | 7 | North | YES | 0.015018 | 0 | 30 | 115 |  | 1.022 | GST | 1 | 0.036123 | 115 | 115 | 1.7271 | 115 |  |  | 0.036123 | 4.1542 | 0.60545 | 0.67829 |  |  |  |  | 181 | 0.073276
2417 | MTCK8_G | 8 | North | YES | 0.015018 | 444.8 | 60 | 556 | 0 | 1.022 | GSC | 1 | 0.036123 | 556 | 556 | 8.35 | 556 |  |  | 0.036123 | 20.0844 | 0.61877 | 0.69056 |  |  |  |  | 182 | 0.073276
842 | OLINGER_G1 | 1 | North | YES | 0.014992 | 55.4 | 20 | 79 | 0 | 1.03 | GST | 1 | 0.036097 | 79 | 79 | 1.1844 | 79 |  |  | 0.036097 | 2.8517 | 0.62066 | 0.6923 |  |  |  |  | 183 | 0.073054
843 | OLINGER_G2 | 1 | North | YES | 0.014992 | 76.2 | 25 | 110 | 0 | 1.03 | GST | 1 | 0.036097 | 110 | 110 | 1.6491 | 110 |  |  | 0.036097 | 3.9707 | 0.6233 | 0.69473 |  |  |  |  | 184 | 0.072837
844 | OLINGER_G3 | 1 | North | YES | 0.014992 | 103.9 | 45 | 150 | 0 | 1.03 | GST | 1 | 0.036097 | 150 | 150 | 2.2488 | 150 |  |  | 0.036097 | 5.4146 | 0.62689 | 0.69804 |  |  |  |  | 185 | 0.071791
845 | OLINGER_G4 | 1 | North | YES | 0.014992 | 51.9 | 0 | 76 | 0 | 1.03 | GGT | 1 | 0.036097 | 76 | 76 | 1.1394 | 76 |  |  | 0.036097 | 2.7434 | 0.62871 | 0.69971 |  |  |  |  | 186 | 0.071641
837 | NEWMAN_G5 | 1 | North | YES | 0.014955 | 0 | 15 | 40 |  | 1.01 | GST | 1 | 0.03606 | 40 | 40 | 0.5982 | 40 |  |  | 0.03606 | 1.4424 | 0.62967 | 0.7006 |  |  |  |  | 187 | 0.071432
948 | STEAM1 | 1 | North | YES | 0.014917 | 0 | 12 | 20 |  | 1.02 | GST | 1 | 0.036022 | 20 | 20 | 0.29834 | 20 |  |  | 0.036022 | 0.72044 | 0.63015 | 0.70104 |  |  |  |  | 188 | 0.071147
949 | STEAM2 | 1 | North | YES | 0.014917 | 26 | 8 | 26 | 0 | 0.99 | GST | 1 | 0.036022 | 26 | 26 | 0.38784 | 26 |  |  | 0.036022 | 0.93657 | 0.63077 | 0.70161 |  |  |  |  | 189 | 0.071003
950 | STEAM3 | 1 | North | YES | 0.014917 | 41 | 13 | 42 | 0 | 1.02 | GST | 1 | 0.036022 | 42 | 42 | 0.62651 | 42 |  |  | 0.036022 | 1.5129 | 0.63178 | 0.70253 |  |  |  |  | 190 | 0.070926
1941 | MDLTHELP_1G | 1 | North | YES | 0.014716 | 216.4 | 74 | 216.4 | 0 | 1 | CC | 1 | 0.035821 | 216.4 | 216.4 | 3.1845 | 216.4 |  |  | 0.035821 | 7.7517 | 0.63696 | 0.70727 |  |  |  |  | 191 | 0.070888
1942 | MDLTHELP_2G | 2 | North | YES | 0.014716 | 216.1 | 74 | 216.1 | 0 | 1 | CC | 1 | 0.035821 | 216.1 | 216.1 | 3.1801 | 216.1 |  |  | 0.035821 | 7.7409 | 0.64214 | 0.712 |  |  |  |  | 192 | 0.070837
2451 | LKHB1_G | 1 | North | YES | 0.014711 | 0 | 80 | 391 |  | 1.022 | GST | 1 | 0.035816 | 391 | 391 | 5.752 | 391 |  |  | 0.035816 | 14.0041 | 0.65151 | 0.72056 |  |  |  |  | 193 | 0.070755
2452 | LKHB2_G | 2 | North | YES | 0.014711 | 516 | 80 | 516 | 0 | 1.022 | GST | 1 | 0.035816 | 516 | 516 | 7.5909 | 516 |  |  | 0.035816 | 18.4811 | 0.66387 | 0.73185 |  |  |  |  | 194 | 0.070308
12440 | PARKD_1SVC8 | 1 | North | YES | 0.014696 | 0 | 0 | 0 | 0 | 1.007 | GST | 1 | 0.035801 | 0 | 0 | 0 | 0 |  |  | 0.035801 | 0 | 0.66387 | 0.73185 |  |  |  |  | 195 | 0.069862
12449 | PARKD_2SVC8 | 1 | North | YES | 0.014696 | 0 | 0 | 0 | 0 | 1.007 | GST | 1 | 0.035801 | 0 | 0 | 0 | 0 |  |  | 0.035801 | 0 | 0.66387 | 0.73185 |  |  |  |  | 196 | 0.069052
12411 | FPLEFR1A_G | 1 | North | YES | 0.014506 | 161 | 72 | 161 | 0 | 1 | CC | 1 | 0.035611 | 161 | 161 | 2.3355 | 161 |  |  | 0.035611 | 5.7334 | 0.66772 | 0.73535 |  |  |  |  | 197 | 0.067984
12412 | FPLEFR1B_G | 2 | North | YES | 0.014506 | 164 | 72 | 164 | 0 | 1 | CC | 1 | 0.035611 | 164 | 164 | 2.379 | 164 |  |  | 0.035611 | 5.8402 | 0.67165 | 0.73892 |  |  |  |  | 198 | 0.067984
12413 | FPLEFR1C_G | 3 | North | YES | 0.014506 | 164 | 72 | 164 | 0 | 1 | CC | 1 | 0.035611 | 164 | 164 | 2.379 | 164 |  |  | 0.035611 | 5.8402 | 0.67558 | 0.74249 |  |  |  |  | 199 | 0.067984
12414 | FPLEFR1S_G | 4 | North | YES | 0.014506 | 414 | 191 | 414 | 0 | 1 | CC | 1 | 0.035611 | 414 | 414 | 6.0055 | 414 |  |  | 0.035611 | 14.743 | 0.6855 | 0.7515 |  |  |  |  | 200 | 0.067631
12421 | FPLEFR2A_G | 1 | North | YES | 0.014506 | 162 | 72 | 162 | 0 | 1 | CC | 1 | 0.035611 | 162 | 162 | 2.35 | 162 |  |  | 0.035611 | 5.769 | 0.68938 | 0.75503 |  |  |  |  | 201 | 0.067271
12422 | FPLEFR2B_G | 2 | North | YES | 0.014506 | 161 | 72 | 161 | 0 | 1 | CC | 1 | 0.035611 | 161 | 161 | 2.3355 | 161 |  |  | 0.035611 | 5.7334 | 0.69324 | 0.75853 |  |  |  |  | 202 | 0.066911
12423 | FPLEFR2C_G | 3 | North | YES | 0.014506 | 163 | 72 | 163 | 0 | 1 | CC | 1 | 0.035611 | 163 | 163 | 2.3645 | 163 |  |  | 0.035611 | 5.8046 | 0.69714 | 0.76208 |  |  |  |  | 203 | 0.066002
12424 | FPLEFR2S_G | 4 | North | YES | 0.014506 | 415 | 191 | 415 | 0 | 1 | CC | 1 | 0.035611 | 415 | 415 | 6.02 | 415 |  |  | 0.035611 | 14.7786 | 0.70708 | 0.77111 |  |  |  |  | 204 | 0.065647
12322 | ENNSTRAC_1G | 1 | North | YES | 0.014348 | 196 | 130 | 196 | 0 | 1.036 | CC | 1 | 0.035453 | 196 | 196 | 2.8122 | 196 |  |  | 0.035453 | 6.9488 | 0.71178 | 0.77536 |  |  |  |  | 205 | 0.065293
12323 | ENNSTRAC_2G | 2 | North | YES | 0.014348 | 116 | 100 | 116 | 0 | 1.036 | CC | 1 | 0.035453 | 116 | 116 | 1.6644 | 116 |  |  | 0.035453 | 4.1126 | 0.71456 | 0.77787 |  |  |  |  | 206 | 0.064935
3097 | MARTLAKE_1G | 1 | North | YES | 0.013147 | 790 | 500 | 790 | 0 | 1.017 | LIGCO | 1 | 0.034252 | 0 | 790 | 10.3861 | 790 |  |  | 0.034252 | 27.0591 | 0.73348 | 0.7944 |  |  |  |  | 207 | 0.064024
3098 | MARTLAKE_2G | 2 | North | YES | 0.013147 | 795 | 461 | 795 | 0 | 1.017 | LIGCO | 1 | 0.034252 | 0 | 795 | 10.4519 | 795 |  |  | 0.034252 | 27.2304 | 0.75253 | 0.81104 |  |  |  |  | 208 | 0.063575
3099 | MARTLAKE_3G | 3 | North | YES | 0.013147 | 804 | 500 | 804 | 0 | 1.017 | LIGCO | 1 | 0.034252 | 0 | 804 | 10.5702 | 804 |  |  | 0.034252 | 27.5387 | 0.77179 | 0.82787 |  |  |  |  | 209 | 0.063309
13116 | TGATEWAY_1G | 1 | North | YES | 0.012963 | 151 | 30 | 151 | 0 | 1.0232 | CC | 1 | 0.034068 | 151 | 151 | 1.9574 | 151 |  |  | 0.034068 | 5.1443 | 0.77541 | 0.83102 |  |  |  |  | 210 | 0.060919
13117 | TGATEWAY_2G | 2 | North | YES | 0.012963 | 130 | 30 | 130 | 0 | 1.0232 | CC | 1 | 0.034068 | 130 | 130 | 1.6852 | 130 |  |  | 0.034068 | 4.4288 | 0.77852 | 0.83372 |  |  |  |  | 211 | 0.058514
13118 | TGATEWAY_3G | 3 | North | YES | 0.012963 | 148 | 30 | 148 | 0 | 1.0232 | CC | 1 | 0.034068 | 148 | 148 | 1.9185 | 148 |  |  | 0.034068 | 5.0421 | 0.78207 | 0.8368 |  |  |  |  | 212 | 0.056081
13119 | TGATEWAY_4G | 4 | North | YES | 0.012963 | 399 | 65 | 399 | 0 | 1.0232 | CC | 1 | 0.034068 | 399 | 399 | 5.1722 | 399 |  |  | 0.034068 | 13.5932 | 0.79163 | 0.84511 |  |  |  |  | 213 | 0.055608
3126 | TRINIDAD_6G | 1 | North | YES | 0.012878 | 179.2 | 46 | 224 | 0 | 1 | GST | 1 | 0.033983 | 224 | 224 | 2.8847 | 224 |  |  | 0.033983 | 7.6122 | 0.79699 | 0.84976 |  |  |  |  | 214 | 0.0552
3348 | CHAMPION_1G | MB | North | YES | 0.012785 | 0 | 42 | 42 |  | 1 | Cogen | 1 | 0.03389 | 0 | 0 | 0 | 0 |  |  | 0.03389 | 0 | 0.79699 | 0.84976 |  |  |  |  | 215 | 0.054735
3309 | ASPN_G | 1 | North | YES | 0.012768 | 50 | 0 | 50 |  | 1 | Bio | 1 | 0.033873 | 50 | 50 | 0.6384 | 50 |  |  | 0.033873 | 1.6937 | 0.79819 | 0.8508 |  |  |  |  | 216 | 0.053483
3107 | STRYKER_1G | 1 | North | YES | 0.012688 | 145.6 | 45 | 182 | 0 | 1.029 | GST | 1 | 0.033793 | 182 | 182 | 2.3092 | 182 |  |  | 0.033793 | 6.1503 | 0.80255 | 0.85456 |  |  |  |  | 217 | 0.052769
3108 | STRYKER_2G | 2 | North | YES | 0.012688 | 484 | 75 | 484 | 0 | 1.029 | GST | 1 | 0.033793 | 484 | 484 | 6.141 | 484 |  |  | 0.033793 | 16.3558 | 0.81415 | 0.86455 |  |  |  |  | 218 | 0.052769
244 | WHITNYDM01 | 1 | North | YES | 0.012113 | 15 | 0 | 15 | 0 | 1.035 | Hydro | 1 | 0.033218 | 0 | 0 | 0 | 0 |  |  | 0.033218 | 0 | 0.81415 | 0.86455 |  |  |  |  | 219 | 0.052606
245 | WHITNYDM02 | 2 | North | YES | 0.012113 | 15 | 0 | 15 | 0 | 1.035 | Hydro | 1 | 0.033218 | 0 | 0 | 0 | 0 |  |  | 0.033218 | 0 | 0.81415 | 0.86455 |  |  |  |  | 220 | 0.052004
13134 | CALFREST_4G | 4 | North | YES | 0.011081 | 151.5 | 40 | 151.5 | 0 | 1.031 | CC | 1 | 0.032186 | 151.5 | 151.5 | 1.6788 | 151.5 |  |  | 0.032186 | 4.8762 | 0.81778 | 0.86753 |  |  |  |  | 221 | 0.050404
13135 | CALFREST_5G | 5 | North | YES | 0.011081 | 152.3 | 57 | 152.3 | 0 | 1.031 | CC | 1 | 0.032186 | 152.3 | 152.3 | 1.6876 | 152.3 |  |  | 0.032186 | 4.9019 | 0.82142 | 0.87053 |  |  |  |  | 222 | 0.050404
13136 | CALFREST_6G | 6 | North | YES | 0.011081 | 177.5 | 40 | 177.5 | 0 | 1.031 | CC | 1 | 0.032186 | 177.5 | 177.5 | 1.9669 | 177.5 |  |  | 0.032186 | 5.713 | 0.82568 | 0.87402 |  |  |  |  | 223 | 0.050404
13131 | CALFREST_1G | 1 | North | YES | 0.011017 | 150.7 | 40 | 150.7 | 0 | 1.031 | CC | 1 | 0.032122 | 150.7 | 150.7 | 1.6603 | 150.7 |  |  | 0.032122 | 4.8408 | 0.82929 | 0.87698 |  |  |  |  | 224 | 0.049754
13132 | CALFREST_2G | 2 | North | YES | 0.011017 | 151 | 57 | 151 | 0 | 1.031 | CC | 1 | 0.032122 | 151 | 151 | 1.6636 | 151 |  |  | 0.032122 | 4.8504 | 0.8329 | 0.87994 |  |  |  |  | 225 | 0.049101
13133 | CALFREST_3G | 3 | North | YES | 0.011017 | 177.4 | 40 | 177.4 | 0 | 1.031 | CC | 1 | 0.032122 | 177.4 | 177.4 | 1.9544 | 177.4 |  |  | 0.032122 | 5.6985 | 0.83715 | 0.88342 |  |  |  |  | 226 | 0.04834
3381 | BBRN_1G | 1 | North | YES | 0.010634 | 618 | 225 | 618 | 0 | 1.03 | LIGCO | 1 | 0.031739 | 0 | 618 | 6.5718 | 618 |  |  | 0.031739 | 19.6147 | 0.85196 | 0.89541 |  |  |  |  | 227 | 0.047688
3382 | BBRN_2G | 2 | North | YES | 0.010634 | 589 | 225 | 589 | 0 | 1.03 | LIGCO | 1 | 0.031739 | 0 | 589 | 6.2634 | 589 |  |  | 0.031739 | 18.6943 | 0.86607 | 0.90683 |  |  |  |  | 228 | 0.047035
251 | BOSQUESW803 | 2 | North | YES | 0.010367 | 150 | 0 | 150 | 0 | 1.032 | CC | 1 | 0.031472 | 150 | 150 | 1.5551 | 150 |  |  | 0.031472 | 4.7208 | 0.86966 | 0.90972 |  |  |  |  | 229 | 0.046267
253 | BOSQUESW804 | 2 | North | YES | 0.010367 | 80 | 0 | 80 | 0 | 1.032 | CC | 1 | 0.031472 | 80 | 80 | 0.82936 | 80 |  |  | 0.031472 | 2.5178 | 0.87158 | 0.91126 |  |  |  |  | 230 | 0.043448
238 | BOSQUESW505 | 1 | North | YES | 0.008508 | 255 | 0 | 255 | 0 | 1.02 | CC | 1 | 0.029613 | 255 | 255 | 2.1695 | 255 |  |  | 0.029613 | 7.5513 | 0.87769 | 0.91587 |  |  |  |  | 231 | 0.040762
239 | BOSQUESW502 | 1 | North | YES | 0.008508 | 119.2 | 0 | 149 | 0 | 1.02 | GGT | 1 | 0.029613 | 149 | 149 | 1.2677 | 149 |  |  | 0.029613 | 4.4123 | 0.88126 | 0.91857 |  |  |  |  | 232 | 0.040053
247 | BOSQUESW501 | 2 | North | YES | 0.008508 | 124.8 | 0 | 156 | 0 | 1.02 | GGT | 1 | 0.029613 | 156 | 156 | 1.3272 | 156 |  |  | 0.029613 | 4.6196 | 0.885 | 0.92139 |  |  |  |  | 233 | 0.039675
3403 | THOUSE_1G | 1 | North | YES | 0.007573 | 563 | 200 | 563 | 0 | 1.012 | GSC | 1 | 0.028678 | 563 | 563 | 4.2636 | 563 |  |  | 0.028678 | 16.1457 | 0.89848 | 0.93126 |  |  |  |  | 234 | 0.038181
3404 | THOUSE_2G | 2 | North | YES | 0.007573 | 807 | 250 | 807 | 0 | 1.012 | GSC | 1 | 0.028678 | 807 | 807 | 6.1114 | 807 |  |  | 0.028678 | 23.1432 | 0.91782 | 0.9454 |  |  |  |  | 235 | 0.037308
48721 | LEG_1___1 | 1 | North | YES | 0.007102 | 827 | 357 | 827 | 0 | 1.0348 | LIGCO | 1 | 0.028207 | 0 | 827 | 5.8734 | 827 |  |  | 0.028207 | 23.3272 | 0.93763 | 0.95965 |  |  |  |  | 236 | 0.036393
48722 | LEG_2___2 | 2 | North | YES | 0.007102 | 819 | 357 | 819 | 0 | 1.0348 | LIGCO | 1 | 0.028207 | 0 | 819 | 5.8165 | 819 |  |  | 0.028207 | 23.1016 | 0.95725 | 0.97377 |  |  |  |  | 237 | 0.032772
39960 | TNTNPONE_18 | 1 | North | YES | 0.005684 | 152.3 | 30 | 152.3 |  | 1.04 | LIGCO | 1 | 0.026789 | 0 | 152.3 | 0.86567 | 152.3 |  |  | 0.026789 | 4.08 | 0.9609 | 0.97626 |  |  |  |  | 238 | 0.027582
39970 | TNTNPONE_28 | 1 | North | YES | 0.005684 | 153 | 30 | 153 |  | 1.04 | LIGCO | 1 | 0.026789 | 0 | 153 | 0.86965 | 153 |  |  | 0.026789 | 4.0987 | 0.96456 | 0.97877 |  |  |  |  | 239 | 0.022025
3416 | LAKE_CRK1_G | 1 | North | YES | 0.005291 | 60 | 33 | 75 |  | 1.029 | GST | 1 | 0.026396 | 75 | 75 | 0.39682 | 75 |  |  | 0.026396 | 1.9797 | 0.96636 | 0.97998 |  |  |  |  | 240 | 0.016522
3417 | LAKE_CRK2_G | 2 | North | YES | 0.005291 | 177.6 | 40 | 222 | 0 | 1.029 | GST | 1 | 0.026396 | 222 | 222 | 1.1746 | 222 |  |  | 0.026396 | 5.8599 | 0.97168 | 0.98356 |  |  |  |  | 241 | 0.015366
990 | GIBN_CREK_G1 | 1 | North | YES | 0.002205 | 463 | 200 | 463 | 0 | 1.0275 | LIGCO | 1 | 0.02331 | 0 | 463 | 1.0209 | 463 |  |  | 0.02331 | 10.7926 | 0.98277 | 0.99015 |  |  |  |  | 242 | 0.014206
32798 | BRYN_TAMUGEN | 1 | North | YES | 0.001792 | 32 | 0 | 32 |  | 1.02 | GST | 1 | 0.022897 | 32 | 32 | 0.057344 | 32 |  |  | 0.022897 | 0.73271 | 0.98354 | 0.9906 |  |  |  |  | 243 | 0.013619
32886 | BRYN_ATKINS3 | MB | North | YES | 0.001721 | 0 | 5 | 12 |  | 1 | GST | 1 | 0.022826 | 0 | 0 | 0 | 0 |  |  | 0.022826 | 0 | 0.98354 | 0.9906 |  |  |  |  | 244 | 0.011881
32887 | BRYN_ATKINS6 | MB | North | YES | 0.001721 | 0 | 12 | 51 |  | 1.028 | GST | 1 | 0.022826 | 0 | 0 | 0 | 0 |  |  | 0.022826 | 0 | 0.98354 | 0.9906 |  |  |  |  | 245 | 0.0073844
32888 | BRYN_ATKINS7 | 1 | North | YES | 0.001721 | 13.6 | 4 | 17 |  | 1.028 | GGT | 1 | 0.022826 | 17 | 17 | 0.029257 | 17 |  |  | 0.022826 | 0.38804 | 0.98394 | 0.99084 |  |  |  |  | 246 | 0.0070656
32890 | BRYN_ATKINS4 | MB | North | YES | 0.001721 | 0 | 5 | 22 |  | 1.031 | GST | 1 | 0.022826 | 0 | 0 | 0 | 0 |  |  | 0.022826 | 0 | 0.98394 | 0.99084 |  |  |  |  | 247 | 0.0070656
32891 | BRYN_ATKINS5 | MB | North | YES | 0.001721 | 0 | 5 | 25 |  | 1.031 | GST | 1 | 0.022826 | 0 | 0 | 0 | 0 |  |  | 0.022826 | 0 | 0.98394 | 0.99084 |  |  |  |  | 248 | 0.0070656
32883 | BRYN_DNSBY3 | 1 | North | YES | 0.00149 | 0 | 2 | 48 |  | 1.015 | GST | 1 | 0.022595 | 48 | 48 | 0.07152 | 48 |  |  | 0.022595 | 1.0846 | 0.98509 | 0.9915 |  |  |  |  | 249 | 0.0068954
32884 | BRYN_DNSBY13 | 1 | North | YES | 0.00149 | 46 | 2 | 46 | 0 | 1.015 | GST | 1 | 0.022595 | 46 | 46 | 0.06854 | 46 |  |  | 0.022595 | 1.0394 | 0.9862 | 0.99214 |  |  |  |  | 250 | 0.0068954
32892 | BRYN_DNSBY14 | 1 | North | YES | 0.00149 | 84 | 25 | 105 | 0 | 1.035 | GST | 1 | 0.022595 | 105 | 105 | 0.15645 | 105 |  |  | 0.022595 | 2.3725 | 0.98871 | 0.99359 |  |  |  |  | 251 | 0.0068954
48671 | FTR_GT1_5105 | 1 | North | YES | 0.001165 | 154.2 | 0 | 154.2 | 0 | 1.0319 | CC | 1 | 0.02227 | 154.2 | 154.2 | 0.17964 | 154.2 |  |  | 0.02227 | 3.434 | 0.99241 | 0.99569 |  |  |  |  | 252 | 0.0064083
48672 | FTR_GT2_5110 | 2 | North | YES | 0.001165 | 159 | 0 | 159 | 0 | 1.0319 | CC | 1 | 0.02227 | 159 | 159 | 0.18524 | 159 |  |  | 0.02227 | 3.5409 | 0.99621 | 0.99785 |  |  |  |  | 253 | 0.0059414
48673 | FTR_GT3_5085 | 3 | North | YES | 0.001165 | 158 | 0 | 158 | 0 | 1.0319 | CC | 1 | 0.02227 | 158 | 158 | 0.18407 | 158 |  |  | 0.02227 | 3.5187 | 1 | 1 |  |  |  |  | 254 | 0.0048758
48674 | FTR_CN4_5095 | 4 | North | YES | 0.001165 | 380 | 0 | 380 | 0 | 1.0319 | CC | 1 | 0.02227 | 380 | 380 | 0.4427 | 380 |  |  | 0.02227 | 8.4626 | 1.0091 | 1.0052 |  |  |  |  | 255 | 0.0032802
5934 | SI_RAY5 | 5 | South | YES | 0 | 0 | 10 | 15 |  | 1.035 | GST | -1 | 0.014155 | 15 | 15 |  |  | 0 | 15 | -0.014155 | -0.21232 | [6 empty] | 256 | 0.0016349
8139 | JOS #1 | MB | South | YES | 0 | 0 | 45 | 255 |  | 1.02 | GST | -1 | 0.014155 | 0 | 0 |  |  | 0 | 0 | -0.014155 | 0 | [6 empty] | 257 | 0
8285 | LAR #1 | MB | South | YES | 0 | 0 | 9 | 32 |  | 1.0497 | GST | -1 | 0.014155 | 0 | 0 |  |  | 0 | 0 | -0.014155 | 0 | [6 empty] | 258 | -0.0039321
8287 | LAR #2 | MB | South | YES | 0 | 0 | 9 | 32 |  | 1.04 | GST | -1 | 0.014155 | 0 | 0 |  |  | 0 | 0 | -0.014155 | 0 | [6 empty] | 259 | 0
8288 | LAR #3 | MB | South | YES | 0 | 0 | 25 | 105 |  | 1.04 | GST | -1 | 0.014155 | 0 | 0 |  |  | 0 | 0 | -0.014155 | 0 | [6 empty] | 260 | 0
8388 | BATES0A | MB | South | YES | 0 | 0 | 21 | 71 |  | 1.033 | GST | -1 | 0.014155 | 0 | 0 |  |  | 0 | 0 | -0.014155 | 0 | [6 empty] | 261 | 0
8393 | BATES0B | MB | South | YES | 0 | 0 | 25 | 110 |  | 1.03 | GST | -1 | 0.014155 | 0 | 0 |  |  | 0 | 0 | -0.014155 | 0 | [6 empty] | 262 | 0
8437 | NUECES_B0C | MB | South | YES | 0 | 0 | 7 | 30 |  | 1.03 | GST | -1 | 0.014155 | 0 | 0 |  |  | 0 | 0 | -0.014155 | 0 | [6 empty] | 263 | 0
8438 | NUECES_B0B | MB | South | YES | 0 | 0 | 26 | 169 |  | 1.03 | GST | -1 | 0.014155 | 0 | 0 |  |  | 0 | 0 | -0.014155 | 0 | [6 empty] | 264 | 0
39190 | TNSLCGN1__8 | 1 | Houston | YES | 0 | 0 | 10 | 30 |  | 1.03 | Cogen | -1 | 0.014155 | 0 | 0 |  |  |  |  | -0.014155 | 0 | [6 empty] | 265 | 0
8032 | AMISTADHYD1 | 1 | South | YES | -0.002695 | 33 | 13 | 33 | 0 | 1.03 | Hydro | -1 | 0.01685 | 0 | 0 |  |  | 0 | 0 | -0.01685 | 0 | [6 empty] | 266 | 0
8033 | AMISTADHYD2 | 2 | South | YES | -0.002695 | 25 | 13 | 25 | 0 | 1.03 | Hydro | -1 | 0.01685 | 0 | 0 |  |  | 0 | 0 | -0.01685 | 0 | [6 empty] | 267 | 0
88253 | HAMILTON | F | South | YES | -0.002695 | 0 | 0 | 0 | 0 | 1.04 | BLT | -1 | 0.01685 | 0 | 0 |  |  | 0 | 0 | -0.01685 | 0 | [6 empty] | 268 | 0
48591 | CHE_GT2_5030 | 2 | Houston | YES | -0.00402 | 173 | 50 | 173 | 0 | 1.029 | Cogen | -1 | 0.018175 | 0 | 0 |  |  |  |  | -0.018175 | 0 | [6 empty] | 269 | 0
48811 | CVC_GT3_5045 | 3 | Houston | YES | -0.00402 | 156 | 91.8 | 156 | 0 | 1.029 | Cogen | -1 | 0.018175 | 0 | 0 |  |  |  |  | -0.018175 | 0 | [6 empty] | 270 | 0
48812 | CVC_GT2_5020 | 2 | Houston | YES | -0.00402 | 158 | 91.8 | 158 | 0 | 1.029 | Cogen | -1 | 0.018175 | 0 | 0 |  |  |  |  | -0.018175 | 0 | [6 empty] | 271 | 0
48813 | CVC_GT1_5035 | 1 | Houston | YES | -0.00402 | 160 | 91.8 | 160 | 0 | 1.029 | Cogen | -1 | 0.018175 | 0 | 0 |  |  |  |  | -0.018175 | 0 | [6 empty] | 272 | 0
48814 | CVC_ST5_5040 | 1 | Houston | YES | -0.00402 | 162 | 91.8 | 162 | 0 | 1.029 | Cogen | -1 | 0.018175 | 0 | 0 |  |  |  |  | -0.018175 | 0 | [6 empty] | 273 | 0
48885 | THW_5152 | B | Houston | YES | -0.004594 | 47.2 | 5 | 59 |  | 1.0319 | GGT | -1 | 0.018749 | 59 | 59 |  |  |  |  | -0.018749 | -1.1062 | [6 empty] | 274 | 0
48885 | THW_5152 | A | Houston | YES | -0.004594 | 46.4 | 5 | 58 |  | 1.0319 | GGT | -1 | 0.018749 | 58 | 58 |  |  |  |  | -0.018749 | -1.0874 | [6 empty] | 275 | 0
48886 | THW_5354 | D | Houston | YES | -0.004594 | 46.4 | 5 | 58 |  | 1.0319 | GGT | -1 | 0.018749 | 58 | 58 |  |  |  |  | -0.018749 | -1.0874 | [6 empty] | 276 | 0
48886 | THW_5354 | C | Houston | YES | -0.004594 | 45.6 | 5 | 57 |  | 1.0319 | GGT | -1 | 0.018749 | 57 | 57 |  |  |  |  | -0.018749 | -1.0687 | [6 empty] | 277 | 0
48887 | THW_5556 | E | Houston | YES | -0.004594 | 47.2 | 5 | 59 |  | 1.0319 | GGT | -1 | 0.018749 | 59 | 59 |  |  |  |  | -0.018749 | -1.1062 | [6 empty] | 278 | 0
48887 | THW_5556 | F | Houston | YES | -0.004594 | 45.6 | 5 | 57 |  | 1.0319 | GGT | -1 | 0.018749 | 57 | 57 |  |  |  |  | -0.018749 | -1.0687 | [6 empty] | 279 | 0
48690 | GBY_GN5_5 | 5 | Houston | YES | -0.004636 | 318.4 | 81 | 398 |  | 1.0362 | GSC | -1 | 0.018791 | 398 | 398 |  |  |  |  | -0.018791 | -7.4788 | [6 empty] | 280 | 0
48595 | BTE_GT2_8075 | 1 | Houston | YES | -0.004669 | 162.8 | 130 | 162.8 | 0 | 1.0261 | CC | -1 | 0.018824 | 162.8 | 162.8 |  |  |  |  | -0.018824 | -3.0645 | [6 empty] | 281 | 0
48596 | BTE_GT3_8045 | 2 | Houston | YES | -0.004669 | 161.4 | 130 | 161.4 | 0 | 1.0261 | CC | -1 | 0.018824 | 161.4 | 161.4 |  |  |  |  | -0.018824 | -3.0382 | [6 empty] | 282 | 0
48597 | BTE_GT4_8055 | 3 | Houston | YES | -0.004669 | 158.9 | 130 | 158.9 | 0 | 1.0261 | CC | -1 | 0.018824 | 158.9 | 158.9 |  |  |  |  | -0.018824 | -2.9911 | [6 empty] | 283 | 0
48598 | BTE_ST1_8070 | 4 | Houston | YES | -0.004669 | 269.2 | 60 | 269.2 | 0 | 1.0261 | CC | -1 | 0.018824 | 269.2 | 269.2 |  |  |  |  | -0.018824 | -5.0674 | [6 empty] | 284 | 0
48583 | CBY_GT4_1 | 1 | Houston | YES | -0.004763 | 172 | 0 | 172 | 0 | 1.027 | GSC | -1 | 0.018918 | 172 | 172 |  |  |  |  | -0.018918 | -3.2539 | [6 empty] | 285 | 0
48584 | CBY_GT4_2 | 2 | Houston | YES | -0.004763 | 172 | 0 | 172 | 0 | 1.027 | CC | -1 | 0.018918 | 172 | 172 |  |  |  |  | -0.018918 | -3.2539 | [6 empty] | 286 | 0
48585 | CBY_ST4_1 | 3 | Houston | YES | -0.004763 | 172 | 0 | 172 | 0 | 1.027 | CC | -1 | 0.018918 | 172 | 172 |  |  |  |  | -0.018918 | -3.2539 | [6 empty] | 287 | 0
48815 | CVC_GT4_8005 | 4 | Houston | YES | -0.004778 | 165 | 91.8 | 165 |  | 1.0362 | Cogen | -1 | 0.018933 | 0 | 0 |  |  |  |  | -0.018933 | 0 | [6 empty] | 288 | 0
48791 | PSA_GT1_8160 | 1 | Houston | YES | -0.004808 | 52 | 20.8 | 65 | 0 | 1.0362 | Cogen | -1 | 0.018963 | 0 | 0 |  |  |  |  | -0.018963 | 0 | [6 empty] | 289 | 0
48792 | PSA_GT2_8155 | 2 | Houston | YES | -0.004808 | 52.8 | 20.3 | 66 | 0 | 1.0362 | Cogen | -1 | 0.018963 | 0 | 0 |  |  |  |  | -0.018963 | 0 | [6 empty] | 290 | 0
48793 | PSA_GT3_8150 | 3 | Houston | YES | -0.004808 | 56 | 20.3 | 70 | 0 | 1.0362 | Cogen | -1 | 0.018963 | 0 | 0 |  |  |  |  | -0.018963 | 0 | [6 empty] | 291 | 0
48794 | PSA_GT4_8145 | 4 | Houston | YES | -0.004808 | 52.8 | 20.3 | 66 | 0 | 1.0362 | Cogen | -1 | 0.018963 | 0 | 0 |  |  |  |  | -0.018963 | 0 | [6 empty] | 292 | 0
48795 | PSA_GT5_8140 | 5 | Houston | YES | -0.004808 | 51.2 | 20.3 | 64 | 0 | 1.0362 | Cogen | -1 | 0.018963 | 0 | 0 |  |  |  |  | -0.018963 | 0 | [6 empty] | 293 | 0
48796 | PSA_GN1_8165 | 1 | Houston | YES | -0.004808 | 83.2 | 43.1 | 104 | 0 | 1.0362 | Cogen | -1 | 0.018963 | 0 | 0 |  |  |  |  | -0.018963 | 0 | [6 empty] | 294 | 0
48797 | PSA_GT6_8135 | 6 | Houston | YES | -0.004808 | 47.2 | 34.5 | 59 | 0 | 1.0362 | Cogen | -1 | 0.018963 | 0 | 0 |  |  |  |  | -0.018963 | 0 | [6 empty] | 295 | 0
48581 | CBY_GN1_1 | 1 | Houston | YES | -0.004811 | 595.2 | 108 | 744 | 0 | 1.0435 | GSC | -1 | 0.018966 | 744 | 744 |  |  |  |  | -0.018966 | -14.1107 | [6 empty] | 296 | 0
48940 | WARVUE_GT1 | G1 | Houston | YES | -0.004812 | 15 | 0 | 15 |  | 1.021 | Cogen | -1 | 0.018967 | 0 | 0 |  |  |  |  | -0.018967 | 0 | [6 empty] | 297 | 0
48651 | EP_1_2 | 1 | Houston | YES | -0.004814 | 4 | 0 | 5 | 0 | 1.0362 | Cogen | -1 | 0.018969 | 0 | 0 |  |  |  |  | -0.018969 | 0 | [6 empty] | 298 | 0
48651 | EP_1_2 | 2 | Houston | YES | -0.004814 | 17.7 | 10 | 21 | 0 | 1.0362 | Cogen | -1 | 0.018969 | 0 | 0 |  |  |  |  | -0.018969 | 0 | [6 empty] | 299 | 0
49803 | EXN_15GT | 1 | Houston | YES | -0.004868 | 33 | 8.3 | 34 |  | 1.0326 | Cogen | -1 | 0.019023 | 0 | 0 |  |  |  |  | -0.019023 | 0 | [6 empty] | 300 | 0
49804 | EXN_16GT | 2 | Houston | YES | -0.004868 | 32 | 8.3 | 34.7 |  | 1.0326 | Cogen | -1 | 0.019023 | 0 | 0 |  |  |  |  | -0.019023 | 0 | [6 empty] | 301 | 0
49805 | EXN_17GT | 3 | Houston | YES | -0.004868 | 31 | 8.3 | 32.7 |  | 1.0326 | Cogen | -1 | 0.019023 | 0 | 0 |  |  |  |  | -0.019023 | 0 | [6 empty] | 302 | 0
49826 | EXN938GT | 5 | Houston | YES | -0.004868 | 43 | 9.2 | 45.9 |  | 1.0326 | Cogen | -1 | 0.019023 | 0 | 0 |  |  |  |  | -0.019023 | 0 | [6 empty] | 303 | 0
49828 | EXN941GT | 10 | Houston | YES | -0.004868 | 17.7 | 5.4 | 17.7 | 0 | 1.0326 | Cogen | -1 | 0.019023 | 0 | 0 |  |  |  |  | -0.019023 | 0 | [6 empty] | 304 | 0
49829 | EXN942GT | 11 | Houston | YES | -0.004868 | 20 | 5.4 | 20.4 | 0 | 1.0326 | Cogen | -1 | 0.019023 | 0 | 0 |  |  |  |  | -0.019023 | 0 | [6 empty] | 305 | 0
49830 | EXN943GT | 12 | Houston | YES | -0.004868 | 19 | 5.4 | 19.9 | 0 | 1.0326 | Cogen | -1 | 0.019023 | 0 | 0 |  |  |  |  | -0.019023 | 0 | [6 empty] | 306 | 0
49831 | EXN944GT | 13 | Houston | YES | -0.004868 | 33 | 5.4 | 35 | 0 | 1.0326 | Cogen | -1 | 0.019023 | 0 | 0 |  |  |  |  | -0.019023 | 0 | [6 empty] | 307 | 0
49832 | EXN945GT | 9 | Houston | YES | -0.004868 | 18.5 | 9.2 | 18.5 |  | 1.0326 | Cogen | -1 | 0.019023 | 0 | 0 |  |  |  |  | -0.019023 | 0 | [6 empty] | 308 | 0
49837 | EXN_GT | 4 | Houston | YES | -0.004868 | 81 | 21.3 | 85.4 |  | 1.0326 | Cogen | -1 | 0.019023 | 0 | 0 |  |  |  |  | -0.019023 | 0 | [6 empty] | 309 | 0
49838 | EXN_14GT | 14 | Houston | YES | -0.004868 | 140 | 0 | 148 |  | 1.0326 | Cogen | -1 | 0.019023 | 0 | 0 |  |  |  |  | -0.019023 | 0 | [6 empty] | 310 | 0
48883 | THW_GT1_GT_1 | B2 | Houston | YES | -0.004879 | 0 | 0 | 12 |  | 1.043 | GGT | -1 | 0.019034 | 12 | 12 |  |  |  |  | -0.019034 | -0.22841 | [6 empty] | 311 | 0
48582 | CBY_GN2_2 | 2 | Houston | YES | -0.004925 | 596.8 | 110 | 746 | 0 | 1.0435 | GSC | -1 | 0.01908 | 746 | 746 |  |  |  |  | -0.01908 | -14.2337 | [6 empty] | 312 | 0
48873 | THW_ST3_ST_3 | 3 | Houston | YES | -0.005004 | 107 | 19 | 107 | 0 | 1.0435 | CC | -1 | 0.019159 | 107 | 107 |  |  |  |  | -0.019159 | -2.05 | [6 empty] | 313 | 0
48874 | THW_ST4_ST_4 | 4 | Houston | YES | -0.005004 | 108 | 19 | 108 | 0 | 1.0435 | CC | -1 | 0.019159 | 108 | 108 |  |  |  |  | -0.019159 | -2.0692 | [6 empty] | 314 | 0
48875 | THW_3132 | A | Houston | YES | -0.005004 | 55 | 5 | 55 | 0 | 1.0435 | CC | -1 | 0.019159 | 55 | 55 |  |  |  |  | -0.019159 | -1.0537 | [6 empty] | 315 | 0
48875 | THW_3132 | B | Houston | YES | -0.005004 | 53 | 5 | 53 | 0 | 1.0435 | CC | -1 | 0.019159 | 53 | 53 |  |  |  |  | -0.019159 | -1.0154 | [6 empty] | 316 | 0
48877 | THW_3334 | C | Houston | YES | -0.005004 | 55 | 5 | 55 | 0 | 1.0435 | CC | -1 | 0.019159 | 55 | 55 |  |  |  |  | -0.019159 | -1.0537 | [6 empty] | 317 | 0
48877 | THW_3334 | D | Houston | YES | -0.005004 | 57 | 5 | 57 | 0 | 1.0435 | CC | -1 | 0.019159 | 57 | 57 |  |  |  |  | -0.019159 | -1.0921 | [6 empty] | 318 | 0
48879 | THW_4142 | E | Houston | YES | -0.005004 | 56 | 5 | 56 | 0 | 1.0435 | CC | -1 | 0.019159 | 56 | 56 |  |  |  |  | -0.019159 | -1.0729 | [6 empty] | 319 | 0
48879 | THW_4142 | F | Houston | YES | -0.005004 | 55 | 5 | 55 | 0 | 1.0435 | CC | -1 | 0.019159 | 55 | 55 |  |  |  |  | -0.019159 | -1.0537 | [6 empty] | 320 | 0
48881 | THW_4344 | G | Houston | YES | -0.005004 | 58 | 5 | 58 | 0 | 1.0435 | CC | -1 | 0.019159 | 58 | 58 |  |  |  |  | -0.019159 | -1.1112 | [6 empty] | 321 | 0
48881 | THW_4344 | H | Houston | YES | -0.005004 | 58 | 5 | 58 | 0 | 1.0435 | CC | -1 | 0.019159 | 58 | 58 |  |  |  |  | -0.019159 | -1.1112 | [6 empty] | 322 | 0
48593 | CHE_GT1_8015 | 1 | Houston | YES | -0.00511 | 173 | 50 | 173 | 0 | 1.0362 | Cogen | -1 | 0.019265 | 0 | 0 |  |  |  |  | -0.019265 | 0 | [6 empty] | 323 | 0
48594 | CHE_GN4_8025 | 4 | Houston | YES | -0.00511 | 142 | 60 | 142 | 0 | 1.0362 | Cogen | -1 | 0.019265 | 0 | 0 |  |  |  |  | -0.019265 | 0 | [6 empty] | 324 | 0
48511 | LPE_GT1_8070 | 1 | Houston | YES | -0.005122 | 42 | 0 | 42 | 0 | 1.0362 | GGT | -1 | 0.019277 | 42 | 42 |  |  |  |  | -0.019277 | -0.80963 | [6 empty] | 325 | 0
48512 | LPE_GT2_8075 | 2 | Houston | YES | -0.005122 | 42 | 0 | 42 | 0 | 1.0362 | GGT | -1 | 0.019277 | 42 | 42 |  |  |  |  | -0.019277 | -0.80963 | [6 empty] | 326 | 0
48513 | LPE_GT3_8080 | 3 | Houston | YES | -0.005122 | 39 | 0 | 39 | 0 | 1.0362 | GGT | -1 | 0.019277 | 39 | 39 |  |  |  |  | -0.019277 | -0.7518 | [6 empty] | 327 | 0
48514 | LPE_GT4_8085 | 4 | Houston | YES | -0.005122 | 39 | 0 | 39 | 0 | 1.0362 | GGT | -1 | 0.019277 | 39 | 39 |  |  |  |  | -0.019277 | -0.7518 | [6 empty] | 328 | 0
48500 | APD_GT1_8005 | 1 | Houston | YES | -0.005137 | 137.6 | 54.6 | 137.6 | 0 | 1.0362 | Cogen | -1 | 0.019292 | 0 | 0 |  |  |  |  | -0.019292 | 0 | [6 empty] | 329 | 0
48820 | SHELLG1_3015 | 1 | Houston | YES | -0.005208 | 71 | 34.5 | 71 |  | 1.029 | Cogen | -1 | 0.019363 | 0 | 0 |  |  |  |  | -0.019363 | 0 | [6 empty] | 330 | 0
48821 | SHELLG2 | 2 | Houston | YES | -0.005208 | 72 | 34.5 | 72 |  | 1.029 | Cogen | -1 | 0.019363 | 0 | 0 |  |  |  |  | -0.019363 | 0 | [6 empty] | 331 | 0
48822 | SHELLG3_3020 | 2 | Houston | YES | -0.005208 | 30 | 0 | 30 |  | 1.029 | Cogen | -1 | 0.019363 | 0 | 0 |  |  |  |  | -0.019363 | 0 | [6 empty] | 332 | 0
48822 | SHELLG3_3020 | 1 | Houston | YES | -0.005208 | 39 | 0 | 39 |  | 1.029 | Cogen | -1 | 0.019363 | 0 | 0 |  |  |  |  | -0.019363 | 0 | [6 empty] | 333 | 0
48740 | PSG_GN2_8050 | 1 | Houston | YES | -0.005259 | 182 | 60 | 182 | 0 | 1.0326 | Cogen | -1 | 0.019414 | 0 | 0 |  |  |  |  | -0.019414 | 0 | [6 empty] | 334 | 0
48741 | PSG_GT2_8040 | 1 | Houston | YES | -0.005259 | 158.6 | 50 | 158.6 | 0 | 1.0326 | Cogen | -1 | 0.019414 | 0 | 0 |  |  |  |  | -0.019414 | 0 | [6 empty] | 335 | 0
48742 | PSG_GT3_8060 | 1 | Houston | YES | -0.005259 | 157 | 50 | 157 | 0 | 1.0326 | Cogen | -1 | 0.019414 | 0 | 0 |  |  |  |  | -0.019414 | 0 | [6 empty] | 336 | 0
48854 | SRB_GN4_4 | 4 | Houston | YES | -0.005259 | 182.4 | 35 | 228 | 0 | 1.0326 | GST | -1 | 0.019414 | 228 | 228 |  |  |  |  | -0.019414 | -4.4264 | [6 empty] | 337 | 0
48611 | DIB_GT1_8080 | 1 | Houston | YES | -0.00526 | 64 | 0 | 64 | 0 | 1.0326 | Cogen | -1 | 0.019415 | 0 | 0 |  |  |  |  | -0.019415 | 0 | [6 empty] | 338 | 0
48612 | DIB_GT2_8075 | 2 | Houston | YES | -0.00526 | 63.2 | 0 | 63.2 | 0 | 1.0326 | Cogen | -1 | 0.019415 | 0 | 0 |  |  |  |  | -0.019415 | 0 | [6 empty] | 339 | 0
48613 | DIB_ST1_8085 | 3 | Houston | YES | -0.00526 | 67.9 | 30 | 82.6 | 0 | 1.0326 | Cogen | -1 | 0.019415 | 0 | 0 |  |  |  |  | -0.019415 | 0 | [6 empty] | 340 | 0
48614 | DIB_GT3_8090 | 4 | Houston | YES | -0.00526 | 73.6 | 15 | 73.6 | 0 | 1.0326 | Cogen | -1 | 0.019415 | 0 | 0 |  |  |  |  | -0.019415 | 0 | [6 empty] | 341 | 0
48845 | SOL_GT1 | 1 | Houston | YES | -0.005261 | 16.2 | 15.4 | 16.2 |  | 1.0326 | Solar | -1 | 0.019416 | 16.2 | 16.2 |  |  |  |  | -0.019416 | -0.31454 | [6 empty] | 342 | 0
48853 | SRB_GN3_3 | 3 | Houston | YES | -0.005261 | 170.4 | 35 | 213 |  | 1.0326 | GST | -1 | 0.019416 | 213 | 213 |  |  |  |  | -0.019416 | -4.1356 | [6 empty] | 343 | 0
48551 | CAL_GT1_8045 | 1 | Houston | YES | -0.00527 | 149 | 0 | 149 | 0 | 1.0326 | Cogen | -1 | 0.019425 | 0 | 0 |  |  |  |  | -0.019425 | 0 | [6 empty] | 344 | 0
48552 | CAL_ST1_8000 | 2 | Houston | YES | -0.00527 | 65.1 | 0 | 65.1 | 0 | 1.0326 | Cogen | -1 | 0.019425 | 0 | 0 |  |  |  |  | -0.019425 | 0 | [6 empty] | 345 | 0
48851 | SRB_GN1_1 | 1 | Houston | YES | -0.005271 | 132 | 26 | 165 | 0 | 1.0217 | GST | -1 | 0.019426 | 165 | 165 |  |  |  |  | -0.019426 | -3.2053 | [6 empty] | 346 | 0
48852 | SRB_GN2_2 | 2 | Houston | YES | -0.005274 | 140.8 | 26 | 176 | 0 | 1.0217 | GST | -1 | 0.019429 | 176 | 176 |  |  |  |  | -0.019429 | -3.4195 | [6 empty] | 347 | 0
48855 | SRB_GT211035 | B1 | Houston | YES | -0.005275 | 0 | 0 | 18 |  | 1.014 | GGT | -1 | 0.01943 | 18 | 18 |  |  |  |  | -0.01943 | -0.34974 | [6 empty] | 348 | 0
48855 | SRB_GT211035 | B2 | Houston | YES | -0.005275 | 0 | 0 | 12 |  | 1.014 | GGT | -1 | 0.01943 | 12 | 12 |  |  |  |  | -0.01943 | -0.23316 | [6 empty] | 349 | 0
48761 | PR_GT1__9040 | 1 | Houston | YES | -0.005311 | 26 | 0 | 35 |  | 1 | Cogen | -1 | 0.019466 | 0 | 0 |  |  |  |  | -0.019466 | 0 | [6 empty] | 350 | 0
48641 | DPEC_GT15040 | 1 | Houston | YES | -0.005349 | 163.2 | 98 | 163.2 | 0 | 1.0319 | CC | -1 | 0.019504 | 163.2 | 163.2 |  |  |  |  | -0.019504 | -3.183 | [6 empty] | 351 | 0
48642 | DPEC_GT25025 | 2 | Houston | YES | -0.005349 | 157.1 | 98 | 157.1 | 0 | 1.0319 | CC | -1 | 0.019504 | 157.1 | 157.1 |  |  |  |  | -0.019504 | -3.0641 | [6 empty] | 352 | 0
48643 | DPEC_GT35010 | 3 | Houston | YES | -0.005349 | 157.5 | 98 | 157.5 | 0 | 1.0319 | CC | -1 | 0.019504 | 157.5 | 157.5 |  |  |  |  | -0.019504 | -3.0719 | [6 empty] | 353 | 0
48644 | DPEC_GT45070 | 4 | Houston | YES | -0.005349 | 157 | 98 | 157 | 0 | 1.0319 | CC | -1 | 0.019504 | 157 | 157 |  |  |  |  | -0.019504 | -3.0621 | [6 empty] | 354 | 0
48645 | DPEC_ST55065 | 5 | Houston | YES | -0.005349 | 282 | 0 | 282 | 0 | 1.0319 | CC | -1 | 0.019504 | 282 | 282 |  |  |  |  | -0.019504 | -5.5001 | [6 empty] | 355 | 0
48841 | SJS_GT1_GT1 | 1 | Houston | YES | -0.005385 | 62.4 | 49 | 78 | 0 | 1.0362 | Cogen | -1 | 0.01954 | 0 | 0 |  |  |  |  | -0.01954 | 0 | [6 empty] | 356 | 0
48842 | SJS_GT2_GT2 | 2 | Houston | YES | -0.005385 | 64.8 | 49 | 81 | 0 | 1.0362 | Cogen | -1 | 0.01954 | 0 | 0 |  |  |  |  | -0.01954 | 0 | [6 empty] | 357 | 0
48691 | GBY_73741085 | B | Houston | YES | -0.005428 | 37.6 | 20 | 47 | 0 | 1.0362 | GGT | -1 | 0.019583 | 47 | 47 |  |  |  |  | -0.019583 | -0.9204 | [6 empty] | 358 | 0
48691 | GBY_73741085 | A | Houston | YES | -0.005428 | 37.6 | 20 | 47 | 0 | 1.0362 | GGT | -1 | 0.019583 | 47 | 47 |  |  |  |  | -0.019583 | -0.9204 | [6 empty] | 359 | 0
48692 | GBY_81821075 | D | Houston | YES | -0.005428 | 44 | 20 | 55 | 0 | 1.0362 | GGT | -1 | 0.019583 | 55 | 55 |  |  |  |  | -0.019583 | -1.0771 | [6 empty] | 360 | 0
48692 | GBY_81821075 | C | Houston | YES | -0.005428 | 37.6 | 20 | 47 | 0 | 1.0362 | GGT | -1 | 0.019583 | 47 | 47 |  |  |  |  | -0.019583 | -0.9204 | [6 empty] | 361 | 0
48693 | GBY_83841065 | F | Houston | YES | -0.005428 | 43.2 | 20 | 54 | 0 | 1.0362 | GGT | -1 | 0.019583 | 54 | 54 |  |  |  |  | -0.019583 | -1.0575 | [6 empty] | 362 | 0
48693 | GBY_83841065 | E | Houston | YES | -0.005428 | 45.6 | 20 | 57 | 0 | 1.0362 | GGT | -1 | 0.019583 | 57 | 57 |  |  |  |  | -0.019583 | -1.1162 | [6 empty] | 363 | 0
48531 | BYU_GT1_8075 | 1 | Houston | YES | -0.005531 | 65 | 0 | 65 |  | 1.0362 | Cogen | -1 | 0.019686 | 0 | 0 |  |  |  |  | -0.019686 | 0 | [6 empty] | 364 | 0
48532 | BYU_GT2_8055 | 2 | Houston | YES | -0.005531 | 62 | 0 | 62 |  | 1.0362 | Cogen | -1 | 0.019686 | 0 | 0 |  |  |  |  | -0.019686 | 0 | [6 empty] | 365 | 0
48533 | BYU_GT3_8060 | 3 | Houston | YES | -0.005531 | 67 | 0 | 67 |  | 1.0362 | Cogen | -1 | 0.019686 | 0 | 0 |  |  |  |  | -0.019686 | 0 | [6 empty] | 366 | 0
48534 | BYU_GT4_8065 | 4 | Houston | YES | -0.005531 | 65 | 0 | 65 |  | 1.0362 | Cogen | -1 | 0.019686 | 0 | 0 |  |  |  |  | -0.019686 | 0 | [6 empty] | 367 | 0
48561 | CTL_GT2_8130 | 1 | Houston | YES | -0.005608 | 73.5 | 30.3 | 91.9 |  | 1.0362 | Cogen | -1 | 0.019763 | 0 | 0 |  |  |  |  | -0.019763 | 0 | [6 empty] | 368 | 0
48562 | CTL_GT3_8135 | 2 | Houston | YES | -0.005608 | 70.1 | 30.3 | 87.6 |  | 1.0362 | Cogen | -1 | 0.019763 | 0 | 0 |  |  |  |  | -0.019763 | 0 | [6 empty] | 369 | 0
48563 | CTL_GT4_8140 | 3 | Houston | YES | -0.005608 | 69.6 | 30.3 | 87 |  | 1.0362 | Cogen | -1 | 0.019763 | 0 | 0 |  |  |  |  | -0.019763 | 0 | [6 empty] | 370 | 0
48564 | CTL_GN1_8145 | 4 | Houston | YES | -0.005608 | 43.6 | 12.9 | 54.5 |  | 1.0362 | Cogen | -1 | 0.019763 | 0 | 0 |  |  |  |  | -0.019763 | 0 | [6 empty] | 371 | 0
48565 | CTL_GN2_8155 | 5 | Houston | YES | -0.005608 | 9.8 | 3.4 | 12.2 |  | 1.0362 | Cogen | -1 | 0.019763 | 0 | 0 |  |  |  |  | -0.019763 | 0 | [6 empty] | 372 | 0
48772 | PHR_GN2_2 | MB | Houston | YES | -0.005811 | 0 | 72 | 459 |  | 1.0362 | GSC | -1 | 0.019966 | 0 | 0 |  |  |  |  | -0.019966 | 0 | [6 empty] | 373 | 0
38580 | TNBP_CGN1_8 | 1 | Houston | YES | -0.006101 | 70.8 | 0 | 70.8 | 0 | 1.005 | Cogen | -1 | 0.020256 | 0 | 0 |  |  |  |  | -0.020256 | 0 | [6 empty] | 374 | 0
38590 | TNBP_CGN2_8 | 2 | Houston | YES | -0.006101 | 66.7 | 0 | 66.7 | 0 | 1.005 | Cogen | -1 | 0.020256 | 0 | 0 |  |  |  |  | -0.020256 | 0 | [6 empty] | 375 | 0
38600 | TNBP_CGN3_8 | 5 | Houston | YES | -0.006101 | 53 | 0 | 53 | 0 | 1.005 | Cogen | -1 | 0.020256 | 0 | 0 |  |  |  |  | -0.020256 | 0 | [6 empty] | 376 | 0
38611 | TNBPAMCG1_8 | 1 | Houston | YES | -0.006101 | 153.2 | 0 | 153.2 | 0 | 1.005 | Cogen | -1 | 0.020256 | 0 | 0 |  |  |  |  | -0.020256 | 0 | [6 empty] | 377 | 0
38612 | TNBPAMCG2_8 | 2 | Houston | YES | -0.006101 | 153.5 | 0 | 153.5 | 0 | 1.005 | Cogen | -1 | 0.020256 | 0 | 0 |  |  |  |  | -0.020256 | 0 | [6 empty] | 378 | 0
38613 | TNBPAMCG3_8 | 3 | Houston | YES | -0.006101 | 152.3 | 0 | 152.3 | 0 | 1.005 | Cogen | -1 | 0.020256 | 0 | 0 |  |  |  |  | -0.020256 | 0 | [6 empty] | 379 | 0
38614 | TNBPAMCG4_8 | 4 | Houston | YES | -0.006101 | 96 | 0 | 96 |  | 1.005 | Cogen | -1 | 0.020256 | 0 | 0 |  |  |  |  | -0.020256 | 0 | [6 empty] | 380 | 0
38615 | TNBPAMCG5_8 | 1 | Houston | YES | -0.006101 | 244 | 0 | 244 | 0 | 1.005 | Cogen | -1 | 0.020256 | 0 | 0 |  |  |  |  | -0.020256 | 0 | [6 empty] | 381 | 0
38690 | TNBP_CGN4_8 | 3 | Houston | YES | -0.006101 | 40 | 0 | 40 |  | 1.005 | Cogen | -1 | 0.020256 | 0 | 0 |  |  |  |  | -0.020256 | 0 | [6 empty] | 382 | 0
38711 | TNTXCTY1CG8 | 1 | Houston | YES | -0.006101 | 100.3 | 59 | 100.3 | 0 | 1 | Cogen | -1 | 0.020256 | 0 | 0 |  |  |  |  | -0.020256 | 0 | [6 empty] | 383 | 0
38712 | TNTXCTY2CG8 | 1 | Houston | YES | -0.006101 | 92.9 | 59 | 92.9 | 0 | 1 | Cogen | -1 | 0.020256 | 0 | 0 |  |  |  |  | -0.020256 | 0 | [6 empty] | 384 | 0
38713 | TNTXCTY3CG8 | 1 | Houston | YES | -0.006101 | 102.7 | 59 | 102.7 | 0 | 1 | Cogen | -1 | 0.020256 | 0 | 0 |  |  |  |  | -0.020256 | 0 | [6 empty] | 385 | 0
38714 | TNTXCTY4CG8 | 1 | Houston | YES | -0.006101 | 103 | 59 | 103 | 0 | 1 | Cogen | -1 | 0.020256 | 0 | 0 |  |  |  |  | -0.020256 | 0 | [6 empty] | 386 | 0
39470 | TNDOWCGNSG8 | 1 | Houston | YES | -0.006101 | 32 | 10 | 32 | 0 | 0.985 | Cogen | -1 | 0.020256 | 0 | 0 |  |  |  |  | -0.020256 | 0 | [6 empty] | 387 | 0
39480 | TNDOWCGNGG8 | 1 | Houston | YES | -0.006101 | 30 | 10 | 30 | 0 | 0.985 | Cogen | -1 | 0.020256 | 0 | 0 |  |  |  |  | -0.020256 | 0 | [6 empty] | 388 | 0
48921 | WAP_GN1_1 | 1 | Houston | YES | -0.006768 | 132.8 | 37 | 166 | 0 | 1.0362 | GST | -1 | 0.020923 | 166 | 166 |  |  |  |  | -0.020923 | -3.4732 | [6 empty] | 389 | 0
48922 | WAP_GN2_2 | 2 | Houston | YES | -0.006768 | 132.8 | 37 | 166 | 0 | 1.0362 | GST | -1 | 0.020923 | 166 | 166 |  |  |  |  | -0.020923 | -3.4732 | [6 empty] | 390 | 0
48923 | WAP_GN3_3 | 3 | Houston | YES | -0.006768 | 198.4 | 93 | 248 | 0 | 1.0362 | GST | -1 | 0.020923 | 248 | 248 |  |  |  |  | -0.020923 | -5.1889
48924 | WAP_GN4_4 | 4 | Houston | YES | -0.006768 | 546 | 217 | 546 | 0 | 1.0362 | GSC | -1 | 0.020923 | 546 | 546 |  |  |  |  | -0.020923 | -11.4239
48925 | WAP_GN5_5 | 5 | Houston | YES | -0.006768 | 589.4 | 278 | 654 | 0 | 0.985 | LIGCO | -1 | 0.020923 | 0 | 654 |  |  |  |  | -0.020923 | 0
48929 | WAPGT21_GT1 | B1 | Houston | YES | -0.006768 | 0 | 0 | 13 |  | 1.05 | GGT | -1 | 0.020923 | 13 | 13 |  |  |  |  | -0.020923 | -0.272
48510 | AK_GT1__8040 | 1 | Houston | YES | -0.006808 | 33.4 | 8.1 | 34 |  | 1.029 | Cogen | -1 | 0.020963 | 0 | 0 |  |  |  |  | -0.020963 | 0
8262 | ELPS | 1 | South | YES | -0.006838 | 6 | 6 | 6 | 0 | 1.15 | Hydro | -1 | 0.020993 | 0 | 0 |  |  | 0 | 0 | -0.020993 | 0
48521 | BVE_GT1_GT1 | 1 | Houston | YES | -0.00694 | 167.7 | 0 | 167.7 |  | 1.035 | CC | -1 | 0.021095 | 167.7 | 167.7 |  |  |  |  | -0.021095 | -3.5376
48522 | BVE_GT2_5035 | 2 | Houston | YES | -0.00694 | 166.4 | 0 | 166.4 |  | 1.035 | CC | -1 | 0.021095 | 166.4 | 166.4 |  |  |  |  | -0.021095 | -3.5102
48523 | BVE_ST1_GN1 | 3 | Houston | YES | -0.00694 | 252.4 | 0 | 252.4 |  | 1.035 | CC | -1 | 0.021095 | 252.4 | 252.4 |  |  |  |  | -0.021095 | -5.3244
48926 | WAP_GN6_6 | 6 | Houston | YES | -0.006949 | 651 | 280 | 651 |  | 1.035 | LIGCO | -1 | 0.021104 | 0 | 651 |  |  |  |  | -0.021104 | 0
48927 | WAP_GN7_7 | 7 | Houston | YES | -0.006949 | 564 | 277 | 564 |  | 1.035 | LIGCO | -1 | 0.021104 | 0 | 564 |  |  |  |  | -0.021104 | 0
48928 | WAP_GN8_8 | 8 | Houston | YES | -0.006949 | 603 | 275 | 603 |  | 1.035 | LIGCO | -1 | 0.021104 | 0 | 603 |  |  |  |  | -0.021104 | 0
48730 | MNS_GT | 1 | Houston | YES | -0.006967 | 43 | 0 | 46.1 |  | 1.029 | Cogen | -1 | 0.021122 | 0 | 0 |  |  |  |  | -0.021122 | 0
39760 | TNSCLP1___8 | 1 | Houston | YES | -0.008023 | 93.4 | 20 | 116.8 | 0 | 1.04 | Cogen | -1 | 0.022178 | 0 | 0 |  |  |  |  | -0.022178 | 0
39770 | TNSCLP2___8 | 1 | Houston | YES | -0.008023 | 91.6 | 20 | 114.5 | 0 | 1.04 | Cogen | -1 | 0.022178 | 0 | 0 |  |  |  |  | -0.022178 | 0
39775 | TNSCLP4___8 | 1 | Houston | YES | -0.008023 | 95.2 | 20 | 119 | 0 | 1.04 | Cogen | -1 | 0.022178 | 0 | 0 |  |  |  |  | -0.022178 | 0
39790 | TNSCLP3___8 | 1 | Houston | YES | -0.008023 | 87.6 | 20 | 109.5 | 0 | 1.027 | Cogen | -1 | 0.022178 | 0 | 0 |  |  |  |  | -0.022178 | 0
48520 | BSF_GT1_8070 | 1 | Houston | YES | -0.008325 | 72 | 0 | 72 | 0 | 1.0326 | Cogen | -1 | 0.02248 | 0 | 0 |  |  |  |  | -0.02248 | 0
48520 | BSF_GT1_8070 | 2 | Houston | YES | -0.008325 | 10 | 0 | 10 | 0 | 1.0326 | Cogen | -1 | 0.02248 | 0 | 0 |  |  |  |  | -0.02248 | 0
49851 | DOW17000 | 37 | Houston | YES | -0.008703 | 39 | 0 | 62 | 0 | 1 | Cogen | -1 | 0.022858 | 0 | 0 |  |  |  |  | -0.022858 | 0
49858 | DOW38100 | 31 | Houston | YES | -0.008703 | 45 | 0 | 71.4 |  | 1 | Cogen | -1 | 0.022858 | 0 | 0 |  |  |  |  | -0.022858 | 0
49859 | DOW38200 | 33 | Houston | YES | -0.008703 | 28 | 0 | 45 | 0 | 1 | Cogen | -1 | 0.022858 | 0 | 0 |  |  |  |  | -0.022858 | 0
49860 | DOW38300 | 32 | Houston | YES | -0.008703 | 63 | 0 | 101 |  | 1 | Cogen | -1 | 0.022858 | 0 | 0 |  |  |  |  | -0.022858 | 0
49862 | DOW39100 | 36 | Houston | YES | -0.008703 | 54 | 0 | 86 | 0 | 1 | Cogen | -1 | 0.022858 | 0 | 0 |  |  |  |  | -0.022858 | 0
49863 | DOW39200 | 35 | Houston | YES | -0.008703 | 55 | 0 | 88 | 0 | 1 | Cogen | -1 | 0.022858 | 0 | 0 |  |  |  |  | -0.022858 | 0
49865 | DOW41000 | 41 | Houston | YES | -0.008703 | 31 | 0 | 50 |  | 1 | Cogen | -1 | 0.022858 | 0 | 0 |  |  |  |  | -0.022858 | 0
49866 | DOW42000 | 42 | Houston | YES | -0.008703 | 11 | 0 | 18 |  | 1 | Cogen | -1 | 0.022858 | 0 | 0 |  |  |  |  | -0.022858 | 0
49869 | DOW49000 | 45 | Houston | YES | -0.008703 | 59 | 0 | 94 |  | 1 | Cogen | -1 | 0.022858 | 0 | 0 |  |  |  |  | -0.022858 | 0
49870 | DOW61000 | 61 | Houston | YES | -0.008703 | 44 | 0 | 70 | 0 | 1 | Cogen | -1 | 0.022858 | 0 | 0 |  |  |  |  | -0.022858 | 0
49871 | DOW62000 | 62 | Houston | YES | -0.008703 | 40 | 0 | 63 | 0 | 1 | Cogen | -1 | 0.022858 | 0 | 0 |  |  |  |  | -0.022858 | 0
49872 | DOW63000 | 63 | Houston | YES | -0.008703 | 45 | 0 | 72 | 0 | 1 | Cogen | -1 | 0.022858 | 0 | 0 |  |  |  |  | -0.022858 | 0
49873 | DOW64000 | 64 | Houston | YES | -0.008703 | 41 | 0 | 64.8 | 0 | 1 | Cogen | -1 | 0.022858 | 0 | 0 |  |  |  |  | -0.022858 | 0
49876 | DOW65000 | 65 | Houston | YES | -0.008703 | 63 | 0 | 101 | 0 | 1 | Cogen | -1 | 0.022858 | 0 | 0 |  |  |  |  | -0.022858 | 0
49877 | DOW66000 | 66 | Houston | YES | -0.008703 | 61 | 0 | 97 | 0 | 1 | Cogen | -1 | 0.022858 | 0 | 0 |  |  |  |  | -0.022858 | 0
49878 | DOW67000 | 67 | Houston | YES | -0.008703 | 65 | 0 | 103 | 0 | 1 | Cogen | -1 | 0.022858 | 0 | 0 |  |  |  |  | -0.022858 | 0
49882 | DOW81000 | 81 | Houston | YES | -0.008703 | 47 | 0 | 76 | 0 | 1 | Cogen | -1 | 0.022858 | 0 | 0 |  |  |  |  | -0.022858 | 0
49884 | DOW82000 | 82 | Houston | YES | -0.008703 | 51 | 0 | 80 | 0 | 1 | Cogen | -1 | 0.022858 | 0 | 0 |  |  |  |  | -0.022858 | 0
49885 | DOW83000 | 83 | Houston | YES | -0.008703 | 51 | 0 | 80 | 0 | 1 | Cogen | -1 | 0.022858 | 0 | 0 |  |  |  |  | -0.022858 | 0
49886 | DOW84000 | 84 | Houston | YES | -0.008703 | 107 | 0 | 171 | 0 | 0.98 | Cogen | -1 | 0.022858 | 0 | 0 |  |  |  |  | -0.022858 | 0
48911 | TGF_GT1_8000 | 1 | Houston | YES | -0.010174 | 69.2 | 0 | 69.2 |  | 1.029 | Cogen | -1 | 0.024329 | 0 | 0 |  |  |  |  | -0.024329 | 0
48731 | CBE_GT1 | 1 | Houston | YES | -0.010612 | 76 | 0 | 76 | 0 | 1.029 | CC | -1 | 0.024767 | 76 | 76 |  |  |  |  | -0.024767 | -1.8823
48732 | CBE_GT2 | 1 | Houston | YES | -0.010612 | 76 | 0 | 76 | 0 | 1.029 | CC | -1 | 0.024767 | 76 | 76 |  |  |  |  | -0.024767 | -1.8823
48733 | CBE_ST12 | 1 | Houston | YES | -0.010612 | 105 | 0 | 105 | 0 | 1.029 | CC | -1 | 0.024767 | 105 | 105 |  |  |  |  | -0.024767 | -2.6005
48734 | CBE_GT3 | 1 | Houston | YES | -0.010612 | 76 | 0 | 76 | 0 | 1.029 | CC | -1 | 0.024767 | 76 | 76 |  |  |  |  | -0.024767 | -1.8823
48735 | CBE_GT4 | 1 | Houston | YES | -0.010612 | 76 | 0 | 76 | 0 | 1.029 | CC | -1 | 0.024767 | 76 | 76 |  |  |  |  | -0.024767 | -1.8823
48736 | CBE_ST34 | 1 | Houston | YES | -0.010612 | 105 | 0 | 105 | 0 | 1.029 | CC | -1 | 0.024767 | 105 | 105 |  |  |  |  | -0.024767 | -2.6005
5911 | STP_GN1___1 | 1 | Houston | YES | -0.010744 | 1333 | 1249 | 1333 | 0 | 1.0406 | Nuc | -1 | 0.024899 | 0 | 0 |  |  |  |  | -0.024899 | 0
5912 | STP_GN2___2 | 2 | Houston | YES | -0.010744 | 1332 | 1249 | 1332 | 0 | 1.0406 | Nuc | -1 | 0.024899 | 0 | 0 |  |  |  |  | -0.024899 | 0
8134 | FOR #1 | 1 | South | YES | -0.014943 | 54.1 | 45 | 79 | 0 | 1 | Cogen | -1 | 0.029098 | 0 | 0 |  |  | 0 | 0 | -0.029098 | 0
8138 | FOR #2 | 2 | South | YES | -0.014943 | 63.1 | 45 | 81 | 0 | 1 | Cogen | -1 | 0.029098 | 0 | 0 |  |  | 0 | 0 | -0.029098 | 0
8153 | FOR #3 | 3 | South | YES | -0.014943 | 63.1 | 45 | 79.9 | 0 | 1 | Cogen | -1 | 0.029098 | 0 | 0 |  |  | 0 | 0 | -0.029098 | 0
8154 | FOR #4 | 4 | South | YES | -0.014943 | 63.1 | 60 | 80 | 0 | 1 | Cogen | -1 | 0.029098 | 0 | 0 |  |  | 0 | 0 | -0.029098 | 0
8155 | FOR #5 | 5 | South | YES | -0.014943 | 63.1 | 60 | 78.4 | 0 | 1 | Cogen | -1 | 0.029098 | 0 | 0 |  |  | 0 | 0 | -0.029098 | 0
8156 | FOR #6 | 6 | South | YES | -0.014943 | 24.9 | 5 | 25 | 0 | 1 | Cogen | -1 | 0.029098 | 0 | 0 |  |  | 0 | 0 | -0.029098 | 0
8157 | FOR #7 | 7 | South | YES | -0.014943 | 28.8 | 5 | 46 | 0 | 1 | Cogen | -1 | 0.029098 | 0 | 0 |  |  | 0 | 0 | -0.029098 | 0
80051 | FOR #8 | 8 | South | YES | -0.014943 | 28 | 28 | 28 |  | 1 | Cogen | -1 | 0.029098 | 0 | 0 |  |  | 0 | 0 | -0.029098 | 0
80052 | FOR #9 | 9 | South | YES | -0.014943 | 29.7 | 5 | 43.6 | 0 | 1 | Cogen | -1 | 0.029098 | 0 | 0 |  |  | 0 | 0 | -0.029098 | 0
80053 | FOR #10 | 10 | South | YES | -0.014943 | 68.4 | 45 | 75 | 0 | 1 | Cogen | -1 | 0.029098 | 0 | 0 |  |  | 0 | 0 | -0.029098 | 0
80012 | LAR | F | South | YES | -0.014978 | 0 | 0 | 0 | 0 | 1.04 | DCTie | -1 | 0.029133 | 0 | 0 |  |  | 0 | 0 | -0.029133 | 0
80265 | LARECU40A | 4 | South | YES | -0.014978 | 80 | 0 | 100 |  | 1.039 | GGT | -1 | 0.029133 | 100 | 100 |  |  | -1.4978 | 100 | -0.029133 | -2.9133
80266 | LARECU50A | 5 | South | YES | -0.014978 | 80 | 0 | 100 |  | 1.039 | GGT | -1 | 0.029133 | 100 | 100 |  |  | -1.4978 | 100 | -0.029133 | -2.9133
80226 | ALCOA G | 1 | South | YES | -0.01506 | 32.3 | 5 | 48 | 0 | 1.015 | Cogen | -1 | 0.029215 | 0 | 0 |  |  | 0 | 0 | -0.029215 | 0
88299 | ZAPATA | F | South | YES | -0.015428 | 0 | 0 | 0 | 0 | 1.02 | BLT | -1 | 0.029583 | 0 | 0 |  |  | 0 | 0 | -0.029583 | 0
8147 | UCAR #2 | 10 | South | YES | -0.015435 | 18.2 | 0 | 28 |  | 1 | Cogen | -1 | 0.02959 | 0 | 0 |  |  | 0 | 0 | -0.02959 | 0
8148 | UCAR #1 | 2 | South | YES | -0.015435 | 6.1 | 0 | 7 | 0 | 1.009 | Cogen | -1 | 0.02959 | 0 | 0 |  |  | 0 | 0 | -0.02959 | 0
80137 | CSDR89 | 9 | South | YES | -0.015435 | 15 | 0 | 15 | 0 | 1.003 | DCTie | -1 | 0.02959 | 0 | 0 |  |  | 0 | 0 | -0.02959 | 0
80137 | CSDR89 | 8 | South | YES | -0.015435 | 33.9 | 0 | 39 | 0 | 1.003 | DCTie | -1 | 0.02959 | 0 | 0 |  |  | 0 | 0 | -0.02959 | 0
80138 | CSDR7 | 7 | South | YES | -0.015435 | 6.1 | 0 | 7 | 0 | 1.014 | DCTie | -1 | 0.02959 | 0 | 0 |  |  | 0 | 0 | -0.02959 | 0
80139 | CSDR56 | 6 | South | YES | -0.015435 | 0 | 0 | 39 |  | 1.0033 | DCTie | -1 | 0.02959 | 0 | 0 |  |  | 0 | 0 | -0.02959 | 0
80139 | CSDR56 | 5 | South | YES | -0.015435 | 15 | 0 | 15 |  | 1.0033 | DCTie | -1 | 0.02959 | 0 | 0 |  |  | 0 | 0 | -0.02959 | 0
80140 | CSDR11 | 11 | South | YES | -0.015435 | 33.9 | 0 | 39 | 0 | 1.03 | DCTie | -1 | 0.02959 | 0 | 0 |  |  | 0 | 0 | -0.02959 | 0
80227 | AIRCO G | 1 | South | YES | -0.015491 | 7.2 | 0 | 8 | 0 | 1.0104 | Cogen | -1 | 0.029646 | 0 | 0 |  |  | 0 | 0 | -0.029646 | 0
80224 | VISTRONG1 | 1 | South | YES | -0.015601 | 13.1 | 0 | 15 | 0 | 1.01 | Cogen | -1 | 0.029756 | 0 | 0 |  |  | 0 | 0 | -0.029756 | 0
80225 | VISTRONG2 | 2 | South | YES | -0.015601 | 20.2 | 0 | 23 | 0 | 1.01 | Cogen | -1 | 0.029756 | 0 | 0 |  |  | 0 | 0 | -0.029756 | 0
5503 | RAYBURNGEN3 | 1 | South | YES | -0.015704 | 17.6 | 6 | 22 | 0 | 1.0224 | GST | -1 | 0.029859 | 22 | 22 |  |  | -0.34549 | 22 | -0.029859 | -0.6569
5505 | RAYBURNGEN1 | 1 | South | YES | -0.015704 | 0 | 1 | 11 |  | 1.0223 | GGT | -1 | 0.029859 | 11 | 11 |  |  | -0.17274 | 11 | -0.029859 | -0.32845
5506 | RAYBURNGEN2 | 1 | South | YES | -0.015704 | 0 | 1 | 11 |  | 1.0223 | GGT | -1 | 0.029859 | 11 | 11 |  |  | -0.17274 | 11 | -0.029859 | -0.32845
5728 | FALCONHYDRO2 | 2 | South | YES | -0.015732 | 12 | 0 | 12 | 0 | 1.0234 | Hydro | -1 | 0.029887 | 0 | 0 |  |  | 0 | 0 | -0.029887 | 0
5729 | FALCONHYDRO3 | 3 | South | YES | -0.015732 | 11 | 0 | 11 | 0 | 1.0234 | Hydro | -1 | 0.029887 | 0 | 0 |  |  | 0 | 0 | -0.029887 | 0
8048 | FALCONHYDRO1 | 1 | South | YES | -0.015732 | 12 | 0 | 12 | 0 | 1.0234 | Hydro | -1 | 0.029887 | 0 | 0 |  |  | 0 | 0 | -0.029887 | 0
88508 | FALFURRI | F | South | YES | -0.015762 | 0 | 0 | 0 | 0 | 1 | AVR | -1 | 0.029917 | 0 | 0 |  |  | 0 | 0 | -0.029917 | 0
5508 | RAYBURNCC9 | 1 | South | YES | -0.015866 | 47.7 | 18.2 | 47.7 | 0 | 1.0296 | CC | -1 | 0.030021 | 47.7 | 47.7 |  |  | -0.75681 | 47.7 | -0.030021 | -1.432
5509 | RAYBURNCC10 | 1 | South | YES | -0.015866 | 37.3 | 5.2 | 37.3 | 0 | 1.0296 | CC | -1 | 0.030021 | 37.3 | 37.3 |  |  | -0.5918 | 37.3 | -0.030021 | -1.1198
5511 | RAYBURNCC7 | 1 | South | YES | -0.015866 | 47.5 | 18.2 | 47.5 | 0 | 1.0296 | CC | -1 | 0.030021 | 47.5 | 47.5 |  |  | -0.75364 | 47.5 | -0.030021 | -1.426
5512 | RAYBURNCC8 | 1 | South | YES | -0.015866 | 49.3 | 18.2 | 49.3 | 0 | 1.0296 | CC | -1 | 0.030021 | 49.3 | 49.3 |  |  | -0.78219 | 49.3 | -0.030021 | -1.48
8926 | LGE_GT10A | 1 | South | YES | -0.015891 | 158 | 0 | 158 | 0 | 1.03 | Cogen | -1 | 0.030046 | 0 | 0 |  |  | 0 | 0 | -0.030046 | 0
8927 | LGE_GT20A | 2 | South | YES | -0.015891 | 153 | 0 | 153 | 0 | 1.03 | Cogen | -1 | 0.030046 | 0 | 0 |  |  | 0 | 0 | -0.030046 | 0
8928 | LGE_STG0A | 3 | South | YES | -0.015891 | 100 | 0 | 100 | 0 | 1.03 | Cogen | -1 | 0.030046 | 0 | 0 |  |  | 0 | 0 | -0.030046 | 0
8930 | ICPGN10A | 1 | South | YES | -0.015891 | 149 | 0 | 149 | 0 | 1.03 | Cogen | -1 | 0.030046 | 0 | 0 |  |  | 0 | 0 | -0.030046 | 0
8931 | ICPGN20A | 2 | South | YES | -0.015891 | 150 | 0 | 150 | 0 | 1.03 | Cogen | -1 | 0.030046 | 0 | 0 |  |  | 0 | 0 | -0.030046 | 0
8932 | ICPGN30A | 3 | South | YES | -0.015891 | 127 | 0 | 127 | 0 | 1.03 | Cogen | -1 | 0.030046 | 0 | 0 |  |  | 0 | 0 | -0.030046 | 0
80223 | REYSHR G | 1 | South | YES | -0.015891 | 12 | 0 | 12 | 0 | 1.032 | Cogen | -1 | 0.030046 | 0 | 0 |  |  | 0 | 0 | -0.030046 | 0
8066 | DUP1V#1 | 1 | South | YES | -0.015894 | 52.3 | 0 | 73 | 0 | 1.01 | Cogen | -1 | 0.030049 | 0 | 0 |  |  | 0 | 0 | -0.030049 | 0
58909 | PEARSALLSCG1 | 3 | South | YES | -0.015996 | 0 | 0 | 8.4 |  | 1.027 | Diesel | -1 | 0.030151 | 8.4 | 8.4 |  |  | -0.13437 | 8.4 | -0.030151 | -0.25327
58909 | PEARSALLSCG1 | 4 | South | YES | -0.015996 | 0 | 0 | 8.4 |  | 1.027 | Diesel | -1 | 0.030151 | 8.4 | 8.4 |  |  | -0.13437 | 8.4 | -0.030151 | -0.25327
58909 | PEARSALLSCG1 | 6 | South | YES | -0.015996 | 0 | 0 | 8.4 |  | 1.027 | Diesel | -1 | 0.030151 | 8.4 | 8.4 |  |  | -0.13437 | 8.4 | -0.030151 | -0.25327
58909 | PEARSALLSCG1 | 5 | South | YES | -0.015996 | 0 | 0 | 8.4 |  | 1.027 | Diesel | -1 | 0.030151 | 8.4 | 8.4 |  |  | -0.13437 | 8.4 | -0.030151 | -0.25327
58909 | PEARSALLSCG1 | 1 | South | YES | -0.015996 | 0 | 0 | 8.4 |  | 1.027 | Diesel | -1 | 0.030151 | 8.4 | 8.4 |  |  | -0.13437 | 8.4 | -0.030151 | -0.25327
58909 | PEARSALLSCG1 | 2 | South | YES | -0.015996 | 0 | 0 | 8.4 |  | 1.027 | Diesel | -1 | 0.030151 | 8.4 | 8.4 |  |  | -0.13437 | 8.4 | -0.030151 | -0.25327
58919 | PEARSALLSCG2 | 5 | South | YES | -0.015996 | 0 | 0 | 8.4 |  | 1.027 | Diesel | -1 | 0.030151 | 8.4 | 8.4 |  |  | -0.13437 | 8.4 | -0.030151 | -0.25327
58919 | PEARSALLSCG2 | 6 | South | YES | -0.015996 | 0 | 0 | 8.4 |  | 1.027 | Diesel | -1 | 0.030151 | 8.4 | 8.4 |  |  | -0.13437 | 8.4 | -0.030151 | -0.25327
58919 | PEARSALLSCG2 | 1 | South | YES | -0.015996 | 0 | 0 | 8.4 |  | 1.027 | Diesel | -1 | 0.030151 | 8.4 | 8.4 |  |  | -0.13437 | 8.4 | -0.030151 | -0.25327
58919 | PEARSALLSCG2 | 2 | South | YES | -0.015996 | 0 | 0 | 8.4 |  | 1.027 | Diesel | -1 | 0.030151 | 8.4 | 8.4 |  |  | -0.13437 | 8.4 | -0.030151 | -0.25327
58919 | PEARSALLSCG2 | 4 | South | YES | -0.015996 | 0 | 0 | 8.4 |  | 1.027 | Diesel | -1 | 0.030151 | 8.4 | 8.4 |  |  | -0.13437 | 8.4 | -0.030151 | -0.25327
58919 | PEARSALLSCG2 | 3 | South | YES | -0.015996 | 0 | 0 | 8.4 |  | 1.027 | Diesel | -1 | 0.030151 | 8.4 | 8.4 |  |  | -0.13437 | 8.4 | -0.030151 | -0.25327
58929 | PEARSALLSCG3 | 4 | South | YES | -0.015996 | 0 | 0 | 8.4 |  | 1.027 | Diesel | -1 | 0.030151 | 8.4 | 8.4 |  |  | -0.13437 | 8.4 | -0.030151 | -0.25327
58929 | PEARSALLSCG3 | 6 | South | YES | -0.015996 | 0 | 0 | 8.4 |  | 1.027 | Diesel | -1 | 0.030151 | 8.4 | 8.4 |  |  | -0.13437 | 8.4 | -0.030151 | -0.25327
58929 | PEARSALLSCG3 | 2 | South | YES | -0.015996 | 0 | 0 | 8.4 |  | 1.027 | Diesel | -1 | 0.030151 | 8.4 | 8.4 |  |  | -0.13437 | 8.4 | -0.030151 | -0.25327
58929 | PEARSALLSCG3 | 5 | South | YES | -0.015996 | 0 | 0 | 8.4 |  | 1.027 | Diesel | -1 | 0.030151 | 8.4 | 8.4 |  |  | -0.13437 | 8.4 | -0.030151 | -0.25327
58929 | PEARSALLSCG3 | 1 | South | YES | -0.015996 | 0 | 0 | 8.4 |  | 1.027 | Diesel | -1 | 0.030151 | 8.4 | 8.4 |  |  | -0.13437 | 8.4 | -0.030151 | -0.25327
58929 | PEARSALLSCG3 | 3 | South | YES | -0.015996 | 0 | 0 | 8.4 |  | 1.027 | Diesel | -1 | 0.030151 | 8.4 | 8.4 |  |  | -0.13437 | 8.4 | -0.030151 | -0.25327
58949 | PEARSALLSCG4 | 3 | South | YES | -0.015996 | 0 | 0 | 8.4 |  | 1.027 | Diesel | -1 | 0.030151 | 8.4 | 8.4 |  |  | -0.13437 | 8.4 | -0.030151 | -0.25327
58949 | PEARSALLSCG4 | 2 | South | YES | -0.015996 | 0 | 0 | 8.4 |  | 1.027 | Diesel | -1 | 0.030151 | 8.4 | 8.4 |  |  | -0.13437 | 8.4 | -0.030151 | -0.25327
58949 | PEARSALLSCG4 | 1 | South | YES | -0.015996 | 0 | 0 | 8.4 |  | 1.027 | Diesel | -1 | 0.030151 | 8.4 | 8.4 |  |  | -0.13437 | 8.4 | -0.030151 | -0.25327
58949 | PEARSALLSCG4 | 4 | South | YES | -0.015996 | 0 | 0 | 8.4 |  | 1.027 | Diesel | -1 | 0.030151 | 8.4 | 8.4 |  |  | -0.13437 | 8.4 | -0.030151 | -0.25327
58949 | PEARSALLSCG4 | 6 | South | YES | -0.015996 | 0 | 0 | 8.4 |  | 1.027 | Diesel | -1 | 0.030151 | 8.4 | 8.4 |  |  | -0.13437 | 8.4 | -0.030151 | -0.25327
58949 | PEARSALLSCG4 | 5 | South | YES | -0.015996 | 0 | 0 | 8.4 |  | 1.027 | Diesel | -1 | 0.030151 | 8.4 | 8.4 |  |  | -0.13437 | 8.4 | -0.030151 | -0.25327
8442 | NBEC7 | 7 | South | YES | -0.01602 | 0 | 81 | 367 |  | 1.0298 | GST | -1 | 0.030175 | 367 | 367 |  |  | -5.8793 | 367 | -0.030175 | -11.0742
8442 | NBEC7 | MB | South | YES | -0.01602 | 0 | 81 | 367 |  | 1.0298 | GST | -1 | 0.030175 | 0 | 0 |  |  | 0 | 0 | -0.030175 | 0
8560 | CNOPGT1 | 1 | South | YES | -0.016022 | 148.3 | 0 | 148.3 | 0 | 1.03 | Cogen | -1 | 0.030177 | 0 | 0 |  |  | 0 | 0 | -0.030177 | 0
8561 | CNOPGT2 | 2 | South | YES | -0.016022 | 148.6 | 0 | 148.6 | 0 | 1.03 | Cogen | -1 | 0.030177 | 0 | 0 |  |  | 0 | 0 | -0.030177 | 0
8562 | CNOPST1 | 3 | South | YES | -0.016022 | 153 | 0 | 153 | 0 | 1.03 | Cogen | -1 | 0.030177 | 0 | 0 |  |  | 0 | 0 | -0.030177 | 0
8456 | COSW#1 | 1 | South | YES | -0.016029 | 20 | 0 | 20 | 0 | 1.027 | Cogen | -1 | 0.030184 | 0 | 0 |  |  | 0 | 0 | -0.030184 | 0
8457 | COSW#2 | 2 | South | YES | -0.016029 | 14 | 0 | 14 | 0 | 1.027 | Cogen | -1 | 0.030184 | 0 | 0 |  |  | 0 | 0 | -0.030184 | 0
8459 | B_DAVIS0B | MB | South | YES | -0.016049 | 0 | 50 | 339 |  | 1.03 | GSC | -1 | 0.030204 | 0 | 0 |  |  | 0 | 0 | -0.030204 | 0
8460 | B_DAVIS0A | MB | South | YES | -0.016049 | 0 | 50 | 340 |  | 1.03 | GSC | -1 | 0.030204 | 0 | 0 |  |  | 0 | 0 | -0.030204 | 0
80263 | B_DAVIS31A | 3 | South | YES | -0.016049 | 0 | 0 | 180 |  | 1.0366 | CC | -1 | 0.030204 | 180 | 180 |  |  | -2.8888 | 180 | -0.030204 | -5.4367
80264 | B_DAVIS41A | 4 | South | YES | -0.016049 | 0 | 0 | 180 |  | 1.0366 | CC | -1 | 0.030204 | 180 | 180 |  |  | -2.8888 | 180 | -0.030204 | -5.4367
8933 | FGNTS001 | 1 | South | YES | -0.01605 | 146.5 | 0 | 146.5 | 0 | 1.03 | CC | -1 | 0.030205 | 146.5 | 146.5 |  |  | -2.3513 | 146.5 | -0.030205 | -4.425
8934 | FGNTS101 | 2 | South | YES | -0.01605 | 147.9 | 0 | 147.9 | 0 | 1.03 | CC | -1 | 0.030205 | 147.9 | 147.9 |  |  | -2.3738 | 147.9 | -0.030205 | -4.4673
8935 | FGNTS201 | 3 | South | YES | -0.01605 | 173 | 0 | 173 | 0 | 1.03 | CC | -1 | 0.030205 | 173 | 173 |  |  | -2.7767 | 173 | -0.030205 | -5.2255
8506 | VAL #1 | 1 | South | YES | -0.016052 | 20.9 | 0 | 25 | 0 | 1.0055 | Cogen | -1 | 0.030207 | 0 | 0 |  |  | 0 | 0 | -0.030207 | 0
8507 | VAL #2 | 2 | South | YES | -0.016052 | 20.9 | 0 | 25 | 0 | 1.0055 | Cogen | -1 | 0.030207 | 0 | 0 |  |  | 0 | 0 | -0.030207 | 0
8173 | VICEC51A | 5 | South | YES | -0.01606 | 144 | 18 | 144 | 0 | 1.025 | CC | -1 | 0.030215 | 144 | 144 |  |  | -2.3126 | 144 | -0.030215 | -4.351
8174 | VICEC61A | 6 | South | YES | -0.01606 | 188 | 42 | 188 | 0 | 1.025 | CC | -1 | 0.030215 | 188 | 188 |  |  | -3.0193 | 188 | -0.030215 | -5.6804
8461 | KOCH_UP0A | 1 | South | YES | -0.016065 | 38 | 0 | 38 | 0 | 1.012 | Cogen | -1 | 0.03022 | 0 | 0 |  |  | 0 | 0 | -0.03022 | 0
8511 | OXY_CC0A | 1 | South | YES | -0.016068 | 30.3 | 0 | 38 | 0 | 1.027 | Cogen | -1 | 0.030223 | 0 | 0 |  |  | 0 | 0 | -0.030223 | 0
8936 | MVGN#1 | 1 | South | YES | -0.016103 | 216.6 | 0 | 216.6 | 0 | 1.0304 | CC | -1 | 0.030258 | 216.6 | 216.6 |  |  | -3.4879 | 216.6 | -0.030258 | -6.5539
8937 | MVGN#2 | 2 | South | YES | -0.016103 | 216.7 | 0 | 216.7 | 0 | 1.0304 | CC | -1 | 0.030258 | 216.7 | 216.7 |  |  | -3.4895 | 216.7 | -0.030258 | -6.5569
8938 | MVGN#3 | 3 | South | YES | -0.016103 | 250.9 | 0 | 250.9 | 0 | 1.0304 | CC | -1 | 0.030258 | 250.9 | 250.9 |  |  | -4.0402 | 250.9 | -0.030258 | -7.5917
8981 | HECN1 | 1 | South | YES | -0.016103 | 144.8 | 0 | 144.8 | 0 | 1.0304 | CC | -1 | 0.030258 | 144.8 | 144.8 |  |  | -2.3317 | 144.8 | -0.030258 | -4.3814
8982 | HECN2 | 2 | South | YES | -0.016103 | 144.1 | 0 | 144.1 | 0 | 1.0304 | CC | -1 | 0.030258 | 144.1 | 144.1 |  |  | -2.3204 | 144.1 | -0.030258 | -4.3602
8983 | HECN3 | 3 | South | YES | -0.016103 | 171.9 | 0 | 171.9 | 0 | 1.0304 | CC | -1 | 0.030258 | 171.9 | 171.9 |  |  | -2.7681 | 171.9 | -0.030258 | -5.2013
8517 | CELANEBI0A | 1 | South | YES | -0.016118 | 29 | 0 | 29 | 0 | 1.02 | Cogen | -1 | 0.030273 | 0 | 0 |  |  | 0 | 0 | -0.030273 | 0
5932 | SI_RAY9 | 9 | South | YES | -0.016125 | 32 | 32 | 38 | 0 | 1.035 | CC | -1 | 0.03028 | 38 | 38 |  |  | -0.61275 | 38 | -0.03028 | -1.1506
5933 | SI_RAY6 | 6 | South | YES | -0.016125 | 15.4 | 10 | 19.3 | 0 | 1.035 | GST | -1 | 0.03028 | 19.3 | 19.3 |  |  | -0.31121 | 19.3 | -0.03028 | -0.5844
5935 | SI_RAY10 | 10 | South | YES | -0.016125 | 47 | 10 | 47 | 0 | 1.03 | CC | -1 | 0.03028 | 47 | 47 |  |  | -0.75787 | 47 | -0.03028 | -1.4232
80003 | MILHWYS | F | South | YES | -0.016125 | 0 | 0 | 0 | 0 | 1.0168 | AVR | -1 | 0.03028 | 0 | 0 |  |  | 0 | 0 | -0.03028 | 0
80080 | GWINDT11A | 3 | South | YES | -0.016138 | 0 | 0 | 38 | 0 | 1.025 | Wind | -1 | 0.030293 | 0 | 38 |  |  | 0 | 0 | -0.030293 | 0
80080 | GWINDT11A | 4 | South | YES | -0.016138 | 3.8 | 0 | 19 | 0 | 1.025 | Wind | -1 | 0.030293 | 0 | 19 |  |  | 0 | 0 | -0.030293 | 0
80080 | GWINDT11A | 2 | South | YES | -0.016138 | 0 | 0 | 41 | 0 | 1.025 | Wind | -1 | 0.030293 | 0 | 41 |  |  | 0 | 0 | -0.030293 | 0
80080 | GWINDT11A | 1 | South | YES | -0.016138 | 28.2 | 0 | 94 | 0 | 1.025 | Wind | -1 | 0.030293 | 0 | 94 |  |  | 0 | 0 | -0.030293 | 0
80081 | GWINDT21A | 4 | South | YES | -0.016138 | 4.4 | 0 | 22 | 0 | 1.025 | Wind | -1 | 0.030293 | 0 | 22 |  |  | 0 | 0 | -0.030293 | 0
80081 | GWINDT21A | 1 | South | YES | -0.016138 | 28.2 | 0 | 94 | 0 | 1.025 | Wind | -1 | 0.030293 | 0 | 94 |  |  | 0 | 0 | -0.030293 | 0
80081 | GWINDT21A | 3 | South | YES | -0.016138 | 8.6 | 0 | 43 | 0 | 1.025 | Wind | -1 | 0.030293 | 0 | 43 |  |  | 0 | 0 | -0.030293 | 0
80081 | GWINDT21A | 2 | South | YES | -0.016138 | 7.2 | 0 | 36 | 0 | 1.025 | Wind | -1 | 0.030293 | 0 | 36 |  |  | 0 | 0 | -0.030293 | 0
80180 | PNSCALT11A | 2 | South | YES | -0.016138 | 10 | 0 | 50 | 0 | 1.025 | Wind | -1 | 0.030293 | 0 | 50 |  |  | 0 | 0 | -0.030293 | 0
80180 | PNSCALT11A | 1 | South | YES | -0.016138 | 43.8 | 0 | 148 | 0 | 1.025 | Wind | -1 | 0.030293 | 0 | 148 |  |  | 0 | 0 | -0.030293 | 0
80181 | PNSCALT21A | 2 | South | YES | -0.016138 | 10 | 0 | 50 | 0 | 1.025 | Wind | -1 | 0.030293 | 0 | 50 |  |  | 0 | 0 | -0.030293 | 0
80181 | PNSCALT21A | 1 | South | YES | -0.016138 | 16.5 | 0 | 55 | 0 | 1.025 | Wind | -1 | 0.030293 | 0 | 55 |  |  | 0 | 0 | -0.030293 | 0
5890 | PEARSALLGEN1 | 1 | South | YES | -0.016549 | 19.2 | 6 | 24 | 0 | 1.0226 | GST | -1 | 0.030704 | 24 | 24 |  |  | -0.39718 | 24 | -0.030704 | -0.7369
5891 | PEARSALLGEN2 | 1 | South | YES | -0.016549 | 19.4 | 6 | 24.3 | 0 | 1.0226 | GST | -1 | 0.030704 | 24.3 | 24.3 |  |  | -0.40214 | 24.3 | -0.030704 | -0.74611
5892 | PEARSALLGEN3 | 1 | South | YES | -0.016549 | 19.1 | 6 | 23.9 | 0 | 1.0226 | GST | -1 | 0.030704 | 23.9 | 23.9 |  |  | -0.39552 | 23.9 | -0.030704 | -0.73382
8161 | COLETO0A | 1 | South | YES | -0.016793 | 633 | 200 | 633 | 0 | 1.03 | LIGCO | -1 | 0.030948 | 0 | 633 |  |  | 0 | 0 | -0.030948 | 0
88198 | BEEVILLE | F | South | YES | -0.016886 | 0 | 0 | 0 | 0 | 1.02 | AVR | -1 | 0.031041 | 0 | 0 |  |  | 0 | 0 | -0.031041 | 0
13432 | SANDOW_5G | 5 | South | YES | -0.017766 | 581 | 225 | 581 | 0 | 1.029 | LIGCO | -1 | 0.031921 | 0 | 581 |  |  | 0 | 0 | -0.031921 | 0
5903 | SANMIGUELGEN | 1 | South | YES | -0.018261 | 396.3 | 180 | 396.3 | 0 | 1.0336 | LIGCO | -1 | 0.032416 | 0 | 396.3 |  |  | 0 | 0 | -0.032416 | 0
8189 | CUECPL2A | 1 | South | YES | -0.019138 | 12 | 0 | 12 | 0 | 1.02 | Cogen | -1 | 0.033293 | 0 | 0 |  |  | 0 | 0 | -0.033293 | 0
7012 | L_FPPYD21_3Y | 3 | South | YES | -0.019167 | 427.5 | 200 | 436 | 0 | 1.02 | LIGCO | -1 | 0.033322 | 0 | 436 |  |  | 0 | 0 | -0.033322 | 0
7010 | L_FPPYD11_1Y | 1 | South | YES | -0.019176 | 547.4 | 200 | 606 | 0 | 1.02 | LIGCO | -1 | 0.033331 | 0 | 606 |  |  | 0 | 0 | -0.033331 | 0
7011 | L_FPPYD11_2Y | 2 | South | YES | -0.019176 | 552.2 | 200 | 598 | 0 | 1.02 | LIGCO | -1 | 0.033331 | 0 | 598 |  |  | 0 | 0 | -0.033331 | 0
5401 | CALAVER_JKS1 | 1 | South | YES | -0.019475 | 562 | 100 | 562 | 0 | 1.026 | LIGCO | -1 | 0.03363 | 0 | 562 |  |  | 0 | 0 | -0.03363 | 0
5264 | LEON_LCP3G3 | 3 | South | YES | -0.019587 | 0 | 20 | 58 |  | 1.0197 | GST | -1 | 0.033742 | 58 | 58 |  |  | -1.136 | 58 | -0.033742 | -1.957
5265 | LEON_LCP4G4 | 4 | South | YES | -0.019587 | 89 | 25 | 89 | 0 | 1.0197 | GST | -1 | 0.033742 | 89 | 89 |  |  | -1.7432 | 89 | -0.033742 | -3.003
5266 | LEON_LCPCT1 | 1 | South | YES | -0.019587 | 44 | 24 | 44 | 0 | 1.0197 | GGT | -1 | 0.033742 | 44 | 44 |  |  | -0.86183 | 44 | -0.033742 | -1.4846
5267 | LEON_LCPCT2 | 2 | South | YES | -0.019587 | 44 | 24 | 44 | 0 | 1.0197 | GGT | -1 | 0.033742 | 44 | 44 |  |  | -0.86183 | 44 | -0.033742 | -1.4846
5268 | LEON_LCPCT3 | 3 | South | YES | -0.019587 | 43 | 24 | 43 | 0 | 1.0197 | GGT | -1 | 0.033742 | 43 | 43 |  |  | -0.84224 | 43 | -0.033742 | -1.4509
5269 | LEON_LCPCT4 | 4 | South | YES | -0.019587 | 45 | 24 | 45 | 0 | 1.0197 | GGT | -1 | 0.033742 | 45 | 45 |  |  | -0.88141 | 45 | -0.033742 | -1.5184
5026 | BRAUNIG_VHB1 | 1 | South | YES | -0.019686 | 215 | 40 | 215 | 0 | 1.0192 | GST | -1 | 0.033841 | 215 | 215 |  |  | -4.2325 | 215 | -0.033841 | -7.2758
5027 | BRAUNIG_VHB2 | 2 | South | YES | -0.019686 | 216 | 40 | 216 | 0 | 1.0192 | GST | -1 | 0.033841 | 216 | 216 |  |  | -4.2522 | 216 | -0.033841 | -7.3096
5476 | BRA_AVR1_CT1 | 1 | South | YES | -0.019702 | 155 | 90 | 155 | 0 | 1.025 | CC | -1 | 0.033857 | 155 | 155 |  |  | -3.0538 | 155 | -0.033857 | -5.2478
5477 | BRA_AVR1_ST | 1 | South | YES | -0.019702 | 174 | 138 | 174 | 0 | 1.025 | CC | -1 | 0.033857 | 174 | 174 |  |  | -3.4281 | 174 | -0.033857 | -5.8911
5478 | BRA_AVR1_CT2 | 1 | South | YES | -0.019702 | 155 | 90 | 155 | 0 | 1.025 | CC | -1 | 0.033857 | 155 | 155 |  |  | -3.0538 | 155 | -0.033857 | -5.2478
5028 | BRAUNIG_VHB3 | 3 | South | YES | -0.019716 | 407 | 60 | 407 | 0 | 1.0138 | GST | -1 | 0.033871 | 407 | 407 |  |  | -8.0244 | 407 | -0.033871 | -13.7855
5396 | CALAVER_OWS1 | 1 | South | YES | -0.019722 | 418 | 80 | 418 | 0 | 1.0192 | GST | -1 | 0.033877 | 418 | 418 |  |  | -8.2438 | 418 | -0.033877 | -14.1606
5397 | CALAVER_OWS2 | 2 | South | YES | -0.019722 | 400 | 80 | 400 | 0 | 1.0192 | GST | -1 | 0.033877 | 400 | 400 |  |  | -7.8888 | 400 | -0.033877 | -13.5508
7800 | L_GUADGE1_1Y | 1 | South | YES | -0.019731 | 147 | 30 | 147 | 0 | 1.02 | CC | -1 | 0.033886 | 147 | 147 |  |  | -2.9005 | 147 | -0.033886 | -4.9812
7801 | L_GUADGE1_2Y | 2 | South | YES | -0.019731 | 138 | 30 | 138 | 0 | 1.02 | CC | -1 | 0.033886 | 138 | 138 |  |  | -2.7229 | 138 | -0.033886 | -4.6763
7802 | L_GUADGE1_3Y | 3 | South | YES | -0.019731 | 146 | 30 | 146 | 0 | 1.02 | CC | -1 | 0.033886 | 146 | 146 |  |  | -2.8807 | 146 | -0.033886 | -4.9474
7803 | L_GUADGE1_4Y | 4 | South | YES | -0.019731 | 149 | 30 | 149 | 0 | 1.02 | CC | -1 | 0.033886 | 149 | 149 |  |  | -2.9399 | 149 | -0.033886 | -5.049
7804 | L_GUADGE1_5Y | 5 | South | YES | -0.019731 | 182 | 30 | 182 | 0 | 1.02 | CC | -1 | 0.033886 | 182 | 182 |  |  | -3.591 | 182 | -0.033886 | -6.1672
7805 | L_GUADGE1_6Y | 6 | South | YES | -0.019731 | 203 | 30 | 203 | 0 | 1.02 | CC | -1 | 0.033886 | 203 | 203 |  |  | -4.0054 | 203 | -0.033886 | -6.8789
5111 | CALAVER_JTD1 | 1 | South | YES | -0.019755 | 430 | 80 | 430 | 0 | 1.0138 | LIGCO | -1 | 0.03391 | 0 | 430 |  |  | 0 | 0 | -0.03391 | 0
5112 | CALAVER_JTD2 | 2 | South | YES | -0.019755 | 430 | 80 | 430 | 0 | 1.0138 | LIGCO | -1 | 0.03391 | 0 | 430 |  |  | 0 | 0 | -0.03391 | 0
5436 | TUTTL_WBT1G1 | 1 | South | YES | -0.019774 | 48.8 | 20 | 61 | 0 | 1.012 | GST | -1 | 0.033929 | 61 | 61 |  |  | -1.2062 | 61 | -0.033929 | -2.0697
5438 | TUTTL_WBT3G3 | 3 | South | YES | -0.019774 | 95 | 25 | 95 | 0 | 1.012 | GST | -1 | 0.033929 | 95 | 95 |  |  | -1.8785 | 95 | -0.033929 | -3.2233
5439 | TUTTL_WBT4G4 | 4 | South | YES | -0.019774 | 151 | 40 | 151 | 0 | 1.012 | GST | -1 | 0.033929 | 151 | 151 |  |  | -2.9859 | 151 | -0.033929 | -5.1233
7810 | L_RIONOG1G1Y | 1 | South | YES | -0.020202 | 148 | 0 | 148 | 0 | 1.02 | CC | -1 | 0.034357 | 148 | 148 |  |  | -2.9899 | 148 | -0.034357 | -5.0848
7811 | L_RIONOG1G2Y | 2 | South | YES | -0.020202 | 148 | 0 | 148 | 0 | 1.02 | CC | -1 | 0.034357 | 148 | 148 |  |  | -2.9899 | 148 | -0.034357 | -5.0848
7812 | L_RIONOG1G3Y | 3 | South | YES | -0.020202 | 154 | 0 | 154 | 0 | 1.02 | CC | -1 | 0.034357 | 154 | 154 |  |  | -3.1111 | 154 | -0.034357 | -5.291
7813 | L_RIONOG1S1Y | 4 | South | YES | -0.020202 | 293 | 0 | 293 | 0 | 1.02 | CC | -1 | 0.034357 | 293 | 293 |  |  | -5.9192 | 293 | -0.034357 | -10.0666
3432 | SANDOW_4G | 4 | South | YES | -0.02041 | 580 | 225 | 580 | 0 | 1.029 | LIGCO | -1 | 0.034565 | 0 | 580 |  |  | 0 | 0 | -0.034565 | 0
7007 | L_LOSTPI1_1Y | 1 | South | YES | -0.020416 | 158.6 | 110 | 158 | 0 | 1 | CC | -1 | 0.034571 | 158 | 158 |  |  | -3.2257 | 158 | -0.034571 | -5.4622
7008 | L_LOSTPI1_2Y | 2 | South | YES | -0.020416 | 157.7 | 107 | 160 | 0 | 1 | CC | -1 | 0.034571 | 160 | 160 |  |  | -3.2666 | 160 | -0.034571 | -5.5314
7009 | L_LOSTPI1_3Y | 3 | South | YES | -0.020416 | 173.9 | 72 | 175 | 0 | 1 | CC | -1 | 0.034571 | 175 | 175 |  |  | -3.5728 | 175 | -0.034571 | -6.0499
7303 | L_WPPGS12_1Y | 1 | South | YES | -0.020481 | 50 | 0 | 50 | 0 | 1.025 | GGT | -1 | 0.034636 | 50 | 50 |  |  | -1.024 | 50 | -0.034636 | -1.7318
7303 | L_WPPGS12_1Y | 2 | South | YES | -0.020481 | 50 | 0 | 50 | 0 | 1.025 | GGT | -1 | 0.034636 | 50 | 50 |  |  | -1.024 | 50 | -0.034636 | -1.7318
7305 | L_WPPGS34_1Y | 3 | South | YES | -0.020481 | 50 | 0 | 50 | 0 | 1.025 | GGT | -1 | 0.034636 | 50 | 50 |  |  | -1.024 | 50 | -0.034636 | -1.7318
7305 | L_WPPGS34_1Y | 4 | South | YES | -0.020481 | 50 | 0 | 50 | 0 | 1.025 | GGT | -1 | 0.034636 | 50 | 50 |  |  | -1.024 | 50 | -0.034636 | -1.7318
7624 | L_LAKEWO9_1Y | 1 | South | YES | -0.020483 | 0 | 0 | 2.4 |  | 1 | Hydro | -1 | 0.034638 | 0 | 0 |  |  | 0 | 0 | -0.034638 | 0
7624 | L_LAKEWO9_1Y | 2 | South | YES | -0.020483 | 0 | 0 | 2.4 |  | 1 | Hydro | -1 | 0.034638 | 0 | 0 |  |  | 0 | 0 | -0.034638 | 0
7609 | L_SCHUMA8_1Y | 1 | South | YES | -0.020575 | 0 | 0 | 4 |  | 1 | Hydro | -1 | 0.03473 | 0 | 0 |  |  | 0 | 0 | -0.03473 | 0
7014 | L_HAYSEN1_1Y | 1 | South | YES | -0.020684 | 223.9 | 74 | 223.9 | 0 | 1.008 | CC | -1 | 0.034839 | 223.9 | 223.9 |  |  | -4.6311 | 223.9 | -0.034839 | -7.8004
7015 | L_HAYSEN1_2Y | 2 | South | YES | -0.020684 | 225 | 74 | 225 | 0 | 1.008 | CC | -1 | 0.034839 | 225 | 225 |  |  | -4.6539 | 225 | -0.034839 | -7.8388
7016 | L_HAYSEN1_3Y | 3 | South | YES | -0.020684 | 224.6 | 74 | 224.6 | 0 | 1.008 | CC | -1 | 0.034839 | 224.6 | 224.6 |  |  | -4.6456 | 224.6 | -0.034839 | -7.8248
7017 | L_HAYSEN1_4Y | 4 | South | YES | -0.020684 | 226.7 | 74 | 226.7 | 0 | 1.008 | CC | -1 | 0.034839 | 226.7 | 226.7 |  |  | -4.6891 | 226.7 | -0.034839 | -7.898
7605 | L_MCQUEE9_1Y | 1 | South | YES | -0.020852 | 0 | 0 | 2.4 |  | 1.025 | Hydro | -1 | 0.035007 | 0 | 0 |  |  | 0 | 0 | -0.035007 | 0
7605 | L_MCQUEE9_1Y | 2 | South | YES | -0.020852 | 0 | 0 | 2.4 |  | 1.025 | Hydro | -1 | 0.035007 | 0 | 0 |  |  | 0 | 0 | -0.035007 | 0
7605 | L_MCQUEE9_1Y | 3 | South | YES | -0.020852 | 0 | 0 | 2.8 |  | 1.025 | Hydro | -1 | 0.035007 | 0 | 0 |  |  | 0 | 0 | -0.035007 | 0
7807 | L_BASTEN1_1Y | 1 | South | YES | -0.021311 | 152.5 | 83.5 | 152.5 |  | 1.004 | CC | -1 | 0.035466 | 152.5 | 152.5 |  |  | -3.2499 | 152.5 | -0.035466 | -5.4086
7808 | L_BASTEN1_2Y | 1 | South | YES | -0.021311 | 149.5 | 83.5 | 149.5 |  | 1.004 | CC | -1 | 0.035466 | 149.5 | 149.5 |  |  | -3.186 | 149.5 | -0.035466 | -5.3022
7809 | L_BASTEN1_3Y | 1 | South | YES | -0.021311 | 232.6 | 42 | 232.6 |  | 1.004 | CC | -1 | 0.035466 | 232.6 | 232.6 |  |  | -4.9569 | 232.6 | -0.035466 | -8.2494
7004 | L_SIMGID1_1Y | 1 | South | YES | -0.022952 | 132 | 40 | 132 | 0 | 1.02 | GST | -1 | 0.037107 | 132 | 132 |  |  | -3.0297 | 132 | -0.037107 | -4.8981
7005 | L_SIMGID1_2Y | 2 | South | YES | -0.022952 | 133 | 32 | 139 | 0 | 1.02 | GST | -1 | 0.037107 | 139 | 139 |  |  | -3.1903 | 139 | -0.037107 | -5.1579
7006 | L_SIMGID1_3Y | 3 | South | YES | -0.022952 | 324.9 | 60 | 329 | 0 | 1.02 | GST | -1 | 0.037107 | 329 | 329 |  |  | -7.5512 | 329 | -0.037107 | -12.2082
7487 | L_CANYHY8_1Y | 1 | South | YES | -0.023454 | 0 | 0 | 6 |  | 1 | Hydro | -1 | 0.037609 | 0 | 0 |  |  | 0 | 0 | -0.037609 | 0
9002 | DECKR_G3 | 3 | South | YES | -0.025492 | 0 | 24 | 42 |  | 1.015 | GGT | -1 | 0.039647 | 42 | 42 |  |  | -1.0707 | 42 | -0.039647 | -1.6652
9003 | DECKR_G4 | 4 | South | YES | -0.025492 | 44 | 24 | 44 | 0 | 1.015 | GGT | -1 | 0.039647 | 44 | 44 |  |  | -1.1216 | 44 | -0.039647 | -1.7445
9004 | DECKR_G5 | 5 | South | YES | -0.025492 | 44 | 24 | 44 | 0 | 1.015 | GGT | -1 | 0.039647 | 44 | 44 |  |  | -1.1216 | 44 | -0.039647 | -1.7445
9005 | DECKR_G6 | 6 | South | YES | -0.025492 | 44 | 24 | 47 | 0 | 1.015 | GGT | -1 | 0.039647 | 47 | 47 |  |  | -1.1981 | 47 | -0.039647 | -1.8634
9016 | SANDH_G1 | 1 | South | YES | -0.025535 | 45 | 2 | 49 | 0 | 1.0175 | GGT | -1 | 0.03969 | 49 | 49 |  |  | -1.2512 | 49 | -0.03969 | -1.9448
9017 | SANDH_G2 | 2 | South | YES | -0.025535 | 45 | 2 | 46 | 0 | 1.0175 | GGT | -1 | 0.03969 | 46 | 46 |  |  | -1.1746 | 46 | -0.03969 | -1.8257
9018 | SANDH_G3 | 3 | South | YES | -0.025535 | 45 | 2 | 46 | 0 | 1.0175 | GGT | -1 | 0.03969 | 46 | 46 |  |  | -1.1746 | 46 | -0.03969 | -1.8257
9019 | SANDH_G4 | 4 | South | YES | -0.025535 | 0 | 2 | 47 |  | 1.0175 | GGT | -1 | 0.03969 | 47 | 47 |  |  | -1.2001 | 47 | -0.03969 | -1.8654
9020 | SANDHG5A | 5A | South | YES | -0.025535 | 150 | 84 | 155 | 0 | 1.0175 | CC | -1 | 0.03969 | 155 | 155 |  |  | -3.9579 | 155 | -0.03969 | -6.1519
9021 | SANDHG5C | 5C | South | YES | -0.025535 | 140 | 0 | 148 | 0 | 1.0175 | CC | -1 | 0.03969 | 148 | 148 |  |  | -3.7792 | 148 | -0.03969 | -5.8741
9000 | DECKR_G1 | 1 | South | YES | -0.025814 | 280 | 50 | 321 | 0 | 1.015 | GST | -1 | 0.039969 | 321 | 321 |  |  | -8.2863 | 321 | -0.039969 | -12.83
9001 | DECKR_G2 | 2 | South | YES | -0.025814 | 400 | 50 | 426 | 0 | 1.015 | GST | -1 | 0.039969 | 426 | 426 |  |  | -10.9968 | 426 | -0.039969 | -17.0268
7020 | L_AUSTPL1_1Y | 1 | South | YES | -0.026625 | 0 | 0 | 8 |  | 1 | Hydro | -1 | 0.04078 | 0 | 0 |  |  | 0 | 0 | -0.04078 | 0
7020 | L_AUSTPL1_1Y | 2 | South | YES | -0.026625 | 0 | 0 | 8 |  | 1 | Hydro | -1 | 0.04078 | 0 | 0 |  |  | 0 | 0 | -0.04078 | 0
7031 | L_MARSFO1G1Y | 1 | South | YES | -0.036227 | 0 | 0 | 36 |  | 1 | Hydro | -1 | 0.050382 | 0 | 0 |  |  | 0 | 0 | -0.050382 | 0
7032 | L_MARSFO1G2Y | 2 | South | YES | -0.036227 | 0 | 0 | 35 |  | 1 | Hydro | -1 | 0.050382 | 0 | 0 |  |  | 0 | 0 | -0.050382 | 0
7033 | L_MARSFO1G3Y | 3 | South | YES | -0.036227 | 0 | 0 | 36 |  | 1 | Hydro | -1 | 0.050382 | 0 | 0 |  |  | 0 | 0 | -0.050382 | 0
7028 | L_MARBFA1_1Y | 1 | South | YES | -0.053267 | 0 | 0 | 18 |  | 1 | Hydro | -1 | 0.067422 | 0 | 0 |  |  | 0 | 0 | -0.067422 | 0
7029 | L_MARBFA1_2Y | 2 | South | YES | -0.053267 | 0 | 0 | 18 |  | 1 | Hydro | -1 | 0.067422 | 0 | 0 |  |  | 0 | 0 | -0.067422 | 0
7000 | L_FERGUS1_1Y | 1 | South | YES | -0.061505 | 400 | 65 | 423.3 | 0 | 1.015 | GSC | -1 | 0.07566 | 423.3 | 423.3 |  |  | -26.0351 | 423.3 | -0.07566 | -32.0269
7035 | L_WIRTZ_1G1Y | 1 | South | YES | -0.062489 | 0 | 0 | 29 |  | 1 | Hydro | -1 | 0.076644 | 0 | 0 |  |  | 0 | 0 | -0.076644 | 0
7036 | L_WIRTZ_1G2Y | 2 | South | YES | -0.062489 | 0 | 0 | 29.7 |  | 1 | Hydro | -1 | 0.076644 | 0 | 0 |  |  | 0 | 0 | -0.076644 | 0
7026 | L_INKSDA1_1Y | 1 | South | YES | -0.078283 | 0 | 0 | 13.7 |  | 1 | Hydro | -1 | 0.092438 | 0 | 0 |  |  | 0 | 0 | -0.092438 | 0
7022 | L_BUCHAN1_1Y | 1 | South | YES | -0.086965 | 0 | 0 | 18 |  | 1 | Hydro | -1 | 0.10112 | 0 | 0 |  |  | 0 | 0 | -0.10112 | 0
7023 | L_BUCHAN1_2Y | 2 | South | YES | -0.086965 | 0 | 0 | 18 |  | 1 | Hydro | -1 | 0.10112 | 0 | 0 |  |  | 0 | 0 | -0.10112 | 0
7024 | L_BUCHAN1_3Y | 3 | South | YES | -0.086965 | 0 | 0 | 15 |  | 1 | Hydro | -1 | 0.10112 | 0 | 0 |  |  | 0 | 0 | -0.10112 | 0
Note on AL4: Zonal Cap - Zonal Impact

## Distributed Slack - Inc
Number of Bus | Name of Bus | ID | Area Name of Gen | AGC | P Sensitivity of Bus | Gen MW | Min MW | Max MW | V Sensitivity of Bus | Set Volt | Tech Type | Zone Impact | Zone Correlation | Inc Max | Dec Max | Souce S.F. Weighting | Souce Capacity | Sink S.F. Weighting | Sink Capacity | PTDF Calc | PTDF Weighting | Cumulative Share of Zonal Cap | Cumulative Share of Zonal Impact | Cont_ TempleSS to TemplePEC and TempleSS to LakeCreek OL_ Evant to Goldthwaite |  | i_PTDF_INC_pt | 387 |  | LARECU50A | Unit at max
7022 | L_BUCHAN1_1Y | 1 | South | YES | -0.086965 | 0 | 0 | 18 |  | 1 | Hydro | -1 | 0.10112 | 0 | 0 |  |  | 0 | 0 | -0.10112 | 0 | 0 | 0 |  |  | i_10pctunit | 30 |  | 194 | # units @ max
7023 | L_BUCHAN1_2Y | 2 | South | YES | -0.086965 | 0 | 0 | 18 |  | 1 | Hydro | -1 | 0.10112 | 0 | 0 |  |  | 0 | 0 | -0.10112 | 0 | 0 | 0 | [5 empty] | 0.12895 | delta max
7024 | L_BUCHAN1_3Y | 3 | South | YES | -0.086965 | 0 | 0 | 15 |  | 1 | Hydro | -1 | 0.10112 | 0 | 0 |  |  | 0 | 0 | -0.10112 | 0 | 0 | 0 | [5 empty] | Delta
7026 | L_INKSDA1_1Y | 1 | South | YES | -0.078283 | 0 | 0 | 13.7 |  | 1 | Hydro | -1 | 0.092438 | 0 | 0 |  |  | 0 | 0 | -0.092438 | 0 | 0 | 0 | Weighted Shift Factors |  |  |  | 1 | 0
7035 | L_WIRTZ_1G1Y | 1 | South | YES | -0.062489 | 0 | 0 | 29 |  | 1 | Hydro | -1 | 0.076644 | 0 | 0 |  |  | 0 | 0 | -0.076644 | 0 | 0 | 0 | North | 0.014155 |  |  | 2 | 0
7036 | L_WIRTZ_1G2Y | 2 | South | YES | -0.062489 | 0 | 0 | 29.7 |  | 1 | Hydro | -1 | 0.076644 | 0 | 0 |  |  | 0 | 0 | -0.076644 | 0 | 0 | 0 | South | -0.021105 |  |  | 3 | 0
7000 | L_FERGUS1_1Y | 1 | South | YES | -0.061505 | 400 | 65 | 423.3 | 0 | 1.015 | GSC | -1 | 0.07566 | 423.3 | 423.3 |  |  | -26.0351 | 423.3 | -0.07566 | -32.0269 | 0.019999 | 0.052231 |  |  |  |  | 4 | 0
7028 | L_MARBFA1_1Y | 1 | South | YES | -0.053267 | 0 | 0 | 18 |  | 1 | Hydro | -1 | 0.067422 | 0 | 0 |  |  | 0 | 0 | -0.067422 | 0 | 0.019999 | 0.052231 |  |  |  |  | 5 | 0
7029 | L_MARBFA1_2Y | 2 | South | YES | -0.053267 | 0 | 0 | 18 |  | 1 | Hydro | -1 | 0.067422 | 0 | 0 |  |  | 0 | 0 | -0.067422 | 0 | 0.019999 | 0.052231 |  |  |  |  | 6 | 0
7031 | L_MARSFO1G1Y | 1 | South | YES | -0.036227 | 0 | 0 | 36 |  | 1 | Hydro | -1 | 0.050382 | 0 | 0 |  |  | 0 | 0 | -0.050382 | 0 | 0.019999 | 0.052231 |  |  |  |  | 7 | 0.032232
7032 | L_MARSFO1G2Y | 2 | South | YES | -0.036227 | 0 | 0 | 35 |  | 1 | Hydro | -1 | 0.050382 | 0 | 0 |  |  | 0 | 0 | -0.050382 | 0 | 0.019999 | 0.052231 |  |  |  |  | 8 | 0.032232
7033 | L_MARSFO1G3Y | 3 | South | YES | -0.036227 | 0 | 0 | 36 |  | 1 | Hydro | -1 | 0.050382 | 0 | 0 |  |  | 0 | 0 | -0.050382 | 0 | 0.019999 | 0.052231 |  |  |  |  | 9 | 0.032232
7020 | L_AUSTPL1_1Y | 1 | South | YES | -0.026625 | 0 | 0 | 8 |  | 1 | Hydro | -1 | 0.04078 | 0 | 0 |  |  | 0 | 0 | -0.04078 | 0 | 0.019999 | 0.052231 |  |  |  |  | 10 | 0.032232
7020 | L_AUSTPL1_1Y | 2 | South | YES | -0.026625 | 0 | 0 | 8 |  | 1 | Hydro | -1 | 0.04078 | 0 | 0 |  |  | 0 | 0 | -0.04078 | 0 | 0.019999 | 0.052231 |  |  |  |  | 11 | 0.032232
9000 | DECKR_G1 | 1 | South | YES | -0.025814 | 280 | 50 | 321 | 0 | 1.015 | GST | -1 | 0.039969 | 321 | 321 |  |  | -8.2863 | 321 | -0.039969 | -12.83 | 0.035165 | 0.073155 |  |  |  |  | 12 | 0.032232
9001 | DECKR_G2 | 2 | South | YES | -0.025814 | 400 | 50 | 426 | 0 | 1.015 | GST | -1 | 0.039969 | 426 | 426 |  |  | -10.9968 | 426 | -0.039969 | -17.0268 | 0.055291 | 0.10092 |  |  |  |  | 13 | 0.032232
9016 | SANDH_G1 | 1 | South | YES | -0.025535 | 45 | 2 | 49 | 0 | 1.0175 | GGT | -1 | 0.03969 | 49 | 49 |  |  | -1.2512 | 49 | -0.03969 | -1.9448 | 0.057606 | 0.10409 |  |  |  |  | 14 | 0.032232
9017 | SANDH_G2 | 2 | South | YES | -0.025535 | 45 | 2 | 46 | 0 | 1.0175 | GGT | -1 | 0.03969 | 46 | 46 |  |  | -1.1746 | 46 | -0.03969 | -1.8257 | 0.059779 | 0.10707 |  |  |  |  | 15 | 0.03799
9018 | SANDH_G3 | 3 | South | YES | -0.025535 | 45 | 2 | 46 | 0 | 1.0175 | GGT | -1 | 0.03969 | 46 | 46 |  |  | -1.1746 | 46 | -0.03969 | -1.8257 | 0.061953 | 0.11005 |  |  |  |  | 16 | 0.045632
9019 | SANDH_G4 | 4 | South | YES | -0.025535 | 0 | 2 | 47 |  | 1.0175 | GGT | -1 | 0.03969 | 47 | 47 |  |  | -1.2001 | 47 | -0.03969 | -1.8654 | 0.064173 | 0.11309 |  |  |  |  | 17 | 0.046488
9020 | SANDHG5A | 5A | South | YES | -0.025535 | 150 | 84 | 155 | 0 | 1.0175 | CC | -1 | 0.03969 | 155 | 155 |  |  | -3.9579 | 155 | -0.03969 | -6.1519 | 0.071496 | 0.12312 |  |  |  |  | 18 | 0.047293
9021 | SANDHG5C | 5C | South | YES | -0.025535 | 140 | 0 | 148 | 0 | 1.0175 | CC | -1 | 0.03969 | 148 | 148 |  |  | -3.7792 | 148 | -0.03969 | -5.8741 | 0.078488 | 0.1327 |  |  |  |  | 19 | 0.048097
9002 | DECKR_G3 | 3 | South | YES | -0.025492 | 0 | 24 | 42 |  | 1.015 | GGT | -1 | 0.039647 | 42 | 42 |  |  | -1.0707 | 42 | -0.039647 | -1.6652 | 0.080473 | 0.13542 |  |  |  |  | 20 | 0.048918
9003 | DECKR_G4 | 4 | South | YES | -0.025492 | 44 | 24 | 44 | 0 | 1.015 | GGT | -1 | 0.039647 | 44 | 44 |  |  | -1.1216 | 44 | -0.039647 | -1.7445 | 0.082551 | 0.13826 |  |  |  |  | 21 | 0.051628
9004 | DECKR_G5 | 5 | South | YES | -0.025492 | 44 | 24 | 44 | 0 | 1.015 | GGT | -1 | 0.039647 | 44 | 44 |  |  | -1.1216 | 44 | -0.039647 | -1.7445 | 0.08463 | 0.14111 |  |  |  |  | 22 | 0.054216
9005 | DECKR_G6 | 6 | South | YES | -0.025492 | 44 | 24 | 47 | 0 | 1.015 | GGT | -1 | 0.039647 | 47 | 47 |  |  | -1.1981 | 47 | -0.039647 | -1.8634 | 0.086851 | 0.14415 |  |  |  |  | 23 | 0.054947
7487 | L_CANYHY8_1Y | 1 | South | YES | -0.023454 | 0 | 0 | 6 |  | 1 | Hydro | -1 | 0.037609 | 0 | 0 |  |  | 0 | 0 | -0.037609 | 0 | 0.086851 | 0.14415 |  |  |  |  | 24 | 0.055713
7004 | L_SIMGID1_1Y | 1 | South | YES | -0.022952 | 132 | 40 | 132 | 0 | 1.02 | GST | -1 | 0.037107 | 132 | 132 |  |  | -3.0297 | 132 | -0.037107 | -4.8981 | 0.093087 | 0.15214 |  |  |  |  | 25 | 0.056479
7005 | L_SIMGID1_2Y | 2 | South | YES | -0.022952 | 133 | 32 | 139 | 0 | 1.02 | GST | -1 | 0.037107 | 139 | 139 |  |  | -3.1903 | 139 | -0.037107 | -5.1579 | 0.099654 | 0.16055 |  |  |  |  | 26 | 0.057298
7006 | L_SIMGID1_3Y | 3 | South | YES | -0.022952 | 324.9 | 60 | 329 | 0 | 1.02 | GST | -1 | 0.037107 | 329 | 329 |  |  | -7.5512 | 329 | -0.037107 | -12.2082 | 0.1152 | 0.18046 |  |  |  |  | 27 | 0.057298
7807 | L_BASTEN1_1Y | 1 | South | YES | -0.021311 | 152.5 | 83.5 | 152.5 |  | 1.004 | CC | -1 | 0.035466 | 152.5 | 152.5 |  |  | -3.2499 | 152.5 | -0.035466 | -5.4086 | 0.1224 | 0.18928 |  |  |  |  | 28 | 0.05905
7808 | L_BASTEN1_2Y | 1 | South | YES | -0.021311 | 149.5 | 83.5 | 149.5 |  | 1.004 | CC | -1 | 0.035466 | 149.5 | 149.5 |  |  | -3.186 | 149.5 | -0.035466 | -5.3022 | 0.12947 | 0.19793 |  |  |  |  | 29 | 0.060894
7809 | L_BASTEN1_3Y | 1 | South | YES | -0.021311 | 232.6 | 42 | 232.6 |  | 1.004 | CC | -1 | 0.035466 | 232.6 | 232.6 |  |  | -4.9569 | 232.6 | -0.035466 | -8.2494 | 0.14046 | 0.21138 |  |  |  |  | 30 | 0.06526
7605 | L_MCQUEE9_1Y | 1 | South | YES | -0.020852 | 0 | 0 | 2.4 |  | 1.025 | Hydro | -1 | 0.035007 | 0 | 0 |  |  | 0 | 0 | -0.035007 | 0 | 0.14046 | 0.21138 |  |  |  |  | 31 | 0.066876
7605 | L_MCQUEE9_1Y | 2 | South | YES | -0.020852 | 0 | 0 | 2.4 |  | 1.025 | Hydro | -1 | 0.035007 | 0 | 0 |  |  | 0 | 0 | -0.035007 | 0 | 0.14046 | 0.21138 |  |  |  |  | 32 | 0.06846
7605 | L_MCQUEE9_1Y | 3 | South | YES | -0.020852 | 0 | 0 | 2.8 |  | 1.025 | Hydro | -1 | 0.035007 | 0 | 0 |  |  | 0 | 0 | -0.035007 | 0 | 0.14046 | 0.21138 |  |  |  |  | 33 | 0.070924
7014 | L_HAYSEN1_1Y | 1 | South | YES | -0.020684 | 223.9 | 74 | 223.9 | 0 | 1.008 | CC | -1 | 0.034839 | 223.9 | 223.9 |  |  | -4.6311 | 223.9 | -0.034839 | -7.8004 | 0.15103 | 0.2241 |  |  |  |  | 34 | 0.070924
7015 | L_HAYSEN1_2Y | 2 | South | YES | -0.020684 | 225 | 74 | 225 | 0 | 1.008 | CC | -1 | 0.034839 | 225 | 225 |  |  | -4.6539 | 225 | -0.034839 | -7.8388 | 0.16166 | 0.23688 |  |  |  |  | 35 | 0.070924
7016 | L_HAYSEN1_3Y | 3 | South | YES | -0.020684 | 224.6 | 74 | 224.6 | 0 | 1.008 | CC | -1 | 0.034839 | 224.6 | 224.6 |  |  | -4.6456 | 224.6 | -0.034839 | -7.8248 | 0.17227 | 0.24965 |  |  |  |  | 36 | 0.070924
7017 | L_HAYSEN1_4Y | 4 | South | YES | -0.020684 | 226.7 | 74 | 226.7 | 0 | 1.008 | CC | -1 | 0.034839 | 226.7 | 226.7 |  |  | -4.6891 | 226.7 | -0.034839 | -7.898 | 0.18299 | 0.26253 |  |  |  |  | 37 | 0.073067
7609 | L_SCHUMA8_1Y | 1 | South | YES | -0.020575 | 0 | 0 | 4 |  | 1 | Hydro | -1 | 0.03473 | 0 | 0 |  |  | 0 | 0 | -0.03473 | 0 | 0.18299 | 0.26253 |  |  |  |  | 38 | 0.075221
7624 | L_LAKEWO9_1Y | 1 | South | YES | -0.020483 | 0 | 0 | 2.4 |  | 1 | Hydro | -1 | 0.034638 | 0 | 0 |  |  | 0 | 0 | -0.034638 | 0 | 0.18299 | 0.26253 |  |  |  |  | 39 | 0.07737
7624 | L_LAKEWO9_1Y | 2 | South | YES | -0.020483 | 0 | 0 | 2.4 |  | 1 | Hydro | -1 | 0.034638 | 0 | 0 |  |  | 0 | 0 | -0.034638 | 0 | 0.18299 | 0.26253 |  |  |  |  | 40 | 0.07954
7303 | L_WPPGS12_1Y | 1 | South | YES | -0.020481 | 50 | 0 | 50 | 0 | 1.025 | GGT | -1 | 0.034636 | 50 | 50 |  |  | -1.024 | 50 | -0.034636 | -1.7318 | 0.18535 | 0.26535 |  |  |  |  | 41 | 0.07954
7303 | L_WPPGS12_1Y | 2 | South | YES | -0.020481 | 50 | 0 | 50 | 0 | 1.025 | GGT | -1 | 0.034636 | 50 | 50 |  |  | -1.024 | 50 | -0.034636 | -1.7318 | 0.18771 | 0.26817 |  |  |  |  | 42 | 0.07954
7305 | L_WPPGS34_1Y | 3 | South | YES | -0.020481 | 50 | 0 | 50 | 0 | 1.025 | GGT | -1 | 0.034636 | 50 | 50 |  |  | -1.024 | 50 | -0.034636 | -1.7318 | 0.19007 | 0.271 |  |  |  |  | 43 | 0.07954
7305 | L_WPPGS34_1Y | 4 | South | YES | -0.020481 | 50 | 0 | 50 | 0 | 1.025 | GGT | -1 | 0.034636 | 50 | 50 |  |  | -1.024 | 50 | -0.034636 | -1.7318 | 0.19243 | 0.27382 |  |  |  |  | 44 | 0.080002
7007 | L_LOSTPI1_1Y | 1 | South | YES | -0.020416 | 158.6 | 110 | 158 | 0 | 1 | CC | -1 | 0.034571 | 158 | 158 |  |  | -3.2257 | 158 | -0.034571 | -5.4622 | 0.1999 | 0.28273 |  |  |  |  | 45 | 0.080464
7008 | L_LOSTPI1_2Y | 2 | South | YES | -0.020416 | 157.7 | 107 | 160 | 0 | 1 | CC | -1 | 0.034571 | 160 | 160 |  |  | -3.2666 | 160 | -0.034571 | -5.5314 | 0.20746 | 0.29175 |  |  |  |  | 46 | 0.080927
7009 | L_LOSTPI1_3Y | 3 | South | YES | -0.020416 | 173.9 | 72 | 175 | 0 | 1 | CC | -1 | 0.034571 | 175 | 175 |  |  | -3.5728 | 175 | -0.034571 | -6.0499 | 0.21573 | 0.30162 |  |  |  |  | 47 | 0.081389
3432 | SANDOW_4G | 4 | South | YES | -0.02041 | 580 | 225 | 580 | 0 | 1.029 | LIGCO | -1 | 0.034565 | 0 | 580 |  |  | 0 | 0 | -0.034565 | 0 | 0.21573 | 0.30162 |  |  |  |  | 48 | 0.082832
7810 | L_RIONOG1G1Y | 1 | South | YES | -0.020202 | 148 | 0 | 148 | 0 | 1.02 | CC | -1 | 0.034357 | 148 | 148 |  |  | -2.9899 | 148 | -0.034357 | -5.0848 | 0.22272 | 0.30991 |  |  |  |  | 49 | 0.084293
7811 | L_RIONOG1G2Y | 2 | South | YES | -0.020202 | 148 | 0 | 148 | 0 | 1.02 | CC | -1 | 0.034357 | 148 | 148 |  |  | -2.9899 | 148 | -0.034357 | -5.0848 | 0.22971 | 0.3182 |  |  |  |  | 50 | 0.085892
7812 | L_RIONOG1G3Y | 3 | South | YES | -0.020202 | 154 | 0 | 154 | 0 | 1.02 | CC | -1 | 0.034357 | 154 | 154 |  |  | -3.1111 | 154 | -0.034357 | -5.291 | 0.23699 | 0.32683 |  |  |  |  | 51 | 0.085892
7813 | L_RIONOG1S1Y | 4 | South | YES | -0.020202 | 293 | 0 | 293 | 0 | 1.02 | CC | -1 | 0.034357 | 293 | 293 |  |  | -5.9192 | 293 | -0.034357 | -10.0666 | 0.25083 | 0.34325 |  |  |  |  | 52 | 0.087192
5436 | TUTTL_WBT1G1 | 1 | South | YES | -0.019774 | 48.8 | 20 | 61 | 0 | 1.012 | GST | -1 | 0.033929 | 61 | 61 |  |  | -1.2062 | 61 | -0.033929 | -2.0697 | 0.25371 | 0.34662 |  |  |  |  | 53 | 0.088493
5438 | TUTTL_WBT3G3 | 3 | South | YES | -0.019774 | 95 | 25 | 95 | 0 | 1.012 | GST | -1 | 0.033929 | 95 | 95 |  |  | -1.8785 | 95 | -0.033929 | -3.2233 | 0.2582 | 0.35188 |  |  |  |  | 54 | 0.089846
5439 | TUTTL_WBT4G4 | 4 | South | YES | -0.019774 | 151 | 40 | 151 | 0 | 1.012 | GST | -1 | 0.033929 | 151 | 151 |  |  | -2.9859 | 151 | -0.033929 | -5.1233 | 0.26533 | 0.36024 |  |  |  |  | 55 | 0.09242
5111 | CALAVER_JTD1 | 1 | South | YES | -0.019755 | 430 | 80 | 430 | 0 | 1.0138 | LIGCO | -1 | 0.03391 | 0 | 430 |  |  | 0 | 0 | -0.03391 | 0 | 0.26533 | 0.36024 |  |  |  |  | 56 | 0.092913
5112 | CALAVER_JTD2 | 2 | South | YES | -0.019755 | 430 | 80 | 430 | 0 | 1.0138 | LIGCO | -1 | 0.03391 | 0 | 430 |  |  | 0 | 0 | -0.03391 | 0 | 0.26533 | 0.36024 |  |  |  |  | 57 | 0.093681
7800 | L_GUADGE1_1Y | 1 | South | YES | -0.019731 | 147 | 30 | 147 | 0 | 1.02 | CC | -1 | 0.033886 | 147 | 147 |  |  | -2.9005 | 147 | -0.033886 | -4.9812 | 0.27228 | 0.36836 |  |  |  |  | 58 | 0.094903
7801 | L_GUADGE1_2Y | 2 | South | YES | -0.019731 | 138 | 30 | 138 | 0 | 1.02 | CC | -1 | 0.033886 | 138 | 138 |  |  | -2.7229 | 138 | -0.033886 | -4.6763 | 0.2788 | 0.37599 |  |  |  |  | 59 | 0.094903
7802 | L_GUADGE1_3Y | 3 | South | YES | -0.019731 | 146 | 30 | 146 | 0 | 1.02 | CC | -1 | 0.033886 | 146 | 146 |  |  | -2.8807 | 146 | -0.033886 | -4.9474 | 0.2857 | 0.38405 |  |  |  |  | 60 | 0.094903
7803 | L_GUADGE1_4Y | 4 | South | YES | -0.019731 | 149 | 30 | 149 | 0 | 1.02 | CC | -1 | 0.033886 | 149 | 149 |  |  | -2.9399 | 149 | -0.033886 | -5.049 | 0.29274 | 0.39229 |  |  |  |  | 61 | 0.096081
7804 | L_GUADGE1_5Y | 5 | South | YES | -0.019731 | 182 | 30 | 182 | 0 | 1.02 | CC | -1 | 0.033886 | 182 | 182 |  |  | -3.591 | 182 | -0.033886 | -6.1672 | 0.30133 | 0.40235 |  |  |  |  | 62 | 0.097188
7805 | L_GUADGE1_6Y | 6 | South | YES | -0.019731 | 203 | 30 | 203 | 0 | 1.02 | CC | -1 | 0.033886 | 203 | 203 |  |  | -4.0054 | 203 | -0.033886 | -6.8789 | 0.31092 | 0.41356 |  |  |  |  | 63 | 0.098358
5396 | CALAVER_OWS1 | 1 | South | YES | -0.019722 | 418 | 80 | 418 | 0 | 1.0192 | GST | -1 | 0.033877 | 418 | 418 |  |  | -8.2438 | 418 | -0.033877 | -14.1606 | 0.33067 | 0.43666 |  |  |  |  | 64 | 0.099553
5397 | CALAVER_OWS2 | 2 | South | YES | -0.019722 | 400 | 80 | 400 | 0 | 1.0192 | GST | -1 | 0.033877 | 400 | 400 |  |  | -7.8888 | 400 | -0.033877 | -13.5508 | 0.34957 | 0.45876 |  |  |  |  | 65 | 0.10101
5028 | BRAUNIG_VHB3 | 3 | South | YES | -0.019716 | 407 | 60 | 407 | 0 | 1.0138 | GST | -1 | 0.033871 | 407 | 407 |  |  | -8.0244 | 407 | -0.033871 | -13.7855 | 0.3688 | 0.48124 |  |  |  |  | 66 | 0.10264
5476 | BRA_AVR1_CT1 | 1 | South | YES | -0.019702 | 155 | 90 | 155 | 0 | 1.025 | CC | -1 | 0.033857 | 155 | 155 |  |  | -3.0538 | 155 | -0.033857 | -5.2478 | 0.37612 | 0.4898 |  |  |  |  | 67 | 0.10598
5477 | BRA_AVR1_ST | 1 | South | YES | -0.019702 | 174 | 138 | 174 | 0 | 1.025 | CC | -1 | 0.033857 | 174 | 174 |  |  | -3.4281 | 174 | -0.033857 | -5.8911 | 0.38434 | 0.49941 |  |  |  |  | 68 | 0.10919
5478 | BRA_AVR1_CT2 | 1 | South | YES | -0.019702 | 155 | 90 | 155 | 0 | 1.025 | CC | -1 | 0.033857 | 155 | 155 |  |  | -3.0538 | 155 | -0.033857 | -5.2478 | 0.39167 | 0.50796 |  |  |  |  | 69 | 0.11244
5026 | BRAUNIG_VHB1 | 1 | South | YES | -0.019686 | 215 | 40 | 215 | 0 | 1.0192 | GST | -1 | 0.033841 | 215 | 215 |  |  | -4.2325 | 215 | -0.033841 | -7.2758 | 0.40182 | 0.51983 |  |  |  |  | 70 | 0.11367
5027 | BRAUNIG_VHB2 | 2 | South | YES | -0.019686 | 216 | 40 | 216 | 0 | 1.0192 | GST | -1 | 0.033841 | 216 | 216 |  |  | -4.2522 | 216 | -0.033841 | -7.3096 | 0.41203 | 0.53175 |  |  |  |  | 71 | 0.11506
5264 | LEON_LCP3G3 | 3 | South | YES | -0.019587 | 0 | 20 | 58 |  | 1.0197 | GST | -1 | 0.033742 | 58 | 58 |  |  | -1.136 | 58 | -0.033742 | -1.957 | 0.41477 | 0.53494 |  |  |  |  | 72 | 0.1163
5265 | LEON_LCP4G4 | 4 | South | YES | -0.019587 | 89 | 25 | 89 | 0 | 1.0197 | GST | -1 | 0.033742 | 89 | 89 |  |  | -1.7432 | 89 | -0.033742 | -3.003 | 0.41897 | 0.53984 |  |  |  |  | 73 | 0.118
5266 | LEON_LCPCT1 | 1 | South | YES | -0.019587 | 44 | 24 | 44 | 0 | 1.0197 | GGT | -1 | 0.033742 | 44 | 44 |  |  | -0.86183 | 44 | -0.033742 | -1.4846 | 0.42105 | 0.54226 |  |  |  |  | 74 | 0.11972
5267 | LEON_LCPCT2 | 2 | South | YES | -0.019587 | 44 | 24 | 44 | 0 | 1.0197 | GGT | -1 | 0.033742 | 44 | 44 |  |  | -0.86183 | 44 | -0.033742 | -1.4846 | 0.42313 | 0.54468 |  |  |  |  | 75 | 0.12017
5268 | LEON_LCPCT3 | 3 | South | YES | -0.019587 | 43 | 24 | 43 | 0 | 1.0197 | GGT | -1 | 0.033742 | 43 | 43 |  |  | -0.84224 | 43 | -0.033742 | -1.4509 | 0.42516 | 0.54705 |  |  |  |  | 76 | 0.12086
5269 | LEON_LCPCT4 | 4 | South | YES | -0.019587 | 45 | 24 | 45 | 0 | 1.0197 | GGT | -1 | 0.033742 | 45 | 45 |  |  | -0.88141 | 45 | -0.033742 | -1.5184 | 0.42729 | 0.54952 |  |  |  |  | 77 | 0.12121
5401 | CALAVER_JKS1 | 1 | South | YES | -0.019475 | 562 | 100 | 562 | 0 | 1.026 | LIGCO | -1 | 0.03363 | 0 | 562 |  |  | 0 | 0 | -0.03363 | 0 | 0.42729 | 0.54952 |  |  |  |  | 78 | 0.12155
7010 | L_FPPYD11_1Y | 1 | South | YES | -0.019176 | 547.4 | 200 | 606 | 0 | 1.02 | LIGCO | -1 | 0.033331 | 0 | 606 |  |  | 0 | 0 | -0.033331 | 0 | 0.42729 | 0.54952 |  |  |  |  | 79 | 0.12188
7011 | L_FPPYD11_2Y | 2 | South | YES | -0.019176 | 552.2 | 200 | 598 | 0 | 1.02 | LIGCO | -1 | 0.033331 | 0 | 598 |  |  | 0 | 0 | -0.033331 | 0 | 0.42729 | 0.54952 |  |  |  |  | 80 | 0.12223
7012 | L_FPPYD21_3Y | 3 | South | YES | -0.019167 | 427.5 | 200 | 436 | 0 | 1.02 | LIGCO | -1 | 0.033322 | 0 | 436 |  |  | 0 | 0 | -0.033322 | 0 | 0.42729 | 0.54952 |  |  |  |  | 81 | 0.12223
8189 | CUECPL2A | 1 | South | YES | -0.019138 | 12 | 0 | 12 | 0 | 1.02 | Cogen | -1 | 0.033293 | 0 | 0 |  |  | 0 | 0 | -0.033293 | 0 | 0.42729 | 0.54952 |  |  |  |  | 82 | 0.12223
5903 | SANMIGUELGEN | 1 | South | YES | -0.018261 | 396.3 | 180 | 396.3 | 0 | 1.0336 | LIGCO | -1 | 0.032416 | 0 | 396.3 |  |  | 0 | 0 | -0.032416 | 0 | 0.42729 | 0.54952 |  |  |  |  | 83 | 0.12223
13432 | SANDOW_5G | 5 | South | YES | -0.017766 | 581 | 225 | 581 | 0 | 1.029 | LIGCO | -1 | 0.031921 | 0 | 581 |  |  | 0 | 0 | -0.031921 | 0 | 0.42729 | 0.54952 |  |  |  |  | 84 | 0.12223
88198 | BEEVILLE | F | South | YES | -0.016886 | 0 | 0 | 0 | 0 | 1.02 | AVR | -1 | 0.031041 | 0 | 0 |  |  | 0 | 0 | -0.031041 | 0 | 0.42729 | 0.54952 |  |  |  |  | 85 | 0.12223
8161 | COLETO0A | 1 | South | YES | -0.016793 | 633 | 200 | 633 | 0 | 1.03 | LIGCO | -1 | 0.030948 | 0 | 633 |  |  | 0 | 0 | -0.030948 | 0 | 0.42729 | 0.54952 |  |  |  |  | 86 | 0.12223
5890 | PEARSALLGEN1 | 1 | South | YES | -0.016549 | 19.2 | 6 | 24 | 0 | 1.0226 | GST | -1 | 0.030704 | 24 | 24 |  |  | -0.39718 | 24 | -0.030704 | -0.7369 | 0.42842 | 0.55073 |  |  |  |  | 87 | 0.12223
5891 | PEARSALLGEN2 | 1 | South | YES | -0.016549 | 19.4 | 6 | 24.3 | 0 | 1.0226 | GST | -1 | 0.030704 | 24.3 | 24.3 |  |  | -0.40214 | 24.3 | -0.030704 | -0.74611 | 0.42957 | 0.55194 |  |  |  |  | 88 | 0.12223
5892 | PEARSALLGEN3 | 1 | South | YES | -0.016549 | 19.1 | 6 | 23.9 | 0 | 1.0226 | GST | -1 | 0.030704 | 23.9 | 23.9 |  |  | -0.39552 | 23.9 | -0.030704 | -0.73382 | 0.4307 | 0.55314 |  |  |  |  | 89 | 0.12223
80080 | GWINDT11A | 3 | South | YES | -0.016138 | 0 | 0 | 38 | 0 | 1.025 | Wind | -1 | 0.030293 | 0 | 38 |  |  | 0 | 0 | -0.030293 | 0 | 0.4307 | 0.55314 |  |  |  |  | 90 | 0.1223
80080 | GWINDT11A | 4 | South | YES | -0.016138 | 3.8 | 0 | 19 | 0 | 1.025 | Wind | -1 | 0.030293 | 0 | 19 |  |  | 0 | 0 | -0.030293 | 0 | 0.4307 | 0.55314 |  |  |  |  | 91 | 0.12237
80080 | GWINDT11A | 2 | South | YES | -0.016138 | 0 | 0 | 41 | 0 | 1.025 | Wind | -1 | 0.030293 | 0 | 41 |  |  | 0 | 0 | -0.030293 | 0 | 0.4307 | 0.55314 |  |  |  |  | 92 | 0.12244
80080 | GWINDT11A | 1 | South | YES | -0.016138 | 28.2 | 0 | 94 | 0 | 1.025 | Wind | -1 | 0.030293 | 0 | 94 |  |  | 0 | 0 | -0.030293 | 0 | 0.4307 | 0.55314 |  |  |  |  | 93 | 0.12244
80081 | GWINDT21A | 4 | South | YES | -0.016138 | 4.4 | 0 | 22 | 0 | 1.025 | Wind | -1 | 0.030293 | 0 | 22 |  |  | 0 | 0 | -0.030293 | 0 | 0.4307 | 0.55314 |  |  |  |  | 94 | 0.12244
80081 | GWINDT21A | 1 | South | YES | -0.016138 | 28.2 | 0 | 94 | 0 | 1.025 | Wind | -1 | 0.030293 | 0 | 94 |  |  | 0 | 0 | -0.030293 | 0 | 0.4307 | 0.55314 |  |  |  |  | 95 | 0.12244
80081 | GWINDT21A | 3 | South | YES | -0.016138 | 8.6 | 0 | 43 | 0 | 1.025 | Wind | -1 | 0.030293 | 0 | 43 |  |  | 0 | 0 | -0.030293 | 0 | 0.4307 | 0.55314 |  |  |  |  | 96 | 0.12244
80081 | GWINDT21A | 2 | South | YES | -0.016138 | 7.2 | 0 | 36 | 0 | 1.025 | Wind | -1 | 0.030293 | 0 | 36 |  |  | 0 | 0 | -0.030293 | 0 | 0.4307 | 0.55314 |  |  |  |  | 97 | 0.12244
80180 | PNSCALT11A | 2 | South | YES | -0.016138 | 10 | 0 | 50 | 0 | 1.025 | Wind | -1 | 0.030293 | 0 | 50 |  |  | 0 | 0 | -0.030293 | 0 | 0.4307 | 0.55314 |  |  |  |  | 98 | 0.12244
80180 | PNSCALT11A | 1 | South | YES | -0.016138 | 43.8 | 0 | 148 | 0 | 1.025 | Wind | -1 | 0.030293 | 0 | 148 |  |  | 0 | 0 | -0.030293 | 0 | 0.4307 | 0.55314 |  |  |  |  | 99 | 0.12244
80181 | PNSCALT21A | 2 | South | YES | -0.016138 | 10 | 0 | 50 | 0 | 1.025 | Wind | -1 | 0.030293 | 0 | 50 |  |  | 0 | 0 | -0.030293 | 0 | 0.4307 | 0.55314 |  |  |  |  | 100 | 0.12244
80181 | PNSCALT21A | 1 | South | YES | -0.016138 | 16.5 | 0 | 55 | 0 | 1.025 | Wind | -1 | 0.030293 | 0 | 55 |  |  | 0 | 0 | -0.030293 | 0 | 0.4307 | 0.55314 |  |  |  |  | 101 | 0.12244
5932 | SI_RAY9 | 9 | South | YES | -0.016125 | 32 | 32 | 38 | 0 | 1.035 | CC | -1 | 0.03028 | 38 | 38 |  |  | -0.61275 | 38 | -0.03028 | -1.1506 | 0.4325 | 0.55502 |  |  |  |  | 102 | 0.12244
5933 | SI_RAY6 | 6 | South | YES | -0.016125 | 15.4 | 10 | 19.3 | 0 | 1.035 | GST | -1 | 0.03028 | 19.3 | 19.3 |  |  | -0.31121 | 19.3 | -0.03028 | -0.5844 | 0.43341 | 0.55597 |  |  |  |  | 103 | 0.12244
5935 | SI_RAY10 | 10 | South | YES | -0.016125 | 47 | 10 | 47 | 0 | 1.03 | CC | -1 | 0.03028 | 47 | 47 |  |  | -0.75787 | 47 | -0.03028 | -1.4232 | 0.43563 | 0.55829 |  |  |  |  | 104 | 0.12244
80003 | MILHWYS | F | South | YES | -0.016125 | 0 | 0 | 0 | 0 | 1.0168 | AVR | -1 | 0.03028 | 0 | 0 |  |  | 0 | 0 | -0.03028 | 0 | 0.43563 | 0.55829 |  |  |  |  | 105 | 0.12252
8517 | CELANEBI0A | 1 | South | YES | -0.016118 | 29 | 0 | 29 | 0 | 1.02 | Cogen | -1 | 0.030273 | 0 | 0 |  |  | 0 | 0 | -0.030273 | 0 | 0.43563 | 0.55829 |  |  |  |  | 106 | 0.12256
8936 | MVGN#1 | 1 | South | YES | -0.016103 | 216.6 | 0 | 216.6 | 0 | 1.0304 | CC | -1 | 0.030258 | 216.6 | 216.6 |  |  | -3.4879 | 216.6 | -0.030258 | -6.5539 | 0.44586 | 0.56898 |  |  |  |  | 107 | 0.12266
8937 | MVGN#2 | 2 | South | YES | -0.016103 | 216.7 | 0 | 216.7 | 0 | 1.0304 | CC | -1 | 0.030258 | 216.7 | 216.7 |  |  | -3.4895 | 216.7 | -0.030258 | -6.5569 | 0.4561 | 0.57967 |  |  |  |  | 108 | 0.12266
8938 | MVGN#3 | 3 | South | YES | -0.016103 | 250.9 | 0 | 250.9 | 0 | 1.0304 | CC | -1 | 0.030258 | 250.9 | 250.9 |  |  | -4.0402 | 250.9 | -0.030258 | -7.5917 | 0.46795 | 0.59205 |  |  |  |  | 109 | 0.12266
8981 | HECN1 | 1 | South | YES | -0.016103 | 144.8 | 0 | 144.8 | 0 | 1.0304 | CC | -1 | 0.030258 | 144.8 | 144.8 |  |  | -2.3317 | 144.8 | -0.030258 | -4.3814 | 0.47479 | 0.5992 |  |  |  |  | 110 | 0.12312
8982 | HECN2 | 2 | South | YES | -0.016103 | 144.1 | 0 | 144.1 | 0 | 1.0304 | CC | -1 | 0.030258 | 144.1 | 144.1 |  |  | -2.3204 | 144.1 | -0.030258 | -4.3602 | 0.4816 | 0.60631 |  |  |  |  | 111 | 0.12357
8983 | HECN3 | 3 | South | YES | -0.016103 | 171.9 | 0 | 171.9 | 0 | 1.0304 | CC | -1 | 0.030258 | 171.9 | 171.9 |  |  | -2.7681 | 171.9 | -0.030258 | -5.2013 | 0.48972 | 0.61479 |  |  |  |  | 112 | 0.1241
8511 | OXY_CC0A | 1 | South | YES | -0.016068 | 30.3 | 0 | 38 | 0 | 1.027 | Cogen | -1 | 0.030223 | 0 | 0 |  |  | 0 | 0 | -0.030223 | 0 | 0.48972 | 0.61479 |  |  |  |  | 113 | 0.1244
8461 | KOCH_UP0A | 1 | South | YES | -0.016065 | 38 | 0 | 38 | 0 | 1.012 | Cogen | -1 | 0.03022 | 0 | 0 |  |  | 0 | 0 | -0.03022 | 0 | 0.48972 | 0.61479 |  |  |  |  | 114 | 0.12471
8173 | VICEC51A | 5 | South | YES | -0.01606 | 144 | 18 | 144 | 0 | 1.025 | CC | -1 | 0.030215 | 144 | 144 |  |  | -2.3126 | 144 | -0.030215 | -4.351 | 0.49653 | 0.62189 |  |  |  |  | 115 | 0.12507
8174 | VICEC61A | 6 | South | YES | -0.01606 | 188 | 42 | 188 | 0 | 1.025 | CC | -1 | 0.030215 | 188 | 188 |  |  | -3.0193 | 188 | -0.030215 | -5.6804 | 0.50541 | 0.63115 |  |  |  |  | 116 | 0.12507
8506 | VAL #1 | 1 | South | YES | -0.016052 | 20.9 | 0 | 25 | 0 | 1.0055 | Cogen | -1 | 0.030207 | 0 | 0 |  |  | 0 | 0 | -0.030207 | 0 | 0.50541 | 0.63115 |  |  |  |  | 117 | 0.12507
8507 | VAL #2 | 2 | South | YES | -0.016052 | 20.9 | 0 | 25 | 0 | 1.0055 | Cogen | -1 | 0.030207 | 0 | 0 |  |  | 0 | 0 | -0.030207 | 0 | 0.50541 | 0.63115 |  |  |  |  | 118 | 0.12536
8933 | FGNTS001 | 1 | South | YES | -0.01605 | 146.5 | 0 | 146.5 | 0 | 1.03 | CC | -1 | 0.030205 | 146.5 | 146.5 |  |  | -2.3513 | 146.5 | -0.030205 | -4.425 | 0.51233 | 0.63837 |  |  |  |  | 119 | 0.12574
8934 | FGNTS101 | 2 | South | YES | -0.01605 | 147.9 | 0 | 147.9 | 0 | 1.03 | CC | -1 | 0.030205 | 147.9 | 147.9 |  |  | -2.3738 | 147.9 | -0.030205 | -4.4673 | 0.51932 | 0.64565 |  |  |  |  | 120 | 0.12574
8935 | FGNTS201 | 3 | South | YES | -0.01605 | 173 | 0 | 173 | 0 | 1.03 | CC | -1 | 0.030205 | 173 | 173 |  |  | -2.7767 | 173 | -0.030205 | -5.2255 | 0.52749 | 0.65417 |  |  |  |  | 121 | 0.12574
8459 | B_DAVIS0B | MB | South | YES | -0.016049 | 0 | 50 | 339 |  | 1.03 | GSC | -1 | 0.030204 | 0 | 0 |  |  | 0 | 0 | -0.030204 | 0 | 0.52749 | 0.65417 |  |  |  |  | 122 | 0.12604
8460 | B_DAVIS0A | MB | South | YES | -0.016049 | 0 | 50 | 340 |  | 1.03 | GSC | -1 | 0.030204 | 0 | 0 |  |  | 0 | 0 | -0.030204 | 0 | 0.52749 | 0.65417 |  |  |  |  | 123 | 0.12633
80263 | B_DAVIS31A | 3 | South | YES | -0.016049 | 0 | 0 | 180 |  | 1.0366 | CC | -1 | 0.030204 | 180 | 180 |  |  | -2.8888 | 180 | -0.030204 | -5.4367 | 0.536 | 0.66304 |  |  |  |  | 124 | 0.12668
80264 | B_DAVIS41A | 4 | South | YES | -0.016049 | 0 | 0 | 180 |  | 1.0366 | CC | -1 | 0.030204 | 180 | 180 |  |  | -2.8888 | 180 | -0.030204 | -5.4367 | 0.5445 | 0.67191 |  |  |  |  | 125 | 0.12668
8456 | COSW#1 | 1 | South | YES | -0.016029 | 20 | 0 | 20 | 0 | 1.027 | Cogen | -1 | 0.030184 | 0 | 0 |  |  | 0 | 0 | -0.030184 | 0 | 0.5445 | 0.67191 |  |  |  |  | 126 | 0.12668
8457 | COSW#2 | 2 | South | YES | -0.016029 | 14 | 0 | 14 | 0 | 1.027 | Cogen | -1 | 0.030184 | 0 | 0 |  |  | 0 | 0 | -0.030184 | 0 | 0.5445 | 0.67191 |  |  |  |  | 127 | 0.12705
8560 | CNOPGT1 | 1 | South | YES | -0.016022 | 148.3 | 0 | 148.3 | 0 | 1.03 | Cogen | -1 | 0.030177 | 0 | 0 |  |  | 0 | 0 | -0.030177 | 0 | 0.5445 | 0.67191 |  |  |  |  | 128 | 0.12741
8561 | CNOPGT2 | 2 | South | YES | -0.016022 | 148.6 | 0 | 148.6 | 0 | 1.03 | Cogen | -1 | 0.030177 | 0 | 0 |  |  | 0 | 0 | -0.030177 | 0 | 0.5445 | 0.67191 |  |  |  |  | 129 | 0.12741
8562 | CNOPST1 | 3 | South | YES | -0.016022 | 153 | 0 | 153 | 0 | 1.03 | Cogen | -1 | 0.030177 | 0 | 0 |  |  | 0 | 0 | -0.030177 | 0 | 0.5445 | 0.67191 |  |  |  |  | 130 | 0.12741
8442 | NBEC7 | 7 | South | YES | -0.01602 | 0 | 81 | 367 |  | 1.0298 | GST | -1 | 0.030175 | 367 | 367 |  |  | -5.8793 | 367 | -0.030175 | -11.0742 | 0.56184 | 0.68997 |  |  |  |  | 131 | 0.12741
8442 | NBEC7 | MB | South | YES | -0.01602 | 0 | 81 | 367 |  | 1.0298 | GST | -1 | 0.030175 | 0 | 0 |  |  | 0 | 0 | -0.030175 | 0 | 0.56184 | 0.68997 |  |  |  |  | 132 | 0.12741
58909 | PEARSALLSCG1 | 3 | South | YES | -0.015996 | 0 | 0 | 8.4 |  | 1.027 | Diesel | -1 | 0.030151 | 8.4 | 8.4 |  |  | -0.13437 | 8.4 | -0.030151 | -0.25327 | 0.56224 | 0.69038 |  |  |  |  | 133 | 0.12741
58909 | PEARSALLSCG1 | 4 | South | YES | -0.015996 | 0 | 0 | 8.4 |  | 1.027 | Diesel | -1 | 0.030151 | 8.4 | 8.4 |  |  | -0.13437 | 8.4 | -0.030151 | -0.25327 | 0.56263 | 0.69079 |  |  |  |  | 134 | 0.12813
58909 | PEARSALLSCG1 | 6 | South | YES | -0.015996 | 0 | 0 | 8.4 |  | 1.027 | Diesel | -1 | 0.030151 | 8.4 | 8.4 |  |  | -0.13437 | 8.4 | -0.030151 | -0.25327 | 0.56303 | 0.69121 |  |  |  |  | 135 | 0.12813
58909 | PEARSALLSCG1 | 5 | South | YES | -0.015996 | 0 | 0 | 8.4 |  | 1.027 | Diesel | -1 | 0.030151 | 8.4 | 8.4 |  |  | -0.13437 | 8.4 | -0.030151 | -0.25327 | 0.56343 | 0.69162 |  |  |  |  | 136 | 0.12815
58909 | PEARSALLSCG1 | 1 | South | YES | -0.015996 | 0 | 0 | 8.4 |  | 1.027 | Diesel | -1 | 0.030151 | 8.4 | 8.4 |  |  | -0.13437 | 8.4 | -0.030151 | -0.25327 | 0.56382 | 0.69203 |  |  |  |  | 137 | 0.12816
58909 | PEARSALLSCG1 | 2 | South | YES | -0.015996 | 0 | 0 | 8.4 |  | 1.027 | Diesel | -1 | 0.030151 | 8.4 | 8.4 |  |  | -0.13437 | 8.4 | -0.030151 | -0.25327 | 0.56422 | 0.69245 |  |  |  |  | 138 | 0.12818
58919 | PEARSALLSCG2 | 5 | South | YES | -0.015996 | 0 | 0 | 8.4 |  | 1.027 | Diesel | -1 | 0.030151 | 8.4 | 8.4 |  |  | -0.13437 | 8.4 | -0.030151 | -0.25327 | 0.56462 | 0.69286 |  |  |  |  | 139 | 0.12819
58919 | PEARSALLSCG2 | 6 | South | YES | -0.015996 | 0 | 0 | 8.4 |  | 1.027 | Diesel | -1 | 0.030151 | 8.4 | 8.4 |  |  | -0.13437 | 8.4 | -0.030151 | -0.25327 | 0.56501 | 0.69327 |  |  |  |  | 140 | 0.12821
58919 | PEARSALLSCG2 | 1 | South | YES | -0.015996 | 0 | 0 | 8.4 |  | 1.027 | Diesel | -1 | 0.030151 | 8.4 | 8.4 |  |  | -0.13437 | 8.4 | -0.030151 | -0.25327 | 0.56541 | 0.69369 |  |  |  |  | 141 | 0.12823
58919 | PEARSALLSCG2 | 2 | South | YES | -0.015996 | 0 | 0 | 8.4 |  | 1.027 | Diesel | -1 | 0.030151 | 8.4 | 8.4 |  |  | -0.13437 | 8.4 | -0.030151 | -0.25327 | 0.56581 | 0.6941 |  |  |  |  | 142 | 0.12824
58919 | PEARSALLSCG2 | 4 | South | YES | -0.015996 | 0 | 0 | 8.4 |  | 1.027 | Diesel | -1 | 0.030151 | 8.4 | 8.4 |  |  | -0.13437 | 8.4 | -0.030151 | -0.25327 | 0.5662 | 0.69451 |  |  |  |  | 143 | 0.12826
58919 | PEARSALLSCG2 | 3 | South | YES | -0.015996 | 0 | 0 | 8.4 |  | 1.027 | Diesel | -1 | 0.030151 | 8.4 | 8.4 |  |  | -0.13437 | 8.4 | -0.030151 | -0.25327 | 0.5666 | 0.69492 |  |  |  |  | 144 | 0.12827
58929 | PEARSALLSCG3 | 4 | South | YES | -0.015996 | 0 | 0 | 8.4 |  | 1.027 | Diesel | -1 | 0.030151 | 8.4 | 8.4 |  |  | -0.13437 | 8.4 | -0.030151 | -0.25327 | 0.567 | 0.69534 |  |  |  |  | 145 | 0.12829
58929 | PEARSALLSCG3 | 6 | South | YES | -0.015996 | 0 | 0 | 8.4 |  | 1.027 | Diesel | -1 | 0.030151 | 8.4 | 8.4 |  |  | -0.13437 | 8.4 | -0.030151 | -0.25327 | 0.5674 | 0.69575 |  |  |  |  | 146 | 0.12831
58929 | PEARSALLSCG3 | 2 | South | YES | -0.015996 | 0 | 0 | 8.4 |  | 1.027 | Diesel | -1 | 0.030151 | 8.4 | 8.4 |  |  | -0.13437 | 8.4 | -0.030151 | -0.25327 | 0.56779 | 0.69616 |  |  |  |  | 147 | 0.12832
58929 | PEARSALLSCG3 | 5 | South | YES | -0.015996 | 0 | 0 | 8.4 |  | 1.027 | Diesel | -1 | 0.030151 | 8.4 | 8.4 |  |  | -0.13437 | 8.4 | -0.030151 | -0.25327 | 0.56819 | 0.69658 |  |  |  |  | 148 | 0.12834
58929 | PEARSALLSCG3 | 1 | South | YES | -0.015996 | 0 | 0 | 8.4 |  | 1.027 | Diesel | -1 | 0.030151 | 8.4 | 8.4 |  |  | -0.13437 | 8.4 | -0.030151 | -0.25327 | 0.56859 | 0.69699 |  |  |  |  | 149 | 0.12836
58929 | PEARSALLSCG3 | 3 | South | YES | -0.015996 | 0 | 0 | 8.4 |  | 1.027 | Diesel | -1 | 0.030151 | 8.4 | 8.4 |  |  | -0.13437 | 8.4 | -0.030151 | -0.25327 | 0.56898 | 0.6974 |  |  |  |  | 150 | 0.12837
58949 | PEARSALLSCG4 | 3 | South | YES | -0.015996 | 0 | 0 | 8.4 |  | 1.027 | Diesel | -1 | 0.030151 | 8.4 | 8.4 |  |  | -0.13437 | 8.4 | -0.030151 | -0.25327 | 0.56938 | 0.69782 |  |  |  |  | 151 | 0.12839
58949 | PEARSALLSCG4 | 2 | South | YES | -0.015996 | 0 | 0 | 8.4 |  | 1.027 | Diesel | -1 | 0.030151 | 8.4 | 8.4 |  |  | -0.13437 | 8.4 | -0.030151 | -0.25327 | 0.56978 | 0.69823 |  |  |  |  | 152 | 0.1284
58949 | PEARSALLSCG4 | 1 | South | YES | -0.015996 | 0 | 0 | 8.4 |  | 1.027 | Diesel | -1 | 0.030151 | 8.4 | 8.4 |  |  | -0.13437 | 8.4 | -0.030151 | -0.25327 | 0.57017 | 0.69864 |  |  |  |  | 153 | 0.12842
58949 | PEARSALLSCG4 | 4 | South | YES | -0.015996 | 0 | 0 | 8.4 |  | 1.027 | Diesel | -1 | 0.030151 | 8.4 | 8.4 |  |  | -0.13437 | 8.4 | -0.030151 | -0.25327 | 0.57057 | 0.69905 |  |  |  |  | 154 | 0.12844
58949 | PEARSALLSCG4 | 6 | South | YES | -0.015996 | 0 | 0 | 8.4 |  | 1.027 | Diesel | -1 | 0.030151 | 8.4 | 8.4 |  |  | -0.13437 | 8.4 | -0.030151 | -0.25327 | 0.57097 | 0.69947 |  |  |  |  | 155 | 0.12845
58949 | PEARSALLSCG4 | 5 | South | YES | -0.015996 | 0 | 0 | 8.4 |  | 1.027 | Diesel | -1 | 0.030151 | 8.4 | 8.4 |  |  | -0.13437 | 8.4 | -0.030151 | -0.25327 | 0.57136 | 0.69988 |  |  |  |  | 156 | 0.12847
8066 | DUP1V#1 | 1 | South | YES | -0.015894 | 52.3 | 0 | 73 | 0 | 1.01 | Cogen | -1 | 0.030049 | 0 | 0 |  |  | 0 | 0 | -0.030049 | 0 | 0.57136 | 0.69988 |  |  |  |  | 157 | 0.12848
8926 | LGE_GT10A | 1 | South | YES | -0.015891 | 158 | 0 | 158 | 0 | 1.03 | Cogen | -1 | 0.030046 | 0 | 0 |  |  | 0 | 0 | -0.030046 | 0 | 0.57136 | 0.69988 |  |  |  |  | 158 | 0.1285
8927 | LGE_GT20A | 2 | South | YES | -0.015891 | 153 | 0 | 153 | 0 | 1.03 | Cogen | -1 | 0.030046 | 0 | 0 |  |  | 0 | 0 | -0.030046 | 0 | 0.57136 | 0.69988 |  |  |  |  | 159 | 0.12852
8928 | LGE_STG0A | 3 | South | YES | -0.015891 | 100 | 0 | 100 | 0 | 1.03 | Cogen | -1 | 0.030046 | 0 | 0 |  |  | 0 | 0 | -0.030046 | 0 | 0.57136 | 0.69988 |  |  |  |  | 160 | 0.12852
8930 | ICPGN10A | 1 | South | YES | -0.015891 | 149 | 0 | 149 | 0 | 1.03 | Cogen | -1 | 0.030046 | 0 | 0 |  |  | 0 | 0 | -0.030046 | 0 | 0.57136 | 0.69988 |  |  |  |  | 161 | 0.12852
8931 | ICPGN20A | 2 | South | YES | -0.015891 | 150 | 0 | 150 | 0 | 1.03 | Cogen | -1 | 0.030046 | 0 | 0 |  |  | 0 | 0 | -0.030046 | 0 | 0.57136 | 0.69988 |  |  |  |  | 162 | 0.12852
8932 | ICPGN30A | 3 | South | YES | -0.015891 | 127 | 0 | 127 | 0 | 1.03 | Cogen | -1 | 0.030046 | 0 | 0 |  |  | 0 | 0 | -0.030046 | 0 | 0.57136 | 0.69988 |  |  |  |  | 163 | 0.12852
80223 | REYSHR G | 1 | South | YES | -0.015891 | 12 | 0 | 12 | 0 | 1.032 | Cogen | -1 | 0.030046 | 0 | 0 |  |  | 0 | 0 | -0.030046 | 0 | 0.57136 | 0.69988 |  |  |  |  | 164 | 0.12852
5508 | RAYBURNCC9 | 1 | South | YES | -0.015866 | 47.7 | 18.2 | 47.7 | 0 | 1.0296 | CC | -1 | 0.030021 | 47.7 | 47.7 |  |  | -0.75681 | 47.7 | -0.030021 | -1.432 | 0.57362 | 0.70222 |  |  |  |  | 165 | 0.12852
5509 | RAYBURNCC10 | 1 | South | YES | -0.015866 | 37.3 | 5.2 | 37.3 | 0 | 1.0296 | CC | -1 | 0.030021 | 37.3 | 37.3 |  |  | -0.5918 | 37.3 | -0.030021 | -1.1198 | 0.57538 | 0.70404 |  |  |  |  | 166 | 0.12852
5511 | RAYBURNCC7 | 1 | South | YES | -0.015866 | 47.5 | 18.2 | 47.5 | 0 | 1.0296 | CC | -1 | 0.030021 | 47.5 | 47.5 |  |  | -0.75364 | 47.5 | -0.030021 | -1.426 | 0.57762 | 0.70637 |  |  |  |  | 167 | 0.12852
5512 | RAYBURNCC8 | 1 | South | YES | -0.015866 | 49.3 | 18.2 | 49.3 | 0 | 1.0296 | CC | -1 | 0.030021 | 49.3 | 49.3 |  |  | -0.78219 | 49.3 | -0.030021 | -1.48 | 0.57995 | 0.70878 |  |  |  |  | 168 | 0.1286
88508 | FALFURRI | F | South | YES | -0.015762 | 0 | 0 | 0 | 0 | 1 | AVR | -1 | 0.029917 | 0 | 0 |  |  | 0 | 0 | -0.029917 | 0 | 0.57995 | 0.70878 |  |  |  |  | 169 | 0.12866
5728 | FALCONHYDRO2 | 2 | South | YES | -0.015732 | 12 | 0 | 12 | 0 | 1.0234 | Hydro | -1 | 0.029887 | 0 | 0 |  |  | 0 | 0 | -0.029887 | 0 | 0.57995 | 0.70878 |  |  |  |  | 170 | 0.12874
5729 | FALCONHYDRO3 | 3 | South | YES | -0.015732 | 11 | 0 | 11 | 0 | 1.0234 | Hydro | -1 | 0.029887 | 0 | 0 |  |  | 0 | 0 | -0.029887 | 0 | 0.57995 | 0.70878 |  |  |  |  | 171 | 0.12883
8048 | FALCONHYDRO1 | 1 | South | YES | -0.015732 | 12 | 0 | 12 | 0 | 1.0234 | Hydro | -1 | 0.029887 | 0 | 0 |  |  | 0 | 0 | -0.029887 | 0 | 0.57995 | 0.70878 |  |  |  |  | 172 | 0.12883
5503 | RAYBURNGEN3 | 1 | South | YES | -0.015704 | 17.6 | 6 | 22 | 0 | 1.0224 | GST | -1 | 0.029859 | 22 | 22 |  |  | -0.34549 | 22 | -0.029859 | -0.6569 | 0.58099 | 0.70985 |  |  |  |  | 173 | 0.12883
5505 | RAYBURNGEN1 | 1 | South | YES | -0.015704 | 0 | 1 | 11 |  | 1.0223 | GGT | -1 | 0.029859 | 11 | 11 |  |  | -0.17274 | 11 | -0.029859 | -0.32845 | 0.58151 | 0.71039 |  |  |  |  | 174 | 0.12883
5506 | RAYBURNGEN2 | 1 | South | YES | -0.015704 | 0 | 1 | 11 |  | 1.0223 | GGT | -1 | 0.029859 | 11 | 11 |  |  | -0.17274 | 11 | -0.029859 | -0.32845 | 0.58203 | 0.71092 |  |  |  |  | 175 | 0.12883
80224 | VISTRONG1 | 1 | South | YES | -0.015601 | 13.1 | 0 | 15 | 0 | 1.01 | Cogen | -1 | 0.029756 | 0 | 0 |  |  | 0 | 0 | -0.029756 | 0 | 0.58203 | 0.71092 |  |  |  |  | 176 | 0.12886
80225 | VISTRONG2 | 2 | South | YES | -0.015601 | 20.2 | 0 | 23 | 0 | 1.01 | Cogen | -1 | 0.029756 | 0 | 0 |  |  | 0 | 0 | -0.029756 | 0 | 0.58203 | 0.71092 |  |  |  |  | 177 | 0.12888
80227 | AIRCO G | 1 | South | YES | -0.015491 | 7.2 | 0 | 8 | 0 | 1.0104 | Cogen | -1 | 0.029646 | 0 | 0 |  |  | 0 | 0 | -0.029646 | 0 | 0.58203 | 0.71092 |  |  |  |  | 178 | 0.12889
8147 | UCAR #2 | 10 | South | YES | -0.015435 | 18.2 | 0 | 28 |  | 1 | Cogen | -1 | 0.02959 | 0 | 0 |  |  | 0 | 0 | -0.02959 | 0 | 0.58203 | 0.71092 |  |  |  |  | 179 | 0.12889
8148 | UCAR #1 | 2 | South | YES | -0.015435 | 6.1 | 0 | 7 | 0 | 1.009 | Cogen | -1 | 0.02959 | 0 | 0 |  |  | 0 | 0 | -0.02959 | 0 | 0.58203 | 0.71092 |  |  |  |  | 180 | 0.12889
80137 | CSDR89 | 9 | South | YES | -0.015435 | 15 | 0 | 15 | 0 | 1.003 | DCTie | -1 | 0.02959 | 0 | 0 |  |  | 0 | 0 | -0.02959 | 0 | 0.58203 | 0.71092 |  |  |  |  | 181 | 0.12889
80137 | CSDR89 | 8 | South | YES | -0.015435 | 33.9 | 0 | 39 | 0 | 1.003 | DCTie | -1 | 0.02959 | 0 | 0 |  |  | 0 | 0 | -0.02959 | 0 | 0.58203 | 0.71092 |  |  |  |  | 182 | 0.12889
80138 | CSDR7 | 7 | South | YES | -0.015435 | 6.1 | 0 | 7 | 0 | 1.014 | DCTie | -1 | 0.02959 | 0 | 0 |  |  | 0 | 0 | -0.02959 | 0 | 0.58203 | 0.71092 |  |  |  |  | 183 | 0.12889
80139 | CSDR56 | 6 | South | YES | -0.015435 | 0 | 0 | 39 |  | 1.0033 | DCTie | -1 | 0.02959 | 0 | 0 |  |  | 0 | 0 | -0.02959 | 0 | 0.58203 | 0.71092 |  |  |  |  | 184 | 0.12889
80139 | CSDR56 | 5 | South | YES | -0.015435 | 15 | 0 | 15 |  | 1.0033 | DCTie | -1 | 0.02959 | 0 | 0 |  |  | 0 | 0 | -0.02959 | 0 | 0.58203 | 0.71092 |  |  |  |  | 185 | 0.12889
80140 | CSDR11 | 11 | South | YES | -0.015435 | 33.9 | 0 | 39 | 0 | 1.03 | DCTie | -1 | 0.02959 | 0 | 0 |  |  | 0 | 0 | -0.02959 | 0 | 0.58203 | 0.71092 |  |  |  |  | 186 | 0.12889
88299 | ZAPATA | F | South | YES | -0.015428 | 0 | 0 | 0 | 0 | 1.02 | BLT | -1 | 0.029583 | 0 | 0 |  |  | 0 | 0 | -0.029583 | 0 | 0.58203 | 0.71092 |  |  |  |  | 187 | 0.12889
80226 | ALCOA G | 1 | South | YES | -0.01506 | 32.3 | 5 | 48 | 0 | 1.015 | Cogen | -1 | 0.029215 | 0 | 0 |  |  | 0 | 0 | -0.029215 | 0 | 0.58203 | 0.71092 |  |  |  |  | 188 | 0.12889
80012 | LAR | F | South | YES | -0.014978 | 0 | 0 | 0 | 0 | 1.04 | DCTie | -1 | 0.029133 | 0 | 0 |  |  | 0 | 0 | -0.029133 | 0 | 0.58203 | 0.71092 |  |  |  |  | 189 | 0.12889
80265 | LARECU40A | 4 | South | YES | -0.014978 | 80 | 0 | 100 |  | 1.039 | GGT | -1 | 0.029133 | 100 | 100 |  |  | -1.4978 | 100 | -0.029133 | -2.9133 | 0.58676 | 0.71568 |  |  |  |  | 190 | 0.12889
80266 | LARECU50A | 5 | South | YES | -0.014978 | 80 | 0 | 100 |  | 1.039 | GGT | -1 | 0.029133 | 100 | 100 |  |  | -1.4978 | 100 | -0.029133 | -2.9133 | 0.59148 | 0.72043 |  |  |  |  | 191 | 0.12889
8134 | FOR #1 | 1 | South | YES | -0.014943 | 54.1 | 45 | 79 | 0 | 1 | Cogen | -1 | 0.029098 | 0 | 0 |  |  | 0 | 0 | -0.029098 | 0 | 0.59148 | 0.72043 |  |  |  |  | 192 | 0.12889
8138 | FOR #2 | 2 | South | YES | -0.014943 | 63.1 | 45 | 81 | 0 | 1 | Cogen | -1 | 0.029098 | 0 | 0 |  |  | 0 | 0 | -0.029098 | 0 | 0.59148 | 0.72043 |  |  |  |  | 193 | 0.12892
8153 | FOR #3 | 3 | South | YES | -0.014943 | 63.1 | 45 | 79.9 | 0 | 1 | Cogen | -1 | 0.029098 | 0 | 0 |  |  | 0 | 0 | -0.029098 | 0 | 0.59148 | 0.72043 |  |  |  |  | 194 | 0.12895
8154 | FOR #4 | 4 | South | YES | -0.014943 | 63.1 | 60 | 80 | 0 | 1 | Cogen | -1 | 0.029098 | 0 | 0 |  |  | 0 | 0 | -0.029098 | 0 | 0.59148 | 0.72043 |  |  |  |  | 195 | 0.12895
8155 | FOR #5 | 5 | South | YES | -0.014943 | 63.1 | 60 | 78.4 | 0 | 1 | Cogen | -1 | 0.029098 | 0 | 0 |  |  | 0 | 0 | -0.029098 | 0 | 0.59148 | 0.72043 |  |  |  |  | 196 | 0.12895
8156 | FOR #6 | 6 | South | YES | -0.014943 | 24.9 | 5 | 25 | 0 | 1 | Cogen | -1 | 0.029098 | 0 | 0 |  |  | 0 | 0 | -0.029098 | 0 | 0.59148 | 0.72043 |  |  |  |  | 197 | 0.12895
8157 | FOR #7 | 7 | South | YES | -0.014943 | 28.8 | 5 | 46 | 0 | 1 | Cogen | -1 | 0.029098 | 0 | 0 |  |  | 0 | 0 | -0.029098 | 0 | 0.59148 | 0.72043 |  |  |  |  | 198 | 0.12895
80051 | FOR #8 | 8 | South | YES | -0.014943 | 28 | 28 | 28 |  | 1 | Cogen | -1 | 0.029098 | 0 | 0 |  |  | 0 | 0 | -0.029098 | 0 | 0.59148 | 0.72043 |  |  |  |  | 199 | 0.12895
80052 | FOR #9 | 9 | South | YES | -0.014943 | 29.7 | 5 | 43.6 | 0 | 1 | Cogen | -1 | 0.029098 | 0 | 0 |  |  | 0 | 0 | -0.029098 | 0 | 0.59148 | 0.72043 |  |  |  |  | 200 | 0.12895
80053 | FOR #10 | 10 | South | YES | -0.014943 | 68.4 | 45 | 75 | 0 | 1 | Cogen | -1 | 0.029098 | 0 | 0 |  |  | 0 | 0 | -0.029098 | 0 | 0.59148 | 0.72043 |  |  |  |  | 201 | 0.12895
5911 | STP_GN1___1 | 1 | Houston | YES | -0.010744 | 1333 | 1249 | 1333 | 0 | 1.0406 | Nuc | -1 | 0.024899 | 0 | 0 |  |  |  |  | -0.024899 | 0 | 0.59148 | 0.72043 |  |  |  |  | 202 | 0.12895
5912 | STP_GN2___2 | 2 | Houston | YES | -0.010744 | 1332 | 1249 | 1332 | 0 | 1.0406 | Nuc | -1 | 0.024899 | 0 | 0 |  |  |  |  | -0.024899 | 0 | 0.59148 | 0.72043 |  |  |  |  | 203 | 0.12895
48731 | CBE_GT1 | 1 | Houston | YES | -0.010612 | 76 | 0 | 76 | 0 | 1.029 | CC | -1 | 0.024767 | 76 | 76 |  |  |  |  | -0.024767 | -1.8823 | 0.59507 | 0.7235 |  |  |  |  | 204 | 0.12895
48732 | CBE_GT2 | 1 | Houston | YES | -0.010612 | 76 | 0 | 76 | 0 | 1.029 | CC | -1 | 0.024767 | 76 | 76 |  |  |  |  | -0.024767 | -1.8823 | 0.59866 | 0.72657 |  |  |  |  | 205 | 0.12895
48733 | CBE_ST12 | 1 | Houston | YES | -0.010612 | 105 | 0 | 105 | 0 | 1.029 | CC | -1 | 0.024767 | 105 | 105 |  |  |  |  | -0.024767 | -2.6005 | 0.60362 | 0.73081 |  |  |  |  | 206 | 0.12895
48734 | CBE_GT3 | 1 | Houston | YES | -0.010612 | 76 | 0 | 76 | 0 | 1.029 | CC | -1 | 0.024767 | 76 | 76 |  |  |  |  | -0.024767 | -1.8823 | 0.60721 | 0.73388 |  |  |  |  | 207 | 0.12843
48735 | CBE_GT4 | 1 | Houston | YES | -0.010612 | 76 | 0 | 76 | 0 | 1.029 | CC | -1 | 0.024767 | 76 | 76 |  |  |  |  | -0.024767 | -1.8823 | 0.6108 | 0.73695 |  |  |  |  | 208 | 0.1279
48736 | CBE_ST34 | 1 | Houston | YES | -0.010612 | 105 | 0 | 105 | 0 | 1.029 | CC | -1 | 0.024767 | 105 | 105 |  |  |  |  | -0.024767 | -2.6005 | 0.61576 | 0.74119 |  |  |  |  | 209 | 0.12718
48911 | TGF_GT1_8000 | 1 | Houston | YES | -0.010174 | 69.2 | 0 | 69.2 |  | 1.029 | Cogen | -1 | 0.024329 | 0 | 0 |  |  |  |  | -0.024329 | 0 | 0.61576 | 0.74119 |  |  |  |  | 210 | 0.12666
49851 | DOW17000 | 37 | Houston | YES | -0.008703 | 39 | 0 | 62 | 0 | 1 | Cogen | -1 | 0.022858 | 0 | 0 |  |  |  |  | -0.022858 | 0 | 0.61576 | 0.74119 |  |  |  |  | 211 | 0.12614
49858 | DOW38100 | 31 | Houston | YES | -0.008703 | 45 | 0 | 71.4 |  | 1 | Cogen | -1 | 0.022858 | 0 | 0 |  |  |  |  | -0.022858 | 0 | 0.61576 | 0.74119 |  |  |  |  | 212 | 0.12542
49859 | DOW38200 | 33 | Houston | YES | -0.008703 | 28 | 0 | 45 | 0 | 1 | Cogen | -1 | 0.022858 | 0 | 0 |  |  |  |  | -0.022858 | 0 | 0.61576 | 0.74119 |  |  |  |  | 213 | 0.12542
49860 | DOW38300 | 32 | Houston | YES | -0.008703 | 63 | 0 | 101 |  | 1 | Cogen | -1 | 0.022858 | 0 | 0 |  |  |  |  | -0.022858 | 0 | 0.61576 | 0.74119 |  |  |  |  | 214 | 0.12542
49862 | DOW39100 | 36 | Houston | YES | -0.008703 | 54 | 0 | 86 | 0 | 1 | Cogen | -1 | 0.022858 | 0 | 0 |  |  |  |  | -0.022858 | 0 | 0.61576 | 0.74119 |  |  |  |  | 215 | 0.12542
49863 | DOW39200 | 35 | Houston | YES | -0.008703 | 55 | 0 | 88 | 0 | 1 | Cogen | -1 | 0.022858 | 0 | 0 |  |  |  |  | -0.022858 | 0 | 0.61576 | 0.74119 |  |  |  |  | 216 | 0.12542
49865 | DOW41000 | 41 | Houston | YES | -0.008703 | 31 | 0 | 50 |  | 1 | Cogen | -1 | 0.022858 | 0 | 0 |  |  |  |  | -0.022858 | 0 | 0.61576 | 0.74119 |  |  |  |  | 217 | 0.12542
49866 | DOW42000 | 42 | Houston | YES | -0.008703 | 11 | 0 | 18 |  | 1 | Cogen | -1 | 0.022858 | 0 | 0 |  |  |  |  | -0.022858 | 0 | 0.61576 | 0.74119 |  |  |  |  | 218 | 0.12542
49869 | DOW49000 | 45 | Houston | YES | -0.008703 | 59 | 0 | 94 |  | 1 | Cogen | -1 | 0.022858 | 0 | 0 |  |  |  |  | -0.022858 | 0 | 0.61576 | 0.74119 |  |  |  |  | 219 | 0.12542
49870 | DOW61000 | 61 | Houston | YES | -0.008703 | 44 | 0 | 70 | 0 | 1 | Cogen | -1 | 0.022858 | 0 | 0 |  |  |  |  | -0.022858 | 0 | 0.61576 | 0.74119 |  |  |  |  | 220 | 0.12542
49871 | DOW62000 | 62 | Houston | YES | -0.008703 | 40 | 0 | 63 | 0 | 1 | Cogen | -1 | 0.022858 | 0 | 0 |  |  |  |  | -0.022858 | 0 | 0.61576 | 0.74119 |  |  |  |  | 221 | 0.12542
49872 | DOW63000 | 63 | Houston | YES | -0.008703 | 45 | 0 | 72 | 0 | 1 | Cogen | -1 | 0.022858 | 0 | 0 |  |  |  |  | -0.022858 | 0 | 0.61576 | 0.74119 |  |  |  |  | 222 | 0.12542
49873 | DOW64000 | 64 | Houston | YES | -0.008703 | 41 | 0 | 64.8 | 0 | 1 | Cogen | -1 | 0.022858 | 0 | 0 |  |  |  |  | -0.022858 | 0 | 0.61576 | 0.74119 |  |  |  |  | 223 | 0.12542
49876 | DOW65000 | 65 | Houston | YES | -0.008703 | 63 | 0 | 101 | 0 | 1 | Cogen | -1 | 0.022858 | 0 | 0 |  |  |  |  | -0.022858 | 0 | 0.61576 | 0.74119 |  |  |  |  | 224 | 0.12542
49877 | DOW66000 | 66 | Houston | YES | -0.008703 | 61 | 0 | 97 | 0 | 1 | Cogen | -1 | 0.022858 | 0 | 0 |  |  |  |  | -0.022858 | 0 | 0.61576 | 0.74119 |  |  |  |  | 225 | 0.12542
49878 | DOW67000 | 67 | Houston | YES | -0.008703 | 65 | 0 | 103 | 0 | 1 | Cogen | -1 | 0.022858 | 0 | 0 |  |  |  |  | -0.022858 | 0 | 0.61576 | 0.74119 |  |  |  |  | 226 | 0.12542
49882 | DOW81000 | 81 | Houston | YES | -0.008703 | 47 | 0 | 76 | 0 | 1 | Cogen | -1 | 0.022858 | 0 | 0 |  |  |  |  | -0.022858 | 0 | 0.61576 | 0.74119 |  |  |  |  | 227 | 0.12542
49884 | DOW82000 | 82 | Houston | YES | -0.008703 | 51 | 0 | 80 | 0 | 1 | Cogen | -1 | 0.022858 | 0 | 0 |  |  |  |  | -0.022858 | 0 | 0.61576 | 0.74119 |  |  |  |  | 228 | 0.12542
49885 | DOW83000 | 83 | Houston | YES | -0.008703 | 51 | 0 | 80 | 0 | 1 | Cogen | -1 | 0.022858 | 0 | 0 |  |  |  |  | -0.022858 | 0 | 0.61576 | 0.74119 |  |  |  |  | 229 | 0.12542
49886 | DOW84000 | 84 | Houston | YES | -0.008703 | 107 | 0 | 171 | 0 | 0.98 | Cogen | -1 | 0.022858 | 0 | 0 |  |  |  |  | -0.022858 | 0 | 0.61576 | 0.74119 |  |  |  |  | 230 | 0.12542
48520 | BSF_GT1_8070 | 1 | Houston | YES | -0.008325 | 72 | 0 | 72 | 0 | 1.0326 | Cogen | -1 | 0.02248 | 0 | 0 |  |  |  |  | -0.02248 | 0 | 0.61576 | 0.74119 |  |  |  |  | 231 | 0.12542
48520 | BSF_GT1_8070 | 2 | Houston | YES | -0.008325 | 10 | 0 | 10 | 0 | 1.0326 | Cogen | -1 | 0.02248 | 0 | 0 |  |  |  |  | -0.02248 | 0 | 0.61576 | 0.74119 |  |  |  |  | 232 | 0.12542
39760 | TNSCLP1___8 | 1 | Houston | YES | -0.008023 | 93.4 | 20 | 116.8 | 0 | 1.04 | Cogen | -1 | 0.022178 | 0 | 0 |  |  |  |  | -0.022178 | 0 | 0.61576 | 0.74119 |  |  |  |  | 233 | 0.12542
39770 | TNSCLP2___8 | 1 | Houston | YES | -0.008023 | 91.6 | 20 | 114.5 | 0 | 1.04 | Cogen | -1 | 0.022178 | 0 | 0 |  |  |  |  | -0.022178 | 0 | 0.61576 | 0.74119 |  |  |  |  | 234 | 0.12542
39775 | TNSCLP4___8 | 1 | Houston | YES | -0.008023 | 95.2 | 20 | 119 | 0 | 1.04 | Cogen | -1 | 0.022178 | 0 | 0 |  |  |  |  | -0.022178 | 0 | 0.61576 | 0.74119 |  |  |  |  | 235 | 0.12542
39790 | TNSCLP3___8 | 1 | Houston | YES | -0.008023 | 87.6 | 20 | 109.5 | 0 | 1.027 | Cogen | -1 | 0.022178 | 0 | 0 |  |  |  |  | -0.022178 | 0 | 0.61576 | 0.74119 |  |  |  |  | 236 | 0.12542
48730 | MNS_GT | 1 | Houston | YES | -0.006967 | 43 | 0 | 46.1 |  | 1.029 | Cogen | -1 | 0.021122 | 0 | 0 |  |  |  |  | -0.021122 | 0 | 0.61576 | 0.74119 |  |  |  |  | 237 | 0.12542
48926 | WAP_GN6_6 | 6 | Houston | YES | -0.006949 | 651 | 280 | 651 |  | 1.035 | LIGCO | -1 | 0.021104 | 0 | 651 |  |  |  |  | -0.021104 | 0 | 0.61576 | 0.74119 |  |  |  |  | 238 | 0.12542
48927 | WAP_GN7_7 | 7 | Houston | YES | -0.006949 | 564 | 277 | 564 |  | 1.035 | LIGCO | -1 | 0.021104 | 0 | 564 |  |  |  |  | -0.021104 | 0 | 0.61576 | 0.74119 |  |  |  |  | 239 | 0.12542
48928 | WAP_GN8_8 | 8 | Houston | YES | -0.006949 | 603 | 275 | 603 |  | 1.035 | LIGCO | -1 | 0.021104 | 0 | 603 |  |  |  |  | -0.021104 | 0 | 0.61576 | 0.74119 |  |  |  |  | 240 | 0.12542
48521 | BVE_GT1_GT1 | 1 | Houston | YES | -0.00694 | 167.7 | 0 | 167.7 |  | 1.035 | CC | -1 | 0.021095 | 167.7 | 167.7 |  |  |  |  | -0.021095 | -3.5376 | 0.62369 | 0.74696 |  |  |  |  | 241 | 0.12542
48522 | BVE_GT2_5035 | 2 | Houston | YES | -0.00694 | 166.4 | 0 | 166.4 |  | 1.035 | CC | -1 | 0.021095 | 166.4 | 166.4 |  |  |  |  | -0.021095 | -3.5102 | 0.63155 | 0.75268 |  |  |  |  | 242 | 0.12542
48523 | BVE_ST1_GN1 | 3 | Houston | YES | -0.00694 | 252.4 | 0 | 252.4 |  | 1.035 | CC | -1 | 0.021095 | 252.4 | 252.4 |  |  |  |  | -0.021095 | -5.3244 | 0.64347 | 0.76136 |  |  |  |  | 243 | 0.12542
8262 | ELPS | 1 | South | YES | -0.006838 | 6 | 6 | 6 | 0 | 1.15 | Hydro | -1 | 0.020993 | 0 | 0 |  |  | 0 | 0 | -0.020993 | 0 | 0.64347 | 0.76136 |  |  |  |  | 244 | 0.12327
48510 | AK_GT1__8040 | 1 | Houston | YES | -0.006808 | 33.4 | 8.1 | 34 |  | 1.029 | Cogen | -1 | 0.020963 | 0 | 0 |  |  |  |  | -0.020963 | 0 | 0.64347 | 0.76136 |  |  |  |  | 245 | 0.12113
48921 | WAP_GN1_1 | 1 | Houston | YES | -0.006768 | 132.8 | 37 | 166 | 0 | 1.0362 | GST | -1 | 0.020923 | 166 | 166 |  |  |  |  | -0.020923 | -3.4732 | 0.65132 | 0.76703 |  |  |  |  | 246 | 0.11789
48922 | WAP_GN2_2 | 2 | Houston | YES | -0.006768 | 132.8 | 37 | 166 | 0 | 1.0362 | GST | -1 | 0.020923 | 166 | 166 |  |  |  |  | -0.020923 | -3.4732 | 0.65916 | 0.77269 |  |  |  |  | 247 | 0.11789
48923 | WAP_GN3_3 | 3 | Houston | YES | -0.006768 | 198.4 | 93 | 248 | 0 | 1.0362 | GST | -1 | 0.020923 | 248 | 248 |  |  |  |  | -0.020923 | -5.1889 | 0.67088 | 0.78116 |  |  |  |  | 248 | 0.11789
48924 | WAP_GN4_4 | 4 | Houston | YES | -0.006768 | 546 | 217 | 546 | 0 | 1.0362 | GSC | -1 | 0.020923 | 546 | 546 |  |  |  |  | -0.020923 | -11.4239 | 0.69667 | 0.79979 |  |  |  |  | 249 | 0.11571
48925 | WAP_GN5_5 | 5 | Houston | YES | -0.006768 | 589.4 | 278 | 654 | 0 | 0.985 | LIGCO | -1 | 0.020923 | 0 | 654 |  |  |  |  | -0.020923 | 0 | 0.69667 | 0.79979 |  |  |  |  | 250 | 0.11353
48929 | WAPGT21_GT1 | B1 | Houston | YES | -0.006768 | 0 | 0 | 13 |  | 1.05 | GGT | -1 | 0.020923 | 13 | 13 |  |  |  |  | -0.020923 | -0.272 | 0.69729 | 0.80023 |  |  |  |  | 251 | 0.11028
38580 | TNBP_CGN1_8 | 1 | Houston | YES | -0.006101 | 70.8 | 0 | 70.8 | 0 | 1.005 | Cogen | -1 | 0.020256 | 0 | 0 |  |  |  |  | -0.020256 | 0 | 0.69729 | 0.80023 |  |  |  |  | 252 | 0.10311
38590 | TNBP_CGN2_8 | 2 | Houston | YES | -0.006101 | 66.7 | 0 | 66.7 | 0 | 1.005 | Cogen | -1 | 0.020256 | 0 | 0 |  |  |  |  | -0.020256 | 0 | 0.69729 | 0.80023 |  |  |  |  | 253 | 0.10311
38600 | TNBP_CGN3_8 | 5 | Houston | YES | -0.006101 | 53 | 0 | 53 | 0 | 1.005 | Cogen | -1 | 0.020256 | 0 | 0 |  |  |  |  | -0.020256 | 0 | 0.69729 | 0.80023 |  |  |  |  | 254 | 0.10294
38611 | TNBPAMCG1_8 | 1 | Houston | YES | -0.006101 | 153.2 | 0 | 153.2 | 0 | 1.005 | Cogen | -1 | 0.020256 | 0 | 0 |  |  |  |  | -0.020256 | 0 | 0.69729 | 0.80023 |  |  |  |  | 255 | 0.10294
38612 | TNBPAMCG2_8 | 2 | Houston | YES | -0.006101 | 153.5 | 0 | 153.5 | 0 | 1.005 | Cogen | -1 | 0.020256 | 0 | 0 |  |  |  |  | -0.020256 | 0 | 0.69729 | 0.80023 |  |  |  |  | 256 | 0.10294
38613 | TNBPAMCG3_8 | 3 | Houston | YES | -0.006101 | 152.3 | 0 | 152.3 | 0 | 1.005 | Cogen | -1 | 0.020256 | 0 | 0 |  |  |  |  | -0.020256 | 0 | 0.69729 | 0.80023 |  |  |  |  | 257 | 0.10294
38614 | TNBPAMCG4_8 | 4 | Houston | YES | -0.006101 | 96 | 0 | 96 |  | 1.005 | Cogen | -1 | 0.020256 | 0 | 0 |  |  |  |  | -0.020256 | 0 | 0.69729 | 0.80023 |  |  |  |  | 258 | 0.10294
38615 | TNBPAMCG5_8 | 1 | Houston | YES | -0.006101 | 244 | 0 | 244 | 0 | 1.005 | Cogen | -1 | 0.020256 | 0 | 0 |  |  |  |  | -0.020256 | 0 | 0.69729 | 0.80023 |  |  |  |  | 259 | 0.10294
38690 | TNBP_CGN4_8 | 3 | Houston | YES | -0.006101 | 40 | 0 | 40 |  | 1.005 | Cogen | -1 | 0.020256 | 0 | 0 |  |  |  |  | -0.020256 | 0 | 0.69729 | 0.80023 |  |  |  |  | 260 | 0.10294
38711 | TNTXCTY1CG8 | 1 | Houston | YES | -0.006101 | 100.3 | 59 | 100.3 | 0 | 1 | Cogen | -1 | 0.020256 | 0 | 0 |  |  |  |  | -0.020256 | 0 | 0.69729 | 0.80023 |  |  |  |  | 261 | 0.10294
38712 | TNTXCTY2CG8 | 1 | Houston | YES | -0.006101 | 92.9 | 59 | 92.9 | 0 | 1 | Cogen | -1 | 0.020256 | 0 | 0 |  |  |  |  | -0.020256 | 0 | 0.69729 | 0.80023 |  |  |  |  | 262 | 0.10294
38713 | TNTXCTY3CG8 | 1 | Houston | YES | -0.006101 | 102.7 | 59 | 102.7 | 0 | 1 | Cogen | -1 | 0.020256 | 0 | 0 |  |  |  |  | -0.020256 | 0 | 0.69729 | 0.80023 |  |  |  |  | 263 | 0.10294
38714 | TNTXCTY4CG8 | 1 | Houston | YES | -0.006101 | 103 | 59 | 103 | 0 | 1 | Cogen | -1 | 0.020256 | 0 | 0 |  |  |  |  | -0.020256 | 0 | 0.69729 | 0.80023 |  |  |  |  | 264 | 0.10294
39470 | TNDOWCGNSG8 | 1 | Houston | YES | -0.006101 | 32 | 10 | 32 | 0 | 0.985 | Cogen | -1 | 0.020256 | 0 | 0 |  |  |  |  | -0.020256 | 0 | 0.69729 | 0.80023 |  |  |  |  | 265 | 0.10294
39480 | TNDOWCGNGG8 | 1 | Houston | YES | -0.006101 | 30 | 10 | 30 | 0 | 0.985 | Cogen | -1 | 0.020256 | 0 | 0 |  |  |  |  | -0.020256 | 0 | 0.69729 | 0.80023 |  |  |  |  | 266 | 0.10294
48772 | PHR_GN2_2 | MB | Houston | YES | -0.005811 | 0 | 72 | 459 |  | 1.0362 | GSC | -1 | 0.019966 | 0 | 0 |  |  |  |  | -0.019966 | 0 | 0.69729 | 0.80023 |  |  |  |  | 267 | 0.10294
48561 | CTL_GT2_8130 | 1 | Houston | YES | -0.005608 | 73.5 | 30.3 | 91.9 |  | 1.0362 | Cogen | -1 | 0.019763 | 0 | 0 |  |  |  |  | -0.019763 | 0 | 0.69729 | 0.80023 |  |  |  |  | 268 | 0.10294
48562 | CTL_GT3_8135 | 2 | Houston | YES | -0.005608 | 70.1 | 30.3 | 87.6 |  | 1.0362 | Cogen | -1 | 0.019763 | 0 | 0 |  |  |  |  | -0.019763 | 0 | 0.69729 | 0.80023 |  |  |  |  | 269 | 0.10294
48563 | CTL_GT4_8140 | 3 | Houston | YES | -0.005608 | 69.6 | 30.3 | 87 |  | 1.0362 | Cogen | -1 | 0.019763 | 0 | 0 |  |  |  |  | -0.019763 | 0 | 0.69729 | 0.80023 |  |  |  |  | 270 | 0.10294
48564 | CTL_GN1_8145 | 4 | Houston | YES | -0.005608 | 43.6 | 12.9 | 54.5 |  | 1.0362 | Cogen | -1 | 0.019763 | 0 | 0 |  |  |  |  | -0.019763 | 0 | 0.69729 | 0.80023 |  |  |  |  | 271 | 0.10294
48565 | CTL_GN2_8155 | 5 | Houston | YES | -0.005608 | 9.8 | 3.4 | 12.2 |  | 1.0362 | Cogen | -1 | 0.019763 | 0 | 0 |  |  |  |  | -0.019763 | 0 | 0.69729 | 0.80023 |  |  |  |  | 272 | 0.10294
48531 | BYU_GT1_8075 | 1 | Houston | YES | -0.005531 | 65 | 0 | 65 |  | 1.0362 | Cogen | -1 | 0.019686 | 0 | 0 |  |  |  |  | -0.019686 | 0 | 0.69729 | 0.80023 |  |  |  |  | 273 | 0.10294
48532 | BYU_GT2_8055 | 2 | Houston | YES | -0.005531 | 62 | 0 | 62 |  | 1.0362 | Cogen | -1 | 0.019686 | 0 | 0 |  |  |  |  | -0.019686 | 0 | 0.69729 | 0.80023 |  |  |  |  | 274 | 0.10294
48533 | BYU_GT3_8060 | 3 | Houston | YES | -0.005531 | 67 | 0 | 67 |  | 1.0362 | Cogen | -1 | 0.019686 | 0 | 0 |  |  |  |  | -0.019686 | 0 | 0.69729 | 0.80023 |  |  |  |  | 275 | 0.10294
48534 | BYU_GT4_8065 | 4 | Houston | YES | -0.005531 | 65 | 0 | 65 |  | 1.0362 | Cogen | -1 | 0.019686 | 0 | 0 |  |  |  |  | -0.019686 | 0 | 0.69729 | 0.80023 |  |  |  |  | 276 | 0.10294
48691 | GBY_73741085 | B | Houston | YES | -0.005428 | 37.6 | 20 | 47 | 0 | 1.0362 | GGT | -1 | 0.019583 | 47 | 47 |  |  |  |  | -0.019583 | -0.9204 | 0.69951 | 0.80173 |  |  |  |  | 277 | 0.10294
48691 | GBY_73741085 | A | Houston | YES | -0.005428 | 37.6 | 20 | 47 | 0 | 1.0362 | GGT | -1 | 0.019583 | 47 | 47 |  |  |  |  | -0.019583 | -0.9204 | 0.70173 | 0.80323 |  |  |  |  | 278 | 0.10294
48692 | GBY_81821075 | D | Houston | YES | -0.005428 | 44 | 20 | 55 | 0 | 1.0362 | GGT | -1 | 0.019583 | 55 | 55 |  |  |  |  | -0.019583 | -1.0771 | 0.70433 | 0.80499 |  |  |  |  | 279 | 0.10294
48692 | GBY_81821075 | C | Houston | YES | -0.005428 | 37.6 | 20 | 47 | 0 | 1.0362 | GGT | -1 | 0.019583 | 47 | 47 |  |  |  |  | -0.019583 | -0.9204 | 0.70655 | 0.80649 |  |  |  |  | 280 | 0.10222
48693 | GBY_83841065 | F | Houston | YES | -0.005428 | 43.2 | 20 | 54 | 0 | 1.0362 | GGT | -1 | 0.019583 | 54 | 54 |  |  |  |  | -0.019583 | -1.0575 | 0.7091 | 0.80821 |  |  |  |  | 281 | 0.1015
48693 | GBY_83841065 | E | Houston | YES | -0.005428 | 45.6 | 20 | 57 | 0 | 1.0362 | GGT | -1 | 0.019583 | 57 | 57 |  |  |  |  | -0.019583 | -1.1162 | 0.71179 | 0.81003 |  |  |  |  | 282 | 0.10066
48841 | SJS_GT1_GT1 | 1 | Houston | YES | -0.005385 | 62.4 | 49 | 78 | 0 | 1.0362 | Cogen | -1 | 0.01954 | 0 | 0 |  |  |  |  | -0.01954 | 0 | 0.71179 | 0.81003 |  |  |  |  | 283 | 0.099943
48842 | SJS_GT2_GT2 | 2 | Houston | YES | -0.005385 | 64.8 | 49 | 81 | 0 | 1.0362 | Cogen | -1 | 0.01954 | 0 | 0 |  |  |  |  | -0.01954 | 0 | 0.71179 | 0.81003 |  |  |  |  | 284 | 0.099117
48641 | DPEC_GT15040 | 1 | Houston | YES | -0.005349 | 163.2 | 98 | 163.2 | 0 | 1.0319 | CC | -1 | 0.019504 | 163.2 | 163.2 |  |  |  |  | -0.019504 | -3.183 | 0.7195 | 0.81523 |  |  |  |  | 285 | 0.098244
48642 | DPEC_GT25025 | 2 | Houston | YES | -0.005349 | 157.1 | 98 | 157.1 | 0 | 1.0319 | CC | -1 | 0.019504 | 157.1 | 157.1 |  |  |  |  | -0.019504 | -3.0641 | 0.72692 | 0.82022 |  |  |  |  | 286 | 0.098244
48643 | DPEC_GT35010 | 3 | Houston | YES | -0.005349 | 157.5 | 98 | 157.5 | 0 | 1.0319 | CC | -1 | 0.019504 | 157.5 | 157.5 |  |  |  |  | -0.019504 | -3.0719 | 0.73436 | 0.82523 |  |  |  |  | 287 | 0.098244
48644 | DPEC_GT45070 | 4 | Houston | YES | -0.005349 | 157 | 98 | 157 | 0 | 1.0319 | CC | -1 | 0.019504 | 157 | 157 |  |  |  |  | -0.019504 | -3.0621 | 0.74178 | 0.83023 |  |  |  |  | 288 | 0.095725
48645 | DPEC_ST55065 | 5 | Houston | YES | -0.005349 | 282 | 0 | 282 | 0 | 1.0319 | CC | -1 | 0.019504 | 282 | 282 |  |  |  |  | -0.019504 | -5.5001 | 0.7551 | 0.8392 |  |  |  |  | 289 | 0.093299
48761 | PR_GT1__9040 | 1 | Houston | YES | -0.005311 | 26 | 0 | 35 |  | 1 | Cogen | -1 | 0.019466 | 0 | 0 |  |  |  |  | -0.019466 | 0 | 0.7551 | 0.8392 |  |  |  |  | 290 | 0.090868
48855 | SRB_GT211035 | B1 | Houston | YES | -0.005275 | 0 | 0 | 18 |  | 1.014 | GGT | -1 | 0.01943 | 18 | 18 |  |  |  |  | -0.01943 | -0.34974 | 0.75596 | 0.83977 |  |  |  |  | 291 | 0.088444
48855 | SRB_GT211035 | B2 | Houston | YES | -0.005275 | 0 | 0 | 12 |  | 1.014 | GGT | -1 | 0.01943 | 12 | 12 |  |  |  |  | -0.01943 | -0.23316 | 0.75652 | 0.84015 |  |  |  |  | 292 | 0.084091
48852 | SRB_GN2_2 | 2 | Houston | YES | -0.005274 | 140.8 | 26 | 176 | 0 | 1.0217 | GST | -1 | 0.019429 | 176 | 176 |  |  |  |  | -0.019429 | -3.4195 | 0.76484 | 0.84572 |  |  |  |  | 293 | 0.084091
48851 | SRB_GN1_1 | 1 | Houston | YES | -0.005271 | 132 | 26 | 165 | 0 | 1.0217 | GST | -1 | 0.019426 | 165 | 165 |  |  |  |  | -0.019426 | -3.2053 | 0.77263 | 0.85095 |  |  |  |  | 294 | 0.083811
48551 | CAL_GT1_8045 | 1 | Houston | YES | -0.00527 | 149 | 0 | 149 | 0 | 1.0326 | Cogen | -1 | 0.019425 | 0 | 0 |  |  |  |  | -0.019425 | 0 | 0.77263 | 0.85095 |  |  |  |  | 295 | 0.083624
48552 | CAL_ST1_8000 | 2 | Houston | YES | -0.00527 | 65.1 | 0 | 65.1 | 0 | 1.0326 | Cogen | -1 | 0.019425 | 0 | 0 |  |  |  |  | -0.019425 | 0 | 0.77263 | 0.85095 |  |  |  |  | 296 | 0.080886
48845 | SOL_GT1 | 1 | Houston | YES | -0.005261 | 16.2 | 15.4 | 16.2 |  | 1.0326 | Solar | -1 | 0.019416 | 16.2 | 16.2 |  |  |  |  | -0.019416 | -0.31454 | 0.7734 | 0.85146 |  |  |  |  | 297 | 0.078318
48853 | SRB_GN3_3 | 3 | Houston | YES | -0.005261 | 170.4 | 35 | 213 |  | 1.0326 | GST | -1 | 0.019416 | 213 | 213 |  |  |  |  | -0.019416 | -4.1356 | 0.78346 | 0.85821 |  |  |  |  | 298 | 0.078318
48611 | DIB_GT1_8080 | 1 | Houston | YES | -0.00526 | 64 | 0 | 64 | 0 | 1.0326 | Cogen | -1 | 0.019415 | 0 | 0 |  |  |  |  | -0.019415 | 0 | 0.78346 | 0.85821 |  |  |  |  | 299 | 0.078318
48612 | DIB_GT2_8075 | 2 | Houston | YES | -0.00526 | 63.2 | 0 | 63.2 | 0 | 1.0326 | Cogen | -1 | 0.019415 | 0 | 0 |  |  |  |  | -0.019415 | 0 | 0.78346 | 0.85821 |  |  |  |  | 300 | 0.078065
48613 | DIB_ST1_8085 | 3 | Houston | YES | -0.00526 | 67.9 | 30 | 82.6 | 0 | 1.0326 | Cogen | -1 | 0.019415 | 0 | 0 |  |  |  |  | -0.019415 | 0 | 0.78346 | 0.85821 |  |  |  |  | 301 | 0.074747
48614 | DIB_GT3_8090 | 4 | Houston | YES | -0.00526 | 73.6 | 15 | 73.6 | 0 | 1.0326 | Cogen | -1 | 0.019415 | 0 | 0 |  |  |  |  | -0.019415 | 0 | 0.78346 | 0.85821 |  |  |  |  | 302 | 0.074747
48740 | PSG_GN2_8050 | 1 | Houston | YES | -0.005259 | 182 | 60 | 182 | 0 | 1.0326 | Cogen | -1 | 0.019414 | 0 | 0 |  |  |  |  | -0.019414 | 0 | 0.78346 | 0.85821 |  |  |  |  | 303 | 0.074747
48741 | PSG_GT2_8040 | 1 | Houston | YES | -0.005259 | 158.6 | 50 | 158.6 | 0 | 1.0326 | Cogen | -1 | 0.019414 | 0 | 0 |  |  |  |  | -0.019414 | 0 | 0.78346 | 0.85821 |  |  |  |  | 304 | 0.074747
48742 | PSG_GT3_8060 | 1 | Houston | YES | -0.005259 | 157 | 50 | 157 | 0 | 1.0326 | Cogen | -1 | 0.019414 | 0 | 0 |  |  |  |  | -0.019414 | 0 | 0.78346 | 0.85821 |  |  |  |  | 305 | 0.074747
48854 | SRB_GN4_4 | 4 | Houston | YES | -0.005259 | 182.4 | 35 | 228 | 0 | 1.0326 | GST | -1 | 0.019414 | 228 | 228 |  |  |  |  | -0.019414 | -4.4264 | 0.79423 | 0.86543 |  |  |  |  | 306 | 0.074747
48820 | SHELLG1_3015 | 1 | Houston | YES | -0.005208 | 71 | 34.5 | 71 |  | 1.029 | Cogen | -1 | 0.019363 | 0 | 0 |  |  |  |  | -0.019363 | 0 | 0.79423 | 0.86543 |  |  |  |  | 307 | 0.074747
48821 | SHELLG2 | 2 | Houston | YES | -0.005208 | 72 | 34.5 | 72 |  | 1.029 | Cogen | -1 | 0.019363 | 0 | 0 |  |  |  |  | -0.019363 | 0 | 0.79423 | 0.86543 |  |  |  |  | 308 | 0.074747
48822 | SHELLG3_3020 | 2 | Houston | YES | -0.005208 | 30 | 0 | 30 |  | 1.029 | Cogen | -1 | 0.019363 | 0 | 0 |  |  |  |  | -0.019363 | 0 | 0.79423 | 0.86543 |  |  |  |  | 309 | 0.071194
48822 | SHELLG3_3020 | 1 | Houston | YES | -0.005208 | 39 | 0 | 39 |  | 1.029 | Cogen | -1 | 0.019363 | 0 | 0 |  |  |  |  | -0.019363 | 0 | 0.79423 | 0.86543 |  |  |  |  | 310 | 0.071194
48500 | APD_GT1_8005 | 1 | Houston | YES | -0.005137 | 137.6 | 54.6 | 137.6 | 0 | 1.0362 | Cogen | -1 | 0.019292 | 0 | 0 |  |  |  |  | -0.019292 | 0 | 0.79423 | 0.86543 |  |  |  |  | 311 | 0.071194
48511 | LPE_GT1_8070 | 1 | Houston | YES | -0.005122 | 42 | 0 | 42 | 0 | 1.0362 | GGT | -1 | 0.019277 | 42 | 42 |  |  |  |  | -0.019277 | -0.80963 | 0.79622 | 0.86675 |  |  |  |  | 312 | 0.071194
48512 | LPE_GT2_8075 | 2 | Houston | YES | -0.005122 | 42 | 0 | 42 | 0 | 1.0362 | GGT | -1 | 0.019277 | 42 | 42 |  |  |  |  | -0.019277 | -0.80963 | 0.7982 | 0.86807 |  |  |  |  | 313 | 0.071194
48513 | LPE_GT3_8080 | 3 | Houston | YES | -0.005122 | 39 | 0 | 39 | 0 | 1.0362 | GGT | -1 | 0.019277 | 39 | 39 |  |  |  |  | -0.019277 | -0.7518 | 0.80004 | 0.86929 |  |  |  |  | 314 | 0.071194
48514 | LPE_GT4_8085 | 4 | Houston | YES | -0.005122 | 39 | 0 | 39 | 0 | 1.0362 | GGT | -1 | 0.019277 | 39 | 39 |  |  |  |  | -0.019277 | -0.7518 | 0.80189 | 0.87052 |  |  |  |  | 315 | 0.07053
48593 | CHE_GT1_8015 | 1 | Houston | YES | -0.00511 | 173 | 50 | 173 | 0 | 1.0362 | Cogen | -1 | 0.019265 | 0 | 0 |  |  |  |  | -0.019265 | 0 | 0.80189 | 0.87052 |  |  |  |  | 316 | 0.069866
48594 | CHE_GN4_8025 | 4 | Houston | YES | -0.00511 | 142 | 60 | 142 | 0 | 1.0362 | Cogen | -1 | 0.019265 | 0 | 0 |  |  |  |  | -0.019265 | 0 | 0.80189 | 0.87052 |  |  |  |  | 317 | 0.069249
48873 | THW_ST3_ST_3 | 3 | Houston | YES | -0.005004 | 107 | 19 | 107 | 0 | 1.0435 | CC | -1 | 0.019159 | 107 | 107 |  |  |  |  | -0.019159 | -2.05 | 0.80694 | 0.87386 |  |  |  |  | 318 | 0.068633
48874 | THW_ST4_ST_4 | 4 | Houston | YES | -0.005004 | 108 | 19 | 108 | 0 | 1.0435 | CC | -1 | 0.019159 | 108 | 108 |  |  |  |  | -0.019159 | -2.0692 | 0.81204 | 0.87724 |  |  |  |  | 319 | 0.068633
48875 | THW_3132 | A | Houston | YES | -0.005004 | 55 | 5 | 55 | 0 | 1.0435 | CC | -1 | 0.019159 | 55 | 55 |  |  |  |  | -0.019159 | -1.0537 | 0.81464 | 0.87896 |  |  |  |  | 320 | 0.068633
48875 | THW_3132 | B | Houston | YES | -0.005004 | 53 | 5 | 53 | 0 | 1.0435 | CC | -1 | 0.019159 | 53 | 53 |  |  |  |  | -0.019159 | -1.0154 | 0.81715 | 0.88061 |  |  |  |  | 321 | 0.066921
48877 | THW_3334 | C | Houston | YES | -0.005004 | 55 | 5 | 55 | 0 | 1.0435 | CC | -1 | 0.019159 | 55 | 55 |  |  |  |  | -0.019159 | -1.0537 | 0.81975 | 0.88233 |  |  |  |  | 322 | 0.065193
48877 | THW_3334 | D | Houston | YES | -0.005004 | 57 | 5 | 57 | 0 | 1.0435 | CC | -1 | 0.019159 | 57 | 57 |  |  |  |  | -0.019159 | -1.0921 | 0.82244 | 0.88411 |  |  |  |  | 323 | 0.064313
48879 | THW_4142 | E | Houston | YES | -0.005004 | 56 | 5 | 56 | 0 | 1.0435 | CC | -1 | 0.019159 | 56 | 56 |  |  |  |  | -0.019159 | -1.0729 | 0.82508 | 0.88586 |  |  |  |  | 324 | 0.063465
48879 | THW_4142 | F | Houston | YES | -0.005004 | 55 | 5 | 55 | 0 | 1.0435 | CC | -1 | 0.019159 | 55 | 55 |  |  |  |  | -0.019159 | -1.0537 | 0.82768 | 0.88758 |  |  |  |  | 325 | 0.062585
48881 | THW_4344 | G | Houston | YES | -0.005004 | 58 | 5 | 58 | 0 | 1.0435 | CC | -1 | 0.019159 | 58 | 58 |  |  |  |  | -0.019159 | -1.1112 | 0.83042 | 0.88939 |  |  |  |  | 326 | 0.061673
48881 | THW_4344 | H | Houston | YES | -0.005004 | 58 | 5 | 58 | 0 | 1.0435 | CC | -1 | 0.019159 | 58 | 58 |  |  |  |  | -0.019159 | -1.1112 | 0.83316 | 0.8912 |  |  |  |  | 327 | 0.060777
48582 | CBY_GN2_2 | 2 | Houston | YES | -0.004925 | 596.8 | 110 | 746 | 0 | 1.0435 | GSC | -1 | 0.01908 | 746 | 746 |  |  |  |  | -0.01908 | -14.2337 | 0.86841 | 0.91442 |  |  |  |  | 328 | 0.059897
48883 | THW_GT1_GT_1 | B2 | Houston | YES | -0.004879 | 0 | 0 | 12 |  | 1.043 | GGT | -1 | 0.019034 | 12 | 12 |  |  |  |  | -0.019034 | -0.22841 | 0.86898 | 0.91479 |  |  |  |  | 329 | 0.058969
49803 | EXN_15GT | 1 | Houston | YES | -0.004868 | 33 | 8.3 | 34 |  | 1.0326 | Cogen | -1 | 0.019023 | 0 | 0 |  |  |  |  | -0.019023 | 0 | 0.86898 | 0.91479 |  |  |  |  | 330 | 0.058041
49804 | EXN_16GT | 2 | Houston | YES | -0.004868 | 32 | 8.3 | 34.7 |  | 1.0326 | Cogen | -1 | 0.019023 | 0 | 0 |  |  |  |  | -0.019023 | 0 | 0.86898 | 0.91479 |  |  |  |  | 331 | 0.046009
49805 | EXN_17GT | 3 | Houston | YES | -0.004868 | 31 | 8.3 | 32.7 |  | 1.0326 | Cogen | -1 | 0.019023 | 0 | 0 |  |  |  |  | -0.019023 | 0 | 0.86898 | 0.91479 |  |  |  |  | 332 | 0.045814
49826 | EXN938GT | 5 | Houston | YES | -0.004868 | 43 | 9.2 | 45.9 |  | 1.0326 | Cogen | -1 | 0.019023 | 0 | 0 |  |  |  |  | -0.019023 | 0 | 0.86898 | 0.91479 |  |  |  |  | 333 | 0.045814
49828 | EXN941GT | 10 | Houston | YES | -0.004868 | 17.7 | 5.4 | 17.7 | 0 | 1.0326 | Cogen | -1 | 0.019023 | 0 | 0 |  |  |  |  | -0.019023 | 0 | 0.86898 | 0.91479 |  |  |  |  | 334 | 0.045814
49829 | EXN942GT | 11 | Houston | YES | -0.004868 | 20 | 5.4 | 20.4 | 0 | 1.0326 | Cogen | -1 | 0.019023 | 0 | 0 |  |  |  |  | -0.019023 | 0 | 0.86898 | 0.91479 |  |  |  |  | 335 | 0.045814
49830 | EXN943GT | 12 | Houston | YES | -0.004868 | 19 | 5.4 | 19.9 | 0 | 1.0326 | Cogen | -1 | 0.019023 | 0 | 0 |  |  |  |  | -0.019023 | 0 | 0.86898 | 0.91479 |  |  |  |  | 336 | 0.045814
49831 | EXN944GT | 13 | Houston | YES | -0.004868 | 33 | 5.4 | 35 | 0 | 1.0326 | Cogen | -1 | 0.019023 | 0 | 0 |  |  |  |  | -0.019023 | 0 | 0.86898 | 0.91479 |  |  |  |  | 337 | 0.045814
49832 | EXN945GT | 9 | Houston | YES | -0.004868 | 18.5 | 9.2 | 18.5 |  | 1.0326 | Cogen | -1 | 0.019023 | 0 | 0 |  |  |  |  | -0.019023 | 0 | 0.86898 | 0.91479 |  |  |  |  | 338 | 0.045814
49837 | EXN_GT | 4 | Houston | YES | -0.004868 | 81 | 21.3 | 85.4 |  | 1.0326 | Cogen | -1 | 0.019023 | 0 | 0 |  |  |  |  | -0.019023 | 0 | 0.86898 | 0.91479 |  |  |  |  | 339 | 0.045814
49838 | EXN_14GT | 14 | Houston | YES | -0.004868 | 140 | 0 | 148 |  | 1.0326 | Cogen | -1 | 0.019023 | 0 | 0 |  |  |  |  | -0.019023 | 0 | 0.86898 | 0.91479 |  |  |  |  | 340 | 0.045814
48651 | EP_1_2 | 1 | Houston | YES | -0.004814 | 4 | 0 | 5 | 0 | 1.0362 | Cogen | -1 | 0.018969 | 0 | 0 |  |  |  |  | -0.018969 | 0 | 0.86898 | 0.91479 |  |  |  |  | 341 | 0.045814
48651 | EP_1_2 | 2 | Houston | YES | -0.004814 | 17.7 | 10 | 21 | 0 | 1.0362 | Cogen | -1 | 0.018969 | 0 | 0 |  |  |  |  | -0.018969 | 0 | 0.86898 | 0.91479 |  |  |  |  | 342 | 0.045814
48940 | WARVUE_GT1 | G1 | Houston | YES | -0.004812 | 15 | 0 | 15 |  | 1.021 | Cogen | -1 | 0.018967 | 0 | 0 |  |  |  |  | -0.018967 | 0 | 0.86898 | 0.91479 |  |  |  |  | 343 | 0.045814
48581 | CBY_GN1_1 | 1 | Houston | YES | -0.004811 | 595.2 | 108 | 744 | 0 | 1.0435 | GSC | -1 | 0.018966 | 744 | 744 |  |  |  |  | -0.018966 | -14.1107 | 0.90413 | 0.9378 |  |  |  |  | 344 | 0.045814
48791 | PSA_GT1_8160 | 1 | Houston | YES | -0.004808 | 52 | 20.8 | 65 | 0 | 1.0362 | Cogen | -1 | 0.018963 | 0 | 0 |  |  |  |  | -0.018963 | 0 | 0.90413 | 0.9378 |  |  |  |  | 345 | 0.045814
48792 | PSA_GT2_8155 | 2 | Houston | YES | -0.004808 | 52.8 | 20.3 | 66 | 0 | 1.0362 | Cogen | -1 | 0.018963 | 0 | 0 |  |  |  |  | -0.018963 | 0 | 0.90413 | 0.9378 |  |  |  |  | 346 | 0.045814
48793 | PSA_GT3_8150 | 3 | Houston | YES | -0.004808 | 56 | 20.3 | 70 | 0 | 1.0362 | Cogen | -1 | 0.018963 | 0 | 0 |  |  |  |  | -0.018963 | 0 | 0.90413 | 0.9378 |  |  |  |  | 347 | 0.033676
48794 | PSA_GT4_8145 | 4 | Houston | YES | -0.004808 | 52.8 | 20.3 | 66 | 0 | 1.0362 | Cogen | -1 | 0.018963 | 0 | 0 |  |  |  |  | -0.018963 | 0 | 0.90413 | 0.9378 |  |  |  |  | 348 | 0.033676
48795 | PSA_GT5_8140 | 5 | Houston | YES | -0.004808 | 51.2 | 20.3 | 64 | 0 | 1.0362 | Cogen | -1 | 0.018963 | 0 | 0 |  |  |  |  | -0.018963 | 0 | 0.90413 | 0.9378 |  |  |  |  | 349 | 0.033676
48796 | PSA_GN1_8165 | 1 | Houston | YES | -0.004808 | 83.2 | 43.1 | 104 | 0 | 1.0362 | Cogen | -1 | 0.018963 | 0 | 0 |  |  |  |  | -0.018963 | 0 | 0.90413 | 0.9378 |  |  |  |  | 350 | 0.033676
48797 | PSA_GT6_8135 | 6 | Houston | YES | -0.004808 | 47.2 | 34.5 | 59 | 0 | 1.0362 | Cogen | -1 | 0.018963 | 0 | 0 |  |  |  |  | -0.018963 | 0 | 0.90413 | 0.9378 |  |  |  |  | 351 | 0.033676
48815 | CVC_GT4_8005 | 4 | Houston | YES | -0.004778 | 165 | 91.8 | 165 |  | 1.0362 | Cogen | -1 | 0.018933 | 0 | 0 |  |  |  |  | -0.018933 | 0 | 0.90413 | 0.9378 |  |  |  |  | 352 | 0.033676
48583 | CBY_GT4_1 | 1 | Houston | YES | -0.004763 | 172 | 0 | 172 | 0 | 1.027 | GSC | -1 | 0.018918 | 172 | 172 |  |  |  |  | -0.018918 | -3.2539 | 0.91225 | 0.94311 |  |  |  |  | 353 | 0.033676
48584 | CBY_GT4_2 | 2 | Houston | YES | -0.004763 | 172 | 0 | 172 | 0 | 1.027 | CC | -1 | 0.018918 | 172 | 172 |  |  |  |  | -0.018918 | -3.2539 | 0.92038 | 0.94841 |  |  |  |  | 354 | 0.033676
48585 | CBY_ST4_1 | 3 | Houston | YES | -0.004763 | 172 | 0 | 172 | 0 | 1.027 | CC | -1 | 0.018918 | 172 | 172 |  |  |  |  | -0.018918 | -3.2539 | 0.9285 | 0.95372 |  |  |  |  | 355 | 0.033676
48595 | BTE_GT2_8075 | 1 | Houston | YES | -0.004669 | 162.8 | 130 | 162.8 | 0 | 1.0261 | CC | -1 | 0.018824 | 162.8 | 162.8 |  |  |  |  | -0.018824 | -3.0645 | 0.9362 | 0.95872 |  |  |  |  | 356 | 0.030857
48596 | BTE_GT3_8045 | 2 | Houston | YES | -0.004669 | 161.4 | 130 | 161.4 | 0 | 1.0261 | CC | -1 | 0.018824 | 161.4 | 161.4 |  |  |  |  | -0.018824 | -3.0382 | 0.94382 | 0.96367 |  |  |  |  | 357 | 0.028037
48597 | BTE_GT4_8055 | 3 | Houston | YES | -0.004669 | 158.9 | 130 | 158.9 | 0 | 1.0261 | CC | -1 | 0.018824 | 158.9 | 158.9 |  |  |  |  | -0.018824 | -2.9911 | 0.95133 | 0.96855 |  |  |  |  | 358 | 0.025218
48598 | BTE_ST1_8070 | 4 | Houston | YES | -0.004669 | 269.2 | 60 | 269.2 | 0 | 1.0261 | CC | -1 | 0.018824 | 269.2 | 269.2 |  |  |  |  | -0.018824 | -5.0674 | 0.96405 | 0.97682 |  |  |  |  | 359 | 0.022524
48690 | GBY_GN5_5 | 5 | Houston | YES | -0.004636 | 318.4 | 81 | 398 |  | 1.0362 | GSC | -1 | 0.018791 | 398 | 398 |  |  |  |  | -0.018791 | -7.4788 | 0.98285 | 0.98901 |  |  |  |  | 360 | 0.019853
48885 | THW_5152 | B | Houston | YES | -0.004594 | 47.2 | 5 | 59 |  | 1.0319 | GGT | -1 | 0.018749 | 59 | 59 |  |  |  |  | -0.018749 | -1.1062 | 0.98564 | 0.99082 |  |  |  |  | 361 | 0.017224
48885 | THW_5152 | A | Houston | YES | -0.004594 | 46.4 | 5 | 58 |  | 1.0319 | GGT | -1 | 0.018749 | 58 | 58 |  |  |  |  | -0.018749 | -1.0874 | 0.98838 | 0.99259 |  |  |  |  | 362 | 0.01277
48886 | THW_5354 | D | Houston | YES | -0.004594 | 46.4 | 5 | 58 |  | 1.0319 | GGT | -1 | 0.018749 | 58 | 58 |  |  |  |  | -0.018749 | -1.0874 | 0.99112 | 0.99436 |  |  |  |  | 363 | 0.006163
48886 | THW_5354 | C | Houston | YES | -0.004594 | 45.6 | 5 | 57 |  | 1.0319 | GGT | -1 | 0.018749 | 57 | 57 |  |  |  |  | -0.018749 | -1.0687 | 0.99381 | 0.99611 |  |  |  |  | 364 | 0.0051796
48887 | THW_5556 | E | Houston | YES | -0.004594 | 47.2 | 5 | 59 |  | 1.0319 | GGT | -1 | 0.018749 | 59 | 59 |  |  |  |  | -0.018749 | -1.1062 | 0.9966 | 0.99791 |  |  |  |  | 365 | 0.0042128
48887 | THW_5556 | F | Houston | YES | -0.004594 | 45.6 | 5 | 57 |  | 1.0319 | GGT | -1 | 0.018749 | 57 | 57 |  |  |  |  | -0.018749 | -1.0687 | 0.99929 | 0.99965 |  |  |  |  | 366 | 0.0032461
48591 | CHE_GT2_5030 | 2 | Houston | YES | -0.00402 | 173 | 50 | 173 | 0 | 1.029 | Cogen | -1 | 0.018175 | 0 | 0 |  |  |  |  | -0.018175 | 0 | 0.99929 | 0.99965 |  |  |  |  | 367 | 0.002296
48811 | CVC_GT3_5045 | 3 | Houston | YES | -0.00402 | 156 | 91.8 | 156 | 0 | 1.029 | Cogen | -1 | 0.018175 | 0 | 0 |  |  |  |  | -0.018175 | 0 | 0.99929 | 0.99965 |  |  |  |  | 368 | 0.0013125
48812 | CVC_GT2_5020 | 2 | Houston | YES | -0.00402 | 158 | 91.8 | 158 | 0 | 1.029 | Cogen | -1 | 0.018175 | 0 | 0 |  |  |  |  | -0.018175 | 0 | 0.99929 | 0.99965 |  |  |  |  | 369 | 0.00036241
48813 | CVC_GT1_5035 | 1 | Houston | YES | -0.00402 | 160 | 91.8 | 160 | 0 | 1.029 | Cogen | -1 | 0.018175 | 0 | 0 |  |  |  |  | -0.018175 | 0 | 0.99929 | 0.99965 |  |  |  |  | 370 | 0.00036241
48814 | CVC_ST5_5040 | 1 | Houston | YES | -0.00402 | 162 | 91.8 | 162 | 0 | 1.029 | Cogen | -1 | 0.018175 | 0 | 0 |  |  |  |  | -0.018175 | 0 | 0.99929 | 0.99965 |  |  |  |  | 371 | 0.00036241
8032 | AMISTADHYD1 | 1 | South | YES | -0.002695 | 33 | 13 | 33 | 0 | 1.03 | Hydro | -1 | 0.01685 | 0 | 0 |  |  | 0 | 0 | -0.01685 | 0 | 0.99929 | 0.99965 |  |  |  |  | 372 | 0.00036241
8033 | AMISTADHYD2 | 2 | South | YES | -0.002695 | 25 | 13 | 25 | 0 | 1.03 | Hydro | -1 | 0.01685 | 0 | 0 |  |  | 0 | 0 | -0.01685 | 0 | 0.99929 | 0.99965 |  |  |  |  | 373 | 0.00036241
88253 | HAMILTON | F | South | YES | -0.002695 | 0 | 0 | 0 | 0 | 1.04 | BLT | -1 | 0.01685 | 0 | 0 |  |  | 0 | 0 | -0.01685 | 0 | 0.99929 | 0.99965 |  |  |  |  | 374 | 0.00036241
5934 | SI_RAY5 | 5 | South | YES | 0 | 0 | 10 | 15 |  | 1.035 | GST | -1 | 0.014155 | 15 | 15 |  |  | 0 | 15 | -0.014155 | -0.21232 | 1 | 1 |  |  |  |  | 375 | 0.00036241
8139 | JOS #1 | MB | South | YES | 0 | 0 | 45 | 255 |  | 1.02 | GST | -1 | 0.014155 | 0 | 0 |  |  | 0 | 0 | -0.014155 | 0 | 1 | 1 |  |  |  |  | 376 | 0.00036241
8285 | LAR #1 | MB | South | YES | 0 | 0 | 9 | 32 |  | 1.0497 | GST | -1 | 0.014155 | 0 | 0 |  |  | 0 | 0 | -0.014155 | 0 | 1 | 1 |  |  |  |  | 377 | 0.00036241
8287 | LAR #2 | MB | South | YES | 0 | 0 | 9 | 32 |  | 1.04 | GST | -1 | 0.014155 | 0 | 0 |  |  | 0 | 0 | -0.014155 | 0 | 1 | 1 |  |  |  |  | 378 | 0
8288 | LAR #3 | MB | South | YES | 0 | 0 | 25 | 105 |  | 1.04 | GST | -1 | 0.014155 | 0 | 0 |  |  | 0 | 0 | -0.014155 | 0 | 1 | 1 |  |  |  |  | 379 | 0
8388 | BATES0A | MB | South | YES | 0 | 0 | 21 | 71 |  | 1.033 | GST | -1 | 0.014155 | 0 | 0 |  |  | 0 | 0 | -0.014155 | 0 | 1 | 1 |  |  |  |  | 380 | 0
8393 | BATES0B | MB | South | YES | 0 | 0 | 25 | 110 |  | 1.03 | GST | -1 | 0.014155 | 0 | 0 |  |  | 0 | 0 | -0.014155 | 0 | 1 | 1 |  |  |  |  | 381 | 0
8437 | NUECES_B0C | MB | South | YES | 0 | 0 | 7 | 30 |  | 1.03 | GST | -1 | 0.014155 | 0 | 0 |  |  | 0 | 0 | -0.014155 | 0 | 1 | 1 |  |  |  |  | 382 | 0
8438 | NUECES_B0B | MB | South | YES | 0 | 0 | 26 | 169 |  | 1.03 | GST | -1 | 0.014155 | 0 | 0 |  |  | 0 | 0 | -0.014155 | 0 | 1 | 1 |  |  |  |  | 383 | 0
39190 | TNSLCGN1__8 | 1 | Houston | YES | 0 | 0 | 10 | 30 |  | 1.03 | Cogen | -1 | 0.014155 | 0 | 0 |  |  |  |  | -0.014155 | 0 | 1 | 1 |  |  |  |  | 384 | 0
48671 | FTR_GT1_5105 | 1 | North | YES | 0.001165 | 154.2 | 0 | 154.2 | 0 | 1.0319 | CC | 1 | 0.02227 | 154.2 | 154.2 | 0.17964 | 154.2 |  |  | 0.02227 | 3.434 | [6 empty] | 385 | 0
48672 | FTR_GT2_5110 | 2 | North | YES | 0.001165 | 159 | 0 | 159 | 0 | 1.0319 | CC | 1 | 0.02227 | 159 | 159 | 0.18524 | 159 |  |  | 0.02227 | 3.5409 | [6 empty] | 386 | 0
48673 | FTR_GT3_5085 | 3 | North | YES | 0.001165 | 158 | 0 | 158 | 0 | 1.0319 | CC | 1 | 0.02227 | 158 | 158 | 0.18407 | 158 |  |  | 0.02227 | 3.5187 | [6 empty] | 387 | 0
48674 | FTR_CN4_5095 | 4 | North | YES | 0.001165 | 380 | 0 | 380 | 0 | 1.0319 | CC | 1 | 0.02227 | 380 | 380 | 0.4427 | 380 |  |  | 0.02227 | 8.4626 | [6 empty] | 388 | 0
32883 | BRYN_DNSBY3 | 1 | North | YES | 0.00149 | 0 | 2 | 48 |  | 1.015 | GST | 1 | 0.022595 | 48 | 48 | 0.07152 | 48 |  |  | 0.022595 | 1.0846 | [6 empty] | 389 | 0
32884 | BRYN_DNSBY13 | 1 | North | YES | 0.00149 | 46 | 2 | 46 | 0 | 1.015 | GST | 1 | 0.022595 | 46 | 46 | 0.06854 | 46 |  |  | 0.022595 | 1.0394 | [6 empty] | 390 | 0
32892 | BRYN_DNSBY14 | 1 | North | YES | 0.00149 | 84 | 25 | 105 | 0 | 1.035 | GST | 1 | 0.022595 | 105 | 105 | 0.15645 | 105 |  |  | 0.022595 | 2.3725
32886 | BRYN_ATKINS3 | MB | North | YES | 0.001721 | 0 | 5 | 12 |  | 1 | GST | 1 | 0.022826 | 0 | 0 | 0 | 0 |  |  | 0.022826 | 0
32887 | BRYN_ATKINS6 | MB | North | YES | 0.001721 | 0 | 12 | 51 |  | 1.028 | GST | 1 | 0.022826 | 0 | 0 | 0 | 0 |  |  | 0.022826 | 0
32888 | BRYN_ATKINS7 | 1 | North | YES | 0.001721 | 13.6 | 4 | 17 |  | 1.028 | GGT | 1 | 0.022826 | 17 | 17 | 0.029257 | 17 |  |  | 0.022826 | 0.38804
32890 | BRYN_ATKINS4 | MB | North | YES | 0.001721 | 0 | 5 | 22 |  | 1.031 | GST | 1 | 0.022826 | 0 | 0 | 0 | 0 |  |  | 0.022826 | 0
32891 | BRYN_ATKINS5 | MB | North | YES | 0.001721 | 0 | 5 | 25 |  | 1.031 | GST | 1 | 0.022826 | 0 | 0 | 0 | 0 |  |  | 0.022826 | 0
32798 | BRYN_TAMUGEN | 1 | North | YES | 0.001792 | 32 | 0 | 32 |  | 1.02 | GST | 1 | 0.022897 | 32 | 32 | 0.057344 | 32 |  |  | 0.022897 | 0.73271
990 | GIBN_CREK_G1 | 1 | North | YES | 0.002205 | 463 | 200 | 463 | 0 | 1.0275 | LIGCO | 1 | 0.02331 | 0 | 463 | 1.0209 | 463 |  |  | 0.02331 | 10.7926
3416 | LAKE_CRK1_G | 1 | North | YES | 0.005291 | 60 | 33 | 75 |  | 1.029 | GST | 1 | 0.026396 | 75 | 75 | 0.39682 | 75 |  |  | 0.026396 | 1.9797
3417 | LAKE_CRK2_G | 2 | North | YES | 0.005291 | 177.6 | 40 | 222 | 0 | 1.029 | GST | 1 | 0.026396 | 222 | 222 | 1.1746 | 222 |  |  | 0.026396 | 5.8599
39960 | TNTNPONE_18 | 1 | North | YES | 0.005684 | 152.3 | 30 | 152.3 |  | 1.04 | LIGCO | 1 | 0.026789 | 0 | 152.3 | 0.86567 | 152.3 |  |  | 0.026789 | 4.08
39970 | TNTNPONE_28 | 1 | North | YES | 0.005684 | 153 | 30 | 153 |  | 1.04 | LIGCO | 1 | 0.026789 | 0 | 153 | 0.86965 | 153 |  |  | 0.026789 | 4.0987
48721 | LEG_1___1 | 1 | North | YES | 0.007102 | 827 | 357 | 827 | 0 | 1.0348 | LIGCO | 1 | 0.028207 | 0 | 827 | 5.8734 | 827 |  |  | 0.028207 | 23.3272
48722 | LEG_2___2 | 2 | North | YES | 0.007102 | 819 | 357 | 819 | 0 | 1.0348 | LIGCO | 1 | 0.028207 | 0 | 819 | 5.8165 | 819 |  |  | 0.028207 | 23.1016
3403 | THOUSE_1G | 1 | North | YES | 0.007573 | 563 | 200 | 563 | 0 | 1.012 | GSC | 1 | 0.028678 | 563 | 563 | 4.2636 | 563 |  |  | 0.028678 | 16.1457
3404 | THOUSE_2G | 2 | North | YES | 0.007573 | 807 | 250 | 807 | 0 | 1.012 | GSC | 1 | 0.028678 | 807 | 807 | 6.1114 | 807 |  |  | 0.028678 | 23.1432
238 | BOSQUESW505 | 1 | North | YES | 0.008508 | 255 | 0 | 255 | 0 | 1.02 | CC | 1 | 0.029613 | 255 | 255 | 2.1695 | 255 |  |  | 0.029613 | 7.5513
239 | BOSQUESW502 | 1 | North | YES | 0.008508 | 119.2 | 0 | 149 | 0 | 1.02 | GGT | 1 | 0.029613 | 149 | 149 | 1.2677 | 149 |  |  | 0.029613 | 4.4123
247 | BOSQUESW501 | 2 | North | YES | 0.008508 | 124.8 | 0 | 156 | 0 | 1.02 | GGT | 1 | 0.029613 | 156 | 156 | 1.3272 | 156 |  |  | 0.029613 | 4.6196
251 | BOSQUESW803 | 2 | North | YES | 0.010367 | 150 | 0 | 150 | 0 | 1.032 | CC | 1 | 0.031472 | 150 | 150 | 1.5551 | 150 |  |  | 0.031472 | 4.7208
253 | BOSQUESW804 | 2 | North | YES | 0.010367 | 80 | 0 | 80 | 0 | 1.032 | CC | 1 | 0.031472 | 80 | 80 | 0.82936 | 80 |  |  | 0.031472 | 2.5178
3381 | BBRN_1G | 1 | North | YES | 0.010634 | 618 | 225 | 618 | 0 | 1.03 | LIGCO | 1 | 0.031739 | 0 | 618 | 6.5718 | 618 |  |  | 0.031739 | 19.6147
3382 | BBRN_2G | 2 | North | YES | 0.010634 | 589 | 225 | 589 | 0 | 1.03 | LIGCO | 1 | 0.031739 | 0 | 589 | 6.2634 | 589 |  |  | 0.031739 | 18.6943
13131 | CALFREST_1G | 1 | North | YES | 0.011017 | 150.7 | 40 | 150.7 | 0 | 1.031 | CC | 1 | 0.032122 | 150.7 | 150.7 | 1.6603 | 150.7 |  |  | 0.032122 | 4.8408
13132 | CALFREST_2G | 2 | North | YES | 0.011017 | 151 | 57 | 151 | 0 | 1.031 | CC | 1 | 0.032122 | 151 | 151 | 1.6636 | 151 |  |  | 0.032122 | 4.8504
13133 | CALFREST_3G | 3 | North | YES | 0.011017 | 177.4 | 40 | 177.4 | 0 | 1.031 | CC | 1 | 0.032122 | 177.4 | 177.4 | 1.9544 | 177.4 |  |  | 0.032122 | 5.6985
13134 | CALFREST_4G | 4 | North | YES | 0.011081 | 151.5 | 40 | 151.5 | 0 | 1.031 | CC | 1 | 0.032186 | 151.5 | 151.5 | 1.6788 | 151.5 |  |  | 0.032186 | 4.8762
13135 | CALFREST_5G | 5 | North | YES | 0.011081 | 152.3 | 57 | 152.3 | 0 | 1.031 | CC | 1 | 0.032186 | 152.3 | 152.3 | 1.6876 | 152.3 |  |  | 0.032186 | 4.9019
13136 | CALFREST_6G | 6 | North | YES | 0.011081 | 177.5 | 40 | 177.5 | 0 | 1.031 | CC | 1 | 0.032186 | 177.5 | 177.5 | 1.9669 | 177.5 |  |  | 0.032186 | 5.713
244 | WHITNYDM01 | 1 | North | YES | 0.012113 | 15 | 0 | 15 | 0 | 1.035 | Hydro | 1 | 0.033218 | 0 | 0 | 0 | 0 |  |  | 0.033218 | 0
245 | WHITNYDM02 | 2 | North | YES | 0.012113 | 15 | 0 | 15 | 0 | 1.035 | Hydro | 1 | 0.033218 | 0 | 0 | 0 | 0 |  |  | 0.033218 | 0
3107 | STRYKER_1G | 1 | North | YES | 0.012688 | 145.6 | 45 | 182 | 0 | 1.029 | GST | 1 | 0.033793 | 182 | 182 | 2.3092 | 182 |  |  | 0.033793 | 6.1503
3108 | STRYKER_2G | 2 | North | YES | 0.012688 | 484 | 75 | 484 | 0 | 1.029 | GST | 1 | 0.033793 | 484 | 484 | 6.141 | 484 |  |  | 0.033793 | 16.3558
3309 | ASPN_G | 1 | North | YES | 0.012768 | 50 | 0 | 50 |  | 1 | Bio | 1 | 0.033873 | 50 | 50 | 0.6384 | 50 |  |  | 0.033873 | 1.6937
3348 | CHAMPION_1G | MB | North | YES | 0.012785 | 0 | 42 | 42 |  | 1 | Cogen | 1 | 0.03389 | 0 | 0 | 0 | 0 |  |  | 0.03389 | 0
3126 | TRINIDAD_6G | 1 | North | YES | 0.012878 | 179.2 | 46 | 224 | 0 | 1 | GST | 1 | 0.033983 | 224 | 224 | 2.8847 | 224 |  |  | 0.033983 | 7.6122
13116 | TGATEWAY_1G | 1 | North | YES | 0.012963 | 151 | 30 | 151 | 0 | 1.0232 | CC | 1 | 0.034068 | 151 | 151 | 1.9574 | 151 |  |  | 0.034068 | 5.1443
13117 | TGATEWAY_2G | 2 | North | YES | 0.012963 | 130 | 30 | 130 | 0 | 1.0232 | CC | 1 | 0.034068 | 130 | 130 | 1.6852 | 130 |  |  | 0.034068 | 4.4288
13118 | TGATEWAY_3G | 3 | North | YES | 0.012963 | 148 | 30 | 148 | 0 | 1.0232 | CC | 1 | 0.034068 | 148 | 148 | 1.9185 | 148 |  |  | 0.034068 | 5.0421
13119 | TGATEWAY_4G | 4 | North | YES | 0.012963 | 399 | 65 | 399 | 0 | 1.0232 | CC | 1 | 0.034068 | 399 | 399 | 5.1722 | 399 |  |  | 0.034068 | 13.5932
3097 | MARTLAKE_1G | 1 | North | YES | 0.013147 | 790 | 500 | 790 | 0 | 1.017 | LIGCO | 1 | 0.034252 | 0 | 790 | 10.3861 | 790 |  |  | 0.034252 | 27.0591
3098 | MARTLAKE_2G | 2 | North | YES | 0.013147 | 795 | 461 | 795 | 0 | 1.017 | LIGCO | 1 | 0.034252 | 0 | 795 | 10.4519 | 795 |  |  | 0.034252 | 27.2304
3099 | MARTLAKE_3G | 3 | North | YES | 0.013147 | 804 | 500 | 804 | 0 | 1.017 | LIGCO | 1 | 0.034252 | 0 | 804 | 10.5702 | 804 |  |  | 0.034252 | 27.5387
12322 | ENNSTRAC_1G | 1 | North | YES | 0.014348 | 196 | 130 | 196 | 0 | 1.036 | CC | 1 | 0.035453 | 196 | 196 | 2.8122 | 196 |  |  | 0.035453 | 6.9488
12323 | ENNSTRAC_2G | 2 | North | YES | 0.014348 | 116 | 100 | 116 | 0 | 1.036 | CC | 1 | 0.035453 | 116 | 116 | 1.6644 | 116 |  |  | 0.035453 | 4.1126
12411 | FPLEFR1A_G | 1 | North | YES | 0.014506 | 161 | 72 | 161 | 0 | 1 | CC | 1 | 0.035611 | 161 | 161 | 2.3355 | 161 |  |  | 0.035611 | 5.7334
12412 | FPLEFR1B_G | 2 | North | YES | 0.014506 | 164 | 72 | 164 | 0 | 1 | CC | 1 | 0.035611 | 164 | 164 | 2.379 | 164 |  |  | 0.035611 | 5.8402
12413 | FPLEFR1C_G | 3 | North | YES | 0.014506 | 164 | 72 | 164 | 0 | 1 | CC | 1 | 0.035611 | 164 | 164 | 2.379 | 164 |  |  | 0.035611 | 5.8402
12414 | FPLEFR1S_G | 4 | North | YES | 0.014506 | 414 | 191 | 414 | 0 | 1 | CC | 1 | 0.035611 | 414 | 414 | 6.0055 | 414 |  |  | 0.035611 | 14.743
12421 | FPLEFR2A_G | 1 | North | YES | 0.014506 | 162 | 72 | 162 | 0 | 1 | CC | 1 | 0.035611 | 162 | 162 | 2.35 | 162 |  |  | 0.035611 | 5.769
12422 | FPLEFR2B_G | 2 | North | YES | 0.014506 | 161 | 72 | 161 | 0 | 1 | CC | 1 | 0.035611 | 161 | 161 | 2.3355 | 161 |  |  | 0.035611 | 5.7334
12423 | FPLEFR2C_G | 3 | North | YES | 0.014506 | 163 | 72 | 163 | 0 | 1 | CC | 1 | 0.035611 | 163 | 163 | 2.3645 | 163 |  |  | 0.035611 | 5.8046
12424 | FPLEFR2S_G | 4 | North | YES | 0.014506 | 415 | 191 | 415 | 0 | 1 | CC | 1 | 0.035611 | 415 | 415 | 6.02 | 415 |  |  | 0.035611 | 14.7786
12440 | PARKD_1SVC8 | 1 | North | YES | 0.014696 | 0 | 0 | 0 | 0 | 1.007 | GST | 1 | 0.035801 | 0 | 0 | 0 | 0 |  |  | 0.035801 | 0
12449 | PARKD_2SVC8 | 1 | North | YES | 0.014696 | 0 | 0 | 0 | 0 | 1.007 | GST | 1 | 0.035801 | 0 | 0 | 0 | 0 |  |  | 0.035801 | 0
2451 | LKHB1_G | 1 | North | YES | 0.014711 | 0 | 80 | 391 |  | 1.022 | GST | 1 | 0.035816 | 391 | 391 | 5.752 | 391 |  |  | 0.035816 | 14.0041
2452 | LKHB2_G | 2 | North | YES | 0.014711 | 516 | 80 | 516 | 0 | 1.022 | GST | 1 | 0.035816 | 516 | 516 | 7.5909 | 516 |  |  | 0.035816 | 18.4811
1941 | MDLTHELP_1G | 1 | North | YES | 0.014716 | 216.4 | 74 | 216.4 | 0 | 1 | CC | 1 | 0.035821 | 216.4 | 216.4 | 3.1845 | 216.4 |  |  | 0.035821 | 7.7517
1942 | MDLTHELP_2G | 2 | North | YES | 0.014716 | 216.1 | 74 | 216.1 | 0 | 1 | CC | 1 | 0.035821 | 216.1 | 216.1 | 3.1801 | 216.1 |  |  | 0.035821 | 7.7409
948 | STEAM1 | 1 | North | YES | 0.014917 | 0 | 12 | 20 |  | 1.02 | GST | 1 | 0.036022 | 20 | 20 | 0.29834 | 20 |  |  | 0.036022 | 0.72044
949 | STEAM2 | 1 | North | YES | 0.014917 | 26 | 8 | 26 | 0 | 0.99 | GST | 1 | 0.036022 | 26 | 26 | 0.38784 | 26 |  |  | 0.036022 | 0.93657
950 | STEAM3 | 1 | North | YES | 0.014917 | 41 | 13 | 42 | 0 | 1.02 | GST | 1 | 0.036022 | 42 | 42 | 0.62651 | 42 |  |  | 0.036022 | 1.5129
837 | NEWMAN_G5 | 1 | North | YES | 0.014955 | 0 | 15 | 40 |  | 1.01 | GST | 1 | 0.03606 | 40 | 40 | 0.5982 | 40 |  |  | 0.03606 | 1.4424
842 | OLINGER_G1 | 1 | North | YES | 0.014992 | 55.4 | 20 | 79 | 0 | 1.03 | GST | 1 | 0.036097 | 79 | 79 | 1.1844 | 79 |  |  | 0.036097 | 2.8517
843 | OLINGER_G2 | 1 | North | YES | 0.014992 | 76.2 | 25 | 110 | 0 | 1.03 | GST | 1 | 0.036097 | 110 | 110 | 1.6491 | 110 |  |  | 0.036097 | 3.9707
844 | OLINGER_G3 | 1 | North | YES | 0.014992 | 103.9 | 45 | 150 | 0 | 1.03 | GST | 1 | 0.036097 | 150 | 150 | 2.2488 | 150 |  |  | 0.036097 | 5.4146
845 | OLINGER_G4 | 1 | North | YES | 0.014992 | 51.9 | 0 | 76 | 0 | 1.03 | GGT | 1 | 0.036097 | 76 | 76 | 1.1394 | 76 |  |  | 0.036097 | 2.7434
2413 | MTCK6_G | 6 | North | YES | 0.015018 | 0 | 30 | 118 |  | 1.022 | GST | 1 | 0.036123 | 118 | 118 | 1.7721 | 118 |  |  | 0.036123 | 4.2625
2414 | MTCK7_G | 7 | North | YES | 0.015018 | 0 | 30 | 115 |  | 1.022 | GST | 1 | 0.036123 | 115 | 115 | 1.7271 | 115 |  |  | 0.036123 | 4.1542
2417 | MTCK8_G | 8 | North | YES | 0.015018 | 444.8 | 60 | 556 | 0 | 1.022 | GSC | 1 | 0.036123 | 556 | 556 | 8.35 | 556 |  |  | 0.036123 | 20.0844
1701 | MOSES_1G | 1 | North | YES | 0.015177 | 558 | 175 | 558 | 0 | 1.023 | LIGCO | 1 | 0.036282 | 0 | 558 | 8.4688 | 558 |  |  | 0.036282 | 20.2454
1702 | MOSES_2G | 2 | North | YES | 0.015177 | 579 | 175 | 579 | 0 | 1.023 | LIGCO | 1 | 0.036282 | 0 | 579 | 8.7875 | 579 |  |  | 0.036282 | 21.0073
1703 | MOSES_3G | 3 | North | YES | 0.015177 | 808 | 463 | 808 | 0 | 1.023 | LIGCO | 1 | 0.036282 | 0 | 808 | 12.263 | 808 |  |  | 0.036282 | 29.3159
5925 | DCEAST | EQ | North | YES | 0.015177 | 400.3 | -600 | 600 | 0 | 1.025 | DCTie | 1 | 0.036282 | 0 | 0 | 0 | 0 |  |  | 0.036282 | 0
1675 | PEC_1G | 1 | North | YES | 0.015255 | 76.7 | 35 | 76.7 | 0 | 1.022 | Cogen | 1 | 0.03636 | 0 | 0 | 0 | 0 |  |  | 0.03636 | 0
1676 | PEC_2G | 2 | North | YES | 0.015255 | 79.6 | 35 | 79.6 | 0 | 1.022 | Cogen | 1 | 0.03636 | 0 | 0 | 0 | 0 |  |  | 0.03636 | 0
1677 | PEC_3G | 3 | North | YES | 0.015255 | 88.4 | 35 | 88.4 | 0 | 1.022 | Cogen | 1 | 0.03636 | 0 | 0 | 0 | 0 |  |  | 0.03636 | 0
1678 | LAMARPWR_1G | 1 | North | YES | 0.015288 | 160 | 67.7 | 160 | 0 | 1.038 | CC | 1 | 0.036393 | 160 | 160 | 2.4461 | 160 |  |  | 0.036393 | 5.8229
1679 | LAMARPWR_2G | 2 | North | YES | 0.015288 | 156 | 67.7 | 156 | 0 | 1.038 | CC | 1 | 0.036393 | 156 | 156 | 2.3849 | 156 |  |  | 0.036393 | 5.6773
1680 | LAMARPWR_3G | 3 | North | YES | 0.015288 | 196 | 129.1 | 196 | 0 | 1.038 | CC | 1 | 0.036393 | 196 | 196 | 2.9964 | 196 |  |  | 0.036393 | 7.133
1681 | LAMARPWR_4G | 4 | North | YES | 0.015288 | 156 | 67.7 | 156 | 0 | 1.038 | CC | 1 | 0.036393 | 156 | 156 | 2.3849 | 156 |  |  | 0.036393 | 5.6773
1682 | LAMARPWR_5G | 5 | North | YES | 0.015288 | 157 | 67.7 | 157 | 0 | 1.038 | CC | 1 | 0.036393 | 157 | 157 | 2.4002 | 157 |  |  | 0.036393 | 5.7137
1683 | LAMARPWR_6G | 6 | North | YES | 0.015288 | 198 | 129.1 | 198 | 0 | 1.038 | CC | 1 | 0.036393 | 198 | 198 | 3.027 | 198 |  |  | 0.036393 | 7.2058
1689 | VALLEY_3G | 3 | North | YES | 0.015347 | 0 | 25 | 375 |  | 1.003 | GST | 1 | 0.036452 | 375 | 375 | 5.7551 | 375 |  |  | 0.036452 | 13.6695
11691 | KMICHICT1_G | 1 | North | YES | 0.015347 | 144 | 80 | 144 | 0 | 1.026 | CC | 1 | 0.036452 | 144 | 144 | 2.21 | 144 |  |  | 0.036452 | 5.2491
11692 | KMICHICT2_G | 2 | North | YES | 0.015347 | 146 | 80 | 146 | 0 | 1.026 | CC | 1 | 0.036452 | 146 | 146 | 2.2407 | 146 |  |  | 0.036452 | 5.322
11693 | KMICHIST3_G | 3 | North | YES | 0.015347 | 312 | 60 | 312 | 0 | 1.026 | CC | 1 | 0.036452 | 312 | 312 | 4.7883 | 312 |  |  | 0.036452 | 11.373
11694 | KMICHICT4_G | 4 | North | YES | 0.015347 | 144 | 80 | 144 | 0 | 1.026 | CC | 1 | 0.036452 | 144 | 144 | 2.21 | 144 |  |  | 0.036452 | 5.2491
11695 | KMICHICT5_G | 5 | North | YES | 0.015347 | 148 | 80 | 148 | 0 | 1.026 | CC | 1 | 0.036452 | 148 | 148 | 2.2714 | 148 |  |  | 0.036452 | 5.3949
11696 | KMICHIST6_G | 6 | North | YES | 0.015347 | 310 | 60 | 310 | 0 | 1.026 | CC | 1 | 0.036452 | 310 | 310 | 4.7576 | 310 |  |  | 0.036452 | 11.3001
1687 | VALLEY_1G | 1 | North | YES | 0.015518 | 136 | 15 | 170 | 0 | 1.029 | GST | 1 | 0.036623 | 170 | 170 | 2.6381 | 170 |  |  | 0.036623 | 6.2259
1688 | VALLEY_2G | 2 | North | YES | 0.015518 | 527 | 90 | 527 | 0 | 1.029 | GSC | 1 | 0.036623 | 527 | 527 | 8.178 | 527 |  |  | 0.036623 | 19.3004
6948 | DENISNDM | 1 | North | YES | 0.015647 | 40 | 5 | 40 |  | 1.015 | Hydro | 1 | 0.036752 | 0 | 0 | 0 | 0 |  |  | 0.036752 | 0
6948 | DENISNDM | 2 | North | YES | 0.015647 | 31 | 5 | 40 |  | 1.015 | Hydro | 1 | 0.036752 | 0 | 0 | 0 | 0 |  |  | 0.036752 | 0
2381 | NTHLK1_G | 1 | North | YES | 0.015766 | 0 | 35 | 156 |  | 1.022 | GST | 1 | 0.036871 | 156 | 156 | 2.4595 | 156 |  |  | 0.036871 | 5.7519
2382 | NTHLK2_G | 2 | North | YES | 0.015766 | 0 | 35 | 181 |  | 1.022 | GST | 1 | 0.036871 | 181 | 181 | 2.8536 | 181 |  |  | 0.036871 | 6.6737
2383 | NTHLK3_G | 3 | North | YES | 0.015766 | 0 | 50 | 329 |  | 1.022 | GST | 1 | 0.036871 | 329 | 329 | 5.187 | 329 |  |  | 0.036871 | 12.1306
2371 | COLLIN_1G | MB | North | YES | 0.015915 | 0 | 40 | 138 |  | 1.022 | GST | 1 | 0.03702 | 0 | 0 | 0 | 0 |  |  | 0.03702 | 0
1937 | MDLTHELP_5G | 5 | North | YES | 0.015927 | 224 | 74 | 224 | 0 | 1 | CC | 1 | 0.037032 | 224 | 224 | 3.5676 | 224 |  |  | 0.037032 | 8.2952
1938 | MDLTHELP_6G | 6 | North | YES | 0.015927 | 226 | 74 | 226 | 0 | 1 | CC | 1 | 0.037032 | 226 | 226 | 3.5995 | 226 |  |  | 0.037032 | 8.3692
1943 | MDLTHELP_3G | 3 | North | YES | 0.015927 | 212 | 74 | 212 | 0 | 1 | CC | 1 | 0.037032 | 212 | 212 | 3.3765 | 212 |  |  | 0.037032 | 7.8508
1944 | MDLTHELP_4G | 4 | North | YES | 0.015927 | 211 | 74 | 211 | 0 | 1 | CC | 1 | 0.037032 | 211 | 211 | 3.3606 | 211 |  |  | 0.037032 | 7.8138
1948 | HANDLEY_4G | 4 | North | YES | 0.017086 | 348 | 150 | 435 | 0 | 1.022 | GST | 1 | 0.038191 | 435 | 435 | 7.4324 | 435 |  |  | 0.038191 | 16.6131
1947 | HANDLEY_3G | 3 | North | YES | 0.017238 | 316 | 100 | 395 | 0 | 1.022 | GST | 1 | 0.038343 | 395 | 395 | 6.809 | 395 |  |  | 0.038343 | 15.1455
1949 | HANDLEY_5G | 5 | North | YES | 0.017238 | 348 | 150 | 435 | 0 | 1.022 | GST | 1 | 0.038343 | 435 | 435 | 7.4985 | 435 |  |  | 0.038343 | 16.6792
923 | SPENCER_G4 | 1 | North | YES | 0.017746 | 48 | 20 | 61 | 0 | 1.03 | GST | 1 | 0.038851 | 61 | 61 | 1.0825 | 61 |  |  | 0.038851 | 2.3699
924 | SPENCER_G5 | 1 | North | YES | 0.017746 | 52 | 20 | 66 | 0 | 1.03 | GST | 1 | 0.038851 | 66 | 66 | 1.1712 | 66 |  |  | 0.038851 | 2.5642
1861 | EAGLEMNT_1G | MB | North | YES | 0.01864 | 0 | 30 | 112 |  | 1.022 | GST | 1 | 0.039745 | 0 | 0 | 0 | 0 |  |  | 0.039745 | 0
1862 | EAGLEMNT_2G | MB | North | YES | 0.01864 | 0 | 40 | 100 |  | 1.022 | GST | 1 | 0.039745 | 0 | 0 | 0 | 0 |  |  | 0.039745 | 0
1863 | EAGLEMNT_3G | MB | North | YES | 0.01864 | 0 | 50 | 378 |  | 1.022 | GST | 1 | 0.039745 | 0 | 0 | 0 | 0 |  |  | 0.039745 | 0
366 | JNSNCNTY802 | 1 | North | YES | 0.01879 | 168 | 20 | 168 | 0 | 1.02 | Cogen | 1 | 0.039895 | 0 | 0 | 0 | 0 |  |  | 0.039895 | 0
367 | JNSNCNTY802 | 2 | North | YES | 0.01879 | 90 | 20 | 90 | 0 | 1.02 | Cogen | 1 | 0.039895 | 0 | 0 | 0 | 0 |  |  | 0.039895 | 0
728 | WOLFRIDGE801 | 1 | North | YES | 0.018939 | 11.2 | 0 | 112.5 | 0 | 0.99 | Wind | 1 | 0.040044 | 0 | 112.5 | 2.1306 | 112.5 |  |  | 0.040044 | 4.505
580 | JCKCNTY801 | 1 | North | YES | 0.020551 | 288 | 0 | 288 | 0 | 1.022 | CC | 1 | 0.041656 | 288 | 288 | 5.9187 | 288 |  |  | 0.041656 | 11.9969
581 | JCKCNTY802 | 2 | North | YES | 0.020551 | 147 | 0 | 147 | 0 | 1.022 | CC | 1 | 0.041656 | 147 | 147 | 3.021 | 147 |  |  | 0.041656 | 6.1234
582 | JCKCNTY803 | 3 | North | YES | 0.020551 | 147 | 0 | 147 | 0 | 1.022 | CC | 1 | 0.041656 | 147 | 147 | 3.021 | 147 |  |  | 0.041656 | 6.1234
1889 | DECRDOVA_1G | 1 | North | YES | 0.020621 | 779 | 255 | 779 | 0 | 1.02 | GSC | 1 | 0.041726 | 779 | 779 | 16.0638 | 779 |  |  | 0.041726 | 32.5046
1453 | WCPWRCO_1G | 1 | North | YES | 0.020989 | 204 | 50 | 204 | 0 | 1.02 | CC | 1 | 0.042094 | 204 | 204 | 4.2818 | 204 |  |  | 0.042094 | 8.5872
1454 | WCPWRCO_2G | 2 | North | YES | 0.020989 | 204 | 50 | 204 | 0 | 1.02 | CC | 1 | 0.042094 | 204 | 204 | 4.2818 | 204 |  |  | 0.042094 | 8.5872
1455 | WCPWRCO_3G | 3 | North | YES | 0.020989 | 242 | 50 | 242 |  | 1.02 | CC | 1 | 0.042094 | 242 | 242 | 5.0793 | 242 |  |  | 0.042094 | 10.1868
1892 | DECRDOVA_2G | A | North | YES | 0.021237 | 65 | 65 | 70 | 0 | 1.025 | GGT | 1 | 0.042342 | 70 | 70 | 1.4866 | 70 |  |  | 0.042342 | 2.9639
1893 | DECRDOVA_3G | B | North | YES | 0.021237 | 65 | 65 | 69 | 0 | 1.025 | GGT | 1 | 0.042342 | 69 | 69 | 1.4654 | 69 |  |  | 0.042342 | 2.9216
1894 | DECRDOVA_4G | C | North | YES | 0.021237 | 65 | 65 | 69 | 0 | 1.025 | GGT | 1 | 0.042342 | 69 | 69 | 1.4654 | 69 |  |  | 0.042342 | 2.9216
1895 | DECRDOVA_5G | D | North | YES | 0.021237 | 65 | 65 | 68 | 0 | 1.025 | GGT | 1 | 0.042342 | 68 | 68 | 1.4441 | 68 |  |  | 0.042342 | 2.8793
1877 | WLFHOLW_1G | 1 | North | YES | 0.02163 | 217.3 | 89.2 | 217.3 | 0 | 1.032 | CC | 1 | 0.042735 | 217.3 | 217.3 | 4.7002 | 217.3 |  |  | 0.042735 | 9.2863
1878 | WLFHOLW_2G | 2 | North | YES | 0.02163 | 215.7 | 105 | 215.7 | 0 | 1.032 | CC | 1 | 0.042735 | 215.7 | 215.7 | 4.6656 | 215.7 |  |  | 0.042735 | 9.218
1879 | WLFHOLW_3G | 3 | North | YES | 0.02163 | 272.4 | 89.2 | 272.4 | 0 | 1.032 | CC | 1 | 0.042735 | 272.4 | 272.4 | 5.892 | 272.4 |  |  | 0.042735 | 11.641
1898 | COMCHEPK_1G | 1 | North | YES | 0.022363 | 1217 | 1150 | 1217 | 0 | 1.032 | Nuc | 1 | 0.043468 | 0 | 0 | 0 | 0 |  |  | 0.043468 | 0
1899 | COMCHEPK_2G | 2 | North | YES | 0.022363 | 1159 | 1128 | 1159 | 0 | 1.032 | Nuc | 1 | 0.043468 | 0 | 0 | 0 | 0 |  |  | 0.043468 | 0
503 | NTHTEXAS01 | 1 | North | YES | 0.022374 | 0 | 5 | 18 |  | 1.015 | GST | 1 | 0.043479 | 18 | 18 | 0.40273 | 18 |  |  | 0.043479 | 0.78262
504 | NTHTEXAS02 | 2 | North | YES | 0.022374 | 14.4 | 5 | 18 |  | 1.015 | GST | 1 | 0.043479 | 18 | 18 | 0.40273 | 18 |  |  | 0.043479 | 0.78262
505 | NTHTEXAS03 | 3 | North | YES | 0.022374 | 30.4 | 15 | 38 |  | 1.015 | GST | 1 | 0.043479 | 38 | 38 | 0.85021 | 38 |  |  | 0.043479 | 1.6522
1432 | GRHAMSES_2G | 2 | North | YES | 0.023109 | 294.9 | 90 | 366 | 0 | 1.014 | GST | 1 | 0.044214 | 366 | 366 | 8.4579 | 366 |  |  | 0.044214 | 16.1823
1479 | WFCOGEN_1G | 1 | North | YES | 0.023281 | 16 | 12 | 20 | 0 | 1 | Cogen | 1 | 0.044386 | 0 | 0 | 0 | 0 |  |  | 0.044386 | 0
1479 | WFCOGEN_1G | 2 | North | YES | 0.023281 | 16 | 12 | 20 | 0 | 1 | Cogen | 1 | 0.044386 | 0 | 0 | 0 | 0 |  |  | 0.044386 | 0
1482 | WFCOGEN_2G | 2 | North | YES | 0.023281 | 13.6 | 12 | 17 | 0 | 1 | Cogen | 1 | 0.044386 | 0 | 0 | 0 | 0 |  |  | 0.044386 | 0
1482 | WFCOGEN_2G | 1 | North | YES | 0.023281 | 16 | 12 | 20 | 0 | 1 | Cogen | 1 | 0.044386 | 0 | 0 | 0 | 0 |  |  | 0.044386 | 0
344 | MRSSHPRD | 1 | North | YES | 0.023656 | 0 | 0 | 12 |  | 1.03 | Hydro | 1 | 0.044761 | 0 | 0 | 0 | 0 |  |  | 0.044761 | 0
345 | MRSSHPRD01 | 2 | North | YES | 0.023656 | 0 | 0 | 12 |  | 1.03 | Hydro | 1 | 0.044761 | 0 | 0 | 0 | 0 |  |  | 0.044761 | 0
1600 | BARTNWND_1G | 1 | North | YES | 0.023904 | 12 | 0 | 120 | 0 | 1.022 | Wind | 1 | 0.045009 | 0 | 120 | 2.8685 | 120 |  |  | 0.045009 | 5.4011
60202 | FRNDDRCS | F | West | YES | 0.024547 | 0 | 0 | 0 | 0 | 0.9985 | AVR | 1 | 0.045652 | 0 | 0 |  |  |  |  | 0.045652 | 0
1433 | GRHAMSES_1G | 1 | North | YES | 0.024629 | 242 | 60 | 242 | 0 | 1.038 | GST | 1 | 0.045734 | 242 | 242 | 5.9602 | 242 |  |  | 0.045734 | 11.0676
6100 | OKLA7A | EQ | West | YES | 0.024941 | 50 | -220 | 220 | 0 | 1.035 | DCTie | 1 | 0.046046 | 0 | 0 |  |  |  |  | 0.046046 | 0
6752 | OKLA0A | 1 | West | YES | 0.024941 | 649.7 | 175 | 649.7 | 0 | 1.035 | LIGCO | 1 | 0.046046 | 0 | 649.7 |  |  |  |  | 0.046046 | 29.9161
1442 | COKFIELD_5 | 1 | North | YES | 0.025241 | 16.5 | 0 | 165 |  | 1.029 | Wind | 1 | 0.046346 | 0 | 165 | 4.1648 | 165 |  |  | 0.046346 | 7.6471
332 | RWMILLER01 | 1 | North | YES | 0.025789 | 58.4 | 18.5 | 73 | 0 | 1.04 | GST | 1 | 0.046894 | 73 | 73 | 1.8826 | 73 |  |  | 0.046894 | 3.4233
333 | RWMILLER02 | 2 | North | YES | 0.025789 | 95.2 | 37 | 119 | 0 | 1.04 | GST | 1 | 0.046894 | 119 | 119 | 3.0689 | 119 |  |  | 0.046894 | 5.5804
334 | RWMILLER03 | 3 | North | YES | 0.025789 | 166.4 | 65 | 208 | 0 | 1.04 | GST | 1 | 0.046894 | 208 | 208 | 5.3641 | 208 |  |  | 0.046894 | 9.754
335 | RWMILLER04 | 4 | North | YES | 0.025789 | 81.6 | 0 | 102 | 0 | 1.04 | GST | 1 | 0.046894 | 102 | 102 | 2.6305 | 102 |  |  | 0.046894 | 4.7832
336 | RWMILLER05 | 5 | North | YES | 0.025789 | 80.8 | 0 | 101 | 0 | 1.04 | GST | 1 | 0.046894 | 101 | 101 | 2.6047 | 101 |  |  | 0.046894 | 4.7363
1438 | MESQUITW_2G | 1 | North | YES | 0.025914 | 23.6 | 0 | 236 |  | 1.017 | Wind | 1 | 0.047019 | 0 | 236 | 6.1157 | 236 |  |  | 0.047019 | 11.0965
1437 | MESQUITW_1G | 1 | North | YES | 0.025919 | 40 | 0 | 400 | 0 | 1.023 | Wind | 1 | 0.047024 | 0 | 400 | 10.3676 | 400 |  |  | 0.047024 | 18.8096
60018 | DSKY1 | 1 | West | YES | 0.026394 | 21 | 0 | 84 | 0 | 1.023 | Wind | 1 | 0.047499 | 0 | 84 |  |  |  |  | 0.047499 | 3.9899
60017 | ORNNWP1 | 1 | West | YES | 0.026509 | 20 | 0 | 80 |  | 1.027 | Wind | 1 | 0.047614 | 0 | 80 |  |  |  |  | 0.047614 | 3.8091
60000 | DSKY2 | 1 | West | YES | 0.026517 | 19.1 | 0 | 76.5 |  | 1.039 | Wind | 1 | 0.047622 | 0 | 76.5 |  |  |  |  | 0.047622 | 3.6431
38437 | TNSRBNMESA9 | 1 | West | YES | 0.026849 | 37.5 | 0 | 150 | 0 | 1.02 | Wind | 1 | 0.047954 | 0 | 150 |  |  |  |  | 0.047954 | 7.1931
38332 | TNWDWRDU2_8 | 1 | West | YES | 0.026857 | 20 | 0 | 80 | 0 | 1.0232 | Wind | 1 | 0.047962 | 0 | 80 |  |  |  |  | 0.047962 | 3.837
60016 | WOODWRD11A | 1 | West | YES | 0.026859 | 20 | 0 | 80 |  | 1.033 | Wind | 1 | 0.047964 | 0 | 80 |  |  |  |  | 0.047964 | 3.8371
6016 | SWMESA | 1 | West | YES | 0.026875 | 18.8 | 0 | 75 |  | 1.03 | Wind | 1 | 0.04798 | 0 | 75 |  |  |  |  | 0.04798 | 3.5985
60003 | KING_NE1A | 1 | West | YES | 0.026875 | 20 | 0 | 80 |  | 1.03 | Wind | 1 | 0.04798 | 0 | 80 |  |  |  |  | 0.04798 | 3.8384
60005 | KING_SE1A | 1 | West | YES | 0.026875 | 10 | 0 | 40 |  | 1.035 | Wind | 1 | 0.04798 | 0 | 40 |  |  |  |  | 0.04798 | 1.9192
60201 | RIO DRCS | F | West | YES | 0.026883 | 0 | 0 | 0 | 0 | 1.025 | AVR | 1 | 0.047988 | 0 | 0 |  |  |  |  | 0.047988 | 0
60007 | KING_SW1A | 1 | West | YES | 0.026946 | 20 | 0 | 80 |  | 1.03 | Wind | 1 | 0.048051 | 0 | 80 |  |  |  |  | 0.048051 | 3.8441
60019 | KING_NW1A | 1 | West | YES | 0.026946 | 20 | 0 | 80 |  | 1.03 | Wind | 1 | 0.048051 | 0 | 80 |  |  |  |  | 0.048051 | 3.8441
1416 | SWETWATR_1G | 1 | West | YES | 0.027128 | 30 | 18 | 30 | 0 | 1.026 | CC | 1 | 0.048233 | 30 | 30 |  |  |  |  | 0.048233 | 1.447
1417 | SWETWATR_2G | 2 | West | YES | 0.027128 | 72 | 36 | 72 | 0 | 1.026 | CC | 1 | 0.048233 | 72 | 72 |  |  |  |  | 0.048233 | 3.4728
1418 | SWETWATR_3G | 3 | West | YES | 0.027128 | 68 | 36 | 68 | 0 | 1.026 | CC | 1 | 0.048233 | 68 | 68 |  |  |  |  | 0.048233 | 3.2798
1419 | SWETWATR_4G | 4 | West | YES | 0.027128 | 61 | 36 | 61 | 0 | 1.026 | CC | 1 | 0.048233 | 61 | 61 |  |  |  |  | 0.048233 | 2.9422
11056 | ROSCOE_1G | 1 | West | YES | 0.027283 | 41.8 | 0 | 209 |  | 1 | Wind | 1 | 0.048388 | 0 | 209 |  |  |  |  | 0.048388 | 10.1131
11057 | CHAMPION_1G | 1 | West | YES | 0.027283 | 25.3 | 0 | 126.5 |  | 1 | Wind | 1 | 0.048388 | 0 | 126.5 |  |  |  |  | 0.048388 | 6.1211
11058 | PYRON_1G | 1 | West | YES | 0.027283 | 49.8 | 0 | 249 |  | 1 | Wind | 1 | 0.048388 | 0 | 249 |  |  |  |  | 0.048388 | 12.0486
11059 | INADALE_1G | 1 | West | YES | 0.027283 | 39.4 | 0 | 197 |  | 1 | Wind | 1 | 0.048388 | 0 | 197 |  |  |  |  | 0.048388 | 9.5324
71051 | L_BITTCR1_1N | W1 | West | YES | 0.027718 | 7.5 | 0 | 37.5 |  | 1.02 | Wind | 1 | 0.048823 | 0 | 37.5 |  |  |  |  | 0.048823 | 1.8309
71054 | L_SWEETW1_1N | W1 | West | YES | 0.027718 | 21.5 | 0 | 107.5 |  | 1.02 | Wind | 1 | 0.048823 | 0 | 107.5 |  |  |  |  | 0.048823 | 5.2485
71057 | L_SWEETW1_2N | W1 | West | YES | 0.027718 | 27 | 0 | 135 |  | 1.02 | Wind | 1 | 0.048823 | 0 | 135 |  |  |  |  | 0.048823 | 6.5911
71059 | L_SWEETW1_3N | W1 | West | YES | 0.027718 | 23.8 | 0 | 119 | 0 | 1.02 | Wind | 1 | 0.048823 | 0 | 119 |  |  |  |  | 0.048823 | 5.8099
71060 | L_SWEETW1_4N | W1 | West | YES | 0.027718 | 21 | 0 | 105 | 0 | 1.02 | Wind | 1 | 0.048823 | 0 | 105 |  |  |  |  | 0.048823 | 5.1264
71061 | L_SWEETW1_5N | W1 | West | YES | 0.027718 | 16.1 | 0 | 80.5 | 0 | 1.02 | Wind | 1 | 0.048823 | 0 | 80.5 |  |  |  |  | 0.048823 | 3.9303
1002 | PBCTAGE_1G | A | West | YES | 0.027733 | 64 | 64 | 66 | 0 | 1.036 | GGT | 1 | 0.048838 | 66 | 66 |  |  |  |  | 0.048838 | 3.2233
1003 | PBCTBGE_2G | B | West | YES | 0.027733 | 65 | 65 | 66 | 0 | 1.036 | GGT | 1 | 0.048838 | 66 | 66 |  |  |  |  | 0.048838 | 3.2233
1004 | PBCTCGE_3G | C | West | YES | 0.027733 | 62 | 62 | 67 | 0 | 1.036 | GGT | 1 | 0.048838 | 67 | 67 |  |  |  |  | 0.048838 | 3.2721
1005 | PBCTDGE_4G | D | West | YES | 0.027733 | 65 | 65 | 68 | 0 | 1.036 | GGT | 1 | 0.048838 | 68 | 68 |  |  |  |  | 0.048838 | 3.321
1006 | PBCTEGE_5G | E | West | YES | 0.027733 | 65 | 65 | 67 | 0 | 1.036 | GGT | 1 | 0.048838 | 67 | 67 |  |  |  |  | 0.048838 | 3.2721
1007 | PB5GEN_6G | 5 | West | YES | 0.027733 | 91.2 | 40 | 114 | 0 | 1.036 | GST | 1 | 0.048838 | 114 | 114 |  |  |  |  | 0.048838 | 5.5675
1008 | PB6GEN_7G | 6 | West | YES | 0.027733 | 515 | 130 | 515 | 0 | 1.036 | GST | 1 | 0.048838 | 515 | 515 |  |  |  |  | 0.048838 | 25.1516
7038 | L_DELAWA1_1Y | 1 | West | YES | 0.027747 | 3.5 | 0 | 35 | 0 | 1 | Wind | 1 | 0.048852 | 0 | 35 |  |  |  |  | 0.048852 | 1.7098
7038 | L_DELAWA1_1Y | 2 | West | YES | 0.027747 | 3 | 0 | 30 | 0 | 1 | Wind | 1 | 0.048852 | 0 | 30 |  |  |  |  | 0.048852 | 1.4656
11147 | NOTREES_1G | 1 | West | YES | 0.027774 | 29.8 | 0 | 149 | 0 | 1.017 | Wind | 1 | 0.048879 | 0 | 149 |  |  |  |  | 0.048879 | 7.283
11001 | NAV1CT | 1 | West | YES | 0.027819 | 70.4 | 18 | 70.4 | 0 | 1.029 | CC | 1 | 0.048924 | 70.4 | 70.4 |  |  |  |  | 0.048924 | 3.4443
11009 | NAV2CT | 1 | West | YES | 0.027819 | 71.4 | 18 | 71.4 | 0 | 1.029 | CC | 1 | 0.048924 | 71.4 | 71.4 |  |  |  |  | 0.048924 | 3.4932
11011 | NAV3ST | 1 | West | YES | 0.027819 | 92.8 | 40 | 92.8 | 0 | 1.029 | CC | 1 | 0.048924 | 92.8 | 92.8 |  |  |  |  | 0.048924 | 4.5402
11012 | NAV4CT | 1 | West | YES | 0.027819 | 80 | 18 | 80 | 0 | 1.029 | CC | 1 | 0.048924 | 80 | 80 |  |  |  |  | 0.048924 | 3.9139
11013 | NAV5CT | 1 | West | YES | 0.027819 | 80 | 18 | 80 | 0 | 1.029 | CC | 1 | 0.048924 | 80 | 80 |  |  |  |  | 0.048924 | 3.9139
11014 | NAV6ST | 1 | West | YES | 0.027819 | 115 | 40 | 115 | 0 | 1.029 | CC | 1 | 0.048924 | 115 | 115 |  |  |  |  | 0.048924 | 5.6263
11020 | TIEHVSG_1G | 1 | West | YES | 0.027819 | 208.2 | 63 | 208.2 | 0 | 1.012 | CC | 1 | 0.048924 | 208.2 | 208.2 |  |  |  |  | 0.048924 | 10.186
11021 | TIEHVCG_1G | 1 | West | YES | 0.027819 | 142.1 | 103 | 142.1 | 0 | 1.012 | CC | 1 | 0.048924 | 142.1 | 142.1 |  |  |  |  | 0.048924 | 6.9521
11022 | TIEHVCG_2G | 1 | West | YES | 0.027819 | 132.4 | 103 | 132.4 | 0 | 1.012 | CC | 1 | 0.048924 | 132.4 | 132.4 |  |  |  |  | 0.048924 | 6.4775
11023 | TIEHVCG_3G | 1 | West | YES | 0.027819 | 137.4 | 103 | 137.4 | 0 | 1.012 | CC | 1 | 0.048924 | 137.4 | 137.4 |  |  |  |  | 0.048924 | 6.7222
11024 | TIEHVCG_4G | 1 | West | YES | 0.027819 | 147 | 103 | 147 | 0 | 1.012 | CC | 1 | 0.048924 | 147 | 147 |  |  |  |  | 0.048924 | 7.1918
11025 | TIEHVSG_2G | 1 | West | YES | 0.027819 | 213.2 | 63 | 213.2 | 0 | 1.012 | CC | 1 | 0.048924 | 213.2 | 213.2 |  |  |  |  | 0.048924 | 10.4306
1045 | CALENG1G_1G | 1 | West | YES | 0.027883 | 73.4 | 27 | 73.4 | 0 | 1.014 | Cogen | 1 | 0.048988 | 0 | 0 |  |  |  |  | 0.048988 | 0
1046 | CALENG2G_2G | 2 | West | YES | 0.027883 | 73.4 | 27 | 73.4 | 0 | 1.014 | Cogen | 1 | 0.048988 | 0 | 0 |  |  |  |  | 0.048988 | 0
1047 | CALENG3G_3G | 3 | West | YES | 0.027883 | 70.4 | 27 | 70.4 | 0 | 1.014 | Cogen | 1 | 0.048988 | 0 | 0 |  |  |  |  | 0.048988 | 0
1058 | LONGSHORE_5 | 1 | West | YES | 0.027889 | 30 | 0 | 150 |  | 1.01 | Wind | 1 | 0.048994 | 0 | 150 |  |  |  |  | 0.048994 | 7.3491
1058 | LONGSHORE_5 | 2 | West | YES | 0.027889 | 44 | 0 | 220 |  | 1.01 | Wind | 1 | 0.048994 | 0 | 220 |  |  |  |  | 0.048994 | 10.7787
11065 | ELBOWCK_1G | 1 | West | YES | 0.027889 | 23.4 | 0 | 121.9 | 0 | 1 | Wind | 1 | 0.048994 | 0 | 121.9 |  |  |  |  | 0.048994 | 5.9724
1326 | STANTONW_8 | 1 | West | YES | 0.028017 | 20.1 | 0 | 100.5 |  | 1.01 | Wind | 1 | 0.049122 | 0 | 100.5 |  |  |  |  | 0.049122 | 4.9368
60081 | WHRLWIND1A | 1 | West | YES | 0.028079 | 12 | 0 | 60 | 0 | 1.03 | Wind | 1 | 0.049184 | 0 | 60 |  |  |  |  | 0.049184 | 2.951
1328 | OCOTILLO_1G | 1 | West | YES | 0.028089 | 11.6 | 0 | 58 |  | 1.01 | Wind | 1 | 0.049194 | 0 | 58 |  |  |  |  | 0.049194 | 2.8533
1333 | MCDDONAL_8 | 1 | West | YES | 0.028125 | 42.8 | 0 | 214.2 |  | 1.01 | Wind | 1 | 0.04923 | 0 | 214.2 |  |  |  |  | 0.04923 | 10.5451
1037 | MORGAN5G_5G | 5 | West | YES | 0.028126 | 109.6 | 40 | 137 | 0 | 1.029 | GST | 1 | 0.049231 | 137 | 137 |  |  |  |  | 0.049231 | 6.7447
1039 | MRGNAG_1G | A | West | YES | 0.028126 | 69 | 69 | 69 | 0 | 1.029 | GGT | 1 | 0.049231 | 69 | 69 |  |  |  |  | 0.049231 | 3.3969
1040 | MRGNBG_2G | B | West | YES | 0.028126 | 70 | 70 | 71 | 0 | 1.029 | GGT | 1 | 0.049231 | 71 | 71 |  |  |  |  | 0.049231 | 3.4954
1041 | MRGNCG_3G | C | West | YES | 0.028126 | 69 | 69 | 70 | 0 | 1.029 | GGT | 1 | 0.049231 | 70 | 70 |  |  |  |  | 0.049231 | 3.4462
1042 | MRGNDG_4G | D | West | YES | 0.028126 | 68 | 68 | 68 | 0 | 1.029 | GGT | 1 | 0.049231 | 68 | 68 |  |  |  |  | 0.049231 | 3.3477
1043 | MRGNEG_5G | E | West | YES | 0.028126 | 68 | 68 | 70 | 0 | 1.029 | GGT | 1 | 0.049231 | 70 | 70 |  |  |  |  | 0.049231 | 3.4462
1044 | MRGNFG_6G | F | West | YES | 0.028126 | 66 | 66 | 66 | 0 | 1.029 | GGT | 1 | 0.049231 | 66 | 66 |  |  |  |  | 0.049231 | 3.2492
11320 | COYOTE_1G | 1 | West | YES | 0.028147 | 22.5 | 0 | 225 |  | 1 | Wind | 1 | 0.049252 | 0 | 225 |  |  |  |  | 0.049252 | 11.0817
11309 | BULLCREK_2G | 1 | West | YES | 0.028157 | 20.9 | 0 | 180 |  | 1 | Wind | 1 | 0.049262 | 0 | 180 |  |  |  |  | 0.049262 | 8.8672
11310 | BULLCREK_1G | 1 | West | YES | 0.028157 | 15.1 | 0 | 180 |  | 1 | Wind | 1 | 0.049262 | 0 | 180 |  |  |  |  | 0.049262 | 8.8672
1068 | SCURRYCW_1G | 1 | West | YES | 0.028222 | 28.2 | 1.3 | 141 | 0 | 1.0217 | Wind | 1 | 0.049327 | 0 | 141 |  |  |  |  | 0.049327 | 6.9551
1073 | SCURRYCW_2G | 2 | West | YES | 0.028222 | 24 | 0 | 120 | 0 | 1.0217 | Wind | 1 | 0.049327 | 0 | 120 |  |  |  |  | 0.049327 | 5.9192
1061 | CIELOGEN_1G | 1 | West | YES | 0.028223 | 19.8 | 0 | 99 |  | 1 | Wind | 1 | 0.049328 | 0 | 99 |  |  |  |  | 0.049328 | 4.8835
1062 | CIELOGEN_2G | 1 | West | YES | 0.028223 | 12.2 | 0 | 61 |  | 1 | Wind | 1 | 0.049328 | 0 | 61 |  |  |  |  | 0.049328 | 3.009
1069 | KINDERMG_1G | 1 | West | YES | 0.028223 | 25 | 5 | 25 | 0 | 1.017 | Cogen | 1 | 0.049328 | 0 | 0 |  |  |  |  | 0.049328 | 0
1070 | KINDERMG_2G | 1 | West | YES | 0.028223 | 45.7 | 12 | 45.7 | 0 | 1.017 | Cogen | 1 | 0.049328 | 0 | 0 |  |  |  |  | 0.049328 | 0
1071 | KINDERMG_3G | 1 | West | YES | 0.028223 | 45.7 | 12 | 45.7 | 0 | 1.017 | Cogen | 1 | 0.049328 | 0 | 0 |  |  |  |  | 0.049328 | 0
1327 | WILDHRSE_1G | 1 | West | YES | 0.028244 | 0 | 0 | 120 |  | 1 | Wind | 1 | 0.049349 | 0 | 120 |  |  |  |  | 0.049349 | 5.9219
6637 | SNYDERW1A | 1 | West | YES | 0.028251 | 12.6 | 0 | 63 | 0 | 1.025 | Wind | 1 | 0.049356 | 0 | 63 |  |  |  |  | 0.049356 | 3.1094
36998 | RDCNYNG1 | 1 | West | YES | 0.02826 | 16.8 | 0 | 84 |  | 1.01 | Wind | 1 | 0.049365 | 0 | 84 |  |  |  |  | 0.049365 | 4.1467
1360 | GUNSIGHT_8 | 1 | West | YES | 0.028265 | 0 | 0 | 120 |  | 1.01 | Wind | 1 | 0.04937 | 0 | 120 |  |  |  |  | 0.04937 | 5.9244
6144 | MCADOO1A | 1 | West | YES | 0.028419 | 15 | 0 | 150 | 0 | 1.025 | Wind | 1 | 0.049524 | 0 | 150 |  |  |  |  | 0.049524 | 7.4286
1320 | BSP 1 | 1 | West | YES | 0.028621 | 25.5 | 2.9 | 25.8 | 0 | 1 | Cogen | 1 | 0.049726 | 0 | 0 |  |  |  |  | 0.049726 | 0
60058 | BUFF_GAP1A | 1 | West | YES | 0.029225 | 24 | 0 | 120 |  | 1 | Wind | 1 | 0.05033 | 0 | 120 |  |  |  |  | 0.05033 | 6.0396
60060 | CIRELLO | 1 | West | YES | 0.029225 | 46.6 | 0 | 233 | 0 | 1 | Wind | 1 | 0.05033 | 0 | 233 |  |  |  |  | 0.05033 | 11.7269
60063 | BUFF_GAP1B | 1 | West | YES | 0.029225 | 34 | 0 | 170.2 | 0 | 1.02 | Wind | 1 | 0.05033 | 0 | 170.2 |  |  |  |  | 0.05033 | 8.5662
60066 | H_HOLLOW1A | 1 | West | YES | 0.029225 | 44.4 | 0 | 222 | 0 | 1.005 | Wind | 1 | 0.05033 | 0 | 222 |  |  |  |  | 0.05033 | 11.1733
60068 | HHOLLOW21A | 1 | West | YES | 0.029225 | 36.8 | 0 | 184 | 0 | 1.025 | Wind | 1 | 0.05033 | 0 | 184 |  |  |  |  | 0.05033 | 9.2607
60070 | HHOLLOW31A | 1 | West | YES | 0.029225 | 44.8 | 0 | 224 | 0 | 1.025 | Wind | 1 | 0.05033 | 0 | 224 |  |  |  |  | 0.05033 | 11.2739
60072 | HHOLLOW41A | 1 | West | YES | 0.029225 | 23 | 0 | 115 | 0 | 1.025 | Wind | 1 | 0.05033 | 0 | 115 |  |  |  |  | 0.05033 | 5.788
76031 | L_GASCCR1_1N | W1 | West | YES | 0.029421 | 30 | 0 | 150 | 0 | 1.02 | Wind | 1 | 0.050526 | 0 | 150 |  |  |  |  | 0.050526 | 7.5789
1349 | WESTXWIN_1G | 1 | West | YES | 0.029465 | 1.3 | 0 | 6.6 |  | 1.014 | Wind | 1 | 0.05057 | 0 | 6.6 |  |  |  |  | 0.05057 | 0.33376
1350 | NWPWRG1_1G | 1 | West | YES | 0.029465 | 6.9 | 1 | 34.3 |  | 1.014 | Wind | 1 | 0.05057 | 0 | 34.3 |  |  |  |  | 0.05057 | 1.7346
76091 | L_DIVIDE1_1N | W1 | West | YES | 0.029716 | 22.5 | 0 | 112.5 |  | 1.02 | Wind | 1 | 0.050821 | 0 | 112.5 |  |  |  |  | 0.050821 | 5.7174
76095 | L_CAPRSI1_1N | W1 | West | YES | 0.029716 | 29.9 | 0 | 149.5 | 0 | 1.02 | Wind | 1 | 0.050821 | 0 | 149.5 |  |  |  |  | 0.050821 | 7.5977
76096 | L_CAPRSI1_2N | W1 | West | YES | 0.029716 | 37.2 | 0 | 186 | 0 | 1.02 | Wind | 1 | 0.050821 | 0 | 186 |  |  |  |  | 0.050821 | 9.4527
76097 | L_CAPRGE1_1N | W1 | West | YES | 0.029716 | 42.9 | 0 | 214.5 | 0 | 1.02 | Wind | 1 | 0.050821 | 0 | 214.5 |  |  |  |  | 0.050821 | 10.9011
1343 | TRENTIPP_8 | 1 | West | YES | 0.029837 | 30 | 0 | 150 |  | 1.014 | Wind | 1 | 0.050942 | 0 | 150 |  |  |  |  | 0.050942 | 7.6413
1354 | AEPWIND_8 | 1 | West | YES | 0.029837 | 20.2 | 0 | 101 |  | 1 | Wind | 1 | 0.050942 | 0 | 101 |  |  |  |  | 0.050942 | 5.1451
6407 | TURKTRAK1A | 1 | West | YES | 0.031101 | 33.9 | 0 | 169.5 | 0 | 1.025 | Wind | 1 | 0.052206 | 0 | 169.5 |  |  |  |  | 0.052206 | 8.8489
1643 | SLSTR1PP_1G | 1 | North | YES | 0.034429 | 6 | 0 | 60 | 0 | 1.022 | Wind | 1 | 0.055534 | 0 | 60 | 2.0657 | 60 |  |  | 0.055534 | 3.332
60057 | CALLAHAN1A | 1 | West | YES | 0.034805 | 22.8 | 0 | 114 | 0 | 1.04 | Wind | 1 | 0.05591 | 0 | 114 |  |  |  |  | 0.05591 | 6.3737
Note on AL4: Zonal Cap - Zonal Impact

## Distributed Slack - Bound Gen
Number of Bus | Name of Bus | ID | Area Name of Gen | AGC | P Sensitivity of Bus | Gen MW | Min MW | Max MW | V Sensitivity of Bus | Set Volt | Tech Type | Zone Impact | Zone Correlation | Inc Max | Dec Max | Souce S.F. Weighting | Souce Capacity | Sink S.F. Weighting | Sink Capacity | PTDF Calc | PTDF Weighting | max of zone correlation | 0.014155 |  |  | Neg PTDF weight | Pos PTDF weight
5934 | SI_RAY5 | 5 | South | YES | 0 | 0 | 10 | 15 |  | 1.035 | GST | -1 | 0.014155 | 15 | 15 |  |  | 0 | 15 | -0.014155 | -0.21232 |  |  |  |  | 0 | 0
8139 | JOS #1 | MB | South | YES | 0 | 0 | 45 | 255 |  | 1.02 | GST | -1 | 0.014155 | 0 | 0 |  |  | 0 | 0 | -0.014155 | 0 |  |  |  |  | 0 | 0
8285 | LAR #1 | MB | South | YES | 0 | 0 | 9 | 32 |  | 1.0497 | GST | -1 | 0.014155 | 0 | 0 |  |  | 0 | 0 | -0.014155 | 0 |  |  |  |  | 0 | 0
8287 | LAR #2 | MB | South | YES | 0 | 0 | 9 | 32 |  | 1.04 | GST | -1 | 0.014155 | 0 | 0 |  |  | 0 | 0 | -0.014155 | 0 |  |  | Weighted Shift Factors |  | 0 | 0
8288 | LAR #3 | MB | South | YES | 0 | 0 | 25 | 105 |  | 1.04 | GST | -1 | 0.014155 | 0 | 0 |  |  | 0 | 0 | -0.014155 | 0 |  |  | North | 0.014155 | 0 | 0
8388 | BATES0A | MB | South | YES | 0 | 0 | 21 | 71 |  | 1.033 | GST | -1 | 0.014155 | 0 | 0 |  |  | 0 | 0 | -0.014155 | 0 |  |  | South | -0.021105 | 0 | 0
8393 | BATES0B | MB | South | YES | 0 | 0 | 25 | 110 |  | 1.03 | GST | -1 | 0.014155 | 0 | 0 |  |  | 0 | 0 | -0.014155 | 0 |  |  |  |  | 0 | 0
8437 | NUECES_B0C | MB | South | YES | 0 | 0 | 7 | 30 |  | 1.03 | GST | -1 | 0.014155 | 0 | 0 |  |  | 0 | 0 | -0.014155 | 0 | South |  |  |  | 0 | 0
8438 | NUECES_B0B | MB | South | YES | 0 | 0 | 26 | 169 |  | 1.03 | GST | -1 | 0.014155 | 0 | 0 |  |  | 0 | 0 | -0.014155 | 0 | Line Rating |  | 128 |  | 0 | 0
39190 | TNSLCGN1__8 | 1 | Houston | YES | 0 | 0 | 10 | 30 |  | 1.03 | Cogen | -1 | 0.014155 | 0 | 0 |  |  |  |  | -0.014155 | 0 | Impact Counter to Zone: |  | 0 |  | 0 | 0
8032 | AMISTADHYD1 | 1 | South | YES | -0.002695 | 33 | 13 | 33 | 0 | 1.03 | Hydro | -1 | 0.01685 | 0 | 0 |  |  | 0 | 0 | -0.01685 | 0 |  |  | 0% |  | 0 | 0
8033 | AMISTADHYD2 | 2 | South | YES | -0.002695 | 25 | 13 | 25 | 0 | 1.03 | Hydro | -1 | 0.01685 | 0 | 0 |  |  | 0 | 0 | -0.01685 | 0 |  |  |  |  | 0 | 0
88253 | HAMILTON | F | South | YES | -0.002695 | 0 | 0 | 0 | 0 | 1.04 | BLT | -1 | 0.01685 | 0 | 0 |  |  | 0 | 0 | -0.01685 | 0 | North |  |  |  | 0 | 0
48591 | CHE_GT2_5030 | 2 | Houston | YES | -0.00402 | 173 | 50 | 173 | 0 | 1.029 | Cogen | -1 | 0.018175 | 0 | 0 |  |  |  |  | -0.018175 | 0 | Line Rating |  | 128 |  | 0 | 0
48811 | CVC_GT3_5045 | 3 | Houston | YES | -0.00402 | 156 | 91.8 | 156 | 0 | 1.029 | Cogen | -1 | 0.018175 | 0 | 0 |  |  |  |  | -0.018175 | 0 | Impact Counter to Zone: |  | 0 |  | 0 | 0
48812 | CVC_GT2_5020 | 2 | Houston | YES | -0.00402 | 158 | 91.8 | 158 | 0 | 1.029 | Cogen | -1 | 0.018175 | 0 | 0 |  |  |  |  | -0.018175 | 0 |  |  | 0% |  | 0 | 0
48813 | CVC_GT1_5035 | 1 | Houston | YES | -0.00402 | 160 | 91.8 | 160 | 0 | 1.029 | Cogen | -1 | 0.018175 | 0 | 0 |  |  |  |  | -0.018175 | 0 |  |  |  |  | 0 | 0
48814 | CVC_ST5_5040 | 1 | Houston | YES | -0.00402 | 162 | 91.8 | 162 | 0 | 1.029 | Cogen | -1 | 0.018175 | 0 | 0 |  |  |  |  | -0.018175 | 0 |  |  |  |  | 0 | 0
48885 | THW_5152 | B | Houston | YES | -0.004594 | 47.2 | 5 | 59 |  | 1.0319 | GGT | -1 | 0.018749 | 59 | 59 |  |  |  |  | -0.018749 | -1.1062 |  |  |  |  | 0 | 0
48887 | THW_5556 | E | Houston | YES | -0.004594 | 47.2 | 5 | 59 |  | 1.0319 | GGT | -1 | 0.018749 | 59 | 59 |  |  |  |  | -0.018749 | -1.1062 |  |  |  |  | 0 | 0
48885 | THW_5152 | A | Houston | YES | -0.004594 | 46.4 | 5 | 58 |  | 1.0319 | GGT | -1 | 0.018749 | 58 | 58 |  |  |  |  | -0.018749 | -1.0874 |  |  |  |  | 0 | 0
48886 | THW_5354 | D | Houston | YES | -0.004594 | 46.4 | 5 | 58 |  | 1.0319 | GGT | -1 | 0.018749 | 58 | 58 |  |  |  |  | -0.018749 | -1.0874 |  |  |  |  | 0 | 0
48886 | THW_5354 | C | Houston | YES | -0.004594 | 45.6 | 5 | 57 |  | 1.0319 | GGT | -1 | 0.018749 | 57 | 57 |  |  |  |  | -0.018749 | -1.0687 |  |  |  |  | 0 | 0
48887 | THW_5556 | F | Houston | YES | -0.004594 | 45.6 | 5 | 57 |  | 1.0319 | GGT | -1 | 0.018749 | 57 | 57 |  |  |  |  | -0.018749 | -1.0687 |  |  |  |  | 0 | 0
48690 | GBY_GN5_5 | 5 | Houston | YES | -0.004636 | 318.4 | 81 | 398 |  | 1.0362 | GSC | -1 | 0.018791 | 398 | 398 |  |  |  |  | -0.018791 | -7.4788 |  |  |  |  | 0 | 0
48598 | BTE_ST1_8070 | 4 | Houston | YES | -0.004669 | 269.2 | 60 | 269.2 | 0 | 1.0261 | CC | -1 | 0.018824 | 269.2 | 269.2 |  |  |  |  | -0.018824 | -5.0674 |  |  |  |  | 0 | 0
48595 | BTE_GT2_8075 | 1 | Houston | YES | -0.004669 | 162.8 | 130 | 162.8 | 0 | 1.0261 | CC | -1 | 0.018824 | 162.8 | 162.8 |  |  |  |  | -0.018824 | -3.0645 |  |  |  |  | 0 | 0
48596 | BTE_GT3_8045 | 2 | Houston | YES | -0.004669 | 161.4 | 130 | 161.4 | 0 | 1.0261 | CC | -1 | 0.018824 | 161.4 | 161.4 |  |  |  |  | -0.018824 | -3.0382 |  |  |  |  | 0 | 0
48597 | BTE_GT4_8055 | 3 | Houston | YES | -0.004669 | 158.9 | 130 | 158.9 | 0 | 1.0261 | CC | -1 | 0.018824 | 158.9 | 158.9 |  |  |  |  | -0.018824 | -2.9911 |  |  |  |  | 0 | 0
48583 | CBY_GT4_1 | 1 | Houston | YES | -0.004763 | 172 | 0 | 172 | 0 | 1.027 | GSC | -1 | 0.018918 | 172 | 172 |  |  |  |  | -0.018918 | -3.2539 |  |  |  |  | 0 | 0
48584 | CBY_GT4_2 | 2 | Houston | YES | -0.004763 | 172 | 0 | 172 | 0 | 1.027 | CC | -1 | 0.018918 | 172 | 172 |  |  |  |  | -0.018918 | -3.2539 |  |  |  |  | 0 | 0
48585 | CBY_ST4_1 | 3 | Houston | YES | -0.004763 | 172 | 0 | 172 | 0 | 1.027 | CC | -1 | 0.018918 | 172 | 172 |  |  |  |  | -0.018918 | -3.2539 |  |  |  |  | 0 | 0
48815 | CVC_GT4_8005 | 4 | Houston | YES | -0.004778 | 165 | 91.8 | 165 |  | 1.0362 | Cogen | -1 | 0.018933 | 0 | 0 |  |  |  |  | -0.018933 | 0 |  |  |  |  | 0 | 0
48791 | PSA_GT1_8160 | 1 | Houston | YES | -0.004808 | 52 | 20.8 | 65 | 0 | 1.0362 | Cogen | -1 | 0.018963 | 0 | 0 |  |  |  |  | -0.018963 | 0 |  |  |  |  | 0 | 0
48792 | PSA_GT2_8155 | 2 | Houston | YES | -0.004808 | 52.8 | 20.3 | 66 | 0 | 1.0362 | Cogen | -1 | 0.018963 | 0 | 0 |  |  |  |  | -0.018963 | 0 |  |  |  |  | 0 | 0
48793 | PSA_GT3_8150 | 3 | Houston | YES | -0.004808 | 56 | 20.3 | 70 | 0 | 1.0362 | Cogen | -1 | 0.018963 | 0 | 0 |  |  |  |  | -0.018963 | 0 |  |  |  |  | 0 | 0
48794 | PSA_GT4_8145 | 4 | Houston | YES | -0.004808 | 52.8 | 20.3 | 66 | 0 | 1.0362 | Cogen | -1 | 0.018963 | 0 | 0 |  |  |  |  | -0.018963 | 0 |  |  |  |  | 0 | 0
48795 | PSA_GT5_8140 | 5 | Houston | YES | -0.004808 | 51.2 | 20.3 | 64 | 0 | 1.0362 | Cogen | -1 | 0.018963 | 0 | 0 |  |  |  |  | -0.018963 | 0 |  |  |  |  | 0 | 0
48796 | PSA_GN1_8165 | 1 | Houston | YES | -0.004808 | 83.2 | 43.1 | 104 | 0 | 1.0362 | Cogen | -1 | 0.018963 | 0 | 0 |  |  |  |  | -0.018963 | 0 |  |  |  |  | 0 | 0
48797 | PSA_GT6_8135 | 6 | Houston | YES | -0.004808 | 47.2 | 34.5 | 59 | 0 | 1.0362 | Cogen | -1 | 0.018963 | 0 | 0 |  |  |  |  | -0.018963 | 0 |  |  |  |  | 0 | 0
48581 | CBY_GN1_1 | 1 | Houston | YES | -0.004811 | 595.2 | 108 | 744 | 0 | 1.0435 | GSC | -1 | 0.018966 | 744 | 744 |  |  |  |  | -0.018966 | -14.1107 |  |  |  |  | 0 | 0
48940 | WARVUE_GT1 | G1 | Houston | YES | -0.004812 | 15 | 0 | 15 |  | 1.021 | Cogen | -1 | 0.018967 | 0 | 0 |  |  |  |  | -0.018967 | 0 |  |  |  |  | 0 | 0
48651 | EP_1_2 | 1 | Houston | YES | -0.004814 | 4 | 0 | 5 | 0 | 1.0362 | Cogen | -1 | 0.018969 | 0 | 0 |  |  |  |  | -0.018969 | 0 |  |  |  |  | 0 | 0
48651 | EP_1_2 | 2 | Houston | YES | -0.004814 | 17.7 | 10 | 21 | 0 | 1.0362 | Cogen | -1 | 0.018969 | 0 | 0 |  |  |  |  | -0.018969 | 0 |  |  |  |  | 0 | 0
49803 | EXN_15GT | 1 | Houston | YES | -0.004868 | 33 | 8.3 | 34 |  | 1.0326 | Cogen | -1 | 0.019023 | 0 | 0 |  |  |  |  | -0.019023 | 0 |  |  |  |  | 0 | 0
49804 | EXN_16GT | 2 | Houston | YES | -0.004868 | 32 | 8.3 | 34.7 |  | 1.0326 | Cogen | -1 | 0.019023 | 0 | 0 |  |  |  |  | -0.019023 | 0 |  |  |  |  | 0 | 0
49805 | EXN_17GT | 3 | Houston | YES | -0.004868 | 31 | 8.3 | 32.7 |  | 1.0326 | Cogen | -1 | 0.019023 | 0 | 0 |  |  |  |  | -0.019023 | 0 |  |  |  |  | 0 | 0
49826 | EXN938GT | 5 | Houston | YES | -0.004868 | 43 | 9.2 | 45.9 |  | 1.0326 | Cogen | -1 | 0.019023 | 0 | 0 |  |  |  |  | -0.019023 | 0 |  |  |  |  | 0 | 0
49828 | EXN941GT | 10 | Houston | YES | -0.004868 | 17.7 | 5.4 | 17.7 | 0 | 1.0326 | Cogen | -1 | 0.019023 | 0 | 0 |  |  |  |  | -0.019023 | 0 |  |  |  |  | 0 | 0
49829 | EXN942GT | 11 | Houston | YES | -0.004868 | 20 | 5.4 | 20.4 | 0 | 1.0326 | Cogen | -1 | 0.019023 | 0 | 0 |  |  |  |  | -0.019023 | 0 |  |  |  |  | 0 | 0
49830 | EXN943GT | 12 | Houston | YES | -0.004868 | 19 | 5.4 | 19.9 | 0 | 1.0326 | Cogen | -1 | 0.019023 | 0 | 0 |  |  |  |  | -0.019023 | 0 |  |  |  |  | 0 | 0
49831 | EXN944GT | 13 | Houston | YES | -0.004868 | 33 | 5.4 | 35 | 0 | 1.0326 | Cogen | -1 | 0.019023 | 0 | 0 |  |  |  |  | -0.019023 | 0 |  |  |  |  | 0 | 0
49832 | EXN945GT | 9 | Houston | YES | -0.004868 | 18.5 | 9.2 | 18.5 |  | 1.0326 | Cogen | -1 | 0.019023 | 0 | 0 |  |  |  |  | -0.019023 | 0 |  |  |  |  | 0 | 0
49837 | EXN_GT | 4 | Houston | YES | -0.004868 | 81 | 21.3 | 85.4 |  | 1.0326 | Cogen | -1 | 0.019023 | 0 | 0 |  |  |  |  | -0.019023 | 0 |  |  |  |  | 0 | 0
49838 | EXN_14GT | 14 | Houston | YES | -0.004868 | 140 | 0 | 148 |  | 1.0326 | Cogen | -1 | 0.019023 | 0 | 0 |  |  |  |  | -0.019023 | 0 |  |  |  |  | 0 | 0
48883 | THW_GT1_GT_1 | B2 | Houston | YES | -0.004879 | 0 | 0 | 12 |  | 1.043 | GGT | -1 | 0.019034 | 12 | 12 |  |  |  |  | -0.019034 | -0.22841 |  |  |  |  | 0 | 0
48582 | CBY_GN2_2 | 2 | Houston | YES | -0.004925 | 596.8 | 110 | 746 | 0 | 1.0435 | GSC | -1 | 0.01908 | 746 | 746 |  |  |  |  | -0.01908 | -14.2337 |  |  |  |  | 0 | 0
48874 | THW_ST4_ST_4 | 4 | Houston | YES | -0.005004 | 108 | 19 | 108 | 0 | 1.0435 | CC | -1 | 0.019159 | 108 | 108 |  |  |  |  | -0.019159 | -2.0692 |  |  |  |  | 0 | 0
48873 | THW_ST3_ST_3 | 3 | Houston | YES | -0.005004 | 107 | 19 | 107 | 0 | 1.0435 | CC | -1 | 0.019159 | 107 | 107 |  |  |  |  | -0.019159 | -2.05 |  |  |  |  | 0 | 0
48881 | THW_4344 | G | Houston | YES | -0.005004 | 58 | 5 | 58 | 0 | 1.0435 | CC | -1 | 0.019159 | 58 | 58 |  |  |  |  | -0.019159 | -1.1112 |  |  |  |  | 0 | 0
48881 | THW_4344 | H | Houston | YES | -0.005004 | 58 | 5 | 58 | 0 | 1.0435 | CC | -1 | 0.019159 | 58 | 58 |  |  |  |  | -0.019159 | -1.1112 |  |  |  |  | 0 | 0
48877 | THW_3334 | D | Houston | YES | -0.005004 | 57 | 5 | 57 | 0 | 1.0435 | CC | -1 | 0.019159 | 57 | 57 |  |  |  |  | -0.019159 | -1.0921 |  |  |  |  | 0 | 0
48879 | THW_4142 | E | Houston | YES | -0.005004 | 56 | 5 | 56 | 0 | 1.0435 | CC | -1 | 0.019159 | 56 | 56 |  |  |  |  | -0.019159 | -1.0729 |  |  |  |  | 0 | 0
48875 | THW_3132 | A | Houston | YES | -0.005004 | 55 | 5 | 55 | 0 | 1.0435 | CC | -1 | 0.019159 | 55 | 55 |  |  |  |  | -0.019159 | -1.0537 |  |  |  |  | 0 | 0
48877 | THW_3334 | C | Houston | YES | -0.005004 | 55 | 5 | 55 | 0 | 1.0435 | CC | -1 | 0.019159 | 55 | 55 |  |  |  |  | -0.019159 | -1.0537 |  |  |  |  | 0 | 0
48879 | THW_4142 | F | Houston | YES | -0.005004 | 55 | 5 | 55 | 0 | 1.0435 | CC | -1 | 0.019159 | 55 | 55 |  |  |  |  | -0.019159 | -1.0537 |  |  |  |  | 0 | 0
48875 | THW_3132 | B | Houston | YES | -0.005004 | 53 | 5 | 53 | 0 | 1.0435 | CC | -1 | 0.019159 | 53 | 53 |  |  |  |  | -0.019159 | -1.0154 |  |  |  |  | 0 | 0
48593 | CHE_GT1_8015 | 1 | Houston | YES | -0.00511 | 173 | 50 | 173 | 0 | 1.0362 | Cogen | -1 | 0.019265 | 0 | 0 |  |  |  |  | -0.019265 | 0 |  |  |  |  | 0 | 0
48594 | CHE_GN4_8025 | 4 | Houston | YES | -0.00511 | 142 | 60 | 142 | 0 | 1.0362 | Cogen | -1 | 0.019265 | 0 | 0 |  |  |  |  | -0.019265 | 0 |  |  |  |  | 0 | 0
48511 | LPE_GT1_8070 | 1 | Houston | YES | -0.005122 | 42 | 0 | 42 | 0 | 1.0362 | GGT | -1 | 0.019277 | 42 | 42 |  |  |  |  | -0.019277 | -0.80963 |  |  |  |  | 0 | 0
48512 | LPE_GT2_8075 | 2 | Houston | YES | -0.005122 | 42 | 0 | 42 | 0 | 1.0362 | GGT | -1 | 0.019277 | 42 | 42 |  |  |  |  | -0.019277 | -0.80963 |  |  |  |  | 0 | 0
48513 | LPE_GT3_8080 | 3 | Houston | YES | -0.005122 | 39 | 0 | 39 | 0 | 1.0362 | GGT | -1 | 0.019277 | 39 | 39 |  |  |  |  | -0.019277 | -0.7518 |  |  |  |  | 0 | 0
48514 | LPE_GT4_8085 | 4 | Houston | YES | -0.005122 | 39 | 0 | 39 | 0 | 1.0362 | GGT | -1 | 0.019277 | 39 | 39 |  |  |  |  | -0.019277 | -0.7518 |  |  |  |  | 0 | 0
48500 | APD_GT1_8005 | 1 | Houston | YES | -0.005137 | 137.6 | 54.6 | 137.6 | 0 | 1.0362 | Cogen | -1 | 0.019292 | 0 | 0 |  |  |  |  | -0.019292 | 0 |  |  |  |  | 0 | 0
48820 | SHELLG1_3015 | 1 | Houston | YES | -0.005208 | 71 | 34.5 | 71 |  | 1.029 | Cogen | -1 | 0.019363 | 0 | 0 |  |  |  |  | -0.019363 | 0 |  |  |  |  | 0 | 0
48821 | SHELLG2 | 2 | Houston | YES | -0.005208 | 72 | 34.5 | 72 |  | 1.029 | Cogen | -1 | 0.019363 | 0 | 0 |  |  |  |  | -0.019363 | 0 |  |  |  |  | 0 | 0
48822 | SHELLG3_3020 | 2 | Houston | YES | -0.005208 | 30 | 0 | 30 |  | 1.029 | Cogen | -1 | 0.019363 | 0 | 0 |  |  |  |  | -0.019363 | 0 |  |  |  |  | 0 | 0
48822 | SHELLG3_3020 | 1 | Houston | YES | -0.005208 | 39 | 0 | 39 |  | 1.029 | Cogen | -1 | 0.019363 | 0 | 0 |  |  |  |  | -0.019363 | 0 |  |  |  |  | 0 | 0
48854 | SRB_GN4_4 | 4 | Houston | YES | -0.005259 | 182.4 | 35 | 228 | 0 | 1.0326 | GST | -1 | 0.019414 | 228 | 228 |  |  |  |  | -0.019414 | -4.4264 |  |  |  |  | 0 | 0
48740 | PSG_GN2_8050 | 1 | Houston | YES | -0.005259 | 182 | 60 | 182 | 0 | 1.0326 | Cogen | -1 | 0.019414 | 0 | 0 |  |  |  |  | -0.019414 | 0 |  |  |  |  | 0 | 0
48741 | PSG_GT2_8040 | 1 | Houston | YES | -0.005259 | 158.6 | 50 | 158.6 | 0 | 1.0326 | Cogen | -1 | 0.019414 | 0 | 0 |  |  |  |  | -0.019414 | 0 |  |  |  |  | 0 | 0
48742 | PSG_GT3_8060 | 1 | Houston | YES | -0.005259 | 157 | 50 | 157 | 0 | 1.0326 | Cogen | -1 | 0.019414 | 0 | 0 |  |  |  |  | -0.019414 | 0 |  |  |  |  | 0 | 0
48611 | DIB_GT1_8080 | 1 | Houston | YES | -0.00526 | 64 | 0 | 64 | 0 | 1.0326 | Cogen | -1 | 0.019415 | 0 | 0 |  |  |  |  | -0.019415 | 0 |  |  |  |  | 0 | 0
48612 | DIB_GT2_8075 | 2 | Houston | YES | -0.00526 | 63.2 | 0 | 63.2 | 0 | 1.0326 | Cogen | -1 | 0.019415 | 0 | 0 |  |  |  |  | -0.019415 | 0 |  |  |  |  | 0 | 0
48613 | DIB_ST1_8085 | 3 | Houston | YES | -0.00526 | 67.9 | 30 | 82.6 | 0 | 1.0326 | Cogen | -1 | 0.019415 | 0 | 0 |  |  |  |  | -0.019415 | 0 |  |  |  |  | 0 | 0
48614 | DIB_GT3_8090 | 4 | Houston | YES | -0.00526 | 73.6 | 15 | 73.6 | 0 | 1.0326 | Cogen | -1 | 0.019415 | 0 | 0 |  |  |  |  | -0.019415 | 0 |  |  |  |  | 0 | 0
48853 | SRB_GN3_3 | 3 | Houston | YES | -0.005261 | 170.4 | 35 | 213 |  | 1.0326 | GST | -1 | 0.019416 | 213 | 213 |  |  |  |  | -0.019416 | -4.1356 |  |  |  |  | 0 | 0
48845 | SOL_GT1 | 1 | Houston | YES | -0.005261 | 16.2 | 15.4 | 16.2 |  | 1.0326 | Solar | -1 | 0.019416 | 16.2 | 16.2 |  |  |  |  | -0.019416 | -0.31454 |  |  |  |  | 0 | 0
48551 | CAL_GT1_8045 | 1 | Houston | YES | -0.00527 | 149 | 0 | 149 | 0 | 1.0326 | Cogen | -1 | 0.019425 | 0 | 0 |  |  |  |  | -0.019425 | 0 |  |  |  |  | 0 | 0
48552 | CAL_ST1_8000 | 2 | Houston | YES | -0.00527 | 65.1 | 0 | 65.1 | 0 | 1.0326 | Cogen | -1 | 0.019425 | 0 | 0 |  |  |  |  | -0.019425 | 0 |  |  |  |  | 0 | 0
48851 | SRB_GN1_1 | 1 | Houston | YES | -0.005271 | 132 | 26 | 165 | 0 | 1.0217 | GST | -1 | 0.019426 | 165 | 165 |  |  |  |  | -0.019426 | -3.2053 |  |  |  |  | 0 | 0
48852 | SRB_GN2_2 | 2 | Houston | YES | -0.005274 | 140.8 | 26 | 176 | 0 | 1.0217 | GST | -1 | 0.019429 | 176 | 176 |  |  |  |  | -0.019429 | -3.4195 |  |  |  |  | 0 | 0
48855 | SRB_GT211035 | B1 | Houston | YES | -0.005275 | 0 | 0 | 18 |  | 1.014 | GGT | -1 | 0.01943 | 18 | 18 |  |  |  |  | -0.01943 | -0.34974 |  |  |  |  | 0 | 0
48855 | SRB_GT211035 | B2 | Houston | YES | -0.005275 | 0 | 0 | 12 |  | 1.014 | GGT | -1 | 0.01943 | 12 | 12 |  |  |  |  | -0.01943 | -0.23316 |  |  |  |  | 0 | 0
48761 | PR_GT1__9040 | 1 | Houston | YES | -0.005311 | 26 | 0 | 35 |  | 1 | Cogen | -1 | 0.019466 | 0 | 0 |  |  |  |  | -0.019466 | 0 |  |  |  |  | 0 | 0
48645 | DPEC_ST55065 | 5 | Houston | YES | -0.005349 | 282 | 0 | 282 | 0 | 1.0319 | CC | -1 | 0.019504 | 282 | 282 |  |  |  |  | -0.019504 | -5.5001 |  |  |  |  | 0 | 0
48641 | DPEC_GT15040 | 1 | Houston | YES | -0.005349 | 163.2 | 98 | 163.2 | 0 | 1.0319 | CC | -1 | 0.019504 | 163.2 | 163.2 |  |  |  |  | -0.019504 | -3.183 |  |  |  |  | 0 | 0
48643 | DPEC_GT35010 | 3 | Houston | YES | -0.005349 | 157.5 | 98 | 157.5 | 0 | 1.0319 | CC | -1 | 0.019504 | 157.5 | 157.5 |  |  |  |  | -0.019504 | -3.0719 |  |  |  |  | 0 | 0
48642 | DPEC_GT25025 | 2 | Houston | YES | -0.005349 | 157.1 | 98 | 157.1 | 0 | 1.0319 | CC | -1 | 0.019504 | 157.1 | 157.1 |  |  |  |  | -0.019504 | -3.0641 |  |  |  |  | 0 | 0
48644 | DPEC_GT45070 | 4 | Houston | YES | -0.005349 | 157 | 98 | 157 | 0 | 1.0319 | CC | -1 | 0.019504 | 157 | 157 |  |  |  |  | -0.019504 | -3.0621 |  |  |  |  | 0 | 0
48841 | SJS_GT1_GT1 | 1 | Houston | YES | -0.005385 | 62.4 | 49 | 78 | 0 | 1.0362 | Cogen | -1 | 0.01954 | 0 | 0 |  |  |  |  | -0.01954 | 0 |  |  |  |  | 0 | 0
48842 | SJS_GT2_GT2 | 2 | Houston | YES | -0.005385 | 64.8 | 49 | 81 | 0 | 1.0362 | Cogen | -1 | 0.01954 | 0 | 0 |  |  |  |  | -0.01954 | 0 |  |  |  |  | 0 | 0
48693 | GBY_83841065 | E | Houston | YES | -0.005428 | 45.6 | 20 | 57 | 0 | 1.0362 | GGT | -1 | 0.019583 | 57 | 57 |  |  |  |  | -0.019583 | -1.1162 |  |  |  |  | 0 | 0
48692 | GBY_81821075 | D | Houston | YES | -0.005428 | 44 | 20 | 55 | 0 | 1.0362 | GGT | -1 | 0.019583 | 55 | 55 |  |  |  |  | -0.019583 | -1.0771 |  |  |  |  | 0 | 0
48693 | GBY_83841065 | F | Houston | YES | -0.005428 | 43.2 | 20 | 54 | 0 | 1.0362 | GGT | -1 | 0.019583 | 54 | 54 |  |  |  |  | -0.019583 | -1.0575 |  |  |  |  | 0 | 0
48691 | GBY_73741085 | B | Houston | YES | -0.005428 | 37.6 | 20 | 47 | 0 | 1.0362 | GGT | -1 | 0.019583 | 47 | 47 |  |  |  |  | -0.019583 | -0.9204 |  |  |  |  | 0 | 0
48691 | GBY_73741085 | A | Houston | YES | -0.005428 | 37.6 | 20 | 47 | 0 | 1.0362 | GGT | -1 | 0.019583 | 47 | 47 |  |  |  |  | -0.019583 | -0.9204 |  |  |  |  | 0 | 0
48692 | GBY_81821075 | C | Houston | YES | -0.005428 | 37.6 | 20 | 47 | 0 | 1.0362 | GGT | -1 | 0.019583 | 47 | 47 |  |  |  |  | -0.019583 | -0.9204 |  |  |  |  | 0 | 0
48531 | BYU_GT1_8075 | 1 | Houston | YES | -0.005531 | 65 | 0 | 65 |  | 1.0362 | Cogen | -1 | 0.019686 | 0 | 0 |  |  |  |  | -0.019686 | 0 |  |  |  |  | 0 | 0
48532 | BYU_GT2_8055 | 2 | Houston | YES | -0.005531 | 62 | 0 | 62 |  | 1.0362 | Cogen | -1 | 0.019686 | 0 | 0 |  |  |  |  | -0.019686 | 0 |  |  |  |  | 0 | 0
48533 | BYU_GT3_8060 | 3 | Houston | YES | -0.005531 | 67 | 0 | 67 |  | 1.0362 | Cogen | -1 | 0.019686 | 0 | 0 |  |  |  |  | -0.019686 | 0 |  |  |  |  | 0 | 0
48534 | BYU_GT4_8065 | 4 | Houston | YES | -0.005531 | 65 | 0 | 65 |  | 1.0362 | Cogen | -1 | 0.019686 | 0 | 0 |  |  |  |  | -0.019686 | 0 |  |  |  |  | 0 | 0
48561 | CTL_GT2_8130 | 1 | Houston | YES | -0.005608 | 73.5 | 30.3 | 91.9 |  | 1.0362 | Cogen | -1 | 0.019763 | 0 | 0 |  |  |  |  | -0.019763 | 0 |  |  |  |  | 0 | 0
48562 | CTL_GT3_8135 | 2 | Houston | YES | -0.005608 | 70.1 | 30.3 | 87.6 |  | 1.0362 | Cogen | -1 | 0.019763 | 0 | 0 |  |  |  |  | -0.019763 | 0 |  |  |  |  | 0 | 0
48563 | CTL_GT4_8140 | 3 | Houston | YES | -0.005608 | 69.6 | 30.3 | 87 |  | 1.0362 | Cogen | -1 | 0.019763 | 0 | 0 |  |  |  |  | -0.019763 | 0 |  |  |  |  | 0 | 0
48564 | CTL_GN1_8145 | 4 | Houston | YES | -0.005608 | 43.6 | 12.9 | 54.5 |  | 1.0362 | Cogen | -1 | 0.019763 | 0 | 0 |  |  |  |  | -0.019763 | 0 |  |  |  |  | 0 | 0
48565 | CTL_GN2_8155 | 5 | Houston | YES | -0.005608 | 9.8 | 3.4 | 12.2 |  | 1.0362 | Cogen | -1 | 0.019763 | 0 | 0 |  |  |  |  | -0.019763 | 0 |  |  |  |  | 0 | 0
48772 | PHR_GN2_2 | MB | Houston | YES | -0.005811 | 0 | 72 | 459 |  | 1.0362 | GSC | -1 | 0.019966 | 0 | 0 |  |  |  |  | -0.019966 | 0 |  |  |  |  | 0 | 0
38580 | TNBP_CGN1_8 | 1 | Houston | YES | -0.006101 | 70.8 | 0 | 70.8 | 0 | 1.005 | Cogen | -1 | 0.020256 | 0 | 0 |  |  |  |  | -0.020256 | 0 |  |  |  |  | 0 | 0
38590 | TNBP_CGN2_8 | 2 | Houston | YES | -0.006101 | 66.7 | 0 | 66.7 | 0 | 1.005 | Cogen | -1 | 0.020256 | 0 | 0 |  |  |  |  | -0.020256 | 0 |  |  |  |  | 0 | 0
38600 | TNBP_CGN3_8 | 5 | Houston | YES | -0.006101 | 53 | 0 | 53 | 0 | 1.005 | Cogen | -1 | 0.020256 | 0 | 0 |  |  |  |  | -0.020256 | 0 |  |  |  |  | 0 | 0
38611 | TNBPAMCG1_8 | 1 | Houston | YES | -0.006101 | 153.2 | 0 | 153.2 | 0 | 1.005 | Cogen | -1 | 0.020256 | 0 | 0 |  |  |  |  | -0.020256 | 0 |  |  |  |  | 0 | 0
38612 | TNBPAMCG2_8 | 2 | Houston | YES | -0.006101 | 153.5 | 0 | 153.5 | 0 | 1.005 | Cogen | -1 | 0.020256 | 0 | 0 |  |  |  |  | -0.020256 | 0 |  |  |  |  | 0 | 0
38613 | TNBPAMCG3_8 | 3 | Houston | YES | -0.006101 | 152.3 | 0 | 152.3 | 0 | 1.005 | Cogen | -1 | 0.020256 | 0 | 0 |  |  |  |  | -0.020256 | 0 |  |  |  |  | 0 | 0
38614 | TNBPAMCG4_8 | 4 | Houston | YES | -0.006101 | 96 | 0 | 96 |  | 1.005 | Cogen | -1 | 0.020256 | 0 | 0 |  |  |  |  | -0.020256 | 0 |  |  |  |  | 0 | 0
38615 | TNBPAMCG5_8 | 1 | Houston | YES | -0.006101 | 244 | 0 | 244 | 0 | 1.005 | Cogen | -1 | 0.020256 | 0 | 0 |  |  |  |  | -0.020256 | 0 |  |  |  |  | 0 | 0
38690 | TNBP_CGN4_8 | 3 | Houston | YES | -0.006101 | 40 | 0 | 40 |  | 1.005 | Cogen | -1 | 0.020256 | 0 | 0 |  |  |  |  | -0.020256 | 0 |  |  |  |  | 0 | 0
38711 | TNTXCTY1CG8 | 1 | Houston | YES | -0.006101 | 100.3 | 59 | 100.3 | 0 | 1 | Cogen | -1 | 0.020256 | 0 | 0 |  |  |  |  | -0.020256 | 0 |  |  |  |  | 0 | 0
38712 | TNTXCTY2CG8 | 1 | Houston | YES | -0.006101 | 92.9 | 59 | 92.9 | 0 | 1 | Cogen | -1 | 0.020256 | 0 | 0 |  |  |  |  | -0.020256 | 0 |  |  |  |  | 0 | 0
38713 | TNTXCTY3CG8 | 1 | Houston | YES | -0.006101 | 102.7 | 59 | 102.7 | 0 | 1 | Cogen | -1 | 0.020256 | 0 | 0 |  |  |  |  | -0.020256 | 0 |  |  |  |  | 0 | 0
38714 | TNTXCTY4CG8 | 1 | Houston | YES | -0.006101 | 103 | 59 | 103 | 0 | 1 | Cogen | -1 | 0.020256 | 0 | 0 |  |  |  |  | -0.020256 | 0 |  |  |  |  | 0 | 0
39470 | TNDOWCGNSG8 | 1 | Houston | YES | -0.006101 | 32 | 10 | 32 | 0 | 0.985 | Cogen | -1 | 0.020256 | 0 | 0 |  |  |  |  | -0.020256 | 0 |  |  |  |  | 0 | 0
39480 | TNDOWCGNGG8 | 1 | Houston | YES | -0.006101 | 30 | 10 | 30 | 0 | 0.985 | Cogen | -1 | 0.020256 | 0 | 0 |  |  |  |  | -0.020256 | 0 |  |  |  |  | 0 | 0
48924 | WAP_GN4_4 | 4 | Houston | YES | -0.006768 | 546 | 217 | 546 | 0 | 1.0362 | GSC | -1 | 0.020923 | 546 | 546 |  |  |  |  | -0.020923 | -11.4239 |  |  |  |  | 0 | 0
48923 | WAP_GN3_3 | 3 | Houston | YES | -0.006768 | 198.4 | 93 | 248 | 0 | 1.0362 | GST | -1 | 0.020923 | 248 | 248 |  |  |  |  | -0.020923 | -5.1889 |  |  |  |  | 0 | 0
48921 | WAP_GN1_1 | 1 | Houston | YES | -0.006768 | 132.8 | 37 | 166 | 0 | 1.0362 | GST | -1 | 0.020923 | 166 | 166 |  |  |  |  | -0.020923 | -3.4732 |  |  |  |  | 0 | 0
48922 | WAP_GN2_2 | 2 | Houston | YES | -0.006768 | 132.8 | 37 | 166 | 0 | 1.0362 | GST | -1 | 0.020923 | 166 | 166 |  |  |  |  | -0.020923 | -3.4732 |  |  |  |  | 0 | 0
48929 | WAPGT21_GT1 | B1 | Houston | YES | -0.006768 | 0 | 0 | 13 |  | 1.05 | GGT | -1 | 0.020923 | 13 | 13 |  |  |  |  | -0.020923 | -0.272 |  |  |  |  | 0 | 0
48925 | WAP_GN5_5 | 5 | Houston | YES | -0.006768 | 589.4 | 278 | 654 | 0 | 0.985 | LIGCO | -1 | 0.020923 | 0 | 654 |  |  |  |  | -0.020923 | 0 |  |  |  |  | 0 | 0
48510 | AK_GT1__8040 | 1 | Houston | YES | -0.006808 | 33.4 | 8.1 | 34 |  | 1.029 | Cogen | -1 | 0.020963 | 0 | 0 |  |  |  |  | -0.020963 | 0 |  |  |  |  | 0 | 0
8262 | ELPS | 1 | South | YES | -0.006838 | 6 | 6 | 6 | 0 | 1.15 | Hydro | -1 | 0.020993 | 0 | 0 |  |  | 0 | 0 | -0.020993 | 0 |  |  |  |  | 0 | 0
48523 | BVE_ST1_GN1 | 3 | Houston | YES | -0.00694 | 252.4 | 0 | 252.4 |  | 1.035 | CC | -1 | 0.021095 | 252.4 | 252.4 |  |  |  |  | -0.021095 | -5.3244 |  |  |  |  | 0 | 0
48521 | BVE_GT1_GT1 | 1 | Houston | YES | -0.00694 | 167.7 | 0 | 167.7 |  | 1.035 | CC | -1 | 0.021095 | 167.7 | 167.7 |  |  |  |  | -0.021095 | -3.5376 |  |  |  |  | 0 | 0
48522 | BVE_GT2_5035 | 2 | Houston | YES | -0.00694 | 166.4 | 0 | 166.4 |  | 1.035 | CC | -1 | 0.021095 | 166.4 | 166.4 |  |  |  |  | -0.021095 | -3.5102 |  |  |  |  | 0 | 0
48926 | WAP_GN6_6 | 6 | Houston | YES | -0.006949 | 651 | 280 | 651 |  | 1.035 | LIGCO | -1 | 0.021104 | 0 | 651 |  |  |  |  | -0.021104 | 0 |  |  |  |  | 0 | 0
48927 | WAP_GN7_7 | 7 | Houston | YES | -0.006949 | 564 | 277 | 564 |  | 1.035 | LIGCO | -1 | 0.021104 | 0 | 564 |  |  |  |  | -0.021104 | 0 |  |  |  |  | 0 | 0
48928 | WAP_GN8_8 | 8 | Houston | YES | -0.006949 | 603 | 275 | 603 |  | 1.035 | LIGCO | -1 | 0.021104 | 0 | 603 |  |  |  |  | -0.021104 | 0 |  |  |  |  | 0 | 0
48730 | MNS_GT | 1 | Houston | YES | -0.006967 | 43 | 0 | 46.1 |  | 1.029 | Cogen | -1 | 0.021122 | 0 | 0 |  |  |  |  | -0.021122 | 0 |  |  |  |  | 0 | 0
39760 | TNSCLP1___8 | 1 | Houston | YES | -0.008023 | 93.4 | 20 | 116.8 | 0 | 1.04 | Cogen | -1 | 0.022178 | 0 | 0 |  |  |  |  | -0.022178 | 0 |  |  |  |  | 0 | 0
39770 | TNSCLP2___8 | 1 | Houston | YES | -0.008023 | 91.6 | 20 | 114.5 | 0 | 1.04 | Cogen | -1 | 0.022178 | 0 | 0 |  |  |  |  | -0.022178 | 0 |  |  |  |  | 0 | 0
39775 | TNSCLP4___8 | 1 | Houston | YES | -0.008023 | 95.2 | 20 | 119 | 0 | 1.04 | Cogen | -1 | 0.022178 | 0 | 0 |  |  |  |  | -0.022178 | 0 |  |  |  |  | 0 | 0
39790 | TNSCLP3___8 | 1 | Houston | YES | -0.008023 | 87.6 | 20 | 109.5 | 0 | 1.027 | Cogen | -1 | 0.022178 | 0 | 0 |  |  |  |  | -0.022178 | 0 |  |  |  |  | 0 | 0
48671 | FTR_GT1_5105 | 1 | North | YES | 0.001165 | 154.2 | 0 | 154.2 | 0 | 1.0319 | CC | 1 | 0.02227 | 154.2 | 154.2 | 0.17964 | 154.2 |  |  | 0.02227 | 3.434 |  |  |  |  | 0 | 0
48673 | FTR_GT3_5085 | 3 | North | YES | 0.001165 | 158 | 0 | 158 | 0 | 1.0319 | CC | 1 | 0.02227 | 158 | 158 | 0.18407 | 158 |  |  | 0.02227 | 3.5187 |  |  |  |  | 0 | 0
48672 | FTR_GT2_5110 | 2 | North | YES | 0.001165 | 159 | 0 | 159 | 0 | 1.0319 | CC | 1 | 0.02227 | 159 | 159 | 0.18524 | 159 |  |  | 0.02227 | 3.5409 |  |  |  |  | 0 | 0
48674 | FTR_CN4_5095 | 4 | North | YES | 0.001165 | 380 | 0 | 380 | 0 | 1.0319 | CC | 1 | 0.02227 | 380 | 380 | 0.4427 | 380 |  |  | 0.02227 | 8.4626 |  |  |  |  | 0 | 0
48520 | BSF_GT1_8070 | 1 | Houston | YES | -0.008325 | 72 | 0 | 72 | 0 | 1.0326 | Cogen | -1 | 0.02248 | 0 | 0 |  |  |  |  | -0.02248 | 0 |  |  |  |  | 0 | 0
48520 | BSF_GT1_8070 | 2 | Houston | YES | -0.008325 | 10 | 0 | 10 | 0 | 1.0326 | Cogen | -1 | 0.02248 | 0 | 0 |  |  |  |  | -0.02248 | 0 |  |  |  |  | 0 | 0
32884 | BRYN_DNSBY13 | 1 | North | YES | 0.00149 | 46 | 2 | 46 | 0 | 1.015 | GST | 1 | 0.022595 | 46 | 46 | 0.06854 | 46 |  |  | 0.022595 | 1.0394 |  |  |  |  | 0 | 0
32883 | BRYN_DNSBY3 | 1 | North | YES | 0.00149 | 0 | 2 | 48 |  | 1.015 | GST | 1 | 0.022595 | 48 | 48 | 0.07152 | 48 |  |  | 0.022595 | 1.0846 |  |  |  |  | 0 | 0
32892 | BRYN_DNSBY14 | 1 | North | YES | 0.00149 | 84 | 25 | 105 | 0 | 1.035 | GST | 1 | 0.022595 | 105 | 105 | 0.15645 | 105 |  |  | 0.022595 | 2.3725 |  |  |  |  | 0 | 0
32886 | BRYN_ATKINS3 | MB | North | YES | 0.001721 | 0 | 5 | 12 |  | 1 | GST | 1 | 0.022826 | 0 | 0 | 0 | 0 |  |  | 0.022826 | 0 |  |  |  |  | 0 | 0
32887 | BRYN_ATKINS6 | MB | North | YES | 0.001721 | 0 | 12 | 51 |  | 1.028 | GST | 1 | 0.022826 | 0 | 0 | 0 | 0 |  |  | 0.022826 | 0 |  |  |  |  | 0 | 0
32890 | BRYN_ATKINS4 | MB | North | YES | 0.001721 | 0 | 5 | 22 |  | 1.031 | GST | 1 | 0.022826 | 0 | 0 | 0 | 0 |  |  | 0.022826 | 0 |  |  |  |  | 0 | 0
32891 | BRYN_ATKINS5 | MB | North | YES | 0.001721 | 0 | 5 | 25 |  | 1.031 | GST | 1 | 0.022826 | 0 | 0 | 0 | 0 |  |  | 0.022826 | 0 |  |  |  |  | 0 | 0
32888 | BRYN_ATKINS7 | 1 | North | YES | 0.001721 | 13.6 | 4 | 17 |  | 1.028 | GGT | 1 | 0.022826 | 17 | 17 | 0.029257 | 17 |  |  | 0.022826 | 0.38804 |  |  |  |  | 0 | 0
49851 | DOW17000 | 37 | Houston | YES | -0.008703 | 39 | 0 | 62 | 0 | 1 | Cogen | -1 | 0.022858 | 0 | 0 |  |  |  |  | -0.022858 | 0 |  |  |  |  | 0 | 0
49858 | DOW38100 | 31 | Houston | YES | -0.008703 | 45 | 0 | 71.4 |  | 1 | Cogen | -1 | 0.022858 | 0 | 0 |  |  |  |  | -0.022858 | 0 |  |  |  |  | 0 | 0
49859 | DOW38200 | 33 | Houston | YES | -0.008703 | 28 | 0 | 45 | 0 | 1 | Cogen | -1 | 0.022858 | 0 | 0 |  |  |  |  | -0.022858 | 0 |  |  |  |  | 0 | 0
49860 | DOW38300 | 32 | Houston | YES | -0.008703 | 63 | 0 | 101 |  | 1 | Cogen | -1 | 0.022858 | 0 | 0 |  |  |  |  | -0.022858 | 0 |  |  |  |  | 0 | 0
49862 | DOW39100 | 36 | Houston | YES | -0.008703 | 54 | 0 | 86 | 0 | 1 | Cogen | -1 | 0.022858 | 0 | 0 |  |  |  |  | -0.022858 | 0 |  |  |  |  | 0 | 0
49863 | DOW39200 | 35 | Houston | YES | -0.008703 | 55 | 0 | 88 | 0 | 1 | Cogen | -1 | 0.022858 | 0 | 0 |  |  |  |  | -0.022858 | 0 |  |  |  |  | 0 | 0
49865 | DOW41000 | 41 | Houston | YES | -0.008703 | 31 | 0 | 50 |  | 1 | Cogen | -1 | 0.022858 | 0 | 0 |  |  |  |  | -0.022858 | 0 |  |  |  |  | 0 | 0
49866 | DOW42000 | 42 | Houston | YES | -0.008703 | 11 | 0 | 18 |  | 1 | Cogen | -1 | 0.022858 | 0 | 0 |  |  |  |  | -0.022858 | 0 |  |  |  |  | 0 | 0
49869 | DOW49000 | 45 | Houston | YES | -0.008703 | 59 | 0 | 94 |  | 1 | Cogen | -1 | 0.022858 | 0 | 0 |  |  |  |  | -0.022858 | 0 |  |  |  |  | 0 | 0
49870 | DOW61000 | 61 | Houston | YES | -0.008703 | 44 | 0 | 70 | 0 | 1 | Cogen | -1 | 0.022858 | 0 | 0 |  |  |  |  | -0.022858 | 0 |  |  |  |  | 0 | 0
49871 | DOW62000 | 62 | Houston | YES | -0.008703 | 40 | 0 | 63 | 0 | 1 | Cogen | -1 | 0.022858 | 0 | 0 |  |  |  |  | -0.022858 | 0 |  |  |  |  | 0 | 0
49872 | DOW63000 | 63 | Houston | YES | -0.008703 | 45 | 0 | 72 | 0 | 1 | Cogen | -1 | 0.022858 | 0 | 0 |  |  |  |  | -0.022858 | 0 |  |  |  |  | 0 | 0
49873 | DOW64000 | 64 | Houston | YES | -0.008703 | 41 | 0 | 64.8 | 0 | 1 | Cogen | -1 | 0.022858 | 0 | 0 |  |  |  |  | -0.022858 | 0 |  |  |  |  | 0 | 0
49876 | DOW65000 | 65 | Houston | YES | -0.008703 | 63 | 0 | 101 | 0 | 1 | Cogen | -1 | 0.022858 | 0 | 0 |  |  |  |  | -0.022858 | 0 |  |  |  |  | 0 | 0
49877 | DOW66000 | 66 | Houston | YES | -0.008703 | 61 | 0 | 97 | 0 | 1 | Cogen | -1 | 0.022858 | 0 | 0 |  |  |  |  | -0.022858 | 0 |  |  |  |  | 0 | 0
49878 | DOW67000 | 67 | Houston | YES | -0.008703 | 65 | 0 | 103 | 0 | 1 | Cogen | -1 | 0.022858 | 0 | 0 |  |  |  |  | -0.022858 | 0 |  |  |  |  | 0 | 0
49882 | DOW81000 | 81 | Houston | YES | -0.008703 | 47 | 0 | 76 | 0 | 1 | Cogen | -1 | 0.022858 | 0 | 0 |  |  |  |  | -0.022858 | 0 |  |  |  |  | 0 | 0
49884 | DOW82000 | 82 | Houston | YES | -0.008703 | 51 | 0 | 80 | 0 | 1 | Cogen | -1 | 0.022858 | 0 | 0 |  |  |  |  | -0.022858 | 0 |  |  |  |  | 0 | 0
49885 | DOW83000 | 83 | Houston | YES | -0.008703 | 51 | 0 | 80 | 0 | 1 | Cogen | -1 | 0.022858 | 0 | 0 |  |  |  |  | -0.022858 | 0 |  |  |  |  | 0 | 0
49886 | DOW84000 | 84 | Houston | YES | -0.008703 | 107 | 0 | 171 | 0 | 0.98 | Cogen | -1 | 0.022858 | 0 | 0 |  |  |  |  | -0.022858 | 0 |  |  |  |  | 0 | 0
32798 | BRYN_TAMUGEN | 1 | North | YES | 0.001792 | 32 | 0 | 32 |  | 1.02 | GST | 1 | 0.022897 | 32 | 32 | 0.057344 | 32 |  |  | 0.022897 | 0.73271 |  |  |  |  | 0 | 0
990 | GIBN_CREK_G1 | 1 | North | YES | 0.002205 | 463 | 200 | 463 | 0 | 1.0275 | LIGCO | 1 | 0.02331 | 0 | 463 | 1.0209 | 463 |  |  | 0.02331 | 10.7926 |  |  |  |  | 0 | 0
48911 | TGF_GT1_8000 | 1 | Houston | YES | -0.010174 | 69.2 | 0 | 69.2 |  | 1.029 | Cogen | -1 | 0.024329 | 0 | 0 |  |  |  |  | -0.024329 | 0 |  |  |  |  | 0 | 0
48733 | CBE_ST12 | 1 | Houston | YES | -0.010612 | 105 | 0 | 105 | 0 | 1.029 | CC | -1 | 0.024767 | 105 | 105 |  |  |  |  | -0.024767 | -2.6005 |  |  |  |  | 0 | 0
48736 | CBE_ST34 | 1 | Houston | YES | -0.010612 | 105 | 0 | 105 | 0 | 1.029 | CC | -1 | 0.024767 | 105 | 105 |  |  |  |  | -0.024767 | -2.6005 |  |  |  |  | 0 | 0
48731 | CBE_GT1 | 1 | Houston | YES | -0.010612 | 76 | 0 | 76 | 0 | 1.029 | CC | -1 | 0.024767 | 76 | 76 |  |  |  |  | -0.024767 | -1.8823 |  |  |  |  | 0 | 0
48732 | CBE_GT2 | 1 | Houston | YES | -0.010612 | 76 | 0 | 76 | 0 | 1.029 | CC | -1 | 0.024767 | 76 | 76 |  |  |  |  | -0.024767 | -1.8823 |  |  |  |  | 0 | 0
48734 | CBE_GT3 | 1 | Houston | YES | -0.010612 | 76 | 0 | 76 | 0 | 1.029 | CC | -1 | 0.024767 | 76 | 76 |  |  |  |  | -0.024767 | -1.8823 |  |  |  |  | 0 | 0
48735 | CBE_GT4 | 1 | Houston | YES | -0.010612 | 76 | 0 | 76 | 0 | 1.029 | CC | -1 | 0.024767 | 76 | 76 |  |  |  |  | -0.024767 | -1.8823 |  |  |  |  | 0 | 0
5911 | STP_GN1___1 | 1 | Houston | YES | -0.010744 | 1333 | 1249 | 1333 | 0 | 1.0406 | Nuc | -1 | 0.024899 | 0 | 0 |  |  |  |  | -0.024899 | 0 |  |  |  |  | 0 | 0
5912 | STP_GN2___2 | 2 | Houston | YES | -0.010744 | 1332 | 1249 | 1332 | 0 | 1.0406 | Nuc | -1 | 0.024899 | 0 | 0 |  |  |  |  | -0.024899 | 0 |  |  |  |  | 0 | 0
3416 | LAKE_CRK1_G | 1 | North | YES | 0.005291 | 60 | 33 | 75 |  | 1.029 | GST | 1 | 0.026396 | 75 | 75 | 0.39682 | 75 |  |  | 0.026396 | 1.9797 |  |  |  |  | 0 | 0
3417 | LAKE_CRK2_G | 2 | North | YES | 0.005291 | 177.6 | 40 | 222 | 0 | 1.029 | GST | 1 | 0.026396 | 222 | 222 | 1.1746 | 222 |  |  | 0.026396 | 5.8599 |  |  |  |  | 0 | 0
39960 | TNTNPONE_18 | 1 | North | YES | 0.005684 | 152.3 | 30 | 152.3 |  | 1.04 | LIGCO | 1 | 0.026789 | 0 | 152.3 | 0.86567 | 152.3 |  |  | 0.026789 | 4.08 |  |  |  |  | 0 | 0
39970 | TNTNPONE_28 | 1 | North | YES | 0.005684 | 153 | 30 | 153 |  | 1.04 | LIGCO | 1 | 0.026789 | 0 | 153 | 0.86965 | 153 |  |  | 0.026789 | 4.0987 |  |  |  |  | 0 | 0
48722 | LEG_2___2 | 2 | North | YES | 0.007102 | 819 | 357 | 819 | 0 | 1.0348 | LIGCO | 1 | 0.028207 | 0 | 819 | 5.8165 | 819 |  |  | 0.028207 | 23.1016 |  |  |  |  | 0 | 0
48721 | LEG_1___1 | 1 | North | YES | 0.007102 | 827 | 357 | 827 | 0 | 1.0348 | LIGCO | 1 | 0.028207 | 0 | 827 | 5.8734 | 827 |  |  | 0.028207 | 23.3272 |  |  |  |  | 0 | 0
3403 | THOUSE_1G | 1 | North | YES | 0.007573 | 563 | 200 | 563 | 0 | 1.012 | GSC | 1 | 0.028678 | 563 | 563 | 4.2636 | 563 |  |  | 0.028678 | 16.1457 |  |  |  |  | 0 | 0
3404 | THOUSE_2G | 2 | North | YES | 0.007573 | 807 | 250 | 807 | 0 | 1.012 | GSC | 1 | 0.028678 | 807 | 807 | 6.1114 | 807 |  |  | 0.028678 | 23.1432 |  |  |  |  | 0 | 0
8134 | FOR #1 | 1 | South | YES | -0.014943 | 54.1 | 45 | 79 | 0 | 1 | Cogen | -1 | 0.029098 | 0 | 0 |  |  | 0 | 0 | -0.029098 | 0 |  |  |  |  | 0 | 0
8138 | FOR #2 | 2 | South | YES | -0.014943 | 63.1 | 45 | 81 | 0 | 1 | Cogen | -1 | 0.029098 | 0 | 0 |  |  | 0 | 0 | -0.029098 | 0 |  |  |  |  | 0 | 0
8153 | FOR #3 | 3 | South | YES | -0.014943 | 63.1 | 45 | 79.9 | 0 | 1 | Cogen | -1 | 0.029098 | 0 | 0 |  |  | 0 | 0 | -0.029098 | 0 |  |  |  |  | 0 | 0
8154 | FOR #4 | 4 | South | YES | -0.014943 | 63.1 | 60 | 80 | 0 | 1 | Cogen | -1 | 0.029098 | 0 | 0 |  |  | 0 | 0 | -0.029098 | 0 |  |  |  |  | 0 | 0
8155 | FOR #5 | 5 | South | YES | -0.014943 | 63.1 | 60 | 78.4 | 0 | 1 | Cogen | -1 | 0.029098 | 0 | 0 |  |  | 0 | 0 | -0.029098 | 0 |  |  |  |  | 0 | 0
8156 | FOR #6 | 6 | South | YES | -0.014943 | 24.9 | 5 | 25 | 0 | 1 | Cogen | -1 | 0.029098 | 0 | 0 |  |  | 0 | 0 | -0.029098 | 0 |  |  |  |  | 0 | 0
8157 | FOR #7 | 7 | South | YES | -0.014943 | 28.8 | 5 | 46 | 0 | 1 | Cogen | -1 | 0.029098 | 0 | 0 |  |  | 0 | 0 | -0.029098 | 0 |  |  |  |  | 0 | 0
80051 | FOR #8 | 8 | South | YES | -0.014943 | 28 | 28 | 28 |  | 1 | Cogen | -1 | 0.029098 | 0 | 0 |  |  | 0 | 0 | -0.029098 | 0 |  |  |  |  | 0 | 0
80052 | FOR #9 | 9 | South | YES | -0.014943 | 29.7 | 5 | 43.6 | 0 | 1 | Cogen | -1 | 0.029098 | 0 | 0 |  |  | 0 | 0 | -0.029098 | 0 |  |  |  |  | 0 | 0
80053 | FOR #10 | 10 | South | YES | -0.014943 | 68.4 | 45 | 75 | 0 | 1 | Cogen | -1 | 0.029098 | 0 | 0 |  |  | 0 | 0 | -0.029098 | 0 |  |  |  |  | 0 | 0
80265 | LARECU40A | 4 | South | YES | -0.014978 | 80 | 0 | 100 |  | 1.039 | GGT | -1 | 0.029133 | 100 | 100 |  |  | -1.4978 | 100 | -0.029133 | -2.9133 |  |  |  |  | 0 | 0
80266 | LARECU50A | 5 | South | YES | -0.014978 | 80 | 0 | 100 |  | 1.039 | GGT | -1 | 0.029133 | 100 | 100 |  |  | -1.4978 | 100 | -0.029133 | -2.9133 |  |  |  |  | 0 | 0
80012 | LAR | F | South | YES | -0.014978 | 0 | 0 | 0 | 0 | 1.04 | DCTie | -1 | 0.029133 | 0 | 0 |  |  | 0 | 0 | -0.029133 | 0 |  |  |  |  | 0 | 0
80226 | ALCOA G | 1 | South | YES | -0.01506 | 32.3 | 5 | 48 | 0 | 1.015 | Cogen | -1 | 0.029215 | 0 | 0 |  |  | 0 | 0 | -0.029215 | 0 |  |  |  |  | 0 | 0
88299 | ZAPATA | F | South | YES | -0.015428 | 0 | 0 | 0 | 0 | 1.02 | BLT | -1 | 0.029583 | 0 | 0 |  |  | 0 | 0 | -0.029583 | 0 |  |  |  |  | 0 | 0
8147 | UCAR #2 | 10 | South | YES | -0.015435 | 18.2 | 0 | 28 |  | 1 | Cogen | -1 | 0.02959 | 0 | 0 |  |  | 0 | 0 | -0.02959 | 0 |  |  |  |  | 0 | 0
8148 | UCAR #1 | 2 | South | YES | -0.015435 | 6.1 | 0 | 7 | 0 | 1.009 | Cogen | -1 | 0.02959 | 0 | 0 |  |  | 0 | 0 | -0.02959 | 0 |  |  |  |  | 0 | 0
80137 | CSDR89 | 9 | South | YES | -0.015435 | 15 | 0 | 15 | 0 | 1.003 | DCTie | -1 | 0.02959 | 0 | 0 |  |  | 0 | 0 | -0.02959 | 0 |  |  |  |  | 0 | 0
80137 | CSDR89 | 8 | South | YES | -0.015435 | 33.9 | 0 | 39 | 0 | 1.003 | DCTie | -1 | 0.02959 | 0 | 0 |  |  | 0 | 0 | -0.02959 | 0 |  |  |  |  | 0 | 0
80138 | CSDR7 | 7 | South | YES | -0.015435 | 6.1 | 0 | 7 | 0 | 1.014 | DCTie | -1 | 0.02959 | 0 | 0 |  |  | 0 | 0 | -0.02959 | 0 |  |  |  |  | 0 | 0
80139 | CSDR56 | 6 | South | YES | -0.015435 | 0 | 0 | 39 |  | 1.0033 | DCTie | -1 | 0.02959 | 0 | 0 |  |  | 0 | 0 | -0.02959 | 0 |  |  |  |  | 0 | 0
80139 | CSDR56 | 5 | South | YES | -0.015435 | 15 | 0 | 15 |  | 1.0033 | DCTie | -1 | 0.02959 | 0 | 0 |  |  | 0 | 0 | -0.02959 | 0 |  |  |  |  | 0 | 0
80140 | CSDR11 | 11 | South | YES | -0.015435 | 33.9 | 0 | 39 | 0 | 1.03 | DCTie | -1 | 0.02959 | 0 | 0 |  |  | 0 | 0 | -0.02959 | 0 |  |  |  |  | 0 | 0
239 | BOSQUESW502 | 1 | North | YES | 0.008508 | 119.2 | 0 | 149 | 0 | 1.02 | GGT | 1 | 0.029613 | 149 | 149 | 1.2677 | 149 |  |  | 0.029613 | 4.4123 |  |  |  |  | 0 | 0
247 | BOSQUESW501 | 2 | North | YES | 0.008508 | 124.8 | 0 | 156 | 0 | 1.02 | GGT | 1 | 0.029613 | 156 | 156 | 1.3272 | 156 |  |  | 0.029613 | 4.6196 |  |  |  |  | 0 | 0
238 | BOSQUESW505 | 1 | North | YES | 0.008508 | 255 | 0 | 255 | 0 | 1.02 | CC | 1 | 0.029613 | 255 | 255 | 2.1695 | 255 |  |  | 0.029613 | 7.5513 |  |  |  |  | 0 | 0
80227 | AIRCO G | 1 | South | YES | -0.015491 | 7.2 | 0 | 8 | 0 | 1.0104 | Cogen | -1 | 0.029646 | 0 | 0 |  |  | 0 | 0 | -0.029646 | 0 |  |  |  |  | 0 | 0
80224 | VISTRONG1 | 1 | South | YES | -0.015601 | 13.1 | 0 | 15 | 0 | 1.01 | Cogen | -1 | 0.029756 | 0 | 0 |  |  | 0 | 0 | -0.029756 | 0 |  |  |  |  | 0 | 0
80225 | VISTRONG2 | 2 | South | YES | -0.015601 | 20.2 | 0 | 23 | 0 | 1.01 | Cogen | -1 | 0.029756 | 0 | 0 |  |  | 0 | 0 | -0.029756 | 0 |  |  |  |  | 0 | 0
5503 | RAYBURNGEN3 | 1 | South | YES | -0.015704 | 17.6 | 6 | 22 | 0 | 1.0224 | GST | -1 | 0.029859 | 22 | 22 |  |  | -0.34549 | 22 | -0.029859 | -0.6569 |  |  |  |  | 0 | 0
5505 | RAYBURNGEN1 | 1 | South | YES | -0.015704 | 0 | 1 | 11 |  | 1.0223 | GGT | -1 | 0.029859 | 11 | 11 |  |  | -0.17274 | 11 | -0.029859 | -0.32845 |  |  |  |  | 0 | 0
5506 | RAYBURNGEN2 | 1 | South | YES | -0.015704 | 0 | 1 | 11 |  | 1.0223 | GGT | -1 | 0.029859 | 11 | 11 |  |  | -0.17274 | 11 | -0.029859 | -0.32845 |  |  |  |  | 0 | 0
5728 | FALCONHYDRO2 | 2 | South | YES | -0.015732 | 12 | 0 | 12 | 0 | 1.0234 | Hydro | -1 | 0.029887 | 0 | 0 |  |  | 0 | 0 | -0.029887 | 0 |  |  |  |  | 0 | 0
5729 | FALCONHYDRO3 | 3 | South | YES | -0.015732 | 11 | 0 | 11 | 0 | 1.0234 | Hydro | -1 | 0.029887 | 0 | 0 |  |  | 0 | 0 | -0.029887 | 0 |  |  |  |  | 0 | 0
8048 | FALCONHYDRO1 | 1 | South | YES | -0.015732 | 12 | 0 | 12 | 0 | 1.0234 | Hydro | -1 | 0.029887 | 0 | 0 |  |  | 0 | 0 | -0.029887 | 0 |  |  |  |  | 0 | 0
88508 | FALFURRI | F | South | YES | -0.015762 | 0 | 0 | 0 | 0 | 1 | AVR | -1 | 0.029917 | 0 | 0 |  |  | 0 | 0 | -0.029917 | 0 |  |  |  |  | 0 | 0
5512 | RAYBURNCC8 | 1 | South | YES | -0.015866 | 49.3 | 18.2 | 49.3 | 0 | 1.0296 | CC | -1 | 0.030021 | 49.3 | 49.3 |  |  | -0.78219 | 49.3 | -0.030021 | -1.48 |  |  |  |  | 0 | 0
5508 | RAYBURNCC9 | 1 | South | YES | -0.015866 | 47.7 | 18.2 | 47.7 | 0 | 1.0296 | CC | -1 | 0.030021 | 47.7 | 47.7 |  |  | -0.75681 | 47.7 | -0.030021 | -1.432 |  |  |  |  | 0 | 0
5511 | RAYBURNCC7 | 1 | South | YES | -0.015866 | 47.5 | 18.2 | 47.5 | 0 | 1.0296 | CC | -1 | 0.030021 | 47.5 | 47.5 |  |  | -0.75364 | 47.5 | -0.030021 | -1.426 |  |  |  |  | 0 | 0
5509 | RAYBURNCC10 | 1 | South | YES | -0.015866 | 37.3 | 5.2 | 37.3 | 0 | 1.0296 | CC | -1 | 0.030021 | 37.3 | 37.3 |  |  | -0.5918 | 37.3 | -0.030021 | -1.1198 |  |  |  |  | 0 | 0
8926 | LGE_GT10A | 1 | South | YES | -0.015891 | 158 | 0 | 158 | 0 | 1.03 | Cogen | -1 | 0.030046 | 0 | 0 |  |  | 0 | 0 | -0.030046 | 0 |  |  |  |  | 0 | 0
8927 | LGE_GT20A | 2 | South | YES | -0.015891 | 153 | 0 | 153 | 0 | 1.03 | Cogen | -1 | 0.030046 | 0 | 0 |  |  | 0 | 0 | -0.030046 | 0 |  |  |  |  | 0 | 0
8928 | LGE_STG0A | 3 | South | YES | -0.015891 | 100 | 0 | 100 | 0 | 1.03 | Cogen | -1 | 0.030046 | 0 | 0 |  |  | 0 | 0 | -0.030046 | 0 |  |  |  |  | 0 | 0
8930 | ICPGN10A | 1 | South | YES | -0.015891 | 149 | 0 | 149 | 0 | 1.03 | Cogen | -1 | 0.030046 | 0 | 0 |  |  | 0 | 0 | -0.030046 | 0 |  |  |  |  | 0 | 0
8931 | ICPGN20A | 2 | South | YES | -0.015891 | 150 | 0 | 150 | 0 | 1.03 | Cogen | -1 | 0.030046 | 0 | 0 |  |  | 0 | 0 | -0.030046 | 0 |  |  |  |  | 0 | 0
8932 | ICPGN30A | 3 | South | YES | -0.015891 | 127 | 0 | 127 | 0 | 1.03 | Cogen | -1 | 0.030046 | 0 | 0 |  |  | 0 | 0 | -0.030046 | 0 |  |  |  |  | 0 | 0
80223 | REYSHR G | 1 | South | YES | -0.015891 | 12 | 0 | 12 | 0 | 1.032 | Cogen | -1 | 0.030046 | 0 | 0 |  |  | 0 | 0 | -0.030046 | 0 |  |  |  |  | 0 | 0
8066 | DUP1V#1 | 1 | South | YES | -0.015894 | 52.3 | 0 | 73 | 0 | 1.01 | Cogen | -1 | 0.030049 | 0 | 0 |  |  | 0 | 0 | -0.030049 | 0 |  |  |  |  | 0 | 0
58909 | PEARSALLSCG1 | 3 | South | YES | -0.015996 | 0 | 0 | 8.4 |  | 1.027 | Diesel | -1 | 0.030151 | 8.4 | 8.4 |  |  | -0.13437 | 8.4 | -0.030151 | -0.25327 |  |  |  |  | 0 | 0
58909 | PEARSALLSCG1 | 4 | South | YES | -0.015996 | 0 | 0 | 8.4 |  | 1.027 | Diesel | -1 | 0.030151 | 8.4 | 8.4 |  |  | -0.13437 | 8.4 | -0.030151 | -0.25327 |  |  |  |  | 0 | 0
58909 | PEARSALLSCG1 | 6 | South | YES | -0.015996 | 0 | 0 | 8.4 |  | 1.027 | Diesel | -1 | 0.030151 | 8.4 | 8.4 |  |  | -0.13437 | 8.4 | -0.030151 | -0.25327 |  |  |  |  | 0 | 0
58909 | PEARSALLSCG1 | 5 | South | YES | -0.015996 | 0 | 0 | 8.4 |  | 1.027 | Diesel | -1 | 0.030151 | 8.4 | 8.4 |  |  | -0.13437 | 8.4 | -0.030151 | -0.25327 |  |  |  |  | 0 | 0
58909 | PEARSALLSCG1 | 1 | South | YES | -0.015996 | 0 | 0 | 8.4 |  | 1.027 | Diesel | -1 | 0.030151 | 8.4 | 8.4 |  |  | -0.13437 | 8.4 | -0.030151 | -0.25327 |  |  |  |  | 0 | 0
58909 | PEARSALLSCG1 | 2 | South | YES | -0.015996 | 0 | 0 | 8.4 |  | 1.027 | Diesel | -1 | 0.030151 | 8.4 | 8.4 |  |  | -0.13437 | 8.4 | -0.030151 | -0.25327 |  |  |  |  | 0 | 0
58919 | PEARSALLSCG2 | 5 | South | YES | -0.015996 | 0 | 0 | 8.4 |  | 1.027 | Diesel | -1 | 0.030151 | 8.4 | 8.4 |  |  | -0.13437 | 8.4 | -0.030151 | -0.25327 |  |  |  |  | 0 | 0
58919 | PEARSALLSCG2 | 6 | South | YES | -0.015996 | 0 | 0 | 8.4 |  | 1.027 | Diesel | -1 | 0.030151 | 8.4 | 8.4 |  |  | -0.13437 | 8.4 | -0.030151 | -0.25327 |  |  |  |  | 0 | 0
58919 | PEARSALLSCG2 | 1 | South | YES | -0.015996 | 0 | 0 | 8.4 |  | 1.027 | Diesel | -1 | 0.030151 | 8.4 | 8.4 |  |  | -0.13437 | 8.4 | -0.030151 | -0.25327 |  |  |  |  | 0 | 0
58919 | PEARSALLSCG2 | 2 | South | YES | -0.015996 | 0 | 0 | 8.4 |  | 1.027 | Diesel | -1 | 0.030151 | 8.4 | 8.4 |  |  | -0.13437 | 8.4 | -0.030151 | -0.25327 |  |  |  |  | 0 | 0
58919 | PEARSALLSCG2 | 4 | South | YES | -0.015996 | 0 | 0 | 8.4 |  | 1.027 | Diesel | -1 | 0.030151 | 8.4 | 8.4 |  |  | -0.13437 | 8.4 | -0.030151 | -0.25327 |  |  |  |  | 0 | 0
58919 | PEARSALLSCG2 | 3 | South | YES | -0.015996 | 0 | 0 | 8.4 |  | 1.027 | Diesel | -1 | 0.030151 | 8.4 | 8.4 |  |  | -0.13437 | 8.4 | -0.030151 | -0.25327 |  |  |  |  | 0 | 0
58929 | PEARSALLSCG3 | 4 | South | YES | -0.015996 | 0 | 0 | 8.4 |  | 1.027 | Diesel | -1 | 0.030151 | 8.4 | 8.4 |  |  | -0.13437 | 8.4 | -0.030151 | -0.25327 |  |  |  |  | 0 | 0
58929 | PEARSALLSCG3 | 6 | South | YES | -0.015996 | 0 | 0 | 8.4 |  | 1.027 | Diesel | -1 | 0.030151 | 8.4 | 8.4 |  |  | -0.13437 | 8.4 | -0.030151 | -0.25327 |  |  |  |  | 0 | 0
58929 | PEARSALLSCG3 | 2 | South | YES | -0.015996 | 0 | 0 | 8.4 |  | 1.027 | Diesel | -1 | 0.030151 | 8.4 | 8.4 |  |  | -0.13437 | 8.4 | -0.030151 | -0.25327 |  |  |  |  | 0 | 0
58929 | PEARSALLSCG3 | 5 | South | YES | -0.015996 | 0 | 0 | 8.4 |  | 1.027 | Diesel | -1 | 0.030151 | 8.4 | 8.4 |  |  | -0.13437 | 8.4 | -0.030151 | -0.25327 |  |  |  |  | 0 | 0
58929 | PEARSALLSCG3 | 1 | South | YES | -0.015996 | 0 | 0 | 8.4 |  | 1.027 | Diesel | -1 | 0.030151 | 8.4 | 8.4 |  |  | -0.13437 | 8.4 | -0.030151 | -0.25327 |  |  |  |  | 0 | 0
58929 | PEARSALLSCG3 | 3 | South | YES | -0.015996 | 0 | 0 | 8.4 |  | 1.027 | Diesel | -1 | 0.030151 | 8.4 | 8.4 |  |  | -0.13437 | 8.4 | -0.030151 | -0.25327 |  |  |  |  | 0 | 0
58949 | PEARSALLSCG4 | 3 | South | YES | -0.015996 | 0 | 0 | 8.4 |  | 1.027 | Diesel | -1 | 0.030151 | 8.4 | 8.4 |  |  | -0.13437 | 8.4 | -0.030151 | -0.25327 |  |  |  |  | 0 | 0
58949 | PEARSALLSCG4 | 2 | South | YES | -0.015996 | 0 | 0 | 8.4 |  | 1.027 | Diesel | -1 | 0.030151 | 8.4 | 8.4 |  |  | -0.13437 | 8.4 | -0.030151 | -0.25327 |  |  |  |  | 0 | 0
58949 | PEARSALLSCG4 | 1 | South | YES | -0.015996 | 0 | 0 | 8.4 |  | 1.027 | Diesel | -1 | 0.030151 | 8.4 | 8.4 |  |  | -0.13437 | 8.4 | -0.030151 | -0.25327 |  |  |  |  | 0 | 0
58949 | PEARSALLSCG4 | 4 | South | YES | -0.015996 | 0 | 0 | 8.4 |  | 1.027 | Diesel | -1 | 0.030151 | 8.4 | 8.4 |  |  | -0.13437 | 8.4 | -0.030151 | -0.25327 |  |  |  |  | 0 | 0
58949 | PEARSALLSCG4 | 6 | South | YES | -0.015996 | 0 | 0 | 8.4 |  | 1.027 | Diesel | -1 | 0.030151 | 8.4 | 8.4 |  |  | -0.13437 | 8.4 | -0.030151 | -0.25327 |  |  |  |  | 0 | 0
58949 | PEARSALLSCG4 | 5 | South | YES | -0.015996 | 0 | 0 | 8.4 |  | 1.027 | Diesel | -1 | 0.030151 | 8.4 | 8.4 |  |  | -0.13437 | 8.4 | -0.030151 | -0.25327 |  |  |  |  | 0 | 0
8442 | NBEC7 | 7 | South | YES | -0.01602 | 0 | 81 | 367 |  | 1.0298 | GST | -1 | 0.030175 | 367 | 367 |  |  | -5.8793 | 367 | -0.030175 | -11.0742 |  |  |  |  | 0 | 0
8442 | NBEC7 | MB | South | YES | -0.01602 | 0 | 81 | 367 |  | 1.0298 | GST | -1 | 0.030175 | 0 | 0 |  |  | 0 | 0 | -0.030175 | 0 |  |  |  |  | 0 | 0
8560 | CNOPGT1 | 1 | South | YES | -0.016022 | 148.3 | 0 | 148.3 | 0 | 1.03 | Cogen | -1 | 0.030177 | 0 | 0 |  |  | 0 | 0 | -0.030177 | 0 |  |  |  |  | 0 | 0
8561 | CNOPGT2 | 2 | South | YES | -0.016022 | 148.6 | 0 | 148.6 | 0 | 1.03 | Cogen | -1 | 0.030177 | 0 | 0 |  |  | 0 | 0 | -0.030177 | 0 |  |  |  |  | 0 | 0
8562 | CNOPST1 | 3 | South | YES | -0.016022 | 153 | 0 | 153 | 0 | 1.03 | Cogen | -1 | 0.030177 | 0 | 0 |  |  | 0 | 0 | -0.030177 | 0 |  |  |  |  | 0 | 0
8456 | COSW#1 | 1 | South | YES | -0.016029 | 20 | 0 | 20 | 0 | 1.027 | Cogen | -1 | 0.030184 | 0 | 0 |  |  | 0 | 0 | -0.030184 | 0 |  |  |  |  | 0 | 0
8457 | COSW#2 | 2 | South | YES | -0.016029 | 14 | 0 | 14 | 0 | 1.027 | Cogen | -1 | 0.030184 | 0 | 0 |  |  | 0 | 0 | -0.030184 | 0 |  |  |  |  | 0 | 0
80263 | B_DAVIS31A | 3 | South | YES | -0.016049 | 0 | 0 | 180 |  | 1.0366 | CC | -1 | 0.030204 | 180 | 180 |  |  | -2.8888 | 180 | -0.030204 | -5.4367 |  |  |  |  | 0 | 0
80264 | B_DAVIS41A | 4 | South | YES | -0.016049 | 0 | 0 | 180 |  | 1.0366 | CC | -1 | 0.030204 | 180 | 180 |  |  | -2.8888 | 180 | -0.030204 | -5.4367 |  |  |  |  | 0 | 0
8459 | B_DAVIS0B | MB | South | YES | -0.016049 | 0 | 50 | 339 |  | 1.03 | GSC | -1 | 0.030204 | 0 | 0 |  |  | 0 | 0 | -0.030204 | 0 |  |  |  |  | 0 | 0
8460 | B_DAVIS0A | MB | South | YES | -0.016049 | 0 | 50 | 340 |  | 1.03 | GSC | -1 | 0.030204 | 0 | 0 |  |  | 0 | 0 | -0.030204 | 0 |  |  |  |  | 0 | 0
8935 | FGNTS201 | 3 | South | YES | -0.01605 | 173 | 0 | 173 | 0 | 1.03 | CC | -1 | 0.030205 | 173 | 173 |  |  | -2.7767 | 173 | -0.030205 | -5.2255 |  |  |  |  | 0 | 0
8934 | FGNTS101 | 2 | South | YES | -0.01605 | 147.9 | 0 | 147.9 | 0 | 1.03 | CC | -1 | 0.030205 | 147.9 | 147.9 |  |  | -2.3738 | 147.9 | -0.030205 | -4.4673 |  |  |  |  | 0 | 0
8933 | FGNTS001 | 1 | South | YES | -0.01605 | 146.5 | 0 | 146.5 | 0 | 1.03 | CC | -1 | 0.030205 | 146.5 | 146.5 |  |  | -2.3513 | 146.5 | -0.030205 | -4.425 |  |  |  |  | 0 | 0
8506 | VAL #1 | 1 | South | YES | -0.016052 | 20.9 | 0 | 25 | 0 | 1.0055 | Cogen | -1 | 0.030207 | 0 | 0 |  |  | 0 | 0 | -0.030207 | 0 |  |  |  |  | 0 | 0
8507 | VAL #2 | 2 | South | YES | -0.016052 | 20.9 | 0 | 25 | 0 | 1.0055 | Cogen | -1 | 0.030207 | 0 | 0 |  |  | 0 | 0 | -0.030207 | 0 |  |  |  |  | 0 | 0
8174 | VICEC61A | 6 | South | YES | -0.01606 | 188 | 42 | 188 | 0 | 1.025 | CC | -1 | 0.030215 | 188 | 188 |  |  | -3.0193 | 188 | -0.030215 | -5.6804 |  |  |  |  | 0 | 0
8173 | VICEC51A | 5 | South | YES | -0.01606 | 144 | 18 | 144 | 0 | 1.025 | CC | -1 | 0.030215 | 144 | 144 |  |  | -2.3126 | 144 | -0.030215 | -4.351 |  |  |  |  | 0 | 0
8461 | KOCH_UP0A | 1 | South | YES | -0.016065 | 38 | 0 | 38 | 0 | 1.012 | Cogen | -1 | 0.03022 | 0 | 0 |  |  | 0 | 0 | -0.03022 | 0 |  |  |  |  | 0 | 0
8511 | OXY_CC0A | 1 | South | YES | -0.016068 | 30.3 | 0 | 38 | 0 | 1.027 | Cogen | -1 | 0.030223 | 0 | 0 |  |  | 0 | 0 | -0.030223 | 0 |  |  |  |  | 0 | 0
8938 | MVGN#3 | 3 | South | YES | -0.016103 | 250.9 | 0 | 250.9 | 0 | 1.0304 | CC | -1 | 0.030258 | 250.9 | 250.9 |  |  | -4.0402 | 250.9 | -0.030258 | -7.5917 |  |  |  |  | 0 | 0
8937 | MVGN#2 | 2 | South | YES | -0.016103 | 216.7 | 0 | 216.7 | 0 | 1.0304 | CC | -1 | 0.030258 | 216.7 | 216.7 |  |  | -3.4895 | 216.7 | -0.030258 | -6.5569 |  |  |  |  | 0 | 0
8936 | MVGN#1 | 1 | South | YES | -0.016103 | 216.6 | 0 | 216.6 | 0 | 1.0304 | CC | -1 | 0.030258 | 216.6 | 216.6 |  |  | -3.4879 | 216.6 | -0.030258 | -6.5539 |  |  |  |  | 0 | 0
8983 | HECN3 | 3 | South | YES | -0.016103 | 171.9 | 0 | 171.9 | 0 | 1.0304 | CC | -1 | 0.030258 | 171.9 | 171.9 |  |  | -2.7681 | 171.9 | -0.030258 | -5.2013 |  |  |  |  | 0 | 0
8981 | HECN1 | 1 | South | YES | -0.016103 | 144.8 | 0 | 144.8 | 0 | 1.0304 | CC | -1 | 0.030258 | 144.8 | 144.8 |  |  | -2.3317 | 144.8 | -0.030258 | -4.3814 |  |  |  |  | 0 | 0
8982 | HECN2 | 2 | South | YES | -0.016103 | 144.1 | 0 | 144.1 | 0 | 1.0304 | CC | -1 | 0.030258 | 144.1 | 144.1 |  |  | -2.3204 | 144.1 | -0.030258 | -4.3602 |  |  |  |  | 0 | 0
8517 | CELANEBI0A | 1 | South | YES | -0.016118 | 29 | 0 | 29 | 0 | 1.02 | Cogen | -1 | 0.030273 | 0 | 0 |  |  | 0 | 0 | -0.030273 | 0 |  |  |  |  | 0 | 0
5935 | SI_RAY10 | 10 | South | YES | -0.016125 | 47 | 10 | 47 | 0 | 1.03 | CC | -1 | 0.03028 | 47 | 47 |  |  | -0.75787 | 47 | -0.03028 | -1.4232 |  |  |  |  | 0 | 0
5932 | SI_RAY9 | 9 | South | YES | -0.016125 | 32 | 32 | 38 | 0 | 1.035 | CC | -1 | 0.03028 | 38 | 38 |  |  | -0.61275 | 38 | -0.03028 | -1.1506 |  |  |  |  | 0 | 0
5933 | SI_RAY6 | 6 | South | YES | -0.016125 | 15.4 | 10 | 19.3 | 0 | 1.035 | GST | -1 | 0.03028 | 19.3 | 19.3 |  |  | -0.31121 | 19.3 | -0.03028 | -0.5844 |  |  |  |  | 0 | 0
80003 | MILHWYS | F | South | YES | -0.016125 | 0 | 0 | 0 | 0 | 1.0168 | AVR | -1 | 0.03028 | 0 | 0 |  |  | 0 | 0 | -0.03028 | 0 |  |  |  |  | 0 | 0
80080 | GWINDT11A | 3 | South | YES | -0.016138 | 0 | 0 | 38 | 0 | 1.025 | Wind | -1 | 0.030293 | 0 | 38 |  |  | 0 | 0 | -0.030293 | 0 |  |  |  |  | 0 | 0
80080 | GWINDT11A | 4 | South | YES | -0.016138 | 3.8 | 0 | 19 | 0 | 1.025 | Wind | -1 | 0.030293 | 0 | 19 |  |  | 0 | 0 | -0.030293 | 0 |  |  |  |  | 0 | 0
80080 | GWINDT11A | 2 | South | YES | -0.016138 | 0 | 0 | 41 | 0 | 1.025 | Wind | -1 | 0.030293 | 0 | 41 |  |  | 0 | 0 | -0.030293 | 0 |  |  |  |  | 0 | 0
80080 | GWINDT11A | 1 | South | YES | -0.016138 | 28.2 | 0 | 94 | 0 | 1.025 | Wind | -1 | 0.030293 | 0 | 94 |  |  | 0 | 0 | -0.030293 | 0 |  |  |  |  | 0 | 0
80081 | GWINDT21A | 4 | South | YES | -0.016138 | 4.4 | 0 | 22 | 0 | 1.025 | Wind | -1 | 0.030293 | 0 | 22 |  |  | 0 | 0 | -0.030293 | 0 |  |  |  |  | 0 | 0
80081 | GWINDT21A | 1 | South | YES | -0.016138 | 28.2 | 0 | 94 | 0 | 1.025 | Wind | -1 | 0.030293 | 0 | 94 |  |  | 0 | 0 | -0.030293 | 0 |  |  |  |  | 0 | 0
80081 | GWINDT21A | 3 | South | YES | -0.016138 | 8.6 | 0 | 43 | 0 | 1.025 | Wind | -1 | 0.030293 | 0 | 43 |  |  | 0 | 0 | -0.030293 | 0 |  |  |  |  | 0 | 0
80081 | GWINDT21A | 2 | South | YES | -0.016138 | 7.2 | 0 | 36 | 0 | 1.025 | Wind | -1 | 0.030293 | 0 | 36 |  |  | 0 | 0 | -0.030293 | 0 |  |  |  |  | 0 | 0
80180 | PNSCALT11A | 2 | South | YES | -0.016138 | 10 | 0 | 50 | 0 | 1.025 | Wind | -1 | 0.030293 | 0 | 50 |  |  | 0 | 0 | -0.030293 | 0 |  |  |  |  | 0 | 0
80180 | PNSCALT11A | 1 | South | YES | -0.016138 | 43.8 | 0 | 148 | 0 | 1.025 | Wind | -1 | 0.030293 | 0 | 148 |  |  | 0 | 0 | -0.030293 | 0 |  |  |  |  | 0 | 0
80181 | PNSCALT21A | 2 | South | YES | -0.016138 | 10 | 0 | 50 | 0 | 1.025 | Wind | -1 | 0.030293 | 0 | 50 |  |  | 0 | 0 | -0.030293 | 0 |  |  |  |  | 0 | 0
80181 | PNSCALT21A | 1 | South | YES | -0.016138 | 16.5 | 0 | 55 | 0 | 1.025 | Wind | -1 | 0.030293 | 0 | 55 |  |  | 0 | 0 | -0.030293 | 0 |  |  |  |  | 0 | 0
5891 | PEARSALLGEN2 | 1 | South | YES | -0.016549 | 19.4 | 6 | 24.3 | 0 | 1.0226 | GST | -1 | 0.030704 | 24.3 | 24.3 |  |  | -0.40214 | 24.3 | -0.030704 | -0.74611 |  |  |  |  | 0 | 0
5890 | PEARSALLGEN1 | 1 | South | YES | -0.016549 | 19.2 | 6 | 24 | 0 | 1.0226 | GST | -1 | 0.030704 | 24 | 24 |  |  | -0.39718 | 24 | -0.030704 | -0.7369 |  |  |  |  | 0 | 0
5892 | PEARSALLGEN3 | 1 | South | YES | -0.016549 | 19.1 | 6 | 23.9 | 0 | 1.0226 | GST | -1 | 0.030704 | 23.9 | 23.9 |  |  | -0.39552 | 23.9 | -0.030704 | -0.73382 |  |  |  |  | 0 | 0
8161 | COLETO0A | 1 | South | YES | -0.016793 | 633 | 200 | 633 | 0 | 1.03 | LIGCO | -1 | 0.030948 | 0 | 633 |  |  | 0 | 0 | -0.030948 | 0 |  |  |  |  | 0 | 0
88198 | BEEVILLE | F | South | YES | -0.016886 | 0 | 0 | 0 | 0 | 1.02 | AVR | -1 | 0.031041 | 0 | 0 |  |  | 0 | 0 | -0.031041 | 0 |  |  |  |  | 0 | 0
253 | BOSQUESW804 | 2 | North | YES | 0.010367 | 80 | 0 | 80 | 0 | 1.032 | CC | 1 | 0.031472 | 80 | 80 | 0.82936 | 80 |  |  | 0.031472 | 2.5178 |  |  |  |  | 0 | 0
251 | BOSQUESW803 | 2 | North | YES | 0.010367 | 150 | 0 | 150 | 0 | 1.032 | CC | 1 | 0.031472 | 150 | 150 | 1.5551 | 150 |  |  | 0.031472 | 4.7208 |  |  |  |  | 0 | 0
3382 | BBRN_2G | 2 | North | YES | 0.010634 | 589 | 225 | 589 | 0 | 1.03 | LIGCO | 1 | 0.031739 | 0 | 589 | 6.2634 | 589 |  |  | 0.031739 | 18.6943 |  |  |  |  | 0 | 0
3381 | BBRN_1G | 1 | North | YES | 0.010634 | 618 | 225 | 618 | 0 | 1.03 | LIGCO | 1 | 0.031739 | 0 | 618 | 6.5718 | 618 |  |  | 0.031739 | 19.6147 |  |  |  |  | 0 | 0
13432 | SANDOW_5G | 5 | South | YES | -0.017766 | 581 | 225 | 581 | 0 | 1.029 | LIGCO | -1 | 0.031921 | 0 | 581 |  |  | 0 | 0 | -0.031921 | 0 |  |  |  |  | 0 | 0
13131 | CALFREST_1G | 1 | North | YES | 0.011017 | 150.7 | 40 | 150.7 | 0 | 1.031 | CC | 1 | 0.032122 | 150.7 | 150.7 | 1.6603 | 150.7 |  |  | 0.032122 | 4.8408 |  |  |  |  | 0 | 0
13132 | CALFREST_2G | 2 | North | YES | 0.011017 | 151 | 57 | 151 | 0 | 1.031 | CC | 1 | 0.032122 | 151 | 151 | 1.6636 | 151 |  |  | 0.032122 | 4.8504 |  |  |  |  | 0 | 0
13133 | CALFREST_3G | 3 | North | YES | 0.011017 | 177.4 | 40 | 177.4 | 0 | 1.031 | CC | 1 | 0.032122 | 177.4 | 177.4 | 1.9544 | 177.4 |  |  | 0.032122 | 5.6985 |  |  |  |  | 0 | 0
13134 | CALFREST_4G | 4 | North | YES | 0.011081 | 151.5 | 40 | 151.5 | 0 | 1.031 | CC | 1 | 0.032186 | 151.5 | 151.5 | 1.6788 | 151.5 |  |  | 0.032186 | 4.8762 |  |  |  |  | 0 | 0
13135 | CALFREST_5G | 5 | North | YES | 0.011081 | 152.3 | 57 | 152.3 | 0 | 1.031 | CC | 1 | 0.032186 | 152.3 | 152.3 | 1.6876 | 152.3 |  |  | 0.032186 | 4.9019 |  |  |  |  | 0 | 0
13136 | CALFREST_6G | 6 | North | YES | 0.011081 | 177.5 | 40 | 177.5 | 0 | 1.031 | CC | 1 | 0.032186 | 177.5 | 177.5 | 1.9669 | 177.5 |  |  | 0.032186 | 5.713 |  |  |  |  | 0 | 0
5903 | SANMIGUELGEN | 1 | South | YES | -0.018261 | 396.3 | 180 | 396.3 | 0 | 1.0336 | LIGCO | -1 | 0.032416 | 0 | 396.3 |  |  | 0 | 0 | -0.032416 | 0 |  |  |  |  | 0 | 0
244 | WHITNYDM01 | 1 | North | YES | 0.012113 | 15 | 0 | 15 | 0 | 1.035 | Hydro | 1 | 0.033218 | 0 | 0 | 0 | 0 |  |  | 0.033218 | 0 |  |  |  |  | 0 | 0
245 | WHITNYDM02 | 2 | North | YES | 0.012113 | 15 | 0 | 15 | 0 | 1.035 | Hydro | 1 | 0.033218 | 0 | 0 | 0 | 0 |  |  | 0.033218 | 0 |  |  |  |  | 0 | 0
8189 | CUECPL2A | 1 | South | YES | -0.019138 | 12 | 0 | 12 | 0 | 1.02 | Cogen | -1 | 0.033293 | 0 | 0 |  |  | 0 | 0 | -0.033293 | 0 |  |  |  |  | 0 | 0
7012 | L_FPPYD21_3Y | 3 | South | YES | -0.019167 | 427.5 | 200 | 436 | 0 | 1.02 | LIGCO | -1 | 0.033322 | 0 | 436 |  |  | 0 | 0 | -0.033322 | 0 |  |  |  |  | 0 | 0
7010 | L_FPPYD11_1Y | 1 | South | YES | -0.019176 | 547.4 | 200 | 606 | 0 | 1.02 | LIGCO | -1 | 0.033331 | 0 | 606 |  |  | 0 | 0 | -0.033331 | 0 |  |  |  |  | 0 | 0
7011 | L_FPPYD11_2Y | 2 | South | YES | -0.019176 | 552.2 | 200 | 598 | 0 | 1.02 | LIGCO | -1 | 0.033331 | 0 | 598 |  |  | 0 | 0 | -0.033331 | 0 |  |  |  |  | 0 | 0
5401 | CALAVER_JKS1 | 1 | South | YES | -0.019475 | 562 | 100 | 562 | 0 | 1.026 | LIGCO | -1 | 0.03363 | 0 | 562 |  |  | 0 | 0 | -0.03363 | 0 |  |  |  |  | 0 | 0
5265 | LEON_LCP4G4 | 4 | South | YES | -0.019587 | 89 | 25 | 89 | 0 | 1.0197 | GST | -1 | 0.033742 | 89 | 89 |  |  | -1.7432 | 89 | -0.033742 | -3.003 |  |  |  |  | 0 | 0
5264 | LEON_LCP3G3 | 3 | South | YES | -0.019587 | 0 | 20 | 58 |  | 1.0197 | GST | -1 | 0.033742 | 58 | 58 |  |  | -1.136 | 58 | -0.033742 | -1.957 |  |  |  |  | 0 | 0
5269 | LEON_LCPCT4 | 4 | South | YES | -0.019587 | 45 | 24 | 45 | 0 | 1.0197 | GGT | -1 | 0.033742 | 45 | 45 |  |  | -0.88141 | 45 | -0.033742 | -1.5184 |  |  |  |  | 0 | 0
5266 | LEON_LCPCT1 | 1 | South | YES | -0.019587 | 44 | 24 | 44 | 0 | 1.0197 | GGT | -1 | 0.033742 | 44 | 44 |  |  | -0.86183 | 44 | -0.033742 | -1.4846 |  |  |  |  | 0 | 0
5267 | LEON_LCPCT2 | 2 | South | YES | -0.019587 | 44 | 24 | 44 | 0 | 1.0197 | GGT | -1 | 0.033742 | 44 | 44 |  |  | -0.86183 | 44 | -0.033742 | -1.4846 |  |  |  |  | 0 | 0
5268 | LEON_LCPCT3 | 3 | South | YES | -0.019587 | 43 | 24 | 43 | 0 | 1.0197 | GGT | -1 | 0.033742 | 43 | 43 |  |  | -0.84224 | 43 | -0.033742 | -1.4509 |  |  |  |  | 0 | 0
3107 | STRYKER_1G | 1 | North | YES | 0.012688 | 145.6 | 45 | 182 | 0 | 1.029 | GST | 1 | 0.033793 | 182 | 182 | 2.3092 | 182 |  |  | 0.033793 | 6.1503 |  |  |  |  | 0 | 0
3108 | STRYKER_2G | 2 | North | YES | 0.012688 | 484 | 75 | 484 | 0 | 1.029 | GST | 1 | 0.033793 | 484 | 484 | 6.141 | 484 |  |  | 0.033793 | 16.3558 |  |  |  |  | 0 | 0
5027 | BRAUNIG_VHB2 | 2 | South | YES | -0.019686 | 216 | 40 | 216 | 0 | 1.0192 | GST | -1 | 0.033841 | 216 | 216 |  |  | -4.2522 | 216 | -0.033841 | -7.3096 |  |  |  |  | 0 | 0
5026 | BRAUNIG_VHB1 | 1 | South | YES | -0.019686 | 215 | 40 | 215 | 0 | 1.0192 | GST | -1 | 0.033841 | 215 | 215 |  |  | -4.2325 | 215 | -0.033841 | -7.2758 |  |  |  |  | 0 | 0
5477 | BRA_AVR1_ST | 1 | South | YES | -0.019702 | 174 | 138 | 174 | 0 | 1.025 | CC | -1 | 0.033857 | 174 | 174 |  |  | -3.4281 | 174 | -0.033857 | -5.8911 |  |  |  |  | 0 | 0
5476 | BRA_AVR1_CT1 | 1 | South | YES | -0.019702 | 155 | 90 | 155 | 0 | 1.025 | CC | -1 | 0.033857 | 155 | 155 |  |  | -3.0538 | 155 | -0.033857 | -5.2478 |  |  |  |  | 0 | 0
5478 | BRA_AVR1_CT2 | 1 | South | YES | -0.019702 | 155 | 90 | 155 | 0 | 1.025 | CC | -1 | 0.033857 | 155 | 155 |  |  | -3.0538 | 155 | -0.033857 | -5.2478 |  |  |  |  | 0 | 0
5028 | BRAUNIG_VHB3 | 3 | South | YES | -0.019716 | 407 | 60 | 407 | 0 | 1.0138 | GST | -1 | 0.033871 | 407 | 407 |  |  | -8.0244 | 407 | -0.033871 | -13.7855 |  |  |  |  | 0 | 0
3309 | ASPN_G | 1 | North | YES | 0.012768 | 50 | 0 | 50 |  | 1 | Bio | 1 | 0.033873 | 50 | 50 | 0.6384 | 50 |  |  | 0.033873 | 1.6937 |  |  |  |  | 0 | 0
5396 | CALAVER_OWS1 | 1 | South | YES | -0.019722 | 418 | 80 | 418 | 0 | 1.0192 | GST | -1 | 0.033877 | 418 | 418 |  |  | -8.2438 | 418 | -0.033877 | -14.1606 |  |  |  |  | 0 | 0
5397 | CALAVER_OWS2 | 2 | South | YES | -0.019722 | 400 | 80 | 400 | 0 | 1.0192 | GST | -1 | 0.033877 | 400 | 400 |  |  | -7.8888 | 400 | -0.033877 | -13.5508 |  |  |  |  | 0 | 0
7805 | L_GUADGE1_6Y | 6 | South | YES | -0.019731 | 203 | 30 | 203 | 0 | 1.02 | CC | -1 | 0.033886 | 203 | 203 |  |  | -4.0054 | 203 | -0.033886 | -6.8789 |  |  |  |  | 0 | 0
7804 | L_GUADGE1_5Y | 5 | South | YES | -0.019731 | 182 | 30 | 182 | 0 | 1.02 | CC | -1 | 0.033886 | 182 | 182 |  |  | -3.591 | 182 | -0.033886 | -6.1672 |  |  |  |  | 0 | 0
7803 | L_GUADGE1_4Y | 4 | South | YES | -0.019731 | 149 | 30 | 149 | 0 | 1.02 | CC | -1 | 0.033886 | 149 | 149 |  |  | -2.9399 | 149 | -0.033886 | -5.049 |  |  |  |  | 0 | 0
7800 | L_GUADGE1_1Y | 1 | South | YES | -0.019731 | 147 | 30 | 147 | 0 | 1.02 | CC | -1 | 0.033886 | 147 | 147 |  |  | -2.9005 | 147 | -0.033886 | -4.9812 |  |  |  |  | 0 | 0
7802 | L_GUADGE1_3Y | 3 | South | YES | -0.019731 | 146 | 30 | 146 | 0 | 1.02 | CC | -1 | 0.033886 | 146 | 146 |  |  | -2.8807 | 146 | -0.033886 | -4.9474 |  |  |  |  | 0 | 0
7801 | L_GUADGE1_2Y | 2 | South | YES | -0.019731 | 138 | 30 | 138 | 0 | 1.02 | CC | -1 | 0.033886 | 138 | 138 |  |  | -2.7229 | 138 | -0.033886 | -4.6763 |  |  |  |  | 0 | 0
3348 | CHAMPION_1G | MB | North | YES | 0.012785 | 0 | 42 | 42 |  | 1 | Cogen | 1 | 0.03389 | 0 | 0 | 0 | 0 |  |  | 0.03389 | 0 |  |  |  |  | 0 | 0
5111 | CALAVER_JTD1 | 1 | South | YES | -0.019755 | 430 | 80 | 430 | 0 | 1.0138 | LIGCO | -1 | 0.03391 | 0 | 430 |  |  | 0 | 0 | -0.03391 | 0 |  |  |  |  | 0 | 0
5112 | CALAVER_JTD2 | 2 | South | YES | -0.019755 | 430 | 80 | 430 | 0 | 1.0138 | LIGCO | -1 | 0.03391 | 0 | 430 |  |  | 0 | 0 | -0.03391 | 0 |  |  |  |  | 0 | 0
5439 | TUTTL_WBT4G4 | 4 | South | YES | -0.019774 | 151 | 40 | 151 | 0 | 1.012 | GST | -1 | 0.033929 | 151 | 151 |  |  | -2.9859 | 151 | -0.033929 | -5.1233 |  |  |  |  | 0 | 0
5438 | TUTTL_WBT3G3 | 3 | South | YES | -0.019774 | 95 | 25 | 95 | 0 | 1.012 | GST | -1 | 0.033929 | 95 | 95 |  |  | -1.8785 | 95 | -0.033929 | -3.2233 |  |  |  |  | 0 | 0
5436 | TUTTL_WBT1G1 | 1 | South | YES | -0.019774 | 48.8 | 20 | 61 | 0 | 1.012 | GST | -1 | 0.033929 | 61 | 61 |  |  | -1.2062 | 61 | -0.033929 | -2.0697 |  |  |  |  | 0 | 0
3126 | TRINIDAD_6G | 1 | North | YES | 0.012878 | 179.2 | 46 | 224 | 0 | 1 | GST | 1 | 0.033983 | 224 | 224 | 2.8847 | 224 |  |  | 0.033983 | 7.6122 |  |  |  |  | 0 | 0
13117 | TGATEWAY_2G | 2 | North | YES | 0.012963 | 130 | 30 | 130 | 0 | 1.0232 | CC | 1 | 0.034068 | 130 | 130 | 1.6852 | 130 |  |  | 0.034068 | 4.4288 |  |  |  |  | 0 | 0
13118 | TGATEWAY_3G | 3 | North | YES | 0.012963 | 148 | 30 | 148 | 0 | 1.0232 | CC | 1 | 0.034068 | 148 | 148 | 1.9185 | 148 |  |  | 0.034068 | 5.0421 |  |  |  |  | 0 | 0
13116 | TGATEWAY_1G | 1 | North | YES | 0.012963 | 151 | 30 | 151 | 0 | 1.0232 | CC | 1 | 0.034068 | 151 | 151 | 1.9574 | 151 |  |  | 0.034068 | 5.1443 |  |  |  |  | 0 | 0
13119 | TGATEWAY_4G | 4 | North | YES | 0.012963 | 399 | 65 | 399 | 0 | 1.0232 | CC | 1 | 0.034068 | 399 | 399 | 5.1722 | 399 |  |  | 0.034068 | 13.5932 |  |  |  |  | 0 | 0
3097 | MARTLAKE_1G | 1 | North | YES | 0.013147 | 790 | 500 | 790 | 0 | 1.017 | LIGCO | 1 | 0.034252 | 0 | 790 | 10.3861 | 790 |  |  | 0.034252 | 27.0591 |  |  |  |  | 0 | 0
3098 | MARTLAKE_2G | 2 | North | YES | 0.013147 | 795 | 461 | 795 | 0 | 1.017 | LIGCO | 1 | 0.034252 | 0 | 795 | 10.4519 | 795 |  |  | 0.034252 | 27.2304 |  |  |  |  | 0 | 0
3099 | MARTLAKE_3G | 3 | North | YES | 0.013147 | 804 | 500 | 804 | 0 | 1.017 | LIGCO | 1 | 0.034252 | 0 | 804 | 10.5702 | 804 |  |  | 0.034252 | 27.5387 |  |  |  |  | 0 | 0
7813 | L_RIONOG1S1Y | 4 | South | YES | -0.020202 | 293 | 0 | 293 | 0 | 1.02 | CC | -1 | 0.034357 | 293 | 293 |  |  | -5.9192 | 293 | -0.034357 | -10.0666 |  |  |  |  | 0 | 0
7812 | L_RIONOG1G3Y | 3 | South | YES | -0.020202 | 154 | 0 | 154 | 0 | 1.02 | CC | -1 | 0.034357 | 154 | 154 |  |  | -3.1111 | 154 | -0.034357 | -5.291 |  |  |  |  | 0 | 0
7810 | L_RIONOG1G1Y | 1 | South | YES | -0.020202 | 148 | 0 | 148 | 0 | 1.02 | CC | -1 | 0.034357 | 148 | 148 |  |  | -2.9899 | 148 | -0.034357 | -5.0848 |  |  |  |  | 0 | 0
7811 | L_RIONOG1G2Y | 2 | South | YES | -0.020202 | 148 | 0 | 148 | 0 | 1.02 | CC | -1 | 0.034357 | 148 | 148 |  |  | -2.9899 | 148 | -0.034357 | -5.0848 |  |  |  |  | 0 | 0
3432 | SANDOW_4G | 4 | South | YES | -0.02041 | 580 | 225 | 580 | 0 | 1.029 | LIGCO | -1 | 0.034565 | 0 | 580 |  |  | 0 | 0 | -0.034565 | 0 |  |  |  |  | 0 | 0
7009 | L_LOSTPI1_3Y | 3 | South | YES | -0.020416 | 173.9 | 72 | 175 | 0 | 1 | CC | -1 | 0.034571 | 175 | 175 |  |  | -3.5728 | 175 | -0.034571 | -6.0499 |  |  |  |  | 0 | 0
7008 | L_LOSTPI1_2Y | 2 | South | YES | -0.020416 | 157.7 | 107 | 160 | 0 | 1 | CC | -1 | 0.034571 | 160 | 160 |  |  | -3.2666 | 160 | -0.034571 | -5.5314 |  |  |  |  | 0 | 0
7007 | L_LOSTPI1_1Y | 1 | South | YES | -0.020416 | 158.6 | 110 | 158 | 0 | 1 | CC | -1 | 0.034571 | 158 | 158 |  |  | -3.2257 | 158 | -0.034571 | -5.4622 |  |  |  |  | 0 | 0
7303 | L_WPPGS12_1Y | 1 | South | YES | -0.020481 | 50 | 0 | 50 | 0 | 1.025 | GGT | -1 | 0.034636 | 50 | 50 |  |  | -1.024 | 50 | -0.034636 | -1.7318 |  |  |  |  | 0 | 0
7303 | L_WPPGS12_1Y | 2 | South | YES | -0.020481 | 50 | 0 | 50 | 0 | 1.025 | GGT | -1 | 0.034636 | 50 | 50 |  |  | -1.024 | 50 | -0.034636 | -1.7318 |  |  |  |  | 0 | 0
7305 | L_WPPGS34_1Y | 3 | South | YES | -0.020481 | 50 | 0 | 50 | 0 | 1.025 | GGT | -1 | 0.034636 | 50 | 50 |  |  | -1.024 | 50 | -0.034636 | -1.7318 |  |  |  |  | 0 | 0
7305 | L_WPPGS34_1Y | 4 | South | YES | -0.020481 | 50 | 0 | 50 | 0 | 1.025 | GGT | -1 | 0.034636 | 50 | 50 |  |  | -1.024 | 50 | -0.034636 | -1.7318 |  |  |  |  | 0 | 0
7624 | L_LAKEWO9_1Y | 1 | South | YES | -0.020483 | 0 | 0 | 2.4 |  | 1 | Hydro | -1 | 0.034638 | 0 | 0 |  |  | 0 | 0 | -0.034638 | 0 |  |  |  |  | 0 | 0
7624 | L_LAKEWO9_1Y | 2 | South | YES | -0.020483 | 0 | 0 | 2.4 |  | 1 | Hydro | -1 | 0.034638 | 0 | 0 |  |  | 0 | 0 | -0.034638 | 0 |  |  |  |  | 0 | 0
7609 | L_SCHUMA8_1Y | 1 | South | YES | -0.020575 | 0 | 0 | 4 |  | 1 | Hydro | -1 | 0.03473 | 0 | 0 |  |  | 0 | 0 | -0.03473 | 0 |  |  |  |  | 0 | 0
7017 | L_HAYSEN1_4Y | 4 | South | YES | -0.020684 | 226.7 | 74 | 226.7 | 0 | 1.008 | CC | -1 | 0.034839 | 226.7 | 226.7 |  |  | -4.6891 | 226.7 | -0.034839 | -7.898 |  |  |  |  | 0 | 0
7015 | L_HAYSEN1_2Y | 2 | South | YES | -0.020684 | 225 | 74 | 225 | 0 | 1.008 | CC | -1 | 0.034839 | 225 | 225 |  |  | -4.6539 | 225 | -0.034839 | -7.8388 |  |  |  |  | 0 | 0
7016 | L_HAYSEN1_3Y | 3 | South | YES | -0.020684 | 224.6 | 74 | 224.6 | 0 | 1.008 | CC | -1 | 0.034839 | 224.6 | 224.6 |  |  | -4.6456 | 224.6 | -0.034839 | -7.8248 |  |  |  |  | 0 | 0
7014 | L_HAYSEN1_1Y | 1 | South | YES | -0.020684 | 223.9 | 74 | 223.9 | 0 | 1.008 | CC | -1 | 0.034839 | 223.9 | 223.9 |  |  | -4.6311 | 223.9 | -0.034839 | -7.8004 |  |  |  |  | 0 | 0
7605 | L_MCQUEE9_1Y | 1 | South | YES | -0.020852 | 0 | 0 | 2.4 |  | 1.025 | Hydro | -1 | 0.035007 | 0 | 0 |  |  | 0 | 0 | -0.035007 | 0 |  |  |  |  | 0 | 0
7605 | L_MCQUEE9_1Y | 2 | South | YES | -0.020852 | 0 | 0 | 2.4 |  | 1.025 | Hydro | -1 | 0.035007 | 0 | 0 |  |  | 0 | 0 | -0.035007 | 0 |  |  |  |  | 0 | 0
7605 | L_MCQUEE9_1Y | 3 | South | YES | -0.020852 | 0 | 0 | 2.8 |  | 1.025 | Hydro | -1 | 0.035007 | 0 | 0 |  |  | 0 | 0 | -0.035007 | 0 |  |  |  |  | 0 | 0
12323 | ENNSTRAC_2G | 2 | North | YES | 0.014348 | 116 | 100 | 116 | 0 | 1.036 | CC | 1 | 0.035453 | 116 | 116 | 1.6644 | 116 |  |  | 0.035453 | 4.1126 |  |  |  |  | 0 | 0
12322 | ENNSTRAC_1G | 1 | North | YES | 0.014348 | 196 | 130 | 196 | 0 | 1.036 | CC | 1 | 0.035453 | 196 | 196 | 2.8122 | 196 |  |  | 0.035453 | 6.9488 |  |  |  |  | 0 | 0
7809 | L_BASTEN1_3Y | 1 | South | YES | -0.021311 | 232.6 | 42 | 232.6 |  | 1.004 | CC | -1 | 0.035466 | 232.6 | 232.6 |  |  | -4.9569 | 232.6 | -0.035466 | -8.2494 |  |  |  |  | 0 | 0
7807 | L_BASTEN1_1Y | 1 | South | YES | -0.021311 | 152.5 | 83.5 | 152.5 |  | 1.004 | CC | -1 | 0.035466 | 152.5 | 152.5 |  |  | -3.2499 | 152.5 | -0.035466 | -5.4086 |  |  |  |  | 0 | 0
7808 | L_BASTEN1_2Y | 1 | South | YES | -0.021311 | 149.5 | 83.5 | 149.5 |  | 1.004 | CC | -1 | 0.035466 | 149.5 | 149.5 |  |  | -3.186 | 149.5 | -0.035466 | -5.3022 |  |  |  |  | 0 | 0
12411 | FPLEFR1A_G | 1 | North | YES | 0.014506 | 161 | 72 | 161 | 0 | 1 | CC | 1 | 0.035611 | 161 | 161 | 2.3355 | 161 |  |  | 0.035611 | 5.7334 |  |  |  |  | 0 | 0
12422 | FPLEFR2B_G | 2 | North | YES | 0.014506 | 161 | 72 | 161 | 0 | 1 | CC | 1 | 0.035611 | 161 | 161 | 2.3355 | 161 |  |  | 0.035611 | 5.7334 |  |  |  |  | 0 | 0
12421 | FPLEFR2A_G | 1 | North | YES | 0.014506 | 162 | 72 | 162 | 0 | 1 | CC | 1 | 0.035611 | 162 | 162 | 2.35 | 162 |  |  | 0.035611 | 5.769 |  |  |  |  | 0 | 0
12423 | FPLEFR2C_G | 3 | North | YES | 0.014506 | 163 | 72 | 163 | 0 | 1 | CC | 1 | 0.035611 | 163 | 163 | 2.3645 | 163 |  |  | 0.035611 | 5.8046 |  |  |  |  | 0 | 0
12412 | FPLEFR1B_G | 2 | North | YES | 0.014506 | 164 | 72 | 164 | 0 | 1 | CC | 1 | 0.035611 | 164 | 164 | 2.379 | 164 |  |  | 0.035611 | 5.8402 |  |  |  |  | 0 | 0
12413 | FPLEFR1C_G | 3 | North | YES | 0.014506 | 164 | 72 | 164 | 0 | 1 | CC | 1 | 0.035611 | 164 | 164 | 2.379 | 164 |  |  | 0.035611 | 5.8402 |  |  |  |  | 0 | 0
12414 | FPLEFR1S_G | 4 | North | YES | 0.014506 | 414 | 191 | 414 | 0 | 1 | CC | 1 | 0.035611 | 414 | 414 | 6.0055 | 414 |  |  | 0.035611 | 14.743 |  |  |  |  | 0 | 0
12424 | FPLEFR2S_G | 4 | North | YES | 0.014506 | 415 | 191 | 415 | 0 | 1 | CC | 1 | 0.035611 | 415 | 415 | 6.02 | 415 |  |  | 0.035611 | 14.7786 |  |  |  |  | 0 | 0
12440 | PARKD_1SVC8 | 1 | North | YES | 0.014696 | 0 | 0 | 0 | 0 | 1.007 | GST | 1 | 0.035801 | 0 | 0 | 0 | 0 |  |  | 0.035801 | 0 |  |  |  |  | 0 | 0
12449 | PARKD_2SVC8 | 1 | North | YES | 0.014696 | 0 | 0 | 0 | 0 | 1.007 | GST | 1 | 0.035801 | 0 | 0 | 0 | 0 |  |  | 0.035801 | 0 |  |  |  |  | 0 | 0
2451 | LKHB1_G | 1 | North | YES | 0.014711 | 0 | 80 | 391 |  | 1.022 | GST | 1 | 0.035816 | 391 | 391 | 5.752 | 391 |  |  | 0.035816 | 14.0041 |  |  |  |  | 0 | 0
2452 | LKHB2_G | 2 | North | YES | 0.014711 | 516 | 80 | 516 | 0 | 1.022 | GST | 1 | 0.035816 | 516 | 516 | 7.5909 | 516 |  |  | 0.035816 | 18.4811 |  |  |  |  | 0 | 0
1942 | MDLTHELP_2G | 2 | North | YES | 0.014716 | 216.1 | 74 | 216.1 | 0 | 1 | CC | 1 | 0.035821 | 216.1 | 216.1 | 3.1801 | 216.1 |  |  | 0.035821 | 7.7409 |  |  |  |  | 0 | 0
1941 | MDLTHELP_1G | 1 | North | YES | 0.014716 | 216.4 | 74 | 216.4 | 0 | 1 | CC | 1 | 0.035821 | 216.4 | 216.4 | 3.1845 | 216.4 |  |  | 0.035821 | 7.7517 |  |  |  |  | 0 | 0
948 | STEAM1 | 1 | North | YES | 0.014917 | 0 | 12 | 20 |  | 1.02 | GST | 1 | 0.036022 | 20 | 20 | 0.29834 | 20 |  |  | 0.036022 | 0.72044 |  |  |  |  | 0 | 0
949 | STEAM2 | 1 | North | YES | 0.014917 | 26 | 8 | 26 | 0 | 0.99 | GST | 1 | 0.036022 | 26 | 26 | 0.38784 | 26 |  |  | 0.036022 | 0.93657 |  |  |  |  | 0 | 0
950 | STEAM3 | 1 | North | YES | 0.014917 | 41 | 13 | 42 | 0 | 1.02 | GST | 1 | 0.036022 | 42 | 42 | 0.62651 | 42 |  |  | 0.036022 | 1.5129 |  |  |  |  | 0 | 0
837 | NEWMAN_G5 | 1 | North | YES | 0.014955 | 0 | 15 | 40 |  | 1.01 | GST | 1 | 0.03606 | 40 | 40 | 0.5982 | 40 |  |  | 0.03606 | 1.4424 |  |  |  |  | 0 | 0
845 | OLINGER_G4 | 1 | North | YES | 0.014992 | 51.9 | 0 | 76 | 0 | 1.03 | GGT | 1 | 0.036097 | 76 | 76 | 1.1394 | 76 |  |  | 0.036097 | 2.7434 |  |  |  |  | 0 | 0
842 | OLINGER_G1 | 1 | North | YES | 0.014992 | 55.4 | 20 | 79 | 0 | 1.03 | GST | 1 | 0.036097 | 79 | 79 | 1.1844 | 79 |  |  | 0.036097 | 2.8517 |  |  |  |  | 0 | 0
843 | OLINGER_G2 | 1 | North | YES | 0.014992 | 76.2 | 25 | 110 | 0 | 1.03 | GST | 1 | 0.036097 | 110 | 110 | 1.6491 | 110 |  |  | 0.036097 | 3.9707 |  |  |  |  | 0 | 0
844 | OLINGER_G3 | 1 | North | YES | 0.014992 | 103.9 | 45 | 150 | 0 | 1.03 | GST | 1 | 0.036097 | 150 | 150 | 2.2488 | 150 |  |  | 0.036097 | 5.4146 |  |  |  |  | 0 | 0
2414 | MTCK7_G | 7 | North | YES | 0.015018 | 0 | 30 | 115 |  | 1.022 | GST | 1 | 0.036123 | 115 | 115 | 1.7271 | 115 |  |  | 0.036123 | 4.1542 |  |  |  |  | 0 | 0
2413 | MTCK6_G | 6 | North | YES | 0.015018 | 0 | 30 | 118 |  | 1.022 | GST | 1 | 0.036123 | 118 | 118 | 1.7721 | 118 |  |  | 0.036123 | 4.2625 |  |  |  |  | 0 | 0
2417 | MTCK8_G | 8 | North | YES | 0.015018 | 444.8 | 60 | 556 | 0 | 1.022 | GSC | 1 | 0.036123 | 556 | 556 | 8.35 | 556 |  |  | 0.036123 | 20.0844 |  |  |  |  | 0 | 0
5925 | DCEAST | EQ | North | YES | 0.015177 | 400.3 | -600 | 600 | 0 | 1.025 | DCTie | 1 | 0.036282 | 0 | 0 | 0 | 0 |  |  | 0.036282 | 0 |  |  |  |  | 0 | 0
1701 | MOSES_1G | 1 | North | YES | 0.015177 | 558 | 175 | 558 | 0 | 1.023 | LIGCO | 1 | 0.036282 | 0 | 558 | 8.4688 | 558 |  |  | 0.036282 | 20.2454 |  |  |  |  | 0 | 0
1702 | MOSES_2G | 2 | North | YES | 0.015177 | 579 | 175 | 579 | 0 | 1.023 | LIGCO | 1 | 0.036282 | 0 | 579 | 8.7875 | 579 |  |  | 0.036282 | 21.0073 |  |  |  |  | 0 | 0
1703 | MOSES_3G | 3 | North | YES | 0.015177 | 808 | 463 | 808 | 0 | 1.023 | LIGCO | 1 | 0.036282 | 0 | 808 | 12.263 | 808 |  |  | 0.036282 | 29.3159 |  |  |  |  | 0 | 0
1675 | PEC_1G | 1 | North | YES | 0.015255 | 76.7 | 35 | 76.7 | 0 | 1.022 | Cogen | 1 | 0.03636 | 0 | 0 | 0 | 0 |  |  | 0.03636 | 0 |  |  |  |  | 0 | 0
1676 | PEC_2G | 2 | North | YES | 0.015255 | 79.6 | 35 | 79.6 | 0 | 1.022 | Cogen | 1 | 0.03636 | 0 | 0 | 0 | 0 |  |  | 0.03636 | 0 |  |  |  |  | 0 | 0
1677 | PEC_3G | 3 | North | YES | 0.015255 | 88.4 | 35 | 88.4 | 0 | 1.022 | Cogen | 1 | 0.03636 | 0 | 0 | 0 | 0 |  |  | 0.03636 | 0 |  |  |  |  | 0 | 0
1679 | LAMARPWR_2G | 2 | North | YES | 0.015288 | 156 | 67.7 | 156 | 0 | 1.038 | CC | 1 | 0.036393 | 156 | 156 | 2.3849 | 156 |  |  | 0.036393 | 5.6773 |  |  |  |  | 0 | 0
1681 | LAMARPWR_4G | 4 | North | YES | 0.015288 | 156 | 67.7 | 156 | 0 | 1.038 | CC | 1 | 0.036393 | 156 | 156 | 2.3849 | 156 |  |  | 0.036393 | 5.6773 |  |  |  |  | 0 | 0
1682 | LAMARPWR_5G | 5 | North | YES | 0.015288 | 157 | 67.7 | 157 | 0 | 1.038 | CC | 1 | 0.036393 | 157 | 157 | 2.4002 | 157 |  |  | 0.036393 | 5.7137 |  |  |  |  | 0 | 0
1678 | LAMARPWR_1G | 1 | North | YES | 0.015288 | 160 | 67.7 | 160 | 0 | 1.038 | CC | 1 | 0.036393 | 160 | 160 | 2.4461 | 160 |  |  | 0.036393 | 5.8229 |  |  |  |  | 0 | 0
1680 | LAMARPWR_3G | 3 | North | YES | 0.015288 | 196 | 129.1 | 196 | 0 | 1.038 | CC | 1 | 0.036393 | 196 | 196 | 2.9964 | 196 |  |  | 0.036393 | 7.133 |  |  |  |  | 0 | 0
1683 | LAMARPWR_6G | 6 | North | YES | 0.015288 | 198 | 129.1 | 198 | 0 | 1.038 | CC | 1 | 0.036393 | 198 | 198 | 3.027 | 198 |  |  | 0.036393 | 7.2058 |  |  |  |  | 0 | 0
11691 | KMICHICT1_G | 1 | North | YES | 0.015347 | 144 | 80 | 144 | 0 | 1.026 | CC | 1 | 0.036452 | 144 | 144 | 2.21 | 144 |  |  | 0.036452 | 5.2491 |  |  |  |  | 0 | 0
11694 | KMICHICT4_G | 4 | North | YES | 0.015347 | 144 | 80 | 144 | 0 | 1.026 | CC | 1 | 0.036452 | 144 | 144 | 2.21 | 144 |  |  | 0.036452 | 5.2491 |  |  |  |  | 0 | 0
11692 | KMICHICT2_G | 2 | North | YES | 0.015347 | 146 | 80 | 146 | 0 | 1.026 | CC | 1 | 0.036452 | 146 | 146 | 2.2407 | 146 |  |  | 0.036452 | 5.322 |  |  |  |  | 0 | 0
11695 | KMICHICT5_G | 5 | North | YES | 0.015347 | 148 | 80 | 148 | 0 | 1.026 | CC | 1 | 0.036452 | 148 | 148 | 2.2714 | 148 |  |  | 0.036452 | 5.3949 |  |  |  |  | 0 | 0
11696 | KMICHIST6_G | 6 | North | YES | 0.015347 | 310 | 60 | 310 | 0 | 1.026 | CC | 1 | 0.036452 | 310 | 310 | 4.7576 | 310 |  |  | 0.036452 | 11.3001 |  |  |  |  | 0 | 0
11693 | KMICHIST3_G | 3 | North | YES | 0.015347 | 312 | 60 | 312 | 0 | 1.026 | CC | 1 | 0.036452 | 312 | 312 | 4.7883 | 312 |  |  | 0.036452 | 11.373 |  |  |  |  | 0 | 0
1689 | VALLEY_3G | 3 | North | YES | 0.015347 | 0 | 25 | 375 |  | 1.003 | GST | 1 | 0.036452 | 375 | 375 | 5.7551 | 375 |  |  | 0.036452 | 13.6695 |  |  |  |  | 0 | 0
1687 | VALLEY_1G | 1 | North | YES | 0.015518 | 136 | 15 | 170 | 0 | 1.029 | GST | 1 | 0.036623 | 170 | 170 | 2.6381 | 170 |  |  | 0.036623 | 6.2259 |  |  |  |  | 0 | 0
1688 | VALLEY_2G | 2 | North | YES | 0.015518 | 527 | 90 | 527 | 0 | 1.029 | GSC | 1 | 0.036623 | 527 | 527 | 8.178 | 527 |  |  | 0.036623 | 19.3004 |  |  |  |  | 0 | 0
6948 | DENISNDM | 1 | North | YES | 0.015647 | 40 | 5 | 40 |  | 1.015 | Hydro | 1 | 0.036752 | 0 | 0 | 0 | 0 |  |  | 0.036752 | 0 |  |  |  |  | 0 | 0
6948 | DENISNDM | 2 | North | YES | 0.015647 | 31 | 5 | 40 |  | 1.015 | Hydro | 1 | 0.036752 | 0 | 0 | 0 | 0 |  |  | 0.036752 | 0 |  |  |  |  | 0 | 0
2381 | NTHLK1_G | 1 | North | YES | 0.015766 | 0 | 35 | 156 |  | 1.022 | GST | 1 | 0.036871 | 156 | 156 | 2.4595 | 156 |  |  | 0.036871 | 5.7519 |  |  |  |  | 0 | 0
2382 | NTHLK2_G | 2 | North | YES | 0.015766 | 0 | 35 | 181 |  | 1.022 | GST | 1 | 0.036871 | 181 | 181 | 2.8536 | 181 |  |  | 0.036871 | 6.6737 |  |  |  |  | 0 | 0
2383 | NTHLK3_G | 3 | North | YES | 0.015766 | 0 | 50 | 329 |  | 1.022 | GST | 1 | 0.036871 | 329 | 329 | 5.187 | 329 |  |  | 0.036871 | 12.1306 |  |  |  |  | 0 | 0
2371 | COLLIN_1G | MB | North | YES | 0.015915 | 0 | 40 | 138 |  | 1.022 | GST | 1 | 0.03702 | 0 | 0 | 0 | 0 |  |  | 0.03702 | 0 |  |  |  |  | 0 | 0
1944 | MDLTHELP_4G | 4 | North | YES | 0.015927 | 211 | 74 | 211 | 0 | 1 | CC | 1 | 0.037032 | 211 | 211 | 3.3606 | 211 |  |  | 0.037032 | 7.8138 |  |  |  |  | 0 | 0
1943 | MDLTHELP_3G | 3 | North | YES | 0.015927 | 212 | 74 | 212 | 0 | 1 | CC | 1 | 0.037032 | 212 | 212 | 3.3765 | 212 |  |  | 0.037032 | 7.8508 |  |  |  |  | 0 | 0
1937 | MDLTHELP_5G | 5 | North | YES | 0.015927 | 224 | 74 | 224 | 0 | 1 | CC | 1 | 0.037032 | 224 | 224 | 3.5676 | 224 |  |  | 0.037032 | 8.2952 |  |  |  |  | 0 | 0
1938 | MDLTHELP_6G | 6 | North | YES | 0.015927 | 226 | 74 | 226 | 0 | 1 | CC | 1 | 0.037032 | 226 | 226 | 3.5995 | 226 |  |  | 0.037032 | 8.3692 |  |  |  |  | 0 | 0
7006 | L_SIMGID1_3Y | 3 | South | YES | -0.022952 | 324.9 | 60 | 329 | 0 | 1.02 | GST | -1 | 0.037107 | 329 | 329 |  |  | -7.5512 | 329 | -0.037107 | -12.2082 |  |  |  |  | 0 | 0
7005 | L_SIMGID1_2Y | 2 | South | YES | -0.022952 | 133 | 32 | 139 | 0 | 1.02 | GST | -1 | 0.037107 | 139 | 139 |  |  | -3.1903 | 139 | -0.037107 | -5.1579 |  |  |  |  | 0 | 0
7004 | L_SIMGID1_1Y | 1 | South | YES | -0.022952 | 132 | 40 | 132 | 0 | 1.02 | GST | -1 | 0.037107 | 132 | 132 |  |  | -3.0297 | 132 | -0.037107 | -4.8981 |  |  |  |  | 0 | 0
7487 | L_CANYHY8_1Y | 1 | South | YES | -0.023454 | 0 | 0 | 6 |  | 1 | Hydro | -1 | 0.037609 | 0 | 0 |  |  | 0 | 0 | -0.037609 | 0 |  |  |  |  | 0 | 0
1948 | HANDLEY_4G | 4 | North | YES | 0.017086 | 348 | 150 | 435 | 0 | 1.022 | GST | 1 | 0.038191 | 435 | 435 | 7.4324 | 435 |  |  | 0.038191 | 16.6131 |  |  |  |  | 0 | 0
1947 | HANDLEY_3G | 3 | North | YES | 0.017238 | 316 | 100 | 395 | 0 | 1.022 | GST | 1 | 0.038343 | 395 | 395 | 6.809 | 395 |  |  | 0.038343 | 15.1455 |  |  |  |  | 0 | 0
1949 | HANDLEY_5G | 5 | North | YES | 0.017238 | 348 | 150 | 435 | 0 | 1.022 | GST | 1 | 0.038343 | 435 | 435 | 7.4985 | 435 |  |  | 0.038343 | 16.6792 |  |  |  |  | 0 | 0
923 | SPENCER_G4 | 1 | North | YES | 0.017746 | 48 | 20 | 61 | 0 | 1.03 | GST | 1 | 0.038851 | 61 | 61 | 1.0825 | 61 |  |  | 0.038851 | 2.3699 |  |  |  |  | 0 | 0
924 | SPENCER_G5 | 1 | North | YES | 0.017746 | 52 | 20 | 66 | 0 | 1.03 | GST | 1 | 0.038851 | 66 | 66 | 1.1712 | 66 |  |  | 0.038851 | 2.5642 |  |  |  |  | 0 | 0
9005 | DECKR_G6 | 6 | South | YES | -0.025492 | 44 | 24 | 47 | 0 | 1.015 | GGT | -1 | 0.039647 | 47 | 47 |  |  | -1.1981 | 47 | -0.039647 | -1.8634 |  |  |  |  | 0 | 0
9003 | DECKR_G4 | 4 | South | YES | -0.025492 | 44 | 24 | 44 | 0 | 1.015 | GGT | -1 | 0.039647 | 44 | 44 |  |  | -1.1216 | 44 | -0.039647 | -1.7445 |  |  |  |  | 0 | 0
9004 | DECKR_G5 | 5 | South | YES | -0.025492 | 44 | 24 | 44 | 0 | 1.015 | GGT | -1 | 0.039647 | 44 | 44 |  |  | -1.1216 | 44 | -0.039647 | -1.7445 |  |  |  |  | 0 | 0
9002 | DECKR_G3 | 3 | South | YES | -0.025492 | 0 | 24 | 42 |  | 1.015 | GGT | -1 | 0.039647 | 42 | 42 |  |  | -1.0707 | 42 | -0.039647 | -1.6652 |  |  |  |  | 0 | 0
9020 | SANDHG5A | 5A | South | YES | -0.025535 | 150 | 84 | 155 | 0 | 1.0175 | CC | -1 | 0.03969 | 155 | 155 |  |  | -3.9579 | 155 | -0.03969 | -6.1519 |  |  |  |  | 0 | 0
9021 | SANDHG5C | 5C | South | YES | -0.025535 | 140 | 0 | 148 | 0 | 1.0175 | CC | -1 | 0.03969 | 148 | 148 |  |  | -3.7792 | 148 | -0.03969 | -5.8741 |  |  |  |  | 0 | 0
9016 | SANDH_G1 | 1 | South | YES | -0.025535 | 45 | 2 | 49 | 0 | 1.0175 | GGT | -1 | 0.03969 | 49 | 49 |  |  | -1.2512 | 49 | -0.03969 | -1.9448 |  |  |  |  | 0 | 0
9019 | SANDH_G4 | 4 | South | YES | -0.025535 | 0 | 2 | 47 |  | 1.0175 | GGT | -1 | 0.03969 | 47 | 47 |  |  | -1.2001 | 47 | -0.03969 | -1.8654 |  |  |  |  | 0 | 0
9017 | SANDH_G2 | 2 | South | YES | -0.025535 | 45 | 2 | 46 | 0 | 1.0175 | GGT | -1 | 0.03969 | 46 | 46 |  |  | -1.1746 | 46 | -0.03969 | -1.8257 |  |  |  |  | 0 | 0
9018 | SANDH_G3 | 3 | South | YES | -0.025535 | 45 | 2 | 46 | 0 | 1.0175 | GGT | -1 | 0.03969 | 46 | 46 |  |  | -1.1746 | 46 | -0.03969 | -1.8257 |  |  |  |  | 0 | 0
1861 | EAGLEMNT_1G | MB | North | YES | 0.01864 | 0 | 30 | 112 |  | 1.022 | GST | 1 | 0.039745 | 0 | 0 | 0 | 0 |  |  | 0.039745 | 0 |  |  |  |  | 0 | 0
1862 | EAGLEMNT_2G | MB | North | YES | 0.01864 | 0 | 40 | 100 |  | 1.022 | GST | 1 | 0.039745 | 0 | 0 | 0 | 0 |  |  | 0.039745 | 0 |  |  |  |  | 0 | 0
1863 | EAGLEMNT_3G | MB | North | YES | 0.01864 | 0 | 50 | 378 |  | 1.022 | GST | 1 | 0.039745 | 0 | 0 | 0 | 0 |  |  | 0.039745 | 0 |  |  |  |  | 0 | 0
366 | JNSNCNTY802 | 1 | North | YES | 0.01879 | 168 | 20 | 168 | 0 | 1.02 | Cogen | 1 | 0.039895 | 0 | 0 | 0 | 0 |  |  | 0.039895 | 0 |  |  |  |  | 0 | 0
367 | JNSNCNTY802 | 2 | North | YES | 0.01879 | 90 | 20 | 90 | 0 | 1.02 | Cogen | 1 | 0.039895 | 0 | 0 | 0 | 0 |  |  | 0.039895 | 0 |  |  |  |  | 0 | 0
9001 | DECKR_G2 | 2 | South | YES | -0.025814 | 400 | 50 | 426 | 0 | 1.015 | GST | -1 | 0.039969 | 426 | 426 |  |  | -10.9968 | 426 | -0.039969 | -17.0268 |  |  |  |  | 0 | 0
9000 | DECKR_G1 | 1 | South | YES | -0.025814 | 280 | 50 | 321 | 0 | 1.015 | GST | -1 | 0.039969 | 321 | 321 |  |  | -8.2863 | 321 | -0.039969 | -12.83 |  |  |  |  | 0 | 0
728 | WOLFRIDGE801 | 1 | North | YES | 0.018939 | 11.2 | 0 | 112.5 | 0 | 0.99 | Wind | 1 | 0.040044 | 0 | 112.5 | 2.1306 | 112.5 |  |  | 0.040044 | 4.505 |  |  |  |  | 0 | 0
7020 | L_AUSTPL1_1Y | 1 | South | YES | -0.026625 | 0 | 0 | 8 |  | 1 | Hydro | -1 | 0.04078 | 0 | 0 |  |  | 0 | 0 | -0.04078 | 0 |  |  |  |  | 0 | 0
7020 | L_AUSTPL1_1Y | 2 | South | YES | -0.026625 | 0 | 0 | 8 |  | 1 | Hydro | -1 | 0.04078 | 0 | 0 |  |  | 0 | 0 | -0.04078 | 0 |  |  |  |  | 0 | 0
581 | JCKCNTY802 | 2 | North | YES | 0.020551 | 147 | 0 | 147 | 0 | 1.022 | CC | 1 | 0.041656 | 147 | 147 | 3.021 | 147 |  |  | 0.041656 | 6.1234 |  |  |  |  | 0 | 0
582 | JCKCNTY803 | 3 | North | YES | 0.020551 | 147 | 0 | 147 | 0 | 1.022 | CC | 1 | 0.041656 | 147 | 147 | 3.021 | 147 |  |  | 0.041656 | 6.1234 |  |  |  |  | 0 | 0
580 | JCKCNTY801 | 1 | North | YES | 0.020551 | 288 | 0 | 288 | 0 | 1.022 | CC | 1 | 0.041656 | 288 | 288 | 5.9187 | 288 |  |  | 0.041656 | 11.9969 |  |  |  |  | 0 | 0
1889 | DECRDOVA_1G | 1 | North | YES | 0.020621 | 779 | 255 | 779 | 0 | 1.02 | GSC | 1 | 0.041726 | 779 | 779 | 16.0638 | 779 |  |  | 0.041726 | 32.5046 |  |  |  |  | 0 | 0
1453 | WCPWRCO_1G | 1 | North | YES | 0.020989 | 204 | 50 | 204 | 0 | 1.02 | CC | 1 | 0.042094 | 204 | 204 | 4.2818 | 204 |  |  | 0.042094 | 8.5872 |  |  |  |  | 0 | 0
1454 | WCPWRCO_2G | 2 | North | YES | 0.020989 | 204 | 50 | 204 | 0 | 1.02 | CC | 1 | 0.042094 | 204 | 204 | 4.2818 | 204 |  |  | 0.042094 | 8.5872 |  |  |  |  | 0 | 0
1455 | WCPWRCO_3G | 3 | North | YES | 0.020989 | 242 | 50 | 242 |  | 1.02 | CC | 1 | 0.042094 | 242 | 242 | 5.0793 | 242 |  |  | 0.042094 | 10.1868 |  |  |  |  | 0 | 0
1895 | DECRDOVA_5G | D | North | YES | 0.021237 | 65 | 65 | 68 | 0 | 1.025 | GGT | 1 | 0.042342 | 68 | 68 | 1.4441 | 68 |  |  | 0.042342 | 2.8793 |  |  |  |  | 0 | 0
1893 | DECRDOVA_3G | B | North | YES | 0.021237 | 65 | 65 | 69 | 0 | 1.025 | GGT | 1 | 0.042342 | 69 | 69 | 1.4654 | 69 |  |  | 0.042342 | 2.9216 |  |  |  |  | 0 | 0
1894 | DECRDOVA_4G | C | North | YES | 0.021237 | 65 | 65 | 69 | 0 | 1.025 | GGT | 1 | 0.042342 | 69 | 69 | 1.4654 | 69 |  |  | 0.042342 | 2.9216 |  |  |  |  | 0 | 0
1892 | DECRDOVA_2G | A | North | YES | 0.021237 | 65 | 65 | 70 | 0 | 1.025 | GGT | 1 | 0.042342 | 70 | 70 | 1.4866 | 70 |  |  | 0.042342 | 2.9639 |  |  |  |  | 0 | 0
1878 | WLFHOLW_2G | 2 | North | YES | 0.02163 | 215.7 | 105 | 215.7 | 0 | 1.032 | CC | 1 | 0.042735 | 215.7 | 215.7 | 4.6656 | 215.7 |  |  | 0.042735 | 9.218 |  |  |  |  | 0 | 0
1877 | WLFHOLW_1G | 1 | North | YES | 0.02163 | 217.3 | 89.2 | 217.3 | 0 | 1.032 | CC | 1 | 0.042735 | 217.3 | 217.3 | 4.7002 | 217.3 |  |  | 0.042735 | 9.2863 |  |  |  |  | 0 | 0
1879 | WLFHOLW_3G | 3 | North | YES | 0.02163 | 272.4 | 89.2 | 272.4 | 0 | 1.032 | CC | 1 | 0.042735 | 272.4 | 272.4 | 5.892 | 272.4 |  |  | 0.042735 | 11.641 |  |  |  |  | 0 | 0
1898 | COMCHEPK_1G | 1 | North | YES | 0.022363 | 1217 | 1150 | 1217 | 0 | 1.032 | Nuc | 1 | 0.043468 | 0 | 0 | 0 | 0 |  |  | 0.043468 | 0 |  |  |  |  | 0 | 0
1899 | COMCHEPK_2G | 2 | North | YES | 0.022363 | 1159 | 1128 | 1159 | 0 | 1.032 | Nuc | 1 | 0.043468 | 0 | 0 | 0 | 0 |  |  | 0.043468 | 0 |  |  |  |  | 0 | 0
503 | NTHTEXAS01 | 1 | North | YES | 0.022374 | 0 | 5 | 18 |  | 1.015 | GST | 1 | 0.043479 | 18 | 18 | 0.40273 | 18 |  |  | 0.043479 | 0.78262 |  |  |  |  | 0 | 0
504 | NTHTEXAS02 | 2 | North | YES | 0.022374 | 14.4 | 5 | 18 |  | 1.015 | GST | 1 | 0.043479 | 18 | 18 | 0.40273 | 18 |  |  | 0.043479 | 0.78262 |  |  |  |  | 0 | 0
505 | NTHTEXAS03 | 3 | North | YES | 0.022374 | 30.4 | 15 | 38 |  | 1.015 | GST | 1 | 0.043479 | 38 | 38 | 0.85021 | 38 |  |  | 0.043479 | 1.6522 |  |  |  |  | 0 | 0
1432 | GRHAMSES_2G | 2 | North | YES | 0.023109 | 294.9 | 90 | 366 | 0 | 1.014 | GST | 1 | 0.044214 | 366 | 366 | 8.4579 | 366 |  |  | 0.044214 | 16.1823 |  |  |  |  | 0 | 0
1479 | WFCOGEN_1G | 1 | North | YES | 0.023281 | 16 | 12 | 20 | 0 | 1 | Cogen | 1 | 0.044386 | 0 | 0 | 0 | 0 |  |  | 0.044386 | 0 |  |  |  |  | 0 | 0
1479 | WFCOGEN_1G | 2 | North | YES | 0.023281 | 16 | 12 | 20 | 0 | 1 | Cogen | 1 | 0.044386 | 0 | 0 | 0 | 0 |  |  | 0.044386 | 0 |  |  |  |  | 0 | 0
1482 | WFCOGEN_2G | 2 | North | YES | 0.023281 | 13.6 | 12 | 17 | 0 | 1 | Cogen | 1 | 0.044386 | 0 | 0 | 0 | 0 |  |  | 0.044386 | 0 |  |  |  |  | 0 | 0
1482 | WFCOGEN_2G | 1 | North | YES | 0.023281 | 16 | 12 | 20 | 0 | 1 | Cogen | 1 | 0.044386 | 0 | 0 | 0 | 0 |  |  | 0.044386 | 0 |  |  |  |  | 0 | 0
344 | MRSSHPRD | 1 | North | YES | 0.023656 | 0 | 0 | 12 |  | 1.03 | Hydro | 1 | 0.044761 | 0 | 0 | 0 | 0 |  |  | 0.044761 | 0 |  |  |  |  | 0 | 0
345 | MRSSHPRD01 | 2 | North | YES | 0.023656 | 0 | 0 | 12 |  | 1.03 | Hydro | 1 | 0.044761 | 0 | 0 | 0 | 0 |  |  | 0.044761 | 0 |  |  |  |  | 0 | 0
1600 | BARTNWND_1G | 1 | North | YES | 0.023904 | 12 | 0 | 120 | 0 | 1.022 | Wind | 1 | 0.045009 | 0 | 120 | 2.8685 | 120 |  |  | 0.045009 | 5.4011 |  |  |  |  | 0 | 0
60202 | FRNDDRCS | F | West | YES | 0.024547 | 0 | 0 | 0 | 0 | 0.9985 | AVR | 1 | 0.045652 | 0 | 0 |  |  |  |  | 0.045652 | 0 |  |  |  |  | 0 | 0
1433 | GRHAMSES_1G | 1 | North | YES | 0.024629 | 242 | 60 | 242 | 0 | 1.038 | GST | 1 | 0.045734 | 242 | 242 | 5.9602 | 242 |  |  | 0.045734 | 11.0676 |  |  |  |  | 0 | 0
6100 | OKLA7A | EQ | West | YES | 0.024941 | 50 | -220 | 220 | 0 | 1.035 | DCTie | 1 | 0.046046 | 0 | 0 |  |  |  |  | 0.046046 | 0 |  |  |  |  | 0 | 0
6752 | OKLA0A | 1 | West | YES | 0.024941 | 649.7 | 175 | 649.7 | 0 | 1.035 | LIGCO | 1 | 0.046046 | 0 | 649.7 |  |  |  |  | 0.046046 | 29.9161 |  |  |  |  | 0 | 0
1442 | COKFIELD_5 | 1 | North | YES | 0.025241 | 16.5 | 0 | 165 |  | 1.029 | Wind | 1 | 0.046346 | 0 | 165 | 4.1648 | 165 |  |  | 0.046346 | 7.6471 |  |  |  |  | 0 | 0
332 | RWMILLER01 | 1 | North | YES | 0.025789 | 58.4 | 18.5 | 73 | 0 | 1.04 | GST | 1 | 0.046894 | 73 | 73 | 1.8826 | 73 |  |  | 0.046894 | 3.4233 |  |  |  |  | 0 | 0
336 | RWMILLER05 | 5 | North | YES | 0.025789 | 80.8 | 0 | 101 | 0 | 1.04 | GST | 1 | 0.046894 | 101 | 101 | 2.6047 | 101 |  |  | 0.046894 | 4.7363 |  |  |  |  | 0 | 0
335 | RWMILLER04 | 4 | North | YES | 0.025789 | 81.6 | 0 | 102 | 0 | 1.04 | GST | 1 | 0.046894 | 102 | 102 | 2.6305 | 102 |  |  | 0.046894 | 4.7832 |  |  |  |  | 0 | 0
333 | RWMILLER02 | 2 | North | YES | 0.025789 | 95.2 | 37 | 119 | 0 | 1.04 | GST | 1 | 0.046894 | 119 | 119 | 3.0689 | 119 |  |  | 0.046894 | 5.5804 |  |  |  |  | 0 | 0
334 | RWMILLER03 | 3 | North | YES | 0.025789 | 166.4 | 65 | 208 | 0 | 1.04 | GST | 1 | 0.046894 | 208 | 208 | 5.3641 | 208 |  |  | 0.046894 | 9.754 |  |  |  |  | 0 | 0
1438 | MESQUITW_2G | 1 | North | YES | 0.025914 | 23.6 | 0 | 236 |  | 1.017 | Wind | 1 | 0.047019 | 0 | 236 | 6.1157 | 236 |  |  | 0.047019 | 11.0965 |  |  |  |  | 0 | 0
1437 | MESQUITW_1G | 1 | North | YES | 0.025919 | 40 | 0 | 400 | 0 | 1.023 | Wind | 1 | 0.047024 | 0 | 400 | 10.3676 | 400 |  |  | 0.047024 | 18.8096 |  |  |  |  | 0 | 0
60018 | DSKY1 | 1 | West | YES | 0.026394 | 21 | 0 | 84 | 0 | 1.023 | Wind | 1 | 0.047499 | 0 | 84 |  |  |  |  | 0.047499 | 3.9899 |  |  |  |  | 0 | 0
60017 | ORNNWP1 | 1 | West | YES | 0.026509 | 20 | 0 | 80 |  | 1.027 | Wind | 1 | 0.047614 | 0 | 80 |  |  |  |  | 0.047614 | 3.8091 |  |  |  |  | 0 | 0
60000 | DSKY2 | 1 | West | YES | 0.026517 | 19.1 | 0 | 76.5 |  | 1.039 | Wind | 1 | 0.047622 | 0 | 76.5 |  |  |  |  | 0.047622 | 3.6431 |  |  |  |  | 0 | 0
38437 | TNSRBNMESA9 | 1 | West | YES | 0.026849 | 37.5 | 0 | 150 | 0 | 1.02 | Wind | 1 | 0.047954 | 0 | 150 |  |  |  |  | 0.047954 | 7.1931 |  |  |  |  | 0 | 0
38332 | TNWDWRDU2_8 | 1 | West | YES | 0.026857 | 20 | 0 | 80 | 0 | 1.0232 | Wind | 1 | 0.047962 | 0 | 80 |  |  |  |  | 0.047962 | 3.837 |  |  |  |  | 0 | 0
60016 | WOODWRD11A | 1 | West | YES | 0.026859 | 20 | 0 | 80 |  | 1.033 | Wind | 1 | 0.047964 | 0 | 80 |  |  |  |  | 0.047964 | 3.8371 |  |  |  |  | 0 | 0
60005 | KING_SE1A | 1 | West | YES | 0.026875 | 10 | 0 | 40 |  | 1.035 | Wind | 1 | 0.04798 | 0 | 40 |  |  |  |  | 0.04798 | 1.9192 |  |  |  |  | 0 | 0
6016 | SWMESA | 1 | West | YES | 0.026875 | 18.8 | 0 | 75 |  | 1.03 | Wind | 1 | 0.04798 | 0 | 75 |  |  |  |  | 0.04798 | 3.5985 |  |  |  |  | 0 | 0
60003 | KING_NE1A | 1 | West | YES | 0.026875 | 20 | 0 | 80 |  | 1.03 | Wind | 1 | 0.04798 | 0 | 80 |  |  |  |  | 0.04798 | 3.8384 |  |  |  |  | 0 | 0
60201 | RIO DRCS | F | West | YES | 0.026883 | 0 | 0 | 0 | 0 | 1.025 | AVR | 1 | 0.047988 | 0 | 0 |  |  |  |  | 0.047988 | 0 |  |  |  |  | 0 | 0
60007 | KING_SW1A | 1 | West | YES | 0.026946 | 20 | 0 | 80 |  | 1.03 | Wind | 1 | 0.048051 | 0 | 80 |  |  |  |  | 0.048051 | 3.8441 |  |  |  |  | 0 | 0
60019 | KING_NW1A | 1 | West | YES | 0.026946 | 20 | 0 | 80 |  | 1.03 | Wind | 1 | 0.048051 | 0 | 80 |  |  |  |  | 0.048051 | 3.8441 |  |  |  |  | 0 | 0
1416 | SWETWATR_1G | 1 | West | YES | 0.027128 | 30 | 18 | 30 | 0 | 1.026 | CC | 1 | 0.048233 | 30 | 30 |  |  |  |  | 0.048233 | 1.447 |  |  |  |  | 0 | 0
1419 | SWETWATR_4G | 4 | West | YES | 0.027128 | 61 | 36 | 61 | 0 | 1.026 | CC | 1 | 0.048233 | 61 | 61 |  |  |  |  | 0.048233 | 2.9422 |  |  |  |  | 0 | 0
1418 | SWETWATR_3G | 3 | West | YES | 0.027128 | 68 | 36 | 68 | 0 | 1.026 | CC | 1 | 0.048233 | 68 | 68 |  |  |  |  | 0.048233 | 3.2798 |  |  |  |  | 0 | 0
1417 | SWETWATR_2G | 2 | West | YES | 0.027128 | 72 | 36 | 72 | 0 | 1.026 | CC | 1 | 0.048233 | 72 | 72 |  |  |  |  | 0.048233 | 3.4728 |  |  |  |  | 0 | 0
11057 | CHAMPION_1G | 1 | West | YES | 0.027283 | 25.3 | 0 | 126.5 |  | 1 | Wind | 1 | 0.048388 | 0 | 126.5 |  |  |  |  | 0.048388 | 6.1211 |  |  |  |  | 0 | 0
11059 | INADALE_1G | 1 | West | YES | 0.027283 | 39.4 | 0 | 197 |  | 1 | Wind | 1 | 0.048388 | 0 | 197 |  |  |  |  | 0.048388 | 9.5324 |  |  |  |  | 0 | 0
11056 | ROSCOE_1G | 1 | West | YES | 0.027283 | 41.8 | 0 | 209 |  | 1 | Wind | 1 | 0.048388 | 0 | 209 |  |  |  |  | 0.048388 | 10.1131 |  |  |  |  | 0 | 0
11058 | PYRON_1G | 1 | West | YES | 0.027283 | 49.8 | 0 | 249 |  | 1 | Wind | 1 | 0.048388 | 0 | 249 |  |  |  |  | 0.048388 | 12.0486 |  |  |  |  | 0 | 0
71051 | L_BITTCR1_1N | W1 | West | YES | 0.027718 | 7.5 | 0 | 37.5 |  | 1.02 | Wind | 1 | 0.048823 | 0 | 37.5 |  |  |  |  | 0.048823 | 1.8309 |  |  |  |  | 0 | 0
71061 | L_SWEETW1_5N | W1 | West | YES | 0.027718 | 16.1 | 0 | 80.5 | 0 | 1.02 | Wind | 1 | 0.048823 | 0 | 80.5 |  |  |  |  | 0.048823 | 3.9303 |  |  |  |  | 0 | 0
71060 | L_SWEETW1_4N | W1 | West | YES | 0.027718 | 21 | 0 | 105 | 0 | 1.02 | Wind | 1 | 0.048823 | 0 | 105 |  |  |  |  | 0.048823 | 5.1264 |  |  |  |  | 0 | 0
71054 | L_SWEETW1_1N | W1 | West | YES | 0.027718 | 21.5 | 0 | 107.5 |  | 1.02 | Wind | 1 | 0.048823 | 0 | 107.5 |  |  |  |  | 0.048823 | 5.2485 |  |  |  |  | 0 | 0
71059 | L_SWEETW1_3N | W1 | West | YES | 0.027718 | 23.8 | 0 | 119 | 0 | 1.02 | Wind | 1 | 0.048823 | 0 | 119 |  |  |  |  | 0.048823 | 5.8099 |  |  |  |  | 0 | 0
71057 | L_SWEETW1_2N | W1 | West | YES | 0.027718 | 27 | 0 | 135 |  | 1.02 | Wind | 1 | 0.048823 | 0 | 135 |  |  |  |  | 0.048823 | 6.5911 |  |  |  |  | 0 | 0
1002 | PBCTAGE_1G | A | West | YES | 0.027733 | 64 | 64 | 66 | 0 | 1.036 | GGT | 1 | 0.048838 | 66 | 66 |  |  |  |  | 0.048838 | 3.2233 |  |  |  |  | 0 | 0
1003 | PBCTBGE_2G | B | West | YES | 0.027733 | 65 | 65 | 66 | 0 | 1.036 | GGT | 1 | 0.048838 | 66 | 66 |  |  |  |  | 0.048838 | 3.2233 |  |  |  |  | 0 | 0
1004 | PBCTCGE_3G | C | West | YES | 0.027733 | 62 | 62 | 67 | 0 | 1.036 | GGT | 1 | 0.048838 | 67 | 67 |  |  |  |  | 0.048838 | 3.2721 |  |  |  |  | 0 | 0
1006 | PBCTEGE_5G | E | West | YES | 0.027733 | 65 | 65 | 67 | 0 | 1.036 | GGT | 1 | 0.048838 | 67 | 67 |  |  |  |  | 0.048838 | 3.2721 |  |  |  |  | 0 | 0
1005 | PBCTDGE_4G | D | West | YES | 0.027733 | 65 | 65 | 68 | 0 | 1.036 | GGT | 1 | 0.048838 | 68 | 68 |  |  |  |  | 0.048838 | 3.321 |  |  |  |  | 0 | 0
1007 | PB5GEN_6G | 5 | West | YES | 0.027733 | 91.2 | 40 | 114 | 0 | 1.036 | GST | 1 | 0.048838 | 114 | 114 |  |  |  |  | 0.048838 | 5.5675 |  |  |  |  | 0 | 0
1008 | PB6GEN_7G | 6 | West | YES | 0.027733 | 515 | 130 | 515 | 0 | 1.036 | GST | 1 | 0.048838 | 515 | 515 |  |  |  |  | 0.048838 | 25.1516 |  |  |  |  | 0 | 0
7038 | L_DELAWA1_1Y | 2 | West | YES | 0.027747 | 3 | 0 | 30 | 0 | 1 | Wind | 1 | 0.048852 | 0 | 30 |  |  |  |  | 0.048852 | 1.4656 |  |  |  |  | 0 | 0
7038 | L_DELAWA1_1Y | 1 | West | YES | 0.027747 | 3.5 | 0 | 35 | 0 | 1 | Wind | 1 | 0.048852 | 0 | 35 |  |  |  |  | 0.048852 | 1.7098 |  |  |  |  | 0 | 0
11147 | NOTREES_1G | 1 | West | YES | 0.027774 | 29.8 | 0 | 149 | 0 | 1.017 | Wind | 1 | 0.048879 | 0 | 149 |  |  |  |  | 0.048879 | 7.283 |  |  |  |  | 0 | 0
11001 | NAV1CT | 1 | West | YES | 0.027819 | 70.4 | 18 | 70.4 | 0 | 1.029 | CC | 1 | 0.048924 | 70.4 | 70.4 |  |  |  |  | 0.048924 | 3.4443 |  |  |  |  | 0 | 0
11009 | NAV2CT | 1 | West | YES | 0.027819 | 71.4 | 18 | 71.4 | 0 | 1.029 | CC | 1 | 0.048924 | 71.4 | 71.4 |  |  |  |  | 0.048924 | 3.4932 |  |  |  |  | 0 | 0
11012 | NAV4CT | 1 | West | YES | 0.027819 | 80 | 18 | 80 | 0 | 1.029 | CC | 1 | 0.048924 | 80 | 80 |  |  |  |  | 0.048924 | 3.9139 |  |  |  |  | 0 | 0
11013 | NAV5CT | 1 | West | YES | 0.027819 | 80 | 18 | 80 | 0 | 1.029 | CC | 1 | 0.048924 | 80 | 80 |  |  |  |  | 0.048924 | 3.9139 |  |  |  |  | 0 | 0
11011 | NAV3ST | 1 | West | YES | 0.027819 | 92.8 | 40 | 92.8 | 0 | 1.029 | CC | 1 | 0.048924 | 92.8 | 92.8 |  |  |  |  | 0.048924 | 4.5402 |  |  |  |  | 0 | 0
11014 | NAV6ST | 1 | West | YES | 0.027819 | 115 | 40 | 115 | 0 | 1.029 | CC | 1 | 0.048924 | 115 | 115 |  |  |  |  | 0.048924 | 5.6263 |  |  |  |  | 0 | 0
11022 | TIEHVCG_2G | 1 | West | YES | 0.027819 | 132.4 | 103 | 132.4 | 0 | 1.012 | CC | 1 | 0.048924 | 132.4 | 132.4 |  |  |  |  | 0.048924 | 6.4775 |  |  |  |  | 0 | 0
11023 | TIEHVCG_3G | 1 | West | YES | 0.027819 | 137.4 | 103 | 137.4 | 0 | 1.012 | CC | 1 | 0.048924 | 137.4 | 137.4 |  |  |  |  | 0.048924 | 6.7222 |  |  |  |  | 0 | 0
11021 | TIEHVCG_1G | 1 | West | YES | 0.027819 | 142.1 | 103 | 142.1 | 0 | 1.012 | CC | 1 | 0.048924 | 142.1 | 142.1 |  |  |  |  | 0.048924 | 6.9521 |  |  |  |  | 0 | 0
11024 | TIEHVCG_4G | 1 | West | YES | 0.027819 | 147 | 103 | 147 | 0 | 1.012 | CC | 1 | 0.048924 | 147 | 147 |  |  |  |  | 0.048924 | 7.1918 |  |  |  |  | 0 | 0
11020 | TIEHVSG_1G | 1 | West | YES | 0.027819 | 208.2 | 63 | 208.2 | 0 | 1.012 | CC | 1 | 0.048924 | 208.2 | 208.2 |  |  |  |  | 0.048924 | 10.186 |  |  |  |  | 0 | 0
11025 | TIEHVSG_2G | 1 | West | YES | 0.027819 | 213.2 | 63 | 213.2 | 0 | 1.012 | CC | 1 | 0.048924 | 213.2 | 213.2 |  |  |  |  | 0.048924 | 10.4306 |  |  |  |  | 0 | 0
1045 | CALENG1G_1G | 1 | West | YES | 0.027883 | 73.4 | 27 | 73.4 | 0 | 1.014 | Cogen | 1 | 0.048988 | 0 | 0 |  |  |  |  | 0.048988 | 0 |  |  |  |  | 0 | 0
1046 | CALENG2G_2G | 2 | West | YES | 0.027883 | 73.4 | 27 | 73.4 | 0 | 1.014 | Cogen | 1 | 0.048988 | 0 | 0 |  |  |  |  | 0.048988 | 0 |  |  |  |  | 0 | 0
1047 | CALENG3G_3G | 3 | West | YES | 0.027883 | 70.4 | 27 | 70.4 | 0 | 1.014 | Cogen | 1 | 0.048988 | 0 | 0 |  |  |  |  | 0.048988 | 0 |  |  |  |  | 0 | 0
11065 | ELBOWCK_1G | 1 | West | YES | 0.027889 | 23.4 | 0 | 121.9 | 0 | 1 | Wind | 1 | 0.048994 | 0 | 121.9 |  |  |  |  | 0.048994 | 5.9724 |  |  |  |  | 0 | 0
1058 | LONGSHORE_5 | 1 | West | YES | 0.027889 | 30 | 0 | 150 |  | 1.01 | Wind | 1 | 0.048994 | 0 | 150 |  |  |  |  | 0.048994 | 7.3491 |  |  |  |  | 0 | 0
1058 | LONGSHORE_5 | 2 | West | YES | 0.027889 | 44 | 0 | 220 |  | 1.01 | Wind | 1 | 0.048994 | 0 | 220 |  |  |  |  | 0.048994 | 10.7787 |  |  |  |  | 0 | 0
1326 | STANTONW_8 | 1 | West | YES | 0.028017 | 20.1 | 0 | 100.5 |  | 1.01 | Wind | 1 | 0.049122 | 0 | 100.5 |  |  |  |  | 0.049122 | 4.9368 |  |  |  |  | 0 | 0
60081 | WHRLWIND1A | 1 | West | YES | 0.028079 | 12 | 0 | 60 | 0 | 1.03 | Wind | 1 | 0.049184 | 0 | 60 |  |  |  |  | 0.049184 | 2.951 |  |  |  |  | 0 | 0
1328 | OCOTILLO_1G | 1 | West | YES | 0.028089 | 11.6 | 0 | 58 |  | 1.01 | Wind | 1 | 0.049194 | 0 | 58 |  |  |  |  | 0.049194 | 2.8533 |  |  |  |  | 0 | 0
1333 | MCDDONAL_8 | 1 | West | YES | 0.028125 | 42.8 | 0 | 214.2 |  | 1.01 | Wind | 1 | 0.04923 | 0 | 214.2 |  |  |  |  | 0.04923 | 10.5451 |  |  |  |  | 0 | 0
1044 | MRGNFG_6G | F | West | YES | 0.028126 | 66 | 66 | 66 | 0 | 1.029 | GGT | 1 | 0.049231 | 66 | 66 |  |  |  |  | 0.049231 | 3.2492 |  |  |  |  | 0 | 0
1042 | MRGNDG_4G | D | West | YES | 0.028126 | 68 | 68 | 68 | 0 | 1.029 | GGT | 1 | 0.049231 | 68 | 68 |  |  |  |  | 0.049231 | 3.3477 |  |  |  |  | 0 | 0
1039 | MRGNAG_1G | A | West | YES | 0.028126 | 69 | 69 | 69 | 0 | 1.029 | GGT | 1 | 0.049231 | 69 | 69 |  |  |  |  | 0.049231 | 3.3969 |  |  |  |  | 0 | 0
1041 | MRGNCG_3G | C | West | YES | 0.028126 | 69 | 69 | 70 | 0 | 1.029 | GGT | 1 | 0.049231 | 70 | 70 |  |  |  |  | 0.049231 | 3.4462 |  |  |  |  | 0 | 0
1043 | MRGNEG_5G | E | West | YES | 0.028126 | 68 | 68 | 70 | 0 | 1.029 | GGT | 1 | 0.049231 | 70 | 70 |  |  |  |  | 0.049231 | 3.4462 |  |  |  |  | 0 | 0
1040 | MRGNBG_2G | B | West | YES | 0.028126 | 70 | 70 | 71 | 0 | 1.029 | GGT | 1 | 0.049231 | 71 | 71 |  |  |  |  | 0.049231 | 3.4954 |  |  |  |  | 0 | 0
1037 | MORGAN5G_5G | 5 | West | YES | 0.028126 | 109.6 | 40 | 137 | 0 | 1.029 | GST | 1 | 0.049231 | 137 | 137 |  |  |  |  | 0.049231 | 6.7447 |  |  |  |  | 0 | 0
11320 | COYOTE_1G | 1 | West | YES | 0.028147 | 22.5 | 0 | 225 |  | 1 | Wind | 1 | 0.049252 | 0 | 225 |  |  |  |  | 0.049252 | 11.0817 |  |  |  |  | 0 | 0
11309 | BULLCREK_2G | 1 | West | YES | 0.028157 | 20.9 | 0 | 180 |  | 1 | Wind | 1 | 0.049262 | 0 | 180 |  |  |  |  | 0.049262 | 8.8672 |  |  |  |  | 0 | 0
11310 | BULLCREK_1G | 1 | West | YES | 0.028157 | 15.1 | 0 | 180 |  | 1 | Wind | 1 | 0.049262 | 0 | 180 |  |  |  |  | 0.049262 | 8.8672 |  |  |  |  | 0 | 0
1073 | SCURRYCW_2G | 2 | West | YES | 0.028222 | 24 | 0 | 120 | 0 | 1.0217 | Wind | 1 | 0.049327 | 0 | 120 |  |  |  |  | 0.049327 | 5.9192 |  |  |  |  | 0 | 0
1068 | SCURRYCW_1G | 1 | West | YES | 0.028222 | 28.2 | 1.3 | 141 | 0 | 1.0217 | Wind | 1 | 0.049327 | 0 | 141 |  |  |  |  | 0.049327 | 6.9551 |  |  |  |  | 0 | 0
1069 | KINDERMG_1G | 1 | West | YES | 0.028223 | 25 | 5 | 25 | 0 | 1.017 | Cogen | 1 | 0.049328 | 0 | 0 |  |  |  |  | 0.049328 | 0 |  |  |  |  | 0 | 0
1070 | KINDERMG_2G | 1 | West | YES | 0.028223 | 45.7 | 12 | 45.7 | 0 | 1.017 | Cogen | 1 | 0.049328 | 0 | 0 |  |  |  |  | 0.049328 | 0 |  |  |  |  | 0 | 0
1071 | KINDERMG_3G | 1 | West | YES | 0.028223 | 45.7 | 12 | 45.7 | 0 | 1.017 | Cogen | 1 | 0.049328 | 0 | 0 |  |  |  |  | 0.049328 | 0 |  |  |  |  | 0 | 0
1062 | CIELOGEN_2G | 1 | West | YES | 0.028223 | 12.2 | 0 | 61 |  | 1 | Wind | 1 | 0.049328 | 0 | 61 |  |  |  |  | 0.049328 | 3.009 |  |  |  |  | 0 | 0
1061 | CIELOGEN_1G | 1 | West | YES | 0.028223 | 19.8 | 0 | 99 |  | 1 | Wind | 1 | 0.049328 | 0 | 99 |  |  |  |  | 0.049328 | 4.8835 |  |  |  |  | 0 | 0
1327 | WILDHRSE_1G | 1 | West | YES | 0.028244 | 0 | 0 | 120 |  | 1 | Wind | 1 | 0.049349 | 0 | 120 |  |  |  |  | 0.049349 | 5.9219 |  |  |  |  | 0 | 0
6637 | SNYDERW1A | 1 | West | YES | 0.028251 | 12.6 | 0 | 63 | 0 | 1.025 | Wind | 1 | 0.049356 | 0 | 63 |  |  |  |  | 0.049356 | 3.1094 |  |  |  |  | 0 | 0
36998 | RDCNYNG1 | 1 | West | YES | 0.02826 | 16.8 | 0 | 84 |  | 1.01 | Wind | 1 | 0.049365 | 0 | 84 |  |  |  |  | 0.049365 | 4.1467 |  |  |  |  | 0 | 0
1360 | GUNSIGHT_8 | 1 | West | YES | 0.028265 | 0 | 0 | 120 |  | 1.01 | Wind | 1 | 0.04937 | 0 | 120 |  |  |  |  | 0.04937 | 5.9244 |  |  |  |  | 0 | 0
6144 | MCADOO1A | 1 | West | YES | 0.028419 | 15 | 0 | 150 | 0 | 1.025 | Wind | 1 | 0.049524 | 0 | 150 |  |  |  |  | 0.049524 | 7.4286 |  |  |  |  | 0 | 0
1320 | BSP 1 | 1 | West | YES | 0.028621 | 25.5 | 2.9 | 25.8 | 0 | 1 | Cogen | 1 | 0.049726 | 0 | 0 |  |  |  |  | 0.049726 | 0 |  |  |  |  | 0 | 0
60072 | HHOLLOW41A | 1 | West | YES | 0.029225 | 23 | 0 | 115 | 0 | 1.025 | Wind | 1 | 0.05033 | 0 | 115 |  |  |  |  | 0.05033 | 5.788 |  |  |  |  | 0 | 0
60058 | BUFF_GAP1A | 1 | West | YES | 0.029225 | 24 | 0 | 120 |  | 1 | Wind | 1 | 0.05033 | 0 | 120 |  |  |  |  | 0.05033 | 6.0396 |  |  |  |  | 0 | 0
60063 | BUFF_GAP1B | 1 | West | YES | 0.029225 | 34 | 0 | 170.2 | 0 | 1.02 | Wind | 1 | 0.05033 | 0 | 170.2 |  |  |  |  | 0.05033 | 8.5662 |  |  |  |  | 0 | 0
60068 | HHOLLOW21A | 1 | West | YES | 0.029225 | 36.8 | 0 | 184 | 0 | 1.025 | Wind | 1 | 0.05033 | 0 | 184 |  |  |  |  | 0.05033 | 9.2607 |  |  |  |  | 0 | 0
60066 | H_HOLLOW1A | 1 | West | YES | 0.029225 | 44.4 | 0 | 222 | 0 | 1.005 | Wind | 1 | 0.05033 | 0 | 222 |  |  |  |  | 0.05033 | 11.1733 |  |  |  |  | 0 | 0
60070 | HHOLLOW31A | 1 | West | YES | 0.029225 | 44.8 | 0 | 224 | 0 | 1.025 | Wind | 1 | 0.05033 | 0 | 224 |  |  |  |  | 0.05033 | 11.2739 |  |  |  |  | 0 | 0
60060 | CIRELLO | 1 | West | YES | 0.029225 | 46.6 | 0 | 233 | 0 | 1 | Wind | 1 | 0.05033 | 0 | 233 |  |  |  |  | 0.05033 | 11.7269 |  |  |  |  | 0 | 0
7031 | L_MARSFO1G1Y | 1 | South | YES | -0.036227 | 0 | 0 | 36 |  | 1 | Hydro | -1 | 0.050382 | 0 | 0 |  |  | 0 | 0 | -0.050382 | 0 |  |  |  |  | 0 | 0
7032 | L_MARSFO1G2Y | 2 | South | YES | -0.036227 | 0 | 0 | 35 |  | 1 | Hydro | -1 | 0.050382 | 0 | 0 |  |  | 0 | 0 | -0.050382 | 0 |  |  |  |  | 0 | 0
7033 | L_MARSFO1G3Y | 3 | South | YES | -0.036227 | 0 | 0 | 36 |  | 1 | Hydro | -1 | 0.050382 | 0 | 0 |  |  | 0 | 0 | -0.050382 | 0 |  |  |  |  | 0 | 0
76031 | L_GASCCR1_1N | W1 | West | YES | 0.029421 | 30 | 0 | 150 | 0 | 1.02 | Wind | 1 | 0.050526 | 0 | 150 |  |  |  |  | 0.050526 | 7.5789 |  |  |  |  | 0 | 0
1349 | WESTXWIN_1G | 1 | West | YES | 0.029465 | 1.3 | 0 | 6.6 |  | 1.014 | Wind | 1 | 0.05057 | 0 | 6.6 |  |  |  |  | 0.05057 | 0.33376 |  |  |  |  | 0 | 0
1350 | NWPWRG1_1G | 1 | West | YES | 0.029465 | 6.9 | 1 | 34.3 |  | 1.014 | Wind | 1 | 0.05057 | 0 | 34.3 |  |  |  |  | 0.05057 | 1.7346 |  |  |  |  | 0 | 0
76091 | L_DIVIDE1_1N | W1 | West | YES | 0.029716 | 22.5 | 0 | 112.5 |  | 1.02 | Wind | 1 | 0.050821 | 0 | 112.5 |  |  |  |  | 0.050821 | 5.7174 |  |  |  |  | 0 | 0
76095 | L_CAPRSI1_1N | W1 | West | YES | 0.029716 | 29.9 | 0 | 149.5 | 0 | 1.02 | Wind | 1 | 0.050821 | 0 | 149.5 |  |  |  |  | 0.050821 | 7.5977 |  |  |  |  | 0 | 0
76096 | L_CAPRSI1_2N | W1 | West | YES | 0.029716 | 37.2 | 0 | 186 | 0 | 1.02 | Wind | 1 | 0.050821 | 0 | 186 |  |  |  |  | 0.050821 | 9.4527 |  |  |  |  | 0 | 0
76097 | L_CAPRGE1_1N | W1 | West | YES | 0.029716 | 42.9 | 0 | 214.5 | 0 | 1.02 | Wind | 1 | 0.050821 | 0 | 214.5 |  |  |  |  | 0.050821 | 10.9011 |  |  |  |  | 0 | 0
1354 | AEPWIND_8 | 1 | West | YES | 0.029837 | 20.2 | 0 | 101 |  | 1 | Wind | 1 | 0.050942 | 0 | 101 |  |  |  |  | 0.050942 | 5.1451 |  |  |  |  | 0 | 0
1343 | TRENTIPP_8 | 1 | West | YES | 0.029837 | 30 | 0 | 150 |  | 1.014 | Wind | 1 | 0.050942 | 0 | 150 |  |  |  |  | 0.050942 | 7.6413 |  |  |  |  | 0 | 0
6407 | TURKTRAK1A | 1 | West | YES | 0.031101 | 33.9 | 0 | 169.5 | 0 | 1.025 | Wind | 1 | 0.052206 | 0 | 169.5 |  |  |  |  | 0.052206 | 8.8489 |  |  |  |  | 0 | 0
1643 | SLSTR1PP_1G | 1 | North | YES | 0.034429 | 6 | 0 | 60 | 0 | 1.022 | Wind | 1 | 0.055534 | 0 | 60 | 2.0657 | 60 |  |  | 0.055534 | 3.332 |  |  |  |  | 0 | 0
60057 | CALLAHAN1A | 1 | West | YES | 0.034805 | 22.8 | 0 | 114 | 0 | 1.04 | Wind | 1 | 0.05591 | 0 | 114 |  |  |  |  | 0.05591 | 6.3737 |  |  |  |  | 0 | 0
7028 | L_MARBFA1_1Y | 1 | South | YES | -0.053267 | 0 | 0 | 18 |  | 1 | Hydro | -1 | 0.067422 | 0 | 0 |  |  | 0 | 0 | -0.067422 | 0 |  |  |  |  | 0 | 0
7029 | L_MARBFA1_2Y | 2 | South | YES | -0.053267 | 0 | 0 | 18 |  | 1 | Hydro | -1 | 0.067422 | 0 | 0 |  |  | 0 | 0 | -0.067422 | 0 |  |  |  |  | 0 | 0
7000 | L_FERGUS1_1Y | 1 | South | YES | -0.061505 | 400 | 65 | 423.3 | 0 | 1.015 | GSC | -1 | 0.07566 | 423.3 | 423.3 |  |  | -26.0351 | 423.3 | -0.07566 | -32.0269 |  |  |  |  | 0 | 0
7035 | L_WIRTZ_1G1Y | 1 | South | YES | -0.062489 | 0 | 0 | 29 |  | 1 | Hydro | -1 | 0.076644 | 0 | 0 |  |  | 0 | 0 | -0.076644 | 0 |  |  |  |  | 0 | 0
7036 | L_WIRTZ_1G2Y | 2 | South | YES | -0.062489 | 0 | 0 | 29.7 |  | 1 | Hydro | -1 | 0.076644 | 0 | 0 |  |  | 0 | 0 | -0.076644 | 0 |  |  |  |  | 0 | 0
7026 | L_INKSDA1_1Y | 1 | South | YES | -0.078283 | 0 | 0 | 13.7 |  | 1 | Hydro | -1 | 0.092438 | 0 | 0 |  |  | 0 | 0 | -0.092438 | 0 |  |  |  |  | 0 | 0
7022 | L_BUCHAN1_1Y | 1 | South | YES | -0.086965 | 0 | 0 | 18 |  | 1 | Hydro | -1 | 0.10112 | 0 | 0 |  |  | 0 | 0 | -0.10112 | 0 |  |  |  |  | 0 | 0
7023 | L_BUCHAN1_2Y | 2 | South | YES | -0.086965 | 0 | 0 | 18 |  | 1 | Hydro | -1 | 0.10112 | 0 | 0 |  |  | 0 | 0 | -0.10112 | 0 |  |  |  |  | 0 | 0
7024 | L_BUCHAN1_3Y | 3 | South | YES | -0.086965 | 0 | 0 | 15 |  | 1 | Hydro | -1 | 0.10112 | 0 | 0 |  |  | 0 | 0 | -0.10112 | 0 |  |  |  |  | 0 | 0
[26 empty] | 0 | 0
[26 empty] | 0 | 0
[26 empty] | 0 | 0
[26 empty] | 0 | 0
[26 empty] | 0 | 0
[26 empty] | 0 | 0
[26 empty] | 0 | 0
[26 empty] | 0 | 0
[26 empty] | 0 | 0
[26 empty] | 0 | 0
[26 empty] | 0 | 0
[26 empty] | 0 | 0
[26 empty] | 0 | 0
[26 empty] | 0 | 0
[26 empty] | 0 | 0
[26 empty] | 0 | 0
[26 empty] | 0 | 0
[26 empty] | 0 | 0
[26 empty] | 0 | 0
[26 empty] | 0 | 0
[26 empty] | 0 | 0
[26 empty] | 0 | 0
[26 empty] | 0 | 0
[26 empty] | 0 | 0
[26 empty] | 0 | 0
[26 empty] | 0 | 0
[26 empty] | 0 | 0
[26 empty] | 0 | 0
[26 empty] | 0 | 0
[26 empty] | 0 | 0
[26 empty] | 0 | 0
[26 empty] | 0 | 0
[26 empty] | 0 | 0
[26 empty] | 0 | 0
[26 empty] | 0 | 0
[26 empty] | 0 | 0
[26 empty] | 0 | 0
[26 empty] | 0 | 0
[26 empty] | 0 | 0
[26 empty] | 0 | 0
[26 empty] | 0 | 0
[26 empty] | 0 | 0
[26 empty] | 0 | 0
[26 empty] | 0 | 0
[26 empty] | 0 | 0
[26 empty] | 0 | 0
[26 empty] | 0 | 0
[26 empty] | 0 | 0
[26 empty] | 0 | 0
[26 empty] | 0 | 0
[26 empty] | 0 | 0
[26 empty] | 0 | 0
[26 empty] | 0 | 0
[26 empty] | 0 | 0
[26 empty] | 0 | 0
[26 empty] | 0 | 0
[26 empty] | 0 | 0
[26 empty] | 0 | 0
[26 empty] | 0 | 0
[26 empty] | 0 | 0
[26 empty] | 0 | 0
[26 empty] | 0 | 0
[26 empty] | 0 | 0
[26 empty] | 0 | 0
[26 empty] | 0 | 0
[26 empty] | 0 | 0
[26 empty] | 0 | 0
[26 empty] | 0 | 0
[26 empty] | 0 | 0
[26 empty] | 0 | 0
[26 empty] | 0 | 0
[26 empty] | 0 | 0
[26 empty] | 0 | 0
[26 empty] | 0 | 0
[26 empty] | 0 | 0
[26 empty] | 0 | 0
[26 empty] | 0 | 0
[26 empty] | 0 | 0
[26 empty] | 0 | 0
[26 empty] | 0 | 0
[26 empty] | 0 | 0
[26 empty] | 0 | 0
[26 empty] | 0 | 0
[26 empty] | 0 | 0
[26 empty] | 0 | 0
[26 empty] | 0 | 0
[26 empty] | 0 | 0
[26 empty] | 0 | 0
[26 empty] | 0 | 0
[26 empty] | 0 | 0
[26 empty] | 0 | 0
[26 empty] | 0 | 0
[26 empty] | 0 | 0
[26 empty] | 0 | 0
[26 empty] | 0 | 0
[26 empty] | 0 | 0
[26 empty] | 0 | 0
[26 empty] | 0 | 0
[26 empty] | 0 | 0
[26 empty] | 0 | 0
[26 empty] | 0 | 0
[26 empty] | 0 | 0
[26 empty] | 0 | 0
[26 empty] | 0 | 0
[26 empty] | 0 | 0
[26 empty] | 0 | 0
[26 empty] | 0 | 0
[26 empty] | 0 | 0
[26 empty] | 0 | 0
[26 empty] | 0 | 0
[26 empty] | 0 | 0
[26 empty] | 0 | 0
[26 empty] | 0 | 0
[26 empty] | 0 | 0
[26 empty] | 0 | 0
[26 empty] | 0 | 0
[26 empty] | 0 | 0
[26 empty] | 0 | 0
[26 empty] | 0 | 0
[26 empty] | 0 | 0
[26 empty] | 0 | 0
[26 empty] | 0 | 0
[26 empty] | 0 | 0
[26 empty] | 0 | 0
[26 empty] | 0 | 0
[26 empty] | 0 | 0
[26 empty] | 0 | 0
[26 empty] | 0 | 0
[26 empty] | 0 | 0
[26 empty] | 0 | 0
[26 empty] | 0 | 0
[26 empty] | 0 | 0
[26 empty] | 0 | 0
[26 empty] | 0 | 0
[26 empty] | 0 | 0
[26 empty] | 0 | 0
[26 empty] | 0 | 0
[26 empty] | 0 | 0
[26 empty] | 0 | 0
[26 empty] | 0 | 0
[26 empty] | 0 | 0
[26 empty] | 0 | 0
[26 empty] | 0 | 0
[26 empty] | 0 | 0
[26 empty] | 0 | 0
[26 empty] | 0 | 0
[26 empty] | 0 | 0
[26 empty] | 0 | 0
[26 empty] | 0 | 0
[26 empty] | 0 | 0
[26 empty] | 0 | 0
[26 empty] | 0 | 0
[26 empty] | 0 | 0
[26 empty] | 0 | 0
[26 empty] | 0 | 0
[26 empty] | 0 | 0
[26 empty] | 0 | 0
[26 empty] | 0 | 0
[26 empty] | 0 | 0
[26 empty] | 0 | 0
[26 empty] | 0 | 0
[26 empty] | 0 | 0
[26 empty] | 0 | 0
[26 empty] | 0 | 0
[26 empty] | 0 | 0
[26 empty] | 0 | 0
[26 empty] | 0 | 0
[26 empty] | 0 | 0
[26 empty] | 0 | 0
[26 empty] | 0 | 0
[26 empty] | 0 | 0
[26 empty] | 0 | 0
[26 empty] | 0 | 0
[26 empty] | 0 | 0
[26 empty] | 0 | 0
[26 empty] | 0 | 0
[26 empty] | 0 | 0
[26 empty] | 0 | 0
[26 empty] | 0 | 0
[26 empty] | 0 | 0
[26 empty] | 0 | 0
[26 empty] | 0 | 0
[26 empty] | 0 | 0
[26 empty] | 0 | 0
[26 empty] | 0 | 0
[26 empty] | 0 | 0
[26 empty] | 0 | 0
[26 empty] | 0 | 0
[26 empty] | 0 | 0
[26 empty] | 0 | 0
[26 empty] | 0 | 0
[26 empty] | 0 | 0
[26 empty] | 0 | 0
[26 empty] | 0 | 0
[26 empty] | 0 | 0
[26 empty] | 0 | 0
[26 empty] | 0 | 0
[26 empty] | 0 | 0
[26 empty] | 0 | 0
[26 empty] | 0 | 0
[26 empty] | 0 | 0
[26 empty] | 0 | 0
[26 empty] | 0 | 0
[26 empty] | 0 | 0
[26 empty] | 0 | 0
[26 empty] | 0 | 0
[26 empty] | 0 | 0
[26 empty] | 0 | 0
[26 empty] | 0 | 0
[26 empty] | 0 | 0
[26 empty] | 0 | 0
[26 empty] | 0 | 0
[26 empty] | 0 | 0
[26 empty] | 0 | 0
[26 empty] | 0 | 0
[26 empty] | 0 | 0
[26 empty] | 0 | 0
[26 empty] | 0 | 0
[26 empty] | 0 | 0
[26 empty] | 0 | 0
[26 empty] | 0 | 0
[26 empty] | 0 | 0
[26 empty] | 0 | 0
[26 empty] | 0 | 0
[26 empty] | 0 | 0
[26 empty] | 0 | 0
[26 empty] | 0 | 0
[26 empty] | 0 | 0
[26 empty] | 0 | 0
[26 empty] | 0 | 0
[26 empty] | 0 | 0
[26 empty] | 0 | 0
[26 empty] | 0 | 0
[26 empty] | 0 | 0
[26 empty] | 0 | 0
[26 empty] | 0 | 0
[26 empty] | 0 | 0
[26 empty] | 0 | 0
[26 empty] | 0 | 0
[26 empty] | 0 | 0
[26 empty] | 0 | 0
[26 empty] | 0 | 0
[26 empty] | 0 | 0
[26 empty] | 0 | 0
[26 empty] | 0 | 0
[26 empty] | 0 | 0
[26 empty] | 0 | 0
[26 empty] | 0 | 0
[26 empty] | 0 | 0
[26 empty] | 0 | 0
[26 empty] | 0 | 0
[26 empty] | 0 | 0
[26 empty] | 0 | 0
[26 empty] | 0 | 0
[26 empty] | 0 | 0
[26 empty] | 0 | 0
[26 empty] | 0 | 0
[26 empty] | 0 | 0
[26 empty] | 0 | 0
[26 empty] | 0 | 0
[26 empty] | 0 | 0
[26 empty] | 0 | 0
[26 empty] | 0 | 0
[26 empty] | 0 | 0
[26 empty] | 0 | 0
[26 empty] | 0 | 0
[26 empty] | 0 | 0
[26 empty] | 0 | 0
[26 empty] | 0 | 0
[26 empty] | 0 | 0
[26 empty] | 0 | 0
[26 empty] | 0 | 0
[26 empty] | 0 | 0
[26 empty] | 0 | 0
[26 empty] | 0 | 0
[26 empty] | 0 | 0
[26 empty] | 0 | 0
[26 empty] | 0 | 0
[26 empty] | 0 | 0
[26 empty] | 0 | 0
[26 empty] | 0 | 0
[26 empty] | 0 | 0
[26 empty] | 0 | 0
[26 empty] | 0 | 0
[26 empty] | 0 | 0
[26 empty] | 0 | 0
[26 empty] | 0 | 0
[26 empty] | 0 | 0
[26 empty] | 0 | 0
[26 empty] | 0 | 0
[26 empty] | 0 | 0
[26 empty] | 0 | 0
[26 empty] | 0 | 0
[26 empty] | 0 | 0
[26 empty] | 0 | 0
[26 empty] | 0 | 0
[26 empty] | 0 | 0
[26 empty] | 0 | 0
[26 empty] | 0 | 0
[26 empty] | 0 | 0
[26 empty] | 0 | 0
[26 empty] | 0 | 0
[26 empty] | 0 | 0
[26 empty] | 0 | 0
[26 empty] | 0 | 0
[26 empty] | 0 | 0
[26 empty] | 0 | 0
[26 empty] | 0 | 0
[26 empty] | 0 | 0
[26 empty] | 0 | 0
[26 empty] | 0 | 0
[26 empty] | 0 | 0
[26 empty] | 0 | 0
[26 empty] | 0 | 0
[26 empty] | 0 | 0
[26 empty] | 0 | 0
[26 empty] | 0 | 0
[26 empty] | 0 | 0
[26 empty] | 0 | 0
[26 empty] | 0 | 0
[26 empty] | 0 | 0
[26 empty] | 0 | 0
[26 empty] | 0 | 0
[26 empty] | 0 | 0
[26 empty] | 0 | 0
[26 empty] | 0 | 0
[26 empty] | 0 | 0
[26 empty] | 0 | 0
[26 empty] | 0 | 0
[26 empty] | 0 | 0
[26 empty] | 0 | 0
[26 empty] | 0 | 0
[26 empty] | 0 | 0
[26 empty] | 0 | 0
[26 empty] | 0 | 0
[26 empty] | 0 | 0
[26 empty] | 0 | 0
[26 empty] | 0 | 0
[26 empty] | 0 | 0
[26 empty] | 0 | 0
[26 empty] | 0 | 0
[26 empty] | 0 | 0
[26 empty] | 0 | 0
[26 empty] | 0 | 0
[26 empty] | 0 | 0
[26 empty] | 0 | 0
[26 empty] | 0 | 0
[26 empty] | 0 | 0
[26 empty] | 0 | 0
[26 empty] | 0 | 0
[26 empty] | 0 | 0
[26 empty] | 0 | 0
[26 empty] | 0 | 0
[26 empty] | 0 | 0
[26 empty] | 0 | 0
[26 empty] | 0 | 0
[26 empty] | 0 | 0
[26 empty] | 0 | 0
[26 empty] | 0 | 0
[26 empty] | 0 | 0
[26 empty] | 0 | 0
[26 empty] | 0 | 0
[26 empty] | 0 | 0
[26 empty] | 0 | 0
[26 empty] | 0 | 0
[26 empty] | 0 | 0
[26 empty] | 0 | 0
[26 empty] | 0 | 0
[26 empty] | 0 | 0
[26 empty] | 0 | 0
[26 empty] | 0 | 0
[26 empty] | 0 | 0
[26 empty] | 0 | 0
[26 empty] | 0 | 0
[26 empty] | 0 | 0
[26 empty] | 0 | 0
[26 empty] | 0 | 0
[26 empty] | 0 | 0
[26 empty] | 0 | 0
[26 empty] | 0 | 0
[26 empty] | 0 | 0
[26 empty] | 0 | 0
[26 empty] | 0 | 0
[26 empty] | 0 | 0
[26 empty] | 0 | 0
[26 empty] | 0 | 0
[26 empty] | 0 | 0
[26 empty] | 0 | 0
[26 empty] | 0 | 0
[26 empty] | 0 | 0
[26 empty] | 0 | 0
[26 empty] | 0 | 0
[26 empty] | 0 | 0
[26 empty] | 0 | 0
[26 empty] | 0 | 0
[26 empty] | 0 | 0
[26 empty] | 0 | 0
[26 empty] | 0 | 0
[26 empty] | 0 | 0
[26 empty] | 0 | 0
[26 empty] | 0 | 0
[26 empty] | 0 | 0
[26 empty] | 0 | 0
[26 empty] | 0 | 0
[26 empty] | 0 | 0
[26 empty] | 0 | 0
[26 empty] | 0 | 0
[26 empty] | 0 | 0
[26 empty] | 0 | 0
[26 empty] | 0 | 0
[26 empty] | 0 | 0
[26 empty] | 0 | 0
[26 empty] | 0 | 0
[26 empty] | 0 | 0
[26 empty] | 0 | 0
[26 empty] | 0 | 0
[26 empty] | 0 | 0
[26 empty] | 0 | 0
[26 empty] | 0 | 0
[26 empty] | 0 | 0
[26 empty] | 0 | 0
[26 empty] | 0 | 0
[26 empty] | 0 | 0
[26 empty] | 0 | 0
[26 empty] | 0 | 0
[26 empty] | 0 | 0
[26 empty] | 0 | 0
[26 empty] | 0 | 0
[26 empty] | 0 | 0
[26 empty] | 0 | 0
[26 empty] | 0 | 0
[26 empty] | 0 | 0
[26 empty] | 0 | 0
[26 empty] | 0 | 0
[26 empty] | 0 | 0
[26 empty] | 0 | 0
[26 empty] | 0 | 0
[26 empty] | 0 | 0
[26 empty] | 0 | 0
[26 empty] | 0 | 0
[26 empty] | 0 | 0
[26 empty] | 0 | 0
[26 empty] | 0 | 0
[26 empty] | 0 | 0
[26 empty] | 0 | 0
[26 empty] | 0 | 0
[26 empty] | 0 | 0
[26 empty] | 0 | 0
[26 empty] | 0 | 0
[26 empty] | 0 | 0
[26 empty] | 0 | 0
[26 empty] | 0 | 0
[26 empty] | 0 | 0
[26 empty] | 0 | 0
[26 empty] | 0 | 0
[26 empty] | 0 | 0
[26 empty] | 0 | 0
[26 empty] | 0 | 0
[26 empty] | 0 | 0
[26 empty] | 0 | 0
[26 empty] | 0 | 0
[26 empty] | 0 | 0
[26 empty] | 0 | 0
[26 empty] | 0 | 0
[26 empty] | 0 | 0
[26 empty] | 0 | 0
[26 empty] | 0 | 0
[26 empty] | 0 | 0
[26 empty] | 0 | 0
[26 empty] | 0 | 0
[26 empty] | 0 | 0
[26 empty] | 0 | 0
[26 empty] | 0 | 0
[26 empty] | 0 | 0
[26 empty] | 0 | 0
[26 empty] | 0 | 0
[26 empty] | 0 | 0
[26 empty] | 0 | 0
[26 empty] | 0 | 0
[26 empty] | 0 | 0
[26 empty] | 0 | 0
[26 empty] | 0 | 0
[26 empty] | 0 | 0
[26 empty] | 0 | 0
[26 empty] | 0 | 0
[26 empty] | 0 | 0
[26 empty] | 0 | 0
[26 empty] | 0 | 0
[26 empty] | 0 | 0
[26 empty] | 0 | 0
[26 empty] | 0 | 0
[26 empty] | 0 | 0
[26 empty] | 0 | 0
[26 empty] | 0 | 0
[26 empty] | 0 | 0
[26 empty] | 0 | 0
[26 empty] | 0 | 0
[26 empty] | 0 | 0
[26 empty] | 0 | 0
[26 empty] | 0 | 0
[26 empty] | 0 | 0
[26 empty] | 0 | 0
[26 empty] | 0 | 0
[26 empty] | 0 | 0
[26 empty] | 0 | 0
[26 empty] | 0 | 0
[26 empty] | 0 | 0
[26 empty] | 0 | 0
[26 empty] | 0 | 0
[26 empty] | 0 | 0
[26 empty] | 0 | 0
[26 empty] | 0 | 0
[26 empty] | 0 | 0
[26 empty] | 0 | 0
[26 empty] | 0 | 0
[26 empty] | 0 | 0
[26 empty] | 0 | 0
[26 empty] | 0 | 0
[26 empty] | 0 | 0
[26 empty] | 0 | 0
[26 empty] | 0 | 0
[26 empty] | 0 | 0
[26 empty] | 0 | 0
[26 empty] | 0 | 0
[26 empty] | 0 | 0
[26 empty] | 0 | 0
[26 empty] | 0 | 0
[26 empty] | 0 | 0
[26 empty] | 0 | 0
[26 empty] | 0 | 0
[26 empty] | 0 | 0
[26 empty] | 0 | 0
[26 empty] | 0 | 0
[26 empty] | 0 | 0
[26 empty] | 0 | 0
[26 empty] | 0 | 0
[26 empty] | 0 | 0
[26 empty] | 0 | 0
[26 empty] | 0 | 0
[26 empty] | 0 | 0
[26 empty] | 0 | 0
[26 empty] | 0 | 0
[26 empty] | 0 | 0
[26 empty] | 0 | 0
[26 empty] | 0 | 0
[26 empty] | 0 | 0
[26 empty] | 0 | 0
[26 empty] | 0 | 0
[26 empty] | 0 | 0
[26 empty] | 0 | 0
[26 empty] | 0 | 0
[26 empty] | 0 | 0
[26 empty] | 0 | 0
[26 empty] | 0 | 0
[26 empty] | 0 | 0
[26 empty] | 0 | 0
[26 empty] | 0 | 0
[26 empty] | 0 | 0
[26 empty] | 0 | 0
[26 empty] | 0 | 0
[26 empty] | 0 | 0
[26 empty] | 0 | 0
[26 empty] | 0 | 0
[26 empty] | 0 | 0
[26 empty] | 0 | 0
[26 empty] | 0 | 0
[26 empty] | 0 | 0
[26 empty] | 0 | 0
[26 empty] | 0 | 0
[26 empty] | 0 | 0
[26 empty] | 0 | 0
[26 empty] | 0 | 0
[26 empty] | 0 | 0
[26 empty] | 0 | 0
[26 empty] | 0 | 0
[26 empty] | 0 | 0
[26 empty] | 0 | 0
[26 empty] | 0 | 0
[26 empty] | 0 | 0
[26 empty] | 0 | 0
[26 empty] | 0 | 0
[26 empty] | 0 | 0
[26 empty] | 0 | 0
[26 empty] | 0 | 0
[26 empty] | 0 | 0
[26 empty] | 0 | 0
[26 empty] | 0 | 0
[26 empty] | 0 | 0
[26 empty] | 0 | 0
[26 empty] | 0 | 0
[26 empty] | 0 | 0
[26 empty] | 0 | 0
[26 empty] | 0 | 0
[26 empty] | 0 | 0
[26 empty] | 0 | 0
[26 empty] | 0 | 0
[26 empty] | 0 | 0
[26 empty] | 0 | 0
[26 empty] | 0 | 0
[26 empty] | 0 | 0
[26 empty] | 0 | 0
[26 empty] | 0 | 0
[26 empty] | 0 | 0
[26 empty] | 0 | 0
[26 empty] | 0 | 0
[26 empty] | 0 | 0
[26 empty] | 0 | 0
[26 empty] | 0 | 0
[26 empty] | 0 | 0
[26 empty] | 0 | 0
[26 empty] | 0 | 0
[26 empty] | 0 | 0
[26 empty] | 0 | 0
[26 empty] | 0 | 0
[26 empty] | 0 | 0
[26 empty] | 0 | 0
[26 empty] | 0 | 0
[26 empty] | 0 | 0
[26 empty] | 0 | 0
[26 empty] | 0 | 0
[26 empty] | 0 | 0
[26 empty] | 0 | 0
[26 empty] | 0 | 0
[26 empty] | 0 | 0
[26 empty] | 0 | 0
[26 empty] | 0 | 0
[26 empty] | 0 | 0
[26 empty] | 0 | 0
[26 empty] | 0 | 0
[26 empty] | 0 | 0
[26 empty] | 0 | 0
[26 empty] | 0 | 0
[26 empty] | 0 | 0
[26 empty] | 0 | 0
[26 empty] | 0 | 0
[26 empty] | 0 | 0
[26 empty] | 0 | 0
[26 empty] | 0 | 0
[26 empty] | 0 | 0
[26 empty] | 0 | 0
[26 empty] | 0 | 0
[26 empty] | 0 | 0
[26 empty] | 0 | 0
[26 empty] | 0 | 0
[26 empty] | 0 | 0
[26 empty] | 0 | 0
[26 empty] | 0 | 0
[26 empty] | 0 | 0
[26 empty] | 0 | 0
[26 empty] | 0 | 0
[26 empty] | 0 | 0
[26 empty] | 0 | 0
[26 empty] | 0 | 0
[26 empty] | 0 | 0
[26 empty] | 0 | 0
[26 empty] | 0 | 0
[26 empty] | 0 | 0
[26 empty] | 0 | 0
[26 empty] | 0 | 0
[26 empty] | 0 | 0
[26 empty] | 0 | 0
[26 empty] | 0 | 0
[26 empty] | 0 | 0
[26 empty] | 0 | 0
[26 empty] | 0 | 0
[26 empty] | 0 | 0
[26 empty] | 0 | 0
[26 empty] | 0 | 0
[26 empty] | 0 | 0
[26 empty] | 0 | 0
[26 empty] | 0 | 0
[26 empty] | 0 | 0
[26 empty] | 0 | 0
[26 empty] | 0 | 0
[26 empty] | 0 | 0
[26 empty] | 0 | 0
[26 empty] | 0 | 0
[26 empty] | 0 | 0
[26 empty] | 0 | 0
[26 empty] | 0 | 0
[26 empty] | 0 | 0
[26 empty] | 0 | 0
[26 empty] | 0 | 0
[26 empty] | 0 | 0
[26 empty] | 0 | 0
[26 empty] | 0 | 0
[26 empty] | 0 | 0
[26 empty] | 0 | 0
[26 empty] | 0 | 0
[26 empty] | 0 | 0
[26 empty] | 0 | 0
[26 empty] | 0 | 0
[26 empty] | 0 | 0
[26 empty] | 0 | 0
[26 empty] | 0 | 0
[26 empty] | 0 | 0
[26 empty] | 0 | 0
[26 empty] | 0 | 0
[26 empty] | 0 | 0
[26 empty] | 0 | 0
[26 empty] | 0 | 0
[26 empty] | 0 | 0
[26 empty] | 0 | 0
[26 empty] | 0 | 0
[26 empty] | 0 | 0
[26 empty] | 0 | 0
[26 empty] | 0 | 0
[26 empty] | 0 | 0
[26 empty] | 0 | 0
[26 empty] | 0 | 0
[26 empty] | 0 | 0
[26 empty] | 0 | 0
[26 empty] | 0 | 0
[26 empty] | 0 | 0
[26 empty] | 0 | 0
[26 empty] | 0 | 0
[26 empty] | 0 | 0
[26 empty] | 0 | 0
[26 empty] | 0 | 0
[26 empty] | 0 | 0
[26 empty] | 0 | 0
[26 empty] | 0 | 0
[26 empty] | 0 | 0
[26 empty] | 0 | 0
[26 empty] | 0 | 0
[26 empty] | 0 | 0
[26 empty] | 0 | 0
[26 empty] | 0 | 0
[26 empty] | 0 | 0
[26 empty] | 0 | 0
[26 empty] | 0 | 0
[26 empty] | 0 | 0
[26 empty] | 0 | 0
[26 empty] | 0 | 0
[26 empty] | 0 | 0
[26 empty] | 0 | 0
[26 empty] | 0 | 0
[26 empty] | 0 | 0
[26 empty] | 0 | 0
[26 empty] | 0 | 0
[26 empty] | 0 | 0
[26 empty] | 0 | 0
[26 empty] | 0 | 0
[26 empty] | 0 | 0
[26 empty] | 0 | 0
[26 empty] | 0 | 0
[26 empty] | 0 | 0
[26 empty] | 0 | 0
[26 empty] | 0 | 0
[26 empty] | 0 | 0
[26 empty] | 0 | 0
[26 empty] | 0 | 0
[26 empty] | 0 | 0
[26 empty] | 0 | 0
[26 empty] | 0 | 0
[26 empty] | 0 | 0
[26 empty] | 0 | 0
[26 empty] | 0 | 0
[26 empty] | 0 | 0
[26 empty] | 0 | 0
[26 empty] | 0 | 0
[26 empty] | 0 | 0
[26 empty] | 0 | 0
[26 empty] | 0 | 0
[26 empty] | 0 | 0
[26 empty] | 0 | 0
[26 empty] | 0 | 0
[26 empty] | 0 | 0
[26 empty] | 0 | 0
[26 empty] | 0 | 0
[26 empty] | 0 | 0
[26 empty] | 0 | 0
[26 empty] | 0 | 0
[26 empty] | 0 | 0
[26 empty] | 0 | 0
[26 empty] | 0 | 0
[26 empty] | 0 | 0
[26 empty] | 0 | 0
[26 empty] | 0 | 0
[26 empty] | 0 | 0
[26 empty] | 0 | 0
[26 empty] | 0 | 0
[26 empty] | 0 | 0
[26 empty] | 0 | 0
[26 empty] | 0 | 0
[26 empty] | 0 | 0
[26 empty] | 0 | 0
[26 empty] | 0 | 0
[26 empty] | 0 | 0
[26 empty] | 0 | 0
[26 empty] | 0 | 0
[26 empty] | 0 | 0
[26 empty] | 0 | 0
[26 empty] | 0 | 0
[26 empty] | 0 | 0
[26 empty] | 0 | 0
[26 empty] | 0 | 0
[26 empty] | 0 | 0
[26 empty] | 0 | 0
[26 empty] | 0 | 0
[26 empty] | 0 | 0
[26 empty] | 0 | 0
[26 empty] | 0 | 0
[26 empty] | 0 | 0
[26 empty] | 0 | 0
[26 empty] | 0 | 0
[26 empty] | 0 | 0
[26 empty] | 0 | 0
[26 empty] | 0 | 0
[26 empty] | 0 | 0
[26 empty] | 0 | 0
[26 empty] | 0 | 0
[26 empty] | 0 | 0
[26 empty] | 0 | 0
[26 empty] | 0 | 0
[26 empty] | 0 | 0
[26 empty] | 0 | 0
[26 empty] | 0 | 0
[26 empty] | 0 | 0
[26 empty] | 0 | 0
[26 empty] | 0 | 0
[26 empty] | 0 | 0
[26 empty] | 0 | 0
[26 empty] | 0 | 0
[26 empty] | 0 | 0
[26 empty] | 0 | 0
[26 empty] | 0 | 0
[26 empty] | 0 | 0
[26 empty] | 0 | 0
[26 empty] | 0 | 0
[26 empty] | 0 | 0
[26 empty] | 0 | 0
[26 empty] | 0 | 0
[26 empty] | 0 | 0
[26 empty] | 0 | 0
[26 empty] | 0 | 0
[26 empty] | 0 | 0
[26 empty] | 0 | 0
[26 empty] | 0 | 0
[26 empty] | 0 | 0
[26 empty] | 0 | 0
[26 empty] | 0 | 0
[26 empty] | 0 | 0
[26 empty] | 0 | 0
[26 empty] | 0 | 0
[26 empty] | 0 | 0
[26 empty] | 0 | 0
[26 empty] | 0 | 0
[26 empty] | 0 | 0
[26 empty] | 0 | 0
[26 empty] | 0 | 0
[26 empty] | 0 | 0
[26 empty] | 0 | 0
[26 empty] | 0 | 0
[26 empty] | 0 | 0
[26 empty] | 0 | 0
[26 empty] | 0 | 0
[26 empty] | 0 | 0
[26 empty] | 0 | 0
[26 empty] | 0 | 0
[26 empty] | 0 | 0
[26 empty] | 0 | 0
[26 empty] | 0 | 0
[26 empty] | 0 | 0
[26 empty] | 0 | 0
[26 empty] | 0 | 0
[26 empty] | 0 | 0
[26 empty] | 0 | 0
[26 empty] | 0 | 0
[26 empty] | 0 | 0
[26 empty] | 0 | 0
[26 empty] | 0 | 0
[26 empty] | 0 | 0
[26 empty] | 0 | 0
[26 empty] | 0 | 0
[26 empty] | 0 | 0
[26 empty] | 0 | 0
[26 empty] | 0 | 0
[26 empty] | 0 | 0
[26 empty] | 0 | 0
[26 empty] | 0 | 0
[26 empty] | 0 | 0
[26 empty] | 0 | 0
[26 empty] | 0 | 0
[26 empty] | 0 | 0
[26 empty] | 0 | 0
[26 empty] | 0 | 0
[26 empty] | 0 | 0
[26 empty] | 0 | 0
[26 empty] | 0 | 0
[26 empty] | 0 | 0
[26 empty] | 0 | 0
[26 empty] | 0 | 0
[26 empty] | 0 | 0
[26 empty] | 0 | 0
[26 empty] | 0 | 0
[26 empty] | 0 | 0
[26 empty] | 0 | 0
[26 empty] | 0 | 0
[26 empty] | 0 | 0
[26 empty] | 0 | 0
[26 empty] | 0 | 0
[26 empty] | 0 | 0
[26 empty] | 0 | 0
[26 empty] | 0 | 0
[26 empty] | 0 | 0
[26 empty] | 0 | 0
[26 empty] | 0 | 0
[26 empty] | 0 | 0
[26 empty] | 0 | 0
[26 empty] | 0 | 0
[26 empty] | 0 | 0
[26 empty] | 0 | 0
[26 empty] | 0 | 0
[26 empty] | 0 | 0
[26 empty] | 0 | 0
[26 empty] | 0 | 0
[26 empty] | 0 | 0
[26 empty] | 0 | 0
[26 empty] | 0 | 0
[26 empty] | 0 | 0
[26 empty] | 0 | 0
[26 empty] | 0 | 0
[26 empty] | 0 | 0
[26 empty] | 0 | 0
[26 empty] | 0 | 0
[26 empty] | 0 | 0
[26 empty] | 0 | 0
[26 empty] | 0 | 0
[26 empty] | 0 | 0
[26 empty] | 0 | 0
[26 empty] | 0 | 0
[26 empty] | 0 | 0
[26 empty] | 0 | 0
[26 empty] | 0 | 0
[26 empty] | 0 | 0
[26 empty] | 0 | 0
[26 empty] | 0 | 0
[26 empty] | 0 | 0
[26 empty] | 0 | 0
[26 empty] | 0 | 0
[26 empty] | 0 | 0
[26 empty] | 0 | 0
[26 empty] | 0 | 0
[26 empty] | 0 | 0
[26 empty] | 0 | 0
[26 empty] | 0 | 0
[26 empty] | 0 | 0
[26 empty] | 0 | 0
[26 empty] | 0 | 0
[26 empty] | 0 | 0
[26 empty] | 0 | 0
[26 empty] | 0 | 0
[26 empty] | 0 | 0
[26 empty] | 0 | 0
[26 empty] | 0 | 0
[26 empty] | 0 | 0
[26 empty] | 0 | 0
[26 empty] | 0 | 0
[26 empty] | 0 | 0
[26 empty] | 0 | 0
[26 empty] | 0 | 0
[26 empty] | 0 | 0
[26 empty] | 0 | 0
[26 empty] | 0 | 0
[26 empty] | 0 | 0
[26 empty] | 0 | 0
[26 empty] | 0 | 0
[26 empty] | 0 | 0
[26 empty] | 0 | 0
[26 empty] | 0 | 0
[26 empty] | 0 | 0
[26 empty] | 0 | 0
[26 empty] | 0 | 0
[26 empty] | 0 | 0
[26 empty] | 0 | 0
[26 empty] | 0 | 0
[26 empty] | 0 | 0
[26 empty] | 0 | 0
[26 empty] | 0 | 0
[26 empty] | 0 | 0
[26 empty] | 0 | 0
[26 empty] | 0 | 0
[26 empty] | 0 | 0
[26 empty] | 0 | 0
[26 empty] | 0 | 0
[26 empty] | 0 | 0
[26 empty] | 0 | 0
[26 empty] | 0 | 0
[26 empty] | 0 | 0
[26 empty] | 0 | 0
[26 empty] | 0 | 0
[26 empty] | 0 | 0
[26 empty] | 0 | 0
[26 empty] | 0 | 0
[26 empty] | 0 | 0
[26 empty] | 0 | 0
[26 empty] | 0 | 0
[26 empty] | 0 | 0
[26 empty] | 0 | 0
[26 empty] | 0 | 0
[26 empty] | 0 | 0
[26 empty] | 0 | 0
[26 empty] | 0 | 0
[26 empty] | 0 | 0
[26 empty] | 0 | 0
[26 empty] | 0 | 0
[26 empty] | 0 | 0
[26 empty] | 0 | 0
[26 empty] | 0 | 0
[26 empty] | 0 | 0
[26 empty] | 0 | 0
[26 empty] | 0 | 0
[26 empty] | 0 | 0
[26 empty] | 0 | 0
[26 empty] | 0 | 0
[26 empty] | 0 | 0
[26 empty] | 0 | 0
[26 empty] | 0 | 0
[26 empty] | 0 | 0
[26 empty] | 0 | 0
[26 empty] | 0 | 0
[26 empty] | 0 | 0
[26 empty] | 0 | 0
[26 empty] | 0 | 0
[26 empty] | 0 | 0
[26 empty] | 0 | 0
[26 empty] | 0 | 0
[26 empty] | 0 | 0
[26 empty] | 0 | 0
[26 empty] | 0 | 0
[26 empty] | 0 | 0
[26 empty] | 0 | 0
[26 empty] | 0 | 0
[26 empty] | 0 | 0
[26 empty] | 0 | 0
[26 empty] | 0 | 0
[26 empty] | 0 | 0
[26 empty] | 0 | 0
[26 empty] | 0 | 0
[26 empty] | 0 | 0
[26 empty] | 0 | 0
[26 empty] | 0 | 0
[26 empty] | 0 | 0
[26 empty] | 0 | 0
[26 empty] | 0 | 0
[26 empty] | 0 | 0
[26 empty] | 0 | 0
[26 empty] | 0 | 0
[26 empty] | 0 | 0
[26 empty] | 0 | 0
[26 empty] | 0 | 0
[26 empty] | 0 | 0
[26 empty] | 0 | 0
[26 empty] | 0 | 0
[26 empty] | 0 | 0
[26 empty] | 0 | 0
[26 empty] | 0 | 0
[26 empty] | 0 | 0
[26 empty] | 0 | 0
[26 empty] | 0 | 0
[26 empty] | 0 | 0
[26 empty] | 0 | 0
[26 empty] | 0 | 0
[26 empty] | 0 | 0
[26 empty] | 0 | 0
[26 empty] | 0 | 0
[26 empty] | 0 | 0
[26 empty] | 0 | 0
[26 empty] | 0 | 0
[26 empty] | 0 | 0
[26 empty] | 0 | 0
[26 empty] | 0 | 0
[26 empty] | 0 | 0
[26 empty] | 0 | 0
[26 empty] | 0 | 0
[26 empty] | 0 | 0
[26 empty] | 0 | 0
[26 empty] | 0 | 0
[26 empty] | 0 | 0
[26 empty] | 0 | 0
[26 empty] | 0 | 0
[26 empty] | 0 | 0
[26 empty] | 0 | 0
[26 empty] | 0 | 0
[26 empty] | 0 | 0
[26 empty] | 0 | 0
[26 empty] | 0 | 0
[26 empty] | 0 | 0
[26 empty] | 0 | 0
[26 empty] | 0 | 0
[26 empty] | 0 | 0
[26 empty] | 0 | 0
[26 empty] | 0 | 0
[26 empty] | 0 | 0
[26 empty] | 0 | 0
[26 empty] | 0 | 0
[26 empty] | 0 | 0
[26 empty] | 0 | 0
[26 empty] | 0 | 0
[26 empty] | 0 | 0
[26 empty] | 0 | 0
[26 empty] | 0 | 0
[26 empty] | 0 | 0
[26 empty] | 0 | 0
[26 empty] | 0 | 0
[26 empty] | 0 | 0
[26 empty] | 0 | 0
[26 empty] | 0 | 0
[26 empty] | 0 | 0
[26 empty] | 0 | 0
[26 empty] | 0 | 0
[26 empty] | 0 | 0
[26 empty] | 0 | 0
[26 empty] | 0 | 0
[26 empty] | 0 | 0
[26 empty] | 0 | 0
[26 empty] | 0 | 0
[26 empty] | 0 | 0
[26 empty] | 0 | 0
[26 empty] | 0 | 0
[26 empty] | 0 | 0
[26 empty] | 0 | 0
[26 empty] | 0 | 0
[26 empty] | 0 | 0
[26 empty] | 0 | 0
[26 empty] | 0 | 0
[26 empty] | 0 | 0
[26 empty] | 0 | 0
[26 empty] | 0 | 0
[26 empty] | 0 | 0
[26 empty] | 0 | 0
[26 empty] | 0 | 0
[26 empty] | 0 | 0
[26 empty] | 0 | 0
[26 empty] | 0 | 0
[26 empty] | 0 | 0
[26 empty] | 0 | 0
[26 empty] | 0 | 0
[26 empty] | 0 | 0
[26 empty] | 0 | 0
[26 empty] | 0 | 0
[26 empty] | 0 | 0
[26 empty] | 0 | 0
[26 empty] | 0 | 0
[26 empty] | 0 | 0
[26 empty] | 0 | 0
[26 empty] | 0 | 0
[26 empty] | 0 | 0
[26 empty] | 0 | 0
[26 empty] | 0 | 0
[26 empty] | 0 | 0
[26 empty] | 0 | 0
[26 empty] | 0 | 0
[26 empty] | 0 | 0
[26 empty] | 0 | 0
[26 empty] | 0 | 0
[26 empty] | 0 | 0
[26 empty] | 0 | 0
[26 empty] | 0 | 0
[26 empty] | 0 | 0
[26 empty] | 0 | 0
[26 empty] | 0 | 0
[26 empty] | 0 | 0
[26 empty] | 0 | 0
[26 empty] | 0 | 0
[26 empty] | 0 | 0
[26 empty] | 0 | 0
[26 empty] | 0 | 0
[26 empty] | 0 | 0
[26 empty] | 0 | 0
[26 empty] | 0 | 0
[26 empty] | 0 | 0
[26 empty] | 0 | 0
[26 empty] | 0 | 0
[26 empty] | 0 | 0
[26 empty] | 0 | 0
[26 empty] | 0 | 0
[26 empty] | 0 | 0
[26 empty] | 0 | 0
[26 empty] | 0 | 0
[26 empty] | 0 | 0
[26 empty] | 0 | 0
[26 empty] | 0 | 0
[26 empty] | 0 | 0
[26 empty] | 0 | 0
[26 empty] | 0 | 0
[26 empty] | 0 | 0
[26 empty] | 0 | 0
[26 empty] | 0 | 0
[26 empty] | 0 | 0
[26 empty] | 0 | 0
[26 empty] | 0 | 0
[26 empty] | 0 | 0
[26 empty] | 0 | 0
[26 empty] | 0 | 0
[26 empty] | 0 | 0
[26 empty] | 0 | 0
[26 empty] | 0 | 0
[26 empty] | 0 | 0
[26 empty] | 0 | 0
[26 empty] | 0 | 0
[26 empty] | 0 | 0
[26 empty] | 0 | 0
[26 empty] | 0 | 0
[26 empty] | 0 | 0
[26 empty] | 0 | 0
[26 empty] | 0 | 0
[26 empty] | 0 | 0
[26 empty] | 0 | 0
[26 empty] | 0 | 0
[26 empty] | 0 | 0
[26 empty] | 0 | 0
[26 empty] | 0 | 0
[26 empty] | 0 | 0
[26 empty] | 0 | 0
[26 empty] | 0 | 0
[26 empty] | 0 | 0
[26 empty] | 0 | 0
[26 empty] | 0 | 0
[26 empty] | 0 | 0
[26 empty] | 0 | 0
[26 empty] | 0 | 0
[26 empty] | 0 | 0
[26 empty] | 0 | 0
[26 empty] | 0 | 0
[26 empty] | 0 | 0
[26 empty] | 0 | 0
[26 empty] | 0 | 0
[26 empty] | 0 | 0
[26 empty] | 0 | 0
[26 empty] | 0 | 0
[26 empty] | 0 | 0
[26 empty] | 0 | 0
[26 empty] | 0 | 0
[26 empty] | 0 | 0
[26 empty] | 0 | 0
[26 empty] | 0 | 0
[26 empty] | 0 | 0
[26 empty] | 0 | 0
[26 empty] | 0 | 0
[26 empty] | 0 | 0
[26 empty] | 0 | 0
[26 empty] | 0 | 0
[26 empty] | 0 | 0
[26 empty] | 0 | 0
[26 empty] | 0 | 0
[26 empty] | 0 | 0
[26 empty] | 0 | 0
[26 empty] | 0 | 0
[26 empty] | 0 | 0
[26 empty] | 0 | 0
[26 empty] | 0 | 0
[26 empty] | 0 | 0
[26 empty] | 0 | 0
[26 empty] | 0 | 0
[26 empty] | 0 | 0
[26 empty] | 0 | 0
[26 empty] | 0 | 0
[26 empty] | 0 | 0
[26 empty] | 0 | 0
[26 empty] | 0 | 0
[26 empty] | 0 | 0
[26 empty] | 0 | 0
[26 empty] | 0 | 0
[26 empty] | 0 | 0
[26 empty] | 0 | 0
[26 empty] | 0 | 0
[26 empty] | 0 | 0
[26 empty] | 0 | 0
[26 empty] | 0 | 0
[26 empty] | 0 | 0
[26 empty] | 0 | 0
[26 empty] | 0 | 0
[26 empty] | 0 | 0
[26 empty] | 0 | 0
[26 empty] | 0 | 0
[26 empty] | 0 | 0
[26 empty] | 0 | 0
[26 empty] | 0 | 0
[26 empty] | 0 | 0
[26 empty] | 0 | 0
[26 empty] | 0 | 0
[26 empty] | 0 | 0
[26 empty] | 0 | 0
[26 empty] | 0 | 0
[26 empty] | 0 | 0
[26 empty] | 0 | 0
[26 empty] | 0 | 0

## Zones
Houston | -1
North | 1
South | -1
West | 1
SET UP AREA, copy & paste values to cell B1
Source | North |  | N to H | N to W | N to S | W to N | S to N | W to S
Sink | South | Houston | -1 | 1 | -1 | -1 | 1 | -1
|  | North | 1 | 1 | 1 | -1 | -1 | -1
|  | South | -1 | 1 | -1 | -1 | 1 | -1
|  | West | 1 | -1 | 1 | 1 | -1 | 1
|  | Source | North | North | North | West | South | West
|  | Sink | Houston | West | South | North | North | South

## Tech
Number of Bus | Name of Bus | Tech Type
238 | BOSQUESW505 | CC
239 | BOSQUESW502 | GGT
244 | WHITNYDM01 | Hydro
245 | WHITNYDM02 | Hydro
247 | BOSQUESW501 | GGT
251 | BOSQUESW803 | CC
253 | BOSQUESW804 | CC
332 | RWMILLER01 | GST
333 | RWMILLER02 | GST
334 | RWMILLER03 | GST
335 | RWMILLER04 | GST
336 | RWMILLER05 | GST
344 | MRSSHPRD | Hydro
345 | MRSSHPRD01 | Hydro
366 | JNSNCNTY802 | Cogen
367 | JNSNCNTY802 | Cogen
503 | NTHTEXAS01 | GST
504 | NTHTEXAS02 | GST
505 | NTHTEXAS03 | GST
580 | JCKCNTY801 | CC
581 | JCKCNTY802 | CC
582 | JCKCNTY803 | CC
728 | WOLFRIDGE801 | Wind
837 | NEWMAN_G5 | GST
842 | OLINGER_G1 | GST
843 | OLINGER_G2 | GST
844 | OLINGER_G3 | GST
845 | OLINGER_G4 | GGT
923 | SPENCER_G4 | GST
924 | SPENCER_G5 | GST
948 | STEAM1 | GST
949 | STEAM2 | GST
950 | STEAM3 | GST
990 | GIBN_CREK_G1 | LIGCO
1002 | PBCTAGE_1G | GGT
1003 | PBCTBGE_2G | GGT
1004 | PBCTCGE_3G | GGT
1005 | PBCTDGE_4G | GGT
1006 | PBCTEGE_5G | GGT
1007 | PB5GEN_6G | GST
1008 | PB6GEN_7G | GST
1037 | MORGAN5G_5G | GST
1039 | MRGNAG_1G | GGT
1040 | MRGNBG_2G | GGT
1041 | MRGNCG_3G | GGT
1042 | MRGNDG_4G | GGT
1043 | MRGNEG_5G | GGT
1044 | MRGNFG_6G | GGT
1045 | CALENG1G_1G | Cogen
1046 | CALENG2G_2G | Cogen
1047 | CALENG3G_3G | Cogen
1058 | LONGSHORE_5 | Wind
1058 | LONGSHORE_5 | Wind
1061 | CIELOGEN_1G | Wind
1062 | CIELOGEN_2G | Wind
1068 | SCURRYCW_1G | Wind
1069 | KINDERMG_1G | Cogen
1070 | KINDERMG_2G | Cogen
1071 | KINDERMG_3G | Cogen
1073 | SCURRYCW_2G | Wind
1320 | BSP 1 | Cogen
1326 | STANTONW_8 | Wind
1327 | WILDHRSE_1G | Wind
1328 | OCOTILLO_1G | Wind
1333 | MCDDONAL_8 | Wind
1343 | TRENTIPP_8 | Wind
1349 | WESTXWIN_1G | Wind
1350 | NWPWRG1_1G | Wind
1354 | AEPWIND_8 | Wind
1360 | GUNSIGHT_8 | Wind
1416 | SWETWATR_1G | CC
1417 | SWETWATR_2G | CC
1418 | SWETWATR_3G | CC
1419 | SWETWATR_4G | CC
1432 | GRHAMSES_2G | GST
1433 | GRHAMSES_1G | GST
1437 | MESQUITW_1G | Wind
1438 | MESQUITW_2G | Wind
1442 | COKFIELD_5 | Wind
1453 | WCPWRCO_1G | CC
1454 | WCPWRCO_2G | CC
1455 | WCPWRCO_3G | CC
1479 | WFCOGEN_1G | Cogen
1479 | WFCOGEN_1G | Cogen
1482 | WFCOGEN_2G | Cogen
1482 | WFCOGEN_2G | Cogen
1600 | BARTNWND_1G | Wind
1643 | SLSTR1PP_1G | Wind
1675 | PEC_1G | Cogen
1676 | PEC_2G | Cogen
1677 | PEC_3G | Cogen
1678 | LAMARPWR_1G | CC
1679 | LAMARPWR_2G | CC
1680 | LAMARPWR_3G | CC
1681 | LAMARPWR_4G | CC
1682 | LAMARPWR_5G | CC
1683 | LAMARPWR_6G | CC
1687 | VALLEY_1G | GST
1688 | VALLEY_2G | GSC
1689 | VALLEY_3G | GST
1701 | MOSES_1G | LIGCO
1702 | MOSES_2G | LIGCO
1703 | MOSES_3G | LIGCO
1861 | EAGLEMNT_1G | GST
1862 | EAGLEMNT_2G | GST
1863 | EAGLEMNT_3G | GST
1877 | WLFHOLW_1G | CC
1878 | WLFHOLW_2G | CC
1879 | WLFHOLW_3G | CC
1889 | DECRDOVA_1G | GSC
1892 | DECRDOVA_2G | GGT
1893 | DECRDOVA_3G | GGT
1894 | DECRDOVA_4G | GGT
1895 | DECRDOVA_5G | GGT
1898 | COMCHEPK_1G | Nuc
1899 | COMCHEPK_2G | Nuc
1937 | MDLTHELP_5G | CC
1938 | MDLTHELP_6G | CC
1941 | MDLTHELP_1G | CC
1942 | MDLTHELP_2G | CC
1943 | MDLTHELP_3G | CC
1944 | MDLTHELP_4G | CC
1947 | HANDLEY_3G | GST
1948 | HANDLEY_4G | GST
1949 | HANDLEY_5G | GST
2371 | COLLIN_1G | GST
2381 | NTHLK1_G | GST
2382 | NTHLK2_G | GST
2383 | NTHLK3_G | GST
2413 | MTCK6_G | GST
2414 | MTCK7_G | GST
2417 | MTCK8_G | GSC
2451 | LKHB1_G | GST
2452 | LKHB2_G | GST
3097 | MARTLAKE_1G | LIGCO
3098 | MARTLAKE_2G | LIGCO
3099 | MARTLAKE_3G | LIGCO
3107 | STRYKER_1G | GST
3108 | STRYKER_2G | GST
3126 | TRINIDAD_6G | GST
3309 | ASPN_G | Bio
3348 | CHAMPION_1G | Cogen
3381 | BBRN_1G | LIGCO
3382 | BBRN_2G | LIGCO
3403 | THOUSE_1G | GSC
3404 | THOUSE_2G | GSC
3416 | LAKE_CRK1_G | GST
3417 | LAKE_CRK2_G | GST
3432 | SANDOW_4G | LIGCO
5026 | BRAUNIG_VHB1 | GST
5027 | BRAUNIG_VHB2 | GST
5028 | BRAUNIG_VHB3 | GST
5111 | CALAVER_JTD1 | LIGCO
5112 | CALAVER_JTD2 | LIGCO
5264 | LEON_LCP3G3 | GST
5265 | LEON_LCP4G4 | GST
5266 | LEON_LCPCT1 | GGT
5267 | LEON_LCPCT2 | GGT
5268 | LEON_LCPCT3 | GGT
5269 | LEON_LCPCT4 | GGT
5396 | CALAVER_OWS1 | GST
5397 | CALAVER_OWS2 | GST
5401 | CALAVER_JKS1 | LIGCO
5436 | TUTTL_WBT1G1 | GST
5438 | TUTTL_WBT3G3 | GST
5439 | TUTTL_WBT4G4 | GST
5476 | BRA_AVR1_CT1 | CC
5477 | BRA_AVR1_ST | CC
5478 | BRA_AVR1_CT2 | CC
5503 | RAYBURNGEN3 | GST
5505 | RAYBURNGEN1 | GGT
5506 | RAYBURNGEN2 | GGT
5508 | RAYBURNCC9 | CC
5509 | RAYBURNCC10 | CC
5511 | RAYBURNCC7 | CC
5512 | RAYBURNCC8 | CC
5728 | FALCONHYDRO2 | Hydro
5729 | FALCONHYDRO3 | Hydro
5890 | PEARSALLGEN1 | GST
5891 | PEARSALLGEN2 | GST
5892 | PEARSALLGEN3 | GST
5903 | SANMIGUELGEN | LIGCO
5911 | STP_GN1___1 | Nuc
5912 | STP_GN2___2 | Nuc
5920 | WELSHDC1 | DCTie
5925 | DCEAST | DCTie
5932 | SI_RAY9 | CC
5933 | SI_RAY6 | GST
5934 | SI_RAY5 | GST
5935 | SI_RAY10 | CC
6016 | SWMESA | Wind
6096 | NORTHDC7 | DCTie
6100 | OKLA7A | DCTie
6144 | MCADOO1A | Wind
6407 | TURKTRAK1A | Wind
6637 | SNYDERW1A | Wind
6752 | OKLA0A | LIGCO
6948 | DENISNDM | Hydro
6948 | DENISNDM | Hydro
7000 | L_FERGUS1_1Y | GSC
7004 | L_SIMGID1_1Y | GST
7005 | L_SIMGID1_2Y | GST
7006 | L_SIMGID1_3Y | GST
7007 | L_LOSTPI1_1Y | CC
7008 | L_LOSTPI1_2Y | CC
7009 | L_LOSTPI1_3Y | CC
7010 | L_FPPYD11_1Y | LIGCO
7011 | L_FPPYD11_2Y | LIGCO
7012 | L_FPPYD21_3Y | LIGCO
7014 | L_HAYSEN1_1Y | CC
7015 | L_HAYSEN1_2Y | CC
7016 | L_HAYSEN1_3Y | CC
7017 | L_HAYSEN1_4Y | CC
7020 | L_AUSTPL1_1Y | Hydro
7020 | L_AUSTPL1_1Y | Hydro
7022 | L_BUCHAN1_1Y | Hydro
7023 | L_BUCHAN1_2Y | Hydro
7024 | L_BUCHAN1_3Y | Hydro
7026 | L_INKSDA1_1Y | Hydro
7028 | L_MARBFA1_1Y | Hydro
7029 | L_MARBFA1_2Y | Hydro
7031 | L_MARSFO1G1Y | Hydro
7032 | L_MARSFO1G2Y | Hydro
7033 | L_MARSFO1G3Y | Hydro
7035 | L_WIRTZ_1G1Y | Hydro
7036 | L_WIRTZ_1G2Y | Hydro
7038 | L_DELAWA1_1Y | Wind
7038 | L_DELAWA1_1Y | Wind
7303 | L_WPPGS12_1Y | GGT
7303 | L_WPPGS12_1Y | GGT
7305 | L_WPPGS34_1Y | GGT
7305 | L_WPPGS34_1Y | GGT
7487 | L_CANYHY8_1Y | Hydro
7605 | L_MCQUEE9_1Y | Hydro
7605 | L_MCQUEE9_1Y | Hydro
7605 | L_MCQUEE9_1Y | Hydro
7609 | L_SCHUMA8_1Y | Hydro
7624 | L_LAKEWO9_1Y | Hydro
7624 | L_LAKEWO9_1Y | Hydro
7800 | L_GUADGE1_1Y | CC
7801 | L_GUADGE1_2Y | CC
7802 | L_GUADGE1_3Y | CC
7803 | L_GUADGE1_4Y | CC
7804 | L_GUADGE1_5Y | CC
7805 | L_GUADGE1_6Y | CC
7807 | L_BASTEN1_1Y | CC
7808 | L_BASTEN1_2Y | CC
7809 | L_BASTEN1_3Y | CC
7810 | L_RIONOG1G1Y | CC
7811 | L_RIONOG1G2Y | CC
7812 | L_RIONOG1G3Y | CC
7813 | L_RIONOG1S1Y | CC
8032 | AMISTADHYD1 | Hydro
8033 | AMISTADHYD2 | Hydro
8048 | FALCONHYDRO1 | Hydro
8066 | DUP1V#1 | Cogen
8134 | FOR #1 | Cogen
8138 | FOR #2 | Cogen
8139 | JOS #1 | GST
8147 | UCAR #2 | Cogen
8148 | UCAR #1 | Cogen
8153 | FOR #3 | Cogen
8154 | FOR #4 | Cogen
8155 | FOR #5 | Cogen
8156 | FOR #6 | Cogen
8157 | FOR #7 | Cogen
8161 | COLETO0A | LIGCO
8173 | VICEC51A | CC
8174 | VICEC61A | CC
8189 | CUECPL2A | Cogen
8262 | ELPS | Hydro
8285 | LAR #1 | GST
8287 | LAR #2 | GST
8288 | LAR #3 | GST
8388 | BATES0A | GST
8393 | BATES0B | GST
8437 | NUECES_B0C | GST
8438 | NUECES_B0B | GST
8442 | NBEC7 | GST
8442 | NBEC7 | GST
8456 | COSW#1 | Cogen
8457 | COSW#2 | Cogen
8459 | B_DAVIS0B | GSC
8460 | B_DAVIS0A | GSC
8461 | KOCH_UP0A | Cogen
8506 | VAL #1 | Cogen
8507 | VAL #2 | Cogen
8511 | OXY_CC0A | Cogen
8517 | CELANEBI0A | Cogen
8560 | CNOPGT1 | Cogen
8561 | CNOPGT2 | Cogen
8562 | CNOPST1 | Cogen
8926 | LGE_GT10A | Cogen
8927 | LGE_GT20A | Cogen
8928 | LGE_STG0A | Cogen
8930 | ICPGN10A | Cogen
8931 | ICPGN20A | Cogen
8932 | ICPGN30A | Cogen
8933 | FGNTS001 | CC
8934 | FGNTS101 | CC
8935 | FGNTS201 | CC
8936 | MVGN#1 | CC
8937 | MVGN#2 | CC
8938 | MVGN#3 | CC
8981 | HECN1 | CC
8982 | HECN2 | CC
8983 | HECN3 | CC
9000 | DECKR_G1 | GST
9001 | DECKR_G2 | GST
9002 | DECKR_G3 | GGT
9003 | DECKR_G4 | GGT
9004 | DECKR_G5 | GGT
9005 | DECKR_G6 | GGT
9016 | SANDH_G1 | GGT
9017 | SANDH_G2 | GGT
9018 | SANDH_G3 | GGT
9019 | SANDH_G4 | GGT
9020 | SANDHG5A | CC
9021 | SANDHG5C | CC
11001 | NAV1CT | CC
11009 | NAV2CT | CC
11011 | NAV3ST | CC
11012 | NAV4CT | CC
11013 | NAV5CT | CC
11014 | NAV6ST | CC
11020 | TIEHVSG_1G | CC
11021 | TIEHVCG_1G | CC
11022 | TIEHVCG_2G | CC
11023 | TIEHVCG_3G | CC
11024 | TIEHVCG_4G | CC
11025 | TIEHVSG_2G | CC
11056 | ROSCOE_1G | Wind
11057 | CHAMPION_1G | Wind
11058 | PYRON_1G | Wind
11059 | INADALE_1G | Wind
11065 | ELBOWCK_1G | Wind
11147 | NOTREES_1G | Wind
11309 | BULLCREK_2G | Wind
11310 | BULLCREK_1G | Wind
11320 | COYOTE_1G | Wind
11691 | KMICHICT1_G | CC
11692 | KMICHICT2_G | CC
11693 | KMICHIST3_G | CC
11694 | KMICHICT4_G | CC
11695 | KMICHICT5_G | CC
11696 | KMICHIST6_G | CC
12322 | ENNSTRAC_1G | CC
12323 | ENNSTRAC_2G | CC
12411 | FPLEFR1A_G | CC
12412 | FPLEFR1B_G | CC
12413 | FPLEFR1C_G | CC
12414 | FPLEFR1S_G | CC
12421 | FPLEFR2A_G | CC
12422 | FPLEFR2B_G | CC
12423 | FPLEFR2C_G | CC
12424 | FPLEFR2S_G | CC
12440 | PARKD_1SVC8 | GST
12449 | PARKD_2SVC8 | GST
13116 | TGATEWAY_1G | CC
13117 | TGATEWAY_2G | CC
13118 | TGATEWAY_3G | CC
13119 | TGATEWAY_4G | CC
13131 | CALFREST_1G | CC
13132 | CALFREST_2G | CC
13133 | CALFREST_3G | CC
13134 | CALFREST_4G | CC
13135 | CALFREST_5G | CC
13136 | CALFREST_6G | CC
13432 | SANDOW_5G | LIGCO
32798 | BRYN_TAMUGEN | GST
32883 | BRYN_DNSBY3 | GST
32884 | BRYN_DNSBY13 | GST
32886 | BRYN_ATKINS3 | GST
32887 | BRYN_ATKINS6 | GST
32888 | BRYN_ATKINS7 | GGT
32890 | BRYN_ATKINS4 | GST
32891 | BRYN_ATKINS5 | GST
32892 | BRYN_DNSBY14 | GST
36998 | RDCNYNG1 | Wind
38332 | TNWDWRDU2_8 | Wind
38437 | TNSRBNMESA9 | Wind
38580 | TNBP_CGN1_8 | Cogen
38590 | TNBP_CGN2_8 | Cogen
38600 | TNBP_CGN3_8 | Cogen
38611 | TNBPAMCG1_8 | Cogen
38612 | TNBPAMCG2_8 | Cogen
38613 | TNBPAMCG3_8 | Cogen
38614 | TNBPAMCG4_8 | Cogen
38615 | TNBPAMCG5_8 | Cogen
38690 | TNBP_CGN4_8 | Cogen
38711 | TNTXCTY1CG8 | Cogen
38712 | TNTXCTY2CG8 | Cogen
38713 | TNTXCTY3CG8 | Cogen
38714 | TNTXCTY4CG8 | Cogen
39190 | TNSLCGN1__8 | Cogen
39470 | TNDOWCGNSG8 | Cogen
39480 | TNDOWCGNGG8 | Cogen
39760 | TNSCLP1___8 | Cogen
39770 | TNSCLP2___8 | Cogen
39775 | TNSCLP4___8 | Cogen
39790 | TNSCLP3___8 | Cogen
39960 | TNTNPONE_18 | LIGCO
39970 | TNTNPONE_28 | LIGCO
48500 | APD_GT1_8005 | Cogen
48510 | AK_GT1__8040 | Cogen
48511 | LPE_GT1_8070 | GGT
48512 | LPE_GT2_8075 | GGT
48513 | LPE_GT3_8080 | GGT
48514 | LPE_GT4_8085 | GGT
48520 | BSF_GT1_8070 | Cogen
48520 | BSF_GT1_8070 | Cogen
48521 | BVE_GT1_GT1 | CC
48522 | BVE_GT2_5035 | CC
48523 | BVE_ST1_GN1 | CC
48531 | BYU_GT1_8075 | Cogen
48532 | BYU_GT2_8055 | Cogen
48533 | BYU_GT3_8060 | Cogen
48534 | BYU_GT4_8065 | Cogen
48551 | CAL_GT1_8045 | Cogen
48552 | CAL_ST1_8000 | Cogen
48561 | CTL_GT2_8130 | Cogen
48562 | CTL_GT3_8135 | Cogen
48563 | CTL_GT4_8140 | Cogen
48564 | CTL_GN1_8145 | Cogen
48565 | CTL_GN2_8155 | Cogen
48581 | CBY_GN1_1 | GSC
48582 | CBY_GN2_2 | GSC
48583 | CBY_GT4_1 | GSC
48584 | CBY_GT4_2 | CC
48585 | CBY_ST4_1 | CC
48591 | CHE_GT2_5030 | Cogen
48593 | CHE_GT1_8015 | Cogen
48594 | CHE_GN4_8025 | Cogen
48595 | BTE_GT2_8075 | CC
48596 | BTE_GT3_8045 | CC
48597 | BTE_GT4_8055 | CC
48598 | BTE_ST1_8070 | CC
48611 | DIB_GT1_8080 | Cogen
48612 | DIB_GT2_8075 | Cogen
48613 | DIB_ST1_8085 | Cogen
48614 | DIB_GT3_8090 | Cogen
48641 | DPEC_GT15040 | CC
48642 | DPEC_GT25025 | CC
48643 | DPEC_GT35010 | CC
48644 | DPEC_GT45070 | CC
48645 | DPEC_ST55065 | CC
48651 | EP_1_2 | Cogen
48651 | EP_1_2 | Cogen
48671 | FTR_GT1_5105 | CC
48672 | FTR_GT2_5110 | CC
48673 | FTR_GT3_5085 | CC
48674 | FTR_CN4_5095 | CC
48690 | GBY_GN5_5 | GSC
48691 | GBY_73741085 | GGT
48691 | GBY_73741085 | GGT
48692 | GBY_81821075 | GGT
48692 | GBY_81821075 | GGT
48693 | GBY_83841065 | GGT
48693 | GBY_83841065 | GGT
48721 | LEG_1___1 | LIGCO
48722 | LEG_2___2 | LIGCO
48730 | MNS_GT | Cogen
48731 | CBE_GT1 | CC
48732 | CBE_GT2 | CC
48733 | CBE_ST12 | CC
48734 | CBE_GT3 | CC
48735 | CBE_GT4 | CC
48736 | CBE_ST34 | CC
48740 | PSG_GN2_8050 | Cogen
48741 | PSG_GT2_8040 | Cogen
48742 | PSG_GT3_8060 | Cogen
48761 | PR_GT1__9040 | Cogen
48772 | PHR_GN2_2 | GSC
48791 | PSA_GT1_8160 | Cogen
48792 | PSA_GT2_8155 | Cogen
48793 | PSA_GT3_8150 | Cogen
48794 | PSA_GT4_8145 | Cogen
48795 | PSA_GT5_8140 | Cogen
48796 | PSA_GN1_8165 | Cogen
48797 | PSA_GT6_8135 | Cogen
48811 | CVC_GT3_5045 | Cogen
48812 | CVC_GT2_5020 | Cogen
48813 | CVC_GT1_5035 | Cogen
48814 | CVC_ST5_5040 | Cogen
48815 | CVC_GT4_8005 | Cogen
48820 | SHELLG1_3015 | Cogen
48821 | SHELLG2 | Cogen
48822 | SHELLG3_3020 | Cogen
48822 | SHELLG3_3020 | Cogen
48841 | SJS_GT1_GT1 | Cogen
48842 | SJS_GT2_GT2 | Cogen
48845 | SOL_GT1 | Solar
48851 | SRB_GN1_1 | GST
48852 | SRB_GN2_2 | GST
48853 | SRB_GN3_3 | GST
48854 | SRB_GN4_4 | GST
48855 | SRB_GT211035 | GGT
48855 | SRB_GT211035 | GGT
48873 | THW_ST3_ST_3 | CC
48874 | THW_ST4_ST_4 | CC
48875 | THW_3132 | CC
48875 | THW_3132 | CC
48877 | THW_3334 | CC
48877 | THW_3334 | CC
48879 | THW_4142 | CC
48879 | THW_4142 | CC
48881 | THW_4344 | CC
48881 | THW_4344 | CC
48883 | THW_GT1_GT_1 | GGT
48885 | THW_5152 | GGT
48885 | THW_5152 | GGT
48886 | THW_5354 | GGT
48886 | THW_5354 | GGT
48887 | THW_5556 | GGT
48887 | THW_5556 | GGT
48911 | TGF_GT1_8000 | Cogen
48921 | WAP_GN1_1 | GST
48922 | WAP_GN2_2 | GST
48923 | WAP_GN3_3 | GST
48924 | WAP_GN4_4 | GSC
48925 | WAP_GN5_5 | LIGCO
48926 | WAP_GN6_6 | LIGCO
48927 | WAP_GN7_7 | LIGCO
48928 | WAP_GN8_8 | LIGCO
48929 | WAPGT21_GT1 | GGT
48940 | WARVUE_GT1 | Cogen
49803 | EXN_15GT | Cogen
49804 | EXN_16GT | Cogen
49805 | EXN_17GT | Cogen
49826 | EXN938GT | Cogen
49828 | EXN941GT | Cogen
49829 | EXN942GT | Cogen
49830 | EXN943GT | Cogen
49831 | EXN944GT | Cogen
49832 | EXN945GT | Cogen
49837 | EXN_GT | Cogen
49838 | EXN_14GT | Cogen
49851 | DOW17000 | Cogen
49858 | DOW38100 | Cogen
49859 | DOW38200 | Cogen
49860 | DOW38300 | Cogen
49862 | DOW39100 | Cogen
49863 | DOW39200 | Cogen
49865 | DOW41000 | Cogen
49866 | DOW42000 | Cogen
49869 | DOW49000 | Cogen
49870 | DOW61000 | Cogen
49871 | DOW62000 | Cogen
49872 | DOW63000 | Cogen
49873 | DOW64000 | Cogen
49876 | DOW65000 | Cogen
49877 | DOW66000 | Cogen
49878 | DOW67000 | Cogen
49882 | DOW81000 | Cogen
49884 | DOW82000 | Cogen
49885 | DOW83000 | Cogen
49886 | DOW84000 | Cogen
58909 | PEARSALLSCG1 | Diesel
58909 | PEARSALLSCG1 | Diesel
58909 | PEARSALLSCG1 | Diesel
58909 | PEARSALLSCG1 | Diesel
58909 | PEARSALLSCG1 | Diesel
58909 | PEARSALLSCG1 | Diesel
58919 | PEARSALLSCG2 | Diesel
58919 | PEARSALLSCG2 | Diesel
58919 | PEARSALLSCG2 | Diesel
58919 | PEARSALLSCG2 | Diesel
58919 | PEARSALLSCG2 | Diesel
58919 | PEARSALLSCG2 | Diesel
58929 | PEARSALLSCG3 | Diesel
58929 | PEARSALLSCG3 | Diesel
58929 | PEARSALLSCG3 | Diesel
58929 | PEARSALLSCG3 | Diesel
58929 | PEARSALLSCG3 | Diesel
58929 | PEARSALLSCG3 | Diesel
58949 | PEARSALLSCG4 | Diesel
58949 | PEARSALLSCG4 | Diesel
58949 | PEARSALLSCG4 | Diesel
58949 | PEARSALLSCG4 | Diesel
58949 | PEARSALLSCG4 | Diesel
58949 | PEARSALLSCG4 | Diesel
60000 | DSKY2 | Wind
60003 | KING_NE1A | Wind
60005 | KING_SE1A | Wind
60007 | KING_SW1A | Wind
60016 | WOODWRD11A | Wind
60017 | ORNNWP1 | Wind
60018 | DSKY1 | Wind
60019 | KING_NW1A | Wind
60057 | CALLAHAN1A | Wind
60058 | BUFF_GAP1A | Wind
60060 | CIRELLO | Wind
60063 | BUFF_GAP1B | Wind
60066 | H_HOLLOW1A | Wind
60068 | HHOLLOW21A | Wind
60070 | HHOLLOW31A | Wind
60072 | HHOLLOW41A | Wind
60081 | WHRLWIND1A | Wind
60201 | RIO DRCS | AVR
60202 | FRNDDRCS | AVR
71051 | L_BITTCR1_1N | Wind
71054 | L_SWEETW1_1N | Wind
71057 | L_SWEETW1_2N | Wind
71059 | L_SWEETW1_3N | Wind
71060 | L_SWEETW1_4N | Wind
71061 | L_SWEETW1_5N | Wind
76031 | L_GASCCR1_1N | Wind
76091 | L_DIVIDE1_1N | Wind
76095 | L_CAPRSI1_1N | Wind
76096 | L_CAPRSI1_2N | Wind
76097 | L_CAPRGE1_1N | Wind
80003 | MILHWYS | AVR
80012 | LAR | DCTie
80051 | FOR #8 | Cogen
80052 | FOR #9 | Cogen
80053 | FOR #10 | Cogen
80080 | GWINDT11A | Wind
80080 | GWINDT11A | Wind
80080 | GWINDT11A | Wind
80080 | GWINDT11A | Wind
80081 | GWINDT21A | Wind
80081 | GWINDT21A | Wind
80081 | GWINDT21A | Wind
80081 | GWINDT21A | Wind
80137 | CSDR89 | DCTie
80137 | CSDR89 | DCTie
80138 | CSDR7 | DCTie
80139 | CSDR56 | DCTie
80139 | CSDR56 | DCTie
80140 | CSDR11 | DCTie
80180 | PNSCALT11A | Wind
80180 | PNSCALT11A | Wind
80181 | PNSCALT21A | Wind
80181 | PNSCALT21A | Wind
80223 | REYSHR G | Cogen
80224 | VISTRONG1 | Cogen
80225 | VISTRONG2 | Cogen
80226 | ALCOA G | Cogen
80227 | AIRCO G | Cogen
80263 | B_DAVIS31A | CC
80264 | B_DAVIS41A | CC
80265 | LARECU40A | GGT
80266 | LARECU50A | GGT
86104 | CID-138 | DCTie
86105 | CID-230 | DCTie
86106 | CUF-230 | DCTie
86107 | CUF-138 | DCTie
88198 | BEEVILLE | AVR
88253 | HAMILTON | BLT
88299 | ZAPATA | BLT
88508 | FALFURRI | AVR