## Set up
Step 1 | Go to the Zones worksheet in this workbook. Make sure that the source and sink zones are set correctly and the "1"s and "-1"s are correct |  | Summary of Key Data points | Value
File Description: Cont_ TempleSS to TemplePEC and TempleSS to LakeCreek OL_ TempleSS to TemplePEC
Step 2 | Open Dennis' file that needs to have the data transferred, same file that is listed in cell K27 |  | Number of units | 645
|  |  | Dec PTDF cutoff point | 258
Step 3 | Copy columns J:X from an old Dennis' Sheet to the new sheet (if first round of a new alaysis) |  | Dec PTDF cutoff unit | BRYN_DNSBY14
|  |  | Dec 10% unit | HANDLEY_5G
Step 4 | Mark the contingencies and monitored element set by a "y" in column K of Dennis' sheet, if there are a match on the filename use something to make unique |  | Dec max cumltv zone impact - cumltv zone share | 0.028481
|  |  | Dec max cumltv zone impact - cumltv zone share pt | 122
Step 5 | Enter Dennis' file name into cell K27 |  | Dec max cumltv zone impact - cumltv zone share unit | TGATEWAY_4G
|  |  | North Zonal weighted AWGSF | 0.060423
Step 6 | click the step one button |  | South Zonal weighted AWGSF | -0.079268
|  |  | Inc PTDF cutoff point | 387
Step 7 | Enter the line ratings in Dennis' workbook, the Input worksheet, in the cells |  | Inc PTDF cutoff unit | TNSLCGN1__8
| X6:X30, or to the end of the selected list. |  | Inc 10% unit | L_SIMGID1_2Y
|  |  | Inc max cumltv zone impact - cumltv zone share | 0.13566
Step 8 | Check to see that the number of generators in Dennis' file matches the length |  | Inc max cumltv zone impact - cumltv zone share pt | 182
| of the formulas in columns L:V (Distributed Slack - Dec) have been copied through to the apporpriate number of rows |  | Inc max cumltv zone impact - cumltv zone share unit | RAYBURNGEN2
| If Dennis' sheet data is less than this file then clear any old unit data in columns A:K of this workbook to match the correct leng |  | North Zonal weighted AWGSF | 0.060423
| It is only necessary to match the Distributed Slack - Dec worksheet. |  | South Zonal weighted AWGSF | -0.079268
|  |  | Min of zone correlation | 0.060423
Step 9 | Click the step 2 button |  | Bounary gen in South Zone | 0
| The last file saved will still be open, yopu will need to close this file. |  | Bounary gen in soucre zone as % of line | 0%
| This sheet willno longer be open. |  | Bounary gen in North Zone | 0
|  |  | Bounary gen in soucre zone as % of line | 0
|  |  | OL element line rating | 493
|  |  | North Zonal weighted AWGSF | 0.060423
|  | NS_043009automation.xls | South Zonal weighted AWGSF | -0.079268
Copy Dennis' data step 1
Copy Dennis' Data Step 2

## Distributed Slack - Dec
Number of Bus | Name of Bus | ID | Area Name of Gen | AGC | P Sensitivity of Bus | Gen MW | Min MW | Max MW | V Sensitivity of Bus | Set Volt | Tech Type | Zone Impact | Zone Correlation | Inc Max | Dec Max | Souce S.F. Weighting | Souce Capacity | Sink S.F. Weighting | Sink Capacity | PTDF Calc | PTDF Weighting | Cumulative Share of Zonal Cap | Cumulative Share of Zonal Impact | Cont_ TempleSS to TemplePEC and TempleSS to LakeCreek OL_ TempleSS to TemplePEC |  | i_PTDF_DEC_pt | 258 |  | TGATEWAY_4G | Unit at max
3416 | LAKE_CRK1_G | 1 | North | YES | 0.1046 | 60 | 33 | 75 |  | 1.029 | GST | 1 | 0.18387 | 75 | 75 | 7.8453 | 75 |  |  | 0.18387 | 13.7904 | 0.001785 | 0.0023855 |  |  | i_10pctunit | 21 |  | 122 | # units @ max
3417 | LAKE_CRK2_G | 2 | North | YES | 0.1046 | 177.6 | 40 | 222 | 0 | 1.029 | GST | 1 | 0.18387 | 222 | 222 | 23.2221 | 222 |  |  | 0.18387 | 40.8196 | 0.0070686 | 0.0094467 |  |  | # units | 645 |  | 0.028481 | delta max
3403 | THOUSE_1G | 1 | North | YES | 0.10297 | 563 | 200 | 563 | 0 | 1.012 | GSC | 1 | 0.18223 | 563 | 563 | 57.9704 | 563 |  |  | 0.18223 | 102.5982 | 0.020468 | 0.027195 | [5 empty] | Delta
3404 | THOUSE_2G | 2 | North | YES | 0.10297 | 807 | 250 | 807 | 0 | 1.012 | GSC | 1 | 0.18223 | 807 | 807 | 83.0944 | 807 |  |  | 0.18223 | 147.0636 | 0.039674 | 0.052635 | Weighted Shift Factors |  |  |  | 1 | 0.00060055
238 | BOSQUESW505 | 1 | North | YES | 0.091306 | 255 | 0 | 255 | 0 | 1.02 | CC | 1 | 0.17057 | 255 | 255 | 23.283 | 255 |  |  | 0.17057 | 43.4963 | 0.045743 | 0.060159 | North | 0.060423 |  |  | 2 | 0.0023782
239 | BOSQUESW502 | 1 | North | YES | 0.091306 | 119.2 | 0 | 149 | 0 | 1.02 | GGT | 1 | 0.17057 | 149 | 149 | 13.6046 | 149 |  |  | 0.17057 | 25.4155 | 0.049289 | 0.064555 | South | -0.079268 |  |  | 3 | 0.0067269
247 | BOSQUESW501 | 2 | North | YES | 0.091306 | 124.8 | 0 | 156 | 0 | 1.02 | GGT | 1 | 0.17057 | 156 | 156 | 14.2437 | 156 |  |  | 0.17057 | 26.6095 | 0.053002 | 0.069158 |  |  |  |  | 4 | 0.01296
251 | BOSQUESW803 | 2 | North | YES | 0.073938 | 150 | 0 | 150 | 0 | 1.032 | CC | 1 | 0.15321 | 150 | 150 | 11.0907 | 150 |  |  | 0.15321 | 22.9809 | 0.056572 | 0.073134 |  |  |  |  | 5 | 0.014416
253 | BOSQUESW804 | 2 | North | YES | 0.073938 | 80 | 0 | 80 | 0 | 1.032 | CC | 1 | 0.15321 | 80 | 80 | 5.915 | 80 |  |  | 0.15321 | 12.2565 | 0.058476 | 0.075254 |  |  |  |  | 6 | 0.015266
244 | WHITNYDM01 | 1 | North | YES | 0.071529 | 15 | 0 | 15 | 0 | 1.035 | Hydro | 1 | 0.1508 | 0 | 0 | 0 | 0 |  |  | 0.1508 | 0 | 0.058476 | 0.075254 |  |  |  |  | 7 | 0.016156
245 | WHITNYDM02 | 2 | North | YES | 0.071529 | 15 | 0 | 15 | 0 | 1.035 | Hydro | 1 | 0.1508 | 0 | 0 | 0 | 0 |  |  | 0.1508 | 0 | 0.058476 | 0.075254 |  |  |  |  | 8 | 0.016562
1941 | MDLTHELP_1G | 1 | North | YES | 0.067342 | 216.4 | 74 | 216.4 | 0 | 1 | CC | 1 | 0.14661 | 216.4 | 216.4 | 14.5728 | 216.4 |  |  | 0.14661 | 31.7264 | 0.063626 | 0.080742 |  |  |  |  | 9 | 0.016778
1942 | MDLTHELP_2G | 2 | North | YES | 0.067342 | 216.1 | 74 | 216.1 | 0 | 1 | CC | 1 | 0.14661 | 216.1 | 216.1 | 14.5526 | 216.1 |  |  | 0.14661 | 31.6824 | 0.06877 | 0.086223 |  |  |  |  | 10 | 0.016778
1937 | MDLTHELP_5G | 5 | North | YES | 0.067241 | 224 | 74 | 224 | 0 | 1 | CC | 1 | 0.14651 | 224 | 224 | 15.062 | 224 |  |  | 0.14651 | 32.818 | 0.074101 | 0.0919 |  |  |  |  | 11 | 0.016778
1938 | MDLTHELP_6G | 6 | North | YES | 0.067241 | 226 | 74 | 226 | 0 | 1 | CC | 1 | 0.14651 | 226 | 226 | 15.1965 | 226 |  |  | 0.14651 | 33.111 | 0.07948 | 0.097627 |  |  |  |  | 12 | 0.017116
1943 | MDLTHELP_3G | 3 | North | YES | 0.067241 | 212 | 74 | 212 | 0 | 1 | CC | 1 | 0.14651 | 212 | 212 | 14.2551 | 212 |  |  | 0.14651 | 31.0599 | 0.084525 | 0.103 |  |  |  |  | 13 | 0.017453
1944 | MDLTHELP_4G | 4 | North | YES | 0.067241 | 211 | 74 | 211 | 0 | 1 | CC | 1 | 0.14651 | 211 | 211 | 14.1879 | 211 |  |  | 0.14651 | 30.9134 | 0.089547 | 0.10835 |  |  |  |  | 14 | 0.017799
366 | JNSNCNTY802 | 1 | North | YES | 0.065172 | 168 | 20 | 168 | 0 | 1.02 | Cogen | 1 | 0.14444 | 0 | 0 | 0 | 0 |  |  | 0.14444 | 0 | 0.089547 | 0.10835 |  |  |  |  | 15 | 0.018148
367 | JNSNCNTY802 | 2 | North | YES | 0.065172 | 90 | 20 | 90 | 0 | 1.02 | Cogen | 1 | 0.14444 | 0 | 0 | 0 | 0 |  |  | 0.14444 | 0 | 0.089547 | 0.10835 |  |  |  |  | 16 | 0.018475
1947 | HANDLEY_3G | 3 | North | YES | 0.064194 | 316 | 100 | 395 | 0 | 1.022 | GST | 1 | 0.14346 | 395 | 395 | 25.3566 | 395 |  |  | 0.14346 | 56.6675 | 0.098948 | 0.11815 |  |  |  |  | 17 | 0.018801
1949 | HANDLEY_5G | 5 | North | YES | 0.064194 | 348 | 150 | 435 | 0 | 1.022 | GST | 1 | 0.14346 | 435 | 435 | 27.9244 | 435 |  |  | 0.14346 | 62.4059 | 0.1093 | 0.12895 |  |  |  |  | 18 | 0.018801
1948 | HANDLEY_4G | 4 | North | YES | 0.064109 | 348 | 150 | 435 | 0 | 1.022 | GST | 1 | 0.14338 | 435 | 435 | 27.8874 | 435 |  |  | 0.14338 | 62.369 | 0.11965 | 0.13973 |  |  |  |  | 19 | 0.018801
1892 | DECRDOVA_2G | A | North | YES | 0.063363 | 65 | 65 | 70 | 0 | 1.025 | GGT | 1 | 0.14263 | 70 | 70 | 4.4354 | 70 |  |  | 0.14263 | 9.9842 | 0.12132 | 0.14146 |  |  |  |  | 20 | 0.019203
1893 | DECRDOVA_3G | B | North | YES | 0.063363 | 65 | 65 | 69 | 0 | 1.025 | GGT | 1 | 0.14263 | 69 | 69 | 4.372 | 69 |  |  | 0.14263 | 9.8415 | 0.12296 | 0.14316 |  |  |  |  | 21 | 0.019645
1894 | DECRDOVA_4G | C | North | YES | 0.063363 | 65 | 65 | 69 | 0 | 1.025 | GGT | 1 | 0.14263 | 69 | 69 | 4.372 | 69 |  |  | 0.14263 | 9.8415 | 0.1246 | 0.14487 |  |  |  |  | 22 | 0.020081
1895 | DECRDOVA_5G | D | North | YES | 0.063363 | 65 | 65 | 68 | 0 | 1.025 | GGT | 1 | 0.14263 | 68 | 68 | 4.3087 | 68 |  |  | 0.14263 | 9.6989 | 0.12622 | 0.14654 |  |  |  |  | 23 | 0.020142
1889 | DECRDOVA_1G | 1 | North | YES | 0.063308 | 779 | 255 | 779 | 0 | 1.02 | GSC | 1 | 0.14258 | 779 | 779 | 49.3169 | 779 |  |  | 0.14258 | 111.0666 | 0.14476 | 0.16576 |  |  |  |  | 24 | 0.020203
1877 | WLFHOLW_1G | 1 | North | YES | 0.063084 | 217.3 | 89.2 | 217.3 | 0 | 1.032 | CC | 1 | 0.14235 | 217.3 | 217.3 | 13.7082 | 217.3 |  |  | 0.14235 | 30.9331 | 0.14993 | 0.17111 |  |  |  |  | 25 | 0.020263
1878 | WLFHOLW_2G | 2 | North | YES | 0.063084 | 215.7 | 105 | 215.7 | 0 | 1.032 | CC | 1 | 0.14235 | 215.7 | 215.7 | 13.6072 | 215.7 |  |  | 0.14235 | 30.7053 | 0.15507 | 0.17642 |  |  |  |  | 26 | 0.020322
1879 | WLFHOLW_3G | 3 | North | YES | 0.063084 | 272.4 | 89.2 | 272.4 | 0 | 1.032 | CC | 1 | 0.14235 | 272.4 | 272.4 | 17.1841 | 272.4 |  |  | 0.14235 | 38.7767 | 0.16155 | 0.18313 |  |  |  |  | 27 | 0.020995
1861 | EAGLEMNT_1G | MB | North | YES | 0.062793 | 0 | 30 | 112 |  | 1.022 | GST | 1 | 0.14206 | 0 | 0 | 0 | 0 |  |  | 0.14206 | 0 | 0.16155 | 0.18313 |  |  |  |  | 28 | 0.021174
1862 | EAGLEMNT_2G | MB | North | YES | 0.062793 | 0 | 40 | 100 |  | 1.022 | GST | 1 | 0.14206 | 0 | 0 | 0 | 0 |  |  | 0.14206 | 0 | 0.16155 | 0.18313 |  |  |  |  | 29 | 0.021352
1863 | EAGLEMNT_3G | MB | North | YES | 0.062793 | 0 | 50 | 378 |  | 1.022 | GST | 1 | 0.14206 | 0 | 0 | 0 | 0 |  |  | 0.14206 | 0 | 0.16155 | 0.18313 |  |  |  |  | 30 | 0.021577
1898 | COMCHEPK_1G | 1 | North | YES | 0.062787 | 1217 | 1150 | 1217 | 0 | 1.032 | Nuc | 1 | 0.14205 | 0 | 0 | 0 | 0 |  |  | 0.14205 | 0 | 0.16155 | 0.18313 |  |  |  |  | 31 | 0.021577
1899 | COMCHEPK_2G | 2 | North | YES | 0.062787 | 1159 | 1128 | 1159 | 0 | 1.032 | Nuc | 1 | 0.14205 | 0 | 0 | 0 | 0 |  |  | 0.14205 | 0 | 0.16155 | 0.18313 |  |  |  |  | 32 | 0.021577
12322 | ENNSTRAC_1G | 1 | North | YES | 0.062762 | 196 | 130 | 196 | 0 | 1.036 | CC | 1 | 0.14203 | 196 | 196 | 12.3014 | 196 |  |  | 0.14203 | 27.8379 | 0.16622 | 0.18794 |  |  |  |  | 33 | 0.021577
12323 | ENNSTRAC_2G | 2 | North | YES | 0.062762 | 116 | 100 | 116 | 0 | 1.036 | CC | 1 | 0.14203 | 116 | 116 | 7.2804 | 116 |  |  | 0.14203 | 16.4755 | 0.16898 | 0.19079 |  |  |  |  | 34 | 0.021577
2381 | NTHLK1_G | 1 | North | YES | 0.062389 | 0 | 35 | 156 |  | 1.022 | GST | 1 | 0.14166 | 156 | 156 | 9.7327 | 156 |  |  | 0.14166 | 22.0985 | 0.17269 | 0.19462 |  |  |  |  | 35 | 0.021577
2382 | NTHLK2_G | 2 | North | YES | 0.062389 | 0 | 35 | 181 |  | 1.022 | GST | 1 | 0.14166 | 181 | 181 | 11.2924 | 181 |  |  | 0.14166 | 25.6399 | 0.177 | 0.19905 |  |  |  |  | 36 | 0.021728
2383 | NTHLK3_G | 3 | North | YES | 0.062389 | 0 | 50 | 329 |  | 1.022 | GST | 1 | 0.14166 | 329 | 329 | 20.526 | 329 |  |  | 0.14166 | 46.6051 | 0.18483 | 0.20711 |  |  |  |  | 37 | 0.021817
2413 | MTCK6_G | 6 | North | YES | 0.062251 | 0 | 30 | 118 |  | 1.022 | GST | 1 | 0.14152 | 118 | 118 | 7.3456 | 118 |  |  | 0.14152 | 16.6992 | 0.18764 | 0.21 |  |  |  |  | 38 | 0.021927
2414 | MTCK7_G | 7 | North | YES | 0.062251 | 0 | 30 | 115 |  | 1.022 | GST | 1 | 0.14152 | 115 | 115 | 7.1589 | 115 |  |  | 0.14152 | 16.2747 | 0.19037 | 0.21282 |  |  |  |  | 39 | 0.022054
2417 | MTCK8_G | 8 | North | YES | 0.062251 | 444.8 | 60 | 556 | 0 | 1.022 | GSC | 1 | 0.14152 | 556 | 556 | 34.6116 | 556 |  |  | 0.14152 | 78.6845 | 0.20361 | 0.22643 |  |  |  |  | 40 | 0.022286
923 | SPENCER_G4 | 1 | North | YES | 0.06193 | 48 | 20 | 61 | 0 | 1.03 | GST | 1 | 0.1412 | 61 | 61 | 3.7777 | 61 |  |  | 0.1412 | 8.6131 | 0.20506 | 0.22792 |  |  |  |  | 41 | 0.022367
924 | SPENCER_G5 | 1 | North | YES | 0.06193 | 52 | 20 | 66 | 0 | 1.03 | GST | 1 | 0.1412 | 66 | 66 | 4.0874 | 66 |  |  | 0.1412 | 9.3191 | 0.20663 | 0.22953 |  |  |  |  | 42 | 0.022445
2371 | COLLIN_1G | MB | North | YES | 0.061898 | 0 | 40 | 138 |  | 1.022 | GST | 1 | 0.14117 | 0 | 0 | 0 | 0 |  |  | 0.14117 | 0 | 0.20663 | 0.22953 |  |  |  |  | 43 | 0.022824
6948 | DENISNDM | 1 | North | YES | 0.061556 | 40 | 5 | 40 |  | 1.015 | Hydro | 1 | 0.14082 | 0 | 0 | 0 | 0 |  |  | 0.14082 | 0 | 0.20663 | 0.22953 |  |  |  |  | 44 | 0.022862
6948 | DENISNDM | 2 | North | YES | 0.061556 | 31 | 5 | 40 |  | 1.015 | Hydro | 1 | 0.14082 | 0 | 0 | 0 | 0 |  |  | 0.14082 | 0 | 0.20663 | 0.22953 |  |  |  |  | 45 | 0.022903
580 | JCKCNTY801 | 1 | North | YES | 0.061519 | 288 | 0 | 288 | 0 | 1.022 | CC | 1 | 0.14079 | 288 | 288 | 17.7175 | 288 |  |  | 0.14079 | 40.5466 | 0.21348 | 0.23654 |  |  |  |  | 46 | 0.022903
581 | JCKCNTY802 | 2 | North | YES | 0.061519 | 147 | 0 | 147 | 0 | 1.022 | CC | 1 | 0.14079 | 147 | 147 | 9.0433 | 147 |  |  | 0.14079 | 20.6957 | 0.21698 | 0.24012 |  |  |  |  | 47 | 0.022903
582 | JCKCNTY803 | 3 | North | YES | 0.061519 | 147 | 0 | 147 | 0 | 1.022 | CC | 1 | 0.14079 | 147 | 147 | 9.0433 | 147 |  |  | 0.14079 | 20.6957 | 0.22048 | 0.2437 |  |  |  |  | 48 | 0.022903
728 | WOLFRIDGE801 | 1 | North | YES | 0.061506 | 11.2 | 0 | 112.5 | 0 | 0.99 | Wind | 1 | 0.14077 | 0 | 112.5 | 6.9194 | 112.5 |  |  | 0.14077 | 15.8371 | 0.22316 | 0.24644 |  |  |  |  | 49 | 0.023063
1687 | VALLEY_1G | 1 | North | YES | 0.061506 | 136 | 15 | 170 | 0 | 1.029 | GST | 1 | 0.14077 | 170 | 170 | 10.456 | 170 |  |  | 0.14077 | 23.9316 | 0.2272 | 0.25058 |  |  |  |  | 50 | 0.023144
1688 | VALLEY_2G | 2 | North | YES | 0.061506 | 527 | 90 | 527 | 0 | 1.029 | GSC | 1 | 0.14077 | 527 | 527 | 32.4137 | 527 |  |  | 0.14077 | 74.1878 | 0.23975 | 0.26342 |  |  |  |  | 51 | 0.023226
1689 | VALLEY_3G | 3 | North | YES | 0.061458 | 0 | 25 | 375 |  | 1.003 | GST | 1 | 0.14073 | 375 | 375 | 23.0467 | 375 |  |  | 0.14073 | 52.7722 | 0.24867 | 0.27255 |  |  |  |  | 52 | 0.023288
11691 | KMICHICT1_G | 1 | North | YES | 0.061458 | 144 | 80 | 144 | 0 | 1.026 | CC | 1 | 0.14073 | 144 | 144 | 8.85 | 144 |  |  | 0.14073 | 20.2645 | 0.2521 | 0.27605 |  |  |  |  | 53 | 0.023381
11692 | KMICHICT2_G | 2 | North | YES | 0.061458 | 146 | 80 | 146 | 0 | 1.026 | CC | 1 | 0.14073 | 146 | 146 | 8.9729 | 146 |  |  | 0.14073 | 20.546 | 0.25557 | 0.27961 |  |  |  |  | 54 | 0.023672
11693 | KMICHIST3_G | 3 | North | YES | 0.061458 | 312 | 60 | 312 | 0 | 1.026 | CC | 1 | 0.14073 | 312 | 312 | 19.1749 | 312 |  |  | 0.14073 | 43.9065 | 0.263 | 0.2872 |  |  |  |  | 55 | 0.023876
11694 | KMICHICT4_G | 4 | North | YES | 0.061458 | 144 | 80 | 144 | 0 | 1.026 | CC | 1 | 0.14073 | 144 | 144 | 8.85 | 144 |  |  | 0.14073 | 20.2645 | 0.26642 | 0.29071 |  |  |  |  | 56 | 0.023955
11695 | KMICHICT5_G | 5 | North | YES | 0.061458 | 148 | 80 | 148 | 0 | 1.026 | CC | 1 | 0.14073 | 148 | 148 | 9.0958 | 148 |  |  | 0.14073 | 20.8274 | 0.26995 | 0.29431 |  |  |  |  | 57 | 0.024034
11696 | KMICHIST6_G | 6 | North | YES | 0.061458 | 310 | 60 | 310 | 0 | 1.026 | CC | 1 | 0.14073 | 310 | 310 | 19.052 | 310 |  |  | 0.14073 | 43.625 | 0.27733 | 0.30186 |  |  |  |  | 58 | 0.024204
1678 | LAMARPWR_1G | 1 | North | YES | 0.061409 | 160 | 67.7 | 160 | 0 | 1.038 | CC | 1 | 0.14068 | 160 | 160 | 9.8254 | 160 |  |  | 0.14068 | 22.5083 | 0.28113 | 0.30575 |  |  |  |  | 59 | 0.024282
1679 | LAMARPWR_2G | 2 | North | YES | 0.061409 | 156 | 67.7 | 156 | 0 | 1.038 | CC | 1 | 0.14068 | 156 | 156 | 9.5798 | 156 |  |  | 0.14068 | 21.9456 | 0.28485 | 0.30955 |  |  |  |  | 60 | 0.024362
1680 | LAMARPWR_3G | 3 | North | YES | 0.061409 | 196 | 129.1 | 196 | 0 | 1.038 | CC | 1 | 0.14068 | 196 | 196 | 12.0362 | 196 |  |  | 0.14068 | 27.5727 | 0.28951 | 0.31432 |  |  |  |  | 61 | 0.024531
1681 | LAMARPWR_4G | 4 | North | YES | 0.061409 | 156 | 67.7 | 156 | 0 | 1.038 | CC | 1 | 0.14068 | 156 | 156 | 9.5798 | 156 |  |  | 0.14068 | 21.9456 | 0.29322 | 0.31811 |  |  |  |  | 62 | 0.024616
1682 | LAMARPWR_5G | 5 | North | YES | 0.061409 | 157 | 67.7 | 157 | 0 | 1.038 | CC | 1 | 0.14068 | 157 | 157 | 9.6412 | 157 |  |  | 0.14068 | 22.0863 | 0.29696 | 0.32193 |  |  |  |  | 63 | 0.0247
1683 | LAMARPWR_6G | 6 | North | YES | 0.061409 | 198 | 129.1 | 198 | 0 | 1.038 | CC | 1 | 0.14068 | 198 | 198 | 12.159 | 198 |  |  | 0.14068 | 27.854 | 0.30167 | 0.32675 |  |  |  |  | 64 | 0.024805
503 | NTHTEXAS01 | 1 | North | YES | 0.061407 | 0 | 5 | 18 |  | 1.015 | GST | 1 | 0.14067 | 18 | 18 | 1.1053 | 18 |  |  | 0.14067 | 2.5321 | 0.3021 | 0.32719 |  |  |  |  | 65 | 0.024888
504 | NTHTEXAS02 | 2 | North | YES | 0.061407 | 14.4 | 5 | 18 |  | 1.015 | GST | 1 | 0.14067 | 18 | 18 | 1.1053 | 18 |  |  | 0.14067 | 2.5321 | 0.30253 | 0.32763 |  |  |  |  | 66 | 0.024972
505 | NTHTEXAS03 | 3 | North | YES | 0.061407 | 30.4 | 15 | 38 |  | 1.015 | GST | 1 | 0.14067 | 38 | 38 | 2.3335 | 38 |  |  | 0.14067 | 5.3456 | 0.30343 | 0.32855 |  |  |  |  | 67 | 0.025078
1675 | PEC_1G | 1 | North | YES | 0.06136 | 76.7 | 35 | 76.7 | 0 | 1.022 | Cogen | 1 | 0.14063 | 0 | 0 | 0 | 0 |  |  | 0.14063 | 0 | 0.30343 | 0.32855 |  |  |  |  | 68 | 0.025088
1676 | PEC_2G | 2 | North | YES | 0.06136 | 79.6 | 35 | 79.6 | 0 | 1.022 | Cogen | 1 | 0.14063 | 0 | 0 | 0 | 0 |  |  | 0.14063 | 0 | 0.30343 | 0.32855 |  |  |  |  | 69 | 0.025098
1677 | PEC_3G | 3 | North | YES | 0.06136 | 88.4 | 35 | 88.4 | 0 | 1.022 | Cogen | 1 | 0.14063 | 0 | 0 | 0 | 0 |  |  | 0.14063 | 0 | 0.30343 | 0.32855 |  |  |  |  | 70 | 0.025118
1701 | MOSES_1G | 1 | North | YES | 0.061332 | 558 | 175 | 558 | 0 | 1.023 | LIGCO | 1 | 0.1406 | 0 | 558 | 34.2233 | 558 |  |  | 0.1406 | 78.4547 | 0.31671 | 0.34212 |  |  |  |  | 71 | 0.025118
1702 | MOSES_2G | 2 | North | YES | 0.061332 | 579 | 175 | 579 | 0 | 1.023 | LIGCO | 1 | 0.1406 | 0 | 579 | 35.5112 | 579 |  |  | 0.1406 | 81.4073 | 0.33049 | 0.35621 |  |  |  |  | 72 | 0.025118
1703 | MOSES_3G | 3 | North | YES | 0.061332 | 808 | 463 | 808 | 0 | 1.023 | LIGCO | 1 | 0.1406 | 0 | 808 | 49.5563 | 808 |  |  | 0.1406 | 113.6047 | 0.34972 | 0.37586 |  |  |  |  | 73 | 0.025118
5925 | DCEAST | EQ | North | YES | 0.061332 | 400.3 | -600 | 600 | 0 | 1.025 | DCTie | 1 | 0.1406 | 0 | 0 | 0 | 0 |  |  | 0.1406 | 0 | 0.34972 | 0.37586 |  |  |  |  | 74 | 0.025409
842 | OLINGER_G1 | 1 | North | YES | 0.061276 | 55.4 | 20 | 79 | 0 | 1.03 | GST | 1 | 0.14054 | 79 | 79 | 4.8408 | 79 |  |  | 0.14054 | 11.103 | 0.3516 | 0.37778 |  |  |  |  | 75 | 0.025711
843 | OLINGER_G2 | 1 | North | YES | 0.061276 | 76.2 | 25 | 110 | 0 | 1.03 | GST | 1 | 0.14054 | 110 | 110 | 6.7404 | 110 |  |  | 0.14054 | 15.4598 | 0.35422 | 0.38045 |  |  |  |  | 76 | 0.026133
844 | OLINGER_G3 | 1 | North | YES | 0.061276 | 103.9 | 45 | 150 | 0 | 1.03 | GST | 1 | 0.14054 | 150 | 150 | 9.1914 | 150 |  |  | 0.14054 | 21.0816 | 0.35779 | 0.3841 |  |  |  |  | 77 | 0.026133
845 | OLINGER_G4 | 1 | North | YES | 0.061276 | 51.9 | 0 | 76 | 0 | 1.03 | GGT | 1 | 0.14054 | 76 | 76 | 4.657 | 76 |  |  | 0.14054 | 10.6813 | 0.3596 | 0.38595 |  |  |  |  | 78 | 0.026174
837 | NEWMAN_G5 | 1 | North | YES | 0.061272 | 0 | 15 | 40 |  | 1.01 | GST | 1 | 0.14054 | 40 | 40 | 2.4509 | 40 |  |  | 0.14054 | 5.6216 | 0.36055 | 0.38692 |  |  |  |  | 79 | 0.02623
12440 | PARKD_1SVC8 | 1 | North | YES | 0.061242 | 0 | 0 | 0 | 0 | 1.007 | GST | 1 | 0.14051 | 0 | 0 | 0 | 0 |  |  | 0.14051 | 0 | 0.36055 | 0.38692 |  |  |  |  | 80 | 0.026307
12449 | PARKD_2SVC8 | 1 | North | YES | 0.061242 | 0 | 0 | 0 | 0 | 1.007 | GST | 1 | 0.14051 | 0 | 0 | 0 | 0 |  |  | 0.14051 | 0 | 0.36055 | 0.38692 |  |  |  |  | 81 | 0.026346
948 | STEAM1 | 1 | North | YES | 0.061192 | 0 | 12 | 20 |  | 1.02 | GST | 1 | 0.14046 | 20 | 20 | 1.2238 | 20 |  |  | 0.14046 | 2.8092 | 0.36103 | 0.38741 |  |  |  |  | 82 | 0.026366
949 | STEAM2 | 1 | North | YES | 0.061192 | 26 | 8 | 26 | 0 | 0.99 | GST | 1 | 0.14046 | 26 | 26 | 1.591 | 26 |  |  | 0.14046 | 3.652 | 0.36165 | 0.38804 |  |  |  |  | 83 | 0.026366
950 | STEAM3 | 1 | North | YES | 0.061192 | 41 | 13 | 42 | 0 | 1.02 | GST | 1 | 0.14046 | 42 | 42 | 2.5701 | 42 |  |  | 0.14046 | 5.8993 | 0.36265 | 0.38906 |  |  |  |  | 84 | 0.026366
2451 | LKHB1_G | 1 | North | YES | 0.061126 | 0 | 80 | 391 |  | 1.022 | GST | 1 | 0.14039 | 391 | 391 | 23.9003 | 391 |  |  | 0.14039 | 54.894 | 0.37195 | 0.39855 |  |  |  |  | 85 | 0.026376
2452 | LKHB2_G | 2 | North | YES | 0.061126 | 516 | 80 | 516 | 0 | 1.022 | GST | 1 | 0.14039 | 516 | 516 | 31.541 | 516 |  |  | 0.14039 | 72.4433 | 0.38423 | 0.41108 |  |  |  |  | 86 | 0.026389
1453 | WCPWRCO_1G | 1 | North | YES | 0.06101 | 204 | 50 | 204 | 0 | 1.02 | CC | 1 | 0.14028 | 204 | 204 | 12.446 | 204 |  |  | 0.14028 | 28.6167 | 0.38909 | 0.41604 |  |  |  |  | 87 | 0.02641
1454 | WCPWRCO_2G | 2 | North | YES | 0.06101 | 204 | 50 | 204 | 0 | 1.02 | CC | 1 | 0.14028 | 204 | 204 | 12.446 | 204 |  |  | 0.14028 | 28.6167 | 0.39394 | 0.42099 |  |  |  |  | 88 | 0.0266
1455 | WCPWRCO_3G | 3 | North | YES | 0.06101 | 242 | 50 | 242 |  | 1.02 | CC | 1 | 0.14028 | 242 | 242 | 14.7644 | 242 |  |  | 0.14028 | 33.9473 | 0.3997 | 0.42686 |  |  |  |  | 89 | 0.026851
332 | RWMILLER01 | 1 | North | YES | 0.06073 | 58.4 | 18.5 | 73 | 0 | 1.04 | GST | 1 | 0.14 | 73 | 73 | 4.4333 | 73 |  |  | 0.14 | 10.2198 | 0.40144 | 0.42863 |  |  |  |  | 90 | 0.026946
333 | RWMILLER02 | 2 | North | YES | 0.06073 | 95.2 | 37 | 119 | 0 | 1.04 | GST | 1 | 0.14 | 119 | 119 | 7.2269 | 119 |  |  | 0.14 | 16.6597 | 0.40427 | 0.43151 |  |  |  |  | 91 | 0.027041
334 | RWMILLER03 | 3 | North | YES | 0.06073 | 166.4 | 65 | 208 | 0 | 1.04 | GST | 1 | 0.14 | 208 | 208 | 12.6318 | 208 |  |  | 0.14 | 29.1196 | 0.40922 | 0.43654 |  |  |  |  | 92 | 0.027154
335 | RWMILLER04 | 4 | North | YES | 0.06073 | 81.6 | 0 | 102 | 0 | 1.04 | GST | 1 | 0.14 | 102 | 102 | 6.1945 | 102 |  |  | 0.14 | 14.2798 | 0.41165 | 0.43902 |  |  |  |  | 93 | 0.027184
336 | RWMILLER05 | 5 | North | YES | 0.06073 | 80.8 | 0 | 101 | 0 | 1.04 | GST | 1 | 0.14 | 101 | 101 | 6.1337 | 101 |  |  | 0.14 | 14.1398 | 0.41406 | 0.44146 |  |  |  |  | 94 | 0.027234
12411 | FPLEFR1A_G | 1 | North | YES | 0.0607 | 161 | 72 | 161 | 0 | 1 | CC | 1 | 0.13997 | 161 | 161 | 9.7727 | 161 |  |  | 0.13997 | 22.5348 | 0.41789 | 0.44536 |  |  |  |  | 95 | 0.027321
12412 | FPLEFR1B_G | 2 | North | YES | 0.0607 | 164 | 72 | 164 | 0 | 1 | CC | 1 | 0.13997 | 164 | 164 | 9.9548 | 164 |  |  | 0.13997 | 22.9547 | 0.42179 | 0.44933 |  |  |  |  | 96 | 0.027364
12413 | FPLEFR1C_G | 3 | North | YES | 0.0607 | 164 | 72 | 164 | 0 | 1 | CC | 1 | 0.13997 | 164 | 164 | 9.9548 | 164 |  |  | 0.13997 | 22.9547 | 0.42569 | 0.4533 |  |  |  |  | 97 | 0.027406
12414 | FPLEFR1S_G | 4 | North | YES | 0.0607 | 414 | 191 | 414 | 0 | 1 | CC | 1 | 0.13997 | 414 | 414 | 25.1298 | 414 |  |  | 0.13997 | 57.9467 | 0.43555 | 0.46332 |  |  |  |  | 98 | 0.027472
12421 | FPLEFR2A_G | 1 | North | YES | 0.0607 | 162 | 72 | 162 | 0 | 1 | CC | 1 | 0.13997 | 162 | 162 | 9.8334 | 162 |  |  | 0.13997 | 22.6748 | 0.4394 | 0.46725 |  |  |  |  | 99 | 0.02754
12422 | FPLEFR2B_G | 2 | North | YES | 0.0607 | 161 | 72 | 161 | 0 | 1 | CC | 1 | 0.13997 | 161 | 161 | 9.7727 | 161 |  |  | 0.13997 | 22.5348 | 0.44323 | 0.47115 |  |  |  |  | 100 | 0.027608
12423 | FPLEFR2C_G | 3 | North | YES | 0.0607 | 163 | 72 | 163 | 0 | 1 | CC | 1 | 0.13997 | 163 | 163 | 9.8941 | 163 |  |  | 0.13997 | 22.8148 | 0.44711 | 0.47509 |  |  |  |  | 101 | 0.027778
12424 | FPLEFR2S_G | 4 | North | YES | 0.0607 | 415 | 191 | 415 | 0 | 1 | CC | 1 | 0.13997 | 415 | 415 | 25.1905 | 415 |  |  | 0.13997 | 58.0867 | 0.45699 | 0.48514 |  |  |  |  | 102 | 0.027845
3126 | TRINIDAD_6G | 1 | North | YES | 0.060532 | 179.2 | 46 | 224 | 0 | 1 | GST | 1 | 0.1398 | 224 | 224 | 13.5592 | 224 |  |  | 0.1398 | 31.3152 | 0.46232 | 0.49056 |  |  |  |  | 103 | 0.027912
344 | MRSSHPRD | 1 | North | YES | 0.059987 | 0 | 0 | 12 |  | 1.03 | Hydro | 1 | 0.13925 | 0 | 0 | 0 | 0 |  |  | 0.13925 | 0 | 0.46232 | 0.49056 |  |  |  |  | 104 | 0.027979
345 | MRSSHPRD01 | 2 | North | YES | 0.059987 | 0 | 0 | 12 |  | 1.03 | Hydro | 1 | 0.13925 | 0 | 0 | 0 | 0 |  |  | 0.13925 | 0 | 0.46232 | 0.49056 |  |  |  |  | 105 | 0.02815
1600 | BARTNWND_1G | 1 | North | YES | 0.059905 | 12 | 0 | 120 | 0 | 1.022 | Wind | 1 | 0.13917 | 0 | 120 | 7.1886 | 120 |  |  | 0.13917 | 16.7007 | 0.46518 | 0.49345 |  |  |  |  | 106 | 0.028236
1432 | GRHAMSES_2G | 2 | North | YES | 0.058991 | 294.9 | 90 | 366 | 0 | 1.014 | GST | 1 | 0.13826 | 366 | 366 | 21.5907 | 366 |  |  | 0.13826 | 50.6028 | 0.47389 | 0.5022 |  |  |  |  | 107 | 0.028236
1479 | WFCOGEN_1G | 1 | North | YES | 0.058977 | 16 | 12 | 20 | 0 | 1 | Cogen | 1 | 0.13824 | 0 | 0 | 0 | 0 |  |  | 0.13824 | 0 | 0.47389 | 0.5022 |  |  |  |  | 108 | 0.028236
1479 | WFCOGEN_1G | 2 | North | YES | 0.058977 | 16 | 12 | 20 | 0 | 1 | Cogen | 1 | 0.13824 | 0 | 0 | 0 | 0 |  |  | 0.13824 | 0 | 0.47389 | 0.5022 |  |  |  |  | 109 | 0.028269
1482 | WFCOGEN_2G | 2 | North | YES | 0.058977 | 13.6 | 12 | 17 | 0 | 1 | Cogen | 1 | 0.13824 | 0 | 0 | 0 | 0 |  |  | 0.13824 | 0 | 0.47389 | 0.5022 |  |  |  |  | 110 | 0.028312
1482 | WFCOGEN_2G | 1 | North | YES | 0.058977 | 16 | 12 | 20 | 0 | 1 | Cogen | 1 | 0.13824 | 0 | 0 | 0 | 0 |  |  | 0.13824 | 0 | 0.47389 | 0.5022 |  |  |  |  | 111 | 0.028312
3097 | MARTLAKE_1G | 1 | North | YES | 0.058665 | 790 | 500 | 790 | 0 | 1.017 | LIGCO | 1 | 0.13793 | 0 | 790 | 46.3454 | 790 |  |  | 0.13793 | 108.967 | 0.49269 | 0.52105 |  |  |  |  | 112 | 0.028312
3098 | MARTLAKE_2G | 2 | North | YES | 0.058665 | 795 | 461 | 795 | 0 | 1.017 | LIGCO | 1 | 0.13793 | 0 | 795 | 46.6387 | 795 |  |  | 0.13793 | 109.6567 | 0.51161 | 0.54002 |  |  |  |  | 113 | 0.028312
3099 | MARTLAKE_3G | 3 | North | YES | 0.058665 | 804 | 500 | 804 | 0 | 1.017 | LIGCO | 1 | 0.13793 | 0 | 804 | 47.1667 | 804 |  |  | 0.13793 | 110.8981 | 0.53075 | 0.5592 |  |  |  |  | 114 | 0.028312
1433 | GRHAMSES_1G | 1 | North | YES | 0.058611 | 242 | 60 | 242 | 0 | 1.038 | GST | 1 | 0.13788 | 242 | 242 | 14.1839 | 242 |  |  | 0.13788 | 33.3667 | 0.53651 | 0.56497 |  |  |  |  | 115 | 0.02836
13116 | TGATEWAY_1G | 1 | North | YES | 0.058399 | 151 | 30 | 151 | 0 | 1.0232 | CC | 1 | 0.13767 | 151 | 151 | 8.8182 | 151 |  |  | 0.13767 | 20.7877 | 0.5401 | 0.56857 |  |  |  |  | 116 | 0.028408
13117 | TGATEWAY_2G | 2 | North | YES | 0.058399 | 130 | 30 | 130 | 0 | 1.0232 | CC | 1 | 0.13767 | 130 | 130 | 7.5919 | 130 |  |  | 0.13767 | 17.8967 | 0.54319 | 0.57167 |  |  |  |  | 117 | 0.028456
13118 | TGATEWAY_3G | 3 | North | YES | 0.058399 | 148 | 30 | 148 | 0 | 1.0232 | CC | 1 | 0.13767 | 148 | 148 | 8.6431 | 148 |  |  | 0.13767 | 20.3747 | 0.54672 | 0.57519 |  |  |  |  | 118 | 0.028469
13119 | TGATEWAY_4G | 4 | North | YES | 0.058399 | 399 | 65 | 399 | 0 | 1.0232 | CC | 1 | 0.13767 | 399 | 399 | 23.3012 | 399 |  |  | 0.13767 | 54.9291 | 0.55621 | 0.58469 |  |  |  |  | 119 | 0.028471
3348 | CHAMPION_1G | MB | North | YES | 0.058079 | 0 | 42 | 42 |  | 1 | Cogen | 1 | 0.13735 | 0 | 0 | 0 | 0 |  |  | 0.13735 | 0 | 0.55621 | 0.58469 |  |  |  |  | 120 | 0.028473
3309 | ASPN_G | 1 | North | YES | 0.058055 | 50 | 0 | 50 |  | 1 | Bio | 1 | 0.13732 | 50 | 50 | 2.9028 | 50 |  |  | 0.13732 | 6.8661 | 0.5574 | 0.58588 |  |  |  |  | 121 | 0.028475
3107 | STRYKER_1G | 1 | North | YES | 0.057848 | 145.6 | 45 | 182 | 0 | 1.029 | GST | 1 | 0.13712 | 182 | 182 | 10.5283 | 182 |  |  | 0.13712 | 24.9551 | 0.56173 | 0.5902 |  |  |  |  | 122 | 0.028481
3108 | STRYKER_2G | 2 | North | YES | 0.057848 | 484 | 75 | 484 | 0 | 1.029 | GST | 1 | 0.13712 | 484 | 484 | 27.9984 | 484 |  |  | 0.13712 | 66.3641 | 0.57325 | 0.60168 |  |  |  |  | 123 | 0.028481
1643 | SLSTR1PP_1G | 1 | North | YES | 0.057455 | 6 | 0 | 60 | 0 | 1.022 | Wind | 1 | 0.13672 | 0 | 60 | 3.4473 | 60 |  |  | 0.13672 | 8.2034 | 0.57468 | 0.6031 |  |  |  |  | 124 | 0.028479
6100 | OKLA7A | EQ | West | YES | 0.057222 | 50 | -220 | 220 | 0 | 1.035 | DCTie | 1 | 0.13649 | 0 | 0 |  |  |  |  | 0.13649 | 0 | 0.57468 | 0.6031 |  |  |  |  | 125 | 0.028464
6752 | OKLA0A | 1 | West | YES | 0.057222 | 649.7 | 175 | 649.7 | 0 | 1.035 | LIGCO | 1 | 0.13649 | 0 | 649.7 |  |  |  |  | 0.13649 | 88.6775 | 0.59014 | 0.61844 |  |  |  |  | 126 | 0.028425
1442 | COKFIELD_5 | 1 | North | YES | 0.056727 | 16.5 | 0 | 165 |  | 1.029 | Wind | 1 | 0.13599 | 0 | 165 | 9.36 | 165 |  |  | 0.13599 | 22.4392 | 0.59407 | 0.62232 |  |  |  |  | 127 | 0.028416
1438 | MESQUITW_2G | 1 | North | YES | 0.056013 | 23.6 | 0 | 236 |  | 1.017 | Wind | 1 | 0.13528 | 0 | 236 | 13.2191 | 236 |  |  | 0.13528 | 31.9263 | 0.59969 | 0.62784 |  |  |  |  | 128 | 0.028416
1437 | MESQUITW_1G | 1 | North | YES | 0.056009 | 40 | 0 | 400 | 0 | 1.023 | Wind | 1 | 0.13528 | 0 | 400 | 22.4036 | 400 |  |  | 0.13528 | 54.1108 | 0.60921 | 0.6372 |  |  |  |  | 129 | 0.028293
13134 | CALFREST_4G | 4 | North | YES | 0.055428 | 151.5 | 40 | 151.5 | 0 | 1.031 | CC | 1 | 0.1347 | 151.5 | 151.5 | 8.3973 | 151.5 |  |  | 0.1347 | 20.4064 | 0.61281 | 0.64073 |  |  |  |  | 130 | 0.028248
13135 | CALFREST_5G | 5 | North | YES | 0.055428 | 152.3 | 57 | 152.3 | 0 | 1.031 | CC | 1 | 0.1347 | 152.3 | 152.3 | 8.4417 | 152.3 |  |  | 0.1347 | 20.5142 | 0.61644 | 0.64428 |  |  |  |  | 131 | 0.028154
13136 | CALFREST_6G | 6 | North | YES | 0.055428 | 177.5 | 40 | 177.5 | 0 | 1.031 | CC | 1 | 0.1347 | 177.5 | 177.5 | 9.8385 | 177.5 |  |  | 0.1347 | 23.9085 | 0.62066 | 0.64842 |  |  |  |  | 132 | 0.027994
13131 | CALFREST_1G | 1 | North | YES | 0.055306 | 150.7 | 40 | 150.7 | 0 | 1.031 | CC | 1 | 0.13457 | 150.7 | 150.7 | 8.3346 | 150.7 |  |  | 0.13457 | 20.2803 | 0.62425 | 0.65192 |  |  |  |  | 133 | 0.027919
13132 | CALFREST_2G | 2 | North | YES | 0.055306 | 151 | 57 | 151 | 0 | 1.031 | CC | 1 | 0.13457 | 151 | 151 | 8.3512 | 151 |  |  | 0.13457 | 20.3207 | 0.62784 | 0.65544 |  |  |  |  | 134 | 0.027843
13133 | CALFREST_3G | 3 | North | YES | 0.055306 | 177.4 | 40 | 177.4 | 0 | 1.031 | CC | 1 | 0.13457 | 177.4 | 177.4 | 9.8113 | 177.4 |  |  | 0.13457 | 23.8734 | 0.63206 | 0.65957 |  |  |  |  | 135 | 0.027754
60081 | WHRLWIND1A | 1 | West | YES | 0.054691 | 12 | 0 | 60 | 0 | 1.03 | Wind | 1 | 0.13396 | 0 | 60 |  |  |  |  | 0.13396 | 8.0375 | 0.63349 | 0.66096 |  |  |  |  | 136 | 0.027675
3381 | BBRN_1G | 1 | North | YES | 0.054655 | 618 | 225 | 618 | 0 | 1.03 | LIGCO | 1 | 0.13392 | 0 | 618 | 33.7768 | 618 |  |  | 0.13392 | 82.7644 | 0.6482 | 0.67528 |  |  |  |  | 137 | 0.027597
3382 | BBRN_2G | 2 | North | YES | 0.054655 | 589 | 225 | 589 | 0 | 1.03 | LIGCO | 1 | 0.13392 | 0 | 589 | 32.1918 | 589 |  |  | 0.13392 | 78.8806 | 0.66222 | 0.68892 |  |  |  |  | 138 | 0.027504
1416 | SWETWATR_1G | 1 | West | YES | 0.054236 | 30 | 18 | 30 | 0 | 1.026 | CC | 1 | 0.1335 | 30 | 30 |  |  |  |  | 0.1335 | 4.0051 | 0.66293 | 0.68961 |  |  |  |  | 139 | 0.027467
1417 | SWETWATR_2G | 2 | West | YES | 0.054236 | 72 | 36 | 72 | 0 | 1.026 | CC | 1 | 0.1335 | 72 | 72 |  |  |  |  | 0.1335 | 9.6123 | 0.66465 | 0.69128 |  |  |  |  | 140 | 0.027076
1418 | SWETWATR_3G | 3 | West | YES | 0.054236 | 68 | 36 | 68 | 0 | 1.026 | CC | 1 | 0.1335 | 68 | 68 |  |  |  |  | 0.1335 | 9.0783 | 0.66626 | 0.69285 |  |  |  |  | 141 | 0.026703
1419 | SWETWATR_4G | 4 | West | YES | 0.054236 | 61 | 36 | 61 | 0 | 1.026 | CC | 1 | 0.1335 | 61 | 61 |  |  |  |  | 0.1335 | 8.1437 | 0.66772 | 0.69426 |  |  |  |  | 142 | 0.026682
6144 | MCADOO1A | 1 | West | YES | 0.053862 | 15 | 0 | 150 | 0 | 1.025 | Wind | 1 | 0.13313 | 0 | 150 |  |  |  |  | 0.13313 | 19.9695 | 0.67129 | 0.69771 |  |  |  |  | 143 | 0.026631
11056 | ROSCOE_1G | 1 | West | YES | 0.053862 | 41.8 | 0 | 209 |  | 1 | Wind | 1 | 0.13313 | 0 | 209 |  |  |  |  | 0.13313 | 27.8241 | 0.67626 | 0.70252 |  |  |  |  | 144 | 0.026583
11057 | CHAMPION_1G | 1 | West | YES | 0.053862 | 25.3 | 0 | 126.5 |  | 1 | Wind | 1 | 0.13313 | 0 | 126.5 |  |  |  |  | 0.13313 | 16.8409 | 0.67927 | 0.70544 |  |  |  |  | 145 | 0.02654
11058 | PYRON_1G | 1 | West | YES | 0.053862 | 49.8 | 0 | 249 |  | 1 | Wind | 1 | 0.13313 | 0 | 249 |  |  |  |  | 0.13313 | 33.1493 | 0.6852 | 0.71117 |  |  |  |  | 146 | 0.026424
11059 | INADALE_1G | 1 | West | YES | 0.053862 | 39.4 | 0 | 197 |  | 1 | Wind | 1 | 0.13313 | 0 | 197 |  |  |  |  | 0.13313 | 26.2266 | 0.68989 | 0.71571 |  |  |  |  | 147 | 0.026263
71051 | L_BITTCR1_1N | W1 | West | YES | 0.053791 | 7.5 | 0 | 37.5 |  | 1.02 | Wind | 1 | 0.13306 | 0 | 37.5 |  |  |  |  | 0.13306 | 4.9897 | 0.69078 | 0.71657 |  |  |  |  | 148 | 0.026166
71054 | L_SWEETW1_1N | W1 | West | YES | 0.053791 | 21.5 | 0 | 107.5 |  | 1.02 | Wind | 1 | 0.13306 | 0 | 107.5 |  |  |  |  | 0.13306 | 14.3038 | 0.69334 | 0.71905 |  |  |  |  | 149 | 0.025974
71057 | L_SWEETW1_2N | W1 | West | YES | 0.053791 | 27 | 0 | 135 |  | 1.02 | Wind | 1 | 0.13306 | 0 | 135 |  |  |  |  | 0.13306 | 17.963 | 0.69655 | 0.72215 |  |  |  |  | 150 | 0.025822
71059 | L_SWEETW1_3N | W1 | West | YES | 0.053791 | 23.8 | 0 | 119 | 0 | 1.02 | Wind | 1 | 0.13306 | 0 | 119 |  |  |  |  | 0.13306 | 15.834 | 0.69938 | 0.72489 |  |  |  |  | 151 | 0.025793
71060 | L_SWEETW1_4N | W1 | West | YES | 0.053791 | 21 | 0 | 105 | 0 | 1.02 | Wind | 1 | 0.13306 | 0 | 105 |  |  |  |  | 0.13306 | 13.9712 | 0.70188 | 0.72731 |  |  |  |  | 152 | 0.025709
71061 | L_SWEETW1_5N | W1 | West | YES | 0.053791 | 16.1 | 0 | 80.5 | 0 | 1.02 | Wind | 1 | 0.13306 | 0 | 80.5 |  |  |  |  | 0.13306 | 10.7112 | 0.7038 | 0.72916 |  |  |  |  | 153 | 0.025603
6407 | TURKTRAK1A | 1 | West | YES | 0.053476 | 33.9 | 0 | 169.5 | 0 | 1.025 | Wind | 1 | 0.13274 | 0 | 169.5 |  |  |  |  | 0.13274 | 22.5001 | 0.70783 | 0.73305 |  |  |  |  | 154 | 0.02551
1343 | TRENTIPP_8 | 1 | West | YES | 0.053305 | 30 | 0 | 150 |  | 1.014 | Wind | 1 | 0.13257 | 0 | 150 |  |  |  |  | 0.13257 | 19.8859 | 0.7114 | 0.73649 |  |  |  |  | 155 | 0.025428
1354 | AEPWIND_8 | 1 | West | YES | 0.053305 | 20.2 | 0 | 101 |  | 1 | Wind | 1 | 0.13257 | 0 | 101 |  |  |  |  | 0.13257 | 13.3899 | 0.7138 | 0.73881 |  |  |  |  | 156 | 0.025365
36998 | RDCNYNG1 | 1 | West | YES | 0.053227 | 16.8 | 0 | 84 |  | 1.01 | Wind | 1 | 0.13249 | 0 | 84 |  |  |  |  | 0.13249 | 11.1296 | 0.7158 | 0.74074 |  |  |  |  | 157 | 0.025223
1061 | CIELOGEN_1G | 1 | West | YES | 0.053082 | 19.8 | 0 | 99 |  | 1 | Wind | 1 | 0.13235 | 0 | 99 |  |  |  |  | 0.13235 | 13.1026 | 0.71816 | 0.743 |  |  |  |  | 158 | 0.025093
1062 | CIELOGEN_2G | 1 | West | YES | 0.053082 | 12.2 | 0 | 61 |  | 1 | Wind | 1 | 0.13235 | 0 | 61 |  |  |  |  | 0.13235 | 8.0733 | 0.71961 | 0.7444 |  |  |  |  | 159 | 0.025005
1069 | KINDERMG_1G | 1 | West | YES | 0.053082 | 25 | 5 | 25 | 0 | 1.017 | Cogen | 1 | 0.13235 | 0 | 0 |  |  |  |  | 0.13235 | 0 | 0.71961 | 0.7444 |  |  |  |  | 160 | 0.024931
1070 | KINDERMG_2G | 1 | West | YES | 0.053082 | 45.7 | 12 | 45.7 | 0 | 1.017 | Cogen | 1 | 0.13235 | 0 | 0 |  |  |  |  | 0.13235 | 0 | 0.71961 | 0.7444 |  |  |  |  | 161 | 0.024842
1071 | KINDERMG_3G | 1 | West | YES | 0.053082 | 45.7 | 12 | 45.7 | 0 | 1.017 | Cogen | 1 | 0.13235 | 0 | 0 |  |  |  |  | 0.13235 | 0 | 0.71961 | 0.7444 |  |  |  |  | 162 | 0.024787
1068 | SCURRYCW_1G | 1 | West | YES | 0.053074 | 28.2 | 1.3 | 141 | 0 | 1.0217 | Wind | 1 | 0.13234 | 0 | 141 |  |  |  |  | 0.13234 | 18.6602 | 0.72297 | 0.74763 |  |  |  |  | 163 | 0.024787
1073 | SCURRYCW_2G | 2 | West | YES | 0.053074 | 24 | 0 | 120 | 0 | 1.0217 | Wind | 1 | 0.13234 | 0 | 120 |  |  |  |  | 0.13234 | 15.881 | 0.72582 | 0.75037 |  |  |  |  | 164 | 0.024787
6637 | SNYDERW1A | 1 | West | YES | 0.053017 | 12.6 | 0 | 63 | 0 | 1.025 | Wind | 1 | 0.13228 | 0 | 63 |  |  |  |  | 0.13228 | 8.3339 | 0.72732 | 0.75182 |  |  |  |  | 165 | 0.024787
1037 | MORGAN5G_5G | 5 | West | YES | 0.052978 | 109.6 | 40 | 137 | 0 | 1.029 | GST | 1 | 0.13225 | 137 | 137 |  |  |  |  | 0.13225 | 18.1177 | 0.73058 | 0.75495 |  |  |  |  | 166 | 0.024659
1039 | MRGNAG_1G | A | West | YES | 0.052978 | 69 | 69 | 69 | 0 | 1.029 | GGT | 1 | 0.13225 | 69 | 69 |  |  |  |  | 0.13225 | 9.125 | 0.73223 | 0.75653 |  |  |  |  | 167 | 0.02455
1040 | MRGNBG_2G | B | West | YES | 0.052978 | 70 | 70 | 71 | 0 | 1.029 | GGT | 1 | 0.13225 | 71 | 71 |  |  |  |  | 0.13225 | 9.3895 | 0.73392 | 0.75815 |  |  |  |  | 168 | 0.024492
1041 | MRGNCG_3G | C | West | YES | 0.052978 | 69 | 69 | 70 | 0 | 1.029 | GGT | 1 | 0.13225 | 70 | 70 |  |  |  |  | 0.13225 | 9.2572 | 0.73558 | 0.75975 |  |  |  |  | 169 | 0.024366
1042 | MRGNDG_4G | D | West | YES | 0.052978 | 68 | 68 | 68 | 0 | 1.029 | GGT | 1 | 0.13225 | 68 | 68 |  |  |  |  | 0.13225 | 8.9927 | 0.7372 | 0.76131 |  |  |  |  | 170 | 0.024302
1043 | MRGNEG_5G | E | West | YES | 0.052978 | 68 | 68 | 70 | 0 | 1.029 | GGT | 1 | 0.13225 | 70 | 70 |  |  |  |  | 0.13225 | 9.2572 | 0.73887 | 0.76291 |  |  |  |  | 171 | 0.024236
1044 | MRGNFG_6G | F | West | YES | 0.052978 | 66 | 66 | 66 | 0 | 1.029 | GGT | 1 | 0.13225 | 66 | 66 |  |  |  |  | 0.13225 | 8.7282 | 0.74044 | 0.76442 |  |  |  |  | 172 | 0.024172
1058 | LONGSHORE_5 | 1 | West | YES | 0.052886 | 30 | 0 | 150 |  | 1.01 | Wind | 1 | 0.13215 | 0 | 150 |  |  |  |  | 0.13215 | 19.8231 | 0.74401 | 0.76785 |  |  |  |  | 173 | 0.024109
1058 | LONGSHORE_5 | 2 | West | YES | 0.052886 | 44 | 0 | 220 |  | 1.01 | Wind | 1 | 0.13215 | 0 | 220 |  |  |  |  | 0.13215 | 29.0739 | 0.74924 | 0.77288 |  |  |  |  | 174 | 0.024044
11065 | ELBOWCK_1G | 1 | West | YES | 0.052886 | 23.4 | 0 | 121.9 | 0 | 1 | Wind | 1 | 0.13215 | 0 | 121.9 |  |  |  |  | 0.13215 | 16.1096 | 0.75214 | 0.77567 |  |  |  |  | 175 | 0.023983
60058 | BUFF_GAP1A | 1 | West | YES | 0.0528 | 24 | 0 | 120 |  | 1 | Wind | 1 | 0.13207 | 0 | 120 |  |  |  |  | 0.13207 | 15.8481 | 0.755 | 0.77841 |  |  |  |  | 176 | 0.023843
60060 | CIRELLO | 1 | West | YES | 0.0528 | 46.6 | 0 | 233 | 0 | 1 | Wind | 1 | 0.13207 | 0 | 233 |  |  |  |  | 0.13207 | 30.7718 | 0.76055 | 0.78373 |  |  |  |  | 177 | 0.023636
60063 | BUFF_GAP1B | 1 | West | YES | 0.0528 | 34 | 0 | 170.2 | 0 | 1.02 | Wind | 1 | 0.13207 | 0 | 170.2 |  |  |  |  | 0.13207 | 22.478 | 0.7646 | 0.78762 |  |  |  |  | 178 | 0.023522
60066 | H_HOLLOW1A | 1 | West | YES | 0.0528 | 44.4 | 0 | 222 | 0 | 1.005 | Wind | 1 | 0.13207 | 0 | 222 |  |  |  |  | 0.13207 | 29.3191 | 0.76988 | 0.79269 |  |  |  |  | 179 | 0.023407
60068 | HHOLLOW21A | 1 | West | YES | 0.0528 | 36.8 | 0 | 184 | 0 | 1.025 | Wind | 1 | 0.13207 | 0 | 184 |  |  |  |  | 0.13207 | 24.3005 | 0.77426 | 0.79689 |  |  |  |  | 180 | 0.023185
60070 | HHOLLOW31A | 1 | West | YES | 0.0528 | 44.8 | 0 | 224 | 0 | 1.025 | Wind | 1 | 0.13207 | 0 | 224 |  |  |  |  | 0.13207 | 29.5832 | 0.77959 | 0.80201 |  |  |  |  | 181 | 0.023022
60072 | HHOLLOW41A | 1 | West | YES | 0.0528 | 23 | 0 | 115 | 0 | 1.025 | Wind | 1 | 0.13207 | 0 | 115 |  |  |  |  | 0.13207 | 15.1878 | 0.78233 | 0.80464 |  |  |  |  | 182 | 0.022811
1045 | CALENG1G_1G | 1 | West | YES | 0.052739 | 73.4 | 27 | 73.4 | 0 | 1.014 | Cogen | 1 | 0.13201 | 0 | 0 |  |  |  |  | 0.13201 | 0 | 0.78233 | 0.80464 |  |  |  |  | 183 | 0.022635
1046 | CALENG2G_2G | 2 | West | YES | 0.052739 | 73.4 | 27 | 73.4 | 0 | 1.014 | Cogen | 1 | 0.13201 | 0 | 0 |  |  |  |  | 0.13201 | 0 | 0.78233 | 0.80464 |  |  |  |  | 184 | 0.022421
1047 | CALENG3G_3G | 3 | West | YES | 0.052739 | 70.4 | 27 | 70.4 | 0 | 1.014 | Cogen | 1 | 0.13201 | 0 | 0 |  |  |  |  | 0.13201 | 0 | 0.78233 | 0.80464 |  |  |  |  | 185 | 0.022312
11309 | BULLCREK_2G | 1 | West | YES | 0.052734 | 20.9 | 0 | 180 |  | 1 | Wind | 1 | 0.132 | 0 | 180 |  |  |  |  | 0.132 | 23.7603 | 0.78661 | 0.80875 |  |  |  |  | 186 | 0.022312
11310 | BULLCREK_1G | 1 | West | YES | 0.052734 | 15.1 | 0 | 180 |  | 1 | Wind | 1 | 0.132 | 0 | 180 |  |  |  |  | 0.132 | 23.7603 | 0.79089 | 0.81286 |  |  |  |  | 187 | 0.022312
11320 | COYOTE_1G | 1 | West | YES | 0.052685 | 22.5 | 0 | 225 |  | 1 | Wind | 1 | 0.13195 | 0 | 225 |  |  |  |  | 0.13195 | 29.6894 | 0.79625 | 0.81799 |  |  |  |  | 188 | 0.022312
1360 | GUNSIGHT_8 | 1 | West | YES | 0.052453 | 0 | 0 | 120 |  | 1.01 | Wind | 1 | 0.13172 | 0 | 120 |  |  |  |  | 0.13172 | 15.8065 | 0.79911 | 0.82073 |  |  |  |  | 189 | 0.022138
1327 | WILDHRSE_1G | 1 | West | YES | 0.052426 | 0 | 0 | 120 |  | 1 | Wind | 1 | 0.13169 | 0 | 120 |  |  |  |  | 0.13169 | 15.8033 | 0.80196 | 0.82346 |  |  |  |  | 190 | 0.021964
1333 | MCDDONAL_8 | 1 | West | YES | 0.052271 | 42.8 | 0 | 214.2 |  | 1.01 | Wind | 1 | 0.13154 | 0 | 214.2 |  |  |  |  | 0.13154 | 28.1756 | 0.80706 | 0.82834 |  |  |  |  | 191 | 0.021745
1328 | OCOTILLO_1G | 1 | West | YES | 0.05214 | 11.6 | 0 | 58 |  | 1.01 | Wind | 1 | 0.13141 | 0 | 58 |  |  |  |  | 0.13141 | 7.6217 | 0.80844 | 0.82966 |  |  |  |  | 192 | 0.021623
11001 | NAV1CT | 1 | West | YES | 0.05211 | 70.4 | 18 | 70.4 | 0 | 1.029 | CC | 1 | 0.13138 | 70.4 | 70.4 |  |  |  |  | 0.13138 | 9.249 | 0.81012 | 0.83125 |  |  |  |  | 193 | 0.021501
11009 | NAV2CT | 1 | West | YES | 0.05211 | 71.4 | 18 | 71.4 | 0 | 1.029 | CC | 1 | 0.13138 | 71.4 | 71.4 |  |  |  |  | 0.13138 | 9.3804 | 0.81181 | 0.83288 |  |  |  |  | 194 | 0.021277
11011 | NAV3ST | 1 | West | YES | 0.05211 | 92.8 | 40 | 92.8 | 0 | 1.029 | CC | 1 | 0.13138 | 92.8 | 92.8 |  |  |  |  | 0.13138 | 12.1919 | 0.81402 | 0.83499 |  |  |  |  | 195 | 0.021215
11012 | NAV4CT | 1 | West | YES | 0.05211 | 80 | 18 | 80 | 0 | 1.029 | CC | 1 | 0.13138 | 80 | 80 |  |  |  |  | 0.13138 | 10.5102 | 0.81593 | 0.8368 |  |  |  |  | 196 | 0.02114
11013 | NAV5CT | 1 | West | YES | 0.05211 | 80 | 18 | 80 | 0 | 1.029 | CC | 1 | 0.13138 | 80 | 80 |  |  |  |  | 0.13138 | 10.5102 | 0.81783 | 0.83862 |  |  |  |  | 197 | 0.021063
11014 | NAV6ST | 1 | West | YES | 0.05211 | 115 | 40 | 115 | 0 | 1.029 | CC | 1 | 0.13138 | 115 | 115 |  |  |  |  | 0.13138 | 15.1085 | 0.82057 | 0.84124 |  |  |  |  | 198 | 0.020963
11020 | TIEHVSG_1G | 1 | West | YES | 0.052101 | 208.2 | 63 | 208.2 | 0 | 1.012 | CC | 1 | 0.13137 | 208.2 | 208.2 |  |  |  |  | 0.13137 | 27.351 | 0.82552 | 0.84597 |  |  |  |  | 199 | 0.020877
11021 | TIEHVCG_1G | 1 | West | YES | 0.052101 | 142.1 | 103 | 142.1 | 0 | 1.012 | CC | 1 | 0.13137 | 142.1 | 142.1 |  |  |  |  | 0.13137 | 18.6675 | 0.82891 | 0.8492 |  |  |  |  | 200 | 0.020792
11022 | TIEHVCG_2G | 1 | West | YES | 0.052101 | 132.4 | 103 | 132.4 | 0 | 1.012 | CC | 1 | 0.13137 | 132.4 | 132.4 |  |  |  |  | 0.13137 | 17.3932 | 0.83206 | 0.85221 |  |  |  |  | 201 | 0.020668
11023 | TIEHVCG_3G | 1 | West | YES | 0.052101 | 137.4 | 103 | 137.4 | 0 | 1.012 | CC | 1 | 0.13137 | 137.4 | 137.4 |  |  |  |  | 0.13137 | 18.0501 | 0.83533 | 0.85533 |  |  |  |  | 202 | 0.020444
11024 | TIEHVCG_4G | 1 | West | YES | 0.052101 | 147 | 103 | 147 | 0 | 1.012 | CC | 1 | 0.13137 | 147 | 147 |  |  |  |  | 0.13137 | 19.3112 | 0.83883 | 0.85867 |  |  |  |  | 203 | 0.020292
11025 | TIEHVSG_2G | 1 | West | YES | 0.052101 | 213.2 | 63 | 213.2 | 0 | 1.012 | CC | 1 | 0.13137 | 213.2 | 213.2 |  |  |  |  | 0.13137 | 28.0078 | 0.8439 | 0.86351 |  |  |  |  | 204 | 0.020149
1326 | STANTONW_8 | 1 | West | YES | 0.052052 | 20.1 | 0 | 100.5 |  | 1.01 | Wind | 1 | 0.13132 | 0 | 100.5 |  |  |  |  | 0.13132 | 13.1976 | 0.84629 | 0.8658 |  |  |  |  | 205 | 0.020002
1320 | BSP 1 | 1 | West | YES | 0.051884 | 25.5 | 2.9 | 25.8 | 0 | 1 | Cogen | 1 | 0.13115 | 0 | 0 |  |  |  |  | 0.13115 | 0 | 0.84629 | 0.8658 |  |  |  |  | 206 | 0.019844
76031 | L_GASCCR1_1N | W1 | West | YES | 0.051528 | 30 | 0 | 150 | 0 | 1.02 | Wind | 1 | 0.1308 | 0 | 150 |  |  |  |  | 0.1308 | 19.6194 | 0.84986 | 0.86919 |  |  |  |  | 207 | 0.019614
11147 | NOTREES_1G | 1 | West | YES | 0.051502 | 29.8 | 0 | 149 | 0 | 1.017 | Wind | 1 | 0.13077 | 0 | 149 |  |  |  |  | 0.13077 | 19.4847 | 0.85341 | 0.87256 |  |  |  |  | 208 | 0.019506
7038 | L_DELAWA1_1Y | 1 | West | YES | 0.051402 | 3.5 | 0 | 35 | 0 | 1 | Wind | 1 | 0.13067 | 0 | 35 |  |  |  |  | 0.13067 | 4.5734 | 0.85424 | 0.87335 |  |  |  |  | 209 | 0.019506
7038 | L_DELAWA1_1Y | 2 | West | YES | 0.051402 | 3 | 0 | 30 | 0 | 1 | Wind | 1 | 0.13067 | 0 | 30 |  |  |  |  | 0.13067 | 3.9201 | 0.85495 | 0.87403 |  |  |  |  | 210 | 0.019329
1002 | PBCTAGE_1G | A | West | YES | 0.051351 | 64 | 64 | 66 | 0 | 1.036 | GGT | 1 | 0.13062 | 66 | 66 |  |  |  |  | 0.13062 | 8.6208 | 0.85653 | 0.87552 |  |  |  |  | 211 | 0.019154
1003 | PBCTBGE_2G | B | West | YES | 0.051351 | 65 | 65 | 66 | 0 | 1.036 | GGT | 1 | 0.13062 | 66 | 66 |  |  |  |  | 0.13062 | 8.6208 | 0.8581 | 0.87701 |  |  |  |  | 212 | 0.019112
1004 | PBCTCGE_3G | C | West | YES | 0.051351 | 62 | 62 | 67 | 0 | 1.036 | GGT | 1 | 0.13062 | 67 | 67 |  |  |  |  | 0.13062 | 8.7515 | 0.85969 | 0.87853 |  |  |  |  | 213 | 0.019076
1005 | PBCTDGE_4G | D | West | YES | 0.051351 | 65 | 65 | 68 | 0 | 1.036 | GGT | 1 | 0.13062 | 68 | 68 |  |  |  |  | 0.13062 | 8.8821 | 0.86131 | 0.88006 |  |  |  |  | 214 | 0.018997
1006 | PBCTEGE_5G | E | West | YES | 0.051351 | 65 | 65 | 67 | 0 | 1.036 | GGT | 1 | 0.13062 | 67 | 67 |  |  |  |  | 0.13062 | 8.7515 | 0.8629 | 0.88158 |  |  |  |  | 215 | 0.018917
1007 | PB5GEN_6G | 5 | West | YES | 0.051351 | 91.2 | 40 | 114 | 0 | 1.036 | GST | 1 | 0.13062 | 114 | 114 |  |  |  |  | 0.13062 | 14.8906 | 0.86562 | 0.88415 |  |  |  |  | 216 | 0.018836
1008 | PB6GEN_7G | 6 | West | YES | 0.051351 | 515 | 130 | 515 | 0 | 1.036 | GST | 1 | 0.13062 | 515 | 515 |  |  |  |  | 0.13062 | 67.2687 | 0.87787 | 0.89579 |  |  |  |  | 217 | 0.018754
76091 | L_DIVIDE1_1N | W1 | West | YES | 0.051223 | 22.5 | 0 | 112.5 |  | 1.02 | Wind | 1 | 0.13049 | 0 | 112.5 |  |  |  |  | 0.13049 | 14.6802 | 0.88055 | 0.89833 |  |  |  |  | 218 | 0.018674
76095 | L_CAPRSI1_1N | W1 | West | YES | 0.051223 | 29.9 | 0 | 149.5 | 0 | 1.02 | Wind | 1 | 0.13049 | 0 | 149.5 |  |  |  |  | 0.13049 | 19.5084 | 0.88411 | 0.9017 |  |  |  |  | 219 | 0.018536
76096 | L_CAPRSI1_2N | W1 | West | YES | 0.051223 | 37.2 | 0 | 186 | 0 | 1.02 | Wind | 1 | 0.13049 | 0 | 186 |  |  |  |  | 0.13049 | 24.2713 | 0.88854 | 0.9059 |  |  |  |  | 220 | 0.017916
76097 | L_CAPRGE1_1N | W1 | West | YES | 0.051223 | 42.9 | 0 | 214.5 | 0 | 1.02 | Wind | 1 | 0.13049 | 0 | 214.5 |  |  |  |  | 0.13049 | 27.9903 | 0.89364 | 0.91074 |  |  |  |  | 221 | 0.017778
1349 | WESTXWIN_1G | 1 | West | YES | 0.050768 | 1.3 | 0 | 6.6 |  | 1.014 | Wind | 1 | 0.13004 | 0 | 6.6 |  |  |  |  | 0.13004 | 0.85824 | 0.8938 | 0.91089 |  |  |  |  | 222 | 0.017595
1350 | NWPWRG1_1G | 1 | West | YES | 0.050768 | 6.9 | 1 | 34.3 |  | 1.014 | Wind | 1 | 0.13004 | 0 | 34.3 |  |  |  |  | 0.13004 | 4.4602 | 0.89461 | 0.91166 |  |  |  |  | 223 | 0.017366
60057 | CALLAHAN1A | 1 | West | YES | 0.050728 | 22.8 | 0 | 114 | 0 | 1.04 | Wind | 1 | 0.13 | 0 | 114 |  |  |  |  | 0.13 | 14.8195 | 0.89733 | 0.91423 |  |  |  |  | 224 | 0.017103
60007 | KING_SW1A | 1 | West | YES | 0.046393 | 20 | 0 | 80 |  | 1.03 | Wind | 1 | 0.12566 | 0 | 80 |  |  |  |  | 0.12566 | 10.0529 | 0.89923 | 0.91597 |  |  |  |  | 225 | 0.017095
60019 | KING_NW1A | 1 | West | YES | 0.046393 | 20 | 0 | 80 |  | 1.03 | Wind | 1 | 0.12566 | 0 | 80 |  |  |  |  | 0.12566 | 10.0529 | 0.90114 | 0.91771 |  |  |  |  | 226 | 0.01705
60201 | RIO DRCS | F | West | YES | 0.04617 | 0 | 0 | 0 | 0 | 1.025 | AVR | 1 | 0.12544 | 0 | 0 |  |  |  |  | 0.12544 | 0 | 0.90114 | 0.91771 |  |  |  |  | 227 | 0.0169
6016 | SWMESA | 1 | West | YES | 0.046077 | 18.8 | 0 | 75 |  | 1.03 | Wind | 1 | 0.12534 | 0 | 75 |  |  |  |  | 0.12534 | 9.4009 | 0.90292 | 0.91933 |  |  |  |  | 228 | 0.016735
60003 | KING_NE1A | 1 | West | YES | 0.046077 | 20 | 0 | 80 |  | 1.03 | Wind | 1 | 0.12534 | 0 | 80 |  |  |  |  | 0.12534 | 10.0276 | 0.90482 | 0.92107 |  |  |  |  | 229 | 0.01657
60005 | KING_SE1A | 1 | West | YES | 0.046077 | 10 | 0 | 40 |  | 1.035 | Wind | 1 | 0.12534 | 0 | 40 |  |  |  |  | 0.12534 | 5.0138 | 0.90578 | 0.92193 |  |  |  |  | 230 | 0.01657
60016 | WOODWRD11A | 1 | West | YES | 0.046019 | 20 | 0 | 80 |  | 1.033 | Wind | 1 | 0.12529 | 0 | 80 |  |  |  |  | 0.12529 | 10.023 | 0.90768 | 0.92367 |  |  |  |  | 231 | 0.016411
38332 | TNWDWRDU2_8 | 1 | West | YES | 0.046008 | 20 | 0 | 80 | 0 | 1.0232 | Wind | 1 | 0.12528 | 0 | 80 |  |  |  |  | 0.12528 | 10.0221 | 0.90958 | 0.9254 |  |  |  |  | 232 | 0.016242
38437 | TNSRBNMESA9 | 1 | West | YES | 0.045959 | 37.5 | 0 | 150 | 0 | 1.02 | Wind | 1 | 0.12523 | 0 | 150 |  |  |  |  | 0.12523 | 18.784 | 0.91315 | 0.92865 |  |  |  |  | 233 | 0.016157
48721 | LEG_1___1 | 1 | North | YES | 0.045064 | 827 | 357 | 827 | 0 | 1.0348 | LIGCO | 1 | 0.12433 | 0 | 827 | 37.2679 | 827 |  |  | 0.12433 | 102.8225 | 0.93284 | 0.94644 |  |  |  |  | 234 | 0.015987
48722 | LEG_2___2 | 2 | North | YES | 0.045064 | 819 | 357 | 819 | 0 | 1.0348 | LIGCO | 1 | 0.12433 | 0 | 819 | 36.9074 | 819 |  |  | 0.12433 | 101.8278 | 0.95233 | 0.96405 |  |  |  |  | 235 | 0.015817
60017 | ORNNWP1 | 1 | West | YES | 0.044271 | 20 | 0 | 80 |  | 1.027 | Wind | 1 | 0.12354 | 0 | 80 |  |  |  |  | 0.12354 | 9.8831 | 0.95423 | 0.96576 |  |  |  |  | 236 | 0.015496
60000 | DSKY2 | 1 | West | YES | 0.04382 | 19.1 | 0 | 76.5 |  | 1.039 | Wind | 1 | 0.12309 | 0 | 76.5 |  |  |  |  | 0.12309 | 9.4162 | 0.95605 | 0.96739 |  |  |  |  | 237 | 0.013601
60018 | DSKY1 | 1 | West | YES | 0.043702 | 21 | 0 | 84 | 0 | 1.023 | Wind | 1 | 0.12297 | 0 | 84 |  |  |  |  | 0.12297 | 10.3295 | 0.95805 | 0.96918 |  |  |  |  | 238 | 0.011723
39960 | TNTNPONE_18 | 1 | North | YES | 0.038118 | 152.3 | 30 | 152.3 |  | 1.04 | LIGCO | 1 | 0.11739 | 0 | 152.3 | 5.8054 | 152.3 |  |  | 0.11739 | 17.8779 | 0.96168 | 0.97227 |  |  |  |  | 239 | 0.011529
39970 | TNTNPONE_28 | 1 | North | YES | 0.038118 | 153 | 30 | 153 |  | 1.04 | LIGCO | 1 | 0.11739 | 0 | 153 | 5.8321 | 153 |  |  | 0.11739 | 17.96 | 0.96532 | 0.97538 |  |  |  |  | 240 | 0.011337
60202 | FRNDDRCS | F | West | YES | 0.034911 | 0 | 0 | 0 | 0 | 0.9985 | AVR | 1 | 0.11418 | 0 | 0 |  |  |  |  | 0.11418 | 0 | 0.96532 | 0.97538 |  |  |  |  | 241 | 0.011125
990 | GIBN_CREK_G1 | 1 | North | YES | 0.021784 | 463 | 200 | 463 | 0 | 1.0275 | LIGCO | 1 | 0.10105 | 0 | 463 | 10.086 | 463 |  |  | 0.10105 | 46.787 | 0.97634 | 0.98347 |  |  |  |  | 242 | 0.010593
32798 | BRYN_TAMUGEN | 1 | North | YES | 0.017274 | 32 | 0 | 32 |  | 1.02 | GST | 1 | 0.096542 | 32 | 32 | 0.55277 | 32 |  |  | 0.096542 | 3.0893 | 0.9771 | 0.984 |  |  |  |  | 243 | 0.010058
48671 | FTR_GT1_5105 | 1 | North | YES | 0.017108 | 154.2 | 0 | 154.2 | 0 | 1.0319 | CC | 1 | 0.096376 | 154.2 | 154.2 | 2.6381 | 154.2 |  |  | 0.096376 | 14.8612 | 0.98077 | 0.98658 |  |  |  |  | 244 | 0.010058
48672 | FTR_GT2_5110 | 2 | North | YES | 0.017108 | 159 | 0 | 159 | 0 | 1.0319 | CC | 1 | 0.096376 | 159 | 159 | 2.7202 | 159 |  |  | 0.096376 | 15.3238 | 0.98455 | 0.98923 |  |  |  |  | 245 | 0.0071323
48673 | FTR_GT3_5085 | 3 | North | YES | 0.017108 | 158 | 0 | 158 | 0 | 1.0319 | CC | 1 | 0.096376 | 158 | 158 | 2.7031 | 158 |  |  | 0.096376 | 15.2274 | 0.98831 | 0.99186 |  |  |  |  | 246 | 0.0069051
48674 | FTR_CN4_5095 | 4 | North | YES | 0.017108 | 380 | 0 | 380 | 0 | 1.0319 | CC | 1 | 0.096376 | 380 | 380 | 6.501 | 380 |  |  | 0.096376 | 36.6228 | 0.99736 | 0.9982 |  |  |  |  | 247 | 0.0058059
32886 | BRYN_ATKINS3 | MB | North | YES | 0.016365 | 0 | 5 | 12 |  | 1 | GST | 1 | 0.095633 | 0 | 0 | 0 | 0 |  |  | 0.095633 | 0 | 0.99736 | 0.9982 |  |  |  |  | 248 | 0.0046726
32887 | BRYN_ATKINS6 | MB | North | YES | 0.016365 | 0 | 12 | 51 |  | 1.028 | GST | 1 | 0.095633 | 0 | 0 | 0 | 0 |  |  | 0.095633 | 0 | 0.99736 | 0.9982 |  |  |  |  | 249 | 0.0035463
32888 | BRYN_ATKINS7 | 1 | North | YES | 0.016365 | 13.6 | 4 | 17 |  | 1.028 | GGT | 1 | 0.095633 | 17 | 17 | 0.2782 | 17 |  |  | 0.095633 | 1.6258 | 0.99776 | 0.99848 |  |  |  |  | 250 | 0.00083758
32890 | BRYN_ATKINS4 | MB | North | YES | 0.016365 | 0 | 5 | 22 |  | 1.031 | GST | 1 | 0.095633 | 0 | 0 | 0 | 0 |  |  | 0.095633 | 0 | 0.99776 | 0.99848 |  |  |  |  | 251 | 0.00083758
32891 | BRYN_ATKINS5 | MB | North | YES | 0.016365 | 0 | 5 | 25 |  | 1.031 | GST | 1 | 0.095633 | 0 | 0 | 0 | 0 |  |  | 0.095633 | 0 | 0.99776 | 0.99848 |  |  |  |  | 252 | 0.00083758
32883 | BRYN_DNSBY3 | 1 | North | YES | 0.014392 | 0 | 2 | 48 |  | 1.015 | GST | 1 | 0.09366 | 48 | 48 | 0.69082 | 48 |  |  | 0.09366 | 4.4957 | 0.99891 | 0.99925 |  |  |  |  | 253 | 0.00071422
32884 | BRYN_DNSBY13 | 1 | North | YES | 0.014392 | 46 | 2 | 46 | 0 | 1.015 | GST | 1 | 0.09366 | 46 | 46 | 0.66203 | 46 |  |  | 0.09366 | 4.3084 | 1 | 1 |  |  |  |  | 254 | 0.00071422
32892 | BRYN_DNSBY14 | 1 | North | YES | 0.014392 | 84 | 25 | 105 | 0 | 1.035 | GST | 1 | 0.09366 | 105 | 105 | 1.5112 | 105 |  |  | 0.09366 | 9.8343 | 1.0025 | 1.0017 |  |  |  |  | 255 | 0.00071422
5934 | SI_RAY5 | 5 | South | YES | 0 | 0 | 10 | 15 |  | 1.035 | GST | -1 | 0.060423 | 15 | 15 |  |  | 0 | 15 | -0.060423 | -0.90634 | [6 empty] | 256 | 0.00034951
8139 | JOS #1 | MB | South | YES | 0 | 0 | 45 | 255 |  | 1.02 | GST | -1 | 0.060423 | 0 | 0 |  |  | 0 | 0 | -0.060423 | 0 | [6 empty] | 257 | 0
8285 | LAR #1 | MB | South | YES | 0 | 0 | 9 | 32 |  | 1.0497 | GST | -1 | 0.060423 | 0 | 0 |  |  | 0 | 0 | -0.060423 | 0 | [6 empty] | 258 | -0.00079779
8287 | LAR #2 | MB | South | YES | 0 | 0 | 9 | 32 |  | 1.04 | GST | -1 | 0.060423 | 0 | 0 |  |  | 0 | 0 | -0.060423 | 0 | [6 empty] | 259 | 0
8288 | LAR #3 | MB | South | YES | 0 | 0 | 25 | 105 |  | 1.04 | GST | -1 | 0.060423 | 0 | 0 |  |  | 0 | 0 | -0.060423 | 0 | [6 empty] | 260 | 0
8388 | BATES0A | MB | South | YES | 0 | 0 | 21 | 71 |  | 1.033 | GST | -1 | 0.060423 | 0 | 0 |  |  | 0 | 0 | -0.060423 | 0 | [6 empty] | 261 | 0
8393 | BATES0B | MB | South | YES | 0 | 0 | 25 | 110 |  | 1.03 | GST | -1 | 0.060423 | 0 | 0 |  |  | 0 | 0 | -0.060423 | 0 | [6 empty] | 262 | 0
8437 | NUECES_B0C | MB | South | YES | 0 | 0 | 7 | 30 |  | 1.03 | GST | -1 | 0.060423 | 0 | 0 |  |  | 0 | 0 | -0.060423 | 0 | [6 empty] | 263 | 0
8438 | NUECES_B0B | MB | South | YES | 0 | 0 | 26 | 169 |  | 1.03 | GST | -1 | 0.060423 | 0 | 0 |  |  | 0 | 0 | -0.060423 | 0 | [6 empty] | 264 | 0
39190 | TNSLCGN1__8 | 1 | Houston | YES | 0 | 0 | 10 | 30 |  | 1.03 | Cogen | -1 | 0.060423 | 0 | 0 |  |  |  |  | -0.060423 | 0 | [6 empty] | 265 | 0
48591 | CHE_GT2_5030 | 2 | Houston | YES | -0.007655 | 173 | 50 | 173 | 0 | 1.029 | Cogen | -1 | 0.068078 | 0 | 0 |  |  |  |  | -0.068078 | 0 | [6 empty] | 266 | 0
48811 | CVC_GT3_5045 | 3 | Houston | YES | -0.007655 | 156 | 91.8 | 156 | 0 | 1.029 | Cogen | -1 | 0.068078 | 0 | 0 |  |  |  |  | -0.068078 | 0 | [6 empty] | 267 | 0
48812 | CVC_GT2_5020 | 2 | Houston | YES | -0.007655 | 158 | 91.8 | 158 | 0 | 1.029 | Cogen | -1 | 0.068078 | 0 | 0 |  |  |  |  | -0.068078 | 0 | [6 empty] | 268 | 0
48813 | CVC_GT1_5035 | 1 | Houston | YES | -0.007655 | 160 | 91.8 | 160 | 0 | 1.029 | Cogen | -1 | 0.068078 | 0 | 0 |  |  |  |  | -0.068078 | 0 | [6 empty] | 269 | 0
48814 | CVC_ST5_5040 | 1 | Houston | YES | -0.007655 | 162 | 91.8 | 162 | 0 | 1.029 | Cogen | -1 | 0.068078 | 0 | 0 |  |  |  |  | -0.068078 | 0 | [6 empty] | 270 | 0
48885 | THW_5152 | B | Houston | YES | -0.010392 | 47.2 | 5 | 59 |  | 1.0319 | GGT | -1 | 0.070815 | 59 | 59 |  |  |  |  | -0.070815 | -4.1781 | [6 empty] | 271 | 0
48885 | THW_5152 | A | Houston | YES | -0.010392 | 46.4 | 5 | 58 |  | 1.0319 | GGT | -1 | 0.070815 | 58 | 58 |  |  |  |  | -0.070815 | -4.1073 | [6 empty] | 272 | 0
48886 | THW_5354 | D | Houston | YES | -0.010392 | 46.4 | 5 | 58 |  | 1.0319 | GGT | -1 | 0.070815 | 58 | 58 |  |  |  |  | -0.070815 | -4.1073 | [6 empty] | 273 | 0
48886 | THW_5354 | C | Houston | YES | -0.010392 | 45.6 | 5 | 57 |  | 1.0319 | GGT | -1 | 0.070815 | 57 | 57 |  |  |  |  | -0.070815 | -4.0364 | [6 empty] | 274 | 0
48887 | THW_5556 | E | Houston | YES | -0.010392 | 47.2 | 5 | 59 |  | 1.0319 | GGT | -1 | 0.070815 | 59 | 59 |  |  |  |  | -0.070815 | -4.1781 | [6 empty] | 275 | 0
48887 | THW_5556 | F | Houston | YES | -0.010392 | 45.6 | 5 | 57 |  | 1.0319 | GGT | -1 | 0.070815 | 57 | 57 |  |  |  |  | -0.070815 | -4.0364 | [6 empty] | 276 | 0
48690 | GBY_GN5_5 | 5 | Houston | YES | -0.010589 | 318.4 | 81 | 398 |  | 1.0362 | GSC | -1 | 0.071012 | 398 | 398 |  |  |  |  | -0.071012 | -28.2627 | [6 empty] | 277 | 0
48595 | BTE_GT2_8075 | 1 | Houston | YES | -0.010732 | 162.8 | 130 | 162.8 | 0 | 1.0261 | CC | -1 | 0.071155 | 162.8 | 162.8 |  |  |  |  | -0.071155 | -11.584 | [6 empty] | 278 | 0
48596 | BTE_GT3_8045 | 2 | Houston | YES | -0.010732 | 161.4 | 130 | 161.4 | 0 | 1.0261 | CC | -1 | 0.071155 | 161.4 | 161.4 |  |  |  |  | -0.071155 | -11.4844 | [6 empty] | 279 | 0
48597 | BTE_GT4_8055 | 3 | Houston | YES | -0.010732 | 158.9 | 130 | 158.9 | 0 | 1.0261 | CC | -1 | 0.071155 | 158.9 | 158.9 |  |  |  |  | -0.071155 | -11.3065 | [6 empty] | 280 | 0
48598 | BTE_ST1_8070 | 4 | Houston | YES | -0.010732 | 269.2 | 60 | 269.2 | 0 | 1.0261 | CC | -1 | 0.071155 | 269.2 | 269.2 |  |  |  |  | -0.071155 | -19.1549 | [6 empty] | 281 | 0
48583 | CBY_GT4_1 | 1 | Houston | YES | -0.011181 | 172 | 0 | 172 | 0 | 1.027 | GSC | -1 | 0.071604 | 172 | 172 |  |  |  |  | -0.071604 | -12.3158 | [6 empty] | 282 | 0
48584 | CBY_GT4_2 | 2 | Houston | YES | -0.011181 | 172 | 0 | 172 | 0 | 1.027 | CC | -1 | 0.071604 | 172 | 172 |  |  |  |  | -0.071604 | -12.3158 | [6 empty] | 283 | 0
48585 | CBY_ST4_1 | 3 | Houston | YES | -0.011181 | 172 | 0 | 172 | 0 | 1.027 | CC | -1 | 0.071604 | 172 | 172 |  |  |  |  | -0.071604 | -12.3158 | [6 empty] | 284 | 0
48815 | CVC_GT4_8005 | 4 | Houston | YES | -0.011258 | 165 | 91.8 | 165 |  | 1.0362 | Cogen | -1 | 0.071681 | 0 | 0 |  |  |  |  | -0.071681 | 0 | [6 empty] | 285 | 0
48791 | PSA_GT1_8160 | 1 | Houston | YES | -0.011401 | 52 | 20.8 | 65 | 0 | 1.0362 | Cogen | -1 | 0.071824 | 0 | 0 |  |  |  |  | -0.071824 | 0 | [6 empty] | 286 | 0
48792 | PSA_GT2_8155 | 2 | Houston | YES | -0.011401 | 52.8 | 20.3 | 66 | 0 | 1.0362 | Cogen | -1 | 0.071824 | 0 | 0 |  |  |  |  | -0.071824 | 0 | [6 empty] | 287 | 0
48793 | PSA_GT3_8150 | 3 | Houston | YES | -0.011401 | 56 | 20.3 | 70 | 0 | 1.0362 | Cogen | -1 | 0.071824 | 0 | 0 |  |  |  |  | -0.071824 | 0 | [6 empty] | 288 | 0
48794 | PSA_GT4_8145 | 4 | Houston | YES | -0.011401 | 52.8 | 20.3 | 66 | 0 | 1.0362 | Cogen | -1 | 0.071824 | 0 | 0 |  |  |  |  | -0.071824 | 0 | [6 empty] | 289 | 0
48795 | PSA_GT5_8140 | 5 | Houston | YES | -0.011401 | 51.2 | 20.3 | 64 | 0 | 1.0362 | Cogen | -1 | 0.071824 | 0 | 0 |  |  |  |  | -0.071824 | 0 | [6 empty] | 290 | 0
48796 | PSA_GN1_8165 | 1 | Houston | YES | -0.011401 | 83.2 | 43.1 | 104 | 0 | 1.0362 | Cogen | -1 | 0.071824 | 0 | 0 |  |  |  |  | -0.071824 | 0 | [6 empty] | 291 | 0
48797 | PSA_GT6_8135 | 6 | Houston | YES | -0.011401 | 47.2 | 34.5 | 59 | 0 | 1.0362 | Cogen | -1 | 0.071824 | 0 | 0 |  |  |  |  | -0.071824 | 0 | [6 empty] | 292 | 0
48581 | CBY_GN1_1 | 1 | Houston | YES | -0.011409 | 595.2 | 108 | 744 | 0 | 1.0435 | GSC | -1 | 0.071832 | 744 | 744 |  |  |  |  | -0.071832 | -53.4428 | [6 empty] | 293 | 0
48940 | WARVUE_GT1 | G1 | Houston | YES | -0.011419 | 15 | 0 | 15 |  | 1.021 | Cogen | -1 | 0.071842 | 0 | 0 |  |  |  |  | -0.071842 | 0 | [6 empty] | 294 | 0
48651 | EP_1_2 | 1 | Houston | YES | -0.011427 | 4 | 0 | 5 | 0 | 1.0362 | Cogen | -1 | 0.07185 | 0 | 0 |  |  |  |  | -0.07185 | 0 | [6 empty] | 295 | 0
48651 | EP_1_2 | 2 | Houston | YES | -0.011427 | 17.7 | 10 | 21 | 0 | 1.0362 | Cogen | -1 | 0.07185 | 0 | 0 |  |  |  |  | -0.07185 | 0 | [6 empty] | 296 | 0
49803 | EXN_15GT | 1 | Houston | YES | -0.011685 | 33 | 8.3 | 34 |  | 1.0326 | Cogen | -1 | 0.072108 | 0 | 0 |  |  |  |  | -0.072108 | 0 | [6 empty] | 297 | 0
49804 | EXN_16GT | 2 | Houston | YES | -0.011685 | 32 | 8.3 | 34.7 |  | 1.0326 | Cogen | -1 | 0.072108 | 0 | 0 |  |  |  |  | -0.072108 | 0 | [6 empty] | 298 | 0
49805 | EXN_17GT | 3 | Houston | YES | -0.011685 | 31 | 8.3 | 32.7 |  | 1.0326 | Cogen | -1 | 0.072108 | 0 | 0 |  |  |  |  | -0.072108 | 0 | [6 empty] | 299 | 0
49826 | EXN938GT | 5 | Houston | YES | -0.011685 | 43 | 9.2 | 45.9 |  | 1.0326 | Cogen | -1 | 0.072108 | 0 | 0 |  |  |  |  | -0.072108 | 0 | [6 empty] | 300 | 0
49828 | EXN941GT | 10 | Houston | YES | -0.011685 | 17.7 | 5.4 | 17.7 | 0 | 1.0326 | Cogen | -1 | 0.072108 | 0 | 0 |  |  |  |  | -0.072108 | 0 | [6 empty] | 301 | 0
49829 | EXN942GT | 11 | Houston | YES | -0.011685 | 20 | 5.4 | 20.4 | 0 | 1.0326 | Cogen | -1 | 0.072108 | 0 | 0 |  |  |  |  | -0.072108 | 0 | [6 empty] | 302 | 0
49830 | EXN943GT | 12 | Houston | YES | -0.011685 | 19 | 5.4 | 19.9 | 0 | 1.0326 | Cogen | -1 | 0.072108 | 0 | 0 |  |  |  |  | -0.072108 | 0 | [6 empty] | 303 | 0
49831 | EXN944GT | 13 | Houston | YES | -0.011685 | 33 | 5.4 | 35 | 0 | 1.0326 | Cogen | -1 | 0.072108 | 0 | 0 |  |  |  |  | -0.072108 | 0 | [6 empty] | 304 | 0
49832 | EXN945GT | 9 | Houston | YES | -0.011685 | 18.5 | 9.2 | 18.5 |  | 1.0326 | Cogen | -1 | 0.072108 | 0 | 0 |  |  |  |  | -0.072108 | 0 | [6 empty] | 305 | 0
49837 | EXN_GT | 4 | Houston | YES | -0.011685 | 81 | 21.3 | 85.4 |  | 1.0326 | Cogen | -1 | 0.072108 | 0 | 0 |  |  |  |  | -0.072108 | 0 | [6 empty] | 306 | 0
49838 | EXN_14GT | 14 | Houston | YES | -0.011685 | 140 | 0 | 148 |  | 1.0326 | Cogen | -1 | 0.072108 | 0 | 0 |  |  |  |  | -0.072108 | 0 | [6 empty] | 307 | 0
48883 | THW_GT1_GT_1 | B2 | Houston | YES | -0.011755 | 0 | 0 | 12 |  | 1.043 | GGT | -1 | 0.072178 | 12 | 12 |  |  |  |  | -0.072178 | -0.86613 | [6 empty] | 308 | 0
48582 | CBY_GN2_2 | 2 | Houston | YES | -0.011951 | 596.8 | 110 | 746 | 0 | 1.0435 | GSC | -1 | 0.072374 | 746 | 746 |  |  |  |  | -0.072374 | -53.9908 | [6 empty] | 309 | 0
48873 | THW_ST3_ST_3 | 3 | Houston | YES | -0.012351 | 107 | 19 | 107 | 0 | 1.0435 | CC | -1 | 0.072774 | 107 | 107 |  |  |  |  | -0.072774 | -7.7868 | [6 empty] | 310 | 0
48874 | THW_ST4_ST_4 | 4 | Houston | YES | -0.012351 | 108 | 19 | 108 | 0 | 1.0435 | CC | -1 | 0.072774 | 108 | 108 |  |  |  |  | -0.072774 | -7.8596 | [6 empty] | 311 | 0
48875 | THW_3132 | A | Houston | YES | -0.012351 | 55 | 5 | 55 | 0 | 1.0435 | CC | -1 | 0.072774 | 55 | 55 |  |  |  |  | -0.072774 | -4.0026 | [6 empty] | 312 | 0
48875 | THW_3132 | B | Houston | YES | -0.012351 | 53 | 5 | 53 | 0 | 1.0435 | CC | -1 | 0.072774 | 53 | 53 |  |  |  |  | -0.072774 | -3.857 | [6 empty] | 313 | 0
48877 | THW_3334 | C | Houston | YES | -0.012351 | 55 | 5 | 55 | 0 | 1.0435 | CC | -1 | 0.072774 | 55 | 55 |  |  |  |  | -0.072774 | -4.0026 | [6 empty] | 314 | 0
48877 | THW_3334 | D | Houston | YES | -0.012351 | 57 | 5 | 57 | 0 | 1.0435 | CC | -1 | 0.072774 | 57 | 57 |  |  |  |  | -0.072774 | -4.1481 | [6 empty] | 315 | 0
48879 | THW_4142 | E | Houston | YES | -0.012351 | 56 | 5 | 56 | 0 | 1.0435 | CC | -1 | 0.072774 | 56 | 56 |  |  |  |  | -0.072774 | -4.0753 | [6 empty] | 316 | 0
48879 | THW_4142 | F | Houston | YES | -0.012351 | 55 | 5 | 55 | 0 | 1.0435 | CC | -1 | 0.072774 | 55 | 55 |  |  |  |  | -0.072774 | -4.0026 | [6 empty] | 317 | 0
48881 | THW_4344 | G | Houston | YES | -0.012351 | 58 | 5 | 58 | 0 | 1.0435 | CC | -1 | 0.072774 | 58 | 58 |  |  |  |  | -0.072774 | -4.2209 | [6 empty] | 318 | 0
48881 | THW_4344 | H | Houston | YES | -0.012351 | 58 | 5 | 58 | 0 | 1.0435 | CC | -1 | 0.072774 | 58 | 58 |  |  |  |  | -0.072774 | -4.2209 | [6 empty] | 319 | 0
48593 | CHE_GT1_8015 | 1 | Houston | YES | -0.012841 | 173 | 50 | 173 | 0 | 1.0362 | Cogen | -1 | 0.073264 | 0 | 0 |  |  |  |  | -0.073264 | 0 | [6 empty] | 320 | 0
48594 | CHE_GN4_8025 | 4 | Houston | YES | -0.012841 | 142 | 60 | 142 | 0 | 1.0362 | Cogen | -1 | 0.073264 | 0 | 0 |  |  |  |  | -0.073264 | 0 | [6 empty] | 321 | 0
48511 | LPE_GT1_8070 | 1 | Houston | YES | -0.01289 | 42 | 0 | 42 | 0 | 1.0362 | GGT | -1 | 0.073313 | 42 | 42 |  |  |  |  | -0.073313 | -3.0791 | [6 empty] | 322 | 0
48512 | LPE_GT2_8075 | 2 | Houston | YES | -0.01289 | 42 | 0 | 42 | 0 | 1.0362 | GGT | -1 | 0.073313 | 42 | 42 |  |  |  |  | -0.073313 | -3.0791 | [6 empty] | 323 | 0
48513 | LPE_GT3_8080 | 3 | Houston | YES | -0.01289 | 39 | 0 | 39 | 0 | 1.0362 | GGT | -1 | 0.073313 | 39 | 39 |  |  |  |  | -0.073313 | -2.8592 | [6 empty] | 324 | 0
48514 | LPE_GT4_8085 | 4 | Houston | YES | -0.01289 | 39 | 0 | 39 | 0 | 1.0362 | GGT | -1 | 0.073313 | 39 | 39 |  |  |  |  | -0.073313 | -2.8592 | [6 empty] | 325 | 0
48500 | APD_GT1_8005 | 1 | Houston | YES | -0.012968 | 137.6 | 54.6 | 137.6 | 0 | 1.0362 | Cogen | -1 | 0.073391 | 0 | 0 |  |  |  |  | -0.073391 | 0 | [6 empty] | 326 | 0
48820 | SHELLG1_3015 | 1 | Houston | YES | -0.013299 | 71 | 34.5 | 71 |  | 1.029 | Cogen | -1 | 0.073722 | 0 | 0 |  |  |  |  | -0.073722 | 0 | [6 empty] | 327 | 0
48821 | SHELLG2 | 2 | Houston | YES | -0.013299 | 72 | 34.5 | 72 |  | 1.029 | Cogen | -1 | 0.073722 | 0 | 0 |  |  |  |  | -0.073722 | 0 | [6 empty] | 328 | 0
48822 | SHELLG3_3020 | 2 | Houston | YES | -0.013299 | 30 | 0 | 30 |  | 1.029 | Cogen | -1 | 0.073722 | 0 | 0 |  |  |  |  | -0.073722 | 0 | [6 empty] | 329 | 0
48822 | SHELLG3_3020 | 1 | Houston | YES | -0.013299 | 39 | 0 | 39 |  | 1.029 | Cogen | -1 | 0.073722 | 0 | 0 |  |  |  |  | -0.073722 | 0 | [6 empty] | 330 | 0
48740 | PSG_GN2_8050 | 1 | Houston | YES | -0.01354 | 182 | 60 | 182 | 0 | 1.0326 | Cogen | -1 | 0.073963 | 0 | 0 |  |  |  |  | -0.073963 | 0 | [6 empty] | 331 | 0
48741 | PSG_GT2_8040 | 1 | Houston | YES | -0.01354 | 158.6 | 50 | 158.6 | 0 | 1.0326 | Cogen | -1 | 0.073963 | 0 | 0 |  |  |  |  | -0.073963 | 0 | [6 empty] | 332 | 0
48742 | PSG_GT3_8060 | 1 | Houston | YES | -0.01354 | 157 | 50 | 157 | 0 | 1.0326 | Cogen | -1 | 0.073963 | 0 | 0 |  |  |  |  | -0.073963 | 0 | [6 empty] | 333 | 0
48854 | SRB_GN4_4 | 4 | Houston | YES | -0.01354 | 182.4 | 35 | 228 | 0 | 1.0326 | GST | -1 | 0.073963 | 228 | 228 |  |  |  |  | -0.073963 | -16.8635 | [6 empty] | 334 | 0
48611 | DIB_GT1_8080 | 1 | Houston | YES | -0.013545 | 64 | 0 | 64 | 0 | 1.0326 | Cogen | -1 | 0.073968 | 0 | 0 |  |  |  |  | -0.073968 | 0 | [6 empty] | 335 | 0
48612 | DIB_GT2_8075 | 2 | Houston | YES | -0.013545 | 63.2 | 0 | 63.2 | 0 | 1.0326 | Cogen | -1 | 0.073968 | 0 | 0 |  |  |  |  | -0.073968 | 0 | [6 empty] | 336 | 0
48613 | DIB_ST1_8085 | 3 | Houston | YES | -0.013545 | 67.9 | 30 | 82.6 | 0 | 1.0326 | Cogen | -1 | 0.073968 | 0 | 0 |  |  |  |  | -0.073968 | 0 | [6 empty] | 337 | 0
48614 | DIB_GT3_8090 | 4 | Houston | YES | -0.013545 | 73.6 | 15 | 73.6 | 0 | 1.0326 | Cogen | -1 | 0.073968 | 0 | 0 |  |  |  |  | -0.073968 | 0 | [6 empty] | 338 | 0
48845 | SOL_GT1 | 1 | Houston | YES | -0.013547 | 16.2 | 15.4 | 16.2 |  | 1.0326 | Solar | -1 | 0.07397 | 16.2 | 16.2 |  |  |  |  | -0.07397 | -1.1983 | [6 empty] | 339 | 0
48853 | SRB_GN3_3 | 3 | Houston | YES | -0.01355 | 170.4 | 35 | 213 |  | 1.0326 | GST | -1 | 0.073973 | 213 | 213 |  |  |  |  | -0.073973 | -15.7562 | [6 empty] | 340 | 0
48551 | CAL_GT1_8045 | 1 | Houston | YES | -0.013591 | 149 | 0 | 149 | 0 | 1.0326 | Cogen | -1 | 0.074014 | 0 | 0 |  |  |  |  | -0.074014 | 0 | [6 empty] | 341 | 0
48552 | CAL_ST1_8000 | 2 | Houston | YES | -0.013591 | 65.1 | 0 | 65.1 | 0 | 1.0326 | Cogen | -1 | 0.074014 | 0 | 0 |  |  |  |  | -0.074014 | 0 | [6 empty] | 342 | 0
48851 | SRB_GN1_1 | 1 | Houston | YES | -0.013595 | 132 | 26 | 165 | 0 | 1.0217 | GST | -1 | 0.074018 | 165 | 165 |  |  |  |  | -0.074018 | -12.2129 | [6 empty] | 343 | 0
48852 | SRB_GN2_2 | 2 | Houston | YES | -0.013608 | 140.8 | 26 | 176 | 0 | 1.0217 | GST | -1 | 0.074031 | 176 | 176 |  |  |  |  | -0.074031 | -13.0294 | [6 empty] | 344 | 0
48855 | SRB_GT211035 | B1 | Houston | YES | -0.013618 | 0 | 0 | 18 |  | 1.014 | GGT | -1 | 0.074041 | 18 | 18 |  |  |  |  | -0.074041 | -1.3327 | [6 empty] | 345 | 0
48855 | SRB_GT211035 | B2 | Houston | YES | -0.013618 | 0 | 0 | 12 |  | 1.014 | GGT | -1 | 0.074041 | 12 | 12 |  |  |  |  | -0.074041 | -0.88849 | [6 empty] | 346 | 0
48761 | PR_GT1__9040 | 1 | Houston | YES | -0.01379 | 26 | 0 | 35 |  | 1 | Cogen | -1 | 0.074213 | 0 | 0 |  |  |  |  | -0.074213 | 0 | [6 empty] | 347 | 0
48641 | DPEC_GT15040 | 1 | Houston | YES | -0.013958 | 163.2 | 98 | 163.2 | 0 | 1.0319 | CC | -1 | 0.074381 | 163.2 | 163.2 |  |  |  |  | -0.074381 | -12.1389 | [6 empty] | 348 | 0
48642 | DPEC_GT25025 | 2 | Houston | YES | -0.013958 | 157.1 | 98 | 157.1 | 0 | 1.0319 | CC | -1 | 0.074381 | 157.1 | 157.1 |  |  |  |  | -0.074381 | -11.6852 | [6 empty] | 349 | 0
48643 | DPEC_GT35010 | 3 | Houston | YES | -0.013958 | 157.5 | 98 | 157.5 | 0 | 1.0319 | CC | -1 | 0.074381 | 157.5 | 157.5 |  |  |  |  | -0.074381 | -11.715 | [6 empty] | 350 | 0
48644 | DPEC_GT45070 | 4 | Houston | YES | -0.013958 | 157 | 98 | 157 | 0 | 1.0319 | CC | -1 | 0.074381 | 157 | 157 |  |  |  |  | -0.074381 | -11.6778 | [6 empty] | 351 | 0
48645 | DPEC_ST55065 | 5 | Houston | YES | -0.013958 | 282 | 0 | 282 | 0 | 1.0319 | CC | -1 | 0.074381 | 282 | 282 |  |  |  |  | -0.074381 | -20.9754 | [6 empty] | 352 | 0
48841 | SJS_GT1_GT1 | 1 | Houston | YES | -0.014137 | 62.4 | 49 | 78 | 0 | 1.0362 | Cogen | -1 | 0.07456 | 0 | 0 |  |  |  |  | -0.07456 | 0 | [6 empty] | 353 | 0
48842 | SJS_GT2_GT2 | 2 | Houston | YES | -0.014137 | 64.8 | 49 | 81 | 0 | 1.0362 | Cogen | -1 | 0.07456 | 0 | 0 |  |  |  |  | -0.07456 | 0 | [6 empty] | 354 | 0
48691 | GBY_73741085 | B | Houston | YES | -0.014362 | 37.6 | 20 | 47 | 0 | 1.0362 | GGT | -1 | 0.074785 | 47 | 47 |  |  |  |  | -0.074785 | -3.5149 | [6 empty] | 355 | 0
48691 | GBY_73741085 | A | Houston | YES | -0.014362 | 37.6 | 20 | 47 | 0 | 1.0362 | GGT | -1 | 0.074785 | 47 | 47 |  |  |  |  | -0.074785 | -3.5149 | [6 empty] | 356 | 0
48692 | GBY_81821075 | D | Houston | YES | -0.014362 | 44 | 20 | 55 | 0 | 1.0362 | GGT | -1 | 0.074785 | 55 | 55 |  |  |  |  | -0.074785 | -4.1132 | [6 empty] | 357 | 0
48692 | GBY_81821075 | C | Houston | YES | -0.014362 | 37.6 | 20 | 47 | 0 | 1.0362 | GGT | -1 | 0.074785 | 47 | 47 |  |  |  |  | -0.074785 | -3.5149 | [6 empty] | 358 | 0
48693 | GBY_83841065 | F | Houston | YES | -0.014362 | 43.2 | 20 | 54 | 0 | 1.0362 | GGT | -1 | 0.074785 | 54 | 54 |  |  |  |  | -0.074785 | -4.0384 | [6 empty] | 359 | 0
48693 | GBY_83841065 | E | Houston | YES | -0.014362 | 45.6 | 20 | 57 | 0 | 1.0362 | GGT | -1 | 0.074785 | 57 | 57 |  |  |  |  | -0.074785 | -4.2627 | [6 empty] | 360 | 0
48531 | BYU_GT1_8075 | 1 | Houston | YES | -0.014827 | 65 | 0 | 65 |  | 1.0362 | Cogen | -1 | 0.07525 | 0 | 0 |  |  |  |  | -0.07525 | 0 | [6 empty] | 361 | 0
48532 | BYU_GT2_8055 | 2 | Houston | YES | -0.014827 | 62 | 0 | 62 |  | 1.0362 | Cogen | -1 | 0.07525 | 0 | 0 |  |  |  |  | -0.07525 | 0 | [6 empty] | 362 | 0
48533 | BYU_GT3_8060 | 3 | Houston | YES | -0.014827 | 67 | 0 | 67 |  | 1.0362 | Cogen | -1 | 0.07525 | 0 | 0 |  |  |  |  | -0.07525 | 0 | [6 empty] | 363 | 0
48534 | BYU_GT4_8065 | 4 | Houston | YES | -0.014827 | 65 | 0 | 65 |  | 1.0362 | Cogen | -1 | 0.07525 | 0 | 0 |  |  |  |  | -0.07525 | 0 | [6 empty] | 364 | 0
48561 | CTL_GT2_8130 | 1 | Houston | YES | -0.015194 | 73.5 | 30.3 | 91.9 |  | 1.0362 | Cogen | -1 | 0.075617 | 0 | 0 |  |  |  |  | -0.075617 | 0 | [6 empty] | 365 | 0
48562 | CTL_GT3_8135 | 2 | Houston | YES | -0.015194 | 70.1 | 30.3 | 87.6 |  | 1.0362 | Cogen | -1 | 0.075617 | 0 | 0 |  |  |  |  | -0.075617 | 0 | [6 empty] | 366 | 0
48563 | CTL_GT4_8140 | 3 | Houston | YES | -0.015194 | 69.6 | 30.3 | 87 |  | 1.0362 | Cogen | -1 | 0.075617 | 0 | 0 |  |  |  |  | -0.075617 | 0 | [6 empty] | 367 | 0
48564 | CTL_GN1_8145 | 4 | Houston | YES | -0.015194 | 43.6 | 12.9 | 54.5 |  | 1.0362 | Cogen | -1 | 0.075617 | 0 | 0 |  |  |  |  | -0.075617 | 0 | [6 empty] | 368 | 0
48565 | CTL_GN2_8155 | 5 | Houston | YES | -0.015194 | 9.8 | 3.4 | 12.2 |  | 1.0362 | Cogen | -1 | 0.075617 | 0 | 0 |  |  |  |  | -0.075617 | 0 | [6 empty] | 369 | 0
48772 | PHR_GN2_2 | MB | Houston | YES | -0.016151 | 0 | 72 | 459 |  | 1.0362 | GSC | -1 | 0.076574 | 0 | 0 |  |  |  |  | -0.076574 | 0 | [6 empty] | 370 | 0
38580 | TNBP_CGN1_8 | 1 | Houston | YES | -0.017524 | 70.8 | 0 | 70.8 | 0 | 1.005 | Cogen | -1 | 0.077947 | 0 | 0 |  |  |  |  | -0.077947 | 0 | [6 empty] | 371 | 0
38590 | TNBP_CGN2_8 | 2 | Houston | YES | -0.017524 | 66.7 | 0 | 66.7 | 0 | 1.005 | Cogen | -1 | 0.077947 | 0 | 0 |  |  |  |  | -0.077947 | 0 | [6 empty] | 372 | 0
38600 | TNBP_CGN3_8 | 5 | Houston | YES | -0.017524 | 53 | 0 | 53 | 0 | 1.005 | Cogen | -1 | 0.077947 | 0 | 0 |  |  |  |  | -0.077947 | 0 | [6 empty] | 373 | 0
38611 | TNBPAMCG1_8 | 1 | Houston | YES | -0.017524 | 153.2 | 0 | 153.2 | 0 | 1.005 | Cogen | -1 | 0.077947 | 0 | 0 |  |  |  |  | -0.077947 | 0 | [6 empty] | 374 | 0
38612 | TNBPAMCG2_8 | 2 | Houston | YES | -0.017524 | 153.5 | 0 | 153.5 | 0 | 1.005 | Cogen | -1 | 0.077947 | 0 | 0 |  |  |  |  | -0.077947 | 0 | [6 empty] | 375 | 0
38613 | TNBPAMCG3_8 | 3 | Houston | YES | -0.017524 | 152.3 | 0 | 152.3 | 0 | 1.005 | Cogen | -1 | 0.077947 | 0 | 0 |  |  |  |  | -0.077947 | 0 | [6 empty] | 376 | 0
38614 | TNBPAMCG4_8 | 4 | Houston | YES | -0.017524 | 96 | 0 | 96 |  | 1.005 | Cogen | -1 | 0.077947 | 0 | 0 |  |  |  |  | -0.077947 | 0 | [6 empty] | 377 | 0
38615 | TNBPAMCG5_8 | 1 | Houston | YES | -0.017524 | 244 | 0 | 244 | 0 | 1.005 | Cogen | -1 | 0.077947 | 0 | 0 |  |  |  |  | -0.077947 | 0 | [6 empty] | 378 | 0
38690 | TNBP_CGN4_8 | 3 | Houston | YES | -0.017524 | 40 | 0 | 40 |  | 1.005 | Cogen | -1 | 0.077947 | 0 | 0 |  |  |  |  | -0.077947 | 0 | [6 empty] | 379 | 0
38711 | TNTXCTY1CG8 | 1 | Houston | YES | -0.017524 | 100.3 | 59 | 100.3 | 0 | 1 | Cogen | -1 | 0.077947 | 0 | 0 |  |  |  |  | -0.077947 | 0 | [6 empty] | 380 | 0
38712 | TNTXCTY2CG8 | 1 | Houston | YES | -0.017524 | 92.9 | 59 | 92.9 | 0 | 1 | Cogen | -1 | 0.077947 | 0 | 0 |  |  |  |  | -0.077947 | 0 | [6 empty] | 381 | 0
38713 | TNTXCTY3CG8 | 1 | Houston | YES | -0.017524 | 102.7 | 59 | 102.7 | 0 | 1 | Cogen | -1 | 0.077947 | 0 | 0 |  |  |  |  | -0.077947 | 0 | [6 empty] | 382 | 0
38714 | TNTXCTY4CG8 | 1 | Houston | YES | -0.017524 | 103 | 59 | 103 | 0 | 1 | Cogen | -1 | 0.077947 | 0 | 0 |  |  |  |  | -0.077947 | 0 | [6 empty] | 383 | 0
39470 | TNDOWCGNSG8 | 1 | Houston | YES | -0.017524 | 32 | 10 | 32 | 0 | 0.985 | Cogen | -1 | 0.077947 | 0 | 0 |  |  |  |  | -0.077947 | 0 | [6 empty] | 384 | 0
39480 | TNDOWCGNGG8 | 1 | Houston | YES | -0.017524 | 30 | 10 | 30 | 0 | 0.985 | Cogen | -1 | 0.077947 | 0 | 0 |  |  |  |  | -0.077947 | 0 | [6 empty] | 385 | 0
48921 | WAP_GN1_1 | 1 | Houston | YES | -0.020772 | 132.8 | 37 | 166 | 0 | 1.0362 | GST | -1 | 0.081195 | 166 | 166 |  |  |  |  | -0.081195 | -13.4783 | [6 empty] | 386 | 0
48922 | WAP_GN2_2 | 2 | Houston | YES | -0.020772 | 132.8 | 37 | 166 | 0 | 1.0362 | GST | -1 | 0.081195 | 166 | 166 |  |  |  |  | -0.081195 | -13.4783 | [6 empty] | 387 | 0
48923 | WAP_GN3_3 | 3 | Houston | YES | -0.020772 | 198.4 | 93 | 248 | 0 | 1.0362 | GST | -1 | 0.081195 | 248 | 248 |  |  |  |  | -0.081195 | -20.1363 | [6 empty] | 388 | 0
48924 | WAP_GN4_4 | 4 | Houston | YES | -0.020772 | 546 | 217 | 546 | 0 | 1.0362 | GSC | -1 | 0.081195 | 546 | 546 |  |  |  |  | -0.081195 | -44.3323 | [6 empty] | 389 | 0
48925 | WAP_GN5_5 | 5 | Houston | YES | -0.020772 | 589.4 | 278 | 654 | 0 | 0.985 | LIGCO | -1 | 0.081195 | 0 | 654 |  |  |  |  | -0.081195 | 0 | [6 empty] | 390 | 0
48929 | WAPGT21_GT1 | B1 | Houston | YES | -0.020772 | 0 | 0 | 13 |  | 1.05 | GGT | -1 | 0.081195 | 13 | 13 |  |  |  |  | -0.081195 | -1.0555
48510 | AK_GT1__8040 | 1 | Houston | YES | -0.02086 | 33.4 | 8.1 | 34 |  | 1.029 | Cogen | -1 | 0.081283 | 0 | 0 |  |  |  |  | -0.081283 | 0
48521 | BVE_GT1_GT1 | 1 | Houston | YES | -0.021543 | 167.7 | 0 | 167.7 |  | 1.035 | CC | -1 | 0.081966 | 167.7 | 167.7 |  |  |  |  | -0.081966 | -13.7457
48522 | BVE_GT2_5035 | 2 | Houston | YES | -0.021543 | 166.4 | 0 | 166.4 |  | 1.035 | CC | -1 | 0.081966 | 166.4 | 166.4 |  |  |  |  | -0.081966 | -13.6391
48523 | BVE_ST1_GN1 | 3 | Houston | YES | -0.021543 | 252.4 | 0 | 252.4 |  | 1.035 | CC | -1 | 0.081966 | 252.4 | 252.4 |  |  |  |  | -0.081966 | -20.6882
48926 | WAP_GN6_6 | 6 | Houston | YES | -0.021584 | 651 | 280 | 651 |  | 1.035 | LIGCO | -1 | 0.082007 | 0 | 651 |  |  |  |  | -0.082007 | 0
48927 | WAP_GN7_7 | 7 | Houston | YES | -0.021584 | 564 | 277 | 564 |  | 1.035 | LIGCO | -1 | 0.082007 | 0 | 564 |  |  |  |  | -0.082007 | 0
48928 | WAP_GN8_8 | 8 | Houston | YES | -0.021584 | 603 | 275 | 603 |  | 1.035 | LIGCO | -1 | 0.082007 | 0 | 603 |  |  |  |  | -0.082007 | 0
48730 | MNS_GT | 1 | Houston | YES | -0.021609 | 43 | 0 | 46.1 |  | 1.029 | Cogen | -1 | 0.082032 | 0 | 0 |  |  |  |  | -0.082032 | 0
39760 | TNSCLP1___8 | 1 | Houston | YES | -0.026597 | 93.4 | 20 | 116.8 | 0 | 1.04 | Cogen | -1 | 0.08702 | 0 | 0 |  |  |  |  | -0.08702 | 0
39770 | TNSCLP2___8 | 1 | Houston | YES | -0.026597 | 91.6 | 20 | 114.5 | 0 | 1.04 | Cogen | -1 | 0.08702 | 0 | 0 |  |  |  |  | -0.08702 | 0
39775 | TNSCLP4___8 | 1 | Houston | YES | -0.026597 | 95.2 | 20 | 119 | 0 | 1.04 | Cogen | -1 | 0.08702 | 0 | 0 |  |  |  |  | -0.08702 | 0
39790 | TNSCLP3___8 | 1 | Houston | YES | -0.026597 | 87.6 | 20 | 109.5 | 0 | 1.027 | Cogen | -1 | 0.08702 | 0 | 0 |  |  |  |  | -0.08702 | 0
48520 | BSF_GT1_8070 | 1 | Houston | YES | -0.027973 | 72 | 0 | 72 | 0 | 1.0326 | Cogen | -1 | 0.088396 | 0 | 0 |  |  |  |  | -0.088396 | 0
48520 | BSF_GT1_8070 | 2 | Houston | YES | -0.027973 | 10 | 0 | 10 | 0 | 1.0326 | Cogen | -1 | 0.088396 | 0 | 0 |  |  |  |  | -0.088396 | 0
49851 | DOW17000 | 37 | Houston | YES | -0.029714 | 39 | 0 | 62 | 0 | 1 | Cogen | -1 | 0.090137 | 0 | 0 |  |  |  |  | -0.090137 | 0
49858 | DOW38100 | 31 | Houston | YES | -0.029714 | 45 | 0 | 71.4 |  | 1 | Cogen | -1 | 0.090137 | 0 | 0 |  |  |  |  | -0.090137 | 0
49859 | DOW38200 | 33 | Houston | YES | -0.029714 | 28 | 0 | 45 | 0 | 1 | Cogen | -1 | 0.090137 | 0 | 0 |  |  |  |  | -0.090137 | 0
49860 | DOW38300 | 32 | Houston | YES | -0.029714 | 63 | 0 | 101 |  | 1 | Cogen | -1 | 0.090137 | 0 | 0 |  |  |  |  | -0.090137 | 0
49862 | DOW39100 | 36 | Houston | YES | -0.029714 | 54 | 0 | 86 | 0 | 1 | Cogen | -1 | 0.090137 | 0 | 0 |  |  |  |  | -0.090137 | 0
49863 | DOW39200 | 35 | Houston | YES | -0.029714 | 55 | 0 | 88 | 0 | 1 | Cogen | -1 | 0.090137 | 0 | 0 |  |  |  |  | -0.090137 | 0
49865 | DOW41000 | 41 | Houston | YES | -0.029714 | 31 | 0 | 50 |  | 1 | Cogen | -1 | 0.090137 | 0 | 0 |  |  |  |  | -0.090137 | 0
49866 | DOW42000 | 42 | Houston | YES | -0.029714 | 11 | 0 | 18 |  | 1 | Cogen | -1 | 0.090137 | 0 | 0 |  |  |  |  | -0.090137 | 0
49869 | DOW49000 | 45 | Houston | YES | -0.029714 | 59 | 0 | 94 |  | 1 | Cogen | -1 | 0.090137 | 0 | 0 |  |  |  |  | -0.090137 | 0
49870 | DOW61000 | 61 | Houston | YES | -0.029714 | 44 | 0 | 70 | 0 | 1 | Cogen | -1 | 0.090137 | 0 | 0 |  |  |  |  | -0.090137 | 0
49871 | DOW62000 | 62 | Houston | YES | -0.029714 | 40 | 0 | 63 | 0 | 1 | Cogen | -1 | 0.090137 | 0 | 0 |  |  |  |  | -0.090137 | 0
49872 | DOW63000 | 63 | Houston | YES | -0.029714 | 45 | 0 | 72 | 0 | 1 | Cogen | -1 | 0.090137 | 0 | 0 |  |  |  |  | -0.090137 | 0
49873 | DOW64000 | 64 | Houston | YES | -0.029714 | 41 | 0 | 64.8 | 0 | 1 | Cogen | -1 | 0.090137 | 0 | 0 |  |  |  |  | -0.090137 | 0
49876 | DOW65000 | 65 | Houston | YES | -0.029714 | 63 | 0 | 101 | 0 | 1 | Cogen | -1 | 0.090137 | 0 | 0 |  |  |  |  | -0.090137 | 0
49877 | DOW66000 | 66 | Houston | YES | -0.029714 | 61 | 0 | 97 | 0 | 1 | Cogen | -1 | 0.090137 | 0 | 0 |  |  |  |  | -0.090137 | 0
49878 | DOW67000 | 67 | Houston | YES | -0.029714 | 65 | 0 | 103 | 0 | 1 | Cogen | -1 | 0.090137 | 0 | 0 |  |  |  |  | -0.090137 | 0
49882 | DOW81000 | 81 | Houston | YES | -0.029714 | 47 | 0 | 76 | 0 | 1 | Cogen | -1 | 0.090137 | 0 | 0 |  |  |  |  | -0.090137 | 0
49884 | DOW82000 | 82 | Houston | YES | -0.029714 | 51 | 0 | 80 | 0 | 1 | Cogen | -1 | 0.090137 | 0 | 0 |  |  |  |  | -0.090137 | 0
49885 | DOW83000 | 83 | Houston | YES | -0.029714 | 51 | 0 | 80 | 0 | 1 | Cogen | -1 | 0.090137 | 0 | 0 |  |  |  |  | -0.090137 | 0
49886 | DOW84000 | 84 | Houston | YES | -0.029714 | 107 | 0 | 171 | 0 | 0.98 | Cogen | -1 | 0.090137 | 0 | 0 |  |  |  |  | -0.090137 | 0
8032 | AMISTADHYD1 | 1 | South | YES | -0.033165 | 33 | 13 | 33 | 0 | 1.03 | Hydro | -1 | 0.093588 | 0 | 0 |  |  | 0 | 0 | -0.093588 | 0
8033 | AMISTADHYD2 | 2 | South | YES | -0.033165 | 25 | 13 | 25 | 0 | 1.03 | Hydro | -1 | 0.093588 | 0 | 0 |  |  | 0 | 0 | -0.093588 | 0
88253 | HAMILTON | F | South | YES | -0.033165 | 0 | 0 | 0 | 0 | 1.04 | BLT | -1 | 0.093588 | 0 | 0 |  |  | 0 | 0 | -0.093588 | 0
48911 | TGF_GT1_8000 | 1 | Houston | YES | -0.036658 | 69.2 | 0 | 69.2 |  | 1.029 | Cogen | -1 | 0.097081 | 0 | 0 |  |  |  |  | -0.097081 | 0
48731 | CBE_GT1 | 1 | Houston | YES | -0.038941 | 76 | 0 | 76 | 0 | 1.029 | CC | -1 | 0.099364 | 76 | 76 |  |  |  |  | -0.099364 | -7.5516
48732 | CBE_GT2 | 1 | Houston | YES | -0.038941 | 76 | 0 | 76 | 0 | 1.029 | CC | -1 | 0.099364 | 76 | 76 |  |  |  |  | -0.099364 | -7.5516
48733 | CBE_ST12 | 1 | Houston | YES | -0.038941 | 105 | 0 | 105 | 0 | 1.029 | CC | -1 | 0.099364 | 105 | 105 |  |  |  |  | -0.099364 | -10.4332
48734 | CBE_GT3 | 1 | Houston | YES | -0.038941 | 76 | 0 | 76 | 0 | 1.029 | CC | -1 | 0.099364 | 76 | 76 |  |  |  |  | -0.099364 | -7.5516
48735 | CBE_GT4 | 1 | Houston | YES | -0.038941 | 76 | 0 | 76 | 0 | 1.029 | CC | -1 | 0.099364 | 76 | 76 |  |  |  |  | -0.099364 | -7.5516
48736 | CBE_ST34 | 1 | Houston | YES | -0.038941 | 105 | 0 | 105 | 0 | 1.029 | CC | -1 | 0.099364 | 105 | 105 |  |  |  |  | -0.099364 | -10.4332
5911 | STP_GN1___1 | 1 | Houston | YES | -0.03921 | 1333 | 1249 | 1333 | 0 | 1.0406 | Nuc | -1 | 0.099633 | 0 | 0 |  |  |  |  | -0.099633 | 0
5912 | STP_GN2___2 | 2 | Houston | YES | -0.03921 | 1332 | 1249 | 1332 | 0 | 1.0406 | Nuc | -1 | 0.099633 | 0 | 0 |  |  |  |  | -0.099633 | 0
8262 | ELPS | 1 | South | YES | -0.043034 | 6 | 6 | 6 | 0 | 1.15 | Hydro | -1 | 0.10346 | 0 | 0 |  |  | 0 | 0 | -0.10346 | 0
8134 | FOR #1 | 1 | South | YES | -0.057393 | 54.1 | 45 | 79 | 0 | 1 | Cogen | -1 | 0.11782 | 0 | 0 |  |  | 0 | 0 | -0.11782 | 0
8138 | FOR #2 | 2 | South | YES | -0.057393 | 63.1 | 45 | 81 | 0 | 1 | Cogen | -1 | 0.11782 | 0 | 0 |  |  | 0 | 0 | -0.11782 | 0
8153 | FOR #3 | 3 | South | YES | -0.057393 | 63.1 | 45 | 79.9 | 0 | 1 | Cogen | -1 | 0.11782 | 0 | 0 |  |  | 0 | 0 | -0.11782 | 0
8154 | FOR #4 | 4 | South | YES | -0.057393 | 63.1 | 60 | 80 | 0 | 1 | Cogen | -1 | 0.11782 | 0 | 0 |  |  | 0 | 0 | -0.11782 | 0
8155 | FOR #5 | 5 | South | YES | -0.057393 | 63.1 | 60 | 78.4 | 0 | 1 | Cogen | -1 | 0.11782 | 0 | 0 |  |  | 0 | 0 | -0.11782 | 0
8156 | FOR #6 | 6 | South | YES | -0.057393 | 24.9 | 5 | 25 | 0 | 1 | Cogen | -1 | 0.11782 | 0 | 0 |  |  | 0 | 0 | -0.11782 | 0
8157 | FOR #7 | 7 | South | YES | -0.057393 | 28.8 | 5 | 46 | 0 | 1 | Cogen | -1 | 0.11782 | 0 | 0 |  |  | 0 | 0 | -0.11782 | 0
80051 | FOR #8 | 8 | South | YES | -0.057393 | 28 | 28 | 28 |  | 1 | Cogen | -1 | 0.11782 | 0 | 0 |  |  | 0 | 0 | -0.11782 | 0
80052 | FOR #9 | 9 | South | YES | -0.057393 | 29.7 | 5 | 43.6 | 0 | 1 | Cogen | -1 | 0.11782 | 0 | 0 |  |  | 0 | 0 | -0.11782 | 0
80053 | FOR #10 | 10 | South | YES | -0.057393 | 68.4 | 45 | 75 | 0 | 1 | Cogen | -1 | 0.11782 | 0 | 0 |  |  | 0 | 0 | -0.11782 | 0
80226 | ALCOA G | 1 | South | YES | -0.057898 | 32.3 | 5 | 48 | 0 | 1.015 | Cogen | -1 | 0.11832 | 0 | 0 |  |  | 0 | 0 | -0.11832 | 0
8147 | UCAR #2 | 10 | South | YES | -0.059524 | 18.2 | 0 | 28 |  | 1 | Cogen | -1 | 0.11995 | 0 | 0 |  |  | 0 | 0 | -0.11995 | 0
8148 | UCAR #1 | 2 | South | YES | -0.059524 | 6.1 | 0 | 7 | 0 | 1.009 | Cogen | -1 | 0.11995 | 0 | 0 |  |  | 0 | 0 | -0.11995 | 0
80137 | CSDR89 | 9 | South | YES | -0.059524 | 15 | 0 | 15 | 0 | 1.003 | DCTie | -1 | 0.11995 | 0 | 0 |  |  | 0 | 0 | -0.11995 | 0
80137 | CSDR89 | 8 | South | YES | -0.059524 | 33.9 | 0 | 39 | 0 | 1.003 | DCTie | -1 | 0.11995 | 0 | 0 |  |  | 0 | 0 | -0.11995 | 0
80138 | CSDR7 | 7 | South | YES | -0.059524 | 6.1 | 0 | 7 | 0 | 1.014 | DCTie | -1 | 0.11995 | 0 | 0 |  |  | 0 | 0 | -0.11995 | 0
80139 | CSDR56 | 6 | South | YES | -0.059524 | 0 | 0 | 39 |  | 1.0033 | DCTie | -1 | 0.11995 | 0 | 0 |  |  | 0 | 0 | -0.11995 | 0
80139 | CSDR56 | 5 | South | YES | -0.059524 | 15 | 0 | 15 |  | 1.0033 | DCTie | -1 | 0.11995 | 0 | 0 |  |  | 0 | 0 | -0.11995 | 0
80140 | CSDR11 | 11 | South | YES | -0.059524 | 33.9 | 0 | 39 | 0 | 1.03 | DCTie | -1 | 0.11995 | 0 | 0 |  |  | 0 | 0 | -0.11995 | 0
80227 | AIRCO G | 1 | South | YES | -0.059753 | 7.2 | 0 | 8 | 0 | 1.0104 | Cogen | -1 | 0.12018 | 0 | 0 |  |  | 0 | 0 | -0.12018 | 0
80224 | VISTRONG1 | 1 | South | YES | -0.06022 | 13.1 | 0 | 15 | 0 | 1.01 | Cogen | -1 | 0.12064 | 0 | 0 |  |  | 0 | 0 | -0.12064 | 0
80225 | VISTRONG2 | 2 | South | YES | -0.06022 | 20.2 | 0 | 23 | 0 | 1.01 | Cogen | -1 | 0.12064 | 0 | 0 |  |  | 0 | 0 | -0.12064 | 0
5503 | RAYBURNGEN3 | 1 | South | YES | -0.060777 | 17.6 | 6 | 22 | 0 | 1.0224 | GST | -1 | 0.1212 | 22 | 22 |  |  | -1.3371 | 22 | -0.1212 | -2.6664
5505 | RAYBURNGEN1 | 1 | South | YES | -0.060777 | 0 | 1 | 11 |  | 1.0223 | GGT | -1 | 0.1212 | 11 | 11 |  |  | -0.66855 | 11 | -0.1212 | -1.3332
5506 | RAYBURNGEN2 | 1 | South | YES | -0.060777 | 0 | 1 | 11 |  | 1.0223 | GGT | -1 | 0.1212 | 11 | 11 |  |  | -0.66855 | 11 | -0.1212 | -1.3332
80012 | LAR | F | South | YES | -0.061316 | 0 | 0 | 0 | 0 | 1.04 | DCTie | -1 | 0.12174 | 0 | 0 |  |  | 0 | 0 | -0.12174 | 0
80265 | LARECU40A | 4 | South | YES | -0.061316 | 80 | 0 | 100 |  | 1.039 | GGT | -1 | 0.12174 | 100 | 100 |  |  | -6.1316 | 100 | -0.12174 | -12.1739
80266 | LARECU50A | 5 | South | YES | -0.061316 | 80 | 0 | 100 |  | 1.039 | GGT | -1 | 0.12174 | 100 | 100 |  |  | -6.1316 | 100 | -0.12174 | -12.1739
5508 | RAYBURNCC9 | 1 | South | YES | -0.061366 | 47.7 | 18.2 | 47.7 | 0 | 1.0296 | CC | -1 | 0.12179 | 47.7 | 47.7 |  |  | -2.9272 | 47.7 | -0.12179 | -5.8093
5509 | RAYBURNCC10 | 1 | South | YES | -0.061366 | 37.3 | 5.2 | 37.3 | 0 | 1.0296 | CC | -1 | 0.12179 | 37.3 | 37.3 |  |  | -2.289 | 37.3 | -0.12179 | -4.5427
5511 | RAYBURNCC7 | 1 | South | YES | -0.061366 | 47.5 | 18.2 | 47.5 | 0 | 1.0296 | CC | -1 | 0.12179 | 47.5 | 47.5 |  |  | -2.9149 | 47.5 | -0.12179 | -5.785
5512 | RAYBURNCC8 | 1 | South | YES | -0.061366 | 49.3 | 18.2 | 49.3 | 0 | 1.0296 | CC | -1 | 0.12179 | 49.3 | 49.3 |  |  | -3.0253 | 49.3 | -0.12179 | -6.0042
8926 | LGE_GT10A | 1 | South | YES | -0.061464 | 158 | 0 | 158 | 0 | 1.03 | Cogen | -1 | 0.12189 | 0 | 0 |  |  | 0 | 0 | -0.12189 | 0
8927 | LGE_GT20A | 2 | South | YES | -0.061464 | 153 | 0 | 153 | 0 | 1.03 | Cogen | -1 | 0.12189 | 0 | 0 |  |  | 0 | 0 | -0.12189 | 0
8928 | LGE_STG0A | 3 | South | YES | -0.061464 | 100 | 0 | 100 | 0 | 1.03 | Cogen | -1 | 0.12189 | 0 | 0 |  |  | 0 | 0 | -0.12189 | 0
8930 | ICPGN10A | 1 | South | YES | -0.061464 | 149 | 0 | 149 | 0 | 1.03 | Cogen | -1 | 0.12189 | 0 | 0 |  |  | 0 | 0 | -0.12189 | 0
8931 | ICPGN20A | 2 | South | YES | -0.061464 | 150 | 0 | 150 | 0 | 1.03 | Cogen | -1 | 0.12189 | 0 | 0 |  |  | 0 | 0 | -0.12189 | 0
8932 | ICPGN30A | 3 | South | YES | -0.061464 | 127 | 0 | 127 | 0 | 1.03 | Cogen | -1 | 0.12189 | 0 | 0 |  |  | 0 | 0 | -0.12189 | 0
80223 | REYSHR G | 1 | South | YES | -0.061464 | 12 | 0 | 12 | 0 | 1.032 | Cogen | -1 | 0.12189 | 0 | 0 |  |  | 0 | 0 | -0.12189 | 0
8066 | DUP1V#1 | 1 | South | YES | -0.061472 | 52.3 | 0 | 73 | 0 | 1.01 | Cogen | -1 | 0.12189 | 0 | 0 |  |  | 0 | 0 | -0.12189 | 0
88299 | ZAPATA | F | South | YES | -0.061797 | 0 | 0 | 0 | 0 | 1.02 | BLT | -1 | 0.12222 | 0 | 0 |  |  | 0 | 0 | -0.12222 | 0
8442 | NBEC7 | 7 | South | YES | -0.062045 | 0 | 81 | 367 |  | 1.0298 | GST | -1 | 0.12247 | 367 | 367 |  |  | -22.7705 | 367 | -0.12247 | -44.9457
8442 | NBEC7 | MB | South | YES | -0.062045 | 0 | 81 | 367 |  | 1.0298 | GST | -1 | 0.12247 | 0 | 0 |  |  | 0 | 0 | -0.12247 | 0
8560 | CNOPGT1 | 1 | South | YES | -0.062052 | 148.3 | 0 | 148.3 | 0 | 1.03 | Cogen | -1 | 0.12247 | 0 | 0 |  |  | 0 | 0 | -0.12247 | 0
8561 | CNOPGT2 | 2 | South | YES | -0.062052 | 148.6 | 0 | 148.6 | 0 | 1.03 | Cogen | -1 | 0.12247 | 0 | 0 |  |  | 0 | 0 | -0.12247 | 0
8562 | CNOPST1 | 3 | South | YES | -0.062052 | 153 | 0 | 153 | 0 | 1.03 | Cogen | -1 | 0.12247 | 0 | 0 |  |  | 0 | 0 | -0.12247 | 0
8456 | COSW#1 | 1 | South | YES | -0.062085 | 20 | 0 | 20 | 0 | 1.027 | Cogen | -1 | 0.12251 | 0 | 0 |  |  | 0 | 0 | -0.12251 | 0
8457 | COSW#2 | 2 | South | YES | -0.062085 | 14 | 0 | 14 | 0 | 1.027 | Cogen | -1 | 0.12251 | 0 | 0 |  |  | 0 | 0 | -0.12251 | 0
88508 | FALFURRI | F | South | YES | -0.062121 | 0 | 0 | 0 | 0 | 1 | AVR | -1 | 0.12254 | 0 | 0 |  |  | 0 | 0 | -0.12254 | 0
5728 | FALCONHYDRO2 | 2 | South | YES | -0.062123 | 12 | 0 | 12 | 0 | 1.0234 | Hydro | -1 | 0.12255 | 0 | 0 |  |  | 0 | 0 | -0.12255 | 0
5729 | FALCONHYDRO3 | 3 | South | YES | -0.062123 | 11 | 0 | 11 | 0 | 1.0234 | Hydro | -1 | 0.12255 | 0 | 0 |  |  | 0 | 0 | -0.12255 | 0
8048 | FALCONHYDRO1 | 1 | South | YES | -0.062123 | 12 | 0 | 12 | 0 | 1.0234 | Hydro | -1 | 0.12255 | 0 | 0 |  |  | 0 | 0 | -0.12255 | 0
8459 | B_DAVIS0B | MB | South | YES | -0.062165 | 0 | 50 | 339 |  | 1.03 | GSC | -1 | 0.12259 | 0 | 0 |  |  | 0 | 0 | -0.12259 | 0
8460 | B_DAVIS0A | MB | South | YES | -0.062165 | 0 | 50 | 340 |  | 1.03 | GSC | -1 | 0.12259 | 0 | 0 |  |  | 0 | 0 | -0.12259 | 0
80263 | B_DAVIS31A | 3 | South | YES | -0.062165 | 0 | 0 | 180 |  | 1.0366 | CC | -1 | 0.12259 | 180 | 180 |  |  | -11.1897 | 180 | -0.12259 | -22.0658
80264 | B_DAVIS41A | 4 | South | YES | -0.062165 | 0 | 0 | 180 |  | 1.0366 | CC | -1 | 0.12259 | 180 | 180 |  |  | -11.1897 | 180 | -0.12259 | -22.0658
8173 | VICEC51A | 5 | South | YES | -0.062177 | 144 | 18 | 144 | 0 | 1.025 | CC | -1 | 0.1226 | 144 | 144 |  |  | -8.9535 | 144 | -0.1226 | -17.6544
8174 | VICEC61A | 6 | South | YES | -0.062177 | 188 | 42 | 188 | 0 | 1.025 | CC | -1 | 0.1226 | 188 | 188 |  |  | -11.6893 | 188 | -0.1226 | -23.0488
8506 | VAL #1 | 1 | South | YES | -0.062199 | 20.9 | 0 | 25 | 0 | 1.0055 | Cogen | -1 | 0.12262 | 0 | 0 |  |  | 0 | 0 | -0.12262 | 0
8507 | VAL #2 | 2 | South | YES | -0.062199 | 20.9 | 0 | 25 | 0 | 1.0055 | Cogen | -1 | 0.12262 | 0 | 0 |  |  | 0 | 0 | -0.12262 | 0
8511 | OXY_CC0A | 1 | South | YES | -0.062258 | 30.3 | 0 | 38 | 0 | 1.027 | Cogen | -1 | 0.12268 | 0 | 0 |  |  | 0 | 0 | -0.12268 | 0
8461 | KOCH_UP0A | 1 | South | YES | -0.062261 | 38 | 0 | 38 | 0 | 1.012 | Cogen | -1 | 0.12268 | 0 | 0 |  |  | 0 | 0 | -0.12268 | 0
8933 | FGNTS001 | 1 | South | YES | -0.062463 | 146.5 | 0 | 146.5 | 0 | 1.03 | CC | -1 | 0.12289 | 146.5 | 146.5 |  |  | -9.1508 | 146.5 | -0.12289 | -18.0028
8934 | FGNTS101 | 2 | South | YES | -0.062463 | 147.9 | 0 | 147.9 | 0 | 1.03 | CC | -1 | 0.12289 | 147.9 | 147.9 |  |  | -9.2383 | 147.9 | -0.12289 | -18.1748
8935 | FGNTS201 | 3 | South | YES | -0.062463 | 173 | 0 | 173 | 0 | 1.03 | CC | -1 | 0.12289 | 173 | 173 |  |  | -10.8061 | 173 | -0.12289 | -21.2592
8517 | CELANEBI0A | 1 | South | YES | -0.062486 | 29 | 0 | 29 | 0 | 1.02 | Cogen | -1 | 0.12291 | 0 | 0 |  |  | 0 | 0 | -0.12291 | 0
8936 | MVGN#1 | 1 | South | YES | -0.06252 | 216.6 | 0 | 216.6 | 0 | 1.0304 | CC | -1 | 0.12294 | 216.6 | 216.6 |  |  | -13.5418 | 216.6 | -0.12294 | -26.6294
8937 | MVGN#2 | 2 | South | YES | -0.06252 | 216.7 | 0 | 216.7 | 0 | 1.0304 | CC | -1 | 0.12294 | 216.7 | 216.7 |  |  | -13.5481 | 216.7 | -0.12294 | -26.6417
8938 | MVGN#3 | 3 | South | YES | -0.06252 | 250.9 | 0 | 250.9 | 0 | 1.0304 | CC | -1 | 0.12294 | 250.9 | 250.9 |  |  | -15.6863 | 250.9 | -0.12294 | -30.8463
8981 | HECN1 | 1 | South | YES | -0.06252 | 144.8 | 0 | 144.8 | 0 | 1.0304 | CC | -1 | 0.12294 | 144.8 | 144.8 |  |  | -9.0529 | 144.8 | -0.12294 | -17.8021
8982 | HECN2 | 2 | South | YES | -0.06252 | 144.1 | 0 | 144.1 | 0 | 1.0304 | CC | -1 | 0.12294 | 144.1 | 144.1 |  |  | -9.0091 | 144.1 | -0.12294 | -17.7161
8983 | HECN3 | 3 | South | YES | -0.06252 | 171.9 | 0 | 171.9 | 0 | 1.0304 | CC | -1 | 0.12294 | 171.9 | 171.9 |  |  | -10.7472 | 171.9 | -0.12294 | -21.1339
5932 | SI_RAY9 | 9 | South | YES | -0.062539 | 32 | 32 | 38 | 0 | 1.035 | CC | -1 | 0.12296 | 38 | 38 |  |  | -2.3765 | 38 | -0.12296 | -4.6725
5933 | SI_RAY6 | 6 | South | YES | -0.062539 | 15.4 | 10 | 19.3 | 0 | 1.035 | GST | -1 | 0.12296 | 19.3 | 19.3 |  |  | -1.207 | 19.3 | -0.12296 | -2.3732
5935 | SI_RAY10 | 10 | South | YES | -0.062539 | 47 | 10 | 47 | 0 | 1.03 | CC | -1 | 0.12296 | 47 | 47 |  |  | -2.9393 | 47 | -0.12296 | -5.7792
80003 | MILHWYS | F | South | YES | -0.062539 | 0 | 0 | 0 | 0 | 1.0168 | AVR | -1 | 0.12296 | 0 | 0 |  |  | 0 | 0 | -0.12296 | 0
80080 | GWINDT11A | 3 | South | YES | -0.062553 | 0 | 0 | 38 | 0 | 1.025 | Wind | -1 | 0.12298 | 0 | 38 |  |  | 0 | 0 | -0.12298 | 0
80080 | GWINDT11A | 4 | South | YES | -0.062553 | 3.8 | 0 | 19 | 0 | 1.025 | Wind | -1 | 0.12298 | 0 | 19 |  |  | 0 | 0 | -0.12298 | 0
80080 | GWINDT11A | 2 | South | YES | -0.062553 | 0 | 0 | 41 | 0 | 1.025 | Wind | -1 | 0.12298 | 0 | 41 |  |  | 0 | 0 | -0.12298 | 0
80080 | GWINDT11A | 1 | South | YES | -0.062553 | 28.2 | 0 | 94 | 0 | 1.025 | Wind | -1 | 0.12298 | 0 | 94 |  |  | 0 | 0 | -0.12298 | 0
80081 | GWINDT21A | 4 | South | YES | -0.062553 | 4.4 | 0 | 22 | 0 | 1.025 | Wind | -1 | 0.12298 | 0 | 22 |  |  | 0 | 0 | -0.12298 | 0
80081 | GWINDT21A | 1 | South | YES | -0.062553 | 28.2 | 0 | 94 | 0 | 1.025 | Wind | -1 | 0.12298 | 0 | 94 |  |  | 0 | 0 | -0.12298 | 0
80081 | GWINDT21A | 3 | South | YES | -0.062553 | 8.6 | 0 | 43 | 0 | 1.025 | Wind | -1 | 0.12298 | 0 | 43 |  |  | 0 | 0 | -0.12298 | 0
80081 | GWINDT21A | 2 | South | YES | -0.062553 | 7.2 | 0 | 36 | 0 | 1.025 | Wind | -1 | 0.12298 | 0 | 36 |  |  | 0 | 0 | -0.12298 | 0
80180 | PNSCALT11A | 2 | South | YES | -0.062553 | 10 | 0 | 50 | 0 | 1.025 | Wind | -1 | 0.12298 | 0 | 50 |  |  | 0 | 0 | -0.12298 | 0
80180 | PNSCALT11A | 1 | South | YES | -0.062553 | 43.8 | 0 | 148 | 0 | 1.025 | Wind | -1 | 0.12298 | 0 | 148 |  |  | 0 | 0 | -0.12298 | 0
80181 | PNSCALT21A | 2 | South | YES | -0.062553 | 10 | 0 | 50 | 0 | 1.025 | Wind | -1 | 0.12298 | 0 | 50 |  |  | 0 | 0 | -0.12298 | 0
80181 | PNSCALT21A | 1 | South | YES | -0.062553 | 16.5 | 0 | 55 | 0 | 1.025 | Wind | -1 | 0.12298 | 0 | 55 |  |  | 0 | 0 | -0.12298 | 0
8161 | COLETO0A | 1 | South | YES | -0.065112 | 633 | 200 | 633 | 0 | 1.03 | LIGCO | -1 | 0.12553 | 0 | 633 |  |  | 0 | 0 | -0.12553 | 0
58909 | PEARSALLSCG1 | 3 | South | YES | -0.065618 | 0 | 0 | 8.4 |  | 1.027 | Diesel | -1 | 0.12604 | 8.4 | 8.4 |  |  | -0.55119 | 8.4 | -0.12604 | -1.0587
58909 | PEARSALLSCG1 | 4 | South | YES | -0.065618 | 0 | 0 | 8.4 |  | 1.027 | Diesel | -1 | 0.12604 | 8.4 | 8.4 |  |  | -0.55119 | 8.4 | -0.12604 | -1.0587
58909 | PEARSALLSCG1 | 6 | South | YES | -0.065618 | 0 | 0 | 8.4 |  | 1.027 | Diesel | -1 | 0.12604 | 8.4 | 8.4 |  |  | -0.55119 | 8.4 | -0.12604 | -1.0587
58909 | PEARSALLSCG1 | 5 | South | YES | -0.065618 | 0 | 0 | 8.4 |  | 1.027 | Diesel | -1 | 0.12604 | 8.4 | 8.4 |  |  | -0.55119 | 8.4 | -0.12604 | -1.0587
58909 | PEARSALLSCG1 | 1 | South | YES | -0.065618 | 0 | 0 | 8.4 |  | 1.027 | Diesel | -1 | 0.12604 | 8.4 | 8.4 |  |  | -0.55119 | 8.4 | -0.12604 | -1.0587
58909 | PEARSALLSCG1 | 2 | South | YES | -0.065618 | 0 | 0 | 8.4 |  | 1.027 | Diesel | -1 | 0.12604 | 8.4 | 8.4 |  |  | -0.55119 | 8.4 | -0.12604 | -1.0587
58919 | PEARSALLSCG2 | 5 | South | YES | -0.065618 | 0 | 0 | 8.4 |  | 1.027 | Diesel | -1 | 0.12604 | 8.4 | 8.4 |  |  | -0.55119 | 8.4 | -0.12604 | -1.0587
58919 | PEARSALLSCG2 | 6 | South | YES | -0.065618 | 0 | 0 | 8.4 |  | 1.027 | Diesel | -1 | 0.12604 | 8.4 | 8.4 |  |  | -0.55119 | 8.4 | -0.12604 | -1.0587
58919 | PEARSALLSCG2 | 1 | South | YES | -0.065618 | 0 | 0 | 8.4 |  | 1.027 | Diesel | -1 | 0.12604 | 8.4 | 8.4 |  |  | -0.55119 | 8.4 | -0.12604 | -1.0587
58919 | PEARSALLSCG2 | 2 | South | YES | -0.065618 | 0 | 0 | 8.4 |  | 1.027 | Diesel | -1 | 0.12604 | 8.4 | 8.4 |  |  | -0.55119 | 8.4 | -0.12604 | -1.0587
58919 | PEARSALLSCG2 | 4 | South | YES | -0.065618 | 0 | 0 | 8.4 |  | 1.027 | Diesel | -1 | 0.12604 | 8.4 | 8.4 |  |  | -0.55119 | 8.4 | -0.12604 | -1.0587
58919 | PEARSALLSCG2 | 3 | South | YES | -0.065618 | 0 | 0 | 8.4 |  | 1.027 | Diesel | -1 | 0.12604 | 8.4 | 8.4 |  |  | -0.55119 | 8.4 | -0.12604 | -1.0587
58929 | PEARSALLSCG3 | 4 | South | YES | -0.065618 | 0 | 0 | 8.4 |  | 1.027 | Diesel | -1 | 0.12604 | 8.4 | 8.4 |  |  | -0.55119 | 8.4 | -0.12604 | -1.0587
58929 | PEARSALLSCG3 | 6 | South | YES | -0.065618 | 0 | 0 | 8.4 |  | 1.027 | Diesel | -1 | 0.12604 | 8.4 | 8.4 |  |  | -0.55119 | 8.4 | -0.12604 | -1.0587
58929 | PEARSALLSCG3 | 2 | South | YES | -0.065618 | 0 | 0 | 8.4 |  | 1.027 | Diesel | -1 | 0.12604 | 8.4 | 8.4 |  |  | -0.55119 | 8.4 | -0.12604 | -1.0587
58929 | PEARSALLSCG3 | 5 | South | YES | -0.065618 | 0 | 0 | 8.4 |  | 1.027 | Diesel | -1 | 0.12604 | 8.4 | 8.4 |  |  | -0.55119 | 8.4 | -0.12604 | -1.0587
58929 | PEARSALLSCG3 | 1 | South | YES | -0.065618 | 0 | 0 | 8.4 |  | 1.027 | Diesel | -1 | 0.12604 | 8.4 | 8.4 |  |  | -0.55119 | 8.4 | -0.12604 | -1.0587
58929 | PEARSALLSCG3 | 3 | South | YES | -0.065618 | 0 | 0 | 8.4 |  | 1.027 | Diesel | -1 | 0.12604 | 8.4 | 8.4 |  |  | -0.55119 | 8.4 | -0.12604 | -1.0587
58949 | PEARSALLSCG4 | 3 | South | YES | -0.065618 | 0 | 0 | 8.4 |  | 1.027 | Diesel | -1 | 0.12604 | 8.4 | 8.4 |  |  | -0.55119 | 8.4 | -0.12604 | -1.0587
58949 | PEARSALLSCG4 | 2 | South | YES | -0.065618 | 0 | 0 | 8.4 |  | 1.027 | Diesel | -1 | 0.12604 | 8.4 | 8.4 |  |  | -0.55119 | 8.4 | -0.12604 | -1.0587
58949 | PEARSALLSCG4 | 1 | South | YES | -0.065618 | 0 | 0 | 8.4 |  | 1.027 | Diesel | -1 | 0.12604 | 8.4 | 8.4 |  |  | -0.55119 | 8.4 | -0.12604 | -1.0587
58949 | PEARSALLSCG4 | 4 | South | YES | -0.065618 | 0 | 0 | 8.4 |  | 1.027 | Diesel | -1 | 0.12604 | 8.4 | 8.4 |  |  | -0.55119 | 8.4 | -0.12604 | -1.0587
58949 | PEARSALLSCG4 | 6 | South | YES | -0.065618 | 0 | 0 | 8.4 |  | 1.027 | Diesel | -1 | 0.12604 | 8.4 | 8.4 |  |  | -0.55119 | 8.4 | -0.12604 | -1.0587
58949 | PEARSALLSCG4 | 5 | South | YES | -0.065618 | 0 | 0 | 8.4 |  | 1.027 | Diesel | -1 | 0.12604 | 8.4 | 8.4 |  |  | -0.55119 | 8.4 | -0.12604 | -1.0587
88198 | BEEVILLE | F | South | YES | -0.06583 | 0 | 0 | 0 | 0 | 1.02 | AVR | -1 | 0.12625 | 0 | 0 |  |  | 0 | 0 | -0.12625 | 0
5890 | PEARSALLGEN1 | 1 | South | YES | -0.066926 | 19.2 | 6 | 24 | 0 | 1.0226 | GST | -1 | 0.12735 | 24 | 24 |  |  | -1.6062 | 24 | -0.12735 | -3.0564
5891 | PEARSALLGEN2 | 1 | South | YES | -0.066926 | 19.4 | 6 | 24.3 | 0 | 1.0226 | GST | -1 | 0.12735 | 24.3 | 24.3 |  |  | -1.6263 | 24.3 | -0.12735 | -3.0946
5892 | PEARSALLGEN3 | 1 | South | YES | -0.066926 | 19.1 | 6 | 23.9 | 0 | 1.0226 | GST | -1 | 0.12735 | 23.9 | 23.9 |  |  | -1.5995 | 23.9 | -0.12735 | -3.0436
5903 | SANMIGUELGEN | 1 | South | YES | -0.071558 | 396.3 | 180 | 396.3 | 0 | 1.0336 | LIGCO | -1 | 0.13198 | 0 | 396.3 |  |  | 0 | 0 | -0.13198 | 0
5401 | CALAVER_JKS1 | 1 | South | YES | -0.075048 | 562 | 100 | 562 | 0 | 1.026 | LIGCO | -1 | 0.13547 | 0 | 562 |  |  | 0 | 0 | -0.13547 | 0
8189 | CUECPL2A | 1 | South | YES | -0.075314 | 12 | 0 | 12 | 0 | 1.02 | Cogen | -1 | 0.13574 | 0 | 0 |  |  | 0 | 0 | -0.13574 | 0
5264 | LEON_LCP3G3 | 3 | South | YES | -0.075362 | 0 | 20 | 58 |  | 1.0197 | GST | -1 | 0.13578 | 58 | 58 |  |  | -4.371 | 58 | -0.13578 | -7.8755
5265 | LEON_LCP4G4 | 4 | South | YES | -0.075362 | 89 | 25 | 89 | 0 | 1.0197 | GST | -1 | 0.13578 | 89 | 89 |  |  | -6.7072 | 89 | -0.13578 | -12.0848
5266 | LEON_LCPCT1 | 1 | South | YES | -0.075362 | 44 | 24 | 44 | 0 | 1.0197 | GGT | -1 | 0.13578 | 44 | 44 |  |  | -3.3159 | 44 | -0.13578 | -5.9745
5267 | LEON_LCPCT2 | 2 | South | YES | -0.075362 | 44 | 24 | 44 | 0 | 1.0197 | GGT | -1 | 0.13578 | 44 | 44 |  |  | -3.3159 | 44 | -0.13578 | -5.9745
5268 | LEON_LCPCT3 | 3 | South | YES | -0.075362 | 43 | 24 | 43 | 0 | 1.0197 | GGT | -1 | 0.13578 | 43 | 43 |  |  | -3.2406 | 43 | -0.13578 | -5.8387
5269 | LEON_LCPCT4 | 4 | South | YES | -0.075362 | 45 | 24 | 45 | 0 | 1.0197 | GGT | -1 | 0.13578 | 45 | 45 |  |  | -3.3913 | 45 | -0.13578 | -6.1103
5476 | BRA_AVR1_CT1 | 1 | South | YES | -0.075512 | 155 | 90 | 155 | 0 | 1.025 | CC | -1 | 0.13593 | 155 | 155 |  |  | -11.7044 | 155 | -0.13593 | -21.0699
5477 | BRA_AVR1_ST | 1 | South | YES | -0.075512 | 174 | 138 | 174 | 0 | 1.025 | CC | -1 | 0.13593 | 174 | 174 |  |  | -13.1391 | 174 | -0.13593 | -23.6527
5478 | BRA_AVR1_CT2 | 1 | South | YES | -0.075512 | 155 | 90 | 155 | 0 | 1.025 | CC | -1 | 0.13593 | 155 | 155 |  |  | -11.7044 | 155 | -0.13593 | -21.0699
5028 | BRAUNIG_VHB3 | 3 | South | YES | -0.075849 | 407 | 60 | 407 | 0 | 1.0138 | GST | -1 | 0.13627 | 407 | 407 |  |  | -30.8705 | 407 | -0.13627 | -55.4626
5026 | BRAUNIG_VHB1 | 1 | South | YES | -0.075909 | 215 | 40 | 215 | 0 | 1.0192 | GST | -1 | 0.13633 | 215 | 215 |  |  | -16.3204 | 215 | -0.13633 | -29.3113
5027 | BRAUNIG_VHB2 | 2 | South | YES | -0.075909 | 216 | 40 | 216 | 0 | 1.0192 | GST | -1 | 0.13633 | 216 | 216 |  |  | -16.3963 | 216 | -0.13633 | -29.4477
5396 | CALAVER_OWS1 | 1 | South | YES | -0.076002 | 418 | 80 | 418 | 0 | 1.0192 | GST | -1 | 0.13642 | 418 | 418 |  |  | -31.7688 | 418 | -0.13642 | -57.0256
5397 | CALAVER_OWS2 | 2 | South | YES | -0.076002 | 400 | 80 | 400 | 0 | 1.0192 | GST | -1 | 0.13642 | 400 | 400 |  |  | -30.4008 | 400 | -0.13642 | -54.5699
5111 | CALAVER_JTD1 | 1 | South | YES | -0.076067 | 430 | 80 | 430 | 0 | 1.0138 | LIGCO | -1 | 0.13649 | 0 | 430 |  |  | 0 | 0 | -0.13649 | 0
5112 | CALAVER_JTD2 | 2 | South | YES | -0.076067 | 430 | 80 | 430 | 0 | 1.0138 | LIGCO | -1 | 0.13649 | 0 | 430 |  |  | 0 | 0 | -0.13649 | 0
5436 | TUTTL_WBT1G1 | 1 | South | YES | -0.076364 | 48.8 | 20 | 61 | 0 | 1.012 | GST | -1 | 0.13679 | 61 | 61 |  |  | -4.6582 | 61 | -0.13679 | -8.344
5438 | TUTTL_WBT3G3 | 3 | South | YES | -0.076364 | 95 | 25 | 95 | 0 | 1.012 | GST | -1 | 0.13679 | 95 | 95 |  |  | -7.2546 | 95 | -0.13679 | -12.9947
5439 | TUTTL_WBT4G4 | 4 | South | YES | -0.076364 | 151 | 40 | 151 | 0 | 1.012 | GST | -1 | 0.13679 | 151 | 151 |  |  | -11.531 | 151 | -0.13679 | -20.6548
7800 | L_GUADGE1_1Y | 1 | South | YES | -0.078162 | 147 | 30 | 147 | 0 | 1.02 | CC | -1 | 0.13858 | 147 | 147 |  |  | -11.4898 | 147 | -0.13858 | -20.372
7801 | L_GUADGE1_2Y | 2 | South | YES | -0.078162 | 138 | 30 | 138 | 0 | 1.02 | CC | -1 | 0.13858 | 138 | 138 |  |  | -10.7864 | 138 | -0.13858 | -19.1247
7802 | L_GUADGE1_3Y | 3 | South | YES | -0.078162 | 146 | 30 | 146 | 0 | 1.02 | CC | -1 | 0.13858 | 146 | 146 |  |  | -11.4117 | 146 | -0.13858 | -20.2334
7803 | L_GUADGE1_4Y | 4 | South | YES | -0.078162 | 149 | 30 | 149 | 0 | 1.02 | CC | -1 | 0.13858 | 149 | 149 |  |  | -11.6461 | 149 | -0.13858 | -20.6491
7804 | L_GUADGE1_5Y | 5 | South | YES | -0.078162 | 182 | 30 | 182 | 0 | 1.02 | CC | -1 | 0.13858 | 182 | 182 |  |  | -14.2255 | 182 | -0.13858 | -25.2224
7805 | L_GUADGE1_6Y | 6 | South | YES | -0.078162 | 203 | 30 | 203 | 0 | 1.02 | CC | -1 | 0.13858 | 203 | 203 |  |  | -15.8669 | 203 | -0.13858 | -28.1327
7026 | L_INKSDA1_1Y | 1 | South | YES | -0.079068 | 0 | 0 | 13.7 |  | 1 | Hydro | -1 | 0.13949 | 0 | 0 |  |  | 0 | 0 | -0.13949 | 0
7609 | L_SCHUMA8_1Y | 1 | South | YES | -0.08019 | 0 | 0 | 4 |  | 1 | Hydro | -1 | 0.14061 | 0 | 0 |  |  | 0 | 0 | -0.14061 | 0
7624 | L_LAKEWO9_1Y | 1 | South | YES | -0.080309 | 0 | 0 | 2.4 |  | 1 | Hydro | -1 | 0.14073 | 0 | 0 |  |  | 0 | 0 | -0.14073 | 0
7624 | L_LAKEWO9_1Y | 2 | South | YES | -0.080309 | 0 | 0 | 2.4 |  | 1 | Hydro | -1 | 0.14073 | 0 | 0 |  |  | 0 | 0 | -0.14073 | 0
7810 | L_RIONOG1G1Y | 1 | South | YES | -0.081033 | 148 | 0 | 148 | 0 | 1.02 | CC | -1 | 0.14146 | 148 | 148 |  |  | -11.9929 | 148 | -0.14146 | -20.9355
7811 | L_RIONOG1G2Y | 2 | South | YES | -0.081033 | 148 | 0 | 148 | 0 | 1.02 | CC | -1 | 0.14146 | 148 | 148 |  |  | -11.9929 | 148 | -0.14146 | -20.9355
7812 | L_RIONOG1G3Y | 3 | South | YES | -0.081033 | 154 | 0 | 154 | 0 | 1.02 | CC | -1 | 0.14146 | 154 | 154 |  |  | -12.4791 | 154 | -0.14146 | -21.7842
7813 | L_RIONOG1S1Y | 4 | South | YES | -0.081033 | 293 | 0 | 293 | 0 | 1.02 | CC | -1 | 0.14146 | 293 | 293 |  |  | -23.7427 | 293 | -0.14146 | -41.4465
7605 | L_MCQUEE9_1Y | 1 | South | YES | -0.081413 | 0 | 0 | 2.4 |  | 1.025 | Hydro | -1 | 0.14184 | 0 | 0 |  |  | 0 | 0 | -0.14184 | 0
7605 | L_MCQUEE9_1Y | 2 | South | YES | -0.081413 | 0 | 0 | 2.4 |  | 1.025 | Hydro | -1 | 0.14184 | 0 | 0 |  |  | 0 | 0 | -0.14184 | 0
7605 | L_MCQUEE9_1Y | 3 | South | YES | -0.081413 | 0 | 0 | 2.8 |  | 1.025 | Hydro | -1 | 0.14184 | 0 | 0 |  |  | 0 | 0 | -0.14184 | 0
7022 | L_BUCHAN1_1Y | 1 | South | YES | -0.081887 | 0 | 0 | 18 |  | 1 | Hydro | -1 | 0.14231 | 0 | 0 |  |  | 0 | 0 | -0.14231 | 0
7023 | L_BUCHAN1_2Y | 2 | South | YES | -0.081887 | 0 | 0 | 18 |  | 1 | Hydro | -1 | 0.14231 | 0 | 0 |  |  | 0 | 0 | -0.14231 | 0
7024 | L_BUCHAN1_3Y | 3 | South | YES | -0.081887 | 0 | 0 | 15 |  | 1 | Hydro | -1 | 0.14231 | 0 | 0 |  |  | 0 | 0 | -0.14231 | 0
7000 | L_FERGUS1_1Y | 1 | South | YES | -0.083895 | 400 | 65 | 423.3 | 0 | 1.015 | GSC | -1 | 0.14432 | 423.3 | 423.3 |  |  | -35.5128 | 423.3 | -0.14432 | -61.0897
7014 | L_HAYSEN1_1Y | 1 | South | YES | -0.084047 | 223.9 | 74 | 223.9 | 0 | 1.008 | CC | -1 | 0.14447 | 223.9 | 223.9 |  |  | -18.8181 | 223.9 | -0.14447 | -32.3468
7015 | L_HAYSEN1_2Y | 2 | South | YES | -0.084047 | 225 | 74 | 225 | 0 | 1.008 | CC | -1 | 0.14447 | 225 | 225 |  |  | -18.9106 | 225 | -0.14447 | -32.5057
7016 | L_HAYSEN1_3Y | 3 | South | YES | -0.084047 | 224.6 | 74 | 224.6 | 0 | 1.008 | CC | -1 | 0.14447 | 224.6 | 224.6 |  |  | -18.877 | 224.6 | -0.14447 | -32.4479
7017 | L_HAYSEN1_4Y | 4 | South | YES | -0.084047 | 226.7 | 74 | 226.7 | 0 | 1.008 | CC | -1 | 0.14447 | 226.7 | 226.7 |  |  | -19.0535 | 226.7 | -0.14447 | -32.7513
7035 | L_WIRTZ_1G1Y | 1 | South | YES | -0.084599 | 0 | 0 | 29 |  | 1 | Hydro | -1 | 0.14502 | 0 | 0 |  |  | 0 | 0 | -0.14502 | 0
7036 | L_WIRTZ_1G2Y | 2 | South | YES | -0.084599 | 0 | 0 | 29.7 |  | 1 | Hydro | -1 | 0.14502 | 0 | 0 |  |  | 0 | 0 | -0.14502 | 0
7012 | L_FPPYD21_3Y | 3 | South | YES | -0.08591 | 427.5 | 200 | 436 | 0 | 1.02 | LIGCO | -1 | 0.14633 | 0 | 436 |  |  | 0 | 0 | -0.14633 | 0
7010 | L_FPPYD11_1Y | 1 | South | YES | -0.085995 | 547.4 | 200 | 606 | 0 | 1.02 | LIGCO | -1 | 0.14642 | 0 | 606 |  |  | 0 | 0 | -0.14642 | 0
7011 | L_FPPYD11_2Y | 2 | South | YES | -0.085995 | 552.2 | 200 | 598 | 0 | 1.02 | LIGCO | -1 | 0.14642 | 0 | 598 |  |  | 0 | 0 | -0.14642 | 0
7487 | L_CANYHY8_1Y | 1 | South | YES | -0.086328 | 0 | 0 | 6 |  | 1 | Hydro | -1 | 0.14675 | 0 | 0 |  |  | 0 | 0 | -0.14675 | 0
7303 | L_WPPGS12_1Y | 1 | South | YES | -0.087658 | 50 | 0 | 50 | 0 | 1.025 | GGT | -1 | 0.14808 | 50 | 50 |  |  | -4.3829 | 50 | -0.14808 | -7.404
7303 | L_WPPGS12_1Y | 2 | South | YES | -0.087658 | 50 | 0 | 50 | 0 | 1.025 | GGT | -1 | 0.14808 | 50 | 50 |  |  | -4.3829 | 50 | -0.14808 | -7.404
7305 | L_WPPGS34_1Y | 3 | South | YES | -0.087658 | 50 | 0 | 50 | 0 | 1.025 | GGT | -1 | 0.14808 | 50 | 50 |  |  | -4.3829 | 50 | -0.14808 | -7.404
7305 | L_WPPGS34_1Y | 4 | South | YES | -0.087658 | 50 | 0 | 50 | 0 | 1.025 | GGT | -1 | 0.14808 | 50 | 50 |  |  | -4.3829 | 50 | -0.14808 | -7.404
7028 | L_MARBFA1_1Y | 1 | South | YES | -0.088518 | 0 | 0 | 18 |  | 1 | Hydro | -1 | 0.14894 | 0 | 0 |  |  | 0 | 0 | -0.14894 | 0
7029 | L_MARBFA1_2Y | 2 | South | YES | -0.088518 | 0 | 0 | 18 |  | 1 | Hydro | -1 | 0.14894 | 0 | 0 |  |  | 0 | 0 | -0.14894 | 0
7007 | L_LOSTPI1_1Y | 1 | South | YES | -0.096415 | 158.6 | 110 | 158 | 0 | 1 | CC | -1 | 0.15684 | 158 | 158 |  |  | -15.2336 | 158 | -0.15684 | -24.7804
7008 | L_LOSTPI1_2Y | 2 | South | YES | -0.096415 | 157.7 | 107 | 160 | 0 | 1 | CC | -1 | 0.15684 | 160 | 160 |  |  | -15.4264 | 160 | -0.15684 | -25.094
7009 | L_LOSTPI1_3Y | 3 | South | YES | -0.096415 | 173.9 | 72 | 175 | 0 | 1 | CC | -1 | 0.15684 | 175 | 175 |  |  | -16.8726 | 175 | -0.15684 | -27.4466
7004 | L_SIMGID1_1Y | 1 | South | YES | -0.09708 | 132 | 40 | 132 | 0 | 1.02 | GST | -1 | 0.1575 | 132 | 132 |  |  | -12.8146 | 132 | -0.1575 | -20.7904
7005 | L_SIMGID1_2Y | 2 | South | YES | -0.09708 | 133 | 32 | 139 | 0 | 1.02 | GST | -1 | 0.1575 | 139 | 139 |  |  | -13.4941 | 139 | -0.1575 | -21.8929
7006 | L_SIMGID1_3Y | 3 | South | YES | -0.09708 | 324.9 | 60 | 329 | 0 | 1.02 | GST | -1 | 0.1575 | 329 | 329 |  |  | -31.9393 | 329 | -0.1575 | -51.8184
7807 | L_BASTEN1_1Y | 1 | South | YES | -0.097337 | 152.5 | 83.5 | 152.5 |  | 1.004 | CC | -1 | 0.15776 | 152.5 | 152.5 |  |  | -14.8439 | 152.5 | -0.15776 | -24.0584
7808 | L_BASTEN1_2Y | 1 | South | YES | -0.097337 | 149.5 | 83.5 | 149.5 |  | 1.004 | CC | -1 | 0.15776 | 149.5 | 149.5 |  |  | -14.5519 | 149.5 | -0.15776 | -23.5851
7809 | L_BASTEN1_3Y | 1 | South | YES | -0.097337 | 232.6 | 42 | 232.6 |  | 1.004 | CC | -1 | 0.15776 | 232.6 | 232.6 |  |  | -22.6406 | 232.6 | -0.15776 | -36.6949
7031 | L_MARSFO1G1Y | 1 | South | YES | -0.098083 | 0 | 0 | 36 |  | 1 | Hydro | -1 | 0.15851 | 0 | 0 |  |  | 0 | 0 | -0.15851 | 0
7032 | L_MARSFO1G2Y | 2 | South | YES | -0.098083 | 0 | 0 | 35 |  | 1 | Hydro | -1 | 0.15851 | 0 | 0 |  |  | 0 | 0 | -0.15851 | 0
7033 | L_MARSFO1G3Y | 3 | South | YES | -0.098083 | 0 | 0 | 36 |  | 1 | Hydro | -1 | 0.15851 | 0 | 0 |  |  | 0 | 0 | -0.15851 | 0
9016 | SANDH_G1 | 1 | South | YES | -0.10082 | 45 | 2 | 49 | 0 | 1.0175 | GGT | -1 | 0.16124 | 49 | 49 |  |  | -4.9401 | 49 | -0.16124 | -7.9008
9017 | SANDH_G2 | 2 | South | YES | -0.10082 | 45 | 2 | 46 | 0 | 1.0175 | GGT | -1 | 0.16124 | 46 | 46 |  |  | -4.6377 | 46 | -0.16124 | -7.4171
9018 | SANDH_G3 | 3 | South | YES | -0.10082 | 45 | 2 | 46 | 0 | 1.0175 | GGT | -1 | 0.16124 | 46 | 46 |  |  | -4.6377 | 46 | -0.16124 | -7.4171
9019 | SANDH_G4 | 4 | South | YES | -0.10082 | 0 | 2 | 47 |  | 1.0175 | GGT | -1 | 0.16124 | 47 | 47 |  |  | -4.7385 | 47 | -0.16124 | -7.5784
9020 | SANDHG5A | 5A | South | YES | -0.10082 | 150 | 84 | 155 | 0 | 1.0175 | CC | -1 | 0.16124 | 155 | 155 |  |  | -15.6269 | 155 | -0.16124 | -24.9925
9021 | SANDHG5C | 5C | South | YES | -0.10082 | 140 | 0 | 148 | 0 | 1.0175 | CC | -1 | 0.16124 | 148 | 148 |  |  | -14.9212 | 148 | -0.16124 | -23.8638
7020 | L_AUSTPL1_1Y | 1 | South | YES | -0.10194 | 0 | 0 | 8 |  | 1 | Hydro | -1 | 0.16236 | 0 | 0 |  |  | 0 | 0 | -0.16236 | 0
7020 | L_AUSTPL1_1Y | 2 | South | YES | -0.10194 | 0 | 0 | 8 |  | 1 | Hydro | -1 | 0.16236 | 0 | 0 |  |  | 0 | 0 | -0.16236 | 0
9000 | DECKR_G1 | 1 | South | YES | -0.10218 | 280 | 50 | 321 | 0 | 1.015 | GST | -1 | 0.16261 | 321 | 321 |  |  | -32.8014 | 321 | -0.16261 | -52.1971
9001 | DECKR_G2 | 2 | South | YES | -0.10218 | 400 | 50 | 426 | 0 | 1.015 | GST | -1 | 0.16261 | 426 | 426 |  |  | -43.5308 | 426 | -0.16261 | -69.2709
9002 | DECKR_G3 | 3 | South | YES | -0.10308 | 0 | 24 | 42 |  | 1.015 | GGT | -1 | 0.16351 | 42 | 42 |  |  | -4.3296 | 42 | -0.16351 | -6.8673
9003 | DECKR_G4 | 4 | South | YES | -0.10308 | 44 | 24 | 44 | 0 | 1.015 | GGT | -1 | 0.16351 | 44 | 44 |  |  | -4.5357 | 44 | -0.16351 | -7.1943
9004 | DECKR_G5 | 5 | South | YES | -0.10308 | 44 | 24 | 44 | 0 | 1.015 | GGT | -1 | 0.16351 | 44 | 44 |  |  | -4.5357 | 44 | -0.16351 | -7.1943
9005 | DECKR_G6 | 6 | South | YES | -0.10308 | 44 | 24 | 47 | 0 | 1.015 | GGT | -1 | 0.16351 | 47 | 47 |  |  | -4.845 | 47 | -0.16351 | -7.6849
13432 | SANDOW_5G | 5 | South | YES | -0.11069 | 581 | 225 | 581 | 0 | 1.029 | LIGCO | -1 | 0.17111 | 0 | 581 |  |  | 0 | 0 | -0.17111 | 0
3432 | SANDOW_4G | 4 | South | YES | -0.13772 | 580 | 225 | 580 | 0 | 1.029 | LIGCO | -1 | 0.19814 | 0 | 580 |  |  | 0 | 0 | -0.19814 | 0
Note on AL4: Zonal Cap - Zonal Impact

## Distributed Slack - Inc
Number of Bus | Name of Bus | ID | Area Name of Gen | AGC | P Sensitivity of Bus | Gen MW | Min MW | Max MW | V Sensitivity of Bus | Set Volt | Tech Type | Zone Impact | Zone Correlation | Inc Max | Dec Max | Souce S.F. Weighting | Souce Capacity | Sink S.F. Weighting | Sink Capacity | PTDF Calc | PTDF Weighting | Cumulative Share of Zonal Cap | Cumulative Share of Zonal Impact | Cont_ TempleSS to TemplePEC and TempleSS to LakeCreek OL_ TempleSS to TemplePEC |  | i_PTDF_INC_pt | 387 |  | RAYBURNGEN2 | Unit at max
3432 | SANDOW_4G | 4 | South | YES | -0.13772 | 580 | 225 | 580 | 0 | 1.029 | LIGCO | -1 | 0.19814 | 0 | 580 |  |  | 0 | 0 | -0.19814 | 0 | 0 | 0 |  |  | i_10pctunit | 24 |  | 182 | # units @ max
13432 | SANDOW_5G | 5 | South | YES | -0.11069 | 581 | 225 | 581 | 0 | 1.029 | LIGCO | -1 | 0.17111 | 0 | 581 |  |  | 0 | 0 | -0.17111 | 0 | 0 | 0 | [5 empty] | 0.13566 | delta max
9002 | DECKR_G3 | 3 | South | YES | -0.10308 | 0 | 24 | 42 |  | 1.015 | GGT | -1 | 0.16351 | 42 | 42 |  |  | -4.3296 | 42 | -0.16351 | -6.8673 | 0.0019843 | 0.0028534 | [5 empty] | Delta
9003 | DECKR_G4 | 4 | South | YES | -0.10308 | 44 | 24 | 44 | 0 | 1.015 | GGT | -1 | 0.16351 | 44 | 44 |  |  | -4.5357 | 44 | -0.16351 | -7.1943 | 0.0040631 | 0.0058426 | Weighted Shift Factors |  |  |  | 1 | 0
9004 | DECKR_G5 | 5 | South | YES | -0.10308 | 44 | 24 | 44 | 0 | 1.015 | GGT | -1 | 0.16351 | 44 | 44 |  |  | -4.5357 | 44 | -0.16351 | -7.1943 | 0.0061419 | 0.0088319 | North | 0.060423 |  |  | 2 | 0
9005 | DECKR_G6 | 6 | South | YES | -0.10308 | 44 | 24 | 47 | 0 | 1.015 | GGT | -1 | 0.16351 | 47 | 47 |  |  | -4.845 | 47 | -0.16351 | -7.6849 | 0.0083624 | 0.012025 | South | -0.079268 |  |  | 3 | 0.00086908
9000 | DECKR_G1 | 1 | South | YES | -0.10218 | 280 | 50 | 321 | 0 | 1.015 | GST | -1 | 0.16261 | 321 | 321 |  |  | -32.8014 | 321 | -0.16261 | -52.1971 | 0.023528 | 0.033713 |  |  |  |  | 4 | 0.0017796
9001 | DECKR_G2 | 2 | South | YES | -0.10218 | 400 | 50 | 426 | 0 | 1.015 | GST | -1 | 0.16261 | 426 | 426 |  |  | -43.5308 | 426 | -0.16261 | -69.2709 | 0.043655 | 0.062495 |  |  |  |  | 5 | 0.00269
7020 | L_AUSTPL1_1Y | 1 | South | YES | -0.10194 | 0 | 0 | 8 |  | 1 | Hydro | -1 | 0.16236 | 0 | 0 |  |  | 0 | 0 | -0.16236 | 0 | 0.043655 | 0.062495 |  |  |  |  | 6 | 0.0036626
7020 | L_AUSTPL1_1Y | 2 | South | YES | -0.10194 | 0 | 0 | 8 |  | 1 | Hydro | -1 | 0.16236 | 0 | 0 |  |  | 0 | 0 | -0.16236 | 0 | 0.043655 | 0.062495 |  |  |  |  | 7 | 0.010185
9016 | SANDH_G1 | 1 | South | YES | -0.10082 | 45 | 2 | 49 | 0 | 1.0175 | GGT | -1 | 0.16124 | 49 | 49 |  |  | -4.9401 | 49 | -0.16124 | -7.9008 | 0.04597 | 0.065778 |  |  |  |  | 8 | 0.01884
9017 | SANDH_G2 | 2 | South | YES | -0.10082 | 45 | 2 | 46 | 0 | 1.0175 | GGT | -1 | 0.16124 | 46 | 46 |  |  | -4.6377 | 46 | -0.16124 | -7.4171 | 0.048143 | 0.06886 |  |  |  |  | 9 | 0.01884
9018 | SANDH_G3 | 3 | South | YES | -0.10082 | 45 | 2 | 46 | 0 | 1.0175 | GGT | -1 | 0.16124 | 46 | 46 |  |  | -4.6377 | 46 | -0.16124 | -7.4171 | 0.050316 | 0.071941 |  |  |  |  | 10 | 0.01884
9019 | SANDH_G4 | 4 | South | YES | -0.10082 | 0 | 2 | 47 |  | 1.0175 | GGT | -1 | 0.16124 | 47 | 47 |  |  | -4.7385 | 47 | -0.16124 | -7.5784 | 0.052537 | 0.07509 |  |  |  |  | 11 | 0.019808
9020 | SANDHG5A | 5A | South | YES | -0.10082 | 150 | 84 | 155 | 0 | 1.0175 | CC | -1 | 0.16124 | 155 | 155 |  |  | -15.6269 | 155 | -0.16124 | -24.9925 | 0.05986 | 0.085475 |  |  |  |  | 12 | 0.020717
9021 | SANDHG5C | 5C | South | YES | -0.10082 | 140 | 0 | 148 | 0 | 1.0175 | CC | -1 | 0.16124 | 148 | 148 |  |  | -14.9212 | 148 | -0.16124 | -23.8638 | 0.066852 | 0.09539 |  |  |  |  | 13 | 0.021625
7031 | L_MARSFO1G1Y | 1 | South | YES | -0.098083 | 0 | 0 | 36 |  | 1 | Hydro | -1 | 0.15851 | 0 | 0 |  |  | 0 | 0 | -0.15851 | 0 | 0.066852 | 0.09539 |  |  |  |  | 14 | 0.022554
7032 | L_MARSFO1G2Y | 2 | South | YES | -0.098083 | 0 | 0 | 35 |  | 1 | Hydro | -1 | 0.15851 | 0 | 0 |  |  | 0 | 0 | -0.15851 | 0 | 0.066852 | 0.09539 |  |  |  |  | 15 | 0.025615
7033 | L_MARSFO1G3Y | 3 | South | YES | -0.098083 | 0 | 0 | 36 |  | 1 | Hydro | -1 | 0.15851 | 0 | 0 |  |  | 0 | 0 | -0.15851 | 0 | 0.066852 | 0.09539 |  |  |  |  | 16 | 0.028538
7807 | L_BASTEN1_1Y | 1 | South | YES | -0.097337 | 152.5 | 83.5 | 152.5 |  | 1.004 | CC | -1 | 0.15776 | 152.5 | 152.5 |  |  | -14.8439 | 152.5 | -0.15776 | -24.0584 | 0.074057 | 0.10539 |  |  |  |  | 17 | 0.028538
7808 | L_BASTEN1_2Y | 1 | South | YES | -0.097337 | 149.5 | 83.5 | 149.5 |  | 1.004 | CC | -1 | 0.15776 | 149.5 | 149.5 |  |  | -14.5519 | 149.5 | -0.15776 | -23.5851 | 0.08112 | 0.11519 |  |  |  |  | 18 | 0.028538
7809 | L_BASTEN1_3Y | 1 | South | YES | -0.097337 | 232.6 | 42 | 232.6 |  | 1.004 | CC | -1 | 0.15776 | 232.6 | 232.6 |  |  | -22.6406 | 232.6 | -0.15776 | -36.6949 | 0.092109 | 0.13043 |  |  |  |  | 19 | 0.028538
7004 | L_SIMGID1_1Y | 1 | South | YES | -0.09708 | 132 | 40 | 132 | 0 | 1.02 | GST | -1 | 0.1575 | 132 | 132 |  |  | -12.8146 | 132 | -0.1575 | -20.7904 | 0.098345 | 0.13907 |  |  |  |  | 20 | 0.03133
7005 | L_SIMGID1_2Y | 2 | South | YES | -0.09708 | 133 | 32 | 139 | 0 | 1.02 | GST | -1 | 0.1575 | 139 | 139 |  |  | -13.4941 | 139 | -0.1575 | -21.8929 | 0.10491 | 0.14817 |  |  |  |  | 21 | 0.034066
7006 | L_SIMGID1_3Y | 3 | South | YES | -0.09708 | 324.9 | 60 | 329 | 0 | 1.02 | GST | -1 | 0.1575 | 329 | 329 |  |  | -31.9393 | 329 | -0.1575 | -51.8184 | 0.12046 | 0.1697 |  |  |  |  | 22 | 0.038324
7007 | L_LOSTPI1_1Y | 1 | South | YES | -0.096415 | 158.6 | 110 | 158 | 0 | 1 | CC | -1 | 0.15684 | 158 | 158 |  |  | -15.2336 | 158 | -0.15684 | -24.7804 | 0.12792 | 0.17999 |  |  |  |  | 23 | 0.040726
7008 | L_LOSTPI1_2Y | 2 | South | YES | -0.096415 | 157.7 | 107 | 160 | 0 | 1 | CC | -1 | 0.15684 | 160 | 160 |  |  | -15.4264 | 160 | -0.15684 | -25.094 | 0.13548 | 0.19042 |  |  |  |  | 24 | 0.043255
7009 | L_LOSTPI1_3Y | 3 | South | YES | -0.096415 | 173.9 | 72 | 175 | 0 | 1 | CC | -1 | 0.15684 | 175 | 175 |  |  | -16.8726 | 175 | -0.15684 | -27.4466 | 0.14375 | 0.20183 |  |  |  |  | 25 | 0.049242
7028 | L_MARBFA1_1Y | 1 | South | YES | -0.088518 | 0 | 0 | 18 |  | 1 | Hydro | -1 | 0.14894 | 0 | 0 |  |  | 0 | 0 | -0.14894 | 0 | 0.14375 | 0.20183 |  |  |  |  | 26 | 0.052074
7029 | L_MARBFA1_2Y | 2 | South | YES | -0.088518 | 0 | 0 | 18 |  | 1 | Hydro | -1 | 0.14894 | 0 | 0 |  |  | 0 | 0 | -0.14894 | 0 | 0.14375 | 0.20183 |  |  |  |  | 27 | 0.054941
7303 | L_WPPGS12_1Y | 1 | South | YES | -0.087658 | 50 | 0 | 50 | 0 | 1.025 | GGT | -1 | 0.14808 | 50 | 50 |  |  | -4.3829 | 50 | -0.14808 | -7.404 | 0.14611 | 0.2049 |  |  |  |  | 28 | 0.058077
7303 | L_WPPGS12_1Y | 2 | South | YES | -0.087658 | 50 | 0 | 50 | 0 | 1.025 | GGT | -1 | 0.14808 | 50 | 50 |  |  | -4.3829 | 50 | -0.14808 | -7.404 | 0.14847 | 0.20798 |  |  |  |  | 29 | 0.058077
7305 | L_WPPGS34_1Y | 3 | South | YES | -0.087658 | 50 | 0 | 50 | 0 | 1.025 | GGT | -1 | 0.14808 | 50 | 50 |  |  | -4.3829 | 50 | -0.14808 | -7.404 | 0.15083 | 0.21105 |  |  |  |  | 30 | 0.058077
7305 | L_WPPGS34_1Y | 4 | South | YES | -0.087658 | 50 | 0 | 50 | 0 | 1.025 | GGT | -1 | 0.14808 | 50 | 50 |  |  | -4.3829 | 50 | -0.14808 | -7.404 | 0.1532 | 0.21413 |  |  |  |  | 31 | 0.058791
7487 | L_CANYHY8_1Y | 1 | South | YES | -0.086328 | 0 | 0 | 6 |  | 1 | Hydro | -1 | 0.14675 | 0 | 0 |  |  | 0 | 0 | -0.14675 | 0 | 0.1532 | 0.21413 |  |  |  |  | 32 | 0.059505
7010 | L_FPPYD11_1Y | 1 | South | YES | -0.085995 | 547.4 | 200 | 606 | 0 | 1.02 | LIGCO | -1 | 0.14642 | 0 | 606 |  |  | 0 | 0 | -0.14642 | 0 | 0.1532 | 0.21413 |  |  |  |  | 33 | 0.06022
7011 | L_FPPYD11_2Y | 2 | South | YES | -0.085995 | 552.2 | 200 | 598 | 0 | 1.02 | LIGCO | -1 | 0.14642 | 0 | 598 |  |  | 0 | 0 | -0.14642 | 0 | 0.1532 | 0.21413 |  |  |  |  | 34 | 0.060934
7012 | L_FPPYD21_3Y | 3 | South | YES | -0.08591 | 427.5 | 200 | 436 | 0 | 1.02 | LIGCO | -1 | 0.14633 | 0 | 436 |  |  | 0 | 0 | -0.14633 | 0 | 0.1532 | 0.21413 |  |  |  |  | 35 | 0.060934
7035 | L_WIRTZ_1G1Y | 1 | South | YES | -0.084599 | 0 | 0 | 29 |  | 1 | Hydro | -1 | 0.14502 | 0 | 0 |  |  | 0 | 0 | -0.14502 | 0 | 0.1532 | 0.21413 |  |  |  |  | 36 | 0.060934
7036 | L_WIRTZ_1G2Y | 2 | South | YES | -0.084599 | 0 | 0 | 29.7 |  | 1 | Hydro | -1 | 0.14502 | 0 | 0 |  |  | 0 | 0 | -0.14502 | 0 | 0.1532 | 0.21413 |  |  |  |  | 37 | 0.060934
7014 | L_HAYSEN1_1Y | 1 | South | YES | -0.084047 | 223.9 | 74 | 223.9 | 0 | 1.008 | CC | -1 | 0.14447 | 223.9 | 223.9 |  |  | -18.8181 | 223.9 | -0.14447 | -32.3468 | 0.16378 | 0.22757 |  |  |  |  | 38 | 0.060934
7015 | L_HAYSEN1_2Y | 2 | South | YES | -0.084047 | 225 | 74 | 225 | 0 | 1.008 | CC | -1 | 0.14447 | 225 | 225 |  |  | -18.9106 | 225 | -0.14447 | -32.5057 | 0.17441 | 0.24108 |  |  |  |  | 39 | 0.060934
7016 | L_HAYSEN1_3Y | 3 | South | YES | -0.084047 | 224.6 | 74 | 224.6 | 0 | 1.008 | CC | -1 | 0.14447 | 224.6 | 224.6 |  |  | -18.877 | 224.6 | -0.14447 | -32.4479 | 0.18502 | 0.25456 |  |  |  |  | 40 | 0.060934
7017 | L_HAYSEN1_4Y | 4 | South | YES | -0.084047 | 226.7 | 74 | 226.7 | 0 | 1.008 | CC | -1 | 0.14447 | 226.7 | 226.7 |  |  | -19.0535 | 226.7 | -0.14447 | -32.7513 | 0.19573 | 0.26817 |  |  |  |  | 41 | 0.063796
7000 | L_FERGUS1_1Y | 1 | South | YES | -0.083895 | 400 | 65 | 423.3 | 0 | 1.015 | GSC | -1 | 0.14432 | 423.3 | 423.3 |  |  | -35.5128 | 423.3 | -0.14432 | -61.0897 | 0.21573 | 0.29355 |  |  |  |  | 42 | 0.066672
7022 | L_BUCHAN1_1Y | 1 | South | YES | -0.081887 | 0 | 0 | 18 |  | 1 | Hydro | -1 | 0.14231 | 0 | 0 |  |  | 0 | 0 | -0.14231 | 0 | 0.21573 | 0.29355 |  |  |  |  | 43 | 0.069542
7023 | L_BUCHAN1_2Y | 2 | South | YES | -0.081887 | 0 | 0 | 18 |  | 1 | Hydro | -1 | 0.14231 | 0 | 0 |  |  | 0 | 0 | -0.14231 | 0 | 0.21573 | 0.29355 |  |  |  |  | 44 | 0.07244
7024 | L_BUCHAN1_3Y | 3 | South | YES | -0.081887 | 0 | 0 | 15 |  | 1 | Hydro | -1 | 0.14231 | 0 | 0 |  |  | 0 | 0 | -0.14231 | 0 | 0.21573 | 0.29355 |  |  |  |  | 45 | 0.077824
7605 | L_MCQUEE9_1Y | 1 | South | YES | -0.081413 | 0 | 0 | 2.4 |  | 1.025 | Hydro | -1 | 0.14184 | 0 | 0 |  |  | 0 | 0 | -0.14184 | 0 | 0.21573 | 0.29355 |  |  |  |  | 46 | 0.077824
7605 | L_MCQUEE9_1Y | 2 | South | YES | -0.081413 | 0 | 0 | 2.4 |  | 1.025 | Hydro | -1 | 0.14184 | 0 | 0 |  |  | 0 | 0 | -0.14184 | 0 | 0.21573 | 0.29355 |  |  |  |  | 47 | 0.077824
7605 | L_MCQUEE9_1Y | 3 | South | YES | -0.081413 | 0 | 0 | 2.8 |  | 1.025 | Hydro | -1 | 0.14184 | 0 | 0 |  |  | 0 | 0 | -0.14184 | 0 | 0.21573 | 0.29355 |  |  |  |  | 48 | 0.077824
7810 | L_RIONOG1G1Y | 1 | South | YES | -0.081033 | 148 | 0 | 148 | 0 | 1.02 | CC | -1 | 0.14146 | 148 | 148 |  |  | -11.9929 | 148 | -0.14146 | -20.9355 | 0.22272 | 0.30225 |  |  |  |  | 49 | 0.077824
7811 | L_RIONOG1G2Y | 2 | South | YES | -0.081033 | 148 | 0 | 148 | 0 | 1.02 | CC | -1 | 0.14146 | 148 | 148 |  |  | -11.9929 | 148 | -0.14146 | -20.9355 | 0.22971 | 0.31095 |  |  |  |  | 50 | 0.077824
7812 | L_RIONOG1G3Y | 3 | South | YES | -0.081033 | 154 | 0 | 154 | 0 | 1.02 | CC | -1 | 0.14146 | 154 | 154 |  |  | -12.4791 | 154 | -0.14146 | -21.7842 | 0.23699 | 0.32 |  |  |  |  | 51 | 0.077824
7813 | L_RIONOG1S1Y | 4 | South | YES | -0.081033 | 293 | 0 | 293 | 0 | 1.02 | CC | -1 | 0.14146 | 293 | 293 |  |  | -23.7427 | 293 | -0.14146 | -41.4465 | 0.25083 | 0.33722 |  |  |  |  | 52 | 0.079531
7624 | L_LAKEWO9_1Y | 1 | South | YES | -0.080309 | 0 | 0 | 2.4 |  | 1 | Hydro | -1 | 0.14073 | 0 | 0 |  |  | 0 | 0 | -0.14073 | 0 | 0.25083 | 0.33722 |  |  |  |  | 53 | 0.081237
7624 | L_LAKEWO9_1Y | 2 | South | YES | -0.080309 | 0 | 0 | 2.4 |  | 1 | Hydro | -1 | 0.14073 | 0 | 0 |  |  | 0 | 0 | -0.14073 | 0 | 0.25083 | 0.33722 |  |  |  |  | 54 | 0.083013
7609 | L_SCHUMA8_1Y | 1 | South | YES | -0.08019 | 0 | 0 | 4 |  | 1 | Hydro | -1 | 0.14061 | 0 | 0 |  |  | 0 | 0 | -0.14061 | 0 | 0.25083 | 0.33722 |  |  |  |  | 55 | 0.086391
7026 | L_INKSDA1_1Y | 1 | South | YES | -0.079068 | 0 | 0 | 13.7 |  | 1 | Hydro | -1 | 0.13949 | 0 | 0 |  |  | 0 | 0 | -0.13949 | 0 | 0.25083 | 0.33722 |  |  |  |  | 56 | 0.086391
7800 | L_GUADGE1_1Y | 1 | South | YES | -0.078162 | 147 | 30 | 147 | 0 | 1.02 | CC | -1 | 0.13858 | 147 | 147 |  |  | -11.4898 | 147 | -0.13858 | -20.372 | 0.25777 | 0.34568 |  |  |  |  | 57 | 0.086391
7801 | L_GUADGE1_2Y | 2 | South | YES | -0.078162 | 138 | 30 | 138 | 0 | 1.02 | CC | -1 | 0.13858 | 138 | 138 |  |  | -10.7864 | 138 | -0.13858 | -19.1247 | 0.26429 | 0.35363 |  |  |  |  | 58 | 0.086391
7802 | L_GUADGE1_3Y | 3 | South | YES | -0.078162 | 146 | 30 | 146 | 0 | 1.02 | CC | -1 | 0.13858 | 146 | 146 |  |  | -11.4117 | 146 | -0.13858 | -20.2334 | 0.27119 | 0.36204 |  |  |  |  | 59 | 0.086391
7803 | L_GUADGE1_4Y | 4 | South | YES | -0.078162 | 149 | 30 | 149 | 0 | 1.02 | CC | -1 | 0.13858 | 149 | 149 |  |  | -11.6461 | 149 | -0.13858 | -20.6491 | 0.27823 | 0.37062 |  |  |  |  | 60 | 0.08791
7804 | L_GUADGE1_5Y | 5 | South | YES | -0.078162 | 182 | 30 | 182 | 0 | 1.02 | CC | -1 | 0.13858 | 182 | 182 |  |  | -14.2255 | 182 | -0.13858 | -25.2224 | 0.28683 | 0.3811 |  |  |  |  | 61 | 0.089337
7805 | L_GUADGE1_6Y | 6 | South | YES | -0.078162 | 203 | 30 | 203 | 0 | 1.02 | CC | -1 | 0.13858 | 203 | 203 |  |  | -15.8669 | 203 | -0.13858 | -28.1327 | 0.29642 | 0.39279 |  |  |  |  | 62 | 0.090846
5436 | TUTTL_WBT1G1 | 1 | South | YES | -0.076364 | 48.8 | 20 | 61 | 0 | 1.012 | GST | -1 | 0.13679 | 61 | 61 |  |  | -4.6582 | 61 | -0.13679 | -8.344 | 0.2993 | 0.39625 |  |  |  |  | 63 | 0.092386
5438 | TUTTL_WBT3G3 | 3 | South | YES | -0.076364 | 95 | 25 | 95 | 0 | 1.012 | GST | -1 | 0.13679 | 95 | 95 |  |  | -7.2546 | 95 | -0.13679 | -12.9947 | 0.30379 | 0.40165 |  |  |  |  | 64 | 0.094268
5439 | TUTTL_WBT4G4 | 4 | South | YES | -0.076364 | 151 | 40 | 151 | 0 | 1.012 | GST | -1 | 0.13679 | 151 | 151 |  |  | -11.531 | 151 | -0.13679 | -20.6548 | 0.31092 | 0.41023 |  |  |  |  | 65 | 0.096366
5111 | CALAVER_JTD1 | 1 | South | YES | -0.076067 | 430 | 80 | 430 | 0 | 1.0138 | LIGCO | -1 | 0.13649 | 0 | 430 |  |  | 0 | 0 | -0.13649 | 0 | 0.31092 | 0.41023 |  |  |  |  | 66 | 0.096951
5112 | CALAVER_JTD2 | 2 | South | YES | -0.076067 | 430 | 80 | 430 | 0 | 1.0138 | LIGCO | -1 | 0.13649 | 0 | 430 |  |  | 0 | 0 | -0.13649 | 0 | 0.31092 | 0.41023 |  |  |  |  | 67 | 0.097862
5396 | CALAVER_OWS1 | 1 | South | YES | -0.076002 | 418 | 80 | 418 | 0 | 1.0192 | GST | -1 | 0.13642 | 418 | 418 |  |  | -31.7688 | 418 | -0.13642 | -57.0256 | 0.33067 | 0.43393 |  |  |  |  | 68 | 0.09931
5397 | CALAVER_OWS2 | 2 | South | YES | -0.076002 | 400 | 80 | 400 | 0 | 1.0192 | GST | -1 | 0.13642 | 400 | 400 |  |  | -30.4008 | 400 | -0.13642 | -54.5699 | 0.34957 | 0.4566 |  |  |  |  | 69 | 0.09931
5026 | BRAUNIG_VHB1 | 1 | South | YES | -0.075909 | 215 | 40 | 215 | 0 | 1.0192 | GST | -1 | 0.13633 | 215 | 215 |  |  | -16.3204 | 215 | -0.13633 | -29.3113 | 0.35973 | 0.46878 |  |  |  |  | 70 | 0.09931
5027 | BRAUNIG_VHB2 | 2 | South | YES | -0.075909 | 216 | 40 | 216 | 0 | 1.0192 | GST | -1 | 0.13633 | 216 | 216 |  |  | -16.3963 | 216 | -0.13633 | -29.4477 | 0.36993 | 0.48102 |  |  |  |  | 71 | 0.10326
5028 | BRAUNIG_VHB3 | 3 | South | YES | -0.075849 | 407 | 60 | 407 | 0 | 1.0138 | GST | -1 | 0.13627 | 407 | 407 |  |  | -30.8705 | 407 | -0.13627 | -55.4626 | 0.38916 | 0.50406 |  |  |  |  | 72 | 0.10703
5476 | BRA_AVR1_CT1 | 1 | South | YES | -0.075512 | 155 | 90 | 155 | 0 | 1.025 | CC | -1 | 0.13593 | 155 | 155 |  |  | -11.7044 | 155 | -0.13593 | -21.0699 | 0.39649 | 0.51282 |  |  |  |  | 73 | 0.10905
5477 | BRA_AVR1_ST | 1 | South | YES | -0.075512 | 174 | 138 | 174 | 0 | 1.025 | CC | -1 | 0.13593 | 174 | 174 |  |  | -13.1391 | 174 | -0.13593 | -23.6527 | 0.40471 | 0.52264 |  |  |  |  | 74 | 0.11108
5478 | BRA_AVR1_CT2 | 1 | South | YES | -0.075512 | 155 | 90 | 155 | 0 | 1.025 | CC | -1 | 0.13593 | 155 | 155 |  |  | -11.7044 | 155 | -0.13593 | -21.0699 | 0.41203 | 0.5314 |  |  |  |  | 75 | 0.1149
5264 | LEON_LCP3G3 | 3 | South | YES | -0.075362 | 0 | 20 | 58 |  | 1.0197 | GST | -1 | 0.13578 | 58 | 58 |  |  | -4.371 | 58 | -0.13578 | -7.8755 | 0.41477 | 0.53467 |  |  |  |  | 76 | 0.11633
5265 | LEON_LCP4G4 | 4 | South | YES | -0.075362 | 89 | 25 | 89 | 0 | 1.0197 | GST | -1 | 0.13578 | 89 | 89 |  |  | -6.7072 | 89 | -0.13578 | -12.0848 | 0.41897 | 0.53969 |  |  |  |  | 77 | 0.11794
5266 | LEON_LCPCT1 | 1 | South | YES | -0.075362 | 44 | 24 | 44 | 0 | 1.0197 | GGT | -1 | 0.13578 | 44 | 44 |  |  | -3.3159 | 44 | -0.13578 | -5.9745 | 0.42105 | 0.54217 |  |  |  |  | 78 | 0.11937
5267 | LEON_LCPCT2 | 2 | South | YES | -0.075362 | 44 | 24 | 44 | 0 | 1.0197 | GGT | -1 | 0.13578 | 44 | 44 |  |  | -3.3159 | 44 | -0.13578 | -5.9745 | 0.42313 | 0.54466 |  |  |  |  | 79 | 0.1199
5268 | LEON_LCPCT3 | 3 | South | YES | -0.075362 | 43 | 24 | 43 | 0 | 1.0197 | GGT | -1 | 0.13578 | 43 | 43 |  |  | -3.2406 | 43 | -0.13578 | -5.8387 | 0.42516 | 0.54708 |  |  |  |  | 80 | 0.12072
5269 | LEON_LCPCT4 | 4 | South | YES | -0.075362 | 45 | 24 | 45 | 0 | 1.0197 | GGT | -1 | 0.13578 | 45 | 45 |  |  | -3.3913 | 45 | -0.13578 | -6.1103 | 0.42729 | 0.54962 |  |  |  |  | 81 | 0.12112
8189 | CUECPL2A | 1 | South | YES | -0.075314 | 12 | 0 | 12 | 0 | 1.02 | Cogen | -1 | 0.13574 | 0 | 0 |  |  | 0 | 0 | -0.13574 | 0 | 0.42729 | 0.54962 |  |  |  |  | 82 | 0.12153
5401 | CALAVER_JKS1 | 1 | South | YES | -0.075048 | 562 | 100 | 562 | 0 | 1.026 | LIGCO | -1 | 0.13547 | 0 | 562 |  |  | 0 | 0 | -0.13547 | 0 | 0.42729 | 0.54962 |  |  |  |  | 83 | 0.12192
5903 | SANMIGUELGEN | 1 | South | YES | -0.071558 | 396.3 | 180 | 396.3 | 0 | 1.0336 | LIGCO | -1 | 0.13198 | 0 | 396.3 |  |  | 0 | 0 | -0.13198 | 0 | 0.42729 | 0.54962 |  |  |  |  | 84 | 0.12233
5890 | PEARSALLGEN1 | 1 | South | YES | -0.066926 | 19.2 | 6 | 24 | 0 | 1.0226 | GST | -1 | 0.12735 | 24 | 24 |  |  | -1.6062 | 24 | -0.12735 | -3.0564 | 0.42842 | 0.55089 |  |  |  |  | 85 | 0.12233
5891 | PEARSALLGEN2 | 1 | South | YES | -0.066926 | 19.4 | 6 | 24.3 | 0 | 1.0226 | GST | -1 | 0.12735 | 24.3 | 24.3 |  |  | -1.6263 | 24.3 | -0.12735 | -3.0946 | 0.42957 | 0.55218 |  |  |  |  | 86 | 0.12233
5892 | PEARSALLGEN3 | 1 | South | YES | -0.066926 | 19.1 | 6 | 23.9 | 0 | 1.0226 | GST | -1 | 0.12735 | 23.9 | 23.9 |  |  | -1.5995 | 23.9 | -0.12735 | -3.0436 | 0.4307 | 0.55344 |  |  |  |  | 87 | 0.12233
88198 | BEEVILLE | F | South | YES | -0.06583 | 0 | 0 | 0 | 0 | 1.02 | AVR | -1 | 0.12625 | 0 | 0 |  |  | 0 | 0 | -0.12625 | 0 | 0.4307 | 0.55344 |  |  |  |  | 88 | 0.12247
58909 | PEARSALLSCG1 | 3 | South | YES | -0.065618 | 0 | 0 | 8.4 |  | 1.027 | Diesel | -1 | 0.12604 | 8.4 | 8.4 |  |  | -0.55119 | 8.4 | -0.12604 | -1.0587 | 0.4311 | 0.55388 |  |  |  |  | 89 | 0.12261
58909 | PEARSALLSCG1 | 4 | South | YES | -0.065618 | 0 | 0 | 8.4 |  | 1.027 | Diesel | -1 | 0.12604 | 8.4 | 8.4 |  |  | -0.55119 | 8.4 | -0.12604 | -1.0587 | 0.43149 | 0.55432 |  |  |  |  | 90 | 0.12274
58909 | PEARSALLSCG1 | 6 | South | YES | -0.065618 | 0 | 0 | 8.4 |  | 1.027 | Diesel | -1 | 0.12604 | 8.4 | 8.4 |  |  | -0.55119 | 8.4 | -0.12604 | -1.0587 | 0.43189 | 0.55476 |  |  |  |  | 91 | 0.12274
58909 | PEARSALLSCG1 | 5 | South | YES | -0.065618 | 0 | 0 | 8.4 |  | 1.027 | Diesel | -1 | 0.12604 | 8.4 | 8.4 |  |  | -0.55119 | 8.4 | -0.12604 | -1.0587 | 0.43229 | 0.5552 |  |  |  |  | 92 | 0.12278
58909 | PEARSALLSCG1 | 1 | South | YES | -0.065618 | 0 | 0 | 8.4 |  | 1.027 | Diesel | -1 | 0.12604 | 8.4 | 8.4 |  |  | -0.55119 | 8.4 | -0.12604 | -1.0587 | 0.43269 | 0.55564 |  |  |  |  | 93 | 0.12283
58909 | PEARSALLSCG1 | 2 | South | YES | -0.065618 | 0 | 0 | 8.4 |  | 1.027 | Diesel | -1 | 0.12604 | 8.4 | 8.4 |  |  | -0.55119 | 8.4 | -0.12604 | -1.0587 | 0.43308 | 0.55608 |  |  |  |  | 94 | 0.12287
58919 | PEARSALLSCG2 | 5 | South | YES | -0.065618 | 0 | 0 | 8.4 |  | 1.027 | Diesel | -1 | 0.12604 | 8.4 | 8.4 |  |  | -0.55119 | 8.4 | -0.12604 | -1.0587 | 0.43348 | 0.55652 |  |  |  |  | 95 | 0.12291
58919 | PEARSALLSCG2 | 6 | South | YES | -0.065618 | 0 | 0 | 8.4 |  | 1.027 | Diesel | -1 | 0.12604 | 8.4 | 8.4 |  |  | -0.55119 | 8.4 | -0.12604 | -1.0587 | 0.43388 | 0.55696 |  |  |  |  | 96 | 0.12296
58919 | PEARSALLSCG2 | 1 | South | YES | -0.065618 | 0 | 0 | 8.4 |  | 1.027 | Diesel | -1 | 0.12604 | 8.4 | 8.4 |  |  | -0.55119 | 8.4 | -0.12604 | -1.0587 | 0.43427 | 0.5574 |  |  |  |  | 97 | 0.123
58919 | PEARSALLSCG2 | 2 | South | YES | -0.065618 | 0 | 0 | 8.4 |  | 1.027 | Diesel | -1 | 0.12604 | 8.4 | 8.4 |  |  | -0.55119 | 8.4 | -0.12604 | -1.0587 | 0.43467 | 0.55784 |  |  |  |  | 98 | 0.12304
58919 | PEARSALLSCG2 | 4 | South | YES | -0.065618 | 0 | 0 | 8.4 |  | 1.027 | Diesel | -1 | 0.12604 | 8.4 | 8.4 |  |  | -0.55119 | 8.4 | -0.12604 | -1.0587 | 0.43507 | 0.55828 |  |  |  |  | 99 | 0.12309
58919 | PEARSALLSCG2 | 3 | South | YES | -0.065618 | 0 | 0 | 8.4 |  | 1.027 | Diesel | -1 | 0.12604 | 8.4 | 8.4 |  |  | -0.55119 | 8.4 | -0.12604 | -1.0587 | 0.43546 | 0.55872 |  |  |  |  | 100 | 0.12313
58929 | PEARSALLSCG3 | 4 | South | YES | -0.065618 | 0 | 0 | 8.4 |  | 1.027 | Diesel | -1 | 0.12604 | 8.4 | 8.4 |  |  | -0.55119 | 8.4 | -0.12604 | -1.0587 | 0.43586 | 0.55916 |  |  |  |  | 101 | 0.12317
58929 | PEARSALLSCG3 | 6 | South | YES | -0.065618 | 0 | 0 | 8.4 |  | 1.027 | Diesel | -1 | 0.12604 | 8.4 | 8.4 |  |  | -0.55119 | 8.4 | -0.12604 | -1.0587 | 0.43626 | 0.5596 |  |  |  |  | 102 | 0.12322
58929 | PEARSALLSCG3 | 2 | South | YES | -0.065618 | 0 | 0 | 8.4 |  | 1.027 | Diesel | -1 | 0.12604 | 8.4 | 8.4 |  |  | -0.55119 | 8.4 | -0.12604 | -1.0587 | 0.43665 | 0.56004 |  |  |  |  | 103 | 0.12326
58929 | PEARSALLSCG3 | 5 | South | YES | -0.065618 | 0 | 0 | 8.4 |  | 1.027 | Diesel | -1 | 0.12604 | 8.4 | 8.4 |  |  | -0.55119 | 8.4 | -0.12604 | -1.0587 | 0.43705 | 0.56048 |  |  |  |  | 104 | 0.1233
58929 | PEARSALLSCG3 | 1 | South | YES | -0.065618 | 0 | 0 | 8.4 |  | 1.027 | Diesel | -1 | 0.12604 | 8.4 | 8.4 |  |  | -0.55119 | 8.4 | -0.12604 | -1.0587 | 0.43745 | 0.56092 |  |  |  |  | 105 | 0.12334
58929 | PEARSALLSCG3 | 3 | South | YES | -0.065618 | 0 | 0 | 8.4 |  | 1.027 | Diesel | -1 | 0.12604 | 8.4 | 8.4 |  |  | -0.55119 | 8.4 | -0.12604 | -1.0587 | 0.43784 | 0.56136 |  |  |  |  | 106 | 0.12339
58949 | PEARSALLSCG4 | 3 | South | YES | -0.065618 | 0 | 0 | 8.4 |  | 1.027 | Diesel | -1 | 0.12604 | 8.4 | 8.4 |  |  | -0.55119 | 8.4 | -0.12604 | -1.0587 | 0.43824 | 0.5618 |  |  |  |  | 107 | 0.12343
58949 | PEARSALLSCG4 | 2 | South | YES | -0.065618 | 0 | 0 | 8.4 |  | 1.027 | Diesel | -1 | 0.12604 | 8.4 | 8.4 |  |  | -0.55119 | 8.4 | -0.12604 | -1.0587 | 0.43864 | 0.56224 |  |  |  |  | 108 | 0.12347
58949 | PEARSALLSCG4 | 1 | South | YES | -0.065618 | 0 | 0 | 8.4 |  | 1.027 | Diesel | -1 | 0.12604 | 8.4 | 8.4 |  |  | -0.55119 | 8.4 | -0.12604 | -1.0587 | 0.43903 | 0.56268 |  |  |  |  | 109 | 0.12352
58949 | PEARSALLSCG4 | 4 | South | YES | -0.065618 | 0 | 0 | 8.4 |  | 1.027 | Diesel | -1 | 0.12604 | 8.4 | 8.4 |  |  | -0.55119 | 8.4 | -0.12604 | -1.0587 | 0.43943 | 0.56312 |  |  |  |  | 110 | 0.12356
58949 | PEARSALLSCG4 | 6 | South | YES | -0.065618 | 0 | 0 | 8.4 |  | 1.027 | Diesel | -1 | 0.12604 | 8.4 | 8.4 |  |  | -0.55119 | 8.4 | -0.12604 | -1.0587 | 0.43983 | 0.56356 |  |  |  |  | 111 | 0.1236
58949 | PEARSALLSCG4 | 5 | South | YES | -0.065618 | 0 | 0 | 8.4 |  | 1.027 | Diesel | -1 | 0.12604 | 8.4 | 8.4 |  |  | -0.55119 | 8.4 | -0.12604 | -1.0587 | 0.44023 | 0.564 |  |  |  |  | 112 | 0.12365
8161 | COLETO0A | 1 | South | YES | -0.065112 | 633 | 200 | 633 | 0 | 1.03 | LIGCO | -1 | 0.12553 | 0 | 633 |  |  | 0 | 0 | -0.12553 | 0 | 0.44023 | 0.564 |  |  |  |  | 113 | 0.12369
80080 | GWINDT11A | 3 | South | YES | -0.062553 | 0 | 0 | 38 | 0 | 1.025 | Wind | -1 | 0.12298 | 0 | 38 |  |  | 0 | 0 | -0.12298 | 0 | 0.44023 | 0.564 |  |  |  |  | 114 | 0.12373
80080 | GWINDT11A | 4 | South | YES | -0.062553 | 3.8 | 0 | 19 | 0 | 1.025 | Wind | -1 | 0.12298 | 0 | 19 |  |  | 0 | 0 | -0.12298 | 0 | 0.44023 | 0.564 |  |  |  |  | 115 | 0.12377
80080 | GWINDT11A | 2 | South | YES | -0.062553 | 0 | 0 | 41 | 0 | 1.025 | Wind | -1 | 0.12298 | 0 | 41 |  |  | 0 | 0 | -0.12298 | 0 | 0.44023 | 0.564 |  |  |  |  | 116 | 0.12377
80080 | GWINDT11A | 1 | South | YES | -0.062553 | 28.2 | 0 | 94 | 0 | 1.025 | Wind | -1 | 0.12298 | 0 | 94 |  |  | 0 | 0 | -0.12298 | 0 | 0.44023 | 0.564 |  |  |  |  | 117 | 0.12377
80081 | GWINDT21A | 4 | South | YES | -0.062553 | 4.4 | 0 | 22 | 0 | 1.025 | Wind | -1 | 0.12298 | 0 | 22 |  |  | 0 | 0 | -0.12298 | 0 | 0.44023 | 0.564 |  |  |  |  | 118 | 0.12377
80081 | GWINDT21A | 1 | South | YES | -0.062553 | 28.2 | 0 | 94 | 0 | 1.025 | Wind | -1 | 0.12298 | 0 | 94 |  |  | 0 | 0 | -0.12298 | 0 | 0.44023 | 0.564 |  |  |  |  | 119 | 0.12377
80081 | GWINDT21A | 3 | South | YES | -0.062553 | 8.6 | 0 | 43 | 0 | 1.025 | Wind | -1 | 0.12298 | 0 | 43 |  |  | 0 | 0 | -0.12298 | 0 | 0.44023 | 0.564 |  |  |  |  | 120 | 0.12377
80081 | GWINDT21A | 2 | South | YES | -0.062553 | 7.2 | 0 | 36 | 0 | 1.025 | Wind | -1 | 0.12298 | 0 | 36 |  |  | 0 | 0 | -0.12298 | 0 | 0.44023 | 0.564 |  |  |  |  | 121 | 0.12377
80180 | PNSCALT11A | 2 | South | YES | -0.062553 | 10 | 0 | 50 | 0 | 1.025 | Wind | -1 | 0.12298 | 0 | 50 |  |  | 0 | 0 | -0.12298 | 0 | 0.44023 | 0.564 |  |  |  |  | 122 | 0.12377
80180 | PNSCALT11A | 1 | South | YES | -0.062553 | 43.8 | 0 | 148 | 0 | 1.025 | Wind | -1 | 0.12298 | 0 | 148 |  |  | 0 | 0 | -0.12298 | 0 | 0.44023 | 0.564 |  |  |  |  | 123 | 0.12377
80181 | PNSCALT21A | 2 | South | YES | -0.062553 | 10 | 0 | 50 | 0 | 1.025 | Wind | -1 | 0.12298 | 0 | 50 |  |  | 0 | 0 | -0.12298 | 0 | 0.44023 | 0.564 |  |  |  |  | 124 | 0.12377
80181 | PNSCALT21A | 1 | South | YES | -0.062553 | 16.5 | 0 | 55 | 0 | 1.025 | Wind | -1 | 0.12298 | 0 | 55 |  |  | 0 | 0 | -0.12298 | 0 | 0.44023 | 0.564 |  |  |  |  | 125 | 0.12377
5932 | SI_RAY9 | 9 | South | YES | -0.062539 | 32 | 32 | 38 | 0 | 1.035 | CC | -1 | 0.12296 | 38 | 38 |  |  | -2.3765 | 38 | -0.12296 | -4.6725 | 0.44202 | 0.56594 |  |  |  |  | 126 | 0.12377
5933 | SI_RAY6 | 6 | South | YES | -0.062539 | 15.4 | 10 | 19.3 | 0 | 1.035 | GST | -1 | 0.12296 | 19.3 | 19.3 |  |  | -1.207 | 19.3 | -0.12296 | -2.3732 | 0.44293 | 0.56693 |  |  |  |  | 127 | 0.12377
5935 | SI_RAY10 | 10 | South | YES | -0.062539 | 47 | 10 | 47 | 0 | 1.03 | CC | -1 | 0.12296 | 47 | 47 |  |  | -2.9393 | 47 | -0.12296 | -5.7792 | 0.44515 | 0.56933 |  |  |  |  | 128 | 0.12377
80003 | MILHWYS | F | South | YES | -0.062539 | 0 | 0 | 0 | 0 | 1.0168 | AVR | -1 | 0.12296 | 0 | 0 |  |  | 0 | 0 | -0.12296 | 0 | 0.44515 | 0.56933 |  |  |  |  | 129 | 0.12392
8936 | MVGN#1 | 1 | South | YES | -0.06252 | 216.6 | 0 | 216.6 | 0 | 1.0304 | CC | -1 | 0.12294 | 216.6 | 216.6 |  |  | -13.5418 | 216.6 | -0.12294 | -26.6294 | 0.45539 | 0.58039 |  |  |  |  | 130 | 0.124
8937 | MVGN#2 | 2 | South | YES | -0.06252 | 216.7 | 0 | 216.7 | 0 | 1.0304 | CC | -1 | 0.12294 | 216.7 | 216.7 |  |  | -13.5481 | 216.7 | -0.12294 | -26.6417 | 0.46562 | 0.59146 |  |  |  |  | 131 | 0.12418
8938 | MVGN#3 | 3 | South | YES | -0.06252 | 250.9 | 0 | 250.9 | 0 | 1.0304 | CC | -1 | 0.12294 | 250.9 | 250.9 |  |  | -15.6863 | 250.9 | -0.12294 | -30.8463 | 0.47748 | 0.60428 |  |  |  |  | 132 | 0.12418
8981 | HECN1 | 1 | South | YES | -0.06252 | 144.8 | 0 | 144.8 | 0 | 1.0304 | CC | -1 | 0.12294 | 144.8 | 144.8 |  |  | -9.0529 | 144.8 | -0.12294 | -17.8021 | 0.48432 | 0.61168 |  |  |  |  | 133 | 0.12501
8982 | HECN2 | 2 | South | YES | -0.06252 | 144.1 | 0 | 144.1 | 0 | 1.0304 | CC | -1 | 0.12294 | 144.1 | 144.1 |  |  | -9.0091 | 144.1 | -0.12294 | -17.7161 | 0.49113 | 0.61904 |  |  |  |  | 134 | 0.12584
8983 | HECN3 | 3 | South | YES | -0.06252 | 171.9 | 0 | 171.9 | 0 | 1.0304 | CC | -1 | 0.12294 | 171.9 | 171.9 |  |  | -10.7472 | 171.9 | -0.12294 | -21.1339 | 0.49925 | 0.62782 |  |  |  |  | 135 | 0.1268
8517 | CELANEBI0A | 1 | South | YES | -0.062486 | 29 | 0 | 29 | 0 | 1.02 | Cogen | -1 | 0.12291 | 0 | 0 |  |  | 0 | 0 | -0.12291 | 0 | 0.49925 | 0.62782 |  |  |  |  | 136 | 0.12736
8933 | FGNTS001 | 1 | South | YES | -0.062463 | 146.5 | 0 | 146.5 | 0 | 1.03 | CC | -1 | 0.12289 | 146.5 | 146.5 |  |  | -9.1508 | 146.5 | -0.12289 | -18.0028 | 0.50617 | 0.6353 |  |  |  |  | 137 | 0.12791
8934 | FGNTS101 | 2 | South | YES | -0.062463 | 147.9 | 0 | 147.9 | 0 | 1.03 | CC | -1 | 0.12289 | 147.9 | 147.9 |  |  | -9.2383 | 147.9 | -0.12289 | -18.1748 | 0.51316 | 0.64285 |  |  |  |  | 138 | 0.12857
8935 | FGNTS201 | 3 | South | YES | -0.062463 | 173 | 0 | 173 | 0 | 1.03 | CC | -1 | 0.12289 | 173 | 173 |  |  | -10.8061 | 173 | -0.12289 | -21.2592 | 0.52133 | 0.65168 |  |  |  |  | 139 | 0.12857
8461 | KOCH_UP0A | 1 | South | YES | -0.062261 | 38 | 0 | 38 | 0 | 1.012 | Cogen | -1 | 0.12268 | 0 | 0 |  |  | 0 | 0 | -0.12268 | 0 | 0.52133 | 0.65168 |  |  |  |  | 140 | 0.12913
8511 | OXY_CC0A | 1 | South | YES | -0.062258 | 30.3 | 0 | 38 | 0 | 1.027 | Cogen | -1 | 0.12268 | 0 | 0 |  |  | 0 | 0 | -0.12268 | 0 | 0.52133 | 0.65168 |  |  |  |  | 141 | 0.12969
8506 | VAL #1 | 1 | South | YES | -0.062199 | 20.9 | 0 | 25 | 0 | 1.0055 | Cogen | -1 | 0.12262 | 0 | 0 |  |  | 0 | 0 | -0.12262 | 0 | 0.52133 | 0.65168 |  |  |  |  | 142 | 0.13035
8507 | VAL #2 | 2 | South | YES | -0.062199 | 20.9 | 0 | 25 | 0 | 1.0055 | Cogen | -1 | 0.12262 | 0 | 0 |  |  | 0 | 0 | -0.12262 | 0 | 0.52133 | 0.65168 |  |  |  |  | 143 | 0.13035
8173 | VICEC51A | 5 | South | YES | -0.062177 | 144 | 18 | 144 | 0 | 1.025 | CC | -1 | 0.1226 | 144 | 144 |  |  | -8.9535 | 144 | -0.1226 | -17.6544 | 0.52813 | 0.65902 |  |  |  |  | 144 | 0.13035
8174 | VICEC61A | 6 | South | YES | -0.062177 | 188 | 42 | 188 | 0 | 1.025 | CC | -1 | 0.1226 | 188 | 188 |  |  | -11.6893 | 188 | -0.1226 | -23.0488 | 0.53702 | 0.6686 |  |  |  |  | 145 | 0.13035
8459 | B_DAVIS0B | MB | South | YES | -0.062165 | 0 | 50 | 339 |  | 1.03 | GSC | -1 | 0.12259 | 0 | 0 |  |  | 0 | 0 | -0.12259 | 0 | 0.53702 | 0.6686 |  |  |  |  | 146 | 0.13035
8460 | B_DAVIS0A | MB | South | YES | -0.062165 | 0 | 50 | 340 |  | 1.03 | GSC | -1 | 0.12259 | 0 | 0 |  |  | 0 | 0 | -0.12259 | 0 | 0.53702 | 0.6686 |  |  |  |  | 147 | 0.13088
80263 | B_DAVIS31A | 3 | South | YES | -0.062165 | 0 | 0 | 180 |  | 1.0366 | CC | -1 | 0.12259 | 180 | 180 |  |  | -11.1897 | 180 | -0.12259 | -22.0658 | 0.54552 | 0.67776 |  |  |  |  | 148 | 0.13158
80264 | B_DAVIS41A | 4 | South | YES | -0.062165 | 0 | 0 | 180 |  | 1.0366 | CC | -1 | 0.12259 | 180 | 180 |  |  | -11.1897 | 180 | -0.12259 | -22.0658 | 0.55402 | 0.68693 |  |  |  |  | 149 | 0.13158
5728 | FALCONHYDRO2 | 2 | South | YES | -0.062123 | 12 | 0 | 12 | 0 | 1.0234 | Hydro | -1 | 0.12255 | 0 | 0 |  |  | 0 | 0 | -0.12255 | 0 | 0.55402 | 0.68693 |  |  |  |  | 150 | 0.13158
5729 | FALCONHYDRO3 | 3 | South | YES | -0.062123 | 11 | 0 | 11 | 0 | 1.0234 | Hydro | -1 | 0.12255 | 0 | 0 |  |  | 0 | 0 | -0.12255 | 0 | 0.55402 | 0.68693 |  |  |  |  | 151 | 0.13224
8048 | FALCONHYDRO1 | 1 | South | YES | -0.062123 | 12 | 0 | 12 | 0 | 1.0234 | Hydro | -1 | 0.12255 | 0 | 0 |  |  | 0 | 0 | -0.12255 | 0 | 0.55402 | 0.68693 |  |  |  |  | 152 | 0.13291
88508 | FALFURRI | F | South | YES | -0.062121 | 0 | 0 | 0 | 0 | 1 | AVR | -1 | 0.12254 | 0 | 0 |  |  | 0 | 0 | -0.12254 | 0 | 0.55402 | 0.68693 |  |  |  |  | 153 | 0.13291
8456 | COSW#1 | 1 | South | YES | -0.062085 | 20 | 0 | 20 | 0 | 1.027 | Cogen | -1 | 0.12251 | 0 | 0 |  |  | 0 | 0 | -0.12251 | 0 | 0.55402 | 0.68693 |  |  |  |  | 154 | 0.13291
8457 | COSW#2 | 2 | South | YES | -0.062085 | 14 | 0 | 14 | 0 | 1.027 | Cogen | -1 | 0.12251 | 0 | 0 |  |  | 0 | 0 | -0.12251 | 0 | 0.55402 | 0.68693 |  |  |  |  | 155 | 0.13291
8560 | CNOPGT1 | 1 | South | YES | -0.062052 | 148.3 | 0 | 148.3 | 0 | 1.03 | Cogen | -1 | 0.12247 | 0 | 0 |  |  | 0 | 0 | -0.12247 | 0 | 0.55402 | 0.68693 |  |  |  |  | 156 | 0.13291
8561 | CNOPGT2 | 2 | South | YES | -0.062052 | 148.6 | 0 | 148.6 | 0 | 1.03 | Cogen | -1 | 0.12247 | 0 | 0 |  |  | 0 | 0 | -0.12247 | 0 | 0.55402 | 0.68693 |  |  |  |  | 157 | 0.13291
8562 | CNOPST1 | 3 | South | YES | -0.062052 | 153 | 0 | 153 | 0 | 1.03 | Cogen | -1 | 0.12247 | 0 | 0 |  |  | 0 | 0 | -0.12247 | 0 | 0.55402 | 0.68693 |  |  |  |  | 158 | 0.13291
8442 | NBEC7 | 7 | South | YES | -0.062045 | 0 | 81 | 367 |  | 1.0298 | GST | -1 | 0.12247 | 367 | 367 |  |  | -22.7705 | 367 | -0.12247 | -44.9457 | 0.57136 | 0.70561 |  |  |  |  | 159 | 0.13291
8442 | NBEC7 | MB | South | YES | -0.062045 | 0 | 81 | 367 |  | 1.0298 | GST | -1 | 0.12247 | 0 | 0 |  |  | 0 | 0 | -0.12247 | 0 | 0.57136 | 0.70561 |  |  |  |  | 160 | 0.13291
88299 | ZAPATA | F | South | YES | -0.061797 | 0 | 0 | 0 | 0 | 1.02 | BLT | -1 | 0.12222 | 0 | 0 |  |  | 0 | 0 | -0.12222 | 0 | 0.57136 | 0.70561 |  |  |  |  | 161 | 0.13291
8066 | DUP1V#1 | 1 | South | YES | -0.061472 | 52.3 | 0 | 73 | 0 | 1.01 | Cogen | -1 | 0.12189 | 0 | 0 |  |  | 0 | 0 | -0.12189 | 0 | 0.57136 | 0.70561 |  |  |  |  | 162 | 0.13424
8926 | LGE_GT10A | 1 | South | YES | -0.061464 | 158 | 0 | 158 | 0 | 1.03 | Cogen | -1 | 0.12189 | 0 | 0 |  |  | 0 | 0 | -0.12189 | 0 | 0.57136 | 0.70561 |  |  |  |  | 163 | 0.13424
8927 | LGE_GT20A | 2 | South | YES | -0.061464 | 153 | 0 | 153 | 0 | 1.03 | Cogen | -1 | 0.12189 | 0 | 0 |  |  | 0 | 0 | -0.12189 | 0 | 0.57136 | 0.70561 |  |  |  |  | 164 | 0.13424
8928 | LGE_STG0A | 3 | South | YES | -0.061464 | 100 | 0 | 100 | 0 | 1.03 | Cogen | -1 | 0.12189 | 0 | 0 |  |  | 0 | 0 | -0.12189 | 0 | 0.57136 | 0.70561 |  |  |  |  | 165 | 0.13424
8930 | ICPGN10A | 1 | South | YES | -0.061464 | 149 | 0 | 149 | 0 | 1.03 | Cogen | -1 | 0.12189 | 0 | 0 |  |  | 0 | 0 | -0.12189 | 0 | 0.57136 | 0.70561 |  |  |  |  | 166 | 0.13424
8931 | ICPGN20A | 2 | South | YES | -0.061464 | 150 | 0 | 150 | 0 | 1.03 | Cogen | -1 | 0.12189 | 0 | 0 |  |  | 0 | 0 | -0.12189 | 0 | 0.57136 | 0.70561 |  |  |  |  | 167 | 0.13424
8932 | ICPGN30A | 3 | South | YES | -0.061464 | 127 | 0 | 127 | 0 | 1.03 | Cogen | -1 | 0.12189 | 0 | 0 |  |  | 0 | 0 | -0.12189 | 0 | 0.57136 | 0.70561 |  |  |  |  | 168 | 0.13424
80223 | REYSHR G | 1 | South | YES | -0.061464 | 12 | 0 | 12 | 0 | 1.032 | Cogen | -1 | 0.12189 | 0 | 0 |  |  | 0 | 0 | -0.12189 | 0 | 0.57136 | 0.70561 |  |  |  |  | 169 | 0.13424
5508 | RAYBURNCC9 | 1 | South | YES | -0.061366 | 47.7 | 18.2 | 47.7 | 0 | 1.0296 | CC | -1 | 0.12179 | 47.7 | 47.7 |  |  | -2.9272 | 47.7 | -0.12179 | -5.8093 | 0.57362 | 0.70802 |  |  |  |  | 170 | 0.13424
5509 | RAYBURNCC10 | 1 | South | YES | -0.061366 | 37.3 | 5.2 | 37.3 | 0 | 1.0296 | CC | -1 | 0.12179 | 37.3 | 37.3 |  |  | -2.289 | 37.3 | -0.12179 | -4.5427 | 0.57538 | 0.70991 |  |  |  |  | 171 | 0.13424
5511 | RAYBURNCC7 | 1 | South | YES | -0.061366 | 47.5 | 18.2 | 47.5 | 0 | 1.0296 | CC | -1 | 0.12179 | 47.5 | 47.5 |  |  | -2.9149 | 47.5 | -0.12179 | -5.785 | 0.57762 | 0.71231 |  |  |  |  | 172 | 0.13424
5512 | RAYBURNCC8 | 1 | South | YES | -0.061366 | 49.3 | 18.2 | 49.3 | 0 | 1.0296 | CC | -1 | 0.12179 | 49.3 | 49.3 |  |  | -3.0253 | 49.3 | -0.12179 | -6.0042 | 0.57995 | 0.71481 |  |  |  |  | 173 | 0.1344
80012 | LAR | F | South | YES | -0.061316 | 0 | 0 | 0 | 0 | 1.04 | DCTie | -1 | 0.12174 | 0 | 0 |  |  | 0 | 0 | -0.12174 | 0 | 0.57995 | 0.71481 |  |  |  |  | 174 | 0.13453
80265 | LARECU40A | 4 | South | YES | -0.061316 | 80 | 0 | 100 |  | 1.039 | GGT | -1 | 0.12174 | 100 | 100 |  |  | -6.1316 | 100 | -0.12174 | -12.1739 | 0.58468 | 0.71987 |  |  |  |  | 175 | 0.13469
80266 | LARECU50A | 5 | South | YES | -0.061316 | 80 | 0 | 100 |  | 1.039 | GGT | -1 | 0.12174 | 100 | 100 |  |  | -6.1316 | 100 | -0.12174 | -12.1739 | 0.5894 | 0.72492 |  |  |  |  | 176 | 0.13485
5503 | RAYBURNGEN3 | 1 | South | YES | -0.060777 | 17.6 | 6 | 22 | 0 | 1.0224 | GST | -1 | 0.1212 | 22 | 22 |  |  | -1.3371 | 22 | -0.1212 | -2.6664 | 0.59044 | 0.72603 |  |  |  |  | 177 | 0.13485
5505 | RAYBURNGEN1 | 1 | South | YES | -0.060777 | 0 | 1 | 11 |  | 1.0223 | GGT | -1 | 0.1212 | 11 | 11 |  |  | -0.66855 | 11 | -0.1212 | -1.3332 | 0.59096 | 0.72659 |  |  |  |  | 178 | 0.13519
5506 | RAYBURNGEN2 | 1 | South | YES | -0.060777 | 0 | 1 | 11 |  | 1.0223 | GGT | -1 | 0.1212 | 11 | 11 |  |  | -0.66855 | 11 | -0.1212 | -1.3332 | 0.59148 | 0.72714 |  |  |  |  | 179 | 0.13552
80224 | VISTRONG1 | 1 | South | YES | -0.06022 | 13.1 | 0 | 15 | 0 | 1.01 | Cogen | -1 | 0.12064 | 0 | 0 |  |  | 0 | 0 | -0.12064 | 0 | 0.59148 | 0.72714 |  |  |  |  | 180 | 0.13559
80225 | VISTRONG2 | 2 | South | YES | -0.06022 | 20.2 | 0 | 23 | 0 | 1.01 | Cogen | -1 | 0.12064 | 0 | 0 |  |  | 0 | 0 | -0.12064 | 0 | 0.59148 | 0.72714 |  |  |  |  | 181 | 0.13562
80227 | AIRCO G | 1 | South | YES | -0.059753 | 7.2 | 0 | 8 | 0 | 1.0104 | Cogen | -1 | 0.12018 | 0 | 0 |  |  | 0 | 0 | -0.12018 | 0 | 0.59148 | 0.72714 |  |  |  |  | 182 | 0.13566
8147 | UCAR #2 | 10 | South | YES | -0.059524 | 18.2 | 0 | 28 |  | 1 | Cogen | -1 | 0.11995 | 0 | 0 |  |  | 0 | 0 | -0.11995 | 0 | 0.59148 | 0.72714 |  |  |  |  | 183 | 0.13566
8148 | UCAR #1 | 2 | South | YES | -0.059524 | 6.1 | 0 | 7 | 0 | 1.009 | Cogen | -1 | 0.11995 | 0 | 0 |  |  | 0 | 0 | -0.11995 | 0 | 0.59148 | 0.72714 |  |  |  |  | 184 | 0.13566
80137 | CSDR89 | 9 | South | YES | -0.059524 | 15 | 0 | 15 | 0 | 1.003 | DCTie | -1 | 0.11995 | 0 | 0 |  |  | 0 | 0 | -0.11995 | 0 | 0.59148 | 0.72714 |  |  |  |  | 185 | 0.13566
80137 | CSDR89 | 8 | South | YES | -0.059524 | 33.9 | 0 | 39 | 0 | 1.003 | DCTie | -1 | 0.11995 | 0 | 0 |  |  | 0 | 0 | -0.11995 | 0 | 0.59148 | 0.72714 |  |  |  |  | 186 | 0.13566
80138 | CSDR7 | 7 | South | YES | -0.059524 | 6.1 | 0 | 7 | 0 | 1.014 | DCTie | -1 | 0.11995 | 0 | 0 |  |  | 0 | 0 | -0.11995 | 0 | 0.59148 | 0.72714 |  |  |  |  | 187 | 0.13566
80139 | CSDR56 | 6 | South | YES | -0.059524 | 0 | 0 | 39 |  | 1.0033 | DCTie | -1 | 0.11995 | 0 | 0 |  |  | 0 | 0 | -0.11995 | 0 | 0.59148 | 0.72714 |  |  |  |  | 188 | 0.13566
80139 | CSDR56 | 5 | South | YES | -0.059524 | 15 | 0 | 15 |  | 1.0033 | DCTie | -1 | 0.11995 | 0 | 0 |  |  | 0 | 0 | -0.11995 | 0 | 0.59148 | 0.72714 |  |  |  |  | 189 | 0.13566
80140 | CSDR11 | 11 | South | YES | -0.059524 | 33.9 | 0 | 39 | 0 | 1.03 | DCTie | -1 | 0.11995 | 0 | 0 |  |  | 0 | 0 | -0.11995 | 0 | 0.59148 | 0.72714 |  |  |  |  | 190 | 0.13566
80226 | ALCOA G | 1 | South | YES | -0.057898 | 32.3 | 5 | 48 | 0 | 1.015 | Cogen | -1 | 0.11832 | 0 | 0 |  |  | 0 | 0 | -0.11832 | 0 | 0.59148 | 0.72714 |  |  |  |  | 191 | 0.13566
8134 | FOR #1 | 1 | South | YES | -0.057393 | 54.1 | 45 | 79 | 0 | 1 | Cogen | -1 | 0.11782 | 0 | 0 |  |  | 0 | 0 | -0.11782 | 0 | 0.59148 | 0.72714 |  |  |  |  | 192 | 0.13566
8138 | FOR #2 | 2 | South | YES | -0.057393 | 63.1 | 45 | 81 | 0 | 1 | Cogen | -1 | 0.11782 | 0 | 0 |  |  | 0 | 0 | -0.11782 | 0 | 0.59148 | 0.72714 |  |  |  |  | 193 | 0.13566
8153 | FOR #3 | 3 | South | YES | -0.057393 | 63.1 | 45 | 79.9 | 0 | 1 | Cogen | -1 | 0.11782 | 0 | 0 |  |  | 0 | 0 | -0.11782 | 0 | 0.59148 | 0.72714 |  |  |  |  | 194 | 0.13566
8154 | FOR #4 | 4 | South | YES | -0.057393 | 63.1 | 60 | 80 | 0 | 1 | Cogen | -1 | 0.11782 | 0 | 0 |  |  | 0 | 0 | -0.11782 | 0 | 0.59148 | 0.72714 |  |  |  |  | 195 | 0.13566
8155 | FOR #5 | 5 | South | YES | -0.057393 | 63.1 | 60 | 78.4 | 0 | 1 | Cogen | -1 | 0.11782 | 0 | 0 |  |  | 0 | 0 | -0.11782 | 0 | 0.59148 | 0.72714 |  |  |  |  | 196 | 0.13566
8156 | FOR #6 | 6 | South | YES | -0.057393 | 24.9 | 5 | 25 | 0 | 1 | Cogen | -1 | 0.11782 | 0 | 0 |  |  | 0 | 0 | -0.11782 | 0 | 0.59148 | 0.72714 |  |  |  |  | 197 | 0.13566
8157 | FOR #7 | 7 | South | YES | -0.057393 | 28.8 | 5 | 46 | 0 | 1 | Cogen | -1 | 0.11782 | 0 | 0 |  |  | 0 | 0 | -0.11782 | 0 | 0.59148 | 0.72714 |  |  |  |  | 198 | 0.13566
80051 | FOR #8 | 8 | South | YES | -0.057393 | 28 | 28 | 28 |  | 1 | Cogen | -1 | 0.11782 | 0 | 0 |  |  | 0 | 0 | -0.11782 | 0 | 0.59148 | 0.72714 |  |  |  |  | 199 | 0.13566
80052 | FOR #9 | 9 | South | YES | -0.057393 | 29.7 | 5 | 43.6 | 0 | 1 | Cogen | -1 | 0.11782 | 0 | 0 |  |  | 0 | 0 | -0.11782 | 0 | 0.59148 | 0.72714 |  |  |  |  | 200 | 0.13566
80053 | FOR #10 | 10 | South | YES | -0.057393 | 68.4 | 45 | 75 | 0 | 1 | Cogen | -1 | 0.11782 | 0 | 0 |  |  | 0 | 0 | -0.11782 | 0 | 0.59148 | 0.72714 |  |  |  |  | 201 | 0.13566
8262 | ELPS | 1 | South | YES | -0.043034 | 6 | 6 | 6 | 0 | 1.15 | Hydro | -1 | 0.10346 | 0 | 0 |  |  | 0 | 0 | -0.10346 | 0 | 0.59148 | 0.72714 |  |  |  |  | 202 | 0.13566
5911 | STP_GN1___1 | 1 | Houston | YES | -0.03921 | 1333 | 1249 | 1333 | 0 | 1.0406 | Nuc | -1 | 0.099633 | 0 | 0 |  |  |  |  | -0.099633 | 0 | 0.59148 | 0.72714 |  |  |  |  | 203 | 0.13566
5912 | STP_GN2___2 | 2 | Houston | YES | -0.03921 | 1332 | 1249 | 1332 | 0 | 1.0406 | Nuc | -1 | 0.099633 | 0 | 0 |  |  |  |  | -0.099633 | 0 | 0.59148 | 0.72714 |  |  |  |  | 204 | 0.13566
48731 | CBE_GT1 | 1 | Houston | YES | -0.038941 | 76 | 0 | 76 | 0 | 1.029 | CC | -1 | 0.099364 | 76 | 76 |  |  |  |  | -0.099364 | -7.5516 | 0.59507 | 0.73028 |  |  |  |  | 205 | 0.13566
48732 | CBE_GT2 | 1 | Houston | YES | -0.038941 | 76 | 0 | 76 | 0 | 1.029 | CC | -1 | 0.099364 | 76 | 76 |  |  |  |  | -0.099364 | -7.5516 | 0.59866 | 0.73342 |  |  |  |  | 206 | 0.13566
48733 | CBE_ST12 | 1 | Houston | YES | -0.038941 | 105 | 0 | 105 | 0 | 1.029 | CC | -1 | 0.099364 | 105 | 105 |  |  |  |  | -0.099364 | -10.4332 | 0.60362 | 0.73775 |  |  |  |  | 207 | 0.13566
48734 | CBE_GT3 | 1 | Houston | YES | -0.038941 | 76 | 0 | 76 | 0 | 1.029 | CC | -1 | 0.099364 | 76 | 76 |  |  |  |  | -0.099364 | -7.5516 | 0.60721 | 0.74089 |  |  |  |  | 208 | 0.13521
48735 | CBE_GT4 | 1 | Houston | YES | -0.038941 | 76 | 0 | 76 | 0 | 1.029 | CC | -1 | 0.099364 | 76 | 76 |  |  |  |  | -0.099364 | -7.5516 | 0.6108 | 0.74403 |  |  |  |  | 209 | 0.13475
48736 | CBE_ST34 | 1 | Houston | YES | -0.038941 | 105 | 0 | 105 | 0 | 1.029 | CC | -1 | 0.099364 | 105 | 105 |  |  |  |  | -0.099364 | -10.4332 | 0.61576 | 0.74836 |  |  |  |  | 210 | 0.13413
48911 | TGF_GT1_8000 | 1 | Houston | YES | -0.036658 | 69.2 | 0 | 69.2 |  | 1.029 | Cogen | -1 | 0.097081 | 0 | 0 |  |  |  |  | -0.097081 | 0 | 0.61576 | 0.74836 |  |  |  |  | 211 | 0.13367
8032 | AMISTADHYD1 | 1 | South | YES | -0.033165 | 33 | 13 | 33 | 0 | 1.03 | Hydro | -1 | 0.093588 | 0 | 0 |  |  | 0 | 0 | -0.093588 | 0 | 0.61576 | 0.74836 |  |  |  |  | 212 | 0.13322
8033 | AMISTADHYD2 | 2 | South | YES | -0.033165 | 25 | 13 | 25 | 0 | 1.03 | Hydro | -1 | 0.093588 | 0 | 0 |  |  | 0 | 0 | -0.093588 | 0 | 0.61576 | 0.74836 |  |  |  |  | 213 | 0.1326
88253 | HAMILTON | F | South | YES | -0.033165 | 0 | 0 | 0 | 0 | 1.04 | BLT | -1 | 0.093588 | 0 | 0 |  |  | 0 | 0 | -0.093588 | 0 | 0.61576 | 0.74836 |  |  |  |  | 214 | 0.1326
49851 | DOW17000 | 37 | Houston | YES | -0.029714 | 39 | 0 | 62 | 0 | 1 | Cogen | -1 | 0.090137 | 0 | 0 |  |  |  |  | -0.090137 | 0 | 0.61576 | 0.74836 |  |  |  |  | 215 | 0.1326
49858 | DOW38100 | 31 | Houston | YES | -0.029714 | 45 | 0 | 71.4 |  | 1 | Cogen | -1 | 0.090137 | 0 | 0 |  |  |  |  | -0.090137 | 0 | 0.61576 | 0.74836 |  |  |  |  | 216 | 0.1326
49859 | DOW38200 | 33 | Houston | YES | -0.029714 | 28 | 0 | 45 | 0 | 1 | Cogen | -1 | 0.090137 | 0 | 0 |  |  |  |  | -0.090137 | 0 | 0.61576 | 0.74836 |  |  |  |  | 217 | 0.1326
49860 | DOW38300 | 32 | Houston | YES | -0.029714 | 63 | 0 | 101 |  | 1 | Cogen | -1 | 0.090137 | 0 | 0 |  |  |  |  | -0.090137 | 0 | 0.61576 | 0.74836 |  |  |  |  | 218 | 0.1326
49862 | DOW39100 | 36 | Houston | YES | -0.029714 | 54 | 0 | 86 | 0 | 1 | Cogen | -1 | 0.090137 | 0 | 0 |  |  |  |  | -0.090137 | 0 | 0.61576 | 0.74836 |  |  |  |  | 219 | 0.1326
49863 | DOW39200 | 35 | Houston | YES | -0.029714 | 55 | 0 | 88 | 0 | 1 | Cogen | -1 | 0.090137 | 0 | 0 |  |  |  |  | -0.090137 | 0 | 0.61576 | 0.74836 |  |  |  |  | 220 | 0.1326
49865 | DOW41000 | 41 | Houston | YES | -0.029714 | 31 | 0 | 50 |  | 1 | Cogen | -1 | 0.090137 | 0 | 0 |  |  |  |  | -0.090137 | 0 | 0.61576 | 0.74836 |  |  |  |  | 221 | 0.1326
49866 | DOW42000 | 42 | Houston | YES | -0.029714 | 11 | 0 | 18 |  | 1 | Cogen | -1 | 0.090137 | 0 | 0 |  |  |  |  | -0.090137 | 0 | 0.61576 | 0.74836 |  |  |  |  | 222 | 0.1326
49869 | DOW49000 | 45 | Houston | YES | -0.029714 | 59 | 0 | 94 |  | 1 | Cogen | -1 | 0.090137 | 0 | 0 |  |  |  |  | -0.090137 | 0 | 0.61576 | 0.74836 |  |  |  |  | 223 | 0.1326
49870 | DOW61000 | 61 | Houston | YES | -0.029714 | 44 | 0 | 70 | 0 | 1 | Cogen | -1 | 0.090137 | 0 | 0 |  |  |  |  | -0.090137 | 0 | 0.61576 | 0.74836 |  |  |  |  | 224 | 0.1326
49871 | DOW62000 | 62 | Houston | YES | -0.029714 | 40 | 0 | 63 | 0 | 1 | Cogen | -1 | 0.090137 | 0 | 0 |  |  |  |  | -0.090137 | 0 | 0.61576 | 0.74836 |  |  |  |  | 225 | 0.1326
49872 | DOW63000 | 63 | Houston | YES | -0.029714 | 45 | 0 | 72 | 0 | 1 | Cogen | -1 | 0.090137 | 0 | 0 |  |  |  |  | -0.090137 | 0 | 0.61576 | 0.74836 |  |  |  |  | 226 | 0.1326
49873 | DOW64000 | 64 | Houston | YES | -0.029714 | 41 | 0 | 64.8 | 0 | 1 | Cogen | -1 | 0.090137 | 0 | 0 |  |  |  |  | -0.090137 | 0 | 0.61576 | 0.74836 |  |  |  |  | 227 | 0.1326
49876 | DOW65000 | 65 | Houston | YES | -0.029714 | 63 | 0 | 101 | 0 | 1 | Cogen | -1 | 0.090137 | 0 | 0 |  |  |  |  | -0.090137 | 0 | 0.61576 | 0.74836 |  |  |  |  | 228 | 0.1326
49877 | DOW66000 | 66 | Houston | YES | -0.029714 | 61 | 0 | 97 | 0 | 1 | Cogen | -1 | 0.090137 | 0 | 0 |  |  |  |  | -0.090137 | 0 | 0.61576 | 0.74836 |  |  |  |  | 229 | 0.1326
49878 | DOW67000 | 67 | Houston | YES | -0.029714 | 65 | 0 | 103 | 0 | 1 | Cogen | -1 | 0.090137 | 0 | 0 |  |  |  |  | -0.090137 | 0 | 0.61576 | 0.74836 |  |  |  |  | 230 | 0.1326
49882 | DOW81000 | 81 | Houston | YES | -0.029714 | 47 | 0 | 76 | 0 | 1 | Cogen | -1 | 0.090137 | 0 | 0 |  |  |  |  | -0.090137 | 0 | 0.61576 | 0.74836 |  |  |  |  | 231 | 0.1326
49884 | DOW82000 | 82 | Houston | YES | -0.029714 | 51 | 0 | 80 | 0 | 1 | Cogen | -1 | 0.090137 | 0 | 0 |  |  |  |  | -0.090137 | 0 | 0.61576 | 0.74836 |  |  |  |  | 232 | 0.1326
49885 | DOW83000 | 83 | Houston | YES | -0.029714 | 51 | 0 | 80 | 0 | 1 | Cogen | -1 | 0.090137 | 0 | 0 |  |  |  |  | -0.090137 | 0 | 0.61576 | 0.74836 |  |  |  |  | 233 | 0.1326
49886 | DOW84000 | 84 | Houston | YES | -0.029714 | 107 | 0 | 171 | 0 | 0.98 | Cogen | -1 | 0.090137 | 0 | 0 |  |  |  |  | -0.090137 | 0 | 0.61576 | 0.74836 |  |  |  |  | 234 | 0.1326
48520 | BSF_GT1_8070 | 1 | Houston | YES | -0.027973 | 72 | 0 | 72 | 0 | 1.0326 | Cogen | -1 | 0.088396 | 0 | 0 |  |  |  |  | -0.088396 | 0 | 0.61576 | 0.74836 |  |  |  |  | 235 | 0.1326
48520 | BSF_GT1_8070 | 2 | Houston | YES | -0.027973 | 10 | 0 | 10 | 0 | 1.0326 | Cogen | -1 | 0.088396 | 0 | 0 |  |  |  |  | -0.088396 | 0 | 0.61576 | 0.74836 |  |  |  |  | 236 | 0.1326
39760 | TNSCLP1___8 | 1 | Houston | YES | -0.026597 | 93.4 | 20 | 116.8 | 0 | 1.04 | Cogen | -1 | 0.08702 | 0 | 0 |  |  |  |  | -0.08702 | 0 | 0.61576 | 0.74836 |  |  |  |  | 237 | 0.1326
39770 | TNSCLP2___8 | 1 | Houston | YES | -0.026597 | 91.6 | 20 | 114.5 | 0 | 1.04 | Cogen | -1 | 0.08702 | 0 | 0 |  |  |  |  | -0.08702 | 0 | 0.61576 | 0.74836 |  |  |  |  | 238 | 0.1326
39775 | TNSCLP4___8 | 1 | Houston | YES | -0.026597 | 95.2 | 20 | 119 | 0 | 1.04 | Cogen | -1 | 0.08702 | 0 | 0 |  |  |  |  | -0.08702 | 0 | 0.61576 | 0.74836 |  |  |  |  | 239 | 0.1326
39790 | TNSCLP3___8 | 1 | Houston | YES | -0.026597 | 87.6 | 20 | 109.5 | 0 | 1.027 | Cogen | -1 | 0.08702 | 0 | 0 |  |  |  |  | -0.08702 | 0 | 0.61576 | 0.74836 |  |  |  |  | 240 | 0.1326
48730 | MNS_GT | 1 | Houston | YES | -0.021609 | 43 | 0 | 46.1 |  | 1.029 | Cogen | -1 | 0.082032 | 0 | 0 |  |  |  |  | -0.082032 | 0 | 0.61576 | 0.74836 |  |  |  |  | 241 | 0.1326
48926 | WAP_GN6_6 | 6 | Houston | YES | -0.021584 | 651 | 280 | 651 |  | 1.035 | LIGCO | -1 | 0.082007 | 0 | 651 |  |  |  |  | -0.082007 | 0 | 0.61576 | 0.74836 |  |  |  |  | 242 | 0.1326
48927 | WAP_GN7_7 | 7 | Houston | YES | -0.021584 | 564 | 277 | 564 |  | 1.035 | LIGCO | -1 | 0.082007 | 0 | 564 |  |  |  |  | -0.082007 | 0 | 0.61576 | 0.74836 |  |  |  |  | 243 | 0.1326
48928 | WAP_GN8_8 | 8 | Houston | YES | -0.021584 | 603 | 275 | 603 |  | 1.035 | LIGCO | -1 | 0.082007 | 0 | 603 |  |  |  |  | -0.082007 | 0 | 0.61576 | 0.74836 |  |  |  |  | 244 | 0.1326
48521 | BVE_GT1_GT1 | 1 | Houston | YES | -0.021543 | 167.7 | 0 | 167.7 |  | 1.035 | CC | -1 | 0.081966 | 167.7 | 167.7 |  |  |  |  | -0.081966 | -13.7457 | 0.62369 | 0.75407 |  |  |  |  | 245 | 0.1326
48522 | BVE_GT2_5035 | 2 | Houston | YES | -0.021543 | 166.4 | 0 | 166.4 |  | 1.035 | CC | -1 | 0.081966 | 166.4 | 166.4 |  |  |  |  | -0.081966 | -13.6391 | 0.63155 | 0.75974 |  |  |  |  | 246 | 0.1326
48523 | BVE_ST1_GN1 | 3 | Houston | YES | -0.021543 | 252.4 | 0 | 252.4 |  | 1.035 | CC | -1 | 0.081966 | 252.4 | 252.4 |  |  |  |  | -0.081966 | -20.6882 | 0.64347 | 0.76833 |  |  |  |  | 247 | 0.1326
48510 | AK_GT1__8040 | 1 | Houston | YES | -0.02086 | 33.4 | 8.1 | 34 |  | 1.029 | Cogen | -1 | 0.081283 | 0 | 0 |  |  |  |  | -0.081283 | 0 | 0.64347 | 0.76833 |  |  |  |  | 248 | 0.13038
48921 | WAP_GN1_1 | 1 | Houston | YES | -0.020772 | 132.8 | 37 | 166 | 0 | 1.0362 | GST | -1 | 0.081195 | 166 | 166 |  |  |  |  | -0.081195 | -13.4783 | 0.65132 | 0.77394 |  |  |  |  | 249 | 0.12819
48922 | WAP_GN2_2 | 2 | Houston | YES | -0.020772 | 132.8 | 37 | 166 | 0 | 1.0362 | GST | -1 | 0.081195 | 166 | 166 |  |  |  |  | -0.081195 | -13.4783 | 0.65916 | 0.77954 |  |  |  |  | 250 | 0.12486
48923 | WAP_GN3_3 | 3 | Houston | YES | -0.020772 | 198.4 | 93 | 248 | 0 | 1.0362 | GST | -1 | 0.081195 | 248 | 248 |  |  |  |  | -0.081195 | -20.1363 | 0.67088 | 0.7879 |  |  |  |  | 251 | 0.12486
48924 | WAP_GN4_4 | 4 | Houston | YES | -0.020772 | 546 | 217 | 546 | 0 | 1.0362 | GSC | -1 | 0.081195 | 546 | 546 |  |  |  |  | -0.081195 | -44.3323 | 0.69667 | 0.80632 |  |  |  |  | 252 | 0.12262
48925 | WAP_GN5_5 | 5 | Houston | YES | -0.020772 | 589.4 | 278 | 654 | 0 | 0.985 | LIGCO | -1 | 0.081195 | 0 | 654 |  |  |  |  | -0.081195 | 0 | 0.69667 | 0.80632 |  |  |  |  | 253 | 0.12038
48929 | WAPGT21_GT1 | B1 | Houston | YES | -0.020772 | 0 | 0 | 13 |  | 1.05 | GGT | -1 | 0.081195 | 13 | 13 |  |  |  |  | -0.081195 | -1.0555 | 0.69729 | 0.80676 |  |  |  |  | 254 | 0.11703
38580 | TNBP_CGN1_8 | 1 | Houston | YES | -0.017524 | 70.8 | 0 | 70.8 | 0 | 1.005 | Cogen | -1 | 0.077947 | 0 | 0 |  |  |  |  | -0.077947 | 0 | 0.69729 | 0.80676 |  |  |  |  | 255 | 0.10965
38590 | TNBP_CGN2_8 | 2 | Houston | YES | -0.017524 | 66.7 | 0 | 66.7 | 0 | 1.005 | Cogen | -1 | 0.077947 | 0 | 0 |  |  |  |  | -0.077947 | 0 | 0.69729 | 0.80676 |  |  |  |  | 256 | 0.10965
38600 | TNBP_CGN3_8 | 5 | Houston | YES | -0.017524 | 53 | 0 | 53 | 0 | 1.005 | Cogen | -1 | 0.077947 | 0 | 0 |  |  |  |  | -0.077947 | 0 | 0.69729 | 0.80676 |  |  |  |  | 257 | 0.10947
38611 | TNBPAMCG1_8 | 1 | Houston | YES | -0.017524 | 153.2 | 0 | 153.2 | 0 | 1.005 | Cogen | -1 | 0.077947 | 0 | 0 |  |  |  |  | -0.077947 | 0 | 0.69729 | 0.80676 |  |  |  |  | 258 | 0.10947
38612 | TNBPAMCG2_8 | 2 | Houston | YES | -0.017524 | 153.5 | 0 | 153.5 | 0 | 1.005 | Cogen | -1 | 0.077947 | 0 | 0 |  |  |  |  | -0.077947 | 0 | 0.69729 | 0.80676 |  |  |  |  | 259 | 0.10947
38613 | TNBPAMCG3_8 | 3 | Houston | YES | -0.017524 | 152.3 | 0 | 152.3 | 0 | 1.005 | Cogen | -1 | 0.077947 | 0 | 0 |  |  |  |  | -0.077947 | 0 | 0.69729 | 0.80676 |  |  |  |  | 260 | 0.10947
38614 | TNBPAMCG4_8 | 4 | Houston | YES | -0.017524 | 96 | 0 | 96 |  | 1.005 | Cogen | -1 | 0.077947 | 0 | 0 |  |  |  |  | -0.077947 | 0 | 0.69729 | 0.80676 |  |  |  |  | 261 | 0.10947
38615 | TNBPAMCG5_8 | 1 | Houston | YES | -0.017524 | 244 | 0 | 244 | 0 | 1.005 | Cogen | -1 | 0.077947 | 0 | 0 |  |  |  |  | -0.077947 | 0 | 0.69729 | 0.80676 |  |  |  |  | 262 | 0.10947
38690 | TNBP_CGN4_8 | 3 | Houston | YES | -0.017524 | 40 | 0 | 40 |  | 1.005 | Cogen | -1 | 0.077947 | 0 | 0 |  |  |  |  | -0.077947 | 0 | 0.69729 | 0.80676 |  |  |  |  | 263 | 0.10947
38711 | TNTXCTY1CG8 | 1 | Houston | YES | -0.017524 | 100.3 | 59 | 100.3 | 0 | 1 | Cogen | -1 | 0.077947 | 0 | 0 |  |  |  |  | -0.077947 | 0 | 0.69729 | 0.80676 |  |  |  |  | 264 | 0.10947
38712 | TNTXCTY2CG8 | 1 | Houston | YES | -0.017524 | 92.9 | 59 | 92.9 | 0 | 1 | Cogen | -1 | 0.077947 | 0 | 0 |  |  |  |  | -0.077947 | 0 | 0.69729 | 0.80676 |  |  |  |  | 265 | 0.10947
38713 | TNTXCTY3CG8 | 1 | Houston | YES | -0.017524 | 102.7 | 59 | 102.7 | 0 | 1 | Cogen | -1 | 0.077947 | 0 | 0 |  |  |  |  | -0.077947 | 0 | 0.69729 | 0.80676 |  |  |  |  | 266 | 0.10947
38714 | TNTXCTY4CG8 | 1 | Houston | YES | -0.017524 | 103 | 59 | 103 | 0 | 1 | Cogen | -1 | 0.077947 | 0 | 0 |  |  |  |  | -0.077947 | 0 | 0.69729 | 0.80676 |  |  |  |  | 267 | 0.10947
39470 | TNDOWCGNSG8 | 1 | Houston | YES | -0.017524 | 32 | 10 | 32 | 0 | 0.985 | Cogen | -1 | 0.077947 | 0 | 0 |  |  |  |  | -0.077947 | 0 | 0.69729 | 0.80676 |  |  |  |  | 268 | 0.10947
39480 | TNDOWCGNGG8 | 1 | Houston | YES | -0.017524 | 30 | 10 | 30 | 0 | 0.985 | Cogen | -1 | 0.077947 | 0 | 0 |  |  |  |  | -0.077947 | 0 | 0.69729 | 0.80676 |  |  |  |  | 269 | 0.10947
48772 | PHR_GN2_2 | MB | Houston | YES | -0.016151 | 0 | 72 | 459 |  | 1.0362 | GSC | -1 | 0.076574 | 0 | 0 |  |  |  |  | -0.076574 | 0 | 0.69729 | 0.80676 |  |  |  |  | 270 | 0.10947
48561 | CTL_GT2_8130 | 1 | Houston | YES | -0.015194 | 73.5 | 30.3 | 91.9 |  | 1.0362 | Cogen | -1 | 0.075617 | 0 | 0 |  |  |  |  | -0.075617 | 0 | 0.69729 | 0.80676 |  |  |  |  | 271 | 0.10947
48562 | CTL_GT3_8135 | 2 | Houston | YES | -0.015194 | 70.1 | 30.3 | 87.6 |  | 1.0362 | Cogen | -1 | 0.075617 | 0 | 0 |  |  |  |  | -0.075617 | 0 | 0.69729 | 0.80676 |  |  |  |  | 272 | 0.10947
48563 | CTL_GT4_8140 | 3 | Houston | YES | -0.015194 | 69.6 | 30.3 | 87 |  | 1.0362 | Cogen | -1 | 0.075617 | 0 | 0 |  |  |  |  | -0.075617 | 0 | 0.69729 | 0.80676 |  |  |  |  | 273 | 0.10947
48564 | CTL_GN1_8145 | 4 | Houston | YES | -0.015194 | 43.6 | 12.9 | 54.5 |  | 1.0362 | Cogen | -1 | 0.075617 | 0 | 0 |  |  |  |  | -0.075617 | 0 | 0.69729 | 0.80676 |  |  |  |  | 274 | 0.10947
48565 | CTL_GN2_8155 | 5 | Houston | YES | -0.015194 | 9.8 | 3.4 | 12.2 |  | 1.0362 | Cogen | -1 | 0.075617 | 0 | 0 |  |  |  |  | -0.075617 | 0 | 0.69729 | 0.80676 |  |  |  |  | 275 | 0.10947
48531 | BYU_GT1_8075 | 1 | Houston | YES | -0.014827 | 65 | 0 | 65 |  | 1.0362 | Cogen | -1 | 0.07525 | 0 | 0 |  |  |  |  | -0.07525 | 0 | 0.69729 | 0.80676 |  |  |  |  | 276 | 0.10947
48532 | BYU_GT2_8055 | 2 | Houston | YES | -0.014827 | 62 | 0 | 62 |  | 1.0362 | Cogen | -1 | 0.07525 | 0 | 0 |  |  |  |  | -0.07525 | 0 | 0.69729 | 0.80676 |  |  |  |  | 277 | 0.10947
48533 | BYU_GT3_8060 | 3 | Houston | YES | -0.014827 | 67 | 0 | 67 |  | 1.0362 | Cogen | -1 | 0.07525 | 0 | 0 |  |  |  |  | -0.07525 | 0 | 0.69729 | 0.80676 |  |  |  |  | 278 | 0.10947
48534 | BYU_GT4_8065 | 4 | Houston | YES | -0.014827 | 65 | 0 | 65 |  | 1.0362 | Cogen | -1 | 0.07525 | 0 | 0 |  |  |  |  | -0.07525 | 0 | 0.69729 | 0.80676 |  |  |  |  | 279 | 0.10947
48691 | GBY_73741085 | B | Houston | YES | -0.014362 | 37.6 | 20 | 47 | 0 | 1.0362 | GGT | -1 | 0.074785 | 47 | 47 |  |  |  |  | -0.074785 | -3.5149 | 0.69951 | 0.80822 |  |  |  |  | 280 | 0.10947
48691 | GBY_73741085 | A | Houston | YES | -0.014362 | 37.6 | 20 | 47 | 0 | 1.0362 | GGT | -1 | 0.074785 | 47 | 47 |  |  |  |  | -0.074785 | -3.5149 | 0.70173 | 0.80968 |  |  |  |  | 281 | 0.10947
48692 | GBY_81821075 | D | Houston | YES | -0.014362 | 44 | 20 | 55 | 0 | 1.0362 | GGT | -1 | 0.074785 | 55 | 55 |  |  |  |  | -0.074785 | -4.1132 | 0.70433 | 0.81139 |  |  |  |  | 282 | 0.10947
48692 | GBY_81821075 | C | Houston | YES | -0.014362 | 37.6 | 20 | 47 | 0 | 1.0362 | GGT | -1 | 0.074785 | 47 | 47 |  |  |  |  | -0.074785 | -3.5149 | 0.70655 | 0.81285 |  |  |  |  | 283 | 0.10871
48693 | GBY_83841065 | F | Houston | YES | -0.014362 | 43.2 | 20 | 54 | 0 | 1.0362 | GGT | -1 | 0.074785 | 54 | 54 |  |  |  |  | -0.074785 | -4.0384 | 0.7091 | 0.81453 |  |  |  |  | 284 | 0.10795
48693 | GBY_83841065 | E | Houston | YES | -0.014362 | 45.6 | 20 | 57 | 0 | 1.0362 | GGT | -1 | 0.074785 | 57 | 57 |  |  |  |  | -0.074785 | -4.2627 | 0.71179 | 0.8163 |  |  |  |  | 285 | 0.10706
48841 | SJS_GT1_GT1 | 1 | Houston | YES | -0.014137 | 62.4 | 49 | 78 | 0 | 1.0362 | Cogen | -1 | 0.07456 | 0 | 0 |  |  |  |  | -0.07456 | 0 | 0.71179 | 0.8163 |  |  |  |  | 286 | 0.1063
48842 | SJS_GT2_GT2 | 2 | Houston | YES | -0.014137 | 64.8 | 49 | 81 | 0 | 1.0362 | Cogen | -1 | 0.07456 | 0 | 0 |  |  |  |  | -0.07456 | 0 | 0.71179 | 0.8163 |  |  |  |  | 287 | 0.10543
48641 | DPEC_GT15040 | 1 | Houston | YES | -0.013958 | 163.2 | 98 | 163.2 | 0 | 1.0319 | CC | -1 | 0.074381 | 163.2 | 163.2 |  |  |  |  | -0.074381 | -12.1389 | 0.7195 | 0.82134 |  |  |  |  | 288 | 0.10451
48642 | DPEC_GT25025 | 2 | Houston | YES | -0.013958 | 157.1 | 98 | 157.1 | 0 | 1.0319 | CC | -1 | 0.074381 | 157.1 | 157.1 |  |  |  |  | -0.074381 | -11.6852 | 0.72692 | 0.8262 |  |  |  |  | 289 | 0.10451
48643 | DPEC_GT35010 | 3 | Houston | YES | -0.013958 | 157.5 | 98 | 157.5 | 0 | 1.0319 | CC | -1 | 0.074381 | 157.5 | 157.5 |  |  |  |  | -0.074381 | -11.715 | 0.73436 | 0.83107 |  |  |  |  | 290 | 0.10451
48644 | DPEC_GT45070 | 4 | Houston | YES | -0.013958 | 157 | 98 | 157 | 0 | 1.0319 | CC | -1 | 0.074381 | 157 | 157 |  |  |  |  | -0.074381 | -11.6778 | 0.74178 | 0.83592 |  |  |  |  | 291 | 0.10184
48645 | DPEC_ST55065 | 5 | Houston | YES | -0.013958 | 282 | 0 | 282 | 0 | 1.0319 | CC | -1 | 0.074381 | 282 | 282 |  |  |  |  | -0.074381 | -20.9754 | 0.7551 | 0.84463 |  |  |  |  | 292 | 0.099276
48761 | PR_GT1__9040 | 1 | Houston | YES | -0.01379 | 26 | 0 | 35 |  | 1 | Cogen | -1 | 0.074213 | 0 | 0 |  |  |  |  | -0.074213 | 0 | 0.7551 | 0.84463 |  |  |  |  | 293 | 0.096703
48855 | SRB_GT211035 | B1 | Houston | YES | -0.013618 | 0 | 0 | 18 |  | 1.014 | GGT | -1 | 0.074041 | 18 | 18 |  |  |  |  | -0.074041 | -1.3327 | 0.75596 | 0.84519 |  |  |  |  | 294 | 0.094137
48855 | SRB_GT211035 | B2 | Houston | YES | -0.013618 | 0 | 0 | 12 |  | 1.014 | GGT | -1 | 0.074041 | 12 | 12 |  |  |  |  | -0.074041 | -0.88849 | 0.75652 | 0.84556 |  |  |  |  | 295 | 0.089529
48852 | SRB_GN2_2 | 2 | Houston | YES | -0.013608 | 140.8 | 26 | 176 | 0 | 1.0217 | GST | -1 | 0.074031 | 176 | 176 |  |  |  |  | -0.074031 | -13.0294 | 0.76484 | 0.85097 |  |  |  |  | 296 | 0.089529
48851 | SRB_GN1_1 | 1 | Houston | YES | -0.013595 | 132 | 26 | 165 | 0 | 1.0217 | GST | -1 | 0.074018 | 165 | 165 |  |  |  |  | -0.074018 | -12.2129 | 0.77263 | 0.85605 |  |  |  |  | 297 | 0.089233
48551 | CAL_GT1_8045 | 1 | Houston | YES | -0.013591 | 149 | 0 | 149 | 0 | 1.0326 | Cogen | -1 | 0.074014 | 0 | 0 |  |  |  |  | -0.074014 | 0 | 0.77263 | 0.85605 |  |  |  |  | 298 | 0.089035
48552 | CAL_ST1_8000 | 2 | Houston | YES | -0.013591 | 65.1 | 0 | 65.1 | 0 | 1.0326 | Cogen | -1 | 0.074014 | 0 | 0 |  |  |  |  | -0.074014 | 0 | 0.77263 | 0.85605 |  |  |  |  | 299 | 0.086134
48853 | SRB_GN3_3 | 3 | Houston | YES | -0.01355 | 170.4 | 35 | 213 |  | 1.0326 | GST | -1 | 0.073973 | 213 | 213 |  |  |  |  | -0.073973 | -15.7562 | 0.7827 | 0.86259 |  |  |  |  | 300 | 0.083413
48845 | SOL_GT1 | 1 | Houston | YES | -0.013547 | 16.2 | 15.4 | 16.2 |  | 1.0326 | Solar | -1 | 0.07397 | 16.2 | 16.2 |  |  |  |  | -0.07397 | -1.1983 | 0.78346 | 0.86309 |  |  |  |  | 301 | 0.083413
48611 | DIB_GT1_8080 | 1 | Houston | YES | -0.013545 | 64 | 0 | 64 | 0 | 1.0326 | Cogen | -1 | 0.073968 | 0 | 0 |  |  |  |  | -0.073968 | 0 | 0.78346 | 0.86309 |  |  |  |  | 302 | 0.083413
48612 | DIB_GT2_8075 | 2 | Houston | YES | -0.013545 | 63.2 | 0 | 63.2 | 0 | 1.0326 | Cogen | -1 | 0.073968 | 0 | 0 |  |  |  |  | -0.073968 | 0 | 0.78346 | 0.86309 |  |  |  |  | 303 | 0.079896
48613 | DIB_ST1_8085 | 3 | Houston | YES | -0.013545 | 67.9 | 30 | 82.6 | 0 | 1.0326 | Cogen | -1 | 0.073968 | 0 | 0 |  |  |  |  | -0.073968 | 0 | 0.78346 | 0.86309 |  |  |  |  | 304 | 0.079629
48614 | DIB_GT3_8090 | 4 | Houston | YES | -0.013545 | 73.6 | 15 | 73.6 | 0 | 1.0326 | Cogen | -1 | 0.073968 | 0 | 0 |  |  |  |  | -0.073968 | 0 | 0.78346 | 0.86309 |  |  |  |  | 305 | 0.079629
48740 | PSG_GN2_8050 | 1 | Houston | YES | -0.01354 | 182 | 60 | 182 | 0 | 1.0326 | Cogen | -1 | 0.073963 | 0 | 0 |  |  |  |  | -0.073963 | 0 | 0.78346 | 0.86309 |  |  |  |  | 306 | 0.079629
48741 | PSG_GT2_8040 | 1 | Houston | YES | -0.01354 | 158.6 | 50 | 158.6 | 0 | 1.0326 | Cogen | -1 | 0.073963 | 0 | 0 |  |  |  |  | -0.073963 | 0 | 0.78346 | 0.86309 |  |  |  |  | 307 | 0.079629
48742 | PSG_GT3_8060 | 1 | Houston | YES | -0.01354 | 157 | 50 | 157 | 0 | 1.0326 | Cogen | -1 | 0.073963 | 0 | 0 |  |  |  |  | -0.073963 | 0 | 0.78346 | 0.86309 |  |  |  |  | 308 | 0.079629
48854 | SRB_GN4_4 | 4 | Houston | YES | -0.01354 | 182.4 | 35 | 228 | 0 | 1.0326 | GST | -1 | 0.073963 | 228 | 228 |  |  |  |  | -0.073963 | -16.8635 | 0.79423 | 0.8701 |  |  |  |  | 309 | 0.079629
48820 | SHELLG1_3015 | 1 | Houston | YES | -0.013299 | 71 | 34.5 | 71 |  | 1.029 | Cogen | -1 | 0.073722 | 0 | 0 |  |  |  |  | -0.073722 | 0 | 0.79423 | 0.8701 |  |  |  |  | 310 | 0.079629
48821 | SHELLG2 | 2 | Houston | YES | -0.013299 | 72 | 34.5 | 72 |  | 1.029 | Cogen | -1 | 0.073722 | 0 | 0 |  |  |  |  | -0.073722 | 0 | 0.79423 | 0.8701 |  |  |  |  | 311 | 0.079629
48822 | SHELLG3_3020 | 2 | Houston | YES | -0.013299 | 30 | 0 | 30 |  | 1.029 | Cogen | -1 | 0.073722 | 0 | 0 |  |  |  |  | -0.073722 | 0 | 0.79423 | 0.8701 |  |  |  |  | 312 | 0.075864
48822 | SHELLG3_3020 | 1 | Houston | YES | -0.013299 | 39 | 0 | 39 |  | 1.029 | Cogen | -1 | 0.073722 | 0 | 0 |  |  |  |  | -0.073722 | 0 | 0.79423 | 0.8701 |  |  |  |  | 313 | 0.075864
48500 | APD_GT1_8005 | 1 | Houston | YES | -0.012968 | 137.6 | 54.6 | 137.6 | 0 | 1.0362 | Cogen | -1 | 0.073391 | 0 | 0 |  |  |  |  | -0.073391 | 0 | 0.79423 | 0.8701 |  |  |  |  | 314 | 0.075864
48511 | LPE_GT1_8070 | 1 | Houston | YES | -0.01289 | 42 | 0 | 42 | 0 | 1.0362 | GGT | -1 | 0.073313 | 42 | 42 |  |  |  |  | -0.073313 | -3.0791 | 0.79622 | 0.87138 |  |  |  |  | 315 | 0.075864
48512 | LPE_GT2_8075 | 2 | Houston | YES | -0.01289 | 42 | 0 | 42 | 0 | 1.0362 | GGT | -1 | 0.073313 | 42 | 42 |  |  |  |  | -0.073313 | -3.0791 | 0.7982 | 0.87266 |  |  |  |  | 316 | 0.075864
48513 | LPE_GT3_8080 | 3 | Houston | YES | -0.01289 | 39 | 0 | 39 | 0 | 1.0362 | GGT | -1 | 0.073313 | 39 | 39 |  |  |  |  | -0.073313 | -2.8592 | 0.80004 | 0.87384 |  |  |  |  | 317 | 0.075864
48514 | LPE_GT4_8085 | 4 | Houston | YES | -0.01289 | 39 | 0 | 39 | 0 | 1.0362 | GGT | -1 | 0.073313 | 39 | 39 |  |  |  |  | -0.073313 | -2.8592 | 0.80189 | 0.87503 |  |  |  |  | 318 | 0.075159
48593 | CHE_GT1_8015 | 1 | Houston | YES | -0.012841 | 173 | 50 | 173 | 0 | 1.0362 | Cogen | -1 | 0.073264 | 0 | 0 |  |  |  |  | -0.073264 | 0 | 0.80189 | 0.87503 |  |  |  |  | 319 | 0.074454
48594 | CHE_GN4_8025 | 4 | Houston | YES | -0.012841 | 142 | 60 | 142 | 0 | 1.0362 | Cogen | -1 | 0.073264 | 0 | 0 |  |  |  |  | -0.073264 | 0 | 0.80189 | 0.87503 |  |  |  |  | 320 | 0.073799
48873 | THW_ST3_ST_3 | 3 | Houston | YES | -0.012351 | 107 | 19 | 107 | 0 | 1.0435 | CC | -1 | 0.072774 | 107 | 107 |  |  |  |  | -0.072774 | -7.7868 | 0.80694 | 0.87827 |  |  |  |  | 321 | 0.073145
48874 | THW_ST4_ST_4 | 4 | Houston | YES | -0.012351 | 108 | 19 | 108 | 0 | 1.0435 | CC | -1 | 0.072774 | 108 | 108 |  |  |  |  | -0.072774 | -7.8596 | 0.81204 | 0.88153 |  |  |  |  | 322 | 0.073145
48875 | THW_3132 | A | Houston | YES | -0.012351 | 55 | 5 | 55 | 0 | 1.0435 | CC | -1 | 0.072774 | 55 | 55 |  |  |  |  | -0.072774 | -4.0026 | 0.81464 | 0.8832 |  |  |  |  | 323 | 0.073145
48875 | THW_3132 | B | Houston | YES | -0.012351 | 53 | 5 | 53 | 0 | 1.0435 | CC | -1 | 0.072774 | 53 | 53 |  |  |  |  | -0.072774 | -3.857 | 0.81715 | 0.8848 |  |  |  |  | 324 | 0.071325
48877 | THW_3334 | C | Houston | YES | -0.012351 | 55 | 5 | 55 | 0 | 1.0435 | CC | -1 | 0.072774 | 55 | 55 |  |  |  |  | -0.072774 | -4.0026 | 0.81975 | 0.88646 |  |  |  |  | 325 | 0.069488
48877 | THW_3334 | D | Houston | YES | -0.012351 | 57 | 5 | 57 | 0 | 1.0435 | CC | -1 | 0.072774 | 57 | 57 |  |  |  |  | -0.072774 | -4.1481 | 0.82244 | 0.88818 |  |  |  |  | 326 | 0.068553
48879 | THW_4142 | E | Houston | YES | -0.012351 | 56 | 5 | 56 | 0 | 1.0435 | CC | -1 | 0.072774 | 56 | 56 |  |  |  |  | -0.072774 | -4.0753 | 0.82508 | 0.88988 |  |  |  |  | 327 | 0.067651
48879 | THW_4142 | F | Houston | YES | -0.012351 | 55 | 5 | 55 | 0 | 1.0435 | CC | -1 | 0.072774 | 55 | 55 |  |  |  |  | -0.072774 | -4.0026 | 0.82768 | 0.89154 |  |  |  |  | 328 | 0.066716
48881 | THW_4344 | G | Houston | YES | -0.012351 | 58 | 5 | 58 | 0 | 1.0435 | CC | -1 | 0.072774 | 58 | 58 |  |  |  |  | -0.072774 | -4.2209 | 0.83042 | 0.8933 |  |  |  |  | 329 | 0.065746
48881 | THW_4344 | H | Houston | YES | -0.012351 | 58 | 5 | 58 | 0 | 1.0435 | CC | -1 | 0.072774 | 58 | 58 |  |  |  |  | -0.072774 | -4.2209 | 0.83316 | 0.89505 |  |  |  |  | 330 | 0.064794
48582 | CBY_GN2_2 | 2 | Houston | YES | -0.011951 | 596.8 | 110 | 746 | 0 | 1.0435 | GSC | -1 | 0.072374 | 746 | 746 |  |  |  |  | -0.072374 | -53.9908 | 0.86841 | 0.91748 |  |  |  |  | 331 | 0.063858
48883 | THW_GT1_GT_1 | B2 | Houston | YES | -0.011755 | 0 | 0 | 12 |  | 1.043 | GGT | -1 | 0.072178 | 12 | 12 |  |  |  |  | -0.072178 | -0.86613 | 0.86898 | 0.91784 |  |  |  |  | 332 | 0.062872
49803 | EXN_15GT | 1 | Houston | YES | -0.011685 | 33 | 8.3 | 34 |  | 1.0326 | Cogen | -1 | 0.072108 | 0 | 0 |  |  |  |  | -0.072108 | 0 | 0.86898 | 0.91784 |  |  |  |  | 333 | 0.061886
49804 | EXN_16GT | 2 | Houston | YES | -0.011685 | 32 | 8.3 | 34.7 |  | 1.0326 | Cogen | -1 | 0.072108 | 0 | 0 |  |  |  |  | -0.072108 | 0 | 0.86898 | 0.91784 |  |  |  |  | 334 | 0.049074
49805 | EXN_17GT | 3 | Houston | YES | -0.011685 | 31 | 8.3 | 32.7 |  | 1.0326 | Cogen | -1 | 0.072108 | 0 | 0 |  |  |  |  | -0.072108 | 0 | 0.86898 | 0.91784 |  |  |  |  | 335 | 0.048867
49826 | EXN938GT | 5 | Houston | YES | -0.011685 | 43 | 9.2 | 45.9 |  | 1.0326 | Cogen | -1 | 0.072108 | 0 | 0 |  |  |  |  | -0.072108 | 0 | 0.86898 | 0.91784 |  |  |  |  | 336 | 0.048867
49828 | EXN941GT | 10 | Houston | YES | -0.011685 | 17.7 | 5.4 | 17.7 | 0 | 1.0326 | Cogen | -1 | 0.072108 | 0 | 0 |  |  |  |  | -0.072108 | 0 | 0.86898 | 0.91784 |  |  |  |  | 337 | 0.048867
49829 | EXN942GT | 11 | Houston | YES | -0.011685 | 20 | 5.4 | 20.4 | 0 | 1.0326 | Cogen | -1 | 0.072108 | 0 | 0 |  |  |  |  | -0.072108 | 0 | 0.86898 | 0.91784 |  |  |  |  | 338 | 0.048867
49830 | EXN943GT | 12 | Houston | YES | -0.011685 | 19 | 5.4 | 19.9 | 0 | 1.0326 | Cogen | -1 | 0.072108 | 0 | 0 |  |  |  |  | -0.072108 | 0 | 0.86898 | 0.91784 |  |  |  |  | 339 | 0.048867
49831 | EXN944GT | 13 | Houston | YES | -0.011685 | 33 | 5.4 | 35 | 0 | 1.0326 | Cogen | -1 | 0.072108 | 0 | 0 |  |  |  |  | -0.072108 | 0 | 0.86898 | 0.91784 |  |  |  |  | 340 | 0.048867
49832 | EXN945GT | 9 | Houston | YES | -0.011685 | 18.5 | 9.2 | 18.5 |  | 1.0326 | Cogen | -1 | 0.072108 | 0 | 0 |  |  |  |  | -0.072108 | 0 | 0.86898 | 0.91784 |  |  |  |  | 341 | 0.048867
49837 | EXN_GT | 4 | Houston | YES | -0.011685 | 81 | 21.3 | 85.4 |  | 1.0326 | Cogen | -1 | 0.072108 | 0 | 0 |  |  |  |  | -0.072108 | 0 | 0.86898 | 0.91784 |  |  |  |  | 342 | 0.048867
49838 | EXN_14GT | 14 | Houston | YES | -0.011685 | 140 | 0 | 148 |  | 1.0326 | Cogen | -1 | 0.072108 | 0 | 0 |  |  |  |  | -0.072108 | 0 | 0.86898 | 0.91784 |  |  |  |  | 343 | 0.048867
48651 | EP_1_2 | 1 | Houston | YES | -0.011427 | 4 | 0 | 5 | 0 | 1.0362 | Cogen | -1 | 0.07185 | 0 | 0 |  |  |  |  | -0.07185 | 0 | 0.86898 | 0.91784 |  |  |  |  | 344 | 0.048867
48651 | EP_1_2 | 2 | Houston | YES | -0.011427 | 17.7 | 10 | 21 | 0 | 1.0362 | Cogen | -1 | 0.07185 | 0 | 0 |  |  |  |  | -0.07185 | 0 | 0.86898 | 0.91784 |  |  |  |  | 345 | 0.048867
48940 | WARVUE_GT1 | G1 | Houston | YES | -0.011419 | 15 | 0 | 15 |  | 1.021 | Cogen | -1 | 0.071842 | 0 | 0 |  |  |  |  | -0.071842 | 0 | 0.86898 | 0.91784 |  |  |  |  | 346 | 0.048867
48581 | CBY_GN1_1 | 1 | Houston | YES | -0.011409 | 595.2 | 108 | 744 | 0 | 1.0435 | GSC | -1 | 0.071832 | 744 | 744 |  |  |  |  | -0.071832 | -53.4428 | 0.90413 | 0.94005 |  |  |  |  | 347 | 0.048867
48791 | PSA_GT1_8160 | 1 | Houston | YES | -0.011401 | 52 | 20.8 | 65 | 0 | 1.0362 | Cogen | -1 | 0.071824 | 0 | 0 |  |  |  |  | -0.071824 | 0 | 0.90413 | 0.94005 |  |  |  |  | 348 | 0.048867
48792 | PSA_GT2_8155 | 2 | Houston | YES | -0.011401 | 52.8 | 20.3 | 66 | 0 | 1.0362 | Cogen | -1 | 0.071824 | 0 | 0 |  |  |  |  | -0.071824 | 0 | 0.90413 | 0.94005 |  |  |  |  | 349 | 0.048867
48793 | PSA_GT3_8150 | 3 | Houston | YES | -0.011401 | 56 | 20.3 | 70 | 0 | 1.0362 | Cogen | -1 | 0.071824 | 0 | 0 |  |  |  |  | -0.071824 | 0 | 0.90413 | 0.94005 |  |  |  |  | 350 | 0.035922
48794 | PSA_GT4_8145 | 4 | Houston | YES | -0.011401 | 52.8 | 20.3 | 66 | 0 | 1.0362 | Cogen | -1 | 0.071824 | 0 | 0 |  |  |  |  | -0.071824 | 0 | 0.90413 | 0.94005 |  |  |  |  | 351 | 0.035922
48795 | PSA_GT5_8140 | 5 | Houston | YES | -0.011401 | 51.2 | 20.3 | 64 | 0 | 1.0362 | Cogen | -1 | 0.071824 | 0 | 0 |  |  |  |  | -0.071824 | 0 | 0.90413 | 0.94005 |  |  |  |  | 352 | 0.035922
48796 | PSA_GN1_8165 | 1 | Houston | YES | -0.011401 | 83.2 | 43.1 | 104 | 0 | 1.0362 | Cogen | -1 | 0.071824 | 0 | 0 |  |  |  |  | -0.071824 | 0 | 0.90413 | 0.94005 |  |  |  |  | 353 | 0.035922
48797 | PSA_GT6_8135 | 6 | Houston | YES | -0.011401 | 47.2 | 34.5 | 59 | 0 | 1.0362 | Cogen | -1 | 0.071824 | 0 | 0 |  |  |  |  | -0.071824 | 0 | 0.90413 | 0.94005 |  |  |  |  | 354 | 0.035922
48815 | CVC_GT4_8005 | 4 | Houston | YES | -0.011258 | 165 | 91.8 | 165 |  | 1.0362 | Cogen | -1 | 0.071681 | 0 | 0 |  |  |  |  | -0.071681 | 0 | 0.90413 | 0.94005 |  |  |  |  | 355 | 0.035922
48583 | CBY_GT4_1 | 1 | Houston | YES | -0.011181 | 172 | 0 | 172 | 0 | 1.027 | GSC | -1 | 0.071604 | 172 | 172 |  |  |  |  | -0.071604 | -12.3158 | 0.91225 | 0.94516 |  |  |  |  | 356 | 0.035922
48584 | CBY_GT4_2 | 2 | Houston | YES | -0.011181 | 172 | 0 | 172 | 0 | 1.027 | CC | -1 | 0.071604 | 172 | 172 |  |  |  |  | -0.071604 | -12.3158 | 0.92038 | 0.95028 |  |  |  |  | 357 | 0.035922
48585 | CBY_ST4_1 | 3 | Houston | YES | -0.011181 | 172 | 0 | 172 | 0 | 1.027 | CC | -1 | 0.071604 | 172 | 172 |  |  |  |  | -0.071604 | -12.3158 | 0.9285 | 0.9554 |  |  |  |  | 358 | 0.035922
48595 | BTE_GT2_8075 | 1 | Houston | YES | -0.010732 | 162.8 | 130 | 162.8 | 0 | 1.0261 | CC | -1 | 0.071155 | 162.8 | 162.8 |  |  |  |  | -0.071155 | -11.584 | 0.9362 | 0.96021 |  |  |  |  | 359 | 0.032913
48596 | BTE_GT3_8045 | 2 | Houston | YES | -0.010732 | 161.4 | 130 | 161.4 | 0 | 1.0261 | CC | -1 | 0.071155 | 161.4 | 161.4 |  |  |  |  | -0.071155 | -11.4844 | 0.94382 | 0.96498 |  |  |  |  | 360 | 0.029904
48597 | BTE_GT4_8055 | 3 | Houston | YES | -0.010732 | 158.9 | 130 | 158.9 | 0 | 1.0261 | CC | -1 | 0.071155 | 158.9 | 158.9 |  |  |  |  | -0.071155 | -11.3065 | 0.95133 | 0.96968 |  |  |  |  | 361 | 0.026895
48598 | BTE_ST1_8070 | 4 | Houston | YES | -0.010732 | 269.2 | 60 | 269.2 | 0 | 1.0261 | CC | -1 | 0.071155 | 269.2 | 269.2 |  |  |  |  | -0.071155 | -19.1549 | 0.96405 | 0.97764 |  |  |  |  | 362 | 0.024017
48690 | GBY_GN5_5 | 5 | Houston | YES | -0.010589 | 318.4 | 81 | 398 |  | 1.0362 | GSC | -1 | 0.071012 | 398 | 398 |  |  |  |  | -0.071012 | -28.2627 | 0.98285 | 0.98938 |  |  |  |  | 363 | 0.021163
48885 | THW_5152 | B | Houston | YES | -0.010392 | 47.2 | 5 | 59 |  | 1.0319 | GGT | -1 | 0.070815 | 59 | 59 |  |  |  |  | -0.070815 | -4.1781 | 0.98564 | 0.99112 |  |  |  |  | 364 | 0.018354
48885 | THW_5152 | A | Houston | YES | -0.010392 | 46.4 | 5 | 58 |  | 1.0319 | GGT | -1 | 0.070815 | 58 | 58 |  |  |  |  | -0.070815 | -4.1073 | 0.98838 | 0.99283 |  |  |  |  | 365 | 0.013594
48886 | THW_5354 | D | Houston | YES | -0.010392 | 46.4 | 5 | 58 |  | 1.0319 | GGT | -1 | 0.070815 | 58 | 58 |  |  |  |  | -0.070815 | -4.1073 | 0.99112 | 0.99453 |  |  |  |  | 366 | 0.006534
48886 | THW_5354 | C | Houston | YES | -0.010392 | 45.6 | 5 | 57 |  | 1.0319 | GGT | -1 | 0.070815 | 57 | 57 |  |  |  |  | -0.070815 | -4.0364 | 0.99381 | 0.99621 |  |  |  |  | 367 | 0.0054825
48887 | THW_5556 | E | Houston | YES | -0.010392 | 47.2 | 5 | 59 |  | 1.0319 | GGT | -1 | 0.070815 | 59 | 59 |  |  |  |  | -0.070815 | -4.1781 | 0.9966 | 0.99795 |  |  |  |  | 368 | 0.0044489
48887 | THW_5556 | F | Houston | YES | -0.010392 | 45.6 | 5 | 57 |  | 1.0319 | GGT | -1 | 0.070815 | 57 | 57 |  |  |  |  | -0.070815 | -4.0364 | 0.99929 | 0.99962 |  |  |  |  | 369 | 0.0034152
48591 | CHE_GT2_5030 | 2 | Houston | YES | -0.007655 | 173 | 50 | 173 | 0 | 1.029 | Cogen | -1 | 0.068078 | 0 | 0 |  |  |  |  | -0.068078 | 0 | 0.99929 | 0.99962 |  |  |  |  | 370 | 0.0023994
48811 | CVC_GT3_5045 | 3 | Houston | YES | -0.007655 | 156 | 91.8 | 156 | 0 | 1.029 | Cogen | -1 | 0.068078 | 0 | 0 |  |  |  |  | -0.068078 | 0 | 0.99929 | 0.99962 |  |  |  |  | 371 | 0.0013479
48812 | CVC_GT2_5020 | 2 | Houston | YES | -0.007655 | 158 | 91.8 | 158 | 0 | 1.029 | Cogen | -1 | 0.068078 | 0 | 0 |  |  |  |  | -0.068078 | 0 | 0.99929 | 0.99962 |  |  |  |  | 372 | 0.00033209
48813 | CVC_GT1_5035 | 1 | Houston | YES | -0.007655 | 160 | 91.8 | 160 | 0 | 1.029 | Cogen | -1 | 0.068078 | 0 | 0 |  |  |  |  | -0.068078 | 0 | 0.99929 | 0.99962 |  |  |  |  | 373 | 0.00033209
48814 | CVC_ST5_5040 | 1 | Houston | YES | -0.007655 | 162 | 91.8 | 162 | 0 | 1.029 | Cogen | -1 | 0.068078 | 0 | 0 |  |  |  |  | -0.068078 | 0 | 0.99929 | 0.99962 |  |  |  |  | 374 | 0.00033209
5934 | SI_RAY5 | 5 | South | YES | 0 | 0 | 10 | 15 |  | 1.035 | GST | -1 | 0.060423 | 15 | 15 |  |  | 0 | 15 | -0.060423 | -0.90634 | 1 | 1 |  |  |  |  | 375 | 0.00033209
8139 | JOS #1 | MB | South | YES | 0 | 0 | 45 | 255 |  | 1.02 | GST | -1 | 0.060423 | 0 | 0 |  |  | 0 | 0 | -0.060423 | 0 | 1 | 1 |  |  |  |  | 376 | 0.00033209
8285 | LAR #1 | MB | South | YES | 0 | 0 | 9 | 32 |  | 1.0497 | GST | -1 | 0.060423 | 0 | 0 |  |  | 0 | 0 | -0.060423 | 0 | 1 | 1 |  |  |  |  | 377 | 0.00033209
8287 | LAR #2 | MB | South | YES | 0 | 0 | 9 | 32 |  | 1.04 | GST | -1 | 0.060423 | 0 | 0 |  |  | 0 | 0 | -0.060423 | 0 | 1 | 1 |  |  |  |  | 378 | 0
8288 | LAR #3 | MB | South | YES | 0 | 0 | 25 | 105 |  | 1.04 | GST | -1 | 0.060423 | 0 | 0 |  |  | 0 | 0 | -0.060423 | 0 | 1 | 1 |  |  |  |  | 379 | 0
8388 | BATES0A | MB | South | YES | 0 | 0 | 21 | 71 |  | 1.033 | GST | -1 | 0.060423 | 0 | 0 |  |  | 0 | 0 | -0.060423 | 0 | 1 | 1 |  |  |  |  | 380 | 0
8393 | BATES0B | MB | South | YES | 0 | 0 | 25 | 110 |  | 1.03 | GST | -1 | 0.060423 | 0 | 0 |  |  | 0 | 0 | -0.060423 | 0 | 1 | 1 |  |  |  |  | 381 | 0
8437 | NUECES_B0C | MB | South | YES | 0 | 0 | 7 | 30 |  | 1.03 | GST | -1 | 0.060423 | 0 | 0 |  |  | 0 | 0 | -0.060423 | 0 | 1 | 1 |  |  |  |  | 382 | 0
8438 | NUECES_B0B | MB | South | YES | 0 | 0 | 26 | 169 |  | 1.03 | GST | -1 | 0.060423 | 0 | 0 |  |  | 0 | 0 | -0.060423 | 0 | 1 | 1 |  |  |  |  | 383 | 0
39190 | TNSLCGN1__8 | 1 | Houston | YES | 0 | 0 | 10 | 30 |  | 1.03 | Cogen | -1 | 0.060423 | 0 | 0 |  |  |  |  | -0.060423 | 0 | 1 | 1 |  |  |  |  | 384 | 0
32883 | BRYN_DNSBY3 | 1 | North | YES | 0.014392 | 0 | 2 | 48 |  | 1.015 | GST | 1 | 0.09366 | 48 | 48 | 0.69082 | 48 |  |  | 0.09366 | 4.4957 | [6 empty] | 385 | 0
32884 | BRYN_DNSBY13 | 1 | North | YES | 0.014392 | 46 | 2 | 46 | 0 | 1.015 | GST | 1 | 0.09366 | 46 | 46 | 0.66203 | 46 |  |  | 0.09366 | 4.3084 | [6 empty] | 386 | 0
32892 | BRYN_DNSBY14 | 1 | North | YES | 0.014392 | 84 | 25 | 105 | 0 | 1.035 | GST | 1 | 0.09366 | 105 | 105 | 1.5112 | 105 |  |  | 0.09366 | 9.8343 | [6 empty] | 387 | 0
32886 | BRYN_ATKINS3 | MB | North | YES | 0.016365 | 0 | 5 | 12 |  | 1 | GST | 1 | 0.095633 | 0 | 0 | 0 | 0 |  |  | 0.095633 | 0 | [6 empty] | 388 | 0
32887 | BRYN_ATKINS6 | MB | North | YES | 0.016365 | 0 | 12 | 51 |  | 1.028 | GST | 1 | 0.095633 | 0 | 0 | 0 | 0 |  |  | 0.095633 | 0 | [6 empty] | 389 | 0
32888 | BRYN_ATKINS7 | 1 | North | YES | 0.016365 | 13.6 | 4 | 17 |  | 1.028 | GGT | 1 | 0.095633 | 17 | 17 | 0.2782 | 17 |  |  | 0.095633 | 1.6258 | [6 empty] | 390 | 0
32890 | BRYN_ATKINS4 | MB | North | YES | 0.016365 | 0 | 5 | 22 |  | 1.031 | GST | 1 | 0.095633 | 0 | 0 | 0 | 0 |  |  | 0.095633 | 0
32891 | BRYN_ATKINS5 | MB | North | YES | 0.016365 | 0 | 5 | 25 |  | 1.031 | GST | 1 | 0.095633 | 0 | 0 | 0 | 0 |  |  | 0.095633 | 0
48671 | FTR_GT1_5105 | 1 | North | YES | 0.017108 | 154.2 | 0 | 154.2 | 0 | 1.0319 | CC | 1 | 0.096376 | 154.2 | 154.2 | 2.6381 | 154.2 |  |  | 0.096376 | 14.8612
48672 | FTR_GT2_5110 | 2 | North | YES | 0.017108 | 159 | 0 | 159 | 0 | 1.0319 | CC | 1 | 0.096376 | 159 | 159 | 2.7202 | 159 |  |  | 0.096376 | 15.3238
48673 | FTR_GT3_5085 | 3 | North | YES | 0.017108 | 158 | 0 | 158 | 0 | 1.0319 | CC | 1 | 0.096376 | 158 | 158 | 2.7031 | 158 |  |  | 0.096376 | 15.2274
48674 | FTR_CN4_5095 | 4 | North | YES | 0.017108 | 380 | 0 | 380 | 0 | 1.0319 | CC | 1 | 0.096376 | 380 | 380 | 6.501 | 380 |  |  | 0.096376 | 36.6228
32798 | BRYN_TAMUGEN | 1 | North | YES | 0.017274 | 32 | 0 | 32 |  | 1.02 | GST | 1 | 0.096542 | 32 | 32 | 0.55277 | 32 |  |  | 0.096542 | 3.0893
990 | GIBN_CREK_G1 | 1 | North | YES | 0.021784 | 463 | 200 | 463 | 0 | 1.0275 | LIGCO | 1 | 0.10105 | 0 | 463 | 10.086 | 463 |  |  | 0.10105 | 46.787
60202 | FRNDDRCS | F | West | YES | 0.034911 | 0 | 0 | 0 | 0 | 0.9985 | AVR | 1 | 0.11418 | 0 | 0 |  |  |  |  | 0.11418 | 0
39960 | TNTNPONE_18 | 1 | North | YES | 0.038118 | 152.3 | 30 | 152.3 |  | 1.04 | LIGCO | 1 | 0.11739 | 0 | 152.3 | 5.8054 | 152.3 |  |  | 0.11739 | 17.8779
39970 | TNTNPONE_28 | 1 | North | YES | 0.038118 | 153 | 30 | 153 |  | 1.04 | LIGCO | 1 | 0.11739 | 0 | 153 | 5.8321 | 153 |  |  | 0.11739 | 17.96
60018 | DSKY1 | 1 | West | YES | 0.043702 | 21 | 0 | 84 | 0 | 1.023 | Wind | 1 | 0.12297 | 0 | 84 |  |  |  |  | 0.12297 | 10.3295
60000 | DSKY2 | 1 | West | YES | 0.04382 | 19.1 | 0 | 76.5 |  | 1.039 | Wind | 1 | 0.12309 | 0 | 76.5 |  |  |  |  | 0.12309 | 9.4162
60017 | ORNNWP1 | 1 | West | YES | 0.044271 | 20 | 0 | 80 |  | 1.027 | Wind | 1 | 0.12354 | 0 | 80 |  |  |  |  | 0.12354 | 9.8831
48721 | LEG_1___1 | 1 | North | YES | 0.045064 | 827 | 357 | 827 | 0 | 1.0348 | LIGCO | 1 | 0.12433 | 0 | 827 | 37.2679 | 827 |  |  | 0.12433 | 102.8225
48722 | LEG_2___2 | 2 | North | YES | 0.045064 | 819 | 357 | 819 | 0 | 1.0348 | LIGCO | 1 | 0.12433 | 0 | 819 | 36.9074 | 819 |  |  | 0.12433 | 101.8278
38437 | TNSRBNMESA9 | 1 | West | YES | 0.045959 | 37.5 | 0 | 150 | 0 | 1.02 | Wind | 1 | 0.12523 | 0 | 150 |  |  |  |  | 0.12523 | 18.784
38332 | TNWDWRDU2_8 | 1 | West | YES | 0.046008 | 20 | 0 | 80 | 0 | 1.0232 | Wind | 1 | 0.12528 | 0 | 80 |  |  |  |  | 0.12528 | 10.0221
60016 | WOODWRD11A | 1 | West | YES | 0.046019 | 20 | 0 | 80 |  | 1.033 | Wind | 1 | 0.12529 | 0 | 80 |  |  |  |  | 0.12529 | 10.023
6016 | SWMESA | 1 | West | YES | 0.046077 | 18.8 | 0 | 75 |  | 1.03 | Wind | 1 | 0.12534 | 0 | 75 |  |  |  |  | 0.12534 | 9.4009
60003 | KING_NE1A | 1 | West | YES | 0.046077 | 20 | 0 | 80 |  | 1.03 | Wind | 1 | 0.12534 | 0 | 80 |  |  |  |  | 0.12534 | 10.0276
60005 | KING_SE1A | 1 | West | YES | 0.046077 | 10 | 0 | 40 |  | 1.035 | Wind | 1 | 0.12534 | 0 | 40 |  |  |  |  | 0.12534 | 5.0138
60201 | RIO DRCS | F | West | YES | 0.04617 | 0 | 0 | 0 | 0 | 1.025 | AVR | 1 | 0.12544 | 0 | 0 |  |  |  |  | 0.12544 | 0
60007 | KING_SW1A | 1 | West | YES | 0.046393 | 20 | 0 | 80 |  | 1.03 | Wind | 1 | 0.12566 | 0 | 80 |  |  |  |  | 0.12566 | 10.0529
60019 | KING_NW1A | 1 | West | YES | 0.046393 | 20 | 0 | 80 |  | 1.03 | Wind | 1 | 0.12566 | 0 | 80 |  |  |  |  | 0.12566 | 10.0529
60057 | CALLAHAN1A | 1 | West | YES | 0.050728 | 22.8 | 0 | 114 | 0 | 1.04 | Wind | 1 | 0.13 | 0 | 114 |  |  |  |  | 0.13 | 14.8195
1349 | WESTXWIN_1G | 1 | West | YES | 0.050768 | 1.3 | 0 | 6.6 |  | 1.014 | Wind | 1 | 0.13004 | 0 | 6.6 |  |  |  |  | 0.13004 | 0.85824
1350 | NWPWRG1_1G | 1 | West | YES | 0.050768 | 6.9 | 1 | 34.3 |  | 1.014 | Wind | 1 | 0.13004 | 0 | 34.3 |  |  |  |  | 0.13004 | 4.4602
76091 | L_DIVIDE1_1N | W1 | West | YES | 0.051223 | 22.5 | 0 | 112.5 |  | 1.02 | Wind | 1 | 0.13049 | 0 | 112.5 |  |  |  |  | 0.13049 | 14.6802
76095 | L_CAPRSI1_1N | W1 | West | YES | 0.051223 | 29.9 | 0 | 149.5 | 0 | 1.02 | Wind | 1 | 0.13049 | 0 | 149.5 |  |  |  |  | 0.13049 | 19.5084
76096 | L_CAPRSI1_2N | W1 | West | YES | 0.051223 | 37.2 | 0 | 186 | 0 | 1.02 | Wind | 1 | 0.13049 | 0 | 186 |  |  |  |  | 0.13049 | 24.2713
76097 | L_CAPRGE1_1N | W1 | West | YES | 0.051223 | 42.9 | 0 | 214.5 | 0 | 1.02 | Wind | 1 | 0.13049 | 0 | 214.5 |  |  |  |  | 0.13049 | 27.9903
1002 | PBCTAGE_1G | A | West | YES | 0.051351 | 64 | 64 | 66 | 0 | 1.036 | GGT | 1 | 0.13062 | 66 | 66 |  |  |  |  | 0.13062 | 8.6208
1003 | PBCTBGE_2G | B | West | YES | 0.051351 | 65 | 65 | 66 | 0 | 1.036 | GGT | 1 | 0.13062 | 66 | 66 |  |  |  |  | 0.13062 | 8.6208
1004 | PBCTCGE_3G | C | West | YES | 0.051351 | 62 | 62 | 67 | 0 | 1.036 | GGT | 1 | 0.13062 | 67 | 67 |  |  |  |  | 0.13062 | 8.7515
1005 | PBCTDGE_4G | D | West | YES | 0.051351 | 65 | 65 | 68 | 0 | 1.036 | GGT | 1 | 0.13062 | 68 | 68 |  |  |  |  | 0.13062 | 8.8821
1006 | PBCTEGE_5G | E | West | YES | 0.051351 | 65 | 65 | 67 | 0 | 1.036 | GGT | 1 | 0.13062 | 67 | 67 |  |  |  |  | 0.13062 | 8.7515
1007 | PB5GEN_6G | 5 | West | YES | 0.051351 | 91.2 | 40 | 114 | 0 | 1.036 | GST | 1 | 0.13062 | 114 | 114 |  |  |  |  | 0.13062 | 14.8906
1008 | PB6GEN_7G | 6 | West | YES | 0.051351 | 515 | 130 | 515 | 0 | 1.036 | GST | 1 | 0.13062 | 515 | 515 |  |  |  |  | 0.13062 | 67.2687
7038 | L_DELAWA1_1Y | 1 | West | YES | 0.051402 | 3.5 | 0 | 35 | 0 | 1 | Wind | 1 | 0.13067 | 0 | 35 |  |  |  |  | 0.13067 | 4.5734
7038 | L_DELAWA1_1Y | 2 | West | YES | 0.051402 | 3 | 0 | 30 | 0 | 1 | Wind | 1 | 0.13067 | 0 | 30 |  |  |  |  | 0.13067 | 3.9201
11147 | NOTREES_1G | 1 | West | YES | 0.051502 | 29.8 | 0 | 149 | 0 | 1.017 | Wind | 1 | 0.13077 | 0 | 149 |  |  |  |  | 0.13077 | 19.4847
76031 | L_GASCCR1_1N | W1 | West | YES | 0.051528 | 30 | 0 | 150 | 0 | 1.02 | Wind | 1 | 0.1308 | 0 | 150 |  |  |  |  | 0.1308 | 19.6194
1320 | BSP 1 | 1 | West | YES | 0.051884 | 25.5 | 2.9 | 25.8 | 0 | 1 | Cogen | 1 | 0.13115 | 0 | 0 |  |  |  |  | 0.13115 | 0
1326 | STANTONW_8 | 1 | West | YES | 0.052052 | 20.1 | 0 | 100.5 |  | 1.01 | Wind | 1 | 0.13132 | 0 | 100.5 |  |  |  |  | 0.13132 | 13.1976
11020 | TIEHVSG_1G | 1 | West | YES | 0.052101 | 208.2 | 63 | 208.2 | 0 | 1.012 | CC | 1 | 0.13137 | 208.2 | 208.2 |  |  |  |  | 0.13137 | 27.351
11021 | TIEHVCG_1G | 1 | West | YES | 0.052101 | 142.1 | 103 | 142.1 | 0 | 1.012 | CC | 1 | 0.13137 | 142.1 | 142.1 |  |  |  |  | 0.13137 | 18.6675
11022 | TIEHVCG_2G | 1 | West | YES | 0.052101 | 132.4 | 103 | 132.4 | 0 | 1.012 | CC | 1 | 0.13137 | 132.4 | 132.4 |  |  |  |  | 0.13137 | 17.3932
11023 | TIEHVCG_3G | 1 | West | YES | 0.052101 | 137.4 | 103 | 137.4 | 0 | 1.012 | CC | 1 | 0.13137 | 137.4 | 137.4 |  |  |  |  | 0.13137 | 18.0501
11024 | TIEHVCG_4G | 1 | West | YES | 0.052101 | 147 | 103 | 147 | 0 | 1.012 | CC | 1 | 0.13137 | 147 | 147 |  |  |  |  | 0.13137 | 19.3112
11025 | TIEHVSG_2G | 1 | West | YES | 0.052101 | 213.2 | 63 | 213.2 | 0 | 1.012 | CC | 1 | 0.13137 | 213.2 | 213.2 |  |  |  |  | 0.13137 | 28.0078
11001 | NAV1CT | 1 | West | YES | 0.05211 | 70.4 | 18 | 70.4 | 0 | 1.029 | CC | 1 | 0.13138 | 70.4 | 70.4 |  |  |  |  | 0.13138 | 9.249
11009 | NAV2CT | 1 | West | YES | 0.05211 | 71.4 | 18 | 71.4 | 0 | 1.029 | CC | 1 | 0.13138 | 71.4 | 71.4 |  |  |  |  | 0.13138 | 9.3804
11011 | NAV3ST | 1 | West | YES | 0.05211 | 92.8 | 40 | 92.8 | 0 | 1.029 | CC | 1 | 0.13138 | 92.8 | 92.8 |  |  |  |  | 0.13138 | 12.1919
11012 | NAV4CT | 1 | West | YES | 0.05211 | 80 | 18 | 80 | 0 | 1.029 | CC | 1 | 0.13138 | 80 | 80 |  |  |  |  | 0.13138 | 10.5102
11013 | NAV5CT | 1 | West | YES | 0.05211 | 80 | 18 | 80 | 0 | 1.029 | CC | 1 | 0.13138 | 80 | 80 |  |  |  |  | 0.13138 | 10.5102
11014 | NAV6ST | 1 | West | YES | 0.05211 | 115 | 40 | 115 | 0 | 1.029 | CC | 1 | 0.13138 | 115 | 115 |  |  |  |  | 0.13138 | 15.1085
1328 | OCOTILLO_1G | 1 | West | YES | 0.05214 | 11.6 | 0 | 58 |  | 1.01 | Wind | 1 | 0.13141 | 0 | 58 |  |  |  |  | 0.13141 | 7.6217
1333 | MCDDONAL_8 | 1 | West | YES | 0.052271 | 42.8 | 0 | 214.2 |  | 1.01 | Wind | 1 | 0.13154 | 0 | 214.2 |  |  |  |  | 0.13154 | 28.1756
1327 | WILDHRSE_1G | 1 | West | YES | 0.052426 | 0 | 0 | 120 |  | 1 | Wind | 1 | 0.13169 | 0 | 120 |  |  |  |  | 0.13169 | 15.8033
1360 | GUNSIGHT_8 | 1 | West | YES | 0.052453 | 0 | 0 | 120 |  | 1.01 | Wind | 1 | 0.13172 | 0 | 120 |  |  |  |  | 0.13172 | 15.8065
11320 | COYOTE_1G | 1 | West | YES | 0.052685 | 22.5 | 0 | 225 |  | 1 | Wind | 1 | 0.13195 | 0 | 225 |  |  |  |  | 0.13195 | 29.6894
11309 | BULLCREK_2G | 1 | West | YES | 0.052734 | 20.9 | 0 | 180 |  | 1 | Wind | 1 | 0.132 | 0 | 180 |  |  |  |  | 0.132 | 23.7603
11310 | BULLCREK_1G | 1 | West | YES | 0.052734 | 15.1 | 0 | 180 |  | 1 | Wind | 1 | 0.132 | 0 | 180 |  |  |  |  | 0.132 | 23.7603
1045 | CALENG1G_1G | 1 | West | YES | 0.052739 | 73.4 | 27 | 73.4 | 0 | 1.014 | Cogen | 1 | 0.13201 | 0 | 0 |  |  |  |  | 0.13201 | 0
1046 | CALENG2G_2G | 2 | West | YES | 0.052739 | 73.4 | 27 | 73.4 | 0 | 1.014 | Cogen | 1 | 0.13201 | 0 | 0 |  |  |  |  | 0.13201 | 0
1047 | CALENG3G_3G | 3 | West | YES | 0.052739 | 70.4 | 27 | 70.4 | 0 | 1.014 | Cogen | 1 | 0.13201 | 0 | 0 |  |  |  |  | 0.13201 | 0
60058 | BUFF_GAP1A | 1 | West | YES | 0.0528 | 24 | 0 | 120 |  | 1 | Wind | 1 | 0.13207 | 0 | 120 |  |  |  |  | 0.13207 | 15.8481
60060 | CIRELLO | 1 | West | YES | 0.0528 | 46.6 | 0 | 233 | 0 | 1 | Wind | 1 | 0.13207 | 0 | 233 |  |  |  |  | 0.13207 | 30.7718
60063 | BUFF_GAP1B | 1 | West | YES | 0.0528 | 34 | 0 | 170.2 | 0 | 1.02 | Wind | 1 | 0.13207 | 0 | 170.2 |  |  |  |  | 0.13207 | 22.478
60066 | H_HOLLOW1A | 1 | West | YES | 0.0528 | 44.4 | 0 | 222 | 0 | 1.005 | Wind | 1 | 0.13207 | 0 | 222 |  |  |  |  | 0.13207 | 29.3191
60068 | HHOLLOW21A | 1 | West | YES | 0.0528 | 36.8 | 0 | 184 | 0 | 1.025 | Wind | 1 | 0.13207 | 0 | 184 |  |  |  |  | 0.13207 | 24.3005
60070 | HHOLLOW31A | 1 | West | YES | 0.0528 | 44.8 | 0 | 224 | 0 | 1.025 | Wind | 1 | 0.13207 | 0 | 224 |  |  |  |  | 0.13207 | 29.5832
60072 | HHOLLOW41A | 1 | West | YES | 0.0528 | 23 | 0 | 115 | 0 | 1.025 | Wind | 1 | 0.13207 | 0 | 115 |  |  |  |  | 0.13207 | 15.1878
1058 | LONGSHORE_5 | 1 | West | YES | 0.052886 | 30 | 0 | 150 |  | 1.01 | Wind | 1 | 0.13215 | 0 | 150 |  |  |  |  | 0.13215 | 19.8231
1058 | LONGSHORE_5 | 2 | West | YES | 0.052886 | 44 | 0 | 220 |  | 1.01 | Wind | 1 | 0.13215 | 0 | 220 |  |  |  |  | 0.13215 | 29.0739
11065 | ELBOWCK_1G | 1 | West | YES | 0.052886 | 23.4 | 0 | 121.9 | 0 | 1 | Wind | 1 | 0.13215 | 0 | 121.9 |  |  |  |  | 0.13215 | 16.1096
1037 | MORGAN5G_5G | 5 | West | YES | 0.052978 | 109.6 | 40 | 137 | 0 | 1.029 | GST | 1 | 0.13225 | 137 | 137 |  |  |  |  | 0.13225 | 18.1177
1039 | MRGNAG_1G | A | West | YES | 0.052978 | 69 | 69 | 69 | 0 | 1.029 | GGT | 1 | 0.13225 | 69 | 69 |  |  |  |  | 0.13225 | 9.125
1040 | MRGNBG_2G | B | West | YES | 0.052978 | 70 | 70 | 71 | 0 | 1.029 | GGT | 1 | 0.13225 | 71 | 71 |  |  |  |  | 0.13225 | 9.3895
1041 | MRGNCG_3G | C | West | YES | 0.052978 | 69 | 69 | 70 | 0 | 1.029 | GGT | 1 | 0.13225 | 70 | 70 |  |  |  |  | 0.13225 | 9.2572
1042 | MRGNDG_4G | D | West | YES | 0.052978 | 68 | 68 | 68 | 0 | 1.029 | GGT | 1 | 0.13225 | 68 | 68 |  |  |  |  | 0.13225 | 8.9927
1043 | MRGNEG_5G | E | West | YES | 0.052978 | 68 | 68 | 70 | 0 | 1.029 | GGT | 1 | 0.13225 | 70 | 70 |  |  |  |  | 0.13225 | 9.2572
1044 | MRGNFG_6G | F | West | YES | 0.052978 | 66 | 66 | 66 | 0 | 1.029 | GGT | 1 | 0.13225 | 66 | 66 |  |  |  |  | 0.13225 | 8.7282
6637 | SNYDERW1A | 1 | West | YES | 0.053017 | 12.6 | 0 | 63 | 0 | 1.025 | Wind | 1 | 0.13228 | 0 | 63 |  |  |  |  | 0.13228 | 8.3339
1068 | SCURRYCW_1G | 1 | West | YES | 0.053074 | 28.2 | 1.3 | 141 | 0 | 1.0217 | Wind | 1 | 0.13234 | 0 | 141 |  |  |  |  | 0.13234 | 18.6602
1073 | SCURRYCW_2G | 2 | West | YES | 0.053074 | 24 | 0 | 120 | 0 | 1.0217 | Wind | 1 | 0.13234 | 0 | 120 |  |  |  |  | 0.13234 | 15.881
1061 | CIELOGEN_1G | 1 | West | YES | 0.053082 | 19.8 | 0 | 99 |  | 1 | Wind | 1 | 0.13235 | 0 | 99 |  |  |  |  | 0.13235 | 13.1026
1062 | CIELOGEN_2G | 1 | West | YES | 0.053082 | 12.2 | 0 | 61 |  | 1 | Wind | 1 | 0.13235 | 0 | 61 |  |  |  |  | 0.13235 | 8.0733
1069 | KINDERMG_1G | 1 | West | YES | 0.053082 | 25 | 5 | 25 | 0 | 1.017 | Cogen | 1 | 0.13235 | 0 | 0 |  |  |  |  | 0.13235 | 0
1070 | KINDERMG_2G | 1 | West | YES | 0.053082 | 45.7 | 12 | 45.7 | 0 | 1.017 | Cogen | 1 | 0.13235 | 0 | 0 |  |  |  |  | 0.13235 | 0
1071 | KINDERMG_3G | 1 | West | YES | 0.053082 | 45.7 | 12 | 45.7 | 0 | 1.017 | Cogen | 1 | 0.13235 | 0 | 0 |  |  |  |  | 0.13235 | 0
36998 | RDCNYNG1 | 1 | West | YES | 0.053227 | 16.8 | 0 | 84 |  | 1.01 | Wind | 1 | 0.13249 | 0 | 84 |  |  |  |  | 0.13249 | 11.1296
1343 | TRENTIPP_8 | 1 | West | YES | 0.053305 | 30 | 0 | 150 |  | 1.014 | Wind | 1 | 0.13257 | 0 | 150 |  |  |  |  | 0.13257 | 19.8859
1354 | AEPWIND_8 | 1 | West | YES | 0.053305 | 20.2 | 0 | 101 |  | 1 | Wind | 1 | 0.13257 | 0 | 101 |  |  |  |  | 0.13257 | 13.3899
6407 | TURKTRAK1A | 1 | West | YES | 0.053476 | 33.9 | 0 | 169.5 | 0 | 1.025 | Wind | 1 | 0.13274 | 0 | 169.5 |  |  |  |  | 0.13274 | 22.5001
71051 | L_BITTCR1_1N | W1 | West | YES | 0.053791 | 7.5 | 0 | 37.5 |  | 1.02 | Wind | 1 | 0.13306 | 0 | 37.5 |  |  |  |  | 0.13306 | 4.9897
71054 | L_SWEETW1_1N | W1 | West | YES | 0.053791 | 21.5 | 0 | 107.5 |  | 1.02 | Wind | 1 | 0.13306 | 0 | 107.5 |  |  |  |  | 0.13306 | 14.3038
71057 | L_SWEETW1_2N | W1 | West | YES | 0.053791 | 27 | 0 | 135 |  | 1.02 | Wind | 1 | 0.13306 | 0 | 135 |  |  |  |  | 0.13306 | 17.963
71059 | L_SWEETW1_3N | W1 | West | YES | 0.053791 | 23.8 | 0 | 119 | 0 | 1.02 | Wind | 1 | 0.13306 | 0 | 119 |  |  |  |  | 0.13306 | 15.834
71060 | L_SWEETW1_4N | W1 | West | YES | 0.053791 | 21 | 0 | 105 | 0 | 1.02 | Wind | 1 | 0.13306 | 0 | 105 |  |  |  |  | 0.13306 | 13.9712
71061 | L_SWEETW1_5N | W1 | West | YES | 0.053791 | 16.1 | 0 | 80.5 | 0 | 1.02 | Wind | 1 | 0.13306 | 0 | 80.5 |  |  |  |  | 0.13306 | 10.7112
6144 | MCADOO1A | 1 | West | YES | 0.053862 | 15 | 0 | 150 | 0 | 1.025 | Wind | 1 | 0.13313 | 0 | 150 |  |  |  |  | 0.13313 | 19.9695
11056 | ROSCOE_1G | 1 | West | YES | 0.053862 | 41.8 | 0 | 209 |  | 1 | Wind | 1 | 0.13313 | 0 | 209 |  |  |  |  | 0.13313 | 27.8241
11057 | CHAMPION_1G | 1 | West | YES | 0.053862 | 25.3 | 0 | 126.5 |  | 1 | Wind | 1 | 0.13313 | 0 | 126.5 |  |  |  |  | 0.13313 | 16.8409
11058 | PYRON_1G | 1 | West | YES | 0.053862 | 49.8 | 0 | 249 |  | 1 | Wind | 1 | 0.13313 | 0 | 249 |  |  |  |  | 0.13313 | 33.1493
11059 | INADALE_1G | 1 | West | YES | 0.053862 | 39.4 | 0 | 197 |  | 1 | Wind | 1 | 0.13313 | 0 | 197 |  |  |  |  | 0.13313 | 26.2266
1416 | SWETWATR_1G | 1 | West | YES | 0.054236 | 30 | 18 | 30 | 0 | 1.026 | CC | 1 | 0.1335 | 30 | 30 |  |  |  |  | 0.1335 | 4.0051
1417 | SWETWATR_2G | 2 | West | YES | 0.054236 | 72 | 36 | 72 | 0 | 1.026 | CC | 1 | 0.1335 | 72 | 72 |  |  |  |  | 0.1335 | 9.6123
1418 | SWETWATR_3G | 3 | West | YES | 0.054236 | 68 | 36 | 68 | 0 | 1.026 | CC | 1 | 0.1335 | 68 | 68 |  |  |  |  | 0.1335 | 9.0783
1419 | SWETWATR_4G | 4 | West | YES | 0.054236 | 61 | 36 | 61 | 0 | 1.026 | CC | 1 | 0.1335 | 61 | 61 |  |  |  |  | 0.1335 | 8.1437
3381 | BBRN_1G | 1 | North | YES | 0.054655 | 618 | 225 | 618 | 0 | 1.03 | LIGCO | 1 | 0.13392 | 0 | 618 | 33.7768 | 618 |  |  | 0.13392 | 82.7644
3382 | BBRN_2G | 2 | North | YES | 0.054655 | 589 | 225 | 589 | 0 | 1.03 | LIGCO | 1 | 0.13392 | 0 | 589 | 32.1918 | 589 |  |  | 0.13392 | 78.8806
60081 | WHRLWIND1A | 1 | West | YES | 0.054691 | 12 | 0 | 60 | 0 | 1.03 | Wind | 1 | 0.13396 | 0 | 60 |  |  |  |  | 0.13396 | 8.0375
13131 | CALFREST_1G | 1 | North | YES | 0.055306 | 150.7 | 40 | 150.7 | 0 | 1.031 | CC | 1 | 0.13457 | 150.7 | 150.7 | 8.3346 | 150.7 |  |  | 0.13457 | 20.2803
13132 | CALFREST_2G | 2 | North | YES | 0.055306 | 151 | 57 | 151 | 0 | 1.031 | CC | 1 | 0.13457 | 151 | 151 | 8.3512 | 151 |  |  | 0.13457 | 20.3207
13133 | CALFREST_3G | 3 | North | YES | 0.055306 | 177.4 | 40 | 177.4 | 0 | 1.031 | CC | 1 | 0.13457 | 177.4 | 177.4 | 9.8113 | 177.4 |  |  | 0.13457 | 23.8734
13134 | CALFREST_4G | 4 | North | YES | 0.055428 | 151.5 | 40 | 151.5 | 0 | 1.031 | CC | 1 | 0.1347 | 151.5 | 151.5 | 8.3973 | 151.5 |  |  | 0.1347 | 20.4064
13135 | CALFREST_5G | 5 | North | YES | 0.055428 | 152.3 | 57 | 152.3 | 0 | 1.031 | CC | 1 | 0.1347 | 152.3 | 152.3 | 8.4417 | 152.3 |  |  | 0.1347 | 20.5142
13136 | CALFREST_6G | 6 | North | YES | 0.055428 | 177.5 | 40 | 177.5 | 0 | 1.031 | CC | 1 | 0.1347 | 177.5 | 177.5 | 9.8385 | 177.5 |  |  | 0.1347 | 23.9085
1437 | MESQUITW_1G | 1 | North | YES | 0.056009 | 40 | 0 | 400 | 0 | 1.023 | Wind | 1 | 0.13528 | 0 | 400 | 22.4036 | 400 |  |  | 0.13528 | 54.1108
1438 | MESQUITW_2G | 1 | North | YES | 0.056013 | 23.6 | 0 | 236 |  | 1.017 | Wind | 1 | 0.13528 | 0 | 236 | 13.2191 | 236 |  |  | 0.13528 | 31.9263
1442 | COKFIELD_5 | 1 | North | YES | 0.056727 | 16.5 | 0 | 165 |  | 1.029 | Wind | 1 | 0.13599 | 0 | 165 | 9.36 | 165 |  |  | 0.13599 | 22.4392
6100 | OKLA7A | EQ | West | YES | 0.057222 | 50 | -220 | 220 | 0 | 1.035 | DCTie | 1 | 0.13649 | 0 | 0 |  |  |  |  | 0.13649 | 0
6752 | OKLA0A | 1 | West | YES | 0.057222 | 649.7 | 175 | 649.7 | 0 | 1.035 | LIGCO | 1 | 0.13649 | 0 | 649.7 |  |  |  |  | 0.13649 | 88.6775
1643 | SLSTR1PP_1G | 1 | North | YES | 0.057455 | 6 | 0 | 60 | 0 | 1.022 | Wind | 1 | 0.13672 | 0 | 60 | 3.4473 | 60 |  |  | 0.13672 | 8.2034
3107 | STRYKER_1G | 1 | North | YES | 0.057848 | 145.6 | 45 | 182 | 0 | 1.029 | GST | 1 | 0.13712 | 182 | 182 | 10.5283 | 182 |  |  | 0.13712 | 24.9551
3108 | STRYKER_2G | 2 | North | YES | 0.057848 | 484 | 75 | 484 | 0 | 1.029 | GST | 1 | 0.13712 | 484 | 484 | 27.9984 | 484 |  |  | 0.13712 | 66.3641
3309 | ASPN_G | 1 | North | YES | 0.058055 | 50 | 0 | 50 |  | 1 | Bio | 1 | 0.13732 | 50 | 50 | 2.9028 | 50 |  |  | 0.13732 | 6.8661
3348 | CHAMPION_1G | MB | North | YES | 0.058079 | 0 | 42 | 42 |  | 1 | Cogen | 1 | 0.13735 | 0 | 0 | 0 | 0 |  |  | 0.13735 | 0
13116 | TGATEWAY_1G | 1 | North | YES | 0.058399 | 151 | 30 | 151 | 0 | 1.0232 | CC | 1 | 0.13767 | 151 | 151 | 8.8182 | 151 |  |  | 0.13767 | 20.7877
13117 | TGATEWAY_2G | 2 | North | YES | 0.058399 | 130 | 30 | 130 | 0 | 1.0232 | CC | 1 | 0.13767 | 130 | 130 | 7.5919 | 130 |  |  | 0.13767 | 17.8967
13118 | TGATEWAY_3G | 3 | North | YES | 0.058399 | 148 | 30 | 148 | 0 | 1.0232 | CC | 1 | 0.13767 | 148 | 148 | 8.6431 | 148 |  |  | 0.13767 | 20.3747
13119 | TGATEWAY_4G | 4 | North | YES | 0.058399 | 399 | 65 | 399 | 0 | 1.0232 | CC | 1 | 0.13767 | 399 | 399 | 23.3012 | 399 |  |  | 0.13767 | 54.9291
1433 | GRHAMSES_1G | 1 | North | YES | 0.058611 | 242 | 60 | 242 | 0 | 1.038 | GST | 1 | 0.13788 | 242 | 242 | 14.1839 | 242 |  |  | 0.13788 | 33.3667
3097 | MARTLAKE_1G | 1 | North | YES | 0.058665 | 790 | 500 | 790 | 0 | 1.017 | LIGCO | 1 | 0.13793 | 0 | 790 | 46.3454 | 790 |  |  | 0.13793 | 108.967
3098 | MARTLAKE_2G | 2 | North | YES | 0.058665 | 795 | 461 | 795 | 0 | 1.017 | LIGCO | 1 | 0.13793 | 0 | 795 | 46.6387 | 795 |  |  | 0.13793 | 109.6567
3099 | MARTLAKE_3G | 3 | North | YES | 0.058665 | 804 | 500 | 804 | 0 | 1.017 | LIGCO | 1 | 0.13793 | 0 | 804 | 47.1667 | 804 |  |  | 0.13793 | 110.8981
1479 | WFCOGEN_1G | 1 | North | YES | 0.058977 | 16 | 12 | 20 | 0 | 1 | Cogen | 1 | 0.13824 | 0 | 0 | 0 | 0 |  |  | 0.13824 | 0
1479 | WFCOGEN_1G | 2 | North | YES | 0.058977 | 16 | 12 | 20 | 0 | 1 | Cogen | 1 | 0.13824 | 0 | 0 | 0 | 0 |  |  | 0.13824 | 0
1482 | WFCOGEN_2G | 2 | North | YES | 0.058977 | 13.6 | 12 | 17 | 0 | 1 | Cogen | 1 | 0.13824 | 0 | 0 | 0 | 0 |  |  | 0.13824 | 0
1482 | WFCOGEN_2G | 1 | North | YES | 0.058977 | 16 | 12 | 20 | 0 | 1 | Cogen | 1 | 0.13824 | 0 | 0 | 0 | 0 |  |  | 0.13824 | 0
1432 | GRHAMSES_2G | 2 | North | YES | 0.058991 | 294.9 | 90 | 366 | 0 | 1.014 | GST | 1 | 0.13826 | 366 | 366 | 21.5907 | 366 |  |  | 0.13826 | 50.6028
1600 | BARTNWND_1G | 1 | North | YES | 0.059905 | 12 | 0 | 120 | 0 | 1.022 | Wind | 1 | 0.13917 | 0 | 120 | 7.1886 | 120 |  |  | 0.13917 | 16.7007
344 | MRSSHPRD | 1 | North | YES | 0.059987 | 0 | 0 | 12 |  | 1.03 | Hydro | 1 | 0.13925 | 0 | 0 | 0 | 0 |  |  | 0.13925 | 0
345 | MRSSHPRD01 | 2 | North | YES | 0.059987 | 0 | 0 | 12 |  | 1.03 | Hydro | 1 | 0.13925 | 0 | 0 | 0 | 0 |  |  | 0.13925 | 0
3126 | TRINIDAD_6G | 1 | North | YES | 0.060532 | 179.2 | 46 | 224 | 0 | 1 | GST | 1 | 0.1398 | 224 | 224 | 13.5592 | 224 |  |  | 0.1398 | 31.3152
12411 | FPLEFR1A_G | 1 | North | YES | 0.0607 | 161 | 72 | 161 | 0 | 1 | CC | 1 | 0.13997 | 161 | 161 | 9.7727 | 161 |  |  | 0.13997 | 22.5348
12412 | FPLEFR1B_G | 2 | North | YES | 0.0607 | 164 | 72 | 164 | 0 | 1 | CC | 1 | 0.13997 | 164 | 164 | 9.9548 | 164 |  |  | 0.13997 | 22.9547
12413 | FPLEFR1C_G | 3 | North | YES | 0.0607 | 164 | 72 | 164 | 0 | 1 | CC | 1 | 0.13997 | 164 | 164 | 9.9548 | 164 |  |  | 0.13997 | 22.9547
12414 | FPLEFR1S_G | 4 | North | YES | 0.0607 | 414 | 191 | 414 | 0 | 1 | CC | 1 | 0.13997 | 414 | 414 | 25.1298 | 414 |  |  | 0.13997 | 57.9467
12421 | FPLEFR2A_G | 1 | North | YES | 0.0607 | 162 | 72 | 162 | 0 | 1 | CC | 1 | 0.13997 | 162 | 162 | 9.8334 | 162 |  |  | 0.13997 | 22.6748
12422 | FPLEFR2B_G | 2 | North | YES | 0.0607 | 161 | 72 | 161 | 0 | 1 | CC | 1 | 0.13997 | 161 | 161 | 9.7727 | 161 |  |  | 0.13997 | 22.5348
12423 | FPLEFR2C_G | 3 | North | YES | 0.0607 | 163 | 72 | 163 | 0 | 1 | CC | 1 | 0.13997 | 163 | 163 | 9.8941 | 163 |  |  | 0.13997 | 22.8148
12424 | FPLEFR2S_G | 4 | North | YES | 0.0607 | 415 | 191 | 415 | 0 | 1 | CC | 1 | 0.13997 | 415 | 415 | 25.1905 | 415 |  |  | 0.13997 | 58.0867
332 | RWMILLER01 | 1 | North | YES | 0.06073 | 58.4 | 18.5 | 73 | 0 | 1.04 | GST | 1 | 0.14 | 73 | 73 | 4.4333 | 73 |  |  | 0.14 | 10.2198
333 | RWMILLER02 | 2 | North | YES | 0.06073 | 95.2 | 37 | 119 | 0 | 1.04 | GST | 1 | 0.14 | 119 | 119 | 7.2269 | 119 |  |  | 0.14 | 16.6597
334 | RWMILLER03 | 3 | North | YES | 0.06073 | 166.4 | 65 | 208 | 0 | 1.04 | GST | 1 | 0.14 | 208 | 208 | 12.6318 | 208 |  |  | 0.14 | 29.1196
335 | RWMILLER04 | 4 | North | YES | 0.06073 | 81.6 | 0 | 102 | 0 | 1.04 | GST | 1 | 0.14 | 102 | 102 | 6.1945 | 102 |  |  | 0.14 | 14.2798
336 | RWMILLER05 | 5 | North | YES | 0.06073 | 80.8 | 0 | 101 | 0 | 1.04 | GST | 1 | 0.14 | 101 | 101 | 6.1337 | 101 |  |  | 0.14 | 14.1398
1453 | WCPWRCO_1G | 1 | North | YES | 0.06101 | 204 | 50 | 204 | 0 | 1.02 | CC | 1 | 0.14028 | 204 | 204 | 12.446 | 204 |  |  | 0.14028 | 28.6167
1454 | WCPWRCO_2G | 2 | North | YES | 0.06101 | 204 | 50 | 204 | 0 | 1.02 | CC | 1 | 0.14028 | 204 | 204 | 12.446 | 204 |  |  | 0.14028 | 28.6167
1455 | WCPWRCO_3G | 3 | North | YES | 0.06101 | 242 | 50 | 242 |  | 1.02 | CC | 1 | 0.14028 | 242 | 242 | 14.7644 | 242 |  |  | 0.14028 | 33.9473
2451 | LKHB1_G | 1 | North | YES | 0.061126 | 0 | 80 | 391 |  | 1.022 | GST | 1 | 0.14039 | 391 | 391 | 23.9003 | 391 |  |  | 0.14039 | 54.894
2452 | LKHB2_G | 2 | North | YES | 0.061126 | 516 | 80 | 516 | 0 | 1.022 | GST | 1 | 0.14039 | 516 | 516 | 31.541 | 516 |  |  | 0.14039 | 72.4433
948 | STEAM1 | 1 | North | YES | 0.061192 | 0 | 12 | 20 |  | 1.02 | GST | 1 | 0.14046 | 20 | 20 | 1.2238 | 20 |  |  | 0.14046 | 2.8092
949 | STEAM2 | 1 | North | YES | 0.061192 | 26 | 8 | 26 | 0 | 0.99 | GST | 1 | 0.14046 | 26 | 26 | 1.591 | 26 |  |  | 0.14046 | 3.652
950 | STEAM3 | 1 | North | YES | 0.061192 | 41 | 13 | 42 | 0 | 1.02 | GST | 1 | 0.14046 | 42 | 42 | 2.5701 | 42 |  |  | 0.14046 | 5.8993
12440 | PARKD_1SVC8 | 1 | North | YES | 0.061242 | 0 | 0 | 0 | 0 | 1.007 | GST | 1 | 0.14051 | 0 | 0 | 0 | 0 |  |  | 0.14051 | 0
12449 | PARKD_2SVC8 | 1 | North | YES | 0.061242 | 0 | 0 | 0 | 0 | 1.007 | GST | 1 | 0.14051 | 0 | 0 | 0 | 0 |  |  | 0.14051 | 0
837 | NEWMAN_G5 | 1 | North | YES | 0.061272 | 0 | 15 | 40 |  | 1.01 | GST | 1 | 0.14054 | 40 | 40 | 2.4509 | 40 |  |  | 0.14054 | 5.6216
842 | OLINGER_G1 | 1 | North | YES | 0.061276 | 55.4 | 20 | 79 | 0 | 1.03 | GST | 1 | 0.14054 | 79 | 79 | 4.8408 | 79 |  |  | 0.14054 | 11.103
843 | OLINGER_G2 | 1 | North | YES | 0.061276 | 76.2 | 25 | 110 | 0 | 1.03 | GST | 1 | 0.14054 | 110 | 110 | 6.7404 | 110 |  |  | 0.14054 | 15.4598
844 | OLINGER_G3 | 1 | North | YES | 0.061276 | 103.9 | 45 | 150 | 0 | 1.03 | GST | 1 | 0.14054 | 150 | 150 | 9.1914 | 150 |  |  | 0.14054 | 21.0816
845 | OLINGER_G4 | 1 | North | YES | 0.061276 | 51.9 | 0 | 76 | 0 | 1.03 | GGT | 1 | 0.14054 | 76 | 76 | 4.657 | 76 |  |  | 0.14054 | 10.6813
1701 | MOSES_1G | 1 | North | YES | 0.061332 | 558 | 175 | 558 | 0 | 1.023 | LIGCO | 1 | 0.1406 | 0 | 558 | 34.2233 | 558 |  |  | 0.1406 | 78.4547
1702 | MOSES_2G | 2 | North | YES | 0.061332 | 579 | 175 | 579 | 0 | 1.023 | LIGCO | 1 | 0.1406 | 0 | 579 | 35.5112 | 579 |  |  | 0.1406 | 81.4073
1703 | MOSES_3G | 3 | North | YES | 0.061332 | 808 | 463 | 808 | 0 | 1.023 | LIGCO | 1 | 0.1406 | 0 | 808 | 49.5563 | 808 |  |  | 0.1406 | 113.6047
5925 | DCEAST | EQ | North | YES | 0.061332 | 400.3 | -600 | 600 | 0 | 1.025 | DCTie | 1 | 0.1406 | 0 | 0 | 0 | 0 |  |  | 0.1406 | 0
1675 | PEC_1G | 1 | North | YES | 0.06136 | 76.7 | 35 | 76.7 | 0 | 1.022 | Cogen | 1 | 0.14063 | 0 | 0 | 0 | 0 |  |  | 0.14063 | 0
1676 | PEC_2G | 2 | North | YES | 0.06136 | 79.6 | 35 | 79.6 | 0 | 1.022 | Cogen | 1 | 0.14063 | 0 | 0 | 0 | 0 |  |  | 0.14063 | 0
1677 | PEC_3G | 3 | North | YES | 0.06136 | 88.4 | 35 | 88.4 | 0 | 1.022 | Cogen | 1 | 0.14063 | 0 | 0 | 0 | 0 |  |  | 0.14063 | 0
503 | NTHTEXAS01 | 1 | North | YES | 0.061407 | 0 | 5 | 18 |  | 1.015 | GST | 1 | 0.14067 | 18 | 18 | 1.1053 | 18 |  |  | 0.14067 | 2.5321
504 | NTHTEXAS02 | 2 | North | YES | 0.061407 | 14.4 | 5 | 18 |  | 1.015 | GST | 1 | 0.14067 | 18 | 18 | 1.1053 | 18 |  |  | 0.14067 | 2.5321
505 | NTHTEXAS03 | 3 | North | YES | 0.061407 | 30.4 | 15 | 38 |  | 1.015 | GST | 1 | 0.14067 | 38 | 38 | 2.3335 | 38 |  |  | 0.14067 | 5.3456
1678 | LAMARPWR_1G | 1 | North | YES | 0.061409 | 160 | 67.7 | 160 | 0 | 1.038 | CC | 1 | 0.14068 | 160 | 160 | 9.8254 | 160 |  |  | 0.14068 | 22.5083
1679 | LAMARPWR_2G | 2 | North | YES | 0.061409 | 156 | 67.7 | 156 | 0 | 1.038 | CC | 1 | 0.14068 | 156 | 156 | 9.5798 | 156 |  |  | 0.14068 | 21.9456
1680 | LAMARPWR_3G | 3 | North | YES | 0.061409 | 196 | 129.1 | 196 | 0 | 1.038 | CC | 1 | 0.14068 | 196 | 196 | 12.0362 | 196 |  |  | 0.14068 | 27.5727
1681 | LAMARPWR_4G | 4 | North | YES | 0.061409 | 156 | 67.7 | 156 | 0 | 1.038 | CC | 1 | 0.14068 | 156 | 156 | 9.5798 | 156 |  |  | 0.14068 | 21.9456
1682 | LAMARPWR_5G | 5 | North | YES | 0.061409 | 157 | 67.7 | 157 | 0 | 1.038 | CC | 1 | 0.14068 | 157 | 157 | 9.6412 | 157 |  |  | 0.14068 | 22.0863
1683 | LAMARPWR_6G | 6 | North | YES | 0.061409 | 198 | 129.1 | 198 | 0 | 1.038 | CC | 1 | 0.14068 | 198 | 198 | 12.159 | 198 |  |  | 0.14068 | 27.854
1689 | VALLEY_3G | 3 | North | YES | 0.061458 | 0 | 25 | 375 |  | 1.003 | GST | 1 | 0.14073 | 375 | 375 | 23.0467 | 375 |  |  | 0.14073 | 52.7722
11691 | KMICHICT1_G | 1 | North | YES | 0.061458 | 144 | 80 | 144 | 0 | 1.026 | CC | 1 | 0.14073 | 144 | 144 | 8.85 | 144 |  |  | 0.14073 | 20.2645
11692 | KMICHICT2_G | 2 | North | YES | 0.061458 | 146 | 80 | 146 | 0 | 1.026 | CC | 1 | 0.14073 | 146 | 146 | 8.9729 | 146 |  |  | 0.14073 | 20.546
11693 | KMICHIST3_G | 3 | North | YES | 0.061458 | 312 | 60 | 312 | 0 | 1.026 | CC | 1 | 0.14073 | 312 | 312 | 19.1749 | 312 |  |  | 0.14073 | 43.9065
11694 | KMICHICT4_G | 4 | North | YES | 0.061458 | 144 | 80 | 144 | 0 | 1.026 | CC | 1 | 0.14073 | 144 | 144 | 8.85 | 144 |  |  | 0.14073 | 20.2645
11695 | KMICHICT5_G | 5 | North | YES | 0.061458 | 148 | 80 | 148 | 0 | 1.026 | CC | 1 | 0.14073 | 148 | 148 | 9.0958 | 148 |  |  | 0.14073 | 20.8274
11696 | KMICHIST6_G | 6 | North | YES | 0.061458 | 310 | 60 | 310 | 0 | 1.026 | CC | 1 | 0.14073 | 310 | 310 | 19.052 | 310 |  |  | 0.14073 | 43.625
728 | WOLFRIDGE801 | 1 | North | YES | 0.061506 | 11.2 | 0 | 112.5 | 0 | 0.99 | Wind | 1 | 0.14077 | 0 | 112.5 | 6.9194 | 112.5 |  |  | 0.14077 | 15.8371
1687 | VALLEY_1G | 1 | North | YES | 0.061506 | 136 | 15 | 170 | 0 | 1.029 | GST | 1 | 0.14077 | 170 | 170 | 10.456 | 170 |  |  | 0.14077 | 23.9316
1688 | VALLEY_2G | 2 | North | YES | 0.061506 | 527 | 90 | 527 | 0 | 1.029 | GSC | 1 | 0.14077 | 527 | 527 | 32.4137 | 527 |  |  | 0.14077 | 74.1878
580 | JCKCNTY801 | 1 | North | YES | 0.061519 | 288 | 0 | 288 | 0 | 1.022 | CC | 1 | 0.14079 | 288 | 288 | 17.7175 | 288 |  |  | 0.14079 | 40.5466
581 | JCKCNTY802 | 2 | North | YES | 0.061519 | 147 | 0 | 147 | 0 | 1.022 | CC | 1 | 0.14079 | 147 | 147 | 9.0433 | 147 |  |  | 0.14079 | 20.6957
582 | JCKCNTY803 | 3 | North | YES | 0.061519 | 147 | 0 | 147 | 0 | 1.022 | CC | 1 | 0.14079 | 147 | 147 | 9.0433 | 147 |  |  | 0.14079 | 20.6957
6948 | DENISNDM | 1 | North | YES | 0.061556 | 40 | 5 | 40 |  | 1.015 | Hydro | 1 | 0.14082 | 0 | 0 | 0 | 0 |  |  | 0.14082 | 0
6948 | DENISNDM | 2 | North | YES | 0.061556 | 31 | 5 | 40 |  | 1.015 | Hydro | 1 | 0.14082 | 0 | 0 | 0 | 0 |  |  | 0.14082 | 0
2371 | COLLIN_1G | MB | North | YES | 0.061898 | 0 | 40 | 138 |  | 1.022 | GST | 1 | 0.14117 | 0 | 0 | 0 | 0 |  |  | 0.14117 | 0
923 | SPENCER_G4 | 1 | North | YES | 0.06193 | 48 | 20 | 61 | 0 | 1.03 | GST | 1 | 0.1412 | 61 | 61 | 3.7777 | 61 |  |  | 0.1412 | 8.6131
924 | SPENCER_G5 | 1 | North | YES | 0.06193 | 52 | 20 | 66 | 0 | 1.03 | GST | 1 | 0.1412 | 66 | 66 | 4.0874 | 66 |  |  | 0.1412 | 9.3191
2413 | MTCK6_G | 6 | North | YES | 0.062251 | 0 | 30 | 118 |  | 1.022 | GST | 1 | 0.14152 | 118 | 118 | 7.3456 | 118 |  |  | 0.14152 | 16.6992
2414 | MTCK7_G | 7 | North | YES | 0.062251 | 0 | 30 | 115 |  | 1.022 | GST | 1 | 0.14152 | 115 | 115 | 7.1589 | 115 |  |  | 0.14152 | 16.2747
2417 | MTCK8_G | 8 | North | YES | 0.062251 | 444.8 | 60 | 556 | 0 | 1.022 | GSC | 1 | 0.14152 | 556 | 556 | 34.6116 | 556 |  |  | 0.14152 | 78.6845
2381 | NTHLK1_G | 1 | North | YES | 0.062389 | 0 | 35 | 156 |  | 1.022 | GST | 1 | 0.14166 | 156 | 156 | 9.7327 | 156 |  |  | 0.14166 | 22.0985
2382 | NTHLK2_G | 2 | North | YES | 0.062389 | 0 | 35 | 181 |  | 1.022 | GST | 1 | 0.14166 | 181 | 181 | 11.2924 | 181 |  |  | 0.14166 | 25.6399
2383 | NTHLK3_G | 3 | North | YES | 0.062389 | 0 | 50 | 329 |  | 1.022 | GST | 1 | 0.14166 | 329 | 329 | 20.526 | 329 |  |  | 0.14166 | 46.6051
12322 | ENNSTRAC_1G | 1 | North | YES | 0.062762 | 196 | 130 | 196 | 0 | 1.036 | CC | 1 | 0.14203 | 196 | 196 | 12.3014 | 196 |  |  | 0.14203 | 27.8379
12323 | ENNSTRAC_2G | 2 | North | YES | 0.062762 | 116 | 100 | 116 | 0 | 1.036 | CC | 1 | 0.14203 | 116 | 116 | 7.2804 | 116 |  |  | 0.14203 | 16.4755
1898 | COMCHEPK_1G | 1 | North | YES | 0.062787 | 1217 | 1150 | 1217 | 0 | 1.032 | Nuc | 1 | 0.14205 | 0 | 0 | 0 | 0 |  |  | 0.14205 | 0
1899 | COMCHEPK_2G | 2 | North | YES | 0.062787 | 1159 | 1128 | 1159 | 0 | 1.032 | Nuc | 1 | 0.14205 | 0 | 0 | 0 | 0 |  |  | 0.14205 | 0
1861 | EAGLEMNT_1G | MB | North | YES | 0.062793 | 0 | 30 | 112 |  | 1.022 | GST | 1 | 0.14206 | 0 | 0 | 0 | 0 |  |  | 0.14206 | 0
1862 | EAGLEMNT_2G | MB | North | YES | 0.062793 | 0 | 40 | 100 |  | 1.022 | GST | 1 | 0.14206 | 0 | 0 | 0 | 0 |  |  | 0.14206 | 0
1863 | EAGLEMNT_3G | MB | North | YES | 0.062793 | 0 | 50 | 378 |  | 1.022 | GST | 1 | 0.14206 | 0 | 0 | 0 | 0 |  |  | 0.14206 | 0
1877 | WLFHOLW_1G | 1 | North | YES | 0.063084 | 217.3 | 89.2 | 217.3 | 0 | 1.032 | CC | 1 | 0.14235 | 217.3 | 217.3 | 13.7082 | 217.3 |  |  | 0.14235 | 30.9331
1878 | WLFHOLW_2G | 2 | North | YES | 0.063084 | 215.7 | 105 | 215.7 | 0 | 1.032 | CC | 1 | 0.14235 | 215.7 | 215.7 | 13.6072 | 215.7 |  |  | 0.14235 | 30.7053
1879 | WLFHOLW_3G | 3 | North | YES | 0.063084 | 272.4 | 89.2 | 272.4 | 0 | 1.032 | CC | 1 | 0.14235 | 272.4 | 272.4 | 17.1841 | 272.4 |  |  | 0.14235 | 38.7767
1889 | DECRDOVA_1G | 1 | North | YES | 0.063308 | 779 | 255 | 779 | 0 | 1.02 | GSC | 1 | 0.14258 | 779 | 779 | 49.3169 | 779 |  |  | 0.14258 | 111.0666
1892 | DECRDOVA_2G | A | North | YES | 0.063363 | 65 | 65 | 70 | 0 | 1.025 | GGT | 1 | 0.14263 | 70 | 70 | 4.4354 | 70 |  |  | 0.14263 | 9.9842
1893 | DECRDOVA_3G | B | North | YES | 0.063363 | 65 | 65 | 69 | 0 | 1.025 | GGT | 1 | 0.14263 | 69 | 69 | 4.372 | 69 |  |  | 0.14263 | 9.8415
1894 | DECRDOVA_4G | C | North | YES | 0.063363 | 65 | 65 | 69 | 0 | 1.025 | GGT | 1 | 0.14263 | 69 | 69 | 4.372 | 69 |  |  | 0.14263 | 9.8415
1895 | DECRDOVA_5G | D | North | YES | 0.063363 | 65 | 65 | 68 | 0 | 1.025 | GGT | 1 | 0.14263 | 68 | 68 | 4.3087 | 68 |  |  | 0.14263 | 9.6989
1948 | HANDLEY_4G | 4 | North | YES | 0.064109 | 348 | 150 | 435 | 0 | 1.022 | GST | 1 | 0.14338 | 435 | 435 | 27.8874 | 435 |  |  | 0.14338 | 62.369
1947 | HANDLEY_3G | 3 | North | YES | 0.064194 | 316 | 100 | 395 | 0 | 1.022 | GST | 1 | 0.14346 | 395 | 395 | 25.3566 | 395 |  |  | 0.14346 | 56.6675
1949 | HANDLEY_5G | 5 | North | YES | 0.064194 | 348 | 150 | 435 | 0 | 1.022 | GST | 1 | 0.14346 | 435 | 435 | 27.9244 | 435 |  |  | 0.14346 | 62.4059
366 | JNSNCNTY802 | 1 | North | YES | 0.065172 | 168 | 20 | 168 | 0 | 1.02 | Cogen | 1 | 0.14444 | 0 | 0 | 0 | 0 |  |  | 0.14444 | 0
367 | JNSNCNTY802 | 2 | North | YES | 0.065172 | 90 | 20 | 90 | 0 | 1.02 | Cogen | 1 | 0.14444 | 0 | 0 | 0 | 0 |  |  | 0.14444 | 0
1937 | MDLTHELP_5G | 5 | North | YES | 0.067241 | 224 | 74 | 224 | 0 | 1 | CC | 1 | 0.14651 | 224 | 224 | 15.062 | 224 |  |  | 0.14651 | 32.818
1938 | MDLTHELP_6G | 6 | North | YES | 0.067241 | 226 | 74 | 226 | 0 | 1 | CC | 1 | 0.14651 | 226 | 226 | 15.1965 | 226 |  |  | 0.14651 | 33.111
1943 | MDLTHELP_3G | 3 | North | YES | 0.067241 | 212 | 74 | 212 | 0 | 1 | CC | 1 | 0.14651 | 212 | 212 | 14.2551 | 212 |  |  | 0.14651 | 31.0599
1944 | MDLTHELP_4G | 4 | North | YES | 0.067241 | 211 | 74 | 211 | 0 | 1 | CC | 1 | 0.14651 | 211 | 211 | 14.1879 | 211 |  |  | 0.14651 | 30.9134
1941 | MDLTHELP_1G | 1 | North | YES | 0.067342 | 216.4 | 74 | 216.4 | 0 | 1 | CC | 1 | 0.14661 | 216.4 | 216.4 | 14.5728 | 216.4 |  |  | 0.14661 | 31.7264
1942 | MDLTHELP_2G | 2 | North | YES | 0.067342 | 216.1 | 74 | 216.1 | 0 | 1 | CC | 1 | 0.14661 | 216.1 | 216.1 | 14.5526 | 216.1 |  |  | 0.14661 | 31.6824
244 | WHITNYDM01 | 1 | North | YES | 0.071529 | 15 | 0 | 15 | 0 | 1.035 | Hydro | 1 | 0.1508 | 0 | 0 | 0 | 0 |  |  | 0.1508 | 0
245 | WHITNYDM02 | 2 | North | YES | 0.071529 | 15 | 0 | 15 | 0 | 1.035 | Hydro | 1 | 0.1508 | 0 | 0 | 0 | 0 |  |  | 0.1508 | 0
251 | BOSQUESW803 | 2 | North | YES | 0.073938 | 150 | 0 | 150 | 0 | 1.032 | CC | 1 | 0.15321 | 150 | 150 | 11.0907 | 150 |  |  | 0.15321 | 22.9809
253 | BOSQUESW804 | 2 | North | YES | 0.073938 | 80 | 0 | 80 | 0 | 1.032 | CC | 1 | 0.15321 | 80 | 80 | 5.915 | 80 |  |  | 0.15321 | 12.2565
238 | BOSQUESW505 | 1 | North | YES | 0.091306 | 255 | 0 | 255 | 0 | 1.02 | CC | 1 | 0.17057 | 255 | 255 | 23.283 | 255 |  |  | 0.17057 | 43.4963
239 | BOSQUESW502 | 1 | North | YES | 0.091306 | 119.2 | 0 | 149 | 0 | 1.02 | GGT | 1 | 0.17057 | 149 | 149 | 13.6046 | 149 |  |  | 0.17057 | 25.4155
247 | BOSQUESW501 | 2 | North | YES | 0.091306 | 124.8 | 0 | 156 | 0 | 1.02 | GGT | 1 | 0.17057 | 156 | 156 | 14.2437 | 156 |  |  | 0.17057 | 26.6095
3403 | THOUSE_1G | 1 | North | YES | 0.10297 | 563 | 200 | 563 | 0 | 1.012 | GSC | 1 | 0.18223 | 563 | 563 | 57.9704 | 563 |  |  | 0.18223 | 102.5982
3404 | THOUSE_2G | 2 | North | YES | 0.10297 | 807 | 250 | 807 | 0 | 1.012 | GSC | 1 | 0.18223 | 807 | 807 | 83.0944 | 807 |  |  | 0.18223 | 147.0636
3416 | LAKE_CRK1_G | 1 | North | YES | 0.1046 | 60 | 33 | 75 |  | 1.029 | GST | 1 | 0.18387 | 75 | 75 | 7.8453 | 75 |  |  | 0.18387 | 13.7904
3417 | LAKE_CRK2_G | 2 | North | YES | 0.1046 | 177.6 | 40 | 222 | 0 | 1.029 | GST | 1 | 0.18387 | 222 | 222 | 23.2221 | 222 |  |  | 0.18387 | 40.8196
Note on AL4: Zonal Cap - Zonal Impact

## Distributed Slack - Bound Gen
Number of Bus | Name of Bus | ID | Area Name of Gen | AGC | P Sensitivity of Bus | Gen MW | Min MW | Max MW | V Sensitivity of Bus | Set Volt | Tech Type | Zone Impact | Zone Correlation | Inc Max | Dec Max | Souce S.F. Weighting | Souce Capacity | Sink S.F. Weighting | Sink Capacity | PTDF Calc | PTDF Weighting | max of zone correlation | 0.060423 |  |  | Neg PTDF weight | Pos PTDF weight
5934 | SI_RAY5 | 5 | South | YES | 0 | 0 | 10 | 15 |  | 1.035 | GST | -1 | 0.060423 | 15 | 15 |  |  | 0 | 15 | -0.060423 | -0.90634 |  |  |  |  | 0 | 0
8139 | JOS #1 | MB | South | YES | 0 | 0 | 45 | 255 |  | 1.02 | GST | -1 | 0.060423 | 0 | 0 |  |  | 0 | 0 | -0.060423 | 0 |  |  |  |  | 0 | 0
8285 | LAR #1 | MB | South | YES | 0 | 0 | 9 | 32 |  | 1.0497 | GST | -1 | 0.060423 | 0 | 0 |  |  | 0 | 0 | -0.060423 | 0 |  |  |  |  | 0 | 0
8287 | LAR #2 | MB | South | YES | 0 | 0 | 9 | 32 |  | 1.04 | GST | -1 | 0.060423 | 0 | 0 |  |  | 0 | 0 | -0.060423 | 0 |  |  | Weighted Shift Factors |  | 0 | 0
8288 | LAR #3 | MB | South | YES | 0 | 0 | 25 | 105 |  | 1.04 | GST | -1 | 0.060423 | 0 | 0 |  |  | 0 | 0 | -0.060423 | 0 |  |  | North | 0.060423 | 0 | 0
8388 | BATES0A | MB | South | YES | 0 | 0 | 21 | 71 |  | 1.033 | GST | -1 | 0.060423 | 0 | 0 |  |  | 0 | 0 | -0.060423 | 0 |  |  | South | -0.079268 | 0 | 0
8393 | BATES0B | MB | South | YES | 0 | 0 | 25 | 110 |  | 1.03 | GST | -1 | 0.060423 | 0 | 0 |  |  | 0 | 0 | -0.060423 | 0 |  |  |  |  | 0 | 0
8437 | NUECES_B0C | MB | South | YES | 0 | 0 | 7 | 30 |  | 1.03 | GST | -1 | 0.060423 | 0 | 0 |  |  | 0 | 0 | -0.060423 | 0 | South |  |  |  | 0 | 0
8438 | NUECES_B0B | MB | South | YES | 0 | 0 | 26 | 169 |  | 1.03 | GST | -1 | 0.060423 | 0 | 0 |  |  | 0 | 0 | -0.060423 | 0 | Line Rating |  | 493 |  | 0 | 0
39190 | TNSLCGN1__8 | 1 | Houston | YES | 0 | 0 | 10 | 30 |  | 1.03 | Cogen | -1 | 0.060423 | 0 | 0 |  |  |  |  | -0.060423 | 0 | Impact Counter to Zone: |  | 0 |  | 0 | 0
48591 | CHE_GT2_5030 | 2 | Houston | YES | -0.007655 | 173 | 50 | 173 | 0 | 1.029 | Cogen | -1 | 0.068078 | 0 | 0 |  |  |  |  | -0.068078 | 0 |  |  | 0% |  | 0 | 0
48811 | CVC_GT3_5045 | 3 | Houston | YES | -0.007655 | 156 | 91.8 | 156 | 0 | 1.029 | Cogen | -1 | 0.068078 | 0 | 0 |  |  |  |  | -0.068078 | 0 |  |  |  |  | 0 | 0
48812 | CVC_GT2_5020 | 2 | Houston | YES | -0.007655 | 158 | 91.8 | 158 | 0 | 1.029 | Cogen | -1 | 0.068078 | 0 | 0 |  |  |  |  | -0.068078 | 0 | North |  |  |  | 0 | 0
48813 | CVC_GT1_5035 | 1 | Houston | YES | -0.007655 | 160 | 91.8 | 160 | 0 | 1.029 | Cogen | -1 | 0.068078 | 0 | 0 |  |  |  |  | -0.068078 | 0 | Line Rating |  | 493 |  | 0 | 0
48814 | CVC_ST5_5040 | 1 | Houston | YES | -0.007655 | 162 | 91.8 | 162 | 0 | 1.029 | Cogen | -1 | 0.068078 | 0 | 0 |  |  |  |  | -0.068078 | 0 | Impact Counter to Zone: |  | 0 |  | 0 | 0
48885 | THW_5152 | B | Houston | YES | -0.010392 | 47.2 | 5 | 59 |  | 1.0319 | GGT | -1 | 0.070815 | 59 | 59 |  |  |  |  | -0.070815 | -4.1781 |  |  | 0% |  | 0 | 0
48887 | THW_5556 | E | Houston | YES | -0.010392 | 47.2 | 5 | 59 |  | 1.0319 | GGT | -1 | 0.070815 | 59 | 59 |  |  |  |  | -0.070815 | -4.1781 |  |  |  |  | 0 | 0
48885 | THW_5152 | A | Houston | YES | -0.010392 | 46.4 | 5 | 58 |  | 1.0319 | GGT | -1 | 0.070815 | 58 | 58 |  |  |  |  | -0.070815 | -4.1073 |  |  |  |  | 0 | 0
48886 | THW_5354 | D | Houston | YES | -0.010392 | 46.4 | 5 | 58 |  | 1.0319 | GGT | -1 | 0.070815 | 58 | 58 |  |  |  |  | -0.070815 | -4.1073 |  |  |  |  | 0 | 0
48886 | THW_5354 | C | Houston | YES | -0.010392 | 45.6 | 5 | 57 |  | 1.0319 | GGT | -1 | 0.070815 | 57 | 57 |  |  |  |  | -0.070815 | -4.0364 |  |  |  |  | 0 | 0
48887 | THW_5556 | F | Houston | YES | -0.010392 | 45.6 | 5 | 57 |  | 1.0319 | GGT | -1 | 0.070815 | 57 | 57 |  |  |  |  | -0.070815 | -4.0364 |  |  |  |  | 0 | 0
48690 | GBY_GN5_5 | 5 | Houston | YES | -0.010589 | 318.4 | 81 | 398 |  | 1.0362 | GSC | -1 | 0.071012 | 398 | 398 |  |  |  |  | -0.071012 | -28.2627 |  |  |  |  | 0 | 0
48598 | BTE_ST1_8070 | 4 | Houston | YES | -0.010732 | 269.2 | 60 | 269.2 | 0 | 1.0261 | CC | -1 | 0.071155 | 269.2 | 269.2 |  |  |  |  | -0.071155 | -19.1549 |  |  |  |  | 0 | 0
48595 | BTE_GT2_8075 | 1 | Houston | YES | -0.010732 | 162.8 | 130 | 162.8 | 0 | 1.0261 | CC | -1 | 0.071155 | 162.8 | 162.8 |  |  |  |  | -0.071155 | -11.584 |  |  |  |  | 0 | 0
48596 | BTE_GT3_8045 | 2 | Houston | YES | -0.010732 | 161.4 | 130 | 161.4 | 0 | 1.0261 | CC | -1 | 0.071155 | 161.4 | 161.4 |  |  |  |  | -0.071155 | -11.4844 |  |  |  |  | 0 | 0
48597 | BTE_GT4_8055 | 3 | Houston | YES | -0.010732 | 158.9 | 130 | 158.9 | 0 | 1.0261 | CC | -1 | 0.071155 | 158.9 | 158.9 |  |  |  |  | -0.071155 | -11.3065 |  |  |  |  | 0 | 0
48583 | CBY_GT4_1 | 1 | Houston | YES | -0.011181 | 172 | 0 | 172 | 0 | 1.027 | GSC | -1 | 0.071604 | 172 | 172 |  |  |  |  | -0.071604 | -12.3158 |  |  |  |  | 0 | 0
48584 | CBY_GT4_2 | 2 | Houston | YES | -0.011181 | 172 | 0 | 172 | 0 | 1.027 | CC | -1 | 0.071604 | 172 | 172 |  |  |  |  | -0.071604 | -12.3158 |  |  |  |  | 0 | 0
48585 | CBY_ST4_1 | 3 | Houston | YES | -0.011181 | 172 | 0 | 172 | 0 | 1.027 | CC | -1 | 0.071604 | 172 | 172 |  |  |  |  | -0.071604 | -12.3158 |  |  |  |  | 0 | 0
48815 | CVC_GT4_8005 | 4 | Houston | YES | -0.011258 | 165 | 91.8 | 165 |  | 1.0362 | Cogen | -1 | 0.071681 | 0 | 0 |  |  |  |  | -0.071681 | 0 |  |  |  |  | 0 | 0
48791 | PSA_GT1_8160 | 1 | Houston | YES | -0.011401 | 52 | 20.8 | 65 | 0 | 1.0362 | Cogen | -1 | 0.071824 | 0 | 0 |  |  |  |  | -0.071824 | 0 |  |  |  |  | 0 | 0
48792 | PSA_GT2_8155 | 2 | Houston | YES | -0.011401 | 52.8 | 20.3 | 66 | 0 | 1.0362 | Cogen | -1 | 0.071824 | 0 | 0 |  |  |  |  | -0.071824 | 0 |  |  |  |  | 0 | 0
48793 | PSA_GT3_8150 | 3 | Houston | YES | -0.011401 | 56 | 20.3 | 70 | 0 | 1.0362 | Cogen | -1 | 0.071824 | 0 | 0 |  |  |  |  | -0.071824 | 0 |  |  |  |  | 0 | 0
48794 | PSA_GT4_8145 | 4 | Houston | YES | -0.011401 | 52.8 | 20.3 | 66 | 0 | 1.0362 | Cogen | -1 | 0.071824 | 0 | 0 |  |  |  |  | -0.071824 | 0 |  |  |  |  | 0 | 0
48795 | PSA_GT5_8140 | 5 | Houston | YES | -0.011401 | 51.2 | 20.3 | 64 | 0 | 1.0362 | Cogen | -1 | 0.071824 | 0 | 0 |  |  |  |  | -0.071824 | 0 |  |  |  |  | 0 | 0
48796 | PSA_GN1_8165 | 1 | Houston | YES | -0.011401 | 83.2 | 43.1 | 104 | 0 | 1.0362 | Cogen | -1 | 0.071824 | 0 | 0 |  |  |  |  | -0.071824 | 0 |  |  |  |  | 0 | 0
48797 | PSA_GT6_8135 | 6 | Houston | YES | -0.011401 | 47.2 | 34.5 | 59 | 0 | 1.0362 | Cogen | -1 | 0.071824 | 0 | 0 |  |  |  |  | -0.071824 | 0 |  |  |  |  | 0 | 0
48581 | CBY_GN1_1 | 1 | Houston | YES | -0.011409 | 595.2 | 108 | 744 | 0 | 1.0435 | GSC | -1 | 0.071832 | 744 | 744 |  |  |  |  | -0.071832 | -53.4428 |  |  |  |  | 0 | 0
48940 | WARVUE_GT1 | G1 | Houston | YES | -0.011419 | 15 | 0 | 15 |  | 1.021 | Cogen | -1 | 0.071842 | 0 | 0 |  |  |  |  | -0.071842 | 0 |  |  |  |  | 0 | 0
48651 | EP_1_2 | 1 | Houston | YES | -0.011427 | 4 | 0 | 5 | 0 | 1.0362 | Cogen | -1 | 0.07185 | 0 | 0 |  |  |  |  | -0.07185 | 0 |  |  |  |  | 0 | 0
48651 | EP_1_2 | 2 | Houston | YES | -0.011427 | 17.7 | 10 | 21 | 0 | 1.0362 | Cogen | -1 | 0.07185 | 0 | 0 |  |  |  |  | -0.07185 | 0 |  |  |  |  | 0 | 0
49803 | EXN_15GT | 1 | Houston | YES | -0.011685 | 33 | 8.3 | 34 |  | 1.0326 | Cogen | -1 | 0.072108 | 0 | 0 |  |  |  |  | -0.072108 | 0 |  |  |  |  | 0 | 0
49804 | EXN_16GT | 2 | Houston | YES | -0.011685 | 32 | 8.3 | 34.7 |  | 1.0326 | Cogen | -1 | 0.072108 | 0 | 0 |  |  |  |  | -0.072108 | 0 |  |  |  |  | 0 | 0
49805 | EXN_17GT | 3 | Houston | YES | -0.011685 | 31 | 8.3 | 32.7 |  | 1.0326 | Cogen | -1 | 0.072108 | 0 | 0 |  |  |  |  | -0.072108 | 0 |  |  |  |  | 0 | 0
49826 | EXN938GT | 5 | Houston | YES | -0.011685 | 43 | 9.2 | 45.9 |  | 1.0326 | Cogen | -1 | 0.072108 | 0 | 0 |  |  |  |  | -0.072108 | 0 |  |  |  |  | 0 | 0
49828 | EXN941GT | 10 | Houston | YES | -0.011685 | 17.7 | 5.4 | 17.7 | 0 | 1.0326 | Cogen | -1 | 0.072108 | 0 | 0 |  |  |  |  | -0.072108 | 0 |  |  |  |  | 0 | 0
49829 | EXN942GT | 11 | Houston | YES | -0.011685 | 20 | 5.4 | 20.4 | 0 | 1.0326 | Cogen | -1 | 0.072108 | 0 | 0 |  |  |  |  | -0.072108 | 0 |  |  |  |  | 0 | 0
49830 | EXN943GT | 12 | Houston | YES | -0.011685 | 19 | 5.4 | 19.9 | 0 | 1.0326 | Cogen | -1 | 0.072108 | 0 | 0 |  |  |  |  | -0.072108 | 0 |  |  |  |  | 0 | 0
49831 | EXN944GT | 13 | Houston | YES | -0.011685 | 33 | 5.4 | 35 | 0 | 1.0326 | Cogen | -1 | 0.072108 | 0 | 0 |  |  |  |  | -0.072108 | 0 |  |  |  |  | 0 | 0
49832 | EXN945GT | 9 | Houston | YES | -0.011685 | 18.5 | 9.2 | 18.5 |  | 1.0326 | Cogen | -1 | 0.072108 | 0 | 0 |  |  |  |  | -0.072108 | 0 |  |  |  |  | 0 | 0
49837 | EXN_GT | 4 | Houston | YES | -0.011685 | 81 | 21.3 | 85.4 |  | 1.0326 | Cogen | -1 | 0.072108 | 0 | 0 |  |  |  |  | -0.072108 | 0 |  |  |  |  | 0 | 0
49838 | EXN_14GT | 14 | Houston | YES | -0.011685 | 140 | 0 | 148 |  | 1.0326 | Cogen | -1 | 0.072108 | 0 | 0 |  |  |  |  | -0.072108 | 0 |  |  |  |  | 0 | 0
48883 | THW_GT1_GT_1 | B2 | Houston | YES | -0.011755 | 0 | 0 | 12 |  | 1.043 | GGT | -1 | 0.072178 | 12 | 12 |  |  |  |  | -0.072178 | -0.86613 |  |  |  |  | 0 | 0
48582 | CBY_GN2_2 | 2 | Houston | YES | -0.011951 | 596.8 | 110 | 746 | 0 | 1.0435 | GSC | -1 | 0.072374 | 746 | 746 |  |  |  |  | -0.072374 | -53.9908 |  |  |  |  | 0 | 0
48874 | THW_ST4_ST_4 | 4 | Houston | YES | -0.012351 | 108 | 19 | 108 | 0 | 1.0435 | CC | -1 | 0.072774 | 108 | 108 |  |  |  |  | -0.072774 | -7.8596 |  |  |  |  | 0 | 0
48873 | THW_ST3_ST_3 | 3 | Houston | YES | -0.012351 | 107 | 19 | 107 | 0 | 1.0435 | CC | -1 | 0.072774 | 107 | 107 |  |  |  |  | -0.072774 | -7.7868 |  |  |  |  | 0 | 0
48881 | THW_4344 | G | Houston | YES | -0.012351 | 58 | 5 | 58 | 0 | 1.0435 | CC | -1 | 0.072774 | 58 | 58 |  |  |  |  | -0.072774 | -4.2209 |  |  |  |  | 0 | 0
48881 | THW_4344 | H | Houston | YES | -0.012351 | 58 | 5 | 58 | 0 | 1.0435 | CC | -1 | 0.072774 | 58 | 58 |  |  |  |  | -0.072774 | -4.2209 |  |  |  |  | 0 | 0
48877 | THW_3334 | D | Houston | YES | -0.012351 | 57 | 5 | 57 | 0 | 1.0435 | CC | -1 | 0.072774 | 57 | 57 |  |  |  |  | -0.072774 | -4.1481 |  |  |  |  | 0 | 0
48879 | THW_4142 | E | Houston | YES | -0.012351 | 56 | 5 | 56 | 0 | 1.0435 | CC | -1 | 0.072774 | 56 | 56 |  |  |  |  | -0.072774 | -4.0753 |  |  |  |  | 0 | 0
48875 | THW_3132 | A | Houston | YES | -0.012351 | 55 | 5 | 55 | 0 | 1.0435 | CC | -1 | 0.072774 | 55 | 55 |  |  |  |  | -0.072774 | -4.0026 |  |  |  |  | 0 | 0
48877 | THW_3334 | C | Houston | YES | -0.012351 | 55 | 5 | 55 | 0 | 1.0435 | CC | -1 | 0.072774 | 55 | 55 |  |  |  |  | -0.072774 | -4.0026 |  |  |  |  | 0 | 0
48879 | THW_4142 | F | Houston | YES | -0.012351 | 55 | 5 | 55 | 0 | 1.0435 | CC | -1 | 0.072774 | 55 | 55 |  |  |  |  | -0.072774 | -4.0026 |  |  |  |  | 0 | 0
48875 | THW_3132 | B | Houston | YES | -0.012351 | 53 | 5 | 53 | 0 | 1.0435 | CC | -1 | 0.072774 | 53 | 53 |  |  |  |  | -0.072774 | -3.857 |  |  |  |  | 0 | 0
48593 | CHE_GT1_8015 | 1 | Houston | YES | -0.012841 | 173 | 50 | 173 | 0 | 1.0362 | Cogen | -1 | 0.073264 | 0 | 0 |  |  |  |  | -0.073264 | 0 |  |  |  |  | 0 | 0
48594 | CHE_GN4_8025 | 4 | Houston | YES | -0.012841 | 142 | 60 | 142 | 0 | 1.0362 | Cogen | -1 | 0.073264 | 0 | 0 |  |  |  |  | -0.073264 | 0 |  |  |  |  | 0 | 0
48511 | LPE_GT1_8070 | 1 | Houston | YES | -0.01289 | 42 | 0 | 42 | 0 | 1.0362 | GGT | -1 | 0.073313 | 42 | 42 |  |  |  |  | -0.073313 | -3.0791 |  |  |  |  | 0 | 0
48512 | LPE_GT2_8075 | 2 | Houston | YES | -0.01289 | 42 | 0 | 42 | 0 | 1.0362 | GGT | -1 | 0.073313 | 42 | 42 |  |  |  |  | -0.073313 | -3.0791 |  |  |  |  | 0 | 0
48513 | LPE_GT3_8080 | 3 | Houston | YES | -0.01289 | 39 | 0 | 39 | 0 | 1.0362 | GGT | -1 | 0.073313 | 39 | 39 |  |  |  |  | -0.073313 | -2.8592 |  |  |  |  | 0 | 0
48514 | LPE_GT4_8085 | 4 | Houston | YES | -0.01289 | 39 | 0 | 39 | 0 | 1.0362 | GGT | -1 | 0.073313 | 39 | 39 |  |  |  |  | -0.073313 | -2.8592 |  |  |  |  | 0 | 0
48500 | APD_GT1_8005 | 1 | Houston | YES | -0.012968 | 137.6 | 54.6 | 137.6 | 0 | 1.0362 | Cogen | -1 | 0.073391 | 0 | 0 |  |  |  |  | -0.073391 | 0 |  |  |  |  | 0 | 0
48820 | SHELLG1_3015 | 1 | Houston | YES | -0.013299 | 71 | 34.5 | 71 |  | 1.029 | Cogen | -1 | 0.073722 | 0 | 0 |  |  |  |  | -0.073722 | 0 |  |  |  |  | 0 | 0
48821 | SHELLG2 | 2 | Houston | YES | -0.013299 | 72 | 34.5 | 72 |  | 1.029 | Cogen | -1 | 0.073722 | 0 | 0 |  |  |  |  | -0.073722 | 0 |  |  |  |  | 0 | 0
48822 | SHELLG3_3020 | 2 | Houston | YES | -0.013299 | 30 | 0 | 30 |  | 1.029 | Cogen | -1 | 0.073722 | 0 | 0 |  |  |  |  | -0.073722 | 0 |  |  |  |  | 0 | 0
48822 | SHELLG3_3020 | 1 | Houston | YES | -0.013299 | 39 | 0 | 39 |  | 1.029 | Cogen | -1 | 0.073722 | 0 | 0 |  |  |  |  | -0.073722 | 0 |  |  |  |  | 0 | 0
48854 | SRB_GN4_4 | 4 | Houston | YES | -0.01354 | 182.4 | 35 | 228 | 0 | 1.0326 | GST | -1 | 0.073963 | 228 | 228 |  |  |  |  | -0.073963 | -16.8635 |  |  |  |  | 0 | 0
48740 | PSG_GN2_8050 | 1 | Houston | YES | -0.01354 | 182 | 60 | 182 | 0 | 1.0326 | Cogen | -1 | 0.073963 | 0 | 0 |  |  |  |  | -0.073963 | 0 |  |  |  |  | 0 | 0
48741 | PSG_GT2_8040 | 1 | Houston | YES | -0.01354 | 158.6 | 50 | 158.6 | 0 | 1.0326 | Cogen | -1 | 0.073963 | 0 | 0 |  |  |  |  | -0.073963 | 0 |  |  |  |  | 0 | 0
48742 | PSG_GT3_8060 | 1 | Houston | YES | -0.01354 | 157 | 50 | 157 | 0 | 1.0326 | Cogen | -1 | 0.073963 | 0 | 0 |  |  |  |  | -0.073963 | 0 |  |  |  |  | 0 | 0
48611 | DIB_GT1_8080 | 1 | Houston | YES | -0.013545 | 64 | 0 | 64 | 0 | 1.0326 | Cogen | -1 | 0.073968 | 0 | 0 |  |  |  |  | -0.073968 | 0 |  |  |  |  | 0 | 0
48612 | DIB_GT2_8075 | 2 | Houston | YES | -0.013545 | 63.2 | 0 | 63.2 | 0 | 1.0326 | Cogen | -1 | 0.073968 | 0 | 0 |  |  |  |  | -0.073968 | 0 |  |  |  |  | 0 | 0
48613 | DIB_ST1_8085 | 3 | Houston | YES | -0.013545 | 67.9 | 30 | 82.6 | 0 | 1.0326 | Cogen | -1 | 0.073968 | 0 | 0 |  |  |  |  | -0.073968 | 0 |  |  |  |  | 0 | 0
48614 | DIB_GT3_8090 | 4 | Houston | YES | -0.013545 | 73.6 | 15 | 73.6 | 0 | 1.0326 | Cogen | -1 | 0.073968 | 0 | 0 |  |  |  |  | -0.073968 | 0 |  |  |  |  | 0 | 0
48845 | SOL_GT1 | 1 | Houston | YES | -0.013547 | 16.2 | 15.4 | 16.2 |  | 1.0326 | Solar | -1 | 0.07397 | 16.2 | 16.2 |  |  |  |  | -0.07397 | -1.1983 |  |  |  |  | 0 | 0
48853 | SRB_GN3_3 | 3 | Houston | YES | -0.01355 | 170.4 | 35 | 213 |  | 1.0326 | GST | -1 | 0.073973 | 213 | 213 |  |  |  |  | -0.073973 | -15.7562 |  |  |  |  | 0 | 0
48551 | CAL_GT1_8045 | 1 | Houston | YES | -0.013591 | 149 | 0 | 149 | 0 | 1.0326 | Cogen | -1 | 0.074014 | 0 | 0 |  |  |  |  | -0.074014 | 0 |  |  |  |  | 0 | 0
48552 | CAL_ST1_8000 | 2 | Houston | YES | -0.013591 | 65.1 | 0 | 65.1 | 0 | 1.0326 | Cogen | -1 | 0.074014 | 0 | 0 |  |  |  |  | -0.074014 | 0 |  |  |  |  | 0 | 0
48851 | SRB_GN1_1 | 1 | Houston | YES | -0.013595 | 132 | 26 | 165 | 0 | 1.0217 | GST | -1 | 0.074018 | 165 | 165 |  |  |  |  | -0.074018 | -12.2129 |  |  |  |  | 0 | 0
48852 | SRB_GN2_2 | 2 | Houston | YES | -0.013608 | 140.8 | 26 | 176 | 0 | 1.0217 | GST | -1 | 0.074031 | 176 | 176 |  |  |  |  | -0.074031 | -13.0294 |  |  |  |  | 0 | 0
48855 | SRB_GT211035 | B1 | Houston | YES | -0.013618 | 0 | 0 | 18 |  | 1.014 | GGT | -1 | 0.074041 | 18 | 18 |  |  |  |  | -0.074041 | -1.3327 |  |  |  |  | 0 | 0
48855 | SRB_GT211035 | B2 | Houston | YES | -0.013618 | 0 | 0 | 12 |  | 1.014 | GGT | -1 | 0.074041 | 12 | 12 |  |  |  |  | -0.074041 | -0.88849 |  |  |  |  | 0 | 0
48761 | PR_GT1__9040 | 1 | Houston | YES | -0.01379 | 26 | 0 | 35 |  | 1 | Cogen | -1 | 0.074213 | 0 | 0 |  |  |  |  | -0.074213 | 0 |  |  |  |  | 0 | 0
48645 | DPEC_ST55065 | 5 | Houston | YES | -0.013958 | 282 | 0 | 282 | 0 | 1.0319 | CC | -1 | 0.074381 | 282 | 282 |  |  |  |  | -0.074381 | -20.9754 |  |  |  |  | 0 | 0
48641 | DPEC_GT15040 | 1 | Houston | YES | -0.013958 | 163.2 | 98 | 163.2 | 0 | 1.0319 | CC | -1 | 0.074381 | 163.2 | 163.2 |  |  |  |  | -0.074381 | -12.1389 |  |  |  |  | 0 | 0
48643 | DPEC_GT35010 | 3 | Houston | YES | -0.013958 | 157.5 | 98 | 157.5 | 0 | 1.0319 | CC | -1 | 0.074381 | 157.5 | 157.5 |  |  |  |  | -0.074381 | -11.715 |  |  |  |  | 0 | 0
48642 | DPEC_GT25025 | 2 | Houston | YES | -0.013958 | 157.1 | 98 | 157.1 | 0 | 1.0319 | CC | -1 | 0.074381 | 157.1 | 157.1 |  |  |  |  | -0.074381 | -11.6852 |  |  |  |  | 0 | 0
48644 | DPEC_GT45070 | 4 | Houston | YES | -0.013958 | 157 | 98 | 157 | 0 | 1.0319 | CC | -1 | 0.074381 | 157 | 157 |  |  |  |  | -0.074381 | -11.6778 |  |  |  |  | 0 | 0
48841 | SJS_GT1_GT1 | 1 | Houston | YES | -0.014137 | 62.4 | 49 | 78 | 0 | 1.0362 | Cogen | -1 | 0.07456 | 0 | 0 |  |  |  |  | -0.07456 | 0 |  |  |  |  | 0 | 0
48842 | SJS_GT2_GT2 | 2 | Houston | YES | -0.014137 | 64.8 | 49 | 81 | 0 | 1.0362 | Cogen | -1 | 0.07456 | 0 | 0 |  |  |  |  | -0.07456 | 0 |  |  |  |  | 0 | 0
48693 | GBY_83841065 | E | Houston | YES | -0.014362 | 45.6 | 20 | 57 | 0 | 1.0362 | GGT | -1 | 0.074785 | 57 | 57 |  |  |  |  | -0.074785 | -4.2627 |  |  |  |  | 0 | 0
48692 | GBY_81821075 | D | Houston | YES | -0.014362 | 44 | 20 | 55 | 0 | 1.0362 | GGT | -1 | 0.074785 | 55 | 55 |  |  |  |  | -0.074785 | -4.1132 |  |  |  |  | 0 | 0
48693 | GBY_83841065 | F | Houston | YES | -0.014362 | 43.2 | 20 | 54 | 0 | 1.0362 | GGT | -1 | 0.074785 | 54 | 54 |  |  |  |  | -0.074785 | -4.0384 |  |  |  |  | 0 | 0
48691 | GBY_73741085 | B | Houston | YES | -0.014362 | 37.6 | 20 | 47 | 0 | 1.0362 | GGT | -1 | 0.074785 | 47 | 47 |  |  |  |  | -0.074785 | -3.5149 |  |  |  |  | 0 | 0
48691 | GBY_73741085 | A | Houston | YES | -0.014362 | 37.6 | 20 | 47 | 0 | 1.0362 | GGT | -1 | 0.074785 | 47 | 47 |  |  |  |  | -0.074785 | -3.5149 |  |  |  |  | 0 | 0
48692 | GBY_81821075 | C | Houston | YES | -0.014362 | 37.6 | 20 | 47 | 0 | 1.0362 | GGT | -1 | 0.074785 | 47 | 47 |  |  |  |  | -0.074785 | -3.5149 |  |  |  |  | 0 | 0
48531 | BYU_GT1_8075 | 1 | Houston | YES | -0.014827 | 65 | 0 | 65 |  | 1.0362 | Cogen | -1 | 0.07525 | 0 | 0 |  |  |  |  | -0.07525 | 0 |  |  |  |  | 0 | 0
48532 | BYU_GT2_8055 | 2 | Houston | YES | -0.014827 | 62 | 0 | 62 |  | 1.0362 | Cogen | -1 | 0.07525 | 0 | 0 |  |  |  |  | -0.07525 | 0 |  |  |  |  | 0 | 0
48533 | BYU_GT3_8060 | 3 | Houston | YES | -0.014827 | 67 | 0 | 67 |  | 1.0362 | Cogen | -1 | 0.07525 | 0 | 0 |  |  |  |  | -0.07525 | 0 |  |  |  |  | 0 | 0
48534 | BYU_GT4_8065 | 4 | Houston | YES | -0.014827 | 65 | 0 | 65 |  | 1.0362 | Cogen | -1 | 0.07525 | 0 | 0 |  |  |  |  | -0.07525 | 0 |  |  |  |  | 0 | 0
48561 | CTL_GT2_8130 | 1 | Houston | YES | -0.015194 | 73.5 | 30.3 | 91.9 |  | 1.0362 | Cogen | -1 | 0.075617 | 0 | 0 |  |  |  |  | -0.075617 | 0 |  |  |  |  | 0 | 0
48562 | CTL_GT3_8135 | 2 | Houston | YES | -0.015194 | 70.1 | 30.3 | 87.6 |  | 1.0362 | Cogen | -1 | 0.075617 | 0 | 0 |  |  |  |  | -0.075617 | 0 |  |  |  |  | 0 | 0
48563 | CTL_GT4_8140 | 3 | Houston | YES | -0.015194 | 69.6 | 30.3 | 87 |  | 1.0362 | Cogen | -1 | 0.075617 | 0 | 0 |  |  |  |  | -0.075617 | 0 |  |  |  |  | 0 | 0
48564 | CTL_GN1_8145 | 4 | Houston | YES | -0.015194 | 43.6 | 12.9 | 54.5 |  | 1.0362 | Cogen | -1 | 0.075617 | 0 | 0 |  |  |  |  | -0.075617 | 0 |  |  |  |  | 0 | 0
48565 | CTL_GN2_8155 | 5 | Houston | YES | -0.015194 | 9.8 | 3.4 | 12.2 |  | 1.0362 | Cogen | -1 | 0.075617 | 0 | 0 |  |  |  |  | -0.075617 | 0 |  |  |  |  | 0 | 0
48772 | PHR_GN2_2 | MB | Houston | YES | -0.016151 | 0 | 72 | 459 |  | 1.0362 | GSC | -1 | 0.076574 | 0 | 0 |  |  |  |  | -0.076574 | 0 |  |  |  |  | 0 | 0
38580 | TNBP_CGN1_8 | 1 | Houston | YES | -0.017524 | 70.8 | 0 | 70.8 | 0 | 1.005 | Cogen | -1 | 0.077947 | 0 | 0 |  |  |  |  | -0.077947 | 0 |  |  |  |  | 0 | 0
38590 | TNBP_CGN2_8 | 2 | Houston | YES | -0.017524 | 66.7 | 0 | 66.7 | 0 | 1.005 | Cogen | -1 | 0.077947 | 0 | 0 |  |  |  |  | -0.077947 | 0 |  |  |  |  | 0 | 0
38600 | TNBP_CGN3_8 | 5 | Houston | YES | -0.017524 | 53 | 0 | 53 | 0 | 1.005 | Cogen | -1 | 0.077947 | 0 | 0 |  |  |  |  | -0.077947 | 0 |  |  |  |  | 0 | 0
38611 | TNBPAMCG1_8 | 1 | Houston | YES | -0.017524 | 153.2 | 0 | 153.2 | 0 | 1.005 | Cogen | -1 | 0.077947 | 0 | 0 |  |  |  |  | -0.077947 | 0 |  |  |  |  | 0 | 0
38612 | TNBPAMCG2_8 | 2 | Houston | YES | -0.017524 | 153.5 | 0 | 153.5 | 0 | 1.005 | Cogen | -1 | 0.077947 | 0 | 0 |  |  |  |  | -0.077947 | 0 |  |  |  |  | 0 | 0
38613 | TNBPAMCG3_8 | 3 | Houston | YES | -0.017524 | 152.3 | 0 | 152.3 | 0 | 1.005 | Cogen | -1 | 0.077947 | 0 | 0 |  |  |  |  | -0.077947 | 0 |  |  |  |  | 0 | 0
38614 | TNBPAMCG4_8 | 4 | Houston | YES | -0.017524 | 96 | 0 | 96 |  | 1.005 | Cogen | -1 | 0.077947 | 0 | 0 |  |  |  |  | -0.077947 | 0 |  |  |  |  | 0 | 0
38615 | TNBPAMCG5_8 | 1 | Houston | YES | -0.017524 | 244 | 0 | 244 | 0 | 1.005 | Cogen | -1 | 0.077947 | 0 | 0 |  |  |  |  | -0.077947 | 0 |  |  |  |  | 0 | 0
38690 | TNBP_CGN4_8 | 3 | Houston | YES | -0.017524 | 40 | 0 | 40 |  | 1.005 | Cogen | -1 | 0.077947 | 0 | 0 |  |  |  |  | -0.077947 | 0 |  |  |  |  | 0 | 0
38711 | TNTXCTY1CG8 | 1 | Houston | YES | -0.017524 | 100.3 | 59 | 100.3 | 0 | 1 | Cogen | -1 | 0.077947 | 0 | 0 |  |  |  |  | -0.077947 | 0 |  |  |  |  | 0 | 0
38712 | TNTXCTY2CG8 | 1 | Houston | YES | -0.017524 | 92.9 | 59 | 92.9 | 0 | 1 | Cogen | -1 | 0.077947 | 0 | 0 |  |  |  |  | -0.077947 | 0 |  |  |  |  | 0 | 0
38713 | TNTXCTY3CG8 | 1 | Houston | YES | -0.017524 | 102.7 | 59 | 102.7 | 0 | 1 | Cogen | -1 | 0.077947 | 0 | 0 |  |  |  |  | -0.077947 | 0 |  |  |  |  | 0 | 0
38714 | TNTXCTY4CG8 | 1 | Houston | YES | -0.017524 | 103 | 59 | 103 | 0 | 1 | Cogen | -1 | 0.077947 | 0 | 0 |  |  |  |  | -0.077947 | 0 |  |  |  |  | 0 | 0
39470 | TNDOWCGNSG8 | 1 | Houston | YES | -0.017524 | 32 | 10 | 32 | 0 | 0.985 | Cogen | -1 | 0.077947 | 0 | 0 |  |  |  |  | -0.077947 | 0 |  |  |  |  | 0 | 0
39480 | TNDOWCGNGG8 | 1 | Houston | YES | -0.017524 | 30 | 10 | 30 | 0 | 0.985 | Cogen | -1 | 0.077947 | 0 | 0 |  |  |  |  | -0.077947 | 0 |  |  |  |  | 0 | 0
48924 | WAP_GN4_4 | 4 | Houston | YES | -0.020772 | 546 | 217 | 546 | 0 | 1.0362 | GSC | -1 | 0.081195 | 546 | 546 |  |  |  |  | -0.081195 | -44.3323 |  |  |  |  | 0 | 0
48923 | WAP_GN3_3 | 3 | Houston | YES | -0.020772 | 198.4 | 93 | 248 | 0 | 1.0362 | GST | -1 | 0.081195 | 248 | 248 |  |  |  |  | -0.081195 | -20.1363 |  |  |  |  | 0 | 0
48921 | WAP_GN1_1 | 1 | Houston | YES | -0.020772 | 132.8 | 37 | 166 | 0 | 1.0362 | GST | -1 | 0.081195 | 166 | 166 |  |  |  |  | -0.081195 | -13.4783 |  |  |  |  | 0 | 0
48922 | WAP_GN2_2 | 2 | Houston | YES | -0.020772 | 132.8 | 37 | 166 | 0 | 1.0362 | GST | -1 | 0.081195 | 166 | 166 |  |  |  |  | -0.081195 | -13.4783 |  |  |  |  | 0 | 0
48929 | WAPGT21_GT1 | B1 | Houston | YES | -0.020772 | 0 | 0 | 13 |  | 1.05 | GGT | -1 | 0.081195 | 13 | 13 |  |  |  |  | -0.081195 | -1.0555 |  |  |  |  | 0 | 0
48925 | WAP_GN5_5 | 5 | Houston | YES | -0.020772 | 589.4 | 278 | 654 | 0 | 0.985 | LIGCO | -1 | 0.081195 | 0 | 654 |  |  |  |  | -0.081195 | 0 |  |  |  |  | 0 | 0
48510 | AK_GT1__8040 | 1 | Houston | YES | -0.02086 | 33.4 | 8.1 | 34 |  | 1.029 | Cogen | -1 | 0.081283 | 0 | 0 |  |  |  |  | -0.081283 | 0 |  |  |  |  | 0 | 0
48523 | BVE_ST1_GN1 | 3 | Houston | YES | -0.021543 | 252.4 | 0 | 252.4 |  | 1.035 | CC | -1 | 0.081966 | 252.4 | 252.4 |  |  |  |  | -0.081966 | -20.6882 |  |  |  |  | 0 | 0
48521 | BVE_GT1_GT1 | 1 | Houston | YES | -0.021543 | 167.7 | 0 | 167.7 |  | 1.035 | CC | -1 | 0.081966 | 167.7 | 167.7 |  |  |  |  | -0.081966 | -13.7457 |  |  |  |  | 0 | 0
48522 | BVE_GT2_5035 | 2 | Houston | YES | -0.021543 | 166.4 | 0 | 166.4 |  | 1.035 | CC | -1 | 0.081966 | 166.4 | 166.4 |  |  |  |  | -0.081966 | -13.6391 |  |  |  |  | 0 | 0
48926 | WAP_GN6_6 | 6 | Houston | YES | -0.021584 | 651 | 280 | 651 |  | 1.035 | LIGCO | -1 | 0.082007 | 0 | 651 |  |  |  |  | -0.082007 | 0 |  |  |  |  | 0 | 0
48927 | WAP_GN7_7 | 7 | Houston | YES | -0.021584 | 564 | 277 | 564 |  | 1.035 | LIGCO | -1 | 0.082007 | 0 | 564 |  |  |  |  | -0.082007 | 0 |  |  |  |  | 0 | 0
48928 | WAP_GN8_8 | 8 | Houston | YES | -0.021584 | 603 | 275 | 603 |  | 1.035 | LIGCO | -1 | 0.082007 | 0 | 603 |  |  |  |  | -0.082007 | 0 |  |  |  |  | 0 | 0
48730 | MNS_GT | 1 | Houston | YES | -0.021609 | 43 | 0 | 46.1 |  | 1.029 | Cogen | -1 | 0.082032 | 0 | 0 |  |  |  |  | -0.082032 | 0 |  |  |  |  | 0 | 0
39760 | TNSCLP1___8 | 1 | Houston | YES | -0.026597 | 93.4 | 20 | 116.8 | 0 | 1.04 | Cogen | -1 | 0.08702 | 0 | 0 |  |  |  |  | -0.08702 | 0 |  |  |  |  | 0 | 0
39770 | TNSCLP2___8 | 1 | Houston | YES | -0.026597 | 91.6 | 20 | 114.5 | 0 | 1.04 | Cogen | -1 | 0.08702 | 0 | 0 |  |  |  |  | -0.08702 | 0 |  |  |  |  | 0 | 0
39775 | TNSCLP4___8 | 1 | Houston | YES | -0.026597 | 95.2 | 20 | 119 | 0 | 1.04 | Cogen | -1 | 0.08702 | 0 | 0 |  |  |  |  | -0.08702 | 0 |  |  |  |  | 0 | 0
39790 | TNSCLP3___8 | 1 | Houston | YES | -0.026597 | 87.6 | 20 | 109.5 | 0 | 1.027 | Cogen | -1 | 0.08702 | 0 | 0 |  |  |  |  | -0.08702 | 0 |  |  |  |  | 0 | 0
48520 | BSF_GT1_8070 | 1 | Houston | YES | -0.027973 | 72 | 0 | 72 | 0 | 1.0326 | Cogen | -1 | 0.088396 | 0 | 0 |  |  |  |  | -0.088396 | 0 |  |  |  |  | 0 | 0
48520 | BSF_GT1_8070 | 2 | Houston | YES | -0.027973 | 10 | 0 | 10 | 0 | 1.0326 | Cogen | -1 | 0.088396 | 0 | 0 |  |  |  |  | -0.088396 | 0 |  |  |  |  | 0 | 0
49851 | DOW17000 | 37 | Houston | YES | -0.029714 | 39 | 0 | 62 | 0 | 1 | Cogen | -1 | 0.090137 | 0 | 0 |  |  |  |  | -0.090137 | 0 |  |  |  |  | 0 | 0
49858 | DOW38100 | 31 | Houston | YES | -0.029714 | 45 | 0 | 71.4 |  | 1 | Cogen | -1 | 0.090137 | 0 | 0 |  |  |  |  | -0.090137 | 0 |  |  |  |  | 0 | 0
49859 | DOW38200 | 33 | Houston | YES | -0.029714 | 28 | 0 | 45 | 0 | 1 | Cogen | -1 | 0.090137 | 0 | 0 |  |  |  |  | -0.090137 | 0 |  |  |  |  | 0 | 0
49860 | DOW38300 | 32 | Houston | YES | -0.029714 | 63 | 0 | 101 |  | 1 | Cogen | -1 | 0.090137 | 0 | 0 |  |  |  |  | -0.090137 | 0 |  |  |  |  | 0 | 0
49862 | DOW39100 | 36 | Houston | YES | -0.029714 | 54 | 0 | 86 | 0 | 1 | Cogen | -1 | 0.090137 | 0 | 0 |  |  |  |  | -0.090137 | 0 |  |  |  |  | 0 | 0
49863 | DOW39200 | 35 | Houston | YES | -0.029714 | 55 | 0 | 88 | 0 | 1 | Cogen | -1 | 0.090137 | 0 | 0 |  |  |  |  | -0.090137 | 0 |  |  |  |  | 0 | 0
49865 | DOW41000 | 41 | Houston | YES | -0.029714 | 31 | 0 | 50 |  | 1 | Cogen | -1 | 0.090137 | 0 | 0 |  |  |  |  | -0.090137 | 0 |  |  |  |  | 0 | 0
49866 | DOW42000 | 42 | Houston | YES | -0.029714 | 11 | 0 | 18 |  | 1 | Cogen | -1 | 0.090137 | 0 | 0 |  |  |  |  | -0.090137 | 0 |  |  |  |  | 0 | 0
49869 | DOW49000 | 45 | Houston | YES | -0.029714 | 59 | 0 | 94 |  | 1 | Cogen | -1 | 0.090137 | 0 | 0 |  |  |  |  | -0.090137 | 0 |  |  |  |  | 0 | 0
49870 | DOW61000 | 61 | Houston | YES | -0.029714 | 44 | 0 | 70 | 0 | 1 | Cogen | -1 | 0.090137 | 0 | 0 |  |  |  |  | -0.090137 | 0 |  |  |  |  | 0 | 0
49871 | DOW62000 | 62 | Houston | YES | -0.029714 | 40 | 0 | 63 | 0 | 1 | Cogen | -1 | 0.090137 | 0 | 0 |  |  |  |  | -0.090137 | 0 |  |  |  |  | 0 | 0
49872 | DOW63000 | 63 | Houston | YES | -0.029714 | 45 | 0 | 72 | 0 | 1 | Cogen | -1 | 0.090137 | 0 | 0 |  |  |  |  | -0.090137 | 0 |  |  |  |  | 0 | 0
49873 | DOW64000 | 64 | Houston | YES | -0.029714 | 41 | 0 | 64.8 | 0 | 1 | Cogen | -1 | 0.090137 | 0 | 0 |  |  |  |  | -0.090137 | 0 |  |  |  |  | 0 | 0
49876 | DOW65000 | 65 | Houston | YES | -0.029714 | 63 | 0 | 101 | 0 | 1 | Cogen | -1 | 0.090137 | 0 | 0 |  |  |  |  | -0.090137 | 0 |  |  |  |  | 0 | 0
49877 | DOW66000 | 66 | Houston | YES | -0.029714 | 61 | 0 | 97 | 0 | 1 | Cogen | -1 | 0.090137 | 0 | 0 |  |  |  |  | -0.090137 | 0 |  |  |  |  | 0 | 0
49878 | DOW67000 | 67 | Houston | YES | -0.029714 | 65 | 0 | 103 | 0 | 1 | Cogen | -1 | 0.090137 | 0 | 0 |  |  |  |  | -0.090137 | 0 |  |  |  |  | 0 | 0
49882 | DOW81000 | 81 | Houston | YES | -0.029714 | 47 | 0 | 76 | 0 | 1 | Cogen | -1 | 0.090137 | 0 | 0 |  |  |  |  | -0.090137 | 0 |  |  |  |  | 0 | 0
49884 | DOW82000 | 82 | Houston | YES | -0.029714 | 51 | 0 | 80 | 0 | 1 | Cogen | -1 | 0.090137 | 0 | 0 |  |  |  |  | -0.090137 | 0 |  |  |  |  | 0 | 0
49885 | DOW83000 | 83 | Houston | YES | -0.029714 | 51 | 0 | 80 | 0 | 1 | Cogen | -1 | 0.090137 | 0 | 0 |  |  |  |  | -0.090137 | 0 |  |  |  |  | 0 | 0
49886 | DOW84000 | 84 | Houston | YES | -0.029714 | 107 | 0 | 171 | 0 | 0.98 | Cogen | -1 | 0.090137 | 0 | 0 |  |  |  |  | -0.090137 | 0 |  |  |  |  | 0 | 0
8032 | AMISTADHYD1 | 1 | South | YES | -0.033165 | 33 | 13 | 33 | 0 | 1.03 | Hydro | -1 | 0.093588 | 0 | 0 |  |  | 0 | 0 | -0.093588 | 0 |  |  |  |  | 0 | 0
8033 | AMISTADHYD2 | 2 | South | YES | -0.033165 | 25 | 13 | 25 | 0 | 1.03 | Hydro | -1 | 0.093588 | 0 | 0 |  |  | 0 | 0 | -0.093588 | 0 |  |  |  |  | 0 | 0
88253 | HAMILTON | F | South | YES | -0.033165 | 0 | 0 | 0 | 0 | 1.04 | BLT | -1 | 0.093588 | 0 | 0 |  |  | 0 | 0 | -0.093588 | 0 |  |  |  |  | 0 | 0
32884 | BRYN_DNSBY13 | 1 | North | YES | 0.014392 | 46 | 2 | 46 | 0 | 1.015 | GST | 1 | 0.09366 | 46 | 46 | 0.66203 | 46 |  |  | 0.09366 | 4.3084 |  |  |  |  | 0 | 0
32883 | BRYN_DNSBY3 | 1 | North | YES | 0.014392 | 0 | 2 | 48 |  | 1.015 | GST | 1 | 0.09366 | 48 | 48 | 0.69082 | 48 |  |  | 0.09366 | 4.4957 |  |  |  |  | 0 | 0
32892 | BRYN_DNSBY14 | 1 | North | YES | 0.014392 | 84 | 25 | 105 | 0 | 1.035 | GST | 1 | 0.09366 | 105 | 105 | 1.5112 | 105 |  |  | 0.09366 | 9.8343 |  |  |  |  | 0 | 0
32886 | BRYN_ATKINS3 | MB | North | YES | 0.016365 | 0 | 5 | 12 |  | 1 | GST | 1 | 0.095633 | 0 | 0 | 0 | 0 |  |  | 0.095633 | 0 |  |  |  |  | 0 | 0
32887 | BRYN_ATKINS6 | MB | North | YES | 0.016365 | 0 | 12 | 51 |  | 1.028 | GST | 1 | 0.095633 | 0 | 0 | 0 | 0 |  |  | 0.095633 | 0 |  |  |  |  | 0 | 0
32890 | BRYN_ATKINS4 | MB | North | YES | 0.016365 | 0 | 5 | 22 |  | 1.031 | GST | 1 | 0.095633 | 0 | 0 | 0 | 0 |  |  | 0.095633 | 0 |  |  |  |  | 0 | 0
32891 | BRYN_ATKINS5 | MB | North | YES | 0.016365 | 0 | 5 | 25 |  | 1.031 | GST | 1 | 0.095633 | 0 | 0 | 0 | 0 |  |  | 0.095633 | 0 |  |  |  |  | 0 | 0
32888 | BRYN_ATKINS7 | 1 | North | YES | 0.016365 | 13.6 | 4 | 17 |  | 1.028 | GGT | 1 | 0.095633 | 17 | 17 | 0.2782 | 17 |  |  | 0.095633 | 1.6258 |  |  |  |  | 0 | 0
48671 | FTR_GT1_5105 | 1 | North | YES | 0.017108 | 154.2 | 0 | 154.2 | 0 | 1.0319 | CC | 1 | 0.096376 | 154.2 | 154.2 | 2.6381 | 154.2 |  |  | 0.096376 | 14.8612 |  |  |  |  | 0 | 0
48673 | FTR_GT3_5085 | 3 | North | YES | 0.017108 | 158 | 0 | 158 | 0 | 1.0319 | CC | 1 | 0.096376 | 158 | 158 | 2.7031 | 158 |  |  | 0.096376 | 15.2274 |  |  |  |  | 0 | 0
48672 | FTR_GT2_5110 | 2 | North | YES | 0.017108 | 159 | 0 | 159 | 0 | 1.0319 | CC | 1 | 0.096376 | 159 | 159 | 2.7202 | 159 |  |  | 0.096376 | 15.3238 |  |  |  |  | 0 | 0
48674 | FTR_CN4_5095 | 4 | North | YES | 0.017108 | 380 | 0 | 380 | 0 | 1.0319 | CC | 1 | 0.096376 | 380 | 380 | 6.501 | 380 |  |  | 0.096376 | 36.6228 |  |  |  |  | 0 | 0
32798 | BRYN_TAMUGEN | 1 | North | YES | 0.017274 | 32 | 0 | 32 |  | 1.02 | GST | 1 | 0.096542 | 32 | 32 | 0.55277 | 32 |  |  | 0.096542 | 3.0893 |  |  |  |  | 0 | 0
48911 | TGF_GT1_8000 | 1 | Houston | YES | -0.036658 | 69.2 | 0 | 69.2 |  | 1.029 | Cogen | -1 | 0.097081 | 0 | 0 |  |  |  |  | -0.097081 | 0 |  |  |  |  | 0 | 0
48733 | CBE_ST12 | 1 | Houston | YES | -0.038941 | 105 | 0 | 105 | 0 | 1.029 | CC | -1 | 0.099364 | 105 | 105 |  |  |  |  | -0.099364 | -10.4332 |  |  |  |  | 0 | 0
48736 | CBE_ST34 | 1 | Houston | YES | -0.038941 | 105 | 0 | 105 | 0 | 1.029 | CC | -1 | 0.099364 | 105 | 105 |  |  |  |  | -0.099364 | -10.4332 |  |  |  |  | 0 | 0
48731 | CBE_GT1 | 1 | Houston | YES | -0.038941 | 76 | 0 | 76 | 0 | 1.029 | CC | -1 | 0.099364 | 76 | 76 |  |  |  |  | -0.099364 | -7.5516 |  |  |  |  | 0 | 0
48732 | CBE_GT2 | 1 | Houston | YES | -0.038941 | 76 | 0 | 76 | 0 | 1.029 | CC | -1 | 0.099364 | 76 | 76 |  |  |  |  | -0.099364 | -7.5516 |  |  |  |  | 0 | 0
48734 | CBE_GT3 | 1 | Houston | YES | -0.038941 | 76 | 0 | 76 | 0 | 1.029 | CC | -1 | 0.099364 | 76 | 76 |  |  |  |  | -0.099364 | -7.5516 |  |  |  |  | 0 | 0
48735 | CBE_GT4 | 1 | Houston | YES | -0.038941 | 76 | 0 | 76 | 0 | 1.029 | CC | -1 | 0.099364 | 76 | 76 |  |  |  |  | -0.099364 | -7.5516 |  |  |  |  | 0 | 0
5911 | STP_GN1___1 | 1 | Houston | YES | -0.03921 | 1333 | 1249 | 1333 | 0 | 1.0406 | Nuc | -1 | 0.099633 | 0 | 0 |  |  |  |  | -0.099633 | 0 |  |  |  |  | 0 | 0
5912 | STP_GN2___2 | 2 | Houston | YES | -0.03921 | 1332 | 1249 | 1332 | 0 | 1.0406 | Nuc | -1 | 0.099633 | 0 | 0 |  |  |  |  | -0.099633 | 0 |  |  |  |  | 0 | 0
990 | GIBN_CREK_G1 | 1 | North | YES | 0.021784 | 463 | 200 | 463 | 0 | 1.0275 | LIGCO | 1 | 0.10105 | 0 | 463 | 10.086 | 463 |  |  | 0.10105 | 46.787 |  |  |  |  | 0 | 0
8262 | ELPS | 1 | South | YES | -0.043034 | 6 | 6 | 6 | 0 | 1.15 | Hydro | -1 | 0.10346 | 0 | 0 |  |  | 0 | 0 | -0.10346 | 0 |  |  |  |  | 0 | 0
60202 | FRNDDRCS | F | West | YES | 0.034911 | 0 | 0 | 0 | 0 | 0.9985 | AVR | 1 | 0.11418 | 0 | 0 |  |  |  |  | 0.11418 | 0 |  |  |  |  | 0 | 0
39960 | TNTNPONE_18 | 1 | North | YES | 0.038118 | 152.3 | 30 | 152.3 |  | 1.04 | LIGCO | 1 | 0.11739 | 0 | 152.3 | 5.8054 | 152.3 |  |  | 0.11739 | 17.8779 |  |  |  |  | 0 | 0
39970 | TNTNPONE_28 | 1 | North | YES | 0.038118 | 153 | 30 | 153 |  | 1.04 | LIGCO | 1 | 0.11739 | 0 | 153 | 5.8321 | 153 |  |  | 0.11739 | 17.96 |  |  |  |  | 0 | 0
8134 | FOR #1 | 1 | South | YES | -0.057393 | 54.1 | 45 | 79 | 0 | 1 | Cogen | -1 | 0.11782 | 0 | 0 |  |  | 0 | 0 | -0.11782 | 0 |  |  |  |  | 0 | 0
8138 | FOR #2 | 2 | South | YES | -0.057393 | 63.1 | 45 | 81 | 0 | 1 | Cogen | -1 | 0.11782 | 0 | 0 |  |  | 0 | 0 | -0.11782 | 0 |  |  |  |  | 0 | 0
8153 | FOR #3 | 3 | South | YES | -0.057393 | 63.1 | 45 | 79.9 | 0 | 1 | Cogen | -1 | 0.11782 | 0 | 0 |  |  | 0 | 0 | -0.11782 | 0 |  |  |  |  | 0 | 0
8154 | FOR #4 | 4 | South | YES | -0.057393 | 63.1 | 60 | 80 | 0 | 1 | Cogen | -1 | 0.11782 | 0 | 0 |  |  | 0 | 0 | -0.11782 | 0 |  |  |  |  | 0 | 0
8155 | FOR #5 | 5 | South | YES | -0.057393 | 63.1 | 60 | 78.4 | 0 | 1 | Cogen | -1 | 0.11782 | 0 | 0 |  |  | 0 | 0 | -0.11782 | 0 |  |  |  |  | 0 | 0
8156 | FOR #6 | 6 | South | YES | -0.057393 | 24.9 | 5 | 25 | 0 | 1 | Cogen | -1 | 0.11782 | 0 | 0 |  |  | 0 | 0 | -0.11782 | 0 |  |  |  |  | 0 | 0
8157 | FOR #7 | 7 | South | YES | -0.057393 | 28.8 | 5 | 46 | 0 | 1 | Cogen | -1 | 0.11782 | 0 | 0 |  |  | 0 | 0 | -0.11782 | 0 |  |  |  |  | 0 | 0
80051 | FOR #8 | 8 | South | YES | -0.057393 | 28 | 28 | 28 |  | 1 | Cogen | -1 | 0.11782 | 0 | 0 |  |  | 0 | 0 | -0.11782 | 0 |  |  |  |  | 0 | 0
80052 | FOR #9 | 9 | South | YES | -0.057393 | 29.7 | 5 | 43.6 | 0 | 1 | Cogen | -1 | 0.11782 | 0 | 0 |  |  | 0 | 0 | -0.11782 | 0 |  |  |  |  | 0 | 0
80053 | FOR #10 | 10 | South | YES | -0.057393 | 68.4 | 45 | 75 | 0 | 1 | Cogen | -1 | 0.11782 | 0 | 0 |  |  | 0 | 0 | -0.11782 | 0 |  |  |  |  | 0 | 0
80226 | ALCOA G | 1 | South | YES | -0.057898 | 32.3 | 5 | 48 | 0 | 1.015 | Cogen | -1 | 0.11832 | 0 | 0 |  |  | 0 | 0 | -0.11832 | 0 |  |  |  |  | 0 | 0
8147 | UCAR #2 | 10 | South | YES | -0.059524 | 18.2 | 0 | 28 |  | 1 | Cogen | -1 | 0.11995 | 0 | 0 |  |  | 0 | 0 | -0.11995 | 0 |  |  |  |  | 0 | 0
8148 | UCAR #1 | 2 | South | YES | -0.059524 | 6.1 | 0 | 7 | 0 | 1.009 | Cogen | -1 | 0.11995 | 0 | 0 |  |  | 0 | 0 | -0.11995 | 0 |  |  |  |  | 0 | 0
80137 | CSDR89 | 9 | South | YES | -0.059524 | 15 | 0 | 15 | 0 | 1.003 | DCTie | -1 | 0.11995 | 0 | 0 |  |  | 0 | 0 | -0.11995 | 0 |  |  |  |  | 0 | 0
80137 | CSDR89 | 8 | South | YES | -0.059524 | 33.9 | 0 | 39 | 0 | 1.003 | DCTie | -1 | 0.11995 | 0 | 0 |  |  | 0 | 0 | -0.11995 | 0 |  |  |  |  | 0 | 0
80138 | CSDR7 | 7 | South | YES | -0.059524 | 6.1 | 0 | 7 | 0 | 1.014 | DCTie | -1 | 0.11995 | 0 | 0 |  |  | 0 | 0 | -0.11995 | 0 |  |  |  |  | 0 | 0
80139 | CSDR56 | 6 | South | YES | -0.059524 | 0 | 0 | 39 |  | 1.0033 | DCTie | -1 | 0.11995 | 0 | 0 |  |  | 0 | 0 | -0.11995 | 0 |  |  |  |  | 0 | 0
80139 | CSDR56 | 5 | South | YES | -0.059524 | 15 | 0 | 15 |  | 1.0033 | DCTie | -1 | 0.11995 | 0 | 0 |  |  | 0 | 0 | -0.11995 | 0 |  |  |  |  | 0 | 0
80140 | CSDR11 | 11 | South | YES | -0.059524 | 33.9 | 0 | 39 | 0 | 1.03 | DCTie | -1 | 0.11995 | 0 | 0 |  |  | 0 | 0 | -0.11995 | 0 |  |  |  |  | 0 | 0
80227 | AIRCO G | 1 | South | YES | -0.059753 | 7.2 | 0 | 8 | 0 | 1.0104 | Cogen | -1 | 0.12018 | 0 | 0 |  |  | 0 | 0 | -0.12018 | 0 |  |  |  |  | 0 | 0
80224 | VISTRONG1 | 1 | South | YES | -0.06022 | 13.1 | 0 | 15 | 0 | 1.01 | Cogen | -1 | 0.12064 | 0 | 0 |  |  | 0 | 0 | -0.12064 | 0 |  |  |  |  | 0 | 0
80225 | VISTRONG2 | 2 | South | YES | -0.06022 | 20.2 | 0 | 23 | 0 | 1.01 | Cogen | -1 | 0.12064 | 0 | 0 |  |  | 0 | 0 | -0.12064 | 0 |  |  |  |  | 0 | 0
5503 | RAYBURNGEN3 | 1 | South | YES | -0.060777 | 17.6 | 6 | 22 | 0 | 1.0224 | GST | -1 | 0.1212 | 22 | 22 |  |  | -1.3371 | 22 | -0.1212 | -2.6664 |  |  |  |  | 0 | 0
5505 | RAYBURNGEN1 | 1 | South | YES | -0.060777 | 0 | 1 | 11 |  | 1.0223 | GGT | -1 | 0.1212 | 11 | 11 |  |  | -0.66855 | 11 | -0.1212 | -1.3332 |  |  |  |  | 0 | 0
5506 | RAYBURNGEN2 | 1 | South | YES | -0.060777 | 0 | 1 | 11 |  | 1.0223 | GGT | -1 | 0.1212 | 11 | 11 |  |  | -0.66855 | 11 | -0.1212 | -1.3332 |  |  |  |  | 0 | 0
80265 | LARECU40A | 4 | South | YES | -0.061316 | 80 | 0 | 100 |  | 1.039 | GGT | -1 | 0.12174 | 100 | 100 |  |  | -6.1316 | 100 | -0.12174 | -12.1739 |  |  |  |  | 0 | 0
80266 | LARECU50A | 5 | South | YES | -0.061316 | 80 | 0 | 100 |  | 1.039 | GGT | -1 | 0.12174 | 100 | 100 |  |  | -6.1316 | 100 | -0.12174 | -12.1739 |  |  |  |  | 0 | 0
80012 | LAR | F | South | YES | -0.061316 | 0 | 0 | 0 | 0 | 1.04 | DCTie | -1 | 0.12174 | 0 | 0 |  |  | 0 | 0 | -0.12174 | 0 |  |  |  |  | 0 | 0
5512 | RAYBURNCC8 | 1 | South | YES | -0.061366 | 49.3 | 18.2 | 49.3 | 0 | 1.0296 | CC | -1 | 0.12179 | 49.3 | 49.3 |  |  | -3.0253 | 49.3 | -0.12179 | -6.0042 |  |  |  |  | 0 | 0
5508 | RAYBURNCC9 | 1 | South | YES | -0.061366 | 47.7 | 18.2 | 47.7 | 0 | 1.0296 | CC | -1 | 0.12179 | 47.7 | 47.7 |  |  | -2.9272 | 47.7 | -0.12179 | -5.8093 |  |  |  |  | 0 | 0
5511 | RAYBURNCC7 | 1 | South | YES | -0.061366 | 47.5 | 18.2 | 47.5 | 0 | 1.0296 | CC | -1 | 0.12179 | 47.5 | 47.5 |  |  | -2.9149 | 47.5 | -0.12179 | -5.785 |  |  |  |  | 0 | 0
5509 | RAYBURNCC10 | 1 | South | YES | -0.061366 | 37.3 | 5.2 | 37.3 | 0 | 1.0296 | CC | -1 | 0.12179 | 37.3 | 37.3 |  |  | -2.289 | 37.3 | -0.12179 | -4.5427 |  |  |  |  | 0 | 0
8926 | LGE_GT10A | 1 | South | YES | -0.061464 | 158 | 0 | 158 | 0 | 1.03 | Cogen | -1 | 0.12189 | 0 | 0 |  |  | 0 | 0 | -0.12189 | 0 |  |  |  |  | 0 | 0
8927 | LGE_GT20A | 2 | South | YES | -0.061464 | 153 | 0 | 153 | 0 | 1.03 | Cogen | -1 | 0.12189 | 0 | 0 |  |  | 0 | 0 | -0.12189 | 0 |  |  |  |  | 0 | 0
8928 | LGE_STG0A | 3 | South | YES | -0.061464 | 100 | 0 | 100 | 0 | 1.03 | Cogen | -1 | 0.12189 | 0 | 0 |  |  | 0 | 0 | -0.12189 | 0 |  |  |  |  | 0 | 0
8930 | ICPGN10A | 1 | South | YES | -0.061464 | 149 | 0 | 149 | 0 | 1.03 | Cogen | -1 | 0.12189 | 0 | 0 |  |  | 0 | 0 | -0.12189 | 0 |  |  |  |  | 0 | 0
8931 | ICPGN20A | 2 | South | YES | -0.061464 | 150 | 0 | 150 | 0 | 1.03 | Cogen | -1 | 0.12189 | 0 | 0 |  |  | 0 | 0 | -0.12189 | 0 |  |  |  |  | 0 | 0
8932 | ICPGN30A | 3 | South | YES | -0.061464 | 127 | 0 | 127 | 0 | 1.03 | Cogen | -1 | 0.12189 | 0 | 0 |  |  | 0 | 0 | -0.12189 | 0 |  |  |  |  | 0 | 0
80223 | REYSHR G | 1 | South | YES | -0.061464 | 12 | 0 | 12 | 0 | 1.032 | Cogen | -1 | 0.12189 | 0 | 0 |  |  | 0 | 0 | -0.12189 | 0 |  |  |  |  | 0 | 0
8066 | DUP1V#1 | 1 | South | YES | -0.061472 | 52.3 | 0 | 73 | 0 | 1.01 | Cogen | -1 | 0.12189 | 0 | 0 |  |  | 0 | 0 | -0.12189 | 0 |  |  |  |  | 0 | 0
88299 | ZAPATA | F | South | YES | -0.061797 | 0 | 0 | 0 | 0 | 1.02 | BLT | -1 | 0.12222 | 0 | 0 |  |  | 0 | 0 | -0.12222 | 0 |  |  |  |  | 0 | 0
8442 | NBEC7 | 7 | South | YES | -0.062045 | 0 | 81 | 367 |  | 1.0298 | GST | -1 | 0.12247 | 367 | 367 |  |  | -22.7705 | 367 | -0.12247 | -44.9457 |  |  |  |  | 0 | 0
8442 | NBEC7 | MB | South | YES | -0.062045 | 0 | 81 | 367 |  | 1.0298 | GST | -1 | 0.12247 | 0 | 0 |  |  | 0 | 0 | -0.12247 | 0 |  |  |  |  | 0 | 0
8560 | CNOPGT1 | 1 | South | YES | -0.062052 | 148.3 | 0 | 148.3 | 0 | 1.03 | Cogen | -1 | 0.12247 | 0 | 0 |  |  | 0 | 0 | -0.12247 | 0 |  |  |  |  | 0 | 0
8561 | CNOPGT2 | 2 | South | YES | -0.062052 | 148.6 | 0 | 148.6 | 0 | 1.03 | Cogen | -1 | 0.12247 | 0 | 0 |  |  | 0 | 0 | -0.12247 | 0 |  |  |  |  | 0 | 0
8562 | CNOPST1 | 3 | South | YES | -0.062052 | 153 | 0 | 153 | 0 | 1.03 | Cogen | -1 | 0.12247 | 0 | 0 |  |  | 0 | 0 | -0.12247 | 0 |  |  |  |  | 0 | 0
8456 | COSW#1 | 1 | South | YES | -0.062085 | 20 | 0 | 20 | 0 | 1.027 | Cogen | -1 | 0.12251 | 0 | 0 |  |  | 0 | 0 | -0.12251 | 0 |  |  |  |  | 0 | 0
8457 | COSW#2 | 2 | South | YES | -0.062085 | 14 | 0 | 14 | 0 | 1.027 | Cogen | -1 | 0.12251 | 0 | 0 |  |  | 0 | 0 | -0.12251 | 0 |  |  |  |  | 0 | 0
88508 | FALFURRI | F | South | YES | -0.062121 | 0 | 0 | 0 | 0 | 1 | AVR | -1 | 0.12254 | 0 | 0 |  |  | 0 | 0 | -0.12254 | 0 |  |  |  |  | 0 | 0
5728 | FALCONHYDRO2 | 2 | South | YES | -0.062123 | 12 | 0 | 12 | 0 | 1.0234 | Hydro | -1 | 0.12255 | 0 | 0 |  |  | 0 | 0 | -0.12255 | 0 |  |  |  |  | 0 | 0
5729 | FALCONHYDRO3 | 3 | South | YES | -0.062123 | 11 | 0 | 11 | 0 | 1.0234 | Hydro | -1 | 0.12255 | 0 | 0 |  |  | 0 | 0 | -0.12255 | 0 |  |  |  |  | 0 | 0
8048 | FALCONHYDRO1 | 1 | South | YES | -0.062123 | 12 | 0 | 12 | 0 | 1.0234 | Hydro | -1 | 0.12255 | 0 | 0 |  |  | 0 | 0 | -0.12255 | 0 |  |  |  |  | 0 | 0
80263 | B_DAVIS31A | 3 | South | YES | -0.062165 | 0 | 0 | 180 |  | 1.0366 | CC | -1 | 0.12259 | 180 | 180 |  |  | -11.1897 | 180 | -0.12259 | -22.0658 |  |  |  |  | 0 | 0
80264 | B_DAVIS41A | 4 | South | YES | -0.062165 | 0 | 0 | 180 |  | 1.0366 | CC | -1 | 0.12259 | 180 | 180 |  |  | -11.1897 | 180 | -0.12259 | -22.0658 |  |  |  |  | 0 | 0
8459 | B_DAVIS0B | MB | South | YES | -0.062165 | 0 | 50 | 339 |  | 1.03 | GSC | -1 | 0.12259 | 0 | 0 |  |  | 0 | 0 | -0.12259 | 0 |  |  |  |  | 0 | 0
8460 | B_DAVIS0A | MB | South | YES | -0.062165 | 0 | 50 | 340 |  | 1.03 | GSC | -1 | 0.12259 | 0 | 0 |  |  | 0 | 0 | -0.12259 | 0 |  |  |  |  | 0 | 0
8174 | VICEC61A | 6 | South | YES | -0.062177 | 188 | 42 | 188 | 0 | 1.025 | CC | -1 | 0.1226 | 188 | 188 |  |  | -11.6893 | 188 | -0.1226 | -23.0488 |  |  |  |  | 0 | 0
8173 | VICEC51A | 5 | South | YES | -0.062177 | 144 | 18 | 144 | 0 | 1.025 | CC | -1 | 0.1226 | 144 | 144 |  |  | -8.9535 | 144 | -0.1226 | -17.6544 |  |  |  |  | 0 | 0
8506 | VAL #1 | 1 | South | YES | -0.062199 | 20.9 | 0 | 25 | 0 | 1.0055 | Cogen | -1 | 0.12262 | 0 | 0 |  |  | 0 | 0 | -0.12262 | 0 |  |  |  |  | 0 | 0
8507 | VAL #2 | 2 | South | YES | -0.062199 | 20.9 | 0 | 25 | 0 | 1.0055 | Cogen | -1 | 0.12262 | 0 | 0 |  |  | 0 | 0 | -0.12262 | 0 |  |  |  |  | 0 | 0
8511 | OXY_CC0A | 1 | South | YES | -0.062258 | 30.3 | 0 | 38 | 0 | 1.027 | Cogen | -1 | 0.12268 | 0 | 0 |  |  | 0 | 0 | -0.12268 | 0 |  |  |  |  | 0 | 0
8461 | KOCH_UP0A | 1 | South | YES | -0.062261 | 38 | 0 | 38 | 0 | 1.012 | Cogen | -1 | 0.12268 | 0 | 0 |  |  | 0 | 0 | -0.12268 | 0 |  |  |  |  | 0 | 0
8935 | FGNTS201 | 3 | South | YES | -0.062463 | 173 | 0 | 173 | 0 | 1.03 | CC | -1 | 0.12289 | 173 | 173 |  |  | -10.8061 | 173 | -0.12289 | -21.2592 |  |  |  |  | 0 | 0
8934 | FGNTS101 | 2 | South | YES | -0.062463 | 147.9 | 0 | 147.9 | 0 | 1.03 | CC | -1 | 0.12289 | 147.9 | 147.9 |  |  | -9.2383 | 147.9 | -0.12289 | -18.1748 |  |  |  |  | 0 | 0
8933 | FGNTS001 | 1 | South | YES | -0.062463 | 146.5 | 0 | 146.5 | 0 | 1.03 | CC | -1 | 0.12289 | 146.5 | 146.5 |  |  | -9.1508 | 146.5 | -0.12289 | -18.0028 |  |  |  |  | 0 | 0
8517 | CELANEBI0A | 1 | South | YES | -0.062486 | 29 | 0 | 29 | 0 | 1.02 | Cogen | -1 | 0.12291 | 0 | 0 |  |  | 0 | 0 | -0.12291 | 0 |  |  |  |  | 0 | 0
8938 | MVGN#3 | 3 | South | YES | -0.06252 | 250.9 | 0 | 250.9 | 0 | 1.0304 | CC | -1 | 0.12294 | 250.9 | 250.9 |  |  | -15.6863 | 250.9 | -0.12294 | -30.8463 |  |  |  |  | 0 | 0
8937 | MVGN#2 | 2 | South | YES | -0.06252 | 216.7 | 0 | 216.7 | 0 | 1.0304 | CC | -1 | 0.12294 | 216.7 | 216.7 |  |  | -13.5481 | 216.7 | -0.12294 | -26.6417 |  |  |  |  | 0 | 0
8936 | MVGN#1 | 1 | South | YES | -0.06252 | 216.6 | 0 | 216.6 | 0 | 1.0304 | CC | -1 | 0.12294 | 216.6 | 216.6 |  |  | -13.5418 | 216.6 | -0.12294 | -26.6294 |  |  |  |  | 0 | 0
8983 | HECN3 | 3 | South | YES | -0.06252 | 171.9 | 0 | 171.9 | 0 | 1.0304 | CC | -1 | 0.12294 | 171.9 | 171.9 |  |  | -10.7472 | 171.9 | -0.12294 | -21.1339 |  |  |  |  | 0 | 0
8981 | HECN1 | 1 | South | YES | -0.06252 | 144.8 | 0 | 144.8 | 0 | 1.0304 | CC | -1 | 0.12294 | 144.8 | 144.8 |  |  | -9.0529 | 144.8 | -0.12294 | -17.8021 |  |  |  |  | 0 | 0
8982 | HECN2 | 2 | South | YES | -0.06252 | 144.1 | 0 | 144.1 | 0 | 1.0304 | CC | -1 | 0.12294 | 144.1 | 144.1 |  |  | -9.0091 | 144.1 | -0.12294 | -17.7161 |  |  |  |  | 0 | 0
5935 | SI_RAY10 | 10 | South | YES | -0.062539 | 47 | 10 | 47 | 0 | 1.03 | CC | -1 | 0.12296 | 47 | 47 |  |  | -2.9393 | 47 | -0.12296 | -5.7792 |  |  |  |  | 0 | 0
5932 | SI_RAY9 | 9 | South | YES | -0.062539 | 32 | 32 | 38 | 0 | 1.035 | CC | -1 | 0.12296 | 38 | 38 |  |  | -2.3765 | 38 | -0.12296 | -4.6725 |  |  |  |  | 0 | 0
5933 | SI_RAY6 | 6 | South | YES | -0.062539 | 15.4 | 10 | 19.3 | 0 | 1.035 | GST | -1 | 0.12296 | 19.3 | 19.3 |  |  | -1.207 | 19.3 | -0.12296 | -2.3732 |  |  |  |  | 0 | 0
80003 | MILHWYS | F | South | YES | -0.062539 | 0 | 0 | 0 | 0 | 1.0168 | AVR | -1 | 0.12296 | 0 | 0 |  |  | 0 | 0 | -0.12296 | 0 |  |  |  |  | 0 | 0
60018 | DSKY1 | 1 | West | YES | 0.043702 | 21 | 0 | 84 | 0 | 1.023 | Wind | 1 | 0.12297 | 0 | 84 |  |  |  |  | 0.12297 | 10.3295 |  |  |  |  | 0 | 0
80080 | GWINDT11A | 3 | South | YES | -0.062553 | 0 | 0 | 38 | 0 | 1.025 | Wind | -1 | 0.12298 | 0 | 38 |  |  | 0 | 0 | -0.12298 | 0 |  |  |  |  | 0 | 0
80080 | GWINDT11A | 4 | South | YES | -0.062553 | 3.8 | 0 | 19 | 0 | 1.025 | Wind | -1 | 0.12298 | 0 | 19 |  |  | 0 | 0 | -0.12298 | 0 |  |  |  |  | 0 | 0
80080 | GWINDT11A | 2 | South | YES | -0.062553 | 0 | 0 | 41 | 0 | 1.025 | Wind | -1 | 0.12298 | 0 | 41 |  |  | 0 | 0 | -0.12298 | 0 |  |  |  |  | 0 | 0
80080 | GWINDT11A | 1 | South | YES | -0.062553 | 28.2 | 0 | 94 | 0 | 1.025 | Wind | -1 | 0.12298 | 0 | 94 |  |  | 0 | 0 | -0.12298 | 0 |  |  |  |  | 0 | 0
80081 | GWINDT21A | 4 | South | YES | -0.062553 | 4.4 | 0 | 22 | 0 | 1.025 | Wind | -1 | 0.12298 | 0 | 22 |  |  | 0 | 0 | -0.12298 | 0 |  |  |  |  | 0 | 0
80081 | GWINDT21A | 1 | South | YES | -0.062553 | 28.2 | 0 | 94 | 0 | 1.025 | Wind | -1 | 0.12298 | 0 | 94 |  |  | 0 | 0 | -0.12298 | 0 |  |  |  |  | 0 | 0
80081 | GWINDT21A | 3 | South | YES | -0.062553 | 8.6 | 0 | 43 | 0 | 1.025 | Wind | -1 | 0.12298 | 0 | 43 |  |  | 0 | 0 | -0.12298 | 0 |  |  |  |  | 0 | 0
80081 | GWINDT21A | 2 | South | YES | -0.062553 | 7.2 | 0 | 36 | 0 | 1.025 | Wind | -1 | 0.12298 | 0 | 36 |  |  | 0 | 0 | -0.12298 | 0 |  |  |  |  | 0 | 0
80180 | PNSCALT11A | 2 | South | YES | -0.062553 | 10 | 0 | 50 | 0 | 1.025 | Wind | -1 | 0.12298 | 0 | 50 |  |  | 0 | 0 | -0.12298 | 0 |  |  |  |  | 0 | 0
80180 | PNSCALT11A | 1 | South | YES | -0.062553 | 43.8 | 0 | 148 | 0 | 1.025 | Wind | -1 | 0.12298 | 0 | 148 |  |  | 0 | 0 | -0.12298 | 0 |  |  |  |  | 0 | 0
80181 | PNSCALT21A | 2 | South | YES | -0.062553 | 10 | 0 | 50 | 0 | 1.025 | Wind | -1 | 0.12298 | 0 | 50 |  |  | 0 | 0 | -0.12298 | 0 |  |  |  |  | 0 | 0
80181 | PNSCALT21A | 1 | South | YES | -0.062553 | 16.5 | 0 | 55 | 0 | 1.025 | Wind | -1 | 0.12298 | 0 | 55 |  |  | 0 | 0 | -0.12298 | 0 |  |  |  |  | 0 | 0
60000 | DSKY2 | 1 | West | YES | 0.04382 | 19.1 | 0 | 76.5 |  | 1.039 | Wind | 1 | 0.12309 | 0 | 76.5 |  |  |  |  | 0.12309 | 9.4162 |  |  |  |  | 0 | 0
60017 | ORNNWP1 | 1 | West | YES | 0.044271 | 20 | 0 | 80 |  | 1.027 | Wind | 1 | 0.12354 | 0 | 80 |  |  |  |  | 0.12354 | 9.8831 |  |  |  |  | 0 | 0
48722 | LEG_2___2 | 2 | North | YES | 0.045064 | 819 | 357 | 819 | 0 | 1.0348 | LIGCO | 1 | 0.12433 | 0 | 819 | 36.9074 | 819 |  |  | 0.12433 | 101.8278 |  |  |  |  | 0 | 0
48721 | LEG_1___1 | 1 | North | YES | 0.045064 | 827 | 357 | 827 | 0 | 1.0348 | LIGCO | 1 | 0.12433 | 0 | 827 | 37.2679 | 827 |  |  | 0.12433 | 102.8225 |  |  |  |  | 0 | 0
38437 | TNSRBNMESA9 | 1 | West | YES | 0.045959 | 37.5 | 0 | 150 | 0 | 1.02 | Wind | 1 | 0.12523 | 0 | 150 |  |  |  |  | 0.12523 | 18.784 |  |  |  |  | 0 | 0
38332 | TNWDWRDU2_8 | 1 | West | YES | 0.046008 | 20 | 0 | 80 | 0 | 1.0232 | Wind | 1 | 0.12528 | 0 | 80 |  |  |  |  | 0.12528 | 10.0221 |  |  |  |  | 0 | 0
60016 | WOODWRD11A | 1 | West | YES | 0.046019 | 20 | 0 | 80 |  | 1.033 | Wind | 1 | 0.12529 | 0 | 80 |  |  |  |  | 0.12529 | 10.023 |  |  |  |  | 0 | 0
60005 | KING_SE1A | 1 | West | YES | 0.046077 | 10 | 0 | 40 |  | 1.035 | Wind | 1 | 0.12534 | 0 | 40 |  |  |  |  | 0.12534 | 5.0138 |  |  |  |  | 0 | 0
6016 | SWMESA | 1 | West | YES | 0.046077 | 18.8 | 0 | 75 |  | 1.03 | Wind | 1 | 0.12534 | 0 | 75 |  |  |  |  | 0.12534 | 9.4009 |  |  |  |  | 0 | 0
60003 | KING_NE1A | 1 | West | YES | 0.046077 | 20 | 0 | 80 |  | 1.03 | Wind | 1 | 0.12534 | 0 | 80 |  |  |  |  | 0.12534 | 10.0276 |  |  |  |  | 0 | 0
60201 | RIO DRCS | F | West | YES | 0.04617 | 0 | 0 | 0 | 0 | 1.025 | AVR | 1 | 0.12544 | 0 | 0 |  |  |  |  | 0.12544 | 0 |  |  |  |  | 0 | 0
8161 | COLETO0A | 1 | South | YES | -0.065112 | 633 | 200 | 633 | 0 | 1.03 | LIGCO | -1 | 0.12553 | 0 | 633 |  |  | 0 | 0 | -0.12553 | 0 |  |  |  |  | 0 | 0
60007 | KING_SW1A | 1 | West | YES | 0.046393 | 20 | 0 | 80 |  | 1.03 | Wind | 1 | 0.12566 | 0 | 80 |  |  |  |  | 0.12566 | 10.0529 |  |  |  |  | 0 | 0
60019 | KING_NW1A | 1 | West | YES | 0.046393 | 20 | 0 | 80 |  | 1.03 | Wind | 1 | 0.12566 | 0 | 80 |  |  |  |  | 0.12566 | 10.0529 |  |  |  |  | 0 | 0
58909 | PEARSALLSCG1 | 3 | South | YES | -0.065618 | 0 | 0 | 8.4 |  | 1.027 | Diesel | -1 | 0.12604 | 8.4 | 8.4 |  |  | -0.55119 | 8.4 | -0.12604 | -1.0587 |  |  |  |  | 0 | 0
58909 | PEARSALLSCG1 | 4 | South | YES | -0.065618 | 0 | 0 | 8.4 |  | 1.027 | Diesel | -1 | 0.12604 | 8.4 | 8.4 |  |  | -0.55119 | 8.4 | -0.12604 | -1.0587 |  |  |  |  | 0 | 0
58909 | PEARSALLSCG1 | 6 | South | YES | -0.065618 | 0 | 0 | 8.4 |  | 1.027 | Diesel | -1 | 0.12604 | 8.4 | 8.4 |  |  | -0.55119 | 8.4 | -0.12604 | -1.0587 |  |  |  |  | 0 | 0
58909 | PEARSALLSCG1 | 5 | South | YES | -0.065618 | 0 | 0 | 8.4 |  | 1.027 | Diesel | -1 | 0.12604 | 8.4 | 8.4 |  |  | -0.55119 | 8.4 | -0.12604 | -1.0587 |  |  |  |  | 0 | 0
58909 | PEARSALLSCG1 | 1 | South | YES | -0.065618 | 0 | 0 | 8.4 |  | 1.027 | Diesel | -1 | 0.12604 | 8.4 | 8.4 |  |  | -0.55119 | 8.4 | -0.12604 | -1.0587 |  |  |  |  | 0 | 0
58909 | PEARSALLSCG1 | 2 | South | YES | -0.065618 | 0 | 0 | 8.4 |  | 1.027 | Diesel | -1 | 0.12604 | 8.4 | 8.4 |  |  | -0.55119 | 8.4 | -0.12604 | -1.0587 |  |  |  |  | 0 | 0
58919 | PEARSALLSCG2 | 5 | South | YES | -0.065618 | 0 | 0 | 8.4 |  | 1.027 | Diesel | -1 | 0.12604 | 8.4 | 8.4 |  |  | -0.55119 | 8.4 | -0.12604 | -1.0587 |  |  |  |  | 0 | 0
58919 | PEARSALLSCG2 | 6 | South | YES | -0.065618 | 0 | 0 | 8.4 |  | 1.027 | Diesel | -1 | 0.12604 | 8.4 | 8.4 |  |  | -0.55119 | 8.4 | -0.12604 | -1.0587 |  |  |  |  | 0 | 0
58919 | PEARSALLSCG2 | 1 | South | YES | -0.065618 | 0 | 0 | 8.4 |  | 1.027 | Diesel | -1 | 0.12604 | 8.4 | 8.4 |  |  | -0.55119 | 8.4 | -0.12604 | -1.0587 |  |  |  |  | 0 | 0
58919 | PEARSALLSCG2 | 2 | South | YES | -0.065618 | 0 | 0 | 8.4 |  | 1.027 | Diesel | -1 | 0.12604 | 8.4 | 8.4 |  |  | -0.55119 | 8.4 | -0.12604 | -1.0587 |  |  |  |  | 0 | 0
58919 | PEARSALLSCG2 | 4 | South | YES | -0.065618 | 0 | 0 | 8.4 |  | 1.027 | Diesel | -1 | 0.12604 | 8.4 | 8.4 |  |  | -0.55119 | 8.4 | -0.12604 | -1.0587 |  |  |  |  | 0 | 0
58919 | PEARSALLSCG2 | 3 | South | YES | -0.065618 | 0 | 0 | 8.4 |  | 1.027 | Diesel | -1 | 0.12604 | 8.4 | 8.4 |  |  | -0.55119 | 8.4 | -0.12604 | -1.0587 |  |  |  |  | 0 | 0
58929 | PEARSALLSCG3 | 4 | South | YES | -0.065618 | 0 | 0 | 8.4 |  | 1.027 | Diesel | -1 | 0.12604 | 8.4 | 8.4 |  |  | -0.55119 | 8.4 | -0.12604 | -1.0587 |  |  |  |  | 0 | 0
58929 | PEARSALLSCG3 | 6 | South | YES | -0.065618 | 0 | 0 | 8.4 |  | 1.027 | Diesel | -1 | 0.12604 | 8.4 | 8.4 |  |  | -0.55119 | 8.4 | -0.12604 | -1.0587 |  |  |  |  | 0 | 0
58929 | PEARSALLSCG3 | 2 | South | YES | -0.065618 | 0 | 0 | 8.4 |  | 1.027 | Diesel | -1 | 0.12604 | 8.4 | 8.4 |  |  | -0.55119 | 8.4 | -0.12604 | -1.0587 |  |  |  |  | 0 | 0
58929 | PEARSALLSCG3 | 5 | South | YES | -0.065618 | 0 | 0 | 8.4 |  | 1.027 | Diesel | -1 | 0.12604 | 8.4 | 8.4 |  |  | -0.55119 | 8.4 | -0.12604 | -1.0587 |  |  |  |  | 0 | 0
58929 | PEARSALLSCG3 | 1 | South | YES | -0.065618 | 0 | 0 | 8.4 |  | 1.027 | Diesel | -1 | 0.12604 | 8.4 | 8.4 |  |  | -0.55119 | 8.4 | -0.12604 | -1.0587 |  |  |  |  | 0 | 0
58929 | PEARSALLSCG3 | 3 | South | YES | -0.065618 | 0 | 0 | 8.4 |  | 1.027 | Diesel | -1 | 0.12604 | 8.4 | 8.4 |  |  | -0.55119 | 8.4 | -0.12604 | -1.0587 |  |  |  |  | 0 | 0
58949 | PEARSALLSCG4 | 3 | South | YES | -0.065618 | 0 | 0 | 8.4 |  | 1.027 | Diesel | -1 | 0.12604 | 8.4 | 8.4 |  |  | -0.55119 | 8.4 | -0.12604 | -1.0587 |  |  |  |  | 0 | 0
58949 | PEARSALLSCG4 | 2 | South | YES | -0.065618 | 0 | 0 | 8.4 |  | 1.027 | Diesel | -1 | 0.12604 | 8.4 | 8.4 |  |  | -0.55119 | 8.4 | -0.12604 | -1.0587 |  |  |  |  | 0 | 0
58949 | PEARSALLSCG4 | 1 | South | YES | -0.065618 | 0 | 0 | 8.4 |  | 1.027 | Diesel | -1 | 0.12604 | 8.4 | 8.4 |  |  | -0.55119 | 8.4 | -0.12604 | -1.0587 |  |  |  |  | 0 | 0
58949 | PEARSALLSCG4 | 4 | South | YES | -0.065618 | 0 | 0 | 8.4 |  | 1.027 | Diesel | -1 | 0.12604 | 8.4 | 8.4 |  |  | -0.55119 | 8.4 | -0.12604 | -1.0587 |  |  |  |  | 0 | 0
58949 | PEARSALLSCG4 | 6 | South | YES | -0.065618 | 0 | 0 | 8.4 |  | 1.027 | Diesel | -1 | 0.12604 | 8.4 | 8.4 |  |  | -0.55119 | 8.4 | -0.12604 | -1.0587 |  |  |  |  | 0 | 0
58949 | PEARSALLSCG4 | 5 | South | YES | -0.065618 | 0 | 0 | 8.4 |  | 1.027 | Diesel | -1 | 0.12604 | 8.4 | 8.4 |  |  | -0.55119 | 8.4 | -0.12604 | -1.0587 |  |  |  |  | 0 | 0
88198 | BEEVILLE | F | South | YES | -0.06583 | 0 | 0 | 0 | 0 | 1.02 | AVR | -1 | 0.12625 | 0 | 0 |  |  | 0 | 0 | -0.12625 | 0 |  |  |  |  | 0 | 0
5891 | PEARSALLGEN2 | 1 | South | YES | -0.066926 | 19.4 | 6 | 24.3 | 0 | 1.0226 | GST | -1 | 0.12735 | 24.3 | 24.3 |  |  | -1.6263 | 24.3 | -0.12735 | -3.0946 |  |  |  |  | 0 | 0
5890 | PEARSALLGEN1 | 1 | South | YES | -0.066926 | 19.2 | 6 | 24 | 0 | 1.0226 | GST | -1 | 0.12735 | 24 | 24 |  |  | -1.6062 | 24 | -0.12735 | -3.0564 |  |  |  |  | 0 | 0
5892 | PEARSALLGEN3 | 1 | South | YES | -0.066926 | 19.1 | 6 | 23.9 | 0 | 1.0226 | GST | -1 | 0.12735 | 23.9 | 23.9 |  |  | -1.5995 | 23.9 | -0.12735 | -3.0436 |  |  |  |  | 0 | 0
60057 | CALLAHAN1A | 1 | West | YES | 0.050728 | 22.8 | 0 | 114 | 0 | 1.04 | Wind | 1 | 0.13 | 0 | 114 |  |  |  |  | 0.13 | 14.8195 |  |  |  |  | 0 | 0
1349 | WESTXWIN_1G | 1 | West | YES | 0.050768 | 1.3 | 0 | 6.6 |  | 1.014 | Wind | 1 | 0.13004 | 0 | 6.6 |  |  |  |  | 0.13004 | 0.85824 |  |  |  |  | 0 | 0
1350 | NWPWRG1_1G | 1 | West | YES | 0.050768 | 6.9 | 1 | 34.3 |  | 1.014 | Wind | 1 | 0.13004 | 0 | 34.3 |  |  |  |  | 0.13004 | 4.4602 |  |  |  |  | 0 | 0
76091 | L_DIVIDE1_1N | W1 | West | YES | 0.051223 | 22.5 | 0 | 112.5 |  | 1.02 | Wind | 1 | 0.13049 | 0 | 112.5 |  |  |  |  | 0.13049 | 14.6802 |  |  |  |  | 0 | 0
76095 | L_CAPRSI1_1N | W1 | West | YES | 0.051223 | 29.9 | 0 | 149.5 | 0 | 1.02 | Wind | 1 | 0.13049 | 0 | 149.5 |  |  |  |  | 0.13049 | 19.5084 |  |  |  |  | 0 | 0
76096 | L_CAPRSI1_2N | W1 | West | YES | 0.051223 | 37.2 | 0 | 186 | 0 | 1.02 | Wind | 1 | 0.13049 | 0 | 186 |  |  |  |  | 0.13049 | 24.2713 |  |  |  |  | 0 | 0
76097 | L_CAPRGE1_1N | W1 | West | YES | 0.051223 | 42.9 | 0 | 214.5 | 0 | 1.02 | Wind | 1 | 0.13049 | 0 | 214.5 |  |  |  |  | 0.13049 | 27.9903 |  |  |  |  | 0 | 0
1002 | PBCTAGE_1G | A | West | YES | 0.051351 | 64 | 64 | 66 | 0 | 1.036 | GGT | 1 | 0.13062 | 66 | 66 |  |  |  |  | 0.13062 | 8.6208 |  |  |  |  | 0 | 0
1003 | PBCTBGE_2G | B | West | YES | 0.051351 | 65 | 65 | 66 | 0 | 1.036 | GGT | 1 | 0.13062 | 66 | 66 |  |  |  |  | 0.13062 | 8.6208 |  |  |  |  | 0 | 0
1004 | PBCTCGE_3G | C | West | YES | 0.051351 | 62 | 62 | 67 | 0 | 1.036 | GGT | 1 | 0.13062 | 67 | 67 |  |  |  |  | 0.13062 | 8.7515 |  |  |  |  | 0 | 0
1006 | PBCTEGE_5G | E | West | YES | 0.051351 | 65 | 65 | 67 | 0 | 1.036 | GGT | 1 | 0.13062 | 67 | 67 |  |  |  |  | 0.13062 | 8.7515 |  |  |  |  | 0 | 0
1005 | PBCTDGE_4G | D | West | YES | 0.051351 | 65 | 65 | 68 | 0 | 1.036 | GGT | 1 | 0.13062 | 68 | 68 |  |  |  |  | 0.13062 | 8.8821 |  |  |  |  | 0 | 0
1007 | PB5GEN_6G | 5 | West | YES | 0.051351 | 91.2 | 40 | 114 | 0 | 1.036 | GST | 1 | 0.13062 | 114 | 114 |  |  |  |  | 0.13062 | 14.8906 |  |  |  |  | 0 | 0
1008 | PB6GEN_7G | 6 | West | YES | 0.051351 | 515 | 130 | 515 | 0 | 1.036 | GST | 1 | 0.13062 | 515 | 515 |  |  |  |  | 0.13062 | 67.2687 |  |  |  |  | 0 | 0
7038 | L_DELAWA1_1Y | 2 | West | YES | 0.051402 | 3 | 0 | 30 | 0 | 1 | Wind | 1 | 0.13067 | 0 | 30 |  |  |  |  | 0.13067 | 3.9201 |  |  |  |  | 0 | 0
7038 | L_DELAWA1_1Y | 1 | West | YES | 0.051402 | 3.5 | 0 | 35 | 0 | 1 | Wind | 1 | 0.13067 | 0 | 35 |  |  |  |  | 0.13067 | 4.5734 |  |  |  |  | 0 | 0
11147 | NOTREES_1G | 1 | West | YES | 0.051502 | 29.8 | 0 | 149 | 0 | 1.017 | Wind | 1 | 0.13077 | 0 | 149 |  |  |  |  | 0.13077 | 19.4847 |  |  |  |  | 0 | 0
76031 | L_GASCCR1_1N | W1 | West | YES | 0.051528 | 30 | 0 | 150 | 0 | 1.02 | Wind | 1 | 0.1308 | 0 | 150 |  |  |  |  | 0.1308 | 19.6194 |  |  |  |  | 0 | 0
1320 | BSP 1 | 1 | West | YES | 0.051884 | 25.5 | 2.9 | 25.8 | 0 | 1 | Cogen | 1 | 0.13115 | 0 | 0 |  |  |  |  | 0.13115 | 0 |  |  |  |  | 0 | 0
1326 | STANTONW_8 | 1 | West | YES | 0.052052 | 20.1 | 0 | 100.5 |  | 1.01 | Wind | 1 | 0.13132 | 0 | 100.5 |  |  |  |  | 0.13132 | 13.1976 |  |  |  |  | 0 | 0
11022 | TIEHVCG_2G | 1 | West | YES | 0.052101 | 132.4 | 103 | 132.4 | 0 | 1.012 | CC | 1 | 0.13137 | 132.4 | 132.4 |  |  |  |  | 0.13137 | 17.3932 |  |  |  |  | 0 | 0
11023 | TIEHVCG_3G | 1 | West | YES | 0.052101 | 137.4 | 103 | 137.4 | 0 | 1.012 | CC | 1 | 0.13137 | 137.4 | 137.4 |  |  |  |  | 0.13137 | 18.0501 |  |  |  |  | 0 | 0
11021 | TIEHVCG_1G | 1 | West | YES | 0.052101 | 142.1 | 103 | 142.1 | 0 | 1.012 | CC | 1 | 0.13137 | 142.1 | 142.1 |  |  |  |  | 0.13137 | 18.6675 |  |  |  |  | 0 | 0
11024 | TIEHVCG_4G | 1 | West | YES | 0.052101 | 147 | 103 | 147 | 0 | 1.012 | CC | 1 | 0.13137 | 147 | 147 |  |  |  |  | 0.13137 | 19.3112 |  |  |  |  | 0 | 0
11020 | TIEHVSG_1G | 1 | West | YES | 0.052101 | 208.2 | 63 | 208.2 | 0 | 1.012 | CC | 1 | 0.13137 | 208.2 | 208.2 |  |  |  |  | 0.13137 | 27.351 |  |  |  |  | 0 | 0
11025 | TIEHVSG_2G | 1 | West | YES | 0.052101 | 213.2 | 63 | 213.2 | 0 | 1.012 | CC | 1 | 0.13137 | 213.2 | 213.2 |  |  |  |  | 0.13137 | 28.0078 |  |  |  |  | 0 | 0
11001 | NAV1CT | 1 | West | YES | 0.05211 | 70.4 | 18 | 70.4 | 0 | 1.029 | CC | 1 | 0.13138 | 70.4 | 70.4 |  |  |  |  | 0.13138 | 9.249 |  |  |  |  | 0 | 0
11009 | NAV2CT | 1 | West | YES | 0.05211 | 71.4 | 18 | 71.4 | 0 | 1.029 | CC | 1 | 0.13138 | 71.4 | 71.4 |  |  |  |  | 0.13138 | 9.3804 |  |  |  |  | 0 | 0
11012 | NAV4CT | 1 | West | YES | 0.05211 | 80 | 18 | 80 | 0 | 1.029 | CC | 1 | 0.13138 | 80 | 80 |  |  |  |  | 0.13138 | 10.5102 |  |  |  |  | 0 | 0
11013 | NAV5CT | 1 | West | YES | 0.05211 | 80 | 18 | 80 | 0 | 1.029 | CC | 1 | 0.13138 | 80 | 80 |  |  |  |  | 0.13138 | 10.5102 |  |  |  |  | 0 | 0
11011 | NAV3ST | 1 | West | YES | 0.05211 | 92.8 | 40 | 92.8 | 0 | 1.029 | CC | 1 | 0.13138 | 92.8 | 92.8 |  |  |  |  | 0.13138 | 12.1919 |  |  |  |  | 0 | 0
11014 | NAV6ST | 1 | West | YES | 0.05211 | 115 | 40 | 115 | 0 | 1.029 | CC | 1 | 0.13138 | 115 | 115 |  |  |  |  | 0.13138 | 15.1085 |  |  |  |  | 0 | 0
1328 | OCOTILLO_1G | 1 | West | YES | 0.05214 | 11.6 | 0 | 58 |  | 1.01 | Wind | 1 | 0.13141 | 0 | 58 |  |  |  |  | 0.13141 | 7.6217 |  |  |  |  | 0 | 0
1333 | MCDDONAL_8 | 1 | West | YES | 0.052271 | 42.8 | 0 | 214.2 |  | 1.01 | Wind | 1 | 0.13154 | 0 | 214.2 |  |  |  |  | 0.13154 | 28.1756 |  |  |  |  | 0 | 0
1327 | WILDHRSE_1G | 1 | West | YES | 0.052426 | 0 | 0 | 120 |  | 1 | Wind | 1 | 0.13169 | 0 | 120 |  |  |  |  | 0.13169 | 15.8033 |  |  |  |  | 0 | 0
1360 | GUNSIGHT_8 | 1 | West | YES | 0.052453 | 0 | 0 | 120 |  | 1.01 | Wind | 1 | 0.13172 | 0 | 120 |  |  |  |  | 0.13172 | 15.8065 |  |  |  |  | 0 | 0
11320 | COYOTE_1G | 1 | West | YES | 0.052685 | 22.5 | 0 | 225 |  | 1 | Wind | 1 | 0.13195 | 0 | 225 |  |  |  |  | 0.13195 | 29.6894 |  |  |  |  | 0 | 0
5903 | SANMIGUELGEN | 1 | South | YES | -0.071558 | 396.3 | 180 | 396.3 | 0 | 1.0336 | LIGCO | -1 | 0.13198 | 0 | 396.3 |  |  | 0 | 0 | -0.13198 | 0 |  |  |  |  | 0 | 0
11309 | BULLCREK_2G | 1 | West | YES | 0.052734 | 20.9 | 0 | 180 |  | 1 | Wind | 1 | 0.132 | 0 | 180 |  |  |  |  | 0.132 | 23.7603 |  |  |  |  | 0 | 0
11310 | BULLCREK_1G | 1 | West | YES | 0.052734 | 15.1 | 0 | 180 |  | 1 | Wind | 1 | 0.132 | 0 | 180 |  |  |  |  | 0.132 | 23.7603 |  |  |  |  | 0 | 0
1045 | CALENG1G_1G | 1 | West | YES | 0.052739 | 73.4 | 27 | 73.4 | 0 | 1.014 | Cogen | 1 | 0.13201 | 0 | 0 |  |  |  |  | 0.13201 | 0 |  |  |  |  | 0 | 0
1046 | CALENG2G_2G | 2 | West | YES | 0.052739 | 73.4 | 27 | 73.4 | 0 | 1.014 | Cogen | 1 | 0.13201 | 0 | 0 |  |  |  |  | 0.13201 | 0 |  |  |  |  | 0 | 0
1047 | CALENG3G_3G | 3 | West | YES | 0.052739 | 70.4 | 27 | 70.4 | 0 | 1.014 | Cogen | 1 | 0.13201 | 0 | 0 |  |  |  |  | 0.13201 | 0 |  |  |  |  | 0 | 0
60072 | HHOLLOW41A | 1 | West | YES | 0.0528 | 23 | 0 | 115 | 0 | 1.025 | Wind | 1 | 0.13207 | 0 | 115 |  |  |  |  | 0.13207 | 15.1878 |  |  |  |  | 0 | 0
60058 | BUFF_GAP1A | 1 | West | YES | 0.0528 | 24 | 0 | 120 |  | 1 | Wind | 1 | 0.13207 | 0 | 120 |  |  |  |  | 0.13207 | 15.8481 |  |  |  |  | 0 | 0
60063 | BUFF_GAP1B | 1 | West | YES | 0.0528 | 34 | 0 | 170.2 | 0 | 1.02 | Wind | 1 | 0.13207 | 0 | 170.2 |  |  |  |  | 0.13207 | 22.478 |  |  |  |  | 0 | 0
60068 | HHOLLOW21A | 1 | West | YES | 0.0528 | 36.8 | 0 | 184 | 0 | 1.025 | Wind | 1 | 0.13207 | 0 | 184 |  |  |  |  | 0.13207 | 24.3005 |  |  |  |  | 0 | 0
60066 | H_HOLLOW1A | 1 | West | YES | 0.0528 | 44.4 | 0 | 222 | 0 | 1.005 | Wind | 1 | 0.13207 | 0 | 222 |  |  |  |  | 0.13207 | 29.3191 |  |  |  |  | 0 | 0
60070 | HHOLLOW31A | 1 | West | YES | 0.0528 | 44.8 | 0 | 224 | 0 | 1.025 | Wind | 1 | 0.13207 | 0 | 224 |  |  |  |  | 0.13207 | 29.5832 |  |  |  |  | 0 | 0
60060 | CIRELLO | 1 | West | YES | 0.0528 | 46.6 | 0 | 233 | 0 | 1 | Wind | 1 | 0.13207 | 0 | 233 |  |  |  |  | 0.13207 | 30.7718 |  |  |  |  | 0 | 0
11065 | ELBOWCK_1G | 1 | West | YES | 0.052886 | 23.4 | 0 | 121.9 | 0 | 1 | Wind | 1 | 0.13215 | 0 | 121.9 |  |  |  |  | 0.13215 | 16.1096 |  |  |  |  | 0 | 0
1058 | LONGSHORE_5 | 1 | West | YES | 0.052886 | 30 | 0 | 150 |  | 1.01 | Wind | 1 | 0.13215 | 0 | 150 |  |  |  |  | 0.13215 | 19.8231 |  |  |  |  | 0 | 0
1058 | LONGSHORE_5 | 2 | West | YES | 0.052886 | 44 | 0 | 220 |  | 1.01 | Wind | 1 | 0.13215 | 0 | 220 |  |  |  |  | 0.13215 | 29.0739 |  |  |  |  | 0 | 0
1044 | MRGNFG_6G | F | West | YES | 0.052978 | 66 | 66 | 66 | 0 | 1.029 | GGT | 1 | 0.13225 | 66 | 66 |  |  |  |  | 0.13225 | 8.7282 |  |  |  |  | 0 | 0
1042 | MRGNDG_4G | D | West | YES | 0.052978 | 68 | 68 | 68 | 0 | 1.029 | GGT | 1 | 0.13225 | 68 | 68 |  |  |  |  | 0.13225 | 8.9927 |  |  |  |  | 0 | 0
1039 | MRGNAG_1G | A | West | YES | 0.052978 | 69 | 69 | 69 | 0 | 1.029 | GGT | 1 | 0.13225 | 69 | 69 |  |  |  |  | 0.13225 | 9.125 |  |  |  |  | 0 | 0
1041 | MRGNCG_3G | C | West | YES | 0.052978 | 69 | 69 | 70 | 0 | 1.029 | GGT | 1 | 0.13225 | 70 | 70 |  |  |  |  | 0.13225 | 9.2572 |  |  |  |  | 0 | 0
1043 | MRGNEG_5G | E | West | YES | 0.052978 | 68 | 68 | 70 | 0 | 1.029 | GGT | 1 | 0.13225 | 70 | 70 |  |  |  |  | 0.13225 | 9.2572 |  |  |  |  | 0 | 0
1040 | MRGNBG_2G | B | West | YES | 0.052978 | 70 | 70 | 71 | 0 | 1.029 | GGT | 1 | 0.13225 | 71 | 71 |  |  |  |  | 0.13225 | 9.3895 |  |  |  |  | 0 | 0
1037 | MORGAN5G_5G | 5 | West | YES | 0.052978 | 109.6 | 40 | 137 | 0 | 1.029 | GST | 1 | 0.13225 | 137 | 137 |  |  |  |  | 0.13225 | 18.1177 |  |  |  |  | 0 | 0
6637 | SNYDERW1A | 1 | West | YES | 0.053017 | 12.6 | 0 | 63 | 0 | 1.025 | Wind | 1 | 0.13228 | 0 | 63 |  |  |  |  | 0.13228 | 8.3339 |  |  |  |  | 0 | 0
1073 | SCURRYCW_2G | 2 | West | YES | 0.053074 | 24 | 0 | 120 | 0 | 1.0217 | Wind | 1 | 0.13234 | 0 | 120 |  |  |  |  | 0.13234 | 15.881 |  |  |  |  | 0 | 0
1068 | SCURRYCW_1G | 1 | West | YES | 0.053074 | 28.2 | 1.3 | 141 | 0 | 1.0217 | Wind | 1 | 0.13234 | 0 | 141 |  |  |  |  | 0.13234 | 18.6602 |  |  |  |  | 0 | 0
1069 | KINDERMG_1G | 1 | West | YES | 0.053082 | 25 | 5 | 25 | 0 | 1.017 | Cogen | 1 | 0.13235 | 0 | 0 |  |  |  |  | 0.13235 | 0 |  |  |  |  | 0 | 0
1070 | KINDERMG_2G | 1 | West | YES | 0.053082 | 45.7 | 12 | 45.7 | 0 | 1.017 | Cogen | 1 | 0.13235 | 0 | 0 |  |  |  |  | 0.13235 | 0 |  |  |  |  | 0 | 0
1071 | KINDERMG_3G | 1 | West | YES | 0.053082 | 45.7 | 12 | 45.7 | 0 | 1.017 | Cogen | 1 | 0.13235 | 0 | 0 |  |  |  |  | 0.13235 | 0 |  |  |  |  | 0 | 0
1062 | CIELOGEN_2G | 1 | West | YES | 0.053082 | 12.2 | 0 | 61 |  | 1 | Wind | 1 | 0.13235 | 0 | 61 |  |  |  |  | 0.13235 | 8.0733 |  |  |  |  | 0 | 0
1061 | CIELOGEN_1G | 1 | West | YES | 0.053082 | 19.8 | 0 | 99 |  | 1 | Wind | 1 | 0.13235 | 0 | 99 |  |  |  |  | 0.13235 | 13.1026 |  |  |  |  | 0 | 0
36998 | RDCNYNG1 | 1 | West | YES | 0.053227 | 16.8 | 0 | 84 |  | 1.01 | Wind | 1 | 0.13249 | 0 | 84 |  |  |  |  | 0.13249 | 11.1296 |  |  |  |  | 0 | 0
1354 | AEPWIND_8 | 1 | West | YES | 0.053305 | 20.2 | 0 | 101 |  | 1 | Wind | 1 | 0.13257 | 0 | 101 |  |  |  |  | 0.13257 | 13.3899 |  |  |  |  | 0 | 0
1343 | TRENTIPP_8 | 1 | West | YES | 0.053305 | 30 | 0 | 150 |  | 1.014 | Wind | 1 | 0.13257 | 0 | 150 |  |  |  |  | 0.13257 | 19.8859 |  |  |  |  | 0 | 0
6407 | TURKTRAK1A | 1 | West | YES | 0.053476 | 33.9 | 0 | 169.5 | 0 | 1.025 | Wind | 1 | 0.13274 | 0 | 169.5 |  |  |  |  | 0.13274 | 22.5001 |  |  |  |  | 0 | 0
71051 | L_BITTCR1_1N | W1 | West | YES | 0.053791 | 7.5 | 0 | 37.5 |  | 1.02 | Wind | 1 | 0.13306 | 0 | 37.5 |  |  |  |  | 0.13306 | 4.9897 |  |  |  |  | 0 | 0
71061 | L_SWEETW1_5N | W1 | West | YES | 0.053791 | 16.1 | 0 | 80.5 | 0 | 1.02 | Wind | 1 | 0.13306 | 0 | 80.5 |  |  |  |  | 0.13306 | 10.7112 |  |  |  |  | 0 | 0
71060 | L_SWEETW1_4N | W1 | West | YES | 0.053791 | 21 | 0 | 105 | 0 | 1.02 | Wind | 1 | 0.13306 | 0 | 105 |  |  |  |  | 0.13306 | 13.9712 |  |  |  |  | 0 | 0
71054 | L_SWEETW1_1N | W1 | West | YES | 0.053791 | 21.5 | 0 | 107.5 |  | 1.02 | Wind | 1 | 0.13306 | 0 | 107.5 |  |  |  |  | 0.13306 | 14.3038 |  |  |  |  | 0 | 0
71059 | L_SWEETW1_3N | W1 | West | YES | 0.053791 | 23.8 | 0 | 119 | 0 | 1.02 | Wind | 1 | 0.13306 | 0 | 119 |  |  |  |  | 0.13306 | 15.834 |  |  |  |  | 0 | 0
71057 | L_SWEETW1_2N | W1 | West | YES | 0.053791 | 27 | 0 | 135 |  | 1.02 | Wind | 1 | 0.13306 | 0 | 135 |  |  |  |  | 0.13306 | 17.963 |  |  |  |  | 0 | 0
11057 | CHAMPION_1G | 1 | West | YES | 0.053862 | 25.3 | 0 | 126.5 |  | 1 | Wind | 1 | 0.13313 | 0 | 126.5 |  |  |  |  | 0.13313 | 16.8409 |  |  |  |  | 0 | 0
6144 | MCADOO1A | 1 | West | YES | 0.053862 | 15 | 0 | 150 | 0 | 1.025 | Wind | 1 | 0.13313 | 0 | 150 |  |  |  |  | 0.13313 | 19.9695 |  |  |  |  | 0 | 0
11059 | INADALE_1G | 1 | West | YES | 0.053862 | 39.4 | 0 | 197 |  | 1 | Wind | 1 | 0.13313 | 0 | 197 |  |  |  |  | 0.13313 | 26.2266 |  |  |  |  | 0 | 0
11056 | ROSCOE_1G | 1 | West | YES | 0.053862 | 41.8 | 0 | 209 |  | 1 | Wind | 1 | 0.13313 | 0 | 209 |  |  |  |  | 0.13313 | 27.8241 |  |  |  |  | 0 | 0
11058 | PYRON_1G | 1 | West | YES | 0.053862 | 49.8 | 0 | 249 |  | 1 | Wind | 1 | 0.13313 | 0 | 249 |  |  |  |  | 0.13313 | 33.1493 |  |  |  |  | 0 | 0
1416 | SWETWATR_1G | 1 | West | YES | 0.054236 | 30 | 18 | 30 | 0 | 1.026 | CC | 1 | 0.1335 | 30 | 30 |  |  |  |  | 0.1335 | 4.0051 |  |  |  |  | 0 | 0
1419 | SWETWATR_4G | 4 | West | YES | 0.054236 | 61 | 36 | 61 | 0 | 1.026 | CC | 1 | 0.1335 | 61 | 61 |  |  |  |  | 0.1335 | 8.1437 |  |  |  |  | 0 | 0
1418 | SWETWATR_3G | 3 | West | YES | 0.054236 | 68 | 36 | 68 | 0 | 1.026 | CC | 1 | 0.1335 | 68 | 68 |  |  |  |  | 0.1335 | 9.0783 |  |  |  |  | 0 | 0
1417 | SWETWATR_2G | 2 | West | YES | 0.054236 | 72 | 36 | 72 | 0 | 1.026 | CC | 1 | 0.1335 | 72 | 72 |  |  |  |  | 0.1335 | 9.6123 |  |  |  |  | 0 | 0
3382 | BBRN_2G | 2 | North | YES | 0.054655 | 589 | 225 | 589 | 0 | 1.03 | LIGCO | 1 | 0.13392 | 0 | 589 | 32.1918 | 589 |  |  | 0.13392 | 78.8806 |  |  |  |  | 0 | 0
3381 | BBRN_1G | 1 | North | YES | 0.054655 | 618 | 225 | 618 | 0 | 1.03 | LIGCO | 1 | 0.13392 | 0 | 618 | 33.7768 | 618 |  |  | 0.13392 | 82.7644 |  |  |  |  | 0 | 0
60081 | WHRLWIND1A | 1 | West | YES | 0.054691 | 12 | 0 | 60 | 0 | 1.03 | Wind | 1 | 0.13396 | 0 | 60 |  |  |  |  | 0.13396 | 8.0375 |  |  |  |  | 0 | 0
13131 | CALFREST_1G | 1 | North | YES | 0.055306 | 150.7 | 40 | 150.7 | 0 | 1.031 | CC | 1 | 0.13457 | 150.7 | 150.7 | 8.3346 | 150.7 |  |  | 0.13457 | 20.2803 |  |  |  |  | 0 | 0
13132 | CALFREST_2G | 2 | North | YES | 0.055306 | 151 | 57 | 151 | 0 | 1.031 | CC | 1 | 0.13457 | 151 | 151 | 8.3512 | 151 |  |  | 0.13457 | 20.3207 |  |  |  |  | 0 | 0
13133 | CALFREST_3G | 3 | North | YES | 0.055306 | 177.4 | 40 | 177.4 | 0 | 1.031 | CC | 1 | 0.13457 | 177.4 | 177.4 | 9.8113 | 177.4 |  |  | 0.13457 | 23.8734 |  |  |  |  | 0 | 0
13134 | CALFREST_4G | 4 | North | YES | 0.055428 | 151.5 | 40 | 151.5 | 0 | 1.031 | CC | 1 | 0.1347 | 151.5 | 151.5 | 8.3973 | 151.5 |  |  | 0.1347 | 20.4064 |  |  |  |  | 0 | 0
13135 | CALFREST_5G | 5 | North | YES | 0.055428 | 152.3 | 57 | 152.3 | 0 | 1.031 | CC | 1 | 0.1347 | 152.3 | 152.3 | 8.4417 | 152.3 |  |  | 0.1347 | 20.5142 |  |  |  |  | 0 | 0
13136 | CALFREST_6G | 6 | North | YES | 0.055428 | 177.5 | 40 | 177.5 | 0 | 1.031 | CC | 1 | 0.1347 | 177.5 | 177.5 | 9.8385 | 177.5 |  |  | 0.1347 | 23.9085 |  |  |  |  | 0 | 0
1437 | MESQUITW_1G | 1 | North | YES | 0.056009 | 40 | 0 | 400 | 0 | 1.023 | Wind | 1 | 0.13528 | 0 | 400 | 22.4036 | 400 |  |  | 0.13528 | 54.1108 |  |  |  |  | 0 | 0
1438 | MESQUITW_2G | 1 | North | YES | 0.056013 | 23.6 | 0 | 236 |  | 1.017 | Wind | 1 | 0.13528 | 0 | 236 | 13.2191 | 236 |  |  | 0.13528 | 31.9263 |  |  |  |  | 0 | 0
5401 | CALAVER_JKS1 | 1 | South | YES | -0.075048 | 562 | 100 | 562 | 0 | 1.026 | LIGCO | -1 | 0.13547 | 0 | 562 |  |  | 0 | 0 | -0.13547 | 0 |  |  |  |  | 0 | 0
8189 | CUECPL2A | 1 | South | YES | -0.075314 | 12 | 0 | 12 | 0 | 1.02 | Cogen | -1 | 0.13574 | 0 | 0 |  |  | 0 | 0 | -0.13574 | 0 |  |  |  |  | 0 | 0
5265 | LEON_LCP4G4 | 4 | South | YES | -0.075362 | 89 | 25 | 89 | 0 | 1.0197 | GST | -1 | 0.13578 | 89 | 89 |  |  | -6.7072 | 89 | -0.13578 | -12.0848 |  |  |  |  | 0 | 0
5264 | LEON_LCP3G3 | 3 | South | YES | -0.075362 | 0 | 20 | 58 |  | 1.0197 | GST | -1 | 0.13578 | 58 | 58 |  |  | -4.371 | 58 | -0.13578 | -7.8755 |  |  |  |  | 0 | 0
5269 | LEON_LCPCT4 | 4 | South | YES | -0.075362 | 45 | 24 | 45 | 0 | 1.0197 | GGT | -1 | 0.13578 | 45 | 45 |  |  | -3.3913 | 45 | -0.13578 | -6.1103 |  |  |  |  | 0 | 0
5266 | LEON_LCPCT1 | 1 | South | YES | -0.075362 | 44 | 24 | 44 | 0 | 1.0197 | GGT | -1 | 0.13578 | 44 | 44 |  |  | -3.3159 | 44 | -0.13578 | -5.9745 |  |  |  |  | 0 | 0
5267 | LEON_LCPCT2 | 2 | South | YES | -0.075362 | 44 | 24 | 44 | 0 | 1.0197 | GGT | -1 | 0.13578 | 44 | 44 |  |  | -3.3159 | 44 | -0.13578 | -5.9745 |  |  |  |  | 0 | 0
5268 | LEON_LCPCT3 | 3 | South | YES | -0.075362 | 43 | 24 | 43 | 0 | 1.0197 | GGT | -1 | 0.13578 | 43 | 43 |  |  | -3.2406 | 43 | -0.13578 | -5.8387 |  |  |  |  | 0 | 0
5477 | BRA_AVR1_ST | 1 | South | YES | -0.075512 | 174 | 138 | 174 | 0 | 1.025 | CC | -1 | 0.13593 | 174 | 174 |  |  | -13.1391 | 174 | -0.13593 | -23.6527 |  |  |  |  | 0 | 0
5476 | BRA_AVR1_CT1 | 1 | South | YES | -0.075512 | 155 | 90 | 155 | 0 | 1.025 | CC | -1 | 0.13593 | 155 | 155 |  |  | -11.7044 | 155 | -0.13593 | -21.0699 |  |  |  |  | 0 | 0
5478 | BRA_AVR1_CT2 | 1 | South | YES | -0.075512 | 155 | 90 | 155 | 0 | 1.025 | CC | -1 | 0.13593 | 155 | 155 |  |  | -11.7044 | 155 | -0.13593 | -21.0699 |  |  |  |  | 0 | 0
1442 | COKFIELD_5 | 1 | North | YES | 0.056727 | 16.5 | 0 | 165 |  | 1.029 | Wind | 1 | 0.13599 | 0 | 165 | 9.36 | 165 |  |  | 0.13599 | 22.4392 |  |  |  |  | 0 | 0
5028 | BRAUNIG_VHB3 | 3 | South | YES | -0.075849 | 407 | 60 | 407 | 0 | 1.0138 | GST | -1 | 0.13627 | 407 | 407 |  |  | -30.8705 | 407 | -0.13627 | -55.4626 |  |  |  |  | 0 | 0
5027 | BRAUNIG_VHB2 | 2 | South | YES | -0.075909 | 216 | 40 | 216 | 0 | 1.0192 | GST | -1 | 0.13633 | 216 | 216 |  |  | -16.3963 | 216 | -0.13633 | -29.4477 |  |  |  |  | 0 | 0
5026 | BRAUNIG_VHB1 | 1 | South | YES | -0.075909 | 215 | 40 | 215 | 0 | 1.0192 | GST | -1 | 0.13633 | 215 | 215 |  |  | -16.3204 | 215 | -0.13633 | -29.3113 |  |  |  |  | 0 | 0
5396 | CALAVER_OWS1 | 1 | South | YES | -0.076002 | 418 | 80 | 418 | 0 | 1.0192 | GST | -1 | 0.13642 | 418 | 418 |  |  | -31.7688 | 418 | -0.13642 | -57.0256 |  |  |  |  | 0 | 0
5397 | CALAVER_OWS2 | 2 | South | YES | -0.076002 | 400 | 80 | 400 | 0 | 1.0192 | GST | -1 | 0.13642 | 400 | 400 |  |  | -30.4008 | 400 | -0.13642 | -54.5699 |  |  |  |  | 0 | 0
5111 | CALAVER_JTD1 | 1 | South | YES | -0.076067 | 430 | 80 | 430 | 0 | 1.0138 | LIGCO | -1 | 0.13649 | 0 | 430 |  |  | 0 | 0 | -0.13649 | 0 |  |  |  |  | 0 | 0
5112 | CALAVER_JTD2 | 2 | South | YES | -0.076067 | 430 | 80 | 430 | 0 | 1.0138 | LIGCO | -1 | 0.13649 | 0 | 430 |  |  | 0 | 0 | -0.13649 | 0 |  |  |  |  | 0 | 0
6100 | OKLA7A | EQ | West | YES | 0.057222 | 50 | -220 | 220 | 0 | 1.035 | DCTie | 1 | 0.13649 | 0 | 0 |  |  |  |  | 0.13649 | 0 |  |  |  |  | 0 | 0
6752 | OKLA0A | 1 | West | YES | 0.057222 | 649.7 | 175 | 649.7 | 0 | 1.035 | LIGCO | 1 | 0.13649 | 0 | 649.7 |  |  |  |  | 0.13649 | 88.6775 |  |  |  |  | 0 | 0
1643 | SLSTR1PP_1G | 1 | North | YES | 0.057455 | 6 | 0 | 60 | 0 | 1.022 | Wind | 1 | 0.13672 | 0 | 60 | 3.4473 | 60 |  |  | 0.13672 | 8.2034 |  |  |  |  | 0 | 0
5439 | TUTTL_WBT4G4 | 4 | South | YES | -0.076364 | 151 | 40 | 151 | 0 | 1.012 | GST | -1 | 0.13679 | 151 | 151 |  |  | -11.531 | 151 | -0.13679 | -20.6548 |  |  |  |  | 0 | 0
5438 | TUTTL_WBT3G3 | 3 | South | YES | -0.076364 | 95 | 25 | 95 | 0 | 1.012 | GST | -1 | 0.13679 | 95 | 95 |  |  | -7.2546 | 95 | -0.13679 | -12.9947 |  |  |  |  | 0 | 0
5436 | TUTTL_WBT1G1 | 1 | South | YES | -0.076364 | 48.8 | 20 | 61 | 0 | 1.012 | GST | -1 | 0.13679 | 61 | 61 |  |  | -4.6582 | 61 | -0.13679 | -8.344 |  |  |  |  | 0 | 0
3107 | STRYKER_1G | 1 | North | YES | 0.057848 | 145.6 | 45 | 182 | 0 | 1.029 | GST | 1 | 0.13712 | 182 | 182 | 10.5283 | 182 |  |  | 0.13712 | 24.9551 |  |  |  |  | 0 | 0
3108 | STRYKER_2G | 2 | North | YES | 0.057848 | 484 | 75 | 484 | 0 | 1.029 | GST | 1 | 0.13712 | 484 | 484 | 27.9984 | 484 |  |  | 0.13712 | 66.3641 |  |  |  |  | 0 | 0
3309 | ASPN_G | 1 | North | YES | 0.058055 | 50 | 0 | 50 |  | 1 | Bio | 1 | 0.13732 | 50 | 50 | 2.9028 | 50 |  |  | 0.13732 | 6.8661 |  |  |  |  | 0 | 0
3348 | CHAMPION_1G | MB | North | YES | 0.058079 | 0 | 42 | 42 |  | 1 | Cogen | 1 | 0.13735 | 0 | 0 | 0 | 0 |  |  | 0.13735 | 0 |  |  |  |  | 0 | 0
13117 | TGATEWAY_2G | 2 | North | YES | 0.058399 | 130 | 30 | 130 | 0 | 1.0232 | CC | 1 | 0.13767 | 130 | 130 | 7.5919 | 130 |  |  | 0.13767 | 17.8967 |  |  |  |  | 0 | 0
13118 | TGATEWAY_3G | 3 | North | YES | 0.058399 | 148 | 30 | 148 | 0 | 1.0232 | CC | 1 | 0.13767 | 148 | 148 | 8.6431 | 148 |  |  | 0.13767 | 20.3747 |  |  |  |  | 0 | 0
13116 | TGATEWAY_1G | 1 | North | YES | 0.058399 | 151 | 30 | 151 | 0 | 1.0232 | CC | 1 | 0.13767 | 151 | 151 | 8.8182 | 151 |  |  | 0.13767 | 20.7877 |  |  |  |  | 0 | 0
13119 | TGATEWAY_4G | 4 | North | YES | 0.058399 | 399 | 65 | 399 | 0 | 1.0232 | CC | 1 | 0.13767 | 399 | 399 | 23.3012 | 399 |  |  | 0.13767 | 54.9291 |  |  |  |  | 0 | 0
1433 | GRHAMSES_1G | 1 | North | YES | 0.058611 | 242 | 60 | 242 | 0 | 1.038 | GST | 1 | 0.13788 | 242 | 242 | 14.1839 | 242 |  |  | 0.13788 | 33.3667 |  |  |  |  | 0 | 0
3097 | MARTLAKE_1G | 1 | North | YES | 0.058665 | 790 | 500 | 790 | 0 | 1.017 | LIGCO | 1 | 0.13793 | 0 | 790 | 46.3454 | 790 |  |  | 0.13793 | 108.967 |  |  |  |  | 0 | 0
3098 | MARTLAKE_2G | 2 | North | YES | 0.058665 | 795 | 461 | 795 | 0 | 1.017 | LIGCO | 1 | 0.13793 | 0 | 795 | 46.6387 | 795 |  |  | 0.13793 | 109.6567 |  |  |  |  | 0 | 0
3099 | MARTLAKE_3G | 3 | North | YES | 0.058665 | 804 | 500 | 804 | 0 | 1.017 | LIGCO | 1 | 0.13793 | 0 | 804 | 47.1667 | 804 |  |  | 0.13793 | 110.8981 |  |  |  |  | 0 | 0
1479 | WFCOGEN_1G | 1 | North | YES | 0.058977 | 16 | 12 | 20 | 0 | 1 | Cogen | 1 | 0.13824 | 0 | 0 | 0 | 0 |  |  | 0.13824 | 0 |  |  |  |  | 0 | 0
1479 | WFCOGEN_1G | 2 | North | YES | 0.058977 | 16 | 12 | 20 | 0 | 1 | Cogen | 1 | 0.13824 | 0 | 0 | 0 | 0 |  |  | 0.13824 | 0 |  |  |  |  | 0 | 0
1482 | WFCOGEN_2G | 2 | North | YES | 0.058977 | 13.6 | 12 | 17 | 0 | 1 | Cogen | 1 | 0.13824 | 0 | 0 | 0 | 0 |  |  | 0.13824 | 0 |  |  |  |  | 0 | 0
1482 | WFCOGEN_2G | 1 | North | YES | 0.058977 | 16 | 12 | 20 | 0 | 1 | Cogen | 1 | 0.13824 | 0 | 0 | 0 | 0 |  |  | 0.13824 | 0 |  |  |  |  | 0 | 0
1432 | GRHAMSES_2G | 2 | North | YES | 0.058991 | 294.9 | 90 | 366 | 0 | 1.014 | GST | 1 | 0.13826 | 366 | 366 | 21.5907 | 366 |  |  | 0.13826 | 50.6028 |  |  |  |  | 0 | 0
7805 | L_GUADGE1_6Y | 6 | South | YES | -0.078162 | 203 | 30 | 203 | 0 | 1.02 | CC | -1 | 0.13858 | 203 | 203 |  |  | -15.8669 | 203 | -0.13858 | -28.1327 |  |  |  |  | 0 | 0
7804 | L_GUADGE1_5Y | 5 | South | YES | -0.078162 | 182 | 30 | 182 | 0 | 1.02 | CC | -1 | 0.13858 | 182 | 182 |  |  | -14.2255 | 182 | -0.13858 | -25.2224 |  |  |  |  | 0 | 0
7803 | L_GUADGE1_4Y | 4 | South | YES | -0.078162 | 149 | 30 | 149 | 0 | 1.02 | CC | -1 | 0.13858 | 149 | 149 |  |  | -11.6461 | 149 | -0.13858 | -20.6491 |  |  |  |  | 0 | 0
7800 | L_GUADGE1_1Y | 1 | South | YES | -0.078162 | 147 | 30 | 147 | 0 | 1.02 | CC | -1 | 0.13858 | 147 | 147 |  |  | -11.4898 | 147 | -0.13858 | -20.372 |  |  |  |  | 0 | 0
7802 | L_GUADGE1_3Y | 3 | South | YES | -0.078162 | 146 | 30 | 146 | 0 | 1.02 | CC | -1 | 0.13858 | 146 | 146 |  |  | -11.4117 | 146 | -0.13858 | -20.2334 |  |  |  |  | 0 | 0
7801 | L_GUADGE1_2Y | 2 | South | YES | -0.078162 | 138 | 30 | 138 | 0 | 1.02 | CC | -1 | 0.13858 | 138 | 138 |  |  | -10.7864 | 138 | -0.13858 | -19.1247 |  |  |  |  | 0 | 0
1600 | BARTNWND_1G | 1 | North | YES | 0.059905 | 12 | 0 | 120 | 0 | 1.022 | Wind | 1 | 0.13917 | 0 | 120 | 7.1886 | 120 |  |  | 0.13917 | 16.7007 |  |  |  |  | 0 | 0
344 | MRSSHPRD | 1 | North | YES | 0.059987 | 0 | 0 | 12 |  | 1.03 | Hydro | 1 | 0.13925 | 0 | 0 | 0 | 0 |  |  | 0.13925 | 0 |  |  |  |  | 0 | 0
345 | MRSSHPRD01 | 2 | North | YES | 0.059987 | 0 | 0 | 12 |  | 1.03 | Hydro | 1 | 0.13925 | 0 | 0 | 0 | 0 |  |  | 0.13925 | 0 |  |  |  |  | 0 | 0
7026 | L_INKSDA1_1Y | 1 | South | YES | -0.079068 | 0 | 0 | 13.7 |  | 1 | Hydro | -1 | 0.13949 | 0 | 0 |  |  | 0 | 0 | -0.13949 | 0 |  |  |  |  | 0 | 0
3126 | TRINIDAD_6G | 1 | North | YES | 0.060532 | 179.2 | 46 | 224 | 0 | 1 | GST | 1 | 0.1398 | 224 | 224 | 13.5592 | 224 |  |  | 0.1398 | 31.3152 |  |  |  |  | 0 | 0
12411 | FPLEFR1A_G | 1 | North | YES | 0.0607 | 161 | 72 | 161 | 0 | 1 | CC | 1 | 0.13997 | 161 | 161 | 9.7727 | 161 |  |  | 0.13997 | 22.5348 |  |  |  |  | 0 | 0
12422 | FPLEFR2B_G | 2 | North | YES | 0.0607 | 161 | 72 | 161 | 0 | 1 | CC | 1 | 0.13997 | 161 | 161 | 9.7727 | 161 |  |  | 0.13997 | 22.5348 |  |  |  |  | 0 | 0
12421 | FPLEFR2A_G | 1 | North | YES | 0.0607 | 162 | 72 | 162 | 0 | 1 | CC | 1 | 0.13997 | 162 | 162 | 9.8334 | 162 |  |  | 0.13997 | 22.6748 |  |  |  |  | 0 | 0
12423 | FPLEFR2C_G | 3 | North | YES | 0.0607 | 163 | 72 | 163 | 0 | 1 | CC | 1 | 0.13997 | 163 | 163 | 9.8941 | 163 |  |  | 0.13997 | 22.8148 |  |  |  |  | 0 | 0
12412 | FPLEFR1B_G | 2 | North | YES | 0.0607 | 164 | 72 | 164 | 0 | 1 | CC | 1 | 0.13997 | 164 | 164 | 9.9548 | 164 |  |  | 0.13997 | 22.9547 |  |  |  |  | 0 | 0
12413 | FPLEFR1C_G | 3 | North | YES | 0.0607 | 164 | 72 | 164 | 0 | 1 | CC | 1 | 0.13997 | 164 | 164 | 9.9548 | 164 |  |  | 0.13997 | 22.9547 |  |  |  |  | 0 | 0
12414 | FPLEFR1S_G | 4 | North | YES | 0.0607 | 414 | 191 | 414 | 0 | 1 | CC | 1 | 0.13997 | 414 | 414 | 25.1298 | 414 |  |  | 0.13997 | 57.9467 |  |  |  |  | 0 | 0
12424 | FPLEFR2S_G | 4 | North | YES | 0.0607 | 415 | 191 | 415 | 0 | 1 | CC | 1 | 0.13997 | 415 | 415 | 25.1905 | 415 |  |  | 0.13997 | 58.0867 |  |  |  |  | 0 | 0
332 | RWMILLER01 | 1 | North | YES | 0.06073 | 58.4 | 18.5 | 73 | 0 | 1.04 | GST | 1 | 0.14 | 73 | 73 | 4.4333 | 73 |  |  | 0.14 | 10.2198 |  |  |  |  | 0 | 0
336 | RWMILLER05 | 5 | North | YES | 0.06073 | 80.8 | 0 | 101 | 0 | 1.04 | GST | 1 | 0.14 | 101 | 101 | 6.1337 | 101 |  |  | 0.14 | 14.1398 |  |  |  |  | 0 | 0
335 | RWMILLER04 | 4 | North | YES | 0.06073 | 81.6 | 0 | 102 | 0 | 1.04 | GST | 1 | 0.14 | 102 | 102 | 6.1945 | 102 |  |  | 0.14 | 14.2798 |  |  |  |  | 0 | 0
333 | RWMILLER02 | 2 | North | YES | 0.06073 | 95.2 | 37 | 119 | 0 | 1.04 | GST | 1 | 0.14 | 119 | 119 | 7.2269 | 119 |  |  | 0.14 | 16.6597 |  |  |  |  | 0 | 0
334 | RWMILLER03 | 3 | North | YES | 0.06073 | 166.4 | 65 | 208 | 0 | 1.04 | GST | 1 | 0.14 | 208 | 208 | 12.6318 | 208 |  |  | 0.14 | 29.1196 |  |  |  |  | 0 | 0
1453 | WCPWRCO_1G | 1 | North | YES | 0.06101 | 204 | 50 | 204 | 0 | 1.02 | CC | 1 | 0.14028 | 204 | 204 | 12.446 | 204 |  |  | 0.14028 | 28.6167 |  |  |  |  | 0 | 0
1454 | WCPWRCO_2G | 2 | North | YES | 0.06101 | 204 | 50 | 204 | 0 | 1.02 | CC | 1 | 0.14028 | 204 | 204 | 12.446 | 204 |  |  | 0.14028 | 28.6167 |  |  |  |  | 0 | 0
1455 | WCPWRCO_3G | 3 | North | YES | 0.06101 | 242 | 50 | 242 |  | 1.02 | CC | 1 | 0.14028 | 242 | 242 | 14.7644 | 242 |  |  | 0.14028 | 33.9473 |  |  |  |  | 0 | 0
2451 | LKHB1_G | 1 | North | YES | 0.061126 | 0 | 80 | 391 |  | 1.022 | GST | 1 | 0.14039 | 391 | 391 | 23.9003 | 391 |  |  | 0.14039 | 54.894 |  |  |  |  | 0 | 0
2452 | LKHB2_G | 2 | North | YES | 0.061126 | 516 | 80 | 516 | 0 | 1.022 | GST | 1 | 0.14039 | 516 | 516 | 31.541 | 516 |  |  | 0.14039 | 72.4433 |  |  |  |  | 0 | 0
948 | STEAM1 | 1 | North | YES | 0.061192 | 0 | 12 | 20 |  | 1.02 | GST | 1 | 0.14046 | 20 | 20 | 1.2238 | 20 |  |  | 0.14046 | 2.8092 |  |  |  |  | 0 | 0
949 | STEAM2 | 1 | North | YES | 0.061192 | 26 | 8 | 26 | 0 | 0.99 | GST | 1 | 0.14046 | 26 | 26 | 1.591 | 26 |  |  | 0.14046 | 3.652 |  |  |  |  | 0 | 0
950 | STEAM3 | 1 | North | YES | 0.061192 | 41 | 13 | 42 | 0 | 1.02 | GST | 1 | 0.14046 | 42 | 42 | 2.5701 | 42 |  |  | 0.14046 | 5.8993 |  |  |  |  | 0 | 0
12440 | PARKD_1SVC8 | 1 | North | YES | 0.061242 | 0 | 0 | 0 | 0 | 1.007 | GST | 1 | 0.14051 | 0 | 0 | 0 | 0 |  |  | 0.14051 | 0 |  |  |  |  | 0 | 0
12449 | PARKD_2SVC8 | 1 | North | YES | 0.061242 | 0 | 0 | 0 | 0 | 1.007 | GST | 1 | 0.14051 | 0 | 0 | 0 | 0 |  |  | 0.14051 | 0 |  |  |  |  | 0 | 0
837 | NEWMAN_G5 | 1 | North | YES | 0.061272 | 0 | 15 | 40 |  | 1.01 | GST | 1 | 0.14054 | 40 | 40 | 2.4509 | 40 |  |  | 0.14054 | 5.6216 |  |  |  |  | 0 | 0
845 | OLINGER_G4 | 1 | North | YES | 0.061276 | 51.9 | 0 | 76 | 0 | 1.03 | GGT | 1 | 0.14054 | 76 | 76 | 4.657 | 76 |  |  | 0.14054 | 10.6813 |  |  |  |  | 0 | 0
842 | OLINGER_G1 | 1 | North | YES | 0.061276 | 55.4 | 20 | 79 | 0 | 1.03 | GST | 1 | 0.14054 | 79 | 79 | 4.8408 | 79 |  |  | 0.14054 | 11.103 |  |  |  |  | 0 | 0
843 | OLINGER_G2 | 1 | North | YES | 0.061276 | 76.2 | 25 | 110 | 0 | 1.03 | GST | 1 | 0.14054 | 110 | 110 | 6.7404 | 110 |  |  | 0.14054 | 15.4598 |  |  |  |  | 0 | 0
844 | OLINGER_G3 | 1 | North | YES | 0.061276 | 103.9 | 45 | 150 | 0 | 1.03 | GST | 1 | 0.14054 | 150 | 150 | 9.1914 | 150 |  |  | 0.14054 | 21.0816 |  |  |  |  | 0 | 0
5925 | DCEAST | EQ | North | YES | 0.061332 | 400.3 | -600 | 600 | 0 | 1.025 | DCTie | 1 | 0.1406 | 0 | 0 | 0 | 0 |  |  | 0.1406 | 0 |  |  |  |  | 0 | 0
1701 | MOSES_1G | 1 | North | YES | 0.061332 | 558 | 175 | 558 | 0 | 1.023 | LIGCO | 1 | 0.1406 | 0 | 558 | 34.2233 | 558 |  |  | 0.1406 | 78.4547 |  |  |  |  | 0 | 0
1702 | MOSES_2G | 2 | North | YES | 0.061332 | 579 | 175 | 579 | 0 | 1.023 | LIGCO | 1 | 0.1406 | 0 | 579 | 35.5112 | 579 |  |  | 0.1406 | 81.4073 |  |  |  |  | 0 | 0
1703 | MOSES_3G | 3 | North | YES | 0.061332 | 808 | 463 | 808 | 0 | 1.023 | LIGCO | 1 | 0.1406 | 0 | 808 | 49.5563 | 808 |  |  | 0.1406 | 113.6047 |  |  |  |  | 0 | 0
7609 | L_SCHUMA8_1Y | 1 | South | YES | -0.08019 | 0 | 0 | 4 |  | 1 | Hydro | -1 | 0.14061 | 0 | 0 |  |  | 0 | 0 | -0.14061 | 0 |  |  |  |  | 0 | 0
1675 | PEC_1G | 1 | North | YES | 0.06136 | 76.7 | 35 | 76.7 | 0 | 1.022 | Cogen | 1 | 0.14063 | 0 | 0 | 0 | 0 |  |  | 0.14063 | 0 |  |  |  |  | 0 | 0
1676 | PEC_2G | 2 | North | YES | 0.06136 | 79.6 | 35 | 79.6 | 0 | 1.022 | Cogen | 1 | 0.14063 | 0 | 0 | 0 | 0 |  |  | 0.14063 | 0 |  |  |  |  | 0 | 0
1677 | PEC_3G | 3 | North | YES | 0.06136 | 88.4 | 35 | 88.4 | 0 | 1.022 | Cogen | 1 | 0.14063 | 0 | 0 | 0 | 0 |  |  | 0.14063 | 0 |  |  |  |  | 0 | 0
503 | NTHTEXAS01 | 1 | North | YES | 0.061407 | 0 | 5 | 18 |  | 1.015 | GST | 1 | 0.14067 | 18 | 18 | 1.1053 | 18 |  |  | 0.14067 | 2.5321 |  |  |  |  | 0 | 0
504 | NTHTEXAS02 | 2 | North | YES | 0.061407 | 14.4 | 5 | 18 |  | 1.015 | GST | 1 | 0.14067 | 18 | 18 | 1.1053 | 18 |  |  | 0.14067 | 2.5321 |  |  |  |  | 0 | 0
505 | NTHTEXAS03 | 3 | North | YES | 0.061407 | 30.4 | 15 | 38 |  | 1.015 | GST | 1 | 0.14067 | 38 | 38 | 2.3335 | 38 |  |  | 0.14067 | 5.3456 |  |  |  |  | 0 | 0
1679 | LAMARPWR_2G | 2 | North | YES | 0.061409 | 156 | 67.7 | 156 | 0 | 1.038 | CC | 1 | 0.14068 | 156 | 156 | 9.5798 | 156 |  |  | 0.14068 | 21.9456 |  |  |  |  | 0 | 0
1681 | LAMARPWR_4G | 4 | North | YES | 0.061409 | 156 | 67.7 | 156 | 0 | 1.038 | CC | 1 | 0.14068 | 156 | 156 | 9.5798 | 156 |  |  | 0.14068 | 21.9456 |  |  |  |  | 0 | 0
1682 | LAMARPWR_5G | 5 | North | YES | 0.061409 | 157 | 67.7 | 157 | 0 | 1.038 | CC | 1 | 0.14068 | 157 | 157 | 9.6412 | 157 |  |  | 0.14068 | 22.0863 |  |  |  |  | 0 | 0
1678 | LAMARPWR_1G | 1 | North | YES | 0.061409 | 160 | 67.7 | 160 | 0 | 1.038 | CC | 1 | 0.14068 | 160 | 160 | 9.8254 | 160 |  |  | 0.14068 | 22.5083 |  |  |  |  | 0 | 0
1680 | LAMARPWR_3G | 3 | North | YES | 0.061409 | 196 | 129.1 | 196 | 0 | 1.038 | CC | 1 | 0.14068 | 196 | 196 | 12.0362 | 196 |  |  | 0.14068 | 27.5727 |  |  |  |  | 0 | 0
1683 | LAMARPWR_6G | 6 | North | YES | 0.061409 | 198 | 129.1 | 198 | 0 | 1.038 | CC | 1 | 0.14068 | 198 | 198 | 12.159 | 198 |  |  | 0.14068 | 27.854 |  |  |  |  | 0 | 0
11691 | KMICHICT1_G | 1 | North | YES | 0.061458 | 144 | 80 | 144 | 0 | 1.026 | CC | 1 | 0.14073 | 144 | 144 | 8.85 | 144 |  |  | 0.14073 | 20.2645 |  |  |  |  | 0 | 0
11694 | KMICHICT4_G | 4 | North | YES | 0.061458 | 144 | 80 | 144 | 0 | 1.026 | CC | 1 | 0.14073 | 144 | 144 | 8.85 | 144 |  |  | 0.14073 | 20.2645 |  |  |  |  | 0 | 0
11692 | KMICHICT2_G | 2 | North | YES | 0.061458 | 146 | 80 | 146 | 0 | 1.026 | CC | 1 | 0.14073 | 146 | 146 | 8.9729 | 146 |  |  | 0.14073 | 20.546 |  |  |  |  | 0 | 0
11695 | KMICHICT5_G | 5 | North | YES | 0.061458 | 148 | 80 | 148 | 0 | 1.026 | CC | 1 | 0.14073 | 148 | 148 | 9.0958 | 148 |  |  | 0.14073 | 20.8274 |  |  |  |  | 0 | 0
11696 | KMICHIST6_G | 6 | North | YES | 0.061458 | 310 | 60 | 310 | 0 | 1.026 | CC | 1 | 0.14073 | 310 | 310 | 19.052 | 310 |  |  | 0.14073 | 43.625 |  |  |  |  | 0 | 0
11693 | KMICHIST3_G | 3 | North | YES | 0.061458 | 312 | 60 | 312 | 0 | 1.026 | CC | 1 | 0.14073 | 312 | 312 | 19.1749 | 312 |  |  | 0.14073 | 43.9065 |  |  |  |  | 0 | 0
1689 | VALLEY_3G | 3 | North | YES | 0.061458 | 0 | 25 | 375 |  | 1.003 | GST | 1 | 0.14073 | 375 | 375 | 23.0467 | 375 |  |  | 0.14073 | 52.7722 |  |  |  |  | 0 | 0
7624 | L_LAKEWO9_1Y | 1 | South | YES | -0.080309 | 0 | 0 | 2.4 |  | 1 | Hydro | -1 | 0.14073 | 0 | 0 |  |  | 0 | 0 | -0.14073 | 0 |  |  |  |  | 0 | 0
7624 | L_LAKEWO9_1Y | 2 | South | YES | -0.080309 | 0 | 0 | 2.4 |  | 1 | Hydro | -1 | 0.14073 | 0 | 0 |  |  | 0 | 0 | -0.14073 | 0 |  |  |  |  | 0 | 0
728 | WOLFRIDGE801 | 1 | North | YES | 0.061506 | 11.2 | 0 | 112.5 | 0 | 0.99 | Wind | 1 | 0.14077 | 0 | 112.5 | 6.9194 | 112.5 |  |  | 0.14077 | 15.8371 |  |  |  |  | 0 | 0
1687 | VALLEY_1G | 1 | North | YES | 0.061506 | 136 | 15 | 170 | 0 | 1.029 | GST | 1 | 0.14077 | 170 | 170 | 10.456 | 170 |  |  | 0.14077 | 23.9316 |  |  |  |  | 0 | 0
1688 | VALLEY_2G | 2 | North | YES | 0.061506 | 527 | 90 | 527 | 0 | 1.029 | GSC | 1 | 0.14077 | 527 | 527 | 32.4137 | 527 |  |  | 0.14077 | 74.1878 |  |  |  |  | 0 | 0
581 | JCKCNTY802 | 2 | North | YES | 0.061519 | 147 | 0 | 147 | 0 | 1.022 | CC | 1 | 0.14079 | 147 | 147 | 9.0433 | 147 |  |  | 0.14079 | 20.6957 |  |  |  |  | 0 | 0
582 | JCKCNTY803 | 3 | North | YES | 0.061519 | 147 | 0 | 147 | 0 | 1.022 | CC | 1 | 0.14079 | 147 | 147 | 9.0433 | 147 |  |  | 0.14079 | 20.6957 |  |  |  |  | 0 | 0
580 | JCKCNTY801 | 1 | North | YES | 0.061519 | 288 | 0 | 288 | 0 | 1.022 | CC | 1 | 0.14079 | 288 | 288 | 17.7175 | 288 |  |  | 0.14079 | 40.5466 |  |  |  |  | 0 | 0
6948 | DENISNDM | 1 | North | YES | 0.061556 | 40 | 5 | 40 |  | 1.015 | Hydro | 1 | 0.14082 | 0 | 0 | 0 | 0 |  |  | 0.14082 | 0 |  |  |  |  | 0 | 0
6948 | DENISNDM | 2 | North | YES | 0.061556 | 31 | 5 | 40 |  | 1.015 | Hydro | 1 | 0.14082 | 0 | 0 | 0 | 0 |  |  | 0.14082 | 0 |  |  |  |  | 0 | 0
2371 | COLLIN_1G | MB | North | YES | 0.061898 | 0 | 40 | 138 |  | 1.022 | GST | 1 | 0.14117 | 0 | 0 | 0 | 0 |  |  | 0.14117 | 0 |  |  |  |  | 0 | 0
923 | SPENCER_G4 | 1 | North | YES | 0.06193 | 48 | 20 | 61 | 0 | 1.03 | GST | 1 | 0.1412 | 61 | 61 | 3.7777 | 61 |  |  | 0.1412 | 8.6131 |  |  |  |  | 0 | 0
924 | SPENCER_G5 | 1 | North | YES | 0.06193 | 52 | 20 | 66 | 0 | 1.03 | GST | 1 | 0.1412 | 66 | 66 | 4.0874 | 66 |  |  | 0.1412 | 9.3191 |  |  |  |  | 0 | 0
7813 | L_RIONOG1S1Y | 4 | South | YES | -0.081033 | 293 | 0 | 293 | 0 | 1.02 | CC | -1 | 0.14146 | 293 | 293 |  |  | -23.7427 | 293 | -0.14146 | -41.4465 |  |  |  |  | 0 | 0
7812 | L_RIONOG1G3Y | 3 | South | YES | -0.081033 | 154 | 0 | 154 | 0 | 1.02 | CC | -1 | 0.14146 | 154 | 154 |  |  | -12.4791 | 154 | -0.14146 | -21.7842 |  |  |  |  | 0 | 0
7810 | L_RIONOG1G1Y | 1 | South | YES | -0.081033 | 148 | 0 | 148 | 0 | 1.02 | CC | -1 | 0.14146 | 148 | 148 |  |  | -11.9929 | 148 | -0.14146 | -20.9355 |  |  |  |  | 0 | 0
7811 | L_RIONOG1G2Y | 2 | South | YES | -0.081033 | 148 | 0 | 148 | 0 | 1.02 | CC | -1 | 0.14146 | 148 | 148 |  |  | -11.9929 | 148 | -0.14146 | -20.9355 |  |  |  |  | 0 | 0
2414 | MTCK7_G | 7 | North | YES | 0.062251 | 0 | 30 | 115 |  | 1.022 | GST | 1 | 0.14152 | 115 | 115 | 7.1589 | 115 |  |  | 0.14152 | 16.2747 |  |  |  |  | 0 | 0
2413 | MTCK6_G | 6 | North | YES | 0.062251 | 0 | 30 | 118 |  | 1.022 | GST | 1 | 0.14152 | 118 | 118 | 7.3456 | 118 |  |  | 0.14152 | 16.6992 |  |  |  |  | 0 | 0
2417 | MTCK8_G | 8 | North | YES | 0.062251 | 444.8 | 60 | 556 | 0 | 1.022 | GSC | 1 | 0.14152 | 556 | 556 | 34.6116 | 556 |  |  | 0.14152 | 78.6845 |  |  |  |  | 0 | 0
2381 | NTHLK1_G | 1 | North | YES | 0.062389 | 0 | 35 | 156 |  | 1.022 | GST | 1 | 0.14166 | 156 | 156 | 9.7327 | 156 |  |  | 0.14166 | 22.0985 |  |  |  |  | 0 | 0
2382 | NTHLK2_G | 2 | North | YES | 0.062389 | 0 | 35 | 181 |  | 1.022 | GST | 1 | 0.14166 | 181 | 181 | 11.2924 | 181 |  |  | 0.14166 | 25.6399 |  |  |  |  | 0 | 0
2383 | NTHLK3_G | 3 | North | YES | 0.062389 | 0 | 50 | 329 |  | 1.022 | GST | 1 | 0.14166 | 329 | 329 | 20.526 | 329 |  |  | 0.14166 | 46.6051 |  |  |  |  | 0 | 0
7605 | L_MCQUEE9_1Y | 1 | South | YES | -0.081413 | 0 | 0 | 2.4 |  | 1.025 | Hydro | -1 | 0.14184 | 0 | 0 |  |  | 0 | 0 | -0.14184 | 0 |  |  |  |  | 0 | 0
7605 | L_MCQUEE9_1Y | 2 | South | YES | -0.081413 | 0 | 0 | 2.4 |  | 1.025 | Hydro | -1 | 0.14184 | 0 | 0 |  |  | 0 | 0 | -0.14184 | 0 |  |  |  |  | 0 | 0
7605 | L_MCQUEE9_1Y | 3 | South | YES | -0.081413 | 0 | 0 | 2.8 |  | 1.025 | Hydro | -1 | 0.14184 | 0 | 0 |  |  | 0 | 0 | -0.14184 | 0 |  |  |  |  | 0 | 0
12323 | ENNSTRAC_2G | 2 | North | YES | 0.062762 | 116 | 100 | 116 | 0 | 1.036 | CC | 1 | 0.14203 | 116 | 116 | 7.2804 | 116 |  |  | 0.14203 | 16.4755 |  |  |  |  | 0 | 0
12322 | ENNSTRAC_1G | 1 | North | YES | 0.062762 | 196 | 130 | 196 | 0 | 1.036 | CC | 1 | 0.14203 | 196 | 196 | 12.3014 | 196 |  |  | 0.14203 | 27.8379 |  |  |  |  | 0 | 0
1898 | COMCHEPK_1G | 1 | North | YES | 0.062787 | 1217 | 1150 | 1217 | 0 | 1.032 | Nuc | 1 | 0.14205 | 0 | 0 | 0 | 0 |  |  | 0.14205 | 0 |  |  |  |  | 0 | 0
1899 | COMCHEPK_2G | 2 | North | YES | 0.062787 | 1159 | 1128 | 1159 | 0 | 1.032 | Nuc | 1 | 0.14205 | 0 | 0 | 0 | 0 |  |  | 0.14205 | 0 |  |  |  |  | 0 | 0
1861 | EAGLEMNT_1G | MB | North | YES | 0.062793 | 0 | 30 | 112 |  | 1.022 | GST | 1 | 0.14206 | 0 | 0 | 0 | 0 |  |  | 0.14206 | 0 |  |  |  |  | 0 | 0
1862 | EAGLEMNT_2G | MB | North | YES | 0.062793 | 0 | 40 | 100 |  | 1.022 | GST | 1 | 0.14206 | 0 | 0 | 0 | 0 |  |  | 0.14206 | 0 |  |  |  |  | 0 | 0
1863 | EAGLEMNT_3G | MB | North | YES | 0.062793 | 0 | 50 | 378 |  | 1.022 | GST | 1 | 0.14206 | 0 | 0 | 0 | 0 |  |  | 0.14206 | 0 |  |  |  |  | 0 | 0
7022 | L_BUCHAN1_1Y | 1 | South | YES | -0.081887 | 0 | 0 | 18 |  | 1 | Hydro | -1 | 0.14231 | 0 | 0 |  |  | 0 | 0 | -0.14231 | 0 |  |  |  |  | 0 | 0
7023 | L_BUCHAN1_2Y | 2 | South | YES | -0.081887 | 0 | 0 | 18 |  | 1 | Hydro | -1 | 0.14231 | 0 | 0 |  |  | 0 | 0 | -0.14231 | 0 |  |  |  |  | 0 | 0
7024 | L_BUCHAN1_3Y | 3 | South | YES | -0.081887 | 0 | 0 | 15 |  | 1 | Hydro | -1 | 0.14231 | 0 | 0 |  |  | 0 | 0 | -0.14231 | 0 |  |  |  |  | 0 | 0
1878 | WLFHOLW_2G | 2 | North | YES | 0.063084 | 215.7 | 105 | 215.7 | 0 | 1.032 | CC | 1 | 0.14235 | 215.7 | 215.7 | 13.6072 | 215.7 |  |  | 0.14235 | 30.7053 |  |  |  |  | 0 | 0
1877 | WLFHOLW_1G | 1 | North | YES | 0.063084 | 217.3 | 89.2 | 217.3 | 0 | 1.032 | CC | 1 | 0.14235 | 217.3 | 217.3 | 13.7082 | 217.3 |  |  | 0.14235 | 30.9331 |  |  |  |  | 0 | 0
1879 | WLFHOLW_3G | 3 | North | YES | 0.063084 | 272.4 | 89.2 | 272.4 | 0 | 1.032 | CC | 1 | 0.14235 | 272.4 | 272.4 | 17.1841 | 272.4 |  |  | 0.14235 | 38.7767 |  |  |  |  | 0 | 0
1889 | DECRDOVA_1G | 1 | North | YES | 0.063308 | 779 | 255 | 779 | 0 | 1.02 | GSC | 1 | 0.14258 | 779 | 779 | 49.3169 | 779 |  |  | 0.14258 | 111.0666 |  |  |  |  | 0 | 0
1895 | DECRDOVA_5G | D | North | YES | 0.063363 | 65 | 65 | 68 | 0 | 1.025 | GGT | 1 | 0.14263 | 68 | 68 | 4.3087 | 68 |  |  | 0.14263 | 9.6989 |  |  |  |  | 0 | 0
1893 | DECRDOVA_3G | B | North | YES | 0.063363 | 65 | 65 | 69 | 0 | 1.025 | GGT | 1 | 0.14263 | 69 | 69 | 4.372 | 69 |  |  | 0.14263 | 9.8415 |  |  |  |  | 0 | 0
1894 | DECRDOVA_4G | C | North | YES | 0.063363 | 65 | 65 | 69 | 0 | 1.025 | GGT | 1 | 0.14263 | 69 | 69 | 4.372 | 69 |  |  | 0.14263 | 9.8415 |  |  |  |  | 0 | 0
1892 | DECRDOVA_2G | A | North | YES | 0.063363 | 65 | 65 | 70 | 0 | 1.025 | GGT | 1 | 0.14263 | 70 | 70 | 4.4354 | 70 |  |  | 0.14263 | 9.9842 |  |  |  |  | 0 | 0
1948 | HANDLEY_4G | 4 | North | YES | 0.064109 | 348 | 150 | 435 | 0 | 1.022 | GST | 1 | 0.14338 | 435 | 435 | 27.8874 | 435 |  |  | 0.14338 | 62.369 |  |  |  |  | 0 | 0
1947 | HANDLEY_3G | 3 | North | YES | 0.064194 | 316 | 100 | 395 | 0 | 1.022 | GST | 1 | 0.14346 | 395 | 395 | 25.3566 | 395 |  |  | 0.14346 | 56.6675 |  |  |  |  | 0 | 0
1949 | HANDLEY_5G | 5 | North | YES | 0.064194 | 348 | 150 | 435 | 0 | 1.022 | GST | 1 | 0.14346 | 435 | 435 | 27.9244 | 435 |  |  | 0.14346 | 62.4059 |  |  |  |  | 0 | 0
7000 | L_FERGUS1_1Y | 1 | South | YES | -0.083895 | 400 | 65 | 423.3 | 0 | 1.015 | GSC | -1 | 0.14432 | 423.3 | 423.3 |  |  | -35.5128 | 423.3 | -0.14432 | -61.0897 |  |  |  |  | 0 | 0
366 | JNSNCNTY802 | 1 | North | YES | 0.065172 | 168 | 20 | 168 | 0 | 1.02 | Cogen | 1 | 0.14444 | 0 | 0 | 0 | 0 |  |  | 0.14444 | 0 |  |  |  |  | 0 | 0
367 | JNSNCNTY802 | 2 | North | YES | 0.065172 | 90 | 20 | 90 | 0 | 1.02 | Cogen | 1 | 0.14444 | 0 | 0 | 0 | 0 |  |  | 0.14444 | 0 |  |  |  |  | 0 | 0
7017 | L_HAYSEN1_4Y | 4 | South | YES | -0.084047 | 226.7 | 74 | 226.7 | 0 | 1.008 | CC | -1 | 0.14447 | 226.7 | 226.7 |  |  | -19.0535 | 226.7 | -0.14447 | -32.7513 |  |  |  |  | 0 | 0
7015 | L_HAYSEN1_2Y | 2 | South | YES | -0.084047 | 225 | 74 | 225 | 0 | 1.008 | CC | -1 | 0.14447 | 225 | 225 |  |  | -18.9106 | 225 | -0.14447 | -32.5057 |  |  |  |  | 0 | 0
7016 | L_HAYSEN1_3Y | 3 | South | YES | -0.084047 | 224.6 | 74 | 224.6 | 0 | 1.008 | CC | -1 | 0.14447 | 224.6 | 224.6 |  |  | -18.877 | 224.6 | -0.14447 | -32.4479 |  |  |  |  | 0 | 0
7014 | L_HAYSEN1_1Y | 1 | South | YES | -0.084047 | 223.9 | 74 | 223.9 | 0 | 1.008 | CC | -1 | 0.14447 | 223.9 | 223.9 |  |  | -18.8181 | 223.9 | -0.14447 | -32.3468 |  |  |  |  | 0 | 0
7035 | L_WIRTZ_1G1Y | 1 | South | YES | -0.084599 | 0 | 0 | 29 |  | 1 | Hydro | -1 | 0.14502 | 0 | 0 |  |  | 0 | 0 | -0.14502 | 0 |  |  |  |  | 0 | 0
7036 | L_WIRTZ_1G2Y | 2 | South | YES | -0.084599 | 0 | 0 | 29.7 |  | 1 | Hydro | -1 | 0.14502 | 0 | 0 |  |  | 0 | 0 | -0.14502 | 0 |  |  |  |  | 0 | 0
7012 | L_FPPYD21_3Y | 3 | South | YES | -0.08591 | 427.5 | 200 | 436 | 0 | 1.02 | LIGCO | -1 | 0.14633 | 0 | 436 |  |  | 0 | 0 | -0.14633 | 0 |  |  |  |  | 0 | 0
7010 | L_FPPYD11_1Y | 1 | South | YES | -0.085995 | 547.4 | 200 | 606 | 0 | 1.02 | LIGCO | -1 | 0.14642 | 0 | 606 |  |  | 0 | 0 | -0.14642 | 0 |  |  |  |  | 0 | 0
7011 | L_FPPYD11_2Y | 2 | South | YES | -0.085995 | 552.2 | 200 | 598 | 0 | 1.02 | LIGCO | -1 | 0.14642 | 0 | 598 |  |  | 0 | 0 | -0.14642 | 0 |  |  |  |  | 0 | 0
1944 | MDLTHELP_4G | 4 | North | YES | 0.067241 | 211 | 74 | 211 | 0 | 1 | CC | 1 | 0.14651 | 211 | 211 | 14.1879 | 211 |  |  | 0.14651 | 30.9134 |  |  |  |  | 0 | 0
1943 | MDLTHELP_3G | 3 | North | YES | 0.067241 | 212 | 74 | 212 | 0 | 1 | CC | 1 | 0.14651 | 212 | 212 | 14.2551 | 212 |  |  | 0.14651 | 31.0599 |  |  |  |  | 0 | 0
1937 | MDLTHELP_5G | 5 | North | YES | 0.067241 | 224 | 74 | 224 | 0 | 1 | CC | 1 | 0.14651 | 224 | 224 | 15.062 | 224 |  |  | 0.14651 | 32.818 |  |  |  |  | 0 | 0
1938 | MDLTHELP_6G | 6 | North | YES | 0.067241 | 226 | 74 | 226 | 0 | 1 | CC | 1 | 0.14651 | 226 | 226 | 15.1965 | 226 |  |  | 0.14651 | 33.111 |  |  |  |  | 0 | 0
1942 | MDLTHELP_2G | 2 | North | YES | 0.067342 | 216.1 | 74 | 216.1 | 0 | 1 | CC | 1 | 0.14661 | 216.1 | 216.1 | 14.5526 | 216.1 |  |  | 0.14661 | 31.6824 |  |  |  |  | 0 | 0
1941 | MDLTHELP_1G | 1 | North | YES | 0.067342 | 216.4 | 74 | 216.4 | 0 | 1 | CC | 1 | 0.14661 | 216.4 | 216.4 | 14.5728 | 216.4 |  |  | 0.14661 | 31.7264 |  |  |  |  | 0 | 0
7487 | L_CANYHY8_1Y | 1 | South | YES | -0.086328 | 0 | 0 | 6 |  | 1 | Hydro | -1 | 0.14675 | 0 | 0 |  |  | 0 | 0 | -0.14675 | 0 |  |  |  |  | 0 | 0
7303 | L_WPPGS12_1Y | 1 | South | YES | -0.087658 | 50 | 0 | 50 | 0 | 1.025 | GGT | -1 | 0.14808 | 50 | 50 |  |  | -4.3829 | 50 | -0.14808 | -7.404 |  |  |  |  | 0 | 0
7303 | L_WPPGS12_1Y | 2 | South | YES | -0.087658 | 50 | 0 | 50 | 0 | 1.025 | GGT | -1 | 0.14808 | 50 | 50 |  |  | -4.3829 | 50 | -0.14808 | -7.404 |  |  |  |  | 0 | 0
7305 | L_WPPGS34_1Y | 3 | South | YES | -0.087658 | 50 | 0 | 50 | 0 | 1.025 | GGT | -1 | 0.14808 | 50 | 50 |  |  | -4.3829 | 50 | -0.14808 | -7.404 |  |  |  |  | 0 | 0
7305 | L_WPPGS34_1Y | 4 | South | YES | -0.087658 | 50 | 0 | 50 | 0 | 1.025 | GGT | -1 | 0.14808 | 50 | 50 |  |  | -4.3829 | 50 | -0.14808 | -7.404 |  |  |  |  | 0 | 0
7028 | L_MARBFA1_1Y | 1 | South | YES | -0.088518 | 0 | 0 | 18 |  | 1 | Hydro | -1 | 0.14894 | 0 | 0 |  |  | 0 | 0 | -0.14894 | 0 |  |  |  |  | 0 | 0
7029 | L_MARBFA1_2Y | 2 | South | YES | -0.088518 | 0 | 0 | 18 |  | 1 | Hydro | -1 | 0.14894 | 0 | 0 |  |  | 0 | 0 | -0.14894 | 0 |  |  |  |  | 0 | 0
244 | WHITNYDM01 | 1 | North | YES | 0.071529 | 15 | 0 | 15 | 0 | 1.035 | Hydro | 1 | 0.1508 | 0 | 0 | 0 | 0 |  |  | 0.1508 | 0 |  |  |  |  | 0 | 0
245 | WHITNYDM02 | 2 | North | YES | 0.071529 | 15 | 0 | 15 | 0 | 1.035 | Hydro | 1 | 0.1508 | 0 | 0 | 0 | 0 |  |  | 0.1508 | 0 |  |  |  |  | 0 | 0
253 | BOSQUESW804 | 2 | North | YES | 0.073938 | 80 | 0 | 80 | 0 | 1.032 | CC | 1 | 0.15321 | 80 | 80 | 5.915 | 80 |  |  | 0.15321 | 12.2565 |  |  |  |  | 0 | 0
251 | BOSQUESW803 | 2 | North | YES | 0.073938 | 150 | 0 | 150 | 0 | 1.032 | CC | 1 | 0.15321 | 150 | 150 | 11.0907 | 150 |  |  | 0.15321 | 22.9809 |  |  |  |  | 0 | 0
7009 | L_LOSTPI1_3Y | 3 | South | YES | -0.096415 | 173.9 | 72 | 175 | 0 | 1 | CC | -1 | 0.15684 | 175 | 175 |  |  | -16.8726 | 175 | -0.15684 | -27.4466 |  |  |  |  | 0 | 0
7008 | L_LOSTPI1_2Y | 2 | South | YES | -0.096415 | 157.7 | 107 | 160 | 0 | 1 | CC | -1 | 0.15684 | 160 | 160 |  |  | -15.4264 | 160 | -0.15684 | -25.094 |  |  |  |  | 0 | 0
7007 | L_LOSTPI1_1Y | 1 | South | YES | -0.096415 | 158.6 | 110 | 158 | 0 | 1 | CC | -1 | 0.15684 | 158 | 158 |  |  | -15.2336 | 158 | -0.15684 | -24.7804 |  |  |  |  | 0 | 0
7006 | L_SIMGID1_3Y | 3 | South | YES | -0.09708 | 324.9 | 60 | 329 | 0 | 1.02 | GST | -1 | 0.1575 | 329 | 329 |  |  | -31.9393 | 329 | -0.1575 | -51.8184 |  |  |  |  | 0 | 0
7005 | L_SIMGID1_2Y | 2 | South | YES | -0.09708 | 133 | 32 | 139 | 0 | 1.02 | GST | -1 | 0.1575 | 139 | 139 |  |  | -13.4941 | 139 | -0.1575 | -21.8929 |  |  |  |  | 0 | 0
7004 | L_SIMGID1_1Y | 1 | South | YES | -0.09708 | 132 | 40 | 132 | 0 | 1.02 | GST | -1 | 0.1575 | 132 | 132 |  |  | -12.8146 | 132 | -0.1575 | -20.7904 |  |  |  |  | 0 | 0
7809 | L_BASTEN1_3Y | 1 | South | YES | -0.097337 | 232.6 | 42 | 232.6 |  | 1.004 | CC | -1 | 0.15776 | 232.6 | 232.6 |  |  | -22.6406 | 232.6 | -0.15776 | -36.6949 |  |  |  |  | 0 | 0
7807 | L_BASTEN1_1Y | 1 | South | YES | -0.097337 | 152.5 | 83.5 | 152.5 |  | 1.004 | CC | -1 | 0.15776 | 152.5 | 152.5 |  |  | -14.8439 | 152.5 | -0.15776 | -24.0584 |  |  |  |  | 0 | 0
7808 | L_BASTEN1_2Y | 1 | South | YES | -0.097337 | 149.5 | 83.5 | 149.5 |  | 1.004 | CC | -1 | 0.15776 | 149.5 | 149.5 |  |  | -14.5519 | 149.5 | -0.15776 | -23.5851 |  |  |  |  | 0 | 0
7031 | L_MARSFO1G1Y | 1 | South | YES | -0.098083 | 0 | 0 | 36 |  | 1 | Hydro | -1 | 0.15851 | 0 | 0 |  |  | 0 | 0 | -0.15851 | 0 |  |  |  |  | 0 | 0
7032 | L_MARSFO1G2Y | 2 | South | YES | -0.098083 | 0 | 0 | 35 |  | 1 | Hydro | -1 | 0.15851 | 0 | 0 |  |  | 0 | 0 | -0.15851 | 0 |  |  |  |  | 0 | 0
7033 | L_MARSFO1G3Y | 3 | South | YES | -0.098083 | 0 | 0 | 36 |  | 1 | Hydro | -1 | 0.15851 | 0 | 0 |  |  | 0 | 0 | -0.15851 | 0 |  |  |  |  | 0 | 0
9020 | SANDHG5A | 5A | South | YES | -0.10082 | 150 | 84 | 155 | 0 | 1.0175 | CC | -1 | 0.16124 | 155 | 155 |  |  | -15.6269 | 155 | -0.16124 | -24.9925 |  |  |  |  | 0 | 0
9021 | SANDHG5C | 5C | South | YES | -0.10082 | 140 | 0 | 148 | 0 | 1.0175 | CC | -1 | 0.16124 | 148 | 148 |  |  | -14.9212 | 148 | -0.16124 | -23.8638 |  |  |  |  | 0 | 0
9016 | SANDH_G1 | 1 | South | YES | -0.10082 | 45 | 2 | 49 | 0 | 1.0175 | GGT | -1 | 0.16124 | 49 | 49 |  |  | -4.9401 | 49 | -0.16124 | -7.9008 |  |  |  |  | 0 | 0
9019 | SANDH_G4 | 4 | South | YES | -0.10082 | 0 | 2 | 47 |  | 1.0175 | GGT | -1 | 0.16124 | 47 | 47 |  |  | -4.7385 | 47 | -0.16124 | -7.5784 |  |  |  |  | 0 | 0
9017 | SANDH_G2 | 2 | South | YES | -0.10082 | 45 | 2 | 46 | 0 | 1.0175 | GGT | -1 | 0.16124 | 46 | 46 |  |  | -4.6377 | 46 | -0.16124 | -7.4171 |  |  |  |  | 0 | 0
9018 | SANDH_G3 | 3 | South | YES | -0.10082 | 45 | 2 | 46 | 0 | 1.0175 | GGT | -1 | 0.16124 | 46 | 46 |  |  | -4.6377 | 46 | -0.16124 | -7.4171 |  |  |  |  | 0 | 0
7020 | L_AUSTPL1_1Y | 1 | South | YES | -0.10194 | 0 | 0 | 8 |  | 1 | Hydro | -1 | 0.16236 | 0 | 0 |  |  | 0 | 0 | -0.16236 | 0 |  |  |  |  | 0 | 0
7020 | L_AUSTPL1_1Y | 2 | South | YES | -0.10194 | 0 | 0 | 8 |  | 1 | Hydro | -1 | 0.16236 | 0 | 0 |  |  | 0 | 0 | -0.16236 | 0 |  |  |  |  | 0 | 0
9001 | DECKR_G2 | 2 | South | YES | -0.10218 | 400 | 50 | 426 | 0 | 1.015 | GST | -1 | 0.16261 | 426 | 426 |  |  | -43.5308 | 426 | -0.16261 | -69.2709 |  |  |  |  | 0 | 0
9000 | DECKR_G1 | 1 | South | YES | -0.10218 | 280 | 50 | 321 | 0 | 1.015 | GST | -1 | 0.16261 | 321 | 321 |  |  | -32.8014 | 321 | -0.16261 | -52.1971 |  |  |  |  | 0 | 0
9005 | DECKR_G6 | 6 | South | YES | -0.10308 | 44 | 24 | 47 | 0 | 1.015 | GGT | -1 | 0.16351 | 47 | 47 |  |  | -4.845 | 47 | -0.16351 | -7.6849 |  |  |  |  | 0 | 0
9003 | DECKR_G4 | 4 | South | YES | -0.10308 | 44 | 24 | 44 | 0 | 1.015 | GGT | -1 | 0.16351 | 44 | 44 |  |  | -4.5357 | 44 | -0.16351 | -7.1943 |  |  |  |  | 0 | 0
9004 | DECKR_G5 | 5 | South | YES | -0.10308 | 44 | 24 | 44 | 0 | 1.015 | GGT | -1 | 0.16351 | 44 | 44 |  |  | -4.5357 | 44 | -0.16351 | -7.1943 |  |  |  |  | 0 | 0
9002 | DECKR_G3 | 3 | South | YES | -0.10308 | 0 | 24 | 42 |  | 1.015 | GGT | -1 | 0.16351 | 42 | 42 |  |  | -4.3296 | 42 | -0.16351 | -6.8673 |  |  |  |  | 0 | 0
239 | BOSQUESW502 | 1 | North | YES | 0.091306 | 119.2 | 0 | 149 | 0 | 1.02 | GGT | 1 | 0.17057 | 149 | 149 | 13.6046 | 149 |  |  | 0.17057 | 25.4155 |  |  |  |  | 0 | 0
247 | BOSQUESW501 | 2 | North | YES | 0.091306 | 124.8 | 0 | 156 | 0 | 1.02 | GGT | 1 | 0.17057 | 156 | 156 | 14.2437 | 156 |  |  | 0.17057 | 26.6095 |  |  |  |  | 0 | 0
238 | BOSQUESW505 | 1 | North | YES | 0.091306 | 255 | 0 | 255 | 0 | 1.02 | CC | 1 | 0.17057 | 255 | 255 | 23.283 | 255 |  |  | 0.17057 | 43.4963 |  |  |  |  | 0 | 0
13432 | SANDOW_5G | 5 | South | YES | -0.11069 | 581 | 225 | 581 | 0 | 1.029 | LIGCO | -1 | 0.17111 | 0 | 581 |  |  | 0 | 0 | -0.17111 | 0 |  |  |  |  | 0 | 0
3403 | THOUSE_1G | 1 | North | YES | 0.10297 | 563 | 200 | 563 | 0 | 1.012 | GSC | 1 | 0.18223 | 563 | 563 | 57.9704 | 563 |  |  | 0.18223 | 102.5982 |  |  |  |  | 0 | 0
3404 | THOUSE_2G | 2 | North | YES | 0.10297 | 807 | 250 | 807 | 0 | 1.012 | GSC | 1 | 0.18223 | 807 | 807 | 83.0944 | 807 |  |  | 0.18223 | 147.0636 |  |  |  |  | 0 | 0
3416 | LAKE_CRK1_G | 1 | North | YES | 0.1046 | 60 | 33 | 75 |  | 1.029 | GST | 1 | 0.18387 | 75 | 75 | 7.8453 | 75 |  |  | 0.18387 | 13.7904 |  |  |  |  | 0 | 0
3417 | LAKE_CRK2_G | 2 | North | YES | 0.1046 | 177.6 | 40 | 222 | 0 | 1.029 | GST | 1 | 0.18387 | 222 | 222 | 23.2221 | 222 |  |  | 0.18387 | 40.8196 |  |  |  |  | 0 | 0
3432 | SANDOW_4G | 4 | South | YES | -0.13772 | 580 | 225 | 580 | 0 | 1.029 | LIGCO | -1 | 0.19814 | 0 | 580 |  |  | 0 | 0 | -0.19814 | 0 |  |  |  |  | 0 | 0
[26 empty] | 0 | 0
[26 empty] | 0 | 0
[26 empty] | 0 | 0
[26 empty] | 0 | 0
[26 empty] | 0 | 0
[26 empty] | 0 | 0
[26 empty] | 0 | 0
[26 empty] | 0 | 0
[26 empty] | 0 | 0
[26 empty] | 0 | 0
[26 empty] | 0 | 0
[26 empty] | 0 | 0
[26 empty] | 0 | 0
[26 empty] | 0 | 0
[26 empty] | 0 | 0
[26 empty] | 0 | 0
[26 empty] | 0 | 0
[26 empty] | 0 | 0
[26 empty] | 0 | 0
[26 empty] | 0 | 0
[26 empty] | 0 | 0
[26 empty] | 0 | 0
[26 empty] | 0 | 0
[26 empty] | 0 | 0
[26 empty] | 0 | 0
[26 empty] | 0 | 0
[26 empty] | 0 | 0
[26 empty] | 0 | 0
[26 empty] | 0 | 0
[26 empty] | 0 | 0
[26 empty] | 0 | 0
[26 empty] | 0 | 0
[26 empty] | 0 | 0
[26 empty] | 0 | 0
[26 empty] | 0 | 0
[26 empty] | 0 | 0
[26 empty] | 0 | 0
[26 empty] | 0 | 0
[26 empty] | 0 | 0
[26 empty] | 0 | 0
[26 empty] | 0 | 0
[26 empty] | 0 | 0
[26 empty] | 0 | 0
[26 empty] | 0 | 0
[26 empty] | 0 | 0
[26 empty] | 0 | 0
[26 empty] | 0 | 0
[26 empty] | 0 | 0
[26 empty] | 0 | 0
[26 empty] | 0 | 0
[26 empty] | 0 | 0
[26 empty] | 0 | 0
[26 empty] | 0 | 0
[26 empty] | 0 | 0
[26 empty] | 0 | 0
[26 empty] | 0 | 0
[26 empty] | 0 | 0
[26 empty] | 0 | 0
[26 empty] | 0 | 0
[26 empty] | 0 | 0
[26 empty] | 0 | 0
[26 empty] | 0 | 0
[26 empty] | 0 | 0
[26 empty] | 0 | 0
[26 empty] | 0 | 0
[26 empty] | 0 | 0
[26 empty] | 0 | 0
[26 empty] | 0 | 0
[26 empty] | 0 | 0
[26 empty] | 0 | 0
[26 empty] | 0 | 0
[26 empty] | 0 | 0
[26 empty] | 0 | 0
[26 empty] | 0 | 0
[26 empty] | 0 | 0
[26 empty] | 0 | 0
[26 empty] | 0 | 0
[26 empty] | 0 | 0
[26 empty] | 0 | 0
[26 empty] | 0 | 0
[26 empty] | 0 | 0
[26 empty] | 0 | 0
[26 empty] | 0 | 0
[26 empty] | 0 | 0
[26 empty] | 0 | 0
[26 empty] | 0 | 0
[26 empty] | 0 | 0
[26 empty] | 0 | 0
[26 empty] | 0 | 0
[26 empty] | 0 | 0
[26 empty] | 0 | 0
[26 empty] | 0 | 0
[26 empty] | 0 | 0
[26 empty] | 0 | 0
[26 empty] | 0 | 0
[26 empty] | 0 | 0
[26 empty] | 0 | 0
[26 empty] | 0 | 0
[26 empty] | 0 | 0
[26 empty] | 0 | 0
[26 empty] | 0 | 0
[26 empty] | 0 | 0
[26 empty] | 0 | 0
[26 empty] | 0 | 0
[26 empty] | 0 | 0
[26 empty] | 0 | 0
[26 empty] | 0 | 0
[26 empty] | 0 | 0
[26 empty] | 0 | 0
[26 empty] | 0 | 0
[26 empty] | 0 | 0
[26 empty] | 0 | 0
[26 empty] | 0 | 0
[26 empty] | 0 | 0
[26 empty] | 0 | 0
[26 empty] | 0 | 0
[26 empty] | 0 | 0
[26 empty] | 0 | 0
[26 empty] | 0 | 0
[26 empty] | 0 | 0
[26 empty] | 0 | 0
[26 empty] | 0 | 0
[26 empty] | 0 | 0
[26 empty] | 0 | 0
[26 empty] | 0 | 0
[26 empty] | 0 | 0
[26 empty] | 0 | 0
[26 empty] | 0 | 0
[26 empty] | 0 | 0
[26 empty] | 0 | 0
[26 empty] | 0 | 0
[26 empty] | 0 | 0
[26 empty] | 0 | 0
[26 empty] | 0 | 0
[26 empty] | 0 | 0
[26 empty] | 0 | 0
[26 empty] | 0 | 0
[26 empty] | 0 | 0
[26 empty] | 0 | 0
[26 empty] | 0 | 0
[26 empty] | 0 | 0
[26 empty] | 0 | 0
[26 empty] | 0 | 0
[26 empty] | 0 | 0
[26 empty] | 0 | 0
[26 empty] | 0 | 0
[26 empty] | 0 | 0
[26 empty] | 0 | 0
[26 empty] | 0 | 0
[26 empty] | 0 | 0
[26 empty] | 0 | 0
[26 empty] | 0 | 0
[26 empty] | 0 | 0
[26 empty] | 0 | 0
[26 empty] | 0 | 0
[26 empty] | 0 | 0
[26 empty] | 0 | 0
[26 empty] | 0 | 0
[26 empty] | 0 | 0
[26 empty] | 0 | 0
[26 empty] | 0 | 0
[26 empty] | 0 | 0
[26 empty] | 0 | 0
[26 empty] | 0 | 0
[26 empty] | 0 | 0
[26 empty] | 0 | 0
[26 empty] | 0 | 0
[26 empty] | 0 | 0
[26 empty] | 0 | 0
[26 empty] | 0 | 0
[26 empty] | 0 | 0
[26 empty] | 0 | 0
[26 empty] | 0 | 0
[26 empty] | 0 | 0
[26 empty] | 0 | 0
[26 empty] | 0 | 0
[26 empty] | 0 | 0
[26 empty] | 0 | 0
[26 empty] | 0 | 0
[26 empty] | 0 | 0
[26 empty] | 0 | 0
[26 empty] | 0 | 0
[26 empty] | 0 | 0
[26 empty] | 0 | 0
[26 empty] | 0 | 0
[26 empty] | 0 | 0
[26 empty] | 0 | 0
[26 empty] | 0 | 0
[26 empty] | 0 | 0
[26 empty] | 0 | 0
[26 empty] | 0 | 0
[26 empty] | 0 | 0
[26 empty] | 0 | 0
[26 empty] | 0 | 0
[26 empty] | 0 | 0
[26 empty] | 0 | 0
[26 empty] | 0 | 0
[26 empty] | 0 | 0
[26 empty] | 0 | 0
[26 empty] | 0 | 0
[26 empty] | 0 | 0
[26 empty] | 0 | 0
[26 empty] | 0 | 0
[26 empty] | 0 | 0
[26 empty] | 0 | 0
[26 empty] | 0 | 0
[26 empty] | 0 | 0
[26 empty] | 0 | 0
[26 empty] | 0 | 0
[26 empty] | 0 | 0
[26 empty] | 0 | 0
[26 empty] | 0 | 0
[26 empty] | 0 | 0
[26 empty] | 0 | 0
[26 empty] | 0 | 0
[26 empty] | 0 | 0
[26 empty] | 0 | 0
[26 empty] | 0 | 0
[26 empty] | 0 | 0
[26 empty] | 0 | 0
[26 empty] | 0 | 0
[26 empty] | 0 | 0
[26 empty] | 0 | 0
[26 empty] | 0 | 0
[26 empty] | 0 | 0
[26 empty] | 0 | 0
[26 empty] | 0 | 0
[26 empty] | 0 | 0
[26 empty] | 0 | 0
[26 empty] | 0 | 0
[26 empty] | 0 | 0
[26 empty] | 0 | 0
[26 empty] | 0 | 0
[26 empty] | 0 | 0
[26 empty] | 0 | 0
[26 empty] | 0 | 0
[26 empty] | 0 | 0
[26 empty] | 0 | 0
[26 empty] | 0 | 0
[26 empty] | 0 | 0
[26 empty] | 0 | 0
[26 empty] | 0 | 0
[26 empty] | 0 | 0
[26 empty] | 0 | 0
[26 empty] | 0 | 0
[26 empty] | 0 | 0
[26 empty] | 0 | 0
[26 empty] | 0 | 0
[26 empty] | 0 | 0
[26 empty] | 0 | 0
[26 empty] | 0 | 0
[26 empty] | 0 | 0
[26 empty] | 0 | 0
[26 empty] | 0 | 0
[26 empty] | 0 | 0
[26 empty] | 0 | 0
[26 empty] | 0 | 0
[26 empty] | 0 | 0
[26 empty] | 0 | 0
[26 empty] | 0 | 0
[26 empty] | 0 | 0
[26 empty] | 0 | 0
[26 empty] | 0 | 0
[26 empty] | 0 | 0
[26 empty] | 0 | 0
[26 empty] | 0 | 0
[26 empty] | 0 | 0
[26 empty] | 0 | 0
[26 empty] | 0 | 0
[26 empty] | 0 | 0
[26 empty] | 0 | 0
[26 empty] | 0 | 0
[26 empty] | 0 | 0
[26 empty] | 0 | 0
[26 empty] | 0 | 0
[26 empty] | 0 | 0
[26 empty] | 0 | 0
[26 empty] | 0 | 0
[26 empty] | 0 | 0
[26 empty] | 0 | 0
[26 empty] | 0 | 0
[26 empty] | 0 | 0
[26 empty] | 0 | 0
[26 empty] | 0 | 0
[26 empty] | 0 | 0
[26 empty] | 0 | 0
[26 empty] | 0 | 0
[26 empty] | 0 | 0
[26 empty] | 0 | 0
[26 empty] | 0 | 0
[26 empty] | 0 | 0
[26 empty] | 0 | 0
[26 empty] | 0 | 0
[26 empty] | 0 | 0
[26 empty] | 0 | 0
[26 empty] | 0 | 0
[26 empty] | 0 | 0
[26 empty] | 0 | 0
[26 empty] | 0 | 0
[26 empty] | 0 | 0
[26 empty] | 0 | 0
[26 empty] | 0 | 0
[26 empty] | 0 | 0
[26 empty] | 0 | 0
[26 empty] | 0 | 0
[26 empty] | 0 | 0
[26 empty] | 0 | 0
[26 empty] | 0 | 0
[26 empty] | 0 | 0
[26 empty] | 0 | 0
[26 empty] | 0 | 0
[26 empty] | 0 | 0
[26 empty] | 0 | 0
[26 empty] | 0 | 0
[26 empty] | 0 | 0
[26 empty] | 0 | 0
[26 empty] | 0 | 0
[26 empty] | 0 | 0
[26 empty] | 0 | 0
[26 empty] | 0 | 0
[26 empty] | 0 | 0
[26 empty] | 0 | 0
[26 empty] | 0 | 0
[26 empty] | 0 | 0
[26 empty] | 0 | 0
[26 empty] | 0 | 0
[26 empty] | 0 | 0
[26 empty] | 0 | 0
[26 empty] | 0 | 0
[26 empty] | 0 | 0
[26 empty] | 0 | 0
[26 empty] | 0 | 0
[26 empty] | 0 | 0
[26 empty] | 0 | 0
[26 empty] | 0 | 0
[26 empty] | 0 | 0
[26 empty] | 0 | 0
[26 empty] | 0 | 0
[26 empty] | 0 | 0
[26 empty] | 0 | 0
[26 empty] | 0 | 0
[26 empty] | 0 | 0
[26 empty] | 0 | 0
[26 empty] | 0 | 0
[26 empty] | 0 | 0
[26 empty] | 0 | 0
[26 empty] | 0 | 0
[26 empty] | 0 | 0
[26 empty] | 0 | 0
[26 empty] | 0 | 0
[26 empty] | 0 | 0
[26 empty] | 0 | 0
[26 empty] | 0 | 0
[26 empty] | 0 | 0
[26 empty] | 0 | 0
[26 empty] | 0 | 0
[26 empty] | 0 | 0
[26 empty] | 0 | 0
[26 empty] | 0 | 0
[26 empty] | 0 | 0
[26 empty] | 0 | 0
[26 empty] | 0 | 0
[26 empty] | 0 | 0
[26 empty] | 0 | 0
[26 empty] | 0 | 0
[26 empty] | 0 | 0
[26 empty] | 0 | 0
[26 empty] | 0 | 0
[26 empty] | 0 | 0
[26 empty] | 0 | 0
[26 empty] | 0 | 0
[26 empty] | 0 | 0
[26 empty] | 0 | 0
[26 empty] | 0 | 0
[26 empty] | 0 | 0
[26 empty] | 0 | 0
[26 empty] | 0 | 0
[26 empty] | 0 | 0
[26 empty] | 0 | 0
[26 empty] | 0 | 0
[26 empty] | 0 | 0
[26 empty] | 0 | 0
[26 empty] | 0 | 0
[26 empty] | 0 | 0
[26 empty] | 0 | 0
[26 empty] | 0 | 0
[26 empty] | 0 | 0
[26 empty] | 0 | 0
[26 empty] | 0 | 0
[26 empty] | 0 | 0
[26 empty] | 0 | 0
[26 empty] | 0 | 0
[26 empty] | 0 | 0
[26 empty] | 0 | 0
[26 empty] | 0 | 0
[26 empty] | 0 | 0
[26 empty] | 0 | 0
[26 empty] | 0 | 0
[26 empty] | 0 | 0
[26 empty] | 0 | 0
[26 empty] | 0 | 0
[26 empty] | 0 | 0
[26 empty] | 0 | 0
[26 empty] | 0 | 0
[26 empty] | 0 | 0
[26 empty] | 0 | 0
[26 empty] | 0 | 0
[26 empty] | 0 | 0
[26 empty] | 0 | 0
[26 empty] | 0 | 0
[26 empty] | 0 | 0
[26 empty] | 0 | 0
[26 empty] | 0 | 0
[26 empty] | 0 | 0
[26 empty] | 0 | 0
[26 empty] | 0 | 0
[26 empty] | 0 | 0
[26 empty] | 0 | 0
[26 empty] | 0 | 0
[26 empty] | 0 | 0
[26 empty] | 0 | 0
[26 empty] | 0 | 0
[26 empty] | 0 | 0
[26 empty] | 0 | 0
[26 empty] | 0 | 0
[26 empty] | 0 | 0
[26 empty] | 0 | 0
[26 empty] | 0 | 0
[26 empty] | 0 | 0
[26 empty] | 0 | 0
[26 empty] | 0 | 0
[26 empty] | 0 | 0
[26 empty] | 0 | 0
[26 empty] | 0 | 0
[26 empty] | 0 | 0
[26 empty] | 0 | 0
[26 empty] | 0 | 0
[26 empty] | 0 | 0
[26 empty] | 0 | 0
[26 empty] | 0 | 0
[26 empty] | 0 | 0
[26 empty] | 0 | 0
[26 empty] | 0 | 0
[26 empty] | 0 | 0
[26 empty] | 0 | 0
[26 empty] | 0 | 0
[26 empty] | 0 | 0
[26 empty] | 0 | 0
[26 empty] | 0 | 0
[26 empty] | 0 | 0
[26 empty] | 0 | 0
[26 empty] | 0 | 0
[26 empty] | 0 | 0
[26 empty] | 0 | 0
[26 empty] | 0 | 0
[26 empty] | 0 | 0
[26 empty] | 0 | 0
[26 empty] | 0 | 0
[26 empty] | 0 | 0
[26 empty] | 0 | 0
[26 empty] | 0 | 0
[26 empty] | 0 | 0
[26 empty] | 0 | 0
[26 empty] | 0 | 0
[26 empty] | 0 | 0
[26 empty] | 0 | 0
[26 empty] | 0 | 0
[26 empty] | 0 | 0
[26 empty] | 0 | 0
[26 empty] | 0 | 0
[26 empty] | 0 | 0
[26 empty] | 0 | 0
[26 empty] | 0 | 0
[26 empty] | 0 | 0
[26 empty] | 0 | 0
[26 empty] | 0 | 0
[26 empty] | 0 | 0
[26 empty] | 0 | 0
[26 empty] | 0 | 0
[26 empty] | 0 | 0
[26 empty] | 0 | 0
[26 empty] | 0 | 0
[26 empty] | 0 | 0
[26 empty] | 0 | 0
[26 empty] | 0 | 0
[26 empty] | 0 | 0
[26 empty] | 0 | 0
[26 empty] | 0 | 0
[26 empty] | 0 | 0
[26 empty] | 0 | 0
[26 empty] | 0 | 0
[26 empty] | 0 | 0
[26 empty] | 0 | 0
[26 empty] | 0 | 0
[26 empty] | 0 | 0
[26 empty] | 0 | 0
[26 empty] | 0 | 0
[26 empty] | 0 | 0
[26 empty] | 0 | 0
[26 empty] | 0 | 0
[26 empty] | 0 | 0
[26 empty] | 0 | 0
[26 empty] | 0 | 0
[26 empty] | 0 | 0
[26 empty] | 0 | 0
[26 empty] | 0 | 0
[26 empty] | 0 | 0
[26 empty] | 0 | 0
[26 empty] | 0 | 0
[26 empty] | 0 | 0
[26 empty] | 0 | 0
[26 empty] | 0 | 0
[26 empty] | 0 | 0
[26 empty] | 0 | 0
[26 empty] | 0 | 0
[26 empty] | 0 | 0
[26 empty] | 0 | 0
[26 empty] | 0 | 0
[26 empty] | 0 | 0
[26 empty] | 0 | 0
[26 empty] | 0 | 0
[26 empty] | 0 | 0
[26 empty] | 0 | 0
[26 empty] | 0 | 0
[26 empty] | 0 | 0
[26 empty] | 0 | 0
[26 empty] | 0 | 0
[26 empty] | 0 | 0
[26 empty] | 0 | 0
[26 empty] | 0 | 0
[26 empty] | 0 | 0
[26 empty] | 0 | 0
[26 empty] | 0 | 0
[26 empty] | 0 | 0
[26 empty] | 0 | 0
[26 empty] | 0 | 0
[26 empty] | 0 | 0
[26 empty] | 0 | 0
[26 empty] | 0 | 0
[26 empty] | 0 | 0
[26 empty] | 0 | 0
[26 empty] | 0 | 0
[26 empty] | 0 | 0
[26 empty] | 0 | 0
[26 empty] | 0 | 0
[26 empty] | 0 | 0
[26 empty] | 0 | 0
[26 empty] | 0 | 0
[26 empty] | 0 | 0
[26 empty] | 0 | 0
[26 empty] | 0 | 0
[26 empty] | 0 | 0
[26 empty] | 0 | 0
[26 empty] | 0 | 0
[26 empty] | 0 | 0
[26 empty] | 0 | 0
[26 empty] | 0 | 0
[26 empty] | 0 | 0
[26 empty] | 0 | 0
[26 empty] | 0 | 0
[26 empty] | 0 | 0
[26 empty] | 0 | 0
[26 empty] | 0 | 0
[26 empty] | 0 | 0
[26 empty] | 0 | 0
[26 empty] | 0 | 0
[26 empty] | 0 | 0
[26 empty] | 0 | 0
[26 empty] | 0 | 0
[26 empty] | 0 | 0
[26 empty] | 0 | 0
[26 empty] | 0 | 0
[26 empty] | 0 | 0
[26 empty] | 0 | 0
[26 empty] | 0 | 0
[26 empty] | 0 | 0
[26 empty] | 0 | 0
[26 empty] | 0 | 0
[26 empty] | 0 | 0
[26 empty] | 0 | 0
[26 empty] | 0 | 0
[26 empty] | 0 | 0
[26 empty] | 0 | 0
[26 empty] | 0 | 0
[26 empty] | 0 | 0
[26 empty] | 0 | 0
[26 empty] | 0 | 0
[26 empty] | 0 | 0
[26 empty] | 0 | 0
[26 empty] | 0 | 0
[26 empty] | 0 | 0
[26 empty] | 0 | 0
[26 empty] | 0 | 0
[26 empty] | 0 | 0
[26 empty] | 0 | 0
[26 empty] | 0 | 0
[26 empty] | 0 | 0
[26 empty] | 0 | 0
[26 empty] | 0 | 0
[26 empty] | 0 | 0
[26 empty] | 0 | 0
[26 empty] | 0 | 0
[26 empty] | 0 | 0
[26 empty] | 0 | 0
[26 empty] | 0 | 0
[26 empty] | 0 | 0
[26 empty] | 0 | 0
[26 empty] | 0 | 0
[26 empty] | 0 | 0
[26 empty] | 0 | 0
[26 empty] | 0 | 0
[26 empty] | 0 | 0
[26 empty] | 0 | 0
[26 empty] | 0 | 0
[26 empty] | 0 | 0
[26 empty] | 0 | 0
[26 empty] | 0 | 0
[26 empty] | 0 | 0
[26 empty] | 0 | 0
[26 empty] | 0 | 0
[26 empty] | 0 | 0
[26 empty] | 0 | 0
[26 empty] | 0 | 0
[26 empty] | 0 | 0
[26 empty] | 0 | 0
[26 empty] | 0 | 0
[26 empty] | 0 | 0
[26 empty] | 0 | 0
[26 empty] | 0 | 0
[26 empty] | 0 | 0
[26 empty] | 0 | 0
[26 empty] | 0 | 0
[26 empty] | 0 | 0
[26 empty] | 0 | 0
[26 empty] | 0 | 0
[26 empty] | 0 | 0
[26 empty] | 0 | 0
[26 empty] | 0 | 0
[26 empty] | 0 | 0
[26 empty] | 0 | 0
[26 empty] | 0 | 0
[26 empty] | 0 | 0
[26 empty] | 0 | 0
[26 empty] | 0 | 0
[26 empty] | 0 | 0
[26 empty] | 0 | 0
[26 empty] | 0 | 0
[26 empty] | 0 | 0
[26 empty] | 0 | 0
[26 empty] | 0 | 0
[26 empty] | 0 | 0
[26 empty] | 0 | 0
[26 empty] | 0 | 0
[26 empty] | 0 | 0
[26 empty] | 0 | 0
[26 empty] | 0 | 0
[26 empty] | 0 | 0
[26 empty] | 0 | 0
[26 empty] | 0 | 0
[26 empty] | 0 | 0
[26 empty] | 0 | 0
[26 empty] | 0 | 0
[26 empty] | 0 | 0
[26 empty] | 0 | 0
[26 empty] | 0 | 0
[26 empty] | 0 | 0
[26 empty] | 0 | 0
[26 empty] | 0 | 0
[26 empty] | 0 | 0
[26 empty] | 0 | 0
[26 empty] | 0 | 0
[26 empty] | 0 | 0
[26 empty] | 0 | 0
[26 empty] | 0 | 0
[26 empty] | 0 | 0
[26 empty] | 0 | 0
[26 empty] | 0 | 0
[26 empty] | 0 | 0
[26 empty] | 0 | 0
[26 empty] | 0 | 0
[26 empty] | 0 | 0
[26 empty] | 0 | 0
[26 empty] | 0 | 0
[26 empty] | 0 | 0
[26 empty] | 0 | 0
[26 empty] | 0 | 0
[26 empty] | 0 | 0
[26 empty] | 0 | 0
[26 empty] | 0 | 0
[26 empty] | 0 | 0
[26 empty] | 0 | 0
[26 empty] | 0 | 0
[26 empty] | 0 | 0
[26 empty] | 0 | 0
[26 empty] | 0 | 0
[26 empty] | 0 | 0
[26 empty] | 0 | 0
[26 empty] | 0 | 0
[26 empty] | 0 | 0
[26 empty] | 0 | 0
[26 empty] | 0 | 0
[26 empty] | 0 | 0
[26 empty] | 0 | 0
[26 empty] | 0 | 0
[26 empty] | 0 | 0
[26 empty] | 0 | 0
[26 empty] | 0 | 0
[26 empty] | 0 | 0
[26 empty] | 0 | 0
[26 empty] | 0 | 0
[26 empty] | 0 | 0
[26 empty] | 0 | 0
[26 empty] | 0 | 0
[26 empty] | 0 | 0
[26 empty] | 0 | 0
[26 empty] | 0 | 0
[26 empty] | 0 | 0
[26 empty] | 0 | 0
[26 empty] | 0 | 0
[26 empty] | 0 | 0
[26 empty] | 0 | 0
[26 empty] | 0 | 0
[26 empty] | 0 | 0
[26 empty] | 0 | 0
[26 empty] | 0 | 0
[26 empty] | 0 | 0
[26 empty] | 0 | 0
[26 empty] | 0 | 0
[26 empty] | 0 | 0
[26 empty] | 0 | 0
[26 empty] | 0 | 0
[26 empty] | 0 | 0
[26 empty] | 0 | 0
[26 empty] | 0 | 0
[26 empty] | 0 | 0
[26 empty] | 0 | 0
[26 empty] | 0 | 0
[26 empty] | 0 | 0
[26 empty] | 0 | 0
[26 empty] | 0 | 0
[26 empty] | 0 | 0
[26 empty] | 0 | 0
[26 empty] | 0 | 0
[26 empty] | 0 | 0
[26 empty] | 0 | 0
[26 empty] | 0 | 0
[26 empty] | 0 | 0
[26 empty] | 0 | 0
[26 empty] | 0 | 0
[26 empty] | 0 | 0
[26 empty] | 0 | 0
[26 empty] | 0 | 0
[26 empty] | 0 | 0
[26 empty] | 0 | 0
[26 empty] | 0 | 0
[26 empty] | 0 | 0
[26 empty] | 0 | 0
[26 empty] | 0 | 0
[26 empty] | 0 | 0
[26 empty] | 0 | 0
[26 empty] | 0 | 0
[26 empty] | 0 | 0
[26 empty] | 0 | 0
[26 empty] | 0 | 0
[26 empty] | 0 | 0
[26 empty] | 0 | 0
[26 empty] | 0 | 0
[26 empty] | 0 | 0
[26 empty] | 0 | 0
[26 empty] | 0 | 0
[26 empty] | 0 | 0
[26 empty] | 0 | 0
[26 empty] | 0 | 0
[26 empty] | 0 | 0
[26 empty] | 0 | 0
[26 empty] | 0 | 0
[26 empty] | 0 | 0
[26 empty] | 0 | 0
[26 empty] | 0 | 0
[26 empty] | 0 | 0
[26 empty] | 0 | 0
[26 empty] | 0 | 0
[26 empty] | 0 | 0
[26 empty] | 0 | 0
[26 empty] | 0 | 0
[26 empty] | 0 | 0
[26 empty] | 0 | 0
[26 empty] | 0 | 0
[26 empty] | 0 | 0
[26 empty] | 0 | 0
[26 empty] | 0 | 0
[26 empty] | 0 | 0
[26 empty] | 0 | 0
[26 empty] | 0 | 0
[26 empty] | 0 | 0
[26 empty] | 0 | 0
[26 empty] | 0 | 0
[26 empty] | 0 | 0
[26 empty] | 0 | 0
[26 empty] | 0 | 0
[26 empty] | 0 | 0
[26 empty] | 0 | 0
[26 empty] | 0 | 0
[26 empty] | 0 | 0
[26 empty] | 0 | 0
[26 empty] | 0 | 0
[26 empty] | 0 | 0
[26 empty] | 0 | 0
[26 empty] | 0 | 0
[26 empty] | 0 | 0
[26 empty] | 0 | 0
[26 empty] | 0 | 0
[26 empty] | 0 | 0
[26 empty] | 0 | 0
[26 empty] | 0 | 0
[26 empty] | 0 | 0
[26 empty] | 0 | 0
[26 empty] | 0 | 0
[26 empty] | 0 | 0
[26 empty] | 0 | 0
[26 empty] | 0 | 0
[26 empty] | 0 | 0
[26 empty] | 0 | 0
[26 empty] | 0 | 0
[26 empty] | 0 | 0
[26 empty] | 0 | 0
[26 empty] | 0 | 0
[26 empty] | 0 | 0
[26 empty] | 0 | 0
[26 empty] | 0 | 0
[26 empty] | 0 | 0
[26 empty] | 0 | 0
[26 empty] | 0 | 0
[26 empty] | 0 | 0
[26 empty] | 0 | 0
[26 empty] | 0 | 0
[26 empty] | 0 | 0
[26 empty] | 0 | 0
[26 empty] | 0 | 0
[26 empty] | 0 | 0
[26 empty] | 0 | 0
[26 empty] | 0 | 0
[26 empty] | 0 | 0
[26 empty] | 0 | 0
[26 empty] | 0 | 0
[26 empty] | 0 | 0
[26 empty] | 0 | 0
[26 empty] | 0 | 0
[26 empty] | 0 | 0
[26 empty] | 0 | 0
[26 empty] | 0 | 0
[26 empty] | 0 | 0
[26 empty] | 0 | 0
[26 empty] | 0 | 0
[26 empty] | 0 | 0
[26 empty] | 0 | 0
[26 empty] | 0 | 0
[26 empty] | 0 | 0
[26 empty] | 0 | 0
[26 empty] | 0 | 0
[26 empty] | 0 | 0
[26 empty] | 0 | 0
[26 empty] | 0 | 0
[26 empty] | 0 | 0
[26 empty] | 0 | 0
[26 empty] | 0 | 0
[26 empty] | 0 | 0
[26 empty] | 0 | 0
[26 empty] | 0 | 0
[26 empty] | 0 | 0
[26 empty] | 0 | 0
[26 empty] | 0 | 0
[26 empty] | 0 | 0
[26 empty] | 0 | 0
[26 empty] | 0 | 0
[26 empty] | 0 | 0
[26 empty] | 0 | 0
[26 empty] | 0 | 0
[26 empty] | 0 | 0
[26 empty] | 0 | 0
[26 empty] | 0 | 0
[26 empty] | 0 | 0
[26 empty] | 0 | 0
[26 empty] | 0 | 0
[26 empty] | 0 | 0
[26 empty] | 0 | 0
[26 empty] | 0 | 0
[26 empty] | 0 | 0
[26 empty] | 0 | 0
[26 empty] | 0 | 0
[26 empty] | 0 | 0
[26 empty] | 0 | 0
[26 empty] | 0 | 0
[26 empty] | 0 | 0
[26 empty] | 0 | 0
[26 empty] | 0 | 0
[26 empty] | 0 | 0
[26 empty] | 0 | 0
[26 empty] | 0 | 0
[26 empty] | 0 | 0
[26 empty] | 0 | 0
[26 empty] | 0 | 0
[26 empty] | 0 | 0
[26 empty] | 0 | 0
[26 empty] | 0 | 0
[26 empty] | 0 | 0
[26 empty] | 0 | 0
[26 empty] | 0 | 0
[26 empty] | 0 | 0
[26 empty] | 0 | 0
[26 empty] | 0 | 0
[26 empty] | 0 | 0
[26 empty] | 0 | 0
[26 empty] | 0 | 0
[26 empty] | 0 | 0
[26 empty] | 0 | 0
[26 empty] | 0 | 0
[26 empty] | 0 | 0
[26 empty] | 0 | 0
[26 empty] | 0 | 0
[26 empty] | 0 | 0
[26 empty] | 0 | 0
[26 empty] | 0 | 0
[26 empty] | 0 | 0
[26 empty] | 0 | 0
[26 empty] | 0 | 0
[26 empty] | 0 | 0
[26 empty] | 0 | 0
[26 empty] | 0 | 0
[26 empty] | 0 | 0
[26 empty] | 0 | 0
[26 empty] | 0 | 0
[26 empty] | 0 | 0
[26 empty] | 0 | 0
[26 empty] | 0 | 0
[26 empty] | 0 | 0
[26 empty] | 0 | 0
[26 empty] | 0 | 0
[26 empty] | 0 | 0
[26 empty] | 0 | 0
[26 empty] | 0 | 0
[26 empty] | 0 | 0
[26 empty] | 0 | 0
[26 empty] | 0 | 0
[26 empty] | 0 | 0
[26 empty] | 0 | 0
[26 empty] | 0 | 0
[26 empty] | 0 | 0
[26 empty] | 0 | 0
[26 empty] | 0 | 0
[26 empty] | 0 | 0
[26 empty] | 0 | 0
[26 empty] | 0 | 0
[26 empty] | 0 | 0
[26 empty] | 0 | 0
[26 empty] | 0 | 0
[26 empty] | 0 | 0
[26 empty] | 0 | 0
[26 empty] | 0 | 0
[26 empty] | 0 | 0
[26 empty] | 0 | 0
[26 empty] | 0 | 0
[26 empty] | 0 | 0
[26 empty] | 0 | 0
[26 empty] | 0 | 0
[26 empty] | 0 | 0
[26 empty] | 0 | 0
[26 empty] | 0 | 0
[26 empty] | 0 | 0
[26 empty] | 0 | 0
[26 empty] | 0 | 0
[26 empty] | 0 | 0
[26 empty] | 0 | 0
[26 empty] | 0 | 0
[26 empty] | 0 | 0
[26 empty] | 0 | 0
[26 empty] | 0 | 0
[26 empty] | 0 | 0
[26 empty] | 0 | 0
[26 empty] | 0 | 0
[26 empty] | 0 | 0
[26 empty] | 0 | 0
[26 empty] | 0 | 0
[26 empty] | 0 | 0
[26 empty] | 0 | 0
[26 empty] | 0 | 0
[26 empty] | 0 | 0
[26 empty] | 0 | 0
[26 empty] | 0 | 0
[26 empty] | 0 | 0
[26 empty] | 0 | 0
[26 empty] | 0 | 0
[26 empty] | 0 | 0
[26 empty] | 0 | 0
[26 empty] | 0 | 0
[26 empty] | 0 | 0
[26 empty] | 0 | 0
[26 empty] | 0 | 0
[26 empty] | 0 | 0
[26 empty] | 0 | 0
[26 empty] | 0 | 0
[26 empty] | 0 | 0
[26 empty] | 0 | 0
[26 empty] | 0 | 0
[26 empty] | 0 | 0
[26 empty] | 0 | 0
[26 empty] | 0 | 0
[26 empty] | 0 | 0
[26 empty] | 0 | 0
[26 empty] | 0 | 0
[26 empty] | 0 | 0
[26 empty] | 0 | 0
[26 empty] | 0 | 0
[26 empty] | 0 | 0
[26 empty] | 0 | 0
[26 empty] | 0 | 0
[26 empty] | 0 | 0
[26 empty] | 0 | 0
[26 empty] | 0 | 0
[26 empty] | 0 | 0
[26 empty] | 0 | 0
[26 empty] | 0 | 0
[26 empty] | 0 | 0
[26 empty] | 0 | 0
[26 empty] | 0 | 0
[26 empty] | 0 | 0
[26 empty] | 0 | 0
[26 empty] | 0 | 0
[26 empty] | 0 | 0
[26 empty] | 0 | 0
[26 empty] | 0 | 0
[26 empty] | 0 | 0
[26 empty] | 0 | 0
[26 empty] | 0 | 0
[26 empty] | 0 | 0
[26 empty] | 0 | 0
[26 empty] | 0 | 0
[26 empty] | 0 | 0
[26 empty] | 0 | 0
[26 empty] | 0 | 0
[26 empty] | 0 | 0
[26 empty] | 0 | 0
[26 empty] | 0 | 0
[26 empty] | 0 | 0
[26 empty] | 0 | 0
[26 empty] | 0 | 0
[26 empty] | 0 | 0
[26 empty] | 0 | 0
[26 empty] | 0 | 0
[26 empty] | 0 | 0
[26 empty] | 0 | 0
[26 empty] | 0 | 0
[26 empty] | 0 | 0
[26 empty] | 0 | 0
[26 empty] | 0 | 0
[26 empty] | 0 | 0
[26 empty] | 0 | 0
[26 empty] | 0 | 0
[26 empty] | 0 | 0
[26 empty] | 0 | 0
[26 empty] | 0 | 0
[26 empty] | 0 | 0
[26 empty] | 0 | 0
[26 empty] | 0 | 0
[26 empty] | 0 | 0
[26 empty] | 0 | 0
[26 empty] | 0 | 0
[26 empty] | 0 | 0
[26 empty] | 0 | 0
[26 empty] | 0 | 0
[26 empty] | 0 | 0
[26 empty] | 0 | 0
[26 empty] | 0 | 0
[26 empty] | 0 | 0
[26 empty] | 0 | 0
[26 empty] | 0 | 0
[26 empty] | 0 | 0
[26 empty] | 0 | 0
[26 empty] | 0 | 0
[26 empty] | 0 | 0
[26 empty] | 0 | 0
[26 empty] | 0 | 0
[26 empty] | 0 | 0
[26 empty] | 0 | 0
[26 empty] | 0 | 0
[26 empty] | 0 | 0
[26 empty] | 0 | 0
[26 empty] | 0 | 0
[26 empty] | 0 | 0
[26 empty] | 0 | 0
[26 empty] | 0 | 0
[26 empty] | 0 | 0
[26 empty] | 0 | 0
[26 empty] | 0 | 0
[26 empty] | 0 | 0
[26 empty] | 0 | 0
[26 empty] | 0 | 0
[26 empty] | 0 | 0
[26 empty] | 0 | 0
[26 empty] | 0 | 0
[26 empty] | 0 | 0
[26 empty] | 0 | 0
[26 empty] | 0 | 0
[26 empty] | 0 | 0
[26 empty] | 0 | 0
[26 empty] | 0 | 0
[26 empty] | 0 | 0
[26 empty] | 0 | 0
[26 empty] | 0 | 0
[26 empty] | 0 | 0
[26 empty] | 0 | 0
[26 empty] | 0 | 0
[26 empty] | 0 | 0
[26 empty] | 0 | 0
[26 empty] | 0 | 0
[26 empty] | 0 | 0
[26 empty] | 0 | 0
[26 empty] | 0 | 0
[26 empty] | 0 | 0
[26 empty] | 0 | 0
[26 empty] | 0 | 0
[26 empty] | 0 | 0
[26 empty] | 0 | 0
[26 empty] | 0 | 0
[26 empty] | 0 | 0
[26 empty] | 0 | 0
[26 empty] | 0 | 0
[26 empty] | 0 | 0
[26 empty] | 0 | 0
[26 empty] | 0 | 0
[26 empty] | 0 | 0
[26 empty] | 0 | 0
[26 empty] | 0 | 0
[26 empty] | 0 | 0
[26 empty] | 0 | 0
[26 empty] | 0 | 0
[26 empty] | 0 | 0
[26 empty] | 0 | 0
[26 empty] | 0 | 0
[26 empty] | 0 | 0
[26 empty] | 0 | 0
[26 empty] | 0 | 0
[26 empty] | 0 | 0
[26 empty] | 0 | 0
[26 empty] | 0 | 0
[26 empty] | 0 | 0
[26 empty] | 0 | 0
[26 empty] | 0 | 0
[26 empty] | 0 | 0
[26 empty] | 0 | 0
[26 empty] | 0 | 0
[26 empty] | 0 | 0
[26 empty] | 0 | 0
[26 empty] | 0 | 0
[26 empty] | 0 | 0
[26 empty] | 0 | 0
[26 empty] | 0 | 0
[26 empty] | 0 | 0
[26 empty] | 0 | 0
[26 empty] | 0 | 0
[26 empty] | 0 | 0
[26 empty] | 0 | 0
[26 empty] | 0 | 0
[26 empty] | 0 | 0
[26 empty] | 0 | 0
[26 empty] | 0 | 0
[26 empty] | 0 | 0
[26 empty] | 0 | 0
[26 empty] | 0 | 0
[26 empty] | 0 | 0
[26 empty] | 0 | 0
[26 empty] | 0 | 0
[26 empty] | 0 | 0
[26 empty] | 0 | 0
[26 empty] | 0 | 0
[26 empty] | 0 | 0
[26 empty] | 0 | 0
[26 empty] | 0 | 0
[26 empty] | 0 | 0
[26 empty] | 0 | 0
[26 empty] | 0 | 0
[26 empty] | 0 | 0
[26 empty] | 0 | 0
[26 empty] | 0 | 0
[26 empty] | 0 | 0
[26 empty] | 0 | 0
[26 empty] | 0 | 0
[26 empty] | 0 | 0
[26 empty] | 0 | 0
[26 empty] | 0 | 0
[26 empty] | 0 | 0
[26 empty] | 0 | 0
[26 empty] | 0 | 0
[26 empty] | 0 | 0
[26 empty] | 0 | 0
[26 empty] | 0 | 0
[26 empty] | 0 | 0
[26 empty] | 0 | 0
[26 empty] | 0 | 0
[26 empty] | 0 | 0
[26 empty] | 0 | 0
[26 empty] | 0 | 0
[26 empty] | 0 | 0
[26 empty] | 0 | 0
[26 empty] | 0 | 0
[26 empty] | 0 | 0
[26 empty] | 0 | 0
[26 empty] | 0 | 0
[26 empty] | 0 | 0
[26 empty] | 0 | 0
[26 empty] | 0 | 0
[26 empty] | 0 | 0
[26 empty] | 0 | 0
[26 empty] | 0 | 0
[26 empty] | 0 | 0
[26 empty] | 0 | 0
[26 empty] | 0 | 0
[26 empty] | 0 | 0
[26 empty] | 0 | 0
[26 empty] | 0 | 0
[26 empty] | 0 | 0
[26 empty] | 0 | 0
[26 empty] | 0 | 0
[26 empty] | 0 | 0
[26 empty] | 0 | 0
[26 empty] | 0 | 0
[26 empty] | 0 | 0
[26 empty] | 0 | 0
[26 empty] | 0 | 0
[26 empty] | 0 | 0
[26 empty] | 0 | 0
[26 empty] | 0 | 0
[26 empty] | 0 | 0
[26 empty] | 0 | 0
[26 empty] | 0 | 0
[26 empty] | 0 | 0
[26 empty] | 0 | 0
[26 empty] | 0 | 0
[26 empty] | 0 | 0
[26 empty] | 0 | 0
[26 empty] | 0 | 0
[26 empty] | 0 | 0
[26 empty] | 0 | 0
[26 empty] | 0 | 0
[26 empty] | 0 | 0
[26 empty] | 0 | 0
[26 empty] | 0 | 0
[26 empty] | 0 | 0
[26 empty] | 0 | 0
[26 empty] | 0 | 0
[26 empty] | 0 | 0
[26 empty] | 0 | 0
[26 empty] | 0 | 0
[26 empty] | 0 | 0
[26 empty] | 0 | 0
[26 empty] | 0 | 0
[26 empty] | 0 | 0
[26 empty] | 0 | 0
[26 empty] | 0 | 0
[26 empty] | 0 | 0
[26 empty] | 0 | 0
[26 empty] | 0 | 0
[26 empty] | 0 | 0
[26 empty] | 0 | 0
[26 empty] | 0 | 0
[26 empty] | 0 | 0
[26 empty] | 0 | 0
[26 empty] | 0 | 0
[26 empty] | 0 | 0
[26 empty] | 0 | 0
[26 empty] | 0 | 0
[26 empty] | 0 | 0
[26 empty] | 0 | 0
[26 empty] | 0 | 0
[26 empty] | 0 | 0
[26 empty] | 0 | 0
[26 empty] | 0 | 0
[26 empty] | 0 | 0
[26 empty] | 0 | 0
[26 empty] | 0 | 0
[26 empty] | 0 | 0
[26 empty] | 0 | 0
[26 empty] | 0 | 0
[26 empty] | 0 | 0
[26 empty] | 0 | 0
[26 empty] | 0 | 0
[26 empty] | 0 | 0
[26 empty] | 0 | 0
[26 empty] | 0 | 0

## Zones
Houston | -1
North | 1
South | -1
West | 1
SET UP AREA, copy & paste values to cell B1
Source | North |  | N to H | N to W | N to S | W to N | S to N | W to S
Sink | South | Houston | -1 | 1 | -1 | -1 | 1 | -1
|  | North | 1 | 1 | 1 | -1 | -1 | -1
|  | South | -1 | 1 | -1 | -1 | 1 | -1
|  | West | 1 | -1 | 1 | 1 | -1 | 1
|  | Source | North | North | North | West | South | West
|  | Sink | Houston | West | South | North | North | South

## Tech
Number of Bus | Name of Bus | Tech Type
238 | BOSQUESW505 | CC
239 | BOSQUESW502 | GGT
244 | WHITNYDM01 | Hydro
245 | WHITNYDM02 | Hydro
247 | BOSQUESW501 | GGT
251 | BOSQUESW803 | CC
253 | BOSQUESW804 | CC
332 | RWMILLER01 | GST
333 | RWMILLER02 | GST
334 | RWMILLER03 | GST
335 | RWMILLER04 | GST
336 | RWMILLER05 | GST
344 | MRSSHPRD | Hydro
345 | MRSSHPRD01 | Hydro
366 | JNSNCNTY802 | Cogen
367 | JNSNCNTY802 | Cogen
503 | NTHTEXAS01 | GST
504 | NTHTEXAS02 | GST
505 | NTHTEXAS03 | GST
580 | JCKCNTY801 | CC
581 | JCKCNTY802 | CC
582 | JCKCNTY803 | CC
728 | WOLFRIDGE801 | Wind
837 | NEWMAN_G5 | GST
842 | OLINGER_G1 | GST
843 | OLINGER_G2 | GST
844 | OLINGER_G3 | GST
845 | OLINGER_G4 | GGT
923 | SPENCER_G4 | GST
924 | SPENCER_G5 | GST
948 | STEAM1 | GST
949 | STEAM2 | GST
950 | STEAM3 | GST
990 | GIBN_CREK_G1 | LIGCO
1002 | PBCTAGE_1G | GGT
1003 | PBCTBGE_2G | GGT
1004 | PBCTCGE_3G | GGT
1005 | PBCTDGE_4G | GGT
1006 | PBCTEGE_5G | GGT
1007 | PB5GEN_6G | GST
1008 | PB6GEN_7G | GST
1037 | MORGAN5G_5G | GST
1039 | MRGNAG_1G | GGT
1040 | MRGNBG_2G | GGT
1041 | MRGNCG_3G | GGT
1042 | MRGNDG_4G | GGT
1043 | MRGNEG_5G | GGT
1044 | MRGNFG_6G | GGT
1045 | CALENG1G_1G | Cogen
1046 | CALENG2G_2G | Cogen
1047 | CALENG3G_3G | Cogen
1058 | LONGSHORE_5 | Wind
1058 | LONGSHORE_5 | Wind
1061 | CIELOGEN_1G | Wind
1062 | CIELOGEN_2G | Wind
1068 | SCURRYCW_1G | Wind
1069 | KINDERMG_1G | Cogen
1070 | KINDERMG_2G | Cogen
1071 | KINDERMG_3G | Cogen
1073 | SCURRYCW_2G | Wind
1320 | BSP 1 | Cogen
1326 | STANTONW_8 | Wind
1327 | WILDHRSE_1G | Wind
1328 | OCOTILLO_1G | Wind
1333 | MCDDONAL_8 | Wind
1343 | TRENTIPP_8 | Wind
1349 | WESTXWIN_1G | Wind
1350 | NWPWRG1_1G | Wind
1354 | AEPWIND_8 | Wind
1360 | GUNSIGHT_8 | Wind
1416 | SWETWATR_1G | CC
1417 | SWETWATR_2G | CC
1418 | SWETWATR_3G | CC
1419 | SWETWATR_4G | CC
1432 | GRHAMSES_2G | GST
1433 | GRHAMSES_1G | GST
1437 | MESQUITW_1G | Wind
1438 | MESQUITW_2G | Wind
1442 | COKFIELD_5 | Wind
1453 | WCPWRCO_1G | CC
1454 | WCPWRCO_2G | CC
1455 | WCPWRCO_3G | CC
1479 | WFCOGEN_1G | Cogen
1479 | WFCOGEN_1G | Cogen
1482 | WFCOGEN_2G | Cogen
1482 | WFCOGEN_2G | Cogen
1600 | BARTNWND_1G | Wind
1643 | SLSTR1PP_1G | Wind
1675 | PEC_1G | Cogen
1676 | PEC_2G | Cogen
1677 | PEC_3G | Cogen
1678 | LAMARPWR_1G | CC
1679 | LAMARPWR_2G | CC
1680 | LAMARPWR_3G | CC
1681 | LAMARPWR_4G | CC
1682 | LAMARPWR_5G | CC
1683 | LAMARPWR_6G | CC
1687 | VALLEY_1G | GST
1688 | VALLEY_2G | GSC
1689 | VALLEY_3G | GST
1701 | MOSES_1G | LIGCO
1702 | MOSES_2G | LIGCO
1703 | MOSES_3G | LIGCO
1861 | EAGLEMNT_1G | GST
1862 | EAGLEMNT_2G | GST
1863 | EAGLEMNT_3G | GST
1877 | WLFHOLW_1G | CC
1878 | WLFHOLW_2G | CC
1879 | WLFHOLW_3G | CC
1889 | DECRDOVA_1G | GSC
1892 | DECRDOVA_2G | GGT
1893 | DECRDOVA_3G | GGT
1894 | DECRDOVA_4G | GGT
1895 | DECRDOVA_5G | GGT
1898 | COMCHEPK_1G | Nuc
1899 | COMCHEPK_2G | Nuc
1937 | MDLTHELP_5G | CC
1938 | MDLTHELP_6G | CC
1941 | MDLTHELP_1G | CC
1942 | MDLTHELP_2G | CC
1943 | MDLTHELP_3G | CC
1944 | MDLTHELP_4G | CC
1947 | HANDLEY_3G | GST
1948 | HANDLEY_4G | GST
1949 | HANDLEY_5G | GST
2371 | COLLIN_1G | GST
2381 | NTHLK1_G | GST
2382 | NTHLK2_G | GST
2383 | NTHLK3_G | GST
2413 | MTCK6_G | GST
2414 | MTCK7_G | GST
2417 | MTCK8_G | GSC
2451 | LKHB1_G | GST
2452 | LKHB2_G | GST
3097 | MARTLAKE_1G | LIGCO
3098 | MARTLAKE_2G | LIGCO
3099 | MARTLAKE_3G | LIGCO
3107 | STRYKER_1G | GST
3108 | STRYKER_2G | GST
3126 | TRINIDAD_6G | GST
3309 | ASPN_G | Bio
3348 | CHAMPION_1G | Cogen
3381 | BBRN_1G | LIGCO
3382 | BBRN_2G | LIGCO
3403 | THOUSE_1G | GSC
3404 | THOUSE_2G | GSC
3416 | LAKE_CRK1_G | GST
3417 | LAKE_CRK2_G | GST
3432 | SANDOW_4G | LIGCO
5026 | BRAUNIG_VHB1 | GST
5027 | BRAUNIG_VHB2 | GST
5028 | BRAUNIG_VHB3 | GST
5111 | CALAVER_JTD1 | LIGCO
5112 | CALAVER_JTD2 | LIGCO
5264 | LEON_LCP3G3 | GST
5265 | LEON_LCP4G4 | GST
5266 | LEON_LCPCT1 | GGT
5267 | LEON_LCPCT2 | GGT
5268 | LEON_LCPCT3 | GGT
5269 | LEON_LCPCT4 | GGT
5396 | CALAVER_OWS1 | GST
5397 | CALAVER_OWS2 | GST
5401 | CALAVER_JKS1 | LIGCO
5436 | TUTTL_WBT1G1 | GST
5438 | TUTTL_WBT3G3 | GST
5439 | TUTTL_WBT4G4 | GST
5476 | BRA_AVR1_CT1 | CC
5477 | BRA_AVR1_ST | CC
5478 | BRA_AVR1_CT2 | CC
5503 | RAYBURNGEN3 | GST
5505 | RAYBURNGEN1 | GGT
5506 | RAYBURNGEN2 | GGT
5508 | RAYBURNCC9 | CC
5509 | RAYBURNCC10 | CC
5511 | RAYBURNCC7 | CC
5512 | RAYBURNCC8 | CC
5728 | FALCONHYDRO2 | Hydro
5729 | FALCONHYDRO3 | Hydro
5890 | PEARSALLGEN1 | GST
5891 | PEARSALLGEN2 | GST
5892 | PEARSALLGEN3 | GST
5903 | SANMIGUELGEN | LIGCO
5911 | STP_GN1___1 | Nuc
5912 | STP_GN2___2 | Nuc
5920 | WELSHDC1 | DCTie
5925 | DCEAST | DCTie
5932 | SI_RAY9 | CC
5933 | SI_RAY6 | GST
5934 | SI_RAY5 | GST
5935 | SI_RAY10 | CC
6016 | SWMESA | Wind
6096 | NORTHDC7 | DCTie
6100 | OKLA7A | DCTie
6144 | MCADOO1A | Wind
6407 | TURKTRAK1A | Wind
6637 | SNYDERW1A | Wind
6752 | OKLA0A | LIGCO
6948 | DENISNDM | Hydro
6948 | DENISNDM | Hydro
7000 | L_FERGUS1_1Y | GSC
7004 | L_SIMGID1_1Y | GST
7005 | L_SIMGID1_2Y | GST
7006 | L_SIMGID1_3Y | GST
7007 | L_LOSTPI1_1Y | CC
7008 | L_LOSTPI1_2Y | CC
7009 | L_LOSTPI1_3Y | CC
7010 | L_FPPYD11_1Y | LIGCO
7011 | L_FPPYD11_2Y | LIGCO
7012 | L_FPPYD21_3Y | LIGCO
7014 | L_HAYSEN1_1Y | CC
7015 | L_HAYSEN1_2Y | CC
7016 | L_HAYSEN1_3Y | CC
7017 | L_HAYSEN1_4Y | CC
7020 | L_AUSTPL1_1Y | Hydro
7020 | L_AUSTPL1_1Y | Hydro
7022 | L_BUCHAN1_1Y | Hydro
7023 | L_BUCHAN1_2Y | Hydro
7024 | L_BUCHAN1_3Y | Hydro
7026 | L_INKSDA1_1Y | Hydro
7028 | L_MARBFA1_1Y | Hydro
7029 | L_MARBFA1_2Y | Hydro
7031 | L_MARSFO1G1Y | Hydro
7032 | L_MARSFO1G2Y | Hydro
7033 | L_MARSFO1G3Y | Hydro
7035 | L_WIRTZ_1G1Y | Hydro
7036 | L_WIRTZ_1G2Y | Hydro
7038 | L_DELAWA1_1Y | Wind
7038 | L_DELAWA1_1Y | Wind
7303 | L_WPPGS12_1Y | GGT
7303 | L_WPPGS12_1Y | GGT
7305 | L_WPPGS34_1Y | GGT
7305 | L_WPPGS34_1Y | GGT
7487 | L_CANYHY8_1Y | Hydro
7605 | L_MCQUEE9_1Y | Hydro
7605 | L_MCQUEE9_1Y | Hydro
7605 | L_MCQUEE9_1Y | Hydro
7609 | L_SCHUMA8_1Y | Hydro
7624 | L_LAKEWO9_1Y | Hydro
7624 | L_LAKEWO9_1Y | Hydro
7800 | L_GUADGE1_1Y | CC
7801 | L_GUADGE1_2Y | CC
7802 | L_GUADGE1_3Y | CC
7803 | L_GUADGE1_4Y | CC
7804 | L_GUADGE1_5Y | CC
7805 | L_GUADGE1_6Y | CC
7807 | L_BASTEN1_1Y | CC
7808 | L_BASTEN1_2Y | CC
7809 | L_BASTEN1_3Y | CC
7810 | L_RIONOG1G1Y | CC
7811 | L_RIONOG1G2Y | CC
7812 | L_RIONOG1G3Y | CC
7813 | L_RIONOG1S1Y | CC
8032 | AMISTADHYD1 | Hydro
8033 | AMISTADHYD2 | Hydro
8048 | FALCONHYDRO1 | Hydro
8066 | DUP1V#1 | Cogen
8134 | FOR #1 | Cogen
8138 | FOR #2 | Cogen
8139 | JOS #1 | GST
8147 | UCAR #2 | Cogen
8148 | UCAR #1 | Cogen
8153 | FOR #3 | Cogen
8154 | FOR #4 | Cogen
8155 | FOR #5 | Cogen
8156 | FOR #6 | Cogen
8157 | FOR #7 | Cogen
8161 | COLETO0A | LIGCO
8173 | VICEC51A | CC
8174 | VICEC61A | CC
8189 | CUECPL2A | Cogen
8262 | ELPS | Hydro
8285 | LAR #1 | GST
8287 | LAR #2 | GST
8288 | LAR #3 | GST
8388 | BATES0A | GST
8393 | BATES0B | GST
8437 | NUECES_B0C | GST
8438 | NUECES_B0B | GST
8442 | NBEC7 | GST
8442 | NBEC7 | GST
8456 | COSW#1 | Cogen
8457 | COSW#2 | Cogen
8459 | B_DAVIS0B | GSC
8460 | B_DAVIS0A | GSC
8461 | KOCH_UP0A | Cogen
8506 | VAL #1 | Cogen
8507 | VAL #2 | Cogen
8511 | OXY_CC0A | Cogen
8517 | CELANEBI0A | Cogen
8560 | CNOPGT1 | Cogen
8561 | CNOPGT2 | Cogen
8562 | CNOPST1 | Cogen
8926 | LGE_GT10A | Cogen
8927 | LGE_GT20A | Cogen
8928 | LGE_STG0A | Cogen
8930 | ICPGN10A | Cogen
8931 | ICPGN20A | Cogen
8932 | ICPGN30A | Cogen
8933 | FGNTS001 | CC
8934 | FGNTS101 | CC
8935 | FGNTS201 | CC
8936 | MVGN#1 | CC
8937 | MVGN#2 | CC
8938 | MVGN#3 | CC
8981 | HECN1 | CC
8982 | HECN2 | CC
8983 | HECN3 | CC
9000 | DECKR_G1 | GST
9001 | DECKR_G2 | GST
9002 | DECKR_G3 | GGT
9003 | DECKR_G4 | GGT
9004 | DECKR_G5 | GGT
9005 | DECKR_G6 | GGT
9016 | SANDH_G1 | GGT
9017 | SANDH_G2 | GGT
9018 | SANDH_G3 | GGT
9019 | SANDH_G4 | GGT
9020 | SANDHG5A | CC
9021 | SANDHG5C | CC
11001 | NAV1CT | CC
11009 | NAV2CT | CC
11011 | NAV3ST | CC
11012 | NAV4CT | CC
11013 | NAV5CT | CC
11014 | NAV6ST | CC
11020 | TIEHVSG_1G | CC
11021 | TIEHVCG_1G | CC
11022 | TIEHVCG_2G | CC
11023 | TIEHVCG_3G | CC
11024 | TIEHVCG_4G | CC
11025 | TIEHVSG_2G | CC
11056 | ROSCOE_1G | Wind
11057 | CHAMPION_1G | Wind
11058 | PYRON_1G | Wind
11059 | INADALE_1G | Wind
11065 | ELBOWCK_1G | Wind
11147 | NOTREES_1G | Wind
11309 | BULLCREK_2G | Wind
11310 | BULLCREK_1G | Wind
11320 | COYOTE_1G | Wind
11691 | KMICHICT1_G | CC
11692 | KMICHICT2_G | CC
11693 | KMICHIST3_G | CC
11694 | KMICHICT4_G | CC
11695 | KMICHICT5_G | CC
11696 | KMICHIST6_G | CC
12322 | ENNSTRAC_1G | CC
12323 | ENNSTRAC_2G | CC
12411 | FPLEFR1A_G | CC
12412 | FPLEFR1B_G | CC
12413 | FPLEFR1C_G | CC
12414 | FPLEFR1S_G | CC
12421 | FPLEFR2A_G | CC
12422 | FPLEFR2B_G | CC
12423 | FPLEFR2C_G | CC
12424 | FPLEFR2S_G | CC
12440 | PARKD_1SVC8 | GST
12449 | PARKD_2SVC8 | GST
13116 | TGATEWAY_1G | CC
13117 | TGATEWAY_2G | CC
13118 | TGATEWAY_3G | CC
13119 | TGATEWAY_4G | CC
13131 | CALFREST_1G | CC
13132 | CALFREST_2G | CC
13133 | CALFREST_3G | CC
13134 | CALFREST_4G | CC
13135 | CALFREST_5G | CC
13136 | CALFREST_6G | CC
13432 | SANDOW_5G | LIGCO
32798 | BRYN_TAMUGEN | GST
32883 | BRYN_DNSBY3 | GST
32884 | BRYN_DNSBY13 | GST
32886 | BRYN_ATKINS3 | GST
32887 | BRYN_ATKINS6 | GST
32888 | BRYN_ATKINS7 | GGT
32890 | BRYN_ATKINS4 | GST
32891 | BRYN_ATKINS5 | GST
32892 | BRYN_DNSBY14 | GST
36998 | RDCNYNG1 | Wind
38332 | TNWDWRDU2_8 | Wind
38437 | TNSRBNMESA9 | Wind
38580 | TNBP_CGN1_8 | Cogen
38590 | TNBP_CGN2_8 | Cogen
38600 | TNBP_CGN3_8 | Cogen
38611 | TNBPAMCG1_8 | Cogen
38612 | TNBPAMCG2_8 | Cogen
38613 | TNBPAMCG3_8 | Cogen
38614 | TNBPAMCG4_8 | Cogen
38615 | TNBPAMCG5_8 | Cogen
38690 | TNBP_CGN4_8 | Cogen
38711 | TNTXCTY1CG8 | Cogen
38712 | TNTXCTY2CG8 | Cogen
38713 | TNTXCTY3CG8 | Cogen
38714 | TNTXCTY4CG8 | Cogen
39190 | TNSLCGN1__8 | Cogen
39470 | TNDOWCGNSG8 | Cogen
39480 | TNDOWCGNGG8 | Cogen
39760 | TNSCLP1___8 | Cogen
39770 | TNSCLP2___8 | Cogen
39775 | TNSCLP4___8 | Cogen
39790 | TNSCLP3___8 | Cogen
39960 | TNTNPONE_18 | LIGCO
39970 | TNTNPONE_28 | LIGCO
48500 | APD_GT1_8005 | Cogen
48510 | AK_GT1__8040 | Cogen
48511 | LPE_GT1_8070 | GGT
48512 | LPE_GT2_8075 | GGT
48513 | LPE_GT3_8080 | GGT
48514 | LPE_GT4_8085 | GGT
48520 | BSF_GT1_8070 | Cogen
48520 | BSF_GT1_8070 | Cogen
48521 | BVE_GT1_GT1 | CC
48522 | BVE_GT2_5035 | CC
48523 | BVE_ST1_GN1 | CC
48531 | BYU_GT1_8075 | Cogen
48532 | BYU_GT2_8055 | Cogen
48533 | BYU_GT3_8060 | Cogen
48534 | BYU_GT4_8065 | Cogen
48551 | CAL_GT1_8045 | Cogen
48552 | CAL_ST1_8000 | Cogen
48561 | CTL_GT2_8130 | Cogen
48562 | CTL_GT3_8135 | Cogen
48563 | CTL_GT4_8140 | Cogen
48564 | CTL_GN1_8145 | Cogen
48565 | CTL_GN2_8155 | Cogen
48581 | CBY_GN1_1 | GSC
48582 | CBY_GN2_2 | GSC
48583 | CBY_GT4_1 | GSC
48584 | CBY_GT4_2 | CC
48585 | CBY_ST4_1 | CC
48591 | CHE_GT2_5030 | Cogen
48593 | CHE_GT1_8015 | Cogen
48594 | CHE_GN4_8025 | Cogen
48595 | BTE_GT2_8075 | CC
48596 | BTE_GT3_8045 | CC
48597 | BTE_GT4_8055 | CC
48598 | BTE_ST1_8070 | CC
48611 | DIB_GT1_8080 | Cogen
48612 | DIB_GT2_8075 | Cogen
48613 | DIB_ST1_8085 | Cogen
48614 | DIB_GT3_8090 | Cogen
48641 | DPEC_GT15040 | CC
48642 | DPEC_GT25025 | CC
48643 | DPEC_GT35010 | CC
48644 | DPEC_GT45070 | CC
48645 | DPEC_ST55065 | CC
48651 | EP_1_2 | Cogen
48651 | EP_1_2 | Cogen
48671 | FTR_GT1_5105 | CC
48672 | FTR_GT2_5110 | CC
48673 | FTR_GT3_5085 | CC
48674 | FTR_CN4_5095 | CC
48690 | GBY_GN5_5 | GSC
48691 | GBY_73741085 | GGT
48691 | GBY_73741085 | GGT
48692 | GBY_81821075 | GGT
48692 | GBY_81821075 | GGT
48693 | GBY_83841065 | GGT
48693 | GBY_83841065 | GGT
48721 | LEG_1___1 | LIGCO
48722 | LEG_2___2 | LIGCO
48730 | MNS_GT | Cogen
48731 | CBE_GT1 | CC
48732 | CBE_GT2 | CC
48733 | CBE_ST12 | CC
48734 | CBE_GT3 | CC
48735 | CBE_GT4 | CC
48736 | CBE_ST34 | CC
48740 | PSG_GN2_8050 | Cogen
48741 | PSG_GT2_8040 | Cogen
48742 | PSG_GT3_8060 | Cogen
48761 | PR_GT1__9040 | Cogen
48772 | PHR_GN2_2 | GSC
48791 | PSA_GT1_8160 | Cogen
48792 | PSA_GT2_8155 | Cogen
48793 | PSA_GT3_8150 | Cogen
48794 | PSA_GT4_8145 | Cogen
48795 | PSA_GT5_8140 | Cogen
48796 | PSA_GN1_8165 | Cogen
48797 | PSA_GT6_8135 | Cogen
48811 | CVC_GT3_5045 | Cogen
48812 | CVC_GT2_5020 | Cogen
48813 | CVC_GT1_5035 | Cogen
48814 | CVC_ST5_5040 | Cogen
48815 | CVC_GT4_8005 | Cogen
48820 | SHELLG1_3015 | Cogen
48821 | SHELLG2 | Cogen
48822 | SHELLG3_3020 | Cogen
48822 | SHELLG3_3020 | Cogen
48841 | SJS_GT1_GT1 | Cogen
48842 | SJS_GT2_GT2 | Cogen
48845 | SOL_GT1 | Solar
48851 | SRB_GN1_1 | GST
48852 | SRB_GN2_2 | GST
48853 | SRB_GN3_3 | GST
48854 | SRB_GN4_4 | GST
48855 | SRB_GT211035 | GGT
48855 | SRB_GT211035 | GGT
48873 | THW_ST3_ST_3 | CC
48874 | THW_ST4_ST_4 | CC
48875 | THW_3132 | CC
48875 | THW_3132 | CC
48877 | THW_3334 | CC
48877 | THW_3334 | CC
48879 | THW_4142 | CC
48879 | THW_4142 | CC
48881 | THW_4344 | CC
48881 | THW_4344 | CC
48883 | THW_GT1_GT_1 | GGT
48885 | THW_5152 | GGT
48885 | THW_5152 | GGT
48886 | THW_5354 | GGT
48886 | THW_5354 | GGT
48887 | THW_5556 | GGT
48887 | THW_5556 | GGT
48911 | TGF_GT1_8000 | Cogen
48921 | WAP_GN1_1 | GST
48922 | WAP_GN2_2 | GST
48923 | WAP_GN3_3 | GST
48924 | WAP_GN4_4 | GSC
48925 | WAP_GN5_5 | LIGCO
48926 | WAP_GN6_6 | LIGCO
48927 | WAP_GN7_7 | LIGCO
48928 | WAP_GN8_8 | LIGCO
48929 | WAPGT21_GT1 | GGT
48940 | WARVUE_GT1 | Cogen
49803 | EXN_15GT | Cogen
49804 | EXN_16GT | Cogen
49805 | EXN_17GT | Cogen
49826 | EXN938GT | Cogen
49828 | EXN941GT | Cogen
49829 | EXN942GT | Cogen
49830 | EXN943GT | Cogen
49831 | EXN944GT | Cogen
49832 | EXN945GT | Cogen
49837 | EXN_GT | Cogen
49838 | EXN_14GT | Cogen
49851 | DOW17000 | Cogen
49858 | DOW38100 | Cogen
49859 | DOW38200 | Cogen
49860 | DOW38300 | Cogen
49862 | DOW39100 | Cogen
49863 | DOW39200 | Cogen
49865 | DOW41000 | Cogen
49866 | DOW42000 | Cogen
49869 | DOW49000 | Cogen
49870 | DOW61000 | Cogen
49871 | DOW62000 | Cogen
49872 | DOW63000 | Cogen
49873 | DOW64000 | Cogen
49876 | DOW65000 | Cogen
49877 | DOW66000 | Cogen
49878 | DOW67000 | Cogen
49882 | DOW81000 | Cogen
49884 | DOW82000 | Cogen
49885 | DOW83000 | Cogen
49886 | DOW84000 | Cogen
58909 | PEARSALLSCG1 | Diesel
58909 | PEARSALLSCG1 | Diesel
58909 | PEARSALLSCG1 | Diesel
58909 | PEARSALLSCG1 | Diesel
58909 | PEARSALLSCG1 | Diesel
58909 | PEARSALLSCG1 | Diesel
58919 | PEARSALLSCG2 | Diesel
58919 | PEARSALLSCG2 | Diesel
58919 | PEARSALLSCG2 | Diesel
58919 | PEARSALLSCG2 | Diesel
58919 | PEARSALLSCG2 | Diesel
58919 | PEARSALLSCG2 | Diesel
58929 | PEARSALLSCG3 | Diesel
58929 | PEARSALLSCG3 | Diesel
58929 | PEARSALLSCG3 | Diesel
58929 | PEARSALLSCG3 | Diesel
58929 | PEARSALLSCG3 | Diesel
58929 | PEARSALLSCG3 | Diesel
58949 | PEARSALLSCG4 | Diesel
58949 | PEARSALLSCG4 | Diesel
58949 | PEARSALLSCG4 | Diesel
58949 | PEARSALLSCG4 | Diesel
58949 | PEARSALLSCG4 | Diesel
58949 | PEARSALLSCG4 | Diesel
60000 | DSKY2 | Wind
60003 | KING_NE1A | Wind
60005 | KING_SE1A | Wind
60007 | KING_SW1A | Wind
60016 | WOODWRD11A | Wind
60017 | ORNNWP1 | Wind
60018 | DSKY1 | Wind
60019 | KING_NW1A | Wind
60057 | CALLAHAN1A | Wind
60058 | BUFF_GAP1A | Wind
60060 | CIRELLO | Wind
60063 | BUFF_GAP1B | Wind
60066 | H_HOLLOW1A | Wind
60068 | HHOLLOW21A | Wind
60070 | HHOLLOW31A | Wind
60072 | HHOLLOW41A | Wind
60081 | WHRLWIND1A | Wind
60201 | RIO DRCS | AVR
60202 | FRNDDRCS | AVR
71051 | L_BITTCR1_1N | Wind
71054 | L_SWEETW1_1N | Wind
71057 | L_SWEETW1_2N | Wind
71059 | L_SWEETW1_3N | Wind
71060 | L_SWEETW1_4N | Wind
71061 | L_SWEETW1_5N | Wind
76031 | L_GASCCR1_1N | Wind
76091 | L_DIVIDE1_1N | Wind
76095 | L_CAPRSI1_1N | Wind
76096 | L_CAPRSI1_2N | Wind
76097 | L_CAPRGE1_1N | Wind
80003 | MILHWYS | AVR
80012 | LAR | DCTie
80051 | FOR #8 | Cogen
80052 | FOR #9 | Cogen
80053 | FOR #10 | Cogen
80080 | GWINDT11A | Wind
80080 | GWINDT11A | Wind
80080 | GWINDT11A | Wind
80080 | GWINDT11A | Wind
80081 | GWINDT21A | Wind
80081 | GWINDT21A | Wind
80081 | GWINDT21A | Wind
80081 | GWINDT21A | Wind
80137 | CSDR89 | DCTie
80137 | CSDR89 | DCTie
80138 | CSDR7 | DCTie
80139 | CSDR56 | DCTie
80139 | CSDR56 | DCTie
80140 | CSDR11 | DCTie
80180 | PNSCALT11A | Wind
80180 | PNSCALT11A | Wind
80181 | PNSCALT21A | Wind
80181 | PNSCALT21A | Wind
80223 | REYSHR G | Cogen
80224 | VISTRONG1 | Cogen
80225 | VISTRONG2 | Cogen
80226 | ALCOA G | Cogen
80227 | AIRCO G | Cogen
80263 | B_DAVIS31A | CC
80264 | B_DAVIS41A | CC
80265 | LARECU40A | GGT
80266 | LARECU50A | GGT
86104 | CID-138 | DCTie
86105 | CID-230 | DCTie
86106 | CUF-230 | DCTie
86107 | CUF-138 | DCTie
88198 | BEEVILLE | AVR
88253 | HAMILTON | BLT
88299 | ZAPATA | BLT
88508 | FALFURRI | AVR