## Set up
Step 1 | Go to the Zones worksheet in this workbook. Make sure that the source and sink zones are set correctly and the "1"s and "-1"s are correct |  | Summary of Key Data points | Value
File Description: Cont_ Lake to Tradinghouse and TemplePEC to Tradinghouse OL_ Evant to Goldthwaite
Step 2 | Open Dennis' file that needs to have the data transferred, same file that is listed in cell K27 |  | Number of units | 645
|  |  | Dec PTDF cutoff point | 258
Step 3 | Copy columns J:X from an old Dennis' Sheet to the new sheet (if first round of a new alaysis) |  | Dec PTDF cutoff unit | FTR_CN4_5095
|  |  | Dec 10% unit | COYOTE_1G
Step 4 | Mark the contingencies and monitored element set by a "y" in column K of Dennis' sheet, if there are a match on the filename use something to make unique |  | Dec max cumltv zone impact - cumltv zone share | 0.10289
|  |  | Dec max cumltv zone impact - cumltv zone share pt | 140
Step 5 | Enter Dennis' file name into cell K27 |  | Dec max cumltv zone impact - cumltv zone share unit | WOLFRIDGE801
|  |  | North Zonal weighted AWGSF | 0.011606
Step 6 | click the step one button |  | South Zonal weighted AWGSF | -0.017532
|  |  | Inc PTDF cutoff point | 387
Step 7 | Enter the line ratings in Dennis' workbook, the Input worksheet, in the cells |  | Inc PTDF cutoff unit | TNSLCGN1__8
| X6:X30, or to the end of the selected list. |  | Inc 10% unit | L_SIMGID1_3Y
|  |  | Inc max cumltv zone impact - cumltv zone share | 0.12571
Step 8 | Check to see that the number of generators in Dennis' file matches the length |  | Inc max cumltv zone impact - cumltv zone share pt | 173
| of the formulas in columns L:V (Distributed Slack - Dec) have been copied through to the apporpriate number of rows |  | Inc max cumltv zone impact - cumltv zone share unit | RAYBURNGEN2
| If Dennis' sheet data is less than this file then clear any old unit data in columns A:K of this workbook to match the correct leng |  | North Zonal weighted AWGSF | 0.011606
| It is only necessary to match the Distributed Slack - Dec worksheet. |  | South Zonal weighted AWGSF | -0.017532
|  |  | Min of zone correlation | 0.011606
Step 9 | Click the step 2 button |  | Bounary gen in South Zone | 0
| The last file saved will still be open, yopu will need to close this file. |  | Bounary gen in soucre zone as % of line | 0%
| This sheet willno longer be open. |  | Bounary gen in North Zone | 0
|  |  | Bounary gen in soucre zone as % of line | 0
|  |  | OL element line rating | 128
|  |  | North Zonal weighted AWGSF | 0.011606
|  | NS_043009automation.xls | South Zonal weighted AWGSF | -0.017532
Copy Dennis' data step 1
Copy Dennis' Data Step 2

## Distributed Slack - Dec
Number of Bus | Name of Bus | ID | Area Name of Gen | AGC | P Sensitivity of Bus | Gen MW | Min MW | Max MW | V Sensitivity of Bus | Set Volt | Tech Type | Zone Impact | Zone Correlation | Inc Max | Dec Max | Souce S.F. Weighting | Souce Capacity | Sink S.F. Weighting | Sink Capacity | PTDF Calc | PTDF Weighting | Cumulative Share of Zonal Cap | Cumulative Share of Zonal Impact | Cont_ Lake to Tradinghouse and TemplePEC to Tradinghouse OL_ Evant to Goldthwaite |  | i_PTDF_DEC_pt | 258 |  | WOLFRIDGE801 | Unit at max
60057 | CALLAHAN1A | 1 | West | YES | 0.032719 | 22.8 | 0 | 114 | 0 | 1.04 | Wind | 1 | 0.050251 | 0 | 114 |  |  |  |  | 0.050251 | 5.7287 | 0.0027311 | 0.0041365 |  |  | i_10pctunit | 35 |  | 140 | # units @ max
1643 | SLSTR1PP_1G | 1 | North | YES | 0.03202 | 6 | 0 | 60 | 0 | 1.022 | Wind | 1 | 0.049552 | 0 | 60 | 1.9212 | 60 |  |  | 0.049552 | 2.9731 | 0.0041685 | 0.0062833 |  |  | # units | 645 |  | 0.10289 | delta max
6407 | TURKTRAK1A | 1 | West | YES | 0.028899 | 33.9 | 0 | 169.5 | 0 | 1.025 | Wind | 1 | 0.046431 | 0 | 169.5 |  |  |  |  | 0.046431 | 7.8701 | 0.0082291 | 0.011966 | [5 empty] | Delta
1343 | TRENTIPP_8 | 1 | West | YES | 0.027643 | 30 | 0 | 150 |  | 1.014 | Wind | 1 | 0.045175 | 0 | 150 |  |  |  |  | 0.045175 | 6.7763 | 0.011823 | 0.016859 | Weighted Shift Factors |  |  |  | 1 | 0.0014055
1354 | AEPWIND_8 | 1 | West | YES | 0.027643 | 20.2 | 0 | 101 |  | 1 | Wind | 1 | 0.045175 | 0 | 101 |  |  |  |  | 0.045175 | 4.5627 | 0.014242 | 0.020154 | North | 0.011606 |  |  | 2 | 0.0021149
76091 | L_DIVIDE1_1N | W1 | West | YES | 0.027613 | 22.5 | 0 | 112.5 |  | 1.02 | Wind | 1 | 0.045145 | 0 | 112.5 |  |  |  |  | 0.045145 | 5.0789 | 0.016937 | 0.023821 | South | -0.017532 |  |  | 3 | 0.003737
76095 | L_CAPRSI1_1N | W1 | West | YES | 0.027613 | 29.9 | 0 | 149.5 | 0 | 1.02 | Wind | 1 | 0.045145 | 0 | 149.5 |  |  |  |  | 0.045145 | 6.7492 | 0.020519 | 0.028694 |  |  |  |  | 4 | 0.0050365
76096 | L_CAPRSI1_2N | W1 | West | YES | 0.027613 | 37.2 | 0 | 186 | 0 | 1.02 | Wind | 1 | 0.045145 | 0 | 186 |  |  |  |  | 0.045145 | 8.397 | 0.024975 | 0.034758 |  |  |  |  | 5 | 0.0059115
76097 | L_CAPRGE1_1N | W1 | West | YES | 0.027613 | 42.9 | 0 | 214.5 | 0 | 1.02 | Wind | 1 | 0.045145 | 0 | 214.5 |  |  |  |  | 0.045145 | 9.6837 | 0.030113 | 0.04175 |  |  |  |  | 6 | 0.0068837
1349 | WESTXWIN_1G | 1 | West | YES | 0.027382 | 1.3 | 0 | 6.6 |  | 1.014 | Wind | 1 | 0.044914 | 0 | 6.6 |  |  |  |  | 0.044914 | 0.29643 | 0.030272 | 0.041964 |  |  |  |  | 7 | 0.0081756
1350 | NWPWRG1_1G | 1 | West | YES | 0.027382 | 6.9 | 1 | 34.3 |  | 1.014 | Wind | 1 | 0.044914 | 0 | 34.3 |  |  |  |  | 0.044914 | 1.5406 | 0.031093 | 0.043077 |  |  |  |  | 8 | 0.009783
76031 | L_GASCCR1_1N | W1 | West | YES | 0.027306 | 30 | 0 | 150 | 0 | 1.02 | Wind | 1 | 0.044838 | 0 | 150 |  |  |  |  | 0.044838 | 6.7258 | 0.034687 | 0.047933 |  |  |  |  | 9 | 0.011637
60058 | BUFF_GAP1A | 1 | West | YES | 0.027055 | 24 | 0 | 120 |  | 1 | Wind | 1 | 0.044587 | 0 | 120 |  |  |  |  | 0.044587 | 5.3505 | 0.037562 | 0.051796 |  |  |  |  | 10 | 0.011693
60060 | CIRELLO | 1 | West | YES | 0.027055 | 46.6 | 0 | 233 | 0 | 1 | Wind | 1 | 0.044587 | 0 | 233 |  |  |  |  | 0.044587 | 10.3889 | 0.043143 | 0.059298 |  |  |  |  | 11 | 0.011983
60063 | BUFF_GAP1B | 1 | West | YES | 0.027055 | 34 | 0 | 170.2 | 0 | 1.02 | Wind | 1 | 0.044587 | 0 | 170.2 |  |  |  |  | 0.044587 | 7.5888 | 0.047221 | 0.064778 |  |  |  |  | 12 | 0.013246
60066 | H_HOLLOW1A | 1 | West | YES | 0.027055 | 44.4 | 0 | 222 | 0 | 1.005 | Wind | 1 | 0.044587 | 0 | 222 |  |  |  |  | 0.044587 | 9.8984 | 0.052539 | 0.071925 |  |  |  |  | 13 | 0.014235
60068 | HHOLLOW21A | 1 | West | YES | 0.027055 | 36.8 | 0 | 184 | 0 | 1.025 | Wind | 1 | 0.044587 | 0 | 184 |  |  |  |  | 0.044587 | 8.2041 | 0.056947 | 0.077849 |  |  |  |  | 14 | 0.016155
60070 | HHOLLOW31A | 1 | West | YES | 0.027055 | 44.8 | 0 | 224 | 0 | 1.025 | Wind | 1 | 0.044587 | 0 | 224 |  |  |  |  | 0.044587 | 9.9876 | 0.062314 | 0.085061 |  |  |  |  | 15 | 0.017557
60072 | HHOLLOW41A | 1 | West | YES | 0.027055 | 23 | 0 | 115 | 0 | 1.025 | Wind | 1 | 0.044587 | 0 | 115 |  |  |  |  | 0.044587 | 5.1275 | 0.065069 | 0.088763 |  |  |  |  | 16 | 0.019386
1320 | BSP 1 | 1 | West | YES | 0.026491 | 25.5 | 2.9 | 25.8 | 0 | 1 | Cogen | 1 | 0.044023 | 0 | 0 |  |  |  |  | 0.044023 | 0 | 0.065069 | 0.088763 |  |  |  |  | 17 | 0.020902
6144 | MCADOO1A | 1 | West | YES | 0.026203 | 15 | 0 | 150 | 0 | 1.025 | Wind | 1 | 0.043735 | 0 | 150 |  |  |  |  | 0.043735 | 6.5603 | 0.068662 | 0.0935 |  |  |  |  | 18 | 0.022747
1360 | GUNSIGHT_8 | 1 | West | YES | 0.02611 | 0 | 0 | 120 |  | 1.01 | Wind | 1 | 0.043642 | 0 | 120 |  |  |  |  | 0.043642 | 5.2371 | 0.071537 | 0.097282 |  |  |  |  | 19 | 0.023695
1327 | WILDHRSE_1G | 1 | West | YES | 0.026091 | 0 | 0 | 120 |  | 1 | Wind | 1 | 0.043623 | 0 | 120 |  |  |  |  | 0.043623 | 5.2348 | 0.074412 | 0.10106 |  |  |  |  | 20 | 0.023695
6637 | SNYDERW1A | 1 | West | YES | 0.026072 | 12.6 | 0 | 63 | 0 | 1.025 | Wind | 1 | 0.043604 | 0 | 63 |  |  |  |  | 0.043604 | 2.7471 | 0.075921 | 0.10305 |  |  |  |  | 21 | 0.024838
36998 | RDCNYNG1 | 1 | West | YES | 0.026072 | 16.8 | 0 | 84 |  | 1.01 | Wind | 1 | 0.043604 | 0 | 84 |  |  |  |  | 0.043604 | 3.6628 | 0.077933 | 0.10569 |  |  |  |  | 22 | 0.025745
1061 | CIELOGEN_1G | 1 | West | YES | 0.026042 | 19.8 | 0 | 99 |  | 1 | Wind | 1 | 0.043574 | 0 | 99 |  |  |  |  | 0.043574 | 4.3139 | 0.080305 | 0.1088 |  |  |  |  | 23 | 0.02665
1062 | CIELOGEN_2G | 1 | West | YES | 0.026042 | 12.2 | 0 | 61 |  | 1 | Wind | 1 | 0.043574 | 0 | 61 |  |  |  |  | 0.043574 | 2.658 | 0.081766 | 0.11072 |  |  |  |  | 24 | 0.027124
1069 | KINDERMG_1G | 1 | West | YES | 0.026042 | 25 | 5 | 25 | 0 | 1.017 | Cogen | 1 | 0.043574 | 0 | 0 |  |  |  |  | 0.043574 | 0 | 0.081766 | 0.11072 |  |  |  |  | 25 | 0.027757
1070 | KINDERMG_2G | 1 | West | YES | 0.026042 | 45.7 | 12 | 45.7 | 0 | 1.017 | Cogen | 1 | 0.043574 | 0 | 0 |  |  |  |  | 0.043574 | 0 | 0.081766 | 0.11072 |  |  |  |  | 26 | 0.0285
1071 | KINDERMG_3G | 1 | West | YES | 0.026042 | 45.7 | 12 | 45.7 | 0 | 1.017 | Cogen | 1 | 0.043574 | 0 | 0 |  |  |  |  | 0.043574 | 0 | 0.081766 | 0.11072 |  |  |  |  | 27 | 0.028958
1068 | SCURRYCW_1G | 1 | West | YES | 0.026041 | 28.2 | 1.3 | 141 | 0 | 1.0217 | Wind | 1 | 0.043573 | 0 | 141 |  |  |  |  | 0.043573 | 6.1438 | 0.085144 | 0.11516 |  |  |  |  | 28 | 0.028958
1073 | SCURRYCW_2G | 2 | West | YES | 0.026041 | 24 | 0 | 120 | 0 | 1.0217 | Wind | 1 | 0.043573 | 0 | 120 |  |  |  |  | 0.043573 | 5.2288 | 0.088019 | 0.11894 |  |  |  |  | 29 | 0.028958
11309 | BULLCREK_2G | 1 | West | YES | 0.025991 | 20.9 | 0 | 180 |  | 1 | Wind | 1 | 0.043523 | 0 | 180 |  |  |  |  | 0.043523 | 7.8342 | 0.092331 | 0.12459 |  |  |  |  | 30 | 0.028958
11310 | BULLCREK_1G | 1 | West | YES | 0.025991 | 15.1 | 0 | 180 |  | 1 | Wind | 1 | 0.043523 | 0 | 180 |  |  |  |  | 0.043523 | 7.8342 | 0.096643 | 0.13025 |  |  |  |  | 31 | 0.030016
11320 | COYOTE_1G | 1 | West | YES | 0.025982 | 22.5 | 0 | 225 |  | 1 | Wind | 1 | 0.043514 | 0 | 225 |  |  |  |  | 0.043514 | 9.7907 | 0.10203 | 0.13732 |  |  |  |  | 32 | 0.030917
1333 | MCDDONAL_8 | 1 | West | YES | 0.025979 | 42.8 | 0 | 214.2 |  | 1.01 | Wind | 1 | 0.043511 | 0 | 214.2 |  |  |  |  | 0.043511 | 9.3201 | 0.10717 | 0.14405 |  |  |  |  | 33 | 0.032262
1037 | MORGAN5G_5G | 5 | West | YES | 0.025949 | 109.6 | 40 | 137 | 0 | 1.029 | GST | 1 | 0.043481 | 137 | 137 |  |  |  |  | 0.043481 | 5.9569 | 0.11045 | 0.14835 |  |  |  |  | 34 | 0.033606
1039 | MRGNAG_1G | A | West | YES | 0.025949 | 69 | 69 | 69 | 0 | 1.029 | GGT | 1 | 0.043481 | 69 | 69 |  |  |  |  | 0.043481 | 3.0002 | 0.1121 | 0.15052 |  |  |  |  | 35 | 0.035286
1040 | MRGNBG_2G | B | West | YES | 0.025949 | 70 | 70 | 71 | 0 | 1.029 | GGT | 1 | 0.043481 | 71 | 71 |  |  |  |  | 0.043481 | 3.0872 | 0.1138 | 0.15275 |  |  |  |  | 36 | 0.036884
1041 | MRGNCG_3G | C | West | YES | 0.025949 | 69 | 69 | 70 | 0 | 1.029 | GGT | 1 | 0.043481 | 70 | 70 |  |  |  |  | 0.043481 | 3.0437 | 0.11548 | 0.15494 |  |  |  |  | 37 | 0.037903
1042 | MRGNDG_4G | D | West | YES | 0.025949 | 68 | 68 | 68 | 0 | 1.029 | GGT | 1 | 0.043481 | 68 | 68 |  |  |  |  | 0.043481 | 2.9567 | 0.11711 | 0.15708 |  |  |  |  | 38 | 0.038417
1043 | MRGNEG_5G | E | West | YES | 0.025949 | 68 | 68 | 70 | 0 | 1.029 | GGT | 1 | 0.043481 | 70 | 70 |  |  |  |  | 0.043481 | 3.0437 | 0.11878 | 0.15928 |  |  |  |  | 39 | 0.038945
1044 | MRGNFG_6G | F | West | YES | 0.025949 | 66 | 66 | 66 | 0 | 1.029 | GGT | 1 | 0.043481 | 66 | 66 |  |  |  |  | 0.043481 | 2.8698 | 0.12037 | 0.16135 |  |  |  |  | 40 | 0.039466
1328 | OCOTILLO_1G | 1 | West | YES | 0.025948 | 11.6 | 0 | 58 |  | 1.01 | Wind | 1 | 0.04348 | 0 | 58 |  |  |  |  | 0.04348 | 2.5219 | 0.12175 | 0.16317 |  |  |  |  | 41 | 0.039972
1326 | STANTONW_8 | 1 | West | YES | 0.02588 | 20.1 | 0 | 100.5 |  | 1.01 | Wind | 1 | 0.043412 | 0 | 100.5 |  |  |  |  | 0.043412 | 4.3629 | 0.12416 | 0.16632 |  |  |  |  | 42 | 0.040493
60081 | WHRLWIND1A | 1 | West | YES | 0.025828 | 12 | 0 | 60 | 0 | 1.03 | Wind | 1 | 0.04336 | 0 | 60 |  |  |  |  | 0.04336 | 2.6016 | 0.1256 | 0.1682 |  |  |  |  | 43 | 0.040984
1045 | CALENG1G_1G | 1 | West | YES | 0.025716 | 73.4 | 27 | 73.4 | 0 | 1.014 | Cogen | 1 | 0.043248 | 0 | 0 |  |  |  |  | 0.043248 | 0 | 0.1256 | 0.1682 |  |  |  |  | 44 | 0.041415
1046 | CALENG2G_2G | 2 | West | YES | 0.025716 | 73.4 | 27 | 73.4 | 0 | 1.014 | Cogen | 1 | 0.043248 | 0 | 0 |  |  |  |  | 0.043248 | 0 | 0.1256 | 0.1682 |  |  |  |  | 45 | 0.042158
1047 | CALENG3G_3G | 3 | West | YES | 0.025716 | 70.4 | 27 | 70.4 | 0 | 1.014 | Cogen | 1 | 0.043248 | 0 | 0 |  |  |  |  | 0.043248 | 0 | 0.1256 | 0.1682 |  |  |  |  | 46 | 0.042599
1058 | LONGSHORE_5 | 1 | West | YES | 0.025716 | 30 | 0 | 150 |  | 1.01 | Wind | 1 | 0.043248 | 0 | 150 |  |  |  |  | 0.043248 | 6.4873 | 0.12919 | 0.17288 |  |  |  |  | 47 | 0.042599
1058 | LONGSHORE_5 | 2 | West | YES | 0.025716 | 44 | 0 | 220 |  | 1.01 | Wind | 1 | 0.043248 | 0 | 220 |  |  |  |  | 0.043248 | 9.5146 | 0.13446 | 0.17975 |  |  |  |  | 48 | 0.042599
11065 | ELBOWCK_1G | 1 | West | YES | 0.025716 | 23.4 | 0 | 121.9 | 0 | 1 | Wind | 1 | 0.043248 | 0 | 121.9 |  |  |  |  | 0.043248 | 5.272 | 0.13738 | 0.18356 |  |  |  |  | 49 | 0.042599
11001 | NAV1CT | 1 | West | YES | 0.02568 | 70.4 | 18 | 70.4 | 0 | 1.029 | CC | 1 | 0.043212 | 70.4 | 70.4 |  |  |  |  | 0.043212 | 3.0422 | 0.13907 | 0.18576 |  |  |  |  | 50 | 0.04369
11009 | NAV2CT | 1 | West | YES | 0.02568 | 71.4 | 18 | 71.4 | 0 | 1.029 | CC | 1 | 0.043212 | 71.4 | 71.4 |  |  |  |  | 0.043212 | 3.0854 | 0.14078 | 0.18798 |  |  |  |  | 51 | 0.04529
11011 | NAV3ST | 1 | West | YES | 0.02568 | 92.8 | 40 | 92.8 | 0 | 1.029 | CC | 1 | 0.043212 | 92.8 | 92.8 |  |  |  |  | 0.043212 | 4.0101 | 0.143 | 0.19088 |  |  |  |  | 52 | 0.046176
11012 | NAV4CT | 1 | West | YES | 0.02568 | 80 | 18 | 80 | 0 | 1.029 | CC | 1 | 0.043212 | 80 | 80 |  |  |  |  | 0.043212 | 3.457 | 0.14492 | 0.19338 |  |  |  |  | 53 | 0.046686
11013 | NAV5CT | 1 | West | YES | 0.02568 | 80 | 18 | 80 | 0 | 1.029 | CC | 1 | 0.043212 | 80 | 80 |  |  |  |  | 0.043212 | 3.457 | 0.14684 | 0.19587 |  |  |  |  | 54 | 0.047204
11014 | NAV6ST | 1 | West | YES | 0.02568 | 115 | 40 | 115 | 0 | 1.029 | CC | 1 | 0.043212 | 115 | 115 |  |  |  |  | 0.043212 | 4.9694 | 0.14959 | 0.19946 |  |  |  |  | 55 | 0.047876
11020 | TIEHVSG_1G | 1 | West | YES | 0.02568 | 208.2 | 63 | 208.2 | 0 | 1.012 | CC | 1 | 0.043212 | 208.2 | 208.2 |  |  |  |  | 0.043212 | 8.9968 | 0.15458 | 0.20596 |  |  |  |  | 56 | 0.048456
11021 | TIEHVCG_1G | 1 | West | YES | 0.02568 | 142.1 | 103 | 142.1 | 0 | 1.012 | CC | 1 | 0.043212 | 142.1 | 142.1 |  |  |  |  | 0.043212 | 6.1405 | 0.15798 | 0.21039 |  |  |  |  | 57 | 0.049035
11022 | TIEHVCG_2G | 1 | West | YES | 0.02568 | 132.4 | 103 | 132.4 | 0 | 1.012 | CC | 1 | 0.043212 | 132.4 | 132.4 |  |  |  |  | 0.043212 | 5.7213 | 0.16116 | 0.21452 |  |  |  |  | 58 | 0.049869
11023 | TIEHVCG_3G | 1 | West | YES | 0.02568 | 137.4 | 103 | 137.4 | 0 | 1.012 | CC | 1 | 0.043212 | 137.4 | 137.4 |  |  |  |  | 0.043212 | 5.9374 | 0.16445 | 0.21881 |  |  |  |  | 59 | 0.051377
11024 | TIEHVCG_4G | 1 | West | YES | 0.02568 | 147 | 103 | 147 | 0 | 1.012 | CC | 1 | 0.043212 | 147 | 147 |  |  |  |  | 0.043212 | 6.3522 | 0.16797 | 0.2234 |  |  |  |  | 60 | 0.052407
11025 | TIEHVSG_2G | 1 | West | YES | 0.02568 | 213.2 | 63 | 213.2 | 0 | 1.012 | CC | 1 | 0.043212 | 213.2 | 213.2 |  |  |  |  | 0.043212 | 9.2129 | 0.17308 | 0.23005 |  |  |  |  | 61 | 0.053366
11147 | NOTREES_1G | 1 | West | YES | 0.025662 | 29.8 | 0 | 149 | 0 | 1.017 | Wind | 1 | 0.043194 | 0 | 149 |  |  |  |  | 0.043194 | 6.436 | 0.17665 | 0.2347 |  |  |  |  | 62 | 0.054362
7038 | L_DELAWA1_1Y | 1 | West | YES | 0.025638 | 3.5 | 0 | 35 | 0 | 1 | Wind | 1 | 0.04317 | 0 | 35 |  |  |  |  | 0.04317 | 1.511 | 0.17749 | 0.23579 |  |  |  |  | 63 | 0.055427
7038 | L_DELAWA1_1Y | 2 | West | YES | 0.025638 | 3 | 0 | 30 | 0 | 1 | Wind | 1 | 0.04317 | 0 | 30 |  |  |  |  | 0.04317 | 1.2951 | 0.1782 | 0.23672 |  |  |  |  | 64 | 0.056972
1002 | PBCTAGE_1G | A | West | YES | 0.025627 | 64 | 64 | 66 | 0 | 1.036 | GGT | 1 | 0.043159 | 66 | 66 |  |  |  |  | 0.043159 | 2.8485 | 0.17978 | 0.23878 |  |  |  |  | 65 | 0.058049
1003 | PBCTBGE_2G | B | West | YES | 0.025627 | 65 | 65 | 66 | 0 | 1.036 | GGT | 1 | 0.043159 | 66 | 66 |  |  |  |  | 0.043159 | 2.8485 | 0.18137 | 0.24084 |  |  |  |  | 66 | 0.058302
1004 | PBCTCGE_3G | C | West | YES | 0.025627 | 62 | 62 | 67 | 0 | 1.036 | GGT | 1 | 0.043159 | 67 | 67 |  |  |  |  | 0.043159 | 2.8917 | 0.18297 | 0.24292 |  |  |  |  | 67 | 0.058518
1005 | PBCTDGE_4G | D | West | YES | 0.025627 | 65 | 65 | 68 | 0 | 1.036 | GGT | 1 | 0.043159 | 68 | 68 |  |  |  |  | 0.043159 | 2.9348 | 0.1846 | 0.24504 |  |  |  |  | 68 | 0.058994
1006 | PBCTEGE_5G | E | West | YES | 0.025627 | 65 | 65 | 67 | 0 | 1.036 | GGT | 1 | 0.043159 | 67 | 67 |  |  |  |  | 0.043159 | 2.8917 | 0.18621 | 0.24713 |  |  |  |  | 69 | 0.05947
1007 | PB5GEN_6G | 5 | West | YES | 0.025627 | 91.2 | 40 | 114 | 0 | 1.036 | GST | 1 | 0.043159 | 114 | 114 |  |  |  |  | 0.043159 | 4.9202 | 0.18894 | 0.25068 |  |  |  |  | 70 | 0.059953
1008 | PB6GEN_7G | 6 | West | YES | 0.025627 | 515 | 130 | 515 | 0 | 1.036 | GST | 1 | 0.043159 | 515 | 515 |  |  |  |  | 0.043159 | 22.2271 | 0.20127 | 0.26673 |  |  |  |  | 71 | 0.060443
71051 | L_BITTCR1_1N | W1 | West | YES | 0.025507 | 7.5 | 0 | 37.5 |  | 1.02 | Wind | 1 | 0.043039 | 0 | 37.5 |  |  |  |  | 0.043039 | 1.614 | 0.20217 | 0.2679 |  |  |  |  | 72 | 0.060926
71054 | L_SWEETW1_1N | W1 | West | YES | 0.025507 | 21.5 | 0 | 107.5 |  | 1.02 | Wind | 1 | 0.043039 | 0 | 107.5 |  |  |  |  | 0.043039 | 4.6267 | 0.20475 | 0.27124 |  |  |  |  | 73 | 0.061747
71057 | L_SWEETW1_2N | W1 | West | YES | 0.025507 | 27 | 0 | 135 |  | 1.02 | Wind | 1 | 0.043039 | 0 | 135 |  |  |  |  | 0.043039 | 5.8103 | 0.20798 | 0.27544 |  |  |  |  | 74 | 0.065459
71059 | L_SWEETW1_3N | W1 | West | YES | 0.025507 | 23.8 | 0 | 119 | 0 | 1.02 | Wind | 1 | 0.043039 | 0 | 119 |  |  |  |  | 0.043039 | 5.1217 | 0.21083 | 0.27913 |  |  |  |  | 75 | 0.065726
71060 | L_SWEETW1_4N | W1 | West | YES | 0.025507 | 21 | 0 | 105 | 0 | 1.02 | Wind | 1 | 0.043039 | 0 | 105 |  |  |  |  | 0.043039 | 4.5191 | 0.21335 | 0.2824 |  |  |  |  | 76 | 0.066492
71061 | L_SWEETW1_5N | W1 | West | YES | 0.025507 | 16.1 | 0 | 80.5 | 0 | 1.02 | Wind | 1 | 0.043039 | 0 | 80.5 |  |  |  |  | 0.043039 | 3.4647 | 0.21528 | 0.2849 |  |  |  |  | 77 | 0.067453
11056 | ROSCOE_1G | 1 | West | YES | 0.025069 | 41.8 | 0 | 209 |  | 1 | Wind | 1 | 0.042601 | 0 | 209 |  |  |  |  | 0.042601 | 8.9037 | 0.22028 | 0.29133 |  |  |  |  | 78 | 0.068301
11057 | CHAMPION_1G | 1 | West | YES | 0.025069 | 25.3 | 0 | 126.5 |  | 1 | Wind | 1 | 0.042601 | 0 | 126.5 |  |  |  |  | 0.042601 | 5.3891 | 0.22331 | 0.29522 |  |  |  |  | 79 | 0.069048
11058 | PYRON_1G | 1 | West | YES | 0.025069 | 49.8 | 0 | 249 |  | 1 | Wind | 1 | 0.042601 | 0 | 249 |  |  |  |  | 0.042601 | 10.6077 | 0.22928 | 0.30288 |  |  |  |  | 80 | 0.069622
11059 | INADALE_1G | 1 | West | YES | 0.025069 | 39.4 | 0 | 197 |  | 1 | Wind | 1 | 0.042601 | 0 | 197 |  |  |  |  | 0.042601 | 8.3925 | 0.234 | 0.30894 |  |  |  |  | 81 | 0.071044
60007 | KING_SW1A | 1 | West | YES | 0.025054 | 20 | 0 | 80 |  | 1.03 | Wind | 1 | 0.042586 | 0 | 80 |  |  |  |  | 0.042586 | 3.4069 | 0.23592 | 0.3114 |  |  |  |  | 82 | 0.071905
60019 | KING_NW1A | 1 | West | YES | 0.025054 | 20 | 0 | 80 |  | 1.03 | Wind | 1 | 0.042586 | 0 | 80 |  |  |  |  | 0.042586 | 3.4069 | 0.23783 | 0.31386 |  |  |  |  | 83 | 0.073599
60201 | RIO DRCS | F | West | YES | 0.025001 | 0 | 0 | 0 | 0 | 1.025 | AVR | 1 | 0.042533 | 0 | 0 |  |  |  |  | 0.042533 | 0 | 0.23783 | 0.31386 |  |  |  |  | 84 | 0.074939
6016 | SWMESA | 1 | West | YES | 0.024997 | 18.8 | 0 | 75 |  | 1.03 | Wind | 1 | 0.042529 | 0 | 75 |  |  |  |  | 0.042529 | 3.1897 | 0.23963 | 0.31616 |  |  |  |  | 85 | 0.075483
60003 | KING_NE1A | 1 | West | YES | 0.024997 | 20 | 0 | 80 |  | 1.03 | Wind | 1 | 0.042529 | 0 | 80 |  |  |  |  | 0.042529 | 3.4023 | 0.24155 | 0.31862 |  |  |  |  | 86 | 0.076026
60005 | KING_SE1A | 1 | West | YES | 0.024997 | 10 | 0 | 40 |  | 1.035 | Wind | 1 | 0.042529 | 0 | 40 |  |  |  |  | 0.042529 | 1.7012 | 0.2425 | 0.31985 |  |  |  |  | 87 | 0.076026
60016 | WOODWRD11A | 1 | West | YES | 0.024983 | 20 | 0 | 80 |  | 1.033 | Wind | 1 | 0.042515 | 0 | 80 |  |  |  |  | 0.042515 | 3.4012 | 0.24442 | 0.3223 |  |  |  |  | 88 | 0.076533
38332 | TNWDWRDU2_8 | 1 | West | YES | 0.024982 | 20 | 0 | 80 | 0 | 1.0232 | Wind | 1 | 0.042514 | 0 | 80 |  |  |  |  | 0.042514 | 3.4011 | 0.24634 | 0.32476 |  |  |  |  | 89 | 0.077073
38437 | TNSRBNMESA9 | 1 | West | YES | 0.024976 | 37.5 | 0 | 150 | 0 | 1.02 | Wind | 1 | 0.042508 | 0 | 150 |  |  |  |  | 0.042508 | 6.3763 | 0.24993 | 0.32936 |  |  |  |  | 90 | 0.077343
1416 | SWETWATR_1G | 1 | West | YES | 0.024898 | 30 | 18 | 30 | 0 | 1.026 | CC | 1 | 0.04243 | 30 | 30 |  |  |  |  | 0.04243 | 1.2729 | 0.25065 | 0.33028 |  |  |  |  | 91 | 0.077883
1417 | SWETWATR_2G | 2 | West | YES | 0.024898 | 72 | 36 | 72 | 0 | 1.026 | CC | 1 | 0.04243 | 72 | 72 |  |  |  |  | 0.04243 | 3.055 | 0.25237 | 0.33249 |  |  |  |  | 92 | 0.078422
1418 | SWETWATR_3G | 3 | West | YES | 0.024898 | 68 | 36 | 68 | 0 | 1.026 | CC | 1 | 0.04243 | 68 | 68 |  |  |  |  | 0.04243 | 2.8853 | 0.254 | 0.33457 |  |  |  |  | 93 | 0.079433
1419 | SWETWATR_4G | 4 | West | YES | 0.024898 | 61 | 36 | 61 | 0 | 1.026 | CC | 1 | 0.04243 | 61 | 61 |  |  |  |  | 0.04243 | 2.5883 | 0.25546 | 0.33644 |  |  |  |  | 94 | 0.079633
60000 | DSKY2 | 1 | West | YES | 0.024736 | 19.1 | 0 | 76.5 |  | 1.039 | Wind | 1 | 0.042268 | 0 | 76.5 |  |  |  |  | 0.042268 | 3.2335 | 0.2573 | 0.33877 |  |  |  |  | 95 | 0.080114
60017 | ORNNWP1 | 1 | West | YES | 0.024709 | 20 | 0 | 80 |  | 1.027 | Wind | 1 | 0.042241 | 0 | 80 |  |  |  |  | 0.042241 | 3.3793 | 0.25921 | 0.34121 |  |  |  |  | 96 | 0.080568
60018 | DSKY1 | 1 | West | YES | 0.024619 | 21 | 0 | 84 | 0 | 1.023 | Wind | 1 | 0.042151 | 0 | 84 |  |  |  |  | 0.042151 | 3.5407 | 0.26123 | 0.34377 |  |  |  |  | 97 | 0.080976
1437 | MESQUITW_1G | 1 | North | YES | 0.023614 | 40 | 0 | 400 | 0 | 1.023 | Wind | 1 | 0.041146 | 0 | 400 | 9.4456 | 400 |  |  | 0.041146 | 16.4585 | 0.27081 | 0.35566 |  |  |  |  | 98 | 0.081478
1438 | MESQUITW_2G | 1 | North | YES | 0.023609 | 23.6 | 0 | 236 |  | 1.017 | Wind | 1 | 0.041141 | 0 | 236 | 5.5717 | 236 |  |  | 0.041141 | 9.7094 | 0.27646 | 0.36267 |  |  |  |  | 99 | 0.082002
332 | RWMILLER01 | 1 | North | YES | 0.023267 | 58.4 | 18.5 | 73 | 0 | 1.04 | GST | 1 | 0.040799 | 73 | 73 | 1.6985 | 73 |  |  | 0.040799 | 2.9784 | 0.27821 | 0.36482 |  |  |  |  | 100 | 0.082546
333 | RWMILLER02 | 2 | North | YES | 0.023267 | 95.2 | 37 | 119 | 0 | 1.04 | GST | 1 | 0.040799 | 119 | 119 | 2.7688 | 119 |  |  | 0.040799 | 4.8551 | 0.28106 | 0.36832 |  |  |  |  | 101 | 0.084848
334 | RWMILLER03 | 3 | North | YES | 0.023267 | 166.4 | 65 | 208 | 0 | 1.04 | GST | 1 | 0.040799 | 208 | 208 | 4.8395 | 208 |  |  | 0.040799 | 8.4863 | 0.28604 | 0.37445 |  |  |  |  | 102 | 0.086205
335 | RWMILLER04 | 4 | North | YES | 0.023267 | 81.6 | 0 | 102 | 0 | 1.04 | GST | 1 | 0.040799 | 102 | 102 | 2.3732 | 102 |  |  | 0.040799 | 4.1615 | 0.28849 | 0.37746 |  |  |  |  | 103 | 0.086607
336 | RWMILLER05 | 5 | North | YES | 0.023267 | 80.8 | 0 | 101 | 0 | 1.04 | GST | 1 | 0.040799 | 101 | 101 | 2.35 | 101 |  |  | 0.040799 | 4.1207 | 0.29091 | 0.38043 |  |  |  |  | 104 | 0.087261
60202 | FRNDDRCS | F | West | YES | 0.023153 | 0 | 0 | 0 | 0 | 0.9985 | AVR | 1 | 0.040685 | 0 | 0 |  |  |  |  | 0.040685 | 0 | 0.29091 | 0.38043 |  |  |  |  | 105 | 0.088406
1442 | COKFIELD_5 | 1 | North | YES | 0.022906 | 16.5 | 0 | 165 |  | 1.029 | Wind | 1 | 0.040438 | 0 | 165 | 3.7795 | 165 |  |  | 0.040438 | 6.6723 | 0.29486 | 0.38525 |  |  |  |  | 106 | 0.088968
6100 | OKLA7A | EQ | West | YES | 0.022584 | 50 | -220 | 220 | 0 | 1.035 | DCTie | 1 | 0.040116 | 0 | 0 |  |  |  |  | 0.040116 | 0 | 0.29486 | 0.38525 |  |  |  |  | 107 | 0.089523
6752 | OKLA0A | 1 | West | YES | 0.022584 | 649.7 | 175 | 649.7 | 0 | 1.035 | LIGCO | 1 | 0.040116 | 0 | 649.7 |  |  |  |  | 0.040116 | 26.0636 | 0.31043 | 0.40407 |  |  |  |  | 108 | 0.089523
1433 | GRHAMSES_1G | 1 | North | YES | 0.02221 | 242 | 60 | 242 | 0 | 1.038 | GST | 1 | 0.039742 | 242 | 242 | 5.3748 | 242 |  |  | 0.039742 | 9.6177 | 0.31622 | 0.41101 |  |  |  |  | 109 | 0.090388
1600 | BARTNWND_1G | 1 | North | YES | 0.021426 | 12 | 0 | 120 | 0 | 1.022 | Wind | 1 | 0.038958 | 0 | 120 | 2.5711 | 120 |  |  | 0.038958 | 4.675 | 0.3191 | 0.41439 |  |  |  |  | 110 | 0.090388
344 | MRSSHPRD | 1 | North | YES | 0.021175 | 0 | 0 | 12 |  | 1.03 | Hydro | 1 | 0.038707 | 0 | 0 | 0 | 0 |  |  | 0.038707 | 0 | 0.3191 | 0.41439 |  |  |  |  | 111 | 0.093644
345 | MRSSHPRD01 | 2 | North | YES | 0.021175 | 0 | 0 | 12 |  | 1.03 | Hydro | 1 | 0.038707 | 0 | 0 | 0 | 0 |  |  | 0.038707 | 0 | 0.3191 | 0.41439 |  |  |  |  | 112 | 0.094791
1479 | WFCOGEN_1G | 1 | North | YES | 0.020849 | 16 | 12 | 20 | 0 | 1 | Cogen | 1 | 0.038381 | 0 | 0 | 0 | 0 |  |  | 0.038381 | 0 | 0.3191 | 0.41439 |  |  |  |  | 113 | 0.095292
1479 | WFCOGEN_1G | 2 | North | YES | 0.020849 | 16 | 12 | 20 | 0 | 1 | Cogen | 1 | 0.038381 | 0 | 0 | 0 | 0 |  |  | 0.038381 | 0 | 0.3191 | 0.41439 |  |  |  |  | 114 | 0.095292
1482 | WFCOGEN_2G | 2 | North | YES | 0.020849 | 13.6 | 12 | 17 | 0 | 1 | Cogen | 1 | 0.038381 | 0 | 0 | 0 | 0 |  |  | 0.038381 | 0 | 0.3191 | 0.41439 |  |  |  |  | 115 | 0.095292
1482 | WFCOGEN_2G | 1 | North | YES | 0.020849 | 16 | 12 | 20 | 0 | 1 | Cogen | 1 | 0.038381 | 0 | 0 | 0 | 0 |  |  | 0.038381 | 0 | 0.3191 | 0.41439 |  |  |  |  | 116 | 0.095292
1432 | GRHAMSES_2G | 2 | North | YES | 0.020679 | 294.9 | 90 | 366 | 0 | 1.014 | GST | 1 | 0.038211 | 366 | 366 | 7.5685 | 366 |  |  | 0.038211 | 13.9854 | 0.32787 | 0.42449 |  |  |  |  | 117 | 0.095292
503 | NTHTEXAS01 | 1 | North | YES | 0.01983 | 0 | 5 | 18 |  | 1.015 | GST | 1 | 0.037362 | 18 | 18 | 0.35694 | 18 |  |  | 0.037362 | 0.67252 | 0.3283 | 0.42497 |  |  |  |  | 118 | 0.095292
504 | NTHTEXAS02 | 2 | North | YES | 0.01983 | 14.4 | 5 | 18 |  | 1.015 | GST | 1 | 0.037362 | 18 | 18 | 0.35694 | 18 |  |  | 0.037362 | 0.67252 | 0.32873 | 0.42546 |  |  |  |  | 119 | 0.095292
505 | NTHTEXAS03 | 3 | North | YES | 0.01983 | 30.4 | 15 | 38 |  | 1.015 | GST | 1 | 0.037362 | 38 | 38 | 0.75354 | 38 |  |  | 0.037362 | 1.4198 | 0.32964 | 0.42648 |  |  |  |  | 120 | 0.096622
1898 | COMCHEPK_1G | 1 | North | YES | 0.019789 | 1217 | 1150 | 1217 | 0 | 1.032 | Nuc | 1 | 0.037321 | 0 | 0 | 0 | 0 |  |  | 0.037321 | 0 | 0.32964 | 0.42648 |  |  |  |  | 121 | 0.096676
1899 | COMCHEPK_2G | 2 | North | YES | 0.019789 | 1159 | 1128 | 1159 | 0 | 1.032 | Nuc | 1 | 0.037321 | 0 | 0 | 0 | 0 |  |  | 0.037321 | 0 | 0.32964 | 0.42648 |  |  |  |  | 122 | 0.096731
1877 | WLFHOLW_1G | 1 | North | YES | 0.019045 | 217.3 | 89.2 | 217.3 | 0 | 1.032 | CC | 1 | 0.036577 | 217.3 | 217.3 | 4.1385 | 217.3 |  |  | 0.036577 | 7.9483 | 0.33484 | 0.43222 |  |  |  |  | 123 | 0.096846
1878 | WLFHOLW_2G | 2 | North | YES | 0.019045 | 215.7 | 105 | 215.7 | 0 | 1.032 | CC | 1 | 0.036577 | 215.7 | 215.7 | 4.108 | 215.7 |  |  | 0.036577 | 7.8897 | 0.34001 | 0.43792 |  |  |  |  | 124 | 0.096846
1879 | WLFHOLW_3G | 3 | North | YES | 0.019045 | 272.4 | 89.2 | 272.4 | 0 | 1.032 | CC | 1 | 0.036577 | 272.4 | 272.4 | 5.1879 | 272.4 |  |  | 0.036577 | 9.9637 | 0.34654 | 0.44511 |  |  |  |  | 125 | 0.096846
1892 | DECRDOVA_2G | A | North | YES | 0.018631 | 65 | 65 | 70 | 0 | 1.025 | GGT | 1 | 0.036163 | 70 | 70 | 1.3042 | 70 |  |  | 0.036163 | 2.5314 | 0.34821 | 0.44694 |  |  |  |  | 126 | 0.097379
1893 | DECRDOVA_3G | B | North | YES | 0.018631 | 65 | 65 | 69 | 0 | 1.025 | GGT | 1 | 0.036163 | 69 | 69 | 1.2855 | 69 |  |  | 0.036163 | 2.4953 | 0.34987 | 0.44874 |  |  |  |  | 127 | 0.097909
1894 | DECRDOVA_4G | C | North | YES | 0.018631 | 65 | 65 | 69 | 0 | 1.025 | GGT | 1 | 0.036163 | 69 | 69 | 1.2855 | 69 |  |  | 0.036163 | 2.4953 | 0.35152 | 0.45055 |  |  |  |  | 128 | 0.098577
1895 | DECRDOVA_5G | D | North | YES | 0.018631 | 65 | 65 | 68 | 0 | 1.025 | GGT | 1 | 0.036163 | 68 | 68 | 1.2669 | 68 |  |  | 0.036163 | 2.4591 | 0.35315 | 0.45232 |  |  |  |  | 129 | 0.098728
1453 | WCPWRCO_1G | 1 | North | YES | 0.018474 | 204 | 50 | 204 | 0 | 1.02 | CC | 1 | 0.036006 | 204 | 204 | 3.7687 | 204 |  |  | 0.036006 | 7.3453 | 0.35804 | 0.45763 |  |  |  |  | 130 | 0.098877
1454 | WCPWRCO_2G | 2 | North | YES | 0.018474 | 204 | 50 | 204 | 0 | 1.02 | CC | 1 | 0.036006 | 204 | 204 | 3.7687 | 204 |  |  | 0.036006 | 7.3453 | 0.36292 | 0.46293 |  |  |  |  | 131 | 0.099026
1455 | WCPWRCO_3G | 3 | North | YES | 0.018474 | 242 | 50 | 242 |  | 1.02 | CC | 1 | 0.036006 | 242 | 242 | 4.4707 | 242 |  |  | 0.036006 | 8.7135 | 0.36872 | 0.46922 |  |  |  |  | 132 | 0.099172
1889 | DECRDOVA_1G | 1 | North | YES | 0.018024 | 779 | 255 | 779 | 0 | 1.02 | GSC | 1 | 0.035556 | 779 | 779 | 14.0407 | 779 |  |  | 0.035556 | 27.6984 | 0.38738 | 0.48922 |  |  |  |  | 133 | 0.099589
580 | JCKCNTY801 | 1 | North | YES | 0.018005 | 288 | 0 | 288 | 0 | 1.022 | CC | 1 | 0.035537 | 288 | 288 | 5.1854 | 288 |  |  | 0.035537 | 10.2348 | 0.39428 | 0.49661 |  |  |  |  | 134 | 0.10001
581 | JCKCNTY802 | 2 | North | YES | 0.018005 | 147 | 0 | 147 | 0 | 1.022 | CC | 1 | 0.035537 | 147 | 147 | 2.6467 | 147 |  |  | 0.035537 | 5.224 | 0.3978 | 0.50038 |  |  |  |  | 135 | 0.1005
582 | JCKCNTY803 | 3 | North | YES | 0.018005 | 147 | 0 | 147 | 0 | 1.022 | CC | 1 | 0.035537 | 147 | 147 | 2.6467 | 147 |  |  | 0.035537 | 5.224 | 0.40133 | 0.50416 |  |  |  |  | 136 | 0.10184
728 | WOLFRIDGE801 | 1 | North | YES | 0.016385 | 11.2 | 0 | 112.5 | 0 | 0.99 | Wind | 1 | 0.033917 | 0 | 112.5 | 1.8433 | 112.5 |  |  | 0.033917 | 3.8157 | 0.40402 | 0.50691 |  |  |  |  | 137 | 0.10233
366 | JNSNCNTY802 | 1 | North | YES | 0.016119 | 168 | 20 | 168 | 0 | 1.02 | Cogen | 1 | 0.033651 | 0 | 0 | 0 | 0 |  |  | 0.033651 | 0 | 0.40402 | 0.50691 |  |  |  |  | 138 | 0.10258
367 | JNSNCNTY802 | 2 | North | YES | 0.016119 | 90 | 20 | 90 | 0 | 1.02 | Cogen | 1 | 0.033651 | 0 | 0 | 0 | 0 |  |  | 0.033651 | 0 | 0.40402 | 0.50691 |  |  |  |  | 139 | 0.10283
1861 | EAGLEMNT_1G | MB | North | YES | 0.01605 | 0 | 30 | 112 |  | 1.022 | GST | 1 | 0.033582 | 0 | 0 | 0 | 0 |  |  | 0.033582 | 0 | 0.40402 | 0.50691 |  |  |  |  | 140 | 0.10289
1862 | EAGLEMNT_2G | MB | North | YES | 0.01605 | 0 | 40 | 100 |  | 1.022 | GST | 1 | 0.033582 | 0 | 0 | 0 | 0 |  |  | 0.033582 | 0 | 0.40402 | 0.50691 |  |  |  |  | 141 | 0.10289
1863 | EAGLEMNT_3G | MB | North | YES | 0.01605 | 0 | 50 | 378 |  | 1.022 | GST | 1 | 0.033582 | 0 | 0 | 0 | 0 |  |  | 0.033582 | 0 | 0.40402 | 0.50691 |  |  |  |  | 142 | 0.10289
923 | SPENCER_G4 | 1 | North | YES | 0.015172 | 48 | 20 | 61 | 0 | 1.03 | GST | 1 | 0.032704 | 61 | 61 | 0.92549 | 61 |  |  | 0.032704 | 1.995 | 0.40548 | 0.50835 |  |  |  |  | 143 | 0.10289
924 | SPENCER_G5 | 1 | North | YES | 0.015172 | 52 | 20 | 66 | 0 | 1.03 | GST | 1 | 0.032704 | 66 | 66 | 1.0014 | 66 |  |  | 0.032704 | 2.1585 | 0.40706 | 0.50991 |  |  |  |  | 144 | 0.10289
1947 | HANDLEY_3G | 3 | North | YES | 0.014601 | 316 | 100 | 395 | 0 | 1.022 | GST | 1 | 0.032133 | 395 | 395 | 5.7674 | 395 |  |  | 0.032133 | 12.6927 | 0.41653 | 0.51908 |  |  |  |  | 145 | 0.10289
1949 | HANDLEY_5G | 5 | North | YES | 0.014601 | 348 | 150 | 435 | 0 | 1.022 | GST | 1 | 0.032133 | 435 | 435 | 6.3514 | 435 |  |  | 0.032133 | 13.978 | 0.42695 | 0.52917 |  |  |  |  | 146 | 0.10287
1948 | HANDLEY_4G | 4 | North | YES | 0.014449 | 348 | 150 | 435 | 0 | 1.022 | GST | 1 | 0.031981 | 435 | 435 | 6.2853 | 435 |  |  | 0.031981 | 13.9119 | 0.43737 | 0.53921 |  |  |  |  | 147 | 0.10285
2371 | COLLIN_1G | MB | North | YES | 0.013322 | 0 | 40 | 138 |  | 1.022 | GST | 1 | 0.030854 | 0 | 0 | 0 | 0 |  |  | 0.030854 | 0 | 0.43737 | 0.53921 |  |  |  |  | 148 | 0.10255
1937 | MDLTHELP_5G | 5 | North | YES | 0.013206 | 224 | 74 | 224 | 0 | 1 | CC | 1 | 0.030738 | 224 | 224 | 2.9581 | 224 |  |  | 0.030738 | 6.8854 | 0.44274 | 0.54419 |  |  |  |  | 149 | 0.10222
1938 | MDLTHELP_6G | 6 | North | YES | 0.013206 | 226 | 74 | 226 | 0 | 1 | CC | 1 | 0.030738 | 226 | 226 | 2.9846 | 226 |  |  | 0.030738 | 6.9469 | 0.44815 | 0.5492 |  |  |  |  | 150 | 0.10185
1943 | MDLTHELP_3G | 3 | North | YES | 0.013206 | 212 | 74 | 212 | 0 | 1 | CC | 1 | 0.030738 | 212 | 212 | 2.7997 | 212 |  |  | 0.030738 | 6.5165 | 0.45323 | 0.55391 |  |  |  |  | 151 | 0.10185
1944 | MDLTHELP_4G | 4 | North | YES | 0.013206 | 211 | 74 | 211 | 0 | 1 | CC | 1 | 0.030738 | 211 | 211 | 2.7865 | 211 |  |  | 0.030738 | 6.4858 | 0.45828 | 0.55859 |  |  |  |  | 152 | 0.10145
2381 | NTHLK1_G | 1 | North | YES | 0.01316 | 0 | 35 | 156 |  | 1.022 | GST | 1 | 0.030692 | 156 | 156 | 2.053 | 156 |  |  | 0.030692 | 4.788 | 0.46202 | 0.56205 |  |  |  |  | 153 | 0.10105
2382 | NTHLK2_G | 2 | North | YES | 0.01316 | 0 | 35 | 181 |  | 1.022 | GST | 1 | 0.030692 | 181 | 181 | 2.382 | 181 |  |  | 0.030692 | 5.5553 | 0.46636 | 0.56606 |  |  |  |  | 154 | 0.10068
2383 | NTHLK3_G | 3 | North | YES | 0.01316 | 0 | 50 | 329 |  | 1.022 | GST | 1 | 0.030692 | 329 | 329 | 4.3296 | 329 |  |  | 0.030692 | 10.0978 | 0.47424 | 0.57335 |  |  |  |  | 155 | 0.10031
6948 | DENISNDM | 1 | North | YES | 0.013059 | 40 | 5 | 40 |  | 1.015 | Hydro | 1 | 0.030591 | 0 | 0 | 0 | 0 |  |  | 0.030591 | 0 | 0.47424 | 0.57335 |  |  |  |  | 156 | 0.10003
6948 | DENISNDM | 2 | North | YES | 0.013059 | 31 | 5 | 40 |  | 1.015 | Hydro | 1 | 0.030591 | 0 | 0 | 0 | 0 |  |  | 0.030591 | 0 | 0.47424 | 0.57335 |  |  |  |  | 157 | 0.099703
1687 | VALLEY_1G | 1 | North | YES | 0.01293 | 136 | 15 | 170 | 0 | 1.029 | GST | 1 | 0.030462 | 170 | 170 | 2.1981 | 170 |  |  | 0.030462 | 5.1786 | 0.47831 | 0.57709 |  |  |  |  | 158 | 0.099112
1688 | VALLEY_2G | 2 | North | YES | 0.01293 | 527 | 90 | 527 | 0 | 1.029 | GSC | 1 | 0.030462 | 527 | 527 | 6.8141 | 527 |  |  | 0.030462 | 16.0537 | 0.49094 | 0.58868 |  |  |  |  | 159 | 0.099112
1689 | VALLEY_3G | 3 | North | YES | 0.012758 | 0 | 25 | 375 |  | 1.003 | GST | 1 | 0.03029 | 375 | 375 | 4.7843 | 375 |  |  | 0.03029 | 11.3589 | 0.49992 | 0.59688 |  |  |  |  | 160 | 0.099112
11691 | KMICHICT1_G | 1 | North | YES | 0.012758 | 144 | 80 | 144 | 0 | 1.026 | CC | 1 | 0.03029 | 144 | 144 | 1.8372 | 144 |  |  | 0.03029 | 4.3618 | 0.50337 | 0.60003 |  |  |  |  | 161 | 0.098779
11692 | KMICHICT2_G | 2 | North | YES | 0.012758 | 146 | 80 | 146 | 0 | 1.026 | CC | 1 | 0.03029 | 146 | 146 | 1.8627 | 146 |  |  | 0.03029 | 4.4224 | 0.50687 | 0.60323 |  |  |  |  | 162 | 0.097746
11693 | KMICHIST3_G | 3 | North | YES | 0.012758 | 312 | 60 | 312 | 0 | 1.026 | CC | 1 | 0.03029 | 312 | 312 | 3.9805 | 312 |  |  | 0.03029 | 9.4506 | 0.51434 | 0.61005 |  |  |  |  | 163 | 0.096964
11694 | KMICHICT4_G | 4 | North | YES | 0.012758 | 144 | 80 | 144 | 0 | 1.026 | CC | 1 | 0.03029 | 144 | 144 | 1.8372 | 144 |  |  | 0.03029 | 4.3618 | 0.51779 | 0.6132 |  |  |  |  | 164 | 0.096664
11695 | KMICHICT5_G | 5 | North | YES | 0.012758 | 148 | 80 | 148 | 0 | 1.026 | CC | 1 | 0.03029 | 148 | 148 | 1.8882 | 148 |  |  | 0.03029 | 4.483 | 0.52134 | 0.61644 |  |  |  |  | 165 | 0.09636
11696 | KMICHIST6_G | 6 | North | YES | 0.012758 | 310 | 60 | 310 | 0 | 1.026 | CC | 1 | 0.03029 | 310 | 310 | 3.955 | 310 |  |  | 0.03029 | 9.39 | 0.52876 | 0.62322 |  |  |  |  | 166 | 0.095709
1678 | LAMARPWR_1G | 1 | North | YES | 0.0127 | 160 | 67.7 | 160 | 0 | 1.038 | CC | 1 | 0.030232 | 160 | 160 | 2.032 | 160 |  |  | 0.030232 | 4.8372 | 0.5326 | 0.62671 |  |  |  |  | 167 | 0.095409
1679 | LAMARPWR_2G | 2 | North | YES | 0.0127 | 156 | 67.7 | 156 | 0 | 1.038 | CC | 1 | 0.030232 | 156 | 156 | 1.9812 | 156 |  |  | 0.030232 | 4.7162 | 0.53633 | 0.63012 |  |  |  |  | 168 | 0.0951
1680 | LAMARPWR_3G | 3 | North | YES | 0.0127 | 196 | 129.1 | 196 | 0 | 1.038 | CC | 1 | 0.030232 | 196 | 196 | 2.4892 | 196 |  |  | 0.030232 | 5.9255 | 0.54103 | 0.63439 |  |  |  |  | 169 | 0.094454
1681 | LAMARPWR_4G | 4 | North | YES | 0.0127 | 156 | 67.7 | 156 | 0 | 1.038 | CC | 1 | 0.030232 | 156 | 156 | 1.9812 | 156 |  |  | 0.030232 | 4.7162 | 0.54477 | 0.6378 |  |  |  |  | 170 | 0.094114
1682 | LAMARPWR_5G | 5 | North | YES | 0.0127 | 157 | 67.7 | 157 | 0 | 1.038 | CC | 1 | 0.030232 | 157 | 157 | 1.9939 | 157 |  |  | 0.030232 | 4.7465 | 0.54853 | 0.64123 |  |  |  |  | 171 | 0.093782
1683 | LAMARPWR_6G | 6 | North | YES | 0.0127 | 198 | 129.1 | 198 | 0 | 1.038 | CC | 1 | 0.030232 | 198 | 198 | 2.5146 | 198 |  |  | 0.030232 | 5.986 | 0.55327 | 0.64555 |  |  |  |  | 172 | 0.093365
1675 | PEC_1G | 1 | North | YES | 0.012668 | 76.7 | 35 | 76.7 | 0 | 1.022 | Cogen | 1 | 0.0302 | 0 | 0 | 0 | 0 |  |  | 0.0302 | 0 | 0.55327 | 0.64555 |  |  |  |  | 173 | 0.093033
1676 | PEC_2G | 2 | North | YES | 0.012668 | 79.6 | 35 | 79.6 | 0 | 1.022 | Cogen | 1 | 0.0302 | 0 | 0 | 0 | 0 |  |  | 0.0302 | 0 | 0.55327 | 0.64555 |  |  |  |  | 174 | 0.0927
1677 | PEC_3G | 3 | North | YES | 0.012668 | 88.4 | 35 | 88.4 | 0 | 1.022 | Cogen | 1 | 0.0302 | 0 | 0 | 0 | 0 |  |  | 0.0302 | 0 | 0.55327 | 0.64555 |  |  |  |  | 175 | 0.092279
1701 | MOSES_1G | 1 | North | YES | 0.01259 | 558 | 175 | 558 | 0 | 1.023 | LIGCO | 1 | 0.030122 | 0 | 558 | 7.0252 | 558 |  |  | 0.030122 | 16.8083 | 0.56664 | 0.65769 |  |  |  |  | 176 | 0.092279
1702 | MOSES_2G | 2 | North | YES | 0.01259 | 579 | 175 | 579 | 0 | 1.023 | LIGCO | 1 | 0.030122 | 0 | 579 | 7.2896 | 579 |  |  | 0.030122 | 17.4409 | 0.58051 | 0.67028 |  |  |  |  | 177 | 0.092279
1703 | MOSES_3G | 3 | North | YES | 0.01259 | 808 | 463 | 808 | 0 | 1.023 | LIGCO | 1 | 0.030122 | 0 | 808 | 10.1727 | 808 |  |  | 0.030122 | 24.3389 | 0.59987 | 0.68785 |  |  |  |  | 178 | 0.092279
5925 | DCEAST | EQ | North | YES | 0.01259 | 400.3 | -600 | 600 | 0 | 1.025 | DCTie | 1 | 0.030122 | 0 | 0 | 0 | 0 |  |  | 0.030122 | 0 | 0.59987 | 0.68785 |  |  |  |  | 179 | 0.091048
2413 | MTCK6_G | 6 | North | YES | 0.012408 | 0 | 30 | 118 |  | 1.022 | GST | 1 | 0.02994 | 118 | 118 | 1.4641 | 118 |  |  | 0.02994 | 3.533 | 0.60269 | 0.69041 |  |  |  |  | 180 | 0.08977
2414 | MTCK7_G | 7 | North | YES | 0.012408 | 0 | 30 | 115 |  | 1.022 | GST | 1 | 0.02994 | 115 | 115 | 1.4269 | 115 |  |  | 0.02994 | 3.4431 | 0.60545 | 0.69289 |  |  |  |  | 181 | 0.087988
2417 | MTCK8_G | 8 | North | YES | 0.012408 | 444.8 | 60 | 556 | 0 | 1.022 | GSC | 1 | 0.02994 | 556 | 556 | 6.8988 | 556 |  |  | 0.02994 | 16.6468 | 0.61877 | 0.70491 |  |  |  |  | 182 | 0.087988
842 | OLINGER_G1 | 1 | North | YES | 0.012404 | 55.4 | 20 | 79 | 0 | 1.03 | GST | 1 | 0.029936 | 79 | 79 | 0.97992 | 79 |  |  | 0.029936 | 2.365 | 0.62066 | 0.70662 |  |  |  |  | 183 | 0.087712
843 | OLINGER_G2 | 1 | North | YES | 0.012404 | 76.2 | 25 | 110 | 0 | 1.03 | GST | 1 | 0.029936 | 110 | 110 | 1.3644 | 110 |  |  | 0.029936 | 3.293 | 0.6233 | 0.709 |  |  |  |  | 184 | 0.087443
844 | OLINGER_G3 | 1 | North | YES | 0.012404 | 103.9 | 45 | 150 | 0 | 1.03 | GST | 1 | 0.029936 | 150 | 150 | 1.8606 | 150 |  |  | 0.029936 | 4.4905 | 0.62689 | 0.71224 |  |  |  |  | 185 | 0.086143
845 | OLINGER_G4 | 1 | North | YES | 0.012404 | 51.9 | 0 | 76 | 0 | 1.03 | GGT | 1 | 0.029936 | 76 | 76 | 0.9427 | 76 |  |  | 0.029936 | 2.2752 | 0.62871 | 0.71388 |  |  |  |  | 186 | 0.085959
837 | NEWMAN_G5 | 1 | North | YES | 0.012367 | 0 | 15 | 40 |  | 1.01 | GST | 1 | 0.029899 | 40 | 40 | 0.49468 | 40 |  |  | 0.029899 | 1.196 | 0.62967 | 0.71475 |  |  |  |  | 187 | 0.085701
948 | STEAM1 | 1 | North | YES | 0.01233 | 0 | 12 | 20 |  | 1.02 | GST | 1 | 0.029862 | 20 | 20 | 0.2466 | 20 |  |  | 0.029862 | 0.59725 | 0.63015 | 0.71518 |  |  |  |  | 188 | 0.08535
949 | STEAM2 | 1 | North | YES | 0.01233 | 26 | 8 | 26 | 0 | 0.99 | GST | 1 | 0.029862 | 26 | 26 | 0.32058 | 26 |  |  | 0.029862 | 0.77642 | 0.63077 | 0.71574 |  |  |  |  | 189 | 0.085172
950 | STEAM3 | 1 | North | YES | 0.01233 | 41 | 13 | 42 | 0 | 1.02 | GST | 1 | 0.029862 | 42 | 42 | 0.51786 | 42 |  |  | 0.029862 | 1.2542 | 0.63178 | 0.71664 |  |  |  |  | 190 | 0.085078
2451 | LKHB1_G | 1 | North | YES | 0.012124 | 0 | 80 | 391 |  | 1.022 | GST | 1 | 0.029656 | 391 | 391 | 4.7405 | 391 |  |  | 0.029656 | 11.5956 | 0.64114 | 0.72502 |  |  |  |  | 191 | 0.08503
2452 | LKHB2_G | 2 | North | YES | 0.012124 | 516 | 80 | 516 | 0 | 1.022 | GST | 1 | 0.029656 | 516 | 516 | 6.256 | 516 |  |  | 0.029656 | 15.3027 | 0.65351 | 0.73607 |  |  |  |  | 192 | 0.084967
12440 | PARKD_1SVC8 | 1 | North | YES | 0.012107 | 0 | 0 | 0 | 0 | 1.007 | GST | 1 | 0.029639 | 0 | 0 | 0 | 0 |  |  | 0.029639 | 0 | 0.65351 | 0.73607 |  |  |  |  | 193 | 0.084867
12449 | PARKD_2SVC8 | 1 | North | YES | 0.012107 | 0 | 0 | 0 | 0 | 1.007 | GST | 1 | 0.029639 | 0 | 0 | 0 | 0 |  |  | 0.029639 | 0 | 0.65351 | 0.73607 |  |  |  |  | 194 | 0.083873
1941 | MDLTHELP_1G | 1 | North | YES | 0.011987 | 216.4 | 74 | 216.4 | 0 | 1 | CC | 1 | 0.029519 | 216.4 | 216.4 | 2.594 | 216.4 |  |  | 0.029519 | 6.388 | 0.65869 | 0.74068 |  |  |  |  | 195 | 0.082561
1942 | MDLTHELP_2G | 2 | North | YES | 0.011987 | 216.1 | 74 | 216.1 | 0 | 1 | CC | 1 | 0.029519 | 216.1 | 216.1 | 2.5904 | 216.1 |  |  | 0.029519 | 6.3791 | 0.66387 | 0.74529 |  |  |  |  | 196 | 0.082561
12411 | FPLEFR1A_G | 1 | North | YES | 0.011928 | 161 | 72 | 161 | 0 | 1 | CC | 1 | 0.02946 | 161 | 161 | 1.9204 | 161 |  |  | 0.02946 | 4.7431 | 0.66772 | 0.74871 |  |  |  |  | 197 | 0.082561
12412 | FPLEFR1B_G | 2 | North | YES | 0.011928 | 164 | 72 | 164 | 0 | 1 | CC | 1 | 0.02946 | 164 | 164 | 1.9562 | 164 |  |  | 0.02946 | 4.8315 | 0.67165 | 0.7522 |  |  |  |  | 198 | 0.081989
12413 | FPLEFR1C_G | 3 | North | YES | 0.011928 | 164 | 72 | 164 | 0 | 1 | CC | 1 | 0.02946 | 164 | 164 | 1.9562 | 164 |  |  | 0.02946 | 4.8315 | 0.67558 | 0.75569 |  |  |  |  | 199 | 0.081418
12414 | FPLEFR1S_G | 4 | North | YES | 0.011928 | 414 | 191 | 414 | 0 | 1 | CC | 1 | 0.02946 | 414 | 414 | 4.9382 | 414 |  |  | 0.02946 | 12.1966 | 0.6855 | 0.76449 |  |  |  |  | 200 | 0.080986
12421 | FPLEFR2A_G | 1 | North | YES | 0.011928 | 162 | 72 | 162 | 0 | 1 | CC | 1 | 0.02946 | 162 | 162 | 1.9323 | 162 |  |  | 0.02946 | 4.7726 | 0.68938 | 0.76794 |  |  |  |  | 201 | 0.080546
12422 | FPLEFR2B_G | 2 | North | YES | 0.011928 | 161 | 72 | 161 | 0 | 1 | CC | 1 | 0.02946 | 161 | 161 | 1.9204 | 161 |  |  | 0.02946 | 4.7431 | 0.69324 | 0.77137 |  |  |  |  | 202 | 0.080106
12423 | FPLEFR2C_G | 3 | North | YES | 0.011928 | 163 | 72 | 163 | 0 | 1 | CC | 1 | 0.02946 | 163 | 163 | 1.9443 | 163 |  |  | 0.02946 | 4.802 | 0.69714 | 0.77483 |  |  |  |  | 203 | 0.078995
12424 | FPLEFR2S_G | 4 | North | YES | 0.011928 | 415 | 191 | 415 | 0 | 1 | CC | 1 | 0.02946 | 415 | 415 | 4.9501 | 415 |  |  | 0.02946 | 12.2261 | 0.70708 | 0.78366 |  |  |  |  | 204 | 0.07856
12322 | ENNSTRAC_1G | 1 | North | YES | 0.0117 | 196 | 130 | 196 | 0 | 1.036 | CC | 1 | 0.029232 | 196 | 196 | 2.2932 | 196 |  |  | 0.029232 | 5.7295 | 0.71178 | 0.7878 |  |  |  |  | 205 | 0.078128
12323 | ENNSTRAC_2G | 2 | North | YES | 0.0117 | 116 | 100 | 116 | 0 | 1.036 | CC | 1 | 0.029232 | 116 | 116 | 1.3572 | 116 |  |  | 0.029232 | 3.391 | 0.71456 | 0.79025 |  |  |  |  | 206 | 0.07769
3097 | MARTLAKE_1G | 1 | North | YES | 0.010603 | 790 | 500 | 790 | 0 | 1.017 | LIGCO | 1 | 0.028135 | 0 | 790 | 8.3764 | 790 |  |  | 0.028135 | 22.2269 | 0.73348 | 0.8063 |  |  |  |  | 207 | 0.076576
3098 | MARTLAKE_2G | 2 | North | YES | 0.010603 | 795 | 461 | 795 | 0 | 1.017 | LIGCO | 1 | 0.028135 | 0 | 795 | 8.4294 | 795 |  |  | 0.028135 | 22.3676 | 0.75253 | 0.82245 |  |  |  |  | 208 | 0.076018
3099 | MARTLAKE_3G | 3 | North | YES | 0.010603 | 804 | 500 | 804 | 0 | 1.017 | LIGCO | 1 | 0.028135 | 0 | 804 | 8.5248 | 804 |  |  | 0.028135 | 22.6208 | 0.77179 | 0.83878 |  |  |  |  | 209 | 0.075687
13116 | TGATEWAY_1G | 1 | North | YES | 0.010423 | 151 | 30 | 151 | 0 | 1.0232 | CC | 1 | 0.027955 | 151 | 151 | 1.5739 | 151 |  |  | 0.027955 | 4.2213 | 0.77541 | 0.84183 |  |  |  |  | 210 | 0.072811
13117 | TGATEWAY_2G | 2 | North | YES | 0.010423 | 130 | 30 | 130 | 0 | 1.0232 | CC | 1 | 0.027955 | 130 | 130 | 1.355 | 130 |  |  | 0.027955 | 3.6342 | 0.77852 | 0.84445 |  |  |  |  | 211 | 0.069917
13118 | TGATEWAY_3G | 3 | North | YES | 0.010423 | 148 | 30 | 148 | 0 | 1.0232 | CC | 1 | 0.027955 | 148 | 148 | 1.5426 | 148 |  |  | 0.027955 | 4.1374 | 0.78207 | 0.84744 |  |  |  |  | 212 | 0.06699
13119 | TGATEWAY_4G | 4 | North | YES | 0.010423 | 399 | 65 | 399 | 0 | 1.0232 | CC | 1 | 0.027955 | 399 | 399 | 4.1588 | 399 |  |  | 0.027955 | 11.1542 | 0.79163 | 0.85549 |  |  |  |  | 213 | 0.06642
3126 | TRINIDAD_6G | 1 | North | YES | 0.010264 | 179.2 | 46 | 224 | 0 | 1 | GST | 1 | 0.027796 | 224 | 224 | 2.2991 | 224 |  |  | 0.027796 | 6.2264 | 0.79699 | 0.85999 |  |  |  |  | 214 | 0.06593
3348 | CHAMPION_1G | MB | North | YES | 0.010252 | 0 | 42 | 42 |  | 1 | Cogen | 1 | 0.027784 | 0 | 0 | 0 | 0 |  |  | 0.027784 | 0 | 0.79699 | 0.85999 |  |  |  |  | 215 | 0.065372
3309 | ASPN_G | 1 | North | YES | 0.010235 | 50 | 0 | 50 |  | 1 | Bio | 1 | 0.027767 | 50 | 50 | 0.51175 | 50 |  |  | 0.027767 | 1.3884 | 0.79819 | 0.86099 |  |  |  |  | 216 | 0.063867
3107 | STRYKER_1G | 1 | North | YES | 0.010163 | 145.6 | 45 | 182 | 0 | 1.029 | GST | 1 | 0.027695 | 182 | 182 | 1.8497 | 182 |  |  | 0.027695 | 5.0406 | 0.80255 | 0.86463 |  |  |  |  | 217 | 0.062997
3108 | STRYKER_2G | 2 | North | YES | 0.010163 | 484 | 75 | 484 | 0 | 1.029 | GST | 1 | 0.027695 | 484 | 484 | 4.9189 | 484 |  |  | 0.027695 | 13.4046 | 0.81415 | 0.87431 |  |  |  |  | 218 | 0.062997
244 | WHITNYDM01 | 1 | North | YES | 0.009147 | 15 | 0 | 15 | 0 | 1.035 | Hydro | 1 | 0.026679 | 0 | 0 | 0 | 0 |  |  | 0.026679 | 0 | 0.81415 | 0.87431 |  |  |  |  | 219 | 0.062802
245 | WHITNYDM02 | 2 | North | YES | 0.009147 | 15 | 0 | 15 | 0 | 1.035 | Hydro | 1 | 0.026679 | 0 | 0 | 0 | 0 |  |  | 0.026679 | 0 | 0.81415 | 0.87431 |  |  |  |  | 220 | 0.062081
13134 | CALFREST_4G | 4 | North | YES | 0.008583 | 151.5 | 40 | 151.5 | 0 | 1.031 | CC | 1 | 0.026115 | 151.5 | 151.5 | 1.3003 | 151.5 |  |  | 0.026115 | 3.9565 | 0.81778 | 0.87717 |  |  |  |  | 221 | 0.060165
13135 | CALFREST_5G | 5 | North | YES | 0.008583 | 152.3 | 57 | 152.3 | 0 | 1.031 | CC | 1 | 0.026115 | 152.3 | 152.3 | 1.3072 | 152.3 |  |  | 0.026115 | 3.9774 | 0.82142 | 0.88004 |  |  |  |  | 222 | 0.060165
13136 | CALFREST_6G | 6 | North | YES | 0.008583 | 177.5 | 40 | 177.5 | 0 | 1.031 | CC | 1 | 0.026115 | 177.5 | 177.5 | 1.5235 | 177.5 |  |  | 0.026115 | 4.6355 | 0.82568 | 0.88339 |  |  |  |  | 223 | 0.060165
13131 | CALFREST_1G | 1 | North | YES | 0.008522 | 150.7 | 40 | 150.7 | 0 | 1.031 | CC | 1 | 0.026054 | 150.7 | 150.7 | 1.2843 | 150.7 |  |  | 0.026054 | 3.9264 | 0.82929 | 0.88622 |  |  |  |  | 224 | 0.059393
13132 | CALFREST_2G | 2 | North | YES | 0.008522 | 151 | 57 | 151 | 0 | 1.031 | CC | 1 | 0.026054 | 151 | 151 | 1.2868 | 151 |  |  | 0.026054 | 3.9342 | 0.8329 | 0.88906 |  |  |  |  | 225 | 0.058616
13133 | CALFREST_3G | 3 | North | YES | 0.008522 | 177.4 | 40 | 177.4 | 0 | 1.031 | CC | 1 | 0.026054 | 177.4 | 177.4 | 1.5118 | 177.4 |  |  | 0.026054 | 4.622 | 0.83715 | 0.8924 |  |  |  |  | 226 | 0.057711
3381 | BBRN_1G | 1 | North | YES | 0.008148 | 618 | 225 | 618 | 0 | 1.03 | LIGCO | 1 | 0.02568 | 0 | 618 | 5.0355 | 618 |  |  | 0.02568 | 15.8705 | 0.85196 | 0.90386 |  |  |  |  | 227 | 0.056936
3382 | BBRN_2G | 2 | North | YES | 0.008148 | 589 | 225 | 589 | 0 | 1.03 | LIGCO | 1 | 0.02568 | 0 | 589 | 4.7992 | 589 |  |  | 0.02568 | 15.1257 | 0.86607 | 0.91478 |  |  |  |  | 228 | 0.056159
251 | BOSQUESW803 | 2 | North | YES | 0.007311 | 150 | 0 | 150 | 0 | 1.032 | CC | 1 | 0.024843 | 150 | 150 | 1.0966 | 150 |  |  | 0.024843 | 3.7265 | 0.86966 | 0.91747 |  |  |  |  | 229 | 0.055247
253 | BOSQUESW804 | 2 | North | YES | 0.007311 | 80 | 0 | 80 | 0 | 1.032 | CC | 1 | 0.024843 | 80 | 80 | 0.58488 | 80 |  |  | 0.024843 | 1.9875 | 0.87158 | 0.91891 |  |  |  |  | 230 | 0.051901
238 | BOSQUESW505 | 1 | North | YES | 0.005075 | 255 | 0 | 255 | 0 | 1.02 | CC | 1 | 0.022607 | 255 | 255 | 1.2941 | 255 |  |  | 0.022607 | 5.7649 | 0.87769 | 0.92307 |  |  |  |  | 231 | 0.048713
239 | BOSQUESW502 | 1 | North | YES | 0.005075 | 119.2 | 0 | 149 | 0 | 1.02 | GGT | 1 | 0.022607 | 149 | 149 | 0.75618 | 149 |  |  | 0.022607 | 3.3685 | 0.88126 | 0.9255 |  |  |  |  | 232 | 0.04781
247 | BOSQUESW501 | 2 | North | YES | 0.005075 | 124.8 | 0 | 156 | 0 | 1.02 | GGT | 1 | 0.022607 | 156 | 156 | 0.7917 | 156 |  |  | 0.022607 | 3.5267 | 0.885 | 0.92805 |  |  |  |  | 233 | 0.047328
48721 | LEG_1___1 | 1 | North | YES | 0.00487 | 827 | 357 | 827 | 0 | 1.0348 | LIGCO | 1 | 0.022402 | 0 | 827 | 4.0275 | 827 |  |  | 0.022402 | 18.5268 | 0.90481 | 0.94143 |  |  |  |  | 234 | 0.045382
48722 | LEG_2___2 | 2 | North | YES | 0.00487 | 819 | 357 | 819 | 0 | 1.0348 | LIGCO | 1 | 0.022402 | 0 | 819 | 3.9885 | 819 |  |  | 0.022402 | 18.3475 | 0.92443 | 0.95468 |  |  |  |  | 235 | 0.044245
3403 | THOUSE_1G | 1 | North | YES | 0.003985 | 563 | 200 | 563 | 0 | 1.012 | GSC | 1 | 0.021517 | 563 | 563 | 2.2436 | 563 |  |  | 0.021517 | 12.1143 | 0.93792 | 0.96342 |  |  |  |  | 236 | 0.043054
3404 | THOUSE_2G | 2 | North | YES | 0.003985 | 807 | 250 | 807 | 0 | 1.012 | GSC | 1 | 0.021517 | 807 | 807 | 3.2159 | 807 |  |  | 0.021517 | 17.3645 | 0.95725 | 0.97596 |  |  |  |  | 237 | 0.03662
39960 | TNTNPONE_18 | 1 | North | YES | 0.003779 | 152.3 | 30 | 152.3 |  | 1.04 | LIGCO | 1 | 0.021311 | 0 | 152.3 | 0.57554 | 152.3 |  |  | 0.021311 | 3.2457 | 0.9609 | 0.97831 |  |  |  |  | 238 | 0.030248
39970 | TNTNPONE_28 | 1 | North | YES | 0.003779 | 153 | 30 | 153 |  | 1.04 | LIGCO | 1 | 0.021311 | 0 | 153 | 0.57819 | 153 |  |  | 0.021311 | 3.2606 | 0.96456 | 0.98066 |  |  |  |  | 239 | 0.025507
990 | GIBN_CREK_G1 | 1 | North | YES | 0.001048 | 463 | 200 | 463 | 0 | 1.0275 | LIGCO | 1 | 0.01858 | 0 | 463 | 0.48522 | 463 |  |  | 0.01858 | 8.6027 | 0.97566 | 0.98687 |  |  |  |  | 240 | 0.018713
32798 | BRYN_TAMUGEN | 1 | North | YES | 0.000811 | 32 | 0 | 32 |  | 1.02 | GST | 1 | 0.018343 | 32 | 32 | 0.025952 | 32 |  |  | 0.018343 | 0.58699 | 0.97642 | 0.9873 |  |  |  |  | 241 | 0.017408
32886 | BRYN_ATKINS3 | MB | North | YES | 0.000757 | 0 | 5 | 12 |  | 1 | GST | 1 | 0.018289 | 0 | 0 | 0 | 0 |  |  | 0.018289 | 0 | 0.97642 | 0.9873 |  |  |  |  | 242 | 0.016097
32887 | BRYN_ATKINS6 | MB | North | YES | 0.000757 | 0 | 12 | 51 |  | 1.028 | GST | 1 | 0.018289 | 0 | 0 | 0 | 0 |  |  | 0.018289 | 0 | 0.97642 | 0.9873 |  |  |  |  | 243 | 0.011217
32888 | BRYN_ATKINS7 | 1 | North | YES | 0.000757 | 13.6 | 4 | 17 |  | 1.028 | GGT | 1 | 0.018289 | 17 | 17 | 0.012869 | 17 |  |  | 0.018289 | 0.31092 | 0.97683 | 0.98752 |  |  |  |  | 244 | 0.010874
32890 | BRYN_ATKINS4 | MB | North | YES | 0.000757 | 0 | 5 | 22 |  | 1.031 | GST | 1 | 0.018289 | 0 | 0 | 0 | 0 |  |  | 0.018289 | 0 | 0.97683 | 0.98752 |  |  |  |  | 245 | 0.010874
32891 | BRYN_ATKINS5 | MB | North | YES | 0.000757 | 0 | 5 | 25 |  | 1.031 | GST | 1 | 0.018289 | 0 | 0 | 0 | 0 |  |  | 0.018289 | 0 | 0.97683 | 0.98752 |  |  |  |  | 246 | 0.010874
32883 | BRYN_DNSBY3 | 1 | North | YES | 0.000611 | 0 | 2 | 48 |  | 1.015 | GST | 1 | 0.018143 | 48 | 48 | 0.029328 | 48 |  |  | 0.018143 | 0.87088 | 0.97798 | 0.98815 |  |  |  |  | 247 | 0.010691
32884 | BRYN_DNSBY13 | 1 | North | YES | 0.000611 | 46 | 2 | 46 | 0 | 1.015 | GST | 1 | 0.018143 | 46 | 46 | 0.028106 | 46 |  |  | 0.018143 | 0.83459 | 0.97908 | 0.98875 |  |  |  |  | 248 | 0.010691
32892 | BRYN_DNSBY14 | 1 | North | YES | 0.000611 | 84 | 25 | 105 | 0 | 1.035 | GST | 1 | 0.018143 | 105 | 105 | 0.064155 | 105 |  |  | 0.018143 | 1.9051 | 0.9816 | 0.99013 |  |  |  |  | 249 | 0.010691
3416 | LAKE_CRK1_G | 1 | North | YES | 0.000322 | 60 | 33 | 75 |  | 1.029 | GST | 1 | 0.017854 | 75 | 75 | 0.02415 | 75 |  |  | 0.017854 | 1.3391 | 0.98339 | 0.99109 |  |  |  |  | 250 | 0.01017
3417 | LAKE_CRK2_G | 2 | North | YES | 0.000322 | 177.6 | 40 | 222 | 0 | 1.029 | GST | 1 | 0.017854 | 222 | 222 | 0.071484 | 222 |  |  | 0.017854 | 3.9637 | 0.98871 | 0.99396 |  |  |  |  | 251 | 0.0096709
48671 | FTR_GT1_5105 | 1 | North | YES | 0.00023 | 154.2 | 0 | 154.2 | 0 | 1.0319 | CC | 1 | 0.017762 | 154.2 | 154.2 | 0.035466 | 154.2 |  |  | 0.017762 | 2.739 | 0.99241 | 0.99593 |  |  |  |  | 252 | 0.008531
48672 | FTR_GT2_5110 | 2 | North | YES | 0.00023 | 159 | 0 | 159 | 0 | 1.0319 | CC | 1 | 0.017762 | 159 | 159 | 0.03657 | 159 |  |  | 0.017762 | 2.8242 | 0.99621 | 0.99797 |  |  |  |  | 253 | 0.0077012
48673 | FTR_GT3_5085 | 3 | North | YES | 0.00023 | 158 | 0 | 158 | 0 | 1.0319 | CC | 1 | 0.017762 | 158 | 158 | 0.03634 | 158 |  |  | 0.017762 | 2.8065 | 1 | 1 |  |  |  |  | 254 | 0.0052449
48674 | FTR_CN4_5095 | 4 | North | YES | 0.00023 | 380 | 0 | 380 | 0 | 1.0319 | CC | 1 | 0.017762 | 380 | 380 | 0.0874 | 380 |  |  | 0.017762 | 6.7497 | 1.0091 | 1.0049 |  |  |  |  | 255 | 0.0035285
5934 | SI_RAY5 | 5 | South | YES | 0 | 0 | 10 | 15 |  | 1.035 | GST | -1 | 0.011606 | 15 | 15 |  |  | 0 | 15 | -0.011606 | -0.1741 | [6 empty] | 256 | 0.0017587
8139 | JOS #1 | MB | South | YES | 0 | 0 | 45 | 255 |  | 1.02 | GST | -1 | 0.011606 | 0 | 0 |  |  | 0 | 0 | -0.011606 | 0 | [6 empty] | 257 | 0
8285 | LAR #1 | MB | South | YES | 0 | 0 | 9 | 32 |  | 1.0497 | GST | -1 | 0.011606 | 0 | 0 |  |  | 0 | 0 | -0.011606 | 0 | [6 empty] | 258 | -0.0042297
8287 | LAR #2 | MB | South | YES | 0 | 0 | 9 | 32 |  | 1.04 | GST | -1 | 0.011606 | 0 | 0 |  |  | 0 | 0 | -0.011606 | 0 | [6 empty] | 259 | 0
8288 | LAR #3 | MB | South | YES | 0 | 0 | 25 | 105 |  | 1.04 | GST | -1 | 0.011606 | 0 | 0 |  |  | 0 | 0 | -0.011606 | 0 | [6 empty] | 260 | 0
8388 | BATES0A | MB | South | YES | 0 | 0 | 21 | 71 |  | 1.033 | GST | -1 | 0.011606 | 0 | 0 |  |  | 0 | 0 | -0.011606 | 0 | [6 empty] | 261 | 0
8393 | BATES0B | MB | South | YES | 0 | 0 | 25 | 110 |  | 1.03 | GST | -1 | 0.011606 | 0 | 0 |  |  | 0 | 0 | -0.011606 | 0 | [6 empty] | 262 | 0
8437 | NUECES_B0C | MB | South | YES | 0 | 0 | 7 | 30 |  | 1.03 | GST | -1 | 0.011606 | 0 | 0 |  |  | 0 | 0 | -0.011606 | 0 | [6 empty] | 263 | 0
8438 | NUECES_B0B | MB | South | YES | 0 | 0 | 26 | 169 |  | 1.03 | GST | -1 | 0.011606 | 0 | 0 |  |  | 0 | 0 | -0.011606 | 0 | [6 empty] | 264 | 0
39190 | TNSLCGN1__8 | 1 | Houston | YES | 0 | 0 | 10 | 30 |  | 1.03 | Cogen | -1 | 0.011606 | 0 | 0 |  |  |  |  | -0.011606 | 0 | [6 empty] | 265 | 0
8032 | AMISTADHYD1 | 1 | South | YES | -0.001109 | 33 | 13 | 33 | 0 | 1.03 | Hydro | -1 | 0.012715 | 0 | 0 |  |  | 0 | 0 | -0.012715 | 0 | [6 empty] | 266 | 0
8033 | AMISTADHYD2 | 2 | South | YES | -0.001109 | 25 | 13 | 25 | 0 | 1.03 | Hydro | -1 | 0.012715 | 0 | 0 |  |  | 0 | 0 | -0.012715 | 0 | [6 empty] | 267 | 0
88253 | HAMILTON | F | South | YES | -0.001109 | 0 | 0 | 0 | 0 | 1.04 | BLT | -1 | 0.012715 | 0 | 0 |  |  | 0 | 0 | -0.012715 | 0 | [6 empty] | 268 | 0
48591 | CHE_GT2_5030 | 2 | Houston | YES | -0.003776 | 173 | 50 | 173 | 0 | 1.029 | Cogen | -1 | 0.015382 | 0 | 0 |  |  |  |  | -0.015382 | 0 | [6 empty] | 269 | 0
48811 | CVC_GT3_5045 | 3 | Houston | YES | -0.003776 | 156 | 91.8 | 156 | 0 | 1.029 | Cogen | -1 | 0.015382 | 0 | 0 |  |  |  |  | -0.015382 | 0 | [6 empty] | 270 | 0
48812 | CVC_GT2_5020 | 2 | Houston | YES | -0.003776 | 158 | 91.8 | 158 | 0 | 1.029 | Cogen | -1 | 0.015382 | 0 | 0 |  |  |  |  | -0.015382 | 0 | [6 empty] | 271 | 0
48813 | CVC_GT1_5035 | 1 | Houston | YES | -0.003776 | 160 | 91.8 | 160 | 0 | 1.029 | Cogen | -1 | 0.015382 | 0 | 0 |  |  |  |  | -0.015382 | 0 | [6 empty] | 272 | 0
48814 | CVC_ST5_5040 | 1 | Houston | YES | -0.003776 | 162 | 91.8 | 162 | 0 | 1.029 | Cogen | -1 | 0.015382 | 0 | 0 |  |  |  |  | -0.015382 | 0 | [6 empty] | 273 | 0
48885 | THW_5152 | B | Houston | YES | -0.004219 | 47.2 | 5 | 59 |  | 1.0319 | GGT | -1 | 0.015825 | 59 | 59 |  |  |  |  | -0.015825 | -0.9337 | [6 empty] | 274 | 0
48885 | THW_5152 | A | Houston | YES | -0.004219 | 46.4 | 5 | 58 |  | 1.0319 | GGT | -1 | 0.015825 | 58 | 58 |  |  |  |  | -0.015825 | -0.91787 | [6 empty] | 275 | 0
48886 | THW_5354 | D | Houston | YES | -0.004219 | 46.4 | 5 | 58 |  | 1.0319 | GGT | -1 | 0.015825 | 58 | 58 |  |  |  |  | -0.015825 | -0.91787 | [6 empty] | 276 | 0
48886 | THW_5354 | C | Houston | YES | -0.004219 | 45.6 | 5 | 57 |  | 1.0319 | GGT | -1 | 0.015825 | 57 | 57 |  |  |  |  | -0.015825 | -0.90205 | [6 empty] | 277 | 0
48887 | THW_5556 | E | Houston | YES | -0.004219 | 47.2 | 5 | 59 |  | 1.0319 | GGT | -1 | 0.015825 | 59 | 59 |  |  |  |  | -0.015825 | -0.9337 | [6 empty] | 278 | 0
48887 | THW_5556 | F | Houston | YES | -0.004219 | 45.6 | 5 | 57 |  | 1.0319 | GGT | -1 | 0.015825 | 57 | 57 |  |  |  |  | -0.015825 | -0.90205 | [6 empty] | 279 | 0
48690 | GBY_GN5_5 | 5 | Houston | YES | -0.004252 | 318.4 | 81 | 398 |  | 1.0362 | GSC | -1 | 0.015858 | 398 | 398 |  |  |  |  | -0.015858 | -6.3116 | [6 empty] | 280 | 0
48595 | BTE_GT2_8075 | 1 | Houston | YES | -0.004277 | 162.8 | 130 | 162.8 | 0 | 1.0261 | CC | -1 | 0.015883 | 162.8 | 162.8 |  |  |  |  | -0.015883 | -2.5858 | [6 empty] | 281 | 0
48596 | BTE_GT3_8045 | 2 | Houston | YES | -0.004277 | 161.4 | 130 | 161.4 | 0 | 1.0261 | CC | -1 | 0.015883 | 161.4 | 161.4 |  |  |  |  | -0.015883 | -2.5636 | [6 empty] | 282 | 0
48597 | BTE_GT4_8055 | 3 | Houston | YES | -0.004277 | 158.9 | 130 | 158.9 | 0 | 1.0261 | CC | -1 | 0.015883 | 158.9 | 158.9 |  |  |  |  | -0.015883 | -2.5239 | [6 empty] | 283 | 0
48598 | BTE_ST1_8070 | 4 | Houston | YES | -0.004277 | 269.2 | 60 | 269.2 | 0 | 1.0261 | CC | -1 | 0.015883 | 269.2 | 269.2 |  |  |  |  | -0.015883 | -4.2758 | [6 empty] | 284 | 0
48583 | CBY_GT4_1 | 1 | Houston | YES | -0.00435 | 172 | 0 | 172 | 0 | 1.027 | GSC | -1 | 0.015956 | 172 | 172 |  |  |  |  | -0.015956 | -2.7445 | [6 empty] | 285 | 0
48584 | CBY_GT4_2 | 2 | Houston | YES | -0.00435 | 172 | 0 | 172 | 0 | 1.027 | CC | -1 | 0.015956 | 172 | 172 |  |  |  |  | -0.015956 | -2.7445 | [6 empty] | 286 | 0
48585 | CBY_ST4_1 | 3 | Houston | YES | -0.00435 | 172 | 0 | 172 | 0 | 1.027 | CC | -1 | 0.015956 | 172 | 172 |  |  |  |  | -0.015956 | -2.7445 | [6 empty] | 287 | 0
48815 | CVC_GT4_8005 | 4 | Houston | YES | -0.004361 | 165 | 91.8 | 165 |  | 1.0362 | Cogen | -1 | 0.015967 | 0 | 0 |  |  |  |  | -0.015967 | 0 | [6 empty] | 288 | 0
48791 | PSA_GT1_8160 | 1 | Houston | YES | -0.004384 | 52 | 20.8 | 65 | 0 | 1.0362 | Cogen | -1 | 0.01599 | 0 | 0 |  |  |  |  | -0.01599 | 0 | [6 empty] | 289 | 0
48792 | PSA_GT2_8155 | 2 | Houston | YES | -0.004384 | 52.8 | 20.3 | 66 | 0 | 1.0362 | Cogen | -1 | 0.01599 | 0 | 0 |  |  |  |  | -0.01599 | 0 | [6 empty] | 290 | 0
48793 | PSA_GT3_8150 | 3 | Houston | YES | -0.004384 | 56 | 20.3 | 70 | 0 | 1.0362 | Cogen | -1 | 0.01599 | 0 | 0 |  |  |  |  | -0.01599 | 0 | [6 empty] | 291 | 0
48794 | PSA_GT4_8145 | 4 | Houston | YES | -0.004384 | 52.8 | 20.3 | 66 | 0 | 1.0362 | Cogen | -1 | 0.01599 | 0 | 0 |  |  |  |  | -0.01599 | 0 | [6 empty] | 292 | 0
48795 | PSA_GT5_8140 | 5 | Houston | YES | -0.004384 | 51.2 | 20.3 | 64 | 0 | 1.0362 | Cogen | -1 | 0.01599 | 0 | 0 |  |  |  |  | -0.01599 | 0 | [6 empty] | 293 | 0
48796 | PSA_GN1_8165 | 1 | Houston | YES | -0.004384 | 83.2 | 43.1 | 104 | 0 | 1.0362 | Cogen | -1 | 0.01599 | 0 | 0 |  |  |  |  | -0.01599 | 0 | [6 empty] | 294 | 0
48797 | PSA_GT6_8135 | 6 | Houston | YES | -0.004384 | 47.2 | 34.5 | 59 | 0 | 1.0362 | Cogen | -1 | 0.01599 | 0 | 0 |  |  |  |  | -0.01599 | 0 | [6 empty] | 295 | 0
48581 | CBY_GN1_1 | 1 | Houston | YES | -0.004387 | 595.2 | 108 | 744 | 0 | 1.0435 | GSC | -1 | 0.015993 | 744 | 744 |  |  |  |  | -0.015993 | -11.8991 | [6 empty] | 296 | 0
48940 | WARVUE_GT1 | G1 | Houston | YES | -0.004388 | 15 | 0 | 15 |  | 1.021 | Cogen | -1 | 0.015994 | 0 | 0 |  |  |  |  | -0.015994 | 0 | [6 empty] | 297 | 0
48651 | EP_1_2 | 1 | Houston | YES | -0.004389 | 4 | 0 | 5 | 0 | 1.0362 | Cogen | -1 | 0.015995 | 0 | 0 |  |  |  |  | -0.015995 | 0 | [6 empty] | 298 | 0
48651 | EP_1_2 | 2 | Houston | YES | -0.004389 | 17.7 | 10 | 21 | 0 | 1.0362 | Cogen | -1 | 0.015995 | 0 | 0 |  |  |  |  | -0.015995 | 0 | [6 empty] | 299 | 0
49803 | EXN_15GT | 1 | Houston | YES | -0.004432 | 33 | 8.3 | 34 |  | 1.0326 | Cogen | -1 | 0.016038 | 0 | 0 |  |  |  |  | -0.016038 | 0 | [6 empty] | 300 | 0
49804 | EXN_16GT | 2 | Houston | YES | -0.004432 | 32 | 8.3 | 34.7 |  | 1.0326 | Cogen | -1 | 0.016038 | 0 | 0 |  |  |  |  | -0.016038 | 0 | [6 empty] | 301 | 0
49805 | EXN_17GT | 3 | Houston | YES | -0.004432 | 31 | 8.3 | 32.7 |  | 1.0326 | Cogen | -1 | 0.016038 | 0 | 0 |  |  |  |  | -0.016038 | 0 | [6 empty] | 302 | 0
49826 | EXN938GT | 5 | Houston | YES | -0.004432 | 43 | 9.2 | 45.9 |  | 1.0326 | Cogen | -1 | 0.016038 | 0 | 0 |  |  |  |  | -0.016038 | 0 | [6 empty] | 303 | 0
49828 | EXN941GT | 10 | Houston | YES | -0.004432 | 17.7 | 5.4 | 17.7 | 0 | 1.0326 | Cogen | -1 | 0.016038 | 0 | 0 |  |  |  |  | -0.016038 | 0 | [6 empty] | 304 | 0
49829 | EXN942GT | 11 | Houston | YES | -0.004432 | 20 | 5.4 | 20.4 | 0 | 1.0326 | Cogen | -1 | 0.016038 | 0 | 0 |  |  |  |  | -0.016038 | 0 | [6 empty] | 305 | 0
49830 | EXN943GT | 12 | Houston | YES | -0.004432 | 19 | 5.4 | 19.9 | 0 | 1.0326 | Cogen | -1 | 0.016038 | 0 | 0 |  |  |  |  | -0.016038 | 0 | [6 empty] | 306 | 0
49831 | EXN944GT | 13 | Houston | YES | -0.004432 | 33 | 5.4 | 35 | 0 | 1.0326 | Cogen | -1 | 0.016038 | 0 | 0 |  |  |  |  | -0.016038 | 0 | [6 empty] | 307 | 0
49832 | EXN945GT | 9 | Houston | YES | -0.004432 | 18.5 | 9.2 | 18.5 |  | 1.0326 | Cogen | -1 | 0.016038 | 0 | 0 |  |  |  |  | -0.016038 | 0 | [6 empty] | 308 | 0
49837 | EXN_GT | 4 | Houston | YES | -0.004432 | 81 | 21.3 | 85.4 |  | 1.0326 | Cogen | -1 | 0.016038 | 0 | 0 |  |  |  |  | -0.016038 | 0 | [6 empty] | 309 | 0
49838 | EXN_14GT | 14 | Houston | YES | -0.004432 | 140 | 0 | 148 |  | 1.0326 | Cogen | -1 | 0.016038 | 0 | 0 |  |  |  |  | -0.016038 | 0 | [6 empty] | 310 | 0
48883 | THW_GT1_GT_1 | B2 | Houston | YES | -0.004439 | 0 | 0 | 12 |  | 1.043 | GGT | -1 | 0.016045 | 12 | 12 |  |  |  |  | -0.016045 | -0.19254 | [6 empty] | 311 | 0
48582 | CBY_GN2_2 | 2 | Houston | YES | -0.004475 | 596.8 | 110 | 746 | 0 | 1.0435 | GSC | -1 | 0.016081 | 746 | 746 |  |  |  |  | -0.016081 | -11.9967 | [6 empty] | 312 | 0
48873 | THW_ST3_ST_3 | 3 | Houston | YES | -0.004535 | 107 | 19 | 107 | 0 | 1.0435 | CC | -1 | 0.016141 | 107 | 107 |  |  |  |  | -0.016141 | -1.7271 | [6 empty] | 313 | 0
48874 | THW_ST4_ST_4 | 4 | Houston | YES | -0.004535 | 108 | 19 | 108 | 0 | 1.0435 | CC | -1 | 0.016141 | 108 | 108 |  |  |  |  | -0.016141 | -1.7433 | [6 empty] | 314 | 0
48875 | THW_3132 | A | Houston | YES | -0.004535 | 55 | 5 | 55 | 0 | 1.0435 | CC | -1 | 0.016141 | 55 | 55 |  |  |  |  | -0.016141 | -0.88778 | [6 empty] | 315 | 0
48875 | THW_3132 | B | Houston | YES | -0.004535 | 53 | 5 | 53 | 0 | 1.0435 | CC | -1 | 0.016141 | 53 | 53 |  |  |  |  | -0.016141 | -0.85549 | [6 empty] | 316 | 0
48877 | THW_3334 | C | Houston | YES | -0.004535 | 55 | 5 | 55 | 0 | 1.0435 | CC | -1 | 0.016141 | 55 | 55 |  |  |  |  | -0.016141 | -0.88778 | [6 empty] | 317 | 0
48877 | THW_3334 | D | Houston | YES | -0.004535 | 57 | 5 | 57 | 0 | 1.0435 | CC | -1 | 0.016141 | 57 | 57 |  |  |  |  | -0.016141 | -0.92006 | [6 empty] | 318 | 0
48879 | THW_4142 | E | Houston | YES | -0.004535 | 56 | 5 | 56 | 0 | 1.0435 | CC | -1 | 0.016141 | 56 | 56 |  |  |  |  | -0.016141 | -0.90392 | [6 empty] | 319 | 0
48879 | THW_4142 | F | Houston | YES | -0.004535 | 55 | 5 | 55 | 0 | 1.0435 | CC | -1 | 0.016141 | 55 | 55 |  |  |  |  | -0.016141 | -0.88778 | [6 empty] | 320 | 0
48881 | THW_4344 | G | Houston | YES | -0.004535 | 58 | 5 | 58 | 0 | 1.0435 | CC | -1 | 0.016141 | 58 | 58 |  |  |  |  | -0.016141 | -0.9362 | [6 empty] | 321 | 0
48881 | THW_4344 | H | Houston | YES | -0.004535 | 58 | 5 | 58 | 0 | 1.0435 | CC | -1 | 0.016141 | 58 | 58 |  |  |  |  | -0.016141 | -0.9362 | [6 empty] | 322 | 0
48593 | CHE_GT1_8015 | 1 | Houston | YES | -0.004618 | 173 | 50 | 173 | 0 | 1.0362 | Cogen | -1 | 0.016224 | 0 | 0 |  |  |  |  | -0.016224 | 0 | [6 empty] | 323 | 0
48594 | CHE_GN4_8025 | 4 | Houston | YES | -0.004618 | 142 | 60 | 142 | 0 | 1.0362 | Cogen | -1 | 0.016224 | 0 | 0 |  |  |  |  | -0.016224 | 0 | [6 empty] | 324 | 0
48511 | LPE_GT1_8070 | 1 | Houston | YES | -0.004628 | 42 | 0 | 42 | 0 | 1.0362 | GGT | -1 | 0.016234 | 42 | 42 |  |  |  |  | -0.016234 | -0.68184 | [6 empty] | 325 | 0
48512 | LPE_GT2_8075 | 2 | Houston | YES | -0.004628 | 42 | 0 | 42 | 0 | 1.0362 | GGT | -1 | 0.016234 | 42 | 42 |  |  |  |  | -0.016234 | -0.68184 | [6 empty] | 326 | 0
48513 | LPE_GT3_8080 | 3 | Houston | YES | -0.004628 | 39 | 0 | 39 | 0 | 1.0362 | GGT | -1 | 0.016234 | 39 | 39 |  |  |  |  | -0.016234 | -0.63314 | [6 empty] | 327 | 0
48514 | LPE_GT4_8085 | 4 | Houston | YES | -0.004628 | 39 | 0 | 39 | 0 | 1.0362 | GGT | -1 | 0.016234 | 39 | 39 |  |  |  |  | -0.016234 | -0.63314 | [6 empty] | 328 | 0
48500 | APD_GT1_8005 | 1 | Houston | YES | -0.004639 | 137.6 | 54.6 | 137.6 | 0 | 1.0362 | Cogen | -1 | 0.016245 | 0 | 0 |  |  |  |  | -0.016245 | 0 | [6 empty] | 329 | 0
48820 | SHELLG1_3015 | 1 | Houston | YES | -0.004695 | 71 | 34.5 | 71 |  | 1.029 | Cogen | -1 | 0.016301 | 0 | 0 |  |  |  |  | -0.016301 | 0 | [6 empty] | 330 | 0
48821 | SHELLG2 | 2 | Houston | YES | -0.004695 | 72 | 34.5 | 72 |  | 1.029 | Cogen | -1 | 0.016301 | 0 | 0 |  |  |  |  | -0.016301 | 0 | [6 empty] | 331 | 0
48822 | SHELLG3_3020 | 2 | Houston | YES | -0.004695 | 30 | 0 | 30 |  | 1.029 | Cogen | -1 | 0.016301 | 0 | 0 |  |  |  |  | -0.016301 | 0 | [6 empty] | 332 | 0
48822 | SHELLG3_3020 | 1 | Houston | YES | -0.004695 | 39 | 0 | 39 |  | 1.029 | Cogen | -1 | 0.016301 | 0 | 0 |  |  |  |  | -0.016301 | 0 | [6 empty] | 333 | 0
48740 | PSG_GN2_8050 | 1 | Houston | YES | -0.004733 | 182 | 60 | 182 | 0 | 1.0326 | Cogen | -1 | 0.016339 | 0 | 0 |  |  |  |  | -0.016339 | 0 | [6 empty] | 334 | 0
48741 | PSG_GT2_8040 | 1 | Houston | YES | -0.004733 | 158.6 | 50 | 158.6 | 0 | 1.0326 | Cogen | -1 | 0.016339 | 0 | 0 |  |  |  |  | -0.016339 | 0 | [6 empty] | 335 | 0
48742 | PSG_GT3_8060 | 1 | Houston | YES | -0.004733 | 157 | 50 | 157 | 0 | 1.0326 | Cogen | -1 | 0.016339 | 0 | 0 |  |  |  |  | -0.016339 | 0 | [6 empty] | 336 | 0
48854 | SRB_GN4_4 | 4 | Houston | YES | -0.004734 | 182.4 | 35 | 228 | 0 | 1.0326 | GST | -1 | 0.01634 | 228 | 228 |  |  |  |  | -0.01634 | -3.7256 | [6 empty] | 337 | 0
48611 | DIB_GT1_8080 | 1 | Houston | YES | -0.004735 | 64 | 0 | 64 | 0 | 1.0326 | Cogen | -1 | 0.016341 | 0 | 0 |  |  |  |  | -0.016341 | 0 | [6 empty] | 338 | 0
48612 | DIB_GT2_8075 | 2 | Houston | YES | -0.004735 | 63.2 | 0 | 63.2 | 0 | 1.0326 | Cogen | -1 | 0.016341 | 0 | 0 |  |  |  |  | -0.016341 | 0 | [6 empty] | 339 | 0
48613 | DIB_ST1_8085 | 3 | Houston | YES | -0.004735 | 67.9 | 30 | 82.6 | 0 | 1.0326 | Cogen | -1 | 0.016341 | 0 | 0 |  |  |  |  | -0.016341 | 0 | [6 empty] | 340 | 0
48614 | DIB_GT3_8090 | 4 | Houston | YES | -0.004735 | 73.6 | 15 | 73.6 | 0 | 1.0326 | Cogen | -1 | 0.016341 | 0 | 0 |  |  |  |  | -0.016341 | 0 | [6 empty] | 341 | 0
48845 | SOL_GT1 | 1 | Houston | YES | -0.004735 | 16.2 | 15.4 | 16.2 |  | 1.0326 | Solar | -1 | 0.016341 | 16.2 | 16.2 |  |  |  |  | -0.016341 | -0.26473 | [6 empty] | 342 | 0
48853 | SRB_GN3_3 | 3 | Houston | YES | -0.004736 | 170.4 | 35 | 213 |  | 1.0326 | GST | -1 | 0.016342 | 213 | 213 |  |  |  |  | -0.016342 | -3.4809 | [6 empty] | 343 | 0
48551 | CAL_GT1_8045 | 1 | Houston | YES | -0.004742 | 149 | 0 | 149 | 0 | 1.0326 | Cogen | -1 | 0.016348 | 0 | 0 |  |  |  |  | -0.016348 | 0 | [6 empty] | 344 | 0
48552 | CAL_ST1_8000 | 2 | Houston | YES | -0.004742 | 65.1 | 0 | 65.1 | 0 | 1.0326 | Cogen | -1 | 0.016348 | 0 | 0 |  |  |  |  | -0.016348 | 0 | [6 empty] | 345 | 0
48851 | SRB_GN1_1 | 1 | Houston | YES | -0.004743 | 132 | 26 | 165 | 0 | 1.0217 | GST | -1 | 0.016349 | 165 | 165 |  |  |  |  | -0.016349 | -2.6976 | [6 empty] | 346 | 0
48852 | SRB_GN2_2 | 2 | Houston | YES | -0.004745 | 140.8 | 26 | 176 | 0 | 1.0217 | GST | -1 | 0.016351 | 176 | 176 |  |  |  |  | -0.016351 | -2.8778 | [6 empty] | 347 | 0
48855 | SRB_GT211035 | B1 | Houston | YES | -0.004746 | 0 | 0 | 18 |  | 1.014 | GGT | -1 | 0.016352 | 18 | 18 |  |  |  |  | -0.016352 | -0.29434 | [6 empty] | 348 | 0
48855 | SRB_GT211035 | B2 | Houston | YES | -0.004746 | 0 | 0 | 12 |  | 1.014 | GGT | -1 | 0.016352 | 12 | 12 |  |  |  |  | -0.016352 | -0.19623 | [6 empty] | 349 | 0
48761 | PR_GT1__9040 | 1 | Houston | YES | -0.004774 | 26 | 0 | 35 |  | 1 | Cogen | -1 | 0.01638 | 0 | 0 |  |  |  |  | -0.01638 | 0 | [6 empty] | 350 | 0
48641 | DPEC_GT15040 | 1 | Houston | YES | -0.004804 | 163.2 | 98 | 163.2 | 0 | 1.0319 | CC | -1 | 0.01641 | 163.2 | 163.2 |  |  |  |  | -0.01641 | -2.6782 | [6 empty] | 351 | 0
48642 | DPEC_GT25025 | 2 | Houston | YES | -0.004804 | 157.1 | 98 | 157.1 | 0 | 1.0319 | CC | -1 | 0.01641 | 157.1 | 157.1 |  |  |  |  | -0.01641 | -2.5781 | [6 empty] | 352 | 0
48643 | DPEC_GT35010 | 3 | Houston | YES | -0.004804 | 157.5 | 98 | 157.5 | 0 | 1.0319 | CC | -1 | 0.01641 | 157.5 | 157.5 |  |  |  |  | -0.01641 | -2.5846 | [6 empty] | 353 | 0
48644 | DPEC_GT45070 | 4 | Houston | YES | -0.004804 | 157 | 98 | 157 | 0 | 1.0319 | CC | -1 | 0.01641 | 157 | 157 |  |  |  |  | -0.01641 | -2.5764 | [6 empty] | 354 | 0
48645 | DPEC_ST55065 | 5 | Houston | YES | -0.004804 | 282 | 0 | 282 | 0 | 1.0319 | CC | -1 | 0.01641 | 282 | 282 |  |  |  |  | -0.01641 | -4.6277 | [6 empty] | 355 | 0
8262 | ELPS | 1 | South | YES | -0.00482 | 6 | 6 | 6 | 0 | 1.15 | Hydro | -1 | 0.016426 | 0 | 0 |  |  | 0 | 0 | -0.016426 | 0 | [6 empty] | 356 | 0
48841 | SJS_GT1_GT1 | 1 | Houston | YES | -0.004832 | 62.4 | 49 | 78 | 0 | 1.0362 | Cogen | -1 | 0.016438 | 0 | 0 |  |  |  |  | -0.016438 | 0 | [6 empty] | 357 | 0
48842 | SJS_GT2_GT2 | 2 | Houston | YES | -0.004832 | 64.8 | 49 | 81 | 0 | 1.0362 | Cogen | -1 | 0.016438 | 0 | 0 |  |  |  |  | -0.016438 | 0 | [6 empty] | 358 | 0
48691 | GBY_73741085 | B | Houston | YES | -0.004864 | 37.6 | 20 | 47 | 0 | 1.0362 | GGT | -1 | 0.01647 | 47 | 47 |  |  |  |  | -0.01647 | -0.77411 | [6 empty] | 359 | 0
48691 | GBY_73741085 | A | Houston | YES | -0.004864 | 37.6 | 20 | 47 | 0 | 1.0362 | GGT | -1 | 0.01647 | 47 | 47 |  |  |  |  | -0.01647 | -0.77411 | [6 empty] | 360 | 0
48692 | GBY_81821075 | D | Houston | YES | -0.004864 | 44 | 20 | 55 | 0 | 1.0362 | GGT | -1 | 0.01647 | 55 | 55 |  |  |  |  | -0.01647 | -0.90587 | [6 empty] | 361 | 0
48692 | GBY_81821075 | C | Houston | YES | -0.004864 | 37.6 | 20 | 47 | 0 | 1.0362 | GGT | -1 | 0.01647 | 47 | 47 |  |  |  |  | -0.01647 | -0.77411 | [6 empty] | 362 | 0
48693 | GBY_83841065 | F | Houston | YES | -0.004864 | 43.2 | 20 | 54 | 0 | 1.0362 | GGT | -1 | 0.01647 | 54 | 54 |  |  |  |  | -0.01647 | -0.8894 | [6 empty] | 363 | 0
48693 | GBY_83841065 | E | Houston | YES | -0.004864 | 45.6 | 20 | 57 | 0 | 1.0362 | GGT | -1 | 0.01647 | 57 | 57 |  |  |  |  | -0.01647 | -0.93881 | [6 empty] | 364 | 0
48531 | BYU_GT1_8075 | 1 | Houston | YES | -0.004944 | 65 | 0 | 65 |  | 1.0362 | Cogen | -1 | 0.01655 | 0 | 0 |  |  |  |  | -0.01655 | 0 | [6 empty] | 365 | 0
48532 | BYU_GT2_8055 | 2 | Houston | YES | -0.004944 | 62 | 0 | 62 |  | 1.0362 | Cogen | -1 | 0.01655 | 0 | 0 |  |  |  |  | -0.01655 | 0 | [6 empty] | 366 | 0
48533 | BYU_GT3_8060 | 3 | Houston | YES | -0.004944 | 67 | 0 | 67 |  | 1.0362 | Cogen | -1 | 0.01655 | 0 | 0 |  |  |  |  | -0.01655 | 0 | [6 empty] | 367 | 0
48534 | BYU_GT4_8065 | 4 | Houston | YES | -0.004944 | 65 | 0 | 65 |  | 1.0362 | Cogen | -1 | 0.01655 | 0 | 0 |  |  |  |  | -0.01655 | 0 | [6 empty] | 368 | 0
48561 | CTL_GT2_8130 | 1 | Houston | YES | -0.005004 | 73.5 | 30.3 | 91.9 |  | 1.0362 | Cogen | -1 | 0.01661 | 0 | 0 |  |  |  |  | -0.01661 | 0 | [6 empty] | 369 | 0
48562 | CTL_GT3_8135 | 2 | Houston | YES | -0.005004 | 70.1 | 30.3 | 87.6 |  | 1.0362 | Cogen | -1 | 0.01661 | 0 | 0 |  |  |  |  | -0.01661 | 0 | [6 empty] | 370 | 0
48563 | CTL_GT4_8140 | 3 | Houston | YES | -0.005004 | 69.6 | 30.3 | 87 |  | 1.0362 | Cogen | -1 | 0.01661 | 0 | 0 |  |  |  |  | -0.01661 | 0 | [6 empty] | 371 | 0
48564 | CTL_GN1_8145 | 4 | Houston | YES | -0.005004 | 43.6 | 12.9 | 54.5 |  | 1.0362 | Cogen | -1 | 0.01661 | 0 | 0 |  |  |  |  | -0.01661 | 0 | [6 empty] | 372 | 0
48565 | CTL_GN2_8155 | 5 | Houston | YES | -0.005004 | 9.8 | 3.4 | 12.2 |  | 1.0362 | Cogen | -1 | 0.01661 | 0 | 0 |  |  |  |  | -0.01661 | 0 | [6 empty] | 373 | 0
48772 | PHR_GN2_2 | MB | Houston | YES | -0.005161 | 0 | 72 | 459 |  | 1.0362 | GSC | -1 | 0.016767 | 0 | 0 |  |  |  |  | -0.016767 | 0 | [6 empty] | 374 | 0
38580 | TNBP_CGN1_8 | 1 | Houston | YES | -0.005386 | 70.8 | 0 | 70.8 | 0 | 1.005 | Cogen | -1 | 0.016992 | 0 | 0 |  |  |  |  | -0.016992 | 0 | [6 empty] | 375 | 0
38590 | TNBP_CGN2_8 | 2 | Houston | YES | -0.005386 | 66.7 | 0 | 66.7 | 0 | 1.005 | Cogen | -1 | 0.016992 | 0 | 0 |  |  |  |  | -0.016992 | 0 | [6 empty] | 376 | 0
38600 | TNBP_CGN3_8 | 5 | Houston | YES | -0.005386 | 53 | 0 | 53 | 0 | 1.005 | Cogen | -1 | 0.016992 | 0 | 0 |  |  |  |  | -0.016992 | 0 | [6 empty] | 377 | 0
38611 | TNBPAMCG1_8 | 1 | Houston | YES | -0.005386 | 153.2 | 0 | 153.2 | 0 | 1.005 | Cogen | -1 | 0.016992 | 0 | 0 |  |  |  |  | -0.016992 | 0 | [6 empty] | 378 | 0
38612 | TNBPAMCG2_8 | 2 | Houston | YES | -0.005386 | 153.5 | 0 | 153.5 | 0 | 1.005 | Cogen | -1 | 0.016992 | 0 | 0 |  |  |  |  | -0.016992 | 0 | [6 empty] | 379 | 0
38613 | TNBPAMCG3_8 | 3 | Houston | YES | -0.005386 | 152.3 | 0 | 152.3 | 0 | 1.005 | Cogen | -1 | 0.016992 | 0 | 0 |  |  |  |  | -0.016992 | 0 | [6 empty] | 380 | 0
38614 | TNBPAMCG4_8 | 4 | Houston | YES | -0.005386 | 96 | 0 | 96 |  | 1.005 | Cogen | -1 | 0.016992 | 0 | 0 |  |  |  |  | -0.016992 | 0 | [6 empty] | 381 | 0
38615 | TNBPAMCG5_8 | 1 | Houston | YES | -0.005386 | 244 | 0 | 244 | 0 | 1.005 | Cogen | -1 | 0.016992 | 0 | 0 |  |  |  |  | -0.016992 | 0 | [6 empty] | 382 | 0
38690 | TNBP_CGN4_8 | 3 | Houston | YES | -0.005386 | 40 | 0 | 40 |  | 1.005 | Cogen | -1 | 0.016992 | 0 | 0 |  |  |  |  | -0.016992 | 0 | [6 empty] | 383 | 0
38711 | TNTXCTY1CG8 | 1 | Houston | YES | -0.005386 | 100.3 | 59 | 100.3 | 0 | 1 | Cogen | -1 | 0.016992 | 0 | 0 |  |  |  |  | -0.016992 | 0 | [6 empty] | 384 | 0
38712 | TNTXCTY2CG8 | 1 | Houston | YES | -0.005386 | 92.9 | 59 | 92.9 | 0 | 1 | Cogen | -1 | 0.016992 | 0 | 0 |  |  |  |  | -0.016992 | 0 | [6 empty] | 385 | 0
38713 | TNTXCTY3CG8 | 1 | Houston | YES | -0.005386 | 102.7 | 59 | 102.7 | 0 | 1 | Cogen | -1 | 0.016992 | 0 | 0 |  |  |  |  | -0.016992 | 0 | [6 empty] | 386 | 0
38714 | TNTXCTY4CG8 | 1 | Houston | YES | -0.005386 | 103 | 59 | 103 | 0 | 1 | Cogen | -1 | 0.016992 | 0 | 0 |  |  |  |  | -0.016992 | 0 | [6 empty] | 387 | 0
39470 | TNDOWCGNSG8 | 1 | Houston | YES | -0.005386 | 32 | 10 | 32 | 0 | 0.985 | Cogen | -1 | 0.016992 | 0 | 0 |  |  |  |  | -0.016992 | 0 | [6 empty] | 388 | 0
39480 | TNDOWCGNGG8 | 1 | Houston | YES | -0.005386 | 30 | 10 | 30 | 0 | 0.985 | Cogen | -1 | 0.016992 | 0 | 0 |  |  |  |  | -0.016992 | 0 | [6 empty] | 389 | 0
48921 | WAP_GN1_1 | 1 | Houston | YES | -0.005898 | 132.8 | 37 | 166 | 0 | 1.0362 | GST | -1 | 0.017504 | 166 | 166 |  |  |  |  | -0.017504 | -2.9057 | [6 empty] | 390 | 0
48922 | WAP_GN2_2 | 2 | Houston | YES | -0.005898 | 132.8 | 37 | 166 | 0 | 1.0362 | GST | -1 | 0.017504 | 166 | 166 |  |  |  |  | -0.017504 | -2.9057
48923 | WAP_GN3_3 | 3 | Houston | YES | -0.005898 | 198.4 | 93 | 248 | 0 | 1.0362 | GST | -1 | 0.017504 | 248 | 248 |  |  |  |  | -0.017504 | -4.3411
48924 | WAP_GN4_4 | 4 | Houston | YES | -0.005898 | 546 | 217 | 546 | 0 | 1.0362 | GSC | -1 | 0.017504 | 546 | 546 |  |  |  |  | -0.017504 | -9.5574
48925 | WAP_GN5_5 | 5 | Houston | YES | -0.005898 | 587.4 | 278 | 654 | 0 | 0.985 | LIGCO | -1 | 0.017504 | 0 | 654 |  |  |  |  | -0.017504 | 0
48929 | WAPGT21_GT1 | B1 | Houston | YES | -0.005898 | 0 | 0 | 13 |  | 1.05 | GGT | -1 | 0.017504 | 13 | 13 |  |  |  |  | -0.017504 | -0.22756
48510 | AK_GT1__8040 | 1 | Houston | YES | -0.005934 | 33.4 | 8.1 | 34 |  | 1.029 | Cogen | -1 | 0.01754 | 0 | 0 |  |  |  |  | -0.01754 | 0
48521 | BVE_GT1_GT1 | 1 | Houston | YES | -0.006033 | 167.7 | 0 | 167.7 |  | 1.035 | CC | -1 | 0.017639 | 167.7 | 167.7 |  |  |  |  | -0.017639 | -2.9581
48522 | BVE_GT2_5035 | 2 | Houston | YES | -0.006033 | 166.4 | 0 | 166.4 |  | 1.035 | CC | -1 | 0.017639 | 166.4 | 166.4 |  |  |  |  | -0.017639 | -2.9352
48523 | BVE_ST1_GN1 | 3 | Houston | YES | -0.006033 | 252.4 | 0 | 252.4 |  | 1.035 | CC | -1 | 0.017639 | 252.4 | 252.4 |  |  |  |  | -0.017639 | -4.4522
48926 | WAP_GN6_6 | 6 | Houston | YES | -0.006039 | 651 | 280 | 651 |  | 1.035 | LIGCO | -1 | 0.017645 | 0 | 651 |  |  |  |  | -0.017645 | 0
48927 | WAP_GN7_7 | 7 | Houston | YES | -0.006039 | 564 | 277 | 564 |  | 1.035 | LIGCO | -1 | 0.017645 | 0 | 564 |  |  |  |  | -0.017645 | 0
48928 | WAP_GN8_8 | 8 | Houston | YES | -0.006039 | 603 | 275 | 603 |  | 1.035 | LIGCO | -1 | 0.017645 | 0 | 603 |  |  |  |  | -0.017645 | 0
48730 | MNS_GT | 1 | Houston | YES | -0.006057 | 43 | 0 | 46.1 |  | 1.029 | Cogen | -1 | 0.017663 | 0 | 0 |  |  |  |  | -0.017663 | 0
39760 | TNSCLP1___8 | 1 | Houston | YES | -0.006877 | 93.4 | 20 | 116.8 | 0 | 1.04 | Cogen | -1 | 0.018483 | 0 | 0 |  |  |  |  | -0.018483 | 0
39770 | TNSCLP2___8 | 1 | Houston | YES | -0.006877 | 91.6 | 20 | 114.5 | 0 | 1.04 | Cogen | -1 | 0.018483 | 0 | 0 |  |  |  |  | -0.018483 | 0
39775 | TNSCLP4___8 | 1 | Houston | YES | -0.006877 | 95.2 | 20 | 119 | 0 | 1.04 | Cogen | -1 | 0.018483 | 0 | 0 |  |  |  |  | -0.018483 | 0
39790 | TNSCLP3___8 | 1 | Houston | YES | -0.006877 | 87.6 | 20 | 109.5 | 0 | 1.027 | Cogen | -1 | 0.018483 | 0 | 0 |  |  |  |  | -0.018483 | 0
48520 | BSF_GT1_8070 | 1 | Houston | YES | -0.007113 | 72 | 0 | 72 | 0 | 1.0326 | Cogen | -1 | 0.018719 | 0 | 0 |  |  |  |  | -0.018719 | 0
48520 | BSF_GT1_8070 | 2 | Houston | YES | -0.007113 | 10 | 0 | 10 | 0 | 1.0326 | Cogen | -1 | 0.018719 | 0 | 0 |  |  |  |  | -0.018719 | 0
49851 | DOW17000 | 37 | Houston | YES | -0.007407 | 39 | 0 | 62 | 0 | 1 | Cogen | -1 | 0.019013 | 0 | 0 |  |  |  |  | -0.019013 | 0
49858 | DOW38100 | 31 | Houston | YES | -0.007407 | 45 | 0 | 71.4 |  | 1 | Cogen | -1 | 0.019013 | 0 | 0 |  |  |  |  | -0.019013 | 0
49859 | DOW38200 | 33 | Houston | YES | -0.007407 | 28 | 0 | 45 | 0 | 1 | Cogen | -1 | 0.019013 | 0 | 0 |  |  |  |  | -0.019013 | 0
49860 | DOW38300 | 32 | Houston | YES | -0.007407 | 63 | 0 | 101 |  | 1 | Cogen | -1 | 0.019013 | 0 | 0 |  |  |  |  | -0.019013 | 0
49862 | DOW39100 | 36 | Houston | YES | -0.007407 | 54 | 0 | 86 | 0 | 1 | Cogen | -1 | 0.019013 | 0 | 0 |  |  |  |  | -0.019013 | 0
49863 | DOW39200 | 35 | Houston | YES | -0.007407 | 55 | 0 | 88 | 0 | 1 | Cogen | -1 | 0.019013 | 0 | 0 |  |  |  |  | -0.019013 | 0
49865 | DOW41000 | 41 | Houston | YES | -0.007407 | 31 | 0 | 50 |  | 1 | Cogen | -1 | 0.019013 | 0 | 0 |  |  |  |  | -0.019013 | 0
49866 | DOW42000 | 42 | Houston | YES | -0.007407 | 11 | 0 | 18 |  | 1 | Cogen | -1 | 0.019013 | 0 | 0 |  |  |  |  | -0.019013 | 0
49869 | DOW49000 | 45 | Houston | YES | -0.007407 | 59 | 0 | 94 |  | 1 | Cogen | -1 | 0.019013 | 0 | 0 |  |  |  |  | -0.019013 | 0
49870 | DOW61000 | 61 | Houston | YES | -0.007407 | 44 | 0 | 70 | 0 | 1 | Cogen | -1 | 0.019013 | 0 | 0 |  |  |  |  | -0.019013 | 0
49871 | DOW62000 | 62 | Houston | YES | -0.007407 | 40 | 0 | 63 | 0 | 1 | Cogen | -1 | 0.019013 | 0 | 0 |  |  |  |  | -0.019013 | 0
49872 | DOW63000 | 63 | Houston | YES | -0.007407 | 45 | 0 | 72 | 0 | 1 | Cogen | -1 | 0.019013 | 0 | 0 |  |  |  |  | -0.019013 | 0
49873 | DOW64000 | 64 | Houston | YES | -0.007407 | 41 | 0 | 64.8 | 0 | 1 | Cogen | -1 | 0.019013 | 0 | 0 |  |  |  |  | -0.019013 | 0
49876 | DOW65000 | 65 | Houston | YES | -0.007407 | 63 | 0 | 101 | 0 | 1 | Cogen | -1 | 0.019013 | 0 | 0 |  |  |  |  | -0.019013 | 0
49877 | DOW66000 | 66 | Houston | YES | -0.007407 | 61 | 0 | 97 | 0 | 1 | Cogen | -1 | 0.019013 | 0 | 0 |  |  |  |  | -0.019013 | 0
49878 | DOW67000 | 67 | Houston | YES | -0.007407 | 65 | 0 | 103 | 0 | 1 | Cogen | -1 | 0.019013 | 0 | 0 |  |  |  |  | -0.019013 | 0
49882 | DOW81000 | 81 | Houston | YES | -0.007407 | 47 | 0 | 76 | 0 | 1 | Cogen | -1 | 0.019013 | 0 | 0 |  |  |  |  | -0.019013 | 0
49884 | DOW82000 | 82 | Houston | YES | -0.007407 | 51 | 0 | 80 | 0 | 1 | Cogen | -1 | 0.019013 | 0 | 0 |  |  |  |  | -0.019013 | 0
49885 | DOW83000 | 83 | Houston | YES | -0.007407 | 51 | 0 | 80 | 0 | 1 | Cogen | -1 | 0.019013 | 0 | 0 |  |  |  |  | -0.019013 | 0
49886 | DOW84000 | 84 | Houston | YES | -0.007407 | 107 | 0 | 171 | 0 | 0.98 | Cogen | -1 | 0.019013 | 0 | 0 |  |  |  |  | -0.019013 | 0
48911 | TGF_GT1_8000 | 1 | Houston | YES | -0.008553 | 69.2 | 0 | 69.2 |  | 1.029 | Cogen | -1 | 0.020159 | 0 | 0 |  |  |  |  | -0.020159 | 0
48731 | CBE_GT1 | 1 | Houston | YES | -0.008883 | 76 | 0 | 76 | 0 | 1.029 | CC | -1 | 0.020489 | 76 | 76 |  |  |  |  | -0.020489 | -1.5572
48732 | CBE_GT2 | 1 | Houston | YES | -0.008883 | 76 | 0 | 76 | 0 | 1.029 | CC | -1 | 0.020489 | 76 | 76 |  |  |  |  | -0.020489 | -1.5572
48733 | CBE_ST12 | 1 | Houston | YES | -0.008883 | 105 | 0 | 105 | 0 | 1.029 | CC | -1 | 0.020489 | 105 | 105 |  |  |  |  | -0.020489 | -2.1514
48734 | CBE_GT3 | 1 | Houston | YES | -0.008883 | 76 | 0 | 76 | 0 | 1.029 | CC | -1 | 0.020489 | 76 | 76 |  |  |  |  | -0.020489 | -1.5572
48735 | CBE_GT4 | 1 | Houston | YES | -0.008883 | 76 | 0 | 76 | 0 | 1.029 | CC | -1 | 0.020489 | 76 | 76 |  |  |  |  | -0.020489 | -1.5572
48736 | CBE_ST34 | 1 | Houston | YES | -0.008883 | 105 | 0 | 105 | 0 | 1.029 | CC | -1 | 0.020489 | 105 | 105 |  |  |  |  | -0.020489 | -2.1514
5911 | STP_GN1___1 | 1 | Houston | YES | -0.008996 | 1333 | 1249 | 1333 | 0 | 1.0406 | Nuc | -1 | 0.020602 | 0 | 0 |  |  |  |  | -0.020602 | 0
5912 | STP_GN2___2 | 2 | Houston | YES | -0.008996 | 1332 | 1249 | 1332 | 0 | 1.0406 | Nuc | -1 | 0.020602 | 0 | 0 |  |  |  |  | -0.020602 | 0
13432 | SANDOW_5G | 5 | South | YES | -0.011966 | 581 | 225 | 581 | 0 | 1.029 | LIGCO | -1 | 0.023572 | 0 | 581 |  |  | 0 | 0 | -0.023572 | 0
80012 | LAR | F | South | YES | -0.012171 | 0 | 0 | 0 | 0 | 1.04 | DCTie | -1 | 0.023777 | 0 | 0 |  |  | 0 | 0 | -0.023777 | 0
80265 | LARECU40A | 4 | South | YES | -0.012171 | 80 | 0 | 100 |  | 1.039 | GGT | -1 | 0.023777 | 100 | 100 |  |  | -1.2171 | 100 | -0.023777 | -2.3777
80266 | LARECU50A | 5 | South | YES | -0.012171 | 80 | 0 | 100 |  | 1.039 | GGT | -1 | 0.023777 | 100 | 100 |  |  | -1.2171 | 100 | -0.023777 | -2.3777
8134 | FOR #1 | 1 | South | YES | -0.012347 | 54.1 | 45 | 79 | 0 | 1 | Cogen | -1 | 0.023953 | 0 | 0 |  |  | 0 | 0 | -0.023953 | 0
8138 | FOR #2 | 2 | South | YES | -0.012347 | 63.1 | 45 | 81 | 0 | 1 | Cogen | -1 | 0.023953 | 0 | 0 |  |  | 0 | 0 | -0.023953 | 0
8153 | FOR #3 | 3 | South | YES | -0.012347 | 63.1 | 45 | 79.9 | 0 | 1 | Cogen | -1 | 0.023953 | 0 | 0 |  |  | 0 | 0 | -0.023953 | 0
8154 | FOR #4 | 4 | South | YES | -0.012347 | 63.1 | 60 | 80 | 0 | 1 | Cogen | -1 | 0.023953 | 0 | 0 |  |  | 0 | 0 | -0.023953 | 0
8155 | FOR #5 | 5 | South | YES | -0.012347 | 63.1 | 60 | 78.4 | 0 | 1 | Cogen | -1 | 0.023953 | 0 | 0 |  |  | 0 | 0 | -0.023953 | 0
8156 | FOR #6 | 6 | South | YES | -0.012347 | 24.9 | 5 | 25 | 0 | 1 | Cogen | -1 | 0.023953 | 0 | 0 |  |  | 0 | 0 | -0.023953 | 0
8157 | FOR #7 | 7 | South | YES | -0.012347 | 28.8 | 5 | 46 | 0 | 1 | Cogen | -1 | 0.023953 | 0 | 0 |  |  | 0 | 0 | -0.023953 | 0
80051 | FOR #8 | 8 | South | YES | -0.012347 | 28 | 28 | 28 |  | 1 | Cogen | -1 | 0.023953 | 0 | 0 |  |  | 0 | 0 | -0.023953 | 0
80052 | FOR #9 | 9 | South | YES | -0.012347 | 29.7 | 5 | 43.6 | 0 | 1 | Cogen | -1 | 0.023953 | 0 | 0 |  |  | 0 | 0 | -0.023953 | 0
80053 | FOR #10 | 10 | South | YES | -0.012347 | 68.4 | 45 | 75 | 0 | 1 | Cogen | -1 | 0.023953 | 0 | 0 |  |  | 0 | 0 | -0.023953 | 0
80226 | ALCOA G | 1 | South | YES | -0.012441 | 32.3 | 5 | 48 | 0 | 1.015 | Cogen | -1 | 0.024047 | 0 | 0 |  |  | 0 | 0 | -0.024047 | 0
88299 | ZAPATA | F | South | YES | -0.012604 | 0 | 0 | 0 | 0 | 1.02 | BLT | -1 | 0.02421 | 0 | 0 |  |  | 0 | 0 | -0.02421 | 0
8147 | UCAR #2 | 10 | South | YES | -0.012739 | 18.2 | 0 | 28 |  | 1 | Cogen | -1 | 0.024345 | 0 | 0 |  |  | 0 | 0 | -0.024345 | 0
8148 | UCAR #1 | 2 | South | YES | -0.012739 | 6.1 | 0 | 7 | 0 | 1.009 | Cogen | -1 | 0.024345 | 0 | 0 |  |  | 0 | 0 | -0.024345 | 0
80137 | CSDR89 | 9 | South | YES | -0.012739 | 15 | 0 | 15 | 0 | 1.003 | DCTie | -1 | 0.024345 | 0 | 0 |  |  | 0 | 0 | -0.024345 | 0
80137 | CSDR89 | 8 | South | YES | -0.012739 | 33.9 | 0 | 39 | 0 | 1.003 | DCTie | -1 | 0.024345 | 0 | 0 |  |  | 0 | 0 | -0.024345 | 0
80138 | CSDR7 | 7 | South | YES | -0.012739 | 6.1 | 0 | 7 | 0 | 1.014 | DCTie | -1 | 0.024345 | 0 | 0 |  |  | 0 | 0 | -0.024345 | 0
80139 | CSDR56 | 6 | South | YES | -0.012739 | 0 | 0 | 39 |  | 1.0033 | DCTie | -1 | 0.024345 | 0 | 0 |  |  | 0 | 0 | -0.024345 | 0
80139 | CSDR56 | 5 | South | YES | -0.012739 | 15 | 0 | 15 |  | 1.0033 | DCTie | -1 | 0.024345 | 0 | 0 |  |  | 0 | 0 | -0.024345 | 0
80140 | CSDR11 | 11 | South | YES | -0.012739 | 33.9 | 0 | 39 | 0 | 1.03 | DCTie | -1 | 0.024345 | 0 | 0 |  |  | 0 | 0 | -0.024345 | 0
80227 | AIRCO G | 1 | South | YES | -0.012784 | 7.2 | 0 | 8 | 0 | 1.0104 | Cogen | -1 | 0.02439 | 0 | 0 |  |  | 0 | 0 | -0.02439 | 0
80224 | VISTRONG1 | 1 | South | YES | -0.012872 | 13.1 | 0 | 15 | 0 | 1.01 | Cogen | -1 | 0.024478 | 0 | 0 |  |  | 0 | 0 | -0.024478 | 0
80225 | VISTRONG2 | 2 | South | YES | -0.012872 | 20.2 | 0 | 23 | 0 | 1.01 | Cogen | -1 | 0.024478 | 0 | 0 |  |  | 0 | 0 | -0.024478 | 0
5728 | FALCONHYDRO2 | 2 | South | YES | -0.012898 | 12 | 0 | 12 | 0 | 1.0234 | Hydro | -1 | 0.024504 | 0 | 0 |  |  | 0 | 0 | -0.024504 | 0
5729 | FALCONHYDRO3 | 3 | South | YES | -0.012898 | 11 | 0 | 11 | 0 | 1.0234 | Hydro | -1 | 0.024504 | 0 | 0 |  |  | 0 | 0 | -0.024504 | 0
8048 | FALCONHYDRO1 | 1 | South | YES | -0.012898 | 12 | 0 | 12 | 0 | 1.0234 | Hydro | -1 | 0.024504 | 0 | 0 |  |  | 0 | 0 | -0.024504 | 0
88508 | FALFURRI | F | South | YES | -0.01293 | 0 | 0 | 0 | 0 | 1 | AVR | -1 | 0.024536 | 0 | 0 |  |  | 0 | 0 | -0.024536 | 0
5503 | RAYBURNGEN3 | 1 | South | YES | -0.012947 | 17.6 | 6 | 22 | 0 | 1.0224 | GST | -1 | 0.024553 | 22 | 22 |  |  | -0.28483 | 22 | -0.024553 | -0.54017
5505 | RAYBURNGEN1 | 1 | South | YES | -0.012947 | 0 | 1 | 11 |  | 1.0223 | GGT | -1 | 0.024553 | 11 | 11 |  |  | -0.14242 | 11 | -0.024553 | -0.27009
5506 | RAYBURNGEN2 | 1 | South | YES | -0.012947 | 0 | 1 | 11 |  | 1.0223 | GGT | -1 | 0.024553 | 11 | 11 |  |  | -0.14242 | 11 | -0.024553 | -0.27009
58909 | PEARSALLSCG1 | 3 | South | YES | -0.012983 | 0 | 0 | 8.4 |  | 1.027 | Diesel | -1 | 0.024589 | 8.4 | 8.4 |  |  | -0.10906 | 8.4 | -0.024589 | -0.20655
58909 | PEARSALLSCG1 | 4 | South | YES | -0.012983 | 0 | 0 | 8.4 |  | 1.027 | Diesel | -1 | 0.024589 | 8.4 | 8.4 |  |  | -0.10906 | 8.4 | -0.024589 | -0.20655
58909 | PEARSALLSCG1 | 6 | South | YES | -0.012983 | 0 | 0 | 8.4 |  | 1.027 | Diesel | -1 | 0.024589 | 8.4 | 8.4 |  |  | -0.10906 | 8.4 | -0.024589 | -0.20655
58909 | PEARSALLSCG1 | 5 | South | YES | -0.012983 | 0 | 0 | 8.4 |  | 1.027 | Diesel | -1 | 0.024589 | 8.4 | 8.4 |  |  | -0.10906 | 8.4 | -0.024589 | -0.20655
58909 | PEARSALLSCG1 | 1 | South | YES | -0.012983 | 0 | 0 | 8.4 |  | 1.027 | Diesel | -1 | 0.024589 | 8.4 | 8.4 |  |  | -0.10906 | 8.4 | -0.024589 | -0.20655
58909 | PEARSALLSCG1 | 2 | South | YES | -0.012983 | 0 | 0 | 8.4 |  | 1.027 | Diesel | -1 | 0.024589 | 8.4 | 8.4 |  |  | -0.10906 | 8.4 | -0.024589 | -0.20655
58919 | PEARSALLSCG2 | 5 | South | YES | -0.012983 | 0 | 0 | 8.4 |  | 1.027 | Diesel | -1 | 0.024589 | 8.4 | 8.4 |  |  | -0.10906 | 8.4 | -0.024589 | -0.20655
58919 | PEARSALLSCG2 | 6 | South | YES | -0.012983 | 0 | 0 | 8.4 |  | 1.027 | Diesel | -1 | 0.024589 | 8.4 | 8.4 |  |  | -0.10906 | 8.4 | -0.024589 | -0.20655
58919 | PEARSALLSCG2 | 1 | South | YES | -0.012983 | 0 | 0 | 8.4 |  | 1.027 | Diesel | -1 | 0.024589 | 8.4 | 8.4 |  |  | -0.10906 | 8.4 | -0.024589 | -0.20655
58919 | PEARSALLSCG2 | 2 | South | YES | -0.012983 | 0 | 0 | 8.4 |  | 1.027 | Diesel | -1 | 0.024589 | 8.4 | 8.4 |  |  | -0.10906 | 8.4 | -0.024589 | -0.20655
58919 | PEARSALLSCG2 | 4 | South | YES | -0.012983 | 0 | 0 | 8.4 |  | 1.027 | Diesel | -1 | 0.024589 | 8.4 | 8.4 |  |  | -0.10906 | 8.4 | -0.024589 | -0.20655
58919 | PEARSALLSCG2 | 3 | South | YES | -0.012983 | 0 | 0 | 8.4 |  | 1.027 | Diesel | -1 | 0.024589 | 8.4 | 8.4 |  |  | -0.10906 | 8.4 | -0.024589 | -0.20655
58929 | PEARSALLSCG3 | 4 | South | YES | -0.012983 | 0 | 0 | 8.4 |  | 1.027 | Diesel | -1 | 0.024589 | 8.4 | 8.4 |  |  | -0.10906 | 8.4 | -0.024589 | -0.20655
58929 | PEARSALLSCG3 | 6 | South | YES | -0.012983 | 0 | 0 | 8.4 |  | 1.027 | Diesel | -1 | 0.024589 | 8.4 | 8.4 |  |  | -0.10906 | 8.4 | -0.024589 | -0.20655
58929 | PEARSALLSCG3 | 2 | South | YES | -0.012983 | 0 | 0 | 8.4 |  | 1.027 | Diesel | -1 | 0.024589 | 8.4 | 8.4 |  |  | -0.10906 | 8.4 | -0.024589 | -0.20655
58929 | PEARSALLSCG3 | 5 | South | YES | -0.012983 | 0 | 0 | 8.4 |  | 1.027 | Diesel | -1 | 0.024589 | 8.4 | 8.4 |  |  | -0.10906 | 8.4 | -0.024589 | -0.20655
58929 | PEARSALLSCG3 | 1 | South | YES | -0.012983 | 0 | 0 | 8.4 |  | 1.027 | Diesel | -1 | 0.024589 | 8.4 | 8.4 |  |  | -0.10906 | 8.4 | -0.024589 | -0.20655
58929 | PEARSALLSCG3 | 3 | South | YES | -0.012983 | 0 | 0 | 8.4 |  | 1.027 | Diesel | -1 | 0.024589 | 8.4 | 8.4 |  |  | -0.10906 | 8.4 | -0.024589 | -0.20655
58949 | PEARSALLSCG4 | 3 | South | YES | -0.012983 | 0 | 0 | 8.4 |  | 1.027 | Diesel | -1 | 0.024589 | 8.4 | 8.4 |  |  | -0.10906 | 8.4 | -0.024589 | -0.20655
58949 | PEARSALLSCG4 | 2 | South | YES | -0.012983 | 0 | 0 | 8.4 |  | 1.027 | Diesel | -1 | 0.024589 | 8.4 | 8.4 |  |  | -0.10906 | 8.4 | -0.024589 | -0.20655
58949 | PEARSALLSCG4 | 1 | South | YES | -0.012983 | 0 | 0 | 8.4 |  | 1.027 | Diesel | -1 | 0.024589 | 8.4 | 8.4 |  |  | -0.10906 | 8.4 | -0.024589 | -0.20655
58949 | PEARSALLSCG4 | 4 | South | YES | -0.012983 | 0 | 0 | 8.4 |  | 1.027 | Diesel | -1 | 0.024589 | 8.4 | 8.4 |  |  | -0.10906 | 8.4 | -0.024589 | -0.20655
58949 | PEARSALLSCG4 | 6 | South | YES | -0.012983 | 0 | 0 | 8.4 |  | 1.027 | Diesel | -1 | 0.024589 | 8.4 | 8.4 |  |  | -0.10906 | 8.4 | -0.024589 | -0.20655
58949 | PEARSALLSCG4 | 5 | South | YES | -0.012983 | 0 | 0 | 8.4 |  | 1.027 | Diesel | -1 | 0.024589 | 8.4 | 8.4 |  |  | -0.10906 | 8.4 | -0.024589 | -0.20655
5508 | RAYBURNCC9 | 1 | South | YES | -0.013083 | 47.7 | 18.2 | 47.7 | 0 | 1.0296 | CC | -1 | 0.024689 | 47.7 | 47.7 |  |  | -0.62406 | 47.7 | -0.024689 | -1.1777
5509 | RAYBURNCC10 | 1 | South | YES | -0.013083 | 37.3 | 5.2 | 37.3 | 0 | 1.0296 | CC | -1 | 0.024689 | 37.3 | 37.3 |  |  | -0.488 | 37.3 | -0.024689 | -0.92091
5511 | RAYBURNCC7 | 1 | South | YES | -0.013083 | 47.5 | 18.2 | 47.5 | 0 | 1.0296 | CC | -1 | 0.024689 | 47.5 | 47.5 |  |  | -0.62144 | 47.5 | -0.024689 | -1.1727
5512 | RAYBURNCC8 | 1 | South | YES | -0.013083 | 49.3 | 18.2 | 49.3 | 0 | 1.0296 | CC | -1 | 0.024689 | 49.3 | 49.3 |  |  | -0.64499 | 49.3 | -0.024689 | -1.2172
8926 | LGE_GT10A | 1 | South | YES | -0.013095 | 158 | 0 | 158 | 0 | 1.03 | Cogen | -1 | 0.024701 | 0 | 0 |  |  | 0 | 0 | -0.024701 | 0
8927 | LGE_GT20A | 2 | South | YES | -0.013095 | 153 | 0 | 153 | 0 | 1.03 | Cogen | -1 | 0.024701 | 0 | 0 |  |  | 0 | 0 | -0.024701 | 0
8928 | LGE_STG0A | 3 | South | YES | -0.013095 | 100 | 0 | 100 | 0 | 1.03 | Cogen | -1 | 0.024701 | 0 | 0 |  |  | 0 | 0 | -0.024701 | 0
8930 | ICPGN10A | 1 | South | YES | -0.013095 | 149 | 0 | 149 | 0 | 1.03 | Cogen | -1 | 0.024701 | 0 | 0 |  |  | 0 | 0 | -0.024701 | 0
8931 | ICPGN20A | 2 | South | YES | -0.013095 | 150 | 0 | 150 | 0 | 1.03 | Cogen | -1 | 0.024701 | 0 | 0 |  |  | 0 | 0 | -0.024701 | 0
8932 | ICPGN30A | 3 | South | YES | -0.013095 | 127 | 0 | 127 | 0 | 1.03 | Cogen | -1 | 0.024701 | 0 | 0 |  |  | 0 | 0 | -0.024701 | 0
80223 | REYSHR G | 1 | South | YES | -0.013095 | 12 | 0 | 12 | 0 | 1.032 | Cogen | -1 | 0.024701 | 0 | 0 |  |  | 0 | 0 | -0.024701 | 0
8066 | DUP1V#1 | 1 | South | YES | -0.013109 | 52.3 | 0 | 73 | 0 | 1.01 | Cogen | -1 | 0.024715 | 0 | 0 |  |  | 0 | 0 | -0.024715 | 0
8442 | NBEC7 | 7 | South | YES | -0.013197 | 0 | 81 | 367 |  | 1.0298 | GST | -1 | 0.024803 | 367 | 367 |  |  | -4.8433 | 367 | -0.024803 | -9.1028
8442 | NBEC7 | MB | South | YES | -0.013197 | 0 | 81 | 367 |  | 1.0298 | GST | -1 | 0.024803 | 0 | 0 |  |  | 0 | 0 | -0.024803 | 0
8560 | CNOPGT1 | 1 | South | YES | -0.013198 | 148.3 | 0 | 148.3 | 0 | 1.03 | Cogen | -1 | 0.024804 | 0 | 0 |  |  | 0 | 0 | -0.024804 | 0
8561 | CNOPGT2 | 2 | South | YES | -0.013198 | 148.6 | 0 | 148.6 | 0 | 1.03 | Cogen | -1 | 0.024804 | 0 | 0 |  |  | 0 | 0 | -0.024804 | 0
8562 | CNOPST1 | 3 | South | YES | -0.013198 | 153 | 0 | 153 | 0 | 1.03 | Cogen | -1 | 0.024804 | 0 | 0 |  |  | 0 | 0 | -0.024804 | 0
8456 | COSW#1 | 1 | South | YES | -0.013204 | 20 | 0 | 20 | 0 | 1.027 | Cogen | -1 | 0.02481 | 0 | 0 |  |  | 0 | 0 | -0.02481 | 0
8457 | COSW#2 | 2 | South | YES | -0.013204 | 14 | 0 | 14 | 0 | 1.027 | Cogen | -1 | 0.02481 | 0 | 0 |  |  | 0 | 0 | -0.02481 | 0
8933 | FGNTS001 | 1 | South | YES | -0.013204 | 146.5 | 0 | 146.5 | 0 | 1.03 | CC | -1 | 0.02481 | 146.5 | 146.5 |  |  | -1.9344 | 146.5 | -0.02481 | -3.6347
8934 | FGNTS101 | 2 | South | YES | -0.013204 | 147.9 | 0 | 147.9 | 0 | 1.03 | CC | -1 | 0.02481 | 147.9 | 147.9 |  |  | -1.9529 | 147.9 | -0.02481 | -3.6695
8935 | FGNTS201 | 3 | South | YES | -0.013204 | 173 | 0 | 173 | 0 | 1.03 | CC | -1 | 0.02481 | 173 | 173 |  |  | -2.2843 | 173 | -0.02481 | -4.2922
8459 | B_DAVIS0B | MB | South | YES | -0.01322 | 0 | 50 | 339 |  | 1.03 | GSC | -1 | 0.024826 | 0 | 0 |  |  | 0 | 0 | -0.024826 | 0
8460 | B_DAVIS0A | MB | South | YES | -0.01322 | 0 | 50 | 340 |  | 1.03 | GSC | -1 | 0.024826 | 0 | 0 |  |  | 0 | 0 | -0.024826 | 0
80263 | B_DAVIS31A | 3 | South | YES | -0.01322 | 0 | 0 | 180 |  | 1.0366 | CC | -1 | 0.024826 | 180 | 180 |  |  | -2.3796 | 180 | -0.024826 | -4.4687
80264 | B_DAVIS41A | 4 | South | YES | -0.01322 | 0 | 0 | 180 |  | 1.0366 | CC | -1 | 0.024826 | 180 | 180 |  |  | -2.3796 | 180 | -0.024826 | -4.4687
8506 | VAL #1 | 1 | South | YES | -0.013221 | 20.9 | 0 | 25 | 0 | 1.0055 | Cogen | -1 | 0.024827 | 0 | 0 |  |  | 0 | 0 | -0.024827 | 0
8507 | VAL #2 | 2 | South | YES | -0.013221 | 20.9 | 0 | 25 | 0 | 1.0055 | Cogen | -1 | 0.024827 | 0 | 0 |  |  | 0 | 0 | -0.024827 | 0
8461 | KOCH_UP0A | 1 | South | YES | -0.013231 | 38 | 0 | 38 | 0 | 1.012 | Cogen | -1 | 0.024837 | 0 | 0 |  |  | 0 | 0 | -0.024837 | 0
8511 | OXY_CC0A | 1 | South | YES | -0.013234 | 30.3 | 0 | 38 | 0 | 1.027 | Cogen | -1 | 0.02484 | 0 | 0 |  |  | 0 | 0 | -0.02484 | 0
8173 | VICEC51A | 5 | South | YES | -0.013241 | 144 | 18 | 144 | 0 | 1.025 | CC | -1 | 0.024847 | 144 | 144 |  |  | -1.9067 | 144 | -0.024847 | -3.578
8174 | VICEC61A | 6 | South | YES | -0.013241 | 188 | 42 | 188 | 0 | 1.025 | CC | -1 | 0.024847 | 188 | 188 |  |  | -2.4893 | 188 | -0.024847 | -4.6713
8936 | MVGN#1 | 1 | South | YES | -0.013256 | 216.6 | 0 | 216.6 | 0 | 1.0304 | CC | -1 | 0.024862 | 216.6 | 216.6 |  |  | -2.8712 | 216.6 | -0.024862 | -5.3852
8937 | MVGN#2 | 2 | South | YES | -0.013256 | 216.7 | 0 | 216.7 | 0 | 1.0304 | CC | -1 | 0.024862 | 216.7 | 216.7 |  |  | -2.8726 | 216.7 | -0.024862 | -5.3877
8938 | MVGN#3 | 3 | South | YES | -0.013256 | 250.9 | 0 | 250.9 | 0 | 1.0304 | CC | -1 | 0.024862 | 250.9 | 250.9 |  |  | -3.3259 | 250.9 | -0.024862 | -6.238
8981 | HECN1 | 1 | South | YES | -0.013256 | 144.8 | 0 | 144.8 | 0 | 1.0304 | CC | -1 | 0.024862 | 144.8 | 144.8 |  |  | -1.9195 | 144.8 | -0.024862 | -3.6001
8982 | HECN2 | 2 | South | YES | -0.013256 | 144.1 | 0 | 144.1 | 0 | 1.0304 | CC | -1 | 0.024862 | 144.1 | 144.1 |  |  | -1.9102 | 144.1 | -0.024862 | -3.5827
8983 | HECN3 | 3 | South | YES | -0.013256 | 171.9 | 0 | 171.9 | 0 | 1.0304 | CC | -1 | 0.024862 | 171.9 | 171.9 |  |  | -2.2787 | 171.9 | -0.024862 | -4.2738
8517 | CELANEBI0A | 1 | South | YES | -0.013273 | 29 | 0 | 29 | 0 | 1.02 | Cogen | -1 | 0.024879 | 0 | 0 |  |  | 0 | 0 | -0.024879 | 0
5932 | SI_RAY9 | 9 | South | YES | -0.013277 | 32 | 32 | 38 | 0 | 1.035 | CC | -1 | 0.024883 | 38 | 38 |  |  | -0.50453 | 38 | -0.024883 | -0.94557
5933 | SI_RAY6 | 6 | South | YES | -0.013277 | 15.4 | 10 | 19.3 | 0 | 1.035 | GST | -1 | 0.024883 | 19.3 | 19.3 |  |  | -0.25625 | 19.3 | -0.024883 | -0.48025
5935 | SI_RAY10 | 10 | South | YES | -0.013277 | 47 | 10 | 47 | 0 | 1.03 | CC | -1 | 0.024883 | 47 | 47 |  |  | -0.62402 | 47 | -0.024883 | -1.1695
80003 | MILHWYS | F | South | YES | -0.013277 | 0 | 0 | 0 | 0 | 1.0168 | AVR | -1 | 0.024883 | 0 | 0 |  |  | 0 | 0 | -0.024883 | 0
80080 | GWINDT11A | 3 | South | YES | -0.01329 | 0 | 0 | 38 | 0 | 1.025 | Wind | -1 | 0.024896 | 0 | 38 |  |  | 0 | 0 | -0.024896 | 0
80080 | GWINDT11A | 4 | South | YES | -0.01329 | 3.8 | 0 | 19 | 0 | 1.025 | Wind | -1 | 0.024896 | 0 | 19 |  |  | 0 | 0 | -0.024896 | 0
80080 | GWINDT11A | 2 | South | YES | -0.01329 | 0 | 0 | 41 | 0 | 1.025 | Wind | -1 | 0.024896 | 0 | 41 |  |  | 0 | 0 | -0.024896 | 0
80080 | GWINDT11A | 1 | South | YES | -0.01329 | 28.2 | 0 | 94 | 0 | 1.025 | Wind | -1 | 0.024896 | 0 | 94 |  |  | 0 | 0 | -0.024896 | 0
80081 | GWINDT21A | 4 | South | YES | -0.01329 | 4.4 | 0 | 22 | 0 | 1.025 | Wind | -1 | 0.024896 | 0 | 22 |  |  | 0 | 0 | -0.024896 | 0
80081 | GWINDT21A | 1 | South | YES | -0.01329 | 28.2 | 0 | 94 | 0 | 1.025 | Wind | -1 | 0.024896 | 0 | 94 |  |  | 0 | 0 | -0.024896 | 0
80081 | GWINDT21A | 3 | South | YES | -0.01329 | 8.6 | 0 | 43 | 0 | 1.025 | Wind | -1 | 0.024896 | 0 | 43 |  |  | 0 | 0 | -0.024896 | 0
80081 | GWINDT21A | 2 | South | YES | -0.01329 | 7.2 | 0 | 36 | 0 | 1.025 | Wind | -1 | 0.024896 | 0 | 36 |  |  | 0 | 0 | -0.024896 | 0
80180 | PNSCALT11A | 2 | South | YES | -0.01329 | 10 | 0 | 50 | 0 | 1.025 | Wind | -1 | 0.024896 | 0 | 50 |  |  | 0 | 0 | -0.024896 | 0
80180 | PNSCALT11A | 1 | South | YES | -0.01329 | 43.8 | 0 | 148 | 0 | 1.025 | Wind | -1 | 0.024896 | 0 | 148 |  |  | 0 | 0 | -0.024896 | 0
80181 | PNSCALT21A | 2 | South | YES | -0.01329 | 10 | 0 | 50 | 0 | 1.025 | Wind | -1 | 0.024896 | 0 | 50 |  |  | 0 | 0 | -0.024896 | 0
80181 | PNSCALT21A | 1 | South | YES | -0.01329 | 16.5 | 0 | 55 | 0 | 1.025 | Wind | -1 | 0.024896 | 0 | 55 |  |  | 0 | 0 | -0.024896 | 0
5890 | PEARSALLGEN1 | 1 | South | YES | -0.013479 | 19.2 | 6 | 24 | 0 | 1.0226 | GST | -1 | 0.025085 | 24 | 24 |  |  | -0.3235 | 24 | -0.025085 | -0.60205
5891 | PEARSALLGEN2 | 1 | South | YES | -0.013479 | 19.4 | 6 | 24.3 | 0 | 1.0226 | GST | -1 | 0.025085 | 24.3 | 24.3 |  |  | -0.32754 | 24.3 | -0.025085 | -0.60957
5892 | PEARSALLGEN3 | 1 | South | YES | -0.013479 | 19.1 | 6 | 23.9 | 0 | 1.0226 | GST | -1 | 0.025085 | 23.9 | 23.9 |  |  | -0.32215 | 23.9 | -0.025085 | -0.59954
8161 | COLETO0A | 1 | South | YES | -0.01383 | 633 | 200 | 633 | 0 | 1.03 | LIGCO | -1 | 0.025436 | 0 | 633 |  |  | 0 | 0 | -0.025436 | 0
88198 | BEEVILLE | F | South | YES | -0.013889 | 0 | 0 | 0 | 0 | 1.02 | AVR | -1 | 0.025495 | 0 | 0 |  |  | 0 | 0 | -0.025495 | 0
5903 | SANMIGUELGEN | 1 | South | YES | -0.014984 | 396.3 | 180 | 396.3 | 0 | 1.0336 | LIGCO | -1 | 0.02659 | 0 | 396.3 |  |  | 0 | 0 | -0.02659 | 0
7012 | L_FPPYD21_3Y | 3 | South | YES | -0.015147 | 427.5 | 200 | 436 | 0 | 1.02 | LIGCO | -1 | 0.026753 | 0 | 436 |  |  | 0 | 0 | -0.026753 | 0
7010 | L_FPPYD11_1Y | 1 | South | YES | -0.015152 | 547.4 | 200 | 606 | 0 | 1.02 | LIGCO | -1 | 0.026758 | 0 | 606 |  |  | 0 | 0 | -0.026758 | 0
7011 | L_FPPYD11_2Y | 2 | South | YES | -0.015152 | 552.2 | 200 | 598 | 0 | 1.02 | LIGCO | -1 | 0.026758 | 0 | 598 |  |  | 0 | 0 | -0.026758 | 0
3432 | SANDOW_4G | 4 | South | YES | -0.015241 | 580 | 225 | 580 | 0 | 1.029 | LIGCO | -1 | 0.026847 | 0 | 580 |  |  | 0 | 0 | -0.026847 | 0
8189 | CUECPL2A | 1 | South | YES | -0.015753 | 12 | 0 | 12 | 0 | 1.02 | Cogen | -1 | 0.027359 | 0 | 0 |  |  | 0 | 0 | -0.027359 | 0
7007 | L_LOSTPI1_1Y | 1 | South | YES | -0.015817 | 158.6 | 110 | 158 | 0 | 1 | CC | -1 | 0.027423 | 158 | 158 |  |  | -2.4991 | 158 | -0.027423 | -4.3329
7008 | L_LOSTPI1_2Y | 2 | South | YES | -0.015817 | 157.7 | 107 | 160 | 0 | 1 | CC | -1 | 0.027423 | 160 | 160 |  |  | -2.5307 | 160 | -0.027423 | -4.3877
7009 | L_LOSTPI1_3Y | 3 | South | YES | -0.015817 | 173.9 | 72 | 175 | 0 | 1 | CC | -1 | 0.027423 | 175 | 175 |  |  | -2.768 | 175 | -0.027423 | -4.7991
5401 | CALAVER_JKS1 | 1 | South | YES | -0.016037 | 562 | 100 | 562 | 0 | 1.026 | LIGCO | -1 | 0.027643 | 0 | 562 |  |  | 0 | 0 | -0.027643 | 0
5264 | LEON_LCP3G3 | 3 | South | YES | -0.016136 | 0 | 20 | 58 |  | 1.0197 | GST | -1 | 0.027742 | 58 | 58 |  |  | -0.93589 | 58 | -0.027742 | -1.6091
5265 | LEON_LCP4G4 | 4 | South | YES | -0.016136 | 89 | 25 | 89 | 0 | 1.0197 | GST | -1 | 0.027742 | 89 | 89 |  |  | -1.4361 | 89 | -0.027742 | -2.4691
5266 | LEON_LCPCT1 | 1 | South | YES | -0.016136 | 44 | 24 | 44 | 0 | 1.0197 | GGT | -1 | 0.027742 | 44 | 44 |  |  | -0.70998 | 44 | -0.027742 | -1.2207
5267 | LEON_LCPCT2 | 2 | South | YES | -0.016136 | 44 | 24 | 44 | 0 | 1.0197 | GGT | -1 | 0.027742 | 44 | 44 |  |  | -0.70998 | 44 | -0.027742 | -1.2207
5268 | LEON_LCPCT3 | 3 | South | YES | -0.016136 | 43 | 24 | 43 | 0 | 1.0197 | GGT | -1 | 0.027742 | 43 | 43 |  |  | -0.69385 | 43 | -0.027742 | -1.1929
5269 | LEON_LCPCT4 | 4 | South | YES | -0.016136 | 45 | 24 | 45 | 0 | 1.0197 | GGT | -1 | 0.027742 | 45 | 45 |  |  | -0.72612 | 45 | -0.027742 | -1.2484
7800 | L_GUADGE1_1Y | 1 | South | YES | -0.016138 | 147 | 30 | 147 | 0 | 1.02 | CC | -1 | 0.027744 | 147 | 147 |  |  | -2.3723 | 147 | -0.027744 | -4.0784
7801 | L_GUADGE1_2Y | 2 | South | YES | -0.016138 | 138 | 30 | 138 | 0 | 1.02 | CC | -1 | 0.027744 | 138 | 138 |  |  | -2.227 | 138 | -0.027744 | -3.8287
7802 | L_GUADGE1_3Y | 3 | South | YES | -0.016138 | 146 | 30 | 146 | 0 | 1.02 | CC | -1 | 0.027744 | 146 | 146 |  |  | -2.3561 | 146 | -0.027744 | -4.0507
7803 | L_GUADGE1_4Y | 4 | South | YES | -0.016138 | 149 | 30 | 149 | 0 | 1.02 | CC | -1 | 0.027744 | 149 | 149 |  |  | -2.4046 | 149 | -0.027744 | -4.1339
7804 | L_GUADGE1_5Y | 5 | South | YES | -0.016138 | 182 | 30 | 182 | 0 | 1.02 | CC | -1 | 0.027744 | 182 | 182 |  |  | -2.9371 | 182 | -0.027744 | -5.0495
7805 | L_GUADGE1_6Y | 6 | South | YES | -0.016138 | 203 | 30 | 203 | 0 | 1.02 | CC | -1 | 0.027744 | 203 | 203 |  |  | -3.276 | 203 | -0.027744 | -5.6321
5026 | BRAUNIG_VHB1 | 1 | South | YES | -0.016211 | 215 | 40 | 215 | 0 | 1.0192 | GST | -1 | 0.027817 | 215 | 215 |  |  | -3.4854 | 215 | -0.027817 | -5.9807
5027 | BRAUNIG_VHB2 | 2 | South | YES | -0.016211 | 216 | 40 | 216 | 0 | 1.0192 | GST | -1 | 0.027817 | 216 | 216 |  |  | -3.5016 | 216 | -0.027817 | -6.0086
5028 | BRAUNIG_VHB3 | 3 | South | YES | -0.016242 | 407 | 60 | 407 | 0 | 1.0138 | GST | -1 | 0.027848 | 407 | 407 |  |  | -6.6105 | 407 | -0.027848 | -11.3343
5396 | CALAVER_OWS1 | 1 | South | YES | -0.016242 | 418 | 80 | 418 | 0 | 1.0192 | GST | -1 | 0.027848 | 418 | 418 |  |  | -6.7892 | 418 | -0.027848 | -11.6406
5397 | CALAVER_OWS2 | 2 | South | YES | -0.016242 | 400 | 80 | 400 | 0 | 1.0192 | GST | -1 | 0.027848 | 400 | 400 |  |  | -6.4968 | 400 | -0.027848 | -11.1394
5476 | BRA_AVR1_CT1 | 1 | South | YES | -0.016244 | 155 | 90 | 155 | 0 | 1.025 | CC | -1 | 0.02785 | 155 | 155 |  |  | -2.5178 | 155 | -0.02785 | -4.3168
5477 | BRA_AVR1_ST | 1 | South | YES | -0.016244 | 174 | 138 | 174 | 0 | 1.025 | CC | -1 | 0.02785 | 174 | 174 |  |  | -2.8265 | 174 | -0.02785 | -4.846
5478 | BRA_AVR1_CT2 | 1 | South | YES | -0.016244 | 155 | 90 | 155 | 0 | 1.025 | CC | -1 | 0.02785 | 155 | 155 |  |  | -2.5178 | 155 | -0.02785 | -4.3168
5111 | CALAVER_JTD1 | 1 | South | YES | -0.016271 | 430 | 80 | 430 | 0 | 1.0138 | LIGCO | -1 | 0.027877 | 0 | 430 |  |  | 0 | 0 | -0.027877 | 0
5112 | CALAVER_JTD2 | 2 | South | YES | -0.016271 | 430 | 80 | 430 | 0 | 1.0138 | LIGCO | -1 | 0.027877 | 0 | 430 |  |  | 0 | 0 | -0.027877 | 0
5436 | TUTTL_WBT1G1 | 1 | South | YES | -0.016276 | 48.8 | 20 | 61 | 0 | 1.012 | GST | -1 | 0.027882 | 61 | 61 |  |  | -0.99284 | 61 | -0.027882 | -1.7008
5438 | TUTTL_WBT3G3 | 3 | South | YES | -0.016276 | 95 | 25 | 95 | 0 | 1.012 | GST | -1 | 0.027882 | 95 | 95 |  |  | -1.5462 | 95 | -0.027882 | -2.6488
5439 | TUTTL_WBT4G4 | 4 | South | YES | -0.016276 | 151 | 40 | 151 | 0 | 1.012 | GST | -1 | 0.027882 | 151 | 151 |  |  | -2.4577 | 151 | -0.027882 | -4.2102
7810 | L_RIONOG1G1Y | 1 | South | YES | -0.01647 | 148 | 0 | 148 | 0 | 1.02 | CC | -1 | 0.028076 | 148 | 148 |  |  | -2.4376 | 148 | -0.028076 | -4.1553
7811 | L_RIONOG1G2Y | 2 | South | YES | -0.01647 | 148 | 0 | 148 | 0 | 1.02 | CC | -1 | 0.028076 | 148 | 148 |  |  | -2.4376 | 148 | -0.028076 | -4.1553
7812 | L_RIONOG1G3Y | 3 | South | YES | -0.01647 | 154 | 0 | 154 | 0 | 1.02 | CC | -1 | 0.028076 | 154 | 154 |  |  | -2.5364 | 154 | -0.028076 | -4.3238
7813 | L_RIONOG1S1Y | 4 | South | YES | -0.01647 | 293 | 0 | 293 | 0 | 1.02 | CC | -1 | 0.028076 | 293 | 293 |  |  | -4.8257 | 293 | -0.028076 | -8.2264
7303 | L_WPPGS12_1Y | 1 | South | YES | -0.016582 | 50 | 0 | 50 | 0 | 1.025 | GGT | -1 | 0.028188 | 50 | 50 |  |  | -0.8291 | 50 | -0.028188 | -1.4094
7303 | L_WPPGS12_1Y | 2 | South | YES | -0.016582 | 50 | 0 | 50 | 0 | 1.025 | GGT | -1 | 0.028188 | 50 | 50 |  |  | -0.8291 | 50 | -0.028188 | -1.4094
7305 | L_WPPGS34_1Y | 3 | South | YES | -0.016582 | 50 | 0 | 50 | 0 | 1.025 | GGT | -1 | 0.028188 | 50 | 50 |  |  | -0.8291 | 50 | -0.028188 | -1.4094
7305 | L_WPPGS34_1Y | 4 | South | YES | -0.016582 | 50 | 0 | 50 | 0 | 1.025 | GGT | -1 | 0.028188 | 50 | 50 |  |  | -0.8291 | 50 | -0.028188 | -1.4094
7807 | L_BASTEN1_1Y | 1 | South | YES | -0.016728 | 152.5 | 83.5 | 152.5 | 0 | 1.004 | CC | -1 | 0.028334 | 152.5 | 152.5 |  |  | -2.551 | 152.5 | -0.028334 | -4.321
7808 | L_BASTEN1_2Y | 1 | South | YES | -0.016728 | 149.5 | 83.5 | 149.5 | 0 | 1.004 | CC | -1 | 0.028334 | 149.5 | 149.5 |  |  | -2.5008 | 149.5 | -0.028334 | -4.236
7809 | L_BASTEN1_3Y | 1 | South | YES | -0.016728 | 232.6 | 42 | 232.6 | 0 | 1.004 | CC | -1 | 0.028334 | 232.6 | 232.6 |  |  | -3.8909 | 232.6 | -0.028334 | -6.5906
7014 | L_HAYSEN1_1Y | 1 | South | YES | -0.016802 | 223.9 | 74 | 223.9 | 0 | 1.008 | CC | -1 | 0.028408 | 223.9 | 223.9 |  |  | -3.762 | 223.9 | -0.028408 | -6.3606
7015 | L_HAYSEN1_2Y | 2 | South | YES | -0.016802 | 225 | 74 | 225 | 0 | 1.008 | CC | -1 | 0.028408 | 225 | 225 |  |  | -3.7805 | 225 | -0.028408 | -6.3919
7016 | L_HAYSEN1_3Y | 3 | South | YES | -0.016802 | 224.6 | 74 | 224.6 | 0 | 1.008 | CC | -1 | 0.028408 | 224.6 | 224.6 |  |  | -3.7737 | 224.6 | -0.028408 | -6.3805
7017 | L_HAYSEN1_4Y | 4 | South | YES | -0.016802 | 226.7 | 74 | 226.7 | 0 | 1.008 | CC | -1 | 0.028408 | 226.7 | 226.7 |  |  | -3.809 | 226.7 | -0.028408 | -6.4402
7624 | L_LAKEWO9_1Y | 1 | South | YES | -0.016877 | 0 | 0 | 2.4 |  | 1 | Hydro | -1 | 0.028483 | 0 | 0 |  |  | 0 | 0 | -0.028483 | 0
7624 | L_LAKEWO9_1Y | 2 | South | YES | -0.016877 | 0 | 0 | 2.4 |  | 1 | Hydro | -1 | 0.028483 | 0 | 0 |  |  | 0 | 0 | -0.028483 | 0
7609 | L_SCHUMA8_1Y | 1 | South | YES | -0.016914 | 0 | 0 | 4 |  | 1 | Hydro | -1 | 0.02852 | 0 | 0 |  |  | 0 | 0 | -0.02852 | 0
7605 | L_MCQUEE9_1Y | 1 | South | YES | -0.017158 | 0 | 0 | 2.4 |  | 1.025 | Hydro | -1 | 0.028764 | 0 | 0 |  |  | 0 | 0 | -0.028764 | 0
7605 | L_MCQUEE9_1Y | 2 | South | YES | -0.017158 | 0 | 0 | 2.4 |  | 1.025 | Hydro | -1 | 0.028764 | 0 | 0 |  |  | 0 | 0 | -0.028764 | 0
7605 | L_MCQUEE9_1Y | 3 | South | YES | -0.017158 | 0 | 0 | 2.8 |  | 1.025 | Hydro | -1 | 0.028764 | 0 | 0 |  |  | 0 | 0 | -0.028764 | 0
7004 | L_SIMGID1_1Y | 1 | South | YES | -0.018776 | 132 | 40 | 132 | 0 | 1.02 | GST | -1 | 0.030382 | 132 | 132 |  |  | -2.4784 | 132 | -0.030382 | -4.0105
7005 | L_SIMGID1_2Y | 2 | South | YES | -0.018776 | 133 | 32 | 139 | 0 | 1.02 | GST | -1 | 0.030382 | 139 | 139 |  |  | -2.6099 | 139 | -0.030382 | -4.2232
7006 | L_SIMGID1_3Y | 3 | South | YES | -0.018776 | 324.9 | 60 | 329 | 0 | 1.02 | GST | -1 | 0.030382 | 329 | 329 |  |  | -6.1773 | 329 | -0.030382 | -9.9958
7487 | L_CANYHY8_1Y | 1 | South | YES | -0.019597 | 0 | 0 | 6 |  | 1 | Hydro | -1 | 0.031203 | 0 | 0 |  |  | 0 | 0 | -0.031203 | 0
9002 | DECKR_G3 | 3 | South | YES | -0.021173 | 0 | 24 | 42 |  | 1.015 | GGT | -1 | 0.032779 | 42 | 42 |  |  | -0.88927 | 42 | -0.032779 | -1.3767
9003 | DECKR_G4 | 4 | South | YES | -0.021173 | 44 | 24 | 44 | 0 | 1.015 | GGT | -1 | 0.032779 | 44 | 44 |  |  | -0.93161 | 44 | -0.032779 | -1.4423
9004 | DECKR_G5 | 5 | South | YES | -0.021173 | 44 | 24 | 44 | 0 | 1.015 | GGT | -1 | 0.032779 | 44 | 44 |  |  | -0.93161 | 44 | -0.032779 | -1.4423
9005 | DECKR_G6 | 6 | South | YES | -0.021173 | 44 | 24 | 47 | 0 | 1.015 | GGT | -1 | 0.032779 | 47 | 47 |  |  | -0.99513 | 47 | -0.032779 | -1.5406
9016 | SANDH_G1 | 1 | South | YES | -0.021268 | 45 | 2 | 49 | 0 | 1.0175 | GGT | -1 | 0.032874 | 49 | 49 |  |  | -1.0421 | 49 | -0.032874 | -1.6108
9017 | SANDH_G2 | 2 | South | YES | -0.021268 | 45 | 2 | 46 | 0 | 1.0175 | GGT | -1 | 0.032874 | 46 | 46 |  |  | -0.97833 | 46 | -0.032874 | -1.5122
9018 | SANDH_G3 | 3 | South | YES | -0.021268 | 45 | 2 | 46 | 0 | 1.0175 | GGT | -1 | 0.032874 | 46 | 46 |  |  | -0.97833 | 46 | -0.032874 | -1.5122
9019 | SANDH_G4 | 4 | South | YES | -0.021268 | 0 | 2 | 47 |  | 1.0175 | GGT | -1 | 0.032874 | 47 | 47 |  |  | -0.9996 | 47 | -0.032874 | -1.5451
9020 | SANDHG5A | 5A | South | YES | -0.021268 | 150 | 84 | 155 | 0 | 1.0175 | CC | -1 | 0.032874 | 155 | 155 |  |  | -3.2965 | 155 | -0.032874 | -5.0955
9021 | SANDHG5C | 5C | South | YES | -0.021268 | 140 | 0 | 148 | 0 | 1.0175 | CC | -1 | 0.032874 | 148 | 148 |  |  | -3.1477 | 148 | -0.032874 | -4.8654
9000 | DECKR_G1 | 1 | South | YES | -0.021549 | 280 | 50 | 321 | 0 | 1.015 | GST | -1 | 0.033155 | 321 | 321 |  |  | -6.9172 | 321 | -0.033155 | -10.6429
9001 | DECKR_G2 | 2 | South | YES | -0.021549 | 400 | 50 | 426 | 0 | 1.015 | GST | -1 | 0.033155 | 426 | 426 |  |  | -9.1799 | 426 | -0.033155 | -14.1242
7020 | L_AUSTPL1_1Y | 1 | South | YES | -0.022424 | 0 | 0 | 8 |  | 1 | Hydro | -1 | 0.03403 | 0 | 0 |  |  | 0 | 0 | -0.03403 | 0
7020 | L_AUSTPL1_1Y | 2 | South | YES | -0.022424 | 0 | 0 | 8 |  | 1 | Hydro | -1 | 0.03403 | 0 | 0 |  |  | 0 | 0 | -0.03403 | 0
7031 | L_MARSFO1G1Y | 1 | South | YES | -0.03225 | 0 | 0 | 36 |  | 1 | Hydro | -1 | 0.043856 | 0 | 0 |  |  | 0 | 0 | -0.043856 | 0
7032 | L_MARSFO1G2Y | 2 | South | YES | -0.03225 | 0 | 0 | 35 |  | 1 | Hydro | -1 | 0.043856 | 0 | 0 |  |  | 0 | 0 | -0.043856 | 0
7033 | L_MARSFO1G3Y | 3 | South | YES | -0.03225 | 0 | 0 | 36 |  | 1 | Hydro | -1 | 0.043856 | 0 | 0 |  |  | 0 | 0 | -0.043856 | 0
7028 | L_MARBFA1_1Y | 1 | South | YES | -0.04961 | 0 | 0 | 18 |  | 1 | Hydro | -1 | 0.061216 | 0 | 0 |  |  | 0 | 0 | -0.061216 | 0
7029 | L_MARBFA1_2Y | 2 | South | YES | -0.04961 | 0 | 0 | 18 |  | 1 | Hydro | -1 | 0.061216 | 0 | 0 |  |  | 0 | 0 | -0.061216 | 0
7000 | L_FERGUS1_1Y | 1 | South | YES | -0.058002 | 400 | 65 | 423.3 | 0 | 1.015 | GSC | -1 | 0.069608 | 423.3 | 423.3 |  |  | -24.5522 | 423.3 | -0.069608 | -29.4652
7035 | L_WIRTZ_1G1Y | 1 | South | YES | -0.058963 | 0 | 0 | 29 |  | 1 | Hydro | -1 | 0.070569 | 0 | 0 |  |  | 0 | 0 | -0.070569 | 0
7036 | L_WIRTZ_1G2Y | 2 | South | YES | -0.058963 | 0 | 0 | 29.7 |  | 1 | Hydro | -1 | 0.070569 | 0 | 0 |  |  | 0 | 0 | -0.070569 | 0
7026 | L_INKSDA1_1Y | 1 | South | YES | -0.074985 | 0 | 0 | 13.7 |  | 1 | Hydro | -1 | 0.086591 | 0 | 0 |  |  | 0 | 0 | -0.086591 | 0
7022 | L_BUCHAN1_1Y | 1 | South | YES | -0.083573 | 0 | 0 | 18 |  | 1 | Hydro | -1 | 0.095179 | 0 | 0 |  |  | 0 | 0 | -0.095179 | 0
7023 | L_BUCHAN1_2Y | 2 | South | YES | -0.083573 | 0 | 0 | 18 |  | 1 | Hydro | -1 | 0.095179 | 0 | 0 |  |  | 0 | 0 | -0.095179 | 0
7024 | L_BUCHAN1_3Y | 3 | South | YES | -0.083573 | 0 | 0 | 15 |  | 1 | Hydro | -1 | 0.095179 | 0 | 0 |  |  | 0 | 0 | -0.095179 | 0
Note on AL4: Zonal Cap - Zonal Impact

## Distributed Slack - Inc
Number of Bus | Name of Bus | ID | Area Name of Gen | AGC | P Sensitivity of Bus | Gen MW | Min MW | Max MW | V Sensitivity of Bus | Set Volt | Tech Type | Zone Impact | Zone Correlation | Inc Max | Dec Max | Souce S.F. Weighting | Souce Capacity | Sink S.F. Weighting | Sink Capacity | PTDF Calc | PTDF Weighting | Cumulative Share of Zonal Cap | Cumulative Share of Zonal Impact | Cont_ Lake to Tradinghouse and TemplePEC to Tradinghouse OL_ Evant to Goldthwaite |  | i_PTDF_INC_pt | 387 |  | RAYBURNGEN2 | Unit at max
7022 | L_BUCHAN1_1Y | 1 | South | YES | -0.083573 | 0 | 0 | 18 |  | 1 | Hydro | -1 | 0.095179 | 0 | 0 |  |  | 0 | 0 | -0.095179 | 0 | 0 | 0 |  |  | i_10pctunit | 30 |  | 173 | # units @ max
7023 | L_BUCHAN1_2Y | 2 | South | YES | -0.083573 | 0 | 0 | 18 |  | 1 | Hydro | -1 | 0.095179 | 0 | 0 |  |  | 0 | 0 | -0.095179 | 0 | 0 | 0 | [5 empty] | 0.12571 | delta max
7024 | L_BUCHAN1_3Y | 3 | South | YES | -0.083573 | 0 | 0 | 15 |  | 1 | Hydro | -1 | 0.095179 | 0 | 0 |  |  | 0 | 0 | -0.095179 | 0 | 0 | 0 | [5 empty] | Delta
7026 | L_INKSDA1_1Y | 1 | South | YES | -0.074985 | 0 | 0 | 13.7 |  | 1 | Hydro | -1 | 0.086591 | 0 | 0 |  |  | 0 | 0 | -0.086591 | 0 | 0 | 0 | Weighted Shift Factors |  |  |  | 1 | 0
7035 | L_WIRTZ_1G1Y | 1 | South | YES | -0.058963 | 0 | 0 | 29 |  | 1 | Hydro | -1 | 0.070569 | 0 | 0 |  |  | 0 | 0 | -0.070569 | 0 | 0 | 0 | North | 0.011606 |  |  | 2 | 0
7036 | L_WIRTZ_1G2Y | 2 | South | YES | -0.058963 | 0 | 0 | 29.7 |  | 1 | Hydro | -1 | 0.070569 | 0 | 0 |  |  | 0 | 0 | -0.070569 | 0 | 0 | 0 | South | -0.017532 |  |  | 3 | 0
7000 | L_FERGUS1_1Y | 1 | South | YES | -0.058002 | 400 | 65 | 423.3 | 0 | 1.015 | GSC | -1 | 0.069608 | 423.3 | 423.3 |  |  | -24.5522 | 423.3 | -0.069608 | -29.4652 | 0.019999 | 0.057878 |  |  |  |  | 4 | 0
7028 | L_MARBFA1_1Y | 1 | South | YES | -0.04961 | 0 | 0 | 18 |  | 1 | Hydro | -1 | 0.061216 | 0 | 0 |  |  | 0 | 0 | -0.061216 | 0 | 0.019999 | 0.057878 |  |  |  |  | 5 | 0
7029 | L_MARBFA1_2Y | 2 | South | YES | -0.04961 | 0 | 0 | 18 |  | 1 | Hydro | -1 | 0.061216 | 0 | 0 |  |  | 0 | 0 | -0.061216 | 0 | 0.019999 | 0.057878 |  |  |  |  | 6 | 0
7031 | L_MARSFO1G1Y | 1 | South | YES | -0.03225 | 0 | 0 | 36 |  | 1 | Hydro | -1 | 0.043856 | 0 | 0 |  |  | 0 | 0 | -0.043856 | 0 | 0.019999 | 0.057878 |  |  |  |  | 7 | 0.037879
7032 | L_MARSFO1G2Y | 2 | South | YES | -0.03225 | 0 | 0 | 35 |  | 1 | Hydro | -1 | 0.043856 | 0 | 0 |  |  | 0 | 0 | -0.043856 | 0 | 0.019999 | 0.057878 |  |  |  |  | 8 | 0.037879
7033 | L_MARSFO1G3Y | 3 | South | YES | -0.03225 | 0 | 0 | 36 |  | 1 | Hydro | -1 | 0.043856 | 0 | 0 |  |  | 0 | 0 | -0.043856 | 0 | 0.019999 | 0.057878 |  |  |  |  | 9 | 0.037879
7020 | L_AUSTPL1_1Y | 1 | South | YES | -0.022424 | 0 | 0 | 8 |  | 1 | Hydro | -1 | 0.03403 | 0 | 0 |  |  | 0 | 0 | -0.03403 | 0 | 0.019999 | 0.057878 |  |  |  |  | 10 | 0.037879
7020 | L_AUSTPL1_1Y | 2 | South | YES | -0.022424 | 0 | 0 | 8 |  | 1 | Hydro | -1 | 0.03403 | 0 | 0 |  |  | 0 | 0 | -0.03403 | 0 | 0.019999 | 0.057878 |  |  |  |  | 11 | 0.037879
9000 | DECKR_G1 | 1 | South | YES | -0.021549 | 280 | 50 | 321 | 0 | 1.015 | GST | -1 | 0.033155 | 321 | 321 |  |  | -6.9172 | 321 | -0.033155 | -10.6429 | 0.035165 | 0.078783 |  |  |  |  | 12 | 0.037879
9001 | DECKR_G2 | 2 | South | YES | -0.021549 | 400 | 50 | 426 | 0 | 1.015 | GST | -1 | 0.033155 | 426 | 426 |  |  | -9.1799 | 426 | -0.033155 | -14.1242 | 0.055291 | 0.10653 |  |  |  |  | 13 | 0.037879
9016 | SANDH_G1 | 1 | South | YES | -0.021268 | 45 | 2 | 49 | 0 | 1.0175 | GGT | -1 | 0.032874 | 49 | 49 |  |  | -1.0421 | 49 | -0.032874 | -1.6108 | 0.057606 | 0.10969 |  |  |  |  | 14 | 0.037879
9017 | SANDH_G2 | 2 | South | YES | -0.021268 | 45 | 2 | 46 | 0 | 1.0175 | GGT | -1 | 0.032874 | 46 | 46 |  |  | -0.97833 | 46 | -0.032874 | -1.5122 | 0.059779 | 0.11266 |  |  |  |  | 15 | 0.043619
9018 | SANDH_G3 | 3 | South | YES | -0.021268 | 45 | 2 | 46 | 0 | 1.0175 | GGT | -1 | 0.032874 | 46 | 46 |  |  | -0.97833 | 46 | -0.032874 | -1.5122 | 0.061953 | 0.11563 |  |  |  |  | 16 | 0.051236
9019 | SANDH_G4 | 4 | South | YES | -0.021268 | 0 | 2 | 47 |  | 1.0175 | GGT | -1 | 0.032874 | 47 | 47 |  |  | -0.9996 | 47 | -0.032874 | -1.5451 | 0.064173 | 0.11867 |  |  |  |  | 17 | 0.052085
9020 | SANDHG5A | 5A | South | YES | -0.021268 | 150 | 84 | 155 | 0 | 1.0175 | CC | -1 | 0.032874 | 155 | 155 |  |  | -3.2965 | 155 | -0.032874 | -5.0955 | 0.071496 | 0.12868 |  |  |  |  | 18 | 0.052882
9021 | SANDHG5C | 5C | South | YES | -0.021268 | 140 | 0 | 148 | 0 | 1.0175 | CC | -1 | 0.032874 | 148 | 148 |  |  | -3.1477 | 148 | -0.032874 | -4.8654 | 0.078488 | 0.13823 |  |  |  |  | 19 | 0.053679
9002 | DECKR_G3 | 3 | South | YES | -0.021173 | 0 | 24 | 42 |  | 1.015 | GGT | -1 | 0.032779 | 42 | 42 |  |  | -0.88927 | 42 | -0.032779 | -1.3767 | 0.080473 | 0.14094 |  |  |  |  | 20 | 0.054494
9003 | DECKR_G4 | 4 | South | YES | -0.021173 | 44 | 24 | 44 | 0 | 1.015 | GGT | -1 | 0.032779 | 44 | 44 |  |  | -0.93161 | 44 | -0.032779 | -1.4423 | 0.082551 | 0.14377 |  |  |  |  | 21 | 0.05718
9004 | DECKR_G5 | 5 | South | YES | -0.021173 | 44 | 24 | 44 | 0 | 1.015 | GGT | -1 | 0.032779 | 44 | 44 |  |  | -0.93161 | 44 | -0.032779 | -1.4423 | 0.08463 | 0.1466 |  |  |  |  | 22 | 0.059744
9005 | DECKR_G6 | 6 | South | YES | -0.021173 | 44 | 24 | 47 | 0 | 1.015 | GGT | -1 | 0.032779 | 47 | 47 |  |  | -0.99513 | 47 | -0.032779 | -1.5406 | 0.086851 | 0.14963 |  |  |  |  | 23 | 0.060464
7487 | L_CANYHY8_1Y | 1 | South | YES | -0.019597 | 0 | 0 | 6 |  | 1 | Hydro | -1 | 0.031203 | 0 | 0 |  |  | 0 | 0 | -0.031203 | 0 | 0.086851 | 0.14963 |  |  |  |  | 24 | 0.061219
7004 | L_SIMGID1_1Y | 1 | South | YES | -0.018776 | 132 | 40 | 132 | 0 | 1.02 | GST | -1 | 0.030382 | 132 | 132 |  |  | -2.4784 | 132 | -0.030382 | -4.0105 | 0.093087 | 0.15751 |  |  |  |  | 25 | 0.061973
7005 | L_SIMGID1_2Y | 2 | South | YES | -0.018776 | 133 | 32 | 139 | 0 | 1.02 | GST | -1 | 0.030382 | 139 | 139 |  |  | -2.6099 | 139 | -0.030382 | -4.2232 | 0.099654 | 0.1658 |  |  |  |  | 26 | 0.062779
7006 | L_SIMGID1_3Y | 3 | South | YES | -0.018776 | 324.9 | 60 | 329 | 0 | 1.02 | GST | -1 | 0.030382 | 329 | 329 |  |  | -6.1773 | 329 | -0.030382 | -9.9958 | 0.1152 | 0.18544 |  |  |  |  | 27 | 0.062779
7605 | L_MCQUEE9_1Y | 1 | South | YES | -0.017158 | 0 | 0 | 2.4 |  | 1.025 | Hydro | -1 | 0.028764 | 0 | 0 |  |  | 0 | 0 | -0.028764 | 0 | 0.1152 | 0.18544 |  |  |  |  | 28 | 0.06442
7605 | L_MCQUEE9_1Y | 2 | South | YES | -0.017158 | 0 | 0 | 2.4 |  | 1.025 | Hydro | -1 | 0.028764 | 0 | 0 |  |  | 0 | 0 | -0.028764 | 0 | 0.1152 | 0.18544 |  |  |  |  | 29 | 0.066148
7605 | L_MCQUEE9_1Y | 3 | South | YES | -0.017158 | 0 | 0 | 2.8 |  | 1.025 | Hydro | -1 | 0.028764 | 0 | 0 |  |  | 0 | 0 | -0.028764 | 0 | 0.1152 | 0.18544 |  |  |  |  | 30 | 0.070239
7609 | L_SCHUMA8_1Y | 1 | South | YES | -0.016914 | 0 | 0 | 4 |  | 1 | Hydro | -1 | 0.02852 | 0 | 0 |  |  | 0 | 0 | -0.02852 | 0 | 0.1152 | 0.18544 |  |  |  |  | 31 | 0.070239
7624 | L_LAKEWO9_1Y | 1 | South | YES | -0.016877 | 0 | 0 | 2.4 |  | 1 | Hydro | -1 | 0.028483 | 0 | 0 |  |  | 0 | 0 | -0.028483 | 0 | 0.1152 | 0.18544 |  |  |  |  | 32 | 0.070239
7624 | L_LAKEWO9_1Y | 2 | South | YES | -0.016877 | 0 | 0 | 2.4 |  | 1 | Hydro | -1 | 0.028483 | 0 | 0 |  |  | 0 | 0 | -0.028483 | 0 | 0.1152 | 0.18544 |  |  |  |  | 33 | 0.070239
7014 | L_HAYSEN1_1Y | 1 | South | YES | -0.016802 | 223.9 | 74 | 223.9 | 0 | 1.008 | CC | -1 | 0.028408 | 223.9 | 223.9 |  |  | -3.762 | 223.9 | -0.028408 | -6.3606 | 0.12578 | 0.19793 |  |  |  |  | 34 | 0.070239
7015 | L_HAYSEN1_2Y | 2 | South | YES | -0.016802 | 225 | 74 | 225 | 0 | 1.008 | CC | -1 | 0.028408 | 225 | 225 |  |  | -3.7805 | 225 | -0.028408 | -6.3919 | 0.13641 | 0.21049 |  |  |  |  | 35 | 0.070239
7016 | L_HAYSEN1_3Y | 3 | South | YES | -0.016802 | 224.6 | 74 | 224.6 | 0 | 1.008 | CC | -1 | 0.028408 | 224.6 | 224.6 |  |  | -3.7737 | 224.6 | -0.028408 | -6.3805 | 0.14702 | 0.22302 |  |  |  |  | 36 | 0.070239
7017 | L_HAYSEN1_4Y | 4 | South | YES | -0.016802 | 226.7 | 74 | 226.7 | 0 | 1.008 | CC | -1 | 0.028408 | 226.7 | 226.7 |  |  | -3.809 | 226.7 | -0.028408 | -6.4402 | 0.15773 | 0.23567 |  |  |  |  | 37 | 0.072155
7807 | L_BASTEN1_1Y | 1 | South | YES | -0.016728 | 152.5 | 83.5 | 152.5 | 0 | 1.004 | CC | -1 | 0.028334 | 152.5 | 152.5 |  |  | -2.551 | 152.5 | -0.028334 | -4.321 | 0.16493 | 0.24416 |  |  |  |  | 38 | 0.07408
7808 | L_BASTEN1_2Y | 1 | South | YES | -0.016728 | 149.5 | 83.5 | 149.5 | 0 | 1.004 | CC | -1 | 0.028334 | 149.5 | 149.5 |  |  | -2.5008 | 149.5 | -0.028334 | -4.236 | 0.172 | 0.25248 |  |  |  |  | 39 | 0.076002
7809 | L_BASTEN1_3Y | 1 | South | YES | -0.016728 | 232.6 | 42 | 232.6 | 0 | 1.004 | CC | -1 | 0.028334 | 232.6 | 232.6 |  |  | -3.8909 | 232.6 | -0.028334 | -6.5906 | 0.18299 | 0.26542 |  |  |  |  | 40 | 0.077942
7303 | L_WPPGS12_1Y | 1 | South | YES | -0.016582 | 50 | 0 | 50 | 0 | 1.025 | GGT | -1 | 0.028188 | 50 | 50 |  |  | -0.8291 | 50 | -0.028188 | -1.4094 | 0.18535 | 0.26819 |  |  |  |  | 41 | 0.079224
7303 | L_WPPGS12_1Y | 2 | South | YES | -0.016582 | 50 | 0 | 50 | 0 | 1.025 | GGT | -1 | 0.028188 | 50 | 50 |  |  | -0.8291 | 50 | -0.028188 | -1.4094 | 0.18771 | 0.27096 |  |  |  |  | 42 | 0.080482
7305 | L_WPPGS34_1Y | 3 | South | YES | -0.016582 | 50 | 0 | 50 | 0 | 1.025 | GGT | -1 | 0.028188 | 50 | 50 |  |  | -0.8291 | 50 | -0.028188 | -1.4094 | 0.19007 | 0.27373 |  |  |  |  | 43 | 0.082438
7305 | L_WPPGS34_1Y | 4 | South | YES | -0.016582 | 50 | 0 | 50 | 0 | 1.025 | GGT | -1 | 0.028188 | 50 | 50 |  |  | -0.8291 | 50 | -0.028188 | -1.4094 | 0.19243 | 0.2765 |  |  |  |  | 44 | 0.082844
7810 | L_RIONOG1G1Y | 1 | South | YES | -0.01647 | 148 | 0 | 148 | 0 | 1.02 | CC | -1 | 0.028076 | 148 | 148 |  |  | -2.4376 | 148 | -0.028076 | -4.1553 | 0.19943 | 0.28466 |  |  |  |  | 45 | 0.083251
7811 | L_RIONOG1G2Y | 2 | South | YES | -0.01647 | 148 | 0 | 148 | 0 | 1.02 | CC | -1 | 0.028076 | 148 | 148 |  |  | -2.4376 | 148 | -0.028076 | -4.1553 | 0.20642 | 0.29282 |  |  |  |  | 46 | 0.083657
7812 | L_RIONOG1G3Y | 3 | South | YES | -0.01647 | 154 | 0 | 154 | 0 | 1.02 | CC | -1 | 0.028076 | 154 | 154 |  |  | -2.5364 | 154 | -0.028076 | -4.3238 | 0.21369 | 0.30131 |  |  |  |  | 47 | 0.084063
7813 | L_RIONOG1S1Y | 4 | South | YES | -0.01647 | 293 | 0 | 293 | 0 | 1.02 | CC | -1 | 0.028076 | 293 | 293 |  |  | -4.8257 | 293 | -0.028076 | -8.2264 | 0.22754 | 0.31747 |  |  |  |  | 48 | 0.085233
5436 | TUTTL_WBT1G1 | 1 | South | YES | -0.016276 | 48.8 | 20 | 61 | 0 | 1.012 | GST | -1 | 0.027882 | 61 | 61 |  |  | -0.99284 | 61 | -0.027882 | -1.7008 | 0.23042 | 0.32081 |  |  |  |  | 49 | 0.086403
5438 | TUTTL_WBT3G3 | 3 | South | YES | -0.016276 | 95 | 25 | 95 | 0 | 1.012 | GST | -1 | 0.027882 | 95 | 95 |  |  | -1.5462 | 95 | -0.027882 | -2.6488 | 0.23491 | 0.32602 |  |  |  |  | 50 | 0.08762
5439 | TUTTL_WBT4G4 | 4 | South | YES | -0.016276 | 151 | 40 | 151 | 0 | 1.012 | GST | -1 | 0.027882 | 151 | 151 |  |  | -2.4577 | 151 | -0.027882 | -4.2102 | 0.24204 | 0.33429 |  |  |  |  | 51 | 0.089936
5111 | CALAVER_JTD1 | 1 | South | YES | -0.016271 | 430 | 80 | 430 | 0 | 1.0138 | LIGCO | -1 | 0.027877 | 0 | 430 |  |  | 0 | 0 | -0.027877 | 0 | 0.24204 | 0.33429 |  |  |  |  | 52 | 0.090395
5112 | CALAVER_JTD2 | 2 | South | YES | -0.016271 | 430 | 80 | 430 | 0 | 1.0138 | LIGCO | -1 | 0.027877 | 0 | 430 |  |  | 0 | 0 | -0.027877 | 0 | 0.24204 | 0.33429 |  |  |  |  | 53 | 0.09111
5476 | BRA_AVR1_CT1 | 1 | South | YES | -0.016244 | 155 | 90 | 155 | 0 | 1.025 | CC | -1 | 0.02785 | 155 | 155 |  |  | -2.5178 | 155 | -0.02785 | -4.3168 | 0.24936 | 0.34277 |  |  |  |  | 54 | 0.092246
5477 | BRA_AVR1_ST | 1 | South | YES | -0.016244 | 174 | 138 | 174 | 0 | 1.025 | CC | -1 | 0.02785 | 174 | 174 |  |  | -2.8265 | 174 | -0.02785 | -4.846 | 0.25759 | 0.35229 |  |  |  |  | 55 | 0.092246
5478 | BRA_AVR1_CT2 | 1 | South | YES | -0.016244 | 155 | 90 | 155 | 0 | 1.025 | CC | -1 | 0.02785 | 155 | 155 |  |  | -2.5178 | 155 | -0.02785 | -4.3168 | 0.26491 | 0.36076 |  |  |  |  | 56 | 0.092246
5028 | BRAUNIG_VHB3 | 3 | South | YES | -0.016242 | 407 | 60 | 407 | 0 | 1.0138 | GST | -1 | 0.027848 | 407 | 407 |  |  | -6.6105 | 407 | -0.027848 | -11.3343 | 0.28414 | 0.38303 |  |  |  |  | 57 | 0.093402
5396 | CALAVER_OWS1 | 1 | South | YES | -0.016242 | 418 | 80 | 418 | 0 | 1.0192 | GST | -1 | 0.027848 | 418 | 418 |  |  | -6.7892 | 418 | -0.027848 | -11.6406 | 0.30389 | 0.40589 |  |  |  |  | 58 | 0.0947
5397 | CALAVER_OWS2 | 2 | South | YES | -0.016242 | 400 | 80 | 400 | 0 | 1.0192 | GST | -1 | 0.027848 | 400 | 400 |  |  | -6.4968 | 400 | -0.027848 | -11.1394 | 0.32278 | 0.42777 |  |  |  |  | 59 | 0.095857
5026 | BRAUNIG_VHB1 | 1 | South | YES | -0.016211 | 215 | 40 | 215 | 0 | 1.0192 | GST | -1 | 0.027817 | 215 | 215 |  |  | -3.4854 | 215 | -0.027817 | -5.9807 | 0.33294 | 0.43952 |  |  |  |  | 60 | 0.098891
5027 | BRAUNIG_VHB2 | 2 | South | YES | -0.016211 | 216 | 40 | 216 | 0 | 1.0192 | GST | -1 | 0.027817 | 216 | 216 |  |  | -3.5016 | 216 | -0.027817 | -6.0086 | 0.34315 | 0.45132 |  |  |  |  | 61 | 0.10201
7800 | L_GUADGE1_1Y | 1 | South | YES | -0.016138 | 147 | 30 | 147 | 0 | 1.02 | CC | -1 | 0.027744 | 147 | 147 |  |  | -2.3723 | 147 | -0.027744 | -4.0784 | 0.35009 | 0.45934 |  |  |  |  | 62 | 0.10499
7801 | L_GUADGE1_2Y | 2 | South | YES | -0.016138 | 138 | 30 | 138 | 0 | 1.02 | CC | -1 | 0.027744 | 138 | 138 |  |  | -2.227 | 138 | -0.027744 | -3.8287 | 0.35661 | 0.46686 |  |  |  |  | 63 | 0.10658
7802 | L_GUADGE1_3Y | 3 | South | YES | -0.016138 | 146 | 30 | 146 | 0 | 1.02 | CC | -1 | 0.027744 | 146 | 146 |  |  | -2.3561 | 146 | -0.027744 | -4.0507 | 0.36351 | 0.47481 |  |  |  |  | 64 | 0.10818
7803 | L_GUADGE1_4Y | 4 | South | YES | -0.016138 | 149 | 30 | 149 | 0 | 1.02 | CC | -1 | 0.027744 | 149 | 149 |  |  | -2.4046 | 149 | -0.027744 | -4.1339 | 0.37055 | 0.48293 |  |  |  |  | 65 | 0.10924
7804 | L_GUADGE1_5Y | 5 | South | YES | -0.016138 | 182 | 30 | 182 | 0 | 1.02 | CC | -1 | 0.027744 | 182 | 182 |  |  | -2.9371 | 182 | -0.027744 | -5.0495 | 0.37915 | 0.49285 |  |  |  |  | 66 | 0.11025
7805 | L_GUADGE1_6Y | 6 | South | YES | -0.016138 | 203 | 30 | 203 | 0 | 1.02 | CC | -1 | 0.027744 | 203 | 203 |  |  | -3.276 | 203 | -0.027744 | -5.6321 | 0.38874 | 0.50391 |  |  |  |  | 67 | 0.1113
5264 | LEON_LCP3G3 | 3 | South | YES | -0.016136 | 0 | 20 | 58 |  | 1.0197 | GST | -1 | 0.027742 | 58 | 58 |  |  | -0.93589 | 58 | -0.027742 | -1.6091 | 0.39148 | 0.50708 |  |  |  |  | 68 | 0.11238
5265 | LEON_LCP4G4 | 4 | South | YES | -0.016136 | 89 | 25 | 89 | 0 | 1.0197 | GST | -1 | 0.027742 | 89 | 89 |  |  | -1.4361 | 89 | -0.027742 | -2.4691 | 0.39568 | 0.51193 |  |  |  |  | 69 | 0.1137
5266 | LEON_LCPCT1 | 1 | South | YES | -0.016136 | 44 | 24 | 44 | 0 | 1.0197 | GGT | -1 | 0.027742 | 44 | 44 |  |  | -0.70998 | 44 | -0.027742 | -1.2207 | 0.39776 | 0.51432 |  |  |  |  | 70 | 0.11518
5267 | LEON_LCPCT2 | 2 | South | YES | -0.016136 | 44 | 24 | 44 | 0 | 1.0197 | GGT | -1 | 0.027742 | 44 | 44 |  |  | -0.70998 | 44 | -0.027742 | -1.2207 | 0.39984 | 0.51672 |  |  |  |  | 71 | 0.1156
5268 | LEON_LCPCT3 | 3 | South | YES | -0.016136 | 43 | 24 | 43 | 0 | 1.0197 | GGT | -1 | 0.027742 | 43 | 43 |  |  | -0.69385 | 43 | -0.027742 | -1.1929 | 0.40187 | 0.51906 |  |  |  |  | 72 | 0.11624
5269 | LEON_LCPCT4 | 4 | South | YES | -0.016136 | 45 | 24 | 45 | 0 | 1.0197 | GGT | -1 | 0.027742 | 45 | 45 |  |  | -0.72612 | 45 | -0.027742 | -1.2484 | 0.404 | 0.52152 |  |  |  |  | 73 | 0.11656
5401 | CALAVER_JKS1 | 1 | South | YES | -0.016037 | 562 | 100 | 562 | 0 | 1.026 | LIGCO | -1 | 0.027643 | 0 | 562 |  |  | 0 | 0 | -0.027643 | 0 | 0.404 | 0.52152 |  |  |  |  | 74 | 0.11688
7007 | L_LOSTPI1_1Y | 1 | South | YES | -0.015817 | 158.6 | 110 | 158 | 0 | 1 | CC | -1 | 0.027423 | 158 | 158 |  |  | -2.4991 | 158 | -0.027423 | -4.3329 | 0.41146 | 0.53003 |  |  |  |  | 75 | 0.11719
7008 | L_LOSTPI1_2Y | 2 | South | YES | -0.015817 | 157.7 | 107 | 160 | 0 | 1 | CC | -1 | 0.027423 | 160 | 160 |  |  | -2.5307 | 160 | -0.027423 | -4.3877 | 0.41902 | 0.53865 |  |  |  |  | 76 | 0.11752
7009 | L_LOSTPI1_3Y | 3 | South | YES | -0.015817 | 173.9 | 72 | 175 | 0 | 1 | CC | -1 | 0.027423 | 175 | 175 |  |  | -2.768 | 175 | -0.027423 | -4.7991 | 0.42729 | 0.54807 |  |  |  |  | 77 | 0.11752
8189 | CUECPL2A | 1 | South | YES | -0.015753 | 12 | 0 | 12 | 0 | 1.02 | Cogen | -1 | 0.027359 | 0 | 0 |  |  | 0 | 0 | -0.027359 | 0 | 0.42729 | 0.54807 |  |  |  |  | 78 | 0.11856
3432 | SANDOW_4G | 4 | South | YES | -0.015241 | 580 | 225 | 580 | 0 | 1.029 | LIGCO | -1 | 0.026847 | 0 | 580 |  |  | 0 | 0 | -0.026847 | 0 | 0.42729 | 0.54807 |  |  |  |  | 79 | 0.11962
7010 | L_FPPYD11_1Y | 1 | South | YES | -0.015152 | 547.4 | 200 | 606 | 0 | 1.02 | LIGCO | -1 | 0.026758 | 0 | 606 |  |  | 0 | 0 | -0.026758 | 0 | 0.42729 | 0.54807 |  |  |  |  | 80 | 0.12078
7011 | L_FPPYD11_2Y | 2 | South | YES | -0.015152 | 552.2 | 200 | 598 | 0 | 1.02 | LIGCO | -1 | 0.026758 | 0 | 598 |  |  | 0 | 0 | -0.026758 | 0 | 0.42729 | 0.54807 |  |  |  |  | 81 | 0.12078
7012 | L_FPPYD21_3Y | 3 | South | YES | -0.015147 | 427.5 | 200 | 436 | 0 | 1.02 | LIGCO | -1 | 0.026753 | 0 | 436 |  |  | 0 | 0 | -0.026753 | 0 | 0.42729 | 0.54807 |  |  |  |  | 82 | 0.12078
5903 | SANMIGUELGEN | 1 | South | YES | -0.014984 | 396.3 | 180 | 396.3 | 0 | 1.0336 | LIGCO | -1 | 0.02659 | 0 | 396.3 |  |  | 0 | 0 | -0.02659 | 0 | 0.42729 | 0.54807 |  |  |  |  | 83 | 0.12078
88198 | BEEVILLE | F | South | YES | -0.013889 | 0 | 0 | 0 | 0 | 1.02 | AVR | -1 | 0.025495 | 0 | 0 |  |  | 0 | 0 | -0.025495 | 0 | 0.42729 | 0.54807 |  |  |  |  | 84 | 0.12078
8161 | COLETO0A | 1 | South | YES | -0.01383 | 633 | 200 | 633 | 0 | 1.03 | LIGCO | -1 | 0.025436 | 0 | 633 |  |  | 0 | 0 | -0.025436 | 0 | 0.42729 | 0.54807 |  |  |  |  | 85 | 0.12078
5890 | PEARSALLGEN1 | 1 | South | YES | -0.013479 | 19.2 | 6 | 24 | 0 | 1.0226 | GST | -1 | 0.025085 | 24 | 24 |  |  | -0.3235 | 24 | -0.025085 | -0.60205 | 0.42842 | 0.54925 |  |  |  |  | 86 | 0.12078
5891 | PEARSALLGEN2 | 1 | South | YES | -0.013479 | 19.4 | 6 | 24.3 | 0 | 1.0226 | GST | -1 | 0.025085 | 24.3 | 24.3 |  |  | -0.32754 | 24.3 | -0.025085 | -0.60957 | 0.42957 | 0.55045 |  |  |  |  | 87 | 0.12078
5892 | PEARSALLGEN3 | 1 | South | YES | -0.013479 | 19.1 | 6 | 23.9 | 0 | 1.0226 | GST | -1 | 0.025085 | 23.9 | 23.9 |  |  | -0.32215 | 23.9 | -0.025085 | -0.59954 | 0.4307 | 0.55163 |  |  |  |  | 88 | 0.12078
80080 | GWINDT11A | 3 | South | YES | -0.01329 | 0 | 0 | 38 | 0 | 1.025 | Wind | -1 | 0.024896 | 0 | 38 |  |  | 0 | 0 | -0.024896 | 0 | 0.4307 | 0.55163 |  |  |  |  | 89 | 0.12083
80080 | GWINDT11A | 4 | South | YES | -0.01329 | 3.8 | 0 | 19 | 0 | 1.025 | Wind | -1 | 0.024896 | 0 | 19 |  |  | 0 | 0 | -0.024896 | 0 | 0.4307 | 0.55163 |  |  |  |  | 90 | 0.12088
80080 | GWINDT11A | 2 | South | YES | -0.01329 | 0 | 0 | 41 | 0 | 1.025 | Wind | -1 | 0.024896 | 0 | 41 |  |  | 0 | 0 | -0.024896 | 0 | 0.4307 | 0.55163 |  |  |  |  | 91 | 0.12093
80080 | GWINDT11A | 1 | South | YES | -0.01329 | 28.2 | 0 | 94 | 0 | 1.025 | Wind | -1 | 0.024896 | 0 | 94 |  |  | 0 | 0 | -0.024896 | 0 | 0.4307 | 0.55163 |  |  |  |  | 92 | 0.12093
80081 | GWINDT21A | 4 | South | YES | -0.01329 | 4.4 | 0 | 22 | 0 | 1.025 | Wind | -1 | 0.024896 | 0 | 22 |  |  | 0 | 0 | -0.024896 | 0 | 0.4307 | 0.55163 |  |  |  |  | 93 | 0.12093
80081 | GWINDT21A | 1 | South | YES | -0.01329 | 28.2 | 0 | 94 | 0 | 1.025 | Wind | -1 | 0.024896 | 0 | 94 |  |  | 0 | 0 | -0.024896 | 0 | 0.4307 | 0.55163 |  |  |  |  | 94 | 0.12093
80081 | GWINDT21A | 3 | South | YES | -0.01329 | 8.6 | 0 | 43 | 0 | 1.025 | Wind | -1 | 0.024896 | 0 | 43 |  |  | 0 | 0 | -0.024896 | 0 | 0.4307 | 0.55163 |  |  |  |  | 95 | 0.12093
80081 | GWINDT21A | 2 | South | YES | -0.01329 | 7.2 | 0 | 36 | 0 | 1.025 | Wind | -1 | 0.024896 | 0 | 36 |  |  | 0 | 0 | -0.024896 | 0 | 0.4307 | 0.55163 |  |  |  |  | 96 | 0.12093
80180 | PNSCALT11A | 2 | South | YES | -0.01329 | 10 | 0 | 50 | 0 | 1.025 | Wind | -1 | 0.024896 | 0 | 50 |  |  | 0 | 0 | -0.024896 | 0 | 0.4307 | 0.55163 |  |  |  |  | 97 | 0.12093
80180 | PNSCALT11A | 1 | South | YES | -0.01329 | 43.8 | 0 | 148 | 0 | 1.025 | Wind | -1 | 0.024896 | 0 | 148 |  |  | 0 | 0 | -0.024896 | 0 | 0.4307 | 0.55163 |  |  |  |  | 98 | 0.12093
80181 | PNSCALT21A | 2 | South | YES | -0.01329 | 10 | 0 | 50 | 0 | 1.025 | Wind | -1 | 0.024896 | 0 | 50 |  |  | 0 | 0 | -0.024896 | 0 | 0.4307 | 0.55163 |  |  |  |  | 99 | 0.12093
80181 | PNSCALT21A | 1 | South | YES | -0.01329 | 16.5 | 0 | 55 | 0 | 1.025 | Wind | -1 | 0.024896 | 0 | 55 |  |  | 0 | 0 | -0.024896 | 0 | 0.4307 | 0.55163 |  |  |  |  | 100 | 0.12093
5932 | SI_RAY9 | 9 | South | YES | -0.013277 | 32 | 32 | 38 | 0 | 1.035 | CC | -1 | 0.024883 | 38 | 38 |  |  | -0.50453 | 38 | -0.024883 | -0.94557 | 0.4325 | 0.55349 |  |  |  |  | 101 | 0.12093
5933 | SI_RAY6 | 6 | South | YES | -0.013277 | 15.4 | 10 | 19.3 | 0 | 1.035 | GST | -1 | 0.024883 | 19.3 | 19.3 |  |  | -0.25625 | 19.3 | -0.024883 | -0.48025 | 0.43341 | 0.55443 |  |  |  |  | 102 | 0.12093
5935 | SI_RAY10 | 10 | South | YES | -0.013277 | 47 | 10 | 47 | 0 | 1.03 | CC | -1 | 0.024883 | 47 | 47 |  |  | -0.62402 | 47 | -0.024883 | -1.1695 | 0.43563 | 0.55673 |  |  |  |  | 103 | 0.12093
80003 | MILHWYS | F | South | YES | -0.013277 | 0 | 0 | 0 | 0 | 1.0168 | AVR | -1 | 0.024883 | 0 | 0 |  |  | 0 | 0 | -0.024883 | 0 | 0.43563 | 0.55673 |  |  |  |  | 104 | 0.12099
8517 | CELANEBI0A | 1 | South | YES | -0.013273 | 29 | 0 | 29 | 0 | 1.02 | Cogen | -1 | 0.024879 | 0 | 0 |  |  | 0 | 0 | -0.024879 | 0 | 0.43563 | 0.55673 |  |  |  |  | 105 | 0.12102
8936 | MVGN#1 | 1 | South | YES | -0.013256 | 216.6 | 0 | 216.6 | 0 | 1.0304 | CC | -1 | 0.024862 | 216.6 | 216.6 |  |  | -2.8712 | 216.6 | -0.024862 | -5.3852 | 0.44586 | 0.56731 |  |  |  |  | 106 | 0.1211
8937 | MVGN#2 | 2 | South | YES | -0.013256 | 216.7 | 0 | 216.7 | 0 | 1.0304 | CC | -1 | 0.024862 | 216.7 | 216.7 |  |  | -2.8726 | 216.7 | -0.024862 | -5.3877 | 0.4561 | 0.57789 |  |  |  |  | 107 | 0.1211
8938 | MVGN#3 | 3 | South | YES | -0.013256 | 250.9 | 0 | 250.9 | 0 | 1.0304 | CC | -1 | 0.024862 | 250.9 | 250.9 |  |  | -3.3259 | 250.9 | -0.024862 | -6.238 | 0.46795 | 0.59014 |  |  |  |  | 108 | 0.1211
8981 | HECN1 | 1 | South | YES | -0.013256 | 144.8 | 0 | 144.8 | 0 | 1.0304 | CC | -1 | 0.024862 | 144.8 | 144.8 |  |  | -1.9195 | 144.8 | -0.024862 | -3.6001 | 0.47479 | 0.59721 |  |  |  |  | 109 | 0.12144
8982 | HECN2 | 2 | South | YES | -0.013256 | 144.1 | 0 | 144.1 | 0 | 1.0304 | CC | -1 | 0.024862 | 144.1 | 144.1 |  |  | -1.9102 | 144.1 | -0.024862 | -3.5827 | 0.4816 | 0.60425 |  |  |  |  | 110 | 0.12179
8983 | HECN3 | 3 | South | YES | -0.013256 | 171.9 | 0 | 171.9 | 0 | 1.0304 | CC | -1 | 0.024862 | 171.9 | 171.9 |  |  | -2.2787 | 171.9 | -0.024862 | -4.2738 | 0.48972 | 0.61265 |  |  |  |  | 111 | 0.12219
8173 | VICEC51A | 5 | South | YES | -0.013241 | 144 | 18 | 144 | 0 | 1.025 | CC | -1 | 0.024847 | 144 | 144 |  |  | -1.9067 | 144 | -0.024847 | -3.578 | 0.49653 | 0.61967 |  |  |  |  | 112 | 0.12242
8174 | VICEC61A | 6 | South | YES | -0.013241 | 188 | 42 | 188 | 0 | 1.025 | CC | -1 | 0.024847 | 188 | 188 |  |  | -2.4893 | 188 | -0.024847 | -4.6713 | 0.50541 | 0.62885 |  |  |  |  | 113 | 0.12265
8511 | OXY_CC0A | 1 | South | YES | -0.013234 | 30.3 | 0 | 38 | 0 | 1.027 | Cogen | -1 | 0.02484 | 0 | 0 |  |  | 0 | 0 | -0.02484 | 0 | 0.50541 | 0.62885 |  |  |  |  | 114 | 0.12292
8461 | KOCH_UP0A | 1 | South | YES | -0.013231 | 38 | 0 | 38 | 0 | 1.012 | Cogen | -1 | 0.024837 | 0 | 0 |  |  | 0 | 0 | -0.024837 | 0 | 0.50541 | 0.62885 |  |  |  |  | 115 | 0.12315
8506 | VAL #1 | 1 | South | YES | -0.013221 | 20.9 | 0 | 25 | 0 | 1.0055 | Cogen | -1 | 0.024827 | 0 | 0 |  |  | 0 | 0 | -0.024827 | 0 | 0.50541 | 0.62885 |  |  |  |  | 116 | 0.12344
8507 | VAL #2 | 2 | South | YES | -0.013221 | 20.9 | 0 | 25 | 0 | 1.0055 | Cogen | -1 | 0.024827 | 0 | 0 |  |  | 0 | 0 | -0.024827 | 0 | 0.50541 | 0.62885 |  |  |  |  | 117 | 0.12344
8459 | B_DAVIS0B | MB | South | YES | -0.01322 | 0 | 50 | 339 |  | 1.03 | GSC | -1 | 0.024826 | 0 | 0 |  |  | 0 | 0 | -0.024826 | 0 | 0.50541 | 0.62885 |  |  |  |  | 118 | 0.12344
8460 | B_DAVIS0A | MB | South | YES | -0.01322 | 0 | 50 | 340 |  | 1.03 | GSC | -1 | 0.024826 | 0 | 0 |  |  | 0 | 0 | -0.024826 | 0 | 0.50541 | 0.62885 |  |  |  |  | 119 | 0.12344
80263 | B_DAVIS31A | 3 | South | YES | -0.01322 | 0 | 0 | 180 |  | 1.0366 | CC | -1 | 0.024826 | 180 | 180 |  |  | -2.3796 | 180 | -0.024826 | -4.4687 | 0.51391 | 0.63763 |  |  |  |  | 120 | 0.12344
80264 | B_DAVIS41A | 4 | South | YES | -0.01322 | 0 | 0 | 180 |  | 1.0366 | CC | -1 | 0.024826 | 180 | 180 |  |  | -2.3796 | 180 | -0.024826 | -4.4687 | 0.52242 | 0.64641 |  |  |  |  | 121 | 0.12344
8456 | COSW#1 | 1 | South | YES | -0.013204 | 20 | 0 | 20 | 0 | 1.027 | Cogen | -1 | 0.02481 | 0 | 0 |  |  | 0 | 0 | -0.02481 | 0 | 0.52242 | 0.64641 |  |  |  |  | 122 | 0.12344
8457 | COSW#2 | 2 | South | YES | -0.013204 | 14 | 0 | 14 | 0 | 1.027 | Cogen | -1 | 0.02481 | 0 | 0 |  |  | 0 | 0 | -0.02481 | 0 | 0.52242 | 0.64641 |  |  |  |  | 123 | 0.12371
8933 | FGNTS001 | 1 | South | YES | -0.013204 | 146.5 | 0 | 146.5 | 0 | 1.03 | CC | -1 | 0.02481 | 146.5 | 146.5 |  |  | -1.9344 | 146.5 | -0.02481 | -3.6347 | 0.52934 | 0.65354 |  |  |  |  | 124 | 0.12399
8934 | FGNTS101 | 2 | South | YES | -0.013204 | 147.9 | 0 | 147.9 | 0 | 1.03 | CC | -1 | 0.02481 | 147.9 | 147.9 |  |  | -1.9529 | 147.9 | -0.02481 | -3.6695 | 0.53633 | 0.66075 |  |  |  |  | 125 | 0.12399
8935 | FGNTS201 | 3 | South | YES | -0.013204 | 173 | 0 | 173 | 0 | 1.03 | CC | -1 | 0.02481 | 173 | 173 |  |  | -2.2843 | 173 | -0.02481 | -4.2922 | 0.5445 | 0.66918 |  |  |  |  | 126 | 0.12399
8560 | CNOPGT1 | 1 | South | YES | -0.013198 | 148.3 | 0 | 148.3 | 0 | 1.03 | Cogen | -1 | 0.024804 | 0 | 0 |  |  | 0 | 0 | -0.024804 | 0 | 0.5445 | 0.66918 |  |  |  |  | 127 | 0.12421
8561 | CNOPGT2 | 2 | South | YES | -0.013198 | 148.6 | 0 | 148.6 | 0 | 1.03 | Cogen | -1 | 0.024804 | 0 | 0 |  |  | 0 | 0 | -0.024804 | 0 | 0.5445 | 0.66918 |  |  |  |  | 128 | 0.12443
8562 | CNOPST1 | 3 | South | YES | -0.013198 | 153 | 0 | 153 | 0 | 1.03 | Cogen | -1 | 0.024804 | 0 | 0 |  |  | 0 | 0 | -0.024804 | 0 | 0.5445 | 0.66918 |  |  |  |  | 129 | 0.12468
8442 | NBEC7 | 7 | South | YES | -0.013197 | 0 | 81 | 367 |  | 1.0298 | GST | -1 | 0.024803 | 367 | 367 |  |  | -4.8433 | 367 | -0.024803 | -9.1028 | 0.56184 | 0.68706 |  |  |  |  | 130 | 0.12468
8442 | NBEC7 | MB | South | YES | -0.013197 | 0 | 81 | 367 |  | 1.0298 | GST | -1 | 0.024803 | 0 | 0 |  |  | 0 | 0 | -0.024803 | 0 | 0.56184 | 0.68706 |  |  |  |  | 131 | 0.12468
8066 | DUP1V#1 | 1 | South | YES | -0.013109 | 52.3 | 0 | 73 | 0 | 1.01 | Cogen | -1 | 0.024715 | 0 | 0 |  |  | 0 | 0 | -0.024715 | 0 | 0.56184 | 0.68706 |  |  |  |  | 132 | 0.12468
8926 | LGE_GT10A | 1 | South | YES | -0.013095 | 158 | 0 | 158 | 0 | 1.03 | Cogen | -1 | 0.024701 | 0 | 0 |  |  | 0 | 0 | -0.024701 | 0 | 0.56184 | 0.68706 |  |  |  |  | 133 | 0.12522
8927 | LGE_GT20A | 2 | South | YES | -0.013095 | 153 | 0 | 153 | 0 | 1.03 | Cogen | -1 | 0.024701 | 0 | 0 |  |  | 0 | 0 | -0.024701 | 0 | 0.56184 | 0.68706 |  |  |  |  | 134 | 0.12522
8928 | LGE_STG0A | 3 | South | YES | -0.013095 | 100 | 0 | 100 | 0 | 1.03 | Cogen | -1 | 0.024701 | 0 | 0 |  |  | 0 | 0 | -0.024701 | 0 | 0.56184 | 0.68706 |  |  |  |  | 135 | 0.12522
8930 | ICPGN10A | 1 | South | YES | -0.013095 | 149 | 0 | 149 | 0 | 1.03 | Cogen | -1 | 0.024701 | 0 | 0 |  |  | 0 | 0 | -0.024701 | 0 | 0.56184 | 0.68706 |  |  |  |  | 136 | 0.12522
8931 | ICPGN20A | 2 | South | YES | -0.013095 | 150 | 0 | 150 | 0 | 1.03 | Cogen | -1 | 0.024701 | 0 | 0 |  |  | 0 | 0 | -0.024701 | 0 | 0.56184 | 0.68706 |  |  |  |  | 137 | 0.12522
8932 | ICPGN30A | 3 | South | YES | -0.013095 | 127 | 0 | 127 | 0 | 1.03 | Cogen | -1 | 0.024701 | 0 | 0 |  |  | 0 | 0 | -0.024701 | 0 | 0.56184 | 0.68706 |  |  |  |  | 138 | 0.12522
80223 | REYSHR G | 1 | South | YES | -0.013095 | 12 | 0 | 12 | 0 | 1.032 | Cogen | -1 | 0.024701 | 0 | 0 |  |  | 0 | 0 | -0.024701 | 0 | 0.56184 | 0.68706 |  |  |  |  | 139 | 0.12522
5508 | RAYBURNCC9 | 1 | South | YES | -0.013083 | 47.7 | 18.2 | 47.7 | 0 | 1.0296 | CC | -1 | 0.024689 | 47.7 | 47.7 |  |  | -0.62406 | 47.7 | -0.024689 | -1.1777 | 0.56409 | 0.68938 |  |  |  |  | 140 | 0.12522
5509 | RAYBURNCC10 | 1 | South | YES | -0.013083 | 37.3 | 5.2 | 37.3 | 0 | 1.0296 | CC | -1 | 0.024689 | 37.3 | 37.3 |  |  | -0.488 | 37.3 | -0.024689 | -0.92091 | 0.56585 | 0.69119 |  |  |  |  | 141 | 0.12522
5511 | RAYBURNCC7 | 1 | South | YES | -0.013083 | 47.5 | 18.2 | 47.5 | 0 | 1.0296 | CC | -1 | 0.024689 | 47.5 | 47.5 |  |  | -0.62144 | 47.5 | -0.024689 | -1.1727 | 0.5681 | 0.69349 |  |  |  |  | 142 | 0.12522
5512 | RAYBURNCC8 | 1 | South | YES | -0.013083 | 49.3 | 18.2 | 49.3 | 0 | 1.0296 | CC | -1 | 0.024689 | 49.3 | 49.3 |  |  | -0.64499 | 49.3 | -0.024689 | -1.2172 | 0.57043 | 0.69588 |  |  |  |  | 143 | 0.12528
58909 | PEARSALLSCG1 | 3 | South | YES | -0.012983 | 0 | 0 | 8.4 |  | 1.027 | Diesel | -1 | 0.024589 | 8.4 | 8.4 |  |  | -0.10906 | 8.4 | -0.024589 | -0.20655 | 0.57083 | 0.69629 |  |  |  |  | 144 | 0.12533
58909 | PEARSALLSCG1 | 4 | South | YES | -0.012983 | 0 | 0 | 8.4 |  | 1.027 | Diesel | -1 | 0.024589 | 8.4 | 8.4 |  |  | -0.10906 | 8.4 | -0.024589 | -0.20655 | 0.57122 | 0.69669 |  |  |  |  | 145 | 0.12539
58909 | PEARSALLSCG1 | 6 | South | YES | -0.012983 | 0 | 0 | 8.4 |  | 1.027 | Diesel | -1 | 0.024589 | 8.4 | 8.4 |  |  | -0.10906 | 8.4 | -0.024589 | -0.20655 | 0.57162 | 0.6971 |  |  |  |  | 146 | 0.12545
58909 | PEARSALLSCG1 | 5 | South | YES | -0.012983 | 0 | 0 | 8.4 |  | 1.027 | Diesel | -1 | 0.024589 | 8.4 | 8.4 |  |  | -0.10906 | 8.4 | -0.024589 | -0.20655 | 0.57202 | 0.6975 |  |  |  |  | 147 | 0.12546
58909 | PEARSALLSCG1 | 1 | South | YES | -0.012983 | 0 | 0 | 8.4 |  | 1.027 | Diesel | -1 | 0.024589 | 8.4 | 8.4 |  |  | -0.10906 | 8.4 | -0.024589 | -0.20655 | 0.57241 | 0.69791 |  |  |  |  | 148 | 0.12547
58909 | PEARSALLSCG1 | 2 | South | YES | -0.012983 | 0 | 0 | 8.4 |  | 1.027 | Diesel | -1 | 0.024589 | 8.4 | 8.4 |  |  | -0.10906 | 8.4 | -0.024589 | -0.20655 | 0.57281 | 0.69831 |  |  |  |  | 149 | 0.12548
58919 | PEARSALLSCG2 | 5 | South | YES | -0.012983 | 0 | 0 | 8.4 |  | 1.027 | Diesel | -1 | 0.024589 | 8.4 | 8.4 |  |  | -0.10906 | 8.4 | -0.024589 | -0.20655 | 0.57321 | 0.69872 |  |  |  |  | 150 | 0.12549
58919 | PEARSALLSCG2 | 6 | South | YES | -0.012983 | 0 | 0 | 8.4 |  | 1.027 | Diesel | -1 | 0.024589 | 8.4 | 8.4 |  |  | -0.10906 | 8.4 | -0.024589 | -0.20655 | 0.5736 | 0.69913 |  |  |  |  | 151 | 0.1255
58919 | PEARSALLSCG2 | 1 | South | YES | -0.012983 | 0 | 0 | 8.4 |  | 1.027 | Diesel | -1 | 0.024589 | 8.4 | 8.4 |  |  | -0.10906 | 8.4 | -0.024589 | -0.20655 | 0.574 | 0.69953 |  |  |  |  | 152 | 0.12551
58919 | PEARSALLSCG2 | 2 | South | YES | -0.012983 | 0 | 0 | 8.4 |  | 1.027 | Diesel | -1 | 0.024589 | 8.4 | 8.4 |  |  | -0.10906 | 8.4 | -0.024589 | -0.20655 | 0.5744 | 0.69994 |  |  |  |  | 153 | 0.12551
58919 | PEARSALLSCG2 | 4 | South | YES | -0.012983 | 0 | 0 | 8.4 |  | 1.027 | Diesel | -1 | 0.024589 | 8.4 | 8.4 |  |  | -0.10906 | 8.4 | -0.024589 | -0.20655 | 0.57479 | 0.70034 |  |  |  |  | 154 | 0.12552
58919 | PEARSALLSCG2 | 3 | South | YES | -0.012983 | 0 | 0 | 8.4 |  | 1.027 | Diesel | -1 | 0.024589 | 8.4 | 8.4 |  |  | -0.10906 | 8.4 | -0.024589 | -0.20655 | 0.57519 | 0.70075 |  |  |  |  | 155 | 0.12553
58929 | PEARSALLSCG3 | 4 | South | YES | -0.012983 | 0 | 0 | 8.4 |  | 1.027 | Diesel | -1 | 0.024589 | 8.4 | 8.4 |  |  | -0.10906 | 8.4 | -0.024589 | -0.20655 | 0.57559 | 0.70115 |  |  |  |  | 156 | 0.12554
58929 | PEARSALLSCG3 | 6 | South | YES | -0.012983 | 0 | 0 | 8.4 |  | 1.027 | Diesel | -1 | 0.024589 | 8.4 | 8.4 |  |  | -0.10906 | 8.4 | -0.024589 | -0.20655 | 0.57598 | 0.70156 |  |  |  |  | 157 | 0.12555
58929 | PEARSALLSCG3 | 2 | South | YES | -0.012983 | 0 | 0 | 8.4 |  | 1.027 | Diesel | -1 | 0.024589 | 8.4 | 8.4 |  |  | -0.10906 | 8.4 | -0.024589 | -0.20655 | 0.57638 | 0.70197 |  |  |  |  | 158 | 0.12556
58929 | PEARSALLSCG3 | 5 | South | YES | -0.012983 | 0 | 0 | 8.4 |  | 1.027 | Diesel | -1 | 0.024589 | 8.4 | 8.4 |  |  | -0.10906 | 8.4 | -0.024589 | -0.20655 | 0.57678 | 0.70237 |  |  |  |  | 159 | 0.12557
58929 | PEARSALLSCG3 | 1 | South | YES | -0.012983 | 0 | 0 | 8.4 |  | 1.027 | Diesel | -1 | 0.024589 | 8.4 | 8.4 |  |  | -0.10906 | 8.4 | -0.024589 | -0.20655 | 0.57717 | 0.70278 |  |  |  |  | 160 | 0.12558
58929 | PEARSALLSCG3 | 3 | South | YES | -0.012983 | 0 | 0 | 8.4 |  | 1.027 | Diesel | -1 | 0.024589 | 8.4 | 8.4 |  |  | -0.10906 | 8.4 | -0.024589 | -0.20655 | 0.57757 | 0.70318 |  |  |  |  | 161 | 0.12559
58949 | PEARSALLSCG4 | 3 | South | YES | -0.012983 | 0 | 0 | 8.4 |  | 1.027 | Diesel | -1 | 0.024589 | 8.4 | 8.4 |  |  | -0.10906 | 8.4 | -0.024589 | -0.20655 | 0.57797 | 0.70359 |  |  |  |  | 162 | 0.12559
58949 | PEARSALLSCG4 | 2 | South | YES | -0.012983 | 0 | 0 | 8.4 |  | 1.027 | Diesel | -1 | 0.024589 | 8.4 | 8.4 |  |  | -0.10906 | 8.4 | -0.024589 | -0.20655 | 0.57837 | 0.704 |  |  |  |  | 163 | 0.1256
58949 | PEARSALLSCG4 | 1 | South | YES | -0.012983 | 0 | 0 | 8.4 |  | 1.027 | Diesel | -1 | 0.024589 | 8.4 | 8.4 |  |  | -0.10906 | 8.4 | -0.024589 | -0.20655 | 0.57876 | 0.7044 |  |  |  |  | 164 | 0.12561
58949 | PEARSALLSCG4 | 4 | South | YES | -0.012983 | 0 | 0 | 8.4 |  | 1.027 | Diesel | -1 | 0.024589 | 8.4 | 8.4 |  |  | -0.10906 | 8.4 | -0.024589 | -0.20655 | 0.57916 | 0.70481 |  |  |  |  | 165 | 0.12562
58949 | PEARSALLSCG4 | 6 | South | YES | -0.012983 | 0 | 0 | 8.4 |  | 1.027 | Diesel | -1 | 0.024589 | 8.4 | 8.4 |  |  | -0.10906 | 8.4 | -0.024589 | -0.20655 | 0.57956 | 0.70521 |  |  |  |  | 166 | 0.12563
58949 | PEARSALLSCG4 | 5 | South | YES | -0.012983 | 0 | 0 | 8.4 |  | 1.027 | Diesel | -1 | 0.024589 | 8.4 | 8.4 |  |  | -0.10906 | 8.4 | -0.024589 | -0.20655 | 0.57995 | 0.70562 |  |  |  |  | 167 | 0.12564
5503 | RAYBURNGEN3 | 1 | South | YES | -0.012947 | 17.6 | 6 | 22 | 0 | 1.0224 | GST | -1 | 0.024553 | 22 | 22 |  |  | -0.28483 | 22 | -0.024553 | -0.54017 | 0.58099 | 0.70668 |  |  |  |  | 168 | 0.12565
5505 | RAYBURNGEN1 | 1 | South | YES | -0.012947 | 0 | 1 | 11 |  | 1.0223 | GGT | -1 | 0.024553 | 11 | 11 |  |  | -0.14242 | 11 | -0.024553 | -0.27009 | 0.58151 | 0.70721 |  |  |  |  | 169 | 0.12566
5506 | RAYBURNGEN2 | 1 | South | YES | -0.012947 | 0 | 1 | 11 |  | 1.0223 | GGT | -1 | 0.024553 | 11 | 11 |  |  | -0.14242 | 11 | -0.024553 | -0.27009 | 0.58203 | 0.70774 |  |  |  |  | 170 | 0.12566
88508 | FALFURRI | F | South | YES | -0.01293 | 0 | 0 | 0 | 0 | 1 | AVR | -1 | 0.024536 | 0 | 0 |  |  | 0 | 0 | -0.024536 | 0 | 0.58203 | 0.70774 |  |  |  |  | 171 | 0.12569
5728 | FALCONHYDRO2 | 2 | South | YES | -0.012898 | 12 | 0 | 12 | 0 | 1.0234 | Hydro | -1 | 0.024504 | 0 | 0 |  |  | 0 | 0 | -0.024504 | 0 | 0.58203 | 0.70774 |  |  |  |  | 172 | 0.1257
5729 | FALCONHYDRO3 | 3 | South | YES | -0.012898 | 11 | 0 | 11 | 0 | 1.0234 | Hydro | -1 | 0.024504 | 0 | 0 |  |  | 0 | 0 | -0.024504 | 0 | 0.58203 | 0.70774 |  |  |  |  | 173 | 0.12571
8048 | FALCONHYDRO1 | 1 | South | YES | -0.012898 | 12 | 0 | 12 | 0 | 1.0234 | Hydro | -1 | 0.024504 | 0 | 0 |  |  | 0 | 0 | -0.024504 | 0 | 0.58203 | 0.70774 |  |  |  |  | 174 | 0.12571
80224 | VISTRONG1 | 1 | South | YES | -0.012872 | 13.1 | 0 | 15 | 0 | 1.01 | Cogen | -1 | 0.024478 | 0 | 0 |  |  | 0 | 0 | -0.024478 | 0 | 0.58203 | 0.70774 |  |  |  |  | 175 | 0.12571
80225 | VISTRONG2 | 2 | South | YES | -0.012872 | 20.2 | 0 | 23 | 0 | 1.01 | Cogen | -1 | 0.024478 | 0 | 0 |  |  | 0 | 0 | -0.024478 | 0 | 0.58203 | 0.70774 |  |  |  |  | 176 | 0.12571
80227 | AIRCO G | 1 | South | YES | -0.012784 | 7.2 | 0 | 8 | 0 | 1.0104 | Cogen | -1 | 0.02439 | 0 | 0 |  |  | 0 | 0 | -0.02439 | 0 | 0.58203 | 0.70774 |  |  |  |  | 177 | 0.12571
8147 | UCAR #2 | 10 | South | YES | -0.012739 | 18.2 | 0 | 28 |  | 1 | Cogen | -1 | 0.024345 | 0 | 0 |  |  | 0 | 0 | -0.024345 | 0 | 0.58203 | 0.70774 |  |  |  |  | 178 | 0.12571
8148 | UCAR #1 | 2 | South | YES | -0.012739 | 6.1 | 0 | 7 | 0 | 1.009 | Cogen | -1 | 0.024345 | 0 | 0 |  |  | 0 | 0 | -0.024345 | 0 | 0.58203 | 0.70774 |  |  |  |  | 179 | 0.12571
80137 | CSDR89 | 9 | South | YES | -0.012739 | 15 | 0 | 15 | 0 | 1.003 | DCTie | -1 | 0.024345 | 0 | 0 |  |  | 0 | 0 | -0.024345 | 0 | 0.58203 | 0.70774 |  |  |  |  | 180 | 0.12571
80137 | CSDR89 | 8 | South | YES | -0.012739 | 33.9 | 0 | 39 | 0 | 1.003 | DCTie | -1 | 0.024345 | 0 | 0 |  |  | 0 | 0 | -0.024345 | 0 | 0.58203 | 0.70774 |  |  |  |  | 181 | 0.12571
80138 | CSDR7 | 7 | South | YES | -0.012739 | 6.1 | 0 | 7 | 0 | 1.014 | DCTie | -1 | 0.024345 | 0 | 0 |  |  | 0 | 0 | -0.024345 | 0 | 0.58203 | 0.70774 |  |  |  |  | 182 | 0.12571
80139 | CSDR56 | 6 | South | YES | -0.012739 | 0 | 0 | 39 |  | 1.0033 | DCTie | -1 | 0.024345 | 0 | 0 |  |  | 0 | 0 | -0.024345 | 0 | 0.58203 | 0.70774 |  |  |  |  | 183 | 0.12571
80139 | CSDR56 | 5 | South | YES | -0.012739 | 15 | 0 | 15 |  | 1.0033 | DCTie | -1 | 0.024345 | 0 | 0 |  |  | 0 | 0 | -0.024345 | 0 | 0.58203 | 0.70774 |  |  |  |  | 184 | 0.12571
80140 | CSDR11 | 11 | South | YES | -0.012739 | 33.9 | 0 | 39 | 0 | 1.03 | DCTie | -1 | 0.024345 | 0 | 0 |  |  | 0 | 0 | -0.024345 | 0 | 0.58203 | 0.70774 |  |  |  |  | 185 | 0.12571
88299 | ZAPATA | F | South | YES | -0.012604 | 0 | 0 | 0 | 0 | 1.02 | BLT | -1 | 0.02421 | 0 | 0 |  |  | 0 | 0 | -0.02421 | 0 | 0.58203 | 0.70774 |  |  |  |  | 186 | 0.12571
80226 | ALCOA G | 1 | South | YES | -0.012441 | 32.3 | 5 | 48 | 0 | 1.015 | Cogen | -1 | 0.024047 | 0 | 0 |  |  | 0 | 0 | -0.024047 | 0 | 0.58203 | 0.70774 |  |  |  |  | 187 | 0.12571
8134 | FOR #1 | 1 | South | YES | -0.012347 | 54.1 | 45 | 79 | 0 | 1 | Cogen | -1 | 0.023953 | 0 | 0 |  |  | 0 | 0 | -0.023953 | 0 | 0.58203 | 0.70774 |  |  |  |  | 188 | 0.12571
8138 | FOR #2 | 2 | South | YES | -0.012347 | 63.1 | 45 | 81 | 0 | 1 | Cogen | -1 | 0.023953 | 0 | 0 |  |  | 0 | 0 | -0.023953 | 0 | 0.58203 | 0.70774 |  |  |  |  | 189 | 0.12571
8153 | FOR #3 | 3 | South | YES | -0.012347 | 63.1 | 45 | 79.9 | 0 | 1 | Cogen | -1 | 0.023953 | 0 | 0 |  |  | 0 | 0 | -0.023953 | 0 | 0.58203 | 0.70774 |  |  |  |  | 190 | 0.12571
8154 | FOR #4 | 4 | South | YES | -0.012347 | 63.1 | 60 | 80 | 0 | 1 | Cogen | -1 | 0.023953 | 0 | 0 |  |  | 0 | 0 | -0.023953 | 0 | 0.58203 | 0.70774 |  |  |  |  | 191 | 0.12571
8155 | FOR #5 | 5 | South | YES | -0.012347 | 63.1 | 60 | 78.4 | 0 | 1 | Cogen | -1 | 0.023953 | 0 | 0 |  |  | 0 | 0 | -0.023953 | 0 | 0.58203 | 0.70774 |  |  |  |  | 192 | 0.12571
8156 | FOR #6 | 6 | South | YES | -0.012347 | 24.9 | 5 | 25 | 0 | 1 | Cogen | -1 | 0.023953 | 0 | 0 |  |  | 0 | 0 | -0.023953 | 0 | 0.58203 | 0.70774 |  |  |  |  | 193 | 0.12571
8157 | FOR #7 | 7 | South | YES | -0.012347 | 28.8 | 5 | 46 | 0 | 1 | Cogen | -1 | 0.023953 | 0 | 0 |  |  | 0 | 0 | -0.023953 | 0 | 0.58203 | 0.70774 |  |  |  |  | 194 | 0.12571
80051 | FOR #8 | 8 | South | YES | -0.012347 | 28 | 28 | 28 |  | 1 | Cogen | -1 | 0.023953 | 0 | 0 |  |  | 0 | 0 | -0.023953 | 0 | 0.58203 | 0.70774 |  |  |  |  | 195 | 0.12571
80052 | FOR #9 | 9 | South | YES | -0.012347 | 29.7 | 5 | 43.6 | 0 | 1 | Cogen | -1 | 0.023953 | 0 | 0 |  |  | 0 | 0 | -0.023953 | 0 | 0.58203 | 0.70774 |  |  |  |  | 196 | 0.12571
80053 | FOR #10 | 10 | South | YES | -0.012347 | 68.4 | 45 | 75 | 0 | 1 | Cogen | -1 | 0.023953 | 0 | 0 |  |  | 0 | 0 | -0.023953 | 0 | 0.58203 | 0.70774 |  |  |  |  | 197 | 0.12571
80012 | LAR | F | South | YES | -0.012171 | 0 | 0 | 0 | 0 | 1.04 | DCTie | -1 | 0.023777 | 0 | 0 |  |  | 0 | 0 | -0.023777 | 0 | 0.58203 | 0.70774 |  |  |  |  | 198 | 0.12571
80265 | LARECU40A | 4 | South | YES | -0.012171 | 80 | 0 | 100 |  | 1.039 | GGT | -1 | 0.023777 | 100 | 100 |  |  | -1.2171 | 100 | -0.023777 | -2.3777 | 0.58676 | 0.71241 |  |  |  |  | 199 | 0.12571
80266 | LARECU50A | 5 | South | YES | -0.012171 | 80 | 0 | 100 |  | 1.039 | GGT | -1 | 0.023777 | 100 | 100 |  |  | -1.2171 | 100 | -0.023777 | -2.3777 | 0.59148 | 0.71708 |  |  |  |  | 200 | 0.12571
13432 | SANDOW_5G | 5 | South | YES | -0.011966 | 581 | 225 | 581 | 0 | 1.029 | LIGCO | -1 | 0.023572 | 0 | 581 |  |  | 0 | 0 | -0.023572 | 0 | 0.59148 | 0.71708 |  |  |  |  | 201 | 0.12571
5911 | STP_GN1___1 | 1 | Houston | YES | -0.008996 | 1333 | 1249 | 1333 | 0 | 1.0406 | Nuc | -1 | 0.020602 | 0 | 0 |  |  |  |  | -0.020602 | 0 | 0.59148 | 0.71708 |  |  |  |  | 202 | 0.12565
5912 | STP_GN2___2 | 2 | Houston | YES | -0.008996 | 1332 | 1249 | 1332 | 0 | 1.0406 | Nuc | -1 | 0.020602 | 0 | 0 |  |  |  |  | -0.020602 | 0 | 0.59148 | 0.71708 |  |  |  |  | 203 | 0.1256
48731 | CBE_GT1 | 1 | Houston | YES | -0.008883 | 76 | 0 | 76 | 0 | 1.029 | CC | -1 | 0.020489 | 76 | 76 |  |  |  |  | -0.020489 | -1.5572 | 0.59507 | 0.72014 |  |  |  |  | 204 | 0.1256
48732 | CBE_GT2 | 1 | Houston | YES | -0.008883 | 76 | 0 | 76 | 0 | 1.029 | CC | -1 | 0.020489 | 76 | 76 |  |  |  |  | -0.020489 | -1.5572 | 0.59866 | 0.7232 |  |  |  |  | 205 | 0.1256
48733 | CBE_ST12 | 1 | Houston | YES | -0.008883 | 105 | 0 | 105 | 0 | 1.029 | CC | -1 | 0.020489 | 105 | 105 |  |  |  |  | -0.020489 | -2.1514 | 0.60362 | 0.72742 |  |  |  |  | 206 | 0.1256
48734 | CBE_GT3 | 1 | Houston | YES | -0.008883 | 76 | 0 | 76 | 0 | 1.029 | CC | -1 | 0.020489 | 76 | 76 |  |  |  |  | -0.020489 | -1.5572 | 0.60721 | 0.73048 |  |  |  |  | 207 | 0.12507
48735 | CBE_GT4 | 1 | Houston | YES | -0.008883 | 76 | 0 | 76 | 0 | 1.029 | CC | -1 | 0.020489 | 76 | 76 |  |  |  |  | -0.020489 | -1.5572 | 0.6108 | 0.73354 |  |  |  |  | 208 | 0.12454
48736 | CBE_ST34 | 1 | Houston | YES | -0.008883 | 105 | 0 | 105 | 0 | 1.029 | CC | -1 | 0.020489 | 105 | 105 |  |  |  |  | -0.020489 | -2.1514 | 0.61576 | 0.73777 |  |  |  |  | 209 | 0.1238
48911 | TGF_GT1_8000 | 1 | Houston | YES | -0.008553 | 69.2 | 0 | 69.2 |  | 1.029 | Cogen | -1 | 0.020159 | 0 | 0 |  |  |  |  | -0.020159 | 0 | 0.61576 | 0.73777 |  |  |  |  | 210 | 0.12327
49851 | DOW17000 | 37 | Houston | YES | -0.007407 | 39 | 0 | 62 | 0 | 1 | Cogen | -1 | 0.019013 | 0 | 0 |  |  |  |  | -0.019013 | 0 | 0.61576 | 0.73777 |  |  |  |  | 211 | 0.12274
49858 | DOW38100 | 31 | Houston | YES | -0.007407 | 45 | 0 | 71.4 |  | 1 | Cogen | -1 | 0.019013 | 0 | 0 |  |  |  |  | -0.019013 | 0 | 0.61576 | 0.73777 |  |  |  |  | 212 | 0.122
49859 | DOW38200 | 33 | Houston | YES | -0.007407 | 28 | 0 | 45 | 0 | 1 | Cogen | -1 | 0.019013 | 0 | 0 |  |  |  |  | -0.019013 | 0 | 0.61576 | 0.73777 |  |  |  |  | 213 | 0.122
49860 | DOW38300 | 32 | Houston | YES | -0.007407 | 63 | 0 | 101 |  | 1 | Cogen | -1 | 0.019013 | 0 | 0 |  |  |  |  | -0.019013 | 0 | 0.61576 | 0.73777 |  |  |  |  | 214 | 0.122
49862 | DOW39100 | 36 | Houston | YES | -0.007407 | 54 | 0 | 86 | 0 | 1 | Cogen | -1 | 0.019013 | 0 | 0 |  |  |  |  | -0.019013 | 0 | 0.61576 | 0.73777 |  |  |  |  | 215 | 0.122
49863 | DOW39200 | 35 | Houston | YES | -0.007407 | 55 | 0 | 88 | 0 | 1 | Cogen | -1 | 0.019013 | 0 | 0 |  |  |  |  | -0.019013 | 0 | 0.61576 | 0.73777 |  |  |  |  | 216 | 0.122
49865 | DOW41000 | 41 | Houston | YES | -0.007407 | 31 | 0 | 50 |  | 1 | Cogen | -1 | 0.019013 | 0 | 0 |  |  |  |  | -0.019013 | 0 | 0.61576 | 0.73777 |  |  |  |  | 217 | 0.122
49866 | DOW42000 | 42 | Houston | YES | -0.007407 | 11 | 0 | 18 |  | 1 | Cogen | -1 | 0.019013 | 0 | 0 |  |  |  |  | -0.019013 | 0 | 0.61576 | 0.73777 |  |  |  |  | 218 | 0.122
49869 | DOW49000 | 45 | Houston | YES | -0.007407 | 59 | 0 | 94 |  | 1 | Cogen | -1 | 0.019013 | 0 | 0 |  |  |  |  | -0.019013 | 0 | 0.61576 | 0.73777 |  |  |  |  | 219 | 0.122
49870 | DOW61000 | 61 | Houston | YES | -0.007407 | 44 | 0 | 70 | 0 | 1 | Cogen | -1 | 0.019013 | 0 | 0 |  |  |  |  | -0.019013 | 0 | 0.61576 | 0.73777 |  |  |  |  | 220 | 0.122
49871 | DOW62000 | 62 | Houston | YES | -0.007407 | 40 | 0 | 63 | 0 | 1 | Cogen | -1 | 0.019013 | 0 | 0 |  |  |  |  | -0.019013 | 0 | 0.61576 | 0.73777 |  |  |  |  | 221 | 0.122
49872 | DOW63000 | 63 | Houston | YES | -0.007407 | 45 | 0 | 72 | 0 | 1 | Cogen | -1 | 0.019013 | 0 | 0 |  |  |  |  | -0.019013 | 0 | 0.61576 | 0.73777 |  |  |  |  | 222 | 0.122
49873 | DOW64000 | 64 | Houston | YES | -0.007407 | 41 | 0 | 64.8 | 0 | 1 | Cogen | -1 | 0.019013 | 0 | 0 |  |  |  |  | -0.019013 | 0 | 0.61576 | 0.73777 |  |  |  |  | 223 | 0.122
49876 | DOW65000 | 65 | Houston | YES | -0.007407 | 63 | 0 | 101 | 0 | 1 | Cogen | -1 | 0.019013 | 0 | 0 |  |  |  |  | -0.019013 | 0 | 0.61576 | 0.73777 |  |  |  |  | 224 | 0.122
49877 | DOW66000 | 66 | Houston | YES | -0.007407 | 61 | 0 | 97 | 0 | 1 | Cogen | -1 | 0.019013 | 0 | 0 |  |  |  |  | -0.019013 | 0 | 0.61576 | 0.73777 |  |  |  |  | 225 | 0.122
49878 | DOW67000 | 67 | Houston | YES | -0.007407 | 65 | 0 | 103 | 0 | 1 | Cogen | -1 | 0.019013 | 0 | 0 |  |  |  |  | -0.019013 | 0 | 0.61576 | 0.73777 |  |  |  |  | 226 | 0.122
49882 | DOW81000 | 81 | Houston | YES | -0.007407 | 47 | 0 | 76 | 0 | 1 | Cogen | -1 | 0.019013 | 0 | 0 |  |  |  |  | -0.019013 | 0 | 0.61576 | 0.73777 |  |  |  |  | 227 | 0.122
49884 | DOW82000 | 82 | Houston | YES | -0.007407 | 51 | 0 | 80 | 0 | 1 | Cogen | -1 | 0.019013 | 0 | 0 |  |  |  |  | -0.019013 | 0 | 0.61576 | 0.73777 |  |  |  |  | 228 | 0.122
49885 | DOW83000 | 83 | Houston | YES | -0.007407 | 51 | 0 | 80 | 0 | 1 | Cogen | -1 | 0.019013 | 0 | 0 |  |  |  |  | -0.019013 | 0 | 0.61576 | 0.73777 |  |  |  |  | 229 | 0.122
49886 | DOW84000 | 84 | Houston | YES | -0.007407 | 107 | 0 | 171 | 0 | 0.98 | Cogen | -1 | 0.019013 | 0 | 0 |  |  |  |  | -0.019013 | 0 | 0.61576 | 0.73777 |  |  |  |  | 230 | 0.122
48520 | BSF_GT1_8070 | 1 | Houston | YES | -0.007113 | 72 | 0 | 72 | 0 | 1.0326 | Cogen | -1 | 0.018719 | 0 | 0 |  |  |  |  | -0.018719 | 0 | 0.61576 | 0.73777 |  |  |  |  | 231 | 0.122
48520 | BSF_GT1_8070 | 2 | Houston | YES | -0.007113 | 10 | 0 | 10 | 0 | 1.0326 | Cogen | -1 | 0.018719 | 0 | 0 |  |  |  |  | -0.018719 | 0 | 0.61576 | 0.73777 |  |  |  |  | 232 | 0.122
39760 | TNSCLP1___8 | 1 | Houston | YES | -0.006877 | 93.4 | 20 | 116.8 | 0 | 1.04 | Cogen | -1 | 0.018483 | 0 | 0 |  |  |  |  | -0.018483 | 0 | 0.61576 | 0.73777 |  |  |  |  | 233 | 0.122
39770 | TNSCLP2___8 | 1 | Houston | YES | -0.006877 | 91.6 | 20 | 114.5 | 0 | 1.04 | Cogen | -1 | 0.018483 | 0 | 0 |  |  |  |  | -0.018483 | 0 | 0.61576 | 0.73777 |  |  |  |  | 234 | 0.122
39775 | TNSCLP4___8 | 1 | Houston | YES | -0.006877 | 95.2 | 20 | 119 | 0 | 1.04 | Cogen | -1 | 0.018483 | 0 | 0 |  |  |  |  | -0.018483 | 0 | 0.61576 | 0.73777 |  |  |  |  | 235 | 0.122
39790 | TNSCLP3___8 | 1 | Houston | YES | -0.006877 | 87.6 | 20 | 109.5 | 0 | 1.027 | Cogen | -1 | 0.018483 | 0 | 0 |  |  |  |  | -0.018483 | 0 | 0.61576 | 0.73777 |  |  |  |  | 236 | 0.122
48730 | MNS_GT | 1 | Houston | YES | -0.006057 | 43 | 0 | 46.1 |  | 1.029 | Cogen | -1 | 0.017663 | 0 | 0 |  |  |  |  | -0.017663 | 0 | 0.61576 | 0.73777 |  |  |  |  | 237 | 0.122
48926 | WAP_GN6_6 | 6 | Houston | YES | -0.006039 | 651 | 280 | 651 |  | 1.035 | LIGCO | -1 | 0.017645 | 0 | 651 |  |  |  |  | -0.017645 | 0 | 0.61576 | 0.73777 |  |  |  |  | 238 | 0.122
48927 | WAP_GN7_7 | 7 | Houston | YES | -0.006039 | 564 | 277 | 564 |  | 1.035 | LIGCO | -1 | 0.017645 | 0 | 564 |  |  |  |  | -0.017645 | 0 | 0.61576 | 0.73777 |  |  |  |  | 239 | 0.122
48928 | WAP_GN8_8 | 8 | Houston | YES | -0.006039 | 603 | 275 | 603 |  | 1.035 | LIGCO | -1 | 0.017645 | 0 | 603 |  |  |  |  | -0.017645 | 0 | 0.61576 | 0.73777 |  |  |  |  | 240 | 0.122
48521 | BVE_GT1_GT1 | 1 | Houston | YES | -0.006033 | 167.7 | 0 | 167.7 |  | 1.035 | CC | -1 | 0.017639 | 167.7 | 167.7 |  |  |  |  | -0.017639 | -2.9581 | 0.62369 | 0.74358 |  |  |  |  | 241 | 0.122
48522 | BVE_GT2_5035 | 2 | Houston | YES | -0.006033 | 166.4 | 0 | 166.4 |  | 1.035 | CC | -1 | 0.017639 | 166.4 | 166.4 |  |  |  |  | -0.017639 | -2.9352 | 0.63155 | 0.74934 |  |  |  |  | 242 | 0.122
48523 | BVE_ST1_GN1 | 3 | Houston | YES | -0.006033 | 252.4 | 0 | 252.4 |  | 1.035 | CC | -1 | 0.017639 | 252.4 | 252.4 |  |  |  |  | -0.017639 | -4.4522 | 0.64347 | 0.75809 |  |  |  |  | 243 | 0.122
48510 | AK_GT1__8040 | 1 | Houston | YES | -0.005934 | 33.4 | 8.1 | 34 |  | 1.029 | Cogen | -1 | 0.01754 | 0 | 0 |  |  |  |  | -0.01754 | 0 | 0.64347 | 0.75809 |  |  |  |  | 244 | 0.11989
48921 | WAP_GN1_1 | 1 | Houston | YES | -0.005898 | 132.8 | 37 | 166 | 0 | 1.0362 | GST | -1 | 0.017504 | 166 | 166 |  |  |  |  | -0.017504 | -2.9057 | 0.65132 | 0.7638 |  |  |  |  | 245 | 0.11779
48922 | WAP_GN2_2 | 2 | Houston | YES | -0.005898 | 132.8 | 37 | 166 | 0 | 1.0362 | GST | -1 | 0.017504 | 166 | 166 |  |  |  |  | -0.017504 | -2.9057 | 0.65916 | 0.7695 |  |  |  |  | 246 | 0.11462
48923 | WAP_GN3_3 | 3 | Houston | YES | -0.005898 | 198.4 | 93 | 248 | 0 | 1.0362 | GST | -1 | 0.017504 | 248 | 248 |  |  |  |  | -0.017504 | -4.3411 | 0.67088 | 0.77803 |  |  |  |  | 247 | 0.11462
48924 | WAP_GN4_4 | 4 | Houston | YES | -0.005898 | 546 | 217 | 546 | 0 | 1.0362 | GSC | -1 | 0.017504 | 546 | 546 |  |  |  |  | -0.017504 | -9.5574 | 0.69667 | 0.7968 |  |  |  |  | 248 | 0.11248
48925 | WAP_GN5_5 | 5 | Houston | YES | -0.005898 | 587.4 | 278 | 654 | 0 | 0.985 | LIGCO | -1 | 0.017504 | 0 | 654 |  |  |  |  | -0.017504 | 0 | 0.69667 | 0.7968 |  |  |  |  | 249 | 0.11035
48929 | WAPGT21_GT1 | B1 | Houston | YES | -0.005898 | 0 | 0 | 13 |  | 1.05 | GGT | -1 | 0.017504 | 13 | 13 |  |  |  |  | -0.017504 | -0.22756 | 0.69729 | 0.79725 |  |  |  |  | 250 | 0.10716
38580 | TNBP_CGN1_8 | 1 | Houston | YES | -0.005386 | 70.8 | 0 | 70.8 | 0 | 1.005 | Cogen | -1 | 0.016992 | 0 | 0 |  |  |  |  | -0.016992 | 0 | 0.69729 | 0.79725 |  |  |  |  | 251 | 0.10013
38590 | TNBP_CGN2_8 | 2 | Houston | YES | -0.005386 | 66.7 | 0 | 66.7 | 0 | 1.005 | Cogen | -1 | 0.016992 | 0 | 0 |  |  |  |  | -0.016992 | 0 | 0.69729 | 0.79725 |  |  |  |  | 252 | 0.10013
38600 | TNBP_CGN3_8 | 5 | Houston | YES | -0.005386 | 53 | 0 | 53 | 0 | 1.005 | Cogen | -1 | 0.016992 | 0 | 0 |  |  |  |  | -0.016992 | 0 | 0.69729 | 0.79725 |  |  |  |  | 253 | 0.099966
38611 | TNBPAMCG1_8 | 1 | Houston | YES | -0.005386 | 153.2 | 0 | 153.2 | 0 | 1.005 | Cogen | -1 | 0.016992 | 0 | 0 |  |  |  |  | -0.016992 | 0 | 0.69729 | 0.79725 |  |  |  |  | 254 | 0.099966
38612 | TNBPAMCG2_8 | 2 | Houston | YES | -0.005386 | 153.5 | 0 | 153.5 | 0 | 1.005 | Cogen | -1 | 0.016992 | 0 | 0 |  |  |  |  | -0.016992 | 0 | 0.69729 | 0.79725 |  |  |  |  | 255 | 0.099966
38613 | TNBPAMCG3_8 | 3 | Houston | YES | -0.005386 | 152.3 | 0 | 152.3 | 0 | 1.005 | Cogen | -1 | 0.016992 | 0 | 0 |  |  |  |  | -0.016992 | 0 | 0.69729 | 0.79725 |  |  |  |  | 256 | 0.099966
38614 | TNBPAMCG4_8 | 4 | Houston | YES | -0.005386 | 96 | 0 | 96 |  | 1.005 | Cogen | -1 | 0.016992 | 0 | 0 |  |  |  |  | -0.016992 | 0 | 0.69729 | 0.79725 |  |  |  |  | 257 | 0.099966
38615 | TNBPAMCG5_8 | 1 | Houston | YES | -0.005386 | 244 | 0 | 244 | 0 | 1.005 | Cogen | -1 | 0.016992 | 0 | 0 |  |  |  |  | -0.016992 | 0 | 0.69729 | 0.79725 |  |  |  |  | 258 | 0.099966
38690 | TNBP_CGN4_8 | 3 | Houston | YES | -0.005386 | 40 | 0 | 40 |  | 1.005 | Cogen | -1 | 0.016992 | 0 | 0 |  |  |  |  | -0.016992 | 0 | 0.69729 | 0.79725 |  |  |  |  | 259 | 0.099966
38711 | TNTXCTY1CG8 | 1 | Houston | YES | -0.005386 | 100.3 | 59 | 100.3 | 0 | 1 | Cogen | -1 | 0.016992 | 0 | 0 |  |  |  |  | -0.016992 | 0 | 0.69729 | 0.79725 |  |  |  |  | 260 | 0.099966
38712 | TNTXCTY2CG8 | 1 | Houston | YES | -0.005386 | 92.9 | 59 | 92.9 | 0 | 1 | Cogen | -1 | 0.016992 | 0 | 0 |  |  |  |  | -0.016992 | 0 | 0.69729 | 0.79725 |  |  |  |  | 261 | 0.099966
38713 | TNTXCTY3CG8 | 1 | Houston | YES | -0.005386 | 102.7 | 59 | 102.7 | 0 | 1 | Cogen | -1 | 0.016992 | 0 | 0 |  |  |  |  | -0.016992 | 0 | 0.69729 | 0.79725 |  |  |  |  | 262 | 0.099966
38714 | TNTXCTY4CG8 | 1 | Houston | YES | -0.005386 | 103 | 59 | 103 | 0 | 1 | Cogen | -1 | 0.016992 | 0 | 0 |  |  |  |  | -0.016992 | 0 | 0.69729 | 0.79725 |  |  |  |  | 263 | 0.099966
39470 | TNDOWCGNSG8 | 1 | Houston | YES | -0.005386 | 32 | 10 | 32 | 0 | 0.985 | Cogen | -1 | 0.016992 | 0 | 0 |  |  |  |  | -0.016992 | 0 | 0.69729 | 0.79725 |  |  |  |  | 264 | 0.099966
39480 | TNDOWCGNGG8 | 1 | Houston | YES | -0.005386 | 30 | 10 | 30 | 0 | 0.985 | Cogen | -1 | 0.016992 | 0 | 0 |  |  |  |  | -0.016992 | 0 | 0.69729 | 0.79725 |  |  |  |  | 265 | 0.099966
48772 | PHR_GN2_2 | MB | Houston | YES | -0.005161 | 0 | 72 | 459 |  | 1.0362 | GSC | -1 | 0.016767 | 0 | 0 |  |  |  |  | -0.016767 | 0 | 0.69729 | 0.79725 |  |  |  |  | 266 | 0.099966
48561 | CTL_GT2_8130 | 1 | Houston | YES | -0.005004 | 73.5 | 30.3 | 91.9 |  | 1.0362 | Cogen | -1 | 0.01661 | 0 | 0 |  |  |  |  | -0.01661 | 0 | 0.69729 | 0.79725 |  |  |  |  | 267 | 0.099966
48562 | CTL_GT3_8135 | 2 | Houston | YES | -0.005004 | 70.1 | 30.3 | 87.6 |  | 1.0362 | Cogen | -1 | 0.01661 | 0 | 0 |  |  |  |  | -0.01661 | 0 | 0.69729 | 0.79725 |  |  |  |  | 268 | 0.099966
48563 | CTL_GT4_8140 | 3 | Houston | YES | -0.005004 | 69.6 | 30.3 | 87 |  | 1.0362 | Cogen | -1 | 0.01661 | 0 | 0 |  |  |  |  | -0.01661 | 0 | 0.69729 | 0.79725 |  |  |  |  | 269 | 0.099966
48564 | CTL_GN1_8145 | 4 | Houston | YES | -0.005004 | 43.6 | 12.9 | 54.5 |  | 1.0362 | Cogen | -1 | 0.01661 | 0 | 0 |  |  |  |  | -0.01661 | 0 | 0.69729 | 0.79725 |  |  |  |  | 270 | 0.099966
48565 | CTL_GN2_8155 | 5 | Houston | YES | -0.005004 | 9.8 | 3.4 | 12.2 |  | 1.0362 | Cogen | -1 | 0.01661 | 0 | 0 |  |  |  |  | -0.01661 | 0 | 0.69729 | 0.79725 |  |  |  |  | 271 | 0.099966
48531 | BYU_GT1_8075 | 1 | Houston | YES | -0.004944 | 65 | 0 | 65 |  | 1.0362 | Cogen | -1 | 0.01655 | 0 | 0 |  |  |  |  | -0.01655 | 0 | 0.69729 | 0.79725 |  |  |  |  | 272 | 0.099966
48532 | BYU_GT2_8055 | 2 | Houston | YES | -0.004944 | 62 | 0 | 62 |  | 1.0362 | Cogen | -1 | 0.01655 | 0 | 0 |  |  |  |  | -0.01655 | 0 | 0.69729 | 0.79725 |  |  |  |  | 273 | 0.099966
48533 | BYU_GT3_8060 | 3 | Houston | YES | -0.004944 | 67 | 0 | 67 |  | 1.0362 | Cogen | -1 | 0.01655 | 0 | 0 |  |  |  |  | -0.01655 | 0 | 0.69729 | 0.79725 |  |  |  |  | 274 | 0.099966
48534 | BYU_GT4_8065 | 4 | Houston | YES | -0.004944 | 65 | 0 | 65 |  | 1.0362 | Cogen | -1 | 0.01655 | 0 | 0 |  |  |  |  | -0.01655 | 0 | 0.69729 | 0.79725 |  |  |  |  | 275 | 0.099966
48691 | GBY_73741085 | B | Houston | YES | -0.004864 | 37.6 | 20 | 47 | 0 | 1.0362 | GGT | -1 | 0.01647 | 47 | 47 |  |  |  |  | -0.01647 | -0.77411 | 0.69951 | 0.79877 |  |  |  |  | 276 | 0.099966
48691 | GBY_73741085 | A | Houston | YES | -0.004864 | 37.6 | 20 | 47 | 0 | 1.0362 | GGT | -1 | 0.01647 | 47 | 47 |  |  |  |  | -0.01647 | -0.77411 | 0.70173 | 0.80029 |  |  |  |  | 277 | 0.099966
48692 | GBY_81821075 | D | Houston | YES | -0.004864 | 44 | 20 | 55 | 0 | 1.0362 | GGT | -1 | 0.01647 | 55 | 55 |  |  |  |  | -0.01647 | -0.90587 | 0.70433 | 0.80207 |  |  |  |  | 278 | 0.099966
48692 | GBY_81821075 | C | Houston | YES | -0.004864 | 37.6 | 20 | 47 | 0 | 1.0362 | GGT | -1 | 0.01647 | 47 | 47 |  |  |  |  | -0.01647 | -0.77411 | 0.70655 | 0.80359 |  |  |  |  | 279 | 0.099266
48693 | GBY_83841065 | F | Houston | YES | -0.004864 | 43.2 | 20 | 54 | 0 | 1.0362 | GGT | -1 | 0.01647 | 54 | 54 |  |  |  |  | -0.01647 | -0.8894 | 0.7091 | 0.80534 |  |  |  |  | 280 | 0.098566
48693 | GBY_83841065 | E | Houston | YES | -0.004864 | 45.6 | 20 | 57 | 0 | 1.0362 | GGT | -1 | 0.01647 | 57 | 57 |  |  |  |  | -0.01647 | -0.93881 | 0.71179 | 0.80718 |  |  |  |  | 281 | 0.097746
48841 | SJS_GT1_GT1 | 1 | Houston | YES | -0.004832 | 62.4 | 49 | 78 | 0 | 1.0362 | Cogen | -1 | 0.016438 | 0 | 0 |  |  |  |  | -0.016438 | 0 | 0.71179 | 0.80718 |  |  |  |  | 282 | 0.097047
48842 | SJS_GT2_GT2 | 2 | Houston | YES | -0.004832 | 64.8 | 49 | 81 | 0 | 1.0362 | Cogen | -1 | 0.016438 | 0 | 0 |  |  |  |  | -0.016438 | 0 | 0.71179 | 0.80718 |  |  |  |  | 283 | 0.096242
8262 | ELPS | 1 | South | YES | -0.00482 | 6 | 6 | 6 | 0 | 1.15 | Hydro | -1 | 0.016426 | 0 | 0 |  |  | 0 | 0 | -0.016426 | 0 | 0.71179 | 0.80718 |  |  |  |  | 284 | 0.095393
48641 | DPEC_GT15040 | 1 | Houston | YES | -0.004804 | 163.2 | 98 | 163.2 | 0 | 1.0319 | CC | -1 | 0.01641 | 163.2 | 163.2 |  |  |  |  | -0.01641 | -2.6782 | 0.7195 | 0.81244 |  |  |  |  | 285 | 0.095393
48642 | DPEC_GT25025 | 2 | Houston | YES | -0.004804 | 157.1 | 98 | 157.1 | 0 | 1.0319 | CC | -1 | 0.01641 | 157.1 | 157.1 |  |  |  |  | -0.01641 | -2.5781 | 0.72692 | 0.81751 |  |  |  |  | 286 | 0.095393
48643 | DPEC_GT35010 | 3 | Houston | YES | -0.004804 | 157.5 | 98 | 157.5 | 0 | 1.0319 | CC | -1 | 0.01641 | 157.5 | 157.5 |  |  |  |  | -0.01641 | -2.5846 | 0.73436 | 0.82259 |  |  |  |  | 287 | 0.095393
48644 | DPEC_GT45070 | 4 | Houston | YES | -0.004804 | 157 | 98 | 157 | 0 | 1.0319 | CC | -1 | 0.01641 | 157 | 157 |  |  |  |  | -0.01641 | -2.5764 | 0.74178 | 0.82765 |  |  |  |  | 288 | 0.092944
48645 | DPEC_ST55065 | 5 | Houston | YES | -0.004804 | 282 | 0 | 282 | 0 | 1.0319 | CC | -1 | 0.01641 | 282 | 282 |  |  |  |  | -0.01641 | -4.6277 | 0.7551 | 0.83674 |  |  |  |  | 289 | 0.090585
48761 | PR_GT1__9040 | 1 | Houston | YES | -0.004774 | 26 | 0 | 35 |  | 1 | Cogen | -1 | 0.01638 | 0 | 0 |  |  |  |  | -0.01638 | 0 | 0.7551 | 0.83674 |  |  |  |  | 290 | 0.088221
48855 | SRB_GT211035 | B1 | Houston | YES | -0.004746 | 0 | 0 | 18 |  | 1.014 | GGT | -1 | 0.016352 | 18 | 18 |  |  |  |  | -0.016352 | -0.29434 | 0.75596 | 0.83731 |  |  |  |  | 291 | 0.085865
48855 | SRB_GT211035 | B2 | Houston | YES | -0.004746 | 0 | 0 | 12 |  | 1.014 | GGT | -1 | 0.016352 | 12 | 12 |  |  |  |  | -0.016352 | -0.19623 | 0.75652 | 0.8377 |  |  |  |  | 292 | 0.081632
48852 | SRB_GN2_2 | 2 | Houston | YES | -0.004745 | 140.8 | 26 | 176 | 0 | 1.0217 | GST | -1 | 0.016351 | 176 | 176 |  |  |  |  | -0.016351 | -2.8778 | 0.76484 | 0.84335 |  |  |  |  | 293 | 0.081632
48851 | SRB_GN1_1 | 1 | Houston | YES | -0.004743 | 132 | 26 | 165 | 0 | 1.0217 | GST | -1 | 0.016349 | 165 | 165 |  |  |  |  | -0.016349 | -2.6976 | 0.77263 | 0.84865 |  |  |  |  | 294 | 0.081359
48551 | CAL_GT1_8045 | 1 | Houston | YES | -0.004742 | 149 | 0 | 149 | 0 | 1.0326 | Cogen | -1 | 0.016348 | 0 | 0 |  |  |  |  | -0.016348 | 0 | 0.77263 | 0.84865 |  |  |  |  | 295 | 0.081178
48552 | CAL_ST1_8000 | 2 | Houston | YES | -0.004742 | 65.1 | 0 | 65.1 | 0 | 1.0326 | Cogen | -1 | 0.016348 | 0 | 0 |  |  |  |  | -0.016348 | 0 | 0.77263 | 0.84865 |  |  |  |  | 296 | 0.078516
48853 | SRB_GN3_3 | 3 | Houston | YES | -0.004736 | 170.4 | 35 | 213 |  | 1.0326 | GST | -1 | 0.016342 | 213 | 213 |  |  |  |  | -0.016342 | -3.4809 | 0.7827 | 0.85549 |  |  |  |  | 297 | 0.076019
48611 | DIB_GT1_8080 | 1 | Houston | YES | -0.004735 | 64 | 0 | 64 | 0 | 1.0326 | Cogen | -1 | 0.016341 | 0 | 0 |  |  |  |  | -0.016341 | 0 | 0.7827 | 0.85549 |  |  |  |  | 298 | 0.076019
48612 | DIB_GT2_8075 | 2 | Houston | YES | -0.004735 | 63.2 | 0 | 63.2 | 0 | 1.0326 | Cogen | -1 | 0.016341 | 0 | 0 |  |  |  |  | -0.016341 | 0 | 0.7827 | 0.85549 |  |  |  |  | 299 | 0.076019
48613 | DIB_ST1_8085 | 3 | Houston | YES | -0.004735 | 67.9 | 30 | 82.6 | 0 | 1.0326 | Cogen | -1 | 0.016341 | 0 | 0 |  |  |  |  | -0.016341 | 0 | 0.7827 | 0.85549 |  |  |  |  | 300 | 0.072793
48614 | DIB_GT3_8090 | 4 | Houston | YES | -0.004735 | 73.6 | 15 | 73.6 | 0 | 1.0326 | Cogen | -1 | 0.016341 | 0 | 0 |  |  |  |  | -0.016341 | 0 | 0.7827 | 0.85549 |  |  |  |  | 301 | 0.072793
48845 | SOL_GT1 | 1 | Houston | YES | -0.004735 | 16.2 | 15.4 | 16.2 |  | 1.0326 | Solar | -1 | 0.016341 | 16.2 | 16.2 |  |  |  |  | -0.016341 | -0.26473 | 0.78346 | 0.85601 |  |  |  |  | 302 | 0.072793
48854 | SRB_GN4_4 | 4 | Houston | YES | -0.004734 | 182.4 | 35 | 228 | 0 | 1.0326 | GST | -1 | 0.01634 | 228 | 228 |  |  |  |  | -0.01634 | -3.7256 | 0.79423 | 0.86333 |  |  |  |  | 303 | 0.072793
48740 | PSG_GN2_8050 | 1 | Houston | YES | -0.004733 | 182 | 60 | 182 | 0 | 1.0326 | Cogen | -1 | 0.016339 | 0 | 0 |  |  |  |  | -0.016339 | 0 | 0.79423 | 0.86333 |  |  |  |  | 304 | 0.072793
48741 | PSG_GT2_8040 | 1 | Houston | YES | -0.004733 | 158.6 | 50 | 158.6 | 0 | 1.0326 | Cogen | -1 | 0.016339 | 0 | 0 |  |  |  |  | -0.016339 | 0 | 0.79423 | 0.86333 |  |  |  |  | 305 | 0.072548
48742 | PSG_GT3_8060 | 1 | Houston | YES | -0.004733 | 157 | 50 | 157 | 0 | 1.0326 | Cogen | -1 | 0.016339 | 0 | 0 |  |  |  |  | -0.016339 | 0 | 0.79423 | 0.86333 |  |  |  |  | 306 | 0.069094
48820 | SHELLG1_3015 | 1 | Houston | YES | -0.004695 | 71 | 34.5 | 71 |  | 1.029 | Cogen | -1 | 0.016301 | 0 | 0 |  |  |  |  | -0.016301 | 0 | 0.79423 | 0.86333 |  |  |  |  | 307 | 0.069094
48821 | SHELLG2 | 2 | Houston | YES | -0.004695 | 72 | 34.5 | 72 |  | 1.029 | Cogen | -1 | 0.016301 | 0 | 0 |  |  |  |  | -0.016301 | 0 | 0.79423 | 0.86333 |  |  |  |  | 308 | 0.069094
48822 | SHELLG3_3020 | 2 | Houston | YES | -0.004695 | 30 | 0 | 30 |  | 1.029 | Cogen | -1 | 0.016301 | 0 | 0 |  |  |  |  | -0.016301 | 0 | 0.79423 | 0.86333 |  |  |  |  | 309 | 0.069094
48822 | SHELLG3_3020 | 1 | Houston | YES | -0.004695 | 39 | 0 | 39 |  | 1.029 | Cogen | -1 | 0.016301 | 0 | 0 |  |  |  |  | -0.016301 | 0 | 0.79423 | 0.86333 |  |  |  |  | 310 | 0.069094
48500 | APD_GT1_8005 | 1 | Houston | YES | -0.004639 | 137.6 | 54.6 | 137.6 | 0 | 1.0362 | Cogen | -1 | 0.016245 | 0 | 0 |  |  |  |  | -0.016245 | 0 | 0.79423 | 0.86333 |  |  |  |  | 311 | 0.069094
48511 | LPE_GT1_8070 | 1 | Houston | YES | -0.004628 | 42 | 0 | 42 | 0 | 1.0362 | GGT | -1 | 0.016234 | 42 | 42 |  |  |  |  | -0.016234 | -0.68184 | 0.79622 | 0.86467 |  |  |  |  | 312 | 0.069094
48512 | LPE_GT2_8075 | 2 | Houston | YES | -0.004628 | 42 | 0 | 42 | 0 | 1.0362 | GGT | -1 | 0.016234 | 42 | 42 |  |  |  |  | -0.016234 | -0.68184 | 0.7982 | 0.86601 |  |  |  |  | 313 | 0.069094
48513 | LPE_GT3_8080 | 3 | Houston | YES | -0.004628 | 39 | 0 | 39 | 0 | 1.0362 | GGT | -1 | 0.016234 | 39 | 39 |  |  |  |  | -0.016234 | -0.63314 | 0.80004 | 0.86725 |  |  |  |  | 314 | 0.069094
48514 | LPE_GT4_8085 | 4 | Houston | YES | -0.004628 | 39 | 0 | 39 | 0 | 1.0362 | GGT | -1 | 0.016234 | 39 | 39 |  |  |  |  | -0.016234 | -0.63314 | 0.80189 | 0.86849 |  |  |  |  | 315 | 0.068449
48593 | CHE_GT1_8015 | 1 | Houston | YES | -0.004618 | 173 | 50 | 173 | 0 | 1.0362 | Cogen | -1 | 0.016224 | 0 | 0 |  |  |  |  | -0.016224 | 0 | 0.80189 | 0.86849 |  |  |  |  | 316 | 0.067804
48594 | CHE_GN4_8025 | 4 | Houston | YES | -0.004618 | 142 | 60 | 142 | 0 | 1.0362 | Cogen | -1 | 0.016224 | 0 | 0 |  |  |  |  | -0.016224 | 0 | 0.80189 | 0.86849 |  |  |  |  | 317 | 0.067205
48873 | THW_ST3_ST_3 | 3 | Houston | YES | -0.004535 | 107 | 19 | 107 | 0 | 1.0435 | CC | -1 | 0.016141 | 107 | 107 |  |  |  |  | -0.016141 | -1.7271 | 0.80694 | 0.87189 |  |  |  |  | 318 | 0.066606
48874 | THW_ST4_ST_4 | 4 | Houston | YES | -0.004535 | 108 | 19 | 108 | 0 | 1.0435 | CC | -1 | 0.016141 | 108 | 108 |  |  |  |  | -0.016141 | -1.7433 | 0.81204 | 0.87531 |  |  |  |  | 319 | 0.066606
48875 | THW_3132 | A | Houston | YES | -0.004535 | 55 | 5 | 55 | 0 | 1.0435 | CC | -1 | 0.016141 | 55 | 55 |  |  |  |  | -0.016141 | -0.88778 | 0.81464 | 0.87705 |  |  |  |  | 320 | 0.066606
48875 | THW_3132 | B | Houston | YES | -0.004535 | 53 | 5 | 53 | 0 | 1.0435 | CC | -1 | 0.016141 | 53 | 53 |  |  |  |  | -0.016141 | -0.85549 | 0.81715 | 0.87873 |  |  |  |  | 321 | 0.064944
48877 | THW_3334 | C | Houston | YES | -0.004535 | 55 | 5 | 55 | 0 | 1.0435 | CC | -1 | 0.016141 | 55 | 55 |  |  |  |  | -0.016141 | -0.88778 | 0.81975 | 0.88048 |  |  |  |  | 322 | 0.063265
48877 | THW_3334 | D | Houston | YES | -0.004535 | 57 | 5 | 57 | 0 | 1.0435 | CC | -1 | 0.016141 | 57 | 57 |  |  |  |  | -0.016141 | -0.92006 | 0.82244 | 0.88229 |  |  |  |  | 323 | 0.062411
48879 | THW_4142 | E | Houston | YES | -0.004535 | 56 | 5 | 56 | 0 | 1.0435 | CC | -1 | 0.016141 | 56 | 56 |  |  |  |  | -0.016141 | -0.90392 | 0.82508 | 0.88406 |  |  |  |  | 324 | 0.061587
48879 | THW_4142 | F | Houston | YES | -0.004535 | 55 | 5 | 55 | 0 | 1.0435 | CC | -1 | 0.016141 | 55 | 55 |  |  |  |  | -0.016141 | -0.88778 | 0.82768 | 0.8858 |  |  |  |  | 325 | 0.060733
48881 | THW_4344 | G | Houston | YES | -0.004535 | 58 | 5 | 58 | 0 | 1.0435 | CC | -1 | 0.016141 | 58 | 58 |  |  |  |  | -0.016141 | -0.9362 | 0.83042 | 0.88764 |  |  |  |  | 326 | 0.059847
48881 | THW_4344 | H | Houston | YES | -0.004535 | 58 | 5 | 58 | 0 | 1.0435 | CC | -1 | 0.016141 | 58 | 58 |  |  |  |  | -0.016141 | -0.9362 | 0.83316 | 0.88948 |  |  |  |  | 327 | 0.058977
48582 | CBY_GN2_2 | 2 | Houston | YES | -0.004475 | 596.8 | 110 | 746 | 0 | 1.0435 | GSC | -1 | 0.016081 | 746 | 746 |  |  |  |  | -0.016081 | -11.9967 | 0.86841 | 0.91305 |  |  |  |  | 328 | 0.058122
48883 | THW_GT1_GT_1 | B2 | Houston | YES | -0.004439 | 0 | 0 | 12 |  | 1.043 | GGT | -1 | 0.016045 | 12 | 12 |  |  |  |  | -0.016045 | -0.19254 | 0.86898 | 0.91343 |  |  |  |  | 329 | 0.057221
49803 | EXN_15GT | 1 | Houston | YES | -0.004432 | 33 | 8.3 | 34 |  | 1.0326 | Cogen | -1 | 0.016038 | 0 | 0 |  |  |  |  | -0.016038 | 0 | 0.86898 | 0.91343 |  |  |  |  | 330 | 0.056319
49804 | EXN_16GT | 2 | Houston | YES | -0.004432 | 32 | 8.3 | 34.7 |  | 1.0326 | Cogen | -1 | 0.016038 | 0 | 0 |  |  |  |  | -0.016038 | 0 | 0.86898 | 0.91343 |  |  |  |  | 331 | 0.044639
49805 | EXN_17GT | 3 | Houston | YES | -0.004432 | 31 | 8.3 | 32.7 |  | 1.0326 | Cogen | -1 | 0.016038 | 0 | 0 |  |  |  |  | -0.016038 | 0 | 0.86898 | 0.91343 |  |  |  |  | 332 | 0.044451
49826 | EXN938GT | 5 | Houston | YES | -0.004432 | 43 | 9.2 | 45.9 |  | 1.0326 | Cogen | -1 | 0.016038 | 0 | 0 |  |  |  |  | -0.016038 | 0 | 0.86898 | 0.91343 |  |  |  |  | 333 | 0.044451
49828 | EXN941GT | 10 | Houston | YES | -0.004432 | 17.7 | 5.4 | 17.7 | 0 | 1.0326 | Cogen | -1 | 0.016038 | 0 | 0 |  |  |  |  | -0.016038 | 0 | 0.86898 | 0.91343 |  |  |  |  | 334 | 0.044451
49829 | EXN942GT | 11 | Houston | YES | -0.004432 | 20 | 5.4 | 20.4 | 0 | 1.0326 | Cogen | -1 | 0.016038 | 0 | 0 |  |  |  |  | -0.016038 | 0 | 0.86898 | 0.91343 |  |  |  |  | 335 | 0.044451
49830 | EXN943GT | 12 | Houston | YES | -0.004432 | 19 | 5.4 | 19.9 | 0 | 1.0326 | Cogen | -1 | 0.016038 | 0 | 0 |  |  |  |  | -0.016038 | 0 | 0.86898 | 0.91343 |  |  |  |  | 336 | 0.044451
49831 | EXN944GT | 13 | Houston | YES | -0.004432 | 33 | 5.4 | 35 | 0 | 1.0326 | Cogen | -1 | 0.016038 | 0 | 0 |  |  |  |  | -0.016038 | 0 | 0.86898 | 0.91343 |  |  |  |  | 337 | 0.044451
49832 | EXN945GT | 9 | Houston | YES | -0.004432 | 18.5 | 9.2 | 18.5 |  | 1.0326 | Cogen | -1 | 0.016038 | 0 | 0 |  |  |  |  | -0.016038 | 0 | 0.86898 | 0.91343 |  |  |  |  | 338 | 0.044451
49837 | EXN_GT | 4 | Houston | YES | -0.004432 | 81 | 21.3 | 85.4 |  | 1.0326 | Cogen | -1 | 0.016038 | 0 | 0 |  |  |  |  | -0.016038 | 0 | 0.86898 | 0.91343 |  |  |  |  | 339 | 0.044451
49838 | EXN_14GT | 14 | Houston | YES | -0.004432 | 140 | 0 | 148 |  | 1.0326 | Cogen | -1 | 0.016038 | 0 | 0 |  |  |  |  | -0.016038 | 0 | 0.86898 | 0.91343 |  |  |  |  | 340 | 0.044451
48651 | EP_1_2 | 1 | Houston | YES | -0.004389 | 4 | 0 | 5 | 0 | 1.0362 | Cogen | -1 | 0.015995 | 0 | 0 |  |  |  |  | -0.015995 | 0 | 0.86898 | 0.91343 |  |  |  |  | 341 | 0.044451
48651 | EP_1_2 | 2 | Houston | YES | -0.004389 | 17.7 | 10 | 21 | 0 | 1.0362 | Cogen | -1 | 0.015995 | 0 | 0 |  |  |  |  | -0.015995 | 0 | 0.86898 | 0.91343 |  |  |  |  | 342 | 0.044451
48940 | WARVUE_GT1 | G1 | Houston | YES | -0.004388 | 15 | 0 | 15 |  | 1.021 | Cogen | -1 | 0.015994 | 0 | 0 |  |  |  |  | -0.015994 | 0 | 0.86898 | 0.91343 |  |  |  |  | 343 | 0.044451
48581 | CBY_GN1_1 | 1 | Houston | YES | -0.004387 | 595.2 | 108 | 744 | 0 | 1.0435 | GSC | -1 | 0.015993 | 744 | 744 |  |  |  |  | -0.015993 | -11.8991 | 0.90413 | 0.9368 |  |  |  |  | 344 | 0.044451
48791 | PSA_GT1_8160 | 1 | Houston | YES | -0.004384 | 52 | 20.8 | 65 | 0 | 1.0362 | Cogen | -1 | 0.01599 | 0 | 0 |  |  |  |  | -0.01599 | 0 | 0.90413 | 0.9368 |  |  |  |  | 345 | 0.044451
48792 | PSA_GT2_8155 | 2 | Houston | YES | -0.004384 | 52.8 | 20.3 | 66 | 0 | 1.0362 | Cogen | -1 | 0.01599 | 0 | 0 |  |  |  |  | -0.01599 | 0 | 0.90413 | 0.9368 |  |  |  |  | 346 | 0.044451
48793 | PSA_GT3_8150 | 3 | Houston | YES | -0.004384 | 56 | 20.3 | 70 | 0 | 1.0362 | Cogen | -1 | 0.01599 | 0 | 0 |  |  |  |  | -0.01599 | 0 | 0.90413 | 0.9368 |  |  |  |  | 347 | 0.032673
48794 | PSA_GT4_8145 | 4 | Houston | YES | -0.004384 | 52.8 | 20.3 | 66 | 0 | 1.0362 | Cogen | -1 | 0.01599 | 0 | 0 |  |  |  |  | -0.01599 | 0 | 0.90413 | 0.9368 |  |  |  |  | 348 | 0.032673
48795 | PSA_GT5_8140 | 5 | Houston | YES | -0.004384 | 51.2 | 20.3 | 64 | 0 | 1.0362 | Cogen | -1 | 0.01599 | 0 | 0 |  |  |  |  | -0.01599 | 0 | 0.90413 | 0.9368 |  |  |  |  | 349 | 0.032673
48796 | PSA_GN1_8165 | 1 | Houston | YES | -0.004384 | 83.2 | 43.1 | 104 | 0 | 1.0362 | Cogen | -1 | 0.01599 | 0 | 0 |  |  |  |  | -0.01599 | 0 | 0.90413 | 0.9368 |  |  |  |  | 350 | 0.032673
48797 | PSA_GT6_8135 | 6 | Houston | YES | -0.004384 | 47.2 | 34.5 | 59 | 0 | 1.0362 | Cogen | -1 | 0.01599 | 0 | 0 |  |  |  |  | -0.01599 | 0 | 0.90413 | 0.9368 |  |  |  |  | 351 | 0.032673
48815 | CVC_GT4_8005 | 4 | Houston | YES | -0.004361 | 165 | 91.8 | 165 |  | 1.0362 | Cogen | -1 | 0.015967 | 0 | 0 |  |  |  |  | -0.015967 | 0 | 0.90413 | 0.9368 |  |  |  |  | 352 | 0.032673
48583 | CBY_GT4_1 | 1 | Houston | YES | -0.00435 | 172 | 0 | 172 | 0 | 1.027 | GSC | -1 | 0.015956 | 172 | 172 |  |  |  |  | -0.015956 | -2.7445 | 0.91225 | 0.94219 |  |  |  |  | 353 | 0.032673
48584 | CBY_GT4_2 | 2 | Houston | YES | -0.00435 | 172 | 0 | 172 | 0 | 1.027 | CC | -1 | 0.015956 | 172 | 172 |  |  |  |  | -0.015956 | -2.7445 | 0.92038 | 0.94758 |  |  |  |  | 354 | 0.032673
48585 | CBY_ST4_1 | 3 | Houston | YES | -0.00435 | 172 | 0 | 172 | 0 | 1.027 | CC | -1 | 0.015956 | 172 | 172 |  |  |  |  | -0.015956 | -2.7445 | 0.9285 | 0.95297 |  |  |  |  | 355 | 0.032673
48595 | BTE_GT2_8075 | 1 | Houston | YES | -0.004277 | 162.8 | 130 | 162.8 | 0 | 1.0261 | CC | -1 | 0.015883 | 162.8 | 162.8 |  |  |  |  | -0.015883 | -2.5858 | 0.9362 | 0.95805 |  |  |  |  | 356 | 0.029938
48596 | BTE_GT3_8045 | 2 | Houston | YES | -0.004277 | 161.4 | 130 | 161.4 | 0 | 1.0261 | CC | -1 | 0.015883 | 161.4 | 161.4 |  |  |  |  | -0.015883 | -2.5636 | 0.94382 | 0.96309 |  |  |  |  | 357 | 0.027203
48597 | BTE_GT4_8055 | 3 | Houston | YES | -0.004277 | 158.9 | 130 | 158.9 | 0 | 1.0261 | CC | -1 | 0.015883 | 158.9 | 158.9 |  |  |  |  | -0.015883 | -2.5239 | 0.95133 | 0.96804 |  |  |  |  | 358 | 0.024467
48598 | BTE_ST1_8070 | 4 | Houston | YES | -0.004277 | 269.2 | 60 | 269.2 | 0 | 1.0261 | CC | -1 | 0.015883 | 269.2 | 269.2 |  |  |  |  | -0.015883 | -4.2758 | 0.96405 | 0.97644 |  |  |  |  | 359 | 0.021855
48690 | GBY_GN5_5 | 5 | Houston | YES | -0.004252 | 318.4 | 81 | 398 |  | 1.0362 | GSC | -1 | 0.015858 | 398 | 398 |  |  |  |  | -0.015858 | -6.3116 | 0.98285 | 0.98884 |  |  |  |  | 360 | 0.019265
48885 | THW_5152 | B | Houston | YES | -0.004219 | 47.2 | 5 | 59 |  | 1.0319 | GGT | -1 | 0.015825 | 59 | 59 |  |  |  |  | -0.015825 | -0.9337 | 0.98564 | 0.99067 |  |  |  |  | 361 | 0.016716
48885 | THW_5152 | A | Houston | YES | -0.004219 | 46.4 | 5 | 58 |  | 1.0319 | GGT | -1 | 0.015825 | 58 | 58 |  |  |  |  | -0.015825 | -0.91787 | 0.98838 | 0.99248 |  |  |  |  | 362 | 0.012396
48886 | THW_5354 | D | Houston | YES | -0.004219 | 46.4 | 5 | 58 |  | 1.0319 | GGT | -1 | 0.015825 | 58 | 58 |  |  |  |  | -0.015825 | -0.91787 | 0.99112 | 0.99428 |  |  |  |  | 363 | 0.0059903
48886 | THW_5354 | C | Houston | YES | -0.004219 | 45.6 | 5 | 57 |  | 1.0319 | GGT | -1 | 0.015825 | 57 | 57 |  |  |  |  | -0.015825 | -0.90205 | 0.99381 | 0.99605 |  |  |  |  | 364 | 0.0050369
48887 | THW_5556 | E | Houston | YES | -0.004219 | 47.2 | 5 | 59 |  | 1.0319 | GGT | -1 | 0.015825 | 59 | 59 |  |  |  |  | -0.015825 | -0.9337 | 0.9966 | 0.99789 |  |  |  |  | 365 | 0.0040996
48887 | THW_5556 | F | Houston | YES | -0.004219 | 45.6 | 5 | 57 |  | 1.0319 | GGT | -1 | 0.015825 | 57 | 57 |  |  |  |  | -0.015825 | -0.90205 | 0.99929 | 0.99966 |  |  |  |  | 366 | 0.0031624
48591 | CHE_GT2_5030 | 2 | Houston | YES | -0.003776 | 173 | 50 | 173 | 0 | 1.029 | Cogen | -1 | 0.015382 | 0 | 0 |  |  |  |  | -0.015382 | 0 | 0.99929 | 0.99966 |  |  |  |  | 367 | 0.0022412
48811 | CVC_GT3_5045 | 3 | Houston | YES | -0.003776 | 156 | 91.8 | 156 | 0 | 1.029 | Cogen | -1 | 0.015382 | 0 | 0 |  |  |  |  | -0.015382 | 0 | 0.99929 | 0.99966 |  |  |  |  | 368 | 0.0012878
48812 | CVC_GT2_5020 | 2 | Houston | YES | -0.003776 | 158 | 91.8 | 158 | 0 | 1.029 | Cogen | -1 | 0.015382 | 0 | 0 |  |  |  |  | -0.015382 | 0 | 0.99929 | 0.99966 |  |  |  |  | 369 | 0.00036671
48813 | CVC_GT1_5035 | 1 | Houston | YES | -0.003776 | 160 | 91.8 | 160 | 0 | 1.029 | Cogen | -1 | 0.015382 | 0 | 0 |  |  |  |  | -0.015382 | 0 | 0.99929 | 0.99966 |  |  |  |  | 370 | 0.00036671
48814 | CVC_ST5_5040 | 1 | Houston | YES | -0.003776 | 162 | 91.8 | 162 | 0 | 1.029 | Cogen | -1 | 0.015382 | 0 | 0 |  |  |  |  | -0.015382 | 0 | 0.99929 | 0.99966 |  |  |  |  | 371 | 0.00036671
8032 | AMISTADHYD1 | 1 | South | YES | -0.001109 | 33 | 13 | 33 | 0 | 1.03 | Hydro | -1 | 0.012715 | 0 | 0 |  |  | 0 | 0 | -0.012715 | 0 | 0.99929 | 0.99966 |  |  |  |  | 372 | 0.00036671
8033 | AMISTADHYD2 | 2 | South | YES | -0.001109 | 25 | 13 | 25 | 0 | 1.03 | Hydro | -1 | 0.012715 | 0 | 0 |  |  | 0 | 0 | -0.012715 | 0 | 0.99929 | 0.99966 |  |  |  |  | 373 | 0.00036671
88253 | HAMILTON | F | South | YES | -0.001109 | 0 | 0 | 0 | 0 | 1.04 | BLT | -1 | 0.012715 | 0 | 0 |  |  | 0 | 0 | -0.012715 | 0 | 0.99929 | 0.99966 |  |  |  |  | 374 | 0.00036671
5934 | SI_RAY5 | 5 | South | YES | 0 | 0 | 10 | 15 |  | 1.035 | GST | -1 | 0.011606 | 15 | 15 |  |  | 0 | 15 | -0.011606 | -0.1741 | 1 | 1 |  |  |  |  | 375 | 0.00036671
8139 | JOS #1 | MB | South | YES | 0 | 0 | 45 | 255 |  | 1.02 | GST | -1 | 0.011606 | 0 | 0 |  |  | 0 | 0 | -0.011606 | 0 | 1 | 1 |  |  |  |  | 376 | 0.00036671
8285 | LAR #1 | MB | South | YES | 0 | 0 | 9 | 32 |  | 1.0497 | GST | -1 | 0.011606 | 0 | 0 |  |  | 0 | 0 | -0.011606 | 0 | 1 | 1 |  |  |  |  | 377 | 0.00036671
8287 | LAR #2 | MB | South | YES | 0 | 0 | 9 | 32 |  | 1.04 | GST | -1 | 0.011606 | 0 | 0 |  |  | 0 | 0 | -0.011606 | 0 | 1 | 1 |  |  |  |  | 378 | 0
8288 | LAR #3 | MB | South | YES | 0 | 0 | 25 | 105 |  | 1.04 | GST | -1 | 0.011606 | 0 | 0 |  |  | 0 | 0 | -0.011606 | 0 | 1 | 1 |  |  |  |  | 379 | 0
8388 | BATES0A | MB | South | YES | 0 | 0 | 21 | 71 |  | 1.033 | GST | -1 | 0.011606 | 0 | 0 |  |  | 0 | 0 | -0.011606 | 0 | 1 | 1 |  |  |  |  | 380 | 0
8393 | BATES0B | MB | South | YES | 0 | 0 | 25 | 110 |  | 1.03 | GST | -1 | 0.011606 | 0 | 0 |  |  | 0 | 0 | -0.011606 | 0 | 1 | 1 |  |  |  |  | 381 | 0
8437 | NUECES_B0C | MB | South | YES | 0 | 0 | 7 | 30 |  | 1.03 | GST | -1 | 0.011606 | 0 | 0 |  |  | 0 | 0 | -0.011606 | 0 | 1 | 1 |  |  |  |  | 382 | 0
8438 | NUECES_B0B | MB | South | YES | 0 | 0 | 26 | 169 |  | 1.03 | GST | -1 | 0.011606 | 0 | 0 |  |  | 0 | 0 | -0.011606 | 0 | 1 | 1 |  |  |  |  | 383 | 0
39190 | TNSLCGN1__8 | 1 | Houston | YES | 0 | 0 | 10 | 30 |  | 1.03 | Cogen | -1 | 0.011606 | 0 | 0 |  |  |  |  | -0.011606 | 0 | 1 | 1 |  |  |  |  | 384 | 0
48671 | FTR_GT1_5105 | 1 | North | YES | 0.00023 | 154.2 | 0 | 154.2 | 0 | 1.0319 | CC | 1 | 0.017762 | 154.2 | 154.2 | 0.035466 | 154.2 |  |  | 0.017762 | 2.739 | [6 empty] | 385 | 0
48672 | FTR_GT2_5110 | 2 | North | YES | 0.00023 | 159 | 0 | 159 | 0 | 1.0319 | CC | 1 | 0.017762 | 159 | 159 | 0.03657 | 159 |  |  | 0.017762 | 2.8242 | [6 empty] | 386 | 0
48673 | FTR_GT3_5085 | 3 | North | YES | 0.00023 | 158 | 0 | 158 | 0 | 1.0319 | CC | 1 | 0.017762 | 158 | 158 | 0.03634 | 158 |  |  | 0.017762 | 2.8065 | [6 empty] | 387 | 0
48674 | FTR_CN4_5095 | 4 | North | YES | 0.00023 | 380 | 0 | 380 | 0 | 1.0319 | CC | 1 | 0.017762 | 380 | 380 | 0.0874 | 380 |  |  | 0.017762 | 6.7497 | [6 empty] | 388 | 0
3416 | LAKE_CRK1_G | 1 | North | YES | 0.000322 | 60 | 33 | 75 |  | 1.029 | GST | 1 | 0.017854 | 75 | 75 | 0.02415 | 75 |  |  | 0.017854 | 1.3391 | [6 empty] | 389 | 0
3417 | LAKE_CRK2_G | 2 | North | YES | 0.000322 | 177.6 | 40 | 222 | 0 | 1.029 | GST | 1 | 0.017854 | 222 | 222 | 0.071484 | 222 |  |  | 0.017854 | 3.9637 | [6 empty] | 390 | 0
32883 | BRYN_DNSBY3 | 1 | North | YES | 0.000611 | 0 | 2 | 48 |  | 1.015 | GST | 1 | 0.018143 | 48 | 48 | 0.029328 | 48 |  |  | 0.018143 | 0.87088
32884 | BRYN_DNSBY13 | 1 | North | YES | 0.000611 | 46 | 2 | 46 | 0 | 1.015 | GST | 1 | 0.018143 | 46 | 46 | 0.028106 | 46 |  |  | 0.018143 | 0.83459
32892 | BRYN_DNSBY14 | 1 | North | YES | 0.000611 | 84 | 25 | 105 | 0 | 1.035 | GST | 1 | 0.018143 | 105 | 105 | 0.064155 | 105 |  |  | 0.018143 | 1.9051
32886 | BRYN_ATKINS3 | MB | North | YES | 0.000757 | 0 | 5 | 12 |  | 1 | GST | 1 | 0.018289 | 0 | 0 | 0 | 0 |  |  | 0.018289 | 0
32887 | BRYN_ATKINS6 | MB | North | YES | 0.000757 | 0 | 12 | 51 |  | 1.028 | GST | 1 | 0.018289 | 0 | 0 | 0 | 0 |  |  | 0.018289 | 0
32888 | BRYN_ATKINS7 | 1 | North | YES | 0.000757 | 13.6 | 4 | 17 |  | 1.028 | GGT | 1 | 0.018289 | 17 | 17 | 0.012869 | 17 |  |  | 0.018289 | 0.31092
32890 | BRYN_ATKINS4 | MB | North | YES | 0.000757 | 0 | 5 | 22 |  | 1.031 | GST | 1 | 0.018289 | 0 | 0 | 0 | 0 |  |  | 0.018289 | 0
32891 | BRYN_ATKINS5 | MB | North | YES | 0.000757 | 0 | 5 | 25 |  | 1.031 | GST | 1 | 0.018289 | 0 | 0 | 0 | 0 |  |  | 0.018289 | 0
32798 | BRYN_TAMUGEN | 1 | North | YES | 0.000811 | 32 | 0 | 32 |  | 1.02 | GST | 1 | 0.018343 | 32 | 32 | 0.025952 | 32 |  |  | 0.018343 | 0.58699
990 | GIBN_CREK_G1 | 1 | North | YES | 0.001048 | 463 | 200 | 463 | 0 | 1.0275 | LIGCO | 1 | 0.01858 | 0 | 463 | 0.48522 | 463 |  |  | 0.01858 | 8.6027
39960 | TNTNPONE_18 | 1 | North | YES | 0.003779 | 152.3 | 30 | 152.3 |  | 1.04 | LIGCO | 1 | 0.021311 | 0 | 152.3 | 0.57554 | 152.3 |  |  | 0.021311 | 3.2457
39970 | TNTNPONE_28 | 1 | North | YES | 0.003779 | 153 | 30 | 153 |  | 1.04 | LIGCO | 1 | 0.021311 | 0 | 153 | 0.57819 | 153 |  |  | 0.021311 | 3.2606
3403 | THOUSE_1G | 1 | North | YES | 0.003985 | 563 | 200 | 563 | 0 | 1.012 | GSC | 1 | 0.021517 | 563 | 563 | 2.2436 | 563 |  |  | 0.021517 | 12.1143
3404 | THOUSE_2G | 2 | North | YES | 0.003985 | 807 | 250 | 807 | 0 | 1.012 | GSC | 1 | 0.021517 | 807 | 807 | 3.2159 | 807 |  |  | 0.021517 | 17.3645
48721 | LEG_1___1 | 1 | North | YES | 0.00487 | 827 | 357 | 827 | 0 | 1.0348 | LIGCO | 1 | 0.022402 | 0 | 827 | 4.0275 | 827 |  |  | 0.022402 | 18.5268
48722 | LEG_2___2 | 2 | North | YES | 0.00487 | 819 | 357 | 819 | 0 | 1.0348 | LIGCO | 1 | 0.022402 | 0 | 819 | 3.9885 | 819 |  |  | 0.022402 | 18.3475
238 | BOSQUESW505 | 1 | North | YES | 0.005075 | 255 | 0 | 255 | 0 | 1.02 | CC | 1 | 0.022607 | 255 | 255 | 1.2941 | 255 |  |  | 0.022607 | 5.7649
239 | BOSQUESW502 | 1 | North | YES | 0.005075 | 119.2 | 0 | 149 | 0 | 1.02 | GGT | 1 | 0.022607 | 149 | 149 | 0.75618 | 149 |  |  | 0.022607 | 3.3685
247 | BOSQUESW501 | 2 | North | YES | 0.005075 | 124.8 | 0 | 156 | 0 | 1.02 | GGT | 1 | 0.022607 | 156 | 156 | 0.7917 | 156 |  |  | 0.022607 | 3.5267
251 | BOSQUESW803 | 2 | North | YES | 0.007311 | 150 | 0 | 150 | 0 | 1.032 | CC | 1 | 0.024843 | 150 | 150 | 1.0966 | 150 |  |  | 0.024843 | 3.7265
253 | BOSQUESW804 | 2 | North | YES | 0.007311 | 80 | 0 | 80 | 0 | 1.032 | CC | 1 | 0.024843 | 80 | 80 | 0.58488 | 80 |  |  | 0.024843 | 1.9875
3381 | BBRN_1G | 1 | North | YES | 0.008148 | 618 | 225 | 618 | 0 | 1.03 | LIGCO | 1 | 0.02568 | 0 | 618 | 5.0355 | 618 |  |  | 0.02568 | 15.8705
3382 | BBRN_2G | 2 | North | YES | 0.008148 | 589 | 225 | 589 | 0 | 1.03 | LIGCO | 1 | 0.02568 | 0 | 589 | 4.7992 | 589 |  |  | 0.02568 | 15.1257
13131 | CALFREST_1G | 1 | North | YES | 0.008522 | 150.7 | 40 | 150.7 | 0 | 1.031 | CC | 1 | 0.026054 | 150.7 | 150.7 | 1.2843 | 150.7 |  |  | 0.026054 | 3.9264
13132 | CALFREST_2G | 2 | North | YES | 0.008522 | 151 | 57 | 151 | 0 | 1.031 | CC | 1 | 0.026054 | 151 | 151 | 1.2868 | 151 |  |  | 0.026054 | 3.9342
13133 | CALFREST_3G | 3 | North | YES | 0.008522 | 177.4 | 40 | 177.4 | 0 | 1.031 | CC | 1 | 0.026054 | 177.4 | 177.4 | 1.5118 | 177.4 |  |  | 0.026054 | 4.622
13134 | CALFREST_4G | 4 | North | YES | 0.008583 | 151.5 | 40 | 151.5 | 0 | 1.031 | CC | 1 | 0.026115 | 151.5 | 151.5 | 1.3003 | 151.5 |  |  | 0.026115 | 3.9565
13135 | CALFREST_5G | 5 | North | YES | 0.008583 | 152.3 | 57 | 152.3 | 0 | 1.031 | CC | 1 | 0.026115 | 152.3 | 152.3 | 1.3072 | 152.3 |  |  | 0.026115 | 3.9774
13136 | CALFREST_6G | 6 | North | YES | 0.008583 | 177.5 | 40 | 177.5 | 0 | 1.031 | CC | 1 | 0.026115 | 177.5 | 177.5 | 1.5235 | 177.5 |  |  | 0.026115 | 4.6355
244 | WHITNYDM01 | 1 | North | YES | 0.009147 | 15 | 0 | 15 | 0 | 1.035 | Hydro | 1 | 0.026679 | 0 | 0 | 0 | 0 |  |  | 0.026679 | 0
245 | WHITNYDM02 | 2 | North | YES | 0.009147 | 15 | 0 | 15 | 0 | 1.035 | Hydro | 1 | 0.026679 | 0 | 0 | 0 | 0 |  |  | 0.026679 | 0
3107 | STRYKER_1G | 1 | North | YES | 0.010163 | 145.6 | 45 | 182 | 0 | 1.029 | GST | 1 | 0.027695 | 182 | 182 | 1.8497 | 182 |  |  | 0.027695 | 5.0406
3108 | STRYKER_2G | 2 | North | YES | 0.010163 | 484 | 75 | 484 | 0 | 1.029 | GST | 1 | 0.027695 | 484 | 484 | 4.9189 | 484 |  |  | 0.027695 | 13.4046
3309 | ASPN_G | 1 | North | YES | 0.010235 | 50 | 0 | 50 |  | 1 | Bio | 1 | 0.027767 | 50 | 50 | 0.51175 | 50 |  |  | 0.027767 | 1.3884
3348 | CHAMPION_1G | MB | North | YES | 0.010252 | 0 | 42 | 42 |  | 1 | Cogen | 1 | 0.027784 | 0 | 0 | 0 | 0 |  |  | 0.027784 | 0
3126 | TRINIDAD_6G | 1 | North | YES | 0.010264 | 179.2 | 46 | 224 | 0 | 1 | GST | 1 | 0.027796 | 224 | 224 | 2.2991 | 224 |  |  | 0.027796 | 6.2264
13116 | TGATEWAY_1G | 1 | North | YES | 0.010423 | 151 | 30 | 151 | 0 | 1.0232 | CC | 1 | 0.027955 | 151 | 151 | 1.5739 | 151 |  |  | 0.027955 | 4.2213
13117 | TGATEWAY_2G | 2 | North | YES | 0.010423 | 130 | 30 | 130 | 0 | 1.0232 | CC | 1 | 0.027955 | 130 | 130 | 1.355 | 130 |  |  | 0.027955 | 3.6342
13118 | TGATEWAY_3G | 3 | North | YES | 0.010423 | 148 | 30 | 148 | 0 | 1.0232 | CC | 1 | 0.027955 | 148 | 148 | 1.5426 | 148 |  |  | 0.027955 | 4.1374
13119 | TGATEWAY_4G | 4 | North | YES | 0.010423 | 399 | 65 | 399 | 0 | 1.0232 | CC | 1 | 0.027955 | 399 | 399 | 4.1588 | 399 |  |  | 0.027955 | 11.1542
3097 | MARTLAKE_1G | 1 | North | YES | 0.010603 | 790 | 500 | 790 | 0 | 1.017 | LIGCO | 1 | 0.028135 | 0 | 790 | 8.3764 | 790 |  |  | 0.028135 | 22.2269
3098 | MARTLAKE_2G | 2 | North | YES | 0.010603 | 795 | 461 | 795 | 0 | 1.017 | LIGCO | 1 | 0.028135 | 0 | 795 | 8.4294 | 795 |  |  | 0.028135 | 22.3676
3099 | MARTLAKE_3G | 3 | North | YES | 0.010603 | 804 | 500 | 804 | 0 | 1.017 | LIGCO | 1 | 0.028135 | 0 | 804 | 8.5248 | 804 |  |  | 0.028135 | 22.6208
12322 | ENNSTRAC_1G | 1 | North | YES | 0.0117 | 196 | 130 | 196 | 0 | 1.036 | CC | 1 | 0.029232 | 196 | 196 | 2.2932 | 196 |  |  | 0.029232 | 5.7295
12323 | ENNSTRAC_2G | 2 | North | YES | 0.0117 | 116 | 100 | 116 | 0 | 1.036 | CC | 1 | 0.029232 | 116 | 116 | 1.3572 | 116 |  |  | 0.029232 | 3.391
12411 | FPLEFR1A_G | 1 | North | YES | 0.011928 | 161 | 72 | 161 | 0 | 1 | CC | 1 | 0.02946 | 161 | 161 | 1.9204 | 161 |  |  | 0.02946 | 4.7431
12412 | FPLEFR1B_G | 2 | North | YES | 0.011928 | 164 | 72 | 164 | 0 | 1 | CC | 1 | 0.02946 | 164 | 164 | 1.9562 | 164 |  |  | 0.02946 | 4.8315
12413 | FPLEFR1C_G | 3 | North | YES | 0.011928 | 164 | 72 | 164 | 0 | 1 | CC | 1 | 0.02946 | 164 | 164 | 1.9562 | 164 |  |  | 0.02946 | 4.8315
12414 | FPLEFR1S_G | 4 | North | YES | 0.011928 | 414 | 191 | 414 | 0 | 1 | CC | 1 | 0.02946 | 414 | 414 | 4.9382 | 414 |  |  | 0.02946 | 12.1966
12421 | FPLEFR2A_G | 1 | North | YES | 0.011928 | 162 | 72 | 162 | 0 | 1 | CC | 1 | 0.02946 | 162 | 162 | 1.9323 | 162 |  |  | 0.02946 | 4.7726
12422 | FPLEFR2B_G | 2 | North | YES | 0.011928 | 161 | 72 | 161 | 0 | 1 | CC | 1 | 0.02946 | 161 | 161 | 1.9204 | 161 |  |  | 0.02946 | 4.7431
12423 | FPLEFR2C_G | 3 | North | YES | 0.011928 | 163 | 72 | 163 | 0 | 1 | CC | 1 | 0.02946 | 163 | 163 | 1.9443 | 163 |  |  | 0.02946 | 4.802
12424 | FPLEFR2S_G | 4 | North | YES | 0.011928 | 415 | 191 | 415 | 0 | 1 | CC | 1 | 0.02946 | 415 | 415 | 4.9501 | 415 |  |  | 0.02946 | 12.2261
1941 | MDLTHELP_1G | 1 | North | YES | 0.011987 | 216.4 | 74 | 216.4 | 0 | 1 | CC | 1 | 0.029519 | 216.4 | 216.4 | 2.594 | 216.4 |  |  | 0.029519 | 6.388
1942 | MDLTHELP_2G | 2 | North | YES | 0.011987 | 216.1 | 74 | 216.1 | 0 | 1 | CC | 1 | 0.029519 | 216.1 | 216.1 | 2.5904 | 216.1 |  |  | 0.029519 | 6.3791
12440 | PARKD_1SVC8 | 1 | North | YES | 0.012107 | 0 | 0 | 0 | 0 | 1.007 | GST | 1 | 0.029639 | 0 | 0 | 0 | 0 |  |  | 0.029639 | 0
12449 | PARKD_2SVC8 | 1 | North | YES | 0.012107 | 0 | 0 | 0 | 0 | 1.007 | GST | 1 | 0.029639 | 0 | 0 | 0 | 0 |  |  | 0.029639 | 0
2451 | LKHB1_G | 1 | North | YES | 0.012124 | 0 | 80 | 391 |  | 1.022 | GST | 1 | 0.029656 | 391 | 391 | 4.7405 | 391 |  |  | 0.029656 | 11.5956
2452 | LKHB2_G | 2 | North | YES | 0.012124 | 516 | 80 | 516 | 0 | 1.022 | GST | 1 | 0.029656 | 516 | 516 | 6.256 | 516 |  |  | 0.029656 | 15.3027
948 | STEAM1 | 1 | North | YES | 0.01233 | 0 | 12 | 20 |  | 1.02 | GST | 1 | 0.029862 | 20 | 20 | 0.2466 | 20 |  |  | 0.029862 | 0.59725
949 | STEAM2 | 1 | North | YES | 0.01233 | 26 | 8 | 26 | 0 | 0.99 | GST | 1 | 0.029862 | 26 | 26 | 0.32058 | 26 |  |  | 0.029862 | 0.77642
950 | STEAM3 | 1 | North | YES | 0.01233 | 41 | 13 | 42 | 0 | 1.02 | GST | 1 | 0.029862 | 42 | 42 | 0.51786 | 42 |  |  | 0.029862 | 1.2542
837 | NEWMAN_G5 | 1 | North | YES | 0.012367 | 0 | 15 | 40 |  | 1.01 | GST | 1 | 0.029899 | 40 | 40 | 0.49468 | 40 |  |  | 0.029899 | 1.196
842 | OLINGER_G1 | 1 | North | YES | 0.012404 | 55.4 | 20 | 79 | 0 | 1.03 | GST | 1 | 0.029936 | 79 | 79 | 0.97992 | 79 |  |  | 0.029936 | 2.365
843 | OLINGER_G2 | 1 | North | YES | 0.012404 | 76.2 | 25 | 110 | 0 | 1.03 | GST | 1 | 0.029936 | 110 | 110 | 1.3644 | 110 |  |  | 0.029936 | 3.293
844 | OLINGER_G3 | 1 | North | YES | 0.012404 | 103.9 | 45 | 150 | 0 | 1.03 | GST | 1 | 0.029936 | 150 | 150 | 1.8606 | 150 |  |  | 0.029936 | 4.4905
845 | OLINGER_G4 | 1 | North | YES | 0.012404 | 51.9 | 0 | 76 | 0 | 1.03 | GGT | 1 | 0.029936 | 76 | 76 | 0.9427 | 76 |  |  | 0.029936 | 2.2752
2413 | MTCK6_G | 6 | North | YES | 0.012408 | 0 | 30 | 118 |  | 1.022 | GST | 1 | 0.02994 | 118 | 118 | 1.4641 | 118 |  |  | 0.02994 | 3.533
2414 | MTCK7_G | 7 | North | YES | 0.012408 | 0 | 30 | 115 |  | 1.022 | GST | 1 | 0.02994 | 115 | 115 | 1.4269 | 115 |  |  | 0.02994 | 3.4431
2417 | MTCK8_G | 8 | North | YES | 0.012408 | 444.8 | 60 | 556 | 0 | 1.022 | GSC | 1 | 0.02994 | 556 | 556 | 6.8988 | 556 |  |  | 0.02994 | 16.6468
1701 | MOSES_1G | 1 | North | YES | 0.01259 | 558 | 175 | 558 | 0 | 1.023 | LIGCO | 1 | 0.030122 | 0 | 558 | 7.0252 | 558 |  |  | 0.030122 | 16.8083
1702 | MOSES_2G | 2 | North | YES | 0.01259 | 579 | 175 | 579 | 0 | 1.023 | LIGCO | 1 | 0.030122 | 0 | 579 | 7.2896 | 579 |  |  | 0.030122 | 17.4409
1703 | MOSES_3G | 3 | North | YES | 0.01259 | 808 | 463 | 808 | 0 | 1.023 | LIGCO | 1 | 0.030122 | 0 | 808 | 10.1727 | 808 |  |  | 0.030122 | 24.3389
5925 | DCEAST | EQ | North | YES | 0.01259 | 400.3 | -600 | 600 | 0 | 1.025 | DCTie | 1 | 0.030122 | 0 | 0 | 0 | 0 |  |  | 0.030122 | 0
1675 | PEC_1G | 1 | North | YES | 0.012668 | 76.7 | 35 | 76.7 | 0 | 1.022 | Cogen | 1 | 0.0302 | 0 | 0 | 0 | 0 |  |  | 0.0302 | 0
1676 | PEC_2G | 2 | North | YES | 0.012668 | 79.6 | 35 | 79.6 | 0 | 1.022 | Cogen | 1 | 0.0302 | 0 | 0 | 0 | 0 |  |  | 0.0302 | 0
1677 | PEC_3G | 3 | North | YES | 0.012668 | 88.4 | 35 | 88.4 | 0 | 1.022 | Cogen | 1 | 0.0302 | 0 | 0 | 0 | 0 |  |  | 0.0302 | 0
1678 | LAMARPWR_1G | 1 | North | YES | 0.0127 | 160 | 67.7 | 160 | 0 | 1.038 | CC | 1 | 0.030232 | 160 | 160 | 2.032 | 160 |  |  | 0.030232 | 4.8372
1679 | LAMARPWR_2G | 2 | North | YES | 0.0127 | 156 | 67.7 | 156 | 0 | 1.038 | CC | 1 | 0.030232 | 156 | 156 | 1.9812 | 156 |  |  | 0.030232 | 4.7162
1680 | LAMARPWR_3G | 3 | North | YES | 0.0127 | 196 | 129.1 | 196 | 0 | 1.038 | CC | 1 | 0.030232 | 196 | 196 | 2.4892 | 196 |  |  | 0.030232 | 5.9255
1681 | LAMARPWR_4G | 4 | North | YES | 0.0127 | 156 | 67.7 | 156 | 0 | 1.038 | CC | 1 | 0.030232 | 156 | 156 | 1.9812 | 156 |  |  | 0.030232 | 4.7162
1682 | LAMARPWR_5G | 5 | North | YES | 0.0127 | 157 | 67.7 | 157 | 0 | 1.038 | CC | 1 | 0.030232 | 157 | 157 | 1.9939 | 157 |  |  | 0.030232 | 4.7465
1683 | LAMARPWR_6G | 6 | North | YES | 0.0127 | 198 | 129.1 | 198 | 0 | 1.038 | CC | 1 | 0.030232 | 198 | 198 | 2.5146 | 198 |  |  | 0.030232 | 5.986
1689 | VALLEY_3G | 3 | North | YES | 0.012758 | 0 | 25 | 375 |  | 1.003 | GST | 1 | 0.03029 | 375 | 375 | 4.7843 | 375 |  |  | 0.03029 | 11.3589
11691 | KMICHICT1_G | 1 | North | YES | 0.012758 | 144 | 80 | 144 | 0 | 1.026 | CC | 1 | 0.03029 | 144 | 144 | 1.8372 | 144 |  |  | 0.03029 | 4.3618
11692 | KMICHICT2_G | 2 | North | YES | 0.012758 | 146 | 80 | 146 | 0 | 1.026 | CC | 1 | 0.03029 | 146 | 146 | 1.8627 | 146 |  |  | 0.03029 | 4.4224
11693 | KMICHIST3_G | 3 | North | YES | 0.012758 | 312 | 60 | 312 | 0 | 1.026 | CC | 1 | 0.03029 | 312 | 312 | 3.9805 | 312 |  |  | 0.03029 | 9.4506
11694 | KMICHICT4_G | 4 | North | YES | 0.012758 | 144 | 80 | 144 | 0 | 1.026 | CC | 1 | 0.03029 | 144 | 144 | 1.8372 | 144 |  |  | 0.03029 | 4.3618
11695 | KMICHICT5_G | 5 | North | YES | 0.012758 | 148 | 80 | 148 | 0 | 1.026 | CC | 1 | 0.03029 | 148 | 148 | 1.8882 | 148 |  |  | 0.03029 | 4.483
11696 | KMICHIST6_G | 6 | North | YES | 0.012758 | 310 | 60 | 310 | 0 | 1.026 | CC | 1 | 0.03029 | 310 | 310 | 3.955 | 310 |  |  | 0.03029 | 9.39
1687 | VALLEY_1G | 1 | North | YES | 0.01293 | 136 | 15 | 170 | 0 | 1.029 | GST | 1 | 0.030462 | 170 | 170 | 2.1981 | 170 |  |  | 0.030462 | 5.1786
1688 | VALLEY_2G | 2 | North | YES | 0.01293 | 527 | 90 | 527 | 0 | 1.029 | GSC | 1 | 0.030462 | 527 | 527 | 6.8141 | 527 |  |  | 0.030462 | 16.0537
6948 | DENISNDM | 1 | North | YES | 0.013059 | 40 | 5 | 40 |  | 1.015 | Hydro | 1 | 0.030591 | 0 | 0 | 0 | 0 |  |  | 0.030591 | 0
6948 | DENISNDM | 2 | North | YES | 0.013059 | 31 | 5 | 40 |  | 1.015 | Hydro | 1 | 0.030591 | 0 | 0 | 0 | 0 |  |  | 0.030591 | 0
2381 | NTHLK1_G | 1 | North | YES | 0.01316 | 0 | 35 | 156 |  | 1.022 | GST | 1 | 0.030692 | 156 | 156 | 2.053 | 156 |  |  | 0.030692 | 4.788
2382 | NTHLK2_G | 2 | North | YES | 0.01316 | 0 | 35 | 181 |  | 1.022 | GST | 1 | 0.030692 | 181 | 181 | 2.382 | 181 |  |  | 0.030692 | 5.5553
2383 | NTHLK3_G | 3 | North | YES | 0.01316 | 0 | 50 | 329 |  | 1.022 | GST | 1 | 0.030692 | 329 | 329 | 4.3296 | 329 |  |  | 0.030692 | 10.0978
1937 | MDLTHELP_5G | 5 | North | YES | 0.013206 | 224 | 74 | 224 | 0 | 1 | CC | 1 | 0.030738 | 224 | 224 | 2.9581 | 224 |  |  | 0.030738 | 6.8854
1938 | MDLTHELP_6G | 6 | North | YES | 0.013206 | 226 | 74 | 226 | 0 | 1 | CC | 1 | 0.030738 | 226 | 226 | 2.9846 | 226 |  |  | 0.030738 | 6.9469
1943 | MDLTHELP_3G | 3 | North | YES | 0.013206 | 212 | 74 | 212 | 0 | 1 | CC | 1 | 0.030738 | 212 | 212 | 2.7997 | 212 |  |  | 0.030738 | 6.5165
1944 | MDLTHELP_4G | 4 | North | YES | 0.013206 | 211 | 74 | 211 | 0 | 1 | CC | 1 | 0.030738 | 211 | 211 | 2.7865 | 211 |  |  | 0.030738 | 6.4858
2371 | COLLIN_1G | MB | North | YES | 0.013322 | 0 | 40 | 138 |  | 1.022 | GST | 1 | 0.030854 | 0 | 0 | 0 | 0 |  |  | 0.030854 | 0
1948 | HANDLEY_4G | 4 | North | YES | 0.014449 | 348 | 150 | 435 | 0 | 1.022 | GST | 1 | 0.031981 | 435 | 435 | 6.2853 | 435 |  |  | 0.031981 | 13.9119
1947 | HANDLEY_3G | 3 | North | YES | 0.014601 | 316 | 100 | 395 | 0 | 1.022 | GST | 1 | 0.032133 | 395 | 395 | 5.7674 | 395 |  |  | 0.032133 | 12.6927
1949 | HANDLEY_5G | 5 | North | YES | 0.014601 | 348 | 150 | 435 | 0 | 1.022 | GST | 1 | 0.032133 | 435 | 435 | 6.3514 | 435 |  |  | 0.032133 | 13.978
923 | SPENCER_G4 | 1 | North | YES | 0.015172 | 48 | 20 | 61 | 0 | 1.03 | GST | 1 | 0.032704 | 61 | 61 | 0.92549 | 61 |  |  | 0.032704 | 1.995
924 | SPENCER_G5 | 1 | North | YES | 0.015172 | 52 | 20 | 66 | 0 | 1.03 | GST | 1 | 0.032704 | 66 | 66 | 1.0014 | 66 |  |  | 0.032704 | 2.1585
1861 | EAGLEMNT_1G | MB | North | YES | 0.01605 | 0 | 30 | 112 |  | 1.022 | GST | 1 | 0.033582 | 0 | 0 | 0 | 0 |  |  | 0.033582 | 0
1862 | EAGLEMNT_2G | MB | North | YES | 0.01605 | 0 | 40 | 100 |  | 1.022 | GST | 1 | 0.033582 | 0 | 0 | 0 | 0 |  |  | 0.033582 | 0
1863 | EAGLEMNT_3G | MB | North | YES | 0.01605 | 0 | 50 | 378 |  | 1.022 | GST | 1 | 0.033582 | 0 | 0 | 0 | 0 |  |  | 0.033582 | 0
366 | JNSNCNTY802 | 1 | North | YES | 0.016119 | 168 | 20 | 168 | 0 | 1.02 | Cogen | 1 | 0.033651 | 0 | 0 | 0 | 0 |  |  | 0.033651 | 0
367 | JNSNCNTY802 | 2 | North | YES | 0.016119 | 90 | 20 | 90 | 0 | 1.02 | Cogen | 1 | 0.033651 | 0 | 0 | 0 | 0 |  |  | 0.033651 | 0
728 | WOLFRIDGE801 | 1 | North | YES | 0.016385 | 11.2 | 0 | 112.5 | 0 | 0.99 | Wind | 1 | 0.033917 | 0 | 112.5 | 1.8433 | 112.5 |  |  | 0.033917 | 3.8157
580 | JCKCNTY801 | 1 | North | YES | 0.018005 | 288 | 0 | 288 | 0 | 1.022 | CC | 1 | 0.035537 | 288 | 288 | 5.1854 | 288 |  |  | 0.035537 | 10.2348
581 | JCKCNTY802 | 2 | North | YES | 0.018005 | 147 | 0 | 147 | 0 | 1.022 | CC | 1 | 0.035537 | 147 | 147 | 2.6467 | 147 |  |  | 0.035537 | 5.224
582 | JCKCNTY803 | 3 | North | YES | 0.018005 | 147 | 0 | 147 | 0 | 1.022 | CC | 1 | 0.035537 | 147 | 147 | 2.6467 | 147 |  |  | 0.035537 | 5.224
1889 | DECRDOVA_1G | 1 | North | YES | 0.018024 | 779 | 255 | 779 | 0 | 1.02 | GSC | 1 | 0.035556 | 779 | 779 | 14.0407 | 779 |  |  | 0.035556 | 27.6984
1453 | WCPWRCO_1G | 1 | North | YES | 0.018474 | 204 | 50 | 204 | 0 | 1.02 | CC | 1 | 0.036006 | 204 | 204 | 3.7687 | 204 |  |  | 0.036006 | 7.3453
1454 | WCPWRCO_2G | 2 | North | YES | 0.018474 | 204 | 50 | 204 | 0 | 1.02 | CC | 1 | 0.036006 | 204 | 204 | 3.7687 | 204 |  |  | 0.036006 | 7.3453
1455 | WCPWRCO_3G | 3 | North | YES | 0.018474 | 242 | 50 | 242 |  | 1.02 | CC | 1 | 0.036006 | 242 | 242 | 4.4707 | 242 |  |  | 0.036006 | 8.7135
1892 | DECRDOVA_2G | A | North | YES | 0.018631 | 65 | 65 | 70 | 0 | 1.025 | GGT | 1 | 0.036163 | 70 | 70 | 1.3042 | 70 |  |  | 0.036163 | 2.5314
1893 | DECRDOVA_3G | B | North | YES | 0.018631 | 65 | 65 | 69 | 0 | 1.025 | GGT | 1 | 0.036163 | 69 | 69 | 1.2855 | 69 |  |  | 0.036163 | 2.4953
1894 | DECRDOVA_4G | C | North | YES | 0.018631 | 65 | 65 | 69 | 0 | 1.025 | GGT | 1 | 0.036163 | 69 | 69 | 1.2855 | 69 |  |  | 0.036163 | 2.4953
1895 | DECRDOVA_5G | D | North | YES | 0.018631 | 65 | 65 | 68 | 0 | 1.025 | GGT | 1 | 0.036163 | 68 | 68 | 1.2669 | 68 |  |  | 0.036163 | 2.4591
1877 | WLFHOLW_1G | 1 | North | YES | 0.019045 | 217.3 | 89.2 | 217.3 | 0 | 1.032 | CC | 1 | 0.036577 | 217.3 | 217.3 | 4.1385 | 217.3 |  |  | 0.036577 | 7.9483
1878 | WLFHOLW_2G | 2 | North | YES | 0.019045 | 215.7 | 105 | 215.7 | 0 | 1.032 | CC | 1 | 0.036577 | 215.7 | 215.7 | 4.108 | 215.7 |  |  | 0.036577 | 7.8897
1879 | WLFHOLW_3G | 3 | North | YES | 0.019045 | 272.4 | 89.2 | 272.4 | 0 | 1.032 | CC | 1 | 0.036577 | 272.4 | 272.4 | 5.1879 | 272.4 |  |  | 0.036577 | 9.9637
1898 | COMCHEPK_1G | 1 | North | YES | 0.019789 | 1217 | 1150 | 1217 | 0 | 1.032 | Nuc | 1 | 0.037321 | 0 | 0 | 0 | 0 |  |  | 0.037321 | 0
1899 | COMCHEPK_2G | 2 | North | YES | 0.019789 | 1159 | 1128 | 1159 | 0 | 1.032 | Nuc | 1 | 0.037321 | 0 | 0 | 0 | 0 |  |  | 0.037321 | 0
503 | NTHTEXAS01 | 1 | North | YES | 0.01983 | 0 | 5 | 18 |  | 1.015 | GST | 1 | 0.037362 | 18 | 18 | 0.35694 | 18 |  |  | 0.037362 | 0.67252
504 | NTHTEXAS02 | 2 | North | YES | 0.01983 | 14.4 | 5 | 18 |  | 1.015 | GST | 1 | 0.037362 | 18 | 18 | 0.35694 | 18 |  |  | 0.037362 | 0.67252
505 | NTHTEXAS03 | 3 | North | YES | 0.01983 | 30.4 | 15 | 38 |  | 1.015 | GST | 1 | 0.037362 | 38 | 38 | 0.75354 | 38 |  |  | 0.037362 | 1.4198
1432 | GRHAMSES_2G | 2 | North | YES | 0.020679 | 294.9 | 90 | 366 | 0 | 1.014 | GST | 1 | 0.038211 | 366 | 366 | 7.5685 | 366 |  |  | 0.038211 | 13.9854
1479 | WFCOGEN_1G | 1 | North | YES | 0.020849 | 16 | 12 | 20 | 0 | 1 | Cogen | 1 | 0.038381 | 0 | 0 | 0 | 0 |  |  | 0.038381 | 0
1479 | WFCOGEN_1G | 2 | North | YES | 0.020849 | 16 | 12 | 20 | 0 | 1 | Cogen | 1 | 0.038381 | 0 | 0 | 0 | 0 |  |  | 0.038381 | 0
1482 | WFCOGEN_2G | 2 | North | YES | 0.020849 | 13.6 | 12 | 17 | 0 | 1 | Cogen | 1 | 0.038381 | 0 | 0 | 0 | 0 |  |  | 0.038381 | 0
1482 | WFCOGEN_2G | 1 | North | YES | 0.020849 | 16 | 12 | 20 | 0 | 1 | Cogen | 1 | 0.038381 | 0 | 0 | 0 | 0 |  |  | 0.038381 | 0
344 | MRSSHPRD | 1 | North | YES | 0.021175 | 0 | 0 | 12 |  | 1.03 | Hydro | 1 | 0.038707 | 0 | 0 | 0 | 0 |  |  | 0.038707 | 0
345 | MRSSHPRD01 | 2 | North | YES | 0.021175 | 0 | 0 | 12 |  | 1.03 | Hydro | 1 | 0.038707 | 0 | 0 | 0 | 0 |  |  | 0.038707 | 0
1600 | BARTNWND_1G | 1 | North | YES | 0.021426 | 12 | 0 | 120 | 0 | 1.022 | Wind | 1 | 0.038958 | 0 | 120 | 2.5711 | 120 |  |  | 0.038958 | 4.675
1433 | GRHAMSES_1G | 1 | North | YES | 0.02221 | 242 | 60 | 242 | 0 | 1.038 | GST | 1 | 0.039742 | 242 | 242 | 5.3748 | 242 |  |  | 0.039742 | 9.6177
6100 | OKLA7A | EQ | West | YES | 0.022584 | 50 | -220 | 220 | 0 | 1.035 | DCTie | 1 | 0.040116 | 0 | 0 |  |  |  |  | 0.040116 | 0
6752 | OKLA0A | 1 | West | YES | 0.022584 | 649.7 | 175 | 649.7 | 0 | 1.035 | LIGCO | 1 | 0.040116 | 0 | 649.7 |  |  |  |  | 0.040116 | 26.0636
1442 | COKFIELD_5 | 1 | North | YES | 0.022906 | 16.5 | 0 | 165 |  | 1.029 | Wind | 1 | 0.040438 | 0 | 165 | 3.7795 | 165 |  |  | 0.040438 | 6.6723
60202 | FRNDDRCS | F | West | YES | 0.023153 | 0 | 0 | 0 | 0 | 0.9985 | AVR | 1 | 0.040685 | 0 | 0 |  |  |  |  | 0.040685 | 0
332 | RWMILLER01 | 1 | North | YES | 0.023267 | 58.4 | 18.5 | 73 | 0 | 1.04 | GST | 1 | 0.040799 | 73 | 73 | 1.6985 | 73 |  |  | 0.040799 | 2.9784
333 | RWMILLER02 | 2 | North | YES | 0.023267 | 95.2 | 37 | 119 | 0 | 1.04 | GST | 1 | 0.040799 | 119 | 119 | 2.7688 | 119 |  |  | 0.040799 | 4.8551
334 | RWMILLER03 | 3 | North | YES | 0.023267 | 166.4 | 65 | 208 | 0 | 1.04 | GST | 1 | 0.040799 | 208 | 208 | 4.8395 | 208 |  |  | 0.040799 | 8.4863
335 | RWMILLER04 | 4 | North | YES | 0.023267 | 81.6 | 0 | 102 | 0 | 1.04 | GST | 1 | 0.040799 | 102 | 102 | 2.3732 | 102 |  |  | 0.040799 | 4.1615
336 | RWMILLER05 | 5 | North | YES | 0.023267 | 80.8 | 0 | 101 | 0 | 1.04 | GST | 1 | 0.040799 | 101 | 101 | 2.35 | 101 |  |  | 0.040799 | 4.1207
1438 | MESQUITW_2G | 1 | North | YES | 0.023609 | 23.6 | 0 | 236 |  | 1.017 | Wind | 1 | 0.041141 | 0 | 236 | 5.5717 | 236 |  |  | 0.041141 | 9.7094
1437 | MESQUITW_1G | 1 | North | YES | 0.023614 | 40 | 0 | 400 | 0 | 1.023 | Wind | 1 | 0.041146 | 0 | 400 | 9.4456 | 400 |  |  | 0.041146 | 16.4585
60018 | DSKY1 | 1 | West | YES | 0.024619 | 21 | 0 | 84 | 0 | 1.023 | Wind | 1 | 0.042151 | 0 | 84 |  |  |  |  | 0.042151 | 3.5407
60017 | ORNNWP1 | 1 | West | YES | 0.024709 | 20 | 0 | 80 |  | 1.027 | Wind | 1 | 0.042241 | 0 | 80 |  |  |  |  | 0.042241 | 3.3793
60000 | DSKY2 | 1 | West | YES | 0.024736 | 19.1 | 0 | 76.5 |  | 1.039 | Wind | 1 | 0.042268 | 0 | 76.5 |  |  |  |  | 0.042268 | 3.2335
1416 | SWETWATR_1G | 1 | West | YES | 0.024898 | 30 | 18 | 30 | 0 | 1.026 | CC | 1 | 0.04243 | 30 | 30 |  |  |  |  | 0.04243 | 1.2729
1417 | SWETWATR_2G | 2 | West | YES | 0.024898 | 72 | 36 | 72 | 0 | 1.026 | CC | 1 | 0.04243 | 72 | 72 |  |  |  |  | 0.04243 | 3.055
1418 | SWETWATR_3G | 3 | West | YES | 0.024898 | 68 | 36 | 68 | 0 | 1.026 | CC | 1 | 0.04243 | 68 | 68 |  |  |  |  | 0.04243 | 2.8853
1419 | SWETWATR_4G | 4 | West | YES | 0.024898 | 61 | 36 | 61 | 0 | 1.026 | CC | 1 | 0.04243 | 61 | 61 |  |  |  |  | 0.04243 | 2.5883
38437 | TNSRBNMESA9 | 1 | West | YES | 0.024976 | 37.5 | 0 | 150 | 0 | 1.02 | Wind | 1 | 0.042508 | 0 | 150 |  |  |  |  | 0.042508 | 6.3763
38332 | TNWDWRDU2_8 | 1 | West | YES | 0.024982 | 20 | 0 | 80 | 0 | 1.0232 | Wind | 1 | 0.042514 | 0 | 80 |  |  |  |  | 0.042514 | 3.4011
60016 | WOODWRD11A | 1 | West | YES | 0.024983 | 20 | 0 | 80 |  | 1.033 | Wind | 1 | 0.042515 | 0 | 80 |  |  |  |  | 0.042515 | 3.4012
6016 | SWMESA | 1 | West | YES | 0.024997 | 18.8 | 0 | 75 |  | 1.03 | Wind | 1 | 0.042529 | 0 | 75 |  |  |  |  | 0.042529 | 3.1897
60003 | KING_NE1A | 1 | West | YES | 0.024997 | 20 | 0 | 80 |  | 1.03 | Wind | 1 | 0.042529 | 0 | 80 |  |  |  |  | 0.042529 | 3.4023
60005 | KING_SE1A | 1 | West | YES | 0.024997 | 10 | 0 | 40 |  | 1.035 | Wind | 1 | 0.042529 | 0 | 40 |  |  |  |  | 0.042529 | 1.7012
60201 | RIO DRCS | F | West | YES | 0.025001 | 0 | 0 | 0 | 0 | 1.025 | AVR | 1 | 0.042533 | 0 | 0 |  |  |  |  | 0.042533 | 0
60007 | KING_SW1A | 1 | West | YES | 0.025054 | 20 | 0 | 80 |  | 1.03 | Wind | 1 | 0.042586 | 0 | 80 |  |  |  |  | 0.042586 | 3.4069
60019 | KING_NW1A | 1 | West | YES | 0.025054 | 20 | 0 | 80 |  | 1.03 | Wind | 1 | 0.042586 | 0 | 80 |  |  |  |  | 0.042586 | 3.4069
11056 | ROSCOE_1G | 1 | West | YES | 0.025069 | 41.8 | 0 | 209 |  | 1 | Wind | 1 | 0.042601 | 0 | 209 |  |  |  |  | 0.042601 | 8.9037
11057 | CHAMPION_1G | 1 | West | YES | 0.025069 | 25.3 | 0 | 126.5 |  | 1 | Wind | 1 | 0.042601 | 0 | 126.5 |  |  |  |  | 0.042601 | 5.3891
11058 | PYRON_1G | 1 | West | YES | 0.025069 | 49.8 | 0 | 249 |  | 1 | Wind | 1 | 0.042601 | 0 | 249 |  |  |  |  | 0.042601 | 10.6077
11059 | INADALE_1G | 1 | West | YES | 0.025069 | 39.4 | 0 | 197 |  | 1 | Wind | 1 | 0.042601 | 0 | 197 |  |  |  |  | 0.042601 | 8.3925
71051 | L_BITTCR1_1N | W1 | West | YES | 0.025507 | 7.5 | 0 | 37.5 |  | 1.02 | Wind | 1 | 0.043039 | 0 | 37.5 |  |  |  |  | 0.043039 | 1.614
71054 | L_SWEETW1_1N | W1 | West | YES | 0.025507 | 21.5 | 0 | 107.5 |  | 1.02 | Wind | 1 | 0.043039 | 0 | 107.5 |  |  |  |  | 0.043039 | 4.6267
71057 | L_SWEETW1_2N | W1 | West | YES | 0.025507 | 27 | 0 | 135 |  | 1.02 | Wind | 1 | 0.043039 | 0 | 135 |  |  |  |  | 0.043039 | 5.8103
71059 | L_SWEETW1_3N | W1 | West | YES | 0.025507 | 23.8 | 0 | 119 | 0 | 1.02 | Wind | 1 | 0.043039 | 0 | 119 |  |  |  |  | 0.043039 | 5.1217
71060 | L_SWEETW1_4N | W1 | West | YES | 0.025507 | 21 | 0 | 105 | 0 | 1.02 | Wind | 1 | 0.043039 | 0 | 105 |  |  |  |  | 0.043039 | 4.5191
71061 | L_SWEETW1_5N | W1 | West | YES | 0.025507 | 16.1 | 0 | 80.5 | 0 | 1.02 | Wind | 1 | 0.043039 | 0 | 80.5 |  |  |  |  | 0.043039 | 3.4647
1002 | PBCTAGE_1G | A | West | YES | 0.025627 | 64 | 64 | 66 | 0 | 1.036 | GGT | 1 | 0.043159 | 66 | 66 |  |  |  |  | 0.043159 | 2.8485
1003 | PBCTBGE_2G | B | West | YES | 0.025627 | 65 | 65 | 66 | 0 | 1.036 | GGT | 1 | 0.043159 | 66 | 66 |  |  |  |  | 0.043159 | 2.8485
1004 | PBCTCGE_3G | C | West | YES | 0.025627 | 62 | 62 | 67 | 0 | 1.036 | GGT | 1 | 0.043159 | 67 | 67 |  |  |  |  | 0.043159 | 2.8917
1005 | PBCTDGE_4G | D | West | YES | 0.025627 | 65 | 65 | 68 | 0 | 1.036 | GGT | 1 | 0.043159 | 68 | 68 |  |  |  |  | 0.043159 | 2.9348
1006 | PBCTEGE_5G | E | West | YES | 0.025627 | 65 | 65 | 67 | 0 | 1.036 | GGT | 1 | 0.043159 | 67 | 67 |  |  |  |  | 0.043159 | 2.8917
1007 | PB5GEN_6G | 5 | West | YES | 0.025627 | 91.2 | 40 | 114 | 0 | 1.036 | GST | 1 | 0.043159 | 114 | 114 |  |  |  |  | 0.043159 | 4.9202
1008 | PB6GEN_7G | 6 | West | YES | 0.025627 | 515 | 130 | 515 | 0 | 1.036 | GST | 1 | 0.043159 | 515 | 515 |  |  |  |  | 0.043159 | 22.2271
7038 | L_DELAWA1_1Y | 1 | West | YES | 0.025638 | 3.5 | 0 | 35 | 0 | 1 | Wind | 1 | 0.04317 | 0 | 35 |  |  |  |  | 0.04317 | 1.511
7038 | L_DELAWA1_1Y | 2 | West | YES | 0.025638 | 3 | 0 | 30 | 0 | 1 | Wind | 1 | 0.04317 | 0 | 30 |  |  |  |  | 0.04317 | 1.2951
11147 | NOTREES_1G | 1 | West | YES | 0.025662 | 29.8 | 0 | 149 | 0 | 1.017 | Wind | 1 | 0.043194 | 0 | 149 |  |  |  |  | 0.043194 | 6.436
11001 | NAV1CT | 1 | West | YES | 0.02568 | 70.4 | 18 | 70.4 | 0 | 1.029 | CC | 1 | 0.043212 | 70.4 | 70.4 |  |  |  |  | 0.043212 | 3.0422
11009 | NAV2CT | 1 | West | YES | 0.02568 | 71.4 | 18 | 71.4 | 0 | 1.029 | CC | 1 | 0.043212 | 71.4 | 71.4 |  |  |  |  | 0.043212 | 3.0854
11011 | NAV3ST | 1 | West | YES | 0.02568 | 92.8 | 40 | 92.8 | 0 | 1.029 | CC | 1 | 0.043212 | 92.8 | 92.8 |  |  |  |  | 0.043212 | 4.0101
11012 | NAV4CT | 1 | West | YES | 0.02568 | 80 | 18 | 80 | 0 | 1.029 | CC | 1 | 0.043212 | 80 | 80 |  |  |  |  | 0.043212 | 3.457
11013 | NAV5CT | 1 | West | YES | 0.02568 | 80 | 18 | 80 | 0 | 1.029 | CC | 1 | 0.043212 | 80 | 80 |  |  |  |  | 0.043212 | 3.457
11014 | NAV6ST | 1 | West | YES | 0.02568 | 115 | 40 | 115 | 0 | 1.029 | CC | 1 | 0.043212 | 115 | 115 |  |  |  |  | 0.043212 | 4.9694
11020 | TIEHVSG_1G | 1 | West | YES | 0.02568 | 208.2 | 63 | 208.2 | 0 | 1.012 | CC | 1 | 0.043212 | 208.2 | 208.2 |  |  |  |  | 0.043212 | 8.9968
11021 | TIEHVCG_1G | 1 | West | YES | 0.02568 | 142.1 | 103 | 142.1 | 0 | 1.012 | CC | 1 | 0.043212 | 142.1 | 142.1 |  |  |  |  | 0.043212 | 6.1405
11022 | TIEHVCG_2G | 1 | West | YES | 0.02568 | 132.4 | 103 | 132.4 | 0 | 1.012 | CC | 1 | 0.043212 | 132.4 | 132.4 |  |  |  |  | 0.043212 | 5.7213
11023 | TIEHVCG_3G | 1 | West | YES | 0.02568 | 137.4 | 103 | 137.4 | 0 | 1.012 | CC | 1 | 0.043212 | 137.4 | 137.4 |  |  |  |  | 0.043212 | 5.9374
11024 | TIEHVCG_4G | 1 | West | YES | 0.02568 | 147 | 103 | 147 | 0 | 1.012 | CC | 1 | 0.043212 | 147 | 147 |  |  |  |  | 0.043212 | 6.3522
11025 | TIEHVSG_2G | 1 | West | YES | 0.02568 | 213.2 | 63 | 213.2 | 0 | 1.012 | CC | 1 | 0.043212 | 213.2 | 213.2 |  |  |  |  | 0.043212 | 9.2129
1045 | CALENG1G_1G | 1 | West | YES | 0.025716 | 73.4 | 27 | 73.4 | 0 | 1.014 | Cogen | 1 | 0.043248 | 0 | 0 |  |  |  |  | 0.043248 | 0
1046 | CALENG2G_2G | 2 | West | YES | 0.025716 | 73.4 | 27 | 73.4 | 0 | 1.014 | Cogen | 1 | 0.043248 | 0 | 0 |  |  |  |  | 0.043248 | 0
1047 | CALENG3G_3G | 3 | West | YES | 0.025716 | 70.4 | 27 | 70.4 | 0 | 1.014 | Cogen | 1 | 0.043248 | 0 | 0 |  |  |  |  | 0.043248 | 0
1058 | LONGSHORE_5 | 1 | West | YES | 0.025716 | 30 | 0 | 150 |  | 1.01 | Wind | 1 | 0.043248 | 0 | 150 |  |  |  |  | 0.043248 | 6.4873
1058 | LONGSHORE_5 | 2 | West | YES | 0.025716 | 44 | 0 | 220 |  | 1.01 | Wind | 1 | 0.043248 | 0 | 220 |  |  |  |  | 0.043248 | 9.5146
11065 | ELBOWCK_1G | 1 | West | YES | 0.025716 | 23.4 | 0 | 121.9 | 0 | 1 | Wind | 1 | 0.043248 | 0 | 121.9 |  |  |  |  | 0.043248 | 5.272
60081 | WHRLWIND1A | 1 | West | YES | 0.025828 | 12 | 0 | 60 | 0 | 1.03 | Wind | 1 | 0.04336 | 0 | 60 |  |  |  |  | 0.04336 | 2.6016
1326 | STANTONW_8 | 1 | West | YES | 0.02588 | 20.1 | 0 | 100.5 |  | 1.01 | Wind | 1 | 0.043412 | 0 | 100.5 |  |  |  |  | 0.043412 | 4.3629
1328 | OCOTILLO_1G | 1 | West | YES | 0.025948 | 11.6 | 0 | 58 |  | 1.01 | Wind | 1 | 0.04348 | 0 | 58 |  |  |  |  | 0.04348 | 2.5219
1037 | MORGAN5G_5G | 5 | West | YES | 0.025949 | 109.6 | 40 | 137 | 0 | 1.029 | GST | 1 | 0.043481 | 137 | 137 |  |  |  |  | 0.043481 | 5.9569
1039 | MRGNAG_1G | A | West | YES | 0.025949 | 69 | 69 | 69 | 0 | 1.029 | GGT | 1 | 0.043481 | 69 | 69 |  |  |  |  | 0.043481 | 3.0002
1040 | MRGNBG_2G | B | West | YES | 0.025949 | 70 | 70 | 71 | 0 | 1.029 | GGT | 1 | 0.043481 | 71 | 71 |  |  |  |  | 0.043481 | 3.0872
1041 | MRGNCG_3G | C | West | YES | 0.025949 | 69 | 69 | 70 | 0 | 1.029 | GGT | 1 | 0.043481 | 70 | 70 |  |  |  |  | 0.043481 | 3.0437
1042 | MRGNDG_4G | D | West | YES | 0.025949 | 68 | 68 | 68 | 0 | 1.029 | GGT | 1 | 0.043481 | 68 | 68 |  |  |  |  | 0.043481 | 2.9567
1043 | MRGNEG_5G | E | West | YES | 0.025949 | 68 | 68 | 70 | 0 | 1.029 | GGT | 1 | 0.043481 | 70 | 70 |  |  |  |  | 0.043481 | 3.0437
1044 | MRGNFG_6G | F | West | YES | 0.025949 | 66 | 66 | 66 | 0 | 1.029 | GGT | 1 | 0.043481 | 66 | 66 |  |  |  |  | 0.043481 | 2.8698
1333 | MCDDONAL_8 | 1 | West | YES | 0.025979 | 42.8 | 0 | 214.2 |  | 1.01 | Wind | 1 | 0.043511 | 0 | 214.2 |  |  |  |  | 0.043511 | 9.3201
11320 | COYOTE_1G | 1 | West | YES | 0.025982 | 22.5 | 0 | 225 |  | 1 | Wind | 1 | 0.043514 | 0 | 225 |  |  |  |  | 0.043514 | 9.7907
11309 | BULLCREK_2G | 1 | West | YES | 0.025991 | 20.9 | 0 | 180 |  | 1 | Wind | 1 | 0.043523 | 0 | 180 |  |  |  |  | 0.043523 | 7.8342
11310 | BULLCREK_1G | 1 | West | YES | 0.025991 | 15.1 | 0 | 180 |  | 1 | Wind | 1 | 0.043523 | 0 | 180 |  |  |  |  | 0.043523 | 7.8342
1068 | SCURRYCW_1G | 1 | West | YES | 0.026041 | 28.2 | 1.3 | 141 | 0 | 1.0217 | Wind | 1 | 0.043573 | 0 | 141 |  |  |  |  | 0.043573 | 6.1438
1073 | SCURRYCW_2G | 2 | West | YES | 0.026041 | 24 | 0 | 120 | 0 | 1.0217 | Wind | 1 | 0.043573 | 0 | 120 |  |  |  |  | 0.043573 | 5.2288
1061 | CIELOGEN_1G | 1 | West | YES | 0.026042 | 19.8 | 0 | 99 |  | 1 | Wind | 1 | 0.043574 | 0 | 99 |  |  |  |  | 0.043574 | 4.3139
1062 | CIELOGEN_2G | 1 | West | YES | 0.026042 | 12.2 | 0 | 61 |  | 1 | Wind | 1 | 0.043574 | 0 | 61 |  |  |  |  | 0.043574 | 2.658
1069 | KINDERMG_1G | 1 | West | YES | 0.026042 | 25 | 5 | 25 | 0 | 1.017 | Cogen | 1 | 0.043574 | 0 | 0 |  |  |  |  | 0.043574 | 0
1070 | KINDERMG_2G | 1 | West | YES | 0.026042 | 45.7 | 12 | 45.7 | 0 | 1.017 | Cogen | 1 | 0.043574 | 0 | 0 |  |  |  |  | 0.043574 | 0
1071 | KINDERMG_3G | 1 | West | YES | 0.026042 | 45.7 | 12 | 45.7 | 0 | 1.017 | Cogen | 1 | 0.043574 | 0 | 0 |  |  |  |  | 0.043574 | 0
6637 | SNYDERW1A | 1 | West | YES | 0.026072 | 12.6 | 0 | 63 | 0 | 1.025 | Wind | 1 | 0.043604 | 0 | 63 |  |  |  |  | 0.043604 | 2.7471
36998 | RDCNYNG1 | 1 | West | YES | 0.026072 | 16.8 | 0 | 84 |  | 1.01 | Wind | 1 | 0.043604 | 0 | 84 |  |  |  |  | 0.043604 | 3.6628
1327 | WILDHRSE_1G | 1 | West | YES | 0.026091 | 0 | 0 | 120 |  | 1 | Wind | 1 | 0.043623 | 0 | 120 |  |  |  |  | 0.043623 | 5.2348
1360 | GUNSIGHT_8 | 1 | West | YES | 0.02611 | 0 | 0 | 120 |  | 1.01 | Wind | 1 | 0.043642 | 0 | 120 |  |  |  |  | 0.043642 | 5.2371
6144 | MCADOO1A | 1 | West | YES | 0.026203 | 15 | 0 | 150 | 0 | 1.025 | Wind | 1 | 0.043735 | 0 | 150 |  |  |  |  | 0.043735 | 6.5603
1320 | BSP 1 | 1 | West | YES | 0.026491 | 25.5 | 2.9 | 25.8 | 0 | 1 | Cogen | 1 | 0.044023 | 0 | 0 |  |  |  |  | 0.044023 | 0
60058 | BUFF_GAP1A | 1 | West | YES | 0.027055 | 24 | 0 | 120 |  | 1 | Wind | 1 | 0.044587 | 0 | 120 |  |  |  |  | 0.044587 | 5.3505
60060 | CIRELLO | 1 | West | YES | 0.027055 | 46.6 | 0 | 233 | 0 | 1 | Wind | 1 | 0.044587 | 0 | 233 |  |  |  |  | 0.044587 | 10.3889
60063 | BUFF_GAP1B | 1 | West | YES | 0.027055 | 34 | 0 | 170.2 | 0 | 1.02 | Wind | 1 | 0.044587 | 0 | 170.2 |  |  |  |  | 0.044587 | 7.5888
60066 | H_HOLLOW1A | 1 | West | YES | 0.027055 | 44.4 | 0 | 222 | 0 | 1.005 | Wind | 1 | 0.044587 | 0 | 222 |  |  |  |  | 0.044587 | 9.8984
60068 | HHOLLOW21A | 1 | West | YES | 0.027055 | 36.8 | 0 | 184 | 0 | 1.025 | Wind | 1 | 0.044587 | 0 | 184 |  |  |  |  | 0.044587 | 8.2041
60070 | HHOLLOW31A | 1 | West | YES | 0.027055 | 44.8 | 0 | 224 | 0 | 1.025 | Wind | 1 | 0.044587 | 0 | 224 |  |  |  |  | 0.044587 | 9.9876
60072 | HHOLLOW41A | 1 | West | YES | 0.027055 | 23 | 0 | 115 | 0 | 1.025 | Wind | 1 | 0.044587 | 0 | 115 |  |  |  |  | 0.044587 | 5.1275
76031 | L_GASCCR1_1N | W1 | West | YES | 0.027306 | 30 | 0 | 150 | 0 | 1.02 | Wind | 1 | 0.044838 | 0 | 150 |  |  |  |  | 0.044838 | 6.7258
1349 | WESTXWIN_1G | 1 | West | YES | 0.027382 | 1.3 | 0 | 6.6 |  | 1.014 | Wind | 1 | 0.044914 | 0 | 6.6 |  |  |  |  | 0.044914 | 0.29643
1350 | NWPWRG1_1G | 1 | West | YES | 0.027382 | 6.9 | 1 | 34.3 |  | 1.014 | Wind | 1 | 0.044914 | 0 | 34.3 |  |  |  |  | 0.044914 | 1.5406
76091 | L_DIVIDE1_1N | W1 | West | YES | 0.027613 | 22.5 | 0 | 112.5 |  | 1.02 | Wind | 1 | 0.045145 | 0 | 112.5 |  |  |  |  | 0.045145 | 5.0789
76095 | L_CAPRSI1_1N | W1 | West | YES | 0.027613 | 29.9 | 0 | 149.5 | 0 | 1.02 | Wind | 1 | 0.045145 | 0 | 149.5 |  |  |  |  | 0.045145 | 6.7492
76096 | L_CAPRSI1_2N | W1 | West | YES | 0.027613 | 37.2 | 0 | 186 | 0 | 1.02 | Wind | 1 | 0.045145 | 0 | 186 |  |  |  |  | 0.045145 | 8.397
76097 | L_CAPRGE1_1N | W1 | West | YES | 0.027613 | 42.9 | 0 | 214.5 | 0 | 1.02 | Wind | 1 | 0.045145 | 0 | 214.5 |  |  |  |  | 0.045145 | 9.6837
1343 | TRENTIPP_8 | 1 | West | YES | 0.027643 | 30 | 0 | 150 |  | 1.014 | Wind | 1 | 0.045175 | 0 | 150 |  |  |  |  | 0.045175 | 6.7763
1354 | AEPWIND_8 | 1 | West | YES | 0.027643 | 20.2 | 0 | 101 |  | 1 | Wind | 1 | 0.045175 | 0 | 101 |  |  |  |  | 0.045175 | 4.5627
6407 | TURKTRAK1A | 1 | West | YES | 0.028899 | 33.9 | 0 | 169.5 | 0 | 1.025 | Wind | 1 | 0.046431 | 0 | 169.5 |  |  |  |  | 0.046431 | 7.8701
1643 | SLSTR1PP_1G | 1 | North | YES | 0.03202 | 6 | 0 | 60 | 0 | 1.022 | Wind | 1 | 0.049552 | 0 | 60 | 1.9212 | 60 |  |  | 0.049552 | 2.9731
60057 | CALLAHAN1A | 1 | West | YES | 0.032719 | 22.8 | 0 | 114 | 0 | 1.04 | Wind | 1 | 0.050251 | 0 | 114 |  |  |  |  | 0.050251 | 5.7287
Note on AL4: Zonal Cap - Zonal Impact

## Distributed Slack - Bound Gen
Number of Bus | Name of Bus | ID | Area Name of Gen | AGC | P Sensitivity of Bus | Gen MW | Min MW | Max MW | V Sensitivity of Bus | Set Volt | Tech Type | Zone Impact | Zone Correlation | Inc Max | Dec Max | Souce S.F. Weighting | Souce Capacity | Sink S.F. Weighting | Sink Capacity | PTDF Calc | PTDF Weighting | max of zone correlation | 0.011606 |  |  | Neg PTDF weight | Pos PTDF weight
5934 | SI_RAY5 | 5 | South | YES | 0 | 0 | 10 | 15 |  | 1.035 | GST | -1 | 0.011606 | 15 | 15 |  |  | 0 | 15 | -0.011606 | -0.1741 |  |  |  |  | 0 | 0
8139 | JOS #1 | MB | South | YES | 0 | 0 | 45 | 255 |  | 1.02 | GST | -1 | 0.011606 | 0 | 0 |  |  | 0 | 0 | -0.011606 | 0 |  |  |  |  | 0 | 0
8285 | LAR #1 | MB | South | YES | 0 | 0 | 9 | 32 |  | 1.0497 | GST | -1 | 0.011606 | 0 | 0 |  |  | 0 | 0 | -0.011606 | 0 |  |  |  |  | 0 | 0
8287 | LAR #2 | MB | South | YES | 0 | 0 | 9 | 32 |  | 1.04 | GST | -1 | 0.011606 | 0 | 0 |  |  | 0 | 0 | -0.011606 | 0 |  |  | Weighted Shift Factors |  | 0 | 0
8288 | LAR #3 | MB | South | YES | 0 | 0 | 25 | 105 |  | 1.04 | GST | -1 | 0.011606 | 0 | 0 |  |  | 0 | 0 | -0.011606 | 0 |  |  | North | 0.011606 | 0 | 0
8388 | BATES0A | MB | South | YES | 0 | 0 | 21 | 71 |  | 1.033 | GST | -1 | 0.011606 | 0 | 0 |  |  | 0 | 0 | -0.011606 | 0 |  |  | South | -0.017532 | 0 | 0
8393 | BATES0B | MB | South | YES | 0 | 0 | 25 | 110 |  | 1.03 | GST | -1 | 0.011606 | 0 | 0 |  |  | 0 | 0 | -0.011606 | 0 |  |  |  |  | 0 | 0
8437 | NUECES_B0C | MB | South | YES | 0 | 0 | 7 | 30 |  | 1.03 | GST | -1 | 0.011606 | 0 | 0 |  |  | 0 | 0 | -0.011606 | 0 | South |  |  |  | 0 | 0
8438 | NUECES_B0B | MB | South | YES | 0 | 0 | 26 | 169 |  | 1.03 | GST | -1 | 0.011606 | 0 | 0 |  |  | 0 | 0 | -0.011606 | 0 | Line Rating |  | 128 |  | 0 | 0
39190 | TNSLCGN1__8 | 1 | Houston | YES | 0 | 0 | 10 | 30 |  | 1.03 | Cogen | -1 | 0.011606 | 0 | 0 |  |  |  |  | -0.011606 | 0 | Impact Counter to Zone: |  | 0 |  | 0 | 0
8032 | AMISTADHYD1 | 1 | South | YES | -0.001109 | 33 | 13 | 33 | 0 | 1.03 | Hydro | -1 | 0.012715 | 0 | 0 |  |  | 0 | 0 | -0.012715 | 0 |  |  | 0% |  | 0 | 0
8033 | AMISTADHYD2 | 2 | South | YES | -0.001109 | 25 | 13 | 25 | 0 | 1.03 | Hydro | -1 | 0.012715 | 0 | 0 |  |  | 0 | 0 | -0.012715 | 0 |  |  |  |  | 0 | 0
88253 | HAMILTON | F | South | YES | -0.001109 | 0 | 0 | 0 | 0 | 1.04 | BLT | -1 | 0.012715 | 0 | 0 |  |  | 0 | 0 | -0.012715 | 0 | North |  |  |  | 0 | 0
48591 | CHE_GT2_5030 | 2 | Houston | YES | -0.003776 | 173 | 50 | 173 | 0 | 1.029 | Cogen | -1 | 0.015382 | 0 | 0 |  |  |  |  | -0.015382 | 0 | Line Rating |  | 128 |  | 0 | 0
48811 | CVC_GT3_5045 | 3 | Houston | YES | -0.003776 | 156 | 91.8 | 156 | 0 | 1.029 | Cogen | -1 | 0.015382 | 0 | 0 |  |  |  |  | -0.015382 | 0 | Impact Counter to Zone: |  | 0 |  | 0 | 0
48812 | CVC_GT2_5020 | 2 | Houston | YES | -0.003776 | 158 | 91.8 | 158 | 0 | 1.029 | Cogen | -1 | 0.015382 | 0 | 0 |  |  |  |  | -0.015382 | 0 |  |  | 0% |  | 0 | 0
48813 | CVC_GT1_5035 | 1 | Houston | YES | -0.003776 | 160 | 91.8 | 160 | 0 | 1.029 | Cogen | -1 | 0.015382 | 0 | 0 |  |  |  |  | -0.015382 | 0 |  |  |  |  | 0 | 0
48814 | CVC_ST5_5040 | 1 | Houston | YES | -0.003776 | 162 | 91.8 | 162 | 0 | 1.029 | Cogen | -1 | 0.015382 | 0 | 0 |  |  |  |  | -0.015382 | 0 |  |  |  |  | 0 | 0
48885 | THW_5152 | B | Houston | YES | -0.004219 | 47.2 | 5 | 59 |  | 1.0319 | GGT | -1 | 0.015825 | 59 | 59 |  |  |  |  | -0.015825 | -0.9337 |  |  |  |  | 0 | 0
48887 | THW_5556 | E | Houston | YES | -0.004219 | 47.2 | 5 | 59 |  | 1.0319 | GGT | -1 | 0.015825 | 59 | 59 |  |  |  |  | -0.015825 | -0.9337 |  |  |  |  | 0 | 0
48885 | THW_5152 | A | Houston | YES | -0.004219 | 46.4 | 5 | 58 |  | 1.0319 | GGT | -1 | 0.015825 | 58 | 58 |  |  |  |  | -0.015825 | -0.91787 |  |  |  |  | 0 | 0
48886 | THW_5354 | D | Houston | YES | -0.004219 | 46.4 | 5 | 58 |  | 1.0319 | GGT | -1 | 0.015825 | 58 | 58 |  |  |  |  | -0.015825 | -0.91787 |  |  |  |  | 0 | 0
48886 | THW_5354 | C | Houston | YES | -0.004219 | 45.6 | 5 | 57 |  | 1.0319 | GGT | -1 | 0.015825 | 57 | 57 |  |  |  |  | -0.015825 | -0.90205 |  |  |  |  | 0 | 0
48887 | THW_5556 | F | Houston | YES | -0.004219 | 45.6 | 5 | 57 |  | 1.0319 | GGT | -1 | 0.015825 | 57 | 57 |  |  |  |  | -0.015825 | -0.90205 |  |  |  |  | 0 | 0
48690 | GBY_GN5_5 | 5 | Houston | YES | -0.004252 | 318.4 | 81 | 398 |  | 1.0362 | GSC | -1 | 0.015858 | 398 | 398 |  |  |  |  | -0.015858 | -6.3116 |  |  |  |  | 0 | 0
48598 | BTE_ST1_8070 | 4 | Houston | YES | -0.004277 | 269.2 | 60 | 269.2 | 0 | 1.0261 | CC | -1 | 0.015883 | 269.2 | 269.2 |  |  |  |  | -0.015883 | -4.2758 |  |  |  |  | 0 | 0
48595 | BTE_GT2_8075 | 1 | Houston | YES | -0.004277 | 162.8 | 130 | 162.8 | 0 | 1.0261 | CC | -1 | 0.015883 | 162.8 | 162.8 |  |  |  |  | -0.015883 | -2.5858 |  |  |  |  | 0 | 0
48596 | BTE_GT3_8045 | 2 | Houston | YES | -0.004277 | 161.4 | 130 | 161.4 | 0 | 1.0261 | CC | -1 | 0.015883 | 161.4 | 161.4 |  |  |  |  | -0.015883 | -2.5636 |  |  |  |  | 0 | 0
48597 | BTE_GT4_8055 | 3 | Houston | YES | -0.004277 | 158.9 | 130 | 158.9 | 0 | 1.0261 | CC | -1 | 0.015883 | 158.9 | 158.9 |  |  |  |  | -0.015883 | -2.5239 |  |  |  |  | 0 | 0
48583 | CBY_GT4_1 | 1 | Houston | YES | -0.00435 | 172 | 0 | 172 | 0 | 1.027 | GSC | -1 | 0.015956 | 172 | 172 |  |  |  |  | -0.015956 | -2.7445 |  |  |  |  | 0 | 0
48584 | CBY_GT4_2 | 2 | Houston | YES | -0.00435 | 172 | 0 | 172 | 0 | 1.027 | CC | -1 | 0.015956 | 172 | 172 |  |  |  |  | -0.015956 | -2.7445 |  |  |  |  | 0 | 0
48585 | CBY_ST4_1 | 3 | Houston | YES | -0.00435 | 172 | 0 | 172 | 0 | 1.027 | CC | -1 | 0.015956 | 172 | 172 |  |  |  |  | -0.015956 | -2.7445 |  |  |  |  | 0 | 0
48815 | CVC_GT4_8005 | 4 | Houston | YES | -0.004361 | 165 | 91.8 | 165 |  | 1.0362 | Cogen | -1 | 0.015967 | 0 | 0 |  |  |  |  | -0.015967 | 0 |  |  |  |  | 0 | 0
48791 | PSA_GT1_8160 | 1 | Houston | YES | -0.004384 | 52 | 20.8 | 65 | 0 | 1.0362 | Cogen | -1 | 0.01599 | 0 | 0 |  |  |  |  | -0.01599 | 0 |  |  |  |  | 0 | 0
48792 | PSA_GT2_8155 | 2 | Houston | YES | -0.004384 | 52.8 | 20.3 | 66 | 0 | 1.0362 | Cogen | -1 | 0.01599 | 0 | 0 |  |  |  |  | -0.01599 | 0 |  |  |  |  | 0 | 0
48793 | PSA_GT3_8150 | 3 | Houston | YES | -0.004384 | 56 | 20.3 | 70 | 0 | 1.0362 | Cogen | -1 | 0.01599 | 0 | 0 |  |  |  |  | -0.01599 | 0 |  |  |  |  | 0 | 0
48794 | PSA_GT4_8145 | 4 | Houston | YES | -0.004384 | 52.8 | 20.3 | 66 | 0 | 1.0362 | Cogen | -1 | 0.01599 | 0 | 0 |  |  |  |  | -0.01599 | 0 |  |  |  |  | 0 | 0
48795 | PSA_GT5_8140 | 5 | Houston | YES | -0.004384 | 51.2 | 20.3 | 64 | 0 | 1.0362 | Cogen | -1 | 0.01599 | 0 | 0 |  |  |  |  | -0.01599 | 0 |  |  |  |  | 0 | 0
48796 | PSA_GN1_8165 | 1 | Houston | YES | -0.004384 | 83.2 | 43.1 | 104 | 0 | 1.0362 | Cogen | -1 | 0.01599 | 0 | 0 |  |  |  |  | -0.01599 | 0 |  |  |  |  | 0 | 0
48797 | PSA_GT6_8135 | 6 | Houston | YES | -0.004384 | 47.2 | 34.5 | 59 | 0 | 1.0362 | Cogen | -1 | 0.01599 | 0 | 0 |  |  |  |  | -0.01599 | 0 |  |  |  |  | 0 | 0
48581 | CBY_GN1_1 | 1 | Houston | YES | -0.004387 | 595.2 | 108 | 744 | 0 | 1.0435 | GSC | -1 | 0.015993 | 744 | 744 |  |  |  |  | -0.015993 | -11.8991 |  |  |  |  | 0 | 0
48940 | WARVUE_GT1 | G1 | Houston | YES | -0.004388 | 15 | 0 | 15 |  | 1.021 | Cogen | -1 | 0.015994 | 0 | 0 |  |  |  |  | -0.015994 | 0 |  |  |  |  | 0 | 0
48651 | EP_1_2 | 1 | Houston | YES | -0.004389 | 4 | 0 | 5 | 0 | 1.0362 | Cogen | -1 | 0.015995 | 0 | 0 |  |  |  |  | -0.015995 | 0 |  |  |  |  | 0 | 0
48651 | EP_1_2 | 2 | Houston | YES | -0.004389 | 17.7 | 10 | 21 | 0 | 1.0362 | Cogen | -1 | 0.015995 | 0 | 0 |  |  |  |  | -0.015995 | 0 |  |  |  |  | 0 | 0
49803 | EXN_15GT | 1 | Houston | YES | -0.004432 | 33 | 8.3 | 34 |  | 1.0326 | Cogen | -1 | 0.016038 | 0 | 0 |  |  |  |  | -0.016038 | 0 |  |  |  |  | 0 | 0
49804 | EXN_16GT | 2 | Houston | YES | -0.004432 | 32 | 8.3 | 34.7 |  | 1.0326 | Cogen | -1 | 0.016038 | 0 | 0 |  |  |  |  | -0.016038 | 0 |  |  |  |  | 0 | 0
49805 | EXN_17GT | 3 | Houston | YES | -0.004432 | 31 | 8.3 | 32.7 |  | 1.0326 | Cogen | -1 | 0.016038 | 0 | 0 |  |  |  |  | -0.016038 | 0 |  |  |  |  | 0 | 0
49826 | EXN938GT | 5 | Houston | YES | -0.004432 | 43 | 9.2 | 45.9 |  | 1.0326 | Cogen | -1 | 0.016038 | 0 | 0 |  |  |  |  | -0.016038 | 0 |  |  |  |  | 0 | 0
49828 | EXN941GT | 10 | Houston | YES | -0.004432 | 17.7 | 5.4 | 17.7 | 0 | 1.0326 | Cogen | -1 | 0.016038 | 0 | 0 |  |  |  |  | -0.016038 | 0 |  |  |  |  | 0 | 0
49829 | EXN942GT | 11 | Houston | YES | -0.004432 | 20 | 5.4 | 20.4 | 0 | 1.0326 | Cogen | -1 | 0.016038 | 0 | 0 |  |  |  |  | -0.016038 | 0 |  |  |  |  | 0 | 0
49830 | EXN943GT | 12 | Houston | YES | -0.004432 | 19 | 5.4 | 19.9 | 0 | 1.0326 | Cogen | -1 | 0.016038 | 0 | 0 |  |  |  |  | -0.016038 | 0 |  |  |  |  | 0 | 0
49831 | EXN944GT | 13 | Houston | YES | -0.004432 | 33 | 5.4 | 35 | 0 | 1.0326 | Cogen | -1 | 0.016038 | 0 | 0 |  |  |  |  | -0.016038 | 0 |  |  |  |  | 0 | 0
49832 | EXN945GT | 9 | Houston | YES | -0.004432 | 18.5 | 9.2 | 18.5 |  | 1.0326 | Cogen | -1 | 0.016038 | 0 | 0 |  |  |  |  | -0.016038 | 0 |  |  |  |  | 0 | 0
49837 | EXN_GT | 4 | Houston | YES | -0.004432 | 81 | 21.3 | 85.4 |  | 1.0326 | Cogen | -1 | 0.016038 | 0 | 0 |  |  |  |  | -0.016038 | 0 |  |  |  |  | 0 | 0
49838 | EXN_14GT | 14 | Houston | YES | -0.004432 | 140 | 0 | 148 |  | 1.0326 | Cogen | -1 | 0.016038 | 0 | 0 |  |  |  |  | -0.016038 | 0 |  |  |  |  | 0 | 0
48883 | THW_GT1_GT_1 | B2 | Houston | YES | -0.004439 | 0 | 0 | 12 |  | 1.043 | GGT | -1 | 0.016045 | 12 | 12 |  |  |  |  | -0.016045 | -0.19254 |  |  |  |  | 0 | 0
48582 | CBY_GN2_2 | 2 | Houston | YES | -0.004475 | 596.8 | 110 | 746 | 0 | 1.0435 | GSC | -1 | 0.016081 | 746 | 746 |  |  |  |  | -0.016081 | -11.9967 |  |  |  |  | 0 | 0
48874 | THW_ST4_ST_4 | 4 | Houston | YES | -0.004535 | 108 | 19 | 108 | 0 | 1.0435 | CC | -1 | 0.016141 | 108 | 108 |  |  |  |  | -0.016141 | -1.7433 |  |  |  |  | 0 | 0
48873 | THW_ST3_ST_3 | 3 | Houston | YES | -0.004535 | 107 | 19 | 107 | 0 | 1.0435 | CC | -1 | 0.016141 | 107 | 107 |  |  |  |  | -0.016141 | -1.7271 |  |  |  |  | 0 | 0
48881 | THW_4344 | G | Houston | YES | -0.004535 | 58 | 5 | 58 | 0 | 1.0435 | CC | -1 | 0.016141 | 58 | 58 |  |  |  |  | -0.016141 | -0.9362 |  |  |  |  | 0 | 0
48881 | THW_4344 | H | Houston | YES | -0.004535 | 58 | 5 | 58 | 0 | 1.0435 | CC | -1 | 0.016141 | 58 | 58 |  |  |  |  | -0.016141 | -0.9362 |  |  |  |  | 0 | 0
48877 | THW_3334 | D | Houston | YES | -0.004535 | 57 | 5 | 57 | 0 | 1.0435 | CC | -1 | 0.016141 | 57 | 57 |  |  |  |  | -0.016141 | -0.92006 |  |  |  |  | 0 | 0
48879 | THW_4142 | E | Houston | YES | -0.004535 | 56 | 5 | 56 | 0 | 1.0435 | CC | -1 | 0.016141 | 56 | 56 |  |  |  |  | -0.016141 | -0.90392 |  |  |  |  | 0 | 0
48875 | THW_3132 | A | Houston | YES | -0.004535 | 55 | 5 | 55 | 0 | 1.0435 | CC | -1 | 0.016141 | 55 | 55 |  |  |  |  | -0.016141 | -0.88778 |  |  |  |  | 0 | 0
48877 | THW_3334 | C | Houston | YES | -0.004535 | 55 | 5 | 55 | 0 | 1.0435 | CC | -1 | 0.016141 | 55 | 55 |  |  |  |  | -0.016141 | -0.88778 |  |  |  |  | 0 | 0
48879 | THW_4142 | F | Houston | YES | -0.004535 | 55 | 5 | 55 | 0 | 1.0435 | CC | -1 | 0.016141 | 55 | 55 |  |  |  |  | -0.016141 | -0.88778 |  |  |  |  | 0 | 0
48875 | THW_3132 | B | Houston | YES | -0.004535 | 53 | 5 | 53 | 0 | 1.0435 | CC | -1 | 0.016141 | 53 | 53 |  |  |  |  | -0.016141 | -0.85549 |  |  |  |  | 0 | 0
48593 | CHE_GT1_8015 | 1 | Houston | YES | -0.004618 | 173 | 50 | 173 | 0 | 1.0362 | Cogen | -1 | 0.016224 | 0 | 0 |  |  |  |  | -0.016224 | 0 |  |  |  |  | 0 | 0
48594 | CHE_GN4_8025 | 4 | Houston | YES | -0.004618 | 142 | 60 | 142 | 0 | 1.0362 | Cogen | -1 | 0.016224 | 0 | 0 |  |  |  |  | -0.016224 | 0 |  |  |  |  | 0 | 0
48511 | LPE_GT1_8070 | 1 | Houston | YES | -0.004628 | 42 | 0 | 42 | 0 | 1.0362 | GGT | -1 | 0.016234 | 42 | 42 |  |  |  |  | -0.016234 | -0.68184 |  |  |  |  | 0 | 0
48512 | LPE_GT2_8075 | 2 | Houston | YES | -0.004628 | 42 | 0 | 42 | 0 | 1.0362 | GGT | -1 | 0.016234 | 42 | 42 |  |  |  |  | -0.016234 | -0.68184 |  |  |  |  | 0 | 0
48513 | LPE_GT3_8080 | 3 | Houston | YES | -0.004628 | 39 | 0 | 39 | 0 | 1.0362 | GGT | -1 | 0.016234 | 39 | 39 |  |  |  |  | -0.016234 | -0.63314 |  |  |  |  | 0 | 0
48514 | LPE_GT4_8085 | 4 | Houston | YES | -0.004628 | 39 | 0 | 39 | 0 | 1.0362 | GGT | -1 | 0.016234 | 39 | 39 |  |  |  |  | -0.016234 | -0.63314 |  |  |  |  | 0 | 0
48500 | APD_GT1_8005 | 1 | Houston | YES | -0.004639 | 137.6 | 54.6 | 137.6 | 0 | 1.0362 | Cogen | -1 | 0.016245 | 0 | 0 |  |  |  |  | -0.016245 | 0 |  |  |  |  | 0 | 0
48820 | SHELLG1_3015 | 1 | Houston | YES | -0.004695 | 71 | 34.5 | 71 |  | 1.029 | Cogen | -1 | 0.016301 | 0 | 0 |  |  |  |  | -0.016301 | 0 |  |  |  |  | 0 | 0
48821 | SHELLG2 | 2 | Houston | YES | -0.004695 | 72 | 34.5 | 72 |  | 1.029 | Cogen | -1 | 0.016301 | 0 | 0 |  |  |  |  | -0.016301 | 0 |  |  |  |  | 0 | 0
48822 | SHELLG3_3020 | 2 | Houston | YES | -0.004695 | 30 | 0 | 30 |  | 1.029 | Cogen | -1 | 0.016301 | 0 | 0 |  |  |  |  | -0.016301 | 0 |  |  |  |  | 0 | 0
48822 | SHELLG3_3020 | 1 | Houston | YES | -0.004695 | 39 | 0 | 39 |  | 1.029 | Cogen | -1 | 0.016301 | 0 | 0 |  |  |  |  | -0.016301 | 0 |  |  |  |  | 0 | 0
48740 | PSG_GN2_8050 | 1 | Houston | YES | -0.004733 | 182 | 60 | 182 | 0 | 1.0326 | Cogen | -1 | 0.016339 | 0 | 0 |  |  |  |  | -0.016339 | 0 |  |  |  |  | 0 | 0
48741 | PSG_GT2_8040 | 1 | Houston | YES | -0.004733 | 158.6 | 50 | 158.6 | 0 | 1.0326 | Cogen | -1 | 0.016339 | 0 | 0 |  |  |  |  | -0.016339 | 0 |  |  |  |  | 0 | 0
48742 | PSG_GT3_8060 | 1 | Houston | YES | -0.004733 | 157 | 50 | 157 | 0 | 1.0326 | Cogen | -1 | 0.016339 | 0 | 0 |  |  |  |  | -0.016339 | 0 |  |  |  |  | 0 | 0
48854 | SRB_GN4_4 | 4 | Houston | YES | -0.004734 | 182.4 | 35 | 228 | 0 | 1.0326 | GST | -1 | 0.01634 | 228 | 228 |  |  |  |  | -0.01634 | -3.7256 |  |  |  |  | 0 | 0
48845 | SOL_GT1 | 1 | Houston | YES | -0.004735 | 16.2 | 15.4 | 16.2 |  | 1.0326 | Solar | -1 | 0.016341 | 16.2 | 16.2 |  |  |  |  | -0.016341 | -0.26473 |  |  |  |  | 0 | 0
48611 | DIB_GT1_8080 | 1 | Houston | YES | -0.004735 | 64 | 0 | 64 | 0 | 1.0326 | Cogen | -1 | 0.016341 | 0 | 0 |  |  |  |  | -0.016341 | 0 |  |  |  |  | 0 | 0
48612 | DIB_GT2_8075 | 2 | Houston | YES | -0.004735 | 63.2 | 0 | 63.2 | 0 | 1.0326 | Cogen | -1 | 0.016341 | 0 | 0 |  |  |  |  | -0.016341 | 0 |  |  |  |  | 0 | 0
48613 | DIB_ST1_8085 | 3 | Houston | YES | -0.004735 | 67.9 | 30 | 82.6 | 0 | 1.0326 | Cogen | -1 | 0.016341 | 0 | 0 |  |  |  |  | -0.016341 | 0 |  |  |  |  | 0 | 0
48614 | DIB_GT3_8090 | 4 | Houston | YES | -0.004735 | 73.6 | 15 | 73.6 | 0 | 1.0326 | Cogen | -1 | 0.016341 | 0 | 0 |  |  |  |  | -0.016341 | 0 |  |  |  |  | 0 | 0
48853 | SRB_GN3_3 | 3 | Houston | YES | -0.004736 | 170.4 | 35 | 213 |  | 1.0326 | GST | -1 | 0.016342 | 213 | 213 |  |  |  |  | -0.016342 | -3.4809 |  |  |  |  | 0 | 0
48551 | CAL_GT1_8045 | 1 | Houston | YES | -0.004742 | 149 | 0 | 149 | 0 | 1.0326 | Cogen | -1 | 0.016348 | 0 | 0 |  |  |  |  | -0.016348 | 0 |  |  |  |  | 0 | 0
48552 | CAL_ST1_8000 | 2 | Houston | YES | -0.004742 | 65.1 | 0 | 65.1 | 0 | 1.0326 | Cogen | -1 | 0.016348 | 0 | 0 |  |  |  |  | -0.016348 | 0 |  |  |  |  | 0 | 0
48851 | SRB_GN1_1 | 1 | Houston | YES | -0.004743 | 132 | 26 | 165 | 0 | 1.0217 | GST | -1 | 0.016349 | 165 | 165 |  |  |  |  | -0.016349 | -2.6976 |  |  |  |  | 0 | 0
48852 | SRB_GN2_2 | 2 | Houston | YES | -0.004745 | 140.8 | 26 | 176 | 0 | 1.0217 | GST | -1 | 0.016351 | 176 | 176 |  |  |  |  | -0.016351 | -2.8778 |  |  |  |  | 0 | 0
48855 | SRB_GT211035 | B1 | Houston | YES | -0.004746 | 0 | 0 | 18 |  | 1.014 | GGT | -1 | 0.016352 | 18 | 18 |  |  |  |  | -0.016352 | -0.29434 |  |  |  |  | 0 | 0
48855 | SRB_GT211035 | B2 | Houston | YES | -0.004746 | 0 | 0 | 12 |  | 1.014 | GGT | -1 | 0.016352 | 12 | 12 |  |  |  |  | -0.016352 | -0.19623 |  |  |  |  | 0 | 0
48761 | PR_GT1__9040 | 1 | Houston | YES | -0.004774 | 26 | 0 | 35 |  | 1 | Cogen | -1 | 0.01638 | 0 | 0 |  |  |  |  | -0.01638 | 0 |  |  |  |  | 0 | 0
48645 | DPEC_ST55065 | 5 | Houston | YES | -0.004804 | 282 | 0 | 282 | 0 | 1.0319 | CC | -1 | 0.01641 | 282 | 282 |  |  |  |  | -0.01641 | -4.6277 |  |  |  |  | 0 | 0
48641 | DPEC_GT15040 | 1 | Houston | YES | -0.004804 | 163.2 | 98 | 163.2 | 0 | 1.0319 | CC | -1 | 0.01641 | 163.2 | 163.2 |  |  |  |  | -0.01641 | -2.6782 |  |  |  |  | 0 | 0
48643 | DPEC_GT35010 | 3 | Houston | YES | -0.004804 | 157.5 | 98 | 157.5 | 0 | 1.0319 | CC | -1 | 0.01641 | 157.5 | 157.5 |  |  |  |  | -0.01641 | -2.5846 |  |  |  |  | 0 | 0
48642 | DPEC_GT25025 | 2 | Houston | YES | -0.004804 | 157.1 | 98 | 157.1 | 0 | 1.0319 | CC | -1 | 0.01641 | 157.1 | 157.1 |  |  |  |  | -0.01641 | -2.5781 |  |  |  |  | 0 | 0
48644 | DPEC_GT45070 | 4 | Houston | YES | -0.004804 | 157 | 98 | 157 | 0 | 1.0319 | CC | -1 | 0.01641 | 157 | 157 |  |  |  |  | -0.01641 | -2.5764 |  |  |  |  | 0 | 0
8262 | ELPS | 1 | South | YES | -0.00482 | 6 | 6 | 6 | 0 | 1.15 | Hydro | -1 | 0.016426 | 0 | 0 |  |  | 0 | 0 | -0.016426 | 0 |  |  |  |  | 0 | 0
48841 | SJS_GT1_GT1 | 1 | Houston | YES | -0.004832 | 62.4 | 49 | 78 | 0 | 1.0362 | Cogen | -1 | 0.016438 | 0 | 0 |  |  |  |  | -0.016438 | 0 |  |  |  |  | 0 | 0
48842 | SJS_GT2_GT2 | 2 | Houston | YES | -0.004832 | 64.8 | 49 | 81 | 0 | 1.0362 | Cogen | -1 | 0.016438 | 0 | 0 |  |  |  |  | -0.016438 | 0 |  |  |  |  | 0 | 0
48693 | GBY_83841065 | E | Houston | YES | -0.004864 | 45.6 | 20 | 57 | 0 | 1.0362 | GGT | -1 | 0.01647 | 57 | 57 |  |  |  |  | -0.01647 | -0.93881 |  |  |  |  | 0 | 0
48692 | GBY_81821075 | D | Houston | YES | -0.004864 | 44 | 20 | 55 | 0 | 1.0362 | GGT | -1 | 0.01647 | 55 | 55 |  |  |  |  | -0.01647 | -0.90587 |  |  |  |  | 0 | 0
48693 | GBY_83841065 | F | Houston | YES | -0.004864 | 43.2 | 20 | 54 | 0 | 1.0362 | GGT | -1 | 0.01647 | 54 | 54 |  |  |  |  | -0.01647 | -0.8894 |  |  |  |  | 0 | 0
48691 | GBY_73741085 | B | Houston | YES | -0.004864 | 37.6 | 20 | 47 | 0 | 1.0362 | GGT | -1 | 0.01647 | 47 | 47 |  |  |  |  | -0.01647 | -0.77411 |  |  |  |  | 0 | 0
48691 | GBY_73741085 | A | Houston | YES | -0.004864 | 37.6 | 20 | 47 | 0 | 1.0362 | GGT | -1 | 0.01647 | 47 | 47 |  |  |  |  | -0.01647 | -0.77411 |  |  |  |  | 0 | 0
48692 | GBY_81821075 | C | Houston | YES | -0.004864 | 37.6 | 20 | 47 | 0 | 1.0362 | GGT | -1 | 0.01647 | 47 | 47 |  |  |  |  | -0.01647 | -0.77411 |  |  |  |  | 0 | 0
48531 | BYU_GT1_8075 | 1 | Houston | YES | -0.004944 | 65 | 0 | 65 |  | 1.0362 | Cogen | -1 | 0.01655 | 0 | 0 |  |  |  |  | -0.01655 | 0 |  |  |  |  | 0 | 0
48532 | BYU_GT2_8055 | 2 | Houston | YES | -0.004944 | 62 | 0 | 62 |  | 1.0362 | Cogen | -1 | 0.01655 | 0 | 0 |  |  |  |  | -0.01655 | 0 |  |  |  |  | 0 | 0
48533 | BYU_GT3_8060 | 3 | Houston | YES | -0.004944 | 67 | 0 | 67 |  | 1.0362 | Cogen | -1 | 0.01655 | 0 | 0 |  |  |  |  | -0.01655 | 0 |  |  |  |  | 0 | 0
48534 | BYU_GT4_8065 | 4 | Houston | YES | -0.004944 | 65 | 0 | 65 |  | 1.0362 | Cogen | -1 | 0.01655 | 0 | 0 |  |  |  |  | -0.01655 | 0 |  |  |  |  | 0 | 0
48561 | CTL_GT2_8130 | 1 | Houston | YES | -0.005004 | 73.5 | 30.3 | 91.9 |  | 1.0362 | Cogen | -1 | 0.01661 | 0 | 0 |  |  |  |  | -0.01661 | 0 |  |  |  |  | 0 | 0
48562 | CTL_GT3_8135 | 2 | Houston | YES | -0.005004 | 70.1 | 30.3 | 87.6 |  | 1.0362 | Cogen | -1 | 0.01661 | 0 | 0 |  |  |  |  | -0.01661 | 0 |  |  |  |  | 0 | 0
48563 | CTL_GT4_8140 | 3 | Houston | YES | -0.005004 | 69.6 | 30.3 | 87 |  | 1.0362 | Cogen | -1 | 0.01661 | 0 | 0 |  |  |  |  | -0.01661 | 0 |  |  |  |  | 0 | 0
48564 | CTL_GN1_8145 | 4 | Houston | YES | -0.005004 | 43.6 | 12.9 | 54.5 |  | 1.0362 | Cogen | -1 | 0.01661 | 0 | 0 |  |  |  |  | -0.01661 | 0 |  |  |  |  | 0 | 0
48565 | CTL_GN2_8155 | 5 | Houston | YES | -0.005004 | 9.8 | 3.4 | 12.2 |  | 1.0362 | Cogen | -1 | 0.01661 | 0 | 0 |  |  |  |  | -0.01661 | 0 |  |  |  |  | 0 | 0
48772 | PHR_GN2_2 | MB | Houston | YES | -0.005161 | 0 | 72 | 459 |  | 1.0362 | GSC | -1 | 0.016767 | 0 | 0 |  |  |  |  | -0.016767 | 0 |  |  |  |  | 0 | 0
38580 | TNBP_CGN1_8 | 1 | Houston | YES | -0.005386 | 70.8 | 0 | 70.8 | 0 | 1.005 | Cogen | -1 | 0.016992 | 0 | 0 |  |  |  |  | -0.016992 | 0 |  |  |  |  | 0 | 0
38590 | TNBP_CGN2_8 | 2 | Houston | YES | -0.005386 | 66.7 | 0 | 66.7 | 0 | 1.005 | Cogen | -1 | 0.016992 | 0 | 0 |  |  |  |  | -0.016992 | 0 |  |  |  |  | 0 | 0
38600 | TNBP_CGN3_8 | 5 | Houston | YES | -0.005386 | 53 | 0 | 53 | 0 | 1.005 | Cogen | -1 | 0.016992 | 0 | 0 |  |  |  |  | -0.016992 | 0 |  |  |  |  | 0 | 0
38611 | TNBPAMCG1_8 | 1 | Houston | YES | -0.005386 | 153.2 | 0 | 153.2 | 0 | 1.005 | Cogen | -1 | 0.016992 | 0 | 0 |  |  |  |  | -0.016992 | 0 |  |  |  |  | 0 | 0
38612 | TNBPAMCG2_8 | 2 | Houston | YES | -0.005386 | 153.5 | 0 | 153.5 | 0 | 1.005 | Cogen | -1 | 0.016992 | 0 | 0 |  |  |  |  | -0.016992 | 0 |  |  |  |  | 0 | 0
38613 | TNBPAMCG3_8 | 3 | Houston | YES | -0.005386 | 152.3 | 0 | 152.3 | 0 | 1.005 | Cogen | -1 | 0.016992 | 0 | 0 |  |  |  |  | -0.016992 | 0 |  |  |  |  | 0 | 0
38614 | TNBPAMCG4_8 | 4 | Houston | YES | -0.005386 | 96 | 0 | 96 |  | 1.005 | Cogen | -1 | 0.016992 | 0 | 0 |  |  |  |  | -0.016992 | 0 |  |  |  |  | 0 | 0
38615 | TNBPAMCG5_8 | 1 | Houston | YES | -0.005386 | 244 | 0 | 244 | 0 | 1.005 | Cogen | -1 | 0.016992 | 0 | 0 |  |  |  |  | -0.016992 | 0 |  |  |  |  | 0 | 0
38690 | TNBP_CGN4_8 | 3 | Houston | YES | -0.005386 | 40 | 0 | 40 |  | 1.005 | Cogen | -1 | 0.016992 | 0 | 0 |  |  |  |  | -0.016992 | 0 |  |  |  |  | 0 | 0
38711 | TNTXCTY1CG8 | 1 | Houston | YES | -0.005386 | 100.3 | 59 | 100.3 | 0 | 1 | Cogen | -1 | 0.016992 | 0 | 0 |  |  |  |  | -0.016992 | 0 |  |  |  |  | 0 | 0
38712 | TNTXCTY2CG8 | 1 | Houston | YES | -0.005386 | 92.9 | 59 | 92.9 | 0 | 1 | Cogen | -1 | 0.016992 | 0 | 0 |  |  |  |  | -0.016992 | 0 |  |  |  |  | 0 | 0
38713 | TNTXCTY3CG8 | 1 | Houston | YES | -0.005386 | 102.7 | 59 | 102.7 | 0 | 1 | Cogen | -1 | 0.016992 | 0 | 0 |  |  |  |  | -0.016992 | 0 |  |  |  |  | 0 | 0
38714 | TNTXCTY4CG8 | 1 | Houston | YES | -0.005386 | 103 | 59 | 103 | 0 | 1 | Cogen | -1 | 0.016992 | 0 | 0 |  |  |  |  | -0.016992 | 0 |  |  |  |  | 0 | 0
39470 | TNDOWCGNSG8 | 1 | Houston | YES | -0.005386 | 32 | 10 | 32 | 0 | 0.985 | Cogen | -1 | 0.016992 | 0 | 0 |  |  |  |  | -0.016992 | 0 |  |  |  |  | 0 | 0
39480 | TNDOWCGNGG8 | 1 | Houston | YES | -0.005386 | 30 | 10 | 30 | 0 | 0.985 | Cogen | -1 | 0.016992 | 0 | 0 |  |  |  |  | -0.016992 | 0 |  |  |  |  | 0 | 0
48924 | WAP_GN4_4 | 4 | Houston | YES | -0.005898 | 546 | 217 | 546 | 0 | 1.0362 | GSC | -1 | 0.017504 | 546 | 546 |  |  |  |  | -0.017504 | -9.5574 |  |  |  |  | 0 | 0
48923 | WAP_GN3_3 | 3 | Houston | YES | -0.005898 | 198.4 | 93 | 248 | 0 | 1.0362 | GST | -1 | 0.017504 | 248 | 248 |  |  |  |  | -0.017504 | -4.3411 |  |  |  |  | 0 | 0
48921 | WAP_GN1_1 | 1 | Houston | YES | -0.005898 | 132.8 | 37 | 166 | 0 | 1.0362 | GST | -1 | 0.017504 | 166 | 166 |  |  |  |  | -0.017504 | -2.9057 |  |  |  |  | 0 | 0
48922 | WAP_GN2_2 | 2 | Houston | YES | -0.005898 | 132.8 | 37 | 166 | 0 | 1.0362 | GST | -1 | 0.017504 | 166 | 166 |  |  |  |  | -0.017504 | -2.9057 |  |  |  |  | 0 | 0
48929 | WAPGT21_GT1 | B1 | Houston | YES | -0.005898 | 0 | 0 | 13 |  | 1.05 | GGT | -1 | 0.017504 | 13 | 13 |  |  |  |  | -0.017504 | -0.22756 |  |  |  |  | 0 | 0
48925 | WAP_GN5_5 | 5 | Houston | YES | -0.005898 | 587.4 | 278 | 654 | 0 | 0.985 | LIGCO | -1 | 0.017504 | 0 | 654 |  |  |  |  | -0.017504 | 0 |  |  |  |  | 0 | 0
48510 | AK_GT1__8040 | 1 | Houston | YES | -0.005934 | 33.4 | 8.1 | 34 |  | 1.029 | Cogen | -1 | 0.01754 | 0 | 0 |  |  |  |  | -0.01754 | 0 |  |  |  |  | 0 | 0
48523 | BVE_ST1_GN1 | 3 | Houston | YES | -0.006033 | 252.4 | 0 | 252.4 |  | 1.035 | CC | -1 | 0.017639 | 252.4 | 252.4 |  |  |  |  | -0.017639 | -4.4522 |  |  |  |  | 0 | 0
48521 | BVE_GT1_GT1 | 1 | Houston | YES | -0.006033 | 167.7 | 0 | 167.7 |  | 1.035 | CC | -1 | 0.017639 | 167.7 | 167.7 |  |  |  |  | -0.017639 | -2.9581 |  |  |  |  | 0 | 0
48522 | BVE_GT2_5035 | 2 | Houston | YES | -0.006033 | 166.4 | 0 | 166.4 |  | 1.035 | CC | -1 | 0.017639 | 166.4 | 166.4 |  |  |  |  | -0.017639 | -2.9352 |  |  |  |  | 0 | 0
48926 | WAP_GN6_6 | 6 | Houston | YES | -0.006039 | 651 | 280 | 651 |  | 1.035 | LIGCO | -1 | 0.017645 | 0 | 651 |  |  |  |  | -0.017645 | 0 |  |  |  |  | 0 | 0
48927 | WAP_GN7_7 | 7 | Houston | YES | -0.006039 | 564 | 277 | 564 |  | 1.035 | LIGCO | -1 | 0.017645 | 0 | 564 |  |  |  |  | -0.017645 | 0 |  |  |  |  | 0 | 0
48928 | WAP_GN8_8 | 8 | Houston | YES | -0.006039 | 603 | 275 | 603 |  | 1.035 | LIGCO | -1 | 0.017645 | 0 | 603 |  |  |  |  | -0.017645 | 0 |  |  |  |  | 0 | 0
48730 | MNS_GT | 1 | Houston | YES | -0.006057 | 43 | 0 | 46.1 |  | 1.029 | Cogen | -1 | 0.017663 | 0 | 0 |  |  |  |  | -0.017663 | 0 |  |  |  |  | 0 | 0
48671 | FTR_GT1_5105 | 1 | North | YES | 0.00023 | 154.2 | 0 | 154.2 | 0 | 1.0319 | CC | 1 | 0.017762 | 154.2 | 154.2 | 0.035466 | 154.2 |  |  | 0.017762 | 2.739 |  |  |  |  | 0 | 0
48673 | FTR_GT3_5085 | 3 | North | YES | 0.00023 | 158 | 0 | 158 | 0 | 1.0319 | CC | 1 | 0.017762 | 158 | 158 | 0.03634 | 158 |  |  | 0.017762 | 2.8065 |  |  |  |  | 0 | 0
48672 | FTR_GT2_5110 | 2 | North | YES | 0.00023 | 159 | 0 | 159 | 0 | 1.0319 | CC | 1 | 0.017762 | 159 | 159 | 0.03657 | 159 |  |  | 0.017762 | 2.8242 |  |  |  |  | 0 | 0
48674 | FTR_CN4_5095 | 4 | North | YES | 0.00023 | 380 | 0 | 380 | 0 | 1.0319 | CC | 1 | 0.017762 | 380 | 380 | 0.0874 | 380 |  |  | 0.017762 | 6.7497 |  |  |  |  | 0 | 0
3416 | LAKE_CRK1_G | 1 | North | YES | 0.000322 | 60 | 33 | 75 |  | 1.029 | GST | 1 | 0.017854 | 75 | 75 | 0.02415 | 75 |  |  | 0.017854 | 1.3391 |  |  |  |  | 0 | 0
3417 | LAKE_CRK2_G | 2 | North | YES | 0.000322 | 177.6 | 40 | 222 | 0 | 1.029 | GST | 1 | 0.017854 | 222 | 222 | 0.071484 | 222 |  |  | 0.017854 | 3.9637 |  |  |  |  | 0 | 0
32884 | BRYN_DNSBY13 | 1 | North | YES | 0.000611 | 46 | 2 | 46 | 0 | 1.015 | GST | 1 | 0.018143 | 46 | 46 | 0.028106 | 46 |  |  | 0.018143 | 0.83459 |  |  |  |  | 0 | 0
32883 | BRYN_DNSBY3 | 1 | North | YES | 0.000611 | 0 | 2 | 48 |  | 1.015 | GST | 1 | 0.018143 | 48 | 48 | 0.029328 | 48 |  |  | 0.018143 | 0.87088 |  |  |  |  | 0 | 0
32892 | BRYN_DNSBY14 | 1 | North | YES | 0.000611 | 84 | 25 | 105 | 0 | 1.035 | GST | 1 | 0.018143 | 105 | 105 | 0.064155 | 105 |  |  | 0.018143 | 1.9051 |  |  |  |  | 0 | 0
32886 | BRYN_ATKINS3 | MB | North | YES | 0.000757 | 0 | 5 | 12 |  | 1 | GST | 1 | 0.018289 | 0 | 0 | 0 | 0 |  |  | 0.018289 | 0 |  |  |  |  | 0 | 0
32887 | BRYN_ATKINS6 | MB | North | YES | 0.000757 | 0 | 12 | 51 |  | 1.028 | GST | 1 | 0.018289 | 0 | 0 | 0 | 0 |  |  | 0.018289 | 0 |  |  |  |  | 0 | 0
32890 | BRYN_ATKINS4 | MB | North | YES | 0.000757 | 0 | 5 | 22 |  | 1.031 | GST | 1 | 0.018289 | 0 | 0 | 0 | 0 |  |  | 0.018289 | 0 |  |  |  |  | 0 | 0
32891 | BRYN_ATKINS5 | MB | North | YES | 0.000757 | 0 | 5 | 25 |  | 1.031 | GST | 1 | 0.018289 | 0 | 0 | 0 | 0 |  |  | 0.018289 | 0 |  |  |  |  | 0 | 0
32888 | BRYN_ATKINS7 | 1 | North | YES | 0.000757 | 13.6 | 4 | 17 |  | 1.028 | GGT | 1 | 0.018289 | 17 | 17 | 0.012869 | 17 |  |  | 0.018289 | 0.31092 |  |  |  |  | 0 | 0
32798 | BRYN_TAMUGEN | 1 | North | YES | 0.000811 | 32 | 0 | 32 |  | 1.02 | GST | 1 | 0.018343 | 32 | 32 | 0.025952 | 32 |  |  | 0.018343 | 0.58699 |  |  |  |  | 0 | 0
39760 | TNSCLP1___8 | 1 | Houston | YES | -0.006877 | 93.4 | 20 | 116.8 | 0 | 1.04 | Cogen | -1 | 0.018483 | 0 | 0 |  |  |  |  | -0.018483 | 0 |  |  |  |  | 0 | 0
39770 | TNSCLP2___8 | 1 | Houston | YES | -0.006877 | 91.6 | 20 | 114.5 | 0 | 1.04 | Cogen | -1 | 0.018483 | 0 | 0 |  |  |  |  | -0.018483 | 0 |  |  |  |  | 0 | 0
39775 | TNSCLP4___8 | 1 | Houston | YES | -0.006877 | 95.2 | 20 | 119 | 0 | 1.04 | Cogen | -1 | 0.018483 | 0 | 0 |  |  |  |  | -0.018483 | 0 |  |  |  |  | 0 | 0
39790 | TNSCLP3___8 | 1 | Houston | YES | -0.006877 | 87.6 | 20 | 109.5 | 0 | 1.027 | Cogen | -1 | 0.018483 | 0 | 0 |  |  |  |  | -0.018483 | 0 |  |  |  |  | 0 | 0
990 | GIBN_CREK_G1 | 1 | North | YES | 0.001048 | 463 | 200 | 463 | 0 | 1.0275 | LIGCO | 1 | 0.01858 | 0 | 463 | 0.48522 | 463 |  |  | 0.01858 | 8.6027 |  |  |  |  | 0 | 0
48520 | BSF_GT1_8070 | 1 | Houston | YES | -0.007113 | 72 | 0 | 72 | 0 | 1.0326 | Cogen | -1 | 0.018719 | 0 | 0 |  |  |  |  | -0.018719 | 0 |  |  |  |  | 0 | 0
48520 | BSF_GT1_8070 | 2 | Houston | YES | -0.007113 | 10 | 0 | 10 | 0 | 1.0326 | Cogen | -1 | 0.018719 | 0 | 0 |  |  |  |  | -0.018719 | 0 |  |  |  |  | 0 | 0
49851 | DOW17000 | 37 | Houston | YES | -0.007407 | 39 | 0 | 62 | 0 | 1 | Cogen | -1 | 0.019013 | 0 | 0 |  |  |  |  | -0.019013 | 0 |  |  |  |  | 0 | 0
49858 | DOW38100 | 31 | Houston | YES | -0.007407 | 45 | 0 | 71.4 |  | 1 | Cogen | -1 | 0.019013 | 0 | 0 |  |  |  |  | -0.019013 | 0 |  |  |  |  | 0 | 0
49859 | DOW38200 | 33 | Houston | YES | -0.007407 | 28 | 0 | 45 | 0 | 1 | Cogen | -1 | 0.019013 | 0 | 0 |  |  |  |  | -0.019013 | 0 |  |  |  |  | 0 | 0
49860 | DOW38300 | 32 | Houston | YES | -0.007407 | 63 | 0 | 101 |  | 1 | Cogen | -1 | 0.019013 | 0 | 0 |  |  |  |  | -0.019013 | 0 |  |  |  |  | 0 | 0
49862 | DOW39100 | 36 | Houston | YES | -0.007407 | 54 | 0 | 86 | 0 | 1 | Cogen | -1 | 0.019013 | 0 | 0 |  |  |  |  | -0.019013 | 0 |  |  |  |  | 0 | 0
49863 | DOW39200 | 35 | Houston | YES | -0.007407 | 55 | 0 | 88 | 0 | 1 | Cogen | -1 | 0.019013 | 0 | 0 |  |  |  |  | -0.019013 | 0 |  |  |  |  | 0 | 0
49865 | DOW41000 | 41 | Houston | YES | -0.007407 | 31 | 0 | 50 |  | 1 | Cogen | -1 | 0.019013 | 0 | 0 |  |  |  |  | -0.019013 | 0 |  |  |  |  | 0 | 0
49866 | DOW42000 | 42 | Houston | YES | -0.007407 | 11 | 0 | 18 |  | 1 | Cogen | -1 | 0.019013 | 0 | 0 |  |  |  |  | -0.019013 | 0 |  |  |  |  | 0 | 0
49869 | DOW49000 | 45 | Houston | YES | -0.007407 | 59 | 0 | 94 |  | 1 | Cogen | -1 | 0.019013 | 0 | 0 |  |  |  |  | -0.019013 | 0 |  |  |  |  | 0 | 0
49870 | DOW61000 | 61 | Houston | YES | -0.007407 | 44 | 0 | 70 | 0 | 1 | Cogen | -1 | 0.019013 | 0 | 0 |  |  |  |  | -0.019013 | 0 |  |  |  |  | 0 | 0
49871 | DOW62000 | 62 | Houston | YES | -0.007407 | 40 | 0 | 63 | 0 | 1 | Cogen | -1 | 0.019013 | 0 | 0 |  |  |  |  | -0.019013 | 0 |  |  |  |  | 0 | 0
49872 | DOW63000 | 63 | Houston | YES | -0.007407 | 45 | 0 | 72 | 0 | 1 | Cogen | -1 | 0.019013 | 0 | 0 |  |  |  |  | -0.019013 | 0 |  |  |  |  | 0 | 0
49873 | DOW64000 | 64 | Houston | YES | -0.007407 | 41 | 0 | 64.8 | 0 | 1 | Cogen | -1 | 0.019013 | 0 | 0 |  |  |  |  | -0.019013 | 0 |  |  |  |  | 0 | 0
49876 | DOW65000 | 65 | Houston | YES | -0.007407 | 63 | 0 | 101 | 0 | 1 | Cogen | -1 | 0.019013 | 0 | 0 |  |  |  |  | -0.019013 | 0 |  |  |  |  | 0 | 0
49877 | DOW66000 | 66 | Houston | YES | -0.007407 | 61 | 0 | 97 | 0 | 1 | Cogen | -1 | 0.019013 | 0 | 0 |  |  |  |  | -0.019013 | 0 |  |  |  |  | 0 | 0
49878 | DOW67000 | 67 | Houston | YES | -0.007407 | 65 | 0 | 103 | 0 | 1 | Cogen | -1 | 0.019013 | 0 | 0 |  |  |  |  | -0.019013 | 0 |  |  |  |  | 0 | 0
49882 | DOW81000 | 81 | Houston | YES | -0.007407 | 47 | 0 | 76 | 0 | 1 | Cogen | -1 | 0.019013 | 0 | 0 |  |  |  |  | -0.019013 | 0 |  |  |  |  | 0 | 0
49884 | DOW82000 | 82 | Houston | YES | -0.007407 | 51 | 0 | 80 | 0 | 1 | Cogen | -1 | 0.019013 | 0 | 0 |  |  |  |  | -0.019013 | 0 |  |  |  |  | 0 | 0
49885 | DOW83000 | 83 | Houston | YES | -0.007407 | 51 | 0 | 80 | 0 | 1 | Cogen | -1 | 0.019013 | 0 | 0 |  |  |  |  | -0.019013 | 0 |  |  |  |  | 0 | 0
49886 | DOW84000 | 84 | Houston | YES | -0.007407 | 107 | 0 | 171 | 0 | 0.98 | Cogen | -1 | 0.019013 | 0 | 0 |  |  |  |  | -0.019013 | 0 |  |  |  |  | 0 | 0
48911 | TGF_GT1_8000 | 1 | Houston | YES | -0.008553 | 69.2 | 0 | 69.2 |  | 1.029 | Cogen | -1 | 0.020159 | 0 | 0 |  |  |  |  | -0.020159 | 0 |  |  |  |  | 0 | 0
48733 | CBE_ST12 | 1 | Houston | YES | -0.008883 | 105 | 0 | 105 | 0 | 1.029 | CC | -1 | 0.020489 | 105 | 105 |  |  |  |  | -0.020489 | -2.1514 |  |  |  |  | 0 | 0
48736 | CBE_ST34 | 1 | Houston | YES | -0.008883 | 105 | 0 | 105 | 0 | 1.029 | CC | -1 | 0.020489 | 105 | 105 |  |  |  |  | -0.020489 | -2.1514 |  |  |  |  | 0 | 0
48731 | CBE_GT1 | 1 | Houston | YES | -0.008883 | 76 | 0 | 76 | 0 | 1.029 | CC | -1 | 0.020489 | 76 | 76 |  |  |  |  | -0.020489 | -1.5572 |  |  |  |  | 0 | 0
48732 | CBE_GT2 | 1 | Houston | YES | -0.008883 | 76 | 0 | 76 | 0 | 1.029 | CC | -1 | 0.020489 | 76 | 76 |  |  |  |  | -0.020489 | -1.5572 |  |  |  |  | 0 | 0
48734 | CBE_GT3 | 1 | Houston | YES | -0.008883 | 76 | 0 | 76 | 0 | 1.029 | CC | -1 | 0.020489 | 76 | 76 |  |  |  |  | -0.020489 | -1.5572 |  |  |  |  | 0 | 0
48735 | CBE_GT4 | 1 | Houston | YES | -0.008883 | 76 | 0 | 76 | 0 | 1.029 | CC | -1 | 0.020489 | 76 | 76 |  |  |  |  | -0.020489 | -1.5572 |  |  |  |  | 0 | 0
5911 | STP_GN1___1 | 1 | Houston | YES | -0.008996 | 1333 | 1249 | 1333 | 0 | 1.0406 | Nuc | -1 | 0.020602 | 0 | 0 |  |  |  |  | -0.020602 | 0 |  |  |  |  | 0 | 0
5912 | STP_GN2___2 | 2 | Houston | YES | -0.008996 | 1332 | 1249 | 1332 | 0 | 1.0406 | Nuc | -1 | 0.020602 | 0 | 0 |  |  |  |  | -0.020602 | 0 |  |  |  |  | 0 | 0
39960 | TNTNPONE_18 | 1 | North | YES | 0.003779 | 152.3 | 30 | 152.3 |  | 1.04 | LIGCO | 1 | 0.021311 | 0 | 152.3 | 0.57554 | 152.3 |  |  | 0.021311 | 3.2457 |  |  |  |  | 0 | 0
39970 | TNTNPONE_28 | 1 | North | YES | 0.003779 | 153 | 30 | 153 |  | 1.04 | LIGCO | 1 | 0.021311 | 0 | 153 | 0.57819 | 153 |  |  | 0.021311 | 3.2606 |  |  |  |  | 0 | 0
3403 | THOUSE_1G | 1 | North | YES | 0.003985 | 563 | 200 | 563 | 0 | 1.012 | GSC | 1 | 0.021517 | 563 | 563 | 2.2436 | 563 |  |  | 0.021517 | 12.1143 |  |  |  |  | 0 | 0
3404 | THOUSE_2G | 2 | North | YES | 0.003985 | 807 | 250 | 807 | 0 | 1.012 | GSC | 1 | 0.021517 | 807 | 807 | 3.2159 | 807 |  |  | 0.021517 | 17.3645 |  |  |  |  | 0 | 0
48722 | LEG_2___2 | 2 | North | YES | 0.00487 | 819 | 357 | 819 | 0 | 1.0348 | LIGCO | 1 | 0.022402 | 0 | 819 | 3.9885 | 819 |  |  | 0.022402 | 18.3475 |  |  |  |  | 0 | 0
48721 | LEG_1___1 | 1 | North | YES | 0.00487 | 827 | 357 | 827 | 0 | 1.0348 | LIGCO | 1 | 0.022402 | 0 | 827 | 4.0275 | 827 |  |  | 0.022402 | 18.5268 |  |  |  |  | 0 | 0
239 | BOSQUESW502 | 1 | North | YES | 0.005075 | 119.2 | 0 | 149 | 0 | 1.02 | GGT | 1 | 0.022607 | 149 | 149 | 0.75618 | 149 |  |  | 0.022607 | 3.3685 |  |  |  |  | 0 | 0
247 | BOSQUESW501 | 2 | North | YES | 0.005075 | 124.8 | 0 | 156 | 0 | 1.02 | GGT | 1 | 0.022607 | 156 | 156 | 0.7917 | 156 |  |  | 0.022607 | 3.5267 |  |  |  |  | 0 | 0
238 | BOSQUESW505 | 1 | North | YES | 0.005075 | 255 | 0 | 255 | 0 | 1.02 | CC | 1 | 0.022607 | 255 | 255 | 1.2941 | 255 |  |  | 0.022607 | 5.7649 |  |  |  |  | 0 | 0
13432 | SANDOW_5G | 5 | South | YES | -0.011966 | 581 | 225 | 581 | 0 | 1.029 | LIGCO | -1 | 0.023572 | 0 | 581 |  |  | 0 | 0 | -0.023572 | 0 |  |  |  |  | 0 | 0
80265 | LARECU40A | 4 | South | YES | -0.012171 | 80 | 0 | 100 |  | 1.039 | GGT | -1 | 0.023777 | 100 | 100 |  |  | -1.2171 | 100 | -0.023777 | -2.3777 |  |  |  |  | 0 | 0
80266 | LARECU50A | 5 | South | YES | -0.012171 | 80 | 0 | 100 |  | 1.039 | GGT | -1 | 0.023777 | 100 | 100 |  |  | -1.2171 | 100 | -0.023777 | -2.3777 |  |  |  |  | 0 | 0
80012 | LAR | F | South | YES | -0.012171 | 0 | 0 | 0 | 0 | 1.04 | DCTie | -1 | 0.023777 | 0 | 0 |  |  | 0 | 0 | -0.023777 | 0 |  |  |  |  | 0 | 0
8134 | FOR #1 | 1 | South | YES | -0.012347 | 54.1 | 45 | 79 | 0 | 1 | Cogen | -1 | 0.023953 | 0 | 0 |  |  | 0 | 0 | -0.023953 | 0 |  |  |  |  | 0 | 0
8138 | FOR #2 | 2 | South | YES | -0.012347 | 63.1 | 45 | 81 | 0 | 1 | Cogen | -1 | 0.023953 | 0 | 0 |  |  | 0 | 0 | -0.023953 | 0 |  |  |  |  | 0 | 0
8153 | FOR #3 | 3 | South | YES | -0.012347 | 63.1 | 45 | 79.9 | 0 | 1 | Cogen | -1 | 0.023953 | 0 | 0 |  |  | 0 | 0 | -0.023953 | 0 |  |  |  |  | 0 | 0
8154 | FOR #4 | 4 | South | YES | -0.012347 | 63.1 | 60 | 80 | 0 | 1 | Cogen | -1 | 0.023953 | 0 | 0 |  |  | 0 | 0 | -0.023953 | 0 |  |  |  |  | 0 | 0
8155 | FOR #5 | 5 | South | YES | -0.012347 | 63.1 | 60 | 78.4 | 0 | 1 | Cogen | -1 | 0.023953 | 0 | 0 |  |  | 0 | 0 | -0.023953 | 0 |  |  |  |  | 0 | 0
8156 | FOR #6 | 6 | South | YES | -0.012347 | 24.9 | 5 | 25 | 0 | 1 | Cogen | -1 | 0.023953 | 0 | 0 |  |  | 0 | 0 | -0.023953 | 0 |  |  |  |  | 0 | 0
8157 | FOR #7 | 7 | South | YES | -0.012347 | 28.8 | 5 | 46 | 0 | 1 | Cogen | -1 | 0.023953 | 0 | 0 |  |  | 0 | 0 | -0.023953 | 0 |  |  |  |  | 0 | 0
80051 | FOR #8 | 8 | South | YES | -0.012347 | 28 | 28 | 28 |  | 1 | Cogen | -1 | 0.023953 | 0 | 0 |  |  | 0 | 0 | -0.023953 | 0 |  |  |  |  | 0 | 0
80052 | FOR #9 | 9 | South | YES | -0.012347 | 29.7 | 5 | 43.6 | 0 | 1 | Cogen | -1 | 0.023953 | 0 | 0 |  |  | 0 | 0 | -0.023953 | 0 |  |  |  |  | 0 | 0
80053 | FOR #10 | 10 | South | YES | -0.012347 | 68.4 | 45 | 75 | 0 | 1 | Cogen | -1 | 0.023953 | 0 | 0 |  |  | 0 | 0 | -0.023953 | 0 |  |  |  |  | 0 | 0
80226 | ALCOA G | 1 | South | YES | -0.012441 | 32.3 | 5 | 48 | 0 | 1.015 | Cogen | -1 | 0.024047 | 0 | 0 |  |  | 0 | 0 | -0.024047 | 0 |  |  |  |  | 0 | 0
88299 | ZAPATA | F | South | YES | -0.012604 | 0 | 0 | 0 | 0 | 1.02 | BLT | -1 | 0.02421 | 0 | 0 |  |  | 0 | 0 | -0.02421 | 0 |  |  |  |  | 0 | 0
8147 | UCAR #2 | 10 | South | YES | -0.012739 | 18.2 | 0 | 28 |  | 1 | Cogen | -1 | 0.024345 | 0 | 0 |  |  | 0 | 0 | -0.024345 | 0 |  |  |  |  | 0 | 0
8148 | UCAR #1 | 2 | South | YES | -0.012739 | 6.1 | 0 | 7 | 0 | 1.009 | Cogen | -1 | 0.024345 | 0 | 0 |  |  | 0 | 0 | -0.024345 | 0 |  |  |  |  | 0 | 0
80137 | CSDR89 | 9 | South | YES | -0.012739 | 15 | 0 | 15 | 0 | 1.003 | DCTie | -1 | 0.024345 | 0 | 0 |  |  | 0 | 0 | -0.024345 | 0 |  |  |  |  | 0 | 0
80137 | CSDR89 | 8 | South | YES | -0.012739 | 33.9 | 0 | 39 | 0 | 1.003 | DCTie | -1 | 0.024345 | 0 | 0 |  |  | 0 | 0 | -0.024345 | 0 |  |  |  |  | 0 | 0
80138 | CSDR7 | 7 | South | YES | -0.012739 | 6.1 | 0 | 7 | 0 | 1.014 | DCTie | -1 | 0.024345 | 0 | 0 |  |  | 0 | 0 | -0.024345 | 0 |  |  |  |  | 0 | 0
80139 | CSDR56 | 6 | South | YES | -0.012739 | 0 | 0 | 39 |  | 1.0033 | DCTie | -1 | 0.024345 | 0 | 0 |  |  | 0 | 0 | -0.024345 | 0 |  |  |  |  | 0 | 0
80139 | CSDR56 | 5 | South | YES | -0.012739 | 15 | 0 | 15 |  | 1.0033 | DCTie | -1 | 0.024345 | 0 | 0 |  |  | 0 | 0 | -0.024345 | 0 |  |  |  |  | 0 | 0
80140 | CSDR11 | 11 | South | YES | -0.012739 | 33.9 | 0 | 39 | 0 | 1.03 | DCTie | -1 | 0.024345 | 0 | 0 |  |  | 0 | 0 | -0.024345 | 0 |  |  |  |  | 0 | 0
80227 | AIRCO G | 1 | South | YES | -0.012784 | 7.2 | 0 | 8 | 0 | 1.0104 | Cogen | -1 | 0.02439 | 0 | 0 |  |  | 0 | 0 | -0.02439 | 0 |  |  |  |  | 0 | 0
80224 | VISTRONG1 | 1 | South | YES | -0.012872 | 13.1 | 0 | 15 | 0 | 1.01 | Cogen | -1 | 0.024478 | 0 | 0 |  |  | 0 | 0 | -0.024478 | 0 |  |  |  |  | 0 | 0
80225 | VISTRONG2 | 2 | South | YES | -0.012872 | 20.2 | 0 | 23 | 0 | 1.01 | Cogen | -1 | 0.024478 | 0 | 0 |  |  | 0 | 0 | -0.024478 | 0 |  |  |  |  | 0 | 0
5728 | FALCONHYDRO2 | 2 | South | YES | -0.012898 | 12 | 0 | 12 | 0 | 1.0234 | Hydro | -1 | 0.024504 | 0 | 0 |  |  | 0 | 0 | -0.024504 | 0 |  |  |  |  | 0 | 0
5729 | FALCONHYDRO3 | 3 | South | YES | -0.012898 | 11 | 0 | 11 | 0 | 1.0234 | Hydro | -1 | 0.024504 | 0 | 0 |  |  | 0 | 0 | -0.024504 | 0 |  |  |  |  | 0 | 0
8048 | FALCONHYDRO1 | 1 | South | YES | -0.012898 | 12 | 0 | 12 | 0 | 1.0234 | Hydro | -1 | 0.024504 | 0 | 0 |  |  | 0 | 0 | -0.024504 | 0 |  |  |  |  | 0 | 0
88508 | FALFURRI | F | South | YES | -0.01293 | 0 | 0 | 0 | 0 | 1 | AVR | -1 | 0.024536 | 0 | 0 |  |  | 0 | 0 | -0.024536 | 0 |  |  |  |  | 0 | 0
5503 | RAYBURNGEN3 | 1 | South | YES | -0.012947 | 17.6 | 6 | 22 | 0 | 1.0224 | GST | -1 | 0.024553 | 22 | 22 |  |  | -0.28483 | 22 | -0.024553 | -0.54017 |  |  |  |  | 0 | 0
5505 | RAYBURNGEN1 | 1 | South | YES | -0.012947 | 0 | 1 | 11 |  | 1.0223 | GGT | -1 | 0.024553 | 11 | 11 |  |  | -0.14242 | 11 | -0.024553 | -0.27009 |  |  |  |  | 0 | 0
5506 | RAYBURNGEN2 | 1 | South | YES | -0.012947 | 0 | 1 | 11 |  | 1.0223 | GGT | -1 | 0.024553 | 11 | 11 |  |  | -0.14242 | 11 | -0.024553 | -0.27009 |  |  |  |  | 0 | 0
58909 | PEARSALLSCG1 | 3 | South | YES | -0.012983 | 0 | 0 | 8.4 |  | 1.027 | Diesel | -1 | 0.024589 | 8.4 | 8.4 |  |  | -0.10906 | 8.4 | -0.024589 | -0.20655 |  |  |  |  | 0 | 0
58909 | PEARSALLSCG1 | 4 | South | YES | -0.012983 | 0 | 0 | 8.4 |  | 1.027 | Diesel | -1 | 0.024589 | 8.4 | 8.4 |  |  | -0.10906 | 8.4 | -0.024589 | -0.20655 |  |  |  |  | 0 | 0
58909 | PEARSALLSCG1 | 6 | South | YES | -0.012983 | 0 | 0 | 8.4 |  | 1.027 | Diesel | -1 | 0.024589 | 8.4 | 8.4 |  |  | -0.10906 | 8.4 | -0.024589 | -0.20655 |  |  |  |  | 0 | 0
58909 | PEARSALLSCG1 | 5 | South | YES | -0.012983 | 0 | 0 | 8.4 |  | 1.027 | Diesel | -1 | 0.024589 | 8.4 | 8.4 |  |  | -0.10906 | 8.4 | -0.024589 | -0.20655 |  |  |  |  | 0 | 0
58909 | PEARSALLSCG1 | 1 | South | YES | -0.012983 | 0 | 0 | 8.4 |  | 1.027 | Diesel | -1 | 0.024589 | 8.4 | 8.4 |  |  | -0.10906 | 8.4 | -0.024589 | -0.20655 |  |  |  |  | 0 | 0
58909 | PEARSALLSCG1 | 2 | South | YES | -0.012983 | 0 | 0 | 8.4 |  | 1.027 | Diesel | -1 | 0.024589 | 8.4 | 8.4 |  |  | -0.10906 | 8.4 | -0.024589 | -0.20655 |  |  |  |  | 0 | 0
58919 | PEARSALLSCG2 | 5 | South | YES | -0.012983 | 0 | 0 | 8.4 |  | 1.027 | Diesel | -1 | 0.024589 | 8.4 | 8.4 |  |  | -0.10906 | 8.4 | -0.024589 | -0.20655 |  |  |  |  | 0 | 0
58919 | PEARSALLSCG2 | 6 | South | YES | -0.012983 | 0 | 0 | 8.4 |  | 1.027 | Diesel | -1 | 0.024589 | 8.4 | 8.4 |  |  | -0.10906 | 8.4 | -0.024589 | -0.20655 |  |  |  |  | 0 | 0
58919 | PEARSALLSCG2 | 1 | South | YES | -0.012983 | 0 | 0 | 8.4 |  | 1.027 | Diesel | -1 | 0.024589 | 8.4 | 8.4 |  |  | -0.10906 | 8.4 | -0.024589 | -0.20655 |  |  |  |  | 0 | 0
58919 | PEARSALLSCG2 | 2 | South | YES | -0.012983 | 0 | 0 | 8.4 |  | 1.027 | Diesel | -1 | 0.024589 | 8.4 | 8.4 |  |  | -0.10906 | 8.4 | -0.024589 | -0.20655 |  |  |  |  | 0 | 0
58919 | PEARSALLSCG2 | 4 | South | YES | -0.012983 | 0 | 0 | 8.4 |  | 1.027 | Diesel | -1 | 0.024589 | 8.4 | 8.4 |  |  | -0.10906 | 8.4 | -0.024589 | -0.20655 |  |  |  |  | 0 | 0
58919 | PEARSALLSCG2 | 3 | South | YES | -0.012983 | 0 | 0 | 8.4 |  | 1.027 | Diesel | -1 | 0.024589 | 8.4 | 8.4 |  |  | -0.10906 | 8.4 | -0.024589 | -0.20655 |  |  |  |  | 0 | 0
58929 | PEARSALLSCG3 | 4 | South | YES | -0.012983 | 0 | 0 | 8.4 |  | 1.027 | Diesel | -1 | 0.024589 | 8.4 | 8.4 |  |  | -0.10906 | 8.4 | -0.024589 | -0.20655 |  |  |  |  | 0 | 0
58929 | PEARSALLSCG3 | 6 | South | YES | -0.012983 | 0 | 0 | 8.4 |  | 1.027 | Diesel | -1 | 0.024589 | 8.4 | 8.4 |  |  | -0.10906 | 8.4 | -0.024589 | -0.20655 |  |  |  |  | 0 | 0
58929 | PEARSALLSCG3 | 2 | South | YES | -0.012983 | 0 | 0 | 8.4 |  | 1.027 | Diesel | -1 | 0.024589 | 8.4 | 8.4 |  |  | -0.10906 | 8.4 | -0.024589 | -0.20655 |  |  |  |  | 0 | 0
58929 | PEARSALLSCG3 | 5 | South | YES | -0.012983 | 0 | 0 | 8.4 |  | 1.027 | Diesel | -1 | 0.024589 | 8.4 | 8.4 |  |  | -0.10906 | 8.4 | -0.024589 | -0.20655 |  |  |  |  | 0 | 0
58929 | PEARSALLSCG3 | 1 | South | YES | -0.012983 | 0 | 0 | 8.4 |  | 1.027 | Diesel | -1 | 0.024589 | 8.4 | 8.4 |  |  | -0.10906 | 8.4 | -0.024589 | -0.20655 |  |  |  |  | 0 | 0
58929 | PEARSALLSCG3 | 3 | South | YES | -0.012983 | 0 | 0 | 8.4 |  | 1.027 | Diesel | -1 | 0.024589 | 8.4 | 8.4 |  |  | -0.10906 | 8.4 | -0.024589 | -0.20655 |  |  |  |  | 0 | 0
58949 | PEARSALLSCG4 | 3 | South | YES | -0.012983 | 0 | 0 | 8.4 |  | 1.027 | Diesel | -1 | 0.024589 | 8.4 | 8.4 |  |  | -0.10906 | 8.4 | -0.024589 | -0.20655 |  |  |  |  | 0 | 0
58949 | PEARSALLSCG4 | 2 | South | YES | -0.012983 | 0 | 0 | 8.4 |  | 1.027 | Diesel | -1 | 0.024589 | 8.4 | 8.4 |  |  | -0.10906 | 8.4 | -0.024589 | -0.20655 |  |  |  |  | 0 | 0
58949 | PEARSALLSCG4 | 1 | South | YES | -0.012983 | 0 | 0 | 8.4 |  | 1.027 | Diesel | -1 | 0.024589 | 8.4 | 8.4 |  |  | -0.10906 | 8.4 | -0.024589 | -0.20655 |  |  |  |  | 0 | 0
58949 | PEARSALLSCG4 | 4 | South | YES | -0.012983 | 0 | 0 | 8.4 |  | 1.027 | Diesel | -1 | 0.024589 | 8.4 | 8.4 |  |  | -0.10906 | 8.4 | -0.024589 | -0.20655 |  |  |  |  | 0 | 0
58949 | PEARSALLSCG4 | 6 | South | YES | -0.012983 | 0 | 0 | 8.4 |  | 1.027 | Diesel | -1 | 0.024589 | 8.4 | 8.4 |  |  | -0.10906 | 8.4 | -0.024589 | -0.20655 |  |  |  |  | 0 | 0
58949 | PEARSALLSCG4 | 5 | South | YES | -0.012983 | 0 | 0 | 8.4 |  | 1.027 | Diesel | -1 | 0.024589 | 8.4 | 8.4 |  |  | -0.10906 | 8.4 | -0.024589 | -0.20655 |  |  |  |  | 0 | 0
5512 | RAYBURNCC8 | 1 | South | YES | -0.013083 | 49.3 | 18.2 | 49.3 | 0 | 1.0296 | CC | -1 | 0.024689 | 49.3 | 49.3 |  |  | -0.64499 | 49.3 | -0.024689 | -1.2172 |  |  |  |  | 0 | 0
5508 | RAYBURNCC9 | 1 | South | YES | -0.013083 | 47.7 | 18.2 | 47.7 | 0 | 1.0296 | CC | -1 | 0.024689 | 47.7 | 47.7 |  |  | -0.62406 | 47.7 | -0.024689 | -1.1777 |  |  |  |  | 0 | 0
5511 | RAYBURNCC7 | 1 | South | YES | -0.013083 | 47.5 | 18.2 | 47.5 | 0 | 1.0296 | CC | -1 | 0.024689 | 47.5 | 47.5 |  |  | -0.62144 | 47.5 | -0.024689 | -1.1727 |  |  |  |  | 0 | 0
5509 | RAYBURNCC10 | 1 | South | YES | -0.013083 | 37.3 | 5.2 | 37.3 | 0 | 1.0296 | CC | -1 | 0.024689 | 37.3 | 37.3 |  |  | -0.488 | 37.3 | -0.024689 | -0.92091 |  |  |  |  | 0 | 0
8926 | LGE_GT10A | 1 | South | YES | -0.013095 | 158 | 0 | 158 | 0 | 1.03 | Cogen | -1 | 0.024701 | 0 | 0 |  |  | 0 | 0 | -0.024701 | 0 |  |  |  |  | 0 | 0
8927 | LGE_GT20A | 2 | South | YES | -0.013095 | 153 | 0 | 153 | 0 | 1.03 | Cogen | -1 | 0.024701 | 0 | 0 |  |  | 0 | 0 | -0.024701 | 0 |  |  |  |  | 0 | 0
8928 | LGE_STG0A | 3 | South | YES | -0.013095 | 100 | 0 | 100 | 0 | 1.03 | Cogen | -1 | 0.024701 | 0 | 0 |  |  | 0 | 0 | -0.024701 | 0 |  |  |  |  | 0 | 0
8930 | ICPGN10A | 1 | South | YES | -0.013095 | 149 | 0 | 149 | 0 | 1.03 | Cogen | -1 | 0.024701 | 0 | 0 |  |  | 0 | 0 | -0.024701 | 0 |  |  |  |  | 0 | 0
8931 | ICPGN20A | 2 | South | YES | -0.013095 | 150 | 0 | 150 | 0 | 1.03 | Cogen | -1 | 0.024701 | 0 | 0 |  |  | 0 | 0 | -0.024701 | 0 |  |  |  |  | 0 | 0
8932 | ICPGN30A | 3 | South | YES | -0.013095 | 127 | 0 | 127 | 0 | 1.03 | Cogen | -1 | 0.024701 | 0 | 0 |  |  | 0 | 0 | -0.024701 | 0 |  |  |  |  | 0 | 0
80223 | REYSHR G | 1 | South | YES | -0.013095 | 12 | 0 | 12 | 0 | 1.032 | Cogen | -1 | 0.024701 | 0 | 0 |  |  | 0 | 0 | -0.024701 | 0 |  |  |  |  | 0 | 0
8066 | DUP1V#1 | 1 | South | YES | -0.013109 | 52.3 | 0 | 73 | 0 | 1.01 | Cogen | -1 | 0.024715 | 0 | 0 |  |  | 0 | 0 | -0.024715 | 0 |  |  |  |  | 0 | 0
8442 | NBEC7 | 7 | South | YES | -0.013197 | 0 | 81 | 367 |  | 1.0298 | GST | -1 | 0.024803 | 367 | 367 |  |  | -4.8433 | 367 | -0.024803 | -9.1028 |  |  |  |  | 0 | 0
8442 | NBEC7 | MB | South | YES | -0.013197 | 0 | 81 | 367 |  | 1.0298 | GST | -1 | 0.024803 | 0 | 0 |  |  | 0 | 0 | -0.024803 | 0 |  |  |  |  | 0 | 0
8560 | CNOPGT1 | 1 | South | YES | -0.013198 | 148.3 | 0 | 148.3 | 0 | 1.03 | Cogen | -1 | 0.024804 | 0 | 0 |  |  | 0 | 0 | -0.024804 | 0 |  |  |  |  | 0 | 0
8561 | CNOPGT2 | 2 | South | YES | -0.013198 | 148.6 | 0 | 148.6 | 0 | 1.03 | Cogen | -1 | 0.024804 | 0 | 0 |  |  | 0 | 0 | -0.024804 | 0 |  |  |  |  | 0 | 0
8562 | CNOPST1 | 3 | South | YES | -0.013198 | 153 | 0 | 153 | 0 | 1.03 | Cogen | -1 | 0.024804 | 0 | 0 |  |  | 0 | 0 | -0.024804 | 0 |  |  |  |  | 0 | 0
8935 | FGNTS201 | 3 | South | YES | -0.013204 | 173 | 0 | 173 | 0 | 1.03 | CC | -1 | 0.02481 | 173 | 173 |  |  | -2.2843 | 173 | -0.02481 | -4.2922 |  |  |  |  | 0 | 0
8934 | FGNTS101 | 2 | South | YES | -0.013204 | 147.9 | 0 | 147.9 | 0 | 1.03 | CC | -1 | 0.02481 | 147.9 | 147.9 |  |  | -1.9529 | 147.9 | -0.02481 | -3.6695 |  |  |  |  | 0 | 0
8933 | FGNTS001 | 1 | South | YES | -0.013204 | 146.5 | 0 | 146.5 | 0 | 1.03 | CC | -1 | 0.02481 | 146.5 | 146.5 |  |  | -1.9344 | 146.5 | -0.02481 | -3.6347 |  |  |  |  | 0 | 0
8456 | COSW#1 | 1 | South | YES | -0.013204 | 20 | 0 | 20 | 0 | 1.027 | Cogen | -1 | 0.02481 | 0 | 0 |  |  | 0 | 0 | -0.02481 | 0 |  |  |  |  | 0 | 0
8457 | COSW#2 | 2 | South | YES | -0.013204 | 14 | 0 | 14 | 0 | 1.027 | Cogen | -1 | 0.02481 | 0 | 0 |  |  | 0 | 0 | -0.02481 | 0 |  |  |  |  | 0 | 0
80263 | B_DAVIS31A | 3 | South | YES | -0.01322 | 0 | 0 | 180 |  | 1.0366 | CC | -1 | 0.024826 | 180 | 180 |  |  | -2.3796 | 180 | -0.024826 | -4.4687 |  |  |  |  | 0 | 0
80264 | B_DAVIS41A | 4 | South | YES | -0.01322 | 0 | 0 | 180 |  | 1.0366 | CC | -1 | 0.024826 | 180 | 180 |  |  | -2.3796 | 180 | -0.024826 | -4.4687 |  |  |  |  | 0 | 0
8459 | B_DAVIS0B | MB | South | YES | -0.01322 | 0 | 50 | 339 |  | 1.03 | GSC | -1 | 0.024826 | 0 | 0 |  |  | 0 | 0 | -0.024826 | 0 |  |  |  |  | 0 | 0
8460 | B_DAVIS0A | MB | South | YES | -0.01322 | 0 | 50 | 340 |  | 1.03 | GSC | -1 | 0.024826 | 0 | 0 |  |  | 0 | 0 | -0.024826 | 0 |  |  |  |  | 0 | 0
8506 | VAL #1 | 1 | South | YES | -0.013221 | 20.9 | 0 | 25 | 0 | 1.0055 | Cogen | -1 | 0.024827 | 0 | 0 |  |  | 0 | 0 | -0.024827 | 0 |  |  |  |  | 0 | 0
8507 | VAL #2 | 2 | South | YES | -0.013221 | 20.9 | 0 | 25 | 0 | 1.0055 | Cogen | -1 | 0.024827 | 0 | 0 |  |  | 0 | 0 | -0.024827 | 0 |  |  |  |  | 0 | 0
8461 | KOCH_UP0A | 1 | South | YES | -0.013231 | 38 | 0 | 38 | 0 | 1.012 | Cogen | -1 | 0.024837 | 0 | 0 |  |  | 0 | 0 | -0.024837 | 0 |  |  |  |  | 0 | 0
8511 | OXY_CC0A | 1 | South | YES | -0.013234 | 30.3 | 0 | 38 | 0 | 1.027 | Cogen | -1 | 0.02484 | 0 | 0 |  |  | 0 | 0 | -0.02484 | 0 |  |  |  |  | 0 | 0
253 | BOSQUESW804 | 2 | North | YES | 0.007311 | 80 | 0 | 80 | 0 | 1.032 | CC | 1 | 0.024843 | 80 | 80 | 0.58488 | 80 |  |  | 0.024843 | 1.9875 |  |  |  |  | 0 | 0
251 | BOSQUESW803 | 2 | North | YES | 0.007311 | 150 | 0 | 150 | 0 | 1.032 | CC | 1 | 0.024843 | 150 | 150 | 1.0966 | 150 |  |  | 0.024843 | 3.7265 |  |  |  |  | 0 | 0
8174 | VICEC61A | 6 | South | YES | -0.013241 | 188 | 42 | 188 | 0 | 1.025 | CC | -1 | 0.024847 | 188 | 188 |  |  | -2.4893 | 188 | -0.024847 | -4.6713 |  |  |  |  | 0 | 0
8173 | VICEC51A | 5 | South | YES | -0.013241 | 144 | 18 | 144 | 0 | 1.025 | CC | -1 | 0.024847 | 144 | 144 |  |  | -1.9067 | 144 | -0.024847 | -3.578 |  |  |  |  | 0 | 0
8938 | MVGN#3 | 3 | South | YES | -0.013256 | 250.9 | 0 | 250.9 | 0 | 1.0304 | CC | -1 | 0.024862 | 250.9 | 250.9 |  |  | -3.3259 | 250.9 | -0.024862 | -6.238 |  |  |  |  | 0 | 0
8937 | MVGN#2 | 2 | South | YES | -0.013256 | 216.7 | 0 | 216.7 | 0 | 1.0304 | CC | -1 | 0.024862 | 216.7 | 216.7 |  |  | -2.8726 | 216.7 | -0.024862 | -5.3877 |  |  |  |  | 0 | 0
8936 | MVGN#1 | 1 | South | YES | -0.013256 | 216.6 | 0 | 216.6 | 0 | 1.0304 | CC | -1 | 0.024862 | 216.6 | 216.6 |  |  | -2.8712 | 216.6 | -0.024862 | -5.3852 |  |  |  |  | 0 | 0
8983 | HECN3 | 3 | South | YES | -0.013256 | 171.9 | 0 | 171.9 | 0 | 1.0304 | CC | -1 | 0.024862 | 171.9 | 171.9 |  |  | -2.2787 | 171.9 | -0.024862 | -4.2738 |  |  |  |  | 0 | 0
8981 | HECN1 | 1 | South | YES | -0.013256 | 144.8 | 0 | 144.8 | 0 | 1.0304 | CC | -1 | 0.024862 | 144.8 | 144.8 |  |  | -1.9195 | 144.8 | -0.024862 | -3.6001 |  |  |  |  | 0 | 0
8982 | HECN2 | 2 | South | YES | -0.013256 | 144.1 | 0 | 144.1 | 0 | 1.0304 | CC | -1 | 0.024862 | 144.1 | 144.1 |  |  | -1.9102 | 144.1 | -0.024862 | -3.5827 |  |  |  |  | 0 | 0
8517 | CELANEBI0A | 1 | South | YES | -0.013273 | 29 | 0 | 29 | 0 | 1.02 | Cogen | -1 | 0.024879 | 0 | 0 |  |  | 0 | 0 | -0.024879 | 0 |  |  |  |  | 0 | 0
5935 | SI_RAY10 | 10 | South | YES | -0.013277 | 47 | 10 | 47 | 0 | 1.03 | CC | -1 | 0.024883 | 47 | 47 |  |  | -0.62402 | 47 | -0.024883 | -1.1695 |  |  |  |  | 0 | 0
5932 | SI_RAY9 | 9 | South | YES | -0.013277 | 32 | 32 | 38 | 0 | 1.035 | CC | -1 | 0.024883 | 38 | 38 |  |  | -0.50453 | 38 | -0.024883 | -0.94557 |  |  |  |  | 0 | 0
5933 | SI_RAY6 | 6 | South | YES | -0.013277 | 15.4 | 10 | 19.3 | 0 | 1.035 | GST | -1 | 0.024883 | 19.3 | 19.3 |  |  | -0.25625 | 19.3 | -0.024883 | -0.48025 |  |  |  |  | 0 | 0
80003 | MILHWYS | F | South | YES | -0.013277 | 0 | 0 | 0 | 0 | 1.0168 | AVR | -1 | 0.024883 | 0 | 0 |  |  | 0 | 0 | -0.024883 | 0 |  |  |  |  | 0 | 0
80080 | GWINDT11A | 3 | South | YES | -0.01329 | 0 | 0 | 38 | 0 | 1.025 | Wind | -1 | 0.024896 | 0 | 38 |  |  | 0 | 0 | -0.024896 | 0 |  |  |  |  | 0 | 0
80080 | GWINDT11A | 4 | South | YES | -0.01329 | 3.8 | 0 | 19 | 0 | 1.025 | Wind | -1 | 0.024896 | 0 | 19 |  |  | 0 | 0 | -0.024896 | 0 |  |  |  |  | 0 | 0
80080 | GWINDT11A | 2 | South | YES | -0.01329 | 0 | 0 | 41 | 0 | 1.025 | Wind | -1 | 0.024896 | 0 | 41 |  |  | 0 | 0 | -0.024896 | 0 |  |  |  |  | 0 | 0
80080 | GWINDT11A | 1 | South | YES | -0.01329 | 28.2 | 0 | 94 | 0 | 1.025 | Wind | -1 | 0.024896 | 0 | 94 |  |  | 0 | 0 | -0.024896 | 0 |  |  |  |  | 0 | 0
80081 | GWINDT21A | 4 | South | YES | -0.01329 | 4.4 | 0 | 22 | 0 | 1.025 | Wind | -1 | 0.024896 | 0 | 22 |  |  | 0 | 0 | -0.024896 | 0 |  |  |  |  | 0 | 0
80081 | GWINDT21A | 1 | South | YES | -0.01329 | 28.2 | 0 | 94 | 0 | 1.025 | Wind | -1 | 0.024896 | 0 | 94 |  |  | 0 | 0 | -0.024896 | 0 |  |  |  |  | 0 | 0
80081 | GWINDT21A | 3 | South | YES | -0.01329 | 8.6 | 0 | 43 | 0 | 1.025 | Wind | -1 | 0.024896 | 0 | 43 |  |  | 0 | 0 | -0.024896 | 0 |  |  |  |  | 0 | 0
80081 | GWINDT21A | 2 | South | YES | -0.01329 | 7.2 | 0 | 36 | 0 | 1.025 | Wind | -1 | 0.024896 | 0 | 36 |  |  | 0 | 0 | -0.024896 | 0 |  |  |  |  | 0 | 0
80180 | PNSCALT11A | 2 | South | YES | -0.01329 | 10 | 0 | 50 | 0 | 1.025 | Wind | -1 | 0.024896 | 0 | 50 |  |  | 0 | 0 | -0.024896 | 0 |  |  |  |  | 0 | 0
80180 | PNSCALT11A | 1 | South | YES | -0.01329 | 43.8 | 0 | 148 | 0 | 1.025 | Wind | -1 | 0.024896 | 0 | 148 |  |  | 0 | 0 | -0.024896 | 0 |  |  |  |  | 0 | 0
80181 | PNSCALT21A | 2 | South | YES | -0.01329 | 10 | 0 | 50 | 0 | 1.025 | Wind | -1 | 0.024896 | 0 | 50 |  |  | 0 | 0 | -0.024896 | 0 |  |  |  |  | 0 | 0
80181 | PNSCALT21A | 1 | South | YES | -0.01329 | 16.5 | 0 | 55 | 0 | 1.025 | Wind | -1 | 0.024896 | 0 | 55 |  |  | 0 | 0 | -0.024896 | 0 |  |  |  |  | 0 | 0
5891 | PEARSALLGEN2 | 1 | South | YES | -0.013479 | 19.4 | 6 | 24.3 | 0 | 1.0226 | GST | -1 | 0.025085 | 24.3 | 24.3 |  |  | -0.32754 | 24.3 | -0.025085 | -0.60957 |  |  |  |  | 0 | 0
5890 | PEARSALLGEN1 | 1 | South | YES | -0.013479 | 19.2 | 6 | 24 | 0 | 1.0226 | GST | -1 | 0.025085 | 24 | 24 |  |  | -0.3235 | 24 | -0.025085 | -0.60205 |  |  |  |  | 0 | 0
5892 | PEARSALLGEN3 | 1 | South | YES | -0.013479 | 19.1 | 6 | 23.9 | 0 | 1.0226 | GST | -1 | 0.025085 | 23.9 | 23.9 |  |  | -0.32215 | 23.9 | -0.025085 | -0.59954 |  |  |  |  | 0 | 0
8161 | COLETO0A | 1 | South | YES | -0.01383 | 633 | 200 | 633 | 0 | 1.03 | LIGCO | -1 | 0.025436 | 0 | 633 |  |  | 0 | 0 | -0.025436 | 0 |  |  |  |  | 0 | 0
88198 | BEEVILLE | F | South | YES | -0.013889 | 0 | 0 | 0 | 0 | 1.02 | AVR | -1 | 0.025495 | 0 | 0 |  |  | 0 | 0 | -0.025495 | 0 |  |  |  |  | 0 | 0
3382 | BBRN_2G | 2 | North | YES | 0.008148 | 589 | 225 | 589 | 0 | 1.03 | LIGCO | 1 | 0.02568 | 0 | 589 | 4.7992 | 589 |  |  | 0.02568 | 15.1257 |  |  |  |  | 0 | 0
3381 | BBRN_1G | 1 | North | YES | 0.008148 | 618 | 225 | 618 | 0 | 1.03 | LIGCO | 1 | 0.02568 | 0 | 618 | 5.0355 | 618 |  |  | 0.02568 | 15.8705 |  |  |  |  | 0 | 0
13131 | CALFREST_1G | 1 | North | YES | 0.008522 | 150.7 | 40 | 150.7 | 0 | 1.031 | CC | 1 | 0.026054 | 150.7 | 150.7 | 1.2843 | 150.7 |  |  | 0.026054 | 3.9264 |  |  |  |  | 0 | 0
13132 | CALFREST_2G | 2 | North | YES | 0.008522 | 151 | 57 | 151 | 0 | 1.031 | CC | 1 | 0.026054 | 151 | 151 | 1.2868 | 151 |  |  | 0.026054 | 3.9342 |  |  |  |  | 0 | 0
13133 | CALFREST_3G | 3 | North | YES | 0.008522 | 177.4 | 40 | 177.4 | 0 | 1.031 | CC | 1 | 0.026054 | 177.4 | 177.4 | 1.5118 | 177.4 |  |  | 0.026054 | 4.622 |  |  |  |  | 0 | 0
13134 | CALFREST_4G | 4 | North | YES | 0.008583 | 151.5 | 40 | 151.5 | 0 | 1.031 | CC | 1 | 0.026115 | 151.5 | 151.5 | 1.3003 | 151.5 |  |  | 0.026115 | 3.9565 |  |  |  |  | 0 | 0
13135 | CALFREST_5G | 5 | North | YES | 0.008583 | 152.3 | 57 | 152.3 | 0 | 1.031 | CC | 1 | 0.026115 | 152.3 | 152.3 | 1.3072 | 152.3 |  |  | 0.026115 | 3.9774 |  |  |  |  | 0 | 0
13136 | CALFREST_6G | 6 | North | YES | 0.008583 | 177.5 | 40 | 177.5 | 0 | 1.031 | CC | 1 | 0.026115 | 177.5 | 177.5 | 1.5235 | 177.5 |  |  | 0.026115 | 4.6355 |  |  |  |  | 0 | 0
5903 | SANMIGUELGEN | 1 | South | YES | -0.014984 | 396.3 | 180 | 396.3 | 0 | 1.0336 | LIGCO | -1 | 0.02659 | 0 | 396.3 |  |  | 0 | 0 | -0.02659 | 0 |  |  |  |  | 0 | 0
244 | WHITNYDM01 | 1 | North | YES | 0.009147 | 15 | 0 | 15 | 0 | 1.035 | Hydro | 1 | 0.026679 | 0 | 0 | 0 | 0 |  |  | 0.026679 | 0 |  |  |  |  | 0 | 0
245 | WHITNYDM02 | 2 | North | YES | 0.009147 | 15 | 0 | 15 | 0 | 1.035 | Hydro | 1 | 0.026679 | 0 | 0 | 0 | 0 |  |  | 0.026679 | 0 |  |  |  |  | 0 | 0
7012 | L_FPPYD21_3Y | 3 | South | YES | -0.015147 | 427.5 | 200 | 436 | 0 | 1.02 | LIGCO | -1 | 0.026753 | 0 | 436 |  |  | 0 | 0 | -0.026753 | 0 |  |  |  |  | 0 | 0
7010 | L_FPPYD11_1Y | 1 | South | YES | -0.015152 | 547.4 | 200 | 606 | 0 | 1.02 | LIGCO | -1 | 0.026758 | 0 | 606 |  |  | 0 | 0 | -0.026758 | 0 |  |  |  |  | 0 | 0
7011 | L_FPPYD11_2Y | 2 | South | YES | -0.015152 | 552.2 | 200 | 598 | 0 | 1.02 | LIGCO | -1 | 0.026758 | 0 | 598 |  |  | 0 | 0 | -0.026758 | 0 |  |  |  |  | 0 | 0
3432 | SANDOW_4G | 4 | South | YES | -0.015241 | 580 | 225 | 580 | 0 | 1.029 | LIGCO | -1 | 0.026847 | 0 | 580 |  |  | 0 | 0 | -0.026847 | 0 |  |  |  |  | 0 | 0
8189 | CUECPL2A | 1 | South | YES | -0.015753 | 12 | 0 | 12 | 0 | 1.02 | Cogen | -1 | 0.027359 | 0 | 0 |  |  | 0 | 0 | -0.027359 | 0 |  |  |  |  | 0 | 0
7009 | L_LOSTPI1_3Y | 3 | South | YES | -0.015817 | 173.9 | 72 | 175 | 0 | 1 | CC | -1 | 0.027423 | 175 | 175 |  |  | -2.768 | 175 | -0.027423 | -4.7991 |  |  |  |  | 0 | 0
7008 | L_LOSTPI1_2Y | 2 | South | YES | -0.015817 | 157.7 | 107 | 160 | 0 | 1 | CC | -1 | 0.027423 | 160 | 160 |  |  | -2.5307 | 160 | -0.027423 | -4.3877 |  |  |  |  | 0 | 0
7007 | L_LOSTPI1_1Y | 1 | South | YES | -0.015817 | 158.6 | 110 | 158 | 0 | 1 | CC | -1 | 0.027423 | 158 | 158 |  |  | -2.4991 | 158 | -0.027423 | -4.3329 |  |  |  |  | 0 | 0
5401 | CALAVER_JKS1 | 1 | South | YES | -0.016037 | 562 | 100 | 562 | 0 | 1.026 | LIGCO | -1 | 0.027643 | 0 | 562 |  |  | 0 | 0 | -0.027643 | 0 |  |  |  |  | 0 | 0
3107 | STRYKER_1G | 1 | North | YES | 0.010163 | 145.6 | 45 | 182 | 0 | 1.029 | GST | 1 | 0.027695 | 182 | 182 | 1.8497 | 182 |  |  | 0.027695 | 5.0406 |  |  |  |  | 0 | 0
3108 | STRYKER_2G | 2 | North | YES | 0.010163 | 484 | 75 | 484 | 0 | 1.029 | GST | 1 | 0.027695 | 484 | 484 | 4.9189 | 484 |  |  | 0.027695 | 13.4046 |  |  |  |  | 0 | 0
5265 | LEON_LCP4G4 | 4 | South | YES | -0.016136 | 89 | 25 | 89 | 0 | 1.0197 | GST | -1 | 0.027742 | 89 | 89 |  |  | -1.4361 | 89 | -0.027742 | -2.4691 |  |  |  |  | 0 | 0
5264 | LEON_LCP3G3 | 3 | South | YES | -0.016136 | 0 | 20 | 58 |  | 1.0197 | GST | -1 | 0.027742 | 58 | 58 |  |  | -0.93589 | 58 | -0.027742 | -1.6091 |  |  |  |  | 0 | 0
5269 | LEON_LCPCT4 | 4 | South | YES | -0.016136 | 45 | 24 | 45 | 0 | 1.0197 | GGT | -1 | 0.027742 | 45 | 45 |  |  | -0.72612 | 45 | -0.027742 | -1.2484 |  |  |  |  | 0 | 0
5266 | LEON_LCPCT1 | 1 | South | YES | -0.016136 | 44 | 24 | 44 | 0 | 1.0197 | GGT | -1 | 0.027742 | 44 | 44 |  |  | -0.70998 | 44 | -0.027742 | -1.2207 |  |  |  |  | 0 | 0
5267 | LEON_LCPCT2 | 2 | South | YES | -0.016136 | 44 | 24 | 44 | 0 | 1.0197 | GGT | -1 | 0.027742 | 44 | 44 |  |  | -0.70998 | 44 | -0.027742 | -1.2207 |  |  |  |  | 0 | 0
5268 | LEON_LCPCT3 | 3 | South | YES | -0.016136 | 43 | 24 | 43 | 0 | 1.0197 | GGT | -1 | 0.027742 | 43 | 43 |  |  | -0.69385 | 43 | -0.027742 | -1.1929 |  |  |  |  | 0 | 0
7805 | L_GUADGE1_6Y | 6 | South | YES | -0.016138 | 203 | 30 | 203 | 0 | 1.02 | CC | -1 | 0.027744 | 203 | 203 |  |  | -3.276 | 203 | -0.027744 | -5.6321 |  |  |  |  | 0 | 0
7804 | L_GUADGE1_5Y | 5 | South | YES | -0.016138 | 182 | 30 | 182 | 0 | 1.02 | CC | -1 | 0.027744 | 182 | 182 |  |  | -2.9371 | 182 | -0.027744 | -5.0495 |  |  |  |  | 0 | 0
7803 | L_GUADGE1_4Y | 4 | South | YES | -0.016138 | 149 | 30 | 149 | 0 | 1.02 | CC | -1 | 0.027744 | 149 | 149 |  |  | -2.4046 | 149 | -0.027744 | -4.1339 |  |  |  |  | 0 | 0
7800 | L_GUADGE1_1Y | 1 | South | YES | -0.016138 | 147 | 30 | 147 | 0 | 1.02 | CC | -1 | 0.027744 | 147 | 147 |  |  | -2.3723 | 147 | -0.027744 | -4.0784 |  |  |  |  | 0 | 0
7802 | L_GUADGE1_3Y | 3 | South | YES | -0.016138 | 146 | 30 | 146 | 0 | 1.02 | CC | -1 | 0.027744 | 146 | 146 |  |  | -2.3561 | 146 | -0.027744 | -4.0507 |  |  |  |  | 0 | 0
7801 | L_GUADGE1_2Y | 2 | South | YES | -0.016138 | 138 | 30 | 138 | 0 | 1.02 | CC | -1 | 0.027744 | 138 | 138 |  |  | -2.227 | 138 | -0.027744 | -3.8287 |  |  |  |  | 0 | 0
3309 | ASPN_G | 1 | North | YES | 0.010235 | 50 | 0 | 50 |  | 1 | Bio | 1 | 0.027767 | 50 | 50 | 0.51175 | 50 |  |  | 0.027767 | 1.3884 |  |  |  |  | 0 | 0
3348 | CHAMPION_1G | MB | North | YES | 0.010252 | 0 | 42 | 42 |  | 1 | Cogen | 1 | 0.027784 | 0 | 0 | 0 | 0 |  |  | 0.027784 | 0 |  |  |  |  | 0 | 0
3126 | TRINIDAD_6G | 1 | North | YES | 0.010264 | 179.2 | 46 | 224 | 0 | 1 | GST | 1 | 0.027796 | 224 | 224 | 2.2991 | 224 |  |  | 0.027796 | 6.2264 |  |  |  |  | 0 | 0
5027 | BRAUNIG_VHB2 | 2 | South | YES | -0.016211 | 216 | 40 | 216 | 0 | 1.0192 | GST | -1 | 0.027817 | 216 | 216 |  |  | -3.5016 | 216 | -0.027817 | -6.0086 |  |  |  |  | 0 | 0
5026 | BRAUNIG_VHB1 | 1 | South | YES | -0.016211 | 215 | 40 | 215 | 0 | 1.0192 | GST | -1 | 0.027817 | 215 | 215 |  |  | -3.4854 | 215 | -0.027817 | -5.9807 |  |  |  |  | 0 | 0
5396 | CALAVER_OWS1 | 1 | South | YES | -0.016242 | 418 | 80 | 418 | 0 | 1.0192 | GST | -1 | 0.027848 | 418 | 418 |  |  | -6.7892 | 418 | -0.027848 | -11.6406 |  |  |  |  | 0 | 0
5028 | BRAUNIG_VHB3 | 3 | South | YES | -0.016242 | 407 | 60 | 407 | 0 | 1.0138 | GST | -1 | 0.027848 | 407 | 407 |  |  | -6.6105 | 407 | -0.027848 | -11.3343 |  |  |  |  | 0 | 0
5397 | CALAVER_OWS2 | 2 | South | YES | -0.016242 | 400 | 80 | 400 | 0 | 1.0192 | GST | -1 | 0.027848 | 400 | 400 |  |  | -6.4968 | 400 | -0.027848 | -11.1394 |  |  |  |  | 0 | 0
5477 | BRA_AVR1_ST | 1 | South | YES | -0.016244 | 174 | 138 | 174 | 0 | 1.025 | CC | -1 | 0.02785 | 174 | 174 |  |  | -2.8265 | 174 | -0.02785 | -4.846 |  |  |  |  | 0 | 0
5476 | BRA_AVR1_CT1 | 1 | South | YES | -0.016244 | 155 | 90 | 155 | 0 | 1.025 | CC | -1 | 0.02785 | 155 | 155 |  |  | -2.5178 | 155 | -0.02785 | -4.3168 |  |  |  |  | 0 | 0
5478 | BRA_AVR1_CT2 | 1 | South | YES | -0.016244 | 155 | 90 | 155 | 0 | 1.025 | CC | -1 | 0.02785 | 155 | 155 |  |  | -2.5178 | 155 | -0.02785 | -4.3168 |  |  |  |  | 0 | 0
5111 | CALAVER_JTD1 | 1 | South | YES | -0.016271 | 430 | 80 | 430 | 0 | 1.0138 | LIGCO | -1 | 0.027877 | 0 | 430 |  |  | 0 | 0 | -0.027877 | 0 |  |  |  |  | 0 | 0
5112 | CALAVER_JTD2 | 2 | South | YES | -0.016271 | 430 | 80 | 430 | 0 | 1.0138 | LIGCO | -1 | 0.027877 | 0 | 430 |  |  | 0 | 0 | -0.027877 | 0 |  |  |  |  | 0 | 0
5439 | TUTTL_WBT4G4 | 4 | South | YES | -0.016276 | 151 | 40 | 151 | 0 | 1.012 | GST | -1 | 0.027882 | 151 | 151 |  |  | -2.4577 | 151 | -0.027882 | -4.2102 |  |  |  |  | 0 | 0
5438 | TUTTL_WBT3G3 | 3 | South | YES | -0.016276 | 95 | 25 | 95 | 0 | 1.012 | GST | -1 | 0.027882 | 95 | 95 |  |  | -1.5462 | 95 | -0.027882 | -2.6488 |  |  |  |  | 0 | 0
5436 | TUTTL_WBT1G1 | 1 | South | YES | -0.016276 | 48.8 | 20 | 61 | 0 | 1.012 | GST | -1 | 0.027882 | 61 | 61 |  |  | -0.99284 | 61 | -0.027882 | -1.7008 |  |  |  |  | 0 | 0
13117 | TGATEWAY_2G | 2 | North | YES | 0.010423 | 130 | 30 | 130 | 0 | 1.0232 | CC | 1 | 0.027955 | 130 | 130 | 1.355 | 130 |  |  | 0.027955 | 3.6342 |  |  |  |  | 0 | 0
13118 | TGATEWAY_3G | 3 | North | YES | 0.010423 | 148 | 30 | 148 | 0 | 1.0232 | CC | 1 | 0.027955 | 148 | 148 | 1.5426 | 148 |  |  | 0.027955 | 4.1374 |  |  |  |  | 0 | 0
13116 | TGATEWAY_1G | 1 | North | YES | 0.010423 | 151 | 30 | 151 | 0 | 1.0232 | CC | 1 | 0.027955 | 151 | 151 | 1.5739 | 151 |  |  | 0.027955 | 4.2213 |  |  |  |  | 0 | 0
13119 | TGATEWAY_4G | 4 | North | YES | 0.010423 | 399 | 65 | 399 | 0 | 1.0232 | CC | 1 | 0.027955 | 399 | 399 | 4.1588 | 399 |  |  | 0.027955 | 11.1542 |  |  |  |  | 0 | 0
7813 | L_RIONOG1S1Y | 4 | South | YES | -0.01647 | 293 | 0 | 293 | 0 | 1.02 | CC | -1 | 0.028076 | 293 | 293 |  |  | -4.8257 | 293 | -0.028076 | -8.2264 |  |  |  |  | 0 | 0
7812 | L_RIONOG1G3Y | 3 | South | YES | -0.01647 | 154 | 0 | 154 | 0 | 1.02 | CC | -1 | 0.028076 | 154 | 154 |  |  | -2.5364 | 154 | -0.028076 | -4.3238 |  |  |  |  | 0 | 0
7810 | L_RIONOG1G1Y | 1 | South | YES | -0.01647 | 148 | 0 | 148 | 0 | 1.02 | CC | -1 | 0.028076 | 148 | 148 |  |  | -2.4376 | 148 | -0.028076 | -4.1553 |  |  |  |  | 0 | 0
7811 | L_RIONOG1G2Y | 2 | South | YES | -0.01647 | 148 | 0 | 148 | 0 | 1.02 | CC | -1 | 0.028076 | 148 | 148 |  |  | -2.4376 | 148 | -0.028076 | -4.1553 |  |  |  |  | 0 | 0
3097 | MARTLAKE_1G | 1 | North | YES | 0.010603 | 790 | 500 | 790 | 0 | 1.017 | LIGCO | 1 | 0.028135 | 0 | 790 | 8.3764 | 790 |  |  | 0.028135 | 22.2269 |  |  |  |  | 0 | 0
3098 | MARTLAKE_2G | 2 | North | YES | 0.010603 | 795 | 461 | 795 | 0 | 1.017 | LIGCO | 1 | 0.028135 | 0 | 795 | 8.4294 | 795 |  |  | 0.028135 | 22.3676 |  |  |  |  | 0 | 0
3099 | MARTLAKE_3G | 3 | North | YES | 0.010603 | 804 | 500 | 804 | 0 | 1.017 | LIGCO | 1 | 0.028135 | 0 | 804 | 8.5248 | 804 |  |  | 0.028135 | 22.6208 |  |  |  |  | 0 | 0
7303 | L_WPPGS12_1Y | 1 | South | YES | -0.016582 | 50 | 0 | 50 | 0 | 1.025 | GGT | -1 | 0.028188 | 50 | 50 |  |  | -0.8291 | 50 | -0.028188 | -1.4094 |  |  |  |  | 0 | 0
7303 | L_WPPGS12_1Y | 2 | South | YES | -0.016582 | 50 | 0 | 50 | 0 | 1.025 | GGT | -1 | 0.028188 | 50 | 50 |  |  | -0.8291 | 50 | -0.028188 | -1.4094 |  |  |  |  | 0 | 0
7305 | L_WPPGS34_1Y | 3 | South | YES | -0.016582 | 50 | 0 | 50 | 0 | 1.025 | GGT | -1 | 0.028188 | 50 | 50 |  |  | -0.8291 | 50 | -0.028188 | -1.4094 |  |  |  |  | 0 | 0
7305 | L_WPPGS34_1Y | 4 | South | YES | -0.016582 | 50 | 0 | 50 | 0 | 1.025 | GGT | -1 | 0.028188 | 50 | 50 |  |  | -0.8291 | 50 | -0.028188 | -1.4094 |  |  |  |  | 0 | 0
7809 | L_BASTEN1_3Y | 1 | South | YES | -0.016728 | 232.6 | 42 | 232.6 | 0 | 1.004 | CC | -1 | 0.028334 | 232.6 | 232.6 |  |  | -3.8909 | 232.6 | -0.028334 | -6.5906 |  |  |  |  | 0 | 0
7807 | L_BASTEN1_1Y | 1 | South | YES | -0.016728 | 152.5 | 83.5 | 152.5 | 0 | 1.004 | CC | -1 | 0.028334 | 152.5 | 152.5 |  |  | -2.551 | 152.5 | -0.028334 | -4.321 |  |  |  |  | 0 | 0
7808 | L_BASTEN1_2Y | 1 | South | YES | -0.016728 | 149.5 | 83.5 | 149.5 | 0 | 1.004 | CC | -1 | 0.028334 | 149.5 | 149.5 |  |  | -2.5008 | 149.5 | -0.028334 | -4.236 |  |  |  |  | 0 | 0
7017 | L_HAYSEN1_4Y | 4 | South | YES | -0.016802 | 226.7 | 74 | 226.7 | 0 | 1.008 | CC | -1 | 0.028408 | 226.7 | 226.7 |  |  | -3.809 | 226.7 | -0.028408 | -6.4402 |  |  |  |  | 0 | 0
7015 | L_HAYSEN1_2Y | 2 | South | YES | -0.016802 | 225 | 74 | 225 | 0 | 1.008 | CC | -1 | 0.028408 | 225 | 225 |  |  | -3.7805 | 225 | -0.028408 | -6.3919 |  |  |  |  | 0 | 0
7016 | L_HAYSEN1_3Y | 3 | South | YES | -0.016802 | 224.6 | 74 | 224.6 | 0 | 1.008 | CC | -1 | 0.028408 | 224.6 | 224.6 |  |  | -3.7737 | 224.6 | -0.028408 | -6.3805 |  |  |  |  | 0 | 0
7014 | L_HAYSEN1_1Y | 1 | South | YES | -0.016802 | 223.9 | 74 | 223.9 | 0 | 1.008 | CC | -1 | 0.028408 | 223.9 | 223.9 |  |  | -3.762 | 223.9 | -0.028408 | -6.3606 |  |  |  |  | 0 | 0
7624 | L_LAKEWO9_1Y | 1 | South | YES | -0.016877 | 0 | 0 | 2.4 |  | 1 | Hydro | -1 | 0.028483 | 0 | 0 |  |  | 0 | 0 | -0.028483 | 0 |  |  |  |  | 0 | 0
7624 | L_LAKEWO9_1Y | 2 | South | YES | -0.016877 | 0 | 0 | 2.4 |  | 1 | Hydro | -1 | 0.028483 | 0 | 0 |  |  | 0 | 0 | -0.028483 | 0 |  |  |  |  | 0 | 0
7609 | L_SCHUMA8_1Y | 1 | South | YES | -0.016914 | 0 | 0 | 4 |  | 1 | Hydro | -1 | 0.02852 | 0 | 0 |  |  | 0 | 0 | -0.02852 | 0 |  |  |  |  | 0 | 0
7605 | L_MCQUEE9_1Y | 1 | South | YES | -0.017158 | 0 | 0 | 2.4 |  | 1.025 | Hydro | -1 | 0.028764 | 0 | 0 |  |  | 0 | 0 | -0.028764 | 0 |  |  |  |  | 0 | 0
7605 | L_MCQUEE9_1Y | 2 | South | YES | -0.017158 | 0 | 0 | 2.4 |  | 1.025 | Hydro | -1 | 0.028764 | 0 | 0 |  |  | 0 | 0 | -0.028764 | 0 |  |  |  |  | 0 | 0
7605 | L_MCQUEE9_1Y | 3 | South | YES | -0.017158 | 0 | 0 | 2.8 |  | 1.025 | Hydro | -1 | 0.028764 | 0 | 0 |  |  | 0 | 0 | -0.028764 | 0 |  |  |  |  | 0 | 0
12323 | ENNSTRAC_2G | 2 | North | YES | 0.0117 | 116 | 100 | 116 | 0 | 1.036 | CC | 1 | 0.029232 | 116 | 116 | 1.3572 | 116 |  |  | 0.029232 | 3.391 |  |  |  |  | 0 | 0
12322 | ENNSTRAC_1G | 1 | North | YES | 0.0117 | 196 | 130 | 196 | 0 | 1.036 | CC | 1 | 0.029232 | 196 | 196 | 2.2932 | 196 |  |  | 0.029232 | 5.7295 |  |  |  |  | 0 | 0
12411 | FPLEFR1A_G | 1 | North | YES | 0.011928 | 161 | 72 | 161 | 0 | 1 | CC | 1 | 0.02946 | 161 | 161 | 1.9204 | 161 |  |  | 0.02946 | 4.7431 |  |  |  |  | 0 | 0
12422 | FPLEFR2B_G | 2 | North | YES | 0.011928 | 161 | 72 | 161 | 0 | 1 | CC | 1 | 0.02946 | 161 | 161 | 1.9204 | 161 |  |  | 0.02946 | 4.7431 |  |  |  |  | 0 | 0
12421 | FPLEFR2A_G | 1 | North | YES | 0.011928 | 162 | 72 | 162 | 0 | 1 | CC | 1 | 0.02946 | 162 | 162 | 1.9323 | 162 |  |  | 0.02946 | 4.7726 |  |  |  |  | 0 | 0
12423 | FPLEFR2C_G | 3 | North | YES | 0.011928 | 163 | 72 | 163 | 0 | 1 | CC | 1 | 0.02946 | 163 | 163 | 1.9443 | 163 |  |  | 0.02946 | 4.802 |  |  |  |  | 0 | 0
12412 | FPLEFR1B_G | 2 | North | YES | 0.011928 | 164 | 72 | 164 | 0 | 1 | CC | 1 | 0.02946 | 164 | 164 | 1.9562 | 164 |  |  | 0.02946 | 4.8315 |  |  |  |  | 0 | 0
12413 | FPLEFR1C_G | 3 | North | YES | 0.011928 | 164 | 72 | 164 | 0 | 1 | CC | 1 | 0.02946 | 164 | 164 | 1.9562 | 164 |  |  | 0.02946 | 4.8315 |  |  |  |  | 0 | 0
12414 | FPLEFR1S_G | 4 | North | YES | 0.011928 | 414 | 191 | 414 | 0 | 1 | CC | 1 | 0.02946 | 414 | 414 | 4.9382 | 414 |  |  | 0.02946 | 12.1966 |  |  |  |  | 0 | 0
12424 | FPLEFR2S_G | 4 | North | YES | 0.011928 | 415 | 191 | 415 | 0 | 1 | CC | 1 | 0.02946 | 415 | 415 | 4.9501 | 415 |  |  | 0.02946 | 12.2261 |  |  |  |  | 0 | 0
1942 | MDLTHELP_2G | 2 | North | YES | 0.011987 | 216.1 | 74 | 216.1 | 0 | 1 | CC | 1 | 0.029519 | 216.1 | 216.1 | 2.5904 | 216.1 |  |  | 0.029519 | 6.3791 |  |  |  |  | 0 | 0
1941 | MDLTHELP_1G | 1 | North | YES | 0.011987 | 216.4 | 74 | 216.4 | 0 | 1 | CC | 1 | 0.029519 | 216.4 | 216.4 | 2.594 | 216.4 |  |  | 0.029519 | 6.388 |  |  |  |  | 0 | 0
12440 | PARKD_1SVC8 | 1 | North | YES | 0.012107 | 0 | 0 | 0 | 0 | 1.007 | GST | 1 | 0.029639 | 0 | 0 | 0 | 0 |  |  | 0.029639 | 0 |  |  |  |  | 0 | 0
12449 | PARKD_2SVC8 | 1 | North | YES | 0.012107 | 0 | 0 | 0 | 0 | 1.007 | GST | 1 | 0.029639 | 0 | 0 | 0 | 0 |  |  | 0.029639 | 0 |  |  |  |  | 0 | 0
2451 | LKHB1_G | 1 | North | YES | 0.012124 | 0 | 80 | 391 |  | 1.022 | GST | 1 | 0.029656 | 391 | 391 | 4.7405 | 391 |  |  | 0.029656 | 11.5956 |  |  |  |  | 0 | 0
2452 | LKHB2_G | 2 | North | YES | 0.012124 | 516 | 80 | 516 | 0 | 1.022 | GST | 1 | 0.029656 | 516 | 516 | 6.256 | 516 |  |  | 0.029656 | 15.3027 |  |  |  |  | 0 | 0
948 | STEAM1 | 1 | North | YES | 0.01233 | 0 | 12 | 20 |  | 1.02 | GST | 1 | 0.029862 | 20 | 20 | 0.2466 | 20 |  |  | 0.029862 | 0.59725 |  |  |  |  | 0 | 0
949 | STEAM2 | 1 | North | YES | 0.01233 | 26 | 8 | 26 | 0 | 0.99 | GST | 1 | 0.029862 | 26 | 26 | 0.32058 | 26 |  |  | 0.029862 | 0.77642 |  |  |  |  | 0 | 0
950 | STEAM3 | 1 | North | YES | 0.01233 | 41 | 13 | 42 | 0 | 1.02 | GST | 1 | 0.029862 | 42 | 42 | 0.51786 | 42 |  |  | 0.029862 | 1.2542 |  |  |  |  | 0 | 0
837 | NEWMAN_G5 | 1 | North | YES | 0.012367 | 0 | 15 | 40 |  | 1.01 | GST | 1 | 0.029899 | 40 | 40 | 0.49468 | 40 |  |  | 0.029899 | 1.196 |  |  |  |  | 0 | 0
845 | OLINGER_G4 | 1 | North | YES | 0.012404 | 51.9 | 0 | 76 | 0 | 1.03 | GGT | 1 | 0.029936 | 76 | 76 | 0.9427 | 76 |  |  | 0.029936 | 2.2752 |  |  |  |  | 0 | 0
842 | OLINGER_G1 | 1 | North | YES | 0.012404 | 55.4 | 20 | 79 | 0 | 1.03 | GST | 1 | 0.029936 | 79 | 79 | 0.97992 | 79 |  |  | 0.029936 | 2.365 |  |  |  |  | 0 | 0
843 | OLINGER_G2 | 1 | North | YES | 0.012404 | 76.2 | 25 | 110 | 0 | 1.03 | GST | 1 | 0.029936 | 110 | 110 | 1.3644 | 110 |  |  | 0.029936 | 3.293 |  |  |  |  | 0 | 0
844 | OLINGER_G3 | 1 | North | YES | 0.012404 | 103.9 | 45 | 150 | 0 | 1.03 | GST | 1 | 0.029936 | 150 | 150 | 1.8606 | 150 |  |  | 0.029936 | 4.4905 |  |  |  |  | 0 | 0
2414 | MTCK7_G | 7 | North | YES | 0.012408 | 0 | 30 | 115 |  | 1.022 | GST | 1 | 0.02994 | 115 | 115 | 1.4269 | 115 |  |  | 0.02994 | 3.4431 |  |  |  |  | 0 | 0
2413 | MTCK6_G | 6 | North | YES | 0.012408 | 0 | 30 | 118 |  | 1.022 | GST | 1 | 0.02994 | 118 | 118 | 1.4641 | 118 |  |  | 0.02994 | 3.533 |  |  |  |  | 0 | 0
2417 | MTCK8_G | 8 | North | YES | 0.012408 | 444.8 | 60 | 556 | 0 | 1.022 | GSC | 1 | 0.02994 | 556 | 556 | 6.8988 | 556 |  |  | 0.02994 | 16.6468 |  |  |  |  | 0 | 0
5925 | DCEAST | EQ | North | YES | 0.01259 | 400.3 | -600 | 600 | 0 | 1.025 | DCTie | 1 | 0.030122 | 0 | 0 | 0 | 0 |  |  | 0.030122 | 0 |  |  |  |  | 0 | 0
1701 | MOSES_1G | 1 | North | YES | 0.01259 | 558 | 175 | 558 | 0 | 1.023 | LIGCO | 1 | 0.030122 | 0 | 558 | 7.0252 | 558 |  |  | 0.030122 | 16.8083 |  |  |  |  | 0 | 0
1702 | MOSES_2G | 2 | North | YES | 0.01259 | 579 | 175 | 579 | 0 | 1.023 | LIGCO | 1 | 0.030122 | 0 | 579 | 7.2896 | 579 |  |  | 0.030122 | 17.4409 |  |  |  |  | 0 | 0
1703 | MOSES_3G | 3 | North | YES | 0.01259 | 808 | 463 | 808 | 0 | 1.023 | LIGCO | 1 | 0.030122 | 0 | 808 | 10.1727 | 808 |  |  | 0.030122 | 24.3389 |  |  |  |  | 0 | 0
1675 | PEC_1G | 1 | North | YES | 0.012668 | 76.7 | 35 | 76.7 | 0 | 1.022 | Cogen | 1 | 0.0302 | 0 | 0 | 0 | 0 |  |  | 0.0302 | 0 |  |  |  |  | 0 | 0
1676 | PEC_2G | 2 | North | YES | 0.012668 | 79.6 | 35 | 79.6 | 0 | 1.022 | Cogen | 1 | 0.0302 | 0 | 0 | 0 | 0 |  |  | 0.0302 | 0 |  |  |  |  | 0 | 0
1677 | PEC_3G | 3 | North | YES | 0.012668 | 88.4 | 35 | 88.4 | 0 | 1.022 | Cogen | 1 | 0.0302 | 0 | 0 | 0 | 0 |  |  | 0.0302 | 0 |  |  |  |  | 0 | 0
1679 | LAMARPWR_2G | 2 | North | YES | 0.0127 | 156 | 67.7 | 156 | 0 | 1.038 | CC | 1 | 0.030232 | 156 | 156 | 1.9812 | 156 |  |  | 0.030232 | 4.7162 |  |  |  |  | 0 | 0
1681 | LAMARPWR_4G | 4 | North | YES | 0.0127 | 156 | 67.7 | 156 | 0 | 1.038 | CC | 1 | 0.030232 | 156 | 156 | 1.9812 | 156 |  |  | 0.030232 | 4.7162 |  |  |  |  | 0 | 0
1682 | LAMARPWR_5G | 5 | North | YES | 0.0127 | 157 | 67.7 | 157 | 0 | 1.038 | CC | 1 | 0.030232 | 157 | 157 | 1.9939 | 157 |  |  | 0.030232 | 4.7465 |  |  |  |  | 0 | 0
1678 | LAMARPWR_1G | 1 | North | YES | 0.0127 | 160 | 67.7 | 160 | 0 | 1.038 | CC | 1 | 0.030232 | 160 | 160 | 2.032 | 160 |  |  | 0.030232 | 4.8372 |  |  |  |  | 0 | 0
1680 | LAMARPWR_3G | 3 | North | YES | 0.0127 | 196 | 129.1 | 196 | 0 | 1.038 | CC | 1 | 0.030232 | 196 | 196 | 2.4892 | 196 |  |  | 0.030232 | 5.9255 |  |  |  |  | 0 | 0
1683 | LAMARPWR_6G | 6 | North | YES | 0.0127 | 198 | 129.1 | 198 | 0 | 1.038 | CC | 1 | 0.030232 | 198 | 198 | 2.5146 | 198 |  |  | 0.030232 | 5.986 |  |  |  |  | 0 | 0
11691 | KMICHICT1_G | 1 | North | YES | 0.012758 | 144 | 80 | 144 | 0 | 1.026 | CC | 1 | 0.03029 | 144 | 144 | 1.8372 | 144 |  |  | 0.03029 | 4.3618 |  |  |  |  | 0 | 0
11694 | KMICHICT4_G | 4 | North | YES | 0.012758 | 144 | 80 | 144 | 0 | 1.026 | CC | 1 | 0.03029 | 144 | 144 | 1.8372 | 144 |  |  | 0.03029 | 4.3618 |  |  |  |  | 0 | 0
11692 | KMICHICT2_G | 2 | North | YES | 0.012758 | 146 | 80 | 146 | 0 | 1.026 | CC | 1 | 0.03029 | 146 | 146 | 1.8627 | 146 |  |  | 0.03029 | 4.4224 |  |  |  |  | 0 | 0
11695 | KMICHICT5_G | 5 | North | YES | 0.012758 | 148 | 80 | 148 | 0 | 1.026 | CC | 1 | 0.03029 | 148 | 148 | 1.8882 | 148 |  |  | 0.03029 | 4.483 |  |  |  |  | 0 | 0
11696 | KMICHIST6_G | 6 | North | YES | 0.012758 | 310 | 60 | 310 | 0 | 1.026 | CC | 1 | 0.03029 | 310 | 310 | 3.955 | 310 |  |  | 0.03029 | 9.39 |  |  |  |  | 0 | 0
11693 | KMICHIST3_G | 3 | North | YES | 0.012758 | 312 | 60 | 312 | 0 | 1.026 | CC | 1 | 0.03029 | 312 | 312 | 3.9805 | 312 |  |  | 0.03029 | 9.4506 |  |  |  |  | 0 | 0
1689 | VALLEY_3G | 3 | North | YES | 0.012758 | 0 | 25 | 375 |  | 1.003 | GST | 1 | 0.03029 | 375 | 375 | 4.7843 | 375 |  |  | 0.03029 | 11.3589 |  |  |  |  | 0 | 0
7006 | L_SIMGID1_3Y | 3 | South | YES | -0.018776 | 324.9 | 60 | 329 | 0 | 1.02 | GST | -1 | 0.030382 | 329 | 329 |  |  | -6.1773 | 329 | -0.030382 | -9.9958 |  |  |  |  | 0 | 0
7005 | L_SIMGID1_2Y | 2 | South | YES | -0.018776 | 133 | 32 | 139 | 0 | 1.02 | GST | -1 | 0.030382 | 139 | 139 |  |  | -2.6099 | 139 | -0.030382 | -4.2232 |  |  |  |  | 0 | 0
7004 | L_SIMGID1_1Y | 1 | South | YES | -0.018776 | 132 | 40 | 132 | 0 | 1.02 | GST | -1 | 0.030382 | 132 | 132 |  |  | -2.4784 | 132 | -0.030382 | -4.0105 |  |  |  |  | 0 | 0
1687 | VALLEY_1G | 1 | North | YES | 0.01293 | 136 | 15 | 170 | 0 | 1.029 | GST | 1 | 0.030462 | 170 | 170 | 2.1981 | 170 |  |  | 0.030462 | 5.1786 |  |  |  |  | 0 | 0
1688 | VALLEY_2G | 2 | North | YES | 0.01293 | 527 | 90 | 527 | 0 | 1.029 | GSC | 1 | 0.030462 | 527 | 527 | 6.8141 | 527 |  |  | 0.030462 | 16.0537 |  |  |  |  | 0 | 0
6948 | DENISNDM | 1 | North | YES | 0.013059 | 40 | 5 | 40 |  | 1.015 | Hydro | 1 | 0.030591 | 0 | 0 | 0 | 0 |  |  | 0.030591 | 0 |  |  |  |  | 0 | 0
6948 | DENISNDM | 2 | North | YES | 0.013059 | 31 | 5 | 40 |  | 1.015 | Hydro | 1 | 0.030591 | 0 | 0 | 0 | 0 |  |  | 0.030591 | 0 |  |  |  |  | 0 | 0
2381 | NTHLK1_G | 1 | North | YES | 0.01316 | 0 | 35 | 156 |  | 1.022 | GST | 1 | 0.030692 | 156 | 156 | 2.053 | 156 |  |  | 0.030692 | 4.788 |  |  |  |  | 0 | 0
2382 | NTHLK2_G | 2 | North | YES | 0.01316 | 0 | 35 | 181 |  | 1.022 | GST | 1 | 0.030692 | 181 | 181 | 2.382 | 181 |  |  | 0.030692 | 5.5553 |  |  |  |  | 0 | 0
2383 | NTHLK3_G | 3 | North | YES | 0.01316 | 0 | 50 | 329 |  | 1.022 | GST | 1 | 0.030692 | 329 | 329 | 4.3296 | 329 |  |  | 0.030692 | 10.0978 |  |  |  |  | 0 | 0
1944 | MDLTHELP_4G | 4 | North | YES | 0.013206 | 211 | 74 | 211 | 0 | 1 | CC | 1 | 0.030738 | 211 | 211 | 2.7865 | 211 |  |  | 0.030738 | 6.4858 |  |  |  |  | 0 | 0
1943 | MDLTHELP_3G | 3 | North | YES | 0.013206 | 212 | 74 | 212 | 0 | 1 | CC | 1 | 0.030738 | 212 | 212 | 2.7997 | 212 |  |  | 0.030738 | 6.5165 |  |  |  |  | 0 | 0
1937 | MDLTHELP_5G | 5 | North | YES | 0.013206 | 224 | 74 | 224 | 0 | 1 | CC | 1 | 0.030738 | 224 | 224 | 2.9581 | 224 |  |  | 0.030738 | 6.8854 |  |  |  |  | 0 | 0
1938 | MDLTHELP_6G | 6 | North | YES | 0.013206 | 226 | 74 | 226 | 0 | 1 | CC | 1 | 0.030738 | 226 | 226 | 2.9846 | 226 |  |  | 0.030738 | 6.9469 |  |  |  |  | 0 | 0
2371 | COLLIN_1G | MB | North | YES | 0.013322 | 0 | 40 | 138 |  | 1.022 | GST | 1 | 0.030854 | 0 | 0 | 0 | 0 |  |  | 0.030854 | 0 |  |  |  |  | 0 | 0
7487 | L_CANYHY8_1Y | 1 | South | YES | -0.019597 | 0 | 0 | 6 |  | 1 | Hydro | -1 | 0.031203 | 0 | 0 |  |  | 0 | 0 | -0.031203 | 0 |  |  |  |  | 0 | 0
1948 | HANDLEY_4G | 4 | North | YES | 0.014449 | 348 | 150 | 435 | 0 | 1.022 | GST | 1 | 0.031981 | 435 | 435 | 6.2853 | 435 |  |  | 0.031981 | 13.9119 |  |  |  |  | 0 | 0
1947 | HANDLEY_3G | 3 | North | YES | 0.014601 | 316 | 100 | 395 | 0 | 1.022 | GST | 1 | 0.032133 | 395 | 395 | 5.7674 | 395 |  |  | 0.032133 | 12.6927 |  |  |  |  | 0 | 0
1949 | HANDLEY_5G | 5 | North | YES | 0.014601 | 348 | 150 | 435 | 0 | 1.022 | GST | 1 | 0.032133 | 435 | 435 | 6.3514 | 435 |  |  | 0.032133 | 13.978 |  |  |  |  | 0 | 0
923 | SPENCER_G4 | 1 | North | YES | 0.015172 | 48 | 20 | 61 | 0 | 1.03 | GST | 1 | 0.032704 | 61 | 61 | 0.92549 | 61 |  |  | 0.032704 | 1.995 |  |  |  |  | 0 | 0
924 | SPENCER_G5 | 1 | North | YES | 0.015172 | 52 | 20 | 66 | 0 | 1.03 | GST | 1 | 0.032704 | 66 | 66 | 1.0014 | 66 |  |  | 0.032704 | 2.1585 |  |  |  |  | 0 | 0
9005 | DECKR_G6 | 6 | South | YES | -0.021173 | 44 | 24 | 47 | 0 | 1.015 | GGT | -1 | 0.032779 | 47 | 47 |  |  | -0.99513 | 47 | -0.032779 | -1.5406 |  |  |  |  | 0 | 0
9003 | DECKR_G4 | 4 | South | YES | -0.021173 | 44 | 24 | 44 | 0 | 1.015 | GGT | -1 | 0.032779 | 44 | 44 |  |  | -0.93161 | 44 | -0.032779 | -1.4423 |  |  |  |  | 0 | 0
9004 | DECKR_G5 | 5 | South | YES | -0.021173 | 44 | 24 | 44 | 0 | 1.015 | GGT | -1 | 0.032779 | 44 | 44 |  |  | -0.93161 | 44 | -0.032779 | -1.4423 |  |  |  |  | 0 | 0
9002 | DECKR_G3 | 3 | South | YES | -0.021173 | 0 | 24 | 42 |  | 1.015 | GGT | -1 | 0.032779 | 42 | 42 |  |  | -0.88927 | 42 | -0.032779 | -1.3767 |  |  |  |  | 0 | 0
9020 | SANDHG5A | 5A | South | YES | -0.021268 | 150 | 84 | 155 | 0 | 1.0175 | CC | -1 | 0.032874 | 155 | 155 |  |  | -3.2965 | 155 | -0.032874 | -5.0955 |  |  |  |  | 0 | 0
9021 | SANDHG5C | 5C | South | YES | -0.021268 | 140 | 0 | 148 | 0 | 1.0175 | CC | -1 | 0.032874 | 148 | 148 |  |  | -3.1477 | 148 | -0.032874 | -4.8654 |  |  |  |  | 0 | 0
9016 | SANDH_G1 | 1 | South | YES | -0.021268 | 45 | 2 | 49 | 0 | 1.0175 | GGT | -1 | 0.032874 | 49 | 49 |  |  | -1.0421 | 49 | -0.032874 | -1.6108 |  |  |  |  | 0 | 0
9019 | SANDH_G4 | 4 | South | YES | -0.021268 | 0 | 2 | 47 |  | 1.0175 | GGT | -1 | 0.032874 | 47 | 47 |  |  | -0.9996 | 47 | -0.032874 | -1.5451 |  |  |  |  | 0 | 0
9017 | SANDH_G2 | 2 | South | YES | -0.021268 | 45 | 2 | 46 | 0 | 1.0175 | GGT | -1 | 0.032874 | 46 | 46 |  |  | -0.97833 | 46 | -0.032874 | -1.5122 |  |  |  |  | 0 | 0
9018 | SANDH_G3 | 3 | South | YES | -0.021268 | 45 | 2 | 46 | 0 | 1.0175 | GGT | -1 | 0.032874 | 46 | 46 |  |  | -0.97833 | 46 | -0.032874 | -1.5122 |  |  |  |  | 0 | 0
9001 | DECKR_G2 | 2 | South | YES | -0.021549 | 400 | 50 | 426 | 0 | 1.015 | GST | -1 | 0.033155 | 426 | 426 |  |  | -9.1799 | 426 | -0.033155 | -14.1242 |  |  |  |  | 0 | 0
9000 | DECKR_G1 | 1 | South | YES | -0.021549 | 280 | 50 | 321 | 0 | 1.015 | GST | -1 | 0.033155 | 321 | 321 |  |  | -6.9172 | 321 | -0.033155 | -10.6429 |  |  |  |  | 0 | 0
1861 | EAGLEMNT_1G | MB | North | YES | 0.01605 | 0 | 30 | 112 |  | 1.022 | GST | 1 | 0.033582 | 0 | 0 | 0 | 0 |  |  | 0.033582 | 0 |  |  |  |  | 0 | 0
1862 | EAGLEMNT_2G | MB | North | YES | 0.01605 | 0 | 40 | 100 |  | 1.022 | GST | 1 | 0.033582 | 0 | 0 | 0 | 0 |  |  | 0.033582 | 0 |  |  |  |  | 0 | 0
1863 | EAGLEMNT_3G | MB | North | YES | 0.01605 | 0 | 50 | 378 |  | 1.022 | GST | 1 | 0.033582 | 0 | 0 | 0 | 0 |  |  | 0.033582 | 0 |  |  |  |  | 0 | 0
366 | JNSNCNTY802 | 1 | North | YES | 0.016119 | 168 | 20 | 168 | 0 | 1.02 | Cogen | 1 | 0.033651 | 0 | 0 | 0 | 0 |  |  | 0.033651 | 0 |  |  |  |  | 0 | 0
367 | JNSNCNTY802 | 2 | North | YES | 0.016119 | 90 | 20 | 90 | 0 | 1.02 | Cogen | 1 | 0.033651 | 0 | 0 | 0 | 0 |  |  | 0.033651 | 0 |  |  |  |  | 0 | 0
728 | WOLFRIDGE801 | 1 | North | YES | 0.016385 | 11.2 | 0 | 112.5 | 0 | 0.99 | Wind | 1 | 0.033917 | 0 | 112.5 | 1.8433 | 112.5 |  |  | 0.033917 | 3.8157 |  |  |  |  | 0 | 0
7020 | L_AUSTPL1_1Y | 1 | South | YES | -0.022424 | 0 | 0 | 8 |  | 1 | Hydro | -1 | 0.03403 | 0 | 0 |  |  | 0 | 0 | -0.03403 | 0 |  |  |  |  | 0 | 0
7020 | L_AUSTPL1_1Y | 2 | South | YES | -0.022424 | 0 | 0 | 8 |  | 1 | Hydro | -1 | 0.03403 | 0 | 0 |  |  | 0 | 0 | -0.03403 | 0 |  |  |  |  | 0 | 0
581 | JCKCNTY802 | 2 | North | YES | 0.018005 | 147 | 0 | 147 | 0 | 1.022 | CC | 1 | 0.035537 | 147 | 147 | 2.6467 | 147 |  |  | 0.035537 | 5.224 |  |  |  |  | 0 | 0
582 | JCKCNTY803 | 3 | North | YES | 0.018005 | 147 | 0 | 147 | 0 | 1.022 | CC | 1 | 0.035537 | 147 | 147 | 2.6467 | 147 |  |  | 0.035537 | 5.224 |  |  |  |  | 0 | 0
580 | JCKCNTY801 | 1 | North | YES | 0.018005 | 288 | 0 | 288 | 0 | 1.022 | CC | 1 | 0.035537 | 288 | 288 | 5.1854 | 288 |  |  | 0.035537 | 10.2348 |  |  |  |  | 0 | 0
1889 | DECRDOVA_1G | 1 | North | YES | 0.018024 | 779 | 255 | 779 | 0 | 1.02 | GSC | 1 | 0.035556 | 779 | 779 | 14.0407 | 779 |  |  | 0.035556 | 27.6984 |  |  |  |  | 0 | 0
1453 | WCPWRCO_1G | 1 | North | YES | 0.018474 | 204 | 50 | 204 | 0 | 1.02 | CC | 1 | 0.036006 | 204 | 204 | 3.7687 | 204 |  |  | 0.036006 | 7.3453 |  |  |  |  | 0 | 0
1454 | WCPWRCO_2G | 2 | North | YES | 0.018474 | 204 | 50 | 204 | 0 | 1.02 | CC | 1 | 0.036006 | 204 | 204 | 3.7687 | 204 |  |  | 0.036006 | 7.3453 |  |  |  |  | 0 | 0
1455 | WCPWRCO_3G | 3 | North | YES | 0.018474 | 242 | 50 | 242 |  | 1.02 | CC | 1 | 0.036006 | 242 | 242 | 4.4707 | 242 |  |  | 0.036006 | 8.7135 |  |  |  |  | 0 | 0
1895 | DECRDOVA_5G | D | North | YES | 0.018631 | 65 | 65 | 68 | 0 | 1.025 | GGT | 1 | 0.036163 | 68 | 68 | 1.2669 | 68 |  |  | 0.036163 | 2.4591 |  |  |  |  | 0 | 0
1893 | DECRDOVA_3G | B | North | YES | 0.018631 | 65 | 65 | 69 | 0 | 1.025 | GGT | 1 | 0.036163 | 69 | 69 | 1.2855 | 69 |  |  | 0.036163 | 2.4953 |  |  |  |  | 0 | 0
1894 | DECRDOVA_4G | C | North | YES | 0.018631 | 65 | 65 | 69 | 0 | 1.025 | GGT | 1 | 0.036163 | 69 | 69 | 1.2855 | 69 |  |  | 0.036163 | 2.4953 |  |  |  |  | 0 | 0
1892 | DECRDOVA_2G | A | North | YES | 0.018631 | 65 | 65 | 70 | 0 | 1.025 | GGT | 1 | 0.036163 | 70 | 70 | 1.3042 | 70 |  |  | 0.036163 | 2.5314 |  |  |  |  | 0 | 0
1878 | WLFHOLW_2G | 2 | North | YES | 0.019045 | 215.7 | 105 | 215.7 | 0 | 1.032 | CC | 1 | 0.036577 | 215.7 | 215.7 | 4.108 | 215.7 |  |  | 0.036577 | 7.8897 |  |  |  |  | 0 | 0
1877 | WLFHOLW_1G | 1 | North | YES | 0.019045 | 217.3 | 89.2 | 217.3 | 0 | 1.032 | CC | 1 | 0.036577 | 217.3 | 217.3 | 4.1385 | 217.3 |  |  | 0.036577 | 7.9483 |  |  |  |  | 0 | 0
1879 | WLFHOLW_3G | 3 | North | YES | 0.019045 | 272.4 | 89.2 | 272.4 | 0 | 1.032 | CC | 1 | 0.036577 | 272.4 | 272.4 | 5.1879 | 272.4 |  |  | 0.036577 | 9.9637 |  |  |  |  | 0 | 0
1898 | COMCHEPK_1G | 1 | North | YES | 0.019789 | 1217 | 1150 | 1217 | 0 | 1.032 | Nuc | 1 | 0.037321 | 0 | 0 | 0 | 0 |  |  | 0.037321 | 0 |  |  |  |  | 0 | 0
1899 | COMCHEPK_2G | 2 | North | YES | 0.019789 | 1159 | 1128 | 1159 | 0 | 1.032 | Nuc | 1 | 0.037321 | 0 | 0 | 0 | 0 |  |  | 0.037321 | 0 |  |  |  |  | 0 | 0
503 | NTHTEXAS01 | 1 | North | YES | 0.01983 | 0 | 5 | 18 |  | 1.015 | GST | 1 | 0.037362 | 18 | 18 | 0.35694 | 18 |  |  | 0.037362 | 0.67252 |  |  |  |  | 0 | 0
504 | NTHTEXAS02 | 2 | North | YES | 0.01983 | 14.4 | 5 | 18 |  | 1.015 | GST | 1 | 0.037362 | 18 | 18 | 0.35694 | 18 |  |  | 0.037362 | 0.67252 |  |  |  |  | 0 | 0
505 | NTHTEXAS03 | 3 | North | YES | 0.01983 | 30.4 | 15 | 38 |  | 1.015 | GST | 1 | 0.037362 | 38 | 38 | 0.75354 | 38 |  |  | 0.037362 | 1.4198 |  |  |  |  | 0 | 0
1432 | GRHAMSES_2G | 2 | North | YES | 0.020679 | 294.9 | 90 | 366 | 0 | 1.014 | GST | 1 | 0.038211 | 366 | 366 | 7.5685 | 366 |  |  | 0.038211 | 13.9854 |  |  |  |  | 0 | 0
1479 | WFCOGEN_1G | 1 | North | YES | 0.020849 | 16 | 12 | 20 | 0 | 1 | Cogen | 1 | 0.038381 | 0 | 0 | 0 | 0 |  |  | 0.038381 | 0 |  |  |  |  | 0 | 0
1479 | WFCOGEN_1G | 2 | North | YES | 0.020849 | 16 | 12 | 20 | 0 | 1 | Cogen | 1 | 0.038381 | 0 | 0 | 0 | 0 |  |  | 0.038381 | 0 |  |  |  |  | 0 | 0
1482 | WFCOGEN_2G | 2 | North | YES | 0.020849 | 13.6 | 12 | 17 | 0 | 1 | Cogen | 1 | 0.038381 | 0 | 0 | 0 | 0 |  |  | 0.038381 | 0 |  |  |  |  | 0 | 0
1482 | WFCOGEN_2G | 1 | North | YES | 0.020849 | 16 | 12 | 20 | 0 | 1 | Cogen | 1 | 0.038381 | 0 | 0 | 0 | 0 |  |  | 0.038381 | 0 |  |  |  |  | 0 | 0
344 | MRSSHPRD | 1 | North | YES | 0.021175 | 0 | 0 | 12 |  | 1.03 | Hydro | 1 | 0.038707 | 0 | 0 | 0 | 0 |  |  | 0.038707 | 0 |  |  |  |  | 0 | 0
345 | MRSSHPRD01 | 2 | North | YES | 0.021175 | 0 | 0 | 12 |  | 1.03 | Hydro | 1 | 0.038707 | 0 | 0 | 0 | 0 |  |  | 0.038707 | 0 |  |  |  |  | 0 | 0
1600 | BARTNWND_1G | 1 | North | YES | 0.021426 | 12 | 0 | 120 | 0 | 1.022 | Wind | 1 | 0.038958 | 0 | 120 | 2.5711 | 120 |  |  | 0.038958 | 4.675 |  |  |  |  | 0 | 0
1433 | GRHAMSES_1G | 1 | North | YES | 0.02221 | 242 | 60 | 242 | 0 | 1.038 | GST | 1 | 0.039742 | 242 | 242 | 5.3748 | 242 |  |  | 0.039742 | 9.6177 |  |  |  |  | 0 | 0
6100 | OKLA7A | EQ | West | YES | 0.022584 | 50 | -220 | 220 | 0 | 1.035 | DCTie | 1 | 0.040116 | 0 | 0 |  |  |  |  | 0.040116 | 0 |  |  |  |  | 0 | 0
6752 | OKLA0A | 1 | West | YES | 0.022584 | 649.7 | 175 | 649.7 | 0 | 1.035 | LIGCO | 1 | 0.040116 | 0 | 649.7 |  |  |  |  | 0.040116 | 26.0636 |  |  |  |  | 0 | 0
1442 | COKFIELD_5 | 1 | North | YES | 0.022906 | 16.5 | 0 | 165 |  | 1.029 | Wind | 1 | 0.040438 | 0 | 165 | 3.7795 | 165 |  |  | 0.040438 | 6.6723 |  |  |  |  | 0 | 0
60202 | FRNDDRCS | F | West | YES | 0.023153 | 0 | 0 | 0 | 0 | 0.9985 | AVR | 1 | 0.040685 | 0 | 0 |  |  |  |  | 0.040685 | 0 |  |  |  |  | 0 | 0
332 | RWMILLER01 | 1 | North | YES | 0.023267 | 58.4 | 18.5 | 73 | 0 | 1.04 | GST | 1 | 0.040799 | 73 | 73 | 1.6985 | 73 |  |  | 0.040799 | 2.9784 |  |  |  |  | 0 | 0
336 | RWMILLER05 | 5 | North | YES | 0.023267 | 80.8 | 0 | 101 | 0 | 1.04 | GST | 1 | 0.040799 | 101 | 101 | 2.35 | 101 |  |  | 0.040799 | 4.1207 |  |  |  |  | 0 | 0
335 | RWMILLER04 | 4 | North | YES | 0.023267 | 81.6 | 0 | 102 | 0 | 1.04 | GST | 1 | 0.040799 | 102 | 102 | 2.3732 | 102 |  |  | 0.040799 | 4.1615 |  |  |  |  | 0 | 0
333 | RWMILLER02 | 2 | North | YES | 0.023267 | 95.2 | 37 | 119 | 0 | 1.04 | GST | 1 | 0.040799 | 119 | 119 | 2.7688 | 119 |  |  | 0.040799 | 4.8551 |  |  |  |  | 0 | 0
334 | RWMILLER03 | 3 | North | YES | 0.023267 | 166.4 | 65 | 208 | 0 | 1.04 | GST | 1 | 0.040799 | 208 | 208 | 4.8395 | 208 |  |  | 0.040799 | 8.4863 |  |  |  |  | 0 | 0
1438 | MESQUITW_2G | 1 | North | YES | 0.023609 | 23.6 | 0 | 236 |  | 1.017 | Wind | 1 | 0.041141 | 0 | 236 | 5.5717 | 236 |  |  | 0.041141 | 9.7094 |  |  |  |  | 0 | 0
1437 | MESQUITW_1G | 1 | North | YES | 0.023614 | 40 | 0 | 400 | 0 | 1.023 | Wind | 1 | 0.041146 | 0 | 400 | 9.4456 | 400 |  |  | 0.041146 | 16.4585 |  |  |  |  | 0 | 0
60018 | DSKY1 | 1 | West | YES | 0.024619 | 21 | 0 | 84 | 0 | 1.023 | Wind | 1 | 0.042151 | 0 | 84 |  |  |  |  | 0.042151 | 3.5407 |  |  |  |  | 0 | 0
60017 | ORNNWP1 | 1 | West | YES | 0.024709 | 20 | 0 | 80 |  | 1.027 | Wind | 1 | 0.042241 | 0 | 80 |  |  |  |  | 0.042241 | 3.3793 |  |  |  |  | 0 | 0
60000 | DSKY2 | 1 | West | YES | 0.024736 | 19.1 | 0 | 76.5 |  | 1.039 | Wind | 1 | 0.042268 | 0 | 76.5 |  |  |  |  | 0.042268 | 3.2335 |  |  |  |  | 0 | 0
1416 | SWETWATR_1G | 1 | West | YES | 0.024898 | 30 | 18 | 30 | 0 | 1.026 | CC | 1 | 0.04243 | 30 | 30 |  |  |  |  | 0.04243 | 1.2729 |  |  |  |  | 0 | 0
1419 | SWETWATR_4G | 4 | West | YES | 0.024898 | 61 | 36 | 61 | 0 | 1.026 | CC | 1 | 0.04243 | 61 | 61 |  |  |  |  | 0.04243 | 2.5883 |  |  |  |  | 0 | 0
1418 | SWETWATR_3G | 3 | West | YES | 0.024898 | 68 | 36 | 68 | 0 | 1.026 | CC | 1 | 0.04243 | 68 | 68 |  |  |  |  | 0.04243 | 2.8853 |  |  |  |  | 0 | 0
1417 | SWETWATR_2G | 2 | West | YES | 0.024898 | 72 | 36 | 72 | 0 | 1.026 | CC | 1 | 0.04243 | 72 | 72 |  |  |  |  | 0.04243 | 3.055 |  |  |  |  | 0 | 0
38437 | TNSRBNMESA9 | 1 | West | YES | 0.024976 | 37.5 | 0 | 150 | 0 | 1.02 | Wind | 1 | 0.042508 | 0 | 150 |  |  |  |  | 0.042508 | 6.3763 |  |  |  |  | 0 | 0
38332 | TNWDWRDU2_8 | 1 | West | YES | 0.024982 | 20 | 0 | 80 | 0 | 1.0232 | Wind | 1 | 0.042514 | 0 | 80 |  |  |  |  | 0.042514 | 3.4011 |  |  |  |  | 0 | 0
60016 | WOODWRD11A | 1 | West | YES | 0.024983 | 20 | 0 | 80 |  | 1.033 | Wind | 1 | 0.042515 | 0 | 80 |  |  |  |  | 0.042515 | 3.4012 |  |  |  |  | 0 | 0
60005 | KING_SE1A | 1 | West | YES | 0.024997 | 10 | 0 | 40 |  | 1.035 | Wind | 1 | 0.042529 | 0 | 40 |  |  |  |  | 0.042529 | 1.7012 |  |  |  |  | 0 | 0
6016 | SWMESA | 1 | West | YES | 0.024997 | 18.8 | 0 | 75 |  | 1.03 | Wind | 1 | 0.042529 | 0 | 75 |  |  |  |  | 0.042529 | 3.1897 |  |  |  |  | 0 | 0
60003 | KING_NE1A | 1 | West | YES | 0.024997 | 20 | 0 | 80 |  | 1.03 | Wind | 1 | 0.042529 | 0 | 80 |  |  |  |  | 0.042529 | 3.4023 |  |  |  |  | 0 | 0
60201 | RIO DRCS | F | West | YES | 0.025001 | 0 | 0 | 0 | 0 | 1.025 | AVR | 1 | 0.042533 | 0 | 0 |  |  |  |  | 0.042533 | 0 |  |  |  |  | 0 | 0
60007 | KING_SW1A | 1 | West | YES | 0.025054 | 20 | 0 | 80 |  | 1.03 | Wind | 1 | 0.042586 | 0 | 80 |  |  |  |  | 0.042586 | 3.4069 |  |  |  |  | 0 | 0
60019 | KING_NW1A | 1 | West | YES | 0.025054 | 20 | 0 | 80 |  | 1.03 | Wind | 1 | 0.042586 | 0 | 80 |  |  |  |  | 0.042586 | 3.4069 |  |  |  |  | 0 | 0
11057 | CHAMPION_1G | 1 | West | YES | 0.025069 | 25.3 | 0 | 126.5 |  | 1 | Wind | 1 | 0.042601 | 0 | 126.5 |  |  |  |  | 0.042601 | 5.3891 |  |  |  |  | 0 | 0
11059 | INADALE_1G | 1 | West | YES | 0.025069 | 39.4 | 0 | 197 |  | 1 | Wind | 1 | 0.042601 | 0 | 197 |  |  |  |  | 0.042601 | 8.3925 |  |  |  |  | 0 | 0
11056 | ROSCOE_1G | 1 | West | YES | 0.025069 | 41.8 | 0 | 209 |  | 1 | Wind | 1 | 0.042601 | 0 | 209 |  |  |  |  | 0.042601 | 8.9037 |  |  |  |  | 0 | 0
11058 | PYRON_1G | 1 | West | YES | 0.025069 | 49.8 | 0 | 249 |  | 1 | Wind | 1 | 0.042601 | 0 | 249 |  |  |  |  | 0.042601 | 10.6077 |  |  |  |  | 0 | 0
71051 | L_BITTCR1_1N | W1 | West | YES | 0.025507 | 7.5 | 0 | 37.5 |  | 1.02 | Wind | 1 | 0.043039 | 0 | 37.5 |  |  |  |  | 0.043039 | 1.614 |  |  |  |  | 0 | 0
71061 | L_SWEETW1_5N | W1 | West | YES | 0.025507 | 16.1 | 0 | 80.5 | 0 | 1.02 | Wind | 1 | 0.043039 | 0 | 80.5 |  |  |  |  | 0.043039 | 3.4647 |  |  |  |  | 0 | 0
71060 | L_SWEETW1_4N | W1 | West | YES | 0.025507 | 21 | 0 | 105 | 0 | 1.02 | Wind | 1 | 0.043039 | 0 | 105 |  |  |  |  | 0.043039 | 4.5191 |  |  |  |  | 0 | 0
71054 | L_SWEETW1_1N | W1 | West | YES | 0.025507 | 21.5 | 0 | 107.5 |  | 1.02 | Wind | 1 | 0.043039 | 0 | 107.5 |  |  |  |  | 0.043039 | 4.6267 |  |  |  |  | 0 | 0
71059 | L_SWEETW1_3N | W1 | West | YES | 0.025507 | 23.8 | 0 | 119 | 0 | 1.02 | Wind | 1 | 0.043039 | 0 | 119 |  |  |  |  | 0.043039 | 5.1217 |  |  |  |  | 0 | 0
71057 | L_SWEETW1_2N | W1 | West | YES | 0.025507 | 27 | 0 | 135 |  | 1.02 | Wind | 1 | 0.043039 | 0 | 135 |  |  |  |  | 0.043039 | 5.8103 |  |  |  |  | 0 | 0
1002 | PBCTAGE_1G | A | West | YES | 0.025627 | 64 | 64 | 66 | 0 | 1.036 | GGT | 1 | 0.043159 | 66 | 66 |  |  |  |  | 0.043159 | 2.8485 |  |  |  |  | 0 | 0
1003 | PBCTBGE_2G | B | West | YES | 0.025627 | 65 | 65 | 66 | 0 | 1.036 | GGT | 1 | 0.043159 | 66 | 66 |  |  |  |  | 0.043159 | 2.8485 |  |  |  |  | 0 | 0
1004 | PBCTCGE_3G | C | West | YES | 0.025627 | 62 | 62 | 67 | 0 | 1.036 | GGT | 1 | 0.043159 | 67 | 67 |  |  |  |  | 0.043159 | 2.8917 |  |  |  |  | 0 | 0
1006 | PBCTEGE_5G | E | West | YES | 0.025627 | 65 | 65 | 67 | 0 | 1.036 | GGT | 1 | 0.043159 | 67 | 67 |  |  |  |  | 0.043159 | 2.8917 |  |  |  |  | 0 | 0
1005 | PBCTDGE_4G | D | West | YES | 0.025627 | 65 | 65 | 68 | 0 | 1.036 | GGT | 1 | 0.043159 | 68 | 68 |  |  |  |  | 0.043159 | 2.9348 |  |  |  |  | 0 | 0
1007 | PB5GEN_6G | 5 | West | YES | 0.025627 | 91.2 | 40 | 114 | 0 | 1.036 | GST | 1 | 0.043159 | 114 | 114 |  |  |  |  | 0.043159 | 4.9202 |  |  |  |  | 0 | 0
1008 | PB6GEN_7G | 6 | West | YES | 0.025627 | 515 | 130 | 515 | 0 | 1.036 | GST | 1 | 0.043159 | 515 | 515 |  |  |  |  | 0.043159 | 22.2271 |  |  |  |  | 0 | 0
7038 | L_DELAWA1_1Y | 2 | West | YES | 0.025638 | 3 | 0 | 30 | 0 | 1 | Wind | 1 | 0.04317 | 0 | 30 |  |  |  |  | 0.04317 | 1.2951 |  |  |  |  | 0 | 0
7038 | L_DELAWA1_1Y | 1 | West | YES | 0.025638 | 3.5 | 0 | 35 | 0 | 1 | Wind | 1 | 0.04317 | 0 | 35 |  |  |  |  | 0.04317 | 1.511 |  |  |  |  | 0 | 0
11147 | NOTREES_1G | 1 | West | YES | 0.025662 | 29.8 | 0 | 149 | 0 | 1.017 | Wind | 1 | 0.043194 | 0 | 149 |  |  |  |  | 0.043194 | 6.436 |  |  |  |  | 0 | 0
11001 | NAV1CT | 1 | West | YES | 0.02568 | 70.4 | 18 | 70.4 | 0 | 1.029 | CC | 1 | 0.043212 | 70.4 | 70.4 |  |  |  |  | 0.043212 | 3.0422 |  |  |  |  | 0 | 0
11009 | NAV2CT | 1 | West | YES | 0.02568 | 71.4 | 18 | 71.4 | 0 | 1.029 | CC | 1 | 0.043212 | 71.4 | 71.4 |  |  |  |  | 0.043212 | 3.0854 |  |  |  |  | 0 | 0
11012 | NAV4CT | 1 | West | YES | 0.02568 | 80 | 18 | 80 | 0 | 1.029 | CC | 1 | 0.043212 | 80 | 80 |  |  |  |  | 0.043212 | 3.457 |  |  |  |  | 0 | 0
11013 | NAV5CT | 1 | West | YES | 0.02568 | 80 | 18 | 80 | 0 | 1.029 | CC | 1 | 0.043212 | 80 | 80 |  |  |  |  | 0.043212 | 3.457 |  |  |  |  | 0 | 0
11011 | NAV3ST | 1 | West | YES | 0.02568 | 92.8 | 40 | 92.8 | 0 | 1.029 | CC | 1 | 0.043212 | 92.8 | 92.8 |  |  |  |  | 0.043212 | 4.0101 |  |  |  |  | 0 | 0
11014 | NAV6ST | 1 | West | YES | 0.02568 | 115 | 40 | 115 | 0 | 1.029 | CC | 1 | 0.043212 | 115 | 115 |  |  |  |  | 0.043212 | 4.9694 |  |  |  |  | 0 | 0
11022 | TIEHVCG_2G | 1 | West | YES | 0.02568 | 132.4 | 103 | 132.4 | 0 | 1.012 | CC | 1 | 0.043212 | 132.4 | 132.4 |  |  |  |  | 0.043212 | 5.7213 |  |  |  |  | 0 | 0
11023 | TIEHVCG_3G | 1 | West | YES | 0.02568 | 137.4 | 103 | 137.4 | 0 | 1.012 | CC | 1 | 0.043212 | 137.4 | 137.4 |  |  |  |  | 0.043212 | 5.9374 |  |  |  |  | 0 | 0
11021 | TIEHVCG_1G | 1 | West | YES | 0.02568 | 142.1 | 103 | 142.1 | 0 | 1.012 | CC | 1 | 0.043212 | 142.1 | 142.1 |  |  |  |  | 0.043212 | 6.1405 |  |  |  |  | 0 | 0
11024 | TIEHVCG_4G | 1 | West | YES | 0.02568 | 147 | 103 | 147 | 0 | 1.012 | CC | 1 | 0.043212 | 147 | 147 |  |  |  |  | 0.043212 | 6.3522 |  |  |  |  | 0 | 0
11020 | TIEHVSG_1G | 1 | West | YES | 0.02568 | 208.2 | 63 | 208.2 | 0 | 1.012 | CC | 1 | 0.043212 | 208.2 | 208.2 |  |  |  |  | 0.043212 | 8.9968 |  |  |  |  | 0 | 0
11025 | TIEHVSG_2G | 1 | West | YES | 0.02568 | 213.2 | 63 | 213.2 | 0 | 1.012 | CC | 1 | 0.043212 | 213.2 | 213.2 |  |  |  |  | 0.043212 | 9.2129 |  |  |  |  | 0 | 0
1045 | CALENG1G_1G | 1 | West | YES | 0.025716 | 73.4 | 27 | 73.4 | 0 | 1.014 | Cogen | 1 | 0.043248 | 0 | 0 |  |  |  |  | 0.043248 | 0 |  |  |  |  | 0 | 0
1046 | CALENG2G_2G | 2 | West | YES | 0.025716 | 73.4 | 27 | 73.4 | 0 | 1.014 | Cogen | 1 | 0.043248 | 0 | 0 |  |  |  |  | 0.043248 | 0 |  |  |  |  | 0 | 0
1047 | CALENG3G_3G | 3 | West | YES | 0.025716 | 70.4 | 27 | 70.4 | 0 | 1.014 | Cogen | 1 | 0.043248 | 0 | 0 |  |  |  |  | 0.043248 | 0 |  |  |  |  | 0 | 0
11065 | ELBOWCK_1G | 1 | West | YES | 0.025716 | 23.4 | 0 | 121.9 | 0 | 1 | Wind | 1 | 0.043248 | 0 | 121.9 |  |  |  |  | 0.043248 | 5.272 |  |  |  |  | 0 | 0
1058 | LONGSHORE_5 | 1 | West | YES | 0.025716 | 30 | 0 | 150 |  | 1.01 | Wind | 1 | 0.043248 | 0 | 150 |  |  |  |  | 0.043248 | 6.4873 |  |  |  |  | 0 | 0
1058 | LONGSHORE_5 | 2 | West | YES | 0.025716 | 44 | 0 | 220 |  | 1.01 | Wind | 1 | 0.043248 | 0 | 220 |  |  |  |  | 0.043248 | 9.5146 |  |  |  |  | 0 | 0
60081 | WHRLWIND1A | 1 | West | YES | 0.025828 | 12 | 0 | 60 | 0 | 1.03 | Wind | 1 | 0.04336 | 0 | 60 |  |  |  |  | 0.04336 | 2.6016 |  |  |  |  | 0 | 0
1326 | STANTONW_8 | 1 | West | YES | 0.02588 | 20.1 | 0 | 100.5 |  | 1.01 | Wind | 1 | 0.043412 | 0 | 100.5 |  |  |  |  | 0.043412 | 4.3629 |  |  |  |  | 0 | 0
1328 | OCOTILLO_1G | 1 | West | YES | 0.025948 | 11.6 | 0 | 58 |  | 1.01 | Wind | 1 | 0.04348 | 0 | 58 |  |  |  |  | 0.04348 | 2.5219 |  |  |  |  | 0 | 0
1044 | MRGNFG_6G | F | West | YES | 0.025949 | 66 | 66 | 66 | 0 | 1.029 | GGT | 1 | 0.043481 | 66 | 66 |  |  |  |  | 0.043481 | 2.8698 |  |  |  |  | 0 | 0
1042 | MRGNDG_4G | D | West | YES | 0.025949 | 68 | 68 | 68 | 0 | 1.029 | GGT | 1 | 0.043481 | 68 | 68 |  |  |  |  | 0.043481 | 2.9567 |  |  |  |  | 0 | 0
1039 | MRGNAG_1G | A | West | YES | 0.025949 | 69 | 69 | 69 | 0 | 1.029 | GGT | 1 | 0.043481 | 69 | 69 |  |  |  |  | 0.043481 | 3.0002 |  |  |  |  | 0 | 0
1041 | MRGNCG_3G | C | West | YES | 0.025949 | 69 | 69 | 70 | 0 | 1.029 | GGT | 1 | 0.043481 | 70 | 70 |  |  |  |  | 0.043481 | 3.0437 |  |  |  |  | 0 | 0
1043 | MRGNEG_5G | E | West | YES | 0.025949 | 68 | 68 | 70 | 0 | 1.029 | GGT | 1 | 0.043481 | 70 | 70 |  |  |  |  | 0.043481 | 3.0437 |  |  |  |  | 0 | 0
1040 | MRGNBG_2G | B | West | YES | 0.025949 | 70 | 70 | 71 | 0 | 1.029 | GGT | 1 | 0.043481 | 71 | 71 |  |  |  |  | 0.043481 | 3.0872 |  |  |  |  | 0 | 0
1037 | MORGAN5G_5G | 5 | West | YES | 0.025949 | 109.6 | 40 | 137 | 0 | 1.029 | GST | 1 | 0.043481 | 137 | 137 |  |  |  |  | 0.043481 | 5.9569 |  |  |  |  | 0 | 0
1333 | MCDDONAL_8 | 1 | West | YES | 0.025979 | 42.8 | 0 | 214.2 |  | 1.01 | Wind | 1 | 0.043511 | 0 | 214.2 |  |  |  |  | 0.043511 | 9.3201 |  |  |  |  | 0 | 0
11320 | COYOTE_1G | 1 | West | YES | 0.025982 | 22.5 | 0 | 225 |  | 1 | Wind | 1 | 0.043514 | 0 | 225 |  |  |  |  | 0.043514 | 9.7907 |  |  |  |  | 0 | 0
11309 | BULLCREK_2G | 1 | West | YES | 0.025991 | 20.9 | 0 | 180 |  | 1 | Wind | 1 | 0.043523 | 0 | 180 |  |  |  |  | 0.043523 | 7.8342 |  |  |  |  | 0 | 0
11310 | BULLCREK_1G | 1 | West | YES | 0.025991 | 15.1 | 0 | 180 |  | 1 | Wind | 1 | 0.043523 | 0 | 180 |  |  |  |  | 0.043523 | 7.8342 |  |  |  |  | 0 | 0
1073 | SCURRYCW_2G | 2 | West | YES | 0.026041 | 24 | 0 | 120 | 0 | 1.0217 | Wind | 1 | 0.043573 | 0 | 120 |  |  |  |  | 0.043573 | 5.2288 |  |  |  |  | 0 | 0
1068 | SCURRYCW_1G | 1 | West | YES | 0.026041 | 28.2 | 1.3 | 141 | 0 | 1.0217 | Wind | 1 | 0.043573 | 0 | 141 |  |  |  |  | 0.043573 | 6.1438 |  |  |  |  | 0 | 0
1069 | KINDERMG_1G | 1 | West | YES | 0.026042 | 25 | 5 | 25 | 0 | 1.017 | Cogen | 1 | 0.043574 | 0 | 0 |  |  |  |  | 0.043574 | 0 |  |  |  |  | 0 | 0
1070 | KINDERMG_2G | 1 | West | YES | 0.026042 | 45.7 | 12 | 45.7 | 0 | 1.017 | Cogen | 1 | 0.043574 | 0 | 0 |  |  |  |  | 0.043574 | 0 |  |  |  |  | 0 | 0
1071 | KINDERMG_3G | 1 | West | YES | 0.026042 | 45.7 | 12 | 45.7 | 0 | 1.017 | Cogen | 1 | 0.043574 | 0 | 0 |  |  |  |  | 0.043574 | 0 |  |  |  |  | 0 | 0
1062 | CIELOGEN_2G | 1 | West | YES | 0.026042 | 12.2 | 0 | 61 |  | 1 | Wind | 1 | 0.043574 | 0 | 61 |  |  |  |  | 0.043574 | 2.658 |  |  |  |  | 0 | 0
1061 | CIELOGEN_1G | 1 | West | YES | 0.026042 | 19.8 | 0 | 99 |  | 1 | Wind | 1 | 0.043574 | 0 | 99 |  |  |  |  | 0.043574 | 4.3139 |  |  |  |  | 0 | 0
6637 | SNYDERW1A | 1 | West | YES | 0.026072 | 12.6 | 0 | 63 | 0 | 1.025 | Wind | 1 | 0.043604 | 0 | 63 |  |  |  |  | 0.043604 | 2.7471 |  |  |  |  | 0 | 0
36998 | RDCNYNG1 | 1 | West | YES | 0.026072 | 16.8 | 0 | 84 |  | 1.01 | Wind | 1 | 0.043604 | 0 | 84 |  |  |  |  | 0.043604 | 3.6628 |  |  |  |  | 0 | 0
1327 | WILDHRSE_1G | 1 | West | YES | 0.026091 | 0 | 0 | 120 |  | 1 | Wind | 1 | 0.043623 | 0 | 120 |  |  |  |  | 0.043623 | 5.2348 |  |  |  |  | 0 | 0
1360 | GUNSIGHT_8 | 1 | West | YES | 0.02611 | 0 | 0 | 120 |  | 1.01 | Wind | 1 | 0.043642 | 0 | 120 |  |  |  |  | 0.043642 | 5.2371 |  |  |  |  | 0 | 0
6144 | MCADOO1A | 1 | West | YES | 0.026203 | 15 | 0 | 150 | 0 | 1.025 | Wind | 1 | 0.043735 | 0 | 150 |  |  |  |  | 0.043735 | 6.5603 |  |  |  |  | 0 | 0
7031 | L_MARSFO1G1Y | 1 | South | YES | -0.03225 | 0 | 0 | 36 |  | 1 | Hydro | -1 | 0.043856 | 0 | 0 |  |  | 0 | 0 | -0.043856 | 0 |  |  |  |  | 0 | 0
7032 | L_MARSFO1G2Y | 2 | South | YES | -0.03225 | 0 | 0 | 35 |  | 1 | Hydro | -1 | 0.043856 | 0 | 0 |  |  | 0 | 0 | -0.043856 | 0 |  |  |  |  | 0 | 0
7033 | L_MARSFO1G3Y | 3 | South | YES | -0.03225 | 0 | 0 | 36 |  | 1 | Hydro | -1 | 0.043856 | 0 | 0 |  |  | 0 | 0 | -0.043856 | 0 |  |  |  |  | 0 | 0
1320 | BSP 1 | 1 | West | YES | 0.026491 | 25.5 | 2.9 | 25.8 | 0 | 1 | Cogen | 1 | 0.044023 | 0 | 0 |  |  |  |  | 0.044023 | 0 |  |  |  |  | 0 | 0
60072 | HHOLLOW41A | 1 | West | YES | 0.027055 | 23 | 0 | 115 | 0 | 1.025 | Wind | 1 | 0.044587 | 0 | 115 |  |  |  |  | 0.044587 | 5.1275 |  |  |  |  | 0 | 0
60058 | BUFF_GAP1A | 1 | West | YES | 0.027055 | 24 | 0 | 120 |  | 1 | Wind | 1 | 0.044587 | 0 | 120 |  |  |  |  | 0.044587 | 5.3505 |  |  |  |  | 0 | 0
60063 | BUFF_GAP1B | 1 | West | YES | 0.027055 | 34 | 0 | 170.2 | 0 | 1.02 | Wind | 1 | 0.044587 | 0 | 170.2 |  |  |  |  | 0.044587 | 7.5888 |  |  |  |  | 0 | 0
60068 | HHOLLOW21A | 1 | West | YES | 0.027055 | 36.8 | 0 | 184 | 0 | 1.025 | Wind | 1 | 0.044587 | 0 | 184 |  |  |  |  | 0.044587 | 8.2041 |  |  |  |  | 0 | 0
60066 | H_HOLLOW1A | 1 | West | YES | 0.027055 | 44.4 | 0 | 222 | 0 | 1.005 | Wind | 1 | 0.044587 | 0 | 222 |  |  |  |  | 0.044587 | 9.8984 |  |  |  |  | 0 | 0
60070 | HHOLLOW31A | 1 | West | YES | 0.027055 | 44.8 | 0 | 224 | 0 | 1.025 | Wind | 1 | 0.044587 | 0 | 224 |  |  |  |  | 0.044587 | 9.9876 |  |  |  |  | 0 | 0
60060 | CIRELLO | 1 | West | YES | 0.027055 | 46.6 | 0 | 233 | 0 | 1 | Wind | 1 | 0.044587 | 0 | 233 |  |  |  |  | 0.044587 | 10.3889 |  |  |  |  | 0 | 0
76031 | L_GASCCR1_1N | W1 | West | YES | 0.027306 | 30 | 0 | 150 | 0 | 1.02 | Wind | 1 | 0.044838 | 0 | 150 |  |  |  |  | 0.044838 | 6.7258 |  |  |  |  | 0 | 0
1349 | WESTXWIN_1G | 1 | West | YES | 0.027382 | 1.3 | 0 | 6.6 |  | 1.014 | Wind | 1 | 0.044914 | 0 | 6.6 |  |  |  |  | 0.044914 | 0.29643 |  |  |  |  | 0 | 0
1350 | NWPWRG1_1G | 1 | West | YES | 0.027382 | 6.9 | 1 | 34.3 |  | 1.014 | Wind | 1 | 0.044914 | 0 | 34.3 |  |  |  |  | 0.044914 | 1.5406 |  |  |  |  | 0 | 0
76091 | L_DIVIDE1_1N | W1 | West | YES | 0.027613 | 22.5 | 0 | 112.5 |  | 1.02 | Wind | 1 | 0.045145 | 0 | 112.5 |  |  |  |  | 0.045145 | 5.0789 |  |  |  |  | 0 | 0
76095 | L_CAPRSI1_1N | W1 | West | YES | 0.027613 | 29.9 | 0 | 149.5 | 0 | 1.02 | Wind | 1 | 0.045145 | 0 | 149.5 |  |  |  |  | 0.045145 | 6.7492 |  |  |  |  | 0 | 0
76096 | L_CAPRSI1_2N | W1 | West | YES | 0.027613 | 37.2 | 0 | 186 | 0 | 1.02 | Wind | 1 | 0.045145 | 0 | 186 |  |  |  |  | 0.045145 | 8.397 |  |  |  |  | 0 | 0
76097 | L_CAPRGE1_1N | W1 | West | YES | 0.027613 | 42.9 | 0 | 214.5 | 0 | 1.02 | Wind | 1 | 0.045145 | 0 | 214.5 |  |  |  |  | 0.045145 | 9.6837 |  |  |  |  | 0 | 0
1354 | AEPWIND_8 | 1 | West | YES | 0.027643 | 20.2 | 0 | 101 |  | 1 | Wind | 1 | 0.045175 | 0 | 101 |  |  |  |  | 0.045175 | 4.5627 |  |  |  |  | 0 | 0
1343 | TRENTIPP_8 | 1 | West | YES | 0.027643 | 30 | 0 | 150 |  | 1.014 | Wind | 1 | 0.045175 | 0 | 150 |  |  |  |  | 0.045175 | 6.7763 |  |  |  |  | 0 | 0
6407 | TURKTRAK1A | 1 | West | YES | 0.028899 | 33.9 | 0 | 169.5 | 0 | 1.025 | Wind | 1 | 0.046431 | 0 | 169.5 |  |  |  |  | 0.046431 | 7.8701 |  |  |  |  | 0 | 0
1643 | SLSTR1PP_1G | 1 | North | YES | 0.03202 | 6 | 0 | 60 | 0 | 1.022 | Wind | 1 | 0.049552 | 0 | 60 | 1.9212 | 60 |  |  | 0.049552 | 2.9731 |  |  |  |  | 0 | 0
60057 | CALLAHAN1A | 1 | West | YES | 0.032719 | 22.8 | 0 | 114 | 0 | 1.04 | Wind | 1 | 0.050251 | 0 | 114 |  |  |  |  | 0.050251 | 5.7287 |  |  |  |  | 0 | 0
7028 | L_MARBFA1_1Y | 1 | South | YES | -0.04961 | 0 | 0 | 18 |  | 1 | Hydro | -1 | 0.061216 | 0 | 0 |  |  | 0 | 0 | -0.061216 | 0 |  |  |  |  | 0 | 0
7029 | L_MARBFA1_2Y | 2 | South | YES | -0.04961 | 0 | 0 | 18 |  | 1 | Hydro | -1 | 0.061216 | 0 | 0 |  |  | 0 | 0 | -0.061216 | 0 |  |  |  |  | 0 | 0
7000 | L_FERGUS1_1Y | 1 | South | YES | -0.058002 | 400 | 65 | 423.3 | 0 | 1.015 | GSC | -1 | 0.069608 | 423.3 | 423.3 |  |  | -24.5522 | 423.3 | -0.069608 | -29.4652 |  |  |  |  | 0 | 0
7035 | L_WIRTZ_1G1Y | 1 | South | YES | -0.058963 | 0 | 0 | 29 |  | 1 | Hydro | -1 | 0.070569 | 0 | 0 |  |  | 0 | 0 | -0.070569 | 0 |  |  |  |  | 0 | 0
7036 | L_WIRTZ_1G2Y | 2 | South | YES | -0.058963 | 0 | 0 | 29.7 |  | 1 | Hydro | -1 | 0.070569 | 0 | 0 |  |  | 0 | 0 | -0.070569 | 0 |  |  |  |  | 0 | 0
7026 | L_INKSDA1_1Y | 1 | South | YES | -0.074985 | 0 | 0 | 13.7 |  | 1 | Hydro | -1 | 0.086591 | 0 | 0 |  |  | 0 | 0 | -0.086591 | 0 |  |  |  |  | 0 | 0
7022 | L_BUCHAN1_1Y | 1 | South | YES | -0.083573 | 0 | 0 | 18 |  | 1 | Hydro | -1 | 0.095179 | 0 | 0 |  |  | 0 | 0 | -0.095179 | 0 |  |  |  |  | 0 | 0
7023 | L_BUCHAN1_2Y | 2 | South | YES | -0.083573 | 0 | 0 | 18 |  | 1 | Hydro | -1 | 0.095179 | 0 | 0 |  |  | 0 | 0 | -0.095179 | 0 |  |  |  |  | 0 | 0
7024 | L_BUCHAN1_3Y | 3 | South | YES | -0.083573 | 0 | 0 | 15 |  | 1 | Hydro | -1 | 0.095179 | 0 | 0 |  |  | 0 | 0 | -0.095179 | 0 |  |  |  |  | 0 | 0
[26 empty] | 0 | 0
[26 empty] | 0 | 0
[26 empty] | 0 | 0
[26 empty] | 0 | 0
[26 empty] | 0 | 0
[26 empty] | 0 | 0
[26 empty] | 0 | 0
[26 empty] | 0 | 0
[26 empty] | 0 | 0
[26 empty] | 0 | 0
[26 empty] | 0 | 0
[26 empty] | 0 | 0
[26 empty] | 0 | 0
[26 empty] | 0 | 0
[26 empty] | 0 | 0
[26 empty] | 0 | 0
[26 empty] | 0 | 0
[26 empty] | 0 | 0
[26 empty] | 0 | 0
[26 empty] | 0 | 0
[26 empty] | 0 | 0
[26 empty] | 0 | 0
[26 empty] | 0 | 0
[26 empty] | 0 | 0
[26 empty] | 0 | 0
[26 empty] | 0 | 0
[26 empty] | 0 | 0
[26 empty] | 0 | 0
[26 empty] | 0 | 0
[26 empty] | 0 | 0
[26 empty] | 0 | 0
[26 empty] | 0 | 0
[26 empty] | 0 | 0
[26 empty] | 0 | 0
[26 empty] | 0 | 0
[26 empty] | 0 | 0
[26 empty] | 0 | 0
[26 empty] | 0 | 0
[26 empty] | 0 | 0
[26 empty] | 0 | 0
[26 empty] | 0 | 0
[26 empty] | 0 | 0
[26 empty] | 0 | 0
[26 empty] | 0 | 0
[26 empty] | 0 | 0
[26 empty] | 0 | 0
[26 empty] | 0 | 0
[26 empty] | 0 | 0
[26 empty] | 0 | 0
[26 empty] | 0 | 0
[26 empty] | 0 | 0
[26 empty] | 0 | 0
[26 empty] | 0 | 0
[26 empty] | 0 | 0
[26 empty] | 0 | 0
[26 empty] | 0 | 0
[26 empty] | 0 | 0
[26 empty] | 0 | 0
[26 empty] | 0 | 0
[26 empty] | 0 | 0
[26 empty] | 0 | 0
[26 empty] | 0 | 0
[26 empty] | 0 | 0
[26 empty] | 0 | 0
[26 empty] | 0 | 0
[26 empty] | 0 | 0
[26 empty] | 0 | 0
[26 empty] | 0 | 0
[26 empty] | 0 | 0
[26 empty] | 0 | 0
[26 empty] | 0 | 0
[26 empty] | 0 | 0
[26 empty] | 0 | 0
[26 empty] | 0 | 0
[26 empty] | 0 | 0
[26 empty] | 0 | 0
[26 empty] | 0 | 0
[26 empty] | 0 | 0
[26 empty] | 0 | 0
[26 empty] | 0 | 0
[26 empty] | 0 | 0
[26 empty] | 0 | 0
[26 empty] | 0 | 0
[26 empty] | 0 | 0
[26 empty] | 0 | 0
[26 empty] | 0 | 0
[26 empty] | 0 | 0
[26 empty] | 0 | 0
[26 empty] | 0 | 0
[26 empty] | 0 | 0
[26 empty] | 0 | 0
[26 empty] | 0 | 0
[26 empty] | 0 | 0
[26 empty] | 0 | 0
[26 empty] | 0 | 0
[26 empty] | 0 | 0
[26 empty] | 0 | 0
[26 empty] | 0 | 0
[26 empty] | 0 | 0
[26 empty] | 0 | 0
[26 empty] | 0 | 0
[26 empty] | 0 | 0
[26 empty] | 0 | 0
[26 empty] | 0 | 0
[26 empty] | 0 | 0
[26 empty] | 0 | 0
[26 empty] | 0 | 0
[26 empty] | 0 | 0
[26 empty] | 0 | 0
[26 empty] | 0 | 0
[26 empty] | 0 | 0
[26 empty] | 0 | 0
[26 empty] | 0 | 0
[26 empty] | 0 | 0
[26 empty] | 0 | 0
[26 empty] | 0 | 0
[26 empty] | 0 | 0
[26 empty] | 0 | 0
[26 empty] | 0 | 0
[26 empty] | 0 | 0
[26 empty] | 0 | 0
[26 empty] | 0 | 0
[26 empty] | 0 | 0
[26 empty] | 0 | 0
[26 empty] | 0 | 0
[26 empty] | 0 | 0
[26 empty] | 0 | 0
[26 empty] | 0 | 0
[26 empty] | 0 | 0
[26 empty] | 0 | 0
[26 empty] | 0 | 0
[26 empty] | 0 | 0
[26 empty] | 0 | 0
[26 empty] | 0 | 0
[26 empty] | 0 | 0
[26 empty] | 0 | 0
[26 empty] | 0 | 0
[26 empty] | 0 | 0
[26 empty] | 0 | 0
[26 empty] | 0 | 0
[26 empty] | 0 | 0
[26 empty] | 0 | 0
[26 empty] | 0 | 0
[26 empty] | 0 | 0
[26 empty] | 0 | 0
[26 empty] | 0 | 0
[26 empty] | 0 | 0
[26 empty] | 0 | 0
[26 empty] | 0 | 0
[26 empty] | 0 | 0
[26 empty] | 0 | 0
[26 empty] | 0 | 0
[26 empty] | 0 | 0
[26 empty] | 0 | 0
[26 empty] | 0 | 0
[26 empty] | 0 | 0
[26 empty] | 0 | 0
[26 empty] | 0 | 0
[26 empty] | 0 | 0
[26 empty] | 0 | 0
[26 empty] | 0 | 0
[26 empty] | 0 | 0
[26 empty] | 0 | 0
[26 empty] | 0 | 0
[26 empty] | 0 | 0
[26 empty] | 0 | 0
[26 empty] | 0 | 0
[26 empty] | 0 | 0
[26 empty] | 0 | 0
[26 empty] | 0 | 0
[26 empty] | 0 | 0
[26 empty] | 0 | 0
[26 empty] | 0 | 0
[26 empty] | 0 | 0
[26 empty] | 0 | 0
[26 empty] | 0 | 0
[26 empty] | 0 | 0
[26 empty] | 0 | 0
[26 empty] | 0 | 0
[26 empty] | 0 | 0
[26 empty] | 0 | 0
[26 empty] | 0 | 0
[26 empty] | 0 | 0
[26 empty] | 0 | 0
[26 empty] | 0 | 0
[26 empty] | 0 | 0
[26 empty] | 0 | 0
[26 empty] | 0 | 0
[26 empty] | 0 | 0
[26 empty] | 0 | 0
[26 empty] | 0 | 0
[26 empty] | 0 | 0
[26 empty] | 0 | 0
[26 empty] | 0 | 0
[26 empty] | 0 | 0
[26 empty] | 0 | 0
[26 empty] | 0 | 0
[26 empty] | 0 | 0
[26 empty] | 0 | 0
[26 empty] | 0 | 0
[26 empty] | 0 | 0
[26 empty] | 0 | 0
[26 empty] | 0 | 0
[26 empty] | 0 | 0
[26 empty] | 0 | 0
[26 empty] | 0 | 0
[26 empty] | 0 | 0
[26 empty] | 0 | 0
[26 empty] | 0 | 0
[26 empty] | 0 | 0
[26 empty] | 0 | 0
[26 empty] | 0 | 0
[26 empty] | 0 | 0
[26 empty] | 0 | 0
[26 empty] | 0 | 0
[26 empty] | 0 | 0
[26 empty] | 0 | 0
[26 empty] | 0 | 0
[26 empty] | 0 | 0
[26 empty] | 0 | 0
[26 empty] | 0 | 0
[26 empty] | 0 | 0
[26 empty] | 0 | 0
[26 empty] | 0 | 0
[26 empty] | 0 | 0
[26 empty] | 0 | 0
[26 empty] | 0 | 0
[26 empty] | 0 | 0
[26 empty] | 0 | 0
[26 empty] | 0 | 0
[26 empty] | 0 | 0
[26 empty] | 0 | 0
[26 empty] | 0 | 0
[26 empty] | 0 | 0
[26 empty] | 0 | 0
[26 empty] | 0 | 0
[26 empty] | 0 | 0
[26 empty] | 0 | 0
[26 empty] | 0 | 0
[26 empty] | 0 | 0
[26 empty] | 0 | 0
[26 empty] | 0 | 0
[26 empty] | 0 | 0
[26 empty] | 0 | 0
[26 empty] | 0 | 0
[26 empty] | 0 | 0
[26 empty] | 0 | 0
[26 empty] | 0 | 0
[26 empty] | 0 | 0
[26 empty] | 0 | 0
[26 empty] | 0 | 0
[26 empty] | 0 | 0
[26 empty] | 0 | 0
[26 empty] | 0 | 0
[26 empty] | 0 | 0
[26 empty] | 0 | 0
[26 empty] | 0 | 0
[26 empty] | 0 | 0
[26 empty] | 0 | 0
[26 empty] | 0 | 0
[26 empty] | 0 | 0
[26 empty] | 0 | 0
[26 empty] | 0 | 0
[26 empty] | 0 | 0
[26 empty] | 0 | 0
[26 empty] | 0 | 0
[26 empty] | 0 | 0
[26 empty] | 0 | 0
[26 empty] | 0 | 0
[26 empty] | 0 | 0
[26 empty] | 0 | 0
[26 empty] | 0 | 0
[26 empty] | 0 | 0
[26 empty] | 0 | 0
[26 empty] | 0 | 0
[26 empty] | 0 | 0
[26 empty] | 0 | 0
[26 empty] | 0 | 0
[26 empty] | 0 | 0
[26 empty] | 0 | 0
[26 empty] | 0 | 0
[26 empty] | 0 | 0
[26 empty] | 0 | 0
[26 empty] | 0 | 0
[26 empty] | 0 | 0
[26 empty] | 0 | 0
[26 empty] | 0 | 0
[26 empty] | 0 | 0
[26 empty] | 0 | 0
[26 empty] | 0 | 0
[26 empty] | 0 | 0
[26 empty] | 0 | 0
[26 empty] | 0 | 0
[26 empty] | 0 | 0
[26 empty] | 0 | 0
[26 empty] | 0 | 0
[26 empty] | 0 | 0
[26 empty] | 0 | 0
[26 empty] | 0 | 0
[26 empty] | 0 | 0
[26 empty] | 0 | 0
[26 empty] | 0 | 0
[26 empty] | 0 | 0
[26 empty] | 0 | 0
[26 empty] | 0 | 0
[26 empty] | 0 | 0
[26 empty] | 0 | 0
[26 empty] | 0 | 0
[26 empty] | 0 | 0
[26 empty] | 0 | 0
[26 empty] | 0 | 0
[26 empty] | 0 | 0
[26 empty] | 0 | 0
[26 empty] | 0 | 0
[26 empty] | 0 | 0
[26 empty] | 0 | 0
[26 empty] | 0 | 0
[26 empty] | 0 | 0
[26 empty] | 0 | 0
[26 empty] | 0 | 0
[26 empty] | 0 | 0
[26 empty] | 0 | 0
[26 empty] | 0 | 0
[26 empty] | 0 | 0
[26 empty] | 0 | 0
[26 empty] | 0 | 0
[26 empty] | 0 | 0
[26 empty] | 0 | 0
[26 empty] | 0 | 0
[26 empty] | 0 | 0
[26 empty] | 0 | 0
[26 empty] | 0 | 0
[26 empty] | 0 | 0
[26 empty] | 0 | 0
[26 empty] | 0 | 0
[26 empty] | 0 | 0
[26 empty] | 0 | 0
[26 empty] | 0 | 0
[26 empty] | 0 | 0
[26 empty] | 0 | 0
[26 empty] | 0 | 0
[26 empty] | 0 | 0
[26 empty] | 0 | 0
[26 empty] | 0 | 0
[26 empty] | 0 | 0
[26 empty] | 0 | 0
[26 empty] | 0 | 0
[26 empty] | 0 | 0
[26 empty] | 0 | 0
[26 empty] | 0 | 0
[26 empty] | 0 | 0
[26 empty] | 0 | 0
[26 empty] | 0 | 0
[26 empty] | 0 | 0
[26 empty] | 0 | 0
[26 empty] | 0 | 0
[26 empty] | 0 | 0
[26 empty] | 0 | 0
[26 empty] | 0 | 0
[26 empty] | 0 | 0
[26 empty] | 0 | 0
[26 empty] | 0 | 0
[26 empty] | 0 | 0
[26 empty] | 0 | 0
[26 empty] | 0 | 0
[26 empty] | 0 | 0
[26 empty] | 0 | 0
[26 empty] | 0 | 0
[26 empty] | 0 | 0
[26 empty] | 0 | 0
[26 empty] | 0 | 0
[26 empty] | 0 | 0
[26 empty] | 0 | 0
[26 empty] | 0 | 0
[26 empty] | 0 | 0
[26 empty] | 0 | 0
[26 empty] | 0 | 0
[26 empty] | 0 | 0
[26 empty] | 0 | 0
[26 empty] | 0 | 0
[26 empty] | 0 | 0
[26 empty] | 0 | 0
[26 empty] | 0 | 0
[26 empty] | 0 | 0
[26 empty] | 0 | 0
[26 empty] | 0 | 0
[26 empty] | 0 | 0
[26 empty] | 0 | 0
[26 empty] | 0 | 0
[26 empty] | 0 | 0
[26 empty] | 0 | 0
[26 empty] | 0 | 0
[26 empty] | 0 | 0
[26 empty] | 0 | 0
[26 empty] | 0 | 0
[26 empty] | 0 | 0
[26 empty] | 0 | 0
[26 empty] | 0 | 0
[26 empty] | 0 | 0
[26 empty] | 0 | 0
[26 empty] | 0 | 0
[26 empty] | 0 | 0
[26 empty] | 0 | 0
[26 empty] | 0 | 0
[26 empty] | 0 | 0
[26 empty] | 0 | 0
[26 empty] | 0 | 0
[26 empty] | 0 | 0
[26 empty] | 0 | 0
[26 empty] | 0 | 0
[26 empty] | 0 | 0
[26 empty] | 0 | 0
[26 empty] | 0 | 0
[26 empty] | 0 | 0
[26 empty] | 0 | 0
[26 empty] | 0 | 0
[26 empty] | 0 | 0
[26 empty] | 0 | 0
[26 empty] | 0 | 0
[26 empty] | 0 | 0
[26 empty] | 0 | 0
[26 empty] | 0 | 0
[26 empty] | 0 | 0
[26 empty] | 0 | 0
[26 empty] | 0 | 0
[26 empty] | 0 | 0
[26 empty] | 0 | 0
[26 empty] | 0 | 0
[26 empty] | 0 | 0
[26 empty] | 0 | 0
[26 empty] | 0 | 0
[26 empty] | 0 | 0
[26 empty] | 0 | 0
[26 empty] | 0 | 0
[26 empty] | 0 | 0
[26 empty] | 0 | 0
[26 empty] | 0 | 0
[26 empty] | 0 | 0
[26 empty] | 0 | 0
[26 empty] | 0 | 0
[26 empty] | 0 | 0
[26 empty] | 0 | 0
[26 empty] | 0 | 0
[26 empty] | 0 | 0
[26 empty] | 0 | 0
[26 empty] | 0 | 0
[26 empty] | 0 | 0
[26 empty] | 0 | 0
[26 empty] | 0 | 0
[26 empty] | 0 | 0
[26 empty] | 0 | 0
[26 empty] | 0 | 0
[26 empty] | 0 | 0
[26 empty] | 0 | 0
[26 empty] | 0 | 0
[26 empty] | 0 | 0
[26 empty] | 0 | 0
[26 empty] | 0 | 0
[26 empty] | 0 | 0
[26 empty] | 0 | 0
[26 empty] | 0 | 0
[26 empty] | 0 | 0
[26 empty] | 0 | 0
[26 empty] | 0 | 0
[26 empty] | 0 | 0
[26 empty] | 0 | 0
[26 empty] | 0 | 0
[26 empty] | 0 | 0
[26 empty] | 0 | 0
[26 empty] | 0 | 0
[26 empty] | 0 | 0
[26 empty] | 0 | 0
[26 empty] | 0 | 0
[26 empty] | 0 | 0
[26 empty] | 0 | 0
[26 empty] | 0 | 0
[26 empty] | 0 | 0
[26 empty] | 0 | 0
[26 empty] | 0 | 0
[26 empty] | 0 | 0
[26 empty] | 0 | 0
[26 empty] | 0 | 0
[26 empty] | 0 | 0
[26 empty] | 0 | 0
[26 empty] | 0 | 0
[26 empty] | 0 | 0
[26 empty] | 0 | 0
[26 empty] | 0 | 0
[26 empty] | 0 | 0
[26 empty] | 0 | 0
[26 empty] | 0 | 0
[26 empty] | 0 | 0
[26 empty] | 0 | 0
[26 empty] | 0 | 0
[26 empty] | 0 | 0
[26 empty] | 0 | 0
[26 empty] | 0 | 0
[26 empty] | 0 | 0
[26 empty] | 0 | 0
[26 empty] | 0 | 0
[26 empty] | 0 | 0
[26 empty] | 0 | 0
[26 empty] | 0 | 0
[26 empty] | 0 | 0
[26 empty] | 0 | 0
[26 empty] | 0 | 0
[26 empty] | 0 | 0
[26 empty] | 0 | 0
[26 empty] | 0 | 0
[26 empty] | 0 | 0
[26 empty] | 0 | 0
[26 empty] | 0 | 0
[26 empty] | 0 | 0
[26 empty] | 0 | 0
[26 empty] | 0 | 0
[26 empty] | 0 | 0
[26 empty] | 0 | 0
[26 empty] | 0 | 0
[26 empty] | 0 | 0
[26 empty] | 0 | 0
[26 empty] | 0 | 0
[26 empty] | 0 | 0
[26 empty] | 0 | 0
[26 empty] | 0 | 0
[26 empty] | 0 | 0
[26 empty] | 0 | 0
[26 empty] | 0 | 0
[26 empty] | 0 | 0
[26 empty] | 0 | 0
[26 empty] | 0 | 0
[26 empty] | 0 | 0
[26 empty] | 0 | 0
[26 empty] | 0 | 0
[26 empty] | 0 | 0
[26 empty] | 0 | 0
[26 empty] | 0 | 0
[26 empty] | 0 | 0
[26 empty] | 0 | 0
[26 empty] | 0 | 0
[26 empty] | 0 | 0
[26 empty] | 0 | 0
[26 empty] | 0 | 0
[26 empty] | 0 | 0
[26 empty] | 0 | 0
[26 empty] | 0 | 0
[26 empty] | 0 | 0
[26 empty] | 0 | 0
[26 empty] | 0 | 0
[26 empty] | 0 | 0
[26 empty] | 0 | 0
[26 empty] | 0 | 0
[26 empty] | 0 | 0
[26 empty] | 0 | 0
[26 empty] | 0 | 0
[26 empty] | 0 | 0
[26 empty] | 0 | 0
[26 empty] | 0 | 0
[26 empty] | 0 | 0
[26 empty] | 0 | 0
[26 empty] | 0 | 0
[26 empty] | 0 | 0
[26 empty] | 0 | 0
[26 empty] | 0 | 0
[26 empty] | 0 | 0
[26 empty] | 0 | 0
[26 empty] | 0 | 0
[26 empty] | 0 | 0
[26 empty] | 0 | 0
[26 empty] | 0 | 0
[26 empty] | 0 | 0
[26 empty] | 0 | 0
[26 empty] | 0 | 0
[26 empty] | 0 | 0
[26 empty] | 0 | 0
[26 empty] | 0 | 0
[26 empty] | 0 | 0
[26 empty] | 0 | 0
[26 empty] | 0 | 0
[26 empty] | 0 | 0
[26 empty] | 0 | 0
[26 empty] | 0 | 0
[26 empty] | 0 | 0
[26 empty] | 0 | 0
[26 empty] | 0 | 0
[26 empty] | 0 | 0
[26 empty] | 0 | 0
[26 empty] | 0 | 0
[26 empty] | 0 | 0
[26 empty] | 0 | 0
[26 empty] | 0 | 0
[26 empty] | 0 | 0
[26 empty] | 0 | 0
[26 empty] | 0 | 0
[26 empty] | 0 | 0
[26 empty] | 0 | 0
[26 empty] | 0 | 0
[26 empty] | 0 | 0
[26 empty] | 0 | 0
[26 empty] | 0 | 0
[26 empty] | 0 | 0
[26 empty] | 0 | 0
[26 empty] | 0 | 0
[26 empty] | 0 | 0
[26 empty] | 0 | 0
[26 empty] | 0 | 0
[26 empty] | 0 | 0
[26 empty] | 0 | 0
[26 empty] | 0 | 0
[26 empty] | 0 | 0
[26 empty] | 0 | 0
[26 empty] | 0 | 0
[26 empty] | 0 | 0
[26 empty] | 0 | 0
[26 empty] | 0 | 0
[26 empty] | 0 | 0
[26 empty] | 0 | 0
[26 empty] | 0 | 0
[26 empty] | 0 | 0
[26 empty] | 0 | 0
[26 empty] | 0 | 0
[26 empty] | 0 | 0
[26 empty] | 0 | 0
[26 empty] | 0 | 0
[26 empty] | 0 | 0
[26 empty] | 0 | 0
[26 empty] | 0 | 0
[26 empty] | 0 | 0
[26 empty] | 0 | 0
[26 empty] | 0 | 0
[26 empty] | 0 | 0
[26 empty] | 0 | 0
[26 empty] | 0 | 0
[26 empty] | 0 | 0
[26 empty] | 0 | 0
[26 empty] | 0 | 0
[26 empty] | 0 | 0
[26 empty] | 0 | 0
[26 empty] | 0 | 0
[26 empty] | 0 | 0
[26 empty] | 0 | 0
[26 empty] | 0 | 0
[26 empty] | 0 | 0
[26 empty] | 0 | 0
[26 empty] | 0 | 0
[26 empty] | 0 | 0
[26 empty] | 0 | 0
[26 empty] | 0 | 0
[26 empty] | 0 | 0
[26 empty] | 0 | 0
[26 empty] | 0 | 0
[26 empty] | 0 | 0
[26 empty] | 0 | 0
[26 empty] | 0 | 0
[26 empty] | 0 | 0
[26 empty] | 0 | 0
[26 empty] | 0 | 0
[26 empty] | 0 | 0
[26 empty] | 0 | 0
[26 empty] | 0 | 0
[26 empty] | 0 | 0
[26 empty] | 0 | 0
[26 empty] | 0 | 0
[26 empty] | 0 | 0
[26 empty] | 0 | 0
[26 empty] | 0 | 0
[26 empty] | 0 | 0
[26 empty] | 0 | 0
[26 empty] | 0 | 0
[26 empty] | 0 | 0
[26 empty] | 0 | 0
[26 empty] | 0 | 0
[26 empty] | 0 | 0
[26 empty] | 0 | 0
[26 empty] | 0 | 0
[26 empty] | 0 | 0
[26 empty] | 0 | 0
[26 empty] | 0 | 0
[26 empty] | 0 | 0
[26 empty] | 0 | 0
[26 empty] | 0 | 0
[26 empty] | 0 | 0
[26 empty] | 0 | 0
[26 empty] | 0 | 0
[26 empty] | 0 | 0
[26 empty] | 0 | 0
[26 empty] | 0 | 0
[26 empty] | 0 | 0
[26 empty] | 0 | 0
[26 empty] | 0 | 0
[26 empty] | 0 | 0
[26 empty] | 0 | 0
[26 empty] | 0 | 0
[26 empty] | 0 | 0
[26 empty] | 0 | 0
[26 empty] | 0 | 0
[26 empty] | 0 | 0
[26 empty] | 0 | 0
[26 empty] | 0 | 0
[26 empty] | 0 | 0
[26 empty] | 0 | 0
[26 empty] | 0 | 0
[26 empty] | 0 | 0
[26 empty] | 0 | 0
[26 empty] | 0 | 0
[26 empty] | 0 | 0
[26 empty] | 0 | 0
[26 empty] | 0 | 0
[26 empty] | 0 | 0
[26 empty] | 0 | 0
[26 empty] | 0 | 0
[26 empty] | 0 | 0
[26 empty] | 0 | 0
[26 empty] | 0 | 0
[26 empty] | 0 | 0
[26 empty] | 0 | 0
[26 empty] | 0 | 0
[26 empty] | 0 | 0
[26 empty] | 0 | 0
[26 empty] | 0 | 0
[26 empty] | 0 | 0
[26 empty] | 0 | 0
[26 empty] | 0 | 0
[26 empty] | 0 | 0
[26 empty] | 0 | 0
[26 empty] | 0 | 0
[26 empty] | 0 | 0
[26 empty] | 0 | 0
[26 empty] | 0 | 0
[26 empty] | 0 | 0
[26 empty] | 0 | 0
[26 empty] | 0 | 0
[26 empty] | 0 | 0
[26 empty] | 0 | 0
[26 empty] | 0 | 0
[26 empty] | 0 | 0
[26 empty] | 0 | 0
[26 empty] | 0 | 0
[26 empty] | 0 | 0
[26 empty] | 0 | 0
[26 empty] | 0 | 0
[26 empty] | 0 | 0
[26 empty] | 0 | 0
[26 empty] | 0 | 0
[26 empty] | 0 | 0
[26 empty] | 0 | 0
[26 empty] | 0 | 0
[26 empty] | 0 | 0
[26 empty] | 0 | 0
[26 empty] | 0 | 0
[26 empty] | 0 | 0
[26 empty] | 0 | 0
[26 empty] | 0 | 0
[26 empty] | 0 | 0
[26 empty] | 0 | 0
[26 empty] | 0 | 0
[26 empty] | 0 | 0
[26 empty] | 0 | 0
[26 empty] | 0 | 0
[26 empty] | 0 | 0
[26 empty] | 0 | 0
[26 empty] | 0 | 0
[26 empty] | 0 | 0
[26 empty] | 0 | 0
[26 empty] | 0 | 0
[26 empty] | 0 | 0
[26 empty] | 0 | 0
[26 empty] | 0 | 0
[26 empty] | 0 | 0
[26 empty] | 0 | 0
[26 empty] | 0 | 0
[26 empty] | 0 | 0
[26 empty] | 0 | 0
[26 empty] | 0 | 0
[26 empty] | 0 | 0
[26 empty] | 0 | 0
[26 empty] | 0 | 0
[26 empty] | 0 | 0
[26 empty] | 0 | 0
[26 empty] | 0 | 0
[26 empty] | 0 | 0
[26 empty] | 0 | 0
[26 empty] | 0 | 0
[26 empty] | 0 | 0
[26 empty] | 0 | 0
[26 empty] | 0 | 0
[26 empty] | 0 | 0
[26 empty] | 0 | 0
[26 empty] | 0 | 0
[26 empty] | 0 | 0
[26 empty] | 0 | 0
[26 empty] | 0 | 0
[26 empty] | 0 | 0
[26 empty] | 0 | 0
[26 empty] | 0 | 0
[26 empty] | 0 | 0
[26 empty] | 0 | 0
[26 empty] | 0 | 0
[26 empty] | 0 | 0
[26 empty] | 0 | 0
[26 empty] | 0 | 0
[26 empty] | 0 | 0
[26 empty] | 0 | 0
[26 empty] | 0 | 0
[26 empty] | 0 | 0
[26 empty] | 0 | 0
[26 empty] | 0 | 0
[26 empty] | 0 | 0
[26 empty] | 0 | 0
[26 empty] | 0 | 0
[26 empty] | 0 | 0
[26 empty] | 0 | 0
[26 empty] | 0 | 0
[26 empty] | 0 | 0
[26 empty] | 0 | 0
[26 empty] | 0 | 0
[26 empty] | 0 | 0
[26 empty] | 0 | 0
[26 empty] | 0 | 0
[26 empty] | 0 | 0
[26 empty] | 0 | 0
[26 empty] | 0 | 0
[26 empty] | 0 | 0
[26 empty] | 0 | 0
[26 empty] | 0 | 0
[26 empty] | 0 | 0
[26 empty] | 0 | 0
[26 empty] | 0 | 0
[26 empty] | 0 | 0
[26 empty] | 0 | 0
[26 empty] | 0 | 0
[26 empty] | 0 | 0
[26 empty] | 0 | 0
[26 empty] | 0 | 0
[26 empty] | 0 | 0
[26 empty] | 0 | 0
[26 empty] | 0 | 0
[26 empty] | 0 | 0
[26 empty] | 0 | 0
[26 empty] | 0 | 0
[26 empty] | 0 | 0
[26 empty] | 0 | 0
[26 empty] | 0 | 0
[26 empty] | 0 | 0
[26 empty] | 0 | 0
[26 empty] | 0 | 0
[26 empty] | 0 | 0
[26 empty] | 0 | 0
[26 empty] | 0 | 0
[26 empty] | 0 | 0
[26 empty] | 0 | 0
[26 empty] | 0 | 0
[26 empty] | 0 | 0
[26 empty] | 0 | 0
[26 empty] | 0 | 0
[26 empty] | 0 | 0
[26 empty] | 0 | 0
[26 empty] | 0 | 0
[26 empty] | 0 | 0
[26 empty] | 0 | 0
[26 empty] | 0 | 0
[26 empty] | 0 | 0
[26 empty] | 0 | 0
[26 empty] | 0 | 0
[26 empty] | 0 | 0
[26 empty] | 0 | 0
[26 empty] | 0 | 0
[26 empty] | 0 | 0
[26 empty] | 0 | 0
[26 empty] | 0 | 0
[26 empty] | 0 | 0
[26 empty] | 0 | 0
[26 empty] | 0 | 0
[26 empty] | 0 | 0
[26 empty] | 0 | 0
[26 empty] | 0 | 0
[26 empty] | 0 | 0
[26 empty] | 0 | 0
[26 empty] | 0 | 0
[26 empty] | 0 | 0
[26 empty] | 0 | 0
[26 empty] | 0 | 0
[26 empty] | 0 | 0
[26 empty] | 0 | 0
[26 empty] | 0 | 0
[26 empty] | 0 | 0
[26 empty] | 0 | 0
[26 empty] | 0 | 0
[26 empty] | 0 | 0
[26 empty] | 0 | 0
[26 empty] | 0 | 0
[26 empty] | 0 | 0
[26 empty] | 0 | 0
[26 empty] | 0 | 0
[26 empty] | 0 | 0
[26 empty] | 0 | 0
[26 empty] | 0 | 0
[26 empty] | 0 | 0
[26 empty] | 0 | 0
[26 empty] | 0 | 0
[26 empty] | 0 | 0
[26 empty] | 0 | 0
[26 empty] | 0 | 0
[26 empty] | 0 | 0
[26 empty] | 0 | 0
[26 empty] | 0 | 0
[26 empty] | 0 | 0
[26 empty] | 0 | 0
[26 empty] | 0 | 0
[26 empty] | 0 | 0
[26 empty] | 0 | 0
[26 empty] | 0 | 0
[26 empty] | 0 | 0
[26 empty] | 0 | 0
[26 empty] | 0 | 0
[26 empty] | 0 | 0
[26 empty] | 0 | 0
[26 empty] | 0 | 0
[26 empty] | 0 | 0
[26 empty] | 0 | 0
[26 empty] | 0 | 0
[26 empty] | 0 | 0
[26 empty] | 0 | 0
[26 empty] | 0 | 0
[26 empty] | 0 | 0
[26 empty] | 0 | 0
[26 empty] | 0 | 0
[26 empty] | 0 | 0
[26 empty] | 0 | 0
[26 empty] | 0 | 0
[26 empty] | 0 | 0
[26 empty] | 0 | 0
[26 empty] | 0 | 0
[26 empty] | 0 | 0
[26 empty] | 0 | 0
[26 empty] | 0 | 0
[26 empty] | 0 | 0
[26 empty] | 0 | 0
[26 empty] | 0 | 0
[26 empty] | 0 | 0
[26 empty] | 0 | 0
[26 empty] | 0 | 0
[26 empty] | 0 | 0
[26 empty] | 0 | 0
[26 empty] | 0 | 0
[26 empty] | 0 | 0
[26 empty] | 0 | 0
[26 empty] | 0 | 0
[26 empty] | 0 | 0
[26 empty] | 0 | 0
[26 empty] | 0 | 0
[26 empty] | 0 | 0
[26 empty] | 0 | 0
[26 empty] | 0 | 0
[26 empty] | 0 | 0
[26 empty] | 0 | 0
[26 empty] | 0 | 0
[26 empty] | 0 | 0
[26 empty] | 0 | 0
[26 empty] | 0 | 0
[26 empty] | 0 | 0
[26 empty] | 0 | 0
[26 empty] | 0 | 0
[26 empty] | 0 | 0
[26 empty] | 0 | 0
[26 empty] | 0 | 0
[26 empty] | 0 | 0
[26 empty] | 0 | 0
[26 empty] | 0 | 0
[26 empty] | 0 | 0
[26 empty] | 0 | 0
[26 empty] | 0 | 0
[26 empty] | 0 | 0
[26 empty] | 0 | 0
[26 empty] | 0 | 0
[26 empty] | 0 | 0
[26 empty] | 0 | 0
[26 empty] | 0 | 0
[26 empty] | 0 | 0
[26 empty] | 0 | 0
[26 empty] | 0 | 0
[26 empty] | 0 | 0
[26 empty] | 0 | 0
[26 empty] | 0 | 0
[26 empty] | 0 | 0
[26 empty] | 0 | 0
[26 empty] | 0 | 0
[26 empty] | 0 | 0
[26 empty] | 0 | 0
[26 empty] | 0 | 0
[26 empty] | 0 | 0
[26 empty] | 0 | 0
[26 empty] | 0 | 0
[26 empty] | 0 | 0
[26 empty] | 0 | 0
[26 empty] | 0 | 0
[26 empty] | 0 | 0
[26 empty] | 0 | 0
[26 empty] | 0 | 0
[26 empty] | 0 | 0
[26 empty] | 0 | 0
[26 empty] | 0 | 0
[26 empty] | 0 | 0
[26 empty] | 0 | 0
[26 empty] | 0 | 0
[26 empty] | 0 | 0
[26 empty] | 0 | 0
[26 empty] | 0 | 0
[26 empty] | 0 | 0
[26 empty] | 0 | 0
[26 empty] | 0 | 0
[26 empty] | 0 | 0
[26 empty] | 0 | 0
[26 empty] | 0 | 0
[26 empty] | 0 | 0
[26 empty] | 0 | 0
[26 empty] | 0 | 0
[26 empty] | 0 | 0
[26 empty] | 0 | 0
[26 empty] | 0 | 0
[26 empty] | 0 | 0
[26 empty] | 0 | 0
[26 empty] | 0 | 0
[26 empty] | 0 | 0
[26 empty] | 0 | 0
[26 empty] | 0 | 0
[26 empty] | 0 | 0
[26 empty] | 0 | 0
[26 empty] | 0 | 0
[26 empty] | 0 | 0
[26 empty] | 0 | 0
[26 empty] | 0 | 0
[26 empty] | 0 | 0
[26 empty] | 0 | 0
[26 empty] | 0 | 0
[26 empty] | 0 | 0
[26 empty] | 0 | 0
[26 empty] | 0 | 0
[26 empty] | 0 | 0
[26 empty] | 0 | 0
[26 empty] | 0 | 0
[26 empty] | 0 | 0
[26 empty] | 0 | 0
[26 empty] | 0 | 0
[26 empty] | 0 | 0
[26 empty] | 0 | 0
[26 empty] | 0 | 0
[26 empty] | 0 | 0
[26 empty] | 0 | 0
[26 empty] | 0 | 0
[26 empty] | 0 | 0
[26 empty] | 0 | 0
[26 empty] | 0 | 0
[26 empty] | 0 | 0
[26 empty] | 0 | 0
[26 empty] | 0 | 0
[26 empty] | 0 | 0
[26 empty] | 0 | 0
[26 empty] | 0 | 0
[26 empty] | 0 | 0
[26 empty] | 0 | 0
[26 empty] | 0 | 0
[26 empty] | 0 | 0
[26 empty] | 0 | 0
[26 empty] | 0 | 0
[26 empty] | 0 | 0
[26 empty] | 0 | 0
[26 empty] | 0 | 0
[26 empty] | 0 | 0
[26 empty] | 0 | 0
[26 empty] | 0 | 0
[26 empty] | 0 | 0
[26 empty] | 0 | 0
[26 empty] | 0 | 0
[26 empty] | 0 | 0
[26 empty] | 0 | 0
[26 empty] | 0 | 0
[26 empty] | 0 | 0
[26 empty] | 0 | 0
[26 empty] | 0 | 0
[26 empty] | 0 | 0
[26 empty] | 0 | 0
[26 empty] | 0 | 0
[26 empty] | 0 | 0
[26 empty] | 0 | 0
[26 empty] | 0 | 0
[26 empty] | 0 | 0
[26 empty] | 0 | 0
[26 empty] | 0 | 0
[26 empty] | 0 | 0
[26 empty] | 0 | 0
[26 empty] | 0 | 0
[26 empty] | 0 | 0
[26 empty] | 0 | 0
[26 empty] | 0 | 0
[26 empty] | 0 | 0
[26 empty] | 0 | 0
[26 empty] | 0 | 0
[26 empty] | 0 | 0
[26 empty] | 0 | 0
[26 empty] | 0 | 0
[26 empty] | 0 | 0
[26 empty] | 0 | 0
[26 empty] | 0 | 0
[26 empty] | 0 | 0
[26 empty] | 0 | 0
[26 empty] | 0 | 0
[26 empty] | 0 | 0
[26 empty] | 0 | 0
[26 empty] | 0 | 0
[26 empty] | 0 | 0
[26 empty] | 0 | 0
[26 empty] | 0 | 0
[26 empty] | 0 | 0
[26 empty] | 0 | 0
[26 empty] | 0 | 0
[26 empty] | 0 | 0
[26 empty] | 0 | 0
[26 empty] | 0 | 0
[26 empty] | 0 | 0
[26 empty] | 0 | 0
[26 empty] | 0 | 0
[26 empty] | 0 | 0
[26 empty] | 0 | 0
[26 empty] | 0 | 0
[26 empty] | 0 | 0
[26 empty] | 0 | 0
[26 empty] | 0 | 0
[26 empty] | 0 | 0
[26 empty] | 0 | 0
[26 empty] | 0 | 0
[26 empty] | 0 | 0
[26 empty] | 0 | 0
[26 empty] | 0 | 0
[26 empty] | 0 | 0
[26 empty] | 0 | 0
[26 empty] | 0 | 0
[26 empty] | 0 | 0
[26 empty] | 0 | 0
[26 empty] | 0 | 0
[26 empty] | 0 | 0
[26 empty] | 0 | 0
[26 empty] | 0 | 0
[26 empty] | 0 | 0
[26 empty] | 0 | 0
[26 empty] | 0 | 0
[26 empty] | 0 | 0
[26 empty] | 0 | 0
[26 empty] | 0 | 0
[26 empty] | 0 | 0
[26 empty] | 0 | 0
[26 empty] | 0 | 0
[26 empty] | 0 | 0
[26 empty] | 0 | 0
[26 empty] | 0 | 0
[26 empty] | 0 | 0
[26 empty] | 0 | 0
[26 empty] | 0 | 0
[26 empty] | 0 | 0
[26 empty] | 0 | 0
[26 empty] | 0 | 0
[26 empty] | 0 | 0
[26 empty] | 0 | 0
[26 empty] | 0 | 0
[26 empty] | 0 | 0
[26 empty] | 0 | 0
[26 empty] | 0 | 0
[26 empty] | 0 | 0
[26 empty] | 0 | 0
[26 empty] | 0 | 0
[26 empty] | 0 | 0
[26 empty] | 0 | 0
[26 empty] | 0 | 0
[26 empty] | 0 | 0
[26 empty] | 0 | 0
[26 empty] | 0 | 0
[26 empty] | 0 | 0
[26 empty] | 0 | 0
[26 empty] | 0 | 0
[26 empty] | 0 | 0
[26 empty] | 0 | 0
[26 empty] | 0 | 0
[26 empty] | 0 | 0
[26 empty] | 0 | 0
[26 empty] | 0 | 0
[26 empty] | 0 | 0
[26 empty] | 0 | 0
[26 empty] | 0 | 0
[26 empty] | 0 | 0
[26 empty] | 0 | 0
[26 empty] | 0 | 0
[26 empty] | 0 | 0
[26 empty] | 0 | 0
[26 empty] | 0 | 0
[26 empty] | 0 | 0
[26 empty] | 0 | 0
[26 empty] | 0 | 0
[26 empty] | 0 | 0
[26 empty] | 0 | 0
[26 empty] | 0 | 0
[26 empty] | 0 | 0
[26 empty] | 0 | 0
[26 empty] | 0 | 0
[26 empty] | 0 | 0
[26 empty] | 0 | 0
[26 empty] | 0 | 0
[26 empty] | 0 | 0
[26 empty] | 0 | 0
[26 empty] | 0 | 0
[26 empty] | 0 | 0
[26 empty] | 0 | 0
[26 empty] | 0 | 0
[26 empty] | 0 | 0
[26 empty] | 0 | 0
[26 empty] | 0 | 0
[26 empty] | 0 | 0
[26 empty] | 0 | 0
[26 empty] | 0 | 0
[26 empty] | 0 | 0
[26 empty] | 0 | 0
[26 empty] | 0 | 0
[26 empty] | 0 | 0
[26 empty] | 0 | 0
[26 empty] | 0 | 0
[26 empty] | 0 | 0
[26 empty] | 0 | 0
[26 empty] | 0 | 0
[26 empty] | 0 | 0
[26 empty] | 0 | 0
[26 empty] | 0 | 0
[26 empty] | 0 | 0
[26 empty] | 0 | 0
[26 empty] | 0 | 0
[26 empty] | 0 | 0
[26 empty] | 0 | 0
[26 empty] | 0 | 0
[26 empty] | 0 | 0
[26 empty] | 0 | 0
[26 empty] | 0 | 0
[26 empty] | 0 | 0
[26 empty] | 0 | 0
[26 empty] | 0 | 0
[26 empty] | 0 | 0
[26 empty] | 0 | 0
[26 empty] | 0 | 0
[26 empty] | 0 | 0
[26 empty] | 0 | 0
[26 empty] | 0 | 0
[26 empty] | 0 | 0
[26 empty] | 0 | 0
[26 empty] | 0 | 0
[26 empty] | 0 | 0
[26 empty] | 0 | 0
[26 empty] | 0 | 0
[26 empty] | 0 | 0
[26 empty] | 0 | 0
[26 empty] | 0 | 0
[26 empty] | 0 | 0
[26 empty] | 0 | 0
[26 empty] | 0 | 0
[26 empty] | 0 | 0
[26 empty] | 0 | 0
[26 empty] | 0 | 0
[26 empty] | 0 | 0
[26 empty] | 0 | 0
[26 empty] | 0 | 0
[26 empty] | 0 | 0
[26 empty] | 0 | 0
[26 empty] | 0 | 0
[26 empty] | 0 | 0
[26 empty] | 0 | 0
[26 empty] | 0 | 0
[26 empty] | 0 | 0
[26 empty] | 0 | 0
[26 empty] | 0 | 0
[26 empty] | 0 | 0
[26 empty] | 0 | 0
[26 empty] | 0 | 0
[26 empty] | 0 | 0
[26 empty] | 0 | 0
[26 empty] | 0 | 0
[26 empty] | 0 | 0
[26 empty] | 0 | 0
[26 empty] | 0 | 0
[26 empty] | 0 | 0
[26 empty] | 0 | 0
[26 empty] | 0 | 0
[26 empty] | 0 | 0
[26 empty] | 0 | 0
[26 empty] | 0 | 0

## Zones
Houston | -1
North | 1
South | -1
West | 1
SET UP AREA, copy & paste values to cell B1
Source | North |  | N to H | N to W | N to S | W to N | S to N | W to S
Sink | South | Houston | -1 | 1 | -1 | -1 | 1 | -1
|  | North | 1 | 1 | 1 | -1 | -1 | -1
|  | South | -1 | 1 | -1 | -1 | 1 | -1
|  | West | 1 | -1 | 1 | 1 | -1 | 1
|  | Source | North | North | North | West | South | West
|  | Sink | Houston | West | South | North | North | South

## Tech
Number of Bus | Name of Bus | Tech Type
238 | BOSQUESW505 | CC
239 | BOSQUESW502 | GGT
244 | WHITNYDM01 | Hydro
245 | WHITNYDM02 | Hydro
247 | BOSQUESW501 | GGT
251 | BOSQUESW803 | CC
253 | BOSQUESW804 | CC
332 | RWMILLER01 | GST
333 | RWMILLER02 | GST
334 | RWMILLER03 | GST
335 | RWMILLER04 | GST
336 | RWMILLER05 | GST
344 | MRSSHPRD | Hydro
345 | MRSSHPRD01 | Hydro
366 | JNSNCNTY802 | Cogen
367 | JNSNCNTY802 | Cogen
503 | NTHTEXAS01 | GST
504 | NTHTEXAS02 | GST
505 | NTHTEXAS03 | GST
580 | JCKCNTY801 | CC
581 | JCKCNTY802 | CC
582 | JCKCNTY803 | CC
728 | WOLFRIDGE801 | Wind
837 | NEWMAN_G5 | GST
842 | OLINGER_G1 | GST
843 | OLINGER_G2 | GST
844 | OLINGER_G3 | GST
845 | OLINGER_G4 | GGT
923 | SPENCER_G4 | GST
924 | SPENCER_G5 | GST
948 | STEAM1 | GST
949 | STEAM2 | GST
950 | STEAM3 | GST
990 | GIBN_CREK_G1 | LIGCO
1002 | PBCTAGE_1G | GGT
1003 | PBCTBGE_2G | GGT
1004 | PBCTCGE_3G | GGT
1005 | PBCTDGE_4G | GGT
1006 | PBCTEGE_5G | GGT
1007 | PB5GEN_6G | GST
1008 | PB6GEN_7G | GST
1037 | MORGAN5G_5G | GST
1039 | MRGNAG_1G | GGT
1040 | MRGNBG_2G | GGT
1041 | MRGNCG_3G | GGT
1042 | MRGNDG_4G | GGT
1043 | MRGNEG_5G | GGT
1044 | MRGNFG_6G | GGT
1045 | CALENG1G_1G | Cogen
1046 | CALENG2G_2G | Cogen
1047 | CALENG3G_3G | Cogen
1058 | LONGSHORE_5 | Wind
1058 | LONGSHORE_5 | Wind
1061 | CIELOGEN_1G | Wind
1062 | CIELOGEN_2G | Wind
1068 | SCURRYCW_1G | Wind
1069 | KINDERMG_1G | Cogen
1070 | KINDERMG_2G | Cogen
1071 | KINDERMG_3G | Cogen
1073 | SCURRYCW_2G | Wind
1320 | BSP 1 | Cogen
1326 | STANTONW_8 | Wind
1327 | WILDHRSE_1G | Wind
1328 | OCOTILLO_1G | Wind
1333 | MCDDONAL_8 | Wind
1343 | TRENTIPP_8 | Wind
1349 | WESTXWIN_1G | Wind
1350 | NWPWRG1_1G | Wind
1354 | AEPWIND_8 | Wind
1360 | GUNSIGHT_8 | Wind
1416 | SWETWATR_1G | CC
1417 | SWETWATR_2G | CC
1418 | SWETWATR_3G | CC
1419 | SWETWATR_4G | CC
1432 | GRHAMSES_2G | GST
1433 | GRHAMSES_1G | GST
1437 | MESQUITW_1G | Wind
1438 | MESQUITW_2G | Wind
1442 | COKFIELD_5 | Wind
1453 | WCPWRCO_1G | CC
1454 | WCPWRCO_2G | CC
1455 | WCPWRCO_3G | CC
1479 | WFCOGEN_1G | Cogen
1479 | WFCOGEN_1G | Cogen
1482 | WFCOGEN_2G | Cogen
1482 | WFCOGEN_2G | Cogen
1600 | BARTNWND_1G | Wind
1643 | SLSTR1PP_1G | Wind
1675 | PEC_1G | Cogen
1676 | PEC_2G | Cogen
1677 | PEC_3G | Cogen
1678 | LAMARPWR_1G | CC
1679 | LAMARPWR_2G | CC
1680 | LAMARPWR_3G | CC
1681 | LAMARPWR_4G | CC
1682 | LAMARPWR_5G | CC
1683 | LAMARPWR_6G | CC
1687 | VALLEY_1G | GST
1688 | VALLEY_2G | GSC
1689 | VALLEY_3G | GST
1701 | MOSES_1G | LIGCO
1702 | MOSES_2G | LIGCO
1703 | MOSES_3G | LIGCO
1861 | EAGLEMNT_1G | GST
1862 | EAGLEMNT_2G | GST
1863 | EAGLEMNT_3G | GST
1877 | WLFHOLW_1G | CC
1878 | WLFHOLW_2G | CC
1879 | WLFHOLW_3G | CC
1889 | DECRDOVA_1G | GSC
1892 | DECRDOVA_2G | GGT
1893 | DECRDOVA_3G | GGT
1894 | DECRDOVA_4G | GGT
1895 | DECRDOVA_5G | GGT
1898 | COMCHEPK_1G | Nuc
1899 | COMCHEPK_2G | Nuc
1937 | MDLTHELP_5G | CC
1938 | MDLTHELP_6G | CC
1941 | MDLTHELP_1G | CC
1942 | MDLTHELP_2G | CC
1943 | MDLTHELP_3G | CC
1944 | MDLTHELP_4G | CC
1947 | HANDLEY_3G | GST
1948 | HANDLEY_4G | GST
1949 | HANDLEY_5G | GST
2371 | COLLIN_1G | GST
2381 | NTHLK1_G | GST
2382 | NTHLK2_G | GST
2383 | NTHLK3_G | GST
2413 | MTCK6_G | GST
2414 | MTCK7_G | GST
2417 | MTCK8_G | GSC
2451 | LKHB1_G | GST
2452 | LKHB2_G | GST
3097 | MARTLAKE_1G | LIGCO
3098 | MARTLAKE_2G | LIGCO
3099 | MARTLAKE_3G | LIGCO
3107 | STRYKER_1G | GST
3108 | STRYKER_2G | GST
3126 | TRINIDAD_6G | GST
3309 | ASPN_G | Bio
3348 | CHAMPION_1G | Cogen
3381 | BBRN_1G | LIGCO
3382 | BBRN_2G | LIGCO
3403 | THOUSE_1G | GSC
3404 | THOUSE_2G | GSC
3416 | LAKE_CRK1_G | GST
3417 | LAKE_CRK2_G | GST
3432 | SANDOW_4G | LIGCO
5026 | BRAUNIG_VHB1 | GST
5027 | BRAUNIG_VHB2 | GST
5028 | BRAUNIG_VHB3 | GST
5111 | CALAVER_JTD1 | LIGCO
5112 | CALAVER_JTD2 | LIGCO
5264 | LEON_LCP3G3 | GST
5265 | LEON_LCP4G4 | GST
5266 | LEON_LCPCT1 | GGT
5267 | LEON_LCPCT2 | GGT
5268 | LEON_LCPCT3 | GGT
5269 | LEON_LCPCT4 | GGT
5396 | CALAVER_OWS1 | GST
5397 | CALAVER_OWS2 | GST
5401 | CALAVER_JKS1 | LIGCO
5436 | TUTTL_WBT1G1 | GST
5438 | TUTTL_WBT3G3 | GST
5439 | TUTTL_WBT4G4 | GST
5476 | BRA_AVR1_CT1 | CC
5477 | BRA_AVR1_ST | CC
5478 | BRA_AVR1_CT2 | CC
5503 | RAYBURNGEN3 | GST
5505 | RAYBURNGEN1 | GGT
5506 | RAYBURNGEN2 | GGT
5508 | RAYBURNCC9 | CC
5509 | RAYBURNCC10 | CC
5511 | RAYBURNCC7 | CC
5512 | RAYBURNCC8 | CC
5728 | FALCONHYDRO2 | Hydro
5729 | FALCONHYDRO3 | Hydro
5890 | PEARSALLGEN1 | GST
5891 | PEARSALLGEN2 | GST
5892 | PEARSALLGEN3 | GST
5903 | SANMIGUELGEN | LIGCO
5911 | STP_GN1___1 | Nuc
5912 | STP_GN2___2 | Nuc
5920 | WELSHDC1 | DCTie
5925 | DCEAST | DCTie
5932 | SI_RAY9 | CC
5933 | SI_RAY6 | GST
5934 | SI_RAY5 | GST
5935 | SI_RAY10 | CC
6016 | SWMESA | Wind
6096 | NORTHDC7 | DCTie
6100 | OKLA7A | DCTie
6144 | MCADOO1A | Wind
6407 | TURKTRAK1A | Wind
6637 | SNYDERW1A | Wind
6752 | OKLA0A | LIGCO
6948 | DENISNDM | Hydro
6948 | DENISNDM | Hydro
7000 | L_FERGUS1_1Y | GSC
7004 | L_SIMGID1_1Y | GST
7005 | L_SIMGID1_2Y | GST
7006 | L_SIMGID1_3Y | GST
7007 | L_LOSTPI1_1Y | CC
7008 | L_LOSTPI1_2Y | CC
7009 | L_LOSTPI1_3Y | CC
7010 | L_FPPYD11_1Y | LIGCO
7011 | L_FPPYD11_2Y | LIGCO
7012 | L_FPPYD21_3Y | LIGCO
7014 | L_HAYSEN1_1Y | CC
7015 | L_HAYSEN1_2Y | CC
7016 | L_HAYSEN1_3Y | CC
7017 | L_HAYSEN1_4Y | CC
7020 | L_AUSTPL1_1Y | Hydro
7020 | L_AUSTPL1_1Y | Hydro
7022 | L_BUCHAN1_1Y | Hydro
7023 | L_BUCHAN1_2Y | Hydro
7024 | L_BUCHAN1_3Y | Hydro
7026 | L_INKSDA1_1Y | Hydro
7028 | L_MARBFA1_1Y | Hydro
7029 | L_MARBFA1_2Y | Hydro
7031 | L_MARSFO1G1Y | Hydro
7032 | L_MARSFO1G2Y | Hydro
7033 | L_MARSFO1G3Y | Hydro
7035 | L_WIRTZ_1G1Y | Hydro
7036 | L_WIRTZ_1G2Y | Hydro
7038 | L_DELAWA1_1Y | Wind
7038 | L_DELAWA1_1Y | Wind
7303 | L_WPPGS12_1Y | GGT
7303 | L_WPPGS12_1Y | GGT
7305 | L_WPPGS34_1Y | GGT
7305 | L_WPPGS34_1Y | GGT
7487 | L_CANYHY8_1Y | Hydro
7605 | L_MCQUEE9_1Y | Hydro
7605 | L_MCQUEE9_1Y | Hydro
7605 | L_MCQUEE9_1Y | Hydro
7609 | L_SCHUMA8_1Y | Hydro
7624 | L_LAKEWO9_1Y | Hydro
7624 | L_LAKEWO9_1Y | Hydro
7800 | L_GUADGE1_1Y | CC
7801 | L_GUADGE1_2Y | CC
7802 | L_GUADGE1_3Y | CC
7803 | L_GUADGE1_4Y | CC
7804 | L_GUADGE1_5Y | CC
7805 | L_GUADGE1_6Y | CC
7807 | L_BASTEN1_1Y | CC
7808 | L_BASTEN1_2Y | CC
7809 | L_BASTEN1_3Y | CC
7810 | L_RIONOG1G1Y | CC
7811 | L_RIONOG1G2Y | CC
7812 | L_RIONOG1G3Y | CC
7813 | L_RIONOG1S1Y | CC
8032 | AMISTADHYD1 | Hydro
8033 | AMISTADHYD2 | Hydro
8048 | FALCONHYDRO1 | Hydro
8066 | DUP1V#1 | Cogen
8134 | FOR #1 | Cogen
8138 | FOR #2 | Cogen
8139 | JOS #1 | GST
8147 | UCAR #2 | Cogen
8148 | UCAR #1 | Cogen
8153 | FOR #3 | Cogen
8154 | FOR #4 | Cogen
8155 | FOR #5 | Cogen
8156 | FOR #6 | Cogen
8157 | FOR #7 | Cogen
8161 | COLETO0A | LIGCO
8173 | VICEC51A | CC
8174 | VICEC61A | CC
8189 | CUECPL2A | Cogen
8262 | ELPS | Hydro
8285 | LAR #1 | GST
8287 | LAR #2 | GST
8288 | LAR #3 | GST
8388 | BATES0A | GST
8393 | BATES0B | GST
8437 | NUECES_B0C | GST
8438 | NUECES_B0B | GST
8442 | NBEC7 | GST
8442 | NBEC7 | GST
8456 | COSW#1 | Cogen
8457 | COSW#2 | Cogen
8459 | B_DAVIS0B | GSC
8460 | B_DAVIS0A | GSC
8461 | KOCH_UP0A | Cogen
8506 | VAL #1 | Cogen
8507 | VAL #2 | Cogen
8511 | OXY_CC0A | Cogen
8517 | CELANEBI0A | Cogen
8560 | CNOPGT1 | Cogen
8561 | CNOPGT2 | Cogen
8562 | CNOPST1 | Cogen
8926 | LGE_GT10A | Cogen
8927 | LGE_GT20A | Cogen
8928 | LGE_STG0A | Cogen
8930 | ICPGN10A | Cogen
8931 | ICPGN20A | Cogen
8932 | ICPGN30A | Cogen
8933 | FGNTS001 | CC
8934 | FGNTS101 | CC
8935 | FGNTS201 | CC
8936 | MVGN#1 | CC
8937 | MVGN#2 | CC
8938 | MVGN#3 | CC
8981 | HECN1 | CC
8982 | HECN2 | CC
8983 | HECN3 | CC
9000 | DECKR_G1 | GST
9001 | DECKR_G2 | GST
9002 | DECKR_G3 | GGT
9003 | DECKR_G4 | GGT
9004 | DECKR_G5 | GGT
9005 | DECKR_G6 | GGT
9016 | SANDH_G1 | GGT
9017 | SANDH_G2 | GGT
9018 | SANDH_G3 | GGT
9019 | SANDH_G4 | GGT
9020 | SANDHG5A | CC
9021 | SANDHG5C | CC
11001 | NAV1CT | CC
11009 | NAV2CT | CC
11011 | NAV3ST | CC
11012 | NAV4CT | CC
11013 | NAV5CT | CC
11014 | NAV6ST | CC
11020 | TIEHVSG_1G | CC
11021 | TIEHVCG_1G | CC
11022 | TIEHVCG_2G | CC
11023 | TIEHVCG_3G | CC
11024 | TIEHVCG_4G | CC
11025 | TIEHVSG_2G | CC
11056 | ROSCOE_1G | Wind
11057 | CHAMPION_1G | Wind
11058 | PYRON_1G | Wind
11059 | INADALE_1G | Wind
11065 | ELBOWCK_1G | Wind
11147 | NOTREES_1G | Wind
11309 | BULLCREK_2G | Wind
11310 | BULLCREK_1G | Wind
11320 | COYOTE_1G | Wind
11691 | KMICHICT1_G | CC
11692 | KMICHICT2_G | CC
11693 | KMICHIST3_G | CC
11694 | KMICHICT4_G | CC
11695 | KMICHICT5_G | CC
11696 | KMICHIST6_G | CC
12322 | ENNSTRAC_1G | CC
12323 | ENNSTRAC_2G | CC
12411 | FPLEFR1A_G | CC
12412 | FPLEFR1B_G | CC
12413 | FPLEFR1C_G | CC
12414 | FPLEFR1S_G | CC
12421 | FPLEFR2A_G | CC
12422 | FPLEFR2B_G | CC
12423 | FPLEFR2C_G | CC
12424 | FPLEFR2S_G | CC
12440 | PARKD_1SVC8 | GST
12449 | PARKD_2SVC8 | GST
13116 | TGATEWAY_1G | CC
13117 | TGATEWAY_2G | CC
13118 | TGATEWAY_3G | CC
13119 | TGATEWAY_4G | CC
13131 | CALFREST_1G | CC
13132 | CALFREST_2G | CC
13133 | CALFREST_3G | CC
13134 | CALFREST_4G | CC
13135 | CALFREST_5G | CC
13136 | CALFREST_6G | CC
13432 | SANDOW_5G | LIGCO
32798 | BRYN_TAMUGEN | GST
32883 | BRYN_DNSBY3 | GST
32884 | BRYN_DNSBY13 | GST
32886 | BRYN_ATKINS3 | GST
32887 | BRYN_ATKINS6 | GST
32888 | BRYN_ATKINS7 | GGT
32890 | BRYN_ATKINS4 | GST
32891 | BRYN_ATKINS5 | GST
32892 | BRYN_DNSBY14 | GST
36998 | RDCNYNG1 | Wind
38332 | TNWDWRDU2_8 | Wind
38437 | TNSRBNMESA9 | Wind
38580 | TNBP_CGN1_8 | Cogen
38590 | TNBP_CGN2_8 | Cogen
38600 | TNBP_CGN3_8 | Cogen
38611 | TNBPAMCG1_8 | Cogen
38612 | TNBPAMCG2_8 | Cogen
38613 | TNBPAMCG3_8 | Cogen
38614 | TNBPAMCG4_8 | Cogen
38615 | TNBPAMCG5_8 | Cogen
38690 | TNBP_CGN4_8 | Cogen
38711 | TNTXCTY1CG8 | Cogen
38712 | TNTXCTY2CG8 | Cogen
38713 | TNTXCTY3CG8 | Cogen
38714 | TNTXCTY4CG8 | Cogen
39190 | TNSLCGN1__8 | Cogen
39470 | TNDOWCGNSG8 | Cogen
39480 | TNDOWCGNGG8 | Cogen
39760 | TNSCLP1___8 | Cogen
39770 | TNSCLP2___8 | Cogen
39775 | TNSCLP4___8 | Cogen
39790 | TNSCLP3___8 | Cogen
39960 | TNTNPONE_18 | LIGCO
39970 | TNTNPONE_28 | LIGCO
48500 | APD_GT1_8005 | Cogen
48510 | AK_GT1__8040 | Cogen
48511 | LPE_GT1_8070 | GGT
48512 | LPE_GT2_8075 | GGT
48513 | LPE_GT3_8080 | GGT
48514 | LPE_GT4_8085 | GGT
48520 | BSF_GT1_8070 | Cogen
48520 | BSF_GT1_8070 | Cogen
48521 | BVE_GT1_GT1 | CC
48522 | BVE_GT2_5035 | CC
48523 | BVE_ST1_GN1 | CC
48531 | BYU_GT1_8075 | Cogen
48532 | BYU_GT2_8055 | Cogen
48533 | BYU_GT3_8060 | Cogen
48534 | BYU_GT4_8065 | Cogen
48551 | CAL_GT1_8045 | Cogen
48552 | CAL_ST1_8000 | Cogen
48561 | CTL_GT2_8130 | Cogen
48562 | CTL_GT3_8135 | Cogen
48563 | CTL_GT4_8140 | Cogen
48564 | CTL_GN1_8145 | Cogen
48565 | CTL_GN2_8155 | Cogen
48581 | CBY_GN1_1 | GSC
48582 | CBY_GN2_2 | GSC
48583 | CBY_GT4_1 | GSC
48584 | CBY_GT4_2 | CC
48585 | CBY_ST4_1 | CC
48591 | CHE_GT2_5030 | Cogen
48593 | CHE_GT1_8015 | Cogen
48594 | CHE_GN4_8025 | Cogen
48595 | BTE_GT2_8075 | CC
48596 | BTE_GT3_8045 | CC
48597 | BTE_GT4_8055 | CC
48598 | BTE_ST1_8070 | CC
48611 | DIB_GT1_8080 | Cogen
48612 | DIB_GT2_8075 | Cogen
48613 | DIB_ST1_8085 | Cogen
48614 | DIB_GT3_8090 | Cogen
48641 | DPEC_GT15040 | CC
48642 | DPEC_GT25025 | CC
48643 | DPEC_GT35010 | CC
48644 | DPEC_GT45070 | CC
48645 | DPEC_ST55065 | CC
48651 | EP_1_2 | Cogen
48651 | EP_1_2 | Cogen
48671 | FTR_GT1_5105 | CC
48672 | FTR_GT2_5110 | CC
48673 | FTR_GT3_5085 | CC
48674 | FTR_CN4_5095 | CC
48690 | GBY_GN5_5 | GSC
48691 | GBY_73741085 | GGT
48691 | GBY_73741085 | GGT
48692 | GBY_81821075 | GGT
48692 | GBY_81821075 | GGT
48693 | GBY_83841065 | GGT
48693 | GBY_83841065 | GGT
48721 | LEG_1___1 | LIGCO
48722 | LEG_2___2 | LIGCO
48730 | MNS_GT | Cogen
48731 | CBE_GT1 | CC
48732 | CBE_GT2 | CC
48733 | CBE_ST12 | CC
48734 | CBE_GT3 | CC
48735 | CBE_GT4 | CC
48736 | CBE_ST34 | CC
48740 | PSG_GN2_8050 | Cogen
48741 | PSG_GT2_8040 | Cogen
48742 | PSG_GT3_8060 | Cogen
48761 | PR_GT1__9040 | Cogen
48772 | PHR_GN2_2 | GSC
48791 | PSA_GT1_8160 | Cogen
48792 | PSA_GT2_8155 | Cogen
48793 | PSA_GT3_8150 | Cogen
48794 | PSA_GT4_8145 | Cogen
48795 | PSA_GT5_8140 | Cogen
48796 | PSA_GN1_8165 | Cogen
48797 | PSA_GT6_8135 | Cogen
48811 | CVC_GT3_5045 | Cogen
48812 | CVC_GT2_5020 | Cogen
48813 | CVC_GT1_5035 | Cogen
48814 | CVC_ST5_5040 | Cogen
48815 | CVC_GT4_8005 | Cogen
48820 | SHELLG1_3015 | Cogen
48821 | SHELLG2 | Cogen
48822 | SHELLG3_3020 | Cogen
48822 | SHELLG3_3020 | Cogen
48841 | SJS_GT1_GT1 | Cogen
48842 | SJS_GT2_GT2 | Cogen
48845 | SOL_GT1 | Solar
48851 | SRB_GN1_1 | GST
48852 | SRB_GN2_2 | GST
48853 | SRB_GN3_3 | GST
48854 | SRB_GN4_4 | GST
48855 | SRB_GT211035 | GGT
48855 | SRB_GT211035 | GGT
48873 | THW_ST3_ST_3 | CC
48874 | THW_ST4_ST_4 | CC
48875 | THW_3132 | CC
48875 | THW_3132 | CC
48877 | THW_3334 | CC
48877 | THW_3334 | CC
48879 | THW_4142 | CC
48879 | THW_4142 | CC
48881 | THW_4344 | CC
48881 | THW_4344 | CC
48883 | THW_GT1_GT_1 | GGT
48885 | THW_5152 | GGT
48885 | THW_5152 | GGT
48886 | THW_5354 | GGT
48886 | THW_5354 | GGT
48887 | THW_5556 | GGT
48887 | THW_5556 | GGT
48911 | TGF_GT1_8000 | Cogen
48921 | WAP_GN1_1 | GST
48922 | WAP_GN2_2 | GST
48923 | WAP_GN3_3 | GST
48924 | WAP_GN4_4 | GSC
48925 | WAP_GN5_5 | LIGCO
48926 | WAP_GN6_6 | LIGCO
48927 | WAP_GN7_7 | LIGCO
48928 | WAP_GN8_8 | LIGCO
48929 | WAPGT21_GT1 | GGT
48940 | WARVUE_GT1 | Cogen
49803 | EXN_15GT | Cogen
49804 | EXN_16GT | Cogen
49805 | EXN_17GT | Cogen
49826 | EXN938GT | Cogen
49828 | EXN941GT | Cogen
49829 | EXN942GT | Cogen
49830 | EXN943GT | Cogen
49831 | EXN944GT | Cogen
49832 | EXN945GT | Cogen
49837 | EXN_GT | Cogen
49838 | EXN_14GT | Cogen
49851 | DOW17000 | Cogen
49858 | DOW38100 | Cogen
49859 | DOW38200 | Cogen
49860 | DOW38300 | Cogen
49862 | DOW39100 | Cogen
49863 | DOW39200 | Cogen
49865 | DOW41000 | Cogen
49866 | DOW42000 | Cogen
49869 | DOW49000 | Cogen
49870 | DOW61000 | Cogen
49871 | DOW62000 | Cogen
49872 | DOW63000 | Cogen
49873 | DOW64000 | Cogen
49876 | DOW65000 | Cogen
49877 | DOW66000 | Cogen
49878 | DOW67000 | Cogen
49882 | DOW81000 | Cogen
49884 | DOW82000 | Cogen
49885 | DOW83000 | Cogen
49886 | DOW84000 | Cogen
58909 | PEARSALLSCG1 | Diesel
58909 | PEARSALLSCG1 | Diesel
58909 | PEARSALLSCG1 | Diesel
58909 | PEARSALLSCG1 | Diesel
58909 | PEARSALLSCG1 | Diesel
58909 | PEARSALLSCG1 | Diesel
58919 | PEARSALLSCG2 | Diesel
58919 | PEARSALLSCG2 | Diesel
58919 | PEARSALLSCG2 | Diesel
58919 | PEARSALLSCG2 | Diesel
58919 | PEARSALLSCG2 | Diesel
58919 | PEARSALLSCG2 | Diesel
58929 | PEARSALLSCG3 | Diesel
58929 | PEARSALLSCG3 | Diesel
58929 | PEARSALLSCG3 | Diesel
58929 | PEARSALLSCG3 | Diesel
58929 | PEARSALLSCG3 | Diesel
58929 | PEARSALLSCG3 | Diesel
58949 | PEARSALLSCG4 | Diesel
58949 | PEARSALLSCG4 | Diesel
58949 | PEARSALLSCG4 | Diesel
58949 | PEARSALLSCG4 | Diesel
58949 | PEARSALLSCG4 | Diesel
58949 | PEARSALLSCG4 | Diesel
60000 | DSKY2 | Wind
60003 | KING_NE1A | Wind
60005 | KING_SE1A | Wind
60007 | KING_SW1A | Wind
60016 | WOODWRD11A | Wind
60017 | ORNNWP1 | Wind
60018 | DSKY1 | Wind
60019 | KING_NW1A | Wind
60057 | CALLAHAN1A | Wind
60058 | BUFF_GAP1A | Wind
60060 | CIRELLO | Wind
60063 | BUFF_GAP1B | Wind
60066 | H_HOLLOW1A | Wind
60068 | HHOLLOW21A | Wind
60070 | HHOLLOW31A | Wind
60072 | HHOLLOW41A | Wind
60081 | WHRLWIND1A | Wind
60201 | RIO DRCS | AVR
60202 | FRNDDRCS | AVR
71051 | L_BITTCR1_1N | Wind
71054 | L_SWEETW1_1N | Wind
71057 | L_SWEETW1_2N | Wind
71059 | L_SWEETW1_3N | Wind
71060 | L_SWEETW1_4N | Wind
71061 | L_SWEETW1_5N | Wind
76031 | L_GASCCR1_1N | Wind
76091 | L_DIVIDE1_1N | Wind
76095 | L_CAPRSI1_1N | Wind
76096 | L_CAPRSI1_2N | Wind
76097 | L_CAPRGE1_1N | Wind
80003 | MILHWYS | AVR
80012 | LAR | DCTie
80051 | FOR #8 | Cogen
80052 | FOR #9 | Cogen
80053 | FOR #10 | Cogen
80080 | GWINDT11A | Wind
80080 | GWINDT11A | Wind
80080 | GWINDT11A | Wind
80080 | GWINDT11A | Wind
80081 | GWINDT21A | Wind
80081 | GWINDT21A | Wind
80081 | GWINDT21A | Wind
80081 | GWINDT21A | Wind
80137 | CSDR89 | DCTie
80137 | CSDR89 | DCTie
80138 | CSDR7 | DCTie
80139 | CSDR56 | DCTie
80139 | CSDR56 | DCTie
80140 | CSDR11 | DCTie
80180 | PNSCALT11A | Wind
80180 | PNSCALT11A | Wind
80181 | PNSCALT21A | Wind
80181 | PNSCALT21A | Wind
80223 | REYSHR G | Cogen
80224 | VISTRONG1 | Cogen
80225 | VISTRONG2 | Cogen
80226 | ALCOA G | Cogen
80227 | AIRCO G | Cogen
80263 | B_DAVIS31A | CC
80264 | B_DAVIS41A | CC
80265 | LARECU40A | GGT
80266 | LARECU50A | GGT
86104 | CID-138 | DCTie
86105 | CID-230 | DCTie
86106 | CUF-230 | DCTie
86107 | CUF-138 | DCTie
88198 | BEEVILLE | AVR
88253 | HAMILTON | BLT
88299 | ZAPATA | BLT
88508 | FALFURRI | AVR