## Set up
Step 1 | Go to the Zones worksheet in this workbook. Make sure that the source and sink zones are set correctly and the "1"s and "-1"s are correct |  | Summary of Key Data points | Value
File Description: Cont_ Lake to Tradinghouse and TemplePEC to Tradinghouse OL_ Lake to Tradinghouse
Step 2 | Open Dennis' file that needs to have the data transferred, same file that is listed in cell K27 |  | Number of units | 645
|  |  | Dec PTDF cutoff point | 256
Step 3 | Copy columns J:X from an old Dennis' Sheet to the new sheet (if first round of a new alaysis) |  | Dec PTDF cutoff unit | BRYN_DNSBY14
|  |  | Dec 10% unit | WLFHOLW_2G
Step 4 | Mark the contingencies and monitored element set by a "y" in column K of Dennis' sheet, if there are a match on the filename use something to make unique |  | Dec max cumltv zone impact - cumltv zone share | 0.07803
|  |  | Dec max cumltv zone impact - cumltv zone share pt | 178
Step 5 | Enter Dennis' file name into cell K27 |  | Dec max cumltv zone impact - cumltv zone share unit | LAMARPWR_6G
|  |  | North Zonal weighted AWGSF | 0.13635
Step 6 | click the step one button |  | South Zonal weighted AWGSF | -0.13481
|  |  | Inc PTDF cutoff point | 389
Step 7 | Enter the line ratings in Dennis' workbook, the Input worksheet, in the cells |  | Inc PTDF cutoff unit | LAKE_CRK2_G
| X6:X30, or to the end of the selected list. |  | Inc 10% unit | SANDH_G4
|  |  | Inc max cumltv zone impact - cumltv zone share | 0.059203
Step 8 | Check to see that the number of generators in Dennis' file matches the length |  | Inc max cumltv zone impact - cumltv zone share pt | 204
| of the formulas in columns L:V (Distributed Slack - Dec) have been copied through to the apporpriate number of rows |  | Inc max cumltv zone impact - cumltv zone share unit | LARECU50A
| If Dennis' sheet data is less than this file then clear any old unit data in columns A:K of this workbook to match the correct leng |  | North Zonal weighted AWGSF | 0.13635
| It is only necessary to match the Distributed Slack - Dec worksheet. |  | South Zonal weighted AWGSF | -0.13481
|  |  | Min of zone correlation | -0.090066
Step 9 | Click the step 2 button |  | Bounary gen in South Zone | 26.7497
| The last file saved will still be open, yopu will need to close this file. |  | Bounary gen in soucre zone as % of line | 2.798%
| This sheet willno longer be open. |  | Bounary gen in North Zone | 0
|  |  | Bounary gen in soucre zone as % of line | 0
|  |  | OL element line rating | 956
|  |  | North Zonal weighted AWGSF | 0.13635
|  | NS_043009automation.xls | South Zonal weighted AWGSF | -0.13481
Copy Dennis' data step 1
Copy Dennis' Data Step 2

## Distributed Slack - Dec
Number of Bus | Name of Bus | ID | Area Name of Gen | AGC | P Sensitivity of Bus | Gen MW | Min MW | Max MW | V Sensitivity of Bus | Set Volt | Tech Type | Zone Impact | Zone Correlation | Inc Max | Dec Max | Souce S.F. Weighting | Souce Capacity | Sink S.F. Weighting | Sink Capacity | PTDF Calc | PTDF Weighting | Cumulative Share of Zonal Cap | Cumulative Share of Zonal Impact | Cont_ Lake to Tradinghouse and TemplePEC to Tradinghouse OL_ Lake to Tradinghouse |  | i_PTDF_DEC_pt | 256 |  | LAMARPWR_6G | Unit at max
3403 | THOUSE_1G | 1 | North | YES | 0.48063 | 563 | 200 | 563 | 0 | 1.012 | GSC | 1 | 0.61545 | 563 | 563 | 270.5975 | 563 |  |  | 0.61545 | 346.4982 | 0.013495 | 0.02996 |  |  | i_10pctunit | 23 |  | 178 | # units @ max
3404 | THOUSE_2G | 2 | North | YES | 0.48063 | 807 | 250 | 807 | 0 | 1.012 | GSC | 1 | 0.61545 | 807 | 807 | 387.8724 | 807 |  |  | 0.61545 | 496.6679 | 0.032838 | 0.072904 |  |  | # units | 645 |  | 0.07803 | delta max
238 | BOSQUESW505 | 1 | North | YES | 0.33928 | 255 | 0 | 255 | 0 | 1.02 | CC | 1 | 0.4741 | 255 | 255 | 86.5167 | 255 |  |  | 0.4741 | 120.8944 | 0.03895 | 0.083357 | [5 empty] | Delta
239 | BOSQUESW502 | 1 | North | YES | 0.33928 | 119.2 | 0 | 149 | 0 | 1.02 | GGT | 1 | 0.4741 | 149 | 149 | 50.5529 | 149 |  |  | 0.4741 | 70.6403 | 0.042521 | 0.089465 | Weighted Shift Factors |  |  |  | 1 | 0.016465
247 | BOSQUESW501 | 2 | North | YES | 0.33928 | 124.8 | 0 | 156 | 0 | 1.02 | GGT | 1 | 0.4741 | 156 | 156 | 52.9278 | 156 |  |  | 0.4741 | 73.9589 | 0.046261 | 0.09586 | North | 0.13635 |  |  | 2 | 0.040066
251 | BOSQUESW803 | 2 | North | YES | 0.21525 | 150 | 0 | 150 | 0 | 1.032 | CC | 1 | 0.35007 | 150 | 150 | 32.288 | 150 |  |  | 0.35007 | 52.5102 | 0.049856 | 0.1004 | South | -0.13481 |  |  | 3 | 0.044407
253 | BOSQUESW804 | 2 | North | YES | 0.21525 | 80 | 0 | 80 | 0 | 1.032 | CC | 1 | 0.35007 | 80 | 80 | 17.2202 | 80 |  |  | 0.35007 | 28.0054 | 0.051774 | 0.10282 |  |  |  |  | 4 | 0.046944
244 | WHITNYDM01 | 1 | North | YES | 0.20386 | 15 | 0 | 15 | 0 | 1.035 | Hydro | 1 | 0.33868 | 0 | 0 | 0 | 0 |  |  | 0.33868 | 0 | 0.051774 | 0.10282 |  |  |  |  | 5 | 0.0496
245 | WHITNYDM02 | 2 | North | YES | 0.20386 | 15 | 0 | 15 | 0 | 1.035 | Hydro | 1 | 0.33868 | 0 | 0 | 0 | 0 |  |  | 0.33868 | 0 | 0.051774 | 0.10282 |  |  |  |  | 6 | 0.050544
1937 | MDLTHELP_5G | 5 | North | YES | 0.19387 | 224 | 74 | 224 | 0 | 1 | CC | 1 | 0.32868 | 224 | 224 | 43.4267 | 224 |  |  | 0.32868 | 73.6252 | 0.057143 | 0.10919 |  |  |  |  | 7 | 0.051048
1938 | MDLTHELP_6G | 6 | North | YES | 0.19387 | 226 | 74 | 226 | 0 | 1 | CC | 1 | 0.32868 | 226 | 226 | 43.8144 | 226 |  |  | 0.32868 | 74.2825 | 0.06256 | 0.11561 |  |  |  |  | 8 | 0.051048
1943 | MDLTHELP_3G | 3 | North | YES | 0.19387 | 212 | 74 | 212 | 0 | 1 | CC | 1 | 0.32868 | 212 | 212 | 41.1002 | 212 |  |  | 0.32868 | 69.6809 | 0.067641 | 0.12164 |  |  |  |  | 9 | 0.051048
1944 | MDLTHELP_4G | 4 | North | YES | 0.19387 | 211 | 74 | 211 | 0 | 1 | CC | 1 | 0.32868 | 211 | 211 | 40.9064 | 211 |  |  | 0.32868 | 69.3523 | 0.072699 | 0.12763 |  |  |  |  | 10 | 0.052045
1941 | MDLTHELP_1G | 1 | North | YES | 0.19176 | 216.4 | 74 | 216.4 | 0 | 1 | CC | 1 | 0.32658 | 216.4 | 216.4 | 41.4971 | 216.4 |  |  | 0.32658 | 70.671 | 0.077886 | 0.13374 |  |  |  |  | 11 | 0.053051
1942 | MDLTHELP_2G | 2 | North | YES | 0.19176 | 216.1 | 74 | 216.1 | 0 | 1 | CC | 1 | 0.32658 | 216.1 | 216.1 | 41.4396 | 216.1 |  |  | 0.32658 | 70.573 | 0.083065 | 0.13985 |  |  |  |  | 12 | 0.053995
366 | JNSNCNTY802 | 1 | North | YES | 0.18194 | 168 | 20 | 168 | 0 | 1.02 | Cogen | 1 | 0.31676 | 0 | 0 | 0 | 0 |  |  | 0.31676 | 0 | 0.083065 | 0.13985 |  |  |  |  | 13 | 0.054934
367 | JNSNCNTY802 | 2 | North | YES | 0.18194 | 90 | 20 | 90 | 0 | 1.02 | Cogen | 1 | 0.31676 | 0 | 0 | 0 | 0 |  |  | 0.31676 | 0 | 0.083065 | 0.13985 |  |  |  |  | 14 | 0.055857
1892 | DECRDOVA_2G | A | North | YES | 0.17473 | 65 | 65 | 70 | 0 | 1.025 | GGT | 1 | 0.30954 | 70 | 70 | 12.2311 | 70 |  |  | 0.30954 | 21.6681 | 0.084743 | 0.14172 |  |  |  |  | 15 | 0.05678
1893 | DECRDOVA_3G | B | North | YES | 0.17473 | 65 | 65 | 69 | 0 | 1.025 | GGT | 1 | 0.30954 | 69 | 69 | 12.0564 | 69 |  |  | 0.30954 | 21.3586 | 0.086397 | 0.14357 |  |  |  |  | 16 | 0.05678
1894 | DECRDOVA_4G | C | North | YES | 0.17473 | 65 | 65 | 69 | 0 | 1.025 | GGT | 1 | 0.30954 | 69 | 69 | 12.0564 | 69 |  |  | 0.30954 | 21.3586 | 0.088051 | 0.14541 |  |  |  |  | 17 | 0.05678
1895 | DECRDOVA_5G | D | North | YES | 0.17473 | 65 | 65 | 68 | 0 | 1.025 | GGT | 1 | 0.30954 | 68 | 68 | 11.8816 | 68 |  |  | 0.30954 | 21.049 | 0.089681 | 0.14723 |  |  |  |  | 18 | 0.056975
1877 | WLFHOLW_1G | 1 | North | YES | 0.17451 | 217.3 | 89.2 | 217.3 | 0 | 1.032 | CC | 1 | 0.30932 | 217.3 | 217.3 | 37.9204 | 217.3 |  |  | 0.30932 | 67.2156 | 0.09489 | 0.15304 |  |  |  |  | 19 | 0.057168
1878 | WLFHOLW_2G | 2 | North | YES | 0.17451 | 215.7 | 105 | 215.7 | 0 | 1.032 | CC | 1 | 0.30932 | 215.7 | 215.7 | 37.6412 | 215.7 |  |  | 0.30932 | 66.7207 | 0.10006 | 0.15881 |  |  |  |  | 20 | 0.057361
1879 | WLFHOLW_3G | 3 | North | YES | 0.17451 | 272.4 | 89.2 | 272.4 | 0 | 1.032 | CC | 1 | 0.30932 | 272.4 | 272.4 | 47.5357 | 272.4 |  |  | 0.30932 | 84.2592 | 0.10659 | 0.1661 |  |  |  |  | 21 | 0.057551
1889 | DECRDOVA_1G | 1 | North | YES | 0.17432 | 779 | 255 | 779 | 0 | 1.02 | GSC | 1 | 0.30913 | 779 | 779 | 135.7945 | 779 |  |  | 0.30913 | 240.8152 | 0.12526 | 0.18692 |  |  |  |  | 22 | 0.058154
1898 | COMCHEPK_1G | 1 | North | YES | 0.17391 | 1217 | 1150 | 1217 | 0 | 1.032 | Nuc | 1 | 0.30872 | 0 | 0 | 0 | 0 |  |  | 0.30872 | 0 | 0.12526 | 0.18692 |  |  |  |  | 23 | 0.058753
1899 | COMCHEPK_2G | 2 | North | YES | 0.17391 | 1159 | 1128 | 1159 | 0 | 1.032 | Nuc | 1 | 0.30872 | 0 | 0 | 0 | 0 |  |  | 0.30872 | 0 | 0.12526 | 0.18692 |  |  |  |  | 24 | 0.059509
1947 | HANDLEY_3G | 3 | North | YES | 0.17288 | 316 | 100 | 395 | 0 | 1.022 | GST | 1 | 0.30769 | 395 | 395 | 68.286 | 395 |  |  | 0.30769 | 121.5378 | 0.13473 | 0.19743 |  |  |  |  | 25 | 0.061659
1949 | HANDLEY_5G | 5 | North | YES | 0.17288 | 348 | 150 | 435 | 0 | 1.022 | GST | 1 | 0.30769 | 435 | 435 | 75.2011 | 435 |  |  | 0.30769 | 133.8455 | 0.14516 | 0.209 |  |  |  |  | 26 | 0.061659
1948 | HANDLEY_4G | 4 | North | YES | 0.17158 | 348 | 150 | 435 | 0 | 1.022 | GST | 1 | 0.30639 | 435 | 435 | 74.636 | 435 |  |  | 0.30639 | 133.2804 | 0.15558 | 0.22053 |  |  |  |  | 27 | 0.061659
332 | RWMILLER01 | 1 | North | YES | 0.16783 | 58.4 | 18.5 | 73 | 0 | 1.04 | GST | 1 | 0.30264 | 73 | 73 | 12.2512 | 73 |  |  | 0.30264 | 22.0927 | 0.15733 | 0.22244 |  |  |  |  | 28 | 0.0627
333 | RWMILLER02 | 2 | North | YES | 0.16783 | 95.2 | 37 | 119 | 0 | 1.04 | GST | 1 | 0.30264 | 119 | 119 | 19.9712 | 119 |  |  | 0.30264 | 36.0141 | 0.16018 | 0.22555 |  |  |  |  | 29 | 0.063847
334 | RWMILLER03 | 3 | North | YES | 0.16783 | 166.4 | 65 | 208 | 0 | 1.04 | GST | 1 | 0.30264 | 208 | 208 | 34.9076 | 208 |  |  | 0.30264 | 62.9491 | 0.16517 | 0.23099 |  |  |  |  | 30 | 0.064944
335 | RWMILLER04 | 4 | North | YES | 0.16783 | 81.6 | 0 | 102 | 0 | 1.04 | GST | 1 | 0.30264 | 102 | 102 | 17.1181 | 102 |  |  | 0.30264 | 30.8693 | 0.16761 | 0.23366 |  |  |  |  | 31 | 0.065105
336 | RWMILLER05 | 5 | North | YES | 0.16783 | 80.8 | 0 | 101 | 0 | 1.04 | GST | 1 | 0.30264 | 101 | 101 | 16.9503 | 101 |  |  | 0.30264 | 30.5666 | 0.17004 | 0.23631 |  |  |  |  | 32 | 0.065366
1861 | EAGLEMNT_1G | MB | North | YES | 0.16686 | 0 | 30 | 112 |  | 1.022 | GST | 1 | 0.30168 | 0 | 0 | 0 | 0 |  |  | 0.30168 | 0 | 0.17004 | 0.23631 |  |  |  |  | 33 | 0.065824
1862 | EAGLEMNT_2G | MB | North | YES | 0.16686 | 0 | 40 | 100 |  | 1.022 | GST | 1 | 0.30168 | 0 | 0 | 0 | 0 |  |  | 0.30168 | 0 | 0.17004 | 0.23631 |  |  |  |  | 34 | 0.066048
1863 | EAGLEMNT_3G | MB | North | YES | 0.16686 | 0 | 50 | 378 |  | 1.022 | GST | 1 | 0.30168 | 0 | 0 | 0 | 0 |  |  | 0.30168 | 0 | 0.17004 | 0.23631 |  |  |  |  | 35 | 0.06627
503 | NTHTEXAS01 | 1 | North | YES | 0.16585 | 0 | 5 | 18 |  | 1.015 | GST | 1 | 0.30066 | 18 | 18 | 2.9853 | 18 |  |  | 0.30066 | 5.4119 | 0.17047 | 0.23677 |  |  |  |  | 36 | 0.06627
504 | NTHTEXAS02 | 2 | North | YES | 0.16585 | 14.4 | 5 | 18 |  | 1.015 | GST | 1 | 0.30066 | 18 | 18 | 2.9853 | 18 |  |  | 0.30066 | 5.4119 | 0.1709 | 0.23724 |  |  |  |  | 37 | 0.06627
505 | NTHTEXAS03 | 3 | North | YES | 0.16585 | 30.4 | 15 | 38 |  | 1.015 | GST | 1 | 0.30066 | 38 | 38 | 6.3023 | 38 |  |  | 0.30066 | 11.4252 | 0.17181 | 0.23823 |  |  |  |  | 38 | 0.06627
1643 | SLSTR1PP_1G | 1 | North | YES | 0.1641 | 6 | 0 | 60 | 0 | 1.022 | Wind | 1 | 0.29891 | 0 | 60 | 9.8459 | 60 |  |  | 0.29891 | 17.9348 | 0.17325 | 0.23978 |  |  |  |  | 39 | 0.066306
1453 | WCPWRCO_1G | 1 | North | YES | 0.16395 | 204 | 50 | 204 | 0 | 1.02 | CC | 1 | 0.29876 | 204 | 204 | 33.4458 | 204 |  |  | 0.29876 | 60.948 | 0.17814 | 0.24505 |  |  |  |  | 40 | 0.066343
1454 | WCPWRCO_2G | 2 | North | YES | 0.16395 | 204 | 50 | 204 | 0 | 1.02 | CC | 1 | 0.29876 | 204 | 204 | 33.4458 | 204 |  |  | 0.29876 | 60.948 | 0.18303 | 0.25032 |  |  |  |  | 41 | 0.06642
1455 | WCPWRCO_3G | 3 | North | YES | 0.16395 | 242 | 50 | 242 |  | 1.02 | CC | 1 | 0.29876 | 242 | 242 | 39.6759 | 242 |  |  | 0.29876 | 72.3011 | 0.18883 | 0.25657 |  |  |  |  | 42 | 0.066532
580 | JCKCNTY801 | 1 | North | YES | 0.16321 | 288 | 0 | 288 | 0 | 1.022 | CC | 1 | 0.29803 | 288 | 288 | 47.0051 | 288 |  |  | 0.29803 | 85.8317 | 0.19573 | 0.26399 |  |  |  |  | 43 | 0.066913
581 | JCKCNTY802 | 2 | North | YES | 0.16321 | 147 | 0 | 147 | 0 | 1.022 | CC | 1 | 0.29803 | 147 | 147 | 23.9922 | 147 |  |  | 0.29803 | 43.8099 | 0.19925 | 0.26778 |  |  |  |  | 44 | 0.067293
582 | JCKCNTY803 | 3 | North | YES | 0.16321 | 147 | 0 | 147 | 0 | 1.022 | CC | 1 | 0.29803 | 147 | 147 | 23.9922 | 147 |  |  | 0.29803 | 43.8099 | 0.20278 | 0.27157 |  |  |  |  | 45 | 0.067744
1600 | BARTNWND_1G | 1 | North | YES | 0.16307 | 12 | 0 | 120 | 0 | 1.022 | Wind | 1 | 0.29789 | 0 | 120 | 19.5686 | 120 |  |  | 0.29789 | 35.7464 | 0.20565 | 0.27466 |  |  |  |  | 46 | 0.068262
344 | MRSSHPRD | 1 | North | YES | 0.16296 | 0 | 0 | 12 |  | 1.03 | Hydro | 1 | 0.29778 | 0 | 0 | 0 | 0 |  |  | 0.29778 | 0 | 0.20565 | 0.27466 |  |  |  |  | 47 | 0.068526
345 | MRSSHPRD01 | 2 | North | YES | 0.16296 | 0 | 0 | 12 |  | 1.03 | Hydro | 1 | 0.29778 | 0 | 0 | 0 | 0 |  |  | 0.29778 | 0 | 0.20565 | 0.27466 |  |  |  |  | 48 | 0.068791
1432 | GRHAMSES_2G | 2 | North | YES | 0.16054 | 294.9 | 90 | 366 | 0 | 1.014 | GST | 1 | 0.29536 | 366 | 366 | 58.7595 | 366 |  |  | 0.29536 | 108.1017 | 0.21443 | 0.28401 |  |  |  |  | 49 | 0.069006
1433 | GRHAMSES_1G | 1 | North | YES | 0.16019 | 242 | 60 | 242 | 0 | 1.038 | GST | 1 | 0.295 | 242 | 242 | 38.7653 | 242 |  |  | 0.295 | 71.3904 | 0.22023 | 0.29018 |  |  |  |  | 50 | 0.069006
1479 | WFCOGEN_1G | 1 | North | YES | 0.16005 | 16 | 12 | 20 | 0 | 1 | Cogen | 1 | 0.29486 | 0 | 0 | 0 | 0 |  |  | 0.29486 | 0 | 0.22023 | 0.29018 |  |  |  |  | 51 | 0.069006
1479 | WFCOGEN_1G | 2 | North | YES | 0.16005 | 16 | 12 | 20 | 0 | 1 | Cogen | 1 | 0.29486 | 0 | 0 | 0 | 0 |  |  | 0.29486 | 0 | 0.22023 | 0.29018 |  |  |  |  | 52 | 0.06958
1482 | WFCOGEN_2G | 2 | North | YES | 0.16005 | 13.6 | 12 | 17 | 0 | 1 | Cogen | 1 | 0.29486 | 0 | 0 | 0 | 0 |  |  | 0.29486 | 0 | 0.22023 | 0.29018 |  |  |  |  | 53 | 0.069952
1482 | WFCOGEN_2G | 1 | North | YES | 0.16005 | 16 | 12 | 20 | 0 | 1 | Cogen | 1 | 0.29486 | 0 | 0 | 0 | 0 |  |  | 0.29486 | 0 | 0.22023 | 0.29018 |  |  |  |  | 54 | 0.069952
728 | WOLFRIDGE801 | 1 | North | YES | 0.15825 | 11.2 | 0 | 112.5 | 0 | 0.99 | Wind | 1 | 0.29306 | 0 | 112.5 | 17.8031 | 112.5 |  |  | 0.29306 | 32.9698 | 0.22292 | 0.29303 |  |  |  |  | 55 | 0.069952
923 | SPENCER_G4 | 1 | North | YES | 0.15716 | 48 | 20 | 61 | 0 | 1.03 | GST | 1 | 0.29197 | 61 | 61 | 9.5867 | 61 |  |  | 0.29197 | 17.8104 | 0.22439 | 0.29457 |  |  |  |  | 56 | 0.069952
924 | SPENCER_G5 | 1 | North | YES | 0.15716 | 52 | 20 | 66 | 0 | 1.03 | GST | 1 | 0.29197 | 66 | 66 | 10.3725 | 66 |  |  | 0.29197 | 19.2703 | 0.22597 | 0.29624 |  |  |  |  | 57 | 0.069952
6100 | OKLA7A | EQ | West | YES | 0.15685 | 50 | -220 | 220 | 0 | 1.035 | DCTie | 1 | 0.29167 | 0 | 0 |  |  |  |  | 0.29167 | 0 | 0.22597 | 0.29624 |  |  |  |  | 58 | 0.070106
6752 | OKLA0A | 1 | West | YES | 0.15685 | 649.7 | 175 | 649.7 | 0 | 1.035 | LIGCO | 1 | 0.29167 | 0 | 649.7 |  |  |  |  | 0.29167 | 189.4965 | 0.24154 | 0.31262 |  |  |  |  | 59 | 0.070184
1442 | COKFIELD_5 | 1 | North | YES | 0.15615 | 16.5 | 0 | 165 |  | 1.029 | Wind | 1 | 0.29096 | 0 | 165 | 25.7639 | 165 |  |  | 0.29096 | 48.0084 | 0.2455 | 0.31677 |  |  |  |  | 60 | 0.070268
1438 | MESQUITW_2G | 1 | North | YES | 0.15476 | 23.6 | 0 | 236 |  | 1.017 | Wind | 1 | 0.28957 | 0 | 236 | 36.5224 | 236 |  |  | 0.28957 | 68.3387 | 0.25115 | 0.32268 |  |  |  |  | 61 | 0.070268
1437 | MESQUITW_1G | 1 | North | YES | 0.15475 | 40 | 0 | 400 | 0 | 1.023 | Wind | 1 | 0.28956 | 0 | 400 | 61.8996 | 400 |  |  | 0.28956 | 115.8255 | 0.26074 | 0.3327 |  |  |  |  | 62 | 0.07108
2381 | NTHLK1_G | 1 | North | YES | 0.15287 | 0 | 35 | 156 |  | 1.022 | GST | 1 | 0.28769 | 156 | 156 | 23.8482 | 156 |  |  | 0.28769 | 44.8793 | 0.26448 | 0.33658 |  |  |  |  | 63 | 0.071276
2382 | NTHLK2_G | 2 | North | YES | 0.15287 | 0 | 35 | 181 |  | 1.022 | GST | 1 | 0.28769 | 181 | 181 | 27.67 | 181 |  |  | 0.28769 | 52.0715 | 0.26882 | 0.34108 |  |  |  |  | 64 | 0.071529
2383 | NTHLK3_G | 3 | North | YES | 0.15287 | 0 | 50 | 329 |  | 1.022 | GST | 1 | 0.28769 | 329 | 329 | 50.2952 | 329 |  |  | 0.28769 | 94.6493 | 0.2767 | 0.34926 |  |  |  |  | 65 | 0.071956
60081 | WHRLWIND1A | 1 | West | YES | 0.15225 | 12 | 0 | 60 | 0 | 1.03 | Wind | 1 | 0.28707 | 0 | 60 |  |  |  |  | 0.28707 | 17.2241 | 0.27814 | 0.35075 |  |  |  |  | 66 | 0.072097
1416 | SWETWATR_1G | 1 | West | YES | 0.15124 | 30 | 18 | 30 | 0 | 1.026 | CC | 1 | 0.28605 | 30 | 30 |  |  |  |  | 0.28605 | 8.5816 | 0.27886 | 0.35149 |  |  |  |  | 67 | 0.072261
1417 | SWETWATR_2G | 2 | West | YES | 0.15124 | 72 | 36 | 72 | 0 | 1.026 | CC | 1 | 0.28605 | 72 | 72 |  |  |  |  | 0.28605 | 20.5959 | 0.28059 | 0.35327 |  |  |  |  | 68 | 0.072559
1418 | SWETWATR_3G | 3 | West | YES | 0.15124 | 68 | 36 | 68 | 0 | 1.026 | CC | 1 | 0.28605 | 68 | 68 |  |  |  |  | 0.28605 | 19.4517 | 0.28222 | 0.35496 |  |  |  |  | 69 | 0.07261
1419 | SWETWATR_4G | 4 | West | YES | 0.15124 | 61 | 36 | 61 | 0 | 1.026 | CC | 1 | 0.28605 | 61 | 61 |  |  |  |  | 0.28605 | 17.4493 | 0.28368 | 0.35647 |  |  |  |  | 70 | 0.072633
6144 | MCADOO1A | 1 | West | YES | 0.15061 | 15 | 0 | 150 | 0 | 1.025 | Wind | 1 | 0.28543 | 0 | 150 |  |  |  |  | 0.28543 | 42.8145 | 0.28727 | 0.36017 |  |  |  |  | 71 | 0.072688
11056 | ROSCOE_1G | 1 | West | YES | 0.15049 | 41.8 | 0 | 209 |  | 1 | Wind | 1 | 0.2853 | 0 | 209 |  |  |  |  | 0.2853 | 59.6278 | 0.29228 | 0.36532 |  |  |  |  | 72 | 0.07274
11057 | CHAMPION_1G | 1 | West | YES | 0.15049 | 25.3 | 0 | 126.5 |  | 1 | Wind | 1 | 0.2853 | 0 | 126.5 |  |  |  |  | 0.2853 | 36.0905 | 0.29532 | 0.36844 |  |  |  |  | 73 | 0.072787
11058 | PYRON_1G | 1 | West | YES | 0.15049 | 49.8 | 0 | 249 |  | 1 | Wind | 1 | 0.2853 | 0 | 249 |  |  |  |  | 0.2853 | 71.0399 | 0.30128 | 0.37459 |  |  |  |  | 74 | 0.072893
11059 | INADALE_1G | 1 | West | YES | 0.15049 | 39.4 | 0 | 197 |  | 1 | Wind | 1 | 0.2853 | 0 | 197 |  |  |  |  | 0.2853 | 56.2042 | 0.30601 | 0.37945 |  |  |  |  | 75 | 0.073039
71051 | L_BITTCR1_1N | W1 | West | YES | 0.1504 | 7.5 | 0 | 37.5 |  | 1.02 | Wind | 1 | 0.28521 | 0 | 37.5 |  |  |  |  | 0.28521 | 10.6955 | 0.3069 | 0.38037 |  |  |  |  | 76 | 0.073128
71054 | L_SWEETW1_1N | W1 | West | YES | 0.1504 | 21.5 | 0 | 107.5 |  | 1.02 | Wind | 1 | 0.28521 | 0 | 107.5 |  |  |  |  | 0.28521 | 30.6604 | 0.30948 | 0.38302 |  |  |  |  | 77 | 0.073302
71057 | L_SWEETW1_2N | W1 | West | YES | 0.1504 | 27 | 0 | 135 |  | 1.02 | Wind | 1 | 0.28521 | 0 | 135 |  |  |  |  | 0.28521 | 38.5037 | 0.31272 | 0.38635 |  |  |  |  | 78 | 0.07344
71059 | L_SWEETW1_3N | W1 | West | YES | 0.1504 | 23.8 | 0 | 119 | 0 | 1.02 | Wind | 1 | 0.28521 | 0 | 119 |  |  |  |  | 0.28521 | 33.9403 | 0.31557 | 0.38929 |  |  |  |  | 79 | 0.073466
71060 | L_SWEETW1_4N | W1 | West | YES | 0.1504 | 21 | 0 | 105 | 0 | 1.02 | Wind | 1 | 0.28521 | 0 | 105 |  |  |  |  | 0.28521 | 29.9473 | 0.31809 | 0.39187 |  |  |  |  | 80 | 0.07354
71061 | L_SWEETW1_5N | W1 | West | YES | 0.1504 | 16.1 | 0 | 80.5 | 0 | 1.02 | Wind | 1 | 0.28521 | 0 | 80.5 |  |  |  |  | 0.28521 | 22.9596 | 0.32002 | 0.39386 |  |  |  |  | 81 | 0.073633
6407 | TURKTRAK1A | 1 | West | YES | 0.15025 | 33.9 | 0 | 169.5 | 0 | 1.025 | Wind | 1 | 0.28506 | 0 | 169.5 |  |  |  |  | 0.28506 | 48.3181 | 0.32408 | 0.39804 |  |  |  |  | 82 | 0.073716
1343 | TRENTIPP_8 | 1 | West | YES | 0.14969 | 30 | 0 | 150 |  | 1.014 | Wind | 1 | 0.28451 | 0 | 150 |  |  |  |  | 0.28451 | 42.6759 | 0.32767 | 0.40173 |  |  |  |  | 83 | 0.073788
1354 | AEPWIND_8 | 1 | West | YES | 0.14969 | 20.2 | 0 | 101 |  | 1 | Wind | 1 | 0.28451 | 0 | 101 |  |  |  |  | 0.28451 | 28.7351 | 0.3301 | 0.40421 |  |  |  |  | 84 | 0.073844
36998 | RDCNYNG1 | 1 | West | YES | 0.14928 | 16.8 | 0 | 84 |  | 1.01 | Wind | 1 | 0.28409 | 0 | 84 |  |  |  |  | 0.28409 | 23.864 | 0.33211 | 0.40628 |  |  |  |  | 85 | 0.073959
2371 | COLLIN_1G | MB | North | YES | 0.14927 | 0 | 40 | 138 |  | 1.022 | GST | 1 | 0.28409 | 0 | 0 | 0 | 0 |  |  | 0.28409 | 0 | 0.33211 | 0.40628 |  |  |  |  | 86 | 0.074053
1061 | CIELOGEN_1G | 1 | West | YES | 0.14898 | 19.8 | 0 | 99 |  | 1 | Wind | 1 | 0.28379 | 0 | 99 |  |  |  |  | 0.28379 | 28.0953 | 0.33448 | 0.4087 |  |  |  |  | 87 | 0.074117
1062 | CIELOGEN_2G | 1 | West | YES | 0.14898 | 12.2 | 0 | 61 |  | 1 | Wind | 1 | 0.28379 | 0 | 61 |  |  |  |  | 0.28379 | 17.3112 | 0.33594 | 0.4102 |  |  |  |  | 88 | 0.074167
1069 | KINDERMG_1G | 1 | West | YES | 0.14898 | 25 | 5 | 25 | 0 | 1.017 | Cogen | 1 | 0.28379 | 0 | 0 |  |  |  |  | 0.28379 | 0 | 0.33594 | 0.4102 |  |  |  |  | 89 | 0.074167
1070 | KINDERMG_2G | 1 | West | YES | 0.14898 | 45.7 | 12 | 45.7 | 0 | 1.017 | Cogen | 1 | 0.28379 | 0 | 0 |  |  |  |  | 0.28379 | 0 | 0.33594 | 0.4102 |  |  |  |  | 90 | 0.074223
1071 | KINDERMG_3G | 1 | West | YES | 0.14898 | 45.7 | 12 | 45.7 | 0 | 1.017 | Cogen | 1 | 0.28379 | 0 | 0 |  |  |  |  | 0.28379 | 0 | 0.33594 | 0.4102 |  |  |  |  | 91 | 0.074258
1068 | SCURRYCW_1G | 1 | West | YES | 0.14896 | 28.2 | 1.3 | 141 | 0 | 1.0217 | Wind | 1 | 0.28377 | 0 | 141 |  |  |  |  | 0.28377 | 40.012 | 0.33932 | 0.41366 |  |  |  |  | 92 | 0.074258
1073 | SCURRYCW_2G | 2 | West | YES | 0.14896 | 24 | 0 | 120 | 0 | 1.0217 | Wind | 1 | 0.28377 | 0 | 120 |  |  |  |  | 0.28377 | 34.0527 | 0.3422 | 0.41661 |  |  |  |  | 93 | 0.074258
6637 | SNYDERW1A | 1 | West | YES | 0.14885 | 12.6 | 0 | 63 | 0 | 1.025 | Wind | 1 | 0.28366 | 0 | 63 |  |  |  |  | 0.28366 | 17.8706 | 0.34371 | 0.41815 |  |  |  |  | 94 | 0.074258
1037 | MORGAN5G_5G | 5 | West | YES | 0.14876 | 109.6 | 40 | 137 | 0 | 1.029 | GST | 1 | 0.28357 | 137 | 137 |  |  |  |  | 0.28357 | 38.8492 | 0.34699 | 0.42151 |  |  |  |  | 95 | 0.074338
1039 | MRGNAG_1G | A | West | YES | 0.14876 | 69 | 69 | 69 | 0 | 1.029 | GGT | 1 | 0.28357 | 69 | 69 |  |  |  |  | 0.28357 | 19.5664 | 0.34865 | 0.4232 |  |  |  |  | 96 | 0.074406
1040 | MRGNBG_2G | B | West | YES | 0.14876 | 70 | 70 | 71 | 0 | 1.029 | GGT | 1 | 0.28357 | 71 | 71 |  |  |  |  | 0.28357 | 20.1335 | 0.35035 | 0.42494 |  |  |  |  | 97 | 0.074441
1041 | MRGNCG_3G | C | West | YES | 0.14876 | 69 | 69 | 70 | 0 | 1.029 | GGT | 1 | 0.28357 | 70 | 70 |  |  |  |  | 0.28357 | 19.8499 | 0.35203 | 0.42666 |  |  |  |  | 98 | 0.074517
1042 | MRGNDG_4G | D | West | YES | 0.14876 | 68 | 68 | 68 | 0 | 1.029 | GGT | 1 | 0.28357 | 68 | 68 |  |  |  |  | 0.28357 | 19.2828 | 0.35366 | 0.42833 |  |  |  |  | 99 | 0.074554
1043 | MRGNEG_5G | E | West | YES | 0.14876 | 68 | 68 | 70 | 0 | 1.029 | GGT | 1 | 0.28357 | 70 | 70 |  |  |  |  | 0.28357 | 19.8499 | 0.35533 | 0.43004 |  |  |  |  | 100 | 0.074594
1044 | MRGNFG_6G | F | West | YES | 0.14876 | 66 | 66 | 66 | 0 | 1.029 | GGT | 1 | 0.28357 | 66 | 66 |  |  |  |  | 0.28357 | 18.7157 | 0.35692 | 0.43166 |  |  |  |  | 101 | 0.074632
2413 | MTCK6_G | 6 | North | YES | 0.14864 | 0 | 30 | 118 |  | 1.022 | GST | 1 | 0.28346 | 118 | 118 | 17.5396 | 118 |  |  | 0.28346 | 33.4478 | 0.35975 | 0.43455 |  |  |  |  | 102 | 0.074669
2414 | MTCK7_G | 7 | North | YES | 0.14864 | 0 | 30 | 115 |  | 1.022 | GST | 1 | 0.28346 | 115 | 115 | 17.0937 | 115 |  |  | 0.28346 | 32.5974 | 0.3625 | 0.43737 |  |  |  |  | 103 | 0.074708
2417 | MTCK8_G | 8 | North | YES | 0.14864 | 444.8 | 60 | 556 | 0 | 1.022 | GSC | 1 | 0.28346 | 556 | 556 | 82.6444 | 556 |  |  | 0.28346 | 157.6014 | 0.37583 | 0.451 |  |  |  |  | 104 | 0.074744
60058 | BUFF_GAP1A | 1 | West | YES | 0.14863 | 24 | 0 | 120 |  | 1 | Wind | 1 | 0.28344 | 0 | 120 |  |  |  |  | 0.28344 | 34.013 | 0.3787 | 0.45394 |  |  |  |  | 105 | 0.074808
60060 | CIRELLO | 1 | West | YES | 0.14863 | 46.6 | 0 | 233 | 0 | 1 | Wind | 1 | 0.28344 | 0 | 233 |  |  |  |  | 0.28344 | 66.0419 | 0.38429 | 0.45965 |  |  |  |  | 106 | 0.07487
60063 | BUFF_GAP1B | 1 | West | YES | 0.14863 | 34 | 0 | 170.2 | 0 | 1.02 | Wind | 1 | 0.28344 | 0 | 170.2 |  |  |  |  | 0.28344 | 48.2418 | 0.38837 | 0.46382 |  |  |  |  | 107 | 0.07517
60066 | H_HOLLOW1A | 1 | West | YES | 0.14863 | 44.4 | 0 | 222 | 0 | 1.005 | Wind | 1 | 0.28344 | 0 | 222 |  |  |  |  | 0.28344 | 62.9241 | 0.39369 | 0.46926 |  |  |  |  | 108 | 0.075235
60068 | HHOLLOW21A | 1 | West | YES | 0.14863 | 36.8 | 0 | 184 | 0 | 1.025 | Wind | 1 | 0.28344 | 0 | 184 |  |  |  |  | 0.28344 | 52.1533 | 0.3981 | 0.47377 |  |  |  |  | 109 | 0.07536
60070 | HHOLLOW31A | 1 | West | YES | 0.14863 | 44.8 | 0 | 224 | 0 | 1.025 | Wind | 1 | 0.28344 | 0 | 224 |  |  |  |  | 0.28344 | 63.4909 | 0.40347 | 0.47926 |  |  |  |  | 110 | 0.075452
60072 | HHOLLOW41A | 1 | West | YES | 0.14863 | 23 | 0 | 115 | 0 | 1.025 | Wind | 1 | 0.28344 | 0 | 115 |  |  |  |  | 0.28344 | 32.5958 | 0.40623 | 0.48208 |  |  |  |  | 111 | 0.075571
1058 | LONGSHORE_5 | 1 | West | YES | 0.14854 | 30 | 0 | 150 |  | 1.01 | Wind | 1 | 0.28335 | 0 | 150 |  |  |  |  | 0.28335 | 42.5025 | 0.40982 | 0.48575 |  |  |  |  | 112 | 0.07567
1058 | LONGSHORE_5 | 2 | West | YES | 0.14854 | 44 | 0 | 220 |  | 1.01 | Wind | 1 | 0.28335 | 0 | 220 |  |  |  |  | 0.28335 | 62.3369 | 0.41509 | 0.49114 |  |  |  |  | 113 | 0.075791
11065 | ELBOWCK_1G | 1 | West | YES | 0.14854 | 23.4 | 0 | 121.9 | 0 | 1 | Wind | 1 | 0.28335 | 0 | 121.9 |  |  |  |  | 0.28335 | 34.5403 | 0.41802 | 0.49413 |  |  |  |  | 114 | 0.075853
11309 | BULLCREK_2G | 1 | West | YES | 0.14823 | 20.9 | 0 | 180 |  | 1 | Wind | 1 | 0.28305 | 0 | 180 |  |  |  |  | 0.28305 | 50.9484 | 0.42233 | 0.49854 |  |  |  |  | 115 | 0.075933
11310 | BULLCREK_1G | 1 | West | YES | 0.14823 | 15.1 | 0 | 180 |  | 1 | Wind | 1 | 0.28305 | 0 | 180 |  |  |  |  | 0.28305 | 50.9484 | 0.42665 | 0.50294 |  |  |  |  | 116 | 0.076049
1045 | CALENG1G_1G | 1 | West | YES | 0.14822 | 73.4 | 27 | 73.4 | 0 | 1.014 | Cogen | 1 | 0.28303 | 0 | 0 |  |  |  |  | 0.28303 | 0 | 0.42665 | 0.50294 |  |  |  |  | 117 | 0.076114
1046 | CALENG2G_2G | 2 | West | YES | 0.14822 | 73.4 | 27 | 73.4 | 0 | 1.014 | Cogen | 1 | 0.28303 | 0 | 0 |  |  |  |  | 0.28303 | 0 | 0.42665 | 0.50294 |  |  |  |  | 118 | 0.076205
1047 | CALENG3G_3G | 3 | West | YES | 0.14822 | 70.4 | 27 | 70.4 | 0 | 1.014 | Cogen | 1 | 0.28303 | 0 | 0 |  |  |  |  | 0.28303 | 0 | 0.42665 | 0.50294 |  |  |  |  | 119 | 0.076295
11320 | COYOTE_1G | 1 | West | YES | 0.14813 | 22.5 | 0 | 225 |  | 1 | Wind | 1 | 0.28294 | 0 | 225 |  |  |  |  | 0.28294 | 63.6619 | 0.43204 | 0.50845 |  |  |  |  | 120 | 0.076295
1360 | GUNSIGHT_8 | 1 | West | YES | 0.14765 | 0 | 0 | 120 |  | 1.01 | Wind | 1 | 0.28247 | 0 | 120 |  |  |  |  | 0.28247 | 33.8959 | 0.43492 | 0.51138 |  |  |  |  | 121 | 0.076295
1327 | WILDHRSE_1G | 1 | West | YES | 0.14759 | 0 | 0 | 120 |  | 1 | Wind | 1 | 0.28241 | 0 | 120 |  |  |  |  | 0.28241 | 33.8888 | 0.43779 | 0.51431 |  |  |  |  | 122 | 0.076295
1333 | MCDDONAL_8 | 1 | West | YES | 0.14725 | 42.8 | 0 | 214.2 |  | 1.01 | Wind | 1 | 0.28206 | 0 | 214.2 |  |  |  |  | 0.28206 | 60.4183 | 0.44293 | 0.51953 |  |  |  |  | 123 | 0.076407
1328 | OCOTILLO_1G | 1 | West | YES | 0.14697 | 11.6 | 0 | 58 |  | 1.01 | Wind | 1 | 0.28178 | 0 | 58 |  |  |  |  | 0.28178 | 16.3433 | 0.44432 | 0.52094 |  |  |  |  | 124 | 0.076461
11001 | NAV1CT | 1 | West | YES | 0.14687 | 70.4 | 18 | 70.4 | 0 | 1.029 | CC | 1 | 0.28169 | 70.4 | 70.4 |  |  |  |  | 0.28169 | 19.8307 | 0.446 | 0.52266 |  |  |  |  | 125 | 0.076515
11009 | NAV2CT | 1 | West | YES | 0.14687 | 71.4 | 18 | 71.4 | 0 | 1.029 | CC | 1 | 0.28169 | 71.4 | 71.4 |  |  |  |  | 0.28169 | 20.1124 | 0.44771 | 0.5244 |  |  |  |  | 126 | 0.076605
11011 | NAV3ST | 1 | West | YES | 0.14687 | 92.8 | 40 | 92.8 | 0 | 1.029 | CC | 1 | 0.28169 | 92.8 | 92.8 |  |  |  |  | 0.28169 | 26.1404 | 0.44994 | 0.52666 |  |  |  |  | 127 | 0.076628
11012 | NAV4CT | 1 | West | YES | 0.14687 | 80 | 18 | 80 | 0 | 1.029 | CC | 1 | 0.28169 | 80 | 80 |  |  |  |  | 0.28169 | 22.5349 | 0.45186 | 0.52861 |  |  |  |  | 128 | 0.076655
11013 | NAV5CT | 1 | West | YES | 0.14687 | 80 | 18 | 80 | 0 | 1.029 | CC | 1 | 0.28169 | 80 | 80 |  |  |  |  | 0.28169 | 22.5349 | 0.45377 | 0.53055 |  |  |  |  | 129 | 0.076683
11014 | NAV6ST | 1 | West | YES | 0.14687 | 115 | 40 | 115 | 0 | 1.029 | CC | 1 | 0.28169 | 115 | 115 |  |  |  |  | 0.28169 | 32.3939 | 0.45653 | 0.53336 |  |  |  |  | 130 | 0.076719
11020 | TIEHVSG_1G | 1 | West | YES | 0.14685 | 208.2 | 63 | 208.2 | 0 | 1.012 | CC | 1 | 0.28167 | 208.2 | 208.2 |  |  |  |  | 0.28167 | 58.6432 | 0.46152 | 0.53843 |  |  |  |  | 131 | 0.07675
11021 | TIEHVCG_1G | 1 | West | YES | 0.14685 | 142.1 | 103 | 142.1 | 0 | 1.012 | CC | 1 | 0.28167 | 142.1 | 142.1 |  |  |  |  | 0.28167 | 40.025 | 0.46493 | 0.54189 |  |  |  |  | 132 | 0.076781
11022 | TIEHVCG_2G | 1 | West | YES | 0.14685 | 132.4 | 103 | 132.4 | 0 | 1.012 | CC | 1 | 0.28167 | 132.4 | 132.4 |  |  |  |  | 0.28167 | 37.2928 | 0.4681 | 0.54511 |  |  |  |  | 133 | 0.076825
11023 | TIEHVCG_3G | 1 | West | YES | 0.14685 | 137.4 | 103 | 137.4 | 0 | 1.012 | CC | 1 | 0.28167 | 137.4 | 137.4 |  |  |  |  | 0.28167 | 38.7011 | 0.47139 | 0.54846 |  |  |  |  | 134 | 0.076905
11024 | TIEHVCG_4G | 1 | West | YES | 0.14685 | 147 | 103 | 147 | 0 | 1.012 | CC | 1 | 0.28167 | 147 | 147 |  |  |  |  | 0.28167 | 41.4052 | 0.47492 | 0.55204 |  |  |  |  | 135 | 0.07696
11025 | TIEHVSG_2G | 1 | West | YES | 0.14685 | 213.2 | 63 | 213.2 | 0 | 1.012 | CC | 1 | 0.28167 | 213.2 | 213.2 |  |  |  |  | 0.28167 | 60.0516 | 0.48003 | 0.55723 |  |  |  |  | 136 | 0.077011
1326 | STANTONW_8 | 1 | West | YES | 0.14677 | 20.1 | 0 | 100.5 |  | 1.01 | Wind | 1 | 0.28159 | 0 | 100.5 |  |  |  |  | 0.28159 | 28.2994 | 0.48244 | 0.55968 |  |  |  |  | 137 | 0.077064
1320 | BSP 1 | 1 | West | YES | 0.14649 | 25.5 | 2.9 | 25.8 | 0 | 1 | Cogen | 1 | 0.2813 | 0 | 0 |  |  |  |  | 0.2813 | 0 | 0.48244 | 0.55968 |  |  |  |  | 138 | 0.077121
76031 | L_GASCCR1_1N | W1 | West | YES | 0.14601 | 30 | 0 | 150 | 0 | 1.02 | Wind | 1 | 0.28083 | 0 | 150 |  |  |  |  | 0.28083 | 42.124 | 0.48603 | 0.56332 |  |  |  |  | 139 | 0.077203
11147 | NOTREES_1G | 1 | West | YES | 0.14557 | 29.8 | 0 | 149 | 0 | 1.017 | Wind | 1 | 0.28038 | 0 | 149 |  |  |  |  | 0.28038 | 41.777 | 0.4896 | 0.56693 |  |  |  |  | 140 | 0.077241
76091 | L_DIVIDE1_1N | W1 | West | YES | 0.14543 | 22.5 | 0 | 112.5 |  | 1.02 | Wind | 1 | 0.28025 | 0 | 112.5 |  |  |  |  | 0.28025 | 31.528 | 0.4923 | 0.56966 |  |  |  |  | 141 | 0.077241
76095 | L_CAPRSI1_1N | W1 | West | YES | 0.14543 | 29.9 | 0 | 149.5 | 0 | 1.02 | Wind | 1 | 0.28025 | 0 | 149.5 |  |  |  |  | 0.28025 | 41.8972 | 0.49588 | 0.57328 |  |  |  |  | 142 | 0.077287
76096 | L_CAPRSI1_2N | W1 | West | YES | 0.14543 | 37.2 | 0 | 186 | 0 | 1.02 | Wind | 1 | 0.28025 | 0 | 186 |  |  |  |  | 0.28025 | 52.1263 | 0.50034 | 0.57779 |  |  |  |  | 143 | 0.077328
76097 | L_CAPRGE1_1N | W1 | West | YES | 0.14543 | 42.9 | 0 | 214.5 | 0 | 1.02 | Wind | 1 | 0.28025 | 0 | 214.5 |  |  |  |  | 0.28025 | 60.1133 | 0.50548 | 0.58299 |  |  |  |  | 144 | 0.077358
7038 | L_DELAWA1_1Y | 1 | West | YES | 0.14535 | 3.5 | 0 | 35 | 0 | 1 | Wind | 1 | 0.28017 | 0 | 35 |  |  |  |  | 0.28017 | 9.8059 | 0.50632 | 0.58383 |  |  |  |  | 145 | 0.077397
7038 | L_DELAWA1_1Y | 2 | West | YES | 0.14535 | 3 | 0 | 30 | 0 | 1 | Wind | 1 | 0.28017 | 0 | 30 |  |  |  |  | 0.28017 | 8.4051 | 0.50704 | 0.58456 |  |  |  |  | 146 | 0.077446
1002 | PBCTAGE_1G | A | West | YES | 0.14524 | 64 | 64 | 66 | 0 | 1.036 | GGT | 1 | 0.28006 | 66 | 66 |  |  |  |  | 0.28006 | 18.4837 | 0.50862 | 0.58616 |  |  |  |  | 147 | 0.077502
1003 | PBCTBGE_2G | B | West | YES | 0.14524 | 65 | 65 | 66 | 0 | 1.036 | GGT | 1 | 0.28006 | 66 | 66 |  |  |  |  | 0.28006 | 18.4837 | 0.5102 | 0.58776 |  |  |  |  | 148 | 0.077511
1004 | PBCTCGE_3G | C | West | YES | 0.14524 | 62 | 62 | 67 | 0 | 1.036 | GGT | 1 | 0.28006 | 67 | 67 |  |  |  |  | 0.28006 | 18.7638 | 0.51181 | 0.58938 |  |  |  |  | 149 | 0.077519
1005 | PBCTDGE_4G | D | West | YES | 0.14524 | 65 | 65 | 68 | 0 | 1.036 | GGT | 1 | 0.28006 | 68 | 68 |  |  |  |  | 0.28006 | 19.0439 | 0.51344 | 0.59103 |  |  |  |  | 150 | 0.077535
1006 | PBCTEGE_5G | E | West | YES | 0.14524 | 65 | 65 | 67 | 0 | 1.036 | GGT | 1 | 0.28006 | 67 | 67 |  |  |  |  | 0.28006 | 18.7638 | 0.51505 | 0.59265 |  |  |  |  | 151 | 0.077551
1007 | PB5GEN_6G | 5 | West | YES | 0.14524 | 91.2 | 40 | 114 | 0 | 1.036 | GST | 1 | 0.28006 | 114 | 114 |  |  |  |  | 0.28006 | 31.9265 | 0.51778 | 0.59541 |  |  |  |  | 152 | 0.077568
1008 | PB6GEN_7G | 6 | West | YES | 0.14524 | 515 | 130 | 515 | 0 | 1.036 | GST | 1 | 0.28006 | 515 | 515 |  |  |  |  | 0.28006 | 144.2292 | 0.53012 | 0.60788 |  |  |  |  | 153 | 0.077584
6948 | DENISNDM | 1 | North | YES | 0.14524 | 40 | 5 | 40 |  | 1.015 | Hydro | 1 | 0.28005 | 0 | 0 | 0 | 0 |  |  | 0.28005 | 0 | 0.53012 | 0.60788 |  |  |  |  | 154 | 0.077601
6948 | DENISNDM | 2 | North | YES | 0.14524 | 31 | 5 | 40 |  | 1.015 | Hydro | 1 | 0.28005 | 0 | 0 | 0 | 0 |  |  | 0.28005 | 0 | 0.53012 | 0.60788 |  |  |  |  | 155 | 0.077629
60057 | CALLAHAN1A | 1 | West | YES | 0.14458 | 22.8 | 0 | 114 | 0 | 1.04 | Wind | 1 | 0.2794 | 0 | 114 |  |  |  |  | 0.2794 | 31.8512 | 0.53286 | 0.61063 |  |  |  |  | 156 | 0.077756
1687 | VALLEY_1G | 1 | North | YES | 0.14429 | 136 | 15 | 170 | 0 | 1.029 | GST | 1 | 0.2791 | 170 | 170 | 24.5286 | 170 |  |  | 0.2791 | 47.4471 | 0.53693 | 0.61474 |  |  |  |  | 157 | 0.077756
1688 | VALLEY_2G | 2 | North | YES | 0.14429 | 527 | 90 | 527 | 0 | 1.029 | GSC | 1 | 0.2791 | 527 | 527 | 76.0387 | 527 |  |  | 0.2791 | 147.0861 | 0.54956 | 0.62745 |  |  |  |  | 158 | 0.077756
1349 | WESTXWIN_1G | 1 | West | YES | 0.14421 | 1.3 | 0 | 6.6 |  | 1.014 | Wind | 1 | 0.27903 | 0 | 6.6 |  |  |  |  | 0.27903 | 1.8416 | 0.54972 | 0.62761 |  |  |  |  | 159 | 0.077777
1350 | NWPWRG1_1G | 1 | West | YES | 0.14421 | 6.9 | 1 | 34.3 |  | 1.014 | Wind | 1 | 0.27903 | 0 | 34.3 |  |  |  |  | 0.27903 | 9.5706 | 0.55054 | 0.62844 |  |  |  |  | 160 | 0.077805
1689 | VALLEY_3G | 3 | North | YES | 0.1432 | 0 | 25 | 375 |  | 1.003 | GST | 1 | 0.27801 | 375 | 375 | 53.7 | 375 |  |  | 0.27801 | 104.2555 | 0.55953 | 0.63745 |  |  |  |  | 161 | 0.077891
11691 | KMICHICT1_G | 1 | North | YES | 0.1432 | 144 | 80 | 144 | 0 | 1.026 | CC | 1 | 0.27801 | 144 | 144 | 20.6208 | 144 |  |  | 0.27801 | 40.0341 | 0.56298 | 0.64092 |  |  |  |  | 162 | 0.077892
11692 | KMICHICT2_G | 2 | North | YES | 0.1432 | 146 | 80 | 146 | 0 | 1.026 | CC | 1 | 0.27801 | 146 | 146 | 20.9072 | 146 |  |  | 0.27801 | 40.5901 | 0.56648 | 0.64443 |  |  |  |  | 163 | 0.077897
11693 | KMICHIST3_G | 3 | North | YES | 0.1432 | 312 | 60 | 312 | 0 | 1.026 | CC | 1 | 0.27801 | 312 | 312 | 44.6784 | 312 |  |  | 0.27801 | 86.7406 | 0.57396 | 0.65193 |  |  |  |  | 164 | 0.077923
11694 | KMICHICT4_G | 4 | North | YES | 0.1432 | 144 | 80 | 144 | 0 | 1.026 | CC | 1 | 0.27801 | 144 | 144 | 20.6208 | 144 |  |  | 0.27801 | 40.0341 | 0.57741 | 0.65539 |  |  |  |  | 165 | 0.077933
11695 | KMICHICT5_G | 5 | North | YES | 0.1432 | 148 | 80 | 148 | 0 | 1.026 | CC | 1 | 0.27801 | 148 | 148 | 21.1936 | 148 |  |  | 0.27801 | 41.1462 | 0.58096 | 0.65894 |  |  |  |  | 166 | 0.077943
11696 | KMICHIST6_G | 6 | North | YES | 0.1432 | 310 | 60 | 310 | 0 | 1.026 | CC | 1 | 0.27801 | 310 | 310 | 44.392 | 310 |  |  | 0.27801 | 86.1846 | 0.58839 | 0.6664 |  |  |  |  | 167 | 0.077965
12322 | ENNSTRAC_1G | 1 | North | YES | 0.14286 | 196 | 130 | 196 | 0 | 1.036 | CC | 1 | 0.27768 | 196 | 196 | 28.0015 | 196 |  |  | 0.27768 | 54.4252 | 0.59309 | 0.6711 |  |  |  |  | 168 | 0.077975
12323 | ENNSTRAC_2G | 2 | North | YES | 0.14286 | 116 | 100 | 116 | 0 | 1.036 | CC | 1 | 0.27768 | 116 | 116 | 16.5723 | 116 |  |  | 0.27768 | 32.2108 | 0.59587 | 0.67389 |  |  |  |  | 169 | 0.077985
1678 | LAMARPWR_1G | 1 | North | YES | 0.14252 | 160 | 67.7 | 160 | 0 | 1.038 | CC | 1 | 0.27734 | 160 | 160 | 22.8038 | 160 |  |  | 0.27734 | 44.3742 | 0.5997 | 0.67772 |  |  |  |  | 170 | 0.078007
1679 | LAMARPWR_2G | 2 | North | YES | 0.14252 | 156 | 67.7 | 156 | 0 | 1.038 | CC | 1 | 0.27734 | 156 | 156 | 22.2337 | 156 |  |  | 0.27734 | 43.2648 | 0.60344 | 0.68147 |  |  |  |  | 171 | 0.078014
1680 | LAMARPWR_3G | 3 | North | YES | 0.14252 | 196 | 129.1 | 196 | 0 | 1.038 | CC | 1 | 0.27734 | 196 | 196 | 27.9347 | 196 |  |  | 0.27734 | 54.3584 | 0.60814 | 0.68617 |  |  |  |  | 172 | 0.078019
1681 | LAMARPWR_4G | 4 | North | YES | 0.14252 | 156 | 67.7 | 156 | 0 | 1.038 | CC | 1 | 0.27734 | 156 | 156 | 22.2337 | 156 |  |  | 0.27734 | 43.2648 | 0.61188 | 0.68991 |  |  |  |  | 173 | 0.078021
1682 | LAMARPWR_5G | 5 | North | YES | 0.14252 | 157 | 67.7 | 157 | 0 | 1.038 | CC | 1 | 0.27734 | 157 | 157 | 22.3763 | 157 |  |  | 0.27734 | 43.5422 | 0.61564 | 0.69367 |  |  |  |  | 174 | 0.078023
1683 | LAMARPWR_6G | 6 | North | YES | 0.14252 | 198 | 129.1 | 198 | 0 | 1.038 | CC | 1 | 0.27734 | 198 | 198 | 28.2198 | 198 |  |  | 0.27734 | 54.9131 | 0.62039 | 0.69842 |  |  |  |  | 175 | 0.078025
1675 | PEC_1G | 1 | North | YES | 0.14194 | 76.7 | 35 | 76.7 | 0 | 1.022 | Cogen | 1 | 0.27675 | 0 | 0 | 0 | 0 |  |  | 0.27675 | 0 | 0.62039 | 0.69842 |  |  |  |  | 176 | 0.078026
1676 | PEC_2G | 2 | North | YES | 0.14194 | 79.6 | 35 | 79.6 | 0 | 1.022 | Cogen | 1 | 0.27675 | 0 | 0 | 0 | 0 |  |  | 0.27675 | 0 | 0.62039 | 0.69842 |  |  |  |  | 177 | 0.078028
1677 | PEC_3G | 3 | North | YES | 0.14194 | 88.4 | 35 | 88.4 | 0 | 1.022 | Cogen | 1 | 0.27675 | 0 | 0 | 0 | 0 |  |  | 0.27675 | 0 | 0.62039 | 0.69842 |  |  |  |  | 178 | 0.07803
1701 | MOSES_1G | 1 | North | YES | 0.14141 | 558 | 175 | 558 | 0 | 1.023 | LIGCO | 1 | 0.27623 | 0 | 558 | 78.9079 | 558 |  |  | 0.27623 | 154.1345 | 0.63376 | 0.71175 |  |  |  |  | 179 | 0.07803
1702 | MOSES_2G | 2 | North | YES | 0.14141 | 579 | 175 | 579 | 0 | 1.023 | LIGCO | 1 | 0.27623 | 0 | 579 | 81.8775 | 579 |  |  | 0.27623 | 159.9353 | 0.64764 | 0.72558 |  |  |  |  | 180 | 0.07803
1703 | MOSES_3G | 3 | North | YES | 0.14141 | 808 | 463 | 808 | 0 | 1.023 | LIGCO | 1 | 0.27623 | 0 | 808 | 114.2609 | 808 |  |  | 0.27623 | 223.1912 | 0.66701 | 0.74487 |  |  |  |  | 181 | 0.07803
5925 | DCEAST | EQ | North | YES | 0.14141 | 400.3 | -600 | 600 | 0 | 1.025 | DCTie | 1 | 0.27623 | 0 | 0 | 0 | 0 |  |  | 0.27623 | 0 | 0.66701 | 0.74487 |  |  |  |  | 182 | 0.077983
842 | OLINGER_G1 | 1 | North | YES | 0.14008 | 55.4 | 20 | 79 | 0 | 1.03 | GST | 1 | 0.27489 | 79 | 79 | 11.0661 | 79 |  |  | 0.27489 | 21.7164 | 0.6689 | 0.74675 |  |  |  |  | 183 | 0.077933
843 | OLINGER_G2 | 1 | North | YES | 0.14008 | 76.2 | 25 | 110 | 0 | 1.03 | GST | 1 | 0.27489 | 110 | 110 | 15.4085 | 110 |  |  | 0.27489 | 30.2381 | 0.67154 | 0.74937 |  |  |  |  | 184 | 0.077864
844 | OLINGER_G3 | 1 | North | YES | 0.14008 | 103.9 | 45 | 150 | 0 | 1.03 | GST | 1 | 0.27489 | 150 | 150 | 21.0115 | 150 |  |  | 0.27489 | 41.2338 | 0.67514 | 0.75293 |  |  |  |  | 185 | 0.077864
845 | OLINGER_G4 | 1 | North | YES | 0.14008 | 51.9 | 0 | 76 | 0 | 1.03 | GGT | 1 | 0.27489 | 76 | 76 | 10.6459 | 76 |  |  | 0.27489 | 20.8918 | 0.67696 | 0.75474 |  |  |  |  | 186 | 0.077848
837 | NEWMAN_G5 | 1 | North | YES | 0.13983 | 0 | 15 | 40 |  | 1.01 | GST | 1 | 0.27464 | 40 | 40 | 5.593 | 40 |  |  | 0.27464 | 10.9856 | 0.67792 | 0.75569 |  |  |  |  | 187 | 0.077826
949 | STEAM2 | 1 | North | YES | 0.13902 | 26 | 8 | 26 | 0 | 0.99 | GST | 1 | 0.27384 | 26 | 26 | 3.6146 | 26 |  |  | 0.27384 | 7.1198 | 0.67854 | 0.7563 |  |  |  |  | 188 | 0.077796
950 | STEAM3 | 1 | North | YES | 0.13902 | 41 | 13 | 42 | 0 | 1.02 | GST | 1 | 0.27384 | 42 | 42 | 5.839 | 42 |  |  | 0.27384 | 11.5012 | 0.67955 | 0.7573 |  |  |  |  | 189 | 0.077781
948 | STEAM1 | 1 | North | YES | 0.13902 | 0 | 12 | 20 |  | 1.02 | GST | 1 | 0.27383 | 20 | 20 | 2.7804 | 20 |  |  | 0.27383 | 5.4767 | 0.68002 | 0.75777 |  |  |  |  | 190 | 0.077772
12440 | PARKD_1SVC8 | 1 | North | YES | 0.13899 | 0 | 0 | 0 | 0 | 1.007 | GST | 1 | 0.2738 | 0 | 0 | 0 | 0 |  |  | 0.2738 | 0 | 0.68002 | 0.75777 |  |  |  |  | 191 | 0.077764
12449 | PARKD_2SVC8 | 1 | North | YES | 0.13899 | 0 | 0 | 0 | 0 | 1.007 | GST | 1 | 0.2738 | 0 | 0 | 0 | 0 |  |  | 0.2738 | 0 | 0.68002 | 0.75777 |  |  |  |  | 192 | 0.077752
2451 | LKHB1_G | 1 | North | YES | 0.13791 | 0 | 80 | 391 |  | 1.022 | GST | 1 | 0.27272 | 391 | 391 | 53.9212 | 391 |  |  | 0.27272 | 106.6338 | 0.6894 | 0.76699 |  |  |  |  | 193 | 0.077746
2452 | LKHB2_G | 2 | North | YES | 0.13791 | 516 | 80 | 516 | 0 | 1.022 | GST | 1 | 0.27272 | 516 | 516 | 71.1595 | 516 |  |  | 0.27272 | 140.7239 | 0.70176 | 0.77916 |  |  |  |  | 194 | 0.077746
60007 | KING_SW1A | 1 | West | YES | 0.13458 | 20 | 0 | 80 |  | 1.03 | Wind | 1 | 0.26939 | 0 | 80 |  |  |  |  | 0.26939 | 21.5515 | 0.70368 | 0.78102 |  |  |  |  | 195 | 0.077746
60019 | KING_NW1A | 1 | West | YES | 0.13458 | 20 | 0 | 80 |  | 1.03 | Wind | 1 | 0.26939 | 0 | 80 |  |  |  |  | 0.26939 | 21.5515 | 0.7056 | 0.78289 |  |  |  |  | 196 | 0.077594
60201 | RIO DRCS | F | West | YES | 0.13409 | 0 | 0 | 0 | 0 | 1.025 | AVR | 1 | 0.26891 | 0 | 0 |  |  |  |  | 0.26891 | 0 | 0.7056 | 0.78289 |  |  |  |  | 197 | 0.077394
6016 | SWMESA | 1 | West | YES | 0.13389 | 18.8 | 0 | 75 |  | 1.03 | Wind | 1 | 0.26871 | 0 | 75 |  |  |  |  | 0.26871 | 20.1532 | 0.7074 | 0.78463 |  |  |  |  | 198 | 0.07734
60003 | KING_NE1A | 1 | West | YES | 0.13389 | 20 | 0 | 80 |  | 1.03 | Wind | 1 | 0.26871 | 0 | 80 |  |  |  |  | 0.26871 | 21.4967 | 0.70932 | 0.78649 |  |  |  |  | 199 | 0.077286
60005 | KING_SE1A | 1 | West | YES | 0.13389 | 10 | 0 | 40 |  | 1.035 | Wind | 1 | 0.26871 | 0 | 40 |  |  |  |  | 0.26871 | 10.7483 | 0.71027 | 0.78742 |  |  |  |  | 200 | 0.077286
60016 | WOODWRD11A | 1 | West | YES | 0.13377 | 20 | 0 | 80 |  | 1.033 | Wind | 1 | 0.26858 | 0 | 80 |  |  |  |  | 0.26858 | 21.4866 | 0.71219 | 0.78927 |  |  |  |  | 201 | 0.077231
38332 | TNWDWRDU2_8 | 1 | West | YES | 0.13374 | 20 | 0 | 80 | 0 | 1.0232 | Wind | 1 | 0.26856 | 0 | 80 |  |  |  |  | 0.26856 | 21.4847 | 0.71411 | 0.79113 |  |  |  |  | 202 | 0.077172
38437 | TNSRBNMESA9 | 1 | West | YES | 0.13364 | 37.5 | 0 | 150 | 0 | 1.02 | Wind | 1 | 0.26845 | 0 | 150 |  |  |  |  | 0.26845 | 40.2681 | 0.7177 | 0.79461 |  |  |  |  | 203 | 0.077142
12411 | FPLEFR1A_G | 1 | North | YES | 0.13348 | 161 | 72 | 161 | 0 | 1 | CC | 1 | 0.26829 | 161 | 161 | 21.4896 | 161 |  |  | 0.26829 | 43.1948 | 0.72156 | 0.79835 |  |  |  |  | 204 | 0.077083
12412 | FPLEFR1B_G | 2 | North | YES | 0.13348 | 164 | 72 | 164 | 0 | 1 | CC | 1 | 0.26829 | 164 | 164 | 21.8901 | 164 |  |  | 0.26829 | 43.9997 | 0.72549 | 0.80215 |  |  |  |  | 205 | 0.077023
12413 | FPLEFR1C_G | 3 | North | YES | 0.13348 | 164 | 72 | 164 | 0 | 1 | CC | 1 | 0.26829 | 164 | 164 | 21.8901 | 164 |  |  | 0.26829 | 43.9997 | 0.72943 | 0.80596 |  |  |  |  | 206 | 0.076909
12414 | FPLEFR1S_G | 4 | North | YES | 0.13348 | 414 | 191 | 414 | 0 | 1 | CC | 1 | 0.26829 | 414 | 414 | 55.2591 | 414 |  |  | 0.26829 | 111.0724 | 0.73935 | 0.81556 |  |  |  |  | 207 | 0.076785
12421 | FPLEFR2A_G | 1 | North | YES | 0.13348 | 162 | 72 | 162 | 0 | 1 | CC | 1 | 0.26829 | 162 | 162 | 21.6231 | 162 |  |  | 0.26829 | 43.4631 | 0.74323 | 0.81932 |  |  |  |  | 208 | 0.076659
12422 | FPLEFR2B_G | 2 | North | YES | 0.13348 | 161 | 72 | 161 | 0 | 1 | CC | 1 | 0.26829 | 161 | 161 | 21.4896 | 161 |  |  | 0.26829 | 43.1948 | 0.74709 | 0.82305 |  |  |  |  | 209 | 0.076532
12423 | FPLEFR2C_G | 3 | North | YES | 0.13348 | 163 | 72 | 163 | 0 | 1 | CC | 1 | 0.26829 | 163 | 163 | 21.7566 | 163 |  |  | 0.26829 | 43.7314 | 0.751 | 0.82684 |  |  |  |  | 210 | 0.076213
12424 | FPLEFR2S_G | 4 | North | YES | 0.13348 | 415 | 191 | 415 | 0 | 1 | CC | 1 | 0.26829 | 415 | 415 | 55.3925 | 415 |  |  | 0.26829 | 111.3406 | 0.76094 | 0.83646 |  |  |  |  | 211 | 0.076088
60017 | ORNNWP1 | 1 | West | YES | 0.12999 | 20 | 0 | 80 |  | 1.027 | Wind | 1 | 0.26481 | 0 | 80 |  |  |  |  | 0.26481 | 21.1846 | 0.76286 | 0.83829 |  |  |  |  | 212 | 0.075963
60000 | DSKY2 | 1 | West | YES | 0.12904 | 19.1 | 0 | 76.5 |  | 1.039 | Wind | 1 | 0.26386 | 0 | 76.5 |  |  |  |  | 0.26386 | 20.1852 | 0.7647 | 0.84004 |  |  |  |  | 213 | 0.075838
60018 | DSKY1 | 1 | West | YES | 0.12876 | 21 | 0 | 84 | 0 | 1.023 | Wind | 1 | 0.26358 | 0 | 84 |  |  |  |  | 0.26358 | 22.1405 | 0.76671 | 0.84195 |  |  |  |  | 214 | 0.075517
3126 | TRINIDAD_6G | 1 | North | YES | 0.1134 | 179.2 | 46 | 224 | 0 | 1 | GST | 1 | 0.24821 | 224 | 224 | 25.4014 | 224 |  |  | 0.24821 | 55.5999 | 0.77208 | 0.84676 |  |  |  |  | 215 | 0.075432
3097 | MARTLAKE_1G | 1 | North | YES | 0.11049 | 790 | 500 | 790 | 0 | 1.017 | LIGCO | 1 | 0.2453 | 0 | 790 | 87.2855 | 790 |  |  | 0.2453 | 193.7891 | 0.79101 | 0.86352 |  |  |  |  | 216 | 0.075343
3098 | MARTLAKE_2G | 2 | North | YES | 0.11049 | 795 | 461 | 795 | 0 | 1.017 | LIGCO | 1 | 0.2453 | 0 | 795 | 87.838 | 795 |  |  | 0.2453 | 195.0157 | 0.81007 | 0.88038 |  |  |  |  | 217 | 0.075244
3099 | MARTLAKE_3G | 3 | North | YES | 0.11049 | 804 | 500 | 804 | 0 | 1.017 | LIGCO | 1 | 0.2453 | 0 | 804 | 88.8324 | 804 |  |  | 0.2453 | 197.2234 | 0.82934 | 0.89743 |  |  |  |  | 218 | 0.074683
60202 | FRNDDRCS | F | West | YES | 0.10975 | 0 | 0 | 0 | 0 | 0.9985 | AVR | 1 | 0.24456 | 0 | 0 |  |  |  |  | 0.24456 | 0 | 0.82934 | 0.89743 |  |  |  |  | 219 | 0.072503
13116 | TGATEWAY_1G | 1 | North | YES | 0.10731 | 151 | 30 | 151 | 0 | 1.0232 | CC | 1 | 0.24213 | 151 | 151 | 16.2043 | 151 |  |  | 0.24213 | 36.5613 | 0.83296 | 0.90059 |  |  |  |  | 220 | 0.070309
13117 | TGATEWAY_2G | 2 | North | YES | 0.10731 | 130 | 30 | 130 | 0 | 1.0232 | CC | 1 | 0.24213 | 130 | 130 | 13.9507 | 130 |  |  | 0.24213 | 31.4766 | 0.83608 | 0.90332 |  |  |  |  | 221 | 0.068091
13118 | TGATEWAY_3G | 3 | North | YES | 0.10731 | 148 | 30 | 148 | 0 | 1.0232 | CC | 1 | 0.24213 | 148 | 148 | 15.8823 | 148 |  |  | 0.24213 | 35.8349 | 0.83962 | 0.90641 |  |  |  |  | 222 | 0.068091
13119 | TGATEWAY_4G | 4 | North | YES | 0.10731 | 399 | 65 | 399 | 0 | 1.0232 | CC | 1 | 0.24213 | 399 | 399 | 42.8179 | 399 |  |  | 0.24213 | 96.609 | 0.84919 | 0.91477 |  |  |  |  | 223 | 0.067633
3348 | CHAMPION_1G | MB | North | YES | 0.1042 | 0 | 42 | 42 |  | 1 | Cogen | 1 | 0.23901 | 0 | 0 | 0 | 0 |  |  | 0.23901 | 0 | 0.84919 | 0.91477 |  |  |  |  | 224 | 0.067238
3309 | ASPN_G | 1 | North | YES | 0.10392 | 50 | 0 | 50 |  | 1 | Bio | 1 | 0.23873 | 50 | 50 | 5.1959 | 50 |  |  | 0.23873 | 11.9367 | 0.85039 | 0.9158 |  |  |  |  | 225 | 0.066789
3107 | STRYKER_1G | 1 | North | YES | 0.10238 | 145.6 | 45 | 182 | 0 | 1.029 | GST | 1 | 0.2372 | 182 | 182 | 18.6339 | 182 |  |  | 0.2372 | 43.1702 | 0.85475 | 0.91953 |  |  |  |  | 226 | 0.065579
3108 | STRYKER_2G | 2 | North | YES | 0.10238 | 484 | 75 | 484 | 0 | 1.029 | GST | 1 | 0.2372 | 484 | 484 | 49.5539 | 484 |  |  | 0.2372 | 114.8042 | 0.86635 | 0.92946 |  |  |  |  | 227 | 0.065579
13134 | CALFREST_4G | 4 | North | YES | 0.073023 | 151.5 | 40 | 151.5 | 0 | 1.031 | CC | 1 | 0.20784 | 151.5 | 151.5 | 11.063 | 151.5 |  |  | 0.20784 | 31.4874 | 0.86998 | 0.93218 |  |  |  |  | 228 | 0.065413
13135 | CALFREST_5G | 5 | North | YES | 0.073023 | 152.3 | 57 | 152.3 | 0 | 1.031 | CC | 1 | 0.20784 | 152.3 | 152.3 | 11.1214 | 152.3 |  |  | 0.20784 | 31.6537 | 0.87363 | 0.93492 |  |  |  |  | 229 | 0.064783
13136 | CALFREST_6G | 6 | North | YES | 0.073023 | 177.5 | 40 | 177.5 | 0 | 1.031 | CC | 1 | 0.20784 | 177.5 | 177.5 | 12.9616 | 177.5 |  |  | 0.20784 | 36.8912 | 0.87789 | 0.93811 |  |  |  |  | 230 | 0.063108
13131 | CALFREST_1G | 1 | North | YES | 0.071995 | 150.7 | 40 | 150.7 | 0 | 1.031 | CC | 1 | 0.20681 | 150.7 | 150.7 | 10.8496 | 150.7 |  |  | 0.20681 | 31.1662 | 0.8815 | 0.9408 |  |  |  |  | 231 | 0.0622
13132 | CALFREST_2G | 2 | North | YES | 0.071995 | 151 | 57 | 151 | 0 | 1.031 | CC | 1 | 0.20681 | 151 | 151 | 10.8712 | 151 |  |  | 0.20681 | 31.2283 | 0.88512 | 0.9435 |  |  |  |  | 232 | 0.061286
13133 | CALFREST_3G | 3 | North | YES | 0.071995 | 177.4 | 40 | 177.4 | 0 | 1.031 | CC | 1 | 0.20681 | 177.4 | 177.4 | 12.7719 | 177.4 |  |  | 0.20681 | 36.688 | 0.88937 | 0.94667 |  |  |  |  | 233 | 0.060221
3381 | BBRN_1G | 1 | North | YES | 0.064519 | 618 | 225 | 618 | 0 | 1.03 | LIGCO | 1 | 0.19933 | 0 | 618 | 39.8727 | 618 |  |  | 0.19933 | 123.1882 | 0.90418 | 0.95733 |  |  |  |  | 234 | 0.059304
3382 | BBRN_2G | 2 | North | YES | 0.064519 | 589 | 225 | 589 | 0 | 1.03 | LIGCO | 1 | 0.19933 | 0 | 589 | 38.0017 | 589 |  |  | 0.19933 | 117.4076 | 0.9183 | 0.96748 |  |  |  |  | 235 | 0.058385
48721 | LEG_1___1 | 1 | North | YES | -0.009529 | 827 | 357 | 827 | 0 | 1.0348 | LIGCO | 1 | 0.12529 | 0 | 827 | -7.8805 | 827 |  |  | 0.12529 | 103.6113 | 0.93812 | 0.97644 |  |  |  |  | 236 | 0.057305
48722 | LEG_2___2 | 2 | North | YES | -0.009529 | 819 | 357 | 819 | 0 | 1.0348 | LIGCO | 1 | 0.12529 | 0 | 819 | -7.8043 | 819 |  |  | 0.12529 | 102.609 | 0.95775 | 0.98531 |  |  |  |  | 237 | 0.053143
39960 | TNTNPONE_18 | 1 | North | YES | -0.016682 | 152.3 | 30 | 152.3 |  | 1.04 | LIGCO | 1 | 0.11813 | 0 | 152.3 | -2.5407 | 152.3 |  |  | 0.11813 | 17.9916 | 0.9614 | 0.98686 |  |  |  |  | 238 | 0.049177
39970 | TNTNPONE_28 | 1 | North | YES | -0.016682 | 153 | 30 | 153 |  | 1.04 | LIGCO | 1 | 0.11813 | 0 | 153 | -2.5523 | 153 |  |  | 0.11813 | 18.0743 | 0.96507 | 0.98843 |  |  |  |  | 239 | 0.038313
990 | GIBN_CREK_G1 | 1 | North | YES | -0.038894 | 463 | 200 | 463 | 0 | 1.0275 | LIGCO | 1 | 0.095921 | 0 | 463 | -18.0079 | 463 |  |  | 0.095921 | 44.4113 | 0.97617 | 0.99227 |  |  |  |  | 240 | 0.027554
48671 | FTR_GT1_5105 | 1 | North | YES | -0.044482 | 154.2 | 0 | 154.2 | 0 | 1.0319 | CC | 1 | 0.090333 | 154.2 | 154.2 | -6.8591 | 154.2 |  |  | 0.090333 | 13.9293 | 0.97987 | 0.99347 |  |  |  |  | 241 | 0.02546
48672 | FTR_GT2_5110 | 2 | North | YES | -0.044482 | 159 | 0 | 159 | 0 | 1.0319 | CC | 1 | 0.090333 | 159 | 159 | -7.0726 | 159 |  |  | 0.090333 | 14.3629 | 0.98368 | 0.99471 |  |  |  |  | 242 | 0.023355
48673 | FTR_GT3_5085 | 3 | North | YES | -0.044482 | 158 | 0 | 158 | 0 | 1.0319 | CC | 1 | 0.090333 | 158 | 158 | -7.0282 | 158 |  |  | 0.090333 | 14.2726 | 0.98746 | 0.99595 |  |  |  |  | 243 | 0.016097
48674 | FTR_CN4_5095 | 4 | North | YES | -0.044482 | 380 | 0 | 380 | 0 | 1.0319 | CC | 1 | 0.090333 | 380 | 380 | -16.9032 | 380 |  |  | 0.090333 | 34.3264 | 0.99657 | 0.99892 |  |  |  |  | 244 | 0.013606
32798 | BRYN_TAMUGEN | 1 | North | YES | -0.044527 | 32 | 0 | 32 |  | 1.02 | GST | 1 | 0.090288 | 32 | 32 | -1.4249 | 32 |  |  | 0.090288 | 2.8892 | 0.99734 | 0.99917 |  |  |  |  | 245 | 0.011036
32886 | BRYN_ATKINS3 | MB | North | YES | -0.045861 | 0 | 5 | 12 |  | 1 | GST | 1 | 0.088954 | 0 | 0 | 0 | 0 |  |  | 0.088954 | 0 | 0.99734 | 0.99917 |  |  |  |  | 246 | 0.0084833
32887 | BRYN_ATKINS6 | MB | North | YES | -0.045861 | 0 | 12 | 51 |  | 1.028 | GST | 1 | 0.088954 | 0 | 0 | 0 | 0 |  |  | 0.088954 | 0 | 0.99734 | 0.99917 |  |  |  |  | 247 | 0.002343
32888 | BRYN_ATKINS7 | 1 | North | YES | -0.045861 | 13.6 | 4 | 17 |  | 1.028 | GGT | 1 | 0.088954 | 17 | 17 | -0.77964 | 17 |  |  | 0.088954 | 1.5122 | 0.99775 | 0.9993 |  |  |  |  | 248 | 0.0018258
32890 | BRYN_ATKINS4 | MB | North | YES | -0.045861 | 0 | 5 | 22 |  | 1.031 | GST | 1 | 0.088954 | 0 | 0 | 0 | 0 |  |  | 0.088954 | 0 | 0.99775 | 0.9993 |  |  |  |  | 249 | 0.0018258
32891 | BRYN_ATKINS5 | MB | North | YES | -0.045861 | 0 | 5 | 25 |  | 1.031 | GST | 1 | 0.088954 | 0 | 0 | 0 | 0 |  |  | 0.088954 | 0 | 0.99775 | 0.9993 |  |  |  |  | 250 | 0.0018258
32883 | BRYN_DNSBY3 | 1 | North | YES | -0.048199 | 0 | 2 | 48 |  | 1.015 | GST | 1 | 0.086616 | 48 | 48 | -2.3136 | 48 |  |  | 0.086616 | 4.1576 | 0.9989 | 0.99966 |  |  |  |  | 251 | 0.0015491
32884 | BRYN_DNSBY13 | 1 | North | YES | -0.048199 | 46 | 2 | 46 | 0 | 1.015 | GST | 1 | 0.086616 | 46 | 46 | -2.2172 | 46 |  |  | 0.086616 | 3.9843 | 1 | 1 |  |  |  |  | 252 | 0.0015491
32892 | BRYN_DNSBY14 | 1 | North | YES | -0.048199 | 84 | 25 | 105 | 0 | 1.035 | GST | 1 | 0.086616 | 105 | 105 | -5.0609 | 105 |  |  | 0.086616 | 9.0946 | 1.0025 | 1.0008 |  |  |  |  | 253 | 0.0015491
3416 | LAKE_CRK1_G | 1 | North | YES | -0.22488 | 60 | 33 | 75 |  | 1.029 | GST | 1 | -0.090066 | 75 | 75 | -16.8661 | 75 |  |  | -0.090066 | -6.755 | [6 empty] | 254 | 0.00075808
3417 | LAKE_CRK2_G | 2 | North | YES | -0.22488 | 177.6 | 40 | 222 | 0 | 1.029 | GST | 1 | -0.090066 | 222 | 222 | -49.9236 | 222 |  |  | -0.090066 | -19.9947 | [6 empty] | 255 | 0
5934 | SI_RAY5 | 5 | South | YES | 0 | 0 | 10 | 15 |  | 1.035 | GST | -1 | 0.13635 | 15 | 15 |  |  | 0 | 15 | -0.13635 | -2.0453 | [6 empty] | 256 | -0.0017304
8139 | JOS #1 | MB | South | YES | 0 | 0 | 45 | 255 |  | 1.02 | GST | -1 | 0.13635 | 0 | 0 |  |  | 0 | 0 | -0.13635 | 0 | [6 empty] | 257 | 0
8285 | LAR #1 | MB | South | YES | 0 | 0 | 9 | 32 |  | 1.0497 | GST | -1 | 0.13635 | 0 | 0 |  |  | 0 | 0 | -0.13635 | 0 | [6 empty] | 258 | 0
8287 | LAR #2 | MB | South | YES | 0 | 0 | 9 | 32 |  | 1.04 | GST | -1 | 0.13635 | 0 | 0 |  |  | 0 | 0 | -0.13635 | 0 | [6 empty] | 259 | 0
8288 | LAR #3 | MB | South | YES | 0 | 0 | 25 | 105 |  | 1.04 | GST | -1 | 0.13635 | 0 | 0 |  |  | 0 | 0 | -0.13635 | 0 | [6 empty] | 260 | 0
8388 | BATES0A | MB | South | YES | 0 | 0 | 21 | 71 |  | 1.033 | GST | -1 | 0.13635 | 0 | 0 |  |  | 0 | 0 | -0.13635 | 0 | [6 empty] | 261 | 0
8393 | BATES0B | MB | South | YES | 0 | 0 | 25 | 110 |  | 1.03 | GST | -1 | 0.13635 | 0 | 0 |  |  | 0 | 0 | -0.13635 | 0 | [6 empty] | 262 | 0
8437 | NUECES_B0C | MB | South | YES | 0 | 0 | 7 | 30 |  | 1.03 | GST | -1 | 0.13635 | 0 | 0 |  |  | 0 | 0 | -0.13635 | 0 | [6 empty] | 263 | 0
8438 | NUECES_B0B | MB | South | YES | 0 | 0 | 26 | 169 |  | 1.03 | GST | -1 | 0.13635 | 0 | 0 |  |  | 0 | 0 | -0.13635 | 0 | [6 empty] | 264 | 0
39190 | TNSLCGN1__8 | 1 | Houston | YES | 0 | 0 | 10 | 30 |  | 1.03 | Cogen | -1 | 0.13635 | 0 | 0 |  |  |  |  | -0.13635 | 0 | [6 empty] | 265 | 0
8032 | AMISTADHYD1 | 1 | South | YES | -0.042018 | 33 | 13 | 33 | 0 | 1.03 | Hydro | -1 | 0.17837 | 0 | 0 |  |  | 0 | 0 | -0.17837 | 0 | [6 empty] | 266 | 0
8033 | AMISTADHYD2 | 2 | South | YES | -0.042018 | 25 | 13 | 25 | 0 | 1.03 | Hydro | -1 | 0.17837 | 0 | 0 |  |  | 0 | 0 | -0.17837 | 0 | [6 empty] | 267 | 0
88253 | HAMILTON | F | South | YES | -0.042018 | 0 | 0 | 0 | 0 | 1.04 | BLT | -1 | 0.17837 | 0 | 0 |  |  | 0 | 0 | -0.17837 | 0 | [6 empty] | 268 | 0
8262 | ELPS | 1 | South | YES | -0.064573 | 6 | 6 | 6 | 0 | 1.15 | Hydro | -1 | 0.20092 | 0 | 0 |  |  | 0 | 0 | -0.20092 | 0 | [6 empty] | 269 | 0
48591 | CHE_GT2_5030 | 2 | Houston | YES | -0.068274 | 173 | 50 | 173 | 0 | 1.029 | Cogen | -1 | 0.20463 | 0 | 0 |  |  |  |  | -0.20463 | 0 | [6 empty] | 270 | 0
48811 | CVC_GT3_5045 | 3 | Houston | YES | -0.068274 | 156 | 91.8 | 156 | 0 | 1.029 | Cogen | -1 | 0.20463 | 0 | 0 |  |  |  |  | -0.20463 | 0 | [6 empty] | 271 | 0
48812 | CVC_GT2_5020 | 2 | Houston | YES | -0.068274 | 158 | 91.8 | 158 | 0 | 1.029 | Cogen | -1 | 0.20463 | 0 | 0 |  |  |  |  | -0.20463 | 0 | [6 empty] | 272 | 0
48813 | CVC_GT1_5035 | 1 | Houston | YES | -0.068274 | 160 | 91.8 | 160 | 0 | 1.029 | Cogen | -1 | 0.20463 | 0 | 0 |  |  |  |  | -0.20463 | 0 | [6 empty] | 273 | 0
48814 | CVC_ST5_5040 | 1 | Houston | YES | -0.068274 | 162 | 91.8 | 162 | 0 | 1.029 | Cogen | -1 | 0.20463 | 0 | 0 |  |  |  |  | -0.20463 | 0 | [6 empty] | 274 | 0
48885 | THW_5152 | B | Houston | YES | -0.070903 | 47.2 | 5 | 59 |  | 1.0319 | GGT | -1 | 0.20725 | 59 | 59 |  |  |  |  | -0.20725 | -12.228 | [6 empty] | 275 | 0
48885 | THW_5152 | A | Houston | YES | -0.070903 | 46.4 | 5 | 58 |  | 1.0319 | GGT | -1 | 0.20725 | 58 | 58 |  |  |  |  | -0.20725 | -12.0208 | [6 empty] | 276 | 0
48886 | THW_5354 | D | Houston | YES | -0.070903 | 46.4 | 5 | 58 |  | 1.0319 | GGT | -1 | 0.20725 | 58 | 58 |  |  |  |  | -0.20725 | -12.0208 | [6 empty] | 277 | 0
48886 | THW_5354 | C | Houston | YES | -0.070903 | 45.6 | 5 | 57 |  | 1.0319 | GGT | -1 | 0.20725 | 57 | 57 |  |  |  |  | -0.20725 | -11.8135 | [6 empty] | 278 | 0
48887 | THW_5556 | E | Houston | YES | -0.070903 | 47.2 | 5 | 59 |  | 1.0319 | GGT | -1 | 0.20725 | 59 | 59 |  |  |  |  | -0.20725 | -12.228 | [6 empty] | 279 | 0
48887 | THW_5556 | F | Houston | YES | -0.070903 | 45.6 | 5 | 57 |  | 1.0319 | GGT | -1 | 0.20725 | 57 | 57 |  |  |  |  | -0.20725 | -11.8135 | [6 empty] | 280 | 0
48690 | GBY_GN5_5 | 5 | Houston | YES | -0.07109 | 318.4 | 81 | 398 |  | 1.0362 | GSC | -1 | 0.20744 | 398 | 398 |  |  |  |  | -0.20744 | -82.5617 | [6 empty] | 281 | 0
48595 | BTE_GT2_8075 | 1 | Houston | YES | -0.071223 | 162.8 | 130 | 162.8 | 0 | 1.0261 | CC | -1 | 0.20757 | 162.8 | 162.8 |  |  |  |  | -0.20757 | -33.7931 | [6 empty] | 282 | 0
48596 | BTE_GT3_8045 | 2 | Houston | YES | -0.071223 | 161.4 | 130 | 161.4 | 0 | 1.0261 | CC | -1 | 0.20757 | 161.4 | 161.4 |  |  |  |  | -0.20757 | -33.5025 | [6 empty] | 283 | 0
48597 | BTE_GT4_8055 | 3 | Houston | YES | -0.071223 | 158.9 | 130 | 158.9 | 0 | 1.0261 | CC | -1 | 0.20757 | 158.9 | 158.9 |  |  |  |  | -0.20757 | -32.9836 | [6 empty] | 284 | 0
48598 | BTE_ST1_8070 | 4 | Houston | YES | -0.071223 | 269.2 | 60 | 269.2 | 0 | 1.0261 | CC | -1 | 0.20757 | 269.2 | 269.2 |  |  |  |  | -0.20757 | -55.8791 | [6 empty] | 285 | 0
48583 | CBY_GT4_1 | 1 | Houston | YES | -0.071654 | 172 | 0 | 172 | 0 | 1.027 | GSC | -1 | 0.20801 | 172 | 172 |  |  |  |  | -0.20801 | -35.7769 | [6 empty] | 286 | 0
48584 | CBY_GT4_2 | 2 | Houston | YES | -0.071654 | 172 | 0 | 172 | 0 | 1.027 | CC | -1 | 0.20801 | 172 | 172 |  |  |  |  | -0.20801 | -35.7769 | [6 empty] | 287 | 0
48585 | CBY_ST4_1 | 3 | Houston | YES | -0.071654 | 172 | 0 | 172 | 0 | 1.027 | CC | -1 | 0.20801 | 172 | 172 |  |  |  |  | -0.20801 | -35.7769 | [6 empty] | 288 | 0
48815 | CVC_GT4_8005 | 4 | Houston | YES | -0.071731 | 165 | 91.8 | 165 |  | 1.0362 | Cogen | -1 | 0.20808 | 0 | 0 |  |  |  |  | -0.20808 | 0 | [6 empty] | 289 | 0
48791 | PSA_GT1_8160 | 1 | Houston | YES | -0.071867 | 52 | 20.8 | 65 | 0 | 1.0362 | Cogen | -1 | 0.20822 | 0 | 0 |  |  |  |  | -0.20822 | 0 | [6 empty] | 290 | 0
48792 | PSA_GT2_8155 | 2 | Houston | YES | -0.071867 | 52.8 | 20.3 | 66 | 0 | 1.0362 | Cogen | -1 | 0.20822 | 0 | 0 |  |  |  |  | -0.20822 | 0 | [6 empty] | 291 | 0
48793 | PSA_GT3_8150 | 3 | Houston | YES | -0.071867 | 56 | 20.3 | 70 | 0 | 1.0362 | Cogen | -1 | 0.20822 | 0 | 0 |  |  |  |  | -0.20822 | 0 | [6 empty] | 292 | 0
48794 | PSA_GT4_8145 | 4 | Houston | YES | -0.071867 | 52.8 | 20.3 | 66 | 0 | 1.0362 | Cogen | -1 | 0.20822 | 0 | 0 |  |  |  |  | -0.20822 | 0 | [6 empty] | 293 | 0
48795 | PSA_GT5_8140 | 5 | Houston | YES | -0.071867 | 51.2 | 20.3 | 64 | 0 | 1.0362 | Cogen | -1 | 0.20822 | 0 | 0 |  |  |  |  | -0.20822 | 0 | [6 empty] | 294 | 0
48796 | PSA_GN1_8165 | 1 | Houston | YES | -0.071867 | 83.2 | 43.1 | 104 | 0 | 1.0362 | Cogen | -1 | 0.20822 | 0 | 0 |  |  |  |  | -0.20822 | 0 | [6 empty] | 295 | 0
48797 | PSA_GT6_8135 | 6 | Houston | YES | -0.071867 | 47.2 | 34.5 | 59 | 0 | 1.0362 | Cogen | -1 | 0.20822 | 0 | 0 |  |  |  |  | -0.20822 | 0 | [6 empty] | 296 | 0
48581 | CBY_GN1_1 | 1 | Houston | YES | -0.071873 | 595.2 | 108 | 744 | 0 | 1.0435 | GSC | -1 | 0.20822 | 744 | 744 |  |  |  |  | -0.20822 | -154.919 | [6 empty] | 297 | 0
48940 | WARVUE_GT1 | G1 | Houston | YES | -0.071883 | 15 | 0 | 15 |  | 1.021 | Cogen | -1 | 0.20823 | 0 | 0 |  |  |  |  | -0.20823 | 0 | [6 empty] | 298 | 0
48651 | EP_1_2 | 1 | Houston | YES | -0.071891 | 4 | 0 | 5 | 0 | 1.0362 | Cogen | -1 | 0.20824 | 0 | 0 |  |  |  |  | -0.20824 | 0 | [6 empty] | 299 | 0
48651 | EP_1_2 | 2 | Houston | YES | -0.071891 | 17.7 | 10 | 21 | 0 | 1.0362 | Cogen | -1 | 0.20824 | 0 | 0 |  |  |  |  | -0.20824 | 0 | [6 empty] | 300 | 0
49803 | EXN_15GT | 1 | Houston | YES | -0.072138 | 33 | 8.3 | 34 |  | 1.0326 | Cogen | -1 | 0.20849 | 0 | 0 |  |  |  |  | -0.20849 | 0 | [6 empty] | 301 | 0
49804 | EXN_16GT | 2 | Houston | YES | -0.072138 | 32 | 8.3 | 34.7 |  | 1.0326 | Cogen | -1 | 0.20849 | 0 | 0 |  |  |  |  | -0.20849 | 0 | [6 empty] | 302 | 0
49805 | EXN_17GT | 3 | Houston | YES | -0.072138 | 31 | 8.3 | 32.7 |  | 1.0326 | Cogen | -1 | 0.20849 | 0 | 0 |  |  |  |  | -0.20849 | 0 | [6 empty] | 303 | 0
49826 | EXN938GT | 5 | Houston | YES | -0.072138 | 43 | 9.2 | 45.9 |  | 1.0326 | Cogen | -1 | 0.20849 | 0 | 0 |  |  |  |  | -0.20849 | 0 | [6 empty] | 304 | 0
49828 | EXN941GT | 10 | Houston | YES | -0.072138 | 17.7 | 5.4 | 17.7 | 0 | 1.0326 | Cogen | -1 | 0.20849 | 0 | 0 |  |  |  |  | -0.20849 | 0 | [6 empty] | 305 | 0
49829 | EXN942GT | 11 | Houston | YES | -0.072138 | 20 | 5.4 | 20.4 | 0 | 1.0326 | Cogen | -1 | 0.20849 | 0 | 0 |  |  |  |  | -0.20849 | 0 | [6 empty] | 306 | 0
49830 | EXN943GT | 12 | Houston | YES | -0.072138 | 19 | 5.4 | 19.9 | 0 | 1.0326 | Cogen | -1 | 0.20849 | 0 | 0 |  |  |  |  | -0.20849 | 0 | [6 empty] | 307 | 0
49831 | EXN944GT | 13 | Houston | YES | -0.072138 | 33 | 5.4 | 35 | 0 | 1.0326 | Cogen | -1 | 0.20849 | 0 | 0 |  |  |  |  | -0.20849 | 0 | [6 empty] | 308 | 0
49832 | EXN945GT | 9 | Houston | YES | -0.072138 | 18.5 | 9.2 | 18.5 |  | 1.0326 | Cogen | -1 | 0.20849 | 0 | 0 |  |  |  |  | -0.20849 | 0 | [6 empty] | 309 | 0
49837 | EXN_GT | 4 | Houston | YES | -0.072138 | 81 | 21.3 | 85.4 |  | 1.0326 | Cogen | -1 | 0.20849 | 0 | 0 |  |  |  |  | -0.20849 | 0 | [6 empty] | 310 | 0
49838 | EXN_14GT | 14 | Houston | YES | -0.072138 | 140 | 0 | 148 |  | 1.0326 | Cogen | -1 | 0.20849 | 0 | 0 |  |  |  |  | -0.20849 | 0 | [6 empty] | 311 | 0
48883 | THW_GT1_GT_1 | B2 | Houston | YES | -0.072212 | 0 | 0 | 12 |  | 1.043 | GGT | -1 | 0.20856 | 12 | 12 |  |  |  |  | -0.20856 | -2.5028 | [6 empty] | 312 | 0
48582 | CBY_GN2_2 | 2 | Houston | YES | -0.072393 | 596.8 | 110 | 746 | 0 | 1.0435 | GSC | -1 | 0.20874 | 746 | 746 |  |  |  |  | -0.20874 | -155.7234 | [6 empty] | 313 | 0
48873 | THW_ST3_ST_3 | 3 | Houston | YES | -0.072785 | 107 | 19 | 107 | 0 | 1.0435 | CC | -1 | 0.20914 | 107 | 107 |  |  |  |  | -0.20914 | -22.3776 | [6 empty] | 314 | 0
48874 | THW_ST4_ST_4 | 4 | Houston | YES | -0.072785 | 108 | 19 | 108 | 0 | 1.0435 | CC | -1 | 0.20914 | 108 | 108 |  |  |  |  | -0.20914 | -22.5867 | [6 empty] | 315 | 0
48875 | THW_3132 | A | Houston | YES | -0.072785 | 55 | 5 | 55 | 0 | 1.0435 | CC | -1 | 0.20914 | 55 | 55 |  |  |  |  | -0.20914 | -11.5025 | [6 empty] | 316 | 0
48875 | THW_3132 | B | Houston | YES | -0.072785 | 53 | 5 | 53 | 0 | 1.0435 | CC | -1 | 0.20914 | 53 | 53 |  |  |  |  | -0.20914 | -11.0842 | [6 empty] | 317 | 0
48877 | THW_3334 | C | Houston | YES | -0.072785 | 55 | 5 | 55 | 0 | 1.0435 | CC | -1 | 0.20914 | 55 | 55 |  |  |  |  | -0.20914 | -11.5025 | [6 empty] | 318 | 0
48877 | THW_3334 | D | Houston | YES | -0.072785 | 57 | 5 | 57 | 0 | 1.0435 | CC | -1 | 0.20914 | 57 | 57 |  |  |  |  | -0.20914 | -11.9208 | [6 empty] | 319 | 0
48879 | THW_4142 | E | Houston | YES | -0.072785 | 56 | 5 | 56 | 0 | 1.0435 | CC | -1 | 0.20914 | 56 | 56 |  |  |  |  | -0.20914 | -11.7116 | [6 empty] | 320 | 0
48879 | THW_4142 | F | Houston | YES | -0.072785 | 55 | 5 | 55 | 0 | 1.0435 | CC | -1 | 0.20914 | 55 | 55 |  |  |  |  | -0.20914 | -11.5025 | [6 empty] | 321 | 0
48881 | THW_4344 | G | Houston | YES | -0.072785 | 58 | 5 | 58 | 0 | 1.0435 | CC | -1 | 0.20914 | 58 | 58 |  |  |  |  | -0.20914 | -12.1299 | [6 empty] | 322 | 0
48881 | THW_4344 | H | Houston | YES | -0.072785 | 58 | 5 | 58 | 0 | 1.0435 | CC | -1 | 0.20914 | 58 | 58 |  |  |  |  | -0.20914 | -12.1299 | [6 empty] | 323 | 0
48593 | CHE_GT1_8015 | 1 | Houston | YES | -0.073249 | 173 | 50 | 173 | 0 | 1.0362 | Cogen | -1 | 0.2096 | 0 | 0 |  |  |  |  | -0.2096 | 0 | [6 empty] | 324 | 0
48594 | CHE_GN4_8025 | 4 | Houston | YES | -0.073249 | 142 | 60 | 142 | 0 | 1.0362 | Cogen | -1 | 0.2096 | 0 | 0 |  |  |  |  | -0.2096 | 0 | [6 empty] | 325 | 0
48511 | LPE_GT1_8070 | 1 | Houston | YES | -0.073293 | 42 | 0 | 42 | 0 | 1.0362 | GGT | -1 | 0.20964 | 42 | 42 |  |  |  |  | -0.20964 | -8.8051 | [6 empty] | 326 | 0
48512 | LPE_GT2_8075 | 2 | Houston | YES | -0.073293 | 42 | 0 | 42 | 0 | 1.0362 | GGT | -1 | 0.20964 | 42 | 42 |  |  |  |  | -0.20964 | -8.8051 | [6 empty] | 327 | 0
48513 | LPE_GT3_8080 | 3 | Houston | YES | -0.073293 | 39 | 0 | 39 | 0 | 1.0362 | GGT | -1 | 0.20964 | 39 | 39 |  |  |  |  | -0.20964 | -8.1761 | [6 empty] | 328 | 0
48514 | LPE_GT4_8085 | 4 | Houston | YES | -0.073293 | 39 | 0 | 39 | 0 | 1.0362 | GGT | -1 | 0.20964 | 39 | 39 |  |  |  |  | -0.20964 | -8.1761 | [6 empty] | 329 | 0
48500 | APD_GT1_8005 | 1 | Houston | YES | -0.073371 | 137.6 | 54.6 | 137.6 | 0 | 1.0362 | Cogen | -1 | 0.20972 | 0 | 0 |  |  |  |  | -0.20972 | 0 | [6 empty] | 330 | 0
48820 | SHELLG1_3015 | 1 | Houston | YES | -0.073686 | 71 | 34.5 | 71 |  | 1.029 | Cogen | -1 | 0.21004 | 0 | 0 |  |  |  |  | -0.21004 | 0 | [6 empty] | 331 | 0
48821 | SHELLG2 | 2 | Houston | YES | -0.073686 | 72 | 34.5 | 72 |  | 1.029 | Cogen | -1 | 0.21004 | 0 | 0 |  |  |  |  | -0.21004 | 0 | [6 empty] | 332 | 0
48822 | SHELLG3_3020 | 2 | Houston | YES | -0.073686 | 30 | 0 | 30 |  | 1.029 | Cogen | -1 | 0.21004 | 0 | 0 |  |  |  |  | -0.21004 | 0 | [6 empty] | 333 | 0
48822 | SHELLG3_3020 | 1 | Houston | YES | -0.073686 | 39 | 0 | 39 |  | 1.029 | Cogen | -1 | 0.21004 | 0 | 0 |  |  |  |  | -0.21004 | 0 | [6 empty] | 334 | 0
48740 | PSG_GN2_8050 | 1 | Houston | YES | -0.073916 | 182 | 60 | 182 | 0 | 1.0326 | Cogen | -1 | 0.21027 | 0 | 0 |  |  |  |  | -0.21027 | 0 | [6 empty] | 335 | 0
48741 | PSG_GT2_8040 | 1 | Houston | YES | -0.073916 | 158.6 | 50 | 158.6 | 0 | 1.0326 | Cogen | -1 | 0.21027 | 0 | 0 |  |  |  |  | -0.21027 | 0 | [6 empty] | 336 | 0
48742 | PSG_GT3_8060 | 1 | Houston | YES | -0.073916 | 157 | 50 | 157 | 0 | 1.0326 | Cogen | -1 | 0.21027 | 0 | 0 |  |  |  |  | -0.21027 | 0 | [6 empty] | 337 | 0
48854 | SRB_GN4_4 | 4 | Houston | YES | -0.073916 | 182.4 | 35 | 228 | 0 | 1.0326 | GST | -1 | 0.21027 | 228 | 228 |  |  |  |  | -0.21027 | -47.941 | [6 empty] | 338 | 0
48611 | DIB_GT1_8080 | 1 | Houston | YES | -0.07392 | 64 | 0 | 64 | 0 | 1.0326 | Cogen | -1 | 0.21027 | 0 | 0 |  |  |  |  | -0.21027 | 0 | [6 empty] | 339 | 0
48612 | DIB_GT2_8075 | 2 | Houston | YES | -0.07392 | 63.2 | 0 | 63.2 | 0 | 1.0326 | Cogen | -1 | 0.21027 | 0 | 0 |  |  |  |  | -0.21027 | 0 | [6 empty] | 340 | 0
48613 | DIB_ST1_8085 | 3 | Houston | YES | -0.07392 | 67.9 | 30 | 82.6 | 0 | 1.0326 | Cogen | -1 | 0.21027 | 0 | 0 |  |  |  |  | -0.21027 | 0 | [6 empty] | 341 | 0
48614 | DIB_GT3_8090 | 4 | Houston | YES | -0.07392 | 73.6 | 15 | 73.6 | 0 | 1.0326 | Cogen | -1 | 0.21027 | 0 | 0 |  |  |  |  | -0.21027 | 0 | [6 empty] | 342 | 0
48845 | SOL_GT1 | 1 | Houston | YES | -0.073923 | 16.2 | 15.4 | 16.2 |  | 1.0326 | Solar | -1 | 0.21027 | 16.2 | 16.2 |  |  |  |  | -0.21027 | -3.4064 | [6 empty] | 343 | 0
48853 | SRB_GN3_3 | 3 | Houston | YES | -0.073925 | 170.4 | 35 | 213 |  | 1.0326 | GST | -1 | 0.21028 | 213 | 213 |  |  |  |  | -0.21028 | -44.7889 | [6 empty] | 344 | 0
48551 | CAL_GT1_8045 | 1 | Houston | YES | -0.073965 | 149 | 0 | 149 | 0 | 1.0326 | Cogen | -1 | 0.21032 | 0 | 0 |  |  |  |  | -0.21032 | 0 | [6 empty] | 345 | 0
48552 | CAL_ST1_8000 | 2 | Houston | YES | -0.073965 | 65.1 | 0 | 65.1 | 0 | 1.0326 | Cogen | -1 | 0.21032 | 0 | 0 |  |  |  |  | -0.21032 | 0 | [6 empty] | 346 | 0
48851 | SRB_GN1_1 | 1 | Houston | YES | -0.073969 | 132 | 26 | 165 | 0 | 1.0217 | GST | -1 | 0.21032 | 165 | 165 |  |  |  |  | -0.21032 | -34.7029 | [6 empty] | 347 | 0
48852 | SRB_GN2_2 | 2 | Houston | YES | -0.073981 | 140.8 | 26 | 176 | 0 | 1.0217 | GST | -1 | 0.21033 | 176 | 176 |  |  |  |  | -0.21033 | -37.0185 | [6 empty] | 348 | 0
48855 | SRB_GT211035 | B1 | Houston | YES | -0.073991 | 0 | 0 | 18 |  | 1.014 | GGT | -1 | 0.21034 | 18 | 18 |  |  |  |  | -0.21034 | -3.7862 | [6 empty] | 349 | 0
48855 | SRB_GT211035 | B2 | Houston | YES | -0.073991 | 0 | 0 | 12 |  | 1.014 | GGT | -1 | 0.21034 | 12 | 12 |  |  |  |  | -0.21034 | -2.5241 | [6 empty] | 350 | 0
48761 | PR_GT1__9040 | 1 | Houston | YES | -0.074156 | 26 | 0 | 35 |  | 1 | Cogen | -1 | 0.21051 | 0 | 0 |  |  |  |  | -0.21051 | 0 | [6 empty] | 351 | 0
48641 | DPEC_GT15040 | 1 | Houston | YES | -0.074314 | 163.2 | 98 | 163.2 | 0 | 1.0319 | CC | -1 | 0.21067 | 163.2 | 163.2 |  |  |  |  | -0.21067 | -34.3806 | [6 empty] | 352 | 0
48642 | DPEC_GT25025 | 2 | Houston | YES | -0.074314 | 157.1 | 98 | 157.1 | 0 | 1.0319 | CC | -1 | 0.21067 | 157.1 | 157.1 |  |  |  |  | -0.21067 | -33.0955 | [6 empty] | 353 | 0
48643 | DPEC_GT35010 | 3 | Houston | YES | -0.074314 | 157.5 | 98 | 157.5 | 0 | 1.0319 | CC | -1 | 0.21067 | 157.5 | 157.5 |  |  |  |  | -0.21067 | -33.1798 | [6 empty] | 354 | 0
48644 | DPEC_GT45070 | 4 | Houston | YES | -0.074314 | 157 | 98 | 157 | 0 | 1.0319 | CC | -1 | 0.21067 | 157 | 157 |  |  |  |  | -0.21067 | -33.0745 | [6 empty] | 355 | 0
48645 | DPEC_ST55065 | 5 | Houston | YES | -0.074314 | 282 | 0 | 282 | 0 | 1.0319 | CC | -1 | 0.21067 | 282 | 282 |  |  |  |  | -0.21067 | -59.4077 | [6 empty] | 356 | 0
48841 | SJS_GT1_GT1 | 1 | Houston | YES | -0.074488 | 62.4 | 49 | 78 | 0 | 1.0362 | Cogen | -1 | 0.21084 | 0 | 0 |  |  |  |  | -0.21084 | 0 | [6 empty] | 357 | 0
48842 | SJS_GT2_GT2 | 2 | Houston | YES | -0.074488 | 64.8 | 49 | 81 | 0 | 1.0362 | Cogen | -1 | 0.21084 | 0 | 0 |  |  |  |  | -0.21084 | 0 | [6 empty] | 358 | 0
48691 | GBY_73741085 | B | Houston | YES | -0.074712 | 37.6 | 20 | 47 | 0 | 1.0362 | GGT | -1 | 0.21106 | 47 | 47 |  |  |  |  | -0.21106 | -9.92 | [6 empty] | 359 | 0
48691 | GBY_73741085 | A | Houston | YES | -0.074712 | 37.6 | 20 | 47 | 0 | 1.0362 | GGT | -1 | 0.21106 | 47 | 47 |  |  |  |  | -0.21106 | -9.92 | [6 empty] | 360 | 0
48692 | GBY_81821075 | D | Houston | YES | -0.074712 | 44 | 20 | 55 | 0 | 1.0362 | GGT | -1 | 0.21106 | 55 | 55 |  |  |  |  | -0.21106 | -11.6085 | [6 empty] | 361 | 0
48692 | GBY_81821075 | C | Houston | YES | -0.074712 | 37.6 | 20 | 47 | 0 | 1.0362 | GGT | -1 | 0.21106 | 47 | 47 |  |  |  |  | -0.21106 | -9.92 | [6 empty] | 362 | 0
48693 | GBY_83841065 | F | Houston | YES | -0.074712 | 43.2 | 20 | 54 | 0 | 1.0362 | GGT | -1 | 0.21106 | 54 | 54 |  |  |  |  | -0.21106 | -11.3974 | [6 empty] | 363 | 0
48693 | GBY_83841065 | E | Houston | YES | -0.074712 | 45.6 | 20 | 57 | 0 | 1.0362 | GGT | -1 | 0.21106 | 57 | 57 |  |  |  |  | -0.21106 | -12.0306 | [6 empty] | 364 | 0
48531 | BYU_GT1_8075 | 1 | Houston | YES | -0.075148 | 65 | 0 | 65 |  | 1.0362 | Cogen | -1 | 0.2115 | 0 | 0 |  |  |  |  | -0.2115 | 0 | [6 empty] | 365 | 0
48532 | BYU_GT2_8055 | 2 | Houston | YES | -0.075148 | 62 | 0 | 62 |  | 1.0362 | Cogen | -1 | 0.2115 | 0 | 0 |  |  |  |  | -0.2115 | 0 | [6 empty] | 366 | 0
48533 | BYU_GT3_8060 | 3 | Houston | YES | -0.075148 | 67 | 0 | 67 |  | 1.0362 | Cogen | -1 | 0.2115 | 0 | 0 |  |  |  |  | -0.2115 | 0 | [6 empty] | 367 | 0
48534 | BYU_GT4_8065 | 4 | Houston | YES | -0.075148 | 65 | 0 | 65 |  | 1.0362 | Cogen | -1 | 0.2115 | 0 | 0 |  |  |  |  | -0.2115 | 0 | [6 empty] | 368 | 0
48561 | CTL_GT2_8130 | 1 | Houston | YES | -0.0755 | 73.5 | 30.3 | 91.9 |  | 1.0362 | Cogen | -1 | 0.21185 | 0 | 0 |  |  |  |  | -0.21185 | 0 | [6 empty] | 369 | 0
48562 | CTL_GT3_8135 | 2 | Houston | YES | -0.0755 | 70.1 | 30.3 | 87.6 |  | 1.0362 | Cogen | -1 | 0.21185 | 0 | 0 |  |  |  |  | -0.21185 | 0 | [6 empty] | 370 | 0
48563 | CTL_GT4_8140 | 3 | Houston | YES | -0.0755 | 69.6 | 30.3 | 87 |  | 1.0362 | Cogen | -1 | 0.21185 | 0 | 0 |  |  |  |  | -0.21185 | 0 | [6 empty] | 371 | 0
48564 | CTL_GN1_8145 | 4 | Houston | YES | -0.0755 | 43.6 | 12.9 | 54.5 |  | 1.0362 | Cogen | -1 | 0.21185 | 0 | 0 |  |  |  |  | -0.21185 | 0 | [6 empty] | 372 | 0
48565 | CTL_GN2_8155 | 5 | Houston | YES | -0.0755 | 9.8 | 3.4 | 12.2 |  | 1.0362 | Cogen | -1 | 0.21185 | 0 | 0 |  |  |  |  | -0.21185 | 0 | [6 empty] | 373 | 0
48772 | PHR_GN2_2 | MB | Houston | YES | -0.076416 | 0 | 72 | 459 |  | 1.0362 | GSC | -1 | 0.21277 | 0 | 0 |  |  |  |  | -0.21277 | 0 | [6 empty] | 374 | 0
38580 | TNBP_CGN1_8 | 1 | Houston | YES | -0.077731 | 70.8 | 0 | 70.8 | 0 | 1.005 | Cogen | -1 | 0.21408 | 0 | 0 |  |  |  |  | -0.21408 | 0 | [6 empty] | 375 | 0
38590 | TNBP_CGN2_8 | 2 | Houston | YES | -0.077731 | 66.7 | 0 | 66.7 | 0 | 1.005 | Cogen | -1 | 0.21408 | 0 | 0 |  |  |  |  | -0.21408 | 0 | [6 empty] | 376 | 0
38600 | TNBP_CGN3_8 | 5 | Houston | YES | -0.077731 | 53 | 0 | 53 | 0 | 1.005 | Cogen | -1 | 0.21408 | 0 | 0 |  |  |  |  | -0.21408 | 0 | [6 empty] | 377 | 0
38611 | TNBPAMCG1_8 | 1 | Houston | YES | -0.077731 | 153.2 | 0 | 153.2 | 0 | 1.005 | Cogen | -1 | 0.21408 | 0 | 0 |  |  |  |  | -0.21408 | 0 | [6 empty] | 378 | 0
38612 | TNBPAMCG2_8 | 2 | Houston | YES | -0.077731 | 153.5 | 0 | 153.5 | 0 | 1.005 | Cogen | -1 | 0.21408 | 0 | 0 |  |  |  |  | -0.21408 | 0 | [6 empty] | 379 | 0
38613 | TNBPAMCG3_8 | 3 | Houston | YES | -0.077731 | 152.3 | 0 | 152.3 | 0 | 1.005 | Cogen | -1 | 0.21408 | 0 | 0 |  |  |  |  | -0.21408 | 0 | [6 empty] | 380 | 0
38614 | TNBPAMCG4_8 | 4 | Houston | YES | -0.077731 | 96 | 0 | 96 |  | 1.005 | Cogen | -1 | 0.21408 | 0 | 0 |  |  |  |  | -0.21408 | 0 | [6 empty] | 381 | 0
38615 | TNBPAMCG5_8 | 1 | Houston | YES | -0.077731 | 244 | 0 | 244 | 0 | 1.005 | Cogen | -1 | 0.21408 | 0 | 0 |  |  |  |  | -0.21408 | 0 | [6 empty] | 382 | 0
38690 | TNBP_CGN4_8 | 3 | Houston | YES | -0.077731 | 40 | 0 | 40 |  | 1.005 | Cogen | -1 | 0.21408 | 0 | 0 |  |  |  |  | -0.21408 | 0 | [6 empty] | 383 | 0
38711 | TNTXCTY1CG8 | 1 | Houston | YES | -0.077731 | 100.3 | 59 | 100.3 | 0 | 1 | Cogen | -1 | 0.21408 | 0 | 0 |  |  |  |  | -0.21408 | 0 | [6 empty] | 384 | 0
38712 | TNTXCTY2CG8 | 1 | Houston | YES | -0.077731 | 92.9 | 59 | 92.9 | 0 | 1 | Cogen | -1 | 0.21408 | 0 | 0 |  |  |  |  | -0.21408 | 0 | [6 empty] | 385 | 0
38713 | TNTXCTY3CG8 | 1 | Houston | YES | -0.077731 | 102.7 | 59 | 102.7 | 0 | 1 | Cogen | -1 | 0.21408 | 0 | 0 |  |  |  |  | -0.21408 | 0 | [6 empty] | 386 | 0
38714 | TNTXCTY4CG8 | 1 | Houston | YES | -0.077731 | 103 | 59 | 103 | 0 | 1 | Cogen | -1 | 0.21408 | 0 | 0 |  |  |  |  | -0.21408 | 0 | [6 empty] | 387 | 0
39470 | TNDOWCGNSG8 | 1 | Houston | YES | -0.077731 | 32 | 10 | 32 | 0 | 0.985 | Cogen | -1 | 0.21408 | 0 | 0 |  |  |  |  | -0.21408 | 0 | [6 empty] | 388 | 0
39480 | TNDOWCGNGG8 | 1 | Houston | YES | -0.077731 | 30 | 10 | 30 | 0 | 0.985 | Cogen | -1 | 0.21408 | 0 | 0 |  |  |  |  | -0.21408 | 0 | [6 empty] | 389 | 0
48921 | WAP_GN1_1 | 1 | Houston | YES | -0.080865 | 132.8 | 37 | 166 | 0 | 1.0362 | GST | -1 | 0.21722 | 166 | 166 |  |  |  |  | -0.21722 | -36.0579 | [6 empty] | 390 | 0
48922 | WAP_GN2_2 | 2 | Houston | YES | -0.080865 | 132.8 | 37 | 166 | 0 | 1.0362 | GST | -1 | 0.21722 | 166 | 166 |  |  |  |  | -0.21722 | -36.0579
48923 | WAP_GN3_3 | 3 | Houston | YES | -0.080865 | 198.4 | 93 | 248 | 0 | 1.0362 | GST | -1 | 0.21722 | 248 | 248 |  |  |  |  | -0.21722 | -53.8697
48924 | WAP_GN4_4 | 4 | Houston | YES | -0.080865 | 546 | 217 | 546 | 0 | 1.0362 | GSC | -1 | 0.21722 | 546 | 546 |  |  |  |  | -0.21722 | -118.6002
48925 | WAP_GN5_5 | 5 | Houston | YES | -0.080865 | 587.4 | 278 | 654 | 0 | 0.985 | LIGCO | -1 | 0.21722 | 0 | 654 |  |  |  |  | -0.21722 | 0
48929 | WAPGT21_GT1 | B1 | Houston | YES | -0.080865 | 0 | 0 | 13 |  | 1.05 | GGT | -1 | 0.21722 | 13 | 13 |  |  |  |  | -0.21722 | -2.8238
48510 | AK_GT1__8040 | 1 | Houston | YES | -0.080912 | 33.4 | 8.1 | 34 |  | 1.029 | Cogen | -1 | 0.21726 | 0 | 0 |  |  |  |  | -0.21726 | 0
48521 | BVE_GT1_GT1 | 1 | Houston | YES | -0.0816 | 167.7 | 0 | 167.7 |  | 1.035 | CC | -1 | 0.21795 | 167.7 | 167.7 |  |  |  |  | -0.21795 | -36.5505
48522 | BVE_GT2_5035 | 2 | Houston | YES | -0.0816 | 166.4 | 0 | 166.4 |  | 1.035 | CC | -1 | 0.21795 | 166.4 | 166.4 |  |  |  |  | -0.21795 | -36.2671
48523 | BVE_ST1_GN1 | 3 | Houston | YES | -0.0816 | 252.4 | 0 | 252.4 |  | 1.035 | CC | -1 | 0.21795 | 252.4 | 252.4 |  |  |  |  | -0.21795 | -55.011
48730 | MNS_GT | 1 | Houston | YES | -0.081628 | 43 | 0 | 46.1 |  | 1.029 | Cogen | -1 | 0.21798 | 0 | 0 |  |  |  |  | -0.21798 | 0
48926 | WAP_GN6_6 | 6 | Houston | YES | -0.08164 | 651 | 280 | 651 |  | 1.035 | LIGCO | -1 | 0.21799 | 0 | 651 |  |  |  |  | -0.21799 | 0
48927 | WAP_GN7_7 | 7 | Houston | YES | -0.08164 | 564 | 277 | 564 |  | 1.035 | LIGCO | -1 | 0.21799 | 0 | 564 |  |  |  |  | -0.21799 | 0
48928 | WAP_GN8_8 | 8 | Houston | YES | -0.08164 | 603 | 275 | 603 |  | 1.035 | LIGCO | -1 | 0.21799 | 0 | 603 |  |  |  |  | -0.21799 | 0
39760 | TNSCLP1___8 | 1 | Houston | YES | -0.086378 | 93.4 | 20 | 116.8 | 0 | 1.04 | Cogen | -1 | 0.22273 | 0 | 0 |  |  |  |  | -0.22273 | 0
39770 | TNSCLP2___8 | 1 | Houston | YES | -0.086378 | 91.6 | 20 | 114.5 | 0 | 1.04 | Cogen | -1 | 0.22273 | 0 | 0 |  |  |  |  | -0.22273 | 0
39775 | TNSCLP4___8 | 1 | Houston | YES | -0.086378 | 95.2 | 20 | 119 | 0 | 1.04 | Cogen | -1 | 0.22273 | 0 | 0 |  |  |  |  | -0.22273 | 0
39790 | TNSCLP3___8 | 1 | Houston | YES | -0.086378 | 87.6 | 20 | 109.5 | 0 | 1.027 | Cogen | -1 | 0.22273 | 0 | 0 |  |  |  |  | -0.22273 | 0
48520 | BSF_GT1_8070 | 1 | Houston | YES | -0.087689 | 72 | 0 | 72 | 0 | 1.0326 | Cogen | -1 | 0.22404 | 0 | 0 |  |  |  |  | -0.22404 | 0
48520 | BSF_GT1_8070 | 2 | Houston | YES | -0.087689 | 10 | 0 | 10 | 0 | 1.0326 | Cogen | -1 | 0.22404 | 0 | 0 |  |  |  |  | -0.22404 | 0
49851 | DOW17000 | 37 | Houston | YES | -0.089354 | 39 | 0 | 62 | 0 | 1 | Cogen | -1 | 0.22571 | 0 | 0 |  |  |  |  | -0.22571 | 0
49858 | DOW38100 | 31 | Houston | YES | -0.089354 | 45 | 0 | 71.4 |  | 1 | Cogen | -1 | 0.22571 | 0 | 0 |  |  |  |  | -0.22571 | 0
49859 | DOW38200 | 33 | Houston | YES | -0.089354 | 28 | 0 | 45 | 0 | 1 | Cogen | -1 | 0.22571 | 0 | 0 |  |  |  |  | -0.22571 | 0
49860 | DOW38300 | 32 | Houston | YES | -0.089354 | 63 | 0 | 101 |  | 1 | Cogen | -1 | 0.22571 | 0 | 0 |  |  |  |  | -0.22571 | 0
49862 | DOW39100 | 36 | Houston | YES | -0.089354 | 54 | 0 | 86 | 0 | 1 | Cogen | -1 | 0.22571 | 0 | 0 |  |  |  |  | -0.22571 | 0
49863 | DOW39200 | 35 | Houston | YES | -0.089354 | 55 | 0 | 88 | 0 | 1 | Cogen | -1 | 0.22571 | 0 | 0 |  |  |  |  | -0.22571 | 0
49865 | DOW41000 | 41 | Houston | YES | -0.089354 | 31 | 0 | 50 |  | 1 | Cogen | -1 | 0.22571 | 0 | 0 |  |  |  |  | -0.22571 | 0
49866 | DOW42000 | 42 | Houston | YES | -0.089354 | 11 | 0 | 18 |  | 1 | Cogen | -1 | 0.22571 | 0 | 0 |  |  |  |  | -0.22571 | 0
49869 | DOW49000 | 45 | Houston | YES | -0.089354 | 59 | 0 | 94 |  | 1 | Cogen | -1 | 0.22571 | 0 | 0 |  |  |  |  | -0.22571 | 0
49870 | DOW61000 | 61 | Houston | YES | -0.089354 | 44 | 0 | 70 | 0 | 1 | Cogen | -1 | 0.22571 | 0 | 0 |  |  |  |  | -0.22571 | 0
49871 | DOW62000 | 62 | Houston | YES | -0.089354 | 40 | 0 | 63 | 0 | 1 | Cogen | -1 | 0.22571 | 0 | 0 |  |  |  |  | -0.22571 | 0
49872 | DOW63000 | 63 | Houston | YES | -0.089354 | 45 | 0 | 72 | 0 | 1 | Cogen | -1 | 0.22571 | 0 | 0 |  |  |  |  | -0.22571 | 0
49873 | DOW64000 | 64 | Houston | YES | -0.089354 | 41 | 0 | 64.8 | 0 | 1 | Cogen | -1 | 0.22571 | 0 | 0 |  |  |  |  | -0.22571 | 0
49876 | DOW65000 | 65 | Houston | YES | -0.089354 | 63 | 0 | 101 | 0 | 1 | Cogen | -1 | 0.22571 | 0 | 0 |  |  |  |  | -0.22571 | 0
49877 | DOW66000 | 66 | Houston | YES | -0.089354 | 61 | 0 | 97 | 0 | 1 | Cogen | -1 | 0.22571 | 0 | 0 |  |  |  |  | -0.22571 | 0
49878 | DOW67000 | 67 | Houston | YES | -0.089354 | 65 | 0 | 103 | 0 | 1 | Cogen | -1 | 0.22571 | 0 | 0 |  |  |  |  | -0.22571 | 0
49882 | DOW81000 | 81 | Houston | YES | -0.089354 | 47 | 0 | 76 | 0 | 1 | Cogen | -1 | 0.22571 | 0 | 0 |  |  |  |  | -0.22571 | 0
49884 | DOW82000 | 82 | Houston | YES | -0.089354 | 51 | 0 | 80 | 0 | 1 | Cogen | -1 | 0.22571 | 0 | 0 |  |  |  |  | -0.22571 | 0
49885 | DOW83000 | 83 | Houston | YES | -0.089354 | 51 | 0 | 80 | 0 | 1 | Cogen | -1 | 0.22571 | 0 | 0 |  |  |  |  | -0.22571 | 0
49886 | DOW84000 | 84 | Houston | YES | -0.089354 | 107 | 0 | 171 | 0 | 0.98 | Cogen | -1 | 0.22571 | 0 | 0 |  |  |  |  | -0.22571 | 0
48911 | TGF_GT1_8000 | 1 | Houston | YES | -0.095879 | 69.2 | 0 | 69.2 |  | 1.029 | Cogen | -1 | 0.23223 | 0 | 0 |  |  |  |  | -0.23223 | 0
48731 | CBE_GT1 | 1 | Houston | YES | -0.098137 | 76 | 0 | 76 | 0 | 1.029 | CC | -1 | 0.23449 | 76 | 76 |  |  |  |  | -0.23449 | -17.8211
48732 | CBE_GT2 | 1 | Houston | YES | -0.098137 | 76 | 0 | 76 | 0 | 1.029 | CC | -1 | 0.23449 | 76 | 76 |  |  |  |  | -0.23449 | -17.8211
48733 | CBE_ST12 | 1 | Houston | YES | -0.098137 | 105 | 0 | 105 | 0 | 1.029 | CC | -1 | 0.23449 | 105 | 105 |  |  |  |  | -0.23449 | -24.6213
48734 | CBE_GT3 | 1 | Houston | YES | -0.098137 | 76 | 0 | 76 | 0 | 1.029 | CC | -1 | 0.23449 | 76 | 76 |  |  |  |  | -0.23449 | -17.8211
48735 | CBE_GT4 | 1 | Houston | YES | -0.098137 | 76 | 0 | 76 | 0 | 1.029 | CC | -1 | 0.23449 | 76 | 76 |  |  |  |  | -0.23449 | -17.8211
48736 | CBE_ST34 | 1 | Houston | YES | -0.098137 | 105 | 0 | 105 | 0 | 1.029 | CC | -1 | 0.23449 | 105 | 105 |  |  |  |  | -0.23449 | -24.6213
5911 | STP_GN1___1 | 1 | Houston | YES | -0.098389 | 1333 | 1249 | 1333 | 0 | 1.0406 | Nuc | -1 | 0.23474 | 0 | 0 |  |  |  |  | -0.23474 | 0
5912 | STP_GN2___2 | 2 | Houston | YES | -0.098389 | 1332 | 1249 | 1332 | 0 | 1.0406 | Nuc | -1 | 0.23474 | 0 | 0 |  |  |  |  | -0.23474 | 0
80265 | LARECU40A | 4 | South | YES | -0.11046 | 80 | 0 | 100 |  | 1.039 | GGT | -1 | 0.24681 | 100 | 100 |  |  | -11.0461 | 100 | -0.24681 | -24.6812
80266 | LARECU50A | 5 | South | YES | -0.11046 | 80 | 0 | 100 |  | 1.039 | GGT | -1 | 0.24681 | 100 | 100 |  |  | -11.0461 | 100 | -0.24681 | -24.6812
80012 | LAR | F | South | YES | -0.11046 | 0 | 0 | 0 | 0 | 1.04 | DCTie | -1 | 0.24681 | 0 | 0 |  |  | 0 | 0 | -0.24681 | 0
58909 | PEARSALLSCG1 | 3 | South | YES | -0.11351 | 0 | 0 | 8.4 |  | 1.027 | Diesel | -1 | 0.24986 | 8.4 | 8.4 |  |  | -0.95347 | 8.4 | -0.24986 | -2.0988
58909 | PEARSALLSCG1 | 4 | South | YES | -0.11351 | 0 | 0 | 8.4 |  | 1.027 | Diesel | -1 | 0.24986 | 8.4 | 8.4 |  |  | -0.95347 | 8.4 | -0.24986 | -2.0988
58909 | PEARSALLSCG1 | 6 | South | YES | -0.11351 | 0 | 0 | 8.4 |  | 1.027 | Diesel | -1 | 0.24986 | 8.4 | 8.4 |  |  | -0.95347 | 8.4 | -0.24986 | -2.0988
58909 | PEARSALLSCG1 | 5 | South | YES | -0.11351 | 0 | 0 | 8.4 |  | 1.027 | Diesel | -1 | 0.24986 | 8.4 | 8.4 |  |  | -0.95347 | 8.4 | -0.24986 | -2.0988
58909 | PEARSALLSCG1 | 1 | South | YES | -0.11351 | 0 | 0 | 8.4 |  | 1.027 | Diesel | -1 | 0.24986 | 8.4 | 8.4 |  |  | -0.95347 | 8.4 | -0.24986 | -2.0988
58909 | PEARSALLSCG1 | 2 | South | YES | -0.11351 | 0 | 0 | 8.4 |  | 1.027 | Diesel | -1 | 0.24986 | 8.4 | 8.4 |  |  | -0.95347 | 8.4 | -0.24986 | -2.0988
58919 | PEARSALLSCG2 | 5 | South | YES | -0.11351 | 0 | 0 | 8.4 |  | 1.027 | Diesel | -1 | 0.24986 | 8.4 | 8.4 |  |  | -0.95347 | 8.4 | -0.24986 | -2.0988
58919 | PEARSALLSCG2 | 6 | South | YES | -0.11351 | 0 | 0 | 8.4 |  | 1.027 | Diesel | -1 | 0.24986 | 8.4 | 8.4 |  |  | -0.95347 | 8.4 | -0.24986 | -2.0988
58919 | PEARSALLSCG2 | 1 | South | YES | -0.11351 | 0 | 0 | 8.4 |  | 1.027 | Diesel | -1 | 0.24986 | 8.4 | 8.4 |  |  | -0.95347 | 8.4 | -0.24986 | -2.0988
58919 | PEARSALLSCG2 | 2 | South | YES | -0.11351 | 0 | 0 | 8.4 |  | 1.027 | Diesel | -1 | 0.24986 | 8.4 | 8.4 |  |  | -0.95347 | 8.4 | -0.24986 | -2.0988
58919 | PEARSALLSCG2 | 4 | South | YES | -0.11351 | 0 | 0 | 8.4 |  | 1.027 | Diesel | -1 | 0.24986 | 8.4 | 8.4 |  |  | -0.95347 | 8.4 | -0.24986 | -2.0988
58919 | PEARSALLSCG2 | 3 | South | YES | -0.11351 | 0 | 0 | 8.4 |  | 1.027 | Diesel | -1 | 0.24986 | 8.4 | 8.4 |  |  | -0.95347 | 8.4 | -0.24986 | -2.0988
58929 | PEARSALLSCG3 | 4 | South | YES | -0.11351 | 0 | 0 | 8.4 |  | 1.027 | Diesel | -1 | 0.24986 | 8.4 | 8.4 |  |  | -0.95347 | 8.4 | -0.24986 | -2.0988
58929 | PEARSALLSCG3 | 6 | South | YES | -0.11351 | 0 | 0 | 8.4 |  | 1.027 | Diesel | -1 | 0.24986 | 8.4 | 8.4 |  |  | -0.95347 | 8.4 | -0.24986 | -2.0988
58929 | PEARSALLSCG3 | 2 | South | YES | -0.11351 | 0 | 0 | 8.4 |  | 1.027 | Diesel | -1 | 0.24986 | 8.4 | 8.4 |  |  | -0.95347 | 8.4 | -0.24986 | -2.0988
58929 | PEARSALLSCG3 | 5 | South | YES | -0.11351 | 0 | 0 | 8.4 |  | 1.027 | Diesel | -1 | 0.24986 | 8.4 | 8.4 |  |  | -0.95347 | 8.4 | -0.24986 | -2.0988
58929 | PEARSALLSCG3 | 1 | South | YES | -0.11351 | 0 | 0 | 8.4 |  | 1.027 | Diesel | -1 | 0.24986 | 8.4 | 8.4 |  |  | -0.95347 | 8.4 | -0.24986 | -2.0988
58929 | PEARSALLSCG3 | 3 | South | YES | -0.11351 | 0 | 0 | 8.4 |  | 1.027 | Diesel | -1 | 0.24986 | 8.4 | 8.4 |  |  | -0.95347 | 8.4 | -0.24986 | -2.0988
58949 | PEARSALLSCG4 | 3 | South | YES | -0.11351 | 0 | 0 | 8.4 |  | 1.027 | Diesel | -1 | 0.24986 | 8.4 | 8.4 |  |  | -0.95347 | 8.4 | -0.24986 | -2.0988
58949 | PEARSALLSCG4 | 2 | South | YES | -0.11351 | 0 | 0 | 8.4 |  | 1.027 | Diesel | -1 | 0.24986 | 8.4 | 8.4 |  |  | -0.95347 | 8.4 | -0.24986 | -2.0988
58949 | PEARSALLSCG4 | 1 | South | YES | -0.11351 | 0 | 0 | 8.4 |  | 1.027 | Diesel | -1 | 0.24986 | 8.4 | 8.4 |  |  | -0.95347 | 8.4 | -0.24986 | -2.0988
58949 | PEARSALLSCG4 | 4 | South | YES | -0.11351 | 0 | 0 | 8.4 |  | 1.027 | Diesel | -1 | 0.24986 | 8.4 | 8.4 |  |  | -0.95347 | 8.4 | -0.24986 | -2.0988
58949 | PEARSALLSCG4 | 6 | South | YES | -0.11351 | 0 | 0 | 8.4 |  | 1.027 | Diesel | -1 | 0.24986 | 8.4 | 8.4 |  |  | -0.95347 | 8.4 | -0.24986 | -2.0988
58949 | PEARSALLSCG4 | 5 | South | YES | -0.11351 | 0 | 0 | 8.4 |  | 1.027 | Diesel | -1 | 0.24986 | 8.4 | 8.4 |  |  | -0.95347 | 8.4 | -0.24986 | -2.0988
88299 | ZAPATA | F | South | YES | -0.1136 | 0 | 0 | 0 | 0 | 1.02 | BLT | -1 | 0.24995 | 0 | 0 |  |  | 0 | 0 | -0.24995 | 0
8134 | FOR #1 | 1 | South | YES | -0.11462 | 54.1 | 45 | 79 | 0 | 1 | Cogen | -1 | 0.25097 | 0 | 0 |  |  | 0 | 0 | -0.25097 | 0
8138 | FOR #2 | 2 | South | YES | -0.11462 | 63.1 | 45 | 81 | 0 | 1 | Cogen | -1 | 0.25097 | 0 | 0 |  |  | 0 | 0 | -0.25097 | 0
8153 | FOR #3 | 3 | South | YES | -0.11462 | 63.1 | 45 | 79.9 | 0 | 1 | Cogen | -1 | 0.25097 | 0 | 0 |  |  | 0 | 0 | -0.25097 | 0
8154 | FOR #4 | 4 | South | YES | -0.11462 | 63.1 | 60 | 80 | 0 | 1 | Cogen | -1 | 0.25097 | 0 | 0 |  |  | 0 | 0 | -0.25097 | 0
8155 | FOR #5 | 5 | South | YES | -0.11462 | 63.1 | 60 | 78.4 | 0 | 1 | Cogen | -1 | 0.25097 | 0 | 0 |  |  | 0 | 0 | -0.25097 | 0
8156 | FOR #6 | 6 | South | YES | -0.11462 | 24.9 | 5 | 25 | 0 | 1 | Cogen | -1 | 0.25097 | 0 | 0 |  |  | 0 | 0 | -0.25097 | 0
8157 | FOR #7 | 7 | South | YES | -0.11462 | 28.8 | 5 | 46 | 0 | 1 | Cogen | -1 | 0.25097 | 0 | 0 |  |  | 0 | 0 | -0.25097 | 0
80051 | FOR #8 | 8 | South | YES | -0.11462 | 28 | 28 | 28 |  | 1 | Cogen | -1 | 0.25097 | 0 | 0 |  |  | 0 | 0 | -0.25097 | 0
80052 | FOR #9 | 9 | South | YES | -0.11462 | 29.7 | 5 | 43.6 | 0 | 1 | Cogen | -1 | 0.25097 | 0 | 0 |  |  | 0 | 0 | -0.25097 | 0
80053 | FOR #10 | 10 | South | YES | -0.11462 | 68.4 | 45 | 75 | 0 | 1 | Cogen | -1 | 0.25097 | 0 | 0 |  |  | 0 | 0 | -0.25097 | 0
80226 | ALCOA G | 1 | South | YES | -0.11507 | 32.3 | 5 | 48 | 0 | 1.015 | Cogen | -1 | 0.25142 | 0 | 0 |  |  | 0 | 0 | -0.25142 | 0
5728 | FALCONHYDRO2 | 2 | South | YES | -0.11573 | 12 | 0 | 12 | 0 | 1.0234 | Hydro | -1 | 0.25208 | 0 | 0 |  |  | 0 | 0 | -0.25208 | 0
5729 | FALCONHYDRO3 | 3 | South | YES | -0.11573 | 11 | 0 | 11 | 0 | 1.0234 | Hydro | -1 | 0.25208 | 0 | 0 |  |  | 0 | 0 | -0.25208 | 0
8048 | FALCONHYDRO1 | 1 | South | YES | -0.11573 | 12 | 0 | 12 | 0 | 1.0234 | Hydro | -1 | 0.25208 | 0 | 0 |  |  | 0 | 0 | -0.25208 | 0
88508 | FALFURRI | F | South | YES | -0.11601 | 0 | 0 | 0 | 0 | 1 | AVR | -1 | 0.25237 | 0 | 0 |  |  | 0 | 0 | -0.25237 | 0
8147 | UCAR #2 | 10 | South | YES | -0.11648 | 18.2 | 0 | 28 |  | 1 | Cogen | -1 | 0.25283 | 0 | 0 |  |  | 0 | 0 | -0.25283 | 0
8148 | UCAR #1 | 2 | South | YES | -0.11648 | 6.1 | 0 | 7 | 0 | 1.009 | Cogen | -1 | 0.25283 | 0 | 0 |  |  | 0 | 0 | -0.25283 | 0
80137 | CSDR89 | 9 | South | YES | -0.11648 | 15 | 0 | 15 | 0 | 1.003 | DCTie | -1 | 0.25283 | 0 | 0 |  |  | 0 | 0 | -0.25283 | 0
80137 | CSDR89 | 8 | South | YES | -0.11648 | 33.9 | 0 | 39 | 0 | 1.003 | DCTie | -1 | 0.25283 | 0 | 0 |  |  | 0 | 0 | -0.25283 | 0
80138 | CSDR7 | 7 | South | YES | -0.11648 | 6.1 | 0 | 7 | 0 | 1.014 | DCTie | -1 | 0.25283 | 0 | 0 |  |  | 0 | 0 | -0.25283 | 0
80139 | CSDR56 | 6 | South | YES | -0.11648 | 0 | 0 | 39 |  | 1.0033 | DCTie | -1 | 0.25283 | 0 | 0 |  |  | 0 | 0 | -0.25283 | 0
80139 | CSDR56 | 5 | South | YES | -0.11648 | 15 | 0 | 15 |  | 1.0033 | DCTie | -1 | 0.25283 | 0 | 0 |  |  | 0 | 0 | -0.25283 | 0
80140 | CSDR11 | 11 | South | YES | -0.11648 | 33.9 | 0 | 39 | 0 | 1.03 | DCTie | -1 | 0.25283 | 0 | 0 |  |  | 0 | 0 | -0.25283 | 0
5890 | PEARSALLGEN1 | 1 | South | YES | -0.11656 | 19.2 | 6 | 24 | 0 | 1.0226 | GST | -1 | 0.25291 | 24 | 24 |  |  | -2.7973 | 24 | -0.25291 | -6.0698
5891 | PEARSALLGEN2 | 1 | South | YES | -0.11656 | 19.4 | 6 | 24.3 | 0 | 1.0226 | GST | -1 | 0.25291 | 24.3 | 24.3 |  |  | -2.8323 | 24.3 | -0.25291 | -6.1457
5892 | PEARSALLGEN3 | 1 | South | YES | -0.11656 | 19.1 | 6 | 23.9 | 0 | 1.0226 | GST | -1 | 0.25291 | 23.9 | 23.9 |  |  | -2.7857 | 23.9 | -0.25291 | -6.0445
80227 | AIRCO G | 1 | South | YES | -0.11666 | 7.2 | 0 | 8 | 0 | 1.0104 | Cogen | -1 | 0.25301 | 0 | 0 |  |  | 0 | 0 | -0.25301 | 0
80224 | VISTRONG1 | 1 | South | YES | -0.11711 | 13.1 | 0 | 15 | 0 | 1.01 | Cogen | -1 | 0.25347 | 0 | 0 |  |  | 0 | 0 | -0.25347 | 0
80225 | VISTRONG2 | 2 | South | YES | -0.11711 | 20.2 | 0 | 23 | 0 | 1.01 | Cogen | -1 | 0.25347 | 0 | 0 |  |  | 0 | 0 | -0.25347 | 0
5503 | RAYBURNGEN3 | 1 | South | YES | -0.11741 | 17.6 | 6 | 22 | 0 | 1.0224 | GST | -1 | 0.25376 | 22 | 22 |  |  | -2.583 | 22 | -0.25376 | -5.5827
5505 | RAYBURNGEN1 | 1 | South | YES | -0.11741 | 0 | 1 | 11 |  | 1.0223 | GGT | -1 | 0.25376 | 11 | 11 |  |  | -1.2915 | 11 | -0.25376 | -2.7914
5506 | RAYBURNGEN2 | 1 | South | YES | -0.11741 | 0 | 1 | 11 |  | 1.0223 | GGT | -1 | 0.25376 | 11 | 11 |  |  | -1.2915 | 11 | -0.25376 | -2.7914
8926 | LGE_GT10A | 1 | South | YES | -0.11775 | 158 | 0 | 158 | 0 | 1.03 | Cogen | -1 | 0.2541 | 0 | 0 |  |  | 0 | 0 | -0.2541 | 0
8927 | LGE_GT20A | 2 | South | YES | -0.11775 | 153 | 0 | 153 | 0 | 1.03 | Cogen | -1 | 0.2541 | 0 | 0 |  |  | 0 | 0 | -0.2541 | 0
8928 | LGE_STG0A | 3 | South | YES | -0.11775 | 100 | 0 | 100 | 0 | 1.03 | Cogen | -1 | 0.2541 | 0 | 0 |  |  | 0 | 0 | -0.2541 | 0
8930 | ICPGN10A | 1 | South | YES | -0.11775 | 149 | 0 | 149 | 0 | 1.03 | Cogen | -1 | 0.2541 | 0 | 0 |  |  | 0 | 0 | -0.2541 | 0
8931 | ICPGN20A | 2 | South | YES | -0.11775 | 150 | 0 | 150 | 0 | 1.03 | Cogen | -1 | 0.2541 | 0 | 0 |  |  | 0 | 0 | -0.2541 | 0
8932 | ICPGN30A | 3 | South | YES | -0.11775 | 127 | 0 | 127 | 0 | 1.03 | Cogen | -1 | 0.2541 | 0 | 0 |  |  | 0 | 0 | -0.2541 | 0
80223 | REYSHR G | 1 | South | YES | -0.11775 | 12 | 0 | 12 | 0 | 1.032 | Cogen | -1 | 0.2541 | 0 | 0 |  |  | 0 | 0 | -0.2541 | 0
8933 | FGNTS001 | 1 | South | YES | -0.11796 | 146.5 | 0 | 146.5 | 0 | 1.03 | CC | -1 | 0.25431 | 146.5 | 146.5 |  |  | -17.2807 | 146.5 | -0.25431 | -37.2562
8934 | FGNTS101 | 2 | South | YES | -0.11796 | 147.9 | 0 | 147.9 | 0 | 1.03 | CC | -1 | 0.25431 | 147.9 | 147.9 |  |  | -17.4458 | 147.9 | -0.25431 | -37.6122
8935 | FGNTS201 | 3 | South | YES | -0.11796 | 173 | 0 | 173 | 0 | 1.03 | CC | -1 | 0.25431 | 173 | 173 |  |  | -20.4066 | 173 | -0.25431 | -43.9954
5508 | RAYBURNCC9 | 1 | South | YES | -0.11813 | 47.7 | 18.2 | 47.7 | 0 | 1.0296 | CC | -1 | 0.25448 | 47.7 | 47.7 |  |  | -5.6346 | 47.7 | -0.25448 | -12.1386
5509 | RAYBURNCC10 | 1 | South | YES | -0.11813 | 37.3 | 5.2 | 37.3 | 0 | 1.0296 | CC | -1 | 0.25448 | 37.3 | 37.3 |  |  | -4.4061 | 37.3 | -0.25448 | -9.492
5511 | RAYBURNCC7 | 1 | South | YES | -0.11813 | 47.5 | 18.2 | 47.5 | 0 | 1.0296 | CC | -1 | 0.25448 | 47.5 | 47.5 |  |  | -5.611 | 47.5 | -0.25448 | -12.0877
5512 | RAYBURNCC8 | 1 | South | YES | -0.11813 | 49.3 | 18.2 | 49.3 | 0 | 1.0296 | CC | -1 | 0.25448 | 49.3 | 49.3 |  |  | -5.8236 | 49.3 | -0.25448 | -12.5457
8442 | NBEC7 | 7 | South | YES | -0.11819 | 0 | 81 | 367 |  | 1.0298 | GST | -1 | 0.25454 | 367 | 367 |  |  | -43.375 | 367 | -0.25454 | -93.416
8442 | NBEC7 | MB | South | YES | -0.11819 | 0 | 81 | 367 |  | 1.0298 | GST | -1 | 0.25454 | 0 | 0 |  |  | 0 | 0 | -0.25454 | 0
8560 | CNOPGT1 | 1 | South | YES | -0.11819 | 148.3 | 0 | 148.3 | 0 | 1.03 | Cogen | -1 | 0.25454 | 0 | 0 |  |  | 0 | 0 | -0.25454 | 0
8561 | CNOPGT2 | 2 | South | YES | -0.11819 | 148.6 | 0 | 148.6 | 0 | 1.03 | Cogen | -1 | 0.25454 | 0 | 0 |  |  | 0 | 0 | -0.25454 | 0
8562 | CNOPST1 | 3 | South | YES | -0.11819 | 153 | 0 | 153 | 0 | 1.03 | Cogen | -1 | 0.25454 | 0 | 0 |  |  | 0 | 0 | -0.25454 | 0
8456 | COSW#1 | 1 | South | YES | -0.11822 | 20 | 0 | 20 | 0 | 1.027 | Cogen | -1 | 0.25457 | 0 | 0 |  |  | 0 | 0 | -0.25457 | 0
8457 | COSW#2 | 2 | South | YES | -0.11822 | 14 | 0 | 14 | 0 | 1.027 | Cogen | -1 | 0.25457 | 0 | 0 |  |  | 0 | 0 | -0.25457 | 0
8459 | B_DAVIS0B | MB | South | YES | -0.11829 | 0 | 50 | 339 |  | 1.03 | GSC | -1 | 0.25464 | 0 | 0 |  |  | 0 | 0 | -0.25464 | 0
8460 | B_DAVIS0A | MB | South | YES | -0.11829 | 0 | 50 | 340 |  | 1.03 | GSC | -1 | 0.25464 | 0 | 0 |  |  | 0 | 0 | -0.25464 | 0
8506 | VAL #1 | 1 | South | YES | -0.11829 | 20.9 | 0 | 25 | 0 | 1.0055 | Cogen | -1 | 0.25464 | 0 | 0 |  |  | 0 | 0 | -0.25464 | 0
8507 | VAL #2 | 2 | South | YES | -0.11829 | 20.9 | 0 | 25 | 0 | 1.0055 | Cogen | -1 | 0.25464 | 0 | 0 |  |  | 0 | 0 | -0.25464 | 0
80263 | B_DAVIS31A | 3 | South | YES | -0.11829 | 0 | 0 | 180 |  | 1.0366 | CC | -1 | 0.25464 | 180 | 180 |  |  | -21.2924 | 180 | -0.25464 | -45.8356
80264 | B_DAVIS41A | 4 | South | YES | -0.11829 | 0 | 0 | 180 |  | 1.0366 | CC | -1 | 0.25464 | 180 | 180 |  |  | -21.2924 | 180 | -0.25464 | -45.8356
8066 | DUP1V#1 | 1 | South | YES | -0.1183 | 52.3 | 0 | 73 | 0 | 1.01 | Cogen | -1 | 0.25465 | 0 | 0 |  |  | 0 | 0 | -0.25465 | 0
8461 | KOCH_UP0A | 1 | South | YES | -0.11833 | 38 | 0 | 38 | 0 | 1.012 | Cogen | -1 | 0.25468 | 0 | 0 |  |  | 0 | 0 | -0.25468 | 0
8981 | HECN1 | 1 | South | YES | -0.11833 | 144.8 | 0 | 144.8 | 0 | 1.0304 | CC | -1 | 0.25468 | 144.8 | 144.8 |  |  | -17.1345 | 144.8 | -0.25468 | -36.8782
8982 | HECN2 | 2 | South | YES | -0.11833 | 144.1 | 0 | 144.1 | 0 | 1.0304 | CC | -1 | 0.25468 | 144.1 | 144.1 |  |  | -17.0516 | 144.1 | -0.25468 | -36.6999
8983 | HECN3 | 3 | South | YES | -0.11833 | 171.9 | 0 | 171.9 | 0 | 1.0304 | CC | -1 | 0.25468 | 171.9 | 171.9 |  |  | -20.3413 | 171.9 | -0.25468 | -43.7801
8936 | MVGN#1 | 1 | South | YES | -0.11833 | 216.6 | 0 | 216.6 | 0 | 1.0304 | CC | -1 | 0.25468 | 216.6 | 216.6 |  |  | -25.6309 | 216.6 | -0.25468 | -55.1647
8937 | MVGN#2 | 2 | South | YES | -0.11833 | 216.7 | 0 | 216.7 | 0 | 1.0304 | CC | -1 | 0.25468 | 216.7 | 216.7 |  |  | -25.6428 | 216.7 | -0.25468 | -55.1901
8938 | MVGN#3 | 3 | South | YES | -0.11833 | 250.9 | 0 | 250.9 | 0 | 1.0304 | CC | -1 | 0.25468 | 250.9 | 250.9 |  |  | -29.6897 | 250.9 | -0.25468 | -63.9003
8511 | OXY_CC0A | 1 | South | YES | -0.11835 | 30.3 | 0 | 38 | 0 | 1.027 | Cogen | -1 | 0.2547 | 0 | 0 |  |  | 0 | 0 | -0.2547 | 0
5932 | SI_RAY9 | 9 | South | YES | -0.11849 | 32 | 32 | 38 | 0 | 1.035 | CC | -1 | 0.25484 | 38 | 38 |  |  | -4.5025 | 38 | -0.25484 | -9.6838
5933 | SI_RAY6 | 6 | South | YES | -0.11849 | 15.4 | 10 | 19.3 | 0 | 1.035 | GST | -1 | 0.25484 | 19.3 | 19.3 |  |  | -2.2868 | 19.3 | -0.25484 | -4.9184
5935 | SI_RAY10 | 10 | South | YES | -0.11849 | 47 | 10 | 47 | 0 | 1.03 | CC | -1 | 0.25484 | 47 | 47 |  |  | -5.5688 | 47 | -0.25484 | -11.9774
80003 | MILHWYS | F | South | YES | -0.11849 | 0 | 0 | 0 | 0 | 1.0168 | AVR | -1 | 0.25484 | 0 | 0 |  |  | 0 | 0 | -0.25484 | 0
8517 | CELANEBI0A | 1 | South | YES | -0.1185 | 29 | 0 | 29 | 0 | 1.02 | Cogen | -1 | 0.25485 | 0 | 0 |  |  | 0 | 0 | -0.25485 | 0
80080 | GWINDT11A | 3 | South | YES | -0.11858 | 0 | 0 | 38 | 0 | 1.025 | Wind | -1 | 0.25493 | 0 | 38 |  |  | 0 | 0 | -0.25493 | 0
80080 | GWINDT11A | 4 | South | YES | -0.11858 | 3.8 | 0 | 19 | 0 | 1.025 | Wind | -1 | 0.25493 | 0 | 19 |  |  | 0 | 0 | -0.25493 | 0
80080 | GWINDT11A | 2 | South | YES | -0.11858 | 0 | 0 | 41 | 0 | 1.025 | Wind | -1 | 0.25493 | 0 | 41 |  |  | 0 | 0 | -0.25493 | 0
80080 | GWINDT11A | 1 | South | YES | -0.11858 | 28.2 | 0 | 94 | 0 | 1.025 | Wind | -1 | 0.25493 | 0 | 94 |  |  | 0 | 0 | -0.25493 | 0
80081 | GWINDT21A | 4 | South | YES | -0.11858 | 4.4 | 0 | 22 | 0 | 1.025 | Wind | -1 | 0.25493 | 0 | 22 |  |  | 0 | 0 | -0.25493 | 0
80081 | GWINDT21A | 1 | South | YES | -0.11858 | 28.2 | 0 | 94 | 0 | 1.025 | Wind | -1 | 0.25493 | 0 | 94 |  |  | 0 | 0 | -0.25493 | 0
80081 | GWINDT21A | 3 | South | YES | -0.11858 | 8.6 | 0 | 43 | 0 | 1.025 | Wind | -1 | 0.25493 | 0 | 43 |  |  | 0 | 0 | -0.25493 | 0
80081 | GWINDT21A | 2 | South | YES | -0.11858 | 7.2 | 0 | 36 | 0 | 1.025 | Wind | -1 | 0.25493 | 0 | 36 |  |  | 0 | 0 | -0.25493 | 0
80180 | PNSCALT11A | 2 | South | YES | -0.11858 | 10 | 0 | 50 | 0 | 1.025 | Wind | -1 | 0.25493 | 0 | 50 |  |  | 0 | 0 | -0.25493 | 0
80180 | PNSCALT11A | 1 | South | YES | -0.11858 | 43.8 | 0 | 148 | 0 | 1.025 | Wind | -1 | 0.25493 | 0 | 148 |  |  | 0 | 0 | -0.25493 | 0
80181 | PNSCALT21A | 2 | South | YES | -0.11858 | 10 | 0 | 50 | 0 | 1.025 | Wind | -1 | 0.25493 | 0 | 50 |  |  | 0 | 0 | -0.25493 | 0
80181 | PNSCALT21A | 1 | South | YES | -0.11858 | 16.5 | 0 | 55 | 0 | 1.025 | Wind | -1 | 0.25493 | 0 | 55 |  |  | 0 | 0 | -0.25493 | 0
8173 | VICEC51A | 5 | South | YES | -0.11895 | 144 | 18 | 144 | 0 | 1.025 | CC | -1 | 0.2553 | 144 | 144 |  |  | -17.1285 | 144 | -0.2553 | -36.7631
8174 | VICEC61A | 6 | South | YES | -0.11895 | 188 | 42 | 188 | 0 | 1.025 | CC | -1 | 0.2553 | 188 | 188 |  |  | -22.3622 | 188 | -0.2553 | -47.9963
7026 | L_INKSDA1_1Y | 1 | South | YES | -0.12007 | 0 | 0 | 13.7 |  | 1 | Hydro | -1 | 0.25642 | 0 | 0 |  |  | 0 | 0 | -0.25642 | 0
88198 | BEEVILLE | F | South | YES | -0.12134 | 0 | 0 | 0 | 0 | 1.02 | AVR | -1 | 0.25769 | 0 | 0 |  |  | 0 | 0 | -0.25769 | 0
8161 | COLETO0A | 1 | South | YES | -0.12146 | 633 | 200 | 633 | 0 | 1.03 | LIGCO | -1 | 0.25781 | 0 | 633 |  |  | 0 | 0 | -0.25781 | 0
7022 | L_BUCHAN1_1Y | 1 | South | YES | -0.12521 | 0 | 0 | 18 |  | 1 | Hydro | -1 | 0.26156 | 0 | 0 |  |  | 0 | 0 | -0.26156 | 0
7023 | L_BUCHAN1_2Y | 2 | South | YES | -0.12521 | 0 | 0 | 18 |  | 1 | Hydro | -1 | 0.26156 | 0 | 0 |  |  | 0 | 0 | -0.26156 | 0
7024 | L_BUCHAN1_3Y | 3 | South | YES | -0.12521 | 0 | 0 | 15 |  | 1 | Hydro | -1 | 0.26156 | 0 | 0 |  |  | 0 | 0 | -0.26156 | 0
5903 | SANMIGUELGEN | 1 | South | YES | -0.12749 | 396.3 | 180 | 396.3 | 0 | 1.0336 | LIGCO | -1 | 0.26384 | 0 | 396.3 |  |  | 0 | 0 | -0.26384 | 0
7000 | L_FERGUS1_1Y | 1 | South | YES | -0.12833 | 400 | 65 | 423.3 | 0 | 1.015 | GSC | -1 | 0.26468 | 423.3 | 423.3 |  |  | -54.3229 | 423.3 | -0.26468 | -112.0405
7035 | L_WIRTZ_1G1Y | 1 | South | YES | -0.1294 | 0 | 0 | 29 |  | 1 | Hydro | -1 | 0.26575 | 0 | 0 |  |  | 0 | 0 | -0.26575 | 0
7036 | L_WIRTZ_1G2Y | 2 | South | YES | -0.1294 | 0 | 0 | 29.7 |  | 1 | Hydro | -1 | 0.26575 | 0 | 0 |  |  | 0 | 0 | -0.26575 | 0
5264 | LEON_LCP3G3 | 3 | South | YES | -0.13066 | 0 | 20 | 58 |  | 1.0197 | GST | -1 | 0.26701 | 58 | 58 |  |  | -7.5783 | 58 | -0.26701 | -15.4867
5265 | LEON_LCP4G4 | 4 | South | YES | -0.13066 | 89 | 25 | 89 | 0 | 1.0197 | GST | -1 | 0.26701 | 89 | 89 |  |  | -11.6288 | 89 | -0.26701 | -23.7641
5266 | LEON_LCPCT1 | 1 | South | YES | -0.13066 | 44 | 24 | 44 | 0 | 1.0197 | GGT | -1 | 0.26701 | 44 | 44 |  |  | -5.7491 | 44 | -0.26701 | -11.7485
5267 | LEON_LCPCT2 | 2 | South | YES | -0.13066 | 44 | 24 | 44 | 0 | 1.0197 | GGT | -1 | 0.26701 | 44 | 44 |  |  | -5.7491 | 44 | -0.26701 | -11.7485
5268 | LEON_LCPCT3 | 3 | South | YES | -0.13066 | 43 | 24 | 43 | 0 | 1.0197 | GGT | -1 | 0.26701 | 43 | 43 |  |  | -5.6184 | 43 | -0.26701 | -11.4815
5269 | LEON_LCPCT4 | 4 | South | YES | -0.13066 | 45 | 24 | 45 | 0 | 1.0197 | GGT | -1 | 0.26701 | 45 | 45 |  |  | -5.8797 | 45 | -0.26701 | -12.0156
5401 | CALAVER_JKS1 | 1 | South | YES | -0.1312 | 562 | 100 | 562 | 0 | 1.026 | LIGCO | -1 | 0.26755 | 0 | 562 |  |  | 0 | 0 | -0.26755 | 0
5028 | BRAUNIG_VHB3 | 3 | South | YES | -0.13146 | 407 | 60 | 407 | 0 | 1.0138 | GST | -1 | 0.26782 | 407 | 407 |  |  | -53.5063 | 407 | -0.26782 | -109.0013
5476 | BRA_AVR1_CT1 | 1 | South | YES | -0.13155 | 155 | 90 | 155 | 0 | 1.025 | CC | -1 | 0.2679 | 155 | 155 |  |  | -20.3907 | 155 | -0.2679 | -41.5252
5477 | BRA_AVR1_ST | 1 | South | YES | -0.13155 | 174 | 138 | 174 | 0 | 1.025 | CC | -1 | 0.2679 | 174 | 174 |  |  | -22.8902 | 174 | -0.2679 | -46.6154
5478 | BRA_AVR1_CT2 | 1 | South | YES | -0.13155 | 155 | 90 | 155 | 0 | 1.025 | CC | -1 | 0.2679 | 155 | 155 |  |  | -20.3907 | 155 | -0.2679 | -41.5252
5026 | BRAUNIG_VHB1 | 1 | South | YES | -0.1316 | 215 | 40 | 215 | 0 | 1.0192 | GST | -1 | 0.26796 | 215 | 215 |  |  | -28.2949 | 215 | -0.26796 | -57.6104
5027 | BRAUNIG_VHB2 | 2 | South | YES | -0.1316 | 216 | 40 | 216 | 0 | 1.0192 | GST | -1 | 0.26796 | 216 | 216 |  |  | -28.4265 | 216 | -0.26796 | -57.8784
8189 | CUECPL2A | 1 | South | YES | -0.13162 | 12 | 0 | 12 | 0 | 1.02 | Cogen | -1 | 0.26798 | 0 | 0 |  |  | 0 | 0 | -0.26798 | 0
5396 | CALAVER_OWS1 | 1 | South | YES | -0.13171 | 418 | 80 | 418 | 0 | 1.0192 | GST | -1 | 0.26806 | 418 | 418 |  |  | -55.0539 | 418 | -0.26806 | -112.0489
5397 | CALAVER_OWS2 | 2 | South | YES | -0.13171 | 400 | 80 | 400 | 0 | 1.0192 | GST | -1 | 0.26806 | 400 | 400 |  |  | -52.6832 | 400 | -0.26806 | -107.2238
5111 | CALAVER_JTD1 | 1 | South | YES | -0.13184 | 430 | 80 | 430 | 0 | 1.0138 | LIGCO | -1 | 0.2682 | 0 | 430 |  |  | 0 | 0 | -0.2682 | 0
5112 | CALAVER_JTD2 | 2 | South | YES | -0.13184 | 430 | 80 | 430 | 0 | 1.0138 | LIGCO | -1 | 0.2682 | 0 | 430 |  |  | 0 | 0 | -0.2682 | 0
5436 | TUTTL_WBT1G1 | 1 | South | YES | -0.13235 | 48.8 | 20 | 61 | 0 | 1.012 | GST | -1 | 0.2687 | 61 | 61 |  |  | -8.0735 | 61 | -0.2687 | -16.391
5438 | TUTTL_WBT3G3 | 3 | South | YES | -0.13235 | 95 | 25 | 95 | 0 | 1.012 | GST | -1 | 0.2687 | 95 | 95 |  |  | -12.5735 | 95 | -0.2687 | -25.5269
5439 | TUTTL_WBT4G4 | 4 | South | YES | -0.13235 | 151 | 40 | 151 | 0 | 1.012 | GST | -1 | 0.2687 | 151 | 151 |  |  | -19.9853 | 151 | -0.2687 | -40.5744
7028 | L_MARBFA1_1Y | 1 | South | YES | -0.13459 | 0 | 0 | 18 |  | 1 | Hydro | -1 | 0.27094 | 0 | 0 |  |  | 0 | 0 | -0.27094 | 0
7029 | L_MARBFA1_2Y | 2 | South | YES | -0.13459 | 0 | 0 | 18 |  | 1 | Hydro | -1 | 0.27094 | 0 | 0 |  |  | 0 | 0 | -0.27094 | 0
7800 | L_GUADGE1_1Y | 1 | South | YES | -0.13506 | 147 | 30 | 147 | 0 | 1.02 | CC | -1 | 0.27141 | 147 | 147 |  |  | -19.8537 | 147 | -0.27141 | -39.8973
7801 | L_GUADGE1_2Y | 2 | South | YES | -0.13506 | 138 | 30 | 138 | 0 | 1.02 | CC | -1 | 0.27141 | 138 | 138 |  |  | -18.6381 | 138 | -0.27141 | -37.4546
7802 | L_GUADGE1_3Y | 3 | South | YES | -0.13506 | 146 | 30 | 146 | 0 | 1.02 | CC | -1 | 0.27141 | 146 | 146 |  |  | -19.7186 | 146 | -0.27141 | -39.6259
7803 | L_GUADGE1_4Y | 4 | South | YES | -0.13506 | 149 | 30 | 149 | 0 | 1.02 | CC | -1 | 0.27141 | 149 | 149 |  |  | -20.1238 | 149 | -0.27141 | -40.4402
7804 | L_GUADGE1_5Y | 5 | South | YES | -0.13506 | 182 | 30 | 182 | 0 | 1.02 | CC | -1 | 0.27141 | 182 | 182 |  |  | -24.5807 | 182 | -0.27141 | -49.3967
7805 | L_GUADGE1_6Y | 6 | South | YES | -0.13506 | 203 | 30 | 203 | 0 | 1.02 | CC | -1 | 0.27141 | 203 | 203 |  |  | -27.417 | 203 | -0.27141 | -55.0963
7624 | L_LAKEWO9_1Y | 1 | South | YES | -0.13655 | 0 | 0 | 2.4 |  | 1 | Hydro | -1 | 0.2729 | 0 | 0 |  |  | 0 | 0 | -0.2729 | 0
7624 | L_LAKEWO9_1Y | 2 | South | YES | -0.13655 | 0 | 0 | 2.4 |  | 1 | Hydro | -1 | 0.2729 | 0 | 0 |  |  | 0 | 0 | -0.2729 | 0
7609 | L_SCHUMA8_1Y | 1 | South | YES | -0.13664 | 0 | 0 | 4 |  | 1 | Hydro | -1 | 0.27299 | 0 | 0 |  |  | 0 | 0 | -0.27299 | 0
7605 | L_MCQUEE9_1Y | 1 | South | YES | -0.13785 | 0 | 0 | 2.4 |  | 1.025 | Hydro | -1 | 0.2742 | 0 | 0 |  |  | 0 | 0 | -0.2742 | 0
7605 | L_MCQUEE9_1Y | 2 | South | YES | -0.13785 | 0 | 0 | 2.4 |  | 1.025 | Hydro | -1 | 0.2742 | 0 | 0 |  |  | 0 | 0 | -0.2742 | 0
7605 | L_MCQUEE9_1Y | 3 | South | YES | -0.13785 | 0 | 0 | 2.8 |  | 1.025 | Hydro | -1 | 0.2742 | 0 | 0 |  |  | 0 | 0 | -0.2742 | 0
7810 | L_RIONOG1G1Y | 1 | South | YES | -0.13822 | 148 | 0 | 148 | 0 | 1.02 | CC | -1 | 0.27457 | 148 | 148 |  |  | -20.456 | 148 | -0.27457 | -40.636
7811 | L_RIONOG1G2Y | 2 | South | YES | -0.13822 | 148 | 0 | 148 | 0 | 1.02 | CC | -1 | 0.27457 | 148 | 148 |  |  | -20.456 | 148 | -0.27457 | -40.636
7812 | L_RIONOG1G3Y | 3 | South | YES | -0.13822 | 154 | 0 | 154 | 0 | 1.02 | CC | -1 | 0.27457 | 154 | 154 |  |  | -21.2853 | 154 | -0.27457 | -42.2834
7813 | L_RIONOG1S1Y | 4 | South | YES | -0.13822 | 293 | 0 | 293 | 0 | 1.02 | CC | -1 | 0.27457 | 293 | 293 |  |  | -40.4973 | 293 | -0.27457 | -80.4483
7014 | L_HAYSEN1_1Y | 1 | South | YES | -0.14156 | 223.9 | 74 | 223.9 | 0 | 1.008 | CC | -1 | 0.27791 | 223.9 | 223.9 |  |  | -31.6948 | 223.9 | -0.27791 | -62.2239
7015 | L_HAYSEN1_2Y | 2 | South | YES | -0.14156 | 225 | 74 | 225 | 0 | 1.008 | CC | -1 | 0.27791 | 225 | 225 |  |  | -31.8505 | 225 | -0.27791 | -62.5296
7016 | L_HAYSEN1_3Y | 3 | South | YES | -0.14156 | 224.6 | 74 | 224.6 | 0 | 1.008 | CC | -1 | 0.27791 | 224.6 | 224.6 |  |  | -31.7939 | 224.6 | -0.27791 | -62.4185
7017 | L_HAYSEN1_4Y | 4 | South | YES | -0.14156 | 226.7 | 74 | 226.7 | 0 | 1.008 | CC | -1 | 0.27791 | 226.7 | 226.7 |  |  | -32.0912 | 226.7 | -0.27791 | -63.0021
7487 | L_CANYHY8_1Y | 1 | South | YES | -0.14173 | 0 | 0 | 6 |  | 1 | Hydro | -1 | 0.27808 | 0 | 0 |  |  | 0 | 0 | -0.27808 | 0
7303 | L_WPPGS12_1Y | 1 | South | YES | -0.14506 | 50 | 0 | 50 | 0 | 1.025 | GGT | -1 | 0.28141 | 50 | 50 |  |  | -7.253 | 50 | -0.28141 | -14.0706
7303 | L_WPPGS12_1Y | 2 | South | YES | -0.14506 | 50 | 0 | 50 | 0 | 1.025 | GGT | -1 | 0.28141 | 50 | 50 |  |  | -7.253 | 50 | -0.28141 | -14.0706
7305 | L_WPPGS34_1Y | 3 | South | YES | -0.14506 | 50 | 0 | 50 | 0 | 1.025 | GGT | -1 | 0.28141 | 50 | 50 |  |  | -7.253 | 50 | -0.28141 | -14.0706
7305 | L_WPPGS34_1Y | 4 | South | YES | -0.14506 | 50 | 0 | 50 | 0 | 1.025 | GGT | -1 | 0.28141 | 50 | 50 |  |  | -7.253 | 50 | -0.28141 | -14.0706
7012 | L_FPPYD21_3Y | 3 | South | YES | -0.14587 | 427.5 | 200 | 436 | 0 | 1.02 | LIGCO | -1 | 0.28222 | 0 | 436 |  |  | 0 | 0 | -0.28222 | 0
7010 | L_FPPYD11_1Y | 1 | South | YES | -0.14596 | 547.4 | 200 | 606 | 0 | 1.02 | LIGCO | -1 | 0.28231 | 0 | 606 |  |  | 0 | 0 | -0.28231 | 0
7011 | L_FPPYD11_2Y | 2 | South | YES | -0.14596 | 552.2 | 200 | 598 | 0 | 1.02 | LIGCO | -1 | 0.28231 | 0 | 598 |  |  | 0 | 0 | -0.28231 | 0
7031 | L_MARSFO1G1Y | 1 | South | YES | -0.14755 | 0 | 0 | 36 |  | 1 | Hydro | -1 | 0.2839 | 0 | 0 |  |  | 0 | 0 | -0.2839 | 0
7032 | L_MARSFO1G2Y | 2 | South | YES | -0.14755 | 0 | 0 | 35 |  | 1 | Hydro | -1 | 0.2839 | 0 | 0 |  |  | 0 | 0 | -0.2839 | 0
7033 | L_MARSFO1G3Y | 3 | South | YES | -0.14755 | 0 | 0 | 36 |  | 1 | Hydro | -1 | 0.2839 | 0 | 0 |  |  | 0 | 0 | -0.2839 | 0
7004 | L_SIMGID1_1Y | 1 | South | YES | -0.15248 | 132 | 40 | 132 | 0 | 1.02 | GST | -1 | 0.28883 | 132 | 132 |  |  | -20.1274 | 132 | -0.28883 | -38.1258
7005 | L_SIMGID1_2Y | 2 | South | YES | -0.15248 | 133 | 32 | 139 | 0 | 1.02 | GST | -1 | 0.28883 | 139 | 139 |  |  | -21.1947 | 139 | -0.28883 | -40.1476
7006 | L_SIMGID1_3Y | 3 | South | YES | -0.15248 | 324.9 | 60 | 329 | 0 | 1.02 | GST | -1 | 0.28883 | 329 | 329 |  |  | -50.1659 | 329 | -0.28883 | -95.0256
7020 | L_AUSTPL1_1Y | 1 | South | YES | -0.15425 | 0 | 0 | 8 |  | 1 | Hydro | -1 | 0.2906 | 0 | 0 |  |  | 0 | 0 | -0.2906 | 0
7020 | L_AUSTPL1_1Y | 2 | South | YES | -0.15425 | 0 | 0 | 8 |  | 1 | Hydro | -1 | 0.2906 | 0 | 0 |  |  | 0 | 0 | -0.2906 | 0
9016 | SANDH_G1 | 1 | South | YES | -0.15468 | 45 | 2 | 49 | 0 | 1.0175 | GGT | -1 | 0.29103 | 49 | 49 |  |  | -7.5792 | 49 | -0.29103 | -14.2604
9017 | SANDH_G2 | 2 | South | YES | -0.15468 | 45 | 2 | 46 | 0 | 1.0175 | GGT | -1 | 0.29103 | 46 | 46 |  |  | -7.1151 | 46 | -0.29103 | -13.3873
9018 | SANDH_G3 | 3 | South | YES | -0.15468 | 45 | 2 | 46 | 0 | 1.0175 | GGT | -1 | 0.29103 | 46 | 46 |  |  | -7.1151 | 46 | -0.29103 | -13.3873
9019 | SANDH_G4 | 4 | South | YES | -0.15468 | 0 | 2 | 47 |  | 1.0175 | GGT | -1 | 0.29103 | 47 | 47 |  |  | -7.2698 | 47 | -0.29103 | -13.6783
9020 | SANDHG5A | 5A | South | YES | -0.15468 | 150 | 84 | 155 | 0 | 1.0175 | CC | -1 | 0.29103 | 155 | 155 |  |  | -23.9749 | 155 | -0.29103 | -45.1094
9021 | SANDHG5C | 5C | South | YES | -0.15468 | 140 | 0 | 148 | 0 | 1.0175 | CC | -1 | 0.29103 | 148 | 148 |  |  | -22.8922 | 148 | -0.29103 | -43.0722
9000 | DECKR_G1 | 1 | South | YES | -0.15533 | 280 | 50 | 321 | 0 | 1.015 | GST | -1 | 0.29168 | 321 | 321 |  |  | -49.8609 | 321 | -0.29168 | -93.6298
9001 | DECKR_G2 | 2 | South | YES | -0.15533 | 400 | 50 | 426 | 0 | 1.015 | GST | -1 | 0.29168 | 426 | 426 |  |  | -66.1706 | 426 | -0.29168 | -124.2563
9002 | DECKR_G3 | 3 | South | YES | -0.15656 | 0 | 24 | 42 |  | 1.015 | GGT | -1 | 0.29291 | 42 | 42 |  |  | -6.5754 | 42 | -0.29291 | -12.3022
9003 | DECKR_G4 | 4 | South | YES | -0.15656 | 44 | 24 | 44 | 0 | 1.015 | GGT | -1 | 0.29291 | 44 | 44 |  |  | -6.8886 | 44 | -0.29291 | -12.888
9004 | DECKR_G5 | 5 | South | YES | -0.15656 | 44 | 24 | 44 | 0 | 1.015 | GGT | -1 | 0.29291 | 44 | 44 |  |  | -6.8886 | 44 | -0.29291 | -12.888
9005 | DECKR_G6 | 6 | South | YES | -0.15656 | 44 | 24 | 47 | 0 | 1.015 | GGT | -1 | 0.29291 | 47 | 47 |  |  | -7.3582 | 47 | -0.29291 | -13.7667
7807 | L_BASTEN1_1Y | 1 | South | YES | -0.15752 | 152.5 | 83.5 | 152.5 | 0 | 1.004 | CC | -1 | 0.29387 | 152.5 | 152.5 |  |  | -24.0212 | 152.5 | -0.29387 | -44.8148
7808 | L_BASTEN1_2Y | 1 | South | YES | -0.15752 | 149.5 | 83.5 | 149.5 | 0 | 1.004 | CC | -1 | 0.29387 | 149.5 | 149.5 |  |  | -23.5486 | 149.5 | -0.29387 | -43.9332
7809 | L_BASTEN1_3Y | 1 | South | YES | -0.15752 | 232.6 | 42 | 232.6 | 0 | 1.004 | CC | -1 | 0.29387 | 232.6 | 232.6 |  |  | -36.6382 | 232.6 | -0.29387 | -68.3536
7007 | L_LOSTPI1_1Y | 1 | South | YES | -0.15762 | 158.6 | 110 | 158 | 0 | 1 | CC | -1 | 0.29397 | 158 | 158 |  |  | -24.9044 | 158 | -0.29397 | -46.448
7008 | L_LOSTPI1_2Y | 2 | South | YES | -0.15762 | 157.7 | 107 | 160 | 0 | 1 | CC | -1 | 0.29397 | 160 | 160 |  |  | -25.2197 | 160 | -0.29397 | -47.0359
7009 | L_LOSTPI1_3Y | 3 | South | YES | -0.15762 | 173.9 | 72 | 175 | 0 | 1 | CC | -1 | 0.29397 | 175 | 175 |  |  | -27.584 | 175 | -0.29397 | -51.4455
13432 | SANDOW_5G | 5 | South | YES | -0.18095 | 581 | 225 | 581 | 0 | 1.029 | LIGCO | -1 | 0.3173 | 0 | 581 |  |  | 0 | 0 | -0.3173 | 0
3432 | SANDOW_4G | 4 | South | YES | -0.18621 | 580 | 225 | 580 | 0 | 1.029 | LIGCO | -1 | 0.32256 | 0 | 580 |  |  | 0 | 0 | -0.32256 | 0
Note on AL4: Zonal Cap - Zonal Impact

## Distributed Slack - Inc
Number of Bus | Name of Bus | ID | Area Name of Gen | AGC | P Sensitivity of Bus | Gen MW | Min MW | Max MW | V Sensitivity of Bus | Set Volt | Tech Type | Zone Impact | Zone Correlation | Inc Max | Dec Max | Souce S.F. Weighting | Souce Capacity | Sink S.F. Weighting | Sink Capacity | PTDF Calc | PTDF Weighting | Cumulative Share of Zonal Cap | Cumulative Share of Zonal Impact | Cont_ Lake to Tradinghouse and TemplePEC to Tradinghouse OL_ Lake to Tradinghouse |  | i_PTDF_INC_pt | 389 |  | LARECU50A | Unit at max
3432 | SANDOW_4G | 4 | South | YES | -0.18621 | 580 | 225 | 580 | 0 | 1.029 | LIGCO | -1 | 0.32256 | 0 | 580 |  |  | 0 | 0 | -0.32256 | 0 | 0 | 0 |  |  | i_10pctunit | 18 |  | 204 | # units @ max
13432 | SANDOW_5G | 5 | South | YES | -0.18095 | 581 | 225 | 581 | 0 | 1.029 | LIGCO | -1 | 0.3173 | 0 | 581 |  |  | 0 | 0 | -0.3173 | 0 | 0 | 0 | [5 empty] | 0.059203 | delta max
7007 | L_LOSTPI1_1Y | 1 | South | YES | -0.15762 | 158.6 | 110 | 158 | 0 | 1 | CC | -1 | 0.29397 | 158 | 158 |  |  | -24.9044 | 158 | -0.29397 | -46.448 | 0.0074384 | 0.0088688 | [5 empty] | Delta
7008 | L_LOSTPI1_2Y | 2 | South | YES | -0.15762 | 157.7 | 107 | 160 | 0 | 1 | CC | -1 | 0.29397 | 160 | 160 |  |  | -25.2197 | 160 | -0.29397 | -47.0359 | 0.014971 | 0.01785 | Weighted Shift Factors |  |  |  | 1 | 0
7009 | L_LOSTPI1_3Y | 3 | South | YES | -0.15762 | 173.9 | 72 | 175 | 0 | 1 | CC | -1 | 0.29397 | 175 | 175 |  |  | -27.584 | 175 | -0.29397 | -51.4455 | 0.02321 | 0.027673 | North | 0.13635 |  |  | 2 | 0
7807 | L_BASTEN1_1Y | 1 | South | YES | -0.15752 | 152.5 | 83.5 | 152.5 | 0 | 1.004 | CC | -1 | 0.29387 | 152.5 | 152.5 |  |  | -24.0212 | 152.5 | -0.29387 | -44.8148 | 0.030389 | 0.03623 | South | -0.13481 |  |  | 3 | 0.0014304
7808 | L_BASTEN1_2Y | 1 | South | YES | -0.15752 | 149.5 | 83.5 | 149.5 | 0 | 1.004 | CC | -1 | 0.29387 | 149.5 | 149.5 |  |  | -23.5486 | 149.5 | -0.29387 | -43.9332 | 0.037427 | 0.044618 |  |  |  |  | 4 | 0.0028789
7809 | L_BASTEN1_3Y | 1 | South | YES | -0.15752 | 232.6 | 42 | 232.6 | 0 | 1.004 | CC | -1 | 0.29387 | 232.6 | 232.6 |  |  | -36.6382 | 232.6 | -0.29387 | -68.3536 | 0.048378 | 0.05767 |  |  |  |  | 5 | 0.0044631
9002 | DECKR_G3 | 3 | South | YES | -0.15656 | 0 | 24 | 42 |  | 1.015 | GGT | -1 | 0.29291 | 42 | 42 |  |  | -6.5754 | 42 | -0.29291 | -12.3022 | 0.050355 | 0.060019 |  |  |  |  | 6 | 0.0058406
9003 | DECKR_G4 | 4 | South | YES | -0.15656 | 44 | 24 | 44 | 0 | 1.015 | GGT | -1 | 0.29291 | 44 | 44 |  |  | -6.8886 | 44 | -0.29291 | -12.888 | 0.052426 | 0.062479 |  |  |  |  | 7 | 0.007191
9004 | DECKR_G5 | 5 | South | YES | -0.15656 | 44 | 24 | 44 | 0 | 1.015 | GGT | -1 | 0.29291 | 44 | 44 |  |  | -6.8886 | 44 | -0.29291 | -12.888 | 0.054498 | 0.06494 |  |  |  |  | 8 | 0.009292
9005 | DECKR_G6 | 6 | South | YES | -0.15656 | 44 | 24 | 47 | 0 | 1.015 | GGT | -1 | 0.29291 | 47 | 47 |  |  | -7.3582 | 47 | -0.29291 | -13.7667 | 0.056711 | 0.067569 |  |  |  |  | 9 | 0.0096637
9000 | DECKR_G1 | 1 | South | YES | -0.15533 | 280 | 50 | 321 | 0 | 1.015 | GST | -1 | 0.29168 | 321 | 321 |  |  | -49.8609 | 321 | -0.29168 | -93.6298 | 0.071823 | 0.085447 |  |  |  |  | 10 | 0.010053
9001 | DECKR_G2 | 2 | South | YES | -0.15533 | 400 | 50 | 426 | 0 | 1.015 | GST | -1 | 0.29168 | 426 | 426 |  |  | -66.1706 | 426 | -0.29168 | -124.2563 | 0.091878 | 0.10917 |  |  |  |  | 11 | 0.010442
9016 | SANDH_G1 | 1 | South | YES | -0.15468 | 45 | 2 | 49 | 0 | 1.0175 | GGT | -1 | 0.29103 | 49 | 49 |  |  | -7.5792 | 49 | -0.29103 | -14.2604 | 0.094185 | 0.11189 |  |  |  |  | 12 | 0.010858
9017 | SANDH_G2 | 2 | South | YES | -0.15468 | 45 | 2 | 46 | 0 | 1.0175 | GGT | -1 | 0.29103 | 46 | 46 |  |  | -7.1151 | 46 | -0.29103 | -13.3873 | 0.09635 | 0.11445 |  |  |  |  | 13 | 0.013624
9018 | SANDH_G3 | 3 | South | YES | -0.15468 | 45 | 2 | 46 | 0 | 1.0175 | GGT | -1 | 0.29103 | 46 | 46 |  |  | -7.1151 | 46 | -0.29103 | -13.3873 | 0.098516 | 0.11701 |  |  |  |  | 14 | 0.017294
9019 | SANDH_G4 | 4 | South | YES | -0.15468 | 0 | 2 | 47 |  | 1.0175 | GGT | -1 | 0.29103 | 47 | 47 |  |  | -7.2698 | 47 | -0.29103 | -13.6783 | 0.10073 | 0.11962 |  |  |  |  | 15 | 0.01771
9020 | SANDHG5A | 5A | South | YES | -0.15468 | 150 | 84 | 155 | 0 | 1.0175 | CC | -1 | 0.29103 | 155 | 155 |  |  | -23.9749 | 155 | -0.29103 | -45.1094 | 0.10803 | 0.12823 |  |  |  |  | 16 | 0.018101
9021 | SANDHG5C | 5C | South | YES | -0.15468 | 140 | 0 | 148 | 0 | 1.0175 | CC | -1 | 0.29103 | 148 | 148 |  |  | -22.8922 | 148 | -0.29103 | -43.0722 | 0.11499 | 0.13646 |  |  |  |  | 17 | 0.018491
7020 | L_AUSTPL1_1Y | 1 | South | YES | -0.15425 | 0 | 0 | 8 |  | 1 | Hydro | -1 | 0.2906 | 0 | 0 |  |  | 0 | 0 | -0.2906 | 0 | 0.11499 | 0.13646 |  |  |  |  | 18 | 0.01889
7020 | L_AUSTPL1_1Y | 2 | South | YES | -0.15425 | 0 | 0 | 8 |  | 1 | Hydro | -1 | 0.2906 | 0 | 0 |  |  | 0 | 0 | -0.2906 | 0 | 0.11499 | 0.13646 |  |  |  |  | 19 | 0.020206
7004 | L_SIMGID1_1Y | 1 | South | YES | -0.15248 | 132 | 40 | 132 | 0 | 1.02 | GST | -1 | 0.28883 | 132 | 132 |  |  | -20.1274 | 132 | -0.28883 | -38.1258 | 0.12121 | 0.14374 |  |  |  |  | 20 | 0.021463
7005 | L_SIMGID1_2Y | 2 | South | YES | -0.15248 | 133 | 32 | 139 | 0 | 1.02 | GST | -1 | 0.28883 | 139 | 139 |  |  | -21.1947 | 139 | -0.28883 | -40.1476 | 0.12775 | 0.1514 |  |  |  |  | 21 | 0.021463
7006 | L_SIMGID1_3Y | 3 | South | YES | -0.15248 | 324.9 | 60 | 329 | 0 | 1.02 | GST | -1 | 0.28883 | 329 | 329 |  |  | -50.1659 | 329 | -0.28883 | -95.0256 | 0.14324 | 0.16955 |  |  |  |  | 22 | 0.021463
7031 | L_MARSFO1G1Y | 1 | South | YES | -0.14755 | 0 | 0 | 36 |  | 1 | Hydro | -1 | 0.2839 | 0 | 0 |  |  | 0 | 0 | -0.2839 | 0 | 0.14324 | 0.16955 |  |  |  |  | 23 | 0.022528
7032 | L_MARSFO1G2Y | 2 | South | YES | -0.14755 | 0 | 0 | 35 |  | 1 | Hydro | -1 | 0.2839 | 0 | 0 |  |  | 0 | 0 | -0.2839 | 0 | 0.14324 | 0.16955 |  |  |  |  | 24 | 0.02365
7033 | L_MARSFO1G3Y | 3 | South | YES | -0.14755 | 0 | 0 | 36 |  | 1 | Hydro | -1 | 0.2839 | 0 | 0 |  |  | 0 | 0 | -0.2839 | 0 | 0.14324 | 0.16955 |  |  |  |  | 25 | 0.026305
7010 | L_FPPYD11_1Y | 1 | South | YES | -0.14596 | 547.4 | 200 | 606 | 0 | 1.02 | LIGCO | -1 | 0.28231 | 0 | 606 |  |  | 0 | 0 | -0.28231 | 0 | 0.14324 | 0.16955 |  |  |  |  | 26 | 0.026305
7011 | L_FPPYD11_2Y | 2 | South | YES | -0.14596 | 552.2 | 200 | 598 | 0 | 1.02 | LIGCO | -1 | 0.28231 | 0 | 598 |  |  | 0 | 0 | -0.28231 | 0 | 0.14324 | 0.16955 |  |  |  |  | 27 | 0.026305
7012 | L_FPPYD21_3Y | 3 | South | YES | -0.14587 | 427.5 | 200 | 436 | 0 | 1.02 | LIGCO | -1 | 0.28222 | 0 | 436 |  |  | 0 | 0 | -0.28222 | 0 | 0.14324 | 0.16955 |  |  |  |  | 28 | 0.026305
7303 | L_WPPGS12_1Y | 1 | South | YES | -0.14506 | 50 | 0 | 50 | 0 | 1.025 | GGT | -1 | 0.28141 | 50 | 50 |  |  | -7.253 | 50 | -0.28141 | -14.0706 | 0.14559 | 0.17223 |  |  |  |  | 29 | 0.026305
7303 | L_WPPGS12_1Y | 2 | South | YES | -0.14506 | 50 | 0 | 50 | 0 | 1.025 | GGT | -1 | 0.28141 | 50 | 50 |  |  | -7.253 | 50 | -0.28141 | -14.0706 | 0.14795 | 0.17492 |  |  |  |  | 30 | 0.026305
7305 | L_WPPGS34_1Y | 3 | South | YES | -0.14506 | 50 | 0 | 50 | 0 | 1.025 | GGT | -1 | 0.28141 | 50 | 50 |  |  | -7.253 | 50 | -0.28141 | -14.0706 | 0.1503 | 0.17761 |  |  |  |  | 31 | 0.026305
7305 | L_WPPGS34_1Y | 4 | South | YES | -0.14506 | 50 | 0 | 50 | 0 | 1.025 | GGT | -1 | 0.28141 | 50 | 50 |  |  | -7.253 | 50 | -0.28141 | -14.0706 | 0.15266 | 0.18029 |  |  |  |  | 32 | 0.026638
7487 | L_CANYHY8_1Y | 1 | South | YES | -0.14173 | 0 | 0 | 6 |  | 1 | Hydro | -1 | 0.27808 | 0 | 0 |  |  | 0 | 0 | -0.27808 | 0 | 0.15266 | 0.18029 |  |  |  |  | 33 | 0.026971
7014 | L_HAYSEN1_1Y | 1 | South | YES | -0.14156 | 223.9 | 74 | 223.9 | 0 | 1.008 | CC | -1 | 0.27791 | 223.9 | 223.9 |  |  | -31.6948 | 223.9 | -0.27791 | -62.2239 | 0.1632 | 0.19217 |  |  |  |  | 34 | 0.027304
7015 | L_HAYSEN1_2Y | 2 | South | YES | -0.14156 | 225 | 74 | 225 | 0 | 1.008 | CC | -1 | 0.27791 | 225 | 225 |  |  | -31.8505 | 225 | -0.27791 | -62.5296 | 0.17379 | 0.20411 |  |  |  |  | 35 | 0.027636
7016 | L_HAYSEN1_3Y | 3 | South | YES | -0.14156 | 224.6 | 74 | 224.6 | 0 | 1.008 | CC | -1 | 0.27791 | 224.6 | 224.6 |  |  | -31.7939 | 224.6 | -0.27791 | -62.4185 | 0.18436 | 0.21603 |  |  |  |  | 36 | 0.027636
7017 | L_HAYSEN1_4Y | 4 | South | YES | -0.14156 | 226.7 | 74 | 226.7 | 0 | 1.008 | CC | -1 | 0.27791 | 226.7 | 226.7 |  |  | -32.0912 | 226.7 | -0.27791 | -63.0021 | 0.19504 | 0.22806 |  |  |  |  | 37 | 0.028976
7810 | L_RIONOG1G1Y | 1 | South | YES | -0.13822 | 148 | 0 | 148 | 0 | 1.02 | CC | -1 | 0.27457 | 148 | 148 |  |  | -20.456 | 148 | -0.27457 | -40.636 | 0.202 | 0.23582 |  |  |  |  | 38 | 0.030323
7811 | L_RIONOG1G2Y | 2 | South | YES | -0.13822 | 148 | 0 | 148 | 0 | 1.02 | CC | -1 | 0.27457 | 148 | 148 |  |  | -20.456 | 148 | -0.27457 | -40.636 | 0.20897 | 0.24358 |  |  |  |  | 39 | 0.031668
7812 | L_RIONOG1G3Y | 3 | South | YES | -0.13822 | 154 | 0 | 154 | 0 | 1.02 | CC | -1 | 0.27457 | 154 | 154 |  |  | -21.2853 | 154 | -0.27457 | -42.2834 | 0.21622 | 0.25165 |  |  |  |  | 40 | 0.033024
7813 | L_RIONOG1S1Y | 4 | South | YES | -0.13822 | 293 | 0 | 293 | 0 | 1.02 | CC | -1 | 0.27457 | 293 | 293 |  |  | -40.4973 | 293 | -0.27457 | -80.4483 | 0.23002 | 0.26701 |  |  |  |  | 41 | 0.033816
7605 | L_MCQUEE9_1Y | 1 | South | YES | -0.13785 | 0 | 0 | 2.4 |  | 1.025 | Hydro | -1 | 0.2742 | 0 | 0 |  |  | 0 | 0 | -0.2742 | 0 | 0.23002 | 0.26701 |  |  |  |  | 42 | 0.034607
7605 | L_MCQUEE9_1Y | 2 | South | YES | -0.13785 | 0 | 0 | 2.4 |  | 1.025 | Hydro | -1 | 0.2742 | 0 | 0 |  |  | 0 | 0 | -0.2742 | 0 | 0.23002 | 0.26701 |  |  |  |  | 43 | 0.035431
7605 | L_MCQUEE9_1Y | 3 | South | YES | -0.13785 | 0 | 0 | 2.8 |  | 1.025 | Hydro | -1 | 0.2742 | 0 | 0 |  |  | 0 | 0 | -0.2742 | 0 | 0.23002 | 0.26701 |  |  |  |  | 44 | 0.036998
7609 | L_SCHUMA8_1Y | 1 | South | YES | -0.13664 | 0 | 0 | 4 |  | 1 | Hydro | -1 | 0.27299 | 0 | 0 |  |  | 0 | 0 | -0.27299 | 0 | 0.23002 | 0.26701 |  |  |  |  | 45 | 0.036998
7624 | L_LAKEWO9_1Y | 1 | South | YES | -0.13655 | 0 | 0 | 2.4 |  | 1 | Hydro | -1 | 0.2729 | 0 | 0 |  |  | 0 | 0 | -0.2729 | 0 | 0.23002 | 0.26701 |  |  |  |  | 46 | 0.036998
7624 | L_LAKEWO9_1Y | 2 | South | YES | -0.13655 | 0 | 0 | 2.4 |  | 1 | Hydro | -1 | 0.2729 | 0 | 0 |  |  | 0 | 0 | -0.2729 | 0 | 0.23002 | 0.26701 |  |  |  |  | 47 | 0.036998
7800 | L_GUADGE1_1Y | 1 | South | YES | -0.13506 | 147 | 30 | 147 | 0 | 1.02 | CC | -1 | 0.27141 | 147 | 147 |  |  | -19.8537 | 147 | -0.27141 | -39.8973 | 0.23694 | 0.27463 |  |  |  |  | 48 | 0.036998
7801 | L_GUADGE1_2Y | 2 | South | YES | -0.13506 | 138 | 30 | 138 | 0 | 1.02 | CC | -1 | 0.27141 | 138 | 138 |  |  | -18.6381 | 138 | -0.27141 | -37.4546 | 0.24343 | 0.28178 |  |  |  |  | 49 | 0.036998
7802 | L_GUADGE1_3Y | 3 | South | YES | -0.13506 | 146 | 30 | 146 | 0 | 1.02 | CC | -1 | 0.27141 | 146 | 146 |  |  | -19.7186 | 146 | -0.27141 | -39.6259 | 0.25031 | 0.28935 |  |  |  |  | 50 | 0.036998
7803 | L_GUADGE1_4Y | 4 | South | YES | -0.13506 | 149 | 30 | 149 | 0 | 1.02 | CC | -1 | 0.27141 | 149 | 149 |  |  | -20.1238 | 149 | -0.27141 | -40.4402 | 0.25732 | 0.29707 |  |  |  |  | 51 | 0.037695
7804 | L_GUADGE1_5Y | 5 | South | YES | -0.13506 | 182 | 30 | 182 | 0 | 1.02 | CC | -1 | 0.27141 | 182 | 182 |  |  | -24.5807 | 182 | -0.27141 | -49.3967 | 0.26589 | 0.3065 |  |  |  |  | 52 | 0.03835
7805 | L_GUADGE1_6Y | 6 | South | YES | -0.13506 | 203 | 30 | 203 | 0 | 1.02 | CC | -1 | 0.27141 | 203 | 203 |  |  | -27.417 | 203 | -0.27141 | -55.0963 | 0.27545 | 0.31702 |  |  |  |  | 53 | 0.039043
7028 | L_MARBFA1_1Y | 1 | South | YES | -0.13459 | 0 | 0 | 18 |  | 1 | Hydro | -1 | 0.27094 | 0 | 0 |  |  | 0 | 0 | -0.27094 | 0 | 0.27545 | 0.31702 |  |  |  |  | 54 | 0.03975
7029 | L_MARBFA1_2Y | 2 | South | YES | -0.13459 | 0 | 0 | 18 |  | 1 | Hydro | -1 | 0.27094 | 0 | 0 |  |  | 0 | 0 | -0.27094 | 0 | 0.27545 | 0.31702 |  |  |  |  | 55 | 0.040613
5436 | TUTTL_WBT1G1 | 1 | South | YES | -0.13235 | 48.8 | 20 | 61 | 0 | 1.012 | GST | -1 | 0.2687 | 61 | 61 |  |  | -8.0735 | 61 | -0.2687 | -16.391 | 0.27832 | 0.32015 |  |  |  |  | 56 | 0.041576
5438 | TUTTL_WBT3G3 | 3 | South | YES | -0.13235 | 95 | 25 | 95 | 0 | 1.012 | GST | -1 | 0.2687 | 95 | 95 |  |  | -12.5735 | 95 | -0.2687 | -25.5269 | 0.28279 | 0.32503 |  |  |  |  | 57 | 0.041576
5439 | TUTTL_WBT4G4 | 4 | South | YES | -0.13235 | 151 | 40 | 151 | 0 | 1.012 | GST | -1 | 0.2687 | 151 | 151 |  |  | -19.9853 | 151 | -0.2687 | -40.5744 | 0.2899 | 0.33277 |  |  |  |  | 58 | 0.041576
5111 | CALAVER_JTD1 | 1 | South | YES | -0.13184 | 430 | 80 | 430 | 0 | 1.0138 | LIGCO | -1 | 0.2682 | 0 | 430 |  |  | 0 | 0 | -0.2682 | 0 | 0.2899 | 0.33277 |  |  |  |  | 59 | 0.041834
5112 | CALAVER_JTD2 | 2 | South | YES | -0.13184 | 430 | 80 | 430 | 0 | 1.0138 | LIGCO | -1 | 0.2682 | 0 | 430 |  |  | 0 | 0 | -0.2682 | 0 | 0.2899 | 0.33277 |  |  |  |  | 60 | 0.042236
5396 | CALAVER_OWS1 | 1 | South | YES | -0.13171 | 418 | 80 | 418 | 0 | 1.0192 | GST | -1 | 0.26806 | 418 | 418 |  |  | -55.0539 | 418 | -0.26806 | -112.0489 | 0.30958 | 0.35417 |  |  |  |  | 61 | 0.042874
5397 | CALAVER_OWS2 | 2 | South | YES | -0.13171 | 400 | 80 | 400 | 0 | 1.0192 | GST | -1 | 0.26806 | 400 | 400 |  |  | -52.6832 | 400 | -0.26806 | -107.2238 | 0.32841 | 0.37464 |  |  |  |  | 62 | 0.042874
8189 | CUECPL2A | 1 | South | YES | -0.13162 | 12 | 0 | 12 | 0 | 1.02 | Cogen | -1 | 0.26798 | 0 | 0 |  |  | 0 | 0 | -0.26798 | 0 | 0.32841 | 0.37464 |  |  |  |  | 63 | 0.042874
5026 | BRAUNIG_VHB1 | 1 | South | YES | -0.1316 | 215 | 40 | 215 | 0 | 1.0192 | GST | -1 | 0.26796 | 215 | 215 |  |  | -28.2949 | 215 | -0.26796 | -57.6104 | 0.33853 | 0.38564 |  |  |  |  | 64 | 0.04459
5027 | BRAUNIG_VHB2 | 2 | South | YES | -0.1316 | 216 | 40 | 216 | 0 | 1.0192 | GST | -1 | 0.26796 | 216 | 216 |  |  | -28.4265 | 216 | -0.26796 | -57.8784 | 0.3487 | 0.39669 |  |  |  |  | 65 | 0.046232
5476 | BRA_AVR1_CT1 | 1 | South | YES | -0.13155 | 155 | 90 | 155 | 0 | 1.025 | CC | -1 | 0.2679 | 155 | 155 |  |  | -20.3907 | 155 | -0.2679 | -41.5252 | 0.356 | 0.40462 |  |  |  |  | 66 | 0.046232
5477 | BRA_AVR1_ST | 1 | South | YES | -0.13155 | 174 | 138 | 174 | 0 | 1.025 | CC | -1 | 0.2679 | 174 | 174 |  |  | -22.8902 | 174 | -0.2679 | -46.6154 | 0.36419 | 0.41352 |  |  |  |  | 67 | 0.04711
5478 | BRA_AVR1_CT2 | 1 | South | YES | -0.13155 | 155 | 90 | 155 | 0 | 1.025 | CC | -1 | 0.2679 | 155 | 155 |  |  | -20.3907 | 155 | -0.2679 | -41.5252 | 0.37149 | 0.42145 |  |  |  |  | 68 | 0.047993
5028 | BRAUNIG_VHB3 | 3 | South | YES | -0.13146 | 407 | 60 | 407 | 0 | 1.0138 | GST | -1 | 0.26782 | 407 | 407 |  |  | -53.5063 | 407 | -0.26782 | -109.0013 | 0.39065 | 0.44226 |  |  |  |  | 69 | 0.048624
5401 | CALAVER_JKS1 | 1 | South | YES | -0.1312 | 562 | 100 | 562 | 0 | 1.026 | LIGCO | -1 | 0.26755 | 0 | 562 |  |  | 0 | 0 | -0.26755 | 0 | 0.39065 | 0.44226 |  |  |  |  | 70 | 0.049333
5264 | LEON_LCP3G3 | 3 | South | YES | -0.13066 | 0 | 20 | 58 |  | 1.0197 | GST | -1 | 0.26701 | 58 | 58 |  |  | -7.5783 | 58 | -0.26701 | -15.4867 | 0.39338 | 0.44522 |  |  |  |  | 71 | 0.049965
5265 | LEON_LCP4G4 | 4 | South | YES | -0.13066 | 89 | 25 | 89 | 0 | 1.0197 | GST | -1 | 0.26701 | 89 | 89 |  |  | -11.6288 | 89 | -0.26701 | -23.7641 | 0.39757 | 0.44976 |  |  |  |  | 72 | 0.051617
5266 | LEON_LCPCT1 | 1 | South | YES | -0.13066 | 44 | 24 | 44 | 0 | 1.0197 | GGT | -1 | 0.26701 | 44 | 44 |  |  | -5.7491 | 44 | -0.26701 | -11.7485 | 0.39964 | 0.452 |  |  |  |  | 73 | 0.051617
5267 | LEON_LCPCT2 | 2 | South | YES | -0.13066 | 44 | 24 | 44 | 0 | 1.0197 | GGT | -1 | 0.26701 | 44 | 44 |  |  | -5.7491 | 44 | -0.26701 | -11.7485 | 0.40171 | 0.45424 |  |  |  |  | 74 | 0.051843
5268 | LEON_LCPCT3 | 3 | South | YES | -0.13066 | 43 | 24 | 43 | 0 | 1.0197 | GGT | -1 | 0.26701 | 43 | 43 |  |  | -5.6184 | 43 | -0.26701 | -11.4815 | 0.40373 | 0.45644 |  |  |  |  | 75 | 0.052191
5269 | LEON_LCPCT4 | 4 | South | YES | -0.13066 | 45 | 24 | 45 | 0 | 1.0197 | GGT | -1 | 0.26701 | 45 | 45 |  |  | -5.8797 | 45 | -0.26701 | -12.0156 | 0.40585 | 0.45873 |  |  |  |  | 76 | 0.052363
7035 | L_WIRTZ_1G1Y | 1 | South | YES | -0.1294 | 0 | 0 | 29 |  | 1 | Hydro | -1 | 0.26575 | 0 | 0 |  |  | 0 | 0 | -0.26575 | 0 | 0.40585 | 0.45873 |  |  |  |  | 77 | 0.052535
7036 | L_WIRTZ_1G2Y | 2 | South | YES | -0.1294 | 0 | 0 | 29.7 |  | 1 | Hydro | -1 | 0.26575 | 0 | 0 |  |  | 0 | 0 | -0.26575 | 0 | 0.40585 | 0.45873 |  |  |  |  | 78 | 0.052702
7000 | L_FERGUS1_1Y | 1 | South | YES | -0.12833 | 400 | 65 | 423.3 | 0 | 1.015 | GSC | -1 | 0.26468 | 423.3 | 423.3 |  |  | -54.3229 | 423.3 | -0.26468 | -112.0405 | 0.42578 | 0.48012 |  |  |  |  | 79 | 0.052878
5903 | SANMIGUELGEN | 1 | South | YES | -0.12749 | 396.3 | 180 | 396.3 | 0 | 1.0336 | LIGCO | -1 | 0.26384 | 0 | 396.3 |  |  | 0 | 0 | -0.26384 | 0 | 0.42578 | 0.48012 |  |  |  |  | 80 | 0.052878
7022 | L_BUCHAN1_1Y | 1 | South | YES | -0.12521 | 0 | 0 | 18 |  | 1 | Hydro | -1 | 0.26156 | 0 | 0 |  |  | 0 | 0 | -0.26156 | 0 | 0.42578 | 0.48012 |  |  |  |  | 81 | 0.052878
7023 | L_BUCHAN1_2Y | 2 | South | YES | -0.12521 | 0 | 0 | 18 |  | 1 | Hydro | -1 | 0.26156 | 0 | 0 |  |  | 0 | 0 | -0.26156 | 0 | 0.42578 | 0.48012 |  |  |  |  | 82 | 0.054343
7024 | L_BUCHAN1_3Y | 3 | South | YES | -0.12521 | 0 | 0 | 15 |  | 1 | Hydro | -1 | 0.26156 | 0 | 0 |  |  | 0 | 0 | -0.26156 | 0 | 0.42578 | 0.48012 |  |  |  |  | 83 | 0.054343
8161 | COLETO0A | 1 | South | YES | -0.12146 | 633 | 200 | 633 | 0 | 1.03 | LIGCO | -1 | 0.25781 | 0 | 633 |  |  | 0 | 0 | -0.25781 | 0 | 0.42578 | 0.48012 |  |  |  |  | 84 | 0.054343
88198 | BEEVILLE | F | South | YES | -0.12134 | 0 | 0 | 0 | 0 | 1.02 | AVR | -1 | 0.25769 | 0 | 0 |  |  | 0 | 0 | -0.25769 | 0 | 0.42578 | 0.48012 |  |  |  |  | 85 | 0.054343
7026 | L_INKSDA1_1Y | 1 | South | YES | -0.12007 | 0 | 0 | 13.7 |  | 1 | Hydro | -1 | 0.25642 | 0 | 0 |  |  | 0 | 0 | -0.25642 | 0 | 0.42578 | 0.48012 |  |  |  |  | 86 | 0.054343
8173 | VICEC51A | 5 | South | YES | -0.11895 | 144 | 18 | 144 | 0 | 1.025 | CC | -1 | 0.2553 | 144 | 144 |  |  | -17.1285 | 144 | -0.2553 | -36.7631 | 0.43256 | 0.48714 |  |  |  |  | 87 | 0.054343
8174 | VICEC61A | 6 | South | YES | -0.11895 | 188 | 42 | 188 | 0 | 1.025 | CC | -1 | 0.2553 | 188 | 188 |  |  | -22.3622 | 188 | -0.2553 | -47.9963 | 0.44141 | 0.49631 |  |  |  |  | 88 | 0.054343
80080 | GWINDT11A | 3 | South | YES | -0.11858 | 0 | 0 | 38 | 0 | 1.025 | Wind | -1 | 0.25493 | 0 | 38 |  |  | 0 | 0 | -0.25493 | 0 | 0.44141 | 0.49631 |  |  |  |  | 89 | 0.054343
80080 | GWINDT11A | 4 | South | YES | -0.11858 | 3.8 | 0 | 19 | 0 | 1.025 | Wind | -1 | 0.25493 | 0 | 19 |  |  | 0 | 0 | -0.25493 | 0 | 0.44141 | 0.49631 |  |  |  |  | 90 | 0.054583
80080 | GWINDT11A | 2 | South | YES | -0.11858 | 0 | 0 | 41 | 0 | 1.025 | Wind | -1 | 0.25493 | 0 | 41 |  |  | 0 | 0 | -0.25493 | 0 | 0.44141 | 0.49631 |  |  |  |  | 91 | 0.054897
80080 | GWINDT11A | 1 | South | YES | -0.11858 | 28.2 | 0 | 94 | 0 | 1.025 | Wind | -1 | 0.25493 | 0 | 94 |  |  | 0 | 0 | -0.25493 | 0 | 0.44141 | 0.49631 |  |  |  |  | 92 | 0.054897
80081 | GWINDT21A | 4 | South | YES | -0.11858 | 4.4 | 0 | 22 | 0 | 1.025 | Wind | -1 | 0.25493 | 0 | 22 |  |  | 0 | 0 | -0.25493 | 0 | 0.44141 | 0.49631 |  |  |  |  | 93 | 0.054897
80081 | GWINDT21A | 1 | South | YES | -0.11858 | 28.2 | 0 | 94 | 0 | 1.025 | Wind | -1 | 0.25493 | 0 | 94 |  |  | 0 | 0 | -0.25493 | 0 | 0.44141 | 0.49631 |  |  |  |  | 94 | 0.054897
80081 | GWINDT21A | 3 | South | YES | -0.11858 | 8.6 | 0 | 43 | 0 | 1.025 | Wind | -1 | 0.25493 | 0 | 43 |  |  | 0 | 0 | -0.25493 | 0 | 0.44141 | 0.49631 |  |  |  |  | 95 | 0.054897
80081 | GWINDT21A | 2 | South | YES | -0.11858 | 7.2 | 0 | 36 | 0 | 1.025 | Wind | -1 | 0.25493 | 0 | 36 |  |  | 0 | 0 | -0.25493 | 0 | 0.44141 | 0.49631 |  |  |  |  | 96 | 0.054897
80180 | PNSCALT11A | 2 | South | YES | -0.11858 | 10 | 0 | 50 | 0 | 1.025 | Wind | -1 | 0.25493 | 0 | 50 |  |  | 0 | 0 | -0.25493 | 0 | 0.44141 | 0.49631 |  |  |  |  | 97 | 0.054897
80180 | PNSCALT11A | 1 | South | YES | -0.11858 | 43.8 | 0 | 148 | 0 | 1.025 | Wind | -1 | 0.25493 | 0 | 148 |  |  | 0 | 0 | -0.25493 | 0 | 0.44141 | 0.49631 |  |  |  |  | 98 | 0.054897
80181 | PNSCALT21A | 2 | South | YES | -0.11858 | 10 | 0 | 50 | 0 | 1.025 | Wind | -1 | 0.25493 | 0 | 50 |  |  | 0 | 0 | -0.25493 | 0 | 0.44141 | 0.49631 |  |  |  |  | 99 | 0.054897
80181 | PNSCALT21A | 1 | South | YES | -0.11858 | 16.5 | 0 | 55 | 0 | 1.025 | Wind | -1 | 0.25493 | 0 | 55 |  |  | 0 | 0 | -0.25493 | 0 | 0.44141 | 0.49631 |  |  |  |  | 100 | 0.054897
8517 | CELANEBI0A | 1 | South | YES | -0.1185 | 29 | 0 | 29 | 0 | 1.02 | Cogen | -1 | 0.25485 | 0 | 0 |  |  | 0 | 0 | -0.25485 | 0 | 0.44141 | 0.49631 |  |  |  |  | 101 | 0.054897
5932 | SI_RAY9 | 9 | South | YES | -0.11849 | 32 | 32 | 38 | 0 | 1.035 | CC | -1 | 0.25484 | 38 | 38 |  |  | -4.5025 | 38 | -0.25484 | -9.6838 | 0.4432 | 0.49816 |  |  |  |  | 102 | 0.054897
5933 | SI_RAY6 | 6 | South | YES | -0.11849 | 15.4 | 10 | 19.3 | 0 | 1.035 | GST | -1 | 0.25484 | 19.3 | 19.3 |  |  | -2.2868 | 19.3 | -0.25484 | -4.9184 | 0.44411 | 0.4991 |  |  |  |  | 103 | 0.054897
5935 | SI_RAY10 | 10 | South | YES | -0.11849 | 47 | 10 | 47 | 0 | 1.03 | CC | -1 | 0.25484 | 47 | 47 |  |  | -5.5688 | 47 | -0.25484 | -11.9774 | 0.44632 | 0.50138 |  |  |  |  | 104 | 0.054897
80003 | MILHWYS | F | South | YES | -0.11849 | 0 | 0 | 0 | 0 | 1.0168 | AVR | -1 | 0.25484 | 0 | 0 |  |  | 0 | 0 | -0.25484 | 0 | 0.44632 | 0.50138 |  |  |  |  | 105 | 0.054957
8511 | OXY_CC0A | 1 | South | YES | -0.11835 | 30.3 | 0 | 38 | 0 | 1.027 | Cogen | -1 | 0.2547 | 0 | 0 |  |  | 0 | 0 | -0.2547 | 0 | 0.44632 | 0.50138 |  |  |  |  | 106 | 0.054987
8936 | MVGN#1 | 1 | South | YES | -0.11833 | 216.6 | 0 | 216.6 | 0 | 1.0304 | CC | -1 | 0.25468 | 216.6 | 216.6 |  |  | -25.6309 | 216.6 | -0.25468 | -55.1647 | 0.45652 | 0.51192 |  |  |  |  | 107 | 0.055062
8937 | MVGN#2 | 2 | South | YES | -0.11833 | 216.7 | 0 | 216.7 | 0 | 1.0304 | CC | -1 | 0.25468 | 216.7 | 216.7 |  |  | -25.6428 | 216.7 | -0.25468 | -55.1901 | 0.46672 | 0.52245 |  |  |  |  | 108 | 0.055062
8938 | MVGN#3 | 3 | South | YES | -0.11833 | 250.9 | 0 | 250.9 | 0 | 1.0304 | CC | -1 | 0.25468 | 250.9 | 250.9 |  |  | -29.6897 | 250.9 | -0.25468 | -63.9003 | 0.47853 | 0.53466 |  |  |  |  | 109 | 0.055062
8981 | HECN1 | 1 | South | YES | -0.11833 | 144.8 | 0 | 144.8 | 0 | 1.0304 | CC | -1 | 0.25468 | 144.8 | 144.8 |  |  | -17.1345 | 144.8 | -0.25468 | -36.8782 | 0.48535 | 0.5417 |  |  |  |  | 110 | 0.055398
8982 | HECN2 | 2 | South | YES | -0.11833 | 144.1 | 0 | 144.1 | 0 | 1.0304 | CC | -1 | 0.25468 | 144.1 | 144.1 |  |  | -17.0516 | 144.1 | -0.25468 | -36.6999 | 0.49213 | 0.5487 |  |  |  |  | 111 | 0.055734
8983 | HECN3 | 3 | South | YES | -0.11833 | 171.9 | 0 | 171.9 | 0 | 1.0304 | CC | -1 | 0.25468 | 171.9 | 171.9 |  |  | -20.3413 | 171.9 | -0.25468 | -43.7801 | 0.50023 | 0.55706 |  |  |  |  | 112 | 0.056123
8461 | KOCH_UP0A | 1 | South | YES | -0.11833 | 38 | 0 | 38 | 0 | 1.012 | Cogen | -1 | 0.25468 | 0 | 0 |  |  | 0 | 0 | -0.25468 | 0 | 0.50023 | 0.55706 |  |  |  |  | 113 | 0.056347
8066 | DUP1V#1 | 1 | South | YES | -0.1183 | 52.3 | 0 | 73 | 0 | 1.01 | Cogen | -1 | 0.25465 | 0 | 0 |  |  | 0 | 0 | -0.25465 | 0 | 0.50023 | 0.55706 |  |  |  |  | 114 | 0.056571
8459 | B_DAVIS0B | MB | South | YES | -0.11829 | 0 | 50 | 339 |  | 1.03 | GSC | -1 | 0.25464 | 0 | 0 |  |  | 0 | 0 | -0.25464 | 0 | 0.50023 | 0.55706 |  |  |  |  | 115 | 0.056837
8460 | B_DAVIS0A | MB | South | YES | -0.11829 | 0 | 50 | 340 |  | 1.03 | GSC | -1 | 0.25464 | 0 | 0 |  |  | 0 | 0 | -0.25464 | 0 | 0.50023 | 0.55706 |  |  |  |  | 116 | 0.056837
8506 | VAL #1 | 1 | South | YES | -0.11829 | 20.9 | 0 | 25 | 0 | 1.0055 | Cogen | -1 | 0.25464 | 0 | 0 |  |  | 0 | 0 | -0.25464 | 0 | 0.50023 | 0.55706 |  |  |  |  | 117 | 0.056837
8507 | VAL #2 | 2 | South | YES | -0.11829 | 20.9 | 0 | 25 | 0 | 1.0055 | Cogen | -1 | 0.25464 | 0 | 0 |  |  | 0 | 0 | -0.25464 | 0 | 0.50023 | 0.55706 |  |  |  |  | 118 | 0.056837
80263 | B_DAVIS31A | 3 | South | YES | -0.11829 | 0 | 0 | 180 |  | 1.0366 | CC | -1 | 0.25464 | 180 | 180 |  |  | -21.2924 | 180 | -0.25464 | -45.8356 | 0.5087 | 0.56582 |  |  |  |  | 119 | 0.056837
80264 | B_DAVIS41A | 4 | South | YES | -0.11829 | 0 | 0 | 180 |  | 1.0366 | CC | -1 | 0.25464 | 180 | 180 |  |  | -21.2924 | 180 | -0.25464 | -45.8356 | 0.51717 | 0.57457 |  |  |  |  | 120 | 0.056837
8456 | COSW#1 | 1 | South | YES | -0.11822 | 20 | 0 | 20 | 0 | 1.027 | Cogen | -1 | 0.25457 | 0 | 0 |  |  | 0 | 0 | -0.25457 | 0 | 0.51717 | 0.57457 |  |  |  |  | 121 | 0.056837
8457 | COSW#2 | 2 | South | YES | -0.11822 | 14 | 0 | 14 | 0 | 1.027 | Cogen | -1 | 0.25457 | 0 | 0 |  |  | 0 | 0 | -0.25457 | 0 | 0.51717 | 0.57457 |  |  |  |  | 122 | 0.057115
8560 | CNOPGT1 | 1 | South | YES | -0.11819 | 148.3 | 0 | 148.3 | 0 | 1.03 | Cogen | -1 | 0.25454 | 0 | 0 |  |  | 0 | 0 | -0.25454 | 0 | 0.51717 | 0.57457 |  |  |  |  | 123 | 0.057393
8561 | CNOPGT2 | 2 | South | YES | -0.11819 | 148.6 | 0 | 148.6 | 0 | 1.03 | Cogen | -1 | 0.25454 | 0 | 0 |  |  | 0 | 0 | -0.25454 | 0 | 0.51717 | 0.57457 |  |  |  |  | 124 | 0.057393
8562 | CNOPST1 | 3 | South | YES | -0.11819 | 153 | 0 | 153 | 0 | 1.03 | Cogen | -1 | 0.25454 | 0 | 0 |  |  | 0 | 0 | -0.25454 | 0 | 0.51717 | 0.57457 |  |  |  |  | 125 | 0.057393
8442 | NBEC7 | 7 | South | YES | -0.11819 | 0 | 81 | 367 |  | 1.0298 | GST | -1 | 0.25454 | 367 | 367 |  |  | -43.375 | 367 | -0.25454 | -93.416 | 0.53445 | 0.5924 |  |  |  |  | 126 | 0.057393
8442 | NBEC7 | MB | South | YES | -0.11819 | 0 | 81 | 367 |  | 1.0298 | GST | -1 | 0.25454 | 0 | 0 |  |  | 0 | 0 | -0.25454 | 0 | 0.53445 | 0.5924 |  |  |  |  | 127 | 0.057393
5508 | RAYBURNCC9 | 1 | South | YES | -0.11813 | 47.7 | 18.2 | 47.7 | 0 | 1.0296 | CC | -1 | 0.25448 | 47.7 | 47.7 |  |  | -5.6346 | 47.7 | -0.25448 | -12.1386 | 0.5367 | 0.59472 |  |  |  |  | 128 | 0.057393
5509 | RAYBURNCC10 | 1 | South | YES | -0.11813 | 37.3 | 5.2 | 37.3 | 0 | 1.0296 | CC | -1 | 0.25448 | 37.3 | 37.3 |  |  | -4.4061 | 37.3 | -0.25448 | -9.492 | 0.53845 | 0.59653 |  |  |  |  | 129 | 0.057952
5511 | RAYBURNCC7 | 1 | South | YES | -0.11813 | 47.5 | 18.2 | 47.5 | 0 | 1.0296 | CC | -1 | 0.25448 | 47.5 | 47.5 |  |  | -5.611 | 47.5 | -0.25448 | -12.0877 | 0.54069 | 0.59884 |  |  |  |  | 130 | 0.057952
5512 | RAYBURNCC8 | 1 | South | YES | -0.11813 | 49.3 | 18.2 | 49.3 | 0 | 1.0296 | CC | -1 | 0.25448 | 49.3 | 49.3 |  |  | -5.8236 | 49.3 | -0.25448 | -12.5457 | 0.54301 | 0.60124 |  |  |  |  | 131 | 0.058024
8933 | FGNTS001 | 1 | South | YES | -0.11796 | 146.5 | 0 | 146.5 | 0 | 1.03 | CC | -1 | 0.25431 | 146.5 | 146.5 |  |  | -17.2807 | 146.5 | -0.25431 | -37.2562 | 0.54991 | 0.60835 |  |  |  |  | 132 | 0.05808
8934 | FGNTS101 | 2 | South | YES | -0.11796 | 147.9 | 0 | 147.9 | 0 | 1.03 | CC | -1 | 0.25431 | 147.9 | 147.9 |  |  | -17.4458 | 147.9 | -0.25431 | -37.6122 | 0.55687 | 0.61553 |  |  |  |  | 133 | 0.058152
8935 | FGNTS201 | 3 | South | YES | -0.11796 | 173 | 0 | 173 | 0 | 1.03 | CC | -1 | 0.25431 | 173 | 173 |  |  | -20.4066 | 173 | -0.25431 | -43.9954 | 0.56502 | 0.62393 |  |  |  |  | 134 | 0.058227
8926 | LGE_GT10A | 1 | South | YES | -0.11775 | 158 | 0 | 158 | 0 | 1.03 | Cogen | -1 | 0.2541 | 0 | 0 |  |  | 0 | 0 | -0.2541 | 0 | 0.56502 | 0.62393 |  |  |  |  | 135 | 0.058443
8927 | LGE_GT20A | 2 | South | YES | -0.11775 | 153 | 0 | 153 | 0 | 1.03 | Cogen | -1 | 0.2541 | 0 | 0 |  |  | 0 | 0 | -0.2541 | 0 | 0.56502 | 0.62393 |  |  |  |  | 136 | 0.058662
8928 | LGE_STG0A | 3 | South | YES | -0.11775 | 100 | 0 | 100 | 0 | 1.03 | Cogen | -1 | 0.2541 | 0 | 0 |  |  | 0 | 0 | -0.2541 | 0 | 0.56502 | 0.62393 |  |  |  |  | 137 | 0.058918
8930 | ICPGN10A | 1 | South | YES | -0.11775 | 149 | 0 | 149 | 0 | 1.03 | Cogen | -1 | 0.2541 | 0 | 0 |  |  | 0 | 0 | -0.2541 | 0 | 0.56502 | 0.62393 |  |  |  |  | 138 | 0.058918
8931 | ICPGN20A | 2 | South | YES | -0.11775 | 150 | 0 | 150 | 0 | 1.03 | Cogen | -1 | 0.2541 | 0 | 0 |  |  | 0 | 0 | -0.2541 | 0 | 0.56502 | 0.62393 |  |  |  |  | 139 | 0.058918
8932 | ICPGN30A | 3 | South | YES | -0.11775 | 127 | 0 | 127 | 0 | 1.03 | Cogen | -1 | 0.2541 | 0 | 0 |  |  | 0 | 0 | -0.2541 | 0 | 0.56502 | 0.62393 |  |  |  |  | 140 | 0.058918
80223 | REYSHR G | 1 | South | YES | -0.11775 | 12 | 0 | 12 | 0 | 1.032 | Cogen | -1 | 0.2541 | 0 | 0 |  |  | 0 | 0 | -0.2541 | 0 | 0.56502 | 0.62393 |  |  |  |  | 141 | 0.058918
5503 | RAYBURNGEN3 | 1 | South | YES | -0.11741 | 17.6 | 6 | 22 | 0 | 1.0224 | GST | -1 | 0.25376 | 22 | 22 |  |  | -2.583 | 22 | -0.25376 | -5.5827 | 0.56605 | 0.625 |  |  |  |  | 142 | 0.058918
5505 | RAYBURNGEN1 | 1 | South | YES | -0.11741 | 0 | 1 | 11 |  | 1.0223 | GGT | -1 | 0.25376 | 11 | 11 |  |  | -1.2915 | 11 | -0.25376 | -2.7914 | 0.56657 | 0.62553 |  |  |  |  | 143 | 0.058918
5506 | RAYBURNGEN2 | 1 | South | YES | -0.11741 | 0 | 1 | 11 |  | 1.0223 | GGT | -1 | 0.25376 | 11 | 11 |  |  | -1.2915 | 11 | -0.25376 | -2.7914 | 0.56709 | 0.62607 |  |  |  |  | 144 | 0.058918
80224 | VISTRONG1 | 1 | South | YES | -0.11711 | 13.1 | 0 | 15 | 0 | 1.01 | Cogen | -1 | 0.25347 | 0 | 0 |  |  | 0 | 0 | -0.25347 | 0 | 0.56709 | 0.62607 |  |  |  |  | 145 | 0.058948
80225 | VISTRONG2 | 2 | South | YES | -0.11711 | 20.2 | 0 | 23 | 0 | 1.01 | Cogen | -1 | 0.25347 | 0 | 0 |  |  | 0 | 0 | -0.25347 | 0 | 0.56709 | 0.62607 |  |  |  |  | 146 | 0.058964
80227 | AIRCO G | 1 | South | YES | -0.11666 | 7.2 | 0 | 8 | 0 | 1.0104 | Cogen | -1 | 0.25301 | 0 | 0 |  |  | 0 | 0 | -0.25301 | 0 | 0.56709 | 0.62607 |  |  |  |  | 147 | 0.058979
5890 | PEARSALLGEN1 | 1 | South | YES | -0.11656 | 19.2 | 6 | 24 | 0 | 1.0226 | GST | -1 | 0.25291 | 24 | 24 |  |  | -2.7973 | 24 | -0.25291 | -6.0698 | 0.56822 | 0.62722 |  |  |  |  | 148 | 0.058979
5891 | PEARSALLGEN2 | 1 | South | YES | -0.11656 | 19.4 | 6 | 24.3 | 0 | 1.0226 | GST | -1 | 0.25291 | 24.3 | 24.3 |  |  | -2.8323 | 24.3 | -0.25291 | -6.1457 | 0.56936 | 0.6284 |  |  |  |  | 149 | 0.058979
5892 | PEARSALLGEN3 | 1 | South | YES | -0.11656 | 19.1 | 6 | 23.9 | 0 | 1.0226 | GST | -1 | 0.25291 | 23.9 | 23.9 |  |  | -2.7857 | 23.9 | -0.25291 | -6.0445 | 0.57049 | 0.62955 |  |  |  |  | 150 | 0.058979
8147 | UCAR #2 | 10 | South | YES | -0.11648 | 18.2 | 0 | 28 |  | 1 | Cogen | -1 | 0.25283 | 0 | 0 |  |  | 0 | 0 | -0.25283 | 0 | 0.57049 | 0.62955 |  |  |  |  | 151 | 0.059008
8148 | UCAR #1 | 2 | South | YES | -0.11648 | 6.1 | 0 | 7 | 0 | 1.009 | Cogen | -1 | 0.25283 | 0 | 0 |  |  | 0 | 0 | -0.25283 | 0 | 0.57049 | 0.62955 |  |  |  |  | 152 | 0.059037
80137 | CSDR89 | 9 | South | YES | -0.11648 | 15 | 0 | 15 | 0 | 1.003 | DCTie | -1 | 0.25283 | 0 | 0 |  |  | 0 | 0 | -0.25283 | 0 | 0.57049 | 0.62955 |  |  |  |  | 153 | 0.059066
80137 | CSDR89 | 8 | South | YES | -0.11648 | 33.9 | 0 | 39 | 0 | 1.003 | DCTie | -1 | 0.25283 | 0 | 0 |  |  | 0 | 0 | -0.25283 | 0 | 0.57049 | 0.62955 |  |  |  |  | 154 | 0.059066
80138 | CSDR7 | 7 | South | YES | -0.11648 | 6.1 | 0 | 7 | 0 | 1.014 | DCTie | -1 | 0.25283 | 0 | 0 |  |  | 0 | 0 | -0.25283 | 0 | 0.57049 | 0.62955 |  |  |  |  | 155 | 0.059066
80139 | CSDR56 | 6 | South | YES | -0.11648 | 0 | 0 | 39 |  | 1.0033 | DCTie | -1 | 0.25283 | 0 | 0 |  |  | 0 | 0 | -0.25283 | 0 | 0.57049 | 0.62955 |  |  |  |  | 156 | 0.059066
80139 | CSDR56 | 5 | South | YES | -0.11648 | 15 | 0 | 15 |  | 1.0033 | DCTie | -1 | 0.25283 | 0 | 0 |  |  | 0 | 0 | -0.25283 | 0 | 0.57049 | 0.62955 |  |  |  |  | 157 | 0.059066
80140 | CSDR11 | 11 | South | YES | -0.11648 | 33.9 | 0 | 39 | 0 | 1.03 | DCTie | -1 | 0.25283 | 0 | 0 |  |  | 0 | 0 | -0.25283 | 0 | 0.57049 | 0.62955 |  |  |  |  | 158 | 0.059066
88508 | FALFURRI | F | South | YES | -0.11601 | 0 | 0 | 0 | 0 | 1 | AVR | -1 | 0.25237 | 0 | 0 |  |  | 0 | 0 | -0.25237 | 0 | 0.57049 | 0.62955 |  |  |  |  | 159 | 0.059066
5728 | FALCONHYDRO2 | 2 | South | YES | -0.11573 | 12 | 0 | 12 | 0 | 1.0234 | Hydro | -1 | 0.25208 | 0 | 0 |  |  | 0 | 0 | -0.25208 | 0 | 0.57049 | 0.62955 |  |  |  |  | 160 | 0.059066
5729 | FALCONHYDRO3 | 3 | South | YES | -0.11573 | 11 | 0 | 11 | 0 | 1.0234 | Hydro | -1 | 0.25208 | 0 | 0 |  |  | 0 | 0 | -0.25208 | 0 | 0.57049 | 0.62955 |  |  |  |  | 161 | 0.059066
8048 | FALCONHYDRO1 | 1 | South | YES | -0.11573 | 12 | 0 | 12 | 0 | 1.0234 | Hydro | -1 | 0.25208 | 0 | 0 |  |  | 0 | 0 | -0.25208 | 0 | 0.57049 | 0.62955 |  |  |  |  | 162 | 0.059066
80226 | ALCOA G | 1 | South | YES | -0.11507 | 32.3 | 5 | 48 | 0 | 1.015 | Cogen | -1 | 0.25142 | 0 | 0 |  |  | 0 | 0 | -0.25142 | 0 | 0.57049 | 0.62955 |  |  |  |  | 163 | 0.059066
8134 | FOR #1 | 1 | South | YES | -0.11462 | 54.1 | 45 | 79 | 0 | 1 | Cogen | -1 | 0.25097 | 0 | 0 |  |  | 0 | 0 | -0.25097 | 0 | 0.57049 | 0.62955 |  |  |  |  | 164 | 0.059066
8138 | FOR #2 | 2 | South | YES | -0.11462 | 63.1 | 45 | 81 | 0 | 1 | Cogen | -1 | 0.25097 | 0 | 0 |  |  | 0 | 0 | -0.25097 | 0 | 0.57049 | 0.62955 |  |  |  |  | 165 | 0.059066
8153 | FOR #3 | 3 | South | YES | -0.11462 | 63.1 | 45 | 79.9 | 0 | 1 | Cogen | -1 | 0.25097 | 0 | 0 |  |  | 0 | 0 | -0.25097 | 0 | 0.57049 | 0.62955 |  |  |  |  | 166 | 0.059066
8154 | FOR #4 | 4 | South | YES | -0.11462 | 63.1 | 60 | 80 | 0 | 1 | Cogen | -1 | 0.25097 | 0 | 0 |  |  | 0 | 0 | -0.25097 | 0 | 0.57049 | 0.62955 |  |  |  |  | 167 | 0.059066
8155 | FOR #5 | 5 | South | YES | -0.11462 | 63.1 | 60 | 78.4 | 0 | 1 | Cogen | -1 | 0.25097 | 0 | 0 |  |  | 0 | 0 | -0.25097 | 0 | 0.57049 | 0.62955 |  |  |  |  | 168 | 0.059066
8156 | FOR #6 | 6 | South | YES | -0.11462 | 24.9 | 5 | 25 | 0 | 1 | Cogen | -1 | 0.25097 | 0 | 0 |  |  | 0 | 0 | -0.25097 | 0 | 0.57049 | 0.62955 |  |  |  |  | 169 | 0.059066
8157 | FOR #7 | 7 | South | YES | -0.11462 | 28.8 | 5 | 46 | 0 | 1 | Cogen | -1 | 0.25097 | 0 | 0 |  |  | 0 | 0 | -0.25097 | 0 | 0.57049 | 0.62955 |  |  |  |  | 170 | 0.059066
80051 | FOR #8 | 8 | South | YES | -0.11462 | 28 | 28 | 28 |  | 1 | Cogen | -1 | 0.25097 | 0 | 0 |  |  | 0 | 0 | -0.25097 | 0 | 0.57049 | 0.62955 |  |  |  |  | 171 | 0.059066
80052 | FOR #9 | 9 | South | YES | -0.11462 | 29.7 | 5 | 43.6 | 0 | 1 | Cogen | -1 | 0.25097 | 0 | 0 |  |  | 0 | 0 | -0.25097 | 0 | 0.57049 | 0.62955 |  |  |  |  | 172 | 0.059066
80053 | FOR #10 | 10 | South | YES | -0.11462 | 68.4 | 45 | 75 | 0 | 1 | Cogen | -1 | 0.25097 | 0 | 0 |  |  | 0 | 0 | -0.25097 | 0 | 0.57049 | 0.62955 |  |  |  |  | 173 | 0.059066
88299 | ZAPATA | F | South | YES | -0.1136 | 0 | 0 | 0 | 0 | 1.02 | BLT | -1 | 0.24995 | 0 | 0 |  |  | 0 | 0 | -0.24995 | 0 | 0.57049 | 0.62955 |  |  |  |  | 174 | 0.059066
58909 | PEARSALLSCG1 | 3 | South | YES | -0.11351 | 0 | 0 | 8.4 |  | 1.027 | Diesel | -1 | 0.24986 | 8.4 | 8.4 |  |  | -0.95347 | 8.4 | -0.24986 | -2.0988 | 0.57088 | 0.62995 |  |  |  |  | 175 | 0.059066
58909 | PEARSALLSCG1 | 4 | South | YES | -0.11351 | 0 | 0 | 8.4 |  | 1.027 | Diesel | -1 | 0.24986 | 8.4 | 8.4 |  |  | -0.95347 | 8.4 | -0.24986 | -2.0988 | 0.57128 | 0.63035 |  |  |  |  | 176 | 0.059066
58909 | PEARSALLSCG1 | 6 | South | YES | -0.11351 | 0 | 0 | 8.4 |  | 1.027 | Diesel | -1 | 0.24986 | 8.4 | 8.4 |  |  | -0.95347 | 8.4 | -0.24986 | -2.0988 | 0.57167 | 0.63075 |  |  |  |  | 177 | 0.059066
58909 | PEARSALLSCG1 | 5 | South | YES | -0.11351 | 0 | 0 | 8.4 |  | 1.027 | Diesel | -1 | 0.24986 | 8.4 | 8.4 |  |  | -0.95347 | 8.4 | -0.24986 | -2.0988 | 0.57207 | 0.63115 |  |  |  |  | 178 | 0.059071
58909 | PEARSALLSCG1 | 1 | South | YES | -0.11351 | 0 | 0 | 8.4 |  | 1.027 | Diesel | -1 | 0.24986 | 8.4 | 8.4 |  |  | -0.95347 | 8.4 | -0.24986 | -2.0988 | 0.57246 | 0.63156 |  |  |  |  | 179 | 0.059077
58909 | PEARSALLSCG1 | 2 | South | YES | -0.11351 | 0 | 0 | 8.4 |  | 1.027 | Diesel | -1 | 0.24986 | 8.4 | 8.4 |  |  | -0.95347 | 8.4 | -0.24986 | -2.0988 | 0.57286 | 0.63196 |  |  |  |  | 180 | 0.059082
58919 | PEARSALLSCG2 | 5 | South | YES | -0.11351 | 0 | 0 | 8.4 |  | 1.027 | Diesel | -1 | 0.24986 | 8.4 | 8.4 |  |  | -0.95347 | 8.4 | -0.24986 | -2.0988 | 0.57325 | 0.63236 |  |  |  |  | 181 | 0.059087
58919 | PEARSALLSCG2 | 6 | South | YES | -0.11351 | 0 | 0 | 8.4 |  | 1.027 | Diesel | -1 | 0.24986 | 8.4 | 8.4 |  |  | -0.95347 | 8.4 | -0.24986 | -2.0988 | 0.57365 | 0.63276 |  |  |  |  | 182 | 0.059093
58919 | PEARSALLSCG2 | 1 | South | YES | -0.11351 | 0 | 0 | 8.4 |  | 1.027 | Diesel | -1 | 0.24986 | 8.4 | 8.4 |  |  | -0.95347 | 8.4 | -0.24986 | -2.0988 | 0.57404 | 0.63316 |  |  |  |  | 183 | 0.059098
58919 | PEARSALLSCG2 | 2 | South | YES | -0.11351 | 0 | 0 | 8.4 |  | 1.027 | Diesel | -1 | 0.24986 | 8.4 | 8.4 |  |  | -0.95347 | 8.4 | -0.24986 | -2.0988 | 0.57444 | 0.63356 |  |  |  |  | 184 | 0.059103
58919 | PEARSALLSCG2 | 4 | South | YES | -0.11351 | 0 | 0 | 8.4 |  | 1.027 | Diesel | -1 | 0.24986 | 8.4 | 8.4 |  |  | -0.95347 | 8.4 | -0.24986 | -2.0988 | 0.57484 | 0.63396 |  |  |  |  | 185 | 0.059108
58919 | PEARSALLSCG2 | 3 | South | YES | -0.11351 | 0 | 0 | 8.4 |  | 1.027 | Diesel | -1 | 0.24986 | 8.4 | 8.4 |  |  | -0.95347 | 8.4 | -0.24986 | -2.0988 | 0.57523 | 0.63436 |  |  |  |  | 186 | 0.059114
58929 | PEARSALLSCG3 | 4 | South | YES | -0.11351 | 0 | 0 | 8.4 |  | 1.027 | Diesel | -1 | 0.24986 | 8.4 | 8.4 |  |  | -0.95347 | 8.4 | -0.24986 | -2.0988 | 0.57563 | 0.63476 |  |  |  |  | 187 | 0.059119
58929 | PEARSALLSCG3 | 6 | South | YES | -0.11351 | 0 | 0 | 8.4 |  | 1.027 | Diesel | -1 | 0.24986 | 8.4 | 8.4 |  |  | -0.95347 | 8.4 | -0.24986 | -2.0988 | 0.57602 | 0.63516 |  |  |  |  | 188 | 0.059124
58929 | PEARSALLSCG3 | 2 | South | YES | -0.11351 | 0 | 0 | 8.4 |  | 1.027 | Diesel | -1 | 0.24986 | 8.4 | 8.4 |  |  | -0.95347 | 8.4 | -0.24986 | -2.0988 | 0.57642 | 0.63556 |  |  |  |  | 189 | 0.05913
58929 | PEARSALLSCG3 | 5 | South | YES | -0.11351 | 0 | 0 | 8.4 |  | 1.027 | Diesel | -1 | 0.24986 | 8.4 | 8.4 |  |  | -0.95347 | 8.4 | -0.24986 | -2.0988 | 0.57681 | 0.63596 |  |  |  |  | 190 | 0.059135
58929 | PEARSALLSCG3 | 1 | South | YES | -0.11351 | 0 | 0 | 8.4 |  | 1.027 | Diesel | -1 | 0.24986 | 8.4 | 8.4 |  |  | -0.95347 | 8.4 | -0.24986 | -2.0988 | 0.57721 | 0.63636 |  |  |  |  | 191 | 0.05914
58929 | PEARSALLSCG3 | 3 | South | YES | -0.11351 | 0 | 0 | 8.4 |  | 1.027 | Diesel | -1 | 0.24986 | 8.4 | 8.4 |  |  | -0.95347 | 8.4 | -0.24986 | -2.0988 | 0.5776 | 0.63677 |  |  |  |  | 192 | 0.059145
58949 | PEARSALLSCG4 | 3 | South | YES | -0.11351 | 0 | 0 | 8.4 |  | 1.027 | Diesel | -1 | 0.24986 | 8.4 | 8.4 |  |  | -0.95347 | 8.4 | -0.24986 | -2.0988 | 0.578 | 0.63717 |  |  |  |  | 193 | 0.059151
58949 | PEARSALLSCG4 | 2 | South | YES | -0.11351 | 0 | 0 | 8.4 |  | 1.027 | Diesel | -1 | 0.24986 | 8.4 | 8.4 |  |  | -0.95347 | 8.4 | -0.24986 | -2.0988 | 0.57839 | 0.63757 |  |  |  |  | 194 | 0.059156
58949 | PEARSALLSCG4 | 1 | South | YES | -0.11351 | 0 | 0 | 8.4 |  | 1.027 | Diesel | -1 | 0.24986 | 8.4 | 8.4 |  |  | -0.95347 | 8.4 | -0.24986 | -2.0988 | 0.57879 | 0.63797 |  |  |  |  | 195 | 0.059161
58949 | PEARSALLSCG4 | 4 | South | YES | -0.11351 | 0 | 0 | 8.4 |  | 1.027 | Diesel | -1 | 0.24986 | 8.4 | 8.4 |  |  | -0.95347 | 8.4 | -0.24986 | -2.0988 | 0.57919 | 0.63837 |  |  |  |  | 196 | 0.059167
58949 | PEARSALLSCG4 | 6 | South | YES | -0.11351 | 0 | 0 | 8.4 |  | 1.027 | Diesel | -1 | 0.24986 | 8.4 | 8.4 |  |  | -0.95347 | 8.4 | -0.24986 | -2.0988 | 0.57958 | 0.63877 |  |  |  |  | 197 | 0.059172
58949 | PEARSALLSCG4 | 5 | South | YES | -0.11351 | 0 | 0 | 8.4 |  | 1.027 | Diesel | -1 | 0.24986 | 8.4 | 8.4 |  |  | -0.95347 | 8.4 | -0.24986 | -2.0988 | 0.57998 | 0.63917 |  |  |  |  | 198 | 0.059177
80012 | LAR | F | South | YES | -0.11046 | 0 | 0 | 0 | 0 | 1.04 | DCTie | -1 | 0.24681 | 0 | 0 |  |  | 0 | 0 | -0.24681 | 0 | 0.57998 | 0.63917 |  |  |  |  | 199 | 0.059182
80265 | LARECU40A | 4 | South | YES | -0.11046 | 80 | 0 | 100 |  | 1.039 | GGT | -1 | 0.24681 | 100 | 100 |  |  | -11.0461 | 100 | -0.24681 | -24.6812 | 0.58468 | 0.64388 |  |  |  |  | 200 | 0.059188
80266 | LARECU50A | 5 | South | YES | -0.11046 | 80 | 0 | 100 |  | 1.039 | GGT | -1 | 0.24681 | 100 | 100 |  |  | -11.0461 | 100 | -0.24681 | -24.6812 | 0.58939 | 0.64859 |  |  |  |  | 201 | 0.059193
5911 | STP_GN1___1 | 1 | Houston | YES | -0.098389 | 1333 | 1249 | 1333 | 0 | 1.0406 | Nuc | -1 | 0.23474 | 0 | 0 |  |  |  |  | -0.23474 | 0 | 0.58939 | 0.64859 |  |  |  |  | 202 | 0.059193
5912 | STP_GN2___2 | 2 | Houston | YES | -0.098389 | 1332 | 1249 | 1332 | 0 | 1.0406 | Nuc | -1 | 0.23474 | 0 | 0 |  |  |  |  | -0.23474 | 0 | 0.58939 | 0.64859 |  |  |  |  | 203 | 0.059198
48731 | CBE_GT1 | 1 | Houston | YES | -0.098137 | 76 | 0 | 76 | 0 | 1.029 | CC | -1 | 0.23449 | 76 | 76 |  |  |  |  | -0.23449 | -17.8211 | 0.59297 | 0.652 |  |  |  |  | 204 | 0.059203
48732 | CBE_GT2 | 1 | Houston | YES | -0.098137 | 76 | 0 | 76 | 0 | 1.029 | CC | -1 | 0.23449 | 76 | 76 |  |  |  |  | -0.23449 | -17.8211 | 0.59655 | 0.6554 |  |  |  |  | 205 | 0.059203
48733 | CBE_ST12 | 1 | Houston | YES | -0.098137 | 105 | 0 | 105 | 0 | 1.029 | CC | -1 | 0.23449 | 105 | 105 |  |  |  |  | -0.23449 | -24.6213 | 0.60149 | 0.6601 |  |  |  |  | 206 | 0.059203
48734 | CBE_GT3 | 1 | Houston | YES | -0.098137 | 76 | 0 | 76 | 0 | 1.029 | CC | -1 | 0.23449 | 76 | 76 |  |  |  |  | -0.23449 | -17.8211 | 0.60507 | 0.6635 |  |  |  |  | 207 | 0.059027
48735 | CBE_GT4 | 1 | Houston | YES | -0.098137 | 76 | 0 | 76 | 0 | 1.029 | CC | -1 | 0.23449 | 76 | 76 |  |  |  |  | -0.23449 | -17.8211 | 0.60865 | 0.66691 |  |  |  |  | 208 | 0.058852
48736 | CBE_ST34 | 1 | Houston | YES | -0.098137 | 105 | 0 | 105 | 0 | 1.029 | CC | -1 | 0.23449 | 105 | 105 |  |  |  |  | -0.23449 | -24.6213 | 0.61359 | 0.67161 |  |  |  |  | 209 | 0.05861
48911 | TGF_GT1_8000 | 1 | Houston | YES | -0.095879 | 69.2 | 0 | 69.2 |  | 1.029 | Cogen | -1 | 0.23223 | 0 | 0 |  |  |  |  | -0.23223 | 0 | 0.61359 | 0.67161 |  |  |  |  | 210 | 0.058435
49851 | DOW17000 | 37 | Houston | YES | -0.089354 | 39 | 0 | 62 | 0 | 1 | Cogen | -1 | 0.22571 | 0 | 0 |  |  |  |  | -0.22571 | 0 | 0.61359 | 0.67161 |  |  |  |  | 211 | 0.05826
49858 | DOW38100 | 31 | Houston | YES | -0.089354 | 45 | 0 | 71.4 |  | 1 | Cogen | -1 | 0.22571 | 0 | 0 |  |  |  |  | -0.22571 | 0 | 0.61359 | 0.67161 |  |  |  |  | 212 | 0.058018
49859 | DOW38200 | 33 | Houston | YES | -0.089354 | 28 | 0 | 45 | 0 | 1 | Cogen | -1 | 0.22571 | 0 | 0 |  |  |  |  | -0.22571 | 0 | 0.61359 | 0.67161 |  |  |  |  | 213 | 0.058018
49860 | DOW38300 | 32 | Houston | YES | -0.089354 | 63 | 0 | 101 |  | 1 | Cogen | -1 | 0.22571 | 0 | 0 |  |  |  |  | -0.22571 | 0 | 0.61359 | 0.67161 |  |  |  |  | 214 | 0.058018
49862 | DOW39100 | 36 | Houston | YES | -0.089354 | 54 | 0 | 86 | 0 | 1 | Cogen | -1 | 0.22571 | 0 | 0 |  |  |  |  | -0.22571 | 0 | 0.61359 | 0.67161 |  |  |  |  | 215 | 0.058018
49863 | DOW39200 | 35 | Houston | YES | -0.089354 | 55 | 0 | 88 | 0 | 1 | Cogen | -1 | 0.22571 | 0 | 0 |  |  |  |  | -0.22571 | 0 | 0.61359 | 0.67161 |  |  |  |  | 216 | 0.058018
49865 | DOW41000 | 41 | Houston | YES | -0.089354 | 31 | 0 | 50 |  | 1 | Cogen | -1 | 0.22571 | 0 | 0 |  |  |  |  | -0.22571 | 0 | 0.61359 | 0.67161 |  |  |  |  | 217 | 0.058018
49866 | DOW42000 | 42 | Houston | YES | -0.089354 | 11 | 0 | 18 |  | 1 | Cogen | -1 | 0.22571 | 0 | 0 |  |  |  |  | -0.22571 | 0 | 0.61359 | 0.67161 |  |  |  |  | 218 | 0.058018
49869 | DOW49000 | 45 | Houston | YES | -0.089354 | 59 | 0 | 94 |  | 1 | Cogen | -1 | 0.22571 | 0 | 0 |  |  |  |  | -0.22571 | 0 | 0.61359 | 0.67161 |  |  |  |  | 219 | 0.058018
49870 | DOW61000 | 61 | Houston | YES | -0.089354 | 44 | 0 | 70 | 0 | 1 | Cogen | -1 | 0.22571 | 0 | 0 |  |  |  |  | -0.22571 | 0 | 0.61359 | 0.67161 |  |  |  |  | 220 | 0.058018
49871 | DOW62000 | 62 | Houston | YES | -0.089354 | 40 | 0 | 63 | 0 | 1 | Cogen | -1 | 0.22571 | 0 | 0 |  |  |  |  | -0.22571 | 0 | 0.61359 | 0.67161 |  |  |  |  | 221 | 0.058018
49872 | DOW63000 | 63 | Houston | YES | -0.089354 | 45 | 0 | 72 | 0 | 1 | Cogen | -1 | 0.22571 | 0 | 0 |  |  |  |  | -0.22571 | 0 | 0.61359 | 0.67161 |  |  |  |  | 222 | 0.058018
49873 | DOW64000 | 64 | Houston | YES | -0.089354 | 41 | 0 | 64.8 | 0 | 1 | Cogen | -1 | 0.22571 | 0 | 0 |  |  |  |  | -0.22571 | 0 | 0.61359 | 0.67161 |  |  |  |  | 223 | 0.058018
49876 | DOW65000 | 65 | Houston | YES | -0.089354 | 63 | 0 | 101 | 0 | 1 | Cogen | -1 | 0.22571 | 0 | 0 |  |  |  |  | -0.22571 | 0 | 0.61359 | 0.67161 |  |  |  |  | 224 | 0.058018
49877 | DOW66000 | 66 | Houston | YES | -0.089354 | 61 | 0 | 97 | 0 | 1 | Cogen | -1 | 0.22571 | 0 | 0 |  |  |  |  | -0.22571 | 0 | 0.61359 | 0.67161 |  |  |  |  | 225 | 0.058018
49878 | DOW67000 | 67 | Houston | YES | -0.089354 | 65 | 0 | 103 | 0 | 1 | Cogen | -1 | 0.22571 | 0 | 0 |  |  |  |  | -0.22571 | 0 | 0.61359 | 0.67161 |  |  |  |  | 226 | 0.058018
49882 | DOW81000 | 81 | Houston | YES | -0.089354 | 47 | 0 | 76 | 0 | 1 | Cogen | -1 | 0.22571 | 0 | 0 |  |  |  |  | -0.22571 | 0 | 0.61359 | 0.67161 |  |  |  |  | 227 | 0.058018
49884 | DOW82000 | 82 | Houston | YES | -0.089354 | 51 | 0 | 80 | 0 | 1 | Cogen | -1 | 0.22571 | 0 | 0 |  |  |  |  | -0.22571 | 0 | 0.61359 | 0.67161 |  |  |  |  | 228 | 0.058018
49885 | DOW83000 | 83 | Houston | YES | -0.089354 | 51 | 0 | 80 | 0 | 1 | Cogen | -1 | 0.22571 | 0 | 0 |  |  |  |  | -0.22571 | 0 | 0.61359 | 0.67161 |  |  |  |  | 229 | 0.058018
49886 | DOW84000 | 84 | Houston | YES | -0.089354 | 107 | 0 | 171 | 0 | 0.98 | Cogen | -1 | 0.22571 | 0 | 0 |  |  |  |  | -0.22571 | 0 | 0.61359 | 0.67161 |  |  |  |  | 230 | 0.058018
48520 | BSF_GT1_8070 | 1 | Houston | YES | -0.087689 | 72 | 0 | 72 | 0 | 1.0326 | Cogen | -1 | 0.22404 | 0 | 0 |  |  |  |  | -0.22404 | 0 | 0.61359 | 0.67161 |  |  |  |  | 231 | 0.058018
48520 | BSF_GT1_8070 | 2 | Houston | YES | -0.087689 | 10 | 0 | 10 | 0 | 1.0326 | Cogen | -1 | 0.22404 | 0 | 0 |  |  |  |  | -0.22404 | 0 | 0.61359 | 0.67161 |  |  |  |  | 232 | 0.058018
39760 | TNSCLP1___8 | 1 | Houston | YES | -0.086378 | 93.4 | 20 | 116.8 | 0 | 1.04 | Cogen | -1 | 0.22273 | 0 | 0 |  |  |  |  | -0.22273 | 0 | 0.61359 | 0.67161 |  |  |  |  | 233 | 0.058018
39770 | TNSCLP2___8 | 1 | Houston | YES | -0.086378 | 91.6 | 20 | 114.5 | 0 | 1.04 | Cogen | -1 | 0.22273 | 0 | 0 |  |  |  |  | -0.22273 | 0 | 0.61359 | 0.67161 |  |  |  |  | 234 | 0.058018
39775 | TNSCLP4___8 | 1 | Houston | YES | -0.086378 | 95.2 | 20 | 119 | 0 | 1.04 | Cogen | -1 | 0.22273 | 0 | 0 |  |  |  |  | -0.22273 | 0 | 0.61359 | 0.67161 |  |  |  |  | 235 | 0.058018
39790 | TNSCLP3___8 | 1 | Houston | YES | -0.086378 | 87.6 | 20 | 109.5 | 0 | 1.027 | Cogen | -1 | 0.22273 | 0 | 0 |  |  |  |  | -0.22273 | 0 | 0.61359 | 0.67161 |  |  |  |  | 236 | 0.058018
48926 | WAP_GN6_6 | 6 | Houston | YES | -0.08164 | 651 | 280 | 651 |  | 1.035 | LIGCO | -1 | 0.21799 | 0 | 651 |  |  |  |  | -0.21799 | 0 | 0.61359 | 0.67161 |  |  |  |  | 237 | 0.058018
48927 | WAP_GN7_7 | 7 | Houston | YES | -0.08164 | 564 | 277 | 564 |  | 1.035 | LIGCO | -1 | 0.21799 | 0 | 564 |  |  |  |  | -0.21799 | 0 | 0.61359 | 0.67161 |  |  |  |  | 238 | 0.058018
48928 | WAP_GN8_8 | 8 | Houston | YES | -0.08164 | 603 | 275 | 603 |  | 1.035 | LIGCO | -1 | 0.21799 | 0 | 603 |  |  |  |  | -0.21799 | 0 | 0.61359 | 0.67161 |  |  |  |  | 239 | 0.058018
48730 | MNS_GT | 1 | Houston | YES | -0.081628 | 43 | 0 | 46.1 |  | 1.029 | Cogen | -1 | 0.21798 | 0 | 0 |  |  |  |  | -0.21798 | 0 | 0.61359 | 0.67161 |  |  |  |  | 240 | 0.058018
48521 | BVE_GT1_GT1 | 1 | Houston | YES | -0.0816 | 167.7 | 0 | 167.7 |  | 1.035 | CC | -1 | 0.21795 | 167.7 | 167.7 |  |  |  |  | -0.21795 | -36.5505 | 0.62149 | 0.67859 |  |  |  |  | 241 | 0.058018
48522 | BVE_GT2_5035 | 2 | Houston | YES | -0.0816 | 166.4 | 0 | 166.4 |  | 1.035 | CC | -1 | 0.21795 | 166.4 | 166.4 |  |  |  |  | -0.21795 | -36.2671 | 0.62932 | 0.68551 |  |  |  |  | 242 | 0.058018
48523 | BVE_ST1_GN1 | 3 | Houston | YES | -0.0816 | 252.4 | 0 | 252.4 |  | 1.035 | CC | -1 | 0.21795 | 252.4 | 252.4 |  |  |  |  | -0.21795 | -55.011 | 0.6412 | 0.69602 |  |  |  |  | 243 | 0.058018
48510 | AK_GT1__8040 | 1 | Houston | YES | -0.080912 | 33.4 | 8.1 | 34 |  | 1.029 | Cogen | -1 | 0.21726 | 0 | 0 |  |  |  |  | -0.21726 | 0 | 0.6412 | 0.69602 |  |  |  |  | 244 | 0.057102
48921 | WAP_GN1_1 | 1 | Houston | YES | -0.080865 | 132.8 | 37 | 166 | 0 | 1.0362 | GST | -1 | 0.21722 | 166 | 166 |  |  |  |  | -0.21722 | -36.0579 | 0.64902 | 0.7029 |  |  |  |  | 245 | 0.056193
48922 | WAP_GN2_2 | 2 | Houston | YES | -0.080865 | 132.8 | 37 | 166 | 0 | 1.0362 | GST | -1 | 0.21722 | 166 | 166 |  |  |  |  | -0.21722 | -36.0579 | 0.65683 | 0.70979 |  |  |  |  | 246 | 0.054814
48923 | WAP_GN3_3 | 3 | Houston | YES | -0.080865 | 198.4 | 93 | 248 | 0 | 1.0362 | GST | -1 | 0.21722 | 248 | 248 |  |  |  |  | -0.21722 | -53.8697 | 0.66851 | 0.72007 |  |  |  |  | 247 | 0.054814
48924 | WAP_GN4_4 | 4 | Houston | YES | -0.080865 | 546 | 217 | 546 | 0 | 1.0362 | GSC | -1 | 0.21722 | 546 | 546 |  |  |  |  | -0.21722 | -118.6002 | 0.69421 | 0.74272 |  |  |  |  | 248 | 0.053884
48925 | WAP_GN5_5 | 5 | Houston | YES | -0.080865 | 587.4 | 278 | 654 | 0 | 0.985 | LIGCO | -1 | 0.21722 | 0 | 654 |  |  |  |  | -0.21722 | 0 | 0.69421 | 0.74272 |  |  |  |  | 249 | 0.052954
48929 | WAPGT21_GT1 | B1 | Houston | YES | -0.080865 | 0 | 0 | 13 |  | 1.05 | GGT | -1 | 0.21722 | 13 | 13 |  |  |  |  | -0.21722 | -2.8238 | 0.69482 | 0.74326 |  |  |  |  | 250 | 0.051564
38580 | TNBP_CGN1_8 | 1 | Houston | YES | -0.077731 | 70.8 | 0 | 70.8 | 0 | 1.005 | Cogen | -1 | 0.21408 | 0 | 0 |  |  |  |  | -0.21408 | 0 | 0.69482 | 0.74326 |  |  |  |  | 251 | 0.048505
38590 | TNBP_CGN2_8 | 2 | Houston | YES | -0.077731 | 66.7 | 0 | 66.7 | 0 | 1.005 | Cogen | -1 | 0.21408 | 0 | 0 |  |  |  |  | -0.21408 | 0 | 0.69482 | 0.74326 |  |  |  |  | 252 | 0.048505
38600 | TNBP_CGN3_8 | 5 | Houston | YES | -0.077731 | 53 | 0 | 53 | 0 | 1.005 | Cogen | -1 | 0.21408 | 0 | 0 |  |  |  |  | -0.21408 | 0 | 0.69482 | 0.74326 |  |  |  |  | 253 | 0.048432
38611 | TNBPAMCG1_8 | 1 | Houston | YES | -0.077731 | 153.2 | 0 | 153.2 | 0 | 1.005 | Cogen | -1 | 0.21408 | 0 | 0 |  |  |  |  | -0.21408 | 0 | 0.69482 | 0.74326 |  |  |  |  | 254 | 0.048432
38612 | TNBPAMCG2_8 | 2 | Houston | YES | -0.077731 | 153.5 | 0 | 153.5 | 0 | 1.005 | Cogen | -1 | 0.21408 | 0 | 0 |  |  |  |  | -0.21408 | 0 | 0.69482 | 0.74326 |  |  |  |  | 255 | 0.048432
38613 | TNBPAMCG3_8 | 3 | Houston | YES | -0.077731 | 152.3 | 0 | 152.3 | 0 | 1.005 | Cogen | -1 | 0.21408 | 0 | 0 |  |  |  |  | -0.21408 | 0 | 0.69482 | 0.74326 |  |  |  |  | 256 | 0.048432
38614 | TNBPAMCG4_8 | 4 | Houston | YES | -0.077731 | 96 | 0 | 96 |  | 1.005 | Cogen | -1 | 0.21408 | 0 | 0 |  |  |  |  | -0.21408 | 0 | 0.69482 | 0.74326 |  |  |  |  | 257 | 0.048432
38615 | TNBPAMCG5_8 | 1 | Houston | YES | -0.077731 | 244 | 0 | 244 | 0 | 1.005 | Cogen | -1 | 0.21408 | 0 | 0 |  |  |  |  | -0.21408 | 0 | 0.69482 | 0.74326 |  |  |  |  | 258 | 0.048432
38690 | TNBP_CGN4_8 | 3 | Houston | YES | -0.077731 | 40 | 0 | 40 |  | 1.005 | Cogen | -1 | 0.21408 | 0 | 0 |  |  |  |  | -0.21408 | 0 | 0.69482 | 0.74326 |  |  |  |  | 259 | 0.048432
38711 | TNTXCTY1CG8 | 1 | Houston | YES | -0.077731 | 100.3 | 59 | 100.3 | 0 | 1 | Cogen | -1 | 0.21408 | 0 | 0 |  |  |  |  | -0.21408 | 0 | 0.69482 | 0.74326 |  |  |  |  | 260 | 0.048432
38712 | TNTXCTY2CG8 | 1 | Houston | YES | -0.077731 | 92.9 | 59 | 92.9 | 0 | 1 | Cogen | -1 | 0.21408 | 0 | 0 |  |  |  |  | -0.21408 | 0 | 0.69482 | 0.74326 |  |  |  |  | 261 | 0.048432
38713 | TNTXCTY3CG8 | 1 | Houston | YES | -0.077731 | 102.7 | 59 | 102.7 | 0 | 1 | Cogen | -1 | 0.21408 | 0 | 0 |  |  |  |  | -0.21408 | 0 | 0.69482 | 0.74326 |  |  |  |  | 262 | 0.048432
38714 | TNTXCTY4CG8 | 1 | Houston | YES | -0.077731 | 103 | 59 | 103 | 0 | 1 | Cogen | -1 | 0.21408 | 0 | 0 |  |  |  |  | -0.21408 | 0 | 0.69482 | 0.74326 |  |  |  |  | 263 | 0.048432
39470 | TNDOWCGNSG8 | 1 | Houston | YES | -0.077731 | 32 | 10 | 32 | 0 | 0.985 | Cogen | -1 | 0.21408 | 0 | 0 |  |  |  |  | -0.21408 | 0 | 0.69482 | 0.74326 |  |  |  |  | 264 | 0.048432
39480 | TNDOWCGNGG8 | 1 | Houston | YES | -0.077731 | 30 | 10 | 30 | 0 | 0.985 | Cogen | -1 | 0.21408 | 0 | 0 |  |  |  |  | -0.21408 | 0 | 0.69482 | 0.74326 |  |  |  |  | 265 | 0.048432
48772 | PHR_GN2_2 | MB | Houston | YES | -0.076416 | 0 | 72 | 459 |  | 1.0362 | GSC | -1 | 0.21277 | 0 | 0 |  |  |  |  | -0.21277 | 0 | 0.69482 | 0.74326 |  |  |  |  | 266 | 0.048432
48561 | CTL_GT2_8130 | 1 | Houston | YES | -0.0755 | 73.5 | 30.3 | 91.9 |  | 1.0362 | Cogen | -1 | 0.21185 | 0 | 0 |  |  |  |  | -0.21185 | 0 | 0.69482 | 0.74326 |  |  |  |  | 267 | 0.048432
48562 | CTL_GT3_8135 | 2 | Houston | YES | -0.0755 | 70.1 | 30.3 | 87.6 |  | 1.0362 | Cogen | -1 | 0.21185 | 0 | 0 |  |  |  |  | -0.21185 | 0 | 0.69482 | 0.74326 |  |  |  |  | 268 | 0.048432
48563 | CTL_GT4_8140 | 3 | Houston | YES | -0.0755 | 69.6 | 30.3 | 87 |  | 1.0362 | Cogen | -1 | 0.21185 | 0 | 0 |  |  |  |  | -0.21185 | 0 | 0.69482 | 0.74326 |  |  |  |  | 269 | 0.048432
48564 | CTL_GN1_8145 | 4 | Houston | YES | -0.0755 | 43.6 | 12.9 | 54.5 |  | 1.0362 | Cogen | -1 | 0.21185 | 0 | 0 |  |  |  |  | -0.21185 | 0 | 0.69482 | 0.74326 |  |  |  |  | 270 | 0.048432
48565 | CTL_GN2_8155 | 5 | Houston | YES | -0.0755 | 9.8 | 3.4 | 12.2 |  | 1.0362 | Cogen | -1 | 0.21185 | 0 | 0 |  |  |  |  | -0.21185 | 0 | 0.69482 | 0.74326 |  |  |  |  | 271 | 0.048432
48531 | BYU_GT1_8075 | 1 | Houston | YES | -0.075148 | 65 | 0 | 65 |  | 1.0362 | Cogen | -1 | 0.2115 | 0 | 0 |  |  |  |  | -0.2115 | 0 | 0.69482 | 0.74326 |  |  |  |  | 272 | 0.048432
48532 | BYU_GT2_8055 | 2 | Houston | YES | -0.075148 | 62 | 0 | 62 |  | 1.0362 | Cogen | -1 | 0.2115 | 0 | 0 |  |  |  |  | -0.2115 | 0 | 0.69482 | 0.74326 |  |  |  |  | 273 | 0.048432
48533 | BYU_GT3_8060 | 3 | Houston | YES | -0.075148 | 67 | 0 | 67 |  | 1.0362 | Cogen | -1 | 0.2115 | 0 | 0 |  |  |  |  | -0.2115 | 0 | 0.69482 | 0.74326 |  |  |  |  | 274 | 0.048432
48534 | BYU_GT4_8065 | 4 | Houston | YES | -0.075148 | 65 | 0 | 65 |  | 1.0362 | Cogen | -1 | 0.2115 | 0 | 0 |  |  |  |  | -0.2115 | 0 | 0.69482 | 0.74326 |  |  |  |  | 275 | 0.048432
48691 | GBY_73741085 | B | Houston | YES | -0.074712 | 37.6 | 20 | 47 | 0 | 1.0362 | GGT | -1 | 0.21106 | 47 | 47 |  |  |  |  | -0.21106 | -9.92 | 0.69704 | 0.74515 |  |  |  |  | 276 | 0.048432
48691 | GBY_73741085 | A | Houston | YES | -0.074712 | 37.6 | 20 | 47 | 0 | 1.0362 | GGT | -1 | 0.21106 | 47 | 47 |  |  |  |  | -0.21106 | -9.92 | 0.69925 | 0.74704 |  |  |  |  | 277 | 0.048432
48692 | GBY_81821075 | D | Houston | YES | -0.074712 | 44 | 20 | 55 | 0 | 1.0362 | GGT | -1 | 0.21106 | 55 | 55 |  |  |  |  | -0.21106 | -11.6085 | 0.70184 | 0.74926 |  |  |  |  | 278 | 0.048432
48692 | GBY_81821075 | C | Houston | YES | -0.074712 | 37.6 | 20 | 47 | 0 | 1.0362 | GGT | -1 | 0.21106 | 47 | 47 |  |  |  |  | -0.21106 | -9.92 | 0.70405 | 0.75116 |  |  |  |  | 279 | 0.048113
48693 | GBY_83841065 | F | Houston | YES | -0.074712 | 43.2 | 20 | 54 | 0 | 1.0362 | GGT | -1 | 0.21106 | 54 | 54 |  |  |  |  | -0.21106 | -11.3974 | 0.70659 | 0.75333 |  |  |  |  | 280 | 0.047795
48693 | GBY_83841065 | E | Houston | YES | -0.074712 | 45.6 | 20 | 57 | 0 | 1.0362 | GGT | -1 | 0.21106 | 57 | 57 |  |  |  |  | -0.21106 | -12.0306 | 0.70928 | 0.75563 |  |  |  |  | 281 | 0.047422
48841 | SJS_GT1_GT1 | 1 | Houston | YES | -0.074488 | 62.4 | 49 | 78 | 0 | 1.0362 | Cogen | -1 | 0.21084 | 0 | 0 |  |  |  |  | -0.21084 | 0 | 0.70928 | 0.75563 |  |  |  |  | 282 | 0.047103
48842 | SJS_GT2_GT2 | 2 | Houston | YES | -0.074488 | 64.8 | 49 | 81 | 0 | 1.0362 | Cogen | -1 | 0.21084 | 0 | 0 |  |  |  |  | -0.21084 | 0 | 0.70928 | 0.75563 |  |  |  |  | 283 | 0.046737
48641 | DPEC_GT15040 | 1 | Houston | YES | -0.074314 | 163.2 | 98 | 163.2 | 0 | 1.0319 | CC | -1 | 0.21067 | 163.2 | 163.2 |  |  |  |  | -0.21067 | -34.3806 | 0.71696 | 0.76219 |  |  |  |  | 284 | 0.046351
48642 | DPEC_GT25025 | 2 | Houston | YES | -0.074314 | 157.1 | 98 | 157.1 | 0 | 1.0319 | CC | -1 | 0.21067 | 157.1 | 157.1 |  |  |  |  | -0.21067 | -33.0955 | 0.72436 | 0.76851 |  |  |  |  | 285 | 0.046351
48643 | DPEC_GT35010 | 3 | Houston | YES | -0.074314 | 157.5 | 98 | 157.5 | 0 | 1.0319 | CC | -1 | 0.21067 | 157.5 | 157.5 |  |  |  |  | -0.21067 | -33.1798 | 0.73177 | 0.77485 |  |  |  |  | 286 | 0.046351
48644 | DPEC_GT45070 | 4 | Houston | YES | -0.074314 | 157 | 98 | 157 | 0 | 1.0319 | CC | -1 | 0.21067 | 157 | 157 |  |  |  |  | -0.21067 | -33.0745 | 0.73916 | 0.78116 |  |  |  |  | 287 | 0.045233
48645 | DPEC_ST55065 | 5 | Houston | YES | -0.074314 | 282 | 0 | 282 | 0 | 1.0319 | CC | -1 | 0.21067 | 282 | 282 |  |  |  |  | -0.21067 | -59.4077 | 0.75244 | 0.79251 |  |  |  |  | 288 | 0.044156
48761 | PR_GT1__9040 | 1 | Houston | YES | -0.074156 | 26 | 0 | 35 |  | 1 | Cogen | -1 | 0.21051 | 0 | 0 |  |  |  |  | -0.21051 | 0 | 0.75244 | 0.79251 |  |  |  |  | 289 | 0.043076
48855 | SRB_GT211035 | B1 | Houston | YES | -0.073991 | 0 | 0 | 18 |  | 1.014 | GGT | -1 | 0.21034 | 18 | 18 |  |  |  |  | -0.21034 | -3.7862 | 0.75329 | 0.79323 |  |  |  |  | 290 | 0.042
48855 | SRB_GT211035 | B2 | Houston | YES | -0.073991 | 0 | 0 | 12 |  | 1.014 | GGT | -1 | 0.21034 | 12 | 12 |  |  |  |  | -0.21034 | -2.5241 | 0.75385 | 0.79371 |  |  |  |  | 291 | 0.040067
48852 | SRB_GN2_2 | 2 | Houston | YES | -0.073981 | 140.8 | 26 | 176 | 0 | 1.0217 | GST | -1 | 0.21033 | 176 | 176 |  |  |  |  | -0.21033 | -37.0185 | 0.76214 | 0.80078 |  |  |  |  | 292 | 0.040067
48851 | SRB_GN1_1 | 1 | Houston | YES | -0.073969 | 132 | 26 | 165 | 0 | 1.0217 | GST | -1 | 0.21032 | 165 | 165 |  |  |  |  | -0.21032 | -34.7029 | 0.7699 | 0.80741 |  |  |  |  | 293 | 0.039943
48551 | CAL_GT1_8045 | 1 | Houston | YES | -0.073965 | 149 | 0 | 149 | 0 | 1.0326 | Cogen | -1 | 0.21032 | 0 | 0 |  |  |  |  | -0.21032 | 0 | 0.7699 | 0.80741 |  |  |  |  | 294 | 0.03986
48552 | CAL_ST1_8000 | 2 | Houston | YES | -0.073965 | 65.1 | 0 | 65.1 | 0 | 1.0326 | Cogen | -1 | 0.21032 | 0 | 0 |  |  |  |  | -0.21032 | 0 | 0.7699 | 0.80741 |  |  |  |  | 295 | 0.038642
48853 | SRB_GN3_3 | 3 | Houston | YES | -0.073925 | 170.4 | 35 | 213 |  | 1.0326 | GST | -1 | 0.21028 | 213 | 213 |  |  |  |  | -0.21028 | -44.7889 | 0.77993 | 0.81596 |  |  |  |  | 296 | 0.037501
48845 | SOL_GT1 | 1 | Houston | YES | -0.073923 | 16.2 | 15.4 | 16.2 |  | 1.0326 | Solar | -1 | 0.21027 | 16.2 | 16.2 |  |  |  |  | -0.21027 | -3.4064 | 0.7807 | 0.81661 |  |  |  |  | 297 | 0.037501
48611 | DIB_GT1_8080 | 1 | Houston | YES | -0.07392 | 64 | 0 | 64 | 0 | 1.0326 | Cogen | -1 | 0.21027 | 0 | 0 |  |  |  |  | -0.21027 | 0 | 0.7807 | 0.81661 |  |  |  |  | 298 | 0.037501
48612 | DIB_GT2_8075 | 2 | Houston | YES | -0.07392 | 63.2 | 0 | 63.2 | 0 | 1.0326 | Cogen | -1 | 0.21027 | 0 | 0 |  |  |  |  | -0.21027 | 0 | 0.7807 | 0.81661 |  |  |  |  | 299 | 0.036025
48613 | DIB_ST1_8085 | 3 | Houston | YES | -0.07392 | 67.9 | 30 | 82.6 | 0 | 1.0326 | Cogen | -1 | 0.21027 | 0 | 0 |  |  |  |  | -0.21027 | 0 | 0.7807 | 0.81661 |  |  |  |  | 300 | 0.035913
48614 | DIB_GT3_8090 | 4 | Houston | YES | -0.07392 | 73.6 | 15 | 73.6 | 0 | 1.0326 | Cogen | -1 | 0.21027 | 0 | 0 |  |  |  |  | -0.21027 | 0 | 0.7807 | 0.81661 |  |  |  |  | 301 | 0.035913
48740 | PSG_GN2_8050 | 1 | Houston | YES | -0.073916 | 182 | 60 | 182 | 0 | 1.0326 | Cogen | -1 | 0.21027 | 0 | 0 |  |  |  |  | -0.21027 | 0 | 0.7807 | 0.81661 |  |  |  |  | 302 | 0.035913
48741 | PSG_GT2_8040 | 1 | Houston | YES | -0.073916 | 158.6 | 50 | 158.6 | 0 | 1.0326 | Cogen | -1 | 0.21027 | 0 | 0 |  |  |  |  | -0.21027 | 0 | 0.7807 | 0.81661 |  |  |  |  | 303 | 0.035913
48742 | PSG_GT3_8060 | 1 | Houston | YES | -0.073916 | 157 | 50 | 157 | 0 | 1.0326 | Cogen | -1 | 0.21027 | 0 | 0 |  |  |  |  | -0.21027 | 0 | 0.7807 | 0.81661 |  |  |  |  | 304 | 0.035913
48854 | SRB_GN4_4 | 4 | Houston | YES | -0.073916 | 182.4 | 35 | 228 | 0 | 1.0326 | GST | -1 | 0.21027 | 228 | 228 |  |  |  |  | -0.21027 | -47.941 | 0.79143 | 0.82576 |  |  |  |  | 305 | 0.035913
48820 | SHELLG1_3015 | 1 | Houston | YES | -0.073686 | 71 | 34.5 | 71 |  | 1.029 | Cogen | -1 | 0.21004 | 0 | 0 |  |  |  |  | -0.21004 | 0 | 0.79143 | 0.82576 |  |  |  |  | 306 | 0.035913
48821 | SHELLG2 | 2 | Houston | YES | -0.073686 | 72 | 34.5 | 72 |  | 1.029 | Cogen | -1 | 0.21004 | 0 | 0 |  |  |  |  | -0.21004 | 0 | 0.79143 | 0.82576 |  |  |  |  | 307 | 0.035913
48822 | SHELLG3_3020 | 2 | Houston | YES | -0.073686 | 30 | 0 | 30 |  | 1.029 | Cogen | -1 | 0.21004 | 0 | 0 |  |  |  |  | -0.21004 | 0 | 0.79143 | 0.82576 |  |  |  |  | 308 | 0.034333
48822 | SHELLG3_3020 | 1 | Houston | YES | -0.073686 | 39 | 0 | 39 |  | 1.029 | Cogen | -1 | 0.21004 | 0 | 0 |  |  |  |  | -0.21004 | 0 | 0.79143 | 0.82576 |  |  |  |  | 309 | 0.034333
48500 | APD_GT1_8005 | 1 | Houston | YES | -0.073371 | 137.6 | 54.6 | 137.6 | 0 | 1.0362 | Cogen | -1 | 0.20972 | 0 | 0 |  |  |  |  | -0.20972 | 0 | 0.79143 | 0.82576 |  |  |  |  | 310 | 0.034333
48511 | LPE_GT1_8070 | 1 | Houston | YES | -0.073293 | 42 | 0 | 42 | 0 | 1.0362 | GGT | -1 | 0.20964 | 42 | 42 |  |  |  |  | -0.20964 | -8.8051 | 0.79341 | 0.82744 |  |  |  |  | 311 | 0.034333
48512 | LPE_GT2_8075 | 2 | Houston | YES | -0.073293 | 42 | 0 | 42 | 0 | 1.0362 | GGT | -1 | 0.20964 | 42 | 42 |  |  |  |  | -0.20964 | -8.8051 | 0.79538 | 0.82912 |  |  |  |  | 312 | 0.034333
48513 | LPE_GT3_8080 | 3 | Houston | YES | -0.073293 | 39 | 0 | 39 | 0 | 1.0362 | GGT | -1 | 0.20964 | 39 | 39 |  |  |  |  | -0.20964 | -8.1761 | 0.79722 | 0.83069 |  |  |  |  | 313 | 0.034333
48514 | LPE_GT4_8085 | 4 | Houston | YES | -0.073293 | 39 | 0 | 39 | 0 | 1.0362 | GGT | -1 | 0.20964 | 39 | 39 |  |  |  |  | -0.20964 | -8.1761 | 0.79906 | 0.83225 |  |  |  |  | 314 | 0.034037
48593 | CHE_GT1_8015 | 1 | Houston | YES | -0.073249 | 173 | 50 | 173 | 0 | 1.0362 | Cogen | -1 | 0.2096 | 0 | 0 |  |  |  |  | -0.2096 | 0 | 0.79906 | 0.83225 |  |  |  |  | 315 | 0.033741
48594 | CHE_GN4_8025 | 4 | Houston | YES | -0.073249 | 142 | 60 | 142 | 0 | 1.0362 | Cogen | -1 | 0.2096 | 0 | 0 |  |  |  |  | -0.2096 | 0 | 0.79906 | 0.83225 |  |  |  |  | 316 | 0.033466
48873 | THW_ST3_ST_3 | 3 | Houston | YES | -0.072785 | 107 | 19 | 107 | 0 | 1.0435 | CC | -1 | 0.20914 | 107 | 107 |  |  |  |  | -0.20914 | -22.3776 | 0.80409 | 0.83652 |  |  |  |  | 317 | 0.033191
48874 | THW_ST4_ST_4 | 4 | Houston | YES | -0.072785 | 108 | 19 | 108 | 0 | 1.0435 | CC | -1 | 0.20914 | 108 | 108 |  |  |  |  | -0.20914 | -22.5867 | 0.80918 | 0.84083 |  |  |  |  | 318 | 0.033191
48875 | THW_3132 | A | Houston | YES | -0.072785 | 55 | 5 | 55 | 0 | 1.0435 | CC | -1 | 0.20914 | 55 | 55 |  |  |  |  | -0.20914 | -11.5025 | 0.81177 | 0.84303 |  |  |  |  | 319 | 0.033191
48875 | THW_3132 | B | Houston | YES | -0.072785 | 53 | 5 | 53 | 0 | 1.0435 | CC | -1 | 0.20914 | 53 | 53 |  |  |  |  | -0.20914 | -11.0842 | 0.81426 | 0.84514 |  |  |  |  | 320 | 0.032426
48877 | THW_3334 | C | Houston | YES | -0.072785 | 55 | 5 | 55 | 0 | 1.0435 | CC | -1 | 0.20914 | 55 | 55 |  |  |  |  | -0.20914 | -11.5025 | 0.81685 | 0.84734 |  |  |  |  | 321 | 0.031654
48877 | THW_3334 | D | Houston | YES | -0.072785 | 57 | 5 | 57 | 0 | 1.0435 | CC | -1 | 0.20914 | 57 | 57 |  |  |  |  | -0.20914 | -11.9208 | 0.81953 | 0.84962 |  |  |  |  | 322 | 0.031261
48879 | THW_4142 | E | Houston | YES | -0.072785 | 56 | 5 | 56 | 0 | 1.0435 | CC | -1 | 0.20914 | 56 | 56 |  |  |  |  | -0.20914 | -11.7116 | 0.82217 | 0.85185 |  |  |  |  | 323 | 0.030883
48879 | THW_4142 | F | Houston | YES | -0.072785 | 55 | 5 | 55 | 0 | 1.0435 | CC | -1 | 0.20914 | 55 | 55 |  |  |  |  | -0.20914 | -11.5025 | 0.82476 | 0.85405 |  |  |  |  | 324 | 0.03049
48881 | THW_4344 | G | Houston | YES | -0.072785 | 58 | 5 | 58 | 0 | 1.0435 | CC | -1 | 0.20914 | 58 | 58 |  |  |  |  | -0.20914 | -12.1299 | 0.82749 | 0.85637 |  |  |  |  | 325 | 0.030082
48881 | THW_4344 | H | Houston | YES | -0.072785 | 58 | 5 | 58 | 0 | 1.0435 | CC | -1 | 0.20914 | 58 | 58 |  |  |  |  | -0.20914 | -12.1299 | 0.83022 | 0.85868 |  |  |  |  | 326 | 0.029682
48582 | CBY_GN2_2 | 2 | Houston | YES | -0.072393 | 596.8 | 110 | 746 | 0 | 1.0435 | GSC | -1 | 0.20874 | 746 | 746 |  |  |  |  | -0.20874 | -155.7234 | 0.86534 | 0.88842 |  |  |  |  | 327 | 0.029289
48883 | THW_GT1_GT_1 | B2 | Houston | YES | -0.072212 | 0 | 0 | 12 |  | 1.043 | GGT | -1 | 0.20856 | 12 | 12 |  |  |  |  | -0.20856 | -2.5028 | 0.86591 | 0.88889 |  |  |  |  | 328 | 0.028875
49803 | EXN_15GT | 1 | Houston | YES | -0.072138 | 33 | 8.3 | 34 |  | 1.0326 | Cogen | -1 | 0.20849 | 0 | 0 |  |  |  |  | -0.20849 | 0 | 0.86591 | 0.88889 |  |  |  |  | 329 | 0.02846
49804 | EXN_16GT | 2 | Houston | YES | -0.072138 | 32 | 8.3 | 34.7 |  | 1.0326 | Cogen | -1 | 0.20849 | 0 | 0 |  |  |  |  | -0.20849 | 0 | 0.86591 | 0.88889 |  |  |  |  | 330 | 0.023074
49805 | EXN_17GT | 3 | Houston | YES | -0.072138 | 31 | 8.3 | 32.7 |  | 1.0326 | Cogen | -1 | 0.20849 | 0 | 0 |  |  |  |  | -0.20849 | 0 | 0.86591 | 0.88889 |  |  |  |  | 331 | 0.022986
49826 | EXN938GT | 5 | Houston | YES | -0.072138 | 43 | 9.2 | 45.9 |  | 1.0326 | Cogen | -1 | 0.20849 | 0 | 0 |  |  |  |  | -0.20849 | 0 | 0.86591 | 0.88889 |  |  |  |  | 332 | 0.022986
49828 | EXN941GT | 10 | Houston | YES | -0.072138 | 17.7 | 5.4 | 17.7 | 0 | 1.0326 | Cogen | -1 | 0.20849 | 0 | 0 |  |  |  |  | -0.20849 | 0 | 0.86591 | 0.88889 |  |  |  |  | 333 | 0.022986
49829 | EXN942GT | 11 | Houston | YES | -0.072138 | 20 | 5.4 | 20.4 | 0 | 1.0326 | Cogen | -1 | 0.20849 | 0 | 0 |  |  |  |  | -0.20849 | 0 | 0.86591 | 0.88889 |  |  |  |  | 334 | 0.022986
49830 | EXN943GT | 12 | Houston | YES | -0.072138 | 19 | 5.4 | 19.9 | 0 | 1.0326 | Cogen | -1 | 0.20849 | 0 | 0 |  |  |  |  | -0.20849 | 0 | 0.86591 | 0.88889 |  |  |  |  | 335 | 0.022986
49831 | EXN944GT | 13 | Houston | YES | -0.072138 | 33 | 5.4 | 35 | 0 | 1.0326 | Cogen | -1 | 0.20849 | 0 | 0 |  |  |  |  | -0.20849 | 0 | 0.86591 | 0.88889 |  |  |  |  | 336 | 0.022986
49832 | EXN945GT | 9 | Houston | YES | -0.072138 | 18.5 | 9.2 | 18.5 |  | 1.0326 | Cogen | -1 | 0.20849 | 0 | 0 |  |  |  |  | -0.20849 | 0 | 0.86591 | 0.88889 |  |  |  |  | 337 | 0.022986
49837 | EXN_GT | 4 | Houston | YES | -0.072138 | 81 | 21.3 | 85.4 |  | 1.0326 | Cogen | -1 | 0.20849 | 0 | 0 |  |  |  |  | -0.20849 | 0 | 0.86591 | 0.88889 |  |  |  |  | 338 | 0.022986
49838 | EXN_14GT | 14 | Houston | YES | -0.072138 | 140 | 0 | 148 |  | 1.0326 | Cogen | -1 | 0.20849 | 0 | 0 |  |  |  |  | -0.20849 | 0 | 0.86591 | 0.88889 |  |  |  |  | 339 | 0.022986
48651 | EP_1_2 | 1 | Houston | YES | -0.071891 | 4 | 0 | 5 | 0 | 1.0362 | Cogen | -1 | 0.20824 | 0 | 0 |  |  |  |  | -0.20824 | 0 | 0.86591 | 0.88889 |  |  |  |  | 340 | 0.022986
48651 | EP_1_2 | 2 | Houston | YES | -0.071891 | 17.7 | 10 | 21 | 0 | 1.0362 | Cogen | -1 | 0.20824 | 0 | 0 |  |  |  |  | -0.20824 | 0 | 0.86591 | 0.88889 |  |  |  |  | 341 | 0.022986
48940 | WARVUE_GT1 | G1 | Houston | YES | -0.071883 | 15 | 0 | 15 |  | 1.021 | Cogen | -1 | 0.20823 | 0 | 0 |  |  |  |  | -0.20823 | 0 | 0.86591 | 0.88889 |  |  |  |  | 342 | 0.022986
48581 | CBY_GN1_1 | 1 | Houston | YES | -0.071873 | 595.2 | 108 | 744 | 0 | 1.0435 | GSC | -1 | 0.20822 | 744 | 744 |  |  |  |  | -0.20822 | -154.919 | 0.90093 | 0.91847 |  |  |  |  | 343 | 0.022986
48791 | PSA_GT1_8160 | 1 | Houston | YES | -0.071867 | 52 | 20.8 | 65 | 0 | 1.0362 | Cogen | -1 | 0.20822 | 0 | 0 |  |  |  |  | -0.20822 | 0 | 0.90093 | 0.91847 |  |  |  |  | 344 | 0.022986
48792 | PSA_GT2_8155 | 2 | Houston | YES | -0.071867 | 52.8 | 20.3 | 66 | 0 | 1.0362 | Cogen | -1 | 0.20822 | 0 | 0 |  |  |  |  | -0.20822 | 0 | 0.90093 | 0.91847 |  |  |  |  | 345 | 0.022986
48793 | PSA_GT3_8150 | 3 | Houston | YES | -0.071867 | 56 | 20.3 | 70 | 0 | 1.0362 | Cogen | -1 | 0.20822 | 0 | 0 |  |  |  |  | -0.20822 | 0 | 0.90093 | 0.91847 |  |  |  |  | 346 | 0.01754
48794 | PSA_GT4_8145 | 4 | Houston | YES | -0.071867 | 52.8 | 20.3 | 66 | 0 | 1.0362 | Cogen | -1 | 0.20822 | 0 | 0 |  |  |  |  | -0.20822 | 0 | 0.90093 | 0.91847 |  |  |  |  | 347 | 0.01754
48795 | PSA_GT5_8140 | 5 | Houston | YES | -0.071867 | 51.2 | 20.3 | 64 | 0 | 1.0362 | Cogen | -1 | 0.20822 | 0 | 0 |  |  |  |  | -0.20822 | 0 | 0.90093 | 0.91847 |  |  |  |  | 348 | 0.01754
48796 | PSA_GN1_8165 | 1 | Houston | YES | -0.071867 | 83.2 | 43.1 | 104 | 0 | 1.0362 | Cogen | -1 | 0.20822 | 0 | 0 |  |  |  |  | -0.20822 | 0 | 0.90093 | 0.91847 |  |  |  |  | 349 | 0.01754
48797 | PSA_GT6_8135 | 6 | Houston | YES | -0.071867 | 47.2 | 34.5 | 59 | 0 | 1.0362 | Cogen | -1 | 0.20822 | 0 | 0 |  |  |  |  | -0.20822 | 0 | 0.90093 | 0.91847 |  |  |  |  | 350 | 0.01754
48815 | CVC_GT4_8005 | 4 | Houston | YES | -0.071731 | 165 | 91.8 | 165 |  | 1.0362 | Cogen | -1 | 0.20808 | 0 | 0 |  |  |  |  | -0.20808 | 0 | 0.90093 | 0.91847 |  |  |  |  | 351 | 0.01754
48583 | CBY_GT4_1 | 1 | Houston | YES | -0.071654 | 172 | 0 | 172 | 0 | 1.027 | GSC | -1 | 0.20801 | 172 | 172 |  |  |  |  | -0.20801 | -35.7769 | 0.90903 | 0.9253 |  |  |  |  | 352 | 0.01754
48584 | CBY_GT4_2 | 2 | Houston | YES | -0.071654 | 172 | 0 | 172 | 0 | 1.027 | CC | -1 | 0.20801 | 172 | 172 |  |  |  |  | -0.20801 | -35.7769 | 0.91713 | 0.93214 |  |  |  |  | 353 | 0.01754
48585 | CBY_ST4_1 | 3 | Houston | YES | -0.071654 | 172 | 0 | 172 | 0 | 1.027 | CC | -1 | 0.20801 | 172 | 172 |  |  |  |  | -0.20801 | -35.7769 | 0.92523 | 0.93897 |  |  |  |  | 354 | 0.01754
48595 | BTE_GT2_8075 | 1 | Houston | YES | -0.071223 | 162.8 | 130 | 162.8 | 0 | 1.0261 | CC | -1 | 0.20757 | 162.8 | 162.8 |  |  |  |  | -0.20757 | -33.7931 | 0.93289 | 0.94542 |  |  |  |  | 355 | 0.016274
48596 | BTE_GT3_8045 | 2 | Houston | YES | -0.071223 | 161.4 | 130 | 161.4 | 0 | 1.0261 | CC | -1 | 0.20757 | 161.4 | 161.4 |  |  |  |  | -0.20757 | -33.5025 | 0.94049 | 0.95182 |  |  |  |  | 356 | 0.015008
48597 | BTE_GT4_8055 | 3 | Houston | YES | -0.071223 | 158.9 | 130 | 158.9 | 0 | 1.0261 | CC | -1 | 0.20757 | 158.9 | 158.9 |  |  |  |  | -0.20757 | -32.9836 | 0.94797 | 0.95811 |  |  |  |  | 357 | 0.013742
48598 | BTE_ST1_8070 | 4 | Houston | YES | -0.071223 | 269.2 | 60 | 269.2 | 0 | 1.0261 | CC | -1 | 0.20757 | 269.2 | 269.2 |  |  |  |  | -0.20757 | -55.8791 | 0.96064 | 0.96878 |  |  |  |  | 358 | 0.01253
48690 | GBY_GN5_5 | 5 | Houston | YES | -0.07109 | 318.4 | 81 | 398 |  | 1.0362 | GSC | -1 | 0.20744 | 398 | 398 |  |  |  |  | -0.20744 | -82.5617 | 0.97938 | 0.98455 |  |  |  |  | 359 | 0.011328
48885 | THW_5152 | B | Houston | YES | -0.070903 | 47.2 | 5 | 59 |  | 1.0319 | GGT | -1 | 0.20725 | 59 | 59 |  |  |  |  | -0.20725 | -12.228 | 0.98216 | 0.98688 |  |  |  |  | 360 | 0.010145
48885 | THW_5152 | A | Houston | YES | -0.070903 | 46.4 | 5 | 58 |  | 1.0319 | GGT | -1 | 0.20725 | 58 | 58 |  |  |  |  | -0.20725 | -12.0208 | 0.98489 | 0.98918 |  |  |  |  | 361 | 0.0081414
48886 | THW_5354 | D | Houston | YES | -0.070903 | 46.4 | 5 | 58 |  | 1.0319 | GGT | -1 | 0.20725 | 58 | 58 |  |  |  |  | -0.20725 | -12.0208 | 0.98762 | 0.99147 |  |  |  |  | 362 | 0.0051686
48886 | THW_5354 | C | Houston | YES | -0.070903 | 45.6 | 5 | 57 |  | 1.0319 | GGT | -1 | 0.20725 | 57 | 57 |  |  |  |  | -0.20725 | -11.8135 | 0.9903 | 0.99373 |  |  |  |  | 363 | 0.0047257
48887 | THW_5556 | E | Houston | YES | -0.070903 | 47.2 | 5 | 59 |  | 1.0319 | GGT | -1 | 0.20725 | 59 | 59 |  |  |  |  | -0.20725 | -12.228 | 0.99308 | 0.99606 |  |  |  |  | 364 | 0.0042904
48887 | THW_5556 | F | Houston | YES | -0.070903 | 45.6 | 5 | 57 |  | 1.0319 | GGT | -1 | 0.20725 | 57 | 57 |  |  |  |  | -0.20725 | -11.8135 | 0.99576 | 0.99832 |  |  |  |  | 365 | 0.0038551
48591 | CHE_GT2_5030 | 2 | Houston | YES | -0.068274 | 173 | 50 | 173 | 0 | 1.029 | Cogen | -1 | 0.20463 | 0 | 0 |  |  |  |  | -0.20463 | 0 | 0.99576 | 0.99832 |  |  |  |  | 366 | 0.0034273
48811 | CVC_GT3_5045 | 3 | Houston | YES | -0.068274 | 156 | 91.8 | 156 | 0 | 1.029 | Cogen | -1 | 0.20463 | 0 | 0 |  |  |  |  | -0.20463 | 0 | 0.99576 | 0.99832 |  |  |  |  | 367 | 0.0029845
48812 | CVC_GT2_5020 | 2 | Houston | YES | -0.068274 | 158 | 91.8 | 158 | 0 | 1.029 | Cogen | -1 | 0.20463 | 0 | 0 |  |  |  |  | -0.20463 | 0 | 0.99576 | 0.99832 |  |  |  |  | 368 | 0.0025567
48813 | CVC_GT1_5035 | 1 | Houston | YES | -0.068274 | 160 | 91.8 | 160 | 0 | 1.029 | Cogen | -1 | 0.20463 | 0 | 0 |  |  |  |  | -0.20463 | 0 | 0.99576 | 0.99832 |  |  |  |  | 369 | 0.0025567
48814 | CVC_ST5_5040 | 1 | Houston | YES | -0.068274 | 162 | 91.8 | 162 | 0 | 1.029 | Cogen | -1 | 0.20463 | 0 | 0 |  |  |  |  | -0.20463 | 0 | 0.99576 | 0.99832 |  |  |  |  | 370 | 0.0025567
8262 | ELPS | 1 | South | YES | -0.064573 | 6 | 6 | 6 | 0 | 1.15 | Hydro | -1 | 0.20092 | 0 | 0 |  |  | 0 | 0 | -0.20092 | 0 | 0.99576 | 0.99832 |  |  |  |  | 371 | 0.0025567
8032 | AMISTADHYD1 | 1 | South | YES | -0.042018 | 33 | 13 | 33 | 0 | 1.03 | Hydro | -1 | 0.17837 | 0 | 0 |  |  | 0 | 0 | -0.17837 | 0 | 0.99576 | 0.99832 |  |  |  |  | 372 | 0.0025567
8033 | AMISTADHYD2 | 2 | South | YES | -0.042018 | 25 | 13 | 25 | 0 | 1.03 | Hydro | -1 | 0.17837 | 0 | 0 |  |  | 0 | 0 | -0.17837 | 0 | 0.99576 | 0.99832 |  |  |  |  | 373 | 0.0025567
88253 | HAMILTON | F | South | YES | -0.042018 | 0 | 0 | 0 | 0 | 1.04 | BLT | -1 | 0.17837 | 0 | 0 |  |  | 0 | 0 | -0.17837 | 0 | 0.99576 | 0.99832 |  |  |  |  | 374 | 0.0025567
5934 | SI_RAY5 | 5 | South | YES | 0 | 0 | 10 | 15 |  | 1.035 | GST | -1 | 0.13635 | 15 | 15 |  |  | 0 | 15 | -0.13635 | -2.0453 | 0.99647 | 0.99871 |  |  |  |  | 375 | 0.0025567
8139 | JOS #1 | MB | South | YES | 0 | 0 | 45 | 255 |  | 1.02 | GST | -1 | 0.13635 | 0 | 0 |  |  | 0 | 0 | -0.13635 | 0 | 0.99647 | 0.99871 |  |  |  |  | 376 | 0.0025567
8285 | LAR #1 | MB | South | YES | 0 | 0 | 9 | 32 |  | 1.0497 | GST | -1 | 0.13635 | 0 | 0 |  |  | 0 | 0 | -0.13635 | 0 | 0.99647 | 0.99871 |  |  |  |  | 377 | 0.0025567
8287 | LAR #2 | MB | South | YES | 0 | 0 | 9 | 32 |  | 1.04 | GST | -1 | 0.13635 | 0 | 0 |  |  | 0 | 0 | -0.13635 | 0 | 0.99647 | 0.99871 |  |  |  |  | 378 | 0.0022411
8288 | LAR #3 | MB | South | YES | 0 | 0 | 25 | 105 |  | 1.04 | GST | -1 | 0.13635 | 0 | 0 |  |  | 0 | 0 | -0.13635 | 0 | 0.99647 | 0.99871 |  |  |  |  | 379 | 0.0022411
8388 | BATES0A | MB | South | YES | 0 | 0 | 21 | 71 |  | 1.033 | GST | -1 | 0.13635 | 0 | 0 |  |  | 0 | 0 | -0.13635 | 0 | 0.99647 | 0.99871 |  |  |  |  | 380 | 0.0022411
8393 | BATES0B | MB | South | YES | 0 | 0 | 25 | 110 |  | 1.03 | GST | -1 | 0.13635 | 0 | 0 |  |  | 0 | 0 | -0.13635 | 0 | 0.99647 | 0.99871 |  |  |  |  | 381 | 0.0022411
8437 | NUECES_B0C | MB | South | YES | 0 | 0 | 7 | 30 |  | 1.03 | GST | -1 | 0.13635 | 0 | 0 |  |  | 0 | 0 | -0.13635 | 0 | 0.99647 | 0.99871 |  |  |  |  | 382 | 0.0022411
8438 | NUECES_B0B | MB | South | YES | 0 | 0 | 26 | 169 |  | 1.03 | GST | -1 | 0.13635 | 0 | 0 |  |  | 0 | 0 | -0.13635 | 0 | 0.99647 | 0.99871 |  |  |  |  | 383 | 0.0022411
39190 | TNSLCGN1__8 | 1 | Houston | YES | 0 | 0 | 10 | 30 |  | 1.03 | Cogen | -1 | 0.13635 | 0 | 0 |  |  |  |  | -0.13635 | 0 | 0.99647 | 0.99871 |  |  |  |  | 384 | 0.0022411
3416 | LAKE_CRK1_G | 1 | North | YES | -0.22488 | 60 | 33 | 75 |  | 1.029 | GST | 1 | -0.090066 | 75 | 75 | -16.8661 | 75 |  |  | -0.090066 | -6.755 | 1 | 1 |  |  |  |  | 385 | 0.0022411
3417 | LAKE_CRK2_G | 2 | North | YES | -0.22488 | 177.6 | 40 | 222 | 0 | 1.029 | GST | 1 | -0.090066 | 222 | 222 | -49.9236 | 222 |  |  | -0.090066 | -19.9947 | 1.0105 | 1.0038 |  |  |  |  | 386 | 0.0022411
32883 | BRYN_DNSBY3 | 1 | North | YES | -0.048199 | 0 | 2 | 48 |  | 1.015 | GST | 1 | 0.086616 | 48 | 48 | -2.3136 | 48 |  |  | 0.086616 | 4.1576 | [6 empty] | 387 | 0.0022411
32884 | BRYN_DNSBY13 | 1 | North | YES | -0.048199 | 46 | 2 | 46 | 0 | 1.015 | GST | 1 | 0.086616 | 46 | 46 | -2.2172 | 46 |  |  | 0.086616 | 3.9843 | [6 empty] | 388 | 0
32892 | BRYN_DNSBY14 | 1 | North | YES | -0.048199 | 84 | 25 | 105 | 0 | 1.035 | GST | 1 | 0.086616 | 105 | 105 | -5.0609 | 105 |  |  | 0.086616 | 9.0946 | [6 empty] | 389 | -0.0066336
32886 | BRYN_ATKINS3 | MB | North | YES | -0.045861 | 0 | 5 | 12 |  | 1 | GST | 1 | 0.088954 | 0 | 0 | 0 | 0 |  |  | 0.088954 | 0 | [6 empty] | 390 | 0
32887 | BRYN_ATKINS6 | MB | North | YES | -0.045861 | 0 | 12 | 51 |  | 1.028 | GST | 1 | 0.088954 | 0 | 0 | 0 | 0 |  |  | 0.088954 | 0
32888 | BRYN_ATKINS7 | 1 | North | YES | -0.045861 | 13.6 | 4 | 17 |  | 1.028 | GGT | 1 | 0.088954 | 17 | 17 | -0.77964 | 17 |  |  | 0.088954 | 1.5122
32890 | BRYN_ATKINS4 | MB | North | YES | -0.045861 | 0 | 5 | 22 |  | 1.031 | GST | 1 | 0.088954 | 0 | 0 | 0 | 0 |  |  | 0.088954 | 0
32891 | BRYN_ATKINS5 | MB | North | YES | -0.045861 | 0 | 5 | 25 |  | 1.031 | GST | 1 | 0.088954 | 0 | 0 | 0 | 0 |  |  | 0.088954 | 0
32798 | BRYN_TAMUGEN | 1 | North | YES | -0.044527 | 32 | 0 | 32 |  | 1.02 | GST | 1 | 0.090288 | 32 | 32 | -1.4249 | 32 |  |  | 0.090288 | 2.8892
48671 | FTR_GT1_5105 | 1 | North | YES | -0.044482 | 154.2 | 0 | 154.2 | 0 | 1.0319 | CC | 1 | 0.090333 | 154.2 | 154.2 | -6.8591 | 154.2 |  |  | 0.090333 | 13.9293
48672 | FTR_GT2_5110 | 2 | North | YES | -0.044482 | 159 | 0 | 159 | 0 | 1.0319 | CC | 1 | 0.090333 | 159 | 159 | -7.0726 | 159 |  |  | 0.090333 | 14.3629
48673 | FTR_GT3_5085 | 3 | North | YES | -0.044482 | 158 | 0 | 158 | 0 | 1.0319 | CC | 1 | 0.090333 | 158 | 158 | -7.0282 | 158 |  |  | 0.090333 | 14.2726
48674 | FTR_CN4_5095 | 4 | North | YES | -0.044482 | 380 | 0 | 380 | 0 | 1.0319 | CC | 1 | 0.090333 | 380 | 380 | -16.9032 | 380 |  |  | 0.090333 | 34.3264
990 | GIBN_CREK_G1 | 1 | North | YES | -0.038894 | 463 | 200 | 463 | 0 | 1.0275 | LIGCO | 1 | 0.095921 | 0 | 463 | -18.0079 | 463 |  |  | 0.095921 | 44.4113
39960 | TNTNPONE_18 | 1 | North | YES | -0.016682 | 152.3 | 30 | 152.3 |  | 1.04 | LIGCO | 1 | 0.11813 | 0 | 152.3 | -2.5407 | 152.3 |  |  | 0.11813 | 17.9916
39970 | TNTNPONE_28 | 1 | North | YES | -0.016682 | 153 | 30 | 153 |  | 1.04 | LIGCO | 1 | 0.11813 | 0 | 153 | -2.5523 | 153 |  |  | 0.11813 | 18.0743
48721 | LEG_1___1 | 1 | North | YES | -0.009529 | 827 | 357 | 827 | 0 | 1.0348 | LIGCO | 1 | 0.12529 | 0 | 827 | -7.8805 | 827 |  |  | 0.12529 | 103.6113
48722 | LEG_2___2 | 2 | North | YES | -0.009529 | 819 | 357 | 819 | 0 | 1.0348 | LIGCO | 1 | 0.12529 | 0 | 819 | -7.8043 | 819 |  |  | 0.12529 | 102.609
3381 | BBRN_1G | 1 | North | YES | 0.064519 | 618 | 225 | 618 | 0 | 1.03 | LIGCO | 1 | 0.19933 | 0 | 618 | 39.8727 | 618 |  |  | 0.19933 | 123.1882
3382 | BBRN_2G | 2 | North | YES | 0.064519 | 589 | 225 | 589 | 0 | 1.03 | LIGCO | 1 | 0.19933 | 0 | 589 | 38.0017 | 589 |  |  | 0.19933 | 117.4076
13131 | CALFREST_1G | 1 | North | YES | 0.071995 | 150.7 | 40 | 150.7 | 0 | 1.031 | CC | 1 | 0.20681 | 150.7 | 150.7 | 10.8496 | 150.7 |  |  | 0.20681 | 31.1662
13132 | CALFREST_2G | 2 | North | YES | 0.071995 | 151 | 57 | 151 | 0 | 1.031 | CC | 1 | 0.20681 | 151 | 151 | 10.8712 | 151 |  |  | 0.20681 | 31.2283
13133 | CALFREST_3G | 3 | North | YES | 0.071995 | 177.4 | 40 | 177.4 | 0 | 1.031 | CC | 1 | 0.20681 | 177.4 | 177.4 | 12.7719 | 177.4 |  |  | 0.20681 | 36.688
13134 | CALFREST_4G | 4 | North | YES | 0.073023 | 151.5 | 40 | 151.5 | 0 | 1.031 | CC | 1 | 0.20784 | 151.5 | 151.5 | 11.063 | 151.5 |  |  | 0.20784 | 31.4874
13135 | CALFREST_5G | 5 | North | YES | 0.073023 | 152.3 | 57 | 152.3 | 0 | 1.031 | CC | 1 | 0.20784 | 152.3 | 152.3 | 11.1214 | 152.3 |  |  | 0.20784 | 31.6537
13136 | CALFREST_6G | 6 | North | YES | 0.073023 | 177.5 | 40 | 177.5 | 0 | 1.031 | CC | 1 | 0.20784 | 177.5 | 177.5 | 12.9616 | 177.5 |  |  | 0.20784 | 36.8912
3107 | STRYKER_1G | 1 | North | YES | 0.10238 | 145.6 | 45 | 182 | 0 | 1.029 | GST | 1 | 0.2372 | 182 | 182 | 18.6339 | 182 |  |  | 0.2372 | 43.1702
3108 | STRYKER_2G | 2 | North | YES | 0.10238 | 484 | 75 | 484 | 0 | 1.029 | GST | 1 | 0.2372 | 484 | 484 | 49.5539 | 484 |  |  | 0.2372 | 114.8042
3309 | ASPN_G | 1 | North | YES | 0.10392 | 50 | 0 | 50 |  | 1 | Bio | 1 | 0.23873 | 50 | 50 | 5.1959 | 50 |  |  | 0.23873 | 11.9367
3348 | CHAMPION_1G | MB | North | YES | 0.1042 | 0 | 42 | 42 |  | 1 | Cogen | 1 | 0.23901 | 0 | 0 | 0 | 0 |  |  | 0.23901 | 0
13116 | TGATEWAY_1G | 1 | North | YES | 0.10731 | 151 | 30 | 151 | 0 | 1.0232 | CC | 1 | 0.24213 | 151 | 151 | 16.2043 | 151 |  |  | 0.24213 | 36.5613
13117 | TGATEWAY_2G | 2 | North | YES | 0.10731 | 130 | 30 | 130 | 0 | 1.0232 | CC | 1 | 0.24213 | 130 | 130 | 13.9507 | 130 |  |  | 0.24213 | 31.4766
13118 | TGATEWAY_3G | 3 | North | YES | 0.10731 | 148 | 30 | 148 | 0 | 1.0232 | CC | 1 | 0.24213 | 148 | 148 | 15.8823 | 148 |  |  | 0.24213 | 35.8349
13119 | TGATEWAY_4G | 4 | North | YES | 0.10731 | 399 | 65 | 399 | 0 | 1.0232 | CC | 1 | 0.24213 | 399 | 399 | 42.8179 | 399 |  |  | 0.24213 | 96.609
60202 | FRNDDRCS | F | West | YES | 0.10975 | 0 | 0 | 0 | 0 | 0.9985 | AVR | 1 | 0.24456 | 0 | 0 |  |  |  |  | 0.24456 | 0
3097 | MARTLAKE_1G | 1 | North | YES | 0.11049 | 790 | 500 | 790 | 0 | 1.017 | LIGCO | 1 | 0.2453 | 0 | 790 | 87.2855 | 790 |  |  | 0.2453 | 193.7891
3098 | MARTLAKE_2G | 2 | North | YES | 0.11049 | 795 | 461 | 795 | 0 | 1.017 | LIGCO | 1 | 0.2453 | 0 | 795 | 87.838 | 795 |  |  | 0.2453 | 195.0157
3099 | MARTLAKE_3G | 3 | North | YES | 0.11049 | 804 | 500 | 804 | 0 | 1.017 | LIGCO | 1 | 0.2453 | 0 | 804 | 88.8324 | 804 |  |  | 0.2453 | 197.2234
3126 | TRINIDAD_6G | 1 | North | YES | 0.1134 | 179.2 | 46 | 224 | 0 | 1 | GST | 1 | 0.24821 | 224 | 224 | 25.4014 | 224 |  |  | 0.24821 | 55.5999
60018 | DSKY1 | 1 | West | YES | 0.12876 | 21 | 0 | 84 | 0 | 1.023 | Wind | 1 | 0.26358 | 0 | 84 |  |  |  |  | 0.26358 | 22.1405
60000 | DSKY2 | 1 | West | YES | 0.12904 | 19.1 | 0 | 76.5 |  | 1.039 | Wind | 1 | 0.26386 | 0 | 76.5 |  |  |  |  | 0.26386 | 20.1852
60017 | ORNNWP1 | 1 | West | YES | 0.12999 | 20 | 0 | 80 |  | 1.027 | Wind | 1 | 0.26481 | 0 | 80 |  |  |  |  | 0.26481 | 21.1846
12411 | FPLEFR1A_G | 1 | North | YES | 0.13348 | 161 | 72 | 161 | 0 | 1 | CC | 1 | 0.26829 | 161 | 161 | 21.4896 | 161 |  |  | 0.26829 | 43.1948
12412 | FPLEFR1B_G | 2 | North | YES | 0.13348 | 164 | 72 | 164 | 0 | 1 | CC | 1 | 0.26829 | 164 | 164 | 21.8901 | 164 |  |  | 0.26829 | 43.9997
12413 | FPLEFR1C_G | 3 | North | YES | 0.13348 | 164 | 72 | 164 | 0 | 1 | CC | 1 | 0.26829 | 164 | 164 | 21.8901 | 164 |  |  | 0.26829 | 43.9997
12414 | FPLEFR1S_G | 4 | North | YES | 0.13348 | 414 | 191 | 414 | 0 | 1 | CC | 1 | 0.26829 | 414 | 414 | 55.2591 | 414 |  |  | 0.26829 | 111.0724
12421 | FPLEFR2A_G | 1 | North | YES | 0.13348 | 162 | 72 | 162 | 0 | 1 | CC | 1 | 0.26829 | 162 | 162 | 21.6231 | 162 |  |  | 0.26829 | 43.4631
12422 | FPLEFR2B_G | 2 | North | YES | 0.13348 | 161 | 72 | 161 | 0 | 1 | CC | 1 | 0.26829 | 161 | 161 | 21.4896 | 161 |  |  | 0.26829 | 43.1948
12423 | FPLEFR2C_G | 3 | North | YES | 0.13348 | 163 | 72 | 163 | 0 | 1 | CC | 1 | 0.26829 | 163 | 163 | 21.7566 | 163 |  |  | 0.26829 | 43.7314
12424 | FPLEFR2S_G | 4 | North | YES | 0.13348 | 415 | 191 | 415 | 0 | 1 | CC | 1 | 0.26829 | 415 | 415 | 55.3925 | 415 |  |  | 0.26829 | 111.3406
38437 | TNSRBNMESA9 | 1 | West | YES | 0.13364 | 37.5 | 0 | 150 | 0 | 1.02 | Wind | 1 | 0.26845 | 0 | 150 |  |  |  |  | 0.26845 | 40.2681
38332 | TNWDWRDU2_8 | 1 | West | YES | 0.13374 | 20 | 0 | 80 | 0 | 1.0232 | Wind | 1 | 0.26856 | 0 | 80 |  |  |  |  | 0.26856 | 21.4847
60016 | WOODWRD11A | 1 | West | YES | 0.13377 | 20 | 0 | 80 |  | 1.033 | Wind | 1 | 0.26858 | 0 | 80 |  |  |  |  | 0.26858 | 21.4866
6016 | SWMESA | 1 | West | YES | 0.13389 | 18.8 | 0 | 75 |  | 1.03 | Wind | 1 | 0.26871 | 0 | 75 |  |  |  |  | 0.26871 | 20.1532
60003 | KING_NE1A | 1 | West | YES | 0.13389 | 20 | 0 | 80 |  | 1.03 | Wind | 1 | 0.26871 | 0 | 80 |  |  |  |  | 0.26871 | 21.4967
60005 | KING_SE1A | 1 | West | YES | 0.13389 | 10 | 0 | 40 |  | 1.035 | Wind | 1 | 0.26871 | 0 | 40 |  |  |  |  | 0.26871 | 10.7483
60201 | RIO DRCS | F | West | YES | 0.13409 | 0 | 0 | 0 | 0 | 1.025 | AVR | 1 | 0.26891 | 0 | 0 |  |  |  |  | 0.26891 | 0
60007 | KING_SW1A | 1 | West | YES | 0.13458 | 20 | 0 | 80 |  | 1.03 | Wind | 1 | 0.26939 | 0 | 80 |  |  |  |  | 0.26939 | 21.5515
60019 | KING_NW1A | 1 | West | YES | 0.13458 | 20 | 0 | 80 |  | 1.03 | Wind | 1 | 0.26939 | 0 | 80 |  |  |  |  | 0.26939 | 21.5515
2451 | LKHB1_G | 1 | North | YES | 0.13791 | 0 | 80 | 391 |  | 1.022 | GST | 1 | 0.27272 | 391 | 391 | 53.9212 | 391 |  |  | 0.27272 | 106.6338
2452 | LKHB2_G | 2 | North | YES | 0.13791 | 516 | 80 | 516 | 0 | 1.022 | GST | 1 | 0.27272 | 516 | 516 | 71.1595 | 516 |  |  | 0.27272 | 140.7239
12440 | PARKD_1SVC8 | 1 | North | YES | 0.13899 | 0 | 0 | 0 | 0 | 1.007 | GST | 1 | 0.2738 | 0 | 0 | 0 | 0 |  |  | 0.2738 | 0
12449 | PARKD_2SVC8 | 1 | North | YES | 0.13899 | 0 | 0 | 0 | 0 | 1.007 | GST | 1 | 0.2738 | 0 | 0 | 0 | 0 |  |  | 0.2738 | 0
948 | STEAM1 | 1 | North | YES | 0.13902 | 0 | 12 | 20 |  | 1.02 | GST | 1 | 0.27383 | 20 | 20 | 2.7804 | 20 |  |  | 0.27383 | 5.4767
949 | STEAM2 | 1 | North | YES | 0.13902 | 26 | 8 | 26 | 0 | 0.99 | GST | 1 | 0.27384 | 26 | 26 | 3.6146 | 26 |  |  | 0.27384 | 7.1198
950 | STEAM3 | 1 | North | YES | 0.13902 | 41 | 13 | 42 | 0 | 1.02 | GST | 1 | 0.27384 | 42 | 42 | 5.839 | 42 |  |  | 0.27384 | 11.5012
837 | NEWMAN_G5 | 1 | North | YES | 0.13983 | 0 | 15 | 40 |  | 1.01 | GST | 1 | 0.27464 | 40 | 40 | 5.593 | 40 |  |  | 0.27464 | 10.9856
842 | OLINGER_G1 | 1 | North | YES | 0.14008 | 55.4 | 20 | 79 | 0 | 1.03 | GST | 1 | 0.27489 | 79 | 79 | 11.0661 | 79 |  |  | 0.27489 | 21.7164
843 | OLINGER_G2 | 1 | North | YES | 0.14008 | 76.2 | 25 | 110 | 0 | 1.03 | GST | 1 | 0.27489 | 110 | 110 | 15.4085 | 110 |  |  | 0.27489 | 30.2381
844 | OLINGER_G3 | 1 | North | YES | 0.14008 | 103.9 | 45 | 150 | 0 | 1.03 | GST | 1 | 0.27489 | 150 | 150 | 21.0115 | 150 |  |  | 0.27489 | 41.2338
845 | OLINGER_G4 | 1 | North | YES | 0.14008 | 51.9 | 0 | 76 | 0 | 1.03 | GGT | 1 | 0.27489 | 76 | 76 | 10.6459 | 76 |  |  | 0.27489 | 20.8918
1701 | MOSES_1G | 1 | North | YES | 0.14141 | 558 | 175 | 558 | 0 | 1.023 | LIGCO | 1 | 0.27623 | 0 | 558 | 78.9079 | 558 |  |  | 0.27623 | 154.1345
1702 | MOSES_2G | 2 | North | YES | 0.14141 | 579 | 175 | 579 | 0 | 1.023 | LIGCO | 1 | 0.27623 | 0 | 579 | 81.8775 | 579 |  |  | 0.27623 | 159.9353
1703 | MOSES_3G | 3 | North | YES | 0.14141 | 808 | 463 | 808 | 0 | 1.023 | LIGCO | 1 | 0.27623 | 0 | 808 | 114.2609 | 808 |  |  | 0.27623 | 223.1912
5925 | DCEAST | EQ | North | YES | 0.14141 | 400.3 | -600 | 600 | 0 | 1.025 | DCTie | 1 | 0.27623 | 0 | 0 | 0 | 0 |  |  | 0.27623 | 0
1675 | PEC_1G | 1 | North | YES | 0.14194 | 76.7 | 35 | 76.7 | 0 | 1.022 | Cogen | 1 | 0.27675 | 0 | 0 | 0 | 0 |  |  | 0.27675 | 0
1676 | PEC_2G | 2 | North | YES | 0.14194 | 79.6 | 35 | 79.6 | 0 | 1.022 | Cogen | 1 | 0.27675 | 0 | 0 | 0 | 0 |  |  | 0.27675 | 0
1677 | PEC_3G | 3 | North | YES | 0.14194 | 88.4 | 35 | 88.4 | 0 | 1.022 | Cogen | 1 | 0.27675 | 0 | 0 | 0 | 0 |  |  | 0.27675 | 0
1678 | LAMARPWR_1G | 1 | North | YES | 0.14252 | 160 | 67.7 | 160 | 0 | 1.038 | CC | 1 | 0.27734 | 160 | 160 | 22.8038 | 160 |  |  | 0.27734 | 44.3742
1679 | LAMARPWR_2G | 2 | North | YES | 0.14252 | 156 | 67.7 | 156 | 0 | 1.038 | CC | 1 | 0.27734 | 156 | 156 | 22.2337 | 156 |  |  | 0.27734 | 43.2648
1680 | LAMARPWR_3G | 3 | North | YES | 0.14252 | 196 | 129.1 | 196 | 0 | 1.038 | CC | 1 | 0.27734 | 196 | 196 | 27.9347 | 196 |  |  | 0.27734 | 54.3584
1681 | LAMARPWR_4G | 4 | North | YES | 0.14252 | 156 | 67.7 | 156 | 0 | 1.038 | CC | 1 | 0.27734 | 156 | 156 | 22.2337 | 156 |  |  | 0.27734 | 43.2648
1682 | LAMARPWR_5G | 5 | North | YES | 0.14252 | 157 | 67.7 | 157 | 0 | 1.038 | CC | 1 | 0.27734 | 157 | 157 | 22.3763 | 157 |  |  | 0.27734 | 43.5422
1683 | LAMARPWR_6G | 6 | North | YES | 0.14252 | 198 | 129.1 | 198 | 0 | 1.038 | CC | 1 | 0.27734 | 198 | 198 | 28.2198 | 198 |  |  | 0.27734 | 54.9131
12322 | ENNSTRAC_1G | 1 | North | YES | 0.14286 | 196 | 130 | 196 | 0 | 1.036 | CC | 1 | 0.27768 | 196 | 196 | 28.0015 | 196 |  |  | 0.27768 | 54.4252
12323 | ENNSTRAC_2G | 2 | North | YES | 0.14286 | 116 | 100 | 116 | 0 | 1.036 | CC | 1 | 0.27768 | 116 | 116 | 16.5723 | 116 |  |  | 0.27768 | 32.2108
1689 | VALLEY_3G | 3 | North | YES | 0.1432 | 0 | 25 | 375 |  | 1.003 | GST | 1 | 0.27801 | 375 | 375 | 53.7 | 375 |  |  | 0.27801 | 104.2555
11691 | KMICHICT1_G | 1 | North | YES | 0.1432 | 144 | 80 | 144 | 0 | 1.026 | CC | 1 | 0.27801 | 144 | 144 | 20.6208 | 144 |  |  | 0.27801 | 40.0341
11692 | KMICHICT2_G | 2 | North | YES | 0.1432 | 146 | 80 | 146 | 0 | 1.026 | CC | 1 | 0.27801 | 146 | 146 | 20.9072 | 146 |  |  | 0.27801 | 40.5901
11693 | KMICHIST3_G | 3 | North | YES | 0.1432 | 312 | 60 | 312 | 0 | 1.026 | CC | 1 | 0.27801 | 312 | 312 | 44.6784 | 312 |  |  | 0.27801 | 86.7406
11694 | KMICHICT4_G | 4 | North | YES | 0.1432 | 144 | 80 | 144 | 0 | 1.026 | CC | 1 | 0.27801 | 144 | 144 | 20.6208 | 144 |  |  | 0.27801 | 40.0341
11695 | KMICHICT5_G | 5 | North | YES | 0.1432 | 148 | 80 | 148 | 0 | 1.026 | CC | 1 | 0.27801 | 148 | 148 | 21.1936 | 148 |  |  | 0.27801 | 41.1462
11696 | KMICHIST6_G | 6 | North | YES | 0.1432 | 310 | 60 | 310 | 0 | 1.026 | CC | 1 | 0.27801 | 310 | 310 | 44.392 | 310 |  |  | 0.27801 | 86.1846
1349 | WESTXWIN_1G | 1 | West | YES | 0.14421 | 1.3 | 0 | 6.6 |  | 1.014 | Wind | 1 | 0.27903 | 0 | 6.6 |  |  |  |  | 0.27903 | 1.8416
1350 | NWPWRG1_1G | 1 | West | YES | 0.14421 | 6.9 | 1 | 34.3 |  | 1.014 | Wind | 1 | 0.27903 | 0 | 34.3 |  |  |  |  | 0.27903 | 9.5706
1687 | VALLEY_1G | 1 | North | YES | 0.14429 | 136 | 15 | 170 | 0 | 1.029 | GST | 1 | 0.2791 | 170 | 170 | 24.5286 | 170 |  |  | 0.2791 | 47.4471
1688 | VALLEY_2G | 2 | North | YES | 0.14429 | 527 | 90 | 527 | 0 | 1.029 | GSC | 1 | 0.2791 | 527 | 527 | 76.0387 | 527 |  |  | 0.2791 | 147.0861
60057 | CALLAHAN1A | 1 | West | YES | 0.14458 | 22.8 | 0 | 114 | 0 | 1.04 | Wind | 1 | 0.2794 | 0 | 114 |  |  |  |  | 0.2794 | 31.8512
6948 | DENISNDM | 1 | North | YES | 0.14524 | 40 | 5 | 40 |  | 1.015 | Hydro | 1 | 0.28005 | 0 | 0 | 0 | 0 |  |  | 0.28005 | 0
6948 | DENISNDM | 2 | North | YES | 0.14524 | 31 | 5 | 40 |  | 1.015 | Hydro | 1 | 0.28005 | 0 | 0 | 0 | 0 |  |  | 0.28005 | 0
1002 | PBCTAGE_1G | A | West | YES | 0.14524 | 64 | 64 | 66 | 0 | 1.036 | GGT | 1 | 0.28006 | 66 | 66 |  |  |  |  | 0.28006 | 18.4837
1003 | PBCTBGE_2G | B | West | YES | 0.14524 | 65 | 65 | 66 | 0 | 1.036 | GGT | 1 | 0.28006 | 66 | 66 |  |  |  |  | 0.28006 | 18.4837
1004 | PBCTCGE_3G | C | West | YES | 0.14524 | 62 | 62 | 67 | 0 | 1.036 | GGT | 1 | 0.28006 | 67 | 67 |  |  |  |  | 0.28006 | 18.7638
1005 | PBCTDGE_4G | D | West | YES | 0.14524 | 65 | 65 | 68 | 0 | 1.036 | GGT | 1 | 0.28006 | 68 | 68 |  |  |  |  | 0.28006 | 19.0439
1006 | PBCTEGE_5G | E | West | YES | 0.14524 | 65 | 65 | 67 | 0 | 1.036 | GGT | 1 | 0.28006 | 67 | 67 |  |  |  |  | 0.28006 | 18.7638
1007 | PB5GEN_6G | 5 | West | YES | 0.14524 | 91.2 | 40 | 114 | 0 | 1.036 | GST | 1 | 0.28006 | 114 | 114 |  |  |  |  | 0.28006 | 31.9265
1008 | PB6GEN_7G | 6 | West | YES | 0.14524 | 515 | 130 | 515 | 0 | 1.036 | GST | 1 | 0.28006 | 515 | 515 |  |  |  |  | 0.28006 | 144.2292
7038 | L_DELAWA1_1Y | 1 | West | YES | 0.14535 | 3.5 | 0 | 35 | 0 | 1 | Wind | 1 | 0.28017 | 0 | 35 |  |  |  |  | 0.28017 | 9.8059
7038 | L_DELAWA1_1Y | 2 | West | YES | 0.14535 | 3 | 0 | 30 | 0 | 1 | Wind | 1 | 0.28017 | 0 | 30 |  |  |  |  | 0.28017 | 8.4051
76091 | L_DIVIDE1_1N | W1 | West | YES | 0.14543 | 22.5 | 0 | 112.5 |  | 1.02 | Wind | 1 | 0.28025 | 0 | 112.5 |  |  |  |  | 0.28025 | 31.528
76095 | L_CAPRSI1_1N | W1 | West | YES | 0.14543 | 29.9 | 0 | 149.5 | 0 | 1.02 | Wind | 1 | 0.28025 | 0 | 149.5 |  |  |  |  | 0.28025 | 41.8972
76096 | L_CAPRSI1_2N | W1 | West | YES | 0.14543 | 37.2 | 0 | 186 | 0 | 1.02 | Wind | 1 | 0.28025 | 0 | 186 |  |  |  |  | 0.28025 | 52.1263
76097 | L_CAPRGE1_1N | W1 | West | YES | 0.14543 | 42.9 | 0 | 214.5 | 0 | 1.02 | Wind | 1 | 0.28025 | 0 | 214.5 |  |  |  |  | 0.28025 | 60.1133
11147 | NOTREES_1G | 1 | West | YES | 0.14557 | 29.8 | 0 | 149 | 0 | 1.017 | Wind | 1 | 0.28038 | 0 | 149 |  |  |  |  | 0.28038 | 41.777
76031 | L_GASCCR1_1N | W1 | West | YES | 0.14601 | 30 | 0 | 150 | 0 | 1.02 | Wind | 1 | 0.28083 | 0 | 150 |  |  |  |  | 0.28083 | 42.124
1320 | BSP 1 | 1 | West | YES | 0.14649 | 25.5 | 2.9 | 25.8 | 0 | 1 | Cogen | 1 | 0.2813 | 0 | 0 |  |  |  |  | 0.2813 | 0
1326 | STANTONW_8 | 1 | West | YES | 0.14677 | 20.1 | 0 | 100.5 |  | 1.01 | Wind | 1 | 0.28159 | 0 | 100.5 |  |  |  |  | 0.28159 | 28.2994
11020 | TIEHVSG_1G | 1 | West | YES | 0.14685 | 208.2 | 63 | 208.2 | 0 | 1.012 | CC | 1 | 0.28167 | 208.2 | 208.2 |  |  |  |  | 0.28167 | 58.6432
11021 | TIEHVCG_1G | 1 | West | YES | 0.14685 | 142.1 | 103 | 142.1 | 0 | 1.012 | CC | 1 | 0.28167 | 142.1 | 142.1 |  |  |  |  | 0.28167 | 40.025
11022 | TIEHVCG_2G | 1 | West | YES | 0.14685 | 132.4 | 103 | 132.4 | 0 | 1.012 | CC | 1 | 0.28167 | 132.4 | 132.4 |  |  |  |  | 0.28167 | 37.2928
11023 | TIEHVCG_3G | 1 | West | YES | 0.14685 | 137.4 | 103 | 137.4 | 0 | 1.012 | CC | 1 | 0.28167 | 137.4 | 137.4 |  |  |  |  | 0.28167 | 38.7011
11024 | TIEHVCG_4G | 1 | West | YES | 0.14685 | 147 | 103 | 147 | 0 | 1.012 | CC | 1 | 0.28167 | 147 | 147 |  |  |  |  | 0.28167 | 41.4052
11025 | TIEHVSG_2G | 1 | West | YES | 0.14685 | 213.2 | 63 | 213.2 | 0 | 1.012 | CC | 1 | 0.28167 | 213.2 | 213.2 |  |  |  |  | 0.28167 | 60.0516
11001 | NAV1CT | 1 | West | YES | 0.14687 | 70.4 | 18 | 70.4 | 0 | 1.029 | CC | 1 | 0.28169 | 70.4 | 70.4 |  |  |  |  | 0.28169 | 19.8307
11009 | NAV2CT | 1 | West | YES | 0.14687 | 71.4 | 18 | 71.4 | 0 | 1.029 | CC | 1 | 0.28169 | 71.4 | 71.4 |  |  |  |  | 0.28169 | 20.1124
11011 | NAV3ST | 1 | West | YES | 0.14687 | 92.8 | 40 | 92.8 | 0 | 1.029 | CC | 1 | 0.28169 | 92.8 | 92.8 |  |  |  |  | 0.28169 | 26.1404
11012 | NAV4CT | 1 | West | YES | 0.14687 | 80 | 18 | 80 | 0 | 1.029 | CC | 1 | 0.28169 | 80 | 80 |  |  |  |  | 0.28169 | 22.5349
11013 | NAV5CT | 1 | West | YES | 0.14687 | 80 | 18 | 80 | 0 | 1.029 | CC | 1 | 0.28169 | 80 | 80 |  |  |  |  | 0.28169 | 22.5349
11014 | NAV6ST | 1 | West | YES | 0.14687 | 115 | 40 | 115 | 0 | 1.029 | CC | 1 | 0.28169 | 115 | 115 |  |  |  |  | 0.28169 | 32.3939
1328 | OCOTILLO_1G | 1 | West | YES | 0.14697 | 11.6 | 0 | 58 |  | 1.01 | Wind | 1 | 0.28178 | 0 | 58 |  |  |  |  | 0.28178 | 16.3433
1333 | MCDDONAL_8 | 1 | West | YES | 0.14725 | 42.8 | 0 | 214.2 |  | 1.01 | Wind | 1 | 0.28206 | 0 | 214.2 |  |  |  |  | 0.28206 | 60.4183
1327 | WILDHRSE_1G | 1 | West | YES | 0.14759 | 0 | 0 | 120 |  | 1 | Wind | 1 | 0.28241 | 0 | 120 |  |  |  |  | 0.28241 | 33.8888
1360 | GUNSIGHT_8 | 1 | West | YES | 0.14765 | 0 | 0 | 120 |  | 1.01 | Wind | 1 | 0.28247 | 0 | 120 |  |  |  |  | 0.28247 | 33.8959
11320 | COYOTE_1G | 1 | West | YES | 0.14813 | 22.5 | 0 | 225 |  | 1 | Wind | 1 | 0.28294 | 0 | 225 |  |  |  |  | 0.28294 | 63.6619
1045 | CALENG1G_1G | 1 | West | YES | 0.14822 | 73.4 | 27 | 73.4 | 0 | 1.014 | Cogen | 1 | 0.28303 | 0 | 0 |  |  |  |  | 0.28303 | 0
1046 | CALENG2G_2G | 2 | West | YES | 0.14822 | 73.4 | 27 | 73.4 | 0 | 1.014 | Cogen | 1 | 0.28303 | 0 | 0 |  |  |  |  | 0.28303 | 0
1047 | CALENG3G_3G | 3 | West | YES | 0.14822 | 70.4 | 27 | 70.4 | 0 | 1.014 | Cogen | 1 | 0.28303 | 0 | 0 |  |  |  |  | 0.28303 | 0
11309 | BULLCREK_2G | 1 | West | YES | 0.14823 | 20.9 | 0 | 180 |  | 1 | Wind | 1 | 0.28305 | 0 | 180 |  |  |  |  | 0.28305 | 50.9484
11310 | BULLCREK_1G | 1 | West | YES | 0.14823 | 15.1 | 0 | 180 |  | 1 | Wind | 1 | 0.28305 | 0 | 180 |  |  |  |  | 0.28305 | 50.9484
1058 | LONGSHORE_5 | 1 | West | YES | 0.14854 | 30 | 0 | 150 |  | 1.01 | Wind | 1 | 0.28335 | 0 | 150 |  |  |  |  | 0.28335 | 42.5025
1058 | LONGSHORE_5 | 2 | West | YES | 0.14854 | 44 | 0 | 220 |  | 1.01 | Wind | 1 | 0.28335 | 0 | 220 |  |  |  |  | 0.28335 | 62.3369
11065 | ELBOWCK_1G | 1 | West | YES | 0.14854 | 23.4 | 0 | 121.9 | 0 | 1 | Wind | 1 | 0.28335 | 0 | 121.9 |  |  |  |  | 0.28335 | 34.5403
60058 | BUFF_GAP1A | 1 | West | YES | 0.14863 | 24 | 0 | 120 |  | 1 | Wind | 1 | 0.28344 | 0 | 120 |  |  |  |  | 0.28344 | 34.013
60060 | CIRELLO | 1 | West | YES | 0.14863 | 46.6 | 0 | 233 | 0 | 1 | Wind | 1 | 0.28344 | 0 | 233 |  |  |  |  | 0.28344 | 66.0419
60063 | BUFF_GAP1B | 1 | West | YES | 0.14863 | 34 | 0 | 170.2 | 0 | 1.02 | Wind | 1 | 0.28344 | 0 | 170.2 |  |  |  |  | 0.28344 | 48.2418
60066 | H_HOLLOW1A | 1 | West | YES | 0.14863 | 44.4 | 0 | 222 | 0 | 1.005 | Wind | 1 | 0.28344 | 0 | 222 |  |  |  |  | 0.28344 | 62.9241
60068 | HHOLLOW21A | 1 | West | YES | 0.14863 | 36.8 | 0 | 184 | 0 | 1.025 | Wind | 1 | 0.28344 | 0 | 184 |  |  |  |  | 0.28344 | 52.1533
60070 | HHOLLOW31A | 1 | West | YES | 0.14863 | 44.8 | 0 | 224 | 0 | 1.025 | Wind | 1 | 0.28344 | 0 | 224 |  |  |  |  | 0.28344 | 63.4909
60072 | HHOLLOW41A | 1 | West | YES | 0.14863 | 23 | 0 | 115 | 0 | 1.025 | Wind | 1 | 0.28344 | 0 | 115 |  |  |  |  | 0.28344 | 32.5958
2413 | MTCK6_G | 6 | North | YES | 0.14864 | 0 | 30 | 118 |  | 1.022 | GST | 1 | 0.28346 | 118 | 118 | 17.5396 | 118 |  |  | 0.28346 | 33.4478
2414 | MTCK7_G | 7 | North | YES | 0.14864 | 0 | 30 | 115 |  | 1.022 | GST | 1 | 0.28346 | 115 | 115 | 17.0937 | 115 |  |  | 0.28346 | 32.5974
2417 | MTCK8_G | 8 | North | YES | 0.14864 | 444.8 | 60 | 556 | 0 | 1.022 | GSC | 1 | 0.28346 | 556 | 556 | 82.6444 | 556 |  |  | 0.28346 | 157.6014
1037 | MORGAN5G_5G | 5 | West | YES | 0.14876 | 109.6 | 40 | 137 | 0 | 1.029 | GST | 1 | 0.28357 | 137 | 137 |  |  |  |  | 0.28357 | 38.8492
1039 | MRGNAG_1G | A | West | YES | 0.14876 | 69 | 69 | 69 | 0 | 1.029 | GGT | 1 | 0.28357 | 69 | 69 |  |  |  |  | 0.28357 | 19.5664
1040 | MRGNBG_2G | B | West | YES | 0.14876 | 70 | 70 | 71 | 0 | 1.029 | GGT | 1 | 0.28357 | 71 | 71 |  |  |  |  | 0.28357 | 20.1335
1041 | MRGNCG_3G | C | West | YES | 0.14876 | 69 | 69 | 70 | 0 | 1.029 | GGT | 1 | 0.28357 | 70 | 70 |  |  |  |  | 0.28357 | 19.8499
1042 | MRGNDG_4G | D | West | YES | 0.14876 | 68 | 68 | 68 | 0 | 1.029 | GGT | 1 | 0.28357 | 68 | 68 |  |  |  |  | 0.28357 | 19.2828
1043 | MRGNEG_5G | E | West | YES | 0.14876 | 68 | 68 | 70 | 0 | 1.029 | GGT | 1 | 0.28357 | 70 | 70 |  |  |  |  | 0.28357 | 19.8499
1044 | MRGNFG_6G | F | West | YES | 0.14876 | 66 | 66 | 66 | 0 | 1.029 | GGT | 1 | 0.28357 | 66 | 66 |  |  |  |  | 0.28357 | 18.7157
6637 | SNYDERW1A | 1 | West | YES | 0.14885 | 12.6 | 0 | 63 | 0 | 1.025 | Wind | 1 | 0.28366 | 0 | 63 |  |  |  |  | 0.28366 | 17.8706
1068 | SCURRYCW_1G | 1 | West | YES | 0.14896 | 28.2 | 1.3 | 141 | 0 | 1.0217 | Wind | 1 | 0.28377 | 0 | 141 |  |  |  |  | 0.28377 | 40.012
1073 | SCURRYCW_2G | 2 | West | YES | 0.14896 | 24 | 0 | 120 | 0 | 1.0217 | Wind | 1 | 0.28377 | 0 | 120 |  |  |  |  | 0.28377 | 34.0527
1061 | CIELOGEN_1G | 1 | West | YES | 0.14898 | 19.8 | 0 | 99 |  | 1 | Wind | 1 | 0.28379 | 0 | 99 |  |  |  |  | 0.28379 | 28.0953
1062 | CIELOGEN_2G | 1 | West | YES | 0.14898 | 12.2 | 0 | 61 |  | 1 | Wind | 1 | 0.28379 | 0 | 61 |  |  |  |  | 0.28379 | 17.3112
1069 | KINDERMG_1G | 1 | West | YES | 0.14898 | 25 | 5 | 25 | 0 | 1.017 | Cogen | 1 | 0.28379 | 0 | 0 |  |  |  |  | 0.28379 | 0
1070 | KINDERMG_2G | 1 | West | YES | 0.14898 | 45.7 | 12 | 45.7 | 0 | 1.017 | Cogen | 1 | 0.28379 | 0 | 0 |  |  |  |  | 0.28379 | 0
1071 | KINDERMG_3G | 1 | West | YES | 0.14898 | 45.7 | 12 | 45.7 | 0 | 1.017 | Cogen | 1 | 0.28379 | 0 | 0 |  |  |  |  | 0.28379 | 0
2371 | COLLIN_1G | MB | North | YES | 0.14927 | 0 | 40 | 138 |  | 1.022 | GST | 1 | 0.28409 | 0 | 0 | 0 | 0 |  |  | 0.28409 | 0
36998 | RDCNYNG1 | 1 | West | YES | 0.14928 | 16.8 | 0 | 84 |  | 1.01 | Wind | 1 | 0.28409 | 0 | 84 |  |  |  |  | 0.28409 | 23.864
1343 | TRENTIPP_8 | 1 | West | YES | 0.14969 | 30 | 0 | 150 |  | 1.014 | Wind | 1 | 0.28451 | 0 | 150 |  |  |  |  | 0.28451 | 42.6759
1354 | AEPWIND_8 | 1 | West | YES | 0.14969 | 20.2 | 0 | 101 |  | 1 | Wind | 1 | 0.28451 | 0 | 101 |  |  |  |  | 0.28451 | 28.7351
6407 | TURKTRAK1A | 1 | West | YES | 0.15025 | 33.9 | 0 | 169.5 | 0 | 1.025 | Wind | 1 | 0.28506 | 0 | 169.5 |  |  |  |  | 0.28506 | 48.3181
71051 | L_BITTCR1_1N | W1 | West | YES | 0.1504 | 7.5 | 0 | 37.5 |  | 1.02 | Wind | 1 | 0.28521 | 0 | 37.5 |  |  |  |  | 0.28521 | 10.6955
71054 | L_SWEETW1_1N | W1 | West | YES | 0.1504 | 21.5 | 0 | 107.5 |  | 1.02 | Wind | 1 | 0.28521 | 0 | 107.5 |  |  |  |  | 0.28521 | 30.6604
71057 | L_SWEETW1_2N | W1 | West | YES | 0.1504 | 27 | 0 | 135 |  | 1.02 | Wind | 1 | 0.28521 | 0 | 135 |  |  |  |  | 0.28521 | 38.5037
71059 | L_SWEETW1_3N | W1 | West | YES | 0.1504 | 23.8 | 0 | 119 | 0 | 1.02 | Wind | 1 | 0.28521 | 0 | 119 |  |  |  |  | 0.28521 | 33.9403
71060 | L_SWEETW1_4N | W1 | West | YES | 0.1504 | 21 | 0 | 105 | 0 | 1.02 | Wind | 1 | 0.28521 | 0 | 105 |  |  |  |  | 0.28521 | 29.9473
71061 | L_SWEETW1_5N | W1 | West | YES | 0.1504 | 16.1 | 0 | 80.5 | 0 | 1.02 | Wind | 1 | 0.28521 | 0 | 80.5 |  |  |  |  | 0.28521 | 22.9596
11056 | ROSCOE_1G | 1 | West | YES | 0.15049 | 41.8 | 0 | 209 |  | 1 | Wind | 1 | 0.2853 | 0 | 209 |  |  |  |  | 0.2853 | 59.6278
11057 | CHAMPION_1G | 1 | West | YES | 0.15049 | 25.3 | 0 | 126.5 |  | 1 | Wind | 1 | 0.2853 | 0 | 126.5 |  |  |  |  | 0.2853 | 36.0905
11058 | PYRON_1G | 1 | West | YES | 0.15049 | 49.8 | 0 | 249 |  | 1 | Wind | 1 | 0.2853 | 0 | 249 |  |  |  |  | 0.2853 | 71.0399
11059 | INADALE_1G | 1 | West | YES | 0.15049 | 39.4 | 0 | 197 |  | 1 | Wind | 1 | 0.2853 | 0 | 197 |  |  |  |  | 0.2853 | 56.2042
6144 | MCADOO1A | 1 | West | YES | 0.15061 | 15 | 0 | 150 | 0 | 1.025 | Wind | 1 | 0.28543 | 0 | 150 |  |  |  |  | 0.28543 | 42.8145
1416 | SWETWATR_1G | 1 | West | YES | 0.15124 | 30 | 18 | 30 | 0 | 1.026 | CC | 1 | 0.28605 | 30 | 30 |  |  |  |  | 0.28605 | 8.5816
1417 | SWETWATR_2G | 2 | West | YES | 0.15124 | 72 | 36 | 72 | 0 | 1.026 | CC | 1 | 0.28605 | 72 | 72 |  |  |  |  | 0.28605 | 20.5959
1418 | SWETWATR_3G | 3 | West | YES | 0.15124 | 68 | 36 | 68 | 0 | 1.026 | CC | 1 | 0.28605 | 68 | 68 |  |  |  |  | 0.28605 | 19.4517
1419 | SWETWATR_4G | 4 | West | YES | 0.15124 | 61 | 36 | 61 | 0 | 1.026 | CC | 1 | 0.28605 | 61 | 61 |  |  |  |  | 0.28605 | 17.4493
60081 | WHRLWIND1A | 1 | West | YES | 0.15225 | 12 | 0 | 60 | 0 | 1.03 | Wind | 1 | 0.28707 | 0 | 60 |  |  |  |  | 0.28707 | 17.2241
2381 | NTHLK1_G | 1 | North | YES | 0.15287 | 0 | 35 | 156 |  | 1.022 | GST | 1 | 0.28769 | 156 | 156 | 23.8482 | 156 |  |  | 0.28769 | 44.8793
2382 | NTHLK2_G | 2 | North | YES | 0.15287 | 0 | 35 | 181 |  | 1.022 | GST | 1 | 0.28769 | 181 | 181 | 27.67 | 181 |  |  | 0.28769 | 52.0715
2383 | NTHLK3_G | 3 | North | YES | 0.15287 | 0 | 50 | 329 |  | 1.022 | GST | 1 | 0.28769 | 329 | 329 | 50.2952 | 329 |  |  | 0.28769 | 94.6493
1437 | MESQUITW_1G | 1 | North | YES | 0.15475 | 40 | 0 | 400 | 0 | 1.023 | Wind | 1 | 0.28956 | 0 | 400 | 61.8996 | 400 |  |  | 0.28956 | 115.8255
1438 | MESQUITW_2G | 1 | North | YES | 0.15476 | 23.6 | 0 | 236 |  | 1.017 | Wind | 1 | 0.28957 | 0 | 236 | 36.5224 | 236 |  |  | 0.28957 | 68.3387
1442 | COKFIELD_5 | 1 | North | YES | 0.15615 | 16.5 | 0 | 165 |  | 1.029 | Wind | 1 | 0.29096 | 0 | 165 | 25.7639 | 165 |  |  | 0.29096 | 48.0084
6100 | OKLA7A | EQ | West | YES | 0.15685 | 50 | -220 | 220 | 0 | 1.035 | DCTie | 1 | 0.29167 | 0 | 0 |  |  |  |  | 0.29167 | 0
6752 | OKLA0A | 1 | West | YES | 0.15685 | 649.7 | 175 | 649.7 | 0 | 1.035 | LIGCO | 1 | 0.29167 | 0 | 649.7 |  |  |  |  | 0.29167 | 189.4965
923 | SPENCER_G4 | 1 | North | YES | 0.15716 | 48 | 20 | 61 | 0 | 1.03 | GST | 1 | 0.29197 | 61 | 61 | 9.5867 | 61 |  |  | 0.29197 | 17.8104
924 | SPENCER_G5 | 1 | North | YES | 0.15716 | 52 | 20 | 66 | 0 | 1.03 | GST | 1 | 0.29197 | 66 | 66 | 10.3725 | 66 |  |  | 0.29197 | 19.2703
728 | WOLFRIDGE801 | 1 | North | YES | 0.15825 | 11.2 | 0 | 112.5 | 0 | 0.99 | Wind | 1 | 0.29306 | 0 | 112.5 | 17.8031 | 112.5 |  |  | 0.29306 | 32.9698
1479 | WFCOGEN_1G | 1 | North | YES | 0.16005 | 16 | 12 | 20 | 0 | 1 | Cogen | 1 | 0.29486 | 0 | 0 | 0 | 0 |  |  | 0.29486 | 0
1479 | WFCOGEN_1G | 2 | North | YES | 0.16005 | 16 | 12 | 20 | 0 | 1 | Cogen | 1 | 0.29486 | 0 | 0 | 0 | 0 |  |  | 0.29486 | 0
1482 | WFCOGEN_2G | 2 | North | YES | 0.16005 | 13.6 | 12 | 17 | 0 | 1 | Cogen | 1 | 0.29486 | 0 | 0 | 0 | 0 |  |  | 0.29486 | 0
1482 | WFCOGEN_2G | 1 | North | YES | 0.16005 | 16 | 12 | 20 | 0 | 1 | Cogen | 1 | 0.29486 | 0 | 0 | 0 | 0 |  |  | 0.29486 | 0
1433 | GRHAMSES_1G | 1 | North | YES | 0.16019 | 242 | 60 | 242 | 0 | 1.038 | GST | 1 | 0.295 | 242 | 242 | 38.7653 | 242 |  |  | 0.295 | 71.3904
1432 | GRHAMSES_2G | 2 | North | YES | 0.16054 | 294.9 | 90 | 366 | 0 | 1.014 | GST | 1 | 0.29536 | 366 | 366 | 58.7595 | 366 |  |  | 0.29536 | 108.1017
344 | MRSSHPRD | 1 | North | YES | 0.16296 | 0 | 0 | 12 |  | 1.03 | Hydro | 1 | 0.29778 | 0 | 0 | 0 | 0 |  |  | 0.29778 | 0
345 | MRSSHPRD01 | 2 | North | YES | 0.16296 | 0 | 0 | 12 |  | 1.03 | Hydro | 1 | 0.29778 | 0 | 0 | 0 | 0 |  |  | 0.29778 | 0
1600 | BARTNWND_1G | 1 | North | YES | 0.16307 | 12 | 0 | 120 | 0 | 1.022 | Wind | 1 | 0.29789 | 0 | 120 | 19.5686 | 120 |  |  | 0.29789 | 35.7464
580 | JCKCNTY801 | 1 | North | YES | 0.16321 | 288 | 0 | 288 | 0 | 1.022 | CC | 1 | 0.29803 | 288 | 288 | 47.0051 | 288 |  |  | 0.29803 | 85.8317
581 | JCKCNTY802 | 2 | North | YES | 0.16321 | 147 | 0 | 147 | 0 | 1.022 | CC | 1 | 0.29803 | 147 | 147 | 23.9922 | 147 |  |  | 0.29803 | 43.8099
582 | JCKCNTY803 | 3 | North | YES | 0.16321 | 147 | 0 | 147 | 0 | 1.022 | CC | 1 | 0.29803 | 147 | 147 | 23.9922 | 147 |  |  | 0.29803 | 43.8099
1453 | WCPWRCO_1G | 1 | North | YES | 0.16395 | 204 | 50 | 204 | 0 | 1.02 | CC | 1 | 0.29876 | 204 | 204 | 33.4458 | 204 |  |  | 0.29876 | 60.948
1454 | WCPWRCO_2G | 2 | North | YES | 0.16395 | 204 | 50 | 204 | 0 | 1.02 | CC | 1 | 0.29876 | 204 | 204 | 33.4458 | 204 |  |  | 0.29876 | 60.948
1455 | WCPWRCO_3G | 3 | North | YES | 0.16395 | 242 | 50 | 242 |  | 1.02 | CC | 1 | 0.29876 | 242 | 242 | 39.6759 | 242 |  |  | 0.29876 | 72.3011
1643 | SLSTR1PP_1G | 1 | North | YES | 0.1641 | 6 | 0 | 60 | 0 | 1.022 | Wind | 1 | 0.29891 | 0 | 60 | 9.8459 | 60 |  |  | 0.29891 | 17.9348
503 | NTHTEXAS01 | 1 | North | YES | 0.16585 | 0 | 5 | 18 |  | 1.015 | GST | 1 | 0.30066 | 18 | 18 | 2.9853 | 18 |  |  | 0.30066 | 5.4119
504 | NTHTEXAS02 | 2 | North | YES | 0.16585 | 14.4 | 5 | 18 |  | 1.015 | GST | 1 | 0.30066 | 18 | 18 | 2.9853 | 18 |  |  | 0.30066 | 5.4119
505 | NTHTEXAS03 | 3 | North | YES | 0.16585 | 30.4 | 15 | 38 |  | 1.015 | GST | 1 | 0.30066 | 38 | 38 | 6.3023 | 38 |  |  | 0.30066 | 11.4252
1861 | EAGLEMNT_1G | MB | North | YES | 0.16686 | 0 | 30 | 112 |  | 1.022 | GST | 1 | 0.30168 | 0 | 0 | 0 | 0 |  |  | 0.30168 | 0
1862 | EAGLEMNT_2G | MB | North | YES | 0.16686 | 0 | 40 | 100 |  | 1.022 | GST | 1 | 0.30168 | 0 | 0 | 0 | 0 |  |  | 0.30168 | 0
1863 | EAGLEMNT_3G | MB | North | YES | 0.16686 | 0 | 50 | 378 |  | 1.022 | GST | 1 | 0.30168 | 0 | 0 | 0 | 0 |  |  | 0.30168 | 0
332 | RWMILLER01 | 1 | North | YES | 0.16783 | 58.4 | 18.5 | 73 | 0 | 1.04 | GST | 1 | 0.30264 | 73 | 73 | 12.2512 | 73 |  |  | 0.30264 | 22.0927
333 | RWMILLER02 | 2 | North | YES | 0.16783 | 95.2 | 37 | 119 | 0 | 1.04 | GST | 1 | 0.30264 | 119 | 119 | 19.9712 | 119 |  |  | 0.30264 | 36.0141
334 | RWMILLER03 | 3 | North | YES | 0.16783 | 166.4 | 65 | 208 | 0 | 1.04 | GST | 1 | 0.30264 | 208 | 208 | 34.9076 | 208 |  |  | 0.30264 | 62.9491
335 | RWMILLER04 | 4 | North | YES | 0.16783 | 81.6 | 0 | 102 | 0 | 1.04 | GST | 1 | 0.30264 | 102 | 102 | 17.1181 | 102 |  |  | 0.30264 | 30.8693
336 | RWMILLER05 | 5 | North | YES | 0.16783 | 80.8 | 0 | 101 | 0 | 1.04 | GST | 1 | 0.30264 | 101 | 101 | 16.9503 | 101 |  |  | 0.30264 | 30.5666
1948 | HANDLEY_4G | 4 | North | YES | 0.17158 | 348 | 150 | 435 | 0 | 1.022 | GST | 1 | 0.30639 | 435 | 435 | 74.636 | 435 |  |  | 0.30639 | 133.2804
1947 | HANDLEY_3G | 3 | North | YES | 0.17288 | 316 | 100 | 395 | 0 | 1.022 | GST | 1 | 0.30769 | 395 | 395 | 68.286 | 395 |  |  | 0.30769 | 121.5378
1949 | HANDLEY_5G | 5 | North | YES | 0.17288 | 348 | 150 | 435 | 0 | 1.022 | GST | 1 | 0.30769 | 435 | 435 | 75.2011 | 435 |  |  | 0.30769 | 133.8455
1898 | COMCHEPK_1G | 1 | North | YES | 0.17391 | 1217 | 1150 | 1217 | 0 | 1.032 | Nuc | 1 | 0.30872 | 0 | 0 | 0 | 0 |  |  | 0.30872 | 0
1899 | COMCHEPK_2G | 2 | North | YES | 0.17391 | 1159 | 1128 | 1159 | 0 | 1.032 | Nuc | 1 | 0.30872 | 0 | 0 | 0 | 0 |  |  | 0.30872 | 0
1889 | DECRDOVA_1G | 1 | North | YES | 0.17432 | 779 | 255 | 779 | 0 | 1.02 | GSC | 1 | 0.30913 | 779 | 779 | 135.7945 | 779 |  |  | 0.30913 | 240.8152
1877 | WLFHOLW_1G | 1 | North | YES | 0.17451 | 217.3 | 89.2 | 217.3 | 0 | 1.032 | CC | 1 | 0.30932 | 217.3 | 217.3 | 37.9204 | 217.3 |  |  | 0.30932 | 67.2156
1878 | WLFHOLW_2G | 2 | North | YES | 0.17451 | 215.7 | 105 | 215.7 | 0 | 1.032 | CC | 1 | 0.30932 | 215.7 | 215.7 | 37.6412 | 215.7 |  |  | 0.30932 | 66.7207
1879 | WLFHOLW_3G | 3 | North | YES | 0.17451 | 272.4 | 89.2 | 272.4 | 0 | 1.032 | CC | 1 | 0.30932 | 272.4 | 272.4 | 47.5357 | 272.4 |  |  | 0.30932 | 84.2592
1892 | DECRDOVA_2G | A | North | YES | 0.17473 | 65 | 65 | 70 | 0 | 1.025 | GGT | 1 | 0.30954 | 70 | 70 | 12.2311 | 70 |  |  | 0.30954 | 21.6681
1893 | DECRDOVA_3G | B | North | YES | 0.17473 | 65 | 65 | 69 | 0 | 1.025 | GGT | 1 | 0.30954 | 69 | 69 | 12.0564 | 69 |  |  | 0.30954 | 21.3586
1894 | DECRDOVA_4G | C | North | YES | 0.17473 | 65 | 65 | 69 | 0 | 1.025 | GGT | 1 | 0.30954 | 69 | 69 | 12.0564 | 69 |  |  | 0.30954 | 21.3586
1895 | DECRDOVA_5G | D | North | YES | 0.17473 | 65 | 65 | 68 | 0 | 1.025 | GGT | 1 | 0.30954 | 68 | 68 | 11.8816 | 68 |  |  | 0.30954 | 21.049
366 | JNSNCNTY802 | 1 | North | YES | 0.18194 | 168 | 20 | 168 | 0 | 1.02 | Cogen | 1 | 0.31676 | 0 | 0 | 0 | 0 |  |  | 0.31676 | 0
367 | JNSNCNTY802 | 2 | North | YES | 0.18194 | 90 | 20 | 90 | 0 | 1.02 | Cogen | 1 | 0.31676 | 0 | 0 | 0 | 0 |  |  | 0.31676 | 0
1941 | MDLTHELP_1G | 1 | North | YES | 0.19176 | 216.4 | 74 | 216.4 | 0 | 1 | CC | 1 | 0.32658 | 216.4 | 216.4 | 41.4971 | 216.4 |  |  | 0.32658 | 70.671
1942 | MDLTHELP_2G | 2 | North | YES | 0.19176 | 216.1 | 74 | 216.1 | 0 | 1 | CC | 1 | 0.32658 | 216.1 | 216.1 | 41.4396 | 216.1 |  |  | 0.32658 | 70.573
1937 | MDLTHELP_5G | 5 | North | YES | 0.19387 | 224 | 74 | 224 | 0 | 1 | CC | 1 | 0.32868 | 224 | 224 | 43.4267 | 224 |  |  | 0.32868 | 73.6252
1938 | MDLTHELP_6G | 6 | North | YES | 0.19387 | 226 | 74 | 226 | 0 | 1 | CC | 1 | 0.32868 | 226 | 226 | 43.8144 | 226 |  |  | 0.32868 | 74.2825
1943 | MDLTHELP_3G | 3 | North | YES | 0.19387 | 212 | 74 | 212 | 0 | 1 | CC | 1 | 0.32868 | 212 | 212 | 41.1002 | 212 |  |  | 0.32868 | 69.6809
1944 | MDLTHELP_4G | 4 | North | YES | 0.19387 | 211 | 74 | 211 | 0 | 1 | CC | 1 | 0.32868 | 211 | 211 | 40.9064 | 211 |  |  | 0.32868 | 69.3523
244 | WHITNYDM01 | 1 | North | YES | 0.20386 | 15 | 0 | 15 | 0 | 1.035 | Hydro | 1 | 0.33868 | 0 | 0 | 0 | 0 |  |  | 0.33868 | 0
245 | WHITNYDM02 | 2 | North | YES | 0.20386 | 15 | 0 | 15 | 0 | 1.035 | Hydro | 1 | 0.33868 | 0 | 0 | 0 | 0 |  |  | 0.33868 | 0
251 | BOSQUESW803 | 2 | North | YES | 0.21525 | 150 | 0 | 150 | 0 | 1.032 | CC | 1 | 0.35007 | 150 | 150 | 32.288 | 150 |  |  | 0.35007 | 52.5102
253 | BOSQUESW804 | 2 | North | YES | 0.21525 | 80 | 0 | 80 | 0 | 1.032 | CC | 1 | 0.35007 | 80 | 80 | 17.2202 | 80 |  |  | 0.35007 | 28.0054
238 | BOSQUESW505 | 1 | North | YES | 0.33928 | 255 | 0 | 255 | 0 | 1.02 | CC | 1 | 0.4741 | 255 | 255 | 86.5167 | 255 |  |  | 0.4741 | 120.8944
239 | BOSQUESW502 | 1 | North | YES | 0.33928 | 119.2 | 0 | 149 | 0 | 1.02 | GGT | 1 | 0.4741 | 149 | 149 | 50.5529 | 149 |  |  | 0.4741 | 70.6403
247 | BOSQUESW501 | 2 | North | YES | 0.33928 | 124.8 | 0 | 156 | 0 | 1.02 | GGT | 1 | 0.4741 | 156 | 156 | 52.9278 | 156 |  |  | 0.4741 | 73.9589
3403 | THOUSE_1G | 1 | North | YES | 0.48063 | 563 | 200 | 563 | 0 | 1.012 | GSC | 1 | 0.61545 | 563 | 563 | 270.5975 | 563 |  |  | 0.61545 | 346.4982
3404 | THOUSE_2G | 2 | North | YES | 0.48063 | 807 | 250 | 807 | 0 | 1.012 | GSC | 1 | 0.61545 | 807 | 807 | 387.8724 | 807 |  |  | 0.61545 | 496.6679
Note on AL4: Zonal Cap - Zonal Impact

## Distributed Slack - Bound Gen
Number of Bus | Name of Bus | ID | Area Name of Gen | AGC | P Sensitivity of Bus | Gen MW | Min MW | Max MW | V Sensitivity of Bus | Set Volt | Tech Type | Zone Impact | Zone Correlation | Inc Max | Dec Max | Souce S.F. Weighting | Souce Capacity | Sink S.F. Weighting | Sink Capacity | PTDF Calc | PTDF Weighting | max of zone correlation | -0.090066 |  |  | Neg PTDF weight | Pos PTDF weight
3417 | LAKE_CRK2_G | 2 | North | YES | -0.22488 | 177.6 | 40 | 222 | 0 | 1.029 | GST | 1 | -0.090066 | 222 | 222 | -49.9236 | 222 |  |  | -0.090066 | -19.9947 |  |  |  |  | -19.9947 | 0
3416 | LAKE_CRK1_G | 1 | North | YES | -0.22488 | 60 | 33 | 75 |  | 1.029 | GST | 1 | -0.090066 | 75 | 75 | -16.8661 | 75 |  |  | -0.090066 | -6.755 |  |  |  |  | -6.755 | 0
32884 | BRYN_DNSBY13 | 1 | North | YES | -0.048199 | 46 | 2 | 46 | 0 | 1.015 | GST | 1 | 0.086616 | 46 | 46 | -2.2172 | 46 |  |  | 0.086616 | 3.9843 |  |  |  |  | 0 | 0
32883 | BRYN_DNSBY3 | 1 | North | YES | -0.048199 | 0 | 2 | 48 |  | 1.015 | GST | 1 | 0.086616 | 48 | 48 | -2.3136 | 48 |  |  | 0.086616 | 4.1576 |  |  | Weighted Shift Factors |  | 0 | 0
32892 | BRYN_DNSBY14 | 1 | North | YES | -0.048199 | 84 | 25 | 105 | 0 | 1.035 | GST | 1 | 0.086616 | 105 | 105 | -5.0609 | 105 |  |  | 0.086616 | 9.0946 |  |  | North | 0.13635 | 0 | 0
32886 | BRYN_ATKINS3 | MB | North | YES | -0.045861 | 0 | 5 | 12 |  | 1 | GST | 1 | 0.088954 | 0 | 0 | 0 | 0 |  |  | 0.088954 | 0 |  |  | South | -0.13481 | 0 | 0
32887 | BRYN_ATKINS6 | MB | North | YES | -0.045861 | 0 | 12 | 51 |  | 1.028 | GST | 1 | 0.088954 | 0 | 0 | 0 | 0 |  |  | 0.088954 | 0 |  |  |  |  | 0 | 0
32890 | BRYN_ATKINS4 | MB | North | YES | -0.045861 | 0 | 5 | 22 |  | 1.031 | GST | 1 | 0.088954 | 0 | 0 | 0 | 0 |  |  | 0.088954 | 0 | South |  |  |  | 0 | 0
32891 | BRYN_ATKINS5 | MB | North | YES | -0.045861 | 0 | 5 | 25 |  | 1.031 | GST | 1 | 0.088954 | 0 | 0 | 0 | 0 |  |  | 0.088954 | 0 | Line Rating |  | 956 |  | 0 | 0
32888 | BRYN_ATKINS7 | 1 | North | YES | -0.045861 | 13.6 | 4 | 17 |  | 1.028 | GGT | 1 | 0.088954 | 17 | 17 | -0.77964 | 17 |  |  | 0.088954 | 1.5122 | Impact Counter to Zone: |  | 26.7497 |  | 0 | 0
32798 | BRYN_TAMUGEN | 1 | North | YES | -0.044527 | 32 | 0 | 32 |  | 1.02 | GST | 1 | 0.090288 | 32 | 32 | -1.4249 | 32 |  |  | 0.090288 | 2.8892 |  |  | 2.798% |  | 0 | 0
48671 | FTR_GT1_5105 | 1 | North | YES | -0.044482 | 154.2 | 0 | 154.2 | 0 | 1.0319 | CC | 1 | 0.090333 | 154.2 | 154.2 | -6.8591 | 154.2 |  |  | 0.090333 | 13.9293 |  |  |  |  | 0 | 0
48673 | FTR_GT3_5085 | 3 | North | YES | -0.044482 | 158 | 0 | 158 | 0 | 1.0319 | CC | 1 | 0.090333 | 158 | 158 | -7.0282 | 158 |  |  | 0.090333 | 14.2726 | North |  |  |  | 0 | 0
48672 | FTR_GT2_5110 | 2 | North | YES | -0.044482 | 159 | 0 | 159 | 0 | 1.0319 | CC | 1 | 0.090333 | 159 | 159 | -7.0726 | 159 |  |  | 0.090333 | 14.3629 | Line Rating |  | 956 |  | 0 | 0
48674 | FTR_CN4_5095 | 4 | North | YES | -0.044482 | 380 | 0 | 380 | 0 | 1.0319 | CC | 1 | 0.090333 | 380 | 380 | -16.9032 | 380 |  |  | 0.090333 | 34.3264 | Impact Counter to Zone: |  | 0 |  | 0 | 0
990 | GIBN_CREK_G1 | 1 | North | YES | -0.038894 | 463 | 200 | 463 | 0 | 1.0275 | LIGCO | 1 | 0.095921 | 0 | 463 | -18.0079 | 463 |  |  | 0.095921 | 44.4113 |  |  | 0% |  | 0 | 0
39960 | TNTNPONE_18 | 1 | North | YES | -0.016682 | 152.3 | 30 | 152.3 |  | 1.04 | LIGCO | 1 | 0.11813 | 0 | 152.3 | -2.5407 | 152.3 |  |  | 0.11813 | 17.9916 |  |  |  |  | 0 | 0
39970 | TNTNPONE_28 | 1 | North | YES | -0.016682 | 153 | 30 | 153 |  | 1.04 | LIGCO | 1 | 0.11813 | 0 | 153 | -2.5523 | 153 |  |  | 0.11813 | 18.0743 |  |  |  |  | 0 | 0
48722 | LEG_2___2 | 2 | North | YES | -0.009529 | 819 | 357 | 819 | 0 | 1.0348 | LIGCO | 1 | 0.12529 | 0 | 819 | -7.8043 | 819 |  |  | 0.12529 | 102.609 |  |  |  |  | 0 | 0
48721 | LEG_1___1 | 1 | North | YES | -0.009529 | 827 | 357 | 827 | 0 | 1.0348 | LIGCO | 1 | 0.12529 | 0 | 827 | -7.8805 | 827 |  |  | 0.12529 | 103.6113 |  |  |  |  | 0 | 0
5934 | SI_RAY5 | 5 | South | YES | 0 | 0 | 10 | 15 |  | 1.035 | GST | -1 | 0.13635 | 15 | 15 |  |  | 0 | 15 | -0.13635 | -2.0453 |  |  |  |  | 0 | 0
8139 | JOS #1 | MB | South | YES | 0 | 0 | 45 | 255 |  | 1.02 | GST | -1 | 0.13635 | 0 | 0 |  |  | 0 | 0 | -0.13635 | 0 |  |  |  |  | 0 | 0
8285 | LAR #1 | MB | South | YES | 0 | 0 | 9 | 32 |  | 1.0497 | GST | -1 | 0.13635 | 0 | 0 |  |  | 0 | 0 | -0.13635 | 0 |  |  |  |  | 0 | 0
8287 | LAR #2 | MB | South | YES | 0 | 0 | 9 | 32 |  | 1.04 | GST | -1 | 0.13635 | 0 | 0 |  |  | 0 | 0 | -0.13635 | 0 |  |  |  |  | 0 | 0
8288 | LAR #3 | MB | South | YES | 0 | 0 | 25 | 105 |  | 1.04 | GST | -1 | 0.13635 | 0 | 0 |  |  | 0 | 0 | -0.13635 | 0 |  |  |  |  | 0 | 0
8388 | BATES0A | MB | South | YES | 0 | 0 | 21 | 71 |  | 1.033 | GST | -1 | 0.13635 | 0 | 0 |  |  | 0 | 0 | -0.13635 | 0 |  |  |  |  | 0 | 0
8393 | BATES0B | MB | South | YES | 0 | 0 | 25 | 110 |  | 1.03 | GST | -1 | 0.13635 | 0 | 0 |  |  | 0 | 0 | -0.13635 | 0 |  |  |  |  | 0 | 0
8437 | NUECES_B0C | MB | South | YES | 0 | 0 | 7 | 30 |  | 1.03 | GST | -1 | 0.13635 | 0 | 0 |  |  | 0 | 0 | -0.13635 | 0 |  |  |  |  | 0 | 0
8438 | NUECES_B0B | MB | South | YES | 0 | 0 | 26 | 169 |  | 1.03 | GST | -1 | 0.13635 | 0 | 0 |  |  | 0 | 0 | -0.13635 | 0 |  |  |  |  | 0 | 0
39190 | TNSLCGN1__8 | 1 | Houston | YES | 0 | 0 | 10 | 30 |  | 1.03 | Cogen | -1 | 0.13635 | 0 | 0 |  |  |  |  | -0.13635 | 0 |  |  |  |  | 0 | 0
8032 | AMISTADHYD1 | 1 | South | YES | -0.042018 | 33 | 13 | 33 | 0 | 1.03 | Hydro | -1 | 0.17837 | 0 | 0 |  |  | 0 | 0 | -0.17837 | 0 |  |  |  |  | 0 | 0
8033 | AMISTADHYD2 | 2 | South | YES | -0.042018 | 25 | 13 | 25 | 0 | 1.03 | Hydro | -1 | 0.17837 | 0 | 0 |  |  | 0 | 0 | -0.17837 | 0 |  |  |  |  | 0 | 0
88253 | HAMILTON | F | South | YES | -0.042018 | 0 | 0 | 0 | 0 | 1.04 | BLT | -1 | 0.17837 | 0 | 0 |  |  | 0 | 0 | -0.17837 | 0 |  |  |  |  | 0 | 0
3382 | BBRN_2G | 2 | North | YES | 0.064519 | 589 | 225 | 589 | 0 | 1.03 | LIGCO | 1 | 0.19933 | 0 | 589 | 38.0017 | 589 |  |  | 0.19933 | 117.4076 |  |  |  |  | 0 | 0
3381 | BBRN_1G | 1 | North | YES | 0.064519 | 618 | 225 | 618 | 0 | 1.03 | LIGCO | 1 | 0.19933 | 0 | 618 | 39.8727 | 618 |  |  | 0.19933 | 123.1882 |  |  |  |  | 0 | 0
8262 | ELPS | 1 | South | YES | -0.064573 | 6 | 6 | 6 | 0 | 1.15 | Hydro | -1 | 0.20092 | 0 | 0 |  |  | 0 | 0 | -0.20092 | 0 |  |  |  |  | 0 | 0
48591 | CHE_GT2_5030 | 2 | Houston | YES | -0.068274 | 173 | 50 | 173 | 0 | 1.029 | Cogen | -1 | 0.20463 | 0 | 0 |  |  |  |  | -0.20463 | 0 |  |  |  |  | 0 | 0
48811 | CVC_GT3_5045 | 3 | Houston | YES | -0.068274 | 156 | 91.8 | 156 | 0 | 1.029 | Cogen | -1 | 0.20463 | 0 | 0 |  |  |  |  | -0.20463 | 0 |  |  |  |  | 0 | 0
48812 | CVC_GT2_5020 | 2 | Houston | YES | -0.068274 | 158 | 91.8 | 158 | 0 | 1.029 | Cogen | -1 | 0.20463 | 0 | 0 |  |  |  |  | -0.20463 | 0 |  |  |  |  | 0 | 0
48813 | CVC_GT1_5035 | 1 | Houston | YES | -0.068274 | 160 | 91.8 | 160 | 0 | 1.029 | Cogen | -1 | 0.20463 | 0 | 0 |  |  |  |  | -0.20463 | 0 |  |  |  |  | 0 | 0
48814 | CVC_ST5_5040 | 1 | Houston | YES | -0.068274 | 162 | 91.8 | 162 | 0 | 1.029 | Cogen | -1 | 0.20463 | 0 | 0 |  |  |  |  | -0.20463 | 0 |  |  |  |  | 0 | 0
13131 | CALFREST_1G | 1 | North | YES | 0.071995 | 150.7 | 40 | 150.7 | 0 | 1.031 | CC | 1 | 0.20681 | 150.7 | 150.7 | 10.8496 | 150.7 |  |  | 0.20681 | 31.1662 |  |  |  |  | 0 | 0
13132 | CALFREST_2G | 2 | North | YES | 0.071995 | 151 | 57 | 151 | 0 | 1.031 | CC | 1 | 0.20681 | 151 | 151 | 10.8712 | 151 |  |  | 0.20681 | 31.2283 |  |  |  |  | 0 | 0
13133 | CALFREST_3G | 3 | North | YES | 0.071995 | 177.4 | 40 | 177.4 | 0 | 1.031 | CC | 1 | 0.20681 | 177.4 | 177.4 | 12.7719 | 177.4 |  |  | 0.20681 | 36.688 |  |  |  |  | 0 | 0
48885 | THW_5152 | B | Houston | YES | -0.070903 | 47.2 | 5 | 59 |  | 1.0319 | GGT | -1 | 0.20725 | 59 | 59 |  |  |  |  | -0.20725 | -12.228 |  |  |  |  | 0 | 0
48887 | THW_5556 | E | Houston | YES | -0.070903 | 47.2 | 5 | 59 |  | 1.0319 | GGT | -1 | 0.20725 | 59 | 59 |  |  |  |  | -0.20725 | -12.228 |  |  |  |  | 0 | 0
48885 | THW_5152 | A | Houston | YES | -0.070903 | 46.4 | 5 | 58 |  | 1.0319 | GGT | -1 | 0.20725 | 58 | 58 |  |  |  |  | -0.20725 | -12.0208 |  |  |  |  | 0 | 0
48886 | THW_5354 | D | Houston | YES | -0.070903 | 46.4 | 5 | 58 |  | 1.0319 | GGT | -1 | 0.20725 | 58 | 58 |  |  |  |  | -0.20725 | -12.0208 |  |  |  |  | 0 | 0
48886 | THW_5354 | C | Houston | YES | -0.070903 | 45.6 | 5 | 57 |  | 1.0319 | GGT | -1 | 0.20725 | 57 | 57 |  |  |  |  | -0.20725 | -11.8135 |  |  |  |  | 0 | 0
48887 | THW_5556 | F | Houston | YES | -0.070903 | 45.6 | 5 | 57 |  | 1.0319 | GGT | -1 | 0.20725 | 57 | 57 |  |  |  |  | -0.20725 | -11.8135 |  |  |  |  | 0 | 0
48690 | GBY_GN5_5 | 5 | Houston | YES | -0.07109 | 318.4 | 81 | 398 |  | 1.0362 | GSC | -1 | 0.20744 | 398 | 398 |  |  |  |  | -0.20744 | -82.5617 |  |  |  |  | 0 | 0
48598 | BTE_ST1_8070 | 4 | Houston | YES | -0.071223 | 269.2 | 60 | 269.2 | 0 | 1.0261 | CC | -1 | 0.20757 | 269.2 | 269.2 |  |  |  |  | -0.20757 | -55.8791 |  |  |  |  | 0 | 0
48595 | BTE_GT2_8075 | 1 | Houston | YES | -0.071223 | 162.8 | 130 | 162.8 | 0 | 1.0261 | CC | -1 | 0.20757 | 162.8 | 162.8 |  |  |  |  | -0.20757 | -33.7931 |  |  |  |  | 0 | 0
48596 | BTE_GT3_8045 | 2 | Houston | YES | -0.071223 | 161.4 | 130 | 161.4 | 0 | 1.0261 | CC | -1 | 0.20757 | 161.4 | 161.4 |  |  |  |  | -0.20757 | -33.5025 |  |  |  |  | 0 | 0
48597 | BTE_GT4_8055 | 3 | Houston | YES | -0.071223 | 158.9 | 130 | 158.9 | 0 | 1.0261 | CC | -1 | 0.20757 | 158.9 | 158.9 |  |  |  |  | -0.20757 | -32.9836 |  |  |  |  | 0 | 0
13134 | CALFREST_4G | 4 | North | YES | 0.073023 | 151.5 | 40 | 151.5 | 0 | 1.031 | CC | 1 | 0.20784 | 151.5 | 151.5 | 11.063 | 151.5 |  |  | 0.20784 | 31.4874 |  |  |  |  | 0 | 0
13135 | CALFREST_5G | 5 | North | YES | 0.073023 | 152.3 | 57 | 152.3 | 0 | 1.031 | CC | 1 | 0.20784 | 152.3 | 152.3 | 11.1214 | 152.3 |  |  | 0.20784 | 31.6537 |  |  |  |  | 0 | 0
13136 | CALFREST_6G | 6 | North | YES | 0.073023 | 177.5 | 40 | 177.5 | 0 | 1.031 | CC | 1 | 0.20784 | 177.5 | 177.5 | 12.9616 | 177.5 |  |  | 0.20784 | 36.8912 |  |  |  |  | 0 | 0
48583 | CBY_GT4_1 | 1 | Houston | YES | -0.071654 | 172 | 0 | 172 | 0 | 1.027 | GSC | -1 | 0.20801 | 172 | 172 |  |  |  |  | -0.20801 | -35.7769 |  |  |  |  | 0 | 0
48584 | CBY_GT4_2 | 2 | Houston | YES | -0.071654 | 172 | 0 | 172 | 0 | 1.027 | CC | -1 | 0.20801 | 172 | 172 |  |  |  |  | -0.20801 | -35.7769 |  |  |  |  | 0 | 0
48585 | CBY_ST4_1 | 3 | Houston | YES | -0.071654 | 172 | 0 | 172 | 0 | 1.027 | CC | -1 | 0.20801 | 172 | 172 |  |  |  |  | -0.20801 | -35.7769 |  |  |  |  | 0 | 0
48815 | CVC_GT4_8005 | 4 | Houston | YES | -0.071731 | 165 | 91.8 | 165 |  | 1.0362 | Cogen | -1 | 0.20808 | 0 | 0 |  |  |  |  | -0.20808 | 0 |  |  |  |  | 0 | 0
48791 | PSA_GT1_8160 | 1 | Houston | YES | -0.071867 | 52 | 20.8 | 65 | 0 | 1.0362 | Cogen | -1 | 0.20822 | 0 | 0 |  |  |  |  | -0.20822 | 0 |  |  |  |  | 0 | 0
48792 | PSA_GT2_8155 | 2 | Houston | YES | -0.071867 | 52.8 | 20.3 | 66 | 0 | 1.0362 | Cogen | -1 | 0.20822 | 0 | 0 |  |  |  |  | -0.20822 | 0 |  |  |  |  | 0 | 0
48793 | PSA_GT3_8150 | 3 | Houston | YES | -0.071867 | 56 | 20.3 | 70 | 0 | 1.0362 | Cogen | -1 | 0.20822 | 0 | 0 |  |  |  |  | -0.20822 | 0 |  |  |  |  | 0 | 0
48794 | PSA_GT4_8145 | 4 | Houston | YES | -0.071867 | 52.8 | 20.3 | 66 | 0 | 1.0362 | Cogen | -1 | 0.20822 | 0 | 0 |  |  |  |  | -0.20822 | 0 |  |  |  |  | 0 | 0
48795 | PSA_GT5_8140 | 5 | Houston | YES | -0.071867 | 51.2 | 20.3 | 64 | 0 | 1.0362 | Cogen | -1 | 0.20822 | 0 | 0 |  |  |  |  | -0.20822 | 0 |  |  |  |  | 0 | 0
48796 | PSA_GN1_8165 | 1 | Houston | YES | -0.071867 | 83.2 | 43.1 | 104 | 0 | 1.0362 | Cogen | -1 | 0.20822 | 0 | 0 |  |  |  |  | -0.20822 | 0 |  |  |  |  | 0 | 0
48797 | PSA_GT6_8135 | 6 | Houston | YES | -0.071867 | 47.2 | 34.5 | 59 | 0 | 1.0362 | Cogen | -1 | 0.20822 | 0 | 0 |  |  |  |  | -0.20822 | 0 |  |  |  |  | 0 | 0
48581 | CBY_GN1_1 | 1 | Houston | YES | -0.071873 | 595.2 | 108 | 744 | 0 | 1.0435 | GSC | -1 | 0.20822 | 744 | 744 |  |  |  |  | -0.20822 | -154.919 |  |  |  |  | 0 | 0
48940 | WARVUE_GT1 | G1 | Houston | YES | -0.071883 | 15 | 0 | 15 |  | 1.021 | Cogen | -1 | 0.20823 | 0 | 0 |  |  |  |  | -0.20823 | 0 |  |  |  |  | 0 | 0
48651 | EP_1_2 | 1 | Houston | YES | -0.071891 | 4 | 0 | 5 | 0 | 1.0362 | Cogen | -1 | 0.20824 | 0 | 0 |  |  |  |  | -0.20824 | 0 |  |  |  |  | 0 | 0
48651 | EP_1_2 | 2 | Houston | YES | -0.071891 | 17.7 | 10 | 21 | 0 | 1.0362 | Cogen | -1 | 0.20824 | 0 | 0 |  |  |  |  | -0.20824 | 0 |  |  |  |  | 0 | 0
49803 | EXN_15GT | 1 | Houston | YES | -0.072138 | 33 | 8.3 | 34 |  | 1.0326 | Cogen | -1 | 0.20849 | 0 | 0 |  |  |  |  | -0.20849 | 0 |  |  |  |  | 0 | 0
49804 | EXN_16GT | 2 | Houston | YES | -0.072138 | 32 | 8.3 | 34.7 |  | 1.0326 | Cogen | -1 | 0.20849 | 0 | 0 |  |  |  |  | -0.20849 | 0 |  |  |  |  | 0 | 0
49805 | EXN_17GT | 3 | Houston | YES | -0.072138 | 31 | 8.3 | 32.7 |  | 1.0326 | Cogen | -1 | 0.20849 | 0 | 0 |  |  |  |  | -0.20849 | 0 |  |  |  |  | 0 | 0
49826 | EXN938GT | 5 | Houston | YES | -0.072138 | 43 | 9.2 | 45.9 |  | 1.0326 | Cogen | -1 | 0.20849 | 0 | 0 |  |  |  |  | -0.20849 | 0 |  |  |  |  | 0 | 0
49828 | EXN941GT | 10 | Houston | YES | -0.072138 | 17.7 | 5.4 | 17.7 | 0 | 1.0326 | Cogen | -1 | 0.20849 | 0 | 0 |  |  |  |  | -0.20849 | 0 |  |  |  |  | 0 | 0
49829 | EXN942GT | 11 | Houston | YES | -0.072138 | 20 | 5.4 | 20.4 | 0 | 1.0326 | Cogen | -1 | 0.20849 | 0 | 0 |  |  |  |  | -0.20849 | 0 |  |  |  |  | 0 | 0
49830 | EXN943GT | 12 | Houston | YES | -0.072138 | 19 | 5.4 | 19.9 | 0 | 1.0326 | Cogen | -1 | 0.20849 | 0 | 0 |  |  |  |  | -0.20849 | 0 |  |  |  |  | 0 | 0
49831 | EXN944GT | 13 | Houston | YES | -0.072138 | 33 | 5.4 | 35 | 0 | 1.0326 | Cogen | -1 | 0.20849 | 0 | 0 |  |  |  |  | -0.20849 | 0 |  |  |  |  | 0 | 0
49832 | EXN945GT | 9 | Houston | YES | -0.072138 | 18.5 | 9.2 | 18.5 |  | 1.0326 | Cogen | -1 | 0.20849 | 0 | 0 |  |  |  |  | -0.20849 | 0 |  |  |  |  | 0 | 0
49837 | EXN_GT | 4 | Houston | YES | -0.072138 | 81 | 21.3 | 85.4 |  | 1.0326 | Cogen | -1 | 0.20849 | 0 | 0 |  |  |  |  | -0.20849 | 0 |  |  |  |  | 0 | 0
49838 | EXN_14GT | 14 | Houston | YES | -0.072138 | 140 | 0 | 148 |  | 1.0326 | Cogen | -1 | 0.20849 | 0 | 0 |  |  |  |  | -0.20849 | 0 |  |  |  |  | 0 | 0
48883 | THW_GT1_GT_1 | B2 | Houston | YES | -0.072212 | 0 | 0 | 12 |  | 1.043 | GGT | -1 | 0.20856 | 12 | 12 |  |  |  |  | -0.20856 | -2.5028 |  |  |  |  | 0 | 0
48582 | CBY_GN2_2 | 2 | Houston | YES | -0.072393 | 596.8 | 110 | 746 | 0 | 1.0435 | GSC | -1 | 0.20874 | 746 | 746 |  |  |  |  | -0.20874 | -155.7234 |  |  |  |  | 0 | 0
48874 | THW_ST4_ST_4 | 4 | Houston | YES | -0.072785 | 108 | 19 | 108 | 0 | 1.0435 | CC | -1 | 0.20914 | 108 | 108 |  |  |  |  | -0.20914 | -22.5867 |  |  |  |  | 0 | 0
48873 | THW_ST3_ST_3 | 3 | Houston | YES | -0.072785 | 107 | 19 | 107 | 0 | 1.0435 | CC | -1 | 0.20914 | 107 | 107 |  |  |  |  | -0.20914 | -22.3776 |  |  |  |  | 0 | 0
48881 | THW_4344 | G | Houston | YES | -0.072785 | 58 | 5 | 58 | 0 | 1.0435 | CC | -1 | 0.20914 | 58 | 58 |  |  |  |  | -0.20914 | -12.1299 |  |  |  |  | 0 | 0
48881 | THW_4344 | H | Houston | YES | -0.072785 | 58 | 5 | 58 | 0 | 1.0435 | CC | -1 | 0.20914 | 58 | 58 |  |  |  |  | -0.20914 | -12.1299 |  |  |  |  | 0 | 0
48877 | THW_3334 | D | Houston | YES | -0.072785 | 57 | 5 | 57 | 0 | 1.0435 | CC | -1 | 0.20914 | 57 | 57 |  |  |  |  | -0.20914 | -11.9208 |  |  |  |  | 0 | 0
48879 | THW_4142 | E | Houston | YES | -0.072785 | 56 | 5 | 56 | 0 | 1.0435 | CC | -1 | 0.20914 | 56 | 56 |  |  |  |  | -0.20914 | -11.7116 |  |  |  |  | 0 | 0
48875 | THW_3132 | A | Houston | YES | -0.072785 | 55 | 5 | 55 | 0 | 1.0435 | CC | -1 | 0.20914 | 55 | 55 |  |  |  |  | -0.20914 | -11.5025 |  |  |  |  | 0 | 0
48877 | THW_3334 | C | Houston | YES | -0.072785 | 55 | 5 | 55 | 0 | 1.0435 | CC | -1 | 0.20914 | 55 | 55 |  |  |  |  | -0.20914 | -11.5025 |  |  |  |  | 0 | 0
48879 | THW_4142 | F | Houston | YES | -0.072785 | 55 | 5 | 55 | 0 | 1.0435 | CC | -1 | 0.20914 | 55 | 55 |  |  |  |  | -0.20914 | -11.5025 |  |  |  |  | 0 | 0
48875 | THW_3132 | B | Houston | YES | -0.072785 | 53 | 5 | 53 | 0 | 1.0435 | CC | -1 | 0.20914 | 53 | 53 |  |  |  |  | -0.20914 | -11.0842 |  |  |  |  | 0 | 0
48593 | CHE_GT1_8015 | 1 | Houston | YES | -0.073249 | 173 | 50 | 173 | 0 | 1.0362 | Cogen | -1 | 0.2096 | 0 | 0 |  |  |  |  | -0.2096 | 0 |  |  |  |  | 0 | 0
48594 | CHE_GN4_8025 | 4 | Houston | YES | -0.073249 | 142 | 60 | 142 | 0 | 1.0362 | Cogen | -1 | 0.2096 | 0 | 0 |  |  |  |  | -0.2096 | 0 |  |  |  |  | 0 | 0
48511 | LPE_GT1_8070 | 1 | Houston | YES | -0.073293 | 42 | 0 | 42 | 0 | 1.0362 | GGT | -1 | 0.20964 | 42 | 42 |  |  |  |  | -0.20964 | -8.8051 |  |  |  |  | 0 | 0
48512 | LPE_GT2_8075 | 2 | Houston | YES | -0.073293 | 42 | 0 | 42 | 0 | 1.0362 | GGT | -1 | 0.20964 | 42 | 42 |  |  |  |  | -0.20964 | -8.8051 |  |  |  |  | 0 | 0
48513 | LPE_GT3_8080 | 3 | Houston | YES | -0.073293 | 39 | 0 | 39 | 0 | 1.0362 | GGT | -1 | 0.20964 | 39 | 39 |  |  |  |  | -0.20964 | -8.1761 |  |  |  |  | 0 | 0
48514 | LPE_GT4_8085 | 4 | Houston | YES | -0.073293 | 39 | 0 | 39 | 0 | 1.0362 | GGT | -1 | 0.20964 | 39 | 39 |  |  |  |  | -0.20964 | -8.1761 |  |  |  |  | 0 | 0
48500 | APD_GT1_8005 | 1 | Houston | YES | -0.073371 | 137.6 | 54.6 | 137.6 | 0 | 1.0362 | Cogen | -1 | 0.20972 | 0 | 0 |  |  |  |  | -0.20972 | 0 |  |  |  |  | 0 | 0
48820 | SHELLG1_3015 | 1 | Houston | YES | -0.073686 | 71 | 34.5 | 71 |  | 1.029 | Cogen | -1 | 0.21004 | 0 | 0 |  |  |  |  | -0.21004 | 0 |  |  |  |  | 0 | 0
48821 | SHELLG2 | 2 | Houston | YES | -0.073686 | 72 | 34.5 | 72 |  | 1.029 | Cogen | -1 | 0.21004 | 0 | 0 |  |  |  |  | -0.21004 | 0 |  |  |  |  | 0 | 0
48822 | SHELLG3_3020 | 2 | Houston | YES | -0.073686 | 30 | 0 | 30 |  | 1.029 | Cogen | -1 | 0.21004 | 0 | 0 |  |  |  |  | -0.21004 | 0 |  |  |  |  | 0 | 0
48822 | SHELLG3_3020 | 1 | Houston | YES | -0.073686 | 39 | 0 | 39 |  | 1.029 | Cogen | -1 | 0.21004 | 0 | 0 |  |  |  |  | -0.21004 | 0 |  |  |  |  | 0 | 0
48854 | SRB_GN4_4 | 4 | Houston | YES | -0.073916 | 182.4 | 35 | 228 | 0 | 1.0326 | GST | -1 | 0.21027 | 228 | 228 |  |  |  |  | -0.21027 | -47.941 |  |  |  |  | 0 | 0
48740 | PSG_GN2_8050 | 1 | Houston | YES | -0.073916 | 182 | 60 | 182 | 0 | 1.0326 | Cogen | -1 | 0.21027 | 0 | 0 |  |  |  |  | -0.21027 | 0 |  |  |  |  | 0 | 0
48741 | PSG_GT2_8040 | 1 | Houston | YES | -0.073916 | 158.6 | 50 | 158.6 | 0 | 1.0326 | Cogen | -1 | 0.21027 | 0 | 0 |  |  |  |  | -0.21027 | 0 |  |  |  |  | 0 | 0
48742 | PSG_GT3_8060 | 1 | Houston | YES | -0.073916 | 157 | 50 | 157 | 0 | 1.0326 | Cogen | -1 | 0.21027 | 0 | 0 |  |  |  |  | -0.21027 | 0 |  |  |  |  | 0 | 0
48611 | DIB_GT1_8080 | 1 | Houston | YES | -0.07392 | 64 | 0 | 64 | 0 | 1.0326 | Cogen | -1 | 0.21027 | 0 | 0 |  |  |  |  | -0.21027 | 0 |  |  |  |  | 0 | 0
48612 | DIB_GT2_8075 | 2 | Houston | YES | -0.07392 | 63.2 | 0 | 63.2 | 0 | 1.0326 | Cogen | -1 | 0.21027 | 0 | 0 |  |  |  |  | -0.21027 | 0 |  |  |  |  | 0 | 0
48613 | DIB_ST1_8085 | 3 | Houston | YES | -0.07392 | 67.9 | 30 | 82.6 | 0 | 1.0326 | Cogen | -1 | 0.21027 | 0 | 0 |  |  |  |  | -0.21027 | 0 |  |  |  |  | 0 | 0
48614 | DIB_GT3_8090 | 4 | Houston | YES | -0.07392 | 73.6 | 15 | 73.6 | 0 | 1.0326 | Cogen | -1 | 0.21027 | 0 | 0 |  |  |  |  | -0.21027 | 0 |  |  |  |  | 0 | 0
48845 | SOL_GT1 | 1 | Houston | YES | -0.073923 | 16.2 | 15.4 | 16.2 |  | 1.0326 | Solar | -1 | 0.21027 | 16.2 | 16.2 |  |  |  |  | -0.21027 | -3.4064 |  |  |  |  | 0 | 0
48853 | SRB_GN3_3 | 3 | Houston | YES | -0.073925 | 170.4 | 35 | 213 |  | 1.0326 | GST | -1 | 0.21028 | 213 | 213 |  |  |  |  | -0.21028 | -44.7889 |  |  |  |  | 0 | 0
48551 | CAL_GT1_8045 | 1 | Houston | YES | -0.073965 | 149 | 0 | 149 | 0 | 1.0326 | Cogen | -1 | 0.21032 | 0 | 0 |  |  |  |  | -0.21032 | 0 |  |  |  |  | 0 | 0
48552 | CAL_ST1_8000 | 2 | Houston | YES | -0.073965 | 65.1 | 0 | 65.1 | 0 | 1.0326 | Cogen | -1 | 0.21032 | 0 | 0 |  |  |  |  | -0.21032 | 0 |  |  |  |  | 0 | 0
48851 | SRB_GN1_1 | 1 | Houston | YES | -0.073969 | 132 | 26 | 165 | 0 | 1.0217 | GST | -1 | 0.21032 | 165 | 165 |  |  |  |  | -0.21032 | -34.7029 |  |  |  |  | 0 | 0
48852 | SRB_GN2_2 | 2 | Houston | YES | -0.073981 | 140.8 | 26 | 176 | 0 | 1.0217 | GST | -1 | 0.21033 | 176 | 176 |  |  |  |  | -0.21033 | -37.0185 |  |  |  |  | 0 | 0
48855 | SRB_GT211035 | B1 | Houston | YES | -0.073991 | 0 | 0 | 18 |  | 1.014 | GGT | -1 | 0.21034 | 18 | 18 |  |  |  |  | -0.21034 | -3.7862 |  |  |  |  | 0 | 0
48855 | SRB_GT211035 | B2 | Houston | YES | -0.073991 | 0 | 0 | 12 |  | 1.014 | GGT | -1 | 0.21034 | 12 | 12 |  |  |  |  | -0.21034 | -2.5241 |  |  |  |  | 0 | 0
48761 | PR_GT1__9040 | 1 | Houston | YES | -0.074156 | 26 | 0 | 35 |  | 1 | Cogen | -1 | 0.21051 | 0 | 0 |  |  |  |  | -0.21051 | 0 |  |  |  |  | 0 | 0
48645 | DPEC_ST55065 | 5 | Houston | YES | -0.074314 | 282 | 0 | 282 | 0 | 1.0319 | CC | -1 | 0.21067 | 282 | 282 |  |  |  |  | -0.21067 | -59.4077 |  |  |  |  | 0 | 0
48641 | DPEC_GT15040 | 1 | Houston | YES | -0.074314 | 163.2 | 98 | 163.2 | 0 | 1.0319 | CC | -1 | 0.21067 | 163.2 | 163.2 |  |  |  |  | -0.21067 | -34.3806 |  |  |  |  | 0 | 0
48643 | DPEC_GT35010 | 3 | Houston | YES | -0.074314 | 157.5 | 98 | 157.5 | 0 | 1.0319 | CC | -1 | 0.21067 | 157.5 | 157.5 |  |  |  |  | -0.21067 | -33.1798 |  |  |  |  | 0 | 0
48642 | DPEC_GT25025 | 2 | Houston | YES | -0.074314 | 157.1 | 98 | 157.1 | 0 | 1.0319 | CC | -1 | 0.21067 | 157.1 | 157.1 |  |  |  |  | -0.21067 | -33.0955 |  |  |  |  | 0 | 0
48644 | DPEC_GT45070 | 4 | Houston | YES | -0.074314 | 157 | 98 | 157 | 0 | 1.0319 | CC | -1 | 0.21067 | 157 | 157 |  |  |  |  | -0.21067 | -33.0745 |  |  |  |  | 0 | 0
48841 | SJS_GT1_GT1 | 1 | Houston | YES | -0.074488 | 62.4 | 49 | 78 | 0 | 1.0362 | Cogen | -1 | 0.21084 | 0 | 0 |  |  |  |  | -0.21084 | 0 |  |  |  |  | 0 | 0
48842 | SJS_GT2_GT2 | 2 | Houston | YES | -0.074488 | 64.8 | 49 | 81 | 0 | 1.0362 | Cogen | -1 | 0.21084 | 0 | 0 |  |  |  |  | -0.21084 | 0 |  |  |  |  | 0 | 0
48693 | GBY_83841065 | E | Houston | YES | -0.074712 | 45.6 | 20 | 57 | 0 | 1.0362 | GGT | -1 | 0.21106 | 57 | 57 |  |  |  |  | -0.21106 | -12.0306 |  |  |  |  | 0 | 0
48692 | GBY_81821075 | D | Houston | YES | -0.074712 | 44 | 20 | 55 | 0 | 1.0362 | GGT | -1 | 0.21106 | 55 | 55 |  |  |  |  | -0.21106 | -11.6085 |  |  |  |  | 0 | 0
48693 | GBY_83841065 | F | Houston | YES | -0.074712 | 43.2 | 20 | 54 | 0 | 1.0362 | GGT | -1 | 0.21106 | 54 | 54 |  |  |  |  | -0.21106 | -11.3974 |  |  |  |  | 0 | 0
48691 | GBY_73741085 | B | Houston | YES | -0.074712 | 37.6 | 20 | 47 | 0 | 1.0362 | GGT | -1 | 0.21106 | 47 | 47 |  |  |  |  | -0.21106 | -9.92 |  |  |  |  | 0 | 0
48691 | GBY_73741085 | A | Houston | YES | -0.074712 | 37.6 | 20 | 47 | 0 | 1.0362 | GGT | -1 | 0.21106 | 47 | 47 |  |  |  |  | -0.21106 | -9.92 |  |  |  |  | 0 | 0
48692 | GBY_81821075 | C | Houston | YES | -0.074712 | 37.6 | 20 | 47 | 0 | 1.0362 | GGT | -1 | 0.21106 | 47 | 47 |  |  |  |  | -0.21106 | -9.92 |  |  |  |  | 0 | 0
48531 | BYU_GT1_8075 | 1 | Houston | YES | -0.075148 | 65 | 0 | 65 |  | 1.0362 | Cogen | -1 | 0.2115 | 0 | 0 |  |  |  |  | -0.2115 | 0 |  |  |  |  | 0 | 0
48532 | BYU_GT2_8055 | 2 | Houston | YES | -0.075148 | 62 | 0 | 62 |  | 1.0362 | Cogen | -1 | 0.2115 | 0 | 0 |  |  |  |  | -0.2115 | 0 |  |  |  |  | 0 | 0
48533 | BYU_GT3_8060 | 3 | Houston | YES | -0.075148 | 67 | 0 | 67 |  | 1.0362 | Cogen | -1 | 0.2115 | 0 | 0 |  |  |  |  | -0.2115 | 0 |  |  |  |  | 0 | 0
48534 | BYU_GT4_8065 | 4 | Houston | YES | -0.075148 | 65 | 0 | 65 |  | 1.0362 | Cogen | -1 | 0.2115 | 0 | 0 |  |  |  |  | -0.2115 | 0 |  |  |  |  | 0 | 0
48561 | CTL_GT2_8130 | 1 | Houston | YES | -0.0755 | 73.5 | 30.3 | 91.9 |  | 1.0362 | Cogen | -1 | 0.21185 | 0 | 0 |  |  |  |  | -0.21185 | 0 |  |  |  |  | 0 | 0
48562 | CTL_GT3_8135 | 2 | Houston | YES | -0.0755 | 70.1 | 30.3 | 87.6 |  | 1.0362 | Cogen | -1 | 0.21185 | 0 | 0 |  |  |  |  | -0.21185 | 0 |  |  |  |  | 0 | 0
48563 | CTL_GT4_8140 | 3 | Houston | YES | -0.0755 | 69.6 | 30.3 | 87 |  | 1.0362 | Cogen | -1 | 0.21185 | 0 | 0 |  |  |  |  | -0.21185 | 0 |  |  |  |  | 0 | 0
48564 | CTL_GN1_8145 | 4 | Houston | YES | -0.0755 | 43.6 | 12.9 | 54.5 |  | 1.0362 | Cogen | -1 | 0.21185 | 0 | 0 |  |  |  |  | -0.21185 | 0 |  |  |  |  | 0 | 0
48565 | CTL_GN2_8155 | 5 | Houston | YES | -0.0755 | 9.8 | 3.4 | 12.2 |  | 1.0362 | Cogen | -1 | 0.21185 | 0 | 0 |  |  |  |  | -0.21185 | 0 |  |  |  |  | 0 | 0
48772 | PHR_GN2_2 | MB | Houston | YES | -0.076416 | 0 | 72 | 459 |  | 1.0362 | GSC | -1 | 0.21277 | 0 | 0 |  |  |  |  | -0.21277 | 0 |  |  |  |  | 0 | 0
38580 | TNBP_CGN1_8 | 1 | Houston | YES | -0.077731 | 70.8 | 0 | 70.8 | 0 | 1.005 | Cogen | -1 | 0.21408 | 0 | 0 |  |  |  |  | -0.21408 | 0 |  |  |  |  | 0 | 0
38590 | TNBP_CGN2_8 | 2 | Houston | YES | -0.077731 | 66.7 | 0 | 66.7 | 0 | 1.005 | Cogen | -1 | 0.21408 | 0 | 0 |  |  |  |  | -0.21408 | 0 |  |  |  |  | 0 | 0
38600 | TNBP_CGN3_8 | 5 | Houston | YES | -0.077731 | 53 | 0 | 53 | 0 | 1.005 | Cogen | -1 | 0.21408 | 0 | 0 |  |  |  |  | -0.21408 | 0 |  |  |  |  | 0 | 0
38611 | TNBPAMCG1_8 | 1 | Houston | YES | -0.077731 | 153.2 | 0 | 153.2 | 0 | 1.005 | Cogen | -1 | 0.21408 | 0 | 0 |  |  |  |  | -0.21408 | 0 |  |  |  |  | 0 | 0
38612 | TNBPAMCG2_8 | 2 | Houston | YES | -0.077731 | 153.5 | 0 | 153.5 | 0 | 1.005 | Cogen | -1 | 0.21408 | 0 | 0 |  |  |  |  | -0.21408 | 0 |  |  |  |  | 0 | 0
38613 | TNBPAMCG3_8 | 3 | Houston | YES | -0.077731 | 152.3 | 0 | 152.3 | 0 | 1.005 | Cogen | -1 | 0.21408 | 0 | 0 |  |  |  |  | -0.21408 | 0 |  |  |  |  | 0 | 0
38614 | TNBPAMCG4_8 | 4 | Houston | YES | -0.077731 | 96 | 0 | 96 |  | 1.005 | Cogen | -1 | 0.21408 | 0 | 0 |  |  |  |  | -0.21408 | 0 |  |  |  |  | 0 | 0
38615 | TNBPAMCG5_8 | 1 | Houston | YES | -0.077731 | 244 | 0 | 244 | 0 | 1.005 | Cogen | -1 | 0.21408 | 0 | 0 |  |  |  |  | -0.21408 | 0 |  |  |  |  | 0 | 0
38690 | TNBP_CGN4_8 | 3 | Houston | YES | -0.077731 | 40 | 0 | 40 |  | 1.005 | Cogen | -1 | 0.21408 | 0 | 0 |  |  |  |  | -0.21408 | 0 |  |  |  |  | 0 | 0
38711 | TNTXCTY1CG8 | 1 | Houston | YES | -0.077731 | 100.3 | 59 | 100.3 | 0 | 1 | Cogen | -1 | 0.21408 | 0 | 0 |  |  |  |  | -0.21408 | 0 |  |  |  |  | 0 | 0
38712 | TNTXCTY2CG8 | 1 | Houston | YES | -0.077731 | 92.9 | 59 | 92.9 | 0 | 1 | Cogen | -1 | 0.21408 | 0 | 0 |  |  |  |  | -0.21408 | 0 |  |  |  |  | 0 | 0
38713 | TNTXCTY3CG8 | 1 | Houston | YES | -0.077731 | 102.7 | 59 | 102.7 | 0 | 1 | Cogen | -1 | 0.21408 | 0 | 0 |  |  |  |  | -0.21408 | 0 |  |  |  |  | 0 | 0
38714 | TNTXCTY4CG8 | 1 | Houston | YES | -0.077731 | 103 | 59 | 103 | 0 | 1 | Cogen | -1 | 0.21408 | 0 | 0 |  |  |  |  | -0.21408 | 0 |  |  |  |  | 0 | 0
39470 | TNDOWCGNSG8 | 1 | Houston | YES | -0.077731 | 32 | 10 | 32 | 0 | 0.985 | Cogen | -1 | 0.21408 | 0 | 0 |  |  |  |  | -0.21408 | 0 |  |  |  |  | 0 | 0
39480 | TNDOWCGNGG8 | 1 | Houston | YES | -0.077731 | 30 | 10 | 30 | 0 | 0.985 | Cogen | -1 | 0.21408 | 0 | 0 |  |  |  |  | -0.21408 | 0 |  |  |  |  | 0 | 0
48924 | WAP_GN4_4 | 4 | Houston | YES | -0.080865 | 546 | 217 | 546 | 0 | 1.0362 | GSC | -1 | 0.21722 | 546 | 546 |  |  |  |  | -0.21722 | -118.6002 |  |  |  |  | 0 | 0
48923 | WAP_GN3_3 | 3 | Houston | YES | -0.080865 | 198.4 | 93 | 248 | 0 | 1.0362 | GST | -1 | 0.21722 | 248 | 248 |  |  |  |  | -0.21722 | -53.8697 |  |  |  |  | 0 | 0
48921 | WAP_GN1_1 | 1 | Houston | YES | -0.080865 | 132.8 | 37 | 166 | 0 | 1.0362 | GST | -1 | 0.21722 | 166 | 166 |  |  |  |  | -0.21722 | -36.0579 |  |  |  |  | 0 | 0
48922 | WAP_GN2_2 | 2 | Houston | YES | -0.080865 | 132.8 | 37 | 166 | 0 | 1.0362 | GST | -1 | 0.21722 | 166 | 166 |  |  |  |  | -0.21722 | -36.0579 |  |  |  |  | 0 | 0
48929 | WAPGT21_GT1 | B1 | Houston | YES | -0.080865 | 0 | 0 | 13 |  | 1.05 | GGT | -1 | 0.21722 | 13 | 13 |  |  |  |  | -0.21722 | -2.8238 |  |  |  |  | 0 | 0
48925 | WAP_GN5_5 | 5 | Houston | YES | -0.080865 | 587.4 | 278 | 654 | 0 | 0.985 | LIGCO | -1 | 0.21722 | 0 | 654 |  |  |  |  | -0.21722 | 0 |  |  |  |  | 0 | 0
48510 | AK_GT1__8040 | 1 | Houston | YES | -0.080912 | 33.4 | 8.1 | 34 |  | 1.029 | Cogen | -1 | 0.21726 | 0 | 0 |  |  |  |  | -0.21726 | 0 |  |  |  |  | 0 | 0
48523 | BVE_ST1_GN1 | 3 | Houston | YES | -0.0816 | 252.4 | 0 | 252.4 |  | 1.035 | CC | -1 | 0.21795 | 252.4 | 252.4 |  |  |  |  | -0.21795 | -55.011 |  |  |  |  | 0 | 0
48521 | BVE_GT1_GT1 | 1 | Houston | YES | -0.0816 | 167.7 | 0 | 167.7 |  | 1.035 | CC | -1 | 0.21795 | 167.7 | 167.7 |  |  |  |  | -0.21795 | -36.5505 |  |  |  |  | 0 | 0
48522 | BVE_GT2_5035 | 2 | Houston | YES | -0.0816 | 166.4 | 0 | 166.4 |  | 1.035 | CC | -1 | 0.21795 | 166.4 | 166.4 |  |  |  |  | -0.21795 | -36.2671 |  |  |  |  | 0 | 0
48730 | MNS_GT | 1 | Houston | YES | -0.081628 | 43 | 0 | 46.1 |  | 1.029 | Cogen | -1 | 0.21798 | 0 | 0 |  |  |  |  | -0.21798 | 0 |  |  |  |  | 0 | 0
48926 | WAP_GN6_6 | 6 | Houston | YES | -0.08164 | 651 | 280 | 651 |  | 1.035 | LIGCO | -1 | 0.21799 | 0 | 651 |  |  |  |  | -0.21799 | 0 |  |  |  |  | 0 | 0
48927 | WAP_GN7_7 | 7 | Houston | YES | -0.08164 | 564 | 277 | 564 |  | 1.035 | LIGCO | -1 | 0.21799 | 0 | 564 |  |  |  |  | -0.21799 | 0 |  |  |  |  | 0 | 0
48928 | WAP_GN8_8 | 8 | Houston | YES | -0.08164 | 603 | 275 | 603 |  | 1.035 | LIGCO | -1 | 0.21799 | 0 | 603 |  |  |  |  | -0.21799 | 0 |  |  |  |  | 0 | 0
39760 | TNSCLP1___8 | 1 | Houston | YES | -0.086378 | 93.4 | 20 | 116.8 | 0 | 1.04 | Cogen | -1 | 0.22273 | 0 | 0 |  |  |  |  | -0.22273 | 0 |  |  |  |  | 0 | 0
39770 | TNSCLP2___8 | 1 | Houston | YES | -0.086378 | 91.6 | 20 | 114.5 | 0 | 1.04 | Cogen | -1 | 0.22273 | 0 | 0 |  |  |  |  | -0.22273 | 0 |  |  |  |  | 0 | 0
39775 | TNSCLP4___8 | 1 | Houston | YES | -0.086378 | 95.2 | 20 | 119 | 0 | 1.04 | Cogen | -1 | 0.22273 | 0 | 0 |  |  |  |  | -0.22273 | 0 |  |  |  |  | 0 | 0
39790 | TNSCLP3___8 | 1 | Houston | YES | -0.086378 | 87.6 | 20 | 109.5 | 0 | 1.027 | Cogen | -1 | 0.22273 | 0 | 0 |  |  |  |  | -0.22273 | 0 |  |  |  |  | 0 | 0
48520 | BSF_GT1_8070 | 1 | Houston | YES | -0.087689 | 72 | 0 | 72 | 0 | 1.0326 | Cogen | -1 | 0.22404 | 0 | 0 |  |  |  |  | -0.22404 | 0 |  |  |  |  | 0 | 0
48520 | BSF_GT1_8070 | 2 | Houston | YES | -0.087689 | 10 | 0 | 10 | 0 | 1.0326 | Cogen | -1 | 0.22404 | 0 | 0 |  |  |  |  | -0.22404 | 0 |  |  |  |  | 0 | 0
49851 | DOW17000 | 37 | Houston | YES | -0.089354 | 39 | 0 | 62 | 0 | 1 | Cogen | -1 | 0.22571 | 0 | 0 |  |  |  |  | -0.22571 | 0 |  |  |  |  | 0 | 0
49858 | DOW38100 | 31 | Houston | YES | -0.089354 | 45 | 0 | 71.4 |  | 1 | Cogen | -1 | 0.22571 | 0 | 0 |  |  |  |  | -0.22571 | 0 |  |  |  |  | 0 | 0
49859 | DOW38200 | 33 | Houston | YES | -0.089354 | 28 | 0 | 45 | 0 | 1 | Cogen | -1 | 0.22571 | 0 | 0 |  |  |  |  | -0.22571 | 0 |  |  |  |  | 0 | 0
49860 | DOW38300 | 32 | Houston | YES | -0.089354 | 63 | 0 | 101 |  | 1 | Cogen | -1 | 0.22571 | 0 | 0 |  |  |  |  | -0.22571 | 0 |  |  |  |  | 0 | 0
49862 | DOW39100 | 36 | Houston | YES | -0.089354 | 54 | 0 | 86 | 0 | 1 | Cogen | -1 | 0.22571 | 0 | 0 |  |  |  |  | -0.22571 | 0 |  |  |  |  | 0 | 0
49863 | DOW39200 | 35 | Houston | YES | -0.089354 | 55 | 0 | 88 | 0 | 1 | Cogen | -1 | 0.22571 | 0 | 0 |  |  |  |  | -0.22571 | 0 |  |  |  |  | 0 | 0
49865 | DOW41000 | 41 | Houston | YES | -0.089354 | 31 | 0 | 50 |  | 1 | Cogen | -1 | 0.22571 | 0 | 0 |  |  |  |  | -0.22571 | 0 |  |  |  |  | 0 | 0
49866 | DOW42000 | 42 | Houston | YES | -0.089354 | 11 | 0 | 18 |  | 1 | Cogen | -1 | 0.22571 | 0 | 0 |  |  |  |  | -0.22571 | 0 |  |  |  |  | 0 | 0
49869 | DOW49000 | 45 | Houston | YES | -0.089354 | 59 | 0 | 94 |  | 1 | Cogen | -1 | 0.22571 | 0 | 0 |  |  |  |  | -0.22571 | 0 |  |  |  |  | 0 | 0
49870 | DOW61000 | 61 | Houston | YES | -0.089354 | 44 | 0 | 70 | 0 | 1 | Cogen | -1 | 0.22571 | 0 | 0 |  |  |  |  | -0.22571 | 0 |  |  |  |  | 0 | 0
49871 | DOW62000 | 62 | Houston | YES | -0.089354 | 40 | 0 | 63 | 0 | 1 | Cogen | -1 | 0.22571 | 0 | 0 |  |  |  |  | -0.22571 | 0 |  |  |  |  | 0 | 0
49872 | DOW63000 | 63 | Houston | YES | -0.089354 | 45 | 0 | 72 | 0 | 1 | Cogen | -1 | 0.22571 | 0 | 0 |  |  |  |  | -0.22571 | 0 |  |  |  |  | 0 | 0
49873 | DOW64000 | 64 | Houston | YES | -0.089354 | 41 | 0 | 64.8 | 0 | 1 | Cogen | -1 | 0.22571 | 0 | 0 |  |  |  |  | -0.22571 | 0 |  |  |  |  | 0 | 0
49876 | DOW65000 | 65 | Houston | YES | -0.089354 | 63 | 0 | 101 | 0 | 1 | Cogen | -1 | 0.22571 | 0 | 0 |  |  |  |  | -0.22571 | 0 |  |  |  |  | 0 | 0
49877 | DOW66000 | 66 | Houston | YES | -0.089354 | 61 | 0 | 97 | 0 | 1 | Cogen | -1 | 0.22571 | 0 | 0 |  |  |  |  | -0.22571 | 0 |  |  |  |  | 0 | 0
49878 | DOW67000 | 67 | Houston | YES | -0.089354 | 65 | 0 | 103 | 0 | 1 | Cogen | -1 | 0.22571 | 0 | 0 |  |  |  |  | -0.22571 | 0 |  |  |  |  | 0 | 0
49882 | DOW81000 | 81 | Houston | YES | -0.089354 | 47 | 0 | 76 | 0 | 1 | Cogen | -1 | 0.22571 | 0 | 0 |  |  |  |  | -0.22571 | 0 |  |  |  |  | 0 | 0
49884 | DOW82000 | 82 | Houston | YES | -0.089354 | 51 | 0 | 80 | 0 | 1 | Cogen | -1 | 0.22571 | 0 | 0 |  |  |  |  | -0.22571 | 0 |  |  |  |  | 0 | 0
49885 | DOW83000 | 83 | Houston | YES | -0.089354 | 51 | 0 | 80 | 0 | 1 | Cogen | -1 | 0.22571 | 0 | 0 |  |  |  |  | -0.22571 | 0 |  |  |  |  | 0 | 0
49886 | DOW84000 | 84 | Houston | YES | -0.089354 | 107 | 0 | 171 | 0 | 0.98 | Cogen | -1 | 0.22571 | 0 | 0 |  |  |  |  | -0.22571 | 0 |  |  |  |  | 0 | 0
48911 | TGF_GT1_8000 | 1 | Houston | YES | -0.095879 | 69.2 | 0 | 69.2 |  | 1.029 | Cogen | -1 | 0.23223 | 0 | 0 |  |  |  |  | -0.23223 | 0 |  |  |  |  | 0 | 0
48733 | CBE_ST12 | 1 | Houston | YES | -0.098137 | 105 | 0 | 105 | 0 | 1.029 | CC | -1 | 0.23449 | 105 | 105 |  |  |  |  | -0.23449 | -24.6213 |  |  |  |  | 0 | 0
48736 | CBE_ST34 | 1 | Houston | YES | -0.098137 | 105 | 0 | 105 | 0 | 1.029 | CC | -1 | 0.23449 | 105 | 105 |  |  |  |  | -0.23449 | -24.6213 |  |  |  |  | 0 | 0
48731 | CBE_GT1 | 1 | Houston | YES | -0.098137 | 76 | 0 | 76 | 0 | 1.029 | CC | -1 | 0.23449 | 76 | 76 |  |  |  |  | -0.23449 | -17.8211 |  |  |  |  | 0 | 0
48732 | CBE_GT2 | 1 | Houston | YES | -0.098137 | 76 | 0 | 76 | 0 | 1.029 | CC | -1 | 0.23449 | 76 | 76 |  |  |  |  | -0.23449 | -17.8211 |  |  |  |  | 0 | 0
48734 | CBE_GT3 | 1 | Houston | YES | -0.098137 | 76 | 0 | 76 | 0 | 1.029 | CC | -1 | 0.23449 | 76 | 76 |  |  |  |  | -0.23449 | -17.8211 |  |  |  |  | 0 | 0
48735 | CBE_GT4 | 1 | Houston | YES | -0.098137 | 76 | 0 | 76 | 0 | 1.029 | CC | -1 | 0.23449 | 76 | 76 |  |  |  |  | -0.23449 | -17.8211 |  |  |  |  | 0 | 0
5911 | STP_GN1___1 | 1 | Houston | YES | -0.098389 | 1333 | 1249 | 1333 | 0 | 1.0406 | Nuc | -1 | 0.23474 | 0 | 0 |  |  |  |  | -0.23474 | 0 |  |  |  |  | 0 | 0
5912 | STP_GN2___2 | 2 | Houston | YES | -0.098389 | 1332 | 1249 | 1332 | 0 | 1.0406 | Nuc | -1 | 0.23474 | 0 | 0 |  |  |  |  | -0.23474 | 0 |  |  |  |  | 0 | 0
3107 | STRYKER_1G | 1 | North | YES | 0.10238 | 145.6 | 45 | 182 | 0 | 1.029 | GST | 1 | 0.2372 | 182 | 182 | 18.6339 | 182 |  |  | 0.2372 | 43.1702 |  |  |  |  | 0 | 0
3108 | STRYKER_2G | 2 | North | YES | 0.10238 | 484 | 75 | 484 | 0 | 1.029 | GST | 1 | 0.2372 | 484 | 484 | 49.5539 | 484 |  |  | 0.2372 | 114.8042 |  |  |  |  | 0 | 0
3309 | ASPN_G | 1 | North | YES | 0.10392 | 50 | 0 | 50 |  | 1 | Bio | 1 | 0.23873 | 50 | 50 | 5.1959 | 50 |  |  | 0.23873 | 11.9367 |  |  |  |  | 0 | 0
3348 | CHAMPION_1G | MB | North | YES | 0.1042 | 0 | 42 | 42 |  | 1 | Cogen | 1 | 0.23901 | 0 | 0 | 0 | 0 |  |  | 0.23901 | 0 |  |  |  |  | 0 | 0
13117 | TGATEWAY_2G | 2 | North | YES | 0.10731 | 130 | 30 | 130 | 0 | 1.0232 | CC | 1 | 0.24213 | 130 | 130 | 13.9507 | 130 |  |  | 0.24213 | 31.4766 |  |  |  |  | 0 | 0
13118 | TGATEWAY_3G | 3 | North | YES | 0.10731 | 148 | 30 | 148 | 0 | 1.0232 | CC | 1 | 0.24213 | 148 | 148 | 15.8823 | 148 |  |  | 0.24213 | 35.8349 |  |  |  |  | 0 | 0
13116 | TGATEWAY_1G | 1 | North | YES | 0.10731 | 151 | 30 | 151 | 0 | 1.0232 | CC | 1 | 0.24213 | 151 | 151 | 16.2043 | 151 |  |  | 0.24213 | 36.5613 |  |  |  |  | 0 | 0
13119 | TGATEWAY_4G | 4 | North | YES | 0.10731 | 399 | 65 | 399 | 0 | 1.0232 | CC | 1 | 0.24213 | 399 | 399 | 42.8179 | 399 |  |  | 0.24213 | 96.609 |  |  |  |  | 0 | 0
60202 | FRNDDRCS | F | West | YES | 0.10975 | 0 | 0 | 0 | 0 | 0.9985 | AVR | 1 | 0.24456 | 0 | 0 |  |  |  |  | 0.24456 | 0 |  |  |  |  | 0 | 0
3097 | MARTLAKE_1G | 1 | North | YES | 0.11049 | 790 | 500 | 790 | 0 | 1.017 | LIGCO | 1 | 0.2453 | 0 | 790 | 87.2855 | 790 |  |  | 0.2453 | 193.7891 |  |  |  |  | 0 | 0
3098 | MARTLAKE_2G | 2 | North | YES | 0.11049 | 795 | 461 | 795 | 0 | 1.017 | LIGCO | 1 | 0.2453 | 0 | 795 | 87.838 | 795 |  |  | 0.2453 | 195.0157 |  |  |  |  | 0 | 0
3099 | MARTLAKE_3G | 3 | North | YES | 0.11049 | 804 | 500 | 804 | 0 | 1.017 | LIGCO | 1 | 0.2453 | 0 | 804 | 88.8324 | 804 |  |  | 0.2453 | 197.2234 |  |  |  |  | 0 | 0
80265 | LARECU40A | 4 | South | YES | -0.11046 | 80 | 0 | 100 |  | 1.039 | GGT | -1 | 0.24681 | 100 | 100 |  |  | -11.0461 | 100 | -0.24681 | -24.6812 |  |  |  |  | 0 | 0
80266 | LARECU50A | 5 | South | YES | -0.11046 | 80 | 0 | 100 |  | 1.039 | GGT | -1 | 0.24681 | 100 | 100 |  |  | -11.0461 | 100 | -0.24681 | -24.6812 |  |  |  |  | 0 | 0
80012 | LAR | F | South | YES | -0.11046 | 0 | 0 | 0 | 0 | 1.04 | DCTie | -1 | 0.24681 | 0 | 0 |  |  | 0 | 0 | -0.24681 | 0 |  |  |  |  | 0 | 0
3126 | TRINIDAD_6G | 1 | North | YES | 0.1134 | 179.2 | 46 | 224 | 0 | 1 | GST | 1 | 0.24821 | 224 | 224 | 25.4014 | 224 |  |  | 0.24821 | 55.5999 |  |  |  |  | 0 | 0
58909 | PEARSALLSCG1 | 3 | South | YES | -0.11351 | 0 | 0 | 8.4 |  | 1.027 | Diesel | -1 | 0.24986 | 8.4 | 8.4 |  |  | -0.95347 | 8.4 | -0.24986 | -2.0988 |  |  |  |  | 0 | 0
58909 | PEARSALLSCG1 | 4 | South | YES | -0.11351 | 0 | 0 | 8.4 |  | 1.027 | Diesel | -1 | 0.24986 | 8.4 | 8.4 |  |  | -0.95347 | 8.4 | -0.24986 | -2.0988 |  |  |  |  | 0 | 0
58909 | PEARSALLSCG1 | 6 | South | YES | -0.11351 | 0 | 0 | 8.4 |  | 1.027 | Diesel | -1 | 0.24986 | 8.4 | 8.4 |  |  | -0.95347 | 8.4 | -0.24986 | -2.0988 |  |  |  |  | 0 | 0
58909 | PEARSALLSCG1 | 5 | South | YES | -0.11351 | 0 | 0 | 8.4 |  | 1.027 | Diesel | -1 | 0.24986 | 8.4 | 8.4 |  |  | -0.95347 | 8.4 | -0.24986 | -2.0988 |  |  |  |  | 0 | 0
58909 | PEARSALLSCG1 | 1 | South | YES | -0.11351 | 0 | 0 | 8.4 |  | 1.027 | Diesel | -1 | 0.24986 | 8.4 | 8.4 |  |  | -0.95347 | 8.4 | -0.24986 | -2.0988 |  |  |  |  | 0 | 0
58909 | PEARSALLSCG1 | 2 | South | YES | -0.11351 | 0 | 0 | 8.4 |  | 1.027 | Diesel | -1 | 0.24986 | 8.4 | 8.4 |  |  | -0.95347 | 8.4 | -0.24986 | -2.0988 |  |  |  |  | 0 | 0
58919 | PEARSALLSCG2 | 5 | South | YES | -0.11351 | 0 | 0 | 8.4 |  | 1.027 | Diesel | -1 | 0.24986 | 8.4 | 8.4 |  |  | -0.95347 | 8.4 | -0.24986 | -2.0988 |  |  |  |  | 0 | 0
58919 | PEARSALLSCG2 | 6 | South | YES | -0.11351 | 0 | 0 | 8.4 |  | 1.027 | Diesel | -1 | 0.24986 | 8.4 | 8.4 |  |  | -0.95347 | 8.4 | -0.24986 | -2.0988 |  |  |  |  | 0 | 0
58919 | PEARSALLSCG2 | 1 | South | YES | -0.11351 | 0 | 0 | 8.4 |  | 1.027 | Diesel | -1 | 0.24986 | 8.4 | 8.4 |  |  | -0.95347 | 8.4 | -0.24986 | -2.0988 |  |  |  |  | 0 | 0
58919 | PEARSALLSCG2 | 2 | South | YES | -0.11351 | 0 | 0 | 8.4 |  | 1.027 | Diesel | -1 | 0.24986 | 8.4 | 8.4 |  |  | -0.95347 | 8.4 | -0.24986 | -2.0988 |  |  |  |  | 0 | 0
58919 | PEARSALLSCG2 | 4 | South | YES | -0.11351 | 0 | 0 | 8.4 |  | 1.027 | Diesel | -1 | 0.24986 | 8.4 | 8.4 |  |  | -0.95347 | 8.4 | -0.24986 | -2.0988 |  |  |  |  | 0 | 0
58919 | PEARSALLSCG2 | 3 | South | YES | -0.11351 | 0 | 0 | 8.4 |  | 1.027 | Diesel | -1 | 0.24986 | 8.4 | 8.4 |  |  | -0.95347 | 8.4 | -0.24986 | -2.0988 |  |  |  |  | 0 | 0
58929 | PEARSALLSCG3 | 4 | South | YES | -0.11351 | 0 | 0 | 8.4 |  | 1.027 | Diesel | -1 | 0.24986 | 8.4 | 8.4 |  |  | -0.95347 | 8.4 | -0.24986 | -2.0988 |  |  |  |  | 0 | 0
58929 | PEARSALLSCG3 | 6 | South | YES | -0.11351 | 0 | 0 | 8.4 |  | 1.027 | Diesel | -1 | 0.24986 | 8.4 | 8.4 |  |  | -0.95347 | 8.4 | -0.24986 | -2.0988 |  |  |  |  | 0 | 0
58929 | PEARSALLSCG3 | 2 | South | YES | -0.11351 | 0 | 0 | 8.4 |  | 1.027 | Diesel | -1 | 0.24986 | 8.4 | 8.4 |  |  | -0.95347 | 8.4 | -0.24986 | -2.0988 |  |  |  |  | 0 | 0
58929 | PEARSALLSCG3 | 5 | South | YES | -0.11351 | 0 | 0 | 8.4 |  | 1.027 | Diesel | -1 | 0.24986 | 8.4 | 8.4 |  |  | -0.95347 | 8.4 | -0.24986 | -2.0988 |  |  |  |  | 0 | 0
58929 | PEARSALLSCG3 | 1 | South | YES | -0.11351 | 0 | 0 | 8.4 |  | 1.027 | Diesel | -1 | 0.24986 | 8.4 | 8.4 |  |  | -0.95347 | 8.4 | -0.24986 | -2.0988 |  |  |  |  | 0 | 0
58929 | PEARSALLSCG3 | 3 | South | YES | -0.11351 | 0 | 0 | 8.4 |  | 1.027 | Diesel | -1 | 0.24986 | 8.4 | 8.4 |  |  | -0.95347 | 8.4 | -0.24986 | -2.0988 |  |  |  |  | 0 | 0
58949 | PEARSALLSCG4 | 3 | South | YES | -0.11351 | 0 | 0 | 8.4 |  | 1.027 | Diesel | -1 | 0.24986 | 8.4 | 8.4 |  |  | -0.95347 | 8.4 | -0.24986 | -2.0988 |  |  |  |  | 0 | 0
58949 | PEARSALLSCG4 | 2 | South | YES | -0.11351 | 0 | 0 | 8.4 |  | 1.027 | Diesel | -1 | 0.24986 | 8.4 | 8.4 |  |  | -0.95347 | 8.4 | -0.24986 | -2.0988 |  |  |  |  | 0 | 0
58949 | PEARSALLSCG4 | 1 | South | YES | -0.11351 | 0 | 0 | 8.4 |  | 1.027 | Diesel | -1 | 0.24986 | 8.4 | 8.4 |  |  | -0.95347 | 8.4 | -0.24986 | -2.0988 |  |  |  |  | 0 | 0
58949 | PEARSALLSCG4 | 4 | South | YES | -0.11351 | 0 | 0 | 8.4 |  | 1.027 | Diesel | -1 | 0.24986 | 8.4 | 8.4 |  |  | -0.95347 | 8.4 | -0.24986 | -2.0988 |  |  |  |  | 0 | 0
58949 | PEARSALLSCG4 | 6 | South | YES | -0.11351 | 0 | 0 | 8.4 |  | 1.027 | Diesel | -1 | 0.24986 | 8.4 | 8.4 |  |  | -0.95347 | 8.4 | -0.24986 | -2.0988 |  |  |  |  | 0 | 0
58949 | PEARSALLSCG4 | 5 | South | YES | -0.11351 | 0 | 0 | 8.4 |  | 1.027 | Diesel | -1 | 0.24986 | 8.4 | 8.4 |  |  | -0.95347 | 8.4 | -0.24986 | -2.0988 |  |  |  |  | 0 | 0
88299 | ZAPATA | F | South | YES | -0.1136 | 0 | 0 | 0 | 0 | 1.02 | BLT | -1 | 0.24995 | 0 | 0 |  |  | 0 | 0 | -0.24995 | 0 |  |  |  |  | 0 | 0
8134 | FOR #1 | 1 | South | YES | -0.11462 | 54.1 | 45 | 79 | 0 | 1 | Cogen | -1 | 0.25097 | 0 | 0 |  |  | 0 | 0 | -0.25097 | 0 |  |  |  |  | 0 | 0
8138 | FOR #2 | 2 | South | YES | -0.11462 | 63.1 | 45 | 81 | 0 | 1 | Cogen | -1 | 0.25097 | 0 | 0 |  |  | 0 | 0 | -0.25097 | 0 |  |  |  |  | 0 | 0
8153 | FOR #3 | 3 | South | YES | -0.11462 | 63.1 | 45 | 79.9 | 0 | 1 | Cogen | -1 | 0.25097 | 0 | 0 |  |  | 0 | 0 | -0.25097 | 0 |  |  |  |  | 0 | 0
8154 | FOR #4 | 4 | South | YES | -0.11462 | 63.1 | 60 | 80 | 0 | 1 | Cogen | -1 | 0.25097 | 0 | 0 |  |  | 0 | 0 | -0.25097 | 0 |  |  |  |  | 0 | 0
8155 | FOR #5 | 5 | South | YES | -0.11462 | 63.1 | 60 | 78.4 | 0 | 1 | Cogen | -1 | 0.25097 | 0 | 0 |  |  | 0 | 0 | -0.25097 | 0 |  |  |  |  | 0 | 0
8156 | FOR #6 | 6 | South | YES | -0.11462 | 24.9 | 5 | 25 | 0 | 1 | Cogen | -1 | 0.25097 | 0 | 0 |  |  | 0 | 0 | -0.25097 | 0 |  |  |  |  | 0 | 0
8157 | FOR #7 | 7 | South | YES | -0.11462 | 28.8 | 5 | 46 | 0 | 1 | Cogen | -1 | 0.25097 | 0 | 0 |  |  | 0 | 0 | -0.25097 | 0 |  |  |  |  | 0 | 0
80051 | FOR #8 | 8 | South | YES | -0.11462 | 28 | 28 | 28 |  | 1 | Cogen | -1 | 0.25097 | 0 | 0 |  |  | 0 | 0 | -0.25097 | 0 |  |  |  |  | 0 | 0
80052 | FOR #9 | 9 | South | YES | -0.11462 | 29.7 | 5 | 43.6 | 0 | 1 | Cogen | -1 | 0.25097 | 0 | 0 |  |  | 0 | 0 | -0.25097 | 0 |  |  |  |  | 0 | 0
80053 | FOR #10 | 10 | South | YES | -0.11462 | 68.4 | 45 | 75 | 0 | 1 | Cogen | -1 | 0.25097 | 0 | 0 |  |  | 0 | 0 | -0.25097 | 0 |  |  |  |  | 0 | 0
80226 | ALCOA G | 1 | South | YES | -0.11507 | 32.3 | 5 | 48 | 0 | 1.015 | Cogen | -1 | 0.25142 | 0 | 0 |  |  | 0 | 0 | -0.25142 | 0 |  |  |  |  | 0 | 0
5728 | FALCONHYDRO2 | 2 | South | YES | -0.11573 | 12 | 0 | 12 | 0 | 1.0234 | Hydro | -1 | 0.25208 | 0 | 0 |  |  | 0 | 0 | -0.25208 | 0 |  |  |  |  | 0 | 0
5729 | FALCONHYDRO3 | 3 | South | YES | -0.11573 | 11 | 0 | 11 | 0 | 1.0234 | Hydro | -1 | 0.25208 | 0 | 0 |  |  | 0 | 0 | -0.25208 | 0 |  |  |  |  | 0 | 0
8048 | FALCONHYDRO1 | 1 | South | YES | -0.11573 | 12 | 0 | 12 | 0 | 1.0234 | Hydro | -1 | 0.25208 | 0 | 0 |  |  | 0 | 0 | -0.25208 | 0 |  |  |  |  | 0 | 0
88508 | FALFURRI | F | South | YES | -0.11601 | 0 | 0 | 0 | 0 | 1 | AVR | -1 | 0.25237 | 0 | 0 |  |  | 0 | 0 | -0.25237 | 0 |  |  |  |  | 0 | 0
8147 | UCAR #2 | 10 | South | YES | -0.11648 | 18.2 | 0 | 28 |  | 1 | Cogen | -1 | 0.25283 | 0 | 0 |  |  | 0 | 0 | -0.25283 | 0 |  |  |  |  | 0 | 0
8148 | UCAR #1 | 2 | South | YES | -0.11648 | 6.1 | 0 | 7 | 0 | 1.009 | Cogen | -1 | 0.25283 | 0 | 0 |  |  | 0 | 0 | -0.25283 | 0 |  |  |  |  | 0 | 0
80137 | CSDR89 | 9 | South | YES | -0.11648 | 15 | 0 | 15 | 0 | 1.003 | DCTie | -1 | 0.25283 | 0 | 0 |  |  | 0 | 0 | -0.25283 | 0 |  |  |  |  | 0 | 0
80137 | CSDR89 | 8 | South | YES | -0.11648 | 33.9 | 0 | 39 | 0 | 1.003 | DCTie | -1 | 0.25283 | 0 | 0 |  |  | 0 | 0 | -0.25283 | 0 |  |  |  |  | 0 | 0
80138 | CSDR7 | 7 | South | YES | -0.11648 | 6.1 | 0 | 7 | 0 | 1.014 | DCTie | -1 | 0.25283 | 0 | 0 |  |  | 0 | 0 | -0.25283 | 0 |  |  |  |  | 0 | 0
80139 | CSDR56 | 6 | South | YES | -0.11648 | 0 | 0 | 39 |  | 1.0033 | DCTie | -1 | 0.25283 | 0 | 0 |  |  | 0 | 0 | -0.25283 | 0 |  |  |  |  | 0 | 0
80139 | CSDR56 | 5 | South | YES | -0.11648 | 15 | 0 | 15 |  | 1.0033 | DCTie | -1 | 0.25283 | 0 | 0 |  |  | 0 | 0 | -0.25283 | 0 |  |  |  |  | 0 | 0
80140 | CSDR11 | 11 | South | YES | -0.11648 | 33.9 | 0 | 39 | 0 | 1.03 | DCTie | -1 | 0.25283 | 0 | 0 |  |  | 0 | 0 | -0.25283 | 0 |  |  |  |  | 0 | 0
5891 | PEARSALLGEN2 | 1 | South | YES | -0.11656 | 19.4 | 6 | 24.3 | 0 | 1.0226 | GST | -1 | 0.25291 | 24.3 | 24.3 |  |  | -2.8323 | 24.3 | -0.25291 | -6.1457 |  |  |  |  | 0 | 0
5890 | PEARSALLGEN1 | 1 | South | YES | -0.11656 | 19.2 | 6 | 24 | 0 | 1.0226 | GST | -1 | 0.25291 | 24 | 24 |  |  | -2.7973 | 24 | -0.25291 | -6.0698 |  |  |  |  | 0 | 0
5892 | PEARSALLGEN3 | 1 | South | YES | -0.11656 | 19.1 | 6 | 23.9 | 0 | 1.0226 | GST | -1 | 0.25291 | 23.9 | 23.9 |  |  | -2.7857 | 23.9 | -0.25291 | -6.0445 |  |  |  |  | 0 | 0
80227 | AIRCO G | 1 | South | YES | -0.11666 | 7.2 | 0 | 8 | 0 | 1.0104 | Cogen | -1 | 0.25301 | 0 | 0 |  |  | 0 | 0 | -0.25301 | 0 |  |  |  |  | 0 | 0
80224 | VISTRONG1 | 1 | South | YES | -0.11711 | 13.1 | 0 | 15 | 0 | 1.01 | Cogen | -1 | 0.25347 | 0 | 0 |  |  | 0 | 0 | -0.25347 | 0 |  |  |  |  | 0 | 0
80225 | VISTRONG2 | 2 | South | YES | -0.11711 | 20.2 | 0 | 23 | 0 | 1.01 | Cogen | -1 | 0.25347 | 0 | 0 |  |  | 0 | 0 | -0.25347 | 0 |  |  |  |  | 0 | 0
5503 | RAYBURNGEN3 | 1 | South | YES | -0.11741 | 17.6 | 6 | 22 | 0 | 1.0224 | GST | -1 | 0.25376 | 22 | 22 |  |  | -2.583 | 22 | -0.25376 | -5.5827 |  |  |  |  | 0 | 0
5505 | RAYBURNGEN1 | 1 | South | YES | -0.11741 | 0 | 1 | 11 |  | 1.0223 | GGT | -1 | 0.25376 | 11 | 11 |  |  | -1.2915 | 11 | -0.25376 | -2.7914 |  |  |  |  | 0 | 0
5506 | RAYBURNGEN2 | 1 | South | YES | -0.11741 | 0 | 1 | 11 |  | 1.0223 | GGT | -1 | 0.25376 | 11 | 11 |  |  | -1.2915 | 11 | -0.25376 | -2.7914 |  |  |  |  | 0 | 0
8926 | LGE_GT10A | 1 | South | YES | -0.11775 | 158 | 0 | 158 | 0 | 1.03 | Cogen | -1 | 0.2541 | 0 | 0 |  |  | 0 | 0 | -0.2541 | 0 |  |  |  |  | 0 | 0
8927 | LGE_GT20A | 2 | South | YES | -0.11775 | 153 | 0 | 153 | 0 | 1.03 | Cogen | -1 | 0.2541 | 0 | 0 |  |  | 0 | 0 | -0.2541 | 0 |  |  |  |  | 0 | 0
8928 | LGE_STG0A | 3 | South | YES | -0.11775 | 100 | 0 | 100 | 0 | 1.03 | Cogen | -1 | 0.2541 | 0 | 0 |  |  | 0 | 0 | -0.2541 | 0 |  |  |  |  | 0 | 0
8930 | ICPGN10A | 1 | South | YES | -0.11775 | 149 | 0 | 149 | 0 | 1.03 | Cogen | -1 | 0.2541 | 0 | 0 |  |  | 0 | 0 | -0.2541 | 0 |  |  |  |  | 0 | 0
8931 | ICPGN20A | 2 | South | YES | -0.11775 | 150 | 0 | 150 | 0 | 1.03 | Cogen | -1 | 0.2541 | 0 | 0 |  |  | 0 | 0 | -0.2541 | 0 |  |  |  |  | 0 | 0
8932 | ICPGN30A | 3 | South | YES | -0.11775 | 127 | 0 | 127 | 0 | 1.03 | Cogen | -1 | 0.2541 | 0 | 0 |  |  | 0 | 0 | -0.2541 | 0 |  |  |  |  | 0 | 0
80223 | REYSHR G | 1 | South | YES | -0.11775 | 12 | 0 | 12 | 0 | 1.032 | Cogen | -1 | 0.2541 | 0 | 0 |  |  | 0 | 0 | -0.2541 | 0 |  |  |  |  | 0 | 0
8935 | FGNTS201 | 3 | South | YES | -0.11796 | 173 | 0 | 173 | 0 | 1.03 | CC | -1 | 0.25431 | 173 | 173 |  |  | -20.4066 | 173 | -0.25431 | -43.9954 |  |  |  |  | 0 | 0
8934 | FGNTS101 | 2 | South | YES | -0.11796 | 147.9 | 0 | 147.9 | 0 | 1.03 | CC | -1 | 0.25431 | 147.9 | 147.9 |  |  | -17.4458 | 147.9 | -0.25431 | -37.6122 |  |  |  |  | 0 | 0
8933 | FGNTS001 | 1 | South | YES | -0.11796 | 146.5 | 0 | 146.5 | 0 | 1.03 | CC | -1 | 0.25431 | 146.5 | 146.5 |  |  | -17.2807 | 146.5 | -0.25431 | -37.2562 |  |  |  |  | 0 | 0
5512 | RAYBURNCC8 | 1 | South | YES | -0.11813 | 49.3 | 18.2 | 49.3 | 0 | 1.0296 | CC | -1 | 0.25448 | 49.3 | 49.3 |  |  | -5.8236 | 49.3 | -0.25448 | -12.5457 |  |  |  |  | 0 | 0
5508 | RAYBURNCC9 | 1 | South | YES | -0.11813 | 47.7 | 18.2 | 47.7 | 0 | 1.0296 | CC | -1 | 0.25448 | 47.7 | 47.7 |  |  | -5.6346 | 47.7 | -0.25448 | -12.1386 |  |  |  |  | 0 | 0
5511 | RAYBURNCC7 | 1 | South | YES | -0.11813 | 47.5 | 18.2 | 47.5 | 0 | 1.0296 | CC | -1 | 0.25448 | 47.5 | 47.5 |  |  | -5.611 | 47.5 | -0.25448 | -12.0877 |  |  |  |  | 0 | 0
5509 | RAYBURNCC10 | 1 | South | YES | -0.11813 | 37.3 | 5.2 | 37.3 | 0 | 1.0296 | CC | -1 | 0.25448 | 37.3 | 37.3 |  |  | -4.4061 | 37.3 | -0.25448 | -9.492 |  |  |  |  | 0 | 0
8442 | NBEC7 | 7 | South | YES | -0.11819 | 0 | 81 | 367 |  | 1.0298 | GST | -1 | 0.25454 | 367 | 367 |  |  | -43.375 | 367 | -0.25454 | -93.416 |  |  |  |  | 0 | 0
8442 | NBEC7 | MB | South | YES | -0.11819 | 0 | 81 | 367 |  | 1.0298 | GST | -1 | 0.25454 | 0 | 0 |  |  | 0 | 0 | -0.25454 | 0 |  |  |  |  | 0 | 0
8560 | CNOPGT1 | 1 | South | YES | -0.11819 | 148.3 | 0 | 148.3 | 0 | 1.03 | Cogen | -1 | 0.25454 | 0 | 0 |  |  | 0 | 0 | -0.25454 | 0 |  |  |  |  | 0 | 0
8561 | CNOPGT2 | 2 | South | YES | -0.11819 | 148.6 | 0 | 148.6 | 0 | 1.03 | Cogen | -1 | 0.25454 | 0 | 0 |  |  | 0 | 0 | -0.25454 | 0 |  |  |  |  | 0 | 0
8562 | CNOPST1 | 3 | South | YES | -0.11819 | 153 | 0 | 153 | 0 | 1.03 | Cogen | -1 | 0.25454 | 0 | 0 |  |  | 0 | 0 | -0.25454 | 0 |  |  |  |  | 0 | 0
8456 | COSW#1 | 1 | South | YES | -0.11822 | 20 | 0 | 20 | 0 | 1.027 | Cogen | -1 | 0.25457 | 0 | 0 |  |  | 0 | 0 | -0.25457 | 0 |  |  |  |  | 0 | 0
8457 | COSW#2 | 2 | South | YES | -0.11822 | 14 | 0 | 14 | 0 | 1.027 | Cogen | -1 | 0.25457 | 0 | 0 |  |  | 0 | 0 | -0.25457 | 0 |  |  |  |  | 0 | 0
80263 | B_DAVIS31A | 3 | South | YES | -0.11829 | 0 | 0 | 180 |  | 1.0366 | CC | -1 | 0.25464 | 180 | 180 |  |  | -21.2924 | 180 | -0.25464 | -45.8356 |  |  |  |  | 0 | 0
80264 | B_DAVIS41A | 4 | South | YES | -0.11829 | 0 | 0 | 180 |  | 1.0366 | CC | -1 | 0.25464 | 180 | 180 |  |  | -21.2924 | 180 | -0.25464 | -45.8356 |  |  |  |  | 0 | 0
8459 | B_DAVIS0B | MB | South | YES | -0.11829 | 0 | 50 | 339 |  | 1.03 | GSC | -1 | 0.25464 | 0 | 0 |  |  | 0 | 0 | -0.25464 | 0 |  |  |  |  | 0 | 0
8460 | B_DAVIS0A | MB | South | YES | -0.11829 | 0 | 50 | 340 |  | 1.03 | GSC | -1 | 0.25464 | 0 | 0 |  |  | 0 | 0 | -0.25464 | 0 |  |  |  |  | 0 | 0
8506 | VAL #1 | 1 | South | YES | -0.11829 | 20.9 | 0 | 25 | 0 | 1.0055 | Cogen | -1 | 0.25464 | 0 | 0 |  |  | 0 | 0 | -0.25464 | 0 |  |  |  |  | 0 | 0
8507 | VAL #2 | 2 | South | YES | -0.11829 | 20.9 | 0 | 25 | 0 | 1.0055 | Cogen | -1 | 0.25464 | 0 | 0 |  |  | 0 | 0 | -0.25464 | 0 |  |  |  |  | 0 | 0
8066 | DUP1V#1 | 1 | South | YES | -0.1183 | 52.3 | 0 | 73 | 0 | 1.01 | Cogen | -1 | 0.25465 | 0 | 0 |  |  | 0 | 0 | -0.25465 | 0 |  |  |  |  | 0 | 0
8461 | KOCH_UP0A | 1 | South | YES | -0.11833 | 38 | 0 | 38 | 0 | 1.012 | Cogen | -1 | 0.25468 | 0 | 0 |  |  | 0 | 0 | -0.25468 | 0 |  |  |  |  | 0 | 0
8983 | HECN3 | 3 | South | YES | -0.11833 | 171.9 | 0 | 171.9 | 0 | 1.0304 | CC | -1 | 0.25468 | 171.9 | 171.9 |  |  | -20.3413 | 171.9 | -0.25468 | -43.7801 |  |  |  |  | 0 | 0
8981 | HECN1 | 1 | South | YES | -0.11833 | 144.8 | 0 | 144.8 | 0 | 1.0304 | CC | -1 | 0.25468 | 144.8 | 144.8 |  |  | -17.1345 | 144.8 | -0.25468 | -36.8782 |  |  |  |  | 0 | 0
8982 | HECN2 | 2 | South | YES | -0.11833 | 144.1 | 0 | 144.1 | 0 | 1.0304 | CC | -1 | 0.25468 | 144.1 | 144.1 |  |  | -17.0516 | 144.1 | -0.25468 | -36.6999 |  |  |  |  | 0 | 0
8938 | MVGN#3 | 3 | South | YES | -0.11833 | 250.9 | 0 | 250.9 | 0 | 1.0304 | CC | -1 | 0.25468 | 250.9 | 250.9 |  |  | -29.6897 | 250.9 | -0.25468 | -63.9003 |  |  |  |  | 0 | 0
8937 | MVGN#2 | 2 | South | YES | -0.11833 | 216.7 | 0 | 216.7 | 0 | 1.0304 | CC | -1 | 0.25468 | 216.7 | 216.7 |  |  | -25.6428 | 216.7 | -0.25468 | -55.1901 |  |  |  |  | 0 | 0
8936 | MVGN#1 | 1 | South | YES | -0.11833 | 216.6 | 0 | 216.6 | 0 | 1.0304 | CC | -1 | 0.25468 | 216.6 | 216.6 |  |  | -25.6309 | 216.6 | -0.25468 | -55.1647 |  |  |  |  | 0 | 0
8511 | OXY_CC0A | 1 | South | YES | -0.11835 | 30.3 | 0 | 38 | 0 | 1.027 | Cogen | -1 | 0.2547 | 0 | 0 |  |  | 0 | 0 | -0.2547 | 0 |  |  |  |  | 0 | 0
5935 | SI_RAY10 | 10 | South | YES | -0.11849 | 47 | 10 | 47 | 0 | 1.03 | CC | -1 | 0.25484 | 47 | 47 |  |  | -5.5688 | 47 | -0.25484 | -11.9774 |  |  |  |  | 0 | 0
5932 | SI_RAY9 | 9 | South | YES | -0.11849 | 32 | 32 | 38 | 0 | 1.035 | CC | -1 | 0.25484 | 38 | 38 |  |  | -4.5025 | 38 | -0.25484 | -9.6838 |  |  |  |  | 0 | 0
5933 | SI_RAY6 | 6 | South | YES | -0.11849 | 15.4 | 10 | 19.3 | 0 | 1.035 | GST | -1 | 0.25484 | 19.3 | 19.3 |  |  | -2.2868 | 19.3 | -0.25484 | -4.9184 |  |  |  |  | 0 | 0
80003 | MILHWYS | F | South | YES | -0.11849 | 0 | 0 | 0 | 0 | 1.0168 | AVR | -1 | 0.25484 | 0 | 0 |  |  | 0 | 0 | -0.25484 | 0 |  |  |  |  | 0 | 0
8517 | CELANEBI0A | 1 | South | YES | -0.1185 | 29 | 0 | 29 | 0 | 1.02 | Cogen | -1 | 0.25485 | 0 | 0 |  |  | 0 | 0 | -0.25485 | 0 |  |  |  |  | 0 | 0
80080 | GWINDT11A | 3 | South | YES | -0.11858 | 0 | 0 | 38 | 0 | 1.025 | Wind | -1 | 0.25493 | 0 | 38 |  |  | 0 | 0 | -0.25493 | 0 |  |  |  |  | 0 | 0
80080 | GWINDT11A | 4 | South | YES | -0.11858 | 3.8 | 0 | 19 | 0 | 1.025 | Wind | -1 | 0.25493 | 0 | 19 |  |  | 0 | 0 | -0.25493 | 0 |  |  |  |  | 0 | 0
80080 | GWINDT11A | 2 | South | YES | -0.11858 | 0 | 0 | 41 | 0 | 1.025 | Wind | -1 | 0.25493 | 0 | 41 |  |  | 0 | 0 | -0.25493 | 0 |  |  |  |  | 0 | 0
80080 | GWINDT11A | 1 | South | YES | -0.11858 | 28.2 | 0 | 94 | 0 | 1.025 | Wind | -1 | 0.25493 | 0 | 94 |  |  | 0 | 0 | -0.25493 | 0 |  |  |  |  | 0 | 0
80081 | GWINDT21A | 4 | South | YES | -0.11858 | 4.4 | 0 | 22 | 0 | 1.025 | Wind | -1 | 0.25493 | 0 | 22 |  |  | 0 | 0 | -0.25493 | 0 |  |  |  |  | 0 | 0
80081 | GWINDT21A | 1 | South | YES | -0.11858 | 28.2 | 0 | 94 | 0 | 1.025 | Wind | -1 | 0.25493 | 0 | 94 |  |  | 0 | 0 | -0.25493 | 0 |  |  |  |  | 0 | 0
80081 | GWINDT21A | 3 | South | YES | -0.11858 | 8.6 | 0 | 43 | 0 | 1.025 | Wind | -1 | 0.25493 | 0 | 43 |  |  | 0 | 0 | -0.25493 | 0 |  |  |  |  | 0 | 0
80081 | GWINDT21A | 2 | South | YES | -0.11858 | 7.2 | 0 | 36 | 0 | 1.025 | Wind | -1 | 0.25493 | 0 | 36 |  |  | 0 | 0 | -0.25493 | 0 |  |  |  |  | 0 | 0
80180 | PNSCALT11A | 2 | South | YES | -0.11858 | 10 | 0 | 50 | 0 | 1.025 | Wind | -1 | 0.25493 | 0 | 50 |  |  | 0 | 0 | -0.25493 | 0 |  |  |  |  | 0 | 0
80180 | PNSCALT11A | 1 | South | YES | -0.11858 | 43.8 | 0 | 148 | 0 | 1.025 | Wind | -1 | 0.25493 | 0 | 148 |  |  | 0 | 0 | -0.25493 | 0 |  |  |  |  | 0 | 0
80181 | PNSCALT21A | 2 | South | YES | -0.11858 | 10 | 0 | 50 | 0 | 1.025 | Wind | -1 | 0.25493 | 0 | 50 |  |  | 0 | 0 | -0.25493 | 0 |  |  |  |  | 0 | 0
80181 | PNSCALT21A | 1 | South | YES | -0.11858 | 16.5 | 0 | 55 | 0 | 1.025 | Wind | -1 | 0.25493 | 0 | 55 |  |  | 0 | 0 | -0.25493 | 0 |  |  |  |  | 0 | 0
8174 | VICEC61A | 6 | South | YES | -0.11895 | 188 | 42 | 188 | 0 | 1.025 | CC | -1 | 0.2553 | 188 | 188 |  |  | -22.3622 | 188 | -0.2553 | -47.9963 |  |  |  |  | 0 | 0
8173 | VICEC51A | 5 | South | YES | -0.11895 | 144 | 18 | 144 | 0 | 1.025 | CC | -1 | 0.2553 | 144 | 144 |  |  | -17.1285 | 144 | -0.2553 | -36.7631 |  |  |  |  | 0 | 0
7026 | L_INKSDA1_1Y | 1 | South | YES | -0.12007 | 0 | 0 | 13.7 |  | 1 | Hydro | -1 | 0.25642 | 0 | 0 |  |  | 0 | 0 | -0.25642 | 0 |  |  |  |  | 0 | 0
88198 | BEEVILLE | F | South | YES | -0.12134 | 0 | 0 | 0 | 0 | 1.02 | AVR | -1 | 0.25769 | 0 | 0 |  |  | 0 | 0 | -0.25769 | 0 |  |  |  |  | 0 | 0
8161 | COLETO0A | 1 | South | YES | -0.12146 | 633 | 200 | 633 | 0 | 1.03 | LIGCO | -1 | 0.25781 | 0 | 633 |  |  | 0 | 0 | -0.25781 | 0 |  |  |  |  | 0 | 0
7022 | L_BUCHAN1_1Y | 1 | South | YES | -0.12521 | 0 | 0 | 18 |  | 1 | Hydro | -1 | 0.26156 | 0 | 0 |  |  | 0 | 0 | -0.26156 | 0 |  |  |  |  | 0 | 0
7023 | L_BUCHAN1_2Y | 2 | South | YES | -0.12521 | 0 | 0 | 18 |  | 1 | Hydro | -1 | 0.26156 | 0 | 0 |  |  | 0 | 0 | -0.26156 | 0 |  |  |  |  | 0 | 0
7024 | L_BUCHAN1_3Y | 3 | South | YES | -0.12521 | 0 | 0 | 15 |  | 1 | Hydro | -1 | 0.26156 | 0 | 0 |  |  | 0 | 0 | -0.26156 | 0 |  |  |  |  | 0 | 0
60018 | DSKY1 | 1 | West | YES | 0.12876 | 21 | 0 | 84 | 0 | 1.023 | Wind | 1 | 0.26358 | 0 | 84 |  |  |  |  | 0.26358 | 22.1405 |  |  |  |  | 0 | 0
5903 | SANMIGUELGEN | 1 | South | YES | -0.12749 | 396.3 | 180 | 396.3 | 0 | 1.0336 | LIGCO | -1 | 0.26384 | 0 | 396.3 |  |  | 0 | 0 | -0.26384 | 0 |  |  |  |  | 0 | 0
60000 | DSKY2 | 1 | West | YES | 0.12904 | 19.1 | 0 | 76.5 |  | 1.039 | Wind | 1 | 0.26386 | 0 | 76.5 |  |  |  |  | 0.26386 | 20.1852 |  |  |  |  | 0 | 0
7000 | L_FERGUS1_1Y | 1 | South | YES | -0.12833 | 400 | 65 | 423.3 | 0 | 1.015 | GSC | -1 | 0.26468 | 423.3 | 423.3 |  |  | -54.3229 | 423.3 | -0.26468 | -112.0405 |  |  |  |  | 0 | 0
60017 | ORNNWP1 | 1 | West | YES | 0.12999 | 20 | 0 | 80 |  | 1.027 | Wind | 1 | 0.26481 | 0 | 80 |  |  |  |  | 0.26481 | 21.1846 |  |  |  |  | 0 | 0
7035 | L_WIRTZ_1G1Y | 1 | South | YES | -0.1294 | 0 | 0 | 29 |  | 1 | Hydro | -1 | 0.26575 | 0 | 0 |  |  | 0 | 0 | -0.26575 | 0 |  |  |  |  | 0 | 0
7036 | L_WIRTZ_1G2Y | 2 | South | YES | -0.1294 | 0 | 0 | 29.7 |  | 1 | Hydro | -1 | 0.26575 | 0 | 0 |  |  | 0 | 0 | -0.26575 | 0 |  |  |  |  | 0 | 0
5265 | LEON_LCP4G4 | 4 | South | YES | -0.13066 | 89 | 25 | 89 | 0 | 1.0197 | GST | -1 | 0.26701 | 89 | 89 |  |  | -11.6288 | 89 | -0.26701 | -23.7641 |  |  |  |  | 0 | 0
5264 | LEON_LCP3G3 | 3 | South | YES | -0.13066 | 0 | 20 | 58 |  | 1.0197 | GST | -1 | 0.26701 | 58 | 58 |  |  | -7.5783 | 58 | -0.26701 | -15.4867 |  |  |  |  | 0 | 0
5269 | LEON_LCPCT4 | 4 | South | YES | -0.13066 | 45 | 24 | 45 | 0 | 1.0197 | GGT | -1 | 0.26701 | 45 | 45 |  |  | -5.8797 | 45 | -0.26701 | -12.0156 |  |  |  |  | 0 | 0
5266 | LEON_LCPCT1 | 1 | South | YES | -0.13066 | 44 | 24 | 44 | 0 | 1.0197 | GGT | -1 | 0.26701 | 44 | 44 |  |  | -5.7491 | 44 | -0.26701 | -11.7485 |  |  |  |  | 0 | 0
5267 | LEON_LCPCT2 | 2 | South | YES | -0.13066 | 44 | 24 | 44 | 0 | 1.0197 | GGT | -1 | 0.26701 | 44 | 44 |  |  | -5.7491 | 44 | -0.26701 | -11.7485 |  |  |  |  | 0 | 0
5268 | LEON_LCPCT3 | 3 | South | YES | -0.13066 | 43 | 24 | 43 | 0 | 1.0197 | GGT | -1 | 0.26701 | 43 | 43 |  |  | -5.6184 | 43 | -0.26701 | -11.4815 |  |  |  |  | 0 | 0
5401 | CALAVER_JKS1 | 1 | South | YES | -0.1312 | 562 | 100 | 562 | 0 | 1.026 | LIGCO | -1 | 0.26755 | 0 | 562 |  |  | 0 | 0 | -0.26755 | 0 |  |  |  |  | 0 | 0
5028 | BRAUNIG_VHB3 | 3 | South | YES | -0.13146 | 407 | 60 | 407 | 0 | 1.0138 | GST | -1 | 0.26782 | 407 | 407 |  |  | -53.5063 | 407 | -0.26782 | -109.0013 |  |  |  |  | 0 | 0
5477 | BRA_AVR1_ST | 1 | South | YES | -0.13155 | 174 | 138 | 174 | 0 | 1.025 | CC | -1 | 0.2679 | 174 | 174 |  |  | -22.8902 | 174 | -0.2679 | -46.6154 |  |  |  |  | 0 | 0
5476 | BRA_AVR1_CT1 | 1 | South | YES | -0.13155 | 155 | 90 | 155 | 0 | 1.025 | CC | -1 | 0.2679 | 155 | 155 |  |  | -20.3907 | 155 | -0.2679 | -41.5252 |  |  |  |  | 0 | 0
5478 | BRA_AVR1_CT2 | 1 | South | YES | -0.13155 | 155 | 90 | 155 | 0 | 1.025 | CC | -1 | 0.2679 | 155 | 155 |  |  | -20.3907 | 155 | -0.2679 | -41.5252 |  |  |  |  | 0 | 0
5027 | BRAUNIG_VHB2 | 2 | South | YES | -0.1316 | 216 | 40 | 216 | 0 | 1.0192 | GST | -1 | 0.26796 | 216 | 216 |  |  | -28.4265 | 216 | -0.26796 | -57.8784 |  |  |  |  | 0 | 0
5026 | BRAUNIG_VHB1 | 1 | South | YES | -0.1316 | 215 | 40 | 215 | 0 | 1.0192 | GST | -1 | 0.26796 | 215 | 215 |  |  | -28.2949 | 215 | -0.26796 | -57.6104 |  |  |  |  | 0 | 0
8189 | CUECPL2A | 1 | South | YES | -0.13162 | 12 | 0 | 12 | 0 | 1.02 | Cogen | -1 | 0.26798 | 0 | 0 |  |  | 0 | 0 | -0.26798 | 0 |  |  |  |  | 0 | 0
5396 | CALAVER_OWS1 | 1 | South | YES | -0.13171 | 418 | 80 | 418 | 0 | 1.0192 | GST | -1 | 0.26806 | 418 | 418 |  |  | -55.0539 | 418 | -0.26806 | -112.0489 |  |  |  |  | 0 | 0
5397 | CALAVER_OWS2 | 2 | South | YES | -0.13171 | 400 | 80 | 400 | 0 | 1.0192 | GST | -1 | 0.26806 | 400 | 400 |  |  | -52.6832 | 400 | -0.26806 | -107.2238 |  |  |  |  | 0 | 0
5111 | CALAVER_JTD1 | 1 | South | YES | -0.13184 | 430 | 80 | 430 | 0 | 1.0138 | LIGCO | -1 | 0.2682 | 0 | 430 |  |  | 0 | 0 | -0.2682 | 0 |  |  |  |  | 0 | 0
5112 | CALAVER_JTD2 | 2 | South | YES | -0.13184 | 430 | 80 | 430 | 0 | 1.0138 | LIGCO | -1 | 0.2682 | 0 | 430 |  |  | 0 | 0 | -0.2682 | 0 |  |  |  |  | 0 | 0
12411 | FPLEFR1A_G | 1 | North | YES | 0.13348 | 161 | 72 | 161 | 0 | 1 | CC | 1 | 0.26829 | 161 | 161 | 21.4896 | 161 |  |  | 0.26829 | 43.1948 |  |  |  |  | 0 | 0
12422 | FPLEFR2B_G | 2 | North | YES | 0.13348 | 161 | 72 | 161 | 0 | 1 | CC | 1 | 0.26829 | 161 | 161 | 21.4896 | 161 |  |  | 0.26829 | 43.1948 |  |  |  |  | 0 | 0
12421 | FPLEFR2A_G | 1 | North | YES | 0.13348 | 162 | 72 | 162 | 0 | 1 | CC | 1 | 0.26829 | 162 | 162 | 21.6231 | 162 |  |  | 0.26829 | 43.4631 |  |  |  |  | 0 | 0
12423 | FPLEFR2C_G | 3 | North | YES | 0.13348 | 163 | 72 | 163 | 0 | 1 | CC | 1 | 0.26829 | 163 | 163 | 21.7566 | 163 |  |  | 0.26829 | 43.7314 |  |  |  |  | 0 | 0
12412 | FPLEFR1B_G | 2 | North | YES | 0.13348 | 164 | 72 | 164 | 0 | 1 | CC | 1 | 0.26829 | 164 | 164 | 21.8901 | 164 |  |  | 0.26829 | 43.9997 |  |  |  |  | 0 | 0
12413 | FPLEFR1C_G | 3 | North | YES | 0.13348 | 164 | 72 | 164 | 0 | 1 | CC | 1 | 0.26829 | 164 | 164 | 21.8901 | 164 |  |  | 0.26829 | 43.9997 |  |  |  |  | 0 | 0
12414 | FPLEFR1S_G | 4 | North | YES | 0.13348 | 414 | 191 | 414 | 0 | 1 | CC | 1 | 0.26829 | 414 | 414 | 55.2591 | 414 |  |  | 0.26829 | 111.0724 |  |  |  |  | 0 | 0
12424 | FPLEFR2S_G | 4 | North | YES | 0.13348 | 415 | 191 | 415 | 0 | 1 | CC | 1 | 0.26829 | 415 | 415 | 55.3925 | 415 |  |  | 0.26829 | 111.3406 |  |  |  |  | 0 | 0
38437 | TNSRBNMESA9 | 1 | West | YES | 0.13364 | 37.5 | 0 | 150 | 0 | 1.02 | Wind | 1 | 0.26845 | 0 | 150 |  |  |  |  | 0.26845 | 40.2681 |  |  |  |  | 0 | 0
38332 | TNWDWRDU2_8 | 1 | West | YES | 0.13374 | 20 | 0 | 80 | 0 | 1.0232 | Wind | 1 | 0.26856 | 0 | 80 |  |  |  |  | 0.26856 | 21.4847 |  |  |  |  | 0 | 0
60016 | WOODWRD11A | 1 | West | YES | 0.13377 | 20 | 0 | 80 |  | 1.033 | Wind | 1 | 0.26858 | 0 | 80 |  |  |  |  | 0.26858 | 21.4866 |  |  |  |  | 0 | 0
5439 | TUTTL_WBT4G4 | 4 | South | YES | -0.13235 | 151 | 40 | 151 | 0 | 1.012 | GST | -1 | 0.2687 | 151 | 151 |  |  | -19.9853 | 151 | -0.2687 | -40.5744 |  |  |  |  | 0 | 0
5438 | TUTTL_WBT3G3 | 3 | South | YES | -0.13235 | 95 | 25 | 95 | 0 | 1.012 | GST | -1 | 0.2687 | 95 | 95 |  |  | -12.5735 | 95 | -0.2687 | -25.5269 |  |  |  |  | 0 | 0
5436 | TUTTL_WBT1G1 | 1 | South | YES | -0.13235 | 48.8 | 20 | 61 | 0 | 1.012 | GST | -1 | 0.2687 | 61 | 61 |  |  | -8.0735 | 61 | -0.2687 | -16.391 |  |  |  |  | 0 | 0
60005 | KING_SE1A | 1 | West | YES | 0.13389 | 10 | 0 | 40 |  | 1.035 | Wind | 1 | 0.26871 | 0 | 40 |  |  |  |  | 0.26871 | 10.7483 |  |  |  |  | 0 | 0
6016 | SWMESA | 1 | West | YES | 0.13389 | 18.8 | 0 | 75 |  | 1.03 | Wind | 1 | 0.26871 | 0 | 75 |  |  |  |  | 0.26871 | 20.1532 |  |  |  |  | 0 | 0
60003 | KING_NE1A | 1 | West | YES | 0.13389 | 20 | 0 | 80 |  | 1.03 | Wind | 1 | 0.26871 | 0 | 80 |  |  |  |  | 0.26871 | 21.4967 |  |  |  |  | 0 | 0
60201 | RIO DRCS | F | West | YES | 0.13409 | 0 | 0 | 0 | 0 | 1.025 | AVR | 1 | 0.26891 | 0 | 0 |  |  |  |  | 0.26891 | 0 |  |  |  |  | 0 | 0
60007 | KING_SW1A | 1 | West | YES | 0.13458 | 20 | 0 | 80 |  | 1.03 | Wind | 1 | 0.26939 | 0 | 80 |  |  |  |  | 0.26939 | 21.5515 |  |  |  |  | 0 | 0
60019 | KING_NW1A | 1 | West | YES | 0.13458 | 20 | 0 | 80 |  | 1.03 | Wind | 1 | 0.26939 | 0 | 80 |  |  |  |  | 0.26939 | 21.5515 |  |  |  |  | 0 | 0
7028 | L_MARBFA1_1Y | 1 | South | YES | -0.13459 | 0 | 0 | 18 |  | 1 | Hydro | -1 | 0.27094 | 0 | 0 |  |  | 0 | 0 | -0.27094 | 0 |  |  |  |  | 0 | 0
7029 | L_MARBFA1_2Y | 2 | South | YES | -0.13459 | 0 | 0 | 18 |  | 1 | Hydro | -1 | 0.27094 | 0 | 0 |  |  | 0 | 0 | -0.27094 | 0 |  |  |  |  | 0 | 0
7805 | L_GUADGE1_6Y | 6 | South | YES | -0.13506 | 203 | 30 | 203 | 0 | 1.02 | CC | -1 | 0.27141 | 203 | 203 |  |  | -27.417 | 203 | -0.27141 | -55.0963 |  |  |  |  | 0 | 0
7804 | L_GUADGE1_5Y | 5 | South | YES | -0.13506 | 182 | 30 | 182 | 0 | 1.02 | CC | -1 | 0.27141 | 182 | 182 |  |  | -24.5807 | 182 | -0.27141 | -49.3967 |  |  |  |  | 0 | 0
7803 | L_GUADGE1_4Y | 4 | South | YES | -0.13506 | 149 | 30 | 149 | 0 | 1.02 | CC | -1 | 0.27141 | 149 | 149 |  |  | -20.1238 | 149 | -0.27141 | -40.4402 |  |  |  |  | 0 | 0
7800 | L_GUADGE1_1Y | 1 | South | YES | -0.13506 | 147 | 30 | 147 | 0 | 1.02 | CC | -1 | 0.27141 | 147 | 147 |  |  | -19.8537 | 147 | -0.27141 | -39.8973 |  |  |  |  | 0 | 0
7802 | L_GUADGE1_3Y | 3 | South | YES | -0.13506 | 146 | 30 | 146 | 0 | 1.02 | CC | -1 | 0.27141 | 146 | 146 |  |  | -19.7186 | 146 | -0.27141 | -39.6259 |  |  |  |  | 0 | 0
7801 | L_GUADGE1_2Y | 2 | South | YES | -0.13506 | 138 | 30 | 138 | 0 | 1.02 | CC | -1 | 0.27141 | 138 | 138 |  |  | -18.6381 | 138 | -0.27141 | -37.4546 |  |  |  |  | 0 | 0
2451 | LKHB1_G | 1 | North | YES | 0.13791 | 0 | 80 | 391 |  | 1.022 | GST | 1 | 0.27272 | 391 | 391 | 53.9212 | 391 |  |  | 0.27272 | 106.6338 |  |  |  |  | 0 | 0
2452 | LKHB2_G | 2 | North | YES | 0.13791 | 516 | 80 | 516 | 0 | 1.022 | GST | 1 | 0.27272 | 516 | 516 | 71.1595 | 516 |  |  | 0.27272 | 140.7239 |  |  |  |  | 0 | 0
7624 | L_LAKEWO9_1Y | 1 | South | YES | -0.13655 | 0 | 0 | 2.4 |  | 1 | Hydro | -1 | 0.2729 | 0 | 0 |  |  | 0 | 0 | -0.2729 | 0 |  |  |  |  | 0 | 0
7624 | L_LAKEWO9_1Y | 2 | South | YES | -0.13655 | 0 | 0 | 2.4 |  | 1 | Hydro | -1 | 0.2729 | 0 | 0 |  |  | 0 | 0 | -0.2729 | 0 |  |  |  |  | 0 | 0
7609 | L_SCHUMA8_1Y | 1 | South | YES | -0.13664 | 0 | 0 | 4 |  | 1 | Hydro | -1 | 0.27299 | 0 | 0 |  |  | 0 | 0 | -0.27299 | 0 |  |  |  |  | 0 | 0
12440 | PARKD_1SVC8 | 1 | North | YES | 0.13899 | 0 | 0 | 0 | 0 | 1.007 | GST | 1 | 0.2738 | 0 | 0 | 0 | 0 |  |  | 0.2738 | 0 |  |  |  |  | 0 | 0
12449 | PARKD_2SVC8 | 1 | North | YES | 0.13899 | 0 | 0 | 0 | 0 | 1.007 | GST | 1 | 0.2738 | 0 | 0 | 0 | 0 |  |  | 0.2738 | 0 |  |  |  |  | 0 | 0
948 | STEAM1 | 1 | North | YES | 0.13902 | 0 | 12 | 20 |  | 1.02 | GST | 1 | 0.27383 | 20 | 20 | 2.7804 | 20 |  |  | 0.27383 | 5.4767 |  |  |  |  | 0 | 0
949 | STEAM2 | 1 | North | YES | 0.13902 | 26 | 8 | 26 | 0 | 0.99 | GST | 1 | 0.27384 | 26 | 26 | 3.6146 | 26 |  |  | 0.27384 | 7.1198 |  |  |  |  | 0 | 0
950 | STEAM3 | 1 | North | YES | 0.13902 | 41 | 13 | 42 | 0 | 1.02 | GST | 1 | 0.27384 | 42 | 42 | 5.839 | 42 |  |  | 0.27384 | 11.5012 |  |  |  |  | 0 | 0
7605 | L_MCQUEE9_1Y | 1 | South | YES | -0.13785 | 0 | 0 | 2.4 |  | 1.025 | Hydro | -1 | 0.2742 | 0 | 0 |  |  | 0 | 0 | -0.2742 | 0 |  |  |  |  | 0 | 0
7605 | L_MCQUEE9_1Y | 2 | South | YES | -0.13785 | 0 | 0 | 2.4 |  | 1.025 | Hydro | -1 | 0.2742 | 0 | 0 |  |  | 0 | 0 | -0.2742 | 0 |  |  |  |  | 0 | 0
7605 | L_MCQUEE9_1Y | 3 | South | YES | -0.13785 | 0 | 0 | 2.8 |  | 1.025 | Hydro | -1 | 0.2742 | 0 | 0 |  |  | 0 | 0 | -0.2742 | 0 |  |  |  |  | 0 | 0
7813 | L_RIONOG1S1Y | 4 | South | YES | -0.13822 | 293 | 0 | 293 | 0 | 1.02 | CC | -1 | 0.27457 | 293 | 293 |  |  | -40.4973 | 293 | -0.27457 | -80.4483 |  |  |  |  | 0 | 0
7812 | L_RIONOG1G3Y | 3 | South | YES | -0.13822 | 154 | 0 | 154 | 0 | 1.02 | CC | -1 | 0.27457 | 154 | 154 |  |  | -21.2853 | 154 | -0.27457 | -42.2834 |  |  |  |  | 0 | 0
7810 | L_RIONOG1G1Y | 1 | South | YES | -0.13822 | 148 | 0 | 148 | 0 | 1.02 | CC | -1 | 0.27457 | 148 | 148 |  |  | -20.456 | 148 | -0.27457 | -40.636 |  |  |  |  | 0 | 0
7811 | L_RIONOG1G2Y | 2 | South | YES | -0.13822 | 148 | 0 | 148 | 0 | 1.02 | CC | -1 | 0.27457 | 148 | 148 |  |  | -20.456 | 148 | -0.27457 | -40.636 |  |  |  |  | 0 | 0
837 | NEWMAN_G5 | 1 | North | YES | 0.13983 | 0 | 15 | 40 |  | 1.01 | GST | 1 | 0.27464 | 40 | 40 | 5.593 | 40 |  |  | 0.27464 | 10.9856 |  |  |  |  | 0 | 0
845 | OLINGER_G4 | 1 | North | YES | 0.14008 | 51.9 | 0 | 76 | 0 | 1.03 | GGT | 1 | 0.27489 | 76 | 76 | 10.6459 | 76 |  |  | 0.27489 | 20.8918 |  |  |  |  | 0 | 0
842 | OLINGER_G1 | 1 | North | YES | 0.14008 | 55.4 | 20 | 79 | 0 | 1.03 | GST | 1 | 0.27489 | 79 | 79 | 11.0661 | 79 |  |  | 0.27489 | 21.7164 |  |  |  |  | 0 | 0
843 | OLINGER_G2 | 1 | North | YES | 0.14008 | 76.2 | 25 | 110 | 0 | 1.03 | GST | 1 | 0.27489 | 110 | 110 | 15.4085 | 110 |  |  | 0.27489 | 30.2381 |  |  |  |  | 0 | 0
844 | OLINGER_G3 | 1 | North | YES | 0.14008 | 103.9 | 45 | 150 | 0 | 1.03 | GST | 1 | 0.27489 | 150 | 150 | 21.0115 | 150 |  |  | 0.27489 | 41.2338 |  |  |  |  | 0 | 0
5925 | DCEAST | EQ | North | YES | 0.14141 | 400.3 | -600 | 600 | 0 | 1.025 | DCTie | 1 | 0.27623 | 0 | 0 | 0 | 0 |  |  | 0.27623 | 0 |  |  |  |  | 0 | 0
1701 | MOSES_1G | 1 | North | YES | 0.14141 | 558 | 175 | 558 | 0 | 1.023 | LIGCO | 1 | 0.27623 | 0 | 558 | 78.9079 | 558 |  |  | 0.27623 | 154.1345 |  |  |  |  | 0 | 0
1702 | MOSES_2G | 2 | North | YES | 0.14141 | 579 | 175 | 579 | 0 | 1.023 | LIGCO | 1 | 0.27623 | 0 | 579 | 81.8775 | 579 |  |  | 0.27623 | 159.9353 |  |  |  |  | 0 | 0
1703 | MOSES_3G | 3 | North | YES | 0.14141 | 808 | 463 | 808 | 0 | 1.023 | LIGCO | 1 | 0.27623 | 0 | 808 | 114.2609 | 808 |  |  | 0.27623 | 223.1912 |  |  |  |  | 0 | 0
1675 | PEC_1G | 1 | North | YES | 0.14194 | 76.7 | 35 | 76.7 | 0 | 1.022 | Cogen | 1 | 0.27675 | 0 | 0 | 0 | 0 |  |  | 0.27675 | 0 |  |  |  |  | 0 | 0
1676 | PEC_2G | 2 | North | YES | 0.14194 | 79.6 | 35 | 79.6 | 0 | 1.022 | Cogen | 1 | 0.27675 | 0 | 0 | 0 | 0 |  |  | 0.27675 | 0 |  |  |  |  | 0 | 0
1677 | PEC_3G | 3 | North | YES | 0.14194 | 88.4 | 35 | 88.4 | 0 | 1.022 | Cogen | 1 | 0.27675 | 0 | 0 | 0 | 0 |  |  | 0.27675 | 0 |  |  |  |  | 0 | 0
1679 | LAMARPWR_2G | 2 | North | YES | 0.14252 | 156 | 67.7 | 156 | 0 | 1.038 | CC | 1 | 0.27734 | 156 | 156 | 22.2337 | 156 |  |  | 0.27734 | 43.2648 |  |  |  |  | 0 | 0
1681 | LAMARPWR_4G | 4 | North | YES | 0.14252 | 156 | 67.7 | 156 | 0 | 1.038 | CC | 1 | 0.27734 | 156 | 156 | 22.2337 | 156 |  |  | 0.27734 | 43.2648 |  |  |  |  | 0 | 0
1682 | LAMARPWR_5G | 5 | North | YES | 0.14252 | 157 | 67.7 | 157 | 0 | 1.038 | CC | 1 | 0.27734 | 157 | 157 | 22.3763 | 157 |  |  | 0.27734 | 43.5422 |  |  |  |  | 0 | 0
1678 | LAMARPWR_1G | 1 | North | YES | 0.14252 | 160 | 67.7 | 160 | 0 | 1.038 | CC | 1 | 0.27734 | 160 | 160 | 22.8038 | 160 |  |  | 0.27734 | 44.3742 |  |  |  |  | 0 | 0
1680 | LAMARPWR_3G | 3 | North | YES | 0.14252 | 196 | 129.1 | 196 | 0 | 1.038 | CC | 1 | 0.27734 | 196 | 196 | 27.9347 | 196 |  |  | 0.27734 | 54.3584 |  |  |  |  | 0 | 0
1683 | LAMARPWR_6G | 6 | North | YES | 0.14252 | 198 | 129.1 | 198 | 0 | 1.038 | CC | 1 | 0.27734 | 198 | 198 | 28.2198 | 198 |  |  | 0.27734 | 54.9131 |  |  |  |  | 0 | 0
12323 | ENNSTRAC_2G | 2 | North | YES | 0.14286 | 116 | 100 | 116 | 0 | 1.036 | CC | 1 | 0.27768 | 116 | 116 | 16.5723 | 116 |  |  | 0.27768 | 32.2108 |  |  |  |  | 0 | 0
12322 | ENNSTRAC_1G | 1 | North | YES | 0.14286 | 196 | 130 | 196 | 0 | 1.036 | CC | 1 | 0.27768 | 196 | 196 | 28.0015 | 196 |  |  | 0.27768 | 54.4252 |  |  |  |  | 0 | 0
7017 | L_HAYSEN1_4Y | 4 | South | YES | -0.14156 | 226.7 | 74 | 226.7 | 0 | 1.008 | CC | -1 | 0.27791 | 226.7 | 226.7 |  |  | -32.0912 | 226.7 | -0.27791 | -63.0021 |  |  |  |  | 0 | 0
7015 | L_HAYSEN1_2Y | 2 | South | YES | -0.14156 | 225 | 74 | 225 | 0 | 1.008 | CC | -1 | 0.27791 | 225 | 225 |  |  | -31.8505 | 225 | -0.27791 | -62.5296 |  |  |  |  | 0 | 0
7016 | L_HAYSEN1_3Y | 3 | South | YES | -0.14156 | 224.6 | 74 | 224.6 | 0 | 1.008 | CC | -1 | 0.27791 | 224.6 | 224.6 |  |  | -31.7939 | 224.6 | -0.27791 | -62.4185 |  |  |  |  | 0 | 0
7014 | L_HAYSEN1_1Y | 1 | South | YES | -0.14156 | 223.9 | 74 | 223.9 | 0 | 1.008 | CC | -1 | 0.27791 | 223.9 | 223.9 |  |  | -31.6948 | 223.9 | -0.27791 | -62.2239 |  |  |  |  | 0 | 0
11691 | KMICHICT1_G | 1 | North | YES | 0.1432 | 144 | 80 | 144 | 0 | 1.026 | CC | 1 | 0.27801 | 144 | 144 | 20.6208 | 144 |  |  | 0.27801 | 40.0341 |  |  |  |  | 0 | 0
11694 | KMICHICT4_G | 4 | North | YES | 0.1432 | 144 | 80 | 144 | 0 | 1.026 | CC | 1 | 0.27801 | 144 | 144 | 20.6208 | 144 |  |  | 0.27801 | 40.0341 |  |  |  |  | 0 | 0
11692 | KMICHICT2_G | 2 | North | YES | 0.1432 | 146 | 80 | 146 | 0 | 1.026 | CC | 1 | 0.27801 | 146 | 146 | 20.9072 | 146 |  |  | 0.27801 | 40.5901 |  |  |  |  | 0 | 0
11695 | KMICHICT5_G | 5 | North | YES | 0.1432 | 148 | 80 | 148 | 0 | 1.026 | CC | 1 | 0.27801 | 148 | 148 | 21.1936 | 148 |  |  | 0.27801 | 41.1462 |  |  |  |  | 0 | 0
11696 | KMICHIST6_G | 6 | North | YES | 0.1432 | 310 | 60 | 310 | 0 | 1.026 | CC | 1 | 0.27801 | 310 | 310 | 44.392 | 310 |  |  | 0.27801 | 86.1846 |  |  |  |  | 0 | 0
11693 | KMICHIST3_G | 3 | North | YES | 0.1432 | 312 | 60 | 312 | 0 | 1.026 | CC | 1 | 0.27801 | 312 | 312 | 44.6784 | 312 |  |  | 0.27801 | 86.7406 |  |  |  |  | 0 | 0
1689 | VALLEY_3G | 3 | North | YES | 0.1432 | 0 | 25 | 375 |  | 1.003 | GST | 1 | 0.27801 | 375 | 375 | 53.7 | 375 |  |  | 0.27801 | 104.2555 |  |  |  |  | 0 | 0
7487 | L_CANYHY8_1Y | 1 | South | YES | -0.14173 | 0 | 0 | 6 |  | 1 | Hydro | -1 | 0.27808 | 0 | 0 |  |  | 0 | 0 | -0.27808 | 0 |  |  |  |  | 0 | 0
1349 | WESTXWIN_1G | 1 | West | YES | 0.14421 | 1.3 | 0 | 6.6 |  | 1.014 | Wind | 1 | 0.27903 | 0 | 6.6 |  |  |  |  | 0.27903 | 1.8416 |  |  |  |  | 0 | 0
1350 | NWPWRG1_1G | 1 | West | YES | 0.14421 | 6.9 | 1 | 34.3 |  | 1.014 | Wind | 1 | 0.27903 | 0 | 34.3 |  |  |  |  | 0.27903 | 9.5706 |  |  |  |  | 0 | 0
1687 | VALLEY_1G | 1 | North | YES | 0.14429 | 136 | 15 | 170 | 0 | 1.029 | GST | 1 | 0.2791 | 170 | 170 | 24.5286 | 170 |  |  | 0.2791 | 47.4471 |  |  |  |  | 0 | 0
1688 | VALLEY_2G | 2 | North | YES | 0.14429 | 527 | 90 | 527 | 0 | 1.029 | GSC | 1 | 0.2791 | 527 | 527 | 76.0387 | 527 |  |  | 0.2791 | 147.0861 |  |  |  |  | 0 | 0
60057 | CALLAHAN1A | 1 | West | YES | 0.14458 | 22.8 | 0 | 114 | 0 | 1.04 | Wind | 1 | 0.2794 | 0 | 114 |  |  |  |  | 0.2794 | 31.8512 |  |  |  |  | 0 | 0
6948 | DENISNDM | 1 | North | YES | 0.14524 | 40 | 5 | 40 |  | 1.015 | Hydro | 1 | 0.28005 | 0 | 0 | 0 | 0 |  |  | 0.28005 | 0 |  |  |  |  | 0 | 0
6948 | DENISNDM | 2 | North | YES | 0.14524 | 31 | 5 | 40 |  | 1.015 | Hydro | 1 | 0.28005 | 0 | 0 | 0 | 0 |  |  | 0.28005 | 0 |  |  |  |  | 0 | 0
1002 | PBCTAGE_1G | A | West | YES | 0.14524 | 64 | 64 | 66 | 0 | 1.036 | GGT | 1 | 0.28006 | 66 | 66 |  |  |  |  | 0.28006 | 18.4837 |  |  |  |  | 0 | 0
1003 | PBCTBGE_2G | B | West | YES | 0.14524 | 65 | 65 | 66 | 0 | 1.036 | GGT | 1 | 0.28006 | 66 | 66 |  |  |  |  | 0.28006 | 18.4837 |  |  |  |  | 0 | 0
1004 | PBCTCGE_3G | C | West | YES | 0.14524 | 62 | 62 | 67 | 0 | 1.036 | GGT | 1 | 0.28006 | 67 | 67 |  |  |  |  | 0.28006 | 18.7638 |  |  |  |  | 0 | 0
1006 | PBCTEGE_5G | E | West | YES | 0.14524 | 65 | 65 | 67 | 0 | 1.036 | GGT | 1 | 0.28006 | 67 | 67 |  |  |  |  | 0.28006 | 18.7638 |  |  |  |  | 0 | 0
1005 | PBCTDGE_4G | D | West | YES | 0.14524 | 65 | 65 | 68 | 0 | 1.036 | GGT | 1 | 0.28006 | 68 | 68 |  |  |  |  | 0.28006 | 19.0439 |  |  |  |  | 0 | 0
1007 | PB5GEN_6G | 5 | West | YES | 0.14524 | 91.2 | 40 | 114 | 0 | 1.036 | GST | 1 | 0.28006 | 114 | 114 |  |  |  |  | 0.28006 | 31.9265 |  |  |  |  | 0 | 0
1008 | PB6GEN_7G | 6 | West | YES | 0.14524 | 515 | 130 | 515 | 0 | 1.036 | GST | 1 | 0.28006 | 515 | 515 |  |  |  |  | 0.28006 | 144.2292 |  |  |  |  | 0 | 0
7038 | L_DELAWA1_1Y | 2 | West | YES | 0.14535 | 3 | 0 | 30 | 0 | 1 | Wind | 1 | 0.28017 | 0 | 30 |  |  |  |  | 0.28017 | 8.4051 |  |  |  |  | 0 | 0
7038 | L_DELAWA1_1Y | 1 | West | YES | 0.14535 | 3.5 | 0 | 35 | 0 | 1 | Wind | 1 | 0.28017 | 0 | 35 |  |  |  |  | 0.28017 | 9.8059 |  |  |  |  | 0 | 0
76091 | L_DIVIDE1_1N | W1 | West | YES | 0.14543 | 22.5 | 0 | 112.5 |  | 1.02 | Wind | 1 | 0.28025 | 0 | 112.5 |  |  |  |  | 0.28025 | 31.528 |  |  |  |  | 0 | 0
76095 | L_CAPRSI1_1N | W1 | West | YES | 0.14543 | 29.9 | 0 | 149.5 | 0 | 1.02 | Wind | 1 | 0.28025 | 0 | 149.5 |  |  |  |  | 0.28025 | 41.8972 |  |  |  |  | 0 | 0
76096 | L_CAPRSI1_2N | W1 | West | YES | 0.14543 | 37.2 | 0 | 186 | 0 | 1.02 | Wind | 1 | 0.28025 | 0 | 186 |  |  |  |  | 0.28025 | 52.1263 |  |  |  |  | 0 | 0
76097 | L_CAPRGE1_1N | W1 | West | YES | 0.14543 | 42.9 | 0 | 214.5 | 0 | 1.02 | Wind | 1 | 0.28025 | 0 | 214.5 |  |  |  |  | 0.28025 | 60.1133 |  |  |  |  | 0 | 0
11147 | NOTREES_1G | 1 | West | YES | 0.14557 | 29.8 | 0 | 149 | 0 | 1.017 | Wind | 1 | 0.28038 | 0 | 149 |  |  |  |  | 0.28038 | 41.777 |  |  |  |  | 0 | 0
76031 | L_GASCCR1_1N | W1 | West | YES | 0.14601 | 30 | 0 | 150 | 0 | 1.02 | Wind | 1 | 0.28083 | 0 | 150 |  |  |  |  | 0.28083 | 42.124 |  |  |  |  | 0 | 0
1320 | BSP 1 | 1 | West | YES | 0.14649 | 25.5 | 2.9 | 25.8 | 0 | 1 | Cogen | 1 | 0.2813 | 0 | 0 |  |  |  |  | 0.2813 | 0 |  |  |  |  | 0 | 0
7303 | L_WPPGS12_1Y | 1 | South | YES | -0.14506 | 50 | 0 | 50 | 0 | 1.025 | GGT | -1 | 0.28141 | 50 | 50 |  |  | -7.253 | 50 | -0.28141 | -14.0706 |  |  |  |  | 0 | 0
7303 | L_WPPGS12_1Y | 2 | South | YES | -0.14506 | 50 | 0 | 50 | 0 | 1.025 | GGT | -1 | 0.28141 | 50 | 50 |  |  | -7.253 | 50 | -0.28141 | -14.0706 |  |  |  |  | 0 | 0
7305 | L_WPPGS34_1Y | 3 | South | YES | -0.14506 | 50 | 0 | 50 | 0 | 1.025 | GGT | -1 | 0.28141 | 50 | 50 |  |  | -7.253 | 50 | -0.28141 | -14.0706 |  |  |  |  | 0 | 0
7305 | L_WPPGS34_1Y | 4 | South | YES | -0.14506 | 50 | 0 | 50 | 0 | 1.025 | GGT | -1 | 0.28141 | 50 | 50 |  |  | -7.253 | 50 | -0.28141 | -14.0706 |  |  |  |  | 0 | 0
1326 | STANTONW_8 | 1 | West | YES | 0.14677 | 20.1 | 0 | 100.5 |  | 1.01 | Wind | 1 | 0.28159 | 0 | 100.5 |  |  |  |  | 0.28159 | 28.2994 |  |  |  |  | 0 | 0
11022 | TIEHVCG_2G | 1 | West | YES | 0.14685 | 132.4 | 103 | 132.4 | 0 | 1.012 | CC | 1 | 0.28167 | 132.4 | 132.4 |  |  |  |  | 0.28167 | 37.2928 |  |  |  |  | 0 | 0
11023 | TIEHVCG_3G | 1 | West | YES | 0.14685 | 137.4 | 103 | 137.4 | 0 | 1.012 | CC | 1 | 0.28167 | 137.4 | 137.4 |  |  |  |  | 0.28167 | 38.7011 |  |  |  |  | 0 | 0
11021 | TIEHVCG_1G | 1 | West | YES | 0.14685 | 142.1 | 103 | 142.1 | 0 | 1.012 | CC | 1 | 0.28167 | 142.1 | 142.1 |  |  |  |  | 0.28167 | 40.025 |  |  |  |  | 0 | 0
11024 | TIEHVCG_4G | 1 | West | YES | 0.14685 | 147 | 103 | 147 | 0 | 1.012 | CC | 1 | 0.28167 | 147 | 147 |  |  |  |  | 0.28167 | 41.4052 |  |  |  |  | 0 | 0
11020 | TIEHVSG_1G | 1 | West | YES | 0.14685 | 208.2 | 63 | 208.2 | 0 | 1.012 | CC | 1 | 0.28167 | 208.2 | 208.2 |  |  |  |  | 0.28167 | 58.6432 |  |  |  |  | 0 | 0
11025 | TIEHVSG_2G | 1 | West | YES | 0.14685 | 213.2 | 63 | 213.2 | 0 | 1.012 | CC | 1 | 0.28167 | 213.2 | 213.2 |  |  |  |  | 0.28167 | 60.0516 |  |  |  |  | 0 | 0
11001 | NAV1CT | 1 | West | YES | 0.14687 | 70.4 | 18 | 70.4 | 0 | 1.029 | CC | 1 | 0.28169 | 70.4 | 70.4 |  |  |  |  | 0.28169 | 19.8307 |  |  |  |  | 0 | 0
11009 | NAV2CT | 1 | West | YES | 0.14687 | 71.4 | 18 | 71.4 | 0 | 1.029 | CC | 1 | 0.28169 | 71.4 | 71.4 |  |  |  |  | 0.28169 | 20.1124 |  |  |  |  | 0 | 0
11012 | NAV4CT | 1 | West | YES | 0.14687 | 80 | 18 | 80 | 0 | 1.029 | CC | 1 | 0.28169 | 80 | 80 |  |  |  |  | 0.28169 | 22.5349 |  |  |  |  | 0 | 0
11013 | NAV5CT | 1 | West | YES | 0.14687 | 80 | 18 | 80 | 0 | 1.029 | CC | 1 | 0.28169 | 80 | 80 |  |  |  |  | 0.28169 | 22.5349 |  |  |  |  | 0 | 0
11011 | NAV3ST | 1 | West | YES | 0.14687 | 92.8 | 40 | 92.8 | 0 | 1.029 | CC | 1 | 0.28169 | 92.8 | 92.8 |  |  |  |  | 0.28169 | 26.1404 |  |  |  |  | 0 | 0
11014 | NAV6ST | 1 | West | YES | 0.14687 | 115 | 40 | 115 | 0 | 1.029 | CC | 1 | 0.28169 | 115 | 115 |  |  |  |  | 0.28169 | 32.3939 |  |  |  |  | 0 | 0
1328 | OCOTILLO_1G | 1 | West | YES | 0.14697 | 11.6 | 0 | 58 |  | 1.01 | Wind | 1 | 0.28178 | 0 | 58 |  |  |  |  | 0.28178 | 16.3433 |  |  |  |  | 0 | 0
1333 | MCDDONAL_8 | 1 | West | YES | 0.14725 | 42.8 | 0 | 214.2 |  | 1.01 | Wind | 1 | 0.28206 | 0 | 214.2 |  |  |  |  | 0.28206 | 60.4183 |  |  |  |  | 0 | 0
7012 | L_FPPYD21_3Y | 3 | South | YES | -0.14587 | 427.5 | 200 | 436 | 0 | 1.02 | LIGCO | -1 | 0.28222 | 0 | 436 |  |  | 0 | 0 | -0.28222 | 0 |  |  |  |  | 0 | 0
7010 | L_FPPYD11_1Y | 1 | South | YES | -0.14596 | 547.4 | 200 | 606 | 0 | 1.02 | LIGCO | -1 | 0.28231 | 0 | 606 |  |  | 0 | 0 | -0.28231 | 0 |  |  |  |  | 0 | 0
7011 | L_FPPYD11_2Y | 2 | South | YES | -0.14596 | 552.2 | 200 | 598 | 0 | 1.02 | LIGCO | -1 | 0.28231 | 0 | 598 |  |  | 0 | 0 | -0.28231 | 0 |  |  |  |  | 0 | 0
1327 | WILDHRSE_1G | 1 | West | YES | 0.14759 | 0 | 0 | 120 |  | 1 | Wind | 1 | 0.28241 | 0 | 120 |  |  |  |  | 0.28241 | 33.8888 |  |  |  |  | 0 | 0
1360 | GUNSIGHT_8 | 1 | West | YES | 0.14765 | 0 | 0 | 120 |  | 1.01 | Wind | 1 | 0.28247 | 0 | 120 |  |  |  |  | 0.28247 | 33.8959 |  |  |  |  | 0 | 0
11320 | COYOTE_1G | 1 | West | YES | 0.14813 | 22.5 | 0 | 225 |  | 1 | Wind | 1 | 0.28294 | 0 | 225 |  |  |  |  | 0.28294 | 63.6619 |  |  |  |  | 0 | 0
1045 | CALENG1G_1G | 1 | West | YES | 0.14822 | 73.4 | 27 | 73.4 | 0 | 1.014 | Cogen | 1 | 0.28303 | 0 | 0 |  |  |  |  | 0.28303 | 0 |  |  |  |  | 0 | 0
1046 | CALENG2G_2G | 2 | West | YES | 0.14822 | 73.4 | 27 | 73.4 | 0 | 1.014 | Cogen | 1 | 0.28303 | 0 | 0 |  |  |  |  | 0.28303 | 0 |  |  |  |  | 0 | 0
1047 | CALENG3G_3G | 3 | West | YES | 0.14822 | 70.4 | 27 | 70.4 | 0 | 1.014 | Cogen | 1 | 0.28303 | 0 | 0 |  |  |  |  | 0.28303 | 0 |  |  |  |  | 0 | 0
11309 | BULLCREK_2G | 1 | West | YES | 0.14823 | 20.9 | 0 | 180 |  | 1 | Wind | 1 | 0.28305 | 0 | 180 |  |  |  |  | 0.28305 | 50.9484 |  |  |  |  | 0 | 0
11310 | BULLCREK_1G | 1 | West | YES | 0.14823 | 15.1 | 0 | 180 |  | 1 | Wind | 1 | 0.28305 | 0 | 180 |  |  |  |  | 0.28305 | 50.9484 |  |  |  |  | 0 | 0
11065 | ELBOWCK_1G | 1 | West | YES | 0.14854 | 23.4 | 0 | 121.9 | 0 | 1 | Wind | 1 | 0.28335 | 0 | 121.9 |  |  |  |  | 0.28335 | 34.5403 |  |  |  |  | 0 | 0
1058 | LONGSHORE_5 | 1 | West | YES | 0.14854 | 30 | 0 | 150 |  | 1.01 | Wind | 1 | 0.28335 | 0 | 150 |  |  |  |  | 0.28335 | 42.5025 |  |  |  |  | 0 | 0
1058 | LONGSHORE_5 | 2 | West | YES | 0.14854 | 44 | 0 | 220 |  | 1.01 | Wind | 1 | 0.28335 | 0 | 220 |  |  |  |  | 0.28335 | 62.3369 |  |  |  |  | 0 | 0
60072 | HHOLLOW41A | 1 | West | YES | 0.14863 | 23 | 0 | 115 | 0 | 1.025 | Wind | 1 | 0.28344 | 0 | 115 |  |  |  |  | 0.28344 | 32.5958 |  |  |  |  | 0 | 0
60058 | BUFF_GAP1A | 1 | West | YES | 0.14863 | 24 | 0 | 120 |  | 1 | Wind | 1 | 0.28344 | 0 | 120 |  |  |  |  | 0.28344 | 34.013 |  |  |  |  | 0 | 0
60063 | BUFF_GAP1B | 1 | West | YES | 0.14863 | 34 | 0 | 170.2 | 0 | 1.02 | Wind | 1 | 0.28344 | 0 | 170.2 |  |  |  |  | 0.28344 | 48.2418 |  |  |  |  | 0 | 0
60068 | HHOLLOW21A | 1 | West | YES | 0.14863 | 36.8 | 0 | 184 | 0 | 1.025 | Wind | 1 | 0.28344 | 0 | 184 |  |  |  |  | 0.28344 | 52.1533 |  |  |  |  | 0 | 0
60066 | H_HOLLOW1A | 1 | West | YES | 0.14863 | 44.4 | 0 | 222 | 0 | 1.005 | Wind | 1 | 0.28344 | 0 | 222 |  |  |  |  | 0.28344 | 62.9241 |  |  |  |  | 0 | 0
60070 | HHOLLOW31A | 1 | West | YES | 0.14863 | 44.8 | 0 | 224 | 0 | 1.025 | Wind | 1 | 0.28344 | 0 | 224 |  |  |  |  | 0.28344 | 63.4909 |  |  |  |  | 0 | 0
60060 | CIRELLO | 1 | West | YES | 0.14863 | 46.6 | 0 | 233 | 0 | 1 | Wind | 1 | 0.28344 | 0 | 233 |  |  |  |  | 0.28344 | 66.0419 |  |  |  |  | 0 | 0
2414 | MTCK7_G | 7 | North | YES | 0.14864 | 0 | 30 | 115 |  | 1.022 | GST | 1 | 0.28346 | 115 | 115 | 17.0937 | 115 |  |  | 0.28346 | 32.5974 |  |  |  |  | 0 | 0
2413 | MTCK6_G | 6 | North | YES | 0.14864 | 0 | 30 | 118 |  | 1.022 | GST | 1 | 0.28346 | 118 | 118 | 17.5396 | 118 |  |  | 0.28346 | 33.4478 |  |  |  |  | 0 | 0
2417 | MTCK8_G | 8 | North | YES | 0.14864 | 444.8 | 60 | 556 | 0 | 1.022 | GSC | 1 | 0.28346 | 556 | 556 | 82.6444 | 556 |  |  | 0.28346 | 157.6014 |  |  |  |  | 0 | 0
1044 | MRGNFG_6G | F | West | YES | 0.14876 | 66 | 66 | 66 | 0 | 1.029 | GGT | 1 | 0.28357 | 66 | 66 |  |  |  |  | 0.28357 | 18.7157 |  |  |  |  | 0 | 0
1042 | MRGNDG_4G | D | West | YES | 0.14876 | 68 | 68 | 68 | 0 | 1.029 | GGT | 1 | 0.28357 | 68 | 68 |  |  |  |  | 0.28357 | 19.2828 |  |  |  |  | 0 | 0
1039 | MRGNAG_1G | A | West | YES | 0.14876 | 69 | 69 | 69 | 0 | 1.029 | GGT | 1 | 0.28357 | 69 | 69 |  |  |  |  | 0.28357 | 19.5664 |  |  |  |  | 0 | 0
1041 | MRGNCG_3G | C | West | YES | 0.14876 | 69 | 69 | 70 | 0 | 1.029 | GGT | 1 | 0.28357 | 70 | 70 |  |  |  |  | 0.28357 | 19.8499 |  |  |  |  | 0 | 0
1043 | MRGNEG_5G | E | West | YES | 0.14876 | 68 | 68 | 70 | 0 | 1.029 | GGT | 1 | 0.28357 | 70 | 70 |  |  |  |  | 0.28357 | 19.8499 |  |  |  |  | 0 | 0
1040 | MRGNBG_2G | B | West | YES | 0.14876 | 70 | 70 | 71 | 0 | 1.029 | GGT | 1 | 0.28357 | 71 | 71 |  |  |  |  | 0.28357 | 20.1335 |  |  |  |  | 0 | 0
1037 | MORGAN5G_5G | 5 | West | YES | 0.14876 | 109.6 | 40 | 137 | 0 | 1.029 | GST | 1 | 0.28357 | 137 | 137 |  |  |  |  | 0.28357 | 38.8492 |  |  |  |  | 0 | 0
6637 | SNYDERW1A | 1 | West | YES | 0.14885 | 12.6 | 0 | 63 | 0 | 1.025 | Wind | 1 | 0.28366 | 0 | 63 |  |  |  |  | 0.28366 | 17.8706 |  |  |  |  | 0 | 0
1073 | SCURRYCW_2G | 2 | West | YES | 0.14896 | 24 | 0 | 120 | 0 | 1.0217 | Wind | 1 | 0.28377 | 0 | 120 |  |  |  |  | 0.28377 | 34.0527 |  |  |  |  | 0 | 0
1068 | SCURRYCW_1G | 1 | West | YES | 0.14896 | 28.2 | 1.3 | 141 | 0 | 1.0217 | Wind | 1 | 0.28377 | 0 | 141 |  |  |  |  | 0.28377 | 40.012 |  |  |  |  | 0 | 0
1069 | KINDERMG_1G | 1 | West | YES | 0.14898 | 25 | 5 | 25 | 0 | 1.017 | Cogen | 1 | 0.28379 | 0 | 0 |  |  |  |  | 0.28379 | 0 |  |  |  |  | 0 | 0
1070 | KINDERMG_2G | 1 | West | YES | 0.14898 | 45.7 | 12 | 45.7 | 0 | 1.017 | Cogen | 1 | 0.28379 | 0 | 0 |  |  |  |  | 0.28379 | 0 |  |  |  |  | 0 | 0
1071 | KINDERMG_3G | 1 | West | YES | 0.14898 | 45.7 | 12 | 45.7 | 0 | 1.017 | Cogen | 1 | 0.28379 | 0 | 0 |  |  |  |  | 0.28379 | 0 |  |  |  |  | 0 | 0
1062 | CIELOGEN_2G | 1 | West | YES | 0.14898 | 12.2 | 0 | 61 |  | 1 | Wind | 1 | 0.28379 | 0 | 61 |  |  |  |  | 0.28379 | 17.3112 |  |  |  |  | 0 | 0
1061 | CIELOGEN_1G | 1 | West | YES | 0.14898 | 19.8 | 0 | 99 |  | 1 | Wind | 1 | 0.28379 | 0 | 99 |  |  |  |  | 0.28379 | 28.0953 |  |  |  |  | 0 | 0
7031 | L_MARSFO1G1Y | 1 | South | YES | -0.14755 | 0 | 0 | 36 |  | 1 | Hydro | -1 | 0.2839 | 0 | 0 |  |  | 0 | 0 | -0.2839 | 0 |  |  |  |  | 0 | 0
7032 | L_MARSFO1G2Y | 2 | South | YES | -0.14755 | 0 | 0 | 35 |  | 1 | Hydro | -1 | 0.2839 | 0 | 0 |  |  | 0 | 0 | -0.2839 | 0 |  |  |  |  | 0 | 0
7033 | L_MARSFO1G3Y | 3 | South | YES | -0.14755 | 0 | 0 | 36 |  | 1 | Hydro | -1 | 0.2839 | 0 | 0 |  |  | 0 | 0 | -0.2839 | 0 |  |  |  |  | 0 | 0
2371 | COLLIN_1G | MB | North | YES | 0.14927 | 0 | 40 | 138 |  | 1.022 | GST | 1 | 0.28409 | 0 | 0 | 0 | 0 |  |  | 0.28409 | 0 |  |  |  |  | 0 | 0
36998 | RDCNYNG1 | 1 | West | YES | 0.14928 | 16.8 | 0 | 84 |  | 1.01 | Wind | 1 | 0.28409 | 0 | 84 |  |  |  |  | 0.28409 | 23.864 |  |  |  |  | 0 | 0
1354 | AEPWIND_8 | 1 | West | YES | 0.14969 | 20.2 | 0 | 101 |  | 1 | Wind | 1 | 0.28451 | 0 | 101 |  |  |  |  | 0.28451 | 28.7351 |  |  |  |  | 0 | 0
1343 | TRENTIPP_8 | 1 | West | YES | 0.14969 | 30 | 0 | 150 |  | 1.014 | Wind | 1 | 0.28451 | 0 | 150 |  |  |  |  | 0.28451 | 42.6759 |  |  |  |  | 0 | 0
6407 | TURKTRAK1A | 1 | West | YES | 0.15025 | 33.9 | 0 | 169.5 | 0 | 1.025 | Wind | 1 | 0.28506 | 0 | 169.5 |  |  |  |  | 0.28506 | 48.3181 |  |  |  |  | 0 | 0
71051 | L_BITTCR1_1N | W1 | West | YES | 0.1504 | 7.5 | 0 | 37.5 |  | 1.02 | Wind | 1 | 0.28521 | 0 | 37.5 |  |  |  |  | 0.28521 | 10.6955 |  |  |  |  | 0 | 0
71061 | L_SWEETW1_5N | W1 | West | YES | 0.1504 | 16.1 | 0 | 80.5 | 0 | 1.02 | Wind | 1 | 0.28521 | 0 | 80.5 |  |  |  |  | 0.28521 | 22.9596 |  |  |  |  | 0 | 0
71060 | L_SWEETW1_4N | W1 | West | YES | 0.1504 | 21 | 0 | 105 | 0 | 1.02 | Wind | 1 | 0.28521 | 0 | 105 |  |  |  |  | 0.28521 | 29.9473 |  |  |  |  | 0 | 0
71054 | L_SWEETW1_1N | W1 | West | YES | 0.1504 | 21.5 | 0 | 107.5 |  | 1.02 | Wind | 1 | 0.28521 | 0 | 107.5 |  |  |  |  | 0.28521 | 30.6604 |  |  |  |  | 0 | 0
71059 | L_SWEETW1_3N | W1 | West | YES | 0.1504 | 23.8 | 0 | 119 | 0 | 1.02 | Wind | 1 | 0.28521 | 0 | 119 |  |  |  |  | 0.28521 | 33.9403 |  |  |  |  | 0 | 0
71057 | L_SWEETW1_2N | W1 | West | YES | 0.1504 | 27 | 0 | 135 |  | 1.02 | Wind | 1 | 0.28521 | 0 | 135 |  |  |  |  | 0.28521 | 38.5037 |  |  |  |  | 0 | 0
11057 | CHAMPION_1G | 1 | West | YES | 0.15049 | 25.3 | 0 | 126.5 |  | 1 | Wind | 1 | 0.2853 | 0 | 126.5 |  |  |  |  | 0.2853 | 36.0905 |  |  |  |  | 0 | 0
11059 | INADALE_1G | 1 | West | YES | 0.15049 | 39.4 | 0 | 197 |  | 1 | Wind | 1 | 0.2853 | 0 | 197 |  |  |  |  | 0.2853 | 56.2042 |  |  |  |  | 0 | 0
11056 | ROSCOE_1G | 1 | West | YES | 0.15049 | 41.8 | 0 | 209 |  | 1 | Wind | 1 | 0.2853 | 0 | 209 |  |  |  |  | 0.2853 | 59.6278 |  |  |  |  | 0 | 0
11058 | PYRON_1G | 1 | West | YES | 0.15049 | 49.8 | 0 | 249 |  | 1 | Wind | 1 | 0.2853 | 0 | 249 |  |  |  |  | 0.2853 | 71.0399 |  |  |  |  | 0 | 0
6144 | MCADOO1A | 1 | West | YES | 0.15061 | 15 | 0 | 150 | 0 | 1.025 | Wind | 1 | 0.28543 | 0 | 150 |  |  |  |  | 0.28543 | 42.8145 |  |  |  |  | 0 | 0
1416 | SWETWATR_1G | 1 | West | YES | 0.15124 | 30 | 18 | 30 | 0 | 1.026 | CC | 1 | 0.28605 | 30 | 30 |  |  |  |  | 0.28605 | 8.5816 |  |  |  |  | 0 | 0
1419 | SWETWATR_4G | 4 | West | YES | 0.15124 | 61 | 36 | 61 | 0 | 1.026 | CC | 1 | 0.28605 | 61 | 61 |  |  |  |  | 0.28605 | 17.4493 |  |  |  |  | 0 | 0
1418 | SWETWATR_3G | 3 | West | YES | 0.15124 | 68 | 36 | 68 | 0 | 1.026 | CC | 1 | 0.28605 | 68 | 68 |  |  |  |  | 0.28605 | 19.4517 |  |  |  |  | 0 | 0
1417 | SWETWATR_2G | 2 | West | YES | 0.15124 | 72 | 36 | 72 | 0 | 1.026 | CC | 1 | 0.28605 | 72 | 72 |  |  |  |  | 0.28605 | 20.5959 |  |  |  |  | 0 | 0
60081 | WHRLWIND1A | 1 | West | YES | 0.15225 | 12 | 0 | 60 | 0 | 1.03 | Wind | 1 | 0.28707 | 0 | 60 |  |  |  |  | 0.28707 | 17.2241 |  |  |  |  | 0 | 0
2381 | NTHLK1_G | 1 | North | YES | 0.15287 | 0 | 35 | 156 |  | 1.022 | GST | 1 | 0.28769 | 156 | 156 | 23.8482 | 156 |  |  | 0.28769 | 44.8793 |  |  |  |  | 0 | 0
2382 | NTHLK2_G | 2 | North | YES | 0.15287 | 0 | 35 | 181 |  | 1.022 | GST | 1 | 0.28769 | 181 | 181 | 27.67 | 181 |  |  | 0.28769 | 52.0715 |  |  |  |  | 0 | 0
2383 | NTHLK3_G | 3 | North | YES | 0.15287 | 0 | 50 | 329 |  | 1.022 | GST | 1 | 0.28769 | 329 | 329 | 50.2952 | 329 |  |  | 0.28769 | 94.6493 |  |  |  |  | 0 | 0
7006 | L_SIMGID1_3Y | 3 | South | YES | -0.15248 | 324.9 | 60 | 329 | 0 | 1.02 | GST | -1 | 0.28883 | 329 | 329 |  |  | -50.1659 | 329 | -0.28883 | -95.0256 |  |  |  |  | 0 | 0
7005 | L_SIMGID1_2Y | 2 | South | YES | -0.15248 | 133 | 32 | 139 | 0 | 1.02 | GST | -1 | 0.28883 | 139 | 139 |  |  | -21.1947 | 139 | -0.28883 | -40.1476 |  |  |  |  | 0 | 0
7004 | L_SIMGID1_1Y | 1 | South | YES | -0.15248 | 132 | 40 | 132 | 0 | 1.02 | GST | -1 | 0.28883 | 132 | 132 |  |  | -20.1274 | 132 | -0.28883 | -38.1258 |  |  |  |  | 0 | 0
1437 | MESQUITW_1G | 1 | North | YES | 0.15475 | 40 | 0 | 400 | 0 | 1.023 | Wind | 1 | 0.28956 | 0 | 400 | 61.8996 | 400 |  |  | 0.28956 | 115.8255 |  |  |  |  | 0 | 0
1438 | MESQUITW_2G | 1 | North | YES | 0.15476 | 23.6 | 0 | 236 |  | 1.017 | Wind | 1 | 0.28957 | 0 | 236 | 36.5224 | 236 |  |  | 0.28957 | 68.3387 |  |  |  |  | 0 | 0
7020 | L_AUSTPL1_1Y | 1 | South | YES | -0.15425 | 0 | 0 | 8 |  | 1 | Hydro | -1 | 0.2906 | 0 | 0 |  |  | 0 | 0 | -0.2906 | 0 |  |  |  |  | 0 | 0
7020 | L_AUSTPL1_1Y | 2 | South | YES | -0.15425 | 0 | 0 | 8 |  | 1 | Hydro | -1 | 0.2906 | 0 | 0 |  |  | 0 | 0 | -0.2906 | 0 |  |  |  |  | 0 | 0
1442 | COKFIELD_5 | 1 | North | YES | 0.15615 | 16.5 | 0 | 165 |  | 1.029 | Wind | 1 | 0.29096 | 0 | 165 | 25.7639 | 165 |  |  | 0.29096 | 48.0084 |  |  |  |  | 0 | 0
9020 | SANDHG5A | 5A | South | YES | -0.15468 | 150 | 84 | 155 | 0 | 1.0175 | CC | -1 | 0.29103 | 155 | 155 |  |  | -23.9749 | 155 | -0.29103 | -45.1094 |  |  |  |  | 0 | 0
9021 | SANDHG5C | 5C | South | YES | -0.15468 | 140 | 0 | 148 | 0 | 1.0175 | CC | -1 | 0.29103 | 148 | 148 |  |  | -22.8922 | 148 | -0.29103 | -43.0722 |  |  |  |  | 0 | 0
9016 | SANDH_G1 | 1 | South | YES | -0.15468 | 45 | 2 | 49 | 0 | 1.0175 | GGT | -1 | 0.29103 | 49 | 49 |  |  | -7.5792 | 49 | -0.29103 | -14.2604 |  |  |  |  | 0 | 0
9019 | SANDH_G4 | 4 | South | YES | -0.15468 | 0 | 2 | 47 |  | 1.0175 | GGT | -1 | 0.29103 | 47 | 47 |  |  | -7.2698 | 47 | -0.29103 | -13.6783 |  |  |  |  | 0 | 0
9017 | SANDH_G2 | 2 | South | YES | -0.15468 | 45 | 2 | 46 | 0 | 1.0175 | GGT | -1 | 0.29103 | 46 | 46 |  |  | -7.1151 | 46 | -0.29103 | -13.3873 |  |  |  |  | 0 | 0
9018 | SANDH_G3 | 3 | South | YES | -0.15468 | 45 | 2 | 46 | 0 | 1.0175 | GGT | -1 | 0.29103 | 46 | 46 |  |  | -7.1151 | 46 | -0.29103 | -13.3873 |  |  |  |  | 0 | 0
6100 | OKLA7A | EQ | West | YES | 0.15685 | 50 | -220 | 220 | 0 | 1.035 | DCTie | 1 | 0.29167 | 0 | 0 |  |  |  |  | 0.29167 | 0 |  |  |  |  | 0 | 0
6752 | OKLA0A | 1 | West | YES | 0.15685 | 649.7 | 175 | 649.7 | 0 | 1.035 | LIGCO | 1 | 0.29167 | 0 | 649.7 |  |  |  |  | 0.29167 | 189.4965 |  |  |  |  | 0 | 0
9001 | DECKR_G2 | 2 | South | YES | -0.15533 | 400 | 50 | 426 | 0 | 1.015 | GST | -1 | 0.29168 | 426 | 426 |  |  | -66.1706 | 426 | -0.29168 | -124.2563 |  |  |  |  | 0 | 0
9000 | DECKR_G1 | 1 | South | YES | -0.15533 | 280 | 50 | 321 | 0 | 1.015 | GST | -1 | 0.29168 | 321 | 321 |  |  | -49.8609 | 321 | -0.29168 | -93.6298 |  |  |  |  | 0 | 0
923 | SPENCER_G4 | 1 | North | YES | 0.15716 | 48 | 20 | 61 | 0 | 1.03 | GST | 1 | 0.29197 | 61 | 61 | 9.5867 | 61 |  |  | 0.29197 | 17.8104 |  |  |  |  | 0 | 0
924 | SPENCER_G5 | 1 | North | YES | 0.15716 | 52 | 20 | 66 | 0 | 1.03 | GST | 1 | 0.29197 | 66 | 66 | 10.3725 | 66 |  |  | 0.29197 | 19.2703 |  |  |  |  | 0 | 0
9005 | DECKR_G6 | 6 | South | YES | -0.15656 | 44 | 24 | 47 | 0 | 1.015 | GGT | -1 | 0.29291 | 47 | 47 |  |  | -7.3582 | 47 | -0.29291 | -13.7667 |  |  |  |  | 0 | 0
9003 | DECKR_G4 | 4 | South | YES | -0.15656 | 44 | 24 | 44 | 0 | 1.015 | GGT | -1 | 0.29291 | 44 | 44 |  |  | -6.8886 | 44 | -0.29291 | -12.888 |  |  |  |  | 0 | 0
9004 | DECKR_G5 | 5 | South | YES | -0.15656 | 44 | 24 | 44 | 0 | 1.015 | GGT | -1 | 0.29291 | 44 | 44 |  |  | -6.8886 | 44 | -0.29291 | -12.888 |  |  |  |  | 0 | 0
9002 | DECKR_G3 | 3 | South | YES | -0.15656 | 0 | 24 | 42 |  | 1.015 | GGT | -1 | 0.29291 | 42 | 42 |  |  | -6.5754 | 42 | -0.29291 | -12.3022 |  |  |  |  | 0 | 0
728 | WOLFRIDGE801 | 1 | North | YES | 0.15825 | 11.2 | 0 | 112.5 | 0 | 0.99 | Wind | 1 | 0.29306 | 0 | 112.5 | 17.8031 | 112.5 |  |  | 0.29306 | 32.9698 |  |  |  |  | 0 | 0
7809 | L_BASTEN1_3Y | 1 | South | YES | -0.15752 | 232.6 | 42 | 232.6 | 0 | 1.004 | CC | -1 | 0.29387 | 232.6 | 232.6 |  |  | -36.6382 | 232.6 | -0.29387 | -68.3536 |  |  |  |  | 0 | 0
7807 | L_BASTEN1_1Y | 1 | South | YES | -0.15752 | 152.5 | 83.5 | 152.5 | 0 | 1.004 | CC | -1 | 0.29387 | 152.5 | 152.5 |  |  | -24.0212 | 152.5 | -0.29387 | -44.8148 |  |  |  |  | 0 | 0
7808 | L_BASTEN1_2Y | 1 | South | YES | -0.15752 | 149.5 | 83.5 | 149.5 | 0 | 1.004 | CC | -1 | 0.29387 | 149.5 | 149.5 |  |  | -23.5486 | 149.5 | -0.29387 | -43.9332 |  |  |  |  | 0 | 0
7009 | L_LOSTPI1_3Y | 3 | South | YES | -0.15762 | 173.9 | 72 | 175 | 0 | 1 | CC | -1 | 0.29397 | 175 | 175 |  |  | -27.584 | 175 | -0.29397 | -51.4455 |  |  |  |  | 0 | 0
7008 | L_LOSTPI1_2Y | 2 | South | YES | -0.15762 | 157.7 | 107 | 160 | 0 | 1 | CC | -1 | 0.29397 | 160 | 160 |  |  | -25.2197 | 160 | -0.29397 | -47.0359 |  |  |  |  | 0 | 0
7007 | L_LOSTPI1_1Y | 1 | South | YES | -0.15762 | 158.6 | 110 | 158 | 0 | 1 | CC | -1 | 0.29397 | 158 | 158 |  |  | -24.9044 | 158 | -0.29397 | -46.448 |  |  |  |  | 0 | 0
1479 | WFCOGEN_1G | 1 | North | YES | 0.16005 | 16 | 12 | 20 | 0 | 1 | Cogen | 1 | 0.29486 | 0 | 0 | 0 | 0 |  |  | 0.29486 | 0 |  |  |  |  | 0 | 0
1479 | WFCOGEN_1G | 2 | North | YES | 0.16005 | 16 | 12 | 20 | 0 | 1 | Cogen | 1 | 0.29486 | 0 | 0 | 0 | 0 |  |  | 0.29486 | 0 |  |  |  |  | 0 | 0
1482 | WFCOGEN_2G | 2 | North | YES | 0.16005 | 13.6 | 12 | 17 | 0 | 1 | Cogen | 1 | 0.29486 | 0 | 0 | 0 | 0 |  |  | 0.29486 | 0 |  |  |  |  | 0 | 0
1482 | WFCOGEN_2G | 1 | North | YES | 0.16005 | 16 | 12 | 20 | 0 | 1 | Cogen | 1 | 0.29486 | 0 | 0 | 0 | 0 |  |  | 0.29486 | 0 |  |  |  |  | 0 | 0
1433 | GRHAMSES_1G | 1 | North | YES | 0.16019 | 242 | 60 | 242 | 0 | 1.038 | GST | 1 | 0.295 | 242 | 242 | 38.7653 | 242 |  |  | 0.295 | 71.3904 |  |  |  |  | 0 | 0
1432 | GRHAMSES_2G | 2 | North | YES | 0.16054 | 294.9 | 90 | 366 | 0 | 1.014 | GST | 1 | 0.29536 | 366 | 366 | 58.7595 | 366 |  |  | 0.29536 | 108.1017 |  |  |  |  | 0 | 0
344 | MRSSHPRD | 1 | North | YES | 0.16296 | 0 | 0 | 12 |  | 1.03 | Hydro | 1 | 0.29778 | 0 | 0 | 0 | 0 |  |  | 0.29778 | 0 |  |  |  |  | 0 | 0
345 | MRSSHPRD01 | 2 | North | YES | 0.16296 | 0 | 0 | 12 |  | 1.03 | Hydro | 1 | 0.29778 | 0 | 0 | 0 | 0 |  |  | 0.29778 | 0 |  |  |  |  | 0 | 0
1600 | BARTNWND_1G | 1 | North | YES | 0.16307 | 12 | 0 | 120 | 0 | 1.022 | Wind | 1 | 0.29789 | 0 | 120 | 19.5686 | 120 |  |  | 0.29789 | 35.7464 |  |  |  |  | 0 | 0
581 | JCKCNTY802 | 2 | North | YES | 0.16321 | 147 | 0 | 147 | 0 | 1.022 | CC | 1 | 0.29803 | 147 | 147 | 23.9922 | 147 |  |  | 0.29803 | 43.8099 |  |  |  |  | 0 | 0
582 | JCKCNTY803 | 3 | North | YES | 0.16321 | 147 | 0 | 147 | 0 | 1.022 | CC | 1 | 0.29803 | 147 | 147 | 23.9922 | 147 |  |  | 0.29803 | 43.8099 |  |  |  |  | 0 | 0
580 | JCKCNTY801 | 1 | North | YES | 0.16321 | 288 | 0 | 288 | 0 | 1.022 | CC | 1 | 0.29803 | 288 | 288 | 47.0051 | 288 |  |  | 0.29803 | 85.8317 |  |  |  |  | 0 | 0
1453 | WCPWRCO_1G | 1 | North | YES | 0.16395 | 204 | 50 | 204 | 0 | 1.02 | CC | 1 | 0.29876 | 204 | 204 | 33.4458 | 204 |  |  | 0.29876 | 60.948 |  |  |  |  | 0 | 0
1454 | WCPWRCO_2G | 2 | North | YES | 0.16395 | 204 | 50 | 204 | 0 | 1.02 | CC | 1 | 0.29876 | 204 | 204 | 33.4458 | 204 |  |  | 0.29876 | 60.948 |  |  |  |  | 0 | 0
1455 | WCPWRCO_3G | 3 | North | YES | 0.16395 | 242 | 50 | 242 |  | 1.02 | CC | 1 | 0.29876 | 242 | 242 | 39.6759 | 242 |  |  | 0.29876 | 72.3011 |  |  |  |  | 0 | 0
1643 | SLSTR1PP_1G | 1 | North | YES | 0.1641 | 6 | 0 | 60 | 0 | 1.022 | Wind | 1 | 0.29891 | 0 | 60 | 9.8459 | 60 |  |  | 0.29891 | 17.9348 |  |  |  |  | 0 | 0
503 | NTHTEXAS01 | 1 | North | YES | 0.16585 | 0 | 5 | 18 |  | 1.015 | GST | 1 | 0.30066 | 18 | 18 | 2.9853 | 18 |  |  | 0.30066 | 5.4119 |  |  |  |  | 0 | 0
504 | NTHTEXAS02 | 2 | North | YES | 0.16585 | 14.4 | 5 | 18 |  | 1.015 | GST | 1 | 0.30066 | 18 | 18 | 2.9853 | 18 |  |  | 0.30066 | 5.4119 |  |  |  |  | 0 | 0
505 | NTHTEXAS03 | 3 | North | YES | 0.16585 | 30.4 | 15 | 38 |  | 1.015 | GST | 1 | 0.30066 | 38 | 38 | 6.3023 | 38 |  |  | 0.30066 | 11.4252 |  |  |  |  | 0 | 0
1861 | EAGLEMNT_1G | MB | North | YES | 0.16686 | 0 | 30 | 112 |  | 1.022 | GST | 1 | 0.30168 | 0 | 0 | 0 | 0 |  |  | 0.30168 | 0 |  |  |  |  | 0 | 0
1862 | EAGLEMNT_2G | MB | North | YES | 0.16686 | 0 | 40 | 100 |  | 1.022 | GST | 1 | 0.30168 | 0 | 0 | 0 | 0 |  |  | 0.30168 | 0 |  |  |  |  | 0 | 0
1863 | EAGLEMNT_3G | MB | North | YES | 0.16686 | 0 | 50 | 378 |  | 1.022 | GST | 1 | 0.30168 | 0 | 0 | 0 | 0 |  |  | 0.30168 | 0 |  |  |  |  | 0 | 0
332 | RWMILLER01 | 1 | North | YES | 0.16783 | 58.4 | 18.5 | 73 | 0 | 1.04 | GST | 1 | 0.30264 | 73 | 73 | 12.2512 | 73 |  |  | 0.30264 | 22.0927 |  |  |  |  | 0 | 0
336 | RWMILLER05 | 5 | North | YES | 0.16783 | 80.8 | 0 | 101 | 0 | 1.04 | GST | 1 | 0.30264 | 101 | 101 | 16.9503 | 101 |  |  | 0.30264 | 30.5666 |  |  |  |  | 0 | 0
335 | RWMILLER04 | 4 | North | YES | 0.16783 | 81.6 | 0 | 102 | 0 | 1.04 | GST | 1 | 0.30264 | 102 | 102 | 17.1181 | 102 |  |  | 0.30264 | 30.8693 |  |  |  |  | 0 | 0
333 | RWMILLER02 | 2 | North | YES | 0.16783 | 95.2 | 37 | 119 | 0 | 1.04 | GST | 1 | 0.30264 | 119 | 119 | 19.9712 | 119 |  |  | 0.30264 | 36.0141 |  |  |  |  | 0 | 0
334 | RWMILLER03 | 3 | North | YES | 0.16783 | 166.4 | 65 | 208 | 0 | 1.04 | GST | 1 | 0.30264 | 208 | 208 | 34.9076 | 208 |  |  | 0.30264 | 62.9491 |  |  |  |  | 0 | 0
1948 | HANDLEY_4G | 4 | North | YES | 0.17158 | 348 | 150 | 435 | 0 | 1.022 | GST | 1 | 0.30639 | 435 | 435 | 74.636 | 435 |  |  | 0.30639 | 133.2804 |  |  |  |  | 0 | 0
1947 | HANDLEY_3G | 3 | North | YES | 0.17288 | 316 | 100 | 395 | 0 | 1.022 | GST | 1 | 0.30769 | 395 | 395 | 68.286 | 395 |  |  | 0.30769 | 121.5378 |  |  |  |  | 0 | 0
1949 | HANDLEY_5G | 5 | North | YES | 0.17288 | 348 | 150 | 435 | 0 | 1.022 | GST | 1 | 0.30769 | 435 | 435 | 75.2011 | 435 |  |  | 0.30769 | 133.8455 |  |  |  |  | 0 | 0
1898 | COMCHEPK_1G | 1 | North | YES | 0.17391 | 1217 | 1150 | 1217 | 0 | 1.032 | Nuc | 1 | 0.30872 | 0 | 0 | 0 | 0 |  |  | 0.30872 | 0 |  |  |  |  | 0 | 0
1899 | COMCHEPK_2G | 2 | North | YES | 0.17391 | 1159 | 1128 | 1159 | 0 | 1.032 | Nuc | 1 | 0.30872 | 0 | 0 | 0 | 0 |  |  | 0.30872 | 0 |  |  |  |  | 0 | 0
1889 | DECRDOVA_1G | 1 | North | YES | 0.17432 | 779 | 255 | 779 | 0 | 1.02 | GSC | 1 | 0.30913 | 779 | 779 | 135.7945 | 779 |  |  | 0.30913 | 240.8152 |  |  |  |  | 0 | 0
1878 | WLFHOLW_2G | 2 | North | YES | 0.17451 | 215.7 | 105 | 215.7 | 0 | 1.032 | CC | 1 | 0.30932 | 215.7 | 215.7 | 37.6412 | 215.7 |  |  | 0.30932 | 66.7207 |  |  |  |  | 0 | 0
1877 | WLFHOLW_1G | 1 | North | YES | 0.17451 | 217.3 | 89.2 | 217.3 | 0 | 1.032 | CC | 1 | 0.30932 | 217.3 | 217.3 | 37.9204 | 217.3 |  |  | 0.30932 | 67.2156 |  |  |  |  | 0 | 0
1879 | WLFHOLW_3G | 3 | North | YES | 0.17451 | 272.4 | 89.2 | 272.4 | 0 | 1.032 | CC | 1 | 0.30932 | 272.4 | 272.4 | 47.5357 | 272.4 |  |  | 0.30932 | 84.2592 |  |  |  |  | 0 | 0
1895 | DECRDOVA_5G | D | North | YES | 0.17473 | 65 | 65 | 68 | 0 | 1.025 | GGT | 1 | 0.30954 | 68 | 68 | 11.8816 | 68 |  |  | 0.30954 | 21.049 |  |  |  |  | 0 | 0
1893 | DECRDOVA_3G | B | North | YES | 0.17473 | 65 | 65 | 69 | 0 | 1.025 | GGT | 1 | 0.30954 | 69 | 69 | 12.0564 | 69 |  |  | 0.30954 | 21.3586 |  |  |  |  | 0 | 0
1894 | DECRDOVA_4G | C | North | YES | 0.17473 | 65 | 65 | 69 | 0 | 1.025 | GGT | 1 | 0.30954 | 69 | 69 | 12.0564 | 69 |  |  | 0.30954 | 21.3586 |  |  |  |  | 0 | 0
1892 | DECRDOVA_2G | A | North | YES | 0.17473 | 65 | 65 | 70 | 0 | 1.025 | GGT | 1 | 0.30954 | 70 | 70 | 12.2311 | 70 |  |  | 0.30954 | 21.6681 |  |  |  |  | 0 | 0
366 | JNSNCNTY802 | 1 | North | YES | 0.18194 | 168 | 20 | 168 | 0 | 1.02 | Cogen | 1 | 0.31676 | 0 | 0 | 0 | 0 |  |  | 0.31676 | 0 |  |  |  |  | 0 | 0
367 | JNSNCNTY802 | 2 | North | YES | 0.18194 | 90 | 20 | 90 | 0 | 1.02 | Cogen | 1 | 0.31676 | 0 | 0 | 0 | 0 |  |  | 0.31676 | 0 |  |  |  |  | 0 | 0
13432 | SANDOW_5G | 5 | South | YES | -0.18095 | 581 | 225 | 581 | 0 | 1.029 | LIGCO | -1 | 0.3173 | 0 | 581 |  |  | 0 | 0 | -0.3173 | 0 |  |  |  |  | 0 | 0
3432 | SANDOW_4G | 4 | South | YES | -0.18621 | 580 | 225 | 580 | 0 | 1.029 | LIGCO | -1 | 0.32256 | 0 | 580 |  |  | 0 | 0 | -0.32256 | 0 |  |  |  |  | 0 | 0
1942 | MDLTHELP_2G | 2 | North | YES | 0.19176 | 216.1 | 74 | 216.1 | 0 | 1 | CC | 1 | 0.32658 | 216.1 | 216.1 | 41.4396 | 216.1 |  |  | 0.32658 | 70.573 |  |  |  |  | 0 | 0
1941 | MDLTHELP_1G | 1 | North | YES | 0.19176 | 216.4 | 74 | 216.4 | 0 | 1 | CC | 1 | 0.32658 | 216.4 | 216.4 | 41.4971 | 216.4 |  |  | 0.32658 | 70.671 |  |  |  |  | 0 | 0
1944 | MDLTHELP_4G | 4 | North | YES | 0.19387 | 211 | 74 | 211 | 0 | 1 | CC | 1 | 0.32868 | 211 | 211 | 40.9064 | 211 |  |  | 0.32868 | 69.3523 |  |  |  |  | 0 | 0
1943 | MDLTHELP_3G | 3 | North | YES | 0.19387 | 212 | 74 | 212 | 0 | 1 | CC | 1 | 0.32868 | 212 | 212 | 41.1002 | 212 |  |  | 0.32868 | 69.6809 |  |  |  |  | 0 | 0
1937 | MDLTHELP_5G | 5 | North | YES | 0.19387 | 224 | 74 | 224 | 0 | 1 | CC | 1 | 0.32868 | 224 | 224 | 43.4267 | 224 |  |  | 0.32868 | 73.6252 |  |  |  |  | 0 | 0
1938 | MDLTHELP_6G | 6 | North | YES | 0.19387 | 226 | 74 | 226 | 0 | 1 | CC | 1 | 0.32868 | 226 | 226 | 43.8144 | 226 |  |  | 0.32868 | 74.2825 |  |  |  |  | 0 | 0
244 | WHITNYDM01 | 1 | North | YES | 0.20386 | 15 | 0 | 15 | 0 | 1.035 | Hydro | 1 | 0.33868 | 0 | 0 | 0 | 0 |  |  | 0.33868 | 0 |  |  |  |  | 0 | 0
245 | WHITNYDM02 | 2 | North | YES | 0.20386 | 15 | 0 | 15 | 0 | 1.035 | Hydro | 1 | 0.33868 | 0 | 0 | 0 | 0 |  |  | 0.33868 | 0 |  |  |  |  | 0 | 0
253 | BOSQUESW804 | 2 | North | YES | 0.21525 | 80 | 0 | 80 | 0 | 1.032 | CC | 1 | 0.35007 | 80 | 80 | 17.2202 | 80 |  |  | 0.35007 | 28.0054 |  |  |  |  | 0 | 0
251 | BOSQUESW803 | 2 | North | YES | 0.21525 | 150 | 0 | 150 | 0 | 1.032 | CC | 1 | 0.35007 | 150 | 150 | 32.288 | 150 |  |  | 0.35007 | 52.5102 |  |  |  |  | 0 | 0
239 | BOSQUESW502 | 1 | North | YES | 0.33928 | 119.2 | 0 | 149 | 0 | 1.02 | GGT | 1 | 0.4741 | 149 | 149 | 50.5529 | 149 |  |  | 0.4741 | 70.6403 |  |  |  |  | 0 | 0
247 | BOSQUESW501 | 2 | North | YES | 0.33928 | 124.8 | 0 | 156 | 0 | 1.02 | GGT | 1 | 0.4741 | 156 | 156 | 52.9278 | 156 |  |  | 0.4741 | 73.9589 |  |  |  |  | 0 | 0
238 | BOSQUESW505 | 1 | North | YES | 0.33928 | 255 | 0 | 255 | 0 | 1.02 | CC | 1 | 0.4741 | 255 | 255 | 86.5167 | 255 |  |  | 0.4741 | 120.8944 |  |  |  |  | 0 | 0
3403 | THOUSE_1G | 1 | North | YES | 0.48063 | 563 | 200 | 563 | 0 | 1.012 | GSC | 1 | 0.61545 | 563 | 563 | 270.5975 | 563 |  |  | 0.61545 | 346.4982 |  |  |  |  | 0 | 0
3404 | THOUSE_2G | 2 | North | YES | 0.48063 | 807 | 250 | 807 | 0 | 1.012 | GSC | 1 | 0.61545 | 807 | 807 | 387.8724 | 807 |  |  | 0.61545 | 496.6679 |  |  |  |  | 0 | 0
[26 empty] | 0 | 0
[26 empty] | 0 | 0
[26 empty] | 0 | 0
[26 empty] | 0 | 0
[26 empty] | 0 | 0
[26 empty] | 0 | 0
[26 empty] | 0 | 0
[26 empty] | 0 | 0
[26 empty] | 0 | 0
[26 empty] | 0 | 0
[26 empty] | 0 | 0
[26 empty] | 0 | 0
[26 empty] | 0 | 0
[26 empty] | 0 | 0
[26 empty] | 0 | 0
[26 empty] | 0 | 0
[26 empty] | 0 | 0
[26 empty] | 0 | 0
[26 empty] | 0 | 0
[26 empty] | 0 | 0
[26 empty] | 0 | 0
[26 empty] | 0 | 0
[26 empty] | 0 | 0
[26 empty] | 0 | 0
[26 empty] | 0 | 0
[26 empty] | 0 | 0
[26 empty] | 0 | 0
[26 empty] | 0 | 0
[26 empty] | 0 | 0
[26 empty] | 0 | 0
[26 empty] | 0 | 0
[26 empty] | 0 | 0
[26 empty] | 0 | 0
[26 empty] | 0 | 0
[26 empty] | 0 | 0
[26 empty] | 0 | 0
[26 empty] | 0 | 0
[26 empty] | 0 | 0
[26 empty] | 0 | 0
[26 empty] | 0 | 0
[26 empty] | 0 | 0
[26 empty] | 0 | 0
[26 empty] | 0 | 0
[26 empty] | 0 | 0
[26 empty] | 0 | 0
[26 empty] | 0 | 0
[26 empty] | 0 | 0
[26 empty] | 0 | 0
[26 empty] | 0 | 0
[26 empty] | 0 | 0
[26 empty] | 0 | 0
[26 empty] | 0 | 0
[26 empty] | 0 | 0
[26 empty] | 0 | 0
[26 empty] | 0 | 0
[26 empty] | 0 | 0
[26 empty] | 0 | 0
[26 empty] | 0 | 0
[26 empty] | 0 | 0
[26 empty] | 0 | 0
[26 empty] | 0 | 0
[26 empty] | 0 | 0
[26 empty] | 0 | 0
[26 empty] | 0 | 0
[26 empty] | 0 | 0
[26 empty] | 0 | 0
[26 empty] | 0 | 0
[26 empty] | 0 | 0
[26 empty] | 0 | 0
[26 empty] | 0 | 0
[26 empty] | 0 | 0
[26 empty] | 0 | 0
[26 empty] | 0 | 0
[26 empty] | 0 | 0
[26 empty] | 0 | 0
[26 empty] | 0 | 0
[26 empty] | 0 | 0
[26 empty] | 0 | 0
[26 empty] | 0 | 0
[26 empty] | 0 | 0
[26 empty] | 0 | 0
[26 empty] | 0 | 0
[26 empty] | 0 | 0
[26 empty] | 0 | 0
[26 empty] | 0 | 0
[26 empty] | 0 | 0
[26 empty] | 0 | 0
[26 empty] | 0 | 0
[26 empty] | 0 | 0
[26 empty] | 0 | 0
[26 empty] | 0 | 0
[26 empty] | 0 | 0
[26 empty] | 0 | 0
[26 empty] | 0 | 0
[26 empty] | 0 | 0
[26 empty] | 0 | 0
[26 empty] | 0 | 0
[26 empty] | 0 | 0
[26 empty] | 0 | 0
[26 empty] | 0 | 0
[26 empty] | 0 | 0
[26 empty] | 0 | 0
[26 empty] | 0 | 0
[26 empty] | 0 | 0
[26 empty] | 0 | 0
[26 empty] | 0 | 0
[26 empty] | 0 | 0
[26 empty] | 0 | 0
[26 empty] | 0 | 0
[26 empty] | 0 | 0
[26 empty] | 0 | 0
[26 empty] | 0 | 0
[26 empty] | 0 | 0
[26 empty] | 0 | 0
[26 empty] | 0 | 0
[26 empty] | 0 | 0
[26 empty] | 0 | 0
[26 empty] | 0 | 0
[26 empty] | 0 | 0
[26 empty] | 0 | 0
[26 empty] | 0 | 0
[26 empty] | 0 | 0
[26 empty] | 0 | 0
[26 empty] | 0 | 0
[26 empty] | 0 | 0
[26 empty] | 0 | 0
[26 empty] | 0 | 0
[26 empty] | 0 | 0
[26 empty] | 0 | 0
[26 empty] | 0 | 0
[26 empty] | 0 | 0
[26 empty] | 0 | 0
[26 empty] | 0 | 0
[26 empty] | 0 | 0
[26 empty] | 0 | 0
[26 empty] | 0 | 0
[26 empty] | 0 | 0
[26 empty] | 0 | 0
[26 empty] | 0 | 0
[26 empty] | 0 | 0
[26 empty] | 0 | 0
[26 empty] | 0 | 0
[26 empty] | 0 | 0
[26 empty] | 0 | 0
[26 empty] | 0 | 0
[26 empty] | 0 | 0
[26 empty] | 0 | 0
[26 empty] | 0 | 0
[26 empty] | 0 | 0
[26 empty] | 0 | 0
[26 empty] | 0 | 0
[26 empty] | 0 | 0
[26 empty] | 0 | 0
[26 empty] | 0 | 0
[26 empty] | 0 | 0
[26 empty] | 0 | 0
[26 empty] | 0 | 0
[26 empty] | 0 | 0
[26 empty] | 0 | 0
[26 empty] | 0 | 0
[26 empty] | 0 | 0
[26 empty] | 0 | 0
[26 empty] | 0 | 0
[26 empty] | 0 | 0
[26 empty] | 0 | 0
[26 empty] | 0 | 0
[26 empty] | 0 | 0
[26 empty] | 0 | 0
[26 empty] | 0 | 0
[26 empty] | 0 | 0
[26 empty] | 0 | 0
[26 empty] | 0 | 0
[26 empty] | 0 | 0
[26 empty] | 0 | 0
[26 empty] | 0 | 0
[26 empty] | 0 | 0
[26 empty] | 0 | 0
[26 empty] | 0 | 0
[26 empty] | 0 | 0
[26 empty] | 0 | 0
[26 empty] | 0 | 0
[26 empty] | 0 | 0
[26 empty] | 0 | 0
[26 empty] | 0 | 0
[26 empty] | 0 | 0
[26 empty] | 0 | 0
[26 empty] | 0 | 0
[26 empty] | 0 | 0
[26 empty] | 0 | 0
[26 empty] | 0 | 0
[26 empty] | 0 | 0
[26 empty] | 0 | 0
[26 empty] | 0 | 0
[26 empty] | 0 | 0
[26 empty] | 0 | 0
[26 empty] | 0 | 0
[26 empty] | 0 | 0
[26 empty] | 0 | 0
[26 empty] | 0 | 0
[26 empty] | 0 | 0
[26 empty] | 0 | 0
[26 empty] | 0 | 0
[26 empty] | 0 | 0
[26 empty] | 0 | 0
[26 empty] | 0 | 0
[26 empty] | 0 | 0
[26 empty] | 0 | 0
[26 empty] | 0 | 0
[26 empty] | 0 | 0
[26 empty] | 0 | 0
[26 empty] | 0 | 0
[26 empty] | 0 | 0
[26 empty] | 0 | 0
[26 empty] | 0 | 0
[26 empty] | 0 | 0
[26 empty] | 0 | 0
[26 empty] | 0 | 0
[26 empty] | 0 | 0
[26 empty] | 0 | 0
[26 empty] | 0 | 0
[26 empty] | 0 | 0
[26 empty] | 0 | 0
[26 empty] | 0 | 0
[26 empty] | 0 | 0
[26 empty] | 0 | 0
[26 empty] | 0 | 0
[26 empty] | 0 | 0
[26 empty] | 0 | 0
[26 empty] | 0 | 0
[26 empty] | 0 | 0
[26 empty] | 0 | 0
[26 empty] | 0 | 0
[26 empty] | 0 | 0
[26 empty] | 0 | 0
[26 empty] | 0 | 0
[26 empty] | 0 | 0
[26 empty] | 0 | 0
[26 empty] | 0 | 0
[26 empty] | 0 | 0
[26 empty] | 0 | 0
[26 empty] | 0 | 0
[26 empty] | 0 | 0
[26 empty] | 0 | 0
[26 empty] | 0 | 0
[26 empty] | 0 | 0
[26 empty] | 0 | 0
[26 empty] | 0 | 0
[26 empty] | 0 | 0
[26 empty] | 0 | 0
[26 empty] | 0 | 0
[26 empty] | 0 | 0
[26 empty] | 0 | 0
[26 empty] | 0 | 0
[26 empty] | 0 | 0
[26 empty] | 0 | 0
[26 empty] | 0 | 0
[26 empty] | 0 | 0
[26 empty] | 0 | 0
[26 empty] | 0 | 0
[26 empty] | 0 | 0
[26 empty] | 0 | 0
[26 empty] | 0 | 0
[26 empty] | 0 | 0
[26 empty] | 0 | 0
[26 empty] | 0 | 0
[26 empty] | 0 | 0
[26 empty] | 0 | 0
[26 empty] | 0 | 0
[26 empty] | 0 | 0
[26 empty] | 0 | 0
[26 empty] | 0 | 0
[26 empty] | 0 | 0
[26 empty] | 0 | 0
[26 empty] | 0 | 0
[26 empty] | 0 | 0
[26 empty] | 0 | 0
[26 empty] | 0 | 0
[26 empty] | 0 | 0
[26 empty] | 0 | 0
[26 empty] | 0 | 0
[26 empty] | 0 | 0
[26 empty] | 0 | 0
[26 empty] | 0 | 0
[26 empty] | 0 | 0
[26 empty] | 0 | 0
[26 empty] | 0 | 0
[26 empty] | 0 | 0
[26 empty] | 0 | 0
[26 empty] | 0 | 0
[26 empty] | 0 | 0
[26 empty] | 0 | 0
[26 empty] | 0 | 0
[26 empty] | 0 | 0
[26 empty] | 0 | 0
[26 empty] | 0 | 0
[26 empty] | 0 | 0
[26 empty] | 0 | 0
[26 empty] | 0 | 0
[26 empty] | 0 | 0
[26 empty] | 0 | 0
[26 empty] | 0 | 0
[26 empty] | 0 | 0
[26 empty] | 0 | 0
[26 empty] | 0 | 0
[26 empty] | 0 | 0
[26 empty] | 0 | 0
[26 empty] | 0 | 0
[26 empty] | 0 | 0
[26 empty] | 0 | 0
[26 empty] | 0 | 0
[26 empty] | 0 | 0
[26 empty] | 0 | 0
[26 empty] | 0 | 0
[26 empty] | 0 | 0
[26 empty] | 0 | 0
[26 empty] | 0 | 0
[26 empty] | 0 | 0
[26 empty] | 0 | 0
[26 empty] | 0 | 0
[26 empty] | 0 | 0
[26 empty] | 0 | 0
[26 empty] | 0 | 0
[26 empty] | 0 | 0
[26 empty] | 0 | 0
[26 empty] | 0 | 0
[26 empty] | 0 | 0
[26 empty] | 0 | 0
[26 empty] | 0 | 0
[26 empty] | 0 | 0
[26 empty] | 0 | 0
[26 empty] | 0 | 0
[26 empty] | 0 | 0
[26 empty] | 0 | 0
[26 empty] | 0 | 0
[26 empty] | 0 | 0
[26 empty] | 0 | 0
[26 empty] | 0 | 0
[26 empty] | 0 | 0
[26 empty] | 0 | 0
[26 empty] | 0 | 0
[26 empty] | 0 | 0
[26 empty] | 0 | 0
[26 empty] | 0 | 0
[26 empty] | 0 | 0
[26 empty] | 0 | 0
[26 empty] | 0 | 0
[26 empty] | 0 | 0
[26 empty] | 0 | 0
[26 empty] | 0 | 0
[26 empty] | 0 | 0
[26 empty] | 0 | 0
[26 empty] | 0 | 0
[26 empty] | 0 | 0
[26 empty] | 0 | 0
[26 empty] | 0 | 0
[26 empty] | 0 | 0
[26 empty] | 0 | 0
[26 empty] | 0 | 0
[26 empty] | 0 | 0
[26 empty] | 0 | 0
[26 empty] | 0 | 0
[26 empty] | 0 | 0
[26 empty] | 0 | 0
[26 empty] | 0 | 0
[26 empty] | 0 | 0
[26 empty] | 0 | 0
[26 empty] | 0 | 0
[26 empty] | 0 | 0
[26 empty] | 0 | 0
[26 empty] | 0 | 0
[26 empty] | 0 | 0
[26 empty] | 0 | 0
[26 empty] | 0 | 0
[26 empty] | 0 | 0
[26 empty] | 0 | 0
[26 empty] | 0 | 0
[26 empty] | 0 | 0
[26 empty] | 0 | 0
[26 empty] | 0 | 0
[26 empty] | 0 | 0
[26 empty] | 0 | 0
[26 empty] | 0 | 0
[26 empty] | 0 | 0
[26 empty] | 0 | 0
[26 empty] | 0 | 0
[26 empty] | 0 | 0
[26 empty] | 0 | 0
[26 empty] | 0 | 0
[26 empty] | 0 | 0
[26 empty] | 0 | 0
[26 empty] | 0 | 0
[26 empty] | 0 | 0
[26 empty] | 0 | 0
[26 empty] | 0 | 0
[26 empty] | 0 | 0
[26 empty] | 0 | 0
[26 empty] | 0 | 0
[26 empty] | 0 | 0
[26 empty] | 0 | 0
[26 empty] | 0 | 0
[26 empty] | 0 | 0
[26 empty] | 0 | 0
[26 empty] | 0 | 0
[26 empty] | 0 | 0
[26 empty] | 0 | 0
[26 empty] | 0 | 0
[26 empty] | 0 | 0
[26 empty] | 0 | 0
[26 empty] | 0 | 0
[26 empty] | 0 | 0
[26 empty] | 0 | 0
[26 empty] | 0 | 0
[26 empty] | 0 | 0
[26 empty] | 0 | 0
[26 empty] | 0 | 0
[26 empty] | 0 | 0
[26 empty] | 0 | 0
[26 empty] | 0 | 0
[26 empty] | 0 | 0
[26 empty] | 0 | 0
[26 empty] | 0 | 0
[26 empty] | 0 | 0
[26 empty] | 0 | 0
[26 empty] | 0 | 0
[26 empty] | 0 | 0
[26 empty] | 0 | 0
[26 empty] | 0 | 0
[26 empty] | 0 | 0
[26 empty] | 0 | 0
[26 empty] | 0 | 0
[26 empty] | 0 | 0
[26 empty] | 0 | 0
[26 empty] | 0 | 0
[26 empty] | 0 | 0
[26 empty] | 0 | 0
[26 empty] | 0 | 0
[26 empty] | 0 | 0
[26 empty] | 0 | 0
[26 empty] | 0 | 0
[26 empty] | 0 | 0
[26 empty] | 0 | 0
[26 empty] | 0 | 0
[26 empty] | 0 | 0
[26 empty] | 0 | 0
[26 empty] | 0 | 0
[26 empty] | 0 | 0
[26 empty] | 0 | 0
[26 empty] | 0 | 0
[26 empty] | 0 | 0
[26 empty] | 0 | 0
[26 empty] | 0 | 0
[26 empty] | 0 | 0
[26 empty] | 0 | 0
[26 empty] | 0 | 0
[26 empty] | 0 | 0
[26 empty] | 0 | 0
[26 empty] | 0 | 0
[26 empty] | 0 | 0
[26 empty] | 0 | 0
[26 empty] | 0 | 0
[26 empty] | 0 | 0
[26 empty] | 0 | 0
[26 empty] | 0 | 0
[26 empty] | 0 | 0
[26 empty] | 0 | 0
[26 empty] | 0 | 0
[26 empty] | 0 | 0
[26 empty] | 0 | 0
[26 empty] | 0 | 0
[26 empty] | 0 | 0
[26 empty] | 0 | 0
[26 empty] | 0 | 0
[26 empty] | 0 | 0
[26 empty] | 0 | 0
[26 empty] | 0 | 0
[26 empty] | 0 | 0
[26 empty] | 0 | 0
[26 empty] | 0 | 0
[26 empty] | 0 | 0
[26 empty] | 0 | 0
[26 empty] | 0 | 0
[26 empty] | 0 | 0
[26 empty] | 0 | 0
[26 empty] | 0 | 0
[26 empty] | 0 | 0
[26 empty] | 0 | 0
[26 empty] | 0 | 0
[26 empty] | 0 | 0
[26 empty] | 0 | 0
[26 empty] | 0 | 0
[26 empty] | 0 | 0
[26 empty] | 0 | 0
[26 empty] | 0 | 0
[26 empty] | 0 | 0
[26 empty] | 0 | 0
[26 empty] | 0 | 0
[26 empty] | 0 | 0
[26 empty] | 0 | 0
[26 empty] | 0 | 0
[26 empty] | 0 | 0
[26 empty] | 0 | 0
[26 empty] | 0 | 0
[26 empty] | 0 | 0
[26 empty] | 0 | 0
[26 empty] | 0 | 0
[26 empty] | 0 | 0
[26 empty] | 0 | 0
[26 empty] | 0 | 0
[26 empty] | 0 | 0
[26 empty] | 0 | 0
[26 empty] | 0 | 0
[26 empty] | 0 | 0
[26 empty] | 0 | 0
[26 empty] | 0 | 0
[26 empty] | 0 | 0
[26 empty] | 0 | 0
[26 empty] | 0 | 0
[26 empty] | 0 | 0
[26 empty] | 0 | 0
[26 empty] | 0 | 0
[26 empty] | 0 | 0
[26 empty] | 0 | 0
[26 empty] | 0 | 0
[26 empty] | 0 | 0
[26 empty] | 0 | 0
[26 empty] | 0 | 0
[26 empty] | 0 | 0
[26 empty] | 0 | 0
[26 empty] | 0 | 0
[26 empty] | 0 | 0
[26 empty] | 0 | 0
[26 empty] | 0 | 0
[26 empty] | 0 | 0
[26 empty] | 0 | 0
[26 empty] | 0 | 0
[26 empty] | 0 | 0
[26 empty] | 0 | 0
[26 empty] | 0 | 0
[26 empty] | 0 | 0
[26 empty] | 0 | 0
[26 empty] | 0 | 0
[26 empty] | 0 | 0
[26 empty] | 0 | 0
[26 empty] | 0 | 0
[26 empty] | 0 | 0
[26 empty] | 0 | 0
[26 empty] | 0 | 0
[26 empty] | 0 | 0
[26 empty] | 0 | 0
[26 empty] | 0 | 0
[26 empty] | 0 | 0
[26 empty] | 0 | 0
[26 empty] | 0 | 0
[26 empty] | 0 | 0
[26 empty] | 0 | 0
[26 empty] | 0 | 0
[26 empty] | 0 | 0
[26 empty] | 0 | 0
[26 empty] | 0 | 0
[26 empty] | 0 | 0
[26 empty] | 0 | 0
[26 empty] | 0 | 0
[26 empty] | 0 | 0
[26 empty] | 0 | 0
[26 empty] | 0 | 0
[26 empty] | 0 | 0
[26 empty] | 0 | 0
[26 empty] | 0 | 0
[26 empty] | 0 | 0
[26 empty] | 0 | 0
[26 empty] | 0 | 0
[26 empty] | 0 | 0
[26 empty] | 0 | 0
[26 empty] | 0 | 0
[26 empty] | 0 | 0
[26 empty] | 0 | 0
[26 empty] | 0 | 0
[26 empty] | 0 | 0
[26 empty] | 0 | 0
[26 empty] | 0 | 0
[26 empty] | 0 | 0
[26 empty] | 0 | 0
[26 empty] | 0 | 0
[26 empty] | 0 | 0
[26 empty] | 0 | 0
[26 empty] | 0 | 0
[26 empty] | 0 | 0
[26 empty] | 0 | 0
[26 empty] | 0 | 0
[26 empty] | 0 | 0
[26 empty] | 0 | 0
[26 empty] | 0 | 0
[26 empty] | 0 | 0
[26 empty] | 0 | 0
[26 empty] | 0 | 0
[26 empty] | 0 | 0
[26 empty] | 0 | 0
[26 empty] | 0 | 0
[26 empty] | 0 | 0
[26 empty] | 0 | 0
[26 empty] | 0 | 0
[26 empty] | 0 | 0
[26 empty] | 0 | 0
[26 empty] | 0 | 0
[26 empty] | 0 | 0
[26 empty] | 0 | 0
[26 empty] | 0 | 0
[26 empty] | 0 | 0
[26 empty] | 0 | 0
[26 empty] | 0 | 0
[26 empty] | 0 | 0
[26 empty] | 0 | 0
[26 empty] | 0 | 0
[26 empty] | 0 | 0
[26 empty] | 0 | 0
[26 empty] | 0 | 0
[26 empty] | 0 | 0
[26 empty] | 0 | 0
[26 empty] | 0 | 0
[26 empty] | 0 | 0
[26 empty] | 0 | 0
[26 empty] | 0 | 0
[26 empty] | 0 | 0
[26 empty] | 0 | 0
[26 empty] | 0 | 0
[26 empty] | 0 | 0
[26 empty] | 0 | 0
[26 empty] | 0 | 0
[26 empty] | 0 | 0
[26 empty] | 0 | 0
[26 empty] | 0 | 0
[26 empty] | 0 | 0
[26 empty] | 0 | 0
[26 empty] | 0 | 0
[26 empty] | 0 | 0
[26 empty] | 0 | 0
[26 empty] | 0 | 0
[26 empty] | 0 | 0
[26 empty] | 0 | 0
[26 empty] | 0 | 0
[26 empty] | 0 | 0
[26 empty] | 0 | 0
[26 empty] | 0 | 0
[26 empty] | 0 | 0
[26 empty] | 0 | 0
[26 empty] | 0 | 0
[26 empty] | 0 | 0
[26 empty] | 0 | 0
[26 empty] | 0 | 0
[26 empty] | 0 | 0
[26 empty] | 0 | 0
[26 empty] | 0 | 0
[26 empty] | 0 | 0
[26 empty] | 0 | 0
[26 empty] | 0 | 0
[26 empty] | 0 | 0
[26 empty] | 0 | 0
[26 empty] | 0 | 0
[26 empty] | 0 | 0
[26 empty] | 0 | 0
[26 empty] | 0 | 0
[26 empty] | 0 | 0
[26 empty] | 0 | 0
[26 empty] | 0 | 0
[26 empty] | 0 | 0
[26 empty] | 0 | 0
[26 empty] | 0 | 0
[26 empty] | 0 | 0
[26 empty] | 0 | 0
[26 empty] | 0 | 0
[26 empty] | 0 | 0
[26 empty] | 0 | 0
[26 empty] | 0 | 0
[26 empty] | 0 | 0
[26 empty] | 0 | 0
[26 empty] | 0 | 0
[26 empty] | 0 | 0
[26 empty] | 0 | 0
[26 empty] | 0 | 0
[26 empty] | 0 | 0
[26 empty] | 0 | 0
[26 empty] | 0 | 0
[26 empty] | 0 | 0
[26 empty] | 0 | 0
[26 empty] | 0 | 0
[26 empty] | 0 | 0
[26 empty] | 0 | 0
[26 empty] | 0 | 0
[26 empty] | 0 | 0
[26 empty] | 0 | 0
[26 empty] | 0 | 0
[26 empty] | 0 | 0
[26 empty] | 0 | 0
[26 empty] | 0 | 0
[26 empty] | 0 | 0
[26 empty] | 0 | 0
[26 empty] | 0 | 0
[26 empty] | 0 | 0
[26 empty] | 0 | 0
[26 empty] | 0 | 0
[26 empty] | 0 | 0
[26 empty] | 0 | 0
[26 empty] | 0 | 0
[26 empty] | 0 | 0
[26 empty] | 0 | 0
[26 empty] | 0 | 0
[26 empty] | 0 | 0
[26 empty] | 0 | 0
[26 empty] | 0 | 0
[26 empty] | 0 | 0
[26 empty] | 0 | 0
[26 empty] | 0 | 0
[26 empty] | 0 | 0
[26 empty] | 0 | 0
[26 empty] | 0 | 0
[26 empty] | 0 | 0
[26 empty] | 0 | 0
[26 empty] | 0 | 0
[26 empty] | 0 | 0
[26 empty] | 0 | 0
[26 empty] | 0 | 0
[26 empty] | 0 | 0
[26 empty] | 0 | 0
[26 empty] | 0 | 0
[26 empty] | 0 | 0
[26 empty] | 0 | 0
[26 empty] | 0 | 0
[26 empty] | 0 | 0
[26 empty] | 0 | 0
[26 empty] | 0 | 0
[26 empty] | 0 | 0
[26 empty] | 0 | 0
[26 empty] | 0 | 0
[26 empty] | 0 | 0
[26 empty] | 0 | 0
[26 empty] | 0 | 0
[26 empty] | 0 | 0
[26 empty] | 0 | 0
[26 empty] | 0 | 0
[26 empty] | 0 | 0
[26 empty] | 0 | 0
[26 empty] | 0 | 0
[26 empty] | 0 | 0
[26 empty] | 0 | 0
[26 empty] | 0 | 0
[26 empty] | 0 | 0
[26 empty] | 0 | 0
[26 empty] | 0 | 0
[26 empty] | 0 | 0
[26 empty] | 0 | 0
[26 empty] | 0 | 0
[26 empty] | 0 | 0
[26 empty] | 0 | 0
[26 empty] | 0 | 0
[26 empty] | 0 | 0
[26 empty] | 0 | 0
[26 empty] | 0 | 0
[26 empty] | 0 | 0
[26 empty] | 0 | 0
[26 empty] | 0 | 0
[26 empty] | 0 | 0
[26 empty] | 0 | 0
[26 empty] | 0 | 0
[26 empty] | 0 | 0
[26 empty] | 0 | 0
[26 empty] | 0 | 0
[26 empty] | 0 | 0
[26 empty] | 0 | 0
[26 empty] | 0 | 0
[26 empty] | 0 | 0
[26 empty] | 0 | 0
[26 empty] | 0 | 0
[26 empty] | 0 | 0
[26 empty] | 0 | 0
[26 empty] | 0 | 0
[26 empty] | 0 | 0
[26 empty] | 0 | 0
[26 empty] | 0 | 0
[26 empty] | 0 | 0
[26 empty] | 0 | 0
[26 empty] | 0 | 0
[26 empty] | 0 | 0
[26 empty] | 0 | 0
[26 empty] | 0 | 0
[26 empty] | 0 | 0
[26 empty] | 0 | 0
[26 empty] | 0 | 0
[26 empty] | 0 | 0
[26 empty] | 0 | 0
[26 empty] | 0 | 0
[26 empty] | 0 | 0
[26 empty] | 0 | 0
[26 empty] | 0 | 0
[26 empty] | 0 | 0
[26 empty] | 0 | 0
[26 empty] | 0 | 0
[26 empty] | 0 | 0
[26 empty] | 0 | 0
[26 empty] | 0 | 0
[26 empty] | 0 | 0
[26 empty] | 0 | 0
[26 empty] | 0 | 0
[26 empty] | 0 | 0
[26 empty] | 0 | 0
[26 empty] | 0 | 0
[26 empty] | 0 | 0
[26 empty] | 0 | 0
[26 empty] | 0 | 0
[26 empty] | 0 | 0
[26 empty] | 0 | 0
[26 empty] | 0 | 0
[26 empty] | 0 | 0
[26 empty] | 0 | 0
[26 empty] | 0 | 0
[26 empty] | 0 | 0
[26 empty] | 0 | 0
[26 empty] | 0 | 0
[26 empty] | 0 | 0
[26 empty] | 0 | 0
[26 empty] | 0 | 0
[26 empty] | 0 | 0
[26 empty] | 0 | 0
[26 empty] | 0 | 0
[26 empty] | 0 | 0
[26 empty] | 0 | 0
[26 empty] | 0 | 0
[26 empty] | 0 | 0
[26 empty] | 0 | 0
[26 empty] | 0 | 0
[26 empty] | 0 | 0
[26 empty] | 0 | 0
[26 empty] | 0 | 0
[26 empty] | 0 | 0
[26 empty] | 0 | 0
[26 empty] | 0 | 0
[26 empty] | 0 | 0
[26 empty] | 0 | 0
[26 empty] | 0 | 0
[26 empty] | 0 | 0
[26 empty] | 0 | 0
[26 empty] | 0 | 0
[26 empty] | 0 | 0
[26 empty] | 0 | 0
[26 empty] | 0 | 0
[26 empty] | 0 | 0
[26 empty] | 0 | 0
[26 empty] | 0 | 0
[26 empty] | 0 | 0
[26 empty] | 0 | 0
[26 empty] | 0 | 0
[26 empty] | 0 | 0
[26 empty] | 0 | 0
[26 empty] | 0 | 0
[26 empty] | 0 | 0
[26 empty] | 0 | 0
[26 empty] | 0 | 0
[26 empty] | 0 | 0
[26 empty] | 0 | 0
[26 empty] | 0 | 0
[26 empty] | 0 | 0
[26 empty] | 0 | 0
[26 empty] | 0 | 0
[26 empty] | 0 | 0
[26 empty] | 0 | 0
[26 empty] | 0 | 0
[26 empty] | 0 | 0
[26 empty] | 0 | 0
[26 empty] | 0 | 0
[26 empty] | 0 | 0
[26 empty] | 0 | 0
[26 empty] | 0 | 0
[26 empty] | 0 | 0
[26 empty] | 0 | 0
[26 empty] | 0 | 0
[26 empty] | 0 | 0
[26 empty] | 0 | 0
[26 empty] | 0 | 0
[26 empty] | 0 | 0
[26 empty] | 0 | 0
[26 empty] | 0 | 0
[26 empty] | 0 | 0
[26 empty] | 0 | 0
[26 empty] | 0 | 0
[26 empty] | 0 | 0
[26 empty] | 0 | 0
[26 empty] | 0 | 0
[26 empty] | 0 | 0
[26 empty] | 0 | 0
[26 empty] | 0 | 0
[26 empty] | 0 | 0
[26 empty] | 0 | 0
[26 empty] | 0 | 0
[26 empty] | 0 | 0
[26 empty] | 0 | 0
[26 empty] | 0 | 0
[26 empty] | 0 | 0
[26 empty] | 0 | 0
[26 empty] | 0 | 0
[26 empty] | 0 | 0
[26 empty] | 0 | 0
[26 empty] | 0 | 0
[26 empty] | 0 | 0
[26 empty] | 0 | 0
[26 empty] | 0 | 0
[26 empty] | 0 | 0
[26 empty] | 0 | 0
[26 empty] | 0 | 0
[26 empty] | 0 | 0
[26 empty] | 0 | 0
[26 empty] | 0 | 0
[26 empty] | 0 | 0
[26 empty] | 0 | 0
[26 empty] | 0 | 0
[26 empty] | 0 | 0
[26 empty] | 0 | 0
[26 empty] | 0 | 0
[26 empty] | 0 | 0
[26 empty] | 0 | 0
[26 empty] | 0 | 0
[26 empty] | 0 | 0
[26 empty] | 0 | 0
[26 empty] | 0 | 0
[26 empty] | 0 | 0
[26 empty] | 0 | 0
[26 empty] | 0 | 0
[26 empty] | 0 | 0
[26 empty] | 0 | 0
[26 empty] | 0 | 0
[26 empty] | 0 | 0
[26 empty] | 0 | 0
[26 empty] | 0 | 0
[26 empty] | 0 | 0
[26 empty] | 0 | 0
[26 empty] | 0 | 0
[26 empty] | 0 | 0
[26 empty] | 0 | 0
[26 empty] | 0 | 0
[26 empty] | 0 | 0
[26 empty] | 0 | 0
[26 empty] | 0 | 0
[26 empty] | 0 | 0
[26 empty] | 0 | 0
[26 empty] | 0 | 0
[26 empty] | 0 | 0
[26 empty] | 0 | 0
[26 empty] | 0 | 0
[26 empty] | 0 | 0
[26 empty] | 0 | 0
[26 empty] | 0 | 0
[26 empty] | 0 | 0
[26 empty] | 0 | 0
[26 empty] | 0 | 0
[26 empty] | 0 | 0
[26 empty] | 0 | 0
[26 empty] | 0 | 0
[26 empty] | 0 | 0
[26 empty] | 0 | 0
[26 empty] | 0 | 0
[26 empty] | 0 | 0
[26 empty] | 0 | 0
[26 empty] | 0 | 0
[26 empty] | 0 | 0
[26 empty] | 0 | 0
[26 empty] | 0 | 0
[26 empty] | 0 | 0
[26 empty] | 0 | 0
[26 empty] | 0 | 0
[26 empty] | 0 | 0
[26 empty] | 0 | 0
[26 empty] | 0 | 0
[26 empty] | 0 | 0
[26 empty] | 0 | 0
[26 empty] | 0 | 0
[26 empty] | 0 | 0
[26 empty] | 0 | 0
[26 empty] | 0 | 0
[26 empty] | 0 | 0
[26 empty] | 0 | 0
[26 empty] | 0 | 0
[26 empty] | 0 | 0
[26 empty] | 0 | 0
[26 empty] | 0 | 0
[26 empty] | 0 | 0
[26 empty] | 0 | 0
[26 empty] | 0 | 0
[26 empty] | 0 | 0
[26 empty] | 0 | 0
[26 empty] | 0 | 0
[26 empty] | 0 | 0
[26 empty] | 0 | 0
[26 empty] | 0 | 0
[26 empty] | 0 | 0
[26 empty] | 0 | 0
[26 empty] | 0 | 0
[26 empty] | 0 | 0
[26 empty] | 0 | 0
[26 empty] | 0 | 0
[26 empty] | 0 | 0
[26 empty] | 0 | 0
[26 empty] | 0 | 0
[26 empty] | 0 | 0
[26 empty] | 0 | 0
[26 empty] | 0 | 0
[26 empty] | 0 | 0
[26 empty] | 0 | 0
[26 empty] | 0 | 0
[26 empty] | 0 | 0
[26 empty] | 0 | 0
[26 empty] | 0 | 0
[26 empty] | 0 | 0
[26 empty] | 0 | 0
[26 empty] | 0 | 0
[26 empty] | 0 | 0
[26 empty] | 0 | 0
[26 empty] | 0 | 0
[26 empty] | 0 | 0
[26 empty] | 0 | 0
[26 empty] | 0 | 0
[26 empty] | 0 | 0
[26 empty] | 0 | 0
[26 empty] | 0 | 0
[26 empty] | 0 | 0
[26 empty] | 0 | 0
[26 empty] | 0 | 0
[26 empty] | 0 | 0
[26 empty] | 0 | 0
[26 empty] | 0 | 0
[26 empty] | 0 | 0
[26 empty] | 0 | 0
[26 empty] | 0 | 0
[26 empty] | 0 | 0
[26 empty] | 0 | 0
[26 empty] | 0 | 0
[26 empty] | 0 | 0
[26 empty] | 0 | 0
[26 empty] | 0 | 0
[26 empty] | 0 | 0
[26 empty] | 0 | 0
[26 empty] | 0 | 0
[26 empty] | 0 | 0
[26 empty] | 0 | 0
[26 empty] | 0 | 0
[26 empty] | 0 | 0
[26 empty] | 0 | 0
[26 empty] | 0 | 0
[26 empty] | 0 | 0
[26 empty] | 0 | 0
[26 empty] | 0 | 0
[26 empty] | 0 | 0
[26 empty] | 0 | 0
[26 empty] | 0 | 0
[26 empty] | 0 | 0
[26 empty] | 0 | 0
[26 empty] | 0 | 0
[26 empty] | 0 | 0
[26 empty] | 0 | 0
[26 empty] | 0 | 0
[26 empty] | 0 | 0
[26 empty] | 0 | 0
[26 empty] | 0 | 0
[26 empty] | 0 | 0
[26 empty] | 0 | 0
[26 empty] | 0 | 0
[26 empty] | 0 | 0
[26 empty] | 0 | 0
[26 empty] | 0 | 0
[26 empty] | 0 | 0
[26 empty] | 0 | 0
[26 empty] | 0 | 0
[26 empty] | 0 | 0
[26 empty] | 0 | 0
[26 empty] | 0 | 0
[26 empty] | 0 | 0
[26 empty] | 0 | 0
[26 empty] | 0 | 0
[26 empty] | 0 | 0
[26 empty] | 0 | 0
[26 empty] | 0 | 0
[26 empty] | 0 | 0
[26 empty] | 0 | 0
[26 empty] | 0 | 0
[26 empty] | 0 | 0
[26 empty] | 0 | 0
[26 empty] | 0 | 0
[26 empty] | 0 | 0
[26 empty] | 0 | 0
[26 empty] | 0 | 0
[26 empty] | 0 | 0
[26 empty] | 0 | 0
[26 empty] | 0 | 0
[26 empty] | 0 | 0
[26 empty] | 0 | 0
[26 empty] | 0 | 0
[26 empty] | 0 | 0
[26 empty] | 0 | 0
[26 empty] | 0 | 0
[26 empty] | 0 | 0
[26 empty] | 0 | 0
[26 empty] | 0 | 0
[26 empty] | 0 | 0
[26 empty] | 0 | 0
[26 empty] | 0 | 0
[26 empty] | 0 | 0
[26 empty] | 0 | 0
[26 empty] | 0 | 0
[26 empty] | 0 | 0
[26 empty] | 0 | 0
[26 empty] | 0 | 0
[26 empty] | 0 | 0
[26 empty] | 0 | 0
[26 empty] | 0 | 0
[26 empty] | 0 | 0
[26 empty] | 0 | 0
[26 empty] | 0 | 0
[26 empty] | 0 | 0
[26 empty] | 0 | 0
[26 empty] | 0 | 0
[26 empty] | 0 | 0
[26 empty] | 0 | 0
[26 empty] | 0 | 0
[26 empty] | 0 | 0
[26 empty] | 0 | 0
[26 empty] | 0 | 0
[26 empty] | 0 | 0
[26 empty] | 0 | 0
[26 empty] | 0 | 0
[26 empty] | 0 | 0
[26 empty] | 0 | 0
[26 empty] | 0 | 0
[26 empty] | 0 | 0
[26 empty] | 0 | 0
[26 empty] | 0 | 0
[26 empty] | 0 | 0
[26 empty] | 0 | 0
[26 empty] | 0 | 0
[26 empty] | 0 | 0
[26 empty] | 0 | 0
[26 empty] | 0 | 0
[26 empty] | 0 | 0
[26 empty] | 0 | 0
[26 empty] | 0 | 0
[26 empty] | 0 | 0
[26 empty] | 0 | 0
[26 empty] | 0 | 0
[26 empty] | 0 | 0
[26 empty] | 0 | 0
[26 empty] | 0 | 0
[26 empty] | 0 | 0
[26 empty] | 0 | 0
[26 empty] | 0 | 0
[26 empty] | 0 | 0
[26 empty] | 0 | 0
[26 empty] | 0 | 0
[26 empty] | 0 | 0
[26 empty] | 0 | 0
[26 empty] | 0 | 0
[26 empty] | 0 | 0
[26 empty] | 0 | 0
[26 empty] | 0 | 0
[26 empty] | 0 | 0
[26 empty] | 0 | 0
[26 empty] | 0 | 0
[26 empty] | 0 | 0
[26 empty] | 0 | 0
[26 empty] | 0 | 0
[26 empty] | 0 | 0
[26 empty] | 0 | 0
[26 empty] | 0 | 0
[26 empty] | 0 | 0
[26 empty] | 0 | 0
[26 empty] | 0 | 0
[26 empty] | 0 | 0
[26 empty] | 0 | 0
[26 empty] | 0 | 0
[26 empty] | 0 | 0
[26 empty] | 0 | 0
[26 empty] | 0 | 0
[26 empty] | 0 | 0
[26 empty] | 0 | 0
[26 empty] | 0 | 0
[26 empty] | 0 | 0
[26 empty] | 0 | 0
[26 empty] | 0 | 0
[26 empty] | 0 | 0
[26 empty] | 0 | 0
[26 empty] | 0 | 0
[26 empty] | 0 | 0
[26 empty] | 0 | 0
[26 empty] | 0 | 0
[26 empty] | 0 | 0
[26 empty] | 0 | 0
[26 empty] | 0 | 0
[26 empty] | 0 | 0
[26 empty] | 0 | 0
[26 empty] | 0 | 0
[26 empty] | 0 | 0
[26 empty] | 0 | 0
[26 empty] | 0 | 0
[26 empty] | 0 | 0
[26 empty] | 0 | 0
[26 empty] | 0 | 0
[26 empty] | 0 | 0
[26 empty] | 0 | 0
[26 empty] | 0 | 0
[26 empty] | 0 | 0
[26 empty] | 0 | 0
[26 empty] | 0 | 0
[26 empty] | 0 | 0
[26 empty] | 0 | 0
[26 empty] | 0 | 0
[26 empty] | 0 | 0
[26 empty] | 0 | 0
[26 empty] | 0 | 0
[26 empty] | 0 | 0
[26 empty] | 0 | 0
[26 empty] | 0 | 0
[26 empty] | 0 | 0
[26 empty] | 0 | 0
[26 empty] | 0 | 0
[26 empty] | 0 | 0
[26 empty] | 0 | 0
[26 empty] | 0 | 0
[26 empty] | 0 | 0
[26 empty] | 0 | 0
[26 empty] | 0 | 0
[26 empty] | 0 | 0
[26 empty] | 0 | 0
[26 empty] | 0 | 0
[26 empty] | 0 | 0
[26 empty] | 0 | 0
[26 empty] | 0 | 0
[26 empty] | 0 | 0
[26 empty] | 0 | 0
[26 empty] | 0 | 0
[26 empty] | 0 | 0
[26 empty] | 0 | 0
[26 empty] | 0 | 0
[26 empty] | 0 | 0
[26 empty] | 0 | 0
[26 empty] | 0 | 0
[26 empty] | 0 | 0
[26 empty] | 0 | 0
[26 empty] | 0 | 0
[26 empty] | 0 | 0
[26 empty] | 0 | 0
[26 empty] | 0 | 0
[26 empty] | 0 | 0
[26 empty] | 0 | 0
[26 empty] | 0 | 0
[26 empty] | 0 | 0
[26 empty] | 0 | 0
[26 empty] | 0 | 0
[26 empty] | 0 | 0
[26 empty] | 0 | 0
[26 empty] | 0 | 0
[26 empty] | 0 | 0
[26 empty] | 0 | 0
[26 empty] | 0 | 0
[26 empty] | 0 | 0
[26 empty] | 0 | 0
[26 empty] | 0 | 0
[26 empty] | 0 | 0
[26 empty] | 0 | 0
[26 empty] | 0 | 0
[26 empty] | 0 | 0
[26 empty] | 0 | 0
[26 empty] | 0 | 0
[26 empty] | 0 | 0
[26 empty] | 0 | 0
[26 empty] | 0 | 0
[26 empty] | 0 | 0
[26 empty] | 0 | 0
[26 empty] | 0 | 0
[26 empty] | 0 | 0
[26 empty] | 0 | 0
[26 empty] | 0 | 0
[26 empty] | 0 | 0
[26 empty] | 0 | 0
[26 empty] | 0 | 0
[26 empty] | 0 | 0
[26 empty] | 0 | 0
[26 empty] | 0 | 0
[26 empty] | 0 | 0
[26 empty] | 0 | 0
[26 empty] | 0 | 0
[26 empty] | 0 | 0
[26 empty] | 0 | 0
[26 empty] | 0 | 0
[26 empty] | 0 | 0

## Zones
Houston | -1
North | 1
South | -1
West | 1
SET UP AREA, copy & paste values to cell B1
Source | North |  | N to H | N to W | N to S | W to N | S to N | W to S
Sink | South | Houston | -1 | 1 | -1 | -1 | 1 | -1
|  | North | 1 | 1 | 1 | -1 | -1 | -1
|  | South | -1 | 1 | -1 | -1 | 1 | -1
|  | West | 1 | -1 | 1 | 1 | -1 | 1
|  | Source | North | North | North | West | South | West
|  | Sink | Houston | West | South | North | North | South

## Tech
Number of Bus | Name of Bus | Tech Type
238 | BOSQUESW505 | CC
239 | BOSQUESW502 | GGT
244 | WHITNYDM01 | Hydro
245 | WHITNYDM02 | Hydro
247 | BOSQUESW501 | GGT
251 | BOSQUESW803 | CC
253 | BOSQUESW804 | CC
332 | RWMILLER01 | GST
333 | RWMILLER02 | GST
334 | RWMILLER03 | GST
335 | RWMILLER04 | GST
336 | RWMILLER05 | GST
344 | MRSSHPRD | Hydro
345 | MRSSHPRD01 | Hydro
366 | JNSNCNTY802 | Cogen
367 | JNSNCNTY802 | Cogen
503 | NTHTEXAS01 | GST
504 | NTHTEXAS02 | GST
505 | NTHTEXAS03 | GST
580 | JCKCNTY801 | CC
581 | JCKCNTY802 | CC
582 | JCKCNTY803 | CC
728 | WOLFRIDGE801 | Wind
837 | NEWMAN_G5 | GST
842 | OLINGER_G1 | GST
843 | OLINGER_G2 | GST
844 | OLINGER_G3 | GST
845 | OLINGER_G4 | GGT
923 | SPENCER_G4 | GST
924 | SPENCER_G5 | GST
948 | STEAM1 | GST
949 | STEAM2 | GST
950 | STEAM3 | GST
990 | GIBN_CREK_G1 | LIGCO
1002 | PBCTAGE_1G | GGT
1003 | PBCTBGE_2G | GGT
1004 | PBCTCGE_3G | GGT
1005 | PBCTDGE_4G | GGT
1006 | PBCTEGE_5G | GGT
1007 | PB5GEN_6G | GST
1008 | PB6GEN_7G | GST
1037 | MORGAN5G_5G | GST
1039 | MRGNAG_1G | GGT
1040 | MRGNBG_2G | GGT
1041 | MRGNCG_3G | GGT
1042 | MRGNDG_4G | GGT
1043 | MRGNEG_5G | GGT
1044 | MRGNFG_6G | GGT
1045 | CALENG1G_1G | Cogen
1046 | CALENG2G_2G | Cogen
1047 | CALENG3G_3G | Cogen
1058 | LONGSHORE_5 | Wind
1058 | LONGSHORE_5 | Wind
1061 | CIELOGEN_1G | Wind
1062 | CIELOGEN_2G | Wind
1068 | SCURRYCW_1G | Wind
1069 | KINDERMG_1G | Cogen
1070 | KINDERMG_2G | Cogen
1071 | KINDERMG_3G | Cogen
1073 | SCURRYCW_2G | Wind
1320 | BSP 1 | Cogen
1326 | STANTONW_8 | Wind
1327 | WILDHRSE_1G | Wind
1328 | OCOTILLO_1G | Wind
1333 | MCDDONAL_8 | Wind
1343 | TRENTIPP_8 | Wind
1349 | WESTXWIN_1G | Wind
1350 | NWPWRG1_1G | Wind
1354 | AEPWIND_8 | Wind
1360 | GUNSIGHT_8 | Wind
1416 | SWETWATR_1G | CC
1417 | SWETWATR_2G | CC
1418 | SWETWATR_3G | CC
1419 | SWETWATR_4G | CC
1432 | GRHAMSES_2G | GST
1433 | GRHAMSES_1G | GST
1437 | MESQUITW_1G | Wind
1438 | MESQUITW_2G | Wind
1442 | COKFIELD_5 | Wind
1453 | WCPWRCO_1G | CC
1454 | WCPWRCO_2G | CC
1455 | WCPWRCO_3G | CC
1479 | WFCOGEN_1G | Cogen
1479 | WFCOGEN_1G | Cogen
1482 | WFCOGEN_2G | Cogen
1482 | WFCOGEN_2G | Cogen
1600 | BARTNWND_1G | Wind
1643 | SLSTR1PP_1G | Wind
1675 | PEC_1G | Cogen
1676 | PEC_2G | Cogen
1677 | PEC_3G | Cogen
1678 | LAMARPWR_1G | CC
1679 | LAMARPWR_2G | CC
1680 | LAMARPWR_3G | CC
1681 | LAMARPWR_4G | CC
1682 | LAMARPWR_5G | CC
1683 | LAMARPWR_6G | CC
1687 | VALLEY_1G | GST
1688 | VALLEY_2G | GSC
1689 | VALLEY_3G | GST
1701 | MOSES_1G | LIGCO
1702 | MOSES_2G | LIGCO
1703 | MOSES_3G | LIGCO
1861 | EAGLEMNT_1G | GST
1862 | EAGLEMNT_2G | GST
1863 | EAGLEMNT_3G | GST
1877 | WLFHOLW_1G | CC
1878 | WLFHOLW_2G | CC
1879 | WLFHOLW_3G | CC
1889 | DECRDOVA_1G | GSC
1892 | DECRDOVA_2G | GGT
1893 | DECRDOVA_3G | GGT
1894 | DECRDOVA_4G | GGT
1895 | DECRDOVA_5G | GGT
1898 | COMCHEPK_1G | Nuc
1899 | COMCHEPK_2G | Nuc
1937 | MDLTHELP_5G | CC
1938 | MDLTHELP_6G | CC
1941 | MDLTHELP_1G | CC
1942 | MDLTHELP_2G | CC
1943 | MDLTHELP_3G | CC
1944 | MDLTHELP_4G | CC
1947 | HANDLEY_3G | GST
1948 | HANDLEY_4G | GST
1949 | HANDLEY_5G | GST
2371 | COLLIN_1G | GST
2381 | NTHLK1_G | GST
2382 | NTHLK2_G | GST
2383 | NTHLK3_G | GST
2413 | MTCK6_G | GST
2414 | MTCK7_G | GST
2417 | MTCK8_G | GSC
2451 | LKHB1_G | GST
2452 | LKHB2_G | GST
3097 | MARTLAKE_1G | LIGCO
3098 | MARTLAKE_2G | LIGCO
3099 | MARTLAKE_3G | LIGCO
3107 | STRYKER_1G | GST
3108 | STRYKER_2G | GST
3126 | TRINIDAD_6G | GST
3309 | ASPN_G | Bio
3348 | CHAMPION_1G | Cogen
3381 | BBRN_1G | LIGCO
3382 | BBRN_2G | LIGCO
3403 | THOUSE_1G | GSC
3404 | THOUSE_2G | GSC
3416 | LAKE_CRK1_G | GST
3417 | LAKE_CRK2_G | GST
3432 | SANDOW_4G | LIGCO
5026 | BRAUNIG_VHB1 | GST
5027 | BRAUNIG_VHB2 | GST
5028 | BRAUNIG_VHB3 | GST
5111 | CALAVER_JTD1 | LIGCO
5112 | CALAVER_JTD2 | LIGCO
5264 | LEON_LCP3G3 | GST
5265 | LEON_LCP4G4 | GST
5266 | LEON_LCPCT1 | GGT
5267 | LEON_LCPCT2 | GGT
5268 | LEON_LCPCT3 | GGT
5269 | LEON_LCPCT4 | GGT
5396 | CALAVER_OWS1 | GST
5397 | CALAVER_OWS2 | GST
5401 | CALAVER_JKS1 | LIGCO
5436 | TUTTL_WBT1G1 | GST
5438 | TUTTL_WBT3G3 | GST
5439 | TUTTL_WBT4G4 | GST
5476 | BRA_AVR1_CT1 | CC
5477 | BRA_AVR1_ST | CC
5478 | BRA_AVR1_CT2 | CC
5503 | RAYBURNGEN3 | GST
5505 | RAYBURNGEN1 | GGT
5506 | RAYBURNGEN2 | GGT
5508 | RAYBURNCC9 | CC
5509 | RAYBURNCC10 | CC
5511 | RAYBURNCC7 | CC
5512 | RAYBURNCC8 | CC
5728 | FALCONHYDRO2 | Hydro
5729 | FALCONHYDRO3 | Hydro
5890 | PEARSALLGEN1 | GST
5891 | PEARSALLGEN2 | GST
5892 | PEARSALLGEN3 | GST
5903 | SANMIGUELGEN | LIGCO
5911 | STP_GN1___1 | Nuc
5912 | STP_GN2___2 | Nuc
5920 | WELSHDC1 | DCTie
5925 | DCEAST | DCTie
5932 | SI_RAY9 | CC
5933 | SI_RAY6 | GST
5934 | SI_RAY5 | GST
5935 | SI_RAY10 | CC
6016 | SWMESA | Wind
6096 | NORTHDC7 | DCTie
6100 | OKLA7A | DCTie
6144 | MCADOO1A | Wind
6407 | TURKTRAK1A | Wind
6637 | SNYDERW1A | Wind
6752 | OKLA0A | LIGCO
6948 | DENISNDM | Hydro
6948 | DENISNDM | Hydro
7000 | L_FERGUS1_1Y | GSC
7004 | L_SIMGID1_1Y | GST
7005 | L_SIMGID1_2Y | GST
7006 | L_SIMGID1_3Y | GST
7007 | L_LOSTPI1_1Y | CC
7008 | L_LOSTPI1_2Y | CC
7009 | L_LOSTPI1_3Y | CC
7010 | L_FPPYD11_1Y | LIGCO
7011 | L_FPPYD11_2Y | LIGCO
7012 | L_FPPYD21_3Y | LIGCO
7014 | L_HAYSEN1_1Y | CC
7015 | L_HAYSEN1_2Y | CC
7016 | L_HAYSEN1_3Y | CC
7017 | L_HAYSEN1_4Y | CC
7020 | L_AUSTPL1_1Y | Hydro
7020 | L_AUSTPL1_1Y | Hydro
7022 | L_BUCHAN1_1Y | Hydro
7023 | L_BUCHAN1_2Y | Hydro
7024 | L_BUCHAN1_3Y | Hydro
7026 | L_INKSDA1_1Y | Hydro
7028 | L_MARBFA1_1Y | Hydro
7029 | L_MARBFA1_2Y | Hydro
7031 | L_MARSFO1G1Y | Hydro
7032 | L_MARSFO1G2Y | Hydro
7033 | L_MARSFO1G3Y | Hydro
7035 | L_WIRTZ_1G1Y | Hydro
7036 | L_WIRTZ_1G2Y | Hydro
7038 | L_DELAWA1_1Y | Wind
7038 | L_DELAWA1_1Y | Wind
7303 | L_WPPGS12_1Y | GGT
7303 | L_WPPGS12_1Y | GGT
7305 | L_WPPGS34_1Y | GGT
7305 | L_WPPGS34_1Y | GGT
7487 | L_CANYHY8_1Y | Hydro
7605 | L_MCQUEE9_1Y | Hydro
7605 | L_MCQUEE9_1Y | Hydro
7605 | L_MCQUEE9_1Y | Hydro
7609 | L_SCHUMA8_1Y | Hydro
7624 | L_LAKEWO9_1Y | Hydro
7624 | L_LAKEWO9_1Y | Hydro
7800 | L_GUADGE1_1Y | CC
7801 | L_GUADGE1_2Y | CC
7802 | L_GUADGE1_3Y | CC
7803 | L_GUADGE1_4Y | CC
7804 | L_GUADGE1_5Y | CC
7805 | L_GUADGE1_6Y | CC
7807 | L_BASTEN1_1Y | CC
7808 | L_BASTEN1_2Y | CC
7809 | L_BASTEN1_3Y | CC
7810 | L_RIONOG1G1Y | CC
7811 | L_RIONOG1G2Y | CC
7812 | L_RIONOG1G3Y | CC
7813 | L_RIONOG1S1Y | CC
8032 | AMISTADHYD1 | Hydro
8033 | AMISTADHYD2 | Hydro
8048 | FALCONHYDRO1 | Hydro
8066 | DUP1V#1 | Cogen
8134 | FOR #1 | Cogen
8138 | FOR #2 | Cogen
8139 | JOS #1 | GST
8147 | UCAR #2 | Cogen
8148 | UCAR #1 | Cogen
8153 | FOR #3 | Cogen
8154 | FOR #4 | Cogen
8155 | FOR #5 | Cogen
8156 | FOR #6 | Cogen
8157 | FOR #7 | Cogen
8161 | COLETO0A | LIGCO
8173 | VICEC51A | CC
8174 | VICEC61A | CC
8189 | CUECPL2A | Cogen
8262 | ELPS | Hydro
8285 | LAR #1 | GST
8287 | LAR #2 | GST
8288 | LAR #3 | GST
8388 | BATES0A | GST
8393 | BATES0B | GST
8437 | NUECES_B0C | GST
8438 | NUECES_B0B | GST
8442 | NBEC7 | GST
8442 | NBEC7 | GST
8456 | COSW#1 | Cogen
8457 | COSW#2 | Cogen
8459 | B_DAVIS0B | GSC
8460 | B_DAVIS0A | GSC
8461 | KOCH_UP0A | Cogen
8506 | VAL #1 | Cogen
8507 | VAL #2 | Cogen
8511 | OXY_CC0A | Cogen
8517 | CELANEBI0A | Cogen
8560 | CNOPGT1 | Cogen
8561 | CNOPGT2 | Cogen
8562 | CNOPST1 | Cogen
8926 | LGE_GT10A | Cogen
8927 | LGE_GT20A | Cogen
8928 | LGE_STG0A | Cogen
8930 | ICPGN10A | Cogen
8931 | ICPGN20A | Cogen
8932 | ICPGN30A | Cogen
8933 | FGNTS001 | CC
8934 | FGNTS101 | CC
8935 | FGNTS201 | CC
8936 | MVGN#1 | CC
8937 | MVGN#2 | CC
8938 | MVGN#3 | CC
8981 | HECN1 | CC
8982 | HECN2 | CC
8983 | HECN3 | CC
9000 | DECKR_G1 | GST
9001 | DECKR_G2 | GST
9002 | DECKR_G3 | GGT
9003 | DECKR_G4 | GGT
9004 | DECKR_G5 | GGT
9005 | DECKR_G6 | GGT
9016 | SANDH_G1 | GGT
9017 | SANDH_G2 | GGT
9018 | SANDH_G3 | GGT
9019 | SANDH_G4 | GGT
9020 | SANDHG5A | CC
9021 | SANDHG5C | CC
11001 | NAV1CT | CC
11009 | NAV2CT | CC
11011 | NAV3ST | CC
11012 | NAV4CT | CC
11013 | NAV5CT | CC
11014 | NAV6ST | CC
11020 | TIEHVSG_1G | CC
11021 | TIEHVCG_1G | CC
11022 | TIEHVCG_2G | CC
11023 | TIEHVCG_3G | CC
11024 | TIEHVCG_4G | CC
11025 | TIEHVSG_2G | CC
11056 | ROSCOE_1G | Wind
11057 | CHAMPION_1G | Wind
11058 | PYRON_1G | Wind
11059 | INADALE_1G | Wind
11065 | ELBOWCK_1G | Wind
11147 | NOTREES_1G | Wind
11309 | BULLCREK_2G | Wind
11310 | BULLCREK_1G | Wind
11320 | COYOTE_1G | Wind
11691 | KMICHICT1_G | CC
11692 | KMICHICT2_G | CC
11693 | KMICHIST3_G | CC
11694 | KMICHICT4_G | CC
11695 | KMICHICT5_G | CC
11696 | KMICHIST6_G | CC
12322 | ENNSTRAC_1G | CC
12323 | ENNSTRAC_2G | CC
12411 | FPLEFR1A_G | CC
12412 | FPLEFR1B_G | CC
12413 | FPLEFR1C_G | CC
12414 | FPLEFR1S_G | CC
12421 | FPLEFR2A_G | CC
12422 | FPLEFR2B_G | CC
12423 | FPLEFR2C_G | CC
12424 | FPLEFR2S_G | CC
12440 | PARKD_1SVC8 | GST
12449 | PARKD_2SVC8 | GST
13116 | TGATEWAY_1G | CC
13117 | TGATEWAY_2G | CC
13118 | TGATEWAY_3G | CC
13119 | TGATEWAY_4G | CC
13131 | CALFREST_1G | CC
13132 | CALFREST_2G | CC
13133 | CALFREST_3G | CC
13134 | CALFREST_4G | CC
13135 | CALFREST_5G | CC
13136 | CALFREST_6G | CC
13432 | SANDOW_5G | LIGCO
32798 | BRYN_TAMUGEN | GST
32883 | BRYN_DNSBY3 | GST
32884 | BRYN_DNSBY13 | GST
32886 | BRYN_ATKINS3 | GST
32887 | BRYN_ATKINS6 | GST
32888 | BRYN_ATKINS7 | GGT
32890 | BRYN_ATKINS4 | GST
32891 | BRYN_ATKINS5 | GST
32892 | BRYN_DNSBY14 | GST
36998 | RDCNYNG1 | Wind
38332 | TNWDWRDU2_8 | Wind
38437 | TNSRBNMESA9 | Wind
38580 | TNBP_CGN1_8 | Cogen
38590 | TNBP_CGN2_8 | Cogen
38600 | TNBP_CGN3_8 | Cogen
38611 | TNBPAMCG1_8 | Cogen
38612 | TNBPAMCG2_8 | Cogen
38613 | TNBPAMCG3_8 | Cogen
38614 | TNBPAMCG4_8 | Cogen
38615 | TNBPAMCG5_8 | Cogen
38690 | TNBP_CGN4_8 | Cogen
38711 | TNTXCTY1CG8 | Cogen
38712 | TNTXCTY2CG8 | Cogen
38713 | TNTXCTY3CG8 | Cogen
38714 | TNTXCTY4CG8 | Cogen
39190 | TNSLCGN1__8 | Cogen
39470 | TNDOWCGNSG8 | Cogen
39480 | TNDOWCGNGG8 | Cogen
39760 | TNSCLP1___8 | Cogen
39770 | TNSCLP2___8 | Cogen
39775 | TNSCLP4___8 | Cogen
39790 | TNSCLP3___8 | Cogen
39960 | TNTNPONE_18 | LIGCO
39970 | TNTNPONE_28 | LIGCO
48500 | APD_GT1_8005 | Cogen
48510 | AK_GT1__8040 | Cogen
48511 | LPE_GT1_8070 | GGT
48512 | LPE_GT2_8075 | GGT
48513 | LPE_GT3_8080 | GGT
48514 | LPE_GT4_8085 | GGT
48520 | BSF_GT1_8070 | Cogen
48520 | BSF_GT1_8070 | Cogen
48521 | BVE_GT1_GT1 | CC
48522 | BVE_GT2_5035 | CC
48523 | BVE_ST1_GN1 | CC
48531 | BYU_GT1_8075 | Cogen
48532 | BYU_GT2_8055 | Cogen
48533 | BYU_GT3_8060 | Cogen
48534 | BYU_GT4_8065 | Cogen
48551 | CAL_GT1_8045 | Cogen
48552 | CAL_ST1_8000 | Cogen
48561 | CTL_GT2_8130 | Cogen
48562 | CTL_GT3_8135 | Cogen
48563 | CTL_GT4_8140 | Cogen
48564 | CTL_GN1_8145 | Cogen
48565 | CTL_GN2_8155 | Cogen
48581 | CBY_GN1_1 | GSC
48582 | CBY_GN2_2 | GSC
48583 | CBY_GT4_1 | GSC
48584 | CBY_GT4_2 | CC
48585 | CBY_ST4_1 | CC
48591 | CHE_GT2_5030 | Cogen
48593 | CHE_GT1_8015 | Cogen
48594 | CHE_GN4_8025 | Cogen
48595 | BTE_GT2_8075 | CC
48596 | BTE_GT3_8045 | CC
48597 | BTE_GT4_8055 | CC
48598 | BTE_ST1_8070 | CC
48611 | DIB_GT1_8080 | Cogen
48612 | DIB_GT2_8075 | Cogen
48613 | DIB_ST1_8085 | Cogen
48614 | DIB_GT3_8090 | Cogen
48641 | DPEC_GT15040 | CC
48642 | DPEC_GT25025 | CC
48643 | DPEC_GT35010 | CC
48644 | DPEC_GT45070 | CC
48645 | DPEC_ST55065 | CC
48651 | EP_1_2 | Cogen
48651 | EP_1_2 | Cogen
48671 | FTR_GT1_5105 | CC
48672 | FTR_GT2_5110 | CC
48673 | FTR_GT3_5085 | CC
48674 | FTR_CN4_5095 | CC
48690 | GBY_GN5_5 | GSC
48691 | GBY_73741085 | GGT
48691 | GBY_73741085 | GGT
48692 | GBY_81821075 | GGT
48692 | GBY_81821075 | GGT
48693 | GBY_83841065 | GGT
48693 | GBY_83841065 | GGT
48721 | LEG_1___1 | LIGCO
48722 | LEG_2___2 | LIGCO
48730 | MNS_GT | Cogen
48731 | CBE_GT1 | CC
48732 | CBE_GT2 | CC
48733 | CBE_ST12 | CC
48734 | CBE_GT3 | CC
48735 | CBE_GT4 | CC
48736 | CBE_ST34 | CC
48740 | PSG_GN2_8050 | Cogen
48741 | PSG_GT2_8040 | Cogen
48742 | PSG_GT3_8060 | Cogen
48761 | PR_GT1__9040 | Cogen
48772 | PHR_GN2_2 | GSC
48791 | PSA_GT1_8160 | Cogen
48792 | PSA_GT2_8155 | Cogen
48793 | PSA_GT3_8150 | Cogen
48794 | PSA_GT4_8145 | Cogen
48795 | PSA_GT5_8140 | Cogen
48796 | PSA_GN1_8165 | Cogen
48797 | PSA_GT6_8135 | Cogen
48811 | CVC_GT3_5045 | Cogen
48812 | CVC_GT2_5020 | Cogen
48813 | CVC_GT1_5035 | Cogen
48814 | CVC_ST5_5040 | Cogen
48815 | CVC_GT4_8005 | Cogen
48820 | SHELLG1_3015 | Cogen
48821 | SHELLG2 | Cogen
48822 | SHELLG3_3020 | Cogen
48822 | SHELLG3_3020 | Cogen
48841 | SJS_GT1_GT1 | Cogen
48842 | SJS_GT2_GT2 | Cogen
48845 | SOL_GT1 | Solar
48851 | SRB_GN1_1 | GST
48852 | SRB_GN2_2 | GST
48853 | SRB_GN3_3 | GST
48854 | SRB_GN4_4 | GST
48855 | SRB_GT211035 | GGT
48855 | SRB_GT211035 | GGT
48873 | THW_ST3_ST_3 | CC
48874 | THW_ST4_ST_4 | CC
48875 | THW_3132 | CC
48875 | THW_3132 | CC
48877 | THW_3334 | CC
48877 | THW_3334 | CC
48879 | THW_4142 | CC
48879 | THW_4142 | CC
48881 | THW_4344 | CC
48881 | THW_4344 | CC
48883 | THW_GT1_GT_1 | GGT
48885 | THW_5152 | GGT
48885 | THW_5152 | GGT
48886 | THW_5354 | GGT
48886 | THW_5354 | GGT
48887 | THW_5556 | GGT
48887 | THW_5556 | GGT
48911 | TGF_GT1_8000 | Cogen
48921 | WAP_GN1_1 | GST
48922 | WAP_GN2_2 | GST
48923 | WAP_GN3_3 | GST
48924 | WAP_GN4_4 | GSC
48925 | WAP_GN5_5 | LIGCO
48926 | WAP_GN6_6 | LIGCO
48927 | WAP_GN7_7 | LIGCO
48928 | WAP_GN8_8 | LIGCO
48929 | WAPGT21_GT1 | GGT
48940 | WARVUE_GT1 | Cogen
49803 | EXN_15GT | Cogen
49804 | EXN_16GT | Cogen
49805 | EXN_17GT | Cogen
49826 | EXN938GT | Cogen
49828 | EXN941GT | Cogen
49829 | EXN942GT | Cogen
49830 | EXN943GT | Cogen
49831 | EXN944GT | Cogen
49832 | EXN945GT | Cogen
49837 | EXN_GT | Cogen
49838 | EXN_14GT | Cogen
49851 | DOW17000 | Cogen
49858 | DOW38100 | Cogen
49859 | DOW38200 | Cogen
49860 | DOW38300 | Cogen
49862 | DOW39100 | Cogen
49863 | DOW39200 | Cogen
49865 | DOW41000 | Cogen
49866 | DOW42000 | Cogen
49869 | DOW49000 | Cogen
49870 | DOW61000 | Cogen
49871 | DOW62000 | Cogen
49872 | DOW63000 | Cogen
49873 | DOW64000 | Cogen
49876 | DOW65000 | Cogen
49877 | DOW66000 | Cogen
49878 | DOW67000 | Cogen
49882 | DOW81000 | Cogen
49884 | DOW82000 | Cogen
49885 | DOW83000 | Cogen
49886 | DOW84000 | Cogen
58909 | PEARSALLSCG1 | Diesel
58909 | PEARSALLSCG1 | Diesel
58909 | PEARSALLSCG1 | Diesel
58909 | PEARSALLSCG1 | Diesel
58909 | PEARSALLSCG1 | Diesel
58909 | PEARSALLSCG1 | Diesel
58919 | PEARSALLSCG2 | Diesel
58919 | PEARSALLSCG2 | Diesel
58919 | PEARSALLSCG2 | Diesel
58919 | PEARSALLSCG2 | Diesel
58919 | PEARSALLSCG2 | Diesel
58919 | PEARSALLSCG2 | Diesel
58929 | PEARSALLSCG3 | Diesel
58929 | PEARSALLSCG3 | Diesel
58929 | PEARSALLSCG3 | Diesel
58929 | PEARSALLSCG3 | Diesel
58929 | PEARSALLSCG3 | Diesel
58929 | PEARSALLSCG3 | Diesel
58949 | PEARSALLSCG4 | Diesel
58949 | PEARSALLSCG4 | Diesel
58949 | PEARSALLSCG4 | Diesel
58949 | PEARSALLSCG4 | Diesel
58949 | PEARSALLSCG4 | Diesel
58949 | PEARSALLSCG4 | Diesel
60000 | DSKY2 | Wind
60003 | KING_NE1A | Wind
60005 | KING_SE1A | Wind
60007 | KING_SW1A | Wind
60016 | WOODWRD11A | Wind
60017 | ORNNWP1 | Wind
60018 | DSKY1 | Wind
60019 | KING_NW1A | Wind
60057 | CALLAHAN1A | Wind
60058 | BUFF_GAP1A | Wind
60060 | CIRELLO | Wind
60063 | BUFF_GAP1B | Wind
60066 | H_HOLLOW1A | Wind
60068 | HHOLLOW21A | Wind
60070 | HHOLLOW31A | Wind
60072 | HHOLLOW41A | Wind
60081 | WHRLWIND1A | Wind
60201 | RIO DRCS | AVR
60202 | FRNDDRCS | AVR
71051 | L_BITTCR1_1N | Wind
71054 | L_SWEETW1_1N | Wind
71057 | L_SWEETW1_2N | Wind
71059 | L_SWEETW1_3N | Wind
71060 | L_SWEETW1_4N | Wind
71061 | L_SWEETW1_5N | Wind
76031 | L_GASCCR1_1N | Wind
76091 | L_DIVIDE1_1N | Wind
76095 | L_CAPRSI1_1N | Wind
76096 | L_CAPRSI1_2N | Wind
76097 | L_CAPRGE1_1N | Wind
80003 | MILHWYS | AVR
80012 | LAR | DCTie
80051 | FOR #8 | Cogen
80052 | FOR #9 | Cogen
80053 | FOR #10 | Cogen
80080 | GWINDT11A | Wind
80080 | GWINDT11A | Wind
80080 | GWINDT11A | Wind
80080 | GWINDT11A | Wind
80081 | GWINDT21A | Wind
80081 | GWINDT21A | Wind
80081 | GWINDT21A | Wind
80081 | GWINDT21A | Wind
80137 | CSDR89 | DCTie
80137 | CSDR89 | DCTie
80138 | CSDR7 | DCTie
80139 | CSDR56 | DCTie
80139 | CSDR56 | DCTie
80140 | CSDR11 | DCTie
80180 | PNSCALT11A | Wind
80180 | PNSCALT11A | Wind
80181 | PNSCALT21A | Wind
80181 | PNSCALT21A | Wind
80223 | REYSHR G | Cogen
80224 | VISTRONG1 | Cogen
80225 | VISTRONG2 | Cogen
80226 | ALCOA G | Cogen
80227 | AIRCO G | Cogen
80263 | B_DAVIS31A | CC
80264 | B_DAVIS41A | CC
80265 | LARECU40A | GGT
80266 | LARECU50A | GGT
86104 | CID-138 | DCTie
86105 | CID-230 | DCTie
86106 | CUF-230 | DCTie
86107 | CUF-138 | DCTie
88198 | BEEVILLE | AVR
88253 | HAMILTON | BLT
88299 | ZAPATA | BLT
88508 | FALFURRI | AVR